## Assumptions Summary
2020-2021 Modeling Assumptions
This workbook presents the IGP inputs and assumptions as used in the RESOLVE model. Each worksheet contains raw data inputs that RESOLVE writes into .TAB files. The worksheet names reflect the actual .TAB file names that are written by RESOLVE. The topics covered within the .TAB files are summarized in the descriptions for each worksheet.
Version History
Date | Version | Description
2020-09-25 | 1 | First Release of the Draft IGP Inputs and Assumptions Document
2021-03-12 | 2 | First Release of the Draft IGP Inputs and Assumptions Workbooks 1-2 for Oahu, Hawaii Island, Maui, Molokai, and Lanai. Incorporates Stakeholder Feedback to Version 1.0.
2021-08-03 | 3 | Revised Draft IGP Inputs and Assumptions Workbooks 1-2 for Oahu, Hawaii Island, Maui, Molokai, and Lanai. Incorporates the Hawaii Public Utilities Commission's Directives in Order 37730 to Version 2.0. -- Provided clear narrative explanations about the inputs and assumptions -- Provided live and unlocked workbooks with cell logic intact -- Used plain language to describe data, worksheets, and cells -- Provided an Assumptions Summary, Glossary, References Worksheets -- Formatted workbook to improve user understanding
Worksheet Descriptions
Worksheet | Category | Description
Assumptions Summary | Assumptions Summary | Includes Workbook Version History, Worksheet Descriptions, and References
Glossary | Glossary | Definitions of All Acronyms and Common Terms Used in the Workbook
References | References | Provides Links to All Pertinent and Related Documents and Workbooks
day_weights | General Inputs | Weighted Sample Days used for Hourly Dispatch Representation.
zones |  | Representative Zones on the Island. Used for Load Balancing Between Zones.
transmission_lines |  | Names of Transmission Lines and Maximum Planned Capacities
simultaneous_flow_limits |  | Transmisison Lines Constraint for Future Upgrades
fuels |  | Properties of Fuel Types Used Per Island
renewable_targets |  | Renewable Portfolio Standards Constraints
period_discount_factors |  | Parameters Used to Calculate the Net Present Value of the RESOLVE Resource Plan
flexible_params |  | Parameters Used to Establish Time and Value Constraints in RESOLVE
system_params |  | Parameters for RESOLVE to Model the Island System
resources | Properties of Resources | Names and Capabilities of All Available Resources in RESOLVE
planned_installed_capacities |  | Planned Installed Capacity of Resources
min_cumulative_new_build |  | Minimum Capacity Requirements for New Resources Built by RESOLVE
capacity_limits |  | Maximum Capacity Limit for New Resources Built by RESOLVE
planned_storage_energy_capacity |  | Planned Installed Energy Capacity for Storage Resources
resource_storage_paired |  | Constraints Used to Model Paired Resources
resource_variable_renewable |  | Capability of Resource to be Curtailed
reserve_resources |  | Capability of Resource to Provide Regulating Reserve, FFR, and Inertia Services
conventional_dr_period_limits |  | Properties of Demand Response Resources
energy_sharing_max_to_move_with |  | Constraints Used to Limit Maximum Capacity Factor for Resources
technologies | Properties of Technology | Names and Capabilities of All Available Technology Types in RESOLVE
tech_storage_parms |  | Properties of Battery Energy Storage System (BESS) Technologies
erm_params | ERM Parameters | Energy Reserve Margin (ERM) Requirement and Peak Load
erm_resource_group_map |  | Grouping of Resources that Contribute to ERM
erm_shapes |  | Hourly Dependable Capacity (HDC) Shapes by ERM Resource Group
erm_timepoint_params |  | ERM Load Shape in 8760 Hours/Year Format

## Glossary
Glossary |  |  |  | Return to Assumptions Summary
Acronym/ Terminology | Definition | Order No. | Worksheets Reference
8760 | 365 days/year x 24 hours/day = 8760 hours/year | 0 | Glossary
resource | Resource Name | 0 | Glossary
period | Reference Year | 0 | Glossary
DR | Demand Response | 0 | Glossary
Pmax | Maximum Power Output (MW) | 0 | Glossary
MW | Megawatts, Unit of Power/ Capacity | 0 | Glossary
ERM | Energy Reserve Margin | 0 | Glossary
HDC | Hourly Dependable Capacity | 0 | Glossary
MWh | Megawatt-hour, Unit of Energy | 0 | Glossary
kW | Kilowatt, Unit of Power/ Capacity | 0 | Glossary
kWh | Kilowatt-hour, Unit of Energy | 0 | Glossary
yr | Year | 0 | Glossary
DER | Distributed Energy Resources | 0 | Glossary
DGPV | Distributed Generation Photovoltaics | 0 | Glossary
FFR | Fast Frequency Response | 0 | Glossary
Inertia | Kinetic Energy (MJ) Produced by a Synchronous Generator | 0 | Glossary
day_id | RESOLVE Sampled Day Number, Ranges from 1-30 | 1 | day_weights
day_weight | Number of Days in a Year that the Sampled Day Represents. Sum of the Day Weights is 365 Days. | 1 | day_weights
zone | User-Defined Zones on an Island Containing Resources. Used for Balancing Generation and Load | 2 | zones
include_in_rps_target | Allow Zones to be Included in the RPS Target Calculation | 2 | zones
include_in_load_following | Allow Zones to Provide Load Following/Regulating Reserve | 2 | zones
include_in_ghg_target | Allow Zones to be Included in the GHG Reduction Target Calculation | 2 | zones
transmission_line | Name of a Transmission Line in RESOLVE | 3 | transmission_lines
transmission_from | Transmission Line Starting Point | 3 | transmission_lines
transmission_to | Transmission Line End Point | 3 | transmission_lines
min_flow | Minimum Transmission Line Capacity | 3 | transmission_lines
max_flow | Maximum Transmission Line Capacity | 3 | transmission_lines
simultaneous_flow_group | Name of Transmission Line Directional Constraint (Forward or Reverse Direction) | 4 | simultaneous_flow_limits
period | Modeled Year in RESOLVE | 4 | simultaneous_flow_limits
simultaneous_flow_limit_mw | Planned Annual Transmission Capacity. Adjustable for Transmission Upgrades | 4 | simultaneous_flow_limits
fuels | Fuel Type | 5 | fuels
tco2_per_mmbtu | Carbon Intensity of Burning Fossil Fuels | 5 | fuels
can_blend_with_pipeline_biogas | TRUE/FALSE Question to Allow Biodiesel Blending | 5 | fuels
period | Modeled Year in RESOLVE | 5 | renewable_targets
non_modeled_rps_resources_mwh | Energy (GWh/year) Provided by DER Resources | 6 | renewable_targets
DER | Distributed Energy Resources | 6 | renewable_targets
pipeline_biogas_available_mmbtu_per_year | Amount of Biodiesel Available To Fuel-Burning Units Per Year (MMBTU/year) | 6 | renewable_targets
incremental_pipeline_biogas_cost_per_mmbtu | Cost of Biodiesel Per Year ($/MMBTU) | 6 | renewable_targets
retail_sales_mw | Portion of Customer Sales (MWh/year) that Contributes to the RPS or RPS-A Requirement | 6 | renewable_targets
RPS | Renewable Portfolio Standards | 6 | renewable_targets
RPS-A | Updated RPS Standard Based on Total Generation | 6 | renewable_targets
RPS_as_fractions_of_retail_sales | Annual Percent RPS Requirement | 6 | renewable_targets
period | Modeled Year in RESOLVE | 7 | period_discount_factors
discount_factor | RESOLVE Conversion Factor from Discount Rate | 7 | period_discount_factors
years_in_period | Linear Interpolation Between Modeled and Non-Modeled Years | 7 | period_discount_factors
period | Modeled Year in RESOLVE | 8 | flexible_params
param | Parameters in RESOLVE | 8 | flexible_params
model_component | Resource Name or Type in RESOLVE | 8 | flexible_params
day | RESOLVE Representative Day(s) | 8 | flexible_params
hour_of_day_from | Starting Hour Between 0-23 | 8 | flexible_params
hour_of_day_to | Ending Hour Between 0-23 | 8 | flexible_params
value | Unitless Number, Percent Fraction, or TRUE/FALSE Statement | 8 | flexible_params
max_gen_fraction | Controls the Generation Output of the Resource Named Under the "model_component". | 8 | flexible_params
energy_budget_cap_factor | Used to Maintain a Daily Capacity Factor for the Resource's Energy Budget | 8 | flexible_params
Energy Budget | The Daily Amount of Available Energy Produced/ Stored by a Resource | 8 | flexible_params
under_freq_load_shedding_fraction | Percent of Allowable Under Frequency Load Shed (UFLS) | 8 | flexible_params
total_freq_resp_violation_penalty_per_mw | Penalty Price for Violating the FFR Requirement ($/MW) | 8 | flexible_params
lf_reserve_timeframe_fraction_of_hour | Timeframe of Reserve Dispatch (Response Time to Ramp) | 8 | flexible_params
erm_shifting_window | Used to Shift Battery Energy From One Hour to Another, From One Day to Another, Throught the Year to Meet the ERM Requirement | 8 | flexible_params
synchronous_condenser_addition_to_load | When Not Committed and in Synchronous Condenser Mode, The Resource Will Add to Load by a Fraction of its Total Installed Capacity (%) | 8 | flexible_params
allow_synchronous_condenser_mode | TRUE/FALSE Decision Variable to Allow a Thermal Generator to Switch into Synchronous Condenser Mode | 8 | flexible_params
decimals | Used to Set the Number of Decimal Places for Result Values | 8 | flexible_params
unserved_energy_penalty | The Cost of Unserved Energy When There Isn't Enough Generation on the System to Meet the System Load ($/MW) | 9 | system_params
overgen_penalty | The Cost of Curtailment ($/MWh) | 9 | system_params
upward_reserve_violation_penalty | The Cost of the Model Not Meeting Upward Regulating Reserve Requirements ($/MW) | 9 | system_params
downward_reserve_violation_penalty | The Cost of the Model Not Meeting Downward Regulating Reserve Requirements ($/MW) | 9 | system_params
lf_reserve_dispatch_fraction | Represents the Regulating Reserve Subhourly Dispatch Fraction (%) | 9 | system_params
var_rnw_available_for_reserves | The Capacity of Variable Resources to Provide Load Following/ Regulating Reserves (%) | 9 | system_params
max_var_rnw_reserves | Represents the Maximum Regulating Reserves Provided by Variable Resources | 9 | system_params
require_overbuild | Allows the RESOLVE Model to Build Enough Resources to Meet All System Constraints as Mentioned Above, and Avoid Penalty Costs | 9 | system_params
enforce_ghg_targets | Allows the RESOLVE Model to Meet Greenhouse Gas (GHG) Emissions Targets | 9 | system_params
count_storage_losses_as_rps_curtailment | An Accounting Feature for Battery Energy Losses to Count as Curtailment of RPS Eligible Resources and Not a Reduction of RPS | 9 | system_params
allow_unserved_energy | Enables the Model to Allow Hours of Unserved Energy, Although Those Hours Will Have an Associated Penalty Cost for Violating the Constraint | 9 | system_params
resource | Name of User-Defined Resource in RESOLVE | 10 | resources
technology | Name of User Defined Technology Type in RESOLVE | 10 | resources
rps_eligible | Tracks if a Resource Contributes to RPS | 10 | resources
can_build_new | Ability for a Resource to be Built and/or Expanded | 10 | resources
capacity_limited | Capacity Build Limit for New Resources | 10 | resources
can_retire | Allows RESOLVE to Retire Thermal Resources | 10 | resources
period | Modeled Year in RESOLVE | 11 | planned_installed_capacities
resource | Name of User-Defined Resource in RESOLVE | 11 | planned_installed_capacities
planned_installed_capacity | Planned Installed Capacity of Resources (MW) | 11 | planned_installed_capacities
min_operational_planned_capacity_mw | Minimum Operational Capacity of Resources (MW) | 11 | planned_installed_capacities
planned_capacity_fixed_o_and_m_dollars_per_kw_yr | Annual Fixed Operations and Maintenance Costs for Resources ($/kW-yr) | 11 | planned_installed_capacities
resource | Name of User Defined Resource in RESOLVE | 12 | min_cumulative_new_build
period | Modeled Year in RESOLVE | 12 | min_cumulative_new_build
min_cumulative_build_by_year | Minimum Capacity of New Resources to be Built Per Year | 12 | min_cumulative_new_build
resource | Name of User-Defined Resource in RESOLVE | 13 | capacity_limits
period | Modeled Year in RESOLVE | 13 | capacity_limits
capacity_limit_mw | Maximum Capacity Limit (MW) for New Resource Builds by RESOLVE | 13 | capacity_limits
storage_resource | Name of User-Defined Storage Resources in RESOLVE | 14 | planned_storage_energy_capacity
period | Modeled Year in RESOLVE | 14 | planned_storage_energy_capacity
planned_storage_energy_capacity_mwh | Planned Storage Energy Capacity (MWH) | 14 | planned_storage_energy_capacity
planned_storage_energy_capacity_fixed_o_and_m_dollars_per_kwh_yr | Fixed Operations and Maintenance Costs For Storage | 14 | planned_storage_energy_capacity
paired_storage_resource | Name of Storage Resource That is Paired to a Supply Resource | 15 | resource_storage_paired
paired_supply_resource | Name of Supply Resource That is Paired to a Storage Resource | 15 | resource_storage_paired
enforce_pairing_ratio | Create a Pairing Ratio Between Supply and Storage Resources | 15 | resource_storage_paired
pairing_ratio | Ratio Between New Paired Resources Built by RESOLVE. For Our Purposes, We Assume a 1:1 Ratio, So That Equal Amounts of Paired Resources Are Built (1 MW Supply Resource Paired to 1 MW Storage Resource) | 15 | resource_storage_paired
Storage Resource | A Device Which Stores Energy. Often a Battery Energy Storage System (BESS) | 15 | resource_storage_paired
Supply Resource | Generator | 15 | resource_storage_paired
resource | Name of User-Defined Resource in RESOLVE | 16 | resource_variable_renewable
curtailable | Allows a Resource to be Curtailed | 16 | resource_variable_renewable
resource | Name of User-Defined Resource in RESOLVE | 17 | reserve_resources
can_provide_lf_reserves | Allows a Resource to Provide Load Following/Regulating Reserves | 17 | reserve_resources
contributes_to_freq_resp_total | The Resource Can Provide a Total Fast Frequency Response | 17 | reserve_resources
thermal_freq_response_fraction_of_commitment | Percent of a Resource That Provides Fast Frequency Response Service | 17 | reserve_resources
can_provide_inertia | Signifies If a Resource Can Provide Inertia | 17 | reserve_resources
inertia_response_multiplier_of_commitment | Conversion Factor in MJ/MW Used to Scale the Inertia Provision by the Thermal Generator or Synchronous Condenser's Maximum Capacity | 17 | reserve_resources
resource | Name of User-Defined Resource in RESOLVE | 18 | conventional_dr_period_limits
period | Modeled Year in RESOLVE | 18 | conventional_dr_period_limits
conventional_dr_availability_hours_per_year | Maximum Number of Hours Per Year a Demand Response Resource May Be called Upon for a Demand Response Event (hour/year) | 18 | conventional_dr_period_limits
daily_capacity_factor | Maximum Duration of the Demand Response Event, Provided as a Fraction of the Day (hour/hour) | 18 | conventional_dr_period_limits
hydro_resource | Name of User-Defined Resource in RESOLVE | 19 | energy_sharing_max_to_move_with
energy_sharing_group_id | Resource Assignment to Representative Days and Months When It Will Be Used | 19 | energy_sharing_max_to_move_with
max_energy_to_move_around_hours | Represents the Number of Hours Within the Month that the Resource is Used at its Pmax | 19 | energy_sharing_max_to_move_with
Pmax | Maximum Power Output (MW) | 19 | energy_sharing_max_to_move_with
technology | Name of User-Defined Technology in RESOLVE | 20 | technologies
thermal | A Fuel Burning Technology Having a Heat Rate and Fuel Type) | 20 | technologies
dispatchable | A Technology That May Be Dispatched at Varying Capacity | 20 | technologies
must_run | Technology is Run at 100% Capacity When Committed | 20 | technologies
variable | Variable Renewable Technology | 20 | technologies
storage | Unpaired and Paired Battery Energy Storage Systems (BESS) or Pumped-Storage Hydro | 20 | technologies
hydro | Hydroelectric Technology | 20 | technologies
variable_cost_dollars_per_mwh | Represents the Variable Costs for Certain Technologies ($/MWh) | 20 | technologies
firm_capacity | Fixed, Thermal Generators e.g., Combustion Turbine | 20 | technologies
conventional_dr | Demand Response Technologies | 20 | technologies
electric_vehicle | Electric Vehicle Technologies | 20 | technologies
energy_efficiency | Energy Efficiency Technologies | 20 | technologies
synchronous_condenser | Synchronous Condenser Technologies | 20 | technologies
storage_technology | Name of Storage Technology in RESOLVE | 21 | tech_storage_params
charging_efficiency | Average Charging Efficiency of Storage | 21 | tech_storage_params
discharging_efficiency | Average Discharging Efficiency of Storage | 21 | tech_storage_params
duration_h | Hourly Duration of Storage | 21 | tech_storage_params
duration_type | Classification of Storage Duration in RESOLVE | 21 | tech_storage_params
minimum-duration | Storage Technology Will Discharge Its Energy for a Minimum Number of Hours or Longer if Needed | 21 | tech_storage_params
fixed-duration | Storage Technology Has a Set Duration for Discharging Energy | 21 | tech_storage_params
period | Modeled Year in RESOLVE | 22 | erm_params
erm_percentage | Percent Energy Reserve Marging (ERM) Requirement | 22 | erm_params
erm_peak_load_mw | Annual Peak of Net System Load | 22 | erm_params
resource | Name of User-Defined Resource in RESOLVE | 23 | erm_resource_group_map
erm_group | Resource Classification Groups by Hourly Dependable Capacity (HDC) Type | 23 | erm_resource_group_map
HDC | Hourly Dependable Capacity | 23 | erm_resource_group_map
erm_hour | Reference Hours of the Year (8760 hours/year) | 24 | erm_shapes
solar | Hourly Dependable Capacity of Utility-Scale Solar | 24 | erm_shapes
wind | Hourly Dependable Capacity of Utility-Scale Wind | 24 | erm_shapes
firm_capacity | Hourly Dependable Capacity of Thermal Generators | 24 | erm_shapes
other | Hourly Dependable Capacity of Synchronous Condensers and Other Small Grid Services | 24 | erm_shapes
dgpv | Hourly Dependable Capacity of Distributed Solar | 24 | erm_shapes
lsdr | Hourly Dependable Capacity of Load Shifting Demand Response | 24 | erm_shapes
stand_alone_storage | Hourly Dependable Capacity of Utility-Scale Standalone Storage (Unpaired BESS) | 24 | erm_shapes
generic_storage | Hourly Dependable Capacity of New Utility-Scale Standalone Storage (New Unpaired BESS) | 24 | erm_shapes
paired_solar | Hourly Dependable Capacity of Paired Utility-Scale Solar (Supply Side) | 24 | erm_shapes
paired_wind | Hourly Dependable Capacity of Paired Utility-Scale Wind (Supply Side) | 24 | erm_shapes
paired_storage | Hourly Dependable Capacity of Paired Storage (Storage Side) | 24 | erm_shapes
erm_hour | Reference Hours of the Year (8760 hours/year) | 25 | erm_timepoint_params
input_load_mw | Normalized Load Shape for Scaling With The ERM Peak | 25 | erm_timepoint_params

## References
References |  | Return to Assumptions Summary
Source | Materials
Revised Draft Oahu IGP Inputs and Assumptions Workbooks 1, August 3, 2021
Revised Draft Oahu IGP Inputs and Assumptions Workbooks 2, August 3, 2021
Revised Draft Hawaii IGP Inputs and Assumptions Workbooks 1, August 3, 2021
Revised Draft Hawaii IGP Inputs and Assumptions Workbooks 2, August 3, 2021
Revised Draft Maui IGP Inputs and Assumptions Workbooks 1, August 3, 2021
Revised Draft Maui IGP Inputs and Assumptions Workbooks 2, August 3, 2021
Revised Draft Molokai IGP Inputs and Assumptions Workbooks 1, August 3, 2021
Revised Draft Molokai IGP Inputs and Assumptions Workbooks 2, August 3, 2021
Revised Draft Lanai IGP Inputs and Assumptions Workbooks 1, August 3, 2021
Revised Draft Lanai IGP Inputs and Assumptions Workbooks 2, August 3, 2021
Revised Draft IGP Inputs and Assumptions Document, March 30, 2021 | https://www.hawaiianelectric.com/documents/clean_energy_hawaii/integrated_grid_planning/stakeholder_engagement/working_groups/forecast_assumptions/20210330_wg_fa_deliverable_draft.pdf
Revised Draft IGP Grid Needs Assessment & Solution Evaluation Methodology Document, March 30, 2021 | https://www.hawaiianelectric.com/documents/clean_energy_hawaii/integrated_grid_planning/stakeholder_engagement/working_groups/solution_evaluation_and_optimization/20210330_wg_seo_deliverable_draft.pdf
Draft Oahu IGP Inputs and Assumptions Workbooks 1, March 12, 2021 | https://www.hawaiianelectric.com/documents/clean_energy_hawaii/integrated_grid_planning/stakeholder_engagement/working_groups/forecast_assumptions/20210312_draft_oahu_inputs_workbook_1.xlsx
Draft Oahu IGP Inputs and Assumptions Workbooks 2, March 12, 2021 | https://www.hawaiianelectric.com/documents/clean_energy_hawaii/integrated_grid_planning/stakeholder_engagement/working_groups/forecast_assumptions/20210312_draft_oahu_inputs_workbook_2.xlsx
Draft Hawaii IGP Inputs and Assumptions Workbooks 1, March 12, 2021 | https://www.hawaiianelectric.com/documents/clean_energy_hawaii/integrated_grid_planning/stakeholder_engagement/working_groups/forecast_assumptions/20210312_draft_hawaii_island_inputs_workbook_1.xlsx
Draft Hawaii IGP Inputs and Assumptions Workbooks 2, March 12, 2021 | https://www.hawaiianelectric.com/documents/clean_energy_hawaii/integrated_grid_planning/stakeholder_engagement/working_groups/forecast_assumptions/20210312_draft_hawaii_island_inputs_workbook_2.xlsx
Draft Maui IGP Inputs and Assumptions Workbooks 1, March 12, 2021 | https://www.hawaiianelectric.com/documents/clean_energy_hawaii/integrated_grid_planning/stakeholder_engagement/working_groups/forecast_assumptions/20210312_draft_maui_inputs_workbook_1.xlsx
Draft Maui IGP Inputs and Assumptions Workbooks 2, March 12, 2021 | https://www.hawaiianelectric.com/documents/clean_energy_hawaii/integrated_grid_planning/stakeholder_engagement/working_groups/forecast_assumptions/20210312_draft_maui_inputs_workbook_2.xlsx
Draft Molokai IGP Inputs and Assumptions Workbooks 1, March 12, 2021 | https://www.hawaiianelectric.com/documents/clean_energy_hawaii/integrated_grid_planning/stakeholder_engagement/working_groups/forecast_assumptions/20210312_draft_molokai_inputs_workbook_1.xlsx
Draft Molokai IGP Inputs and Assumptions Workbooks 2, March 12, 2021 | https://www.hawaiianelectric.com/documents/clean_energy_hawaii/integrated_grid_planning/stakeholder_engagement/working_groups/forecast_assumptions/20210312_draft_molokai_inputs_workbook_2.xlsx
Draft Lanai IGP Inputs and Assumptions Workbooks 1, March 12, 2021 | https://www.hawaiianelectric.com/documents/clean_energy_hawaii/integrated_grid_planning/stakeholder_engagement/working_groups/forecast_assumptions/20210312_draft_lanai_inputs_workbook_1.xlsx
Draft Lanai IGP Inputs and Assumptions Workbooks 2, March 12, 2021 | https://www.hawaiianelectric.com/documents/clean_energy_hawaii/integrated_grid_planning/stakeholder_engagement/working_groups/forecast_assumptions/20210312_draft_lanai_inputs_workbook_2.xlsx
IGP Resource Cost Summary, April 20, 2020 (Updated January 18, 2021) | https://www.hawaiianelectric.com/documents/clean_energy_hawaii/integrated_grid_planning/stakeholder_engagement/working_groups/solution_evaluation_and_optimization/20210118_wg_seo_resource_cost_forecast.xlsx
Draft IGP Inputs and Assumptions Document, September 25, 2020 | https://www.hawaiianelectric.com/documents/clean_energy_hawaii/integrated_grid_planning/stakeholder_engagement/working_groups/forecast_assumptions/20200925_draft_IGP_inputs_and_assumptions.pdf
Oahu Sales and Peak Forecast, August 31, 2020 | https://www.hawaiianelectric.com/documents/clean_energy_hawaii/integrated_grid_planning/stakeholder_engagement/working_groups/forecast_assumptions/hawaii_sales_and_peak_FAWG.xlsx
Hawaii Sales and Peak Forecast, August 31, 2020 | https://www.hawaiianelectric.com/documents/clean_energy_hawaii/integrated_grid_planning/stakeholder_engagement/working_groups/forecast_assumptions/oahu_sales_and_peak_FAWG.xlsx
Maui, Molokai, and Lanai Sales and Peak Forecast, August 31, 2020 | https://www.hawaiianelectric.com/documents/clean_energy_hawaii/integrated_grid_planning/stakeholder_engagement/working_groups/forecast_assumptions/maui_sales_and_peak_FAWG.xlsx
Draft IGP Grid Needs Assessment and Solution Evaluation Methodology Document, June 2, 2020 | https://www.hawaiianelectric.com/documents/clean_energy_hawaii/integrated_grid_planning/stakeholder_engagement/working_groups/solution_evaluation_and_optimization/20200602_wg_seo_deliverable_draft_v1.pdf
IGP 2020 Fuels Forecast, April 20, 2020 | https://www.hawaiianelectric.com/documents/clean_energy_hawaii/integrated_grid_planning/stakeholder_engagement/working_groups/solution_evaluation_and_optimization/20200420_wg_seo_igp_2020_fuels_forecast.xlsx
IGP DER Forecast - Oahu, January 29, 2020 | https://www.hawaiianelectric.com/documents/clean_energy_hawaii/integrated_grid_planning/stakeholder_engagement/working_groups/forecast_assumptions/HE_DER_forecast_IGP.xlsx
IGP DER Forecast - Hawaii, January 29, 2020 | https://www.hawaiianelectric.com/documents/clean_energy_hawaii/integrated_grid_planning/stakeholder_engagement/working_groups/forecast_assumptions/HL_DER_forecast_IGP.xlsx
IGP DER Forecast - Maui (Maui BESS Included from Slide 31), January 29, 2020 | https://www.hawaiianelectric.com/documents/clean_energy_hawaii/integrated_grid_planning/stakeholder_engagement/working_groups/forecast_assumptions/ME_DER_forecast_IGP.xlsx
AEG Hawaii Statewide Market Potential Study, January 29, 2020 | https://www.hawaiianelectric.com/documents/clean_energy_hawaii/integrated_grid_planning/stakeholder_engagement/working_groups/forecast_assumptions/20200129_wg_fa_hawaii_market_potential_study_draft_results.pdf
Electrification of Transportation Workplan, October 29, 2019 | https://www.hawaiianelectric.com/documents/clean_energy_hawaii/electrification_of_transportation/20191029_eot_workplan.pdf
Electric Vehicle Critical Backbone Study: Planning Methodology, July 30, 2019 | https://www.hawaiianelectric.com/documents/clean_energy_hawaii/electrification_of_transportation/2018-0135_20190730_cos_ev_backbone_study.pdf
Addendum to the EoT Strategic Roadmap, November 29, 2018 | https://www.hawaiianelectric.com/documents/clean_energy_hawaii/electrification_of_transportation/eot_strategic_roadmap_addendum.pdf
Electrification of Transportation (EoT) Strategic Roadmap, March 29, 2018 | https://www.hawaiianelectric.com/documents/clean_energy_hawaii/electrification_of_transportation/201803_eot_roadmap.pdf

## day_weights
Return to Assumptions Summary
Day Weights
RESOLVE model optimization uses a set of 30 representative days per each modeled year. Each representative day holds a weighted value called a day weight. In the table below, the "day_id" is the representative day, and the "day_weight" is the corresponding weighted value of that day. The day_weight is used to scale the load profile, variable generation profiles, and any other time-dependent input from 30 representative days to 365 days per year (or 8760 hours per year). The sum of all the "day_weights" is equal to one year, 365 days. The day weights were determined outside of the model using historical production profiles of the system level load and existing variable renewable generation ranging from years 2015-2019. The day weights are unique to each island.
Day Weights
day_id | day_weight
1 | 29.9837
2 | 26.6252
3 | 26.0402
4 | 25.3585
5 | 21.6896
6 | 21.5676
7 | 19.0928
8 | 18.9348
9 | 16.3832
10 | 16.3151
11 | 15.4435
12 | 15.3371
13 | 14.6471
14 | 13.6473
15 | 11.9578
16 | 11.8909
17 | 11.049
18 | 9.2942
19 | 8.4161
20 | 8.1009
21 | 5.5002
22 | 4.6258
23 | 3.359
24 | 2.7025
25 | 1.8929
26 | 1.1445
27 | 1.0005
28 | 1
29 | 1
30 | 1

## zones
Return to Assumptions Summary
Zones
RESOLVE has the capability to model an island's system within user-defined zones. Usually, the purpose of creating zones is to separate resources that have a different set of operational capabilities or constraints from each other. For example, resources that cannot provide load following/ regulating reserves are placed into a NoLF (No load Following) zone. Whereas resources that can provide load following/ regulating reserves are placed into the main island zone, which is Hawaii_Island in this case. A Proxy zone is always defined as a point of reference to the main island zone. In the table below, columns 2-4 are properties specified for each zone. The input is a binary value (0 or 1), zero meaning NO/FALSE and one meaning YES/TRUE. As an example, resources in the "Hawaii_Island" zone can be included in the RPS target calculation ("include_in_rps_target"), can provide load following/ regulating reserves ("include_in_load_following"), and can be included in the GHG target calculation ("include_in_ghg_target").
Zones
zone | include_in_rps_target | include_in_load_following | include_in_ghg_target
Hawaii_Island | 1 | 1 | 1
Proxy | 0 | 0 | 0
No_LF | 1 | 0 | 1

## transmission_lines
Return to Assumptions Summary
Transmission Line Capacity
In RESOLVE, transmission line capacity is model from one point of reference to another. In the first column, "transmission_line", we define the name of the transmission line, specifying the two reference zones "Hawaii_Island" and "Proxy" in line "BI_to_Proxy". In the second and third columns, we state which zone the energy is moved from, "transmission_from" and the zone where it's going to, "transmission_to". In the fourth and fifth columns, we can specify a minimum transmission capacity, "min_flow" and a maximum transmission capacity, "max_flow". The energy flow is one-directional from the outer zone "transmission_from" to the inner zone "transmission_to". In the table below, resources in the NoLF zone have a very high transmission capacity limit 99999 MW to simulate an unlimited scenario. To set a point of interconnection (POI) transmission constraint for a particular resource, a specific value can be used in the "max_flow" field.
Transmission Lines
transmission_line | transmission_from | transmission_to | min_flow | max_flow
BI_TO_PROXY | Hawaii_Island | Proxy | 0 | 0
No_LF | No_LF | Hawaii_Island | 0 | 9999999

## simultaneous_flow_limits
Return to Assumptions Summary
Simultaneous Flow Constraint
The following constraints allow the user to adjust the transmission capacity exchanged between zones on an annual basis. The direction of energy is one-directional (forward or reverse), in that it moves from the outer zone to the inner zone. This setting provides flexbility in comparison to the hard constraint on the previous worksheet, "max_flow". It can be used to account for things like adding new renewable projects to an existing zone, and the subsequent increase or decrease in transmission capacity that is available or needed through an upgrade. The value 99999 is meant to simulate an unlimited scenario.
Simultaneous Flow Constraint
simultaneous_flow_group | period | simultaneous_flow_limit_mw
Proxy_Group | 2025 | 0
Proxy_Group | 2026 | 0
Proxy_Group | 2027 | 0
Proxy_Group | 2028 | 0
Proxy_Group | 2029 | 0
Proxy_Group | 2030 | 0
Proxy_Group | 2031 | 0
Proxy_Group | 2032 | 0
Proxy_Group | 2033 | 0
Proxy_Group | 2034 | 0
Proxy_Group | 2040 | 0
Proxy_Group | 2045 | 0
Proxy_Group | 2050 | 0
No_LF | 2025 | 9999999
No_LF | 2026 | 9999999
No_LF | 2027 | 9999999
No_LF | 2028 | 9999999
No_LF | 2029 | 9999999
No_LF | 2030 | 9999999
No_LF | 2031 | 9999999
No_LF | 2032 | 9999999
No_LF | 2033 | 9999999
No_LF | 2034 | 9999999
No_LF | 2040 | 9999999
No_LF | 2045 | 9999999
No_LF | 2050 | 9999999

## fuels
Return to Assumptions Summary
Fuel Blending
In the first column, "fuels" represents the type of fuel used on that island. The second column, "tco2_per_mmbtu" represents the carbon dioxide (CO2) intensity for greenhouse gas (GHG) accounting in units tCO2/MMBtu. The third column is a decision variable to allow the fuel to be blended with a renewable fuel source such as biodiesel or biogas. Since biogas is not an option for the islands, assume fuel blending is achieved with biodiesel unless otherwise noted.
Fuels
fuels | tco2_per_mmbtu | can_blend_with_pipeline_biogas
MSFO_No6_(Hill_Puna) | 0.083063 | TRUE
High_Sulfur_Diesel_(No_2) | 0.081807 | TRUE
ULSD | 0.081807 | TRUE
Naphtha | 0.075259 | TRUE
Biodiesel | 0 | FALSE
Free | 0 | FALSE
HH_Biomass | 0 | FALSE
80Nap_20Bio | 0.076551 | TRUE

## renewable_targets
Return to Assumptions Summary
Renewable Targets
In the table below are a collection of inputs related to Renewable Portfolio Standards (RPS) targets. -- first column, "period" represents the modeled year -- second column, "non_modeled_rps_resources_mwh" represents the energy (GWh/year) provided by DER resources. Since DER is not modeled as a resource, this is how we capture the RPS contributions by DERs. -- third and fourth columns, "pipeline_biogas_available_mmbtu_per_year" and "incremental_pipeline_biogas_cost_per_mmbtu" go together. It is used to switch the thermal generator fuel source from a fossil fuel (e.g., LSFO, diesel) to biodiesel in year 2045 when 100% RPS is in effect. -- fifth column, "retail_sales_mwh" is the portion of customer sales (MWh/year) that contributes towards RPS or RPS-A -- sixth column, "RPS_as_fractions_of_retail_sales" represents the annual percent RPS requirement
Renewable Targets
period | non_modeled_rps_resources_mwh | pipeline_biogas_available_mmbtu_per_year | incremental_pipeline_biogas_cost_per_mmbtu | retail_sales_mwh | RPS_as_fractions_of_retail_sales
2025 | 227533.107 | 0 | 999999999 | 1289.7349 | 0.35
2026 | 234061.306 | 0 | 999999999 | 1290.1869 | 0.36
2027 | 241280.29 | 0 | 999999999 | 1292.2814 | 0.37
2028 | 249125.553 | 0 | 999999999 | 1303.394 | 0.38
2029 | 255762.477 | 0 | 999999999 | 1304.9312 | 0.39
2030 | 263168.872 | 0 | 999999999 | 1311.5572 | 0.4
2031 | 270727.152 | 0 | 999999999 | 1319.3322 | 0.43
2032 | 278363.51 | 0 | 999999999 | 1329.7192 | 0.46
2033 | 284153.551 | 0 | 999999999 | 1333.4418 | 0.49
2034 | 290502.569 | 0 | 999999999 | 1342.8676 | 0.52
2040 | 325085.97 | 0 | 999999999 | 1438.7506 | 0.7
2045 | 346488.973 | 999999999 | 26.7443 | 1547.8276 | 1
2050 | 363991.852 | 999999999 | 26.6784 | 1697.9548 | 1

## period_discount_factors
Return to Assumptions Summary
Discount Factors
The table below describes how the discount rate (%) is applied over the planning horizon ("horizon"). The discount rate is converted by RESOLVE into a "discount_factor". Between the starting year to the last year of the horizon ("period"), the "discount_factor" and "years_in_period" are used to determine the present value of the resource plan. The "years_in_period" is based on the linear interpolation between modeled and non-modeled years. The last year of "years_in_period" has the highest weight as the assumption is that future years will have the same cost as the last year.
Period Discount Factors
period | discount_factor | years_in_period
2025 | 0.82575 | 1
2026 | 0.78716 | 1
2027 | 0.75037 | 1
2028 | 0.7153 | 1
2029 | 0.68187 | 1
2030 | 0.65 | 1
2031 | 0.61962 | 1
2032 | 0.59066 | 1
2033 | 0.56305 | 1
2034 | 1.7389 | 3.5
2040 | 2.2634 | 5.5
2045 | 1.5924 | 5
2050 | 3.9351 | 23

## flexible_params
Return to Assumptions Summary
Flexible Parameters
The parameters, "param" listed below are input into various sections of the RESOLVE model. The main theme here is that these parameters have a time constraint, involving the "period" (year), "day" (representative day from 1-30), and the hour of day (ranging from hours 0 - 23), as well as a representative value in the "value" column. The "value" column is more of a catch-all for various inputs and does not have set units. The following are examples of how the params shown in the table below are used: -- "max_gen_fraction" is used to control the generation output of the resource named under the "model_component". For "Load_Reduce", the value is set to zero in the hours when this resource is unavailable. Hour zero in "hour_of_day_from" represents 12:00AM-1:00AM, and hour 16 in "hour_of_day_to" represents 4:00PM - 5:00PM. Therefore, the resource is unavailable from midnight to 5:00PM. -- "energy_budget_cap_factor" - used to maintain a daily capacity factor for the resource's energy budget (FFR1 resource is not used for energy service, therefore its value is zero). -- "under_freq_load_shedding_fraction" - Percent of allowable under frequency load shed; specific to the island. For Hawaii_Island, it is 15%. -- "total_freq_resp_violation_penalty_per_mw" - penalty price for violating the FFR requirement ($/MW) -- "lf_reserve_timeframe_fraction_of_hour" - describes the timeframe of the reserve dispatch (response time to ramp), e.g. 0.5 hours = 30 minutes. -- "erm_shifting_window" - is used to shift battery energy from one hour to another, from one day to another, throughout the year to meet ERM requirements. It has a value of 8760 hours/year. --"synchronous_condenser_addition_to_load" - when not committed and in synchronous condenser mode, the resource will add to load by a fraction of the resource's total capacity, e.g., a value of 0.04 means 4% of total installed capacity adds to the system load -- "allow_synchronous_condenser_mode" - TRUE/FALSE decision variable to allow a thermal generator to switch into synchronous condenser mode if it has that capability -- "decimals" - are used to set the number of decimal places for result values (e.g., value = "2" means display two decimal places, as in 30.00 MW, or 120.00 MWh)
Flexible Parameters
param | model_component | period | day | hour_of_day_from | hour_of_day_to | value
commit_all_capacity | HH_min | All | All | 0 | 23 | TRUE
max_gen_fraction | Load_Reduction | All | All | 0 | 5 | 0
max_gen_fraction | Load_Reduction | All | All | 9 | 15 | 0
max_gen_fraction | Load_Reduction | All | All | 20 | 23 | 0
energy_budget_cap_factor | FFR | None | All | None | None | 0
energy_budget_cap_factor | Stage2_FFR | None | All | None | None | 0
under_freq_load_shedding_fraction | None | None | None | None | None | 0.15
total_freq_resp_violation_penalty_per_mw | None | None | None | None | None | 900000
lf_reserve_timeframe_fraction_of_hour | None | None | None | None | None | 0.3333
reg_reserve_timeframe_fraction_of_hour | None | None | None | None | None | 0
erm_shifting_window | None | None | None | None | None | 8760
synchronous_condenser_addition_to_load | Sync_Condenser | None | None | None | None | 0.04
synchronous_condenser_addition_to_load | 1x1_2500CC_New | None | None | None | None | 0.04
synchronous_condenser_addition_to_load | SC_2500CC_New | None | None | None | None | 0.04
synchronous_condenser_addition_to_load | Puna_CT3 | None | None | None | None | 0.04
synchronous_condenser_addition_to_load | KCC | None | None | None | None | 0.04
allow_synchronous_condenser_mode | Puna_CT3 | None | None | None | None | TRUE
allow_synchronous_condenser_mode | KCC | None | None | None | None | TRUE
allow_synchronous_condenser_mode | 1x1_2500CC_New | None | None | None | None | TRUE
allow_synchronous_condenser_mode | SC_2500CC_New | None | None | None | None | TRUE
decimals | None | None | None | None | None | 2

## system_params
Return to Assumptions Summary
System Parameters
The table below contains a variety of system parameters used in the RESOLVE model. -- first column, "unserved_energy_penalty" is the cost of unserved energy when there isn't enough generation on the system to meet the system load ($/MWh) -- second column, "overgen_penalty" is the cost of curtailment ($/MWh) -- third column, "upward_reserve_violation_penalty" is the cost of the model not meeting upward regulating reserve requirements ($/MW) -- fourth column, "downward_reserve_violation_penalty" is the cost of the model not meeting downward regulating reserve requirements ($/MW) -- fifth column, "lf_reserve_dispatch_fraction" represents the load following/regulating reserve subhourly dispatch fraction (%) -- sixth column, "var_rnw_available_for_reserves" is the capacity of variable resources to provide load following/regulating reserves (%) -- seventh column, "max_var_rnw_reserves" represents the maximum load following/regulating reserves provided by variable resources (%) -- eigth column, "require_overbuild" allows RESOLVE to build enough resources to meet all system constraints as mentioned above, and avoid penalty costs -- ninth column, "enforce_ghg_targets" allows the model to meet greenhous gas (GHG) emissions targets -- tenth column, "count_storage_losses_as_rps_curtailment"is an accounting feature for battery energy losses to count as curtailment of RPS eligible resources and not a reduction in RPS -- eleventh column, "allow_unserved_energy" enables to model to allow hours of unserved energy, although those hours will have an associated penalty cost for violating the constraint
System Parameters
unserved_energy_penalty | overgen_penalty | upward_reserve_violation_penalty | downward_reserve_violation_penalty | lf_reserve_dispatch_fraction | var_rnw_available_for_reserves | max_var_rnw_reserves | require_overbuild | enforce_ghg_targets | count_storage_losses_as_rps_curtailment | allow_unserved_energy
1000000 | 50000 | 900000 | 900000 | 0.33 | 1 | 1 | TRUE | TRUE | TRUE | TRUE

## resources
Return to Assumptions Summary
Resources
The following table contains all of the user-defined resources modeled in RESOLVE by island. The first column, "resource" is the name of the unit or project, which is tied to a "technology" type in column two, and a "zone" in column three. The binary values (1 or 0) in columns four through seven represent TRUE or FALSE values, TRUE = 1 and FALSE = 0. The questions being asked for each resource are: -- Column 4, "rps_eligible" - Does the project count towards RPS? -- Column 5, "can_build_new" - Can the resource be built and/or expanded? -- Column 6, "capacity_limited" - If a new resource, is there a limit on how much capacity can be built? -- Column 7, "can_retire" - Can the unit be retired by RESOLVE? (RESOLVE will optimize and decide when this occurs.)
Resources
resource | technology | zone | rps_eligible | can_build_new | capacity_limited | can_retire
Hill5-6 | Hill5-6 | Hawaii_Island | 0 | 0 | 0 | 0
D11-17_21-23 | D11-17_21-23 | Hawaii_Island | 0 | 0 | 0 | 0
D24-27 | D24-27 | Hawaii_Island | 0 | 0 | 0 | 0
Kanoelehua_CT1 | Kanoelehua_CT1 | Hawaii_Island | 0 | 0 | 0 | 0
Keahole_CT2 | Keahole_CT2 | Hawaii_Island | 0 | 0 | 0 | 0
Puna_CT3 | Puna_CT3 | Hawaii_Island | 0 | 0 | 0 | 0
Puna_Steam | Puna_Steam | Hawaii_Island | 0 | 0 | 0 | 0
KCC | KCC | Hawaii_Island | 0 | 0 | 0 | 0
HCC | HCC | Hawaii_Island | 0 | 0 | 0 | 0
PGV | PGV | Hawaii_Island | 1 | 0 | 0 | 0
PGVOld | PGVOld | Hawaii_Island | 1 | 0 | 0 | 0
Biomass_New | Biomass_New | Hawaii_Island | 1 | 1 | 1 | 0
Geothermal_New | Geothermal_New | Hawaii_Island | 1 | 1 | 1 | 0
1x1_2500CC_New | 1x1_2500CC_New | Hawaii_Island | 0 | 1 | 1 | 0
9MW_ICE_New | 9MW_ICE_New | Hawaii_Island | 0 | 1 | 1 | 0
Sync_Condenser | Sync_Condenser | Hawaii_Island | 0 | 1 | 1 | 0
FFR | FFR | Hawaii_Island | 0 | 0 | 0 | 0
Stage2_FFR | FFR | Hawaii_Island | 0 | 0 | 0 | 0
SC_2500CC_New | SC_2500CC_New | Hawaii_Island | 0 | 1 | 1 | 0
HH | HH | Hawaii_Island | 1 | 0 | 0 | 0
HH_min | HH_min | Hawaii_Island | 1 | 0 | 0 | 0
HRD_Wind | Wind | No_LF | 1 | 0 | 0 | 0
Tawhiri-A_Wind | Wind | No_LF | 1 | 0 | 0 | 0
Tawhiri-B_Wind | Wind | No_LF | 1 | 0 | 0 | 0
CBRE_PV_1 | CBRE_Phase_1 | No_LF | 1 | 0 | 0 | 0
CBRE_PV_Phase_2_Small | CBRE_PV_Phase_2_Small | No_LF | 1 | 0 | 0 | 0
PV_New | PV_New | Hawaii_Island | 1 | 1 | 1 | 0
Wind_New | Wind_New | Hawaii_Island | 1 | 1 | 1 | 0
Puueo_Hydro | Hydro | Hawaii_Island | 1 | 0 | 0 | 0
Small_Hydros | Hydro | Hawaii_Island | 1 | 0 | 0 | 0
Waiau_Hydro | Hydro | Hawaii_Island | 1 | 0 | 0 | 0
Wailuku_Hydro | Hydro | No_LF | 1 | 0 | 0 | 0
AqtFitPV | PV | No_LF | 1 | 0 | 0 | 0
FutFitPV | PV | No_LF | 1 | 0 | 0 | 0
Tawhiri-A_Wind_Ext | Wind | Hawaii_Island | 1 | 0 | 0 | 0
Tawhiri-B_Wind_Ext | Wind | Hawaii_Island | 1 | 0 | 0 | 0
CBRE_PV_Phase_2_RFP_Supply | CBRE_PV_Phase_2_RFP_Supply | Hawaii_Island | 1 | 0 | 0 | 0
PV_Hale_Kuawehi_Supply | PV_Paired_Supply | Hawaii_Island | 1 | 0 | 0 | 0
PV_Waikoloa_Supply | PV_Paired_Supply | Hawaii_Island | 1 | 0 | 0 | 0
PV_Stage2_Puako_Supply | PV_Paired_Supply | Hawaii_Island | 1 | 0 | 0 | 0
PV_Paired_2hr_New_Supply | PV_Paired_2hr_New_Supply | Hawaii_Island | 1 | 1 | 1 | 0
PV_Paired_4hr_New_Supply | PV_Paired_4hr_New_Supply | Hawaii_Island | 1 | 1 | 1 | 0
PV_Paired_6hr_New_Supply | PV_Paired_6hr_New_Supply | Hawaii_Island | 1 | 1 | 1 | 0
PV_Paired_8hr_New_Supply | PV_Paired_8hr_New_Supply | Hawaii_Island | 1 | 1 | 1 | 0
PV_Paired_2hr_New_DERAgg_Supply | PV_Paired_2hr_New_DERAgg_Supply | Hawaii_Island | 1 | 1 | 1 | 0
PV_DER_Paired_PW_Supply | PV_DER_Paired_PW_Supply | Hawaii_Island | 1 | 0 | 0 | 0
BESS_Standalone_New | BESS_Standalone_New | Hawaii_Island | 0 | 1 | 1 | 0
Load_Build | Load_Build | Hawaii_Island | 0 | 0 | 0 | 0
CBRE_PV_Phase_2_RFP_Battery | CBRE_PV_Phase_2_RFP_Battery | Hawaii_Island | 0 | 0 | 0 | 0
PV_Hale_Kuawehi_Battery | PV_Paired_Battery | Hawaii_Island | 0 | 0 | 0 | 0
PV_Waikoloa_Battery | PV_Paired_Battery | Hawaii_Island | 0 | 0 | 0 | 0
PV_Stage2_Puako_Battery | PV_Paired_Battery | Hawaii_Island | 0 | 0 | 0 | 0
PV_Paired_2hr_New_Battery | PV_Paired_2hr_New_Battery | Hawaii_Island | 0 | 1 | 1 | 0
PV_Paired_4hr_New_Battery | PV_Paired_4hr_New_Battery | Hawaii_Island | 0 | 1 | 1 | 0
PV_Paired_6hr_New_Battery | PV_Paired_6hr_New_Battery | Hawaii_Island | 0 | 1 | 1 | 0
PV_Paired_8hr_New_Battery | PV_Paired_8hr_New_Battery | Hawaii_Island | 0 | 1 | 1 | 0
PV_Paired_2hr_New_DERAgg_Battery | PV_Paired_2hr_New_DERAgg_Battery | Hawaii_Island | 0 | 1 | 1 | 0
PV_DER_Paired_PW_Battery | PV_DER_Paired_PW_Battery | Hawaii_Island | 0 | 0 | 0 | 0
Load_Reduction | Load_Reduction | Hawaii_Island | 0 | 0 | 0 | 0

## planned_installed_capacities
Return to Assumptions Summary
Planned Resource Installed Capacities (MW)
The table below shows the user-defined "resource" names in the first column, modeled year in the "period" column, the planned capacity in megawatts (MW) in the third column. The fourth column, "min_operational_planned_capacity_mw" represents any operating minimum capacity (MW) that is required for a resource. The fifth column, "planned_capacity_fixed_o_and_m_dollars_per_kw_yr" is the associated annual fixed O&M (operations and maintenance) costs to run the units, projects, or grid services.
Planned Installed Capacities
resource | period | planned_installed_capacity | min_operational_planned_capacity_mw | planned_capacity_fixed_o_and_m_dollars_per_kw_yr
Hill5-6 | 2025 | 33.9 | 0 | 225.2257
Hill5-6 | 2026 | 33.9 | 0 | 225.2257
Hill5-6 | 2027 | 0 | 0 | 225.2257
Hill5-6 | 2028 | 0 | 0 | 225.2257
Hill5-6 | 2029 | 0 | 0 | 225.2257
Hill5-6 | 2030 | 0 | 0 | 225.2257
Hill5-6 | 2031 | 0 | 0 | 225.2257
Hill5-6 | 2032 | 0 | 0 | 225.2257
Hill5-6 | 2033 | 0 | 0 | 225.2257
Hill5-6 | 2034 | 0 | 0 | 225.2257
Hill5-6 | 2040 | 0 | 0 | 225.2257
Hill5-6 | 2045 | 0 | 0 | 225.2257
Hill5-6 | 2050 | 0 | 0 | 225.2257
D11-17_21-23 | 2025 | 24.5 | 0 | 85.3677
D11-17_21-23 | 2026 | 24.5 | 0 | 85.3677
D11-17_21-23 | 2027 | 24.5 | 0 | 85.3677
D11-17_21-23 | 2028 | 24.5 | 0 | 85.3677
D11-17_21-23 | 2029 | 24.5 | 0 | 85.3677
D11-17_21-23 | 2030 | 24.5 | 0 | 85.3677
D11-17_21-23 | 2031 | 24.5 | 0 | 85.3677
D11-17_21-23 | 2032 | 24.5 | 0 | 85.3677
D11-17_21-23 | 2033 | 24.5 | 0 | 85.3677
D11-17_21-23 | 2034 | 24.5 | 0 | 85.3677
D11-17_21-23 | 2040 | 24.5 | 0 | 85.3677
D11-17_21-23 | 2045 | 24.5 | 0 | 85.3677
D11-17_21-23 | 2050 | 24.5 | 0 | 85.3677
D24-27 | 2025 | 5 | 0 | 420.2312
D24-27 | 2026 | 5 | 0 | 420.2312
D24-27 | 2027 | 5 | 0 | 420.2312
D24-27 | 2028 | 5 | 0 | 420.2312
D24-27 | 2029 | 5 | 0 | 420.2312
D24-27 | 2030 | 5 | 0 | 420.2312
D24-27 | 2031 | 5 | 0 | 420.2312
D24-27 | 2032 | 5 | 0 | 420.2312
D24-27 | 2033 | 5 | 0 | 420.2312
D24-27 | 2034 | 5 | 0 | 420.2312
D24-27 | 2040 | 5 | 0 | 420.2312
D24-27 | 2045 | 5 | 0 | 420.2312
D24-27 | 2050 | 5 | 0 | 420.2312
Kanoelehua_CT1 | 2025 | 10.5 | 0 | 67.1571
Kanoelehua_CT1 | 2026 | 10.5 | 0 | 67.1571
Kanoelehua_CT1 | 2027 | 10.5 | 0 | 67.1571
Kanoelehua_CT1 | 2028 | 10.5 | 0 | 67.1571
Kanoelehua_CT1 | 2029 | 10.5 | 0 | 67.1571
Kanoelehua_CT1 | 2030 | 10.5 | 0 | 67.1571
Kanoelehua_CT1 | 2031 | 10.5 | 0 | 67.1571
Kanoelehua_CT1 | 2032 | 10.5 | 0 | 67.1571
Kanoelehua_CT1 | 2033 | 10.5 | 0 | 67.1571
Kanoelehua_CT1 | 2034 | 10.5 | 0 | 67.1571
Kanoelehua_CT1 | 2040 | 10.5 | 0 | 67.1571
Kanoelehua_CT1 | 2045 | 10.5 | 0 | 67.1571
Kanoelehua_CT1 | 2050 | 10.5 | 0 | 67.1571
Keahole_CT2 | 2025 | 13.8 | 0 | 16.6065
Keahole_CT2 | 2026 | 13.8 | 0 | 16.6065
Keahole_CT2 | 2027 | 13.8 | 0 | 16.6065
Keahole_CT2 | 2028 | 13.8 | 0 | 16.6065
Keahole_CT2 | 2029 | 13.8 | 0 | 16.6065
Keahole_CT2 | 2030 | 13.8 | 0 | 16.6065
Keahole_CT2 | 2031 | 13.8 | 0 | 16.6065
Keahole_CT2 | 2032 | 13.8 | 0 | 16.6065
Keahole_CT2 | 2033 | 13.8 | 0 | 16.6065
Keahole_CT2 | 2034 | 13.8 | 0 | 16.6065
Keahole_CT2 | 2040 | 13.8 | 0 | 16.6065
Keahole_CT2 | 2045 | 13.8 | 0 | 16.6065
Keahole_CT2 | 2050 | 13.8 | 0 | 16.6065
Puna_CT3 | 2025 | 20 | 0 | 51.8578
Puna_CT3 | 2026 | 20 | 0 | 51.8578
Puna_CT3 | 2027 | 20 | 0 | 51.8578
Puna_CT3 | 2028 | 20 | 0 | 51.8578
Puna_CT3 | 2029 | 20 | 0 | 51.8578
Puna_CT3 | 2030 | 20 | 0 | 51.8578
Puna_CT3 | 2031 | 20 | 0 | 51.8578
Puna_CT3 | 2032 | 20 | 0 | 51.8578
Puna_CT3 | 2033 | 20 | 0 | 51.8578
Puna_CT3 | 2034 | 20 | 0 | 51.8578
Puna_CT3 | 2040 | 20 | 0 | 51.8578
Puna_CT3 | 2045 | 20 | 0 | 51.8578
Puna_CT3 | 2050 | 20 | 0 | 51.8578
Puna_Steam | 2025 | 0 | 0 | 90.7854
Puna_Steam | 2026 | 0 | 0 | 90.7854
Puna_Steam | 2027 | 0 | 0 | 90.7854
Puna_Steam | 2028 | 0 | 0 | 90.7854
Puna_Steam | 2029 | 0 | 0 | 90.7854
Puna_Steam | 2030 | 0 | 0 | 90.7854
Puna_Steam | 2031 | 0 | 0 | 90.7854
Puna_Steam | 2032 | 0 | 0 | 90.7854
Puna_Steam | 2033 | 0 | 0 | 90.7854
Puna_Steam | 2034 | 0 | 0 | 90.7854
Puna_Steam | 2040 | 0 | 0 | 90.7854
Puna_Steam | 2045 | 0 | 0 | 90.7854
Puna_Steam | 2050 | 0 | 0 | 90.7854
KCC | 2025 | 52 | 0 | 96.4265
KCC | 2026 | 52 | 0 | 96.4265
KCC | 2027 | 52 | 0 | 96.4265
KCC | 2028 | 52 | 0 | 96.4265
KCC | 2029 | 52 | 0 | 96.4265
KCC | 2030 | 52 | 0 | 96.4265
KCC | 2031 | 52 | 0 | 96.4265
KCC | 2032 | 52 | 0 | 96.4265
KCC | 2033 | 52 | 0 | 96.4265
KCC | 2034 | 52 | 0 | 96.4265
KCC | 2040 | 52 | 0 | 96.4265
KCC | 2045 | 52 | 0 | 96.4265
KCC | 2050 | 52 | 0 | 96.4265
HCC | 2025 | 60 | 0 | 232.2254
HCC | 2026 | 60 | 0 | 228.421
HCC | 2027 | 60 | 0 | 224.7031
HCC | 2028 | 60 | 0 | 221.0699
HCC | 2029 | 60 | 0 | 217.5193
HCC | 2030 | 60 | 0 | 214.0494
HCC | 2031 | 0 | 0 | 210.6586
HCC | 2032 | 0 | 0 | 207.3448
HCC | 2033 | 0 | 0 | 204.1065
HCC | 2034 | 0 | 0 | 200.9419
HCC | 2040 | 0 | 0 | 183.41
HCC | 2045 | 0 | 0 | 170.5403
HCC | 2050 | 0 | 0 | 159.0695
PGV | 2025 | 0 | 0 | 396.021
PGV | 2026 | 0 | 0 | 387.0107
PGV | 2027 | 0 | 0 | 378.2054
PGV | 2028 | 0 | 0 | 369.6004
PGV | 2029 | 0 | 0 | 361.1912
PGV | 2030 | 0 | 0 | 352.9733
PGV | 2031 | 0 | 0 | 344.9424
PGV | 2032 | 0 | 0 | 337.0942
PGV | 2033 | 0 | 0 | 329.4246
PGV | 2034 | 0 | 0 | 321.9294
PGV | 2040 | 0 | 0 | 280.4071
PGV | 2045 | 0 | 0 | 249.9266
PGV | 2050 | 0 | 0 | 222.7594
PGVOld | 2025 | 38 | 0 | 170.2185
PGVOld | 2026 | 38 | 0 | 167.2175
PGVOld | 2027 | 38 | 0 | 164.2776
PGVOld | 2028 | 38 | 0 | 161.3977
PGVOld | 2029 | 38 | 0 | 158.5763
PGVOld | 2030 | 38 | 0 | 155.8123
PGVOld | 2031 | 38 | 0 | 153.1043
PGVOld | 2032 | 38 | 0 | 150.4511
PGVOld | 2033 | 38 | 0 | 147.8516
PGVOld | 2034 | 38 | 0 | 145.3046
PGVOld | 2040 | 38 | 0 | 131.0624
PGVOld | 2045 | 38 | 0 | 120.4423
PGVOld | 2050 | 38 | 0 | 110.8323
Biomass_New | 2025 | 0 | 0 | 0
Biomass_New | 2026 | 0 | 0 | 0
Biomass_New | 2027 | 0 | 0 | 0
Biomass_New | 2028 | 0 | 0 | 0
Biomass_New | 2029 | 0 | 0 | 0
Biomass_New | 2030 | 0 | 0 | 0
Biomass_New | 2031 | 0 | 0 | 0
Biomass_New | 2032 | 0 | 0 | 0
Biomass_New | 2033 | 0 | 0 | 0
Biomass_New | 2034 | 0 | 0 | 0
Biomass_New | 2040 | 0 | 0 | 0
Biomass_New | 2045 | 0 | 0 | 0
Biomass_New | 2050 | 0 | 0 | 0
Geothermal_New | 2025 | 0 | 0 | 0
Geothermal_New | 2026 | 0 | 0 | 0
Geothermal_New | 2027 | 0 | 0 | 0
Geothermal_New | 2028 | 0 | 0 | 0
Geothermal_New | 2029 | 0 | 0 | 0
Geothermal_New | 2030 | 0 | 0 | 0
Geothermal_New | 2031 | 0 | 0 | 0
Geothermal_New | 2032 | 0 | 0 | 0
Geothermal_New | 2033 | 0 | 0 | 0
Geothermal_New | 2034 | 0 | 0 | 0
Geothermal_New | 2040 | 0 | 0 | 0
Geothermal_New | 2045 | 0 | 0 | 0
Geothermal_New | 2050 | 0 | 0 | 0
1x1_2500CC_New | 2025 | 0 | 0 | 0
1x1_2500CC_New | 2026 | 0 | 0 | 0
1x1_2500CC_New | 2027 | 0 | 0 | 0
1x1_2500CC_New | 2028 | 0 | 0 | 0
1x1_2500CC_New | 2029 | 0 | 0 | 0
1x1_2500CC_New | 2030 | 0 | 0 | 0
1x1_2500CC_New | 2031 | 0 | 0 | 0
1x1_2500CC_New | 2032 | 0 | 0 | 0
1x1_2500CC_New | 2033 | 0 | 0 | 0
1x1_2500CC_New | 2034 | 0 | 0 | 0
1x1_2500CC_New | 2040 | 0 | 0 | 0
1x1_2500CC_New | 2045 | 0 | 0 | 0
1x1_2500CC_New | 2050 | 0 | 0 | 0
9MW_ICE_New | 2025 | 0 | 0 | 0
9MW_ICE_New | 2026 | 0 | 0 | 0
9MW_ICE_New | 2027 | 0 | 0 | 0
9MW_ICE_New | 2028 | 0 | 0 | 0
9MW_ICE_New | 2029 | 0 | 0 | 0
9MW_ICE_New | 2030 | 0 | 0 | 0
9MW_ICE_New | 2031 | 0 | 0 | 0
9MW_ICE_New | 2032 | 0 | 0 | 0
9MW_ICE_New | 2033 | 0 | 0 | 0
9MW_ICE_New | 2034 | 0 | 0 | 0
9MW_ICE_New | 2040 | 0 | 0 | 0
9MW_ICE_New | 2045 | 0 | 0 | 0
9MW_ICE_New | 2050 | 0 | 0 | 0
Sync_Condenser | 2025 | 0 | 0 | 0
Sync_Condenser | 2026 | 0 | 0 | 0
Sync_Condenser | 2027 | 0 | 0 | 0
Sync_Condenser | 2028 | 0 | 0 | 0
Sync_Condenser | 2029 | 0 | 0 | 0
Sync_Condenser | 2030 | 0 | 0 | 0
Sync_Condenser | 2031 | 0 | 0 | 0
Sync_Condenser | 2032 | 0 | 0 | 0
Sync_Condenser | 2033 | 0 | 0 | 0
Sync_Condenser | 2034 | 0 | 0 | 0
Sync_Condenser | 2040 | 0 | 0 | 0
Sync_Condenser | 2045 | 0 | 0 | 0
Sync_Condenser | 2050 | 0 | 0 | 0
FFR | 2025 | 6 | 0 | 76.1732
FFR | 2026 | 0 | 0 | 0
FFR | 2027 | 0 | 0 | 0
FFR | 2028 | 0 | 0 | 0
FFR | 2029 | 0 | 0 | 0
FFR | 2030 | 0 | 0 | 0
FFR | 2031 | 0 | 0 | 0
FFR | 2032 | 0 | 0 | 0
FFR | 2033 | 0 | 0 | 0
FFR | 2034 | 0 | 0 | 0
FFR | 2040 | 0 | 0 | 0
FFR | 2045 | 0 | 0 | 0
FFR | 2050 | 0 | 0 | 0
Stage2_FFR | 2025 | 12 | 0 | 164.8787
Stage2_FFR | 2026 | 12 | 0 | 151.8886
Stage2_FFR | 2027 | 12 | 0 | 140.7115
Stage2_FFR | 2028 | 12 | 0 | 130.4973
Stage2_FFR | 2029 | 12 | 0 | 120.675
Stage2_FFR | 2030 | 12 | 0 | 111.8679
Stage2_FFR | 2031 | 12 | 0 | 104.6429
Stage2_FFR | 2032 | 12 | 0 | 98.2959
Stage2_FFR | 2033 | 12 | 0 | 92.1836
Stage2_FFR | 2034 | 12 | 0 | 86.2985
Stage2_FFR | 2040 | 12 | 0 | 55.3728
Stage2_FFR | 2045 | 12 | 0 | 104.054
Stage2_FFR | 2050 | 12 | 0 | 70.5992
SC_2500CC_New | 2025 | 0 | 0 | 0
SC_2500CC_New | 2026 | 0 | 0 | 0
SC_2500CC_New | 2027 | 0 | 0 | 0
SC_2500CC_New | 2028 | 0 | 0 | 0
SC_2500CC_New | 2029 | 0 | 0 | 0
SC_2500CC_New | 2030 | 0 | 0 | 0
SC_2500CC_New | 2031 | 0 | 0 | 0
SC_2500CC_New | 2032 | 0 | 0 | 0
SC_2500CC_New | 2033 | 0 | 0 | 0
SC_2500CC_New | 2034 | 0 | 0 | 0
SC_2500CC_New | 2040 | 0 | 0 | 0
SC_2500CC_New | 2045 | 0 | 0 | 0
SC_2500CC_New | 2050 | 0 | 0 | 0
HH | 2025 | 0 | 0 | 969.2249
HH | 2026 | 0 | 0 | 955.4516
HH | 2027 | 0 | 0 | 941.9916
HH | 2028 | 0 | 0 | 928.8379
HH | 2029 | 0 | 0 | 915.9834
HH | 2030 | 0 | 0 | 903.4214
HH | 2031 | 0 | 0 | 891.1453
HH | 2032 | 0 | 0 | 879.1484
HH | 2033 | 0 | 0 | 867.4245
HH | 2034 | 0 | 0 | 855.9673
HH | 2040 | 0 | 0 | 792.4956
HH | 2045 | 0 | 0 | 745.9027
HH | 2050 | 0 | 0 | 704.3745
HH_min | 2025 | 0 | 0 | 969.2249
HH_min | 2026 | 0 | 0 | 955.4516
HH_min | 2027 | 0 | 0 | 941.9916
HH_min | 2028 | 0 | 0 | 928.8379
HH_min | 2029 | 0 | 0 | 915.9834
HH_min | 2030 | 0 | 0 | 903.4214
HH_min | 2031 | 0 | 0 | 891.1453
HH_min | 2032 | 0 | 0 | 879.1484
HH_min | 2033 | 0 | 0 | 867.4245
HH_min | 2034 | 0 | 0 | 855.9673
HH_min | 2040 | 0 | 0 | 792.4956
HH_min | 2045 | 0 | 0 | 745.9027
HH_min | 2050 | 0 | 0 | 704.3745
HRD_Wind | 2025 | 0 | 0 | 349.9534
HRD_Wind | 2026 | 0 | 0 | 349.9534
HRD_Wind | 2027 | 0 | 0 | 349.9534
HRD_Wind | 2028 | 0 | 0 | 349.9534
HRD_Wind | 2029 | 0 | 0 | 349.9534
HRD_Wind | 2030 | 0 | 0 | 349.9534
HRD_Wind | 2031 | 0 | 0 | 349.9534
HRD_Wind | 2032 | 0 | 0 | 349.9534
HRD_Wind | 2033 | 0 | 0 | 349.9534
HRD_Wind | 2034 | 0 | 0 | 349.9534
HRD_Wind | 2040 | 0 | 0 | 349.9534
HRD_Wind | 2045 | 0 | 0 | 349.9534
HRD_Wind | 2050 | 0 | 0 | 349.9534
Tawhiri-A_Wind | 2025 | 7 | 0 | 559.4822
Tawhiri-A_Wind | 2026 | 7 | 0 | 559.4822
Tawhiri-A_Wind | 2027 | 7 | 0 | 559.4822
Tawhiri-A_Wind | 2028 | 0 | 0 | 559.4822
Tawhiri-A_Wind | 2029 | 0 | 0 | 559.4822
Tawhiri-A_Wind | 2030 | 0 | 0 | 559.4822
Tawhiri-A_Wind | 2031 | 0 | 0 | 559.4822
Tawhiri-A_Wind | 2032 | 0 | 0 | 559.4822
Tawhiri-A_Wind | 2033 | 0 | 0 | 559.4822
Tawhiri-A_Wind | 2034 | 0 | 0 | 559.4822
Tawhiri-A_Wind | 2040 | 0 | 0 | 559.4822
Tawhiri-A_Wind | 2045 | 0 | 0 | 559.4822
Tawhiri-A_Wind | 2050 | 0 | 0 | 559.4822
Tawhiri-B_Wind | 2025 | 13.5 | 0 | 559.4822
Tawhiri-B_Wind | 2026 | 13.5 | 0 | 559.4822
Tawhiri-B_Wind | 2027 | 13.5 | 0 | 559.4822
Tawhiri-B_Wind | 2028 | 0 | 0 | 559.4822
Tawhiri-B_Wind | 2029 | 0 | 0 | 559.4822
Tawhiri-B_Wind | 2030 | 0 | 0 | 559.4822
Tawhiri-B_Wind | 2031 | 0 | 0 | 559.4822
Tawhiri-B_Wind | 2032 | 0 | 0 | 559.4822
Tawhiri-B_Wind | 2033 | 0 | 0 | 559.4822
Tawhiri-B_Wind | 2034 | 0 | 0 | 559.4822
Tawhiri-B_Wind | 2040 | 0 | 0 | 559.4822
Tawhiri-B_Wind | 2045 | 0 | 0 | 559.4822
Tawhiri-B_Wind | 2050 | 0 | 0 | 559.4822
CBRE_PV_1 | 2025 | 0.75 | 0 | 402.9829
CBRE_PV_1 | 2026 | 0.75 | 0 | 402.9829
CBRE_PV_1 | 2027 | 0.75 | 0 | 402.9829
CBRE_PV_1 | 2028 | 0.75 | 0 | 402.9829
CBRE_PV_1 | 2029 | 0.75 | 0 | 402.9829
CBRE_PV_1 | 2030 | 0.75 | 0 | 402.9829
CBRE_PV_1 | 2031 | 0.75 | 0 | 402.9829
CBRE_PV_1 | 2032 | 0.75 | 0 | 402.9829
CBRE_PV_1 | 2033 | 0.75 | 0 | 402.9829
CBRE_PV_1 | 2034 | 0.75 | 0 | 402.9829
CBRE_PV_1 | 2040 | 0.75 | 0 | 402.9829
CBRE_PV_1 | 2045 | 0.75 | 0 | 402.9829
CBRE_PV_1 | 2050 | 0.75 | 0 | 402.9829
CBRE_PV_Phase_2_Small | 2025 | 0 | 0 | 0
CBRE_PV_Phase_2_Small | 2026 | 7.5 | 0 | 0
CBRE_PV_Phase_2_Small | 2027 | 7.5 | 0 | 0
CBRE_PV_Phase_2_Small | 2028 | 7.5 | 0 | 0
CBRE_PV_Phase_2_Small | 2029 | 7.5 | 0 | 0
CBRE_PV_Phase_2_Small | 2030 | 7.5 | 0 | 0
CBRE_PV_Phase_2_Small | 2031 | 7.5 | 0 | 0
CBRE_PV_Phase_2_Small | 2032 | 7.5 | 0 | 0
CBRE_PV_Phase_2_Small | 2033 | 7.5 | 0 | 0
CBRE_PV_Phase_2_Small | 2034 | 7.5 | 0 | 0
CBRE_PV_Phase_2_Small | 2040 | 7.5 | 0 | 0
CBRE_PV_Phase_2_Small | 2045 | 7.5 | 0 | 0
CBRE_PV_Phase_2_Small | 2050 | 7.5 | 0 | 0
PV_New | 2025 | 0 | 0 | 0
PV_New | 2026 | 0 | 0 | 0
PV_New | 2027 | 0 | 0 | 0
PV_New | 2028 | 0 | 0 | 0
PV_New | 2029 | 0 | 0 | 0
PV_New | 2030 | 0 | 0 | 0
PV_New | 2031 | 0 | 0 | 0
PV_New | 2032 | 0 | 0 | 0
PV_New | 2033 | 0 | 0 | 0
PV_New | 2034 | 0 | 0 | 0
PV_New | 2040 | 0 | 0 | 0
PV_New | 2045 | 0 | 0 | 0
PV_New | 2050 | 0 | 0 | 0
Wind_New | 2025 | 0 | 0 | 0
Wind_New | 2026 | 0 | 0 | 0
Wind_New | 2027 | 0 | 0 | 0
Wind_New | 2028 | 0 | 0 | 0
Wind_New | 2029 | 0 | 0 | 0
Wind_New | 2030 | 0 | 0 | 0
Wind_New | 2031 | 0 | 0 | 0
Wind_New | 2032 | 0 | 0 | 0
Wind_New | 2033 | 0 | 0 | 0
Wind_New | 2034 | 0 | 0 | 0
Wind_New | 2040 | 0 | 0 | 0
Wind_New | 2045 | 0 | 0 | 0
Wind_New | 2050 | 0 | 0 | 0
Puueo_Hydro | 2025 | 3.25 | 0 | 0
Puueo_Hydro | 2026 | 3.25 | 0 | 0
Puueo_Hydro | 2027 | 3.25 | 0 | 0
Puueo_Hydro | 2028 | 3.25 | 0 | 0
Puueo_Hydro | 2029 | 3.25 | 0 | 0
Puueo_Hydro | 2030 | 3.25 | 0 | 0
Puueo_Hydro | 2031 | 3.25 | 0 | 0
Puueo_Hydro | 2032 | 3.25 | 0 | 0
Puueo_Hydro | 2033 | 3.25 | 0 | 0
Puueo_Hydro | 2034 | 3.25 | 0 | 0
Puueo_Hydro | 2040 | 3.25 | 0 | 0
Puueo_Hydro | 2045 | 3.25 | 0 | 0
Puueo_Hydro | 2050 | 3.25 | 0 | 0
Small_Hydros | 2025 | 0 | 0 | 802.3779
Small_Hydros | 2026 | 0 | 0 | 802.3779
Small_Hydros | 2027 | 0 | 0 | 802.3779
Small_Hydros | 2028 | 0 | 0 | 802.3779
Small_Hydros | 2029 | 0 | 0 | 802.3779
Small_Hydros | 2030 | 0 | 0 | 802.3779
Small_Hydros | 2031 | 0 | 0 | 802.3779
Small_Hydros | 2032 | 0 | 0 | 802.3779
Small_Hydros | 2033 | 0 | 0 | 802.3779
Small_Hydros | 2034 | 0 | 0 | 802.3779
Small_Hydros | 2040 | 0 | 0 | 802.3779
Small_Hydros | 2045 | 0 | 0 | 802.3779
Small_Hydros | 2050 | 0 | 0 | 802.3779
Waiau_Hydro | 2025 | 2 | 0 | 0
Waiau_Hydro | 2026 | 2 | 0 | 0
Waiau_Hydro | 2027 | 2 | 0 | 0
Waiau_Hydro | 2028 | 2 | 0 | 0
Waiau_Hydro | 2029 | 2 | 0 | 0
Waiau_Hydro | 2030 | 2 | 0 | 0
Waiau_Hydro | 2031 | 2 | 0 | 0
Waiau_Hydro | 2032 | 2 | 0 | 0
Waiau_Hydro | 2033 | 2 | 0 | 0
Waiau_Hydro | 2034 | 2 | 0 | 0
Waiau_Hydro | 2040 | 2 | 0 | 0
Waiau_Hydro | 2045 | 2 | 0 | 0
Waiau_Hydro | 2050 | 2 | 0 | 0
Wailuku_Hydro | 2025 | 0 | 0 | 176.9757
Wailuku_Hydro | 2026 | 0 | 0 | 176.9757
Wailuku_Hydro | 2027 | 0 | 0 | 176.9757
Wailuku_Hydro | 2028 | 0 | 0 | 176.9757
Wailuku_Hydro | 2029 | 0 | 0 | 176.9757
Wailuku_Hydro | 2030 | 0 | 0 | 176.9757
Wailuku_Hydro | 2031 | 0 | 0 | 176.9757
Wailuku_Hydro | 2032 | 0 | 0 | 176.9757
Wailuku_Hydro | 2033 | 0 | 0 | 176.9757
Wailuku_Hydro | 2034 | 0 | 0 | 176.9757
Wailuku_Hydro | 2040 | 0 | 0 | 176.9757
Wailuku_Hydro | 2045 | 0 | 0 | 176.9757
Wailuku_Hydro | 2050 | 0 | 0 | 176.9757
AqtFitPV | 2025 | 1.019 | 0 | 0
AqtFitPV | 2026 | 1.019 | 0 | 0
AqtFitPV | 2027 | 1.019 | 0 | 0
AqtFitPV | 2028 | 1.019 | 0 | 0
AqtFitPV | 2029 | 1.019 | 0 | 0
AqtFitPV | 2030 | 1.019 | 0 | 0
AqtFitPV | 2031 | 1.019 | 0 | 0
AqtFitPV | 2032 | 1.019 | 0 | 0
AqtFitPV | 2033 | 1.019 | 0 | 0
AqtFitPV | 2034 | 1.019 | 0 | 0
AqtFitPV | 2040 | 1.019 | 0 | 0
AqtFitPV | 2045 | 1.019 | 0 | 0
AqtFitPV | 2050 | 1.019 | 0 | 0
FutFitPV | 2025 | 8.082 | 0 | 0
FutFitPV | 2026 | 8.082 | 0 | 0
FutFitPV | 2027 | 8.082 | 0 | 0
FutFitPV | 2028 | 8.082 | 0 | 0
FutFitPV | 2029 | 8.082 | 0 | 0
FutFitPV | 2030 | 8.082 | 0 | 0
FutFitPV | 2031 | 8.082 | 0 | 0
FutFitPV | 2032 | 8.082 | 0 | 0
FutFitPV | 2033 | 8.082 | 0 | 0
FutFitPV | 2034 | 8.082 | 0 | 0
FutFitPV | 2040 | 8.082 | 0 | 0
FutFitPV | 2045 | 8.082 | 0 | 0
FutFitPV | 2050 | 8.082 | 0 | 0
Tawhiri-A_Wind_Ext | 2025 | 0 | 0 | 559.4822
Tawhiri-A_Wind_Ext | 2026 | 0 | 0 | 559.4822
Tawhiri-A_Wind_Ext | 2027 | 0 | 0 | 559.4822
Tawhiri-A_Wind_Ext | 2028 | 0 | 0 | 559.4822
Tawhiri-A_Wind_Ext | 2029 | 0 | 0 | 559.4822
Tawhiri-A_Wind_Ext | 2030 | 0 | 0 | 559.4822
Tawhiri-A_Wind_Ext | 2031 | 0 | 0 | 559.4822
Tawhiri-A_Wind_Ext | 2032 | 0 | 0 | 559.4822
Tawhiri-A_Wind_Ext | 2033 | 0 | 0 | 559.4822
Tawhiri-A_Wind_Ext | 2034 | 0 | 0 | 559.4822
Tawhiri-A_Wind_Ext | 2040 | 0 | 0 | 559.4822
Tawhiri-A_Wind_Ext | 2045 | 0 | 0 | 559.4822
Tawhiri-A_Wind_Ext | 2050 | 0 | 0 | 559.4822
Tawhiri-B_Wind_Ext | 2025 | 0 | 0 | 559.4822
Tawhiri-B_Wind_Ext | 2026 | 0 | 0 | 559.4822
Tawhiri-B_Wind_Ext | 2027 | 0 | 0 | 559.4822
Tawhiri-B_Wind_Ext | 2028 | 0 | 0 | 559.4822
Tawhiri-B_Wind_Ext | 2029 | 0 | 0 | 559.4822
Tawhiri-B_Wind_Ext | 2030 | 0 | 0 | 559.4822
Tawhiri-B_Wind_Ext | 2031 | 0 | 0 | 559.4822
Tawhiri-B_Wind_Ext | 2032 | 0 | 0 | 559.4822
Tawhiri-B_Wind_Ext | 2033 | 0 | 0 | 559.4822
Tawhiri-B_Wind_Ext | 2034 | 0 | 0 | 559.4822
Tawhiri-B_Wind_Ext | 2040 | 0 | 0 | 559.4822
Tawhiri-B_Wind_Ext | 2045 | 0 | 0 | 559.4822
Tawhiri-B_Wind_Ext | 2050 | 0 | 0 | 559.4822
CBRE_PV_Phase_2_RFP_Supply | 2025 | 0 | 0 | 104.1109
CBRE_PV_Phase_2_RFP_Supply | 2026 | 25 | 0 | 101.5839
CBRE_PV_Phase_2_RFP_Supply | 2027 | 25 | 0 | 99.1302
CBRE_PV_Phase_2_RFP_Supply | 2028 | 25 | 0 | 96.7615
CBRE_PV_Phase_2_RFP_Supply | 2029 | 25 | 0 | 94.4768
CBRE_PV_Phase_2_RFP_Supply | 2030 | 25 | 0 | 92.2749
CBRE_PV_Phase_2_RFP_Supply | 2031 | 25 | 0 | 90.1422
CBRE_PV_Phase_2_RFP_Supply | 2032 | 25 | 0 | 88.0903
CBRE_PV_Phase_2_RFP_Supply | 2033 | 25 | 0 | 86.1057
CBRE_PV_Phase_2_RFP_Supply | 2034 | 25 | 0 | 84.1745
CBRE_PV_Phase_2_RFP_Supply | 2040 | 25 | 0 | 73.7375
CBRE_PV_Phase_2_RFP_Supply | 2045 | 25 | 0 | 29.5287
CBRE_PV_Phase_2_RFP_Supply | 2050 | 25 | 0 | 26.8975
PV_Hale_Kuawehi_Supply | 2025 | 30 | 0 | 237.9105
PV_Hale_Kuawehi_Supply | 2026 | 30 | 0 | 232.4975
PV_Hale_Kuawehi_Supply | 2027 | 30 | 0 | 227.2077
PV_Hale_Kuawehi_Supply | 2028 | 30 | 0 | 222.0382
PV_Hale_Kuawehi_Supply | 2029 | 30 | 0 | 216.9864
PV_Hale_Kuawehi_Supply | 2030 | 30 | 0 | 212.0495
PV_Hale_Kuawehi_Supply | 2031 | 30 | 0 | 207.2249
PV_Hale_Kuawehi_Supply | 2032 | 30 | 0 | 202.5101
PV_Hale_Kuawehi_Supply | 2033 | 30 | 0 | 197.9025
PV_Hale_Kuawehi_Supply | 2034 | 30 | 0 | 193.3998
PV_Hale_Kuawehi_Supply | 2040 | 30 | 0 | 168.4552
PV_Hale_Kuawehi_Supply | 2045 | 30 | 0 | 150.144
PV_Hale_Kuawehi_Supply | 2050 | 30 | 0 | 133.8232
PV_Waikoloa_Supply | 2025 | 30 | 0 | 201.418
PV_Waikoloa_Supply | 2026 | 30 | 0 | 196.8353
PV_Waikoloa_Supply | 2027 | 30 | 0 | 192.3569
PV_Waikoloa_Supply | 2028 | 30 | 0 | 187.9803
PV_Waikoloa_Supply | 2029 | 30 | 0 | 183.7034
PV_Waikoloa_Supply | 2030 | 30 | 0 | 179.5237
PV_Waikoloa_Supply | 2031 | 30 | 0 | 175.4392
PV_Waikoloa_Supply | 2032 | 30 | 0 | 171.4476
PV_Waikoloa_Supply | 2033 | 30 | 0 | 167.5468
PV_Waikoloa_Supply | 2034 | 30 | 0 | 163.7347
PV_Waikoloa_Supply | 2040 | 30 | 0 | 142.6162
PV_Waikoloa_Supply | 2045 | 30 | 0 | 127.1138
PV_Waikoloa_Supply | 2050 | 30 | 0 | 113.2964
PV_Stage2_Puako_Supply | 2025 | 60 | 0 | 241.7749
PV_Stage2_Puako_Supply | 2026 | 60 | 0 | 236.274
PV_Stage2_Puako_Supply | 2027 | 60 | 0 | 230.8982
PV_Stage2_Puako_Supply | 2028 | 60 | 0 | 225.6448
PV_Stage2_Puako_Supply | 2029 | 60 | 0 | 220.5109
PV_Stage2_Puako_Supply | 2030 | 60 | 0 | 215.4938
PV_Stage2_Puako_Supply | 2031 | 60 | 0 | 210.5908
PV_Stage2_Puako_Supply | 2032 | 60 | 0 | 205.7994
PV_Stage2_Puako_Supply | 2033 | 60 | 0 | 201.1171
PV_Stage2_Puako_Supply | 2034 | 60 | 0 | 196.5412
PV_Stage2_Puako_Supply | 2040 | 60 | 0 | 171.1914
PV_Stage2_Puako_Supply | 2045 | 60 | 0 | 152.5828
PV_Stage2_Puako_Supply | 2050 | 60 | 0 | 135.9969
PV_Paired_2hr_New_Supply | 2025 | 0 | 0 | 0
PV_Paired_2hr_New_Supply | 2026 | 0 | 0 | 0
PV_Paired_2hr_New_Supply | 2027 | 0 | 0 | 0
PV_Paired_2hr_New_Supply | 2028 | 0 | 0 | 0
PV_Paired_2hr_New_Supply | 2029 | 0 | 0 | 0
PV_Paired_2hr_New_Supply | 2030 | 0 | 0 | 0
PV_Paired_2hr_New_Supply | 2031 | 0 | 0 | 0
PV_Paired_2hr_New_Supply | 2032 | 0 | 0 | 0
PV_Paired_2hr_New_Supply | 2033 | 0 | 0 | 0
PV_Paired_2hr_New_Supply | 2034 | 0 | 0 | 0
PV_Paired_2hr_New_Supply | 2040 | 0 | 0 | 0
PV_Paired_2hr_New_Supply | 2045 | 0 | 0 | 0
PV_Paired_2hr_New_Supply | 2050 | 0 | 0 | 0
PV_Paired_4hr_New_Supply | 2025 | 0 | 0 | 0
PV_Paired_4hr_New_Supply | 2026 | 0 | 0 | 0
PV_Paired_4hr_New_Supply | 2027 | 0 | 0 | 0
PV_Paired_4hr_New_Supply | 2028 | 0 | 0 | 0
PV_Paired_4hr_New_Supply | 2029 | 0 | 0 | 0
PV_Paired_4hr_New_Supply | 2030 | 0 | 0 | 0
PV_Paired_4hr_New_Supply | 2031 | 0 | 0 | 0
PV_Paired_4hr_New_Supply | 2032 | 0 | 0 | 0
PV_Paired_4hr_New_Supply | 2033 | 0 | 0 | 0
PV_Paired_4hr_New_Supply | 2034 | 0 | 0 | 0
PV_Paired_4hr_New_Supply | 2040 | 0 | 0 | 0
PV_Paired_4hr_New_Supply | 2045 | 0 | 0 | 0
PV_Paired_4hr_New_Supply | 2050 | 0 | 0 | 0
PV_Paired_6hr_New_Supply | 2025 | 0 | 0 | 0
PV_Paired_6hr_New_Supply | 2026 | 0 | 0 | 0
PV_Paired_6hr_New_Supply | 2027 | 0 | 0 | 0
PV_Paired_6hr_New_Supply | 2028 | 0 | 0 | 0
PV_Paired_6hr_New_Supply | 2029 | 0 | 0 | 0
PV_Paired_6hr_New_Supply | 2030 | 0 | 0 | 0
PV_Paired_6hr_New_Supply | 2031 | 0 | 0 | 0
PV_Paired_6hr_New_Supply | 2032 | 0 | 0 | 0
PV_Paired_6hr_New_Supply | 2033 | 0 | 0 | 0
PV_Paired_6hr_New_Supply | 2034 | 0 | 0 | 0
PV_Paired_6hr_New_Supply | 2040 | 0 | 0 | 0
PV_Paired_6hr_New_Supply | 2045 | 0 | 0 | 0
PV_Paired_6hr_New_Supply | 2050 | 0 | 0 | 0
PV_Paired_8hr_New_Supply | 2025 | 0 | 0 | 0
PV_Paired_8hr_New_Supply | 2026 | 0 | 0 | 0
PV_Paired_8hr_New_Supply | 2027 | 0 | 0 | 0
PV_Paired_8hr_New_Supply | 2028 | 0 | 0 | 0
PV_Paired_8hr_New_Supply | 2029 | 0 | 0 | 0
PV_Paired_8hr_New_Supply | 2030 | 0 | 0 | 0
PV_Paired_8hr_New_Supply | 2031 | 0 | 0 | 0
PV_Paired_8hr_New_Supply | 2032 | 0 | 0 | 0
PV_Paired_8hr_New_Supply | 2033 | 0 | 0 | 0
PV_Paired_8hr_New_Supply | 2034 | 0 | 0 | 0
PV_Paired_8hr_New_Supply | 2040 | 0 | 0 | 0
PV_Paired_8hr_New_Supply | 2045 | 0 | 0 | 0
PV_Paired_8hr_New_Supply | 2050 | 0 | 0 | 0
PV_Paired_2hr_New_DERAgg_Supply | 2025 | 0 | 0 | 0
PV_Paired_2hr_New_DERAgg_Supply | 2026 | 0 | 0 | 0
PV_Paired_2hr_New_DERAgg_Supply | 2027 | 0 | 0 | 0
PV_Paired_2hr_New_DERAgg_Supply | 2028 | 0 | 0 | 0
PV_Paired_2hr_New_DERAgg_Supply | 2029 | 0 | 0 | 0
PV_Paired_2hr_New_DERAgg_Supply | 2030 | 0 | 0 | 0
PV_Paired_2hr_New_DERAgg_Supply | 2031 | 0 | 0 | 0
PV_Paired_2hr_New_DERAgg_Supply | 2032 | 0 | 0 | 0
PV_Paired_2hr_New_DERAgg_Supply | 2033 | 0 | 0 | 0
PV_Paired_2hr_New_DERAgg_Supply | 2034 | 0 | 0 | 0
PV_Paired_2hr_New_DERAgg_Supply | 2040 | 0 | 0 | 0
PV_Paired_2hr_New_DERAgg_Supply | 2045 | 0 | 0 | 0
PV_Paired_2hr_New_DERAgg_Supply | 2050 | 0 | 0 | 0
PV_DER_Paired_PW_Supply | 2025 | 0 | 0 | 0
PV_DER_Paired_PW_Supply | 2026 | 0 | 0 | 0
PV_DER_Paired_PW_Supply | 2027 | 0 | 0 | 0
PV_DER_Paired_PW_Supply | 2028 | 0 | 0 | 0
PV_DER_Paired_PW_Supply | 2029 | 0 | 0 | 0
PV_DER_Paired_PW_Supply | 2030 | 0 | 0 | 0
PV_DER_Paired_PW_Supply | 2031 | 0 | 0 | 0
PV_DER_Paired_PW_Supply | 2032 | 0 | 0 | 0
PV_DER_Paired_PW_Supply | 2033 | 0 | 0 | 0
PV_DER_Paired_PW_Supply | 2034 | 0 | 0 | 0
PV_DER_Paired_PW_Supply | 2040 | 0 | 0 | 0
PV_DER_Paired_PW_Supply | 2045 | 0 | 0 | 0
PV_DER_Paired_PW_Supply | 2050 | 0 | 0 | 0
BESS_Standalone_New | 2025 | 0 | 0 | 0
BESS_Standalone_New | 2026 | 0 | 0 | 0
BESS_Standalone_New | 2027 | 0 | 0 | 0
BESS_Standalone_New | 2028 | 0 | 0 | 0
BESS_Standalone_New | 2029 | 0 | 0 | 0
BESS_Standalone_New | 2030 | 0 | 0 | 0
BESS_Standalone_New | 2031 | 0 | 0 | 0
BESS_Standalone_New | 2032 | 0 | 0 | 0
BESS_Standalone_New | 2033 | 0 | 0 | 0
BESS_Standalone_New | 2034 | 0 | 0 | 0
BESS_Standalone_New | 2040 | 0 | 0 | 0
BESS_Standalone_New | 2045 | 0 | 0 | 0
BESS_Standalone_New | 2050 | 0 | 0 | 0
Load_Build | 2025 | 3.1713 | 0 | 45.8935
Load_Build | 2026 | 0 | 0 | 0
Load_Build | 2027 | 0 | 0 | 0
Load_Build | 2028 | 0 | 0 | 0
Load_Build | 2029 | 0 | 0 | 0
Load_Build | 2030 | 0 | 0 | 0
Load_Build | 2031 | 0 | 0 | 0
Load_Build | 2032 | 0 | 0 | 0
Load_Build | 2033 | 0 | 0 | 0
Load_Build | 2034 | 0 | 0 | 0
Load_Build | 2040 | 0 | 0 | 0
Load_Build | 2045 | 0 | 0 | 0
Load_Build | 2050 | 0 | 0 | 0
CBRE_PV_Phase_2_RFP_Battery | 2025 | 0 | 0 | 118.6974
CBRE_PV_Phase_2_RFP_Battery | 2026 | 25 | 0 | 116.0664
CBRE_PV_Phase_2_RFP_Battery | 2027 | 25 | 0 | 113.5164
CBRE_PV_Phase_2_RFP_Battery | 2028 | 25 | 0 | 111.0258
CBRE_PV_Phase_2_RFP_Battery | 2029 | 25 | 0 | 108.5977
CBRE_PV_Phase_2_RFP_Battery | 2030 | 25 | 0 | 106.2252
CBRE_PV_Phase_2_RFP_Battery | 2031 | 25 | 0 | 103.9193
CBRE_PV_Phase_2_RFP_Battery | 2032 | 25 | 0 | 101.6795
CBRE_PV_Phase_2_RFP_Battery | 2033 | 25 | 0 | 99.4997
CBRE_PV_Phase_2_RFP_Battery | 2034 | 25 | 0 | 97.3743
CBRE_PV_Phase_2_RFP_Battery | 2040 | 25 | 0 | 85.6655
CBRE_PV_Phase_2_RFP_Battery | 2045 | 25 | 0 | 46.3349
CBRE_PV_Phase_2_RFP_Battery | 2050 | 25 | 0 | 42.1042
PV_Hale_Kuawehi_Battery | 2025 | 30 | 0 | 0
PV_Hale_Kuawehi_Battery | 2026 | 30 | 0 | 0
PV_Hale_Kuawehi_Battery | 2027 | 30 | 0 | 0
PV_Hale_Kuawehi_Battery | 2028 | 30 | 0 | 0
PV_Hale_Kuawehi_Battery | 2029 | 30 | 0 | 0
PV_Hale_Kuawehi_Battery | 2030 | 30 | 0 | 0
PV_Hale_Kuawehi_Battery | 2031 | 30 | 0 | 0
PV_Hale_Kuawehi_Battery | 2032 | 30 | 0 | 0
PV_Hale_Kuawehi_Battery | 2033 | 30 | 0 | 0
PV_Hale_Kuawehi_Battery | 2034 | 30 | 0 | 0
PV_Hale_Kuawehi_Battery | 2040 | 30 | 0 | 0
PV_Hale_Kuawehi_Battery | 2045 | 30 | 0 | 0
PV_Hale_Kuawehi_Battery | 2050 | 30 | 0 | 0
PV_Waikoloa_Battery | 2025 | 30 | 0 | 0
PV_Waikoloa_Battery | 2026 | 30 | 0 | 0
PV_Waikoloa_Battery | 2027 | 30 | 0 | 0
PV_Waikoloa_Battery | 2028 | 30 | 0 | 0
PV_Waikoloa_Battery | 2029 | 30 | 0 | 0
PV_Waikoloa_Battery | 2030 | 30 | 0 | 0
PV_Waikoloa_Battery | 2031 | 30 | 0 | 0
PV_Waikoloa_Battery | 2032 | 30 | 0 | 0
PV_Waikoloa_Battery | 2033 | 30 | 0 | 0
PV_Waikoloa_Battery | 2034 | 30 | 0 | 0
PV_Waikoloa_Battery | 2040 | 30 | 0 | 0
PV_Waikoloa_Battery | 2045 | 30 | 0 | 0
PV_Waikoloa_Battery | 2050 | 30 | 0 | 0
PV_Stage2_Puako_Battery | 2025 | 60 | 0 | 0
PV_Stage2_Puako_Battery | 2026 | 60 | 0 | 0
PV_Stage2_Puako_Battery | 2027 | 60 | 0 | 0
PV_Stage2_Puako_Battery | 2028 | 60 | 0 | 0
PV_Stage2_Puako_Battery | 2029 | 60 | 0 | 0
PV_Stage2_Puako_Battery | 2030 | 60 | 0 | 0
PV_Stage2_Puako_Battery | 2031 | 60 | 0 | 0
PV_Stage2_Puako_Battery | 2032 | 60 | 0 | 0
PV_Stage2_Puako_Battery | 2033 | 60 | 0 | 0
PV_Stage2_Puako_Battery | 2034 | 60 | 0 | 0
PV_Stage2_Puako_Battery | 2040 | 60 | 0 | 0
PV_Stage2_Puako_Battery | 2045 | 60 | 0 | 0
PV_Stage2_Puako_Battery | 2050 | 60 | 0 | 0
PV_Paired_2hr_New_Battery | 2025 | 0 | 0 | 0
PV_Paired_2hr_New_Battery | 2026 | 0 | 0 | 0
PV_Paired_2hr_New_Battery | 2027 | 0 | 0 | 0
PV_Paired_2hr_New_Battery | 2028 | 0 | 0 | 0
PV_Paired_2hr_New_Battery | 2029 | 0 | 0 | 0
PV_Paired_2hr_New_Battery | 2030 | 0 | 0 | 0
PV_Paired_2hr_New_Battery | 2031 | 0 | 0 | 0
PV_Paired_2hr_New_Battery | 2032 | 0 | 0 | 0
PV_Paired_2hr_New_Battery | 2033 | 0 | 0 | 0
PV_Paired_2hr_New_Battery | 2034 | 0 | 0 | 0
PV_Paired_2hr_New_Battery | 2040 | 0 | 0 | 0
PV_Paired_2hr_New_Battery | 2045 | 0 | 0 | 0
PV_Paired_2hr_New_Battery | 2050 | 0 | 0 | 0
PV_Paired_4hr_New_Battery | 2025 | 0 | 0 | 0
PV_Paired_4hr_New_Battery | 2026 | 0 | 0 | 0
PV_Paired_4hr_New_Battery | 2027 | 0 | 0 | 0
PV_Paired_4hr_New_Battery | 2028 | 0 | 0 | 0
PV_Paired_4hr_New_Battery | 2029 | 0 | 0 | 0
PV_Paired_4hr_New_Battery | 2030 | 0 | 0 | 0
PV_Paired_4hr_New_Battery | 2031 | 0 | 0 | 0
PV_Paired_4hr_New_Battery | 2032 | 0 | 0 | 0
PV_Paired_4hr_New_Battery | 2033 | 0 | 0 | 0
PV_Paired_4hr_New_Battery | 2034 | 0 | 0 | 0
PV_Paired_4hr_New_Battery | 2040 | 0 | 0 | 0
PV_Paired_4hr_New_Battery | 2045 | 0 | 0 | 0
PV_Paired_4hr_New_Battery | 2050 | 0 | 0 | 0
PV_Paired_6hr_New_Battery | 2025 | 0 | 0 | 0
PV_Paired_6hr_New_Battery | 2026 | 0 | 0 | 0
PV_Paired_6hr_New_Battery | 2027 | 0 | 0 | 0
PV_Paired_6hr_New_Battery | 2028 | 0 | 0 | 0
PV_Paired_6hr_New_Battery | 2029 | 0 | 0 | 0
PV_Paired_6hr_New_Battery | 2030 | 0 | 0 | 0
PV_Paired_6hr_New_Battery | 2031 | 0 | 0 | 0
PV_Paired_6hr_New_Battery | 2032 | 0 | 0 | 0
PV_Paired_6hr_New_Battery | 2033 | 0 | 0 | 0
PV_Paired_6hr_New_Battery | 2034 | 0 | 0 | 0
PV_Paired_6hr_New_Battery | 2040 | 0 | 0 | 0
PV_Paired_6hr_New_Battery | 2045 | 0 | 0 | 0
PV_Paired_6hr_New_Battery | 2050 | 0 | 0 | 0
PV_Paired_8hr_New_Battery | 2025 | 0 | 0 | 0
PV_Paired_8hr_New_Battery | 2026 | 0 | 0 | 0
PV_Paired_8hr_New_Battery | 2027 | 0 | 0 | 0
PV_Paired_8hr_New_Battery | 2028 | 0 | 0 | 0
PV_Paired_8hr_New_Battery | 2029 | 0 | 0 | 0
PV_Paired_8hr_New_Battery | 2030 | 0 | 0 | 0
PV_Paired_8hr_New_Battery | 2031 | 0 | 0 | 0
PV_Paired_8hr_New_Battery | 2032 | 0 | 0 | 0
PV_Paired_8hr_New_Battery | 2033 | 0 | 0 | 0
PV_Paired_8hr_New_Battery | 2034 | 0 | 0 | 0
PV_Paired_8hr_New_Battery | 2040 | 0 | 0 | 0
PV_Paired_8hr_New_Battery | 2045 | 0 | 0 | 0
PV_Paired_8hr_New_Battery | 2050 | 0 | 0 | 0
PV_Paired_2hr_New_DERAgg_Battery | 2025 | 0 | 0 | 0
PV_Paired_2hr_New_DERAgg_Battery | 2026 | 0 | 0 | 0
PV_Paired_2hr_New_DERAgg_Battery | 2027 | 0 | 0 | 0
PV_Paired_2hr_New_DERAgg_Battery | 2028 | 0 | 0 | 0
PV_Paired_2hr_New_DERAgg_Battery | 2029 | 0 | 0 | 0
PV_Paired_2hr_New_DERAgg_Battery | 2030 | 0 | 0 | 0
PV_Paired_2hr_New_DERAgg_Battery | 2031 | 0 | 0 | 0
PV_Paired_2hr_New_DERAgg_Battery | 2032 | 0 | 0 | 0
PV_Paired_2hr_New_DERAgg_Battery | 2033 | 0 | 0 | 0
PV_Paired_2hr_New_DERAgg_Battery | 2034 | 0 | 0 | 0
PV_Paired_2hr_New_DERAgg_Battery | 2040 | 0 | 0 | 0
PV_Paired_2hr_New_DERAgg_Battery | 2045 | 0 | 0 | 0
PV_Paired_2hr_New_DERAgg_Battery | 2050 | 0 | 0 | 0
PV_DER_Paired_PW_Battery | 2025 | 0 | 0 | 0
PV_DER_Paired_PW_Battery | 2026 | 0 | 0 | 0
PV_DER_Paired_PW_Battery | 2027 | 0 | 0 | 0
PV_DER_Paired_PW_Battery | 2028 | 0 | 0 | 0
PV_DER_Paired_PW_Battery | 2029 | 0 | 0 | 0
PV_DER_Paired_PW_Battery | 2030 | 0 | 0 | 0
PV_DER_Paired_PW_Battery | 2031 | 0 | 0 | 0
PV_DER_Paired_PW_Battery | 2032 | 0 | 0 | 0
PV_DER_Paired_PW_Battery | 2033 | 0 | 0 | 0
PV_DER_Paired_PW_Battery | 2034 | 0 | 0 | 0
PV_DER_Paired_PW_Battery | 2040 | 0 | 0 | 0
PV_DER_Paired_PW_Battery | 2045 | 0 | 0 | 0
PV_DER_Paired_PW_Battery | 2050 | 0 | 0 | 0
Load_Reduction | 2025 | 3.9997 | 0 | 76.1732
Load_Reduction | 2026 | 0 | 0 | 0
Load_Reduction | 2027 | 0 | 0 | 0
Load_Reduction | 2028 | 0 | 0 | 0
Load_Reduction | 2029 | 0 | 0 | 0
Load_Reduction | 2030 | 0 | 0 | 0
Load_Reduction | 2031 | 0 | 0 | 0
Load_Reduction | 2032 | 0 | 0 | 0
Load_Reduction | 2033 | 0 | 0 | 0
Load_Reduction | 2034 | 0 | 0 | 0
Load_Reduction | 2040 | 0 | 0 | 0
Load_Reduction | 2045 | 0 | 0 | 0
Load_Reduction | 2050 | 0 | 0 | 0

## min_cumulative_new_build
Return to Assumptions Summary
New Resource Minimum Cumulative Build (MW)
Candidate resources that can be built by RESOLVE are shown in the first column labeled, "resource". In the second column, "period" shows the year modeled. Third column, "min_cumulative_build_by_year" shows the minimum capacity that should be built per year in megawatts (MW) by RESOLVE. By setting this value to zero, this means that RESOLVE is not constrained by a minimum new build requirement, and it can optimize as much or little of a resource as is needed.
Minimum Cumulative New Build
resource | period | min_cumulative_build_by_year
Biomass_New | 2025 | 0
Biomass_New | 2026 | 0
Biomass_New | 2027 | 0
Biomass_New | 2028 | 0
Biomass_New | 2029 | 0
Biomass_New | 2030 | 0
Biomass_New | 2031 | 0
Biomass_New | 2032 | 0
Biomass_New | 2033 | 0
Biomass_New | 2034 | 0
Biomass_New | 2040 | 0
Biomass_New | 2045 | 0
Biomass_New | 2050 | 0
Geothermal_New | 2025 | 0
Geothermal_New | 2026 | 0
Geothermal_New | 2027 | 0
Geothermal_New | 2028 | 0
Geothermal_New | 2029 | 0
Geothermal_New | 2030 | 0
Geothermal_New | 2031 | 0
Geothermal_New | 2032 | 0
Geothermal_New | 2033 | 0
Geothermal_New | 2034 | 0
Geothermal_New | 2040 | 0
Geothermal_New | 2045 | 0
Geothermal_New | 2050 | 0
1x1_2500CC_New | 2025 | 0
1x1_2500CC_New | 2026 | 0
1x1_2500CC_New | 2027 | 0
1x1_2500CC_New | 2028 | 0
1x1_2500CC_New | 2029 | 0
1x1_2500CC_New | 2030 | 0
1x1_2500CC_New | 2031 | 0
1x1_2500CC_New | 2032 | 0
1x1_2500CC_New | 2033 | 0
1x1_2500CC_New | 2034 | 0
1x1_2500CC_New | 2040 | 0
1x1_2500CC_New | 2045 | 0
1x1_2500CC_New | 2050 | 0
9MW_ICE_New | 2025 | 0
9MW_ICE_New | 2026 | 0
9MW_ICE_New | 2027 | 0
9MW_ICE_New | 2028 | 0
9MW_ICE_New | 2029 | 0
9MW_ICE_New | 2030 | 0
9MW_ICE_New | 2031 | 0
9MW_ICE_New | 2032 | 0
9MW_ICE_New | 2033 | 0
9MW_ICE_New | 2034 | 0
9MW_ICE_New | 2040 | 0
9MW_ICE_New | 2045 | 0
9MW_ICE_New | 2050 | 0
Sync_Condenser | 2025 | 0
Sync_Condenser | 2026 | 0
Sync_Condenser | 2027 | 0
Sync_Condenser | 2028 | 0
Sync_Condenser | 2029 | 0
Sync_Condenser | 2030 | 0
Sync_Condenser | 2031 | 0
Sync_Condenser | 2032 | 0
Sync_Condenser | 2033 | 0
Sync_Condenser | 2034 | 0
Sync_Condenser | 2040 | 0
Sync_Condenser | 2045 | 0
Sync_Condenser | 2050 | 0
SC_2500CC_New | 2025 | 0
SC_2500CC_New | 2026 | 0
SC_2500CC_New | 2027 | 0
SC_2500CC_New | 2028 | 0
SC_2500CC_New | 2029 | 0
SC_2500CC_New | 2030 | 0
SC_2500CC_New | 2031 | 0
SC_2500CC_New | 2032 | 0
SC_2500CC_New | 2033 | 0
SC_2500CC_New | 2034 | 0
SC_2500CC_New | 2040 | 0
SC_2500CC_New | 2045 | 0
SC_2500CC_New | 2050 | 0
PV_New | 2025 | 0
PV_New | 2026 | 0
PV_New | 2027 | 0
PV_New | 2028 | 0
PV_New | 2029 | 0
PV_New | 2030 | 0
PV_New | 2031 | 0
PV_New | 2032 | 0
PV_New | 2033 | 0
PV_New | 2034 | 0
PV_New | 2040 | 0
PV_New | 2045 | 0
PV_New | 2050 | 0
Wind_New | 2025 | 0
Wind_New | 2026 | 0
Wind_New | 2027 | 0
Wind_New | 2028 | 0
Wind_New | 2029 | 0
Wind_New | 2030 | 0
Wind_New | 2031 | 0
Wind_New | 2032 | 0
Wind_New | 2033 | 0
Wind_New | 2034 | 0
Wind_New | 2040 | 0
Wind_New | 2045 | 0
Wind_New | 2050 | 0
PV_Paired_2hr_New_Supply | 2025 | 0
PV_Paired_2hr_New_Supply | 2026 | 0
PV_Paired_2hr_New_Supply | 2027 | 0
PV_Paired_2hr_New_Supply | 2028 | 0
PV_Paired_2hr_New_Supply | 2029 | 0
PV_Paired_2hr_New_Supply | 2030 | 0
PV_Paired_2hr_New_Supply | 2031 | 0
PV_Paired_2hr_New_Supply | 2032 | 0
PV_Paired_2hr_New_Supply | 2033 | 0
PV_Paired_2hr_New_Supply | 2034 | 0
PV_Paired_2hr_New_Supply | 2040 | 0
PV_Paired_2hr_New_Supply | 2045 | 0
PV_Paired_2hr_New_Supply | 2050 | 0
PV_Paired_4hr_New_Supply | 2025 | 0
PV_Paired_4hr_New_Supply | 2026 | 0
PV_Paired_4hr_New_Supply | 2027 | 0
PV_Paired_4hr_New_Supply | 2028 | 0
PV_Paired_4hr_New_Supply | 2029 | 0
PV_Paired_4hr_New_Supply | 2030 | 0
PV_Paired_4hr_New_Supply | 2031 | 0
PV_Paired_4hr_New_Supply | 2032 | 0
PV_Paired_4hr_New_Supply | 2033 | 0
PV_Paired_4hr_New_Supply | 2034 | 0
PV_Paired_4hr_New_Supply | 2040 | 0
PV_Paired_4hr_New_Supply | 2045 | 0
PV_Paired_4hr_New_Supply | 2050 | 0
PV_Paired_6hr_New_Supply | 2025 | 0
PV_Paired_6hr_New_Supply | 2026 | 0
PV_Paired_6hr_New_Supply | 2027 | 0
PV_Paired_6hr_New_Supply | 2028 | 0
PV_Paired_6hr_New_Supply | 2029 | 0
PV_Paired_6hr_New_Supply | 2030 | 0
PV_Paired_6hr_New_Supply | 2031 | 0
PV_Paired_6hr_New_Supply | 2032 | 0
PV_Paired_6hr_New_Supply | 2033 | 0
PV_Paired_6hr_New_Supply | 2034 | 0
PV_Paired_6hr_New_Supply | 2040 | 0
PV_Paired_6hr_New_Supply | 2045 | 0
PV_Paired_6hr_New_Supply | 2050 | 0
PV_Paired_8hr_New_Supply | 2025 | 0
PV_Paired_8hr_New_Supply | 2026 | 0
PV_Paired_8hr_New_Supply | 2027 | 0
PV_Paired_8hr_New_Supply | 2028 | 0
PV_Paired_8hr_New_Supply | 2029 | 0
PV_Paired_8hr_New_Supply | 2030 | 0
PV_Paired_8hr_New_Supply | 2031 | 0
PV_Paired_8hr_New_Supply | 2032 | 0
PV_Paired_8hr_New_Supply | 2033 | 0
PV_Paired_8hr_New_Supply | 2034 | 0
PV_Paired_8hr_New_Supply | 2040 | 0
PV_Paired_8hr_New_Supply | 2045 | 0
PV_Paired_8hr_New_Supply | 2050 | 0
PV_Paired_2hr_New_DERAgg_Supply | 2025 | 0
PV_Paired_2hr_New_DERAgg_Supply | 2026 | 0
PV_Paired_2hr_New_DERAgg_Supply | 2027 | 0
PV_Paired_2hr_New_DERAgg_Supply | 2028 | 0
PV_Paired_2hr_New_DERAgg_Supply | 2029 | 0
PV_Paired_2hr_New_DERAgg_Supply | 2030 | 0
PV_Paired_2hr_New_DERAgg_Supply | 2031 | 0
PV_Paired_2hr_New_DERAgg_Supply | 2032 | 0
PV_Paired_2hr_New_DERAgg_Supply | 2033 | 0
PV_Paired_2hr_New_DERAgg_Supply | 2034 | 0
PV_Paired_2hr_New_DERAgg_Supply | 2040 | 0
PV_Paired_2hr_New_DERAgg_Supply | 2045 | 0
PV_Paired_2hr_New_DERAgg_Supply | 2050 | 0
BESS_Standalone_New | 2025 | 0
BESS_Standalone_New | 2026 | 0
BESS_Standalone_New | 2027 | 0
BESS_Standalone_New | 2028 | 0
BESS_Standalone_New | 2029 | 0
BESS_Standalone_New | 2030 | 0
BESS_Standalone_New | 2031 | 0
BESS_Standalone_New | 2032 | 0
BESS_Standalone_New | 2033 | 0
BESS_Standalone_New | 2034 | 0
BESS_Standalone_New | 2040 | 0
BESS_Standalone_New | 2045 | 0
BESS_Standalone_New | 2050 | 0
PV_Paired_2hr_New_Battery | 2025 | 0
PV_Paired_2hr_New_Battery | 2026 | 0
PV_Paired_2hr_New_Battery | 2027 | 0
PV_Paired_2hr_New_Battery | 2028 | 0
PV_Paired_2hr_New_Battery | 2029 | 0
PV_Paired_2hr_New_Battery | 2030 | 0
PV_Paired_2hr_New_Battery | 2031 | 0
PV_Paired_2hr_New_Battery | 2032 | 0
PV_Paired_2hr_New_Battery | 2033 | 0
PV_Paired_2hr_New_Battery | 2034 | 0
PV_Paired_2hr_New_Battery | 2040 | 0
PV_Paired_2hr_New_Battery | 2045 | 0
PV_Paired_2hr_New_Battery | 2050 | 0
PV_Paired_4hr_New_Battery | 2025 | 0
PV_Paired_4hr_New_Battery | 2026 | 0
PV_Paired_4hr_New_Battery | 2027 | 0
PV_Paired_4hr_New_Battery | 2028 | 0
PV_Paired_4hr_New_Battery | 2029 | 0
PV_Paired_4hr_New_Battery | 2030 | 0
PV_Paired_4hr_New_Battery | 2031 | 0
PV_Paired_4hr_New_Battery | 2032 | 0
PV_Paired_4hr_New_Battery | 2033 | 0
PV_Paired_4hr_New_Battery | 2034 | 0
PV_Paired_4hr_New_Battery | 2040 | 0
PV_Paired_4hr_New_Battery | 2045 | 0
PV_Paired_4hr_New_Battery | 2050 | 0
PV_Paired_6hr_New_Battery | 2025 | 0
PV_Paired_6hr_New_Battery | 2026 | 0
PV_Paired_6hr_New_Battery | 2027 | 0
PV_Paired_6hr_New_Battery | 2028 | 0
PV_Paired_6hr_New_Battery | 2029 | 0
PV_Paired_6hr_New_Battery | 2030 | 0
PV_Paired_6hr_New_Battery | 2031 | 0
PV_Paired_6hr_New_Battery | 2032 | 0
PV_Paired_6hr_New_Battery | 2033 | 0
PV_Paired_6hr_New_Battery | 2034 | 0
PV_Paired_6hr_New_Battery | 2040 | 0
PV_Paired_6hr_New_Battery | 2045 | 0
PV_Paired_6hr_New_Battery | 2050 | 0
PV_Paired_8hr_New_Battery | 2025 | 0
PV_Paired_8hr_New_Battery | 2026 | 0
PV_Paired_8hr_New_Battery | 2027 | 0
PV_Paired_8hr_New_Battery | 2028 | 0
PV_Paired_8hr_New_Battery | 2029 | 0
PV_Paired_8hr_New_Battery | 2030 | 0
PV_Paired_8hr_New_Battery | 2031 | 0
PV_Paired_8hr_New_Battery | 2032 | 0
PV_Paired_8hr_New_Battery | 2033 | 0
PV_Paired_8hr_New_Battery | 2034 | 0
PV_Paired_8hr_New_Battery | 2040 | 0
PV_Paired_8hr_New_Battery | 2045 | 0
PV_Paired_8hr_New_Battery | 2050 | 0
PV_Paired_2hr_New_DERAgg_Battery | 2025 | 0
PV_Paired_2hr_New_DERAgg_Battery | 2026 | 0
PV_Paired_2hr_New_DERAgg_Battery | 2027 | 0
PV_Paired_2hr_New_DERAgg_Battery | 2028 | 0
PV_Paired_2hr_New_DERAgg_Battery | 2029 | 0
PV_Paired_2hr_New_DERAgg_Battery | 2030 | 0
PV_Paired_2hr_New_DERAgg_Battery | 2031 | 0
PV_Paired_2hr_New_DERAgg_Battery | 2032 | 0
PV_Paired_2hr_New_DERAgg_Battery | 2033 | 0
PV_Paired_2hr_New_DERAgg_Battery | 2034 | 0
PV_Paired_2hr_New_DERAgg_Battery | 2040 | 0
PV_Paired_2hr_New_DERAgg_Battery | 2045 | 0
PV_Paired_2hr_New_DERAgg_Battery | 2050 | 0

## capacity_limits
Return to Assumptions Summary
New Resource Capacity Limits (MW)
Candidate resources that can be built by RESOLVE are shown in the first column labeled, "resource". In the second column, "period" shows the year modeled. Third column, "capacity_limit_mw" shows the maximum capacity limit in megawatts (MW) that RESOLVE can build up to during the optimization. The model will not install a new resource beyond it's maximum capacity limit. The limits for Wind, PV and DER Aggregator resources are the developable potentials from the 2020-2021 NREL Resource Potential Updates. The values, "999999" are meant to represent an unlimited build limit.
Capacity Limits
resource | period | capacity_limit_mw
Biomass_New | 2025 | 0
Biomass_New | 2026 | 0
Biomass_New | 2027 | 0
Biomass_New | 2028 | 0
Biomass_New | 2029 | 0
Biomass_New | 2030 | 999999999
Biomass_New | 2031 | 999999999
Biomass_New | 2032 | 999999999
Biomass_New | 2033 | 999999999
Biomass_New | 2034 | 999999999
Biomass_New | 2040 | 999999999
Biomass_New | 2045 | 999999999
Biomass_New | 2050 | 999999999
Geothermal_New | 2025 | 0
Geothermal_New | 2026 | 0
Geothermal_New | 2027 | 0
Geothermal_New | 2028 | 0
Geothermal_New | 2029 | 0
Geothermal_New | 2030 | 999999999
Geothermal_New | 2031 | 999999999
Geothermal_New | 2032 | 999999999
Geothermal_New | 2033 | 999999999
Geothermal_New | 2034 | 999999999
Geothermal_New | 2040 | 999999999
Geothermal_New | 2045 | 999999999
Geothermal_New | 2050 | 999999999
1x1_2500CC_New | 2025 | 0
1x1_2500CC_New | 2026 | 0
1x1_2500CC_New | 2027 | 0
1x1_2500CC_New | 2028 | 0
1x1_2500CC_New | 2029 | 0
1x1_2500CC_New | 2030 | 999999999
1x1_2500CC_New | 2031 | 999999999
1x1_2500CC_New | 2032 | 999999999
1x1_2500CC_New | 2033 | 999999999
1x1_2500CC_New | 2034 | 999999999
1x1_2500CC_New | 2040 | 999999999
1x1_2500CC_New | 2045 | 999999999
1x1_2500CC_New | 2050 | 999999999
9MW_ICE_New | 2025 | 0
9MW_ICE_New | 2026 | 0
9MW_ICE_New | 2027 | 0
9MW_ICE_New | 2028 | 0
9MW_ICE_New | 2029 | 0
9MW_ICE_New | 2030 | 999999999
9MW_ICE_New | 2031 | 999999999
9MW_ICE_New | 2032 | 999999999
9MW_ICE_New | 2033 | 999999999
9MW_ICE_New | 2034 | 999999999
9MW_ICE_New | 2040 | 999999999
9MW_ICE_New | 2045 | 999999999
9MW_ICE_New | 2050 | 999999999
Sync_Condenser | 2025 | 999999999
Sync_Condenser | 2026 | 999999999
Sync_Condenser | 2027 | 999999999
Sync_Condenser | 2028 | 999999999
Sync_Condenser | 2029 | 999999999
Sync_Condenser | 2030 | 999999999
Sync_Condenser | 2031 | 999999999
Sync_Condenser | 2032 | 999999999
Sync_Condenser | 2033 | 999999999
Sync_Condenser | 2034 | 999999999
Sync_Condenser | 2040 | 999999999
Sync_Condenser | 2045 | 999999999
Sync_Condenser | 2050 | 999999999
SC_2500CC_New | 2025 | 0
SC_2500CC_New | 2026 | 0
SC_2500CC_New | 2027 | 0
SC_2500CC_New | 2028 | 0
SC_2500CC_New | 2029 | 0
SC_2500CC_New | 2030 | 999999999
SC_2500CC_New | 2031 | 999999999
SC_2500CC_New | 2032 | 999999999
SC_2500CC_New | 2033 | 999999999
SC_2500CC_New | 2034 | 999999999
SC_2500CC_New | 2040 | 999999999
SC_2500CC_New | 2045 | 999999999
SC_2500CC_New | 2050 | 999999999
PV_New | 2025 | 76016.399
PV_New | 2026 | 76021.399
PV_New | 2027 | 76021.399
PV_New | 2028 | 76021.399
PV_New | 2029 | 76021.399
PV_New | 2030 | 76021.399
PV_New | 2031 | 76021.399
PV_New | 2032 | 76021.399
PV_New | 2033 | 76021.399
PV_New | 2034 | 76021.399
PV_New | 2040 | 76021.399
PV_New | 2045 | 76021.399
PV_New | 2050 | 76021.399
Wind_New | 2025 | 5013
Wind_New | 2026 | 5013
Wind_New | 2027 | 5013
Wind_New | 2028 | 5033.5
Wind_New | 2029 | 5033.5
Wind_New | 2030 | 5033.5
Wind_New | 2031 | 5033.5
Wind_New | 2032 | 5033.5
Wind_New | 2033 | 5033.5
Wind_New | 2034 | 5033.5
Wind_New | 2040 | 5033.5
Wind_New | 2045 | 5033.5
Wind_New | 2050 | 5033.5
PV_Paired_2hr_New_Supply | 2025 | 76016.399
PV_Paired_2hr_New_Supply | 2026 | 76021.399
PV_Paired_2hr_New_Supply | 2027 | 76021.399
PV_Paired_2hr_New_Supply | 2028 | 76021.399
PV_Paired_2hr_New_Supply | 2029 | 76021.399
PV_Paired_2hr_New_Supply | 2030 | 76021.399
PV_Paired_2hr_New_Supply | 2031 | 76021.399
PV_Paired_2hr_New_Supply | 2032 | 76021.399
PV_Paired_2hr_New_Supply | 2033 | 76021.399
PV_Paired_2hr_New_Supply | 2034 | 76021.399
PV_Paired_2hr_New_Supply | 2040 | 76021.399
PV_Paired_2hr_New_Supply | 2045 | 76021.399
PV_Paired_2hr_New_Supply | 2050 | 76021.399
PV_Paired_4hr_New_Supply | 2025 | 76016.399
PV_Paired_4hr_New_Supply | 2026 | 76021.399
PV_Paired_4hr_New_Supply | 2027 | 76021.399
PV_Paired_4hr_New_Supply | 2028 | 76021.399
PV_Paired_4hr_New_Supply | 2029 | 76021.399
PV_Paired_4hr_New_Supply | 2030 | 76021.399
PV_Paired_4hr_New_Supply | 2031 | 76021.399
PV_Paired_4hr_New_Supply | 2032 | 76021.399
PV_Paired_4hr_New_Supply | 2033 | 76021.399
PV_Paired_4hr_New_Supply | 2034 | 76021.399
PV_Paired_4hr_New_Supply | 2040 | 76021.399
PV_Paired_4hr_New_Supply | 2045 | 76021.399
PV_Paired_4hr_New_Supply | 2050 | 76021.399
PV_Paired_6hr_New_Supply | 2025 | 76016.399
PV_Paired_6hr_New_Supply | 2026 | 76021.399
PV_Paired_6hr_New_Supply | 2027 | 76021.399
PV_Paired_6hr_New_Supply | 2028 | 76021.399
PV_Paired_6hr_New_Supply | 2029 | 76021.399
PV_Paired_6hr_New_Supply | 2030 | 76021.399
PV_Paired_6hr_New_Supply | 2031 | 76021.399
PV_Paired_6hr_New_Supply | 2032 | 76021.399
PV_Paired_6hr_New_Supply | 2033 | 76021.399
PV_Paired_6hr_New_Supply | 2034 | 76021.399
PV_Paired_6hr_New_Supply | 2040 | 76021.399
PV_Paired_6hr_New_Supply | 2045 | 76021.399
PV_Paired_6hr_New_Supply | 2050 | 76021.399
PV_Paired_8hr_New_Supply | 2025 | 76016.399
PV_Paired_8hr_New_Supply | 2026 | 76021.399
PV_Paired_8hr_New_Supply | 2027 | 76021.399
PV_Paired_8hr_New_Supply | 2028 | 76021.399
PV_Paired_8hr_New_Supply | 2029 | 76021.399
PV_Paired_8hr_New_Supply | 2030 | 76021.399
PV_Paired_8hr_New_Supply | 2031 | 76021.399
PV_Paired_8hr_New_Supply | 2032 | 76021.399
PV_Paired_8hr_New_Supply | 2033 | 76021.399
PV_Paired_8hr_New_Supply | 2034 | 76021.399
PV_Paired_8hr_New_Supply | 2040 | 76021.399
PV_Paired_8hr_New_Supply | 2045 | 76021.399
PV_Paired_8hr_New_Supply | 2050 | 76021.399
PV_Paired_2hr_New_DERAgg_Supply | 2025 | 2027.3693
PV_Paired_2hr_New_DERAgg_Supply | 2026 | 2022.7878
PV_Paired_2hr_New_DERAgg_Supply | 2027 | 2018.3418
PV_Paired_2hr_New_DERAgg_Supply | 2028 | 2014.3498
PV_Paired_2hr_New_DERAgg_Supply | 2029 | 2010.3278
PV_Paired_2hr_New_DERAgg_Supply | 2030 | 2006.5137
PV_Paired_2hr_New_DERAgg_Supply | 2031 | 2002.8952
PV_Paired_2hr_New_DERAgg_Supply | 2032 | 1999.3157
PV_Paired_2hr_New_DERAgg_Supply | 2033 | 1995.5262
PV_Paired_2hr_New_DERAgg_Supply | 2034 | 1991.5632
PV_Paired_2hr_New_DERAgg_Supply | 2040 | 1965.7822
PV_Paired_2hr_New_DERAgg_Supply | 2045 | 1942.7807
PV_Paired_2hr_New_DERAgg_Supply | 2050 | 1921.2092
BESS_Standalone_New | 2025 | 999999999
BESS_Standalone_New | 2026 | 999999999
BESS_Standalone_New | 2027 | 999999999
BESS_Standalone_New | 2028 | 999999999
BESS_Standalone_New | 2029 | 999999999
BESS_Standalone_New | 2030 | 999999999
BESS_Standalone_New | 2031 | 999999999
BESS_Standalone_New | 2032 | 999999999
BESS_Standalone_New | 2033 | 999999999
BESS_Standalone_New | 2034 | 999999999
BESS_Standalone_New | 2040 | 999999999
BESS_Standalone_New | 2045 | 999999999
BESS_Standalone_New | 2050 | 999999999
PV_Paired_2hr_New_Battery | 2025 | 76016.399
PV_Paired_2hr_New_Battery | 2026 | 76021.399
PV_Paired_2hr_New_Battery | 2027 | 76021.399
PV_Paired_2hr_New_Battery | 2028 | 76021.399
PV_Paired_2hr_New_Battery | 2029 | 76021.399
PV_Paired_2hr_New_Battery | 2030 | 76021.399
PV_Paired_2hr_New_Battery | 2031 | 76021.399
PV_Paired_2hr_New_Battery | 2032 | 76021.399
PV_Paired_2hr_New_Battery | 2033 | 76021.399
PV_Paired_2hr_New_Battery | 2034 | 76021.399
PV_Paired_2hr_New_Battery | 2040 | 76021.399
PV_Paired_2hr_New_Battery | 2045 | 76021.399
PV_Paired_2hr_New_Battery | 2050 | 76021.399
PV_Paired_4hr_New_Battery | 2025 | 76016.399
PV_Paired_4hr_New_Battery | 2026 | 76021.399
PV_Paired_4hr_New_Battery | 2027 | 76021.399
PV_Paired_4hr_New_Battery | 2028 | 76021.399
PV_Paired_4hr_New_Battery | 2029 | 76021.399
PV_Paired_4hr_New_Battery | 2030 | 76021.399
PV_Paired_4hr_New_Battery | 2031 | 76021.399
PV_Paired_4hr_New_Battery | 2032 | 76021.399
PV_Paired_4hr_New_Battery | 2033 | 76021.399
PV_Paired_4hr_New_Battery | 2034 | 76021.399
PV_Paired_4hr_New_Battery | 2040 | 76021.399
PV_Paired_4hr_New_Battery | 2045 | 76021.399
PV_Paired_4hr_New_Battery | 2050 | 76021.399
PV_Paired_6hr_New_Battery | 2025 | 76016.399
PV_Paired_6hr_New_Battery | 2026 | 76021.399
PV_Paired_6hr_New_Battery | 2027 | 76021.399
PV_Paired_6hr_New_Battery | 2028 | 76021.399
PV_Paired_6hr_New_Battery | 2029 | 76021.399
PV_Paired_6hr_New_Battery | 2030 | 76021.399
PV_Paired_6hr_New_Battery | 2031 | 76021.399
PV_Paired_6hr_New_Battery | 2032 | 76021.399
PV_Paired_6hr_New_Battery | 2033 | 76021.399
PV_Paired_6hr_New_Battery | 2034 | 76021.399
PV_Paired_6hr_New_Battery | 2040 | 76021.399
PV_Paired_6hr_New_Battery | 2045 | 76021.399
PV_Paired_6hr_New_Battery | 2050 | 76021.399
PV_Paired_8hr_New_Battery | 2025 | 76016.399
PV_Paired_8hr_New_Battery | 2026 | 76021.399
PV_Paired_8hr_New_Battery | 2027 | 76021.399
PV_Paired_8hr_New_Battery | 2028 | 76021.399
PV_Paired_8hr_New_Battery | 2029 | 76021.399
PV_Paired_8hr_New_Battery | 2030 | 76021.399
PV_Paired_8hr_New_Battery | 2031 | 76021.399
PV_Paired_8hr_New_Battery | 2032 | 76021.399
PV_Paired_8hr_New_Battery | 2033 | 76021.399
PV_Paired_8hr_New_Battery | 2034 | 76021.399
PV_Paired_8hr_New_Battery | 2040 | 76021.399
PV_Paired_8hr_New_Battery | 2045 | 76021.399
PV_Paired_8hr_New_Battery | 2050 | 76021.399
PV_Paired_2hr_New_DERAgg_Battery | 2025 | 2027.3693
PV_Paired_2hr_New_DERAgg_Battery | 2026 | 2022.7878
PV_Paired_2hr_New_DERAgg_Battery | 2027 | 2018.3418
PV_Paired_2hr_New_DERAgg_Battery | 2028 | 2014.3498
PV_Paired_2hr_New_DERAgg_Battery | 2029 | 2010.3278
PV_Paired_2hr_New_DERAgg_Battery | 2030 | 2006.5137
PV_Paired_2hr_New_DERAgg_Battery | 2031 | 2002.8952
PV_Paired_2hr_New_DERAgg_Battery | 2032 | 1999.3157
PV_Paired_2hr_New_DERAgg_Battery | 2033 | 1995.5262
PV_Paired_2hr_New_DERAgg_Battery | 2034 | 1991.5632
PV_Paired_2hr_New_DERAgg_Battery | 2040 | 1965.7822
PV_Paired_2hr_New_DERAgg_Battery | 2045 | 1942.7807
PV_Paired_2hr_New_DERAgg_Battery | 2050 | 1921.2092

## planned_storage_energy_capacity
Return to Assumptions Summary
Planned Resources - Energy Storage Capacity
The table below shows the planned energy capacity and O&M (operations and maintenance) costs of unpaired and paired battery energy storage system (BESS) resources in RESOLVE. The first column, "storage_resource" shows the user-defined battery name. The second column, "period" shows the modeled year. The third column, "planned_storage_energy_capacity_mwh" is the planned battery energy capacity in (MWH). Taking the third column and dividing by the battery's capacity will give the battery's duration. -- For example, a 40 MW BESS with a 4-hour duration will have a planned energy of 40 MW * 4 h = 160 MWh. The fourth column, "planned_storage_energy_capacity_fixed_o_and_m_dollars per_kWh_yr" represents the O&M costs for the battery. Battery fixed costs are captured within "planned_installed_capacities" worksheet.
Planned Storage Energy Capacity
storage_resource | period | planned_storage_energy_capacity_mwh | planned_storage_energy_capacity_fixed_o_and_m_dollars_per_kwh_yr
BESS_Standalone_New | 2025 | 0 | 0
BESS_Standalone_New | 2026 | 0 | 0
BESS_Standalone_New | 2027 | 0 | 0
BESS_Standalone_New | 2028 | 0 | 0
BESS_Standalone_New | 2029 | 0 | 0
BESS_Standalone_New | 2030 | 0 | 0
BESS_Standalone_New | 2031 | 0 | 0
BESS_Standalone_New | 2032 | 0 | 0
BESS_Standalone_New | 2033 | 0 | 0
BESS_Standalone_New | 2034 | 0 | 0
BESS_Standalone_New | 2040 | 0 | 0
BESS_Standalone_New | 2045 | 0 | 0
BESS_Standalone_New | 2050 | 0 | 0
Load_Build | 2025 | 3.17 | 0
Load_Build | 2026 | 3.17 | 0
Load_Build | 2027 | 3.17 | 0
Load_Build | 2028 | 3.17 | 0
Load_Build | 2029 | 3.17 | 0
Load_Build | 2030 | 3.17 | 0
Load_Build | 2031 | 3.17 | 0
Load_Build | 2032 | 3.17 | 0
Load_Build | 2033 | 3.17 | 0
Load_Build | 2034 | 3.17 | 0
Load_Build | 2040 | 3.17 | 0
Load_Build | 2045 | 3.17 | 0
Load_Build | 2050 | 3.17 | 0
CBRE_PV_Phase_2_RFP_Battery | 2025 | 100 | 0
CBRE_PV_Phase_2_RFP_Battery | 2026 | 100 | 0
CBRE_PV_Phase_2_RFP_Battery | 2027 | 100 | 0
CBRE_PV_Phase_2_RFP_Battery | 2028 | 100 | 0
CBRE_PV_Phase_2_RFP_Battery | 2029 | 100 | 0
CBRE_PV_Phase_2_RFP_Battery | 2030 | 100 | 0
CBRE_PV_Phase_2_RFP_Battery | 2031 | 100 | 0
CBRE_PV_Phase_2_RFP_Battery | 2032 | 100 | 0
CBRE_PV_Phase_2_RFP_Battery | 2033 | 100 | 0
CBRE_PV_Phase_2_RFP_Battery | 2034 | 100 | 0
CBRE_PV_Phase_2_RFP_Battery | 2040 | 100 | 0
CBRE_PV_Phase_2_RFP_Battery | 2045 | 100 | 0
CBRE_PV_Phase_2_RFP_Battery | 2050 | 100 | 0
PV_Hale_Kuawehi_Battery | 2025 | 120 | 0
PV_Hale_Kuawehi_Battery | 2026 | 120 | 0
PV_Hale_Kuawehi_Battery | 2027 | 120 | 0
PV_Hale_Kuawehi_Battery | 2028 | 120 | 0
PV_Hale_Kuawehi_Battery | 2029 | 120 | 0
PV_Hale_Kuawehi_Battery | 2030 | 120 | 0
PV_Hale_Kuawehi_Battery | 2031 | 120 | 0
PV_Hale_Kuawehi_Battery | 2032 | 120 | 0
PV_Hale_Kuawehi_Battery | 2033 | 120 | 0
PV_Hale_Kuawehi_Battery | 2034 | 120 | 0
PV_Hale_Kuawehi_Battery | 2040 | 120 | 0
PV_Hale_Kuawehi_Battery | 2045 | 120 | 0
PV_Hale_Kuawehi_Battery | 2050 | 120 | 0
PV_Waikoloa_Battery | 2025 | 120 | 0
PV_Waikoloa_Battery | 2026 | 120 | 0
PV_Waikoloa_Battery | 2027 | 120 | 0
PV_Waikoloa_Battery | 2028 | 120 | 0
PV_Waikoloa_Battery | 2029 | 120 | 0
PV_Waikoloa_Battery | 2030 | 120 | 0
PV_Waikoloa_Battery | 2031 | 120 | 0
PV_Waikoloa_Battery | 2032 | 120 | 0
PV_Waikoloa_Battery | 2033 | 120 | 0
PV_Waikoloa_Battery | 2034 | 120 | 0
PV_Waikoloa_Battery | 2040 | 120 | 0
PV_Waikoloa_Battery | 2045 | 120 | 0
PV_Waikoloa_Battery | 2050 | 120 | 0
PV_Stage2_Puako_Battery | 2025 | 240 | 0
PV_Stage2_Puako_Battery | 2026 | 240 | 0
PV_Stage2_Puako_Battery | 2027 | 240 | 0
PV_Stage2_Puako_Battery | 2028 | 240 | 0
PV_Stage2_Puako_Battery | 2029 | 240 | 0
PV_Stage2_Puako_Battery | 2030 | 240 | 0
PV_Stage2_Puako_Battery | 2031 | 240 | 0
PV_Stage2_Puako_Battery | 2032 | 240 | 0
PV_Stage2_Puako_Battery | 2033 | 240 | 0
PV_Stage2_Puako_Battery | 2034 | 240 | 0
PV_Stage2_Puako_Battery | 2040 | 240 | 0
PV_Stage2_Puako_Battery | 2045 | 240 | 0
PV_Stage2_Puako_Battery | 2050 | 240 | 0
PV_Paired_2hr_New_Battery | 2025 | 0 | 0
PV_Paired_2hr_New_Battery | 2026 | 0 | 0
PV_Paired_2hr_New_Battery | 2027 | 0 | 0
PV_Paired_2hr_New_Battery | 2028 | 0 | 0
PV_Paired_2hr_New_Battery | 2029 | 0 | 0
PV_Paired_2hr_New_Battery | 2030 | 0 | 0
PV_Paired_2hr_New_Battery | 2031 | 0 | 0
PV_Paired_2hr_New_Battery | 2032 | 0 | 0
PV_Paired_2hr_New_Battery | 2033 | 0 | 0
PV_Paired_2hr_New_Battery | 2034 | 0 | 0
PV_Paired_2hr_New_Battery | 2040 | 0 | 0
PV_Paired_2hr_New_Battery | 2045 | 0 | 0
PV_Paired_2hr_New_Battery | 2050 | 0 | 0
PV_Paired_4hr_New_Battery | 2025 | 0 | 0
PV_Paired_4hr_New_Battery | 2026 | 0 | 0
PV_Paired_4hr_New_Battery | 2027 | 0 | 0
PV_Paired_4hr_New_Battery | 2028 | 0 | 0
PV_Paired_4hr_New_Battery | 2029 | 0 | 0
PV_Paired_4hr_New_Battery | 2030 | 0 | 0
PV_Paired_4hr_New_Battery | 2031 | 0 | 0
PV_Paired_4hr_New_Battery | 2032 | 0 | 0
PV_Paired_4hr_New_Battery | 2033 | 0 | 0
PV_Paired_4hr_New_Battery | 2034 | 0 | 0
PV_Paired_4hr_New_Battery | 2040 | 0 | 0
PV_Paired_4hr_New_Battery | 2045 | 0 | 0
PV_Paired_4hr_New_Battery | 2050 | 0 | 0
PV_Paired_6hr_New_Battery | 2025 | 0 | 0
PV_Paired_6hr_New_Battery | 2026 | 0 | 0
PV_Paired_6hr_New_Battery | 2027 | 0 | 0
PV_Paired_6hr_New_Battery | 2028 | 0 | 0
PV_Paired_6hr_New_Battery | 2029 | 0 | 0
PV_Paired_6hr_New_Battery | 2030 | 0 | 0
PV_Paired_6hr_New_Battery | 2031 | 0 | 0
PV_Paired_6hr_New_Battery | 2032 | 0 | 0
PV_Paired_6hr_New_Battery | 2033 | 0 | 0
PV_Paired_6hr_New_Battery | 2034 | 0 | 0
PV_Paired_6hr_New_Battery | 2040 | 0 | 0
PV_Paired_6hr_New_Battery | 2045 | 0 | 0
PV_Paired_6hr_New_Battery | 2050 | 0 | 0
PV_Paired_8hr_New_Battery | 2025 | 0 | 0
PV_Paired_8hr_New_Battery | 2026 | 0 | 0
PV_Paired_8hr_New_Battery | 2027 | 0 | 0
PV_Paired_8hr_New_Battery | 2028 | 0 | 0
PV_Paired_8hr_New_Battery | 2029 | 0 | 0
PV_Paired_8hr_New_Battery | 2030 | 0 | 0
PV_Paired_8hr_New_Battery | 2031 | 0 | 0
PV_Paired_8hr_New_Battery | 2032 | 0 | 0
PV_Paired_8hr_New_Battery | 2033 | 0 | 0
PV_Paired_8hr_New_Battery | 2034 | 0 | 0
PV_Paired_8hr_New_Battery | 2040 | 0 | 0
PV_Paired_8hr_New_Battery | 2045 | 0 | 0
PV_Paired_8hr_New_Battery | 2050 | 0 | 0
PV_Paired_2hr_New_DERAgg_Battery | 2025 | 0 | 0
PV_Paired_2hr_New_DERAgg_Battery | 2026 | 0 | 0
PV_Paired_2hr_New_DERAgg_Battery | 2027 | 0 | 0
PV_Paired_2hr_New_DERAgg_Battery | 2028 | 0 | 0
PV_Paired_2hr_New_DERAgg_Battery | 2029 | 0 | 0
PV_Paired_2hr_New_DERAgg_Battery | 2030 | 0 | 0
PV_Paired_2hr_New_DERAgg_Battery | 2031 | 0 | 0
PV_Paired_2hr_New_DERAgg_Battery | 2032 | 0 | 0
PV_Paired_2hr_New_DERAgg_Battery | 2033 | 0 | 0
PV_Paired_2hr_New_DERAgg_Battery | 2034 | 0 | 0
PV_Paired_2hr_New_DERAgg_Battery | 2040 | 0 | 0
PV_Paired_2hr_New_DERAgg_Battery | 2045 | 0 | 0
PV_Paired_2hr_New_DERAgg_Battery | 2050 | 0 | 0
PV_DER_Paired_PW_Battery | 2025 | 0 | 0
PV_DER_Paired_PW_Battery | 2026 | 0 | 0
PV_DER_Paired_PW_Battery | 2027 | 0 | 0
PV_DER_Paired_PW_Battery | 2028 | 0 | 0
PV_DER_Paired_PW_Battery | 2029 | 0 | 0
PV_DER_Paired_PW_Battery | 2030 | 0 | 0
PV_DER_Paired_PW_Battery | 2031 | 0 | 0
PV_DER_Paired_PW_Battery | 2032 | 0 | 0
PV_DER_Paired_PW_Battery | 2033 | 0 | 0
PV_DER_Paired_PW_Battery | 2034 | 0 | 0
PV_DER_Paired_PW_Battery | 2040 | 0 | 0
PV_DER_Paired_PW_Battery | 2045 | 0 | 0
PV_DER_Paired_PW_Battery | 2050 | 0 | 0

## resource_storage_paired
Return to Assumptions Summary
Paired Resources
The table below shows parameters for paired resources in RESOLVE. In general, a paired resource is modeled as two separate components, a supply resource (generator) and a storage resource (battery). The first column shows the name of the "paired_storage_resource" and its corresponding "paired_supply_resource" in the second column. The third column, "enforce_pairing_ratio" allows for pairing between supply and storage resource capacities. In the fourth column, "pairing_ratio" sets the ratio as 1, meaning a 1:1 pairing ratio (one-to-one pairing). This becomes important when RESOLVE builds new paired resources, so that the supply capacity (MW) built has an equal paired storage capacity (MW).
Resource Storage Paired
paired_storage_resource | paired_supply_resource | enforce_pairing_ratio | pairing_ratio
CBRE_PV_Phase_2_RFP_Battery | CBRE_PV_Phase_2_RFP_Supply | TRUE | 1
PV_Hale_Kuawehi_Battery | PV_Hale_Kuawehi_Supply | FALSE | 0
PV_Waikoloa_Battery | PV_Waikoloa_Supply | FALSE | 0
PV_Stage2_Puako_Battery | PV_Stage2_Puako_Supply | FALSE | 0
PV_Paired_2hr_New_Battery | PV_Paired_2hr_New_Supply | TRUE | 1
PV_Paired_4hr_New_Battery | PV_Paired_4hr_New_Supply | TRUE | 1
PV_Paired_6hr_New_Battery | PV_Paired_6hr_New_Supply | TRUE | 1
PV_Paired_8hr_New_Battery | PV_Paired_8hr_New_Supply | TRUE | 1
PV_Paired_2hr_New_DERAgg_Battery | PV_Paired_2hr_New_DERAgg_Supply | TRUE | 1
PV_DER_Paired_PW_Battery | PV_DER_Paired_PW_Supply | TRUE | 1

## resource_variable_renewable
Return to Assumptions Summary
Curtailable Resources
The table below describes whether a resource is curtailable. The first column, "resource", lists the name of the resource. The second column, "curtailable", asks the question of, "is this resource curtailable?" The input is a decision variable of TRUE or FALSE.
Resource Variable Renewable
resource | curtailable
HRD_Wind | FALSE
Tawhiri-A_Wind | FALSE
Tawhiri-B_Wind | FALSE
CBRE_PV_1 | FALSE
CBRE_PV_Phase_2_Small | FALSE
PV_New | TRUE
Wind_New | TRUE
Puueo_Hydro | FALSE
Small_Hydros | FALSE
Waiau_Hydro | FALSE
Wailuku_Hydro | FALSE
AqtFitPV | FALSE
FutFitPV | FALSE
Tawhiri-A_Wind_Ext | FALSE
Tawhiri-B_Wind_Ext | FALSE
CBRE_PV_Phase_2_RFP_Supply | TRUE
PV_Hale_Kuawehi_Supply | TRUE
PV_Waikoloa_Supply | TRUE
PV_Stage2_Puako_Supply | TRUE
PV_Paired_2hr_New_Supply | TRUE
PV_Paired_4hr_New_Supply | TRUE
PV_Paired_6hr_New_Supply | TRUE
PV_Paired_8hr_New_Supply | TRUE
PV_Paired_2hr_New_DERAgg_Supply | TRUE
PV_DER_Paired_PW_Supply | TRUE

## reserve_resources
Return to Assumptions Summary
Reserves, Fast Frequency Response, and Inertia
Grid service capabilities of resources are parametrized in the table below and include load following/ regulating reserves (LF Reserves), fast frequency response (FFR), and inertia. In the first column, "resource" is the name of the user-defined resource. In the second column, "can_provide_lf_reserves" specifies whether a resource can provide load following reserves. The input is a binary value (1 or 0) meaning YES = 1 and NO = 0. The third and fourth columns are for FFR services, "contributes_to_freq_resp_total" means the unit can provide FFR service if needed, the value is binary, YES = 1 and NO = 0. In the fourth column, "thermal_freq_response_fraction_of_commitment" has a different meaning, it is the percent of the resource that can provide FFR service 0%-100% (value between 0 and 1). In this case, we are assuming that if a resource can provide FFR services, then 100% of the unit is available for frequency response. The fifth and sixth columns relate to inertia services, "can_provide_inertia" specifies if a resource is capable of providing inertia. The "inertia_response_multiplier_of_commitment" is a conversion factor in MJ/MW that is applied to the generating resource's capacity (MW) to determine its inertia provision (MJ). Typically, units that can provide inertia are thermal generators and synchronous condensers. -- Example: A 30MW Resource has an inertia multiplier of 3.00 MJ/MW, its inertia provision becomes 30 MW * 3.00 MJ/MW = 90 MJ.
Reserve Resources
resource | can_provide_lf_reserves | contributes_to_freq_resp_total | thermal_freq_response_fraction_of_commitment | can_provide_inertia | inertia_response_multiplier_of_commitment
Hill5-6 | 1 | 0 | 0 | TRUE | 2.9767
D11-17_21-23 | 1 | 0 | 0 | TRUE | 0.98446
D24-27 | 1 | 0 | 0 | FALSE | 0
Kanoelehua_CT1 | 1 | 0 | 0 | FALSE | 0
Keahole_CT2 | 1 | 0 | 0 | TRUE | 5.1961
Puna_CT3 | 1 | 0 | 0 | TRUE | 3.3041
Puna_Steam | 1 | 0 | 0 | TRUE | 5.6008
KCC | 1 | 0 | 0 | TRUE | 4.3461
HCC | 1 | 0 | 0 | TRUE | 2.9009
PGV | 1 | 0 | 0 | TRUE | 7.1739
PGVOld | 1 | 0 | 0 | TRUE | 4.59
Biomass_New | 1 | 0 | 0 | TRUE | 3.4443
Geothermal_New | 1 | 0 | 0 | TRUE | 7.1739
1x1_2500CC_New | 1 | 0 | 0 | TRUE | 3.2881
9MW_ICE_New | 1 | 0 | 0 | TRUE | 1.3229
Sync_Condenser | 0 | 0 | 0 | TRUE | 3
FFR | 0 | 1 | 1 | FALSE | 0
Stage2_FFR | 0 | 1 | 1 | FALSE | 0
SC_2500CC_New | 1 | 0 | 0 | TRUE | 8.4476
HH | 1 | 0 | 0 | TRUE | 3.4443
HH_min | 1 | 0 | 0 | TRUE | 3.4443
BESS_Standalone_New | 1 | 1 | 0 | FALSE | 0
CBRE_PV_Phase_2_RFP_Battery | 0 | 1 | 1 | FALSE | 0
PV_Stage2_Puako_Battery | 0 | 1 | 1 | FALSE | 0
PV_Paired_2hr_New_Battery | 0 | 1 | 1 | FALSE | 0
PV_Paired_4hr_New_Battery | 0 | 1 | 1 | FALSE | 0
PV_Paired_6hr_New_Battery | 0 | 1 | 1 | FALSE | 0
PV_Paired_8hr_New_Battery | 0 | 1 | 1 | FALSE | 0
PV_Paired_2hr_New_DERAgg_Battery | 0 | 1 | 1 | FALSE | 0
PV_DER_Paired_PW_Battery | 0 | 1 | 1 | FALSE | 0

## conventional_dr_period_limits
Return to Assumptions Summary
Demand Response (DR) Parameters
The Conventional Demand Response (DR) Period Limits represents the parameters used to model demand response resources in RESOLVE. -- The first column, "resource" shows the name of the DR resource. -- The second column, "period" shows the modeled years. -- The third column, "conventional_dr_availability_hours_per_year" represents the maximum number of hours per year that the DR resource can be called upon for a DR event. As an example, the Load_Reduce resource has a maximum number of calls of 144 per year. On a daily basis, it has a maximum delivery window of 4 hours. Therefore, the maximum total number of hours Load_Reduce is available is (144 times/year) * (4 hours) = 576 hours/year. Fast DR (40 events/year) * (1 hour) = 40 hours/year. -- In the fourth column, "daily_capacity_factor", represents the maximum duration of the DR event provided as a fraction of the day. Since Load_Reduce has a maximum daily duration of 4 hours, its "daily_capacity_factor" becomes (4 hours/day) / (24 hours/day) = 0.16666667.
Conventional DR Period Limits
resource | period | conventional_dr_availability_hours_per_year | daily_capacity_factor
Load_Reduction | 2025 | 144 | 0.041667
Load_Reduction | 2026 | 144 | 0.041667
Load_Reduction | 2027 | 144 | 0.041667
Load_Reduction | 2028 | 144 | 0.041667
Load_Reduction | 2029 | 144 | 0.041667
Load_Reduction | 2030 | 144 | 0.041667
Load_Reduction | 2031 | 144 | 0.041667
Load_Reduction | 2032 | 144 | 0.041667
Load_Reduction | 2033 | 144 | 0.041667
Load_Reduction | 2034 | 144 | 0.041667
Load_Reduction | 2040 | 144 | 0.041667
Load_Reduction | 2045 | 144 | 0.041667
Load_Reduction | 2050 | 144 | 0.041667

## energy_sharing_max_to_move_with
Return to Assumptions Summary
Maximum Energy Sharing Within Groups
The input, "energy_sharing_max_to_move_within_group" is being used to enforce an operational constraint on maximum capacity factor for units Waiau 3 and 4 on Oahu. It is not applicable to Hawaii Island modeling in RESOLVE. The resource name is listed under "hydro_resource" (it doesn't need to be hydro type, it can be any resource). The "energy_sharing_group_id" is used to assign the resource to the representative days and months when it will be used. The "max_energy_to_move_around_hours" represents the number of hours within the month that the resource is used at its Pmax (maximum power output).
Energy Sharing Max to Move Within Group
hydro_resource | energy_sharing_group_id | max_energy_to_move_around_hours
N/A | N/A | N/A

## technologies
Return to Assumptions Summary
Technologies
The following table lists all of the resource technology types defined in the RESOLVE model. Similar types of resources may be grouped under the same "technology" if they have the same parameters. The values shown in columns 2-7 and 9-15 are binary (0 or 1) with YES/TRUE = 1 and NO/FALSE = 0. -- As an example, the technology type, "Hill5-6" is a "thermal" resourece type (value = 1) and is both "dispatchable" and "firm_capacity" (value = 1). However, it does not have a "must_run" operational constraint (value = 0), and cannot be classified as any other resource type (other values = 0). -- column 1, "technology" is the name of the technology -- column 2, "thermal" represents any fuel burning resource that has a heat rate and fuel source -- column 3, "dispatchable" represents a technology that can be dispatched at varying capacity -- column 4, "must-run" means that the technology is run at 100% capacity when committed -- column 5, "variable" represents a variable renewable technology -- column 6, "storage" refers to both unpaired and paired battery energy storage systems (BESS) or pumped-storage hydro -- column 7, "hydro" represents a hydroelectric technology -- column 8, "variable_cost_dollars_per_mwh" represents the variable costs for certain technologies ($/MWh) -- column 9, "firm_capacity" refers to fixed, thermal generators e.g., (steam turbine, combustion turbine, etc.) -- column 10, "conventional_dr" refers to demand response (DR) technologies -- column 11, "electric_vehicle" refers to electric, light duty vehicles (LDV) -- column 12, "energy_efficiency" indicates the technology contributes to energy efficiency -- column 13, "synchronous_condenser" refers to technologies that can operate as a synchronous condenser
Technologies
technology | thermal | dispatchable | must_run | variable | storage | hydro | variable_cost_dollars_per_mwh | firm_capacity | conventional_dr | electric_vehicle | energy_efficiency | synchronous_condenser
Hill5-6 | 1 | 1 | 0 | 0 | 0 | 0 | 0.92711 | 1 | 0 | 0 | 0 | 0
D11-17_21-23 | 1 | 1 | 0 | 0 | 0 | 0 | 15.5397 | 1 | 0 | 0 | 0 | 0
D24-27 | 1 | 1 | 0 | 0 | 0 | 0 | 0 | 1 | 0 | 0 | 0 | 0
Kanoelehua_CT1 | 1 | 1 | 0 | 0 | 0 | 0 | 0 | 1 | 0 | 0 | 0 | 0
Keahole_CT2 | 1 | 1 | 0 | 0 | 0 | 0 | 0.62975 | 1 | 0 | 0 | 0 | 0
Puna_CT3 | 1 | 1 | 0 | 0 | 0 | 0 | 0.44902 | 1 | 0 | 0 | 0 | 0
Puna_Steam | 1 | 1 | 0 | 0 | 0 | 0 | 1.018 | 1 | 0 | 0 | 0 | 0
KCC | 1 | 1 | 0 | 0 | 0 | 0 | 1.0882 | 1 | 0 | 0 | 0 | 0
HCC | 1 | 1 | 0 | 0 | 0 | 0 | 1.4852 | 1 | 0 | 0 | 0 | 0
PGV | 1 | 1 | 0 | 0 | 0 | 0 | 58.1578 | 1 | 0 | 0 | 0 | 0
PGVOld | 1 | 1 | 0 | 0 | 0 | 0 | 117.1217 | 1 | 0 | 0 | 0 | 0
Wind | 0 | 0 | 0 | 1 | 0 | 0 | 0 | 0 | 0 | 0 | 0 | 0
PV | 0 | 0 | 0 | 1 | 0 | 0 | 0 | 0 | 0 | 0 | 0 | 0
Hydro | 0 | 0 | 0 | 1 | 0 | 0 | 0 | 0 | 0 | 0 | 0 | 0
PV_New | 0 | 0 | 0 | 1 | 0 | 0 | 0 | 0 | 0 | 0 | 0 | 0
Wind_New | 0 | 0 | 0 | 1 | 0 | 0 | 0 | 0 | 0 | 0 | 0 | 0
BESS_Standalone_New | 0 | 0 | 0 | 0 | 1 | 0 | 0 | 0 | 0 | 0 | 0 | 0
Biomass_New | 1 | 1 | 0 | 0 | 0 | 0 | 60.8672 | 1 | 0 | 0 | 0 | 0
Geothermal_New | 1 | 1 | 0 | 0 | 0 | 0 | 0 | 1 | 0 | 0 | 0 | 0
1x1_2500CC_New | 1 | 1 | 0 | 0 | 0 | 0 | 2.2115 | 1 | 0 | 0 | 0 | 0
9MW_ICE_New | 1 | 1 | 0 | 0 | 0 | 0 | 29.3422 | 1 | 0 | 0 | 0 | 0
Sync_Condenser | 1 | 1 | 0 | 0 | 0 | 0 | 0 | 1 | 0 | 0 | 0 | 1
FFR | 0 | 0 | 0 | 0 | 0 | 0 | 0 | 1 | 0 | 0 | 0 | 0
Load_Reduction | 0 | 0 | 0 | 0 | 0 | 0 | 0 | 1 | 1 | 0 | 0 | 0
Load_Build | 0 | 0 | 0 | 0 | 1 | 0 | 0 | 0 | 0 | 0 | 0 | 0
CBRE_Phase_1 | 0 | 0 | 0 | 1 | 0 | 0 | 157.2205 | 0 | 0 | 0 | 0 | 0
SC_2500CC_New | 1 | 1 | 0 | 0 | 0 | 0 | 6.2785 | 1 | 0 | 0 | 0 | 0
CBRE_PV_Phase_2_Small | 0 | 0 | 0 | 1 | 0 | 0 | 157.22 | 0 | 0 | 0 | 0 | 0
HH | 1 | 1 | 0 | 0 | 0 | 0 | 10.0761 | 1 | 0 | 0 | 0 | 0
HH_min | 1 | 1 | 0 | 0 | 0 | 0 | 10.0761 | 1 | 0 | 0 | 0 | 0
PV_Paired_Supply | 0 | 0 | 0 | 1 | 0 | 0 | 0 | 0 | 0 | 0 | 0 | 0
PV_Paired_2hr_New_Supply | 0 | 0 | 0 | 1 | 0 | 0 | 0 | 0 | 0 | 0 | 0 | 0
PV_Paired_4hr_New_Supply | 0 | 0 | 0 | 1 | 0 | 0 | 0 | 0 | 0 | 0 | 0 | 0
PV_Paired_6hr_New_Supply | 0 | 0 | 0 | 1 | 0 | 0 | 0 | 0 | 0 | 0 | 0 | 0
PV_Paired_8hr_New_Supply | 0 | 0 | 0 | 1 | 0 | 0 | 0 | 0 | 0 | 0 | 0 | 0
CBRE_PV_Phase_2_RFP_Supply | 0 | 0 | 0 | 1 | 0 | 0 | 0 | 0 | 0 | 0 | 0 | 0
PV_Paired_2hr_New_DERAgg_Supply | 0 | 0 | 0 | 1 | 0 | 0 | 0 | 0 | 0 | 0 | 0 | 0
PV_DER_Paired_PW_Supply | 0 | 0 | 0 | 1 | 0 | 0 | 0 | 0 | 0 | 0 | 0 | 0
PV_Paired_Battery | 0 | 0 | 0 | 0 | 1 | 0 | 0 | 0 | 0 | 0 | 0 | 0
PV_Paired_2hr_New_Battery | 0 | 0 | 0 | 0 | 1 | 0 | 0 | 0 | 0 | 0 | 0 | 0
PV_Paired_4hr_New_Battery | 0 | 0 | 0 | 0 | 1 | 0 | 0 | 0 | 0 | 0 | 0 | 0
PV_Paired_6hr_New_Battery | 0 | 0 | 0 | 0 | 1 | 0 | 0 | 0 | 0 | 0 | 0 | 0
PV_Paired_8hr_New_Battery | 0 | 0 | 0 | 0 | 1 | 0 | 0 | 0 | 0 | 0 | 0 | 0
CBRE_PV_Phase_2_RFP_Battery | 0 | 0 | 0 | 0 | 1 | 0 | 0 | 0 | 0 | 0 | 0 | 0
PV_Paired_2hr_New_DERAgg_Battery | 0 | 0 | 0 | 0 | 1 | 0 | 0 | 0 | 0 | 0 | 0 | 0
PV_DER_Paired_PW_Battery | 0 | 0 | 0 | 0 | 1 | 0 | 0 | 0 | 0 | 0 | 0 | 0

## tech_storage_params
Return to Assumptions Summary
Battery Energy Storage System (BESS) Parameters
In the table below are properties for both unpaired and paired battery energy storage system (BESS) technologies. The first column, "storage_technology" is the name of the storage resource. The second and third columns are the "charging_efficiency" and "discharging_efficiency" of the battery. Both of these properties are equivalent because it represents the average charging and discharging percentages for the resource. For example, a battery has a charging efficiency of 89% and a discharging efficiency of 100%. Its RESOLVE charging and discharging efficiency becomes (89% + 100%)/2 = 94.5% each. In column four, "duration_hours" is the hourly duration of the battery. In the fifth column, "duration_type" describes how the battery's duration in column four is used in RESOLVE. A minimum-duration means that the battery will discharge its energy for a minimum number of hours or longer if needed. A fixed-duration means that the battery has a set duration for discharging. For example, a battery with a one-hour minimum duration will discharge for an hour, but if needed, it will cycle again if there is available energy to charge it and can be discharged for a longer duration. Essentially, the battery can have an unlimited duration above the minimum if needed. A battery with a four-hour fixed duration can only discharge for 4 hours at a time.
Technology Storage Parameters
storage_technology | charging_efficiency | discharging_efficiency | duration_h | duration_type
BESS_Standalone_New | 0.94 | 0.94 | 1 | minimum-duration
Load_Build | 0.94 | 0.0001 | 1 | fixed-duration
PV_Paired_Battery | 0.94 | 0.94 | 4 | fixed-duration
PV_Paired_2hr_New_Battery | 0.94 | 0.94 | 2 | fixed-duration
PV_Paired_4hr_New_Battery | 0.94 | 0.94 | 4 | fixed-duration
PV_Paired_6hr_New_Battery | 0.94 | 0.94 | 6 | fixed-duration
PV_Paired_8hr_New_Battery | 0.94 | 0.94 | 8 | fixed-duration
CBRE_PV_Phase_2_RFP_Battery | 0.94 | 0.94 | 4 | fixed-duration
PV_Paired_2hr_New_DERAgg_Battery | 0.94 | 0.94 | 2 | fixed-duration
PV_DER_Paired_PW_Battery | 0.94 | 0.94 | 1 | minimum-duration

## erm_params
Return to Assumptions Summary
Energy Reserve Margin (ERM) Parameters
The Energy Reserve Margin (ERM) is a guideline to minimize the risk of insufficient generation capability from a diverse mix of generating resources available to the system. It is the percentage of system load in which the system capacity must exceed in every hour. In the first column, "period" represents the modeled year. In the second column, "erm_percentage" represents the ERM requirement. In this case for Hawaii Island, 0.3 percent or 30% is the ERM requirement. This means that in every hour, the system available capacity must be higher than 100% + 30% = 130% of the system load. The third column, "erm_peak_load_mw" represents the annual peak of net system load.
ERM Params
period | erm_percentage | erm_peak_load_mw
2025 | 0.3 | 178.0188
2026 | 0.3 | 177.4391
2027 | 0.3 | 176.4768
2028 | 0.3 | 175.4111
2029 | 0.3 | 175.1026
2030 | 0.3 | 171.8901
2031 | 0.3 | 172.4264
2032 | 0.3 | 172.8157
2033 | 0.3 | 172.3466
2034 | 0.3 | 171.1389
2040 | 0.3 | 175.0431
2045 | 0.3 | 194.8419
2050 | 0.3 | 222.4919

## erm_resource_group_map
Return to Assumptions Summary
Energy Reserve Margin (ERM) Group Mapping
The resources in RESOLVE are grouped by type of hourly dependable capacity (HDC) that they provide. The grouping is called "erm_group" in the table below, and the resource name is under "resource". The ERM groups include firm capacity generators "firm", synchronous condensers and small grid service resources under "other", wind, solar, paired resources, standalone battery energy storage systems, load-shifting demand response "lsdr" and hydro resources. For islands without hydro projects, it is not included.
ERM Resource Group Map
resource | erm_group
Hill5-6 | firm
D11-17_21-23 | firm
D24-27 | firm
Kanoelehua_CT1 | firm
Keahole_CT2 | firm
Puna_CT3 | firm
Puna_Steam | firm
KCC | firm
HCC | firm
PGV | firm
PGVOld | firm
Biomass_New | firm
Geothermal_New | firm
1x1_2500CC_New | firm
9MW_ICE_New | firm
Sync_Condenser | other
FFR | other
HRD_Wind | wind
Tawhiri-A_Wind | wind
Tawhiri-B_Wind | wind
Tawhiri-A_Wind_Ext | wind
Tawhiri-B_Wind_Ext | wind
CBRE_PV_1 | solar
PV_New | solar
Wind_New | wind
Puueo_Hydro | hydro
Small_Hydros | hydro
Waiau_Hydro | hydro
Wailuku_Hydro | hydro
PV_Hale_Kuawehi_Supply | paired_solar
PV_Waikoloa_Supply | paired_solar
PV_Stage2_Puako_Supply | paired_solar
PV_Paired_2hr_New_Supply | paired_solar
PV_Paired_4hr_New_Supply | paired_solar
PV_Paired_6hr_New_Supply | paired_solar
PV_Paired_8hr_New_Supply | paired_solar
BESS_Standalone_New | generic_storage
Load_Build | other
PV_Hale_Kuawehi_Battery | paired_storage
PV_Waikoloa_Battery | paired_storage
PV_Stage2_Puako_Battery | paired_storage
PV_Paired_2hr_New_Battery | paired_storage
PV_Paired_4hr_New_Battery | paired_storage
PV_Paired_6hr_New_Battery | paired_storage
PV_Paired_8hr_New_Battery | paired_storage
Load_Reduction | lsdr
Stage2_FFR | other
SC_2500CC_New | firm
AqtFitPV | solar
FutFitPV | solar
PV_Paired_2hr_New_DERAgg_Supply | paired_solar
PV_Paired_2hr_New_DERAgg_Battery | paired_storage
CBRE_PV_Phase_2_Small | solar
CBRE_PV_Phase_2_RFP_Supply | paired_solar
CBRE_PV_Phase_2_RFP_Battery | paired_storage
PV_DER_Paired_PW_Supply | paired_solar
PV_DER_Paired_PW_Battery | paired_storage
HH | firm
HH_min | firm

## erm_shapes
Return to Assumptions Summary
Energy Reserve Margin (ERM) Hourly Dependable Capacity Shapes
The ERM shapes below represent the percent Hourly Dependable Capacity (HDC) for each ERM resource group, by every hour of the year "erm_hour" which is equal to 8760 hours/year. The Hourly Dependable Capacity is the minimum expected capacity primarily from variable generation resources based on empirical data. It is calculated for each hour as the average output minus a number of standard deviations.
ERM Shapes
erm_hour | solar | wind | hydro | firm | other | lsdr | stand_alone_storage | generic_storage | paired_solar | paired_wind | paired_storage
1 | 0% | 0.8747% | 0% | 100% | 0% | 0% | 100% | 100% | 0% | 0.8747% | 1
2 | 0% | 0% | 0% | 100% | 0% | 0% | 100% | 100% | 0% | 0% | 1
3 | 0% | 0% | 0% | 100% | 0% | 0% | 100% | 100% | 0% | 0% | 1
4 | 0% | 0% | 0% | 100% | 0% | 0% | 100% | 100% | 0% | 0% | 1
5 | 0% | 0% | 0% | 100% | 0% | 0% | 100% | 100% | 0% | 0% | 1
6 | 0% | 0% | 0% | 100% | 0% | 100% | 100% | 100% | 0% | 0% | 1
7 | 0% | 0% | 0% | 100% | 0% | 100% | 100% | 100% | 0% | 0% | 1
8 | 0% | 0% | 0% | 100% | 0% | 100% | 100% | 100% | 0% | 0% | 1
9 | 2.226% | 0% | 0% | 100% | 0% | 0% | 100% | 100% | 2.226% | 0% | 1
10 | 21.08% | 0% | 0% | 100% | 0% | 0% | 100% | 100% | 21.08% | 0% | 1
11 | 36.06% | 0% | 0% | 100% | 0% | 0% | 100% | 100% | 36.06% | 0% | 1
12 | 43.1% | 0.566% | 0% | 100% | 0% | 0% | 100% | 100% | 43.1% | 0.566% | 1
13 | 37.88% | 0.3033% | 0% | 100% | 0% | 0% | 100% | 100% | 37.88% | 0.3033% | 1
14 | 38.02% | 0.9652% | 0% | 100% | 0% | 0% | 100% | 100% | 38.02% | 0.9652% | 1
15 | 29.55% | 2.309% | 0% | 100% | 0% | 0% | 100% | 100% | 29.55% | 2.309% | 1
16 | 13.65% | 4.272% | 0% | 100% | 0% | 100% | 100% | 100% | 13.65% | 4.272% | 1
17 | 0% | 4.547% | 0% | 100% | 0% | 100% | 100% | 100% | 0% | 4.547% | 1
18 | 0% | 3.014% | 0% | 100% | 0% | 100% | 100% | 100% | 0% | 3.014% | 1
19 | 0% | 2.769% | 0% | 100% | 0% | 100% | 100% | 100% | 0% | 2.769% | 1
20 | 0% | 2.308% | 0% | 100% | 0% | 0% | 100% | 100% | 0% | 2.308% | 1
21 | 0% | 0% | 0% | 100% | 0% | 0% | 100% | 100% | 0% | 0% | 1
22 | 0% | 0% | 0% | 100% | 0% | 0% | 100% | 100% | 0% | 0% | 1
23 | 0% | 0% | 0% | 100% | 0% | 0% | 100% | 100% | 0% | 0% | 1
24 | 0% | 0% | 0% | 100% | 0% | 0% | 100% | 100% | 0% | 0% | 1
25 | 0% | 0.8747% | 0% | 100% | 0% | 0% | 100% | 100% | 0% | 0.8747% | 1
26 | 0% | 0% | 0% | 100% | 0% | 0% | 100% | 100% | 0% | 0% | 1
27 | 0% | 0% | 0% | 100% | 0% | 0% | 100% | 100% | 0% | 0% | 1
28 | 0% | 0% | 0% | 100% | 0% | 0% | 100% | 100% | 0% | 0% | 1
29 | 0% | 0% | 0% | 100% | 0% | 0% | 100% | 100% | 0% | 0% | 1
30 | 0% | 0% | 0% | 100% | 0% | 100% | 100% | 100% | 0% | 0% | 1
31 | 0% | 0% | 0% | 100% | 0% | 100% | 100% | 100% | 0% | 0% | 1
32 | 0% | 0% | 0% | 100% | 0% | 100% | 100% | 100% | 0% | 0% | 1
33 | 0% | 0% | 0% | 100% | 0% | 0% | 100% | 100% | 0% | 0% | 1
34 | 13.7% | 0% | 0% | 100% | 0% | 0% | 100% | 100% | 13.7% | 0% | 1
35 | 21.23% | 0% | 0% | 100% | 0% | 0% | 100% | 100% | 21.23% | 0% | 1
36 | 27.52% | 0% | 0% | 100% | 0% | 0% | 100% | 100% | 27.52% | 0% | 1
37 | 22.45% | 0.7813% | 0% | 100% | 0% | 0% | 100% | 100% | 22.45% | 0.7813% | 1
38 | 23.38% | 1.544% | 0% | 100% | 0% | 0% | 100% | 100% | 23.38% | 1.544% | 1
39 | 17.66% | 3.651% | 0% | 100% | 0% | 0% | 100% | 100% | 17.66% | 3.651% | 1
40 | 5.758% | 4.529% | 0% | 100% | 0% | 100% | 100% | 100% | 5.758% | 4.529% | 1
41 | 0% | 3.78% | 0% | 100% | 0% | 100% | 100% | 100% | 0% | 3.78% | 1
42 | 0% | 1.484% | 0% | 100% | 0% | 100% | 100% | 100% | 0% | 1.484% | 1
43 | 0% | 1.002% | 0% | 100% | 0% | 100% | 100% | 100% | 0% | 1.002% | 1
44 | 0% | 2.365% | 0% | 100% | 0% | 0% | 100% | 100% | 0% | 2.365% | 1
45 | 0% | 0.7512% | 0% | 100% | 0% | 0% | 100% | 100% | 0% | 0.7512% | 1
46 | 0% | 0% | 0% | 100% | 0% | 0% | 100% | 100% | 0% | 0% | 1
47 | 0% | 0.09815% | 0% | 100% | 0% | 0% | 100% | 100% | 0% | 0.09815% | 1
48 | 0% | 2.112% | 0% | 100% | 0% | 0% | 100% | 100% | 0% | 2.112% | 1
49 | 0% | 0% | 0% | 100% | 0% | 0% | 100% | 100% | 0% | 0% | 1
50 | 0% | 0% | 0% | 100% | 0% | 0% | 100% | 100% | 0% | 0% | 1
51 | 0% | 0% | 0% | 100% | 0% | 0% | 100% | 100% | 0% | 0% | 1
52 | 0% | 0% | 0% | 100% | 0% | 0% | 100% | 100% | 0% | 0% | 1
53 | 0% | 0% | 0% | 100% | 0% | 0% | 100% | 100% | 0% | 0% | 1
54 | 0% | 0% | 0% | 100% | 0% | 100% | 100% | 100% | 0% | 0% | 1
55 | 0% | 0% | 0% | 100% | 0% | 100% | 100% | 100% | 0% | 0% | 1
56 | 0% | 0% | 0% | 100% | 0% | 100% | 100% | 100% | 0% | 0% | 1
57 | 0% | 0% | 0% | 100% | 0% | 0% | 100% | 100% | 0% | 0% | 1
58 | 10.67% | 0% | 0% | 100% | 0% | 0% | 100% | 100% | 10.67% | 0% | 1
59 | 18.54% | 1.31% | 0% | 100% | 0% | 0% | 100% | 100% | 18.54% | 1.31% | 1
60 | 25.84% | 2.78% | 0% | 100% | 0% | 0% | 100% | 100% | 25.84% | 2.78% | 1
61 | 25.17% | 3.54% | 0% | 100% | 0% | 0% | 100% | 100% | 25.17% | 3.54% | 1
62 | 23.52% | 3.778% | 0% | 100% | 0% | 0% | 100% | 100% | 23.52% | 3.778% | 1
63 | 11.46% | 5.052% | 0% | 100% | 0% | 0% | 100% | 100% | 11.46% | 5.052% | 1
64 | 3.967% | 3.927% | 0% | 100% | 0% | 100% | 100% | 100% | 3.967% | 3.927% | 1
65 | 0% | 3.333% | 0% | 100% | 0% | 100% | 100% | 100% | 0% | 3.333% | 1
66 | 0% | 2.224% | 0% | 100% | 0% | 100% | 100% | 100% | 0% | 2.224% | 1
67 | 0% | 1.781% | 0% | 100% | 0% | 100% | 100% | 100% | 0% | 1.781% | 1
68 | 0% | 2.489% | 0% | 100% | 0% | 0% | 100% | 100% | 0% | 2.489% | 1
69 | 0% | 0% | 0% | 100% | 0% | 0% | 100% | 100% | 0% | 0% | 1
70 | 0% | 0% | 0% | 100% | 0% | 0% | 100% | 100% | 0% | 0% | 1
71 | 0% | 0% | 0% | 100% | 0% | 0% | 100% | 100% | 0% | 0% | 1
72 | 0% | 0% | 0% | 100% | 0% | 0% | 100% | 100% | 0% | 0% | 1
73 | 0% | 0.7333% | 0% | 100% | 0% | 0% | 100% | 100% | 0% | 0.7333% | 1
74 | 0% | 0% | 0% | 100% | 0% | 0% | 100% | 100% | 0% | 0% | 1
75 | 0% | 0% | 0% | 100% | 0% | 0% | 100% | 100% | 0% | 0% | 1
76 | 0% | 0% | 0% | 100% | 0% | 0% | 100% | 100% | 0% | 0% | 1
77 | 0% | 0% | 0% | 100% | 0% | 0% | 100% | 100% | 0% | 0% | 1
78 | 0% | 0% | 0% | 100% | 0% | 100% | 100% | 100% | 0% | 0% | 1
79 | 0% | 0% | 0% | 100% | 0% | 100% | 100% | 100% | 0% | 0% | 1
80 | 0% | 0% | 0% | 100% | 0% | 100% | 100% | 100% | 0% | 0% | 1
81 | 0% | 0% | 0% | 100% | 0% | 0% | 100% | 100% | 0% | 0% | 1
82 | 12.23% | 0% | 0% | 100% | 0% | 0% | 100% | 100% | 12.23% | 0% | 1
83 | 16.94% | 0% | 0% | 100% | 0% | 0% | 100% | 100% | 16.94% | 0% | 1
84 | 20.67% | 0% | 0% | 100% | 0% | 0% | 100% | 100% | 20.67% | 0% | 1
85 | 17.02% | 0% | 0% | 100% | 0% | 0% | 100% | 100% | 17.02% | 0% | 1
86 | 16.3% | 0.05048% | 0% | 100% | 0% | 0% | 100% | 100% | 16.3% | 0.05048% | 1
87 | 5.569% | 1.622% | 0% | 100% | 0% | 0% | 100% | 100% | 5.569% | 1.622% | 1
88 | 5.345% | 0.1653% | 0% | 100% | 0% | 100% | 100% | 100% | 5.345% | 0.1653% | 1
89 | 0% | 0% | 0% | 100% | 0% | 100% | 100% | 100% | 0% | 0% | 1
90 | 0% | 0% | 0% | 100% | 0% | 100% | 100% | 100% | 0% | 0% | 1
91 | 0% | 0% | 0% | 100% | 0% | 100% | 100% | 100% | 0% | 0% | 1
92 | 0% | 0% | 0% | 100% | 0% | 0% | 100% | 100% | 0% | 0% | 1
93 | 0% | 0% | 0% | 100% | 0% | 0% | 100% | 100% | 0% | 0% | 1
94 | 0% | 0.1368% | 0% | 100% | 0% | 0% | 100% | 100% | 0% | 0.1368% | 1
95 | 0% | 0% | 0% | 100% | 0% | 0% | 100% | 100% | 0% | 0% | 1
96 | 0% | 0% | 0% | 100% | 0% | 0% | 100% | 100% | 0% | 0% | 1
97 | 0% | 0% | 0% | 100% | 0% | 0% | 100% | 100% | 0% | 0% | 1
98 | 0% | 0% | 0% | 100% | 0% | 0% | 100% | 100% | 0% | 0% | 1
99 | 0% | 1.079% | 0% | 100% | 0% | 0% | 100% | 100% | 0% | 1.079% | 1
100 | 0% | 1.485% | 0% | 100% | 0% | 0% | 100% | 100% | 0% | 1.485% | 1
101 | 0% | 0% | 0% | 100% | 0% | 0% | 100% | 100% | 0% | 0% | 1
102 | 0% | 0.404% | 0% | 100% | 0% | 100% | 100% | 100% | 0% | 0.404% | 1
103 | 0% | 0.5358% | 0% | 100% | 0% | 100% | 100% | 100% | 0% | 0.5358% | 1
104 | 0% | 0% | 0% | 100% | 0% | 100% | 100% | 100% | 0% | 0% | 1
105 | 0% | 0% | 0% | 100% | 0% | 0% | 100% | 100% | 0% | 0% | 1
106 | 14.52% | 0% | 0% | 100% | 0% | 0% | 100% | 100% | 14.52% | 0% | 1
107 | 20.76% | 0.1959% | 0% | 100% | 0% | 0% | 100% | 100% | 20.76% | 0.1959% | 1
108 | 24.74% | 1.301% | 0% | 100% | 0% | 0% | 100% | 100% | 24.74% | 1.301% | 1
109 | 21.42% | 1.123% | 0% | 100% | 0% | 0% | 100% | 100% | 21.42% | 1.123% | 1
110 | 18.87% | 0.5828% | 0% | 100% | 0% | 0% | 100% | 100% | 18.87% | 0.5828% | 1
111 | 8.08% | 3.135% | 0% | 100% | 0% | 0% | 100% | 100% | 8.08% | 3.135% | 1
112 | 8.624% | 2.581% | 0% | 100% | 0% | 100% | 100% | 100% | 8.624% | 2.581% | 1
113 | 0% | 0.9434% | 0% | 100% | 0% | 100% | 100% | 100% | 0% | 0.9434% | 1
114 | 0% | 0% | 0% | 100% | 0% | 100% | 100% | 100% | 0% | 0% | 1
115 | 0% | 0% | 0% | 100% | 0% | 100% | 100% | 100% | 0% | 0% | 1
116 | 0% | 0% | 0% | 100% | 0% | 0% | 100% | 100% | 0% | 0% | 1
117 | 0% | 0% | 0% | 100% | 0% | 0% | 100% | 100% | 0% | 0% | 1
118 | 0% | 0.08255% | 0% | 100% | 0% | 0% | 100% | 100% | 0% | 0.08255% | 1
119 | 0% | 0% | 0% | 100% | 0% | 0% | 100% | 100% | 0% | 0% | 1
120 | 0% | 0% | 0% | 100% | 0% | 0% | 100% | 100% | 0% | 0% | 1
121 | 0% | 0% | 0% | 100% | 0% | 0% | 100% | 100% | 0% | 0% | 1
122 | 0% | 0% | 0% | 100% | 0% | 0% | 100% | 100% | 0% | 0% | 1
123 | 0% | 0% | 0% | 100% | 0% | 0% | 100% | 100% | 0% | 0% | 1
124 | 0% | 0% | 0% | 100% | 0% | 0% | 100% | 100% | 0% | 0% | 1
125 | 0% | 0% | 0% | 100% | 0% | 0% | 100% | 100% | 0% | 0% | 1
126 | 0% | 0% | 0% | 100% | 0% | 100% | 100% | 100% | 0% | 0% | 1
127 | 0% | 0% | 0% | 100% | 0% | 100% | 100% | 100% | 0% | 0% | 1
128 | 0% | 0% | 0% | 100% | 0% | 100% | 100% | 100% | 0% | 0% | 1
129 | 0% | 0% | 0% | 100% | 0% | 0% | 100% | 100% | 0% | 0% | 1
130 | 18.11% | 0% | 0% | 100% | 0% | 0% | 100% | 100% | 18.11% | 0% | 1
131 | 24.36% | 0% | 0% | 100% | 0% | 0% | 100% | 100% | 24.36% | 0% | 1
132 | 21.92% | 0% | 0% | 100% | 0% | 0% | 100% | 100% | 21.92% | 0% | 1
133 | 18.52% | 0% | 0% | 100% | 0% | 0% | 100% | 100% | 18.52% | 0% | 1
134 | 18.04% | 0% | 0% | 100% | 0% | 0% | 100% | 100% | 18.04% | 0% | 1
135 | 13.63% | 2.11% | 0% | 100% | 0% | 0% | 100% | 100% | 13.63% | 2.11% | 1
136 | 12.48% | 1.175% | 0% | 100% | 0% | 100% | 100% | 100% | 12.48% | 1.175% | 1
137 | 0% | 0% | 0% | 100% | 0% | 100% | 100% | 100% | 0% | 0% | 1
138 | 0% | 0% | 0% | 100% | 0% | 100% | 100% | 100% | 0% | 0% | 1
139 | 0% | 0% | 0% | 100% | 0% | 100% | 100% | 100% | 0% | 0% | 1
140 | 0% | 0% | 0% | 100% | 0% | 0% | 100% | 100% | 0% | 0% | 1
141 | 0% | 1.198% | 0% | 100% | 0% | 0% | 100% | 100% | 0% | 1.198% | 1
142 | 0% | 1.112% | 0% | 100% | 0% | 0% | 100% | 100% | 0% | 1.112% | 1
143 | 0% | 0% | 0% | 100% | 0% | 0% | 100% | 100% | 0% | 0% | 1
144 | 0% | 0% | 0% | 100% | 0% | 0% | 100% | 100% | 0% | 0% | 1
145 | 0% | 0% | 0% | 100% | 0% | 0% | 100% | 100% | 0% | 0% | 1
146 | 0% | 0% | 0% | 100% | 0% | 0% | 100% | 100% | 0% | 0% | 1
147 | 0% | 0% | 0% | 100% | 0% | 0% | 100% | 100% | 0% | 0% | 1
148 | 0% | 0% | 0% | 100% | 0% | 0% | 100% | 100% | 0% | 0% | 1
149 | 0% | 0% | 0% | 100% | 0% | 0% | 100% | 100% | 0% | 0% | 1
150 | 0% | 0% | 0% | 100% | 0% | 100% | 100% | 100% | 0% | 0% | 1
151 | 0% | 0% | 0% | 100% | 0% | 100% | 100% | 100% | 0% | 0% | 1
152 | 0% | 0% | 0% | 100% | 0% | 100% | 100% | 100% | 0% | 0% | 1
153 | 0% | 0% | 0% | 100% | 0% | 0% | 100% | 100% | 0% | 0% | 1
154 | 17.92% | 0% | 0% | 100% | 0% | 0% | 100% | 100% | 17.92% | 0% | 1
155 | 24.82% | 0% | 0% | 100% | 0% | 0% | 100% | 100% | 24.82% | 0% | 1
156 | 23.58% | 0% | 0% | 100% | 0% | 0% | 100% | 100% | 23.58% | 0% | 1
157 | 29.71% | 0% | 0% | 100% | 0% | 0% | 100% | 100% | 29.71% | 0% | 1
158 | 28.03% | 0% | 0% | 100% | 0% | 0% | 100% | 100% | 28.03% | 0% | 1
159 | 20.92% | 3.045% | 0% | 100% | 0% | 0% | 100% | 100% | 20.92% | 3.045% | 1
160 | 12.69% | 3.076% | 0% | 100% | 0% | 100% | 100% | 100% | 12.69% | 3.076% | 1
161 | 0% | 0.08692% | 0% | 100% | 0% | 100% | 100% | 100% | 0% | 0.08692% | 1
162 | 0% | 0% | 0% | 100% | 0% | 100% | 100% | 100% | 0% | 0% | 1
163 | 0% | 0% | 0% | 100% | 0% | 100% | 100% | 100% | 0% | 0% | 1
164 | 0% | 0% | 0% | 100% | 0% | 0% | 100% | 100% | 0% | 0% | 1
165 | 0% | 0% | 0% | 100% | 0% | 0% | 100% | 100% | 0% | 0% | 1
166 | 0% | 0% | 0% | 100% | 0% | 0% | 100% | 100% | 0% | 0% | 1
167 | 0% | 0% | 0% | 100% | 0% | 0% | 100% | 100% | 0% | 0% | 1
168 | 0% | 0% | 0% | 100% | 0% | 0% | 100% | 100% | 0% | 0% | 1
169 | 0% | 0% | 0% | 100% | 0% | 0% | 100% | 100% | 0% | 0% | 1
170 | 0% | 0% | 0% | 100% | 0% | 0% | 100% | 100% | 0% | 0% | 1
171 | 0% | 0% | 0% | 100% | 0% | 0% | 100% | 100% | 0% | 0% | 1
172 | 0% | 0% | 0% | 100% | 0% | 0% | 100% | 100% | 0% | 0% | 1
173 | 0% | 0% | 0% | 100% | 0% | 0% | 100% | 100% | 0% | 0% | 1
174 | 0% | 0% | 0% | 100% | 0% | 100% | 100% | 100% | 0% | 0% | 1
175 | 0% | 0% | 0% | 100% | 0% | 100% | 100% | 100% | 0% | 0% | 1
176 | 0% | 0% | 0% | 100% | 0% | 100% | 100% | 100% | 0% | 0% | 1
177 | 0.9691% | 0% | 0% | 100% | 0% | 0% | 100% | 100% | 0.9691% | 0% | 1
178 | 19.59% | 0% | 0% | 100% | 0% | 0% | 100% | 100% | 19.59% | 0% | 1
179 | 29.56% | 0% | 0% | 100% | 0% | 0% | 100% | 100% | 29.56% | 0% | 1
180 | 32.78% | 0% | 0% | 100% | 0% | 0% | 100% | 100% | 32.78% | 0% | 1
181 | 44.3% | 0% | 0% | 100% | 0% | 0% | 100% | 100% | 44.3% | 0% | 1
182 | 38.65% | 0% | 0% | 100% | 0% | 0% | 100% | 100% | 38.65% | 0% | 1
183 | 27.74% | 0.8219% | 0% | 100% | 0% | 0% | 100% | 100% | 27.74% | 0.8219% | 1
184 | 12.8% | 0.1308% | 0% | 100% | 0% | 100% | 100% | 100% | 12.8% | 0.1308% | 1
185 | 0% | 0% | 0% | 100% | 0% | 100% | 100% | 100% | 0% | 0% | 1
186 | 0% | 0% | 0% | 100% | 0% | 100% | 100% | 100% | 0% | 0% | 1
187 | 0% | 0% | 0% | 100% | 0% | 100% | 100% | 100% | 0% | 0% | 1
188 | 0% | 0% | 0% | 100% | 0% | 0% | 100% | 100% | 0% | 0% | 1
189 | 0% | 0% | 0% | 100% | 0% | 0% | 100% | 100% | 0% | 0% | 1
190 | 0% | 0% | 0% | 100% | 0% | 0% | 100% | 100% | 0% | 0% | 1
191 | 0% | 0% | 0% | 100% | 0% | 0% | 100% | 100% | 0% | 0% | 1
192 | 0% | 0% | 0% | 100% | 0% | 0% | 100% | 100% | 0% | 0% | 1
193 | 0% | 0% | 0% | 100% | 0% | 0% | 100% | 100% | 0% | 0% | 1
194 | 0% | 0% | 0% | 100% | 0% | 0% | 100% | 100% | 0% | 0% | 1
195 | 0% | 0% | 0% | 100% | 0% | 0% | 100% | 100% | 0% | 0% | 1
196 | 0% | 0% | 0% | 100% | 0% | 0% | 100% | 100% | 0% | 0% | 1
197 | 0% | 0% | 0% | 100% | 0% | 0% | 100% | 100% | 0% | 0% | 1
198 | 0% | 0% | 0% | 100% | 0% | 100% | 100% | 100% | 0% | 0% | 1
199 | 0% | 0% | 0% | 100% | 0% | 100% | 100% | 100% | 0% | 0% | 1
200 | 0% | 0% | 0% | 100% | 0% | 100% | 100% | 100% | 0% | 0% | 1
201 | 2.802% | 0% | 0% | 100% | 0% | 0% | 100% | 100% | 2.802% | 0% | 1
202 | 19.49% | 0% | 0% | 100% | 0% | 0% | 100% | 100% | 19.49% | 0% | 1
203 | 27.92% | 0% | 0% | 100% | 0% | 0% | 100% | 100% | 27.92% | 0% | 1
204 | 33.78% | 0% | 0% | 100% | 0% | 0% | 100% | 100% | 33.78% | 0% | 1
205 | 43.74% | 0% | 0% | 100% | 0% | 0% | 100% | 100% | 43.74% | 0% | 1
206 | 39.89% | 0% | 0% | 100% | 0% | 0% | 100% | 100% | 39.89% | 0% | 1
207 | 28.34% | 0.4824% | 0% | 100% | 0% | 0% | 100% | 100% | 28.34% | 0.4824% | 1
208 | 13.02% | 1.515% | 0% | 100% | 0% | 100% | 100% | 100% | 13.02% | 1.515% | 1
209 | 0.09132% | 0% | 0% | 100% | 0% | 100% | 100% | 100% | 0.09132% | 0% | 1
210 | 0% | 0% | 0% | 100% | 0% | 100% | 100% | 100% | 0% | 0% | 1
211 | 0% | 0% | 0% | 100% | 0% | 100% | 100% | 100% | 0% | 0% | 1
212 | 0% | 0% | 0% | 100% | 0% | 0% | 100% | 100% | 0% | 0% | 1
213 | 0% | 0% | 0% | 100% | 0% | 0% | 100% | 100% | 0% | 0% | 1
214 | 0% | 0% | 0% | 100% | 0% | 0% | 100% | 100% | 0% | 0% | 1
215 | 0% | 0% | 0% | 100% | 0% | 0% | 100% | 100% | 0% | 0% | 1
216 | 0% | 0% | 0% | 100% | 0% | 0% | 100% | 100% | 0% | 0% | 1
217 | 0% | 0% | 0% | 100% | 0% | 0% | 100% | 100% | 0% | 0% | 1
218 | 0% | 0% | 0% | 100% | 0% | 0% | 100% | 100% | 0% | 0% | 1
219 | 0% | 0% | 0% | 100% | 0% | 0% | 100% | 100% | 0% | 0% | 1
220 | 0% | 0% | 0% | 100% | 0% | 0% | 100% | 100% | 0% | 0% | 1
221 | 0% | 0% | 0% | 100% | 0% | 0% | 100% | 100% | 0% | 0% | 1
222 | 0% | 0% | 0% | 100% | 0% | 100% | 100% | 100% | 0% | 0% | 1
223 | 0% | 0% | 0% | 100% | 0% | 100% | 100% | 100% | 0% | 0% | 1
224 | 0% | 0% | 0% | 100% | 0% | 100% | 100% | 100% | 0% | 0% | 1
225 | 1.369% | 0% | 0% | 100% | 0% | 0% | 100% | 100% | 1.369% | 0% | 1
226 | 14.95% | 0% | 0% | 100% | 0% | 0% | 100% | 100% | 14.95% | 0% | 1
227 | 22.33% | 0% | 0% | 100% | 0% | 0% | 100% | 100% | 22.33% | 0% | 1
228 | 22.76% | 0% | 0% | 100% | 0% | 0% | 100% | 100% | 22.76% | 0% | 1
229 | 23.29% | 0% | 0% | 100% | 0% | 0% | 100% | 100% | 23.29% | 0% | 1
230 | 21.8% | 0% | 0% | 100% | 0% | 0% | 100% | 100% | 21.8% | 0% | 1
231 | 25.43% | 0.1199% | 0% | 100% | 0% | 0% | 100% | 100% | 25.43% | 0.1199% | 1
232 | 8.732% | 0% | 0% | 100% | 0% | 100% | 100% | 100% | 8.732% | 0% | 1
233 | 0% | 0% | 0% | 100% | 0% | 100% | 100% | 100% | 0% | 0% | 1
234 | 0% | 0% | 0% | 100% | 0% | 100% | 100% | 100% | 0% | 0% | 1
235 | 0% | 0% | 0% | 100% | 0% | 100% | 100% | 100% | 0% | 0% | 1
236 | 0% | 0% | 0% | 100% | 0% | 0% | 100% | 100% | 0% | 0% | 1
237 | 0% | 0% | 0% | 100% | 0% | 0% | 100% | 100% | 0% | 0% | 1
238 | 0% | 0% | 0% | 100% | 0% | 0% | 100% | 100% | 0% | 0% | 1
239 | 0% | 0% | 0% | 100% | 0% | 0% | 100% | 100% | 0% | 0% | 1
240 | 0% | 0% | 0% | 100% | 0% | 0% | 100% | 100% | 0% | 0% | 1
241 | 0% | 0% | 0% | 100% | 0% | 0% | 100% | 100% | 0% | 0% | 1
242 | 0% | 0% | 0% | 100% | 0% | 0% | 100% | 100% | 0% | 0% | 1
243 | 0% | 0% | 0% | 100% | 0% | 0% | 100% | 100% | 0% | 0% | 1
244 | 0% | 0% | 0% | 100% | 0% | 0% | 100% | 100% | 0% | 0% | 1
245 | 0% | 0% | 0% | 100% | 0% | 0% | 100% | 100% | 0% | 0% | 1
246 | 0% | 0% | 0% | 100% | 0% | 100% | 100% | 100% | 0% | 0% | 1
247 | 0% | 0% | 0% | 100% | 0% | 100% | 100% | 100% | 0% | 0% | 1
248 | 0% | 0% | 0% | 100% | 0% | 100% | 100% | 100% | 0% | 0% | 1
249 | 0% | 0% | 0% | 100% | 0% | 0% | 100% | 100% | 0% | 0% | 1
250 | 10.98% | 0% | 0% | 100% | 0% | 0% | 100% | 100% | 10.98% | 0% | 1
251 | 16.56% | 0% | 0% | 100% | 0% | 0% | 100% | 100% | 16.56% | 0% | 1
252 | 12.85% | 0% | 0% | 100% | 0% | 0% | 100% | 100% | 12.85% | 0% | 1
253 | 12.45% | 0% | 0% | 100% | 0% | 0% | 100% | 100% | 12.45% | 0% | 1
254 | 12.5% | 0% | 0% | 100% | 0% | 0% | 100% | 100% | 12.5% | 0% | 1
255 | 16.38% | 0% | 0% | 100% | 0% | 0% | 100% | 100% | 16.38% | 0% | 1
256 | 6.823% | 0% | 0% | 100% | 0% | 100% | 100% | 100% | 6.823% | 0% | 1
257 | 0% | 0% | 0% | 100% | 0% | 100% | 100% | 100% | 0% | 0% | 1
258 | 0% | 0% | 0% | 100% | 0% | 100% | 100% | 100% | 0% | 0% | 1
259 | 0% | 0% | 0% | 100% | 0% | 100% | 100% | 100% | 0% | 0% | 1
260 | 0% | 0% | 0% | 100% | 0% | 0% | 100% | 100% | 0% | 0% | 1
261 | 0% | 0% | 0% | 100% | 0% | 0% | 100% | 100% | 0% | 0% | 1
262 | 0% | 0% | 0% | 100% | 0% | 0% | 100% | 100% | 0% | 0% | 1
263 | 0% | 0% | 0% | 100% | 0% | 0% | 100% | 100% | 0% | 0% | 1
264 | 0% | 0% | 0% | 100% | 0% | 0% | 100% | 100% | 0% | 0% | 1
265 | 0% | 0% | 0% | 100% | 0% | 0% | 100% | 100% | 0% | 0% | 1
266 | 0% | 0% | 0% | 100% | 0% | 0% | 100% | 100% | 0% | 0% | 1
267 | 0% | 0% | 0% | 100% | 0% | 0% | 100% | 100% | 0% | 0% | 1
268 | 0% | 0% | 0% | 100% | 0% | 0% | 100% | 100% | 0% | 0% | 1
269 | 0% | 0% | 0% | 100% | 0% | 0% | 100% | 100% | 0% | 0% | 1
270 | 0% | 0% | 0% | 100% | 0% | 100% | 100% | 100% | 0% | 0% | 1
271 | 0% | 0% | 0% | 100% | 0% | 100% | 100% | 100% | 0% | 0% | 1
272 | 0% | 0% | 0% | 100% | 0% | 100% | 100% | 100% | 0% | 0% | 1
273 | 0% | 0% | 0% | 100% | 0% | 0% | 100% | 100% | 0% | 0% | 1
274 | 12.73% | 0% | 0% | 100% | 0% | 0% | 100% | 100% | 12.73% | 0% | 1
275 | 19.06% | 0% | 0% | 100% | 0% | 0% | 100% | 100% | 19.06% | 0% | 1
276 | 16.95% | 0% | 0% | 100% | 0% | 0% | 100% | 100% | 16.95% | 0% | 1
277 | 17.68% | 0% | 0% | 100% | 0% | 0% | 100% | 100% | 17.68% | 0% | 1
278 | 14.15% | 0% | 0% | 100% | 0% | 0% | 100% | 100% | 14.15% | 0% | 1
279 | 18.83% | 0% | 0% | 100% | 0% | 0% | 100% | 100% | 18.83% | 0% | 1
280 | 6.01% | 0% | 0% | 100% | 0% | 100% | 100% | 100% | 6.01% | 0% | 1
281 | 0% | 0% | 0% | 100% | 0% | 100% | 100% | 100% | 0% | 0% | 1
282 | 0% | 0% | 0% | 100% | 0% | 100% | 100% | 100% | 0% | 0% | 1
283 | 0% | 0% | 0% | 100% | 0% | 100% | 100% | 100% | 0% | 0% | 1
284 | 0% | 0% | 0% | 100% | 0% | 0% | 100% | 100% | 0% | 0% | 1
285 | 0% | 0% | 0% | 100% | 0% | 0% | 100% | 100% | 0% | 0% | 1
286 | 0% | 0% | 0% | 100% | 0% | 0% | 100% | 100% | 0% | 0% | 1
287 | 0% | 0% | 0% | 100% | 0% | 0% | 100% | 100% | 0% | 0% | 1
288 | 0% | 0% | 0% | 100% | 0% | 0% | 100% | 100% | 0% | 0% | 1
289 | 0% | 0% | 0% | 100% | 0% | 0% | 100% | 100% | 0% | 0% | 1
290 | 0% | 0% | 0% | 100% | 0% | 0% | 100% | 100% | 0% | 0% | 1
291 | 0% | 0% | 0% | 100% | 0% | 0% | 100% | 100% | 0% | 0% | 1
292 | 0% | 0% | 0% | 100% | 0% | 0% | 100% | 100% | 0% | 0% | 1
293 | 0% | 0% | 0% | 100% | 0% | 0% | 100% | 100% | 0% | 0% | 1
294 | 0% | 0% | 0% | 100% | 0% | 100% | 100% | 100% | 0% | 0% | 1
295 | 0% | 0% | 0% | 100% | 0% | 100% | 100% | 100% | 0% | 0% | 1
296 | 0% | 0% | 0% | 100% | 0% | 100% | 100% | 100% | 0% | 0% | 1
297 | 0% | 0% | 0% | 100% | 0% | 0% | 100% | 100% | 0% | 0% | 1
298 | 11.36% | 0% | 0% | 100% | 0% | 0% | 100% | 100% | 11.36% | 0% | 1
299 | 20.24% | 0% | 0% | 100% | 0% | 0% | 100% | 100% | 20.24% | 0% | 1
300 | 26.21% | 0% | 0% | 100% | 0% | 0% | 100% | 100% | 26.21% | 0% | 1
301 | 25.58% | 0% | 0% | 100% | 0% | 0% | 100% | 100% | 25.58% | 0% | 1
302 | 21.02% | 0% | 0% | 100% | 0% | 0% | 100% | 100% | 21.02% | 0% | 1
303 | 21.66% | 0% | 0% | 100% | 0% | 0% | 100% | 100% | 21.66% | 0% | 1
304 | 10.86% | 0% | 0% | 100% | 0% | 100% | 100% | 100% | 10.86% | 0% | 1
305 | 0.04077% | 0% | 0% | 100% | 0% | 100% | 100% | 100% | 0.04077% | 0% | 1
306 | 0% | 0% | 0% | 100% | 0% | 100% | 100% | 100% | 0% | 0% | 1
307 | 0% | 0% | 0% | 100% | 0% | 100% | 100% | 100% | 0% | 0% | 1
308 | 0% | 0% | 0% | 100% | 0% | 0% | 100% | 100% | 0% | 0% | 1
309 | 0% | 0% | 0% | 100% | 0% | 0% | 100% | 100% | 0% | 0% | 1
310 | 0% | 0% | 0% | 100% | 0% | 0% | 100% | 100% | 0% | 0% | 1
311 | 0% | 0% | 0% | 100% | 0% | 0% | 100% | 100% | 0% | 0% | 1
312 | 0% | 0% | 0% | 100% | 0% | 0% | 100% | 100% | 0% | 0% | 1
313 | 0% | 0% | 0% | 100% | 0% | 0% | 100% | 100% | 0% | 0% | 1
314 | 0% | 0% | 0% | 100% | 0% | 0% | 100% | 100% | 0% | 0% | 1
315 | 0% | 0% | 0% | 100% | 0% | 0% | 100% | 100% | 0% | 0% | 1
316 | 0% | 0% | 0% | 100% | 0% | 0% | 100% | 100% | 0% | 0% | 1
317 | 0% | 0% | 0% | 100% | 0% | 0% | 100% | 100% | 0% | 0% | 1
318 | 0% | 0% | 0% | 100% | 0% | 100% | 100% | 100% | 0% | 0% | 1
319 | 0% | 0% | 0% | 100% | 0% | 100% | 100% | 100% | 0% | 0% | 1
320 | 0% | 0% | 0% | 100% | 0% | 100% | 100% | 100% | 0% | 0% | 1
321 | 0% | 0% | 0% | 100% | 0% | 0% | 100% | 100% | 0% | 0% | 1
322 | 12.68% | 0% | 0% | 100% | 0% | 0% | 100% | 100% | 12.68% | 0% | 1
323 | 23.89% | 0% | 0% | 100% | 0% | 0% | 100% | 100% | 23.89% | 0% | 1
324 | 32.66% | 0% | 0% | 100% | 0% | 0% | 100% | 100% | 32.66% | 0% | 1
325 | 34.78% | 0% | 0% | 100% | 0% | 0% | 100% | 100% | 34.78% | 0% | 1
326 | 26.35% | 0% | 0% | 100% | 0% | 0% | 100% | 100% | 26.35% | 0% | 1
327 | 26.54% | 0% | 0% | 100% | 0% | 0% | 100% | 100% | 26.54% | 0% | 1
328 | 13.53% | 0% | 0% | 100% | 0% | 100% | 100% | 100% | 13.53% | 0% | 1
329 | 4.222% | 0% | 0% | 100% | 0% | 100% | 100% | 100% | 4.222% | 0% | 1
330 | 0% | 0% | 0% | 100% | 0% | 100% | 100% | 100% | 0% | 0% | 1
331 | 0% | 0% | 0% | 100% | 0% | 100% | 100% | 100% | 0% | 0% | 1
332 | 0% | 0% | 0% | 100% | 0% | 0% | 100% | 100% | 0% | 0% | 1
333 | 0% | 0% | 0% | 100% | 0% | 0% | 100% | 100% | 0% | 0% | 1
334 | 0% | 0% | 0% | 100% | 0% | 0% | 100% | 100% | 0% | 0% | 1
335 | 0% | 0% | 0% | 100% | 0% | 0% | 100% | 100% | 0% | 0% | 1
336 | 0% | 0% | 0% | 100% | 0% | 0% | 100% | 100% | 0% | 0% | 1
337 | 0% | 0% | 0% | 100% | 0% | 0% | 100% | 100% | 0% | 0% | 1
338 | 0% | 0% | 0% | 100% | 0% | 0% | 100% | 100% | 0% | 0% | 1
339 | 0% | 0% | 0% | 100% | 0% | 0% | 100% | 100% | 0% | 0% | 1
340 | 0% | 0% | 0% | 100% | 0% | 0% | 100% | 100% | 0% | 0% | 1
341 | 0% | 0% | 0% | 100% | 0% | 0% | 100% | 100% | 0% | 0% | 1
342 | 0% | 0% | 0% | 100% | 0% | 100% | 100% | 100% | 0% | 0% | 1
343 | 0% | 0% | 0% | 100% | 0% | 100% | 100% | 100% | 0% | 0% | 1
344 | 0% | 0% | 0% | 100% | 0% | 100% | 100% | 100% | 0% | 0% | 1
345 | 0% | 0% | 0% | 100% | 0% | 0% | 100% | 100% | 0% | 0% | 1
346 | 7.175% | 0% | 0% | 100% | 0% | 0% | 100% | 100% | 7.175% | 0% | 1
347 | 19.56% | 0% | 0% | 100% | 0% | 0% | 100% | 100% | 19.56% | 0% | 1
348 | 27.56% | 0% | 0% | 100% | 0% | 0% | 100% | 100% | 27.56% | 0% | 1
349 | 31.75% | 0% | 0% | 100% | 0% | 0% | 100% | 100% | 31.75% | 0% | 1
350 | 27.07% | 0% | 0% | 100% | 0% | 0% | 100% | 100% | 27.07% | 0% | 1
351 | 24.3% | 0% | 0% | 100% | 0% | 0% | 100% | 100% | 24.3% | 0% | 1
352 | 10.91% | 0% | 0% | 100% | 0% | 100% | 100% | 100% | 10.91% | 0% | 1
353 | 2.258% | 0% | 0% | 100% | 0% | 100% | 100% | 100% | 2.258% | 0% | 1
354 | 0% | 0% | 0% | 100% | 0% | 100% | 100% | 100% | 0% | 0% | 1
355 | 0% | 0% | 0% | 100% | 0% | 100% | 100% | 100% | 0% | 0% | 1
356 | 0% | 0% | 0% | 100% | 0% | 0% | 100% | 100% | 0% | 0% | 1
357 | 0% | 0% | 0% | 100% | 0% | 0% | 100% | 100% | 0% | 0% | 1
358 | 0% | 0% | 0% | 100% | 0% | 0% | 100% | 100% | 0% | 0% | 1
359 | 0% | 0% | 0% | 100% | 0% | 0% | 100% | 100% | 0% | 0% | 1
360 | 0% | 0% | 0% | 100% | 0% | 0% | 100% | 100% | 0% | 0% | 1
361 | 0% | 0% | 0% | 100% | 0% | 0% | 100% | 100% | 0% | 0% | 1
362 | 0% | 0% | 0% | 100% | 0% | 0% | 100% | 100% | 0% | 0% | 1
363 | 0% | 0% | 0% | 100% | 0% | 0% | 100% | 100% | 0% | 0% | 1
364 | 0% | 0% | 0% | 100% | 0% | 0% | 100% | 100% | 0% | 0% | 1
365 | 0% | 0% | 0% | 100% | 0% | 0% | 100% | 100% | 0% | 0% | 1
366 | 0% | 0% | 0% | 100% | 0% | 100% | 100% | 100% | 0% | 0% | 1
367 | 0% | 0% | 0% | 100% | 0% | 100% | 100% | 100% | 0% | 0% | 1
368 | 0% | 0% | 0% | 100% | 0% | 100% | 100% | 100% | 0% | 0% | 1
369 | 0% | 0% | 0% | 100% | 0% | 0% | 100% | 100% | 0% | 0% | 1
370 | 8.036% | 0% | 0% | 100% | 0% | 0% | 100% | 100% | 8.036% | 0% | 1
371 | 20.76% | 0% | 0% | 100% | 0% | 0% | 100% | 100% | 20.76% | 0% | 1
372 | 26.83% | 0% | 0% | 100% | 0% | 0% | 100% | 100% | 26.83% | 0% | 1
373 | 32.07% | 0% | 0% | 100% | 0% | 0% | 100% | 100% | 32.07% | 0% | 1
374 | 26.06% | 0% | 0% | 100% | 0% | 0% | 100% | 100% | 26.06% | 0% | 1
375 | 24.94% | 0% | 0% | 100% | 0% | 0% | 100% | 100% | 24.94% | 0% | 1
376 | 13.51% | 0% | 0% | 100% | 0% | 100% | 100% | 100% | 13.51% | 0% | 1
377 | 2.554% | 0% | 0% | 100% | 0% | 100% | 100% | 100% | 2.554% | 0% | 1
378 | 0% | 0% | 0% | 100% | 0% | 100% | 100% | 100% | 0% | 0% | 1
379 | 0% | 0% | 0% | 100% | 0% | 100% | 100% | 100% | 0% | 0% | 1
380 | 0% | 0% | 0% | 100% | 0% | 0% | 100% | 100% | 0% | 0% | 1
381 | 0% | 0% | 0% | 100% | 0% | 0% | 100% | 100% | 0% | 0% | 1
382 | 0% | 0% | 0% | 100% | 0% | 0% | 100% | 100% | 0% | 0% | 1
383 | 0% | 0% | 0% | 100% | 0% | 0% | 100% | 100% | 0% | 0% | 1
384 | 0% | 0% | 0% | 100% | 0% | 0% | 100% | 100% | 0% | 0% | 1
385 | 0% | 0% | 0% | 100% | 0% | 0% | 100% | 100% | 0% | 0% | 1
386 | 0% | 0% | 0% | 100% | 0% | 0% | 100% | 100% | 0% | 0% | 1
387 | 0% | 0% | 0% | 100% | 0% | 0% | 100% | 100% | 0% | 0% | 1
388 | 0% | 0% | 0% | 100% | 0% | 0% | 100% | 100% | 0% | 0% | 1
389 | 0% | 0% | 0% | 100% | 0% | 0% | 100% | 100% | 0% | 0% | 1
390 | 0% | 0% | 0% | 100% | 0% | 100% | 100% | 100% | 0% | 0% | 1
391 | 0% | 0% | 0% | 100% | 0% | 100% | 100% | 100% | 0% | 0% | 1
392 | 0% | 0% | 0% | 100% | 0% | 100% | 100% | 100% | 0% | 0% | 1
393 | 0% | 0% | 0% | 100% | 0% | 0% | 100% | 100% | 0% | 0% | 1
394 | 10.74% | 0% | 0% | 100% | 0% | 0% | 100% | 100% | 10.74% | 0% | 1
395 | 23.82% | 0% | 0% | 100% | 0% | 0% | 100% | 100% | 23.82% | 0% | 1
396 | 28.21% | 0% | 0% | 100% | 0% | 0% | 100% | 100% | 28.21% | 0% | 1
397 | 29.79% | 0% | 0% | 100% | 0% | 0% | 100% | 100% | 29.79% | 0% | 1
398 | 28.28% | 0% | 0% | 100% | 0% | 0% | 100% | 100% | 28.28% | 0% | 1
399 | 25.9% | 0% | 0% | 100% | 0% | 0% | 100% | 100% | 25.9% | 0% | 1
400 | 15.73% | 0% | 0% | 100% | 0% | 100% | 100% | 100% | 15.73% | 0% | 1
401 | 1.122% | 0% | 0% | 100% | 0% | 100% | 100% | 100% | 1.122% | 0% | 1
402 | 0% | 0% | 0% | 100% | 0% | 100% | 100% | 100% | 0% | 0% | 1
403 | 0% | 0% | 0% | 100% | 0% | 100% | 100% | 100% | 0% | 0% | 1
404 | 0% | 0% | 0% | 100% | 0% | 0% | 100% | 100% | 0% | 0% | 1
405 | 0% | 0% | 0% | 100% | 0% | 0% | 100% | 100% | 0% | 0% | 1
406 | 0% | 0% | 0% | 100% | 0% | 0% | 100% | 100% | 0% | 0% | 1
407 | 0% | 0% | 0% | 100% | 0% | 0% | 100% | 100% | 0% | 0% | 1
408 | 0% | 0% | 0% | 100% | 0% | 0% | 100% | 100% | 0% | 0% | 1
409 | 0% | 0% | 0% | 100% | 0% | 0% | 100% | 100% | 0% | 0% | 1
410 | 0% | 0% | 0% | 100% | 0% | 0% | 100% | 100% | 0% | 0% | 1
411 | 0% | 0% | 0% | 100% | 0% | 0% | 100% | 100% | 0% | 0% | 1
412 | 0% | 0% | 0% | 100% | 0% | 0% | 100% | 100% | 0% | 0% | 1
413 | 0% | 0% | 0% | 100% | 0% | 0% | 100% | 100% | 0% | 0% | 1
414 | 0% | 0% | 0% | 100% | 0% | 100% | 100% | 100% | 0% | 0% | 1
415 | 0% | 0% | 0% | 100% | 0% | 100% | 100% | 100% | 0% | 0% | 1
416 | 0% | 0% | 0% | 100% | 0% | 100% | 100% | 100% | 0% | 0% | 1
417 | 0% | 0% | 0% | 100% | 0% | 0% | 100% | 100% | 0% | 0% | 1
418 | 13.15% | 0% | 0% | 100% | 0% | 0% | 100% | 100% | 13.15% | 0% | 1
419 | 21.49% | 0% | 0% | 100% | 0% | 0% | 100% | 100% | 21.49% | 0% | 1
420 | 22.49% | 0% | 0% | 100% | 0% | 0% | 100% | 100% | 22.49% | 0% | 1
421 | 25.15% | 0% | 0% | 100% | 0% | 0% | 100% | 100% | 25.15% | 0% | 1
422 | 23.24% | 0% | 0% | 100% | 0% | 0% | 100% | 100% | 23.24% | 0% | 1
423 | 20.34% | 0% | 0% | 100% | 0% | 0% | 100% | 100% | 20.34% | 0% | 1
424 | 14.06% | 0% | 0% | 100% | 0% | 100% | 100% | 100% | 14.06% | 0% | 1
425 | 1.321% | 0% | 0% | 100% | 0% | 100% | 100% | 100% | 1.321% | 0% | 1
426 | 0% | 0% | 0% | 100% | 0% | 100% | 100% | 100% | 0% | 0% | 1
427 | 0% | 0% | 0% | 100% | 0% | 100% | 100% | 100% | 0% | 0% | 1
428 | 0% | 0% | 0% | 100% | 0% | 0% | 100% | 100% | 0% | 0% | 1
429 | 0% | 0% | 0% | 100% | 0% | 0% | 100% | 100% | 0% | 0% | 1
430 | 0% | 0% | 0% | 100% | 0% | 0% | 100% | 100% | 0% | 0% | 1
431 | 0% | 0% | 0% | 100% | 0% | 0% | 100% | 100% | 0% | 0% | 1
432 | 0% | 0% | 0% | 100% | 0% | 0% | 100% | 100% | 0% | 0% | 1
433 | 0% | 0% | 0% | 100% | 0% | 0% | 100% | 100% | 0% | 0% | 1
434 | 0% | 0% | 0% | 100% | 0% | 0% | 100% | 100% | 0% | 0% | 1
435 | 0% | 0% | 0% | 100% | 0% | 0% | 100% | 100% | 0% | 0% | 1
436 | 0% | 0% | 0% | 100% | 0% | 0% | 100% | 100% | 0% | 0% | 1
437 | 0% | 0% | 0% | 100% | 0% | 0% | 100% | 100% | 0% | 0% | 1
438 | 0% | 0% | 0% | 100% | 0% | 100% | 100% | 100% | 0% | 0% | 1
439 | 0% | 0% | 0% | 100% | 0% | 100% | 100% | 100% | 0% | 0% | 1
440 | 0% | 0% | 0% | 100% | 0% | 100% | 100% | 100% | 0% | 0% | 1
441 | 0% | 0% | 0% | 100% | 0% | 0% | 100% | 100% | 0% | 0% | 1
442 | 9.547% | 0% | 0% | 100% | 0% | 0% | 100% | 100% | 9.547% | 0% | 1
443 | 17.53% | 0% | 0% | 100% | 0% | 0% | 100% | 100% | 17.53% | 0% | 1
444 | 19.64% | 0% | 0% | 100% | 0% | 0% | 100% | 100% | 19.64% | 0% | 1
445 | 17.85% | 0% | 0% | 100% | 0% | 0% | 100% | 100% | 17.85% | 0% | 1
446 | 13.5% | 0% | 0% | 100% | 0% | 0% | 100% | 100% | 13.5% | 0% | 1
447 | 5.396% | 0% | 0% | 100% | 0% | 0% | 100% | 100% | 5.396% | 0% | 1
448 | 0% | 0% | 0% | 100% | 0% | 100% | 100% | 100% | 0% | 0% | 1
449 | 0% | 0% | 0% | 100% | 0% | 100% | 100% | 100% | 0% | 0% | 1
450 | 0% | 0% | 0% | 100% | 0% | 100% | 100% | 100% | 0% | 0% | 1
451 | 0% | 0% | 0% | 100% | 0% | 100% | 100% | 100% | 0% | 0% | 1
452 | 0% | 0% | 0% | 100% | 0% | 0% | 100% | 100% | 0% | 0% | 1
453 | 0% | 0% | 0% | 100% | 0% | 0% | 100% | 100% | 0% | 0% | 1
454 | 0% | 0% | 0% | 100% | 0% | 0% | 100% | 100% | 0% | 0% | 1
455 | 0% | 0% | 0% | 100% | 0% | 0% | 100% | 100% | 0% | 0% | 1
456 | 0% | 0% | 0% | 100% | 0% | 0% | 100% | 100% | 0% | 0% | 1
457 | 0% | 0% | 0% | 100% | 0% | 0% | 100% | 100% | 0% | 0% | 1
458 | 0% | 0% | 0% | 100% | 0% | 0% | 100% | 100% | 0% | 0% | 1
459 | 0% | 0% | 0% | 100% | 0% | 0% | 100% | 100% | 0% | 0% | 1
460 | 0% | 0% | 0% | 100% | 0% | 0% | 100% | 100% | 0% | 0% | 1
461 | 0% | 0% | 0% | 100% | 0% | 0% | 100% | 100% | 0% | 0% | 1
462 | 0% | 0% | 0% | 100% | 0% | 100% | 100% | 100% | 0% | 0% | 1
463 | 0% | 0% | 0% | 100% | 0% | 100% | 100% | 100% | 0% | 0% | 1
464 | 0% | 0% | 0% | 100% | 0% | 100% | 100% | 100% | 0% | 0% | 1
465 | 0% | 0% | 0% | 100% | 0% | 0% | 100% | 100% | 0% | 0% | 1
466 | 6.381% | 0% | 0% | 100% | 0% | 0% | 100% | 100% | 6.381% | 0% | 1
467 | 12.45% | 0% | 0% | 100% | 0% | 0% | 100% | 100% | 12.45% | 0% | 1
468 | 15.43% | 0% | 0% | 100% | 0% | 0% | 100% | 100% | 15.43% | 0% | 1
469 | 13.37% | 0% | 0% | 100% | 0% | 0% | 100% | 100% | 13.37% | 0% | 1
470 | 8.34% | 0% | 0% | 100% | 0% | 0% | 100% | 100% | 8.34% | 0% | 1
471 | 3.231% | 0% | 0% | 100% | 0% | 0% | 100% | 100% | 3.231% | 0% | 1
472 | 0% | 0% | 0% | 100% | 0% | 100% | 100% | 100% | 0% | 0% | 1
473 | 0% | 0% | 0% | 100% | 0% | 100% | 100% | 100% | 0% | 0% | 1
474 | 0% | 0% | 0% | 100% | 0% | 100% | 100% | 100% | 0% | 0% | 1
475 | 0% | 0% | 0% | 100% | 0% | 100% | 100% | 100% | 0% | 0% | 1
476 | 0% | 0% | 0% | 100% | 0% | 0% | 100% | 100% | 0% | 0% | 1
477 | 0% | 0% | 0% | 100% | 0% | 0% | 100% | 100% | 0% | 0% | 1
478 | 0% | 0% | 0% | 100% | 0% | 0% | 100% | 100% | 0% | 0% | 1
479 | 0% | 0% | 0% | 100% | 0% | 0% | 100% | 100% | 0% | 0% | 1
480 | 0% | 0% | 0% | 100% | 0% | 0% | 100% | 100% | 0% | 0% | 1
481 | 0% | 0% | 0% | 100% | 0% | 0% | 100% | 100% | 0% | 0% | 1
482 | 0% | 0% | 0% | 100% | 0% | 0% | 100% | 100% | 0% | 0% | 1
483 | 0% | 0% | 0% | 100% | 0% | 0% | 100% | 100% | 0% | 0% | 1
484 | 0% | 0% | 0% | 100% | 0% | 0% | 100% | 100% | 0% | 0% | 1
485 | 0% | 0% | 0% | 100% | 0% | 0% | 100% | 100% | 0% | 0% | 1
486 | 0% | 0% | 0% | 100% | 0% | 100% | 100% | 100% | 0% | 0% | 1
487 | 0% | 0% | 0% | 100% | 0% | 100% | 100% | 100% | 0% | 0% | 1
488 | 0% | 0% | 0% | 100% | 0% | 100% | 100% | 100% | 0% | 0% | 1
489 | 0% | 0% | 0% | 100% | 0% | 0% | 100% | 100% | 0% | 0% | 1
490 | 4.438% | 0% | 0% | 100% | 0% | 0% | 100% | 100% | 4.438% | 0% | 1
491 | 12.15% | 0% | 0% | 100% | 0% | 0% | 100% | 100% | 12.15% | 0% | 1
492 | 17.51% | 0% | 0% | 100% | 0% | 0% | 100% | 100% | 17.51% | 0% | 1
493 | 10.57% | 0% | 0% | 100% | 0% | 0% | 100% | 100% | 10.57% | 0% | 1
494 | 3.551% | 0% | 0% | 100% | 0% | 0% | 100% | 100% | 3.551% | 0% | 1
495 | 0% | 0% | 0% | 100% | 0% | 0% | 100% | 100% | 0% | 0% | 1
496 | 0% | 0.6921% | 0% | 100% | 0% | 100% | 100% | 100% | 0% | 0.6921% | 1
497 | 0% | 1.987% | 0% | 100% | 0% | 100% | 100% | 100% | 0% | 1.987% | 1
498 | 0% | 0% | 0% | 100% | 0% | 100% | 100% | 100% | 0% | 0% | 1
499 | 0% | 0% | 0% | 100% | 0% | 100% | 100% | 100% | 0% | 0% | 1
500 | 0% | 0% | 0% | 100% | 0% | 0% | 100% | 100% | 0% | 0% | 1
501 | 0% | 0.4466% | 0% | 100% | 0% | 0% | 100% | 100% | 0% | 0.4466% | 1
502 | 0% | 0% | 0% | 100% | 0% | 0% | 100% | 100% | 0% | 0% | 1
503 | 0% | 0% | 0% | 100% | 0% | 0% | 100% | 100% | 0% | 0% | 1
504 | 0% | 0% | 0% | 100% | 0% | 0% | 100% | 100% | 0% | 0% | 1
505 | 0% | 0% | 0% | 100% | 0% | 0% | 100% | 100% | 0% | 0% | 1
506 | 0% | 0% | 0% | 100% | 0% | 0% | 100% | 100% | 0% | 0% | 1
507 | 0% | 0% | 0% | 100% | 0% | 0% | 100% | 100% | 0% | 0% | 1
508 | 0% | 0% | 0% | 100% | 0% | 0% | 100% | 100% | 0% | 0% | 1
509 | 0% | 0% | 0% | 100% | 0% | 0% | 100% | 100% | 0% | 0% | 1
510 | 0% | 0% | 0% | 100% | 0% | 100% | 100% | 100% | 0% | 0% | 1
511 | 0% | 0% | 0% | 100% | 0% | 100% | 100% | 100% | 0% | 0% | 1
512 | 0% | 0% | 0% | 100% | 0% | 100% | 100% | 100% | 0% | 0% | 1
513 | 0% | 0% | 0% | 100% | 0% | 0% | 100% | 100% | 0% | 0% | 1
514 | 8.166% | 0% | 0% | 100% | 0% | 0% | 100% | 100% | 8.166% | 0% | 1
515 | 19.03% | 0% | 0% | 100% | 0% | 0% | 100% | 100% | 19.03% | 0% | 1
516 | 21.21% | 2.582% | 0% | 100% | 0% | 0% | 100% | 100% | 21.21% | 2.582% | 1
517 | 17.25% | 3.494% | 0% | 100% | 0% | 0% | 100% | 100% | 17.25% | 3.494% | 1
518 | 12.55% | 3.243% | 0% | 100% | 0% | 0% | 100% | 100% | 12.55% | 3.243% | 1
519 | 11.48% | 2.701% | 0% | 100% | 0% | 0% | 100% | 100% | 11.48% | 2.701% | 1
520 | 6.2% | 3.184% | 0% | 100% | 0% | 100% | 100% | 100% | 6.2% | 3.184% | 1
521 | 0% | 5.531% | 0% | 100% | 0% | 100% | 100% | 100% | 0% | 5.531% | 1
522 | 0% | 2.232% | 0% | 100% | 0% | 100% | 100% | 100% | 0% | 2.232% | 1
523 | 0% | 0.02769% | 0% | 100% | 0% | 100% | 100% | 100% | 0% | 0.02769% | 1
524 | 0% | 0.7382% | 0% | 100% | 0% | 0% | 100% | 100% | 0% | 0.7382% | 1
525 | 0% | 0% | 0% | 100% | 0% | 0% | 100% | 100% | 0% | 0% | 1
526 | 0% | 0% | 0% | 100% | 0% | 0% | 100% | 100% | 0% | 0% | 1
527 | 0% | 0% | 0% | 100% | 0% | 0% | 100% | 100% | 0% | 0% | 1
528 | 0% | 0% | 0% | 100% | 0% | 0% | 100% | 100% | 0% | 0% | 1
529 | 0% | 0% | 0% | 100% | 0% | 0% | 100% | 100% | 0% | 0% | 1
530 | 0% | 0% | 0% | 100% | 0% | 0% | 100% | 100% | 0% | 0% | 1
531 | 0% | 0% | 0% | 100% | 0% | 0% | 100% | 100% | 0% | 0% | 1
532 | 0% | 0% | 0% | 100% | 0% | 0% | 100% | 100% | 0% | 0% | 1
533 | 0% | 0% | 0% | 100% | 0% | 0% | 100% | 100% | 0% | 0% | 1
534 | 0% | 0% | 0% | 100% | 0% | 100% | 100% | 100% | 0% | 0% | 1
535 | 0% | 0% | 0% | 100% | 0% | 100% | 100% | 100% | 0% | 0% | 1
536 | 0% | 0% | 0% | 100% | 0% | 100% | 100% | 100% | 0% | 0% | 1
537 | 0% | 0% | 0% | 100% | 0% | 0% | 100% | 100% | 0% | 0% | 1
538 | 6.463% | 0% | 0% | 100% | 0% | 0% | 100% | 100% | 6.463% | 0% | 1
539 | 12.74% | 0% | 0% | 100% | 0% | 0% | 100% | 100% | 12.74% | 0% | 1
540 | 13.85% | 1.58% | 0% | 100% | 0% | 0% | 100% | 100% | 13.85% | 1.58% | 1
541 | 14.01% | 3.234% | 0% | 100% | 0% | 0% | 100% | 100% | 14.01% | 3.234% | 1
542 | 13.59% | 2.63% | 0% | 100% | 0% | 0% | 100% | 100% | 13.59% | 2.63% | 1
543 | 10.76% | 2.916% | 0% | 100% | 0% | 0% | 100% | 100% | 10.76% | 2.916% | 1
544 | 8.521% | 1.603% | 0% | 100% | 0% | 100% | 100% | 100% | 8.521% | 1.603% | 1
545 | 0% | 3.284% | 0% | 100% | 0% | 100% | 100% | 100% | 0% | 3.284% | 1
546 | 0% | 0.466% | 0% | 100% | 0% | 100% | 100% | 100% | 0% | 0.466% | 1
547 | 0% | 0.2287% | 0% | 100% | 0% | 100% | 100% | 100% | 0% | 0.2287% | 1
548 | 0% | 0.763% | 0% | 100% | 0% | 0% | 100% | 100% | 0% | 0.763% | 1
549 | 0% | 0% | 0% | 100% | 0% | 0% | 100% | 100% | 0% | 0% | 1
550 | 0% | 0% | 0% | 100% | 0% | 0% | 100% | 100% | 0% | 0% | 1
551 | 0% | 0% | 0% | 100% | 0% | 0% | 100% | 100% | 0% | 0% | 1
552 | 0% | 0% | 0% | 100% | 0% | 0% | 100% | 100% | 0% | 0% | 1
553 | 0% | 0% | 0% | 100% | 0% | 0% | 100% | 100% | 0% | 0% | 1
554 | 0% | 0% | 0% | 100% | 0% | 0% | 100% | 100% | 0% | 0% | 1
555 | 0% | 0% | 0% | 100% | 0% | 0% | 100% | 100% | 0% | 0% | 1
556 | 0% | 0% | 0% | 100% | 0% | 0% | 100% | 100% | 0% | 0% | 1
557 | 0% | 0% | 0% | 100% | 0% | 0% | 100% | 100% | 0% | 0% | 1
558 | 0% | 0% | 0% | 100% | 0% | 100% | 100% | 100% | 0% | 0% | 1
559 | 0% | 0% | 0% | 100% | 0% | 100% | 100% | 100% | 0% | 0% | 1
560 | 0% | 0% | 0% | 100% | 0% | 100% | 100% | 100% | 0% | 0% | 1
561 | 0% | 0% | 0% | 100% | 0% | 0% | 100% | 100% | 0% | 0% | 1
562 | 5.915% | 0% | 0% | 100% | 0% | 0% | 100% | 100% | 5.915% | 0% | 1
563 | 13.68% | 0% | 0% | 100% | 0% | 0% | 100% | 100% | 13.68% | 0% | 1
564 | 14.33% | 0.1203% | 0% | 100% | 0% | 0% | 100% | 100% | 14.33% | 0.1203% | 1
565 | 17.07% | 1.28% | 0% | 100% | 0% | 0% | 100% | 100% | 17.07% | 1.28% | 1
566 | 19.85% | 0% | 0% | 100% | 0% | 0% | 100% | 100% | 19.85% | 0% | 1
567 | 18.15% | 0% | 0% | 100% | 0% | 0% | 100% | 100% | 18.15% | 0% | 1
568 | 12.7% | 0% | 0% | 100% | 0% | 100% | 100% | 100% | 12.7% | 0% | 1
569 | 0.04829% | 0% | 0% | 100% | 0% | 100% | 100% | 100% | 0.04829% | 0% | 1
570 | 0% | 0% | 0% | 100% | 0% | 100% | 100% | 100% | 0% | 0% | 1
571 | 0% | 0% | 0% | 100% | 0% | 100% | 100% | 100% | 0% | 0% | 1
572 | 0% | 0% | 0% | 100% | 0% | 0% | 100% | 100% | 0% | 0% | 1
573 | 0% | 0% | 0% | 100% | 0% | 0% | 100% | 100% | 0% | 0% | 1
574 | 0% | 0% | 0% | 100% | 0% | 0% | 100% | 100% | 0% | 0% | 1
575 | 0% | 0% | 0% | 100% | 0% | 0% | 100% | 100% | 0% | 0% | 1
576 | 0% | 0% | 0% | 100% | 0% | 0% | 100% | 100% | 0% | 0% | 1
577 | 0% | 0% | 0% | 100% | 0% | 0% | 100% | 100% | 0% | 0% | 1
578 | 0% | 0% | 0% | 100% | 0% | 0% | 100% | 100% | 0% | 0% | 1
579 | 0% | 0% | 0% | 100% | 0% | 0% | 100% | 100% | 0% | 0% | 1
580 | 0% | 0% | 0% | 100% | 0% | 0% | 100% | 100% | 0% | 0% | 1
581 | 0% | 0% | 0% | 100% | 0% | 0% | 100% | 100% | 0% | 0% | 1
582 | 0% | 0% | 0% | 100% | 0% | 100% | 100% | 100% | 0% | 0% | 1
583 | 0% | 0% | 0% | 100% | 0% | 100% | 100% | 100% | 0% | 0% | 1
584 | 0% | 0% | 0% | 100% | 0% | 100% | 100% | 100% | 0% | 0% | 1
585 | 0% | 0% | 0% | 100% | 0% | 0% | 100% | 100% | 0% | 0% | 1
586 | 7.845% | 0% | 0% | 100% | 0% | 0% | 100% | 100% | 7.845% | 0% | 1
587 | 14.09% | 0% | 0% | 100% | 0% | 0% | 100% | 100% | 14.09% | 0% | 1
588 | 15.79% | 0% | 0% | 100% | 0% | 0% | 100% | 100% | 15.79% | 0% | 1
589 | 16.8% | 0.4419% | 0% | 100% | 0% | 0% | 100% | 100% | 16.8% | 0.4419% | 1
590 | 19.88% | 0% | 0% | 100% | 0% | 0% | 100% | 100% | 19.88% | 0% | 1
591 | 19.04% | 0% | 0% | 100% | 0% | 0% | 100% | 100% | 19.04% | 0% | 1
592 | 14.38% | 0% | 0% | 100% | 0% | 100% | 100% | 100% | 14.38% | 0% | 1
593 | 0% | 0% | 0% | 100% | 0% | 100% | 100% | 100% | 0% | 0% | 1
594 | 0% | 0% | 0% | 100% | 0% | 100% | 100% | 100% | 0% | 0% | 1
595 | 0% | 0% | 0% | 100% | 0% | 100% | 100% | 100% | 0% | 0% | 1
596 | 0% | 0% | 0% | 100% | 0% | 0% | 100% | 100% | 0% | 0% | 1
597 | 0% | 0% | 0% | 100% | 0% | 0% | 100% | 100% | 0% | 0% | 1
598 | 0% | 0% | 0% | 100% | 0% | 0% | 100% | 100% | 0% | 0% | 1
599 | 0% | 0% | 0% | 100% | 0% | 0% | 100% | 100% | 0% | 0% | 1
600 | 0% | 0% | 0% | 100% | 0% | 0% | 100% | 100% | 0% | 0% | 1
601 | 0% | 0% | 0% | 100% | 0% | 0% | 100% | 100% | 0% | 0% | 1
602 | 0% | 0% | 0% | 100% | 0% | 0% | 100% | 100% | 0% | 0% | 1
603 | 0% | 0% | 0% | 100% | 0% | 0% | 100% | 100% | 0% | 0% | 1
604 | 0% | 0% | 0% | 100% | 0% | 0% | 100% | 100% | 0% | 0% | 1
605 | 0% | 0% | 0% | 100% | 0% | 0% | 100% | 100% | 0% | 0% | 1
606 | 0% | 0% | 0% | 100% | 0% | 100% | 100% | 100% | 0% | 0% | 1
607 | 0% | 0% | 0% | 100% | 0% | 100% | 100% | 100% | 0% | 0% | 1
608 | 0% | 0% | 0% | 100% | 0% | 100% | 100% | 100% | 0% | 0% | 1
609 | 1.22% | 0% | 0% | 100% | 0% | 0% | 100% | 100% | 1.22% | 0% | 1
610 | 13.79% | 0% | 0% | 100% | 0% | 0% | 100% | 100% | 13.79% | 0% | 1
611 | 27.88% | 0% | 0% | 100% | 0% | 0% | 100% | 100% | 27.88% | 0% | 1
612 | 26.61% | 0% | 0% | 100% | 0% | 0% | 100% | 100% | 26.61% | 0% | 1
613 | 22.3% | 0% | 0% | 100% | 0% | 0% | 100% | 100% | 22.3% | 0% | 1
614 | 21.13% | 0% | 0% | 100% | 0% | 0% | 100% | 100% | 21.13% | 0% | 1
615 | 13.89% | 0% | 0% | 100% | 0% | 0% | 100% | 100% | 13.89% | 0% | 1
616 | 3.857% | 0% | 0% | 100% | 0% | 100% | 100% | 100% | 3.857% | 0% | 1
617 | 0% | 0% | 0% | 100% | 0% | 100% | 100% | 100% | 0% | 0% | 1
618 | 0% | 0% | 0% | 100% | 0% | 100% | 100% | 100% | 0% | 0% | 1
619 | 0% | 0% | 0% | 100% | 0% | 100% | 100% | 100% | 0% | 0% | 1
620 | 0% | 0% | 0% | 100% | 0% | 0% | 100% | 100% | 0% | 0% | 1
621 | 0% | 0% | 0% | 100% | 0% | 0% | 100% | 100% | 0% | 0% | 1
622 | 0% | 0% | 0% | 100% | 0% | 0% | 100% | 100% | 0% | 0% | 1
623 | 0% | 0% | 0% | 100% | 0% | 0% | 100% | 100% | 0% | 0% | 1
624 | 0% | 0% | 0% | 100% | 0% | 0% | 100% | 100% | 0% | 0% | 1
625 | 0% | 0% | 0% | 100% | 0% | 0% | 100% | 100% | 0% | 0% | 1
626 | 0% | 0% | 0% | 100% | 0% | 0% | 100% | 100% | 0% | 0% | 1
627 | 0% | 0% | 0% | 100% | 0% | 0% | 100% | 100% | 0% | 0% | 1
628 | 0% | 0% | 0% | 100% | 0% | 0% | 100% | 100% | 0% | 0% | 1
629 | 0% | 0% | 0% | 100% | 0% | 0% | 100% | 100% | 0% | 0% | 1
630 | 0% | 0% | 0% | 100% | 0% | 100% | 100% | 100% | 0% | 0% | 1
631 | 0% | 0% | 0% | 100% | 0% | 100% | 100% | 100% | 0% | 0% | 1
632 | 0% | 0% | 0% | 100% | 0% | 100% | 100% | 100% | 0% | 0% | 1
633 | 1.214% | 0% | 0% | 100% | 0% | 0% | 100% | 100% | 1.214% | 0% | 1
634 | 15% | 0% | 0% | 100% | 0% | 0% | 100% | 100% | 15% | 0% | 1
635 | 29.23% | 0% | 0% | 100% | 0% | 0% | 100% | 100% | 29.23% | 0% | 1
636 | 23.3% | 0% | 0% | 100% | 0% | 0% | 100% | 100% | 23.3% | 0% | 1
637 | 20.49% | 0% | 0% | 100% | 0% | 0% | 100% | 100% | 20.49% | 0% | 1
638 | 21.35% | 0% | 0% | 100% | 0% | 0% | 100% | 100% | 21.35% | 0% | 1
639 | 14.06% | 0% | 0% | 100% | 0% | 0% | 100% | 100% | 14.06% | 0% | 1
640 | 4.572% | 0% | 0% | 100% | 0% | 100% | 100% | 100% | 4.572% | 0% | 1
641 | 0% | 0% | 0% | 100% | 0% | 100% | 100% | 100% | 0% | 0% | 1
642 | 0% | 0% | 0% | 100% | 0% | 100% | 100% | 100% | 0% | 0% | 1
643 | 0% | 0% | 0% | 100% | 0% | 100% | 100% | 100% | 0% | 0% | 1
644 | 0% | 0% | 0% | 100% | 0% | 0% | 100% | 100% | 0% | 0% | 1
645 | 0% | 0% | 0% | 100% | 0% | 0% | 100% | 100% | 0% | 0% | 1
646 | 0% | 0% | 0% | 100% | 0% | 0% | 100% | 100% | 0% | 0% | 1
647 | 0% | 0% | 0% | 100% | 0% | 0% | 100% | 100% | 0% | 0% | 1
648 | 0% | 0% | 0% | 100% | 0% | 0% | 100% | 100% | 0% | 0% | 1
649 | 0% | 0% | 0% | 100% | 0% | 0% | 100% | 100% | 0% | 0% | 1
650 | 0% | 0% | 0% | 100% | 0% | 0% | 100% | 100% | 0% | 0% | 1
651 | 0% | 0% | 0% | 100% | 0% | 0% | 100% | 100% | 0% | 0% | 1
652 | 0% | 0% | 0% | 100% | 0% | 0% | 100% | 100% | 0% | 0% | 1
653 | 0% | 0% | 0% | 100% | 0% | 0% | 100% | 100% | 0% | 0% | 1
654 | 0% | 0% | 0% | 100% | 0% | 100% | 100% | 100% | 0% | 0% | 1
655 | 0% | 0% | 0% | 100% | 0% | 100% | 100% | 100% | 0% | 0% | 1
656 | 0% | 0% | 0% | 100% | 0% | 100% | 100% | 100% | 0% | 0% | 1
657 | 0.1727% | 0% | 0% | 100% | 0% | 0% | 100% | 100% | 0.1727% | 0% | 1
658 | 11.22% | 0% | 0% | 100% | 0% | 0% | 100% | 100% | 11.22% | 0% | 1
659 | 26.41% | 0% | 0% | 100% | 0% | 0% | 100% | 100% | 26.41% | 0% | 1
660 | 25.95% | 0% | 0% | 100% | 0% | 0% | 100% | 100% | 25.95% | 0% | 1
661 | 21.07% | 0% | 0% | 100% | 0% | 0% | 100% | 100% | 21.07% | 0% | 1
662 | 26.14% | 0% | 0% | 100% | 0% | 0% | 100% | 100% | 26.14% | 0% | 1
663 | 14.69% | 0% | 0% | 100% | 0% | 0% | 100% | 100% | 14.69% | 0% | 1
664 | 6.566% | 0% | 0% | 100% | 0% | 100% | 100% | 100% | 6.566% | 0% | 1
665 | 0% | 0% | 0% | 100% | 0% | 100% | 100% | 100% | 0% | 0% | 1
666 | 0% | 0% | 0% | 100% | 0% | 100% | 100% | 100% | 0% | 0% | 1
667 | 0% | 0% | 0% | 100% | 0% | 100% | 100% | 100% | 0% | 0% | 1
668 | 0% | 0% | 0% | 100% | 0% | 0% | 100% | 100% | 0% | 0% | 1
669 | 0% | 0% | 0% | 100% | 0% | 0% | 100% | 100% | 0% | 0% | 1
670 | 0% | 0% | 0% | 100% | 0% | 0% | 100% | 100% | 0% | 0% | 1
671 | 0% | 0% | 0% | 100% | 0% | 0% | 100% | 100% | 0% | 0% | 1
672 | 0% | 0% | 0% | 100% | 0% | 0% | 100% | 100% | 0% | 0% | 1
673 | 0% | 0% | 0% | 100% | 0% | 0% | 100% | 100% | 0% | 0% | 1
674 | 0% | 0% | 0% | 100% | 0% | 0% | 100% | 100% | 0% | 0% | 1
675 | 0% | 0% | 0% | 100% | 0% | 0% | 100% | 100% | 0% | 0% | 1
676 | 0% | 0% | 0% | 100% | 0% | 0% | 100% | 100% | 0% | 0% | 1
677 | 0% | 0% | 0% | 100% | 0% | 0% | 100% | 100% | 0% | 0% | 1
678 | 0% | 0% | 0% | 100% | 0% | 100% | 100% | 100% | 0% | 0% | 1
679 | 0% | 0% | 0% | 100% | 0% | 100% | 100% | 100% | 0% | 0% | 1
680 | 0% | 0% | 0% | 100% | 0% | 100% | 100% | 100% | 0% | 0% | 1
681 | 0% | 0% | 0% | 100% | 0% | 0% | 100% | 100% | 0% | 0% | 1
682 | 13.22% | 0% | 0% | 100% | 0% | 0% | 100% | 100% | 13.22% | 0% | 1
683 | 26.53% | 0% | 0% | 100% | 0% | 0% | 100% | 100% | 26.53% | 0% | 1
684 | 27.6% | 0% | 0% | 100% | 0% | 0% | 100% | 100% | 27.6% | 0% | 1
685 | 25.37% | 0% | 0% | 100% | 0% | 0% | 100% | 100% | 25.37% | 0% | 1
686 | 33.73% | 0% | 0% | 100% | 0% | 0% | 100% | 100% | 33.73% | 0% | 1
687 | 31.19% | 0% | 0% | 100% | 0% | 0% | 100% | 100% | 31.19% | 0% | 1
688 | 20.49% | 0% | 0% | 100% | 0% | 100% | 100% | 100% | 20.49% | 0% | 1
689 | 2.576% | 0% | 0% | 100% | 0% | 100% | 100% | 100% | 2.576% | 0% | 1
690 | 0% | 0% | 0% | 100% | 0% | 100% | 100% | 100% | 0% | 0% | 1
691 | 0% | 0% | 0% | 100% | 0% | 100% | 100% | 100% | 0% | 0% | 1
692 | 0% | 0% | 0% | 100% | 0% | 0% | 100% | 100% | 0% | 0% | 1
693 | 0% | 0% | 0% | 100% | 0% | 0% | 100% | 100% | 0% | 0% | 1
694 | 0% | 0% | 0% | 100% | 0% | 0% | 100% | 100% | 0% | 0% | 1
695 | 0% | 0% | 0% | 100% | 0% | 0% | 100% | 100% | 0% | 0% | 1
696 | 0% | 0% | 0% | 100% | 0% | 0% | 100% | 100% | 0% | 0% | 1
697 | 0% | 0% | 0% | 100% | 0% | 0% | 100% | 100% | 0% | 0% | 1
698 | 0% | 0% | 0% | 100% | 0% | 0% | 100% | 100% | 0% | 0% | 1
699 | 0% | 0% | 0% | 100% | 0% | 0% | 100% | 100% | 0% | 0% | 1
700 | 0% | 0% | 0% | 100% | 0% | 0% | 100% | 100% | 0% | 0% | 1
701 | 0% | 0% | 0% | 100% | 0% | 0% | 100% | 100% | 0% | 0% | 1
702 | 0% | 0% | 0% | 100% | 0% | 100% | 100% | 100% | 0% | 0% | 1
703 | 0% | 0% | 0% | 100% | 0% | 100% | 100% | 100% | 0% | 0% | 1
704 | 0% | 0% | 0% | 100% | 0% | 100% | 100% | 100% | 0% | 0% | 1
705 | 0% | 0% | 0% | 100% | 0% | 0% | 100% | 100% | 0% | 0% | 1
706 | 6.241% | 0% | 0% | 100% | 0% | 0% | 100% | 100% | 6.241% | 0% | 1
707 | 15.58% | 0% | 0% | 100% | 0% | 0% | 100% | 100% | 15.58% | 0% | 1
708 | 20.83% | 0% | 0% | 100% | 0% | 0% | 100% | 100% | 20.83% | 0% | 1
709 | 20.62% | 0% | 0% | 100% | 0% | 0% | 100% | 100% | 20.62% | 0% | 1
710 | 26.6% | 0% | 0% | 100% | 0% | 0% | 100% | 100% | 26.6% | 0% | 1
711 | 21.36% | 0% | 0% | 100% | 0% | 0% | 100% | 100% | 21.36% | 0% | 1
712 | 13.44% | 0% | 0% | 100% | 0% | 100% | 100% | 100% | 13.44% | 0% | 1
713 | 0% | 0% | 0% | 100% | 0% | 100% | 100% | 100% | 0% | 0% | 1
714 | 0% | 0% | 0% | 100% | 0% | 100% | 100% | 100% | 0% | 0% | 1
715 | 0% | 0% | 0% | 100% | 0% | 100% | 100% | 100% | 0% | 0% | 1
716 | 0% | 0% | 0% | 100% | 0% | 0% | 100% | 100% | 0% | 0% | 1
717 | 0% | 0% | 0% | 100% | 0% | 0% | 100% | 100% | 0% | 0% | 1
718 | 0% | 0% | 0% | 100% | 0% | 0% | 100% | 100% | 0% | 0% | 1
719 | 0% | 0% | 0% | 100% | 0% | 0% | 100% | 100% | 0% | 0% | 1
720 | 0% | 0% | 0% | 100% | 0% | 0% | 100% | 100% | 0% | 0% | 1
721 | 0% | 0% | 0% | 100% | 0% | 0% | 100% | 100% | 0% | 0% | 1
722 | 0% | 0% | 0% | 100% | 0% | 0% | 100% | 100% | 0% | 0% | 1
723 | 0% | 0% | 0% | 100% | 0% | 0% | 100% | 100% | 0% | 0% | 1
724 | 0% | 0% | 0% | 100% | 0% | 0% | 100% | 100% | 0% | 0% | 1
725 | 0% | 0% | 0% | 100% | 0% | 0% | 100% | 100% | 0% | 0% | 1
726 | 0% | 0% | 0% | 100% | 0% | 100% | 100% | 100% | 0% | 0% | 1
727 | 0% | 0% | 0% | 100% | 0% | 100% | 100% | 100% | 0% | 0% | 1
728 | 0% | 0% | 0% | 100% | 0% | 100% | 100% | 100% | 0% | 0% | 1
729 | 0% | 0% | 0% | 100% | 0% | 0% | 100% | 100% | 0% | 0% | 1
730 | 1.75% | 0% | 0% | 100% | 0% | 0% | 100% | 100% | 1.75% | 0% | 1
731 | 7.481% | 0% | 0% | 100% | 0% | 0% | 100% | 100% | 7.481% | 0% | 1
732 | 8.519% | 0% | 0% | 100% | 0% | 0% | 100% | 100% | 8.519% | 0% | 1
733 | 14.54% | 0% | 0% | 100% | 0% | 0% | 100% | 100% | 14.54% | 0% | 1
734 | 15.49% | 0% | 0% | 100% | 0% | 0% | 100% | 100% | 15.49% | 0% | 1
735 | 17.07% | 0% | 0% | 100% | 0% | 0% | 100% | 100% | 17.07% | 0% | 1
736 | 9.161% | 0% | 0% | 100% | 0% | 100% | 100% | 100% | 9.161% | 0% | 1
737 | 0% | 0% | 0% | 100% | 0% | 100% | 100% | 100% | 0% | 0% | 1
738 | 0% | 0% | 0% | 100% | 0% | 100% | 100% | 100% | 0% | 0% | 1
739 | 0% | 0% | 0% | 100% | 0% | 100% | 100% | 100% | 0% | 0% | 1
740 | 0% | 0% | 0% | 100% | 0% | 0% | 100% | 100% | 0% | 0% | 1
741 | 0% | 0% | 0% | 100% | 0% | 0% | 100% | 100% | 0% | 0% | 1
742 | 0% | 0% | 0% | 100% | 0% | 0% | 100% | 100% | 0% | 0% | 1
743 | 0% | 0% | 0% | 100% | 0% | 0% | 100% | 100% | 0% | 0% | 1
744 | 0% | 0% | 0% | 100% | 0% | 0% | 100% | 100% | 0% | 0% | 1
745 | 0% | 0% | 0% | 100% | 0% | 0% | 100% | 100% | 0% | 0% | 1
746 | 0% | 0% | 0% | 100% | 0% | 0% | 100% | 100% | 0% | 0% | 1
747 | 0% | 0% | 0% | 100% | 0% | 0% | 100% | 100% | 0% | 0% | 1
748 | 0% | 0% | 0% | 100% | 0% | 0% | 100% | 100% | 0% | 0% | 1
749 | 0% | 0% | 0% | 100% | 0% | 0% | 100% | 100% | 0% | 0% | 1
750 | 0% | 0% | 0% | 100% | 0% | 100% | 100% | 100% | 0% | 0% | 1
751 | 0% | 0% | 0% | 100% | 0% | 100% | 100% | 100% | 0% | 0% | 1
752 | 0% | 0% | 0% | 100% | 0% | 100% | 100% | 100% | 0% | 0% | 1
753 | 0% | 0% | 0% | 100% | 0% | 0% | 100% | 100% | 0% | 0% | 1
754 | 0% | 0% | 0% | 100% | 0% | 0% | 100% | 100% | 0% | 0% | 1
755 | 0% | 0% | 0% | 100% | 0% | 0% | 100% | 100% | 0% | 0% | 1
756 | 7.859% | 0% | 0% | 100% | 0% | 0% | 100% | 100% | 7.859% | 0% | 1
757 | 14.92% | 0.1622% | 0% | 100% | 0% | 0% | 100% | 100% | 14.92% | 0.1622% | 1
758 | 14.28% | 0% | 0% | 100% | 0% | 0% | 100% | 100% | 14.28% | 0% | 1
759 | 11.36% | 0.5211% | 0% | 100% | 0% | 0% | 100% | 100% | 11.36% | 0.5211% | 1
760 | 4.407% | 0% | 0% | 100% | 0% | 100% | 100% | 100% | 4.407% | 0% | 1
761 | 0% | 0.6326% | 0% | 100% | 0% | 100% | 100% | 100% | 0% | 0.6326% | 1
762 | 0% | 0% | 0% | 100% | 0% | 100% | 100% | 100% | 0% | 0% | 1
763 | 0% | 0% | 0% | 100% | 0% | 100% | 100% | 100% | 0% | 0% | 1
764 | 0% | 0% | 0% | 100% | 0% | 0% | 100% | 100% | 0% | 0% | 1
765 | 0% | 0% | 0% | 100% | 0% | 0% | 100% | 100% | 0% | 0% | 1
766 | 0% | 0% | 0% | 100% | 0% | 0% | 100% | 100% | 0% | 0% | 1
767 | 0% | 0% | 0% | 100% | 0% | 0% | 100% | 100% | 0% | 0% | 1
768 | 0% | 0% | 0% | 100% | 0% | 0% | 100% | 100% | 0% | 0% | 1
769 | 0% | 0% | 0% | 100% | 0% | 0% | 100% | 100% | 0% | 0% | 1
770 | 0% | 0% | 0% | 100% | 0% | 0% | 100% | 100% | 0% | 0% | 1
771 | 0% | 0% | 0% | 100% | 0% | 0% | 100% | 100% | 0% | 0% | 1
772 | 0% | 0% | 0% | 100% | 0% | 0% | 100% | 100% | 0% | 0% | 1
773 | 0% | 0% | 0% | 100% | 0% | 0% | 100% | 100% | 0% | 0% | 1
774 | 0% | 0% | 0% | 100% | 0% | 100% | 100% | 100% | 0% | 0% | 1
775 | 0% | 0% | 0% | 100% | 0% | 100% | 100% | 100% | 0% | 0% | 1
776 | 0% | 0% | 0% | 100% | 0% | 100% | 100% | 100% | 0% | 0% | 1
777 | 0% | 0% | 0% | 100% | 0% | 0% | 100% | 100% | 0% | 0% | 1
778 | 0% | 0% | 0% | 100% | 0% | 0% | 100% | 100% | 0% | 0% | 1
779 | 0% | 0% | 0% | 100% | 0% | 0% | 100% | 100% | 0% | 0% | 1
780 | 5.639% | 0% | 0% | 100% | 0% | 0% | 100% | 100% | 5.639% | 0% | 1
781 | 14.4% | 0% | 0% | 100% | 0% | 0% | 100% | 100% | 14.4% | 0% | 1
782 | 11.04% | 0% | 0% | 100% | 0% | 0% | 100% | 100% | 11.04% | 0% | 1
783 | 3.562% | 0% | 0% | 100% | 0% | 0% | 100% | 100% | 3.562% | 0% | 1
784 | 0% | 0% | 0% | 100% | 0% | 100% | 100% | 100% | 0% | 0% | 1
785 | 0% | 0% | 0% | 100% | 0% | 100% | 100% | 100% | 0% | 0% | 1
786 | 0% | 0% | 0% | 100% | 0% | 100% | 100% | 100% | 0% | 0% | 1
787 | 0% | 0% | 0% | 100% | 0% | 100% | 100% | 100% | 0% | 0% | 1
788 | 0% | 0% | 0% | 100% | 0% | 0% | 100% | 100% | 0% | 0% | 1
789 | 0% | 0% | 0% | 100% | 0% | 0% | 100% | 100% | 0% | 0% | 1
790 | 0% | 0% | 0% | 100% | 0% | 0% | 100% | 100% | 0% | 0% | 1
791 | 0% | 0% | 0% | 100% | 0% | 0% | 100% | 100% | 0% | 0% | 1
792 | 0% | 0% | 0% | 100% | 0% | 0% | 100% | 100% | 0% | 0% | 1
793 | 0% | 0% | 0% | 100% | 0% | 0% | 100% | 100% | 0% | 0% | 1
794 | 0% | 0% | 0% | 100% | 0% | 0% | 100% | 100% | 0% | 0% | 1
795 | 0% | 0% | 0% | 100% | 0% | 0% | 100% | 100% | 0% | 0% | 1
796 | 0% | 0% | 0% | 100% | 0% | 0% | 100% | 100% | 0% | 0% | 1
797 | 0% | 0% | 0% | 100% | 0% | 0% | 100% | 100% | 0% | 0% | 1
798 | 0% | 0% | 0% | 100% | 0% | 100% | 100% | 100% | 0% | 0% | 1
799 | 0% | 0% | 0% | 100% | 0% | 100% | 100% | 100% | 0% | 0% | 1
800 | 0% | 0% | 0% | 100% | 0% | 100% | 100% | 100% | 0% | 0% | 1
801 | 0% | 0% | 0% | 100% | 0% | 0% | 100% | 100% | 0% | 0% | 1
802 | 0% | 0% | 0% | 100% | 0% | 0% | 100% | 100% | 0% | 0% | 1
803 | 0% | 0% | 0% | 100% | 0% | 0% | 100% | 100% | 0% | 0% | 1
804 | 0.5192% | 0% | 0% | 100% | 0% | 0% | 100% | 100% | 0.5192% | 0% | 1
805 | 7.181% | 0% | 0% | 100% | 0% | 0% | 100% | 100% | 7.181% | 0% | 1
806 | 7.95% | 0% | 0% | 100% | 0% | 0% | 100% | 100% | 7.95% | 0% | 1
807 | 3.458% | 0% | 0% | 100% | 0% | 0% | 100% | 100% | 3.458% | 0% | 1
808 | 0% | 0% | 0% | 100% | 0% | 100% | 100% | 100% | 0% | 0% | 1
809 | 0% | 0% | 0% | 100% | 0% | 100% | 100% | 100% | 0% | 0% | 1
810 | 0% | 0% | 0% | 100% | 0% | 100% | 100% | 100% | 0% | 0% | 1
811 | 0% | 0% | 0% | 100% | 0% | 100% | 100% | 100% | 0% | 0% | 1
812 | 0% | 0% | 0% | 100% | 0% | 0% | 100% | 100% | 0% | 0% | 1
813 | 0% | 0% | 0% | 100% | 0% | 0% | 100% | 100% | 0% | 0% | 1
814 | 0% | 0% | 0% | 100% | 0% | 0% | 100% | 100% | 0% | 0% | 1
815 | 0% | 0% | 0% | 100% | 0% | 0% | 100% | 100% | 0% | 0% | 1
816 | 0% | 0% | 0% | 100% | 0% | 0% | 100% | 100% | 0% | 0% | 1
817 | 0% | 0% | 0% | 100% | 0% | 0% | 100% | 100% | 0% | 0% | 1
818 | 0% | 0% | 0% | 100% | 0% | 0% | 100% | 100% | 0% | 0% | 1
819 | 0% | 0% | 0% | 100% | 0% | 0% | 100% | 100% | 0% | 0% | 1
820 | 0% | 0% | 0% | 100% | 0% | 0% | 100% | 100% | 0% | 0% | 1
821 | 0% | 0% | 0% | 100% | 0% | 0% | 100% | 100% | 0% | 0% | 1
822 | 0% | 0% | 0% | 100% | 0% | 100% | 100% | 100% | 0% | 0% | 1
823 | 0% | 0% | 0% | 100% | 0% | 100% | 100% | 100% | 0% | 0% | 1
824 | 0% | 0% | 0% | 100% | 0% | 100% | 100% | 100% | 0% | 0% | 1
825 | 0% | 0% | 0% | 100% | 0% | 0% | 100% | 100% | 0% | 0% | 1
826 | 0% | 0% | 0% | 100% | 0% | 0% | 100% | 100% | 0% | 0% | 1
827 | 0% | 0% | 0% | 100% | 0% | 0% | 100% | 100% | 0% | 0% | 1
828 | 3.693% | 0% | 0% | 100% | 0% | 0% | 100% | 100% | 3.693% | 0% | 1
829 | 7.103% | 0% | 0% | 100% | 0% | 0% | 100% | 100% | 7.103% | 0% | 1
830 | 8.153% | 0% | 0% | 100% | 0% | 0% | 100% | 100% | 8.153% | 0% | 1
831 | 6.601% | 0% | 0% | 100% | 0% | 0% | 100% | 100% | 6.601% | 0% | 1
832 | 0.9922% | 0% | 0% | 100% | 0% | 100% | 100% | 100% | 0.9922% | 0% | 1
833 | 0% | 0% | 0% | 100% | 0% | 100% | 100% | 100% | 0% | 0% | 1
834 | 0% | 0% | 0% | 100% | 0% | 100% | 100% | 100% | 0% | 0% | 1
835 | 0% | 0% | 0% | 100% | 0% | 100% | 100% | 100% | 0% | 0% | 1
836 | 0% | 0% | 0% | 100% | 0% | 0% | 100% | 100% | 0% | 0% | 1
837 | 0% | 0% | 0% | 100% | 0% | 0% | 100% | 100% | 0% | 0% | 1
838 | 0% | 0% | 0% | 100% | 0% | 0% | 100% | 100% | 0% | 0% | 1
839 | 0% | 0% | 0% | 100% | 0% | 0% | 100% | 100% | 0% | 0% | 1
840 | 0% | 0% | 0% | 100% | 0% | 0% | 100% | 100% | 0% | 0% | 1
841 | 0% | 0% | 0% | 100% | 0% | 0% | 100% | 100% | 0% | 0% | 1
842 | 0% | 0% | 0% | 100% | 0% | 0% | 100% | 100% | 0% | 0% | 1
843 | 0% | 0% | 0% | 100% | 0% | 0% | 100% | 100% | 0% | 0% | 1
844 | 0% | 0% | 0% | 100% | 0% | 0% | 100% | 100% | 0% | 0% | 1
845 | 0% | 0% | 0% | 100% | 0% | 0% | 100% | 100% | 0% | 0% | 1
846 | 0% | 0% | 0% | 100% | 0% | 100% | 100% | 100% | 0% | 0% | 1
847 | 0% | 0.1667% | 0% | 100% | 0% | 100% | 100% | 100% | 0% | 0.1667% | 1
848 | 0% | 0% | 0% | 100% | 0% | 100% | 100% | 100% | 0% | 0% | 1
849 | 0% | 0% | 0% | 100% | 0% | 0% | 100% | 100% | 0% | 0% | 1
850 | 0% | 0% | 0% | 100% | 0% | 0% | 100% | 100% | 0% | 0% | 1
851 | 0% | 0% | 0% | 100% | 0% | 0% | 100% | 100% | 0% | 0% | 1
852 | 0.7777% | 0% | 0% | 100% | 0% | 0% | 100% | 100% | 0.7777% | 0% | 1
853 | 6.274% | 0% | 0% | 100% | 0% | 0% | 100% | 100% | 6.274% | 0% | 1
854 | 10.19% | 0% | 0% | 100% | 0% | 0% | 100% | 100% | 10.19% | 0% | 1
855 | 17.94% | 0% | 0% | 100% | 0% | 0% | 100% | 100% | 17.94% | 0% | 1
856 | 9.374% | 0% | 0% | 100% | 0% | 100% | 100% | 100% | 9.374% | 0% | 1
857 | 0% | 0% | 0% | 100% | 0% | 100% | 100% | 100% | 0% | 0% | 1
858 | 0% | 0% | 0% | 100% | 0% | 100% | 100% | 100% | 0% | 0% | 1
859 | 0% | 0% | 0% | 100% | 0% | 100% | 100% | 100% | 0% | 0% | 1
860 | 0% | 0% | 0% | 100% | 0% | 0% | 100% | 100% | 0% | 0% | 1
861 | 0% | 0% | 0% | 100% | 0% | 0% | 100% | 100% | 0% | 0% | 1
862 | 0% | 0% | 0% | 100% | 0% | 0% | 100% | 100% | 0% | 0% | 1
863 | 0% | 0% | 0% | 100% | 0% | 0% | 100% | 100% | 0% | 0% | 1
864 | 0% | 0% | 0% | 100% | 0% | 0% | 100% | 100% | 0% | 0% | 1
865 | 0% | 0% | 0% | 100% | 0% | 0% | 100% | 100% | 0% | 0% | 1
866 | 0% | 0% | 0% | 100% | 0% | 0% | 100% | 100% | 0% | 0% | 1
867 | 0% | 0.479% | 0% | 100% | 0% | 0% | 100% | 100% | 0% | 0.479% | 1
868 | 0% | 2.651% | 0% | 100% | 0% | 0% | 100% | 100% | 0% | 2.651% | 1
869 | 0% | 2.155% | 0% | 100% | 0% | 0% | 100% | 100% | 0% | 2.155% | 1
870 | 0% | 0% | 0% | 100% | 0% | 100% | 100% | 100% | 0% | 0% | 1
871 | 0% | 0% | 0% | 100% | 0% | 100% | 100% | 100% | 0% | 0% | 1
872 | 0% | 0% | 0% | 100% | 0% | 100% | 100% | 100% | 0% | 0% | 1
873 | 0% | 0% | 0% | 100% | 0% | 0% | 100% | 100% | 0% | 0% | 1
874 | 4.423% | 0% | 0% | 100% | 0% | 0% | 100% | 100% | 4.423% | 0% | 1
875 | 7.205% | 0% | 0% | 100% | 0% | 0% | 100% | 100% | 7.205% | 0% | 1
876 | 12.65% | 0% | 0% | 100% | 0% | 0% | 100% | 100% | 12.65% | 0% | 1
877 | 13.95% | 0% | 0% | 100% | 0% | 0% | 100% | 100% | 13.95% | 0% | 1
878 | 18.81% | 0.9701% | 0% | 100% | 0% | 0% | 100% | 100% | 18.81% | 0.9701% | 1
879 | 20.25% | 0% | 0% | 100% | 0% | 0% | 100% | 100% | 20.25% | 0% | 1
880 | 11.48% | 0% | 0% | 100% | 0% | 100% | 100% | 100% | 11.48% | 0% | 1
881 | 0.6843% | 0% | 0% | 100% | 0% | 100% | 100% | 100% | 0.6843% | 0% | 1
882 | 0% | 0% | 0% | 100% | 0% | 100% | 100% | 100% | 0% | 0% | 1
883 | 0% | 0% | 0% | 100% | 0% | 100% | 100% | 100% | 0% | 0% | 1
884 | 0% | 0% | 0% | 100% | 0% | 0% | 100% | 100% | 0% | 0% | 1
885 | 0% | 0% | 0% | 100% | 0% | 0% | 100% | 100% | 0% | 0% | 1
886 | 0% | 0% | 0% | 100% | 0% | 0% | 100% | 100% | 0% | 0% | 1
887 | 0% | 0% | 0% | 100% | 0% | 0% | 100% | 100% | 0% | 0% | 1
888 | 0% | 0% | 0% | 100% | 0% | 0% | 100% | 100% | 0% | 0% | 1
889 | 0% | 0.8741% | 0% | 96.19% | 0% | 0% | 100% | 100% | 0% | 0.8741% | 1
890 | 0% | 0% | 0% | 96.19% | 0% | 0% | 100% | 100% | 0% | 0% | 1
891 | 0% | 0% | 0% | 96.19% | 0% | 0% | 100% | 100% | 0% | 0% | 1
892 | 0% | 0% | 0% | 96.19% | 0% | 0% | 100% | 100% | 0% | 0% | 1
893 | 0% | 0% | 0% | 96.19% | 0% | 0% | 100% | 100% | 0% | 0% | 1
894 | 0% | 0% | 0% | 96.19% | 0% | 100% | 100% | 100% | 0% | 0% | 1
895 | 0% | 0% | 0% | 96.19% | 0% | 100% | 100% | 100% | 0% | 0% | 1
896 | 0% | 0% | 0% | 96.19% | 0% | 100% | 100% | 100% | 0% | 0% | 1
897 | 0% | 0% | 0% | 96.19% | 0% | 0% | 100% | 100% | 0% | 0% | 1
898 | 6.097% | 0% | 0% | 96.19% | 0% | 0% | 100% | 100% | 6.097% | 0% | 1
899 | 5.552% | 0% | 0% | 96.19% | 0% | 0% | 100% | 100% | 5.552% | 0% | 1
900 | 8.151% | 0% | 0% | 96.19% | 0% | 0% | 100% | 100% | 8.151% | 0% | 1
901 | 13.81% | 0% | 0% | 96.19% | 0% | 0% | 100% | 100% | 13.81% | 0% | 1
902 | 20.26% | 0% | 0% | 96.19% | 0% | 0% | 100% | 100% | 20.26% | 0% | 1
903 | 23.04% | 0.3346% | 0% | 96.19% | 0% | 0% | 100% | 100% | 23.04% | 0.3346% | 1
904 | 7.95% | 0% | 0% | 96.19% | 0% | 100% | 100% | 100% | 7.95% | 0% | 1
905 | 0% | 0% | 0% | 96.19% | 0% | 100% | 100% | 100% | 0% | 0% | 1
906 | 0% | 0% | 0% | 96.19% | 0% | 100% | 100% | 100% | 0% | 0% | 1
907 | 0% | 0% | 0% | 96.19% | 0% | 100% | 100% | 100% | 0% | 0% | 1
908 | 0% | 0% | 0% | 96.19% | 0% | 0% | 100% | 100% | 0% | 0% | 1
909 | 0% | 0% | 0% | 96.19% | 0% | 0% | 100% | 100% | 0% | 0% | 1
910 | 0% | 0% | 0% | 96.19% | 0% | 0% | 100% | 100% | 0% | 0% | 1
911 | 0% | 0% | 0% | 96.19% | 0% | 0% | 100% | 100% | 0% | 0% | 1
912 | 0% | 0% | 0% | 96.19% | 0% | 0% | 100% | 100% | 0% | 0% | 1
913 | 0% | 0% | 0% | 96.19% | 0% | 0% | 100% | 100% | 0% | 0% | 1
914 | 0% | 0% | 0% | 96.19% | 0% | 0% | 100% | 100% | 0% | 0% | 1
915 | 0% | 0% | 0% | 96.19% | 0% | 0% | 100% | 100% | 0% | 0% | 1
916 | 0% | 0% | 0% | 96.19% | 0% | 0% | 100% | 100% | 0% | 0% | 1
917 | 0% | 0% | 0% | 96.19% | 0% | 0% | 100% | 100% | 0% | 0% | 1
918 | 0% | 0% | 0% | 96.19% | 0% | 100% | 100% | 100% | 0% | 0% | 1
919 | 0% | 0% | 0% | 96.19% | 0% | 100% | 100% | 100% | 0% | 0% | 1
920 | 0% | 0% | 0% | 96.19% | 0% | 100% | 100% | 100% | 0% | 0% | 1
921 | 5.338% | 0% | 0% | 96.19% | 0% | 0% | 100% | 100% | 5.338% | 0% | 1
922 | 25.09% | 0% | 0% | 96.19% | 0% | 0% | 100% | 100% | 25.09% | 0% | 1
923 | 27.17% | 0% | 0% | 96.19% | 0% | 0% | 100% | 100% | 27.17% | 0% | 1
924 | 32.24% | 0% | 0% | 96.19% | 0% | 0% | 100% | 100% | 32.24% | 0% | 1
925 | 32.14% | 0% | 0% | 96.19% | 0% | 0% | 100% | 100% | 32.14% | 0% | 1
926 | 39.28% | 0% | 0% | 96.19% | 0% | 0% | 100% | 100% | 39.28% | 0% | 1
927 | 32.5% | 0% | 0% | 96.19% | 0% | 0% | 100% | 100% | 32.5% | 0% | 1
928 | 14.38% | 0% | 0% | 96.19% | 0% | 100% | 100% | 100% | 14.38% | 0% | 1
929 | 2.705% | 0% | 0% | 96.19% | 0% | 100% | 100% | 100% | 2.705% | 0% | 1
930 | 0% | 0% | 0% | 96.19% | 0% | 100% | 100% | 100% | 0% | 0% | 1
931 | 0% | 0% | 0% | 96.19% | 0% | 100% | 100% | 100% | 0% | 0% | 1
932 | 0% | 0% | 0% | 96.19% | 0% | 0% | 100% | 100% | 0% | 0% | 1
933 | 0% | 0% | 0% | 96.19% | 0% | 0% | 100% | 100% | 0% | 0% | 1
934 | 0% | 0% | 0% | 96.19% | 0% | 0% | 100% | 100% | 0% | 0% | 1
935 | 0% | 0% | 0% | 96.19% | 0% | 0% | 100% | 100% | 0% | 0% | 1
936 | 0% | 0% | 0% | 96.19% | 0% | 0% | 100% | 100% | 0% | 0% | 1
937 | 0% | 0.01199% | 0% | 96.19% | 0% | 0% | 100% | 100% | 0% | 0.01199% | 1
938 | 0% | 0% | 0% | 96.19% | 0% | 0% | 100% | 100% | 0% | 0% | 1
939 | 0% | 0% | 0% | 96.19% | 0% | 0% | 100% | 100% | 0% | 0% | 1
940 | 0% | 0% | 0% | 96.19% | 0% | 0% | 100% | 100% | 0% | 0% | 1
941 | 0% | 0% | 0% | 96.19% | 0% | 0% | 100% | 100% | 0% | 0% | 1
942 | 0% | 0% | 0% | 96.19% | 0% | 100% | 100% | 100% | 0% | 0% | 1
943 | 0% | 0% | 0% | 96.19% | 0% | 100% | 100% | 100% | 0% | 0% | 1
944 | 0% | 0% | 0% | 96.19% | 0% | 100% | 100% | 100% | 0% | 0% | 1
945 | 2.55% | 0% | 0% | 96.19% | 0% | 0% | 100% | 100% | 2.55% | 0% | 1
946 | 21.81% | 0% | 0% | 96.19% | 0% | 0% | 100% | 100% | 21.81% | 0% | 1
947 | 33.32% | 0% | 0% | 96.19% | 0% | 0% | 100% | 100% | 33.32% | 0% | 1
948 | 41.71% | 0% | 0% | 96.19% | 0% | 0% | 100% | 100% | 41.71% | 0% | 1
949 | 38.88% | 0% | 0% | 96.19% | 0% | 0% | 100% | 100% | 38.88% | 0% | 1
950 | 44.2% | 0% | 0% | 96.19% | 0% | 0% | 100% | 100% | 44.2% | 0% | 1
951 | 36.29% | 0% | 0% | 96.19% | 0% | 0% | 100% | 100% | 36.29% | 0% | 1
952 | 14.82% | 0% | 0% | 96.19% | 0% | 100% | 100% | 100% | 14.82% | 0% | 1
953 | 0% | 0% | 0% | 96.19% | 0% | 100% | 100% | 100% | 0% | 0% | 1
954 | 0% | 0% | 0% | 96.19% | 0% | 100% | 100% | 100% | 0% | 0% | 1
955 | 0% | 0% | 0% | 96.19% | 0% | 100% | 100% | 100% | 0% | 0% | 1
956 | 0% | 0% | 0% | 96.19% | 0% | 0% | 100% | 100% | 0% | 0% | 1
957 | 0% | 0% | 0% | 96.19% | 0% | 0% | 100% | 100% | 0% | 0% | 1
958 | 0% | 0% | 0% | 96.19% | 0% | 0% | 100% | 100% | 0% | 0% | 1
959 | 0% | 0% | 0% | 96.19% | 0% | 0% | 100% | 100% | 0% | 0% | 1
960 | 0% | 0% | 0% | 96.19% | 0% | 0% | 100% | 100% | 0% | 0% | 1
961 | 0% | 0% | 0% | 96.19% | 0% | 0% | 100% | 100% | 0% | 0% | 1
962 | 0% | 0% | 0% | 96.19% | 0% | 0% | 100% | 100% | 0% | 0% | 1
963 | 0% | 0% | 0% | 96.19% | 0% | 0% | 100% | 100% | 0% | 0% | 1
964 | 0% | 0% | 0% | 96.19% | 0% | 0% | 100% | 100% | 0% | 0% | 1
965 | 0% | 0% | 0% | 96.19% | 0% | 0% | 100% | 100% | 0% | 0% | 1
966 | 0% | 0% | 0% | 96.19% | 0% | 100% | 100% | 100% | 0% | 0% | 1
967 | 0% | 0% | 0% | 96.19% | 0% | 100% | 100% | 100% | 0% | 0% | 1
968 | 0% | 0% | 0% | 96.19% | 0% | 100% | 100% | 100% | 0% | 0% | 1
969 | 0% | 0% | 0% | 96.19% | 0% | 0% | 100% | 100% | 0% | 0% | 1
970 | 8.662% | 0% | 0% | 96.19% | 0% | 0% | 100% | 100% | 8.662% | 0% | 1
971 | 16.83% | 0% | 0% | 96.19% | 0% | 0% | 100% | 100% | 16.83% | 0% | 1
972 | 25.64% | 0% | 0% | 96.19% | 0% | 0% | 100% | 100% | 25.64% | 0% | 1
973 | 20.17% | 0% | 0% | 96.19% | 0% | 0% | 100% | 100% | 20.17% | 0% | 1
974 | 24.9% | 0% | 0% | 96.19% | 0% | 0% | 100% | 100% | 24.9% | 0% | 1
975 | 24.69% | 0% | 0% | 96.19% | 0% | 0% | 100% | 100% | 24.69% | 0% | 1
976 | 12.26% | 0% | 0% | 96.19% | 0% | 100% | 100% | 100% | 12.26% | 0% | 1
977 | 0% | 0% | 0% | 96.19% | 0% | 100% | 100% | 100% | 0% | 0% | 1
978 | 0% | 0% | 0% | 96.19% | 0% | 100% | 100% | 100% | 0% | 0% | 1
979 | 0% | 0% | 0% | 96.19% | 0% | 100% | 100% | 100% | 0% | 0% | 1
980 | 0% | 0% | 0% | 96.19% | 0% | 0% | 100% | 100% | 0% | 0% | 1
981 | 0% | 0% | 0% | 96.19% | 0% | 0% | 100% | 100% | 0% | 0% | 1
982 | 0% | 0% | 0% | 96.19% | 0% | 0% | 100% | 100% | 0% | 0% | 1
983 | 0% | 0% | 0% | 96.19% | 0% | 0% | 100% | 100% | 0% | 0% | 1
984 | 0% | 0% | 0% | 96.19% | 0% | 0% | 100% | 100% | 0% | 0% | 1
985 | 0% | 0% | 0% | 100% | 0% | 0% | 100% | 100% | 0% | 0% | 1
986 | 0% | 0% | 0% | 100% | 0% | 0% | 100% | 100% | 0% | 0% | 1
987 | 0% | 0% | 0% | 100% | 0% | 0% | 100% | 100% | 0% | 0% | 1
988 | 0% | 0% | 0% | 100% | 0% | 0% | 100% | 100% | 0% | 0% | 1
989 | 0% | 0% | 0% | 100% | 0% | 0% | 100% | 100% | 0% | 0% | 1
990 | 0% | 0% | 0% | 100% | 0% | 100% | 100% | 100% | 0% | 0% | 1
991 | 0% | 0% | 0% | 100% | 0% | 100% | 100% | 100% | 0% | 0% | 1
992 | 0% | 0% | 0% | 100% | 0% | 100% | 100% | 100% | 0% | 0% | 1
993 | 0% | 0% | 0% | 100% | 0% | 0% | 100% | 100% | 0% | 0% | 1
994 | 5.495% | 0% | 0% | 100% | 0% | 0% | 100% | 100% | 5.495% | 0% | 1
995 | 14.65% | 0% | 0% | 100% | 0% | 0% | 100% | 100% | 14.65% | 0% | 1
996 | 23.44% | 0% | 0% | 100% | 0% | 0% | 100% | 100% | 23.44% | 0% | 1
997 | 17.37% | 0% | 0% | 100% | 0% | 0% | 100% | 100% | 17.37% | 0% | 1
998 | 25.8% | 0% | 0% | 100% | 0% | 0% | 100% | 100% | 25.8% | 0% | 1
999 | 23.63% | 0% | 0% | 100% | 0% | 0% | 100% | 100% | 23.63% | 0% | 1
1000 | 13.79% | 0% | 0% | 100% | 0% | 100% | 100% | 100% | 13.79% | 0% | 1
1001 | 0% | 0% | 0% | 100% | 0% | 100% | 100% | 100% | 0% | 0% | 1
1002 | 0% | 0% | 0% | 100% | 0% | 100% | 100% | 100% | 0% | 0% | 1
1003 | 0% | 0% | 0% | 100% | 0% | 100% | 100% | 100% | 0% | 0% | 1
1004 | 0% | 0% | 0% | 100% | 0% | 0% | 100% | 100% | 0% | 0% | 1
1005 | 0% | 0% | 0% | 100% | 0% | 0% | 100% | 100% | 0% | 0% | 1
1006 | 0% | 0% | 0% | 100% | 0% | 0% | 100% | 100% | 0% | 0% | 1
1007 | 0% | 0% | 0% | 100% | 0% | 0% | 100% | 100% | 0% | 0% | 1
1008 | 0% | 0% | 0% | 100% | 0% | 0% | 100% | 100% | 0% | 0% | 1
1009 | 0% | 0% | 0% | 100% | 0% | 0% | 100% | 100% | 0% | 0% | 1
1010 | 0% | 0% | 0% | 100% | 0% | 0% | 100% | 100% | 0% | 0% | 1
1011 | 0% | 0% | 0% | 100% | 0% | 0% | 100% | 100% | 0% | 0% | 1
1012 | 0% | 0% | 0% | 100% | 0% | 0% | 100% | 100% | 0% | 0% | 1
1013 | 0% | 0% | 0% | 100% | 0% | 0% | 100% | 100% | 0% | 0% | 1
1014 | 0% | 0% | 0% | 100% | 0% | 100% | 100% | 100% | 0% | 0% | 1
1015 | 0% | 0% | 0% | 100% | 0% | 100% | 100% | 100% | 0% | 0% | 1
1016 | 0% | 0% | 0% | 100% | 0% | 100% | 100% | 100% | 0% | 0% | 1
1017 | 0% | 0% | 0% | 100% | 0% | 0% | 100% | 100% | 0% | 0% | 1
1018 | 0% | 0% | 0% | 100% | 0% | 0% | 100% | 100% | 0% | 0% | 1
1019 | 5.492% | 0% | 0% | 100% | 0% | 0% | 100% | 100% | 5.492% | 0% | 1
1020 | 13.31% | 0% | 0% | 100% | 0% | 0% | 100% | 100% | 13.31% | 0% | 1
1021 | 13.92% | 0% | 0% | 100% | 0% | 0% | 100% | 100% | 13.92% | 0% | 1
1022 | 19.41% | 0% | 0% | 100% | 0% | 0% | 100% | 100% | 19.41% | 0% | 1
1023 | 16.83% | 0% | 0% | 100% | 0% | 0% | 100% | 100% | 16.83% | 0% | 1
1024 | 11.51% | 0% | 0% | 100% | 0% | 100% | 100% | 100% | 11.51% | 0% | 1
1025 | 1.492% | 0% | 0% | 100% | 0% | 100% | 100% | 100% | 1.492% | 0% | 1
1026 | 0% | 0% | 0% | 100% | 0% | 100% | 100% | 100% | 0% | 0% | 1
1027 | 0% | 0% | 0% | 100% | 0% | 100% | 100% | 100% | 0% | 0% | 1
1028 | 0% | 0% | 0% | 100% | 0% | 0% | 100% | 100% | 0% | 0% | 1
1029 | 0% | 0% | 0% | 100% | 0% | 0% | 100% | 100% | 0% | 0% | 1
1030 | 0% | 0% | 0% | 100% | 0% | 0% | 100% | 100% | 0% | 0% | 1
1031 | 0% | 0% | 0% | 100% | 0% | 0% | 100% | 100% | 0% | 0% | 1
1032 | 0% | 0% | 0% | 100% | 0% | 0% | 100% | 100% | 0% | 0% | 1
1033 | 0% | 0% | 0% | 100% | 0% | 0% | 100% | 100% | 0% | 0% | 1
1034 | 0% | 0% | 0% | 100% | 0% | 0% | 100% | 100% | 0% | 0% | 1
1035 | 0% | 0% | 0% | 100% | 0% | 0% | 100% | 100% | 0% | 0% | 1
1036 | 0% | 0% | 0% | 100% | 0% | 0% | 100% | 100% | 0% | 0% | 1
1037 | 0% | 0% | 0% | 100% | 0% | 0% | 100% | 100% | 0% | 0% | 1
1038 | 0% | 0% | 0% | 100% | 0% | 100% | 100% | 100% | 0% | 0% | 1
1039 | 0% | 0% | 0% | 100% | 0% | 100% | 100% | 100% | 0% | 0% | 1
1040 | 0% | 0% | 0% | 100% | 0% | 100% | 100% | 100% | 0% | 0% | 1
1041 | 0% | 0% | 0% | 100% | 0% | 0% | 100% | 100% | 0% | 0% | 1
1042 | 0% | 0% | 0% | 100% | 0% | 0% | 100% | 100% | 0% | 0% | 1
1043 | 0% | 0% | 0% | 100% | 0% | 0% | 100% | 100% | 0% | 0% | 1
1044 | 5.878% | 0% | 0% | 100% | 0% | 0% | 100% | 100% | 5.878% | 0% | 1
1045 | 11.93% | 0% | 0% | 100% | 0% | 0% | 100% | 100% | 11.93% | 0% | 1
1046 | 17.22% | 0% | 0% | 100% | 0% | 0% | 100% | 100% | 17.22% | 0% | 1
1047 | 11.6% | 0% | 0% | 100% | 0% | 0% | 100% | 100% | 11.6% | 0% | 1
1048 | 2.984% | 0% | 0% | 100% | 0% | 100% | 100% | 100% | 2.984% | 0% | 1
1049 | 0% | 0% | 0% | 100% | 0% | 100% | 100% | 100% | 0% | 0% | 1
1050 | 0% | 0% | 0% | 100% | 0% | 100% | 100% | 100% | 0% | 0% | 1
1051 | 0% | 0% | 0% | 100% | 0% | 100% | 100% | 100% | 0% | 0% | 1
1052 | 0% | 0% | 0% | 100% | 0% | 0% | 100% | 100% | 0% | 0% | 1
1053 | 0% | 0% | 0% | 100% | 0% | 0% | 100% | 100% | 0% | 0% | 1
1054 | 0% | 0% | 0% | 100% | 0% | 0% | 100% | 100% | 0% | 0% | 1
1055 | 0% | 0% | 0% | 100% | 0% | 0% | 100% | 100% | 0% | 0% | 1
1056 | 0% | 0% | 0% | 100% | 0% | 0% | 100% | 100% | 0% | 0% | 1
1057 | 0% | 0% | 0% | 100% | 0% | 0% | 100% | 100% | 0% | 0% | 1
1058 | 0% | 0% | 0% | 100% | 0% | 0% | 100% | 100% | 0% | 0% | 1
1059 | 0% | 0% | 0% | 100% | 0% | 0% | 100% | 100% | 0% | 0% | 1
1060 | 0% | 0% | 0% | 100% | 0% | 0% | 100% | 100% | 0% | 0% | 1
1061 | 0% | 0% | 0% | 100% | 0% | 0% | 100% | 100% | 0% | 0% | 1
1062 | 0% | 0% | 0% | 100% | 0% | 100% | 100% | 100% | 0% | 0% | 1
1063 | 0% | 0% | 0% | 100% | 0% | 100% | 100% | 100% | 0% | 0% | 1
1064 | 0% | 0% | 0% | 100% | 0% | 100% | 100% | 100% | 0% | 0% | 1
1065 | 0% | 0% | 0% | 100% | 0% | 0% | 100% | 100% | 0% | 0% | 1
1066 | 0% | 0% | 0% | 100% | 0% | 0% | 100% | 100% | 0% | 0% | 1
1067 | 0% | 0% | 0% | 100% | 0% | 0% | 100% | 100% | 0% | 0% | 1
1068 | 4.488% | 0% | 0% | 100% | 0% | 0% | 100% | 100% | 4.488% | 0% | 1
1069 | 12.03% | 0.8218% | 0% | 100% | 0% | 0% | 100% | 100% | 12.03% | 0.8218% | 1
1070 | 16.46% | 2.29% | 0% | 100% | 0% | 0% | 100% | 100% | 16.46% | 2.29% | 1
1071 | 13.46% | 1.633% | 0% | 100% | 0% | 0% | 100% | 100% | 13.46% | 1.633% | 1
1072 | 2.103% | 3.067% | 0% | 100% | 0% | 100% | 100% | 100% | 2.103% | 3.067% | 1
1073 | 0% | 2.872% | 0% | 100% | 0% | 100% | 100% | 100% | 0% | 2.872% | 1
1074 | 0% | 0% | 0% | 100% | 0% | 100% | 100% | 100% | 0% | 0% | 1
1075 | 0% | 0% | 0% | 100% | 0% | 100% | 100% | 100% | 0% | 0% | 1
1076 | 0% | 0% | 0% | 100% | 0% | 0% | 100% | 100% | 0% | 0% | 1
1077 | 0% | 0% | 0% | 100% | 0% | 0% | 100% | 100% | 0% | 0% | 1
1078 | 0% | 0% | 0% | 100% | 0% | 0% | 100% | 100% | 0% | 0% | 1
1079 | 0% | 0% | 0% | 100% | 0% | 0% | 100% | 100% | 0% | 0% | 1
1080 | 0% | 0% | 0% | 100% | 0% | 0% | 100% | 100% | 0% | 0% | 1
1081 | 0% | 0% | 0% | 100% | 0% | 0% | 100% | 100% | 0% | 0% | 1
1082 | 0% | 0% | 0% | 100% | 0% | 0% | 100% | 100% | 0% | 0% | 1
1083 | 0% | 0% | 0% | 100% | 0% | 0% | 100% | 100% | 0% | 0% | 1
1084 | 0% | 0% | 0% | 100% | 0% | 0% | 100% | 100% | 0% | 0% | 1
1085 | 0% | 0% | 0% | 100% | 0% | 0% | 100% | 100% | 0% | 0% | 1
1086 | 0% | 0% | 0% | 100% | 0% | 100% | 100% | 100% | 0% | 0% | 1
1087 | 0% | 0% | 0% | 100% | 0% | 100% | 100% | 100% | 0% | 0% | 1
1088 | 0% | 0% | 0% | 100% | 0% | 100% | 100% | 100% | 0% | 0% | 1
1089 | 0% | 0% | 0% | 100% | 0% | 0% | 100% | 100% | 0% | 0% | 1
1090 | 0% | 0% | 0% | 100% | 0% | 0% | 100% | 100% | 0% | 0% | 1
1091 | 0% | 0% | 0% | 100% | 0% | 0% | 100% | 100% | 0% | 0% | 1
1092 | 3.102% | 0% | 0% | 100% | 0% | 0% | 100% | 100% | 3.102% | 0% | 1
1093 | 6.568% | 0% | 0% | 100% | 0% | 0% | 100% | 100% | 6.568% | 0% | 1
1094 | 9.859% | 0.6377% | 0% | 100% | 0% | 0% | 100% | 100% | 9.859% | 0.6377% | 1
1095 | 10.96% | 0.1687% | 0% | 100% | 0% | 0% | 100% | 100% | 10.96% | 0.1687% | 1
1096 | 0% | 1.416% | 0% | 100% | 0% | 100% | 100% | 100% | 0% | 1.416% | 1
1097 | 0% | 0% | 0% | 100% | 0% | 100% | 100% | 100% | 0% | 0% | 1
1098 | 0% | 0% | 0% | 100% | 0% | 100% | 100% | 100% | 0% | 0% | 1
1099 | 0% | 0% | 0% | 100% | 0% | 100% | 100% | 100% | 0% | 0% | 1
1100 | 0% | 0% | 0% | 100% | 0% | 0% | 100% | 100% | 0% | 0% | 1
1101 | 0% | 0% | 0% | 100% | 0% | 0% | 100% | 100% | 0% | 0% | 1
1102 | 0% | 0% | 0% | 100% | 0% | 0% | 100% | 100% | 0% | 0% | 1
1103 | 0% | 0% | 0% | 100% | 0% | 0% | 100% | 100% | 0% | 0% | 1
1104 | 0% | 0% | 0% | 100% | 0% | 0% | 100% | 100% | 0% | 0% | 1
1105 | 0% | 0% | 0% | 100% | 0% | 0% | 100% | 100% | 0% | 0% | 1
1106 | 0% | 0% | 0% | 100% | 0% | 0% | 100% | 100% | 0% | 0% | 1
1107 | 0% | 0% | 0% | 100% | 0% | 0% | 100% | 100% | 0% | 0% | 1
1108 | 0% | 0% | 0% | 100% | 0% | 0% | 100% | 100% | 0% | 0% | 1
1109 | 0% | 0% | 0% | 100% | 0% | 0% | 100% | 100% | 0% | 0% | 1
1110 | 0% | 0% | 0% | 100% | 0% | 100% | 100% | 100% | 0% | 0% | 1
1111 | 0% | 0% | 0% | 100% | 0% | 100% | 100% | 100% | 0% | 0% | 1
1112 | 0% | 0% | 0% | 100% | 0% | 100% | 100% | 100% | 0% | 0% | 1
1113 | 0% | 0% | 0% | 100% | 0% | 0% | 100% | 100% | 0% | 0% | 1
1114 | 3.543% | 0% | 0% | 100% | 0% | 0% | 100% | 100% | 3.543% | 0% | 1
1115 | 17.13% | 0% | 0% | 100% | 0% | 0% | 100% | 100% | 17.13% | 0% | 1
1116 | 24.29% | 0% | 0% | 100% | 0% | 0% | 100% | 100% | 24.29% | 0% | 1
1117 | 21.98% | 0% | 0% | 100% | 0% | 0% | 100% | 100% | 21.98% | 0% | 1
1118 | 17.63% | 0% | 0% | 100% | 0% | 0% | 100% | 100% | 17.63% | 0% | 1
1119 | 20.35% | 0% | 0% | 100% | 0% | 0% | 100% | 100% | 20.35% | 0% | 1
1120 | 4.252% | 0% | 0% | 100% | 0% | 100% | 100% | 100% | 4.252% | 0% | 1
1121 | 0% | 0% | 0% | 100% | 0% | 100% | 100% | 100% | 0% | 0% | 1
1122 | 0% | 0% | 0% | 100% | 0% | 100% | 100% | 100% | 0% | 0% | 1
1123 | 0% | 0% | 0% | 100% | 0% | 100% | 100% | 100% | 0% | 0% | 1
1124 | 0% | 0% | 0% | 100% | 0% | 0% | 100% | 100% | 0% | 0% | 1
1125 | 0% | 0% | 0% | 100% | 0% | 0% | 100% | 100% | 0% | 0% | 1
1126 | 0% | 0% | 0% | 100% | 0% | 0% | 100% | 100% | 0% | 0% | 1
1127 | 0% | 0% | 0% | 100% | 0% | 0% | 100% | 100% | 0% | 0% | 1
1128 | 0% | 0% | 0% | 100% | 0% | 0% | 100% | 100% | 0% | 0% | 1
1129 | 0% | 0% | 0% | 100% | 0% | 0% | 100% | 100% | 0% | 0% | 1
1130 | 0% | 0% | 0% | 100% | 0% | 0% | 100% | 100% | 0% | 0% | 1
1131 | 0% | 0% | 0% | 100% | 0% | 0% | 100% | 100% | 0% | 0% | 1
1132 | 0% | 0% | 0% | 100% | 0% | 0% | 100% | 100% | 0% | 0% | 1
1133 | 0% | 0% | 0% | 100% | 0% | 0% | 100% | 100% | 0% | 0% | 1
1134 | 0% | 0% | 0% | 100% | 0% | 100% | 100% | 100% | 0% | 0% | 1
1135 | 0% | 0% | 0% | 100% | 0% | 100% | 100% | 100% | 0% | 0% | 1
1136 | 0% | 0% | 0% | 100% | 0% | 100% | 100% | 100% | 0% | 0% | 1
1137 | 0% | 0% | 0% | 100% | 0% | 0% | 100% | 100% | 0% | 0% | 1
1138 | 4.903% | 0% | 0% | 100% | 0% | 0% | 100% | 100% | 4.903% | 0% | 1
1139 | 14.5% | 0% | 0% | 100% | 0% | 0% | 100% | 100% | 14.5% | 0% | 1
1140 | 14.2% | 0% | 0% | 100% | 0% | 0% | 100% | 100% | 14.2% | 0% | 1
1141 | 7.11% | 0% | 0% | 100% | 0% | 0% | 100% | 100% | 7.11% | 0% | 1
1142 | 4.618% | 0% | 0% | 100% | 0% | 0% | 100% | 100% | 4.618% | 0% | 1
1143 | 2.647% | 0% | 0% | 100% | 0% | 0% | 100% | 100% | 2.647% | 0% | 1
1144 | 0% | 0% | 0% | 100% | 0% | 100% | 100% | 100% | 0% | 0% | 1
1145 | 0% | 0% | 0% | 100% | 0% | 100% | 100% | 100% | 0% | 0% | 1
1146 | 0% | 0% | 0% | 100% | 0% | 100% | 100% | 100% | 0% | 0% | 1
1147 | 0% | 0% | 0% | 100% | 0% | 100% | 100% | 100% | 0% | 0% | 1
1148 | 0% | 0% | 0% | 100% | 0% | 0% | 100% | 100% | 0% | 0% | 1
1149 | 0% | 0% | 0% | 100% | 0% | 0% | 100% | 100% | 0% | 0% | 1
1150 | 0% | 0% | 0% | 100% | 0% | 0% | 100% | 100% | 0% | 0% | 1
1151 | 0% | 0% | 0% | 100% | 0% | 0% | 100% | 100% | 0% | 0% | 1
1152 | 0% | 0% | 0% | 100% | 0% | 0% | 100% | 100% | 0% | 0% | 1
1153 | 0% | 0% | 0% | 100% | 0% | 0% | 100% | 100% | 0% | 0% | 1
1154 | 0% | 0% | 0% | 100% | 0% | 0% | 100% | 100% | 0% | 0% | 1
1155 | 0% | 0% | 0% | 100% | 0% | 0% | 100% | 100% | 0% | 0% | 1
1156 | 0% | 0% | 0% | 100% | 0% | 0% | 100% | 100% | 0% | 0% | 1
1157 | 0% | 0% | 0% | 100% | 0% | 0% | 100% | 100% | 0% | 0% | 1
1158 | 0% | 0% | 0% | 100% | 0% | 100% | 100% | 100% | 0% | 0% | 1
1159 | 0% | 0% | 0% | 100% | 0% | 100% | 100% | 100% | 0% | 0% | 1
1160 | 0% | 0% | 0% | 100% | 0% | 100% | 100% | 100% | 0% | 0% | 1
1161 | 0.05411% | 0% | 0% | 100% | 0% | 0% | 100% | 100% | 0.05411% | 0% | 1
1162 | 10.26% | 0% | 0% | 100% | 0% | 0% | 100% | 100% | 10.26% | 0% | 1
1163 | 22.48% | 0% | 0% | 100% | 0% | 0% | 100% | 100% | 22.48% | 0% | 1
1164 | 21.04% | 0% | 0% | 100% | 0% | 0% | 100% | 100% | 21.04% | 0% | 1
1165 | 16.18% | 0% | 0% | 100% | 0% | 0% | 100% | 100% | 16.18% | 0% | 1
1166 | 12.73% | 0% | 0% | 100% | 0% | 0% | 100% | 100% | 12.73% | 0% | 1
1167 | 7.082% | 0% | 0% | 100% | 0% | 0% | 100% | 100% | 7.082% | 0% | 1
1168 | 0% | 0% | 0% | 100% | 0% | 100% | 100% | 100% | 0% | 0% | 1
1169 | 0% | 0% | 0% | 100% | 0% | 100% | 100% | 100% | 0% | 0% | 1
1170 | 0% | 0% | 0% | 100% | 0% | 100% | 100% | 100% | 0% | 0% | 1
1171 | 0% | 0% | 0% | 100% | 0% | 100% | 100% | 100% | 0% | 0% | 1
1172 | 0% | 0% | 0% | 100% | 0% | 0% | 100% | 100% | 0% | 0% | 1
1173 | 0% | 0% | 0% | 100% | 0% | 0% | 100% | 100% | 0% | 0% | 1
1174 | 0% | 0% | 0% | 100% | 0% | 0% | 100% | 100% | 0% | 0% | 1
1175 | 0% | 0% | 0% | 100% | 0% | 0% | 100% | 100% | 0% | 0% | 1
1176 | 0% | 0% | 0% | 100% | 0% | 0% | 100% | 100% | 0% | 0% | 1
1177 | 0% | 0% | 0% | 100% | 0% | 0% | 100% | 100% | 0% | 0% | 1
1178 | 0% | 0% | 0% | 100% | 0% | 0% | 100% | 100% | 0% | 0% | 1
1179 | 0% | 0% | 0% | 100% | 0% | 0% | 100% | 100% | 0% | 0% | 1
1180 | 0% | 0% | 0% | 100% | 0% | 0% | 100% | 100% | 0% | 0% | 1
1181 | 0% | 0% | 0% | 100% | 0% | 0% | 100% | 100% | 0% | 0% | 1
1182 | 0% | 0% | 0% | 100% | 0% | 100% | 100% | 100% | 0% | 0% | 1
1183 | 0% | 0% | 0% | 100% | 0% | 100% | 100% | 100% | 0% | 0% | 1
1184 | 0% | 0% | 0% | 100% | 0% | 100% | 100% | 100% | 0% | 0% | 1
1185 | 0% | 0% | 0% | 100% | 0% | 0% | 100% | 100% | 0% | 0% | 1
1186 | 7.642% | 0% | 0% | 100% | 0% | 0% | 100% | 100% | 7.642% | 0% | 1
1187 | 19.85% | 0% | 0% | 100% | 0% | 0% | 100% | 100% | 19.85% | 0% | 1
1188 | 12.4% | 0% | 0% | 100% | 0% | 0% | 100% | 100% | 12.4% | 0% | 1
1189 | 10.93% | 0% | 0% | 100% | 0% | 0% | 100% | 100% | 10.93% | 0% | 1
1190 | 13.04% | 0% | 0% | 100% | 0% | 0% | 100% | 100% | 13.04% | 0% | 1
1191 | 3.826% | 0% | 0% | 100% | 0% | 0% | 100% | 100% | 3.826% | 0% | 1
1192 | 0% | 0% | 0% | 100% | 0% | 100% | 100% | 100% | 0% | 0% | 1
1193 | 0% | 0% | 0% | 100% | 0% | 100% | 100% | 100% | 0% | 0% | 1
1194 | 0% | 0% | 0% | 100% | 0% | 100% | 100% | 100% | 0% | 0% | 1
1195 | 0% | 0% | 0% | 100% | 0% | 100% | 100% | 100% | 0% | 0% | 1
1196 | 0% | 0% | 0% | 100% | 0% | 0% | 100% | 100% | 0% | 0% | 1
1197 | 0% | 0% | 0% | 100% | 0% | 0% | 100% | 100% | 0% | 0% | 1
1198 | 0% | 0% | 0% | 100% | 0% | 0% | 100% | 100% | 0% | 0% | 1
1199 | 0% | 0% | 0% | 100% | 0% | 0% | 100% | 100% | 0% | 0% | 1
1200 | 0% | 0% | 0% | 100% | 0% | 0% | 100% | 100% | 0% | 0% | 1
1201 | 0% | 0% | 0% | 100% | 0% | 0% | 100% | 100% | 0% | 0% | 1
1202 | 0% | 0% | 0% | 100% | 0% | 0% | 100% | 100% | 0% | 0% | 1
1203 | 0% | 0% | 0% | 100% | 0% | 0% | 100% | 100% | 0% | 0% | 1
1204 | 0% | 0% | 0% | 100% | 0% | 0% | 100% | 100% | 0% | 0% | 1
1205 | 0% | 0% | 0% | 100% | 0% | 0% | 100% | 100% | 0% | 0% | 1
1206 | 0% | 0% | 0% | 100% | 0% | 100% | 100% | 100% | 0% | 0% | 1
1207 | 0% | 0% | 0% | 100% | 0% | 100% | 100% | 100% | 0% | 0% | 1
1208 | 0% | 0% | 0% | 100% | 0% | 100% | 100% | 100% | 0% | 0% | 1
1209 | 0% | 0% | 0% | 100% | 0% | 0% | 100% | 100% | 0% | 0% | 1
1210 | 4.395% | 0% | 0% | 100% | 0% | 0% | 100% | 100% | 4.395% | 0% | 1
1211 | 19.89% | 0% | 0% | 100% | 0% | 0% | 100% | 100% | 19.89% | 0% | 1
1212 | 21.25% | 0% | 0% | 100% | 0% | 0% | 100% | 100% | 21.25% | 0% | 1
1213 | 30.89% | 0% | 0% | 100% | 0% | 0% | 100% | 100% | 30.89% | 0% | 1
1214 | 27.98% | 0% | 0% | 100% | 0% | 0% | 100% | 100% | 27.98% | 0% | 1
1215 | 18.74% | 0% | 0% | 100% | 0% | 0% | 100% | 100% | 18.74% | 0% | 1
1216 | 11.99% | 0% | 0% | 100% | 0% | 100% | 100% | 100% | 11.99% | 0% | 1
1217 | 3.679% | 0% | 0% | 100% | 0% | 100% | 100% | 100% | 3.679% | 0% | 1
1218 | 0% | 0% | 0% | 100% | 0% | 100% | 100% | 100% | 0% | 0% | 1
1219 | 0% | 0% | 0% | 100% | 0% | 100% | 100% | 100% | 0% | 0% | 1
1220 | 0% | 0% | 0% | 100% | 0% | 0% | 100% | 100% | 0% | 0% | 1
1221 | 0% | 0% | 0% | 100% | 0% | 0% | 100% | 100% | 0% | 0% | 1
1222 | 0% | 0% | 0% | 100% | 0% | 0% | 100% | 100% | 0% | 0% | 1
1223 | 0% | 0% | 0% | 100% | 0% | 0% | 100% | 100% | 0% | 0% | 1
1224 | 0% | 0% | 0% | 100% | 0% | 0% | 100% | 100% | 0% | 0% | 1
1225 | 0% | 0% | 0% | 100% | 0% | 0% | 100% | 100% | 0% | 0% | 1
1226 | 0% | 0% | 0% | 100% | 0% | 0% | 100% | 100% | 0% | 0% | 1
1227 | 0% | 0% | 0% | 100% | 0% | 0% | 100% | 100% | 0% | 0% | 1
1228 | 0% | 0% | 0% | 100% | 0% | 0% | 100% | 100% | 0% | 0% | 1
1229 | 0% | 0% | 0% | 100% | 0% | 0% | 100% | 100% | 0% | 0% | 1
1230 | 0% | 0% | 0% | 100% | 0% | 100% | 100% | 100% | 0% | 0% | 1
1231 | 0% | 0% | 0% | 100% | 0% | 100% | 100% | 100% | 0% | 0% | 1
1232 | 0% | 0% | 0% | 100% | 0% | 100% | 100% | 100% | 0% | 0% | 1
1233 | 0% | 0% | 0% | 100% | 0% | 0% | 100% | 100% | 0% | 0% | 1
1234 | 0% | 0% | 0% | 100% | 0% | 0% | 100% | 100% | 0% | 0% | 1
1235 | 4.749% | 0% | 0% | 100% | 0% | 0% | 100% | 100% | 4.749% | 0% | 1
1236 | 8.384% | 0% | 0% | 100% | 0% | 0% | 100% | 100% | 8.384% | 0% | 1
1237 | 14.69% | 0% | 0% | 100% | 0% | 0% | 100% | 100% | 14.69% | 0% | 1
1238 | 14.39% | 0% | 0% | 100% | 0% | 0% | 100% | 100% | 14.39% | 0% | 1
1239 | 9.78% | 0% | 0% | 100% | 0% | 0% | 100% | 100% | 9.78% | 0% | 1
1240 | 2.469% | 0% | 0% | 100% | 0% | 100% | 100% | 100% | 2.469% | 0% | 1
1241 | 0% | 0% | 0% | 100% | 0% | 100% | 100% | 100% | 0% | 0% | 1
1242 | 0% | 0% | 0% | 100% | 0% | 100% | 100% | 100% | 0% | 0% | 1
1243 | 0% | 0% | 0% | 100% | 0% | 100% | 100% | 100% | 0% | 0% | 1
1244 | 0% | 0% | 0% | 100% | 0% | 0% | 100% | 100% | 0% | 0% | 1
1245 | 0% | 0% | 0% | 100% | 0% | 0% | 100% | 100% | 0% | 0% | 1
1246 | 0% | 0% | 0% | 100% | 0% | 0% | 100% | 100% | 0% | 0% | 1
1247 | 0% | 0% | 0% | 100% | 0% | 0% | 100% | 100% | 0% | 0% | 1
1248 | 0% | 0% | 0% | 100% | 0% | 0% | 100% | 100% | 0% | 0% | 1
1249 | 0% | 0% | 0% | 100% | 0% | 0% | 100% | 100% | 0% | 0% | 1
1250 | 0% | 0% | 0% | 100% | 0% | 0% | 100% | 100% | 0% | 0% | 1
1251 | 0% | 0% | 0% | 100% | 0% | 0% | 100% | 100% | 0% | 0% | 1
1252 | 0% | 0% | 0% | 100% | 0% | 0% | 100% | 100% | 0% | 0% | 1
1253 | 0% | 0% | 0% | 100% | 0% | 0% | 100% | 100% | 0% | 0% | 1
1254 | 0% | 0% | 0% | 100% | 0% | 100% | 100% | 100% | 0% | 0% | 1
1255 | 0% | 0% | 0% | 100% | 0% | 100% | 100% | 100% | 0% | 0% | 1
1256 | 0% | 0% | 0% | 100% | 0% | 100% | 100% | 100% | 0% | 0% | 1
1257 | 0% | 0% | 0% | 100% | 0% | 0% | 100% | 100% | 0% | 0% | 1
1258 | 1.256% | 0% | 0% | 100% | 0% | 0% | 100% | 100% | 1.256% | 0% | 1
1259 | 14.02% | 0% | 0% | 100% | 0% | 0% | 100% | 100% | 14.02% | 0% | 1
1260 | 21.04% | 0% | 0% | 100% | 0% | 0% | 100% | 100% | 21.04% | 0% | 1
1261 | 25.76% | 0% | 0% | 100% | 0% | 0% | 100% | 100% | 25.76% | 0% | 1
1262 | 21.71% | 0% | 0% | 100% | 0% | 0% | 100% | 100% | 21.71% | 0% | 1
1263 | 18.92% | 0% | 0% | 100% | 0% | 0% | 100% | 100% | 18.92% | 0% | 1
1264 | 7.313% | 0% | 0% | 100% | 0% | 100% | 100% | 100% | 7.313% | 0% | 1
1265 | 2.811% | 0% | 0% | 100% | 0% | 100% | 100% | 100% | 2.811% | 0% | 1
1266 | 0% | 0% | 0% | 100% | 0% | 100% | 100% | 100% | 0% | 0% | 1
1267 | 0% | 0% | 0% | 100% | 0% | 100% | 100% | 100% | 0% | 0% | 1
1268 | 0% | 0% | 0% | 100% | 0% | 0% | 100% | 100% | 0% | 0% | 1
1269 | 0% | 0% | 0% | 100% | 0% | 0% | 100% | 100% | 0% | 0% | 1
1270 | 0% | 0% | 0% | 100% | 0% | 0% | 100% | 100% | 0% | 0% | 1
1271 | 0% | 0% | 0% | 100% | 0% | 0% | 100% | 100% | 0% | 0% | 1
1272 | 0% | 0% | 0% | 100% | 0% | 0% | 100% | 100% | 0% | 0% | 1
1273 | 0% | 0% | 0% | 100% | 0% | 0% | 100% | 100% | 0% | 0% | 1
1274 | 0% | 0% | 0% | 100% | 0% | 0% | 100% | 100% | 0% | 0% | 1
1275 | 0% | 0% | 0% | 100% | 0% | 0% | 100% | 100% | 0% | 0% | 1
1276 | 0% | 0% | 0% | 100% | 0% | 0% | 100% | 100% | 0% | 0% | 1
1277 | 0% | 0% | 0% | 100% | 0% | 0% | 100% | 100% | 0% | 0% | 1
1278 | 0% | 0% | 0% | 100% | 0% | 100% | 100% | 100% | 0% | 0% | 1
1279 | 0% | 0% | 0% | 100% | 0% | 100% | 100% | 100% | 0% | 0% | 1
1280 | 0% | 0% | 0% | 100% | 0% | 100% | 100% | 100% | 0% | 0% | 1
1281 | 0% | 0% | 0% | 100% | 0% | 0% | 100% | 100% | 0% | 0% | 1
1282 | 0% | 0% | 0% | 100% | 0% | 0% | 100% | 100% | 0% | 0% | 1
1283 | 0% | 0% | 0% | 100% | 0% | 0% | 100% | 100% | 0% | 0% | 1
1284 | 8.828% | 0% | 0% | 100% | 0% | 0% | 100% | 100% | 8.828% | 0% | 1
1285 | 14.22% | 0% | 0% | 100% | 0% | 0% | 100% | 100% | 14.22% | 0% | 1
1286 | 14.49% | 0% | 0% | 100% | 0% | 0% | 100% | 100% | 14.49% | 0% | 1
1287 | 14.51% | 0% | 0% | 100% | 0% | 0% | 100% | 100% | 14.51% | 0% | 1
1288 | 5.447% | 0% | 0% | 100% | 0% | 100% | 100% | 100% | 5.447% | 0% | 1
1289 | 1.755% | 0% | 0% | 100% | 0% | 100% | 100% | 100% | 1.755% | 0% | 1
1290 | 0% | 0% | 0% | 100% | 0% | 100% | 100% | 100% | 0% | 0% | 1
1291 | 0% | 0% | 0% | 100% | 0% | 100% | 100% | 100% | 0% | 0% | 1
1292 | 0% | 0% | 0% | 100% | 0% | 0% | 100% | 100% | 0% | 0% | 1
1293 | 0% | 0% | 0% | 100% | 0% | 0% | 100% | 100% | 0% | 0% | 1
1294 | 0% | 0% | 0% | 100% | 0% | 0% | 100% | 100% | 0% | 0% | 1
1295 | 0% | 0% | 0% | 100% | 0% | 0% | 100% | 100% | 0% | 0% | 1
1296 | 0% | 0% | 0% | 100% | 0% | 0% | 100% | 100% | 0% | 0% | 1
1297 | 0% | 0% | 0% | 100% | 0% | 0% | 100% | 100% | 0% | 0% | 1
1298 | 0% | 0% | 0% | 100% | 0% | 0% | 100% | 100% | 0% | 0% | 1
1299 | 0% | 0% | 0% | 100% | 0% | 0% | 100% | 100% | 0% | 0% | 1
1300 | 0% | 0% | 0% | 100% | 0% | 0% | 100% | 100% | 0% | 0% | 1
1301 | 0% | 0% | 0% | 100% | 0% | 0% | 100% | 100% | 0% | 0% | 1
1302 | 0% | 0% | 0% | 100% | 0% | 100% | 100% | 100% | 0% | 0% | 1
1303 | 0% | 0.9767% | 0% | 100% | 0% | 100% | 100% | 100% | 0% | 0.9767% | 1
1304 | 0% | 0.6488% | 0% | 100% | 0% | 100% | 100% | 100% | 0% | 0.6488% | 1
1305 | 0% | 0% | 0% | 100% | 0% | 0% | 100% | 100% | 0% | 0% | 1
1306 | 0% | 0% | 0% | 100% | 0% | 0% | 100% | 100% | 0% | 0% | 1
1307 | 3.74% | 0% | 0% | 100% | 0% | 0% | 100% | 100% | 3.74% | 0% | 1
1308 | 19.91% | 0% | 0% | 100% | 0% | 0% | 100% | 100% | 19.91% | 0% | 1
1309 | 24.39% | 0.1122% | 0% | 100% | 0% | 0% | 100% | 100% | 24.39% | 0.1122% | 1
1310 | 22.45% | 1.504% | 0% | 100% | 0% | 0% | 100% | 100% | 22.45% | 1.504% | 1
1311 | 13.57% | 2.273% | 0% | 100% | 0% | 0% | 100% | 100% | 13.57% | 2.273% | 1
1312 | 7.898% | 1.138% | 0% | 100% | 0% | 100% | 100% | 100% | 7.898% | 1.138% | 1
1313 | 0.6342% | 0.508% | 0% | 100% | 0% | 100% | 100% | 100% | 0.6342% | 0.508% | 1
1314 | 0% | 0.3097% | 0% | 100% | 0% | 100% | 100% | 100% | 0% | 0.3097% | 1
1315 | 0% | 0% | 0% | 100% | 0% | 100% | 100% | 100% | 0% | 0% | 1
1316 | 0% | 0% | 0% | 100% | 0% | 0% | 100% | 100% | 0% | 0% | 1
1317 | 0% | 0% | 0% | 100% | 0% | 0% | 100% | 100% | 0% | 0% | 1
1318 | 0% | 0% | 0% | 100% | 0% | 0% | 100% | 100% | 0% | 0% | 1
1319 | 0% | 0% | 0% | 100% | 0% | 0% | 100% | 100% | 0% | 0% | 1
1320 | 0% | 0% | 0% | 100% | 0% | 0% | 100% | 100% | 0% | 0% | 1
1321 | 0% | 0% | 0% | 100% | 0% | 0% | 100% | 100% | 0% | 0% | 1
1322 | 0% | 0% | 0% | 100% | 0% | 0% | 100% | 100% | 0% | 0% | 1
1323 | 0% | 0% | 0% | 100% | 0% | 0% | 100% | 100% | 0% | 0% | 1
1324 | 0% | 0% | 0% | 100% | 0% | 0% | 100% | 100% | 0% | 0% | 1
1325 | 0% | 0% | 0% | 100% | 0% | 0% | 100% | 100% | 0% | 0% | 1
1326 | 0% | 0% | 0% | 100% | 0% | 100% | 100% | 100% | 0% | 0% | 1
1327 | 0% | 0% | 0% | 100% | 0% | 100% | 100% | 100% | 0% | 0% | 1
1328 | 0% | 0% | 0% | 100% | 0% | 100% | 100% | 100% | 0% | 0% | 1
1329 | 0% | 0% | 0% | 100% | 0% | 0% | 100% | 100% | 0% | 0% | 1
1330 | 0% | 0% | 0% | 100% | 0% | 0% | 100% | 100% | 0% | 0% | 1
1331 | 0% | 0% | 0% | 100% | 0% | 0% | 100% | 100% | 0% | 0% | 1
1332 | 17.35% | 0% | 0% | 100% | 0% | 0% | 100% | 100% | 17.35% | 0% | 1
1333 | 22.47% | 0.05531% | 0% | 100% | 0% | 0% | 100% | 100% | 22.47% | 0.05531% | 1
1334 | 17.95% | 1.278% | 0% | 100% | 0% | 0% | 100% | 100% | 17.95% | 1.278% | 1
1335 | 7.943% | 2.719% | 0% | 100% | 0% | 0% | 100% | 100% | 7.943% | 2.719% | 1
1336 | 0.908% | 0.7571% | 0% | 100% | 0% | 100% | 100% | 100% | 0.908% | 0.7571% | 1
1337 | 0% | 0.09472% | 0% | 100% | 0% | 100% | 100% | 100% | 0% | 0.09472% | 1
1338 | 0% | 0% | 0% | 100% | 0% | 100% | 100% | 100% | 0% | 0% | 1
1339 | 0% | 0% | 0% | 100% | 0% | 100% | 100% | 100% | 0% | 0% | 1
1340 | 0% | 0% | 0% | 100% | 0% | 0% | 100% | 100% | 0% | 0% | 1
1341 | 0% | 0% | 0% | 100% | 0% | 0% | 100% | 100% | 0% | 0% | 1
1342 | 0% | 0% | 0% | 100% | 0% | 0% | 100% | 100% | 0% | 0% | 1
1343 | 0% | 0% | 0% | 100% | 0% | 0% | 100% | 100% | 0% | 0% | 1
1344 | 0% | 0% | 0% | 100% | 0% | 0% | 100% | 100% | 0% | 0% | 1
1345 | 0% | 0% | 0% | 100% | 0% | 0% | 100% | 100% | 0% | 0% | 1
1346 | 0% | 0% | 0% | 100% | 0% | 0% | 100% | 100% | 0% | 0% | 1
1347 | 0% | 0% | 0% | 100% | 0% | 0% | 100% | 100% | 0% | 0% | 1
1348 | 0% | 0% | 0% | 100% | 0% | 0% | 100% | 100% | 0% | 0% | 1
1349 | 0% | 0% | 0% | 100% | 0% | 0% | 100% | 100% | 0% | 0% | 1
1350 | 0% | 0% | 0% | 100% | 0% | 100% | 100% | 100% | 0% | 0% | 1
1351 | 0% | 0% | 0% | 100% | 0% | 100% | 100% | 100% | 0% | 0% | 1
1352 | 0% | 0% | 0% | 100% | 0% | 100% | 100% | 100% | 0% | 0% | 1
1353 | 0% | 0% | 0% | 100% | 0% | 0% | 100% | 100% | 0% | 0% | 1
1354 | 1.378% | 0% | 0% | 100% | 0% | 0% | 100% | 100% | 1.378% | 0% | 1
1355 | 11.29% | 0% | 0% | 100% | 0% | 0% | 100% | 100% | 11.29% | 0% | 1
1356 | 27.02% | 0.1304% | 0% | 100% | 0% | 0% | 100% | 100% | 27.02% | 0.1304% | 1
1357 | 27.1% | 0% | 0% | 100% | 0% | 0% | 100% | 100% | 27.1% | 0% | 1
1358 | 16.35% | 0.1424% | 0% | 100% | 0% | 0% | 100% | 100% | 16.35% | 0.1424% | 1
1359 | 6.315% | 1.543% | 0% | 100% | 0% | 0% | 100% | 100% | 6.315% | 1.543% | 1
1360 | 0% | 1.149% | 0% | 100% | 0% | 100% | 100% | 100% | 0% | 1.149% | 1
1361 | 0% | 0% | 0% | 100% | 0% | 100% | 100% | 100% | 0% | 0% | 1
1362 | 0% | 0% | 0% | 100% | 0% | 100% | 100% | 100% | 0% | 0% | 1
1363 | 0% | 0% | 0% | 100% | 0% | 100% | 100% | 100% | 0% | 0% | 1
1364 | 0% | 0% | 0% | 100% | 0% | 0% | 100% | 100% | 0% | 0% | 1
1365 | 0% | 0% | 0% | 100% | 0% | 0% | 100% | 100% | 0% | 0% | 1
1366 | 0% | 0% | 0% | 100% | 0% | 0% | 100% | 100% | 0% | 0% | 1
1367 | 0% | 0% | 0% | 100% | 0% | 0% | 100% | 100% | 0% | 0% | 1
1368 | 0% | 0% | 0% | 100% | 0% | 0% | 100% | 100% | 0% | 0% | 1
1369 | 0% | 0% | 0% | 100% | 0% | 0% | 100% | 100% | 0% | 0% | 1
1370 | 0% | 0% | 0% | 100% | 0% | 0% | 100% | 100% | 0% | 0% | 1
1371 | 0% | 0% | 0% | 100% | 0% | 0% | 100% | 100% | 0% | 0% | 1
1372 | 0% | 0% | 0% | 100% | 0% | 0% | 100% | 100% | 0% | 0% | 1
1373 | 0% | 0% | 0% | 100% | 0% | 0% | 100% | 100% | 0% | 0% | 1
1374 | 0% | 0% | 0% | 100% | 0% | 100% | 100% | 100% | 0% | 0% | 1
1375 | 0% | 0% | 0% | 100% | 0% | 100% | 100% | 100% | 0% | 0% | 1
1376 | 0% | 0% | 0% | 100% | 0% | 100% | 100% | 100% | 0% | 0% | 1
1377 | 0% | 0% | 0% | 100% | 0% | 0% | 100% | 100% | 0% | 0% | 1
1378 | 0% | 0% | 0% | 100% | 0% | 0% | 100% | 100% | 0% | 0% | 1
1379 | 2.489% | 0% | 0% | 100% | 0% | 0% | 100% | 100% | 2.489% | 0% | 1
1380 | 10.52% | 0% | 0% | 100% | 0% | 0% | 100% | 100% | 10.52% | 0% | 1
1381 | 10.44% | 0% | 0% | 100% | 0% | 0% | 100% | 100% | 10.44% | 0% | 1
1382 | 4.269% | 0% | 0% | 100% | 0% | 0% | 100% | 100% | 4.269% | 0% | 1
1383 | 1.538% | 0.4795% | 0% | 100% | 0% | 0% | 100% | 100% | 1.538% | 0.4795% | 1
1384 | 0% | 0.1853% | 0% | 100% | 0% | 100% | 100% | 100% | 0% | 0.1853% | 1
1385 | 0% | 0% | 0% | 100% | 0% | 100% | 100% | 100% | 0% | 0% | 1
1386 | 0% | 0% | 0% | 100% | 0% | 100% | 100% | 100% | 0% | 0% | 1
1387 | 0% | 0% | 0% | 100% | 0% | 100% | 100% | 100% | 0% | 0% | 1
1388 | 0% | 0% | 0% | 100% | 0% | 0% | 100% | 100% | 0% | 0% | 1
1389 | 0% | 0% | 0% | 100% | 0% | 0% | 100% | 100% | 0% | 0% | 1
1390 | 0% | 0% | 0% | 100% | 0% | 0% | 100% | 100% | 0% | 0% | 1
1391 | 0% | 0% | 0% | 100% | 0% | 0% | 100% | 100% | 0% | 0% | 1
1392 | 0% | 0% | 0% | 100% | 0% | 0% | 100% | 100% | 0% | 0% | 1
1393 | 0% | 0% | 0% | 100% | 0% | 0% | 100% | 100% | 0% | 0% | 1
1394 | 0% | 0% | 0% | 100% | 0% | 0% | 100% | 100% | 0% | 0% | 1
1395 | 0% | 0% | 0% | 100% | 0% | 0% | 100% | 100% | 0% | 0% | 1
1396 | 0% | 0% | 0% | 100% | 0% | 0% | 100% | 100% | 0% | 0% | 1
1397 | 0% | 0% | 0% | 100% | 0% | 0% | 100% | 100% | 0% | 0% | 1
1398 | 0% | 1.147% | 0% | 100% | 0% | 100% | 100% | 100% | 0% | 1.147% | 1
1399 | 0% | 4.341% | 0% | 100% | 0% | 100% | 100% | 100% | 0% | 4.341% | 1
1400 | 0% | 3.408% | 0% | 100% | 0% | 100% | 100% | 100% | 0% | 3.408% | 1
1401 | 0% | 1.292% | 0% | 100% | 0% | 0% | 100% | 100% | 0% | 1.292% | 1
1402 | 0% | 3.336% | 0% | 100% | 0% | 0% | 100% | 100% | 0% | 3.336% | 1
1403 | 0% | 3.367% | 0% | 100% | 0% | 0% | 100% | 100% | 0% | 3.367% | 1
1404 | 0% | 4.304% | 0% | 100% | 0% | 0% | 100% | 100% | 0% | 4.304% | 1
1405 | 0% | 4.543% | 0% | 100% | 0% | 0% | 100% | 100% | 0% | 4.543% | 1
1406 | 0% | 4.478% | 0% | 100% | 0% | 0% | 100% | 100% | 0% | 4.478% | 1
1407 | 0% | 4.031% | 0% | 100% | 0% | 0% | 100% | 100% | 0% | 4.031% | 1
1408 | 0% | 2.774% | 0% | 100% | 0% | 100% | 100% | 100% | 0% | 2.774% | 1
1409 | 0% | 1.282% | 0% | 100% | 0% | 100% | 100% | 100% | 0% | 1.282% | 1
1410 | 0% | 0% | 0% | 100% | 0% | 100% | 100% | 100% | 0% | 0% | 1
1411 | 0% | 0% | 0% | 100% | 0% | 100% | 100% | 100% | 0% | 0% | 1
1412 | 0% | 0% | 0% | 100% | 0% | 0% | 100% | 100% | 0% | 0% | 1
1413 | 0% | 0% | 0% | 100% | 0% | 0% | 100% | 100% | 0% | 0% | 1
1414 | 0% | 0% | 0% | 100% | 0% | 0% | 100% | 100% | 0% | 0% | 1
1415 | 0% | 0% | 0% | 100% | 0% | 0% | 100% | 100% | 0% | 0% | 1
1416 | 0% | 0% | 0% | 100% | 0% | 0% | 100% | 100% | 0% | 0% | 1
1417 | 0% | 0% | 0% | 100% | 0% | 0% | 100% | 100% | 0% | 0% | 1
1418 | 0% | 0% | 0% | 100% | 0% | 0% | 100% | 100% | 0% | 0% | 1
1419 | 0% | 0% | 0% | 100% | 0% | 0% | 100% | 100% | 0% | 0% | 1
1420 | 0% | 0% | 0% | 100% | 0% | 0% | 100% | 100% | 0% | 0% | 1
1421 | 0% | 0% | 0% | 100% | 0% | 0% | 100% | 100% | 0% | 0% | 1
1422 | 0% | 0% | 0% | 100% | 0% | 100% | 100% | 100% | 0% | 0% | 1
1423 | 0% | 2.213% | 0% | 100% | 0% | 100% | 100% | 100% | 0% | 2.213% | 1
1424 | 0% | 3.247% | 0% | 100% | 0% | 100% | 100% | 100% | 0% | 3.247% | 1
1425 | 0% | 1.904% | 0% | 100% | 0% | 0% | 100% | 100% | 0% | 1.904% | 1
1426 | 0% | 1.472% | 0% | 100% | 0% | 0% | 100% | 100% | 0% | 1.472% | 1
1427 | 0% | 1.029% | 0% | 100% | 0% | 0% | 100% | 100% | 0% | 1.029% | 1
1428 | 0% | 2.396% | 0% | 100% | 0% | 0% | 100% | 100% | 0% | 2.396% | 1
1429 | 0% | 3.437% | 0% | 100% | 0% | 0% | 100% | 100% | 0% | 3.437% | 1
1430 | 0% | 2.279% | 0% | 100% | 0% | 0% | 100% | 100% | 0% | 2.279% | 1
1431 | 0% | 1.455% | 0% | 100% | 0% | 0% | 100% | 100% | 0% | 1.455% | 1
1432 | 0% | 1.221% | 0% | 100% | 0% | 100% | 100% | 100% | 0% | 1.221% | 1
1433 | 0% | 0.9863% | 0% | 100% | 0% | 100% | 100% | 100% | 0% | 0.9863% | 1
1434 | 0% | 0% | 0% | 100% | 0% | 100% | 100% | 100% | 0% | 0% | 1
1435 | 0% | 0% | 0% | 100% | 0% | 100% | 100% | 100% | 0% | 0% | 1
1436 | 0% | 0.5535% | 0% | 100% | 0% | 0% | 100% | 100% | 0% | 0.5535% | 1
1437 | 0% | 0.4535% | 0% | 100% | 0% | 0% | 100% | 100% | 0% | 0.4535% | 1
1438 | 0% | 0% | 0% | 100% | 0% | 0% | 100% | 100% | 0% | 0% | 1
1439 | 0% | 0% | 0% | 100% | 0% | 0% | 100% | 100% | 0% | 0% | 1
1440 | 0% | 0% | 0% | 100% | 0% | 0% | 100% | 100% | 0% | 0% | 1
1441 | 0% | 0% | 0% | 100% | 0% | 0% | 100% | 100% | 0% | 0% | 1
1442 | 0% | 0% | 0% | 100% | 0% | 0% | 100% | 100% | 0% | 0% | 1
1443 | 0% | 0% | 0% | 100% | 0% | 0% | 100% | 100% | 0% | 0% | 1
1444 | 0% | 0% | 0% | 100% | 0% | 0% | 100% | 100% | 0% | 0% | 1
1445 | 0% | 0% | 0% | 100% | 0% | 0% | 100% | 100% | 0% | 0% | 1
1446 | 0% | 0% | 0% | 100% | 0% | 100% | 100% | 100% | 0% | 0% | 1
1447 | 0% | 3.578% | 0% | 100% | 0% | 100% | 100% | 100% | 0% | 3.578% | 1
1448 | 0% | 4.777% | 0% | 100% | 0% | 100% | 100% | 100% | 0% | 4.777% | 1
1449 | 0% | 2.81% | 0% | 100% | 0% | 0% | 100% | 100% | 0% | 2.81% | 1
1450 | 0% | 2.724% | 0% | 100% | 0% | 0% | 100% | 100% | 0% | 2.724% | 1
1451 | 0% | 3.033% | 0% | 100% | 0% | 0% | 100% | 100% | 0% | 3.033% | 1
1452 | 0% | 5.208% | 0% | 100% | 0% | 0% | 100% | 100% | 0% | 5.208% | 1
1453 | 0% | 5.166% | 0% | 100% | 0% | 0% | 100% | 100% | 0% | 5.166% | 1
1454 | 0% | 4.668% | 0% | 100% | 0% | 0% | 100% | 100% | 0% | 4.668% | 1
1455 | 0% | 3.614% | 0% | 100% | 0% | 0% | 100% | 100% | 0% | 3.614% | 1
1456 | 0% | 3.47% | 0% | 100% | 0% | 100% | 100% | 100% | 0% | 3.47% | 1
1457 | 0% | 1.371% | 0% | 100% | 0% | 100% | 100% | 100% | 0% | 1.371% | 1
1458 | 0% | 0% | 0% | 100% | 0% | 100% | 100% | 100% | 0% | 0% | 1
1459 | 0% | 0% | 0% | 100% | 0% | 100% | 100% | 100% | 0% | 0% | 1
1460 | 0% | 0% | 0% | 100% | 0% | 0% | 100% | 100% | 0% | 0% | 1
1461 | 0% | 0% | 0% | 100% | 0% | 0% | 100% | 100% | 0% | 0% | 1
1462 | 0% | 0% | 0% | 100% | 0% | 0% | 100% | 100% | 0% | 0% | 1
1463 | 0% | 0% | 0% | 100% | 0% | 0% | 100% | 100% | 0% | 0% | 1
1464 | 0% | 0% | 0% | 100% | 0% | 0% | 100% | 100% | 0% | 0% | 1
1465 | 0% | 0% | 0% | 100% | 0% | 0% | 100% | 100% | 0% | 0% | 1
1466 | 0% | 0% | 0% | 100% | 0% | 0% | 100% | 100% | 0% | 0% | 1
1467 | 0% | 0% | 0% | 100% | 0% | 0% | 100% | 100% | 0% | 0% | 1
1468 | 0% | 0% | 0% | 100% | 0% | 0% | 100% | 100% | 0% | 0% | 1
1469 | 0% | 0% | 0% | 100% | 0% | 0% | 100% | 100% | 0% | 0% | 1
1470 | 0% | 0% | 0% | 100% | 0% | 100% | 100% | 100% | 0% | 0% | 1
1471 | 0% | 0.8625% | 0% | 100% | 0% | 100% | 100% | 100% | 0% | 0.8625% | 1
1472 | 0% | 2.154% | 0% | 100% | 0% | 100% | 100% | 100% | 0% | 2.154% | 1
1473 | 0% | 2.007% | 0% | 100% | 0% | 0% | 100% | 100% | 0% | 2.007% | 1
1474 | 0% | 0.7629% | 0% | 100% | 0% | 0% | 100% | 100% | 0% | 0.7629% | 1
1475 | 1.366% | 2.91% | 0% | 100% | 0% | 0% | 100% | 100% | 1.366% | 2.91% | 1
1476 | 5.578% | 4.203% | 0% | 100% | 0% | 0% | 100% | 100% | 5.578% | 4.203% | 1
1477 | 11.62% | 4.092% | 0% | 100% | 0% | 0% | 100% | 100% | 11.62% | 4.092% | 1
1478 | 3.706% | 4.549% | 0% | 100% | 0% | 0% | 100% | 100% | 3.706% | 4.549% | 1
1479 | 5.984% | 2.866% | 0% | 100% | 0% | 0% | 100% | 100% | 5.984% | 2.866% | 1
1480 | 0% | 1.285% | 0% | 100% | 0% | 100% | 100% | 100% | 0% | 1.285% | 1
1481 | 0% | 0% | 0% | 100% | 0% | 100% | 100% | 100% | 0% | 0% | 1
1482 | 0% | 0% | 0% | 100% | 0% | 100% | 100% | 100% | 0% | 0% | 1
1483 | 0% | 0% | 0% | 100% | 0% | 100% | 100% | 100% | 0% | 0% | 1
1484 | 0% | 0% | 0% | 100% | 0% | 0% | 100% | 100% | 0% | 0% | 1
1485 | 0% | 0% | 0% | 100% | 0% | 0% | 100% | 100% | 0% | 0% | 1
1486 | 0% | 0% | 0% | 100% | 0% | 0% | 100% | 100% | 0% | 0% | 1
1487 | 0% | 0% | 0% | 100% | 0% | 0% | 100% | 100% | 0% | 0% | 1
1488 | 0% | 0% | 0% | 100% | 0% | 0% | 100% | 100% | 0% | 0% | 1
1489 | 0% | 0% | 0% | 100% | 0% | 0% | 100% | 100% | 0% | 0% | 1
1490 | 0% | 0% | 0% | 100% | 0% | 0% | 100% | 100% | 0% | 0% | 1
1491 | 0% | 0% | 0% | 100% | 0% | 0% | 100% | 100% | 0% | 0% | 1
1492 | 0% | 0% | 0% | 100% | 0% | 0% | 100% | 100% | 0% | 0% | 1
1493 | 0% | 0% | 0% | 100% | 0% | 0% | 100% | 100% | 0% | 0% | 1
1494 | 0% | 0% | 0% | 100% | 0% | 100% | 100% | 100% | 0% | 0% | 1
1495 | 0% | 0% | 0% | 100% | 0% | 100% | 100% | 100% | 0% | 0% | 1
1496 | 0% | 0.1936% | 0% | 100% | 0% | 100% | 100% | 100% | 0% | 0.1936% | 1
1497 | 0% | 0.7971% | 0% | 100% | 0% | 0% | 100% | 100% | 0% | 0.7971% | 1
1498 | 0% | 0.5639% | 0% | 100% | 0% | 0% | 100% | 100% | 0% | 0.5639% | 1
1499 | 11.22% | 2.003% | 0% | 100% | 0% | 0% | 100% | 100% | 11.22% | 2.003% | 1
1500 | 21.56% | 3.068% | 0% | 100% | 0% | 0% | 100% | 100% | 21.56% | 3.068% | 1
1501 | 31.81% | 3.429% | 0% | 100% | 0% | 0% | 100% | 100% | 31.81% | 3.429% | 1
1502 | 26% | 4.406% | 0% | 100% | 0% | 0% | 100% | 100% | 26% | 4.406% | 1
1503 | 15.19% | 2.512% | 0% | 100% | 0% | 0% | 100% | 100% | 15.19% | 2.512% | 1
1504 | 2.821% | 0% | 0% | 100% | 0% | 100% | 100% | 100% | 2.821% | 0% | 1
1505 | 0% | 0% | 0% | 100% | 0% | 100% | 100% | 100% | 0% | 0% | 1
1506 | 0% | 0% | 0% | 100% | 0% | 100% | 100% | 100% | 0% | 0% | 1
1507 | 0% | 0% | 0% | 100% | 0% | 100% | 100% | 100% | 0% | 0% | 1
1508 | 0% | 0% | 0% | 100% | 0% | 0% | 100% | 100% | 0% | 0% | 1
1509 | 0% | 0% | 0% | 100% | 0% | 0% | 100% | 100% | 0% | 0% | 1
1510 | 0% | 0% | 0% | 100% | 0% | 0% | 100% | 100% | 0% | 0% | 1
1511 | 0% | 0% | 0% | 100% | 0% | 0% | 100% | 100% | 0% | 0% | 1
1512 | 0% | 0% | 0% | 100% | 0% | 0% | 100% | 100% | 0% | 0% | 1
1513 | 0% | 0% | 0% | 100% | 0% | 0% | 100% | 100% | 0% | 0% | 1
1514 | 0% | 0% | 0% | 100% | 0% | 0% | 100% | 100% | 0% | 0% | 1
1515 | 0% | 0% | 0% | 100% | 0% | 0% | 100% | 100% | 0% | 0% | 1
1516 | 0% | 0% | 0% | 100% | 0% | 0% | 100% | 100% | 0% | 0% | 1
1517 | 0% | 0% | 0% | 100% | 0% | 0% | 100% | 100% | 0% | 0% | 1
1518 | 0% | 0% | 0% | 100% | 0% | 100% | 100% | 100% | 0% | 0% | 1
1519 | 0% | 0% | 0% | 100% | 0% | 100% | 100% | 100% | 0% | 0% | 1
1520 | 0% | 0% | 0% | 100% | 0% | 100% | 100% | 100% | 0% | 0% | 1
1521 | 0% | 0% | 0% | 100% | 0% | 0% | 100% | 100% | 0% | 0% | 1
1522 | 8.153% | 0% | 0% | 100% | 0% | 0% | 100% | 100% | 8.153% | 0% | 1
1523 | 23% | 0% | 0% | 100% | 0% | 0% | 100% | 100% | 23% | 0% | 1
1524 | 33.99% | 1.063% | 0% | 100% | 0% | 0% | 100% | 100% | 33.99% | 1.063% | 1
1525 | 43.82% | 2.181% | 0% | 100% | 0% | 0% | 100% | 100% | 43.82% | 2.181% | 1
1526 | 41.01% | 1.932% | 0% | 100% | 0% | 0% | 100% | 100% | 41.01% | 1.932% | 1
1527 | 33.52% | 0.7751% | 0% | 100% | 0% | 0% | 100% | 100% | 33.52% | 0.7751% | 1
1528 | 20.05% | 0% | 0% | 100% | 0% | 100% | 100% | 100% | 20.05% | 0% | 1
1529 | 4.484% | 0% | 0% | 100% | 0% | 100% | 100% | 100% | 4.484% | 0% | 1
1530 | 0% | 0% | 0% | 100% | 0% | 100% | 100% | 100% | 0% | 0% | 1
1531 | 0% | 0% | 0% | 100% | 0% | 100% | 100% | 100% | 0% | 0% | 1
1532 | 0% | 0% | 0% | 100% | 0% | 0% | 100% | 100% | 0% | 0% | 1
1533 | 0% | 0% | 0% | 100% | 0% | 0% | 100% | 100% | 0% | 0% | 1
1534 | 0% | 0% | 0% | 100% | 0% | 0% | 100% | 100% | 0% | 0% | 1
1535 | 0% | 0% | 0% | 100% | 0% | 0% | 100% | 100% | 0% | 0% | 1
1536 | 0% | 0% | 0% | 100% | 0% | 0% | 100% | 100% | 0% | 0% | 1
1537 | 0% | 0% | 0% | 87.4% | 0% | 0% | 100% | 100% | 0% | 0% | 1
1538 | 0% | 0% | 0% | 87.4% | 0% | 0% | 100% | 100% | 0% | 0% | 1
1539 | 0% | 0% | 0% | 87.4% | 0% | 0% | 100% | 100% | 0% | 0% | 1
1540 | 0% | 0% | 0% | 87.4% | 0% | 0% | 100% | 100% | 0% | 0% | 1
1541 | 0% | 0% | 0% | 87.4% | 0% | 0% | 100% | 100% | 0% | 0% | 1
1542 | 0% | 0% | 0.04053% | 87.4% | 0% | 100% | 100% | 100% | 0% | 0% | 1
1543 | 0% | 0% | 0% | 87.4% | 0% | 100% | 100% | 100% | 0% | 0% | 1
1544 | 0% | 0% | 0% | 87.4% | 0% | 100% | 100% | 100% | 0% | 0% | 1
1545 | 4.41% | 0% | 0% | 87.4% | 0% | 0% | 100% | 100% | 4.41% | 0% | 1
1546 | 20.59% | 0% | 0% | 87.4% | 0% | 0% | 100% | 100% | 20.59% | 0% | 1
1547 | 34.81% | 0% | 0% | 87.4% | 0% | 0% | 100% | 100% | 34.81% | 0% | 1
1548 | 55.61% | 0% | 0% | 87.4% | 0% | 0% | 100% | 100% | 55.61% | 0% | 1
1549 | 58.88% | 0.9369% | 0% | 87.4% | 0% | 0% | 100% | 100% | 58.88% | 0.9369% | 1
1550 | 48.47% | 1.879% | 0% | 87.4% | 0% | 0% | 100% | 100% | 48.47% | 1.879% | 1
1551 | 40.78% | 0.9841% | 0% | 87.4% | 0% | 0% | 100% | 100% | 40.78% | 0.9841% | 1
1552 | 27.96% | 0% | 0% | 87.4% | 0% | 100% | 100% | 100% | 27.96% | 0% | 1
1553 | 8.026% | 0% | 0.4292% | 87.4% | 0% | 100% | 100% | 100% | 8.026% | 0% | 1
1554 | 0% | 0% | 0% | 87.4% | 0% | 100% | 100% | 100% | 0% | 0% | 1
1555 | 0% | 0% | 0.3348% | 87.4% | 0% | 100% | 100% | 100% | 0% | 0% | 1
1556 | 0% | 0% | 0.9399% | 87.4% | 0% | 0% | 100% | 100% | 0% | 0% | 1
1557 | 0% | 0% | 3.249% | 87.4% | 0% | 0% | 100% | 100% | 0% | 0% | 1
1558 | 0% | 0% | 2.673% | 87.4% | 0% | 0% | 100% | 100% | 0% | 0% | 1
1559 | 0% | 0% | 2.369% | 87.4% | 0% | 0% | 100% | 100% | 0% | 0% | 1
1560 | 0% | 0% | 1.563% | 87.4% | 0% | 0% | 100% | 100% | 0% | 0% | 1
1561 | 0% | 0% | 0.5301% | 87.4% | 0% | 0% | 100% | 100% | 0% | 0% | 1
1562 | 0% | 0% | 0% | 87.4% | 0% | 0% | 100% | 100% | 0% | 0% | 1
1563 | 0% | 0% | 0% | 87.4% | 0% | 0% | 100% | 100% | 0% | 0% | 1
1564 | 0% | 0% | 0% | 87.4% | 0% | 0% | 100% | 100% | 0% | 0% | 1
1565 | 0% | 0% | 0% | 87.4% | 0% | 0% | 100% | 100% | 0% | 0% | 1
1566 | 0% | 0% | 0% | 87.4% | 0% | 100% | 100% | 100% | 0% | 0% | 1
1567 | 0% | 0% | 0% | 87.4% | 0% | 100% | 100% | 100% | 0% | 0% | 1
1568 | 0% | 0% | 0% | 87.4% | 0% | 100% | 100% | 100% | 0% | 0% | 1
1569 | 4.802% | 0% | 0% | 87.4% | 0% | 0% | 100% | 100% | 4.802% | 0% | 1
1570 | 17.49% | 0% | 0% | 87.4% | 0% | 0% | 100% | 100% | 17.49% | 0% | 1
1571 | 31.73% | 0% | 0.4712% | 87.4% | 0% | 0% | 100% | 100% | 31.73% | 0% | 1
1572 | 55.78% | 0.9876% | 1.01% | 87.4% | 0% | 0% | 100% | 100% | 55.78% | 0.9876% | 1
1573 | 47.22% | 2.416% | 1.023% | 87.4% | 0% | 0% | 100% | 100% | 47.22% | 2.416% | 1
1574 | 39.05% | 3.013% | 0.7489% | 87.4% | 0% | 0% | 100% | 100% | 39.05% | 3.013% | 1
1575 | 25.12% | 3.326% | 0.5793% | 87.4% | 0% | 0% | 100% | 100% | 25.12% | 3.326% | 1
1576 | 13.83% | 2.297% | 0.4448% | 87.4% | 0% | 100% | 100% | 100% | 13.83% | 2.297% | 1
1577 | 1.355% | 0% | 0.4714% | 87.4% | 0% | 100% | 100% | 100% | 1.355% | 0% | 1
1578 | 0% | 0% | 0.324% | 87.4% | 0% | 100% | 100% | 100% | 0% | 0% | 1
1579 | 0% | 0% | 0.1369% | 87.4% | 0% | 100% | 100% | 100% | 0% | 0% | 1
1580 | 0% | 0% | 0% | 87.4% | 0% | 0% | 100% | 100% | 0% | 0% | 1
1581 | 0% | 0% | 0% | 87.4% | 0% | 0% | 100% | 100% | 0% | 0% | 1
1582 | 0% | 0% | 0% | 87.4% | 0% | 0% | 100% | 100% | 0% | 0% | 1
1583 | 0% | 0% | 0% | 87.4% | 0% | 0% | 100% | 100% | 0% | 0% | 1
1584 | 0% | 0% | 0% | 87.4% | 0% | 0% | 100% | 100% | 0% | 0% | 1
1585 | 0% | 0% | 0% | 87.4% | 0% | 0% | 100% | 100% | 0% | 0% | 1
1586 | 0% | 0% | 0% | 87.4% | 0% | 0% | 100% | 100% | 0% | 0% | 1
1587 | 0% | 0% | 0% | 87.4% | 0% | 0% | 100% | 100% | 0% | 0% | 1
1588 | 0% | 0% | 0% | 87.4% | 0% | 0% | 100% | 100% | 0% | 0% | 1
1589 | 0% | 0% | 0% | 87.4% | 0% | 0% | 100% | 100% | 0% | 0% | 1
1590 | 0% | 0% | 0% | 87.4% | 0% | 100% | 100% | 100% | 0% | 0% | 1
1591 | 0% | 0% | 0% | 87.4% | 0% | 100% | 100% | 100% | 0% | 0% | 1
1592 | 0% | 0% | 0% | 87.4% | 0% | 100% | 100% | 100% | 0% | 0% | 1
1593 | 4.57% | 0% | 0% | 87.4% | 0% | 0% | 100% | 100% | 4.57% | 0% | 1
1594 | 20.3% | 0% | 0% | 87.4% | 0% | 0% | 100% | 100% | 20.3% | 0% | 1
1595 | 31.77% | 0% | 0% | 87.4% | 0% | 0% | 100% | 100% | 31.77% | 0% | 1
1596 | 50.22% | 2.009% | 0% | 87.4% | 0% | 0% | 100% | 100% | 50.22% | 2.009% | 1
1597 | 38.13% | 3.659% | 0% | 87.4% | 0% | 0% | 100% | 100% | 38.13% | 3.659% | 1
1598 | 37.05% | 5.074% | 0% | 87.4% | 0% | 0% | 100% | 100% | 37.05% | 5.074% | 1
1599 | 21.13% | 5.981% | 0% | 87.4% | 0% | 0% | 100% | 100% | 21.13% | 5.981% | 1
1600 | 9.021% | 4.398% | 0% | 87.4% | 0% | 100% | 100% | 100% | 9.021% | 4.398% | 1
1601 | 0% | 1.482% | 0% | 87.4% | 0% | 100% | 100% | 100% | 0% | 1.482% | 1
1602 | 0% | 0% | 0% | 87.4% | 0% | 100% | 100% | 100% | 0% | 0% | 1
1603 | 0% | 0% | 0% | 87.4% | 0% | 100% | 100% | 100% | 0% | 0% | 1
1604 | 0% | 0% | 0% | 87.4% | 0% | 0% | 100% | 100% | 0% | 0% | 1
1605 | 0% | 0% | 0% | 87.4% | 0% | 0% | 100% | 100% | 0% | 0% | 1
1606 | 0% | 0% | 0% | 87.4% | 0% | 0% | 100% | 100% | 0% | 0% | 1
1607 | 0% | 0% | 0% | 87.4% | 0% | 0% | 100% | 100% | 0% | 0% | 1
1608 | 0% | 0% | 0% | 87.4% | 0% | 0% | 100% | 100% | 0% | 0% | 1
1609 | 0% | 0% | 0% | 87.4% | 0% | 0% | 100% | 100% | 0% | 0% | 1
1610 | 0% | 0% | 0% | 87.4% | 0% | 0% | 100% | 100% | 0% | 0% | 1
1611 | 0% | 0% | 0% | 87.4% | 0% | 0% | 100% | 100% | 0% | 0% | 1
1612 | 0% | 0% | 0% | 87.4% | 0% | 0% | 100% | 100% | 0% | 0% | 1
1613 | 0% | 0% | 0% | 87.4% | 0% | 0% | 100% | 100% | 0% | 0% | 1
1614 | 0% | 0% | 0% | 87.4% | 0% | 100% | 100% | 100% | 0% | 0% | 1
1615 | 0% | 0% | 0% | 87.4% | 0% | 100% | 100% | 100% | 0% | 0% | 1
1616 | 0% | 0% | 0% | 87.4% | 0% | 100% | 100% | 100% | 0% | 0% | 1
1617 | 0% | 0% | 0% | 87.4% | 0% | 0% | 100% | 100% | 0% | 0% | 1
1618 | 4.014% | 0% | 0% | 87.4% | 0% | 0% | 100% | 100% | 4.014% | 0% | 1
1619 | 25.39% | 0% | 0% | 87.4% | 0% | 0% | 100% | 100% | 25.39% | 0% | 1
1620 | 40.33% | 0.5666% | 0% | 87.4% | 0% | 0% | 100% | 100% | 40.33% | 0.5666% | 1
1621 | 16.88% | 1.691% | 0% | 87.4% | 0% | 0% | 100% | 100% | 16.88% | 1.691% | 1
1622 | 10.37% | 3.119% | 0% | 87.4% | 0% | 0% | 100% | 100% | 10.37% | 3.119% | 1
1623 | 9.143% | 5.065% | 0% | 87.4% | 0% | 0% | 100% | 100% | 9.143% | 5.065% | 1
1624 | 5.917% | 4.202% | 0% | 87.4% | 0% | 100% | 100% | 100% | 5.917% | 4.202% | 1
1625 | 0.2065% | 2.061% | 0% | 87.4% | 0% | 100% | 100% | 100% | 0.2065% | 2.061% | 1
1626 | 0% | 0% | 0% | 87.4% | 0% | 100% | 100% | 100% | 0% | 0% | 1
1627 | 0% | 1.397% | 0% | 87.4% | 0% | 100% | 100% | 100% | 0% | 1.397% | 1
1628 | 0% | 0% | 0% | 87.4% | 0% | 0% | 100% | 100% | 0% | 0% | 1
1629 | 0% | 0% | 0% | 87.4% | 0% | 0% | 100% | 100% | 0% | 0% | 1
1630 | 0% | 0% | 0% | 87.4% | 0% | 0% | 100% | 100% | 0% | 0% | 1
1631 | 0% | 0% | 0% | 87.4% | 0% | 0% | 100% | 100% | 0% | 0% | 1
1632 | 0% | 0% | 0% | 87.4% | 0% | 0% | 100% | 100% | 0% | 0% | 1
1633 | 0% | 0% | 0% | 87.4% | 0% | 0% | 100% | 100% | 0% | 0% | 1
1634 | 0% | 0% | 0% | 87.4% | 0% | 0% | 100% | 100% | 0% | 0% | 1
1635 | 0% | 0% | 0% | 87.4% | 0% | 0% | 100% | 100% | 0% | 0% | 1
1636 | 0% | 0% | 0% | 87.4% | 0% | 0% | 100% | 100% | 0% | 0% | 1
1637 | 0% | 0% | 0% | 87.4% | 0% | 0% | 100% | 100% | 0% | 0% | 1
1638 | 0% | 0% | 0% | 87.4% | 0% | 100% | 100% | 100% | 0% | 0% | 1
1639 | 0% | 0% | 0% | 87.4% | 0% | 100% | 100% | 100% | 0% | 0% | 1
1640 | 0% | 0% | 0% | 87.4% | 0% | 100% | 100% | 100% | 0% | 0% | 1
1641 | 0% | 0% | 0% | 87.4% | 0% | 0% | 100% | 100% | 0% | 0% | 1
1642 | 0% | 0% | 0% | 87.4% | 0% | 0% | 100% | 100% | 0% | 0% | 1
1643 | 11.88% | 0% | 0% | 87.4% | 0% | 0% | 100% | 100% | 11.88% | 0% | 1
1644 | 21.22% | 0% | 0% | 87.4% | 0% | 0% | 100% | 100% | 21.22% | 0% | 1
1645 | 5.651% | 0% | 0% | 87.4% | 0% | 0% | 100% | 100% | 5.651% | 0% | 1
1646 | 3.113% | 0% | 0% | 87.4% | 0% | 0% | 100% | 100% | 3.113% | 0% | 1
1647 | 5.104% | 1.017% | 0% | 87.4% | 0% | 0% | 100% | 100% | 5.104% | 1.017% | 1
1648 | 5.643% | 0% | 0.364% | 87.4% | 0% | 100% | 100% | 100% | 5.643% | 0% | 1
1649 | 0% | 0% | 2.453% | 87.4% | 0% | 100% | 100% | 100% | 0% | 0% | 1
1650 | 0% | 0% | 3.039% | 87.4% | 0% | 100% | 100% | 100% | 0% | 0% | 1
1651 | 0% | 0% | 2.719% | 87.4% | 0% | 100% | 100% | 100% | 0% | 0% | 1
1652 | 0% | 0% | 1.452% | 87.4% | 0% | 0% | 100% | 100% | 0% | 0% | 1
1653 | 0% | 0% | 0.8618% | 87.4% | 0% | 0% | 100% | 100% | 0% | 0% | 1
1654 | 0% | 0% | 0.3962% | 87.4% | 0% | 0% | 100% | 100% | 0% | 0% | 1
1655 | 0% | 0% | 0.1879% | 87.4% | 0% | 0% | 100% | 100% | 0% | 0% | 1
1656 | 0% | 0% | 0% | 87.4% | 0% | 0% | 100% | 100% | 0% | 0% | 1
1657 | 0% | 0% | 0% | 87.4% | 0% | 0% | 100% | 100% | 0% | 0% | 1
1658 | 0% | 0% | 0% | 87.4% | 0% | 0% | 100% | 100% | 0% | 0% | 1
1659 | 0% | 0% | 0% | 87.4% | 0% | 0% | 100% | 100% | 0% | 0% | 1
1660 | 0% | 0% | 0% | 87.4% | 0% | 0% | 100% | 100% | 0% | 0% | 1
1661 | 0% | 0% | 0% | 87.4% | 0% | 0% | 100% | 100% | 0% | 0% | 1
1662 | 0% | 0% | 0% | 87.4% | 0% | 100% | 100% | 100% | 0% | 0% | 1
1663 | 0% | 0% | 0% | 87.4% | 0% | 100% | 100% | 100% | 0% | 0% | 1
1664 | 0% | 0% | 0% | 87.4% | 0% | 100% | 100% | 100% | 0% | 0% | 1
1665 | 0% | 0% | 0% | 87.4% | 0% | 0% | 100% | 100% | 0% | 0% | 1
1666 | 0% | 0% | 0% | 87.4% | 0% | 0% | 100% | 100% | 0% | 0% | 1
1667 | 12.99% | 0% | 0% | 87.4% | 0% | 0% | 100% | 100% | 12.99% | 0% | 1
1668 | 16.38% | 0% | 0% | 87.4% | 0% | 0% | 100% | 100% | 16.38% | 0% | 1
1669 | 8.089% | 0% | 0% | 87.4% | 0% | 0% | 100% | 100% | 8.089% | 0% | 1
1670 | 5.3% | 0% | 0% | 87.4% | 0% | 0% | 100% | 100% | 5.3% | 0% | 1
1671 | 7.574% | 0% | 0% | 87.4% | 0% | 0% | 100% | 100% | 7.574% | 0% | 1
1672 | 8.116% | 0% | 0% | 87.4% | 0% | 100% | 100% | 100% | 8.116% | 0% | 1
1673 | 0% | 0% | 0% | 87.4% | 0% | 100% | 100% | 100% | 0% | 0% | 1
1674 | 0% | 0% | 0% | 87.4% | 0% | 100% | 100% | 100% | 0% | 0% | 1
1675 | 0% | 0% | 0% | 87.4% | 0% | 100% | 100% | 100% | 0% | 0% | 1
1676 | 0% | 0% | 0% | 87.4% | 0% | 0% | 100% | 100% | 0% | 0% | 1
1677 | 0% | 0% | 0% | 87.4% | 0% | 0% | 100% | 100% | 0% | 0% | 1
1678 | 0% | 0% | 0% | 87.4% | 0% | 0% | 100% | 100% | 0% | 0% | 1
1679 | 0% | 0% | 0% | 87.4% | 0% | 0% | 100% | 100% | 0% | 0% | 1
1680 | 0% | 0% | 0.2544% | 87.4% | 0% | 0% | 100% | 100% | 0% | 0% | 1
1681 | 0% | 0% | 1.829% | 87.4% | 0% | 0% | 100% | 100% | 0% | 0% | 1
1682 | 0% | 0% | 0% | 87.4% | 0% | 0% | 100% | 100% | 0% | 0% | 1
1683 | 0% | 0% | 0% | 87.4% | 0% | 0% | 100% | 100% | 0% | 0% | 1
1684 | 0% | 0% | 0% | 87.4% | 0% | 0% | 100% | 100% | 0% | 0% | 1
1685 | 0% | 0% | 1.557% | 87.4% | 0% | 0% | 100% | 100% | 0% | 0% | 1
1686 | 0% | 0% | 1.966% | 87.4% | 0% | 100% | 100% | 100% | 0% | 0% | 1
1687 | 0% | 0% | 1.913% | 87.4% | 0% | 100% | 100% | 100% | 0% | 0% | 1
1688 | 0% | 0% | 1.879% | 87.4% | 0% | 100% | 100% | 100% | 0% | 0% | 1
1689 | 0% | 0% | 1.758% | 87.4% | 0% | 0% | 100% | 100% | 0% | 0% | 1
1690 | 0% | 0% | 1.66% | 87.4% | 0% | 0% | 100% | 100% | 0% | 0% | 1
1691 | 10.53% | 0% | 0.6037% | 87.4% | 0% | 0% | 100% | 100% | 10.53% | 0% | 1
1692 | 12.16% | 0% | 0% | 87.4% | 0% | 0% | 100% | 100% | 12.16% | 0% | 1
1693 | 13.82% | 0.1705% | 0% | 87.4% | 0% | 0% | 100% | 100% | 13.82% | 0.1705% | 1
1694 | 13.68% | 2.001% | 0.1784% | 87.4% | 0% | 0% | 100% | 100% | 13.68% | 2.001% | 1
1695 | 11.31% | 1.47% | 0% | 87.4% | 0% | 0% | 100% | 100% | 11.31% | 1.47% | 1
1696 | 1.451% | 1.602% | 0% | 87.4% | 0% | 100% | 100% | 100% | 1.451% | 1.602% | 1
1697 | 0% | 2.049% | 0% | 87.4% | 0% | 100% | 100% | 100% | 0% | 2.049% | 1
1698 | 0% | 1.291% | 0% | 87.4% | 0% | 100% | 100% | 100% | 0% | 1.291% | 1
1699 | 0% | 0% | 0% | 87.4% | 0% | 100% | 100% | 100% | 0% | 0% | 1
1700 | 0% | 0.4226% | 0% | 87.4% | 0% | 0% | 100% | 100% | 0% | 0.4226% | 1
1701 | 0% | 0.322% | 0% | 87.4% | 0% | 0% | 100% | 100% | 0% | 0.322% | 1
1702 | 0% | 0.2278% | 0% | 87.4% | 0% | 0% | 100% | 100% | 0% | 0.2278% | 1
1703 | 0% | 0% | 0% | 87.4% | 0% | 0% | 100% | 100% | 0% | 0% | 1
1704 | 0% | 0% | 0% | 87.4% | 0% | 0% | 100% | 100% | 0% | 0% | 1
1705 | 0% | 0% | 0% | 87.4% | 0% | 0% | 100% | 100% | 0% | 0% | 1
1706 | 0% | 0% | 0% | 87.4% | 0% | 0% | 100% | 100% | 0% | 0% | 1
1707 | 0% | 0% | 0% | 87.4% | 0% | 0% | 100% | 100% | 0% | 0% | 1
1708 | 0% | 0% | 0% | 87.4% | 0% | 0% | 100% | 100% | 0% | 0% | 1
1709 | 0% | 0% | 0% | 87.4% | 0% | 0% | 100% | 100% | 0% | 0% | 1
1710 | 0% | 0% | 0% | 87.4% | 0% | 100% | 100% | 100% | 0% | 0% | 1
1711 | 0% | 0% | 0% | 87.4% | 0% | 100% | 100% | 100% | 0% | 0% | 1
1712 | 0% | 0% | 0% | 87.4% | 0% | 100% | 100% | 100% | 0% | 0% | 1
1713 | 0% | 0% | 0% | 87.4% | 0% | 0% | 100% | 100% | 0% | 0% | 1
1714 | 1.954% | 0% | 0% | 87.4% | 0% | 0% | 100% | 100% | 1.954% | 0% | 1
1715 | 19.39% | 0.2644% | 0% | 87.4% | 0% | 0% | 100% | 100% | 19.39% | 0.2644% | 1
1716 | 18.6% | 1.818% | 0% | 87.4% | 0% | 0% | 100% | 100% | 18.6% | 1.818% | 1
1717 | 18.4% | 2.058% | 0% | 87.4% | 0% | 0% | 100% | 100% | 18.4% | 2.058% | 1
1718 | 11.54% | 2.579% | 0% | 87.4% | 0% | 0% | 100% | 100% | 11.54% | 2.579% | 1
1719 | 11.6% | 1.458% | 0% | 87.4% | 0% | 0% | 100% | 100% | 11.6% | 1.458% | 1
1720 | 0% | 0.5968% | 0% | 87.4% | 0% | 100% | 100% | 100% | 0% | 0.5968% | 1
1721 | 0% | 0% | 0% | 87.4% | 0% | 100% | 100% | 100% | 0% | 0% | 1
1722 | 0% | 0% | 0% | 87.4% | 0% | 100% | 100% | 100% | 0% | 0% | 1
1723 | 0% | 0% | 0% | 87.4% | 0% | 100% | 100% | 100% | 0% | 0% | 1
1724 | 0% | 0% | 0% | 87.4% | 0% | 0% | 100% | 100% | 0% | 0% | 1
1725 | 0% | 0% | 0% | 87.4% | 0% | 0% | 100% | 100% | 0% | 0% | 1
1726 | 0% | 0% | 0% | 87.4% | 0% | 0% | 100% | 100% | 0% | 0% | 1
1727 | 0% | 0% | 0% | 87.4% | 0% | 0% | 100% | 100% | 0% | 0% | 1
1728 | 0% | 0% | 0% | 87.4% | 0% | 0% | 100% | 100% | 0% | 0% | 1
1729 | 0% | 0% | 0% | 100% | 0% | 0% | 100% | 100% | 0% | 0% | 1
1730 | 0% | 0% | 0% | 100% | 0% | 0% | 100% | 100% | 0% | 0% | 1
1731 | 0% | 0% | 0% | 100% | 0% | 0% | 100% | 100% | 0% | 0% | 1
1732 | 0% | 0% | 0% | 100% | 0% | 0% | 100% | 100% | 0% | 0% | 1
1733 | 0% | 0% | 0% | 100% | 0% | 0% | 100% | 100% | 0% | 0% | 1
1734 | 0% | 0% | 0% | 100% | 0% | 100% | 100% | 100% | 0% | 0% | 1
1735 | 0% | 0% | 0% | 100% | 0% | 100% | 100% | 100% | 0% | 0% | 1
1736 | 0% | 0% | 0% | 100% | 0% | 100% | 100% | 100% | 0% | 0% | 1
1737 | 0% | 0% | 0% | 100% | 0% | 0% | 100% | 100% | 0% | 0% | 1
1738 | 1.729% | 0% | 0% | 100% | 0% | 0% | 100% | 100% | 1.729% | 0% | 1
1739 | 16.71% | 0% | 0% | 100% | 0% | 0% | 100% | 100% | 16.71% | 0% | 1
1740 | 18.35% | 0% | 0% | 100% | 0% | 0% | 100% | 100% | 18.35% | 0% | 1
1741 | 15.66% | 0.9962% | 0% | 100% | 0% | 0% | 100% | 100% | 15.66% | 0.9962% | 1
1742 | 5.316% | 0.5483% | 0% | 100% | 0% | 0% | 100% | 100% | 5.316% | 0.5483% | 1
1743 | 1.827% | 0% | 0% | 100% | 0% | 0% | 100% | 100% | 1.827% | 0% | 1
1744 | 0% | 0% | 0% | 100% | 0% | 100% | 100% | 100% | 0% | 0% | 1
1745 | 0% | 0% | 0% | 100% | 0% | 100% | 100% | 100% | 0% | 0% | 1
1746 | 0% | 0% | 0% | 100% | 0% | 100% | 100% | 100% | 0% | 0% | 1
1747 | 0% | 0% | 0% | 100% | 0% | 100% | 100% | 100% | 0% | 0% | 1
1748 | 0% | 0% | 0% | 100% | 0% | 0% | 100% | 100% | 0% | 0% | 1
1749 | 0% | 0% | 0% | 100% | 0% | 0% | 100% | 100% | 0% | 0% | 1
1750 | 0% | 0% | 0% | 100% | 0% | 0% | 100% | 100% | 0% | 0% | 1
1751 | 0% | 0% | 0% | 100% | 0% | 0% | 100% | 100% | 0% | 0% | 1
1752 | 0% | 0% | 0% | 100% | 0% | 0% | 100% | 100% | 0% | 0% | 1
1753 | 0% | 0% | 0% | 100% | 0% | 0% | 100% | 100% | 0% | 0% | 1
1754 | 0% | 0% | 0% | 100% | 0% | 0% | 100% | 100% | 0% | 0% | 1
1755 | 0% | 0% | 0% | 100% | 0% | 0% | 100% | 100% | 0% | 0% | 1
1756 | 0% | 0% | 0% | 100% | 0% | 0% | 100% | 100% | 0% | 0% | 1
1757 | 0% | 0% | 0% | 100% | 0% | 0% | 100% | 100% | 0% | 0% | 1
1758 | 0% | 0% | 0% | 100% | 0% | 100% | 100% | 100% | 0% | 0% | 1
1759 | 0% | 0% | 0% | 100% | 0% | 100% | 100% | 100% | 0% | 0% | 1
1760 | 0% | 0% | 0% | 100% | 0% | 100% | 100% | 100% | 0% | 0% | 1
1761 | 0% | 0% | 0% | 100% | 0% | 0% | 100% | 100% | 0% | 0% | 1
1762 | 8.754% | 0% | 0% | 100% | 0% | 0% | 100% | 100% | 8.754% | 0% | 1
1763 | 20.74% | 0% | 0% | 100% | 0% | 0% | 100% | 100% | 20.74% | 0% | 1
1764 | 24.26% | 0% | 0% | 100% | 0% | 0% | 100% | 100% | 24.26% | 0% | 1
1765 | 16.52% | 0% | 0% | 100% | 0% | 0% | 100% | 100% | 16.52% | 0% | 1
1766 | 10.51% | 0% | 0% | 100% | 0% | 0% | 100% | 100% | 10.51% | 0% | 1
1767 | 5.427% | 0% | 0% | 100% | 0% | 0% | 100% | 100% | 5.427% | 0% | 1
1768 | 6.063% | 0% | 0% | 100% | 0% | 100% | 100% | 100% | 6.063% | 0% | 1
1769 | 0% | 0% | 0% | 100% | 0% | 100% | 100% | 100% | 0% | 0% | 1
1770 | 0% | 0% | 0% | 100% | 0% | 100% | 100% | 100% | 0% | 0% | 1
1771 | 0% | 0% | 0% | 100% | 0% | 100% | 100% | 100% | 0% | 0% | 1
1772 | 0% | 0% | 0% | 100% | 0% | 0% | 100% | 100% | 0% | 0% | 1
1773 | 0% | 0% | 0% | 100% | 0% | 0% | 100% | 100% | 0% | 0% | 1
1774 | 0% | 0% | 0% | 100% | 0% | 0% | 100% | 100% | 0% | 0% | 1
1775 | 0% | 0% | 0% | 100% | 0% | 0% | 100% | 100% | 0% | 0% | 1
1776 | 0% | 0% | 0% | 100% | 0% | 0% | 100% | 100% | 0% | 0% | 1
1777 | 0% | 0% | 0% | 100% | 0% | 0% | 100% | 100% | 0% | 0% | 1
1778 | 0% | 0% | 0% | 100% | 0% | 0% | 100% | 100% | 0% | 0% | 1
1779 | 0% | 0% | 0% | 100% | 0% | 0% | 100% | 100% | 0% | 0% | 1
1780 | 0% | 0% | 0% | 100% | 0% | 0% | 100% | 100% | 0% | 0% | 1
1781 | 0% | 0% | 0% | 100% | 0% | 0% | 100% | 100% | 0% | 0% | 1
1782 | 0% | 0% | 0% | 100% | 0% | 100% | 100% | 100% | 0% | 0% | 1
1783 | 0% | 0% | 0% | 100% | 0% | 100% | 100% | 100% | 0% | 0% | 1
1784 | 0% | 0% | 0% | 100% | 0% | 100% | 100% | 100% | 0% | 0% | 1
1785 | 0% | 0% | 0% | 100% | 0% | 0% | 100% | 100% | 0% | 0% | 1
1786 | 13.15% | 0% | 0% | 100% | 0% | 0% | 100% | 100% | 13.15% | 0% | 1
1787 | 23.95% | 0% | 0% | 100% | 0% | 0% | 100% | 100% | 23.95% | 0% | 1
1788 | 27.1% | 0% | 0% | 100% | 0% | 0% | 100% | 100% | 27.1% | 0% | 1
1789 | 20.75% | 0% | 0% | 100% | 0% | 0% | 100% | 100% | 20.75% | 0% | 1
1790 | 18.72% | 0% | 0% | 100% | 0% | 0% | 100% | 100% | 18.72% | 0% | 1
1791 | 10.56% | 0% | 0% | 100% | 0% | 0% | 100% | 100% | 10.56% | 0% | 1
1792 | 13.48% | 0% | 0% | 100% | 0% | 100% | 100% | 100% | 13.48% | 0% | 1
1793 | 0.6553% | 0% | 0% | 100% | 0% | 100% | 100% | 100% | 0.6553% | 0% | 1
1794 | 0% | 0% | 0.7356% | 100% | 0% | 100% | 100% | 100% | 0% | 0% | 1
1795 | 0% | 0% | 2.013% | 100% | 0% | 100% | 100% | 100% | 0% | 0% | 1
1796 | 0% | 0% | 1.497% | 100% | 0% | 0% | 100% | 100% | 0% | 0% | 1
1797 | 0% | 0% | 0.4281% | 100% | 0% | 0% | 100% | 100% | 0% | 0% | 1
1798 | 0% | 0% | 0.4672% | 100% | 0% | 0% | 100% | 100% | 0% | 0% | 1
1799 | 0% | 0% | 0.6437% | 100% | 0% | 0% | 100% | 100% | 0% | 0% | 1
1800 | 0% | 0% | 0.603% | 100% | 0% | 0% | 100% | 100% | 0% | 0% | 1
1801 | 0% | 0% | 0.4796% | 100% | 0% | 0% | 100% | 100% | 0% | 0% | 1
1802 | 0% | 0% | 0.8679% | 100% | 0% | 0% | 100% | 100% | 0% | 0% | 1
1803 | 0% | 0% | 0% | 100% | 0% | 0% | 100% | 100% | 0% | 0% | 1
1804 | 0% | 0% | 0.1252% | 100% | 0% | 0% | 100% | 100% | 0% | 0% | 1
1805 | 0% | 0% | 0% | 100% | 0% | 0% | 100% | 100% | 0% | 0% | 1
1806 | 0% | 0% | 0% | 100% | 0% | 100% | 100% | 100% | 0% | 0% | 1
1807 | 0% | 0% | 0% | 100% | 0% | 100% | 100% | 100% | 0% | 0% | 1
1808 | 0% | 0% | 0% | 100% | 0% | 100% | 100% | 100% | 0% | 0% | 1
1809 | 4.155% | 0% | 0% | 100% | 0% | 0% | 100% | 100% | 4.155% | 0% | 1
1810 | 14.98% | 0% | 0% | 100% | 0% | 0% | 100% | 100% | 14.98% | 0% | 1
1811 | 22% | 0% | 0% | 100% | 0% | 0% | 100% | 100% | 22% | 0% | 1
1812 | 24.48% | 0% | 0% | 100% | 0% | 0% | 100% | 100% | 24.48% | 0% | 1
1813 | 15.87% | 0% | 0% | 100% | 0% | 0% | 100% | 100% | 15.87% | 0% | 1
1814 | 20.05% | 0% | 0% | 100% | 0% | 0% | 100% | 100% | 20.05% | 0% | 1
1815 | 16.17% | 0% | 0% | 100% | 0% | 0% | 100% | 100% | 16.17% | 0% | 1
1816 | 11.83% | 0% | 0% | 100% | 0% | 100% | 100% | 100% | 11.83% | 0% | 1
1817 | 1.372% | 0% | 0% | 100% | 0% | 100% | 100% | 100% | 1.372% | 0% | 1
1818 | 0% | 0% | 0% | 100% | 0% | 100% | 100% | 100% | 0% | 0% | 1
1819 | 0% | 0% | 0% | 100% | 0% | 100% | 100% | 100% | 0% | 0% | 1
1820 | 0% | 0% | 0% | 100% | 0% | 0% | 100% | 100% | 0% | 0% | 1
1821 | 0% | 0% | 0% | 100% | 0% | 0% | 100% | 100% | 0% | 0% | 1
1822 | 0% | 0% | 0% | 100% | 0% | 0% | 100% | 100% | 0% | 0% | 1
1823 | 0% | 0% | 0% | 100% | 0% | 0% | 100% | 100% | 0% | 0% | 1
1824 | 0% | 0% | 0% | 100% | 0% | 0% | 100% | 100% | 0% | 0% | 1
1825 | 0% | 0% | 0% | 100% | 0% | 0% | 100% | 100% | 0% | 0% | 1
1826 | 0% | 0% | 0% | 100% | 0% | 0% | 100% | 100% | 0% | 0% | 1
1827 | 0% | 0% | 0% | 100% | 0% | 0% | 100% | 100% | 0% | 0% | 1
1828 | 0% | 0% | 0% | 100% | 0% | 0% | 100% | 100% | 0% | 0% | 1
1829 | 0% | 0% | 0% | 100% | 0% | 0% | 100% | 100% | 0% | 0% | 1
1830 | 0% | 0% | 0% | 100% | 0% | 100% | 100% | 100% | 0% | 0% | 1
1831 | 0% | 0% | 0% | 100% | 0% | 100% | 100% | 100% | 0% | 0% | 1
1832 | 0% | 0% | 0% | 100% | 0% | 100% | 100% | 100% | 0% | 0% | 1
1833 | 0% | 0% | 0% | 100% | 0% | 0% | 100% | 100% | 0% | 0% | 1
1834 | 8.801% | 0% | 0% | 100% | 0% | 0% | 100% | 100% | 8.801% | 0% | 1
1835 | 15.85% | 0.3526% | 0% | 100% | 0% | 0% | 100% | 100% | 15.85% | 0.3526% | 1
1836 | 16.27% | 1.413% | 0% | 100% | 0% | 0% | 100% | 100% | 16.27% | 1.413% | 1
1837 | 14.94% | 1.558% | 0% | 100% | 0% | 0% | 100% | 100% | 14.94% | 1.558% | 1
1838 | 16.45% | 1.913% | 0% | 100% | 0% | 0% | 100% | 100% | 16.45% | 1.913% | 1
1839 | 13.83% | 2.286% | 0% | 100% | 0% | 0% | 100% | 100% | 13.83% | 2.286% | 1
1840 | 8.802% | 2.974% | 0% | 100% | 0% | 100% | 100% | 100% | 8.802% | 2.974% | 1
1841 | 1.119% | 1.16% | 0% | 100% | 0% | 100% | 100% | 100% | 1.119% | 1.16% | 1
1842 | 0% | 0.1862% | 0% | 100% | 0% | 100% | 100% | 100% | 0% | 0.1862% | 1
1843 | 0% | 0% | 0% | 100% | 0% | 100% | 100% | 100% | 0% | 0% | 1
1844 | 0% | 0% | 0% | 100% | 0% | 0% | 100% | 100% | 0% | 0% | 1
1845 | 0% | 0% | 0% | 100% | 0% | 0% | 100% | 100% | 0% | 0% | 1
1846 | 0% | 0% | 0% | 100% | 0% | 0% | 100% | 100% | 0% | 0% | 1
1847 | 0% | 0% | 0% | 100% | 0% | 0% | 100% | 100% | 0% | 0% | 1
1848 | 0% | 0% | 0% | 100% | 0% | 0% | 100% | 100% | 0% | 0% | 1
1849 | 0% | 0% | 0% | 100% | 0% | 0% | 100% | 100% | 0% | 0% | 1
1850 | 0% | 0% | 0% | 100% | 0% | 0% | 100% | 100% | 0% | 0% | 1
1851 | 0% | 0% | 0% | 100% | 0% | 0% | 100% | 100% | 0% | 0% | 1
1852 | 0% | 0% | 0% | 100% | 0% | 0% | 100% | 100% | 0% | 0% | 1
1853 | 0% | 0% | 0% | 100% | 0% | 0% | 100% | 100% | 0% | 0% | 1
1854 | 0% | 0% | 0% | 100% | 0% | 100% | 100% | 100% | 0% | 0% | 1
1855 | 0% | 0% | 0% | 100% | 0% | 100% | 100% | 100% | 0% | 0% | 1
1856 | 0% | 3.145% | 0% | 100% | 0% | 100% | 100% | 100% | 0% | 3.145% | 1
1857 | 0.2616% | 2.017% | 0% | 100% | 0% | 0% | 100% | 100% | 0.2616% | 2.017% | 1
1858 | 12.07% | 2.855% | 0% | 100% | 0% | 0% | 100% | 100% | 12.07% | 2.855% | 1
1859 | 15.78% | 5.329% | 0% | 100% | 0% | 0% | 100% | 100% | 15.78% | 5.329% | 1
1860 | 16.02% | 7.567% | 0% | 100% | 0% | 0% | 100% | 100% | 16.02% | 7.567% | 1
1861 | 14.95% | 8.021% | 0% | 100% | 0% | 0% | 100% | 100% | 14.95% | 8.021% | 1
1862 | 11.68% | 8.704% | 0% | 100% | 0% | 0% | 100% | 100% | 11.68% | 8.704% | 1
1863 | 6.556% | 9.01% | 0% | 100% | 0% | 0% | 100% | 100% | 6.556% | 9.01% | 1
1864 | 0% | 8.964% | 0% | 100% | 0% | 100% | 100% | 100% | 0% | 8.964% | 1
1865 | 0% | 8.241% | 0% | 100% | 0% | 100% | 100% | 100% | 0% | 8.241% | 1
1866 | 0% | 6.664% | 0% | 100% | 0% | 100% | 100% | 100% | 0% | 6.664% | 1
1867 | 0% | 3.272% | 0% | 100% | 0% | 100% | 100% | 100% | 0% | 3.272% | 1
1868 | 0% | 3.643% | 0% | 100% | 0% | 0% | 100% | 100% | 0% | 3.643% | 1
1869 | 0% | 5.906% | 0% | 100% | 0% | 0% | 100% | 100% | 0% | 5.906% | 1
1870 | 0% | 6.586% | 0% | 100% | 0% | 0% | 100% | 100% | 0% | 6.586% | 1
1871 | 0% | 5.908% | 0% | 100% | 0% | 0% | 100% | 100% | 0% | 5.908% | 1
1872 | 0% | 5.317% | 0% | 100% | 0% | 0% | 100% | 100% | 0% | 5.317% | 1
1873 | 0% | 0% | 0% | 100% | 0% | 0% | 100% | 100% | 0% | 0% | 1
1874 | 0% | 3.593% | 0% | 100% | 0% | 0% | 100% | 100% | 0% | 3.593% | 1
1875 | 0% | 2.498% | 0% | 100% | 0% | 0% | 100% | 100% | 0% | 2.498% | 1
1876 | 0% | 4.074% | 0% | 100% | 0% | 0% | 100% | 100% | 0% | 4.074% | 1
1877 | 0% | 3.893% | 0% | 100% | 0% | 0% | 100% | 100% | 0% | 3.893% | 1
1878 | 0% | 4.205% | 0% | 100% | 0% | 100% | 100% | 100% | 0% | 4.205% | 1
1879 | 0% | 1.666% | 0% | 100% | 0% | 100% | 100% | 100% | 0% | 1.666% | 1
1880 | 0% | 5.981% | 0% | 100% | 0% | 100% | 100% | 100% | 0% | 5.981% | 1
1881 | 0% | 5.843% | 0% | 100% | 0% | 0% | 100% | 100% | 0% | 5.843% | 1
1882 | 18.91% | 7.446% | 0% | 100% | 0% | 0% | 100% | 100% | 18.91% | 7.446% | 1
1883 | 17.74% | 11.08% | 0% | 100% | 0% | 0% | 100% | 100% | 17.74% | 11.08% | 1
1884 | 19.82% | 12.32% | 0% | 100% | 0% | 0% | 100% | 100% | 19.82% | 12.32% | 1
1885 | 20.56% | 12.09% | 0% | 100% | 0% | 0% | 100% | 100% | 20.56% | 12.09% | 1
1886 | 14.69% | 12.44% | 0.1416% | 100% | 0% | 0% | 100% | 100% | 14.69% | 12.44% | 1
1887 | 8.035% | 12.42% | 0% | 100% | 0% | 0% | 100% | 100% | 8.035% | 12.42% | 1
1888 | 0% | 12.81% | 0% | 100% | 0% | 100% | 100% | 100% | 0% | 12.81% | 1
1889 | 0% | 13.7% | 0% | 100% | 0% | 100% | 100% | 100% | 0% | 13.7% | 1
1890 | 0% | 13.08% | 0% | 100% | 0% | 100% | 100% | 100% | 0% | 13.08% | 1
1891 | 0% | 9.69% | 0% | 100% | 0% | 100% | 100% | 100% | 0% | 9.69% | 1
1892 | 0% | 8.93% | 0% | 100% | 0% | 0% | 100% | 100% | 0% | 8.93% | 1
1893 | 0% | 10.57% | 0% | 100% | 0% | 0% | 100% | 100% | 0% | 10.57% | 1
1894 | 0% | 11.1% | 0% | 100% | 0% | 0% | 100% | 100% | 0% | 11.1% | 1
1895 | 0% | 9.402% | 0% | 100% | 0% | 0% | 100% | 100% | 0% | 9.402% | 1
1896 | 0% | 8.635% | 0% | 100% | 0% | 0% | 100% | 100% | 0% | 8.635% | 1
1897 | 0% | 5.345% | 0% | 87% | 0% | 0% | 100% | 100% | 0% | 5.345% | 1
1898 | 0% | 6.664% | 0% | 87% | 0% | 0% | 100% | 100% | 0% | 6.664% | 1
1899 | 0% | 4.81% | 0% | 87% | 0% | 0% | 100% | 100% | 0% | 4.81% | 1
1900 | 0% | 4.764% | 0% | 87% | 0% | 0% | 100% | 100% | 0% | 4.764% | 1
1901 | 0% | 5.519% | 0% | 87% | 0% | 0% | 100% | 100% | 0% | 5.519% | 1
1902 | 0% | 5.994% | 0% | 87% | 0% | 100% | 100% | 100% | 0% | 5.994% | 1
1903 | 0% | 2.184% | 0% | 87% | 0% | 100% | 100% | 100% | 0% | 2.184% | 1
1904 | 0% | 4.866% | 0% | 87% | 0% | 100% | 100% | 100% | 0% | 4.866% | 1
1905 | 0% | 4.137% | 0% | 87% | 0% | 0% | 100% | 100% | 0% | 4.137% | 1
1906 | 7.742% | 5.121% | 0% | 87% | 0% | 0% | 100% | 100% | 7.742% | 5.121% | 1
1907 | 8.642% | 8.433% | 0% | 87% | 0% | 0% | 100% | 100% | 8.642% | 8.433% | 1
1908 | 14.36% | 9.817% | 0% | 87% | 0% | 0% | 100% | 100% | 14.36% | 9.817% | 1
1909 | 14.89% | 9.698% | 0% | 87% | 0% | 0% | 100% | 100% | 14.89% | 9.698% | 1
1910 | 3.763% | 10.88% | 0% | 87% | 0% | 0% | 100% | 100% | 3.763% | 10.88% | 1
1911 | 0% | 9.96% | 0% | 87% | 0% | 0% | 100% | 100% | 0% | 9.96% | 1
1912 | 0% | 6.559% | 0% | 87% | 0% | 100% | 100% | 100% | 0% | 6.559% | 1
1913 | 0% | 6.623% | 0% | 87% | 0% | 100% | 100% | 100% | 0% | 6.623% | 1
1914 | 0% | 6.57% | 0% | 87% | 0% | 100% | 100% | 100% | 0% | 6.57% | 1
1915 | 0% | 4.612% | 0.3411% | 87% | 0% | 100% | 100% | 100% | 0% | 4.612% | 1
1916 | 0% | 4.034% | 1.257% | 87% | 0% | 0% | 100% | 100% | 0% | 4.034% | 1
1917 | 0% | 5.143% | 2.869% | 87% | 0% | 0% | 100% | 100% | 0% | 5.143% | 1
1918 | 0% | 5.117% | 3.153% | 87% | 0% | 0% | 100% | 100% | 0% | 5.117% | 1
1919 | 0% | 5.638% | 3.491% | 87% | 0% | 0% | 100% | 100% | 0% | 5.638% | 1
1920 | 0% | 5.093% | 3.52% | 87% | 0% | 0% | 100% | 100% | 0% | 5.093% | 1
1921 | 0% | 6.618% | 3.235% | 87% | 0% | 0% | 100% | 100% | 0% | 6.618% | 1
1922 | 0% | 4.745% | 0% | 87% | 0% | 0% | 100% | 100% | 0% | 4.745% | 1
1923 | 0% | 3.108% | 0% | 87% | 0% | 0% | 100% | 100% | 0% | 3.108% | 1
1924 | 0% | 2.743% | 0% | 87% | 0% | 0% | 100% | 100% | 0% | 2.743% | 1
1925 | 0% | 2.821% | 0% | 87% | 0% | 0% | 100% | 100% | 0% | 2.821% | 1
1926 | 0% | 1.344% | 2.292% | 87% | 0% | 100% | 100% | 100% | 0% | 1.344% | 1
1927 | 0% | 0% | 1.772% | 87% | 0% | 100% | 100% | 100% | 0% | 0% | 1
1928 | 0% | 0% | 1.407% | 87% | 0% | 100% | 100% | 100% | 0% | 0% | 1
1929 | 0% | 0% | 1.348% | 87% | 0% | 0% | 100% | 100% | 0% | 0% | 1
1930 | 5.229% | 0.8356% | 1.334% | 87% | 0% | 0% | 100% | 100% | 5.229% | 0.8356% | 1
1931 | 9.045% | 4.403% | 1.394% | 87% | 0% | 0% | 100% | 100% | 9.045% | 4.403% | 1
1932 | 17.01% | 4.621% | 0% | 87% | 0% | 0% | 100% | 100% | 17.01% | 4.621% | 1
1933 | 15.08% | 4.979% | 1.318% | 87% | 0% | 0% | 100% | 100% | 15.08% | 4.979% | 1
1934 | 6.84% | 7.176% | 1.752% | 87% | 0% | 0% | 100% | 100% | 6.84% | 7.176% | 1
1935 | 0% | 7.249% | 1.956% | 87% | 0% | 0% | 100% | 100% | 0% | 7.249% | 1
1936 | 0% | 4.937% | 2.201% | 87% | 0% | 100% | 100% | 100% | 0% | 4.937% | 1
1937 | 0% | 3.481% | 2.429% | 87% | 0% | 100% | 100% | 100% | 0% | 3.481% | 1
1938 | 0% | 2.9% | 2.188% | 87% | 0% | 100% | 100% | 100% | 0% | 2.9% | 1
1939 | 0% | 1.206% | 2.369% | 87% | 0% | 100% | 100% | 100% | 0% | 1.206% | 1
1940 | 0% | 0.2356% | 0.06187% | 87% | 0% | 0% | 100% | 100% | 0% | 0.2356% | 1
1941 | 0% | 0.2378% | 2.342% | 87% | 0% | 0% | 100% | 100% | 0% | 0.2378% | 1
1942 | 0% | 0.4193% | 2.432% | 87% | 0% | 0% | 100% | 100% | 0% | 0.4193% | 1
1943 | 0% | 0.5617% | 2.419% | 87% | 0% | 0% | 100% | 100% | 0% | 0.5617% | 1
1944 | 0% | 0% | 2.236% | 87% | 0% | 0% | 100% | 100% | 0% | 0% | 1
1945 | 0% | 4.751% | 3.077% | 87% | 0% | 0% | 100% | 100% | 0% | 4.751% | 1
1946 | 0% | 0% | 0.5586% | 87% | 0% | 0% | 100% | 100% | 0% | 0% | 1
1947 | 0% | 0% | 0% | 87% | 0% | 0% | 100% | 100% | 0% | 0% | 1
1948 | 0% | 0% | 0% | 87% | 0% | 0% | 100% | 100% | 0% | 0% | 1
1949 | 0% | 0% | 2.4% | 87% | 0% | 0% | 100% | 100% | 0% | 0% | 1
1950 | 0% | 0% | 7.138% | 87% | 0% | 100% | 100% | 100% | 0% | 0% | 1
1951 | 0% | 0% | 7.429% | 87% | 0% | 100% | 100% | 100% | 0% | 0% | 1
1952 | 0% | 0% | 7.502% | 87% | 0% | 100% | 100% | 100% | 0% | 0% | 1
1953 | 0% | 0% | 7.58% | 87% | 0% | 0% | 100% | 100% | 0% | 0% | 1
1954 | 0% | 0% | 7.706% | 87% | 0% | 0% | 100% | 100% | 0% | 0% | 1
1955 | 0% | 0% | 7.516% | 87% | 0% | 0% | 100% | 100% | 0% | 0% | 1
1956 | 0% | 0.3416% | 6.203% | 87% | 0% | 0% | 100% | 100% | 0% | 0.3416% | 1
1957 | 0% | 1.947% | 7.872% | 87% | 0% | 0% | 100% | 100% | 0% | 1.947% | 1
1958 | 0% | 4.116% | 7.159% | 87% | 0% | 0% | 100% | 100% | 0% | 4.116% | 1
1959 | 0% | 4.078% | 4.534% | 87% | 0% | 0% | 100% | 100% | 0% | 4.078% | 1
1960 | 0% | 2.006% | 4.499% | 87% | 0% | 100% | 100% | 100% | 0% | 2.006% | 1
1961 | 0% | 1.793% | 6.581% | 87% | 0% | 100% | 100% | 100% | 0% | 1.793% | 1
1962 | 0% | 0% | 7.721% | 87% | 0% | 100% | 100% | 100% | 0% | 0% | 1
1963 | 0% | 0% | 9.329% | 87% | 0% | 100% | 100% | 100% | 0% | 0% | 1
1964 | 0% | 0% | 9.239% | 87% | 0% | 0% | 100% | 100% | 0% | 0% | 1
1965 | 0% | 0% | 8.915% | 87% | 0% | 0% | 100% | 100% | 0% | 0% | 1
1966 | 0% | 0% | 8.688% | 87% | 0% | 0% | 100% | 100% | 0% | 0% | 1
1967 | 0% | 0% | 8.523% | 87% | 0% | 0% | 100% | 100% | 0% | 0% | 1
1968 | 0% | 0% | 8.501% | 87% | 0% | 0% | 100% | 100% | 0% | 0% | 1
1969 | 0% | 0% | 9.399% | 87% | 0% | 0% | 100% | 100% | 0% | 0% | 1
1970 | 0% | 0% | 4.933% | 87% | 0% | 0% | 100% | 100% | 0% | 0% | 1
1971 | 0% | 0% | 0% | 87% | 0% | 0% | 100% | 100% | 0% | 0% | 1
1972 | 0% | 0% | 0% | 87% | 0% | 0% | 100% | 100% | 0% | 0% | 1
1973 | 0% | 0% | 2.682% | 87% | 0% | 0% | 100% | 100% | 0% | 0% | 1
1974 | 0% | 0% | 8.34% | 87% | 0% | 100% | 100% | 100% | 0% | 0% | 1
1975 | 0% | 0% | 7.772% | 87% | 0% | 100% | 100% | 100% | 0% | 0% | 1
1976 | 0% | 0% | 7.114% | 87% | 0% | 100% | 100% | 100% | 0% | 0% | 1
1977 | 0% | 0% | 6.859% | 87% | 0% | 0% | 100% | 100% | 0% | 0% | 1
1978 | 0% | 0% | 6.54% | 87% | 0% | 0% | 100% | 100% | 0% | 0% | 1
1979 | 0% | 0.1307% | 6.264% | 87% | 0% | 0% | 100% | 100% | 0% | 0.1307% | 1
1980 | 0% | 0.4298% | 6.028% | 87% | 0% | 0% | 100% | 100% | 0% | 0.4298% | 1
1981 | 0% | 2.387% | 5.87% | 87% | 0% | 0% | 100% | 100% | 0% | 2.387% | 1
1982 | 6.946% | 2.948% | 5.569% | 87% | 0% | 0% | 100% | 100% | 6.946% | 2.948% | 1
1983 | 7.782% | 3.027% | 4.594% | 87% | 0% | 0% | 100% | 100% | 7.782% | 3.027% | 1
1984 | 0.2658% | 2.561% | 3.646% | 87% | 0% | 100% | 100% | 100% | 0.2658% | 2.561% | 1
1985 | 0% | 2.053% | 2.944% | 87% | 0% | 100% | 100% | 100% | 0% | 2.053% | 1
1986 | 0% | 0% | 4.24% | 87% | 0% | 100% | 100% | 100% | 0% | 0% | 1
1987 | 0% | 0% | 5.864% | 87% | 0% | 100% | 100% | 100% | 0% | 0% | 1
1988 | 0% | 0% | 7.353% | 87% | 0% | 0% | 100% | 100% | 0% | 0% | 1
1989 | 0% | 0% | 7.925% | 87% | 0% | 0% | 100% | 100% | 0% | 0% | 1
1990 | 0% | 0% | 7.257% | 87% | 0% | 0% | 100% | 100% | 0% | 0% | 1
1991 | 0% | 0% | 8.46% | 87% | 0% | 0% | 100% | 100% | 0% | 0% | 1
1992 | 0% | 0% | 8.794% | 87% | 0% | 0% | 100% | 100% | 0% | 0% | 1
1993 | 0% | 0% | 7.96% | 87% | 0% | 0% | 100% | 100% | 0% | 0% | 1
1994 | 0% | 0% | 3.876% | 87% | 0% | 0% | 100% | 100% | 0% | 0% | 1
1995 | 0% | 0% | 0% | 87% | 0% | 0% | 100% | 100% | 0% | 0% | 1
1996 | 0% | 0% | 0% | 87% | 0% | 0% | 100% | 100% | 0% | 0% | 1
1997 | 0% | 0% | 5.871% | 87% | 0% | 0% | 100% | 100% | 0% | 0% | 1
1998 | 0% | 0% | 8.616% | 87% | 0% | 100% | 100% | 100% | 0% | 0% | 1
1999 | 0% | 0% | 8.508% | 87% | 0% | 100% | 100% | 100% | 0% | 0% | 1
2000 | 0% | 0% | 8.248% | 87% | 0% | 100% | 100% | 100% | 0% | 0% | 1
2001 | 0% | 0% | 8.34% | 87% | 0% | 0% | 100% | 100% | 0% | 0% | 1
2002 | 2.103% | 0% | 8.227% | 87% | 0% | 0% | 100% | 100% | 2.103% | 0% | 1
2003 | 0% | 0% | 8.161% | 87% | 0% | 0% | 100% | 100% | 0% | 0% | 1
2004 | 0% | 0% | 8.206% | 87% | 0% | 0% | 100% | 100% | 0% | 0% | 1
2005 | 2.739% | 1.48% | 8.164% | 87% | 0% | 0% | 100% | 100% | 2.739% | 1.48% | 1
2006 | 12.08% | 1.725% | 7.614% | 87% | 0% | 0% | 100% | 100% | 12.08% | 1.725% | 1
2007 | 21.63% | 1.767% | 1.351% | 87% | 0% | 0% | 100% | 100% | 21.63% | 1.767% | 1
2008 | 11.86% | 0.8963% | 2.725% | 87% | 0% | 100% | 100% | 100% | 11.86% | 0.8963% | 1
2009 | 2.157% | 1.189% | 5.458% | 87% | 0% | 100% | 100% | 100% | 2.157% | 1.189% | 1
2010 | 0% | 0% | 8.656% | 87% | 0% | 100% | 100% | 100% | 0% | 0% | 1
2011 | 0% | 0% | 8.553% | 87% | 0% | 100% | 100% | 100% | 0% | 0% | 1
2012 | 0% | 0% | 9.358% | 87% | 0% | 0% | 100% | 100% | 0% | 0% | 1
2013 | 0% | 0% | 11.08% | 87% | 0% | 0% | 100% | 100% | 0% | 0% | 1
2014 | 0% | 0% | 11.52% | 87% | 0% | 0% | 100% | 100% | 0% | 0% | 1
2015 | 0% | 0% | 11.98% | 87% | 0% | 0% | 100% | 100% | 0% | 0% | 1
2016 | 0% | 0% | 12.19% | 87% | 0% | 0% | 100% | 100% | 0% | 0% | 1
2017 | 0% | 0% | 10.96% | 87% | 0% | 0% | 100% | 100% | 0% | 0% | 1
2018 | 0% | 0% | 3.013% | 87% | 0% | 0% | 100% | 100% | 0% | 0% | 1
2019 | 0% | 0% | 0% | 87% | 0% | 0% | 100% | 100% | 0% | 0% | 1
2020 | 0% | 0% | 0% | 87% | 0% | 0% | 100% | 100% | 0% | 0% | 1
2021 | 0% | 0% | 3.687% | 87% | 0% | 0% | 100% | 100% | 0% | 0% | 1
2022 | 0% | 0% | 10.58% | 87% | 0% | 100% | 100% | 100% | 0% | 0% | 1
2023 | 0% | 0% | 11.63% | 87% | 0% | 100% | 100% | 100% | 0% | 0% | 1
2024 | 0.6906% | 0% | 11.92% | 87% | 0% | 100% | 100% | 100% | 0.6906% | 0% | 1
2025 | 14.28% | 0% | 11.68% | 87% | 0% | 0% | 100% | 100% | 14.28% | 0% | 1
2026 | 27.23% | 0% | 12.21% | 87% | 0% | 0% | 100% | 100% | 27.23% | 0% | 1
2027 | 23.21% | 0% | 12.53% | 87% | 0% | 0% | 100% | 100% | 23.21% | 0% | 1
2028 | 21.79% | 0.1646% | 12.75% | 87% | 0% | 0% | 100% | 100% | 21.79% | 0.1646% | 1
2029 | 25.07% | 4.835% | 12.36% | 87% | 0% | 0% | 100% | 100% | 25.07% | 4.835% | 1
2030 | 31.03% | 4.733% | 11.94% | 87% | 0% | 0% | 100% | 100% | 31.03% | 4.733% | 1
2031 | 31.84% | 4.78% | 11.51% | 87% | 0% | 0% | 100% | 100% | 31.84% | 4.78% | 1
2032 | 22.02% | 3.035% | 11.06% | 87% | 0% | 100% | 100% | 100% | 22.02% | 3.035% | 1
2033 | 9.099% | 2.687% | 10.69% | 87% | 0% | 100% | 100% | 100% | 9.099% | 2.687% | 1
2034 | 0% | 1.801% | 10.78% | 87% | 0% | 100% | 100% | 100% | 0% | 1.801% | 1
2035 | 0% | 0% | 10.89% | 87% | 0% | 100% | 100% | 100% | 0% | 0% | 1
2036 | 0% | 0% | 11.33% | 87% | 0% | 0% | 100% | 100% | 0% | 0% | 1
2037 | 0% | 0% | 12.05% | 87% | 0% | 0% | 100% | 100% | 0% | 0% | 1
2038 | 0% | 0% | 12.78% | 87% | 0% | 0% | 100% | 100% | 0% | 0% | 1
2039 | 0% | 0% | 12.62% | 87% | 0% | 0% | 100% | 100% | 0% | 0% | 1
2040 | 0% | 0% | 12.63% | 87% | 0% | 0% | 100% | 100% | 0% | 0% | 1
2041 | 0% | 0% | 9.025% | 87% | 0% | 0% | 100% | 100% | 0% | 0% | 1
2042 | 0% | 0% | 1.637% | 87% | 0% | 0% | 100% | 100% | 0% | 0% | 1
2043 | 0% | 0% | 0.5377% | 87% | 0% | 0% | 100% | 100% | 0% | 0% | 1
2044 | 0% | 0% | 2.88% | 87% | 0% | 0% | 100% | 100% | 0% | 0% | 1
2045 | 0% | 0% | 5.247% | 87% | 0% | 0% | 100% | 100% | 0% | 0% | 1
2046 | 0% | 0% | 6.94% | 87% | 0% | 100% | 100% | 100% | 0% | 0% | 1
2047 | 0% | 0% | 8.94% | 87% | 0% | 100% | 100% | 100% | 0% | 0% | 1
2048 | 0% | 0% | 8.076% | 87% | 0% | 100% | 100% | 100% | 0% | 0% | 1
2049 | 11.81% | 0% | 6.087% | 87% | 0% | 0% | 100% | 100% | 11.81% | 0% | 1
2050 | 24.6% | 0% | 5.246% | 87% | 0% | 0% | 100% | 100% | 24.6% | 0% | 1
2051 | 25.35% | 0% | 6.02% | 87% | 0% | 0% | 100% | 100% | 25.35% | 0% | 1
2052 | 27.25% | 0% | 6.685% | 87% | 0% | 0% | 100% | 100% | 27.25% | 0% | 1
2053 | 33.41% | 0.8017% | 7.16% | 87% | 0% | 0% | 100% | 100% | 33.41% | 0.8017% | 1
2054 | 40.18% | 0.868% | 7.407% | 87% | 0% | 0% | 100% | 100% | 40.18% | 0.868% | 1
2055 | 40.39% | 1.146% | 7.092% | 87% | 0% | 0% | 100% | 100% | 40.39% | 1.146% | 1
2056 | 25.45% | 0.1212% | 6.933% | 87% | 0% | 100% | 100% | 100% | 25.45% | 0.1212% | 1
2057 | 9.83% | 0% | 6.754% | 87% | 0% | 100% | 100% | 100% | 9.83% | 0% | 1
2058 | 0% | 0% | 6.579% | 87% | 0% | 100% | 100% | 100% | 0% | 0% | 1
2059 | 0% | 0% | 6.377% | 87% | 0% | 100% | 100% | 100% | 0% | 0% | 1
2060 | 0% | 0% | 6.087% | 87% | 0% | 0% | 100% | 100% | 0% | 0% | 1
2061 | 0% | 0% | 5.867% | 87% | 0% | 0% | 100% | 100% | 0% | 0% | 1
2062 | 0% | 0% | 6.115% | 87% | 0% | 0% | 100% | 100% | 0% | 0% | 1
2063 | 0% | 0% | 6.535% | 87% | 0% | 0% | 100% | 100% | 0% | 0% | 1
2064 | 0% | 0% | 6.328% | 87% | 0% | 0% | 100% | 100% | 0% | 0% | 1
2065 | 0% | 0% | 4.282% | 93.1% | 0% | 0% | 100% | 100% | 0% | 0% | 1
2066 | 0% | 0% | 0% | 93.1% | 0% | 0% | 100% | 100% | 0% | 0% | 1
2067 | 0% | 0% | 0% | 93.1% | 0% | 0% | 100% | 100% | 0% | 0% | 1
2068 | 0% | 0% | 0% | 93.1% | 0% | 0% | 100% | 100% | 0% | 0% | 1
2069 | 0% | 0% | 0.6948% | 93.1% | 0% | 0% | 100% | 100% | 0% | 0% | 1
2070 | 0% | 0% | 1.639% | 93.1% | 0% | 100% | 100% | 100% | 0% | 0% | 1
2071 | 0% | 0% | 5.614% | 93.1% | 0% | 100% | 100% | 100% | 0% | 0% | 1
2072 | 0% | 0% | 4.879% | 93.1% | 0% | 100% | 100% | 100% | 0% | 0% | 1
2073 | 4.837% | 0% | 3.892% | 93.1% | 0% | 0% | 100% | 100% | 4.837% | 0% | 1
2074 | 19.82% | 0% | 3.428% | 93.1% | 0% | 0% | 100% | 100% | 19.82% | 0% | 1
2075 | 26.38% | 0% | 3.048% | 93.1% | 0% | 0% | 100% | 100% | 26.38% | 0% | 1
2076 | 24.94% | 0% | 2.686% | 93.1% | 0% | 0% | 100% | 100% | 24.94% | 0% | 1
2077 | 33.59% | 2.087% | 2.371% | 93.1% | 0% | 0% | 100% | 100% | 33.59% | 2.087% | 1
2078 | 39.71% | 1.877% | 2.097% | 93.1% | 0% | 0% | 100% | 100% | 39.71% | 1.877% | 1
2079 | 33.13% | 1.524% | 1.973% | 93.1% | 0% | 0% | 100% | 100% | 33.13% | 1.524% | 1
2080 | 16.77% | 1.21% | 2.104% | 93.1% | 0% | 100% | 100% | 100% | 16.77% | 1.21% | 1
2081 | 5.137% | 0% | 2.749% | 93.1% | 0% | 100% | 100% | 100% | 5.137% | 0% | 1
2082 | 0% | 0% | 2.977% | 93.1% | 0% | 100% | 100% | 100% | 0% | 0% | 1
2083 | 0% | 0% | 2.963% | 93.1% | 0% | 100% | 100% | 100% | 0% | 0% | 1
2084 | 0% | 0% | 3.195% | 93.1% | 0% | 0% | 100% | 100% | 0% | 0% | 1
2085 | 0% | 0% | 2.824% | 93.1% | 0% | 0% | 100% | 100% | 0% | 0% | 1
2086 | 0% | 0% | 2.851% | 93.1% | 0% | 0% | 100% | 100% | 0% | 0% | 1
2087 | 0% | 0% | 2.735% | 93.1% | 0% | 0% | 100% | 100% | 0% | 0% | 1
2088 | 0% | 0% | 3.031% | 93.1% | 0% | 0% | 100% | 100% | 0% | 0% | 1
2089 | 0% | 0% | 2.115% | 93.1% | 0% | 0% | 100% | 100% | 0% | 0% | 1
2090 | 0% | 0% | 0% | 93.1% | 0% | 0% | 100% | 100% | 0% | 0% | 1
2091 | 0% | 0% | 0% | 93.1% | 0% | 0% | 100% | 100% | 0% | 0% | 1
2092 | 0% | 0% | 0% | 93.1% | 0% | 0% | 100% | 100% | 0% | 0% | 1
2093 | 0% | 0% | 0% | 93.1% | 0% | 0% | 100% | 100% | 0% | 0% | 1
2094 | 0% | 0% | 2.306% | 93.1% | 0% | 100% | 100% | 100% | 0% | 0% | 1
2095 | 0% | 0% | 2.256% | 93.1% | 0% | 100% | 100% | 100% | 0% | 0% | 1
2096 | 0% | 0% | 1.163% | 93.1% | 0% | 100% | 100% | 100% | 0% | 0% | 1
2097 | 5.753% | 0% | 0.7979% | 93.1% | 0% | 0% | 100% | 100% | 5.753% | 0% | 1
2098 | 19.91% | 0% | 0.5523% | 93.1% | 0% | 0% | 100% | 100% | 19.91% | 0% | 1
2099 | 31.2% | 0.009725% | 0.3644% | 93.1% | 0% | 0% | 100% | 100% | 31.2% | 0.009725% | 1
2100 | 30.63% | 1.701% | 0.1603% | 93.1% | 0% | 0% | 100% | 100% | 30.63% | 1.701% | 1
2101 | 35.66% | 2.894% | 0% | 93.1% | 0% | 0% | 100% | 100% | 35.66% | 2.894% | 1
2102 | 40.9% | 3.037% | 0.01494% | 93.1% | 0% | 0% | 100% | 100% | 40.9% | 3.037% | 1
2103 | 35.52% | 2.296% | 0.2623% | 93.1% | 0% | 0% | 100% | 100% | 35.52% | 2.296% | 1
2104 | 18.55% | 2.048% | 2.205% | 93.1% | 0% | 100% | 100% | 100% | 18.55% | 2.048% | 1
2105 | 6.006% | 0.426% | 2.476% | 93.1% | 0% | 100% | 100% | 100% | 6.006% | 0.426% | 1
2106 | 0% | 0% | 2.633% | 93.1% | 0% | 100% | 100% | 100% | 0% | 0% | 1
2107 | 0% | 0% | 2.507% | 93.1% | 0% | 100% | 100% | 100% | 0% | 0% | 1
2108 | 0% | 0% | 2.38% | 93.1% | 0% | 0% | 100% | 100% | 0% | 0% | 1
2109 | 0% | 0% | 2.116% | 93.1% | 0% | 0% | 100% | 100% | 0% | 0% | 1
2110 | 0% | 0% | 2.425% | 93.1% | 0% | 0% | 100% | 100% | 0% | 0% | 1
2111 | 0% | 0% | 3.041% | 93.1% | 0% | 0% | 100% | 100% | 0% | 0% | 1
2112 | 0% | 0% | 4.768% | 93.1% | 0% | 0% | 100% | 100% | 0% | 0% | 1
2113 | 0% | 0% | 0.8965% | 93.1% | 0% | 0% | 100% | 100% | 0% | 0% | 1
2114 | 0% | 0% | 0.708% | 93.1% | 0% | 0% | 100% | 100% | 0% | 0% | 1
2115 | 0% | 0% | 0% | 93.1% | 0% | 0% | 100% | 100% | 0% | 0% | 1
2116 | 0% | 0% | 0% | 93.1% | 0% | 0% | 100% | 100% | 0% | 0% | 1
2117 | 0% | 0% | 0% | 93.1% | 0% | 0% | 100% | 100% | 0% | 0% | 1
2118 | 0% | 0% | 4.557% | 93.1% | 0% | 100% | 100% | 100% | 0% | 0% | 1
2119 | 0% | 0% | 3.346% | 93.1% | 0% | 100% | 100% | 100% | 0% | 0% | 1
2120 | 0% | 0% | 2.078% | 93.1% | 0% | 100% | 100% | 100% | 0% | 0% | 1
2121 | 8.315% | 0% | 1.545% | 93.1% | 0% | 0% | 100% | 100% | 8.315% | 0% | 1
2122 | 19.34% | 0% | 0.9692% | 93.1% | 0% | 0% | 100% | 100% | 19.34% | 0% | 1
2123 | 24.56% | 0% | 0.5196% | 93.1% | 0% | 0% | 100% | 100% | 24.56% | 0% | 1
2124 | 18.35% | 4.518% | 0.06011% | 93.1% | 0% | 0% | 100% | 100% | 18.35% | 4.518% | 1
2125 | 15.96% | 5.323% | 0% | 93.1% | 0% | 0% | 100% | 100% | 15.96% | 5.323% | 1
2126 | 26.96% | 5.664% | 0% | 93.1% | 0% | 0% | 100% | 100% | 26.96% | 5.664% | 1
2127 | 29.55% | 4.2% | 0% | 93.1% | 0% | 0% | 100% | 100% | 29.55% | 4.2% | 1
2128 | 17.05% | 3.317% | 0% | 93.1% | 0% | 100% | 100% | 100% | 17.05% | 3.317% | 1
2129 | 4.075% | 2.485% | 0% | 93.1% | 0% | 100% | 100% | 100% | 4.075% | 2.485% | 1
2130 | 0% | 0.8906% | 0% | 93.1% | 0% | 100% | 100% | 100% | 0% | 0.8906% | 1
2131 | 0% | 0% | 0% | 93.1% | 0% | 100% | 100% | 100% | 0% | 0% | 1
2132 | 0% | 0% | 0% | 93.1% | 0% | 0% | 100% | 100% | 0% | 0% | 1
2133 | 0% | 0% | 0.4024% | 93.1% | 0% | 0% | 100% | 100% | 0% | 0% | 1
2134 | 0% | 0% | 0.7473% | 93.1% | 0% | 0% | 100% | 100% | 0% | 0% | 1
2135 | 0% | 0% | 0.869% | 93.1% | 0% | 0% | 100% | 100% | 0% | 0% | 1
2136 | 0% | 0% | 2.656% | 93.1% | 0% | 0% | 100% | 100% | 0% | 0% | 1
2137 | 0% | 0% | 2.093% | 93.1% | 0% | 0% | 100% | 100% | 0% | 0% | 1
2138 | 0% | 0% | 0% | 93.1% | 0% | 0% | 100% | 100% | 0% | 0% | 1
2139 | 0% | 0% | 0% | 93.1% | 0% | 0% | 100% | 100% | 0% | 0% | 1
2140 | 0% | 0% | 0% | 93.1% | 0% | 0% | 100% | 100% | 0% | 0% | 1
2141 | 0% | 0% | 0% | 93.1% | 0% | 0% | 100% | 100% | 0% | 0% | 1
2142 | 0% | 0% | 6.148% | 93.1% | 0% | 100% | 100% | 100% | 0% | 0% | 1
2143 | 0% | 0% | 5.563% | 93.1% | 0% | 100% | 100% | 100% | 0% | 0% | 1
2144 | 0% | 0% | 5.283% | 93.1% | 0% | 100% | 100% | 100% | 0% | 0% | 1
2145 | 11.04% | 0% | 5.024% | 93.1% | 0% | 0% | 100% | 100% | 11.04% | 0% | 1
2146 | 18.06% | 0% | 4.535% | 93.1% | 0% | 0% | 100% | 100% | 18.06% | 0% | 1
2147 | 17.78% | 0% | 4.18% | 93.1% | 0% | 0% | 100% | 100% | 17.78% | 0% | 1
2148 | 14.96% | 1.734% | 4.291% | 93.1% | 0% | 0% | 100% | 100% | 14.96% | 1.734% | 1
2149 | 15.64% | 2.411% | 4.309% | 93.1% | 0% | 0% | 100% | 100% | 15.64% | 2.411% | 1
2150 | 28.62% | 2.734% | 4.135% | 93.1% | 0% | 0% | 100% | 100% | 28.62% | 2.734% | 1
2151 | 36.03% | 1.694% | 3.819% | 93.1% | 0% | 0% | 100% | 100% | 36.03% | 1.694% | 1
2152 | 24.52% | 2.608% | 3.517% | 93.1% | 0% | 100% | 100% | 100% | 24.52% | 2.608% | 1
2153 | 6.365% | 1.442% | 3.245% | 93.1% | 0% | 100% | 100% | 100% | 6.365% | 1.442% | 1
2154 | 0% | 0% | 3.189% | 93.1% | 0% | 100% | 100% | 100% | 0% | 0% | 1
2155 | 0% | 0% | 3.149% | 93.1% | 0% | 100% | 100% | 100% | 0% | 0% | 1
2156 | 0% | 0% | 3.28% | 93.1% | 0% | 0% | 100% | 100% | 0% | 0% | 1
2157 | 0% | 0% | 2.538% | 93.1% | 0% | 0% | 100% | 100% | 0% | 0% | 1
2158 | 0% | 0% | 1.549% | 93.1% | 0% | 0% | 100% | 100% | 0% | 0% | 1
2159 | 0% | 0% | 1.349% | 93.1% | 0% | 0% | 100% | 100% | 0% | 0% | 1
2160 | 0% | 0% | 2.365% | 93.1% | 0% | 0% | 100% | 100% | 0% | 0% | 1
2161 | 0% | 0% | 1.813% | 93.1% | 0% | 0% | 100% | 100% | 0% | 0% | 1
2162 | 0% | 0% | 0% | 93.1% | 0% | 0% | 100% | 100% | 0% | 0% | 1
2163 | 0% | 0% | 0% | 93.1% | 0% | 0% | 100% | 100% | 0% | 0% | 1
2164 | 0% | 0% | 0% | 93.1% | 0% | 0% | 100% | 100% | 0% | 0% | 1
2165 | 0% | 0% | 0% | 93.1% | 0% | 0% | 100% | 100% | 0% | 0% | 1
2166 | 0% | 0% | 1.651% | 93.1% | 0% | 100% | 100% | 100% | 0% | 0% | 1
2167 | 0% | 0% | 1.629% | 93.1% | 0% | 100% | 100% | 100% | 0% | 0% | 1
2168 | 0% | 0% | 1.909% | 93.1% | 0% | 100% | 100% | 100% | 0% | 0% | 1
2169 | 1.174% | 0% | 2.855% | 93.1% | 0% | 0% | 100% | 100% | 1.174% | 0% | 1
2170 | 9.064% | 0.09956% | 1.548% | 93.1% | 0% | 0% | 100% | 100% | 9.064% | 0.09956% | 1
2171 | 4.461% | 0% | 1.161% | 93.1% | 0% | 0% | 100% | 100% | 4.461% | 0% | 1
2172 | 4.298% | 2.571% | 1.434% | 93.1% | 0% | 0% | 100% | 100% | 4.298% | 2.571% | 1
2173 | 5.829% | 1.69% | 1.667% | 93.1% | 0% | 0% | 100% | 100% | 5.829% | 1.69% | 1
2174 | 12.33% | 1.832% | 1.691% | 93.1% | 0% | 0% | 100% | 100% | 12.33% | 1.832% | 1
2175 | 13.68% | 2.823% | 1.05% | 93.1% | 0% | 0% | 100% | 100% | 13.68% | 2.823% | 1
2176 | 9.439% | 2.333% | 0% | 93.1% | 0% | 100% | 100% | 100% | 9.439% | 2.333% | 1
2177 | 0% | 2.399% | 0% | 93.1% | 0% | 100% | 100% | 100% | 0% | 2.399% | 1
2178 | 0% | 0% | 0% | 93.1% | 0% | 100% | 100% | 100% | 0% | 0% | 1
2179 | 0% | 0% | 0% | 93.1% | 0% | 100% | 100% | 100% | 0% | 0% | 1
2180 | 0% | 0% | 0% | 93.1% | 0% | 0% | 100% | 100% | 0% | 0% | 1
2181 | 0% | 0% | 0% | 93.1% | 0% | 0% | 100% | 100% | 0% | 0% | 1
2182 | 0% | 0% | 0% | 93.1% | 0% | 0% | 100% | 100% | 0% | 0% | 1
2183 | 0% | 0% | 0% | 93.1% | 0% | 0% | 100% | 100% | 0% | 0% | 1
2184 | 0% | 0% | 0% | 93.1% | 0% | 0% | 100% | 100% | 0% | 0% | 1
2185 | 0% | 0% | 0% | 93.1% | 0% | 0% | 100% | 100% | 0% | 0% | 1
2186 | 0% | 0% | 0% | 93.1% | 0% | 0% | 100% | 100% | 0% | 0% | 1
2187 | 0% | 0% | 0% | 93.1% | 0% | 0% | 100% | 100% | 0% | 0% | 1
2188 | 0% | 0% | 0% | 93.1% | 0% | 0% | 100% | 100% | 0% | 0% | 1
2189 | 0% | 0% | 0% | 93.1% | 0% | 0% | 100% | 100% | 0% | 0% | 1
2190 | 0% | 0% | 0% | 93.1% | 0% | 100% | 100% | 100% | 0% | 0% | 1
2191 | 0% | 0% | 0% | 93.1% | 0% | 100% | 100% | 100% | 0% | 0% | 1
2192 | 0% | 0.01539% | 0% | 93.1% | 0% | 100% | 100% | 100% | 0% | 0.01539% | 1
2193 | 0% | 0.8791% | 0% | 93.1% | 0% | 0% | 100% | 100% | 0% | 0.8791% | 1
2194 | 5.93% | 3.024% | 0% | 93.1% | 0% | 0% | 100% | 100% | 5.93% | 3.024% | 1
2195 | 7.008% | 3.215% | 0% | 93.1% | 0% | 0% | 100% | 100% | 7.008% | 3.215% | 1
2196 | 13.14% | 4.804% | 0% | 93.1% | 0% | 0% | 100% | 100% | 13.14% | 4.804% | 1
2197 | 14.1% | 4.838% | 0% | 93.1% | 0% | 0% | 100% | 100% | 14.1% | 4.838% | 1
2198 | 11.35% | 5.381% | 0% | 93.1% | 0% | 0% | 100% | 100% | 11.35% | 5.381% | 1
2199 | 5.075% | 7.302% | 0% | 93.1% | 0% | 0% | 100% | 100% | 5.075% | 7.302% | 1
2200 | 9.487% | 7.08% | 0% | 93.1% | 0% | 100% | 100% | 100% | 9.487% | 7.08% | 1
2201 | 0% | 6.122% | 0% | 93.1% | 0% | 100% | 100% | 100% | 0% | 6.122% | 1
2202 | 0% | 2.515% | 0% | 93.1% | 0% | 100% | 100% | 100% | 0% | 2.515% | 1
2203 | 0% | 1.024% | 0% | 93.1% | 0% | 100% | 100% | 100% | 0% | 1.024% | 1
2204 | 0% | 1.815% | 0% | 93.1% | 0% | 0% | 100% | 100% | 0% | 1.815% | 1
2205 | 0% | 3.097% | 0% | 93.1% | 0% | 0% | 100% | 100% | 0% | 3.097% | 1
2206 | 0% | 1.452% | 0% | 93.1% | 0% | 0% | 100% | 100% | 0% | 1.452% | 1
2207 | 0% | 1.115% | 0% | 93.1% | 0% | 0% | 100% | 100% | 0% | 1.115% | 1
2208 | 0% | 0.7246% | 0% | 93.1% | 0% | 0% | 100% | 100% | 0% | 0.7246% | 1
2209 | 0% | 0.4628% | 0% | 93.1% | 0% | 0% | 100% | 100% | 0% | 0.4628% | 1
2210 | 0% | 0.5597% | 0% | 93.1% | 0% | 0% | 100% | 100% | 0% | 0.5597% | 1
2211 | 0% | 0% | 0% | 93.1% | 0% | 0% | 100% | 100% | 0% | 0% | 1
2212 | 0% | 0% | 0% | 93.1% | 0% | 0% | 100% | 100% | 0% | 0% | 1
2213 | 0% | 0% | 0% | 93.1% | 0% | 0% | 100% | 100% | 0% | 0% | 1
2214 | 0% | 0% | 0% | 93.1% | 0% | 100% | 100% | 100% | 0% | 0% | 1
2215 | 0% | 0% | 0% | 93.1% | 0% | 100% | 100% | 100% | 0% | 0% | 1
2216 | 0% | 2.024% | 0% | 93.1% | 0% | 100% | 100% | 100% | 0% | 2.024% | 1
2217 | 0% | 5.378% | 0% | 93.1% | 0% | 0% | 100% | 100% | 0% | 5.378% | 1
2218 | 7.701% | 7.949% | 0% | 93.1% | 0% | 0% | 100% | 100% | 7.701% | 7.949% | 1
2219 | 9.679% | 8.887% | 0% | 93.1% | 0% | 0% | 100% | 100% | 9.679% | 8.887% | 1
2220 | 14.53% | 9.614% | 0% | 93.1% | 0% | 0% | 100% | 100% | 14.53% | 9.614% | 1
2221 | 10.63% | 6.734% | 0% | 93.1% | 0% | 0% | 100% | 100% | 10.63% | 6.734% | 1
2222 | 9.416% | 8.129% | 0% | 93.1% | 0% | 0% | 100% | 100% | 9.416% | 8.129% | 1
2223 | 1.967% | 9.47% | 0% | 93.1% | 0% | 0% | 100% | 100% | 1.967% | 9.47% | 1
2224 | 5.504% | 7.256% | 0% | 93.1% | 0% | 100% | 100% | 100% | 5.504% | 7.256% | 1
2225 | 0% | 5.158% | 0% | 93.1% | 0% | 100% | 100% | 100% | 0% | 5.158% | 1
2226 | 0% | 2.835% | 0% | 93.1% | 0% | 100% | 100% | 100% | 0% | 2.835% | 1
2227 | 0% | 1.472% | 0% | 93.1% | 0% | 100% | 100% | 100% | 0% | 1.472% | 1
2228 | 0% | 2.801% | 0% | 93.1% | 0% | 0% | 100% | 100% | 0% | 2.801% | 1
2229 | 0% | 4.163% | 0% | 93.1% | 0% | 0% | 100% | 100% | 0% | 4.163% | 1
2230 | 0% | 1.626% | 0.8052% | 93.1% | 0% | 0% | 100% | 100% | 0% | 1.626% | 1
2231 | 0% | 0.3975% | 1.017% | 93.1% | 0% | 0% | 100% | 100% | 0% | 0.3975% | 1
2232 | 0% | 0% | 1.928% | 93.1% | 0% | 0% | 100% | 100% | 0% | 0% | 1
2233 | 0% | 2.521% | 0% | 100% | 0% | 0% | 100% | 100% | 0% | 2.521% | 1
2234 | 0% | 0% | 0% | 100% | 0% | 0% | 100% | 100% | 0% | 0% | 1
2235 | 0% | 0% | 0% | 100% | 0% | 0% | 100% | 100% | 0% | 0% | 1
2236 | 0% | 0% | 0% | 100% | 0% | 0% | 100% | 100% | 0% | 0% | 1
2237 | 0% | 0% | 0% | 100% | 0% | 0% | 100% | 100% | 0% | 0% | 1
2238 | 0% | 0% | 0% | 100% | 0% | 100% | 100% | 100% | 0% | 0% | 1
2239 | 0% | 0% | 0% | 100% | 0% | 100% | 100% | 100% | 0% | 0% | 1
2240 | 0% | 0% | 0% | 100% | 0% | 100% | 100% | 100% | 0% | 0% | 1
2241 | 1.348% | 0.1524% | 0% | 100% | 0% | 0% | 100% | 100% | 1.348% | 0.1524% | 1
2242 | 12.14% | 1.32% | 0% | 100% | 0% | 0% | 100% | 100% | 12.14% | 1.32% | 1
2243 | 18.16% | 3.247% | 0% | 100% | 0% | 0% | 100% | 100% | 18.16% | 3.247% | 1
2244 | 21.26% | 4.472% | 0% | 100% | 0% | 0% | 100% | 100% | 21.26% | 4.472% | 1
2245 | 23.35% | 2.557% | 0% | 100% | 0% | 0% | 100% | 100% | 23.35% | 2.557% | 1
2246 | 25.72% | 4.546% | 0% | 100% | 0% | 0% | 100% | 100% | 25.72% | 4.546% | 1
2247 | 16.87% | 7.049% | 0% | 100% | 0% | 0% | 100% | 100% | 16.87% | 7.049% | 1
2248 | 14.14% | 8.304% | 0% | 100% | 0% | 100% | 100% | 100% | 14.14% | 8.304% | 1
2249 | 0% | 4.776% | 0% | 100% | 0% | 100% | 100% | 100% | 0% | 4.776% | 1
2250 | 0% | 3.042% | 0% | 100% | 0% | 100% | 100% | 100% | 0% | 3.042% | 1
2251 | 0% | 0.7654% | 0.001581% | 100% | 0% | 100% | 100% | 100% | 0% | 0.7654% | 1
2252 | 0% | 2.758% | 0.1306% | 100% | 0% | 0% | 100% | 100% | 0% | 2.758% | 1
2253 | 0% | 3.089% | 0.2383% | 100% | 0% | 0% | 100% | 100% | 0% | 3.089% | 1
2254 | 0% | 1.428% | 0.5043% | 100% | 0% | 0% | 100% | 100% | 0% | 1.428% | 1
2255 | 0% | 0.9163% | 0.654% | 100% | 0% | 0% | 100% | 100% | 0% | 0.9163% | 1
2256 | 0% | 1.184% | 1.007% | 100% | 0% | 0% | 100% | 100% | 0% | 1.184% | 1
2257 | 0% | 0% | 0% | 100% | 0% | 0% | 100% | 100% | 0% | 0% | 1
2258 | 0% | 0% | 0% | 100% | 0% | 0% | 100% | 100% | 0% | 0% | 1
2259 | 0% | 0% | 0% | 100% | 0% | 0% | 100% | 100% | 0% | 0% | 1
2260 | 0% | 0% | 0% | 100% | 0% | 0% | 100% | 100% | 0% | 0% | 1
2261 | 0% | 0% | 0% | 100% | 0% | 0% | 100% | 100% | 0% | 0% | 1
2262 | 0% | 0% | 0% | 100% | 0% | 100% | 100% | 100% | 0% | 0% | 1
2263 | 0% | 0% | 1.623% | 100% | 0% | 100% | 100% | 100% | 0% | 0% | 1
2264 | 0% | 0% | 1.343% | 100% | 0% | 100% | 100% | 100% | 0% | 0% | 1
2265 | 7.536% | 1.43% | 1.054% | 100% | 0% | 0% | 100% | 100% | 7.536% | 1.43% | 1
2266 | 21.66% | 2.463% | 0.7203% | 100% | 0% | 0% | 100% | 100% | 21.66% | 2.463% | 1
2267 | 24.18% | 3.419% | 0.3891% | 100% | 0% | 0% | 100% | 100% | 24.18% | 3.419% | 1
2268 | 33.35% | 4.453% | 0% | 100% | 0% | 0% | 100% | 100% | 33.35% | 4.453% | 1
2269 | 34.63% | 1.662% | 0% | 100% | 0% | 0% | 100% | 100% | 34.63% | 1.662% | 1
2270 | 35.89% | 3.845% | 0% | 100% | 0% | 0% | 100% | 100% | 35.89% | 3.845% | 1
2271 | 31.18% | 9.202% | 0% | 100% | 0% | 0% | 100% | 100% | 31.18% | 9.202% | 1
2272 | 19.49% | 11.16% | 0% | 100% | 0% | 100% | 100% | 100% | 19.49% | 11.16% | 1
2273 | 2.424% | 5.03% | 0% | 100% | 0% | 100% | 100% | 100% | 2.424% | 5.03% | 1
2274 | 0% | 3.963% | 0% | 100% | 0% | 100% | 100% | 100% | 0% | 3.963% | 1
2275 | 0% | 0.8127% | 0% | 100% | 0% | 100% | 100% | 100% | 0% | 0.8127% | 1
2276 | 0% | 3.694% | 0% | 100% | 0% | 0% | 100% | 100% | 0% | 3.694% | 1
2277 | 0% | 3.759% | 0% | 100% | 0% | 0% | 100% | 100% | 0% | 3.759% | 1
2278 | 0% | 3.057% | 0% | 100% | 0% | 0% | 100% | 100% | 0% | 3.057% | 1
2279 | 0% | 2.611% | 0% | 100% | 0% | 0% | 100% | 100% | 0% | 2.611% | 1
2280 | 0% | 4.166% | 0% | 100% | 0% | 0% | 100% | 100% | 0% | 4.166% | 1
2281 | 0% | 0% | 0% | 100% | 0% | 0% | 100% | 100% | 0% | 0% | 1
2282 | 0% | 0.03478% | 0% | 100% | 0% | 0% | 100% | 100% | 0% | 0.03478% | 1
2283 | 0% | 0% | 0% | 100% | 0% | 0% | 100% | 100% | 0% | 0% | 1
2284 | 0% | 0% | 0% | 100% | 0% | 0% | 100% | 100% | 0% | 0% | 1
2285 | 0% | 0% | 0% | 100% | 0% | 0% | 100% | 100% | 0% | 0% | 1
2286 | 0% | 0% | 0% | 100% | 0% | 100% | 100% | 100% | 0% | 0% | 1
2287 | 0% | 0% | 0% | 100% | 0% | 100% | 100% | 100% | 0% | 0% | 1
2288 | 0% | 0% | 0% | 100% | 0% | 100% | 100% | 100% | 0% | 0% | 1
2289 | 0.4414% | 0% | 0% | 100% | 0% | 0% | 100% | 100% | 0.4414% | 0% | 1
2290 | 11.73% | 1.032% | 0% | 100% | 0% | 0% | 100% | 100% | 11.73% | 1.032% | 1
2291 | 15.05% | 3.207% | 0% | 100% | 0% | 0% | 100% | 100% | 15.05% | 3.207% | 1
2292 | 27.71% | 5.113% | 0% | 100% | 0% | 0% | 100% | 100% | 27.71% | 5.113% | 1
2293 | 32.13% | 5.457% | 0% | 100% | 0% | 0% | 100% | 100% | 32.13% | 5.457% | 1
2294 | 22.6% | 6.626% | 0% | 100% | 0% | 0% | 100% | 100% | 22.6% | 6.626% | 1
2295 | 14.14% | 11.28% | 0% | 100% | 0% | 0% | 100% | 100% | 14.14% | 11.28% | 1
2296 | 6.267% | 11.37% | 0% | 100% | 0% | 100% | 100% | 100% | 6.267% | 11.37% | 1
2297 | 0% | 6.603% | 0% | 100% | 0% | 100% | 100% | 100% | 0% | 6.603% | 1
2298 | 0% | 4.827% | 0% | 100% | 0% | 100% | 100% | 100% | 0% | 4.827% | 1
2299 | 0% | 1.311% | 0% | 100% | 0% | 100% | 100% | 100% | 0% | 1.311% | 1
2300 | 0% | 3.214% | 0% | 100% | 0% | 0% | 100% | 100% | 0% | 3.214% | 1
2301 | 0% | 4.233% | 0% | 100% | 0% | 0% | 100% | 100% | 0% | 4.233% | 1
2302 | 0% | 3.661% | 0% | 100% | 0% | 0% | 100% | 100% | 0% | 3.661% | 1
2303 | 0% | 3.476% | 0% | 100% | 0% | 0% | 100% | 100% | 0% | 3.476% | 1
2304 | 0% | 6.74% | 0% | 100% | 0% | 0% | 100% | 100% | 0% | 6.74% | 1
2305 | 0% | 2.417% | 1.571% | 100% | 0% | 0% | 100% | 100% | 0% | 2.417% | 1
2306 | 0% | 2.453% | 4.022% | 100% | 0% | 0% | 100% | 100% | 0% | 2.453% | 1
2307 | 0% | 1.494% | 0.6493% | 100% | 0% | 0% | 100% | 100% | 0% | 1.494% | 1
2308 | 0% | 0% | 0% | 100% | 0% | 0% | 100% | 100% | 0% | 0% | 1
2309 | 0% | 0.3882% | 0.3996% | 100% | 0% | 0% | 100% | 100% | 0% | 0.3882% | 1
2310 | 0% | 0% | 3.66% | 100% | 0% | 100% | 100% | 100% | 0% | 0% | 1
2311 | 0% | 0% | 3.25% | 100% | 0% | 100% | 100% | 100% | 0% | 0% | 1
2312 | 0% | 0.02773% | 2.953% | 100% | 0% | 100% | 100% | 100% | 0% | 0.02773% | 1
2313 | 0% | 2.232% | 2.641% | 100% | 0% | 0% | 100% | 100% | 0% | 2.232% | 1
2314 | 8.321% | 4.909% | 2.418% | 100% | 0% | 0% | 100% | 100% | 8.321% | 4.909% | 1
2315 | 15.72% | 7.739% | 2.38% | 100% | 0% | 0% | 100% | 100% | 15.72% | 7.739% | 1
2316 | 23.4% | 10.95% | 2.357% | 100% | 0% | 0% | 100% | 100% | 23.4% | 10.95% | 1
2317 | 19.18% | 13.07% | 2.36% | 100% | 0% | 0% | 100% | 100% | 19.18% | 13.07% | 1
2318 | 17.59% | 13.26% | 2.285% | 100% | 0% | 0% | 100% | 100% | 17.59% | 13.26% | 1
2319 | 13.9% | 14.42% | 2.21% | 100% | 0% | 0% | 100% | 100% | 13.9% | 14.42% | 1
2320 | 2.493% | 12.92% | 2.274% | 100% | 0% | 100% | 100% | 100% | 2.493% | 12.92% | 1
2321 | 0% | 8.736% | 2.305% | 100% | 0% | 100% | 100% | 100% | 0% | 8.736% | 1
2322 | 0% | 5.8% | 2.202% | 100% | 0% | 100% | 100% | 100% | 0% | 5.8% | 1
2323 | 0% | 2.186% | 2.223% | 100% | 0% | 100% | 100% | 100% | 0% | 2.186% | 1
2324 | 0% | 3.615% | 2.341% | 100% | 0% | 0% | 100% | 100% | 0% | 3.615% | 1
2325 | 0% | 4.747% | 2.363% | 100% | 0% | 0% | 100% | 100% | 0% | 4.747% | 1
2326 | 0% | 5.745% | 2.336% | 100% | 0% | 0% | 100% | 100% | 0% | 5.745% | 1
2327 | 0% | 4.56% | 2.149% | 100% | 0% | 0% | 100% | 100% | 0% | 4.56% | 1
2328 | 0% | 8.158% | 1.868% | 100% | 0% | 0% | 100% | 100% | 0% | 8.158% | 1
2329 | 0% | 4.508% | 2.425% | 100% | 0% | 0% | 100% | 100% | 0% | 4.508% | 1
2330 | 0% | 4.053% | 0% | 100% | 0% | 0% | 100% | 100% | 0% | 4.053% | 1
2331 | 0% | 2.657% | 0% | 100% | 0% | 0% | 100% | 100% | 0% | 2.657% | 1
2332 | 0% | 1.646% | 0% | 100% | 0% | 0% | 100% | 100% | 0% | 1.646% | 1
2333 | 0% | 2.192% | 0% | 100% | 0% | 0% | 100% | 100% | 0% | 2.192% | 1
2334 | 0% | 0.6261% | 3.978% | 100% | 0% | 100% | 100% | 100% | 0% | 0.6261% | 1
2335 | 0% | 0.735% | 3.652% | 100% | 0% | 100% | 100% | 100% | 0% | 0.735% | 1
2336 | 0% | 3.399% | 2.921% | 100% | 0% | 100% | 100% | 100% | 0% | 3.399% | 1
2337 | 0% | 4.992% | 2.673% | 100% | 0% | 0% | 100% | 100% | 0% | 4.992% | 1
2338 | 7.505% | 8.265% | 2.485% | 100% | 0% | 0% | 100% | 100% | 7.505% | 8.265% | 1
2339 | 21.38% | 11.36% | 2.362% | 100% | 0% | 0% | 100% | 100% | 21.38% | 11.36% | 1
2340 | 20.44% | 13.94% | 2.278% | 100% | 0% | 0% | 100% | 100% | 20.44% | 13.94% | 1
2341 | 20.06% | 16.15% | 1.918% | 100% | 0% | 0% | 100% | 100% | 20.06% | 16.15% | 1
2342 | 17.83% | 13.98% | 1.563% | 100% | 0% | 0% | 100% | 100% | 17.83% | 13.98% | 1
2343 | 14.85% | 11.75% | 1.333% | 100% | 0% | 0% | 100% | 100% | 14.85% | 11.75% | 1
2344 | 0% | 9.533% | 1.009% | 100% | 0% | 100% | 100% | 100% | 0% | 9.533% | 1
2345 | 0% | 9.639% | 0.6909% | 100% | 0% | 100% | 100% | 100% | 0% | 9.639% | 1
2346 | 0% | 6.643% | 0.523% | 100% | 0% | 100% | 100% | 100% | 0% | 6.643% | 1
2347 | 0% | 1.733% | 0.4055% | 100% | 0% | 100% | 100% | 100% | 0% | 1.733% | 1
2348 | 0% | 0.6497% | 0.5039% | 100% | 0% | 0% | 100% | 100% | 0% | 0.6497% | 1
2349 | 0% | 3.178% | 0.6893% | 100% | 0% | 0% | 100% | 100% | 0% | 3.178% | 1
2350 | 0% | 4.902% | 0.7764% | 100% | 0% | 0% | 100% | 100% | 0% | 4.902% | 1
2351 | 0% | 3.691% | 1.506% | 100% | 0% | 0% | 100% | 100% | 0% | 3.691% | 1
2352 | 0% | 6.437% | 2.404% | 100% | 0% | 0% | 100% | 100% | 0% | 6.437% | 1
2353 | 0% | 6.401% | 3.388% | 100% | 0% | 0% | 100% | 100% | 0% | 6.401% | 1
2354 | 0% | 0.436% | 0% | 100% | 0% | 0% | 100% | 100% | 0% | 0.436% | 1
2355 | 0% | 0% | 0% | 100% | 0% | 0% | 100% | 100% | 0% | 0% | 1
2356 | 0% | 0% | 0% | 100% | 0% | 0% | 100% | 100% | 0% | 0% | 1
2357 | 0% | 0% | 0% | 100% | 0% | 0% | 100% | 100% | 0% | 0% | 1
2358 | 0% | 0% | 7.603% | 100% | 0% | 100% | 100% | 100% | 0% | 0% | 1
2359 | 0% | 0% | 8.034% | 100% | 0% | 100% | 100% | 100% | 0% | 0% | 1
2360 | 0% | 0% | 7.79% | 100% | 0% | 100% | 100% | 100% | 0% | 0% | 1
2361 | 5.917% | 2.184% | 7.776% | 100% | 0% | 0% | 100% | 100% | 5.917% | 2.184% | 1
2362 | 19.08% | 4.736% | 7.937% | 100% | 0% | 0% | 100% | 100% | 19.08% | 4.736% | 1
2363 | 33.4% | 6.541% | 7.528% | 100% | 0% | 0% | 100% | 100% | 33.4% | 6.541% | 1
2364 | 27.23% | 9.216% | 7.092% | 100% | 0% | 0% | 100% | 100% | 27.23% | 9.216% | 1
2365 | 19.67% | 13.25% | 6.666% | 100% | 0% | 0% | 100% | 100% | 19.67% | 13.25% | 1
2366 | 29.18% | 13.05% | 6.313% | 100% | 0% | 0% | 100% | 100% | 29.18% | 13.05% | 1
2367 | 22.23% | 12.44% | 6.026% | 100% | 0% | 0% | 100% | 100% | 22.23% | 12.44% | 1
2368 | 2.284% | 12.07% | 5.849% | 100% | 0% | 100% | 100% | 100% | 2.284% | 12.07% | 1
2369 | 0.7514% | 12.48% | 5.609% | 100% | 0% | 100% | 100% | 100% | 0.7514% | 12.48% | 1
2370 | 0% | 9.971% | 5.269% | 100% | 0% | 100% | 100% | 100% | 0% | 9.971% | 1
2371 | 0% | 5.479% | 4.781% | 100% | 0% | 100% | 100% | 100% | 0% | 5.479% | 1
2372 | 0% | 5.182% | 4.59% | 100% | 0% | 0% | 100% | 100% | 0% | 5.182% | 1
2373 | 0% | 5.512% | 4.739% | 100% | 0% | 0% | 100% | 100% | 0% | 5.512% | 1
2374 | 0% | 10.63% | 4.681% | 100% | 0% | 0% | 100% | 100% | 0% | 10.63% | 1
2375 | 0% | 9.519% | 4.801% | 100% | 0% | 0% | 100% | 100% | 0% | 9.519% | 1
2376 | 0% | 9.578% | 5.217% | 100% | 0% | 0% | 100% | 100% | 0% | 9.578% | 1
2377 | 0% | 3.55% | 6.246% | 100% | 0% | 0% | 100% | 100% | 0% | 3.55% | 1
2378 | 0% | 1.529% | 5.734% | 100% | 0% | 0% | 100% | 100% | 0% | 1.529% | 1
2379 | 0% | 0% | 1.771% | 100% | 0% | 0% | 100% | 100% | 0% | 0% | 1
2380 | 0% | 0% | 0.7558% | 100% | 0% | 0% | 100% | 100% | 0% | 0% | 1
2381 | 0% | 0% | 0.4572% | 100% | 0% | 0% | 100% | 100% | 0% | 0% | 1
2382 | 0% | 0.4626% | 5.755% | 100% | 0% | 100% | 100% | 100% | 0% | 0.4626% | 1
2383 | 0% | 1.439% | 6.495% | 100% | 0% | 100% | 100% | 100% | 0% | 1.439% | 1
2384 | 0.1709% | 3.02% | 6.344% | 100% | 0% | 100% | 100% | 100% | 0.1709% | 3.02% | 1
2385 | 14.67% | 4.264% | 6.221% | 100% | 0% | 0% | 100% | 100% | 14.67% | 4.264% | 1
2386 | 28.58% | 6.55% | 5.588% | 100% | 0% | 0% | 100% | 100% | 28.58% | 6.55% | 1
2387 | 35.11% | 9.169% | 4.449% | 100% | 0% | 0% | 100% | 100% | 35.11% | 9.169% | 1
2388 | 36.42% | 10.67% | 3.693% | 100% | 0% | 0% | 100% | 100% | 36.42% | 10.67% | 1
2389 | 32.32% | 14.32% | 3.642% | 100% | 0% | 0% | 100% | 100% | 32.32% | 14.32% | 1
2390 | 34.2% | 13.78% | 3.644% | 100% | 0% | 0% | 100% | 100% | 34.2% | 13.78% | 1
2391 | 20.13% | 12.12% | 3.909% | 100% | 0% | 0% | 100% | 100% | 20.13% | 12.12% | 1
2392 | 9.454% | 12.61% | 5.515% | 100% | 0% | 100% | 100% | 100% | 9.454% | 12.61% | 1
2393 | 2.496% | 15.24% | 5.84% | 100% | 0% | 100% | 100% | 100% | 2.496% | 15.24% | 1
2394 | 0% | 14.98% | 5.687% | 100% | 0% | 100% | 100% | 100% | 0% | 14.98% | 1
2395 | 0% | 11.59% | 5.452% | 100% | 0% | 100% | 100% | 100% | 0% | 11.59% | 1
2396 | 0% | 8.45% | 5.22% | 100% | 0% | 0% | 100% | 100% | 0% | 8.45% | 1
2397 | 0% | 6.292% | 4.521% | 100% | 0% | 0% | 100% | 100% | 0% | 6.292% | 1
2398 | 0% | 10.18% | 3.216% | 100% | 0% | 0% | 100% | 100% | 0% | 10.18% | 1
2399 | 0% | 8.925% | 3.748% | 100% | 0% | 0% | 100% | 100% | 0% | 8.925% | 1
2400 | 0% | 7.083% | 5.391% | 100% | 0% | 0% | 100% | 100% | 0% | 7.083% | 1
2401 | 0% | 6.63% | 5.135% | 100% | 0% | 0% | 100% | 100% | 0% | 6.63% | 1
2402 | 0% | 1.052% | 1.253% | 100% | 0% | 0% | 100% | 100% | 0% | 1.052% | 1
2403 | 0% | 0.3278% | 0% | 100% | 0% | 0% | 100% | 100% | 0% | 0.3278% | 1
2404 | 0% | 0.4514% | 0% | 100% | 0% | 0% | 100% | 100% | 0% | 0.4514% | 1
2405 | 0% | 0.6728% | 0% | 100% | 0% | 0% | 100% | 100% | 0% | 0.6728% | 1
2406 | 0% | 2.201% | 5.038% | 100% | 0% | 100% | 100% | 100% | 0% | 2.201% | 1
2407 | 0% | 3.078% | 5.226% | 100% | 0% | 100% | 100% | 100% | 0% | 3.078% | 1
2408 | 0% | 3.464% | 5.138% | 100% | 0% | 100% | 100% | 100% | 0% | 3.464% | 1
2409 | 9.868% | 4.822% | 5.185% | 100% | 0% | 0% | 100% | 100% | 9.868% | 4.822% | 1
2410 | 26.86% | 7.837% | 4.984% | 100% | 0% | 0% | 100% | 100% | 26.86% | 7.837% | 1
2411 | 27.84% | 9.762% | 4.848% | 100% | 0% | 0% | 100% | 100% | 27.84% | 9.762% | 1
2412 | 29.74% | 11.48% | 4.739% | 100% | 0% | 0% | 100% | 100% | 29.74% | 11.48% | 1
2413 | 24.55% | 15.14% | 4.578% | 100% | 0% | 0% | 100% | 100% | 24.55% | 15.14% | 1
2414 | 34.48% | 16.34% | 4.436% | 100% | 0% | 0% | 100% | 100% | 34.48% | 16.34% | 1
2415 | 17.58% | 15.51% | 4.349% | 100% | 0% | 0% | 100% | 100% | 17.58% | 15.51% | 1
2416 | 13.42% | 15.36% | 4.263% | 100% | 0% | 100% | 100% | 100% | 13.42% | 15.36% | 1
2417 | 0% | 16.75% | 4.683% | 100% | 0% | 100% | 100% | 100% | 0% | 16.75% | 1
2418 | 0% | 15.8% | 4.644% | 100% | 0% | 100% | 100% | 100% | 0% | 15.8% | 1
2419 | 0% | 12.75% | 5.012% | 100% | 0% | 100% | 100% | 100% | 0% | 12.75% | 1
2420 | 0% | 12.41% | 5.481% | 100% | 0% | 0% | 100% | 100% | 0% | 12.41% | 1
2421 | 0% | 9.527% | 5.996% | 100% | 0% | 0% | 100% | 100% | 0% | 9.527% | 1
2422 | 0% | 11.72% | 6.605% | 100% | 0% | 0% | 100% | 100% | 0% | 11.72% | 1
2423 | 0% | 8.817% | 7.469% | 100% | 0% | 0% | 100% | 100% | 0% | 8.817% | 1
2424 | 0% | 5.316% | 8.418% | 100% | 0% | 0% | 100% | 100% | 0% | 5.316% | 1
2425 | 0% | 6.366% | 8.969% | 100% | 0% | 0% | 100% | 100% | 0% | 6.366% | 1
2426 | 0% | 1.815% | 7.794% | 100% | 0% | 0% | 100% | 100% | 0% | 1.815% | 1
2427 | 0% | 1.62% | 1.861% | 100% | 0% | 0% | 100% | 100% | 0% | 1.62% | 1
2428 | 0% | 1.003% | 1.771% | 100% | 0% | 0% | 100% | 100% | 0% | 1.003% | 1
2429 | 0% | 2.742% | 4.629% | 100% | 0% | 0% | 100% | 100% | 0% | 2.742% | 1
2430 | 0% | 4.473% | 8.659% | 100% | 0% | 100% | 100% | 100% | 0% | 4.473% | 1
2431 | 0% | 6.449% | 8.712% | 100% | 0% | 100% | 100% | 100% | 0% | 6.449% | 1
2432 | 0% | 8.405% | 8.464% | 100% | 0% | 100% | 100% | 100% | 0% | 8.405% | 1
2433 | 9.473% | 10.23% | 8.255% | 100% | 0% | 0% | 100% | 100% | 9.473% | 10.23% | 1
2434 | 27% | 14.96% | 8.064% | 100% | 0% | 0% | 100% | 100% | 27% | 14.96% | 1
2435 | 31.29% | 15.75% | 7.82% | 100% | 0% | 0% | 100% | 100% | 31.29% | 15.75% | 1
2436 | 29.96% | 17.74% | 7.528% | 100% | 0% | 0% | 100% | 100% | 29.96% | 17.74% | 1
2437 | 32.63% | 18.51% | 7.265% | 100% | 0% | 0% | 100% | 100% | 32.63% | 18.51% | 1
2438 | 33.33% | 18.64% | 7.045% | 100% | 0% | 0% | 100% | 100% | 33.33% | 18.64% | 1
2439 | 21.06% | 18.49% | 6.95% | 100% | 0% | 0% | 100% | 100% | 21.06% | 18.49% | 1
2440 | 14.18% | 15.94% | 6.799% | 100% | 0% | 100% | 100% | 100% | 14.18% | 15.94% | 1
2441 | 0% | 17.3% | 6.606% | 100% | 0% | 100% | 100% | 100% | 0% | 17.3% | 1
2442 | 0% | 15.36% | 6.435% | 100% | 0% | 100% | 100% | 100% | 0% | 15.36% | 1
2443 | 0% | 12.6% | 6.271% | 100% | 0% | 100% | 100% | 100% | 0% | 12.6% | 1
2444 | 0% | 11.37% | 6.107% | 100% | 0% | 0% | 100% | 100% | 0% | 11.37% | 1
2445 | 0% | 7.783% | 5.837% | 100% | 0% | 0% | 100% | 100% | 0% | 7.783% | 1
2446 | 0% | 7.056% | 5.507% | 100% | 0% | 0% | 100% | 100% | 0% | 7.056% | 1
2447 | 0% | 6.478% | 4.937% | 100% | 0% | 0% | 100% | 100% | 0% | 6.478% | 1
2448 | 0% | 5.942% | 4.462% | 100% | 0% | 0% | 100% | 100% | 0% | 5.942% | 1
2449 | 0% | 5.118% | 4.169% | 100% | 0% | 0% | 100% | 100% | 0% | 5.118% | 1
2450 | 0% | 3.397% | 3.457% | 100% | 0% | 0% | 100% | 100% | 0% | 3.397% | 1
2451 | 0% | 2.86% | 0.7659% | 100% | 0% | 0% | 100% | 100% | 0% | 2.86% | 1
2452 | 0% | 2.609% | 0.07641% | 100% | 0% | 0% | 100% | 100% | 0% | 2.609% | 1
2453 | 0% | 4.299% | 1.569% | 100% | 0% | 0% | 100% | 100% | 0% | 4.299% | 1
2454 | 0% | 6.521% | 1.992% | 100% | 0% | 100% | 100% | 100% | 0% | 6.521% | 1
2455 | 0% | 8.482% | 2.018% | 100% | 0% | 100% | 100% | 100% | 0% | 8.482% | 1
2456 | 0% | 9.796% | 2.368% | 100% | 0% | 100% | 100% | 100% | 0% | 9.796% | 1
2457 | 5.202% | 11.58% | 2.189% | 100% | 0% | 0% | 100% | 100% | 5.202% | 11.58% | 1
2458 | 27% | 15.95% | 1.706% | 100% | 0% | 0% | 100% | 100% | 27% | 15.95% | 1
2459 | 31.16% | 17.27% | 1.587% | 100% | 0% | 0% | 100% | 100% | 31.16% | 17.27% | 1
2460 | 24.3% | 18.66% | 1.336% | 100% | 0% | 0% | 100% | 100% | 24.3% | 18.66% | 1
2461 | 14.22% | 19.11% | 1.275% | 100% | 0% | 0% | 100% | 100% | 14.22% | 19.11% | 1
2462 | 17.99% | 20.72% | 1.171% | 100% | 0% | 0% | 100% | 100% | 17.99% | 20.72% | 1
2463 | 18.1% | 21.87% | 1.077% | 100% | 0% | 0% | 100% | 100% | 18.1% | 21.87% | 1
2464 | 4.61% | 18.03% | 0.9149% | 100% | 0% | 100% | 100% | 100% | 4.61% | 18.03% | 1
2465 | 0% | 17.88% | 0.915% | 100% | 0% | 100% | 100% | 100% | 0% | 17.88% | 1
2466 | 0% | 15.56% | 1.1% | 100% | 0% | 100% | 100% | 100% | 0% | 15.56% | 1
2467 | 0% | 11.39% | 1.458% | 100% | 0% | 100% | 100% | 100% | 0% | 11.39% | 1
2468 | 0% | 12.28% | 2.063% | 100% | 0% | 0% | 100% | 100% | 0% | 12.28% | 1
2469 | 0% | 11.84% | 2.715% | 100% | 0% | 0% | 100% | 100% | 0% | 11.84% | 1
2470 | 0% | 11.48% | 3.135% | 100% | 0% | 0% | 100% | 100% | 0% | 11.48% | 1
2471 | 0% | 13.35% | 3.36% | 100% | 0% | 0% | 100% | 100% | 0% | 13.35% | 1
2472 | 0% | 12.71% | 3.408% | 100% | 0% | 0% | 100% | 100% | 0% | 12.71% | 1
2473 | 0% | 7.461% | 3.391% | 100% | 0% | 0% | 100% | 100% | 0% | 7.461% | 1
2474 | 0% | 7.653% | 3.377% | 100% | 0% | 0% | 100% | 100% | 0% | 7.653% | 1
2475 | 0% | 4.477% | 2.919% | 100% | 0% | 0% | 100% | 100% | 0% | 4.477% | 1
2476 | 0% | 4.359% | 2.31% | 100% | 0% | 0% | 100% | 100% | 0% | 4.359% | 1
2477 | 0% | 3.281% | 2.425% | 100% | 0% | 0% | 100% | 100% | 0% | 3.281% | 1
2478 | 0% | 3.605% | 3.755% | 100% | 0% | 100% | 100% | 100% | 0% | 3.605% | 1
2479 | 0% | 7.544% | 3.666% | 100% | 0% | 100% | 100% | 100% | 0% | 7.544% | 1
2480 | 0% | 9.688% | 3.632% | 100% | 0% | 100% | 100% | 100% | 0% | 9.688% | 1
2481 | 7.424% | 10.08% | 3.694% | 100% | 0% | 0% | 100% | 100% | 7.424% | 10.08% | 1
2482 | 27.93% | 15.49% | 3.772% | 100% | 0% | 0% | 100% | 100% | 27.93% | 15.49% | 1
2483 | 31.77% | 17.18% | 3.904% | 100% | 0% | 0% | 100% | 100% | 31.77% | 17.18% | 1
2484 | 27.76% | 19.22% | 4.051% | 100% | 0% | 0% | 100% | 100% | 27.76% | 19.22% | 1
2485 | 16.74% | 20.46% | 3.932% | 100% | 0% | 0% | 100% | 100% | 16.74% | 20.46% | 1
2486 | 21.3% | 21.43% | 4.052% | 100% | 0% | 0% | 100% | 100% | 21.3% | 21.43% | 1
2487 | 17.94% | 20.63% | 3.961% | 100% | 0% | 0% | 100% | 100% | 17.94% | 20.63% | 1
2488 | 4.339% | 18.59% | 3.738% | 100% | 0% | 100% | 100% | 100% | 4.339% | 18.59% | 1
2489 | 0% | 17.33% | 3.538% | 100% | 0% | 100% | 100% | 100% | 0% | 17.33% | 1
2490 | 0% | 16.04% | 3.507% | 100% | 0% | 100% | 100% | 100% | 0% | 16.04% | 1
2491 | 0% | 13.8% | 3.463% | 100% | 0% | 100% | 100% | 100% | 0% | 13.8% | 1
2492 | 0% | 13.47% | 3.428% | 100% | 0% | 0% | 100% | 100% | 0% | 13.47% | 1
2493 | 0% | 10.72% | 3.337% | 100% | 0% | 0% | 100% | 100% | 0% | 10.72% | 1
2494 | 0% | 10.22% | 3.431% | 100% | 0% | 0% | 100% | 100% | 0% | 10.22% | 1
2495 | 0% | 14.45% | 3.521% | 100% | 0% | 0% | 100% | 100% | 0% | 14.45% | 1
2496 | 0% | 14.64% | 3.65% | 100% | 0% | 0% | 100% | 100% | 0% | 14.64% | 1
2497 | 0% | 11.65% | 3.795% | 100% | 0% | 0% | 100% | 100% | 0% | 11.65% | 1
2498 | 0% | 7.578% | 3.971% | 100% | 0% | 0% | 100% | 100% | 0% | 7.578% | 1
2499 | 0% | 3.814% | 3.264% | 100% | 0% | 0% | 100% | 100% | 0% | 3.814% | 1
2500 | 0% | 4.252% | 0.69% | 100% | 0% | 0% | 100% | 100% | 0% | 4.252% | 1
2501 | 0% | 1.978% | 3.784% | 100% | 0% | 0% | 100% | 100% | 0% | 1.978% | 1
2502 | 0% | 0.7707% | 3.819% | 100% | 0% | 100% | 100% | 100% | 0% | 0.7707% | 1
2503 | 0% | 3.676% | 3.654% | 100% | 0% | 100% | 100% | 100% | 0% | 3.676% | 1
2504 | 0% | 3.776% | 3.58% | 100% | 0% | 100% | 100% | 100% | 0% | 3.776% | 1
2505 | 7.074% | 3.773% | 3.73% | 100% | 0% | 0% | 100% | 100% | 7.074% | 3.773% | 1
2506 | 25.26% | 7.298% | 4.09% | 100% | 0% | 0% | 100% | 100% | 25.26% | 7.298% | 1
2507 | 20.11% | 10.52% | 4.514% | 100% | 0% | 0% | 100% | 100% | 20.11% | 10.52% | 1
2508 | 21.63% | 12.4% | 5.043% | 100% | 0% | 0% | 100% | 100% | 21.63% | 12.4% | 1
2509 | 13.4% | 14.23% | 5.313% | 100% | 0% | 0% | 100% | 100% | 13.4% | 14.23% | 1
2510 | 16.1% | 15.12% | 5.503% | 100% | 0% | 0% | 100% | 100% | 16.1% | 15.12% | 1
2511 | 16.78% | 14.36% | 4.551% | 100% | 0% | 0% | 100% | 100% | 16.78% | 14.36% | 1
2512 | 7.154% | 15.5% | 4.45% | 100% | 0% | 100% | 100% | 100% | 7.154% | 15.5% | 1
2513 | 0% | 15.24% | 4.35% | 100% | 0% | 100% | 100% | 100% | 0% | 15.24% | 1
2514 | 0% | 14.65% | 5.217% | 100% | 0% | 100% | 100% | 100% | 0% | 14.65% | 1
2515 | 0% | 11.63% | 5.187% | 100% | 0% | 100% | 100% | 100% | 0% | 11.63% | 1
2516 | 0% | 10.53% | 4.949% | 100% | 0% | 0% | 100% | 100% | 0% | 10.53% | 1
2517 | 0% | 11.92% | 4.67% | 100% | 0% | 0% | 100% | 100% | 0% | 11.92% | 1
2518 | 0% | 13.09% | 4.411% | 100% | 0% | 0% | 100% | 100% | 0% | 13.09% | 1
2519 | 0% | 15.4% | 4.186% | 100% | 0% | 0% | 100% | 100% | 0% | 15.4% | 1
2520 | 0% | 13.41% | 4.025% | 100% | 0% | 0% | 100% | 100% | 0% | 13.41% | 1
2521 | 0% | 12.54% | 3.273% | 100% | 0% | 0% | 100% | 100% | 0% | 12.54% | 1
2522 | 0% | 8.746% | 2.682% | 100% | 0% | 0% | 100% | 100% | 0% | 8.746% | 1
2523 | 0% | 5.689% | 3.491% | 100% | 0% | 0% | 100% | 100% | 0% | 5.689% | 1
2524 | 0% | 4.894% | 4.133% | 100% | 0% | 0% | 100% | 100% | 0% | 4.894% | 1
2525 | 0% | 2.388% | 4.522% | 100% | 0% | 0% | 100% | 100% | 0% | 2.388% | 1
2526 | 0% | 1.598% | 4.685% | 100% | 0% | 100% | 100% | 100% | 0% | 1.598% | 1
2527 | 0% | 5.491% | 4.958% | 100% | 0% | 100% | 100% | 100% | 0% | 5.491% | 1
2528 | 0% | 6.824% | 5.61% | 100% | 0% | 100% | 100% | 100% | 0% | 6.824% | 1
2529 | 6.085% | 5.683% | 6.316% | 100% | 0% | 0% | 100% | 100% | 6.085% | 5.683% | 1
2530 | 17.74% | 9.341% | 6.895% | 100% | 0% | 0% | 100% | 100% | 17.74% | 9.341% | 1
2531 | 17.19% | 12.13% | 7.531% | 100% | 0% | 0% | 100% | 100% | 17.19% | 12.13% | 1
2532 | 23.67% | 15.86% | 8.98% | 100% | 0% | 0% | 100% | 100% | 23.67% | 15.86% | 1
2533 | 26.24% | 18.34% | 10.06% | 100% | 0% | 0% | 100% | 100% | 26.24% | 18.34% | 1
2534 | 25.66% | 19.36% | 10.77% | 100% | 0% | 0% | 100% | 100% | 25.66% | 19.36% | 1
2535 | 19.53% | 17.47% | 10.78% | 100% | 0% | 0% | 100% | 100% | 19.53% | 17.47% | 1
2536 | 11.6% | 18.48% | 10.59% | 100% | 0% | 100% | 100% | 100% | 11.6% | 18.48% | 1
2537 | 1.051% | 17.48% | 10.25% | 100% | 0% | 100% | 100% | 100% | 1.051% | 17.48% | 1
2538 | 0% | 15.88% | 9.741% | 100% | 0% | 100% | 100% | 100% | 0% | 15.88% | 1
2539 | 0% | 14.35% | 9.236% | 100% | 0% | 100% | 100% | 100% | 0% | 14.35% | 1
2540 | 0% | 14.73% | 8.768% | 100% | 0% | 0% | 100% | 100% | 0% | 14.73% | 1
2541 | 0% | 15.38% | 8.346% | 100% | 0% | 0% | 100% | 100% | 0% | 15.38% | 1
2542 | 0% | 15.95% | 8.077% | 100% | 0% | 0% | 100% | 100% | 0% | 15.95% | 1
2543 | 0% | 19.17% | 7.937% | 100% | 0% | 0% | 100% | 100% | 0% | 19.17% | 1
2544 | 0% | 17.83% | 7.903% | 100% | 0% | 0% | 100% | 100% | 0% | 17.83% | 1
2545 | 0% | 11.32% | 7.746% | 100% | 0% | 0% | 100% | 100% | 0% | 11.32% | 1
2546 | 0% | 11.99% | 5.892% | 100% | 0% | 0% | 100% | 100% | 0% | 11.99% | 1
2547 | 0% | 11.28% | 4.607% | 100% | 0% | 0% | 100% | 100% | 0% | 11.28% | 1
2548 | 0% | 7.614% | 4.363% | 100% | 0% | 0% | 100% | 100% | 0% | 7.614% | 1
2549 | 0% | 5.434% | 6.228% | 100% | 0% | 0% | 100% | 100% | 0% | 5.434% | 1
2550 | 0% | 6.187% | 7.243% | 100% | 0% | 100% | 100% | 100% | 0% | 6.187% | 1
2551 | 0% | 9.701% | 7.177% | 100% | 0% | 100% | 100% | 100% | 0% | 9.701% | 1
2552 | 0% | 11.74% | 7.29% | 100% | 0% | 100% | 100% | 100% | 0% | 11.74% | 1
2553 | 5.121% | 10.24% | 7.559% | 100% | 0% | 0% | 100% | 100% | 5.121% | 10.24% | 1
2554 | 18.8% | 14.13% | 7.845% | 100% | 0% | 0% | 100% | 100% | 18.8% | 14.13% | 1
2555 | 18.72% | 16.96% | 8.183% | 100% | 0% | 0% | 100% | 100% | 18.72% | 16.96% | 1
2556 | 24.52% | 20.33% | 8.445% | 100% | 0% | 0% | 100% | 100% | 24.52% | 20.33% | 1
2557 | 30.07% | 22.56% | 8.593% | 100% | 0% | 0% | 100% | 100% | 30.07% | 22.56% | 1
2558 | 22.74% | 24.11% | 7.597% | 100% | 0% | 0% | 100% | 100% | 22.74% | 24.11% | 1
2559 | 19.95% | 22.96% | 8.474% | 100% | 0% | 0% | 100% | 100% | 19.95% | 22.96% | 1
2560 | 10.83% | 22.99% | 9.436% | 100% | 0% | 100% | 100% | 100% | 10.83% | 22.99% | 1
2561 | 1.369% | 21.59% | 9.433% | 100% | 0% | 100% | 100% | 100% | 1.369% | 21.59% | 1
2562 | 0% | 20% | 9.417% | 100% | 0% | 100% | 100% | 100% | 0% | 20% | 1
2563 | 0% | 17.29% | 9.316% | 100% | 0% | 100% | 100% | 100% | 0% | 17.29% | 1
2564 | 0% | 15.63% | 9.136% | 100% | 0% | 0% | 100% | 100% | 0% | 15.63% | 1
2565 | 0% | 16.43% | 8.811% | 100% | 0% | 0% | 100% | 100% | 0% | 16.43% | 1
2566 | 0% | 18.4% | 8.641% | 100% | 0% | 0% | 100% | 100% | 0% | 18.4% | 1
2567 | 0% | 18.87% | 8.276% | 100% | 0% | 0% | 100% | 100% | 0% | 18.87% | 1
2568 | 0% | 17.37% | 7.925% | 100% | 0% | 0% | 100% | 100% | 0% | 17.37% | 1
2569 | 0% | 13.95% | 7.609% | 100% | 0% | 0% | 100% | 100% | 0% | 13.95% | 1
2570 | 0% | 12.05% | 7.359% | 100% | 0% | 0% | 100% | 100% | 0% | 12.05% | 1
2571 | 0% | 13.77% | 5.996% | 100% | 0% | 0% | 100% | 100% | 0% | 13.77% | 1
2572 | 0% | 7.664% | 5.787% | 100% | 0% | 0% | 100% | 100% | 0% | 7.664% | 1
2573 | 0% | 5.923% | 6.935% | 100% | 0% | 0% | 100% | 100% | 0% | 5.923% | 1
2574 | 0% | 6.182% | 6.578% | 100% | 0% | 100% | 100% | 100% | 0% | 6.182% | 1
2575 | 0% | 9.513% | 6.394% | 100% | 0% | 100% | 100% | 100% | 0% | 9.513% | 1
2576 | 0% | 14.87% | 6.28% | 100% | 0% | 100% | 100% | 100% | 0% | 14.87% | 1
2577 | 1.073% | 15.31% | 6.412% | 100% | 0% | 0% | 100% | 100% | 1.073% | 15.31% | 1
2578 | 14.56% | 19.19% | 6.395% | 100% | 0% | 0% | 100% | 100% | 14.56% | 19.19% | 1
2579 | 21.34% | 21.77% | 6.947% | 100% | 0% | 0% | 100% | 100% | 21.34% | 21.77% | 1
2580 | 25.03% | 23.66% | 7.114% | 100% | 0% | 0% | 100% | 100% | 25.03% | 23.66% | 1
2581 | 29.86% | 25.78% | 7.24% | 100% | 0% | 0% | 100% | 100% | 29.86% | 25.78% | 1
2582 | 26.85% | 27.67% | 7.194% | 100% | 0% | 0% | 100% | 100% | 26.85% | 27.67% | 1
2583 | 19.37% | 26.7% | 5.609% | 100% | 0% | 0% | 100% | 100% | 19.37% | 26.7% | 1
2584 | 11.28% | 24.66% | 6.15% | 100% | 0% | 100% | 100% | 100% | 11.28% | 24.66% | 1
2585 | 0.5074% | 21% | 6.602% | 100% | 0% | 100% | 100% | 100% | 0.5074% | 21% | 1
2586 | 0% | 21.98% | 6.311% | 100% | 0% | 100% | 100% | 100% | 0% | 21.98% | 1
2587 | 0% | 19.1% | 6.064% | 100% | 0% | 100% | 100% | 100% | 0% | 19.1% | 1
2588 | 0% | 17.97% | 5.364% | 100% | 0% | 0% | 100% | 100% | 0% | 17.97% | 1
2589 | 0% | 16.69% | 4.167% | 100% | 0% | 0% | 100% | 100% | 0% | 16.69% | 1
2590 | 0% | 18.03% | 3.77% | 100% | 0% | 0% | 100% | 100% | 0% | 18.03% | 1
2591 | 0% | 17.23% | 3.648% | 100% | 0% | 0% | 100% | 100% | 0% | 17.23% | 1
2592 | 0% | 16.19% | 3.573% | 100% | 0% | 0% | 100% | 100% | 0% | 16.19% | 1
2593 | 0% | 14.07% | 3.64% | 100% | 0% | 0% | 100% | 100% | 0% | 14.07% | 1
2594 | 0% | 11.03% | 4.947% | 100% | 0% | 0% | 100% | 100% | 0% | 11.03% | 1
2595 | 0% | 14.13% | 3.519% | 100% | 0% | 0% | 100% | 100% | 0% | 14.13% | 1
2596 | 0% | 8.038% | 2.845% | 100% | 0% | 0% | 100% | 100% | 0% | 8.038% | 1
2597 | 0% | 5.269% | 5.457% | 100% | 0% | 0% | 100% | 100% | 0% | 5.269% | 1
2598 | 0% | 5.235% | 4.881% | 100% | 0% | 100% | 100% | 100% | 0% | 5.235% | 1
2599 | 0% | 6.699% | 4.064% | 100% | 0% | 100% | 100% | 100% | 0% | 6.699% | 1
2600 | 0% | 11.04% | 2.197% | 100% | 0% | 100% | 100% | 100% | 0% | 11.04% | 1
2601 | 0.9582% | 11.46% | 0.8262% | 100% | 0% | 0% | 100% | 100% | 0.9582% | 11.46% | 1
2602 | 11.11% | 14.85% | 0.6562% | 100% | 0% | 0% | 100% | 100% | 11.11% | 14.85% | 1
2603 | 21.69% | 16.43% | 0.52% | 100% | 0% | 0% | 100% | 100% | 21.69% | 16.43% | 1
2604 | 27.44% | 17.07% | 0.4036% | 100% | 0% | 0% | 100% | 100% | 27.44% | 17.07% | 1
2605 | 32.73% | 19.2% | 0.9278% | 100% | 0% | 0% | 100% | 100% | 32.73% | 19.2% | 1
2606 | 29.53% | 19.79% | 2.708% | 100% | 0% | 0% | 100% | 100% | 29.53% | 19.79% | 1
2607 | 22.89% | 20.08% | 3.752% | 100% | 0% | 0% | 100% | 100% | 22.89% | 20.08% | 1
2608 | 9.921% | 18.38% | 5.609% | 100% | 0% | 100% | 100% | 100% | 9.921% | 18.38% | 1
2609 | 0% | 16.95% | 6.043% | 100% | 0% | 100% | 100% | 100% | 0% | 16.95% | 1
2610 | 0% | 19.92% | 7.344% | 100% | 0% | 100% | 100% | 100% | 0% | 19.92% | 1
2611 | 0% | 17.66% | 8.788% | 100% | 0% | 100% | 100% | 100% | 0% | 17.66% | 1
2612 | 0% | 16.26% | 9.94% | 100% | 0% | 0% | 100% | 100% | 0% | 16.26% | 1
2613 | 0% | 14.32% | 10.93% | 100% | 0% | 0% | 100% | 100% | 0% | 14.32% | 1
2614 | 0% | 15.29% | 11.87% | 100% | 0% | 0% | 100% | 100% | 0% | 15.29% | 1
2615 | 0% | 12.16% | 11.83% | 100% | 0% | 0% | 100% | 100% | 0% | 12.16% | 1
2616 | 0% | 9.635% | 12.76% | 100% | 0% | 0% | 100% | 100% | 0% | 9.635% | 1
2617 | 0% | 11.83% | 12.91% | 100% | 0% | 0% | 100% | 100% | 0% | 11.83% | 1
2618 | 0% | 7.186% | 11.98% | 100% | 0% | 0% | 100% | 100% | 0% | 7.186% | 1
2619 | 0% | 9.126% | 10.29% | 100% | 0% | 0% | 100% | 100% | 0% | 9.126% | 1
2620 | 0% | 7.234% | 9.94% | 100% | 0% | 0% | 100% | 100% | 0% | 7.234% | 1
2621 | 0% | 5.016% | 12.28% | 100% | 0% | 0% | 100% | 100% | 0% | 5.016% | 1
2622 | 0% | 4.82% | 13.04% | 100% | 0% | 100% | 100% | 100% | 0% | 4.82% | 1
2623 | 0% | 5.53% | 13.85% | 100% | 0% | 100% | 100% | 100% | 0% | 5.53% | 1
2624 | 0% | 8.801% | 13.5% | 100% | 0% | 100% | 100% | 100% | 0% | 8.801% | 1
2625 | 0.5249% | 10.62% | 12.84% | 100% | 0% | 0% | 100% | 100% | 0.5249% | 10.62% | 1
2626 | 9.497% | 10.86% | 12.21% | 100% | 0% | 0% | 100% | 100% | 9.497% | 10.86% | 1
2627 | 17.38% | 10.79% | 11.61% | 100% | 0% | 0% | 100% | 100% | 17.38% | 10.79% | 1
2628 | 27.34% | 11.94% | 11.08% | 100% | 0% | 0% | 100% | 100% | 27.34% | 11.94% | 1
2629 | 29.91% | 15.3% | 10.56% | 100% | 0% | 0% | 100% | 100% | 29.91% | 15.3% | 1
2630 | 23.78% | 15.11% | 10.29% | 100% | 0% | 0% | 100% | 100% | 23.78% | 15.11% | 1
2631 | 16.1% | 16.9% | 10.01% | 100% | 0% | 0% | 100% | 100% | 16.1% | 16.9% | 1
2632 | 2.844% | 17.07% | 9.788% | 100% | 0% | 100% | 100% | 100% | 2.844% | 17.07% | 1
2633 | 0% | 17.11% | 9.747% | 100% | 0% | 100% | 100% | 100% | 0% | 17.11% | 1
2634 | 0% | 19.3% | 9.636% | 100% | 0% | 100% | 100% | 100% | 0% | 19.3% | 1
2635 | 0% | 16.92% | 9.471% | 100% | 0% | 100% | 100% | 100% | 0% | 16.92% | 1
2636 | 0% | 18.23% | 9.49% | 100% | 0% | 0% | 100% | 100% | 0% | 18.23% | 1
2637 | 0% | 16.32% | 9.441% | 100% | 0% | 0% | 100% | 100% | 0% | 16.32% | 1
2638 | 0% | 16.84% | 9.417% | 100% | 0% | 0% | 100% | 100% | 0% | 16.84% | 1
2639 | 0% | 15.34% | 9.414% | 100% | 0% | 0% | 100% | 100% | 0% | 15.34% | 1
2640 | 0% | 13.92% | 9.272% | 100% | 0% | 0% | 100% | 100% | 0% | 13.92% | 1
2641 | 0% | 7.242% | 8.748% | 100% | 0% | 0% | 100% | 100% | 0% | 7.242% | 1
2642 | 0% | 9.451% | 8.033% | 100% | 0% | 0% | 100% | 100% | 0% | 9.451% | 1
2643 | 0% | 8.431% | 7.248% | 100% | 0% | 0% | 100% | 100% | 0% | 8.431% | 1
2644 | 0% | 7.87% | 6.935% | 100% | 0% | 0% | 100% | 100% | 0% | 7.87% | 1
2645 | 0% | 6.733% | 6.728% | 100% | 0% | 0% | 100% | 100% | 0% | 6.733% | 1
2646 | 0% | 7.255% | 6.53% | 100% | 0% | 100% | 100% | 100% | 0% | 7.255% | 1
2647 | 0% | 6.976% | 6.322% | 100% | 0% | 100% | 100% | 100% | 0% | 6.976% | 1
2648 | 0% | 7.863% | 6.06% | 100% | 0% | 100% | 100% | 100% | 0% | 7.863% | 1
2649 | 2.686% | 10.73% | 5.856% | 100% | 0% | 0% | 100% | 100% | 2.686% | 10.73% | 1
2650 | 11.48% | 13.33% | 5.686% | 100% | 0% | 0% | 100% | 100% | 11.48% | 13.33% | 1
2651 | 20.23% | 12.17% | 5.531% | 100% | 0% | 0% | 100% | 100% | 20.23% | 12.17% | 1
2652 | 30.91% | 15% | 5.28% | 100% | 0% | 0% | 100% | 100% | 30.91% | 15% | 1
2653 | 32.25% | 16.69% | 5.037% | 100% | 0% | 0% | 100% | 100% | 32.25% | 16.69% | 1
2654 | 20.96% | 16.57% | 4.798% | 100% | 0% | 0% | 100% | 100% | 20.96% | 16.57% | 1
2655 | 19.09% | 17.48% | 4.76% | 100% | 0% | 0% | 100% | 100% | 19.09% | 17.48% | 1
2656 | 0.8893% | 15.14% | 4.611% | 100% | 0% | 100% | 100% | 100% | 0.8893% | 15.14% | 1
2657 | 0% | 16.15% | 4.386% | 100% | 0% | 100% | 100% | 100% | 0% | 16.15% | 1
2658 | 0% | 18.44% | 4.129% | 100% | 0% | 100% | 100% | 100% | 0% | 18.44% | 1
2659 | 0% | 18.17% | 4.327% | 100% | 0% | 100% | 100% | 100% | 0% | 18.17% | 1
2660 | 0% | 19.76% | 4.557% | 100% | 0% | 0% | 100% | 100% | 0% | 19.76% | 1
2661 | 0% | 17.01% | 5.224% | 100% | 0% | 0% | 100% | 100% | 0% | 17.01% | 1
2662 | 0% | 16.86% | 6.215% | 100% | 0% | 0% | 100% | 100% | 0% | 16.86% | 1
2663 | 0% | 15.75% | 7.077% | 100% | 0% | 0% | 100% | 100% | 0% | 15.75% | 1
2664 | 0% | 15.04% | 8.104% | 100% | 0% | 0% | 100% | 100% | 0% | 15.04% | 1
2665 | 0% | 10.35% | 7.562% | 100% | 0% | 0% | 100% | 100% | 0% | 10.35% | 1
2666 | 0% | 7.86% | 3.84% | 100% | 0% | 0% | 100% | 100% | 0% | 7.86% | 1
2667 | 0% | 6.46% | 1.401% | 100% | 0% | 0% | 100% | 100% | 0% | 6.46% | 1
2668 | 0% | 6.087% | 1.476% | 100% | 0% | 0% | 100% | 100% | 0% | 6.087% | 1
2669 | 0% | 6.995% | 4.57% | 100% | 0% | 0% | 100% | 100% | 0% | 6.995% | 1
2670 | 0% | 5.13% | 4.785% | 100% | 0% | 100% | 100% | 100% | 0% | 5.13% | 1
2671 | 0% | 3.669% | 7.224% | 100% | 0% | 100% | 100% | 100% | 0% | 3.669% | 1
2672 | 0% | 4.362% | 6.953% | 100% | 0% | 100% | 100% | 100% | 0% | 4.362% | 1
2673 | 6.136% | 7.36% | 6.18% | 100% | 0% | 0% | 100% | 100% | 6.136% | 7.36% | 1
2674 | 19.97% | 10.3% | 5.545% | 100% | 0% | 0% | 100% | 100% | 19.97% | 10.3% | 1
2675 | 24.85% | 10.72% | 3.488% | 100% | 0% | 0% | 100% | 100% | 24.85% | 10.72% | 1
2676 | 33.79% | 13.57% | 1.341% | 100% | 0% | 0% | 100% | 100% | 33.79% | 13.57% | 1
2677 | 32.62% | 14.04% | 0.9309% | 100% | 0% | 0% | 100% | 100% | 32.62% | 14.04% | 1
2678 | 17.03% | 14.09% | 2.022% | 100% | 0% | 0% | 100% | 100% | 17.03% | 14.09% | 1
2679 | 11.48% | 14.55% | 1.549% | 100% | 0% | 0% | 100% | 100% | 11.48% | 14.55% | 1
2680 | 4.036% | 9.426% | 1.755% | 100% | 0% | 100% | 100% | 100% | 4.036% | 9.426% | 1
2681 | 0% | 12.94% | 4.511% | 100% | 0% | 100% | 100% | 100% | 0% | 12.94% | 1
2682 | 0% | 17.3% | 4.239% | 100% | 0% | 100% | 100% | 100% | 0% | 17.3% | 1
2683 | 0% | 15.47% | 4.309% | 100% | 0% | 100% | 100% | 100% | 0% | 15.47% | 1
2684 | 0% | 14.64% | 4.595% | 100% | 0% | 0% | 100% | 100% | 0% | 14.64% | 1
2685 | 0% | 14.56% | 4.962% | 100% | 0% | 0% | 100% | 100% | 0% | 14.56% | 1
2686 | 0% | 14.88% | 5.575% | 100% | 0% | 0% | 100% | 100% | 0% | 14.88% | 1
2687 | 0% | 13.95% | 6.034% | 100% | 0% | 0% | 100% | 100% | 0% | 13.95% | 1
2688 | 0% | 14.54% | 6.426% | 100% | 0% | 0% | 100% | 100% | 0% | 14.54% | 1
2689 | 0% | 12.72% | 5.577% | 87.98% | 0% | 0% | 100% | 100% | 0% | 12.72% | 1
2690 | 0% | 9.609% | 4.378% | 87.98% | 0% | 0% | 100% | 100% | 0% | 9.609% | 1
2691 | 0% | 7.712% | 4.614% | 87.98% | 0% | 0% | 100% | 100% | 0% | 7.712% | 1
2692 | 0% | 5.253% | 4.69% | 87.98% | 0% | 0% | 100% | 100% | 0% | 5.253% | 1
2693 | 0% | 8.101% | 1.793% | 87.98% | 0% | 0% | 100% | 100% | 0% | 8.101% | 1
2694 | 0% | 4.967% | 4.973% | 87.98% | 0% | 100% | 100% | 100% | 0% | 4.967% | 1
2695 | 0% | 3.406% | 5.566% | 87.98% | 0% | 100% | 100% | 100% | 0% | 3.406% | 1
2696 | 0% | 3.208% | 5.295% | 87.98% | 0% | 100% | 100% | 100% | 0% | 3.208% | 1
2697 | 7.153% | 5.603% | 5.059% | 87.98% | 0% | 0% | 100% | 100% | 7.153% | 5.603% | 1
2698 | 17.73% | 11.03% | 4.981% | 87.98% | 0% | 0% | 100% | 100% | 17.73% | 11.03% | 1
2699 | 25.23% | 13.2% | 5.231% | 87.98% | 0% | 0% | 100% | 100% | 25.23% | 13.2% | 1
2700 | 31.5% | 13.06% | 2.376% | 87.98% | 0% | 0% | 100% | 100% | 31.5% | 13.06% | 1
2701 | 35.02% | 11.71% | 0.6914% | 87.98% | 0% | 0% | 100% | 100% | 35.02% | 11.71% | 1
2702 | 25.57% | 12.43% | 0.6772% | 87.98% | 0% | 0% | 100% | 100% | 25.57% | 12.43% | 1
2703 | 15.76% | 10.75% | 2.788% | 87.98% | 0% | 0% | 100% | 100% | 15.76% | 10.75% | 1
2704 | 9.969% | 4.386% | 5.494% | 87.98% | 0% | 100% | 100% | 100% | 9.969% | 4.386% | 1
2705 | 0% | 7.139% | 4.428% | 87.98% | 0% | 100% | 100% | 100% | 0% | 7.139% | 1
2706 | 0% | 10.62% | 4.382% | 87.98% | 0% | 100% | 100% | 100% | 0% | 10.62% | 1
2707 | 0% | 9.668% | 4.305% | 87.98% | 0% | 100% | 100% | 100% | 0% | 9.668% | 1
2708 | 0% | 5.728% | 4.306% | 87.98% | 0% | 0% | 100% | 100% | 0% | 5.728% | 1
2709 | 0% | 7.814% | 4.492% | 87.98% | 0% | 0% | 100% | 100% | 0% | 7.814% | 1
2710 | 0% | 10.81% | 4.749% | 87.98% | 0% | 0% | 100% | 100% | 0% | 10.81% | 1
2711 | 0% | 8.467% | 5.066% | 87.98% | 0% | 0% | 100% | 100% | 0% | 8.467% | 1
2712 | 0% | 7.552% | 5.315% | 87.98% | 0% | 0% | 100% | 100% | 0% | 7.552% | 1
2713 | 0% | 13.23% | 3.867% | 87.98% | 0% | 0% | 100% | 100% | 0% | 13.23% | 1
2714 | 0% | 6.504% | 0.5521% | 87.98% | 0% | 0% | 100% | 100% | 0% | 6.504% | 1
2715 | 0% | 8.152% | 0.1005% | 87.98% | 0% | 0% | 100% | 100% | 0% | 8.152% | 1
2716 | 0% | 4.785% | 0% | 87.98% | 0% | 0% | 100% | 100% | 0% | 4.785% | 1
2717 | 0% | 6.608% | 3.058% | 87.98% | 0% | 0% | 100% | 100% | 0% | 6.608% | 1
2718 | 0% | 4.96% | 2.793% | 87.98% | 0% | 100% | 100% | 100% | 0% | 4.96% | 1
2719 | 0% | 2.375% | 2.638% | 87.98% | 0% | 100% | 100% | 100% | 0% | 2.375% | 1
2720 | 0% | 2.498% | 2.388% | 87.98% | 0% | 100% | 100% | 100% | 0% | 2.498% | 1
2721 | 10.02% | 4.416% | 2.21% | 87.98% | 0% | 0% | 100% | 100% | 10.02% | 4.416% | 1
2722 | 21.23% | 8.757% | 3.044% | 87.98% | 0% | 0% | 100% | 100% | 21.23% | 8.757% | 1
2723 | 25.58% | 11.38% | 2.712% | 87.98% | 0% | 0% | 100% | 100% | 25.58% | 11.38% | 1
2724 | 31.28% | 11.83% | 2.221% | 87.98% | 0% | 0% | 100% | 100% | 31.28% | 11.83% | 1
2725 | 34.04% | 12.85% | 1.442% | 87.98% | 0% | 0% | 100% | 100% | 34.04% | 12.85% | 1
2726 | 30.57% | 11.32% | 0.5096% | 87.98% | 0% | 0% | 100% | 100% | 30.57% | 11.32% | 1
2727 | 15.39% | 8.989% | 0.1668% | 87.98% | 0% | 0% | 100% | 100% | 15.39% | 8.989% | 1
2728 | 12.84% | 5.221% | 0.08193% | 87.98% | 0% | 100% | 100% | 100% | 12.84% | 5.221% | 1
2729 | 0% | 6.752% | 0% | 87.98% | 0% | 100% | 100% | 100% | 0% | 6.752% | 1
2730 | 0% | 6.477% | 0% | 87.98% | 0% | 100% | 100% | 100% | 0% | 6.477% | 1
2731 | 0% | 5.314% | 0% | 87.98% | 0% | 100% | 100% | 100% | 0% | 5.314% | 1
2732 | 0% | 2.516% | 0.1954% | 87.98% | 0% | 0% | 100% | 100% | 0% | 2.516% | 1
2733 | 0% | 5.822% | 0.1701% | 87.98% | 0% | 0% | 100% | 100% | 0% | 5.822% | 1
2734 | 0% | 8.317% | 0.3899% | 87.98% | 0% | 0% | 100% | 100% | 0% | 8.317% | 1
2735 | 0% | 7.1% | 0.4432% | 87.98% | 0% | 0% | 100% | 100% | 0% | 7.1% | 1
2736 | 0% | 6.73% | 0.5124% | 87.98% | 0% | 0% | 100% | 100% | 0% | 6.73% | 1
2737 | 0% | 8.1% | 0.6673% | 87.98% | 0% | 0% | 100% | 100% | 0% | 8.1% | 1
2738 | 0% | 5.1% | 0% | 87.98% | 0% | 0% | 100% | 100% | 0% | 5.1% | 1
2739 | 0% | 5.608% | 0% | 87.98% | 0% | 0% | 100% | 100% | 0% | 5.608% | 1
2740 | 0% | 5.451% | 0% | 87.98% | 0% | 0% | 100% | 100% | 0% | 5.451% | 1
2741 | 0% | 6.664% | 0.2057% | 87.98% | 0% | 0% | 100% | 100% | 0% | 6.664% | 1
2742 | 0% | 4.381% | 0.4222% | 87.98% | 0% | 100% | 100% | 100% | 0% | 4.381% | 1
2743 | 0% | 3.551% | 0.0919% | 87.98% | 0% | 100% | 100% | 100% | 0% | 3.551% | 1
2744 | 0% | 3.173% | 0% | 87.98% | 0% | 100% | 100% | 100% | 0% | 3.173% | 1
2745 | 16.49% | 1.859% | 0% | 87.98% | 0% | 0% | 100% | 100% | 16.49% | 1.859% | 1
2746 | 27.95% | 6.923% | 0% | 87.98% | 0% | 0% | 100% | 100% | 27.95% | 6.923% | 1
2747 | 30.25% | 8.467% | 0% | 87.98% | 0% | 0% | 100% | 100% | 30.25% | 8.467% | 1
2748 | 32.08% | 9.245% | 0% | 87.98% | 0% | 0% | 100% | 100% | 32.08% | 9.245% | 1
2749 | 36.1% | 11.66% | 0% | 87.98% | 0% | 0% | 100% | 100% | 36.1% | 11.66% | 1
2750 | 36.67% | 10.95% | 0% | 87.98% | 0% | 0% | 100% | 100% | 36.67% | 10.95% | 1
2751 | 20.87% | 8.764% | 0% | 87.98% | 0% | 0% | 100% | 100% | 20.87% | 8.764% | 1
2752 | 10.88% | 7.438% | 0% | 87.98% | 0% | 100% | 100% | 100% | 10.88% | 7.438% | 1
2753 | 0% | 3.737% | 0.05768% | 87.98% | 0% | 100% | 100% | 100% | 0% | 3.737% | 1
2754 | 0% | 4.017% | 2.345% | 87.98% | 0% | 100% | 100% | 100% | 0% | 4.017% | 1
2755 | 0% | 2.786% | 3.253% | 87.98% | 0% | 100% | 100% | 100% | 0% | 2.786% | 1
2756 | 0% | 0.5833% | 2.482% | 87.98% | 0% | 0% | 100% | 100% | 0% | 0.5833% | 1
2757 | 0% | 3.973% | 2.086% | 87.98% | 0% | 0% | 100% | 100% | 0% | 3.973% | 1
2758 | 0% | 5.31% | 2.124% | 87.98% | 0% | 0% | 100% | 100% | 0% | 5.31% | 1
2759 | 0% | 4.16% | 2.129% | 87.98% | 0% | 0% | 100% | 100% | 0% | 4.16% | 1
2760 | 0% | 3.57% | 2.14% | 87.98% | 0% | 0% | 100% | 100% | 0% | 3.57% | 1
2761 | 0% | 6.225% | 2.589% | 87.98% | 0% | 0% | 100% | 100% | 0% | 6.225% | 1
2762 | 0% | 3.63% | 0.5752% | 87.98% | 0% | 0% | 100% | 100% | 0% | 3.63% | 1
2763 | 0% | 2.859% | 0% | 87.98% | 0% | 0% | 100% | 100% | 0% | 2.859% | 1
2764 | 0% | 3.687% | 0% | 87.98% | 0% | 0% | 100% | 100% | 0% | 3.687% | 1
2765 | 0% | 3.373% | 0% | 87.98% | 0% | 0% | 100% | 100% | 0% | 3.373% | 1
2766 | 0% | 1.964% | 1.128% | 87.98% | 0% | 100% | 100% | 100% | 0% | 1.964% | 1
2767 | 0% | 1.052% | 3.247% | 87.98% | 0% | 100% | 100% | 100% | 0% | 1.052% | 1
2768 | 0% | 1.449% | 4.044% | 87.98% | 0% | 100% | 100% | 100% | 0% | 1.449% | 1
2769 | 8.964% | 0.06034% | 3.995% | 87.98% | 0% | 0% | 100% | 100% | 8.964% | 0.06034% | 1
2770 | 28.73% | 2.932% | 1.743% | 87.98% | 0% | 0% | 100% | 100% | 28.73% | 2.932% | 1
2771 | 34.17% | 3.6% | 0.9054% | 87.98% | 0% | 0% | 100% | 100% | 34.17% | 3.6% | 1
2772 | 36.14% | 6.405% | 0.4484% | 87.98% | 0% | 0% | 100% | 100% | 36.14% | 6.405% | 1
2773 | 30.41% | 9.601% | 0% | 87.98% | 0% | 0% | 100% | 100% | 30.41% | 9.601% | 1
2774 | 25.91% | 7.984% | 0% | 87.98% | 0% | 0% | 100% | 100% | 25.91% | 7.984% | 1
2775 | 11.66% | 7.231% | 0% | 87.98% | 0% | 0% | 100% | 100% | 11.66% | 7.231% | 1
2776 | 1.248% | 6.468% | 0% | 87.98% | 0% | 100% | 100% | 100% | 1.248% | 6.468% | 1
2777 | 0% | 2.738% | 0% | 87.98% | 0% | 100% | 100% | 100% | 0% | 2.738% | 1
2778 | 0% | 3.397% | 0% | 87.98% | 0% | 100% | 100% | 100% | 0% | 3.397% | 1
2779 | 0% | 1.805% | 0% | 87.98% | 0% | 100% | 100% | 100% | 0% | 1.805% | 1
2780 | 0% | 0.1795% | 0% | 87.98% | 0% | 0% | 100% | 100% | 0% | 0.1795% | 1
2781 | 0% | 1.273% | 0% | 87.98% | 0% | 0% | 100% | 100% | 0% | 1.273% | 1
2782 | 0% | 1.458% | 0% | 87.98% | 0% | 0% | 100% | 100% | 0% | 1.458% | 1
2783 | 0% | 2.441% | 0% | 87.98% | 0% | 0% | 100% | 100% | 0% | 2.441% | 1
2784 | 0% | 1.851% | 0% | 87.98% | 0% | 0% | 100% | 100% | 0% | 1.851% | 1
2785 | 0% | 4.237% | 0% | 87.98% | 0% | 0% | 100% | 100% | 0% | 4.237% | 1
2786 | 0% | 1.839% | 0% | 87.98% | 0% | 0% | 100% | 100% | 0% | 1.839% | 1
2787 | 0% | 0.5999% | 0% | 87.98% | 0% | 0% | 100% | 100% | 0% | 0.5999% | 1
2788 | 0% | 1.928% | 0% | 87.98% | 0% | 0% | 100% | 100% | 0% | 1.928% | 1
2789 | 0% | 1.389% | 0% | 87.98% | 0% | 0% | 100% | 100% | 0% | 1.389% | 1
2790 | 0% | 0% | 0% | 87.98% | 0% | 100% | 100% | 100% | 0% | 0% | 1
2791 | 0% | 0% | 0% | 87.98% | 0% | 100% | 100% | 100% | 0% | 0% | 1
2792 | 0% | 0% | 0% | 87.98% | 0% | 100% | 100% | 100% | 0% | 0% | 1
2793 | 2.886% | 0% | 0% | 87.98% | 0% | 0% | 100% | 100% | 2.886% | 0% | 1
2794 | 18.78% | 0% | 0% | 87.98% | 0% | 0% | 100% | 100% | 18.78% | 0% | 1
2795 | 19.2% | 0% | 0% | 87.98% | 0% | 0% | 100% | 100% | 19.2% | 0% | 1
2796 | 28.14% | 0.8638% | 0% | 87.98% | 0% | 0% | 100% | 100% | 28.14% | 0.8638% | 1
2797 | 23.63% | 3.137% | 0% | 87.98% | 0% | 0% | 100% | 100% | 23.63% | 3.137% | 1
2798 | 15.8% | 4.175% | 0% | 87.98% | 0% | 0% | 100% | 100% | 15.8% | 4.175% | 1
2799 | 4.836% | 3.591% | 0% | 87.98% | 0% | 0% | 100% | 100% | 4.836% | 3.591% | 1
2800 | 0% | 3.004% | 0% | 87.98% | 0% | 100% | 100% | 100% | 0% | 3.004% | 1
2801 | 0% | 0.1169% | 0% | 87.98% | 0% | 100% | 100% | 100% | 0% | 0.1169% | 1
2802 | 0% | 1.511% | 0% | 87.98% | 0% | 100% | 100% | 100% | 0% | 1.511% | 1
2803 | 0% | 0% | 0% | 87.98% | 0% | 100% | 100% | 100% | 0% | 0% | 1
2804 | 0% | 0% | 0% | 87.98% | 0% | 0% | 100% | 100% | 0% | 0% | 1
2805 | 0% | 0% | 0% | 87.98% | 0% | 0% | 100% | 100% | 0% | 0% | 1
2806 | 0% | 0% | 0% | 87.98% | 0% | 0% | 100% | 100% | 0% | 0% | 1
2807 | 0% | 0% | 0% | 87.98% | 0% | 0% | 100% | 100% | 0% | 0% | 1
2808 | 0% | 0% | 0% | 87.98% | 0% | 0% | 100% | 100% | 0% | 0% | 1
2809 | 0% | 1.01% | 0% | 87.98% | 0% | 0% | 100% | 100% | 0% | 1.01% | 1
2810 | 0% | 0.1909% | 0% | 87.98% | 0% | 0% | 100% | 100% | 0% | 0.1909% | 1
2811 | 0% | 2.007% | 0% | 87.98% | 0% | 0% | 100% | 100% | 0% | 2.007% | 1
2812 | 0% | 2.774% | 0% | 87.98% | 0% | 0% | 100% | 100% | 0% | 2.774% | 1
2813 | 0% | 0.7488% | 0% | 87.98% | 0% | 0% | 100% | 100% | 0% | 0.7488% | 1
2814 | 0% | 0.0656% | 0% | 87.98% | 0% | 100% | 100% | 100% | 0% | 0.0656% | 1
2815 | 0% | 0% | 0% | 87.98% | 0% | 100% | 100% | 100% | 0% | 0% | 1
2816 | 0% | 0% | 0% | 87.98% | 0% | 100% | 100% | 100% | 0% | 0% | 1
2817 | 0% | 0% | 0% | 87.98% | 0% | 0% | 100% | 100% | 0% | 0% | 1
2818 | 10.87% | 0% | 0% | 87.98% | 0% | 0% | 100% | 100% | 10.87% | 0% | 1
2819 | 9.264% | 0% | 0% | 87.98% | 0% | 0% | 100% | 100% | 9.264% | 0% | 1
2820 | 17.04% | 0.4686% | 0% | 87.98% | 0% | 0% | 100% | 100% | 17.04% | 0.4686% | 1
2821 | 10.43% | 2.242% | 0% | 87.98% | 0% | 0% | 100% | 100% | 10.43% | 2.242% | 1
2822 | 0% | 2.088% | 0% | 87.98% | 0% | 0% | 100% | 100% | 0% | 2.088% | 1
2823 | 0% | 1.732% | 0% | 87.98% | 0% | 0% | 100% | 100% | 0% | 1.732% | 1
2824 | 0% | 0.2752% | 0% | 87.98% | 0% | 100% | 100% | 100% | 0% | 0.2752% | 1
2825 | 0% | 0% | 0% | 87.98% | 0% | 100% | 100% | 100% | 0% | 0% | 1
2826 | 0% | 0% | 0% | 87.98% | 0% | 100% | 100% | 100% | 0% | 0% | 1
2827 | 0% | 0% | 0% | 87.98% | 0% | 100% | 100% | 100% | 0% | 0% | 1
2828 | 0% | 0% | 0% | 87.98% | 0% | 0% | 100% | 100% | 0% | 0% | 1
2829 | 0% | 0% | 0% | 87.98% | 0% | 0% | 100% | 100% | 0% | 0% | 1
2830 | 0% | 0% | 0% | 87.98% | 0% | 0% | 100% | 100% | 0% | 0% | 1
2831 | 0% | 0% | 0% | 87.98% | 0% | 0% | 100% | 100% | 0% | 0% | 1
2832 | 0% | 0% | 0% | 87.98% | 0% | 0% | 100% | 100% | 0% | 0% | 1
2833 | 0% | 0% | 0% | 87.98% | 0% | 0% | 100% | 100% | 0% | 0% | 1
2834 | 0% | 0% | 0% | 87.98% | 0% | 0% | 100% | 100% | 0% | 0% | 1
2835 | 0% | 0.5282% | 0% | 87.98% | 0% | 0% | 100% | 100% | 0% | 0.5282% | 1
2836 | 0% | 0.6297% | 0% | 87.98% | 0% | 0% | 100% | 100% | 0% | 0.6297% | 1
2837 | 0% | 1.529% | 0% | 87.98% | 0% | 0% | 100% | 100% | 0% | 1.529% | 1
2838 | 0% | 1.326% | 0% | 87.98% | 0% | 100% | 100% | 100% | 0% | 1.326% | 1
2839 | 0% | 0% | 0% | 87.98% | 0% | 100% | 100% | 100% | 0% | 0% | 1
2840 | 0% | 0% | 0% | 87.98% | 0% | 100% | 100% | 100% | 0% | 0% | 1
2841 | 0% | 0% | 0% | 87.98% | 0% | 0% | 100% | 100% | 0% | 0% | 1
2842 | 0% | 0% | 0% | 87.98% | 0% | 0% | 100% | 100% | 0% | 0% | 1
2843 | 0% | 0% | 0% | 87.98% | 0% | 0% | 100% | 100% | 0% | 0% | 1
2844 | 4.561% | 0% | 0% | 87.98% | 0% | 0% | 100% | 100% | 4.561% | 0% | 1
2845 | 4.039% | 0% | 0% | 87.98% | 0% | 0% | 100% | 100% | 4.039% | 0% | 1
2846 | 0% | 1.034% | 0% | 87.98% | 0% | 0% | 100% | 100% | 0% | 1.034% | 1
2847 | 0% | 1.899% | 0% | 87.98% | 0% | 0% | 100% | 100% | 0% | 1.899% | 1
2848 | 0% | 1.367% | 0% | 87.98% | 0% | 100% | 100% | 100% | 0% | 1.367% | 1
2849 | 0% | 0.5433% | 0% | 87.98% | 0% | 100% | 100% | 100% | 0% | 0.5433% | 1
2850 | 0% | 0% | 0% | 87.98% | 0% | 100% | 100% | 100% | 0% | 0% | 1
2851 | 0% | 0% | 0% | 87.98% | 0% | 100% | 100% | 100% | 0% | 0% | 1
2852 | 0% | 0% | 0% | 87.98% | 0% | 0% | 100% | 100% | 0% | 0% | 1
2853 | 0% | 0% | 0% | 87.98% | 0% | 0% | 100% | 100% | 0% | 0% | 1
2854 | 0% | 0% | 0% | 87.98% | 0% | 0% | 100% | 100% | 0% | 0% | 1
2855 | 0% | 0% | 0% | 87.98% | 0% | 0% | 100% | 100% | 0% | 0% | 1
2856 | 0% | 0% | 0% | 87.98% | 0% | 0% | 100% | 100% | 0% | 0% | 1
2857 | 0% | 0% | 0% | 87.98% | 0% | 0% | 100% | 100% | 0% | 0% | 1
2858 | 0% | 0% | 0% | 87.98% | 0% | 0% | 100% | 100% | 0% | 0% | 1
2859 | 0% | 0.6287% | 0% | 87.98% | 0% | 0% | 100% | 100% | 0% | 0.6287% | 1
2860 | 0% | 0.6823% | 0% | 87.98% | 0% | 0% | 100% | 100% | 0% | 0.6823% | 1
2861 | 0% | 2.453% | 0% | 87.98% | 0% | 0% | 100% | 100% | 0% | 2.453% | 1
2862 | 0% | 3.124% | 0% | 87.98% | 0% | 100% | 100% | 100% | 0% | 3.124% | 1
2863 | 0% | 1.973% | 0% | 87.98% | 0% | 100% | 100% | 100% | 0% | 1.973% | 1
2864 | 0% | 0.08467% | 0% | 87.98% | 0% | 100% | 100% | 100% | 0% | 0.08467% | 1
2865 | 0% | 0.03795% | 0% | 87.98% | 0% | 0% | 100% | 100% | 0% | 0.03795% | 1
2866 | 4.254% | 1.791% | 0% | 87.98% | 0% | 0% | 100% | 100% | 4.254% | 1.791% | 1
2867 | 5.563% | 4.427% | 0% | 87.98% | 0% | 0% | 100% | 100% | 5.563% | 4.427% | 1
2868 | 12.01% | 3.23% | 0% | 87.98% | 0% | 0% | 100% | 100% | 12.01% | 3.23% | 1
2869 | 11.95% | 3.197% | 0% | 87.98% | 0% | 0% | 100% | 100% | 11.95% | 3.197% | 1
2870 | 1.623% | 3.704% | 0% | 87.98% | 0% | 0% | 100% | 100% | 1.623% | 3.704% | 1
2871 | 3.298% | 4.292% | 0% | 87.98% | 0% | 0% | 100% | 100% | 3.298% | 4.292% | 1
2872 | 0% | 4.08% | 0% | 87.98% | 0% | 100% | 100% | 100% | 0% | 4.08% | 1
2873 | 0% | 4.235% | 0% | 87.98% | 0% | 100% | 100% | 100% | 0% | 4.235% | 1
2874 | 0% | 2.605% | 0% | 87.98% | 0% | 100% | 100% | 100% | 0% | 2.605% | 1
2875 | 0% | 0% | 0% | 87.98% | 0% | 100% | 100% | 100% | 0% | 0% | 1
2876 | 0% | 0% | 0% | 87.98% | 0% | 0% | 100% | 100% | 0% | 0% | 1
2877 | 0% | 0.07369% | 0% | 87.98% | 0% | 0% | 100% | 100% | 0% | 0.07369% | 1
2878 | 0% | 0% | 0% | 87.98% | 0% | 0% | 100% | 100% | 0% | 0% | 1
2879 | 0% | 0.8936% | 0% | 87.98% | 0% | 0% | 100% | 100% | 0% | 0.8936% | 1
2880 | 0% | 0% | 0% | 87.98% | 0% | 0% | 100% | 100% | 0% | 0% | 1
2881 | 0% | 0% | 0% | 87.98% | 0% | 0% | 100% | 100% | 0% | 0% | 1
2882 | 0% | 0% | 0% | 87.98% | 0% | 0% | 100% | 100% | 0% | 0% | 1
2883 | 0% | 0% | 0% | 87.98% | 0% | 0% | 100% | 100% | 0% | 0% | 1
2884 | 0% | 0% | 0% | 87.98% | 0% | 0% | 100% | 100% | 0% | 0% | 1
2885 | 0% | 0.08662% | 0% | 87.98% | 0% | 0% | 100% | 100% | 0% | 0.08662% | 1
2886 | 0% | 0.954% | 0% | 87.98% | 0% | 100% | 100% | 100% | 0% | 0.954% | 1
2887 | 0% | 0.9385% | 0% | 87.98% | 0% | 100% | 100% | 100% | 0% | 0.9385% | 1
2888 | 0% | 0% | 0% | 87.98% | 0% | 100% | 100% | 100% | 0% | 0% | 1
2889 | 0% | 0% | 0% | 87.98% | 0% | 0% | 100% | 100% | 0% | 0% | 1
2890 | 0% | 1.716% | 0% | 87.98% | 0% | 0% | 100% | 100% | 0% | 1.716% | 1
2891 | 2.307% | 5.558% | 0% | 87.98% | 0% | 0% | 100% | 100% | 2.307% | 5.558% | 1
2892 | 10.1% | 5.289% | 0% | 87.98% | 0% | 0% | 100% | 100% | 10.1% | 5.289% | 1
2893 | 13.63% | 4.604% | 0% | 87.98% | 0% | 0% | 100% | 100% | 13.63% | 4.604% | 1
2894 | 15.08% | 4.463% | 0% | 87.98% | 0% | 0% | 100% | 100% | 15.08% | 4.463% | 1
2895 | 13.6% | 4.729% | 0% | 87.98% | 0% | 0% | 100% | 100% | 13.6% | 4.729% | 1
2896 | 5.601% | 6.249% | 0% | 87.98% | 0% | 100% | 100% | 100% | 5.601% | 6.249% | 1
2897 | 0% | 6.427% | 0% | 87.98% | 0% | 100% | 100% | 100% | 0% | 6.427% | 1
2898 | 0% | 5.672% | 0% | 87.98% | 0% | 100% | 100% | 100% | 0% | 5.672% | 1
2899 | 0% | 2.753% | 0% | 87.98% | 0% | 100% | 100% | 100% | 0% | 2.753% | 1
2900 | 0% | 0.02759% | 0% | 87.98% | 0% | 0% | 100% | 100% | 0% | 0.02759% | 1
2901 | 0% | 0.7728% | 0% | 87.98% | 0% | 0% | 100% | 100% | 0% | 0.7728% | 1
2902 | 0% | 0.922% | 0% | 87.98% | 0% | 0% | 100% | 100% | 0% | 0.922% | 1
2903 | 0% | 1.235% | 0% | 87.98% | 0% | 0% | 100% | 100% | 0% | 1.235% | 1
2904 | 0% | 0% | 0% | 87.98% | 0% | 0% | 100% | 100% | 0% | 0% | 1
2905 | 0% | 0% | 0% | 87.98% | 0% | 0% | 100% | 100% | 0% | 0% | 1
2906 | 0% | 0% | 0% | 87.98% | 0% | 0% | 100% | 100% | 0% | 0% | 1
2907 | 0% | 0% | 0% | 87.98% | 0% | 0% | 100% | 100% | 0% | 0% | 1
2908 | 0% | 0% | 0% | 87.98% | 0% | 0% | 100% | 100% | 0% | 0% | 1
2909 | 0% | 0% | 0% | 87.98% | 0% | 0% | 100% | 100% | 0% | 0% | 1
2910 | 0% | 0% | 0% | 87.98% | 0% | 100% | 100% | 100% | 0% | 0% | 1
2911 | 0% | 0% | 0% | 87.98% | 0% | 100% | 100% | 100% | 0% | 0% | 1
2912 | 0% | 0% | 0% | 87.98% | 0% | 100% | 100% | 100% | 0% | 0% | 1
2913 | 0% | 0% | 0% | 87.98% | 0% | 0% | 100% | 100% | 0% | 0% | 1
2914 | 3.226% | 0.7403% | 0% | 87.98% | 0% | 0% | 100% | 100% | 3.226% | 0.7403% | 1
2915 | 8.892% | 4.204% | 0% | 87.98% | 0% | 0% | 100% | 100% | 8.892% | 4.204% | 1
2916 | 18.66% | 6.711% | 0% | 87.98% | 0% | 0% | 100% | 100% | 18.66% | 6.711% | 1
2917 | 17.45% | 6.223% | 0% | 87.98% | 0% | 0% | 100% | 100% | 17.45% | 6.223% | 1
2918 | 21.74% | 3.266% | 0% | 87.98% | 0% | 0% | 100% | 100% | 21.74% | 3.266% | 1
2919 | 13.44% | 2.417% | 0% | 87.98% | 0% | 0% | 100% | 100% | 13.44% | 2.417% | 1
2920 | 2.132% | 3.13% | 0.6555% | 87.98% | 0% | 100% | 100% | 100% | 2.132% | 3.13% | 1
2921 | 0% | 4.503% | 0.8134% | 87.98% | 0% | 100% | 100% | 100% | 0% | 4.503% | 1
2922 | 0% | 4.003% | 1.234% | 87.98% | 0% | 100% | 100% | 100% | 0% | 4.003% | 1
2923 | 0% | 2.339% | 1.004% | 87.98% | 0% | 100% | 100% | 100% | 0% | 2.339% | 1
2924 | 0% | 0.1067% | 0.2871% | 87.98% | 0% | 0% | 100% | 100% | 0% | 0.1067% | 1
2925 | 0% | 0.01289% | 0% | 87.98% | 0% | 0% | 100% | 100% | 0% | 0.01289% | 1
2926 | 0% | 0% | 0% | 87.98% | 0% | 0% | 100% | 100% | 0% | 0% | 1
2927 | 0% | 1.019% | 0% | 87.98% | 0% | 0% | 100% | 100% | 0% | 1.019% | 1
2928 | 0% | 0% | 0% | 87.98% | 0% | 0% | 100% | 100% | 0% | 0% | 1
2929 | 0% | 0% | 0% | 87.98% | 0% | 0% | 100% | 100% | 0% | 0% | 1
2930 | 0% | 0% | 0% | 87.98% | 0% | 0% | 100% | 100% | 0% | 0% | 1
2931 | 0% | 0% | 0% | 87.98% | 0% | 0% | 100% | 100% | 0% | 0% | 1
2932 | 0% | 0% | 0% | 87.98% | 0% | 0% | 100% | 100% | 0% | 0% | 1
2933 | 0% | 0% | 0% | 87.98% | 0% | 0% | 100% | 100% | 0% | 0% | 1
2934 | 0% | 0% | 0% | 87.98% | 0% | 100% | 100% | 100% | 0% | 0% | 1
2935 | 0% | 0% | 0% | 87.98% | 0% | 100% | 100% | 100% | 0% | 0% | 1
2936 | 0% | 0% | 0% | 87.98% | 0% | 100% | 100% | 100% | 0% | 0% | 1
2937 | 0% | 0% | 0% | 87.98% | 0% | 0% | 100% | 100% | 0% | 0% | 1
2938 | 2.77% | 0% | 0% | 87.98% | 0% | 0% | 100% | 100% | 2.77% | 0% | 1
2939 | 10.89% | 1.558% | 0% | 87.98% | 0% | 0% | 100% | 100% | 10.89% | 1.558% | 1
2940 | 15.87% | 4.773% | 0% | 87.98% | 0% | 0% | 100% | 100% | 15.87% | 4.773% | 1
2941 | 17.67% | 4.705% | 0% | 87.98% | 0% | 0% | 100% | 100% | 17.67% | 4.705% | 1
2942 | 18.86% | 3.383% | 0% | 87.98% | 0% | 0% | 100% | 100% | 18.86% | 3.383% | 1
2943 | 12.81% | 2.185% | 0% | 87.98% | 0% | 0% | 100% | 100% | 12.81% | 2.185% | 1
2944 | 4.257% | 1.775% | 0% | 87.98% | 0% | 100% | 100% | 100% | 4.257% | 1.775% | 1
2945 | 0% | 2.173% | 0% | 87.98% | 0% | 100% | 100% | 100% | 0% | 2.173% | 1
2946 | 0% | 0.01077% | 0% | 87.98% | 0% | 100% | 100% | 100% | 0% | 0.01077% | 1
2947 | 0% | 0% | 0% | 87.98% | 0% | 100% | 100% | 100% | 0% | 0% | 1
2948 | 0% | 0% | 0% | 87.98% | 0% | 0% | 100% | 100% | 0% | 0% | 1
2949 | 0% | 0% | 0% | 87.98% | 0% | 0% | 100% | 100% | 0% | 0% | 1
2950 | 0% | 0% | 0% | 87.98% | 0% | 0% | 100% | 100% | 0% | 0% | 1
2951 | 0% | 0% | 0% | 87.98% | 0% | 0% | 100% | 100% | 0% | 0% | 1
2952 | 0% | 0% | 0% | 87.98% | 0% | 0% | 100% | 100% | 0% | 0% | 1
2953 | 0% | 0% | 0% | 87.98% | 0% | 0% | 100% | 100% | 0% | 0% | 1
2954 | 0% | 0% | 0% | 87.98% | 0% | 0% | 100% | 100% | 0% | 0% | 1
2955 | 0% | 0% | 0% | 87.98% | 0% | 0% | 100% | 100% | 0% | 0% | 1
2956 | 0% | 0% | 0% | 87.98% | 0% | 0% | 100% | 100% | 0% | 0% | 1
2957 | 0% | 0% | 0% | 87.98% | 0% | 0% | 100% | 100% | 0% | 0% | 1
2958 | 0% | 0% | 0% | 87.98% | 0% | 100% | 100% | 100% | 0% | 0% | 1
2959 | 0% | 0% | 0% | 87.98% | 0% | 100% | 100% | 100% | 0% | 0% | 1
2960 | 0% | 0% | 0% | 87.98% | 0% | 100% | 100% | 100% | 0% | 0% | 1
2961 | 0% | 0% | 0% | 87.98% | 0% | 0% | 100% | 100% | 0% | 0% | 1
2962 | 12.17% | 0% | 0% | 87.98% | 0% | 0% | 100% | 100% | 12.17% | 0% | 1
2963 | 20.21% | 0% | 0% | 87.98% | 0% | 0% | 100% | 100% | 20.21% | 0% | 1
2964 | 25.79% | 2.159% | 0% | 87.98% | 0% | 0% | 100% | 100% | 25.79% | 2.159% | 1
2965 | 24.13% | 2.795% | 0% | 87.98% | 0% | 0% | 100% | 100% | 24.13% | 2.795% | 1
2966 | 23.36% | 2.357% | 0% | 87.98% | 0% | 0% | 100% | 100% | 23.36% | 2.357% | 1
2967 | 19.72% | 0.426% | 0% | 87.98% | 0% | 0% | 100% | 100% | 19.72% | 0.426% | 1
2968 | 6.018% | 0% | 0% | 87.98% | 0% | 100% | 100% | 100% | 6.018% | 0% | 1
2969 | 0% | 0.4031% | 0% | 87.98% | 0% | 100% | 100% | 100% | 0% | 0.4031% | 1
2970 | 0% | 0% | 0% | 87.98% | 0% | 100% | 100% | 100% | 0% | 0% | 1
2971 | 0% | 0% | 0% | 87.98% | 0% | 100% | 100% | 100% | 0% | 0% | 1
2972 | 0% | 0% | 0% | 87.98% | 0% | 0% | 100% | 100% | 0% | 0% | 1
2973 | 0% | 0% | 0% | 87.98% | 0% | 0% | 100% | 100% | 0% | 0% | 1
2974 | 0% | 0% | 0% | 87.98% | 0% | 0% | 100% | 100% | 0% | 0% | 1
2975 | 0% | 0% | 0% | 87.98% | 0% | 0% | 100% | 100% | 0% | 0% | 1
2976 | 0% | 0% | 0% | 87.98% | 0% | 0% | 100% | 100% | 0% | 0% | 1
2977 | 0% | 0% | 0% | 87.98% | 0% | 0% | 100% | 100% | 0% | 0% | 1
2978 | 0% | 0% | 0% | 87.98% | 0% | 0% | 100% | 100% | 0% | 0% | 1
2979 | 0% | 0% | 0% | 87.98% | 0% | 0% | 100% | 100% | 0% | 0% | 1
2980 | 0% | 0% | 0% | 87.98% | 0% | 0% | 100% | 100% | 0% | 0% | 1
2981 | 0% | 0% | 0% | 87.98% | 0% | 0% | 100% | 100% | 0% | 0% | 1
2982 | 0% | 0% | 0% | 87.98% | 0% | 100% | 100% | 100% | 0% | 0% | 1
2983 | 0% | 0% | 0% | 87.98% | 0% | 100% | 100% | 100% | 0% | 0% | 1
2984 | 0% | 0% | 0% | 87.98% | 0% | 100% | 100% | 100% | 0% | 0% | 1
2985 | 5.417% | 0% | 0% | 87.98% | 0% | 0% | 100% | 100% | 5.417% | 0% | 1
2986 | 20.7% | 0% | 0% | 87.98% | 0% | 0% | 100% | 100% | 20.7% | 0% | 1
2987 | 33.2% | 0.3087% | 0% | 87.98% | 0% | 0% | 100% | 100% | 33.2% | 0.3087% | 1
2988 | 30.52% | 4.226% | 0% | 87.98% | 0% | 0% | 100% | 100% | 30.52% | 4.226% | 1
2989 | 32.48% | 6.08% | 0% | 87.98% | 0% | 0% | 100% | 100% | 32.48% | 6.08% | 1
2990 | 25.32% | 8.18% | 0% | 87.98% | 0% | 0% | 100% | 100% | 25.32% | 8.18% | 1
2991 | 19.55% | 6.428% | 0% | 87.98% | 0% | 0% | 100% | 100% | 19.55% | 6.428% | 1
2992 | 12.37% | 4.644% | 0% | 87.98% | 0% | 100% | 100% | 100% | 12.37% | 4.644% | 1
2993 | 1.043% | 4.242% | 0% | 87.98% | 0% | 100% | 100% | 100% | 1.043% | 4.242% | 1
2994 | 0% | 1.18% | 0% | 87.98% | 0% | 100% | 100% | 100% | 0% | 1.18% | 1
2995 | 0% | 0% | 0% | 87.98% | 0% | 100% | 100% | 100% | 0% | 0% | 1
2996 | 0% | 0% | 0% | 87.98% | 0% | 0% | 100% | 100% | 0% | 0% | 1
2997 | 0% | 0% | 0% | 87.98% | 0% | 0% | 100% | 100% | 0% | 0% | 1
2998 | 0% | 0% | 0% | 87.98% | 0% | 0% | 100% | 100% | 0% | 0% | 1
2999 | 0% | 0% | 0% | 87.98% | 0% | 0% | 100% | 100% | 0% | 0% | 1
3000 | 0% | 0% | 0% | 87.98% | 0% | 0% | 100% | 100% | 0% | 0% | 1
3001 | 0% | 0% | 0% | 87.98% | 0% | 0% | 100% | 100% | 0% | 0% | 1
3002 | 0% | 0% | 0% | 87.98% | 0% | 0% | 100% | 100% | 0% | 0% | 1
3003 | 0% | 0% | 0% | 87.98% | 0% | 0% | 100% | 100% | 0% | 0% | 1
3004 | 0% | 0% | 0% | 87.98% | 0% | 0% | 100% | 100% | 0% | 0% | 1
3005 | 0% | 0% | 0% | 87.98% | 0% | 0% | 100% | 100% | 0% | 0% | 1
3006 | 0% | 0% | 0% | 87.98% | 0% | 100% | 100% | 100% | 0% | 0% | 1
3007 | 0% | 0% | 0% | 87.98% | 0% | 100% | 100% | 100% | 0% | 0% | 1
3008 | 0% | 0% | 0% | 87.98% | 0% | 100% | 100% | 100% | 0% | 0% | 1
3009 | 8.366% | 0% | 0% | 87.98% | 0% | 0% | 100% | 100% | 8.366% | 0% | 1
3010 | 20.52% | 1.48% | 0% | 87.98% | 0% | 0% | 100% | 100% | 20.52% | 1.48% | 1
3011 | 37.24% | 0.3822% | 0% | 87.98% | 0% | 0% | 100% | 100% | 37.24% | 0.3822% | 1
3012 | 39.96% | 3.615% | 0% | 87.98% | 0% | 0% | 100% | 100% | 39.96% | 3.615% | 1
3013 | 35.66% | 5.067% | 0% | 87.98% | 0% | 0% | 100% | 100% | 35.66% | 5.067% | 1
3014 | 29.98% | 6.964% | 0% | 87.98% | 0% | 0% | 100% | 100% | 29.98% | 6.964% | 1
3015 | 24.66% | 6.165% | 0% | 87.98% | 0% | 0% | 100% | 100% | 24.66% | 6.165% | 1
3016 | 13.56% | 5.575% | 0% | 87.98% | 0% | 100% | 100% | 100% | 13.56% | 5.575% | 1
3017 | 0.1774% | 7.216% | 0% | 87.98% | 0% | 100% | 100% | 100% | 0.1774% | 7.216% | 1
3018 | 0% | 4.899% | 0% | 87.98% | 0% | 100% | 100% | 100% | 0% | 4.899% | 1
3019 | 0% | 2.063% | 0% | 87.98% | 0% | 100% | 100% | 100% | 0% | 2.063% | 1
3020 | 0% | 0% | 0% | 87.98% | 0% | 0% | 100% | 100% | 0% | 0% | 1
3021 | 0% | 0% | 0% | 87.98% | 0% | 0% | 100% | 100% | 0% | 0% | 1
3022 | 0% | 0.3247% | 0% | 87.98% | 0% | 0% | 100% | 100% | 0% | 0.3247% | 1
3023 | 0% | 0% | 0% | 87.98% | 0% | 0% | 100% | 100% | 0% | 0% | 1
3024 | 0% | 0% | 0% | 87.98% | 0% | 0% | 100% | 100% | 0% | 0% | 1
3025 | 0% | 0% | 0% | 87.98% | 0% | 0% | 100% | 100% | 0% | 0% | 1
3026 | 0% | 0% | 0% | 87.98% | 0% | 0% | 100% | 100% | 0% | 0% | 1
3027 | 0% | 0% | 0% | 87.98% | 0% | 0% | 100% | 100% | 0% | 0% | 1
3028 | 0% | 0% | 0% | 87.98% | 0% | 0% | 100% | 100% | 0% | 0% | 1
3029 | 0% | 0% | 0% | 87.98% | 0% | 0% | 100% | 100% | 0% | 0% | 1
3030 | 0% | 0% | 0% | 87.98% | 0% | 100% | 100% | 100% | 0% | 0% | 1
3031 | 0% | 0% | 0% | 87.98% | 0% | 100% | 100% | 100% | 0% | 0% | 1
3032 | 0% | 0% | 0% | 87.98% | 0% | 100% | 100% | 100% | 0% | 0% | 1
3033 | 11.23% | 0% | 0% | 87.98% | 0% | 0% | 100% | 100% | 11.23% | 0% | 1
3034 | 20.8% | 1.247% | 0% | 87.98% | 0% | 0% | 100% | 100% | 20.8% | 1.247% | 1
3035 | 30.73% | 2.238% | 0% | 87.98% | 0% | 0% | 100% | 100% | 30.73% | 2.238% | 1
3036 | 34.31% | 3.838% | 0% | 87.98% | 0% | 0% | 100% | 100% | 34.31% | 3.838% | 1
3037 | 29.4% | 4.7% | 0% | 87.98% | 0% | 0% | 100% | 100% | 29.4% | 4.7% | 1
3038 | 21.02% | 7.03% | 0% | 87.98% | 0% | 0% | 100% | 100% | 21.02% | 7.03% | 1
3039 | 16.49% | 8.047% | 0% | 87.98% | 0% | 0% | 100% | 100% | 16.49% | 8.047% | 1
3040 | 6.706% | 7.528% | 0% | 87.98% | 0% | 100% | 100% | 100% | 6.706% | 7.528% | 1
3041 | 0% | 7.014% | 0% | 87.98% | 0% | 100% | 100% | 100% | 0% | 7.014% | 1
3042 | 0% | 4.793% | 0% | 87.98% | 0% | 100% | 100% | 100% | 0% | 4.793% | 1
3043 | 0% | 2.277% | 0% | 87.98% | 0% | 100% | 100% | 100% | 0% | 2.277% | 1
3044 | 0% | 0.4632% | 0% | 87.98% | 0% | 0% | 100% | 100% | 0% | 0.4632% | 1
3045 | 0% | 0% | 0% | 87.98% | 0% | 0% | 100% | 100% | 0% | 0% | 1
3046 | 0% | 0% | 0% | 87.98% | 0% | 0% | 100% | 100% | 0% | 0% | 1
3047 | 0% | 0% | 0% | 87.98% | 0% | 0% | 100% | 100% | 0% | 0% | 1
3048 | 0% | 0% | 0% | 87.98% | 0% | 0% | 100% | 100% | 0% | 0% | 1
3049 | 0% | 0% | 0% | 100% | 0% | 0% | 100% | 100% | 0% | 0% | 1
3050 | 0% | 0% | 0% | 100% | 0% | 0% | 100% | 100% | 0% | 0% | 1
3051 | 0% | 0% | 0% | 100% | 0% | 0% | 100% | 100% | 0% | 0% | 1
3052 | 0% | 0% | 0% | 100% | 0% | 0% | 100% | 100% | 0% | 0% | 1
3053 | 0% | 0% | 0% | 100% | 0% | 0% | 100% | 100% | 0% | 0% | 1
3054 | 0% | 0% | 0% | 100% | 0% | 100% | 100% | 100% | 0% | 0% | 1
3055 | 0% | 0% | 0% | 100% | 0% | 100% | 100% | 100% | 0% | 0% | 1
3056 | 0% | 0% | 0% | 100% | 0% | 100% | 100% | 100% | 0% | 0% | 1
3057 | 6.779% | 0.1234% | 0% | 100% | 0% | 0% | 100% | 100% | 6.779% | 0.1234% | 1
3058 | 15.77% | 0.3673% | 0% | 100% | 0% | 0% | 100% | 100% | 15.77% | 0.3673% | 1
3059 | 22.93% | 1.926% | 0% | 100% | 0% | 0% | 100% | 100% | 22.93% | 1.926% | 1
3060 | 25.72% | 2.874% | 0% | 100% | 0% | 0% | 100% | 100% | 25.72% | 2.874% | 1
3061 | 22.33% | 2.373% | 0% | 100% | 0% | 0% | 100% | 100% | 22.33% | 2.373% | 1
3062 | 14.64% | 2.804% | 0% | 100% | 0% | 0% | 100% | 100% | 14.64% | 2.804% | 1
3063 | 9.324% | 3.412% | 0% | 100% | 0% | 0% | 100% | 100% | 9.324% | 3.412% | 1
3064 | 0% | 3.527% | 0% | 100% | 0% | 100% | 100% | 100% | 0% | 3.527% | 1
3065 | 0% | 4.157% | 0% | 100% | 0% | 100% | 100% | 100% | 0% | 4.157% | 1
3066 | 0% | 3.364% | 0% | 100% | 0% | 100% | 100% | 100% | 0% | 3.364% | 1
3067 | 0% | 0% | 0% | 100% | 0% | 100% | 100% | 100% | 0% | 0% | 1
3068 | 0% | 0% | 0% | 100% | 0% | 0% | 100% | 100% | 0% | 0% | 1
3069 | 0% | 0% | 0% | 100% | 0% | 0% | 100% | 100% | 0% | 0% | 1
3070 | 0% | 0% | 0% | 100% | 0% | 0% | 100% | 100% | 0% | 0% | 1
3071 | 0% | 0% | 0% | 100% | 0% | 0% | 100% | 100% | 0% | 0% | 1
3072 | 0% | 0% | 0% | 100% | 0% | 0% | 100% | 100% | 0% | 0% | 1
3073 | 0% | 0% | 0% | 100% | 0% | 0% | 100% | 100% | 0% | 0% | 1
3074 | 0% | 0% | 0% | 100% | 0% | 0% | 100% | 100% | 0% | 0% | 1
3075 | 0% | 0% | 0% | 100% | 0% | 0% | 100% | 100% | 0% | 0% | 1
3076 | 0% | 0% | 0% | 100% | 0% | 0% | 100% | 100% | 0% | 0% | 1
3077 | 0% | 0% | 0% | 100% | 0% | 0% | 100% | 100% | 0% | 0% | 1
3078 | 0% | 0% | 0% | 100% | 0% | 100% | 100% | 100% | 0% | 0% | 1
3079 | 0% | 0% | 0% | 100% | 0% | 100% | 100% | 100% | 0% | 0% | 1
3080 | 0% | 0% | 0% | 100% | 0% | 100% | 100% | 100% | 0% | 0% | 1
3081 | 7.023% | 0% | 0% | 100% | 0% | 0% | 100% | 100% | 7.023% | 0% | 1
3082 | 15.15% | 0% | 0% | 100% | 0% | 0% | 100% | 100% | 15.15% | 0% | 1
3083 | 19.2% | 1.872% | 0% | 100% | 0% | 0% | 100% | 100% | 19.2% | 1.872% | 1
3084 | 18.72% | 2.634% | 0% | 100% | 0% | 0% | 100% | 100% | 18.72% | 2.634% | 1
3085 | 16.57% | 3.388% | 0% | 100% | 0% | 0% | 100% | 100% | 16.57% | 3.388% | 1
3086 | 10.8% | 3.821% | 0% | 100% | 0% | 0% | 100% | 100% | 10.8% | 3.821% | 1
3087 | 2.992% | 4.212% | 0% | 100% | 0% | 0% | 100% | 100% | 2.992% | 4.212% | 1
3088 | 0% | 3.234% | 0% | 100% | 0% | 100% | 100% | 100% | 0% | 3.234% | 1
3089 | 0% | 2.257% | 0% | 100% | 0% | 100% | 100% | 100% | 0% | 2.257% | 1
3090 | 0% | 2.1% | 0% | 100% | 0% | 100% | 100% | 100% | 0% | 2.1% | 1
3091 | 0% | 0.02568% | 0% | 100% | 0% | 100% | 100% | 100% | 0% | 0.02568% | 1
3092 | 0% | 0% | 0% | 100% | 0% | 0% | 100% | 100% | 0% | 0% | 1
3093 | 0% | 0% | 0% | 100% | 0% | 0% | 100% | 100% | 0% | 0% | 1
3094 | 0% | 0.2451% | 0% | 100% | 0% | 0% | 100% | 100% | 0% | 0.2451% | 1
3095 | 0% | 0.9731% | 0% | 100% | 0% | 0% | 100% | 100% | 0% | 0.9731% | 1
3096 | 0% | 2.369% | 0% | 100% | 0% | 0% | 100% | 100% | 0% | 2.369% | 1
3097 | 0% | 0% | 0% | 100% | 0% | 0% | 100% | 100% | 0% | 0% | 1
3098 | 0% | 0% | 0% | 100% | 0% | 0% | 100% | 100% | 0% | 0% | 1
3099 | 0% | 0% | 0% | 100% | 0% | 0% | 100% | 100% | 0% | 0% | 1
3100 | 0% | 0% | 0% | 100% | 0% | 0% | 100% | 100% | 0% | 0% | 1
3101 | 0% | 0% | 0% | 100% | 0% | 0% | 100% | 100% | 0% | 0% | 1
3102 | 0% | 0% | 0% | 100% | 0% | 100% | 100% | 100% | 0% | 0% | 1
3103 | 0% | 0% | 0% | 100% | 0% | 100% | 100% | 100% | 0% | 0% | 1
3104 | 0% | 0% | 0% | 100% | 0% | 100% | 100% | 100% | 0% | 0% | 1
3105 | 7.188% | 0% | 0% | 100% | 0% | 0% | 100% | 100% | 7.188% | 0% | 1
3106 | 17.9% | 0% | 0% | 100% | 0% | 0% | 100% | 100% | 17.9% | 0% | 1
3107 | 19.5% | 2.987% | 0% | 100% | 0% | 0% | 100% | 100% | 19.5% | 2.987% | 1
3108 | 14.26% | 4.398% | 0% | 100% | 0% | 0% | 100% | 100% | 14.26% | 4.398% | 1
3109 | 10.23% | 5.405% | 0% | 100% | 0% | 0% | 100% | 100% | 10.23% | 5.405% | 1
3110 | 7.224% | 4.722% | 0% | 100% | 0% | 0% | 100% | 100% | 7.224% | 4.722% | 1
3111 | 0.667% | 5.2% | 0% | 100% | 0% | 0% | 100% | 100% | 0.667% | 5.2% | 1
3112 | 0% | 4.423% | 0% | 100% | 0% | 100% | 100% | 100% | 0% | 4.423% | 1
3113 | 0% | 3.438% | 0% | 100% | 0% | 100% | 100% | 100% | 0% | 3.438% | 1
3114 | 0% | 5.654% | 0% | 100% | 0% | 100% | 100% | 100% | 0% | 5.654% | 1
3115 | 0% | 4.88% | 0% | 100% | 0% | 100% | 100% | 100% | 0% | 4.88% | 1
3116 | 0% | 4.792% | 0% | 100% | 0% | 0% | 100% | 100% | 0% | 4.792% | 1
3117 | 0% | 4.861% | 0% | 100% | 0% | 0% | 100% | 100% | 0% | 4.861% | 1
3118 | 0% | 5.476% | 0% | 100% | 0% | 0% | 100% | 100% | 0% | 5.476% | 1
3119 | 0% | 5.898% | 0% | 100% | 0% | 0% | 100% | 100% | 0% | 5.898% | 1
3120 | 0% | 5.249% | 0% | 100% | 0% | 0% | 100% | 100% | 0% | 5.249% | 1
3121 | 0% | 0.9456% | 0% | 100% | 0% | 0% | 100% | 100% | 0% | 0.9456% | 1
3122 | 0% | 1.322% | 0% | 100% | 0% | 0% | 100% | 100% | 0% | 1.322% | 1
3123 | 0% | 0% | 0% | 100% | 0% | 0% | 100% | 100% | 0% | 0% | 1
3124 | 0% | 0% | 0% | 100% | 0% | 0% | 100% | 100% | 0% | 0% | 1
3125 | 0% | 0% | 0% | 100% | 0% | 0% | 100% | 100% | 0% | 0% | 1
3126 | 0% | 0% | 0% | 100% | 0% | 100% | 100% | 100% | 0% | 0% | 1
3127 | 0% | 0% | 0% | 100% | 0% | 100% | 100% | 100% | 0% | 0% | 1
3128 | 0% | 0% | 0% | 100% | 0% | 100% | 100% | 100% | 0% | 0% | 1
3129 | 14.16% | 0% | 0% | 100% | 0% | 0% | 100% | 100% | 14.16% | 0% | 1
3130 | 26.02% | 4.723% | 0% | 100% | 0% | 0% | 100% | 100% | 26.02% | 4.723% | 1
3131 | 25.46% | 8.483% | 0% | 100% | 0% | 0% | 100% | 100% | 25.46% | 8.483% | 1
3132 | 24.97% | 10.25% | 0% | 100% | 0% | 0% | 100% | 100% | 24.97% | 10.25% | 1
3133 | 18.95% | 11.25% | 0% | 100% | 0% | 0% | 100% | 100% | 18.95% | 11.25% | 1
3134 | 17.97% | 9.83% | 0% | 100% | 0% | 0% | 100% | 100% | 17.97% | 9.83% | 1
3135 | 10.79% | 10.04% | 0% | 100% | 0% | 0% | 100% | 100% | 10.79% | 10.04% | 1
3136 | 7.495% | 8.797% | 0% | 100% | 0% | 100% | 100% | 100% | 7.495% | 8.797% | 1
3137 | 0% | 6.503% | 0% | 100% | 0% | 100% | 100% | 100% | 0% | 6.503% | 1
3138 | 0% | 6.988% | 0% | 100% | 0% | 100% | 100% | 100% | 0% | 6.988% | 1
3139 | 0% | 7.159% | 0% | 100% | 0% | 100% | 100% | 100% | 0% | 7.159% | 1
3140 | 0% | 7.184% | 0% | 100% | 0% | 0% | 100% | 100% | 0% | 7.184% | 1
3141 | 0% | 6.032% | 0% | 100% | 0% | 0% | 100% | 100% | 0% | 6.032% | 1
3142 | 0% | 6.396% | 0% | 100% | 0% | 0% | 100% | 100% | 0% | 6.396% | 1
3143 | 0% | 4.803% | 0% | 100% | 0% | 0% | 100% | 100% | 0% | 4.803% | 1
3144 | 0% | 3.96% | 0% | 100% | 0% | 0% | 100% | 100% | 0% | 3.96% | 1
3145 | 0% | 3.59% | 0% | 100% | 0% | 0% | 100% | 100% | 0% | 3.59% | 1
3146 | 0% | 2.227% | 0% | 100% | 0% | 0% | 100% | 100% | 0% | 2.227% | 1
3147 | 0% | 1.593% | 0% | 100% | 0% | 0% | 100% | 100% | 0% | 1.593% | 1
3148 | 0% | 1.089% | 0% | 100% | 0% | 0% | 100% | 100% | 0% | 1.089% | 1
3149 | 0% | 1.404% | 0% | 100% | 0% | 0% | 100% | 100% | 0% | 1.404% | 1
3150 | 0% | 0.1411% | 0% | 100% | 0% | 100% | 100% | 100% | 0% | 0.1411% | 1
3151 | 0% | 1.893% | 0% | 100% | 0% | 100% | 100% | 100% | 0% | 1.893% | 1
3152 | 0% | 1.424% | 0% | 100% | 0% | 100% | 100% | 100% | 0% | 1.424% | 1
3153 | 15.82% | 2.968% | 0% | 100% | 0% | 0% | 100% | 100% | 15.82% | 2.968% | 1
3154 | 29.02% | 7.377% | 0% | 100% | 0% | 0% | 100% | 100% | 29.02% | 7.377% | 1
3155 | 30.27% | 11.24% | 0% | 100% | 0% | 0% | 100% | 100% | 30.27% | 11.24% | 1
3156 | 33.35% | 14.04% | 0% | 100% | 0% | 0% | 100% | 100% | 33.35% | 14.04% | 1
3157 | 24.36% | 13.72% | 0% | 100% | 0% | 0% | 100% | 100% | 24.36% | 13.72% | 1
3158 | 20.86% | 11.81% | 0% | 100% | 0% | 0% | 100% | 100% | 20.86% | 11.81% | 1
3159 | 20.48% | 12.92% | 0% | 100% | 0% | 0% | 100% | 100% | 20.48% | 12.92% | 1
3160 | 22.03% | 12.55% | 0% | 100% | 0% | 100% | 100% | 100% | 22.03% | 12.55% | 1
3161 | 2.696% | 9.775% | 0% | 100% | 0% | 100% | 100% | 100% | 2.696% | 9.775% | 1
3162 | 0% | 9.871% | 0% | 100% | 0% | 100% | 100% | 100% | 0% | 9.871% | 1
3163 | 0% | 9.867% | 0% | 100% | 0% | 100% | 100% | 100% | 0% | 9.867% | 1
3164 | 0% | 10.36% | 0% | 100% | 0% | 0% | 100% | 100% | 0% | 10.36% | 1
3165 | 0% | 7.889% | 0% | 100% | 0% | 0% | 100% | 100% | 0% | 7.889% | 1
3166 | 0% | 6.696% | 0% | 100% | 0% | 0% | 100% | 100% | 0% | 6.696% | 1
3167 | 0% | 5.577% | 0% | 100% | 0% | 0% | 100% | 100% | 0% | 5.577% | 1
3168 | 0% | 3.918% | 0% | 100% | 0% | 0% | 100% | 100% | 0% | 3.918% | 1
3169 | 0% | 3.751% | 0% | 93.3% | 0% | 0% | 100% | 100% | 0% | 3.751% | 1
3170 | 0% | 3.166% | 0% | 93.3% | 0% | 0% | 100% | 100% | 0% | 3.166% | 1
3171 | 0% | 2.247% | 0% | 93.3% | 0% | 0% | 100% | 100% | 0% | 2.247% | 1
3172 | 0% | 1.668% | 0% | 93.3% | 0% | 0% | 100% | 100% | 0% | 1.668% | 1
3173 | 0% | 2.303% | 0% | 93.3% | 0% | 0% | 100% | 100% | 0% | 2.303% | 1
3174 | 0% | 1.153% | 0% | 93.3% | 0% | 100% | 100% | 100% | 0% | 1.153% | 1
3175 | 0% | 3.695% | 0% | 93.3% | 0% | 100% | 100% | 100% | 0% | 3.695% | 1
3176 | 0% | 5.954% | 0.8251% | 93.3% | 0% | 100% | 100% | 100% | 0% | 5.954% | 1
3177 | 13.67% | 8.493% | 1.029% | 93.3% | 0% | 0% | 100% | 100% | 13.67% | 8.493% | 1
3178 | 29.57% | 11.16% | 0.8205% | 93.3% | 0% | 0% | 100% | 100% | 29.57% | 11.16% | 1
3179 | 40.52% | 13.37% | 0.6401% | 93.3% | 0% | 0% | 100% | 100% | 40.52% | 13.37% | 1
3180 | 45.42% | 17.55% | 0.3146% | 93.3% | 0% | 0% | 100% | 100% | 45.42% | 17.55% | 1
3181 | 43.51% | 19.82% | 0.1862% | 93.3% | 0% | 0% | 100% | 100% | 43.51% | 19.82% | 1
3182 | 41.4% | 17.57% | 0% | 93.3% | 0% | 0% | 100% | 100% | 41.4% | 17.57% | 1
3183 | 28.62% | 17.38% | 0% | 93.3% | 0% | 0% | 100% | 100% | 28.62% | 17.38% | 1
3184 | 23.48% | 15.81% | 0% | 93.3% | 0% | 100% | 100% | 100% | 23.48% | 15.81% | 1
3185 | 8.943% | 12.46% | 0% | 93.3% | 0% | 100% | 100% | 100% | 8.943% | 12.46% | 1
3186 | 0% | 11.41% | 0.07611% | 93.3% | 0% | 100% | 100% | 100% | 0% | 11.41% | 1
3187 | 0% | 9.754% | 0.4062% | 93.3% | 0% | 100% | 100% | 100% | 0% | 9.754% | 1
3188 | 0% | 6.537% | 0.8848% | 93.3% | 0% | 0% | 100% | 100% | 0% | 6.537% | 1
3189 | 0% | 4.66% | 0.9943% | 93.3% | 0% | 0% | 100% | 100% | 0% | 4.66% | 1
3190 | 0% | 4.755% | 0.7836% | 93.3% | 0% | 0% | 100% | 100% | 0% | 4.755% | 1
3191 | 0% | 4.17% | 0.3708% | 93.3% | 0% | 0% | 100% | 100% | 0% | 4.17% | 1
3192 | 0% | 1.55% | 0% | 93.3% | 0% | 0% | 100% | 100% | 0% | 1.55% | 1
3193 | 0% | 3.53% | 0% | 93.3% | 0% | 0% | 100% | 100% | 0% | 3.53% | 1
3194 | 0% | 0.8384% | 0% | 93.3% | 0% | 0% | 100% | 100% | 0% | 0.8384% | 1
3195 | 0% | 0% | 0% | 93.3% | 0% | 0% | 100% | 100% | 0% | 0% | 1
3196 | 0% | 0% | 0% | 93.3% | 0% | 0% | 100% | 100% | 0% | 0% | 1
3197 | 0% | 1.056% | 0% | 93.3% | 0% | 0% | 100% | 100% | 0% | 1.056% | 1
3198 | 0% | 0% | 0% | 93.3% | 0% | 100% | 100% | 100% | 0% | 0% | 1
3199 | 0% | 1.422% | 0% | 93.3% | 0% | 100% | 100% | 100% | 0% | 1.422% | 1
3200 | 0% | 2.989% | 0% | 93.3% | 0% | 100% | 100% | 100% | 0% | 2.989% | 1
3201 | 9.364% | 3.219% | 0% | 93.3% | 0% | 0% | 100% | 100% | 9.364% | 3.219% | 1
3202 | 25.84% | 4.697% | 0% | 93.3% | 0% | 0% | 100% | 100% | 25.84% | 4.697% | 1
3203 | 43.74% | 5.913% | 0% | 93.3% | 0% | 0% | 100% | 100% | 43.74% | 5.913% | 1
3204 | 42.44% | 11% | 0% | 93.3% | 0% | 0% | 100% | 100% | 42.44% | 11% | 1
3205 | 38.63% | 14.2% | 0% | 93.3% | 0% | 0% | 100% | 100% | 38.63% | 14.2% | 1
3206 | 41.39% | 11.98% | 0% | 93.3% | 0% | 0% | 100% | 100% | 41.39% | 11.98% | 1
3207 | 30.49% | 12.87% | 0% | 93.3% | 0% | 0% | 100% | 100% | 30.49% | 12.87% | 1
3208 | 20.53% | 12.76% | 0% | 93.3% | 0% | 100% | 100% | 100% | 20.53% | 12.76% | 1
3209 | 8.165% | 10.1% | 0% | 93.3% | 0% | 100% | 100% | 100% | 8.165% | 10.1% | 1
3210 | 0% | 9.948% | 0% | 93.3% | 0% | 100% | 100% | 100% | 0% | 9.948% | 1
3211 | 0% | 7.587% | 0% | 93.3% | 0% | 100% | 100% | 100% | 0% | 7.587% | 1
3212 | 0% | 3.33% | 0% | 93.3% | 0% | 0% | 100% | 100% | 0% | 3.33% | 1
3213 | 0% | 2.602% | 0% | 93.3% | 0% | 0% | 100% | 100% | 0% | 2.602% | 1
3214 | 0% | 4.219% | 0% | 93.3% | 0% | 0% | 100% | 100% | 0% | 4.219% | 1
3215 | 0% | 4.696% | 0% | 93.3% | 0% | 0% | 100% | 100% | 0% | 4.696% | 1
3216 | 0% | 1.68% | 0% | 93.3% | 0% | 0% | 100% | 100% | 0% | 1.68% | 1
3217 | 0% | 0% | 0% | 93.3% | 0% | 0% | 100% | 100% | 0% | 0% | 1
3218 | 0% | 0% | 0% | 93.3% | 0% | 0% | 100% | 100% | 0% | 0% | 1
3219 | 0% | 0% | 0% | 93.3% | 0% | 0% | 100% | 100% | 0% | 0% | 1
3220 | 0% | 0% | 0% | 93.3% | 0% | 0% | 100% | 100% | 0% | 0% | 1
3221 | 0% | 0% | 0% | 93.3% | 0% | 0% | 100% | 100% | 0% | 0% | 1
3222 | 0% | 0% | 0% | 93.3% | 0% | 100% | 100% | 100% | 0% | 0% | 1
3223 | 0% | 0% | 0% | 93.3% | 0% | 100% | 100% | 100% | 0% | 0% | 1
3224 | 0% | 1.937% | 0% | 93.3% | 0% | 100% | 100% | 100% | 0% | 1.937% | 1
3225 | 8.203% | 2.026% | 0% | 93.3% | 0% | 0% | 100% | 100% | 8.203% | 2.026% | 1
3226 | 27.61% | 4.53% | 0% | 93.3% | 0% | 0% | 100% | 100% | 27.61% | 4.53% | 1
3227 | 40.79% | 5.948% | 0% | 93.3% | 0% | 0% | 100% | 100% | 40.79% | 5.948% | 1
3228 | 41.08% | 10.52% | 0% | 93.3% | 0% | 0% | 100% | 100% | 41.08% | 10.52% | 1
3229 | 34.83% | 12.71% | 0% | 93.3% | 0% | 0% | 100% | 100% | 34.83% | 12.71% | 1
3230 | 38.67% | 11.78% | 0% | 93.3% | 0% | 0% | 100% | 100% | 38.67% | 11.78% | 1
3231 | 24.53% | 11.64% | 0% | 93.3% | 0% | 0% | 100% | 100% | 24.53% | 11.64% | 1
3232 | 12.36% | 12.4% | 0% | 93.3% | 0% | 100% | 100% | 100% | 12.36% | 12.4% | 1
3233 | 6.242% | 12.14% | 0% | 93.3% | 0% | 100% | 100% | 100% | 6.242% | 12.14% | 1
3234 | 0% | 11.57% | 0% | 93.3% | 0% | 100% | 100% | 100% | 0% | 11.57% | 1
3235 | 0% | 8.332% | 0% | 93.3% | 0% | 100% | 100% | 100% | 0% | 8.332% | 1
3236 | 0% | 4.045% | 0% | 93.3% | 0% | 0% | 100% | 100% | 0% | 4.045% | 1
3237 | 0% | 4.349% | 0% | 93.3% | 0% | 0% | 100% | 100% | 0% | 4.349% | 1
3238 | 0% | 6.349% | 0% | 93.3% | 0% | 0% | 100% | 100% | 0% | 6.349% | 1
3239 | 0% | 6.615% | 0% | 93.3% | 0% | 0% | 100% | 100% | 0% | 6.615% | 1
3240 | 0% | 4.528% | 0% | 93.3% | 0% | 0% | 100% | 100% | 0% | 4.528% | 1
3241 | 0% | 0% | 0% | 93.3% | 0% | 0% | 100% | 100% | 0% | 0% | 1
3242 | 0% | 0% | 0% | 93.3% | 0% | 0% | 100% | 100% | 0% | 0% | 1
3243 | 0% | 0% | 0% | 93.3% | 0% | 0% | 100% | 100% | 0% | 0% | 1
3244 | 0% | 0% | 0% | 93.3% | 0% | 0% | 100% | 100% | 0% | 0% | 1
3245 | 0% | 1.135% | 0% | 93.3% | 0% | 0% | 100% | 100% | 0% | 1.135% | 1
3246 | 0% | 1.638% | 0% | 93.3% | 0% | 100% | 100% | 100% | 0% | 1.638% | 1
3247 | 0% | 1.243% | 0% | 93.3% | 0% | 100% | 100% | 100% | 0% | 1.243% | 1
3248 | 0% | 2.853% | 0% | 93.3% | 0% | 100% | 100% | 100% | 0% | 2.853% | 1
3249 | 3.509% | 0.504% | 0% | 93.3% | 0% | 0% | 100% | 100% | 3.509% | 0.504% | 1
3250 | 27.95% | 3.932% | 0% | 93.3% | 0% | 0% | 100% | 100% | 27.95% | 3.932% | 1
3251 | 37.31% | 6.581% | 0% | 93.3% | 0% | 0% | 100% | 100% | 37.31% | 6.581% | 1
3252 | 40.25% | 9.431% | 0% | 93.3% | 0% | 0% | 100% | 100% | 40.25% | 9.431% | 1
3253 | 34.21% | 9.769% | 0% | 93.3% | 0% | 0% | 100% | 100% | 34.21% | 9.769% | 1
3254 | 31.31% | 7.319% | 0% | 93.3% | 0% | 0% | 100% | 100% | 31.31% | 7.319% | 1
3255 | 27.07% | 6.783% | 0% | 93.3% | 0% | 0% | 100% | 100% | 27.07% | 6.783% | 1
3256 | 17.21% | 8.33% | 0% | 93.3% | 0% | 100% | 100% | 100% | 17.21% | 8.33% | 1
3257 | 6.487% | 10.74% | 0% | 93.3% | 0% | 100% | 100% | 100% | 6.487% | 10.74% | 1
3258 | 0% | 11.17% | 0% | 93.3% | 0% | 100% | 100% | 100% | 0% | 11.17% | 1
3259 | 0% | 8.327% | 0% | 93.3% | 0% | 100% | 100% | 100% | 0% | 8.327% | 1
3260 | 0% | 6.306% | 0% | 93.3% | 0% | 0% | 100% | 100% | 0% | 6.306% | 1
3261 | 0% | 5.239% | 0% | 93.3% | 0% | 0% | 100% | 100% | 0% | 5.239% | 1
3262 | 0% | 6.384% | 0% | 93.3% | 0% | 0% | 100% | 100% | 0% | 6.384% | 1
3263 | 0% | 5.533% | 0% | 93.3% | 0% | 0% | 100% | 100% | 0% | 5.533% | 1
3264 | 0% | 4.157% | 0% | 93.3% | 0% | 0% | 100% | 100% | 0% | 4.157% | 1
3265 | 0% | 0.788% | 0% | 93.3% | 0% | 0% | 100% | 100% | 0% | 0.788% | 1
3266 | 0% | 0% | 0% | 93.3% | 0% | 0% | 100% | 100% | 0% | 0% | 1
3267 | 0% | 0% | 0% | 93.3% | 0% | 0% | 100% | 100% | 0% | 0% | 1
3268 | 0% | 0.8585% | 0% | 93.3% | 0% | 0% | 100% | 100% | 0% | 0.8585% | 1
3269 | 0% | 0.6623% | 0% | 93.3% | 0% | 0% | 100% | 100% | 0% | 0.6623% | 1
3270 | 0% | 1.369% | 0% | 93.3% | 0% | 100% | 100% | 100% | 0% | 1.369% | 1
3271 | 0% | 1.46% | 0% | 93.3% | 0% | 100% | 100% | 100% | 0% | 1.46% | 1
3272 | 0% | 2.387% | 0% | 93.3% | 0% | 100% | 100% | 100% | 0% | 2.387% | 1
3273 | 7.131% | 0.1381% | 0% | 93.3% | 0% | 0% | 100% | 100% | 7.131% | 0.1381% | 1
3274 | 32.72% | 2.918% | 0% | 93.3% | 0% | 0% | 100% | 100% | 32.72% | 2.918% | 1
3275 | 36.11% | 5.792% | 0% | 93.3% | 0% | 0% | 100% | 100% | 36.11% | 5.792% | 1
3276 | 36.97% | 10.1% | 0% | 93.3% | 0% | 0% | 100% | 100% | 36.97% | 10.1% | 1
3277 | 32.82% | 10.7% | 0% | 93.3% | 0% | 0% | 100% | 100% | 32.82% | 10.7% | 1
3278 | 21.31% | 9.238% | 0% | 93.3% | 0% | 0% | 100% | 100% | 21.31% | 9.238% | 1
3279 | 20.27% | 8.069% | 0% | 93.3% | 0% | 0% | 100% | 100% | 20.27% | 8.069% | 1
3280 | 13.91% | 7.417% | 0% | 93.3% | 0% | 100% | 100% | 100% | 13.91% | 7.417% | 1
3281 | 3.407% | 6.43% | 0% | 93.3% | 0% | 100% | 100% | 100% | 3.407% | 6.43% | 1
3282 | 0% | 7.744% | 0% | 93.3% | 0% | 100% | 100% | 100% | 0% | 7.744% | 1
3283 | 0% | 5.426% | 0% | 93.3% | 0% | 100% | 100% | 100% | 0% | 5.426% | 1
3284 | 0% | 3.627% | 0% | 93.3% | 0% | 0% | 100% | 100% | 0% | 3.627% | 1
3285 | 0% | 2.321% | 0% | 93.3% | 0% | 0% | 100% | 100% | 0% | 2.321% | 1
3286 | 0% | 1.006% | 0% | 93.3% | 0% | 0% | 100% | 100% | 0% | 1.006% | 1
3287 | 0% | 0.2197% | 0% | 93.3% | 0% | 0% | 100% | 100% | 0% | 0.2197% | 1
3288 | 0% | 0.1252% | 0% | 93.3% | 0% | 0% | 100% | 100% | 0% | 0.1252% | 1
3289 | 0% | 1.867% | 0% | 93.3% | 0% | 0% | 100% | 100% | 0% | 1.867% | 1
3290 | 0% | 0% | 0% | 93.3% | 0% | 0% | 100% | 100% | 0% | 0% | 1
3291 | 0% | 0% | 0% | 93.3% | 0% | 0% | 100% | 100% | 0% | 0% | 1
3292 | 0% | 0% | 0% | 93.3% | 0% | 0% | 100% | 100% | 0% | 0% | 1
3293 | 0% | 0% | 0% | 93.3% | 0% | 0% | 100% | 100% | 0% | 0% | 1
3294 | 0% | 0% | 0% | 93.3% | 0% | 100% | 100% | 100% | 0% | 0% | 1
3295 | 0% | 0% | 0% | 93.3% | 0% | 100% | 100% | 100% | 0% | 0% | 1
3296 | 0% | 0.2156% | 0% | 93.3% | 0% | 100% | 100% | 100% | 0% | 0.2156% | 1
3297 | 9.608% | 0% | 0% | 93.3% | 0% | 0% | 100% | 100% | 9.608% | 0% | 1
3298 | 31.78% | 0.1907% | 0% | 93.3% | 0% | 0% | 100% | 100% | 31.78% | 0.1907% | 1
3299 | 36.31% | 4.109% | 0% | 93.3% | 0% | 0% | 100% | 100% | 36.31% | 4.109% | 1
3300 | 33.96% | 9.123% | 0% | 93.3% | 0% | 0% | 100% | 100% | 33.96% | 9.123% | 1
3301 | 35.6% | 9.946% | 0% | 93.3% | 0% | 0% | 100% | 100% | 35.6% | 9.946% | 1
3302 | 17.69% | 7.686% | 0% | 93.3% | 0% | 0% | 100% | 100% | 17.69% | 7.686% | 1
3303 | 14.9% | 6.248% | 0% | 93.3% | 0% | 0% | 100% | 100% | 14.9% | 6.248% | 1
3304 | 7.482% | 4.011% | 0% | 93.3% | 0% | 100% | 100% | 100% | 7.482% | 4.011% | 1
3305 | 0% | 0.9613% | 0% | 93.3% | 0% | 100% | 100% | 100% | 0% | 0.9613% | 1
3306 | 0% | 2.331% | 0% | 93.3% | 0% | 100% | 100% | 100% | 0% | 2.331% | 1
3307 | 0% | 1.557% | 0% | 93.3% | 0% | 100% | 100% | 100% | 0% | 1.557% | 1
3308 | 0% | 0% | 0% | 93.3% | 0% | 0% | 100% | 100% | 0% | 0% | 1
3309 | 0% | 0% | 0% | 93.3% | 0% | 0% | 100% | 100% | 0% | 0% | 1
3310 | 0% | 0% | 0% | 93.3% | 0% | 0% | 100% | 100% | 0% | 0% | 1
3311 | 0% | 0% | 0% | 93.3% | 0% | 0% | 100% | 100% | 0% | 0% | 1
3312 | 0% | 0% | 0% | 93.3% | 0% | 0% | 100% | 100% | 0% | 0% | 1
3313 | 0% | 0% | 0% | 93.3% | 0% | 0% | 100% | 100% | 0% | 0% | 1
3314 | 0% | 0% | 0% | 93.3% | 0% | 0% | 100% | 100% | 0% | 0% | 1
3315 | 0% | 0% | 0% | 93.3% | 0% | 0% | 100% | 100% | 0% | 0% | 1
3316 | 0% | 0% | 0% | 93.3% | 0% | 0% | 100% | 100% | 0% | 0% | 1
3317 | 0% | 0% | 0% | 93.3% | 0% | 0% | 100% | 100% | 0% | 0% | 1
3318 | 0% | 0% | 0% | 93.3% | 0% | 100% | 100% | 100% | 0% | 0% | 1
3319 | 0% | 0% | 0% | 93.3% | 0% | 100% | 100% | 100% | 0% | 0% | 1
3320 | 0% | 0% | 0% | 93.3% | 0% | 100% | 100% | 100% | 0% | 0% | 1
3321 | 20.26% | 0.5168% | 0% | 93.3% | 0% | 0% | 100% | 100% | 20.26% | 0.5168% | 1
3322 | 33.5% | 0.08332% | 0% | 93.3% | 0% | 0% | 100% | 100% | 33.5% | 0.08332% | 1
3323 | 33.23% | 2.667% | 0% | 93.3% | 0% | 0% | 100% | 100% | 33.23% | 2.667% | 1
3324 | 27.7% | 6.607% | 0% | 93.3% | 0% | 0% | 100% | 100% | 27.7% | 6.607% | 1
3325 | 32.36% | 8.82% | 0% | 93.3% | 0% | 0% | 100% | 100% | 32.36% | 8.82% | 1
3326 | 16.74% | 8.444% | 0% | 93.3% | 0% | 0% | 100% | 100% | 16.74% | 8.444% | 1
3327 | 6.322% | 6.351% | 0% | 93.3% | 0% | 0% | 100% | 100% | 6.322% | 6.351% | 1
3328 | 0% | 3.231% | 0% | 93.3% | 0% | 100% | 100% | 100% | 0% | 3.231% | 1
3329 | 0% | 0% | 0% | 93.3% | 0% | 100% | 100% | 100% | 0% | 0% | 1
3330 | 0% | 0% | 0% | 93.3% | 0% | 100% | 100% | 100% | 0% | 0% | 1
3331 | 0% | 0% | 0% | 93.3% | 0% | 100% | 100% | 100% | 0% | 0% | 1
3332 | 0% | 0% | 0% | 93.3% | 0% | 0% | 100% | 100% | 0% | 0% | 1
3333 | 0% | 0% | 0% | 93.3% | 0% | 0% | 100% | 100% | 0% | 0% | 1
3334 | 0% | 0% | 0% | 93.3% | 0% | 0% | 100% | 100% | 0% | 0% | 1
3335 | 0% | 0% | 0% | 93.3% | 0% | 0% | 100% | 100% | 0% | 0% | 1
3336 | 0% | 0% | 0% | 93.3% | 0% | 0% | 100% | 100% | 0% | 0% | 1
3337 | 0% | 0% | 0% | 93.3% | 0% | 0% | 100% | 100% | 0% | 0% | 1
3338 | 0% | 0% | 0% | 93.3% | 0% | 0% | 100% | 100% | 0% | 0% | 1
3339 | 0% | 0% | 0% | 93.3% | 0% | 0% | 100% | 100% | 0% | 0% | 1
3340 | 0% | 0% | 0% | 93.3% | 0% | 0% | 100% | 100% | 0% | 0% | 1
3341 | 0% | 0% | 0% | 93.3% | 0% | 0% | 100% | 100% | 0% | 0% | 1
3342 | 0% | 0% | 0% | 93.3% | 0% | 100% | 100% | 100% | 0% | 0% | 1
3343 | 0% | 0% | 0% | 93.3% | 0% | 100% | 100% | 100% | 0% | 0% | 1
3344 | 0% | 0% | 0% | 93.3% | 0% | 100% | 100% | 100% | 0% | 0% | 1
3345 | 17.49% | 0.3571% | 0% | 93.3% | 0% | 0% | 100% | 100% | 17.49% | 0.3571% | 1
3346 | 31.48% | 0.7697% | 0% | 93.3% | 0% | 0% | 100% | 100% | 31.48% | 0.7697% | 1
3347 | 34.06% | 2.474% | 0% | 93.3% | 0% | 0% | 100% | 100% | 34.06% | 2.474% | 1
3348 | 31.41% | 3.695% | 0% | 93.3% | 0% | 0% | 100% | 100% | 31.41% | 3.695% | 1
3349 | 38.34% | 6.04% | 0% | 93.3% | 0% | 0% | 100% | 100% | 38.34% | 6.04% | 1
3350 | 28.11% | 6.65% | 0% | 93.3% | 0% | 0% | 100% | 100% | 28.11% | 6.65% | 1
3351 | 12.18% | 3.976% | 0% | 93.3% | 0% | 0% | 100% | 100% | 12.18% | 3.976% | 1
3352 | 2.404% | 1.517% | 0% | 93.3% | 0% | 100% | 100% | 100% | 2.404% | 1.517% | 1
3353 | 0% | 0% | 0% | 93.3% | 0% | 100% | 100% | 100% | 0% | 0% | 1
3354 | 0% | 0% | 0% | 93.3% | 0% | 100% | 100% | 100% | 0% | 0% | 1
3355 | 0% | 0% | 0% | 93.3% | 0% | 100% | 100% | 100% | 0% | 0% | 1
3356 | 0% | 0% | 0% | 93.3% | 0% | 0% | 100% | 100% | 0% | 0% | 1
3357 | 0% | 0.2641% | 0% | 93.3% | 0% | 0% | 100% | 100% | 0% | 0.2641% | 1
3358 | 0% | 0% | 0% | 93.3% | 0% | 0% | 100% | 100% | 0% | 0% | 1
3359 | 0% | 0% | 0% | 93.3% | 0% | 0% | 100% | 100% | 0% | 0% | 1
3360 | 0% | 0% | 0% | 93.3% | 0% | 0% | 100% | 100% | 0% | 0% | 1
3361 | 0% | 0% | 0% | 93.3% | 0% | 0% | 100% | 100% | 0% | 0% | 1
3362 | 0% | 0% | 0% | 93.3% | 0% | 0% | 100% | 100% | 0% | 0% | 1
3363 | 0% | 0% | 0% | 93.3% | 0% | 0% | 100% | 100% | 0% | 0% | 1
3364 | 0% | 0% | 0% | 93.3% | 0% | 0% | 100% | 100% | 0% | 0% | 1
3365 | 0% | 0% | 0% | 93.3% | 0% | 0% | 100% | 100% | 0% | 0% | 1
3366 | 0% | 0% | 0% | 93.3% | 0% | 100% | 100% | 100% | 0% | 0% | 1
3367 | 0% | 0% | 0% | 93.3% | 0% | 100% | 100% | 100% | 0% | 0% | 1
3368 | 0% | 0% | 0% | 93.3% | 0% | 100% | 100% | 100% | 0% | 0% | 1
3369 | 20.28% | 0% | 0% | 93.3% | 0% | 0% | 100% | 100% | 20.28% | 0% | 1
3370 | 34.15% | 1.38% | 0% | 93.3% | 0% | 0% | 100% | 100% | 34.15% | 1.38% | 1
3371 | 38.36% | 1.851% | 0% | 93.3% | 0% | 0% | 100% | 100% | 38.36% | 1.851% | 1
3372 | 37.42% | 2.545% | 0% | 93.3% | 0% | 0% | 100% | 100% | 37.42% | 2.545% | 1
3373 | 40.54% | 4.608% | 0% | 93.3% | 0% | 0% | 100% | 100% | 40.54% | 4.608% | 1
3374 | 37.74% | 4.27% | 0% | 93.3% | 0% | 0% | 100% | 100% | 37.74% | 4.27% | 1
3375 | 21.15% | 1.18% | 0% | 93.3% | 0% | 0% | 100% | 100% | 21.15% | 1.18% | 1
3376 | 11.23% | 0.254% | 0% | 93.3% | 0% | 100% | 100% | 100% | 11.23% | 0.254% | 1
3377 | 0% | 0.5643% | 0% | 93.3% | 0% | 100% | 100% | 100% | 0% | 0.5643% | 1
3378 | 0% | 1.696% | 0% | 93.3% | 0% | 100% | 100% | 100% | 0% | 1.696% | 1
3379 | 0% | 0.4844% | 0% | 93.3% | 0% | 100% | 100% | 100% | 0% | 0.4844% | 1
3380 | 0% | 0.4181% | 0% | 93.3% | 0% | 0% | 100% | 100% | 0% | 0.4181% | 1
3381 | 0% | 1.243% | 0% | 93.3% | 0% | 0% | 100% | 100% | 0% | 1.243% | 1
3382 | 0% | 0% | 0% | 93.3% | 0% | 0% | 100% | 100% | 0% | 0% | 1
3383 | 0% | 0% | 0% | 93.3% | 0% | 0% | 100% | 100% | 0% | 0% | 1
3384 | 0% | 0% | 0% | 93.3% | 0% | 0% | 100% | 100% | 0% | 0% | 1
3385 | 0% | 0% | 0% | 93.3% | 0% | 0% | 100% | 100% | 0% | 0% | 1
3386 | 0% | 0% | 0% | 93.3% | 0% | 0% | 100% | 100% | 0% | 0% | 1
3387 | 0% | 0% | 0% | 93.3% | 0% | 0% | 100% | 100% | 0% | 0% | 1
3388 | 0% | 0% | 0% | 93.3% | 0% | 0% | 100% | 100% | 0% | 0% | 1
3389 | 0% | 0% | 0% | 93.3% | 0% | 0% | 100% | 100% | 0% | 0% | 1
3390 | 0% | 0% | 0% | 93.3% | 0% | 100% | 100% | 100% | 0% | 0% | 1
3391 | 0% | 0% | 0% | 93.3% | 0% | 100% | 100% | 100% | 0% | 0% | 1
3392 | 0% | 0% | 0% | 93.3% | 0% | 100% | 100% | 100% | 0% | 0% | 1
3393 | 18.7% | 0% | 0% | 93.3% | 0% | 0% | 100% | 100% | 18.7% | 0% | 1
3394 | 32.25% | 0.5027% | 0% | 93.3% | 0% | 0% | 100% | 100% | 32.25% | 0.5027% | 1
3395 | 41.64% | 2.11% | 0% | 93.3% | 0% | 0% | 100% | 100% | 41.64% | 2.11% | 1
3396 | 49.12% | 4.449% | 0% | 93.3% | 0% | 0% | 100% | 100% | 49.12% | 4.449% | 1
3397 | 48.99% | 5.957% | 0% | 93.3% | 0% | 0% | 100% | 100% | 48.99% | 5.957% | 1
3398 | 47.93% | 4.701% | 0% | 93.3% | 0% | 0% | 100% | 100% | 47.93% | 4.701% | 1
3399 | 34.63% | 3.019% | 0% | 93.3% | 0% | 0% | 100% | 100% | 34.63% | 3.019% | 1
3400 | 21.22% | 3.518% | 0% | 93.3% | 0% | 100% | 100% | 100% | 21.22% | 3.518% | 1
3401 | 4.711% | 5.01% | 0% | 93.3% | 0% | 100% | 100% | 100% | 4.711% | 5.01% | 1
3402 | 0% | 3.98% | 0% | 93.3% | 0% | 100% | 100% | 100% | 0% | 3.98% | 1
3403 | 0% | 2.893% | 0% | 93.3% | 0% | 100% | 100% | 100% | 0% | 2.893% | 1
3404 | 0% | 0.8585% | 0% | 93.3% | 0% | 0% | 100% | 100% | 0% | 0.8585% | 1
3405 | 0% | 1.305% | 0% | 93.3% | 0% | 0% | 100% | 100% | 0% | 1.305% | 1
3406 | 0% | 0.2805% | 0% | 93.3% | 0% | 0% | 100% | 100% | 0% | 0.2805% | 1
3407 | 0% | 0% | 0% | 93.3% | 0% | 0% | 100% | 100% | 0% | 0% | 1
3408 | 0% | 0% | 0% | 93.3% | 0% | 0% | 100% | 100% | 0% | 0% | 1
3409 | 0% | 0% | 0% | 93.3% | 0% | 0% | 100% | 100% | 0% | 0% | 1
3410 | 0% | 0% | 0% | 93.3% | 0% | 0% | 100% | 100% | 0% | 0% | 1
3411 | 0% | 0% | 0% | 93.3% | 0% | 0% | 100% | 100% | 0% | 0% | 1
3412 | 0% | 0% | 0% | 93.3% | 0% | 0% | 100% | 100% | 0% | 0% | 1
3413 | 0% | 0% | 0% | 93.3% | 0% | 0% | 100% | 100% | 0% | 0% | 1
3414 | 0% | 0% | 0% | 93.3% | 0% | 100% | 100% | 100% | 0% | 0% | 1
3415 | 0% | 0% | 0% | 93.3% | 0% | 100% | 100% | 100% | 0% | 0% | 1
3416 | 0% | 0% | 0% | 93.3% | 0% | 100% | 100% | 100% | 0% | 0% | 1
3417 | 11.64% | 0% | 0% | 93.3% | 0% | 0% | 100% | 100% | 11.64% | 0% | 1
3418 | 29.05% | 0% | 0% | 93.3% | 0% | 0% | 100% | 100% | 29.05% | 0% | 1
3419 | 39.8% | 0.9541% | 0% | 93.3% | 0% | 0% | 100% | 100% | 39.8% | 0.9541% | 1
3420 | 45.91% | 4.152% | 0% | 93.3% | 0% | 0% | 100% | 100% | 45.91% | 4.152% | 1
3421 | 37% | 4.611% | 0% | 93.3% | 0% | 0% | 100% | 100% | 37% | 4.611% | 1
3422 | 34.51% | 3.695% | 0% | 93.3% | 0% | 0% | 100% | 100% | 34.51% | 3.695% | 1
3423 | 24.5% | 3.39% | 0% | 93.3% | 0% | 0% | 100% | 100% | 24.5% | 3.39% | 1
3424 | 18.24% | 4.601% | 0% | 93.3% | 0% | 100% | 100% | 100% | 18.24% | 4.601% | 1
3425 | 4% | 6.579% | 0% | 93.3% | 0% | 100% | 100% | 100% | 4% | 6.579% | 1
3426 | 0% | 4.846% | 0% | 93.3% | 0% | 100% | 100% | 100% | 0% | 4.846% | 1
3427 | 0% | 3.89% | 0% | 93.3% | 0% | 100% | 100% | 100% | 0% | 3.89% | 1
3428 | 0% | 1.338% | 0% | 93.3% | 0% | 0% | 100% | 100% | 0% | 1.338% | 1
3429 | 0% | 2.817% | 0% | 93.3% | 0% | 0% | 100% | 100% | 0% | 2.817% | 1
3430 | 0% | 2.242% | 0% | 93.3% | 0% | 0% | 100% | 100% | 0% | 2.242% | 1
3431 | 0% | 0% | 0% | 93.3% | 0% | 0% | 100% | 100% | 0% | 0% | 1
3432 | 0% | 0% | 0% | 93.3% | 0% | 0% | 100% | 100% | 0% | 0% | 1
3433 | 0% | 0% | 0% | 93.3% | 0% | 0% | 100% | 100% | 0% | 0% | 1
3434 | 0% | 0% | 0% | 93.3% | 0% | 0% | 100% | 100% | 0% | 0% | 1
3435 | 0% | 0% | 0% | 93.3% | 0% | 0% | 100% | 100% | 0% | 0% | 1
3436 | 0% | 0% | 0% | 93.3% | 0% | 0% | 100% | 100% | 0% | 0% | 1
3437 | 0% | 0% | 0% | 93.3% | 0% | 0% | 100% | 100% | 0% | 0% | 1
3438 | 0% | 0% | 0% | 93.3% | 0% | 100% | 100% | 100% | 0% | 0% | 1
3439 | 0% | 0% | 0% | 93.3% | 0% | 100% | 100% | 100% | 0% | 0% | 1
3440 | 0% | 0% | 0.1134% | 93.3% | 0% | 100% | 100% | 100% | 0% | 0% | 1
3441 | 8.99% | 0% | 0.3054% | 93.3% | 0% | 0% | 100% | 100% | 8.99% | 0% | 1
3442 | 24.53% | 0% | 0.4157% | 93.3% | 0% | 0% | 100% | 100% | 24.53% | 0% | 1
3443 | 32.87% | 2.944% | 0.4464% | 93.3% | 0% | 0% | 100% | 100% | 32.87% | 2.944% | 1
3444 | 32.45% | 5.864% | 0.4394% | 93.3% | 0% | 0% | 100% | 100% | 32.45% | 5.864% | 1
3445 | 21.41% | 5.256% | 0.3963% | 93.3% | 0% | 0% | 100% | 100% | 21.41% | 5.256% | 1
3446 | 15.12% | 5.598% | 0.3852% | 93.3% | 0% | 0% | 100% | 100% | 15.12% | 5.598% | 1
3447 | 8.347% | 5.501% | 0.3265% | 93.3% | 0% | 0% | 100% | 100% | 8.347% | 5.501% | 1
3448 | 2.305% | 7.29% | 0.2532% | 93.3% | 0% | 100% | 100% | 100% | 2.305% | 7.29% | 1
3449 | 0% | 5.886% | 0.1077% | 93.3% | 0% | 100% | 100% | 100% | 0% | 5.886% | 1
3450 | 0% | 4.483% | 0.0454% | 93.3% | 0% | 100% | 100% | 100% | 0% | 4.483% | 1
3451 | 0% | 1.858% | 0% | 93.3% | 0% | 100% | 100% | 100% | 0% | 1.858% | 1
3452 | 0% | 0% | 0% | 93.3% | 0% | 0% | 100% | 100% | 0% | 0% | 1
3453 | 0% | 0.3222% | 0% | 93.3% | 0% | 0% | 100% | 100% | 0% | 0.3222% | 1
3454 | 0% | 0.3413% | 0% | 93.3% | 0% | 0% | 100% | 100% | 0% | 0.3413% | 1
3455 | 0% | 0% | 0% | 93.3% | 0% | 0% | 100% | 100% | 0% | 0% | 1
3456 | 0% | 0% | 0% | 93.3% | 0% | 0% | 100% | 100% | 0% | 0% | 1
3457 | 0% | 0% | 0% | 93.3% | 0% | 0% | 100% | 100% | 0% | 0% | 1
3458 | 0% | 0% | 0% | 93.3% | 0% | 0% | 100% | 100% | 0% | 0% | 1
3459 | 0% | 0% | 0% | 93.3% | 0% | 0% | 100% | 100% | 0% | 0% | 1
3460 | 0% | 0% | 0% | 93.3% | 0% | 0% | 100% | 100% | 0% | 0% | 1
3461 | 0% | 0% | 0% | 93.3% | 0% | 0% | 100% | 100% | 0% | 0% | 1
3462 | 0% | 0% | 0% | 93.3% | 0% | 100% | 100% | 100% | 0% | 0% | 1
3463 | 0% | 0% | 0% | 93.3% | 0% | 100% | 100% | 100% | 0% | 0% | 1
3464 | 0% | 0% | 0% | 93.3% | 0% | 100% | 100% | 100% | 0% | 0% | 1
3465 | 11.81% | 0% | 0% | 93.3% | 0% | 0% | 100% | 100% | 11.81% | 0% | 1
3466 | 27.25% | 0% | 0% | 93.3% | 0% | 0% | 100% | 100% | 27.25% | 0% | 1
3467 | 29.87% | 0.5686% | 0% | 93.3% | 0% | 0% | 100% | 100% | 29.87% | 0.5686% | 1
3468 | 26.23% | 2.749% | 0% | 93.3% | 0% | 0% | 100% | 100% | 26.23% | 2.749% | 1
3469 | 16.25% | 2.464% | 0% | 93.3% | 0% | 0% | 100% | 100% | 16.25% | 2.464% | 1
3470 | 4.804% | 2.672% | 0% | 93.3% | 0% | 0% | 100% | 100% | 4.804% | 2.672% | 1
3471 | 3.906% | 1.609% | 0% | 93.3% | 0% | 0% | 100% | 100% | 3.906% | 1.609% | 1
3472 | 0.9861% | 4.271% | 0% | 93.3% | 0% | 100% | 100% | 100% | 0.9861% | 4.271% | 1
3473 | 0% | 3.374% | 0% | 93.3% | 0% | 100% | 100% | 100% | 0% | 3.374% | 1
3474 | 0% | 3.79% | 0% | 93.3% | 0% | 100% | 100% | 100% | 0% | 3.79% | 1
3475 | 0% | 1.476% | 0% | 93.3% | 0% | 100% | 100% | 100% | 0% | 1.476% | 1
3476 | 0% | 0% | 0% | 93.3% | 0% | 0% | 100% | 100% | 0% | 0% | 1
3477 | 0% | 2.034% | 0% | 93.3% | 0% | 0% | 100% | 100% | 0% | 2.034% | 1
3478 | 0% | 2.092% | 0% | 93.3% | 0% | 0% | 100% | 100% | 0% | 2.092% | 1
3479 | 0% | 0.3806% | 0% | 93.3% | 0% | 0% | 100% | 100% | 0% | 0.3806% | 1
3480 | 0% | 0% | 0% | 93.3% | 0% | 0% | 100% | 100% | 0% | 0% | 1
3481 | 0% | 0% | 0% | 93.3% | 0% | 0% | 100% | 100% | 0% | 0% | 1
3482 | 0% | 0% | 0% | 93.3% | 0% | 0% | 100% | 100% | 0% | 0% | 1
3483 | 0% | 0% | 0% | 93.3% | 0% | 0% | 100% | 100% | 0% | 0% | 1
3484 | 0% | 0% | 0% | 93.3% | 0% | 0% | 100% | 100% | 0% | 0% | 1
3485 | 0% | 0% | 0% | 93.3% | 0% | 0% | 100% | 100% | 0% | 0% | 1
3486 | 0% | 0% | 0% | 93.3% | 0% | 100% | 100% | 100% | 0% | 0% | 1
3487 | 0% | 0% | 0% | 93.3% | 0% | 100% | 100% | 100% | 0% | 0% | 1
3488 | 0% | 0% | 0% | 93.3% | 0% | 100% | 100% | 100% | 0% | 0% | 1
3489 | 19.83% | 0% | 0% | 93.3% | 0% | 0% | 100% | 100% | 19.83% | 0% | 1
3490 | 33.53% | 1.033% | 0% | 93.3% | 0% | 0% | 100% | 100% | 33.53% | 1.033% | 1
3491 | 28.7% | 2.881% | 0% | 93.3% | 0% | 0% | 100% | 100% | 28.7% | 2.881% | 1
3492 | 20.09% | 3.301% | 0% | 93.3% | 0% | 0% | 100% | 100% | 20.09% | 3.301% | 1
3493 | 12.92% | 3.112% | 0% | 93.3% | 0% | 0% | 100% | 100% | 12.92% | 3.112% | 1
3494 | 1.882% | 2.927% | 0% | 93.3% | 0% | 0% | 100% | 100% | 1.882% | 2.927% | 1
3495 | 2.746% | 1.901% | 0% | 93.3% | 0% | 0% | 100% | 100% | 2.746% | 1.901% | 1
3496 | 0% | 4.169% | 0% | 93.3% | 0% | 100% | 100% | 100% | 0% | 4.169% | 1
3497 | 0% | 2.471% | 0% | 93.3% | 0% | 100% | 100% | 100% | 0% | 2.471% | 1
3498 | 0% | 3.116% | 0% | 93.3% | 0% | 100% | 100% | 100% | 0% | 3.116% | 1
3499 | 0% | 1.078% | 0% | 93.3% | 0% | 100% | 100% | 100% | 0% | 1.078% | 1
3500 | 0% | 0.4119% | 0% | 93.3% | 0% | 0% | 100% | 100% | 0% | 0.4119% | 1
3501 | 0% | 1.455% | 0% | 93.3% | 0% | 0% | 100% | 100% | 0% | 1.455% | 1
3502 | 0% | 0.8024% | 0% | 93.3% | 0% | 0% | 100% | 100% | 0% | 0.8024% | 1
3503 | 0% | 0.1684% | 0% | 93.3% | 0% | 0% | 100% | 100% | 0% | 0.1684% | 1
3504 | 0% | 0% | 0% | 93.3% | 0% | 0% | 100% | 100% | 0% | 0% | 1
3505 | 0% | 0% | 0% | 93.3% | 0% | 0% | 100% | 100% | 0% | 0% | 1
3506 | 0% | 0% | 0% | 93.3% | 0% | 0% | 100% | 100% | 0% | 0% | 1
3507 | 0% | 0% | 0% | 93.3% | 0% | 0% | 100% | 100% | 0% | 0% | 1
3508 | 0% | 0% | 0% | 93.3% | 0% | 0% | 100% | 100% | 0% | 0% | 1
3509 | 0% | 0% | 0% | 93.3% | 0% | 0% | 100% | 100% | 0% | 0% | 1
3510 | 0% | 0% | 0% | 93.3% | 0% | 100% | 100% | 100% | 0% | 0% | 1
3511 | 0% | 0% | 0% | 93.3% | 0% | 100% | 100% | 100% | 0% | 0% | 1
3512 | 0% | 0% | 0% | 93.3% | 0% | 100% | 100% | 100% | 0% | 0% | 1
3513 | 14.92% | 0% | 0% | 93.3% | 0% | 0% | 100% | 100% | 14.92% | 0% | 1
3514 | 28.6% | 0.5123% | 0% | 93.3% | 0% | 0% | 100% | 100% | 28.6% | 0.5123% | 1
3515 | 27.61% | 0.8785% | 0% | 93.3% | 0% | 0% | 100% | 100% | 27.61% | 0.8785% | 1
3516 | 19.61% | 2.027% | 0% | 93.3% | 0% | 0% | 100% | 100% | 19.61% | 2.027% | 1
3517 | 18.48% | 3.993% | 0% | 93.3% | 0% | 0% | 100% | 100% | 18.48% | 3.993% | 1
3518 | 11.09% | 3.915% | 0% | 93.3% | 0% | 0% | 100% | 100% | 11.09% | 3.915% | 1
3519 | 6.88% | 3.492% | 0% | 93.3% | 0% | 0% | 100% | 100% | 6.88% | 3.492% | 1
3520 | 3.315% | 3.945% | 0% | 93.3% | 0% | 100% | 100% | 100% | 3.315% | 3.945% | 1
3521 | 0% | 3.163% | 0% | 93.3% | 0% | 100% | 100% | 100% | 0% | 3.163% | 1
3522 | 0% | 2.006% | 0% | 93.3% | 0% | 100% | 100% | 100% | 0% | 2.006% | 1
3523 | 0% | 1.347% | 0% | 93.3% | 0% | 100% | 100% | 100% | 0% | 1.347% | 1
3524 | 0% | 0.1599% | 0% | 93.3% | 0% | 0% | 100% | 100% | 0% | 0.1599% | 1
3525 | 0% | 1.19% | 0% | 93.3% | 0% | 0% | 100% | 100% | 0% | 1.19% | 1
3526 | 0% | 0.0344% | 0% | 93.3% | 0% | 0% | 100% | 100% | 0% | 0.0344% | 1
3527 | 0% | 0.0577% | 0% | 93.3% | 0% | 0% | 100% | 100% | 0% | 0.0577% | 1
3528 | 0% | 0% | 0% | 93.3% | 0% | 0% | 100% | 100% | 0% | 0% | 1
3529 | 0% | 0% | 0% | 93.3% | 0% | 0% | 100% | 100% | 0% | 0% | 1
3530 | 0% | 0% | 0% | 93.3% | 0% | 0% | 100% | 100% | 0% | 0% | 1
3531 | 0% | 0% | 0% | 93.3% | 0% | 0% | 100% | 100% | 0% | 0% | 1
3532 | 0% | 0% | 0% | 93.3% | 0% | 0% | 100% | 100% | 0% | 0% | 1
3533 | 0% | 0% | 0% | 93.3% | 0% | 0% | 100% | 100% | 0% | 0% | 1
3534 | 0% | 0% | 0% | 93.3% | 0% | 100% | 100% | 100% | 0% | 0% | 1
3535 | 0% | 0% | 0% | 93.3% | 0% | 100% | 100% | 100% | 0% | 0% | 1
3536 | 0% | 0% | 0% | 93.3% | 0% | 100% | 100% | 100% | 0% | 0% | 1
3537 | 9.242% | 0% | 0% | 93.3% | 0% | 0% | 100% | 100% | 9.242% | 0% | 1
3538 | 25.32% | 0% | 0% | 93.3% | 0% | 0% | 100% | 100% | 25.32% | 0% | 1
3539 | 30.92% | 0% | 0% | 93.3% | 0% | 0% | 100% | 100% | 30.92% | 0% | 1
3540 | 23.83% | 0% | 0% | 93.3% | 0% | 0% | 100% | 100% | 23.83% | 0% | 1
3541 | 22.75% | 0.4108% | 0% | 93.3% | 0% | 0% | 100% | 100% | 22.75% | 0.4108% | 1
3542 | 21.23% | 1.186% | 0% | 93.3% | 0% | 0% | 100% | 100% | 21.23% | 1.186% | 1
3543 | 4.95% | 1.617% | 0% | 93.3% | 0% | 0% | 100% | 100% | 4.95% | 1.617% | 1
3544 | 0% | 0.002722% | 0% | 93.3% | 0% | 100% | 100% | 100% | 0% | 0.002722% | 1
3545 | 0% | 0% | 0% | 93.3% | 0% | 100% | 100% | 100% | 0% | 0% | 1
3546 | 0% | 0% | 0% | 93.3% | 0% | 100% | 100% | 100% | 0% | 0% | 1
3547 | 0% | 0% | 0% | 93.3% | 0% | 100% | 100% | 100% | 0% | 0% | 1
3548 | 0% | 0% | 0% | 93.3% | 0% | 0% | 100% | 100% | 0% | 0% | 1
3549 | 0% | 0% | 0% | 93.3% | 0% | 0% | 100% | 100% | 0% | 0% | 1
3550 | 0% | 0% | 0% | 93.3% | 0% | 0% | 100% | 100% | 0% | 0% | 1
3551 | 0% | 0% | 0% | 93.3% | 0% | 0% | 100% | 100% | 0% | 0% | 1
3552 | 0% | 0% | 0% | 93.3% | 0% | 0% | 100% | 100% | 0% | 0% | 1
3553 | 0% | 0% | 0% | 93.3% | 0% | 0% | 100% | 100% | 0% | 0% | 1
3554 | 0% | 0% | 0% | 93.3% | 0% | 0% | 100% | 100% | 0% | 0% | 1
3555 | 0% | 0% | 0% | 93.3% | 0% | 0% | 100% | 100% | 0% | 0% | 1
3556 | 0% | 0% | 0% | 93.3% | 0% | 0% | 100% | 100% | 0% | 0% | 1
3557 | 0% | 0% | 0% | 93.3% | 0% | 0% | 100% | 100% | 0% | 0% | 1
3558 | 0% | 0% | 0% | 93.3% | 0% | 100% | 100% | 100% | 0% | 0% | 1
3559 | 0% | 0% | 0% | 93.3% | 0% | 100% | 100% | 100% | 0% | 0% | 1
3560 | 0% | 0% | 0% | 93.3% | 0% | 100% | 100% | 100% | 0% | 0% | 1
3561 | 5.452% | 0% | 0% | 93.3% | 0% | 0% | 100% | 100% | 5.452% | 0% | 1
3562 | 16.76% | 0% | 0% | 93.3% | 0% | 0% | 100% | 100% | 16.76% | 0% | 1
3563 | 22.92% | 0% | 0% | 93.3% | 0% | 0% | 100% | 100% | 22.92% | 0% | 1
3564 | 20.97% | 0.5169% | 0% | 93.3% | 0% | 0% | 100% | 100% | 20.97% | 0.5169% | 1
3565 | 19.21% | 3.057% | 0% | 93.3% | 0% | 0% | 100% | 100% | 19.21% | 3.057% | 1
3566 | 17.5% | 5.71% | 0% | 93.3% | 0% | 0% | 100% | 100% | 17.5% | 5.71% | 1
3567 | 1.291% | 5.677% | 0% | 93.3% | 0% | 0% | 100% | 100% | 1.291% | 5.677% | 1
3568 | 0% | 4.583% | 0% | 93.3% | 0% | 100% | 100% | 100% | 0% | 4.583% | 1
3569 | 0% | 4.539% | 0% | 93.3% | 0% | 100% | 100% | 100% | 0% | 4.539% | 1
3570 | 0% | 3.869% | 0% | 93.3% | 0% | 100% | 100% | 100% | 0% | 3.869% | 1
3571 | 0% | 3.984% | 0% | 93.3% | 0% | 100% | 100% | 100% | 0% | 3.984% | 1
3572 | 0% | 2.833% | 0% | 93.3% | 0% | 0% | 100% | 100% | 0% | 2.833% | 1
3573 | 0% | 1.207% | 0% | 93.3% | 0% | 0% | 100% | 100% | 0% | 1.207% | 1
3574 | 0% | 0% | 0% | 93.3% | 0% | 0% | 100% | 100% | 0% | 0% | 1
3575 | 0% | 0% | 0% | 93.3% | 0% | 0% | 100% | 100% | 0% | 0% | 1
3576 | 0% | 0% | 0% | 93.3% | 0% | 0% | 100% | 100% | 0% | 0% | 1
3577 | 0% | 0% | 0% | 93.3% | 0% | 0% | 100% | 100% | 0% | 0% | 1
3578 | 0% | 0% | 0% | 93.3% | 0% | 0% | 100% | 100% | 0% | 0% | 1
3579 | 0% | 0% | 0% | 93.3% | 0% | 0% | 100% | 100% | 0% | 0% | 1
3580 | 0% | 0% | 0% | 93.3% | 0% | 0% | 100% | 100% | 0% | 0% | 1
3581 | 0% | 0% | 0% | 93.3% | 0% | 0% | 100% | 100% | 0% | 0% | 1
3582 | 0% | 0% | 0% | 93.3% | 0% | 100% | 100% | 100% | 0% | 0% | 1
3583 | 0% | 0% | 0% | 93.3% | 0% | 100% | 100% | 100% | 0% | 0% | 1
3584 | 0% | 0% | 0% | 93.3% | 0% | 100% | 100% | 100% | 0% | 0% | 1
3585 | 4.55% | 0% | 0% | 93.3% | 0% | 0% | 100% | 100% | 4.55% | 0% | 1
3586 | 11.05% | 0% | 0% | 93.3% | 0% | 0% | 100% | 100% | 11.05% | 0% | 1
3587 | 19.29% | 3.035% | 0% | 93.3% | 0% | 0% | 100% | 100% | 19.29% | 3.035% | 1
3588 | 17.19% | 7.161% | 0% | 93.3% | 0% | 0% | 100% | 100% | 17.19% | 7.161% | 1
3589 | 15.25% | 9.31% | 0% | 93.3% | 0% | 0% | 100% | 100% | 15.25% | 9.31% | 1
3590 | 12.07% | 13.12% | 0% | 93.3% | 0% | 0% | 100% | 100% | 12.07% | 13.12% | 1
3591 | 0% | 13.26% | 0% | 93.3% | 0% | 0% | 100% | 100% | 0% | 13.26% | 1
3592 | 0% | 11.76% | 0% | 93.3% | 0% | 100% | 100% | 100% | 0% | 11.76% | 1
3593 | 0% | 10.76% | 0% | 93.3% | 0% | 100% | 100% | 100% | 0% | 10.76% | 1
3594 | 0% | 10.55% | 0% | 93.3% | 0% | 100% | 100% | 100% | 0% | 10.55% | 1
3595 | 0% | 11.24% | 0% | 93.3% | 0% | 100% | 100% | 100% | 0% | 11.24% | 1
3596 | 0% | 9.584% | 0% | 93.3% | 0% | 0% | 100% | 100% | 0% | 9.584% | 1
3597 | 0% | 5.55% | 0% | 93.3% | 0% | 0% | 100% | 100% | 0% | 5.55% | 1
3598 | 0% | 4.649% | 0% | 93.3% | 0% | 0% | 100% | 100% | 0% | 4.649% | 1
3599 | 0% | 3.032% | 0% | 93.3% | 0% | 0% | 100% | 100% | 0% | 3.032% | 1
3600 | 0% | 1.133% | 0% | 93.3% | 0% | 0% | 100% | 100% | 0% | 1.133% | 1
3601 | 0% | 0% | 0% | 93.3% | 0% | 0% | 100% | 100% | 0% | 0% | 1
3602 | 0% | 0% | 0% | 93.3% | 0% | 0% | 100% | 100% | 0% | 0% | 1
3603 | 0% | 0% | 0% | 93.3% | 0% | 0% | 100% | 100% | 0% | 0% | 1
3604 | 0% | 0% | 0% | 93.3% | 0% | 0% | 100% | 100% | 0% | 0% | 1
3605 | 0% | 0% | 0% | 93.3% | 0% | 0% | 100% | 100% | 0% | 0% | 1
3606 | 0% | 0% | 0% | 93.3% | 0% | 100% | 100% | 100% | 0% | 0% | 1
3607 | 0% | 0% | 0% | 93.3% | 0% | 100% | 100% | 100% | 0% | 0% | 1
3608 | 0% | 0.1949% | 0% | 93.3% | 0% | 100% | 100% | 100% | 0% | 0.1949% | 1
3609 | 5.739% | 3.686% | 0% | 93.3% | 0% | 0% | 100% | 100% | 5.739% | 3.686% | 1
3610 | 10.5% | 8.223% | 0% | 93.3% | 0% | 0% | 100% | 100% | 10.5% | 8.223% | 1
3611 | 16.06% | 13.82% | 0% | 93.3% | 0% | 0% | 100% | 100% | 16.06% | 13.82% | 1
3612 | 12.29% | 19.27% | 0% | 93.3% | 0% | 0% | 100% | 100% | 12.29% | 19.27% | 1
3613 | 7.637% | 22.7% | 0% | 93.3% | 0% | 0% | 100% | 100% | 7.637% | 22.7% | 1
3614 | 7.694% | 27.48% | 0% | 93.3% | 0% | 0% | 100% | 100% | 7.694% | 27.48% | 1
3615 | 1.604% | 28.05% | 0% | 93.3% | 0% | 0% | 100% | 100% | 1.604% | 28.05% | 1
3616 | 0% | 24.09% | 0% | 93.3% | 0% | 100% | 100% | 100% | 0% | 24.09% | 1
3617 | 0% | 24.03% | 0% | 93.3% | 0% | 100% | 100% | 100% | 0% | 24.03% | 1
3618 | 0% | 22.67% | 0% | 93.3% | 0% | 100% | 100% | 100% | 0% | 22.67% | 1
3619 | 0% | 21.71% | 0% | 93.3% | 0% | 100% | 100% | 100% | 0% | 21.71% | 1
3620 | 0% | 17.75% | 0% | 93.3% | 0% | 0% | 100% | 100% | 0% | 17.75% | 1
3621 | 0% | 14.26% | 0% | 93.3% | 0% | 0% | 100% | 100% | 0% | 14.26% | 1
3622 | 0% | 14.75% | 0% | 93.3% | 0% | 0% | 100% | 100% | 0% | 14.75% | 1
3623 | 0% | 12.08% | 0% | 93.3% | 0% | 0% | 100% | 100% | 0% | 12.08% | 1
3624 | 0% | 11.1% | 0% | 93.3% | 0% | 0% | 100% | 100% | 0% | 11.1% | 1
3625 | 0% | 0% | 0% | 93.3% | 0% | 0% | 100% | 100% | 0% | 0% | 1
3626 | 0% | 5.69% | 0% | 93.3% | 0% | 0% | 100% | 100% | 0% | 5.69% | 1
3627 | 0% | 6.077% | 0% | 93.3% | 0% | 0% | 100% | 100% | 0% | 6.077% | 1
3628 | 0% | 6.659% | 0% | 93.3% | 0% | 0% | 100% | 100% | 0% | 6.659% | 1
3629 | 0% | 6.246% | 0% | 93.3% | 0% | 0% | 100% | 100% | 0% | 6.246% | 1
3630 | 0% | 6.021% | 0% | 93.3% | 0% | 100% | 100% | 100% | 0% | 6.021% | 1
3631 | 0% | 6.87% | 0% | 93.3% | 0% | 100% | 100% | 100% | 0% | 6.87% | 1
3632 | 0% | 8.799% | 0% | 93.3% | 0% | 100% | 100% | 100% | 0% | 8.799% | 1
3633 | 2.461% | 13.11% | 0% | 93.3% | 0% | 0% | 100% | 100% | 2.461% | 13.11% | 1
3634 | 9.389% | 17.48% | 0% | 93.3% | 0% | 0% | 100% | 100% | 9.389% | 17.48% | 1
3635 | 14.43% | 20.03% | 0% | 93.3% | 0% | 0% | 100% | 100% | 14.43% | 20.03% | 1
3636 | 11.85% | 21.72% | 0% | 93.3% | 0% | 0% | 100% | 100% | 11.85% | 21.72% | 1
3637 | 8.339% | 23.85% | 0% | 93.3% | 0% | 0% | 100% | 100% | 8.339% | 23.85% | 1
3638 | 11.72% | 27.87% | 0% | 93.3% | 0% | 0% | 100% | 100% | 11.72% | 27.87% | 1
3639 | 5.226% | 28.42% | 0% | 93.3% | 0% | 0% | 100% | 100% | 5.226% | 28.42% | 1
3640 | 0% | 23.04% | 0% | 93.3% | 0% | 100% | 100% | 100% | 0% | 23.04% | 1
3641 | 0% | 21.54% | 0% | 93.3% | 0% | 100% | 100% | 100% | 0% | 21.54% | 1
3642 | 0% | 17.94% | 0% | 93.3% | 0% | 100% | 100% | 100% | 0% | 17.94% | 1
3643 | 0% | 14.88% | 0% | 93.3% | 0% | 100% | 100% | 100% | 0% | 14.88% | 1
3644 | 0% | 11.2% | 0% | 93.3% | 0% | 0% | 100% | 100% | 0% | 11.2% | 1
3645 | 0% | 10.07% | 0% | 93.3% | 0% | 0% | 100% | 100% | 0% | 10.07% | 1
3646 | 0% | 9.595% | 0% | 93.3% | 0% | 0% | 100% | 100% | 0% | 9.595% | 1
3647 | 0% | 5.451% | 0% | 93.3% | 0% | 0% | 100% | 100% | 0% | 5.451% | 1
3648 | 0% | 5.125% | 0% | 93.3% | 0% | 0% | 100% | 100% | 0% | 5.125% | 1
3649 | 0% | 8.998% | 0% | 93.3% | 0% | 0% | 100% | 100% | 0% | 8.998% | 1
3650 | 0% | 2.147% | 0% | 93.3% | 0% | 0% | 100% | 100% | 0% | 2.147% | 1
3651 | 0% | 3.685% | 0% | 93.3% | 0% | 0% | 100% | 100% | 0% | 3.685% | 1
3652 | 0% | 2.789% | 0% | 93.3% | 0% | 0% | 100% | 100% | 0% | 2.789% | 1
3653 | 0% | 2.113% | 0% | 93.3% | 0% | 0% | 100% | 100% | 0% | 2.113% | 1
3654 | 0% | 1.73% | 0% | 93.3% | 0% | 100% | 100% | 100% | 0% | 1.73% | 1
3655 | 0% | 2.337% | 0% | 93.3% | 0% | 100% | 100% | 100% | 0% | 2.337% | 1
3656 | 0% | 3.727% | 0% | 93.3% | 0% | 100% | 100% | 100% | 0% | 3.727% | 1
3657 | 8.372% | 8.412% | 0% | 93.3% | 0% | 0% | 100% | 100% | 8.372% | 8.412% | 1
3658 | 17.42% | 12.95% | 0% | 93.3% | 0% | 0% | 100% | 100% | 17.42% | 12.95% | 1
3659 | 16.82% | 16.55% | 0% | 93.3% | 0% | 0% | 100% | 100% | 16.82% | 16.55% | 1
3660 | 18.36% | 18.1% | 0% | 93.3% | 0% | 0% | 100% | 100% | 18.36% | 18.1% | 1
3661 | 12.76% | 20.53% | 0% | 93.3% | 0% | 0% | 100% | 100% | 12.76% | 20.53% | 1
3662 | 13.09% | 22.08% | 0% | 93.3% | 0% | 0% | 100% | 100% | 13.09% | 22.08% | 1
3663 | 16.65% | 21.15% | 0% | 93.3% | 0% | 0% | 100% | 100% | 16.65% | 21.15% | 1
3664 | 8.035% | 19.58% | 0% | 93.3% | 0% | 100% | 100% | 100% | 8.035% | 19.58% | 1
3665 | 0% | 18.31% | 0% | 93.3% | 0% | 100% | 100% | 100% | 0% | 18.31% | 1
3666 | 0% | 13.55% | 0% | 93.3% | 0% | 100% | 100% | 100% | 0% | 13.55% | 1
3667 | 0% | 10.75% | 0% | 93.3% | 0% | 100% | 100% | 100% | 0% | 10.75% | 1
3668 | 0% | 7.546% | 0% | 93.3% | 0% | 0% | 100% | 100% | 0% | 7.546% | 1
3669 | 0% | 9.782% | 0% | 93.3% | 0% | 0% | 100% | 100% | 0% | 9.782% | 1
3670 | 0% | 9.154% | 0% | 93.3% | 0% | 0% | 100% | 100% | 0% | 9.154% | 1
3671 | 0% | 4.928% | 0% | 93.3% | 0% | 0% | 100% | 100% | 0% | 4.928% | 1
3672 | 0% | 7.317% | 0% | 93.3% | 0% | 0% | 100% | 100% | 0% | 7.317% | 1
3673 | 0% | 4.405% | 0% | 93.3% | 0% | 0% | 100% | 100% | 0% | 4.405% | 1
3674 | 0% | 5.092% | 0% | 93.3% | 0% | 0% | 100% | 100% | 0% | 5.092% | 1
3675 | 0% | 4.542% | 0% | 93.3% | 0% | 0% | 100% | 100% | 0% | 4.542% | 1
3676 | 0% | 2.16% | 0% | 93.3% | 0% | 0% | 100% | 100% | 0% | 2.16% | 1
3677 | 0% | 1.646% | 0% | 93.3% | 0% | 0% | 100% | 100% | 0% | 1.646% | 1
3678 | 0% | 0.8081% | 0% | 93.3% | 0% | 100% | 100% | 100% | 0% | 0.8081% | 1
3679 | 0% | 2.068% | 0% | 93.3% | 0% | 100% | 100% | 100% | 0% | 2.068% | 1
3680 | 0% | 3.522% | 0% | 93.3% | 0% | 100% | 100% | 100% | 0% | 3.522% | 1
3681 | 5.335% | 7.245% | 0% | 93.3% | 0% | 0% | 100% | 100% | 5.335% | 7.245% | 1
3682 | 8.585% | 10.92% | 0% | 93.3% | 0% | 0% | 100% | 100% | 8.585% | 10.92% | 1
3683 | 16.13% | 14.42% | 0% | 93.3% | 0% | 0% | 100% | 100% | 16.13% | 14.42% | 1
3684 | 19.7% | 15.75% | 0% | 93.3% | 0% | 0% | 100% | 100% | 19.7% | 15.75% | 1
3685 | 21.46% | 17.84% | 0% | 93.3% | 0% | 0% | 100% | 100% | 21.46% | 17.84% | 1
3686 | 21.18% | 19.05% | 0% | 93.3% | 0% | 0% | 100% | 100% | 21.18% | 19.05% | 1
3687 | 22.34% | 17.31% | 0% | 93.3% | 0% | 0% | 100% | 100% | 22.34% | 17.31% | 1
3688 | 16.69% | 17.7% | 0% | 93.3% | 0% | 100% | 100% | 100% | 16.69% | 17.7% | 1
3689 | 4.298% | 14.72% | 0% | 93.3% | 0% | 100% | 100% | 100% | 4.298% | 14.72% | 1
3690 | 0% | 10.28% | 0% | 93.3% | 0% | 100% | 100% | 100% | 0% | 10.28% | 1
3691 | 0% | 9.098% | 0% | 93.3% | 0% | 100% | 100% | 100% | 0% | 9.098% | 1
3692 | 0% | 6.386% | 0% | 93.3% | 0% | 0% | 100% | 100% | 0% | 6.386% | 1
3693 | 0% | 6.929% | 0% | 93.3% | 0% | 0% | 100% | 100% | 0% | 6.929% | 1
3694 | 0% | 6.94% | 0% | 93.3% | 0% | 0% | 100% | 100% | 0% | 6.94% | 1
3695 | 0% | 4.125% | 0% | 93.3% | 0% | 0% | 100% | 100% | 0% | 4.125% | 1
3696 | 0% | 3.52% | 0% | 93.3% | 0% | 0% | 100% | 100% | 0% | 3.52% | 1
3697 | 0% | 7.359% | 0% | 93.3% | 0% | 0% | 100% | 100% | 0% | 7.359% | 1
3698 | 0% | 2.093% | 0% | 93.3% | 0% | 0% | 100% | 100% | 0% | 2.093% | 1
3699 | 0% | 2.122% | 0% | 93.3% | 0% | 0% | 100% | 100% | 0% | 2.122% | 1
3700 | 0% | 0% | 0% | 93.3% | 0% | 0% | 100% | 100% | 0% | 0% | 1
3701 | 0% | 0% | 0% | 93.3% | 0% | 0% | 100% | 100% | 0% | 0% | 1
3702 | 0% | 0% | 0% | 93.3% | 0% | 100% | 100% | 100% | 0% | 0% | 1
3703 | 0% | 0% | 0% | 93.3% | 0% | 100% | 100% | 100% | 0% | 0% | 1
3704 | 0% | 0.005574% | 0% | 93.3% | 0% | 100% | 100% | 100% | 0% | 0.005574% | 1
3705 | 10.89% | 3.108% | 0% | 93.3% | 0% | 0% | 100% | 100% | 10.89% | 3.108% | 1
3706 | 15.62% | 6.296% | 0% | 93.3% | 0% | 0% | 100% | 100% | 15.62% | 6.296% | 1
3707 | 25.94% | 9.768% | 0% | 93.3% | 0% | 0% | 100% | 100% | 25.94% | 9.768% | 1
3708 | 31.43% | 12.46% | 0% | 93.3% | 0% | 0% | 100% | 100% | 31.43% | 12.46% | 1
3709 | 29.14% | 15.28% | 0% | 93.3% | 0% | 0% | 100% | 100% | 29.14% | 15.28% | 1
3710 | 26.47% | 15.97% | 0% | 93.3% | 0% | 0% | 100% | 100% | 26.47% | 15.97% | 1
3711 | 27.77% | 14.03% | 0% | 93.3% | 0% | 0% | 100% | 100% | 27.77% | 14.03% | 1
3712 | 20.79% | 14.44% | 0% | 93.3% | 0% | 100% | 100% | 100% | 20.79% | 14.44% | 1
3713 | 6.93% | 11.57% | 0% | 93.3% | 0% | 100% | 100% | 100% | 6.93% | 11.57% | 1
3714 | 0% | 9.675% | 0% | 93.3% | 0% | 100% | 100% | 100% | 0% | 9.675% | 1
3715 | 0% | 9.487% | 0% | 93.3% | 0% | 100% | 100% | 100% | 0% | 9.487% | 1
3716 | 0% | 5.702% | 0% | 93.3% | 0% | 0% | 100% | 100% | 0% | 5.702% | 1
3717 | 0% | 4.353% | 0% | 93.3% | 0% | 0% | 100% | 100% | 0% | 4.353% | 1
3718 | 0% | 5.285% | 0% | 93.3% | 0% | 0% | 100% | 100% | 0% | 5.285% | 1
3719 | 0% | 5.057% | 0% | 93.3% | 0% | 0% | 100% | 100% | 0% | 5.057% | 1
3720 | 0% | 4.849% | 0% | 93.3% | 0% | 0% | 100% | 100% | 0% | 4.849% | 1
3721 | 0% | 2.833% | 0% | 93.3% | 0% | 0% | 100% | 100% | 0% | 2.833% | 1
3722 | 0% | 3.115% | 0% | 93.3% | 0% | 0% | 100% | 100% | 0% | 3.115% | 1
3723 | 0% | 2.647% | 0% | 93.3% | 0% | 0% | 100% | 100% | 0% | 2.647% | 1
3724 | 0% | 2.112% | 0% | 93.3% | 0% | 0% | 100% | 100% | 0% | 2.112% | 1
3725 | 0% | 1.642% | 0% | 93.3% | 0% | 0% | 100% | 100% | 0% | 1.642% | 1
3726 | 0% | 0.9296% | 0% | 93.3% | 0% | 100% | 100% | 100% | 0% | 0.9296% | 1
3727 | 0% | 2.405% | 0% | 93.3% | 0% | 100% | 100% | 100% | 0% | 2.405% | 1
3728 | 0% | 3.921% | 0% | 93.3% | 0% | 100% | 100% | 100% | 0% | 3.921% | 1
3729 | 10.22% | 6.63% | 0% | 93.3% | 0% | 0% | 100% | 100% | 10.22% | 6.63% | 1
3730 | 17.23% | 9.076% | 0% | 93.3% | 0% | 0% | 100% | 100% | 17.23% | 9.076% | 1
3731 | 30.97% | 12.35% | 0% | 93.3% | 0% | 0% | 100% | 100% | 30.97% | 12.35% | 1
3732 | 35.19% | 15.47% | 0% | 93.3% | 0% | 0% | 100% | 100% | 35.19% | 15.47% | 1
3733 | 32% | 17.25% | 0% | 93.3% | 0% | 0% | 100% | 100% | 32% | 17.25% | 1
3734 | 32% | 18.01% | 0% | 93.3% | 0% | 0% | 100% | 100% | 32% | 18.01% | 1
3735 | 28.7% | 16.74% | 0% | 93.3% | 0% | 0% | 100% | 100% | 28.7% | 16.74% | 1
3736 | 15.84% | 15.35% | 0% | 93.3% | 0% | 100% | 100% | 100% | 15.84% | 15.35% | 1
3737 | 4.223% | 12.34% | 0% | 93.3% | 0% | 100% | 100% | 100% | 4.223% | 12.34% | 1
3738 | 0% | 12.75% | 0% | 93.3% | 0% | 100% | 100% | 100% | 0% | 12.75% | 1
3739 | 0% | 10.67% | 0% | 93.3% | 0% | 100% | 100% | 100% | 0% | 10.67% | 1
3740 | 0% | 6.808% | 0% | 93.3% | 0% | 0% | 100% | 100% | 0% | 6.808% | 1
3741 | 0% | 4.926% | 0% | 93.3% | 0% | 0% | 100% | 100% | 0% | 4.926% | 1
3742 | 0% | 5.021% | 0% | 93.3% | 0% | 0% | 100% | 100% | 0% | 5.021% | 1
3743 | 0% | 6.806% | 0% | 93.3% | 0% | 0% | 100% | 100% | 0% | 6.806% | 1
3744 | 0% | 5.025% | 0% | 93.3% | 0% | 0% | 100% | 100% | 0% | 5.025% | 1
3745 | 0% | 4.572% | 0% | 93.3% | 0% | 0% | 100% | 100% | 0% | 4.572% | 1
3746 | 0% | 0.8874% | 0% | 93.3% | 0% | 0% | 100% | 100% | 0% | 0.8874% | 1
3747 | 0% | 1.691% | 0% | 93.3% | 0% | 0% | 100% | 100% | 0% | 1.691% | 1
3748 | 0% | 3.533% | 0% | 93.3% | 0% | 0% | 100% | 100% | 0% | 3.533% | 1
3749 | 0% | 3.685% | 0% | 93.3% | 0% | 0% | 100% | 100% | 0% | 3.685% | 1
3750 | 0% | 2.782% | 0% | 93.3% | 0% | 100% | 100% | 100% | 0% | 2.782% | 1
3751 | 0% | 4.721% | 0% | 93.3% | 0% | 100% | 100% | 100% | 0% | 4.721% | 1
3752 | 0% | 7.55% | 0% | 93.3% | 0% | 100% | 100% | 100% | 0% | 7.55% | 1
3753 | 9.948% | 10.1% | 0% | 93.3% | 0% | 0% | 100% | 100% | 9.948% | 10.1% | 1
3754 | 25.24% | 13.09% | 0% | 93.3% | 0% | 0% | 100% | 100% | 25.24% | 13.09% | 1
3755 | 35.02% | 15.74% | 0% | 93.3% | 0% | 0% | 100% | 100% | 35.02% | 15.74% | 1
3756 | 37.93% | 18.36% | 0% | 93.3% | 0% | 0% | 100% | 100% | 37.93% | 18.36% | 1
3757 | 34.14% | 19.26% | 0% | 93.3% | 0% | 0% | 100% | 100% | 34.14% | 19.26% | 1
3758 | 37.87% | 19.94% | 0% | 93.3% | 0% | 0% | 100% | 100% | 37.87% | 19.94% | 1
3759 | 34.57% | 18.77% | 0% | 93.3% | 0% | 0% | 100% | 100% | 34.57% | 18.77% | 1
3760 | 19.16% | 17.2% | 0% | 93.3% | 0% | 100% | 100% | 100% | 19.16% | 17.2% | 1
3761 | 4.736% | 13.8% | 0% | 93.3% | 0% | 100% | 100% | 100% | 4.736% | 13.8% | 1
3762 | 0% | 14.88% | 0% | 93.3% | 0% | 100% | 100% | 100% | 0% | 14.88% | 1
3763 | 0% | 12.91% | 0% | 93.3% | 0% | 100% | 100% | 100% | 0% | 12.91% | 1
3764 | 0% | 8.511% | 0% | 93.3% | 0% | 0% | 100% | 100% | 0% | 8.511% | 1
3765 | 0% | 7.068% | 0% | 93.3% | 0% | 0% | 100% | 100% | 0% | 7.068% | 1
3766 | 0% | 6.084% | 0% | 93.3% | 0% | 0% | 100% | 100% | 0% | 6.084% | 1
3767 | 0% | 7.491% | 0% | 93.3% | 0% | 0% | 100% | 100% | 0% | 7.491% | 1
3768 | 0% | 7.259% | 0% | 93.3% | 0% | 0% | 100% | 100% | 0% | 7.259% | 1
3769 | 0% | 3.974% | 0% | 93.3% | 0% | 0% | 100% | 100% | 0% | 3.974% | 1
3770 | 0% | 5.021% | 0% | 93.3% | 0% | 0% | 100% | 100% | 0% | 5.021% | 1
3771 | 0% | 4.618% | 0% | 93.3% | 0% | 0% | 100% | 100% | 0% | 4.618% | 1
3772 | 0% | 5.602% | 0% | 93.3% | 0% | 0% | 100% | 100% | 0% | 5.602% | 1
3773 | 0% | 6.323% | 0% | 93.3% | 0% | 0% | 100% | 100% | 0% | 6.323% | 1
3774 | 0% | 4.942% | 0% | 93.3% | 0% | 100% | 100% | 100% | 0% | 4.942% | 1
3775 | 0% | 7.067% | 0% | 93.3% | 0% | 100% | 100% | 100% | 0% | 7.067% | 1
3776 | 0% | 9.338% | 0% | 93.3% | 0% | 100% | 100% | 100% | 0% | 9.338% | 1
3777 | 9.93% | 11.58% | 0% | 93.3% | 0% | 0% | 100% | 100% | 9.93% | 11.58% | 1
3778 | 27.66% | 14.78% | 0% | 93.3% | 0% | 0% | 100% | 100% | 27.66% | 14.78% | 1
3779 | 35.16% | 17.6% | 0% | 93.3% | 0% | 0% | 100% | 100% | 35.16% | 17.6% | 1
3780 | 35.45% | 19.98% | 0% | 93.3% | 0% | 0% | 100% | 100% | 35.45% | 19.98% | 1
3781 | 33.6% | 20.3% | 0% | 93.3% | 0% | 0% | 100% | 100% | 33.6% | 20.3% | 1
3782 | 35.26% | 19.24% | 0% | 93.3% | 0% | 0% | 100% | 100% | 35.26% | 19.24% | 1
3783 | 30.7% | 19.04% | 0% | 93.3% | 0% | 0% | 100% | 100% | 30.7% | 19.04% | 1
3784 | 18.38% | 17.73% | 0% | 93.3% | 0% | 100% | 100% | 100% | 18.38% | 17.73% | 1
3785 | 4.457% | 14.25% | 0% | 93.3% | 0% | 100% | 100% | 100% | 4.457% | 14.25% | 1
3786 | 0% | 15.93% | 0% | 93.3% | 0% | 100% | 100% | 100% | 0% | 15.93% | 1
3787 | 0% | 13.46% | 0% | 93.3% | 0% | 100% | 100% | 100% | 0% | 13.46% | 1
3788 | 0% | 10.46% | 0% | 93.3% | 0% | 0% | 100% | 100% | 0% | 10.46% | 1
3789 | 0% | 10.55% | 0% | 93.3% | 0% | 0% | 100% | 100% | 0% | 10.55% | 1
3790 | 0% | 10.78% | 0% | 93.3% | 0% | 0% | 100% | 100% | 0% | 10.78% | 1
3791 | 0% | 10.49% | 0% | 93.3% | 0% | 0% | 100% | 100% | 0% | 10.49% | 1
3792 | 0% | 9.15% | 0% | 93.3% | 0% | 0% | 100% | 100% | 0% | 9.15% | 1
3793 | 0% | 6.991% | 0% | 93.3% | 0% | 0% | 100% | 100% | 0% | 6.991% | 1
3794 | 0% | 6.383% | 0% | 93.3% | 0% | 0% | 100% | 100% | 0% | 6.383% | 1
3795 | 0% | 4.276% | 0% | 93.3% | 0% | 0% | 100% | 100% | 0% | 4.276% | 1
3796 | 0% | 6.465% | 0% | 93.3% | 0% | 0% | 100% | 100% | 0% | 6.465% | 1
3797 | 0% | 8.167% | 0% | 93.3% | 0% | 0% | 100% | 100% | 0% | 8.167% | 1
3798 | 0% | 6.991% | 0% | 93.3% | 0% | 100% | 100% | 100% | 0% | 6.991% | 1
3799 | 0% | 8.63% | 0% | 93.3% | 0% | 100% | 100% | 100% | 0% | 8.63% | 1
3800 | 0% | 8.423% | 0% | 93.3% | 0% | 100% | 100% | 100% | 0% | 8.423% | 1
3801 | 10.87% | 13.01% | 0% | 93.3% | 0% | 0% | 100% | 100% | 10.87% | 13.01% | 1
3802 | 27.37% | 16.64% | 0% | 93.3% | 0% | 0% | 100% | 100% | 27.37% | 16.64% | 1
3803 | 27.02% | 18.51% | 0% | 93.3% | 0% | 0% | 100% | 100% | 27.02% | 18.51% | 1
3804 | 31.39% | 19.58% | 0% | 93.3% | 0% | 0% | 100% | 100% | 31.39% | 19.58% | 1
3805 | 33.68% | 20.82% | 0% | 93.3% | 0% | 0% | 100% | 100% | 33.68% | 20.82% | 1
3806 | 34.72% | 19.47% | 0% | 93.3% | 0% | 0% | 100% | 100% | 34.72% | 19.47% | 1
3807 | 19.68% | 17.86% | 0% | 93.3% | 0% | 0% | 100% | 100% | 19.68% | 17.86% | 1
3808 | 15.06% | 18.22% | 0% | 93.3% | 0% | 100% | 100% | 100% | 15.06% | 18.22% | 1
3809 | 1.539% | 14.87% | 0% | 93.3% | 0% | 100% | 100% | 100% | 1.539% | 14.87% | 1
3810 | 0% | 15.74% | 0% | 93.3% | 0% | 100% | 100% | 100% | 0% | 15.74% | 1
3811 | 0% | 12.79% | 0% | 93.3% | 0% | 100% | 100% | 100% | 0% | 12.79% | 1
3812 | 0% | 11.2% | 0% | 93.3% | 0% | 0% | 100% | 100% | 0% | 11.2% | 1
3813 | 0% | 11.67% | 0% | 93.3% | 0% | 0% | 100% | 100% | 0% | 11.67% | 1
3814 | 0% | 12.73% | 0% | 93.3% | 0% | 0% | 100% | 100% | 0% | 12.73% | 1
3815 | 0% | 10.35% | 0% | 93.3% | 0% | 0% | 100% | 100% | 0% | 10.35% | 1
3816 | 0% | 8.258% | 0% | 93.3% | 0% | 0% | 100% | 100% | 0% | 8.258% | 1
3817 | 0% | 8.696% | 0% | 93.3% | 0% | 0% | 100% | 100% | 0% | 8.696% | 1
3818 | 0% | 5.617% | 0% | 93.3% | 0% | 0% | 100% | 100% | 0% | 5.617% | 1
3819 | 0% | 3.859% | 0% | 93.3% | 0% | 0% | 100% | 100% | 0% | 3.859% | 1
3820 | 0% | 3.666% | 0% | 93.3% | 0% | 0% | 100% | 100% | 0% | 3.666% | 1
3821 | 0% | 6.006% | 0% | 93.3% | 0% | 0% | 100% | 100% | 0% | 6.006% | 1
3822 | 0% | 5.245% | 0% | 93.3% | 0% | 100% | 100% | 100% | 0% | 5.245% | 1
3823 | 0% | 6.999% | 0% | 93.3% | 0% | 100% | 100% | 100% | 0% | 6.999% | 1
3824 | 0% | 5.738% | 0% | 93.3% | 0% | 100% | 100% | 100% | 0% | 5.738% | 1
3825 | 13.83% | 10.24% | 0% | 93.3% | 0% | 0% | 100% | 100% | 13.83% | 10.24% | 1
3826 | 29.79% | 12.76% | 0% | 93.3% | 0% | 0% | 100% | 100% | 29.79% | 12.76% | 1
3827 | 27.26% | 16.38% | 0% | 93.3% | 0% | 0% | 100% | 100% | 27.26% | 16.38% | 1
3828 | 29.73% | 17.89% | 0% | 93.3% | 0% | 0% | 100% | 100% | 29.73% | 17.89% | 1
3829 | 33.14% | 20.69% | 0% | 93.3% | 0% | 0% | 100% | 100% | 33.14% | 20.69% | 1
3830 | 31.14% | 18.29% | 0% | 93.3% | 0% | 0% | 100% | 100% | 31.14% | 18.29% | 1
3831 | 20% | 15.97% | 0% | 93.3% | 0% | 0% | 100% | 100% | 20% | 15.97% | 1
3832 | 9.737% | 16.61% | 0% | 93.3% | 0% | 100% | 100% | 100% | 9.737% | 16.61% | 1
3833 | 0% | 13.31% | 0% | 93.3% | 0% | 100% | 100% | 100% | 0% | 13.31% | 1
3834 | 0% | 14.41% | 0% | 93.3% | 0% | 100% | 100% | 100% | 0% | 14.41% | 1
3835 | 0% | 10.97% | 0% | 93.3% | 0% | 100% | 100% | 100% | 0% | 10.97% | 1
3836 | 0% | 9.022% | 0% | 93.3% | 0% | 0% | 100% | 100% | 0% | 9.022% | 1
3837 | 0% | 9.118% | 0% | 93.3% | 0% | 0% | 100% | 100% | 0% | 9.118% | 1
3838 | 0% | 10.04% | 0% | 93.3% | 0% | 0% | 100% | 100% | 0% | 10.04% | 1
3839 | 0% | 8.912% | 0% | 93.3% | 0% | 0% | 100% | 100% | 0% | 8.912% | 1
3840 | 0% | 6.342% | 0% | 93.3% | 0% | 0% | 100% | 100% | 0% | 6.342% | 1
3841 | 0% | 7.308% | 0% | 93.3% | 0% | 0% | 100% | 100% | 0% | 7.308% | 1
3842 | 0% | 4.061% | 0% | 93.3% | 0% | 0% | 100% | 100% | 0% | 4.061% | 1
3843 | 0% | 2.136% | 0% | 93.3% | 0% | 0% | 100% | 100% | 0% | 2.136% | 1
3844 | 0% | 0.5854% | 0% | 93.3% | 0% | 0% | 100% | 100% | 0% | 0.5854% | 1
3845 | 0% | 2.946% | 0% | 93.3% | 0% | 0% | 100% | 100% | 0% | 2.946% | 1
3846 | 0% | 2.436% | 0% | 93.3% | 0% | 100% | 100% | 100% | 0% | 2.436% | 1
3847 | 0% | 5.796% | 0% | 93.3% | 0% | 100% | 100% | 100% | 0% | 5.796% | 1
3848 | 0% | 6.772% | 0% | 93.3% | 0% | 100% | 100% | 100% | 0% | 6.772% | 1
3849 | 15.03% | 11.07% | 0% | 93.3% | 0% | 0% | 100% | 100% | 15.03% | 11.07% | 1
3850 | 28.6% | 14.01% | 0% | 93.3% | 0% | 0% | 100% | 100% | 28.6% | 14.01% | 1
3851 | 24.66% | 18.43% | 0% | 93.3% | 0% | 0% | 100% | 100% | 24.66% | 18.43% | 1
3852 | 27.16% | 21% | 0% | 93.3% | 0% | 0% | 100% | 100% | 27.16% | 21% | 1
3853 | 31.5% | 24.78% | 0% | 93.3% | 0% | 0% | 100% | 100% | 31.5% | 24.78% | 1
3854 | 30.17% | 24.21% | 0% | 93.3% | 0% | 0% | 100% | 100% | 30.17% | 24.21% | 1
3855 | 19.28% | 20.94% | 0% | 93.3% | 0% | 0% | 100% | 100% | 19.28% | 20.94% | 1
3856 | 8.334% | 21.84% | 0% | 93.3% | 0% | 100% | 100% | 100% | 8.334% | 21.84% | 1
3857 | 0% | 18.39% | 0% | 93.3% | 0% | 100% | 100% | 100% | 0% | 18.39% | 1
3858 | 0% | 17.32% | 0% | 93.3% | 0% | 100% | 100% | 100% | 0% | 17.32% | 1
3859 | 0% | 12.45% | 0% | 93.3% | 0% | 100% | 100% | 100% | 0% | 12.45% | 1
3860 | 0% | 9.015% | 0% | 93.3% | 0% | 0% | 100% | 100% | 0% | 9.015% | 1
3861 | 0% | 7.622% | 0% | 93.3% | 0% | 0% | 100% | 100% | 0% | 7.622% | 1
3862 | 0% | 7.119% | 0% | 93.3% | 0% | 0% | 100% | 100% | 0% | 7.119% | 1
3863 | 0% | 7.229% | 0% | 93.3% | 0% | 0% | 100% | 100% | 0% | 7.229% | 1
3864 | 0% | 3.89% | 0% | 93.3% | 0% | 0% | 100% | 100% | 0% | 3.89% | 1
3865 | 0% | 5.623% | 0% | 93.3% | 0% | 0% | 100% | 100% | 0% | 5.623% | 1
3866 | 0% | 3.453% | 0% | 93.3% | 0% | 0% | 100% | 100% | 0% | 3.453% | 1
3867 | 0% | 2.748% | 0% | 93.3% | 0% | 0% | 100% | 100% | 0% | 2.748% | 1
3868 | 0% | 0% | 0% | 93.3% | 0% | 0% | 100% | 100% | 0% | 0% | 1
3869 | 0% | 0.7387% | 0% | 93.3% | 0% | 0% | 100% | 100% | 0% | 0.7387% | 1
3870 | 0% | 0.8048% | 0% | 93.3% | 0% | 100% | 100% | 100% | 0% | 0.8048% | 1
3871 | 0% | 3.662% | 0% | 93.3% | 0% | 100% | 100% | 100% | 0% | 3.662% | 1
3872 | 0% | 6.089% | 0% | 93.3% | 0% | 100% | 100% | 100% | 0% | 6.089% | 1
3873 | 13.1% | 8.868% | 0% | 93.3% | 0% | 0% | 100% | 100% | 13.1% | 8.868% | 1
3874 | 26.24% | 12.2% | 0% | 93.3% | 0% | 0% | 100% | 100% | 26.24% | 12.2% | 1
3875 | 25.11% | 17.84% | 0% | 93.3% | 0% | 0% | 100% | 100% | 25.11% | 17.84% | 1
3876 | 26.18% | 23.05% | 0% | 93.3% | 0% | 0% | 100% | 100% | 26.18% | 23.05% | 1
3877 | 31.89% | 25.68% | 0% | 93.3% | 0% | 0% | 100% | 100% | 31.89% | 25.68% | 1
3878 | 29.86% | 25.09% | 0% | 93.3% | 0% | 0% | 100% | 100% | 29.86% | 25.09% | 1
3879 | 26.48% | 23.7% | 0% | 93.3% | 0% | 0% | 100% | 100% | 26.48% | 23.7% | 1
3880 | 10.98% | 24.62% | 0% | 93.3% | 0% | 100% | 100% | 100% | 10.98% | 24.62% | 1
3881 | 5.105% | 19.91% | 0% | 93.3% | 0% | 100% | 100% | 100% | 5.105% | 19.91% | 1
3882 | 0% | 16.59% | 0% | 93.3% | 0% | 100% | 100% | 100% | 0% | 16.59% | 1
3883 | 0% | 12.63% | 0% | 93.3% | 0% | 100% | 100% | 100% | 0% | 12.63% | 1
3884 | 0% | 11.09% | 0% | 93.3% | 0% | 0% | 100% | 100% | 0% | 11.09% | 1
3885 | 0% | 9.845% | 0% | 93.3% | 0% | 0% | 100% | 100% | 0% | 9.845% | 1
3886 | 0% | 7.89% | 0% | 93.3% | 0% | 0% | 100% | 100% | 0% | 7.89% | 1
3887 | 0% | 8.592% | 0% | 93.3% | 0% | 0% | 100% | 100% | 0% | 8.592% | 1
3888 | 0% | 6.813% | 0% | 93.3% | 0% | 0% | 100% | 100% | 0% | 6.813% | 1
3889 | 0% | 3.562% | 0% | 93.3% | 0% | 0% | 100% | 100% | 0% | 3.562% | 1
3890 | 0% | 6.319% | 0% | 93.3% | 0% | 0% | 100% | 100% | 0% | 6.319% | 1
3891 | 0% | 3.741% | 0% | 93.3% | 0% | 0% | 100% | 100% | 0% | 3.741% | 1
3892 | 0% | 2.489% | 0% | 93.3% | 0% | 0% | 100% | 100% | 0% | 2.489% | 1
3893 | 0% | 2.926% | 0% | 93.3% | 0% | 0% | 100% | 100% | 0% | 2.926% | 1
3894 | 0% | 2.127% | 0% | 93.3% | 0% | 100% | 100% | 100% | 0% | 2.127% | 1
3895 | 0% | 2.626% | 0% | 93.3% | 0% | 100% | 100% | 100% | 0% | 2.626% | 1
3896 | 0% | 5.47% | 0% | 93.3% | 0% | 100% | 100% | 100% | 0% | 5.47% | 1
3897 | 14.71% | 8.121% | 0% | 93.3% | 0% | 0% | 100% | 100% | 14.71% | 8.121% | 1
3898 | 27.63% | 13.62% | 0% | 93.3% | 0% | 0% | 100% | 100% | 27.63% | 13.62% | 1
3899 | 24.34% | 17.58% | 0% | 93.3% | 0% | 0% | 100% | 100% | 24.34% | 17.58% | 1
3900 | 26.37% | 23.23% | 0% | 93.3% | 0% | 0% | 100% | 100% | 26.37% | 23.23% | 1
3901 | 31.35% | 25.25% | 0% | 93.3% | 0% | 0% | 100% | 100% | 31.35% | 25.25% | 1
3902 | 29.05% | 27.27% | 0% | 93.3% | 0% | 0% | 100% | 100% | 29.05% | 27.27% | 1
3903 | 25.19% | 27.31% | 0% | 93.3% | 0% | 0% | 100% | 100% | 25.19% | 27.31% | 1
3904 | 13.33% | 26.34% | 0% | 93.3% | 0% | 100% | 100% | 100% | 13.33% | 26.34% | 1
3905 | 4.259% | 23.64% | 0% | 93.3% | 0% | 100% | 100% | 100% | 4.259% | 23.64% | 1
3906 | 0% | 21.53% | 0% | 93.3% | 0% | 100% | 100% | 100% | 0% | 21.53% | 1
3907 | 0% | 16.85% | 0% | 93.3% | 0% | 100% | 100% | 100% | 0% | 16.85% | 1
3908 | 0% | 14.88% | 0% | 93.3% | 0% | 0% | 100% | 100% | 0% | 14.88% | 1
3909 | 0% | 12.45% | 0% | 93.3% | 0% | 0% | 100% | 100% | 0% | 12.45% | 1
3910 | 0% | 10.22% | 0% | 93.3% | 0% | 0% | 100% | 100% | 0% | 10.22% | 1
3911 | 0% | 10% | 0% | 93.3% | 0% | 0% | 100% | 100% | 0% | 10% | 1
3912 | 0% | 8.524% | 0% | 93.3% | 0% | 0% | 100% | 100% | 0% | 8.524% | 1
3913 | 0% | 7.291% | 0% | 93.3% | 0% | 0% | 100% | 100% | 0% | 7.291% | 1
3914 | 0% | 5.353% | 0% | 93.3% | 0% | 0% | 100% | 100% | 0% | 5.353% | 1
3915 | 0% | 2.696% | 0% | 93.3% | 0% | 0% | 100% | 100% | 0% | 2.696% | 1
3916 | 0% | 3.897% | 0% | 93.3% | 0% | 0% | 100% | 100% | 0% | 3.897% | 1
3917 | 0% | 3.487% | 0% | 93.3% | 0% | 0% | 100% | 100% | 0% | 3.487% | 1
3918 | 0% | 2.459% | 0% | 93.3% | 0% | 100% | 100% | 100% | 0% | 2.459% | 1
3919 | 0% | 3.097% | 0% | 93.3% | 0% | 100% | 100% | 100% | 0% | 3.097% | 1
3920 | 0% | 3.289% | 0% | 93.3% | 0% | 100% | 100% | 100% | 0% | 3.289% | 1
3921 | 16.39% | 6.096% | 0% | 93.3% | 0% | 0% | 100% | 100% | 16.39% | 6.096% | 1
3922 | 27.76% | 12.31% | 0% | 93.3% | 0% | 0% | 100% | 100% | 27.76% | 12.31% | 1
3923 | 24.94% | 16.69% | 0% | 93.3% | 0% | 0% | 100% | 100% | 24.94% | 16.69% | 1
3924 | 28.11% | 23.05% | 0% | 93.3% | 0% | 0% | 100% | 100% | 28.11% | 23.05% | 1
3925 | 28.26% | 24.14% | 0% | 93.3% | 0% | 0% | 100% | 100% | 28.26% | 24.14% | 1
3926 | 27.11% | 27.88% | 0% | 93.3% | 0% | 0% | 100% | 100% | 27.11% | 27.88% | 1
3927 | 28.74% | 26.19% | 0% | 93.3% | 0% | 0% | 100% | 100% | 28.74% | 26.19% | 1
3928 | 17.57% | 24.27% | 0% | 93.3% | 0% | 100% | 100% | 100% | 17.57% | 24.27% | 1
3929 | 3.549% | 22.37% | 0% | 93.3% | 0% | 100% | 100% | 100% | 3.549% | 22.37% | 1
3930 | 0% | 16.76% | 0% | 93.3% | 0% | 100% | 100% | 100% | 0% | 16.76% | 1
3931 | 0% | 12.98% | 0% | 93.3% | 0% | 100% | 100% | 100% | 0% | 12.98% | 1
3932 | 0% | 18.19% | 0% | 93.3% | 0% | 0% | 100% | 100% | 0% | 18.19% | 1
3933 | 0% | 16.03% | 0% | 93.3% | 0% | 0% | 100% | 100% | 0% | 16.03% | 1
3934 | 0% | 15.32% | 0% | 93.3% | 0% | 0% | 100% | 100% | 0% | 15.32% | 1
3935 | 0% | 13.32% | 0% | 93.3% | 0% | 0% | 100% | 100% | 0% | 13.32% | 1
3936 | 0% | 7.663% | 0% | 93.3% | 0% | 0% | 100% | 100% | 0% | 7.663% | 1
3937 | 0% | 9.438% | 0% | 93.3% | 0% | 0% | 100% | 100% | 0% | 9.438% | 1
3938 | 0% | 1.811% | 0% | 93.3% | 0% | 0% | 100% | 100% | 0% | 1.811% | 1
3939 | 0% | 0.02691% | 0% | 93.3% | 0% | 0% | 100% | 100% | 0% | 0.02691% | 1
3940 | 0% | 2.713% | 0% | 93.3% | 0% | 0% | 100% | 100% | 0% | 2.713% | 1
3941 | 0% | 4.935% | 0% | 93.3% | 0% | 0% | 100% | 100% | 0% | 4.935% | 1
3942 | 0% | 4.059% | 0% | 93.3% | 0% | 100% | 100% | 100% | 0% | 4.059% | 1
3943 | 0% | 5.932% | 0% | 93.3% | 0% | 100% | 100% | 100% | 0% | 5.932% | 1
3944 | 0% | 4.943% | 0% | 93.3% | 0% | 100% | 100% | 100% | 0% | 4.943% | 1
3945 | 12.26% | 6.872% | 0% | 93.3% | 0% | 0% | 100% | 100% | 12.26% | 6.872% | 1
3946 | 26.24% | 12.47% | 0% | 93.3% | 0% | 0% | 100% | 100% | 26.24% | 12.47% | 1
3947 | 29.92% | 16.03% | 0% | 93.3% | 0% | 0% | 100% | 100% | 29.92% | 16.03% | 1
3948 | 25.51% | 21.37% | 0% | 93.3% | 0% | 0% | 100% | 100% | 25.51% | 21.37% | 1
3949 | 19.19% | 22.58% | 0% | 93.3% | 0% | 0% | 100% | 100% | 19.19% | 22.58% | 1
3950 | 14.25% | 24.48% | 0% | 93.3% | 0% | 0% | 100% | 100% | 14.25% | 24.48% | 1
3951 | 20.12% | 23.52% | 0% | 93.3% | 0% | 0% | 100% | 100% | 20.12% | 23.52% | 1
3952 | 8.328% | 20.93% | 0% | 93.3% | 0% | 100% | 100% | 100% | 8.328% | 20.93% | 1
3953 | 0.7762% | 17.35% | 0% | 93.3% | 0% | 100% | 100% | 100% | 0.7762% | 17.35% | 1
3954 | 0% | 15.07% | 0% | 93.3% | 0% | 100% | 100% | 100% | 0% | 15.07% | 1
3955 | 0% | 13.9% | 0% | 93.3% | 0% | 100% | 100% | 100% | 0% | 13.9% | 1
3956 | 0% | 19.34% | 0% | 93.3% | 0% | 0% | 100% | 100% | 0% | 19.34% | 1
3957 | 0% | 14.15% | 0.1929% | 93.3% | 0% | 0% | 100% | 100% | 0% | 14.15% | 1
3958 | 0% | 11.31% | 0% | 93.3% | 0% | 0% | 100% | 100% | 0% | 11.31% | 1
3959 | 0% | 8.71% | 0% | 93.3% | 0% | 0% | 100% | 100% | 0% | 8.71% | 1
3960 | 0% | 2.331% | 0.0004322% | 93.3% | 0% | 0% | 100% | 100% | 0% | 2.331% | 1
3961 | 0% | 6.564% | 0.09765% | 93.3% | 0% | 0% | 100% | 100% | 0% | 6.564% | 1
3962 | 0% | 0.9461% | 0.2482% | 93.3% | 0% | 0% | 100% | 100% | 0% | 0.9461% | 1
3963 | 0% | 0% | 0.3737% | 93.3% | 0% | 0% | 100% | 100% | 0% | 0% | 1
3964 | 0% | 0% | 0.4439% | 93.3% | 0% | 0% | 100% | 100% | 0% | 0% | 1
3965 | 0% | 0.3895% | 0.5016% | 93.3% | 0% | 0% | 100% | 100% | 0% | 0.3895% | 1
3966 | 0% | 0.7256% | 0.5691% | 93.3% | 0% | 100% | 100% | 100% | 0% | 0.7256% | 1
3967 | 0% | 3.572% | 0.6516% | 93.3% | 0% | 100% | 100% | 100% | 0% | 3.572% | 1
3968 | 0% | 2.116% | 0.7751% | 93.3% | 0% | 100% | 100% | 100% | 0% | 2.116% | 1
3969 | 12.7% | 5.933% | 1.006% | 93.3% | 0% | 0% | 100% | 100% | 12.7% | 5.933% | 1
3970 | 29.48% | 10.66% | 1.189% | 93.3% | 0% | 0% | 100% | 100% | 29.48% | 10.66% | 1
3971 | 35.73% | 14.93% | 1.125% | 93.3% | 0% | 0% | 100% | 100% | 35.73% | 14.93% | 1
3972 | 28.82% | 19.37% | 1.184% | 93.3% | 0% | 0% | 100% | 100% | 28.82% | 19.37% | 1
3973 | 21.45% | 20.73% | 1.154% | 93.3% | 0% | 0% | 100% | 100% | 21.45% | 20.73% | 1
3974 | 13.06% | 22.02% | 0.9508% | 93.3% | 0% | 0% | 100% | 100% | 13.06% | 22.02% | 1
3975 | 18.18% | 21% | 0.6786% | 93.3% | 0% | 0% | 100% | 100% | 18.18% | 21% | 1
3976 | 10.8% | 17.35% | 0.2932% | 93.3% | 0% | 100% | 100% | 100% | 10.8% | 17.35% | 1
3977 | 5.611% | 16.78% | 0.06348% | 93.3% | 0% | 100% | 100% | 100% | 5.611% | 16.78% | 1
3978 | 0% | 13.37% | 0.1649% | 93.3% | 0% | 100% | 100% | 100% | 0% | 13.37% | 1
3979 | 0% | 12% | 0.5086% | 93.3% | 0% | 100% | 100% | 100% | 0% | 12% | 1
3980 | 0% | 15.98% | 0% | 93.3% | 0% | 0% | 100% | 100% | 0% | 15.98% | 1
3981 | 0% | 13.38% | 0% | 93.3% | 0% | 0% | 100% | 100% | 0% | 13.38% | 1
3982 | 0% | 10.96% | 0% | 93.3% | 0% | 0% | 100% | 100% | 0% | 10.96% | 1
3983 | 0% | 8.376% | 0% | 93.3% | 0% | 0% | 100% | 100% | 0% | 8.376% | 1
3984 | 0% | 1.336% | 0% | 93.3% | 0% | 0% | 100% | 100% | 0% | 1.336% | 1
3985 | 0% | 3.901% | 0% | 93.3% | 0% | 0% | 100% | 100% | 0% | 3.901% | 1
3986 | 0% | 1.535% | 0% | 93.3% | 0% | 0% | 100% | 100% | 0% | 1.535% | 1
3987 | 0% | 0% | 0% | 93.3% | 0% | 0% | 100% | 100% | 0% | 0% | 1
3988 | 0% | 0.02928% | 0% | 93.3% | 0% | 0% | 100% | 100% | 0% | 0.02928% | 1
3989 | 0% | 0.722% | 0% | 93.3% | 0% | 0% | 100% | 100% | 0% | 0.722% | 1
3990 | 0% | 1.367% | 0% | 93.3% | 0% | 100% | 100% | 100% | 0% | 1.367% | 1
3991 | 0% | 3.651% | 0% | 93.3% | 0% | 100% | 100% | 100% | 0% | 3.651% | 1
3992 | 0% | 3.471% | 0% | 93.3% | 0% | 100% | 100% | 100% | 0% | 3.471% | 1
3993 | 8.084% | 4.698% | 0% | 93.3% | 0% | 0% | 100% | 100% | 8.084% | 4.698% | 1
3994 | 27.29% | 9.549% | 0% | 93.3% | 0% | 0% | 100% | 100% | 27.29% | 9.549% | 1
3995 | 36.14% | 13.42% | 0% | 93.3% | 0% | 0% | 100% | 100% | 36.14% | 13.42% | 1
3996 | 29.47% | 18.1% | 0% | 93.3% | 0% | 0% | 100% | 100% | 29.47% | 18.1% | 1
3997 | 22.75% | 20.23% | 0% | 93.3% | 0% | 0% | 100% | 100% | 22.75% | 20.23% | 1
3998 | 13.78% | 20.41% | 0% | 93.3% | 0% | 0% | 100% | 100% | 13.78% | 20.41% | 1
3999 | 15.91% | 20.52% | 0% | 93.3% | 0% | 0% | 100% | 100% | 15.91% | 20.52% | 1
4000 | 7.564% | 16.74% | 0% | 93.3% | 0% | 100% | 100% | 100% | 7.564% | 16.74% | 1
4001 | 5.736% | 16.73% | 0% | 93.3% | 0% | 100% | 100% | 100% | 5.736% | 16.73% | 1
4002 | 0% | 18.09% | 0% | 93.3% | 0% | 100% | 100% | 100% | 0% | 18.09% | 1
4003 | 0% | 17.08% | 0% | 93.3% | 0% | 100% | 100% | 100% | 0% | 17.08% | 1
4004 | 0% | 15.16% | 0% | 93.3% | 0% | 0% | 100% | 100% | 0% | 15.16% | 1
4005 | 0% | 13.72% | 0% | 93.3% | 0% | 0% | 100% | 100% | 0% | 13.72% | 1
4006 | 0% | 8.887% | 0% | 93.3% | 0% | 0% | 100% | 100% | 0% | 8.887% | 1
4007 | 0% | 6.992% | 0% | 93.3% | 0% | 0% | 100% | 100% | 0% | 6.992% | 1
4008 | 0% | 4.249% | 0% | 93.3% | 0% | 0% | 100% | 100% | 0% | 4.249% | 1
4009 | 0% | 3.533% | 0% | 93.3% | 0% | 0% | 100% | 100% | 0% | 3.533% | 1
4010 | 0% | 3.922% | 0% | 93.3% | 0% | 0% | 100% | 100% | 0% | 3.922% | 1
4011 | 0% | 1.935% | 0% | 93.3% | 0% | 0% | 100% | 100% | 0% | 1.935% | 1
4012 | 0% | 0.72% | 0% | 93.3% | 0% | 0% | 100% | 100% | 0% | 0.72% | 1
4013 | 0% | 0% | 0% | 93.3% | 0% | 0% | 100% | 100% | 0% | 0% | 1
4014 | 0% | 1.295% | 0% | 93.3% | 0% | 100% | 100% | 100% | 0% | 1.295% | 1
4015 | 0% | 2.521% | 0% | 93.3% | 0% | 100% | 100% | 100% | 0% | 2.521% | 1
4016 | 0% | 3.736% | 0.04618% | 93.3% | 0% | 100% | 100% | 100% | 0% | 3.736% | 1
4017 | 5.174% | 6.167% | 0.06765% | 93.3% | 0% | 0% | 100% | 100% | 5.174% | 6.167% | 1
4018 | 24.11% | 10.55% | 0.03214% | 93.3% | 0% | 0% | 100% | 100% | 24.11% | 10.55% | 1
4019 | 30.16% | 14.05% | 0.02828% | 93.3% | 0% | 0% | 100% | 100% | 30.16% | 14.05% | 1
4020 | 28.66% | 17.12% | 0.02683% | 93.3% | 0% | 0% | 100% | 100% | 28.66% | 17.12% | 1
4021 | 32.2% | 19.07% | 0.05984% | 93.3% | 0% | 0% | 100% | 100% | 32.2% | 19.07% | 1
4022 | 27.46% | 20.41% | 0.09014% | 93.3% | 0% | 0% | 100% | 100% | 27.46% | 20.41% | 1
4023 | 25.81% | 19.69% | 0.09264% | 93.3% | 0% | 0% | 100% | 100% | 25.81% | 19.69% | 1
4024 | 21.03% | 16.5% | 0.05129% | 93.3% | 0% | 100% | 100% | 100% | 21.03% | 16.5% | 1
4025 | 9.511% | 18.36% | 0% | 93.3% | 0% | 100% | 100% | 100% | 9.511% | 18.36% | 1
4026 | 0% | 16.77% | 0% | 93.3% | 0% | 100% | 100% | 100% | 0% | 16.77% | 1
4027 | 0% | 13.98% | 0% | 93.3% | 0% | 100% | 100% | 100% | 0% | 13.98% | 1
4028 | 0% | 11.3% | 0% | 93.3% | 0% | 0% | 100% | 100% | 0% | 11.3% | 1
4029 | 0% | 11.26% | 0% | 93.3% | 0% | 0% | 100% | 100% | 0% | 11.26% | 1
4030 | 0% | 9.215% | 0% | 93.3% | 0% | 0% | 100% | 100% | 0% | 9.215% | 1
4031 | 0% | 6.975% | 0% | 93.3% | 0% | 0% | 100% | 100% | 0% | 6.975% | 1
4032 | 0% | 5.463% | 0% | 93.3% | 0% | 0% | 100% | 100% | 0% | 5.463% | 1
4033 | 0% | 7.663% | 0% | 93.3% | 0% | 0% | 100% | 100% | 0% | 7.663% | 1
4034 | 0% | 2.976% | 0% | 93.3% | 0% | 0% | 100% | 100% | 0% | 2.976% | 1
4035 | 0% | 2.452% | 0% | 93.3% | 0% | 0% | 100% | 100% | 0% | 2.452% | 1
4036 | 0% | 1.858% | 0% | 93.3% | 0% | 0% | 100% | 100% | 0% | 1.858% | 1
4037 | 0% | 0.7939% | 0% | 93.3% | 0% | 0% | 100% | 100% | 0% | 0.7939% | 1
4038 | 0% | 3.292% | 0% | 93.3% | 0% | 100% | 100% | 100% | 0% | 3.292% | 1
4039 | 0% | 1.339% | 0% | 93.3% | 0% | 100% | 100% | 100% | 0% | 1.339% | 1
4040 | 0% | 4.692% | 0% | 93.3% | 0% | 100% | 100% | 100% | 0% | 4.692% | 1
4041 | 5.108% | 5.169% | 0% | 93.3% | 0% | 0% | 100% | 100% | 5.108% | 5.169% | 1
4042 | 24.93% | 6.537% | 0% | 93.3% | 0% | 0% | 100% | 100% | 24.93% | 6.537% | 1
4043 | 32.38% | 8.703% | 0% | 93.3% | 0% | 0% | 100% | 100% | 32.38% | 8.703% | 1
4044 | 31.55% | 11.62% | 0% | 93.3% | 0% | 0% | 100% | 100% | 31.55% | 11.62% | 1
4045 | 34.63% | 11.99% | 0% | 93.3% | 0% | 0% | 100% | 100% | 34.63% | 11.99% | 1
4046 | 34.1% | 12.92% | 0% | 93.3% | 0% | 0% | 100% | 100% | 34.1% | 12.92% | 1
4047 | 34.69% | 12.86% | 0% | 93.3% | 0% | 0% | 100% | 100% | 34.69% | 12.86% | 1
4048 | 25.59% | 11.03% | 0% | 93.3% | 0% | 100% | 100% | 100% | 25.59% | 11.03% | 1
4049 | 10.34% | 10.12% | 0% | 93.3% | 0% | 100% | 100% | 100% | 10.34% | 10.12% | 1
4050 | 0% | 8.176% | 0% | 93.3% | 0% | 100% | 100% | 100% | 0% | 8.176% | 1
4051 | 0% | 6.719% | 0% | 93.3% | 0% | 100% | 100% | 100% | 0% | 6.719% | 1
4052 | 0% | 8.898% | 0% | 93.3% | 0% | 0% | 100% | 100% | 0% | 8.898% | 1
4053 | 0% | 10.31% | 0% | 93.3% | 0% | 0% | 100% | 100% | 0% | 10.31% | 1
4054 | 0% | 7.446% | 0% | 93.3% | 0% | 0% | 100% | 100% | 0% | 7.446% | 1
4055 | 0% | 5.65% | 0% | 93.3% | 0% | 0% | 100% | 100% | 0% | 5.65% | 1
4056 | 0% | 4.952% | 0% | 93.3% | 0% | 0% | 100% | 100% | 0% | 4.952% | 1
4057 | 0% | 6.141% | 0% | 93.3% | 0% | 0% | 100% | 100% | 0% | 6.141% | 1
4058 | 0% | 2.223% | 0% | 93.3% | 0% | 0% | 100% | 100% | 0% | 2.223% | 1
4059 | 0% | 1.807% | 0% | 93.3% | 0% | 0% | 100% | 100% | 0% | 1.807% | 1
4060 | 0% | 1.945% | 0% | 93.3% | 0% | 0% | 100% | 100% | 0% | 1.945% | 1
4061 | 0% | 0.548% | 0% | 93.3% | 0% | 0% | 100% | 100% | 0% | 0.548% | 1
4062 | 0% | 1.14% | 0% | 93.3% | 0% | 100% | 100% | 100% | 0% | 1.14% | 1
4063 | 0% | 2.018% | 0% | 93.3% | 0% | 100% | 100% | 100% | 0% | 2.018% | 1
4064 | 0% | 4.869% | 0% | 93.3% | 0% | 100% | 100% | 100% | 0% | 4.869% | 1
4065 | 6.06% | 6.999% | 0% | 93.3% | 0% | 0% | 100% | 100% | 6.06% | 6.999% | 1
4066 | 28.22% | 5.525% | 0% | 93.3% | 0% | 0% | 100% | 100% | 28.22% | 5.525% | 1
4067 | 36.96% | 6.5% | 0% | 93.3% | 0% | 0% | 100% | 100% | 36.96% | 6.5% | 1
4068 | 27.01% | 9.531% | 0% | 93.3% | 0% | 0% | 100% | 100% | 27.01% | 9.531% | 1
4069 | 33.75% | 9.795% | 0% | 93.3% | 0% | 0% | 100% | 100% | 33.75% | 9.795% | 1
4070 | 28.48% | 12.09% | 0% | 93.3% | 0% | 0% | 100% | 100% | 28.48% | 12.09% | 1
4071 | 28.16% | 12.15% | 0% | 93.3% | 0% | 0% | 100% | 100% | 28.16% | 12.15% | 1
4072 | 23.05% | 12.05% | 0% | 93.3% | 0% | 100% | 100% | 100% | 23.05% | 12.05% | 1
4073 | 10.6% | 10.8% | 0% | 93.3% | 0% | 100% | 100% | 100% | 10.6% | 10.8% | 1
4074 | 0% | 7.947% | 0% | 93.3% | 0% | 100% | 100% | 100% | 0% | 7.947% | 1
4075 | 0% | 5.978% | 0% | 93.3% | 0% | 100% | 100% | 100% | 0% | 5.978% | 1
4076 | 0% | 8.7% | 0% | 93.3% | 0% | 0% | 100% | 100% | 0% | 8.7% | 1
4077 | 0% | 9.874% | 0% | 93.3% | 0% | 0% | 100% | 100% | 0% | 9.874% | 1
4078 | 0% | 8.191% | 0% | 93.3% | 0% | 0% | 100% | 100% | 0% | 8.191% | 1
4079 | 0% | 7.06% | 0% | 93.3% | 0% | 0% | 100% | 100% | 0% | 7.06% | 1
4080 | 0% | 5.282% | 0% | 93.3% | 0% | 0% | 100% | 100% | 0% | 5.282% | 1
4081 | 0% | 4.011% | 0% | 93.3% | 0% | 0% | 100% | 100% | 0% | 4.011% | 1
4082 | 0% | 2.945% | 0% | 93.3% | 0% | 0% | 100% | 100% | 0% | 2.945% | 1
4083 | 0% | 3.04% | 0% | 93.3% | 0% | 0% | 100% | 100% | 0% | 3.04% | 1
4084 | 0% | 3.277% | 0% | 93.3% | 0% | 0% | 100% | 100% | 0% | 3.277% | 1
4085 | 0% | 1.342% | 0% | 93.3% | 0% | 0% | 100% | 100% | 0% | 1.342% | 1
4086 | 0% | 0.2715% | 0% | 93.3% | 0% | 100% | 100% | 100% | 0% | 0.2715% | 1
4087 | 0% | 1.532% | 0% | 93.3% | 0% | 100% | 100% | 100% | 0% | 1.532% | 1
4088 | 0% | 1.253% | 0% | 93.3% | 0% | 100% | 100% | 100% | 0% | 1.253% | 1
4089 | 13.31% | 2.324% | 0% | 93.3% | 0% | 0% | 100% | 100% | 13.31% | 2.324% | 1
4090 | 35.73% | 0.4124% | 0% | 93.3% | 0% | 0% | 100% | 100% | 35.73% | 0.4124% | 1
4091 | 43.12% | 2.616% | 0.05807% | 93.3% | 0% | 0% | 100% | 100% | 43.12% | 2.616% | 1
4092 | 29.84% | 6.37% | 0.03447% | 93.3% | 0% | 0% | 100% | 100% | 29.84% | 6.37% | 1
4093 | 31.49% | 7.175% | 0% | 93.3% | 0% | 0% | 100% | 100% | 31.49% | 7.175% | 1
4094 | 21.04% | 8.721% | 0% | 93.3% | 0% | 0% | 100% | 100% | 21.04% | 8.721% | 1
4095 | 19.15% | 9.708% | 0% | 93.3% | 0% | 0% | 100% | 100% | 19.15% | 9.708% | 1
4096 | 15.38% | 8.265% | 0% | 93.3% | 0% | 100% | 100% | 100% | 15.38% | 8.265% | 1
4097 | 8.118% | 7.116% | 0% | 93.3% | 0% | 100% | 100% | 100% | 8.118% | 7.116% | 1
4098 | 0% | 7.086% | 0% | 93.3% | 0% | 100% | 100% | 100% | 0% | 7.086% | 1
4099 | 0% | 8.441% | 0% | 93.3% | 0% | 100% | 100% | 100% | 0% | 8.441% | 1
4100 | 0% | 9.984% | 0% | 93.3% | 0% | 0% | 100% | 100% | 0% | 9.984% | 1
4101 | 0% | 9.673% | 0% | 93.3% | 0% | 0% | 100% | 100% | 0% | 9.673% | 1
4102 | 0% | 7.599% | 0% | 93.3% | 0% | 0% | 100% | 100% | 0% | 7.599% | 1
4103 | 0% | 7.713% | 0% | 93.3% | 0% | 0% | 100% | 100% | 0% | 7.713% | 1
4104 | 0% | 7.583% | 0% | 93.3% | 0% | 0% | 100% | 100% | 0% | 7.583% | 1
4105 | 0% | 3.55% | 0% | 93.3% | 0% | 0% | 100% | 100% | 0% | 3.55% | 1
4106 | 0% | 5.096% | 0% | 93.3% | 0% | 0% | 100% | 100% | 0% | 5.096% | 1
4107 | 0% | 3.642% | 0% | 93.3% | 0% | 0% | 100% | 100% | 0% | 3.642% | 1
4108 | 0% | 4.208% | 0% | 93.3% | 0% | 0% | 100% | 100% | 0% | 4.208% | 1
4109 | 0% | 2.16% | 0% | 93.3% | 0% | 0% | 100% | 100% | 0% | 2.16% | 1
4110 | 0% | 1.667% | 0% | 93.3% | 0% | 100% | 100% | 100% | 0% | 1.667% | 1
4111 | 0% | 4.698% | 0.7399% | 93.3% | 0% | 100% | 100% | 100% | 0% | 4.698% | 1
4112 | 0% | 2.745% | 1.68% | 93.3% | 0% | 100% | 100% | 100% | 0% | 2.745% | 1
4113 | 13.79% | 3.86% | 1.793% | 93.3% | 0% | 0% | 100% | 100% | 13.79% | 3.86% | 1
4114 | 34.96% | 3.627% | 1.659% | 93.3% | 0% | 0% | 100% | 100% | 34.96% | 3.627% | 1
4115 | 42.67% | 5.727% | 0.3362% | 93.3% | 0% | 0% | 100% | 100% | 42.67% | 5.727% | 1
4116 | 30.56% | 10.58% | 0.08939% | 93.3% | 0% | 0% | 100% | 100% | 30.56% | 10.58% | 1
4117 | 31.89% | 12.86% | 1.046% | 93.3% | 0% | 0% | 100% | 100% | 31.89% | 12.86% | 1
4118 | 13.35% | 12.74% | 0% | 93.3% | 0% | 0% | 100% | 100% | 13.35% | 12.74% | 1
4119 | 16.27% | 14.95% | 0.005052% | 93.3% | 0% | 0% | 100% | 100% | 16.27% | 14.95% | 1
4120 | 12.69% | 13.78% | 0% | 93.3% | 0% | 100% | 100% | 100% | 12.69% | 13.78% | 1
4121 | 6.253% | 13.01% | 0% | 93.3% | 0% | 100% | 100% | 100% | 6.253% | 13.01% | 1
4122 | 0% | 12.56% | 0% | 93.3% | 0% | 100% | 100% | 100% | 0% | 12.56% | 1
4123 | 0% | 12.25% | 0% | 93.3% | 0% | 100% | 100% | 100% | 0% | 12.25% | 1
4124 | 0% | 9.509% | 0% | 93.3% | 0% | 0% | 100% | 100% | 0% | 9.509% | 1
4125 | 0% | 8.787% | 0% | 93.3% | 0% | 0% | 100% | 100% | 0% | 8.787% | 1
4126 | 0% | 8.988% | 0% | 93.3% | 0% | 0% | 100% | 100% | 0% | 8.988% | 1
4127 | 0% | 8.015% | 0% | 93.3% | 0% | 0% | 100% | 100% | 0% | 8.015% | 1
4128 | 0% | 7.122% | 0% | 93.3% | 0% | 0% | 100% | 100% | 0% | 7.122% | 1
4129 | 0% | 6.803% | 0.02561% | 93.3% | 0% | 0% | 100% | 100% | 0% | 6.803% | 1
4130 | 0% | 6.608% | 0.1035% | 93.3% | 0% | 0% | 100% | 100% | 0% | 6.608% | 1
4131 | 0% | 6.03% | 0.1129% | 93.3% | 0% | 0% | 100% | 100% | 0% | 6.03% | 1
4132 | 0% | 6.128% | 0.1141% | 93.3% | 0% | 0% | 100% | 100% | 0% | 6.128% | 1
4133 | 0% | 4.119% | 0.162% | 93.3% | 0% | 0% | 100% | 100% | 0% | 4.119% | 1
4134 | 0% | 3.558% | 0.1931% | 93.3% | 0% | 100% | 100% | 100% | 0% | 3.558% | 1
4135 | 0% | 6.088% | 0.2845% | 93.3% | 0% | 100% | 100% | 100% | 0% | 6.088% | 1
4136 | 0% | 4.684% | 0.3465% | 93.3% | 0% | 100% | 100% | 100% | 0% | 4.684% | 1
4137 | 13.65% | 5.962% | 0.4742% | 93.3% | 0% | 0% | 100% | 100% | 13.65% | 5.962% | 1
4138 | 36.23% | 8.003% | 0.6631% | 93.3% | 0% | 0% | 100% | 100% | 36.23% | 8.003% | 1
4139 | 38.94% | 10.34% | 0.7687% | 93.3% | 0% | 0% | 100% | 100% | 38.94% | 10.34% | 1
4140 | 40.23% | 14.74% | 1.157% | 93.3% | 0% | 0% | 100% | 100% | 40.23% | 14.74% | 1
4141 | 38.48% | 17.03% | 1.503% | 93.3% | 0% | 0% | 100% | 100% | 38.48% | 17.03% | 1
4142 | 22.7% | 15.47% | 1.336% | 93.3% | 0% | 0% | 100% | 100% | 22.7% | 15.47% | 1
4143 | 27.13% | 18.64% | 0.001476% | 93.3% | 0% | 0% | 100% | 100% | 27.13% | 18.64% | 1
4144 | 19.75% | 16.64% | 0% | 93.3% | 0% | 100% | 100% | 100% | 19.75% | 16.64% | 1
4145 | 7.988% | 15.68% | 0% | 93.3% | 0% | 100% | 100% | 100% | 7.988% | 15.68% | 1
4146 | 0% | 14.47% | 0% | 93.3% | 0% | 100% | 100% | 100% | 0% | 14.47% | 1
4147 | 0% | 13.61% | 0% | 93.3% | 0% | 100% | 100% | 100% | 0% | 13.61% | 1
4148 | 0% | 10.52% | 0% | 93.3% | 0% | 0% | 100% | 100% | 0% | 10.52% | 1
4149 | 0% | 10.06% | 0% | 93.3% | 0% | 0% | 100% | 100% | 0% | 10.06% | 1
4150 | 0% | 10.77% | 0% | 93.3% | 0% | 0% | 100% | 100% | 0% | 10.77% | 1
4151 | 0% | 8.789% | 0% | 93.3% | 0% | 0% | 100% | 100% | 0% | 8.789% | 1
4152 | 0% | 9.281% | 0% | 93.3% | 0% | 0% | 100% | 100% | 0% | 9.281% | 1
4153 | 0% | 7.61% | 0% | 93.3% | 0% | 0% | 100% | 100% | 0% | 7.61% | 1
4154 | 0% | 8.261% | 0% | 93.3% | 0% | 0% | 100% | 100% | 0% | 8.261% | 1
4155 | 0% | 6.762% | 0% | 93.3% | 0% | 0% | 100% | 100% | 0% | 6.762% | 1
4156 | 0% | 6.851% | 0% | 93.3% | 0% | 0% | 100% | 100% | 0% | 6.851% | 1
4157 | 0% | 5.35% | 0% | 93.3% | 0% | 0% | 100% | 100% | 0% | 5.35% | 1
4158 | 0% | 4.274% | 0% | 93.3% | 0% | 100% | 100% | 100% | 0% | 4.274% | 1
4159 | 0% | 6.146% | 0% | 93.3% | 0% | 100% | 100% | 100% | 0% | 6.146% | 1
4160 | 0% | 9.296% | 0% | 93.3% | 0% | 100% | 100% | 100% | 0% | 9.296% | 1
4161 | 11.86% | 11.55% | 0% | 93.3% | 0% | 0% | 100% | 100% | 11.86% | 11.55% | 1
4162 | 33.22% | 13.14% | 0% | 93.3% | 0% | 0% | 100% | 100% | 33.22% | 13.14% | 1
4163 | 34.62% | 16.23% | 0% | 93.3% | 0% | 0% | 100% | 100% | 34.62% | 16.23% | 1
4164 | 44.45% | 20.59% | 0% | 93.3% | 0% | 0% | 100% | 100% | 44.45% | 20.59% | 1
4165 | 38.8% | 22.65% | 0% | 93.3% | 0% | 0% | 100% | 100% | 38.8% | 22.65% | 1
4166 | 23.52% | 21.84% | 0% | 93.3% | 0% | 0% | 100% | 100% | 23.52% | 21.84% | 1
4167 | 29.07% | 22.88% | 0% | 93.3% | 0% | 0% | 100% | 100% | 29.07% | 22.88% | 1
4168 | 19.09% | 22.77% | 0% | 93.3% | 0% | 100% | 100% | 100% | 19.09% | 22.77% | 1
4169 | 10.4% | 20.54% | 0% | 93.3% | 0% | 100% | 100% | 100% | 10.4% | 20.54% | 1
4170 | 0% | 18.08% | 0% | 93.3% | 0% | 100% | 100% | 100% | 0% | 18.08% | 1
4171 | 0% | 15.19% | 0% | 93.3% | 0% | 100% | 100% | 100% | 0% | 15.19% | 1
4172 | 0% | 11.82% | 0% | 93.3% | 0% | 0% | 100% | 100% | 0% | 11.82% | 1
4173 | 0% | 11.93% | 0% | 93.3% | 0% | 0% | 100% | 100% | 0% | 11.93% | 1
4174 | 0% | 12.51% | 0% | 93.3% | 0% | 0% | 100% | 100% | 0% | 12.51% | 1
4175 | 0% | 10.37% | 0% | 93.3% | 0% | 0% | 100% | 100% | 0% | 10.37% | 1
4176 | 0% | 10.67% | 0% | 93.3% | 0% | 0% | 100% | 100% | 0% | 10.67% | 1
4177 | 0% | 9.581% | 0% | 93.3% | 0% | 0% | 100% | 100% | 0% | 9.581% | 1
4178 | 0% | 7.573% | 0% | 93.3% | 0% | 0% | 100% | 100% | 0% | 7.573% | 1
4179 | 0% | 6.408% | 0% | 93.3% | 0% | 0% | 100% | 100% | 0% | 6.408% | 1
4180 | 0% | 5.479% | 0% | 93.3% | 0% | 0% | 100% | 100% | 0% | 5.479% | 1
4181 | 0% | 4.964% | 0% | 93.3% | 0% | 0% | 100% | 100% | 0% | 4.964% | 1
4182 | 0% | 3.693% | 0% | 93.3% | 0% | 100% | 100% | 100% | 0% | 3.693% | 1
4183 | 0% | 5.415% | 0% | 93.3% | 0% | 100% | 100% | 100% | 0% | 5.415% | 1
4184 | 0% | 9.534% | 0% | 93.3% | 0% | 100% | 100% | 100% | 0% | 9.534% | 1
4185 | 10.54% | 13.78% | 0% | 93.3% | 0% | 0% | 100% | 100% | 10.54% | 13.78% | 1
4186 | 30.04% | 15.54% | 0% | 93.3% | 0% | 0% | 100% | 100% | 30.04% | 15.54% | 1
4187 | 31.46% | 19.84% | 0% | 93.3% | 0% | 0% | 100% | 100% | 31.46% | 19.84% | 1
4188 | 41.36% | 22.99% | 0% | 93.3% | 0% | 0% | 100% | 100% | 41.36% | 22.99% | 1
4189 | 38.6% | 24.8% | 0% | 93.3% | 0% | 0% | 100% | 100% | 38.6% | 24.8% | 1
4190 | 32.75% | 27.93% | 0% | 93.3% | 0% | 0% | 100% | 100% | 32.75% | 27.93% | 1
4191 | 29.58% | 26.69% | 0% | 93.3% | 0% | 0% | 100% | 100% | 29.58% | 26.69% | 1
4192 | 19.36% | 24.95% | 0% | 93.3% | 0% | 100% | 100% | 100% | 19.36% | 24.95% | 1
4193 | 10.35% | 22.22% | 0% | 93.3% | 0% | 100% | 100% | 100% | 10.35% | 22.22% | 1
4194 | 0% | 21.47% | 0% | 93.3% | 0% | 100% | 100% | 100% | 0% | 21.47% | 1
4195 | 0% | 19.47% | 0% | 93.3% | 0% | 100% | 100% | 100% | 0% | 19.47% | 1
4196 | 0% | 17.15% | 0% | 93.3% | 0% | 0% | 100% | 100% | 0% | 17.15% | 1
4197 | 0% | 17.77% | 0% | 93.3% | 0% | 0% | 100% | 100% | 0% | 17.77% | 1
4198 | 0% | 16.03% | 0% | 93.3% | 0% | 0% | 100% | 100% | 0% | 16.03% | 1
4199 | 0% | 14.2% | 0% | 93.3% | 0% | 0% | 100% | 100% | 0% | 14.2% | 1
4200 | 0% | 15.29% | 0% | 93.3% | 0% | 0% | 100% | 100% | 0% | 15.29% | 1
4201 | 0% | 8.637% | 0% | 100% | 0% | 0% | 100% | 100% | 0% | 8.637% | 1
4202 | 0% | 12.01% | 0% | 100% | 0% | 0% | 100% | 100% | 0% | 12.01% | 1
4203 | 0% | 6.347% | 0% | 100% | 0% | 0% | 100% | 100% | 0% | 6.347% | 1
4204 | 0% | 4.379% | 0% | 100% | 0% | 0% | 100% | 100% | 0% | 4.379% | 1
4205 | 0% | 4.543% | 0% | 100% | 0% | 0% | 100% | 100% | 0% | 4.543% | 1
4206 | 0% | 2.57% | 0% | 100% | 0% | 100% | 100% | 100% | 0% | 2.57% | 1
4207 | 0% | 4.533% | 0% | 100% | 0% | 100% | 100% | 100% | 0% | 4.533% | 1
4208 | 0% | 7.375% | 0% | 100% | 0% | 100% | 100% | 100% | 0% | 7.375% | 1
4209 | 10.15% | 13.41% | 0% | 100% | 0% | 0% | 100% | 100% | 10.15% | 13.41% | 1
4210 | 25.4% | 13.98% | 0% | 100% | 0% | 0% | 100% | 100% | 25.4% | 13.98% | 1
4211 | 23.31% | 18.73% | 0% | 100% | 0% | 0% | 100% | 100% | 23.31% | 18.73% | 1
4212 | 35.93% | 22.08% | 0% | 100% | 0% | 0% | 100% | 100% | 35.93% | 22.08% | 1
4213 | 34.91% | 24.43% | 0% | 100% | 0% | 0% | 100% | 100% | 34.91% | 24.43% | 1
4214 | 29.5% | 28.65% | 0% | 100% | 0% | 0% | 100% | 100% | 29.5% | 28.65% | 1
4215 | 24.52% | 25.49% | 0% | 100% | 0% | 0% | 100% | 100% | 24.52% | 25.49% | 1
4216 | 13.62% | 22.76% | 0% | 100% | 0% | 100% | 100% | 100% | 13.62% | 22.76% | 1
4217 | 7.955% | 18.3% | 0% | 100% | 0% | 100% | 100% | 100% | 7.955% | 18.3% | 1
4218 | 0% | 19.88% | 0% | 100% | 0% | 100% | 100% | 100% | 0% | 19.88% | 1
4219 | 0% | 19.39% | 0% | 100% | 0% | 100% | 100% | 100% | 0% | 19.39% | 1
4220 | 0% | 14.87% | 0% | 100% | 0% | 0% | 100% | 100% | 0% | 14.87% | 1
4221 | 0% | 12.95% | 0% | 100% | 0% | 0% | 100% | 100% | 0% | 12.95% | 1
4222 | 0% | 11.7% | 0% | 100% | 0% | 0% | 100% | 100% | 0% | 11.7% | 1
4223 | 0% | 11% | 0% | 100% | 0% | 0% | 100% | 100% | 0% | 11% | 1
4224 | 0% | 12.45% | 0% | 100% | 0% | 0% | 100% | 100% | 0% | 12.45% | 1
4225 | 0% | 12.38% | 0% | 100% | 0% | 0% | 100% | 100% | 0% | 12.38% | 1
4226 | 0% | 10.33% | 0% | 100% | 0% | 0% | 100% | 100% | 0% | 10.33% | 1
4227 | 0% | 4.947% | 0% | 100% | 0% | 0% | 100% | 100% | 0% | 4.947% | 1
4228 | 0% | 3.394% | 0% | 100% | 0% | 0% | 100% | 100% | 0% | 3.394% | 1
4229 | 0% | 3.201% | 0% | 100% | 0% | 0% | 100% | 100% | 0% | 3.201% | 1
4230 | 0% | 1.797% | 0% | 100% | 0% | 100% | 100% | 100% | 0% | 1.797% | 1
4231 | 0% | 4.899% | 0% | 100% | 0% | 100% | 100% | 100% | 0% | 4.899% | 1
4232 | 0% | 6.008% | 0% | 100% | 0% | 100% | 100% | 100% | 0% | 6.008% | 1
4233 | 10.75% | 10.87% | 0% | 100% | 0% | 0% | 100% | 100% | 10.75% | 10.87% | 1
4234 | 27.36% | 13.54% | 0% | 100% | 0% | 0% | 100% | 100% | 27.36% | 13.54% | 1
4235 | 25.83% | 17.37% | 0% | 100% | 0% | 0% | 100% | 100% | 25.83% | 17.37% | 1
4236 | 30.5% | 19.85% | 0% | 100% | 0% | 0% | 100% | 100% | 30.5% | 19.85% | 1
4237 | 30.17% | 22.38% | 0% | 100% | 0% | 0% | 100% | 100% | 30.17% | 22.38% | 1
4238 | 27.54% | 26.05% | 0% | 100% | 0% | 0% | 100% | 100% | 27.54% | 26.05% | 1
4239 | 21.1% | 25.64% | 0% | 100% | 0% | 0% | 100% | 100% | 21.1% | 25.64% | 1
4240 | 15.14% | 22.87% | 0% | 100% | 0% | 100% | 100% | 100% | 15.14% | 22.87% | 1
4241 | 1.145% | 21.37% | 0% | 100% | 0% | 100% | 100% | 100% | 1.145% | 21.37% | 1
4242 | 0% | 21.37% | 0% | 100% | 0% | 100% | 100% | 100% | 0% | 21.37% | 1
4243 | 0% | 16.76% | 0% | 100% | 0% | 100% | 100% | 100% | 0% | 16.76% | 1
4244 | 0% | 14.95% | 0% | 100% | 0% | 0% | 100% | 100% | 0% | 14.95% | 1
4245 | 0% | 11.87% | 0% | 100% | 0% | 0% | 100% | 100% | 0% | 11.87% | 1
4246 | 0% | 7.701% | 0% | 100% | 0% | 0% | 100% | 100% | 0% | 7.701% | 1
4247 | 0% | 5.918% | 0% | 100% | 0% | 0% | 100% | 100% | 0% | 5.918% | 1
4248 | 0% | 6.181% | 0% | 100% | 0% | 0% | 100% | 100% | 0% | 6.181% | 1
4249 | 0% | 10.13% | 0% | 100% | 0% | 0% | 100% | 100% | 0% | 10.13% | 1
4250 | 0% | 7.102% | 0% | 100% | 0% | 0% | 100% | 100% | 0% | 7.102% | 1
4251 | 0% | 2.809% | 0% | 100% | 0% | 0% | 100% | 100% | 0% | 2.809% | 1
4252 | 0% | 1.575% | 0% | 100% | 0% | 0% | 100% | 100% | 0% | 1.575% | 1
4253 | 0% | 2.866% | 0% | 100% | 0% | 0% | 100% | 100% | 0% | 2.866% | 1
4254 | 0% | 1.294% | 0% | 100% | 0% | 100% | 100% | 100% | 0% | 1.294% | 1
4255 | 0% | 3.448% | 0% | 100% | 0% | 100% | 100% | 100% | 0% | 3.448% | 1
4256 | 0% | 3.418% | 0% | 100% | 0% | 100% | 100% | 100% | 0% | 3.418% | 1
4257 | 9.836% | 7.191% | 0% | 100% | 0% | 0% | 100% | 100% | 9.836% | 7.191% | 1
4258 | 29% | 10.07% | 0% | 100% | 0% | 0% | 100% | 100% | 29% | 10.07% | 1
4259 | 24.56% | 14.39% | 0% | 100% | 0% | 0% | 100% | 100% | 24.56% | 14.39% | 1
4260 | 23.82% | 17.78% | 0% | 100% | 0% | 0% | 100% | 100% | 23.82% | 17.78% | 1
4261 | 20.87% | 20.39% | 0% | 100% | 0% | 0% | 100% | 100% | 20.87% | 20.39% | 1
4262 | 15.98% | 23.05% | 0% | 100% | 0% | 0% | 100% | 100% | 15.98% | 23.05% | 1
4263 | 14.34% | 22.74% | 0% | 100% | 0% | 0% | 100% | 100% | 14.34% | 22.74% | 1
4264 | 10.62% | 19.52% | 0% | 100% | 0% | 100% | 100% | 100% | 10.62% | 19.52% | 1
4265 | 0.4948% | 19% | 0% | 100% | 0% | 100% | 100% | 100% | 0.4948% | 19% | 1
4266 | 0% | 20.45% | 0% | 100% | 0% | 100% | 100% | 100% | 0% | 20.45% | 1
4267 | 0% | 14.6% | 0% | 100% | 0% | 100% | 100% | 100% | 0% | 14.6% | 1
4268 | 0% | 10.5% | 0% | 100% | 0% | 0% | 100% | 100% | 0% | 10.5% | 1
4269 | 0% | 5.375% | 0% | 100% | 0% | 0% | 100% | 100% | 0% | 5.375% | 1
4270 | 0% | 1.011% | 0% | 100% | 0% | 0% | 100% | 100% | 0% | 1.011% | 1
4271 | 0% | 0% | 0% | 100% | 0% | 0% | 100% | 100% | 0% | 0% | 1
4272 | 0% | 0.2093% | 0% | 100% | 0% | 0% | 100% | 100% | 0% | 0.2093% | 1
4273 | 0% | 4.722% | 0% | 100% | 0% | 0% | 100% | 100% | 0% | 4.722% | 1
4274 | 0% | 0% | 0% | 100% | 0% | 0% | 100% | 100% | 0% | 0% | 1
4275 | 0% | 0% | 0% | 100% | 0% | 0% | 100% | 100% | 0% | 0% | 1
4276 | 0% | 0% | 0% | 100% | 0% | 0% | 100% | 100% | 0% | 0% | 1
4277 | 0% | 0% | 0% | 100% | 0% | 0% | 100% | 100% | 0% | 0% | 1
4278 | 0% | 0% | 0% | 100% | 0% | 100% | 100% | 100% | 0% | 0% | 1
4279 | 0% | 1.21% | 0% | 100% | 0% | 100% | 100% | 100% | 0% | 1.21% | 1
4280 | 0% | 0.643% | 0% | 100% | 0% | 100% | 100% | 100% | 0% | 0.643% | 1
4281 | 10.96% | 2.534% | 0% | 100% | 0% | 0% | 100% | 100% | 10.96% | 2.534% | 1
4282 | 32.47% | 7.047% | 0% | 100% | 0% | 0% | 100% | 100% | 32.47% | 7.047% | 1
4283 | 33.16% | 10.58% | 0% | 100% | 0% | 0% | 100% | 100% | 33.16% | 10.58% | 1
4284 | 22.38% | 13.69% | 0% | 100% | 0% | 0% | 100% | 100% | 22.38% | 13.69% | 1
4285 | 16.59% | 15.16% | 0% | 100% | 0% | 0% | 100% | 100% | 16.59% | 15.16% | 1
4286 | 11.88% | 16.99% | 0% | 100% | 0% | 0% | 100% | 100% | 11.88% | 16.99% | 1
4287 | 14.72% | 16.4% | 0% | 100% | 0% | 0% | 100% | 100% | 14.72% | 16.4% | 1
4288 | 13.3% | 15.15% | 0% | 100% | 0% | 100% | 100% | 100% | 13.3% | 15.15% | 1
4289 | 1.769% | 15.21% | 0% | 100% | 0% | 100% | 100% | 100% | 1.769% | 15.21% | 1
4290 | 0% | 14.9% | 0% | 100% | 0% | 100% | 100% | 100% | 0% | 14.9% | 1
4291 | 0% | 10.02% | 0% | 100% | 0% | 100% | 100% | 100% | 0% | 10.02% | 1
4292 | 0% | 7.06% | 0% | 100% | 0% | 0% | 100% | 100% | 0% | 7.06% | 1
4293 | 0% | 4.083% | 0% | 100% | 0% | 0% | 100% | 100% | 0% | 4.083% | 1
4294 | 0% | 0% | 0% | 100% | 0% | 0% | 100% | 100% | 0% | 0% | 1
4295 | 0% | 0% | 0% | 100% | 0% | 0% | 100% | 100% | 0% | 0% | 1
4296 | 0% | 0% | 0% | 100% | 0% | 0% | 100% | 100% | 0% | 0% | 1
4297 | 0% | 0% | 0% | 100% | 0% | 0% | 100% | 100% | 0% | 0% | 1
4298 | 0% | 0% | 0% | 100% | 0% | 0% | 100% | 100% | 0% | 0% | 1
4299 | 0% | 0% | 0% | 100% | 0% | 0% | 100% | 100% | 0% | 0% | 1
4300 | 0% | 0% | 0% | 100% | 0% | 0% | 100% | 100% | 0% | 0% | 1
4301 | 0% | 0.2391% | 0% | 100% | 0% | 0% | 100% | 100% | 0% | 0.2391% | 1
4302 | 0% | 0% | 0% | 100% | 0% | 100% | 100% | 100% | 0% | 0% | 1
4303 | 0% | 1.487% | 0% | 100% | 0% | 100% | 100% | 100% | 0% | 1.487% | 1
4304 | 0% | 1.349% | 0% | 100% | 0% | 100% | 100% | 100% | 0% | 1.349% | 1
4305 | 11.34% | 2.601% | 0% | 100% | 0% | 0% | 100% | 100% | 11.34% | 2.601% | 1
4306 | 23.18% | 6.024% | 0% | 100% | 0% | 0% | 100% | 100% | 23.18% | 6.024% | 1
4307 | 33.81% | 9.279% | 0% | 100% | 0% | 0% | 100% | 100% | 33.81% | 9.279% | 1
4308 | 27.14% | 13.38% | 0% | 100% | 0% | 0% | 100% | 100% | 27.14% | 13.38% | 1
4309 | 20.64% | 14.73% | 0% | 100% | 0% | 0% | 100% | 100% | 20.64% | 14.73% | 1
4310 | 18.51% | 15.58% | 0% | 100% | 0% | 0% | 100% | 100% | 18.51% | 15.58% | 1
4311 | 19.61% | 14.26% | 0% | 100% | 0% | 0% | 100% | 100% | 19.61% | 14.26% | 1
4312 | 13.48% | 12.71% | 0% | 100% | 0% | 100% | 100% | 100% | 13.48% | 12.71% | 1
4313 | 5.823% | 10.76% | 0% | 100% | 0% | 100% | 100% | 100% | 5.823% | 10.76% | 1
4314 | 0% | 10.01% | 0% | 100% | 0% | 100% | 100% | 100% | 0% | 10.01% | 1
4315 | 0% | 6.543% | 0% | 100% | 0% | 100% | 100% | 100% | 0% | 6.543% | 1
4316 | 0% | 2.439% | 0% | 100% | 0% | 0% | 100% | 100% | 0% | 2.439% | 1
4317 | 0% | 0.2836% | 0% | 100% | 0% | 0% | 100% | 100% | 0% | 0.2836% | 1
4318 | 0% | 0% | 0% | 100% | 0% | 0% | 100% | 100% | 0% | 0% | 1
4319 | 0% | 0% | 0% | 100% | 0% | 0% | 100% | 100% | 0% | 0% | 1
4320 | 0% | 0% | 0% | 100% | 0% | 0% | 100% | 100% | 0% | 0% | 1
4321 | 0% | 0% | 0% | 100% | 0% | 0% | 100% | 100% | 0% | 0% | 1
4322 | 0% | 0% | 0% | 100% | 0% | 0% | 100% | 100% | 0% | 0% | 1
4323 | 0% | 0% | 0% | 100% | 0% | 0% | 100% | 100% | 0% | 0% | 1
4324 | 0% | 0% | 0% | 100% | 0% | 0% | 100% | 100% | 0% | 0% | 1
4325 | 0% | 0% | 0% | 100% | 0% | 0% | 100% | 100% | 0% | 0% | 1
4326 | 0% | 0% | 0% | 100% | 0% | 100% | 100% | 100% | 0% | 0% | 1
4327 | 0% | 0.7891% | 0% | 100% | 0% | 100% | 100% | 100% | 0% | 0.7891% | 1
4328 | 0% | 1.215% | 0% | 100% | 0% | 100% | 100% | 100% | 0% | 1.215% | 1
4329 | 11.14% | 1.923% | 0% | 100% | 0% | 0% | 100% | 100% | 11.14% | 1.923% | 1
4330 | 15.92% | 5.07% | 0% | 100% | 0% | 0% | 100% | 100% | 15.92% | 5.07% | 1
4331 | 29.73% | 8.824% | 0% | 100% | 0% | 0% | 100% | 100% | 29.73% | 8.824% | 1
4332 | 29.68% | 10.54% | 0% | 100% | 0% | 0% | 100% | 100% | 29.68% | 10.54% | 1
4333 | 21.04% | 12.44% | 0% | 100% | 0% | 0% | 100% | 100% | 21.04% | 12.44% | 1
4334 | 23.28% | 12.17% | 0% | 100% | 0% | 0% | 100% | 100% | 23.28% | 12.17% | 1
4335 | 18.76% | 10.12% | 0% | 100% | 0% | 0% | 100% | 100% | 18.76% | 10.12% | 1
4336 | 13.83% | 9.536% | 0% | 100% | 0% | 100% | 100% | 100% | 13.83% | 9.536% | 1
4337 | 4.351% | 6.283% | 0% | 100% | 0% | 100% | 100% | 100% | 4.351% | 6.283% | 1
4338 | 0% | 5.117% | 0% | 100% | 0% | 100% | 100% | 100% | 0% | 5.117% | 1
4339 | 0% | 4.322% | 0% | 100% | 0% | 100% | 100% | 100% | 0% | 4.322% | 1
4340 | 0% | 0.7759% | 0% | 100% | 0% | 0% | 100% | 100% | 0% | 0.7759% | 1
4341 | 0% | 0.1593% | 0% | 100% | 0% | 0% | 100% | 100% | 0% | 0.1593% | 1
4342 | 0% | 0.4856% | 0% | 100% | 0% | 0% | 100% | 100% | 0% | 0.4856% | 1
4343 | 0% | 0.321% | 0% | 100% | 0% | 0% | 100% | 100% | 0% | 0.321% | 1
4344 | 0% | 0% | 0% | 100% | 0% | 0% | 100% | 100% | 0% | 0% | 1
4345 | 0% | 0% | 0% | 100% | 0% | 0% | 100% | 100% | 0% | 0% | 1
4346 | 0% | 0% | 0% | 100% | 0% | 0% | 100% | 100% | 0% | 0% | 1
4347 | 0% | 0% | 0% | 100% | 0% | 0% | 100% | 100% | 0% | 0% | 1
4348 | 0% | 0% | 0% | 100% | 0% | 0% | 100% | 100% | 0% | 0% | 1
4349 | 0% | 0% | 0% | 100% | 0% | 0% | 100% | 100% | 0% | 0% | 1
4350 | 0% | 0% | 0% | 100% | 0% | 100% | 100% | 100% | 0% | 0% | 1
4351 | 0% | 1% | 0% | 100% | 0% | 100% | 100% | 100% | 0% | 1% | 1
4352 | 0% | 1.128% | 0% | 100% | 0% | 100% | 100% | 100% | 0% | 1.128% | 1
4353 | 13.08% | 1.693% | 0% | 100% | 0% | 0% | 100% | 100% | 13.08% | 1.693% | 1
4354 | 14.28% | 4.651% | 0% | 100% | 0% | 0% | 100% | 100% | 14.28% | 4.651% | 1
4355 | 26.36% | 7.093% | 0% | 100% | 0% | 0% | 100% | 100% | 26.36% | 7.093% | 1
4356 | 29.07% | 8.351% | 0% | 100% | 0% | 0% | 100% | 100% | 29.07% | 8.351% | 1
4357 | 23.1% | 11.13% | 0% | 100% | 0% | 0% | 100% | 100% | 23.1% | 11.13% | 1
4358 | 25.5% | 9.794% | 0% | 100% | 0% | 0% | 100% | 100% | 25.5% | 9.794% | 1
4359 | 20.21% | 9.906% | 0% | 100% | 0% | 0% | 100% | 100% | 20.21% | 9.906% | 1
4360 | 12.72% | 10.8% | 0% | 100% | 0% | 100% | 100% | 100% | 12.72% | 10.8% | 1
4361 | 4.71% | 7.622% | 0% | 100% | 0% | 100% | 100% | 100% | 4.71% | 7.622% | 1
4362 | 0% | 5.892% | 0% | 100% | 0% | 100% | 100% | 100% | 0% | 5.892% | 1
4363 | 0% | 5.459% | 0% | 100% | 0% | 100% | 100% | 100% | 0% | 5.459% | 1
4364 | 0% | 1.257% | 0% | 100% | 0% | 0% | 100% | 100% | 0% | 1.257% | 1
4365 | 0% | 1.514% | 0% | 100% | 0% | 0% | 100% | 100% | 0% | 1.514% | 1
4366 | 0% | 1.653% | 0% | 100% | 0% | 0% | 100% | 100% | 0% | 1.653% | 1
4367 | 0% | 3.898% | 0% | 100% | 0% | 0% | 100% | 100% | 0% | 3.898% | 1
4368 | 0% | 2.802% | 0% | 100% | 0% | 0% | 100% | 100% | 0% | 2.802% | 1
4369 | 0% | 0% | 0% | 100% | 0% | 0% | 100% | 100% | 0% | 0% | 1
4370 | 0% | 0.6144% | 0% | 100% | 0% | 0% | 100% | 100% | 0% | 0.6144% | 1
4371 | 0% | 0% | 0% | 100% | 0% | 0% | 100% | 100% | 0% | 0% | 1
4372 | 0% | 0% | 0% | 100% | 0% | 0% | 100% | 100% | 0% | 0% | 1
4373 | 0% | 0% | 0% | 100% | 0% | 0% | 100% | 100% | 0% | 0% | 1
4374 | 0% | 0.6045% | 0% | 100% | 0% | 100% | 100% | 100% | 0% | 0.6045% | 1
4375 | 0% | 5.407% | 0% | 100% | 0% | 100% | 100% | 100% | 0% | 5.407% | 1
4376 | 0% | 4.819% | 0% | 100% | 0% | 100% | 100% | 100% | 0% | 4.819% | 1
4377 | 6.973% | 5.905% | 0% | 100% | 0% | 0% | 100% | 100% | 6.973% | 5.905% | 1
4378 | 10.74% | 8.623% | 0% | 100% | 0% | 0% | 100% | 100% | 10.74% | 8.623% | 1
4379 | 16.37% | 10.65% | 0% | 100% | 0% | 0% | 100% | 100% | 16.37% | 10.65% | 1
4380 | 26.02% | 10.73% | 0% | 100% | 0% | 0% | 100% | 100% | 26.02% | 10.73% | 1
4381 | 21.64% | 14.02% | 0% | 100% | 0% | 0% | 100% | 100% | 21.64% | 14.02% | 1
4382 | 20.98% | 12.98% | 0% | 100% | 0% | 0% | 100% | 100% | 20.98% | 12.98% | 1
4383 | 18.26% | 13.43% | 0% | 100% | 0% | 0% | 100% | 100% | 18.26% | 13.43% | 1
4384 | 13.26% | 14.17% | 0% | 100% | 0% | 100% | 100% | 100% | 13.26% | 14.17% | 1
4385 | 5.371% | 11.98% | 0% | 100% | 0% | 100% | 100% | 100% | 5.371% | 11.98% | 1
4386 | 0% | 10.45% | 0% | 100% | 0% | 100% | 100% | 100% | 0% | 10.45% | 1
4387 | 0% | 10.66% | 0% | 100% | 0% | 100% | 100% | 100% | 0% | 10.66% | 1
4388 | 0% | 6.267% | 0% | 100% | 0% | 0% | 100% | 100% | 0% | 6.267% | 1
4389 | 0% | 6.759% | 0% | 100% | 0% | 0% | 100% | 100% | 0% | 6.759% | 1
4390 | 0% | 6.345% | 0% | 100% | 0% | 0% | 100% | 100% | 0% | 6.345% | 1
4391 | 0% | 7.722% | 0% | 100% | 0% | 0% | 100% | 100% | 0% | 7.722% | 1
4392 | 0% | 5.46% | 0% | 100% | 0% | 0% | 100% | 100% | 0% | 5.46% | 1
4393 | 0% | 0% | 0% | 100% | 0% | 0% | 100% | 100% | 0% | 0% | 1
4394 | 0% | 2.513% | 0% | 100% | 0% | 0% | 100% | 100% | 0% | 2.513% | 1
4395 | 0% | 1.19% | 0% | 100% | 0% | 0% | 100% | 100% | 0% | 1.19% | 1
4396 | 0% | 1.314% | 0% | 100% | 0% | 0% | 100% | 100% | 0% | 1.314% | 1
4397 | 0% | 2.433% | 0% | 100% | 0% | 0% | 100% | 100% | 0% | 2.433% | 1
4398 | 0% | 3.631% | 0% | 100% | 0% | 100% | 100% | 100% | 0% | 3.631% | 1
4399 | 0% | 8.64% | 0% | 100% | 0% | 100% | 100% | 100% | 0% | 8.64% | 1
4400 | 0% | 7.528% | 0% | 100% | 0% | 100% | 100% | 100% | 0% | 7.528% | 1
4401 | 4.492% | 10.42% | 0% | 100% | 0% | 0% | 100% | 100% | 4.492% | 10.42% | 1
4402 | 12.7% | 13.39% | 0% | 100% | 0% | 0% | 100% | 100% | 12.7% | 13.39% | 1
4403 | 17.51% | 13.92% | 0% | 100% | 0% | 0% | 100% | 100% | 17.51% | 13.92% | 1
4404 | 23.53% | 16.33% | 0% | 100% | 0% | 0% | 100% | 100% | 23.53% | 16.33% | 1
4405 | 25.23% | 18.9% | 0% | 100% | 0% | 0% | 100% | 100% | 25.23% | 18.9% | 1
4406 | 22.98% | 17.48% | 0% | 100% | 0% | 0% | 100% | 100% | 22.98% | 17.48% | 1
4407 | 20.74% | 20.24% | 0% | 100% | 0% | 0% | 100% | 100% | 20.74% | 20.24% | 1
4408 | 15.27% | 21.23% | 0% | 100% | 0% | 100% | 100% | 100% | 15.27% | 21.23% | 1
4409 | 5.906% | 19.69% | 0% | 100% | 0% | 100% | 100% | 100% | 5.906% | 19.69% | 1
4410 | 0% | 16.13% | 0% | 100% | 0% | 100% | 100% | 100% | 0% | 16.13% | 1
4411 | 0% | 13.8% | 0% | 100% | 0% | 100% | 100% | 100% | 0% | 13.8% | 1
4412 | 0% | 9.793% | 0% | 100% | 0% | 0% | 100% | 100% | 0% | 9.793% | 1
4413 | 0% | 9.94% | 0% | 100% | 0% | 0% | 100% | 100% | 0% | 9.94% | 1
4414 | 0% | 9.984% | 0% | 100% | 0% | 0% | 100% | 100% | 0% | 9.984% | 1
4415 | 0% | 10.45% | 0% | 100% | 0% | 0% | 100% | 100% | 0% | 10.45% | 1
4416 | 0% | 10.64% | 0% | 100% | 0% | 0% | 100% | 100% | 0% | 10.64% | 1
4417 | 0% | 2.325% | 0% | 100% | 0% | 0% | 100% | 100% | 0% | 2.325% | 1
4418 | 0% | 6.9% | 0% | 100% | 0% | 0% | 100% | 100% | 0% | 6.9% | 1
4419 | 0% | 5.324% | 0% | 100% | 0% | 0% | 100% | 100% | 0% | 5.324% | 1
4420 | 0% | 5.012% | 0% | 100% | 0% | 0% | 100% | 100% | 0% | 5.012% | 1
4421 | 0% | 5.809% | 0% | 100% | 0% | 0% | 100% | 100% | 0% | 5.809% | 1
4422 | 0% | 6.354% | 0% | 100% | 0% | 100% | 100% | 100% | 0% | 6.354% | 1
4423 | 0% | 10.57% | 0% | 100% | 0% | 100% | 100% | 100% | 0% | 10.57% | 1
4424 | 0% | 10.26% | 0% | 100% | 0% | 100% | 100% | 100% | 0% | 10.26% | 1
4425 | 2.609% | 10.44% | 0% | 100% | 0% | 0% | 100% | 100% | 2.609% | 10.44% | 1
4426 | 11.97% | 13.1% | 0% | 100% | 0% | 0% | 100% | 100% | 11.97% | 13.1% | 1
4427 | 18.36% | 15.5% | 0% | 100% | 0% | 0% | 100% | 100% | 18.36% | 15.5% | 1
4428 | 23.55% | 18.16% | 0% | 100% | 0% | 0% | 100% | 100% | 23.55% | 18.16% | 1
4429 | 24.92% | 18.99% | 0% | 100% | 0% | 0% | 100% | 100% | 24.92% | 18.99% | 1
4430 | 22.96% | 19.77% | 0% | 100% | 0% | 0% | 100% | 100% | 22.96% | 19.77% | 1
4431 | 17.51% | 21.16% | 0% | 100% | 0% | 0% | 100% | 100% | 17.51% | 21.16% | 1
4432 | 15.25% | 21.42% | 0% | 100% | 0% | 100% | 100% | 100% | 15.25% | 21.42% | 1
4433 | 5.87% | 18.47% | 0% | 100% | 0% | 100% | 100% | 100% | 5.87% | 18.47% | 1
4434 | 0% | 18.14% | 0% | 100% | 0% | 100% | 100% | 100% | 0% | 18.14% | 1
4435 | 0% | 14.02% | 0.006808% | 100% | 0% | 100% | 100% | 100% | 0% | 14.02% | 1
4436 | 0% | 11.35% | 0.06107% | 100% | 0% | 0% | 100% | 100% | 0% | 11.35% | 1
4437 | 0% | 10.42% | 0.1427% | 100% | 0% | 0% | 100% | 100% | 0% | 10.42% | 1
4438 | 0% | 10.07% | 0.0937% | 100% | 0% | 0% | 100% | 100% | 0% | 10.07% | 1
4439 | 0% | 8.441% | 0% | 100% | 0% | 0% | 100% | 100% | 0% | 8.441% | 1
4440 | 0% | 6.941% | 0% | 100% | 0% | 0% | 100% | 100% | 0% | 6.941% | 1
4441 | 0% | 8.308% | 0% | 100% | 0% | 0% | 100% | 100% | 0% | 8.308% | 1
4442 | 0% | 3.461% | 0% | 100% | 0% | 0% | 100% | 100% | 0% | 3.461% | 1
4443 | 0% | 3.432% | 0% | 100% | 0% | 0% | 100% | 100% | 0% | 3.432% | 1
4444 | 0% | 3.276% | 0% | 100% | 0% | 0% | 100% | 100% | 0% | 3.276% | 1
4445 | 0% | 3.077% | 0% | 100% | 0% | 0% | 100% | 100% | 0% | 3.077% | 1
4446 | 0% | 1.979% | 0% | 100% | 0% | 100% | 100% | 100% | 0% | 1.979% | 1
4447 | 0% | 5.576% | 0% | 100% | 0% | 100% | 100% | 100% | 0% | 5.576% | 1
4448 | 0% | 7.153% | 0% | 100% | 0% | 100% | 100% | 100% | 0% | 7.153% | 1
4449 | 3.841% | 6.832% | 0% | 100% | 0% | 0% | 100% | 100% | 3.841% | 6.832% | 1
4450 | 15.51% | 10.09% | 0% | 100% | 0% | 0% | 100% | 100% | 15.51% | 10.09% | 1
4451 | 25.9% | 12.34% | 0% | 100% | 0% | 0% | 100% | 100% | 25.9% | 12.34% | 1
4452 | 24.63% | 16.39% | 0% | 100% | 0% | 0% | 100% | 100% | 24.63% | 16.39% | 1
4453 | 29.54% | 17.57% | 0% | 100% | 0% | 0% | 100% | 100% | 29.54% | 17.57% | 1
4454 | 28.01% | 17.94% | 0% | 100% | 0% | 0% | 100% | 100% | 28.01% | 17.94% | 1
4455 | 23.96% | 17.51% | 0% | 100% | 0% | 0% | 100% | 100% | 23.96% | 17.51% | 1
4456 | 17.36% | 17.99% | 0% | 100% | 0% | 100% | 100% | 100% | 17.36% | 17.99% | 1
4457 | 3.789% | 15.35% | 0% | 100% | 0% | 100% | 100% | 100% | 3.789% | 15.35% | 1
4458 | 0% | 14.04% | 0% | 100% | 0% | 100% | 100% | 100% | 0% | 14.04% | 1
4459 | 0% | 10.74% | 0% | 100% | 0% | 100% | 100% | 100% | 0% | 10.74% | 1
4460 | 0% | 9.556% | 0% | 100% | 0% | 0% | 100% | 100% | 0% | 9.556% | 1
4461 | 0% | 9.421% | 0% | 100% | 0% | 0% | 100% | 100% | 0% | 9.421% | 1
4462 | 0% | 8.599% | 0% | 100% | 0% | 0% | 100% | 100% | 0% | 8.599% | 1
4463 | 0% | 8.277% | 0% | 100% | 0% | 0% | 100% | 100% | 0% | 8.277% | 1
4464 | 0% | 7.774% | 0% | 100% | 0% | 0% | 100% | 100% | 0% | 7.774% | 1
4465 | 0% | 4.823% | 0% | 100% | 0% | 0% | 100% | 100% | 0% | 4.823% | 1
4466 | 0% | 5.538% | 0% | 100% | 0% | 0% | 100% | 100% | 0% | 5.538% | 1
4467 | 0% | 6.052% | 0% | 100% | 0% | 0% | 100% | 100% | 0% | 6.052% | 1
4468 | 0% | 5.605% | 0% | 100% | 0% | 0% | 100% | 100% | 0% | 5.605% | 1
4469 | 0% | 5.301% | 0% | 100% | 0% | 0% | 100% | 100% | 0% | 5.301% | 1
4470 | 0% | 5.614% | 0% | 100% | 0% | 100% | 100% | 100% | 0% | 5.614% | 1
4471 | 0% | 5.786% | 0% | 100% | 0% | 100% | 100% | 100% | 0% | 5.786% | 1
4472 | 0% | 8.508% | 0% | 100% | 0% | 100% | 100% | 100% | 0% | 8.508% | 1
4473 | 5.702% | 6.465% | 0% | 100% | 0% | 0% | 100% | 100% | 5.702% | 6.465% | 1
4474 | 13.74% | 8.089% | 0% | 100% | 0% | 0% | 100% | 100% | 13.74% | 8.089% | 1
4475 | 29.36% | 10.53% | 0% | 100% | 0% | 0% | 100% | 100% | 29.36% | 10.53% | 1
4476 | 31.18% | 13.66% | 0% | 100% | 0% | 0% | 100% | 100% | 31.18% | 13.66% | 1
4477 | 33.91% | 15.97% | 0% | 100% | 0% | 0% | 100% | 100% | 33.91% | 15.97% | 1
4478 | 29.94% | 17.45% | 0% | 100% | 0% | 0% | 100% | 100% | 29.94% | 17.45% | 1
4479 | 29.49% | 16.66% | 0% | 100% | 0% | 0% | 100% | 100% | 29.49% | 16.66% | 1
4480 | 19% | 14.92% | 0% | 100% | 0% | 100% | 100% | 100% | 19% | 14.92% | 1
4481 | 8.634% | 12.78% | 0% | 100% | 0% | 100% | 100% | 100% | 8.634% | 12.78% | 1
4482 | 0% | 14.2% | 0% | 100% | 0% | 100% | 100% | 100% | 0% | 14.2% | 1
4483 | 0% | 12.65% | 0% | 100% | 0% | 100% | 100% | 100% | 0% | 12.65% | 1
4484 | 0% | 11.35% | 0% | 100% | 0% | 0% | 100% | 100% | 0% | 11.35% | 1
4485 | 0% | 11.27% | 0% | 100% | 0% | 0% | 100% | 100% | 0% | 11.27% | 1
4486 | 0% | 9.271% | 0% | 100% | 0% | 0% | 100% | 100% | 0% | 9.271% | 1
4487 | 0% | 8.875% | 0% | 100% | 0% | 0% | 100% | 100% | 0% | 8.875% | 1
4488 | 0% | 6.865% | 0% | 100% | 0% | 0% | 100% | 100% | 0% | 6.865% | 1
4489 | 0% | 4.848% | 0% | 100% | 0% | 0% | 100% | 100% | 0% | 4.848% | 1
4490 | 0% | 3.646% | 0% | 100% | 0% | 0% | 100% | 100% | 0% | 3.646% | 1
4491 | 0% | 4.181% | 0% | 100% | 0% | 0% | 100% | 100% | 0% | 4.181% | 1
4492 | 0% | 4.532% | 0% | 100% | 0% | 0% | 100% | 100% | 0% | 4.532% | 1
4493 | 0% | 5.407% | 0% | 100% | 0% | 0% | 100% | 100% | 0% | 5.407% | 1
4494 | 0% | 5.494% | 0% | 100% | 0% | 100% | 100% | 100% | 0% | 5.494% | 1
4495 | 0% | 5.176% | 0% | 100% | 0% | 100% | 100% | 100% | 0% | 5.176% | 1
4496 | 0% | 8.153% | 0% | 100% | 0% | 100% | 100% | 100% | 0% | 8.153% | 1
4497 | 4.056% | 9.416% | 0% | 100% | 0% | 0% | 100% | 100% | 4.056% | 9.416% | 1
4498 | 10.29% | 11% | 0% | 100% | 0% | 0% | 100% | 100% | 10.29% | 11% | 1
4499 | 31.97% | 12.6% | 0% | 100% | 0% | 0% | 100% | 100% | 31.97% | 12.6% | 1
4500 | 31.22% | 15.59% | 0% | 100% | 0% | 0% | 100% | 100% | 31.22% | 15.59% | 1
4501 | 35.27% | 19.08% | 0% | 100% | 0% | 0% | 100% | 100% | 35.27% | 19.08% | 1
4502 | 31.63% | 20.11% | 0% | 100% | 0% | 0% | 100% | 100% | 31.63% | 20.11% | 1
4503 | 32.11% | 18.87% | 0% | 100% | 0% | 0% | 100% | 100% | 32.11% | 18.87% | 1
4504 | 16.89% | 16.91% | 0% | 100% | 0% | 100% | 100% | 100% | 16.89% | 16.91% | 1
4505 | 6.669% | 16.15% | 0% | 100% | 0% | 100% | 100% | 100% | 6.669% | 16.15% | 1
4506 | 0% | 14.84% | 0% | 100% | 0% | 100% | 100% | 100% | 0% | 14.84% | 1
4507 | 0% | 14.56% | 0% | 100% | 0% | 100% | 100% | 100% | 0% | 14.56% | 1
4508 | 0% | 13.9% | 0% | 100% | 0% | 0% | 100% | 100% | 0% | 13.9% | 1
4509 | 0% | 14.39% | 0% | 100% | 0% | 0% | 100% | 100% | 0% | 14.39% | 1
4510 | 0% | 14.02% | 0% | 100% | 0% | 0% | 100% | 100% | 0% | 14.02% | 1
4511 | 0% | 15.12% | 0% | 100% | 0% | 0% | 100% | 100% | 0% | 15.12% | 1
4512 | 0% | 13.94% | 0% | 100% | 0% | 0% | 100% | 100% | 0% | 13.94% | 1
4513 | 0% | 3.028% | 0% | 100% | 0% | 0% | 100% | 100% | 0% | 3.028% | 1
4514 | 0% | 9.262% | 0% | 100% | 0% | 0% | 100% | 100% | 0% | 9.262% | 1
4515 | 0% | 8.809% | 0% | 100% | 0% | 0% | 100% | 100% | 0% | 8.809% | 1
4516 | 0% | 9.204% | 0% | 100% | 0% | 0% | 100% | 100% | 0% | 9.204% | 1
4517 | 0% | 9.076% | 0% | 100% | 0% | 0% | 100% | 100% | 0% | 9.076% | 1
4518 | 0% | 9.006% | 0% | 100% | 0% | 100% | 100% | 100% | 0% | 9.006% | 1
4519 | 0% | 9.519% | 0% | 100% | 0% | 100% | 100% | 100% | 0% | 9.519% | 1
4520 | 0% | 10.02% | 0% | 100% | 0% | 100% | 100% | 100% | 0% | 10.02% | 1
4521 | 9.781% | 12.48% | 0% | 100% | 0% | 0% | 100% | 100% | 9.781% | 12.48% | 1
4522 | 16.89% | 14.49% | 0% | 100% | 0% | 0% | 100% | 100% | 16.89% | 14.49% | 1
4523 | 28.46% | 16.68% | 0% | 100% | 0% | 0% | 100% | 100% | 28.46% | 16.68% | 1
4524 | 27.93% | 19.42% | 0% | 100% | 0% | 0% | 100% | 100% | 27.93% | 19.42% | 1
4525 | 28.27% | 22.72% | 0% | 100% | 0% | 0% | 100% | 100% | 28.27% | 22.72% | 1
4526 | 29.79% | 24.85% | 0% | 100% | 0% | 0% | 100% | 100% | 29.79% | 24.85% | 1
4527 | 31.6% | 24.63% | 0% | 100% | 0% | 0% | 100% | 100% | 31.6% | 24.63% | 1
4528 | 16.76% | 22.12% | 0% | 100% | 0% | 100% | 100% | 100% | 16.76% | 22.12% | 1
4529 | 10.06% | 21.29% | 0% | 100% | 0% | 100% | 100% | 100% | 10.06% | 21.29% | 1
4530 | 0% | 21.51% | 0% | 100% | 0% | 100% | 100% | 100% | 0% | 21.51% | 1
4531 | 0% | 20.13% | 0% | 100% | 0% | 100% | 100% | 100% | 0% | 20.13% | 1
4532 | 0% | 18.97% | 0% | 100% | 0% | 0% | 100% | 100% | 0% | 18.97% | 1
4533 | 0% | 18.32% | 0% | 100% | 0% | 0% | 100% | 100% | 0% | 18.32% | 1
4534 | 0% | 17.41% | 0% | 100% | 0% | 0% | 100% | 100% | 0% | 17.41% | 1
4535 | 0% | 17.01% | 0% | 100% | 0% | 0% | 100% | 100% | 0% | 17.01% | 1
4536 | 0% | 15.88% | 0% | 100% | 0% | 0% | 100% | 100% | 0% | 15.88% | 1
4537 | 0% | 9.037% | 0% | 100% | 0% | 0% | 100% | 100% | 0% | 9.037% | 1
4538 | 0% | 7.441% | 0% | 100% | 0% | 0% | 100% | 100% | 0% | 7.441% | 1
4539 | 0% | 8.031% | 0% | 100% | 0% | 0% | 100% | 100% | 0% | 8.031% | 1
4540 | 0% | 6.993% | 0% | 100% | 0% | 0% | 100% | 100% | 0% | 6.993% | 1
4541 | 0% | 7.463% | 0% | 100% | 0% | 0% | 100% | 100% | 0% | 7.463% | 1
4542 | 0% | 8.688% | 0% | 100% | 0% | 100% | 100% | 100% | 0% | 8.688% | 1
4543 | 0% | 8.929% | 0% | 100% | 0% | 100% | 100% | 100% | 0% | 8.929% | 1
4544 | 0% | 10.26% | 0% | 100% | 0% | 100% | 100% | 100% | 0% | 10.26% | 1
4545 | 10.28% | 12.65% | 0% | 100% | 0% | 0% | 100% | 100% | 10.28% | 12.65% | 1
4546 | 20.29% | 16.43% | 0% | 100% | 0% | 0% | 100% | 100% | 20.29% | 16.43% | 1
4547 | 27.96% | 18.65% | 0% | 100% | 0% | 0% | 100% | 100% | 27.96% | 18.65% | 1
4548 | 27.68% | 21.81% | 0% | 100% | 0% | 0% | 100% | 100% | 27.68% | 21.81% | 1
4549 | 27.25% | 24.93% | 0% | 100% | 0% | 0% | 100% | 100% | 27.25% | 24.93% | 1
4550 | 37.08% | 26.14% | 0% | 100% | 0% | 0% | 100% | 100% | 37.08% | 26.14% | 1
4551 | 38.51% | 24.17% | 0% | 100% | 0% | 0% | 100% | 100% | 38.51% | 24.17% | 1
4552 | 22.17% | 23.26% | 0% | 100% | 0% | 100% | 100% | 100% | 22.17% | 23.26% | 1
4553 | 8.853% | 21.15% | 0% | 100% | 0% | 100% | 100% | 100% | 8.853% | 21.15% | 1
4554 | 0% | 20.08% | 0% | 100% | 0% | 100% | 100% | 100% | 0% | 20.08% | 1
4555 | 0% | 19.34% | 0% | 100% | 0% | 100% | 100% | 100% | 0% | 19.34% | 1
4556 | 0% | 17.65% | 0% | 100% | 0% | 0% | 100% | 100% | 0% | 17.65% | 1
4557 | 0% | 15.95% | 0% | 100% | 0% | 0% | 100% | 100% | 0% | 15.95% | 1
4558 | 0% | 15.74% | 0% | 100% | 0% | 0% | 100% | 100% | 0% | 15.74% | 1
4559 | 0% | 15.24% | 0% | 100% | 0% | 0% | 100% | 100% | 0% | 15.24% | 1
4560 | 0% | 13.89% | 0% | 100% | 0% | 0% | 100% | 100% | 0% | 13.89% | 1
4561 | 0% | 9.845% | 0% | 100% | 0% | 0% | 100% | 100% | 0% | 9.845% | 1
4562 | 0% | 4.914% | 0% | 100% | 0% | 0% | 100% | 100% | 0% | 4.914% | 1
4563 | 0% | 5.978% | 0% | 100% | 0% | 0% | 100% | 100% | 0% | 5.978% | 1
4564 | 0% | 5.337% | 0% | 100% | 0% | 0% | 100% | 100% | 0% | 5.337% | 1
4565 | 0% | 4.596% | 0% | 100% | 0% | 0% | 100% | 100% | 0% | 4.596% | 1
4566 | 0% | 4.445% | 0% | 100% | 0% | 100% | 100% | 100% | 0% | 4.445% | 1
4567 | 0% | 3.836% | 0% | 100% | 0% | 100% | 100% | 100% | 0% | 3.836% | 1
4568 | 0% | 6.243% | 0% | 100% | 0% | 100% | 100% | 100% | 0% | 6.243% | 1
4569 | 8.501% | 8.075% | 0% | 100% | 0% | 0% | 100% | 100% | 8.501% | 8.075% | 1
4570 | 23.54% | 11.48% | 0% | 100% | 0% | 0% | 100% | 100% | 23.54% | 11.48% | 1
4571 | 22.22% | 14.05% | 0% | 100% | 0% | 0% | 100% | 100% | 22.22% | 14.05% | 1
4572 | 25.59% | 17.46% | 0% | 100% | 0% | 0% | 100% | 100% | 25.59% | 17.46% | 1
4573 | 24.4% | 19.41% | 0% | 100% | 0% | 0% | 100% | 100% | 24.4% | 19.41% | 1
4574 | 33.58% | 20.81% | 0% | 100% | 0% | 0% | 100% | 100% | 33.58% | 20.81% | 1
4575 | 33.32% | 19.16% | 0% | 100% | 0% | 0% | 100% | 100% | 33.32% | 19.16% | 1
4576 | 23.23% | 18.79% | 0% | 100% | 0% | 100% | 100% | 100% | 23.23% | 18.79% | 1
4577 | 14.39% | 12.05% | 0% | 100% | 0% | 100% | 100% | 100% | 14.39% | 12.05% | 1
4578 | 0% | 15.42% | 0% | 100% | 0% | 100% | 100% | 100% | 0% | 15.42% | 1
4579 | 0% | 15.57% | 0% | 100% | 0% | 100% | 100% | 100% | 0% | 15.57% | 1
4580 | 0% | 12.77% | 0% | 100% | 0% | 0% | 100% | 100% | 0% | 12.77% | 1
4581 | 0% | 11.2% | 0% | 100% | 0% | 0% | 100% | 100% | 0% | 11.2% | 1
4582 | 0% | 9.544% | 0% | 100% | 0% | 0% | 100% | 100% | 0% | 9.544% | 1
4583 | 0% | 8.833% | 0% | 100% | 0% | 0% | 100% | 100% | 0% | 8.833% | 1
4584 | 0% | 7.73% | 0% | 100% | 0% | 0% | 100% | 100% | 0% | 7.73% | 1
4585 | 0% | 7.111% | 0% | 100% | 0% | 0% | 100% | 100% | 0% | 7.111% | 1
4586 | 0% | 0% | 0% | 100% | 0% | 0% | 100% | 100% | 0% | 0% | 1
4587 | 0% | 0.6027% | 0% | 100% | 0% | 0% | 100% | 100% | 0% | 0.6027% | 1
4588 | 0% | 0.08824% | 0% | 100% | 0% | 0% | 100% | 100% | 0% | 0.08824% | 1
4589 | 0% | 0.7461% | 0% | 100% | 0% | 0% | 100% | 100% | 0% | 0.7461% | 1
4590 | 0% | 1.15% | 0% | 100% | 0% | 100% | 100% | 100% | 0% | 1.15% | 1
4591 | 0% | 0% | 0% | 100% | 0% | 100% | 100% | 100% | 0% | 0% | 1
4592 | 0% | 1.222% | 0% | 100% | 0% | 100% | 100% | 100% | 0% | 1.222% | 1
4593 | 7.824% | 3.402% | 0% | 100% | 0% | 0% | 100% | 100% | 7.824% | 3.402% | 1
4594 | 22.02% | 5.774% | 0% | 100% | 0% | 0% | 100% | 100% | 22.02% | 5.774% | 1
4595 | 23.42% | 7.389% | 0% | 100% | 0% | 0% | 100% | 100% | 23.42% | 7.389% | 1
4596 | 27.27% | 6.577% | 0% | 100% | 0% | 0% | 100% | 100% | 27.27% | 6.577% | 1
4597 | 22.16% | 7.909% | 0% | 100% | 0% | 0% | 100% | 100% | 22.16% | 7.909% | 1
4598 | 26.62% | 10.51% | 0% | 100% | 0% | 0% | 100% | 100% | 26.62% | 10.51% | 1
4599 | 31.96% | 10.77% | 0% | 100% | 0% | 0% | 100% | 100% | 31.96% | 10.77% | 1
4600 | 21.99% | 9.804% | 0% | 100% | 0% | 100% | 100% | 100% | 21.99% | 9.804% | 1
4601 | 12.2% | 5.699% | 0% | 100% | 0% | 100% | 100% | 100% | 12.2% | 5.699% | 1
4602 | 0% | 6.101% | 0% | 100% | 0% | 100% | 100% | 100% | 0% | 6.101% | 1
4603 | 0% | 6.409% | 0% | 100% | 0% | 100% | 100% | 100% | 0% | 6.409% | 1
4604 | 0% | 6.051% | 0% | 100% | 0% | 0% | 100% | 100% | 0% | 6.051% | 1
4605 | 0% | 5.919% | 0% | 100% | 0% | 0% | 100% | 100% | 0% | 5.919% | 1
4606 | 0% | 6.349% | 0% | 100% | 0% | 0% | 100% | 100% | 0% | 6.349% | 1
4607 | 0% | 5.498% | 0% | 100% | 0% | 0% | 100% | 100% | 0% | 5.498% | 1
4608 | 0% | 5.405% | 0% | 100% | 0% | 0% | 100% | 100% | 0% | 5.405% | 1
4609 | 0% | 2.391% | 0% | 100% | 0% | 0% | 100% | 100% | 0% | 2.391% | 1
4610 | 0% | 0.02886% | 0% | 100% | 0% | 0% | 100% | 100% | 0% | 0.02886% | 1
4611 | 0% | 1.367% | 0% | 100% | 0% | 0% | 100% | 100% | 0% | 1.367% | 1
4612 | 0% | 0.07917% | 0% | 100% | 0% | 0% | 100% | 100% | 0% | 0.07917% | 1
4613 | 0% | 0.4241% | 0% | 100% | 0% | 0% | 100% | 100% | 0% | 0.4241% | 1
4614 | 0% | 0.2455% | 0% | 100% | 0% | 100% | 100% | 100% | 0% | 0.2455% | 1
4615 | 0% | 0% | 0% | 100% | 0% | 100% | 100% | 100% | 0% | 0% | 1
4616 | 0% | 0.7238% | 0% | 100% | 0% | 100% | 100% | 100% | 0% | 0.7238% | 1
4617 | 7.045% | 2.422% | 0% | 100% | 0% | 0% | 100% | 100% | 7.045% | 2.422% | 1
4618 | 15.15% | 3.65% | 0% | 100% | 0% | 0% | 100% | 100% | 15.15% | 3.65% | 1
4619 | 19.03% | 6.326% | 0% | 100% | 0% | 0% | 100% | 100% | 19.03% | 6.326% | 1
4620 | 23.79% | 5.148% | 0% | 100% | 0% | 0% | 100% | 100% | 23.79% | 5.148% | 1
4621 | 23.83% | 5.994% | 0% | 100% | 0% | 0% | 100% | 100% | 23.83% | 5.994% | 1
4622 | 24.68% | 9.462% | 0% | 100% | 0% | 0% | 100% | 100% | 24.68% | 9.462% | 1
4623 | 28.1% | 11.37% | 0% | 100% | 0% | 0% | 100% | 100% | 28.1% | 11.37% | 1
4624 | 22.14% | 11.74% | 0% | 100% | 0% | 100% | 100% | 100% | 22.14% | 11.74% | 1
4625 | 12.14% | 8.215% | 0% | 100% | 0% | 100% | 100% | 100% | 12.14% | 8.215% | 1
4626 | 0% | 8.083% | 0% | 100% | 0% | 100% | 100% | 100% | 0% | 8.083% | 1
4627 | 0% | 6.51% | 0% | 100% | 0% | 100% | 100% | 100% | 0% | 6.51% | 1
4628 | 0% | 6.329% | 0% | 100% | 0% | 0% | 100% | 100% | 0% | 6.329% | 1
4629 | 0% | 6.162% | 0% | 100% | 0% | 0% | 100% | 100% | 0% | 6.162% | 1
4630 | 0% | 7.006% | 0% | 100% | 0% | 0% | 100% | 100% | 0% | 7.006% | 1
4631 | 0% | 6.912% | 0% | 100% | 0% | 0% | 100% | 100% | 0% | 6.912% | 1
4632 | 0% | 6.496% | 0% | 100% | 0% | 0% | 100% | 100% | 0% | 6.496% | 1
4633 | 0% | 3.019% | 0% | 100% | 0% | 0% | 100% | 100% | 0% | 3.019% | 1
4634 | 0% | 4.37% | 0% | 100% | 0% | 0% | 100% | 100% | 0% | 4.37% | 1
4635 | 0% | 5.285% | 0% | 100% | 0% | 0% | 100% | 100% | 0% | 5.285% | 1
4636 | 0% | 2.352% | 0% | 100% | 0% | 0% | 100% | 100% | 0% | 2.352% | 1
4637 | 0% | 3.299% | 0% | 100% | 0% | 0% | 100% | 100% | 0% | 3.299% | 1
4638 | 0% | 3.065% | 0% | 100% | 0% | 100% | 100% | 100% | 0% | 3.065% | 1
4639 | 0% | 2.817% | 0% | 100% | 0% | 100% | 100% | 100% | 0% | 2.817% | 1
4640 | 0% | 1.584% | 0% | 100% | 0% | 100% | 100% | 100% | 0% | 1.584% | 1
4641 | 10.03% | 4.032% | 0% | 100% | 0% | 0% | 100% | 100% | 10.03% | 4.032% | 1
4642 | 12.18% | 5.227% | 0% | 100% | 0% | 0% | 100% | 100% | 12.18% | 5.227% | 1
4643 | 19.51% | 7.555% | 0% | 100% | 0% | 0% | 100% | 100% | 19.51% | 7.555% | 1
4644 | 22.31% | 5.601% | 0% | 100% | 0% | 0% | 100% | 100% | 22.31% | 5.601% | 1
4645 | 21.31% | 7.874% | 0% | 100% | 0% | 0% | 100% | 100% | 21.31% | 7.874% | 1
4646 | 21.75% | 10.67% | 0% | 100% | 0% | 0% | 100% | 100% | 21.75% | 10.67% | 1
4647 | 30.01% | 14.03% | 0% | 100% | 0% | 0% | 100% | 100% | 30.01% | 14.03% | 1
4648 | 19.13% | 13.72% | 0% | 100% | 0% | 100% | 100% | 100% | 19.13% | 13.72% | 1
4649 | 9.283% | 12.32% | 0% | 100% | 0% | 100% | 100% | 100% | 9.283% | 12.32% | 1
4650 | 0% | 10.2% | 0% | 100% | 0% | 100% | 100% | 100% | 0% | 10.2% | 1
4651 | 0% | 8.128% | 0% | 100% | 0% | 100% | 100% | 100% | 0% | 8.128% | 1
4652 | 0% | 8.853% | 0% | 100% | 0% | 0% | 100% | 100% | 0% | 8.853% | 1
4653 | 0% | 10.02% | 0% | 100% | 0% | 0% | 100% | 100% | 0% | 10.02% | 1
4654 | 0% | 11.93% | 0% | 100% | 0% | 0% | 100% | 100% | 0% | 11.93% | 1
4655 | 0% | 10.32% | 0% | 100% | 0% | 0% | 100% | 100% | 0% | 10.32% | 1
4656 | 0% | 9.004% | 0% | 100% | 0% | 0% | 100% | 100% | 0% | 9.004% | 1
4657 | 0% | 6.797% | 0% | 100% | 0% | 0% | 100% | 100% | 0% | 6.797% | 1
4658 | 0% | 10.04% | 0% | 100% | 0% | 0% | 100% | 100% | 0% | 10.04% | 1
4659 | 0% | 8.63% | 0% | 100% | 0% | 0% | 100% | 100% | 0% | 8.63% | 1
4660 | 0% | 6.144% | 0% | 100% | 0% | 0% | 100% | 100% | 0% | 6.144% | 1
4661 | 0% | 8.24% | 0% | 100% | 0% | 0% | 100% | 100% | 0% | 8.24% | 1
4662 | 0% | 5.218% | 0% | 100% | 0% | 100% | 100% | 100% | 0% | 5.218% | 1
4663 | 0% | 5.869% | 0% | 100% | 0% | 100% | 100% | 100% | 0% | 5.869% | 1
4664 | 0% | 5.254% | 0% | 100% | 0% | 100% | 100% | 100% | 0% | 5.254% | 1
4665 | 11.7% | 7.836% | 0% | 100% | 0% | 0% | 100% | 100% | 11.7% | 7.836% | 1
4666 | 13.86% | 9.913% | 0% | 100% | 0% | 0% | 100% | 100% | 13.86% | 9.913% | 1
4667 | 22.16% | 13.89% | 0% | 100% | 0% | 0% | 100% | 100% | 22.16% | 13.89% | 1
4668 | 22.66% | 14.93% | 0% | 100% | 0% | 0% | 100% | 100% | 22.66% | 14.93% | 1
4669 | 25.6% | 16.92% | 0% | 100% | 0% | 0% | 100% | 100% | 25.6% | 16.92% | 1
4670 | 23.3% | 17.14% | 0% | 100% | 0% | 0% | 100% | 100% | 23.3% | 17.14% | 1
4671 | 22.2% | 20.67% | 0% | 100% | 0% | 0% | 100% | 100% | 22.2% | 20.67% | 1
4672 | 19.35% | 19.72% | 0% | 100% | 0% | 100% | 100% | 100% | 19.35% | 19.72% | 1
4673 | 10.31% | 17.38% | 0% | 100% | 0% | 100% | 100% | 100% | 10.31% | 17.38% | 1
4674 | 0% | 18.14% | 0% | 100% | 0% | 100% | 100% | 100% | 0% | 18.14% | 1
4675 | 0% | 16.54% | 0% | 100% | 0% | 100% | 100% | 100% | 0% | 16.54% | 1
4676 | 0% | 14.75% | 0% | 100% | 0% | 0% | 100% | 100% | 0% | 14.75% | 1
4677 | 0% | 14.83% | 0% | 100% | 0% | 0% | 100% | 100% | 0% | 14.83% | 1
4678 | 0% | 12.92% | 0% | 100% | 0% | 0% | 100% | 100% | 0% | 12.92% | 1
4679 | 0% | 11.99% | 0% | 100% | 0% | 0% | 100% | 100% | 0% | 11.99% | 1
4680 | 0% | 10.9% | 0% | 100% | 0% | 0% | 100% | 100% | 0% | 10.9% | 1
4681 | 0% | 9.674% | 0% | 100% | 0% | 0% | 100% | 100% | 0% | 9.674% | 1
4682 | 0% | 10.59% | 0% | 100% | 0% | 0% | 100% | 100% | 0% | 10.59% | 1
4683 | 0% | 9.651% | 0% | 100% | 0% | 0% | 100% | 100% | 0% | 9.651% | 1
4684 | 0% | 7.655% | 0% | 100% | 0% | 0% | 100% | 100% | 0% | 7.655% | 1
4685 | 0% | 11.8% | 0% | 100% | 0% | 0% | 100% | 100% | 0% | 11.8% | 1
4686 | 0% | 8.534% | 0% | 100% | 0% | 100% | 100% | 100% | 0% | 8.534% | 1
4687 | 0% | 9.586% | 0% | 100% | 0% | 100% | 100% | 100% | 0% | 9.586% | 1
4688 | 0% | 8.201% | 0% | 100% | 0% | 100% | 100% | 100% | 0% | 8.201% | 1
4689 | 11.19% | 11% | 0% | 100% | 0% | 0% | 100% | 100% | 11.19% | 11% | 1
4690 | 20.44% | 11.78% | 0% | 100% | 0% | 0% | 100% | 100% | 20.44% | 11.78% | 1
4691 | 24.03% | 15.87% | 0% | 100% | 0% | 0% | 100% | 100% | 24.03% | 15.87% | 1
4692 | 26.75% | 16.46% | 0% | 100% | 0% | 0% | 100% | 100% | 26.75% | 16.46% | 1
4693 | 27.79% | 18.93% | 0% | 100% | 0% | 0% | 100% | 100% | 27.79% | 18.93% | 1
4694 | 23.34% | 18.64% | 0% | 100% | 0% | 0% | 100% | 100% | 23.34% | 18.64% | 1
4695 | 22.41% | 20% | 0% | 100% | 0% | 0% | 100% | 100% | 22.41% | 20% | 1
4696 | 15.91% | 20.18% | 0% | 100% | 0% | 100% | 100% | 100% | 15.91% | 20.18% | 1
4697 | 7.664% | 17.07% | 0% | 100% | 0% | 100% | 100% | 100% | 7.664% | 17.07% | 1
4698 | 0% | 18.1% | 0% | 100% | 0% | 100% | 100% | 100% | 0% | 18.1% | 1
4699 | 0% | 16.34% | 0% | 100% | 0% | 100% | 100% | 100% | 0% | 16.34% | 1
4700 | 0% | 15.91% | 0% | 100% | 0% | 0% | 100% | 100% | 0% | 15.91% | 1
4701 | 0% | 14.83% | 0% | 100% | 0% | 0% | 100% | 100% | 0% | 14.83% | 1
4702 | 0% | 12.44% | 0% | 100% | 0% | 0% | 100% | 100% | 0% | 12.44% | 1
4703 | 0% | 10.73% | 0% | 100% | 0% | 0% | 100% | 100% | 0% | 10.73% | 1
4704 | 0% | 10.33% | 0% | 100% | 0% | 0% | 100% | 100% | 0% | 10.33% | 1
4705 | 0% | 11.64% | 0% | 100% | 0% | 0% | 100% | 100% | 0% | 11.64% | 1
4706 | 0% | 9.771% | 0% | 100% | 0% | 0% | 100% | 100% | 0% | 9.771% | 1
4707 | 0% | 7.546% | 0% | 100% | 0% | 0% | 100% | 100% | 0% | 7.546% | 1
4708 | 0% | 7.508% | 0% | 100% | 0% | 0% | 100% | 100% | 0% | 7.508% | 1
4709 | 0% | 9.412% | 0% | 100% | 0% | 0% | 100% | 100% | 0% | 9.412% | 1
4710 | 0% | 7.506% | 0% | 100% | 0% | 100% | 100% | 100% | 0% | 7.506% | 1
4711 | 0% | 10.69% | 0% | 100% | 0% | 100% | 100% | 100% | 0% | 10.69% | 1
4712 | 0% | 11.36% | 0% | 100% | 0% | 100% | 100% | 100% | 0% | 11.36% | 1
4713 | 8.341% | 14.44% | 0% | 100% | 0% | 0% | 100% | 100% | 8.341% | 14.44% | 1
4714 | 21.1% | 17.2% | 0% | 100% | 0% | 0% | 100% | 100% | 21.1% | 17.2% | 1
4715 | 24.61% | 21.08% | 0% | 100% | 0% | 0% | 100% | 100% | 24.61% | 21.08% | 1
4716 | 32.44% | 22.43% | 0% | 100% | 0% | 0% | 100% | 100% | 32.44% | 22.43% | 1
4717 | 36.82% | 22.54% | 0% | 100% | 0% | 0% | 100% | 100% | 36.82% | 22.54% | 1
4718 | 29.7% | 21.88% | 0% | 100% | 0% | 0% | 100% | 100% | 29.7% | 21.88% | 1
4719 | 22.15% | 21.67% | 0% | 100% | 0% | 0% | 100% | 100% | 22.15% | 21.67% | 1
4720 | 19.93% | 22.08% | 0% | 100% | 0% | 100% | 100% | 100% | 19.93% | 22.08% | 1
4721 | 6.618% | 20.37% | 0% | 100% | 0% | 100% | 100% | 100% | 6.618% | 20.37% | 1
4722 | 0% | 20.63% | 0% | 100% | 0% | 100% | 100% | 100% | 0% | 20.63% | 1
4723 | 0% | 18.49% | 0% | 100% | 0% | 100% | 100% | 100% | 0% | 18.49% | 1
4724 | 0% | 16.81% | 0% | 100% | 0% | 0% | 100% | 100% | 0% | 16.81% | 1
4725 | 0% | 13.15% | 0% | 100% | 0% | 0% | 100% | 100% | 0% | 13.15% | 1
4726 | 0% | 11.58% | 0% | 100% | 0% | 0% | 100% | 100% | 0% | 11.58% | 1
4727 | 0% | 12.99% | 0% | 100% | 0% | 0% | 100% | 100% | 0% | 12.99% | 1
4728 | 0% | 12.28% | 0% | 100% | 0% | 0% | 100% | 100% | 0% | 12.28% | 1
4729 | 0% | 10.56% | 0% | 100% | 0% | 0% | 100% | 100% | 0% | 10.56% | 1
4730 | 0% | 9.592% | 0% | 100% | 0% | 0% | 100% | 100% | 0% | 9.592% | 1
4731 | 0% | 9.926% | 0% | 100% | 0% | 0% | 100% | 100% | 0% | 9.926% | 1
4732 | 0% | 9.386% | 0% | 100% | 0% | 0% | 100% | 100% | 0% | 9.386% | 1
4733 | 0% | 8.553% | 0% | 100% | 0% | 0% | 100% | 100% | 0% | 8.553% | 1
4734 | 0% | 8.49% | 0% | 100% | 0% | 100% | 100% | 100% | 0% | 8.49% | 1
4735 | 0% | 10.39% | 0% | 100% | 0% | 100% | 100% | 100% | 0% | 10.39% | 1
4736 | 0% | 8.921% | 0% | 100% | 0% | 100% | 100% | 100% | 0% | 8.921% | 1
4737 | 4.191% | 13.01% | 0% | 100% | 0% | 0% | 100% | 100% | 4.191% | 13.01% | 1
4738 | 18.02% | 16.17% | 0% | 100% | 0% | 0% | 100% | 100% | 18.02% | 16.17% | 1
4739 | 18.12% | 16.75% | 0% | 100% | 0% | 0% | 100% | 100% | 18.12% | 16.75% | 1
4740 | 26.54% | 15.71% | 0% | 100% | 0% | 0% | 100% | 100% | 26.54% | 15.71% | 1
4741 | 35.19% | 16.93% | 0% | 100% | 0% | 0% | 100% | 100% | 35.19% | 16.93% | 1
4742 | 33.66% | 17.25% | 0% | 100% | 0% | 0% | 100% | 100% | 33.66% | 17.25% | 1
4743 | 25.54% | 16.57% | 0% | 100% | 0% | 0% | 100% | 100% | 25.54% | 16.57% | 1
4744 | 14.51% | 16.24% | 0% | 100% | 0% | 100% | 100% | 100% | 14.51% | 16.24% | 1
4745 | 2.552% | 14.85% | 0% | 100% | 0% | 100% | 100% | 100% | 2.552% | 14.85% | 1
4746 | 0% | 16.63% | 0% | 100% | 0% | 100% | 100% | 100% | 0% | 16.63% | 1
4747 | 0% | 15.27% | 0% | 100% | 0% | 100% | 100% | 100% | 0% | 15.27% | 1
4748 | 0% | 11.27% | 0% | 100% | 0% | 0% | 100% | 100% | 0% | 11.27% | 1
4749 | 0% | 8.818% | 0% | 100% | 0% | 0% | 100% | 100% | 0% | 8.818% | 1
4750 | 0% | 8.942% | 0% | 100% | 0% | 0% | 100% | 100% | 0% | 8.942% | 1
4751 | 0% | 10.32% | 0% | 100% | 0% | 0% | 100% | 100% | 0% | 10.32% | 1
4752 | 0% | 8.908% | 0% | 100% | 0% | 0% | 100% | 100% | 0% | 8.908% | 1
4753 | 0% | 10.49% | 0% | 100% | 0% | 0% | 100% | 100% | 0% | 10.49% | 1
4754 | 0% | 7.356% | 0% | 100% | 0% | 0% | 100% | 100% | 0% | 7.356% | 1
4755 | 0% | 6.922% | 0% | 100% | 0% | 0% | 100% | 100% | 0% | 6.922% | 1
4756 | 0% | 5.606% | 0% | 100% | 0% | 0% | 100% | 100% | 0% | 5.606% | 1
4757 | 0% | 3.446% | 0% | 100% | 0% | 0% | 100% | 100% | 0% | 3.446% | 1
4758 | 0% | 2.733% | 0% | 100% | 0% | 100% | 100% | 100% | 0% | 2.733% | 1
4759 | 0% | 5.363% | 0% | 100% | 0% | 100% | 100% | 100% | 0% | 5.363% | 1
4760 | 0% | 3.085% | 0% | 100% | 0% | 100% | 100% | 100% | 0% | 3.085% | 1
4761 | 6.141% | 9.049% | 0% | 100% | 0% | 0% | 100% | 100% | 6.141% | 9.049% | 1
4762 | 18.05% | 13.86% | 0% | 100% | 0% | 0% | 100% | 100% | 18.05% | 13.86% | 1
4763 | 23.56% | 14.98% | 0% | 100% | 0% | 0% | 100% | 100% | 23.56% | 14.98% | 1
4764 | 28.99% | 15.85% | 0% | 100% | 0% | 0% | 100% | 100% | 28.99% | 15.85% | 1
4765 | 34.51% | 16.94% | 0% | 100% | 0% | 0% | 100% | 100% | 34.51% | 16.94% | 1
4766 | 32.06% | 18.07% | 0% | 100% | 0% | 0% | 100% | 100% | 32.06% | 18.07% | 1
4767 | 22.99% | 17.32% | 0% | 100% | 0% | 0% | 100% | 100% | 22.99% | 17.32% | 1
4768 | 17.67% | 14.36% | 0% | 100% | 0% | 100% | 100% | 100% | 17.67% | 14.36% | 1
4769 | 6.009% | 14.25% | 0% | 100% | 0% | 100% | 100% | 100% | 6.009% | 14.25% | 1
4770 | 0% | 15.6% | 0% | 100% | 0% | 100% | 100% | 100% | 0% | 15.6% | 1
4771 | 0% | 14.73% | 0% | 100% | 0% | 100% | 100% | 100% | 0% | 14.73% | 1
4772 | 0% | 9.901% | 0% | 100% | 0% | 0% | 100% | 100% | 0% | 9.901% | 1
4773 | 0% | 8.392% | 0% | 100% | 0% | 0% | 100% | 100% | 0% | 8.392% | 1
4774 | 0% | 10.67% | 0% | 100% | 0% | 0% | 100% | 100% | 0% | 10.67% | 1
4775 | 0% | 10.84% | 0% | 100% | 0% | 0% | 100% | 100% | 0% | 10.84% | 1
4776 | 0% | 9.525% | 0% | 100% | 0% | 0% | 100% | 100% | 0% | 9.525% | 1
4777 | 0% | 7.145% | 0% | 100% | 0% | 0% | 100% | 100% | 0% | 7.145% | 1
4778 | 0% | 6.768% | 0% | 100% | 0% | 0% | 100% | 100% | 0% | 6.768% | 1
4779 | 0% | 6.812% | 0% | 100% | 0% | 0% | 100% | 100% | 0% | 6.812% | 1
4780 | 0% | 4.345% | 0% | 100% | 0% | 0% | 100% | 100% | 0% | 4.345% | 1
4781 | 0% | 3.203% | 0% | 100% | 0% | 0% | 100% | 100% | 0% | 3.203% | 1
4782 | 0% | 2.481% | 0% | 100% | 0% | 100% | 100% | 100% | 0% | 2.481% | 1
4783 | 0% | 2.847% | 0% | 100% | 0% | 100% | 100% | 100% | 0% | 2.847% | 1
4784 | 0% | 2.191% | 0% | 100% | 0% | 100% | 100% | 100% | 0% | 2.191% | 1
4785 | 10.2% | 7.134% | 0% | 100% | 0% | 0% | 100% | 100% | 10.2% | 7.134% | 1
4786 | 25.16% | 12.21% | 0% | 100% | 0% | 0% | 100% | 100% | 25.16% | 12.21% | 1
4787 | 24.34% | 14.42% | 0% | 100% | 0% | 0% | 100% | 100% | 24.34% | 14.42% | 1
4788 | 28.57% | 15.56% | 0% | 100% | 0% | 0% | 100% | 100% | 28.57% | 15.56% | 1
4789 | 29.32% | 15.97% | 0% | 100% | 0% | 0% | 100% | 100% | 29.32% | 15.97% | 1
4790 | 24.12% | 17.09% | 0% | 100% | 0% | 0% | 100% | 100% | 24.12% | 17.09% | 1
4791 | 20.74% | 17.15% | 0% | 100% | 0% | 0% | 100% | 100% | 20.74% | 17.15% | 1
4792 | 15.99% | 15.23% | 0% | 100% | 0% | 100% | 100% | 100% | 15.99% | 15.23% | 1
4793 | 7.385% | 15.51% | 0% | 100% | 0% | 100% | 100% | 100% | 7.385% | 15.51% | 1
4794 | 0% | 17.11% | 0% | 100% | 0% | 100% | 100% | 100% | 0% | 17.11% | 1
4795 | 0% | 16.8% | 0% | 100% | 0% | 100% | 100% | 100% | 0% | 16.8% | 1
4796 | 0% | 9.134% | 0% | 100% | 0% | 0% | 100% | 100% | 0% | 9.134% | 1
4797 | 0% | 6.472% | 0% | 100% | 0% | 0% | 100% | 100% | 0% | 6.472% | 1
4798 | 0% | 8.874% | 0% | 100% | 0% | 0% | 100% | 100% | 0% | 8.874% | 1
4799 | 0% | 9.049% | 0% | 100% | 0% | 0% | 100% | 100% | 0% | 9.049% | 1
4800 | 0% | 7.306% | 0% | 100% | 0% | 0% | 100% | 100% | 0% | 7.306% | 1
4801 | 0% | 7.393% | 0% | 100% | 0% | 0% | 100% | 100% | 0% | 7.393% | 1
4802 | 0% | 5.004% | 0% | 100% | 0% | 0% | 100% | 100% | 0% | 5.004% | 1
4803 | 0% | 5.611% | 0% | 100% | 0% | 0% | 100% | 100% | 0% | 5.611% | 1
4804 | 0% | 2.772% | 0% | 100% | 0% | 0% | 100% | 100% | 0% | 2.772% | 1
4805 | 0% | 3.436% | 0% | 100% | 0% | 0% | 100% | 100% | 0% | 3.436% | 1
4806 | 0% | 0% | 0% | 100% | 0% | 100% | 100% | 100% | 0% | 0% | 1
4807 | 0% | 2.335% | 0% | 100% | 0% | 100% | 100% | 100% | 0% | 2.335% | 1
4808 | 0% | 3.293% | 0% | 100% | 0% | 100% | 100% | 100% | 0% | 3.293% | 1
4809 | 14.22% | 8.428% | 0% | 100% | 0% | 0% | 100% | 100% | 14.22% | 8.428% | 1
4810 | 28.55% | 14.87% | 0% | 100% | 0% | 0% | 100% | 100% | 28.55% | 14.87% | 1
4811 | 28.84% | 19.05% | 0% | 100% | 0% | 0% | 100% | 100% | 28.84% | 19.05% | 1
4812 | 40.3% | 21.73% | 0% | 100% | 0% | 0% | 100% | 100% | 40.3% | 21.73% | 1
4813 | 32.75% | 22.28% | 0% | 100% | 0% | 0% | 100% | 100% | 32.75% | 22.28% | 1
4814 | 24.17% | 22.54% | 0% | 100% | 0% | 0% | 100% | 100% | 24.17% | 22.54% | 1
4815 | 21.88% | 21.41% | 0% | 100% | 0% | 0% | 100% | 100% | 21.88% | 21.41% | 1
4816 | 19.14% | 19.51% | 0% | 100% | 0% | 100% | 100% | 100% | 19.14% | 19.51% | 1
4817 | 12.85% | 20.59% | 0% | 100% | 0% | 100% | 100% | 100% | 12.85% | 20.59% | 1
4818 | 0% | 18.92% | 0% | 100% | 0% | 100% | 100% | 100% | 0% | 18.92% | 1
4819 | 0% | 16.02% | 0% | 100% | 0% | 100% | 100% | 100% | 0% | 16.02% | 1
4820 | 0% | 9.022% | 0% | 100% | 0% | 0% | 100% | 100% | 0% | 9.022% | 1
4821 | 0% | 6.831% | 0% | 100% | 0% | 0% | 100% | 100% | 0% | 6.831% | 1
4822 | 0% | 8.66% | 0% | 100% | 0% | 0% | 100% | 100% | 0% | 8.66% | 1
4823 | 0% | 9.71% | 0% | 100% | 0% | 0% | 100% | 100% | 0% | 9.71% | 1
4824 | 0% | 7.498% | 0% | 100% | 0% | 0% | 100% | 100% | 0% | 7.498% | 1
4825 | 0% | 6.105% | 0% | 100% | 0% | 0% | 100% | 100% | 0% | 6.105% | 1
4826 | 0% | 4.519% | 0% | 100% | 0% | 0% | 100% | 100% | 0% | 4.519% | 1
4827 | 0% | 4.309% | 0% | 100% | 0% | 0% | 100% | 100% | 0% | 4.309% | 1
4828 | 0% | 2.412% | 0% | 100% | 0% | 0% | 100% | 100% | 0% | 2.412% | 1
4829 | 0% | 3.913% | 0% | 100% | 0% | 0% | 100% | 100% | 0% | 3.913% | 1
4830 | 0% | 0.2363% | 0% | 100% | 0% | 100% | 100% | 100% | 0% | 0.2363% | 1
4831 | 0% | 2.555% | 0% | 100% | 0% | 100% | 100% | 100% | 0% | 2.555% | 1
4832 | 0% | 5.717% | 0% | 100% | 0% | 100% | 100% | 100% | 0% | 5.717% | 1
4833 | 9.661% | 8.948% | 0% | 100% | 0% | 0% | 100% | 100% | 9.661% | 8.948% | 1
4834 | 28.01% | 11.36% | 0% | 100% | 0% | 0% | 100% | 100% | 28.01% | 11.36% | 1
4835 | 27.62% | 15.73% | 0% | 100% | 0% | 0% | 100% | 100% | 27.62% | 15.73% | 1
4836 | 34.09% | 17.82% | 0% | 100% | 0% | 0% | 100% | 100% | 34.09% | 17.82% | 1
4837 | 27.86% | 19.57% | 0% | 100% | 0% | 0% | 100% | 100% | 27.86% | 19.57% | 1
4838 | 19.76% | 21.56% | 0% | 100% | 0% | 0% | 100% | 100% | 19.76% | 21.56% | 1
4839 | 17.87% | 21.75% | 0% | 100% | 0% | 0% | 100% | 100% | 17.87% | 21.75% | 1
4840 | 12.79% | 20.88% | 0% | 100% | 0% | 100% | 100% | 100% | 12.79% | 20.88% | 1
4841 | 4.47% | 19.98% | 0% | 100% | 0% | 100% | 100% | 100% | 4.47% | 19.98% | 1
4842 | 0% | 17.1% | 0% | 100% | 0% | 100% | 100% | 100% | 0% | 17.1% | 1
4843 | 0% | 15.09% | 0% | 100% | 0% | 100% | 100% | 100% | 0% | 15.09% | 1
4844 | 0% | 8.489% | 0% | 100% | 0% | 0% | 100% | 100% | 0% | 8.489% | 1
4845 | 0% | 6.253% | 0% | 100% | 0% | 0% | 100% | 100% | 0% | 6.253% | 1
4846 | 0% | 7.153% | 0% | 100% | 0% | 0% | 100% | 100% | 0% | 7.153% | 1
4847 | 0% | 9.953% | 0% | 100% | 0% | 0% | 100% | 100% | 0% | 9.953% | 1
4848 | 0% | 7.248% | 0% | 100% | 0% | 0% | 100% | 100% | 0% | 7.248% | 1
4849 | 0% | 5.613% | 0% | 100% | 0% | 0% | 100% | 100% | 0% | 5.613% | 1
4850 | 0% | 5.721% | 0% | 100% | 0% | 0% | 100% | 100% | 0% | 5.721% | 1
4851 | 0% | 4.748% | 0% | 100% | 0% | 0% | 100% | 100% | 0% | 4.748% | 1
4852 | 0% | 3.388% | 0% | 100% | 0% | 0% | 100% | 100% | 0% | 3.388% | 1
4853 | 0% | 3.679% | 0% | 100% | 0% | 0% | 100% | 100% | 0% | 3.679% | 1
4854 | 0% | 0.5141% | 0% | 100% | 0% | 100% | 100% | 100% | 0% | 0.5141% | 1
4855 | 0% | 3.907% | 0% | 100% | 0% | 100% | 100% | 100% | 0% | 3.907% | 1
4856 | 0% | 6.036% | 0% | 100% | 0% | 100% | 100% | 100% | 0% | 6.036% | 1
4857 | 4.175% | 11.16% | 0% | 100% | 0% | 0% | 100% | 100% | 4.175% | 11.16% | 1
4858 | 16.85% | 12.28% | 0% | 100% | 0% | 0% | 100% | 100% | 16.85% | 12.28% | 1
4859 | 22.56% | 16.38% | 0% | 100% | 0% | 0% | 100% | 100% | 22.56% | 16.38% | 1
4860 | 33.16% | 18.17% | 0% | 100% | 0% | 0% | 100% | 100% | 33.16% | 18.17% | 1
4861 | 29.5% | 21.92% | 0% | 100% | 0% | 0% | 100% | 100% | 29.5% | 21.92% | 1
4862 | 25.08% | 23.16% | 0% | 100% | 0% | 0% | 100% | 100% | 25.08% | 23.16% | 1
4863 | 23.84% | 22.12% | 0% | 100% | 0% | 0% | 100% | 100% | 23.84% | 22.12% | 1
4864 | 12.16% | 20.01% | 0% | 100% | 0% | 100% | 100% | 100% | 12.16% | 20.01% | 1
4865 | 2.561% | 18.93% | 0% | 100% | 0% | 100% | 100% | 100% | 2.561% | 18.93% | 1
4866 | 0% | 17.06% | 0% | 100% | 0% | 100% | 100% | 100% | 0% | 17.06% | 1
4867 | 0% | 13.94% | 0% | 100% | 0% | 100% | 100% | 100% | 0% | 13.94% | 1
4868 | 0% | 10.25% | 0% | 100% | 0% | 0% | 100% | 100% | 0% | 10.25% | 1
4869 | 0% | 8.988% | 0% | 100% | 0% | 0% | 100% | 100% | 0% | 8.988% | 1
4870 | 0% | 9.763% | 0% | 100% | 0% | 0% | 100% | 100% | 0% | 9.763% | 1
4871 | 0% | 10.57% | 0% | 100% | 0% | 0% | 100% | 100% | 0% | 10.57% | 1
4872 | 0% | 8.063% | 0% | 100% | 0% | 0% | 100% | 100% | 0% | 8.063% | 1
4873 | 0% | 4.651% | 0% | 100% | 0% | 0% | 100% | 100% | 0% | 4.651% | 1
4874 | 0% | 7.781% | 0% | 100% | 0% | 0% | 100% | 100% | 0% | 7.781% | 1
4875 | 0% | 5.603% | 0% | 100% | 0% | 0% | 100% | 100% | 0% | 5.603% | 1
4876 | 0% | 3.62% | 0% | 100% | 0% | 0% | 100% | 100% | 0% | 3.62% | 1
4877 | 0% | 3.165% | 0% | 100% | 0% | 0% | 100% | 100% | 0% | 3.165% | 1
4878 | 0% | 2.093% | 0% | 100% | 0% | 100% | 100% | 100% | 0% | 2.093% | 1
4879 | 0% | 4.81% | 0% | 100% | 0% | 100% | 100% | 100% | 0% | 4.81% | 1
4880 | 0% | 6.811% | 0% | 100% | 0% | 100% | 100% | 100% | 0% | 6.811% | 1
4881 | 0% | 10.5% | 0% | 100% | 0% | 0% | 100% | 100% | 0% | 10.5% | 1
4882 | 11.07% | 11.55% | 0% | 100% | 0% | 0% | 100% | 100% | 11.07% | 11.55% | 1
4883 | 16.56% | 15.35% | 0% | 100% | 0% | 0% | 100% | 100% | 16.56% | 15.35% | 1
4884 | 18.88% | 14.64% | 0% | 100% | 0% | 0% | 100% | 100% | 18.88% | 14.64% | 1
4885 | 22.69% | 18.6% | 0% | 100% | 0% | 0% | 100% | 100% | 22.69% | 18.6% | 1
4886 | 22.12% | 21.01% | 0% | 100% | 0% | 0% | 100% | 100% | 22.12% | 21.01% | 1
4887 | 21.19% | 22.87% | 0% | 100% | 0% | 0% | 100% | 100% | 21.19% | 22.87% | 1
4888 | 11.87% | 23.39% | 0% | 100% | 0% | 100% | 100% | 100% | 11.87% | 23.39% | 1
4889 | 0.4179% | 19.92% | 0% | 100% | 0% | 100% | 100% | 100% | 0.4179% | 19.92% | 1
4890 | 0% | 17.17% | 0% | 100% | 0% | 100% | 100% | 100% | 0% | 17.17% | 1
4891 | 0% | 12.07% | 0% | 100% | 0% | 100% | 100% | 100% | 0% | 12.07% | 1
4892 | 0% | 7.643% | 0% | 100% | 0% | 0% | 100% | 100% | 0% | 7.643% | 1
4893 | 0% | 6.88% | 0% | 100% | 0% | 0% | 100% | 100% | 0% | 6.88% | 1
4894 | 0% | 8.115% | 0% | 100% | 0% | 0% | 100% | 100% | 0% | 8.115% | 1
4895 | 0% | 9.908% | 0% | 100% | 0% | 0% | 100% | 100% | 0% | 9.908% | 1
4896 | 0% | 6.383% | 0% | 100% | 0% | 0% | 100% | 100% | 0% | 6.383% | 1
4897 | 0% | 6.834% | 0% | 100% | 0% | 0% | 100% | 100% | 0% | 6.834% | 1
4898 | 0% | 7.29% | 0% | 100% | 0% | 0% | 100% | 100% | 0% | 7.29% | 1
4899 | 0% | 5.309% | 0% | 100% | 0% | 0% | 100% | 100% | 0% | 5.309% | 1
4900 | 0% | 4.107% | 0% | 100% | 0% | 0% | 100% | 100% | 0% | 4.107% | 1
4901 | 0% | 3.337% | 0% | 100% | 0% | 0% | 100% | 100% | 0% | 3.337% | 1
4902 | 0% | 2.413% | 0% | 100% | 0% | 100% | 100% | 100% | 0% | 2.413% | 1
4903 | 0% | 4.885% | 0% | 100% | 0% | 100% | 100% | 100% | 0% | 4.885% | 1
4904 | 0% | 7.467% | 0% | 100% | 0% | 100% | 100% | 100% | 0% | 7.467% | 1
4905 | 0% | 8.471% | 0% | 100% | 0% | 0% | 100% | 100% | 0% | 8.471% | 1
4906 | 12.61% | 12.33% | 0% | 100% | 0% | 0% | 100% | 100% | 12.61% | 12.33% | 1
4907 | 17.62% | 14.03% | 0% | 100% | 0% | 0% | 100% | 100% | 17.62% | 14.03% | 1
4908 | 23.53% | 13.48% | 0% | 100% | 0% | 0% | 100% | 100% | 23.53% | 13.48% | 1
4909 | 26.64% | 16.29% | 0% | 100% | 0% | 0% | 100% | 100% | 26.64% | 16.29% | 1
4910 | 25.27% | 16.28% | 0% | 100% | 0% | 0% | 100% | 100% | 25.27% | 16.28% | 1
4911 | 28.46% | 18.06% | 0% | 100% | 0% | 0% | 100% | 100% | 28.46% | 18.06% | 1
4912 | 18.41% | 16.07% | 0% | 100% | 0% | 100% | 100% | 100% | 18.41% | 16.07% | 1
4913 | 6.747% | 14.03% | 0% | 100% | 0% | 100% | 100% | 100% | 6.747% | 14.03% | 1
4914 | 0% | 11.74% | 0% | 100% | 0% | 100% | 100% | 100% | 0% | 11.74% | 1
4915 | 0% | 8.796% | 0% | 100% | 0% | 100% | 100% | 100% | 0% | 8.796% | 1
4916 | 0% | 4.761% | 0% | 100% | 0% | 0% | 100% | 100% | 0% | 4.761% | 1
4917 | 0% | 3.894% | 0% | 100% | 0% | 0% | 100% | 100% | 0% | 3.894% | 1
4918 | 0% | 3.891% | 0% | 100% | 0% | 0% | 100% | 100% | 0% | 3.891% | 1
4919 | 0% | 6.366% | 0% | 100% | 0% | 0% | 100% | 100% | 0% | 6.366% | 1
4920 | 0% | 3.462% | 0% | 100% | 0% | 0% | 100% | 100% | 0% | 3.462% | 1
4921 | 0% | 6.24% | 0% | 100% | 0% | 0% | 100% | 100% | 0% | 6.24% | 1
4922 | 0% | 5.065% | 0% | 100% | 0% | 0% | 100% | 100% | 0% | 5.065% | 1
4923 | 0% | 3.866% | 0% | 100% | 0% | 0% | 100% | 100% | 0% | 3.866% | 1
4924 | 0% | 0.581% | 0% | 100% | 0% | 0% | 100% | 100% | 0% | 0.581% | 1
4925 | 0% | 1.46% | 0% | 100% | 0% | 0% | 100% | 100% | 0% | 1.46% | 1
4926 | 0% | 1.235% | 0% | 100% | 0% | 100% | 100% | 100% | 0% | 1.235% | 1
4927 | 0% | 3.074% | 0% | 100% | 0% | 100% | 100% | 100% | 0% | 3.074% | 1
4928 | 0% | 2.997% | 0% | 100% | 0% | 100% | 100% | 100% | 0% | 2.997% | 1
4929 | 0% | 5.031% | 0% | 100% | 0% | 0% | 100% | 100% | 0% | 5.031% | 1
4930 | 14.7% | 8.729% | 0% | 100% | 0% | 0% | 100% | 100% | 14.7% | 8.729% | 1
4931 | 19.68% | 12.21% | 0% | 100% | 0% | 0% | 100% | 100% | 19.68% | 12.21% | 1
4932 | 23.76% | 12.1% | 0% | 100% | 0% | 0% | 100% | 100% | 23.76% | 12.1% | 1
4933 | 29.82% | 13.68% | 0% | 100% | 0% | 0% | 100% | 100% | 29.82% | 13.68% | 1
4934 | 29.71% | 14.23% | 0% | 100% | 0% | 0% | 100% | 100% | 29.71% | 14.23% | 1
4935 | 26.53% | 14.91% | 0% | 100% | 0% | 0% | 100% | 100% | 26.53% | 14.91% | 1
4936 | 25.7% | 13.05% | 0% | 100% | 0% | 100% | 100% | 100% | 25.7% | 13.05% | 1
4937 | 9.437% | 10.63% | 0% | 100% | 0% | 100% | 100% | 100% | 9.437% | 10.63% | 1
4938 | 0% | 8.193% | 0% | 100% | 0% | 100% | 100% | 100% | 0% | 8.193% | 1
4939 | 0% | 6.432% | 0% | 100% | 0% | 100% | 100% | 100% | 0% | 6.432% | 1
4940 | 0% | 0.6023% | 0% | 100% | 0% | 0% | 100% | 100% | 0% | 0.6023% | 1
4941 | 0% | 0.4768% | 0% | 100% | 0% | 0% | 100% | 100% | 0% | 0.4768% | 1
4942 | 0% | 0.5354% | 0% | 100% | 0% | 0% | 100% | 100% | 0% | 0.5354% | 1
4943 | 0% | 3.73% | 0% | 100% | 0% | 0% | 100% | 100% | 0% | 3.73% | 1
4944 | 0% | 0.3574% | 0% | 100% | 0% | 0% | 100% | 100% | 0% | 0.3574% | 1
4945 | 0% | 2.738% | 0% | 100% | 0% | 0% | 100% | 100% | 0% | 2.738% | 1
4946 | 0% | 0.3933% | 0% | 100% | 0% | 0% | 100% | 100% | 0% | 0.3933% | 1
4947 | 0% | 0% | 0% | 100% | 0% | 0% | 100% | 100% | 0% | 0% | 1
4948 | 0% | 0% | 0% | 100% | 0% | 0% | 100% | 100% | 0% | 0% | 1
4949 | 0% | 0.3143% | 0% | 100% | 0% | 0% | 100% | 100% | 0% | 0.3143% | 1
4950 | 0% | 1.276% | 0% | 100% | 0% | 100% | 100% | 100% | 0% | 1.276% | 1
4951 | 0% | 1.097% | 0% | 100% | 0% | 100% | 100% | 100% | 0% | 1.097% | 1
4952 | 0% | 0.9654% | 0% | 100% | 0% | 100% | 100% | 100% | 0% | 0.9654% | 1
4953 | 5.971% | 4.71% | 0% | 100% | 0% | 0% | 100% | 100% | 5.971% | 4.71% | 1
4954 | 22.57% | 6.862% | 0% | 100% | 0% | 0% | 100% | 100% | 22.57% | 6.862% | 1
4955 | 31.96% | 10.9% | 0% | 100% | 0% | 0% | 100% | 100% | 31.96% | 10.9% | 1
4956 | 36.19% | 14.05% | 0% | 100% | 0% | 0% | 100% | 100% | 36.19% | 14.05% | 1
4957 | 39.01% | 15.36% | 0% | 100% | 0% | 0% | 100% | 100% | 39.01% | 15.36% | 1
4958 | 37.89% | 15.52% | 0% | 100% | 0% | 0% | 100% | 100% | 37.89% | 15.52% | 1
4959 | 33.52% | 12.22% | 0% | 100% | 0% | 0% | 100% | 100% | 33.52% | 12.22% | 1
4960 | 22.69% | 10.01% | 0% | 100% | 0% | 100% | 100% | 100% | 22.69% | 10.01% | 1
4961 | 7.439% | 8.562% | 0% | 100% | 0% | 100% | 100% | 100% | 7.439% | 8.562% | 1
4962 | 0% | 6.313% | 0% | 100% | 0% | 100% | 100% | 100% | 0% | 6.313% | 1
4963 | 0% | 5.297% | 0% | 100% | 0% | 100% | 100% | 100% | 0% | 5.297% | 1
4964 | 0% | 1.136% | 0% | 100% | 0% | 0% | 100% | 100% | 0% | 1.136% | 1
4965 | 0% | 0.103% | 0% | 100% | 0% | 0% | 100% | 100% | 0% | 0.103% | 1
4966 | 0% | 0% | 0% | 100% | 0% | 0% | 100% | 100% | 0% | 0% | 1
4967 | 0% | 1.314% | 0% | 100% | 0% | 0% | 100% | 100% | 0% | 1.314% | 1
4968 | 0% | 0% | 0% | 100% | 0% | 0% | 100% | 100% | 0% | 0% | 1
4969 | 0% | 0% | 0% | 100% | 0% | 0% | 100% | 100% | 0% | 0% | 1
4970 | 0% | 0.1896% | 0% | 100% | 0% | 0% | 100% | 100% | 0% | 0.1896% | 1
4971 | 0% | 0% | 0% | 100% | 0% | 0% | 100% | 100% | 0% | 0% | 1
4972 | 0% | 0% | 0% | 100% | 0% | 0% | 100% | 100% | 0% | 0% | 1
4973 | 0% | 0.3087% | 0% | 100% | 0% | 0% | 100% | 100% | 0% | 0.3087% | 1
4974 | 0% | 1.005% | 0% | 100% | 0% | 100% | 100% | 100% | 0% | 1.005% | 1
4975 | 0% | 1.699% | 0% | 100% | 0% | 100% | 100% | 100% | 0% | 1.699% | 1
4976 | 0% | 1.946% | 0% | 100% | 0% | 100% | 100% | 100% | 0% | 1.946% | 1
4977 | 5.262% | 6.875% | 0% | 100% | 0% | 0% | 100% | 100% | 5.262% | 6.875% | 1
4978 | 21.49% | 11.14% | 0% | 100% | 0% | 0% | 100% | 100% | 21.49% | 11.14% | 1
4979 | 29.85% | 15.83% | 0% | 100% | 0% | 0% | 100% | 100% | 29.85% | 15.83% | 1
4980 | 32.75% | 18.64% | 0% | 100% | 0% | 0% | 100% | 100% | 32.75% | 18.64% | 1
4981 | 34.72% | 20.33% | 0% | 100% | 0% | 0% | 100% | 100% | 34.72% | 20.33% | 1
4982 | 36.92% | 22.05% | 0% | 100% | 0% | 0% | 100% | 100% | 36.92% | 22.05% | 1
4983 | 31.54% | 16.74% | 0.2984% | 100% | 0% | 0% | 100% | 100% | 31.54% | 16.74% | 1
4984 | 22.87% | 16.93% | 0.2164% | 100% | 0% | 100% | 100% | 100% | 22.87% | 16.93% | 1
4985 | 10.14% | 14.93% | 0.5598% | 100% | 0% | 100% | 100% | 100% | 10.14% | 14.93% | 1
4986 | 0% | 12.6% | 0.1777% | 100% | 0% | 100% | 100% | 100% | 0% | 12.6% | 1
4987 | 0% | 9.59% | 0% | 100% | 0% | 100% | 100% | 100% | 0% | 9.59% | 1
4988 | 0% | 7.96% | 0% | 100% | 0% | 0% | 100% | 100% | 0% | 7.96% | 1
4989 | 0% | 5.73% | 0% | 100% | 0% | 0% | 100% | 100% | 0% | 5.73% | 1
4990 | 0% | 6.105% | 0% | 100% | 0% | 0% | 100% | 100% | 0% | 6.105% | 1
4991 | 0% | 6.19% | 0% | 100% | 0% | 0% | 100% | 100% | 0% | 6.19% | 1
4992 | 0% | 5.496% | 0% | 100% | 0% | 0% | 100% | 100% | 0% | 5.496% | 1
4993 | 0% | 0% | 0% | 100% | 0% | 0% | 100% | 100% | 0% | 0% | 1
4994 | 0% | 4.645% | 0% | 100% | 0% | 0% | 100% | 100% | 0% | 4.645% | 1
4995 | 0% | 2.666% | 0.07446% | 100% | 0% | 0% | 100% | 100% | 0% | 2.666% | 1
4996 | 0% | 0.9767% | 0.1812% | 100% | 0% | 0% | 100% | 100% | 0% | 0.9767% | 1
4997 | 0% | 2.783% | 0.2907% | 100% | 0% | 0% | 100% | 100% | 0% | 2.783% | 1
4998 | 0% | 4.387% | 0.3904% | 100% | 0% | 100% | 100% | 100% | 0% | 4.387% | 1
4999 | 0% | 5.522% | 0.5225% | 100% | 0% | 100% | 100% | 100% | 0% | 5.522% | 1
5000 | 0% | 6.156% | 0.6529% | 100% | 0% | 100% | 100% | 100% | 0% | 6.156% | 1
5001 | 10.8% | 12.44% | 0.8285% | 100% | 0% | 0% | 100% | 100% | 10.8% | 12.44% | 1
5002 | 31.46% | 18.87% | 1.877% | 100% | 0% | 0% | 100% | 100% | 31.46% | 18.87% | 1
5003 | 39.23% | 20.16% | 0.5684% | 100% | 0% | 0% | 100% | 100% | 39.23% | 20.16% | 1
5004 | 38.02% | 22.95% | 0.6368% | 100% | 0% | 0% | 100% | 100% | 38.02% | 22.95% | 1
5005 | 36.14% | 24.9% | 0.7347% | 100% | 0% | 0% | 100% | 100% | 36.14% | 24.9% | 1
5006 | 36.24% | 27.33% | 0.8534% | 100% | 0% | 0% | 100% | 100% | 36.24% | 27.33% | 1
5007 | 35.56% | 21.26% | 0.9568% | 100% | 0% | 0% | 100% | 100% | 35.56% | 21.26% | 1
5008 | 21.42% | 22.34% | 2.228% | 100% | 0% | 100% | 100% | 100% | 21.42% | 22.34% | 1
5009 | 10.07% | 22.04% | 2.618% | 100% | 0% | 100% | 100% | 100% | 10.07% | 22.04% | 1
5010 | 0% | 18.18% | 1.814% | 100% | 0% | 100% | 100% | 100% | 0% | 18.18% | 1
5011 | 0% | 13.49% | 0.3421% | 100% | 0% | 100% | 100% | 100% | 0% | 13.49% | 1
5012 | 0% | 14.17% | 0% | 100% | 0% | 0% | 100% | 100% | 0% | 14.17% | 1
5013 | 0% | 12.23% | 0% | 100% | 0% | 0% | 100% | 100% | 0% | 12.23% | 1
5014 | 0% | 12.18% | 0% | 100% | 0% | 0% | 100% | 100% | 0% | 12.18% | 1
5015 | 0% | 10.42% | 0% | 100% | 0% | 0% | 100% | 100% | 0% | 10.42% | 1
5016 | 0% | 11.36% | 0% | 100% | 0% | 0% | 100% | 100% | 0% | 11.36% | 1
5017 | 0% | 3.82% | 0% | 100% | 0% | 0% | 100% | 100% | 0% | 3.82% | 1
5018 | 0% | 9.211% | 0% | 100% | 0% | 0% | 100% | 100% | 0% | 9.211% | 1
5019 | 0% | 6.665% | 0% | 100% | 0% | 0% | 100% | 100% | 0% | 6.665% | 1
5020 | 0% | 5.023% | 0% | 100% | 0% | 0% | 100% | 100% | 0% | 5.023% | 1
5021 | 0% | 5.377% | 0% | 100% | 0% | 0% | 100% | 100% | 0% | 5.377% | 1
5022 | 0% | 5.612% | 0% | 100% | 0% | 100% | 100% | 100% | 0% | 5.612% | 1
5023 | 0% | 8.297% | 0% | 100% | 0% | 100% | 100% | 100% | 0% | 8.297% | 1
5024 | 0% | 10.64% | 0% | 100% | 0% | 100% | 100% | 100% | 0% | 10.64% | 1
5025 | 7.681% | 15.92% | 0% | 100% | 0% | 0% | 100% | 100% | 7.681% | 15.92% | 1
5026 | 28.44% | 21.94% | 0% | 100% | 0% | 0% | 100% | 100% | 28.44% | 21.94% | 1
5027 | 33.81% | 22.4% | 0% | 100% | 0% | 0% | 100% | 100% | 33.81% | 22.4% | 1
5028 | 38.01% | 23.73% | 0% | 100% | 0% | 0% | 100% | 100% | 38.01% | 23.73% | 1
5029 | 39.41% | 28.16% | 0% | 100% | 0% | 0% | 100% | 100% | 39.41% | 28.16% | 1
5030 | 39.47% | 31.1% | 0% | 100% | 0% | 0% | 100% | 100% | 39.47% | 31.1% | 1
5031 | 33.19% | 28.82% | 0% | 100% | 0% | 0% | 100% | 100% | 33.19% | 28.82% | 1
5032 | 28.99% | 26.93% | 0% | 100% | 0% | 100% | 100% | 100% | 28.99% | 26.93% | 1
5033 | 13.36% | 27.69% | 0% | 100% | 0% | 100% | 100% | 100% | 13.36% | 27.69% | 1
5034 | 0% | 25.57% | 0% | 100% | 0% | 100% | 100% | 100% | 0% | 25.57% | 1
5035 | 0% | 20.74% | 0% | 100% | 0% | 100% | 100% | 100% | 0% | 20.74% | 1
5036 | 0% | 19.74% | 0% | 100% | 0% | 0% | 100% | 100% | 0% | 19.74% | 1
5037 | 0% | 18.22% | 0% | 100% | 0% | 0% | 100% | 100% | 0% | 18.22% | 1
5038 | 0% | 17.69% | 0% | 100% | 0% | 0% | 100% | 100% | 0% | 17.69% | 1
5039 | 0% | 15.84% | 0% | 100% | 0% | 0% | 100% | 100% | 0% | 15.84% | 1
5040 | 0% | 18.74% | 0% | 100% | 0% | 0% | 100% | 100% | 0% | 18.74% | 1
5041 | 0% | 8.334% | 0% | 100% | 0% | 0% | 100% | 100% | 0% | 8.334% | 1
5042 | 0% | 11.8% | 0% | 100% | 0% | 0% | 100% | 100% | 0% | 11.8% | 1
5043 | 0% | 10.03% | 0% | 100% | 0% | 0% | 100% | 100% | 0% | 10.03% | 1
5044 | 0% | 7.526% | 0% | 100% | 0% | 0% | 100% | 100% | 0% | 7.526% | 1
5045 | 0% | 7.659% | 0% | 100% | 0% | 0% | 100% | 100% | 0% | 7.659% | 1
5046 | 0% | 9.042% | 0% | 100% | 0% | 100% | 100% | 100% | 0% | 9.042% | 1
5047 | 0% | 10.82% | 0% | 100% | 0% | 100% | 100% | 100% | 0% | 10.82% | 1
5048 | 0% | 11.51% | 0% | 100% | 0% | 100% | 100% | 100% | 0% | 11.51% | 1
5049 | 8.575% | 17.23% | 0% | 100% | 0% | 0% | 100% | 100% | 8.575% | 17.23% | 1
5050 | 27.95% | 20.61% | 0% | 100% | 0% | 0% | 100% | 100% | 27.95% | 20.61% | 1
5051 | 30.59% | 21.49% | 0% | 100% | 0% | 0% | 100% | 100% | 30.59% | 21.49% | 1
5052 | 32.66% | 22.95% | 0% | 100% | 0% | 0% | 100% | 100% | 32.66% | 22.95% | 1
5053 | 40.83% | 24.34% | 0% | 100% | 0% | 0% | 100% | 100% | 40.83% | 24.34% | 1
5054 | 41.09% | 23.97% | 0% | 100% | 0% | 0% | 100% | 100% | 41.09% | 23.97% | 1
5055 | 25.36% | 25.23% | 0% | 100% | 0% | 0% | 100% | 100% | 25.36% | 25.23% | 1
5056 | 21.69% | 26.38% | 0% | 100% | 0% | 100% | 100% | 100% | 21.69% | 26.38% | 1
5057 | 8.709% | 27.77% | 0% | 100% | 0% | 100% | 100% | 100% | 8.709% | 27.77% | 1
5058 | 0% | 20.9% | 0% | 100% | 0% | 100% | 100% | 100% | 0% | 20.9% | 1
5059 | 0% | 16.28% | 0% | 100% | 0% | 100% | 100% | 100% | 0% | 16.28% | 1
5060 | 0% | 15.78% | 0% | 100% | 0% | 0% | 100% | 100% | 0% | 15.78% | 1
5061 | 0% | 15.25% | 0% | 100% | 0% | 0% | 100% | 100% | 0% | 15.25% | 1
5062 | 0% | 16.06% | 0% | 100% | 0% | 0% | 100% | 100% | 0% | 16.06% | 1
5063 | 0% | 15.6% | 0% | 100% | 0% | 0% | 100% | 100% | 0% | 15.6% | 1
5064 | 0% | 15.83% | 0% | 100% | 0% | 0% | 100% | 100% | 0% | 15.83% | 1
5065 | 0% | 14.58% | 0% | 100% | 0% | 0% | 100% | 100% | 0% | 14.58% | 1
5066 | 0% | 9.284% | 0% | 100% | 0% | 0% | 100% | 100% | 0% | 9.284% | 1
5067 | 0% | 8.788% | 0% | 100% | 0% | 0% | 100% | 100% | 0% | 8.788% | 1
5068 | 0% | 9.885% | 0% | 100% | 0% | 0% | 100% | 100% | 0% | 9.885% | 1
5069 | 0% | 8.485% | 0% | 100% | 0% | 0% | 100% | 100% | 0% | 8.485% | 1
5070 | 0% | 6.99% | 0% | 100% | 0% | 100% | 100% | 100% | 0% | 6.99% | 1
5071 | 0% | 6.688% | 0% | 100% | 0% | 100% | 100% | 100% | 0% | 6.688% | 1
5072 | 0% | 9.8% | 0% | 100% | 0% | 100% | 100% | 100% | 0% | 9.8% | 1
5073 | 0.0418% | 13.6% | 0% | 100% | 0% | 0% | 100% | 100% | 0.0418% | 13.6% | 1
5074 | 12.53% | 16.59% | 0% | 100% | 0% | 0% | 100% | 100% | 12.53% | 16.59% | 1
5075 | 15.65% | 18.7% | 0% | 100% | 0% | 0% | 100% | 100% | 15.65% | 18.7% | 1
5076 | 22.67% | 20% | 0% | 100% | 0% | 0% | 100% | 100% | 22.67% | 20% | 1
5077 | 25.34% | 20.31% | 0% | 100% | 0% | 0% | 100% | 100% | 25.34% | 20.31% | 1
5078 | 27.64% | 21.86% | 0% | 100% | 0% | 0% | 100% | 100% | 27.64% | 21.86% | 1
5079 | 18.06% | 23.99% | 0% | 100% | 0% | 0% | 100% | 100% | 18.06% | 23.99% | 1
5080 | 17.19% | 23.87% | 0% | 100% | 0% | 100% | 100% | 100% | 17.19% | 23.87% | 1
5081 | 6.886% | 24.43% | 0% | 100% | 0% | 100% | 100% | 100% | 6.886% | 24.43% | 1
5082 | 0% | 19.93% | 0% | 100% | 0% | 100% | 100% | 100% | 0% | 19.93% | 1
5083 | 0% | 16.76% | 0.3028% | 100% | 0% | 100% | 100% | 100% | 0% | 16.76% | 1
5084 | 0% | 16.02% | 0.6567% | 100% | 0% | 0% | 100% | 100% | 0% | 16.02% | 1
5085 | 0% | 15.79% | 0.8159% | 100% | 0% | 0% | 100% | 100% | 0% | 15.79% | 1
5086 | 0% | 15.88% | 0.9551% | 100% | 0% | 0% | 100% | 100% | 0% | 15.88% | 1
5087 | 0% | 12.21% | 1.152% | 100% | 0% | 0% | 100% | 100% | 0% | 12.21% | 1
5088 | 0% | 10.19% | 1.228% | 100% | 0% | 0% | 100% | 100% | 0% | 10.19% | 1
5089 | 0% | 14.28% | 0% | 100% | 0% | 0% | 100% | 100% | 0% | 14.28% | 1
5090 | 0% | 5.084% | 0% | 100% | 0% | 0% | 100% | 100% | 0% | 5.084% | 1
5091 | 0% | 5.93% | 0.03% | 100% | 0% | 0% | 100% | 100% | 0% | 5.93% | 1
5092 | 0% | 6.2% | 0.1276% | 100% | 0% | 0% | 100% | 100% | 0% | 6.2% | 1
5093 | 0% | 4.639% | 0.1721% | 100% | 0% | 0% | 100% | 100% | 0% | 4.639% | 1
5094 | 0% | 3.723% | 0.1323% | 100% | 0% | 100% | 100% | 100% | 0% | 3.723% | 1
5095 | 0% | 4.031% | 0.05606% | 100% | 0% | 100% | 100% | 100% | 0% | 4.031% | 1
5096 | 0% | 6.888% | 0.0316% | 100% | 0% | 100% | 100% | 100% | 0% | 6.888% | 1
5097 | 0% | 9.872% | 0.04244% | 100% | 0% | 0% | 100% | 100% | 0% | 9.872% | 1
5098 | 8.477% | 14.35% | 0.0717% | 100% | 0% | 0% | 100% | 100% | 8.477% | 14.35% | 1
5099 | 11.52% | 16.98% | 0.07348% | 100% | 0% | 0% | 100% | 100% | 11.52% | 16.98% | 1
5100 | 16.24% | 21.16% | 0.1192% | 100% | 0% | 0% | 100% | 100% | 16.24% | 21.16% | 1
5101 | 16.97% | 19.75% | 0.2071% | 100% | 0% | 0% | 100% | 100% | 16.97% | 19.75% | 1
5102 | 18.79% | 19.47% | 0.3076% | 100% | 0% | 0% | 100% | 100% | 18.79% | 19.47% | 1
5103 | 12.84% | 19.82% | 0.4137% | 100% | 0% | 0% | 100% | 100% | 12.84% | 19.82% | 1
5104 | 9.262% | 21.05% | 0.4131% | 100% | 0% | 100% | 100% | 100% | 9.262% | 21.05% | 1
5105 | 0.8605% | 22.99% | 0% | 100% | 0% | 100% | 100% | 100% | 0.8605% | 22.99% | 1
5106 | 0% | 17.94% | 0% | 100% | 0% | 100% | 100% | 100% | 0% | 17.94% | 1
5107 | 0% | 15.35% | 0% | 100% | 0% | 100% | 100% | 100% | 0% | 15.35% | 1
5108 | 0% | 17.19% | 0% | 100% | 0% | 0% | 100% | 100% | 0% | 17.19% | 1
5109 | 0% | 16.46% | 0% | 100% | 0% | 0% | 100% | 100% | 0% | 16.46% | 1
5110 | 0% | 15.63% | 0% | 100% | 0% | 0% | 100% | 100% | 0% | 15.63% | 1
5111 | 0% | 11.85% | 0% | 100% | 0% | 0% | 100% | 100% | 0% | 11.85% | 1
5112 | 0% | 9.014% | 0% | 100% | 0% | 0% | 100% | 100% | 0% | 9.014% | 1
5113 | 0% | 10.05% | 0% | 100% | 0% | 0% | 100% | 100% | 0% | 10.05% | 1
5114 | 0% | 6.047% | 0% | 100% | 0% | 0% | 100% | 100% | 0% | 6.047% | 1
5115 | 0% | 2.892% | 0% | 100% | 0% | 0% | 100% | 100% | 0% | 2.892% | 1
5116 | 0% | 3.94% | 0% | 100% | 0% | 0% | 100% | 100% | 0% | 3.94% | 1
5117 | 0% | 3.996% | 0% | 100% | 0% | 0% | 100% | 100% | 0% | 3.996% | 1
5118 | 0% | 3.463% | 0% | 100% | 0% | 100% | 100% | 100% | 0% | 3.463% | 1
5119 | 0% | 4.557% | 0% | 100% | 0% | 100% | 100% | 100% | 0% | 4.557% | 1
5120 | 0% | 6.777% | 0% | 100% | 0% | 100% | 100% | 100% | 0% | 6.777% | 1
5121 | 0% | 8.129% | 0% | 100% | 0% | 0% | 100% | 100% | 0% | 8.129% | 1
5122 | 3.842% | 12.37% | 0% | 100% | 0% | 0% | 100% | 100% | 3.842% | 12.37% | 1
5123 | 8.278% | 15.19% | 0% | 100% | 0% | 0% | 100% | 100% | 8.278% | 15.19% | 1
5124 | 13.65% | 19.74% | 0% | 100% | 0% | 0% | 100% | 100% | 13.65% | 19.74% | 1
5125 | 9.609% | 19.37% | 0% | 100% | 0% | 0% | 100% | 100% | 9.609% | 19.37% | 1
5126 | 13.04% | 20.14% | 0% | 100% | 0% | 0% | 100% | 100% | 13.04% | 20.14% | 1
5127 | 7.808% | 19.42% | 0% | 100% | 0% | 0% | 100% | 100% | 7.808% | 19.42% | 1
5128 | 4.716% | 20.04% | 0% | 100% | 0% | 100% | 100% | 100% | 4.716% | 20.04% | 1
5129 | 0% | 21.01% | 0% | 100% | 0% | 100% | 100% | 100% | 0% | 21.01% | 1
5130 | 0% | 16.68% | 0% | 100% | 0% | 100% | 100% | 100% | 0% | 16.68% | 1
5131 | 0% | 16.14% | 0% | 100% | 0% | 100% | 100% | 100% | 0% | 16.14% | 1
5132 | 0% | 14.31% | 0% | 100% | 0% | 0% | 100% | 100% | 0% | 14.31% | 1
5133 | 0% | 15.43% | 0% | 100% | 0% | 0% | 100% | 100% | 0% | 15.43% | 1
5134 | 0% | 13.22% | 0% | 100% | 0% | 0% | 100% | 100% | 0% | 13.22% | 1
5135 | 0% | 9.77% | 0% | 100% | 0% | 0% | 100% | 100% | 0% | 9.77% | 1
5136 | 0% | 7.111% | 0% | 100% | 0% | 0% | 100% | 100% | 0% | 7.111% | 1
5137 | 0% | 9.697% | 0% | 100% | 0% | 0% | 100% | 100% | 0% | 9.697% | 1
5138 | 0% | 6.38% | 0% | 100% | 0% | 0% | 100% | 100% | 0% | 6.38% | 1
5139 | 0% | 2.263% | 0% | 100% | 0% | 0% | 100% | 100% | 0% | 2.263% | 1
5140 | 0% | 2.578% | 0% | 100% | 0% | 0% | 100% | 100% | 0% | 2.578% | 1
5141 | 0% | 2.47% | 0% | 100% | 0% | 0% | 100% | 100% | 0% | 2.47% | 1
5142 | 0% | 1.939% | 0% | 100% | 0% | 100% | 100% | 100% | 0% | 1.939% | 1
5143 | 0% | 5.066% | 0% | 100% | 0% | 100% | 100% | 100% | 0% | 5.066% | 1
5144 | 0% | 5.897% | 0% | 100% | 0% | 100% | 100% | 100% | 0% | 5.897% | 1
5145 | 2.172% | 6.486% | 0% | 100% | 0% | 0% | 100% | 100% | 2.172% | 6.486% | 1
5146 | 11.08% | 11.1% | 0% | 100% | 0% | 0% | 100% | 100% | 11.08% | 11.1% | 1
5147 | 13.75% | 14.57% | 0% | 100% | 0% | 0% | 100% | 100% | 13.75% | 14.57% | 1
5148 | 19.08% | 19.34% | 0% | 100% | 0% | 0% | 100% | 100% | 19.08% | 19.34% | 1
5149 | 16.44% | 21.41% | 0% | 100% | 0% | 0% | 100% | 100% | 16.44% | 21.41% | 1
5150 | 16.93% | 20.86% | 0% | 100% | 0% | 0% | 100% | 100% | 16.93% | 20.86% | 1
5151 | 8.606% | 20.1% | 0% | 100% | 0% | 0% | 100% | 100% | 8.606% | 20.1% | 1
5152 | 4.092% | 21.41% | 0% | 100% | 0% | 100% | 100% | 100% | 4.092% | 21.41% | 1
5153 | 0% | 21.15% | 0% | 100% | 0% | 100% | 100% | 100% | 0% | 21.15% | 1
5154 | 0% | 15.74% | 0% | 100% | 0% | 100% | 100% | 100% | 0% | 15.74% | 1
5155 | 0% | 16.25% | 0% | 100% | 0% | 100% | 100% | 100% | 0% | 16.25% | 1
5156 | 0% | 15.23% | 0% | 100% | 0% | 0% | 100% | 100% | 0% | 15.23% | 1
5157 | 0% | 16.79% | 0% | 100% | 0% | 0% | 100% | 100% | 0% | 16.79% | 1
5158 | 0% | 14.99% | 0% | 100% | 0% | 0% | 100% | 100% | 0% | 14.99% | 1
5159 | 0% | 13.8% | 0% | 100% | 0% | 0% | 100% | 100% | 0% | 13.8% | 1
5160 | 0% | 13.59% | 0% | 100% | 0% | 0% | 100% | 100% | 0% | 13.59% | 1
5161 | 0% | 7.722% | 0% | 100% | 0% | 0% | 100% | 100% | 0% | 7.722% | 1
5162 | 0% | 12.26% | 0% | 100% | 0% | 0% | 100% | 100% | 0% | 12.26% | 1
5163 | 0% | 6.869% | 0% | 100% | 0% | 0% | 100% | 100% | 0% | 6.869% | 1
5164 | 0% | 7.014% | 0% | 100% | 0% | 0% | 100% | 100% | 0% | 7.014% | 1
5165 | 0% | 6.993% | 0% | 100% | 0% | 0% | 100% | 100% | 0% | 6.993% | 1
5166 | 0% | 6.54% | 0% | 100% | 0% | 100% | 100% | 100% | 0% | 6.54% | 1
5167 | 0% | 8.587% | 0% | 100% | 0% | 100% | 100% | 100% | 0% | 8.587% | 1
5168 | 0% | 8.654% | 0% | 100% | 0% | 100% | 100% | 100% | 0% | 8.654% | 1
5169 | 5.022% | 11.9% | 0% | 100% | 0% | 0% | 100% | 100% | 5.022% | 11.9% | 1
5170 | 15.9% | 13.18% | 0% | 100% | 0% | 0% | 100% | 100% | 15.9% | 13.18% | 1
5171 | 21.07% | 19.03% | 0% | 100% | 0% | 0% | 100% | 100% | 21.07% | 19.03% | 1
5172 | 25.81% | 22% | 0% | 100% | 0% | 0% | 100% | 100% | 25.81% | 22% | 1
5173 | 24.35% | 23.73% | 0% | 100% | 0% | 0% | 100% | 100% | 24.35% | 23.73% | 1
5174 | 25.9% | 24.49% | 0% | 100% | 0% | 0% | 100% | 100% | 25.9% | 24.49% | 1
5175 | 17.79% | 23.27% | 0% | 100% | 0% | 0% | 100% | 100% | 17.79% | 23.27% | 1
5176 | 11.6% | 23.32% | 0% | 100% | 0% | 100% | 100% | 100% | 11.6% | 23.32% | 1
5177 | 0.3584% | 23.82% | 0% | 100% | 0% | 100% | 100% | 100% | 0.3584% | 23.82% | 1
5178 | 0% | 17.02% | 0% | 100% | 0% | 100% | 100% | 100% | 0% | 17.02% | 1
5179 | 0% | 14.01% | 0% | 100% | 0% | 100% | 100% | 100% | 0% | 14.01% | 1
5180 | 0% | 14.76% | 0% | 100% | 0% | 0% | 100% | 100% | 0% | 14.76% | 1
5181 | 0% | 16.43% | 0% | 100% | 0% | 0% | 100% | 100% | 0% | 16.43% | 1
5182 | 0% | 13.92% | 0% | 100% | 0% | 0% | 100% | 100% | 0% | 13.92% | 1
5183 | 0% | 14.72% | 0% | 100% | 0% | 0% | 100% | 100% | 0% | 14.72% | 1
5184 | 0% | 14.61% | 0% | 100% | 0% | 0% | 100% | 100% | 0% | 14.61% | 1
5185 | 0% | 14.55% | 0% | 100% | 0% | 0% | 100% | 100% | 0% | 14.55% | 1
5186 | 0% | 13.47% | 0% | 100% | 0% | 0% | 100% | 100% | 0% | 13.47% | 1
5187 | 0% | 9.871% | 0% | 100% | 0% | 0% | 100% | 100% | 0% | 9.871% | 1
5188 | 0% | 7.296% | 0% | 100% | 0% | 0% | 100% | 100% | 0% | 7.296% | 1
5189 | 0% | 3.687% | 0% | 100% | 0% | 0% | 100% | 100% | 0% | 3.687% | 1
5190 | 0% | 4.473% | 0% | 100% | 0% | 100% | 100% | 100% | 0% | 4.473% | 1
5191 | 0% | 7.934% | 0% | 100% | 0% | 100% | 100% | 100% | 0% | 7.934% | 1
5192 | 0% | 7.934% | 0% | 100% | 0% | 100% | 100% | 100% | 0% | 7.934% | 1
5193 | 5.738% | 12.93% | 0% | 100% | 0% | 0% | 100% | 100% | 5.738% | 12.93% | 1
5194 | 19.99% | 14.51% | 0% | 100% | 0% | 0% | 100% | 100% | 19.99% | 14.51% | 1
5195 | 25.77% | 19.14% | 0% | 100% | 0% | 0% | 100% | 100% | 25.77% | 19.14% | 1
5196 | 34.77% | 22.72% | 0% | 100% | 0% | 0% | 100% | 100% | 34.77% | 22.72% | 1
5197 | 37.4% | 24.43% | 0% | 100% | 0% | 0% | 100% | 100% | 37.4% | 24.43% | 1
5198 | 36.77% | 24.27% | 0% | 100% | 0% | 0% | 100% | 100% | 36.77% | 24.27% | 1
5199 | 32.11% | 23.36% | 0% | 100% | 0% | 0% | 100% | 100% | 32.11% | 23.36% | 1
5200 | 22.58% | 22.51% | 0% | 100% | 0% | 100% | 100% | 100% | 22.58% | 22.51% | 1
5201 | 8.439% | 22.57% | 0% | 100% | 0% | 100% | 100% | 100% | 8.439% | 22.57% | 1
5202 | 0% | 18.78% | 0% | 100% | 0% | 100% | 100% | 100% | 0% | 18.78% | 1
5203 | 0% | 14.78% | 0% | 100% | 0% | 100% | 100% | 100% | 0% | 14.78% | 1
5204 | 0% | 13.6% | 0% | 100% | 0% | 0% | 100% | 100% | 0% | 13.6% | 1
5205 | 0% | 14.27% | 0% | 100% | 0% | 0% | 100% | 100% | 0% | 14.27% | 1
5206 | 0% | 11.12% | 0% | 100% | 0% | 0% | 100% | 100% | 0% | 11.12% | 1
5207 | 0% | 11.24% | 0% | 100% | 0% | 0% | 100% | 100% | 0% | 11.24% | 1
5208 | 0% | 11.88% | 0% | 100% | 0% | 0% | 100% | 100% | 0% | 11.88% | 1
5209 | 0% | 15.66% | 0% | 93.04% | 0% | 0% | 100% | 100% | 0% | 15.66% | 1
5210 | 0% | 10.63% | 0% | 93.04% | 0% | 0% | 100% | 100% | 0% | 10.63% | 1
5211 | 0% | 8.766% | 0% | 93.04% | 0% | 0% | 100% | 100% | 0% | 8.766% | 1
5212 | 0% | 6.654% | 0% | 93.04% | 0% | 0% | 100% | 100% | 0% | 6.654% | 1
5213 | 0% | 3.214% | 0% | 93.04% | 0% | 0% | 100% | 100% | 0% | 3.214% | 1
5214 | 0% | 4.68% | 0% | 93.04% | 0% | 100% | 100% | 100% | 0% | 4.68% | 1
5215 | 0% | 6.765% | 0% | 93.04% | 0% | 100% | 100% | 100% | 0% | 6.765% | 1
5216 | 0% | 5.653% | 0% | 93.04% | 0% | 100% | 100% | 100% | 0% | 5.653% | 1
5217 | 6.759% | 11.6% | 0% | 93.04% | 0% | 0% | 100% | 100% | 6.759% | 11.6% | 1
5218 | 21.15% | 13.42% | 0% | 93.04% | 0% | 0% | 100% | 100% | 21.15% | 13.42% | 1
5219 | 28.91% | 15.93% | 0% | 93.04% | 0% | 0% | 100% | 100% | 28.91% | 15.93% | 1
5220 | 36.91% | 18.08% | 0% | 93.04% | 0% | 0% | 100% | 100% | 36.91% | 18.08% | 1
5221 | 44.18% | 17.71% | 0% | 93.04% | 0% | 0% | 100% | 100% | 44.18% | 17.71% | 1
5222 | 47.79% | 17.27% | 0% | 93.04% | 0% | 0% | 100% | 100% | 47.79% | 17.27% | 1
5223 | 43.7% | 17.69% | 0% | 93.04% | 0% | 0% | 100% | 100% | 43.7% | 17.69% | 1
5224 | 27.53% | 17.21% | 0% | 93.04% | 0% | 100% | 100% | 100% | 27.53% | 17.21% | 1
5225 | 8.462% | 17.98% | 0% | 93.04% | 0% | 100% | 100% | 100% | 8.462% | 17.98% | 1
5226 | 0% | 15.58% | 0% | 93.04% | 0% | 100% | 100% | 100% | 0% | 15.58% | 1
5227 | 0% | 12.68% | 0% | 93.04% | 0% | 100% | 100% | 100% | 0% | 12.68% | 1
5228 | 0% | 9.093% | 0% | 93.04% | 0% | 0% | 100% | 100% | 0% | 9.093% | 1
5229 | 0% | 9.879% | 0% | 93.04% | 0% | 0% | 100% | 100% | 0% | 9.879% | 1
5230 | 0% | 7.073% | 0% | 93.04% | 0% | 0% | 100% | 100% | 0% | 7.073% | 1
5231 | 0% | 7.02% | 0% | 93.04% | 0% | 0% | 100% | 100% | 0% | 7.02% | 1
5232 | 0% | 6.653% | 0% | 93.04% | 0% | 0% | 100% | 100% | 0% | 6.653% | 1
5233 | 0% | 12.74% | 0% | 93.04% | 0% | 0% | 100% | 100% | 0% | 12.74% | 1
5234 | 0% | 7.828% | 0% | 93.04% | 0% | 0% | 100% | 100% | 0% | 7.828% | 1
5235 | 0% | 6.205% | 0% | 93.04% | 0% | 0% | 100% | 100% | 0% | 6.205% | 1
5236 | 0% | 3.545% | 0% | 93.04% | 0% | 0% | 100% | 100% | 0% | 3.545% | 1
5237 | 0% | 0% | 0% | 93.04% | 0% | 0% | 100% | 100% | 0% | 0% | 1
5238 | 0% | 1.862% | 0% | 93.04% | 0% | 100% | 100% | 100% | 0% | 1.862% | 1
5239 | 0% | 5.179% | 0% | 93.04% | 0% | 100% | 100% | 100% | 0% | 5.179% | 1
5240 | 0% | 4.494% | 0% | 93.04% | 0% | 100% | 100% | 100% | 0% | 4.494% | 1
5241 | 5.148% | 5.823% | 0% | 93.04% | 0% | 0% | 100% | 100% | 5.148% | 5.823% | 1
5242 | 17.12% | 8.744% | 0% | 93.04% | 0% | 0% | 100% | 100% | 17.12% | 8.744% | 1
5243 | 26.09% | 11.24% | 0% | 93.04% | 0% | 0% | 100% | 100% | 26.09% | 11.24% | 1
5244 | 37.13% | 14.24% | 0% | 93.04% | 0% | 0% | 100% | 100% | 37.13% | 14.24% | 1
5245 | 44.38% | 14.56% | 0% | 93.04% | 0% | 0% | 100% | 100% | 44.38% | 14.56% | 1
5246 | 47.32% | 14.18% | 0% | 93.04% | 0% | 0% | 100% | 100% | 47.32% | 14.18% | 1
5247 | 44.18% | 16.17% | 0% | 93.04% | 0% | 0% | 100% | 100% | 44.18% | 16.17% | 1
5248 | 26.99% | 16.43% | 0% | 93.04% | 0% | 100% | 100% | 100% | 26.99% | 16.43% | 1
5249 | 8.767% | 15.85% | 0% | 93.04% | 0% | 100% | 100% | 100% | 8.767% | 15.85% | 1
5250 | 0% | 13.75% | 0% | 93.04% | 0% | 100% | 100% | 100% | 0% | 13.75% | 1
5251 | 0% | 15.64% | 0% | 93.04% | 0% | 100% | 100% | 100% | 0% | 15.64% | 1
5252 | 0% | 8.007% | 0% | 93.04% | 0% | 0% | 100% | 100% | 0% | 8.007% | 1
5253 | 0% | 9.098% | 0% | 93.04% | 0% | 0% | 100% | 100% | 0% | 9.098% | 1
5254 | 0% | 8.873% | 0% | 93.04% | 0% | 0% | 100% | 100% | 0% | 8.873% | 1
5255 | 0% | 7.682% | 0% | 93.04% | 0% | 0% | 100% | 100% | 0% | 7.682% | 1
5256 | 0% | 6.271% | 0% | 93.04% | 0% | 0% | 100% | 100% | 0% | 6.271% | 1
5257 | 0% | 8.177% | 0% | 93.04% | 0% | 0% | 100% | 100% | 0% | 8.177% | 1
5258 | 0% | 6.221% | 0% | 93.04% | 0% | 0% | 100% | 100% | 0% | 6.221% | 1
5259 | 0% | 6.434% | 0% | 93.04% | 0% | 0% | 100% | 100% | 0% | 6.434% | 1
5260 | 0% | 5.3% | 0% | 93.04% | 0% | 0% | 100% | 100% | 0% | 5.3% | 1
5261 | 0% | 2.598% | 0% | 93.04% | 0% | 0% | 100% | 100% | 0% | 2.598% | 1
5262 | 0% | 3.868% | 0% | 93.04% | 0% | 100% | 100% | 100% | 0% | 3.868% | 1
5263 | 0% | 5.36% | 0% | 93.04% | 0% | 100% | 100% | 100% | 0% | 5.36% | 1
5264 | 0% | 3.546% | 0% | 93.04% | 0% | 100% | 100% | 100% | 0% | 3.546% | 1
5265 | 1.404% | 3.181% | 0% | 93.04% | 0% | 0% | 100% | 100% | 1.404% | 3.181% | 1
5266 | 13.56% | 5.22% | 0% | 93.04% | 0% | 0% | 100% | 100% | 13.56% | 5.22% | 1
5267 | 22.8% | 9.407% | 0% | 93.04% | 0% | 0% | 100% | 100% | 22.8% | 9.407% | 1
5268 | 31.86% | 11.49% | 0% | 93.04% | 0% | 0% | 100% | 100% | 31.86% | 11.49% | 1
5269 | 39.12% | 12.51% | 0% | 93.04% | 0% | 0% | 100% | 100% | 39.12% | 12.51% | 1
5270 | 39.75% | 12.52% | 0% | 93.04% | 0% | 0% | 100% | 100% | 39.75% | 12.52% | 1
5271 | 37.28% | 15.15% | 0% | 93.04% | 0% | 0% | 100% | 100% | 37.28% | 15.15% | 1
5272 | 23.37% | 15.67% | 0% | 93.04% | 0% | 100% | 100% | 100% | 23.37% | 15.67% | 1
5273 | 3.997% | 14.7% | 0% | 93.04% | 0% | 100% | 100% | 100% | 3.997% | 14.7% | 1
5274 | 0% | 12.18% | 0% | 93.04% | 0% | 100% | 100% | 100% | 0% | 12.18% | 1
5275 | 0% | 16.18% | 0% | 93.04% | 0% | 100% | 100% | 100% | 0% | 16.18% | 1
5276 | 0% | 11.69% | 0% | 93.04% | 0% | 0% | 100% | 100% | 0% | 11.69% | 1
5277 | 0% | 13.4% | 0% | 93.04% | 0% | 0% | 100% | 100% | 0% | 13.4% | 1
5278 | 0% | 14.94% | 0% | 93.04% | 0% | 0% | 100% | 100% | 0% | 14.94% | 1
5279 | 0% | 13.56% | 0% | 93.04% | 0% | 0% | 100% | 100% | 0% | 13.56% | 1
5280 | 0% | 10.11% | 0% | 93.04% | 0% | 0% | 100% | 100% | 0% | 10.11% | 1
5281 | 0% | 5.905% | 0% | 93.04% | 0% | 0% | 100% | 100% | 0% | 5.905% | 1
5282 | 0% | 6.807% | 0% | 93.04% | 0% | 0% | 100% | 100% | 0% | 6.807% | 1
5283 | 0% | 7.52% | 0% | 93.04% | 0% | 0% | 100% | 100% | 0% | 7.52% | 1
5284 | 0% | 5.926% | 0% | 93.04% | 0% | 0% | 100% | 100% | 0% | 5.926% | 1
5285 | 0% | 4.324% | 0% | 93.04% | 0% | 0% | 100% | 100% | 0% | 4.324% | 1
5286 | 0% | 4.824% | 0% | 93.04% | 0% | 100% | 100% | 100% | 0% | 4.824% | 1
5287 | 0% | 7.654% | 0% | 93.04% | 0% | 100% | 100% | 100% | 0% | 7.654% | 1
5288 | 0% | 6.802% | 0% | 93.04% | 0% | 100% | 100% | 100% | 0% | 6.802% | 1
5289 | 1.717% | 6.826% | 0% | 93.04% | 0% | 0% | 100% | 100% | 1.717% | 6.826% | 1
5290 | 14.82% | 6.821% | 0% | 93.04% | 0% | 0% | 100% | 100% | 14.82% | 6.821% | 1
5291 | 25.22% | 10.01% | 0% | 93.04% | 0% | 0% | 100% | 100% | 25.22% | 10.01% | 1
5292 | 33.74% | 11.94% | 0% | 93.04% | 0% | 0% | 100% | 100% | 33.74% | 11.94% | 1
5293 | 41.36% | 13.41% | 0% | 93.04% | 0% | 0% | 100% | 100% | 41.36% | 13.41% | 1
5294 | 38.24% | 13.09% | 0% | 93.04% | 0% | 0% | 100% | 100% | 38.24% | 13.09% | 1
5295 | 34.79% | 14.91% | 0% | 93.04% | 0% | 0% | 100% | 100% | 34.79% | 14.91% | 1
5296 | 19.57% | 16.05% | 0% | 93.04% | 0% | 100% | 100% | 100% | 19.57% | 16.05% | 1
5297 | 5.114% | 14.43% | 0% | 93.04% | 0% | 100% | 100% | 100% | 5.114% | 14.43% | 1
5298 | 0% | 10.56% | 0% | 93.04% | 0% | 100% | 100% | 100% | 0% | 10.56% | 1
5299 | 0% | 11.07% | 0% | 93.04% | 0% | 100% | 100% | 100% | 0% | 11.07% | 1
5300 | 0% | 11.37% | 0% | 93.04% | 0% | 0% | 100% | 100% | 0% | 11.37% | 1
5301 | 0% | 12.36% | 0% | 93.04% | 0% | 0% | 100% | 100% | 0% | 12.36% | 1
5302 | 0% | 13.96% | 0% | 93.04% | 0% | 0% | 100% | 100% | 0% | 13.96% | 1
5303 | 0% | 14.19% | 0% | 93.04% | 0% | 0% | 100% | 100% | 0% | 14.19% | 1
5304 | 0% | 10.76% | 0% | 93.04% | 0% | 0% | 100% | 100% | 0% | 10.76% | 1
5305 | 0% | 6.391% | 0% | 93.04% | 0% | 0% | 100% | 100% | 0% | 6.391% | 1
5306 | 0% | 6.815% | 0% | 93.04% | 0% | 0% | 100% | 100% | 0% | 6.815% | 1
5307 | 0% | 6.329% | 0% | 93.04% | 0% | 0% | 100% | 100% | 0% | 6.329% | 1
5308 | 0% | 4.5% | 0% | 93.04% | 0% | 0% | 100% | 100% | 0% | 4.5% | 1
5309 | 0% | 3.021% | 0% | 93.04% | 0% | 0% | 100% | 100% | 0% | 3.021% | 1
5310 | 0% | 2.449% | 0% | 93.04% | 0% | 100% | 100% | 100% | 0% | 2.449% | 1
5311 | 0% | 4.619% | 0% | 93.04% | 0% | 100% | 100% | 100% | 0% | 4.619% | 1
5312 | 0% | 3.38% | 0% | 93.04% | 0% | 100% | 100% | 100% | 0% | 3.38% | 1
5313 | 4.69% | 5.058% | 0% | 93.04% | 0% | 0% | 100% | 100% | 4.69% | 5.058% | 1
5314 | 20.6% | 6.147% | 0% | 93.04% | 0% | 0% | 100% | 100% | 20.6% | 6.147% | 1
5315 | 27.21% | 7.46% | 0% | 93.04% | 0% | 0% | 100% | 100% | 27.21% | 7.46% | 1
5316 | 35.49% | 9.866% | 0% | 93.04% | 0% | 0% | 100% | 100% | 35.49% | 9.866% | 1
5317 | 39.46% | 11.61% | 0% | 93.04% | 0% | 0% | 100% | 100% | 39.46% | 11.61% | 1
5318 | 35.38% | 11.32% | 0% | 93.04% | 0% | 0% | 100% | 100% | 35.38% | 11.32% | 1
5319 | 31.89% | 12.15% | 0% | 93.04% | 0% | 0% | 100% | 100% | 31.89% | 12.15% | 1
5320 | 14.37% | 11.25% | 0% | 93.04% | 0% | 100% | 100% | 100% | 14.37% | 11.25% | 1
5321 | 0% | 11.88% | 0% | 93.04% | 0% | 100% | 100% | 100% | 0% | 11.88% | 1
5322 | 0% | 9.316% | 0% | 93.04% | 0% | 100% | 100% | 100% | 0% | 9.316% | 1
5323 | 0% | 9.241% | 0% | 93.04% | 0% | 100% | 100% | 100% | 0% | 9.241% | 1
5324 | 0% | 10.9% | 0% | 93.04% | 0% | 0% | 100% | 100% | 0% | 10.9% | 1
5325 | 0% | 11.66% | 0% | 93.04% | 0% | 0% | 100% | 100% | 0% | 11.66% | 1
5326 | 0% | 10.82% | 0% | 93.04% | 0% | 0% | 100% | 100% | 0% | 10.82% | 1
5327 | 0% | 10.19% | 0% | 93.04% | 0% | 0% | 100% | 100% | 0% | 10.19% | 1
5328 | 0% | 8.537% | 0% | 93.04% | 0% | 0% | 100% | 100% | 0% | 8.537% | 1
5329 | 0% | 6.514% | 0% | 93.04% | 0% | 0% | 100% | 100% | 0% | 6.514% | 1
5330 | 0% | 5.465% | 0% | 93.04% | 0% | 0% | 100% | 100% | 0% | 5.465% | 1
5331 | 0% | 4.987% | 0% | 93.04% | 0% | 0% | 100% | 100% | 0% | 4.987% | 1
5332 | 0% | 2.712% | 0% | 93.04% | 0% | 0% | 100% | 100% | 0% | 2.712% | 1
5333 | 0% | 2.626% | 0% | 93.04% | 0% | 0% | 100% | 100% | 0% | 2.626% | 1
5334 | 0% | 1.726% | 0% | 93.04% | 0% | 100% | 100% | 100% | 0% | 1.726% | 1
5335 | 0% | 4.544% | 0% | 93.04% | 0% | 100% | 100% | 100% | 0% | 4.544% | 1
5336 | 0% | 3.696% | 0% | 93.04% | 0% | 100% | 100% | 100% | 0% | 3.696% | 1
5337 | 7.121% | 6.004% | 0% | 93.04% | 0% | 0% | 100% | 100% | 7.121% | 6.004% | 1
5338 | 24.07% | 7.752% | 0% | 93.04% | 0% | 0% | 100% | 100% | 24.07% | 7.752% | 1
5339 | 28.89% | 8.198% | 0% | 93.04% | 0% | 0% | 100% | 100% | 28.89% | 8.198% | 1
5340 | 33.49% | 10.49% | 0% | 93.04% | 0% | 0% | 100% | 100% | 33.49% | 10.49% | 1
5341 | 38.04% | 12.15% | 0% | 93.04% | 0% | 0% | 100% | 100% | 38.04% | 12.15% | 1
5342 | 36.79% | 12.96% | 0% | 93.04% | 0% | 0% | 100% | 100% | 36.79% | 12.96% | 1
5343 | 33.17% | 12.63% | 0% | 93.04% | 0% | 0% | 100% | 100% | 33.17% | 12.63% | 1
5344 | 11.73% | 12.37% | 0% | 93.04% | 0% | 100% | 100% | 100% | 11.73% | 12.37% | 1
5345 | 0.4885% | 13.8% | 0% | 93.04% | 0% | 100% | 100% | 100% | 0.4885% | 13.8% | 1
5346 | 0% | 11.47% | 0% | 93.04% | 0% | 100% | 100% | 100% | 0% | 11.47% | 1
5347 | 0% | 8.658% | 0% | 93.04% | 0% | 100% | 100% | 100% | 0% | 8.658% | 1
5348 | 0% | 8.509% | 0% | 93.04% | 0% | 0% | 100% | 100% | 0% | 8.509% | 1
5349 | 0% | 7.779% | 0% | 93.04% | 0% | 0% | 100% | 100% | 0% | 7.779% | 1
5350 | 0% | 6.884% | 0% | 93.04% | 0% | 0% | 100% | 100% | 0% | 6.884% | 1
5351 | 0% | 7.247% | 0% | 93.04% | 0% | 0% | 100% | 100% | 0% | 7.247% | 1
5352 | 0% | 7.303% | 0% | 93.04% | 0% | 0% | 100% | 100% | 0% | 7.303% | 1
5353 | 0% | 6.31% | 0% | 93.04% | 0% | 0% | 100% | 100% | 0% | 6.31% | 1
5354 | 0% | 6.425% | 0% | 93.04% | 0% | 0% | 100% | 100% | 0% | 6.425% | 1
5355 | 0% | 5.003% | 0% | 93.04% | 0% | 0% | 100% | 100% | 0% | 5.003% | 1
5356 | 0% | 2.419% | 0% | 93.04% | 0% | 0% | 100% | 100% | 0% | 2.419% | 1
5357 | 0% | 2.326% | 0% | 93.04% | 0% | 0% | 100% | 100% | 0% | 2.326% | 1
5358 | 0% | 1.373% | 0% | 93.04% | 0% | 100% | 100% | 100% | 0% | 1.373% | 1
5359 | 0% | 3.13% | 0.2956% | 93.04% | 0% | 100% | 100% | 100% | 0% | 3.13% | 1
5360 | 0% | 4.134% | 0.616% | 93.04% | 0% | 100% | 100% | 100% | 0% | 4.134% | 1
5361 | 8.982% | 7.222% | 0.7627% | 93.04% | 0% | 0% | 100% | 100% | 8.982% | 7.222% | 1
5362 | 23.07% | 12.66% | 0.9034% | 93.04% | 0% | 0% | 100% | 100% | 23.07% | 12.66% | 1
5363 | 28.67% | 12.9% | 0.9983% | 93.04% | 0% | 0% | 100% | 100% | 28.67% | 12.9% | 1
5364 | 32.45% | 16.47% | 1.063% | 93.04% | 0% | 0% | 100% | 100% | 32.45% | 16.47% | 1
5365 | 31.15% | 18.32% | 1.101% | 93.04% | 0% | 0% | 100% | 100% | 31.15% | 18.32% | 1
5366 | 36.13% | 18.93% | 1.08% | 93.04% | 0% | 0% | 100% | 100% | 36.13% | 18.93% | 1
5367 | 29.78% | 17.58% | 1.013% | 93.04% | 0% | 0% | 100% | 100% | 29.78% | 17.58% | 1
5368 | 12.92% | 17.8% | 0.937% | 93.04% | 0% | 100% | 100% | 100% | 12.92% | 17.8% | 1
5369 | 2.307% | 19.47% | 0.9309% | 93.04% | 0% | 100% | 100% | 100% | 2.307% | 19.47% | 1
5370 | 0% | 16.65% | 1.034% | 93.04% | 0% | 100% | 100% | 100% | 0% | 16.65% | 1
5371 | 0% | 15.27% | 1.376% | 93.04% | 0% | 100% | 100% | 100% | 0% | 15.27% | 1
5372 | 0% | 12.58% | 1.821% | 93.04% | 0% | 0% | 100% | 100% | 0% | 12.58% | 1
5373 | 0% | 12.75% | 1.954% | 93.04% | 0% | 0% | 100% | 100% | 0% | 12.75% | 1
5374 | 0% | 10.09% | 2.087% | 93.04% | 0% | 0% | 100% | 100% | 0% | 10.09% | 1
5375 | 0% | 10.07% | 0.5366% | 93.04% | 0% | 0% | 100% | 100% | 0% | 10.07% | 1
5376 | 0% | 10.1% | 0% | 93.04% | 0% | 0% | 100% | 100% | 0% | 10.1% | 1
5377 | 0% | 7.802% | 0% | 93.04% | 0% | 0% | 100% | 100% | 0% | 7.802% | 1
5378 | 0% | 7.913% | 0% | 93.04% | 0% | 0% | 100% | 100% | 0% | 7.913% | 1
5379 | 0% | 6.967% | 0% | 93.04% | 0% | 0% | 100% | 100% | 0% | 6.967% | 1
5380 | 0% | 6.537% | 0% | 93.04% | 0% | 0% | 100% | 100% | 0% | 6.537% | 1
5381 | 0% | 7.576% | 0% | 93.04% | 0% | 0% | 100% | 100% | 0% | 7.576% | 1
5382 | 0% | 5.971% | 0% | 93.04% | 0% | 100% | 100% | 100% | 0% | 5.971% | 1
5383 | 0% | 8.114% | 0.1838% | 93.04% | 0% | 100% | 100% | 100% | 0% | 8.114% | 1
5384 | 0% | 9.579% | 0.5104% | 93.04% | 0% | 100% | 100% | 100% | 0% | 9.579% | 1
5385 | 9.781% | 10.23% | 0.4788% | 93.04% | 0% | 0% | 100% | 100% | 9.781% | 10.23% | 1
5386 | 19.18% | 16.19% | 0.1981% | 93.04% | 0% | 0% | 100% | 100% | 19.18% | 16.19% | 1
5387 | 27.13% | 18.75% | 0% | 93.04% | 0% | 0% | 100% | 100% | 27.13% | 18.75% | 1
5388 | 28.78% | 22.35% | 0% | 93.04% | 0% | 0% | 100% | 100% | 28.78% | 22.35% | 1
5389 | 29.79% | 21.9% | 0% | 93.04% | 0% | 0% | 100% | 100% | 29.79% | 21.9% | 1
5390 | 33.73% | 23.03% | 0% | 93.04% | 0% | 0% | 100% | 100% | 33.73% | 23.03% | 1
5391 | 28.93% | 21.2% | 0% | 93.04% | 0% | 0% | 100% | 100% | 28.93% | 21.2% | 1
5392 | 16.5% | 22.43% | 0% | 93.04% | 0% | 100% | 100% | 100% | 16.5% | 22.43% | 1
5393 | 9.233% | 21.97% | 0% | 93.04% | 0% | 100% | 100% | 100% | 9.233% | 21.97% | 1
5394 | 0% | 17.18% | 0% | 93.04% | 0% | 100% | 100% | 100% | 0% | 17.18% | 1
5395 | 0% | 14.62% | 0% | 93.04% | 0% | 100% | 100% | 100% | 0% | 14.62% | 1
5396 | 0% | 12.11% | 0% | 93.04% | 0% | 0% | 100% | 100% | 0% | 12.11% | 1
5397 | 0% | 10.94% | 0% | 93.04% | 0% | 0% | 100% | 100% | 0% | 10.94% | 1
5398 | 0% | 9.526% | 0% | 93.04% | 0% | 0% | 100% | 100% | 0% | 9.526% | 1
5399 | 0% | 9.591% | 0% | 93.04% | 0% | 0% | 100% | 100% | 0% | 9.591% | 1
5400 | 0% | 7.414% | 0% | 93.04% | 0% | 0% | 100% | 100% | 0% | 7.414% | 1
5401 | 0% | 9.625% | 0% | 100% | 0% | 0% | 100% | 100% | 0% | 9.625% | 1
5402 | 0% | 7.249% | 0% | 100% | 0% | 0% | 100% | 100% | 0% | 7.249% | 1
5403 | 0% | 6.6% | 0% | 100% | 0% | 0% | 100% | 100% | 0% | 6.6% | 1
5404 | 0% | 7.162% | 0% | 100% | 0% | 0% | 100% | 100% | 0% | 7.162% | 1
5405 | 0% | 8.626% | 0% | 100% | 0% | 0% | 100% | 100% | 0% | 8.626% | 1
5406 | 0% | 6.16% | 0% | 100% | 0% | 100% | 100% | 100% | 0% | 6.16% | 1
5407 | 0% | 8.23% | 0% | 100% | 0% | 100% | 100% | 100% | 0% | 8.23% | 1
5408 | 0% | 10.3% | 0% | 100% | 0% | 100% | 100% | 100% | 0% | 10.3% | 1
5409 | 15.38% | 11.33% | 0% | 100% | 0% | 0% | 100% | 100% | 15.38% | 11.33% | 1
5410 | 23.92% | 17.46% | 0% | 100% | 0% | 0% | 100% | 100% | 23.92% | 17.46% | 1
5411 | 29.47% | 21.35% | 0% | 100% | 0% | 0% | 100% | 100% | 29.47% | 21.35% | 1
5412 | 32.49% | 26.64% | 0% | 100% | 0% | 0% | 100% | 100% | 32.49% | 26.64% | 1
5413 | 34.77% | 24.94% | 0% | 100% | 0% | 0% | 100% | 100% | 34.77% | 24.94% | 1
5414 | 38.97% | 25.64% | 0% | 100% | 0% | 0% | 100% | 100% | 38.97% | 25.64% | 1
5415 | 32.26% | 23.62% | 0% | 100% | 0% | 0% | 100% | 100% | 32.26% | 23.62% | 1
5416 | 20.92% | 25.23% | 0% | 100% | 0% | 100% | 100% | 100% | 20.92% | 25.23% | 1
5417 | 10.06% | 23.98% | 0% | 100% | 0% | 100% | 100% | 100% | 10.06% | 23.98% | 1
5418 | 0% | 16.97% | 0% | 100% | 0% | 100% | 100% | 100% | 0% | 16.97% | 1
5419 | 0% | 16.24% | 0% | 100% | 0% | 100% | 100% | 100% | 0% | 16.24% | 1
5420 | 0% | 16.16% | 0% | 100% | 0% | 0% | 100% | 100% | 0% | 16.16% | 1
5421 | 0% | 15.21% | 0% | 100% | 0% | 0% | 100% | 100% | 0% | 15.21% | 1
5422 | 0% | 13.23% | 0% | 100% | 0% | 0% | 100% | 100% | 0% | 13.23% | 1
5423 | 0% | 11.83% | 0% | 100% | 0% | 0% | 100% | 100% | 0% | 11.83% | 1
5424 | 0% | 7.787% | 0% | 100% | 0% | 0% | 100% | 100% | 0% | 7.787% | 1
5425 | 0% | 6.21% | 0% | 100% | 0% | 0% | 100% | 100% | 0% | 6.21% | 1
5426 | 0% | 6.654% | 0% | 100% | 0% | 0% | 100% | 100% | 0% | 6.654% | 1
5427 | 0% | 5.475% | 0% | 100% | 0% | 0% | 100% | 100% | 0% | 5.475% | 1
5428 | 0% | 6.081% | 0% | 100% | 0% | 0% | 100% | 100% | 0% | 6.081% | 1
5429 | 0% | 7.197% | 0% | 100% | 0% | 0% | 100% | 100% | 0% | 7.197% | 1
5430 | 0% | 5.883% | 0% | 100% | 0% | 100% | 100% | 100% | 0% | 5.883% | 1
5431 | 0% | 6.563% | 0% | 100% | 0% | 100% | 100% | 100% | 0% | 6.563% | 1
5432 | 0% | 7.115% | 0% | 100% | 0% | 100% | 100% | 100% | 0% | 7.115% | 1
5433 | 15.83% | 8.446% | 0% | 100% | 0% | 0% | 100% | 100% | 15.83% | 8.446% | 1
5434 | 26.17% | 12.15% | 0% | 100% | 0% | 0% | 100% | 100% | 26.17% | 12.15% | 1
5435 | 26.08% | 16.79% | 0% | 100% | 0% | 0% | 100% | 100% | 26.08% | 16.79% | 1
5436 | 27.78% | 20.68% | 0% | 100% | 0% | 0% | 100% | 100% | 27.78% | 20.68% | 1
5437 | 34.06% | 19.6% | 0% | 100% | 0% | 0% | 100% | 100% | 34.06% | 19.6% | 1
5438 | 37.04% | 21.63% | 0% | 100% | 0% | 0% | 100% | 100% | 37.04% | 21.63% | 1
5439 | 30.68% | 20.14% | 0% | 100% | 0% | 0% | 100% | 100% | 30.68% | 20.14% | 1
5440 | 16.82% | 20.65% | 0% | 100% | 0% | 100% | 100% | 100% | 16.82% | 20.65% | 1
5441 | 5.312% | 19.1% | 0% | 100% | 0% | 100% | 100% | 100% | 5.312% | 19.1% | 1
5442 | 0% | 11.89% | 0% | 100% | 0% | 100% | 100% | 100% | 0% | 11.89% | 1
5443 | 0% | 11.82% | 0% | 100% | 0% | 100% | 100% | 100% | 0% | 11.82% | 1
5444 | 0% | 12.04% | 0% | 100% | 0% | 0% | 100% | 100% | 0% | 12.04% | 1
5445 | 0% | 10.66% | 0% | 100% | 0% | 0% | 100% | 100% | 0% | 10.66% | 1
5446 | 0% | 9.764% | 0% | 100% | 0% | 0% | 100% | 100% | 0% | 9.764% | 1
5447 | 0% | 6.567% | 0% | 100% | 0% | 0% | 100% | 100% | 0% | 6.567% | 1
5448 | 0% | 2.65% | 0% | 100% | 0% | 0% | 100% | 100% | 0% | 2.65% | 1
5449 | 0% | 6.895% | 0% | 100% | 0% | 0% | 100% | 100% | 0% | 6.895% | 1
5450 | 0% | 2.571% | 0% | 100% | 0% | 0% | 100% | 100% | 0% | 2.571% | 1
5451 | 0% | 2.026% | 0% | 100% | 0% | 0% | 100% | 100% | 0% | 2.026% | 1
5452 | 0% | 1.803% | 0% | 100% | 0% | 0% | 100% | 100% | 0% | 1.803% | 1
5453 | 0% | 2.149% | 0% | 100% | 0% | 0% | 100% | 100% | 0% | 2.149% | 1
5454 | 0% | 0.2759% | 0% | 100% | 0% | 100% | 100% | 100% | 0% | 0.2759% | 1
5455 | 0% | 0% | 0% | 100% | 0% | 100% | 100% | 100% | 0% | 0% | 1
5456 | 0% | 1.884% | 0% | 100% | 0% | 100% | 100% | 100% | 0% | 1.884% | 1
5457 | 11.05% | 6.015% | 0% | 100% | 0% | 0% | 100% | 100% | 11.05% | 6.015% | 1
5458 | 24.51% | 9.948% | 0% | 100% | 0% | 0% | 100% | 100% | 24.51% | 9.948% | 1
5459 | 27.77% | 13.18% | 0% | 100% | 0% | 0% | 100% | 100% | 27.77% | 13.18% | 1
5460 | 26.33% | 16.4% | 0% | 100% | 0% | 0% | 100% | 100% | 26.33% | 16.4% | 1
5461 | 36.97% | 14.73% | 0% | 100% | 0% | 0% | 100% | 100% | 36.97% | 14.73% | 1
5462 | 39.57% | 17.09% | 0% | 100% | 0% | 0% | 100% | 100% | 39.57% | 17.09% | 1
5463 | 30.24% | 17.2% | 0% | 100% | 0% | 0% | 100% | 100% | 30.24% | 17.2% | 1
5464 | 18.13% | 19.97% | 0% | 100% | 0% | 100% | 100% | 100% | 18.13% | 19.97% | 1
5465 | 6.713% | 18.98% | 0% | 100% | 0% | 100% | 100% | 100% | 6.713% | 18.98% | 1
5466 | 0% | 13.81% | 0% | 100% | 0% | 100% | 100% | 100% | 0% | 13.81% | 1
5467 | 0% | 13.88% | 0% | 100% | 0% | 100% | 100% | 100% | 0% | 13.88% | 1
5468 | 0% | 12.37% | 0% | 100% | 0% | 0% | 100% | 100% | 0% | 12.37% | 1
5469 | 0% | 11.36% | 0% | 100% | 0% | 0% | 100% | 100% | 0% | 11.36% | 1
5470 | 0% | 9.764% | 0% | 100% | 0% | 0% | 100% | 100% | 0% | 9.764% | 1
5471 | 0% | 6.602% | 0% | 100% | 0% | 0% | 100% | 100% | 0% | 6.602% | 1
5472 | 0% | 3.316% | 0% | 100% | 0% | 0% | 100% | 100% | 0% | 3.316% | 1
5473 | 0% | 1.904% | 0% | 100% | 0% | 0% | 100% | 100% | 0% | 1.904% | 1
5474 | 0% | 2.006% | 0% | 100% | 0% | 0% | 100% | 100% | 0% | 2.006% | 1
5475 | 0% | 1.339% | 0% | 100% | 0% | 0% | 100% | 100% | 0% | 1.339% | 1
5476 | 0% | 0.5223% | 0% | 100% | 0% | 0% | 100% | 100% | 0% | 0.5223% | 1
5477 | 0% | 0.9141% | 0% | 100% | 0% | 0% | 100% | 100% | 0% | 0.9141% | 1
5478 | 0% | 0% | 0% | 100% | 0% | 100% | 100% | 100% | 0% | 0% | 1
5479 | 0% | 0% | 0% | 100% | 0% | 100% | 100% | 100% | 0% | 0% | 1
5480 | 0% | 0% | 0% | 100% | 0% | 100% | 100% | 100% | 0% | 0% | 1
5481 | 8.412% | 2.36% | 0% | 100% | 0% | 0% | 100% | 100% | 8.412% | 2.36% | 1
5482 | 22.77% | 5.746% | 0% | 100% | 0% | 0% | 100% | 100% | 22.77% | 5.746% | 1
5483 | 33.05% | 7.815% | 0% | 100% | 0% | 0% | 100% | 100% | 33.05% | 7.815% | 1
5484 | 30.11% | 10.29% | 0% | 100% | 0% | 0% | 100% | 100% | 30.11% | 10.29% | 1
5485 | 35.34% | 8.911% | 0% | 100% | 0% | 0% | 100% | 100% | 35.34% | 8.911% | 1
5486 | 37.17% | 10.77% | 0% | 100% | 0% | 0% | 100% | 100% | 37.17% | 10.77% | 1
5487 | 27.39% | 10.57% | 0% | 100% | 0% | 0% | 100% | 100% | 27.39% | 10.57% | 1
5488 | 14.95% | 12.72% | 0% | 100% | 0% | 100% | 100% | 100% | 14.95% | 12.72% | 1
5489 | 4.416% | 13.81% | 0% | 100% | 0% | 100% | 100% | 100% | 4.416% | 13.81% | 1
5490 | 0% | 10.29% | 0% | 100% | 0% | 100% | 100% | 100% | 0% | 10.29% | 1
5491 | 0% | 9.305% | 0% | 100% | 0% | 100% | 100% | 100% | 0% | 9.305% | 1
5492 | 0% | 5.801% | 0% | 100% | 0% | 0% | 100% | 100% | 0% | 5.801% | 1
5493 | 0% | 5.968% | 0% | 100% | 0% | 0% | 100% | 100% | 0% | 5.968% | 1
5494 | 0% | 3.766% | 0% | 100% | 0% | 0% | 100% | 100% | 0% | 3.766% | 1
5495 | 0% | 2.061% | 0% | 100% | 0% | 0% | 100% | 100% | 0% | 2.061% | 1
5496 | 0% | 1.549% | 0% | 100% | 0% | 0% | 100% | 100% | 0% | 1.549% | 1
5497 | 0% | 3.161% | 0% | 100% | 0% | 0% | 100% | 100% | 0% | 3.161% | 1
5498 | 0% | 1.423% | 0% | 100% | 0% | 0% | 100% | 100% | 0% | 1.423% | 1
5499 | 0% | 0.9843% | 0% | 100% | 0% | 0% | 100% | 100% | 0% | 0.9843% | 1
5500 | 0% | 0% | 0% | 100% | 0% | 0% | 100% | 100% | 0% | 0% | 1
5501 | 0% | 0% | 0% | 100% | 0% | 0% | 100% | 100% | 0% | 0% | 1
5502 | 0% | 0% | 0% | 100% | 0% | 100% | 100% | 100% | 0% | 0% | 1
5503 | 0% | 0% | 0% | 100% | 0% | 100% | 100% | 100% | 0% | 0% | 1
5504 | 0% | 0% | 0% | 100% | 0% | 100% | 100% | 100% | 0% | 0% | 1
5505 | 9.658% | 1.177% | 0% | 100% | 0% | 0% | 100% | 100% | 9.658% | 1.177% | 1
5506 | 22.93% | 4.812% | 0% | 100% | 0% | 0% | 100% | 100% | 22.93% | 4.812% | 1
5507 | 39.75% | 7.736% | 0% | 100% | 0% | 0% | 100% | 100% | 39.75% | 7.736% | 1
5508 | 31.2% | 10.07% | 0% | 100% | 0% | 0% | 100% | 100% | 31.2% | 10.07% | 1
5509 | 40.46% | 10.71% | 0% | 100% | 0% | 0% | 100% | 100% | 40.46% | 10.71% | 1
5510 | 35.22% | 11.01% | 0% | 100% | 0% | 0% | 100% | 100% | 35.22% | 11.01% | 1
5511 | 27.7% | 10.53% | 0% | 100% | 0% | 0% | 100% | 100% | 27.7% | 10.53% | 1
5512 | 19.34% | 12.46% | 0% | 100% | 0% | 100% | 100% | 100% | 19.34% | 12.46% | 1
5513 | 5.393% | 11.64% | 0% | 100% | 0% | 100% | 100% | 100% | 5.393% | 11.64% | 1
5514 | 0% | 9.094% | 0% | 100% | 0% | 100% | 100% | 100% | 0% | 9.094% | 1
5515 | 0% | 6.415% | 0% | 100% | 0% | 100% | 100% | 100% | 0% | 6.415% | 1
5516 | 0% | 2.206% | 0% | 100% | 0% | 0% | 100% | 100% | 0% | 2.206% | 1
5517 | 0% | 2.779% | 0% | 100% | 0% | 0% | 100% | 100% | 0% | 2.779% | 1
5518 | 0% | 0.3231% | 0% | 100% | 0% | 0% | 100% | 100% | 0% | 0.3231% | 1
5519 | 0% | 1.027% | 0% | 100% | 0% | 0% | 100% | 100% | 0% | 1.027% | 1
5520 | 0% | 0.3481% | 0% | 100% | 0% | 0% | 100% | 100% | 0% | 0.3481% | 1
5521 | 0% | 1.41% | 0% | 100% | 0% | 0% | 100% | 100% | 0% | 1.41% | 1
5522 | 0% | 0.8331% | 0% | 100% | 0% | 0% | 100% | 100% | 0% | 0.8331% | 1
5523 | 0% | 0% | 0% | 100% | 0% | 0% | 100% | 100% | 0% | 0% | 1
5524 | 0% | 0% | 0% | 100% | 0% | 0% | 100% | 100% | 0% | 0% | 1
5525 | 0% | 0% | 0% | 100% | 0% | 0% | 100% | 100% | 0% | 0% | 1
5526 | 0% | 0% | 0% | 100% | 0% | 100% | 100% | 100% | 0% | 0% | 1
5527 | 0% | 0% | 0% | 100% | 0% | 100% | 100% | 100% | 0% | 0% | 1
5528 | 0% | 0.07343% | 0% | 100% | 0% | 100% | 100% | 100% | 0% | 0.07343% | 1
5529 | 11.85% | 1.665% | 0% | 100% | 0% | 0% | 100% | 100% | 11.85% | 1.665% | 1
5530 | 25.14% | 4.776% | 0% | 100% | 0% | 0% | 100% | 100% | 25.14% | 4.776% | 1
5531 | 37.66% | 7.015% | 0% | 100% | 0% | 0% | 100% | 100% | 37.66% | 7.015% | 1
5532 | 35.88% | 7.544% | 0% | 100% | 0% | 0% | 100% | 100% | 35.88% | 7.544% | 1
5533 | 39.83% | 9.03% | 0% | 100% | 0% | 0% | 100% | 100% | 39.83% | 9.03% | 1
5534 | 36.03% | 9.652% | 0% | 100% | 0% | 0% | 100% | 100% | 36.03% | 9.652% | 1
5535 | 29.55% | 8.086% | 0% | 100% | 0% | 0% | 100% | 100% | 29.55% | 8.086% | 1
5536 | 17.51% | 8.576% | 0% | 100% | 0% | 100% | 100% | 100% | 17.51% | 8.576% | 1
5537 | 1.035% | 9.25% | 0% | 100% | 0% | 100% | 100% | 100% | 1.035% | 9.25% | 1
5538 | 0% | 6.11% | 0% | 100% | 0% | 100% | 100% | 100% | 0% | 6.11% | 1
5539 | 0% | 4.205% | 0% | 100% | 0% | 100% | 100% | 100% | 0% | 4.205% | 1
5540 | 0% | 0.7928% | 0% | 100% | 0% | 0% | 100% | 100% | 0% | 0.7928% | 1
5541 | 0% | 1.589% | 0% | 100% | 0% | 0% | 100% | 100% | 0% | 1.589% | 1
5542 | 0% | 0.01821% | 0% | 100% | 0% | 0% | 100% | 100% | 0% | 0.01821% | 1
5543 | 0% | 1.181% | 0% | 100% | 0% | 0% | 100% | 100% | 0% | 1.181% | 1
5544 | 0% | 0% | 0% | 100% | 0% | 0% | 100% | 100% | 0% | 0% | 1
5545 | 0% | 0.4722% | 0% | 100% | 0% | 0% | 100% | 100% | 0% | 0.4722% | 1
5546 | 0% | 1.396% | 0% | 100% | 0% | 0% | 100% | 100% | 0% | 1.396% | 1
5547 | 0% | 0.04679% | 0% | 100% | 0% | 0% | 100% | 100% | 0% | 0.04679% | 1
5548 | 0% | 0% | 0% | 100% | 0% | 0% | 100% | 100% | 0% | 0% | 1
5549 | 0% | 0% | 0% | 100% | 0% | 0% | 100% | 100% | 0% | 0% | 1
5550 | 0% | 0% | 0% | 100% | 0% | 100% | 100% | 100% | 0% | 0% | 1
5551 | 0% | 0% | 0% | 100% | 0% | 100% | 100% | 100% | 0% | 0% | 1
5552 | 0% | 1.843% | 0% | 100% | 0% | 100% | 100% | 100% | 0% | 1.843% | 1
5553 | 11.66% | 1.111% | 0% | 100% | 0% | 0% | 100% | 100% | 11.66% | 1.111% | 1
5554 | 18.82% | 2.789% | 0% | 100% | 0% | 0% | 100% | 100% | 18.82% | 2.789% | 1
5555 | 21.74% | 5.828% | 0% | 100% | 0% | 0% | 100% | 100% | 21.74% | 5.828% | 1
5556 | 29.94% | 6.542% | 0% | 100% | 0% | 0% | 100% | 100% | 29.94% | 6.542% | 1
5557 | 32.79% | 8.411% | 0% | 100% | 0% | 0% | 100% | 100% | 32.79% | 8.411% | 1
5558 | 32.69% | 9.493% | 0% | 100% | 0% | 0% | 100% | 100% | 32.69% | 9.493% | 1
5559 | 31.85% | 8.718% | 0% | 100% | 0% | 0% | 100% | 100% | 31.85% | 8.718% | 1
5560 | 18.4% | 8.963% | 0% | 100% | 0% | 100% | 100% | 100% | 18.4% | 8.963% | 1
5561 | 0.9451% | 8.782% | 0% | 100% | 0% | 100% | 100% | 100% | 0.9451% | 8.782% | 1
5562 | 0% | 6.33% | 0% | 100% | 0% | 100% | 100% | 100% | 0% | 6.33% | 1
5563 | 0% | 4.644% | 0% | 100% | 0% | 100% | 100% | 100% | 0% | 4.644% | 1
5564 | 0% | 1.522% | 0% | 100% | 0% | 0% | 100% | 100% | 0% | 1.522% | 1
5565 | 0% | 2.538% | 0% | 100% | 0% | 0% | 100% | 100% | 0% | 2.538% | 1
5566 | 0% | 2.394% | 0% | 100% | 0% | 0% | 100% | 100% | 0% | 2.394% | 1
5567 | 0% | 3.235% | 0% | 100% | 0% | 0% | 100% | 100% | 0% | 3.235% | 1
5568 | 0% | 2.265% | 0% | 100% | 0% | 0% | 100% | 100% | 0% | 2.265% | 1
5569 | 0% | 0.6405% | 0% | 100% | 0% | 0% | 100% | 100% | 0% | 0.6405% | 1
5570 | 0% | 3.048% | 0% | 100% | 0% | 0% | 100% | 100% | 0% | 3.048% | 1
5571 | 0% | 1.491% | 0% | 100% | 0% | 0% | 100% | 100% | 0% | 1.491% | 1
5572 | 0% | 0.8187% | 0% | 100% | 0% | 0% | 100% | 100% | 0% | 0.8187% | 1
5573 | 0% | 0.2391% | 0% | 100% | 0% | 0% | 100% | 100% | 0% | 0.2391% | 1
5574 | 0% | 1.16% | 0.2417% | 100% | 0% | 100% | 100% | 100% | 0% | 1.16% | 1
5575 | 0% | 3.28% | 0.8272% | 100% | 0% | 100% | 100% | 100% | 0% | 3.28% | 1
5576 | 0% | 4.023% | 0.7918% | 100% | 0% | 100% | 100% | 100% | 0% | 4.023% | 1
5577 | 7.61% | 2.976% | 0.6171% | 100% | 0% | 0% | 100% | 100% | 7.61% | 2.976% | 1
5578 | 17.18% | 5.18% | 0.1049% | 100% | 0% | 0% | 100% | 100% | 17.18% | 5.18% | 1
5579 | 21.38% | 6.882% | 0.1841% | 100% | 0% | 0% | 100% | 100% | 21.38% | 6.882% | 1
5580 | 34.04% | 7.926% | 0.2622% | 100% | 0% | 0% | 100% | 100% | 34.04% | 7.926% | 1
5581 | 25.33% | 9.621% | 0.07815% | 100% | 0% | 0% | 100% | 100% | 25.33% | 9.621% | 1
5582 | 23.04% | 9.953% | 0% | 100% | 0% | 0% | 100% | 100% | 23.04% | 9.953% | 1
5583 | 30.3% | 8.349% | 0% | 100% | 0% | 0% | 100% | 100% | 30.3% | 8.349% | 1
5584 | 16.61% | 9.846% | 0% | 100% | 0% | 100% | 100% | 100% | 16.61% | 9.846% | 1
5585 | 0.3737% | 10.47% | 0% | 100% | 0% | 100% | 100% | 100% | 0.3737% | 10.47% | 1
5586 | 0% | 8.319% | 0% | 100% | 0% | 100% | 100% | 100% | 0% | 8.319% | 1
5587 | 0% | 5.973% | 0% | 100% | 0% | 100% | 100% | 100% | 0% | 5.973% | 1
5588 | 0% | 3.922% | 0% | 100% | 0% | 0% | 100% | 100% | 0% | 3.922% | 1
5589 | 0% | 4.994% | 0% | 100% | 0% | 0% | 100% | 100% | 0% | 4.994% | 1
5590 | 0% | 7.47% | 0% | 100% | 0% | 0% | 100% | 100% | 0% | 7.47% | 1
5591 | 0% | 6.408% | 0% | 100% | 0% | 0% | 100% | 100% | 0% | 6.408% | 1
5592 | 0% | 5.639% | 0% | 100% | 0% | 0% | 100% | 100% | 0% | 5.639% | 1
5593 | 0% | 2.607% | 0% | 100% | 0% | 0% | 100% | 100% | 0% | 2.607% | 1
5594 | 0% | 4.177% | 0% | 100% | 0% | 0% | 100% | 100% | 0% | 4.177% | 1
5595 | 0% | 2.973% | 0% | 100% | 0% | 0% | 100% | 100% | 0% | 2.973% | 1
5596 | 0% | 1.637% | 0% | 100% | 0% | 0% | 100% | 100% | 0% | 1.637% | 1
5597 | 0% | 0.3468% | 0% | 100% | 0% | 0% | 100% | 100% | 0% | 0.3468% | 1
5598 | 0% | 2.218% | 0% | 100% | 0% | 100% | 100% | 100% | 0% | 2.218% | 1
5599 | 0% | 0.58% | 0% | 100% | 0% | 100% | 100% | 100% | 0% | 0.58% | 1
5600 | 0% | 2.356% | 0% | 100% | 0% | 100% | 100% | 100% | 0% | 2.356% | 1
5601 | 0% | 2.653% | 0% | 100% | 0% | 0% | 100% | 100% | 0% | 2.653% | 1
5602 | 4.489% | 6.226% | 0% | 100% | 0% | 0% | 100% | 100% | 4.489% | 6.226% | 1
5603 | 9.64% | 8.383% | 0% | 100% | 0% | 0% | 100% | 100% | 9.64% | 8.383% | 1
5604 | 17.5% | 10.18% | 0% | 100% | 0% | 0% | 100% | 100% | 17.5% | 10.18% | 1
5605 | 11.06% | 11.37% | 0% | 100% | 0% | 0% | 100% | 100% | 11.06% | 11.37% | 1
5606 | 8.688% | 10.52% | 0% | 100% | 0% | 0% | 100% | 100% | 8.688% | 10.52% | 1
5607 | 9.15% | 10.4% | 0% | 100% | 0% | 0% | 100% | 100% | 9.15% | 10.4% | 1
5608 | 1.588% | 13.01% | 0% | 100% | 0% | 100% | 100% | 100% | 1.588% | 13.01% | 1
5609 | 0% | 10.83% | 0% | 100% | 0% | 100% | 100% | 100% | 0% | 10.83% | 1
5610 | 0% | 8.335% | 0% | 100% | 0% | 100% | 100% | 100% | 0% | 8.335% | 1
5611 | 0% | 4.118% | 0% | 100% | 0% | 100% | 100% | 100% | 0% | 4.118% | 1
5612 | 0% | 1.943% | 0% | 100% | 0% | 0% | 100% | 100% | 0% | 1.943% | 1
5613 | 0% | 2.528% | 0% | 100% | 0% | 0% | 100% | 100% | 0% | 2.528% | 1
5614 | 0% | 4.59% | 0% | 100% | 0% | 0% | 100% | 100% | 0% | 4.59% | 1
5615 | 0% | 3.401% | 0% | 100% | 0% | 0% | 100% | 100% | 0% | 3.401% | 1
5616 | 0% | 4.153% | 0% | 100% | 0% | 0% | 100% | 100% | 0% | 4.153% | 1
5617 | 0% | 5.817% | 0% | 100% | 0% | 0% | 100% | 100% | 0% | 5.817% | 1
5618 | 0% | 0.7068% | 0% | 100% | 0% | 0% | 100% | 100% | 0% | 0.7068% | 1
5619 | 0% | 1.293% | 0% | 100% | 0% | 0% | 100% | 100% | 0% | 1.293% | 1
5620 | 0% | 0.06535% | 0% | 100% | 0% | 0% | 100% | 100% | 0% | 0.06535% | 1
5621 | 0% | 0% | 0% | 100% | 0% | 0% | 100% | 100% | 0% | 0% | 1
5622 | 0% | 0% | 0% | 100% | 0% | 100% | 100% | 100% | 0% | 0% | 1
5623 | 0% | 0% | 0% | 100% | 0% | 100% | 100% | 100% | 0% | 0% | 1
5624 | 0% | 0% | 0% | 100% | 0% | 100% | 100% | 100% | 0% | 0% | 1
5625 | 0% | 2.054% | 0% | 100% | 0% | 0% | 100% | 100% | 0% | 2.054% | 1
5626 | 0% | 6.345% | 0% | 100% | 0% | 0% | 100% | 100% | 0% | 6.345% | 1
5627 | 3.03% | 7.529% | 0% | 100% | 0% | 0% | 100% | 100% | 3.03% | 7.529% | 1
5628 | 8.491% | 10.06% | 0% | 100% | 0% | 0% | 100% | 100% | 8.491% | 10.06% | 1
5629 | 6.588% | 9.724% | 0% | 100% | 0% | 0% | 100% | 100% | 6.588% | 9.724% | 1
5630 | 2.403% | 8.777% | 0% | 100% | 0% | 0% | 100% | 100% | 2.403% | 8.777% | 1
5631 | 2.354% | 7.342% | 0% | 100% | 0% | 0% | 100% | 100% | 2.354% | 7.342% | 1
5632 | 0% | 8.906% | 0% | 100% | 0% | 100% | 100% | 100% | 0% | 8.906% | 1
5633 | 0% | 7.071% | 0% | 100% | 0% | 100% | 100% | 100% | 0% | 7.071% | 1
5634 | 0% | 5.89% | 0% | 100% | 0% | 100% | 100% | 100% | 0% | 5.89% | 1
5635 | 0% | 2.284% | 0% | 100% | 0% | 100% | 100% | 100% | 0% | 2.284% | 1
5636 | 0% | 0.4284% | 0% | 100% | 0% | 0% | 100% | 100% | 0% | 0.4284% | 1
5637 | 0% | 0.3171% | 0% | 100% | 0% | 0% | 100% | 100% | 0% | 0.3171% | 1
5638 | 0% | 1.203% | 0% | 100% | 0% | 0% | 100% | 100% | 0% | 1.203% | 1
5639 | 0% | 1.03% | 0% | 100% | 0% | 0% | 100% | 100% | 0% | 1.03% | 1
5640 | 0% | 1.225% | 0% | 100% | 0% | 0% | 100% | 100% | 0% | 1.225% | 1
5641 | 0% | 2.833% | 0% | 100% | 0% | 0% | 100% | 100% | 0% | 2.833% | 1
5642 | 0% | 0% | 0% | 100% | 0% | 0% | 100% | 100% | 0% | 0% | 1
5643 | 0% | 0% | 0% | 100% | 0% | 0% | 100% | 100% | 0% | 0% | 1
5644 | 0% | 0% | 0% | 100% | 0% | 0% | 100% | 100% | 0% | 0% | 1
5645 | 0% | 0% | 0% | 100% | 0% | 0% | 100% | 100% | 0% | 0% | 1
5646 | 0% | 0% | 0% | 100% | 0% | 100% | 100% | 100% | 0% | 0% | 1
5647 | 0% | 0% | 0% | 100% | 0% | 100% | 100% | 100% | 0% | 0% | 1
5648 | 0% | 0% | 0% | 100% | 0% | 100% | 100% | 100% | 0% | 0% | 1
5649 | 0% | 1.943% | 0% | 100% | 0% | 0% | 100% | 100% | 0% | 1.943% | 1
5650 | 0% | 4.336% | 0% | 100% | 0% | 0% | 100% | 100% | 0% | 4.336% | 1
5651 | 0% | 4.661% | 0% | 100% | 0% | 0% | 100% | 100% | 0% | 4.661% | 1
5652 | 3.429% | 6.307% | 0% | 100% | 0% | 0% | 100% | 100% | 3.429% | 6.307% | 1
5653 | 8.934% | 5.936% | 0% | 100% | 0% | 0% | 100% | 100% | 8.934% | 5.936% | 1
5654 | 7.172% | 5.805% | 0% | 100% | 0% | 0% | 100% | 100% | 7.172% | 5.805% | 1
5655 | 1.627% | 5.941% | 0% | 100% | 0% | 0% | 100% | 100% | 1.627% | 5.941% | 1
5656 | 0% | 3.959% | 0% | 100% | 0% | 100% | 100% | 100% | 0% | 3.959% | 1
5657 | 0% | 4.095% | 0% | 100% | 0% | 100% | 100% | 100% | 0% | 4.095% | 1
5658 | 0% | 2.986% | 0% | 100% | 0% | 100% | 100% | 100% | 0% | 2.986% | 1
5659 | 0% | 1.161% | 0% | 100% | 0% | 100% | 100% | 100% | 0% | 1.161% | 1
5660 | 0% | 0% | 0% | 100% | 0% | 0% | 100% | 100% | 0% | 0% | 1
5661 | 0% | 0% | 0% | 100% | 0% | 0% | 100% | 100% | 0% | 0% | 1
5662 | 0% | 0% | 0% | 100% | 0% | 0% | 100% | 100% | 0% | 0% | 1
5663 | 0% | 0% | 0% | 100% | 0% | 0% | 100% | 100% | 0% | 0% | 1
5664 | 0% | 0.5741% | 0% | 100% | 0% | 0% | 100% | 100% | 0% | 0.5741% | 1
5665 | 0% | 0% | 0% | 100% | 0% | 0% | 100% | 100% | 0% | 0% | 1
5666 | 0% | 0% | 0% | 100% | 0% | 0% | 100% | 100% | 0% | 0% | 1
5667 | 0% | 0% | 0% | 100% | 0% | 0% | 100% | 100% | 0% | 0% | 1
5668 | 0% | 0% | 0% | 100% | 0% | 0% | 100% | 100% | 0% | 0% | 1
5669 | 0% | 0% | 0% | 100% | 0% | 0% | 100% | 100% | 0% | 0% | 1
5670 | 0% | 0% | 0% | 100% | 0% | 100% | 100% | 100% | 0% | 0% | 1
5671 | 0% | 0.5177% | 0% | 100% | 0% | 100% | 100% | 100% | 0% | 0.5177% | 1
5672 | 0% | 0.9899% | 0% | 100% | 0% | 100% | 100% | 100% | 0% | 0.9899% | 1
5673 | 0% | 2.332% | 0% | 100% | 0% | 0% | 100% | 100% | 0% | 2.332% | 1
5674 | 0% | 4.628% | 0% | 100% | 0% | 0% | 100% | 100% | 0% | 4.628% | 1
5675 | 2.99% | 4.04% | 0% | 100% | 0% | 0% | 100% | 100% | 2.99% | 4.04% | 1
5676 | 8.11% | 5.424% | 0% | 100% | 0% | 0% | 100% | 100% | 8.11% | 5.424% | 1
5677 | 17.91% | 4.98% | 0% | 100% | 0% | 0% | 100% | 100% | 17.91% | 4.98% | 1
5678 | 14.75% | 4.948% | 0% | 100% | 0% | 0% | 100% | 100% | 14.75% | 4.948% | 1
5679 | 12.88% | 4.126% | 0% | 100% | 0% | 0% | 100% | 100% | 12.88% | 4.126% | 1
5680 | 6.249% | 2.068% | 0% | 100% | 0% | 100% | 100% | 100% | 6.249% | 2.068% | 1
5681 | 0% | 3.64% | 0% | 100% | 0% | 100% | 100% | 100% | 0% | 3.64% | 1
5682 | 0% | 2.461% | 0% | 100% | 0% | 100% | 100% | 100% | 0% | 2.461% | 1
5683 | 0% | 2.195% | 0% | 100% | 0% | 100% | 100% | 100% | 0% | 2.195% | 1
5684 | 0% | 1.129% | 0% | 100% | 0% | 0% | 100% | 100% | 0% | 1.129% | 1
5685 | 0% | 1.307% | 0% | 100% | 0% | 0% | 100% | 100% | 0% | 1.307% | 1
5686 | 0% | 1.48% | 0% | 100% | 0% | 0% | 100% | 100% | 0% | 1.48% | 1
5687 | 0% | 1.288% | 0% | 100% | 0% | 0% | 100% | 100% | 0% | 1.288% | 1
5688 | 0% | 1.478% | 0% | 100% | 0% | 0% | 100% | 100% | 0% | 1.478% | 1
5689 | 0% | 0% | 0% | 100% | 0% | 0% | 100% | 100% | 0% | 0% | 1
5690 | 0% | 0% | 0% | 100% | 0% | 0% | 100% | 100% | 0% | 0% | 1
5691 | 0% | 0% | 0% | 100% | 0% | 0% | 100% | 100% | 0% | 0% | 1
5692 | 0% | 0% | 0% | 100% | 0% | 0% | 100% | 100% | 0% | 0% | 1
5693 | 0% | 0% | 0% | 100% | 0% | 0% | 100% | 100% | 0% | 0% | 1
5694 | 0% | 0% | 0% | 100% | 0% | 100% | 100% | 100% | 0% | 0% | 1
5695 | 0% | 0.4669% | 0% | 100% | 0% | 100% | 100% | 100% | 0% | 0.4669% | 1
5696 | 0% | 1.898% | 0% | 100% | 0% | 100% | 100% | 100% | 0% | 1.898% | 1
5697 | 0% | 2.339% | 0% | 100% | 0% | 0% | 100% | 100% | 0% | 2.339% | 1
5698 | 7.828% | 6.881% | 0% | 100% | 0% | 0% | 100% | 100% | 7.828% | 6.881% | 1
5699 | 10.03% | 6.782% | 0% | 100% | 0% | 0% | 100% | 100% | 10.03% | 6.782% | 1
5700 | 11.83% | 6.504% | 0% | 100% | 0% | 0% | 100% | 100% | 11.83% | 6.504% | 1
5701 | 21.62% | 7.193% | 0% | 100% | 0% | 0% | 100% | 100% | 21.62% | 7.193% | 1
5702 | 16.42% | 5.116% | 0% | 100% | 0% | 0% | 100% | 100% | 16.42% | 5.116% | 1
5703 | 11.81% | 5.267% | 0% | 100% | 0% | 0% | 100% | 100% | 11.81% | 5.267% | 1
5704 | 4.248% | 4.074% | 0% | 100% | 0% | 100% | 100% | 100% | 4.248% | 4.074% | 1
5705 | 0% | 5.369% | 0% | 100% | 0% | 100% | 100% | 100% | 0% | 5.369% | 1
5706 | 0% | 4.817% | 0% | 100% | 0% | 100% | 100% | 100% | 0% | 4.817% | 1
5707 | 0% | 3.794% | 0% | 100% | 0% | 100% | 100% | 100% | 0% | 3.794% | 1
5708 | 0% | 2.916% | 0% | 100% | 0% | 0% | 100% | 100% | 0% | 2.916% | 1
5709 | 0% | 3.148% | 0% | 100% | 0% | 0% | 100% | 100% | 0% | 3.148% | 1
5710 | 0% | 2.802% | 0% | 100% | 0% | 0% | 100% | 100% | 0% | 2.802% | 1
5711 | 0% | 1.819% | 0% | 100% | 0% | 0% | 100% | 100% | 0% | 1.819% | 1
5712 | 0% | 1.996% | 0% | 100% | 0% | 0% | 100% | 100% | 0% | 1.996% | 1
5713 | 0% | 0% | 0% | 100% | 0% | 0% | 100% | 100% | 0% | 0% | 1
5714 | 0% | 0.1279% | 0% | 100% | 0% | 0% | 100% | 100% | 0% | 0.1279% | 1
5715 | 0% | 0% | 0% | 100% | 0% | 0% | 100% | 100% | 0% | 0% | 1
5716 | 0% | 0% | 0% | 100% | 0% | 0% | 100% | 100% | 0% | 0% | 1
5717 | 0% | 0% | 0% | 100% | 0% | 0% | 100% | 100% | 0% | 0% | 1
5718 | 0% | 0% | 0% | 100% | 0% | 100% | 100% | 100% | 0% | 0% | 1
5719 | 0% | 0% | 0% | 100% | 0% | 100% | 100% | 100% | 0% | 0% | 1
5720 | 0% | 0% | 0% | 100% | 0% | 100% | 100% | 100% | 0% | 0% | 1
5721 | 0.415% | 0% | 0% | 100% | 0% | 0% | 100% | 100% | 0.415% | 0% | 1
5722 | 12.44% | 2.45% | 0% | 100% | 0% | 0% | 100% | 100% | 12.44% | 2.45% | 1
5723 | 16.3% | 3.739% | 0% | 100% | 0% | 0% | 100% | 100% | 16.3% | 3.739% | 1
5724 | 21% | 4.474% | 0% | 100% | 0% | 0% | 100% | 100% | 21% | 4.474% | 1
5725 | 19.8% | 6.152% | 0% | 100% | 0% | 0% | 100% | 100% | 19.8% | 6.152% | 1
5726 | 15.33% | 6.014% | 0% | 100% | 0% | 0% | 100% | 100% | 15.33% | 6.014% | 1
5727 | 7.526% | 5.636% | 0% | 100% | 0% | 0% | 100% | 100% | 7.526% | 5.636% | 1
5728 | 0% | 4.916% | 0% | 100% | 0% | 100% | 100% | 100% | 0% | 4.916% | 1
5729 | 0% | 5.325% | 0% | 100% | 0% | 100% | 100% | 100% | 0% | 5.325% | 1
5730 | 0% | 4.523% | 0% | 100% | 0% | 100% | 100% | 100% | 0% | 4.523% | 1
5731 | 0% | 2.575% | 0% | 100% | 0% | 100% | 100% | 100% | 0% | 2.575% | 1
5732 | 0% | 1.457% | 0% | 100% | 0% | 0% | 100% | 100% | 0% | 1.457% | 1
5733 | 0% | 2.544% | 0% | 100% | 0% | 0% | 100% | 100% | 0% | 2.544% | 1
5734 | 0% | 3.252% | 0% | 100% | 0% | 0% | 100% | 100% | 0% | 3.252% | 1
5735 | 0% | 3.128% | 0% | 100% | 0% | 0% | 100% | 100% | 0% | 3.128% | 1
5736 | 0% | 1.387% | 0% | 100% | 0% | 0% | 100% | 100% | 0% | 1.387% | 1
5737 | 0% | 1.289% | 0% | 100% | 0% | 0% | 100% | 100% | 0% | 1.289% | 1
5738 | 0% | 0% | 0% | 100% | 0% | 0% | 100% | 100% | 0% | 0% | 1
5739 | 0% | 0% | 0% | 100% | 0% | 0% | 100% | 100% | 0% | 0% | 1
5740 | 0% | 0% | 0% | 100% | 0% | 0% | 100% | 100% | 0% | 0% | 1
5741 | 0% | 0% | 0% | 100% | 0% | 0% | 100% | 100% | 0% | 0% | 1
5742 | 0% | 0% | 0% | 100% | 0% | 100% | 100% | 100% | 0% | 0% | 1
5743 | 0% | 0% | 0% | 100% | 0% | 100% | 100% | 100% | 0% | 0% | 1
5744 | 0% | 0% | 0% | 100% | 0% | 100% | 100% | 100% | 0% | 0% | 1
5745 | 2.036% | 0% | 0% | 100% | 0% | 0% | 100% | 100% | 2.036% | 0% | 1
5746 | 12.26% | 0% | 0% | 100% | 0% | 0% | 100% | 100% | 12.26% | 0% | 1
5747 | 14.37% | 1.665% | 0% | 100% | 0% | 0% | 100% | 100% | 14.37% | 1.665% | 1
5748 | 18.12% | 4.418% | 0% | 100% | 0% | 0% | 100% | 100% | 18.12% | 4.418% | 1
5749 | 20.24% | 7.33% | 0% | 100% | 0% | 0% | 100% | 100% | 20.24% | 7.33% | 1
5750 | 18.61% | 8.746% | 0% | 100% | 0% | 0% | 100% | 100% | 18.61% | 8.746% | 1
5751 | 9.364% | 8.387% | 0% | 100% | 0% | 0% | 100% | 100% | 9.364% | 8.387% | 1
5752 | 0% | 7.052% | 0% | 100% | 0% | 100% | 100% | 100% | 0% | 7.052% | 1
5753 | 0% | 8.278% | 0% | 100% | 0% | 100% | 100% | 100% | 0% | 8.278% | 1
5754 | 0% | 5.968% | 0% | 100% | 0% | 100% | 100% | 100% | 0% | 5.968% | 1
5755 | 0% | 2.649% | 0% | 100% | 0% | 100% | 100% | 100% | 0% | 2.649% | 1
5756 | 0% | 0% | 0% | 100% | 0% | 0% | 100% | 100% | 0% | 0% | 1
5757 | 0% | 1.83% | 0% | 100% | 0% | 0% | 100% | 100% | 0% | 1.83% | 1
5758 | 0% | 0.9912% | 0% | 100% | 0% | 0% | 100% | 100% | 0% | 0.9912% | 1
5759 | 0% | 1.469% | 0% | 100% | 0% | 0% | 100% | 100% | 0% | 1.469% | 1
5760 | 0% | 0.3066% | 0% | 100% | 0% | 0% | 100% | 100% | 0% | 0.3066% | 1
5761 | 0% | 0% | 0% | 100% | 0% | 0% | 100% | 100% | 0% | 0% | 1
5762 | 0% | 0% | 0% | 100% | 0% | 0% | 100% | 100% | 0% | 0% | 1
5763 | 0% | 0% | 0% | 100% | 0% | 0% | 100% | 100% | 0% | 0% | 1
5764 | 0% | 0% | 0% | 100% | 0% | 0% | 100% | 100% | 0% | 0% | 1
5765 | 0% | 0% | 0% | 100% | 0% | 0% | 100% | 100% | 0% | 0% | 1
5766 | 0% | 0% | 0% | 100% | 0% | 100% | 100% | 100% | 0% | 0% | 1
5767 | 0% | 0% | 0% | 100% | 0% | 100% | 100% | 100% | 0% | 0% | 1
5768 | 0% | 0% | 0% | 100% | 0% | 100% | 100% | 100% | 0% | 0% | 1
5769 | 8.253% | 0% | 0% | 100% | 0% | 0% | 100% | 100% | 8.253% | 0% | 1
5770 | 18.84% | 0.05645% | 0% | 100% | 0% | 0% | 100% | 100% | 18.84% | 0.05645% | 1
5771 | 26.76% | 2.47% | 0% | 100% | 0% | 0% | 100% | 100% | 26.76% | 2.47% | 1
5772 | 30.1% | 6.122% | 0% | 100% | 0% | 0% | 100% | 100% | 30.1% | 6.122% | 1
5773 | 31.41% | 9.647% | 0% | 100% | 0% | 0% | 100% | 100% | 31.41% | 9.647% | 1
5774 | 31.15% | 12.2% | 0% | 100% | 0% | 0% | 100% | 100% | 31.15% | 12.2% | 1
5775 | 19.7% | 11.36% | 0% | 100% | 0% | 0% | 100% | 100% | 19.7% | 11.36% | 1
5776 | 5.455% | 8.936% | 0% | 100% | 0% | 100% | 100% | 100% | 5.455% | 8.936% | 1
5777 | 2.533% | 9.803% | 0% | 100% | 0% | 100% | 100% | 100% | 2.533% | 9.803% | 1
5778 | 0% | 5.48% | 0% | 100% | 0% | 100% | 100% | 100% | 0% | 5.48% | 1
5779 | 0% | 3.004% | 0% | 100% | 0% | 100% | 100% | 100% | 0% | 3.004% | 1
5780 | 0% | 0.8682% | 0% | 100% | 0% | 0% | 100% | 100% | 0% | 0.8682% | 1
5781 | 0% | 3.484% | 0% | 100% | 0% | 0% | 100% | 100% | 0% | 3.484% | 1
5782 | 0% | 2.381% | 0% | 100% | 0% | 0% | 100% | 100% | 0% | 2.381% | 1
5783 | 0% | 3.728% | 0% | 100% | 0% | 0% | 100% | 100% | 0% | 3.728% | 1
5784 | 0% | 2.016% | 0% | 100% | 0% | 0% | 100% | 100% | 0% | 2.016% | 1
5785 | 0% | 0% | 0% | 100% | 0% | 0% | 100% | 100% | 0% | 0% | 1
5786 | 0% | 0% | 0% | 100% | 0% | 0% | 100% | 100% | 0% | 0% | 1
5787 | 0% | 0% | 0% | 100% | 0% | 0% | 100% | 100% | 0% | 0% | 1
5788 | 0% | 0% | 0% | 100% | 0% | 0% | 100% | 100% | 0% | 0% | 1
5789 | 0% | 0% | 0% | 100% | 0% | 0% | 100% | 100% | 0% | 0% | 1
5790 | 0% | 0% | 0% | 100% | 0% | 100% | 100% | 100% | 0% | 0% | 1
5791 | 0% | 0% | 0% | 100% | 0% | 100% | 100% | 100% | 0% | 0% | 1
5792 | 0% | 0% | 0% | 100% | 0% | 100% | 100% | 100% | 0% | 0% | 1
5793 | 9.206% | 0% | 0% | 100% | 0% | 0% | 100% | 100% | 9.206% | 0% | 1
5794 | 18.02% | 0.9575% | 0% | 100% | 0% | 0% | 100% | 100% | 18.02% | 0.9575% | 1
5795 | 30.38% | 4.712% | 0% | 100% | 0% | 0% | 100% | 100% | 30.38% | 4.712% | 1
5796 | 34.21% | 8.661% | 0% | 100% | 0% | 0% | 100% | 100% | 34.21% | 8.661% | 1
5797 | 35.74% | 11.32% | 0% | 100% | 0% | 0% | 100% | 100% | 35.74% | 11.32% | 1
5798 | 35.37% | 12.04% | 0% | 100% | 0% | 0% | 100% | 100% | 35.37% | 12.04% | 1
5799 | 25.88% | 10.9% | 0% | 100% | 0% | 0% | 100% | 100% | 25.88% | 10.9% | 1
5800 | 12.18% | 9.634% | 0% | 100% | 0% | 100% | 100% | 100% | 12.18% | 9.634% | 1
5801 | 1.214% | 10.22% | 0% | 100% | 0% | 100% | 100% | 100% | 1.214% | 10.22% | 1
5802 | 0% | 4.647% | 0% | 100% | 0% | 100% | 100% | 100% | 0% | 4.647% | 1
5803 | 0% | 1.196% | 0% | 100% | 0% | 100% | 100% | 100% | 0% | 1.196% | 1
5804 | 0% | 0% | 0% | 100% | 0% | 0% | 100% | 100% | 0% | 0% | 1
5805 | 0% | 0.1208% | 0% | 100% | 0% | 0% | 100% | 100% | 0% | 0.1208% | 1
5806 | 0% | 0% | 0% | 100% | 0% | 0% | 100% | 100% | 0% | 0% | 1
5807 | 0% | 0% | 0% | 100% | 0% | 0% | 100% | 100% | 0% | 0% | 1
5808 | 0% | 0% | 0% | 100% | 0% | 0% | 100% | 100% | 0% | 0% | 1
5809 | 0% | 0% | 0% | 100% | 0% | 0% | 100% | 100% | 0% | 0% | 1
5810 | 0% | 0% | 0% | 100% | 0% | 0% | 100% | 100% | 0% | 0% | 1
5811 | 0% | 0% | 0% | 100% | 0% | 0% | 100% | 100% | 0% | 0% | 1
5812 | 0% | 0% | 0% | 100% | 0% | 0% | 100% | 100% | 0% | 0% | 1
5813 | 0% | 0% | 0% | 100% | 0% | 0% | 100% | 100% | 0% | 0% | 1
5814 | 0% | 0% | 0% | 100% | 0% | 100% | 100% | 100% | 0% | 0% | 1
5815 | 0% | 0% | 0% | 100% | 0% | 100% | 100% | 100% | 0% | 0% | 1
5816 | 0% | 0% | 0% | 100% | 0% | 100% | 100% | 100% | 0% | 0% | 1
5817 | 9.689% | 0% | 0% | 100% | 0% | 0% | 100% | 100% | 9.689% | 0% | 1
5818 | 17.83% | 0% | 0% | 100% | 0% | 0% | 100% | 100% | 17.83% | 0% | 1
5819 | 31.39% | 2.732% | 0% | 100% | 0% | 0% | 100% | 100% | 31.39% | 2.732% | 1
5820 | 36.25% | 5.308% | 0% | 100% | 0% | 0% | 100% | 100% | 36.25% | 5.308% | 1
5821 | 30.17% | 7.764% | 0% | 100% | 0% | 0% | 100% | 100% | 30.17% | 7.764% | 1
5822 | 31.93% | 6.778% | 0% | 100% | 0% | 0% | 100% | 100% | 31.93% | 6.778% | 1
5823 | 25.8% | 5.018% | 0% | 100% | 0% | 0% | 100% | 100% | 25.8% | 5.018% | 1
5824 | 23.84% | 3.6% | 0% | 100% | 0% | 100% | 100% | 100% | 23.84% | 3.6% | 1
5825 | 6.18% | 3.756% | 0% | 100% | 0% | 100% | 100% | 100% | 6.18% | 3.756% | 1
5826 | 0% | 0% | 0% | 100% | 0% | 100% | 100% | 100% | 0% | 0% | 1
5827 | 0% | 0% | 0% | 100% | 0% | 100% | 100% | 100% | 0% | 0% | 1
5828 | 0% | 0% | 0% | 100% | 0% | 0% | 100% | 100% | 0% | 0% | 1
5829 | 0% | 0% | 0% | 100% | 0% | 0% | 100% | 100% | 0% | 0% | 1
5830 | 0% | 0% | 0% | 100% | 0% | 0% | 100% | 100% | 0% | 0% | 1
5831 | 0% | 0% | 0% | 100% | 0% | 0% | 100% | 100% | 0% | 0% | 1
5832 | 0% | 0% | 0% | 100% | 0% | 0% | 100% | 100% | 0% | 0% | 1
5833 | 0% | 0% | 0% | 100% | 0% | 0% | 100% | 100% | 0% | 0% | 1
5834 | 0% | 0% | 0% | 100% | 0% | 0% | 100% | 100% | 0% | 0% | 1
5835 | 0% | 0% | 0% | 100% | 0% | 0% | 100% | 100% | 0% | 0% | 1
5836 | 0% | 0% | 0% | 100% | 0% | 0% | 100% | 100% | 0% | 0% | 1
5837 | 0% | 0% | 0% | 100% | 0% | 0% | 100% | 100% | 0% | 0% | 1
5838 | 0% | 0% | 0% | 100% | 0% | 100% | 100% | 100% | 0% | 0% | 1
5839 | 0% | 0% | 0% | 100% | 0% | 100% | 100% | 100% | 0% | 0% | 1
5840 | 0% | 0% | 0% | 100% | 0% | 100% | 100% | 100% | 0% | 0% | 1
5841 | 7.56% | 0% | 0% | 100% | 0% | 0% | 100% | 100% | 7.56% | 0% | 1
5842 | 18.26% | 0% | 0% | 100% | 0% | 0% | 100% | 100% | 18.26% | 0% | 1
5843 | 25.02% | 0% | 0% | 100% | 0% | 0% | 100% | 100% | 25.02% | 0% | 1
5844 | 29.25% | 0.4638% | 0% | 100% | 0% | 0% | 100% | 100% | 29.25% | 0.4638% | 1
5845 | 23.44% | 3.331% | 0% | 100% | 0% | 0% | 100% | 100% | 23.44% | 3.331% | 1
5846 | 24.47% | 3.228% | 0% | 100% | 0% | 0% | 100% | 100% | 24.47% | 3.228% | 1
5847 | 17.72% | 1.763% | 0% | 100% | 0% | 0% | 100% | 100% | 17.72% | 1.763% | 1
5848 | 15.98% | 0.142% | 0% | 100% | 0% | 100% | 100% | 100% | 15.98% | 0.142% | 1
5849 | 2.176% | 0.3369% | 0% | 100% | 0% | 100% | 100% | 100% | 2.176% | 0.3369% | 1
5850 | 0% | 0% | 0% | 100% | 0% | 100% | 100% | 100% | 0% | 0% | 1
5851 | 0% | 0% | 0% | 100% | 0% | 100% | 100% | 100% | 0% | 0% | 1
5852 | 0% | 0% | 0% | 100% | 0% | 0% | 100% | 100% | 0% | 0% | 1
5853 | 0% | 0% | 0% | 100% | 0% | 0% | 100% | 100% | 0% | 0% | 1
5854 | 0% | 0% | 0% | 100% | 0% | 0% | 100% | 100% | 0% | 0% | 1
5855 | 0% | 0% | 0% | 100% | 0% | 0% | 100% | 100% | 0% | 0% | 1
5856 | 0% | 0% | 0% | 100% | 0% | 0% | 100% | 100% | 0% | 0% | 1
5857 | 0% | 0% | 0% | 100% | 0% | 0% | 100% | 100% | 0% | 0% | 1
5858 | 0% | 0% | 0% | 100% | 0% | 0% | 100% | 100% | 0% | 0% | 1
5859 | 0% | 0% | 0% | 100% | 0% | 0% | 100% | 100% | 0% | 0% | 1
5860 | 0% | 0% | 0% | 100% | 0% | 0% | 100% | 100% | 0% | 0% | 1
5861 | 0% | 0% | 0% | 100% | 0% | 0% | 100% | 100% | 0% | 0% | 1
5862 | 0% | 0% | 0% | 100% | 0% | 100% | 100% | 100% | 0% | 0% | 1
5863 | 0% | 0% | 0% | 100% | 0% | 100% | 100% | 100% | 0% | 0% | 1
5864 | 0% | 0% | 0% | 100% | 0% | 100% | 100% | 100% | 0% | 0% | 1
5865 | 3.856% | 0% | 0% | 100% | 0% | 0% | 100% | 100% | 3.856% | 0% | 1
5866 | 10.98% | 0% | 0% | 100% | 0% | 0% | 100% | 100% | 10.98% | 0% | 1
5867 | 17.37% | 0% | 0% | 100% | 0% | 0% | 100% | 100% | 17.37% | 0% | 1
5868 | 16.84% | 0% | 0% | 100% | 0% | 0% | 100% | 100% | 16.84% | 0% | 1
5869 | 15.6% | 0% | 0% | 100% | 0% | 0% | 100% | 100% | 15.6% | 0% | 1
5870 | 18.67% | 0.3452% | 0% | 100% | 0% | 0% | 100% | 100% | 18.67% | 0.3452% | 1
5871 | 13.9% | 0% | 0% | 100% | 0% | 0% | 100% | 100% | 13.9% | 0% | 1
5872 | 15.93% | 0% | 0% | 100% | 0% | 100% | 100% | 100% | 15.93% | 0% | 1
5873 | 0.226% | 0% | 0% | 100% | 0% | 100% | 100% | 100% | 0.226% | 0% | 1
5874 | 0% | 0% | 0% | 100% | 0% | 100% | 100% | 100% | 0% | 0% | 1
5875 | 0% | 0% | 0% | 100% | 0% | 100% | 100% | 100% | 0% | 0% | 1
5876 | 0% | 0% | 0% | 100% | 0% | 0% | 100% | 100% | 0% | 0% | 1
5877 | 0% | 0% | 0% | 100% | 0% | 0% | 100% | 100% | 0% | 0% | 1
5878 | 0% | 0% | 0% | 100% | 0% | 0% | 100% | 100% | 0% | 0% | 1
5879 | 0% | 0% | 0% | 100% | 0% | 0% | 100% | 100% | 0% | 0% | 1
5880 | 0% | 0% | 0% | 100% | 0% | 0% | 100% | 100% | 0% | 0% | 1
5881 | 0% | 0% | 0% | 100% | 0% | 0% | 100% | 100% | 0% | 0% | 1
5882 | 0% | 0% | 0% | 100% | 0% | 0% | 100% | 100% | 0% | 0% | 1
5883 | 0% | 0% | 0% | 100% | 0% | 0% | 100% | 100% | 0% | 0% | 1
5884 | 0% | 0% | 0% | 100% | 0% | 0% | 100% | 100% | 0% | 0% | 1
5885 | 0% | 0% | 0% | 100% | 0% | 0% | 100% | 100% | 0% | 0% | 1
5886 | 0% | 0% | 0% | 100% | 0% | 100% | 100% | 100% | 0% | 0% | 1
5887 | 0% | 0% | 0% | 100% | 0% | 100% | 100% | 100% | 0% | 0% | 1
5888 | 0% | 0% | 0% | 100% | 0% | 100% | 100% | 100% | 0% | 0% | 1
5889 | 7.79% | 0% | 0% | 100% | 0% | 0% | 100% | 100% | 7.79% | 0% | 1
5890 | 14.66% | 0% | 0% | 100% | 0% | 0% | 100% | 100% | 14.66% | 0% | 1
5891 | 20.86% | 0% | 0% | 100% | 0% | 0% | 100% | 100% | 20.86% | 0% | 1
5892 | 17.3% | 0.09689% | 0% | 100% | 0% | 0% | 100% | 100% | 17.3% | 0.09689% | 1
5893 | 19.58% | 0.3639% | 0% | 100% | 0% | 0% | 100% | 100% | 19.58% | 0.3639% | 1
5894 | 18.38% | 1.863% | 0% | 100% | 0% | 0% | 100% | 100% | 18.38% | 1.863% | 1
5895 | 10.59% | 3.123% | 0% | 100% | 0% | 0% | 100% | 100% | 10.59% | 3.123% | 1
5896 | 8.399% | 1.46% | 0% | 100% | 0% | 100% | 100% | 100% | 8.399% | 1.46% | 1
5897 | 0% | 1.537% | 0% | 100% | 0% | 100% | 100% | 100% | 0% | 1.537% | 1
5898 | 0% | 0.3111% | 0% | 100% | 0% | 100% | 100% | 100% | 0% | 0.3111% | 1
5899 | 0% | 0% | 0% | 100% | 0% | 100% | 100% | 100% | 0% | 0% | 1
5900 | 0% | 0% | 0% | 100% | 0% | 0% | 100% | 100% | 0% | 0% | 1
5901 | 0% | 0% | 0% | 100% | 0% | 0% | 100% | 100% | 0% | 0% | 1
5902 | 0% | 0% | 0% | 100% | 0% | 0% | 100% | 100% | 0% | 0% | 1
5903 | 0% | 0% | 0% | 100% | 0% | 0% | 100% | 100% | 0% | 0% | 1
5904 | 0% | 0% | 0% | 100% | 0% | 0% | 100% | 100% | 0% | 0% | 1
5905 | 0% | 0% | 0% | 100% | 0% | 0% | 100% | 100% | 0% | 0% | 1
5906 | 0% | 0% | 0% | 100% | 0% | 0% | 100% | 100% | 0% | 0% | 1
5907 | 0% | 0% | 0% | 100% | 0% | 0% | 100% | 100% | 0% | 0% | 1
5908 | 0% | 0% | 0% | 100% | 0% | 0% | 100% | 100% | 0% | 0% | 1
5909 | 0% | 0% | 0% | 100% | 0% | 0% | 100% | 100% | 0% | 0% | 1
5910 | 0% | 0% | 0% | 100% | 0% | 100% | 100% | 100% | 0% | 0% | 1
5911 | 0% | 0% | 0% | 100% | 0% | 100% | 100% | 100% | 0% | 0% | 1
5912 | 0% | 0% | 0% | 100% | 0% | 100% | 100% | 100% | 0% | 0% | 1
5913 | 6.9% | 0% | 0% | 100% | 0% | 0% | 100% | 100% | 6.9% | 0% | 1
5914 | 14.59% | 0.256% | 0% | 100% | 0% | 0% | 100% | 100% | 14.59% | 0.256% | 1
5915 | 23.55% | 3.356% | 0% | 100% | 0% | 0% | 100% | 100% | 23.55% | 3.356% | 1
5916 | 13.97% | 4.89% | 0% | 100% | 0% | 0% | 100% | 100% | 13.97% | 4.89% | 1
5917 | 22.63% | 3.231% | 0% | 100% | 0% | 0% | 100% | 100% | 22.63% | 3.231% | 1
5918 | 17.68% | 4.641% | 0% | 100% | 0% | 0% | 100% | 100% | 17.68% | 4.641% | 1
5919 | 13.58% | 5.13% | 0% | 100% | 0% | 0% | 100% | 100% | 13.58% | 5.13% | 1
5920 | 9.422% | 4.899% | 0% | 100% | 0% | 100% | 100% | 100% | 9.422% | 4.899% | 1
5921 | 0% | 4.285% | 0% | 100% | 0% | 100% | 100% | 100% | 0% | 4.285% | 1
5922 | 0% | 2.083% | 0% | 100% | 0% | 100% | 100% | 100% | 0% | 2.083% | 1
5923 | 0% | 0% | 0% | 100% | 0% | 100% | 100% | 100% | 0% | 0% | 1
5924 | 0% | 0% | 0% | 100% | 0% | 0% | 100% | 100% | 0% | 0% | 1
5925 | 0% | 0% | 0% | 100% | 0% | 0% | 100% | 100% | 0% | 0% | 1
5926 | 0% | 0% | 0% | 100% | 0% | 0% | 100% | 100% | 0% | 0% | 1
5927 | 0% | 0% | 0% | 100% | 0% | 0% | 100% | 100% | 0% | 0% | 1
5928 | 0% | 0% | 0% | 100% | 0% | 0% | 100% | 100% | 0% | 0% | 1
5929 | 0% | 0% | 0% | 100% | 0% | 0% | 100% | 100% | 0% | 0% | 1
5930 | 0% | 0% | 0% | 100% | 0% | 0% | 100% | 100% | 0% | 0% | 1
5931 | 0% | 0% | 0% | 100% | 0% | 0% | 100% | 100% | 0% | 0% | 1
5932 | 0% | 0% | 0% | 100% | 0% | 0% | 100% | 100% | 0% | 0% | 1
5933 | 0% | 0% | 0% | 100% | 0% | 0% | 100% | 100% | 0% | 0% | 1
5934 | 0% | 0% | 0% | 100% | 0% | 100% | 100% | 100% | 0% | 0% | 1
5935 | 0% | 0% | 0% | 100% | 0% | 100% | 100% | 100% | 0% | 0% | 1
5936 | 0% | 0% | 0% | 100% | 0% | 100% | 100% | 100% | 0% | 0% | 1
5937 | 10.96% | 0% | 0% | 100% | 0% | 0% | 100% | 100% | 10.96% | 0% | 1
5938 | 23.73% | 0% | 0% | 100% | 0% | 0% | 100% | 100% | 23.73% | 0% | 1
5939 | 36.23% | 1.336% | 0% | 100% | 0% | 0% | 100% | 100% | 36.23% | 1.336% | 1
5940 | 27.66% | 4.863% | 0% | 100% | 0% | 0% | 100% | 100% | 27.66% | 4.863% | 1
5941 | 36.75% | 5.134% | 0% | 100% | 0% | 0% | 100% | 100% | 36.75% | 5.134% | 1
5942 | 23.32% | 5.801% | 0% | 100% | 0% | 0% | 100% | 100% | 23.32% | 5.801% | 1
5943 | 19.55% | 6.637% | 0% | 100% | 0% | 0% | 100% | 100% | 19.55% | 6.637% | 1
5944 | 9.687% | 7.168% | 0% | 100% | 0% | 100% | 100% | 100% | 9.687% | 7.168% | 1
5945 | 0% | 6.193% | 0% | 100% | 0% | 100% | 100% | 100% | 0% | 6.193% | 1
5946 | 0% | 4.36% | 0% | 100% | 0% | 100% | 100% | 100% | 0% | 4.36% | 1
5947 | 0% | 0.6827% | 0% | 100% | 0% | 100% | 100% | 100% | 0% | 0.6827% | 1
5948 | 0% | 0% | 0% | 100% | 0% | 0% | 100% | 100% | 0% | 0% | 1
5949 | 0% | 0% | 0% | 100% | 0% | 0% | 100% | 100% | 0% | 0% | 1
5950 | 0% | 0% | 0% | 100% | 0% | 0% | 100% | 100% | 0% | 0% | 1
5951 | 0% | 0% | 0% | 100% | 0% | 0% | 100% | 100% | 0% | 0% | 1
5952 | 0% | 0% | 0% | 100% | 0% | 0% | 100% | 100% | 0% | 0% | 1
5953 | 0% | 0% | 0% | 100% | 0% | 0% | 100% | 100% | 0% | 0% | 1
5954 | 0% | 0% | 0% | 100% | 0% | 0% | 100% | 100% | 0% | 0% | 1
5955 | 0% | 0% | 0% | 100% | 0% | 0% | 100% | 100% | 0% | 0% | 1
5956 | 0% | 0% | 0% | 100% | 0% | 0% | 100% | 100% | 0% | 0% | 1
5957 | 0% | 0% | 0% | 100% | 0% | 0% | 100% | 100% | 0% | 0% | 1
5958 | 0% | 0% | 0% | 100% | 0% | 100% | 100% | 100% | 0% | 0% | 1
5959 | 0% | 0% | 0% | 100% | 0% | 100% | 100% | 100% | 0% | 0% | 1
5960 | 0% | 0% | 0% | 100% | 0% | 100% | 100% | 100% | 0% | 0% | 1
5961 | 5.016% | 0% | 0% | 100% | 0% | 0% | 100% | 100% | 5.016% | 0% | 1
5962 | 22.87% | 0% | 0% | 100% | 0% | 0% | 100% | 100% | 22.87% | 0% | 1
5963 | 32.11% | 0.5588% | 0% | 100% | 0% | 0% | 100% | 100% | 32.11% | 0.5588% | 1
5964 | 27.47% | 2.732% | 0% | 100% | 0% | 0% | 100% | 100% | 27.47% | 2.732% | 1
5965 | 30.75% | 4.81% | 0% | 100% | 0% | 0% | 100% | 100% | 30.75% | 4.81% | 1
5966 | 27.51% | 6.312% | 0% | 100% | 0% | 0% | 100% | 100% | 27.51% | 6.312% | 1
5967 | 24.65% | 6.058% | 0% | 100% | 0% | 0% | 100% | 100% | 24.65% | 6.058% | 1
5968 | 16.79% | 6.198% | 0% | 100% | 0% | 100% | 100% | 100% | 16.79% | 6.198% | 1
5969 | 3.434% | 5.376% | 0% | 100% | 0% | 100% | 100% | 100% | 3.434% | 5.376% | 1
5970 | 0% | 3.462% | 0% | 100% | 0% | 100% | 100% | 100% | 0% | 3.462% | 1
5971 | 0% | 1.436% | 0% | 100% | 0% | 100% | 100% | 100% | 0% | 1.436% | 1
5972 | 0% | 0% | 0% | 100% | 0% | 0% | 100% | 100% | 0% | 0% | 1
5973 | 0% | 0% | 0% | 100% | 0% | 0% | 100% | 100% | 0% | 0% | 1
5974 | 0% | 0% | 0% | 100% | 0% | 0% | 100% | 100% | 0% | 0% | 1
5975 | 0% | 0% | 0% | 100% | 0% | 0% | 100% | 100% | 0% | 0% | 1
5976 | 0% | 0% | 0% | 100% | 0% | 0% | 100% | 100% | 0% | 0% | 1
5977 | 0% | 0% | 0% | 100% | 0% | 0% | 100% | 100% | 0% | 0% | 1
5978 | 0% | 0% | 0% | 100% | 0% | 0% | 100% | 100% | 0% | 0% | 1
5979 | 0% | 0% | 0% | 100% | 0% | 0% | 100% | 100% | 0% | 0% | 1
5980 | 0% | 0% | 0% | 100% | 0% | 0% | 100% | 100% | 0% | 0% | 1
5981 | 0% | 0% | 0% | 100% | 0% | 0% | 100% | 100% | 0% | 0% | 1
5982 | 0% | 0% | 0% | 100% | 0% | 100% | 100% | 100% | 0% | 0% | 1
5983 | 0% | 0% | 0% | 100% | 0% | 100% | 100% | 100% | 0% | 0% | 1
5984 | 0% | 0% | 0% | 100% | 0% | 100% | 100% | 100% | 0% | 0% | 1
5985 | 6.912% | 0% | 0% | 100% | 0% | 0% | 100% | 100% | 6.912% | 0% | 1
5986 | 24.54% | 0% | 0% | 100% | 0% | 0% | 100% | 100% | 24.54% | 0% | 1
5987 | 28.39% | 0.07455% | 0% | 100% | 0% | 0% | 100% | 100% | 28.39% | 0.07455% | 1
5988 | 33.81% | 1.832% | 0% | 100% | 0% | 0% | 100% | 100% | 33.81% | 1.832% | 1
5989 | 27.4% | 4.358% | 0% | 100% | 0% | 0% | 100% | 100% | 27.4% | 4.358% | 1
5990 | 21.08% | 5.278% | 0% | 100% | 0% | 0% | 100% | 100% | 21.08% | 5.278% | 1
5991 | 21.19% | 4.892% | 0% | 100% | 0% | 0% | 100% | 100% | 21.19% | 4.892% | 1
5992 | 15.35% | 5.229% | 0% | 100% | 0% | 100% | 100% | 100% | 15.35% | 5.229% | 1
5993 | 2.015% | 4.504% | 0% | 100% | 0% | 100% | 100% | 100% | 2.015% | 4.504% | 1
5994 | 0% | 3.291% | 0% | 100% | 0% | 100% | 100% | 100% | 0% | 3.291% | 1
5995 | 0% | 1.152% | 0% | 100% | 0% | 100% | 100% | 100% | 0% | 1.152% | 1
5996 | 0% | 0% | 0% | 100% | 0% | 0% | 100% | 100% | 0% | 0% | 1
5997 | 0% | 0% | 0% | 100% | 0% | 0% | 100% | 100% | 0% | 0% | 1
5998 | 0% | 0% | 0% | 100% | 0% | 0% | 100% | 100% | 0% | 0% | 1
5999 | 0% | 0% | 0% | 100% | 0% | 0% | 100% | 100% | 0% | 0% | 1
6000 | 0% | 0% | 0% | 100% | 0% | 0% | 100% | 100% | 0% | 0% | 1
6001 | 0% | 0% | 0% | 100% | 0% | 0% | 100% | 100% | 0% | 0% | 1
6002 | 0% | 0% | 0% | 100% | 0% | 0% | 100% | 100% | 0% | 0% | 1
6003 | 0% | 0% | 0% | 100% | 0% | 0% | 100% | 100% | 0% | 0% | 1
6004 | 0% | 0% | 0% | 100% | 0% | 0% | 100% | 100% | 0% | 0% | 1
6005 | 0% | 0% | 0% | 100% | 0% | 0% | 100% | 100% | 0% | 0% | 1
6006 | 0% | 0% | 0% | 100% | 0% | 100% | 100% | 100% | 0% | 0% | 1
6007 | 0% | 0% | 0% | 100% | 0% | 100% | 100% | 100% | 0% | 0% | 1
6008 | 0% | 0% | 0% | 100% | 0% | 100% | 100% | 100% | 0% | 0% | 1
6009 | 3.355% | 0% | 0% | 100% | 0% | 0% | 100% | 100% | 3.355% | 0% | 1
6010 | 19.41% | 0.1427% | 0% | 100% | 0% | 0% | 100% | 100% | 19.41% | 0.1427% | 1
6011 | 20.09% | 1.468% | 0% | 100% | 0% | 0% | 100% | 100% | 20.09% | 1.468% | 1
6012 | 27.73% | 2.336% | 0% | 100% | 0% | 0% | 100% | 100% | 27.73% | 2.336% | 1
6013 | 22.68% | 4.611% | 0% | 100% | 0% | 0% | 100% | 100% | 22.68% | 4.611% | 1
6014 | 19.25% | 5.356% | 0% | 100% | 0% | 0% | 100% | 100% | 19.25% | 5.356% | 1
6015 | 18.28% | 5.258% | 0% | 100% | 0% | 0% | 100% | 100% | 18.28% | 5.258% | 1
6016 | 11.3% | 4.786% | 0% | 100% | 0% | 100% | 100% | 100% | 11.3% | 4.786% | 1
6017 | 1.137% | 4.178% | 0% | 100% | 0% | 100% | 100% | 100% | 1.137% | 4.178% | 1
6018 | 0% | 3.603% | 0% | 100% | 0% | 100% | 100% | 100% | 0% | 3.603% | 1
6019 | 0% | 1.456% | 0% | 100% | 0% | 100% | 100% | 100% | 0% | 1.456% | 1
6020 | 0% | 0% | 0% | 100% | 0% | 0% | 100% | 100% | 0% | 0% | 1
6021 | 0% | 0% | 0% | 100% | 0% | 0% | 100% | 100% | 0% | 0% | 1
6022 | 0% | 0% | 0% | 100% | 0% | 0% | 100% | 100% | 0% | 0% | 1
6023 | 0% | 0% | 0% | 100% | 0% | 0% | 100% | 100% | 0% | 0% | 1
6024 | 0% | 0% | 0% | 100% | 0% | 0% | 100% | 100% | 0% | 0% | 1
6025 | 0% | 0% | 0% | 100% | 0% | 0% | 100% | 100% | 0% | 0% | 1
6026 | 0% | 0% | 0% | 100% | 0% | 0% | 100% | 100% | 0% | 0% | 1
6027 | 0% | 0% | 0% | 100% | 0% | 0% | 100% | 100% | 0% | 0% | 1
6028 | 0% | 0% | 0% | 100% | 0% | 0% | 100% | 100% | 0% | 0% | 1
6029 | 0% | 0% | 0% | 100% | 0% | 0% | 100% | 100% | 0% | 0% | 1
6030 | 0% | 0% | 0% | 100% | 0% | 100% | 100% | 100% | 0% | 0% | 1
6031 | 0% | 0% | 0% | 100% | 0% | 100% | 100% | 100% | 0% | 0% | 1
6032 | 0% | 0% | 0% | 100% | 0% | 100% | 100% | 100% | 0% | 0% | 1
6033 | 9.702% | 0% | 0% | 100% | 0% | 0% | 100% | 100% | 9.702% | 0% | 1
6034 | 23.69% | 0% | 0% | 100% | 0% | 0% | 100% | 100% | 23.69% | 0% | 1
6035 | 26.02% | 0.6915% | 0% | 100% | 0% | 0% | 100% | 100% | 26.02% | 0.6915% | 1
6036 | 31.39% | 2.662% | 0% | 100% | 0% | 0% | 100% | 100% | 31.39% | 2.662% | 1
6037 | 22.81% | 4.261% | 0% | 100% | 0% | 0% | 100% | 100% | 22.81% | 4.261% | 1
6038 | 21.73% | 2.878% | 0% | 100% | 0% | 0% | 100% | 100% | 21.73% | 2.878% | 1
6039 | 19.84% | 2.614% | 0% | 100% | 0% | 0% | 100% | 100% | 19.84% | 2.614% | 1
6040 | 11.03% | 1.337% | 0% | 100% | 0% | 100% | 100% | 100% | 11.03% | 1.337% | 1
6041 | 0% | 3.196% | 0% | 100% | 0% | 100% | 100% | 100% | 0% | 3.196% | 1
6042 | 0% | 2.533% | 0% | 100% | 0% | 100% | 100% | 100% | 0% | 2.533% | 1
6043 | 0% | 1.465% | 0% | 100% | 0% | 100% | 100% | 100% | 0% | 1.465% | 1
6044 | 0% | 0% | 0% | 100% | 0% | 0% | 100% | 100% | 0% | 0% | 1
6045 | 0% | 0% | 0% | 100% | 0% | 0% | 100% | 100% | 0% | 0% | 1
6046 | 0% | 0% | 0% | 100% | 0% | 0% | 100% | 100% | 0% | 0% | 1
6047 | 0% | 0% | 0% | 100% | 0% | 0% | 100% | 100% | 0% | 0% | 1
6048 | 0% | 0% | 0% | 100% | 0% | 0% | 100% | 100% | 0% | 0% | 1
6049 | 0% | 0% | 0% | 100% | 0% | 0% | 100% | 100% | 0% | 0% | 1
6050 | 0% | 0% | 0% | 100% | 0% | 0% | 100% | 100% | 0% | 0% | 1
6051 | 0% | 0% | 0% | 100% | 0% | 0% | 100% | 100% | 0% | 0% | 1
6052 | 0% | 0% | 0% | 100% | 0% | 0% | 100% | 100% | 0% | 0% | 1
6053 | 0% | 0% | 0% | 100% | 0% | 0% | 100% | 100% | 0% | 0% | 1
6054 | 0% | 0% | 0% | 100% | 0% | 100% | 100% | 100% | 0% | 0% | 1
6055 | 0% | 0% | 0% | 100% | 0% | 100% | 100% | 100% | 0% | 0% | 1
6056 | 0% | 0% | 0% | 100% | 0% | 100% | 100% | 100% | 0% | 0% | 1
6057 | 8.291% | 0% | 0% | 100% | 0% | 0% | 100% | 100% | 8.291% | 0% | 1
6058 | 22.73% | 0% | 0% | 100% | 0% | 0% | 100% | 100% | 22.73% | 0% | 1
6059 | 24.63% | 2.495% | 0% | 100% | 0% | 0% | 100% | 100% | 24.63% | 2.495% | 1
6060 | 29.47% | 5.39% | 0% | 100% | 0% | 0% | 100% | 100% | 29.47% | 5.39% | 1
6061 | 18.28% | 6.2% | 0% | 100% | 0% | 0% | 100% | 100% | 18.28% | 6.2% | 1
6062 | 15.72% | 5.604% | 0% | 100% | 0% | 0% | 100% | 100% | 15.72% | 5.604% | 1
6063 | 12.24% | 4.774% | 0% | 100% | 0% | 0% | 100% | 100% | 12.24% | 4.774% | 1
6064 | 3.453% | 3.035% | 0% | 100% | 0% | 100% | 100% | 100% | 3.453% | 3.035% | 1
6065 | 0% | 3.779% | 0% | 100% | 0% | 100% | 100% | 100% | 0% | 3.779% | 1
6066 | 0% | 3.15% | 0% | 100% | 0% | 100% | 100% | 100% | 0% | 3.15% | 1
6067 | 0% | 2.582% | 0% | 100% | 0% | 100% | 100% | 100% | 0% | 2.582% | 1
6068 | 0% | 0.5754% | 0% | 100% | 0% | 0% | 100% | 100% | 0% | 0.5754% | 1
6069 | 0% | 0% | 0% | 100% | 0% | 0% | 100% | 100% | 0% | 0% | 1
6070 | 0% | 0% | 0% | 100% | 0% | 0% | 100% | 100% | 0% | 0% | 1
6071 | 0% | 0% | 0% | 100% | 0% | 0% | 100% | 100% | 0% | 0% | 1
6072 | 0% | 0% | 0% | 100% | 0% | 0% | 100% | 100% | 0% | 0% | 1
6073 | 0% | 0% | 0% | 100% | 0% | 0% | 100% | 100% | 0% | 0% | 1
6074 | 0% | 0% | 0% | 100% | 0% | 0% | 100% | 100% | 0% | 0% | 1
6075 | 0% | 0% | 0% | 100% | 0% | 0% | 100% | 100% | 0% | 0% | 1
6076 | 0% | 0% | 0% | 100% | 0% | 0% | 100% | 100% | 0% | 0% | 1
6077 | 0% | 0% | 0% | 100% | 0% | 0% | 100% | 100% | 0% | 0% | 1
6078 | 0% | 0% | 0% | 100% | 0% | 100% | 100% | 100% | 0% | 0% | 1
6079 | 0% | 0% | 0% | 100% | 0% | 100% | 100% | 100% | 0% | 0% | 1
6080 | 0% | 0% | 0% | 100% | 0% | 100% | 100% | 100% | 0% | 0% | 1
6081 | 7.359% | 0% | 0% | 100% | 0% | 0% | 100% | 100% | 7.359% | 0% | 1
6082 | 25.77% | 0% | 0% | 100% | 0% | 0% | 100% | 100% | 25.77% | 0% | 1
6083 | 25.22% | 0% | 0% | 100% | 0% | 0% | 100% | 100% | 25.22% | 0% | 1
6084 | 22.14% | 0.05593% | 0% | 100% | 0% | 0% | 100% | 100% | 22.14% | 0.05593% | 1
6085 | 13.25% | 0% | 0% | 100% | 0% | 0% | 100% | 100% | 13.25% | 0% | 1
6086 | 8.975% | 0% | 0% | 100% | 0% | 0% | 100% | 100% | 8.975% | 0% | 1
6087 | 8.655% | 0% | 0% | 100% | 0% | 0% | 100% | 100% | 8.655% | 0% | 1
6088 | 0.9398% | 0% | 0% | 100% | 0% | 100% | 100% | 100% | 0.9398% | 0% | 1
6089 | 0% | 0% | 0% | 100% | 0% | 100% | 100% | 100% | 0% | 0% | 1
6090 | 0% | 0% | 0% | 100% | 0% | 100% | 100% | 100% | 0% | 0% | 1
6091 | 0% | 0% | 0% | 100% | 0% | 100% | 100% | 100% | 0% | 0% | 1
6092 | 0% | 0% | 0% | 100% | 0% | 0% | 100% | 100% | 0% | 0% | 1
6093 | 0% | 0% | 0% | 100% | 0% | 0% | 100% | 100% | 0% | 0% | 1
6094 | 0% | 0% | 0% | 100% | 0% | 0% | 100% | 100% | 0% | 0% | 1
6095 | 0% | 0% | 0% | 100% | 0% | 0% | 100% | 100% | 0% | 0% | 1
6096 | 0% | 0% | 0% | 100% | 0% | 0% | 100% | 100% | 0% | 0% | 1
6097 | 0% | 0% | 0% | 100% | 0% | 0% | 100% | 100% | 0% | 0% | 1
6098 | 0% | 0% | 0% | 100% | 0% | 0% | 100% | 100% | 0% | 0% | 1
6099 | 0% | 0% | 0.1809% | 100% | 0% | 0% | 100% | 100% | 0% | 0% | 1
6100 | 0% | 0% | 0% | 100% | 0% | 0% | 100% | 100% | 0% | 0% | 1
6101 | 0% | 0% | 0% | 100% | 0% | 0% | 100% | 100% | 0% | 0% | 1
6102 | 0% | 0% | 0.04946% | 100% | 0% | 100% | 100% | 100% | 0% | 0% | 1
6103 | 0% | 0% | 0.1805% | 100% | 0% | 100% | 100% | 100% | 0% | 0% | 1
6104 | 0% | 0% | 0% | 100% | 0% | 100% | 100% | 100% | 0% | 0% | 1
6105 | 0% | 0% | 0% | 100% | 0% | 0% | 100% | 100% | 0% | 0% | 1
6106 | 9.16% | 0% | 0% | 100% | 0% | 0% | 100% | 100% | 9.16% | 0% | 1
6107 | 16.92% | 0% | 0% | 100% | 0% | 0% | 100% | 100% | 16.92% | 0% | 1
6108 | 15.57% | 0% | 0% | 100% | 0% | 0% | 100% | 100% | 15.57% | 0% | 1
6109 | 12.45% | 0% | 0% | 100% | 0% | 0% | 100% | 100% | 12.45% | 0% | 1
6110 | 6.426% | 0% | 0% | 100% | 0% | 0% | 100% | 100% | 6.426% | 0% | 1
6111 | 4.299% | 0% | 0% | 100% | 0% | 0% | 100% | 100% | 4.299% | 0% | 1
6112 | 0% | 0% | 0% | 100% | 0% | 100% | 100% | 100% | 0% | 0% | 1
6113 | 0% | 0% | 0% | 100% | 0% | 100% | 100% | 100% | 0% | 0% | 1
6114 | 0% | 0% | 0% | 100% | 0% | 100% | 100% | 100% | 0% | 0% | 1
6115 | 0% | 0% | 0% | 100% | 0% | 100% | 100% | 100% | 0% | 0% | 1
6116 | 0% | 0% | 0% | 100% | 0% | 0% | 100% | 100% | 0% | 0% | 1
6117 | 0% | 0% | 0% | 100% | 0% | 0% | 100% | 100% | 0% | 0% | 1
6118 | 0% | 0% | 0% | 100% | 0% | 0% | 100% | 100% | 0% | 0% | 1
6119 | 0% | 0% | 0% | 100% | 0% | 0% | 100% | 100% | 0% | 0% | 1
6120 | 0% | 0% | 0% | 100% | 0% | 0% | 100% | 100% | 0% | 0% | 1
6121 | 0% | 0% | 0% | 100% | 0% | 0% | 100% | 100% | 0% | 0% | 1
6122 | 0% | 0% | 0% | 100% | 0% | 0% | 100% | 100% | 0% | 0% | 1
6123 | 0% | 0% | 0% | 100% | 0% | 0% | 100% | 100% | 0% | 0% | 1
6124 | 0% | 0% | 0% | 100% | 0% | 0% | 100% | 100% | 0% | 0% | 1
6125 | 0% | 0% | 0% | 100% | 0% | 0% | 100% | 100% | 0% | 0% | 1
6126 | 0% | 0% | 0% | 100% | 0% | 100% | 100% | 100% | 0% | 0% | 1
6127 | 0% | 0% | 0% | 100% | 0% | 100% | 100% | 100% | 0% | 0% | 1
6128 | 0% | 0% | 0% | 100% | 0% | 100% | 100% | 100% | 0% | 0% | 1
6129 | 0% | 0% | 0% | 100% | 0% | 0% | 100% | 100% | 0% | 0% | 1
6130 | 6.798% | 0% | 0% | 100% | 0% | 0% | 100% | 100% | 6.798% | 0% | 1
6131 | 15.8% | 0% | 0% | 100% | 0% | 0% | 100% | 100% | 15.8% | 0% | 1
6132 | 14.97% | 0% | 0% | 100% | 0% | 0% | 100% | 100% | 14.97% | 0% | 1
6133 | 8.754% | 0% | 0% | 100% | 0% | 0% | 100% | 100% | 8.754% | 0% | 1
6134 | 6.03% | 0% | 0% | 100% | 0% | 0% | 100% | 100% | 6.03% | 0% | 1
6135 | 3.497% | 0% | 0% | 100% | 0% | 0% | 100% | 100% | 3.497% | 0% | 1
6136 | 0% | 0% | 0% | 100% | 0% | 100% | 100% | 100% | 0% | 0% | 1
6137 | 0% | 0% | 0% | 100% | 0% | 100% | 100% | 100% | 0% | 0% | 1
6138 | 0% | 0% | 0% | 100% | 0% | 100% | 100% | 100% | 0% | 0% | 1
6139 | 0% | 0% | 0% | 100% | 0% | 100% | 100% | 100% | 0% | 0% | 1
6140 | 0% | 0% | 0% | 100% | 0% | 0% | 100% | 100% | 0% | 0% | 1
6141 | 0% | 0% | 0% | 100% | 0% | 0% | 100% | 100% | 0% | 0% | 1
6142 | 0% | 0% | 0% | 100% | 0% | 0% | 100% | 100% | 0% | 0% | 1
6143 | 0% | 0% | 0% | 100% | 0% | 0% | 100% | 100% | 0% | 0% | 1
6144 | 0% | 0% | 0% | 100% | 0% | 0% | 100% | 100% | 0% | 0% | 1
6145 | 0% | 0% | 0% | 100% | 0% | 0% | 100% | 100% | 0% | 0% | 1
6146 | 0% | 0% | 0% | 100% | 0% | 0% | 100% | 100% | 0% | 0% | 1
6147 | 0% | 0% | 0% | 100% | 0% | 0% | 100% | 100% | 0% | 0% | 1
6148 | 0% | 0% | 0% | 100% | 0% | 0% | 100% | 100% | 0% | 0% | 1
6149 | 0% | 0% | 0% | 100% | 0% | 0% | 100% | 100% | 0% | 0% | 1
6150 | 0% | 0% | 0% | 100% | 0% | 100% | 100% | 100% | 0% | 0% | 1
6151 | 0% | 0% | 0% | 100% | 0% | 100% | 100% | 100% | 0% | 0% | 1
6152 | 0% | 0% | 0% | 100% | 0% | 100% | 100% | 100% | 0% | 0% | 1
6153 | 0% | 0% | 0% | 100% | 0% | 0% | 100% | 100% | 0% | 0% | 1
6154 | 1.715% | 0.4985% | 0% | 100% | 0% | 0% | 100% | 100% | 1.715% | 0.4985% | 1
6155 | 19.93% | 3.834% | 0% | 100% | 0% | 0% | 100% | 100% | 19.93% | 3.834% | 1
6156 | 22.56% | 7.12% | 0% | 100% | 0% | 0% | 100% | 100% | 22.56% | 7.12% | 1
6157 | 16.47% | 6.207% | 0% | 100% | 0% | 0% | 100% | 100% | 16.47% | 6.207% | 1
6158 | 16.78% | 4.286% | 0% | 100% | 0% | 0% | 100% | 100% | 16.78% | 4.286% | 1
6159 | 10.02% | 4.323% | 0% | 100% | 0% | 0% | 100% | 100% | 10.02% | 4.323% | 1
6160 | 1.094% | 4.805% | 0% | 100% | 0% | 100% | 100% | 100% | 1.094% | 4.805% | 1
6161 | 0% | 2.793% | 0% | 100% | 0% | 100% | 100% | 100% | 0% | 2.793% | 1
6162 | 0% | 0.9219% | 0% | 100% | 0% | 100% | 100% | 100% | 0% | 0.9219% | 1
6163 | 0% | 0.52% | 0% | 100% | 0% | 100% | 100% | 100% | 0% | 0.52% | 1
6164 | 0% | 1.646% | 0% | 100% | 0% | 0% | 100% | 100% | 0% | 1.646% | 1
6165 | 0% | 0% | 0% | 100% | 0% | 0% | 100% | 100% | 0% | 0% | 1
6166 | 0% | 0% | 0% | 100% | 0% | 0% | 100% | 100% | 0% | 0% | 1
6167 | 0% | 0.7378% | 0% | 100% | 0% | 0% | 100% | 100% | 0% | 0.7378% | 1
6168 | 0% | 3.547% | 0% | 100% | 0% | 0% | 100% | 100% | 0% | 3.547% | 1
6169 | 0% | 0% | 0% | 100% | 0% | 0% | 100% | 100% | 0% | 0% | 1
6170 | 0% | 0.5845% | 0% | 100% | 0% | 0% | 100% | 100% | 0% | 0.5845% | 1
6171 | 0% | 1.644% | 0% | 100% | 0% | 0% | 100% | 100% | 0% | 1.644% | 1
6172 | 0% | 2.112% | 0% | 100% | 0% | 0% | 100% | 100% | 0% | 2.112% | 1
6173 | 0% | 3.973% | 0% | 100% | 0% | 0% | 100% | 100% | 0% | 3.973% | 1
6174 | 0% | 4.314% | 0% | 100% | 0% | 100% | 100% | 100% | 0% | 4.314% | 1
6175 | 0% | 4.146% | 0% | 100% | 0% | 100% | 100% | 100% | 0% | 4.146% | 1
6176 | 0% | 1.478% | 0% | 100% | 0% | 100% | 100% | 100% | 0% | 1.478% | 1
6177 | 1.252% | 0.9554% | 0% | 100% | 0% | 0% | 100% | 100% | 1.252% | 0.9554% | 1
6178 | 11.9% | 5.218% | 0% | 100% | 0% | 0% | 100% | 100% | 11.9% | 5.218% | 1
6179 | 26.29% | 7.623% | 0% | 100% | 0% | 0% | 100% | 100% | 26.29% | 7.623% | 1
6180 | 31.09% | 8.772% | 0% | 100% | 0% | 0% | 100% | 100% | 31.09% | 8.772% | 1
6181 | 22.5% | 6.666% | 0% | 100% | 0% | 0% | 100% | 100% | 22.5% | 6.666% | 1
6182 | 20.29% | 5.834% | 0% | 100% | 0% | 0% | 100% | 100% | 20.29% | 5.834% | 1
6183 | 15.54% | 6.466% | 0% | 100% | 0% | 0% | 100% | 100% | 15.54% | 6.466% | 1
6184 | 7.612% | 6.015% | 0% | 100% | 0% | 100% | 100% | 100% | 7.612% | 6.015% | 1
6185 | 0% | 5.296% | 0% | 100% | 0% | 100% | 100% | 100% | 0% | 5.296% | 1
6186 | 0% | 4.057% | 0% | 100% | 0% | 100% | 100% | 100% | 0% | 4.057% | 1
6187 | 0% | 4.514% | 0% | 100% | 0% | 100% | 100% | 100% | 0% | 4.514% | 1
6188 | 0% | 3.881% | 0% | 100% | 0% | 0% | 100% | 100% | 0% | 3.881% | 1
6189 | 0% | 1.033% | 0% | 100% | 0% | 0% | 100% | 100% | 0% | 1.033% | 1
6190 | 0% | 2.049% | 0% | 100% | 0% | 0% | 100% | 100% | 0% | 2.049% | 1
6191 | 0% | 2.708% | 0% | 100% | 0% | 0% | 100% | 100% | 0% | 2.708% | 1
6192 | 0% | 5.286% | 0% | 100% | 0% | 0% | 100% | 100% | 0% | 5.286% | 1
6193 | 0% | 2.914% | 0% | 100% | 0% | 0% | 100% | 100% | 0% | 2.914% | 1
6194 | 0% | 0.09759% | 0% | 100% | 0% | 0% | 100% | 100% | 0% | 0.09759% | 1
6195 | 0% | 0.827% | 0% | 100% | 0% | 0% | 100% | 100% | 0% | 0.827% | 1
6196 | 0% | 2.621% | 0% | 100% | 0% | 0% | 100% | 100% | 0% | 2.621% | 1
6197 | 0% | 4.708% | 0% | 100% | 0% | 0% | 100% | 100% | 0% | 4.708% | 1
6198 | 0% | 5.213% | 0% | 100% | 0% | 100% | 100% | 100% | 0% | 5.213% | 1
6199 | 0% | 5.367% | 0% | 100% | 0% | 100% | 100% | 100% | 0% | 5.367% | 1
6200 | 0% | 3.221% | 0% | 100% | 0% | 100% | 100% | 100% | 0% | 3.221% | 1
6201 | 4.255% | 3.203% | 0% | 100% | 0% | 0% | 100% | 100% | 4.255% | 3.203% | 1
6202 | 12.96% | 7.407% | 0% | 100% | 0% | 0% | 100% | 100% | 12.96% | 7.407% | 1
6203 | 30.59% | 9.918% | 0% | 100% | 0% | 0% | 100% | 100% | 30.59% | 9.918% | 1
6204 | 33.05% | 10.6% | 0% | 100% | 0% | 0% | 100% | 100% | 33.05% | 10.6% | 1
6205 | 29.64% | 9.563% | 0% | 100% | 0% | 0% | 100% | 100% | 29.64% | 9.563% | 1
6206 | 23.99% | 9.447% | 0% | 100% | 0% | 0% | 100% | 100% | 23.99% | 9.447% | 1
6207 | 24.07% | 12.14% | 0% | 100% | 0% | 0% | 100% | 100% | 24.07% | 12.14% | 1
6208 | 10.41% | 11.05% | 0% | 100% | 0% | 100% | 100% | 100% | 10.41% | 11.05% | 1
6209 | 2.024% | 10.16% | 0% | 100% | 0% | 100% | 100% | 100% | 2.024% | 10.16% | 1
6210 | 0% | 9.38% | 0% | 100% | 0% | 100% | 100% | 100% | 0% | 9.38% | 1
6211 | 0% | 7.882% | 0% | 100% | 0% | 100% | 100% | 100% | 0% | 7.882% | 1
6212 | 0% | 6.956% | 0% | 100% | 0% | 0% | 100% | 100% | 0% | 6.956% | 1
6213 | 0% | 4.66% | 0% | 100% | 0% | 0% | 100% | 100% | 0% | 4.66% | 1
6214 | 0% | 4.719% | 0% | 100% | 0% | 0% | 100% | 100% | 0% | 4.719% | 1
6215 | 0% | 6.789% | 0% | 100% | 0% | 0% | 100% | 100% | 0% | 6.789% | 1
6216 | 0% | 8.415% | 0% | 100% | 0% | 0% | 100% | 100% | 0% | 8.415% | 1
6217 | 0% | 3.417% | 0% | 100% | 0% | 0% | 100% | 100% | 0% | 3.417% | 1
6218 | 0% | 3.878% | 0% | 100% | 0% | 0% | 100% | 100% | 0% | 3.878% | 1
6219 | 0% | 2.867% | 0% | 100% | 0% | 0% | 100% | 100% | 0% | 2.867% | 1
6220 | 0% | 3.103% | 0% | 100% | 0% | 0% | 100% | 100% | 0% | 3.103% | 1
6221 | 0% | 4.701% | 0% | 100% | 0% | 0% | 100% | 100% | 0% | 4.701% | 1
6222 | 0% | 3.81% | 0% | 100% | 0% | 100% | 100% | 100% | 0% | 3.81% | 1
6223 | 0% | 5.184% | 0% | 100% | 0% | 100% | 100% | 100% | 0% | 5.184% | 1
6224 | 0% | 4.263% | 0% | 100% | 0% | 100% | 100% | 100% | 0% | 4.263% | 1
6225 | 12.06% | 5.78% | 0% | 100% | 0% | 0% | 100% | 100% | 12.06% | 5.78% | 1
6226 | 20.68% | 7.558% | 0% | 100% | 0% | 0% | 100% | 100% | 20.68% | 7.558% | 1
6227 | 32.66% | 6.299% | 0% | 100% | 0% | 0% | 100% | 100% | 32.66% | 6.299% | 1
6228 | 36.83% | 10.61% | 0% | 100% | 0% | 0% | 100% | 100% | 36.83% | 10.61% | 1
6229 | 27.64% | 11.09% | 0% | 100% | 0% | 0% | 100% | 100% | 27.64% | 11.09% | 1
6230 | 22.27% | 11.63% | 0% | 100% | 0% | 0% | 100% | 100% | 22.27% | 11.63% | 1
6231 | 16.39% | 12.82% | 0% | 100% | 0% | 0% | 100% | 100% | 16.39% | 12.82% | 1
6232 | 8.158% | 10.52% | 0% | 100% | 0% | 100% | 100% | 100% | 8.158% | 10.52% | 1
6233 | 0.916% | 10.28% | 0% | 100% | 0% | 100% | 100% | 100% | 0.916% | 10.28% | 1
6234 | 0% | 8.842% | 0% | 100% | 0% | 100% | 100% | 100% | 0% | 8.842% | 1
6235 | 0% | 5.126% | 0% | 100% | 0% | 100% | 100% | 100% | 0% | 5.126% | 1
6236 | 0% | 4.476% | 0% | 100% | 0% | 0% | 100% | 100% | 0% | 4.476% | 1
6237 | 0% | 3.937% | 0% | 100% | 0% | 0% | 100% | 100% | 0% | 3.937% | 1
6238 | 0% | 5.526% | 0% | 100% | 0% | 0% | 100% | 100% | 0% | 5.526% | 1
6239 | 0% | 5.142% | 0% | 100% | 0% | 0% | 100% | 100% | 0% | 5.142% | 1
6240 | 0% | 4.503% | 0% | 100% | 0% | 0% | 100% | 100% | 0% | 4.503% | 1
6241 | 0% | 5.872% | 0% | 100% | 0% | 0% | 100% | 100% | 0% | 5.872% | 1
6242 | 0% | 0% | 0% | 100% | 0% | 0% | 100% | 100% | 0% | 0% | 1
6243 | 0% | 0% | 0% | 100% | 0% | 0% | 100% | 100% | 0% | 0% | 1
6244 | 0% | 0% | 0% | 100% | 0% | 0% | 100% | 100% | 0% | 0% | 1
6245 | 0% | 0% | 0% | 100% | 0% | 0% | 100% | 100% | 0% | 0% | 1
6246 | 0% | 0% | 0% | 100% | 0% | 100% | 100% | 100% | 0% | 0% | 1
6247 | 0% | 0% | 0% | 100% | 0% | 100% | 100% | 100% | 0% | 0% | 1
6248 | 0% | 2.618% | 0% | 100% | 0% | 100% | 100% | 100% | 0% | 2.618% | 1
6249 | 4.347% | 3.767% | 0% | 100% | 0% | 0% | 100% | 100% | 4.347% | 3.767% | 1
6250 | 18.42% | 5.222% | 0% | 100% | 0% | 0% | 100% | 100% | 18.42% | 5.222% | 1
6251 | 31.69% | 5.003% | 0% | 100% | 0% | 0% | 100% | 100% | 31.69% | 5.003% | 1
6252 | 35.63% | 9.383% | 0% | 100% | 0% | 0% | 100% | 100% | 35.63% | 9.383% | 1
6253 | 26.65% | 10.45% | 0% | 100% | 0% | 0% | 100% | 100% | 26.65% | 10.45% | 1
6254 | 20.21% | 10.86% | 0% | 100% | 0% | 0% | 100% | 100% | 20.21% | 10.86% | 1
6255 | 15.55% | 10.63% | 0% | 100% | 0% | 0% | 100% | 100% | 15.55% | 10.63% | 1
6256 | 10.35% | 8.839% | 0% | 100% | 0% | 100% | 100% | 100% | 10.35% | 8.839% | 1
6257 | 0.3016% | 9.209% | 0% | 100% | 0% | 100% | 100% | 100% | 0.3016% | 9.209% | 1
6258 | 0% | 7.192% | 0% | 100% | 0% | 100% | 100% | 100% | 0% | 7.192% | 1
6259 | 0% | 2.546% | 0% | 100% | 0% | 100% | 100% | 100% | 0% | 2.546% | 1
6260 | 0% | 2.145% | 0% | 100% | 0% | 0% | 100% | 100% | 0% | 2.145% | 1
6261 | 0% | 1.799% | 0% | 100% | 0% | 0% | 100% | 100% | 0% | 1.799% | 1
6262 | 0% | 2.33% | 0% | 100% | 0% | 0% | 100% | 100% | 0% | 2.33% | 1
6263 | 0% | 3.037% | 0% | 100% | 0% | 0% | 100% | 100% | 0% | 3.037% | 1
6264 | 0% | 1.978% | 0% | 100% | 0% | 0% | 100% | 100% | 0% | 1.978% | 1
6265 | 0% | 1.159% | 0% | 100% | 0% | 0% | 100% | 100% | 0% | 1.159% | 1
6266 | 0% | 0% | 0% | 100% | 0% | 0% | 100% | 100% | 0% | 0% | 1
6267 | 0% | 0% | 0% | 100% | 0% | 0% | 100% | 100% | 0% | 0% | 1
6268 | 0% | 0% | 0% | 100% | 0% | 0% | 100% | 100% | 0% | 0% | 1
6269 | 0% | 0% | 0% | 100% | 0% | 0% | 100% | 100% | 0% | 0% | 1
6270 | 0% | 0% | 0% | 100% | 0% | 100% | 100% | 100% | 0% | 0% | 1
6271 | 0% | 0% | 0% | 100% | 0% | 100% | 100% | 100% | 0% | 0% | 1
6272 | 0% | 1.564% | 0% | 100% | 0% | 100% | 100% | 100% | 0% | 1.564% | 1
6273 | 6.746% | 2.797% | 0% | 100% | 0% | 0% | 100% | 100% | 6.746% | 2.797% | 1
6274 | 22.56% | 5.485% | 0% | 100% | 0% | 0% | 100% | 100% | 22.56% | 5.485% | 1
6275 | 37.25% | 5.189% | 0% | 100% | 0% | 0% | 100% | 100% | 37.25% | 5.189% | 1
6276 | 44.63% | 9.06% | 0% | 100% | 0% | 0% | 100% | 100% | 44.63% | 9.06% | 1
6277 | 34.78% | 9.454% | 0% | 100% | 0% | 0% | 100% | 100% | 34.78% | 9.454% | 1
6278 | 24.15% | 9.473% | 0% | 100% | 0% | 0% | 100% | 100% | 24.15% | 9.473% | 1
6279 | 17.59% | 9.418% | 0% | 100% | 0% | 0% | 100% | 100% | 17.59% | 9.418% | 1
6280 | 14.13% | 9.063% | 0% | 100% | 0% | 100% | 100% | 100% | 14.13% | 9.063% | 1
6281 | 4.595% | 8.619% | 0% | 100% | 0% | 100% | 100% | 100% | 4.595% | 8.619% | 1
6282 | 0% | 5.624% | 0% | 100% | 0% | 100% | 100% | 100% | 0% | 5.624% | 1
6283 | 0% | 2.229% | 0% | 100% | 0% | 100% | 100% | 100% | 0% | 2.229% | 1
6284 | 0% | 2.428% | 0% | 100% | 0% | 0% | 100% | 100% | 0% | 2.428% | 1
6285 | 0% | 1.763% | 0% | 100% | 0% | 0% | 100% | 100% | 0% | 1.763% | 1
6286 | 0% | 1.727% | 0% | 100% | 0% | 0% | 100% | 100% | 0% | 1.727% | 1
6287 | 0% | 1.854% | 0% | 100% | 0% | 0% | 100% | 100% | 0% | 1.854% | 1
6288 | 0% | 1.596% | 0% | 100% | 0% | 0% | 100% | 100% | 0% | 1.596% | 1
6289 | 0% | 0% | 0% | 100% | 0% | 0% | 100% | 100% | 0% | 0% | 1
6290 | 0% | 0% | 0% | 100% | 0% | 0% | 100% | 100% | 0% | 0% | 1
6291 | 0% | 0% | 0% | 100% | 0% | 0% | 100% | 100% | 0% | 0% | 1
6292 | 0% | 0% | 0% | 100% | 0% | 0% | 100% | 100% | 0% | 0% | 1
6293 | 0% | 0% | 0% | 100% | 0% | 0% | 100% | 100% | 0% | 0% | 1
6294 | 0% | 0% | 0% | 100% | 0% | 100% | 100% | 100% | 0% | 0% | 1
6295 | 0% | 0% | 0% | 100% | 0% | 100% | 100% | 100% | 0% | 0% | 1
6296 | 0% | 1.817% | 0% | 100% | 0% | 100% | 100% | 100% | 0% | 1.817% | 1
6297 | 5.395% | 1.544% | 0% | 100% | 0% | 0% | 100% | 100% | 5.395% | 1.544% | 1
6298 | 20.03% | 5.956% | 0% | 100% | 0% | 0% | 100% | 100% | 20.03% | 5.956% | 1
6299 | 31.56% | 8.882% | 0% | 100% | 0% | 0% | 100% | 100% | 31.56% | 8.882% | 1
6300 | 37.58% | 9.515% | 0% | 100% | 0% | 0% | 100% | 100% | 37.58% | 9.515% | 1
6301 | 34.25% | 10.13% | 0% | 100% | 0% | 0% | 100% | 100% | 34.25% | 10.13% | 1
6302 | 22.76% | 9.367% | 0% | 100% | 0% | 0% | 100% | 100% | 22.76% | 9.367% | 1
6303 | 20.95% | 9.941% | 0% | 100% | 0% | 0% | 100% | 100% | 20.95% | 9.941% | 1
6304 | 14.6% | 9.078% | 0% | 100% | 0% | 100% | 100% | 100% | 14.6% | 9.078% | 1
6305 | 5.533% | 7.621% | 0% | 100% | 0% | 100% | 100% | 100% | 5.533% | 7.621% | 1
6306 | 0% | 5.058% | 0% | 100% | 0% | 100% | 100% | 100% | 0% | 5.058% | 1
6307 | 0% | 4.456% | 0% | 100% | 0% | 100% | 100% | 100% | 0% | 4.456% | 1
6308 | 0% | 4.784% | 0% | 100% | 0% | 0% | 100% | 100% | 0% | 4.784% | 1
6309 | 0% | 5.411% | 0% | 100% | 0% | 0% | 100% | 100% | 0% | 5.411% | 1
6310 | 0% | 4.703% | 0% | 100% | 0% | 0% | 100% | 100% | 0% | 4.703% | 1
6311 | 0% | 4.905% | 0% | 100% | 0% | 0% | 100% | 100% | 0% | 4.905% | 1
6312 | 0% | 4.714% | 0% | 100% | 0% | 0% | 100% | 100% | 0% | 4.714% | 1
6313 | 0% | 1.145% | 0% | 100% | 0% | 0% | 100% | 100% | 0% | 1.145% | 1
6314 | 0% | 0.5569% | 0% | 100% | 0% | 0% | 100% | 100% | 0% | 0.5569% | 1
6315 | 0% | 0.91% | 0% | 100% | 0% | 0% | 100% | 100% | 0% | 0.91% | 1
6316 | 0% | 1.256% | 0% | 100% | 0% | 0% | 100% | 100% | 0% | 1.256% | 1
6317 | 0% | 2.342% | 0% | 100% | 0% | 0% | 100% | 100% | 0% | 2.342% | 1
6318 | 0% | 3.875% | 0% | 100% | 0% | 100% | 100% | 100% | 0% | 3.875% | 1
6319 | 0% | 3.107% | 0% | 100% | 0% | 100% | 100% | 100% | 0% | 3.107% | 1
6320 | 0% | 4.614% | 0% | 100% | 0% | 100% | 100% | 100% | 0% | 4.614% | 1
6321 | 14.62% | 6.042% | 0% | 100% | 0% | 0% | 100% | 100% | 14.62% | 6.042% | 1
6322 | 27.45% | 10.06% | 0% | 100% | 0% | 0% | 100% | 100% | 27.45% | 10.06% | 1
6323 | 38.29% | 12.04% | 0% | 100% | 0% | 0% | 100% | 100% | 38.29% | 12.04% | 1
6324 | 41.74% | 12.35% | 0% | 100% | 0% | 0% | 100% | 100% | 41.74% | 12.35% | 1
6325 | 40.41% | 13.67% | 0% | 100% | 0% | 0% | 100% | 100% | 40.41% | 13.67% | 1
6326 | 31.19% | 13.19% | 0% | 100% | 0% | 0% | 100% | 100% | 31.19% | 13.19% | 1
6327 | 30.16% | 13.73% | 0% | 100% | 0% | 0% | 100% | 100% | 30.16% | 13.73% | 1
6328 | 17.2% | 12.59% | 0% | 100% | 0% | 100% | 100% | 100% | 17.2% | 12.59% | 1
6329 | 8.418% | 9.975% | 0% | 100% | 0% | 100% | 100% | 100% | 8.418% | 9.975% | 1
6330 | 0% | 6.522% | 0% | 100% | 0% | 100% | 100% | 100% | 0% | 6.522% | 1
6331 | 0% | 5.877% | 0% | 100% | 0% | 100% | 100% | 100% | 0% | 5.877% | 1
6332 | 0% | 6.806% | 0% | 100% | 0% | 0% | 100% | 100% | 0% | 6.806% | 1
6333 | 0% | 7.02% | 0% | 100% | 0% | 0% | 100% | 100% | 0% | 7.02% | 1
6334 | 0% | 5.961% | 0% | 100% | 0% | 0% | 100% | 100% | 0% | 5.961% | 1
6335 | 0% | 5.451% | 0% | 100% | 0% | 0% | 100% | 100% | 0% | 5.451% | 1
6336 | 0% | 5.738% | 0% | 100% | 0% | 0% | 100% | 100% | 0% | 5.738% | 1
6337 | 0% | 2.92% | 0% | 100% | 0% | 0% | 100% | 100% | 0% | 2.92% | 1
6338 | 0% | 0.9276% | 0% | 100% | 0% | 0% | 100% | 100% | 0% | 0.9276% | 1
6339 | 0% | 1.253% | 0% | 100% | 0% | 0% | 100% | 100% | 0% | 1.253% | 1
6340 | 0% | 0.7891% | 0% | 100% | 0% | 0% | 100% | 100% | 0% | 0.7891% | 1
6341 | 0% | 2.755% | 0% | 100% | 0% | 0% | 100% | 100% | 0% | 2.755% | 1
6342 | 0% | 3.126% | 0% | 100% | 0% | 100% | 100% | 100% | 0% | 3.126% | 1
6343 | 0% | 4.378% | 0% | 100% | 0% | 100% | 100% | 100% | 0% | 4.378% | 1
6344 | 0% | 5.798% | 0% | 100% | 0% | 100% | 100% | 100% | 0% | 5.798% | 1
6345 | 15.7% | 5.65% | 0% | 100% | 0% | 0% | 100% | 100% | 15.7% | 5.65% | 1
6346 | 30.89% | 7.461% | 0% | 100% | 0% | 0% | 100% | 100% | 30.89% | 7.461% | 1
6347 | 38.26% | 9.793% | 0% | 100% | 0% | 0% | 100% | 100% | 38.26% | 9.793% | 1
6348 | 39.99% | 12.13% | 0% | 100% | 0% | 0% | 100% | 100% | 39.99% | 12.13% | 1
6349 | 40.99% | 12.82% | 0% | 100% | 0% | 0% | 100% | 100% | 40.99% | 12.82% | 1
6350 | 34.46% | 11.45% | 0% | 100% | 0% | 0% | 100% | 100% | 34.46% | 11.45% | 1
6351 | 24.84% | 11.12% | 0% | 100% | 0% | 0% | 100% | 100% | 24.84% | 11.12% | 1
6352 | 13.15% | 9.966% | 0% | 100% | 0% | 100% | 100% | 100% | 13.15% | 9.966% | 1
6353 | 4.119% | 8.091% | 0% | 100% | 0% | 100% | 100% | 100% | 4.119% | 8.091% | 1
6354 | 0% | 5.226% | 0% | 100% | 0% | 100% | 100% | 100% | 0% | 5.226% | 1
6355 | 0% | 3.657% | 0% | 100% | 0% | 100% | 100% | 100% | 0% | 3.657% | 1
6356 | 0% | 4.331% | 0% | 100% | 0% | 0% | 100% | 100% | 0% | 4.331% | 1
6357 | 0% | 4.449% | 0% | 100% | 0% | 0% | 100% | 100% | 0% | 4.449% | 1
6358 | 0% | 3.621% | 0% | 100% | 0% | 0% | 100% | 100% | 0% | 3.621% | 1
6359 | 0% | 2.737% | 0% | 100% | 0% | 0% | 100% | 100% | 0% | 2.737% | 1
6360 | 0% | 2.726% | 0% | 100% | 0% | 0% | 100% | 100% | 0% | 2.726% | 1
6361 | 0% | 3.937% | 0% | 100% | 0% | 0% | 100% | 100% | 0% | 3.937% | 1
6362 | 0% | 0.9679% | 0% | 100% | 0% | 0% | 100% | 100% | 0% | 0.9679% | 1
6363 | 0% | 1.269% | 0% | 100% | 0% | 0% | 100% | 100% | 0% | 1.269% | 1
6364 | 0% | 0.3893% | 0% | 100% | 0% | 0% | 100% | 100% | 0% | 0.3893% | 1
6365 | 0% | 2.057% | 0% | 100% | 0% | 0% | 100% | 100% | 0% | 2.057% | 1
6366 | 0% | 1.33% | 0% | 100% | 0% | 100% | 100% | 100% | 0% | 1.33% | 1
6367 | 0% | 2.617% | 0% | 100% | 0% | 100% | 100% | 100% | 0% | 2.617% | 1
6368 | 1.534% | 3.638% | 0% | 100% | 0% | 100% | 100% | 100% | 1.534% | 3.638% | 1
6369 | 21.58% | 4.615% | 0% | 100% | 0% | 0% | 100% | 100% | 21.58% | 4.615% | 1
6370 | 40.62% | 5.286% | 0% | 100% | 0% | 0% | 100% | 100% | 40.62% | 5.286% | 1
6371 | 42.54% | 7.038% | 0% | 100% | 0% | 0% | 100% | 100% | 42.54% | 7.038% | 1
6372 | 42.53% | 8.587% | 0% | 100% | 0% | 0% | 100% | 100% | 42.53% | 8.587% | 1
6373 | 46.74% | 8.255% | 0% | 100% | 0% | 0% | 100% | 100% | 46.74% | 8.255% | 1
6374 | 38.38% | 7.83% | 0% | 100% | 0% | 0% | 100% | 100% | 38.38% | 7.83% | 1
6375 | 30.2% | 6.803% | 0% | 100% | 0% | 0% | 100% | 100% | 30.2% | 6.803% | 1
6376 | 19.67% | 5.498% | 0% | 100% | 0% | 100% | 100% | 100% | 19.67% | 5.498% | 1
6377 | 6.632% | 4.677% | 0% | 100% | 0% | 100% | 100% | 100% | 6.632% | 4.677% | 1
6378 | 0% | 3.508% | 0% | 100% | 0% | 100% | 100% | 100% | 0% | 3.508% | 1
6379 | 0% | 0.6325% | 0% | 100% | 0% | 100% | 100% | 100% | 0% | 0.6325% | 1
6380 | 0% | 1.136% | 0% | 100% | 0% | 0% | 100% | 100% | 0% | 1.136% | 1
6381 | 0% | 0% | 0% | 100% | 0% | 0% | 100% | 100% | 0% | 0% | 1
6382 | 0% | 0% | 0% | 100% | 0% | 0% | 100% | 100% | 0% | 0% | 1
6383 | 0% | 0% | 0% | 100% | 0% | 0% | 100% | 100% | 0% | 0% | 1
6384 | 0% | 0% | 0% | 100% | 0% | 0% | 100% | 100% | 0% | 0% | 1
6385 | 0% | 2.159% | 0% | 100% | 0% | 0% | 100% | 100% | 0% | 2.159% | 1
6386 | 0% | 0% | 0% | 100% | 0% | 0% | 100% | 100% | 0% | 0% | 1
6387 | 0% | 0% | 0% | 100% | 0% | 0% | 100% | 100% | 0% | 0% | 1
6388 | 0% | 0% | 0% | 100% | 0% | 0% | 100% | 100% | 0% | 0% | 1
6389 | 0% | 0% | 0% | 100% | 0% | 0% | 100% | 100% | 0% | 0% | 1
6390 | 0% | 0% | 0% | 100% | 0% | 100% | 100% | 100% | 0% | 0% | 1
6391 | 0% | 0% | 0% | 100% | 0% | 100% | 100% | 100% | 0% | 0% | 1
6392 | 0% | 0% | 0% | 100% | 0% | 100% | 100% | 100% | 0% | 0% | 1
6393 | 9.891% | 0% | 0% | 100% | 0% | 0% | 100% | 100% | 9.891% | 0% | 1
6394 | 16.18% | 2.553% | 0% | 100% | 0% | 0% | 100% | 100% | 16.18% | 2.553% | 1
6395 | 19.06% | 4.187% | 0% | 100% | 0% | 0% | 100% | 100% | 19.06% | 4.187% | 1
6396 | 26.41% | 4.902% | 0% | 100% | 0% | 0% | 100% | 100% | 26.41% | 4.902% | 1
6397 | 29.65% | 4.097% | 0% | 100% | 0% | 0% | 100% | 100% | 29.65% | 4.097% | 1
6398 | 22.55% | 4.85% | 0% | 100% | 0% | 0% | 100% | 100% | 22.55% | 4.85% | 1
6399 | 16.73% | 4.063% | 0% | 100% | 0% | 0% | 100% | 100% | 16.73% | 4.063% | 1
6400 | 11.6% | 2.82% | 0% | 100% | 0% | 100% | 100% | 100% | 11.6% | 2.82% | 1
6401 | 1.65% | 1.651% | 0% | 100% | 0% | 100% | 100% | 100% | 1.65% | 1.651% | 1
6402 | 0% | 0% | 0% | 100% | 0% | 100% | 100% | 100% | 0% | 0% | 1
6403 | 0% | 0% | 0% | 100% | 0% | 100% | 100% | 100% | 0% | 0% | 1
6404 | 0% | 0% | 0% | 100% | 0% | 0% | 100% | 100% | 0% | 0% | 1
6405 | 0% | 0% | 0% | 100% | 0% | 0% | 100% | 100% | 0% | 0% | 1
6406 | 0% | 0% | 0% | 100% | 0% | 0% | 100% | 100% | 0% | 0% | 1
6407 | 0% | 0% | 0% | 100% | 0% | 0% | 100% | 100% | 0% | 0% | 1
6408 | 0% | 0% | 0% | 100% | 0% | 0% | 100% | 100% | 0% | 0% | 1
6409 | 0% | 0.3224% | 0% | 100% | 0% | 0% | 100% | 100% | 0% | 0.3224% | 1
6410 | 0% | 0% | 0% | 100% | 0% | 0% | 100% | 100% | 0% | 0% | 1
6411 | 0% | 0% | 0% | 100% | 0% | 0% | 100% | 100% | 0% | 0% | 1
6412 | 0% | 0% | 0% | 100% | 0% | 0% | 100% | 100% | 0% | 0% | 1
6413 | 0% | 0% | 0% | 100% | 0% | 0% | 100% | 100% | 0% | 0% | 1
6414 | 0% | 0% | 0% | 100% | 0% | 100% | 100% | 100% | 0% | 0% | 1
6415 | 0% | 0% | 0% | 100% | 0% | 100% | 100% | 100% | 0% | 0% | 1
6416 | 0% | 0% | 0% | 100% | 0% | 100% | 100% | 100% | 0% | 0% | 1
6417 | 2.23% | 0% | 0% | 100% | 0% | 0% | 100% | 100% | 2.23% | 0% | 1
6418 | 7.536% | 0% | 0% | 100% | 0% | 0% | 100% | 100% | 7.536% | 0% | 1
6419 | 12.48% | 0.6243% | 0% | 100% | 0% | 0% | 100% | 100% | 12.48% | 0.6243% | 1
6420 | 18.91% | 1.731% | 0% | 100% | 0% | 0% | 100% | 100% | 18.91% | 1.731% | 1
6421 | 18.99% | 1.969% | 0% | 100% | 0% | 0% | 100% | 100% | 18.99% | 1.969% | 1
6422 | 13.93% | 1.859% | 0% | 100% | 0% | 0% | 100% | 100% | 13.93% | 1.859% | 1
6423 | 12.97% | 0.7217% | 0% | 100% | 0% | 0% | 100% | 100% | 12.97% | 0.7217% | 1
6424 | 10.23% | 0% | 0% | 100% | 0% | 100% | 100% | 100% | 10.23% | 0% | 1
6425 | 1.881% | 0% | 0% | 100% | 0% | 100% | 100% | 100% | 1.881% | 0% | 1
6426 | 0% | 0% | 0% | 100% | 0% | 100% | 100% | 100% | 0% | 0% | 1
6427 | 0% | 0% | 0% | 100% | 0% | 100% | 100% | 100% | 0% | 0% | 1
6428 | 0% | 0% | 0% | 100% | 0% | 0% | 100% | 100% | 0% | 0% | 1
6429 | 0% | 0% | 0% | 100% | 0% | 0% | 100% | 100% | 0% | 0% | 1
6430 | 0% | 0% | 0% | 100% | 0% | 0% | 100% | 100% | 0% | 0% | 1
6431 | 0% | 0% | 0% | 100% | 0% | 0% | 100% | 100% | 0% | 0% | 1
6432 | 0% | 0% | 0% | 100% | 0% | 0% | 100% | 100% | 0% | 0% | 1
6433 | 0% | 0% | 0% | 100% | 0% | 0% | 100% | 100% | 0% | 0% | 1
6434 | 0% | 0% | 0% | 100% | 0% | 0% | 100% | 100% | 0% | 0% | 1
6435 | 0% | 0% | 0% | 100% | 0% | 0% | 100% | 100% | 0% | 0% | 1
6436 | 0% | 0% | 0% | 100% | 0% | 0% | 100% | 100% | 0% | 0% | 1
6437 | 0% | 0% | 0% | 100% | 0% | 0% | 100% | 100% | 0% | 0% | 1
6438 | 0% | 0% | 0% | 100% | 0% | 100% | 100% | 100% | 0% | 0% | 1
6439 | 0% | 0% | 0% | 100% | 0% | 100% | 100% | 100% | 0% | 0% | 1
6440 | 0% | 0% | 0% | 100% | 0% | 100% | 100% | 100% | 0% | 0% | 1
6441 | 0% | 0% | 0% | 100% | 0% | 0% | 100% | 100% | 0% | 0% | 1
6442 | 0.6931% | 0% | 0% | 100% | 0% | 0% | 100% | 100% | 0.6931% | 0% | 1
6443 | 3.434% | 0% | 0% | 100% | 0% | 0% | 100% | 100% | 3.434% | 0% | 1
6444 | 4.47% | 1.618% | 0% | 100% | 0% | 0% | 100% | 100% | 4.47% | 1.618% | 1
6445 | 6.192% | 1.438% | 0% | 100% | 0% | 0% | 100% | 100% | 6.192% | 1.438% | 1
6446 | 5.37% | 1.821% | 0% | 100% | 0% | 0% | 100% | 100% | 5.37% | 1.821% | 1
6447 | 2.884% | 0.5599% | 0% | 100% | 0% | 0% | 100% | 100% | 2.884% | 0.5599% | 1
6448 | 0.5846% | 0% | 0% | 100% | 0% | 100% | 100% | 100% | 0.5846% | 0% | 1
6449 | 0% | 0% | 0% | 100% | 0% | 100% | 100% | 100% | 0% | 0% | 1
6450 | 0% | 0% | 0% | 100% | 0% | 100% | 100% | 100% | 0% | 0% | 1
6451 | 0% | 0% | 0% | 100% | 0% | 100% | 100% | 100% | 0% | 0% | 1
6452 | 0% | 0% | 0% | 100% | 0% | 0% | 100% | 100% | 0% | 0% | 1
6453 | 0% | 0% | 0% | 100% | 0% | 0% | 100% | 100% | 0% | 0% | 1
6454 | 0% | 0% | 0% | 100% | 0% | 0% | 100% | 100% | 0% | 0% | 1
6455 | 0% | 0.1246% | 0% | 100% | 0% | 0% | 100% | 100% | 0% | 0.1246% | 1
6456 | 0% | 0% | 0% | 100% | 0% | 0% | 100% | 100% | 0% | 0% | 1
6457 | 0% | 0% | 0% | 100% | 0% | 0% | 100% | 100% | 0% | 0% | 1
6458 | 0% | 0% | 0% | 100% | 0% | 0% | 100% | 100% | 0% | 0% | 1
6459 | 0% | 0% | 0% | 100% | 0% | 0% | 100% | 100% | 0% | 0% | 1
6460 | 0% | 0% | 0% | 100% | 0% | 0% | 100% | 100% | 0% | 0% | 1
6461 | 0% | 0% | 0% | 100% | 0% | 0% | 100% | 100% | 0% | 0% | 1
6462 | 0% | 0% | 0% | 100% | 0% | 100% | 100% | 100% | 0% | 0% | 1
6463 | 0% | 0% | 0% | 100% | 0% | 100% | 100% | 100% | 0% | 0% | 1
6464 | 0% | 0% | 0% | 100% | 0% | 100% | 100% | 100% | 0% | 0% | 1
6465 | 0% | 0% | 0% | 100% | 0% | 0% | 100% | 100% | 0% | 0% | 1
6466 | 7.201% | 0% | 0% | 100% | 0% | 0% | 100% | 100% | 7.201% | 0% | 1
6467 | 12.31% | 0% | 0% | 100% | 0% | 0% | 100% | 100% | 12.31% | 0% | 1
6468 | 10.69% | 0.8103% | 0% | 100% | 0% | 0% | 100% | 100% | 10.69% | 0.8103% | 1
6469 | 11.26% | 2.127% | 0% | 100% | 0% | 0% | 100% | 100% | 11.26% | 2.127% | 1
6470 | 10.91% | 2.308% | 0% | 100% | 0% | 0% | 100% | 100% | 10.91% | 2.308% | 1
6471 | 4.428% | 2.152% | 0% | 100% | 0% | 0% | 100% | 100% | 4.428% | 2.152% | 1
6472 | 2.05% | 0% | 0% | 100% | 0% | 100% | 100% | 100% | 2.05% | 0% | 1
6473 | 0% | 0% | 0% | 100% | 0% | 100% | 100% | 100% | 0% | 0% | 1
6474 | 0% | 0% | 0% | 100% | 0% | 100% | 100% | 100% | 0% | 0% | 1
6475 | 0% | 0% | 0% | 100% | 0% | 100% | 100% | 100% | 0% | 0% | 1
6476 | 0% | 0% | 0% | 100% | 0% | 0% | 100% | 100% | 0% | 0% | 1
6477 | 0% | 0% | 0% | 100% | 0% | 0% | 100% | 100% | 0% | 0% | 1
6478 | 0% | 0% | 0% | 100% | 0% | 0% | 100% | 100% | 0% | 0% | 1
6479 | 0% | 4.039% | 0% | 100% | 0% | 0% | 100% | 100% | 0% | 4.039% | 1
6480 | 0% | 0.1102% | 0% | 100% | 0% | 0% | 100% | 100% | 0% | 0.1102% | 1
6481 | 0% | 0.0176% | 0% | 100% | 0% | 0% | 100% | 100% | 0% | 0.0176% | 1
6482 | 0% | 0.9963% | 0% | 100% | 0% | 0% | 100% | 100% | 0% | 0.9963% | 1
6483 | 0% | 0% | 0% | 100% | 0% | 0% | 100% | 100% | 0% | 0% | 1
6484 | 0% | 0% | 0% | 100% | 0% | 0% | 100% | 100% | 0% | 0% | 1
6485 | 0% | 0% | 0% | 100% | 0% | 0% | 100% | 100% | 0% | 0% | 1
6486 | 0% | 0% | 0% | 100% | 0% | 100% | 100% | 100% | 0% | 0% | 1
6487 | 0% | 0% | 0% | 100% | 0% | 100% | 100% | 100% | 0% | 0% | 1
6488 | 0% | 0% | 0% | 100% | 0% | 100% | 100% | 100% | 0% | 0% | 1
6489 | 0% | 0% | 0% | 100% | 0% | 0% | 100% | 100% | 0% | 0% | 1
6490 | 4.629% | 0% | 0% | 100% | 0% | 0% | 100% | 100% | 4.629% | 0% | 1
6491 | 8.457% | 0% | 0% | 100% | 0% | 0% | 100% | 100% | 8.457% | 0% | 1
6492 | 5.397% | 0.148% | 0% | 100% | 0% | 0% | 100% | 100% | 5.397% | 0.148% | 1
6493 | 5.317% | 2.071% | 0% | 100% | 0% | 0% | 100% | 100% | 5.317% | 2.071% | 1
6494 | 5.857% | 3.091% | 0% | 100% | 0% | 0% | 100% | 100% | 5.857% | 3.091% | 1
6495 | 2.345% | 4.083% | 0% | 100% | 0% | 0% | 100% | 100% | 2.345% | 4.083% | 1
6496 | 0% | 1.014% | 0% | 100% | 0% | 100% | 100% | 100% | 0% | 1.014% | 1
6497 | 0% | 0% | 0% | 100% | 0% | 100% | 100% | 100% | 0% | 0% | 1
6498 | 0% | 0% | 0% | 100% | 0% | 100% | 100% | 100% | 0% | 0% | 1
6499 | 0% | 0% | 0% | 100% | 0% | 100% | 100% | 100% | 0% | 0% | 1
6500 | 0% | 0% | 0% | 100% | 0% | 0% | 100% | 100% | 0% | 0% | 1
6501 | 0% | 0% | 0% | 100% | 0% | 0% | 100% | 100% | 0% | 0% | 1
6502 | 0% | 0% | 0% | 100% | 0% | 0% | 100% | 100% | 0% | 0% | 1
6503 | 0% | 3.23% | 0% | 100% | 0% | 0% | 100% | 100% | 0% | 3.23% | 1
6504 | 0% | 0% | 0% | 100% | 0% | 0% | 100% | 100% | 0% | 0% | 1
6505 | 0% | 1.313% | 0% | 100% | 0% | 0% | 100% | 100% | 0% | 1.313% | 1
6506 | 0% | 0% | 0% | 100% | 0% | 0% | 100% | 100% | 0% | 0% | 1
6507 | 0% | 0% | 0% | 100% | 0% | 0% | 100% | 100% | 0% | 0% | 1
6508 | 0% | 0% | 0% | 100% | 0% | 0% | 100% | 100% | 0% | 0% | 1
6509 | 0% | 0% | 0% | 100% | 0% | 0% | 100% | 100% | 0% | 0% | 1
6510 | 0% | 0% | 0% | 100% | 0% | 100% | 100% | 100% | 0% | 0% | 1
6511 | 0% | 0% | 0% | 100% | 0% | 100% | 100% | 100% | 0% | 0% | 1
6512 | 0% | 0% | 0% | 100% | 0% | 100% | 100% | 100% | 0% | 0% | 1
6513 | 2.483% | 0% | 0% | 100% | 0% | 0% | 100% | 100% | 2.483% | 0% | 1
6514 | 12.51% | 0% | 0% | 100% | 0% | 0% | 100% | 100% | 12.51% | 0% | 1
6515 | 25.67% | 0% | 0% | 100% | 0% | 0% | 100% | 100% | 25.67% | 0% | 1
6516 | 21.52% | 0% | 0% | 100% | 0% | 0% | 100% | 100% | 21.52% | 0% | 1
6517 | 15.98% | 0.6813% | 0% | 100% | 0% | 0% | 100% | 100% | 15.98% | 0.6813% | 1
6518 | 15.62% | 1.498% | 0% | 100% | 0% | 0% | 100% | 100% | 15.62% | 1.498% | 1
6519 | 13.37% | 3.181% | 0% | 100% | 0% | 0% | 100% | 100% | 13.37% | 3.181% | 1
6520 | 2.502% | 0.4229% | 0% | 100% | 0% | 100% | 100% | 100% | 2.502% | 0.4229% | 1
6521 | 0% | 0% | 0% | 100% | 0% | 100% | 100% | 100% | 0% | 0% | 1
6522 | 0% | 0% | 0% | 100% | 0% | 100% | 100% | 100% | 0% | 0% | 1
6523 | 0% | 0% | 0% | 100% | 0% | 100% | 100% | 100% | 0% | 0% | 1
6524 | 0% | 0.1448% | 0% | 100% | 0% | 0% | 100% | 100% | 0% | 0.1448% | 1
6525 | 0% | 0% | 0% | 100% | 0% | 0% | 100% | 100% | 0% | 0% | 1
6526 | 0% | 0% | 0% | 100% | 0% | 0% | 100% | 100% | 0% | 0% | 1
6527 | 0% | 0% | 0% | 100% | 0% | 0% | 100% | 100% | 0% | 0% | 1
6528 | 0% | 0% | 0% | 100% | 0% | 0% | 100% | 100% | 0% | 0% | 1
6529 | 0% | 0% | 0% | 100% | 0% | 0% | 100% | 100% | 0% | 0% | 1
6530 | 0% | 0% | 0% | 100% | 0% | 0% | 100% | 100% | 0% | 0% | 1
6531 | 0% | 0% | 0% | 100% | 0% | 0% | 100% | 100% | 0% | 0% | 1
6532 | 0% | 0% | 0% | 100% | 0% | 0% | 100% | 100% | 0% | 0% | 1
6533 | 0% | 0% | 0% | 100% | 0% | 0% | 100% | 100% | 0% | 0% | 1
6534 | 0% | 0% | 0% | 100% | 0% | 100% | 100% | 100% | 0% | 0% | 1
6535 | 0% | 0% | 0% | 100% | 0% | 100% | 100% | 100% | 0% | 0% | 1
6536 | 0% | 0% | 0% | 100% | 0% | 100% | 100% | 100% | 0% | 0% | 1
6537 | 9.896% | 0% | 0% | 100% | 0% | 0% | 100% | 100% | 9.896% | 0% | 1
6538 | 19.68% | 0% | 0% | 100% | 0% | 0% | 100% | 100% | 19.68% | 0% | 1
6539 | 30.9% | 0% | 0% | 100% | 0% | 0% | 100% | 100% | 30.9% | 0% | 1
6540 | 24.89% | 0% | 0% | 100% | 0% | 0% | 100% | 100% | 24.89% | 0% | 1
6541 | 19.22% | 0% | 0% | 100% | 0% | 0% | 100% | 100% | 19.22% | 0% | 1
6542 | 20.25% | 0% | 0% | 100% | 0% | 0% | 100% | 100% | 20.25% | 0% | 1
6543 | 14.58% | 0% | 0% | 100% | 0% | 0% | 100% | 100% | 14.58% | 0% | 1
6544 | 1.436% | 0% | 0% | 100% | 0% | 100% | 100% | 100% | 1.436% | 0% | 1
6545 | 0% | 0% | 0% | 100% | 0% | 100% | 100% | 100% | 0% | 0% | 1
6546 | 0% | 0% | 0% | 100% | 0% | 100% | 100% | 100% | 0% | 0% | 1
6547 | 0% | 0% | 0% | 100% | 0% | 100% | 100% | 100% | 0% | 0% | 1
6548 | 0% | 0% | 0% | 100% | 0% | 0% | 100% | 100% | 0% | 0% | 1
6549 | 0% | 0% | 0% | 100% | 0% | 0% | 100% | 100% | 0% | 0% | 1
6550 | 0% | 0% | 0% | 100% | 0% | 0% | 100% | 100% | 0% | 0% | 1
6551 | 0% | 0% | 0% | 100% | 0% | 0% | 100% | 100% | 0% | 0% | 1
6552 | 0% | 0% | 0% | 100% | 0% | 0% | 100% | 100% | 0% | 0% | 1
6553 | 0% | 0% | 0% | 100% | 0% | 0% | 100% | 100% | 0% | 0% | 1
6554 | 0% | 0% | 0% | 100% | 0% | 0% | 100% | 100% | 0% | 0% | 1
6555 | 0% | 0% | 0% | 100% | 0% | 0% | 100% | 100% | 0% | 0% | 1
6556 | 0% | 0% | 0% | 100% | 0% | 0% | 100% | 100% | 0% | 0% | 1
6557 | 0% | 0% | 0% | 100% | 0% | 0% | 100% | 100% | 0% | 0% | 1
6558 | 0% | 0% | 0% | 100% | 0% | 100% | 100% | 100% | 0% | 0% | 1
6559 | 0% | 0% | 0% | 100% | 0% | 100% | 100% | 100% | 0% | 0% | 1
6560 | 1.425% | 0% | 0% | 100% | 0% | 100% | 100% | 100% | 1.425% | 0% | 1
6561 | 12.78% | 0% | 0% | 100% | 0% | 0% | 100% | 100% | 12.78% | 0% | 1
6562 | 32.18% | 0% | 0% | 100% | 0% | 0% | 100% | 100% | 32.18% | 0% | 1
6563 | 50.28% | 0% | 0% | 100% | 0% | 0% | 100% | 100% | 50.28% | 0% | 1
6564 | 41.34% | 0% | 0% | 100% | 0% | 0% | 100% | 100% | 41.34% | 0% | 1
6565 | 39.55% | 0% | 0% | 100% | 0% | 0% | 100% | 100% | 39.55% | 0% | 1
6566 | 28.5% | 0% | 0% | 100% | 0% | 0% | 100% | 100% | 28.5% | 0% | 1
6567 | 18.43% | 0% | 0% | 100% | 0% | 0% | 100% | 100% | 18.43% | 0% | 1
6568 | 6.542% | 0% | 0% | 100% | 0% | 100% | 100% | 100% | 6.542% | 0% | 1
6569 | 0% | 0% | 0% | 100% | 0% | 100% | 100% | 100% | 0% | 0% | 1
6570 | 0% | 0% | 0% | 100% | 0% | 100% | 100% | 100% | 0% | 0% | 1
6571 | 0% | 0% | 0% | 100% | 0% | 100% | 100% | 100% | 0% | 0% | 1
6572 | 0% | 0% | 0% | 100% | 0% | 0% | 100% | 100% | 0% | 0% | 1
6573 | 0% | 0% | 0% | 100% | 0% | 0% | 100% | 100% | 0% | 0% | 1
6574 | 0% | 0% | 0% | 100% | 0% | 0% | 100% | 100% | 0% | 0% | 1
6575 | 0% | 0% | 0% | 100% | 0% | 0% | 100% | 100% | 0% | 0% | 1
6576 | 0% | 0% | 0% | 100% | 0% | 0% | 100% | 100% | 0% | 0% | 1
6577 | 0% | 0% | 0% | 100% | 0% | 0% | 100% | 100% | 0% | 0% | 1
6578 | 0% | 0% | 0% | 100% | 0% | 0% | 100% | 100% | 0% | 0% | 1
6579 | 0% | 0% | 0% | 100% | 0% | 0% | 100% | 100% | 0% | 0% | 1
6580 | 0% | 0% | 0% | 100% | 0% | 0% | 100% | 100% | 0% | 0% | 1
6581 | 0% | 0% | 0% | 100% | 0% | 0% | 100% | 100% | 0% | 0% | 1
6582 | 0% | 0% | 0% | 100% | 0% | 100% | 100% | 100% | 0% | 0% | 1
6583 | 0% | 0% | 0% | 100% | 0% | 100% | 100% | 100% | 0% | 0% | 1
6584 | 0% | 0% | 0% | 100% | 0% | 100% | 100% | 100% | 0% | 0% | 1
6585 | 9.673% | 0% | 0% | 100% | 0% | 0% | 100% | 100% | 9.673% | 0% | 1
6586 | 29.93% | 0% | 0% | 100% | 0% | 0% | 100% | 100% | 29.93% | 0% | 1
6587 | 42.32% | 0% | 0% | 100% | 0% | 0% | 100% | 100% | 42.32% | 0% | 1
6588 | 35.01% | 2.456% | 0% | 100% | 0% | 0% | 100% | 100% | 35.01% | 2.456% | 1
6589 | 36.99% | 2.312% | 0% | 100% | 0% | 0% | 100% | 100% | 36.99% | 2.312% | 1
6590 | 21.66% | 4.849% | 0% | 100% | 0% | 0% | 100% | 100% | 21.66% | 4.849% | 1
6591 | 12.74% | 4.934% | 0% | 100% | 0% | 0% | 100% | 100% | 12.74% | 4.934% | 1
6592 | 7.131% | 3.837% | 0% | 100% | 0% | 100% | 100% | 100% | 7.131% | 3.837% | 1
6593 | 2.64% | 4.532% | 0% | 100% | 0% | 100% | 100% | 100% | 2.64% | 4.532% | 1
6594 | 0% | 4.519% | 0% | 100% | 0% | 100% | 100% | 100% | 0% | 4.519% | 1
6595 | 0% | 2.412% | 0% | 100% | 0% | 100% | 100% | 100% | 0% | 2.412% | 1
6596 | 0% | 1.819% | 0% | 100% | 0% | 0% | 100% | 100% | 0% | 1.819% | 1
6597 | 0% | 3.494% | 0% | 100% | 0% | 0% | 100% | 100% | 0% | 3.494% | 1
6598 | 0% | 2.869% | 0% | 100% | 0% | 0% | 100% | 100% | 0% | 2.869% | 1
6599 | 0% | 0.885% | 0% | 100% | 0% | 0% | 100% | 100% | 0% | 0.885% | 1
6600 | 0% | 0% | 0% | 100% | 0% | 0% | 100% | 100% | 0% | 0% | 1
6601 | 0% | 0% | 0% | 100% | 0% | 0% | 100% | 100% | 0% | 0% | 1
6602 | 0% | 0% | 0% | 100% | 0% | 0% | 100% | 100% | 0% | 0% | 1
6603 | 0% | 0% | 0% | 100% | 0% | 0% | 100% | 100% | 0% | 0% | 1
6604 | 0% | 0% | 0% | 100% | 0% | 0% | 100% | 100% | 0% | 0% | 1
6605 | 0% | 0% | 0% | 100% | 0% | 0% | 100% | 100% | 0% | 0% | 1
6606 | 0% | 0% | 0% | 100% | 0% | 100% | 100% | 100% | 0% | 0% | 1
6607 | 0% | 0% | 0% | 100% | 0% | 100% | 100% | 100% | 0% | 0% | 1
6608 | 0.886% | 0% | 0% | 100% | 0% | 100% | 100% | 100% | 0.886% | 0% | 1
6609 | 11.01% | 0.6801% | 0% | 100% | 0% | 0% | 100% | 100% | 11.01% | 0.6801% | 1
6610 | 32.32% | 1.468% | 0% | 100% | 0% | 0% | 100% | 100% | 32.32% | 1.468% | 1
6611 | 41.6% | 2.926% | 0% | 100% | 0% | 0% | 100% | 100% | 41.6% | 2.926% | 1
6612 | 30.7% | 5.755% | 0% | 100% | 0% | 0% | 100% | 100% | 30.7% | 5.755% | 1
6613 | 35.84% | 5.324% | 0% | 100% | 0% | 0% | 100% | 100% | 35.84% | 5.324% | 1
6614 | 17.46% | 6.631% | 0% | 100% | 0% | 0% | 100% | 100% | 17.46% | 6.631% | 1
6615 | 15.6% | 7.148% | 0% | 100% | 0% | 0% | 100% | 100% | 15.6% | 7.148% | 1
6616 | 7.856% | 6.613% | 0% | 100% | 0% | 100% | 100% | 100% | 7.856% | 6.613% | 1
6617 | 3.187% | 7.748% | 0% | 100% | 0% | 100% | 100% | 100% | 3.187% | 7.748% | 1
6618 | 0% | 7.184% | 0% | 100% | 0% | 100% | 100% | 100% | 0% | 7.184% | 1
6619 | 0% | 5.882% | 0% | 100% | 0% | 100% | 100% | 100% | 0% | 5.882% | 1
6620 | 0% | 4.735% | 0% | 100% | 0% | 0% | 100% | 100% | 0% | 4.735% | 1
6621 | 0% | 3.877% | 0% | 100% | 0% | 0% | 100% | 100% | 0% | 3.877% | 1
6622 | 0% | 4.364% | 0% | 100% | 0% | 0% | 100% | 100% | 0% | 4.364% | 1
6623 | 0% | 1.111% | 0% | 100% | 0% | 0% | 100% | 100% | 0% | 1.111% | 1
6624 | 0% | 0% | 0% | 100% | 0% | 0% | 100% | 100% | 0% | 0% | 1
6625 | 0% | 0% | 0% | 100% | 0% | 0% | 100% | 100% | 0% | 0% | 1
6626 | 0% | 0% | 0% | 100% | 0% | 0% | 100% | 100% | 0% | 0% | 1
6627 | 0% | 0% | 0% | 100% | 0% | 0% | 100% | 100% | 0% | 0% | 1
6628 | 0% | 0% | 0% | 100% | 0% | 0% | 100% | 100% | 0% | 0% | 1
6629 | 0% | 0% | 0% | 100% | 0% | 0% | 100% | 100% | 0% | 0% | 1
6630 | 0% | 0% | 0% | 100% | 0% | 100% | 100% | 100% | 0% | 0% | 1
6631 | 0% | 0% | 0% | 100% | 0% | 100% | 100% | 100% | 0% | 0% | 1
6632 | 0.6027% | 0.8308% | 0% | 100% | 0% | 100% | 100% | 100% | 0.6027% | 0.8308% | 1
6633 | 14.09% | 3.173% | 0% | 100% | 0% | 0% | 100% | 100% | 14.09% | 3.173% | 1
6634 | 31.07% | 4.292% | 0% | 100% | 0% | 0% | 100% | 100% | 31.07% | 4.292% | 1
6635 | 36.69% | 5.202% | 0% | 100% | 0% | 0% | 100% | 100% | 36.69% | 5.202% | 1
6636 | 25.88% | 8.095% | 0% | 100% | 0% | 0% | 100% | 100% | 25.88% | 8.095% | 1
6637 | 30.98% | 6.335% | 0% | 100% | 0% | 0% | 100% | 100% | 30.98% | 6.335% | 1
6638 | 23.96% | 7.161% | 0% | 100% | 0% | 0% | 100% | 100% | 23.96% | 7.161% | 1
6639 | 23.44% | 7.046% | 0% | 100% | 0% | 0% | 100% | 100% | 23.44% | 7.046% | 1
6640 | 13.09% | 6.733% | 0% | 100% | 0% | 100% | 100% | 100% | 13.09% | 6.733% | 1
6641 | 0% | 6.02% | 0% | 100% | 0% | 100% | 100% | 100% | 0% | 6.02% | 1
6642 | 0% | 5.003% | 0% | 100% | 0% | 100% | 100% | 100% | 0% | 5.003% | 1
6643 | 0% | 4.702% | 0% | 100% | 0% | 100% | 100% | 100% | 0% | 4.702% | 1
6644 | 0% | 1.889% | 0% | 100% | 0% | 0% | 100% | 100% | 0% | 1.889% | 1
6645 | 0% | 0% | 0% | 100% | 0% | 0% | 100% | 100% | 0% | 0% | 1
6646 | 0% | 1.523% | 0% | 100% | 0% | 0% | 100% | 100% | 0% | 1.523% | 1
6647 | 0% | 0.8884% | 0% | 100% | 0% | 0% | 100% | 100% | 0% | 0.8884% | 1
6648 | 0% | 0% | 0% | 100% | 0% | 0% | 100% | 100% | 0% | 0% | 1
6649 | 0% | 0% | 0% | 100% | 0% | 0% | 100% | 100% | 0% | 0% | 1
6650 | 0% | 0% | 0% | 100% | 0% | 0% | 100% | 100% | 0% | 0% | 1
6651 | 0% | 0% | 0% | 100% | 0% | 0% | 100% | 100% | 0% | 0% | 1
6652 | 0% | 0% | 0% | 100% | 0% | 0% | 100% | 100% | 0% | 0% | 1
6653 | 0% | 0% | 0% | 100% | 0% | 0% | 100% | 100% | 0% | 0% | 1
6654 | 0% | 0% | 0% | 100% | 0% | 100% | 100% | 100% | 0% | 0% | 1
6655 | 0% | 0% | 0% | 100% | 0% | 100% | 100% | 100% | 0% | 0% | 1
6656 | 0.7199% | 2.828% | 0% | 100% | 0% | 100% | 100% | 100% | 0.7199% | 2.828% | 1
6657 | 12.2% | 4.605% | 0% | 100% | 0% | 0% | 100% | 100% | 12.2% | 4.605% | 1
6658 | 22.69% | 5.684% | 0% | 100% | 0% | 0% | 100% | 100% | 22.69% | 5.684% | 1
6659 | 31.7% | 4.922% | 0% | 100% | 0% | 0% | 100% | 100% | 31.7% | 4.922% | 1
6660 | 23.91% | 8.109% | 0% | 100% | 0% | 0% | 100% | 100% | 23.91% | 8.109% | 1
6661 | 24.47% | 5.445% | 0% | 100% | 0% | 0% | 100% | 100% | 24.47% | 5.445% | 1
6662 | 26.63% | 3.056% | 0% | 100% | 0% | 0% | 100% | 100% | 26.63% | 3.056% | 1
6663 | 25.01% | 2.323% | 0% | 100% | 0% | 0% | 100% | 100% | 25.01% | 2.323% | 1
6664 | 8.531% | 0.7902% | 0% | 100% | 0% | 100% | 100% | 100% | 8.531% | 0.7902% | 1
6665 | 0% | 0% | 0% | 100% | 0% | 100% | 100% | 100% | 0% | 0% | 1
6666 | 0% | 0% | 0% | 100% | 0% | 100% | 100% | 100% | 0% | 0% | 1
6667 | 0% | 0.4267% | 0% | 100% | 0% | 100% | 100% | 100% | 0% | 0.4267% | 1
6668 | 0% | 0% | 0% | 100% | 0% | 0% | 100% | 100% | 0% | 0% | 1
6669 | 0% | 0% | 0% | 100% | 0% | 0% | 100% | 100% | 0% | 0% | 1
6670 | 0% | 0% | 0% | 100% | 0% | 0% | 100% | 100% | 0% | 0% | 1
6671 | 0% | 0% | 0% | 100% | 0% | 0% | 100% | 100% | 0% | 0% | 1
6672 | 0% | 0% | 0.6562% | 100% | 0% | 0% | 100% | 100% | 0% | 0% | 1
6673 | 0% | 0% | 1.213% | 100% | 0% | 0% | 100% | 100% | 0% | 0% | 1
6674 | 0% | 0% | 1.313% | 100% | 0% | 0% | 100% | 100% | 0% | 0% | 1
6675 | 0% | 0% | 1.316% | 100% | 0% | 0% | 100% | 100% | 0% | 0% | 1
6676 | 0% | 0% | 1.33% | 100% | 0% | 0% | 100% | 100% | 0% | 0% | 1
6677 | 0% | 0% | 1.31% | 100% | 0% | 0% | 100% | 100% | 0% | 0% | 1
6678 | 0% | 0% | 1.288% | 100% | 0% | 100% | 100% | 100% | 0% | 0% | 1
6679 | 0% | 0% | 1.239% | 100% | 0% | 100% | 100% | 100% | 0% | 0% | 1
6680 | 0.09075% | 0% | 1.05% | 100% | 0% | 100% | 100% | 100% | 0.09075% | 0% | 1
6681 | 13.58% | 0% | 0.8947% | 100% | 0% | 0% | 100% | 100% | 13.58% | 0% | 1
6682 | 23.07% | 0% | 0.7333% | 100% | 0% | 0% | 100% | 100% | 23.07% | 0% | 1
6683 | 22.26% | 0.01847% | 0.5883% | 100% | 0% | 0% | 100% | 100% | 22.26% | 0.01847% | 1
6684 | 22.7% | 3.452% | 0.456% | 100% | 0% | 0% | 100% | 100% | 22.7% | 3.452% | 1
6685 | 22.2% | 3.285% | 0.3313% | 100% | 0% | 0% | 100% | 100% | 22.2% | 3.285% | 1
6686 | 22.22% | 1.756% | 0% | 100% | 0% | 0% | 100% | 100% | 22.22% | 1.756% | 1
6687 | 15.12% | 1.613% | 0% | 100% | 0% | 0% | 100% | 100% | 15.12% | 1.613% | 1
6688 | 1.499% | 1.093% | 0.05105% | 100% | 0% | 100% | 100% | 100% | 1.499% | 1.093% | 1
6689 | 0% | 0% | 0% | 100% | 0% | 100% | 100% | 100% | 0% | 0% | 1
6690 | 0% | 0% | 0% | 100% | 0% | 100% | 100% | 100% | 0% | 0% | 1
6691 | 0% | 0% | 0% | 100% | 0% | 100% | 100% | 100% | 0% | 0% | 1
6692 | 0% | 0% | 0% | 100% | 0% | 0% | 100% | 100% | 0% | 0% | 1
6693 | 0% | 0% | 0% | 100% | 0% | 0% | 100% | 100% | 0% | 0% | 1
6694 | 0% | 0% | 0% | 100% | 0% | 0% | 100% | 100% | 0% | 0% | 1
6695 | 0% | 0% | 0% | 100% | 0% | 0% | 100% | 100% | 0% | 0% | 1
6696 | 0% | 0% | 0% | 100% | 0% | 0% | 100% | 100% | 0% | 0% | 1
6697 | 0% | 0% | 0% | 100% | 0% | 0% | 100% | 100% | 0% | 0% | 1
6698 | 0% | 0% | 0% | 100% | 0% | 0% | 100% | 100% | 0% | 0% | 1
6699 | 0% | 0% | 0% | 100% | 0% | 0% | 100% | 100% | 0% | 0% | 1
6700 | 0% | 0% | 0% | 100% | 0% | 0% | 100% | 100% | 0% | 0% | 1
6701 | 0% | 0% | 0% | 100% | 0% | 0% | 100% | 100% | 0% | 0% | 1
6702 | 0% | 0% | 0% | 100% | 0% | 100% | 100% | 100% | 0% | 0% | 1
6703 | 0% | 0% | 0% | 100% | 0% | 100% | 100% | 100% | 0% | 0% | 1
6704 | 0.4526% | 0% | 0.06648% | 100% | 0% | 100% | 100% | 100% | 0.4526% | 0% | 1
6705 | 13.26% | 0% | 0% | 100% | 0% | 0% | 100% | 100% | 13.26% | 0% | 1
6706 | 25.64% | 0% | 0% | 100% | 0% | 0% | 100% | 100% | 25.64% | 0% | 1
6707 | 23.42% | 0% | 1.437% | 100% | 0% | 0% | 100% | 100% | 23.42% | 0% | 1
6708 | 27.84% | 1.607% | 1.523% | 100% | 0% | 0% | 100% | 100% | 27.84% | 1.607% | 1
6709 | 23.18% | 3.086% | 1.628% | 100% | 0% | 0% | 100% | 100% | 23.18% | 3.086% | 1
6710 | 17.96% | 2.272% | 0.1022% | 100% | 0% | 0% | 100% | 100% | 17.96% | 2.272% | 1
6711 | 9.59% | 2.112% | 0% | 100% | 0% | 0% | 100% | 100% | 9.59% | 2.112% | 1
6712 | 0% | 2.705% | 0% | 100% | 0% | 100% | 100% | 100% | 0% | 2.705% | 1
6713 | 0% | 1.981% | 0% | 100% | 0% | 100% | 100% | 100% | 0% | 1.981% | 1
6714 | 0% | 1.843% | 0% | 100% | 0% | 100% | 100% | 100% | 0% | 1.843% | 1
6715 | 0% | 0.2159% | 0% | 100% | 0% | 100% | 100% | 100% | 0% | 0.2159% | 1
6716 | 0% | 0% | 0% | 100% | 0% | 0% | 100% | 100% | 0% | 0% | 1
6717 | 0% | 0% | 0% | 100% | 0% | 0% | 100% | 100% | 0% | 0% | 1
6718 | 0% | 0% | 0% | 100% | 0% | 0% | 100% | 100% | 0% | 0% | 1
6719 | 0% | 0% | 0% | 100% | 0% | 0% | 100% | 100% | 0% | 0% | 1
6720 | 0% | 0% | 0% | 100% | 0% | 0% | 100% | 100% | 0% | 0% | 1
6721 | 0% | 0% | 0% | 100% | 0% | 0% | 100% | 100% | 0% | 0% | 1
6722 | 0% | 0% | 0% | 100% | 0% | 0% | 100% | 100% | 0% | 0% | 1
6723 | 0% | 0% | 0% | 100% | 0% | 0% | 100% | 100% | 0% | 0% | 1
6724 | 0% | 0% | 0% | 100% | 0% | 0% | 100% | 100% | 0% | 0% | 1
6725 | 0% | 0% | 0% | 100% | 0% | 0% | 100% | 100% | 0% | 0% | 1
6726 | 0% | 0% | 0% | 100% | 0% | 100% | 100% | 100% | 0% | 0% | 1
6727 | 0% | 0% | 0% | 100% | 0% | 100% | 100% | 100% | 0% | 0% | 1
6728 | 0.8525% | 0% | 0% | 100% | 0% | 100% | 100% | 100% | 0.8525% | 0% | 1
6729 | 17.46% | 0% | 0% | 100% | 0% | 0% | 100% | 100% | 17.46% | 0% | 1
6730 | 33.8% | 0% | 0% | 100% | 0% | 0% | 100% | 100% | 33.8% | 0% | 1
6731 | 25.53% | 0.261% | 0% | 100% | 0% | 0% | 100% | 100% | 25.53% | 0.261% | 1
6732 | 31.46% | 2.823% | 0% | 100% | 0% | 0% | 100% | 100% | 31.46% | 2.823% | 1
6733 | 32.59% | 4.706% | 0% | 100% | 0% | 0% | 100% | 100% | 32.59% | 4.706% | 1
6734 | 14.84% | 4.93% | 0% | 100% | 0% | 0% | 100% | 100% | 14.84% | 4.93% | 1
6735 | 2.831% | 4.655% | 0% | 100% | 0% | 0% | 100% | 100% | 2.831% | 4.655% | 1
6736 | 0% | 5.471% | 0% | 100% | 0% | 100% | 100% | 100% | 0% | 5.471% | 1
6737 | 0% | 5.085% | 0% | 100% | 0% | 100% | 100% | 100% | 0% | 5.085% | 1
6738 | 0% | 2.579% | 0% | 100% | 0% | 100% | 100% | 100% | 0% | 2.579% | 1
6739 | 0% | 0.6592% | 0% | 100% | 0% | 100% | 100% | 100% | 0% | 0.6592% | 1
6740 | 0% | 0% | 0% | 100% | 0% | 0% | 100% | 100% | 0% | 0% | 1
6741 | 0% | 0% | 0% | 100% | 0% | 0% | 100% | 100% | 0% | 0% | 1
6742 | 0% | 0% | 0% | 100% | 0% | 0% | 100% | 100% | 0% | 0% | 1
6743 | 0% | 0% | 0% | 100% | 0% | 0% | 100% | 100% | 0% | 0% | 1
6744 | 0% | 0% | 0% | 100% | 0% | 0% | 100% | 100% | 0% | 0% | 1
6745 | 0% | 0% | 0% | 100% | 0% | 0% | 100% | 100% | 0% | 0% | 1
6746 | 0% | 0% | 0% | 100% | 0% | 0% | 100% | 100% | 0% | 0% | 1
6747 | 0% | 0% | 0% | 100% | 0% | 0% | 100% | 100% | 0% | 0% | 1
6748 | 0% | 0% | 0% | 100% | 0% | 0% | 100% | 100% | 0% | 0% | 1
6749 | 0% | 0% | 0% | 100% | 0% | 0% | 100% | 100% | 0% | 0% | 1
6750 | 0% | 0% | 0% | 100% | 0% | 100% | 100% | 100% | 0% | 0% | 1
6751 | 0% | 0% | 0% | 100% | 0% | 100% | 100% | 100% | 0% | 0% | 1
6752 | 1.456% | 0% | 0% | 100% | 0% | 100% | 100% | 100% | 1.456% | 0% | 1
6753 | 15.89% | 0% | 0% | 100% | 0% | 0% | 100% | 100% | 15.89% | 0% | 1
6754 | 24.58% | 0% | 0% | 100% | 0% | 0% | 100% | 100% | 24.58% | 0% | 1
6755 | 28.25% | 0% | 0% | 100% | 0% | 0% | 100% | 100% | 28.25% | 0% | 1
6756 | 29.43% | 3.695% | 0% | 100% | 0% | 0% | 100% | 100% | 29.43% | 3.695% | 1
6757 | 25.5% | 7.695% | 0% | 100% | 0% | 0% | 100% | 100% | 25.5% | 7.695% | 1
6758 | 14.41% | 8.188% | 0% | 100% | 0% | 0% | 100% | 100% | 14.41% | 8.188% | 1
6759 | 8.709% | 7.74% | 0% | 100% | 0% | 0% | 100% | 100% | 8.709% | 7.74% | 1
6760 | 0.8953% | 7.882% | 0% | 100% | 0% | 100% | 100% | 100% | 0.8953% | 7.882% | 1
6761 | 0% | 7.797% | 0% | 100% | 0% | 100% | 100% | 100% | 0% | 7.797% | 1
6762 | 0% | 5.292% | 0% | 100% | 0% | 100% | 100% | 100% | 0% | 5.292% | 1
6763 | 0% | 2.63% | 0% | 100% | 0% | 100% | 100% | 100% | 0% | 2.63% | 1
6764 | 0% | 2.422% | 0% | 100% | 0% | 0% | 100% | 100% | 0% | 2.422% | 1
6765 | 0% | 0.6929% | 0% | 100% | 0% | 0% | 100% | 100% | 0% | 0.6929% | 1
6766 | 0% | 0.8694% | 0% | 100% | 0% | 0% | 100% | 100% | 0% | 0.8694% | 1
6767 | 0% | 0% | 0% | 100% | 0% | 0% | 100% | 100% | 0% | 0% | 1
6768 | 0% | 0% | 0% | 100% | 0% | 0% | 100% | 100% | 0% | 0% | 1
6769 | 0% | 0% | 0% | 100% | 0% | 0% | 100% | 100% | 0% | 0% | 1
6770 | 0% | 0% | 0% | 100% | 0% | 0% | 100% | 100% | 0% | 0% | 1
6771 | 0% | 0% | 0% | 100% | 0% | 0% | 100% | 100% | 0% | 0% | 1
6772 | 0% | 0% | 0% | 100% | 0% | 0% | 100% | 100% | 0% | 0% | 1
6773 | 0% | 0% | 0% | 100% | 0% | 0% | 100% | 100% | 0% | 0% | 1
6774 | 0% | 0% | 0% | 100% | 0% | 100% | 100% | 100% | 0% | 0% | 1
6775 | 0% | 0% | 0% | 100% | 0% | 100% | 100% | 100% | 0% | 0% | 1
6776 | 0% | 0% | 0% | 100% | 0% | 100% | 100% | 100% | 0% | 0% | 1
6777 | 10.34% | 0% | 0% | 100% | 0% | 0% | 100% | 100% | 10.34% | 0% | 1
6778 | 14.05% | 0% | 0% | 100% | 0% | 0% | 100% | 100% | 14.05% | 0% | 1
6779 | 18% | 0.2403% | 0% | 100% | 0% | 0% | 100% | 100% | 18% | 0.2403% | 1
6780 | 23.43% | 4.763% | 0% | 100% | 0% | 0% | 100% | 100% | 23.43% | 4.763% | 1
6781 | 20.52% | 8.812% | 0% | 100% | 0% | 0% | 100% | 100% | 20.52% | 8.812% | 1
6782 | 14.52% | 9.156% | 0% | 100% | 0% | 0% | 100% | 100% | 14.52% | 9.156% | 1
6783 | 9.623% | 9.2% | 0% | 100% | 0% | 0% | 100% | 100% | 9.623% | 9.2% | 1
6784 | 4.712% | 8.766% | 0% | 100% | 0% | 100% | 100% | 100% | 4.712% | 8.766% | 1
6785 | 0% | 7.333% | 0% | 100% | 0% | 100% | 100% | 100% | 0% | 7.333% | 1
6786 | 0% | 4.696% | 0% | 100% | 0% | 100% | 100% | 100% | 0% | 4.696% | 1
6787 | 0% | 3.281% | 0% | 100% | 0% | 100% | 100% | 100% | 0% | 3.281% | 1
6788 | 0% | 2.73% | 0% | 100% | 0% | 0% | 100% | 100% | 0% | 2.73% | 1
6789 | 0% | 0.3856% | 0% | 100% | 0% | 0% | 100% | 100% | 0% | 0.3856% | 1
6790 | 0% | 0.7258% | 0% | 100% | 0% | 0% | 100% | 100% | 0% | 0.7258% | 1
6791 | 0% | 0% | 0% | 100% | 0% | 0% | 100% | 100% | 0% | 0% | 1
6792 | 0% | 0% | 0% | 100% | 0% | 0% | 100% | 100% | 0% | 0% | 1
6793 | 0% | 0% | 0% | 100% | 0% | 0% | 100% | 100% | 0% | 0% | 1
6794 | 0% | 0% | 0% | 100% | 0% | 0% | 100% | 100% | 0% | 0% | 1
6795 | 0% | 0% | 0% | 100% | 0% | 0% | 100% | 100% | 0% | 0% | 1
6796 | 0% | 0% | 0% | 100% | 0% | 0% | 100% | 100% | 0% | 0% | 1
6797 | 0% | 0% | 0% | 100% | 0% | 0% | 100% | 100% | 0% | 0% | 1
6798 | 0% | 0% | 0% | 100% | 0% | 100% | 100% | 100% | 0% | 0% | 1
6799 | 0% | 0% | 0% | 100% | 0% | 100% | 100% | 100% | 0% | 0% | 1
6800 | 0% | 0% | 0% | 100% | 0% | 100% | 100% | 100% | 0% | 0% | 1
6801 | 10.69% | 0% | 0% | 100% | 0% | 0% | 100% | 100% | 10.69% | 0% | 1
6802 | 14.74% | 0% | 0% | 100% | 0% | 0% | 100% | 100% | 14.74% | 0% | 1
6803 | 19.36% | 0% | 0% | 100% | 0% | 0% | 100% | 100% | 19.36% | 0% | 1
6804 | 22.81% | 1.87% | 0% | 100% | 0% | 0% | 100% | 100% | 22.81% | 1.87% | 1
6805 | 10.49% | 4.502% | 0% | 100% | 0% | 0% | 100% | 100% | 10.49% | 4.502% | 1
6806 | 11.16% | 5.517% | 0% | 100% | 0% | 0% | 100% | 100% | 11.16% | 5.517% | 1
6807 | 7.705% | 5.738% | 0% | 100% | 0% | 0% | 100% | 100% | 7.705% | 5.738% | 1
6808 | 0% | 4.108% | 0% | 100% | 0% | 100% | 100% | 100% | 0% | 4.108% | 1
6809 | 0% | 2.253% | 0% | 100% | 0% | 100% | 100% | 100% | 0% | 2.253% | 1
6810 | 0% | 1.728% | 0% | 100% | 0% | 100% | 100% | 100% | 0% | 1.728% | 1
6811 | 0% | 0.4211% | 0% | 100% | 0% | 100% | 100% | 100% | 0% | 0.4211% | 1
6812 | 0% | 0% | 0% | 100% | 0% | 0% | 100% | 100% | 0% | 0% | 1
6813 | 0% | 0% | 0% | 100% | 0% | 0% | 100% | 100% | 0% | 0% | 1
6814 | 0% | 0% | 0% | 100% | 0% | 0% | 100% | 100% | 0% | 0% | 1
6815 | 0% | 0% | 0% | 100% | 0% | 0% | 100% | 100% | 0% | 0% | 1
6816 | 0% | 0% | 0% | 100% | 0% | 0% | 100% | 100% | 0% | 0% | 1
6817 | 0% | 0% | 0% | 100% | 0% | 0% | 100% | 100% | 0% | 0% | 1
6818 | 0% | 0% | 0% | 100% | 0% | 0% | 100% | 100% | 0% | 0% | 1
6819 | 0% | 0% | 0% | 100% | 0% | 0% | 100% | 100% | 0% | 0% | 1
6820 | 0% | 0% | 0% | 100% | 0% | 0% | 100% | 100% | 0% | 0% | 1
6821 | 0% | 0% | 0% | 100% | 0% | 0% | 100% | 100% | 0% | 0% | 1
6822 | 0% | 0% | 0% | 100% | 0% | 100% | 100% | 100% | 0% | 0% | 1
6823 | 0% | 0% | 0% | 100% | 0% | 100% | 100% | 100% | 0% | 0% | 1
6824 | 0% | 0% | 0% | 100% | 0% | 100% | 100% | 100% | 0% | 0% | 1
6825 | 3.737% | 0% | 0% | 100% | 0% | 0% | 100% | 100% | 3.737% | 0% | 1
6826 | 11.08% | 0% | 0% | 100% | 0% | 0% | 100% | 100% | 11.08% | 0% | 1
6827 | 19.59% | 0% | 0% | 100% | 0% | 0% | 100% | 100% | 19.59% | 0% | 1
6828 | 22.45% | 0.2534% | 0% | 100% | 0% | 0% | 100% | 100% | 22.45% | 0.2534% | 1
6829 | 12.62% | 1.288% | 0% | 100% | 0% | 0% | 100% | 100% | 12.62% | 1.288% | 1
6830 | 13.7% | 1.215% | 0% | 100% | 0% | 0% | 100% | 100% | 13.7% | 1.215% | 1
6831 | 6.523% | 2.373% | 0% | 100% | 0% | 0% | 100% | 100% | 6.523% | 2.373% | 1
6832 | 0% | 1.021% | 0% | 100% | 0% | 100% | 100% | 100% | 0% | 1.021% | 1
6833 | 0% | 0% | 0% | 100% | 0% | 100% | 100% | 100% | 0% | 0% | 1
6834 | 0% | 0% | 0% | 100% | 0% | 100% | 100% | 100% | 0% | 0% | 1
6835 | 0% | 0% | 0% | 100% | 0% | 100% | 100% | 100% | 0% | 0% | 1
6836 | 0% | 0% | 0% | 100% | 0% | 0% | 100% | 100% | 0% | 0% | 1
6837 | 0% | 0% | 0% | 100% | 0% | 0% | 100% | 100% | 0% | 0% | 1
6838 | 0% | 0% | 0% | 100% | 0% | 0% | 100% | 100% | 0% | 0% | 1
6839 | 0% | 0% | 0% | 100% | 0% | 0% | 100% | 100% | 0% | 0% | 1
6840 | 0% | 0% | 0% | 100% | 0% | 0% | 100% | 100% | 0% | 0% | 1
6841 | 0% | 0% | 0% | 100% | 0% | 0% | 100% | 100% | 0% | 0% | 1
6842 | 0% | 0% | 0% | 100% | 0% | 0% | 100% | 100% | 0% | 0% | 1
6843 | 0% | 0% | 0% | 100% | 0% | 0% | 100% | 100% | 0% | 0% | 1
6844 | 0% | 0% | 0% | 100% | 0% | 0% | 100% | 100% | 0% | 0% | 1
6845 | 0% | 0% | 0% | 100% | 0% | 0% | 100% | 100% | 0% | 0% | 1
6846 | 0% | 0% | 0% | 100% | 0% | 100% | 100% | 100% | 0% | 0% | 1
6847 | 0% | 0% | 0% | 100% | 0% | 100% | 100% | 100% | 0% | 0% | 1
6848 | 0% | 0% | 0% | 100% | 0% | 100% | 100% | 100% | 0% | 0% | 1
6849 | 5.467% | 0% | 0% | 100% | 0% | 0% | 100% | 100% | 5.467% | 0% | 1
6850 | 14.75% | 0% | 0% | 100% | 0% | 0% | 100% | 100% | 14.75% | 0% | 1
6851 | 23.66% | 0% | 0% | 100% | 0% | 0% | 100% | 100% | 23.66% | 0% | 1
6852 | 20.57% | 0.8608% | 0% | 100% | 0% | 0% | 100% | 100% | 20.57% | 0.8608% | 1
6853 | 11.89% | 1.652% | 0% | 100% | 0% | 0% | 100% | 100% | 11.89% | 1.652% | 1
6854 | 8.907% | 1.67% | 0% | 100% | 0% | 0% | 100% | 100% | 8.907% | 1.67% | 1
6855 | 2.712% | 2.266% | 0% | 100% | 0% | 0% | 100% | 100% | 2.712% | 2.266% | 1
6856 | 0% | 1.982% | 0% | 100% | 0% | 100% | 100% | 100% | 0% | 1.982% | 1
6857 | 0% | 0.6121% | 0% | 100% | 0% | 100% | 100% | 100% | 0% | 0.6121% | 1
6858 | 0% | 0% | 0% | 100% | 0% | 100% | 100% | 100% | 0% | 0% | 1
6859 | 0% | 0% | 0% | 100% | 0% | 100% | 100% | 100% | 0% | 0% | 1
6860 | 0% | 0% | 0% | 100% | 0% | 0% | 100% | 100% | 0% | 0% | 1
6861 | 0% | 0% | 0% | 100% | 0% | 0% | 100% | 100% | 0% | 0% | 1
6862 | 0% | 0% | 0% | 100% | 0% | 0% | 100% | 100% | 0% | 0% | 1
6863 | 0% | 0% | 0% | 100% | 0% | 0% | 100% | 100% | 0% | 0% | 1
6864 | 0% | 0% | 0% | 100% | 0% | 0% | 100% | 100% | 0% | 0% | 1
6865 | 0% | 0% | 0% | 100% | 0% | 0% | 100% | 100% | 0% | 0% | 1
6866 | 0% | 0% | 0% | 100% | 0% | 0% | 100% | 100% | 0% | 0% | 1
6867 | 0% | 0% | 0% | 100% | 0% | 0% | 100% | 100% | 0% | 0% | 1
6868 | 0% | 0% | 0% | 100% | 0% | 0% | 100% | 100% | 0% | 0% | 1
6869 | 0% | 0% | 0% | 100% | 0% | 0% | 100% | 100% | 0% | 0% | 1
6870 | 0% | 0% | 0% | 100% | 0% | 100% | 100% | 100% | 0% | 0% | 1
6871 | 0% | 0% | 0% | 100% | 0% | 100% | 100% | 100% | 0% | 0% | 1
6872 | 0% | 0% | 0% | 100% | 0% | 100% | 100% | 100% | 0% | 0% | 1
6873 | 0% | 0% | 0% | 100% | 0% | 0% | 100% | 100% | 0% | 0% | 1
6874 | 12.09% | 0% | 0% | 100% | 0% | 0% | 100% | 100% | 12.09% | 0% | 1
6875 | 20.75% | 0.5682% | 0% | 100% | 0% | 0% | 100% | 100% | 20.75% | 0.5682% | 1
6876 | 20.87% | 3.249% | 0% | 100% | 0% | 0% | 100% | 100% | 20.87% | 3.249% | 1
6877 | 15.88% | 4.111% | 0% | 100% | 0% | 0% | 100% | 100% | 15.88% | 4.111% | 1
6878 | 8.264% | 3.367% | 0% | 100% | 0% | 0% | 100% | 100% | 8.264% | 3.367% | 1
6879 | 8.151% | 4.205% | 0% | 100% | 0% | 0% | 100% | 100% | 8.151% | 4.205% | 1
6880 | 1.33% | 4.777% | 0% | 100% | 0% | 100% | 100% | 100% | 1.33% | 4.777% | 1
6881 | 0% | 5.264% | 0% | 100% | 0% | 100% | 100% | 100% | 0% | 5.264% | 1
6882 | 0% | 3.895% | 0% | 100% | 0% | 100% | 100% | 100% | 0% | 3.895% | 1
6883 | 0% | 0% | 0% | 100% | 0% | 100% | 100% | 100% | 0% | 0% | 1
6884 | 0% | 0% | 0% | 100% | 0% | 0% | 100% | 100% | 0% | 0% | 1
6885 | 0% | 0% | 0% | 100% | 0% | 0% | 100% | 100% | 0% | 0% | 1
6886 | 0% | 0% | 0% | 100% | 0% | 0% | 100% | 100% | 0% | 0% | 1
6887 | 0% | 0% | 0% | 100% | 0% | 0% | 100% | 100% | 0% | 0% | 1
6888 | 0% | 0% | 0% | 100% | 0% | 0% | 100% | 100% | 0% | 0% | 1
6889 | 0% | 0% | 0% | 94.8% | 0% | 0% | 100% | 100% | 0% | 0% | 1
6890 | 0% | 0% | 0% | 94.8% | 0% | 0% | 100% | 100% | 0% | 0% | 1
6891 | 0% | 0% | 0% | 94.8% | 0% | 0% | 100% | 100% | 0% | 0% | 1
6892 | 0% | 0% | 0% | 94.8% | 0% | 0% | 100% | 100% | 0% | 0% | 1
6893 | 0% | 0% | 0% | 94.8% | 0% | 0% | 100% | 100% | 0% | 0% | 1
6894 | 0% | 0% | 0% | 94.8% | 0% | 100% | 100% | 100% | 0% | 0% | 1
6895 | 0% | 0% | 0% | 94.8% | 0% | 100% | 100% | 100% | 0% | 0% | 1
6896 | 0% | 0% | 0% | 94.8% | 0% | 100% | 100% | 100% | 0% | 0% | 1
6897 | 0% | 0% | 0% | 94.8% | 0% | 0% | 100% | 100% | 0% | 0% | 1
6898 | 17.9% | 0% | 0% | 94.8% | 0% | 0% | 100% | 100% | 17.9% | 0% | 1
6899 | 23.43% | 2.744% | 0% | 94.8% | 0% | 0% | 100% | 100% | 23.43% | 2.744% | 1
6900 | 24.44% | 4.493% | 0% | 94.8% | 0% | 0% | 100% | 100% | 24.44% | 4.493% | 1
6901 | 20.11% | 5.404% | 0% | 94.8% | 0% | 0% | 100% | 100% | 20.11% | 5.404% | 1
6902 | 11.39% | 5.55% | 0% | 94.8% | 0% | 0% | 100% | 100% | 11.39% | 5.55% | 1
6903 | 10.16% | 6.441% | 0% | 94.8% | 0% | 0% | 100% | 100% | 10.16% | 6.441% | 1
6904 | 2.703% | 7.875% | 0% | 94.8% | 0% | 100% | 100% | 100% | 2.703% | 7.875% | 1
6905 | 0% | 8.021% | 0% | 94.8% | 0% | 100% | 100% | 100% | 0% | 8.021% | 1
6906 | 0% | 7.124% | 0% | 94.8% | 0% | 100% | 100% | 100% | 0% | 7.124% | 1
6907 | 0% | 1.901% | 0% | 94.8% | 0% | 100% | 100% | 100% | 0% | 1.901% | 1
6908 | 0% | 0% | 0% | 94.8% | 0% | 0% | 100% | 100% | 0% | 0% | 1
6909 | 0% | 0% | 0% | 94.8% | 0% | 0% | 100% | 100% | 0% | 0% | 1
6910 | 0% | 0% | 0% | 94.8% | 0% | 0% | 100% | 100% | 0% | 0% | 1
6911 | 0% | 0% | 0% | 94.8% | 0% | 0% | 100% | 100% | 0% | 0% | 1
6912 | 0% | 0% | 0% | 94.8% | 0% | 0% | 100% | 100% | 0% | 0% | 1
6913 | 0% | 0% | 0% | 94.8% | 0% | 0% | 100% | 100% | 0% | 0% | 1
6914 | 0% | 0% | 0% | 94.8% | 0% | 0% | 100% | 100% | 0% | 0% | 1
6915 | 0% | 0% | 0% | 94.8% | 0% | 0% | 100% | 100% | 0% | 0% | 1
6916 | 0% | 0% | 0% | 94.8% | 0% | 0% | 100% | 100% | 0% | 0% | 1
6917 | 0% | 0% | 0% | 94.8% | 0% | 0% | 100% | 100% | 0% | 0% | 1
6918 | 0% | 0% | 0% | 94.8% | 0% | 100% | 100% | 100% | 0% | 0% | 1
6919 | 0% | 0% | 0% | 94.8% | 0% | 100% | 100% | 100% | 0% | 0% | 1
6920 | 0% | 0% | 0% | 94.8% | 0% | 100% | 100% | 100% | 0% | 0% | 1
6921 | 0% | 0% | 0% | 94.8% | 0% | 0% | 100% | 100% | 0% | 0% | 1
6922 | 13.04% | 0.7598% | 0% | 94.8% | 0% | 0% | 100% | 100% | 13.04% | 0.7598% | 1
6923 | 23.58% | 3.697% | 0% | 94.8% | 0% | 0% | 100% | 100% | 23.58% | 3.697% | 1
6924 | 26.14% | 4.453% | 0% | 94.8% | 0% | 0% | 100% | 100% | 26.14% | 4.453% | 1
6925 | 21.84% | 6.24% | 0% | 94.8% | 0% | 0% | 100% | 100% | 21.84% | 6.24% | 1
6926 | 15.29% | 4.815% | 0% | 94.8% | 0% | 0% | 100% | 100% | 15.29% | 4.815% | 1
6927 | 9.611% | 6.524% | 0% | 94.8% | 0% | 0% | 100% | 100% | 9.611% | 6.524% | 1
6928 | 4.475% | 8.846% | 0% | 94.8% | 0% | 100% | 100% | 100% | 4.475% | 8.846% | 1
6929 | 0% | 9.043% | 0% | 94.8% | 0% | 100% | 100% | 100% | 0% | 9.043% | 1
6930 | 0% | 8.199% | 0% | 94.8% | 0% | 100% | 100% | 100% | 0% | 8.199% | 1
6931 | 0% | 5.357% | 0% | 94.8% | 0% | 100% | 100% | 100% | 0% | 5.357% | 1
6932 | 0% | 2.79% | 0% | 94.8% | 0% | 0% | 100% | 100% | 0% | 2.79% | 1
6933 | 0% | 2.506% | 0% | 94.8% | 0% | 0% | 100% | 100% | 0% | 2.506% | 1
6934 | 0% | 2.951% | 0% | 94.8% | 0% | 0% | 100% | 100% | 0% | 2.951% | 1
6935 | 0% | 3.375% | 0% | 94.8% | 0% | 0% | 100% | 100% | 0% | 3.375% | 1
6936 | 0% | 3.864% | 0% | 94.8% | 0% | 0% | 100% | 100% | 0% | 3.864% | 1
6937 | 0% | 0% | 0% | 94.8% | 0% | 0% | 100% | 100% | 0% | 0% | 1
6938 | 0% | 1.215% | 0% | 94.8% | 0% | 0% | 100% | 100% | 0% | 1.215% | 1
6939 | 0% | 0.633% | 0% | 94.8% | 0% | 0% | 100% | 100% | 0% | 0.633% | 1
6940 | 0% | 1.511% | 0% | 94.8% | 0% | 0% | 100% | 100% | 0% | 1.511% | 1
6941 | 0% | 0.5997% | 0% | 94.8% | 0% | 0% | 100% | 100% | 0% | 0.5997% | 1
6942 | 0% | 1.985% | 0% | 94.8% | 0% | 100% | 100% | 100% | 0% | 1.985% | 1
6943 | 0% | 0% | 0% | 94.8% | 0% | 100% | 100% | 100% | 0% | 0% | 1
6944 | 0% | 0% | 0% | 94.8% | 0% | 100% | 100% | 100% | 0% | 0% | 1
6945 | 0% | 0% | 0% | 94.8% | 0% | 0% | 100% | 100% | 0% | 0% | 1
6946 | 5.236% | 1.34% | 0% | 94.8% | 0% | 0% | 100% | 100% | 5.236% | 1.34% | 1
6947 | 8.299% | 4.519% | 0% | 94.8% | 0% | 0% | 100% | 100% | 8.299% | 4.519% | 1
6948 | 13.25% | 5.055% | 0% | 94.8% | 0% | 0% | 100% | 100% | 13.25% | 5.055% | 1
6949 | 13.42% | 6.3% | 0% | 94.8% | 0% | 0% | 100% | 100% | 13.42% | 6.3% | 1
6950 | 8.411% | 3.08% | 0% | 94.8% | 0% | 0% | 100% | 100% | 8.411% | 3.08% | 1
6951 | 2.945% | 5.551% | 0% | 94.8% | 0% | 0% | 100% | 100% | 2.945% | 5.551% | 1
6952 | 0% | 8.25% | 0% | 94.8% | 0% | 100% | 100% | 100% | 0% | 8.25% | 1
6953 | 0% | 7.968% | 0% | 94.8% | 0% | 100% | 100% | 100% | 0% | 7.968% | 1
6954 | 0% | 7.395% | 0% | 94.8% | 0% | 100% | 100% | 100% | 0% | 7.395% | 1
6955 | 0% | 5.428% | 0% | 94.8% | 0% | 100% | 100% | 100% | 0% | 5.428% | 1
6956 | 0% | 4.123% | 0% | 94.8% | 0% | 0% | 100% | 100% | 0% | 4.123% | 1
6957 | 0% | 4.081% | 0% | 94.8% | 0% | 0% | 100% | 100% | 0% | 4.081% | 1
6958 | 0% | 5.406% | 0% | 94.8% | 0% | 0% | 100% | 100% | 0% | 5.406% | 1
6959 | 0% | 3.481% | 0% | 94.8% | 0% | 0% | 100% | 100% | 0% | 3.481% | 1
6960 | 0% | 2.23% | 0% | 94.8% | 0% | 0% | 100% | 100% | 0% | 2.23% | 1
6961 | 0% | 2.432% | 0% | 94.8% | 0% | 0% | 100% | 100% | 0% | 2.432% | 1
6962 | 0% | 0.8767% | 0% | 94.8% | 0% | 0% | 100% | 100% | 0% | 0.8767% | 1
6963 | 0% | 0.3531% | 0% | 94.8% | 0% | 0% | 100% | 100% | 0% | 0.3531% | 1
6964 | 0% | 0.5382% | 0% | 94.8% | 0% | 0% | 100% | 100% | 0% | 0.5382% | 1
6965 | 0% | 1.262% | 0% | 94.8% | 0% | 0% | 100% | 100% | 0% | 1.262% | 1
6966 | 0% | 2.551% | 0% | 94.8% | 0% | 100% | 100% | 100% | 0% | 2.551% | 1
6967 | 0% | 0% | 0% | 94.8% | 0% | 100% | 100% | 100% | 0% | 0% | 1
6968 | 0% | 0% | 0% | 94.8% | 0% | 100% | 100% | 100% | 0% | 0% | 1
6969 | 0% | 0% | 0% | 94.8% | 0% | 0% | 100% | 100% | 0% | 0% | 1
6970 | 0% | 0.6252% | 0% | 94.8% | 0% | 0% | 100% | 100% | 0% | 0.6252% | 1
6971 | 0% | 2.297% | 0% | 94.8% | 0% | 0% | 100% | 100% | 0% | 2.297% | 1
6972 | 0% | 2.765% | 0% | 94.8% | 0% | 0% | 100% | 100% | 0% | 2.765% | 1
6973 | 0% | 2.575% | 0% | 94.8% | 0% | 0% | 100% | 100% | 0% | 2.575% | 1
6974 | 0% | 0% | 0% | 94.8% | 0% | 0% | 100% | 100% | 0% | 0% | 1
6975 | 0% | 1.136% | 0% | 94.8% | 0% | 0% | 100% | 100% | 0% | 1.136% | 1
6976 | 0% | 3.587% | 0% | 94.8% | 0% | 100% | 100% | 100% | 0% | 3.587% | 1
6977 | 0% | 5.348% | 0% | 94.8% | 0% | 100% | 100% | 100% | 0% | 5.348% | 1
6978 | 0% | 3.96% | 0% | 94.8% | 0% | 100% | 100% | 100% | 0% | 3.96% | 1
6979 | 0% | 3.02% | 0% | 94.8% | 0% | 100% | 100% | 100% | 0% | 3.02% | 1
6980 | 0% | 3.666% | 0% | 94.8% | 0% | 0% | 100% | 100% | 0% | 3.666% | 1
6981 | 0% | 5.639% | 0% | 94.8% | 0% | 0% | 100% | 100% | 0% | 5.639% | 1
6982 | 0% | 5.721% | 0% | 94.8% | 0% | 0% | 100% | 100% | 0% | 5.721% | 1
6983 | 0% | 3.44% | 0% | 94.8% | 0% | 0% | 100% | 100% | 0% | 3.44% | 1
6984 | 0% | 1.493% | 0% | 94.8% | 0% | 0% | 100% | 100% | 0% | 1.493% | 1
6985 | 0% | 1.57% | 0% | 94.8% | 0% | 0% | 100% | 100% | 0% | 1.57% | 1
6986 | 0% | 0% | 0% | 94.8% | 0% | 0% | 100% | 100% | 0% | 0% | 1
6987 | 0% | 0% | 0% | 94.8% | 0% | 0% | 100% | 100% | 0% | 0% | 1
6988 | 0% | 1.046% | 0% | 94.8% | 0% | 0% | 100% | 100% | 0% | 1.046% | 1
6989 | 0% | 0.5699% | 0% | 94.8% | 0% | 0% | 100% | 100% | 0% | 0.5699% | 1
6990 | 0% | 0.6816% | 0% | 94.8% | 0% | 100% | 100% | 100% | 0% | 0.6816% | 1
6991 | 0% | 0.2203% | 0% | 94.8% | 0% | 100% | 100% | 100% | 0% | 0.2203% | 1
6992 | 0% | 1.685% | 0% | 94.8% | 0% | 100% | 100% | 100% | 0% | 1.685% | 1
6993 | 0% | 0% | 0% | 94.8% | 0% | 0% | 100% | 100% | 0% | 0% | 1
6994 | 0% | 0.923% | 0% | 94.8% | 0% | 0% | 100% | 100% | 0% | 0.923% | 1
6995 | 0% | 3.94% | 0% | 94.8% | 0% | 0% | 100% | 100% | 0% | 3.94% | 1
6996 | 0% | 5.402% | 0% | 94.8% | 0% | 0% | 100% | 100% | 0% | 5.402% | 1
6997 | 0.5014% | 3.376% | 0% | 94.8% | 0% | 0% | 100% | 100% | 0.5014% | 3.376% | 1
6998 | 0% | 1.716% | 0% | 94.8% | 0% | 0% | 100% | 100% | 0% | 1.716% | 1
6999 | 0% | 2.28% | 0% | 94.8% | 0% | 0% | 100% | 100% | 0% | 2.28% | 1
7000 | 0% | 1.439% | 0% | 94.8% | 0% | 100% | 100% | 100% | 0% | 1.439% | 1
7001 | 0% | 4.398% | 0% | 94.8% | 0% | 100% | 100% | 100% | 0% | 4.398% | 1
7002 | 0% | 4.63% | 0% | 94.8% | 0% | 100% | 100% | 100% | 0% | 4.63% | 1
7003 | 0% | 3.673% | 0% | 94.8% | 0% | 100% | 100% | 100% | 0% | 3.673% | 1
7004 | 0% | 4.332% | 0% | 94.8% | 0% | 0% | 100% | 100% | 0% | 4.332% | 1
7005 | 0% | 5.861% | 0% | 94.8% | 0% | 0% | 100% | 100% | 0% | 5.861% | 1
7006 | 0% | 4.327% | 0% | 94.8% | 0% | 0% | 100% | 100% | 0% | 4.327% | 1
7007 | 0% | 2.355% | 0% | 94.8% | 0% | 0% | 100% | 100% | 0% | 2.355% | 1
7008 | 0% | 0.6518% | 0% | 94.8% | 0% | 0% | 100% | 100% | 0% | 0.6518% | 1
7009 | 0% | 2.16% | 0% | 94.8% | 0% | 0% | 100% | 100% | 0% | 2.16% | 1
7010 | 0% | 0% | 0% | 94.8% | 0% | 0% | 100% | 100% | 0% | 0% | 1
7011 | 0% | 0% | 0% | 94.8% | 0% | 0% | 100% | 100% | 0% | 0% | 1
7012 | 0% | 0% | 0% | 94.8% | 0% | 0% | 100% | 100% | 0% | 0% | 1
7013 | 0% | 0% | 0% | 94.8% | 0% | 0% | 100% | 100% | 0% | 0% | 1
7014 | 0% | 0% | 0% | 94.8% | 0% | 100% | 100% | 100% | 0% | 0% | 1
7015 | 0% | 1.792% | 0% | 94.8% | 0% | 100% | 100% | 100% | 0% | 1.792% | 1
7016 | 0% | 1.335% | 0% | 94.8% | 0% | 100% | 100% | 100% | 0% | 1.335% | 1
7017 | 1.62% | 0% | 0% | 94.8% | 0% | 0% | 100% | 100% | 1.62% | 0% | 1
7018 | 9.269% | 1.372% | 0% | 94.8% | 0% | 0% | 100% | 100% | 9.269% | 1.372% | 1
7019 | 9.554% | 4.596% | 0% | 94.8% | 0% | 0% | 100% | 100% | 9.554% | 4.596% | 1
7020 | 8.641% | 6.581% | 0% | 94.8% | 0% | 0% | 100% | 100% | 8.641% | 6.581% | 1
7021 | 9.082% | 4.221% | 0% | 94.8% | 0% | 0% | 100% | 100% | 9.082% | 4.221% | 1
7022 | 5.413% | 6.103% | 0% | 94.8% | 0% | 0% | 100% | 100% | 5.413% | 6.103% | 1
7023 | 3.275% | 6.074% | 0% | 94.8% | 0% | 0% | 100% | 100% | 3.275% | 6.074% | 1
7024 | 0.8518% | 2.76% | 0% | 94.8% | 0% | 100% | 100% | 100% | 0.8518% | 2.76% | 1
7025 | 0% | 4.79% | 0% | 94.8% | 0% | 100% | 100% | 100% | 0% | 4.79% | 1
7026 | 0% | 4.425% | 0% | 94.8% | 0% | 100% | 100% | 100% | 0% | 4.425% | 1
7027 | 0% | 2.145% | 0% | 94.8% | 0% | 100% | 100% | 100% | 0% | 2.145% | 1
7028 | 0% | 2.727% | 0% | 94.8% | 0% | 0% | 100% | 100% | 0% | 2.727% | 1
7029 | 0% | 5.224% | 0% | 94.8% | 0% | 0% | 100% | 100% | 0% | 5.224% | 1
7030 | 0% | 3.791% | 0% | 94.8% | 0% | 0% | 100% | 100% | 0% | 3.791% | 1
7031 | 0% | 3.002% | 0% | 94.8% | 0% | 0% | 100% | 100% | 0% | 3.002% | 1
7032 | 0% | 1.138% | 0% | 94.8% | 0% | 0% | 100% | 100% | 0% | 1.138% | 1
7033 | 0% | 0.8386% | 0% | 94.8% | 0% | 0% | 100% | 100% | 0% | 0.8386% | 1
7034 | 0% | 0% | 0% | 94.8% | 0% | 0% | 100% | 100% | 0% | 0% | 1
7035 | 0% | 0% | 0% | 94.8% | 0% | 0% | 100% | 100% | 0% | 0% | 1
7036 | 0% | 0% | 0% | 94.8% | 0% | 0% | 100% | 100% | 0% | 0% | 1
7037 | 0% | 0% | 0% | 94.8% | 0% | 0% | 100% | 100% | 0% | 0% | 1
7038 | 0% | 0% | 0% | 94.8% | 0% | 100% | 100% | 100% | 0% | 0% | 1
7039 | 0% | 0% | 0% | 94.8% | 0% | 100% | 100% | 100% | 0% | 0% | 1
7040 | 0% | 0% | 0% | 94.8% | 0% | 100% | 100% | 100% | 0% | 0% | 1
7041 | 10.76% | 0% | 0% | 94.8% | 0% | 0% | 100% | 100% | 10.76% | 0% | 1
7042 | 25.14% | 0.02384% | 0% | 94.8% | 0% | 0% | 100% | 100% | 25.14% | 0.02384% | 1
7043 | 30.72% | 3.371% | 0% | 94.8% | 0% | 0% | 100% | 100% | 30.72% | 3.371% | 1
7044 | 28.61% | 4.436% | 0% | 94.8% | 0% | 0% | 100% | 100% | 28.61% | 4.436% | 1
7045 | 24.55% | 4.548% | 0% | 94.8% | 0% | 0% | 100% | 100% | 24.55% | 4.548% | 1
7046 | 24.14% | 6.13% | 0% | 94.8% | 0% | 0% | 100% | 100% | 24.14% | 6.13% | 1
7047 | 19.16% | 7.135% | 0% | 94.8% | 0% | 0% | 100% | 100% | 19.16% | 7.135% | 1
7048 | 9.393% | 3.146% | 0% | 94.8% | 0% | 100% | 100% | 100% | 9.393% | 3.146% | 1
7049 | 0% | 3.118% | 0% | 94.8% | 0% | 100% | 100% | 100% | 0% | 3.118% | 1
7050 | 0% | 2.526% | 0% | 94.8% | 0% | 100% | 100% | 100% | 0% | 2.526% | 1
7051 | 0% | 0.0916% | 0% | 94.8% | 0% | 100% | 100% | 100% | 0% | 0.0916% | 1
7052 | 0% | 0% | 0% | 94.8% | 0% | 0% | 100% | 100% | 0% | 0% | 1
7053 | 0% | 0.4252% | 0% | 94.8% | 0% | 0% | 100% | 100% | 0% | 0.4252% | 1
7054 | 0% | 0% | 0% | 94.8% | 0% | 0% | 100% | 100% | 0% | 0% | 1
7055 | 0% | 0% | 0% | 94.8% | 0% | 0% | 100% | 100% | 0% | 0% | 1
7056 | 0% | 0% | 0% | 94.8% | 0% | 0% | 100% | 100% | 0% | 0% | 1
7057 | 0% | 0.2188% | 0% | 94.8% | 0% | 0% | 100% | 100% | 0% | 0.2188% | 1
7058 | 0% | 0% | 0% | 94.8% | 0% | 0% | 100% | 100% | 0% | 0% | 1
7059 | 0% | 0% | 0% | 94.8% | 0% | 0% | 100% | 100% | 0% | 0% | 1
7060 | 0% | 0% | 0% | 94.8% | 0% | 0% | 100% | 100% | 0% | 0% | 1
7061 | 0% | 0% | 0% | 94.8% | 0% | 0% | 100% | 100% | 0% | 0% | 1
7062 | 0% | 0% | 0% | 94.8% | 0% | 100% | 100% | 100% | 0% | 0% | 1
7063 | 0% | 0% | 0% | 94.8% | 0% | 100% | 100% | 100% | 0% | 0% | 1
7064 | 0% | 0% | 0% | 94.8% | 0% | 100% | 100% | 100% | 0% | 0% | 1
7065 | 8.525% | 0% | 0% | 94.8% | 0% | 0% | 100% | 100% | 8.525% | 0% | 1
7066 | 20.77% | 0% | 0% | 94.8% | 0% | 0% | 100% | 100% | 20.77% | 0% | 1
7067 | 19.22% | 0.5397% | 0% | 94.8% | 0% | 0% | 100% | 100% | 19.22% | 0.5397% | 1
7068 | 18.13% | 1.304% | 0% | 94.8% | 0% | 0% | 100% | 100% | 18.13% | 1.304% | 1
7069 | 7.404% | 2.218% | 0% | 94.8% | 0% | 0% | 100% | 100% | 7.404% | 2.218% | 1
7070 | 8.436% | 3.597% | 0% | 94.8% | 0% | 0% | 100% | 100% | 8.436% | 3.597% | 1
7071 | 7.159% | 5.199% | 0% | 94.8% | 0% | 0% | 100% | 100% | 7.159% | 5.199% | 1
7072 | 0% | 4.317% | 0% | 94.8% | 0% | 100% | 100% | 100% | 0% | 4.317% | 1
7073 | 0% | 2.667% | 0% | 94.8% | 0% | 100% | 100% | 100% | 0% | 2.667% | 1
7074 | 0% | 0% | 0% | 94.8% | 0% | 100% | 100% | 100% | 0% | 0% | 1
7075 | 0% | 0% | 0% | 94.8% | 0% | 100% | 100% | 100% | 0% | 0% | 1
7076 | 0% | 0% | 0% | 94.8% | 0% | 0% | 100% | 100% | 0% | 0% | 1
7077 | 0% | 0% | 0% | 94.8% | 0% | 0% | 100% | 100% | 0% | 0% | 1
7078 | 0% | 0% | 0% | 94.8% | 0% | 0% | 100% | 100% | 0% | 0% | 1
7079 | 0% | 0% | 0% | 94.8% | 0% | 0% | 100% | 100% | 0% | 0% | 1
7080 | 0% | 0% | 0% | 94.8% | 0% | 0% | 100% | 100% | 0% | 0% | 1
7081 | 0% | 0% | 0% | 94.8% | 0% | 0% | 100% | 100% | 0% | 0% | 1
7082 | 0% | 0% | 0% | 94.8% | 0% | 0% | 100% | 100% | 0% | 0% | 1
7083 | 0% | 0% | 0% | 94.8% | 0% | 0% | 100% | 100% | 0% | 0% | 1
7084 | 0% | 0% | 0% | 94.8% | 0% | 0% | 100% | 100% | 0% | 0% | 1
7085 | 0% | 0% | 0% | 94.8% | 0% | 0% | 100% | 100% | 0% | 0% | 1
7086 | 0% | 0% | 0% | 94.8% | 0% | 100% | 100% | 100% | 0% | 0% | 1
7087 | 0% | 0% | 0% | 94.8% | 0% | 100% | 100% | 100% | 0% | 0% | 1
7088 | 0% | 0% | 0% | 94.8% | 0% | 100% | 100% | 100% | 0% | 0% | 1
7089 | 4.072% | 0% | 0% | 94.8% | 0% | 0% | 100% | 100% | 4.072% | 0% | 1
7090 | 18.07% | 0% | 0% | 94.8% | 0% | 0% | 100% | 100% | 18.07% | 0% | 1
7091 | 16.89% | 0% | 0% | 94.8% | 0% | 0% | 100% | 100% | 16.89% | 0% | 1
7092 | 17.5% | 0.4915% | 0% | 94.8% | 0% | 0% | 100% | 100% | 17.5% | 0.4915% | 1
7093 | 9.5% | 0.8662% | 0% | 94.8% | 0% | 0% | 100% | 100% | 9.5% | 0.8662% | 1
7094 | 10.52% | 0.5697% | 0% | 94.8% | 0% | 0% | 100% | 100% | 10.52% | 0.5697% | 1
7095 | 3.712% | 1.446% | 0% | 94.8% | 0% | 0% | 100% | 100% | 3.712% | 1.446% | 1
7096 | 0% | 1.929% | 0% | 94.8% | 0% | 100% | 100% | 100% | 0% | 1.929% | 1
7097 | 0% | 0.8332% | 0% | 94.8% | 0% | 100% | 100% | 100% | 0% | 0.8332% | 1
7098 | 0% | 0% | 0% | 94.8% | 0% | 100% | 100% | 100% | 0% | 0% | 1
7099 | 0% | 0% | 0% | 94.8% | 0% | 100% | 100% | 100% | 0% | 0% | 1
7100 | 0% | 0% | 0% | 94.8% | 0% | 0% | 100% | 100% | 0% | 0% | 1
7101 | 0% | 0% | 0% | 94.8% | 0% | 0% | 100% | 100% | 0% | 0% | 1
7102 | 0% | 0% | 0% | 94.8% | 0% | 0% | 100% | 100% | 0% | 0% | 1
7103 | 0% | 0% | 0% | 94.8% | 0% | 0% | 100% | 100% | 0% | 0% | 1
7104 | 0% | 0% | 0% | 94.8% | 0% | 0% | 100% | 100% | 0% | 0% | 1
7105 | 0% | 0% | 0% | 94.8% | 0% | 0% | 100% | 100% | 0% | 0% | 1
7106 | 0% | 0% | 0% | 94.8% | 0% | 0% | 100% | 100% | 0% | 0% | 1
7107 | 0% | 0% | 0% | 94.8% | 0% | 0% | 100% | 100% | 0% | 0% | 1
7108 | 0% | 0% | 0% | 94.8% | 0% | 0% | 100% | 100% | 0% | 0% | 1
7109 | 0% | 0% | 0% | 94.8% | 0% | 0% | 100% | 100% | 0% | 0% | 1
7110 | 0% | 0% | 0% | 94.8% | 0% | 100% | 100% | 100% | 0% | 0% | 1
7111 | 0% | 0% | 0% | 94.8% | 0% | 100% | 100% | 100% | 0% | 0% | 1
7112 | 0% | 0% | 0% | 94.8% | 0% | 100% | 100% | 100% | 0% | 0% | 1
7113 | 2.394% | 0% | 0% | 94.8% | 0% | 0% | 100% | 100% | 2.394% | 0% | 1
7114 | 20.81% | 0% | 0% | 94.8% | 0% | 0% | 100% | 100% | 20.81% | 0% | 1
7115 | 16.02% | 0% | 0% | 94.8% | 0% | 0% | 100% | 100% | 16.02% | 0% | 1
7116 | 11.5% | 2.27% | 0% | 94.8% | 0% | 0% | 100% | 100% | 11.5% | 2.27% | 1
7117 | 11.02% | 2.164% | 0% | 94.8% | 0% | 0% | 100% | 100% | 11.02% | 2.164% | 1
7118 | 8.038% | 2.119% | 0% | 94.8% | 0% | 0% | 100% | 100% | 8.038% | 2.119% | 1
7119 | 2.548% | 2.996% | 0% | 94.8% | 0% | 0% | 100% | 100% | 2.548% | 2.996% | 1
7120 | 0% | 3.908% | 0% | 94.8% | 0% | 100% | 100% | 100% | 0% | 3.908% | 1
7121 | 0% | 2.979% | 0% | 94.8% | 0% | 100% | 100% | 100% | 0% | 2.979% | 1
7122 | 0% | 2.476% | 0% | 94.8% | 0% | 100% | 100% | 100% | 0% | 2.476% | 1
7123 | 0% | 1.199% | 0% | 94.8% | 0% | 100% | 100% | 100% | 0% | 1.199% | 1
7124 | 0% | 0% | 0% | 94.8% | 0% | 0% | 100% | 100% | 0% | 0% | 1
7125 | 0% | 0% | 0% | 94.8% | 0% | 0% | 100% | 100% | 0% | 0% | 1
7126 | 0% | 0% | 0% | 94.8% | 0% | 0% | 100% | 100% | 0% | 0% | 1
7127 | 0% | 0% | 0% | 94.8% | 0% | 0% | 100% | 100% | 0% | 0% | 1
7128 | 0% | 0% | 0% | 94.8% | 0% | 0% | 100% | 100% | 0% | 0% | 1
7129 | 0% | 0% | 0% | 94.8% | 0% | 0% | 100% | 100% | 0% | 0% | 1
7130 | 0% | 0% | 0% | 94.8% | 0% | 0% | 100% | 100% | 0% | 0% | 1
7131 | 0% | 0% | 0% | 94.8% | 0% | 0% | 100% | 100% | 0% | 0% | 1
7132 | 0% | 0% | 0% | 94.8% | 0% | 0% | 100% | 100% | 0% | 0% | 1
7133 | 0% | 0% | 0% | 94.8% | 0% | 0% | 100% | 100% | 0% | 0% | 1
7134 | 0% | 0% | 0% | 94.8% | 0% | 100% | 100% | 100% | 0% | 0% | 1
7135 | 0% | 0% | 0% | 94.8% | 0% | 100% | 100% | 100% | 0% | 0% | 1
7136 | 0% | 0% | 0% | 94.8% | 0% | 100% | 100% | 100% | 0% | 0% | 1
7137 | 5.054% | 0% | 0% | 94.8% | 0% | 0% | 100% | 100% | 5.054% | 0% | 1
7138 | 27.58% | 0% | 0% | 94.8% | 0% | 0% | 100% | 100% | 27.58% | 0% | 1
7139 | 28.77% | 0% | 0% | 94.8% | 0% | 0% | 100% | 100% | 28.77% | 0% | 1
7140 | 24.77% | 0.3882% | 0% | 94.8% | 0% | 0% | 100% | 100% | 24.77% | 0.3882% | 1
7141 | 29.62% | 0% | 0% | 94.8% | 0% | 0% | 100% | 100% | 29.62% | 0% | 1
7142 | 20.93% | 0% | 0% | 94.8% | 0% | 0% | 100% | 100% | 20.93% | 0% | 1
7143 | 14.57% | 0% | 0% | 94.8% | 0% | 0% | 100% | 100% | 14.57% | 0% | 1
7144 | 1.46% | 2.163% | 0% | 94.8% | 0% | 100% | 100% | 100% | 1.46% | 2.163% | 1
7145 | 0% | 1.877% | 0% | 94.8% | 0% | 100% | 100% | 100% | 0% | 1.877% | 1
7146 | 0% | 1.443% | 0% | 94.8% | 0% | 100% | 100% | 100% | 0% | 1.443% | 1
7147 | 0% | 0% | 0% | 94.8% | 0% | 100% | 100% | 100% | 0% | 0% | 1
7148 | 0% | 0% | 0% | 94.8% | 0% | 0% | 100% | 100% | 0% | 0% | 1
7149 | 0% | 0% | 0% | 94.8% | 0% | 0% | 100% | 100% | 0% | 0% | 1
7150 | 0% | 0% | 0% | 94.8% | 0% | 0% | 100% | 100% | 0% | 0% | 1
7151 | 0% | 0% | 0% | 94.8% | 0% | 0% | 100% | 100% | 0% | 0% | 1
7152 | 0% | 0% | 0% | 94.8% | 0% | 0% | 100% | 100% | 0% | 0% | 1
7153 | 0% | 0% | 0% | 94.8% | 0% | 0% | 100% | 100% | 0% | 0% | 1
7154 | 0% | 0% | 0% | 94.8% | 0% | 0% | 100% | 100% | 0% | 0% | 1
7155 | 0% | 0% | 0% | 94.8% | 0% | 0% | 100% | 100% | 0% | 0% | 1
7156 | 0% | 0% | 0% | 94.8% | 0% | 0% | 100% | 100% | 0% | 0% | 1
7157 | 0% | 0% | 0% | 94.8% | 0% | 0% | 100% | 100% | 0% | 0% | 1
7158 | 0% | 0% | 0% | 94.8% | 0% | 100% | 100% | 100% | 0% | 0% | 1
7159 | 0% | 0% | 0% | 94.8% | 0% | 100% | 100% | 100% | 0% | 0% | 1
7160 | 0% | 0% | 0% | 94.8% | 0% | 100% | 100% | 100% | 0% | 0% | 1
7161 | 5.955% | 0% | 0% | 94.8% | 0% | 0% | 100% | 100% | 5.955% | 0% | 1
7162 | 24.33% | 0% | 0% | 94.8% | 0% | 0% | 100% | 100% | 24.33% | 0% | 1
7163 | 24.39% | 0% | 0% | 94.8% | 0% | 0% | 100% | 100% | 24.39% | 0% | 1
7164 | 16.67% | 0% | 0% | 94.8% | 0% | 0% | 100% | 100% | 16.67% | 0% | 1
7165 | 26.47% | 0% | 0% | 94.8% | 0% | 0% | 100% | 100% | 26.47% | 0% | 1
7166 | 14.88% | 0% | 0% | 94.8% | 0% | 0% | 100% | 100% | 14.88% | 0% | 1
7167 | 11.42% | 0% | 0% | 94.8% | 0% | 0% | 100% | 100% | 11.42% | 0% | 1
7168 | 0.7456% | 1.252% | 0% | 94.8% | 0% | 100% | 100% | 100% | 0.7456% | 1.252% | 1
7169 | 0% | 1.599% | 0% | 94.8% | 0% | 100% | 100% | 100% | 0% | 1.599% | 1
7170 | 0% | 1.209% | 0% | 94.8% | 0% | 100% | 100% | 100% | 0% | 1.209% | 1
7171 | 0% | 0% | 0% | 94.8% | 0% | 100% | 100% | 100% | 0% | 0% | 1
7172 | 0% | 0% | 0% | 94.8% | 0% | 0% | 100% | 100% | 0% | 0% | 1
7173 | 0% | 0% | 0% | 94.8% | 0% | 0% | 100% | 100% | 0% | 0% | 1
7174 | 0% | 0% | 0% | 94.8% | 0% | 0% | 100% | 100% | 0% | 0% | 1
7175 | 0% | 0% | 0% | 94.8% | 0% | 0% | 100% | 100% | 0% | 0% | 1
7176 | 0% | 0% | 0% | 94.8% | 0% | 0% | 100% | 100% | 0% | 0% | 1
7177 | 0% | 0% | 0% | 94.8% | 0% | 0% | 100% | 100% | 0% | 0% | 1
7178 | 0% | 0% | 0% | 94.8% | 0% | 0% | 100% | 100% | 0% | 0% | 1
7179 | 0% | 0% | 0% | 94.8% | 0% | 0% | 100% | 100% | 0% | 0% | 1
7180 | 0% | 0% | 0% | 94.8% | 0% | 0% | 100% | 100% | 0% | 0% | 1
7181 | 0% | 0% | 0% | 94.8% | 0% | 0% | 100% | 100% | 0% | 0% | 1
7182 | 0% | 0% | 0% | 94.8% | 0% | 100% | 100% | 100% | 0% | 0% | 1
7183 | 0% | 0% | 0% | 94.8% | 0% | 100% | 100% | 100% | 0% | 0% | 1
7184 | 0% | 0% | 0% | 94.8% | 0% | 100% | 100% | 100% | 0% | 0% | 1
7185 | 6.721% | 0% | 0% | 94.8% | 0% | 0% | 100% | 100% | 6.721% | 0% | 1
7186 | 18.12% | 0% | 0% | 94.8% | 0% | 0% | 100% | 100% | 18.12% | 0% | 1
7187 | 25.19% | 0% | 0% | 94.8% | 0% | 0% | 100% | 100% | 25.19% | 0% | 1
7188 | 24.73% | 0.31% | 0% | 94.8% | 0% | 0% | 100% | 100% | 24.73% | 0.31% | 1
7189 | 28.71% | 1.964% | 0% | 94.8% | 0% | 0% | 100% | 100% | 28.71% | 1.964% | 1
7190 | 13.37% | 0% | 0% | 94.8% | 0% | 0% | 100% | 100% | 13.37% | 0% | 1
7191 | 3.353% | 1.687% | 0% | 94.8% | 0% | 0% | 100% | 100% | 3.353% | 1.687% | 1
7192 | 0% | 2.515% | 0% | 94.8% | 0% | 100% | 100% | 100% | 0% | 2.515% | 1
7193 | 0% | 4.789% | 0% | 94.8% | 0% | 100% | 100% | 100% | 0% | 4.789% | 1
7194 | 0% | 4.623% | 0% | 94.8% | 0% | 100% | 100% | 100% | 0% | 4.623% | 1
7195 | 0% | 0.965% | 0% | 94.8% | 0% | 100% | 100% | 100% | 0% | 0.965% | 1
7196 | 0% | 0.9232% | 0% | 94.8% | 0% | 0% | 100% | 100% | 0% | 0.9232% | 1
7197 | 0% | 1.615% | 0% | 94.8% | 0% | 0% | 100% | 100% | 0% | 1.615% | 1
7198 | 0% | 0.2702% | 0% | 94.8% | 0% | 0% | 100% | 100% | 0% | 0.2702% | 1
7199 | 0% | 0% | 0% | 94.8% | 0% | 0% | 100% | 100% | 0% | 0% | 1
7200 | 0% | 0% | 0% | 94.8% | 0% | 0% | 100% | 100% | 0% | 0% | 1
7201 | 0% | 0% | 0% | 94.8% | 0% | 0% | 100% | 100% | 0% | 0% | 1
7202 | 0% | 0% | 0% | 94.8% | 0% | 0% | 100% | 100% | 0% | 0% | 1
7203 | 0% | 0% | 0% | 94.8% | 0% | 0% | 100% | 100% | 0% | 0% | 1
7204 | 0% | 0% | 0% | 94.8% | 0% | 0% | 100% | 100% | 0% | 0% | 1
7205 | 0% | 0% | 0% | 94.8% | 0% | 0% | 100% | 100% | 0% | 0% | 1
7206 | 0% | 0% | 0% | 94.8% | 0% | 100% | 100% | 100% | 0% | 0% | 1
7207 | 0% | 0% | 0% | 94.8% | 0% | 100% | 100% | 100% | 0% | 0% | 1
7208 | 0% | 0% | 0% | 94.8% | 0% | 100% | 100% | 100% | 0% | 0% | 1
7209 | 0.1236% | 0% | 0% | 94.8% | 0% | 0% | 100% | 100% | 0.1236% | 0% | 1
7210 | 7.511% | 0% | 0% | 94.8% | 0% | 0% | 100% | 100% | 7.511% | 0% | 1
7211 | 15.37% | 0.09915% | 0% | 94.8% | 0% | 0% | 100% | 100% | 15.37% | 0.09915% | 1
7212 | 14.32% | 0.989% | 0% | 94.8% | 0% | 0% | 100% | 100% | 14.32% | 0.989% | 1
7213 | 18.47% | 3.049% | 0% | 94.8% | 0% | 0% | 100% | 100% | 18.47% | 3.049% | 1
7214 | 9.969% | 1.686% | 0% | 94.8% | 0% | 0% | 100% | 100% | 9.969% | 1.686% | 1
7215 | 0% | 4.24% | 0% | 94.8% | 0% | 0% | 100% | 100% | 0% | 4.24% | 1
7216 | 0% | 2.481% | 0% | 94.8% | 0% | 100% | 100% | 100% | 0% | 2.481% | 1
7217 | 0% | 3.182% | 0% | 94.8% | 0% | 100% | 100% | 100% | 0% | 3.182% | 1
7218 | 0% | 2.654% | 0% | 94.8% | 0% | 100% | 100% | 100% | 0% | 2.654% | 1
7219 | 0% | 0.1669% | 0% | 94.8% | 0% | 100% | 100% | 100% | 0% | 0.1669% | 1
7220 | 0% | 0% | 0% | 94.8% | 0% | 0% | 100% | 100% | 0% | 0% | 1
7221 | 0% | 0% | 0% | 94.8% | 0% | 0% | 100% | 100% | 0% | 0% | 1
7222 | 0% | 0% | 0% | 94.8% | 0% | 0% | 100% | 100% | 0% | 0% | 1
7223 | 0% | 0% | 0% | 94.8% | 0% | 0% | 100% | 100% | 0% | 0% | 1
7224 | 0% | 0% | 0% | 94.8% | 0% | 0% | 100% | 100% | 0% | 0% | 1
7225 | 0% | 0% | 0% | 94.8% | 0% | 0% | 100% | 100% | 0% | 0% | 1
7226 | 0% | 0% | 0% | 94.8% | 0% | 0% | 100% | 100% | 0% | 0% | 1
7227 | 0% | 0% | 0% | 94.8% | 0% | 0% | 100% | 100% | 0% | 0% | 1
7228 | 0% | 0% | 0% | 94.8% | 0% | 0% | 100% | 100% | 0% | 0% | 1
7229 | 0% | 0% | 0% | 94.8% | 0% | 0% | 100% | 100% | 0% | 0% | 1
7230 | 0% | 0% | 0% | 94.8% | 0% | 100% | 100% | 100% | 0% | 0% | 1
7231 | 0% | 0% | 0% | 94.8% | 0% | 100% | 100% | 100% | 0% | 0% | 1
7232 | 0% | 0% | 0% | 94.8% | 0% | 100% | 100% | 100% | 0% | 0% | 1
7233 | 0% | 0% | 0% | 94.8% | 0% | 0% | 100% | 100% | 0% | 0% | 1
7234 | 1.262% | 0% | 0% | 94.8% | 0% | 0% | 100% | 100% | 1.262% | 0% | 1
7235 | 12.04% | 0% | 0% | 94.8% | 0% | 0% | 100% | 100% | 12.04% | 0% | 1
7236 | 12.84% | 0% | 0% | 94.8% | 0% | 0% | 100% | 100% | 12.84% | 0% | 1
7237 | 9.734% | 0.1935% | 0% | 94.8% | 0% | 0% | 100% | 100% | 9.734% | 0.1935% | 1
7238 | 3.947% | 0% | 0% | 94.8% | 0% | 0% | 100% | 100% | 3.947% | 0% | 1
7239 | 0% | 0% | 0% | 94.8% | 0% | 0% | 100% | 100% | 0% | 0% | 1
7240 | 0% | 0% | 0% | 94.8% | 0% | 100% | 100% | 100% | 0% | 0% | 1
7241 | 0% | 0% | 0% | 94.8% | 0% | 100% | 100% | 100% | 0% | 0% | 1
7242 | 0% | 0% | 0% | 94.8% | 0% | 100% | 100% | 100% | 0% | 0% | 1
7243 | 0% | 0% | 0% | 94.8% | 0% | 100% | 100% | 100% | 0% | 0% | 1
7244 | 0% | 0% | 0% | 94.8% | 0% | 0% | 100% | 100% | 0% | 0% | 1
7245 | 0% | 0% | 0% | 94.8% | 0% | 0% | 100% | 100% | 0% | 0% | 1
7246 | 0% | 0% | 0% | 94.8% | 0% | 0% | 100% | 100% | 0% | 0% | 1
7247 | 0% | 0% | 0% | 94.8% | 0% | 0% | 100% | 100% | 0% | 0% | 1
7248 | 0% | 0% | 0% | 94.8% | 0% | 0% | 100% | 100% | 0% | 0% | 1
7249 | 0% | 0% | 0% | 100% | 0% | 0% | 100% | 100% | 0% | 0% | 1
7250 | 0% | 0% | 0% | 100% | 0% | 0% | 100% | 100% | 0% | 0% | 1
7251 | 0% | 0% | 0% | 100% | 0% | 0% | 100% | 100% | 0% | 0% | 1
7252 | 0% | 0% | 0% | 100% | 0% | 0% | 100% | 100% | 0% | 0% | 1
7253 | 0% | 0% | 0% | 100% | 0% | 0% | 100% | 100% | 0% | 0% | 1
7254 | 0% | 0% | 0% | 100% | 0% | 100% | 100% | 100% | 0% | 0% | 1
7255 | 0% | 0% | 0% | 100% | 0% | 100% | 100% | 100% | 0% | 0% | 1
7256 | 0% | 0% | 0% | 100% | 0% | 100% | 100% | 100% | 0% | 0% | 1
7257 | 0% | 0% | 0% | 100% | 0% | 0% | 100% | 100% | 0% | 0% | 1
7258 | 0% | 0% | 0% | 100% | 0% | 0% | 100% | 100% | 0% | 0% | 1
7259 | 8.196% | 0% | 0% | 100% | 0% | 0% | 100% | 100% | 8.196% | 0% | 1
7260 | 9.439% | 0% | 0% | 100% | 0% | 0% | 100% | 100% | 9.439% | 0% | 1
7261 | 7.366% | 0% | 0% | 100% | 0% | 0% | 100% | 100% | 7.366% | 0% | 1
7262 | 4.129% | 0% | 0% | 100% | 0% | 0% | 100% | 100% | 4.129% | 0% | 1
7263 | 0% | 0% | 0% | 100% | 0% | 0% | 100% | 100% | 0% | 0% | 1
7264 | 0% | 0% | 0% | 100% | 0% | 100% | 100% | 100% | 0% | 0% | 1
7265 | 0% | 0% | 0% | 100% | 0% | 100% | 100% | 100% | 0% | 0% | 1
7266 | 0% | 0% | 0% | 100% | 0% | 100% | 100% | 100% | 0% | 0% | 1
7267 | 0% | 0% | 0% | 100% | 0% | 100% | 100% | 100% | 0% | 0% | 1
7268 | 0% | 0% | 0% | 100% | 0% | 0% | 100% | 100% | 0% | 0% | 1
7269 | 0% | 0% | 0% | 100% | 0% | 0% | 100% | 100% | 0% | 0% | 1
7270 | 0% | 0% | 0% | 100% | 0% | 0% | 100% | 100% | 0% | 0% | 1
7271 | 0% | 0% | 0% | 100% | 0% | 0% | 100% | 100% | 0% | 0% | 1
7272 | 0% | 0% | 0% | 100% | 0% | 0% | 100% | 100% | 0% | 0% | 1
7273 | 0% | 0% | 0% | 100% | 0% | 0% | 100% | 100% | 0% | 0% | 1
7274 | 0% | 0% | 0% | 100% | 0% | 0% | 100% | 100% | 0% | 0% | 1
7275 | 0% | 0% | 0% | 100% | 0% | 0% | 100% | 100% | 0% | 0% | 1
7276 | 0% | 0% | 0% | 100% | 0% | 0% | 100% | 100% | 0% | 0% | 1
7277 | 0% | 0% | 0% | 100% | 0% | 0% | 100% | 100% | 0% | 0% | 1
7278 | 0% | 0% | 0% | 100% | 0% | 100% | 100% | 100% | 0% | 0% | 1
7279 | 0% | 0% | 0% | 100% | 0% | 100% | 100% | 100% | 0% | 0% | 1
7280 | 0% | 0% | 0% | 100% | 0% | 100% | 100% | 100% | 0% | 0% | 1
7281 | 0% | 0% | 0% | 100% | 0% | 0% | 100% | 100% | 0% | 0% | 1
7282 | 7.289% | 0% | 0% | 100% | 0% | 0% | 100% | 100% | 7.289% | 0% | 1
7283 | 17.55% | 0% | 0% | 100% | 0% | 0% | 100% | 100% | 17.55% | 0% | 1
7284 | 21.29% | 0% | 0% | 100% | 0% | 0% | 100% | 100% | 21.29% | 0% | 1
7285 | 18.3% | 0% | 0% | 100% | 0% | 0% | 100% | 100% | 18.3% | 0% | 1
7286 | 10.65% | 0% | 0% | 100% | 0% | 0% | 100% | 100% | 10.65% | 0% | 1
7287 | 4.648% | 0% | 0% | 100% | 0% | 0% | 100% | 100% | 4.648% | 0% | 1
7288 | 0% | 0% | 0.4558% | 100% | 0% | 100% | 100% | 100% | 0% | 0% | 1
7289 | 0% | 0% | 0% | 100% | 0% | 100% | 100% | 100% | 0% | 0% | 1
7290 | 0% | 0% | 0% | 100% | 0% | 100% | 100% | 100% | 0% | 0% | 1
7291 | 0% | 0% | 0% | 100% | 0% | 100% | 100% | 100% | 0% | 0% | 1
7292 | 0% | 0% | 0% | 100% | 0% | 0% | 100% | 100% | 0% | 0% | 1
7293 | 0% | 0% | 0% | 100% | 0% | 0% | 100% | 100% | 0% | 0% | 1
7294 | 0% | 0% | 0% | 100% | 0% | 0% | 100% | 100% | 0% | 0% | 1
7295 | 0% | 0% | 0% | 100% | 0% | 0% | 100% | 100% | 0% | 0% | 1
7296 | 0% | 0% | 0% | 100% | 0% | 0% | 100% | 100% | 0% | 0% | 1
7297 | 0% | 0% | 0% | 100% | 0% | 0% | 100% | 100% | 0% | 0% | 1
7298 | 0% | 0% | 0% | 100% | 0% | 0% | 100% | 100% | 0% | 0% | 1
7299 | 0% | 0% | 0% | 100% | 0% | 0% | 100% | 100% | 0% | 0% | 1
7300 | 0% | 0% | 0% | 100% | 0% | 0% | 100% | 100% | 0% | 0% | 1
7301 | 0% | 0% | 0% | 100% | 0% | 0% | 100% | 100% | 0% | 0% | 1
7302 | 0% | 0% | 0% | 100% | 0% | 100% | 100% | 100% | 0% | 0% | 1
7303 | 0% | 0% | 0% | 100% | 0% | 100% | 100% | 100% | 0% | 0% | 1
7304 | 0% | 0% | 0% | 100% | 0% | 100% | 100% | 100% | 0% | 0% | 1
7305 | 4.917% | 0% | 0% | 100% | 0% | 0% | 100% | 100% | 4.917% | 0% | 1
7306 | 18.4% | 0% | 0% | 100% | 0% | 0% | 100% | 100% | 18.4% | 0% | 1
7307 | 24.31% | 0% | 0% | 100% | 0% | 0% | 100% | 100% | 24.31% | 0% | 1
7308 | 35.56% | 0.701% | 0% | 100% | 0% | 0% | 100% | 100% | 35.56% | 0.701% | 1
7309 | 36.36% | 2.785% | 0% | 100% | 0% | 0% | 100% | 100% | 36.36% | 2.785% | 1
7310 | 26.98% | 1.754% | 0% | 100% | 0% | 0% | 100% | 100% | 26.98% | 1.754% | 1
7311 | 17.38% | 0% | 0% | 100% | 0% | 0% | 100% | 100% | 17.38% | 0% | 1
7312 | 5.929% | 0% | 0% | 100% | 0% | 100% | 100% | 100% | 5.929% | 0% | 1
7313 | 0% | 0% | 0% | 100% | 0% | 100% | 100% | 100% | 0% | 0% | 1
7314 | 0% | 0% | 0% | 100% | 0% | 100% | 100% | 100% | 0% | 0% | 1
7315 | 0% | 0% | 0% | 100% | 0% | 100% | 100% | 100% | 0% | 0% | 1
7316 | 0% | 0% | 0% | 100% | 0% | 0% | 100% | 100% | 0% | 0% | 1
7317 | 0% | 0% | 0% | 100% | 0% | 0% | 100% | 100% | 0% | 0% | 1
7318 | 0% | 0% | 0% | 100% | 0% | 0% | 100% | 100% | 0% | 0% | 1
7319 | 0% | 1.156% | 0% | 100% | 0% | 0% | 100% | 100% | 0% | 1.156% | 1
7320 | 0% | 0.1743% | 0% | 100% | 0% | 0% | 100% | 100% | 0% | 0.1743% | 1
7321 | 0% | 0% | 0% | 100% | 0% | 0% | 100% | 100% | 0% | 0% | 1
7322 | 0% | 1.079% | 0% | 100% | 0% | 0% | 100% | 100% | 0% | 1.079% | 1
7323 | 0% | 0.7711% | 0% | 100% | 0% | 0% | 100% | 100% | 0% | 0.7711% | 1
7324 | 0% | 0.6485% | 0% | 100% | 0% | 0% | 100% | 100% | 0% | 0.6485% | 1
7325 | 0% | 1.416% | 0% | 100% | 0% | 0% | 100% | 100% | 0% | 1.416% | 1
7326 | 0% | 0.5233% | 0% | 100% | 0% | 100% | 100% | 100% | 0% | 0.5233% | 1
7327 | 0% | 0.7248% | 0% | 100% | 0% | 100% | 100% | 100% | 0% | 0.7248% | 1
7328 | 0% | 3.174% | 0% | 100% | 0% | 100% | 100% | 100% | 0% | 3.174% | 1
7329 | 7.868% | 3.659% | 0% | 100% | 0% | 0% | 100% | 100% | 7.868% | 3.659% | 1
7330 | 21.21% | 4.039% | 0% | 100% | 0% | 0% | 100% | 100% | 21.21% | 4.039% | 1
7331 | 24.19% | 5.595% | 0% | 100% | 0% | 0% | 100% | 100% | 24.19% | 5.595% | 1
7332 | 32.5% | 6.12% | 0% | 100% | 0% | 0% | 100% | 100% | 32.5% | 6.12% | 1
7333 | 30.19% | 7.106% | 0% | 100% | 0% | 0% | 100% | 100% | 30.19% | 7.106% | 1
7334 | 25.52% | 6.471% | 0% | 100% | 0% | 0% | 100% | 100% | 25.52% | 6.471% | 1
7335 | 23.48% | 6.592% | 0% | 100% | 0% | 0% | 100% | 100% | 23.48% | 6.592% | 1
7336 | 8.309% | 4.509% | 0% | 100% | 0% | 100% | 100% | 100% | 8.309% | 4.509% | 1
7337 | 0% | 2.661% | 0% | 100% | 0% | 100% | 100% | 100% | 0% | 2.661% | 1
7338 | 0% | 2.057% | 0% | 100% | 0% | 100% | 100% | 100% | 0% | 2.057% | 1
7339 | 0% | 0% | 0% | 100% | 0% | 100% | 100% | 100% | 0% | 0% | 1
7340 | 0% | 1.543% | 0% | 100% | 0% | 0% | 100% | 100% | 0% | 1.543% | 1
7341 | 0% | 1.36% | 0% | 100% | 0% | 0% | 100% | 100% | 0% | 1.36% | 1
7342 | 0% | 2.97% | 0% | 100% | 0% | 0% | 100% | 100% | 0% | 2.97% | 1
7343 | 0% | 4.327% | 0% | 100% | 0% | 0% | 100% | 100% | 0% | 4.327% | 1
7344 | 0% | 3.259% | 0% | 100% | 0% | 0% | 100% | 100% | 0% | 3.259% | 1
7345 | 0% | 1.475% | 0% | 100% | 0% | 0% | 100% | 100% | 0% | 1.475% | 1
7346 | 0% | 1.006% | 0% | 100% | 0% | 0% | 100% | 100% | 0% | 1.006% | 1
7347 | 0% | 0% | 0% | 100% | 0% | 0% | 100% | 100% | 0% | 0% | 1
7348 | 0% | 1.463% | 0% | 100% | 0% | 0% | 100% | 100% | 0% | 1.463% | 1
7349 | 0% | 1.937% | 0% | 100% | 0% | 0% | 100% | 100% | 0% | 1.937% | 1
7350 | 0% | 2.004% | 0% | 100% | 0% | 100% | 100% | 100% | 0% | 2.004% | 1
7351 | 0% | 4.587% | 0% | 100% | 0% | 100% | 100% | 100% | 0% | 4.587% | 1
7352 | 0% | 6.652% | 0% | 100% | 0% | 100% | 100% | 100% | 0% | 6.652% | 1
7353 | 3.961% | 6.744% | 0% | 100% | 0% | 0% | 100% | 100% | 3.961% | 6.744% | 1
7354 | 16.3% | 7.111% | 0% | 100% | 0% | 0% | 100% | 100% | 16.3% | 7.111% | 1
7355 | 17.46% | 9.443% | 0% | 100% | 0% | 0% | 100% | 100% | 17.46% | 9.443% | 1
7356 | 26.36% | 9.651% | 0% | 100% | 0% | 0% | 100% | 100% | 26.36% | 9.651% | 1
7357 | 26.07% | 11.43% | 0% | 100% | 0% | 0% | 100% | 100% | 26.07% | 11.43% | 1
7358 | 25.55% | 10.91% | 0% | 100% | 0% | 0% | 100% | 100% | 25.55% | 10.91% | 1
7359 | 26.16% | 11.01% | 0% | 100% | 0% | 0% | 100% | 100% | 26.16% | 11.01% | 1
7360 | 14.05% | 8.866% | 0% | 100% | 0% | 100% | 100% | 100% | 14.05% | 8.866% | 1
7361 | 0% | 6.702% | 0% | 100% | 0% | 100% | 100% | 100% | 0% | 6.702% | 1
7362 | 0% | 5.881% | 0% | 100% | 0% | 100% | 100% | 100% | 0% | 5.881% | 1
7363 | 0% | 3.627% | 0% | 100% | 0% | 100% | 100% | 100% | 0% | 3.627% | 1
7364 | 0% | 4.394% | 0% | 100% | 0% | 0% | 100% | 100% | 0% | 4.394% | 1
7365 | 0% | 3.613% | 0% | 100% | 0% | 0% | 100% | 100% | 0% | 3.613% | 1
7366 | 0% | 5.671% | 0% | 100% | 0% | 0% | 100% | 100% | 0% | 5.671% | 1
7367 | 0% | 5.849% | 0% | 100% | 0% | 0% | 100% | 100% | 0% | 5.849% | 1
7368 | 0% | 6.328% | 0% | 100% | 0% | 0% | 100% | 100% | 0% | 6.328% | 1
7369 | 0% | 2.671% | 0% | 100% | 0% | 0% | 100% | 100% | 0% | 2.671% | 1
7370 | 0% | 4.759% | 0% | 100% | 0% | 0% | 100% | 100% | 0% | 4.759% | 1
7371 | 0% | 2.694% | 0% | 100% | 0% | 0% | 100% | 100% | 0% | 2.694% | 1
7372 | 0% | 2.888% | 0% | 100% | 0% | 0% | 100% | 100% | 0% | 2.888% | 1
7373 | 0% | 3.828% | 0% | 100% | 0% | 0% | 100% | 100% | 0% | 3.828% | 1
7374 | 0% | 3.551% | 0% | 100% | 0% | 100% | 100% | 100% | 0% | 3.551% | 1
7375 | 0% | 6.561% | 0% | 100% | 0% | 100% | 100% | 100% | 0% | 6.561% | 1
7376 | 0% | 8.13% | 0% | 100% | 0% | 100% | 100% | 100% | 0% | 8.13% | 1
7377 | 2.157% | 9.36% | 0% | 100% | 0% | 0% | 100% | 100% | 2.157% | 9.36% | 1
7378 | 14.19% | 11.15% | 0% | 100% | 0% | 0% | 100% | 100% | 14.19% | 11.15% | 1
7379 | 19.62% | 12.78% | 0% | 100% | 0% | 0% | 100% | 100% | 19.62% | 12.78% | 1
7380 | 24.32% | 14.14% | 0% | 100% | 0% | 0% | 100% | 100% | 24.32% | 14.14% | 1
7381 | 21.62% | 16.5% | 0% | 100% | 0% | 0% | 100% | 100% | 21.62% | 16.5% | 1
7382 | 24.05% | 16.32% | 0% | 100% | 0% | 0% | 100% | 100% | 24.05% | 16.32% | 1
7383 | 22.98% | 14.76% | 0% | 100% | 0% | 0% | 100% | 100% | 22.98% | 14.76% | 1
7384 | 10.79% | 12.94% | 0% | 100% | 0% | 100% | 100% | 100% | 10.79% | 12.94% | 1
7385 | 0% | 11.86% | 0% | 100% | 0% | 100% | 100% | 100% | 0% | 11.86% | 1
7386 | 0% | 9.391% | 0% | 100% | 0% | 100% | 100% | 100% | 0% | 9.391% | 1
7387 | 0% | 6.555% | 0% | 100% | 0% | 100% | 100% | 100% | 0% | 6.555% | 1
7388 | 0% | 7.161% | 0% | 100% | 0% | 0% | 100% | 100% | 0% | 7.161% | 1
7389 | 0% | 7.246% | 0% | 100% | 0% | 0% | 100% | 100% | 0% | 7.246% | 1
7390 | 0% | 8.583% | 0% | 100% | 0% | 0% | 100% | 100% | 0% | 8.583% | 1
7391 | 0% | 5.952% | 0% | 100% | 0% | 0% | 100% | 100% | 0% | 5.952% | 1
7392 | 0% | 5.075% | 0% | 100% | 0% | 0% | 100% | 100% | 0% | 5.075% | 1
7393 | 0% | 5.001% | 0% | 100% | 0% | 0% | 100% | 100% | 0% | 5.001% | 1
7394 | 0% | 2.659% | 0% | 100% | 0% | 0% | 100% | 100% | 0% | 2.659% | 1
7395 | 0% | 0.8829% | 0% | 100% | 0% | 0% | 100% | 100% | 0% | 0.8829% | 1
7396 | 0% | 0.2702% | 0% | 100% | 0% | 0% | 100% | 100% | 0% | 0.2702% | 1
7397 | 0% | 0.9061% | 0% | 100% | 0% | 0% | 100% | 100% | 0% | 0.9061% | 1
7398 | 0% | 0.6655% | 0% | 100% | 0% | 100% | 100% | 100% | 0% | 0.6655% | 1
7399 | 0% | 2.297% | 0% | 100% | 0% | 100% | 100% | 100% | 0% | 2.297% | 1
7400 | 0% | 3.903% | 0% | 100% | 0% | 100% | 100% | 100% | 0% | 3.903% | 1
7401 | 5.801% | 3.957% | 0% | 100% | 0% | 0% | 100% | 100% | 5.801% | 3.957% | 1
7402 | 18.62% | 5.463% | 0% | 100% | 0% | 0% | 100% | 100% | 18.62% | 5.463% | 1
7403 | 25.96% | 6.249% | 0% | 100% | 0% | 0% | 100% | 100% | 25.96% | 6.249% | 1
7404 | 30.57% | 7.905% | 0% | 100% | 0% | 0% | 100% | 100% | 30.57% | 7.905% | 1
7405 | 31.77% | 9.745% | 0% | 100% | 0% | 0% | 100% | 100% | 31.77% | 9.745% | 1
7406 | 34.39% | 9.548% | 0% | 100% | 0% | 0% | 100% | 100% | 34.39% | 9.548% | 1
7407 | 27.55% | 7.306% | 0% | 100% | 0% | 0% | 100% | 100% | 27.55% | 7.306% | 1
7408 | 13.92% | 5.57% | 0% | 100% | 0% | 100% | 100% | 100% | 13.92% | 5.57% | 1
7409 | 0% | 6.089% | 0% | 100% | 0% | 100% | 100% | 100% | 0% | 6.089% | 1
7410 | 0% | 3.39% | 0% | 100% | 0% | 100% | 100% | 100% | 0% | 3.39% | 1
7411 | 0% | 1.735% | 0% | 100% | 0% | 100% | 100% | 100% | 0% | 1.735% | 1
7412 | 0% | 1.212% | 0% | 100% | 0% | 0% | 100% | 100% | 0% | 1.212% | 1
7413 | 0% | 0.2154% | 0% | 100% | 0% | 0% | 100% | 100% | 0% | 0.2154% | 1
7414 | 0% | 1.44% | 0% | 100% | 0% | 0% | 100% | 100% | 0% | 1.44% | 1
7415 | 0% | 0% | 0% | 100% | 0% | 0% | 100% | 100% | 0% | 0% | 1
7416 | 0% | 0% | 0% | 100% | 0% | 0% | 100% | 100% | 0% | 0% | 1
7417 | 0% | 3.433% | 0% | 100% | 0% | 0% | 100% | 100% | 0% | 3.433% | 1
7418 | 0% | 0% | 0% | 100% | 0% | 0% | 100% | 100% | 0% | 0% | 1
7419 | 0% | 0% | 0% | 100% | 0% | 0% | 100% | 100% | 0% | 0% | 1
7420 | 0% | 0% | 0% | 100% | 0% | 0% | 100% | 100% | 0% | 0% | 1
7421 | 0% | 0% | 0% | 100% | 0% | 0% | 100% | 100% | 0% | 0% | 1
7422 | 0% | 0% | 0% | 100% | 0% | 100% | 100% | 100% | 0% | 0% | 1
7423 | 0% | 0% | 0% | 100% | 0% | 100% | 100% | 100% | 0% | 0% | 1
7424 | 0% | 0% | 0% | 100% | 0% | 100% | 100% | 100% | 0% | 0% | 1
7425 | 8.708% | 0% | 0% | 100% | 0% | 0% | 100% | 100% | 8.708% | 0% | 1
7426 | 23.3% | 0% | 0% | 100% | 0% | 0% | 100% | 100% | 23.3% | 0% | 1
7427 | 28.35% | 0% | 0% | 100% | 0% | 0% | 100% | 100% | 28.35% | 0% | 1
7428 | 28.17% | 1.796% | 0% | 100% | 0% | 0% | 100% | 100% | 28.17% | 1.796% | 1
7429 | 25.28% | 4.348% | 0% | 100% | 0% | 0% | 100% | 100% | 25.28% | 4.348% | 1
7430 | 27.85% | 5.374% | 0% | 100% | 0% | 0% | 100% | 100% | 27.85% | 5.374% | 1
7431 | 17.64% | 2.308% | 0% | 100% | 0% | 0% | 100% | 100% | 17.64% | 2.308% | 1
7432 | 1.87% | 0.6122% | 0% | 100% | 0% | 100% | 100% | 100% | 1.87% | 0.6122% | 1
7433 | 0% | 1.782% | 0% | 100% | 0% | 100% | 100% | 100% | 0% | 1.782% | 1
7434 | 0% | 0% | 0% | 100% | 0% | 100% | 100% | 100% | 0% | 0% | 1
7435 | 0% | 0% | 0% | 100% | 0% | 100% | 100% | 100% | 0% | 0% | 1
7436 | 0% | 0% | 0% | 100% | 0% | 0% | 100% | 100% | 0% | 0% | 1
7437 | 0% | 0% | 0% | 100% | 0% | 0% | 100% | 100% | 0% | 0% | 1
7438 | 0% | 0% | 0% | 100% | 0% | 0% | 100% | 100% | 0% | 0% | 1
7439 | 0% | 0% | 0% | 100% | 0% | 0% | 100% | 100% | 0% | 0% | 1
7440 | 0% | 0% | 0% | 100% | 0% | 0% | 100% | 100% | 0% | 0% | 1
7441 | 0% | 0% | 0% | 95.43% | 0% | 0% | 100% | 100% | 0% | 0% | 1
7442 | 0% | 0% | 0% | 95.43% | 0% | 0% | 100% | 100% | 0% | 0% | 1
7443 | 0% | 0% | 0% | 95.43% | 0% | 0% | 100% | 100% | 0% | 0% | 1
7444 | 0% | 0% | 0% | 95.43% | 0% | 0% | 100% | 100% | 0% | 0% | 1
7445 | 0% | 0% | 0% | 95.43% | 0% | 0% | 100% | 100% | 0% | 0% | 1
7446 | 0% | 0% | 0% | 95.43% | 0% | 100% | 100% | 100% | 0% | 0% | 1
7447 | 0% | 0% | 0% | 95.43% | 0% | 100% | 100% | 100% | 0% | 0% | 1
7448 | 0% | 0% | 0% | 95.43% | 0% | 100% | 100% | 100% | 0% | 0% | 1
7449 | 12.62% | 0% | 0% | 95.43% | 0% | 0% | 100% | 100% | 12.62% | 0% | 1
7450 | 28.35% | 0% | 0% | 95.43% | 0% | 0% | 100% | 100% | 28.35% | 0% | 1
7451 | 30.86% | 0% | 0% | 95.43% | 0% | 0% | 100% | 100% | 30.86% | 0% | 1
7452 | 32.35% | 0% | 0% | 95.43% | 0% | 0% | 100% | 100% | 32.35% | 0% | 1
7453 | 26.53% | 0% | 0% | 95.43% | 0% | 0% | 100% | 100% | 26.53% | 0% | 1
7454 | 25.33% | 0.6847% | 0% | 95.43% | 0% | 0% | 100% | 100% | 25.33% | 0.6847% | 1
7455 | 15.65% | 0% | 0% | 95.43% | 0% | 0% | 100% | 100% | 15.65% | 0% | 1
7456 | 0% | 0% | 0% | 95.43% | 0% | 100% | 100% | 100% | 0% | 0% | 1
7457 | 0% | 0% | 0% | 95.43% | 0% | 100% | 100% | 100% | 0% | 0% | 1
7458 | 0% | 0% | 0% | 95.43% | 0% | 100% | 100% | 100% | 0% | 0% | 1
7459 | 0% | 0% | 0% | 95.43% | 0% | 100% | 100% | 100% | 0% | 0% | 1
7460 | 0% | 0% | 0% | 95.43% | 0% | 0% | 100% | 100% | 0% | 0% | 1
7461 | 0% | 0% | 0% | 95.43% | 0% | 0% | 100% | 100% | 0% | 0% | 1
7462 | 0% | 0% | 0% | 95.43% | 0% | 0% | 100% | 100% | 0% | 0% | 1
7463 | 0% | 0% | 0% | 95.43% | 0% | 0% | 100% | 100% | 0% | 0% | 1
7464 | 0% | 0% | 0% | 95.43% | 0% | 0% | 100% | 100% | 0% | 0% | 1
7465 | 0% | 0% | 0% | 95.43% | 0% | 0% | 100% | 100% | 0% | 0% | 1
7466 | 0% | 0% | 0% | 95.43% | 0% | 0% | 100% | 100% | 0% | 0% | 1
7467 | 0% | 0% | 0% | 95.43% | 0% | 0% | 100% | 100% | 0% | 0% | 1
7468 | 0% | 0% | 0% | 95.43% | 0% | 0% | 100% | 100% | 0% | 0% | 1
7469 | 0% | 0% | 0% | 95.43% | 0% | 0% | 100% | 100% | 0% | 0% | 1
7470 | 0% | 0% | 0% | 95.43% | 0% | 100% | 100% | 100% | 0% | 0% | 1
7471 | 0% | 0% | 0% | 95.43% | 0% | 100% | 100% | 100% | 0% | 0% | 1
7472 | 0% | 0% | 0% | 95.43% | 0% | 100% | 100% | 100% | 0% | 0% | 1
7473 | 12.44% | 0% | 0.0877% | 95.43% | 0% | 0% | 100% | 100% | 12.44% | 0% | 1
7474 | 29.24% | 0% | 0.1118% | 95.43% | 0% | 0% | 100% | 100% | 29.24% | 0% | 1
7475 | 30.98% | 0% | 0% | 95.43% | 0% | 0% | 100% | 100% | 30.98% | 0% | 1
7476 | 29.87% | 0% | 0% | 95.43% | 0% | 0% | 100% | 100% | 29.87% | 0% | 1
7477 | 20.62% | 0% | 0% | 95.43% | 0% | 0% | 100% | 100% | 20.62% | 0% | 1
7478 | 25.48% | 0.3594% | 0% | 95.43% | 0% | 0% | 100% | 100% | 25.48% | 0.3594% | 1
7479 | 12.53% | 0% | 0% | 95.43% | 0% | 0% | 100% | 100% | 12.53% | 0% | 1
7480 | 0% | 0% | 0% | 95.43% | 0% | 100% | 100% | 100% | 0% | 0% | 1
7481 | 0% | 0% | 0% | 95.43% | 0% | 100% | 100% | 100% | 0% | 0% | 1
7482 | 0% | 0% | 0% | 95.43% | 0% | 100% | 100% | 100% | 0% | 0% | 1
7483 | 0% | 0% | 0% | 95.43% | 0% | 100% | 100% | 100% | 0% | 0% | 1
7484 | 0% | 0% | 0% | 95.43% | 0% | 0% | 100% | 100% | 0% | 0% | 1
7485 | 0% | 0% | 0% | 95.43% | 0% | 0% | 100% | 100% | 0% | 0% | 1
7486 | 0% | 0% | 0% | 95.43% | 0% | 0% | 100% | 100% | 0% | 0% | 1
7487 | 0% | 0% | 0% | 95.43% | 0% | 0% | 100% | 100% | 0% | 0% | 1
7488 | 0% | 0% | 0% | 95.43% | 0% | 0% | 100% | 100% | 0% | 0% | 1
7489 | 0% | 0% | 0% | 95.43% | 0% | 0% | 100% | 100% | 0% | 0% | 1
7490 | 0% | 0% | 0% | 95.43% | 0% | 0% | 100% | 100% | 0% | 0% | 1
7491 | 0% | 0% | 0% | 95.43% | 0% | 0% | 100% | 100% | 0% | 0% | 1
7492 | 0% | 0% | 0% | 95.43% | 0% | 0% | 100% | 100% | 0% | 0% | 1
7493 | 0% | 0% | 0% | 95.43% | 0% | 0% | 100% | 100% | 0% | 0% | 1
7494 | 0% | 0% | 0% | 95.43% | 0% | 100% | 100% | 100% | 0% | 0% | 1
7495 | 0% | 0% | 0% | 95.43% | 0% | 100% | 100% | 100% | 0% | 0% | 1
7496 | 0% | 0% | 0% | 95.43% | 0% | 100% | 100% | 100% | 0% | 0% | 1
7497 | 7.723% | 0% | 0% | 95.43% | 0% | 0% | 100% | 100% | 7.723% | 0% | 1
7498 | 23.69% | 0% | 0% | 95.43% | 0% | 0% | 100% | 100% | 23.69% | 0% | 1
7499 | 33.44% | 0% | 0% | 95.43% | 0% | 0% | 100% | 100% | 33.44% | 0% | 1
7500 | 40.05% | 0% | 0% | 95.43% | 0% | 0% | 100% | 100% | 40.05% | 0% | 1
7501 | 30.41% | 0% | 0% | 95.43% | 0% | 0% | 100% | 100% | 30.41% | 0% | 1
7502 | 34.02% | 0% | 0% | 95.43% | 0% | 0% | 100% | 100% | 34.02% | 0% | 1
7503 | 19.7% | 0% | 0% | 95.43% | 0% | 0% | 100% | 100% | 19.7% | 0% | 1
7504 | 4.659% | 0% | 0% | 95.43% | 0% | 100% | 100% | 100% | 4.659% | 0% | 1
7505 | 0% | 0% | 0% | 95.43% | 0% | 100% | 100% | 100% | 0% | 0% | 1
7506 | 0% | 0% | 0% | 95.43% | 0% | 100% | 100% | 100% | 0% | 0% | 1
7507 | 0% | 0% | 0% | 95.43% | 0% | 100% | 100% | 100% | 0% | 0% | 1
7508 | 0% | 0% | 0% | 95.43% | 0% | 0% | 100% | 100% | 0% | 0% | 1
7509 | 0% | 0% | 0% | 95.43% | 0% | 0% | 100% | 100% | 0% | 0% | 1
7510 | 0% | 0% | 0% | 95.43% | 0% | 0% | 100% | 100% | 0% | 0% | 1
7511 | 0% | 0% | 0% | 95.43% | 0% | 0% | 100% | 100% | 0% | 0% | 1
7512 | 0% | 0% | 0% | 95.43% | 0% | 0% | 100% | 100% | 0% | 0% | 1
7513 | 0% | 0% | 0% | 95.43% | 0% | 0% | 100% | 100% | 0% | 0% | 1
7514 | 0% | 0% | 0% | 95.43% | 0% | 0% | 100% | 100% | 0% | 0% | 1
7515 | 0% | 0% | 0% | 95.43% | 0% | 0% | 100% | 100% | 0% | 0% | 1
7516 | 0% | 0% | 0% | 95.43% | 0% | 0% | 100% | 100% | 0% | 0% | 1
7517 | 0% | 0% | 0% | 95.43% | 0% | 0% | 100% | 100% | 0% | 0% | 1
7518 | 0% | 0% | 0% | 95.43% | 0% | 100% | 100% | 100% | 0% | 0% | 1
7519 | 0% | 0% | 0% | 95.43% | 0% | 100% | 100% | 100% | 0% | 0% | 1
7520 | 0% | 0% | 0% | 95.43% | 0% | 100% | 100% | 100% | 0% | 0% | 1
7521 | 6.639% | 0% | 0% | 95.43% | 0% | 0% | 100% | 100% | 6.639% | 0% | 1
7522 | 19.42% | 0% | 0% | 95.43% | 0% | 0% | 100% | 100% | 19.42% | 0% | 1
7523 | 27.89% | 0% | 0% | 95.43% | 0% | 0% | 100% | 100% | 27.89% | 0% | 1
7524 | 27.95% | 0% | 0% | 95.43% | 0% | 0% | 100% | 100% | 27.95% | 0% | 1
7525 | 24.07% | 0% | 0% | 95.43% | 0% | 0% | 100% | 100% | 24.07% | 0% | 1
7526 | 26.58% | 0% | 0% | 95.43% | 0% | 0% | 100% | 100% | 26.58% | 0% | 1
7527 | 18.56% | 0.621% | 0% | 95.43% | 0% | 0% | 100% | 100% | 18.56% | 0.621% | 1
7528 | 6.716% | 0% | 0% | 95.43% | 0% | 100% | 100% | 100% | 6.716% | 0% | 1
7529 | 0% | 0% | 0% | 95.43% | 0% | 100% | 100% | 100% | 0% | 0% | 1
7530 | 0% | 0% | 0% | 95.43% | 0% | 100% | 100% | 100% | 0% | 0% | 1
7531 | 0% | 0% | 0% | 95.43% | 0% | 100% | 100% | 100% | 0% | 0% | 1
7532 | 0% | 0% | 0% | 95.43% | 0% | 0% | 100% | 100% | 0% | 0% | 1
7533 | 0% | 0% | 0% | 95.43% | 0% | 0% | 100% | 100% | 0% | 0% | 1
7534 | 0% | 0% | 0% | 95.43% | 0% | 0% | 100% | 100% | 0% | 0% | 1
7535 | 0% | 0% | 0% | 95.43% | 0% | 0% | 100% | 100% | 0% | 0% | 1
7536 | 0% | 0% | 0% | 95.43% | 0% | 0% | 100% | 100% | 0% | 0% | 1
7537 | 0% | 0% | 0% | 95.43% | 0% | 0% | 100% | 100% | 0% | 0% | 1
7538 | 0% | 0% | 0% | 95.43% | 0% | 0% | 100% | 100% | 0% | 0% | 1
7539 | 0% | 0% | 0% | 95.43% | 0% | 0% | 100% | 100% | 0% | 0% | 1
7540 | 0% | 0% | 0% | 95.43% | 0% | 0% | 100% | 100% | 0% | 0% | 1
7541 | 0% | 0% | 0% | 95.43% | 0% | 0% | 100% | 100% | 0% | 0% | 1
7542 | 0% | 0% | 0% | 95.43% | 0% | 100% | 100% | 100% | 0% | 0% | 1
7543 | 0% | 0% | 0% | 95.43% | 0% | 100% | 100% | 100% | 0% | 0% | 1
7544 | 0% | 0% | 0% | 95.43% | 0% | 100% | 100% | 100% | 0% | 0% | 1
7545 | 6.874% | 0% | 0% | 95.43% | 0% | 0% | 100% | 100% | 6.874% | 0% | 1
7546 | 19.07% | 0% | 0% | 95.43% | 0% | 0% | 100% | 100% | 19.07% | 0% | 1
7547 | 26.29% | 0% | 0% | 95.43% | 0% | 0% | 100% | 100% | 26.29% | 0% | 1
7548 | 27.5% | 0% | 0% | 95.43% | 0% | 0% | 100% | 100% | 27.5% | 0% | 1
7549 | 29.74% | 0% | 0% | 95.43% | 0% | 0% | 100% | 100% | 29.74% | 0% | 1
7550 | 21.68% | 0% | 0% | 95.43% | 0% | 0% | 100% | 100% | 21.68% | 0% | 1
7551 | 21.74% | 0.8238% | 0% | 95.43% | 0% | 0% | 100% | 100% | 21.74% | 0.8238% | 1
7552 | 10.43% | 0% | 0% | 95.43% | 0% | 100% | 100% | 100% | 10.43% | 0% | 1
7553 | 0% | 0% | 0% | 95.43% | 0% | 100% | 100% | 100% | 0% | 0% | 1
7554 | 0% | 0% | 0% | 95.43% | 0% | 100% | 100% | 100% | 0% | 0% | 1
7555 | 0% | 0% | 0% | 95.43% | 0% | 100% | 100% | 100% | 0% | 0% | 1
7556 | 0% | 0% | 0% | 95.43% | 0% | 0% | 100% | 100% | 0% | 0% | 1
7557 | 0% | 0% | 0% | 95.43% | 0% | 0% | 100% | 100% | 0% | 0% | 1
7558 | 0% | 0% | 0% | 95.43% | 0% | 0% | 100% | 100% | 0% | 0% | 1
7559 | 0% | 0% | 0% | 95.43% | 0% | 0% | 100% | 100% | 0% | 0% | 1
7560 | 0% | 0% | 0% | 95.43% | 0% | 0% | 100% | 100% | 0% | 0% | 1
7561 | 0% | 0% | 0% | 100% | 0% | 0% | 100% | 100% | 0% | 0% | 1
7562 | 0% | 0% | 0% | 100% | 0% | 0% | 100% | 100% | 0% | 0% | 1
7563 | 0% | 0% | 0% | 100% | 0% | 0% | 100% | 100% | 0% | 0% | 1
7564 | 0% | 0% | 0% | 100% | 0% | 0% | 100% | 100% | 0% | 0% | 1
7565 | 0% | 0% | 0% | 100% | 0% | 0% | 100% | 100% | 0% | 0% | 1
7566 | 0% | 0% | 0% | 100% | 0% | 100% | 100% | 100% | 0% | 0% | 1
7567 | 0% | 0% | 0% | 100% | 0% | 100% | 100% | 100% | 0% | 0% | 1
7568 | 0% | 0% | 0% | 100% | 0% | 100% | 100% | 100% | 0% | 0% | 1
7569 | 10.3% | 0% | 0% | 100% | 0% | 0% | 100% | 100% | 10.3% | 0% | 1
7570 | 19.73% | 0% | 0% | 100% | 0% | 0% | 100% | 100% | 19.73% | 0% | 1
7571 | 31.23% | 0% | 0% | 100% | 0% | 0% | 100% | 100% | 31.23% | 0% | 1
7572 | 25.46% | 0% | 0% | 100% | 0% | 0% | 100% | 100% | 25.46% | 0% | 1
7573 | 25.54% | 0% | 0% | 100% | 0% | 0% | 100% | 100% | 25.54% | 0% | 1
7574 | 21.64% | 0% | 0% | 100% | 0% | 0% | 100% | 100% | 21.64% | 0% | 1
7575 | 26.65% | 1.115% | 0% | 100% | 0% | 0% | 100% | 100% | 26.65% | 1.115% | 1
7576 | 13.67% | 0% | 0% | 100% | 0% | 100% | 100% | 100% | 13.67% | 0% | 1
7577 | 0% | 0% | 0% | 100% | 0% | 100% | 100% | 100% | 0% | 0% | 1
7578 | 0% | 0% | 0% | 100% | 0% | 100% | 100% | 100% | 0% | 0% | 1
7579 | 0% | 0% | 0% | 100% | 0% | 100% | 100% | 100% | 0% | 0% | 1
7580 | 0% | 0% | 0% | 100% | 0% | 0% | 100% | 100% | 0% | 0% | 1
7581 | 0% | 0% | 0% | 100% | 0% | 0% | 100% | 100% | 0% | 0% | 1
7582 | 0% | 0% | 0% | 100% | 0% | 0% | 100% | 100% | 0% | 0% | 1
7583 | 0% | 0% | 0% | 100% | 0% | 0% | 100% | 100% | 0% | 0% | 1
7584 | 0% | 0% | 0% | 100% | 0% | 0% | 100% | 100% | 0% | 0% | 1
7585 | 0% | 0% | 0% | 100% | 0% | 0% | 100% | 100% | 0% | 0% | 1
7586 | 0% | 0% | 0% | 100% | 0% | 0% | 100% | 100% | 0% | 0% | 1
7587 | 0% | 0% | 0% | 100% | 0% | 0% | 100% | 100% | 0% | 0% | 1
7588 | 0% | 0% | 0% | 100% | 0% | 0% | 100% | 100% | 0% | 0% | 1
7589 | 0% | 0% | 0% | 100% | 0% | 0% | 100% | 100% | 0% | 0% | 1
7590 | 0% | 0% | 0% | 100% | 0% | 100% | 100% | 100% | 0% | 0% | 1
7591 | 0% | 0% | 0% | 100% | 0% | 100% | 100% | 100% | 0% | 0% | 1
7592 | 0% | 0% | 0% | 100% | 0% | 100% | 100% | 100% | 0% | 0% | 1
7593 | 3.685% | 0% | 0% | 100% | 0% | 0% | 100% | 100% | 3.685% | 0% | 1
7594 | 17.84% | 0% | 0% | 100% | 0% | 0% | 100% | 100% | 17.84% | 0% | 1
7595 | 29.51% | 0% | 0% | 100% | 0% | 0% | 100% | 100% | 29.51% | 0% | 1
7596 | 32.05% | 0% | 0% | 100% | 0% | 0% | 100% | 100% | 32.05% | 0% | 1
7597 | 26.88% | 0% | 0% | 100% | 0% | 0% | 100% | 100% | 26.88% | 0% | 1
7598 | 26.61% | 0% | 0% | 100% | 0% | 0% | 100% | 100% | 26.61% | 0% | 1
7599 | 25.48% | 0% | 0% | 100% | 0% | 0% | 100% | 100% | 25.48% | 0% | 1
7600 | 9.44% | 0% | 0% | 100% | 0% | 100% | 100% | 100% | 9.44% | 0% | 1
7601 | 0% | 0% | 0% | 100% | 0% | 100% | 100% | 100% | 0% | 0% | 1
7602 | 0% | 0% | 0% | 100% | 0% | 100% | 100% | 100% | 0% | 0% | 1
7603 | 0% | 0% | 0% | 100% | 0% | 100% | 100% | 100% | 0% | 0% | 1
7604 | 0% | 0% | 0% | 100% | 0% | 0% | 100% | 100% | 0% | 0% | 1
7605 | 0% | 0% | 0% | 100% | 0% | 0% | 100% | 100% | 0% | 0% | 1
7606 | 0% | 0% | 0% | 100% | 0% | 0% | 100% | 100% | 0% | 0% | 1
7607 | 0% | 0% | 0% | 100% | 0% | 0% | 100% | 100% | 0% | 0% | 1
7608 | 0% | 0% | 0% | 100% | 0% | 0% | 100% | 100% | 0% | 0% | 1
7609 | 0% | 0% | 0% | 100% | 0% | 0% | 100% | 100% | 0% | 0% | 1
7610 | 0% | 0% | 0% | 100% | 0% | 0% | 100% | 100% | 0% | 0% | 1
7611 | 0% | 0% | 0% | 100% | 0% | 0% | 100% | 100% | 0% | 0% | 1
7612 | 0% | 0% | 0% | 100% | 0% | 0% | 100% | 100% | 0% | 0% | 1
7613 | 0% | 0% | 0% | 100% | 0% | 0% | 100% | 100% | 0% | 0% | 1
7614 | 0% | 0% | 0% | 100% | 0% | 100% | 100% | 100% | 0% | 0% | 1
7615 | 0% | 0% | 0% | 100% | 0% | 100% | 100% | 100% | 0% | 0% | 1
7616 | 0% | 0% | 0% | 100% | 0% | 100% | 100% | 100% | 0% | 0% | 1
7617 | 0% | 0% | 0% | 100% | 0% | 0% | 100% | 100% | 0% | 0% | 1
7618 | 13.25% | 0% | 0% | 100% | 0% | 0% | 100% | 100% | 13.25% | 0% | 1
7619 | 24.32% | 0% | 0% | 100% | 0% | 0% | 100% | 100% | 24.32% | 0% | 1
7620 | 25.8% | 0% | 0% | 100% | 0% | 0% | 100% | 100% | 25.8% | 0% | 1
7621 | 21.81% | 0% | 0% | 100% | 0% | 0% | 100% | 100% | 21.81% | 0% | 1
7622 | 24.5% | 0% | 0% | 100% | 0% | 0% | 100% | 100% | 24.5% | 0% | 1
7623 | 14.13% | 0% | 0% | 100% | 0% | 0% | 100% | 100% | 14.13% | 0% | 1
7624 | 4.1% | 0% | 0% | 100% | 0% | 100% | 100% | 100% | 4.1% | 0% | 1
7625 | 0% | 0% | 0% | 100% | 0% | 100% | 100% | 100% | 0% | 0% | 1
7626 | 0% | 0% | 0% | 100% | 0% | 100% | 100% | 100% | 0% | 0% | 1
7627 | 0% | 0% | 0% | 100% | 0% | 100% | 100% | 100% | 0% | 0% | 1
7628 | 0% | 0% | 0% | 100% | 0% | 0% | 100% | 100% | 0% | 0% | 1
7629 | 0% | 0% | 0% | 100% | 0% | 0% | 100% | 100% | 0% | 0% | 1
7630 | 0% | 0% | 0% | 100% | 0% | 0% | 100% | 100% | 0% | 0% | 1
7631 | 0% | 0% | 0% | 100% | 0% | 0% | 100% | 100% | 0% | 0% | 1
7632 | 0% | 0% | 0% | 100% | 0% | 0% | 100% | 100% | 0% | 0% | 1
7633 | 0% | 0% | 0% | 100% | 0% | 0% | 100% | 100% | 0% | 0% | 1
7634 | 0% | 0% | 0% | 100% | 0% | 0% | 100% | 100% | 0% | 0% | 1
7635 | 0% | 0% | 0% | 100% | 0% | 0% | 100% | 100% | 0% | 0% | 1
7636 | 0% | 0% | 0% | 100% | 0% | 0% | 100% | 100% | 0% | 0% | 1
7637 | 0% | 0% | 0% | 100% | 0% | 0% | 100% | 100% | 0% | 0% | 1
7638 | 0% | 0% | 0% | 100% | 0% | 100% | 100% | 100% | 0% | 0% | 1
7639 | 0% | 0% | 0% | 100% | 0% | 100% | 100% | 100% | 0% | 0% | 1
7640 | 0% | 0% | 0% | 100% | 0% | 100% | 100% | 100% | 0% | 0% | 1
7641 | 0% | 0% | 0% | 100% | 0% | 0% | 100% | 100% | 0% | 0% | 1
7642 | 7.802% | 0% | 0% | 100% | 0% | 0% | 100% | 100% | 7.802% | 0% | 1
7643 | 15.05% | 0% | 0% | 100% | 0% | 0% | 100% | 100% | 15.05% | 0% | 1
7644 | 14.44% | 1.272% | 0% | 100% | 0% | 0% | 100% | 100% | 14.44% | 1.272% | 1
7645 | 13.94% | 2.886% | 0% | 100% | 0% | 0% | 100% | 100% | 13.94% | 2.886% | 1
7646 | 11.66% | 3.944% | 0% | 100% | 0% | 0% | 100% | 100% | 11.66% | 3.944% | 1
7647 | 2.984% | 2.959% | 0% | 100% | 0% | 0% | 100% | 100% | 2.984% | 2.959% | 1
7648 | 0.1243% | 2.373% | 0% | 100% | 0% | 100% | 100% | 100% | 0.1243% | 2.373% | 1
7649 | 0% | 0.7788% | 0% | 100% | 0% | 100% | 100% | 100% | 0% | 0.7788% | 1
7650 | 0% | 0% | 0% | 100% | 0% | 100% | 100% | 100% | 0% | 0% | 1
7651 | 0% | 0% | 0% | 100% | 0% | 100% | 100% | 100% | 0% | 0% | 1
7652 | 0% | 0% | 0% | 100% | 0% | 0% | 100% | 100% | 0% | 0% | 1
7653 | 0% | 0% | 0% | 100% | 0% | 0% | 100% | 100% | 0% | 0% | 1
7654 | 0% | 0% | 0% | 100% | 0% | 0% | 100% | 100% | 0% | 0% | 1
7655 | 0% | 0% | 0% | 100% | 0% | 0% | 100% | 100% | 0% | 0% | 1
7656 | 0% | 0.6782% | 0% | 100% | 0% | 0% | 100% | 100% | 0% | 0.6782% | 1
7657 | 0% | 0% | 0% | 100% | 0% | 0% | 100% | 100% | 0% | 0% | 1
7658 | 0% | 0% | 0% | 100% | 0% | 0% | 100% | 100% | 0% | 0% | 1
7659 | 0% | 0% | 0% | 100% | 0% | 0% | 100% | 100% | 0% | 0% | 1
7660 | 0% | 0% | 0% | 100% | 0% | 0% | 100% | 100% | 0% | 0% | 1
7661 | 0% | 0% | 0% | 100% | 0% | 0% | 100% | 100% | 0% | 0% | 1
7662 | 0% | 0% | 0% | 100% | 0% | 100% | 100% | 100% | 0% | 0% | 1
7663 | 0% | 0% | 0% | 100% | 0% | 100% | 100% | 100% | 0% | 0% | 1
7664 | 0% | 0% | 0% | 100% | 0% | 100% | 100% | 100% | 0% | 0% | 1
7665 | 0% | 0% | 0% | 100% | 0% | 0% | 100% | 100% | 0% | 0% | 1
7666 | 5.118% | 0% | 0% | 100% | 0% | 0% | 100% | 100% | 5.118% | 0% | 1
7667 | 11.34% | 1.189% | 0% | 100% | 0% | 0% | 100% | 100% | 11.34% | 1.189% | 1
7668 | 10.12% | 1.97% | 0% | 100% | 0% | 0% | 100% | 100% | 10.12% | 1.97% | 1
7669 | 13.28% | 4.185% | 0% | 100% | 0% | 0% | 100% | 100% | 13.28% | 4.185% | 1
7670 | 8.663% | 6.367% | 0% | 100% | 0% | 0% | 100% | 100% | 8.663% | 6.367% | 1
7671 | 1.818% | 5.923% | 0% | 100% | 0% | 0% | 100% | 100% | 1.818% | 5.923% | 1
7672 | 1.159% | 6.152% | 0% | 100% | 0% | 100% | 100% | 100% | 1.159% | 6.152% | 1
7673 | 0% | 4.914% | 0% | 100% | 0% | 100% | 100% | 100% | 0% | 4.914% | 1
7674 | 0% | 0.9483% | 0% | 100% | 0% | 100% | 100% | 100% | 0% | 0.9483% | 1
7675 | 0% | 0.2416% | 0% | 100% | 0% | 100% | 100% | 100% | 0% | 0.2416% | 1
7676 | 0% | 0.2693% | 0% | 100% | 0% | 0% | 100% | 100% | 0% | 0.2693% | 1
7677 | 0% | 0.126% | 0% | 100% | 0% | 0% | 100% | 100% | 0% | 0.126% | 1
7678 | 0% | 0% | 0% | 100% | 0% | 0% | 100% | 100% | 0% | 0% | 1
7679 | 0% | 0% | 0% | 100% | 0% | 0% | 100% | 100% | 0% | 0% | 1
7680 | 0% | 1.604% | 0% | 100% | 0% | 0% | 100% | 100% | 0% | 1.604% | 1
7681 | 0% | 0.8921% | 0% | 100% | 0% | 0% | 100% | 100% | 0% | 0.8921% | 1
7682 | 0% | 0.2748% | 0% | 100% | 0% | 0% | 100% | 100% | 0% | 0.2748% | 1
7683 | 0% | 0% | 0% | 100% | 0% | 0% | 100% | 100% | 0% | 0% | 1
7684 | 0% | 0% | 0% | 100% | 0% | 0% | 100% | 100% | 0% | 0% | 1
7685 | 0% | 0% | 0% | 100% | 0% | 0% | 100% | 100% | 0% | 0% | 1
7686 | 0% | 0% | 0% | 100% | 0% | 100% | 100% | 100% | 0% | 0% | 1
7687 | 0% | 0% | 0% | 100% | 0% | 100% | 100% | 100% | 0% | 0% | 1
7688 | 0% | 0% | 0% | 100% | 0% | 100% | 100% | 100% | 0% | 0% | 1
7689 | 0.8666% | 0% | 0% | 100% | 0% | 0% | 100% | 100% | 0.8666% | 0% | 1
7690 | 6.909% | 0% | 0% | 100% | 0% | 0% | 100% | 100% | 6.909% | 0% | 1
7691 | 14.67% | 2.868% | 0% | 100% | 0% | 0% | 100% | 100% | 14.67% | 2.868% | 1
7692 | 13.81% | 4.644% | 0% | 100% | 0% | 0% | 100% | 100% | 13.81% | 4.644% | 1
7693 | 15.69% | 5.244% | 0% | 100% | 0% | 0% | 100% | 100% | 15.69% | 5.244% | 1
7694 | 11.36% | 6.137% | 0% | 100% | 0% | 0% | 100% | 100% | 11.36% | 6.137% | 1
7695 | 3.661% | 6.655% | 0% | 100% | 0% | 0% | 100% | 100% | 3.661% | 6.655% | 1
7696 | 3.841% | 6.892% | 0% | 100% | 0% | 100% | 100% | 100% | 3.841% | 6.892% | 1
7697 | 0% | 5.472% | 0% | 100% | 0% | 100% | 100% | 100% | 0% | 5.472% | 1
7698 | 0% | 2.091% | 0% | 100% | 0% | 100% | 100% | 100% | 0% | 2.091% | 1
7699 | 0% | 1.29% | 0% | 100% | 0% | 100% | 100% | 100% | 0% | 1.29% | 1
7700 | 0% | 1.018% | 0% | 100% | 0% | 0% | 100% | 100% | 0% | 1.018% | 1
7701 | 0% | 0.05548% | 0% | 100% | 0% | 0% | 100% | 100% | 0% | 0.05548% | 1
7702 | 0% | 0% | 0% | 100% | 0% | 0% | 100% | 100% | 0% | 0% | 1
7703 | 0% | 0% | 0% | 100% | 0% | 0% | 100% | 100% | 0% | 0% | 1
7704 | 0% | 0% | 0% | 100% | 0% | 0% | 100% | 100% | 0% | 0% | 1
7705 | 0% | 1.523% | 0% | 100% | 0% | 0% | 100% | 100% | 0% | 1.523% | 1
7706 | 0% | 0% | 0% | 100% | 0% | 0% | 100% | 100% | 0% | 0% | 1
7707 | 0% | 0% | 0% | 100% | 0% | 0% | 100% | 100% | 0% | 0% | 1
7708 | 0% | 0% | 0% | 100% | 0% | 0% | 100% | 100% | 0% | 0% | 1
7709 | 0% | 0% | 0% | 100% | 0% | 0% | 100% | 100% | 0% | 0% | 1
7710 | 0% | 0% | 0% | 100% | 0% | 100% | 100% | 100% | 0% | 0% | 1
7711 | 0% | 0% | 0% | 100% | 0% | 100% | 100% | 100% | 0% | 0% | 1
7712 | 0% | 0% | 0% | 100% | 0% | 100% | 100% | 100% | 0% | 0% | 1
7713 | 5.074% | 0% | 0% | 100% | 0% | 0% | 100% | 100% | 5.074% | 0% | 1
7714 | 12.93% | 0% | 0% | 100% | 0% | 0% | 100% | 100% | 12.93% | 0% | 1
7715 | 22.37% | 1.175% | 0% | 100% | 0% | 0% | 100% | 100% | 22.37% | 1.175% | 1
7716 | 23.25% | 3.36% | 0% | 100% | 0% | 0% | 100% | 100% | 23.25% | 3.36% | 1
7717 | 23.56% | 4.132% | 0% | 100% | 0% | 0% | 100% | 100% | 23.56% | 4.132% | 1
7718 | 20.25% | 5.688% | 0% | 100% | 0% | 0% | 100% | 100% | 20.25% | 5.688% | 1
7719 | 7.285% | 5.308% | 0% | 100% | 0% | 0% | 100% | 100% | 7.285% | 5.308% | 1
7720 | 2.35% | 4.504% | 0% | 100% | 0% | 100% | 100% | 100% | 2.35% | 4.504% | 1
7721 | 0% | 3.025% | 0% | 100% | 0% | 100% | 100% | 100% | 0% | 3.025% | 1
7722 | 0% | 0.6104% | 0% | 100% | 0% | 100% | 100% | 100% | 0% | 0.6104% | 1
7723 | 0% | 0% | 0% | 100% | 0% | 100% | 100% | 100% | 0% | 0% | 1
7724 | 0% | 0% | 0% | 100% | 0% | 0% | 100% | 100% | 0% | 0% | 1
7725 | 0% | 0% | 0% | 100% | 0% | 0% | 100% | 100% | 0% | 0% | 1
7726 | 0% | 0% | 0% | 100% | 0% | 0% | 100% | 100% | 0% | 0% | 1
7727 | 0% | 0% | 0% | 100% | 0% | 0% | 100% | 100% | 0% | 0% | 1
7728 | 0% | 0% | 0% | 100% | 0% | 0% | 100% | 100% | 0% | 0% | 1
7729 | 0% | 0% | 0% | 100% | 0% | 0% | 100% | 100% | 0% | 0% | 1
7730 | 0% | 0% | 0% | 100% | 0% | 0% | 100% | 100% | 0% | 0% | 1
7731 | 0% | 0% | 0% | 100% | 0% | 0% | 100% | 100% | 0% | 0% | 1
7732 | 0% | 0% | 0% | 100% | 0% | 0% | 100% | 100% | 0% | 0% | 1
7733 | 0% | 0% | 0% | 100% | 0% | 0% | 100% | 100% | 0% | 0% | 1
7734 | 0% | 0% | 0% | 100% | 0% | 100% | 100% | 100% | 0% | 0% | 1
7735 | 0% | 0% | 0.2385% | 100% | 0% | 100% | 100% | 100% | 0% | 0% | 1
7736 | 0% | 0% | 0% | 100% | 0% | 100% | 100% | 100% | 0% | 0% | 1
7737 | 5.415% | 0.3223% | 0.87% | 100% | 0% | 0% | 100% | 100% | 5.415% | 0.3223% | 1
7738 | 15.56% | 0.2468% | 0.3016% | 100% | 0% | 0% | 100% | 100% | 15.56% | 0.2468% | 1
7739 | 20.62% | 0.5262% | 0.02358% | 100% | 0% | 0% | 100% | 100% | 20.62% | 0.5262% | 1
7740 | 17.72% | 3.724% | 0% | 100% | 0% | 0% | 100% | 100% | 17.72% | 3.724% | 1
7741 | 19.56% | 3.747% | 0% | 100% | 0% | 0% | 100% | 100% | 19.56% | 3.747% | 1
7742 | 20.13% | 4.264% | 0% | 100% | 0% | 0% | 100% | 100% | 20.13% | 4.264% | 1
7743 | 4.732% | 3.871% | 0% | 100% | 0% | 0% | 100% | 100% | 4.732% | 3.871% | 1
7744 | 0% | 2.762% | 0% | 100% | 0% | 100% | 100% | 100% | 0% | 2.762% | 1
7745 | 0% | 0.5764% | 0% | 100% | 0% | 100% | 100% | 100% | 0% | 0.5764% | 1
7746 | 0% | 0% | 0% | 100% | 0% | 100% | 100% | 100% | 0% | 0% | 1
7747 | 0% | 0% | 0% | 100% | 0% | 100% | 100% | 100% | 0% | 0% | 1
7748 | 0% | 0% | 0% | 100% | 0% | 0% | 100% | 100% | 0% | 0% | 1
7749 | 0% | 0% | 0% | 100% | 0% | 0% | 100% | 100% | 0% | 0% | 1
7750 | 0% | 0% | 0% | 100% | 0% | 0% | 100% | 100% | 0% | 0% | 1
7751 | 0% | 0% | 0% | 100% | 0% | 0% | 100% | 100% | 0% | 0% | 1
7752 | 0% | 0.6935% | 0% | 100% | 0% | 0% | 100% | 100% | 0% | 0.6935% | 1
7753 | 0% | 0% | 0% | 100% | 0% | 0% | 100% | 100% | 0% | 0% | 1
7754 | 0% | 0.7325% | 0% | 100% | 0% | 0% | 100% | 100% | 0% | 0.7325% | 1
7755 | 0% | 0% | 0% | 100% | 0% | 0% | 100% | 100% | 0% | 0% | 1
7756 | 0% | 0% | 0% | 100% | 0% | 0% | 100% | 100% | 0% | 0% | 1
7757 | 0% | 0% | 0% | 100% | 0% | 0% | 100% | 100% | 0% | 0% | 1
7758 | 0% | 0.3168% | 0% | 100% | 0% | 100% | 100% | 100% | 0% | 0.3168% | 1
7759 | 0% | 0% | 0% | 100% | 0% | 100% | 100% | 100% | 0% | 0% | 1
7760 | 0% | 0% | 0% | 100% | 0% | 100% | 100% | 100% | 0% | 0% | 1
7761 | 0% | 0% | 0% | 100% | 0% | 0% | 100% | 100% | 0% | 0% | 1
7762 | 8.607% | 0.4225% | 0% | 100% | 0% | 0% | 100% | 100% | 8.607% | 0.4225% | 1
7763 | 9.836% | 0.7498% | 0% | 100% | 0% | 0% | 100% | 100% | 9.836% | 0.7498% | 1
7764 | 14.02% | 2.952% | 0% | 100% | 0% | 0% | 100% | 100% | 14.02% | 2.952% | 1
7765 | 15.81% | 1.04% | 0% | 100% | 0% | 0% | 100% | 100% | 15.81% | 1.04% | 1
7766 | 17.3% | 1.385% | 0% | 100% | 0% | 0% | 100% | 100% | 17.3% | 1.385% | 1
7767 | 8.238% | 2.556% | 0% | 100% | 0% | 0% | 100% | 100% | 8.238% | 2.556% | 1
7768 | 0% | 0.3217% | 0% | 100% | 0% | 100% | 100% | 100% | 0% | 0.3217% | 1
7769 | 0% | 0% | 0% | 100% | 0% | 100% | 100% | 100% | 0% | 0% | 1
7770 | 0% | 0% | 0% | 100% | 0% | 100% | 100% | 100% | 0% | 0% | 1
7771 | 0% | 0% | 0% | 100% | 0% | 100% | 100% | 100% | 0% | 0% | 1
7772 | 0% | 0% | 0% | 100% | 0% | 0% | 100% | 100% | 0% | 0% | 1
7773 | 0% | 0% | 0% | 100% | 0% | 0% | 100% | 100% | 0% | 0% | 1
7774 | 0% | 0.1925% | 0% | 100% | 0% | 0% | 100% | 100% | 0% | 0.1925% | 1
7775 | 0% | 1.439% | 0% | 100% | 0% | 0% | 100% | 100% | 0% | 1.439% | 1
7776 | 0% | 2.124% | 0% | 100% | 0% | 0% | 100% | 100% | 0% | 2.124% | 1
7777 | 0% | 1.371% | 0% | 100% | 0% | 0% | 100% | 100% | 0% | 1.371% | 1
7778 | 0% | 0% | 0% | 100% | 0% | 0% | 100% | 100% | 0% | 0% | 1
7779 | 0% | 0% | 0% | 100% | 0% | 0% | 100% | 100% | 0% | 0% | 1
7780 | 0% | 0% | 0% | 100% | 0% | 0% | 100% | 100% | 0% | 0% | 1
7781 | 0% | 0% | 0% | 100% | 0% | 0% | 100% | 100% | 0% | 0% | 1
7782 | 0% | 0% | 0% | 100% | 0% | 100% | 100% | 100% | 0% | 0% | 1
7783 | 0% | 0% | 0% | 100% | 0% | 100% | 100% | 100% | 0% | 0% | 1
7784 | 0% | 0% | 0% | 100% | 0% | 100% | 100% | 100% | 0% | 0% | 1
7785 | 0% | 0% | 0% | 100% | 0% | 0% | 100% | 100% | 0% | 0% | 1
7786 | 6.167% | 0% | 0% | 100% | 0% | 0% | 100% | 100% | 6.167% | 0% | 1
7787 | 9.969% | 0% | 0% | 100% | 0% | 0% | 100% | 100% | 9.969% | 0% | 1
7788 | 14.45% | 0% | 0% | 100% | 0% | 0% | 100% | 100% | 14.45% | 0% | 1
7789 | 15.74% | 0% | 0% | 100% | 0% | 0% | 100% | 100% | 15.74% | 0% | 1
7790 | 20.1% | 0% | 0% | 100% | 0% | 0% | 100% | 100% | 20.1% | 0% | 1
7791 | 11.32% | 0.3188% | 0% | 100% | 0% | 0% | 100% | 100% | 11.32% | 0.3188% | 1
7792 | 1.126% | 0% | 0% | 100% | 0% | 100% | 100% | 100% | 1.126% | 0% | 1
7793 | 0% | 0% | 0% | 100% | 0% | 100% | 100% | 100% | 0% | 0% | 1
7794 | 0% | 0% | 0% | 100% | 0% | 100% | 100% | 100% | 0% | 0% | 1
7795 | 0% | 0% | 0% | 100% | 0% | 100% | 100% | 100% | 0% | 0% | 1
7796 | 0% | 0% | 0% | 100% | 0% | 0% | 100% | 100% | 0% | 0% | 1
7797 | 0% | 0% | 0% | 100% | 0% | 0% | 100% | 100% | 0% | 0% | 1
7798 | 0% | 0% | 0% | 100% | 0% | 0% | 100% | 100% | 0% | 0% | 1
7799 | 0% | 0% | 0% | 100% | 0% | 0% | 100% | 100% | 0% | 0% | 1
7800 | 0% | 0% | 0% | 100% | 0% | 0% | 100% | 100% | 0% | 0% | 1
7801 | 0% | 0.9798% | 0% | 100% | 0% | 0% | 100% | 100% | 0% | 0.9798% | 1
7802 | 0% | 0% | 0% | 100% | 0% | 0% | 100% | 100% | 0% | 0% | 1
7803 | 0% | 0% | 0% | 100% | 0% | 0% | 100% | 100% | 0% | 0% | 1
7804 | 0% | 0% | 0% | 100% | 0% | 0% | 100% | 100% | 0% | 0% | 1
7805 | 0% | 0% | 0% | 100% | 0% | 0% | 100% | 100% | 0% | 0% | 1
7806 | 0% | 0% | 0% | 100% | 0% | 100% | 100% | 100% | 0% | 0% | 1
7807 | 0% | 0% | 0% | 100% | 0% | 100% | 100% | 100% | 0% | 0% | 1
7808 | 0% | 0% | 0% | 100% | 0% | 100% | 100% | 100% | 0% | 0% | 1
7809 | 0% | 0% | 0% | 100% | 0% | 0% | 100% | 100% | 0% | 0% | 1
7810 | 5.653% | 0% | 0% | 100% | 0% | 0% | 100% | 100% | 5.653% | 0% | 1
7811 | 15.26% | 0% | 0% | 100% | 0% | 0% | 100% | 100% | 15.26% | 0% | 1
7812 | 23.01% | 0% | 0% | 100% | 0% | 0% | 100% | 100% | 23.01% | 0% | 1
7813 | 22.8% | 0% | 0% | 100% | 0% | 0% | 100% | 100% | 22.8% | 0% | 1
7814 | 21.34% | 0% | 0% | 100% | 0% | 0% | 100% | 100% | 21.34% | 0% | 1
7815 | 18.9% | 0% | 0% | 100% | 0% | 0% | 100% | 100% | 18.9% | 0% | 1
7816 | 2.385% | 0% | 0% | 100% | 0% | 100% | 100% | 100% | 2.385% | 0% | 1
7817 | 0% | 0% | 0% | 100% | 0% | 100% | 100% | 100% | 0% | 0% | 1
7818 | 0% | 0% | 0% | 100% | 0% | 100% | 100% | 100% | 0% | 0% | 1
7819 | 0% | 0% | 0% | 100% | 0% | 100% | 100% | 100% | 0% | 0% | 1
7820 | 0% | 0% | 0% | 100% | 0% | 0% | 100% | 100% | 0% | 0% | 1
7821 | 0% | 0% | 0% | 100% | 0% | 0% | 100% | 100% | 0% | 0% | 1
7822 | 0% | 0% | 0% | 100% | 0% | 0% | 100% | 100% | 0% | 0% | 1
7823 | 0% | 0% | 0% | 100% | 0% | 0% | 100% | 100% | 0% | 0% | 1
7824 | 0% | 0% | 0% | 100% | 0% | 0% | 100% | 100% | 0% | 0% | 1
7825 | 0% | 0% | 0% | 100% | 0% | 0% | 100% | 100% | 0% | 0% | 1
7826 | 0% | 0% | 0% | 100% | 0% | 0% | 100% | 100% | 0% | 0% | 1
7827 | 0% | 0% | 0% | 100% | 0% | 0% | 100% | 100% | 0% | 0% | 1
7828 | 0% | 0% | 0% | 100% | 0% | 0% | 100% | 100% | 0% | 0% | 1
7829 | 0% | 0% | 0% | 100% | 0% | 0% | 100% | 100% | 0% | 0% | 1
7830 | 0% | 0% | 0% | 100% | 0% | 100% | 100% | 100% | 0% | 0% | 1
7831 | 0% | 0% | 0% | 100% | 0% | 100% | 100% | 100% | 0% | 0% | 1
7832 | 0% | 0% | 0% | 100% | 0% | 100% | 100% | 100% | 0% | 0% | 1
7833 | 0% | 0% | 0% | 100% | 0% | 0% | 100% | 100% | 0% | 0% | 1
7834 | 13.14% | 0% | 0% | 100% | 0% | 0% | 100% | 100% | 13.14% | 0% | 1
7835 | 26.51% | 0% | 0% | 100% | 0% | 0% | 100% | 100% | 26.51% | 0% | 1
7836 | 27.41% | 0% | 0% | 100% | 0% | 0% | 100% | 100% | 27.41% | 0% | 1
7837 | 23.25% | 0% | 0% | 100% | 0% | 0% | 100% | 100% | 23.25% | 0% | 1
7838 | 19.21% | 0% | 0% | 100% | 0% | 0% | 100% | 100% | 19.21% | 0% | 1
7839 | 14.15% | 0% | 0% | 100% | 0% | 0% | 100% | 100% | 14.15% | 0% | 1
7840 | 1.756% | 0% | 0% | 100% | 0% | 100% | 100% | 100% | 1.756% | 0% | 1
7841 | 0% | 0% | 0% | 100% | 0% | 100% | 100% | 100% | 0% | 0% | 1
7842 | 0% | 0% | 0% | 100% | 0% | 100% | 100% | 100% | 0% | 0% | 1
7843 | 0% | 0% | 0% | 100% | 0% | 100% | 100% | 100% | 0% | 0% | 1
7844 | 0% | 0% | 0% | 100% | 0% | 0% | 100% | 100% | 0% | 0% | 1
7845 | 0% | 0% | 0% | 100% | 0% | 0% | 100% | 100% | 0% | 0% | 1
7846 | 0% | 0% | 0% | 100% | 0% | 0% | 100% | 100% | 0% | 0% | 1
7847 | 0% | 0% | 0% | 100% | 0% | 0% | 100% | 100% | 0% | 0% | 1
7848 | 0% | 0% | 0% | 100% | 0% | 0% | 100% | 100% | 0% | 0% | 1
7849 | 0% | 0% | 0% | 100% | 0% | 0% | 100% | 100% | 0% | 0% | 1
7850 | 0% | 0% | 0% | 100% | 0% | 0% | 100% | 100% | 0% | 0% | 1
7851 | 0% | 0% | 0% | 100% | 0% | 0% | 100% | 100% | 0% | 0% | 1
7852 | 0% | 0% | 0% | 100% | 0% | 0% | 100% | 100% | 0% | 0% | 1
7853 | 0% | 0% | 0% | 100% | 0% | 0% | 100% | 100% | 0% | 0% | 1
7854 | 0% | 0% | 0% | 100% | 0% | 100% | 100% | 100% | 0% | 0% | 1
7855 | 0% | 0% | 0% | 100% | 0% | 100% | 100% | 100% | 0% | 0% | 1
7856 | 0% | 0% | 0% | 100% | 0% | 100% | 100% | 100% | 0% | 0% | 1
7857 | 1.798% | 0% | 0% | 100% | 0% | 0% | 100% | 100% | 1.798% | 0% | 1
7858 | 17.24% | 0% | 0% | 100% | 0% | 0% | 100% | 100% | 17.24% | 0% | 1
7859 | 25.74% | 0% | 0% | 100% | 0% | 0% | 100% | 100% | 25.74% | 0% | 1
7860 | 26.1% | 0% | 0% | 100% | 0% | 0% | 100% | 100% | 26.1% | 0% | 1
7861 | 23.6% | 0% | 0% | 100% | 0% | 0% | 100% | 100% | 23.6% | 0% | 1
7862 | 19.2% | 0% | 0% | 100% | 0% | 0% | 100% | 100% | 19.2% | 0% | 1
7863 | 15.42% | 0% | 0% | 100% | 0% | 0% | 100% | 100% | 15.42% | 0% | 1
7864 | 0.7898% | 0% | 0% | 100% | 0% | 100% | 100% | 100% | 0.7898% | 0% | 1
7865 | 0% | 0% | 0% | 100% | 0% | 100% | 100% | 100% | 0% | 0% | 1
7866 | 0% | 0% | 0% | 100% | 0% | 100% | 100% | 100% | 0% | 0% | 1
7867 | 0% | 0% | 0% | 100% | 0% | 100% | 100% | 100% | 0% | 0% | 1
7868 | 0% | 0% | 0.3796% | 100% | 0% | 0% | 100% | 100% | 0% | 0% | 1
7869 | 0% | 0% | 0.5512% | 100% | 0% | 0% | 100% | 100% | 0% | 0% | 1
7870 | 0% | 0% | 0.3755% | 100% | 0% | 0% | 100% | 100% | 0% | 0% | 1
7871 | 0% | 0% | 0% | 100% | 0% | 0% | 100% | 100% | 0% | 0% | 1
7872 | 0% | 0% | 0% | 100% | 0% | 0% | 100% | 100% | 0% | 0% | 1
7873 | 0% | 0% | 0% | 100% | 0% | 0% | 100% | 100% | 0% | 0% | 1
7874 | 0% | 0% | 0% | 100% | 0% | 0% | 100% | 100% | 0% | 0% | 1
7875 | 0% | 0% | 0% | 100% | 0% | 0% | 100% | 100% | 0% | 0% | 1
7876 | 0% | 0% | 0% | 100% | 0% | 0% | 100% | 100% | 0% | 0% | 1
7877 | 0% | 0% | 0% | 100% | 0% | 0% | 100% | 100% | 0% | 0% | 1
7878 | 0% | 0% | 0% | 100% | 0% | 100% | 100% | 100% | 0% | 0% | 1
7879 | 0% | 0% | 0% | 100% | 0% | 100% | 100% | 100% | 0% | 0% | 1
7880 | 0% | 0% | 0% | 100% | 0% | 100% | 100% | 100% | 0% | 0% | 1
7881 | 0.9011% | 0% | 0% | 100% | 0% | 0% | 100% | 100% | 0.9011% | 0% | 1
7882 | 13.84% | 0.6852% | 0% | 100% | 0% | 0% | 100% | 100% | 13.84% | 0.6852% | 1
7883 | 24.6% | 1.737% | 0% | 100% | 0% | 0% | 100% | 100% | 24.6% | 1.737% | 1
7884 | 24.56% | 5.277% | 0% | 100% | 0% | 0% | 100% | 100% | 24.56% | 5.277% | 1
7885 | 21.67% | 5.579% | 0% | 100% | 0% | 0% | 100% | 100% | 21.67% | 5.579% | 1
7886 | 19.8% | 5.669% | 0% | 100% | 0% | 0% | 100% | 100% | 19.8% | 5.669% | 1
7887 | 16.97% | 6.42% | 0% | 100% | 0% | 0% | 100% | 100% | 16.97% | 6.42% | 1
7888 | 4.987% | 6.729% | 0% | 100% | 0% | 100% | 100% | 100% | 4.987% | 6.729% | 1
7889 | 0.3373% | 5.827% | 0% | 100% | 0% | 100% | 100% | 100% | 0.3373% | 5.827% | 1
7890 | 0% | 0.7931% | 0% | 100% | 0% | 100% | 100% | 100% | 0% | 0.7931% | 1
7891 | 0% | 1.815% | 0% | 100% | 0% | 100% | 100% | 100% | 0% | 1.815% | 1
7892 | 0% | 2.711% | 0% | 100% | 0% | 0% | 100% | 100% | 0% | 2.711% | 1
7893 | 0% | 2.547% | 0% | 100% | 0% | 0% | 100% | 100% | 0% | 2.547% | 1
7894 | 0% | 3.068% | 0% | 100% | 0% | 0% | 100% | 100% | 0% | 3.068% | 1
7895 | 0% | 3.223% | 0% | 100% | 0% | 0% | 100% | 100% | 0% | 3.223% | 1
7896 | 0% | 1.315% | 0% | 100% | 0% | 0% | 100% | 100% | 0% | 1.315% | 1
7897 | 0% | 0% | 0% | 100% | 0% | 0% | 100% | 100% | 0% | 0% | 1
7898 | 0% | 0% | 0% | 100% | 0% | 0% | 100% | 100% | 0% | 0% | 1
7899 | 0% | 0.4407% | 0% | 100% | 0% | 0% | 100% | 100% | 0% | 0.4407% | 1
7900 | 0% | 0% | 0% | 100% | 0% | 0% | 100% | 100% | 0% | 0% | 1
7901 | 0% | 1.683% | 0% | 100% | 0% | 0% | 100% | 100% | 0% | 1.683% | 1
7902 | 0% | 0% | 0% | 100% | 0% | 100% | 100% | 100% | 0% | 0% | 1
7903 | 0% | 0% | 0% | 100% | 0% | 100% | 100% | 100% | 0% | 0% | 1
7904 | 0% | 1.191% | 0% | 100% | 0% | 100% | 100% | 100% | 0% | 1.191% | 1
7905 | 0% | 4.078% | 0% | 100% | 0% | 0% | 100% | 100% | 0% | 4.078% | 1
7906 | 5.349% | 5.639% | 0% | 100% | 0% | 0% | 100% | 100% | 5.349% | 5.639% | 1
7907 | 16.75% | 7.47% | 0% | 100% | 0% | 0% | 100% | 100% | 16.75% | 7.47% | 1
7908 | 20.76% | 10.77% | 0% | 100% | 0% | 0% | 100% | 100% | 20.76% | 10.77% | 1
7909 | 23.34% | 12.3% | 0% | 100% | 0% | 0% | 100% | 100% | 23.34% | 12.3% | 1
7910 | 22.06% | 12.52% | 0% | 100% | 0% | 0% | 100% | 100% | 22.06% | 12.52% | 1
7911 | 22.08% | 12.04% | 0% | 100% | 0% | 0% | 100% | 100% | 22.08% | 12.04% | 1
7912 | 8.52% | 11.1% | 0% | 100% | 0% | 100% | 100% | 100% | 8.52% | 11.1% | 1
7913 | 0% | 9.075% | 0% | 100% | 0% | 100% | 100% | 100% | 0% | 9.075% | 1
7914 | 0% | 5.408% | 0% | 100% | 0% | 100% | 100% | 100% | 0% | 5.408% | 1
7915 | 0% | 8.797% | 0% | 100% | 0% | 100% | 100% | 100% | 0% | 8.797% | 1
7916 | 0% | 8.889% | 0% | 100% | 0% | 0% | 100% | 100% | 0% | 8.889% | 1
7917 | 0% | 8.36% | 0% | 100% | 0% | 0% | 100% | 100% | 0% | 8.36% | 1
7918 | 0% | 9.471% | 0% | 100% | 0% | 0% | 100% | 100% | 0% | 9.471% | 1
7919 | 0% | 9.595% | 0% | 100% | 0% | 0% | 100% | 100% | 0% | 9.595% | 1
7920 | 0% | 6.995% | 0% | 100% | 0% | 0% | 100% | 100% | 0% | 6.995% | 1
7921 | 0% | 0% | 0% | 100% | 0% | 0% | 100% | 100% | 0% | 0% | 1
7922 | 0% | 6.235% | 0% | 100% | 0% | 0% | 100% | 100% | 0% | 6.235% | 1
7923 | 0% | 6.818% | 0% | 100% | 0% | 0% | 100% | 100% | 0% | 6.818% | 1
7924 | 0% | 7.53% | 0% | 100% | 0% | 0% | 100% | 100% | 0% | 7.53% | 1
7925 | 0% | 7.554% | 0% | 100% | 0% | 0% | 100% | 100% | 0% | 7.554% | 1
7926 | 0% | 6.71% | 0% | 100% | 0% | 100% | 100% | 100% | 0% | 6.71% | 1
7927 | 0% | 7.819% | 0% | 100% | 0% | 100% | 100% | 100% | 0% | 7.819% | 1
7928 | 0% | 9.342% | 0% | 100% | 0% | 100% | 100% | 100% | 0% | 9.342% | 1
7929 | 0% | 10.61% | 0% | 100% | 0% | 0% | 100% | 100% | 0% | 10.61% | 1
7930 | 3.496% | 11.65% | 0% | 100% | 0% | 0% | 100% | 100% | 3.496% | 11.65% | 1
7931 | 14.44% | 13.44% | 0% | 100% | 0% | 0% | 100% | 100% | 14.44% | 13.44% | 1
7932 | 18.45% | 15.4% | 0% | 100% | 0% | 0% | 100% | 100% | 18.45% | 15.4% | 1
7933 | 23.29% | 16.89% | 0% | 100% | 0% | 0% | 100% | 100% | 23.29% | 16.89% | 1
7934 | 18.32% | 15.97% | 0% | 100% | 0% | 0% | 100% | 100% | 18.32% | 15.97% | 1
7935 | 20.11% | 14.61% | 0% | 100% | 0% | 0% | 100% | 100% | 20.11% | 14.61% | 1
7936 | 9.336% | 11.96% | 0% | 100% | 0% | 100% | 100% | 100% | 9.336% | 11.96% | 1
7937 | 0% | 9.302% | 0% | 100% | 0% | 100% | 100% | 100% | 0% | 9.302% | 1
7938 | 0% | 9.811% | 0% | 100% | 0% | 100% | 100% | 100% | 0% | 9.811% | 1
7939 | 0% | 10.69% | 0% | 100% | 0% | 100% | 100% | 100% | 0% | 10.69% | 1
7940 | 0% | 9.255% | 0% | 100% | 0% | 0% | 100% | 100% | 0% | 9.255% | 1
7941 | 0% | 9.304% | 0% | 100% | 0% | 0% | 100% | 100% | 0% | 9.304% | 1
7942 | 0% | 10.89% | 0% | 100% | 0% | 0% | 100% | 100% | 0% | 10.89% | 1
7943 | 0% | 8.907% | 0% | 100% | 0% | 0% | 100% | 100% | 0% | 8.907% | 1
7944 | 0% | 8.742% | 0% | 100% | 0% | 0% | 100% | 100% | 0% | 8.742% | 1
7945 | 0% | 4.668% | 0% | 100% | 0% | 0% | 100% | 100% | 0% | 4.668% | 1
7946 | 0% | 8.182% | 0% | 100% | 0% | 0% | 100% | 100% | 0% | 8.182% | 1
7947 | 0% | 8.934% | 0% | 100% | 0% | 0% | 100% | 100% | 0% | 8.934% | 1
7948 | 0% | 10.23% | 0% | 100% | 0% | 0% | 100% | 100% | 0% | 10.23% | 1
7949 | 0% | 11.32% | 0% | 100% | 0% | 0% | 100% | 100% | 0% | 11.32% | 1
7950 | 0% | 9.757% | 0% | 100% | 0% | 100% | 100% | 100% | 0% | 9.757% | 1
7951 | 0% | 10.91% | 0% | 100% | 0% | 100% | 100% | 100% | 0% | 10.91% | 1
7952 | 0% | 10.44% | 0% | 100% | 0% | 100% | 100% | 100% | 0% | 10.44% | 1
7953 | 0% | 10.24% | 0% | 100% | 0% | 0% | 100% | 100% | 0% | 10.24% | 1
7954 | 8.567% | 10.15% | 0% | 100% | 0% | 0% | 100% | 100% | 8.567% | 10.15% | 1
7955 | 13.46% | 11.26% | 0% | 100% | 0% | 0% | 100% | 100% | 13.46% | 11.26% | 1
7956 | 14.52% | 12.06% | 0% | 100% | 0% | 0% | 100% | 100% | 14.52% | 12.06% | 1
7957 | 19.92% | 13.04% | 0% | 100% | 0% | 0% | 100% | 100% | 19.92% | 13.04% | 1
7958 | 15.67% | 10.43% | 0% | 100% | 0% | 0% | 100% | 100% | 15.67% | 10.43% | 1
7959 | 15.12% | 8.873% | 0% | 100% | 0% | 0% | 100% | 100% | 15.12% | 8.873% | 1
7960 | 4.808% | 6.15% | 0% | 100% | 0% | 100% | 100% | 100% | 4.808% | 6.15% | 1
7961 | 0% | 3.525% | 0% | 100% | 0% | 100% | 100% | 100% | 0% | 3.525% | 1
7962 | 0% | 4.876% | 0% | 100% | 0% | 100% | 100% | 100% | 0% | 4.876% | 1
7963 | 0% | 5.84% | 0% | 100% | 0% | 100% | 100% | 100% | 0% | 5.84% | 1
7964 | 0% | 6.505% | 0% | 100% | 0% | 0% | 100% | 100% | 0% | 6.505% | 1
7965 | 0% | 6.681% | 0% | 100% | 0% | 0% | 100% | 100% | 0% | 6.681% | 1
7966 | 0% | 8.594% | 0% | 100% | 0% | 0% | 100% | 100% | 0% | 8.594% | 1
7967 | 0% | 7.185% | 0% | 100% | 0% | 0% | 100% | 100% | 0% | 7.185% | 1
7968 | 0% | 10.18% | 0% | 100% | 0% | 0% | 100% | 100% | 0% | 10.18% | 1
7969 | 0% | 8.167% | 0% | 100% | 0% | 0% | 100% | 100% | 0% | 8.167% | 1
7970 | 0% | 9.01% | 0% | 100% | 0% | 0% | 100% | 100% | 0% | 9.01% | 1
7971 | 0% | 11.19% | 0% | 100% | 0% | 0% | 100% | 100% | 0% | 11.19% | 1
7972 | 0% | 12.1% | 0% | 100% | 0% | 0% | 100% | 100% | 0% | 12.1% | 1
7973 | 0% | 12.95% | 0% | 100% | 0% | 0% | 100% | 100% | 0% | 12.95% | 1
7974 | 0% | 13.24% | 0% | 100% | 0% | 100% | 100% | 100% | 0% | 13.24% | 1
7975 | 0% | 13% | 0% | 100% | 0% | 100% | 100% | 100% | 0% | 13% | 1
7976 | 0% | 13.08% | 0% | 100% | 0% | 100% | 100% | 100% | 0% | 13.08% | 1
7977 | 1.794% | 8.255% | 0% | 100% | 0% | 0% | 100% | 100% | 1.794% | 8.255% | 1
7978 | 12.17% | 9.429% | 0% | 100% | 0% | 0% | 100% | 100% | 12.17% | 9.429% | 1
7979 | 20.61% | 10.41% | 0% | 100% | 0% | 0% | 100% | 100% | 20.61% | 10.41% | 1
7980 | 19.33% | 10.81% | 0% | 100% | 0% | 0% | 100% | 100% | 19.33% | 10.81% | 1
7981 | 20.82% | 11.25% | 0% | 100% | 0% | 0% | 100% | 100% | 20.82% | 11.25% | 1
7982 | 14.09% | 8.893% | 0% | 100% | 0% | 0% | 100% | 100% | 14.09% | 8.893% | 1
7983 | 15.29% | 8.399% | 0% | 100% | 0% | 0% | 100% | 100% | 15.29% | 8.399% | 1
7984 | 2.658% | 6.15% | 0% | 100% | 0% | 100% | 100% | 100% | 2.658% | 6.15% | 1
7985 | 0% | 3.258% | 0% | 100% | 0% | 100% | 100% | 100% | 0% | 3.258% | 1
7986 | 0% | 2.99% | 0% | 100% | 0% | 100% | 100% | 100% | 0% | 2.99% | 1
7987 | 0% | 3.941% | 0% | 100% | 0% | 100% | 100% | 100% | 0% | 3.941% | 1
7988 | 0% | 2.913% | 0% | 100% | 0% | 0% | 100% | 100% | 0% | 2.913% | 1
7989 | 0% | 3.24% | 0% | 100% | 0% | 0% | 100% | 100% | 0% | 3.24% | 1
7990 | 0% | 5.9% | 0% | 100% | 0% | 0% | 100% | 100% | 0% | 5.9% | 1
7991 | 0% | 4.525% | 0% | 100% | 0% | 0% | 100% | 100% | 0% | 4.525% | 1
7992 | 0% | 6.048% | 0% | 100% | 0% | 0% | 100% | 100% | 0% | 6.048% | 1
7993 | 0% | 9.935% | 0% | 100% | 0% | 0% | 100% | 100% | 0% | 9.935% | 1
7994 | 0% | 6.146% | 0% | 100% | 0% | 0% | 100% | 100% | 0% | 6.146% | 1
7995 | 0% | 7.908% | 0% | 100% | 0% | 0% | 100% | 100% | 0% | 7.908% | 1
7996 | 0% | 7.828% | 0% | 100% | 0% | 0% | 100% | 100% | 0% | 7.828% | 1
7997 | 0% | 8.643% | 0% | 100% | 0% | 0% | 100% | 100% | 0% | 8.643% | 1
7998 | 0% | 7.524% | 0% | 100% | 0% | 100% | 100% | 100% | 0% | 7.524% | 1
7999 | 0% | 7.03% | 0% | 100% | 0% | 100% | 100% | 100% | 0% | 7.03% | 1
8000 | 0% | 9.65% | 0% | 100% | 0% | 100% | 100% | 100% | 0% | 9.65% | 1
8001 | 0% | 6.63% | 0% | 100% | 0% | 0% | 100% | 100% | 0% | 6.63% | 1
8002 | 4.925% | 5.445% | 0% | 100% | 0% | 0% | 100% | 100% | 4.925% | 5.445% | 1
8003 | 8.169% | 6.007% | 0% | 100% | 0% | 0% | 100% | 100% | 8.169% | 6.007% | 1
8004 | 11.03% | 7.659% | 0% | 100% | 0% | 0% | 100% | 100% | 11.03% | 7.659% | 1
8005 | 11.56% | 7.886% | 0% | 100% | 0% | 0% | 100% | 100% | 11.56% | 7.886% | 1
8006 | 6.405% | 6.314% | 0% | 100% | 0% | 0% | 100% | 100% | 6.405% | 6.314% | 1
8007 | 3.551% | 5.169% | 0% | 100% | 0% | 0% | 100% | 100% | 3.551% | 5.169% | 1
8008 | 0% | 4.383% | 0% | 100% | 0% | 100% | 100% | 100% | 0% | 4.383% | 1
8009 | 0% | 2.832% | 0% | 100% | 0% | 100% | 100% | 100% | 0% | 2.832% | 1
8010 | 0% | 2.753% | 0% | 100% | 0% | 100% | 100% | 100% | 0% | 2.753% | 1
8011 | 0% | 3.307% | 0% | 100% | 0% | 100% | 100% | 100% | 0% | 3.307% | 1
8012 | 0% | 2.204% | 0% | 100% | 0% | 0% | 100% | 100% | 0% | 2.204% | 1
8013 | 0% | 3.09% | 0% | 100% | 0% | 0% | 100% | 100% | 0% | 3.09% | 1
8014 | 0% | 4.092% | 0% | 100% | 0% | 0% | 100% | 100% | 0% | 4.092% | 1
8015 | 0% | 3.715% | 0% | 100% | 0% | 0% | 100% | 100% | 0% | 3.715% | 1
8016 | 0% | 6.159% | 0% | 100% | 0% | 0% | 100% | 100% | 0% | 6.159% | 1
8017 | 0% | 8.314% | 0% | 100% | 0% | 0% | 100% | 100% | 0% | 8.314% | 1
8018 | 0% | 5.024% | 0% | 100% | 0% | 0% | 100% | 100% | 0% | 5.024% | 1
8019 | 0% | 5.058% | 0% | 100% | 0% | 0% | 100% | 100% | 0% | 5.058% | 1
8020 | 0% | 5.857% | 0% | 100% | 0% | 0% | 100% | 100% | 0% | 5.857% | 1
8021 | 0% | 5.451% | 0% | 100% | 0% | 0% | 100% | 100% | 0% | 5.451% | 1
8022 | 0% | 5.233% | 0% | 100% | 0% | 100% | 100% | 100% | 0% | 5.233% | 1
8023 | 0% | 5.444% | 0% | 100% | 0% | 100% | 100% | 100% | 0% | 5.444% | 1
8024 | 0% | 5.024% | 0% | 100% | 0% | 100% | 100% | 100% | 0% | 5.024% | 1
8025 | 0% | 4.248% | 0% | 100% | 0% | 0% | 100% | 100% | 0% | 4.248% | 1
8026 | 0% | 5.603% | 0% | 100% | 0% | 0% | 100% | 100% | 0% | 5.603% | 1
8027 | 0.8721% | 6.488% | 0% | 100% | 0% | 0% | 100% | 100% | 0.8721% | 6.488% | 1
8028 | 7.891% | 7.375% | 0% | 100% | 0% | 0% | 100% | 100% | 7.891% | 7.375% | 1
8029 | 9.184% | 6.837% | 0% | 100% | 0% | 0% | 100% | 100% | 9.184% | 6.837% | 1
8030 | 4.949% | 5.869% | 0% | 100% | 0% | 0% | 100% | 100% | 4.949% | 5.869% | 1
8031 | 0.4045% | 4.685% | 0% | 100% | 0% | 0% | 100% | 100% | 0.4045% | 4.685% | 1
8032 | 0% | 4.053% | 0% | 100% | 0% | 100% | 100% | 100% | 0% | 4.053% | 1
8033 | 0% | 2.408% | 0% | 100% | 0% | 100% | 100% | 100% | 0% | 2.408% | 1
8034 | 0% | 2.669% | 0% | 100% | 0% | 100% | 100% | 100% | 0% | 2.669% | 1
8035 | 0% | 4.087% | 0% | 100% | 0% | 100% | 100% | 100% | 0% | 4.087% | 1
8036 | 0% | 1.405% | 0% | 100% | 0% | 0% | 100% | 100% | 0% | 1.405% | 1
8037 | 0% | 0.8878% | 0% | 100% | 0% | 0% | 100% | 100% | 0% | 0.8878% | 1
8038 | 0% | 1.613% | 0% | 100% | 0% | 0% | 100% | 100% | 0% | 1.613% | 1
8039 | 0% | 0% | 0% | 100% | 0% | 0% | 100% | 100% | 0% | 0% | 1
8040 | 0% | 1.775% | 0% | 100% | 0% | 0% | 100% | 100% | 0% | 1.775% | 1
8041 | 0% | 6.015% | 0% | 100% | 0% | 0% | 100% | 100% | 0% | 6.015% | 1
8042 | 0% | 0.7855% | 0% | 100% | 0% | 0% | 100% | 100% | 0% | 0.7855% | 1
8043 | 0% | 0% | 0% | 100% | 0% | 0% | 100% | 100% | 0% | 0% | 1
8044 | 0% | 0.01936% | 0% | 100% | 0% | 0% | 100% | 100% | 0% | 0.01936% | 1
8045 | 0% | 0% | 0% | 100% | 0% | 0% | 100% | 100% | 0% | 0% | 1
8046 | 0% | 0% | 0% | 100% | 0% | 100% | 100% | 100% | 0% | 0% | 1
8047 | 0% | 0% | 0% | 100% | 0% | 100% | 100% | 100% | 0% | 0% | 1
8048 | 0% | 0% | 0% | 100% | 0% | 100% | 100% | 100% | 0% | 0% | 1
8049 | 0% | 0.9298% | 0% | 100% | 0% | 0% | 100% | 100% | 0% | 0.9298% | 1
8050 | 0% | 1.557% | 0% | 100% | 0% | 0% | 100% | 100% | 0% | 1.557% | 1
8051 | 0% | 3.583% | 0% | 100% | 0% | 0% | 100% | 100% | 0% | 3.583% | 1
8052 | 3.322% | 5.101% | 0% | 100% | 0% | 0% | 100% | 100% | 3.322% | 5.101% | 1
8053 | 8.583% | 3.752% | 0% | 100% | 0% | 0% | 100% | 100% | 8.583% | 3.752% | 1
8054 | 6.812% | 3.818% | 0% | 100% | 0% | 0% | 100% | 100% | 6.812% | 3.818% | 1
8055 | 0% | 1.898% | 0% | 100% | 0% | 0% | 100% | 100% | 0% | 1.898% | 1
8056 | 0% | 2.712% | 0% | 100% | 0% | 100% | 100% | 100% | 0% | 2.712% | 1
8057 | 0% | 0.05238% | 0% | 100% | 0% | 100% | 100% | 100% | 0% | 0.05238% | 1
8058 | 0% | 0% | 0% | 100% | 0% | 100% | 100% | 100% | 0% | 0% | 1
8059 | 0% | 0% | 0% | 100% | 0% | 100% | 100% | 100% | 0% | 0% | 1
8060 | 0% | 0% | 0% | 100% | 0% | 0% | 100% | 100% | 0% | 0% | 1
8061 | 0% | 0% | 0% | 100% | 0% | 0% | 100% | 100% | 0% | 0% | 1
8062 | 0% | 0% | 0% | 100% | 0% | 0% | 100% | 100% | 0% | 0% | 1
8063 | 0% | 0% | 0% | 100% | 0% | 0% | 100% | 100% | 0% | 0% | 1
8064 | 0% | 0% | 0% | 100% | 0% | 0% | 100% | 100% | 0% | 0% | 1
8065 | 0% | 2.073% | 0% | 100% | 0% | 0% | 100% | 100% | 0% | 2.073% | 1
8066 | 0% | 0% | 0% | 100% | 0% | 0% | 100% | 100% | 0% | 0% | 1
8067 | 0% | 0% | 0% | 100% | 0% | 0% | 100% | 100% | 0% | 0% | 1
8068 | 0% | 0% | 0% | 100% | 0% | 0% | 100% | 100% | 0% | 0% | 1
8069 | 0% | 0% | 0% | 100% | 0% | 0% | 100% | 100% | 0% | 0% | 1
8070 | 0% | 0% | 0% | 100% | 0% | 100% | 100% | 100% | 0% | 0% | 1
8071 | 0% | 0% | 0% | 100% | 0% | 100% | 100% | 100% | 0% | 0% | 1
8072 | 0% | 0% | 0% | 100% | 0% | 100% | 100% | 100% | 0% | 0% | 1
8073 | 0% | 0% | 0% | 100% | 0% | 0% | 100% | 100% | 0% | 0% | 1
8074 | 2.779% | 0% | 0% | 100% | 0% | 0% | 100% | 100% | 2.779% | 0% | 1
8075 | 7.5% | 1.84% | 0% | 100% | 0% | 0% | 100% | 100% | 7.5% | 1.84% | 1
8076 | 5.335% | 1.603% | 0% | 100% | 0% | 0% | 100% | 100% | 5.335% | 1.603% | 1
8077 | 13.06% | 0.561% | 0% | 100% | 0% | 0% | 100% | 100% | 13.06% | 0.561% | 1
8078 | 9.039% | 1.108% | 0% | 100% | 0% | 0% | 100% | 100% | 9.039% | 1.108% | 1
8079 | 0.6027% | 0.7923% | 0% | 100% | 0% | 0% | 100% | 100% | 0.6027% | 0.7923% | 1
8080 | 0% | 0.9066% | 0% | 100% | 0% | 100% | 100% | 100% | 0% | 0.9066% | 1
8081 | 0% | 0% | 0% | 100% | 0% | 100% | 100% | 100% | 0% | 0% | 1
8082 | 0% | 0% | 0% | 100% | 0% | 100% | 100% | 100% | 0% | 0% | 1
8083 | 0% | 0% | 0% | 100% | 0% | 100% | 100% | 100% | 0% | 0% | 1
8084 | 0% | 0% | 0% | 100% | 0% | 0% | 100% | 100% | 0% | 0% | 1
8085 | 0% | 0% | 0% | 100% | 0% | 0% | 100% | 100% | 0% | 0% | 1
8086 | 0% | 0% | 0% | 100% | 0% | 0% | 100% | 100% | 0% | 0% | 1
8087 | 0% | 0% | 0% | 100% | 0% | 0% | 100% | 100% | 0% | 0% | 1
8088 | 0% | 0% | 0% | 100% | 0% | 0% | 100% | 100% | 0% | 0% | 1
8089 | 0% | 0% | 0% | 100% | 0% | 0% | 100% | 100% | 0% | 0% | 1
8090 | 0% | 0% | 0% | 100% | 0% | 0% | 100% | 100% | 0% | 0% | 1
8091 | 0% | 0% | 0% | 100% | 0% | 0% | 100% | 100% | 0% | 0% | 1
8092 | 0% | 0% | 0% | 100% | 0% | 0% | 100% | 100% | 0% | 0% | 1
8093 | 0% | 0% | 0% | 100% | 0% | 0% | 100% | 100% | 0% | 0% | 1
8094 | 0% | 0% | 0% | 100% | 0% | 100% | 100% | 100% | 0% | 0% | 1
8095 | 0% | 0% | 0% | 100% | 0% | 100% | 100% | 100% | 0% | 0% | 1
8096 | 0% | 0% | 0% | 100% | 0% | 100% | 100% | 100% | 0% | 0% | 1
8097 | 0% | 0% | 0% | 100% | 0% | 0% | 100% | 100% | 0% | 0% | 1
8098 | 12.55% | 0% | 0% | 100% | 0% | 0% | 100% | 100% | 12.55% | 0% | 1
8099 | 18.34% | 0% | 0% | 100% | 0% | 0% | 100% | 100% | 18.34% | 0% | 1
8100 | 11.03% | 0% | 0% | 100% | 0% | 0% | 100% | 100% | 11.03% | 0% | 1
8101 | 15% | 0% | 0% | 100% | 0% | 0% | 100% | 100% | 15% | 0% | 1
8102 | 10.66% | 0% | 0% | 100% | 0% | 0% | 100% | 100% | 10.66% | 0% | 1
8103 | 2.082% | 0% | 0% | 100% | 0% | 0% | 100% | 100% | 2.082% | 0% | 1
8104 | 0% | 0% | 0% | 100% | 0% | 100% | 100% | 100% | 0% | 0% | 1
8105 | 0% | 0% | 0% | 100% | 0% | 100% | 100% | 100% | 0% | 0% | 1
8106 | 0% | 0% | 0% | 100% | 0% | 100% | 100% | 100% | 0% | 0% | 1
8107 | 0% | 0% | 0% | 100% | 0% | 100% | 100% | 100% | 0% | 0% | 1
8108 | 0% | 0% | 0% | 100% | 0% | 0% | 100% | 100% | 0% | 0% | 1
8109 | 0% | 0% | 0% | 100% | 0% | 0% | 100% | 100% | 0% | 0% | 1
8110 | 0% | 0% | 0% | 100% | 0% | 0% | 100% | 100% | 0% | 0% | 1
8111 | 0% | 0% | 0% | 100% | 0% | 0% | 100% | 100% | 0% | 0% | 1
8112 | 0% | 0% | 0% | 100% | 0% | 0% | 100% | 100% | 0% | 0% | 1
8113 | 0% | 0% | 0% | 92.87% | 0% | 0% | 100% | 100% | 0% | 0% | 1
8114 | 0% | 0% | 0% | 92.87% | 0% | 0% | 100% | 100% | 0% | 0% | 1
8115 | 0% | 0% | 0% | 92.87% | 0% | 0% | 100% | 100% | 0% | 0% | 1
8116 | 0% | 0% | 0% | 92.87% | 0% | 0% | 100% | 100% | 0% | 0% | 1
8117 | 0% | 0% | 0% | 92.87% | 0% | 0% | 100% | 100% | 0% | 0% | 1
8118 | 0% | 0% | 0% | 92.87% | 0% | 100% | 100% | 100% | 0% | 0% | 1
8119 | 0% | 0% | 0% | 92.87% | 0% | 100% | 100% | 100% | 0% | 0% | 1
8120 | 0% | 0% | 0% | 92.87% | 0% | 100% | 100% | 100% | 0% | 0% | 1
8121 | 1.184% | 0% | 0% | 92.87% | 0% | 0% | 100% | 100% | 1.184% | 0% | 1
8122 | 13.26% | 0% | 0% | 92.87% | 0% | 0% | 100% | 100% | 13.26% | 0% | 1
8123 | 20.82% | 0% | 0% | 92.87% | 0% | 0% | 100% | 100% | 20.82% | 0% | 1
8124 | 14.09% | 0% | 0% | 92.87% | 0% | 0% | 100% | 100% | 14.09% | 0% | 1
8125 | 16.33% | 0% | 0% | 92.87% | 0% | 0% | 100% | 100% | 16.33% | 0% | 1
8126 | 10.39% | 0% | 0% | 92.87% | 0% | 0% | 100% | 100% | 10.39% | 0% | 1
8127 | 0.8872% | 0.347% | 0% | 92.87% | 0% | 0% | 100% | 100% | 0.8872% | 0.347% | 1
8128 | 0% | 0.1597% | 0% | 92.87% | 0% | 100% | 100% | 100% | 0% | 0.1597% | 1
8129 | 0% | 0.5374% | 0% | 92.87% | 0% | 100% | 100% | 100% | 0% | 0.5374% | 1
8130 | 0% | 0.1443% | 0% | 92.87% | 0% | 100% | 100% | 100% | 0% | 0.1443% | 1
8131 | 0% | 0% | 0% | 92.87% | 0% | 100% | 100% | 100% | 0% | 0% | 1
8132 | 0% | 0% | 0% | 92.87% | 0% | 0% | 100% | 100% | 0% | 0% | 1
8133 | 0% | 0% | 0% | 92.87% | 0% | 0% | 100% | 100% | 0% | 0% | 1
8134 | 0% | 0% | 0% | 92.87% | 0% | 0% | 100% | 100% | 0% | 0% | 1
8135 | 0% | 0% | 0% | 92.87% | 0% | 0% | 100% | 100% | 0% | 0% | 1
8136 | 0% | 0% | 0% | 92.87% | 0% | 0% | 100% | 100% | 0% | 0% | 1
8137 | 0% | 0% | 0% | 92.87% | 0% | 0% | 100% | 100% | 0% | 0% | 1
8138 | 0% | 0% | 0.07921% | 92.87% | 0% | 0% | 100% | 100% | 0% | 0% | 1
8139 | 0% | 0% | 0.1915% | 92.87% | 0% | 0% | 100% | 100% | 0% | 0% | 1
8140 | 0% | 0% | 0.1494% | 92.87% | 0% | 0% | 100% | 100% | 0% | 0% | 1
8141 | 0% | 0% | 0% | 92.87% | 0% | 0% | 100% | 100% | 0% | 0% | 1
8142 | 0% | 0% | 0.248% | 92.87% | 0% | 100% | 100% | 100% | 0% | 0% | 1
8143 | 0% | 0% | 0% | 92.87% | 0% | 100% | 100% | 100% | 0% | 0% | 1
8144 | 0% | 0% | 0% | 92.87% | 0% | 100% | 100% | 100% | 0% | 0% | 1
8145 | 5.821% | 0% | 0% | 92.87% | 0% | 0% | 100% | 100% | 5.821% | 0% | 1
8146 | 22.27% | 0% | 0% | 92.87% | 0% | 0% | 100% | 100% | 22.27% | 0% | 1
8147 | 35.27% | 0% | 0% | 92.87% | 0% | 0% | 100% | 100% | 35.27% | 0% | 1
8148 | 25.26% | 0% | 0% | 92.87% | 0% | 0% | 100% | 100% | 25.26% | 0% | 1
8149 | 23.63% | 0% | 0% | 92.87% | 0% | 0% | 100% | 100% | 23.63% | 0% | 1
8150 | 16.98% | 0% | 0% | 92.87% | 0% | 0% | 100% | 100% | 16.98% | 0% | 1
8151 | 7.161% | 0% | 0% | 92.87% | 0% | 0% | 100% | 100% | 7.161% | 0% | 1
8152 | 0.3066% | 0% | 0% | 92.87% | 0% | 100% | 100% | 100% | 0.3066% | 0% | 1
8153 | 0% | 0% | 0% | 92.87% | 0% | 100% | 100% | 100% | 0% | 0% | 1
8154 | 0% | 0% | 0% | 92.87% | 0% | 100% | 100% | 100% | 0% | 0% | 1
8155 | 0% | 0% | 0% | 92.87% | 0% | 100% | 100% | 100% | 0% | 0% | 1
8156 | 0% | 0% | 0% | 92.87% | 0% | 0% | 100% | 100% | 0% | 0% | 1
8157 | 0% | 0% | 0% | 92.87% | 0% | 0% | 100% | 100% | 0% | 0% | 1
8158 | 0% | 0% | 0% | 92.87% | 0% | 0% | 100% | 100% | 0% | 0% | 1
8159 | 0% | 0% | 0% | 92.87% | 0% | 0% | 100% | 100% | 0% | 0% | 1
8160 | 0% | 0% | 0.2033% | 92.87% | 0% | 0% | 100% | 100% | 0% | 0% | 1
8161 | 0% | 0% | 0.3769% | 92.87% | 0% | 0% | 100% | 100% | 0% | 0% | 1
8162 | 0% | 0% | 0.7956% | 92.87% | 0% | 0% | 100% | 100% | 0% | 0% | 1
8163 | 0% | 0% | 1.821% | 92.87% | 0% | 0% | 100% | 100% | 0% | 0% | 1
8164 | 0% | 0% | 2.378% | 92.87% | 0% | 0% | 100% | 100% | 0% | 0% | 1
8165 | 0% | 0% | 2.475% | 92.87% | 0% | 0% | 100% | 100% | 0% | 0% | 1
8166 | 0% | 0% | 2.408% | 92.87% | 0% | 100% | 100% | 100% | 0% | 0% | 1
8167 | 0% | 0% | 2.352% | 92.87% | 0% | 100% | 100% | 100% | 0% | 0% | 1
8168 | 0% | 0% | 2.972% | 92.87% | 0% | 100% | 100% | 100% | 0% | 0% | 1
8169 | 0% | 0% | 2.397% | 92.87% | 0% | 0% | 100% | 100% | 0% | 0% | 1
8170 | 11.64% | 0% | 2.85% | 92.87% | 0% | 0% | 100% | 100% | 11.64% | 0% | 1
8171 | 22.46% | 0% | 2.271% | 92.87% | 0% | 0% | 100% | 100% | 22.46% | 0% | 1
8172 | 15.44% | 0% | 2.427% | 92.87% | 0% | 0% | 100% | 100% | 15.44% | 0% | 1
8173 | 22.7% | 0% | 1.932% | 92.87% | 0% | 0% | 100% | 100% | 22.7% | 0% | 1
8174 | 14.39% | 0% | 1.064% | 92.87% | 0% | 0% | 100% | 100% | 14.39% | 0% | 1
8175 | 8.102% | 0% | 0% | 92.87% | 0% | 0% | 100% | 100% | 8.102% | 0% | 1
8176 | 0% | 0% | 0% | 92.87% | 0% | 100% | 100% | 100% | 0% | 0% | 1
8177 | 0% | 0% | 0% | 92.87% | 0% | 100% | 100% | 100% | 0% | 0% | 1
8178 | 0% | 0% | 0% | 92.87% | 0% | 100% | 100% | 100% | 0% | 0% | 1
8179 | 0% | 0% | 0% | 92.87% | 0% | 100% | 100% | 100% | 0% | 0% | 1
8180 | 0% | 0% | 0% | 92.87% | 0% | 0% | 100% | 100% | 0% | 0% | 1
8181 | 0% | 0% | 0% | 92.87% | 0% | 0% | 100% | 100% | 0% | 0% | 1
8182 | 0% | 0% | 0% | 92.87% | 0% | 0% | 100% | 100% | 0% | 0% | 1
8183 | 0% | 0% | 0% | 92.87% | 0% | 0% | 100% | 100% | 0% | 0% | 1
8184 | 0% | 0% | 0% | 92.87% | 0% | 0% | 100% | 100% | 0% | 0% | 1
8185 | 0% | 0% | 0% | 92.87% | 0% | 0% | 100% | 100% | 0% | 0% | 1
8186 | 0% | 0% | 0% | 92.87% | 0% | 0% | 100% | 100% | 0% | 0% | 1
8187 | 0% | 0% | 0.06248% | 92.87% | 0% | 0% | 100% | 100% | 0% | 0% | 1
8188 | 0% | 0% | 0.1468% | 92.87% | 0% | 0% | 100% | 100% | 0% | 0% | 1
8189 | 0% | 0% | 0.2294% | 92.87% | 0% | 0% | 100% | 100% | 0% | 0% | 1
8190 | 0% | 0% | 0.2945% | 92.87% | 0% | 100% | 100% | 100% | 0% | 0% | 1
8191 | 0% | 0% | 0.351% | 92.87% | 0% | 100% | 100% | 100% | 0% | 0% | 1
8192 | 0% | 0% | 0.361% | 92.87% | 0% | 100% | 100% | 100% | 0% | 0% | 1
8193 | 0% | 0% | 0.3392% | 92.87% | 0% | 0% | 100% | 100% | 0% | 0% | 1
8194 | 6.9% | 0% | 0.321% | 92.87% | 0% | 0% | 100% | 100% | 6.9% | 0% | 1
8195 | 17.01% | 0% | 0.281% | 92.87% | 0% | 0% | 100% | 100% | 17.01% | 0% | 1
8196 | 14.31% | 0% | 0% | 92.87% | 0% | 0% | 100% | 100% | 14.31% | 0% | 1
8197 | 19.88% | 0% | 0% | 92.87% | 0% | 0% | 100% | 100% | 19.88% | 0% | 1
8198 | 13.2% | 0% | 0% | 92.87% | 0% | 0% | 100% | 100% | 13.2% | 0% | 1
8199 | 8.801% | 0% | 0% | 92.87% | 0% | 0% | 100% | 100% | 8.801% | 0% | 1
8200 | 0% | 0% | 0% | 92.87% | 0% | 100% | 100% | 100% | 0% | 0% | 1
8201 | 0% | 0% | 0% | 92.87% | 0% | 100% | 100% | 100% | 0% | 0% | 1
8202 | 0% | 0% | 0% | 92.87% | 0% | 100% | 100% | 100% | 0% | 0% | 1
8203 | 0% | 0% | 0% | 92.87% | 0% | 100% | 100% | 100% | 0% | 0% | 1
8204 | 0% | 0% | 0% | 92.87% | 0% | 0% | 100% | 100% | 0% | 0% | 1
8205 | 0% | 0% | 0% | 92.87% | 0% | 0% | 100% | 100% | 0% | 0% | 1
8206 | 0% | 0% | 0% | 92.87% | 0% | 0% | 100% | 100% | 0% | 0% | 1
8207 | 0% | 0% | 0% | 92.87% | 0% | 0% | 100% | 100% | 0% | 0% | 1
8208 | 0% | 0% | 0% | 92.87% | 0% | 0% | 100% | 100% | 0% | 0% | 1
8209 | 0% | 0% | 0% | 92.87% | 0% | 0% | 100% | 100% | 0% | 0% | 1
8210 | 0% | 0% | 0% | 92.87% | 0% | 0% | 100% | 100% | 0% | 0% | 1
8211 | 0% | 0% | 0% | 92.87% | 0% | 0% | 100% | 100% | 0% | 0% | 1
8212 | 0% | 0% | 0% | 92.87% | 0% | 0% | 100% | 100% | 0% | 0% | 1
8213 | 0% | 0% | 0% | 92.87% | 0% | 0% | 100% | 100% | 0% | 0% | 1
8214 | 0% | 0% | 0% | 92.87% | 0% | 100% | 100% | 100% | 0% | 0% | 1
8215 | 0% | 0% | 0% | 92.87% | 0% | 100% | 100% | 100% | 0% | 0% | 1
8216 | 0% | 0% | 0% | 92.87% | 0% | 100% | 100% | 100% | 0% | 0% | 1
8217 | 0% | 0% | 0% | 92.87% | 0% | 0% | 100% | 100% | 0% | 0% | 1
8218 | 5.208% | 0% | 0% | 92.87% | 0% | 0% | 100% | 100% | 5.208% | 0% | 1
8219 | 14.91% | 0% | 0% | 92.87% | 0% | 0% | 100% | 100% | 14.91% | 0% | 1
8220 | 15.16% | 0% | 0% | 92.87% | 0% | 0% | 100% | 100% | 15.16% | 0% | 1
8221 | 14.75% | 0% | 0% | 92.87% | 0% | 0% | 100% | 100% | 14.75% | 0% | 1
8222 | 10.36% | 0% | 0% | 92.87% | 0% | 0% | 100% | 100% | 10.36% | 0% | 1
8223 | 6.352% | 0% | 0% | 92.87% | 0% | 0% | 100% | 100% | 6.352% | 0% | 1
8224 | 0% | 0% | 0% | 92.87% | 0% | 100% | 100% | 100% | 0% | 0% | 1
8225 | 0% | 0% | 0% | 92.87% | 0% | 100% | 100% | 100% | 0% | 0% | 1
8226 | 0% | 0% | 0% | 92.87% | 0% | 100% | 100% | 100% | 0% | 0% | 1
8227 | 0% | 0% | 0% | 92.87% | 0% | 100% | 100% | 100% | 0% | 0% | 1
8228 | 0% | 0% | 0% | 92.87% | 0% | 0% | 100% | 100% | 0% | 0% | 1
8229 | 0% | 0% | 0% | 92.87% | 0% | 0% | 100% | 100% | 0% | 0% | 1
8230 | 0% | 0% | 0% | 92.87% | 0% | 0% | 100% | 100% | 0% | 0% | 1
8231 | 0% | 0% | 0% | 92.87% | 0% | 0% | 100% | 100% | 0% | 0% | 1
8232 | 0% | 0% | 0% | 92.87% | 0% | 0% | 100% | 100% | 0% | 0% | 1
8233 | 0% | 0% | 0% | 92.87% | 0% | 0% | 100% | 100% | 0% | 0% | 1
8234 | 0% | 0% | 0% | 92.87% | 0% | 0% | 100% | 100% | 0% | 0% | 1
8235 | 0% | 0% | 0% | 92.87% | 0% | 0% | 100% | 100% | 0% | 0% | 1
8236 | 0% | 0% | 0% | 92.87% | 0% | 0% | 100% | 100% | 0% | 0% | 1
8237 | 0% | 0% | 0% | 92.87% | 0% | 0% | 100% | 100% | 0% | 0% | 1
8238 | 0% | 0% | 0% | 92.87% | 0% | 100% | 100% | 100% | 0% | 0% | 1
8239 | 0% | 0% | 0% | 92.87% | 0% | 100% | 100% | 100% | 0% | 0% | 1
8240 | 0% | 0% | 0% | 92.87% | 0% | 100% | 100% | 100% | 0% | 0% | 1
8241 | 0% | 0% | 0% | 92.87% | 0% | 0% | 100% | 100% | 0% | 0% | 1
8242 | 14.21% | 0% | 0.1842% | 92.87% | 0% | 0% | 100% | 100% | 14.21% | 0% | 1
8243 | 27.57% | 0% | 0.358% | 92.87% | 0% | 0% | 100% | 100% | 27.57% | 0% | 1
8244 | 28.45% | 0% | 0.4123% | 92.87% | 0% | 0% | 100% | 100% | 28.45% | 0% | 1
8245 | 20.64% | 0% | 0.5085% | 92.87% | 0% | 0% | 100% | 100% | 20.64% | 0% | 1
8246 | 19.95% | 0% | 0.2821% | 92.87% | 0% | 0% | 100% | 100% | 19.95% | 0% | 1
8247 | 14.4% | 0% | 0% | 92.87% | 0% | 0% | 100% | 100% | 14.4% | 0% | 1
8248 | 1.032% | 0% | 0% | 92.87% | 0% | 100% | 100% | 100% | 1.032% | 0% | 1
8249 | 0% | 0% | 0% | 92.87% | 0% | 100% | 100% | 100% | 0% | 0% | 1
8250 | 0% | 0% | 0% | 92.87% | 0% | 100% | 100% | 100% | 0% | 0% | 1
8251 | 0% | 0% | 0% | 92.87% | 0% | 100% | 100% | 100% | 0% | 0% | 1
8252 | 0% | 0% | 0% | 92.87% | 0% | 0% | 100% | 100% | 0% | 0% | 1
8253 | 0% | 0% | 0% | 92.87% | 0% | 0% | 100% | 100% | 0% | 0% | 1
8254 | 0% | 0% | 0% | 92.87% | 0% | 0% | 100% | 100% | 0% | 0% | 1
8255 | 0% | 0% | 0% | 92.87% | 0% | 0% | 100% | 100% | 0% | 0% | 1
8256 | 0% | 0% | 0% | 92.87% | 0% | 0% | 100% | 100% | 0% | 0% | 1
8257 | 0% | 0% | 0% | 92.87% | 0% | 0% | 100% | 100% | 0% | 0% | 1
8258 | 0% | 0% | 0% | 92.87% | 0% | 0% | 100% | 100% | 0% | 0% | 1
8259 | 0% | 0% | 0% | 92.87% | 0% | 0% | 100% | 100% | 0% | 0% | 1
8260 | 0% | 0% | 0% | 92.87% | 0% | 0% | 100% | 100% | 0% | 0% | 1
8261 | 0% | 0% | 0% | 92.87% | 0% | 0% | 100% | 100% | 0% | 0% | 1
8262 | 0% | 0% | 0% | 92.87% | 0% | 100% | 100% | 100% | 0% | 0% | 1
8263 | 0% | 0% | 0% | 92.87% | 0% | 100% | 100% | 100% | 0% | 0% | 1
8264 | 0% | 0% | 0% | 92.87% | 0% | 100% | 100% | 100% | 0% | 0% | 1
8265 | 0.05092% | 0% | 0% | 92.87% | 0% | 0% | 100% | 100% | 0.05092% | 0% | 1
8266 | 11.02% | 0% | 0% | 92.87% | 0% | 0% | 100% | 100% | 11.02% | 0% | 1
8267 | 23.91% | 0% | 0% | 92.87% | 0% | 0% | 100% | 100% | 23.91% | 0% | 1
8268 | 21.33% | 0% | 0% | 92.87% | 0% | 0% | 100% | 100% | 21.33% | 0% | 1
8269 | 11.41% | 0% | 0% | 92.87% | 0% | 0% | 100% | 100% | 11.41% | 0% | 1
8270 | 18.6% | 0% | 0% | 92.87% | 0% | 0% | 100% | 100% | 18.6% | 0% | 1
8271 | 14.36% | 0% | 0% | 92.87% | 0% | 0% | 100% | 100% | 14.36% | 0% | 1
8272 | 6.772% | 0% | 0% | 92.87% | 0% | 100% | 100% | 100% | 6.772% | 0% | 1
8273 | 0% | 0% | 0% | 92.87% | 0% | 100% | 100% | 100% | 0% | 0% | 1
8274 | 0% | 0% | 0% | 92.87% | 0% | 100% | 100% | 100% | 0% | 0% | 1
8275 | 0% | 0% | 0% | 92.87% | 0% | 100% | 100% | 100% | 0% | 0% | 1
8276 | 0% | 0% | 0.1416% | 92.87% | 0% | 0% | 100% | 100% | 0% | 0% | 1
8277 | 0% | 0% | 0.8643% | 92.87% | 0% | 0% | 100% | 100% | 0% | 0% | 1
8278 | 0% | 0% | 0.6981% | 92.87% | 0% | 0% | 100% | 100% | 0% | 0% | 1
8279 | 0% | 0% | 0.3159% | 92.87% | 0% | 0% | 100% | 100% | 0% | 0% | 1
8280 | 0% | 0% | 0% | 92.87% | 0% | 0% | 100% | 100% | 0% | 0% | 1
8281 | 0% | 0% | 1.027% | 92.87% | 0% | 0% | 100% | 100% | 0% | 0% | 1
8282 | 0% | 0% | 1.235% | 92.87% | 0% | 0% | 100% | 100% | 0% | 0% | 1
8283 | 0% | 0% | 1.469% | 92.87% | 0% | 0% | 100% | 100% | 0% | 0% | 1
8284 | 0% | 0% | 1.467% | 92.87% | 0% | 0% | 100% | 100% | 0% | 0% | 1
8285 | 0% | 0% | 1.315% | 92.87% | 0% | 0% | 100% | 100% | 0% | 0% | 1
8286 | 0% | 0% | 1.193% | 92.87% | 0% | 100% | 100% | 100% | 0% | 0% | 1
8287 | 0% | 0% | 1.034% | 92.87% | 0% | 100% | 100% | 100% | 0% | 0% | 1
8288 | 0% | 0% | 0.8866% | 92.87% | 0% | 100% | 100% | 100% | 0% | 0% | 1
8289 | 0.7913% | 0% | 1.632% | 92.87% | 0% | 0% | 100% | 100% | 0.7913% | 0% | 1
8290 | 9.21% | 0% | 0% | 92.87% | 0% | 0% | 100% | 100% | 9.21% | 0% | 1
8291 | 18.15% | 0% | 0% | 92.87% | 0% | 0% | 100% | 100% | 18.15% | 0% | 1
8292 | 21.48% | 0% | 0% | 92.87% | 0% | 0% | 100% | 100% | 21.48% | 0% | 1
8293 | 14.46% | 0% | 0% | 92.87% | 0% | 0% | 100% | 100% | 14.46% | 0% | 1
8294 | 24.27% | 0% | 0% | 92.87% | 0% | 0% | 100% | 100% | 24.27% | 0% | 1
8295 | 21.97% | 0% | 0% | 92.87% | 0% | 0% | 100% | 100% | 21.97% | 0% | 1
8296 | 16.87% | 0% | 0% | 92.87% | 0% | 100% | 100% | 100% | 16.87% | 0% | 1
8297 | 0% | 0% | 0% | 92.87% | 0% | 100% | 100% | 100% | 0% | 0% | 1
8298 | 0% | 0% | 0% | 92.87% | 0% | 100% | 100% | 100% | 0% | 0% | 1
8299 | 0% | 0% | 0% | 92.87% | 0% | 100% | 100% | 100% | 0% | 0% | 1
8300 | 0% | 0% | 0% | 92.87% | 0% | 0% | 100% | 100% | 0% | 0% | 1
8301 | 0% | 0% | 0% | 92.87% | 0% | 0% | 100% | 100% | 0% | 0% | 1
8302 | 0% | 0% | 0% | 92.87% | 0% | 0% | 100% | 100% | 0% | 0% | 1
8303 | 0% | 0% | 0% | 92.87% | 0% | 0% | 100% | 100% | 0% | 0% | 1
8304 | 0% | 0% | 0% | 92.87% | 0% | 0% | 100% | 100% | 0% | 0% | 1
8305 | 0% | 0% | 0% | 92.87% | 0% | 0% | 100% | 100% | 0% | 0% | 1
8306 | 0% | 0% | 0% | 92.87% | 0% | 0% | 100% | 100% | 0% | 0% | 1
8307 | 0% | 0% | 0% | 92.87% | 0% | 0% | 100% | 100% | 0% | 0% | 1
8308 | 0% | 0% | 0% | 92.87% | 0% | 0% | 100% | 100% | 0% | 0% | 1
8309 | 0% | 0% | 0% | 92.87% | 0% | 0% | 100% | 100% | 0% | 0% | 1
8310 | 0% | 0% | 0% | 92.87% | 0% | 100% | 100% | 100% | 0% | 0% | 1
8311 | 0% | 0% | 0% | 92.87% | 0% | 100% | 100% | 100% | 0% | 0% | 1
8312 | 0% | 0% | 0% | 92.87% | 0% | 100% | 100% | 100% | 0% | 0% | 1
8313 | 2.069% | 0% | 0% | 92.87% | 0% | 0% | 100% | 100% | 2.069% | 0% | 1
8314 | 10.77% | 0% | 0% | 92.87% | 0% | 0% | 100% | 100% | 10.77% | 0% | 1
8315 | 16.49% | 0% | 0% | 92.87% | 0% | 0% | 100% | 100% | 16.49% | 0% | 1
8316 | 21.2% | 0% | 0% | 92.87% | 0% | 0% | 100% | 100% | 21.2% | 0% | 1
8317 | 15.35% | 0% | 0% | 92.87% | 0% | 0% | 100% | 100% | 15.35% | 0% | 1
8318 | 23.51% | 0% | 0% | 92.87% | 0% | 0% | 100% | 100% | 23.51% | 0% | 1
8319 | 15.89% | 0% | 0% | 92.87% | 0% | 0% | 100% | 100% | 15.89% | 0% | 1
8320 | 9.237% | 0% | 0% | 92.87% | 0% | 100% | 100% | 100% | 9.237% | 0% | 1
8321 | 2.994% | 0% | 0% | 92.87% | 0% | 100% | 100% | 100% | 2.994% | 0% | 1
8322 | 0% | 0% | 0% | 92.87% | 0% | 100% | 100% | 100% | 0% | 0% | 1
8323 | 0% | 0% | 0% | 92.87% | 0% | 100% | 100% | 100% | 0% | 0% | 1
8324 | 0% | 0% | 0% | 92.87% | 0% | 0% | 100% | 100% | 0% | 0% | 1
8325 | 0% | 0% | 0% | 92.87% | 0% | 0% | 100% | 100% | 0% | 0% | 1
8326 | 0% | 0% | 0% | 92.87% | 0% | 0% | 100% | 100% | 0% | 0% | 1
8327 | 0% | 0% | 0% | 92.87% | 0% | 0% | 100% | 100% | 0% | 0% | 1
8328 | 0% | 0% | 0% | 92.87% | 0% | 0% | 100% | 100% | 0% | 0% | 1
8329 | 0% | 0% | 0% | 92.87% | 0% | 0% | 100% | 100% | 0% | 0% | 1
8330 | 0% | 0% | 0% | 92.87% | 0% | 0% | 100% | 100% | 0% | 0% | 1
8331 | 0% | 0% | 0% | 92.87% | 0% | 0% | 100% | 100% | 0% | 0% | 1
8332 | 0% | 0% | 0% | 92.87% | 0% | 0% | 100% | 100% | 0% | 0% | 1
8333 | 0% | 0% | 0% | 92.87% | 0% | 0% | 100% | 100% | 0% | 0% | 1
8334 | 0% | 0% | 0% | 92.87% | 0% | 100% | 100% | 100% | 0% | 0% | 1
8335 | 0% | 0% | 0% | 92.87% | 0% | 100% | 100% | 100% | 0% | 0% | 1
8336 | 0% | 0% | 0% | 92.87% | 0% | 100% | 100% | 100% | 0% | 0% | 1
8337 | 1.904% | 0% | 0% | 92.87% | 0% | 0% | 100% | 100% | 1.904% | 0% | 1
8338 | 14.39% | 0% | 0% | 92.87% | 0% | 0% | 100% | 100% | 14.39% | 0% | 1
8339 | 19.28% | 0.7004% | 0% | 92.87% | 0% | 0% | 100% | 100% | 19.28% | 0.7004% | 1
8340 | 26.12% | 0.4642% | 0% | 92.87% | 0% | 0% | 100% | 100% | 26.12% | 0.4642% | 1
8341 | 27.02% | 3.632% | 0% | 92.87% | 0% | 0% | 100% | 100% | 27.02% | 3.632% | 1
8342 | 22.85% | 3.175% | 0% | 92.87% | 0% | 0% | 100% | 100% | 22.85% | 3.175% | 1
8343 | 17% | 5.269% | 0% | 92.87% | 0% | 0% | 100% | 100% | 17% | 5.269% | 1
8344 | 5.391% | 4.179% | 0% | 92.87% | 0% | 100% | 100% | 100% | 5.391% | 4.179% | 1
8345 | 2.118% | 3.394% | 0% | 92.87% | 0% | 100% | 100% | 100% | 2.118% | 3.394% | 1
8346 | 0% | 1.403% | 0% | 92.87% | 0% | 100% | 100% | 100% | 0% | 1.403% | 1
8347 | 0% | 1.647% | 0% | 92.87% | 0% | 100% | 100% | 100% | 0% | 1.647% | 1
8348 | 0% | 2.286% | 0% | 92.87% | 0% | 0% | 100% | 100% | 0% | 2.286% | 1
8349 | 0% | 2.8% | 0% | 92.87% | 0% | 0% | 100% | 100% | 0% | 2.8% | 1
8350 | 0% | 3.394% | 0% | 92.87% | 0% | 0% | 100% | 100% | 0% | 3.394% | 1
8351 | 0% | 1.915% | 0% | 92.87% | 0% | 0% | 100% | 100% | 0% | 1.915% | 1
8352 | 0% | 1.756% | 0% | 92.87% | 0% | 0% | 100% | 100% | 0% | 1.756% | 1
8353 | 0% | 0% | 0% | 92.87% | 0% | 0% | 100% | 100% | 0% | 0% | 1
8354 | 0% | 0% | 0% | 92.87% | 0% | 0% | 100% | 100% | 0% | 0% | 1
8355 | 0% | 0.3042% | 0% | 92.87% | 0% | 0% | 100% | 100% | 0% | 0.3042% | 1
8356 | 0% | 0% | 0% | 92.87% | 0% | 0% | 100% | 100% | 0% | 0% | 1
8357 | 0% | 0% | 0% | 92.87% | 0% | 0% | 100% | 100% | 0% | 0% | 1
8358 | 0% | 0.2298% | 0% | 92.87% | 0% | 100% | 100% | 100% | 0% | 0.2298% | 1
8359 | 0% | 0% | 0% | 92.87% | 0% | 100% | 100% | 100% | 0% | 0% | 1
8360 | 0% | 0% | 0% | 92.87% | 0% | 100% | 100% | 100% | 0% | 0% | 1
8361 | 1.627% | 0% | 0% | 92.87% | 0% | 0% | 100% | 100% | 1.627% | 0% | 1
8362 | 16.04% | 0% | 0% | 92.87% | 0% | 0% | 100% | 100% | 16.04% | 0% | 1
8363 | 26.35% | 0.5267% | 0% | 92.87% | 0% | 0% | 100% | 100% | 26.35% | 0.5267% | 1
8364 | 29.38% | 1.978% | 0% | 92.87% | 0% | 0% | 100% | 100% | 29.38% | 1.978% | 1
8365 | 32.5% | 4.712% | 0% | 92.87% | 0% | 0% | 100% | 100% | 32.5% | 4.712% | 1
8366 | 19.5% | 4.638% | 0% | 92.87% | 0% | 0% | 100% | 100% | 19.5% | 4.638% | 1
8367 | 20.92% | 6.249% | 0% | 92.87% | 0% | 0% | 100% | 100% | 20.92% | 6.249% | 1
8368 | 5.627% | 4.807% | 0% | 92.87% | 0% | 100% | 100% | 100% | 5.627% | 4.807% | 1
8369 | 0.3376% | 3.644% | 0% | 92.87% | 0% | 100% | 100% | 100% | 0.3376% | 3.644% | 1
8370 | 0% | 1.071% | 0% | 92.87% | 0% | 100% | 100% | 100% | 0% | 1.071% | 1
8371 | 0% | 1.693% | 0% | 92.87% | 0% | 100% | 100% | 100% | 0% | 1.693% | 1
8372 | 0% | 1.108% | 0% | 92.87% | 0% | 0% | 100% | 100% | 0% | 1.108% | 1
8373 | 0% | 0.1188% | 0% | 92.87% | 0% | 0% | 100% | 100% | 0% | 0.1188% | 1
8374 | 0% | 0% | 0% | 92.87% | 0% | 0% | 100% | 100% | 0% | 0% | 1
8375 | 0% | 0% | 0% | 92.87% | 0% | 0% | 100% | 100% | 0% | 0% | 1
8376 | 0% | 0% | 0% | 92.87% | 0% | 0% | 100% | 100% | 0% | 0% | 1
8377 | 0% | 0.1912% | 0% | 92.87% | 0% | 0% | 100% | 100% | 0% | 0.1912% | 1
8378 | 0% | 0% | 0% | 92.87% | 0% | 0% | 100% | 100% | 0% | 0% | 1
8379 | 0% | 0% | 0% | 92.87% | 0% | 0% | 100% | 100% | 0% | 0% | 1
8380 | 0% | 0% | 0% | 92.87% | 0% | 0% | 100% | 100% | 0% | 0% | 1
8381 | 0% | 0% | 0% | 92.87% | 0% | 0% | 100% | 100% | 0% | 0% | 1
8382 | 0% | 0% | 0% | 92.87% | 0% | 100% | 100% | 100% | 0% | 0% | 1
8383 | 0% | 0% | 0% | 92.87% | 0% | 100% | 100% | 100% | 0% | 0% | 1
8384 | 0% | 0% | 0% | 92.87% | 0% | 100% | 100% | 100% | 0% | 0% | 1
8385 | 1.416% | 0% | 0% | 92.87% | 0% | 0% | 100% | 100% | 1.416% | 0% | 1
8386 | 14.65% | 0% | 0% | 92.87% | 0% | 0% | 100% | 100% | 14.65% | 0% | 1
8387 | 27.56% | 0% | 0% | 92.87% | 0% | 0% | 100% | 100% | 27.56% | 0% | 1
8388 | 31.23% | 0% | 0% | 92.87% | 0% | 0% | 100% | 100% | 31.23% | 0% | 1
8389 | 31.23% | 0.2778% | 0% | 92.87% | 0% | 0% | 100% | 100% | 31.23% | 0.2778% | 1
8390 | 23.04% | 2.653% | 0% | 92.87% | 0% | 0% | 100% | 100% | 23.04% | 2.653% | 1
8391 | 28.26% | 4.67% | 0% | 92.87% | 0% | 0% | 100% | 100% | 28.26% | 4.67% | 1
8392 | 10.78% | 2.905% | 0% | 92.87% | 0% | 100% | 100% | 100% | 10.78% | 2.905% | 1
8393 | 0.199% | 0.3842% | 0% | 92.87% | 0% | 100% | 100% | 100% | 0.199% | 0.3842% | 1
8394 | 0% | 0% | 0% | 92.87% | 0% | 100% | 100% | 100% | 0% | 0% | 1
8395 | 0% | 0% | 0% | 92.87% | 0% | 100% | 100% | 100% | 0% | 0% | 1
8396 | 0% | 0% | 0% | 92.87% | 0% | 0% | 100% | 100% | 0% | 0% | 1
8397 | 0% | 0% | 0% | 92.87% | 0% | 0% | 100% | 100% | 0% | 0% | 1
8398 | 0% | 0% | 0% | 92.87% | 0% | 0% | 100% | 100% | 0% | 0% | 1
8399 | 0% | 0% | 0% | 92.87% | 0% | 0% | 100% | 100% | 0% | 0% | 1
8400 | 0% | 0% | 0% | 92.87% | 0% | 0% | 100% | 100% | 0% | 0% | 1
8401 | 0% | 0% | 0% | 92.87% | 0% | 0% | 100% | 100% | 0% | 0% | 1
8402 | 0% | 0% | 0% | 92.87% | 0% | 0% | 100% | 100% | 0% | 0% | 1
8403 | 0% | 0% | 0% | 92.87% | 0% | 0% | 100% | 100% | 0% | 0% | 1
8404 | 0% | 0% | 0% | 92.87% | 0% | 0% | 100% | 100% | 0% | 0% | 1
8405 | 0% | 0% | 0% | 92.87% | 0% | 0% | 100% | 100% | 0% | 0% | 1
8406 | 0% | 0% | 0% | 92.87% | 0% | 100% | 100% | 100% | 0% | 0% | 1
8407 | 0% | 0% | 0% | 92.87% | 0% | 100% | 100% | 100% | 0% | 0% | 1
8408 | 0% | 0% | 0% | 92.87% | 0% | 100% | 100% | 100% | 0% | 0% | 1
8409 | 5.043% | 0% | 0% | 92.87% | 0% | 0% | 100% | 100% | 5.043% | 0% | 1
8410 | 21.53% | 0% | 0% | 92.87% | 0% | 0% | 100% | 100% | 21.53% | 0% | 1
8411 | 29.33% | 0% | 0% | 92.87% | 0% | 0% | 100% | 100% | 29.33% | 0% | 1
8412 | 29.67% | 0% | 0% | 92.87% | 0% | 0% | 100% | 100% | 29.67% | 0% | 1
8413 | 26.89% | 0% | 0% | 92.87% | 0% | 0% | 100% | 100% | 26.89% | 0% | 1
8414 | 24.77% | 2.155% | 0% | 92.87% | 0% | 0% | 100% | 100% | 24.77% | 2.155% | 1
8415 | 25.98% | 1.05% | 0% | 92.87% | 0% | 0% | 100% | 100% | 25.98% | 1.05% | 1
8416 | 10.98% | 0% | 0% | 92.87% | 0% | 100% | 100% | 100% | 10.98% | 0% | 1
8417 | 0% | 0% | 0% | 92.87% | 0% | 100% | 100% | 100% | 0% | 0% | 1
8418 | 0% | 0% | 0% | 92.87% | 0% | 100% | 100% | 100% | 0% | 0% | 1
8419 | 0% | 0% | 0% | 92.87% | 0% | 100% | 100% | 100% | 0% | 0% | 1
8420 | 0% | 0% | 0% | 92.87% | 0% | 0% | 100% | 100% | 0% | 0% | 1
8421 | 0% | 0% | 0% | 92.87% | 0% | 0% | 100% | 100% | 0% | 0% | 1
8422 | 0% | 0% | 0% | 92.87% | 0% | 0% | 100% | 100% | 0% | 0% | 1
8423 | 0% | 0% | 0% | 92.87% | 0% | 0% | 100% | 100% | 0% | 0% | 1
8424 | 0% | 0% | 0% | 92.87% | 0% | 0% | 100% | 100% | 0% | 0% | 1
8425 | 0% | 0% | 0% | 92.87% | 0% | 0% | 100% | 100% | 0% | 0% | 1
8426 | 0% | 0% | 0% | 92.87% | 0% | 0% | 100% | 100% | 0% | 0% | 1
8427 | 0% | 0% | 0% | 92.87% | 0% | 0% | 100% | 100% | 0% | 0% | 1
8428 | 0% | 0% | 0% | 92.87% | 0% | 0% | 100% | 100% | 0% | 0% | 1
8429 | 0% | 0% | 0% | 92.87% | 0% | 0% | 100% | 100% | 0% | 0% | 1
8430 | 0% | 0% | 0% | 92.87% | 0% | 100% | 100% | 100% | 0% | 0% | 1
8431 | 0% | 0% | 0% | 92.87% | 0% | 100% | 100% | 100% | 0% | 0% | 1
8432 | 0% | 0% | 0% | 92.87% | 0% | 100% | 100% | 100% | 0% | 0% | 1
8433 | 1.635% | 0% | 0% | 92.87% | 0% | 0% | 100% | 100% | 1.635% | 0% | 1
8434 | 12.64% | 0% | 0% | 92.87% | 0% | 0% | 100% | 100% | 12.64% | 0% | 1
8435 | 20.53% | 0% | 0% | 92.87% | 0% | 0% | 100% | 100% | 20.53% | 0% | 1
8436 | 19.33% | 0% | 0% | 92.87% | 0% | 0% | 100% | 100% | 19.33% | 0% | 1
8437 | 15.01% | 0% | 0% | 92.87% | 0% | 0% | 100% | 100% | 15.01% | 0% | 1
8438 | 15.79% | 2.19% | 0% | 92.87% | 0% | 0% | 100% | 100% | 15.79% | 2.19% | 1
8439 | 11.83% | 1.729% | 0% | 92.87% | 0% | 0% | 100% | 100% | 11.83% | 1.729% | 1
8440 | 2.845% | 0% | 0% | 92.87% | 0% | 100% | 100% | 100% | 2.845% | 0% | 1
8441 | 0% | 0.1816% | 0% | 92.87% | 0% | 100% | 100% | 100% | 0% | 0.1816% | 1
8442 | 0% | 0.06736% | 0% | 92.87% | 0% | 100% | 100% | 100% | 0% | 0.06736% | 1
8443 | 0% | 0% | 0% | 92.87% | 0% | 100% | 100% | 100% | 0% | 0% | 1
8444 | 0% | 0% | 0% | 92.87% | 0% | 0% | 100% | 100% | 0% | 0% | 1
8445 | 0% | 0.3837% | 0% | 92.87% | 0% | 0% | 100% | 100% | 0% | 0.3837% | 1
8446 | 0% | 0% | 0% | 92.87% | 0% | 0% | 100% | 100% | 0% | 0% | 1
8447 | 0% | 0% | 0% | 92.87% | 0% | 0% | 100% | 100% | 0% | 0% | 1
8448 | 0% | 0% | 0% | 92.87% | 0% | 0% | 100% | 100% | 0% | 0% | 1
8449 | 0% | 0% | 0% | 100% | 0% | 0% | 100% | 100% | 0% | 0% | 1
8450 | 0% | 0% | 0% | 100% | 0% | 0% | 100% | 100% | 0% | 0% | 1
8451 | 0% | 0% | 0% | 100% | 0% | 0% | 100% | 100% | 0% | 0% | 1
8452 | 0% | 0% | 0% | 100% | 0% | 0% | 100% | 100% | 0% | 0% | 1
8453 | 0% | 0% | 0% | 100% | 0% | 0% | 100% | 100% | 0% | 0% | 1
8454 | 0% | 0% | 0% | 100% | 0% | 100% | 100% | 100% | 0% | 0% | 1
8455 | 0% | 0% | 0% | 100% | 0% | 100% | 100% | 100% | 0% | 0% | 1
8456 | 0% | 0% | 0% | 100% | 0% | 100% | 100% | 100% | 0% | 0% | 1
8457 | 0% | 0% | 0% | 100% | 0% | 0% | 100% | 100% | 0% | 0% | 1
8458 | 5.277% | 0% | 0% | 100% | 0% | 0% | 100% | 100% | 5.277% | 0% | 1
8459 | 10.64% | 0% | 0% | 100% | 0% | 0% | 100% | 100% | 10.64% | 0% | 1
8460 | 14.43% | 0.2202% | 0% | 100% | 0% | 0% | 100% | 100% | 14.43% | 0.2202% | 1
8461 | 6.051% | 3.266% | 0% | 100% | 0% | 0% | 100% | 100% | 6.051% | 3.266% | 1
8462 | 4.03% | 5.092% | 0% | 100% | 0% | 0% | 100% | 100% | 4.03% | 5.092% | 1
8463 | 2.994% | 4.348% | 0% | 100% | 0% | 0% | 100% | 100% | 2.994% | 4.348% | 1
8464 | 0% | 2.375% | 0% | 100% | 0% | 100% | 100% | 100% | 0% | 2.375% | 1
8465 | 0% | 3.048% | 0% | 100% | 0% | 100% | 100% | 100% | 0% | 3.048% | 1
8466 | 0% | 3.865% | 0% | 100% | 0% | 100% | 100% | 100% | 0% | 3.865% | 1
8467 | 0% | 2.377% | 0% | 100% | 0% | 100% | 100% | 100% | 0% | 2.377% | 1
8468 | 0% | 4.21% | 0% | 100% | 0% | 0% | 100% | 100% | 0% | 4.21% | 1
8469 | 0% | 5.829% | 0% | 100% | 0% | 0% | 100% | 100% | 0% | 5.829% | 1
8470 | 0% | 3.305% | 0% | 100% | 0% | 0% | 100% | 100% | 0% | 3.305% | 1
8471 | 0% | 1.013% | 0% | 100% | 0% | 0% | 100% | 100% | 0% | 1.013% | 1
8472 | 0% | 1.529% | 0% | 100% | 0% | 0% | 100% | 100% | 0% | 1.529% | 1
8473 | 0% | 0% | 0% | 100% | 0% | 0% | 100% | 100% | 0% | 0% | 1
8474 | 0% | 0% | 0% | 100% | 0% | 0% | 100% | 100% | 0% | 0% | 1
8475 | 0% | 0% | 0% | 100% | 0% | 0% | 100% | 100% | 0% | 0% | 1
8476 | 0% | 0% | 0% | 100% | 0% | 0% | 100% | 100% | 0% | 0% | 1
8477 | 0% | 0% | 0% | 100% | 0% | 0% | 100% | 100% | 0% | 0% | 1
8478 | 0% | 0% | 0% | 100% | 0% | 100% | 100% | 100% | 0% | 0% | 1
8479 | 0% | 0% | 0% | 100% | 0% | 100% | 100% | 100% | 0% | 0% | 1
8480 | 0% | 0% | 0% | 100% | 0% | 100% | 100% | 100% | 0% | 0% | 1
8481 | 0% | 0% | 0.408% | 100% | 0% | 0% | 100% | 100% | 0% | 0% | 1
8482 | 5.662% | 0% | 0.248% | 100% | 0% | 0% | 100% | 100% | 5.662% | 0% | 1
8483 | 14.99% | 0.1796% | 0.3582% | 100% | 0% | 0% | 100% | 100% | 14.99% | 0.1796% | 1
8484 | 20.29% | 2.7% | 1.398% | 100% | 0% | 0% | 100% | 100% | 20.29% | 2.7% | 1
8485 | 11.52% | 1.66% | 1.413% | 100% | 0% | 0% | 100% | 100% | 11.52% | 1.66% | 1
8486 | 3.561% | 2.503% | 1.12% | 100% | 0% | 0% | 100% | 100% | 3.561% | 2.503% | 1
8487 | 0.4358% | 2.606% | 0.7952% | 100% | 0% | 0% | 100% | 100% | 0.4358% | 2.606% | 1
8488 | 0% | 1.854% | 0.5144% | 100% | 0% | 100% | 100% | 100% | 0% | 1.854% | 1
8489 | 0% | 1.111% | 0.2443% | 100% | 0% | 100% | 100% | 100% | 0% | 1.111% | 1
8490 | 0% | 0.6064% | 0% | 100% | 0% | 100% | 100% | 100% | 0% | 0.6064% | 1
8491 | 0% | 0% | 0% | 100% | 0% | 100% | 100% | 100% | 0% | 0% | 1
8492 | 0% | 0.6065% | 0% | 100% | 0% | 0% | 100% | 100% | 0% | 0.6065% | 1
8493 | 0% | 3.611% | 0% | 100% | 0% | 0% | 100% | 100% | 0% | 3.611% | 1
8494 | 0% | 2.568% | 0% | 100% | 0% | 0% | 100% | 100% | 0% | 2.568% | 1
8495 | 0% | 0.5344% | 0% | 100% | 0% | 0% | 100% | 100% | 0% | 0.5344% | 1
8496 | 0% | 1.031% | 0% | 100% | 0% | 0% | 100% | 100% | 0% | 1.031% | 1
8497 | 0% | 0% | 0% | 100% | 0% | 0% | 100% | 100% | 0% | 0% | 1
8498 | 0% | 0% | 0% | 100% | 0% | 0% | 100% | 100% | 0% | 0% | 1
8499 | 0% | 0% | 0% | 100% | 0% | 0% | 100% | 100% | 0% | 0% | 1
8500 | 0% | 0% | 0% | 100% | 0% | 0% | 100% | 100% | 0% | 0% | 1
8501 | 0% | 0% | 0% | 100% | 0% | 0% | 100% | 100% | 0% | 0% | 1
8502 | 0% | 0% | 0% | 100% | 0% | 100% | 100% | 100% | 0% | 0% | 1
8503 | 0% | 0% | 0% | 100% | 0% | 100% | 100% | 100% | 0% | 0% | 1
8504 | 0% | 0% | 0% | 100% | 0% | 100% | 100% | 100% | 0% | 0% | 1
8505 | 0% | 1.183% | 0% | 100% | 0% | 0% | 100% | 100% | 0% | 1.183% | 1
8506 | 13.16% | 0.4652% | 0% | 100% | 0% | 0% | 100% | 100% | 13.16% | 0.4652% | 1
8507 | 17.64% | 1.49% | 0% | 100% | 0% | 0% | 100% | 100% | 17.64% | 1.49% | 1
8508 | 28.25% | 4.474% | 0% | 100% | 0% | 0% | 100% | 100% | 28.25% | 4.474% | 1
8509 | 22.01% | 4.29% | 0% | 100% | 0% | 0% | 100% | 100% | 22.01% | 4.29% | 1
8510 | 11.55% | 4.009% | 0% | 100% | 0% | 0% | 100% | 100% | 11.55% | 4.009% | 1
8511 | 6.449% | 3.588% | 0% | 100% | 0% | 0% | 100% | 100% | 6.449% | 3.588% | 1
8512 | 0% | 2.909% | 0% | 100% | 0% | 100% | 100% | 100% | 0% | 2.909% | 1
8513 | 0% | 1.285% | 0% | 100% | 0% | 100% | 100% | 100% | 0% | 1.285% | 1
8514 | 0% | 0.7587% | 0% | 100% | 0% | 100% | 100% | 100% | 0% | 0.7587% | 1
8515 | 0% | 0% | 0% | 100% | 0% | 100% | 100% | 100% | 0% | 0% | 1
8516 | 0% | 0.7098% | 0% | 100% | 0% | 0% | 100% | 100% | 0% | 0.7098% | 1
8517 | 0% | 2.608% | 0% | 100% | 0% | 0% | 100% | 100% | 0% | 2.608% | 1
8518 | 0% | 2.469% | 0% | 100% | 0% | 0% | 100% | 100% | 0% | 2.469% | 1
8519 | 0% | 3.036% | 0% | 100% | 0% | 0% | 100% | 100% | 0% | 3.036% | 1
8520 | 0% | 2.654% | 0% | 100% | 0% | 0% | 100% | 100% | 0% | 2.654% | 1
8521 | 0% | 0% | 0% | 100% | 0% | 0% | 100% | 100% | 0% | 0% | 1
8522 | 0% | 0% | 0% | 100% | 0% | 0% | 100% | 100% | 0% | 0% | 1
8523 | 0% | 0% | 0% | 100% | 0% | 0% | 100% | 100% | 0% | 0% | 1
8524 | 0% | 0% | 0% | 100% | 0% | 0% | 100% | 100% | 0% | 0% | 1
8525 | 0% | 0% | 0% | 100% | 0% | 0% | 100% | 100% | 0% | 0% | 1
8526 | 0% | 0.1553% | 0% | 100% | 0% | 100% | 100% | 100% | 0% | 0.1553% | 1
8527 | 0% | 0.953% | 0% | 100% | 0% | 100% | 100% | 100% | 0% | 0.953% | 1
8528 | 0% | 0.5789% | 0% | 100% | 0% | 100% | 100% | 100% | 0% | 0.5789% | 1
8529 | 1.193% | 1.015% | 0% | 100% | 0% | 0% | 100% | 100% | 1.193% | 1.015% | 1
8530 | 22.69% | 0.1861% | 0% | 100% | 0% | 0% | 100% | 100% | 22.69% | 0.1861% | 1
8531 | 26.5% | 1.359% | 0% | 100% | 0% | 0% | 100% | 100% | 26.5% | 1.359% | 1
8532 | 30.77% | 4.365% | 0% | 100% | 0% | 0% | 100% | 100% | 30.77% | 4.365% | 1
8533 | 33.27% | 3.346% | 0% | 100% | 0% | 0% | 100% | 100% | 33.27% | 3.346% | 1
8534 | 24.39% | 3.697% | 0% | 100% | 0% | 0% | 100% | 100% | 24.39% | 3.697% | 1
8535 | 17.19% | 3.702% | 0% | 100% | 0% | 0% | 100% | 100% | 17.19% | 3.702% | 1
8536 | 8.534% | 4.089% | 0% | 100% | 0% | 100% | 100% | 100% | 8.534% | 4.089% | 1
8537 | 0.7155% | 3.619% | 0% | 100% | 0% | 100% | 100% | 100% | 0.7155% | 3.619% | 1
8538 | 0% | 2.463% | 0% | 100% | 0% | 100% | 100% | 100% | 0% | 2.463% | 1
8539 | 0% | 0% | 0% | 100% | 0% | 100% | 100% | 100% | 0% | 0% | 1
8540 | 0% | 1.754% | 0% | 100% | 0% | 0% | 100% | 100% | 0% | 1.754% | 1
8541 | 0% | 3.34% | 0% | 100% | 0% | 0% | 100% | 100% | 0% | 3.34% | 1
8542 | 0% | 3.831% | 0% | 100% | 0% | 0% | 100% | 100% | 0% | 3.831% | 1
8543 | 0% | 3.071% | 0% | 100% | 0% | 0% | 100% | 100% | 0% | 3.071% | 1
8544 | 0% | 2.268% | 0% | 100% | 0% | 0% | 100% | 100% | 0% | 2.268% | 1
8545 | 0% | 0.01969% | 0% | 100% | 0% | 0% | 100% | 100% | 0% | 0.01969% | 1
8546 | 0% | 0% | 0% | 100% | 0% | 0% | 100% | 100% | 0% | 0% | 1
8547 | 0% | 0% | 0% | 100% | 0% | 0% | 100% | 100% | 0% | 0% | 1
8548 | 0% | 0% | 0% | 100% | 0% | 0% | 100% | 100% | 0% | 0% | 1
8549 | 0% | 0% | 0% | 100% | 0% | 0% | 100% | 100% | 0% | 0% | 1
8550 | 0% | 0% | 0% | 100% | 0% | 100% | 100% | 100% | 0% | 0% | 1
8551 | 0% | 0% | 0% | 100% | 0% | 100% | 100% | 100% | 0% | 0% | 1
8552 | 0% | 0% | 0% | 100% | 0% | 100% | 100% | 100% | 0% | 0% | 1
8553 | 0% | 0.8845% | 0% | 100% | 0% | 0% | 100% | 100% | 0% | 0.8845% | 1
8554 | 18.13% | 0% | 0% | 100% | 0% | 0% | 100% | 100% | 18.13% | 0% | 1
8555 | 23.06% | 1.118% | 0% | 100% | 0% | 0% | 100% | 100% | 23.06% | 1.118% | 1
8556 | 29.11% | 3.899% | 0% | 100% | 0% | 0% | 100% | 100% | 29.11% | 3.899% | 1
8557 | 32.03% | 3.941% | 0% | 100% | 0% | 0% | 100% | 100% | 32.03% | 3.941% | 1
8558 | 27.06% | 4.14% | 0% | 100% | 0% | 0% | 100% | 100% | 27.06% | 4.14% | 1
8559 | 20.31% | 4.327% | 0% | 100% | 0% | 0% | 100% | 100% | 20.31% | 4.327% | 1
8560 | 8.467% | 4.629% | 0% | 100% | 0% | 100% | 100% | 100% | 8.467% | 4.629% | 1
8561 | 0.1626% | 4.361% | 0% | 100% | 0% | 100% | 100% | 100% | 0.1626% | 4.361% | 1
8562 | 0% | 3.314% | 0% | 100% | 0% | 100% | 100% | 100% | 0% | 3.314% | 1
8563 | 0% | 0.7578% | 0% | 100% | 0% | 100% | 100% | 100% | 0% | 0.7578% | 1
8564 | 0% | 2.313% | 0% | 100% | 0% | 0% | 100% | 100% | 0% | 2.313% | 1
8565 | 0% | 3.167% | 0% | 100% | 0% | 0% | 100% | 100% | 0% | 3.167% | 1
8566 | 0% | 3.412% | 0% | 100% | 0% | 0% | 100% | 100% | 0% | 3.412% | 1
8567 | 0% | 2.869% | 0% | 100% | 0% | 0% | 100% | 100% | 0% | 2.869% | 1
8568 | 0% | 2.107% | 0% | 100% | 0% | 0% | 100% | 100% | 0% | 2.107% | 1
8569 | 0% | 0.2451% | 0% | 100% | 0% | 0% | 100% | 100% | 0% | 0.2451% | 1
8570 | 0% | 0% | 0% | 100% | 0% | 0% | 100% | 100% | 0% | 0% | 1
8571 | 0% | 0% | 0% | 100% | 0% | 0% | 100% | 100% | 0% | 0% | 1
8572 | 0% | 0% | 0% | 100% | 0% | 0% | 100% | 100% | 0% | 0% | 1
8573 | 0% | 0% | 0% | 100% | 0% | 0% | 100% | 100% | 0% | 0% | 1
8574 | 0% | 0% | 0% | 100% | 0% | 100% | 100% | 100% | 0% | 0% | 1
8575 | 0% | 0% | 0% | 100% | 0% | 100% | 100% | 100% | 0% | 0% | 1
8576 | 0% | 0% | 0% | 100% | 0% | 100% | 100% | 100% | 0% | 0% | 1
8577 | 1.066% | 0% | 0% | 100% | 0% | 0% | 100% | 100% | 1.066% | 0% | 1
8578 | 20.96% | 0.2548% | 0% | 100% | 0% | 0% | 100% | 100% | 20.96% | 0.2548% | 1
8579 | 28.01% | 2.967% | 0% | 100% | 0% | 0% | 100% | 100% | 28.01% | 2.967% | 1
8580 | 28.01% | 4.001% | 0% | 100% | 0% | 0% | 100% | 100% | 28.01% | 4.001% | 1
8581 | 25.5% | 3.519% | 0% | 100% | 0% | 0% | 100% | 100% | 25.5% | 3.519% | 1
8582 | 29.31% | 4.297% | 0% | 100% | 0% | 0% | 100% | 100% | 29.31% | 4.297% | 1
8583 | 27.75% | 5.038% | 0% | 100% | 0% | 0% | 100% | 100% | 27.75% | 5.038% | 1
8584 | 13.59% | 6.266% | 0% | 100% | 0% | 100% | 100% | 100% | 13.59% | 6.266% | 1
8585 | 0.5846% | 5.36% | 0% | 100% | 0% | 100% | 100% | 100% | 0.5846% | 5.36% | 1
8586 | 0% | 3.819% | 0% | 100% | 0% | 100% | 100% | 100% | 0% | 3.819% | 1
8587 | 0% | 1.489% | 0% | 100% | 0% | 100% | 100% | 100% | 0% | 1.489% | 1
8588 | 0% | 1.778% | 0% | 100% | 0% | 0% | 100% | 100% | 0% | 1.778% | 1
8589 | 0% | 2.605% | 0% | 100% | 0% | 0% | 100% | 100% | 0% | 2.605% | 1
8590 | 0% | 1.521% | 0% | 100% | 0% | 0% | 100% | 100% | 0% | 1.521% | 1
8591 | 0% | 0.0005082% | 0% | 100% | 0% | 0% | 100% | 100% | 0% | 0.0005082% | 1
8592 | 0% | 0% | 0% | 100% | 0% | 0% | 100% | 100% | 0% | 0% | 1
8593 | 0% | 0.2904% | 0% | 100% | 0% | 0% | 100% | 100% | 0% | 0.2904% | 1
8594 | 0% | 0% | 0% | 100% | 0% | 0% | 100% | 100% | 0% | 0% | 1
8595 | 0% | 0% | 0% | 100% | 0% | 0% | 100% | 100% | 0% | 0% | 1
8596 | 0% | 0% | 0% | 100% | 0% | 0% | 100% | 100% | 0% | 0% | 1
8597 | 0% | 0% | 0% | 100% | 0% | 0% | 100% | 100% | 0% | 0% | 1
8598 | 0% | 0% | 0% | 100% | 0% | 100% | 100% | 100% | 0% | 0% | 1
8599 | 0% | 0% | 0% | 100% | 0% | 100% | 100% | 100% | 0% | 0% | 1
8600 | 0% | 0% | 0% | 100% | 0% | 100% | 100% | 100% | 0% | 0% | 1
8601 | 0% | 0% | 0% | 100% | 0% | 0% | 100% | 100% | 0% | 0% | 1
8602 | 10.93% | 0% | 0% | 100% | 0% | 0% | 100% | 100% | 10.93% | 0% | 1
8603 | 18.54% | 0% | 0% | 100% | 0% | 0% | 100% | 100% | 18.54% | 0% | 1
8604 | 16.63% | 0% | 0% | 100% | 0% | 0% | 100% | 100% | 16.63% | 0% | 1
8605 | 11.94% | 0% | 0% | 100% | 0% | 0% | 100% | 100% | 11.94% | 0% | 1
8606 | 16.73% | 0% | 0% | 100% | 0% | 0% | 100% | 100% | 16.73% | 0% | 1
8607 | 15.49% | 1.386% | 0% | 100% | 0% | 0% | 100% | 100% | 15.49% | 1.386% | 1
8608 | 4.023% | 1.088% | 0% | 100% | 0% | 100% | 100% | 100% | 4.023% | 1.088% | 1
8609 | 0% | 0% | 0% | 100% | 0% | 100% | 100% | 100% | 0% | 0% | 1
8610 | 0% | 0% | 0% | 100% | 0% | 100% | 100% | 100% | 0% | 0% | 1
8611 | 0% | 0% | 0% | 100% | 0% | 100% | 100% | 100% | 0% | 0% | 1
8612 | 0% | 0% | 0% | 100% | 0% | 0% | 100% | 100% | 0% | 0% | 1
8613 | 0% | 0% | 0% | 100% | 0% | 0% | 100% | 100% | 0% | 0% | 1
8614 | 0% | 0% | 0% | 100% | 0% | 0% | 100% | 100% | 0% | 0% | 1
8615 | 0% | 0% | 0% | 100% | 0% | 0% | 100% | 100% | 0% | 0% | 1
8616 | 0% | 0% | 0% | 100% | 0% | 0% | 100% | 100% | 0% | 0% | 1
8617 | 0% | 0% | 0% | 100% | 0% | 0% | 100% | 100% | 0% | 0% | 1
8618 | 0% | 0% | 0% | 100% | 0% | 0% | 100% | 100% | 0% | 0% | 1
8619 | 0% | 0% | 0% | 100% | 0% | 0% | 100% | 100% | 0% | 0% | 1
8620 | 0% | 0% | 0% | 100% | 0% | 0% | 100% | 100% | 0% | 0% | 1
8621 | 0% | 0% | 0% | 100% | 0% | 0% | 100% | 100% | 0% | 0% | 1
8622 | 0% | 0% | 0% | 100% | 0% | 100% | 100% | 100% | 0% | 0% | 1
8623 | 0% | 0% | 0% | 100% | 0% | 100% | 100% | 100% | 0% | 0% | 1
8624 | 0% | 0% | 0% | 100% | 0% | 100% | 100% | 100% | 0% | 0% | 1
8625 | 0% | 0% | 0% | 100% | 0% | 0% | 100% | 100% | 0% | 0% | 1
8626 | 14.18% | 0% | 0% | 100% | 0% | 0% | 100% | 100% | 14.18% | 0% | 1
8627 | 21.84% | 0% | 0% | 100% | 0% | 0% | 100% | 100% | 21.84% | 0% | 1
8628 | 19.89% | 0% | 0% | 100% | 0% | 0% | 100% | 100% | 19.89% | 0% | 1
8629 | 12.02% | 0% | 0% | 100% | 0% | 0% | 100% | 100% | 12.02% | 0% | 1
8630 | 17.22% | 0% | 0% | 100% | 0% | 0% | 100% | 100% | 17.22% | 0% | 1
8631 | 16.34% | 0% | 0% | 100% | 0% | 0% | 100% | 100% | 16.34% | 0% | 1
8632 | 6.567% | 0% | 0% | 100% | 0% | 100% | 100% | 100% | 6.567% | 0% | 1
8633 | 0% | 0% | 0% | 100% | 0% | 100% | 100% | 100% | 0% | 0% | 1
8634 | 0% | 0% | 0% | 100% | 0% | 100% | 100% | 100% | 0% | 0% | 1
8635 | 0% | 0% | 0% | 100% | 0% | 100% | 100% | 100% | 0% | 0% | 1
8636 | 0% | 0% | 0% | 100% | 0% | 0% | 100% | 100% | 0% | 0% | 1
8637 | 0% | 0% | 0% | 100% | 0% | 0% | 100% | 100% | 0% | 0% | 1
8638 | 0% | 0% | 0% | 100% | 0% | 0% | 100% | 100% | 0% | 0% | 1
8639 | 0% | 0% | 0% | 100% | 0% | 0% | 100% | 100% | 0% | 0% | 1
8640 | 0% | 0% | 0% | 100% | 0% | 0% | 100% | 100% | 0% | 0% | 1
8641 | 0% | 0% | 0% | 100% | 0% | 0% | 100% | 100% | 0% | 0% | 1
8642 | 0% | 0% | 0% | 100% | 0% | 0% | 100% | 100% | 0% | 0% | 1
8643 | 0% | 0% | 0% | 100% | 0% | 0% | 100% | 100% | 0% | 0% | 1
8644 | 0% | 0% | 0% | 100% | 0% | 0% | 100% | 100% | 0% | 0% | 1
8645 | 0% | 0% | 0% | 100% | 0% | 0% | 100% | 100% | 0% | 0% | 1
8646 | 0% | 0% | 0% | 100% | 0% | 100% | 100% | 100% | 0% | 0% | 1
8647 | 0% | 0% | 0% | 100% | 0% | 100% | 100% | 100% | 0% | 0% | 1
8648 | 0% | 0% | 0% | 100% | 0% | 100% | 100% | 100% | 0% | 0% | 1
8649 | 0% | 0% | 0% | 100% | 0% | 0% | 100% | 100% | 0% | 0% | 1
8650 | 5.999% | 0% | 0% | 100% | 0% | 0% | 100% | 100% | 5.999% | 0% | 1
8651 | 8.742% | 0% | 0% | 100% | 0% | 0% | 100% | 100% | 8.742% | 0% | 1
8652 | 6.581% | 0% | 0% | 100% | 0% | 0% | 100% | 100% | 6.581% | 0% | 1
8653 | 4.634% | 0% | 0% | 100% | 0% | 0% | 100% | 100% | 4.634% | 0% | 1
8654 | 7.159% | 0% | 0% | 100% | 0% | 0% | 100% | 100% | 7.159% | 0% | 1
8655 | 4.991% | 0% | 0% | 100% | 0% | 0% | 100% | 100% | 4.991% | 0% | 1
8656 | 0.1101% | 0% | 0% | 100% | 0% | 100% | 100% | 100% | 0.1101% | 0% | 1
8657 | 0% | 0% | 0% | 100% | 0% | 100% | 100% | 100% | 0% | 0% | 1
8658 | 0% | 0% | 0% | 100% | 0% | 100% | 100% | 100% | 0% | 0% | 1
8659 | 0% | 0% | 0% | 100% | 0% | 100% | 100% | 100% | 0% | 0% | 1
8660 | 0% | 0% | 0% | 100% | 0% | 0% | 100% | 100% | 0% | 0% | 1
8661 | 0% | 0% | 0% | 100% | 0% | 0% | 100% | 100% | 0% | 0% | 1
8662 | 0% | 0% | 0% | 100% | 0% | 0% | 100% | 100% | 0% | 0% | 1
8663 | 0% | 0% | 0% | 100% | 0% | 0% | 100% | 100% | 0% | 0% | 1
8664 | 0% | 0% | 0% | 100% | 0% | 0% | 100% | 100% | 0% | 0% | 1
8665 | 0% | 0% | 0% | 100% | 0% | 0% | 100% | 100% | 0% | 0% | 1
8666 | 0% | 0% | 0% | 100% | 0% | 0% | 100% | 100% | 0% | 0% | 1
8667 | 0% | 0% | 0% | 100% | 0% | 0% | 100% | 100% | 0% | 0% | 1
8668 | 0% | 0% | 0% | 100% | 0% | 0% | 100% | 100% | 0% | 0% | 1
8669 | 0% | 0% | 0% | 100% | 0% | 0% | 100% | 100% | 0% | 0% | 1
8670 | 0% | 0% | 0% | 100% | 0% | 100% | 100% | 100% | 0% | 0% | 1
8671 | 0% | 0% | 0% | 100% | 0% | 100% | 100% | 100% | 0% | 0% | 1
8672 | 0% | 0% | 0% | 100% | 0% | 100% | 100% | 100% | 0% | 0% | 1
8673 | 0% | 0% | 0% | 100% | 0% | 0% | 100% | 100% | 0% | 0% | 1
8674 | 5.255% | 0% | 0% | 100% | 0% | 0% | 100% | 100% | 5.255% | 0% | 1
8675 | 18.27% | 0% | 0% | 100% | 0% | 0% | 100% | 100% | 18.27% | 0% | 1
8676 | 19.66% | 0% | 0% | 100% | 0% | 0% | 100% | 100% | 19.66% | 0% | 1
8677 | 18.1% | 0% | 0% | 100% | 0% | 0% | 100% | 100% | 18.1% | 0% | 1
8678 | 18.9% | 0% | 0% | 100% | 0% | 0% | 100% | 100% | 18.9% | 0% | 1
8679 | 15.92% | 0% | 0% | 100% | 0% | 0% | 100% | 100% | 15.92% | 0% | 1
8680 | 9.672% | 0% | 0% | 100% | 0% | 100% | 100% | 100% | 9.672% | 0% | 1
8681 | 0% | 0% | 0% | 100% | 0% | 100% | 100% | 100% | 0% | 0% | 1
8682 | 0% | 0% | 0% | 100% | 0% | 100% | 100% | 100% | 0% | 0% | 1
8683 | 0% | 0% | 0% | 100% | 0% | 100% | 100% | 100% | 0% | 0% | 1
8684 | 0% | 0% | 0% | 100% | 0% | 0% | 100% | 100% | 0% | 0% | 1
8685 | 0% | 0% | 0% | 100% | 0% | 0% | 100% | 100% | 0% | 0% | 1
8686 | 0% | 0% | 0% | 100% | 0% | 0% | 100% | 100% | 0% | 0% | 1
8687 | 0% | 0% | 0% | 100% | 0% | 0% | 100% | 100% | 0% | 0% | 1
8688 | 0% | 0% | 0% | 100% | 0% | 0% | 100% | 100% | 0% | 0% | 1
8689 | 0% | 0% | 0% | 100% | 0% | 0% | 100% | 100% | 0% | 0% | 1
8690 | 0% | 0% | 0% | 100% | 0% | 0% | 100% | 100% | 0% | 0% | 1
8691 | 0% | 0% | 0% | 100% | 0% | 0% | 100% | 100% | 0% | 0% | 1
8692 | 0% | 0% | 0% | 100% | 0% | 0% | 100% | 100% | 0% | 0% | 1
8693 | 0% | 0% | 0% | 100% | 0% | 0% | 100% | 100% | 0% | 0% | 1
8694 | 0% | 0% | 0% | 100% | 0% | 100% | 100% | 100% | 0% | 0% | 1
8695 | 0% | 0% | 0% | 100% | 0% | 100% | 100% | 100% | 0% | 0% | 1
8696 | 0% | 0% | 0% | 100% | 0% | 100% | 100% | 100% | 0% | 0% | 1
8697 | 0% | 0.01354% | 0% | 100% | 0% | 0% | 100% | 100% | 0% | 0.01354% | 1
8698 | 0% | 0% | 0% | 100% | 0% | 0% | 100% | 100% | 0% | 0% | 1
8699 | 6.749% | 0.4332% | 0% | 100% | 0% | 0% | 100% | 100% | 6.749% | 0.4332% | 1
8700 | 13.02% | 2.72% | 0% | 100% | 0% | 0% | 100% | 100% | 13.02% | 2.72% | 1
8701 | 11.48% | 5.878% | 0% | 100% | 0% | 0% | 100% | 100% | 11.48% | 5.878% | 1
8702 | 9.212% | 6.238% | 0% | 100% | 0% | 0% | 100% | 100% | 9.212% | 6.238% | 1
8703 | 11.05% | 2.557% | 0% | 100% | 0% | 0% | 100% | 100% | 11.05% | 2.557% | 1
8704 | 8.805% | 1.045% | 0% | 100% | 0% | 100% | 100% | 100% | 8.805% | 1.045% | 1
8705 | 0% | 0% | 0% | 100% | 0% | 100% | 100% | 100% | 0% | 0% | 1
8706 | 0% | 0% | 0% | 100% | 0% | 100% | 100% | 100% | 0% | 0% | 1
8707 | 0% | 0% | 0% | 100% | 0% | 100% | 100% | 100% | 0% | 0% | 1
8708 | 0% | 0% | 0% | 100% | 0% | 0% | 100% | 100% | 0% | 0% | 1
8709 | 0% | 0% | 0% | 100% | 0% | 0% | 100% | 100% | 0% | 0% | 1
8710 | 0% | 0% | 0% | 100% | 0% | 0% | 100% | 100% | 0% | 0% | 1
8711 | 0% | 0% | 0% | 100% | 0% | 0% | 100% | 100% | 0% | 0% | 1
8712 | 0% | 0% | 0% | 100% | 0% | 0% | 100% | 100% | 0% | 0% | 1
8713 | 0% | 0% | 0% | 100% | 0% | 0% | 100% | 100% | 0% | 0% | 1
8714 | 0% | 0% | 0% | 100% | 0% | 0% | 100% | 100% | 0% | 0% | 1
8715 | 0% | 0% | 0% | 100% | 0% | 0% | 100% | 100% | 0% | 0% | 1
8716 | 0% | 0% | 0% | 100% | 0% | 0% | 100% | 100% | 0% | 0% | 1
8717 | 0% | 0% | 0% | 100% | 0% | 0% | 100% | 100% | 0% | 0% | 1
8718 | 0% | 0% | 0% | 100% | 0% | 100% | 100% | 100% | 0% | 0% | 1
8719 | 0% | 0% | 0% | 100% | 0% | 100% | 100% | 100% | 0% | 0% | 1
8720 | 0% | 0% | 0% | 100% | 0% | 100% | 100% | 100% | 0% | 0% | 1
8721 | 0% | 0% | 0% | 100% | 0% | 0% | 100% | 100% | 0% | 0% | 1
8722 | 3.003% | 0% | 0% | 100% | 0% | 0% | 100% | 100% | 3.003% | 0% | 1
8723 | 20.12% | 0.482% | 0% | 100% | 0% | 0% | 100% | 100% | 20.12% | 0.482% | 1
8724 | 30.82% | 3.084% | 0% | 100% | 0% | 0% | 100% | 100% | 30.82% | 3.084% | 1
8725 | 27.27% | 3.688% | 0% | 100% | 0% | 0% | 100% | 100% | 27.27% | 3.688% | 1
8726 | 26.41% | 5.21% | 0% | 100% | 0% | 0% | 100% | 100% | 26.41% | 5.21% | 1
8727 | 26.44% | 3.93% | 0% | 100% | 0% | 0% | 100% | 100% | 26.44% | 3.93% | 1
8728 | 16.35% | 3.612% | 0% | 100% | 0% | 100% | 100% | 100% | 16.35% | 3.612% | 1
8729 | 0% | 3.188% | 0% | 100% | 0% | 100% | 100% | 100% | 0% | 3.188% | 1
8730 | 0% | 3.214% | 0% | 100% | 0% | 100% | 100% | 100% | 0% | 3.214% | 1
8731 | 0% | 2.922% | 0% | 100% | 0% | 100% | 100% | 100% | 0% | 2.922% | 1
8732 | 0% | 0.9757% | 0% | 100% | 0% | 0% | 100% | 100% | 0% | 0.9757% | 1
8733 | 0% | 0% | 0% | 100% | 0% | 0% | 100% | 100% | 0% | 0% | 1
8734 | 0% | 0.8434% | 0% | 100% | 0% | 0% | 100% | 100% | 0% | 0.8434% | 1
8735 | 0% | 0% | 0% | 100% | 0% | 0% | 100% | 100% | 0% | 0% | 1
8736 | 0% | 0% | 0% | 100% | 0% | 0% | 100% | 100% | 0% | 0% | 1
8737 | 0% | 0% | 0% | 100% | 0% | 0% | 100% | 100% | 0% | 0% | 1
8738 | 0% | 0% | 0% | 100% | 0% | 0% | 100% | 100% | 0% | 0% | 1
8739 | 0% | 0% | 0% | 100% | 0% | 0% | 100% | 100% | 0% | 0% | 1
8740 | 0% | 0% | 0% | 100% | 0% | 0% | 100% | 100% | 0% | 0% | 1
8741 | 0% | 0% | 0% | 100% | 0% | 0% | 100% | 100% | 0% | 0% | 1
8742 | 0% | 0% | 0% | 100% | 0% | 100% | 100% | 100% | 0% | 0% | 1
8743 | 0% | 0% | 0% | 100% | 0% | 100% | 100% | 100% | 0% | 0% | 1
8744 | 0% | 0% | 0% | 100% | 0% | 100% | 100% | 100% | 0% | 0% | 1
8745 | 0% | 0% | 0% | 100% | 0% | 0% | 100% | 100% | 0% | 0% | 1
8746 | 11.53% | 0% | 0% | 100% | 0% | 0% | 100% | 100% | 11.53% | 0% | 1
8747 | 21.3% | 0% | 0% | 100% | 0% | 0% | 100% | 100% | 21.3% | 0% | 1
8748 | 31.41% | 1.054% | 0% | 100% | 0% | 0% | 100% | 100% | 31.41% | 1.054% | 1
8749 | 25.35% | 1.406% | 0% | 100% | 0% | 0% | 100% | 100% | 25.35% | 1.406% | 1
8750 | 22.98% | 2.507% | 0% | 100% | 0% | 0% | 100% | 100% | 22.98% | 2.507% | 1
8751 | 23.11% | 3.022% | 0% | 100% | 0% | 0% | 100% | 100% | 23.11% | 3.022% | 1
8752 | 15.41% | 5.171% | 0% | 100% | 0% | 100% | 100% | 100% | 15.41% | 5.171% | 1
8753 | 0% | 3.668% | 0% | 100% | 0% | 100% | 100% | 100% | 0% | 3.668% | 1
8754 | 0% | 3.781% | 0% | 100% | 0% | 100% | 100% | 100% | 0% | 3.781% | 1
8755 | 0% | 4.323% | 0% | 100% | 0% | 100% | 100% | 100% | 0% | 4.323% | 1
8756 | 0% | 3.343% | 0% | 100% | 0% | 0% | 100% | 100% | 0% | 3.343% | 1
8757 | 0% | 2.272% | 0% | 100% | 0% | 0% | 100% | 100% | 0% | 2.272% | 1
8758 | 0% | 2.279% | 0% | 100% | 0% | 0% | 100% | 100% | 0% | 2.279% | 1
8759 | 0% | 0% | 0% | 100% | 0% | 0% | 100% | 100% | 0% | 0% | 1
8760 | 0% | 0% | 0% | 100% | 0% | 0% | 100% | 100% | 0% | 0% | 1

## erm_timepoint_params
Return to Assumptions Summary
Energy Reserve Margin (ERM) Hourly Load
In the table below, the "erm_hour" is the representative hour in a year out of 8760 hours/year. The corresponding "input_load_mw" represents the normalized load shape for scaling with the ERM peak load, "erm_peak_load_mw".
ERM Timepoint Params
erm_hour | input_load_mw
1 | 0.55278
2 | 0.53269
3 | 0.52708
4 | 0.53186
5 | 0.55208
6 | 0.59656
7 | 0.66072
8 | 0.68165
9 | 0.61319
10 | 0.54369
11 | 0.49062
12 | 0.46052
13 | 0.45737
14 | 0.51267
15 | 0.55965
16 | 0.66428
17 | 0.81171
18 | 0.91111
19 | 0.94705
20 | 0.87764
21 | 0.81212
22 | 0.72849
23 | 0.63809
24 | 0.57725
25 | 0.61096
26 | 0.5815
27 | 0.55808
28 | 0.5493
29 | 0.56395
30 | 0.60378
31 | 0.65381
32 | 0.67577
33 | 0.66941
34 | 0.62825
35 | 0.55223
36 | 0.5217
37 | 0.51556
38 | 0.54777
39 | 0.55067
40 | 0.656
41 | 0.7976
42 | 0.9428
43 | 0.97153
44 | 0.91018
45 | 0.84206
46 | 0.76968
47 | 0.6729
48 | 0.60001
49 | 0.56516
50 | 0.54828
51 | 0.54474
52 | 0.55218
53 | 0.59206
54 | 0.68096
55 | 0.7794
56 | 0.77885
57 | 0.74516
58 | 0.6876
59 | 0.63844
60 | 0.57269
61 | 0.56133
62 | 0.60098
63 | 0.64613
64 | 0.73832
65 | 0.84
66 | 0.95156
67 | 0.98495
68 | 0.90697
69 | 0.83298
70 | 0.75881
71 | 0.66299
72 | 0.59856
73 | 0.55998
74 | 0.54508
75 | 0.54158
76 | 0.54986
77 | 0.58886
78 | 0.67693
79 | 0.77334
80 | 0.76651
81 | 0.69855
82 | 0.61155
83 | 0.53573
84 | 0.50894
85 | 0.51845
86 | 0.54827
87 | 0.63404
88 | 0.72496
89 | 0.82552
90 | 0.93514
91 | 0.97355
92 | 0.90139
93 | 0.82878
94 | 0.75509
95 | 0.66071
96 | 0.59473
97 | 0.54806
98 | 0.52961
99 | 0.52632
100 | 0.53454
101 | 0.57366
102 | 0.66121
103 | 0.75511
104 | 0.75061
105 | 0.68434
106 | 0.59385
107 | 0.50931
108 | 0.47154
109 | 0.46154
110 | 0.44839
111 | 0.53681
112 | 0.67316
113 | 0.79202
114 | 0.91067
115 | 0.95489
116 | 0.88249
117 | 0.81436
118 | 0.74009
119 | 0.64645
120 | 0.58209
121 | 0.53735
122 | 0.51893
123 | 0.51282
124 | 0.52346
125 | 0.56258
126 | 0.65016
127 | 0.74
128 | 0.7355
129 | 0.65751
130 | 0.55706
131 | 0.49268
132 | 0.47173
133 | 0.47045
134 | 0.47129
135 | 0.52442
136 | 0.61349
137 | 0.73084
138 | 0.86756
139 | 0.90983
140 | 0.84535
141 | 0.78196
142 | 0.72532
143 | 0.64513
144 | 0.57991
145 | 0.54732
146 | 0.52646
147 | 0.51789
148 | 0.52392
149 | 0.54805
150 | 0.59811
151 | 0.66261
152 | 0.6708
153 | 0.59579
154 | 0.4853
155 | 0.42419
156 | 0.42746
157 | 0.43791
158 | 0.42296
159 | 0.48767
160 | 0.6209
161 | 0.76535
162 | 0.8712
163 | 0.89956
164 | 0.83702
165 | 0.77665
166 | 0.70963
167 | 0.63294
168 | 0.57137
169 | 0.54333
170 | 0.52278
171 | 0.51431
172 | 0.51927
173 | 0.54051
174 | 0.58634
175 | 0.64836
176 | 0.66774
177 | 0.61476
178 | 0.52055
179 | 0.44529
180 | 0.4261
181 | 0.45701
182 | 0.47355
183 | 0.55095
184 | 0.64138
185 | 0.79585
186 | 0.901
187 | 0.9329
188 | 0.86809
189 | 0.79725
190 | 0.71241
191 | 0.62458
192 | 0.56374
193 | 0.53436
194 | 0.51914
195 | 0.51441
196 | 0.52516
197 | 0.56702
198 | 0.65682
199 | 0.75092
200 | 0.74897
201 | 0.67139
202 | 0.56205
203 | 0.4796
204 | 0.46474
205 | 0.4408
206 | 0.49208
207 | 0.56357
208 | 0.65708
209 | 0.77939
210 | 0.91535
211 | 0.96083
212 | 0.889
213 | 0.81162
214 | 0.73228
215 | 0.63954
216 | 0.57328
217 | 0.53724
218 | 0.52056
219 | 0.51663
220 | 0.52641
221 | 0.56685
222 | 0.65555
223 | 0.74797
224 | 0.74258
225 | 0.65623
226 | 0.55581
227 | 0.4731
228 | 0.46261
229 | 0.43308
230 | 0.44831
231 | 0.53266
232 | 0.65287
233 | 0.78069
234 | 0.90735
235 | 0.95229
236 | 0.8785
237 | 0.80278
238 | 0.72713
239 | 0.63403
240 | 0.56996
241 | 0.55006
242 | 0.53422
243 | 0.53098
244 | 0.5399
245 | 0.57935
246 | 0.66767
247 | 0.76115
248 | 0.75907
249 | 0.69079
250 | 0.60161
251 | 0.53027
252 | 0.5074
253 | 0.50999
254 | 0.52462
255 | 0.58864
256 | 0.68508
257 | 0.81682
258 | 0.92383
259 | 0.96256
260 | 0.88941
261 | 0.81737
262 | 0.74355
263 | 0.65004
264 | 0.58247
265 | 0.5482
266 | 0.53064
267 | 0.52778
268 | 0.53608
269 | 0.57499
270 | 0.66254
271 | 0.75587
272 | 0.75038
273 | 0.68302
274 | 0.58237
275 | 0.49537
276 | 0.47031
277 | 0.46794
278 | 0.47286
279 | 0.56085
280 | 0.69936
281 | 0.80153
282 | 0.91215
283 | 0.95952
284 | 0.88633
285 | 0.81618
286 | 0.74077
287 | 0.64861
288 | 0.5834
289 | 0.54893
290 | 0.53145
291 | 0.52484
292 | 0.53458
293 | 0.57343
294 | 0.66032
295 | 0.75232
296 | 0.74675
297 | 0.65917
298 | 0.55908
299 | 0.49214
300 | 0.45598
301 | 0.44571
302 | 0.50198
303 | 0.55725
304 | 0.63894
305 | 0.76787
306 | 0.89089
307 | 0.92701
308 | 0.85964
309 | 0.79736
310 | 0.73721
311 | 0.65789
312 | 0.59261
313 | 0.56506
314 | 0.54382
315 | 0.53521
316 | 0.53975
317 | 0.56412
318 | 0.61411
319 | 0.68216
320 | 0.69275
321 | 0.62952
322 | 0.53725
323 | 0.46029
324 | 0.44599
325 | 0.42877
326 | 0.43237
327 | 0.51117
328 | 0.61196
329 | 0.77738
330 | 0.88686
331 | 0.92238
332 | 0.85694
333 | 0.79755
334 | 0.72639
335 | 0.64867
336 | 0.58798
337 | 0.56813
338 | 0.54733
339 | 0.53941
340 | 0.54251
341 | 0.56382
342 | 0.60873
343 | 0.67559
344 | 0.69075
345 | 0.63342
346 | 0.53102
347 | 0.44481
348 | 0.40092
349 | 0.3778
350 | 0.43215
351 | 0.5062
352 | 0.62568
353 | 0.7775
354 | 0.91138
355 | 0.95974
356 | 0.88979
357 | 0.82173
358 | 0.73857
359 | 0.65036
360 | 0.58889
361 | 0.55885
362 | 0.5438
363 | 0.54093
364 | 0.54387
365 | 0.57279
366 | 0.62979
367 | 0.7008
368 | 0.72304
369 | 0.66678
370 | 0.57294
371 | 0.4792
372 | 0.44185
373 | 0.40735
374 | 0.40002
375 | 0.46686
376 | 0.62419
377 | 0.78881
378 | 0.92273
379 | 0.97966
380 | 0.90499
381 | 0.82117
382 | 0.75046
383 | 0.65613
384 | 0.59571
385 | 0.56998
386 | 0.55319
387 | 0.54945
388 | 0.55679
389 | 0.59683
390 | 0.68473
391 | 0.78327
392 | 0.77571
393 | 0.70381
394 | 0.61816
395 | 0.53406
396 | 0.50073
397 | 0.48346
398 | 0.50579
399 | 0.5678
400 | 0.66393
401 | 0.78701
402 | 0.93621
403 | 0.98673
404 | 0.90994
405 | 0.83681
406 | 0.75963
407 | 0.66715
408 | 0.60315
409 | 0.56261
410 | 0.54623
411 | 0.54297
412 | 0.55118
413 | 0.59047
414 | 0.67863
415 | 0.77441
416 | 0.76967
417 | 0.69583
418 | 0.61384
419 | 0.5387
420 | 0.51814
421 | 0.49818
422 | 0.50067
423 | 0.57857
424 | 0.69881
425 | 0.814
426 | 0.92359
427 | 0.97423
428 | 0.90267
429 | 0.83235
430 | 0.75597
431 | 0.66262
432 | 0.59588
433 | 0.56022
434 | 0.54199
435 | 0.53914
436 | 0.54651
437 | 0.58594
438 | 0.67295
439 | 0.76853
440 | 0.75967
441 | 0.68653
442 | 0.58191
443 | 0.50446
444 | 0.49178
445 | 0.48111
446 | 0.5306
447 | 0.62632
448 | 0.67916
449 | 0.78972
450 | 0.91658
451 | 0.97038
452 | 0.89653
453 | 0.82814
454 | 0.75185
455 | 0.66036
456 | 0.59581
457 | 0.55539
458 | 0.53804
459 | 0.5315
460 | 0.54056
461 | 0.57958
462 | 0.66701
463 | 0.76009
464 | 0.75391
465 | 0.673
466 | 0.5698
467 | 0.49853
468 | 0.4902
469 | 0.50028
470 | 0.52295
471 | 0.61381
472 | 0.69354
473 | 0.78742
474 | 0.89381
475 | 0.93156
476 | 0.86491
477 | 0.80247
478 | 0.7445
479 | 0.66373
480 | 0.59927
481 | 0.56464
482 | 0.5426
483 | 0.53432
484 | 0.53904
485 | 0.56329
486 | 0.61429
487 | 0.68377
488 | 0.69913
489 | 0.66305
490 | 0.58357
491 | 0.4969
492 | 0.48849
493 | 0.4973
494 | 0.5057
495 | 0.53543
496 | 0.65954
497 | 0.81097
498 | 0.88466
499 | 0.91769
500 | 0.85131
501 | 0.79373
502 | 0.72538
503 | 0.64848
504 | 0.58795
505 | 0.55569
506 | 0.53559
507 | 0.5274
508 | 0.53136
509 | 0.55268
510 | 0.59806
511 | 0.66281
512 | 0.67822
513 | 0.63211
514 | 0.56059
515 | 0.5071
516 | 0.495
517 | 0.52825
518 | 0.54838
519 | 0.57537
520 | 0.67915
521 | 0.7854
522 | 0.90077
523 | 0.94632
524 | 0.8773
525 | 0.80989
526 | 0.72677
527 | 0.63925
528 | 0.5776
529 | 0.54996
530 | 0.53421
531 | 0.52928
532 | 0.53907
533 | 0.58067
534 | 0.67098
535 | 0.76751
536 | 0.76936
537 | 0.70833
538 | 0.62987
539 | 0.56069
540 | 0.54496
541 | 0.5352
542 | 0.53277
543 | 0.57224
544 | 0.66348
545 | 0.79024
546 | 0.91875
547 | 0.97141
548 | 0.90022
549 | 0.82374
550 | 0.74543
551 | 0.65381
552 | 0.58883
553 | 0.55412
554 | 0.53759
555 | 0.53411
556 | 0.54303
557 | 0.58345
558 | 0.67195
559 | 0.7678
560 | 0.75967
561 | 0.69113
562 | 0.60377
563 | 0.54434
564 | 0.51939
565 | 0.52263
566 | 0.52756
567 | 0.57501
568 | 0.69178
569 | 0.81632
570 | 0.92368
571 | 0.96589
572 | 0.89567
573 | 0.82209
574 | 0.74573
575 | 0.65236
576 | 0.58733
577 | 0.55997
578 | 0.54374
579 | 0.54097
580 | 0.54904
581 | 0.58825
582 | 0.67612
583 | 0.77221
584 | 0.77187
585 | 0.72576
586 | 0.65163
587 | 0.58862
588 | 0.59712
589 | 0.59263
590 | 0.616
591 | 0.65778
592 | 0.73651
593 | 0.81416
594 | 0.92546
595 | 0.97543
596 | 0.89933
597 | 0.82661
598 | 0.75272
599 | 0.65938
600 | 0.59345
601 | 0.56067
602 | 0.54184
603 | 0.53873
604 | 0.54604
605 | 0.58536
606 | 0.67382
607 | 0.771
608 | 0.76593
609 | 0.70588
610 | 0.62057
611 | 0.55756
612 | 0.52514
613 | 0.54058
614 | 0.54818
615 | 0.6
616 | 0.66698
617 | 0.79471
618 | 0.91879
619 | 0.96891
620 | 0.89437
621 | 0.82498
622 | 0.7496
623 | 0.65945
624 | 0.59467
625 | 0.55978
626 | 0.54186
627 | 0.53574
628 | 0.54464
629 | 0.58291
630 | 0.67062
631 | 0.76628
632 | 0.76025
633 | 0.69389
634 | 0.60352
635 | 0.55327
636 | 0.53819
637 | 0.54628
638 | 0.52944
639 | 0.5799
640 | 0.66603
641 | 0.78333
642 | 0.90273
643 | 0.94195
644 | 0.868
645 | 0.80467
646 | 0.74716
647 | 0.6689
648 | 0.60316
649 | 0.5613
650 | 0.53931
651 | 0.53111
652 | 0.53659
653 | 0.56095
654 | 0.61131
655 | 0.68017
656 | 0.70023
657 | 0.66586
658 | 0.60853
659 | 0.57817
660 | 0.56856
661 | 0.57739
662 | 0.59728
663 | 0.65457
664 | 0.73999
665 | 0.82902
666 | 0.88847
667 | 0.91919
668 | 0.85167
669 | 0.7936
670 | 0.72174
671 | 0.64463
672 | 0.58446
673 | 0.55105
674 | 0.53066
675 | 0.52252
676 | 0.52683
677 | 0.5482
678 | 0.59429
679 | 0.65812
680 | 0.67712
681 | 0.62994
682 | 0.52377
683 | 0.46789
684 | 0.40577
685 | 0.39518
686 | 0.41134
687 | 0.50149
688 | 0.61508
689 | 0.76132
690 | 0.89142
691 | 0.94118
692 | 0.87285
693 | 0.80091
694 | 0.71866
695 | 0.63268
696 | 0.57155
697 | 0.53802
698 | 0.52199
699 | 0.51754
700 | 0.52795
701 | 0.56901
702 | 0.65938
703 | 0.75501
704 | 0.7539
705 | 0.66534
706 | 0.56314
707 | 0.47465
708 | 0.46361
709 | 0.44287
710 | 0.47999
711 | 0.53972
712 | 0.65981
713 | 0.78776
714 | 0.91463
715 | 0.97296
716 | 0.89203
717 | 0.81258
718 | 0.73538
719 | 0.64401
720 | 0.57775
721 | 0.55614
722 | 0.53905
723 | 0.53597
724 | 0.54426
725 | 0.58411
726 | 0.6734
727 | 0.76977
728 | 0.7687
729 | 0.70292
730 | 0.60561
731 | 0.52304
732 | 0.47153
733 | 0.45803
734 | 0.4818
735 | 0.54401
736 | 0.65516
737 | 0.78463
738 | 0.91879
739 | 0.97407
740 | 0.89843
741 | 0.82382
742 | 0.74497
743 | 0.6531
744 | 0.58944
745 | 0.55824
746 | 0.54124
747 | 0.53746
748 | 0.54747
749 | 0.59028
750 | 0.68177
751 | 0.77682
752 | 0.77025
753 | 0.70986
754 | 0.61608
755 | 0.53553
756 | 0.50742
757 | 0.48835
758 | 0.48283
759 | 0.55683
760 | 0.64157
761 | 0.75924
762 | 0.90231
763 | 0.96025
764 | 0.89648
765 | 0.82392
766 | 0.75227
767 | 0.65751
768 | 0.59294
769 | 0.55439
770 | 0.5354
771 | 0.53138
772 | 0.54032
773 | 0.58318
774 | 0.67427
775 | 0.76989
776 | 0.75868
777 | 0.68706
778 | 0.60377
779 | 0.53182
780 | 0.49693
781 | 0.49234
782 | 0.5092
783 | 0.58665
784 | 0.7011
785 | 0.8116
786 | 0.90004
787 | 0.95568
788 | 0.88936
789 | 0.81844
790 | 0.74696
791 | 0.65371
792 | 0.5902
793 | 0.56969
794 | 0.55136
795 | 0.54452
796 | 0.55425
797 | 0.59609
798 | 0.68652
799 | 0.78309
800 | 0.77183
801 | 0.70902
802 | 0.61218
803 | 0.52511
804 | 0.50421
805 | 0.49793
806 | 0.52777
807 | 0.61892
808 | 0.70039
809 | 0.80344
810 | 0.89878
811 | 0.93869
812 | 0.87505
813 | 0.81494
814 | 0.7598
815 | 0.68106
816 | 0.61567
817 | 0.5608
818 | 0.53861
819 | 0.52996
820 | 0.53681
821 | 0.56454
822 | 0.61814
823 | 0.68457
824 | 0.69377
825 | 0.63095
826 | 0.52932
827 | 0.44662
828 | 0.43428
829 | 0.38926
830 | 0.40911
831 | 0.48451
832 | 0.5835
833 | 0.7512
834 | 0.8661
835 | 0.90841
836 | 0.84655
837 | 0.78831
838 | 0.72082
839 | 0.64453
840 | 0.58592
841 | 0.56202
842 | 0.54144
843 | 0.53271
844 | 0.53784
845 | 0.56227
846 | 0.61087
847 | 0.66815
848 | 0.63366
849 | 0.62382
850 | 0.55857
851 | 0.49426
852 | 0.45021
853 | 0.40484
854 | 0.40631
855 | 0.46156
856 | 0.58407
857 | 0.76176
858 | 0.89178
859 | 0.94529
860 | 0.88208
861 | 0.8113
862 | 0.73123
863 | 0.64403
864 | 0.58513
865 | 0.5543
866 | 0.53755
867 | 0.53254
868 | 0.54326
869 | 0.58759
870 | 0.68057
871 | 0.77828
872 | 0.77382
873 | 0.70945
874 | 0.61298
875 | 0.53508
876 | 0.53168
877 | 0.49855
878 | 0.50195
879 | 0.58192
880 | 0.6974
881 | 0.79557
882 | 0.91583
883 | 0.97491
884 | 0.90531
885 | 0.82695
886 | 0.75145
887 | 0.65947
888 | 0.59521
889 | 0.55835
890 | 0.54123
891 | 0.53749
892 | 0.54657
893 | 0.59024
894 | 0.68251
895 | 0.77921
896 | 0.77612
897 | 0.7271
898 | 0.65976
899 | 0.58574
900 | 0.53269
901 | 0.50413
902 | 0.49321
903 | 0.55749
904 | 0.6524
905 | 0.77095
906 | 0.89645
907 | 0.96879
908 | 0.89856
909 | 0.82406
910 | 0.75012
911 | 0.65301
912 | 0.59243
913 | 0.54729
914 | 0.53035
915 | 0.52664
916 | 0.53733
917 | 0.58039
918 | 0.67286
919 | 0.76584
920 | 0.75343
921 | 0.67719
922 | 0.58788
923 | 0.51543
924 | 0.49089
925 | 0.45852
926 | 0.44166
927 | 0.48824
928 | 0.59113
929 | 0.75143
930 | 0.88707
931 | 0.95099
932 | 0.88388
933 | 0.81234
934 | 0.74035
935 | 0.64585
936 | 0.58173
937 | 0.54107
938 | 0.52209
939 | 0.51807
940 | 0.5282
941 | 0.57132
942 | 0.66244
943 | 0.75498
944 | 0.74292
945 | 0.66931
946 | 0.58087
947 | 0.54581
948 | 0.50466
949 | 0.47288
950 | 0.46256
951 | 0.53314
952 | 0.64461
953 | 0.74907
954 | 0.87055
955 | 0.94047
956 | 0.87503
957 | 0.80275
958 | 0.73328
959 | 0.63888
960 | 0.5769
961 | 0.54648
962 | 0.52818
963 | 0.52111
964 | 0.53249
965 | 0.57484
966 | 0.66534
967 | 0.75754
968 | 0.75044
969 | 0.66004
970 | 0.53553
971 | 0.46138
972 | 0.43275
973 | 0.39635
974 | 0.42743
975 | 0.49878
976 | 0.604
977 | 0.73173
978 | 0.86054
979 | 0.92092
980 | 0.85408
981 | 0.78992
982 | 0.73375
983 | 0.65511
984 | 0.59199
985 | 0.56459
986 | 0.54262
987 | 0.53422
988 | 0.54045
989 | 0.56816
990 | 0.62086
991 | 0.69035
992 | 0.69435
993 | 0.63489
994 | 0.5314
995 | 0.44986
996 | 0.42793
997 | 0.38832
998 | 0.3989
999 | 0.443
1000 | 0.55232
1001 | 0.71102
1002 | 0.84559
1003 | 0.91171
1004 | 0.85128
1005 | 0.79108
1006 | 0.72367
1007 | 0.64779
1008 | 0.58963
1009 | 0.57199
1010 | 0.55161
1011 | 0.54376
1012 | 0.54791
1013 | 0.57193
1014 | 0.6195
1015 | 0.6891
1016 | 0.69698
1017 | 0.61719
1018 | 0.51296
1019 | 0.45965
1020 | 0.41501
1021 | 0.37424
1022 | 0.37631
1023 | 0.43332
1024 | 0.53865
1025 | 0.72765
1026 | 0.88586
1027 | 0.95869
1028 | 0.89499
1029 | 0.82535
1030 | 0.74201
1031 | 0.65614
1032 | 0.59592
1033 | 0.56478
1034 | 0.54765
1035 | 0.54278
1036 | 0.55263
1037 | 0.59645
1038 | 0.68949
1039 | 0.79009
1040 | 0.78615
1041 | 0.73791
1042 | 0.654
1043 | 0.5801
1044 | 0.49672
1045 | 0.45616
1046 | 0.46599
1047 | 0.52226
1048 | 0.60565
1049 | 0.75524
1050 | 0.91364
1051 | 0.9868
1052 | 0.91496
1053 | 0.83932
1054 | 0.7627
1055 | 0.66961
1056 | 0.60639
1057 | 0.57288
1058 | 0.5555
1059 | 0.55157
1060 | 0.56013
1061 | 0.60336
1062 | 0.69511
1063 | 0.79519
1064 | 0.78655
1065 | 0.71827
1066 | 0.65324
1067 | 0.56869
1068 | 0.53219
1069 | 0.51248
1070 | 0.52243
1071 | 0.60553
1072 | 0.70925
1073 | 0.81046
1074 | 0.92268
1075 | 0.98303
1076 | 0.91006
1077 | 0.83706
1078 | 0.76487
1079 | 0.66854
1080 | 0.60727
1081 | 0.56779
1082 | 0.55112
1083 | 0.54759
1084 | 0.55646
1085 | 0.59923
1086 | 0.69118
1087 | 0.7878
1088 | 0.77999
1089 | 0.71965
1090 | 0.63375
1091 | 0.55451
1092 | 0.55358
1093 | 0.52362
1094 | 0.53919
1095 | 0.59676
1096 | 0.68855
1097 | 0.79371
1098 | 0.90939
1099 | 0.97234
1100 | 0.90431
1101 | 0.83075
1102 | 0.76045
1103 | 0.66704
1104 | 0.60241
1105 | 0.55697
1106 | 0.53827
1107 | 0.53438
1108 | 0.5429
1109 | 0.58592
1110 | 0.67616
1111 | 0.77116
1112 | 0.7583
1113 | 0.70682
1114 | 0.63325
1115 | 0.56742
1116 | 0.55934
1117 | 0.56386
1118 | 0.57213
1119 | 0.63152
1120 | 0.69978
1121 | 0.80198
1122 | 0.89779
1123 | 0.95705
1124 | 0.88828
1125 | 0.81863
1126 | 0.74657
1127 | 0.65695
1128 | 0.59286
1129 | 0.56108
1130 | 0.5423
1131 | 0.53588
1132 | 0.54599
1133 | 0.58862
1134 | 0.67894
1135 | 0.77265
1136 | 0.7669
1137 | 0.72474
1138 | 0.68873
1139 | 0.6454
1140 | 0.66286
1141 | 0.66638
1142 | 0.66273
1143 | 0.68844
1144 | 0.73621
1145 | 0.79618
1146 | 0.88293
1147 | 0.93032
1148 | 0.8696
1149 | 0.81184
1150 | 0.75462
1151 | 0.67305
1152 | 0.6082
1153 | 0.57606
1154 | 0.55329
1155 | 0.54486
1156 | 0.54992
1157 | 0.57777
1158 | 0.63125
1159 | 0.70269
1160 | 0.70447
1161 | 0.66874
1162 | 0.60667
1163 | 0.55631
1164 | 0.5421
1165 | 0.55139
1166 | 0.56411
1167 | 0.60058
1168 | 0.68679
1169 | 0.79531
1170 | 0.87431
1171 | 0.92431
1172 | 0.86193
1173 | 0.80701
1174 | 0.73992
1175 | 0.66086
1176 | 0.60168
1177 | 0.56231
1178 | 0.54151
1179 | 0.53344
1180 | 0.5383
1181 | 0.5624
1182 | 0.60959
1183 | 0.67484
1184 | 0.67866
1185 | 0.60266
1186 | 0.50717
1187 | 0.44661
1188 | 0.42117
1189 | 0.39129
1190 | 0.393
1191 | 0.45513
1192 | 0.5486
1193 | 0.70569
1194 | 0.87463
1195 | 0.94884
1196 | 0.88505
1197 | 0.81359
1198 | 0.7308
1199 | 0.64638
1200 | 0.58698
1201 | 0.55927
1202 | 0.5399
1203 | 0.53045
1204 | 0.54392
1205 | 0.57923
1206 | 0.65382
1207 | 0.72851
1208 | 0.71941
1209 | 0.65657
1210 | 0.56487
1211 | 0.48416
1212 | 0.47022
1213 | 0.47812
1214 | 0.50205
1215 | 0.56209
1216 | 0.64464
1217 | 0.77643
1218 | 0.88726
1219 | 0.96343
1220 | 0.90068
1221 | 0.82607
1222 | 0.74863
1223 | 0.6548
1224 | 0.59015
1225 | 0.54481
1226 | 0.5277
1227 | 0.5238
1228 | 0.53432
1229 | 0.5776
1230 | 0.66958
1231 | 0.7646
1232 | 0.75027
1233 | 0.68799
1234 | 0.61027
1235 | 0.54075
1236 | 0.54693
1237 | 0.54376
1238 | 0.53788
1239 | 0.60368
1240 | 0.68658
1241 | 0.79267
1242 | 0.89392
1243 | 0.95243
1244 | 0.88338
1245 | 0.80946
1246 | 0.73715
1247 | 0.64301
1248 | 0.5797
1249 | 0.55547
1250 | 0.53835
1251 | 0.53472
1252 | 0.54486
1253 | 0.58782
1254 | 0.67899
1255 | 0.77419
1256 | 0.76247
1257 | 0.70194
1258 | 0.6312
1259 | 0.58624
1260 | 0.57183
1261 | 0.57572
1262 | 0.58388
1263 | 0.6423
1264 | 0.6933
1265 | 0.77898
1266 | 0.88923
1267 | 0.95982
1268 | 0.89496
1269 | 0.81989
1270 | 0.74715
1271 | 0.6548
1272 | 0.58837
1273 | 0.5635
1274 | 0.54454
1275 | 0.54105
1276 | 0.54909
1277 | 0.59131
1278 | 0.68261
1279 | 0.7786
1280 | 0.75887
1281 | 0.68689
1282 | 0.60481
1283 | 0.55418
1284 | 0.52904
1285 | 0.53889
1286 | 0.57397
1287 | 0.63365
1288 | 0.69666
1289 | 0.77718
1290 | 0.89099
1291 | 0.96566
1292 | 0.89939
1293 | 0.83083
1294 | 0.75547
1295 | 0.665
1296 | 0.60135
1297 | 0.56536
1298 | 0.54675
1299 | 0.54019
1300 | 0.55004
1301 | 0.59196
1302 | 0.68122
1303 | 0.77788
1304 | 0.76297
1305 | 0.69647
1306 | 0.61576
1307 | 0.55125
1308 | 0.55196
1309 | 0.55777
1310 | 0.53548
1311 | 0.58794
1312 | 0.68932
1313 | 0.77467
1314 | 0.87252
1315 | 0.93839
1316 | 0.87573
1317 | 0.80913
1318 | 0.75422
1319 | 0.67487
1320 | 0.6109
1321 | 0.58913
1322 | 0.56611
1323 | 0.5575
1324 | 0.56213
1325 | 0.5898
1326 | 0.64262
1327 | 0.71578
1328 | 0.71875
1329 | 0.68356
1330 | 0.61286
1331 | 0.53969
1332 | 0.52872
1333 | 0.54292
1334 | 0.53918
1335 | 0.58888
1336 | 0.66601
1337 | 0.79148
1338 | 0.887
1339 | 0.93735
1340 | 0.87391
1341 | 0.81522
1342 | 0.74715
1343 | 0.67397
1344 | 0.615
1345 | 0.57074
1346 | 0.54972
1347 | 0.54139
1348 | 0.54557
1349 | 0.56947
1350 | 0.61729
1351 | 0.67928
1352 | 0.68417
1353 | 0.62417
1354 | 0.53876
1355 | 0.47347
1356 | 0.4629
1357 | 0.4304
1358 | 0.42926
1359 | 0.49522
1360 | 0.61881
1361 | 0.7721
1362 | 0.89741
1363 | 0.96066
1364 | 0.89792
1365 | 0.82447
1366 | 0.74068
1367 | 0.6529
1368 | 0.59469
1369 | 0.55464
1370 | 0.53843
1371 | 0.53378
1372 | 0.54434
1373 | 0.5888
1374 | 0.68083
1375 | 0.77253
1376 | 0.76241
1377 | 0.69429
1378 | 0.63067
1379 | 0.56941
1380 | 0.58644
1381 | 0.58767
1382 | 0.58106
1383 | 0.63203
1384 | 0.7574
1385 | 0.84454
1386 | 0.92006
1387 | 0.97816
1388 | 0.90665
1389 | 0.82994
1390 | 0.75427
1391 | 0.66028
1392 | 0.59637
1393 | 0.5678
1394 | 0.55039
1395 | 0.54617
1396 | 0.55481
1397 | 0.59824
1398 | 0.69034
1399 | 0.79037
1400 | 0.77213
1401 | 0.72701
1402 | 0.66513
1403 | 0.60252
1404 | 0.6103
1405 | 0.62328
1406 | 0.65543
1407 | 0.71617
1408 | 0.78734
1409 | 0.87452
1410 | 0.93389
1411 | 0.98606
1412 | 0.91297
1413 | 0.83439
1414 | 0.75863
1415 | 0.6657
1416 | 0.60283
1417 | 0.56206
1418 | 0.54464
1419 | 0.54
1420 | 0.54753
1421 | 0.58949
1422 | 0.67856
1423 | 0.76201
1424 | 0.75916
1425 | 0.71291
1426 | 0.63826
1427 | 0.57223
1428 | 0.54574
1429 | 0.52465
1430 | 0.56252
1431 | 0.66926
1432 | 0.77252
1433 | 0.8394
1434 | 0.91492
1435 | 0.95382
1436 | 0.89236
1437 | 0.8198
1438 | 0.75051
1439 | 0.66141
1440 | 0.59631
1441 | 0.564
1442 | 0.54706
1443 | 0.53873
1444 | 0.54851
1445 | 0.58938
1446 | 0.6795
1447 | 0.76441
1448 | 0.7578
1449 | 0.70192
1450 | 0.6238
1451 | 0.57885
1452 | 0.5764
1453 | 0.56044
1454 | 0.58802
1455 | 0.64323
1456 | 0.70335
1457 | 0.80134
1458 | 0.89006
1459 | 0.9512
1460 | 0.8891
1461 | 0.81517
1462 | 0.75089
1463 | 0.66139
1464 | 0.59751
1465 | 0.55468
1466 | 0.53789
1467 | 0.53148
1468 | 0.54159
1469 | 0.58118
1470 | 0.66936
1471 | 0.74509
1472 | 0.74216
1473 | 0.68691
1474 | 0.60602
1475 | 0.55186
1476 | 0.53395
1477 | 0.57004
1478 | 0.61127
1479 | 0.68583
1480 | 0.74849
1481 | 0.80277
1482 | 0.8765
1483 | 0.91181
1484 | 0.85445
1485 | 0.79796
1486 | 0.74281
1487 | 0.66402
1488 | 0.59937
1489 | 0.56901
1490 | 0.54793
1491 | 0.53828
1492 | 0.54399
1493 | 0.56976
1494 | 0.62219
1495 | 0.6789
1496 | 0.69146
1497 | 0.67521
1498 | 0.6127
1499 | 0.54651
1500 | 0.51896
1501 | 0.52373
1502 | 0.54551
1503 | 0.59806
1504 | 0.68414
1505 | 0.81162
1506 | 0.87154
1507 | 0.91468
1508 | 0.84959
1509 | 0.79163
1510 | 0.72969
1511 | 0.65222
1512 | 0.59372
1513 | 0.56145
1514 | 0.54255
1515 | 0.53212
1516 | 0.53567
1517 | 0.55764
1518 | 0.60232
1519 | 0.65501
1520 | 0.65564
1521 | 0.60791
1522 | 0.51268
1523 | 0.4536
1524 | 0.42483
1525 | 0.42292
1526 | 0.43943
1527 | 0.52177
1528 | 0.61755
1529 | 0.76147
1530 | 0.87959
1531 | 0.93752
1532 | 0.88002
1533 | 0.81279
1534 | 0.7308
1535 | 0.64615
1536 | 0.5871
1537 | 0.55227
1538 | 0.53544
1539 | 0.52938
1540 | 0.53692
1541 | 0.57758
1542 | 0.66538
1543 | 0.748
1544 | 0.744
1545 | 0.68097
1546 | 0.59257
1547 | 0.52434
1548 | 0.51526
1549 | 0.50724
1550 | 0.52789
1551 | 0.60792
1552 | 0.70373
1553 | 0.80445
1554 | 0.89753
1555 | 0.95995
1556 | 0.89749
1557 | 0.82246
1558 | 0.75205
1559 | 0.65652
1560 | 0.59305
1561 | 0.5631
1562 | 0.54612
1563 | 0.54198
1564 | 0.54923
1565 | 0.58661
1566 | 0.67177
1567 | 0.76246
1568 | 0.74618
1569 | 0.69748
1570 | 0.61485
1571 | 0.56697
1572 | 0.55291
1573 | 0.59206
1574 | 0.62832
1575 | 0.70094
1576 | 0.76451
1577 | 0.8363
1578 | 0.90644
1579 | 0.96944
1580 | 0.89764
1581 | 0.82414
1582 | 0.75672
1583 | 0.66353
1584 | 0.59959
1585 | 0.56825
1586 | 0.54929
1587 | 0.54459
1588 | 0.55029
1589 | 0.58842
1590 | 0.67582
1591 | 0.7654
1592 | 0.76163
1593 | 0.7521
1594 | 0.7031
1595 | 0.65139
1596 | 0.63706
1597 | 0.66577
1598 | 0.71607
1599 | 0.776
1600 | 0.82464
1601 | 0.86746
1602 | 0.9242
1603 | 0.96864
1604 | 0.90172
1605 | 0.83678
1606 | 0.76393
1607 | 0.67004
1608 | 0.60586
1609 | 0.57306
1610 | 0.55439
1611 | 0.54521
1612 | 0.55248
1613 | 0.58947
1614 | 0.67709
1615 | 0.76803
1616 | 0.76737
1617 | 0.76167
1618 | 0.72224
1619 | 0.66692
1620 | 0.63311
1621 | 0.63261
1622 | 0.66559
1623 | 0.7125
1624 | 0.74617
1625 | 0.83823
1626 | 0.91375
1627 | 0.96004
1628 | 0.90159
1629 | 0.83518
1630 | 0.76532
1631 | 0.67237
1632 | 0.60718
1633 | 0.5664
1634 | 0.54839
1635 | 0.54149
1636 | 0.54913
1637 | 0.58691
1638 | 0.67204
1639 | 0.75403
1640 | 0.74247
1641 | 0.6766
1642 | 0.5954
1643 | 0.52997
1644 | 0.50711
1645 | 0.5186
1646 | 0.50319
1647 | 0.59431
1648 | 0.69365
1649 | 0.78109
1650 | 0.87447
1651 | 0.9242
1652 | 0.86879
1653 | 0.80634
1654 | 0.76014
1655 | 0.6794
1656 | 0.61478
1657 | 0.57375
1658 | 0.55307
1659 | 0.54267
1660 | 0.54631
1661 | 0.57072
1662 | 0.62086
1663 | 0.67955
1664 | 0.67464
1665 | 0.63656
1666 | 0.57289
1667 | 0.5325
1668 | 0.51153
1669 | 0.51541
1670 | 0.52414
1671 | 0.55826
1672 | 0.64282
1673 | 0.76246
1674 | 0.86007
1675 | 0.91772
1676 | 0.85568
1677 | 0.79694
1678 | 0.7357
1679 | 0.66073
1680 | 0.60107
1681 | 0.55701
1682 | 0.53683
1683 | 0.52591
1684 | 0.53065
1685 | 0.5519
1686 | 0.59708
1687 | 0.64868
1688 | 0.64941
1689 | 0.61473
1690 | 0.56338
1691 | 0.51217
1692 | 0.46963
1693 | 0.49267
1694 | 0.5271
1695 | 0.57887
1696 | 0.6538
1697 | 0.7828
1698 | 0.87414
1699 | 0.92815
1700 | 0.87136
1701 | 0.80464
1702 | 0.72819
1703 | 0.6396
1704 | 0.57971
1705 | 0.54752
1706 | 0.53075
1707 | 0.52389
1708 | 0.53245
1709 | 0.57286
1710 | 0.66017
1711 | 0.74271
1712 | 0.73281
1713 | 0.68268
1714 | 0.62571
1715 | 0.57308
1716 | 0.58178
1717 | 0.58141
1718 | 0.60842
1719 | 0.62553
1720 | 0.69861
1721 | 0.78128
1722 | 0.89018
1723 | 0.9561
1724 | 0.89386
1725 | 0.8163
1726 | 0.74692
1727 | 0.653
1728 | 0.5891
1729 | 0.54579
1730 | 0.52941
1731 | 0.52473
1732 | 0.53328
1733 | 0.57122
1734 | 0.65595
1735 | 0.73565
1736 | 0.72151
1737 | 0.67462
1738 | 0.60892
1739 | 0.54584
1740 | 0.53746
1741 | 0.54989
1742 | 0.54122
1743 | 0.57802
1744 | 0.66569
1745 | 0.77409
1746 | 0.88036
1747 | 0.94282
1748 | 0.8816
1749 | 0.80961
1750 | 0.739
1751 | 0.64596
1752 | 0.58188
1753 | 0.54449
1754 | 0.52599
1755 | 0.52013
1756 | 0.52806
1757 | 0.56569
1758 | 0.65343
1759 | 0.7321
1760 | 0.71611
1761 | 0.67098
1762 | 0.57528
1763 | 0.49509
1764 | 0.46949
1765 | 0.47876
1766 | 0.4714
1767 | 0.52438
1768 | 0.62475
1769 | 0.75707
1770 | 0.87233
1771 | 0.93439
1772 | 0.87405
1773 | 0.80413
1774 | 0.73757
1775 | 0.64509
1776 | 0.57977
1777 | 0.55073
1778 | 0.53284
1779 | 0.52444
1780 | 0.53274
1781 | 0.57043
1782 | 0.6569
1783 | 0.73756
1784 | 0.71936
1785 | 0.64659
1786 | 0.57189
1787 | 0.50682
1788 | 0.51583
1789 | 0.52079
1790 | 0.50801
1791 | 0.5489
1792 | 0.6421
1793 | 0.74652
1794 | 0.86609
1795 | 0.93695
1796 | 0.88025
1797 | 0.81017
1798 | 0.74542
1799 | 0.65099
1800 | 0.58614
1801 | 0.55632
1802 | 0.5377
1803 | 0.53111
1804 | 0.53946
1805 | 0.57628
1806 | 0.66062
1807 | 0.7404
1808 | 0.71668
1809 | 0.63442
1810 | 0.54078
1811 | 0.47083
1812 | 0.47926
1813 | 0.51677
1814 | 0.55419
1815 | 0.62172
1816 | 0.68346
1817 | 0.77603
1818 | 0.85607
1819 | 0.91287
1820 | 0.85897
1821 | 0.79525
1822 | 0.75068
1823 | 0.66953
1824 | 0.60506
1825 | 0.56339
1826 | 0.54231
1827 | 0.53143
1828 | 0.53615
1829 | 0.56052
1830 | 0.61043
1831 | 0.65961
1832 | 0.6476
1833 | 0.58401
1834 | 0.49937
1835 | 0.4466
1836 | 0.42969
1837 | 0.43671
1838 | 0.47304
1839 | 0.53999
1840 | 0.622
1841 | 0.74874
1842 | 0.84526
1843 | 0.90161
1844 | 0.84574
1845 | 0.78615
1846 | 0.723
1847 | 0.64982
1848 | 0.58951
1849 | 0.56506
1850 | 0.54487
1851 | 0.5347
1852 | 0.53835
1853 | 0.55964
1854 | 0.60516
1855 | 0.65277
1856 | 0.64846
1857 | 0.58474
1858 | 0.49138
1859 | 0.44535
1860 | 0.46088
1861 | 0.47735
1862 | 0.49712
1863 | 0.55475
1864 | 0.61699
1865 | 0.7443
1866 | 0.8688
1867 | 0.93606
1868 | 0.88002
1869 | 0.81238
1870 | 0.73295
1871 | 0.6481
1872 | 0.58774
1873 | 0.55135
1874 | 0.53435
1875 | 0.52802
1876 | 0.53666
1877 | 0.57676
1878 | 0.66464
1879 | 0.74809
1880 | 0.7352
1881 | 0.67244
1882 | 0.58019
1883 | 0.53336
1884 | 0.53888
1885 | 0.5297
1886 | 0.53175
1887 | 0.58056
1888 | 0.68291
1889 | 0.79881
1890 | 0.89945
1891 | 0.95607
1892 | 0.89656
1893 | 0.81994
1894 | 0.75025
1895 | 0.65577
1896 | 0.5911
1897 | 0.54905
1898 | 0.5326
1899 | 0.52891
1900 | 0.53696
1901 | 0.5747
1902 | 0.66081
1903 | 0.74335
1904 | 0.72882
1905 | 0.68262
1906 | 0.61706
1907 | 0.5782
1908 | 0.58706
1909 | 0.58581
1910 | 0.61203
1911 | 0.624
1912 | 0.67538
1913 | 0.77943
1914 | 0.88458
1915 | 0.94768
1916 | 0.88198
1917 | 0.81341
1918 | 0.74311
1919 | 0.65006
1920 | 0.58627
1921 | 0.55927
1922 | 0.53991
1923 | 0.53473
1924 | 0.5413
1925 | 0.58012
1926 | 0.66659
1927 | 0.74797
1928 | 0.71979
1929 | 0.64829
1930 | 0.56732
1931 | 0.52667
1932 | 0.51505
1933 | 0.5348
1934 | 0.55322
1935 | 0.60634
1936 | 0.68652
1937 | 0.77943
1938 | 0.89711
1939 | 0.94861
1940 | 0.88929
1941 | 0.82057
1942 | 0.7498
1943 | 0.66055
1944 | 0.59509
1945 | 0.55168
1946 | 0.53361
1947 | 0.52482
1948 | 0.53313
1949 | 0.57066
1950 | 0.65776
1951 | 0.73809
1952 | 0.71686
1953 | 0.67066
1954 | 0.56102
1955 | 0.53799
1956 | 0.52083
1957 | 0.51738
1958 | 0.53131
1959 | 0.60108
1960 | 0.70315
1961 | 0.79315
1962 | 0.87893
1963 | 0.93953
1964 | 0.88121
1965 | 0.81152
1966 | 0.74282
1967 | 0.65133
1968 | 0.58664
1969 | 0.55625
1970 | 0.5378
1971 | 0.53105
1972 | 0.5396
1973 | 0.57685
1974 | 0.66172
1975 | 0.7412
1976 | 0.72391
1977 | 0.6743
1978 | 0.58755
1979 | 0.57031
1980 | 0.58163
1981 | 0.58988
1982 | 0.60339
1983 | 0.63434
1984 | 0.71321
1985 | 0.78285
1986 | 0.86031
1987 | 0.91354
1988 | 0.85853
1989 | 0.80023
1990 | 0.75143
1991 | 0.66926
1992 | 0.60401
1993 | 0.56844
1994 | 0.54654
1995 | 0.53592
1996 | 0.54054
1997 | 0.5648
1998 | 0.6148
1999 | 0.66348
2000 | 0.64527
2001 | 0.57711
2002 | 0.48427
2003 | 0.44651
2004 | 0.45017
2005 | 0.45382
2006 | 0.45014
2007 | 0.52185
2008 | 0.60088
2009 | 0.74525
2010 | 0.84618
2011 | 0.91753
2012 | 0.86417
2013 | 0.79611
2014 | 0.7269
2015 | 0.65228
2016 | 0.59338
2017 | 0.54397
2018 | 0.52385
2019 | 0.51244
2020 | 0.51781
2021 | 0.54121
2022 | 0.58665
2023 | 0.6291
2024 | 0.61579
2025 | 0.53993
2026 | 0.4602
2027 | 0.40802
2028 | 0.40602
2029 | 0.42839
2030 | 0.44113
2031 | 0.52226
2032 | 0.59793
2033 | 0.74509
2034 | 0.85211
2035 | 0.91851
2036 | 0.86302
2037 | 0.79318
2038 | 0.71607
2039 | 0.62917
2040 | 0.57007
2041 | 0.5318
2042 | 0.51425
2043 | 0.50727
2044 | 0.5176
2045 | 0.56082
2046 | 0.64874
2047 | 0.72265
2048 | 0.69284
2049 | 0.61005
2050 | 0.51502
2051 | 0.47526
2052 | 0.47293
2053 | 0.47602
2054 | 0.48688
2055 | 0.50901
2056 | 0.59368
2057 | 0.72026
2058 | 0.86039
2059 | 0.93979
2060 | 0.88012
2061 | 0.80296
2062 | 0.7329
2063 | 0.63973
2064 | 0.57598
2065 | 0.54657
2066 | 0.52921
2067 | 0.52361
2068 | 0.53265
2069 | 0.57289
2070 | 0.65772
2071 | 0.73175
2072 | 0.69648
2073 | 0.61565
2074 | 0.52222
2075 | 0.46524
2076 | 0.46502
2077 | 0.43515
2078 | 0.44672
2079 | 0.5058
2080 | 0.59135
2081 | 0.72854
2082 | 0.86246
2083 | 0.94406
2084 | 0.88733
2085 | 0.8128
2086 | 0.73922
2087 | 0.6485
2088 | 0.58535
2089 | 0.53876
2090 | 0.51843
2091 | 0.51268
2092 | 0.52187
2093 | 0.56413
2094 | 0.65138
2095 | 0.72286
2096 | 0.69047
2097 | 0.61182
2098 | 0.51268
2099 | 0.47883
2100 | 0.47626
2101 | 0.4853
2102 | 0.49828
2103 | 0.54958
2104 | 0.65254
2105 | 0.77056
2106 | 0.87243
2107 | 0.93649
2108 | 0.87712
2109 | 0.80411
2110 | 0.73713
2111 | 0.64355
2112 | 0.57896
2113 | 0.54824
2114 | 0.52887
2115 | 0.51972
2116 | 0.52952
2117 | 0.57017
2118 | 0.65632
2119 | 0.73019
2120 | 0.6982
2121 | 0.61867
2122 | 0.51459
2123 | 0.48498
2124 | 0.48311
2125 | 0.46306
2126 | 0.47466
2127 | 0.54833
2128 | 0.63428
2129 | 0.74656
2130 | 0.8585
2131 | 0.93739
2132 | 0.88303
2133 | 0.80763
2134 | 0.74358
2135 | 0.64934
2136 | 0.58568
2137 | 0.55055
2138 | 0.53074
2139 | 0.52294
2140 | 0.53274
2141 | 0.57347
2142 | 0.65734
2143 | 0.73127
2144 | 0.69068
2145 | 0.61982
2146 | 0.55029
2147 | 0.49989
2148 | 0.50531
2149 | 0.52673
2150 | 0.50642
2151 | 0.573
2152 | 0.65833
2153 | 0.75261
2154 | 0.85553
2155 | 0.9177
2156 | 0.86159
2157 | 0.79408
2158 | 0.74632
2159 | 0.66707
2160 | 0.60301
2161 | 0.57161
2162 | 0.55065
2163 | 0.53941
2164 | 0.54317
2165 | 0.56981
2166 | 0.62384
2167 | 0.64918
2168 | 0.6511
2169 | 0.59286
2170 | 0.50644
2171 | 0.4649
2172 | 0.45053
2173 | 0.43076
2174 | 0.44985
2175 | 0.51672
2176 | 0.61329
2177 | 0.73345
2178 | 0.82968
2179 | 0.88327
2180 | 0.83708
2181 | 0.77392
2182 | 0.71672
2183 | 0.64815
2184 | 0.59581
2185 | 0.58223
2186 | 0.56283
2187 | 0.55284
2188 | 0.55429
2189 | 0.57722
2190 | 0.6258
2191 | 0.65204
2192 | 0.64169
2193 | 0.57773
2194 | 0.48771
2195 | 0.446
2196 | 0.42942
2197 | 0.39476
2198 | 0.44672
2199 | 0.52754
2200 | 0.62656
2201 | 0.75734
2202 | 0.87283
2203 | 0.9277
2204 | 0.88148
2205 | 0.81149
2206 | 0.73582
2207 | 0.65777
2208 | 0.60522
2209 | 0.56628
2210 | 0.5494
2211 | 0.54332
2212 | 0.55094
2213 | 0.5931
2214 | 0.68362
2215 | 0.74261
2216 | 0.72831
2217 | 0.66211
2218 | 0.59199
2219 | 0.5447
2220 | 0.52638
2221 | 0.48496
2222 | 0.51938
2223 | 0.59478
2224 | 0.6711
2225 | 0.77361
2226 | 0.88115
2227 | 0.94971
2228 | 0.89386
2229 | 0.81579
2230 | 0.74952
2231 | 0.66347
2232 | 0.60571
2233 | 0.56657
2234 | 0.5504
2235 | 0.54601
2236 | 0.55262
2237 | 0.59217
2238 | 0.68032
2239 | 0.73674
2240 | 0.71132
2241 | 0.65076
2242 | 0.5734
2243 | 0.5355
2244 | 0.55287
2245 | 0.52139
2246 | 0.53011
2247 | 0.59867
2248 | 0.67041
2249 | 0.77552
2250 | 0.87658
2251 | 0.93587
2252 | 0.88222
2253 | 0.81028
2254 | 0.74465
2255 | 0.65881
2256 | 0.60145
2257 | 0.57003
2258 | 0.55177
2259 | 0.54667
2260 | 0.55282
2261 | 0.59376
2262 | 0.68441
2263 | 0.73986
2264 | 0.7054
2265 | 0.61898
2266 | 0.53202
2267 | 0.49604
2268 | 0.4932
2269 | 0.46652
2270 | 0.48972
2271 | 0.55257
2272 | 0.64259
2273 | 0.74475
2274 | 0.86518
2275 | 0.93383
2276 | 0.88507
2277 | 0.81309
2278 | 0.74638
2279 | 0.66369
2280 | 0.60496
2281 | 0.56927
2282 | 0.55175
2283 | 0.54336
2284 | 0.55137
2285 | 0.59106
2286 | 0.68118
2287 | 0.73616
2288 | 0.7089
2289 | 0.64135
2290 | 0.5573
2291 | 0.53225
2292 | 0.52275
2293 | 0.48432
2294 | 0.50519
2295 | 0.56017
2296 | 0.65094
2297 | 0.77724
2298 | 0.86393
2299 | 0.92936
2300 | 0.88121
2301 | 0.80827
2302 | 0.74532
2303 | 0.66016
2304 | 0.60276
2305 | 0.58621
2306 | 0.56447
2307 | 0.55754
2308 | 0.55991
2309 | 0.58886
2310 | 0.65069
2311 | 0.68521
2312 | 0.6895
2313 | 0.66066
2314 | 0.62973
2315 | 0.61047
2316 | 0.57783
2317 | 0.58703
2318 | 0.61877
2319 | 0.63602
2320 | 0.72679
2321 | 0.81819
2322 | 0.87727
2323 | 0.91953
2324 | 0.86939
2325 | 0.80731
2326 | 0.76918
2327 | 0.68906
2328 | 0.6281
2329 | 0.58469
2330 | 0.56412
2331 | 0.55376
2332 | 0.5564
2333 | 0.58264
2334 | 0.63774
2335 | 0.66492
2336 | 0.67042
2337 | 0.64082
2338 | 0.57898
2339 | 0.53482
2340 | 0.52757
2341 | 0.54002
2342 | 0.54411
2343 | 0.58367
2344 | 0.63972
2345 | 0.7625
2346 | 0.84276
2347 | 0.89557
2348 | 0.84941
2349 | 0.78854
2350 | 0.72906
2351 | 0.66125
2352 | 0.60931
2353 | 0.55925
2354 | 0.54077
2355 | 0.53049
2356 | 0.53362
2357 | 0.55725
2358 | 0.60741
2359 | 0.62719
2360 | 0.63813
2361 | 0.61942
2362 | 0.55414
2363 | 0.53241
2364 | 0.49738
2365 | 0.48313
2366 | 0.47171
2367 | 0.51006
2368 | 0.59798
2369 | 0.73662
2370 | 0.84217
2371 | 0.90072
2372 | 0.85694
2373 | 0.78833
2374 | 0.71016
2375 | 0.63324
2376 | 0.58251
2377 | 0.54462
2378 | 0.52854
2379 | 0.52252
2380 | 0.5316
2381 | 0.57456
2382 | 0.66462
2383 | 0.71915
2384 | 0.70134
2385 | 0.63879
2386 | 0.57711
2387 | 0.55043
2388 | 0.5471
2389 | 0.53826
2390 | 0.58755
2391 | 0.61471
2392 | 0.69868
2393 | 0.77889
2394 | 0.86612
2395 | 0.92383
2396 | 0.87047
2397 | 0.7924
2398 | 0.72659
2399 | 0.64085
2400 | 0.58305
2401 | 0.56191
2402 | 0.54605
2403 | 0.54207
2404 | 0.54866
2405 | 0.58857
2406 | 0.67829
2407 | 0.73218
2408 | 0.71804
2409 | 0.66351
2410 | 0.59545
2411 | 0.56385
2412 | 0.54699
2413 | 0.53898
2414 | 0.53345
2415 | 0.59233
2416 | 0.6564
2417 | 0.74663
2418 | 0.86807
2419 | 0.93452
2420 | 0.88308
2421 | 0.80788
2422 | 0.74053
2423 | 0.65557
2424 | 0.59869
2425 | 0.57377
2426 | 0.55507
2427 | 0.55011
2428 | 0.55617
2429 | 0.59705
2430 | 0.68737
2431 | 0.74203
2432 | 0.71323
2433 | 0.65577
2434 | 0.60247
2435 | 0.56107
2436 | 0.54852
2437 | 0.5469
2438 | 0.56833
2439 | 0.63151
2440 | 0.68725
2441 | 0.76338
2442 | 0.87216
2443 | 0.93873
2444 | 0.88865
2445 | 0.81783
2446 | 0.75059
2447 | 0.66561
2448 | 0.60931
2449 | 0.57419
2450 | 0.55641
2451 | 0.54843
2452 | 0.55606
2453 | 0.59568
2454 | 0.68541
2455 | 0.73915
2456 | 0.71286
2457 | 0.65177
2458 | 0.58158
2459 | 0.54124
2460 | 0.54665
2461 | 0.54415
2462 | 0.59816
2463 | 0.6546
2464 | 0.73553
2465 | 0.8157
2466 | 0.87862
2467 | 0.93564
2468 | 0.88943
2469 | 0.81717
2470 | 0.75228
2471 | 0.66441
2472 | 0.60867
2473 | 0.57921
2474 | 0.56111
2475 | 0.55464
2476 | 0.56088
2477 | 0.60054
2478 | 0.68857
2479 | 0.74359
2480 | 0.72335
2481 | 0.6789
2482 | 0.60377
2483 | 0.57599
2484 | 0.57776
2485 | 0.59057
2486 | 0.58421
2487 | 0.64485
2488 | 0.72509
2489 | 0.79129
2490 | 0.86579
2491 | 0.90685
2492 | 0.86198
2493 | 0.80105
2494 | 0.75757
2495 | 0.68392
2496 | 0.62633
2497 | 0.58252
2498 | 0.56156
2499 | 0.55099
2500 | 0.55411
2501 | 0.58029
2502 | 0.63482
2503 | 0.66154
2504 | 0.64731
2505 | 0.60119
2506 | 0.54321
2507 | 0.5173
2508 | 0.53005
2509 | 0.48381
2510 | 0.45911
2511 | 0.52107
2512 | 0.63663
2513 | 0.74358
2514 | 0.84137
2515 | 0.89448
2516 | 0.84867
2517 | 0.78765
2518 | 0.72667
2519 | 0.65883
2520 | 0.60726
2521 | 0.56201
2522 | 0.54318
2523 | 0.53305
2524 | 0.53627
2525 | 0.55974
2526 | 0.60968
2527 | 0.62828
2528 | 0.61197
2529 | 0.55723
2530 | 0.4582
2531 | 0.43222
2532 | 0.41651
2533 | 0.40099
2534 | 0.42404
2535 | 0.46788
2536 | 0.55653
2537 | 0.71155
2538 | 0.84306
2539 | 0.90717
2540 | 0.86189
2541 | 0.79204
2542 | 0.71494
2543 | 0.63584
2544 | 0.58534
2545 | 0.56533
2546 | 0.54882
2547 | 0.54319
2548 | 0.55059
2549 | 0.59311
2550 | 0.6845
2551 | 0.74213
2552 | 0.72237
2553 | 0.67347
2554 | 0.60004
2555 | 0.57961
2556 | 0.56995
2557 | 0.54763
2558 | 0.54376
2559 | 0.60166
2560 | 0.67444
2561 | 0.76983
2562 | 0.87992
2563 | 0.94755
2564 | 0.89381
2565 | 0.81474
2566 | 0.74804
2567 | 0.66099
2568 | 0.60624
2569 | 0.56208
2570 | 0.54563
2571 | 0.54092
2572 | 0.54874
2573 | 0.58815
2574 | 0.67882
2575 | 0.73068
2576 | 0.69831
2577 | 0.64737
2578 | 0.58356
2579 | 0.55942
2580 | 0.57729
2581 | 0.53979
2582 | 0.55303
2583 | 0.61055
2584 | 0.682
2585 | 0.76969
2586 | 0.86244
2587 | 0.92994
2588 | 0.87772
2589 | 0.80618
2590 | 0.73871
2591 | 0.65159
2592 | 0.59748
2593 | 0.57159
2594 | 0.55316
2595 | 0.54799
2596 | 0.55417
2597 | 0.59521
2598 | 0.68508
2599 | 0.7372
2600 | 0.71394
2601 | 0.68397
2602 | 0.61993
2603 | 0.59615
2604 | 0.60131
2605 | 0.61518
2606 | 0.64197
2607 | 0.69902
2608 | 0.7614
2609 | 0.8161
2610 | 0.88121
2611 | 0.93243
2612 | 0.88475
2613 | 0.81289
2614 | 0.74882
2615 | 0.66531
2616 | 0.6051
2617 | 0.56636
2618 | 0.54865
2619 | 0.54047
2620 | 0.54851
2621 | 0.58871
2622 | 0.67838
2623 | 0.73157
2624 | 0.70544
2625 | 0.67942
2626 | 0.64151
2627 | 0.61487
2628 | 0.59561
2629 | 0.61078
2630 | 0.61248
2631 | 0.66502
2632 | 0.71653
2633 | 0.79879
2634 | 0.87107
2635 | 0.92655
2636 | 0.88037
2637 | 0.80733
2638 | 0.74627
2639 | 0.65917
2640 | 0.60126
2641 | 0.56833
2642 | 0.54985
2643 | 0.54377
2644 | 0.55132
2645 | 0.59097
2646 | 0.67945
2647 | 0.73083
2648 | 0.7104
2649 | 0.68331
2650 | 0.59513
2651 | 0.54276
2652 | 0.52791
2653 | 0.53199
2654 | 0.58773
2655 | 0.66467
2656 | 0.73862
2657 | 0.80095
2658 | 0.86031
2659 | 0.90146
2660 | 0.8553
2661 | 0.79253
2662 | 0.74823
2663 | 0.67429
2664 | 0.61588
2665 | 0.57447
2666 | 0.55317
2667 | 0.54233
2668 | 0.54629
2669 | 0.57264
2670 | 0.627
2671 | 0.6494
2672 | 0.61719
2673 | 0.5529
2674 | 0.46878
2675 | 0.43795
2676 | 0.39411
2677 | 0.39841
2678 | 0.41717
2679 | 0.49691
2680 | 0.60203
2681 | 0.73516
2682 | 0.8315
2683 | 0.88516
2684 | 0.84197
2685 | 0.78019
2686 | 0.71828
2687 | 0.65171
2688 | 0.59831
2689 | 0.55597
2690 | 0.53728
2691 | 0.52685
2692 | 0.53048
2693 | 0.55374
2694 | 0.6038
2695 | 0.61894
2696 | 0.59524
2697 | 0.5229
2698 | 0.4498
2699 | 0.4518
2700 | 0.46926
2701 | 0.4558
2702 | 0.45237
2703 | 0.49892
2704 | 0.59046
2705 | 0.73915
2706 | 0.83971
2707 | 0.9004
2708 | 0.85672
2709 | 0.78637
2710 | 0.70879
2711 | 0.63217
2712 | 0.57983
2713 | 0.5578
2714 | 0.54139
2715 | 0.53614
2716 | 0.54392
2717 | 0.58613
2718 | 0.67785
2719 | 0.73278
2720 | 0.70432
2721 | 0.65756
2722 | 0.59654
2723 | 0.56889
2724 | 0.60875
2725 | 0.62881
2726 | 0.60798
2727 | 0.62961
2728 | 0.70636
2729 | 0.79197
2730 | 0.87924
2731 | 0.93896
2732 | 0.8914
2733 | 0.80897
2734 | 0.7382
2735 | 0.65518
2736 | 0.59734
2737 | 0.56762
2738 | 0.55165
2739 | 0.54772
2740 | 0.55535
2741 | 0.59662
2742 | 0.68558
2743 | 0.73875
2744 | 0.69685
2745 | 0.64922
2746 | 0.59001
2747 | 0.56486
2748 | 0.54673
2749 | 0.52867
2750 | 0.53658
2751 | 0.60404
2752 | 0.68441
2753 | 0.78675
2754 | 0.87553
2755 | 0.94259
2756 | 0.89092
2757 | 0.81417
2758 | 0.74561
2759 | 0.65779
2760 | 0.60257
2761 | 0.57688
2762 | 0.55899
2763 | 0.554
2764 | 0.56058
2765 | 0.60254
2766 | 0.69347
2767 | 0.74459
2768 | 0.70743
2769 | 0.65179
2770 | 0.59099
2771 | 0.57354
2772 | 0.5778
2773 | 0.58899
2774 | 0.62446
2775 | 0.68232
2776 | 0.75427
2777 | 0.82138
2778 | 0.89222
2779 | 0.94953
2780 | 0.89955
2781 | 0.82035
2782 | 0.75443
2783 | 0.67114
2784 | 0.61095
2785 | 0.57916
2786 | 0.56147
2787 | 0.55354
2788 | 0.5611
2789 | 0.60196
2790 | 0.69236
2791 | 0.74813
2792 | 0.71128
2793 | 0.66837
2794 | 0.59716
2795 | 0.59429
2796 | 0.59917
2797 | 0.60187
2798 | 0.57426
2799 | 0.63013
2800 | 0.69894
2801 | 0.80038
2802 | 0.88755
2803 | 0.94725
2804 | 0.90015
2805 | 0.82175
2806 | 0.75495
2807 | 0.67181
2808 | 0.61463
2809 | 0.57823
2810 | 0.56033
2811 | 0.55409
2812 | 0.5615
2813 | 0.60298
2814 | 0.69182
2815 | 0.7446
2816 | 0.71522
2817 | 0.66945
2818 | 0.62115
2819 | 0.60429
2820 | 0.59671
2821 | 0.59314
2822 | 0.58593
2823 | 0.65989
2824 | 0.72952
2825 | 0.7931
2826 | 0.86286
2827 | 0.91481
2828 | 0.87245
2829 | 0.80142
2830 | 0.75522
2831 | 0.68367
2832 | 0.62499
2833 | 0.58209
2834 | 0.56144
2835 | 0.55111
2836 | 0.55519
2837 | 0.58172
2838 | 0.63719
2839 | 0.66076
2840 | 0.64119
2841 | 0.61214
2842 | 0.54556
2843 | 0.51775
2844 | 0.51414
2845 | 0.50796
2846 | 0.52359
2847 | 0.57734
2848 | 0.64193
2849 | 0.77048
2850 | 0.84663
2851 | 0.89597
2852 | 0.85397
2853 | 0.78724
2854 | 0.72522
2855 | 0.65957
2856 | 0.60685
2857 | 0.57333
2858 | 0.55465
2859 | 0.54434
2860 | 0.54735
2861 | 0.57113
2862 | 0.62088
2863 | 0.64353
2864 | 0.64461
2865 | 0.63479
2866 | 0.58173
2867 | 0.55879
2868 | 0.54384
2869 | 0.54822
2870 | 0.55984
2871 | 0.61279
2872 | 0.68035
2873 | 0.76926
2874 | 0.86311
2875 | 0.92731
2876 | 0.88228
2877 | 0.80633
2878 | 0.72751
2879 | 0.64917
2880 | 0.59795
2881 | 0.55664
2882 | 0.54328
2883 | 0.5363
2884 | 0.54256
2885 | 0.58254
2886 | 0.66297
2887 | 0.71263
2888 | 0.7195
2889 | 0.69803
2890 | 0.64012
2891 | 0.59323
2892 | 0.5961
2893 | 0.63545
2894 | 0.61986
2895 | 0.6593
2896 | 0.76482
2897 | 0.82404
2898 | 0.87783
2899 | 0.91575
2900 | 0.87889
2901 | 0.7957
2902 | 0.72975
2903 | 0.64864
2904 | 0.5944
2905 | 0.55583
2906 | 0.54215
2907 | 0.53755
2908 | 0.54402
2909 | 0.58002
2910 | 0.66227
2911 | 0.70816
2912 | 0.676
2913 | 0.60663
2914 | 0.55507
2915 | 0.51815
2916 | 0.48724
2917 | 0.44845
2918 | 0.46434
2919 | 0.52506
2920 | 0.63481
2921 | 0.75038
2922 | 0.85216
2923 | 0.90401
2924 | 0.86814
2925 | 0.78868
2926 | 0.72389
2927 | 0.64113
2928 | 0.58984
2929 | 0.55583
2930 | 0.54081
2931 | 0.53472
2932 | 0.54097
2933 | 0.57917
2934 | 0.66114
2935 | 0.70239
2936 | 0.67347
2937 | 0.61035
2938 | 0.5467
2939 | 0.49405
2940 | 0.47146
2941 | 0.43832
2942 | 0.48789
2943 | 0.52955
2944 | 0.62633
2945 | 0.7263
2946 | 0.8318
2947 | 0.89258
2948 | 0.86642
2949 | 0.7891
2950 | 0.72447
2951 | 0.64063
2952 | 0.58716
2953 | 0.55754
2954 | 0.54232
2955 | 0.53317
2956 | 0.53949
2957 | 0.57745
2958 | 0.65829
2959 | 0.70044
2960 | 0.66192
2961 | 0.58953
2962 | 0.50572
2963 | 0.46668
2964 | 0.46759
2965 | 0.47291
2966 | 0.50803
2967 | 0.587
2968 | 0.68694
2969 | 0.76948
2970 | 0.8506
2971 | 0.89401
2972 | 0.86685
2973 | 0.78812
2974 | 0.72644
2975 | 0.64489
2976 | 0.58859
2977 | 0.55931
2978 | 0.54459
2979 | 0.5376
2980 | 0.54389
2981 | 0.58141
2982 | 0.66024
2983 | 0.70429
2984 | 0.67127
2985 | 0.61458
2986 | 0.57506
2987 | 0.55319
2988 | 0.56373
2989 | 0.5857
2990 | 0.607
2991 | 0.65587
2992 | 0.70408
2993 | 0.76298
2994 | 0.83245
2995 | 0.87042
2996 | 0.843
2997 | 0.77031
2998 | 0.73013
2999 | 0.65915
3000 | 0.60399
3001 | 0.56843
3002 | 0.55046
3003 | 0.53976
3004 | 0.54246
3005 | 0.56557
3006 | 0.61076
3007 | 0.62463
3008 | 0.61027
3009 | 0.55855
3010 | 0.48134
3011 | 0.46687
3012 | 0.47295
3013 | 0.49052
3014 | 0.50707
3015 | 0.56679
3016 | 0.63227
3017 | 0.72241
3018 | 0.81512
3019 | 0.85569
3020 | 0.83032
3021 | 0.7615
3022 | 0.70085
3023 | 0.63903
3024 | 0.59065
3025 | 0.56434
3026 | 0.54772
3027 | 0.5372
3028 | 0.53833
3029 | 0.55895
3030 | 0.5987
3031 | 0.60987
3032 | 0.59702
3033 | 0.55575
3034 | 0.5008
3035 | 0.48147
3036 | 0.46174
3037 | 0.43725
3038 | 0.44676
3039 | 0.52667
3040 | 0.62192
3041 | 0.74425
3042 | 0.84891
3043 | 0.89044
3044 | 0.85889
3045 | 0.78456
3046 | 0.70843
3047 | 0.63472
3048 | 0.5858
3049 | 0.55126
3050 | 0.53799
3051 | 0.53102
3052 | 0.53794
3053 | 0.57809
3054 | 0.6575
3055 | 0.70291
3056 | 0.682
3057 | 0.65108
3058 | 0.61415
3059 | 0.58672
3060 | 0.58406
3061 | 0.58526
3062 | 0.59087
3063 | 0.65283
3064 | 0.72549
3065 | 0.78517
3066 | 0.86496
3067 | 0.90975
3068 | 0.87324
3069 | 0.78982
3070 | 0.7237
3071 | 0.64384
3072 | 0.5898
3073 | 0.55302
3074 | 0.5401
3075 | 0.53524
3076 | 0.54151
3077 | 0.57982
3078 | 0.6583
3079 | 0.70104
3080 | 0.66253
3081 | 0.62387
3082 | 0.59014
3083 | 0.56474
3084 | 0.55336
3085 | 0.56254
3086 | 0.59232
3087 | 0.65396
3088 | 0.70644
3089 | 0.79014
3090 | 0.86138
3091 | 0.90196
3092 | 0.86709
3093 | 0.7877
3094 | 0.72112
3095 | 0.64006
3096 | 0.58681
3097 | 0.55496
3098 | 0.5401
3099 | 0.53455
3100 | 0.53983
3101 | 0.57861
3102 | 0.65892
3103 | 0.69869
3104 | 0.68349
3105 | 0.64371
3106 | 0.60411
3107 | 0.60995
3108 | 0.62206
3109 | 0.63527
3110 | 0.63224
3111 | 0.64245
3112 | 0.70148
3113 | 0.77288
3114 | 0.85289
3115 | 0.89637
3116 | 0.86569
3117 | 0.78995
3118 | 0.72437
3119 | 0.64193
3120 | 0.58717
3121 | 0.54866
3122 | 0.53423
3123 | 0.52545
3124 | 0.53221
3125 | 0.57032
3126 | 0.65007
3127 | 0.6894
3128 | 0.6585
3129 | 0.60438
3130 | 0.53615
3131 | 0.51816
3132 | 0.50637
3133 | 0.49947
3134 | 0.5379
3135 | 0.58673
3136 | 0.67699
3137 | 0.7575
3138 | 0.83169
3139 | 0.88339
3140 | 0.85535
3141 | 0.77561
3142 | 0.71339
3143 | 0.63337
3144 | 0.57989
3145 | 0.55498
3146 | 0.54032
3147 | 0.5337
3148 | 0.5403
3149 | 0.57857
3150 | 0.65617
3151 | 0.69726
3152 | 0.66015
3153 | 0.62676
3154 | 0.56911
3155 | 0.54957
3156 | 0.54319
3157 | 0.54447
3158 | 0.56982
3159 | 0.61755
3160 | 0.68555
3161 | 0.75005
3162 | 0.82906
3163 | 0.86501
3164 | 0.83728
3165 | 0.76879
3166 | 0.72369
3167 | 0.65514
3168 | 0.60033
3169 | 0.56274
3170 | 0.54418
3171 | 0.5334
3172 | 0.53602
3173 | 0.56031
3174 | 0.60512
3175 | 0.61439
3176 | 0.59794
3177 | 0.55613
3178 | 0.50564
3179 | 0.46345
3180 | 0.45576
3181 | 0.42016
3182 | 0.47806
3183 | 0.55315
3184 | 0.62506
3185 | 0.73975
3186 | 0.81059
3187 | 0.85261
3188 | 0.82552
3189 | 0.75498
3190 | 0.69579
3191 | 0.63264
3192 | 0.58494
3193 | 0.55034
3194 | 0.53449
3195 | 0.524
3196 | 0.52638
3197 | 0.54742
3198 | 0.58781
3199 | 0.59308
3200 | 0.58125
3201 | 0.55427
3202 | 0.50869
3203 | 0.47851
3204 | 0.4887
3205 | 0.49951
3206 | 0.52901
3207 | 0.60147
3208 | 0.6695
3209 | 0.76813
3210 | 0.8382
3211 | 0.87258
3212 | 0.84628
3213 | 0.77052
3214 | 0.69691
3215 | 0.62143
3216 | 0.57268
3217 | 0.54404
3218 | 0.53106
3219 | 0.52369
3220 | 0.53138
3221 | 0.5716
3222 | 0.65196
3223 | 0.69385
3224 | 0.66383
3225 | 0.61077
3226 | 0.56479
3227 | 0.52605
3228 | 0.54926
3229 | 0.52347
3230 | 0.55895
3231 | 0.61667
3232 | 0.69264
3233 | 0.76823
3234 | 0.85792
3235 | 0.90147
3236 | 0.8652
3237 | 0.78276
3238 | 0.71689
3239 | 0.63636
3240 | 0.58255
3241 | 0.55743
3242 | 0.54362
3243 | 0.5389
3244 | 0.54508
3245 | 0.58291
3246 | 0.66274
3247 | 0.70376
3248 | 0.67405
3249 | 0.62424
3250 | 0.57998
3251 | 0.53007
3252 | 0.50912
3253 | 0.50255
3254 | 0.53808
3255 | 0.61254
3256 | 0.67557
3257 | 0.75113
3258 | 0.84951
3259 | 0.90111
3260 | 0.87073
3261 | 0.79184
3262 | 0.72551
3263 | 0.64294
3264 | 0.59084
3265 | 0.56571
3266 | 0.55076
3267 | 0.54467
3268 | 0.54949
3269 | 0.58842
3270 | 0.66929
3271 | 0.71363
3272 | 0.6784
3273 | 0.65132
3274 | 0.60793
3275 | 0.59865
3276 | 0.5952
3277 | 0.58472
3278 | 0.60776
3279 | 0.6614
3280 | 0.72565
3281 | 0.79295
3282 | 0.86287
3283 | 0.9085
3284 | 0.87572
3285 | 0.79974
3286 | 0.73537
3287 | 0.65104
3288 | 0.59959
3289 | 0.5687
3290 | 0.55342
3291 | 0.54456
3292 | 0.551
3293 | 0.58872
3294 | 0.66873
3295 | 0.71099
3296 | 0.6766
3297 | 0.64161
3298 | 0.58684
3299 | 0.56305
3300 | 0.54393
3301 | 0.52786
3302 | 0.5579
3303 | 0.5941
3304 | 0.66896
3305 | 0.75986
3306 | 0.84399
3307 | 0.90043
3308 | 0.87454
3309 | 0.79801
3310 | 0.7353
3311 | 0.65293
3312 | 0.60115
3313 | 0.56405
3314 | 0.54951
3315 | 0.54278
3316 | 0.5487
3317 | 0.5866
3318 | 0.66497
3319 | 0.70514
3320 | 0.66705
3321 | 0.63316
3322 | 0.58512
3323 | 0.56128
3324 | 0.53293
3325 | 0.50017
3326 | 0.55938
3327 | 0.62119
3328 | 0.67422
3329 | 0.74782
3330 | 0.83183
3331 | 0.87068
3332 | 0.84723
3333 | 0.77697
3334 | 0.7334
3335 | 0.66268
3336 | 0.60942
3337 | 0.57397
3338 | 0.55577
3339 | 0.54478
3340 | 0.54655
3341 | 0.57045
3342 | 0.61592
3343 | 0.62989
3344 | 0.60886
3345 | 0.56748
3346 | 0.51639
3347 | 0.48436
3348 | 0.46781
3349 | 0.47375
3350 | 0.5401
3351 | 0.59735
3352 | 0.67348
3353 | 0.75812
3354 | 0.82823
3355 | 0.86474
3356 | 0.83937
3357 | 0.76872
3358 | 0.70956
3359 | 0.64546
3360 | 0.59734
3361 | 0.56176
3362 | 0.54545
3363 | 0.53469
3364 | 0.53592
3365 | 0.55723
3366 | 0.5981
3367 | 0.60461
3368 | 0.59064
3369 | 0.55721
3370 | 0.49414
3371 | 0.46034
3372 | 0.45303
3373 | 0.4218
3374 | 0.47707
3375 | 0.52746
3376 | 0.60572
3377 | 0.7404
3378 | 0.83843
3379 | 0.89018
3380 | 0.86343
3381 | 0.78284
3382 | 0.70794
3383 | 0.62924
3384 | 0.58314
3385 | 0.557
3386 | 0.54388
3387 | 0.53665
3388 | 0.5429
3389 | 0.58286
3390 | 0.66252
3391 | 0.70948
3392 | 0.69074
3393 | 0.65359
3394 | 0.62002
3395 | 0.62492
3396 | 0.61744
3397 | 0.63104
3398 | 0.65369
3399 | 0.68743
3400 | 0.7398
3401 | 0.7843
3402 | 0.85867
3403 | 0.91004
3404 | 0.87869
3405 | 0.79789
3406 | 0.73073
3407 | 0.65038
3408 | 0.59513
3409 | 0.55776
3410 | 0.54452
3411 | 0.53965
3412 | 0.54571
3413 | 0.58388
3414 | 0.66365
3415 | 0.70371
3416 | 0.67001
3417 | 0.60557
3418 | 0.54916
3419 | 0.54968
3420 | 0.54869
3421 | 0.52943
3422 | 0.5428
3423 | 0.6013
3424 | 0.68616
3425 | 0.76056
3426 | 0.84835
3427 | 0.90691
3428 | 0.87111
3429 | 0.79164
3430 | 0.72458
3431 | 0.64482
3432 | 0.59185
3433 | 0.5703
3434 | 0.55549
3435 | 0.55012
3436 | 0.55478
3437 | 0.59334
3438 | 0.67487
3439 | 0.71626
3440 | 0.68004
3441 | 0.63768
3442 | 0.58386
3443 | 0.54121
3444 | 0.52939
3445 | 0.50761
3446 | 0.54694
3447 | 0.60107
3448 | 0.68151
3449 | 0.76107
3450 | 0.85747
3451 | 0.90858
3452 | 0.88018
3453 | 0.80423
3454 | 0.73767
3455 | 0.65623
3456 | 0.60389
3457 | 0.57371
3458 | 0.55861
3459 | 0.54901
3460 | 0.55542
3461 | 0.59272
3462 | 0.67262
3463 | 0.71913
3464 | 0.68538
3465 | 0.64587
3466 | 0.59144
3467 | 0.56889
3468 | 0.55097
3469 | 0.53996
3470 | 0.57487
3471 | 0.63281
3472 | 0.69845
3473 | 0.77365
3474 | 0.858
3475 | 0.91165
3476 | 0.88562
3477 | 0.80699
3478 | 0.74187
3479 | 0.6599
3480 | 0.60602
3481 | 0.56656
3482 | 0.55153
3483 | 0.54431
3484 | 0.55078
3485 | 0.58944
3486 | 0.66918
3487 | 0.70955
3488 | 0.68501
3489 | 0.66117
3490 | 0.62605
3491 | 0.61401
3492 | 0.5861
3493 | 0.59221
3494 | 0.5997
3495 | 0.683
3496 | 0.76098
3497 | 0.79704
3498 | 0.84889
3499 | 0.88037
3500 | 0.85561
3501 | 0.78549
3502 | 0.74133
3503 | 0.66848
3504 | 0.61244
3505 | 0.58162
3506 | 0.56319
3507 | 0.55234
3508 | 0.55457
3509 | 0.57869
3510 | 0.62469
3511 | 0.64224
3512 | 0.61584
3513 | 0.57806
3514 | 0.51816
3515 | 0.4986
3516 | 0.50773
3517 | 0.50277
3518 | 0.53609
3519 | 0.63143
3520 | 0.70817
3521 | 0.78839
3522 | 0.8414
3523 | 0.8747
3524 | 0.84872
3525 | 0.77972
3526 | 0.723
3527 | 0.654
3528 | 0.60454
3529 | 0.56902
3530 | 0.55207
3531 | 0.54187
3532 | 0.54305
3533 | 0.56435
3534 | 0.60452
3535 | 0.61233
3536 | 0.59523
3537 | 0.54817
3538 | 0.47817
3539 | 0.45135
3540 | 0.45343
3541 | 0.43742
3542 | 0.4884
3543 | 0.55217
3544 | 0.64244
3545 | 0.76223
3546 | 0.84554
3547 | 0.89501
3548 | 0.87051
3549 | 0.79311
3550 | 0.71585
3551 | 0.6406
3552 | 0.59014
3553 | 0.56185
3554 | 0.54392
3555 | 0.53718
3556 | 0.53732
3557 | 0.56171
3558 | 0.60429
3559 | 0.6155
3560 | 0.61729
3561 | 0.59573
3562 | 0.53907
3563 | 0.5327
3564 | 0.49111
3565 | 0.49236
3566 | 0.47894
3567 | 0.53221
3568 | 0.61778
3569 | 0.72541
3570 | 0.82487
3571 | 0.8678
3572 | 0.85385
3573 | 0.78253
3574 | 0.71377
3575 | 0.64245
3576 | 0.59521
3577 | 0.55888
3578 | 0.54562
3579 | 0.54115
3580 | 0.54784
3581 | 0.58693
3582 | 0.66795
3583 | 0.71258
3584 | 0.68019
3585 | 0.63188
3586 | 0.59388
3587 | 0.57781
3588 | 0.5717
3589 | 0.59536
3590 | 0.60058
3591 | 0.63978
3592 | 0.70994
3593 | 0.7822
3594 | 0.85779
3595 | 0.90719
3596 | 0.87822
3597 | 0.79709
3598 | 0.72815
3599 | 0.6454
3600 | 0.59318
3601 | 0.55805
3602 | 0.54256
3603 | 0.53693
3604 | 0.54319
3605 | 0.58259
3606 | 0.66545
3607 | 0.70517
3608 | 0.67492
3609 | 0.61473
3610 | 0.56586
3611 | 0.53296
3612 | 0.5449
3613 | 0.55321
3614 | 0.58574
3615 | 0.61418
3616 | 0.67419
3617 | 0.74809
3618 | 0.84567
3619 | 0.90007
3620 | 0.87287
3621 | 0.79442
3622 | 0.72701
3623 | 0.64296
3624 | 0.59115
3625 | 0.56727
3626 | 0.54933
3627 | 0.53805
3628 | 0.54529
3629 | 0.58043
3630 | 0.64924
3631 | 0.68662
3632 | 0.67885
3633 | 0.63997
3634 | 0.57964
3635 | 0.57782
3636 | 0.58516
3637 | 0.60579
3638 | 0.61693
3639 | 0.6552
3640 | 0.71798
3641 | 0.76356
3642 | 0.84054
3643 | 0.88277
3644 | 0.87551
3645 | 0.80259
3646 | 0.74502
3647 | 0.66101
3648 | 0.60408
3649 | 0.5705
3650 | 0.55205
3651 | 0.54242
3652 | 0.54977
3653 | 0.58474
3654 | 0.65258
3655 | 0.68857
3656 | 0.67904
3657 | 0.63768
3658 | 0.6153
3659 | 0.61027
3660 | 0.60675
3661 | 0.62
3662 | 0.6387
3663 | 0.68387
3664 | 0.74901
3665 | 0.80032
3666 | 0.83779
3667 | 0.86026
3668 | 0.85475
3669 | 0.79059
3670 | 0.75678
3671 | 0.6801
3672 | 0.61886
3673 | 0.58729
3674 | 0.56574
3675 | 0.5523
3676 | 0.55467
3677 | 0.57549
3678 | 0.60926
3679 | 0.61977
3680 | 0.62312
3681 | 0.5983
3682 | 0.5679
3683 | 0.55908
3684 | 0.53337
3685 | 0.5171
3686 | 0.53483
3687 | 0.60538
3688 | 0.68052
3689 | 0.77045
3690 | 0.83603
3691 | 0.85554
3692 | 0.84865
3693 | 0.78842
3694 | 0.73486
3695 | 0.66782
3696 | 0.61407
3697 | 0.57137
3698 | 0.55176
3699 | 0.53889
3700 | 0.54027
3701 | 0.55782
3702 | 0.58018
3703 | 0.59371
3704 | 0.60352
3705 | 0.56255
3706 | 0.51812
3707 | 0.49886
3708 | 0.50957
3709 | 0.49378
3710 | 0.51907
3711 | 0.55376
3712 | 0.61928
3713 | 0.73853
3714 | 0.83583
3715 | 0.8777
3716 | 0.86981
3717 | 0.80031
3718 | 0.72962
3719 | 0.64891
3720 | 0.59641
3721 | 0.57059
3722 | 0.55365
3723 | 0.5446
3724 | 0.55118
3725 | 0.5884
3726 | 0.65876
3727 | 0.70123
3728 | 0.69459
3729 | 0.64792
3730 | 0.59256
3731 | 0.5822
3732 | 0.58312
3733 | 0.57676
3734 | 0.61831
3735 | 0.64109
3736 | 0.72504
3737 | 0.80191
3738 | 0.87694
3739 | 0.91148
3740 | 0.89587
3741 | 0.81869
3742 | 0.75643
3743 | 0.66647
3744 | 0.61134
3745 | 0.57741
3746 | 0.5611
3747 | 0.55374
3748 | 0.55965
3749 | 0.59426
3750 | 0.65489
3751 | 0.70109
3752 | 0.69189
3753 | 0.67367
3754 | 0.64837
3755 | 0.60571
3756 | 0.59909
3757 | 0.58638
3758 | 0.60552
3759 | 0.65904
3760 | 0.72261
3761 | 0.77546
3762 | 0.86111
3763 | 0.90238
3764 | 0.89403
3765 | 0.81878
3766 | 0.75853
3767 | 0.67021
3768 | 0.61412
3769 | 0.57517
3770 | 0.55671
3771 | 0.54839
3772 | 0.55306
3773 | 0.58895
3774 | 0.65876
3775 | 0.69414
3776 | 0.68386
3777 | 0.64062
3778 | 0.59157
3779 | 0.57472
3780 | 0.58948
3781 | 0.56525
3782 | 0.61118
3783 | 0.66964
3784 | 0.76004
3785 | 0.81797
3786 | 0.86003
3787 | 0.89649
3788 | 0.88354
3789 | 0.81108
3790 | 0.7513
3791 | 0.66745
3792 | 0.61023
3793 | 0.58507
3794 | 0.56715
3795 | 0.55555
3796 | 0.56139
3797 | 0.59616
3798 | 0.66561
3799 | 0.70507
3800 | 0.68983
3801 | 0.63856
3802 | 0.59628
3803 | 0.56213
3804 | 0.56408
3805 | 0.55816
3806 | 0.58851
3807 | 0.63722
3808 | 0.71528
3809 | 0.79072
3810 | 0.86722
3811 | 0.90061
3812 | 0.89168
3813 | 0.81967
3814 | 0.76316
3815 | 0.67722
3816 | 0.62156
3817 | 0.57238
3818 | 0.55429
3819 | 0.54512
3820 | 0.55177
3821 | 0.58709
3822 | 0.65456
3823 | 0.69089
3824 | 0.67311
3825 | 0.62564
3826 | 0.57449
3827 | 0.55575
3828 | 0.56241
3829 | 0.52865
3830 | 0.5639
3831 | 0.60967
3832 | 0.6622
3833 | 0.74364
3834 | 0.82373
3835 | 0.8587
3836 | 0.85388
3837 | 0.79002
3838 | 0.75144
3839 | 0.67823
3840 | 0.62012
3841 | 0.58536
3842 | 0.56378
3843 | 0.55059
3844 | 0.55324
3845 | 0.57395
3846 | 0.60773
3847 | 0.61846
3848 | 0.62562
3849 | 0.59136
3850 | 0.5413
3851 | 0.51786
3852 | 0.52849
3853 | 0.5476
3854 | 0.55366
3855 | 0.60819
3856 | 0.67582
3857 | 0.76157
3858 | 0.8244
3859 | 0.8548
3860 | 0.84954
3861 | 0.78622
3862 | 0.73139
3863 | 0.6652
3864 | 0.61223
3865 | 0.57523
3866 | 0.55565
3867 | 0.54278
3868 | 0.54369
3869 | 0.56146
3870 | 0.58308
3871 | 0.59781
3872 | 0.60153
3873 | 0.57454
3874 | 0.51858
3875 | 0.4941
3876 | 0.49095
3877 | 0.48667
3878 | 0.51543
3879 | 0.55258
3880 | 0.6076
3881 | 0.72397
3882 | 0.83634
3883 | 0.86724
3884 | 0.86856
3885 | 0.79943
3886 | 0.73214
3887 | 0.65404
3888 | 0.60117
3889 | 0.56098
3890 | 0.54517
3891 | 0.53599
3892 | 0.54302
3893 | 0.58043
3894 | 0.65115
3895 | 0.68704
3896 | 0.68836
3897 | 0.63647
3898 | 0.5825
3899 | 0.5755
3900 | 0.5742
3901 | 0.57234
3902 | 0.5868
3903 | 0.60887
3904 | 0.69081
3905 | 0.76437
3906 | 0.85686
3907 | 0.90117
3908 | 0.88763
3909 | 0.80839
3910 | 0.74739
3911 | 0.66129
3912 | 0.60366
3913 | 0.57965
3914 | 0.56324
3915 | 0.55605
3916 | 0.56153
3917 | 0.59629
3918 | 0.658
3919 | 0.70405
3920 | 0.69432
3921 | 0.65203
3922 | 0.6196
3923 | 0.62048
3924 | 0.58225
3925 | 0.5439
3926 | 0.59567
3927 | 0.69082
3928 | 0.74986
3929 | 0.81091
3930 | 0.87474
3931 | 0.90568
3932 | 0.8944
3933 | 0.82176
3934 | 0.76105
3935 | 0.67515
3936 | 0.61812
3937 | 0.58233
3938 | 0.5634
3939 | 0.55502
3940 | 0.55959
3941 | 0.59514
3942 | 0.66461
3943 | 0.70378
3944 | 0.68576
3945 | 0.65889
3946 | 0.62606
3947 | 0.61207
3948 | 0.60991
3949 | 0.62552
3950 | 0.60448
3951 | 0.64731
3952 | 0.72999
3953 | 0.76969
3954 | 0.85063
3955 | 0.89586
3956 | 0.88846
3957 | 0.81738
3958 | 0.75963
3959 | 0.67438
3960 | 0.61876
3961 | 0.57668
3962 | 0.55833
3963 | 0.54731
3964 | 0.55384
3965 | 0.58838
3966 | 0.65805
3967 | 0.695
3968 | 0.68743
3969 | 0.65026
3970 | 0.61159
3971 | 0.57941
3972 | 0.59487
3973 | 0.61832
3974 | 0.61531
3975 | 0.6846
3976 | 0.75711
3977 | 0.79759
3978 | 0.85625
3979 | 0.89058
3980 | 0.88412
3981 | 0.81223
3982 | 0.75458
3983 | 0.67237
3984 | 0.61382
3985 | 0.57717
3986 | 0.559
3987 | 0.54996
3988 | 0.55597
3989 | 0.59121
3990 | 0.65796
3991 | 0.69669
3992 | 0.67174
3993 | 0.64392
3994 | 0.61563
3995 | 0.58652
3996 | 0.58483
3997 | 0.58171
3998 | 0.57802
3999 | 0.6444
4000 | 0.72265
4001 | 0.77626
4002 | 0.83598
4003 | 0.86015
4004 | 0.85802
4005 | 0.79481
4006 | 0.75597
4007 | 0.68356
4008 | 0.62557
4009 | 0.5887
4010 | 0.56706
4011 | 0.55396
4012 | 0.55618
4013 | 0.57665
4014 | 0.61059
4015 | 0.62384
4016 | 0.64171
4017 | 0.62261
4018 | 0.5727
4019 | 0.55121
4020 | 0.54797
4021 | 0.54548
4022 | 0.52063
4023 | 0.57015
4024 | 0.62702
4025 | 0.74832
4026 | 0.82382
4027 | 0.85103
4028 | 0.84981
4029 | 0.78761
4030 | 0.73465
4031 | 0.67132
4032 | 0.61571
4033 | 0.57234
4034 | 0.55285
4035 | 0.53962
4036 | 0.54143
4037 | 0.55862
4038 | 0.5868
4039 | 0.59248
4040 | 0.59959
4041 | 0.57649
4042 | 0.54103
4043 | 0.51705
4044 | 0.49878
4045 | 0.49705
4046 | 0.5062
4047 | 0.54092
4048 | 0.60778
4049 | 0.73568
4050 | 0.83058
4051 | 0.86895
4052 | 0.86441
4053 | 0.79666
4054 | 0.72647
4055 | 0.65175
4056 | 0.59783
4057 | 0.57047
4058 | 0.55415
4059 | 0.54529
4060 | 0.55114
4061 | 0.58809
4062 | 0.65843
4063 | 0.70244
4064 | 0.69248
4065 | 0.65379
4066 | 0.62135
4067 | 0.59694
4068 | 0.57005
4069 | 0.56684
4070 | 0.59736
4071 | 0.62836
4072 | 0.68197
4073 | 0.75421
4074 | 0.85498
4075 | 0.90856
4076 | 0.896
4077 | 0.81855
4078 | 0.75707
4079 | 0.67079
4080 | 0.61346
4081 | 0.57721
4082 | 0.56122
4083 | 0.55364
4084 | 0.55912
4085 | 0.59373
4086 | 0.66232
4087 | 0.70045
4088 | 0.68318
4089 | 0.63869
4090 | 0.60331
4091 | 0.55408
4092 | 0.54621
4093 | 0.53439
4094 | 0.55939
4095 | 0.62944
4096 | 0.71788
4097 | 0.79182
4098 | 0.86364
4099 | 0.90279
4100 | 0.89206
4101 | 0.8158
4102 | 0.75699
4103 | 0.67082
4104 | 0.61438
4105 | 0.58182
4106 | 0.56333
4107 | 0.5551
4108 | 0.56024
4109 | 0.59574
4110 | 0.66554
4111 | 0.70564
4112 | 0.68835
4113 | 0.64331
4114 | 0.5734
4115 | 0.53145
4116 | 0.53568
4117 | 0.54323
4118 | 0.56722
4119 | 0.60287
4120 | 0.70762
4121 | 0.78865
4122 | 0.86662
4123 | 0.89981
4124 | 0.89207
4125 | 0.81969
4126 | 0.75975
4127 | 0.67511
4128 | 0.6184
4129 | 0.58717
4130 | 0.56912
4131 | 0.55817
4132 | 0.56358
4133 | 0.59836
4134 | 0.66691
4135 | 0.70773
4136 | 0.69787
4137 | 0.64064
4138 | 0.58611
4139 | 0.56578
4140 | 0.55085
4141 | 0.5579
4142 | 0.59172
4143 | 0.64532
4144 | 0.7247
4145 | 0.78313
4146 | 0.85294
4147 | 0.90181
4148 | 0.89492
4149 | 0.82522
4150 | 0.76675
4151 | 0.68176
4152 | 0.62437
4153 | 0.58528
4154 | 0.56671
4155 | 0.55797
4156 | 0.5634
4157 | 0.59844
4158 | 0.66449
4159 | 0.70496
4160 | 0.68681
4161 | 0.65254
4162 | 0.59449
4163 | 0.56653
4164 | 0.56518
4165 | 0.55246
4166 | 0.58141
4167 | 0.67759
4168 | 0.74601
4169 | 0.79134
4170 | 0.85455
4171 | 0.87732
4172 | 0.86765
4173 | 0.80404
4174 | 0.76595
4175 | 0.69071
4176 | 0.63377
4177 | 0.59185
4178 | 0.57029
4179 | 0.55874
4180 | 0.55919
4181 | 0.57955
4182 | 0.61358
4183 | 0.62718
4184 | 0.6358
4185 | 0.60867
4186 | 0.55901
4187 | 0.50948
4188 | 0.50635
4189 | 0.51006
4190 | 0.50852
4191 | 0.53359
4192 | 0.60338
4193 | 0.72033
4194 | 0.81167
4195 | 0.85739
4196 | 0.85387
4197 | 0.79328
4198 | 0.73981
4199 | 0.67072
4200 | 0.61776
4201 | 0.57194
4202 | 0.55341
4203 | 0.54002
4204 | 0.54095
4205 | 0.55873
4206 | 0.58655
4207 | 0.59319
4208 | 0.60075
4209 | 0.553
4210 | 0.48919
4211 | 0.47115
4212 | 0.43552
4213 | 0.44078
4214 | 0.51305
4215 | 0.56828
4216 | 0.61902
4217 | 0.72503
4218 | 0.83066
4219 | 0.86956
4220 | 0.8637
4221 | 0.79673
4222 | 0.72881
4223 | 0.64931
4224 | 0.59684
4225 | 0.56152
4226 | 0.54596
4227 | 0.53653
4228 | 0.54277
4229 | 0.57998
4230 | 0.65145
4231 | 0.6937
4232 | 0.6876
4233 | 0.63806
4234 | 0.58172
4235 | 0.54877
4236 | 0.53705
4237 | 0.52751
4238 | 0.56286
4239 | 0.61995
4240 | 0.71534
4241 | 0.7799
4242 | 0.8596
4243 | 0.90278
4244 | 0.89152
4245 | 0.80898
4246 | 0.74876
4247 | 0.65882
4248 | 0.60384
4249 | 0.56926
4250 | 0.55277
4251 | 0.54568
4252 | 0.55154
4253 | 0.58709
4254 | 0.6578
4255 | 0.69833
4256 | 0.69118
4257 | 0.66138
4258 | 0.61109
4259 | 0.58427
4260 | 0.58069
4261 | 0.59257
4262 | 0.61736
4263 | 0.66096
4264 | 0.72797
4265 | 0.79351
4266 | 0.86008
4267 | 0.9046
4268 | 0.88927
4269 | 0.81153
4270 | 0.75153
4271 | 0.66368
4272 | 0.60573
4273 | 0.578
4274 | 0.55966
4275 | 0.5514
4276 | 0.5566
4277 | 0.59242
4278 | 0.66139
4279 | 0.70096
4280 | 0.68075
4281 | 0.6355
4282 | 0.58661
4283 | 0.57811
4284 | 0.56192
4285 | 0.56333
4286 | 0.58797
4287 | 0.62682
4288 | 0.71599
4289 | 0.77518
4290 | 0.85655
4291 | 0.89917
4292 | 0.89082
4293 | 0.81847
4294 | 0.75867
4295 | 0.67291
4296 | 0.61253
4297 | 0.57483
4298 | 0.55671
4299 | 0.54539
4300 | 0.55094
4301 | 0.58631
4302 | 0.65604
4303 | 0.6981
4304 | 0.6917
4305 | 0.6472
4306 | 0.61558
4307 | 0.60292
4308 | 0.56369
4309 | 0.52378
4310 | 0.54414
4311 | 0.57379
4312 | 0.6614
4313 | 0.74984
4314 | 0.83695
4315 | 0.8908
4316 | 0.88459
4317 | 0.81086
4318 | 0.75211
4319 | 0.66538
4320 | 0.61021
4321 | 0.57561
4322 | 0.55721
4323 | 0.54796
4324 | 0.5536
4325 | 0.58831
4326 | 0.65621
4327 | 0.69614
4328 | 0.68718
4329 | 0.63381
4330 | 0.576
4331 | 0.5717
4332 | 0.56421
4333 | 0.55388
4334 | 0.58395
4335 | 0.65724
4336 | 0.73798
4337 | 0.79528
4338 | 0.84934
4339 | 0.86579
4340 | 0.85974
4341 | 0.79214
4342 | 0.75458
4343 | 0.68381
4344 | 0.62503
4345 | 0.61709
4346 | 0.59415
4347 | 0.5802
4348 | 0.58058
4349 | 0.59919
4350 | 0.63183
4351 | 0.64573
4352 | 0.64852
4353 | 0.62123
4354 | 0.57469
4355 | 0.56789
4356 | 0.56703
4357 | 0.56588
4358 | 0.56482
4359 | 0.59909
4360 | 0.65786
4361 | 0.77905
4362 | 0.85697
4363 | 0.8952
4364 | 0.89428
4365 | 0.82941
4366 | 0.77415
4367 | 0.70288
4368 | 0.64456
4369 | 0.60346
4370 | 0.58208
4371 | 0.56853
4372 | 0.56834
4373 | 0.58402
4374 | 0.61023
4375 | 0.6167
4376 | 0.6269
4377 | 0.59941
4378 | 0.53501
4379 | 0.51685
4380 | 0.51935
4381 | 0.50032
4382 | 0.5104
4383 | 0.57688
4384 | 0.67898
4385 | 0.7897
4386 | 0.87025
4387 | 0.91585
4388 | 0.91844
4389 | 0.84356
4390 | 0.7692
4391 | 0.68716
4392 | 0.62875
4393 | 0.60516
4394 | 0.58728
4395 | 0.57731
4396 | 0.58187
4397 | 0.61731
4398 | 0.68788
4399 | 0.73362
4400 | 0.7297
4401 | 0.70448
4402 | 0.66831
4403 | 0.63685
4404 | 0.65044
4405 | 0.6604
4406 | 0.64602
4407 | 0.6853
4408 | 0.74711
4409 | 0.83082
4410 | 0.91581
4411 | 0.95857
4412 | 0.95328
4413 | 0.86998
4414 | 0.80608
4415 | 0.71402
4416 | 0.65064
4417 | 0.61968
4418 | 0.59289
4419 | 0.58284
4420 | 0.58837
4421 | 0.61189
4422 | 0.6494
4423 | 0.67337
4424 | 0.66041
4425 | 0.64249
4426 | 0.61493
4427 | 0.58692
4428 | 0.56322
4429 | 0.56481
4430 | 0.54164
4431 | 0.61344
4432 | 0.67138
4433 | 0.7753
4434 | 0.85273
4435 | 0.88324
4436 | 0.86799
4437 | 0.82884
4438 | 0.79676
4439 | 0.70796
4440 | 0.64884
4441 | 0.6219
4442 | 0.60143
4443 | 0.59342
4444 | 0.59556
4445 | 0.63004
4446 | 0.69971
4447 | 0.74507
4448 | 0.73929
4449 | 0.69813
4450 | 0.64029
4451 | 0.59918
4452 | 0.59289
4453 | 0.55432
4454 | 0.59474
4455 | 0.67191
4456 | 0.76712
4457 | 0.8374
4458 | 0.91774
4459 | 0.9567
4460 | 0.95313
4461 | 0.87641
4462 | 0.81481
4463 | 0.72205
4464 | 0.66021
4465 | 0.62367
4466 | 0.60306
4467 | 0.59131
4468 | 0.59492
4469 | 0.62802
4470 | 0.69742
4471 | 0.74381
4472 | 0.73904
4473 | 0.70323
4474 | 0.66683
4475 | 0.63116
4476 | 0.604
4477 | 0.58612
4478 | 0.60614
4479 | 0.66614
4480 | 0.76859
4481 | 0.82342
4482 | 0.90652
4483 | 0.95713
4484 | 0.95477
4485 | 0.87836
4486 | 0.81768
4487 | 0.72394
4488 | 0.66239
4489 | 0.61641
4490 | 0.59603
4491 | 0.58612
4492 | 0.58976
4493 | 0.6225
4494 | 0.68928
4495 | 0.73253
4496 | 0.73364
4497 | 0.70623
4498 | 0.65817
4499 | 0.64955
4500 | 0.63419
4501 | 0.63212
4502 | 0.64151
4503 | 0.68991
4504 | 0.76187
4505 | 0.82513
4506 | 0.87843
4507 | 0.91456
4508 | 0.91868
4509 | 0.84943
4510 | 0.80915
4511 | 0.73162
4512 | 0.66771
4513 | 0.62308
4514 | 0.59987
4515 | 0.58564
4516 | 0.58579
4517 | 0.60399
4518 | 0.6365
4519 | 0.64954
4520 | 0.64824
4521 | 0.62069
4522 | 0.5647
4523 | 0.52206
4524 | 0.52213
4525 | 0.47563
4526 | 0.53324
4527 | 0.58785
4528 | 0.66651
4529 | 0.77407
4530 | 0.8585
4531 | 0.8991
4532 | 0.90316
4533 | 0.83741
4534 | 0.78005
4535 | 0.70899
4536 | 0.65036
4537 | 0.6126
4538 | 0.59091
4539 | 0.57796
4540 | 0.57673
4541 | 0.59206
4542 | 0.61758
4543 | 0.63125
4544 | 0.63718
4545 | 0.60509
4546 | 0.55741
4547 | 0.54354
4548 | 0.5341
4549 | 0.52895
4550 | 0.57223
4551 | 0.61153
4552 | 0.66436
4553 | 0.78117
4554 | 0.88164
4555 | 0.92399
4556 | 0.92474
4557 | 0.8517
4558 | 0.78068
4559 | 0.69664
4560 | 0.63949
4561 | 0.59776
4562 | 0.57999
4563 | 0.57091
4564 | 0.5756
4565 | 0.61098
4566 | 0.68096
4567 | 0.72589
4568 | 0.73146
4569 | 0.69885
4570 | 0.64513
4571 | 0.61344
4572 | 0.60934
4573 | 0.58126
4574 | 0.59735
4575 | 0.63755
4576 | 0.71404
4577 | 0.81105
4578 | 0.91008
4579 | 0.95012
4580 | 0.94459
4581 | 0.86217
4582 | 0.79924
4583 | 0.70365
4584 | 0.64315
4585 | 0.60237
4586 | 0.58399
4587 | 0.57651
4588 | 0.58044
4589 | 0.61506
4590 | 0.68447
4591 | 0.72784
4592 | 0.71775
4593 | 0.68633
4594 | 0.62894
4595 | 0.58663
4596 | 0.58116
4597 | 0.5713
4598 | 0.58868
4599 | 0.6362
4600 | 0.71623
4601 | 0.81206
4602 | 0.90098
4603 | 0.94419
4604 | 0.93594
4605 | 0.86195
4606 | 0.79682
4607 | 0.70175
4608 | 0.64138
4609 | 0.60939
4610 | 0.58889
4611 | 0.58105
4612 | 0.58401
4613 | 0.61924
4614 | 0.68742
4615 | 0.73072
4616 | 0.72605
4617 | 0.67765
4618 | 0.62421
4619 | 0.59444
4620 | 0.58764
4621 | 0.57053
4622 | 0.58581
4623 | 0.645
4624 | 0.74086
4625 | 0.82081
4626 | 0.89943
4627 | 0.94276
4628 | 0.93851
4629 | 0.86597
4630 | 0.80405
4631 | 0.70984
4632 | 0.64672
4633 | 0.61883
4634 | 0.59873
4635 | 0.58698
4636 | 0.59067
4637 | 0.62433
4638 | 0.69169
4639 | 0.73701
4640 | 0.73467
4641 | 0.71258
4642 | 0.64925
4643 | 0.61753
4644 | 0.60503
4645 | 0.57397
4646 | 0.59736
4647 | 0.656
4648 | 0.76727
4649 | 0.843
4650 | 0.90736
4651 | 0.94919
4652 | 0.94711
4653 | 0.87102
4654 | 0.81072
4655 | 0.71719
4656 | 0.654
4657 | 0.6176
4658 | 0.59805
4659 | 0.58806
4660 | 0.59163
4661 | 0.62486
4662 | 0.69159
4663 | 0.7384
4664 | 0.73815
4665 | 0.71641
4666 | 0.65534
4667 | 0.61454
4668 | 0.61922
4669 | 0.60326
4670 | 0.63852
4671 | 0.69018
4672 | 0.76159
4673 | 0.82404
4674 | 0.89533
4675 | 0.92343
4676 | 0.91817
4677 | 0.85218
4678 | 0.8117
4679 | 0.73186
4680 | 0.67004
4681 | 0.62273
4682 | 0.59949
4683 | 0.58484
4684 | 0.58542
4685 | 0.60388
4686 | 0.63581
4687 | 0.65013
4688 | 0.66237
4689 | 0.64512
4690 | 0.59921
4691 | 0.57436
4692 | 0.5624
4693 | 0.53991
4694 | 0.53592
4695 | 0.57887
4696 | 0.65313
4697 | 0.77306
4698 | 0.85534
4699 | 0.89877
4700 | 0.90315
4701 | 0.83673
4702 | 0.78015
4703 | 0.70575
4704 | 0.6504
4705 | 0.62
4706 | 0.59959
4707 | 0.58626
4708 | 0.58409
4709 | 0.60021
4710 | 0.6257
4711 | 0.64005
4712 | 0.65
4713 | 0.62388
4714 | 0.59568
4715 | 0.57375
4716 | 0.5528
4717 | 0.54165
4718 | 0.54518
4719 | 0.57707
4720 | 0.634
4721 | 0.76081
4722 | 0.87858
4723 | 0.93091
4724 | 0.93313
4725 | 0.861
4726 | 0.79061
4727 | 0.7027
4728 | 0.64763
4729 | 0.61917
4730 | 0.60106
4731 | 0.59125
4732 | 0.59445
4733 | 0.62959
4734 | 0.69909
4735 | 0.75145
4736 | 0.76685
4737 | 0.72497
4738 | 0.69038
4739 | 0.64908
4740 | 0.65518
4741 | 0.62633
4742 | 0.65749
4743 | 0.70839
4744 | 0.79355
4745 | 0.85757
4746 | 0.92254
4747 | 0.96941
4748 | 0.96156
4749 | 0.88201
4750 | 0.81962
4751 | 0.72499
4752 | 0.66369
4753 | 0.62105
4754 | 0.60288
4755 | 0.59521
4756 | 0.5987
4757 | 0.63187
4758 | 0.69946
4759 | 0.74825
4760 | 0.74793
4761 | 0.71073
4762 | 0.6671
4763 | 0.64011
4764 | 0.64339
4765 | 0.61953
4766 | 0.63441
4767 | 0.68882
4768 | 0.73816
4769 | 0.81807
4770 | 0.9141
4771 | 0.96182
4772 | 0.95581
4773 | 0.88067
4774 | 0.81682
4775 | 0.72193
4776 | 0.66052
4777 | 0.6197
4778 | 0.59891
4779 | 0.59014
4780 | 0.59242
4781 | 0.62702
4782 | 0.69638
4783 | 0.74366
4784 | 0.74506
4785 | 0.70738
4786 | 0.65826
4787 | 0.63176
4788 | 0.6317
4789 | 0.64768
4790 | 0.67572
4791 | 0.71753
4792 | 0.78846
4793 | 0.84895
4794 | 0.92028
4795 | 0.95373
4796 | 0.94762
4797 | 0.87494
4798 | 0.81351
4799 | 0.72086
4800 | 0.65808
4801 | 0.61006
4802 | 0.59
4803 | 0.5788
4804 | 0.58331
4805 | 0.61705
4806 | 0.68698
4807 | 0.73173
4808 | 0.73693
4809 | 0.71977
4810 | 0.66169
4811 | 0.6413
4812 | 0.61436
4813 | 0.60592
4814 | 0.61345
4815 | 0.684
4816 | 0.76295
4817 | 0.84219
4818 | 0.90098
4819 | 0.93883
4820 | 0.93952
4821 | 0.86298
4822 | 0.80287
4823 | 0.71265
4824 | 0.64886
4825 | 0.61569
4826 | 0.59461
4827 | 0.58565
4828 | 0.5895
4829 | 0.62234
4830 | 0.69001
4831 | 0.736
4832 | 0.73415
4833 | 0.71099
4834 | 0.65823
4835 | 0.6197
4836 | 0.62425
4837 | 0.64489
4838 | 0.66778
4839 | 0.73369
4840 | 0.79882
4841 | 0.8459
4842 | 0.89547
4843 | 0.9164
4844 | 0.91422
4845 | 0.84739
4846 | 0.8094
4847 | 0.73229
4848 | 0.66589
4849 | 0.62558
4850 | 0.60215
4851 | 0.58771
4852 | 0.58791
4853 | 0.60655
4854 | 0.63832
4855 | 0.65532
4856 | 0.66345
4857 | 0.62833
4858 | 0.58358
4859 | 0.5639
4860 | 0.53287
4861 | 0.52917
4862 | 0.54708
4863 | 0.61652
4864 | 0.70114
4865 | 0.79236
4866 | 0.87201
4867 | 0.90572
4868 | 0.90482
4869 | 0.83788
4870 | 0.78391
4871 | 0.71282
4872 | 0.65288
4873 | 0.62068
4874 | 0.59898
4875 | 0.58507
4876 | 0.58412
4877 | 0.59944
4878 | 0.62607
4879 | 0.63985
4880 | 0.65355
4881 | 0.63191
4882 | 0.59047
4883 | 0.56058
4884 | 0.55519
4885 | 0.57474
4886 | 0.56718
4887 | 0.61536
4888 | 0.68244
4889 | 0.80396
4890 | 0.89319
4891 | 0.93648
4892 | 0.93619
4893 | 0.86324
4894 | 0.78985
4895 | 0.70916
4896 | 0.64826
4897 | 0.60674
4898 | 0.58858
4899 | 0.579
4900 | 0.58322
4901 | 0.61773
4902 | 0.68807
4903 | 0.73643
4904 | 0.7391
4905 | 0.72136
4906 | 0.67774
4907 | 0.68575
4908 | 0.6675
4909 | 0.66423
4910 | 0.67855
4911 | 0.68747
4912 | 0.75352
4913 | 0.81311
4914 | 0.8998
4915 | 0.95835
4916 | 0.95281
4917 | 0.87043
4918 | 0.80646
4919 | 0.71395
4920 | 0.65081
4921 | 0.60984
4922 | 0.59091
4923 | 0.58359
4924 | 0.58739
4925 | 0.62143
4926 | 0.68903
4927 | 0.73423
4928 | 0.74337
4929 | 0.72957
4930 | 0.68914
4931 | 0.65169
4932 | 0.64442
4933 | 0.64882
4934 | 0.63722
4935 | 0.69528
4936 | 0.7828
4937 | 0.86653
4938 | 0.92293
4939 | 0.95162
4940 | 0.94026
4941 | 0.8663
4942 | 0.80417
4943 | 0.71184
4944 | 0.64952
4945 | 0.60734
4946 | 0.58643
4947 | 0.57779
4948 | 0.58044
4949 | 0.61329
4950 | 0.68175
4951 | 0.72532
4952 | 0.72581
4953 | 0.68368
4954 | 0.62312
4955 | 0.5918
4956 | 0.5842
4957 | 0.54771
4958 | 0.55212
4959 | 0.60847
4960 | 0.71468
4961 | 0.78838
4962 | 0.88485
4963 | 0.93558
4964 | 0.9276
4965 | 0.8571
4966 | 0.79798
4967 | 0.70737
4968 | 0.64551
4969 | 0.6093
4970 | 0.58946
4971 | 0.57751
4972 | 0.58071
4973 | 0.61322
4974 | 0.68132
4975 | 0.7256
4976 | 0.73405
4977 | 0.70033
4978 | 0.62991
4979 | 0.60987
4980 | 0.60708
4981 | 0.60349
4982 | 0.61099
4983 | 0.69219
4984 | 0.75162
4985 | 0.80672
4986 | 0.88125
4987 | 0.92888
4988 | 0.93015
4989 | 0.85838
4990 | 0.80203
4991 | 0.71104
4992 | 0.64748
4993 | 0.61313
4994 | 0.59322
4995 | 0.58318
4996 | 0.58636
4997 | 0.6183
4998 | 0.68384
4999 | 0.72765
5000 | 0.73032
5001 | 0.70279
5002 | 0.65351
5003 | 0.63352
5004 | 0.60159
5005 | 0.61813
5006 | 0.60811
5007 | 0.6757
5008 | 0.74328
5009 | 0.81493
5010 | 0.88224
5011 | 0.90866
5012 | 0.90803
5013 | 0.84206
5014 | 0.80818
5015 | 0.72871
5016 | 0.66357
5017 | 0.62877
5018 | 0.60494
5019 | 0.59097
5020 | 0.59013
5021 | 0.60799
5022 | 0.63928
5023 | 0.65683
5024 | 0.66741
5025 | 0.62855
5026 | 0.56452
5027 | 0.54253
5028 | 0.53063
5029 | 0.5274
5030 | 0.5506
5031 | 0.58697
5032 | 0.6708
5033 | 0.78831
5034 | 0.86123
5035 | 0.90275
5036 | 0.90472
5037 | 0.84321
5038 | 0.7902
5039 | 0.71866
5040 | 0.65659
5041 | 0.61585
5042 | 0.59493
5043 | 0.58082
5044 | 0.57885
5045 | 0.59384
5046 | 0.61901
5047 | 0.62884
5048 | 0.64698
5049 | 0.61407
5050 | 0.56549
5051 | 0.54331
5052 | 0.5429
5053 | 0.50778
5054 | 0.50779
5055 | 0.55569
5056 | 0.65353
5057 | 0.79573
5058 | 0.88736
5059 | 0.92559
5060 | 0.92489
5061 | 0.85328
5062 | 0.78499
5063 | 0.70126
5064 | 0.64279
5065 | 0.61547
5066 | 0.59735
5067 | 0.58772
5068 | 0.59086
5069 | 0.62507
5070 | 0.69245
5071 | 0.74307
5072 | 0.73903
5073 | 0.69935
5074 | 0.62855
5075 | 0.59162
5076 | 0.59565
5077 | 0.59052
5078 | 0.61603
5079 | 0.66394
5080 | 0.73115
5081 | 0.82596
5082 | 0.92537
5083 | 0.96137
5084 | 0.95352
5085 | 0.87519
5086 | 0.81524
5087 | 0.72228
5088 | 0.66016
5089 | 0.63079
5090 | 0.61258
5091 | 0.60717
5092 | 0.61118
5093 | 0.64784
5094 | 0.72592
5095 | 0.77803
5096 | 0.77041
5097 | 0.73905
5098 | 0.6771
5099 | 0.63352
5100 | 0.63269
5101 | 0.64617
5102 | 0.6547
5103 | 0.72939
5104 | 0.77845
5105 | 0.85021
5106 | 0.94159
5107 | 0.99653
5108 | 0.95644
5109 | 0.88316
5110 | 0.81916
5111 | 0.72774
5112 | 0.67156
5113 | 0.62187
5114 | 0.60156
5115 | 0.59466
5116 | 0.5989
5117 | 0.63687
5118 | 0.71598
5119 | 0.76444
5120 | 0.75737
5121 | 0.73278
5122 | 0.68322
5123 | 0.66027
5124 | 0.66271
5125 | 0.64586
5126 | 0.61116
5127 | 0.66124
5128 | 0.73621
5129 | 0.81569
5130 | 0.92296
5131 | 0.97493
5132 | 0.94471
5133 | 0.8715
5134 | 0.80732
5135 | 0.71847
5136 | 0.65997
5137 | 0.62173
5138 | 0.60206
5139 | 0.59142
5140 | 0.59644
5141 | 0.63327
5142 | 0.71237
5143 | 0.76327
5144 | 0.74918
5145 | 0.71102
5146 | 0.67046
5147 | 0.64554
5148 | 0.65985
5149 | 0.65312
5150 | 0.6412
5151 | 0.69802
5152 | 0.77317
5153 | 0.84168
5154 | 0.91554
5155 | 0.96789
5156 | 0.9426
5157 | 0.86665
5158 | 0.80454
5159 | 0.72106
5160 | 0.66001
5161 | 0.62642
5162 | 0.60717
5163 | 0.59846
5164 | 0.6034
5165 | 0.6402
5166 | 0.71688
5167 | 0.7654
5168 | 0.7486
5169 | 0.71573
5170 | 0.66312
5171 | 0.63958
5172 | 0.64287
5173 | 0.65006
5174 | 0.64798
5175 | 0.69277
5176 | 0.75993
5177 | 0.83233
5178 | 0.90775
5179 | 0.94561
5180 | 0.91925
5181 | 0.85235
5182 | 0.81416
5183 | 0.73989
5184 | 0.67737
5185 | 0.63678
5186 | 0.61405
5187 | 0.60182
5188 | 0.60265
5189 | 0.62485
5190 | 0.66745
5191 | 0.68874
5192 | 0.69504
5193 | 0.66589
5194 | 0.60712
5195 | 0.57695
5196 | 0.56069
5197 | 0.56679
5198 | 0.58301
5199 | 0.65188
5200 | 0.717
5201 | 0.79763
5202 | 0.88259
5203 | 0.93352
5204 | 0.9082
5205 | 0.84292
5206 | 0.79153
5207 | 0.72097
5208 | 0.66511
5209 | 0.6194
5210 | 0.59887
5211 | 0.58644
5212 | 0.58702
5213 | 0.60646
5214 | 0.64186
5215 | 0.65668
5216 | 0.66693
5217 | 0.63095
5218 | 0.58683
5219 | 0.56012
5220 | 0.55153
5221 | 0.5631
5222 | 0.57306
5223 | 0.63325
5224 | 0.70932
5225 | 0.83304
5226 | 0.91203
5227 | 0.95373
5228 | 0.92244
5229 | 0.85372
5230 | 0.78622
5231 | 0.70276
5232 | 0.6459
5233 | 0.6061
5234 | 0.58887
5235 | 0.58117
5236 | 0.58701
5237 | 0.62576
5238 | 0.70536
5239 | 0.7547
5240 | 0.74943
5241 | 0.70852
5242 | 0.65069
5243 | 0.62691
5244 | 0.63916
5245 | 0.67411
5246 | 0.71758
5247 | 0.77722
5248 | 0.8368
5249 | 0.88635
5250 | 0.94254
5251 | 0.97747
5252 | 0.94117
5253 | 0.86105
5254 | 0.80314
5255 | 0.71236
5256 | 0.6499
5257 | 0.61505
5258 | 0.59757
5259 | 0.59137
5260 | 0.5971
5261 | 0.63459
5262 | 0.71359
5263 | 0.7633
5264 | 0.75732
5265 | 0.71575
5266 | 0.68964
5267 | 0.64974
5268 | 0.63409
5269 | 0.64466
5270 | 0.65716
5271 | 0.71301
5272 | 0.76065
5273 | 0.84359
5274 | 0.92222
5275 | 0.97767
5276 | 0.94339
5277 | 0.86772
5278 | 0.80399
5279 | 0.71686
5280 | 0.65548
5281 | 0.62002
5282 | 0.60061
5283 | 0.59311
5284 | 0.59785
5285 | 0.63542
5286 | 0.71538
5287 | 0.76281
5288 | 0.75255
5289 | 0.68709
5290 | 0.62053
5291 | 0.60125
5292 | 0.6019
5293 | 0.59075
5294 | 0.59226
5295 | 0.68094
5296 | 0.78337
5297 | 0.86366
5298 | 0.93112
5299 | 0.97034
5300 | 0.93658
5301 | 0.86593
5302 | 0.81077
5303 | 0.72007
5304 | 0.65799
5305 | 0.61961
5306 | 0.60054
5307 | 0.58985
5308 | 0.59509
5309 | 0.63201
5310 | 0.71144
5311 | 0.76174
5312 | 0.74441
5313 | 0.70019
5314 | 0.65003
5315 | 0.63384
5316 | 0.64066
5317 | 0.65855
5318 | 0.67919
5319 | 0.71294
5320 | 0.7523
5321 | 0.81218
5322 | 0.90738
5323 | 0.96556
5324 | 0.93812
5325 | 0.86444
5326 | 0.81154
5327 | 0.72053
5328 | 0.65818
5329 | 0.61777
5330 | 0.5983
5331 | 0.59027
5332 | 0.59535
5333 | 0.63259
5334 | 0.70983
5335 | 0.75708
5336 | 0.74556
5337 | 0.69217
5338 | 0.63701
5339 | 0.60102
5340 | 0.62001
5341 | 0.61336
5342 | 0.61773
5343 | 0.67326
5344 | 0.74261
5345 | 0.80958
5346 | 0.88628
5347 | 0.93341
5348 | 0.90934
5349 | 0.84334
5350 | 0.80871
5351 | 0.73156
5352 | 0.66939
5353 | 0.63453
5354 | 0.61108
5355 | 0.59923
5356 | 0.60004
5357 | 0.62224
5358 | 0.66479
5359 | 0.68529
5360 | 0.683
5361 | 0.65488
5362 | 0.59534
5363 | 0.56134
5364 | 0.56275
5365 | 0.52986
5366 | 0.51965
5367 | 0.59296
5368 | 0.68056
5369 | 0.80191
5370 | 0.89129
5371 | 0.9342
5372 | 0.90848
5373 | 0.8427
5374 | 0.7913
5375 | 0.72046
5376 | 0.66352
5377 | 0.63076
5378 | 0.60925
5379 | 0.59749
5380 | 0.59739
5381 | 0.61608
5382 | 0.65306
5383 | 0.67199
5384 | 0.67439
5385 | 0.62912
5386 | 0.59157
5387 | 0.56508
5388 | 0.56386
5389 | 0.58136
5390 | 0.57944
5391 | 0.65385
5392 | 0.73535
5393 | 0.83353
5394 | 0.92484
5395 | 0.96298
5396 | 0.93523
5397 | 0.86389
5398 | 0.79696
5399 | 0.71458
5400 | 0.65818
5401 | 0.61216
5402 | 0.59391
5403 | 0.58621
5404 | 0.59157
5405 | 0.63104
5406 | 0.71081
5407 | 0.76151
5408 | 0.76055
5409 | 0.73161
5410 | 0.69755
5411 | 0.65973
5412 | 0.66263
5413 | 0.6805
5414 | 0.73078
5415 | 0.76793
5416 | 0.83271
5417 | 0.89056
5418 | 0.94247
5419 | 0.98193
5420 | 0.94722
5421 | 0.86864
5422 | 0.80974
5423 | 0.71591
5424 | 0.65552
5425 | 0.62001
5426 | 0.60292
5427 | 0.59771
5428 | 0.60239
5429 | 0.63914
5430 | 0.71836
5431 | 0.76887
5432 | 0.75542
5433 | 0.70829
5434 | 0.63704
5435 | 0.59597
5436 | 0.60761
5437 | 0.62629
5438 | 0.63731
5439 | 0.69756
5440 | 0.78218
5441 | 0.87089
5442 | 0.93781
5443 | 0.98022
5444 | 0.94535
5445 | 0.87094
5446 | 0.81186
5447 | 0.72157
5448 | 0.66043
5449 | 0.6139
5450 | 0.59423
5451 | 0.58778
5452 | 0.59197
5453 | 0.63003
5454 | 0.71085
5455 | 0.75868
5456 | 0.74804
5457 | 0.68191
5458 | 0.63969
5459 | 0.60757
5460 | 0.61016
5461 | 0.60506
5462 | 0.627
5463 | 0.68575
5464 | 0.74027
5465 | 0.81472
5466 | 0.90899
5467 | 0.96538
5468 | 0.93395
5469 | 0.86147
5470 | 0.80397
5471 | 0.71604
5472 | 0.65388
5473 | 0.61637
5474 | 0.5967
5475 | 0.58633
5476 | 0.59117
5477 | 0.62841
5478 | 0.70704
5479 | 0.75658
5480 | 0.73403
5481 | 0.68437
5482 | 0.6106
5483 | 0.57079
5484 | 0.58179
5485 | 0.61489
5486 | 0.62433
5487 | 0.69046
5488 | 0.75272
5489 | 0.82136
5490 | 0.90631
5491 | 0.95857
5492 | 0.93444
5493 | 0.85968
5494 | 0.80396
5495 | 0.71529
5496 | 0.65382
5497 | 0.61153
5498 | 0.59136
5499 | 0.58331
5500 | 0.58922
5501 | 0.6256
5502 | 0.70334
5503 | 0.75126
5504 | 0.72289
5505 | 0.6529
5506 | 0.59097
5507 | 0.5806
5508 | 0.57733
5509 | 0.60219
5510 | 0.61778
5511 | 0.68171
5512 | 0.75515
5513 | 0.80637
5514 | 0.89064
5515 | 0.93106
5516 | 0.9001
5517 | 0.8361
5518 | 0.801
5519 | 0.72417
5520 | 0.66193
5521 | 0.62361
5522 | 0.60091
5523 | 0.58815
5524 | 0.5896
5525 | 0.61212
5526 | 0.65538
5527 | 0.67395
5528 | 0.66835
5529 | 0.60577
5530 | 0.54848
5531 | 0.52601
5532 | 0.5277
5533 | 0.537
5534 | 0.55062
5535 | 0.62166
5536 | 0.68429
5537 | 0.82038
5538 | 0.88934
5539 | 0.92286
5540 | 0.89567
5541 | 0.83307
5542 | 0.78168
5543 | 0.7092
5544 | 0.65222
5545 | 0.62843
5546 | 0.60758
5547 | 0.59535
5548 | 0.59506
5549 | 0.61442
5550 | 0.64949
5551 | 0.66864
5552 | 0.67041
5553 | 0.63837
5554 | 0.57406
5555 | 0.54859
5556 | 0.56163
5557 | 0.58372
5558 | 0.57783
5559 | 0.65501
5560 | 0.73337
5561 | 0.83812
5562 | 0.91775
5563 | 0.96422
5564 | 0.9317
5565 | 0.8621
5566 | 0.79197
5567 | 0.71218
5568 | 0.6555
5569 | 0.61631
5570 | 0.59767
5571 | 0.5898
5572 | 0.59532
5573 | 0.63395
5574 | 0.71304
5575 | 0.76555
5576 | 0.75757
5577 | 0.70559
5578 | 0.64882
5579 | 0.6275
5580 | 0.61924
5581 | 0.61919
5582 | 0.61642
5583 | 0.64604
5584 | 0.73624
5585 | 0.82609
5586 | 0.93991
5587 | 0.98869
5588 | 0.95194
5589 | 0.87319
5590 | 0.80989
5591 | 0.72156
5592 | 0.65993
5593 | 0.61699
5594 | 0.59906
5595 | 0.59315
5596 | 0.59821
5597 | 0.6346
5598 | 0.71364
5599 | 0.76354
5600 | 0.75488
5601 | 0.7045
5602 | 0.64403
5603 | 0.63392
5604 | 0.63315
5605 | 0.63939
5606 | 0.62986
5607 | 0.70197
5608 | 0.78896
5609 | 0.86719
5610 | 0.94012
5611 | 0.97968
5612 | 0.94292
5613 | 0.86827
5614 | 0.80678
5615 | 0.71768
5616 | 0.65763
5617 | 0.62261
5618 | 0.60215
5619 | 0.59515
5620 | 0.59904
5621 | 0.63642
5622 | 0.71525
5623 | 0.76639
5624 | 0.76942
5625 | 0.76412
5626 | 0.75188
5627 | 0.71843
5628 | 0.69307
5629 | 0.69696
5630 | 0.72495
5631 | 0.76517
5632 | 0.82125
5633 | 0.88294
5634 | 0.94164
5635 | 0.97886
5636 | 0.94183
5637 | 0.873
5638 | 0.8168
5639 | 0.72406
5640 | 0.66095
5641 | 0.62102
5642 | 0.60116
5643 | 0.59064
5644 | 0.59556
5645 | 0.63207
5646 | 0.71062
5647 | 0.76221
5648 | 0.76732
5649 | 0.7704
5650 | 0.76102
5651 | 0.73086
5652 | 0.72844
5653 | 0.77216
5654 | 0.79876
5655 | 0.85331
5656 | 0.89151
5657 | 0.908
5658 | 0.93685
5659 | 0.9753
5660 | 0.94809
5661 | 0.87517
5662 | 0.81343
5663 | 0.72028
5664 | 0.65809
5665 | 0.61423
5666 | 0.59517
5667 | 0.58677
5668 | 0.59229
5669 | 0.629
5670 | 0.70485
5671 | 0.75122
5672 | 0.746
5673 | 0.72116
5674 | 0.68923
5675 | 0.68068
5676 | 0.67663
5677 | 0.68091
5678 | 0.69733
5679 | 0.73724
5680 | 0.78463
5681 | 0.83909
5682 | 0.89861
5683 | 0.9264
5684 | 0.89603
5685 | 0.84751
5686 | 0.80577
5687 | 0.72553
5688 | 0.66362
5689 | 0.62387
5690 | 0.60089
5691 | 0.58913
5692 | 0.59061
5693 | 0.6113
5694 | 0.65316
5695 | 0.66932
5696 | 0.67332
5697 | 0.63301
5698 | 0.55153
5699 | 0.53838
5700 | 0.5383
5701 | 0.53362
5702 | 0.52206
5703 | 0.58549
5704 | 0.68219
5705 | 0.82041
5706 | 0.88978
5707 | 0.9173
5708 | 0.88603
5709 | 0.83229
5710 | 0.77814
5711 | 0.70984
5712 | 0.65396
5713 | 0.61055
5714 | 0.58969
5715 | 0.57755
5716 | 0.57898
5717 | 0.59683
5718 | 0.63425
5719 | 0.64489
5720 | 0.64675
5721 | 0.60664
5722 | 0.52627
5723 | 0.51403
5724 | 0.526
5725 | 0.54054
5726 | 0.56069
5727 | 0.60561
5728 | 0.6838
5729 | 0.81855
5730 | 0.90269
5731 | 0.93942
5732 | 0.90823
5733 | 0.84563
5734 | 0.77617
5735 | 0.69494
5736 | 0.63812
5737 | 0.60041
5738 | 0.5833
5739 | 0.57538
5740 | 0.58178
5741 | 0.62143
5742 | 0.70159
5743 | 0.75204
5744 | 0.73461
5745 | 0.65929
5746 | 0.58686
5747 | 0.57126
5748 | 0.58484
5749 | 0.55159
5750 | 0.58309
5751 | 0.64321
5752 | 0.7278
5753 | 0.82522
5754 | 0.92837
5755 | 0.97546
5756 | 0.93826
5757 | 0.85865
5758 | 0.794
5759 | 0.70753
5760 | 0.64542
5761 | 0.61369
5762 | 0.59631
5763 | 0.59063
5764 | 0.59601
5765 | 0.63101
5766 | 0.70779
5767 | 0.75552
5768 | 0.7384
5769 | 0.6871
5770 | 0.64841
5771 | 0.62032
5772 | 0.63896
5773 | 0.64942
5774 | 0.65467
5775 | 0.69735
5776 | 0.76082
5777 | 0.83553
5778 | 0.92611
5779 | 0.96849
5780 | 0.9286
5781 | 0.86713
5782 | 0.80414
5783 | 0.7159
5784 | 0.65441
5785 | 0.61926
5786 | 0.59877
5787 | 0.59143
5788 | 0.59568
5789 | 0.63221
5790 | 0.7101
5791 | 0.75659
5792 | 0.7442
5793 | 0.69968
5794 | 0.65108
5795 | 0.63185
5796 | 0.62322
5797 | 0.60315
5798 | 0.59934
5799 | 0.66289
5800 | 0.74885
5801 | 0.83794
5802 | 0.92373
5803 | 0.96665
5804 | 0.9281
5805 | 0.86834
5806 | 0.80515
5807 | 0.71989
5808 | 0.65712
5809 | 0.61806
5810 | 0.59824
5811 | 0.58727
5812 | 0.59301
5813 | 0.62816
5814 | 0.70595
5815 | 0.75222
5816 | 0.72621
5817 | 0.65281
5818 | 0.57352
5819 | 0.55947
5820 | 0.56134
5821 | 0.53921
5822 | 0.60424
5823 | 0.70784
5824 | 0.79039
5825 | 0.85549
5826 | 0.91826
5827 | 0.95972
5828 | 0.92505
5829 | 0.86045
5830 | 0.80269
5831 | 0.71808
5832 | 0.65603
5833 | 0.60683
5834 | 0.58768
5835 | 0.57966
5836 | 0.5854
5837 | 0.62153
5838 | 0.69779
5839 | 0.74622
5840 | 0.69946
5841 | 0.65299
5842 | 0.58761
5843 | 0.53768
5844 | 0.5254
5845 | 0.5192
5846 | 0.57422
5847 | 0.64476
5848 | 0.72128
5849 | 0.80952
5850 | 0.88682
5851 | 0.92604
5852 | 0.86887
5853 | 0.81483
5854 | 0.77792
5855 | 0.70673
5856 | 0.65243
5857 | 0.60835
5858 | 0.58607
5859 | 0.57409
5860 | 0.57611
5861 | 0.59843
5862 | 0.64322
5863 | 0.66474
5864 | 0.64158
5865 | 0.57821
5866 | 0.5089
5867 | 0.46318
5868 | 0.44226
5869 | 0.46089
5870 | 0.49636
5871 | 0.55409
5872 | 0.68645
5873 | 0.81885
5874 | 0.86841
5875 | 0.91582
5876 | 0.85404
5877 | 0.80041
5878 | 0.74583
5879 | 0.68115
5880 | 0.6324
5881 | 0.60226
5882 | 0.58158
5883 | 0.56918
5884 | 0.57041
5885 | 0.58886
5886 | 0.62689
5887 | 0.64248
5888 | 0.63101
5889 | 0.5894
5890 | 0.53742
5891 | 0.50059
5892 | 0.48432
5893 | 0.49461
5894 | 0.54673
5895 | 0.64541
5896 | 0.73933
5897 | 0.83517
5898 | 0.90002
5899 | 0.94106
5900 | 0.87932
5901 | 0.82071
5902 | 0.74846
5903 | 0.67214
5904 | 0.62192
5905 | 0.59614
5906 | 0.57529
5907 | 0.5647
5908 | 0.56637
5909 | 0.59153
5910 | 0.62635
5911 | 0.64684
5912 | 0.62451
5913 | 0.56758
5914 | 0.5079
5915 | 0.49089
5916 | 0.45824
5917 | 0.48094
5918 | 0.53485
5919 | 0.5891
5920 | 0.67697
5921 | 0.78321
5922 | 0.88933
5923 | 0.94605
5924 | 0.89447
5925 | 0.83339
5926 | 0.77627
5927 | 0.69523
5928 | 0.64072
5929 | 0.59485
5930 | 0.57857
5931 | 0.57278
5932 | 0.57853
5933 | 0.61489
5934 | 0.69298
5935 | 0.74189
5936 | 0.70806
5937 | 0.64535
5938 | 0.59264
5939 | 0.56101
5940 | 0.53155
5941 | 0.54583
5942 | 0.57244
5943 | 0.64971
5944 | 0.74758
5945 | 0.83845
5946 | 0.90111
5947 | 0.95883
5948 | 0.89207
5949 | 0.82865
5950 | 0.76801
5951 | 0.68251
5952 | 0.62585
5953 | 0.60317
5954 | 0.58298
5955 | 0.57609
5956 | 0.58077
5957 | 0.61792
5958 | 0.69693
5959 | 0.74621
5960 | 0.70695
5961 | 0.65307
5962 | 0.59592
5963 | 0.57392
5964 | 0.52581
5965 | 0.51672
5966 | 0.5422
5967 | 0.60594
5968 | 0.71032
5969 | 0.80606
5970 | 0.90994
5971 | 0.96006
5972 | 0.89491
5973 | 0.83588
5974 | 0.77472
5975 | 0.69199
5976 | 0.63247
5977 | 0.60314
5978 | 0.58524
5979 | 0.57507
5980 | 0.5802
5981 | 0.61635
5982 | 0.69629
5983 | 0.74639
5984 | 0.70619
5985 | 0.65515
5986 | 0.59812
5987 | 0.55671
5988 | 0.54834
5989 | 0.59181
5990 | 0.61711
5991 | 0.65768
5992 | 0.74956
5993 | 0.82389
5994 | 0.90528
5995 | 0.95662
5996 | 0.89118
5997 | 0.83196
5998 | 0.77397
5999 | 0.69092
6000 | 0.63403
6001 | 0.61364
6002 | 0.59405
6003 | 0.58636
6004 | 0.59146
6005 | 0.62709
6006 | 0.70426
6007 | 0.75479
6008 | 0.71876
6009 | 0.66217
6010 | 0.60307
6011 | 0.57997
6012 | 0.5569
6013 | 0.55462
6014 | 0.58699
6015 | 0.65398
6016 | 0.74388
6017 | 0.81986
6018 | 0.90026
6019 | 0.93898
6020 | 0.87571
6021 | 0.82223
6022 | 0.78489
6023 | 0.71564
6024 | 0.65999
6025 | 0.62091
6026 | 0.59806
6027 | 0.58645
6028 | 0.58754
6029 | 0.60905
6030 | 0.65327
6031 | 0.67702
6032 | 0.6545
6033 | 0.62044
6034 | 0.55669
6035 | 0.52485
6036 | 0.49816
6037 | 0.48558
6038 | 0.50435
6039 | 0.58633
6040 | 0.69377
6041 | 0.80122
6042 | 0.89023
6043 | 0.93211
6044 | 0.86625
6045 | 0.81484
6046 | 0.75927
6047 | 0.69353
6048 | 0.64331
6049 | 0.60611
6050 | 0.58547
6051 | 0.57353
6052 | 0.57429
6053 | 0.59277
6054 | 0.63238
6055 | 0.65005
6056 | 0.64168
6057 | 0.59463
6058 | 0.53267
6059 | 0.49635
6060 | 0.47178
6061 | 0.46872
6062 | 0.51154
6063 | 0.59582
6064 | 0.69078
6065 | 0.80669
6066 | 0.89946
6067 | 0.94806
6068 | 0.88367
6069 | 0.82604
6070 | 0.75511
6071 | 0.67608
6072 | 0.62669
6073 | 0.60046
6074 | 0.58292
6075 | 0.57511
6076 | 0.58087
6077 | 0.61913
6078 | 0.70029
6079 | 0.75377
6080 | 0.72644
6081 | 0.66822
6082 | 0.58427
6083 | 0.57493
6084 | 0.54469
6085 | 0.55276
6086 | 0.59308
6087 | 0.65655
6088 | 0.77477
6089 | 0.86406
6090 | 0.93994
6091 | 0.97808
6092 | 0.90588
6093 | 0.83946
6094 | 0.77799
6095 | 0.69256
6096 | 0.63856
6097 | 0.58835
6098 | 0.57166
6099 | 0.56566
6100 | 0.5723
6101 | 0.60892
6102 | 0.68901
6103 | 0.73803
6104 | 0.70037
6105 | 0.62112
6106 | 0.55768
6107 | 0.52815
6108 | 0.50762
6109 | 0.5129
6110 | 0.55562
6111 | 0.62993
6112 | 0.71052
6113 | 0.82605
6114 | 0.91643
6115 | 0.95764
6116 | 0.88798
6117 | 0.8243
6118 | 0.76258
6119 | 0.67588
6120 | 0.62215
6121 | 0.59731
6122 | 0.5775
6123 | 0.57055
6124 | 0.57551
6125 | 0.61253
6126 | 0.69378
6127 | 0.74061
6128 | 0.71434
6129 | 0.66505
6130 | 0.62244
6131 | 0.59296
6132 | 0.58245
6133 | 0.57342
6134 | 0.64255
6135 | 0.71619
6136 | 0.80723
6137 | 0.88456
6138 | 0.92581
6139 | 0.95773
6140 | 0.88936
6141 | 0.82999
6142 | 0.76862
6143 | 0.68605
6144 | 0.63009
6145 | 0.59879
6146 | 0.58008
6147 | 0.56969
6148 | 0.57607
6149 | 0.61224
6150 | 0.69209
6151 | 0.74131
6152 | 0.7023
6153 | 0.65031
6154 | 0.60234
6155 | 0.54883
6156 | 0.53313
6157 | 0.53594
6158 | 0.58366
6159 | 0.6452
6160 | 0.71798
6161 | 0.79548
6162 | 0.89992
6163 | 0.95223
6164 | 0.88896
6165 | 0.82643
6166 | 0.76733
6167 | 0.68422
6168 | 0.62863
6169 | 0.60167
6170 | 0.58295
6171 | 0.57427
6172 | 0.58096
6173 | 0.61682
6174 | 0.69488
6175 | 0.74411
6176 | 0.71036
6177 | 0.64825
6178 | 0.60868
6179 | 0.58956
6180 | 0.57642
6181 | 0.59926
6182 | 0.6497
6183 | 0.68714
6184 | 0.77891
6185 | 0.8616
6186 | 0.90915
6187 | 0.93704
6188 | 0.86579
6189 | 0.81308
6190 | 0.77509
6191 | 0.70471
6192 | 0.6486
6193 | 0.61365
6194 | 0.59088
6195 | 0.57894
6196 | 0.5805
6197 | 0.6021
6198 | 0.64626
6199 | 0.66761
6200 | 0.65822
6201 | 0.64519
6202 | 0.60896
6203 | 0.5843
6204 | 0.60384
6205 | 0.5866
6206 | 0.61228
6207 | 0.66321
6208 | 0.70597
6209 | 0.80968
6210 | 0.88853
6211 | 0.92298
6212 | 0.85775
6213 | 0.80568
6214 | 0.75008
6215 | 0.68502
6216 | 0.6363
6217 | 0.59519
6218 | 0.57439
6219 | 0.56243
6220 | 0.5642
6221 | 0.5828
6222 | 0.62211
6223 | 0.63903
6224 | 0.62064
6225 | 0.57609
6226 | 0.53014
6227 | 0.52451
6228 | 0.48427
6229 | 0.46397
6230 | 0.50684
6231 | 0.58722
6232 | 0.69331
6233 | 0.80772
6234 | 0.8933
6235 | 0.93633
6236 | 0.87225
6237 | 0.81469
6238 | 0.74338
6239 | 0.66584
6240 | 0.61507
6241 | 0.59136
6242 | 0.5741
6243 | 0.56619
6244 | 0.57212
6245 | 0.6106
6246 | 0.69186
6247 | 0.7434
6248 | 0.71602
6249 | 0.66003
6250 | 0.6079
6251 | 0.6152
6252 | 0.62855
6253 | 0.63466
6254 | 0.67326
6255 | 0.72121
6256 | 0.79563
6257 | 0.86007
6258 | 0.93137
6259 | 0.97046
6260 | 0.89903
6261 | 0.82925
6262 | 0.76943
6263 | 0.68491
6264 | 0.62714
6265 | 0.60301
6266 | 0.58603
6267 | 0.58014
6268 | 0.58564
6269 | 0.6219
6270 | 0.70144
6271 | 0.75392
6272 | 0.71232
6273 | 0.63687
6274 | 0.59049
6275 | 0.58315
6276 | 0.5543
6277 | 0.55383
6278 | 0.61124
6279 | 0.69945
6280 | 0.79328
6281 | 0.86314
6282 | 0.93236
6283 | 0.97282
6284 | 0.90295
6285 | 0.83923
6286 | 0.77803
6287 | 0.69224
6288 | 0.63516
6289 | 0.61324
6290 | 0.59359
6291 | 0.58693
6292 | 0.59087
6293 | 0.62784
6294 | 0.70793
6295 | 0.76005
6296 | 0.74516
6297 | 0.72119
6298 | 0.66354
6299 | 0.63451
6300 | 0.61931
6301 | 0.64416
6302 | 0.70012
6303 | 0.75092
6304 | 0.85082
6305 | 0.91254
6306 | 0.9496
6307 | 0.98135
6308 | 0.90664
6309 | 0.84689
6310 | 0.78477
6311 | 0.7017
6312 | 0.64579
6313 | 0.60353
6314 | 0.58484
6315 | 0.57432
6316 | 0.58014
6317 | 0.61653
6318 | 0.69685
6319 | 0.74679
6320 | 0.71065
6321 | 0.67886
6322 | 0.62754
6323 | 0.60706
6324 | 0.60611
6325 | 0.60502
6326 | 0.63621
6327 | 0.67913
6328 | 0.76254
6329 | 0.84116
6330 | 0.92053
6331 | 0.95828
6332 | 0.89396
6333 | 0.83251
6334 | 0.77477
6335 | 0.69134
6336 | 0.63539
6337 | 0.60875
6338 | 0.58939
6339 | 0.58151
6340 | 0.58695
6341 | 0.62258
6342 | 0.70083
6343 | 0.75328
6344 | 0.73692
6345 | 0.6767
6346 | 0.63778
6347 | 0.6211
6348 | 0.60436
6349 | 0.59432
6350 | 0.61546
6351 | 0.67467
6352 | 0.74633
6353 | 0.81819
6354 | 0.90413
6355 | 0.93425
6356 | 0.87169
6357 | 0.81907
6358 | 0.78144
6359 | 0.70951
6360 | 0.6538
6361 | 0.62617
6362 | 0.60333
6363 | 0.59125
6364 | 0.59248
6365 | 0.61415
6366 | 0.65829
6367 | 0.68174
6368 | 0.66813
6369 | 0.59745
6370 | 0.51486
6371 | 0.48416
6372 | 0.43629
6373 | 0.44252
6374 | 0.47438
6375 | 0.55791
6376 | 0.66247
6377 | 0.80928
6378 | 0.90096
6379 | 0.93532
6380 | 0.87075
6381 | 0.81845
6382 | 0.76423
6383 | 0.6999
6384 | 0.64871
6385 | 0.61854
6386 | 0.59783
6387 | 0.58591
6388 | 0.58558
6389 | 0.60367
6390 | 0.64247
6391 | 0.66209
6392 | 0.63803
6393 | 0.59903
6394 | 0.55486
6395 | 0.50923
6396 | 0.44773
6397 | 0.4403
6398 | 0.48668
6399 | 0.57184
6400 | 0.66576
6401 | 0.80116
6402 | 0.91343
6403 | 0.95026
6404 | 0.89251
6405 | 0.83845
6406 | 0.7686
6407 | 0.69157
6408 | 0.63918
6409 | 0.60035
6410 | 0.58261
6411 | 0.57478
6412 | 0.57956
6413 | 0.61537
6414 | 0.69468
6415 | 0.745
6416 | 0.71429
6417 | 0.64747
6418 | 0.59912
6419 | 0.57973
6420 | 0.55683
6421 | 0.55077
6422 | 0.58569
6423 | 0.62061
6424 | 0.72721
6425 | 0.83644
6426 | 0.93051
6427 | 0.96478
6428 | 0.90356
6429 | 0.83823
6430 | 0.77596
6431 | 0.69406
6432 | 0.63716
6433 | 0.6015
6434 | 0.58474
6435 | 0.5791
6436 | 0.58481
6437 | 0.61991
6438 | 0.69809
6439 | 0.74605
6440 | 0.71646
6441 | 0.67061
6442 | 0.60033
6443 | 0.56849
6444 | 0.53413
6445 | 0.53418
6446 | 0.57639
6447 | 0.62482
6448 | 0.72177
6449 | 0.83825
6450 | 0.9318
6451 | 0.9535
6452 | 0.89423
6453 | 0.83639
6454 | 0.775
6455 | 0.69051
6456 | 0.6356
6457 | 0.60938
6458 | 0.5899
6459 | 0.58344
6460 | 0.58681
6461 | 0.62208
6462 | 0.70112
6463 | 0.75064
6464 | 0.72687
6465 | 0.6862
6466 | 0.63584
6467 | 0.60877
6468 | 0.59048
6469 | 0.58446
6470 | 0.6368
6471 | 0.70386
6472 | 0.80163
6473 | 0.87602
6474 | 0.933
6475 | 0.96224
6476 | 0.89684
6477 | 0.84102
6478 | 0.78054
6479 | 0.69756
6480 | 0.6393
6481 | 0.60679
6482 | 0.58763
6483 | 0.5773
6484 | 0.58286
6485 | 0.6174
6486 | 0.6968
6487 | 0.74486
6488 | 0.72731
6489 | 0.70049
6490 | 0.63425
6491 | 0.60914
6492 | 0.59255
6493 | 0.59714
6494 | 0.67861
6495 | 0.71564
6496 | 0.77875
6497 | 0.85367
6498 | 0.92176
6499 | 0.95498
6500 | 0.89245
6501 | 0.83317
6502 | 0.77453
6503 | 0.69211
6504 | 0.63759
6505 | 0.61044
6506 | 0.59122
6507 | 0.58339
6508 | 0.58847
6509 | 0.62234
6510 | 0.69877
6511 | 0.74809
6512 | 0.71984
6513 | 0.67154
6514 | 0.60554
6515 | 0.57994
6516 | 0.55751
6517 | 0.54984
6518 | 0.5864
6519 | 0.66516
6520 | 0.77131
6521 | 0.83882
6522 | 0.90848
6523 | 0.92767
6524 | 0.87039
6525 | 0.82209
6526 | 0.78307
6527 | 0.71211
6528 | 0.65787
6529 | 0.61445
6530 | 0.59216
6531 | 0.57999
6532 | 0.58178
6533 | 0.60253
6534 | 0.64505
6535 | 0.66481
6536 | 0.64155
6537 | 0.57373
6538 | 0.5028
6539 | 0.48229
6540 | 0.46428
6541 | 0.43626
6542 | 0.49432
6543 | 0.58922
6544 | 0.68984
6545 | 0.81881
6546 | 0.88437
6547 | 0.90701
6548 | 0.85385
6549 | 0.80671
6550 | 0.75347
6551 | 0.68733
6552 | 0.63893
6553 | 0.59814
6554 | 0.57813
6555 | 0.56703
6556 | 0.56871
6557 | 0.58665
6558 | 0.62529
6559 | 0.64518
6560 | 0.61267
6561 | 0.54115
6562 | 0.47074
6563 | 0.4477
6564 | 0.41278
6565 | 0.41481
6566 | 0.45596
6567 | 0.54914
6568 | 0.66298
6569 | 0.81012
6570 | 0.92525
6571 | 0.9493
6572 | 0.88223
6573 | 0.81881
6574 | 0.74712
6575 | 0.67182
6576 | 0.62095
6577 | 0.59654
6578 | 0.57953
6579 | 0.57213
6580 | 0.57851
6581 | 0.61419
6582 | 0.69405
6583 | 0.75433
6584 | 0.72318
6585 | 0.66162
6586 | 0.60493
6587 | 0.59666
6588 | 0.60093
6589 | 0.6052
6590 | 0.65732
6591 | 0.71677
6592 | 0.8146
6593 | 0.88193
6594 | 0.95817
6595 | 0.9772
6596 | 0.90409
6597 | 0.83687
6598 | 0.77198
6599 | 0.69223
6600 | 0.63478
6601 | 0.6037
6602 | 0.58735
6603 | 0.58229
6604 | 0.58824
6605 | 0.62267
6606 | 0.70213
6607 | 0.75766
6608 | 0.72273
6609 | 0.65464
6610 | 0.60683
6611 | 0.59254
6612 | 0.58553
6613 | 0.58092
6614 | 0.6205
6615 | 0.73533
6616 | 0.85204
6617 | 0.91512
6618 | 0.96928
6619 | 0.97656
6620 | 0.90549
6621 | 0.83994
6622 | 0.77628
6623 | 0.69483
6624 | 0.6388
6625 | 0.61484
6626 | 0.59596
6627 | 0.59007
6628 | 0.59439
6629 | 0.62946
6630 | 0.70881
6631 | 0.7676
6632 | 0.75581
6633 | 0.73192
6634 | 0.70367
6635 | 0.69225
6636 | 0.66824
6637 | 0.67163
6638 | 0.71442
6639 | 0.78229
6640 | 0.8448
6641 | 0.90546
6642 | 0.97353
6643 | 0.97971
6644 | 0.90993
6645 | 0.85117
6646 | 0.78638
6647 | 0.70522
6648 | 0.64884
6649 | 0.60872
6650 | 0.5901
6651 | 0.58052
6652 | 0.58604
6653 | 0.62068
6654 | 0.70065
6655 | 0.75729
6656 | 0.72995
6657 | 0.67079
6658 | 0.61692
6659 | 0.58452
6660 | 0.59318
6661 | 0.60837
6662 | 0.62815
6663 | 0.69375
6664 | 0.77772
6665 | 0.86617
6666 | 0.95086
6667 | 0.96626
6668 | 0.89932
6669 | 0.83814
6670 | 0.77576
6671 | 0.69776
6672 | 0.64095
6673 | 0.61174
6674 | 0.59324
6675 | 0.58579
6676 | 0.59091
6677 | 0.62487
6678 | 0.70152
6679 | 0.75854
6680 | 0.72345
6681 | 0.66925
6682 | 0.62236
6683 | 0.60333
6684 | 0.58923
6685 | 0.59192
6686 | 0.61984
6687 | 0.7035
6688 | 0.79581
6689 | 0.8503
6690 | 0.93417
6691 | 0.94043
6692 | 0.87407
6693 | 0.82306
6694 | 0.78163
6695 | 0.71482
6696 | 0.6564
6697 | 0.61891
6698 | 0.59753
6699 | 0.58625
6700 | 0.58772
6701 | 0.60866
6702 | 0.65178
6703 | 0.68382
6704 | 0.66569
6705 | 0.61746
6706 | 0.55491
6707 | 0.51738
6708 | 0.52649
6709 | 0.52685
6710 | 0.55484
6711 | 0.64501
6712 | 0.75811
6713 | 0.87461
6714 | 0.9351
6715 | 0.93094
6716 | 0.8637
6717 | 0.81153
6718 | 0.75931
6719 | 0.69469
6720 | 0.64218
6721 | 0.606
6722 | 0.58533
6723 | 0.57431
6724 | 0.57588
6725 | 0.59363
6726 | 0.63054
6727 | 0.65524
6728 | 0.65861
6729 | 0.63169
6730 | 0.58003
6731 | 0.56267
6732 | 0.5498
6733 | 0.55438
6734 | 0.57826
6735 | 0.65957
6736 | 0.77394
6737 | 0.89472
6738 | 0.95038
6739 | 0.95133
6740 | 0.88438
6741 | 0.82628
6742 | 0.75837
6743 | 0.68017
6744 | 0.62748
6745 | 0.60294
6746 | 0.58552
6747 | 0.57879
6748 | 0.5841
6749 | 0.62074
6750 | 0.70233
6751 | 0.7642
6752 | 0.72894
6753 | 0.65337
6754 | 0.59243
6755 | 0.57687
6756 | 0.57593
6757 | 0.55538
6758 | 0.57756
6759 | 0.66183
6760 | 0.76385
6761 | 0.87854
6762 | 0.9802
6763 | 0.98938
6764 | 0.91368
6765 | 0.84196
6766 | 0.77876
6767 | 0.69911
6768 | 0.64129
6769 | 0.61705
6770 | 0.60008
6771 | 0.59556
6772 | 0.60066
6773 | 0.63595
6774 | 0.71474
6775 | 0.77607
6776 | 0.73917
6777 | 0.64791
6778 | 0.62482
6779 | 0.61163
6780 | 0.62907
6781 | 0.63332
6782 | 0.65551
6783 | 0.72965
6784 | 0.83819
6785 | 0.9037
6786 | 0.98442
6787 | 0.98905
6788 | 0.91605
6789 | 0.85103
6790 | 0.79048
6791 | 0.70759
6792 | 0.65062
6793 | 0.61565
6794 | 0.59686
6795 | 0.59076
6796 | 0.59486
6797 | 0.63031
6798 | 0.71006
6799 | 0.76958
6800 | 0.73894
6801 | 0.65495
6802 | 0.58254
6803 | 0.57231
6804 | 0.59047
6805 | 0.58134
6806 | 0.61196
6807 | 0.71029
6808 | 0.80675
6809 | 0.90155
6810 | 0.98332
6811 | 0.98151
6812 | 0.91132
6813 | 0.85075
6814 | 0.78754
6815 | 0.70769
6816 | 0.64879
6817 | 0.60434
6818 | 0.5859
6819 | 0.57634
6820 | 0.58232
6821 | 0.61639
6822 | 0.6961
6823 | 0.75548
6824 | 0.7192
6825 | 0.65075
6826 | 0.61444
6827 | 0.60484
6828 | 0.59693
6829 | 0.59495
6830 | 0.59933
6831 | 0.67927
6832 | 0.7912
6833 | 0.87186
6834 | 0.95208
6835 | 0.96348
6836 | 0.89473
6837 | 0.8328
6838 | 0.77218
6839 | 0.69358
6840 | 0.63654
6841 | 0.60133
6842 | 0.58258
6843 | 0.57505
6844 | 0.58127
6845 | 0.61497
6846 | 0.69198
6847 | 0.74775
6848 | 0.71688
6849 | 0.66778
6850 | 0.61862
6851 | 0.57699
6852 | 0.58886
6853 | 0.64169
6854 | 0.70885
6855 | 0.79025
6856 | 0.8373
6857 | 0.88337
6858 | 0.93724
6859 | 0.92785
6860 | 0.86338
6861 | 0.81331
6862 | 0.77818
6863 | 0.70399
6864 | 0.64582
6865 | 0.612
6866 | 0.5906
6867 | 0.57863
6868 | 0.58069
6869 | 0.60154
6870 | 0.64459
6871 | 0.67322
6872 | 0.64862
6873 | 0.57931
6874 | 0.52327
6875 | 0.49678
6876 | 0.49393
6877 | 0.49497
6878 | 0.49372
6879 | 0.56993
6880 | 0.68763
6881 | 0.83856
6882 | 0.92574
6883 | 0.92261
6884 | 0.85771
6885 | 0.80709
6886 | 0.74954
6887 | 0.68765
6888 | 0.63513
6889 | 0.61093
6890 | 0.59081
6891 | 0.57919
6892 | 0.58061
6893 | 0.59791
6894 | 0.63469
6895 | 0.65982
6896 | 0.6539
6897 | 0.61749
6898 | 0.55774
6899 | 0.52683
6900 | 0.53185
6901 | 0.53492
6902 | 0.53889
6903 | 0.62449
6904 | 0.7364
6905 | 0.87464
6906 | 0.95166
6907 | 0.95387
6908 | 0.88626
6909 | 0.83051
6910 | 0.7628
6911 | 0.68558
6912 | 0.63321
6913 | 0.59947
6914 | 0.583
6915 | 0.57582
6916 | 0.58152
6917 | 0.61771
6918 | 0.69804
6919 | 0.7589
6920 | 0.73816
6921 | 0.67695
6922 | 0.61535
6923 | 0.59019
6924 | 0.59607
6925 | 0.60067
6926 | 0.63038
6927 | 0.74985
6928 | 0.85489
6929 | 0.91882
6930 | 0.9784
6931 | 0.9781
6932 | 0.90734
6933 | 0.83754
6934 | 0.77844
6935 | 0.69517
6936 | 0.63903
6937 | 0.60337
6938 | 0.58685
6939 | 0.58211
6940 | 0.5881
6941 | 0.6226
6942 | 0.70246
6943 | 0.76254
6944 | 0.73763
6945 | 0.69927
6946 | 0.66222
6947 | 0.62924
6948 | 0.61886
6949 | 0.67493
6950 | 0.70568
6951 | 0.77893
6952 | 0.84218
6953 | 0.91334
6954 | 0.97525
6955 | 0.97382
6956 | 0.90364
6957 | 0.83815
6958 | 0.77926
6959 | 0.69238
6960 | 0.63682
6961 | 0.60197
6962 | 0.5831
6963 | 0.57766
6964 | 0.58269
6965 | 0.61784
6966 | 0.69784
6967 | 0.75527
6968 | 0.75657
6969 | 0.70975
6970 | 0.69245
6971 | 0.67877
6972 | 0.67087
6973 | 0.69789
6974 | 0.73802
6975 | 0.77442
6976 | 0.82939
6977 | 0.90351
6978 | 0.96889
6979 | 0.9628
6980 | 0.89608
6981 | 0.8405
6982 | 0.78025
6983 | 0.69337
6984 | 0.63473
6985 | 0.59925
6986 | 0.58077
6987 | 0.57095
6988 | 0.57723
6989 | 0.61208
6990 | 0.69292
6991 | 0.75089
6992 | 0.73454
6993 | 0.70232
6994 | 0.6341
6995 | 0.60282
6996 | 0.61054
6997 | 0.63651
6998 | 0.67471
6999 | 0.75663
7000 | 0.83238
7001 | 0.89295
7002 | 0.96051
7003 | 0.95771
7004 | 0.89102
7005 | 0.82895
7006 | 0.77278
7007 | 0.68772
7008 | 0.63109
7009 | 0.60501
7010 | 0.58681
7011 | 0.57943
7012 | 0.58524
7013 | 0.61903
7014 | 0.69635
7015 | 0.75277
7016 | 0.72652
7017 | 0.68491
7018 | 0.63652
7019 | 0.61773
7020 | 0.62702
7021 | 0.65932
7022 | 0.66238
7023 | 0.72513
7024 | 0.8176
7025 | 0.8919
7026 | 0.94393
7027 | 0.93271
7028 | 0.87017
7029 | 0.82351
7030 | 0.78326
7031 | 0.7079
7032 | 0.64992
7033 | 0.60286
7034 | 0.58138
7035 | 0.56982
7036 | 0.57236
7037 | 0.59319
7038 | 0.63689
7039 | 0.66449
7040 | 0.63897
7041 | 0.55856
7042 | 0.49259
7043 | 0.46907
7044 | 0.46148
7045 | 0.41751
7046 | 0.45019
7047 | 0.54139
7048 | 0.67132
7049 | 0.83215
7050 | 0.91883
7051 | 0.91298
7052 | 0.84887
7053 | 0.79877
7054 | 0.74264
7055 | 0.67803
7056 | 0.62546
7057 | 0.60073
7058 | 0.5814
7059 | 0.57195
7060 | 0.57376
7061 | 0.59138
7062 | 0.63162
7063 | 0.6609
7064 | 0.63425
7065 | 0.56936
7066 | 0.4978
7067 | 0.4759
7068 | 0.48517
7069 | 0.47313
7070 | 0.48193
7071 | 0.58045
7072 | 0.70593
7073 | 0.85522
7074 | 0.96125
7075 | 0.95862
7076 | 0.88588
7077 | 0.81811
7078 | 0.74772
7079 | 0.67329
7080 | 0.61944
7081 | 0.58923
7082 | 0.57381
7083 | 0.56834
7084 | 0.5744
7085 | 0.61118
7086 | 0.69418
7087 | 0.75741
7088 | 0.7271
7089 | 0.65645
7090 | 0.59252
7091 | 0.5621
7092 | 0.54904
7093 | 0.5274
7094 | 0.55614
7095 | 0.61947
7096 | 0.72712
7097 | 0.87669
7098 | 0.97953
7099 | 0.97604
7100 | 0.90207
7101 | 0.82675
7102 | 0.76283
7103 | 0.68235
7104 | 0.62443
7105 | 0.61102
7106 | 0.5956
7107 | 0.59203
7108 | 0.59714
7109 | 0.63195
7110 | 0.71336
7111 | 0.77953
7112 | 0.74781
7113 | 0.69846
7114 | 0.67134
7115 | 0.66182
7116 | 0.66102
7117 | 0.67279
7118 | 0.67087
7119 | 0.74558
7120 | 0.79577
7121 | 0.89575
7122 | 0.98896
7123 | 0.98821
7124 | 0.91623
7125 | 0.84505
7126 | 0.77949
7127 | 0.69902
7128 | 0.64134
7129 | 0.61117
7130 | 0.59379
7131 | 0.58899
7132 | 0.59298
7133 | 0.62779
7134 | 0.71135
7135 | 0.77614
7136 | 0.74159
7137 | 0.68636
7138 | 0.64245
7139 | 0.63037
7140 | 0.64402
7141 | 0.66942
7142 | 0.68033
7143 | 0.75232
7144 | 0.84111
7145 | 0.90711
7146 | 0.97418
7147 | 0.97245
7148 | 0.90598
7149 | 0.84442
7150 | 0.77902
7151 | 0.70048
7152 | 0.64015
7153 | 0.60581
7154 | 0.58851
7155 | 0.58104
7156 | 0.58694
7157 | 0.62109
7158 | 0.70434
7159 | 0.768
7160 | 0.72533
7161 | 0.64658
7162 | 0.60175
7163 | 0.58706
7164 | 0.55948
7165 | 0.56446
7166 | 0.60941
7167 | 0.67875
7168 | 0.77548
7169 | 0.88702
7170 | 0.96146
7171 | 0.96161
7172 | 0.8992
7173 | 0.83151
7174 | 0.7743
7175 | 0.69196
7176 | 0.63444
7177 | 0.61092
7178 | 0.5934
7179 | 0.58693
7180 | 0.59189
7181 | 0.6258
7182 | 0.7061
7183 | 0.77031
7184 | 0.74265
7185 | 0.67552
7186 | 0.59626
7187 | 0.58291
7188 | 0.61489
7189 | 0.61369
7190 | 0.64194
7191 | 0.73601
7192 | 0.81679
7193 | 0.906
7194 | 0.95646
7195 | 0.94025
7196 | 0.87698
7197 | 0.82149
7198 | 0.78545
7199 | 0.71124
7200 | 0.65186
7201 | 0.60612
7202 | 0.58621
7203 | 0.57617
7204 | 0.57839
7205 | 0.5989
7206 | 0.64502
7207 | 0.67766
7208 | 0.66472
7209 | 0.6125
7210 | 0.55283
7211 | 0.51105
7212 | 0.52469
7213 | 0.56495
7214 | 0.59587
7215 | 0.66382
7216 | 0.75859
7217 | 0.87562
7218 | 0.93136
7219 | 0.91679
7220 | 0.85315
7221 | 0.79857
7222 | 0.74432
7223 | 0.67983
7224 | 0.62609
7225 | 0.59423
7226 | 0.57802
7227 | 0.56831
7228 | 0.57037
7229 | 0.58799
7230 | 0.62923
7231 | 0.65942
7232 | 0.65754
7233 | 0.6107
7234 | 0.57501
7235 | 0.56066
7236 | 0.58537
7237 | 0.61189
7238 | 0.65133
7239 | 0.69275
7240 | 0.768
7241 | 0.86609
7242 | 0.94152
7243 | 0.93706
7244 | 0.87656
7245 | 0.81081
7246 | 0.74528
7247 | 0.66626
7248 | 0.61381
7249 | 0.58531
7250 | 0.57123
7251 | 0.56552
7252 | 0.57281
7253 | 0.61125
7254 | 0.69652
7255 | 0.75699
7256 | 0.7395
7257 | 0.68066
7258 | 0.63773
7259 | 0.61412
7260 | 0.63081
7261 | 0.62106
7262 | 0.65963
7263 | 0.72396
7264 | 0.80611
7265 | 0.88903
7266 | 0.95854
7267 | 0.95908
7268 | 0.89177
7269 | 0.81744
7270 | 0.75622
7271 | 0.67337
7272 | 0.61668
7273 | 0.58712
7274 | 0.57323
7275 | 0.56914
7276 | 0.57645
7277 | 0.61273
7278 | 0.69748
7279 | 0.75531
7280 | 0.72635
7281 | 0.66544
7282 | 0.58503
7283 | 0.55048
7284 | 0.56897
7285 | 0.60654
7286 | 0.6628
7287 | 0.74351
7288 | 0.82651
7289 | 0.90583
7290 | 0.95759
7291 | 0.95773
7292 | 0.88952
7293 | 0.81794
7294 | 0.75471
7295 | 0.67411
7296 | 0.61703
7297 | 0.57487
7298 | 0.55819
7299 | 0.55461
7300 | 0.56094
7301 | 0.59897
7302 | 0.68486
7303 | 0.75816
7304 | 0.72171
7305 | 0.66959
7306 | 0.63242
7307 | 0.59278
7308 | 0.61488
7309 | 0.62966
7310 | 0.62025
7311 | 0.66536
7312 | 0.7747
7313 | 0.85563
7314 | 0.95636
7315 | 0.93882
7316 | 0.87699
7317 | 0.80903
7318 | 0.74529
7319 | 0.66548
7320 | 0.60467
7321 | 0.58148
7322 | 0.56487
7323 | 0.55796
7324 | 0.56485
7325 | 0.60209
7326 | 0.68909
7327 | 0.76535
7328 | 0.72912
7329 | 0.66472
7330 | 0.61136
7331 | 0.58698
7332 | 0.59568
7333 | 0.59137
7334 | 0.61344
7335 | 0.67487
7336 | 0.78867
7337 | 0.87576
7338 | 0.96135
7339 | 0.94539
7340 | 0.88415
7341 | 0.81546
7342 | 0.7575
7343 | 0.67244
7344 | 0.61158
7345 | 0.58815
7346 | 0.57182
7347 | 0.56631
7348 | 0.57317
7349 | 0.60992
7350 | 0.69435
7351 | 0.77112
7352 | 0.7228
7353 | 0.65503
7354 | 0.5828
7355 | 0.53995
7356 | 0.53267
7357 | 0.55686
7358 | 0.62249
7359 | 0.72627
7360 | 0.81725
7361 | 0.88002
7362 | 0.95368
7363 | 0.92168
7364 | 0.86683
7365 | 0.81112
7366 | 0.76623
7367 | 0.69222
7368 | 0.63137
7369 | 0.60551
7370 | 0.58531
7371 | 0.57596
7372 | 0.57745
7373 | 0.59913
7374 | 0.64751
7375 | 0.70017
7376 | 0.67295
7377 | 0.59773
7378 | 0.54298
7379 | 0.51486
7380 | 0.50208
7381 | 0.49508
7382 | 0.51139
7383 | 0.60244
7384 | 0.7194
7385 | 0.85189
7386 | 0.94396
7387 | 0.92022
7388 | 0.86149
7389 | 0.80744
7390 | 0.74861
7391 | 0.6823
7392 | 0.62663
7393 | 0.58975
7394 | 0.57183
7395 | 0.563
7396 | 0.56435
7397 | 0.58327
7398 | 0.62476
7399 | 0.67224
7400 | 0.64415
7401 | 0.58599
7402 | 0.53485
7403 | 0.51655
7404 | 0.50277
7405 | 0.49668
7406 | 0.50625
7407 | 0.59669
7408 | 0.72388
7409 | 0.85738
7410 | 0.96088
7411 | 0.93812
7412 | 0.87653
7413 | 0.80775
7414 | 0.74208
7415 | 0.66386
7416 | 0.60774
7417 | 0.58313
7418 | 0.56873
7419 | 0.56355
7420 | 0.56975
7421 | 0.60947
7422 | 0.69526
7423 | 0.77603
7424 | 0.72631
7425 | 0.648
7426 | 0.58555
7427 | 0.55072
7428 | 0.54869
7429 | 0.51254
7430 | 0.55507
7431 | 0.64672
7432 | 0.76887
7433 | 0.88295
7434 | 0.98408
7435 | 0.96608
7436 | 0.8968
7437 | 0.82472
7438 | 0.76484
7439 | 0.6776
7440 | 0.61886
7441 | 0.58065
7442 | 0.56643
7443 | 0.56332
7444 | 0.56954
7445 | 0.60596
7446 | 0.69058
7447 | 0.76616
7448 | 0.72041
7449 | 0.64131
7450 | 0.56482
7451 | 0.53029
7452 | 0.54703
7453 | 0.53283
7454 | 0.56684
7455 | 0.66527
7456 | 0.77867
7457 | 0.87751
7458 | 0.96938
7459 | 0.95479
7460 | 0.88723
7461 | 0.81858
7462 | 0.75791
7463 | 0.67131
7464 | 0.611
7465 | 0.58299
7466 | 0.56585
7467 | 0.56213
7468 | 0.56818
7469 | 0.60583
7470 | 0.69089
7471 | 0.76579
7472 | 0.71479
7473 | 0.63624
7474 | 0.56058
7475 | 0.54405
7476 | 0.5515
7477 | 0.55345
7478 | 0.58299
7479 | 0.65408
7480 | 0.79011
7481 | 0.88417
7482 | 0.96824
7483 | 0.94791
7484 | 0.88444
7485 | 0.81481
7486 | 0.75419
7487 | 0.67288
7488 | 0.61246
7489 | 0.58105
7490 | 0.56512
7491 | 0.55823
7492 | 0.56534
7493 | 0.60296
7494 | 0.68909
7495 | 0.76633
7496 | 0.72224
7497 | 0.65554
7498 | 0.61605
7499 | 0.58949
7500 | 0.59204
7501 | 0.63483
7502 | 0.65019
7503 | 0.71641
7504 | 0.81108
7505 | 0.88271
7506 | 0.95886
7507 | 0.94037
7508 | 0.87774
7509 | 0.814
7510 | 0.75744
7511 | 0.67111
7512 | 0.61014
7513 | 0.57291
7514 | 0.55696
7515 | 0.5521
7516 | 0.55981
7517 | 0.59679
7518 | 0.68178
7519 | 0.75441
7520 | 0.70729
7521 | 0.6387
7522 | 0.5642
7523 | 0.53112
7524 | 0.53359
7525 | 0.569
7526 | 0.608
7527 | 0.68039
7528 | 0.78365
7529 | 0.86026
7530 | 0.93312
7531 | 0.90405
7532 | 0.84739
7533 | 0.7917
7534 | 0.74958
7535 | 0.67624
7536 | 0.61538
7537 | 0.58652
7538 | 0.56642
7539 | 0.55727
7540 | 0.56064
7541 | 0.58311
7542 | 0.63225
7543 | 0.68187
7544 | 0.6621
7545 | 0.60773
7546 | 0.51649
7547 | 0.4931
7548 | 0.48303
7549 | 0.49273
7550 | 0.51384
7551 | 0.61547
7552 | 0.70997
7553 | 0.81701
7554 | 0.91402
7555 | 0.89371
7556 | 0.84245
7557 | 0.78798
7558 | 0.73601
7559 | 0.6639
7560 | 0.60735
7561 | 0.57229
7562 | 0.55443
7563 | 0.54483
7564 | 0.54755
7565 | 0.56641
7566 | 0.60916
7567 | 0.65208
7568 | 0.65083
7569 | 0.614
7570 | 0.55712
7571 | 0.53357
7572 | 0.52573
7573 | 0.55229
7574 | 0.55953
7575 | 0.61957
7576 | 0.7191
7577 | 0.85037
7578 | 0.94013
7579 | 0.91432
7580 | 0.85616
7581 | 0.7891
7582 | 0.72616
7583 | 0.64468
7584 | 0.58937
7585 | 0.56762
7586 | 0.55328
7587 | 0.54806
7588 | 0.55558
7589 | 0.59437
7590 | 0.68035
7591 | 0.75749
7592 | 0.73589
7593 | 0.67614
7594 | 0.61134
7595 | 0.56979
7596 | 0.56388
7597 | 0.57686
7598 | 0.58633
7599 | 0.67068
7600 | 0.79819
7601 | 0.87648
7602 | 0.96492
7603 | 0.94833
7604 | 0.88021
7605 | 0.80761
7606 | 0.75208
7607 | 0.66283
7608 | 0.60363
7609 | 0.57675
7610 | 0.56191
7611 | 0.55907
7612 | 0.56586
7613 | 0.60199
7614 | 0.68648
7615 | 0.76314
7616 | 0.72474
7617 | 0.6412
7618 | 0.57356
7619 | 0.54183
7620 | 0.52959
7621 | 0.53278
7622 | 0.546
7623 | 0.65999
7624 | 0.78036
7625 | 0.87372
7626 | 0.96116
7627 | 0.94273
7628 | 0.87664
7629 | 0.81296
7630 | 0.75579
7631 | 0.66663
7632 | 0.60707
7633 | 0.57398
7634 | 0.55648
7635 | 0.55381
7636 | 0.55965
7637 | 0.59805
7638 | 0.68307
7639 | 0.75858
7640 | 0.7199
7641 | 0.64881
7642 | 0.57139
7643 | 0.53474
7644 | 0.53739
7645 | 0.55481
7646 | 0.56742
7647 | 0.67626
7648 | 0.78085
7649 | 0.87016
7650 | 0.95565
7651 | 0.9386
7652 | 0.87793
7653 | 0.81066
7654 | 0.74649
7655 | 0.66382
7656 | 0.60281
7657 | 0.5716
7658 | 0.55568
7659 | 0.54785
7660 | 0.55684
7661 | 0.59471
7662 | 0.68102
7663 | 0.75684
7664 | 0.71717
7665 | 0.65126
7666 | 0.58151
7667 | 0.55859
7668 | 0.55901
7669 | 0.57151
7670 | 0.59886
7671 | 0.68851
7672 | 0.78799
7673 | 0.86663
7674 | 0.94625
7675 | 0.93213
7676 | 0.87098
7677 | 0.80153
7678 | 0.74546
7679 | 0.66165
7680 | 0.60021
7681 | 0.57705
7682 | 0.56096
7683 | 0.5559
7684 | 0.56344
7685 | 0.6
7686 | 0.6842
7687 | 0.75808
7688 | 0.72552
7689 | 0.65088
7690 | 0.58392
7691 | 0.55723
7692 | 0.55084
7693 | 0.56544
7694 | 0.58386
7695 | 0.68181
7696 | 0.78405
7697 | 0.85629
7698 | 0.93512
7699 | 0.90615
7700 | 0.84616
7701 | 0.79351
7702 | 0.75095
7703 | 0.67938
7704 | 0.61887
7705 | 0.59049
7706 | 0.57079
7707 | 0.56143
7708 | 0.56436
7709 | 0.58651
7710 | 0.63415
7711 | 0.68376
7712 | 0.66991
7713 | 0.61457
7714 | 0.53549
7715 | 0.51445
7716 | 0.51587
7717 | 0.52741
7718 | 0.53705
7719 | 0.60787
7720 | 0.72632
7721 | 0.8508
7722 | 0.92832
7723 | 0.90259
7724 | 0.84452
7725 | 0.78914
7726 | 0.73592
7727 | 0.66617
7728 | 0.61043
7729 | 0.58557
7730 | 0.56724
7731 | 0.55859
7732 | 0.56028
7733 | 0.57924
7734 | 0.62114
7735 | 0.66729
7736 | 0.67039
7737 | 0.63283
7738 | 0.59506
7739 | 0.56163
7740 | 0.55369
7741 | 0.56153
7742 | 0.61849
7743 | 0.71032
7744 | 0.79351
7745 | 0.87993
7746 | 0.9585
7747 | 0.93572
7748 | 0.8762
7749 | 0.81944
7750 | 0.74362
7751 | 0.66227
7752 | 0.60556
7753 | 0.56807
7754 | 0.55359
7755 | 0.54874
7756 | 0.55592
7757 | 0.59401
7758 | 0.67993
7759 | 0.75678
7760 | 0.73385
7761 | 0.69875
7762 | 0.63843
7763 | 0.60813
7764 | 0.6126
7765 | 0.64174
7766 | 0.68438
7767 | 0.72564
7768 | 0.83193
7769 | 0.89906
7770 | 0.97118
7771 | 0.94939
7772 | 0.88188
7773 | 0.81626
7774 | 0.75102
7775 | 0.66207
7776 | 0.60318
7777 | 0.58321
7778 | 0.56817
7779 | 0.56507
7780 | 0.57125
7781 | 0.60733
7782 | 0.6926
7783 | 0.76938
7784 | 0.7403
7785 | 0.68237
7786 | 0.62794
7787 | 0.5808
7788 | 0.57776
7789 | 0.5937
7790 | 0.61298
7791 | 0.70962
7792 | 0.81357
7793 | 0.89198
7794 | 0.97201
7795 | 0.95283
7796 | 0.88834
7797 | 0.81922
7798 | 0.76145
7799 | 0.67311
7800 | 0.61321
7801 | 0.5899
7802 | 0.57292
7803 | 0.56944
7804 | 0.5746
7805 | 0.61285
7806 | 0.69705
7807 | 0.77335
7808 | 0.75659
7809 | 0.71094
7810 | 0.64099
7811 | 0.60358
7812 | 0.59212
7813 | 0.60499
7814 | 0.62261
7815 | 0.68817
7816 | 0.8063
7817 | 0.89623
7818 | 0.97684
7819 | 0.95396
7820 | 0.89061
7821 | 0.82282
7822 | 0.76197
7823 | 0.68104
7824 | 0.62015
7825 | 0.59856
7826 | 0.57984
7827 | 0.56939
7828 | 0.56777
7829 | 0.59005
7830 | 0.64011
7831 | 0.71164
7832 | 0.74012
7833 | 0.70773
7834 | 0.67786
7835 | 0.63591
7836 | 0.60143
7837 | 0.58549
7838 | 0.57966
7839 | 0.62144
7840 | 0.71277
7841 | 0.79731
7842 | 0.83834
7843 | 0.81064
7844 | 0.78523
7845 | 0.74909
7846 | 0.73557
7847 | 0.66946
7848 | 0.61827
7849 | 0.58106
7850 | 0.56456
7851 | 0.55611
7852 | 0.56184
7853 | 0.58938
7854 | 0.64251
7855 | 0.69981
7856 | 0.70367
7857 | 0.65591
7858 | 0.63481
7859 | 0.55758
7860 | 0.54914
7861 | 0.57788
7862 | 0.58927
7863 | 0.62389
7864 | 0.75226
7865 | 0.83811
7866 | 0.92939
7867 | 0.90785
7868 | 0.85161
7869 | 0.8017
7870 | 0.76334
7871 | 0.69423
7872 | 0.62821
7873 | 0.58854
7874 | 0.56832
7875 | 0.5593
7876 | 0.56305
7877 | 0.58553
7878 | 0.63347
7879 | 0.68612
7880 | 0.67359
7881 | 0.63083
7882 | 0.54964
7883 | 0.50448
7884 | 0.50757
7885 | 0.53296
7886 | 0.54567
7887 | 0.62086
7888 | 0.71898
7889 | 0.83566
7890 | 0.92573
7891 | 0.89623
7892 | 0.84356
7893 | 0.78924
7894 | 0.73215
7895 | 0.66499
7896 | 0.60841
7897 | 0.56666
7898 | 0.54897
7899 | 0.54076
7900 | 0.54386
7901 | 0.5641
7902 | 0.60615
7903 | 0.64736
7904 | 0.64923
7905 | 0.61189
7906 | 0.54915
7907 | 0.51978
7908 | 0.49216
7909 | 0.50984
7910 | 0.52494
7911 | 0.59729
7912 | 0.69833
7913 | 0.82792
7914 | 0.93108
7915 | 0.90942
7916 | 0.85122
7917 | 0.7891
7918 | 0.72232
7919 | 0.64158
7920 | 0.58483
7921 | 0.57212
7922 | 0.55788
7923 | 0.55424
7924 | 0.56211
7925 | 0.60124
7926 | 0.68705
7927 | 0.76315
7928 | 0.75327
7929 | 0.71834
7930 | 0.67969
7931 | 0.62845
7932 | 0.61366
7933 | 0.62385
7934 | 0.66805
7935 | 0.70982
7936 | 0.78942
7937 | 0.87351
7938 | 0.96954
7939 | 0.95268
7940 | 0.88597
7941 | 0.81941
7942 | 0.75456
7943 | 0.66714
7944 | 0.60692
7945 | 0.55997
7946 | 0.54516
7947 | 0.54376
7948 | 0.55158
7949 | 0.58955
7950 | 0.6749
7951 | 0.74735
7952 | 0.72953
7953 | 0.69506
7954 | 0.62908
7955 | 0.57541
7956 | 0.56211
7957 | 0.58566
7958 | 0.63253
7959 | 0.70024
7960 | 0.77727
7961 | 0.84994
7962 | 0.95073
7963 | 0.93324
7964 | 0.87289
7965 | 0.8094
7966 | 0.74059
7967 | 0.65109
7968 | 0.59116
7969 | 0.56769
7970 | 0.55009
7971 | 0.5461
7972 | 0.55342
7973 | 0.59095
7974 | 0.67755
7975 | 0.74991
7976 | 0.7337
7977 | 0.68453
7978 | 0.62974
7979 | 0.57941
7980 | 0.5816
7981 | 0.629
7982 | 0.66824
7983 | 0.72398
7984 | 0.78829
7985 | 0.85644
7986 | 0.94399
7987 | 0.92788
7988 | 0.86533
7989 | 0.80234
7990 | 0.74315
7991 | 0.6572
7992 | 0.59535
7993 | 0.56981
7994 | 0.55336
7995 | 0.54668
7996 | 0.55485
7997 | 0.59256
7998 | 0.67891
7999 | 0.75089
8000 | 0.74361
8001 | 0.71537
8002 | 0.67271
8003 | 0.67221
8004 | 0.68315
8005 | 0.71936
8006 | 0.75567
8007 | 0.78237
8008 | 0.82398
8009 | 0.87361
8010 | 0.94711
8011 | 0.93074
8012 | 0.8792
8013 | 0.80947
8014 | 0.7464
8015 | 0.65939
8016 | 0.59894
8017 | 0.56771
8018 | 0.55015
8019 | 0.54547
8020 | 0.55285
8021 | 0.59025
8022 | 0.6754
8023 | 0.75339
8024 | 0.72392
8025 | 0.64513
8026 | 0.58581
8027 | 0.52741
8028 | 0.52011
8029 | 0.54779
8030 | 0.57111
8031 | 0.61973
8032 | 0.71125
8033 | 0.82555
8034 | 0.92256
8035 | 0.90634
8036 | 0.85225
8037 | 0.80155
8038 | 0.75647
8039 | 0.67781
8040 | 0.6117
8041 | 0.58634
8042 | 0.56622
8043 | 0.55741
8044 | 0.5602
8045 | 0.58311
8046 | 0.63101
8047 | 0.68624
8048 | 0.65712
8049 | 0.66024
8050 | 0.62418
8051 | 0.59909
8052 | 0.60488
8053 | 0.61252
8054 | 0.61312
8055 | 0.66281
8056 | 0.73579
8057 | 0.83187
8058 | 0.91503
8059 | 0.90658
8060 | 0.86345
8061 | 0.81435
8062 | 0.74651
8063 | 0.67227
8064 | 0.61078
8065 | 0.58745
8066 | 0.56861
8067 | 0.55998
8068 | 0.56186
8069 | 0.58067
8070 | 0.62258
8071 | 0.68136
8072 | 0.67692
8073 | 0.66449
8074 | 0.63443
8075 | 0.59556
8076 | 0.56709
8077 | 0.60505
8078 | 0.65053
8079 | 0.72306
8080 | 0.79409
8081 | 0.86784
8082 | 0.95081
8083 | 0.94199
8084 | 0.89649
8085 | 0.83785
8086 | 0.75788
8087 | 0.67204
8088 | 0.60945
8089 | 0.57419
8090 | 0.55928
8091 | 0.55439
8092 | 0.56155
8093 | 0.6005
8094 | 0.6877
8095 | 0.77861
8096 | 0.76613
8097 | 0.71555
8098 | 0.65135
8099 | 0.61037
8100 | 0.62071
8101 | 0.63465
8102 | 0.67302
8103 | 0.70459
8104 | 0.76614
8105 | 0.8648
8106 | 0.96832
8107 | 0.96623
8108 | 0.90351
8109 | 0.83371
8110 | 0.76759
8111 | 0.67807
8112 | 0.61231
8113 | 0.58158
8114 | 0.56595
8115 | 0.56322
8116 | 0.57065
8117 | 0.60886
8118 | 0.69423
8119 | 0.77732
8120 | 0.75575
8121 | 0.7077
8122 | 0.70044
8123 | 0.67403
8124 | 0.65878
8125 | 0.68227
8126 | 0.68541
8127 | 0.75164
8128 | 0.81841
8129 | 0.88023
8130 | 0.96718
8131 | 0.96026
8132 | 0.90367
8133 | 0.84566
8134 | 0.77382
8135 | 0.68052
8136 | 0.61623
8137 | 0.5817
8138 | 0.56406
8139 | 0.5607
8140 | 0.56679
8141 | 0.60455
8142 | 0.69067
8143 | 0.77819
8144 | 0.75766
8145 | 0.71569
8146 | 0.68335
8147 | 0.61696
8148 | 0.58547
8149 | 0.59878
8150 | 0.62655
8151 | 0.68668
8152 | 0.78182
8153 | 0.87107
8154 | 0.9588
8155 | 0.95593
8156 | 0.89661
8157 | 0.83576
8158 | 0.77231
8159 | 0.68145
8160 | 0.6147
8161 | 0.579
8162 | 0.56198
8163 | 0.55605
8164 | 0.5632
8165 | 0.60048
8166 | 0.6871
8167 | 0.77556
8168 | 0.74318
8169 | 0.67083
8170 | 0.60725
8171 | 0.55576
8172 | 0.5418
8173 | 0.56313
8174 | 0.56094
8175 | 0.65299
8176 | 0.75492
8177 | 0.8336
8178 | 0.94787
8179 | 0.95017
8180 | 0.8934
8181 | 0.82871
8182 | 0.76399
8183 | 0.67824
8184 | 0.6129
8185 | 0.57504
8186 | 0.55803
8187 | 0.55298
8188 | 0.56034
8189 | 0.59841
8190 | 0.68365
8191 | 0.76966
8192 | 0.73403
8193 | 0.65816
8194 | 0.56858
8195 | 0.50509
8196 | 0.50709
8197 | 0.49993
8198 | 0.50763
8199 | 0.60742
8200 | 0.70508
8201 | 0.81154
8202 | 0.92368
8203 | 0.9134
8204 | 0.85949
8205 | 0.8118
8206 | 0.76468
8207 | 0.68644
8208 | 0.6194
8209 | 0.58027
8210 | 0.56029
8211 | 0.55157
8212 | 0.55512
8213 | 0.5779
8214 | 0.62638
8215 | 0.68511
8216 | 0.67485
8217 | 0.61737
8218 | 0.5627
8219 | 0.52008
8220 | 0.51355
8221 | 0.52055
8222 | 0.55924
8223 | 0.59735
8224 | 0.70572
8225 | 0.82282
8226 | 0.91092
8227 | 0.90089
8228 | 0.84803
8229 | 0.79973
8230 | 0.74257
8231 | 0.66629
8232 | 0.60502
8233 | 0.57275
8234 | 0.55418
8235 | 0.54555
8236 | 0.54774
8237 | 0.5672
8238 | 0.60907
8239 | 0.66724
8240 | 0.66129
8241 | 0.62014
8242 | 0.56467
8243 | 0.53819
8244 | 0.5276
8245 | 0.54274
8246 | 0.57604
8247 | 0.62177
8248 | 0.70479
8249 | 0.82897
8250 | 0.93748
8251 | 0.93077
8252 | 0.87418
8253 | 0.81493
8254 | 0.74414
8255 | 0.6574
8256 | 0.59635
8257 | 0.56206
8258 | 0.54704
8259 | 0.54209
8260 | 0.55064
8261 | 0.59012
8262 | 0.67864
8263 | 0.76775
8264 | 0.75182
8265 | 0.70932
8266 | 0.66279
8267 | 0.61429
8268 | 0.59242
8269 | 0.60159
8270 | 0.65552
8271 | 0.70267
8272 | 0.81349
8273 | 0.86968
8274 | 0.95623
8275 | 0.95295
8276 | 0.89076
8277 | 0.82346
8278 | 0.75884
8279 | 0.66496
8280 | 0.59949
8281 | 0.56257
8282 | 0.5473
8283 | 0.54468
8284 | 0.55255
8285 | 0.59079
8286 | 0.67725
8287 | 0.76361
8288 | 0.74181
8289 | 0.67709
8290 | 0.60859
8291 | 0.55229
8292 | 0.5199
8293 | 0.52816
8294 | 0.54656
8295 | 0.62074
8296 | 0.71856
8297 | 0.84135
8298 | 0.94864
8299 | 0.94317
8300 | 0.87987
8301 | 0.81667
8302 | 0.75083
8303 | 0.65956
8304 | 0.59621
8305 | 0.57061
8306 | 0.55301
8307 | 0.54938
8308 | 0.55634
8309 | 0.59388
8310 | 0.68163
8311 | 0.76814
8312 | 0.75273
8313 | 0.71983
8314 | 0.7022
8315 | 0.67044
8316 | 0.66677
8317 | 0.68411
8318 | 0.7148
8319 | 0.75209
8320 | 0.79173
8321 | 0.83463
8322 | 0.94917
8323 | 0.94438
8324 | 0.8919
8325 | 0.8324
8326 | 0.76033
8327 | 0.66914
8328 | 0.60358
8329 | 0.5635
8330 | 0.54618
8331 | 0.53925
8332 | 0.5475
8333 | 0.58545
8334 | 0.67329
8335 | 0.7583
8336 | 0.73426
8337 | 0.66581
8338 | 0.61293
8339 | 0.55948
8340 | 0.54724
8341 | 0.55109
8342 | 0.57621
8343 | 0.62718
8344 | 0.72268
8345 | 0.8291
8346 | 0.93067
8347 | 0.93215
8348 | 0.87434
8349 | 0.80851
8350 | 0.75032
8351 | 0.6598
8352 | 0.59518
8353 | 0.56057
8354 | 0.54312
8355 | 0.53812
8356 | 0.54655
8357 | 0.58425
8358 | 0.6699
8359 | 0.7542
8360 | 0.7325
8361 | 0.66164
8362 | 0.56847
8363 | 0.49831
8364 | 0.47583
8365 | 0.48809
8366 | 0.48594
8367 | 0.55147
8368 | 0.67364
8369 | 0.79307
8370 | 0.90712
8371 | 0.89988
8372 | 0.84767
8373 | 0.79415
8374 | 0.74962
8375 | 0.67027
8376 | 0.60433
8377 | 0.57751
8378 | 0.55684
8379 | 0.54779
8380 | 0.5519
8381 | 0.57446
8382 | 0.622
8383 | 0.68119
8384 | 0.68092
8385 | 0.61622
8386 | 0.5486
8387 | 0.50075
8388 | 0.48044
8389 | 0.49848
8390 | 0.52753
8391 | 0.59684
8392 | 0.70408
8393 | 0.81279
8394 | 0.90162
8395 | 0.89341
8396 | 0.84133
8397 | 0.79675
8398 | 0.73598
8399 | 0.66016
8400 | 0.59929
8401 | 0.56721
8402 | 0.54836
8403 | 0.53984
8404 | 0.54353
8405 | 0.56305
8406 | 0.60481
8407 | 0.66199
8408 | 0.66757
8409 | 0.62127
8410 | 0.55718
8411 | 0.50804
8412 | 0.49338
8413 | 0.49251
8414 | 0.51004
8415 | 0.55439
8416 | 0.6617
8417 | 0.80241
8418 | 0.92744
8419 | 0.92475
8420 | 0.86878
8421 | 0.80993
8422 | 0.7352
8423 | 0.64966
8424 | 0.58851
8425 | 0.56001
8426 | 0.54554
8427 | 0.54071
8428 | 0.54936
8429 | 0.58902
8430 | 0.67708
8431 | 0.76581
8432 | 0.75485
8433 | 0.69348
8434 | 0.61039
8435 | 0.55565
8436 | 0.54836
8437 | 0.57684
8438 | 0.62598
8439 | 0.67448
8440 | 0.79223
8441 | 0.85924
8442 | 0.95289
8443 | 0.95188
8444 | 0.89068
8445 | 0.82508
8446 | 0.75507
8447 | 0.66278
8448 | 0.59859
8449 | 0.55116
8450 | 0.53665
8451 | 0.53365
8452 | 0.54203
8453 | 0.58011
8454 | 0.66666
8455 | 0.75053
8456 | 0.74308
8457 | 0.72954
8458 | 0.72129
8459 | 0.70253
8460 | 0.71018
8461 | 0.73431
8462 | 0.74238
8463 | 0.76566
8464 | 0.81282
8465 | 0.84406
8466 | 0.93115
8467 | 0.94457
8468 | 0.88412
8469 | 0.81721
8470 | 0.74292
8471 | 0.64988
8472 | 0.5852
8473 | 0.56979
8474 | 0.55661
8475 | 0.55404
8476 | 0.56086
8477 | 0.59965
8478 | 0.68781
8479 | 0.77697
8480 | 0.77039
8481 | 0.75378
8482 | 0.71578
8483 | 0.66024
8484 | 0.62982
8485 | 0.61317
8486 | 0.62489
8487 | 0.65601
8488 | 0.73342
8489 | 0.82312
8490 | 0.94178
8491 | 0.94371
8492 | 0.88516
8493 | 0.83034
8494 | 0.75949
8495 | 0.66818
8496 | 0.60159
8497 | 0.56191
8498 | 0.5457
8499 | 0.53851
8500 | 0.54718
8501 | 0.58467
8502 | 0.67228
8503 | 0.75812
8504 | 0.74536
8505 | 0.6915
8506 | 0.60752
8507 | 0.55663
8508 | 0.54205
8509 | 0.56589
8510 | 0.60986
8511 | 0.65732
8512 | 0.72222
8513 | 0.813
8514 | 0.92294
8515 | 0.92763
8516 | 0.87331
8517 | 0.81806
8518 | 0.74897
8519 | 0.65853
8520 | 0.59369
8521 | 0.55419
8522 | 0.53701
8523 | 0.53214
8524 | 0.54114
8525 | 0.57892
8526 | 0.66451
8527 | 0.74847
8528 | 0.73075
8529 | 0.66348
8530 | 0.57643
8531 | 0.5456
8532 | 0.51613
8533 | 0.54463
8534 | 0.58454
8535 | 0.65586
8536 | 0.72068
8537 | 0.80343
8538 | 0.9038
8539 | 0.89222
8540 | 0.83915
8541 | 0.79604
8542 | 0.74319
8543 | 0.66384
8544 | 0.59796
8545 | 0.56587
8546 | 0.54622
8547 | 0.53701
8548 | 0.54229
8549 | 0.5646
8550 | 0.61379
8551 | 0.67128
8552 | 0.68207
8553 | 0.65346
8554 | 0.58253
8555 | 0.53007
8556 | 0.51175
8557 | 0.50597
8558 | 0.53696
8559 | 0.61153
8560 | 0.7136
8561 | 0.80411
8562 | 0.89403
8563 | 0.88334
8564 | 0.84096
8565 | 0.79329
8566 | 0.72462
8567 | 0.64761
8568 | 0.58714
8569 | 0.5887
8570 | 0.56487
8571 | 0.55433
8572 | 0.55298
8573 | 0.56874
8574 | 0.598
8575 | 0.64363
8576 | 0.68556
8577 | 0.62655
8578 | 0.57272
8579 | 0.54287
8580 | 0.5353
8581 | 0.52876
8582 | 0.55539
8583 | 0.64633
8584 | 0.74493
8585 | 0.86054
8586 | 0.91891
8587 | 0.87715
8588 | 0.83012
8589 | 0.80389
8590 | 0.75491
8591 | 0.69097
8592 | 0.63577
8593 | 0.60108
8594 | 0.57892
8595 | 0.5609
8596 | 0.55686
8597 | 0.5767
8598 | 0.6144
8599 | 0.68123
8600 | 0.7115
8601 | 0.65776
8602 | 0.60459
8603 | 0.54718
8604 | 0.52929
8605 | 0.54711
8606 | 0.55111
8607 | 0.60229
8608 | 0.70829
8609 | 0.80089
8610 | 0.89678
8611 | 0.90637
8612 | 0.87042
8613 | 0.82278
8614 | 0.76623
8615 | 0.68365
8616 | 0.61354
8617 | 0.58171
8618 | 0.56686
8619 | 0.5589
8620 | 0.5631
8621 | 0.5956
8622 | 0.65416
8623 | 0.74138
8624 | 0.76016
8625 | 0.70951
8626 | 0.64341
8627 | 0.59324
8628 | 0.56905
8629 | 0.5606
8630 | 0.59173
8631 | 0.67885
8632 | 0.78487
8633 | 0.87898
8634 | 0.97486
8635 | 1
8636 | 0.93578
8637 | 0.8764
8638 | 0.80161
8639 | 0.69921
8640 | 0.6273
8641 | 0.57468
8642 | 0.55678
8643 | 0.5479
8644 | 0.55282
8645 | 0.58548
8646 | 0.64501
8647 | 0.72909
8648 | 0.75498
8649 | 0.71596
8650 | 0.66439
8651 | 0.63105
8652 | 0.61772
8653 | 0.59898
8654 | 0.61587
8655 | 0.70045
8656 | 0.75277
8657 | 0.85873
8658 | 0.95936
8659 | 0.98356
8660 | 0.93657
8661 | 0.86929
8662 | 0.7915
8663 | 0.69152
8664 | 0.61821
8665 | 0.5842
8666 | 0.56696
8667 | 0.55494
8668 | 0.56045
8669 | 0.59305
8670 | 0.65258
8671 | 0.73934
8672 | 0.7586
8673 | 0.70962
8674 | 0.61228
8675 | 0.55754
8676 | 0.52121
8677 | 0.53295
8678 | 0.56386
8679 | 0.62407
8680 | 0.73242
8681 | 0.84518
8682 | 0.9628
8683 | 0.99122
8684 | 0.93338
8685 | 0.86821
8686 | 0.79797
8687 | 0.69848
8688 | 0.62672
8689 | 0.57914
8690 | 0.56105
8691 | 0.55152
8692 | 0.55708
8693 | 0.58882
8694 | 0.6459
8695 | 0.73112
8696 | 0.75309
8697 | 0.72289
8698 | 0.65789
8699 | 0.60173
8700 | 0.59607
8701 | 0.57833
8702 | 0.60672
8703 | 0.69681
8704 | 0.77572
8705 | 0.87245
8706 | 0.94225
8707 | 0.95617
8708 | 0.91732
8709 | 0.858
8710 | 0.79588
8711 | 0.70612
8712 | 0.6337
8713 | 0.58274
8714 | 0.56233
8715 | 0.55321
8716 | 0.55704
8717 | 0.58002
8718 | 0.63001
8719 | 0.69266
8720 | 0.70038
8721 | 0.67148
8722 | 0.61133
8723 | 0.52916
8724 | 0.48444
8725 | 0.49717
8726 | 0.53808
8727 | 0.59856
8728 | 0.69262
8729 | 0.7893
8730 | 0.90334
8731 | 0.90027
8732 | 0.8512
8733 | 0.81108
8734 | 0.7431
8735 | 0.6675
8736 | 0.60492
8737 | 0.60525
8738 | 0.57907
8739 | 0.56493
8740 | 0.56556
8741 | 0.5825
8742 | 0.61106
8743 | 0.6692
8744 | 0.70128
8745 | 0.69662
8746 | 0.63593
8747 | 0.6088
8748 | 0.58981
8749 | 0.61369
8750 | 0.64659
8751 | 0.70638
8752 | 0.79774
8753 | 0.89308
8754 | 0.95451
8755 | 0.92627
8756 | 0.84364
8757 | 0.78553
8758 | 0.76068
8759 | 0.70717
8760 | 0.66125