## Assumptions Summary
2020-2021 Modeling Assumptions
This workbook presents the IGP inputs and assumptions as used in the RESOLVE model. Each worksheet contains raw data inputs that RESOLVE writes into .TAB files. The worksheet names reflect the actual .TAB file names that are written by RESOLVE. The topics covered within the .TAB files are summarized in the descriptions for each worksheet.
Version History
Date | Version | Description
2020-09-25 | 1 | First Release of the Draft IGP Inputs and Assumptions Document
2021-03-12 | 2 | First Release of the Draft IGP Inputs and Assumptions Workbooks 1-2 for Oahu, Hawaii Island, Maui, Molokai, and Lanai. Incorporates Stakeholder Feedback to Version 1.0.
2021-08-03 | 3 | Revised Draft IGP Inputs and Assumptions Workbooks 1-2 for Oahu, Hawaii Island, Maui, Molokai, and Lanai. Incorporates the Hawaii Public Utilities Commission's Directives in Order 37730 to Version 2.0. -- Provided clear narrative explanations about the inputs and assumptions -- Provided live and unlocked workbooks with cell logic intact -- Used plain language to describe data, worksheets, and cells -- Provided an Assumptions Summary, Glossary, References Worksheets -- Formatted workbook to improve user understanding
Worksheet Descriptions
Worksheet | Category | Description
Assumptions Summary | Assumptions Summary | Includes Workbook Version History, Worksheet Descriptions, and References
Glossary | Glossary | Definitions of All Acronyms and Common Terms Used in the Workbook
References | References | Provides Links to All Pertinent and Related Documents and Workbooks
day_weights | General Inputs | Weighted Sample Days used for Hourly Dispatch Representation.
zones |  | Representative Zones on the Island. Used for Load Balancing Between Zones.
transmission_lines |  | Names of Transmission Lines and Maximum Planned Capacities
simultaneous_flow_limits |  | Transmisison Lines Constraint for Future Upgrades
fuels |  | Properties of Fuel Types Used Per Island
renewable_targets |  | Renewable Portfolio Standards Constraints
period_discount_factors |  | Parameters Used to Calculate the Net Present Value of the RESOLVE Resource Plan
flexible_params |  | Parameters Used to Establish Time and Value Constraints in RESOLVE
system_params |  | Parameters for RESOLVE to Model the Island System
resources | Properties of Resources | Names and Capabilities of All Available Resources in RESOLVE
planned_installed_capacities |  | Planned Installed Capacity of Resources
min_cumulative_new_build |  | Minimum Capacity Requirements for New Resources Built by RESOLVE
capacity_limits |  | Maximum Capacity Limit for New Resources Built by RESOLVE
planned_storage_energy_capacity |  | Planned Installed Energy Capacity for Storage Resources
resource_storage_paired |  | Constraints Used to Model Paired Resources
resource_variable_renewable |  | Capability of Resource to be Curtailed
reserve_resources |  | Capability of Resource to Provide Regulating Reserve, FFR, and Inertia Services
conventional_dr_period_limits |  | Properties of Demand Response Resources
energy_sharing_max_to_move_with |  | Constraints Used to Limit Maximum Capacity Factor for Resources
technologies | Properties of Technology | Names and Capabilities of All Available Technology Types in RESOLVE
tech_storage_parms |  | Properties of Battery Energy Storage System (BESS) Technologies
erm_params | ERM Parameters | Energy Reserve Margin (ERM) Requirement and Peak Load
erm_resource_group_map |  | Grouping of Resources that Contribute to ERM
erm_shapes |  | Hourly Dependable Capacity (HDC) Shapes by ERM Resource Group
erm_timepoint_params |  | ERM Load Shape in 8760 Hours/Year Format

## Glossary
Glossary |  |  |  | Return to Assumptions Summary
Acronym/ Terminology | Definition | Order No. | Worksheets Reference
8760 | 365 days/year x 24 hours/day = 8760 hours/year | 0 | Glossary
resource | Resource Name | 0 | Glossary
period | Reference Year | 0 | Glossary
DR | Demand Response | 0 | Glossary
Pmax | Maximum Power Output (MW) | 0 | Glossary
MW | Megawatts, Unit of Power/ Capacity | 0 | Glossary
ERM | Energy Reserve Margin | 0 | Glossary
HDC | Hourly Dependable Capacity | 0 | Glossary
MWh | Megawatt-hour, Unit of Energy | 0 | Glossary
kW | Kilowatt, Unit of Power/ Capacity | 0 | Glossary
kWh | Kilowatt-hour, Unit of Energy | 0 | Glossary
yr | Year | 0 | Glossary
DER | Distributed Energy Resources | 0 | Glossary
DGPV | Distributed Generation Photovoltaics | 0 | Glossary
FFR | Fast Frequency Response | 0 | Glossary
Inertia | Kinetic Energy (MJ) Produced by a Synchronous Generator | 0 | Glossary
day_id | RESOLVE Sampled Day Number, Ranges from 1-30 | 1 | day_weights
day_weight | Number of Days in a Year that the Sampled Day Represents. Sum of the Day Weights is 365 Days. | 1 | day_weights
zone | User-Defined Zones on an Island Containing Resources. Used for Balancing Generation and Load | 2 | zones
include_in_rps_target | Allow Zones to be Included in the RPS Target Calculation | 2 | zones
include_in_load_following | Allow Zones to Provide Load Following/Regulating Reserve | 2 | zones
include_in_ghg_target | Allow Zones to be Included in the GHG Reduction Target Calculation | 2 | zones
transmission_line | Name of a Transmission Line in RESOLVE | 3 | transmission_lines
transmission_from | Transmission Line Starting Point | 3 | transmission_lines
transmission_to | Transmission Line End Point | 3 | transmission_lines
min_flow | Minimum Transmission Line Capacity | 3 | transmission_lines
max_flow | Maximum Transmission Line Capacity | 3 | transmission_lines
simultaneous_flow_group | Name of Transmission Line Directional Constraint (Forward or Reverse Direction) | 4 | simultaneous_flow_limits
period | Modeled Year in RESOLVE | 4 | simultaneous_flow_limits
simultaneous_flow_limit_mw | Planned Annual Transmission Capacity. Adjustable for Transmission Upgrades | 4 | simultaneous_flow_limits
fuels | Fuel Type | 5 | fuels
tco2_per_mmbtu | Carbon Intensity of Burning Fossil Fuels | 5 | fuels
can_blend_with_pipeline_biogas | TRUE/FALSE Question to Allow Biodiesel Blending | 5 | fuels
period | Modeled Year in RESOLVE | 5 | renewable_targets
non_modeled_rps_resources_mwh | Energy (GWh/year) Provided by DER Resources | 6 | renewable_targets
DER | Distributed Energy Resources | 6 | renewable_targets
pipeline_biogas_available_mmbtu_per_year | Amount of Biodiesel Available To Fuel-Burning Units Per Year (MMBTU/year) | 6 | renewable_targets
incremental_pipeline_biogas_cost_per_mmbtu | Cost of Biodiesel Per Year ($/MMBTU) | 6 | renewable_targets
retail_sales_mw | Portion of Customer Sales (MWh/year) that Contributes to the RPS or RPS-A Requirement | 6 | renewable_targets
RPS | Renewable Portfolio Standards | 6 | renewable_targets
RPS-A | Updated RPS Standard Based on Total Generation | 6 | renewable_targets
RPS_as_fractions_of_retail_sales | Annual Percent RPS Requirement | 6 | renewable_targets
period | Modeled Year in RESOLVE | 7 | period_discount_factors
discount_factor | RESOLVE Conversion Factor from Discount Rate | 7 | period_discount_factors
years_in_period | Linear Interpolation Between Modeled and Non-Modeled Years | 7 | period_discount_factors
period | Modeled Year in RESOLVE | 8 | flexible_params
param | Parameters in RESOLVE | 8 | flexible_params
model_component | Resource Name or Type in RESOLVE | 8 | flexible_params
day | RESOLVE Representative Day(s) | 8 | flexible_params
hour_of_day_from | Starting Hour Between 0-23 | 8 | flexible_params
hour_of_day_to | Ending Hour Between 0-23 | 8 | flexible_params
value | Unitless Number, Percent Fraction, or TRUE/FALSE Statement | 8 | flexible_params
max_gen_fraction | Controls the Generation Output of the Resource Named Under the "model_component". | 8 | flexible_params
energy_budget_cap_factor | Used to Maintain a Daily Capacity Factor for the Resource's Energy Budget | 8 | flexible_params
Energy Budget | The Daily Amount of Available Energy Produced/ Stored by a Resource | 8 | flexible_params
under_freq_load_shedding_fraction | Percent of Allowable Under Frequency Load Shed (UFLS) | 8 | flexible_params
total_freq_resp_violation_penalty_per_mw | Penalty Price for Violating the FFR Requirement ($/MW) | 8 | flexible_params
lf_reserve_timeframe_fraction_of_hour | Timeframe of Reserve Dispatch (Response Time to Ramp) | 8 | flexible_params
erm_shifting_window | Used to Shift Battery Energy From One Hour to Another, From One Day to Another, Throught the Year to Meet the ERM Requirement | 8 | flexible_params
synchronous_condenser_addition_to_load | When Not Committed and in Synchronous Condenser Mode, The Resource Will Add to Load by a Fraction of its Total Installed Capacity (%) | 8 | flexible_params
allow_synchronous_condenser_mode | TRUE/FALSE Decision Variable to Allow a Thermal Generator to Switch into Synchronous Condenser Mode | 8 | flexible_params
decimals | Used to Set the Number of Decimal Places for Result Values | 8 | flexible_params
unserved_energy_penalty | The Cost of Unserved Energy When There Isn't Enough Generation on the System to Meet the System Load ($/MW) | 9 | system_params
overgen_penalty | The Cost of Curtailment ($/MWh) | 9 | system_params
upward_reserve_violation_penalty | The Cost of the Model Not Meeting Upward Regulating Reserve Requirements ($/MW) | 9 | system_params
downward_reserve_violation_penalty | The Cost of the Model Not Meeting Downward Regulating Reserve Requirements ($/MW) | 9 | system_params
lf_reserve_dispatch_fraction | Represents the Regulating Reserve Subhourly Dispatch Fraction (%) | 9 | system_params
var_rnw_available_for_reserves | The Capacity of Variable Resources to Provide Load Following/ Regulating Reserves (%) | 9 | system_params
max_var_rnw_reserves | Represents the Maximum Regulating Reserves Provided by Variable Resources | 9 | system_params
require_overbuild | Allows the RESOLVE Model to Build Enough Resources to Meet All System Constraints as Mentioned Above, and Avoid Penalty Costs | 9 | system_params
enforce_ghg_targets | Allows the RESOLVE Model to Meet Greenhouse Gas (GHG) Emissions Targets | 9 | system_params
count_storage_losses_as_rps_curtailment | An Accounting Feature for Battery Energy Losses to Count as Curtailment of RPS Eligible Resources and Not a Reduction of RPS | 9 | system_params
allow_unserved_energy | Enables the Model to Allow Hours of Unserved Energy, Although Those Hours Will Have an Associated Penalty Cost for Violating the Constraint | 9 | system_params
resource | Name of User-Defined Resource in RESOLVE | 10 | resources
technology | Name of User Defined Technology Type in RESOLVE | 10 | resources
rps_eligible | Tracks if a Resource Contributes to RPS | 10 | resources
can_build_new | Ability for a Resource to be Built and/or Expanded | 10 | resources
capacity_limited | Capacity Build Limit for New Resources | 10 | resources
can_retire | Allows RESOLVE to Retire Thermal Resources | 10 | resources
period | Modeled Year in RESOLVE | 11 | planned_installed_capacities
resource | Name of User-Defined Resource in RESOLVE | 11 | planned_installed_capacities
planned_installed_capacity | Planned Installed Capacity of Resources (MW) | 11 | planned_installed_capacities
min_operational_planned_capacity_mw | Minimum Operational Capacity of Resources (MW) | 11 | planned_installed_capacities
planned_capacity_fixed_o_and_m_dollars_per_kw_yr | Annual Fixed Operations and Maintenance Costs for Resources ($/kW-yr) | 11 | planned_installed_capacities
resource | Name of User Defined Resource in RESOLVE | 12 | min_cumulative_new_build
period | Modeled Year in RESOLVE | 12 | min_cumulative_new_build
min_cumulative_build_by_year | Minimum Capacity of New Resources to be Built Per Year | 12 | min_cumulative_new_build
resource | Name of User-Defined Resource in RESOLVE | 13 | capacity_limits
period | Modeled Year in RESOLVE | 13 | capacity_limits
capacity_limit_mw | Maximum Capacity Limit (MW) for New Resource Builds by RESOLVE | 13 | capacity_limits
storage_resource | Name of User-Defined Storage Resources in RESOLVE | 14 | planned_storage_energy_capacity
period | Modeled Year in RESOLVE | 14 | planned_storage_energy_capacity
planned_storage_energy_capacity_mwh | Planned Storage Energy Capacity (MWH) | 14 | planned_storage_energy_capacity
planned_storage_energy_capacity_fixed_o_and_m_dollars_per_kwh_yr | Fixed Operations and Maintenance Costs For Storage | 14 | planned_storage_energy_capacity
paired_storage_resource | Name of Storage Resource That is Paired to a Supply Resource | 15 | resource_storage_paired
paired_supply_resource | Name of Supply Resource That is Paired to a Storage Resource | 15 | resource_storage_paired
enforce_pairing_ratio | Create a Pairing Ratio Between Supply and Storage Resources | 15 | resource_storage_paired
pairing_ratio | Ratio Between New Paired Resources Built by RESOLVE. For Our Purposes, We Assume a 1:1 Ratio, So That Equal Amounts of Paired Resources Are Built (1 MW Supply Resource Paired to 1 MW Storage Resource) | 15 | resource_storage_paired
Storage Resource | A Device Which Stores Energy. Often a Battery Energy Storage System (BESS) | 15 | resource_storage_paired
Supply Resource | Generator | 15 | resource_storage_paired
resource | Name of User-Defined Resource in RESOLVE | 16 | resource_variable_renewable
curtailable | Allows a Resource to be Curtailed | 16 | resource_variable_renewable
resource | Name of User-Defined Resource in RESOLVE | 17 | reserve_resources
can_provide_lf_reserves | Allows a Resource to Provide Load Following/Regulating Reserves | 17 | reserve_resources
contributes_to_freq_resp_total | The Resource Can Provide a Total Fast Frequency Response | 17 | reserve_resources
thermal_freq_response_fraction_of_commitment | Percent of a Resource That Provides Fast Frequency Response Service | 17 | reserve_resources
can_provide_inertia | Signifies If a Resource Can Provide Inertia | 17 | reserve_resources
inertia_response_multiplier_of_commitment | Conversion Factor in MJ/MW Used to Scale the Inertia Provision by the Thermal Generator or Synchronous Condenser's Maximum Capacity | 17 | reserve_resources
resource | Name of User-Defined Resource in RESOLVE | 18 | conventional_dr_period_limits
period | Modeled Year in RESOLVE | 18 | conventional_dr_period_limits
conventional_dr_availability_hours_per_year | Maximum Number of Hours Per Year a Demand Response Resource May Be called Upon for a Demand Response Event (hour/year) | 18 | conventional_dr_period_limits
daily_capacity_factor | Maximum Duration of the Demand Response Event, Provided as a Fraction of the Day (hour/hour) | 18 | conventional_dr_period_limits
hydro_resource | Name of User-Defined Resource in RESOLVE | 19 | energy_sharing_max_to_move_with
energy_sharing_group_id | Resource Assignment to Representative Days and Months When It Will Be Used | 19 | energy_sharing_max_to_move_with
max_energy_to_move_around_hours | Represents the Number of Hours Within the Month that the Resource is Used at its Pmax | 19 | energy_sharing_max_to_move_with
Pmax | Maximum Power Output (MW) | 19 | energy_sharing_max_to_move_with
technology | Name of User-Defined Technology in RESOLVE | 20 | technologies
thermal | A Fuel Burning Technology Having a Heat Rate and Fuel Type) | 20 | technologies
dispatchable | A Technology That May Be Dispatched at Varying Capacity | 20 | technologies
must_run | Technology is Run at 100% Capacity When Committed | 20 | technologies
variable | Variable Renewable Technology | 20 | technologies
storage | Unpaired and Paired Battery Energy Storage Systems (BESS) or Pumped-Storage Hydro | 20 | technologies
hydro | Hydroelectric Technology | 20 | technologies
variable_cost_dollars_per_mwh | Represents the Variable Costs for Certain Technologies ($/MWh) | 20 | technologies
firm_capacity | Fixed, Thermal Generators e.g., Combustion Turbine | 20 | technologies
conventional_dr | Demand Response Technologies | 20 | technologies
electric_vehicle | Electric Vehicle Technologies | 20 | technologies
energy_efficiency | Energy Efficiency Technologies | 20 | technologies
synchronous_condenser | Synchronous Condenser Technologies | 20 | technologies
storage_technology | Name of Storage Technology in RESOLVE | 21 | tech_storage_params
charging_efficiency | Average Charging Efficiency of Storage | 21 | tech_storage_params
discharging_efficiency | Average Discharging Efficiency of Storage | 21 | tech_storage_params
duration_h | Hourly Duration of Storage | 21 | tech_storage_params
duration_type | Classification of Storage Duration in RESOLVE | 21 | tech_storage_params
minimum-duration | Storage Technology Will Discharge Its Energy for a Minimum Number of Hours or Longer if Needed | 21 | tech_storage_params
fixed-duration | Storage Technology Has a Set Duration for Discharging Energy | 21 | tech_storage_params
period | Modeled Year in RESOLVE | 22 | erm_params
erm_percentage | Percent Energy Reserve Marging (ERM) Requirement | 22 | erm_params
erm_peak_load_mw | Annual Peak of Net System Load | 22 | erm_params
resource | Name of User-Defined Resource in RESOLVE | 23 | erm_resource_group_map
erm_group | Resource Classification Groups by Hourly Dependable Capacity (HDC) Type | 23 | erm_resource_group_map
HDC | Hourly Dependable Capacity | 23 | erm_resource_group_map
erm_hour | Reference Hours of the Year (8760 hours/year) | 24 | erm_shapes
solar | Hourly Dependable Capacity of Utility-Scale Solar | 24 | erm_shapes
wind | Hourly Dependable Capacity of Utility-Scale Wind | 24 | erm_shapes
firm_capacity | Hourly Dependable Capacity of Thermal Generators | 24 | erm_shapes
other | Hourly Dependable Capacity of Synchronous Condensers and Other Small Grid Services | 24 | erm_shapes
dgpv | Hourly Dependable Capacity of Distributed Solar | 24 | erm_shapes
lsdr | Hourly Dependable Capacity of Load Shifting Demand Response | 24 | erm_shapes
stand_alone_storage | Hourly Dependable Capacity of Planned Utility-Scale Standalone Storage (Planned Unpaired BESS) | 24 | erm_shapes
generic_storage | Hourly Dependable Capacity of New Utility-Scale Standalone Storage (New Unpaired BESS) | 24 | erm_shapes
paired_solar | Hourly Dependable Capacity of Paired Utility-Scale Solar (Supply Side) | 24 | erm_shapes
paired_wind | Hourly Dependable Capacity of Paired Utility-Scale Wind (Supply Side) | 24 | erm_shapes
paired_storage | Hourly Dependable Capacity of Paired Storage (Storage Side) | 24 | erm_shapes
erm_hour | Reference Hours of the Year (8760 hours/year) | 25 | erm_timepoint_params
input_load_mw | Normalized Load Shape for Scaling With The ERM Peak | 25 | erm_timepoint_params

## References
References |  | Return to Assumptions Summary
Source | Materials
Revised Draft Oahu IGP Inputs and Assumptions Workbooks 1, August 3, 2021
Revised Draft Oahu IGP Inputs and Assumptions Workbooks 2, August 3, 2021
Revised Draft Hawaii IGP Inputs and Assumptions Workbooks 1, August 3, 2021
Revised Draft Hawaii IGP Inputs and Assumptions Workbooks 2, August 3, 2021
Revised Draft Maui IGP Inputs and Assumptions Workbooks 1, August 3, 2021
Revised Draft Maui IGP Inputs and Assumptions Workbooks 2, August 3, 2021
Revised Draft Molokai IGP Inputs and Assumptions Workbooks 1, August 3, 2021
Revised Draft Molokai IGP Inputs and Assumptions Workbooks 2, August 3, 2021
Revised Draft Lanai IGP Inputs and Assumptions Workbooks 1, August 3, 2021
Revised Draft Lanai IGP Inputs and Assumptions Workbooks 2, August 3, 2021
Revised Draft IGP Inputs and Assumptions Document, March 30, 2021 | https://www.hawaiianelectric.com/documents/clean_energy_hawaii/integrated_grid_planning/stakeholder_engagement/working_groups/forecast_assumptions/20210330_wg_fa_deliverable_draft.pdf
Revised Draft IGP Grid Needs Assessment & Solution Evaluation Methodology Document, March 30, 2021 | https://www.hawaiianelectric.com/documents/clean_energy_hawaii/integrated_grid_planning/stakeholder_engagement/working_groups/solution_evaluation_and_optimization/20210330_wg_seo_deliverable_draft.pdf
Draft Oahu IGP Inputs and Assumptions Workbooks 1, March 12, 2021 | https://www.hawaiianelectric.com/documents/clean_energy_hawaii/integrated_grid_planning/stakeholder_engagement/working_groups/forecast_assumptions/20210312_draft_oahu_inputs_workbook_1.xlsx
Draft Oahu IGP Inputs and Assumptions Workbooks 2, March 12, 2021 | https://www.hawaiianelectric.com/documents/clean_energy_hawaii/integrated_grid_planning/stakeholder_engagement/working_groups/forecast_assumptions/20210312_draft_oahu_inputs_workbook_2.xlsx
Draft Hawaii IGP Inputs and Assumptions Workbooks 1, March 12, 2021 | https://www.hawaiianelectric.com/documents/clean_energy_hawaii/integrated_grid_planning/stakeholder_engagement/working_groups/forecast_assumptions/20210312_draft_hawaii_island_inputs_workbook_1.xlsx
Draft Hawaii IGP Inputs and Assumptions Workbooks 2, March 12, 2021 | https://www.hawaiianelectric.com/documents/clean_energy_hawaii/integrated_grid_planning/stakeholder_engagement/working_groups/forecast_assumptions/20210312_draft_hawaii_island_inputs_workbook_2.xlsx
Draft Maui IGP Inputs and Assumptions Workbooks 1, March 12, 2021 | https://www.hawaiianelectric.com/documents/clean_energy_hawaii/integrated_grid_planning/stakeholder_engagement/working_groups/forecast_assumptions/20210312_draft_maui_inputs_workbook_1.xlsx
Draft Maui IGP Inputs and Assumptions Workbooks 2, March 12, 2021 | https://www.hawaiianelectric.com/documents/clean_energy_hawaii/integrated_grid_planning/stakeholder_engagement/working_groups/forecast_assumptions/20210312_draft_maui_inputs_workbook_2.xlsx
Draft Molokai IGP Inputs and Assumptions Workbooks 1, March 12, 2021 | https://www.hawaiianelectric.com/documents/clean_energy_hawaii/integrated_grid_planning/stakeholder_engagement/working_groups/forecast_assumptions/20210312_draft_molokai_inputs_workbook_1.xlsx
Draft Molokai IGP Inputs and Assumptions Workbooks 2, March 12, 2021 | https://www.hawaiianelectric.com/documents/clean_energy_hawaii/integrated_grid_planning/stakeholder_engagement/working_groups/forecast_assumptions/20210312_draft_molokai_inputs_workbook_2.xlsx
Draft Lanai IGP Inputs and Assumptions Workbooks 1, March 12, 2021 | https://www.hawaiianelectric.com/documents/clean_energy_hawaii/integrated_grid_planning/stakeholder_engagement/working_groups/forecast_assumptions/20210312_draft_lanai_inputs_workbook_1.xlsx
Draft Lanai IGP Inputs and Assumptions Workbooks 2, March 12, 2021 | https://www.hawaiianelectric.com/documents/clean_energy_hawaii/integrated_grid_planning/stakeholder_engagement/working_groups/forecast_assumptions/20210312_draft_lanai_inputs_workbook_2.xlsx
IGP Resource Cost Summary, April 20, 2020 (Updated January 18, 2021) | https://www.hawaiianelectric.com/documents/clean_energy_hawaii/integrated_grid_planning/stakeholder_engagement/working_groups/solution_evaluation_and_optimization/20210118_wg_seo_resource_cost_forecast.xlsx
Draft IGP Inputs and Assumptions Document, September 25, 2020 | https://www.hawaiianelectric.com/documents/clean_energy_hawaii/integrated_grid_planning/stakeholder_engagement/working_groups/forecast_assumptions/20200925_draft_IGP_inputs_and_assumptions.pdf
Oahu Sales and Peak Forecast, August 31, 2020 | https://www.hawaiianelectric.com/documents/clean_energy_hawaii/integrated_grid_planning/stakeholder_engagement/working_groups/forecast_assumptions/hawaii_sales_and_peak_FAWG.xlsx
Hawaii Sales and Peak Forecast, August 31, 2020 | https://www.hawaiianelectric.com/documents/clean_energy_hawaii/integrated_grid_planning/stakeholder_engagement/working_groups/forecast_assumptions/oahu_sales_and_peak_FAWG.xlsx
Maui, Molokai, and Lanai Sales and Peak Forecast, August 31, 2020 | https://www.hawaiianelectric.com/documents/clean_energy_hawaii/integrated_grid_planning/stakeholder_engagement/working_groups/forecast_assumptions/maui_sales_and_peak_FAWG.xlsx
Draft IGP Grid Needs Assessment and Solution Evaluation Methodology Document, June 2, 2020 | https://www.hawaiianelectric.com/documents/clean_energy_hawaii/integrated_grid_planning/stakeholder_engagement/working_groups/solution_evaluation_and_optimization/20200602_wg_seo_deliverable_draft_v1.pdf
IGP 2020 Fuels Forecast, April 20, 2020 | https://www.hawaiianelectric.com/documents/clean_energy_hawaii/integrated_grid_planning/stakeholder_engagement/working_groups/solution_evaluation_and_optimization/20200420_wg_seo_igp_2020_fuels_forecast.xlsx
IGP DER Forecast - Oahu, January 29, 2020 | https://www.hawaiianelectric.com/documents/clean_energy_hawaii/integrated_grid_planning/stakeholder_engagement/working_groups/forecast_assumptions/HE_DER_forecast_IGP.xlsx
IGP DER Forecast - Hawaii, January 29, 2020 | https://www.hawaiianelectric.com/documents/clean_energy_hawaii/integrated_grid_planning/stakeholder_engagement/working_groups/forecast_assumptions/HL_DER_forecast_IGP.xlsx
IGP DER Forecast - Maui (Maui BESS Included from Slide 31), January 29, 2020 | https://www.hawaiianelectric.com/documents/clean_energy_hawaii/integrated_grid_planning/stakeholder_engagement/working_groups/forecast_assumptions/ME_DER_forecast_IGP.xlsx
AEG Hawaii Statewide Market Potential Study, January 29, 2020 | https://www.hawaiianelectric.com/documents/clean_energy_hawaii/integrated_grid_planning/stakeholder_engagement/working_groups/forecast_assumptions/20200129_wg_fa_hawaii_market_potential_study_draft_results.pdf
Electrification of Transportation Workplan, October 29, 2019 | https://www.hawaiianelectric.com/documents/clean_energy_hawaii/electrification_of_transportation/20191029_eot_workplan.pdf
Electric Vehicle Critical Backbone Study: Planning Methodology, July 30, 2019 | https://www.hawaiianelectric.com/documents/clean_energy_hawaii/electrification_of_transportation/2018-0135_20190730_cos_ev_backbone_study.pdf
Addendum to the EoT Strategic Roadmap, November 29, 2018 | https://www.hawaiianelectric.com/documents/clean_energy_hawaii/electrification_of_transportation/eot_strategic_roadmap_addendum.pdf
Electrification of Transportation (EoT) Strategic Roadmap, March 29, 2018 | https://www.hawaiianelectric.com/documents/clean_energy_hawaii/electrification_of_transportation/201803_eot_roadmap.pdf

## day_weights
Return to Assumptions Summary
Day Weights
RESOLVE model optimization uses a set of 30 representative days per each modeled year. Each representative day holds a weighted value called a day weight. In the table below, the "day_id" is the representative day, and the "day_weight" is the corresponding weighted value of that day. The day_weight is used to scale the load profile, variable generation profiles, and any other time-dependent input from 30 representative days to 365 days per year (or 8760 hours per year). The sum of all the "day_weights" is equal to one year, 365 days. The day weights were determined outside of the model using historical production profiles of the system level load and existing variable renewable generation ranging from years 2015-2019. The day weights are unique to each island.
Day Weights
day_id | day_weight
1 | 20.5992
2 | 20.5064
3 | 18.9874
4 | 18.8178
5 | 18.2081
6 | 18.0808
7 | 17.9236
8 | 17.2952
9 | 16.9261
10 | 16.8545
11 | 14.1292
12 | 14.0376
13 | 12.7757
14 | 12.6891
15 | 12.2821
16 | 12.2143
17 | 11.9963
18 | 11.9034
19 | 11.1665
20 | 11.1657
21 | 10.1243
22 | 8.6743
23 | 6.81
24 | 6.586
25 | 6.4791
26 | 5.7804
27 | 4.3858
28 | 3.6673
29 | 2.9339
30 | 1

## zones
Return to Assumptions Summary
Zones
RESOLVE has the capability to model an island's system within user-defined zones. Usually, the purpose of creating zones is to separate resources that have a different set of operational capabilities or constraints from each other. For example, resources that cannot provide load following/ regulating reserves are placed into a NoLF (No load Following) zone. Whereas resources that can provide load following/ regulating reserves are placed into the main island zone, which is Maui in this case. A Proxy zone is always defined as a point of reference to the main island zone. In the table below, columns 2-4 are properties specified for each zone. The input is a binary value (0 or 1), zero meaning NO/FALSE and one meaning YES/TRUE. As an example, resources in the "Maui" zone can be included in the RPS target calculation ("include_in_rps_target"), can provide load following/ regulating reserves ("include_in_load_following"), and can be included in the GHG target calculation ("include_in_ghg_target").
Zones
zone | include_in_rps_target | include_in_load_following | include_in_ghg_target
Proxy | 0 | 0 | 0
Maui | 1 | 1 | 1
NoLF | 1 | 0 | 1
Kamaole_Solar | 1 | 1 | 1

## transmission_lines
Return to Assumptions Summary
Transmission Line Capacity
In RESOLVE, transmission line capacity is model from one point of reference to another. In the first column, "transmission_line", we define the name of the transmission line, specifying the two reference zones "Maui" and "Proxy" in line "Maui_to_Proxy". In the second and third columns, we state which zone the energy is moved from, "transmission_from" and the zone where it's going to, "transmission_to". In the fourth and fifth columns, we can specify a minimum transmission capacity, "min_flow" and a maximum transmission capacity, "max_flow". The energy flow is one-directional from the outer zone "transmission_from" to the inner zone "transmission_to". In the table below, resources in the NoLF zone have a very high transmission capacity limit 99999 MW to simulate an unlimited scenario. To set a point of interconnection (POI) transmission constraint for a particular resource, a specific value can be used in the "max_flow" field.
Transmission Lines
transmission_line | transmission_from | transmission_to | min_flow | max_flow
Maui_to_Proxy | Maui | Proxy | 0 | 0
NoLF_to_Maui | NoLF | Maui | 0 | 99999
Kamaole_Solar_to_Maui | Kamaole_Solar | Maui | 0 | 30

## simultaneous_flow_limits
Return to Assumptions Summary
Simultaneous Flow Constraint
The following constraints allow the user to adjust the transmission capacity exchanged between zones on an annual basis. The direction of energy is one-directional (forward or reverse), in that it moves from the outer zone to the inner zone. This setting provides flexbility in comparison to the hard constraint on the previous worksheet, "max_flow". It can be used to account for things like adding new renewable projects to an existing zone, and the subsequent increase or decrease in transmission capacity that is available or needed through an upgrade. The value 99999 is meant to simulate an unlimited scenario.
Simultaneous Flow Constraint
simultaneous_flow_group | period | simultaneous_flow_limit_mw
Maui_to_Proxy_Constraint | 2025 | 0
Maui_to_Proxy_Constraint | 2026 | 0
Maui_to_Proxy_Constraint | 2027 | 0
Maui_to_Proxy_Constraint | 2028 | 0
Maui_to_Proxy_Constraint | 2029 | 0
Maui_to_Proxy_Constraint | 2030 | 0
Maui_to_Proxy_Constraint | 2031 | 0
Maui_to_Proxy_Constraint | 2032 | 0
Maui_to_Proxy_Constraint | 2033 | 0
Maui_to_Proxy_Constraint | 2034 | 0
Maui_to_Proxy_Constraint | 2040 | 0
Maui_to_Proxy_Constraint | 2045 | 0
Maui_to_Proxy_Constraint | 2050 | 0
NoLF_to_Maui_Constraint | 2025 | 99999
NoLF_to_Maui_Constraint | 2026 | 99999
NoLF_to_Maui_Constraint | 2027 | 99999
NoLF_to_Maui_Constraint | 2028 | 99999
NoLF_to_Maui_Constraint | 2029 | 99999
NoLF_to_Maui_Constraint | 2030 | 99999
NoLF_to_Maui_Constraint | 2031 | 99999
NoLF_to_Maui_Constraint | 2032 | 99999
NoLF_to_Maui_Constraint | 2033 | 99999
NoLF_to_Maui_Constraint | 2034 | 99999
NoLF_to_Maui_Constraint | 2040 | 99999
NoLF_to_Maui_Constraint | 2045 | 99999
NoLF_to_Maui_Constraint | 2050 | 99999
Kamaole_Solar_to_Maui_Constraint | 2025 | 30
Kamaole_Solar_to_Maui_Constraint | 2026 | 30
Kamaole_Solar_to_Maui_Constraint | 2027 | 30
Kamaole_Solar_to_Maui_Constraint | 2028 | 30
Kamaole_Solar_to_Maui_Constraint | 2029 | 30
Kamaole_Solar_to_Maui_Constraint | 2030 | 30
Kamaole_Solar_to_Maui_Constraint | 2031 | 30
Kamaole_Solar_to_Maui_Constraint | 2032 | 30
Kamaole_Solar_to_Maui_Constraint | 2033 | 30
Kamaole_Solar_to_Maui_Constraint | 2034 | 30
Kamaole_Solar_to_Maui_Constraint | 2040 | 30
Kamaole_Solar_to_Maui_Constraint | 2045 | 30
Kamaole_Solar_to_Maui_Constraint | 2050 | 30

## fuels
Return to Assumptions Summary
Fuel Blending
In the first column, "fuels" represents the type of fuel used on that island. The second column, "tco2_per_mmbtu" represents the carbon dioxide (CO2) intensity for greenhouse gas (GHG) accounting in units tCO2/MMBtu. The third column is a decision variable to allow the fuel to be blended with a renewable fuel source such as biodiesel or biogas. Since biogas is not an option for the islands, assume fuel blending is achieved with biodiesel unless otherwise noted.
Fuels
fuels | tco2_per_mmbtu | can_blend_with_pipeline_biogas
MSFO | 0.083063 | FALSE
Diesel | 0.081807 | TRUE
ULSD | 0.081807 | TRUE
Biodiesel | 0 | FALSE
Biomass | 0 | FALSE
Proxy_Fuel | 0 | FALSE

## renewable_targets
Return to Assumptions Summary
Renewable Targets
In the table below are a collection of inputs related to Renewable Portfolio Standards (RPS) targets. -- first column, "period" represents the modeled year -- second column, "non_modeled_rps_resources_mwh" represents the energy (GWh/year) provided by DER resources. Since DER is not modeled as a resource, this is how we capture the RPS contributions by DERs. -- third and fourth columns, "pipeline_biogas_available_mmbtu_per_year" and "incremental_pipeline_biogas_cost_per_mmbtu" go together. It is used to switch the thermal generator fuel source from a fossil fuel (e.g., LSFO, diesel) to biodiesel in year 2045 when 100% RPS is in effect. -- fifth column, "retail_sales_mwh" is the portion of customer sales (MWh/year) that contributes towards RPS or RPS-A -- sixth column, "RPS_as_fractions_of_retail_sales" represents the annual percent RPS requirement
Renewable Targets
period | non_modeled_rps_resources_mwh | pipeline_biogas_available_mmbtu_per_year | incremental_pipeline_biogas_cost_per_mmbtu | retail_sales_mwh | RPS_as_fractions_of_retail_sales
2025 | 252917.7857 | 0 | 999999999 | 937051.2195 | 0.3
2026 | 260072.3476 | 0 | 999999999 | 945801.5937 | 0.3
2027 | 266947.8681 | 0 | 999999999 | 954794.9092 | 0.3
2028 | 274309.2649 | 0 | 999999999 | 962594.8251 | 0.3
2029 | 280548.2742 | 0 | 999999999 | 965580.6458 | 0.3
2030 | 287477.6569 | 0 | 999999999 | 972850.4452 | 0.4
2031 | 294408.4246 | 0 | 999999999 | 981486.6892 | 0.4
2032 | 302014.3395 | 0 | 999999999 | 996745.2913 | 0.4
2033 | 307493.5479 | 0 | 999999999 | 1013378.6124 | 0.4
2034 | 313318.0941 | 0 | 999999999 | 1031167.9504 | 0.4
2040 | 346323.8155 | 0 | 999999999 | 1166134.8972 | 0.7
2045 | 367639.7062 | 999999999 | 34.1494 | 1277246.9895 | 1
2050 | 385493.0727 | 999999999 | 35.346 | 1387577.5355 | 1

## period_discount_factors
Return to Assumptions Summary
Discount Factors
The table below describes how the discount rate (%) is applied over the planning horizon ("horizon"). The discount rate is converted by RESOLVE into a "discount_factor". Between the starting year to the last year of the horizon ("period"), the "discount_factor" and "years_in_period" are used to determine the present value of the resource plan. The "years_in_period" is based on the linear interpolation between modeled and non-modeled years. The last year of "years_in_period" has the highest weight as the assumption is that future years will have the same cost as the last year.
Period Discount Factors
period | discount_factor | years_in_period
2025 | 0.82778 | 1
2026 | 0.78958 | 1
2027 | 0.75314 | 1
2028 | 0.71838 | 1
2029 | 0.68523 | 1
2030 | 0.6536 | 1
2031 | 0.62344 | 1
2032 | 0.59467 | 1
2033 | 0.56722 | 1
2034 | 1.7545 | 3.5
2040 | 2.2892 | 5.5
2045 | 1.6159 | 5
2050 | 4.0228 | 23

## flexible_params
Return to Assumptions Summary
Flexible Parameters
The parameters, "param" listed below are input into various sections of the RESOLVE model. The main theme here is that these parameters have a time constraint, involving the "period" (year), "day" (representative day from 1-30), and the hour of day (ranging from hours 0 - 23), as well as a representative value in the "value" column. The "value" column is more of a catch-all for various inputs and does not have set units. The following are examples of how the params shown in the table below are used: -- "max_gen_fraction" is used to control the generation output of the resource named under the "model_component". For "Load_Reduce", the value is set to zero in the hours when this resource is unavailable. Hour zero in "hour_of_day_from" represents 12:00AM-1:00AM, and hour 16 in "hour_of_day_to" represents 4:00PM - 5:00PM. Therefore, the resource is unavailable from midnight to 5:00PM. -- "energy_budget_cap_factor" - used to maintain a daily capacity factor for the resource's energy budget (FFR1 resource is not used for energy service, therefore its value is zero). -- "under_freq_load_shedding_fraction" - Percent of allowable under frequency load shed; specific to the island. For Maui, it is 15%. -- "total_freq_resp_violation_penalty_per_mw" - penalty price for violating the FFR requirement ($/MW) -- "lf_reserve_timeframe_fraction_of_hour" - describes the timeframe of the reserve dispatch (response time to ramp), e.g. 0.5 hours = 30 minutes. -- "erm_shifting_window" - is used to shift battery energy from one hour to another, from one day to another, throughout the year to meet ERM requirements. It has a value of 8760 hours/year. --"synchronous_condenser_addition_to_load" - when not committed and in synchronous condenser mode, the resource will add to load by a fraction of the resource's total capacity, e.g., a value of 0.04 means 4% of total installed capacity adds to the system load -- "allow_synchronous_condenser_mode" - TRUE/FALSE decision variable to allow a thermal generator to switch into synchronous condenser mode if it has that capability -- "decimals" - are used to set the number of decimal places for result values (e.g., value = "2" means display two decimal places, as in 30.00 MW, or 120.00 MWh)
Flexible Parameters
param | model_component | period | day | hour_of_day_from | hour_of_day_to | value
max_gen_fraction | Load_Reduce | All | All | 0 | 16 | 0
max_gen_fraction | Load_Reduce | All | All | 20 | 23 | 0
max_gen_fraction | Fast_DR | All | All | 0 | 6 | 0
max_gen_fraction | Fast_DR | All | All | 20 | 23 | 0
energy_budget_cap_factor | FFR1 | None | All | None | None | 0
under_freq_load_shedding_fraction | None | None | None | None | None | 0.15
total_freq_resp_violation_penalty_per_mw | None | None | None | None | None | 10000
lf_reserve_timeframe_fraction_of_hour | None | None | None | None | None | 0.5
erm_shifting_window | None | None | None | None | None | 8760
synchronous_condenser_addition_to_load | Sync_Condenser_New | None | None | None | None | 0.04
synchronous_condenser_addition_to_load | Kahului_3_SynCond | None | None | None | None | 0.04
synchronous_condenser_addition_to_load | Kahului_4_SynCond | None | None | None | None | 0.04
synchronous_condenser_addition_to_load | Maalaea_DTCC_1 | None | None | None | None | 0.04
synchronous_condenser_addition_to_load | Maalaea_DTCC_2 | None | None | None | None | 0.04
synchronous_condenser_addition_to_load | 1x1_2500CC_New | None | None | None | None | 0.04
synchronous_condenser_addition_to_load | LM2500SC_New | None | None | None | None | 0.04
allow_synchronous_condenser_mode | Maalaea_DTCC_1 | None | None | None | None | TRUE
allow_synchronous_condenser_mode | Maalaea_DTCC_2 | None | None | None | None | TRUE
allow_synchronous_condenser_mode | 1x1_2500CC_New | None | None | None | None | TRUE
allow_synchronous_condenser_mode | LM2500SC_New | None | None | None | None | TRUE
decimals | None | None | None | None | None | 2

## system_params
Return to Assumptions Summary
System Parameters
The table below contains a variety of system parameters used in the RESOLVE model. -- first column, "unserved_energy_penalty" is the cost of unserved energy when there isn't enough generation on the system to meet the system load ($/MWh) -- second column, "overgen_penalty" is the cost of curtailment ($/MWh) -- third column, "upward_reserve_violation_penalty" is the cost of the model not meeting upward regulating reserve requirements ($/MW) -- fourth column, "downward_reserve_violation_penalty" is the cost of the model not meeting downward regulating reserve requirements ($/MW) -- fifth column, "lf_reserve_dispatch_fraction" represents the load following/regulating reserve subhourly dispatch fraction (%) -- sixth column, "var_rnw_available_for_reserves" is the capacity of variable resources to provide load following/regulating reserves (%) -- seventh column, "max_var_rnw_reserves" represents the maximum load following/regulating reserves provided by variable resources (%) -- eigth column, "require_overbuild" allows RESOLVE to build enough resources to meet all system constraints as mentioned above, and avoid penalty costs -- ninth column, "enforce_ghg_targets" allows the model to meet greenhous gas (GHG) emissions targets -- tenth column, "count_storage_losses_as_rps_curtailment"is an accounting feature for battery energy losses to count as curtailment of RPS eligible resources and not a reduction in RPS -- eleventh column, "allow_unserved_energy" enables to model to allow hours of unserved energy, although those hours will have an associated penalty cost for violating the constraint
System Parameters
unserved_energy_penalty | overgen_penalty | upward_reserve_violation_penalty | downward_reserve_violation_penalty | lf_reserve_dispatch_fraction | var_rnw_available_for_reserves | max_var_rnw_reserves | require_overbuild | enforce_ghg_targets | count_storage_losses_as_rps_curtailment | allow_unserved_energy
50000 | 50000 | 10000 | 10000 | 0.5 | 0.5 | 0.2 | TRUE | TRUE | TRUE | TRUE

## resources
Return to Assumptions Summary
Resources
The following table contains all of the user-defined resources modeled in RESOLVE by island. The first column, "resource" is the name of the unit or project, which is tied to a "technology" type in column two, and a "zone" in column three. The binary values (1 or 0) in columns four through seven represent TRUE or FALSE values, TRUE = 1 and FALSE = 0. The questions being asked for each resource are: -- Column 4, "rps_eligible" - Does the project count towards RPS? -- Column 5, "can_build_new" - Can the resource be built and/or expanded? -- Column 6, "capacity_limited" - If a new resource, is there a limit on how much capacity can be built? -- Column 7, "can_retire" - Can the unit be retired by RESOLVE? (RESOLVE will optimize and decide when this occurs.)
Resources
resource | technology | zone | rps_eligible | can_build_new | capacity_limited | can_retire
Kahului_1to4 | Kahului_1to4 | Maui | 0 | 0 | 0 | 0
Maalaea_X1-X2_1-3 | Maalaea_X1-X2_1-3 | Maui | 0 | 0 | 0 | 0
Maalaea_4to9 | Maalaea_4to9 | Maui | 0 | 0 | 0 | 0
Maalaea_10to13 | Maalaea_10to13 | Maui | 0 | 0 | 0 | 0
Maalaea_DTCC_1 | Maalaea_DTCC_1 | Maui | 0 | 0 | 0 | 0
Maalaea_DTCC_2 | Maalaea_DTCC_2 | Maui | 0 | 0 | 0 | 0
Hana | Hana | Maui | 0 | 0 | 0 | 0
9MW_ICE_New | 9MW_ICE_New | Maui | 0 | 1 | 1 | 0
1x1_2500CC_New | 1x1_2500CC_New | Maui | 0 | 1 | 1 | 0
Biomass_New | Biomass_New | Maui | 1 | 1 | 1 | 0
Sync_Condenser_New | Sync_Condenser_New | Maui | 0 | 1 | 1 | 0
FFR1 | FFR1 | NoLF | 0 | 0 | 0 | 0
Kahului_3_SynCond | Kahului_3_SynCond | Maui | 0 | 0 | 0 | 0
Kahului_4_SynCond | Kahului_4_SynCond | Maui | 0 | 0 | 0 | 0
LM2500SC_New | LM2500SC_New | Maui | 0 | 1 | 1 | 0
Kahului_1to2 | Kahului_1to2 | Maui | 0 | 0 | 0 | 0
KWP1_Wind | KWP1_Wind | NoLF | 1 | 0 | 0 | 0
AWE_Wind | AWE_Wind | NoLF | 1 | 0 | 0 | 0
KWP2_Wind | KWP2_Wind | NoLF | 1 | 0 | 0 | 0
Wind_Onshore_New | Wind_Onshore_New | Maui | 1 | 1 | 1 | 0
PV_Planned | PV_Planned | NoLF | 1 | 0 | 0 | 0
PV_New | PV_New | Maui | 1 | 1 | 1 | 0
FIT_Curtailable_PV | FIT_Curtailable_PV | NoLF | 1 | 0 | 0 | 0
FIT_Uncurtailable_PV | FIT_Uncurtailable_PV | NoLF | 1 | 0 | 0 | 0
CBRE_Ph1_Solar | CBRE_Ph1_Solar | NoLF | 1 | 0 | 0 | 0
CBRE_Ph2_Solar_Small | CBRE_Ph2_Solar_Small | NoLF | 1 | 0 | 0 | 0
Kuihelani_Solar_Supply | Kuihelani_Solar_Supply | Maui | 1 | 0 | 0 | 0
Paeahu_Solar_Supply | Paeahu_Solar_Supply | Maui | 1 | 0 | 0 | 0
PV_Paired_4hr_New_Supply | PV_Paired_4hr_New_Supply | Maui | 1 | 1 | 1 | 0
PV_Paried_6hr_New_Supply | PV_Paried_6hr_New_Supply | Maui | 1 | 1 | 1 | 0
Kahana_Solar_Supply | Kahana_Solar_Supply | Maui | 1 | 0 | 0 | 0
Pulehu_Mauka_Solar_Supply | Pulehu_Mauka_Solar_Supply | Maui | 1 | 0 | 0 | 0
Kamaole_Solar_Supply | Kamaole_Solar_Supply | Kamaole_Solar | 1 | 0 | 0 | 0
PV_Paired_2hr_New_DERAgg_Supply | PV_Paired_2hr_New_DERAgg_Supply | Maui | 1 | 1 | 1 | 0
CBRE_Ph2_Solar_RFP_Supply | CBRE_Ph2_Solar_RFP_Supply | Maui | 1 | 0 | 0 | 0
Battery_New | Battery_New | Maui | 0 | 1 | 1 | 0
Waena_BESS | Waena_BESS | Maui | 0 | 0 | 0 | 0
Load_Build | Load_Build | NoLF | 0 | 0 | 0 | 0
Kuihelani_Solar_Battery | Kuihelani_Solar_Battery | Maui | 0 | 0 | 0 | 0
Paeahu_Solar_Battery | Paeahu_Solar_Battery | Maui | 0 | 0 | 0 | 0
PV_Paired_4hr_New_Battery | PV_Paired_4hr_New_Battery | Maui | 0 | 1 | 1 | 0
PV_Paried_6hr_New_Battery | PV_Paried_6hr_New_Battery | Maui | 0 | 1 | 1 | 0
Kahana_Solar_Battery | Kahana_Solar_Battery | Maui | 0 | 0 | 0 | 0
Pulehu_Mauka_Solar_Battery | Pulehu_Mauka_Solar_Battery | Maui | 0 | 0 | 0 | 0
Kamaole_Solar_Battery | Kamaole_Solar_Battery | Kamaole_Solar | 0 | 0 | 0 | 0
PV_Paired_2hr_New_DERAgg_Battery | PV_Paired_2hr_New_DERAgg_Battery | Maui | 0 | 1 | 1 | 0
CBRE_Ph2_Solar_RFP_Battery | CBRE_Ph2_Solar_RFP_Battery | Maui | 0 | 0 | 0 | 0
Load_Reduce | Load_Reduce | NoLF | 0 | 0 | 0 | 0
Fast_DR | Fast_DR | NoLF | 0 | 0 | 0 | 0
PV_Paired_2hr_New_Supply | PV_Paired_2hr_New_Supply | Maui | 1 | 1 | 1 | 0
PV_Paired_8hr_New_Supply | PV_Paired_8hr_New_Supply | Maui | 1 | 1 | 1 | 0
PV_Paired_2hr_New_Battery | PV_Paired_2hr_New_Battery | Maui | 1 | 1 | 1 | 0
PV_Paired_8hr_New_Battery | PV_Paired_8hr_New_Battery | Maui | 1 | 1 | 1 | 0

## planned_installed_capacities
Return to Assumptions Summary
Planned Resource Installed Capacities (MW)
The table below shows the user-defined "resource" names in the first column, modeled year in the "period" column, the planned capacity in megawatts (MW) in the third column. The fourth column, "min_operational_planned_capacity_mw" represents any operating minimum capacity (MW) that is required for a resource. The fifth column, "planned_capacity_fixed_o_and_m_dollars_per_kw_yr" is the associated annual fixed O&M (operations and maintenance) costs to run the units, projects, or grid services.
Planned Installed Capacities
resource | period | planned_installed_capacity | min_operational_planned_capacity_mw | planned_capacity_fixed_o_and_m_dollars_per_kw_yr
Kahului_1to4 | 2025 | 0 | 0 | 214.9755
Kahului_1to4 | 2026 | 0 | 0 | 214.9755
Kahului_1to4 | 2027 | 0 | 0 | 214.9755
Kahului_1to4 | 2028 | 0 | 0 | 214.9755
Kahului_1to4 | 2029 | 0 | 0 | 214.9755
Kahului_1to4 | 2030 | 0 | 0 | 214.9755
Kahului_1to4 | 2031 | 0 | 0 | 214.9755
Kahului_1to4 | 2032 | 0 | 0 | 214.9755
Kahului_1to4 | 2033 | 0 | 0 | 214.9755
Kahului_1to4 | 2034 | 0 | 0 | 214.9755
Kahului_1to4 | 2040 | 0 | 0 | 214.9755
Kahului_1to4 | 2045 | 0 | 0 | 214.9755
Kahului_1to4 | 2050 | 0 | 0 | 214.9755
Maalaea_X1-X2_1-3 | 2025 | 12.5 | 0 | 430.8891
Maalaea_X1-X2_1-3 | 2026 | 12.5 | 0 | 430.8891
Maalaea_X1-X2_1-3 | 2027 | 12.5 | 0 | 430.8891
Maalaea_X1-X2_1-3 | 2028 | 12.5 | 0 | 430.8891
Maalaea_X1-X2_1-3 | 2029 | 12.5 | 0 | 430.8891
Maalaea_X1-X2_1-3 | 2030 | 12.5 | 0 | 430.8891
Maalaea_X1-X2_1-3 | 2031 | 12.5 | 0 | 430.8891
Maalaea_X1-X2_1-3 | 2032 | 12.5 | 0 | 430.8891
Maalaea_X1-X2_1-3 | 2033 | 12.5 | 0 | 430.8891
Maalaea_X1-X2_1-3 | 2034 | 12.5 | 0 | 430.8891
Maalaea_X1-X2_1-3 | 2040 | 12.5 | 0 | 430.8891
Maalaea_X1-X2_1-3 | 2045 | 12.5 | 0 | 430.8891
Maalaea_X1-X2_1-3 | 2050 | 12.5 | 0 | 430.8891
Maalaea_4to9 | 2025 | 33 | 0 | 222.3253
Maalaea_4to9 | 2026 | 33 | 0 | 222.3253
Maalaea_4to9 | 2027 | 33 | 0 | 222.3253
Maalaea_4to9 | 2028 | 33 | 0 | 222.3253
Maalaea_4to9 | 2029 | 33 | 0 | 222.3253
Maalaea_4to9 | 2030 | 0 | 0 | 222.3253
Maalaea_4to9 | 2031 | 0 | 0 | 222.3253
Maalaea_4to9 | 2032 | 0 | 0 | 222.3253
Maalaea_4to9 | 2033 | 0 | 0 | 222.3253
Maalaea_4to9 | 2034 | 0 | 0 | 222.3253
Maalaea_4to9 | 2040 | 0 | 0 | 222.3253
Maalaea_4to9 | 2045 | 0 | 0 | 222.3253
Maalaea_4to9 | 2050 | 0 | 0 | 222.3253
Maalaea_10to13 | 2025 | 49.36 | 0 | 246.187
Maalaea_10to13 | 2026 | 49.36 | 0 | 246.187
Maalaea_10to13 | 2027 | 49.36 | 0 | 246.187
Maalaea_10to13 | 2028 | 49.36 | 0 | 246.187
Maalaea_10to13 | 2029 | 49.36 | 0 | 246.187
Maalaea_10to13 | 2030 | 49.36 | 0 | 246.187
Maalaea_10to13 | 2031 | 49.36 | 0 | 246.187
Maalaea_10to13 | 2032 | 49.36 | 0 | 246.187
Maalaea_10to13 | 2033 | 49.36 | 0 | 246.187
Maalaea_10to13 | 2034 | 49.36 | 0 | 246.187
Maalaea_10to13 | 2040 | 49.36 | 0 | 246.187
Maalaea_10to13 | 2045 | 49.36 | 0 | 246.187
Maalaea_10to13 | 2050 | 49.36 | 0 | 246.187
Maalaea_DTCC_1 | 2025 | 55.64 | 0 | 75.4297
Maalaea_DTCC_1 | 2026 | 55.64 | 0 | 75.4297
Maalaea_DTCC_1 | 2027 | 55.64 | 0 | 75.4297
Maalaea_DTCC_1 | 2028 | 55.64 | 0 | 75.4297
Maalaea_DTCC_1 | 2029 | 55.64 | 0 | 75.4297
Maalaea_DTCC_1 | 2030 | 55.64 | 0 | 75.4297
Maalaea_DTCC_1 | 2031 | 55.64 | 0 | 75.4297
Maalaea_DTCC_1 | 2032 | 55.64 | 0 | 75.4297
Maalaea_DTCC_1 | 2033 | 55.64 | 0 | 75.4297
Maalaea_DTCC_1 | 2034 | 55.64 | 0 | 75.4297
Maalaea_DTCC_1 | 2040 | 55.64 | 0 | 75.4297
Maalaea_DTCC_1 | 2045 | 55.64 | 0 | 75.4297
Maalaea_DTCC_1 | 2050 | 55.64 | 0 | 75.4297
Maalaea_DTCC_2 | 2025 | 55.94 | 0 | 36.9894
Maalaea_DTCC_2 | 2026 | 55.94 | 0 | 36.9894
Maalaea_DTCC_2 | 2027 | 55.94 | 0 | 36.9894
Maalaea_DTCC_2 | 2028 | 55.94 | 0 | 36.9894
Maalaea_DTCC_2 | 2029 | 55.94 | 0 | 36.9894
Maalaea_DTCC_2 | 2030 | 55.94 | 0 | 36.9894
Maalaea_DTCC_2 | 2031 | 55.94 | 0 | 36.9894
Maalaea_DTCC_2 | 2032 | 55.94 | 0 | 36.9894
Maalaea_DTCC_2 | 2033 | 55.94 | 0 | 36.9894
Maalaea_DTCC_2 | 2034 | 55.94 | 0 | 36.9894
Maalaea_DTCC_2 | 2040 | 55.94 | 0 | 36.9894
Maalaea_DTCC_2 | 2045 | 55.94 | 0 | 36.9894
Maalaea_DTCC_2 | 2050 | 55.94 | 0 | 36.9894
Hana | 2025 | 1.94 | 0 | 0
Hana | 2026 | 1.94 | 0 | 0
Hana | 2027 | 1.94 | 0 | 0
Hana | 2028 | 1.94 | 0 | 0
Hana | 2029 | 1.94 | 0 | 0
Hana | 2030 | 1.94 | 0 | 0
Hana | 2031 | 1.94 | 0 | 0
Hana | 2032 | 1.94 | 0 | 0
Hana | 2033 | 1.94 | 0 | 0
Hana | 2034 | 1.94 | 0 | 0
Hana | 2040 | 1.94 | 0 | 0
Hana | 2045 | 1.94 | 0 | 0
Hana | 2050 | 1.94 | 0 | 0
9MW_ICE_New | 2025 | 0 | 0 | 0
9MW_ICE_New | 2026 | 0 | 0 | 0
9MW_ICE_New | 2027 | 0 | 0 | 0
9MW_ICE_New | 2028 | 0 | 0 | 0
9MW_ICE_New | 2029 | 0 | 0 | 0
9MW_ICE_New | 2030 | 0 | 0 | 0
9MW_ICE_New | 2031 | 0 | 0 | 0
9MW_ICE_New | 2032 | 0 | 0 | 0
9MW_ICE_New | 2033 | 0 | 0 | 0
9MW_ICE_New | 2034 | 0 | 0 | 0
9MW_ICE_New | 2040 | 0 | 0 | 0
9MW_ICE_New | 2045 | 0 | 0 | 0
9MW_ICE_New | 2050 | 0 | 0 | 0
1x1_2500CC_New | 2025 | 0 | 0 | 0
1x1_2500CC_New | 2026 | 0 | 0 | 0
1x1_2500CC_New | 2027 | 0 | 0 | 0
1x1_2500CC_New | 2028 | 0 | 0 | 0
1x1_2500CC_New | 2029 | 0 | 0 | 0
1x1_2500CC_New | 2030 | 0 | 0 | 0
1x1_2500CC_New | 2031 | 0 | 0 | 0
1x1_2500CC_New | 2032 | 0 | 0 | 0
1x1_2500CC_New | 2033 | 0 | 0 | 0
1x1_2500CC_New | 2034 | 0 | 0 | 0
1x1_2500CC_New | 2040 | 0 | 0 | 0
1x1_2500CC_New | 2045 | 0 | 0 | 0
1x1_2500CC_New | 2050 | 0 | 0 | 0
Biomass_New | 2025 | 0 | 0 | 0
Biomass_New | 2026 | 0 | 0 | 0
Biomass_New | 2027 | 0 | 0 | 0
Biomass_New | 2028 | 0 | 0 | 0
Biomass_New | 2029 | 0 | 0 | 0
Biomass_New | 2030 | 0 | 0 | 0
Biomass_New | 2031 | 0 | 0 | 0
Biomass_New | 2032 | 0 | 0 | 0
Biomass_New | 2033 | 0 | 0 | 0
Biomass_New | 2034 | 0 | 0 | 0
Biomass_New | 2040 | 0 | 0 | 0
Biomass_New | 2045 | 0 | 0 | 0
Biomass_New | 2050 | 0 | 0 | 0
Sync_Condenser_New | 2025 | 0 | 0 | 0
Sync_Condenser_New | 2026 | 0 | 0 | 0
Sync_Condenser_New | 2027 | 0 | 0 | 0
Sync_Condenser_New | 2028 | 0 | 0 | 0
Sync_Condenser_New | 2029 | 0 | 0 | 0
Sync_Condenser_New | 2030 | 0 | 0 | 0
Sync_Condenser_New | 2031 | 0 | 0 | 0
Sync_Condenser_New | 2032 | 0 | 0 | 0
Sync_Condenser_New | 2033 | 0 | 0 | 0
Sync_Condenser_New | 2034 | 0 | 0 | 0
Sync_Condenser_New | 2040 | 0 | 0 | 0
Sync_Condenser_New | 2045 | 0 | 0 | 0
Sync_Condenser_New | 2050 | 0 | 0 | 0
FFR1 | 2025 | 6.0748 | 0 | 103.4059
FFR1 | 2026 | 0 | 0 | 0
FFR1 | 2027 | 0 | 0 | 0
FFR1 | 2028 | 0 | 0 | 0
FFR1 | 2029 | 0 | 0 | 0
FFR1 | 2030 | 0 | 0 | 0
FFR1 | 2031 | 0 | 0 | 0
FFR1 | 2032 | 0 | 0 | 0
FFR1 | 2033 | 0 | 0 | 0
FFR1 | 2034 | 0 | 0 | 0
FFR1 | 2040 | 0 | 0 | 0
FFR1 | 2045 | 0 | 0 | 0
FFR1 | 2050 | 0 | 0 | 0
Kahului_3_SynCond | 2025 | 11.5 | 0 | 0
Kahului_3_SynCond | 2026 | 11.5 | 0 | 0
Kahului_3_SynCond | 2027 | 11.5 | 0 | 0
Kahului_3_SynCond | 2028 | 11.5 | 0 | 0
Kahului_3_SynCond | 2029 | 11.5 | 0 | 0
Kahului_3_SynCond | 2030 | 11.5 | 0 | 0
Kahului_3_SynCond | 2031 | 11.5 | 0 | 0
Kahului_3_SynCond | 2032 | 11.5 | 0 | 0
Kahului_3_SynCond | 2033 | 11.5 | 0 | 0
Kahului_3_SynCond | 2034 | 11.5 | 0 | 0
Kahului_3_SynCond | 2040 | 11.5 | 0 | 0
Kahului_3_SynCond | 2045 | 11.5 | 0 | 0
Kahului_3_SynCond | 2050 | 11.5 | 0 | 0
Kahului_4_SynCond | 2025 | 11.5 | 0 | 0
Kahului_4_SynCond | 2026 | 11.5 | 0 | 0
Kahului_4_SynCond | 2027 | 11.5 | 0 | 0
Kahului_4_SynCond | 2028 | 11.5 | 0 | 0
Kahului_4_SynCond | 2029 | 11.5 | 0 | 0
Kahului_4_SynCond | 2030 | 11.5 | 0 | 0
Kahului_4_SynCond | 2031 | 11.5 | 0 | 0
Kahului_4_SynCond | 2032 | 11.5 | 0 | 0
Kahului_4_SynCond | 2033 | 11.5 | 0 | 0
Kahului_4_SynCond | 2034 | 11.5 | 0 | 0
Kahului_4_SynCond | 2040 | 11.5 | 0 | 0
Kahului_4_SynCond | 2045 | 11.5 | 0 | 0
Kahului_4_SynCond | 2050 | 11.5 | 0 | 0
LM2500SC_New | 2025 | 0 | 0 | 0
LM2500SC_New | 2026 | 0 | 0 | 0
LM2500SC_New | 2027 | 0 | 0 | 0
LM2500SC_New | 2028 | 0 | 0 | 0
LM2500SC_New | 2029 | 0 | 0 | 0
LM2500SC_New | 2030 | 0 | 0 | 0
LM2500SC_New | 2031 | 0 | 0 | 0
LM2500SC_New | 2032 | 0 | 0 | 0
LM2500SC_New | 2033 | 0 | 0 | 0
LM2500SC_New | 2034 | 0 | 0 | 0
LM2500SC_New | 2040 | 0 | 0 | 0
LM2500SC_New | 2045 | 0 | 0 | 0
LM2500SC_New | 2050 | 0 | 0 | 0
Kahului_1to2 | 2025 | 0 | 0 | 216.7916
Kahului_1to2 | 2026 | 0 | 0 | 216.7916
Kahului_1to2 | 2027 | 0 | 0 | 216.7916
Kahului_1to2 | 2028 | 0 | 0 | 216.7916
Kahului_1to2 | 2029 | 0 | 0 | 216.7916
Kahului_1to2 | 2030 | 0 | 0 | 216.7916
Kahului_1to2 | 2031 | 0 | 0 | 216.7916
Kahului_1to2 | 2032 | 0 | 0 | 216.7916
Kahului_1to2 | 2033 | 0 | 0 | 216.7916
Kahului_1to2 | 2034 | 0 | 0 | 216.7916
Kahului_1to2 | 2040 | 0 | 0 | 216.7916
Kahului_1to2 | 2045 | 0 | 0 | 216.7916
Kahului_1to2 | 2050 | 0 | 0 | 216.7916
KWP1_Wind | 2025 | 30 | 0 | 518.6222
KWP1_Wind | 2026 | 30 | 0 | 518.6222
KWP1_Wind | 2027 | 0 | 0 | 518.6222
KWP1_Wind | 2028 | 0 | 0 | 518.6222
KWP1_Wind | 2029 | 0 | 0 | 518.6222
KWP1_Wind | 2030 | 0 | 0 | 518.6222
KWP1_Wind | 2031 | 0 | 0 | 518.6222
KWP1_Wind | 2032 | 0 | 0 | 518.6222
KWP1_Wind | 2033 | 0 | 0 | 518.6222
KWP1_Wind | 2034 | 0 | 0 | 518.6222
KWP1_Wind | 2040 | 0 | 0 | 518.6222
KWP1_Wind | 2045 | 0 | 0 | 518.6222
KWP1_Wind | 2050 | 0 | 0 | 518.6222
AWE_Wind | 2025 | 21 | 0 | 1036.1738
AWE_Wind | 2026 | 21 | 0 | 1036.1738
AWE_Wind | 2027 | 21 | 0 | 1036.1738
AWE_Wind | 2028 | 21 | 0 | 1036.1738
AWE_Wind | 2029 | 21 | 0 | 1036.1738
AWE_Wind | 2030 | 21 | 0 | 1036.1738
AWE_Wind | 2031 | 21 | 0 | 1036.1738
AWE_Wind | 2032 | 21 | 0 | 1036.1738
AWE_Wind | 2033 | 0 | 0 | 1036.1738
AWE_Wind | 2034 | 0 | 0 | 1036.1738
AWE_Wind | 2040 | 0 | 0 | 1036.1738
AWE_Wind | 2045 | 0 | 0 | 1036.1738
AWE_Wind | 2050 | 0 | 0 | 1036.1738
KWP2_Wind | 2025 | 21 | 0 | 1050.3662
KWP2_Wind | 2026 | 21 | 0 | 1050.3662
KWP2_Wind | 2027 | 21 | 0 | 1050.3662
KWP2_Wind | 2028 | 21 | 0 | 1050.3662
KWP2_Wind | 2029 | 21 | 0 | 1050.3662
KWP2_Wind | 2030 | 21 | 0 | 1050.3662
KWP2_Wind | 2031 | 21 | 0 | 1050.3662
KWP2_Wind | 2032 | 21 | 0 | 1050.3662
KWP2_Wind | 2033 | 0 | 0 | 1050.3662
KWP2_Wind | 2034 | 0 | 0 | 1050.3662
KWP2_Wind | 2040 | 0 | 0 | 1050.3662
KWP2_Wind | 2045 | 0 | 0 | 1050.3662
KWP2_Wind | 2050 | 0 | 0 | 1050.3662
Wind_Onshore_New | 2025 | 0 | 0 | 0
Wind_Onshore_New | 2026 | 0 | 0 | 0
Wind_Onshore_New | 2027 | 0 | 0 | 0
Wind_Onshore_New | 2028 | 0 | 0 | 0
Wind_Onshore_New | 2029 | 0 | 0 | 0
Wind_Onshore_New | 2030 | 0 | 0 | 0
Wind_Onshore_New | 2031 | 0 | 0 | 0
Wind_Onshore_New | 2032 | 0 | 0 | 0
Wind_Onshore_New | 2033 | 0 | 0 | 0
Wind_Onshore_New | 2034 | 0 | 0 | 0
Wind_Onshore_New | 2040 | 0 | 0 | 0
Wind_Onshore_New | 2045 | 0 | 0 | 0
Wind_Onshore_New | 2050 | 0 | 0 | 0
PV_Planned | 2025 | 5.74 | 0 | 274.9352
PV_Planned | 2026 | 5.74 | 0 | 274.9352
PV_Planned | 2027 | 5.74 | 0 | 274.9352
PV_Planned | 2028 | 5.74 | 0 | 274.9352
PV_Planned | 2029 | 5.74 | 0 | 274.9352
PV_Planned | 2030 | 5.74 | 0 | 274.9352
PV_Planned | 2031 | 5.74 | 0 | 274.9352
PV_Planned | 2032 | 5.74 | 0 | 274.9352
PV_Planned | 2033 | 5.74 | 0 | 274.9352
PV_Planned | 2034 | 5.74 | 0 | 274.9352
PV_Planned | 2040 | 0 | 0 | 274.9352
PV_Planned | 2045 | 0 | 0 | 274.9352
PV_Planned | 2050 | 0 | 0 | 274.9352
PV_New | 2025 | 0 | 0 | 0
PV_New | 2026 | 0 | 0 | 0
PV_New | 2027 | 0 | 0 | 0
PV_New | 2028 | 0 | 0 | 0
PV_New | 2029 | 0 | 0 | 0
PV_New | 2030 | 0 | 0 | 0
PV_New | 2031 | 0 | 0 | 0
PV_New | 2032 | 0 | 0 | 0
PV_New | 2033 | 0 | 0 | 0
PV_New | 2034 | 0 | 0 | 0
PV_New | 2040 | 0 | 0 | 0
PV_New | 2045 | 0 | 0 | 0
PV_New | 2050 | 0 | 0 | 0
FIT_Curtailable_PV | 2025 | 6.5644 | 0 | 0
FIT_Curtailable_PV | 2026 | 6.5644 | 0 | 0
FIT_Curtailable_PV | 2027 | 6.5644 | 0 | 0
FIT_Curtailable_PV | 2028 | 6.5644 | 0 | 0
FIT_Curtailable_PV | 2029 | 6.5644 | 0 | 0
FIT_Curtailable_PV | 2030 | 6.5644 | 0 | 0
FIT_Curtailable_PV | 2031 | 6.5644 | 0 | 0
FIT_Curtailable_PV | 2032 | 6.5644 | 0 | 0
FIT_Curtailable_PV | 2033 | 6.5644 | 0 | 0
FIT_Curtailable_PV | 2034 | 6.5644 | 0 | 0
FIT_Curtailable_PV | 2040 | 6.5644 | 0 | 0
FIT_Curtailable_PV | 2045 | 6.5644 | 0 | 0
FIT_Curtailable_PV | 2050 | 6.5644 | 0 | 0
FIT_Uncurtailable_PV | 2025 | 0.18328 | 0 | 0
FIT_Uncurtailable_PV | 2026 | 0.18328 | 0 | 0
FIT_Uncurtailable_PV | 2027 | 0.18328 | 0 | 0
FIT_Uncurtailable_PV | 2028 | 0.18328 | 0 | 0
FIT_Uncurtailable_PV | 2029 | 0.18328 | 0 | 0
FIT_Uncurtailable_PV | 2030 | 0.18328 | 0 | 0
FIT_Uncurtailable_PV | 2031 | 0.18328 | 0 | 0
FIT_Uncurtailable_PV | 2032 | 0.18328 | 0 | 0
FIT_Uncurtailable_PV | 2033 | 0.18328 | 0 | 0
FIT_Uncurtailable_PV | 2034 | 0.18328 | 0 | 0
FIT_Uncurtailable_PV | 2040 | 0.18328 | 0 | 0
FIT_Uncurtailable_PV | 2045 | 0.18328 | 0 | 0
FIT_Uncurtailable_PV | 2050 | 0.18328 | 0 | 0
CBRE_Ph1_Solar | 2025 | 0.02832 | 0 | 239.518
CBRE_Ph1_Solar | 2026 | 0.02832 | 0 | 239.518
CBRE_Ph1_Solar | 2027 | 0.02832 | 0 | 239.518
CBRE_Ph1_Solar | 2028 | 0.02832 | 0 | 239.518
CBRE_Ph1_Solar | 2029 | 0.02832 | 0 | 239.518
CBRE_Ph1_Solar | 2030 | 0.02832 | 0 | 239.518
CBRE_Ph1_Solar | 2031 | 0.02832 | 0 | 239.518
CBRE_Ph1_Solar | 2032 | 0.02832 | 0 | 239.518
CBRE_Ph1_Solar | 2033 | 0.02832 | 0 | 239.518
CBRE_Ph1_Solar | 2034 | 0.02832 | 0 | 239.518
CBRE_Ph1_Solar | 2040 | 0.02832 | 0 | 239.518
CBRE_Ph1_Solar | 2045 | 0.02832 | 0 | 239.518
CBRE_Ph1_Solar | 2050 | 0.02832 | 0 | 239.518
CBRE_Ph2_Solar_Small | 2025 | 0 | 0 | 239.518
CBRE_Ph2_Solar_Small | 2026 | 8.475 | 0 | 239.518
CBRE_Ph2_Solar_Small | 2027 | 8.475 | 0 | 239.518
CBRE_Ph2_Solar_Small | 2028 | 8.475 | 0 | 239.518
CBRE_Ph2_Solar_Small | 2029 | 8.475 | 0 | 239.518
CBRE_Ph2_Solar_Small | 2030 | 8.475 | 0 | 239.518
CBRE_Ph2_Solar_Small | 2031 | 8.475 | 0 | 239.518
CBRE_Ph2_Solar_Small | 2032 | 8.475 | 0 | 239.518
CBRE_Ph2_Solar_Small | 2033 | 8.475 | 0 | 239.518
CBRE_Ph2_Solar_Small | 2034 | 8.475 | 0 | 239.518
CBRE_Ph2_Solar_Small | 2040 | 8.475 | 0 | 239.518
CBRE_Ph2_Solar_Small | 2045 | 8.475 | 0 | 239.518
CBRE_Ph2_Solar_Small | 2050 | 8.475 | 0 | 239.518
Kuihelani_Solar_Supply | 2025 | 60 | 0 | 198.5144
Kuihelani_Solar_Supply | 2026 | 60 | 0 | 193.9899
Kuihelani_Solar_Supply | 2027 | 60 | 0 | 189.5685
Kuihelani_Solar_Supply | 2028 | 60 | 0 | 185.2479
Kuihelani_Solar_Supply | 2029 | 60 | 0 | 181.0257
Kuihelani_Solar_Supply | 2030 | 60 | 0 | 176.8998
Kuihelani_Solar_Supply | 2031 | 60 | 0 | 172.8679
Kuihelani_Solar_Supply | 2032 | 60 | 0 | 168.9279
Kuihelani_Solar_Supply | 2033 | 60 | 0 | 165.0777
Kuihelani_Solar_Supply | 2034 | 60 | 0 | 161.3152
Kuihelani_Solar_Supply | 2040 | 60 | 0 | 140.4745
Kuihelani_Solar_Supply | 2045 | 60 | 0 | 125.1794
Kuihelani_Solar_Supply | 2050 | 60 | 0 | 111.5496
Paeahu_Solar_Supply | 2025 | 15 | 0 | 299.9806
Paeahu_Solar_Supply | 2026 | 15 | 0 | 293.1435
Paeahu_Solar_Supply | 2027 | 15 | 0 | 286.4622
Paeahu_Solar_Supply | 2028 | 15 | 0 | 279.9331
Paeahu_Solar_Supply | 2029 | 15 | 0 | 273.5529
Paeahu_Solar_Supply | 2030 | 15 | 0 | 267.3181
Paeahu_Solar_Supply | 2031 | 15 | 0 | 261.2254
Paeahu_Solar_Supply | 2032 | 15 | 0 | 255.2716
Paeahu_Solar_Supply | 2033 | 15 | 0 | 249.4534
Paeahu_Solar_Supply | 2034 | 15 | 0 | 243.7679
Paeahu_Solar_Supply | 2040 | 15 | 0 | 212.2749
Paeahu_Solar_Supply | 2045 | 15 | 0 | 189.162
Paeahu_Solar_Supply | 2050 | 15 | 0 | 168.5656
PV_Paired_4hr_New_Supply | 2025 | 0 | 0 | 0
PV_Paired_4hr_New_Supply | 2026 | 0 | 0 | 0
PV_Paired_4hr_New_Supply | 2027 | 0 | 0 | 0
PV_Paired_4hr_New_Supply | 2028 | 0 | 0 | 0
PV_Paired_4hr_New_Supply | 2029 | 0 | 0 | 0
PV_Paired_4hr_New_Supply | 2030 | 0 | 0 | 0
PV_Paired_4hr_New_Supply | 2031 | 0 | 0 | 0
PV_Paired_4hr_New_Supply | 2032 | 0 | 0 | 0
PV_Paired_4hr_New_Supply | 2033 | 0 | 0 | 0
PV_Paired_4hr_New_Supply | 2034 | 0 | 0 | 0
PV_Paired_4hr_New_Supply | 2040 | 0 | 0 | 0
PV_Paired_4hr_New_Supply | 2045 | 0 | 0 | 0
PV_Paired_4hr_New_Supply | 2050 | 0 | 0 | 0
PV_Paried_6hr_New_Supply | 2025 | 0 | 0 | 0
PV_Paried_6hr_New_Supply | 2026 | 0 | 0 | 0
PV_Paried_6hr_New_Supply | 2027 | 0 | 0 | 0
PV_Paried_6hr_New_Supply | 2028 | 0 | 0 | 0
PV_Paried_6hr_New_Supply | 2029 | 0 | 0 | 0
PV_Paried_6hr_New_Supply | 2030 | 0 | 0 | 0
PV_Paried_6hr_New_Supply | 2031 | 0 | 0 | 0
PV_Paried_6hr_New_Supply | 2032 | 0 | 0 | 0
PV_Paried_6hr_New_Supply | 2033 | 0 | 0 | 0
PV_Paried_6hr_New_Supply | 2034 | 0 | 0 | 0
PV_Paried_6hr_New_Supply | 2040 | 0 | 0 | 0
PV_Paried_6hr_New_Supply | 2045 | 0 | 0 | 0
PV_Paried_6hr_New_Supply | 2050 | 0 | 0 | 0
Kahana_Solar_Supply | 2025 | 20 | 0 | 311.7949
Kahana_Solar_Supply | 2026 | 20 | 0 | 304.6885
Kahana_Solar_Supply | 2027 | 20 | 0 | 297.7441
Kahana_Solar_Supply | 2028 | 20 | 0 | 290.9579
Kahana_Solar_Supply | 2029 | 20 | 0 | 284.3264
Kahana_Solar_Supply | 2030 | 20 | 0 | 277.846
Kahana_Solar_Supply | 2031 | 20 | 0 | 271.5134
Kahana_Solar_Supply | 2032 | 20 | 0 | 265.3251
Kahana_Solar_Supply | 2033 | 20 | 0 | 259.2778
Kahana_Solar_Supply | 2034 | 20 | 0 | 253.3683
Kahana_Solar_Supply | 2040 | 20 | 0 | 220.6351
Kahana_Solar_Supply | 2045 | 20 | 0 | 196.6118
Kahana_Solar_Supply | 2050 | 20 | 0 | 175.2043
Pulehu_Mauka_Solar_Supply | 2025 | 40 | 0 | 234.8229
Pulehu_Mauka_Solar_Supply | 2026 | 40 | 0 | 229.4708
Pulehu_Mauka_Solar_Supply | 2027 | 40 | 0 | 224.2407
Pulehu_Mauka_Solar_Supply | 2028 | 40 | 0 | 219.1298
Pulehu_Mauka_Solar_Supply | 2029 | 40 | 0 | 214.1354
Pulehu_Mauka_Solar_Supply | 2030 | 40 | 0 | 209.2549
Pulehu_Mauka_Solar_Supply | 2031 | 40 | 0 | 204.4855
Pulehu_Mauka_Solar_Supply | 2032 | 40 | 0 | 199.8249
Pulehu_Mauka_Solar_Supply | 2033 | 40 | 0 | 195.2705
Pulehu_Mauka_Solar_Supply | 2034 | 40 | 0 | 190.8199
Pulehu_Mauka_Solar_Supply | 2040 | 40 | 0 | 166.1674
Pulehu_Mauka_Solar_Supply | 2045 | 40 | 0 | 148.0747
Pulehu_Mauka_Solar_Supply | 2050 | 40 | 0 | 131.952
Kamaole_Solar_Supply | 2025 | 40 | 0 | 268.8641
Kamaole_Solar_Supply | 2026 | 40 | 0 | 262.7362
Kamaole_Solar_Supply | 2027 | 40 | 0 | 256.7479
Kamaole_Solar_Supply | 2028 | 40 | 0 | 250.8961
Kamaole_Solar_Supply | 2029 | 40 | 0 | 245.1777
Kamaole_Solar_Supply | 2030 | 40 | 0 | 239.5896
Kamaole_Solar_Supply | 2031 | 40 | 0 | 234.1289
Kamaole_Solar_Supply | 2032 | 40 | 0 | 228.7927
Kamaole_Solar_Supply | 2033 | 40 | 0 | 223.578
Kamaole_Solar_Supply | 2034 | 40 | 0 | 218.4822
Kamaole_Solar_Supply | 2040 | 40 | 0 | 190.256
Kamaole_Solar_Supply | 2045 | 40 | 0 | 169.5405
Kamaole_Solar_Supply | 2050 | 40 | 0 | 151.0806
PV_Paired_2hr_New_DERAgg_Supply | 2025 | 0 | 0 | 0
PV_Paired_2hr_New_DERAgg_Supply | 2026 | 0 | 0 | 0
PV_Paired_2hr_New_DERAgg_Supply | 2027 | 0 | 0 | 0
PV_Paired_2hr_New_DERAgg_Supply | 2028 | 0 | 0 | 0
PV_Paired_2hr_New_DERAgg_Supply | 2029 | 0 | 0 | 0
PV_Paired_2hr_New_DERAgg_Supply | 2030 | 0 | 0 | 0
PV_Paired_2hr_New_DERAgg_Supply | 2031 | 0 | 0 | 0
PV_Paired_2hr_New_DERAgg_Supply | 2032 | 0 | 0 | 0
PV_Paired_2hr_New_DERAgg_Supply | 2033 | 0 | 0 | 0
PV_Paired_2hr_New_DERAgg_Supply | 2034 | 0 | 0 | 0
PV_Paired_2hr_New_DERAgg_Supply | 2040 | 0 | 0 | 0
PV_Paired_2hr_New_DERAgg_Supply | 2045 | 0 | 0 | 0
PV_Paired_2hr_New_DERAgg_Supply | 2050 | 0 | 0 | 0
CBRE_Ph2_Solar_RFP_Supply | 2025 | 25 | 0 | 11.4768
CBRE_Ph2_Solar_RFP_Supply | 2026 | 25 | 0 | 11.0573
CBRE_Ph2_Solar_RFP_Supply | 2027 | 25 | 0 | 10.6633
CBRE_Ph2_Solar_RFP_Supply | 2028 | 25 | 0 | 10.3075
CBRE_Ph2_Solar_RFP_Supply | 2029 | 25 | 0 | 9.9897
CBRE_Ph2_Solar_RFP_Supply | 2030 | 25 | 0 | 9.7101
CBRE_Ph2_Solar_RFP_Supply | 2031 | 25 | 0 | 9.4559
CBRE_Ph2_Solar_RFP_Supply | 2032 | 25 | 0 | 9.2399
CBRE_Ph2_Solar_RFP_Supply | 2033 | 25 | 0 | 9.0492
CBRE_Ph2_Solar_RFP_Supply | 2034 | 25 | 0 | 8.8713
CBRE_Ph2_Solar_RFP_Supply | 2040 | 25 | 0 | 8.1468
CBRE_Ph2_Solar_RFP_Supply | 2045 | 25 | 0 | 7.7783
CBRE_Ph2_Solar_RFP_Supply | 2050 | 25 | 0 | 7.5114
Battery_New | 2025 | 0 | 0 | 0
Battery_New | 2026 | 0 | 0 | 0
Battery_New | 2027 | 0 | 0 | 0
Battery_New | 2028 | 0 | 0 | 0
Battery_New | 2029 | 0 | 0 | 0
Battery_New | 2030 | 0 | 0 | 0
Battery_New | 2031 | 0 | 0 | 0
Battery_New | 2032 | 0 | 0 | 0
Battery_New | 2033 | 0 | 0 | 0
Battery_New | 2034 | 0 | 0 | 0
Battery_New | 2040 | 0 | 0 | 0
Battery_New | 2045 | 0 | 0 | 0
Battery_New | 2050 | 0 | 0 | 0
Waena_BESS | 2025 | 40 | 0 | 172.0538
Waena_BESS | 2026 | 40 | 0 | 158.5825
Waena_BESS | 2027 | 40 | 0 | 147.013
Waena_BESS | 2028 | 40 | 0 | 136.4493
Waena_BESS | 2029 | 40 | 0 | 126.2903
Waena_BESS | 2030 | 40 | 0 | 117.1928
Waena_BESS | 2031 | 40 | 0 | 109.755
Waena_BESS | 2032 | 40 | 0 | 103.2347
Waena_BESS | 2033 | 40 | 0 | 96.9543
Waena_BESS | 2034 | 40 | 0 | 95.3052
Waena_BESS | 2040 | 40 | 0 | 61.2815
Waena_BESS | 2045 | 40 | 0 | 172.0538
Waena_BESS | 2050 | 40 | 0 | 117.1928
Load_Build | 2025 | 1.9839 | 0 | 60.4235
Load_Build | 2026 | 0 | 0 | 0
Load_Build | 2027 | 0 | 0 | 0
Load_Build | 2028 | 0 | 0 | 0
Load_Build | 2029 | 0 | 0 | 0
Load_Build | 2030 | 0 | 0 | 0
Load_Build | 2031 | 0 | 0 | 0
Load_Build | 2032 | 0 | 0 | 0
Load_Build | 2033 | 0 | 0 | 0
Load_Build | 2034 | 0 | 0 | 0
Load_Build | 2040 | 0 | 0 | 0
Load_Build | 2045 | 0 | 0 | 0
Load_Build | 2050 | 0 | 0 | 0
Kuihelani_Solar_Battery | 2025 | 60 | 0 | 0
Kuihelani_Solar_Battery | 2026 | 60 | 0 | 0
Kuihelani_Solar_Battery | 2027 | 60 | 0 | 0
Kuihelani_Solar_Battery | 2028 | 60 | 0 | 0
Kuihelani_Solar_Battery | 2029 | 60 | 0 | 0
Kuihelani_Solar_Battery | 2030 | 60 | 0 | 0
Kuihelani_Solar_Battery | 2031 | 60 | 0 | 0
Kuihelani_Solar_Battery | 2032 | 60 | 0 | 0
Kuihelani_Solar_Battery | 2033 | 60 | 0 | 0
Kuihelani_Solar_Battery | 2034 | 60 | 0 | 0
Kuihelani_Solar_Battery | 2040 | 60 | 0 | 0
Kuihelani_Solar_Battery | 2045 | 60 | 0 | 0
Kuihelani_Solar_Battery | 2050 | 60 | 0 | 0
Paeahu_Solar_Battery | 2025 | 15 | 0 | 0
Paeahu_Solar_Battery | 2026 | 15 | 0 | 0
Paeahu_Solar_Battery | 2027 | 15 | 0 | 0
Paeahu_Solar_Battery | 2028 | 15 | 0 | 0
Paeahu_Solar_Battery | 2029 | 15 | 0 | 0
Paeahu_Solar_Battery | 2030 | 15 | 0 | 0
Paeahu_Solar_Battery | 2031 | 15 | 0 | 0
Paeahu_Solar_Battery | 2032 | 15 | 0 | 0
Paeahu_Solar_Battery | 2033 | 15 | 0 | 0
Paeahu_Solar_Battery | 2034 | 15 | 0 | 0
Paeahu_Solar_Battery | 2040 | 15 | 0 | 0
Paeahu_Solar_Battery | 2045 | 15 | 0 | 0
Paeahu_Solar_Battery | 2050 | 15 | 0 | 0
PV_Paired_4hr_New_Battery | 2025 | 0 | 0 | 0
PV_Paired_4hr_New_Battery | 2026 | 0 | 0 | 0
PV_Paired_4hr_New_Battery | 2027 | 0 | 0 | 0
PV_Paired_4hr_New_Battery | 2028 | 0 | 0 | 0
PV_Paired_4hr_New_Battery | 2029 | 0 | 0 | 0
PV_Paired_4hr_New_Battery | 2030 | 0 | 0 | 0
PV_Paired_4hr_New_Battery | 2031 | 0 | 0 | 0
PV_Paired_4hr_New_Battery | 2032 | 0 | 0 | 0
PV_Paired_4hr_New_Battery | 2033 | 0 | 0 | 0
PV_Paired_4hr_New_Battery | 2034 | 0 | 0 | 0
PV_Paired_4hr_New_Battery | 2040 | 0 | 0 | 0
PV_Paired_4hr_New_Battery | 2045 | 0 | 0 | 0
PV_Paired_4hr_New_Battery | 2050 | 0 | 0 | 0
PV_Paried_6hr_New_Battery | 2025 | 0 | 0 | 0
PV_Paried_6hr_New_Battery | 2026 | 0 | 0 | 0
PV_Paried_6hr_New_Battery | 2027 | 0 | 0 | 0
PV_Paried_6hr_New_Battery | 2028 | 0 | 0 | 0
PV_Paried_6hr_New_Battery | 2029 | 0 | 0 | 0
PV_Paried_6hr_New_Battery | 2030 | 0 | 0 | 0
PV_Paried_6hr_New_Battery | 2031 | 0 | 0 | 0
PV_Paried_6hr_New_Battery | 2032 | 0 | 0 | 0
PV_Paried_6hr_New_Battery | 2033 | 0 | 0 | 0
PV_Paried_6hr_New_Battery | 2034 | 0 | 0 | 0
PV_Paried_6hr_New_Battery | 2040 | 0 | 0 | 0
PV_Paried_6hr_New_Battery | 2045 | 0 | 0 | 0
PV_Paried_6hr_New_Battery | 2050 | 0 | 0 | 0
Kahana_Solar_Battery | 2025 | 20 | 0 | 0
Kahana_Solar_Battery | 2026 | 20 | 0 | 0
Kahana_Solar_Battery | 2027 | 20 | 0 | 0
Kahana_Solar_Battery | 2028 | 20 | 0 | 0
Kahana_Solar_Battery | 2029 | 20 | 0 | 0
Kahana_Solar_Battery | 2030 | 20 | 0 | 0
Kahana_Solar_Battery | 2031 | 20 | 0 | 0
Kahana_Solar_Battery | 2032 | 20 | 0 | 0
Kahana_Solar_Battery | 2033 | 20 | 0 | 0
Kahana_Solar_Battery | 2034 | 20 | 0 | 0
Kahana_Solar_Battery | 2040 | 20 | 0 | 0
Kahana_Solar_Battery | 2045 | 20 | 0 | 0
Kahana_Solar_Battery | 2050 | 20 | 0 | 0
Pulehu_Mauka_Solar_Battery | 2025 | 40 | 0 | 0
Pulehu_Mauka_Solar_Battery | 2026 | 40 | 0 | 0
Pulehu_Mauka_Solar_Battery | 2027 | 40 | 0 | 0
Pulehu_Mauka_Solar_Battery | 2028 | 40 | 0 | 0
Pulehu_Mauka_Solar_Battery | 2029 | 40 | 0 | 0
Pulehu_Mauka_Solar_Battery | 2030 | 40 | 0 | 0
Pulehu_Mauka_Solar_Battery | 2031 | 40 | 0 | 0
Pulehu_Mauka_Solar_Battery | 2032 | 40 | 0 | 0
Pulehu_Mauka_Solar_Battery | 2033 | 40 | 0 | 0
Pulehu_Mauka_Solar_Battery | 2034 | 40 | 0 | 0
Pulehu_Mauka_Solar_Battery | 2040 | 40 | 0 | 0
Pulehu_Mauka_Solar_Battery | 2045 | 40 | 0 | 0
Pulehu_Mauka_Solar_Battery | 2050 | 40 | 0 | 0
Kamaole_Solar_Battery | 2025 | 40 | 0 | 0
Kamaole_Solar_Battery | 2026 | 40 | 0 | 0
Kamaole_Solar_Battery | 2027 | 40 | 0 | 0
Kamaole_Solar_Battery | 2028 | 40 | 0 | 0
Kamaole_Solar_Battery | 2029 | 40 | 0 | 0
Kamaole_Solar_Battery | 2030 | 40 | 0 | 0
Kamaole_Solar_Battery | 2031 | 40 | 0 | 0
Kamaole_Solar_Battery | 2032 | 40 | 0 | 0
Kamaole_Solar_Battery | 2033 | 40 | 0 | 0
Kamaole_Solar_Battery | 2034 | 40 | 0 | 0
Kamaole_Solar_Battery | 2040 | 40 | 0 | 0
Kamaole_Solar_Battery | 2045 | 40 | 0 | 0
Kamaole_Solar_Battery | 2050 | 40 | 0 | 0
PV_Paired_2hr_New_DERAgg_Battery | 2025 | 0 | 0 | 0
PV_Paired_2hr_New_DERAgg_Battery | 2026 | 0 | 0 | 0
PV_Paired_2hr_New_DERAgg_Battery | 2027 | 0 | 0 | 0
PV_Paired_2hr_New_DERAgg_Battery | 2028 | 0 | 0 | 0
PV_Paired_2hr_New_DERAgg_Battery | 2029 | 0 | 0 | 0
PV_Paired_2hr_New_DERAgg_Battery | 2030 | 0 | 0 | 0
PV_Paired_2hr_New_DERAgg_Battery | 2031 | 0 | 0 | 0
PV_Paired_2hr_New_DERAgg_Battery | 2032 | 0 | 0 | 0
PV_Paired_2hr_New_DERAgg_Battery | 2033 | 0 | 0 | 0
PV_Paired_2hr_New_DERAgg_Battery | 2034 | 0 | 0 | 0
PV_Paired_2hr_New_DERAgg_Battery | 2040 | 0 | 0 | 0
PV_Paired_2hr_New_DERAgg_Battery | 2045 | 0 | 0 | 0
PV_Paired_2hr_New_DERAgg_Battery | 2050 | 0 | 0 | 0
CBRE_Ph2_Solar_RFP_Battery | 2025 | 25 | 0 | 12.8521
CBRE_Ph2_Solar_RFP_Battery | 2026 | 25 | 0 | 12.6293
CBRE_Ph2_Solar_RFP_Battery | 2027 | 25 | 0 | 12.4327
CBRE_Ph2_Solar_RFP_Battery | 2028 | 25 | 0 | 12.242
CBRE_Ph2_Solar_RFP_Battery | 2029 | 25 | 0 | 12.0614
CBRE_Ph2_Solar_RFP_Battery | 2030 | 25 | 0 | 11.8854
CBRE_Ph2_Solar_RFP_Battery | 2031 | 25 | 0 | 11.726
CBRE_Ph2_Solar_RFP_Battery | 2032 | 25 | 0 | 11.5837
CBRE_Ph2_Solar_RFP_Battery | 2033 | 25 | 0 | 11.4538
CBRE_Ph2_Solar_RFP_Battery | 2034 | 25 | 0 | 11.3316
CBRE_Ph2_Solar_RFP_Battery | 2040 | 25 | 0 | 10.7206
CBRE_Ph2_Solar_RFP_Battery | 2045 | 25 | 0 | 10.3593
CBRE_Ph2_Solar_RFP_Battery | 2050 | 25 | 0 | 10.0392
Load_Reduce | 2025 | 1.9839 | 0 | 148.5692
Load_Reduce | 2026 | 0 | 0 | 0
Load_Reduce | 2027 | 0 | 0 | 0
Load_Reduce | 2028 | 0 | 0 | 0
Load_Reduce | 2029 | 0 | 0 | 0
Load_Reduce | 2030 | 0 | 0 | 0
Load_Reduce | 2031 | 0 | 0 | 0
Load_Reduce | 2032 | 0 | 0 | 0
Load_Reduce | 2033 | 0 | 0 | 0
Load_Reduce | 2034 | 0 | 0 | 0
Load_Reduce | 2040 | 0 | 0 | 0
Load_Reduce | 2045 | 0 | 0 | 0
Load_Reduce | 2050 | 0 | 0 | 0
Fast_DR | 2025 | 4.9 | 0 | 5
Fast_DR | 2026 | 4.9 | 0 | 5
Fast_DR | 2027 | 4.9 | 0 | 5
Fast_DR | 2028 | 4.9 | 0 | 5
Fast_DR | 2029 | 4.9 | 0 | 5
Fast_DR | 2030 | 4.9 | 0 | 5
Fast_DR | 2031 | 4.9 | 0 | 5
Fast_DR | 2032 | 4.9 | 0 | 5
Fast_DR | 2033 | 4.9 | 0 | 5
Fast_DR | 2034 | 4.9 | 0 | 5
Fast_DR | 2040 | 4.9 | 0 | 5
Fast_DR | 2045 | 4.9 | 0 | 5
Fast_DR | 2050 | 4.9 | 0 | 5
PV_Paired_2hr_New_Supply | 2025 | 0 | 0 | 0
PV_Paired_2hr_New_Supply | 2026 | 0 | 0 | 0
PV_Paired_2hr_New_Supply | 2027 | 0 | 0 | 0
PV_Paired_2hr_New_Supply | 2028 | 0 | 0 | 0
PV_Paired_2hr_New_Supply | 2029 | 0 | 0 | 0
PV_Paired_2hr_New_Supply | 2030 | 0 | 0 | 0
PV_Paired_2hr_New_Supply | 2031 | 0 | 0 | 0
PV_Paired_2hr_New_Supply | 2032 | 0 | 0 | 0
PV_Paired_2hr_New_Supply | 2033 | 0 | 0 | 0
PV_Paired_2hr_New_Supply | 2034 | 0 | 0 | 0
PV_Paired_2hr_New_Supply | 2040 | 0 | 0 | 0
PV_Paired_2hr_New_Supply | 2045 | 0 | 0 | 0
PV_Paired_2hr_New_Supply | 2050 | 0 | 0 | 0
PV_Paired_8hr_New_Supply | 2025 | 0 | 0 | 0
PV_Paired_8hr_New_Supply | 2026 | 0 | 0 | 0
PV_Paired_8hr_New_Supply | 2027 | 0 | 0 | 0
PV_Paired_8hr_New_Supply | 2028 | 0 | 0 | 0
PV_Paired_8hr_New_Supply | 2029 | 0 | 0 | 0
PV_Paired_8hr_New_Supply | 2030 | 0 | 0 | 0
PV_Paired_8hr_New_Supply | 2031 | 0 | 0 | 0
PV_Paired_8hr_New_Supply | 2032 | 0 | 0 | 0
PV_Paired_8hr_New_Supply | 2033 | 0 | 0 | 0
PV_Paired_8hr_New_Supply | 2034 | 0 | 0 | 0
PV_Paired_8hr_New_Supply | 2040 | 0 | 0 | 0
PV_Paired_8hr_New_Supply | 2045 | 0 | 0 | 0
PV_Paired_8hr_New_Supply | 2050 | 0 | 0 | 0
PV_Paired_2hr_New_Battery | 2025 | 0 | 0 | 0
PV_Paired_2hr_New_Battery | 2026 | 0 | 0 | 0
PV_Paired_2hr_New_Battery | 2027 | 0 | 0 | 0
PV_Paired_2hr_New_Battery | 2028 | 0 | 0 | 0
PV_Paired_2hr_New_Battery | 2029 | 0 | 0 | 0
PV_Paired_2hr_New_Battery | 2030 | 0 | 0 | 0
PV_Paired_2hr_New_Battery | 2031 | 0 | 0 | 0
PV_Paired_2hr_New_Battery | 2032 | 0 | 0 | 0
PV_Paired_2hr_New_Battery | 2033 | 0 | 0 | 0
PV_Paired_2hr_New_Battery | 2034 | 0 | 0 | 0
PV_Paired_2hr_New_Battery | 2040 | 0 | 0 | 0
PV_Paired_2hr_New_Battery | 2045 | 0 | 0 | 0
PV_Paired_2hr_New_Battery | 2050 | 0 | 0 | 0
PV_Paired_8hr_New_Battery | 2025 | 0 | 0 | 0
PV_Paired_8hr_New_Battery | 2026 | 0 | 0 | 0
PV_Paired_8hr_New_Battery | 2027 | 0 | 0 | 0
PV_Paired_8hr_New_Battery | 2028 | 0 | 0 | 0
PV_Paired_8hr_New_Battery | 2029 | 0 | 0 | 0
PV_Paired_8hr_New_Battery | 2030 | 0 | 0 | 0
PV_Paired_8hr_New_Battery | 2031 | 0 | 0 | 0
PV_Paired_8hr_New_Battery | 2032 | 0 | 0 | 0
PV_Paired_8hr_New_Battery | 2033 | 0 | 0 | 0
PV_Paired_8hr_New_Battery | 2034 | 0 | 0 | 0
PV_Paired_8hr_New_Battery | 2040 | 0 | 0 | 0
PV_Paired_8hr_New_Battery | 2045 | 0 | 0 | 0
PV_Paired_8hr_New_Battery | 2050 | 0 | 0 | 0

## min_cumulative_new_build
Return to Assumptions Summary
New Resource Minimum Cumulative Build (MW)
Candidate resources that can be built by RESOLVE are shown in the first column labeled, "resource". In the second column, "period" shows the year modeled. Third column, "min_cumulative_build_by_year" shows the minimum capacity that should be built per year in megawatts (MW) by RESOLVE. By setting this value to zero, this means that RESOLVE is not constrained by a minimum new build requirement, and it can optimize as much or little of a resource as is needed.
Minimum Cumulative New Build
resource | period | min_cumulative_build_by_year
9MW_ICE_New | 2025 | 0
9MW_ICE_New | 2026 | 0
9MW_ICE_New | 2027 | 0
9MW_ICE_New | 2028 | 0
9MW_ICE_New | 2029 | 0
9MW_ICE_New | 2030 | 0
9MW_ICE_New | 2031 | 0
9MW_ICE_New | 2032 | 0
9MW_ICE_New | 2033 | 0
9MW_ICE_New | 2034 | 0
9MW_ICE_New | 2040 | 0
9MW_ICE_New | 2045 | 0
9MW_ICE_New | 2050 | 0
1x1_2500CC_New | 2025 | 0
1x1_2500CC_New | 2026 | 0
1x1_2500CC_New | 2027 | 0
1x1_2500CC_New | 2028 | 0
1x1_2500CC_New | 2029 | 0
1x1_2500CC_New | 2030 | 0
1x1_2500CC_New | 2031 | 0
1x1_2500CC_New | 2032 | 0
1x1_2500CC_New | 2033 | 0
1x1_2500CC_New | 2034 | 0
1x1_2500CC_New | 2040 | 0
1x1_2500CC_New | 2045 | 0
1x1_2500CC_New | 2050 | 0
Biomass_New | 2025 | 0
Biomass_New | 2026 | 0
Biomass_New | 2027 | 0
Biomass_New | 2028 | 0
Biomass_New | 2029 | 0
Biomass_New | 2030 | 0
Biomass_New | 2031 | 0
Biomass_New | 2032 | 0
Biomass_New | 2033 | 0
Biomass_New | 2034 | 0
Biomass_New | 2040 | 0
Biomass_New | 2045 | 0
Biomass_New | 2050 | 0
Sync_Condenser_New | 2025 | 0
Sync_Condenser_New | 2026 | 0
Sync_Condenser_New | 2027 | 0
Sync_Condenser_New | 2028 | 0
Sync_Condenser_New | 2029 | 0
Sync_Condenser_New | 2030 | 0
Sync_Condenser_New | 2031 | 0
Sync_Condenser_New | 2032 | 0
Sync_Condenser_New | 2033 | 0
Sync_Condenser_New | 2034 | 0
Sync_Condenser_New | 2040 | 0
Sync_Condenser_New | 2045 | 0
Sync_Condenser_New | 2050 | 0
LM2500SC_New | 2025 | 0
LM2500SC_New | 2026 | 0
LM2500SC_New | 2027 | 0
LM2500SC_New | 2028 | 0
LM2500SC_New | 2029 | 0
LM2500SC_New | 2030 | 0
LM2500SC_New | 2031 | 0
LM2500SC_New | 2032 | 0
LM2500SC_New | 2033 | 0
LM2500SC_New | 2034 | 0
LM2500SC_New | 2040 | 0
LM2500SC_New | 2045 | 0
LM2500SC_New | 2050 | 0
Wind_Onshore_New | 2025 | 0
Wind_Onshore_New | 2026 | 0
Wind_Onshore_New | 2027 | 0
Wind_Onshore_New | 2028 | 0
Wind_Onshore_New | 2029 | 0
Wind_Onshore_New | 2030 | 0
Wind_Onshore_New | 2031 | 0
Wind_Onshore_New | 2032 | 0
Wind_Onshore_New | 2033 | 0
Wind_Onshore_New | 2034 | 0
Wind_Onshore_New | 2040 | 0
Wind_Onshore_New | 2045 | 0
Wind_Onshore_New | 2050 | 0
PV_New | 2025 | 0
PV_New | 2026 | 0
PV_New | 2027 | 0
PV_New | 2028 | 0
PV_New | 2029 | 0
PV_New | 2030 | 0
PV_New | 2031 | 0
PV_New | 2032 | 0
PV_New | 2033 | 0
PV_New | 2034 | 0
PV_New | 2040 | 0
PV_New | 2045 | 0
PV_New | 2050 | 0
PV_Paired_4hr_New_Supply | 2025 | 0
PV_Paired_4hr_New_Supply | 2026 | 0
PV_Paired_4hr_New_Supply | 2027 | 0
PV_Paired_4hr_New_Supply | 2028 | 0
PV_Paired_4hr_New_Supply | 2029 | 0
PV_Paired_4hr_New_Supply | 2030 | 0
PV_Paired_4hr_New_Supply | 2031 | 0
PV_Paired_4hr_New_Supply | 2032 | 0
PV_Paired_4hr_New_Supply | 2033 | 0
PV_Paired_4hr_New_Supply | 2034 | 0
PV_Paired_4hr_New_Supply | 2040 | 0
PV_Paired_4hr_New_Supply | 2045 | 0
PV_Paired_4hr_New_Supply | 2050 | 0
PV_Paried_6hr_New_Supply | 2025 | 0
PV_Paried_6hr_New_Supply | 2026 | 0
PV_Paried_6hr_New_Supply | 2027 | 0
PV_Paried_6hr_New_Supply | 2028 | 0
PV_Paried_6hr_New_Supply | 2029 | 0
PV_Paried_6hr_New_Supply | 2030 | 0
PV_Paried_6hr_New_Supply | 2031 | 0
PV_Paried_6hr_New_Supply | 2032 | 0
PV_Paried_6hr_New_Supply | 2033 | 0
PV_Paried_6hr_New_Supply | 2034 | 0
PV_Paried_6hr_New_Supply | 2040 | 0
PV_Paried_6hr_New_Supply | 2045 | 0
PV_Paried_6hr_New_Supply | 2050 | 0
PV_Paired_2hr_New_DERAgg_Supply | 2025 | 0
PV_Paired_2hr_New_DERAgg_Supply | 2026 | 0
PV_Paired_2hr_New_DERAgg_Supply | 2027 | 0
PV_Paired_2hr_New_DERAgg_Supply | 2028 | 0
PV_Paired_2hr_New_DERAgg_Supply | 2029 | 0
PV_Paired_2hr_New_DERAgg_Supply | 2030 | 0
PV_Paired_2hr_New_DERAgg_Supply | 2031 | 0
PV_Paired_2hr_New_DERAgg_Supply | 2032 | 0
PV_Paired_2hr_New_DERAgg_Supply | 2033 | 0
PV_Paired_2hr_New_DERAgg_Supply | 2034 | 0
PV_Paired_2hr_New_DERAgg_Supply | 2040 | 0
PV_Paired_2hr_New_DERAgg_Supply | 2045 | 0
PV_Paired_2hr_New_DERAgg_Supply | 2050 | 0
Battery_New | 2025 | 0
Battery_New | 2026 | 0
Battery_New | 2027 | 0
Battery_New | 2028 | 0
Battery_New | 2029 | 0
Battery_New | 2030 | 0
Battery_New | 2031 | 0
Battery_New | 2032 | 0
Battery_New | 2033 | 0
Battery_New | 2034 | 0
Battery_New | 2040 | 0
Battery_New | 2045 | 0
Battery_New | 2050 | 0
PV_Paired_4hr_New_Battery | 2025 | 0
PV_Paired_4hr_New_Battery | 2026 | 0
PV_Paired_4hr_New_Battery | 2027 | 0
PV_Paired_4hr_New_Battery | 2028 | 0
PV_Paired_4hr_New_Battery | 2029 | 0
PV_Paired_4hr_New_Battery | 2030 | 0
PV_Paired_4hr_New_Battery | 2031 | 0
PV_Paired_4hr_New_Battery | 2032 | 0
PV_Paired_4hr_New_Battery | 2033 | 0
PV_Paired_4hr_New_Battery | 2034 | 0
PV_Paired_4hr_New_Battery | 2040 | 0
PV_Paired_4hr_New_Battery | 2045 | 0
PV_Paired_4hr_New_Battery | 2050 | 0
PV_Paried_6hr_New_Battery | 2025 | 0
PV_Paried_6hr_New_Battery | 2026 | 0
PV_Paried_6hr_New_Battery | 2027 | 0
PV_Paried_6hr_New_Battery | 2028 | 0
PV_Paried_6hr_New_Battery | 2029 | 0
PV_Paried_6hr_New_Battery | 2030 | 0
PV_Paried_6hr_New_Battery | 2031 | 0
PV_Paried_6hr_New_Battery | 2032 | 0
PV_Paried_6hr_New_Battery | 2033 | 0
PV_Paried_6hr_New_Battery | 2034 | 0
PV_Paried_6hr_New_Battery | 2040 | 0
PV_Paried_6hr_New_Battery | 2045 | 0
PV_Paried_6hr_New_Battery | 2050 | 0
PV_Paired_2hr_New_DERAgg_Battery | 2025 | 0
PV_Paired_2hr_New_DERAgg_Battery | 2026 | 0
PV_Paired_2hr_New_DERAgg_Battery | 2027 | 0
PV_Paired_2hr_New_DERAgg_Battery | 2028 | 0
PV_Paired_2hr_New_DERAgg_Battery | 2029 | 0
PV_Paired_2hr_New_DERAgg_Battery | 2030 | 0
PV_Paired_2hr_New_DERAgg_Battery | 2031 | 0
PV_Paired_2hr_New_DERAgg_Battery | 2032 | 0
PV_Paired_2hr_New_DERAgg_Battery | 2033 | 0
PV_Paired_2hr_New_DERAgg_Battery | 2034 | 0
PV_Paired_2hr_New_DERAgg_Battery | 2040 | 0
PV_Paired_2hr_New_DERAgg_Battery | 2045 | 0
PV_Paired_2hr_New_DERAgg_Battery | 2050 | 0
PV_Paired_2hr_New_Supply | 2025 | 0
PV_Paired_2hr_New_Supply | 2026 | 0
PV_Paired_2hr_New_Supply | 2027 | 0
PV_Paired_2hr_New_Supply | 2028 | 0
PV_Paired_2hr_New_Supply | 2029 | 0
PV_Paired_2hr_New_Supply | 2030 | 0
PV_Paired_2hr_New_Supply | 2031 | 0
PV_Paired_2hr_New_Supply | 2032 | 0
PV_Paired_2hr_New_Supply | 2033 | 0
PV_Paired_2hr_New_Supply | 2034 | 0
PV_Paired_2hr_New_Supply | 2040 | 0
PV_Paired_2hr_New_Supply | 2045 | 0
PV_Paired_2hr_New_Supply | 2050 | 0
PV_Paired_8hr_New_Supply | 2025 | 0
PV_Paired_8hr_New_Supply | 2026 | 0
PV_Paired_8hr_New_Supply | 2027 | 0
PV_Paired_8hr_New_Supply | 2028 | 0
PV_Paired_8hr_New_Supply | 2029 | 0
PV_Paired_8hr_New_Supply | 2030 | 0
PV_Paired_8hr_New_Supply | 2031 | 0
PV_Paired_8hr_New_Supply | 2032 | 0
PV_Paired_8hr_New_Supply | 2033 | 0
PV_Paired_8hr_New_Supply | 2034 | 0
PV_Paired_8hr_New_Supply | 2040 | 0
PV_Paired_8hr_New_Supply | 2045 | 0
PV_Paired_8hr_New_Supply | 2050 | 0
PV_Paired_2hr_New_Battery | 2025 | 0
PV_Paired_2hr_New_Battery | 2026 | 0
PV_Paired_2hr_New_Battery | 2027 | 0
PV_Paired_2hr_New_Battery | 2028 | 0
PV_Paired_2hr_New_Battery | 2029 | 0
PV_Paired_2hr_New_Battery | 2030 | 0
PV_Paired_2hr_New_Battery | 2031 | 0
PV_Paired_2hr_New_Battery | 2032 | 0
PV_Paired_2hr_New_Battery | 2033 | 0
PV_Paired_2hr_New_Battery | 2034 | 0
PV_Paired_2hr_New_Battery | 2040 | 0
PV_Paired_2hr_New_Battery | 2045 | 0
PV_Paired_2hr_New_Battery | 2050 | 0
PV_Paired_8hr_New_Battery | 2025 | 0
PV_Paired_8hr_New_Battery | 2026 | 0
PV_Paired_8hr_New_Battery | 2027 | 0
PV_Paired_8hr_New_Battery | 2028 | 0
PV_Paired_8hr_New_Battery | 2029 | 0
PV_Paired_8hr_New_Battery | 2030 | 0
PV_Paired_8hr_New_Battery | 2031 | 0
PV_Paired_8hr_New_Battery | 2032 | 0
PV_Paired_8hr_New_Battery | 2033 | 0
PV_Paired_8hr_New_Battery | 2034 | 0
PV_Paired_8hr_New_Battery | 2040 | 0
PV_Paired_8hr_New_Battery | 2045 | 0
PV_Paired_8hr_New_Battery | 2050 | 0

## capacity_limits
Return to Assumptions Summary
New Resource Capacity Limits (MW)
Candidate resources that can be built by RESOLVE are shown in the first column labeled, "resource". In the second column, "period" shows the year modeled. Third column, "capacity_limit_mw" shows the maximum capacity limit in megawatts (MW) that RESOLVE can build up to during the optimization. The model will not install a new resource beyond it's maximum capacity limit. The limits for Wind, PV and DER Aggregator resources are the developable potentials from the 2020-2021 NREL Resource Potential Updates. The values, "999999" are meant to represent an unlimited build limit.
Capacity Limits
resource | period | capacity_limit_mw
9MW_ICE_New | 2025 | 0
9MW_ICE_New | 2026 | 0
9MW_ICE_New | 2027 | 0
9MW_ICE_New | 2028 | 0
9MW_ICE_New | 2029 | 0
9MW_ICE_New | 2030 | 999999
9MW_ICE_New | 2031 | 999999
9MW_ICE_New | 2032 | 999999
9MW_ICE_New | 2033 | 999999
9MW_ICE_New | 2034 | 999999
9MW_ICE_New | 2040 | 999999
9MW_ICE_New | 2045 | 999999
9MW_ICE_New | 2050 | 999999
1x1_2500CC_New | 2025 | 0
1x1_2500CC_New | 2026 | 0
1x1_2500CC_New | 2027 | 0
1x1_2500CC_New | 2028 | 0
1x1_2500CC_New | 2029 | 0
1x1_2500CC_New | 2030 | 999999
1x1_2500CC_New | 2031 | 999999
1x1_2500CC_New | 2032 | 999999
1x1_2500CC_New | 2033 | 999999
1x1_2500CC_New | 2034 | 999999
1x1_2500CC_New | 2040 | 999999
1x1_2500CC_New | 2045 | 999999
1x1_2500CC_New | 2050 | 999999
Biomass_New | 2025 | 0
Biomass_New | 2026 | 0
Biomass_New | 2027 | 0
Biomass_New | 2028 | 0
Biomass_New | 2029 | 0
Biomass_New | 2030 | 999999
Biomass_New | 2031 | 999999
Biomass_New | 2032 | 999999
Biomass_New | 2033 | 999999
Biomass_New | 2034 | 999999
Biomass_New | 2040 | 999999
Biomass_New | 2045 | 999999
Biomass_New | 2050 | 999999
Sync_Condenser_New | 2025 | 999999
Sync_Condenser_New | 2026 | 999999
Sync_Condenser_New | 2027 | 999999
Sync_Condenser_New | 2028 | 999999
Sync_Condenser_New | 2029 | 999999
Sync_Condenser_New | 2030 | 999999
Sync_Condenser_New | 2031 | 999999
Sync_Condenser_New | 2032 | 999999
Sync_Condenser_New | 2033 | 999999
Sync_Condenser_New | 2034 | 999999
Sync_Condenser_New | 2040 | 999999
Sync_Condenser_New | 2045 | 999999
Sync_Condenser_New | 2050 | 999999
LM2500SC_New | 2025 | 0
LM2500SC_New | 2026 | 0
LM2500SC_New | 2027 | 0
LM2500SC_New | 2028 | 0
LM2500SC_New | 2029 | 0
LM2500SC_New | 2030 | 999999
LM2500SC_New | 2031 | 999999
LM2500SC_New | 2032 | 999999
LM2500SC_New | 2033 | 999999
LM2500SC_New | 2034 | 999999
LM2500SC_New | 2040 | 999999
LM2500SC_New | 2045 | 999999
LM2500SC_New | 2050 | 999999
Wind_Onshore_New | 2025 | 695
Wind_Onshore_New | 2026 | 695
Wind_Onshore_New | 2027 | 725
Wind_Onshore_New | 2028 | 725
Wind_Onshore_New | 2029 | 725
Wind_Onshore_New | 2030 | 725
Wind_Onshore_New | 2031 | 725
Wind_Onshore_New | 2032 | 725
Wind_Onshore_New | 2033 | 767
Wind_Onshore_New | 2034 | 767
Wind_Onshore_New | 2040 | 767
Wind_Onshore_New | 2045 | 767
Wind_Onshore_New | 2050 | 767
PV_New | 2025 | 13466.009
PV_New | 2026 | 13466.009
PV_New | 2027 | 13466.009
PV_New | 2028 | 13466.009
PV_New | 2029 | 13466.009
PV_New | 2030 | 13466.009
PV_New | 2031 | 13466.009
PV_New | 2032 | 13466.009
PV_New | 2033 | 13466.009
PV_New | 2034 | 13466.009
PV_New | 2040 | 13471.749
PV_New | 2045 | 13471.749
PV_New | 2050 | 13471.749
PV_Paired_4hr_New_Supply | 2025 | 13466.009
PV_Paired_4hr_New_Supply | 2026 | 13466.009
PV_Paired_4hr_New_Supply | 2027 | 13466.009
PV_Paired_4hr_New_Supply | 2028 | 13466.009
PV_Paired_4hr_New_Supply | 2029 | 13466.009
PV_Paired_4hr_New_Supply | 2030 | 13466.009
PV_Paired_4hr_New_Supply | 2031 | 13466.009
PV_Paired_4hr_New_Supply | 2032 | 13466.009
PV_Paired_4hr_New_Supply | 2033 | 13466.009
PV_Paired_4hr_New_Supply | 2034 | 13466.009
PV_Paired_4hr_New_Supply | 2040 | 13471.749
PV_Paired_4hr_New_Supply | 2045 | 13471.749
PV_Paired_4hr_New_Supply | 2050 | 13471.749
PV_Paried_6hr_New_Supply | 2025 | 13466.009
PV_Paried_6hr_New_Supply | 2026 | 13466.009
PV_Paried_6hr_New_Supply | 2027 | 13466.009
PV_Paried_6hr_New_Supply | 2028 | 13466.009
PV_Paried_6hr_New_Supply | 2029 | 13466.009
PV_Paried_6hr_New_Supply | 2030 | 13466.009
PV_Paried_6hr_New_Supply | 2031 | 13466.009
PV_Paried_6hr_New_Supply | 2032 | 13466.009
PV_Paried_6hr_New_Supply | 2033 | 13466.009
PV_Paried_6hr_New_Supply | 2034 | 13466.009
PV_Paried_6hr_New_Supply | 2040 | 13471.749
PV_Paried_6hr_New_Supply | 2045 | 13471.749
PV_Paried_6hr_New_Supply | 2050 | 13471.749
PV_Paired_2hr_New_DERAgg_Supply | 2025 | 967.2432
PV_Paired_2hr_New_DERAgg_Supply | 2026 | 962.6441
PV_Paired_2hr_New_DERAgg_Supply | 2027 | 958.349
PV_Paired_2hr_New_DERAgg_Supply | 2028 | 953.9309
PV_Paired_2hr_New_DERAgg_Supply | 2029 | 949.3869
PV_Paired_2hr_New_DERAgg_Supply | 2030 | 944.8948
PV_Paired_2hr_New_DERAgg_Supply | 2031 | 940.3117
PV_Paired_2hr_New_DERAgg_Supply | 2032 | 935.9307
PV_Paired_2hr_New_DERAgg_Supply | 2033 | 931.8887
PV_Paired_2hr_New_DERAgg_Supply | 2034 | 927.8847
PV_Paired_2hr_New_DERAgg_Supply | 2040 | 905.5137
PV_Paired_2hr_New_DERAgg_Supply | 2045 | 889.0197
PV_Paired_2hr_New_DERAgg_Supply | 2050 | 874.6147
Battery_New | 2025 | 999999
Battery_New | 2026 | 999999
Battery_New | 2027 | 999999
Battery_New | 2028 | 999999
Battery_New | 2029 | 999999
Battery_New | 2030 | 999999
Battery_New | 2031 | 999999
Battery_New | 2032 | 999999
Battery_New | 2033 | 999999
Battery_New | 2034 | 999999
Battery_New | 2040 | 999999
Battery_New | 2045 | 999999
Battery_New | 2050 | 999999
PV_Paired_4hr_New_Battery | 2025 | 13466.009
PV_Paired_4hr_New_Battery | 2026 | 13466.009
PV_Paired_4hr_New_Battery | 2027 | 13466.009
PV_Paired_4hr_New_Battery | 2028 | 13466.009
PV_Paired_4hr_New_Battery | 2029 | 13466.009
PV_Paired_4hr_New_Battery | 2030 | 13466.009
PV_Paired_4hr_New_Battery | 2031 | 13466.009
PV_Paired_4hr_New_Battery | 2032 | 13466.009
PV_Paired_4hr_New_Battery | 2033 | 13466.009
PV_Paired_4hr_New_Battery | 2034 | 13466.009
PV_Paired_4hr_New_Battery | 2040 | 13471.749
PV_Paired_4hr_New_Battery | 2045 | 13471.749
PV_Paired_4hr_New_Battery | 2050 | 13471.749
PV_Paried_6hr_New_Battery | 2025 | 13466.009
PV_Paried_6hr_New_Battery | 2026 | 13466.009
PV_Paried_6hr_New_Battery | 2027 | 13466.009
PV_Paried_6hr_New_Battery | 2028 | 13466.009
PV_Paried_6hr_New_Battery | 2029 | 13466.009
PV_Paried_6hr_New_Battery | 2030 | 13466.009
PV_Paried_6hr_New_Battery | 2031 | 13466.009
PV_Paried_6hr_New_Battery | 2032 | 13466.009
PV_Paried_6hr_New_Battery | 2033 | 13466.009
PV_Paried_6hr_New_Battery | 2034 | 13466.009
PV_Paried_6hr_New_Battery | 2040 | 13471.749
PV_Paried_6hr_New_Battery | 2045 | 13471.749
PV_Paried_6hr_New_Battery | 2050 | 13471.749
PV_Paired_2hr_New_DERAgg_Battery | 2025 | 967.2432
PV_Paired_2hr_New_DERAgg_Battery | 2026 | 962.6441
PV_Paired_2hr_New_DERAgg_Battery | 2027 | 958.349
PV_Paired_2hr_New_DERAgg_Battery | 2028 | 953.9309
PV_Paired_2hr_New_DERAgg_Battery | 2029 | 949.3869
PV_Paired_2hr_New_DERAgg_Battery | 2030 | 944.8948
PV_Paired_2hr_New_DERAgg_Battery | 2031 | 940.3117
PV_Paired_2hr_New_DERAgg_Battery | 2032 | 935.9307
PV_Paired_2hr_New_DERAgg_Battery | 2033 | 931.8887
PV_Paired_2hr_New_DERAgg_Battery | 2034 | 927.8847
PV_Paired_2hr_New_DERAgg_Battery | 2040 | 905.5137
PV_Paired_2hr_New_DERAgg_Battery | 2045 | 889.0197
PV_Paired_2hr_New_DERAgg_Battery | 2050 | 874.6147
PV_Paired_2hr_New_Supply | 2025 | 13466.009
PV_Paired_2hr_New_Supply | 2026 | 13466.009
PV_Paired_2hr_New_Supply | 2027 | 13466.009
PV_Paired_2hr_New_Supply | 2028 | 13466.009
PV_Paired_2hr_New_Supply | 2029 | 13466.009
PV_Paired_2hr_New_Supply | 2030 | 13466.009
PV_Paired_2hr_New_Supply | 2031 | 13466.009
PV_Paired_2hr_New_Supply | 2032 | 13466.009
PV_Paired_2hr_New_Supply | 2033 | 13466.009
PV_Paired_2hr_New_Supply | 2034 | 13466.009
PV_Paired_2hr_New_Supply | 2040 | 13471.749
PV_Paired_2hr_New_Supply | 2045 | 13471.749
PV_Paired_2hr_New_Supply | 2050 | 13471.749
PV_Paired_8hr_New_Supply | 2025 | 13466.009
PV_Paired_8hr_New_Supply | 2026 | 13466.009
PV_Paired_8hr_New_Supply | 2027 | 13466.009
PV_Paired_8hr_New_Supply | 2028 | 13466.009
PV_Paired_8hr_New_Supply | 2029 | 13466.009
PV_Paired_8hr_New_Supply | 2030 | 13466.009
PV_Paired_8hr_New_Supply | 2031 | 13466.009
PV_Paired_8hr_New_Supply | 2032 | 13466.009
PV_Paired_8hr_New_Supply | 2033 | 13466.009
PV_Paired_8hr_New_Supply | 2034 | 13466.009
PV_Paired_8hr_New_Supply | 2040 | 13471.749
PV_Paired_8hr_New_Supply | 2045 | 13471.749
PV_Paired_8hr_New_Supply | 2050 | 13471.749
PV_Paired_2hr_New_Battery | 2025 | 13466.009
PV_Paired_2hr_New_Battery | 2026 | 13466.009
PV_Paired_2hr_New_Battery | 2027 | 13466.009
PV_Paired_2hr_New_Battery | 2028 | 13466.009
PV_Paired_2hr_New_Battery | 2029 | 13466.009
PV_Paired_2hr_New_Battery | 2030 | 13466.009
PV_Paired_2hr_New_Battery | 2031 | 13466.009
PV_Paired_2hr_New_Battery | 2032 | 13466.009
PV_Paired_2hr_New_Battery | 2033 | 13466.009
PV_Paired_2hr_New_Battery | 2034 | 13466.009
PV_Paired_2hr_New_Battery | 2040 | 13471.749
PV_Paired_2hr_New_Battery | 2045 | 13471.749
PV_Paired_2hr_New_Battery | 2050 | 13471.749
PV_Paired_8hr_New_Battery | 2025 | 13466.009
PV_Paired_8hr_New_Battery | 2026 | 13466.009
PV_Paired_8hr_New_Battery | 2027 | 13466.009
PV_Paired_8hr_New_Battery | 2028 | 13466.009
PV_Paired_8hr_New_Battery | 2029 | 13466.009
PV_Paired_8hr_New_Battery | 2030 | 13466.009
PV_Paired_8hr_New_Battery | 2031 | 13466.009
PV_Paired_8hr_New_Battery | 2032 | 13466.009
PV_Paired_8hr_New_Battery | 2033 | 13466.009
PV_Paired_8hr_New_Battery | 2034 | 13466.009
PV_Paired_8hr_New_Battery | 2040 | 13471.749
PV_Paired_8hr_New_Battery | 2045 | 13471.749
PV_Paired_8hr_New_Battery | 2050 | 13471.749

## planned_storage_energy_capacity
Return to Assumptions Summary
Planned Resources - Energy Storage Capacity
The table below shows the planned energy capacity and O&M (operations and maintenance) costs of unpaired and paired battery energy storage system (BESS) resources in RESOLVE. The first column, "storage_resource" shows the user-defined battery name. The second column, "period" shows the modeled year. The third column, "planned_storage_energy_capacity_mwh" is the planned battery energy capacity in (MWH). Taking the third column and dividing by the battery's capacity will give the battery's duration. -- For example, a 40 MW BESS with a 4-hour duration will have a planned energy of 40 MW * 4 h = 160 MWh. The fourth column, "planned_storage_energy_capacity_fixed_o_and_m_dollars per_kWh_yr" represents the O&M costs for the battery. Battery fixed costs are captured within "planned_installed_capacities" worksheet.
Planned Storage Energy Capacity
storage_resource | period | planned_storage_energy_capacity_mwh | planned_storage_energy_capacity_fixed_o_and_m_dollars_per_kwh_yr
Battery_New | 2025 | 0 | 0
Battery_New | 2026 | 0 | 0
Battery_New | 2027 | 0 | 0
Battery_New | 2028 | 0 | 0
Battery_New | 2029 | 0 | 0
Battery_New | 2030 | 0 | 0
Battery_New | 2031 | 0 | 0
Battery_New | 2032 | 0 | 0
Battery_New | 2033 | 0 | 0
Battery_New | 2034 | 0 | 0
Battery_New | 2040 | 0 | 0
Battery_New | 2045 | 0 | 0
Battery_New | 2050 | 0 | 0
Waena_BESS | 2025 | 160 | 0
Waena_BESS | 2026 | 160 | 0
Waena_BESS | 2027 | 160 | 0
Waena_BESS | 2028 | 160 | 0
Waena_BESS | 2029 | 160 | 0
Waena_BESS | 2030 | 160 | 0
Waena_BESS | 2031 | 160 | 0
Waena_BESS | 2032 | 160 | 0
Waena_BESS | 2033 | 160 | 0
Waena_BESS | 2034 | 160 | 0
Waena_BESS | 2040 | 160 | 0
Waena_BESS | 2045 | 160 | 0
Waena_BESS | 2050 | 160 | 0
Load_Build | 2025 | 7.9357 | 0
Load_Build | 2026 | 0 | 0
Load_Build | 2027 | 0 | 0
Load_Build | 2028 | 0 | 0
Load_Build | 2029 | 0 | 0
Load_Build | 2030 | 0 | 0
Load_Build | 2031 | 0 | 0
Load_Build | 2032 | 0 | 0
Load_Build | 2033 | 0 | 0
Load_Build | 2034 | 0 | 0
Load_Build | 2040 | 0 | 0
Load_Build | 2045 | 0 | 0
Load_Build | 2050 | 0 | 0
Kuihelani_Solar_Battery | 2025 | 240 | 0
Kuihelani_Solar_Battery | 2026 | 240 | 0
Kuihelani_Solar_Battery | 2027 | 240 | 0
Kuihelani_Solar_Battery | 2028 | 240 | 0
Kuihelani_Solar_Battery | 2029 | 240 | 0
Kuihelani_Solar_Battery | 2030 | 240 | 0
Kuihelani_Solar_Battery | 2031 | 240 | 0
Kuihelani_Solar_Battery | 2032 | 240 | 0
Kuihelani_Solar_Battery | 2033 | 240 | 0
Kuihelani_Solar_Battery | 2034 | 240 | 0
Kuihelani_Solar_Battery | 2040 | 240 | 0
Kuihelani_Solar_Battery | 2045 | 240 | 0
Kuihelani_Solar_Battery | 2050 | 240 | 0
Paeahu_Solar_Battery | 2025 | 60 | 0
Paeahu_Solar_Battery | 2026 | 60 | 0
Paeahu_Solar_Battery | 2027 | 60 | 0
Paeahu_Solar_Battery | 2028 | 60 | 0
Paeahu_Solar_Battery | 2029 | 60 | 0
Paeahu_Solar_Battery | 2030 | 60 | 0
Paeahu_Solar_Battery | 2031 | 60 | 0
Paeahu_Solar_Battery | 2032 | 60 | 0
Paeahu_Solar_Battery | 2033 | 60 | 0
Paeahu_Solar_Battery | 2034 | 60 | 0
Paeahu_Solar_Battery | 2040 | 60 | 0
Paeahu_Solar_Battery | 2045 | 60 | 0
Paeahu_Solar_Battery | 2050 | 60 | 0
PV_Paired_4hr_New_Battery | 2025 | 0 | 0
PV_Paired_4hr_New_Battery | 2026 | 0 | 0
PV_Paired_4hr_New_Battery | 2027 | 0 | 0
PV_Paired_4hr_New_Battery | 2028 | 0 | 0
PV_Paired_4hr_New_Battery | 2029 | 0 | 0
PV_Paired_4hr_New_Battery | 2030 | 0 | 0
PV_Paired_4hr_New_Battery | 2031 | 0 | 0
PV_Paired_4hr_New_Battery | 2032 | 0 | 0
PV_Paired_4hr_New_Battery | 2033 | 0 | 0
PV_Paired_4hr_New_Battery | 2034 | 0 | 0
PV_Paired_4hr_New_Battery | 2040 | 0 | 0
PV_Paired_4hr_New_Battery | 2045 | 0 | 0
PV_Paired_4hr_New_Battery | 2050 | 0 | 0
PV_Paried_6hr_New_Battery | 2025 | 0 | 0
PV_Paried_6hr_New_Battery | 2026 | 0 | 0
PV_Paried_6hr_New_Battery | 2027 | 0 | 0
PV_Paried_6hr_New_Battery | 2028 | 0 | 0
PV_Paried_6hr_New_Battery | 2029 | 0 | 0
PV_Paried_6hr_New_Battery | 2030 | 0 | 0
PV_Paried_6hr_New_Battery | 2031 | 0 | 0
PV_Paried_6hr_New_Battery | 2032 | 0 | 0
PV_Paried_6hr_New_Battery | 2033 | 0 | 0
PV_Paried_6hr_New_Battery | 2034 | 0 | 0
PV_Paried_6hr_New_Battery | 2040 | 0 | 0
PV_Paried_6hr_New_Battery | 2045 | 0 | 0
PV_Paried_6hr_New_Battery | 2050 | 0 | 0
Kahana_Solar_Battery | 2025 | 80 | 0
Kahana_Solar_Battery | 2026 | 80 | 0
Kahana_Solar_Battery | 2027 | 80 | 0
Kahana_Solar_Battery | 2028 | 80 | 0
Kahana_Solar_Battery | 2029 | 80 | 0
Kahana_Solar_Battery | 2030 | 80 | 0
Kahana_Solar_Battery | 2031 | 80 | 0
Kahana_Solar_Battery | 2032 | 80 | 0
Kahana_Solar_Battery | 2033 | 80 | 0
Kahana_Solar_Battery | 2034 | 80 | 0
Kahana_Solar_Battery | 2040 | 80 | 0
Kahana_Solar_Battery | 2045 | 80 | 0
Kahana_Solar_Battery | 2050 | 80 | 0
Pulehu_Mauka_Solar_Battery | 2025 | 160 | 0
Pulehu_Mauka_Solar_Battery | 2026 | 160 | 0
Pulehu_Mauka_Solar_Battery | 2027 | 160 | 0
Pulehu_Mauka_Solar_Battery | 2028 | 160 | 0
Pulehu_Mauka_Solar_Battery | 2029 | 160 | 0
Pulehu_Mauka_Solar_Battery | 2030 | 160 | 0
Pulehu_Mauka_Solar_Battery | 2031 | 160 | 0
Pulehu_Mauka_Solar_Battery | 2032 | 160 | 0
Pulehu_Mauka_Solar_Battery | 2033 | 160 | 0
Pulehu_Mauka_Solar_Battery | 2034 | 160 | 0
Pulehu_Mauka_Solar_Battery | 2040 | 160 | 0
Pulehu_Mauka_Solar_Battery | 2045 | 160 | 0
Pulehu_Mauka_Solar_Battery | 2050 | 160 | 0
Kamaole_Solar_Battery | 2025 | 160 | 0
Kamaole_Solar_Battery | 2026 | 160 | 0
Kamaole_Solar_Battery | 2027 | 160 | 0
Kamaole_Solar_Battery | 2028 | 160 | 0
Kamaole_Solar_Battery | 2029 | 160 | 0
Kamaole_Solar_Battery | 2030 | 160 | 0
Kamaole_Solar_Battery | 2031 | 160 | 0
Kamaole_Solar_Battery | 2032 | 160 | 0
Kamaole_Solar_Battery | 2033 | 160 | 0
Kamaole_Solar_Battery | 2034 | 160 | 0
Kamaole_Solar_Battery | 2040 | 160 | 0
Kamaole_Solar_Battery | 2045 | 160 | 0
Kamaole_Solar_Battery | 2050 | 160 | 0
PV_Paired_2hr_New_DERAgg_Battery | 2025 | 0 | 0
PV_Paired_2hr_New_DERAgg_Battery | 2026 | 0 | 0
PV_Paired_2hr_New_DERAgg_Battery | 2027 | 0 | 0
PV_Paired_2hr_New_DERAgg_Battery | 2028 | 0 | 0
PV_Paired_2hr_New_DERAgg_Battery | 2029 | 0 | 0
PV_Paired_2hr_New_DERAgg_Battery | 2030 | 0 | 0
PV_Paired_2hr_New_DERAgg_Battery | 2031 | 0 | 0
PV_Paired_2hr_New_DERAgg_Battery | 2032 | 0 | 0
PV_Paired_2hr_New_DERAgg_Battery | 2033 | 0 | 0
PV_Paired_2hr_New_DERAgg_Battery | 2034 | 0 | 0
PV_Paired_2hr_New_DERAgg_Battery | 2040 | 0 | 0
PV_Paired_2hr_New_DERAgg_Battery | 2045 | 0 | 0
PV_Paired_2hr_New_DERAgg_Battery | 2050 | 0 | 0
CBRE_Ph2_Solar_RFP_Battery | 2025 | 100 | 0
CBRE_Ph2_Solar_RFP_Battery | 2026 | 100 | 0
CBRE_Ph2_Solar_RFP_Battery | 2027 | 100 | 0
CBRE_Ph2_Solar_RFP_Battery | 2028 | 100 | 0
CBRE_Ph2_Solar_RFP_Battery | 2029 | 100 | 0
CBRE_Ph2_Solar_RFP_Battery | 2030 | 100 | 0
CBRE_Ph2_Solar_RFP_Battery | 2031 | 100 | 0
CBRE_Ph2_Solar_RFP_Battery | 2032 | 100 | 0
CBRE_Ph2_Solar_RFP_Battery | 2033 | 100 | 0
CBRE_Ph2_Solar_RFP_Battery | 2034 | 100 | 0
CBRE_Ph2_Solar_RFP_Battery | 2040 | 100 | 0
CBRE_Ph2_Solar_RFP_Battery | 2045 | 100 | 0
CBRE_Ph2_Solar_RFP_Battery | 2050 | 100 | 0
PV_Paired_2hr_New_Battery | 2025 | 0 | 0
PV_Paired_2hr_New_Battery | 2026 | 0 | 0
PV_Paired_2hr_New_Battery | 2027 | 0 | 0
PV_Paired_2hr_New_Battery | 2028 | 0 | 0
PV_Paired_2hr_New_Battery | 2029 | 0 | 0
PV_Paired_2hr_New_Battery | 2030 | 0 | 0
PV_Paired_2hr_New_Battery | 2031 | 0 | 0
PV_Paired_2hr_New_Battery | 2032 | 0 | 0
PV_Paired_2hr_New_Battery | 2033 | 0 | 0
PV_Paired_2hr_New_Battery | 2034 | 0 | 0
PV_Paired_2hr_New_Battery | 2040 | 0 | 0
PV_Paired_2hr_New_Battery | 2045 | 0 | 0
PV_Paired_2hr_New_Battery | 2050 | 0 | 0
PV_Paired_8hr_New_Battery | 2025 | 0 | 0
PV_Paired_8hr_New_Battery | 2026 | 0 | 0
PV_Paired_8hr_New_Battery | 2027 | 0 | 0
PV_Paired_8hr_New_Battery | 2028 | 0 | 0
PV_Paired_8hr_New_Battery | 2029 | 0 | 0
PV_Paired_8hr_New_Battery | 2030 | 0 | 0
PV_Paired_8hr_New_Battery | 2031 | 0 | 0
PV_Paired_8hr_New_Battery | 2032 | 0 | 0
PV_Paired_8hr_New_Battery | 2033 | 0 | 0
PV_Paired_8hr_New_Battery | 2034 | 0 | 0
PV_Paired_8hr_New_Battery | 2040 | 0 | 0
PV_Paired_8hr_New_Battery | 2045 | 0 | 0
PV_Paired_8hr_New_Battery | 2050 | 0 | 0

## resource_storage_paired
Return to Assumptions Summary
Paired Resources
The table below shows parameters for paired resources in RESOLVE. In general, a paired resource is modeled as two separate components, a supply resource (generator) and a storage resource (battery). The first column shows the name of the "paired_storage_resource" and its corresponding "paired_supply_resource" in the second column. The third column, "enforce_pairing_ratio" allows for pairing between supply and storage resource capacities. In the fourth column, "pairing_ratio" sets the ratio as 1, meaning a 1:1 pairing ratio (one-to-one pairing). This becomes important when RESOLVE builds new paired resources, so that the supply capacity (MW) built has an equal paired storage capacity (MW).
Resource Storage Paired
paired_storage_resource | paired_supply_resource | enforce_pairing_ratio | pairing_ratio
Kuihelani_Solar_Battery | Kuihelani_Solar_Supply | TRUE | 1
Paeahu_Solar_Battery | Paeahu_Solar_Supply | TRUE | 1
PV_Paired_4hr_New_Battery | PV_Paired_4hr_New_Supply | TRUE | 1
PV_Paried_6hr_New_Battery | PV_Paried_6hr_New_Supply | TRUE | 1
Kahana_Solar_Battery | Kahana_Solar_Supply | TRUE | 1
Pulehu_Mauka_Solar_Battery | Pulehu_Mauka_Solar_Supply | TRUE | 1
Kamaole_Solar_Battery | Kamaole_Solar_Supply | TRUE | 1
PV_Paired_2hr_New_DERAgg_Battery | PV_Paired_2hr_New_DERAgg_Supply | TRUE | 1
CBRE_Ph2_Solar_RFP_Battery | CBRE_Ph2_Solar_RFP_Supply | TRUE | 1
PV_Paired_2hr_New_Battery | PV_Paired_2hr_New_Supply | TRUE | 1
PV_Paired_8hr_New_Battery | PV_Paired_8hr_New_Supply | TRUE | 1

## resource_variable_renewable
Return to Assumptions Summary
Curtailable Resources
The table below describes whether a resource is curtailable. The first column, "resource", lists the name of the resource. The second column, "curtailable", asks the question of, "is this resource curtailable?" The input is a decision variable of TRUE or FALSE.
Resource Variable Renewable
resource | curtailable
KWP1_Wind | TRUE
AWE_Wind | TRUE
KWP2_Wind | TRUE
Wind_Onshore_New | TRUE
PV_Planned | TRUE
PV_New | TRUE
FIT_Curtailable_PV | TRUE
FIT_Uncurtailable_PV | FALSE
CBRE_Ph1_Solar | FALSE
CBRE_Ph2_Solar_Small | FALSE
Kuihelani_Solar_Supply | TRUE
Paeahu_Solar_Supply | TRUE
PV_Paired_4hr_New_Supply | TRUE
PV_Paried_6hr_New_Supply | TRUE
Kahana_Solar_Supply | TRUE
Pulehu_Mauka_Solar_Supply | TRUE
Kamaole_Solar_Supply | TRUE
PV_Paired_2hr_New_DERAgg_Supply | TRUE
CBRE_Ph2_Solar_RFP_Supply | TRUE
PV_Paired_2hr_New_Supply | TRUE
PV_Paired_8hr_New_Supply | TRUE

## reserve_resources
Return to Assumptions Summary
Reserves, Fast Frequency Response, and Inertia
Grid service capabilities of resources are parametrized in the table below and include load following/ regulating reserves (LF Reserves), fast frequency response (FFR), and inertia. In the first column, "resource" is the name of the user-defined resource. In the second column, "can_provide_lf_reserves" specifies whether a resource can provide load following reserves. The input is a binary value (1 or 0) meaning YES = 1 and NO = 0. The third and fourth columns are for FFR services, "contributes_to_freq_resp_total" means the unit can provide FFR service if needed, the value is binary, YES = 1 and NO = 0. In the fourth column, "thermal_freq_response_fraction_of_commitment" has a different meaning, it is the percent of the resource that can provide FFR service 0%-100% (value between 0 and 1). In this case, we are assuming that if a resource can provide FFR services, then 100% of the unit is available for frequency response. The fifth and sixth columns relate to inertia services, "can_provide_inertia" specifies if a resource is capable of providing inertia. The "inertia_response_multiplier_of_commitment" is a conversion factor in MJ/MW that is applied to the generating resource's capacity (MW) to determine its inertia provision (MJ). Typically, units that can provide inertia are thermal generators and synchronous condensers. -- Example: A 30MW Resource has an inertia multiplier of 3.00 MJ/MW, its inertia provision becomes 30 MW * 3.00 MJ/MW = 90 MJ.
Reserve Resources
resource | can_provide_lf_reserves | contributes_to_freq_resp_total | thermal_freq_response_fraction_of_commitment | can_provide_inertia | inertia_response_multiplier_of_commitment
Kahului_1to4 | 1 | 0 | 0 | TRUE | 6.21
Maalaea_X1-X2_1-3 | 1 | 0 | 0 | TRUE | 1.14
Maalaea_4to9 | 1 | 0 | 0 | TRUE | 3.3
Maalaea_10to13 | 1 | 0 | 0 | TRUE | 4.16
Maalaea_DTCC_1 | 1 | 0 | 0 | TRUE | 3.28
Maalaea_DTCC_2 | 1 | 0 | 0 | TRUE | 3.57
Hana | 0 | 0 | 0 | FALSE | 0
1x1_2500CC_New | 1 | 0 | 0 | TRUE | 3.29
Biomass_New | 1 | 0 | 0 | TRUE | 3.44
Sync_Condenser_New | 0 | 0 | 0 | TRUE | 3
FFR1 | 0 | 1 | 1 | FALSE | 0
Kahului_3_SynCond | 0 | 0 | 0 | TRUE | 3.84
Kahului_4_SynCond | 0 | 0 | 0 | TRUE | 2.36
LM2500SC_New | 1 | 0 | 0 | TRUE | 8.4476
Kahului_1to2 | 1 | 0 | 0 | FALSE | 0
Battery_New | 1 | 1 | 1 | FALSE | 0
Waena_BESS | 1 | 1 | 1 | FALSE | 0
Load_Build | 0 | 0 | 1 | FALSE | 0
Paeahu_Solar_Battery | 0 | 0 | 1 | FALSE | 0
PV_Paired_4hr_New_Battery | 0 | 1 | 1 | FALSE | 0
PV_Paried_6hr_New_Battery | 0 | 1 | 1 | FALSE | 0
Kahana_Solar_Battery | 0 | 1 | 1 | FALSE | 0
Pulehu_Mauka_Solar_Battery | 0 | 1 | 1 | FALSE | 0
Kamaole_Solar_Battery | 0 | 1 | 1 | FALSE | 0
PV_Paired_2hr_New_DERAgg_Battery | 0 | 1 | 1 | FALSE | 0
CBRE_Ph2_Solar_RFP_Battery | 0 | 1 | 1 | FALSE | 0
PV_Paired_2hr_New_Battery | 0 | 1 | 1 | FALSE | 0
PV_Paired_8hr_New_Battery | 0 | 1 | 1 | FALSE | 0

## conventional_dr_period_limits
Return to Assumptions Summary
Demand Response (DR) Parameters
The Conventional Demand Response (DR) Period Limits represents the parameters used to model demand response resources in RESOLVE. -- The first column, "resource" shows the name of the DR resource. -- The second column, "period" shows the modeled years. -- The third column, "conventional_dr_availability_hours_per_year" represents the maximum number of hours per year that the DR resource can be called upon for a DR event. As an example, the Load_Reduce resource has a maximum number of calls of 144 per year. On a daily basis, it has a maximum delivery window of 4 hours. Therefore, the maximum total number of hours Load_Reduce is available is (144 times/year) * (4 hours) = 576 hours/year. Fast DR (40 events/year) * (1 hour) = 40 hours/year. -- In the fourth column, "daily_capacity_factor", represents the maximum duration of the DR event provided as a fraction of the day. Since Load_Reduce has a maximum daily duration of 4 hours, its "daily_capacity_factor" becomes (4 hours/day) / (24 hours/day) = 0.16666667.
Conventional DR Period Limits
resource | period | conventional_dr_availability_hours_per_year | daily_capacity_factor
Load_Reduce | 2025 | 576 | 0.16667
Load_Reduce | 2026 | 576 | 0.16667
Load_Reduce | 2027 | 576 | 0.16667
Load_Reduce | 2028 | 576 | 0.16667
Load_Reduce | 2029 | 576 | 0.16667
Load_Reduce | 2030 | 576 | 0.16667
Load_Reduce | 2031 | 576 | 0.16667
Load_Reduce | 2032 | 576 | 0.16667
Load_Reduce | 2033 | 576 | 0.16667
Load_Reduce | 2034 | 576 | 0.16667
Load_Reduce | 2040 | 576 | 0.16667
Load_Reduce | 2045 | 576 | 0.16667
Load_Reduce | 2050 | 576 | 0.16667
Fast_DR | 2025 | 40 | 0.041667
Fast_DR | 2026 | 40 | 0.041667
Fast_DR | 2027 | 40 | 0.041667
Fast_DR | 2028 | 40 | 0.041667
Fast_DR | 2029 | 40 | 0.041667
Fast_DR | 2030 | 40 | 0.041667
Fast_DR | 2031 | 40 | 0.041667
Fast_DR | 2032 | 40 | 0.041667
Fast_DR | 2033 | 40 | 0.041667
Fast_DR | 2034 | 40 | 0.041667
Fast_DR | 2040 | 40 | 0.041667
Fast_DR | 2045 | 40 | 0.041667
Fast_DR | 2050 | 40 | 0.041667

## energy_sharing_max_to_move_with
Return to Assumptions Summary
Maximum Energy Sharing Within Groups
The input, "energy_sharing_max_to_move_within_group" is being used to enforce an operational constraint on maximum capacity factor for units Waiau 3 and 4 on Oahu. It is not applicable to Maui modeling in RESOLVE. The resource name is listed under "hydro_resource" (it doesn't need to be hydro type, it can be any resource). The "energy_sharing_group_id" is used to assign the resource to the representative days and months when it will be used. The "max_energy_to_move_around_hours" represents the number of hours within the month that the resource is used at its Pmax (maximum power output).
Energy Sharing Max to Move Within Group
hydro_resource | energy_sharing_group_id | max_energy_to_move_around_hours
N/A | N/A | N/A

## technologies
Return to Assumptions Summary
Technologies
The following table lists all of the resource technology types defined in the RESOLVE model. Similar types of resources may be grouped under the same "technology" if they have the same parameters. The values shown in columns 2-7 and 9-15 are binary (0 or 1) with YES/TRUE = 1 and NO/FALSE = 0. -- As an example, the technology type, "Kahului_1to4" is a "thermal" resourece type (value = 1) and is both "dispatchable" and "firm_capacity" (value = 1). However, it does not have a "must_run" operational constraint (value = 0), and cannot be classified as any other resource type (other values = 0). -- column 1, "technology" is the name of the technology -- column 2, "thermal" represents any fuel burning resource that has a heat rate and fuel source -- column 3, "dispatchable" represents a technology that can be dispatched at varying capacity -- column 4, "must-run" means that the technology is run at 100% capacity when committed -- column 5, "variable" represents a variable renewable technology -- column 6, "storage" refers to both unpaired and paired battery energy storage systems (BESS) or pumped-storage hydro -- column 7, "hydro" represents a hydroelectric technology -- column 8, "variable_cost_dollars_per_mwh" represents the variable costs for certain technologies ($/MWh) -- column 9, "firm_capacity" refers to fixed, thermal generators e.g., (steam turbine, combustion turbine, etc.) -- column 10, "conventional_dr" refers to demand response (DR) technologies -- column 11, "electric_vehicle" refers to electric, light duty vehicles (LDV) -- column 12, "energy_efficiency" indicates the technology contributes to energy efficiency -- column 13, "synchronous_condenser" refers to technologies that can operate as a synchronous condenser
Technologies
technology | thermal | dispatchable | must_run | variable | storage | hydro | variable_cost_dollars_per_mwh | firm_capacity | conventional_dr | electric_vehicle | energy_efficiency | synchronous_condenser
Kahului_1to4 | 1 | 1 | 0 | 0 | 0 | 0 | 1.2677 | 1 | 0 | 0 | 0 | 0
Maalaea_X1-X2_1-3 | 1 | 1 | 0 | 0 | 0 | 0 | 16.4453 | 1 | 0 | 0 | 0 | 0
Maalaea_4to9 | 1 | 1 | 0 | 0 | 0 | 0 | 9.5135 | 1 | 0 | 0 | 0 | 0
Maalaea_10to13 | 1 | 1 | 0 | 0 | 0 | 0 | 4.8291 | 1 | 0 | 0 | 0 | 0
Maalaea_DTCC_1 | 1 | 1 | 0 | 0 | 0 | 0 | 0.44686 | 1 | 0 | 0 | 0 | 0
Maalaea_DTCC_2 | 1 | 1 | 0 | 0 | 0 | 0 | 0.44686 | 1 | 0 | 0 | 0 | 0
Hana | 1 | 1 | 0 | 0 | 0 | 0 | 0 | 1 | 0 | 0 | 0 | 0
9MW_ICE_New | 1 | 1 | 0 | 0 | 0 | 0 | 26.7353 | 1 | 0 | 0 | 0 | 0
1x1_2500CC_New | 1 | 1 | 0 | 0 | 0 | 0 | 2.015 | 1 | 0 | 0 | 0 | 0
Biomass_New | 1 | 1 | 0 | 0 | 0 | 0 | 5.5499 | 1 | 0 | 0 | 0 | 0
Sync_Condenser_New | 1 | 1 | 0 | 0 | 0 | 0 | 0 | 1 | 0 | 0 | 0 | 1
KWP1_Wind | 0 | 0 | 0 | 1 | 0 | 0 | 0 | 0 | 0 | 0 | 0 | 0
AWE_Wind | 0 | 0 | 0 | 1 | 0 | 0 | 0 | 0 | 0 | 0 | 0 | 0
KWP2_Wind | 0 | 0 | 0 | 1 | 0 | 0 | 0 | 0 | 0 | 0 | 0 | 0
Wind_Onshore_New | 0 | 0 | 0 | 1 | 0 | 0 | 0 | 0 | 0 | 0 | 0 | 0
PV_Planned | 0 | 0 | 0 | 1 | 0 | 0 | 0 | 0 | 0 | 0 | 0 | 0
PV_New | 0 | 0 | 0 | 1 | 0 | 0 | 0 | 0 | 0 | 0 | 0 | 0
FIT_Curtailable_PV | 0 | 0 | 0 | 1 | 0 | 0 | 0 | 0 | 0 | 0 | 0 | 0
FIT_Uncurtailable_PV | 0 | 0 | 0 | 1 | 0 | 0 | 0 | 0 | 0 | 0 | 0 | 0
CBRE_Ph1_Solar | 0 | 0 | 0 | 1 | 0 | 0 | 0 | 0 | 0 | 0 | 0 | 0
Battery_New | 0 | 0 | 0 | 0 | 1 | 0 | 0 | 0 | 0 | 0 | 0 | 0
Waena_BESS | 0 | 0 | 0 | 0 | 1 | 0 | 0 | 0 | 0 | 0 | 0 | 0
FFR1 | 0 | 0 | 0 | 0 | 0 | 0 | 0 | 1 | 0 | 0 | 0 | 0
Load_Reduce | 0 | 0 | 0 | 0 | 0 | 0 | 0 | 1 | 1 | 0 | 0 | 0
Load_Build | 0 | 0 | 0 | 0 | 1 | 0 | 0 | 0 | 0 | 0 | 0 | 0
Kahului_3_SynCond | 1 | 1 | 0 | 0 | 0 | 0 | 0 | 1 | 0 | 0 | 0 | 1
Kahului_4_SynCond | 1 | 1 | 0 | 0 | 0 | 0 | 0 | 1 | 0 | 0 | 0 | 1
LM2500SC_New | 1 | 1 | 0 | 0 | 0 | 0 | 5.7207 | 1 | 0 | 0 | 0 | 0
Kahului_1to2 | 1 | 1 | 0 | 0 | 0 | 0 | 1.2677 | 1 | 0 | 0 | 0 | 0
CBRE_Ph2_Solar_Small | 0 | 0 | 0 | 1 | 0 | 0 | 0 | 0 | 0 | 0 | 0 | 0
Fast_DR | 0 | 0 | 0 | 0 | 0 | 0 | 0 | 1 | 1 | 0 | 0 | 0
Kuihelani_Solar_Supply | 0 | 0 | 0 | 1 | 0 | 0 | 0 | 0 | 0 | 0 | 0 | 0
Paeahu_Solar_Supply | 0 | 0 | 0 | 1 | 0 | 0 | 0 | 0 | 0 | 0 | 0 | 0
PV_Paired_4hr_New_Supply | 0 | 0 | 0 | 1 | 0 | 0 | 0 | 0 | 0 | 0 | 0 | 0
PV_Paried_6hr_New_Supply | 0 | 0 | 0 | 1 | 0 | 0 | 0 | 0 | 0 | 0 | 0 | 0
Kahana_Solar_Supply | 0 | 0 | 0 | 1 | 0 | 0 | 0 | 0 | 0 | 0 | 0 | 0
Pulehu_Mauka_Solar_Supply | 0 | 0 | 0 | 1 | 0 | 0 | 0 | 0 | 0 | 0 | 0 | 0
Kamaole_Solar_Supply | 0 | 0 | 0 | 1 | 0 | 0 | 0 | 0 | 0 | 0 | 0 | 0
PV_Paired_2hr_New_DERAgg_Supply | 0 | 0 | 0 | 1 | 0 | 0 | 0 | 0 | 0 | 0 | 0 | 0
PV_Paired_2hr_New_Supply | 0 | 0 | 0 | 1 | 0 | 0 | 0 | 0 | 0 | 0 | 0 | 0
PV_Paired_8hr_New_Supply | 0 | 0 | 0 | 1 | 0 | 0 | 0 | 0 | 0 | 0 | 0 | 0
CBRE_Ph2_Solar_RFP_Supply | 0 | 0 | 0 | 1 | 0 | 0 | 0 | 0 | 0 | 0 | 0 | 0
Kuihelani_Solar_Battery | 0 | 0 | 0 | 0 | 1 | 0 | 0 | 0 | 0 | 0 | 0 | 0
Paeahu_Solar_Battery | 0 | 0 | 0 | 0 | 1 | 0 | 0 | 0 | 0 | 0 | 0 | 0
PV_Paired_4hr_New_Battery | 0 | 0 | 0 | 0 | 1 | 0 | 0 | 0 | 0 | 0 | 0 | 0
PV_Paried_6hr_New_Battery | 0 | 0 | 0 | 0 | 1 | 0 | 0 | 0 | 0 | 0 | 0 | 0
Kahana_Solar_Battery | 0 | 0 | 0 | 0 | 1 | 0 | 0 | 0 | 0 | 0 | 0 | 0
Pulehu_Mauka_Solar_Battery | 0 | 0 | 0 | 0 | 1 | 0 | 0 | 0 | 0 | 0 | 0 | 0
Kamaole_Solar_Battery | 0 | 0 | 0 | 0 | 1 | 0 | 0 | 0 | 0 | 0 | 0 | 0
PV_Paired_2hr_New_DERAgg_Battery | 0 | 0 | 0 | 0 | 1 | 0 | 0 | 0 | 0 | 0 | 0 | 0
CBRE_Ph2_Solar_RFP_Battery | 0 | 0 | 0 | 0 | 1 | 0 | 0 | 0 | 0 | 0 | 0 | 0
PV_Paired_2hr_New_Battery | 0 | 0 | 0 | 0 | 1 | 0 | 0 | 0 | 0 | 0 | 0 | 0
PV_Paired_8hr_New_Battery | 0 | 0 | 0 | 0 | 1 | 0 | 0 | 0 | 0 | 0 | 0 | 0

## tech_storage_params
Return to Assumptions Summary
Battery Energy Storage System (BESS) Parameters
In the table below are properties for both unpaired and paired battery energy storage system (BESS) technologies. The first column, "storage_technology" is the name of the storage resource. The second and third columns are the "charging_efficiency" and "discharging_efficiency" of the battery. Both of these properties are equivalent because it represents the average charging and discharging percentages for the resource. For example, a battery has a charging efficiency of 89% and a discharging efficiency of 100%. Its RESOLVE charging and discharging efficiency becomes (89% + 100%)/2 = 94.5% each. In column four, "duration_hours" is the hourly duration of the battery. In the fifth column, "duration_type" describes how the battery's duration in column four is used in RESOLVE. A minimum-duration means that the battery will discharge its energy for a minimum number of hours or longer if needed. A fixed-duration means that the battery has a set duration for discharging. For example, a battery with a one-hour minimum duration will discharge for an hour, but if needed, it will cycle again if there is available energy to charge it and can be discharged for a longer duration. Essentially, the battery can have an unlimited duration above the minimum if needed. A battery with a four-hour fixed duration can only discharge for 4 hours at a time.
Technology Storage Parameters
storage_technology | charging_efficiency | discharging_efficiency | duration_h | duration_type
Battery_New | 0.94 | 0.94 | 1 | minimum-duration
Waena_BESS | 0.94 | 0.94 | 4 | fixed-duration
Load_Build | 1 | 0.0001 | 4 | fixed-duration
Kuihelani_Solar_Battery | 0.985 | 0.985 | 4 | fixed-duration
Paeahu_Solar_Battery | 0.985 | 0.985 | 4 | fixed-duration
PV_Paired_4hr_New_Battery | 0.985 | 0.985 | 4 | fixed-duration
PV_Paried_6hr_New_Battery | 0.985 | 0.985 | 6 | fixed-duration
Kahana_Solar_Battery | 0.985 | 0.985 | 4 | fixed-duration
Pulehu_Mauka_Solar_Battery | 0.985 | 0.985 | 4 | fixed-duration
Kamaole_Solar_Battery | 0.985 | 0.985 | 4 | fixed-duration
PV_Paired_2hr_New_DERAgg_Battery | 0.985 | 0.985 | 2 | fixed-duration
CBRE_Ph2_Solar_RFP_Battery | 0.985 | 0.985 | 4 | fixed-duration
PV_Paired_2hr_New_Battery | 0.985 | 0.985 | 2 | fixed-duration
PV_Paired_8hr_New_Battery | 0.985 | 0.985 | 8 | fixed-duration

## erm_params
Return to Assumptions Summary
Energy Reserve Margin (ERM) Parameters
The Energy Reserve Margin (ERM) is a guideline to minimize the risk of insufficient generation capability from a diverse mix of generating resources available to the system. It is the percentage of system load in which the system capacity must exceed in every hour. In the first column, "period" represents the modeled year. In the second column, "erm_percentage" represents the ERM requirement. In this case for Maui, 0.3 percent or 30% is the ERM requirement. This means that in every hour, the system available capacity must be higher than 100% + 30% = 130% of the system load. The third column, "erm_peak_load_mw" represents the annual peak of net system load.
ERM Params
period | erm_percentage | erm_peak_load_mw
2025 | 0.3 | 194.8204
2026 | 0.3 | 193.9161
2027 | 0.3 | 197.465
2028 | 0.3 | 198.9324
2029 | 0.3 | 201.1485
2030 | 0.3 | 200.8638
2031 | 0.3 | 202.7601
2032 | 0.3 | 204.2839
2033 | 0.3 | 206.4954
2034 | 0.3 | 212.7865
2040 | 0.3 | 237.1744
2045 | 0.3 | 260.5575
2050 | 0.3 | 289.4837

## erm_resource_group_map
Return to Assumptions Summary
Energy Reserve Margin (ERM) Group Mapping
The resources in RESOLVE are grouped by type of hourly dependable capacity (HDC) that they provide. The grouping is called "erm_group" in the table below, and the resource name is under "resource". The ERM groups include firm capacity generators "firm", synchronous condensers and small grid service resources under "other", wind, solar, paired resources, standalone battery energy storage systems, load-shifting demand response "lsdr" and hydro resources. For islands without hydro projects, it is not included.
ERM Resource Group Map
resource | erm_group
Kahului_1to4 | firm
Maalaea_X1-X2_1-3 | firm
Maalaea_4to9 | firm
Maalaea_10to13 | firm
Maalaea_DTCC_1 | firm
Maalaea_DTCC_2 | firm
Hana | firm
9MW_ICE_New | firm
1x1_2500CC_New | firm
Biomass_New | firm
Sync_Condenser_New | other
KWP1_Wind | wind
AWE_Wind | wind
KWP2_Wind | wind
Wind_Onshore_New | wind
PV_Planned | solar
PV_New | solar
FIT_Curtailable_PV | solar
FIT_Uncurtailable_PV | solar
CBRE_Ph1_Solar | solar
Kuihelani_Solar_Supply | paired_solar
Paeahu_Solar_Supply | paired_solar
PV_Paired_4hr_New_Supply | paired_solar
PV_Paried_6hr_New_Supply | paired_solar
Kahana_Solar_Supply | paired_solar
Pulehu_Mauka_Solar_Supply | paired_solar
Battery_New | generic_storage
Waena_BESS | stand_alone_storage
FFR1 | other
Load_Build | other
Kuihelani_Solar_Battery | paired_storage
Paeahu_Solar_Battery | paired_storage
PV_Paired_4hr_New_Battery | paired_storage
PV_Paried_6hr_New_Battery | paired_storage
Kahana_Solar_Battery | paired_storage
Pulehu_Mauka_Solar_Battery | paired_storage
Load_Reduce | lsdr
Kahului_3_SynCond | other
Kahului_4_SynCond | other
LM2500SC_New | firm
Kamaole_Solar_Supply | paired_solar
Kamaole_Solar_Battery | paired_storage
PV_Paired_2hr_New_DERAgg_Supply | paired_solar
PV_Paired_2hr_New_DERAgg_Battery | paired_storage
Kahului_1to2 | firm
CBRE_Ph2_Solar_Small | solar
CBRE_Ph2_Solar_RFP_Supply | paired_solar
CBRE_Ph2_Solar_RFP_Battery | paired_storage
Fast_DR | lsdr
PV_Paired_2hr_New_Supply | paired_solar
PV_Paired_8hr_New_Supply | paired_solar
PV_Paired_2hr_New_Battery | paired_storage
PV_Paired_8hr_New_Battery | paired_storage

## erm_shapes
Return to Assumptions Summary
Energy Reserve Margin (ERM) Hourly Dependable Capacity Shapes
The ERM shapes below represent the percent Hourly Dependable Capacity (HDC) for each ERM resource group, by every hour of the year "erm_hour" which is equal to 8760 hours/year. The Hourly Dependable Capacity is the minimum expected capacity primarily from variable generation resources based on empirical data. It is calculated for each hour as the average output minus a number of standard deviations.
ERM Shapes
erm_hour | solar | wind | firm | other | dgpv | lsdr | stand_alone_storage | generic_storage | paired_solar | paired_wind | paired_storage
1 | 0 | 0.0087473 | 1 | 0 | 0 | 0 | 1 | 1 | 0 | 0.0087473 | 1
2 | 0 | 0 | 1 | 0 | 0 | 0 | 1 | 1 | 0 | 0 | 1
3 | 0 | 0 | 1 | 0 | 0 | 0 | 1 | 1 | 0 | 0 | 1
4 | 0 | 0 | 1 | 0 | 0 | 0 | 1 | 1 | 0 | 0 | 1
5 | 0 | 0 | 1 | 0 | 0 | 0 | 1 | 1 | 0 | 0 | 1
6 | 0 | 0 | 1 | 0 | 0 | 0 | 1 | 1 | 0 | 0 | 1
7 | 0 | 0 | 1 | 0 | 0 | 0 | 1 | 1 | 0 | 0 | 1
8 | 0 | 0 | 1 | 0 | 0 | 0 | 1 | 1 | 0 | 0 | 1
9 | 0.022261 | 0 | 1 | 0 | 0 | 0 | 1 | 1 | 0.022261 | 0 | 1
10 | 0.21082 | 0 | 1 | 0 | 0 | 0 | 1 | 1 | 0.21082 | 0 | 1
11 | 0.36056 | 0 | 1 | 0 | 0 | 0 | 1 | 1 | 0.36056 | 0 | 1
12 | 0.43102 | 0.0056599 | 1 | 0 | 0 | 0 | 1 | 1 | 0.43102 | 0.0056599 | 1
13 | 0.37884 | 0.0030331 | 1 | 0 | 0 | 0 | 1 | 1 | 0.37884 | 0.0030331 | 1
14 | 0.38017 | 0.0096523 | 1 | 0 | 0 | 0 | 1 | 1 | 0.38017 | 0.0096523 | 1
15 | 0.29555 | 0.023086 | 1 | 0 | 0 | 0 | 1 | 1 | 0.29555 | 0.023086 | 1
16 | 0.13645 | 0.04272 | 1 | 0 | 0 | 0 | 1 | 1 | 0.13645 | 0.04272 | 1
17 | 0 | 0.045475 | 1 | 0 | 0 | 0 | 1 | 1 | 0 | 0.045475 | 1
18 | 0 | 0.030141 | 1 | 0 | 0 | 1 | 1 | 1 | 0 | 0.030141 | 1
19 | 0 | 0.027691 | 1 | 0 | 0 | 1 | 1 | 1 | 0 | 0.027691 | 1
20 | 0 | 0.02308 | 1 | 0 | 0 | 1 | 1 | 1 | 0 | 0.02308 | 1
21 | 0 | 0 | 1 | 0 | 0 | 1 | 1 | 1 | 0 | 0 | 1
22 | 0 | 0 | 1 | 0 | 0 | 0 | 1 | 1 | 0 | 0 | 1
23 | 0 | 0 | 1 | 0 | 0 | 0 | 1 | 1 | 0 | 0 | 1
24 | 0 | 0 | 1 | 0 | 0 | 0 | 1 | 1 | 0 | 0 | 1
25 | 0 | 0.0087473 | 1 | 0 | 0 | 0 | 1 | 1 | 0 | 0.0087473 | 1
26 | 0 | 0 | 1 | 0 | 0 | 0 | 1 | 1 | 0 | 0 | 1
27 | 0 | 0 | 1 | 0 | 0 | 0 | 1 | 1 | 0 | 0 | 1
28 | 0 | 0 | 1 | 0 | 0 | 0 | 1 | 1 | 0 | 0 | 1
29 | 0 | 0 | 1 | 0 | 0 | 0 | 1 | 1 | 0 | 0 | 1
30 | 0 | 0 | 1 | 0 | 0 | 0 | 1 | 1 | 0 | 0 | 1
31 | 0 | 0 | 1 | 0 | 0 | 0 | 1 | 1 | 0 | 0 | 1
32 | 0 | 0 | 1 | 0 | 0 | 0 | 1 | 1 | 0 | 0 | 1
33 | 0 | 0 | 1 | 0 | 0 | 0 | 1 | 1 | 0 | 0 | 1
34 | 0.13698 | 0 | 1 | 0 | 0 | 0 | 1 | 1 | 0.13698 | 0 | 1
35 | 0.21227 | 0 | 1 | 0 | 0 | 0 | 1 | 1 | 0.21227 | 0 | 1
36 | 0.2752 | 0 | 1 | 0 | 0 | 0 | 1 | 1 | 0.2752 | 0 | 1
37 | 0.22454 | 0.0078128 | 1 | 0 | 0 | 0 | 1 | 1 | 0.22454 | 0.0078128 | 1
38 | 0.23383 | 0.01544 | 1 | 0 | 0 | 0 | 1 | 1 | 0.23383 | 0.01544 | 1
39 | 0.17662 | 0.036512 | 1 | 0 | 0 | 0 | 1 | 1 | 0.17662 | 0.036512 | 1
40 | 0.057582 | 0.045294 | 1 | 0 | 0 | 0 | 1 | 1 | 0.057582 | 0.045294 | 1
41 | 0 | 0.037795 | 1 | 0 | 0 | 0 | 1 | 1 | 0 | 0.037795 | 1
42 | 0 | 0.014836 | 1 | 0 | 0 | 1 | 1 | 1 | 0 | 0.014836 | 1
43 | 0 | 0.010016 | 1 | 0 | 0 | 1 | 1 | 1 | 0 | 0.010016 | 1
44 | 0 | 0.023646 | 1 | 0 | 0 | 1 | 1 | 1 | 0 | 0.023646 | 1
45 | 0 | 0.007512 | 1 | 0 | 0 | 1 | 1 | 1 | 0 | 0.007512 | 1
46 | 0 | 0 | 1 | 0 | 0 | 0 | 1 | 1 | 0 | 0 | 1
47 | 0 | 0.00098148 | 1 | 0 | 0 | 0 | 1 | 1 | 0 | 0.00098148 | 1
48 | 0 | 0.02112 | 1 | 0 | 0 | 0 | 1 | 1 | 0 | 0.02112 | 1
49 | 0 | 0 | 1 | 0 | 0 | 0 | 1 | 1 | 0 | 0 | 1
50 | 0 | 0 | 1 | 0 | 0 | 0 | 1 | 1 | 0 | 0 | 1
51 | 0 | 0 | 1 | 0 | 0 | 0 | 1 | 1 | 0 | 0 | 1
52 | 0 | 0 | 1 | 0 | 0 | 0 | 1 | 1 | 0 | 0 | 1
53 | 0 | 0 | 1 | 0 | 0 | 0 | 1 | 1 | 0 | 0 | 1
54 | 0 | 0 | 1 | 0 | 0 | 0 | 1 | 1 | 0 | 0 | 1
55 | 0 | 0 | 1 | 0 | 0 | 0 | 1 | 1 | 0 | 0 | 1
56 | 0 | 0 | 1 | 0 | 0 | 0 | 1 | 1 | 0 | 0 | 1
57 | 0 | 0 | 1 | 0 | 0 | 0 | 1 | 1 | 0 | 0 | 1
58 | 0.10666 | 0 | 1 | 0 | 0 | 0 | 1 | 1 | 0.10666 | 0 | 1
59 | 0.18543 | 0.013097 | 1 | 0 | 0 | 0 | 1 | 1 | 0.18543 | 0.013097 | 1
60 | 0.25837 | 0.027799 | 1 | 0 | 0 | 0 | 1 | 1 | 0.25837 | 0.027799 | 1
61 | 0.25173 | 0.035397 | 1 | 0 | 0 | 0 | 1 | 1 | 0.25173 | 0.035397 | 1
62 | 0.23523 | 0.037785 | 1 | 0 | 0 | 0 | 1 | 1 | 0.23523 | 0.037785 | 1
63 | 0.11465 | 0.050523 | 1 | 0 | 0 | 0 | 1 | 1 | 0.11465 | 0.050523 | 1
64 | 0.039666 | 0.039271 | 1 | 0 | 0 | 0 | 1 | 1 | 0.039666 | 0.039271 | 1
65 | 0 | 0.033327 | 1 | 0 | 0 | 0 | 1 | 1 | 0 | 0.033327 | 1
66 | 0 | 0.022241 | 1 | 0 | 0 | 1 | 1 | 1 | 0 | 0.022241 | 1
67 | 0 | 0.017815 | 1 | 0 | 0 | 1 | 1 | 1 | 0 | 0.017815 | 1
68 | 0 | 0.024893 | 1 | 0 | 0 | 1 | 1 | 1 | 0 | 0.024893 | 1
69 | 0 | 0 | 1 | 0 | 0 | 1 | 1 | 1 | 0 | 0 | 1
70 | 0 | 0 | 1 | 0 | 0 | 0 | 1 | 1 | 0 | 0 | 1
71 | 0 | 0 | 1 | 0 | 0 | 0 | 1 | 1 | 0 | 0 | 1
72 | 0 | 0 | 1 | 0 | 0 | 0 | 1 | 1 | 0 | 0 | 1
73 | 0 | 0.0073326 | 1 | 0 | 0 | 0 | 1 | 1 | 0 | 0.0073326 | 1
74 | 0 | 0 | 1 | 0 | 0 | 0 | 1 | 1 | 0 | 0 | 1
75 | 0 | 0 | 1 | 0 | 0 | 0 | 1 | 1 | 0 | 0 | 1
76 | 0 | 0 | 1 | 0 | 0 | 0 | 1 | 1 | 0 | 0 | 1
77 | 0 | 0 | 1 | 0 | 0 | 0 | 1 | 1 | 0 | 0 | 1
78 | 0 | 0 | 1 | 0 | 0 | 0 | 1 | 1 | 0 | 0 | 1
79 | 0 | 0 | 1 | 0 | 0 | 0 | 1 | 1 | 0 | 0 | 1
80 | 0 | 0 | 1 | 0 | 0 | 0 | 1 | 1 | 0 | 0 | 1
81 | 0 | 0 | 1 | 0 | 0 | 0 | 1 | 1 | 0 | 0 | 1
82 | 0.12229 | 0 | 1 | 0 | 0 | 0 | 1 | 1 | 0.12229 | 0 | 1
83 | 0.16938 | 0 | 1 | 0 | 0 | 0 | 1 | 1 | 0.16938 | 0 | 1
84 | 0.20672 | 0 | 1 | 0 | 0 | 0 | 1 | 1 | 0.20672 | 0 | 1
85 | 0.17022 | 0 | 1 | 0 | 0 | 0 | 1 | 1 | 0.17022 | 0 | 1
86 | 0.16304 | 0.00050477 | 1 | 0 | 0 | 0 | 1 | 1 | 0.16304 | 0.00050477 | 1
87 | 0.055689 | 0.016223 | 1 | 0 | 0 | 0 | 1 | 1 | 0.055689 | 0.016223 | 1
88 | 0.05345 | 0.0016525 | 1 | 0 | 0 | 0 | 1 | 1 | 0.05345 | 0.0016525 | 1
89 | 0 | 0 | 1 | 0 | 0 | 0 | 1 | 1 | 0 | 0 | 1
90 | 0 | 0 | 1 | 0 | 0 | 1 | 1 | 1 | 0 | 0 | 1
91 | 0 | 0 | 1 | 0 | 0 | 1 | 1 | 1 | 0 | 0 | 1
92 | 0 | 0 | 1 | 0 | 0 | 1 | 1 | 1 | 0 | 0 | 1
93 | 0 | 0 | 1 | 0 | 0 | 1 | 1 | 1 | 0 | 0 | 1
94 | 0 | 0.001368 | 1 | 0 | 0 | 0 | 1 | 1 | 0 | 0.001368 | 1
95 | 0 | 0 | 1 | 0 | 0 | 0 | 1 | 1 | 0 | 0 | 1
96 | 0 | 0 | 1 | 0 | 0 | 0 | 1 | 1 | 0 | 0 | 1
97 | 0 | 0 | 1 | 0 | 0 | 0 | 1 | 1 | 0 | 0 | 1
98 | 0 | 0 | 1 | 0 | 0 | 0 | 1 | 1 | 0 | 0 | 1
99 | 0 | 0.010785 | 1 | 0 | 0 | 0 | 1 | 1 | 0 | 0.010785 | 1
100 | 0 | 0.014851 | 1 | 0 | 0 | 0 | 1 | 1 | 0 | 0.014851 | 1
101 | 0 | 0 | 1 | 0 | 0 | 0 | 1 | 1 | 0 | 0 | 1
102 | 0 | 0.0040402 | 1 | 0 | 0 | 0 | 1 | 1 | 0 | 0.0040402 | 1
103 | 0 | 0.0053584 | 1 | 0 | 0 | 0 | 1 | 1 | 0 | 0.0053584 | 1
104 | 0 | 0 | 1 | 0 | 0 | 0 | 1 | 1 | 0 | 0 | 1
105 | 0 | 0 | 1 | 0 | 0 | 0 | 1 | 1 | 0 | 0 | 1
106 | 0.14518 | 0 | 1 | 0 | 0 | 0 | 1 | 1 | 0.14518 | 0 | 1
107 | 0.20762 | 0.001959 | 1 | 0 | 0 | 0 | 1 | 1 | 0.20762 | 0.001959 | 1
108 | 0.24743 | 0.013014 | 1 | 0 | 0 | 0 | 1 | 1 | 0.24743 | 0.013014 | 1
109 | 0.21423 | 0.011234 | 1 | 0 | 0 | 0 | 1 | 1 | 0.21423 | 0.011234 | 1
110 | 0.18872 | 0.0058278 | 1 | 0 | 0 | 0 | 1 | 1 | 0.18872 | 0.0058278 | 1
111 | 0.080801 | 0.031355 | 1 | 0 | 0 | 0 | 1 | 1 | 0.080801 | 0.031355 | 1
112 | 0.086242 | 0.025815 | 1 | 0 | 0 | 0 | 1 | 1 | 0.086242 | 0.025815 | 1
113 | 0 | 0.0094339 | 1 | 0 | 0 | 0 | 1 | 1 | 0 | 0.0094339 | 1
114 | 0 | 0 | 1 | 0 | 0 | 1 | 1 | 1 | 0 | 0 | 1
115 | 0 | 0 | 1 | 0 | 0 | 1 | 1 | 1 | 0 | 0 | 1
116 | 0 | 0 | 1 | 0 | 0 | 1 | 1 | 1 | 0 | 0 | 1
117 | 0 | 0 | 1 | 0 | 0 | 1 | 1 | 1 | 0 | 0 | 1
118 | 0 | 0.00082547 | 1 | 0 | 0 | 0 | 1 | 1 | 0 | 0.00082547 | 1
119 | 0 | 0 | 1 | 0 | 0 | 0 | 1 | 1 | 0 | 0 | 1
120 | 0 | 0 | 1 | 0 | 0 | 0 | 1 | 1 | 0 | 0 | 1
121 | 0 | 0 | 1 | 0 | 0 | 0 | 1 | 1 | 0 | 0 | 1
122 | 0 | 0 | 1 | 0 | 0 | 0 | 1 | 1 | 0 | 0 | 1
123 | 0 | 0 | 1 | 0 | 0 | 0 | 1 | 1 | 0 | 0 | 1
124 | 0 | 0 | 1 | 0 | 0 | 0 | 1 | 1 | 0 | 0 | 1
125 | 0 | 0 | 1 | 0 | 0 | 0 | 1 | 1 | 0 | 0 | 1
126 | 0 | 0 | 1 | 0 | 0 | 0 | 1 | 1 | 0 | 0 | 1
127 | 0 | 0 | 1 | 0 | 0 | 0 | 1 | 1 | 0 | 0 | 1
128 | 0 | 0 | 1 | 0 | 0 | 0 | 1 | 1 | 0 | 0 | 1
129 | 0 | 0 | 1 | 0 | 0 | 0 | 1 | 1 | 0 | 0 | 1
130 | 0.18114 | 0 | 1 | 0 | 0 | 0 | 1 | 1 | 0.18114 | 0 | 1
131 | 0.24363 | 0 | 1 | 0 | 0 | 0 | 1 | 1 | 0.24363 | 0 | 1
132 | 0.21919 | 0 | 1 | 0 | 0 | 0 | 1 | 1 | 0.21919 | 0 | 1
133 | 0.18523 | 0 | 1 | 0 | 0 | 0 | 1 | 1 | 0.18523 | 0 | 1
134 | 0.18039 | 0 | 1 | 0 | 0 | 0 | 1 | 1 | 0.18039 | 0 | 1
135 | 0.13627 | 0.021104 | 1 | 0 | 0 | 0 | 1 | 1 | 0.13627 | 0.021104 | 1
136 | 0.12483 | 0.011751 | 1 | 0 | 0 | 0 | 1 | 1 | 0.12483 | 0.011751 | 1
137 | 0 | 0 | 1 | 0 | 0 | 0 | 1 | 1 | 0 | 0 | 1
138 | 0 | 0 | 1 | 0 | 0 | 1 | 1 | 1 | 0 | 0 | 1
139 | 0 | 0 | 1 | 0 | 0 | 1 | 1 | 1 | 0 | 0 | 1
140 | 0 | 0 | 1 | 0 | 0 | 1 | 1 | 1 | 0 | 0 | 1
141 | 0 | 0.011984 | 1 | 0 | 0 | 1 | 1 | 1 | 0 | 0.011984 | 1
142 | 0 | 0.011117 | 1 | 0 | 0 | 0 | 1 | 1 | 0 | 0.011117 | 1
143 | 0 | 0 | 1 | 0 | 0 | 0 | 1 | 1 | 0 | 0 | 1
144 | 0 | 0 | 1 | 0 | 0 | 0 | 1 | 1 | 0 | 0 | 1
145 | 0 | 0 | 1 | 0 | 0 | 0 | 1 | 1 | 0 | 0 | 1
146 | 0 | 0 | 1 | 0 | 0 | 0 | 1 | 1 | 0 | 0 | 1
147 | 0 | 0 | 1 | 0 | 0 | 0 | 1 | 1 | 0 | 0 | 1
148 | 0 | 0 | 1 | 0 | 0 | 0 | 1 | 1 | 0 | 0 | 1
149 | 0 | 0 | 1 | 0 | 0 | 0 | 1 | 1 | 0 | 0 | 1
150 | 0 | 0 | 1 | 0 | 0 | 0 | 1 | 1 | 0 | 0 | 1
151 | 0 | 0 | 1 | 0 | 0 | 0 | 1 | 1 | 0 | 0 | 1
152 | 0 | 0 | 1 | 0 | 0 | 0 | 1 | 1 | 0 | 0 | 1
153 | 0 | 0 | 1 | 0 | 0 | 0 | 1 | 1 | 0 | 0 | 1
154 | 0.17919 | 0 | 1 | 0 | 0 | 0 | 1 | 1 | 0.17919 | 0 | 1
155 | 0.24823 | 0 | 1 | 0 | 0 | 0 | 1 | 1 | 0.24823 | 0 | 1
156 | 0.23585 | 0 | 1 | 0 | 0 | 0 | 1 | 1 | 0.23585 | 0 | 1
157 | 0.29714 | 0 | 1 | 0 | 0 | 0 | 1 | 1 | 0.29714 | 0 | 1
158 | 0.28031 | 0 | 1 | 0 | 0 | 0 | 1 | 1 | 0.28031 | 0 | 1
159 | 0.20923 | 0.030446 | 1 | 0 | 0 | 0 | 1 | 1 | 0.20923 | 0.030446 | 1
160 | 0.1269 | 0.030762 | 1 | 0 | 0 | 0 | 1 | 1 | 0.1269 | 0.030762 | 1
161 | 0 | 0.00086921 | 1 | 0 | 0 | 0 | 1 | 1 | 0 | 0.00086921 | 1
162 | 0 | 0 | 1 | 0 | 0 | 1 | 1 | 1 | 0 | 0 | 1
163 | 0 | 0 | 1 | 0 | 0 | 1 | 1 | 1 | 0 | 0 | 1
164 | 0 | 0 | 1 | 0 | 0 | 1 | 1 | 1 | 0 | 0 | 1
165 | 0 | 0 | 1 | 0 | 0 | 1 | 1 | 1 | 0 | 0 | 1
166 | 0 | 0 | 1 | 0 | 0 | 0 | 1 | 1 | 0 | 0 | 1
167 | 0 | 0 | 1 | 0 | 0 | 0 | 1 | 1 | 0 | 0 | 1
168 | 0 | 0 | 1 | 0 | 0 | 0 | 1 | 1 | 0 | 0 | 1
169 | 0 | 0 | 1 | 0 | 0 | 0 | 1 | 1 | 0 | 0 | 1
170 | 0 | 0 | 1 | 0 | 0 | 0 | 1 | 1 | 0 | 0 | 1
171 | 0 | 0 | 1 | 0 | 0 | 0 | 1 | 1 | 0 | 0 | 1
172 | 0 | 0 | 1 | 0 | 0 | 0 | 1 | 1 | 0 | 0 | 1
173 | 0 | 0 | 1 | 0 | 0 | 0 | 1 | 1 | 0 | 0 | 1
174 | 0 | 0 | 1 | 0 | 0 | 0 | 1 | 1 | 0 | 0 | 1
175 | 0 | 0 | 1 | 0 | 0 | 0 | 1 | 1 | 0 | 0 | 1
176 | 0 | 0 | 1 | 0 | 0 | 0 | 1 | 1 | 0 | 0 | 1
177 | 0.009691 | 0 | 1 | 0 | 0 | 0 | 1 | 1 | 0.009691 | 0 | 1
178 | 0.19588 | 0 | 1 | 0 | 0 | 0 | 1 | 1 | 0.19588 | 0 | 1
179 | 0.29557 | 0 | 1 | 0 | 0 | 0 | 1 | 1 | 0.29557 | 0 | 1
180 | 0.32777 | 0 | 1 | 0 | 0 | 0 | 1 | 1 | 0.32777 | 0 | 1
181 | 0.44302 | 0 | 1 | 0 | 0 | 0 | 1 | 1 | 0.44302 | 0 | 1
182 | 0.38648 | 0 | 1 | 0 | 0 | 0 | 1 | 1 | 0.38648 | 0 | 1
183 | 0.27736 | 0.0082193 | 1 | 0 | 0 | 0 | 1 | 1 | 0.27736 | 0.0082193 | 1
184 | 0.12801 | 0.0013076 | 1 | 0 | 0 | 0 | 1 | 1 | 0.12801 | 0.0013076 | 1
185 | 0 | 0 | 1 | 0 | 0 | 0 | 1 | 1 | 0 | 0 | 1
186 | 0 | 0 | 1 | 0 | 0 | 1 | 1 | 1 | 0 | 0 | 1
187 | 0 | 0 | 1 | 0 | 0 | 1 | 1 | 1 | 0 | 0 | 1
188 | 0 | 0 | 1 | 0 | 0 | 1 | 1 | 1 | 0 | 0 | 1
189 | 0 | 0 | 1 | 0 | 0 | 1 | 1 | 1 | 0 | 0 | 1
190 | 0 | 0 | 1 | 0 | 0 | 0 | 1 | 1 | 0 | 0 | 1
191 | 0 | 0 | 1 | 0 | 0 | 0 | 1 | 1 | 0 | 0 | 1
192 | 0 | 0 | 1 | 0 | 0 | 0 | 1 | 1 | 0 | 0 | 1
193 | 0 | 0 | 1 | 0 | 0 | 0 | 1 | 1 | 0 | 0 | 1
194 | 0 | 0 | 1 | 0 | 0 | 0 | 1 | 1 | 0 | 0 | 1
195 | 0 | 0 | 1 | 0 | 0 | 0 | 1 | 1 | 0 | 0 | 1
196 | 0 | 0 | 1 | 0 | 0 | 0 | 1 | 1 | 0 | 0 | 1
197 | 0 | 0 | 1 | 0 | 0 | 0 | 1 | 1 | 0 | 0 | 1
198 | 0 | 0 | 1 | 0 | 0 | 0 | 1 | 1 | 0 | 0 | 1
199 | 0 | 0 | 1 | 0 | 0 | 0 | 1 | 1 | 0 | 0 | 1
200 | 0 | 0 | 1 | 0 | 0 | 0 | 1 | 1 | 0 | 0 | 1
201 | 0.028017 | 0 | 1 | 0 | 0 | 0 | 1 | 1 | 0.028017 | 0 | 1
202 | 0.19489 | 0 | 1 | 0 | 0 | 0 | 1 | 1 | 0.19489 | 0 | 1
203 | 0.27916 | 0 | 1 | 0 | 0 | 0 | 1 | 1 | 0.27916 | 0 | 1
204 | 0.33778 | 0 | 1 | 0 | 0 | 0 | 1 | 1 | 0.33778 | 0 | 1
205 | 0.43736 | 0 | 1 | 0 | 0 | 0 | 1 | 1 | 0.43736 | 0 | 1
206 | 0.39887 | 0 | 1 | 0 | 0 | 0 | 1 | 1 | 0.39887 | 0 | 1
207 | 0.28342 | 0.0048239 | 1 | 0 | 0 | 0 | 1 | 1 | 0.28342 | 0.0048239 | 1
208 | 0.13017 | 0.015147 | 1 | 0 | 0 | 0 | 1 | 1 | 0.13017 | 0.015147 | 1
209 | 0.00091317 | 0 | 1 | 0 | 0 | 0 | 1 | 1 | 0.00091317 | 0 | 1
210 | 0 | 0 | 1 | 0 | 0 | 1 | 1 | 1 | 0 | 0 | 1
211 | 0 | 0 | 1 | 0 | 0 | 1 | 1 | 1 | 0 | 0 | 1
212 | 0 | 0 | 1 | 0 | 0 | 1 | 1 | 1 | 0 | 0 | 1
213 | 0 | 0 | 1 | 0 | 0 | 1 | 1 | 1 | 0 | 0 | 1
214 | 0 | 0 | 1 | 0 | 0 | 0 | 1 | 1 | 0 | 0 | 1
215 | 0 | 0 | 1 | 0 | 0 | 0 | 1 | 1 | 0 | 0 | 1
216 | 0 | 0 | 1 | 0 | 0 | 0 | 1 | 1 | 0 | 0 | 1
217 | 0 | 0 | 1 | 0 | 0 | 0 | 1 | 1 | 0 | 0 | 1
218 | 0 | 0 | 1 | 0 | 0 | 0 | 1 | 1 | 0 | 0 | 1
219 | 0 | 0 | 1 | 0 | 0 | 0 | 1 | 1 | 0 | 0 | 1
220 | 0 | 0 | 1 | 0 | 0 | 0 | 1 | 1 | 0 | 0 | 1
221 | 0 | 0 | 1 | 0 | 0 | 0 | 1 | 1 | 0 | 0 | 1
222 | 0 | 0 | 1 | 0 | 0 | 0 | 1 | 1 | 0 | 0 | 1
223 | 0 | 0 | 1 | 0 | 0 | 0 | 1 | 1 | 0 | 0 | 1
224 | 0 | 0 | 1 | 0 | 0 | 0 | 1 | 1 | 0 | 0 | 1
225 | 0.013693 | 0 | 1 | 0 | 0 | 0 | 1 | 1 | 0.013693 | 0 | 1
226 | 0.14954 | 0 | 1 | 0 | 0 | 0 | 1 | 1 | 0.14954 | 0 | 1
227 | 0.22334 | 0 | 1 | 0 | 0 | 0 | 1 | 1 | 0.22334 | 0 | 1
228 | 0.22759 | 0 | 1 | 0 | 0 | 0 | 1 | 1 | 0.22759 | 0 | 1
229 | 0.23294 | 0 | 1 | 0 | 0 | 0 | 1 | 1 | 0.23294 | 0 | 1
230 | 0.21801 | 0 | 1 | 0 | 0 | 0 | 1 | 1 | 0.21801 | 0 | 1
231 | 0.2543 | 0.001199 | 1 | 0 | 0 | 0 | 1 | 1 | 0.2543 | 0.001199 | 1
232 | 0.087321 | 0 | 1 | 0 | 0 | 0 | 1 | 1 | 0.087321 | 0 | 1
233 | 0 | 0 | 1 | 0 | 0 | 0 | 1 | 1 | 0 | 0 | 1
234 | 0 | 0 | 1 | 0 | 0 | 1 | 1 | 1 | 0 | 0 | 1
235 | 0 | 0 | 1 | 0 | 0 | 1 | 1 | 1 | 0 | 0 | 1
236 | 0 | 0 | 1 | 0 | 0 | 1 | 1 | 1 | 0 | 0 | 1
237 | 0 | 0 | 1 | 0 | 0 | 1 | 1 | 1 | 0 | 0 | 1
238 | 0 | 0 | 1 | 0 | 0 | 0 | 1 | 1 | 0 | 0 | 1
239 | 0 | 0 | 1 | 0 | 0 | 0 | 1 | 1 | 0 | 0 | 1
240 | 0 | 0 | 1 | 0 | 0 | 0 | 1 | 1 | 0 | 0 | 1
241 | 0 | 0 | 1 | 0 | 0 | 0 | 1 | 1 | 0 | 0 | 1
242 | 0 | 0 | 1 | 0 | 0 | 0 | 1 | 1 | 0 | 0 | 1
243 | 0 | 0 | 1 | 0 | 0 | 0 | 1 | 1 | 0 | 0 | 1
244 | 0 | 0 | 1 | 0 | 0 | 0 | 1 | 1 | 0 | 0 | 1
245 | 0 | 0 | 1 | 0 | 0 | 0 | 1 | 1 | 0 | 0 | 1
246 | 0 | 0 | 1 | 0 | 0 | 0 | 1 | 1 | 0 | 0 | 1
247 | 0 | 0 | 1 | 0 | 0 | 0 | 1 | 1 | 0 | 0 | 1
248 | 0 | 0 | 1 | 0 | 0 | 0 | 1 | 1 | 0 | 0 | 1
249 | 0 | 0 | 1 | 0 | 0 | 0 | 1 | 1 | 0 | 0 | 1
250 | 0.10981 | 0 | 1 | 0 | 0 | 0 | 1 | 1 | 0.10981 | 0 | 1
251 | 0.16565 | 0 | 1 | 0 | 0 | 0 | 1 | 1 | 0.16565 | 0 | 1
252 | 0.12853 | 0 | 1 | 0 | 0 | 0 | 1 | 1 | 0.12853 | 0 | 1
253 | 0.12448 | 0 | 1 | 0 | 0 | 0 | 1 | 1 | 0.12448 | 0 | 1
254 | 0.12496 | 0 | 1 | 0 | 0 | 0 | 1 | 1 | 0.12496 | 0 | 1
255 | 0.16377 | 0 | 1 | 0 | 0 | 0 | 1 | 1 | 0.16377 | 0 | 1
256 | 0.068225 | 0 | 1 | 0 | 0 | 0 | 1 | 1 | 0.068225 | 0 | 1
257 | 0 | 0 | 1 | 0 | 0 | 0 | 1 | 1 | 0 | 0 | 1
258 | 0 | 0 | 1 | 0 | 0 | 1 | 1 | 1 | 0 | 0 | 1
259 | 0 | 0 | 1 | 0 | 0 | 1 | 1 | 1 | 0 | 0 | 1
260 | 0 | 0 | 1 | 0 | 0 | 1 | 1 | 1 | 0 | 0 | 1
261 | 0 | 0 | 1 | 0 | 0 | 1 | 1 | 1 | 0 | 0 | 1
262 | 0 | 0 | 1 | 0 | 0 | 0 | 1 | 1 | 0 | 0 | 1
263 | 0 | 0 | 1 | 0 | 0 | 0 | 1 | 1 | 0 | 0 | 1
264 | 0 | 0 | 1 | 0 | 0 | 0 | 1 | 1 | 0 | 0 | 1
265 | 0 | 0 | 1 | 0 | 0 | 0 | 1 | 1 | 0 | 0 | 1
266 | 0 | 0 | 1 | 0 | 0 | 0 | 1 | 1 | 0 | 0 | 1
267 | 0 | 0 | 1 | 0 | 0 | 0 | 1 | 1 | 0 | 0 | 1
268 | 0 | 0 | 1 | 0 | 0 | 0 | 1 | 1 | 0 | 0 | 1
269 | 0 | 0 | 1 | 0 | 0 | 0 | 1 | 1 | 0 | 0 | 1
270 | 0 | 0 | 1 | 0 | 0 | 0 | 1 | 1 | 0 | 0 | 1
271 | 0 | 0 | 1 | 0 | 0 | 0 | 1 | 1 | 0 | 0 | 1
272 | 0 | 0 | 1 | 0 | 0 | 0 | 1 | 1 | 0 | 0 | 1
273 | 0 | 0 | 1 | 0 | 0 | 0 | 1 | 1 | 0 | 0 | 1
274 | 0.1273 | 0 | 1 | 0 | 0 | 0 | 1 | 1 | 0.1273 | 0 | 1
275 | 0.19056 | 0 | 1 | 0 | 0 | 0 | 1 | 1 | 0.19056 | 0 | 1
276 | 0.16954 | 0 | 1 | 0 | 0 | 0 | 1 | 1 | 0.16954 | 0 | 1
277 | 0.17685 | 0 | 1 | 0 | 0 | 0 | 1 | 1 | 0.17685 | 0 | 1
278 | 0.14149 | 0 | 1 | 0 | 0 | 0 | 1 | 1 | 0.14149 | 0 | 1
279 | 0.18833 | 0 | 1 | 0 | 0 | 0 | 1 | 1 | 0.18833 | 0 | 1
280 | 0.0601 | 0 | 1 | 0 | 0 | 0 | 1 | 1 | 0.0601 | 0 | 1
281 | 0 | 0 | 1 | 0 | 0 | 0 | 1 | 1 | 0 | 0 | 1
282 | 0 | 0 | 1 | 0 | 0 | 1 | 1 | 1 | 0 | 0 | 1
283 | 0 | 0 | 1 | 0 | 0 | 1 | 1 | 1 | 0 | 0 | 1
284 | 0 | 0 | 1 | 0 | 0 | 1 | 1 | 1 | 0 | 0 | 1
285 | 0 | 0 | 1 | 0 | 0 | 1 | 1 | 1 | 0 | 0 | 1
286 | 0 | 0 | 1 | 0 | 0 | 0 | 1 | 1 | 0 | 0 | 1
287 | 0 | 0 | 1 | 0 | 0 | 0 | 1 | 1 | 0 | 0 | 1
288 | 0 | 0 | 1 | 0 | 0 | 0 | 1 | 1 | 0 | 0 | 1
289 | 0 | 0 | 1 | 0 | 0 | 0 | 1 | 1 | 0 | 0 | 1
290 | 0 | 0 | 1 | 0 | 0 | 0 | 1 | 1 | 0 | 0 | 1
291 | 0 | 0 | 1 | 0 | 0 | 0 | 1 | 1 | 0 | 0 | 1
292 | 0 | 0 | 1 | 0 | 0 | 0 | 1 | 1 | 0 | 0 | 1
293 | 0 | 0 | 1 | 0 | 0 | 0 | 1 | 1 | 0 | 0 | 1
294 | 0 | 0 | 1 | 0 | 0 | 0 | 1 | 1 | 0 | 0 | 1
295 | 0 | 0 | 1 | 0 | 0 | 0 | 1 | 1 | 0 | 0 | 1
296 | 0 | 0 | 1 | 0 | 0 | 0 | 1 | 1 | 0 | 0 | 1
297 | 0 | 0 | 1 | 0 | 0 | 0 | 1 | 1 | 0 | 0 | 1
298 | 0.11363 | 0 | 1 | 0 | 0 | 0 | 1 | 1 | 0.11363 | 0 | 1
299 | 0.20238 | 0 | 1 | 0 | 0 | 0 | 1 | 1 | 0.20238 | 0 | 1
300 | 0.26212 | 0 | 1 | 0 | 0 | 0 | 1 | 1 | 0.26212 | 0 | 1
301 | 0.25579 | 0 | 1 | 0 | 0 | 0 | 1 | 1 | 0.25579 | 0 | 1
302 | 0.21024 | 0 | 1 | 0 | 0 | 0 | 1 | 1 | 0.21024 | 0 | 1
303 | 0.21661 | 0 | 1 | 0 | 0 | 0 | 1 | 1 | 0.21661 | 0 | 1
304 | 0.10857 | 0 | 1 | 0 | 0 | 0 | 1 | 1 | 0.10857 | 0 | 1
305 | 0.00040769 | 0 | 1 | 0 | 0 | 0 | 1 | 1 | 0.00040769 | 0 | 1
306 | 0 | 0 | 1 | 0 | 0 | 1 | 1 | 1 | 0 | 0 | 1
307 | 0 | 0 | 1 | 0 | 0 | 1 | 1 | 1 | 0 | 0 | 1
308 | 0 | 0 | 1 | 0 | 0 | 1 | 1 | 1 | 0 | 0 | 1
309 | 0 | 0 | 1 | 0 | 0 | 1 | 1 | 1 | 0 | 0 | 1
310 | 0 | 0 | 1 | 0 | 0 | 0 | 1 | 1 | 0 | 0 | 1
311 | 0 | 0 | 1 | 0 | 0 | 0 | 1 | 1 | 0 | 0 | 1
312 | 0 | 0 | 1 | 0 | 0 | 0 | 1 | 1 | 0 | 0 | 1
313 | 0 | 0 | 1 | 0 | 0 | 0 | 1 | 1 | 0 | 0 | 1
314 | 0 | 0 | 1 | 0 | 0 | 0 | 1 | 1 | 0 | 0 | 1
315 | 0 | 0 | 1 | 0 | 0 | 0 | 1 | 1 | 0 | 0 | 1
316 | 0 | 0 | 1 | 0 | 0 | 0 | 1 | 1 | 0 | 0 | 1
317 | 0 | 0 | 1 | 0 | 0 | 0 | 1 | 1 | 0 | 0 | 1
318 | 0 | 0 | 1 | 0 | 0 | 0 | 1 | 1 | 0 | 0 | 1
319 | 0 | 0 | 1 | 0 | 0 | 0 | 1 | 1 | 0 | 0 | 1
320 | 0 | 0 | 1 | 0 | 0 | 0 | 1 | 1 | 0 | 0 | 1
321 | 0 | 0 | 1 | 0 | 0 | 0 | 1 | 1 | 0 | 0 | 1
322 | 0.12677 | 0 | 1 | 0 | 0 | 0 | 1 | 1 | 0.12677 | 0 | 1
323 | 0.23891 | 0 | 1 | 0 | 0 | 0 | 1 | 1 | 0.23891 | 0 | 1
324 | 0.32664 | 0 | 1 | 0 | 0 | 0 | 1 | 1 | 0.32664 | 0 | 1
325 | 0.34776 | 0 | 1 | 0 | 0 | 0 | 1 | 1 | 0.34776 | 0 | 1
326 | 0.2635 | 0 | 1 | 0 | 0 | 0 | 1 | 1 | 0.2635 | 0 | 1
327 | 0.26535 | 0 | 1 | 0 | 0 | 0 | 1 | 1 | 0.26535 | 0 | 1
328 | 0.1353 | 0 | 1 | 0 | 0 | 0 | 1 | 1 | 0.1353 | 0 | 1
329 | 0.042222 | 0 | 1 | 0 | 0 | 0 | 1 | 1 | 0.042222 | 0 | 1
330 | 0 | 0 | 1 | 0 | 0 | 1 | 1 | 1 | 0 | 0 | 1
331 | 0 | 0 | 1 | 0 | 0 | 1 | 1 | 1 | 0 | 0 | 1
332 | 0 | 0 | 1 | 0 | 0 | 1 | 1 | 1 | 0 | 0 | 1
333 | 0 | 0 | 1 | 0 | 0 | 1 | 1 | 1 | 0 | 0 | 1
334 | 0 | 0 | 1 | 0 | 0 | 0 | 1 | 1 | 0 | 0 | 1
335 | 0 | 0 | 1 | 0 | 0 | 0 | 1 | 1 | 0 | 0 | 1
336 | 0 | 0 | 1 | 0 | 0 | 0 | 1 | 1 | 0 | 0 | 1
337 | 0 | 0 | 1 | 0 | 0 | 0 | 1 | 1 | 0 | 0 | 1
338 | 0 | 0 | 1 | 0 | 0 | 0 | 1 | 1 | 0 | 0 | 1
339 | 0 | 0 | 1 | 0 | 0 | 0 | 1 | 1 | 0 | 0 | 1
340 | 0 | 0 | 1 | 0 | 0 | 0 | 1 | 1 | 0 | 0 | 1
341 | 0 | 0 | 1 | 0 | 0 | 0 | 1 | 1 | 0 | 0 | 1
342 | 0 | 0 | 1 | 0 | 0 | 0 | 1 | 1 | 0 | 0 | 1
343 | 0 | 0 | 1 | 0 | 0 | 0 | 1 | 1 | 0 | 0 | 1
344 | 0 | 0 | 1 | 0 | 0 | 0 | 1 | 1 | 0 | 0 | 1
345 | 0 | 0 | 1 | 0 | 0 | 0 | 1 | 1 | 0 | 0 | 1
346 | 0.071753 | 0 | 1 | 0 | 0 | 0 | 1 | 1 | 0.071753 | 0 | 1
347 | 0.19562 | 0 | 1 | 0 | 0 | 0 | 1 | 1 | 0.19562 | 0 | 1
348 | 0.27561 | 0 | 1 | 0 | 0 | 0 | 1 | 1 | 0.27561 | 0 | 1
349 | 0.31747 | 0 | 1 | 0 | 0 | 0 | 1 | 1 | 0.31747 | 0 | 1
350 | 0.27073 | 0 | 1 | 0 | 0 | 0 | 1 | 1 | 0.27073 | 0 | 1
351 | 0.24299 | 0 | 1 | 0 | 0 | 0 | 1 | 1 | 0.24299 | 0 | 1
352 | 0.10906 | 0 | 1 | 0 | 0 | 0 | 1 | 1 | 0.10906 | 0 | 1
353 | 0.022578 | 0 | 1 | 0 | 0 | 0 | 1 | 1 | 0.022578 | 0 | 1
354 | 0 | 0 | 1 | 0 | 0 | 1 | 1 | 1 | 0 | 0 | 1
355 | 0 | 0 | 1 | 0 | 0 | 1 | 1 | 1 | 0 | 0 | 1
356 | 0 | 0 | 1 | 0 | 0 | 1 | 1 | 1 | 0 | 0 | 1
357 | 0 | 0 | 1 | 0 | 0 | 1 | 1 | 1 | 0 | 0 | 1
358 | 0 | 0 | 1 | 0 | 0 | 0 | 1 | 1 | 0 | 0 | 1
359 | 0 | 0 | 1 | 0 | 0 | 0 | 1 | 1 | 0 | 0 | 1
360 | 0 | 0 | 1 | 0 | 0 | 0 | 1 | 1 | 0 | 0 | 1
361 | 0 | 0 | 1 | 0 | 0 | 0 | 1 | 1 | 0 | 0 | 1
362 | 0 | 0 | 1 | 0 | 0 | 0 | 1 | 1 | 0 | 0 | 1
363 | 0 | 0 | 1 | 0 | 0 | 0 | 1 | 1 | 0 | 0 | 1
364 | 0 | 0 | 1 | 0 | 0 | 0 | 1 | 1 | 0 | 0 | 1
365 | 0 | 0 | 1 | 0 | 0 | 0 | 1 | 1 | 0 | 0 | 1
366 | 0 | 0 | 1 | 0 | 0 | 0 | 1 | 1 | 0 | 0 | 1
367 | 0 | 0 | 1 | 0 | 0 | 0 | 1 | 1 | 0 | 0 | 1
368 | 0 | 0 | 1 | 0 | 0 | 0 | 1 | 1 | 0 | 0 | 1
369 | 0 | 0 | 1 | 0 | 0 | 0 | 1 | 1 | 0 | 0 | 1
370 | 0.080358 | 0 | 1 | 0 | 0 | 0 | 1 | 1 | 0.080358 | 0 | 1
371 | 0.20764 | 0 | 1 | 0 | 0 | 0 | 1 | 1 | 0.20764 | 0 | 1
372 | 0.26831 | 0 | 1 | 0 | 0 | 0 | 1 | 1 | 0.26831 | 0 | 1
373 | 0.3207 | 0 | 1 | 0 | 0 | 0 | 1 | 1 | 0.3207 | 0 | 1
374 | 0.26056 | 0 | 1 | 0 | 0 | 0 | 1 | 1 | 0.26056 | 0 | 1
375 | 0.24937 | 0 | 1 | 0 | 0 | 0 | 1 | 1 | 0.24937 | 0 | 1
376 | 0.13507 | 0 | 1 | 0 | 0 | 0 | 1 | 1 | 0.13507 | 0 | 1
377 | 0.025541 | 0 | 1 | 0 | 0 | 0 | 1 | 1 | 0.025541 | 0 | 1
378 | 0 | 0 | 1 | 0 | 0 | 1 | 1 | 1 | 0 | 0 | 1
379 | 0 | 0 | 1 | 0 | 0 | 1 | 1 | 1 | 0 | 0 | 1
380 | 0 | 0 | 1 | 0 | 0 | 1 | 1 | 1 | 0 | 0 | 1
381 | 0 | 0 | 1 | 0 | 0 | 1 | 1 | 1 | 0 | 0 | 1
382 | 0 | 0 | 1 | 0 | 0 | 0 | 1 | 1 | 0 | 0 | 1
383 | 0 | 0 | 1 | 0 | 0 | 0 | 1 | 1 | 0 | 0 | 1
384 | 0 | 0 | 1 | 0 | 0 | 0 | 1 | 1 | 0 | 0 | 1
385 | 0 | 0 | 1 | 0 | 0 | 0 | 1 | 1 | 0 | 0 | 1
386 | 0 | 0 | 1 | 0 | 0 | 0 | 1 | 1 | 0 | 0 | 1
387 | 0 | 0 | 1 | 0 | 0 | 0 | 1 | 1 | 0 | 0 | 1
388 | 0 | 0 | 1 | 0 | 0 | 0 | 1 | 1 | 0 | 0 | 1
389 | 0 | 0 | 1 | 0 | 0 | 0 | 1 | 1 | 0 | 0 | 1
390 | 0 | 0 | 1 | 0 | 0 | 0 | 1 | 1 | 0 | 0 | 1
391 | 0 | 0 | 1 | 0 | 0 | 0 | 1 | 1 | 0 | 0 | 1
392 | 0 | 0 | 1 | 0 | 0 | 0 | 1 | 1 | 0 | 0 | 1
393 | 0 | 0 | 1 | 0 | 0 | 0 | 1 | 1 | 0 | 0 | 1
394 | 0.10739 | 0 | 1 | 0 | 0 | 0 | 1 | 1 | 0.10739 | 0 | 1
395 | 0.23824 | 0 | 1 | 0 | 0 | 0 | 1 | 1 | 0.23824 | 0 | 1
396 | 0.28211 | 0 | 1 | 0 | 0 | 0 | 1 | 1 | 0.28211 | 0 | 1
397 | 0.29786 | 0 | 1 | 0 | 0 | 0 | 1 | 1 | 0.29786 | 0 | 1
398 | 0.28282 | 0 | 1 | 0 | 0 | 0 | 1 | 1 | 0.28282 | 0 | 1
399 | 0.259 | 0 | 1 | 0 | 0 | 0 | 1 | 1 | 0.259 | 0 | 1
400 | 0.15726 | 0 | 1 | 0 | 0 | 0 | 1 | 1 | 0.15726 | 0 | 1
401 | 0.011217 | 0 | 1 | 0 | 0 | 0 | 1 | 1 | 0.011217 | 0 | 1
402 | 0 | 0 | 1 | 0 | 0 | 1 | 1 | 1 | 0 | 0 | 1
403 | 0 | 0 | 1 | 0 | 0 | 1 | 1 | 1 | 0 | 0 | 1
404 | 0 | 0 | 1 | 0 | 0 | 1 | 1 | 1 | 0 | 0 | 1
405 | 0 | 0 | 1 | 0 | 0 | 1 | 1 | 1 | 0 | 0 | 1
406 | 0 | 0 | 1 | 0 | 0 | 0 | 1 | 1 | 0 | 0 | 1
407 | 0 | 0 | 1 | 0 | 0 | 0 | 1 | 1 | 0 | 0 | 1
408 | 0 | 0 | 1 | 0 | 0 | 0 | 1 | 1 | 0 | 0 | 1
409 | 0 | 0 | 1 | 0 | 0 | 0 | 1 | 1 | 0 | 0 | 1
410 | 0 | 0 | 1 | 0 | 0 | 0 | 1 | 1 | 0 | 0 | 1
411 | 0 | 0 | 1 | 0 | 0 | 0 | 1 | 1 | 0 | 0 | 1
412 | 0 | 0 | 1 | 0 | 0 | 0 | 1 | 1 | 0 | 0 | 1
413 | 0 | 0 | 1 | 0 | 0 | 0 | 1 | 1 | 0 | 0 | 1
414 | 0 | 0 | 1 | 0 | 0 | 0 | 1 | 1 | 0 | 0 | 1
415 | 0 | 0 | 1 | 0 | 0 | 0 | 1 | 1 | 0 | 0 | 1
416 | 0 | 0 | 1 | 0 | 0 | 0 | 1 | 1 | 0 | 0 | 1
417 | 0 | 0 | 1 | 0 | 0 | 0 | 1 | 1 | 0 | 0 | 1
418 | 0.1315 | 0 | 1 | 0 | 0 | 0 | 1 | 1 | 0.1315 | 0 | 1
419 | 0.21494 | 0 | 1 | 0 | 0 | 0 | 1 | 1 | 0.21494 | 0 | 1
420 | 0.22489 | 0 | 1 | 0 | 0 | 0 | 1 | 1 | 0.22489 | 0 | 1
421 | 0.25148 | 0 | 1 | 0 | 0 | 0 | 1 | 1 | 0.25148 | 0 | 1
422 | 0.23241 | 0 | 1 | 0 | 0 | 0 | 1 | 1 | 0.23241 | 0 | 1
423 | 0.20344 | 0 | 1 | 0 | 0 | 0 | 1 | 1 | 0.20344 | 0 | 1
424 | 0.14058 | 0 | 1 | 0 | 0 | 0 | 1 | 1 | 0.14058 | 0 | 1
425 | 0.013209 | 0 | 1 | 0 | 0 | 0 | 1 | 1 | 0.013209 | 0 | 1
426 | 0 | 0 | 1 | 0 | 0 | 1 | 1 | 1 | 0 | 0 | 1
427 | 0 | 0 | 1 | 0 | 0 | 1 | 1 | 1 | 0 | 0 | 1
428 | 0 | 0 | 1 | 0 | 0 | 1 | 1 | 1 | 0 | 0 | 1
429 | 0 | 0 | 1 | 0 | 0 | 1 | 1 | 1 | 0 | 0 | 1
430 | 0 | 0 | 1 | 0 | 0 | 0 | 1 | 1 | 0 | 0 | 1
431 | 0 | 0 | 1 | 0 | 0 | 0 | 1 | 1 | 0 | 0 | 1
432 | 0 | 0 | 1 | 0 | 0 | 0 | 1 | 1 | 0 | 0 | 1
433 | 0 | 0 | 1 | 0 | 0 | 0 | 1 | 1 | 0 | 0 | 1
434 | 0 | 0 | 1 | 0 | 0 | 0 | 1 | 1 | 0 | 0 | 1
435 | 0 | 0 | 1 | 0 | 0 | 0 | 1 | 1 | 0 | 0 | 1
436 | 0 | 0 | 1 | 0 | 0 | 0 | 1 | 1 | 0 | 0 | 1
437 | 0 | 0 | 1 | 0 | 0 | 0 | 1 | 1 | 0 | 0 | 1
438 | 0 | 0 | 1 | 0 | 0 | 0 | 1 | 1 | 0 | 0 | 1
439 | 0 | 0 | 1 | 0 | 0 | 0 | 1 | 1 | 0 | 0 | 1
440 | 0 | 0 | 1 | 0 | 0 | 0 | 1 | 1 | 0 | 0 | 1
441 | 0 | 0 | 1 | 0 | 0 | 0 | 1 | 1 | 0 | 0 | 1
442 | 0.095471 | 0 | 1 | 0 | 0 | 0 | 1 | 1 | 0.095471 | 0 | 1
443 | 0.17526 | 0 | 1 | 0 | 0 | 0 | 1 | 1 | 0.17526 | 0 | 1
444 | 0.19644 | 0 | 1 | 0 | 0 | 0 | 1 | 1 | 0.19644 | 0 | 1
445 | 0.17847 | 0 | 1 | 0 | 0 | 0 | 1 | 1 | 0.17847 | 0 | 1
446 | 0.13496 | 0 | 1 | 0 | 0 | 0 | 1 | 1 | 0.13496 | 0 | 1
447 | 0.053963 | 0 | 1 | 0 | 0 | 0 | 1 | 1 | 0.053963 | 0 | 1
448 | 0 | 0 | 1 | 0 | 0 | 0 | 1 | 1 | 0 | 0 | 1
449 | 0 | 0 | 1 | 0 | 0 | 0 | 1 | 1 | 0 | 0 | 1
450 | 0 | 0 | 1 | 0 | 0 | 1 | 1 | 1 | 0 | 0 | 1
451 | 0 | 0 | 1 | 0 | 0 | 1 | 1 | 1 | 0 | 0 | 1
452 | 0 | 0 | 1 | 0 | 0 | 1 | 1 | 1 | 0 | 0 | 1
453 | 0 | 0 | 1 | 0 | 0 | 1 | 1 | 1 | 0 | 0 | 1
454 | 0 | 0 | 1 | 0 | 0 | 0 | 1 | 1 | 0 | 0 | 1
455 | 0 | 0 | 1 | 0 | 0 | 0 | 1 | 1 | 0 | 0 | 1
456 | 0 | 0 | 1 | 0 | 0 | 0 | 1 | 1 | 0 | 0 | 1
457 | 0 | 0 | 1 | 0 | 0 | 0 | 1 | 1 | 0 | 0 | 1
458 | 0 | 0 | 1 | 0 | 0 | 0 | 1 | 1 | 0 | 0 | 1
459 | 0 | 0 | 1 | 0 | 0 | 0 | 1 | 1 | 0 | 0 | 1
460 | 0 | 0 | 1 | 0 | 0 | 0 | 1 | 1 | 0 | 0 | 1
461 | 0 | 0 | 1 | 0 | 0 | 0 | 1 | 1 | 0 | 0 | 1
462 | 0 | 0 | 1 | 0 | 0 | 0 | 1 | 1 | 0 | 0 | 1
463 | 0 | 0 | 1 | 0 | 0 | 0 | 1 | 1 | 0 | 0 | 1
464 | 0 | 0 | 1 | 0 | 0 | 0 | 1 | 1 | 0 | 0 | 1
465 | 0 | 0 | 1 | 0 | 0 | 0 | 1 | 1 | 0 | 0 | 1
466 | 0.063806 | 0 | 1 | 0 | 0 | 0 | 1 | 1 | 0.063806 | 0 | 1
467 | 0.12452 | 0 | 1 | 0 | 0 | 0 | 1 | 1 | 0.12452 | 0 | 1
468 | 0.15433 | 0 | 1 | 0 | 0 | 0 | 1 | 1 | 0.15433 | 0 | 1
469 | 0.13373 | 0 | 1 | 0 | 0 | 0 | 1 | 1 | 0.13373 | 0 | 1
470 | 0.083402 | 0 | 1 | 0 | 0 | 0 | 1 | 1 | 0.083402 | 0 | 1
471 | 0.032305 | 0 | 1 | 0 | 0 | 0 | 1 | 1 | 0.032305 | 0 | 1
472 | 0 | 0 | 1 | 0 | 0 | 0 | 1 | 1 | 0 | 0 | 1
473 | 0 | 0 | 1 | 0 | 0 | 0 | 1 | 1 | 0 | 0 | 1
474 | 0 | 0 | 1 | 0 | 0 | 1 | 1 | 1 | 0 | 0 | 1
475 | 0 | 0 | 1 | 0 | 0 | 1 | 1 | 1 | 0 | 0 | 1
476 | 0 | 0 | 1 | 0 | 0 | 1 | 1 | 1 | 0 | 0 | 1
477 | 0 | 0 | 1 | 0 | 0 | 1 | 1 | 1 | 0 | 0 | 1
478 | 0 | 0 | 1 | 0 | 0 | 0 | 1 | 1 | 0 | 0 | 1
479 | 0 | 0 | 1 | 0 | 0 | 0 | 1 | 1 | 0 | 0 | 1
480 | 0 | 0 | 1 | 0 | 0 | 0 | 1 | 1 | 0 | 0 | 1
481 | 0 | 0 | 1 | 0 | 0 | 0 | 1 | 1 | 0 | 0 | 1
482 | 0 | 0 | 1 | 0 | 0 | 0 | 1 | 1 | 0 | 0 | 1
483 | 0 | 0 | 1 | 0 | 0 | 0 | 1 | 1 | 0 | 0 | 1
484 | 0 | 0 | 1 | 0 | 0 | 0 | 1 | 1 | 0 | 0 | 1
485 | 0 | 0 | 1 | 0 | 0 | 0 | 1 | 1 | 0 | 0 | 1
486 | 0 | 0 | 1 | 0 | 0 | 0 | 1 | 1 | 0 | 0 | 1
487 | 0 | 0 | 1 | 0 | 0 | 0 | 1 | 1 | 0 | 0 | 1
488 | 0 | 0 | 1 | 0 | 0 | 0 | 1 | 1 | 0 | 0 | 1
489 | 0 | 0 | 1 | 0 | 0 | 0 | 1 | 1 | 0 | 0 | 1
490 | 0.044384 | 0 | 1 | 0 | 0 | 0 | 1 | 1 | 0.044384 | 0 | 1
491 | 0.12147 | 0 | 1 | 0 | 0 | 0 | 1 | 1 | 0.12147 | 0 | 1
492 | 0.17511 | 0 | 1 | 0 | 0 | 0 | 1 | 1 | 0.17511 | 0 | 1
493 | 0.10569 | 0 | 1 | 0 | 0 | 0 | 1 | 1 | 0.10569 | 0 | 1
494 | 0.035507 | 0 | 1 | 0 | 0 | 0 | 1 | 1 | 0.035507 | 0 | 1
495 | 0 | 0 | 1 | 0 | 0 | 0 | 1 | 1 | 0 | 0 | 1
496 | 0 | 0.0069206 | 1 | 0 | 0 | 0 | 1 | 1 | 0 | 0.0069206 | 1
497 | 0 | 0.019866 | 1 | 0 | 0 | 0 | 1 | 1 | 0 | 0.019866 | 1
498 | 0 | 0 | 1 | 0 | 0 | 1 | 1 | 1 | 0 | 0 | 1
499 | 0 | 0 | 1 | 0 | 0 | 1 | 1 | 1 | 0 | 0 | 1
500 | 0 | 0 | 1 | 0 | 0 | 1 | 1 | 1 | 0 | 0 | 1
501 | 0 | 0.0044661 | 1 | 0 | 0 | 1 | 1 | 1 | 0 | 0.0044661 | 1
502 | 0 | 0 | 1 | 0 | 0 | 0 | 1 | 1 | 0 | 0 | 1
503 | 0 | 0 | 1 | 0 | 0 | 0 | 1 | 1 | 0 | 0 | 1
504 | 0 | 0 | 1 | 0 | 0 | 0 | 1 | 1 | 0 | 0 | 1
505 | 0 | 0 | 1 | 0 | 0 | 0 | 1 | 1 | 0 | 0 | 1
506 | 0 | 0 | 1 | 0 | 0 | 0 | 1 | 1 | 0 | 0 | 1
507 | 0 | 0 | 1 | 0 | 0 | 0 | 1 | 1 | 0 | 0 | 1
508 | 0 | 0 | 1 | 0 | 0 | 0 | 1 | 1 | 0 | 0 | 1
509 | 0 | 0 | 1 | 0 | 0 | 0 | 1 | 1 | 0 | 0 | 1
510 | 0 | 0 | 1 | 0 | 0 | 0 | 1 | 1 | 0 | 0 | 1
511 | 0 | 0 | 1 | 0 | 0 | 0 | 1 | 1 | 0 | 0 | 1
512 | 0 | 0 | 1 | 0 | 0 | 0 | 1 | 1 | 0 | 0 | 1
513 | 0 | 0 | 1 | 0 | 0 | 0 | 1 | 1 | 0 | 0 | 1
514 | 0.081661 | 0 | 1 | 0 | 0 | 0 | 1 | 1 | 0.081661 | 0 | 1
515 | 0.19029 | 0 | 1 | 0 | 0 | 0 | 1 | 1 | 0.19029 | 0 | 1
516 | 0.21211 | 0.025821 | 1 | 0 | 0 | 0 | 1 | 1 | 0.21211 | 0.025821 | 1
517 | 0.17249 | 0.034938 | 1 | 0 | 0 | 0 | 1 | 1 | 0.17249 | 0.034938 | 1
518 | 0.1255 | 0.032434 | 1 | 0 | 0 | 0 | 1 | 1 | 0.1255 | 0.032434 | 1
519 | 0.11476 | 0.027009 | 1 | 0 | 0 | 0 | 1 | 1 | 0.11476 | 0.027009 | 1
520 | 0.062004 | 0.031839 | 1 | 0 | 0 | 0 | 1 | 1 | 0.062004 | 0.031839 | 1
521 | 0 | 0.055309 | 1 | 0 | 0 | 0 | 1 | 1 | 0 | 0.055309 | 1
522 | 0 | 0.022323 | 1 | 0 | 0 | 1 | 1 | 1 | 0 | 0.022323 | 1
523 | 0 | 0.00027693 | 1 | 0 | 0 | 1 | 1 | 1 | 0 | 0.00027693 | 1
524 | 0 | 0.0073817 | 1 | 0 | 0 | 1 | 1 | 1 | 0 | 0.0073817 | 1
525 | 0 | 0 | 1 | 0 | 0 | 1 | 1 | 1 | 0 | 0 | 1
526 | 0 | 0 | 1 | 0 | 0 | 0 | 1 | 1 | 0 | 0 | 1
527 | 0 | 0 | 1 | 0 | 0 | 0 | 1 | 1 | 0 | 0 | 1
528 | 0 | 0 | 1 | 0 | 0 | 0 | 1 | 1 | 0 | 0 | 1
529 | 0 | 0 | 1 | 0 | 0 | 0 | 1 | 1 | 0 | 0 | 1
530 | 0 | 0 | 1 | 0 | 0 | 0 | 1 | 1 | 0 | 0 | 1
531 | 0 | 0 | 1 | 0 | 0 | 0 | 1 | 1 | 0 | 0 | 1
532 | 0 | 0 | 1 | 0 | 0 | 0 | 1 | 1 | 0 | 0 | 1
533 | 0 | 0 | 1 | 0 | 0 | 0 | 1 | 1 | 0 | 0 | 1
534 | 0 | 0 | 1 | 0 | 0 | 0 | 1 | 1 | 0 | 0 | 1
535 | 0 | 0 | 1 | 0 | 0 | 0 | 1 | 1 | 0 | 0 | 1
536 | 0 | 0 | 1 | 0 | 0 | 0 | 1 | 1 | 0 | 0 | 1
537 | 0 | 0 | 1 | 0 | 0 | 0 | 1 | 1 | 0 | 0 | 1
538 | 0.064634 | 0 | 1 | 0 | 0 | 0 | 1 | 1 | 0.064634 | 0 | 1
539 | 0.12742 | 0 | 1 | 0 | 0 | 0 | 1 | 1 | 0.12742 | 0 | 1
540 | 0.13846 | 0.015797 | 1 | 0 | 0 | 0 | 1 | 1 | 0.13846 | 0.015797 | 1
541 | 0.14007 | 0.032341 | 1 | 0 | 0 | 0 | 1 | 1 | 0.14007 | 0.032341 | 1
542 | 0.13587 | 0.0263 | 1 | 0 | 0 | 0 | 1 | 1 | 0.13587 | 0.0263 | 1
543 | 0.10755 | 0.029157 | 1 | 0 | 0 | 0 | 1 | 1 | 0.10755 | 0.029157 | 1
544 | 0.085207 | 0.016034 | 1 | 0 | 0 | 0 | 1 | 1 | 0.085207 | 0.016034 | 1
545 | 0 | 0.032836 | 1 | 0 | 0 | 0 | 1 | 1 | 0 | 0.032836 | 1
546 | 0 | 0.0046598 | 1 | 0 | 0 | 1 | 1 | 1 | 0 | 0.0046598 | 1
547 | 0 | 0.002287 | 1 | 0 | 0 | 1 | 1 | 1 | 0 | 0.002287 | 1
548 | 0 | 0.00763 | 1 | 0 | 0 | 1 | 1 | 1 | 0 | 0.00763 | 1
549 | 0 | 0 | 1 | 0 | 0 | 1 | 1 | 1 | 0 | 0 | 1
550 | 0 | 0 | 1 | 0 | 0 | 0 | 1 | 1 | 0 | 0 | 1
551 | 0 | 0 | 1 | 0 | 0 | 0 | 1 | 1 | 0 | 0 | 1
552 | 0 | 0 | 1 | 0 | 0 | 0 | 1 | 1 | 0 | 0 | 1
553 | 0 | 0 | 1 | 0 | 0 | 0 | 1 | 1 | 0 | 0 | 1
554 | 0 | 0 | 1 | 0 | 0 | 0 | 1 | 1 | 0 | 0 | 1
555 | 0 | 0 | 1 | 0 | 0 | 0 | 1 | 1 | 0 | 0 | 1
556 | 0 | 0 | 1 | 0 | 0 | 0 | 1 | 1 | 0 | 0 | 1
557 | 0 | 0 | 1 | 0 | 0 | 0 | 1 | 1 | 0 | 0 | 1
558 | 0 | 0 | 1 | 0 | 0 | 0 | 1 | 1 | 0 | 0 | 1
559 | 0 | 0 | 1 | 0 | 0 | 0 | 1 | 1 | 0 | 0 | 1
560 | 0 | 0 | 1 | 0 | 0 | 0 | 1 | 1 | 0 | 0 | 1
561 | 0 | 0 | 1 | 0 | 0 | 0 | 1 | 1 | 0 | 0 | 1
562 | 0.05915 | 0 | 1 | 0 | 0 | 0 | 1 | 1 | 0.05915 | 0 | 1
563 | 0.13684 | 0 | 1 | 0 | 0 | 0 | 1 | 1 | 0.13684 | 0 | 1
564 | 0.14326 | 0.0012029 | 1 | 0 | 0 | 0 | 1 | 1 | 0.14326 | 0.0012029 | 1
565 | 0.17073 | 0.012804 | 1 | 0 | 0 | 0 | 1 | 1 | 0.17073 | 0.012804 | 1
566 | 0.19847 | 0 | 1 | 0 | 0 | 0 | 1 | 1 | 0.19847 | 0 | 1
567 | 0.18154 | 0 | 1 | 0 | 0 | 0 | 1 | 1 | 0.18154 | 0 | 1
568 | 0.12704 | 0 | 1 | 0 | 0 | 0 | 1 | 1 | 0.12704 | 0 | 1
569 | 0.00048291 | 0 | 1 | 0 | 0 | 0 | 1 | 1 | 0.00048291 | 0 | 1
570 | 0 | 0 | 1 | 0 | 0 | 1 | 1 | 1 | 0 | 0 | 1
571 | 0 | 0 | 1 | 0 | 0 | 1 | 1 | 1 | 0 | 0 | 1
572 | 0 | 0 | 1 | 0 | 0 | 1 | 1 | 1 | 0 | 0 | 1
573 | 0 | 0 | 1 | 0 | 0 | 1 | 1 | 1 | 0 | 0 | 1
574 | 0 | 0 | 1 | 0 | 0 | 0 | 1 | 1 | 0 | 0 | 1
575 | 0 | 0 | 1 | 0 | 0 | 0 | 1 | 1 | 0 | 0 | 1
576 | 0 | 0 | 1 | 0 | 0 | 0 | 1 | 1 | 0 | 0 | 1
577 | 0 | 0 | 1 | 0 | 0 | 0 | 1 | 1 | 0 | 0 | 1
578 | 0 | 0 | 1 | 0 | 0 | 0 | 1 | 1 | 0 | 0 | 1
579 | 0 | 0 | 1 | 0 | 0 | 0 | 1 | 1 | 0 | 0 | 1
580 | 0 | 0 | 1 | 0 | 0 | 0 | 1 | 1 | 0 | 0 | 1
581 | 0 | 0 | 1 | 0 | 0 | 0 | 1 | 1 | 0 | 0 | 1
582 | 0 | 0 | 1 | 0 | 0 | 0 | 1 | 1 | 0 | 0 | 1
583 | 0 | 0 | 1 | 0 | 0 | 0 | 1 | 1 | 0 | 0 | 1
584 | 0 | 0 | 1 | 0 | 0 | 0 | 1 | 1 | 0 | 0 | 1
585 | 0 | 0 | 1 | 0 | 0 | 0 | 1 | 1 | 0 | 0 | 1
586 | 0.078446 | 0 | 1 | 0 | 0 | 0 | 1 | 1 | 0.078446 | 0 | 1
587 | 0.14087 | 0 | 1 | 0 | 0 | 0 | 1 | 1 | 0.14087 | 0 | 1
588 | 0.15788 | 0 | 1 | 0 | 0 | 0 | 1 | 1 | 0.15788 | 0 | 1
589 | 0.16804 | 0.0044192 | 1 | 0 | 0 | 0 | 1 | 1 | 0.16804 | 0.0044192 | 1
590 | 0.19876 | 0 | 1 | 0 | 0 | 0 | 1 | 1 | 0.19876 | 0 | 1
591 | 0.19043 | 0 | 1 | 0 | 0 | 0 | 1 | 1 | 0.19043 | 0 | 1
592 | 0.14375 | 0 | 1 | 0 | 0 | 0 | 1 | 1 | 0.14375 | 0 | 1
593 | 0 | 0 | 1 | 0 | 0 | 0 | 1 | 1 | 0 | 0 | 1
594 | 0 | 0 | 1 | 0 | 0 | 1 | 1 | 1 | 0 | 0 | 1
595 | 0 | 0 | 1 | 0 | 0 | 1 | 1 | 1 | 0 | 0 | 1
596 | 0 | 0 | 1 | 0 | 0 | 1 | 1 | 1 | 0 | 0 | 1
597 | 0 | 0 | 1 | 0 | 0 | 1 | 1 | 1 | 0 | 0 | 1
598 | 0 | 0 | 1 | 0 | 0 | 0 | 1 | 1 | 0 | 0 | 1
599 | 0 | 0 | 1 | 0 | 0 | 0 | 1 | 1 | 0 | 0 | 1
600 | 0 | 0 | 1 | 0 | 0 | 0 | 1 | 1 | 0 | 0 | 1
601 | 0 | 0 | 1 | 0 | 0 | 0 | 1 | 1 | 0 | 0 | 1
602 | 0 | 0 | 1 | 0 | 0 | 0 | 1 | 1 | 0 | 0 | 1
603 | 0 | 0 | 1 | 0 | 0 | 0 | 1 | 1 | 0 | 0 | 1
604 | 0 | 0 | 1 | 0 | 0 | 0 | 1 | 1 | 0 | 0 | 1
605 | 0 | 0 | 1 | 0 | 0 | 0 | 1 | 1 | 0 | 0 | 1
606 | 0 | 0 | 1 | 0 | 0 | 0 | 1 | 1 | 0 | 0 | 1
607 | 0 | 0 | 1 | 0 | 0 | 0 | 1 | 1 | 0 | 0 | 1
608 | 0 | 0 | 1 | 0 | 0 | 0 | 1 | 1 | 0 | 0 | 1
609 | 0.012196 | 0 | 1 | 0 | 0 | 0 | 1 | 1 | 0.012196 | 0 | 1
610 | 0.13788 | 0 | 1 | 0 | 0 | 0 | 1 | 1 | 0.13788 | 0 | 1
611 | 0.27884 | 0 | 1 | 0 | 0 | 0 | 1 | 1 | 0.27884 | 0 | 1
612 | 0.26607 | 0 | 1 | 0 | 0 | 0 | 1 | 1 | 0.26607 | 0 | 1
613 | 0.22299 | 0 | 1 | 0 | 0 | 0 | 1 | 1 | 0.22299 | 0 | 1
614 | 0.2113 | 0 | 1 | 0 | 0 | 0 | 1 | 1 | 0.2113 | 0 | 1
615 | 0.13887 | 0 | 1 | 0 | 0 | 0 | 1 | 1 | 0.13887 | 0 | 1
616 | 0.038572 | 0 | 1 | 0 | 0 | 0 | 1 | 1 | 0.038572 | 0 | 1
617 | 0 | 0 | 1 | 0 | 0 | 0 | 1 | 1 | 0 | 0 | 1
618 | 0 | 0 | 1 | 0 | 0 | 1 | 1 | 1 | 0 | 0 | 1
619 | 0 | 0 | 1 | 0 | 0 | 1 | 1 | 1 | 0 | 0 | 1
620 | 0 | 0 | 1 | 0 | 0 | 1 | 1 | 1 | 0 | 0 | 1
621 | 0 | 0 | 1 | 0 | 0 | 1 | 1 | 1 | 0 | 0 | 1
622 | 0 | 0 | 1 | 0 | 0 | 0 | 1 | 1 | 0 | 0 | 1
623 | 0 | 0 | 1 | 0 | 0 | 0 | 1 | 1 | 0 | 0 | 1
624 | 0 | 0 | 1 | 0 | 0 | 0 | 1 | 1 | 0 | 0 | 1
625 | 0 | 0 | 1 | 0 | 0 | 0 | 1 | 1 | 0 | 0 | 1
626 | 0 | 0 | 1 | 0 | 0 | 0 | 1 | 1 | 0 | 0 | 1
627 | 0 | 0 | 1 | 0 | 0 | 0 | 1 | 1 | 0 | 0 | 1
628 | 0 | 0 | 1 | 0 | 0 | 0 | 1 | 1 | 0 | 0 | 1
629 | 0 | 0 | 1 | 0 | 0 | 0 | 1 | 1 | 0 | 0 | 1
630 | 0 | 0 | 1 | 0 | 0 | 0 | 1 | 1 | 0 | 0 | 1
631 | 0 | 0 | 1 | 0 | 0 | 0 | 1 | 1 | 0 | 0 | 1
632 | 0 | 0 | 1 | 0 | 0 | 0 | 1 | 1 | 0 | 0 | 1
633 | 0.012141 | 0 | 1 | 0 | 0 | 0 | 1 | 1 | 0.012141 | 0 | 1
634 | 0.15 | 0 | 1 | 0 | 0 | 0 | 1 | 1 | 0.15 | 0 | 1
635 | 0.29229 | 0 | 1 | 0 | 0 | 0 | 1 | 1 | 0.29229 | 0 | 1
636 | 0.23295 | 0 | 1 | 0 | 0 | 0 | 1 | 1 | 0.23295 | 0 | 1
637 | 0.20487 | 0 | 1 | 0 | 0 | 0 | 1 | 1 | 0.20487 | 0 | 1
638 | 0.21353 | 0 | 1 | 0 | 0 | 0 | 1 | 1 | 0.21353 | 0 | 1
639 | 0.14058 | 0 | 1 | 0 | 0 | 0 | 1 | 1 | 0.14058 | 0 | 1
640 | 0.045723 | 0 | 1 | 0 | 0 | 0 | 1 | 1 | 0.045723 | 0 | 1
641 | 0 | 0 | 1 | 0 | 0 | 0 | 1 | 1 | 0 | 0 | 1
642 | 0 | 0 | 1 | 0 | 0 | 1 | 1 | 1 | 0 | 0 | 1
643 | 0 | 0 | 1 | 0 | 0 | 1 | 1 | 1 | 0 | 0 | 1
644 | 0 | 0 | 1 | 0 | 0 | 1 | 1 | 1 | 0 | 0 | 1
645 | 0 | 0 | 1 | 0 | 0 | 1 | 1 | 1 | 0 | 0 | 1
646 | 0 | 0 | 1 | 0 | 0 | 0 | 1 | 1 | 0 | 0 | 1
647 | 0 | 0 | 1 | 0 | 0 | 0 | 1 | 1 | 0 | 0 | 1
648 | 0 | 0 | 1 | 0 | 0 | 0 | 1 | 1 | 0 | 0 | 1
649 | 0 | 0 | 1 | 0 | 0 | 0 | 1 | 1 | 0 | 0 | 1
650 | 0 | 0 | 1 | 0 | 0 | 0 | 1 | 1 | 0 | 0 | 1
651 | 0 | 0 | 1 | 0 | 0 | 0 | 1 | 1 | 0 | 0 | 1
652 | 0 | 0 | 1 | 0 | 0 | 0 | 1 | 1 | 0 | 0 | 1
653 | 0 | 0 | 1 | 0 | 0 | 0 | 1 | 1 | 0 | 0 | 1
654 | 0 | 0 | 1 | 0 | 0 | 0 | 1 | 1 | 0 | 0 | 1
655 | 0 | 0 | 1 | 0 | 0 | 0 | 1 | 1 | 0 | 0 | 1
656 | 0 | 0 | 1 | 0 | 0 | 0 | 1 | 1 | 0 | 0 | 1
657 | 0.0017274 | 0 | 1 | 0 | 0 | 0 | 1 | 1 | 0.0017274 | 0 | 1
658 | 0.11223 | 0 | 1 | 0 | 0 | 0 | 1 | 1 | 0.11223 | 0 | 1
659 | 0.26411 | 0 | 1 | 0 | 0 | 0 | 1 | 1 | 0.26411 | 0 | 1
660 | 0.25948 | 0 | 1 | 0 | 0 | 0 | 1 | 1 | 0.25948 | 0 | 1
661 | 0.21068 | 0 | 1 | 0 | 0 | 0 | 1 | 1 | 0.21068 | 0 | 1
662 | 0.26143 | 0 | 1 | 0 | 0 | 0 | 1 | 1 | 0.26143 | 0 | 1
663 | 0.14688 | 0 | 1 | 0 | 0 | 0 | 1 | 1 | 0.14688 | 0 | 1
664 | 0.065661 | 0 | 1 | 0 | 0 | 0 | 1 | 1 | 0.065661 | 0 | 1
665 | 0 | 0 | 1 | 0 | 0 | 0 | 1 | 1 | 0 | 0 | 1
666 | 0 | 0 | 1 | 0 | 0 | 1 | 1 | 1 | 0 | 0 | 1
667 | 0 | 0 | 1 | 0 | 0 | 1 | 1 | 1 | 0 | 0 | 1
668 | 0 | 0 | 1 | 0 | 0 | 1 | 1 | 1 | 0 | 0 | 1
669 | 0 | 0 | 1 | 0 | 0 | 1 | 1 | 1 | 0 | 0 | 1
670 | 0 | 0 | 1 | 0 | 0 | 0 | 1 | 1 | 0 | 0 | 1
671 | 0 | 0 | 1 | 0 | 0 | 0 | 1 | 1 | 0 | 0 | 1
672 | 0 | 0 | 1 | 0 | 0 | 0 | 1 | 1 | 0 | 0 | 1
673 | 0 | 0 | 1 | 0 | 0 | 0 | 1 | 1 | 0 | 0 | 1
674 | 0 | 0 | 1 | 0 | 0 | 0 | 1 | 1 | 0 | 0 | 1
675 | 0 | 0 | 1 | 0 | 0 | 0 | 1 | 1 | 0 | 0 | 1
676 | 0 | 0 | 1 | 0 | 0 | 0 | 1 | 1 | 0 | 0 | 1
677 | 0 | 0 | 1 | 0 | 0 | 0 | 1 | 1 | 0 | 0 | 1
678 | 0 | 0 | 1 | 0 | 0 | 0 | 1 | 1 | 0 | 0 | 1
679 | 0 | 0 | 1 | 0 | 0 | 0 | 1 | 1 | 0 | 0 | 1
680 | 0 | 0 | 1 | 0 | 0 | 0 | 1 | 1 | 0 | 0 | 1
681 | 0 | 0 | 1 | 0 | 0 | 0 | 1 | 1 | 0 | 0 | 1
682 | 0.13221 | 0 | 1 | 0 | 0 | 0 | 1 | 1 | 0.13221 | 0 | 1
683 | 0.26528 | 0 | 1 | 0 | 0 | 0 | 1 | 1 | 0.26528 | 0 | 1
684 | 0.27604 | 0 | 1 | 0 | 0 | 0 | 1 | 1 | 0.27604 | 0 | 1
685 | 0.25366 | 0 | 1 | 0 | 0 | 0 | 1 | 1 | 0.25366 | 0 | 1
686 | 0.33727 | 0 | 1 | 0 | 0 | 0 | 1 | 1 | 0.33727 | 0 | 1
687 | 0.31186 | 0 | 1 | 0 | 0 | 0 | 1 | 1 | 0.31186 | 0 | 1
688 | 0.20493 | 0 | 1 | 0 | 0 | 0 | 1 | 1 | 0.20493 | 0 | 1
689 | 0.02576 | 0 | 1 | 0 | 0 | 0 | 1 | 1 | 0.02576 | 0 | 1
690 | 0 | 0 | 1 | 0 | 0 | 1 | 1 | 1 | 0 | 0 | 1
691 | 0 | 0 | 1 | 0 | 0 | 1 | 1 | 1 | 0 | 0 | 1
692 | 0 | 0 | 1 | 0 | 0 | 1 | 1 | 1 | 0 | 0 | 1
693 | 0 | 0 | 1 | 0 | 0 | 1 | 1 | 1 | 0 | 0 | 1
694 | 0 | 0 | 1 | 0 | 0 | 0 | 1 | 1 | 0 | 0 | 1
695 | 0 | 0 | 1 | 0 | 0 | 0 | 1 | 1 | 0 | 0 | 1
696 | 0 | 0 | 1 | 0 | 0 | 0 | 1 | 1 | 0 | 0 | 1
697 | 0 | 0 | 1 | 0 | 0 | 0 | 1 | 1 | 0 | 0 | 1
698 | 0 | 0 | 1 | 0 | 0 | 0 | 1 | 1 | 0 | 0 | 1
699 | 0 | 0 | 1 | 0 | 0 | 0 | 1 | 1 | 0 | 0 | 1
700 | 0 | 0 | 1 | 0 | 0 | 0 | 1 | 1 | 0 | 0 | 1
701 | 0 | 0 | 1 | 0 | 0 | 0 | 1 | 1 | 0 | 0 | 1
702 | 0 | 0 | 1 | 0 | 0 | 0 | 1 | 1 | 0 | 0 | 1
703 | 0 | 0 | 1 | 0 | 0 | 0 | 1 | 1 | 0 | 0 | 1
704 | 0 | 0 | 1 | 0 | 0 | 0 | 1 | 1 | 0 | 0 | 1
705 | 0 | 0 | 1 | 0 | 0 | 0 | 1 | 1 | 0 | 0 | 1
706 | 0.062412 | 0 | 1 | 0 | 0 | 0 | 1 | 1 | 0.062412 | 0 | 1
707 | 0.1558 | 0 | 1 | 0 | 0 | 0 | 1 | 1 | 0.1558 | 0 | 1
708 | 0.20828 | 0 | 1 | 0 | 0 | 0 | 1 | 1 | 0.20828 | 0 | 1
709 | 0.20617 | 0 | 1 | 0 | 0 | 0 | 1 | 1 | 0.20617 | 0 | 1
710 | 0.26604 | 0 | 1 | 0 | 0 | 0 | 1 | 1 | 0.26604 | 0 | 1
711 | 0.21365 | 0 | 1 | 0 | 0 | 0 | 1 | 1 | 0.21365 | 0 | 1
712 | 0.13442 | 0 | 1 | 0 | 0 | 0 | 1 | 1 | 0.13442 | 0 | 1
713 | 0 | 0 | 1 | 0 | 0 | 0 | 1 | 1 | 0 | 0 | 1
714 | 0 | 0 | 1 | 0 | 0 | 1 | 1 | 1 | 0 | 0 | 1
715 | 0 | 0 | 1 | 0 | 0 | 1 | 1 | 1 | 0 | 0 | 1
716 | 0 | 0 | 1 | 0 | 0 | 1 | 1 | 1 | 0 | 0 | 1
717 | 0 | 0 | 1 | 0 | 0 | 1 | 1 | 1 | 0 | 0 | 1
718 | 0 | 0 | 1 | 0 | 0 | 0 | 1 | 1 | 0 | 0 | 1
719 | 0 | 0 | 1 | 0 | 0 | 0 | 1 | 1 | 0 | 0 | 1
720 | 0 | 0 | 1 | 0 | 0 | 0 | 1 | 1 | 0 | 0 | 1
721 | 0 | 0 | 1 | 0 | 0 | 0 | 1 | 1 | 0 | 0 | 1
722 | 0 | 0 | 1 | 0 | 0 | 0 | 1 | 1 | 0 | 0 | 1
723 | 0 | 0 | 1 | 0 | 0 | 0 | 1 | 1 | 0 | 0 | 1
724 | 0 | 0 | 1 | 0 | 0 | 0 | 1 | 1 | 0 | 0 | 1
725 | 0 | 0 | 1 | 0 | 0 | 0 | 1 | 1 | 0 | 0 | 1
726 | 0 | 0 | 1 | 0 | 0 | 0 | 1 | 1 | 0 | 0 | 1
727 | 0 | 0 | 1 | 0 | 0 | 0 | 1 | 1 | 0 | 0 | 1
728 | 0 | 0 | 1 | 0 | 0 | 0 | 1 | 1 | 0 | 0 | 1
729 | 0 | 0 | 1 | 0 | 0 | 0 | 1 | 1 | 0 | 0 | 1
730 | 0.017501 | 0 | 1 | 0 | 0 | 0 | 1 | 1 | 0.017501 | 0 | 1
731 | 0.074813 | 0 | 1 | 0 | 0 | 0 | 1 | 1 | 0.074813 | 0 | 1
732 | 0.085193 | 0 | 1 | 0 | 0 | 0 | 1 | 1 | 0.085193 | 0 | 1
733 | 0.14537 | 0 | 1 | 0 | 0 | 0 | 1 | 1 | 0.14537 | 0 | 1
734 | 0.15489 | 0 | 1 | 0 | 0 | 0 | 1 | 1 | 0.15489 | 0 | 1
735 | 0.17068 | 0 | 1 | 0 | 0 | 0 | 1 | 1 | 0.17068 | 0 | 1
736 | 0.091608 | 0 | 1 | 0 | 0 | 0 | 1 | 1 | 0.091608 | 0 | 1
737 | 0 | 0 | 1 | 0 | 0 | 0 | 1 | 1 | 0 | 0 | 1
738 | 0 | 0 | 1 | 0 | 0 | 1 | 1 | 1 | 0 | 0 | 1
739 | 0 | 0 | 1 | 0 | 0 | 1 | 1 | 1 | 0 | 0 | 1
740 | 0 | 0 | 1 | 0 | 0 | 1 | 1 | 1 | 0 | 0 | 1
741 | 0 | 0 | 1 | 0 | 0 | 1 | 1 | 1 | 0 | 0 | 1
742 | 0 | 0 | 1 | 0 | 0 | 0 | 1 | 1 | 0 | 0 | 1
743 | 0 | 0 | 1 | 0 | 0 | 0 | 1 | 1 | 0 | 0 | 1
744 | 0 | 0 | 1 | 0 | 0 | 0 | 1 | 1 | 0 | 0 | 1
745 | 0 | 0 | 1 | 0 | 0 | 0 | 1 | 1 | 0 | 0 | 1
746 | 0 | 0 | 1 | 0 | 0 | 0 | 1 | 1 | 0 | 0 | 1
747 | 0 | 0 | 1 | 0 | 0 | 0 | 1 | 1 | 0 | 0 | 1
748 | 0 | 0 | 1 | 0 | 0 | 0 | 1 | 1 | 0 | 0 | 1
749 | 0 | 0 | 1 | 0 | 0 | 0 | 1 | 1 | 0 | 0 | 1
750 | 0 | 0 | 1 | 0 | 0 | 0 | 1 | 1 | 0 | 0 | 1
751 | 0 | 0 | 1 | 0 | 0 | 0 | 1 | 1 | 0 | 0 | 1
752 | 0 | 0 | 1 | 0 | 0 | 0 | 1 | 1 | 0 | 0 | 1
753 | 0 | 0 | 1 | 0 | 0 | 0 | 1 | 1 | 0 | 0 | 1
754 | 0 | 0 | 1 | 0 | 0 | 0 | 1 | 1 | 0 | 0 | 1
755 | 0 | 0 | 1 | 0 | 0 | 0 | 1 | 1 | 0 | 0 | 1
756 | 0.078589 | 0 | 1 | 0 | 0 | 0 | 1 | 1 | 0.078589 | 0 | 1
757 | 0.14917 | 0.0016221 | 1 | 0 | 0 | 0 | 1 | 1 | 0.14917 | 0.0016221 | 1
758 | 0.14283 | 0 | 1 | 0 | 0 | 0 | 1 | 1 | 0.14283 | 0 | 1
759 | 0.11356 | 0.0052107 | 1 | 0 | 0 | 0 | 1 | 1 | 0.11356 | 0.0052107 | 1
760 | 0.044074 | 0 | 1 | 0 | 0 | 0 | 1 | 1 | 0.044074 | 0 | 1
761 | 0 | 0.0063261 | 1 | 0 | 0 | 0 | 1 | 1 | 0 | 0.0063261 | 1
762 | 0 | 0 | 1 | 0 | 0 | 1 | 1 | 1 | 0 | 0 | 1
763 | 0 | 0 | 1 | 0 | 0 | 1 | 1 | 1 | 0 | 0 | 1
764 | 0 | 0 | 1 | 0 | 0 | 1 | 1 | 1 | 0 | 0 | 1
765 | 0 | 0 | 1 | 0 | 0 | 1 | 1 | 1 | 0 | 0 | 1
766 | 0 | 0 | 1 | 0 | 0 | 0 | 1 | 1 | 0 | 0 | 1
767 | 0 | 0 | 1 | 0 | 0 | 0 | 1 | 1 | 0 | 0 | 1
768 | 0 | 0 | 1 | 0 | 0 | 0 | 1 | 1 | 0 | 0 | 1
769 | 0 | 0 | 1 | 0 | 0 | 0 | 1 | 1 | 0 | 0 | 1
770 | 0 | 0 | 1 | 0 | 0 | 0 | 1 | 1 | 0 | 0 | 1
771 | 0 | 0 | 1 | 0 | 0 | 0 | 1 | 1 | 0 | 0 | 1
772 | 0 | 0 | 1 | 0 | 0 | 0 | 1 | 1 | 0 | 0 | 1
773 | 0 | 0 | 1 | 0 | 0 | 0 | 1 | 1 | 0 | 0 | 1
774 | 0 | 0 | 1 | 0 | 0 | 0 | 1 | 1 | 0 | 0 | 1
775 | 0 | 0 | 1 | 0 | 0 | 0 | 1 | 1 | 0 | 0 | 1
776 | 0 | 0 | 1 | 0 | 0 | 0 | 1 | 1 | 0 | 0 | 1
777 | 0 | 0 | 1 | 0 | 0 | 0 | 1 | 1 | 0 | 0 | 1
778 | 0 | 0 | 1 | 0 | 0 | 0 | 1 | 1 | 0 | 0 | 1
779 | 0 | 0 | 1 | 0 | 0 | 0 | 1 | 1 | 0 | 0 | 1
780 | 0.056387 | 0 | 1 | 0 | 0 | 0 | 1 | 1 | 0.056387 | 0 | 1
781 | 0.144 | 0 | 1 | 0 | 0 | 0 | 1 | 1 | 0.144 | 0 | 1
782 | 0.11043 | 0 | 1 | 0 | 0 | 0 | 1 | 1 | 0.11043 | 0 | 1
783 | 0.035619 | 0 | 1 | 0 | 0 | 0 | 1 | 1 | 0.035619 | 0 | 1
784 | 0 | 0 | 1 | 0 | 0 | 0 | 1 | 1 | 0 | 0 | 1
785 | 0 | 0 | 1 | 0 | 0 | 0 | 1 | 1 | 0 | 0 | 1
786 | 0 | 0 | 1 | 0 | 0 | 1 | 1 | 1 | 0 | 0 | 1
787 | 0 | 0 | 1 | 0 | 0 | 1 | 1 | 1 | 0 | 0 | 1
788 | 0 | 0 | 1 | 0 | 0 | 1 | 1 | 1 | 0 | 0 | 1
789 | 0 | 0 | 1 | 0 | 0 | 1 | 1 | 1 | 0 | 0 | 1
790 | 0 | 0 | 1 | 0 | 0 | 0 | 1 | 1 | 0 | 0 | 1
791 | 0 | 0 | 1 | 0 | 0 | 0 | 1 | 1 | 0 | 0 | 1
792 | 0 | 0 | 1 | 0 | 0 | 0 | 1 | 1 | 0 | 0 | 1
793 | 0 | 0 | 1 | 0 | 0 | 0 | 1 | 1 | 0 | 0 | 1
794 | 0 | 0 | 1 | 0 | 0 | 0 | 1 | 1 | 0 | 0 | 1
795 | 0 | 0 | 1 | 0 | 0 | 0 | 1 | 1 | 0 | 0 | 1
796 | 0 | 0 | 1 | 0 | 0 | 0 | 1 | 1 | 0 | 0 | 1
797 | 0 | 0 | 1 | 0 | 0 | 0 | 1 | 1 | 0 | 0 | 1
798 | 0 | 0 | 1 | 0 | 0 | 0 | 1 | 1 | 0 | 0 | 1
799 | 0 | 0 | 1 | 0 | 0 | 0 | 1 | 1 | 0 | 0 | 1
800 | 0 | 0 | 1 | 0 | 0 | 0 | 1 | 1 | 0 | 0 | 1
801 | 0 | 0 | 1 | 0 | 0 | 0 | 1 | 1 | 0 | 0 | 1
802 | 0 | 0 | 1 | 0 | 0 | 0 | 1 | 1 | 0 | 0 | 1
803 | 0 | 0 | 1 | 0 | 0 | 0 | 1 | 1 | 0 | 0 | 1
804 | 0.0051918 | 0 | 1 | 0 | 0 | 0 | 1 | 1 | 0.0051918 | 0 | 1
805 | 0.071815 | 0 | 1 | 0 | 0 | 0 | 1 | 1 | 0.071815 | 0 | 1
806 | 0.079504 | 0 | 1 | 0 | 0 | 0 | 1 | 1 | 0.079504 | 0 | 1
807 | 0.034577 | 0 | 1 | 0 | 0 | 0 | 1 | 1 | 0.034577 | 0 | 1
808 | 0 | 0 | 1 | 0 | 0 | 0 | 1 | 1 | 0 | 0 | 1
809 | 0 | 0 | 1 | 0 | 0 | 0 | 1 | 1 | 0 | 0 | 1
810 | 0 | 0 | 1 | 0 | 0 | 1 | 1 | 1 | 0 | 0 | 1
811 | 0 | 0 | 1 | 0 | 0 | 1 | 1 | 1 | 0 | 0 | 1
812 | 0 | 0 | 1 | 0 | 0 | 1 | 1 | 1 | 0 | 0 | 1
813 | 0 | 0 | 1 | 0 | 0 | 1 | 1 | 1 | 0 | 0 | 1
814 | 0 | 0 | 1 | 0 | 0 | 0 | 1 | 1 | 0 | 0 | 1
815 | 0 | 0 | 1 | 0 | 0 | 0 | 1 | 1 | 0 | 0 | 1
816 | 0 | 0 | 1 | 0 | 0 | 0 | 1 | 1 | 0 | 0 | 1
817 | 0 | 0 | 1 | 0 | 0 | 0 | 1 | 1 | 0 | 0 | 1
818 | 0 | 0 | 1 | 0 | 0 | 0 | 1 | 1 | 0 | 0 | 1
819 | 0 | 0 | 1 | 0 | 0 | 0 | 1 | 1 | 0 | 0 | 1
820 | 0 | 0 | 1 | 0 | 0 | 0 | 1 | 1 | 0 | 0 | 1
821 | 0 | 0 | 1 | 0 | 0 | 0 | 1 | 1 | 0 | 0 | 1
822 | 0 | 0 | 1 | 0 | 0 | 0 | 1 | 1 | 0 | 0 | 1
823 | 0 | 0 | 1 | 0 | 0 | 0 | 1 | 1 | 0 | 0 | 1
824 | 0 | 0 | 1 | 0 | 0 | 0 | 1 | 1 | 0 | 0 | 1
825 | 0 | 0 | 1 | 0 | 0 | 0 | 1 | 1 | 0 | 0 | 1
826 | 0 | 0 | 1 | 0 | 0 | 0 | 1 | 1 | 0 | 0 | 1
827 | 0 | 0 | 1 | 0 | 0 | 0 | 1 | 1 | 0 | 0 | 1
828 | 0.036932 | 0 | 1 | 0 | 0 | 0 | 1 | 1 | 0.036932 | 0 | 1
829 | 0.071033 | 0 | 1 | 0 | 0 | 0 | 1 | 1 | 0.071033 | 0 | 1
830 | 0.081531 | 0 | 1 | 0 | 0 | 0 | 1 | 1 | 0.081531 | 0 | 1
831 | 0.06601 | 0 | 1 | 0 | 0 | 0 | 1 | 1 | 0.06601 | 0 | 1
832 | 0.0099219 | 0 | 1 | 0 | 0 | 0 | 1 | 1 | 0.0099219 | 0 | 1
833 | 0 | 0 | 1 | 0 | 0 | 0 | 1 | 1 | 0 | 0 | 1
834 | 0 | 0 | 1 | 0 | 0 | 1 | 1 | 1 | 0 | 0 | 1
835 | 0 | 0 | 1 | 0 | 0 | 1 | 1 | 1 | 0 | 0 | 1
836 | 0 | 0 | 1 | 0 | 0 | 1 | 1 | 1 | 0 | 0 | 1
837 | 0 | 0 | 1 | 0 | 0 | 1 | 1 | 1 | 0 | 0 | 1
838 | 0 | 0 | 1 | 0 | 0 | 0 | 1 | 1 | 0 | 0 | 1
839 | 0 | 0 | 1 | 0 | 0 | 0 | 1 | 1 | 0 | 0 | 1
840 | 0 | 0 | 1 | 0 | 0 | 0 | 1 | 1 | 0 | 0 | 1
841 | 0 | 0 | 1 | 0 | 0 | 0 | 1 | 1 | 0 | 0 | 1
842 | 0 | 0 | 1 | 0 | 0 | 0 | 1 | 1 | 0 | 0 | 1
843 | 0 | 0 | 1 | 0 | 0 | 0 | 1 | 1 | 0 | 0 | 1
844 | 0 | 0 | 1 | 0 | 0 | 0 | 1 | 1 | 0 | 0 | 1
845 | 0 | 0 | 1 | 0 | 0 | 0 | 1 | 1 | 0 | 0 | 1
846 | 0 | 0 | 1 | 0 | 0 | 0 | 1 | 1 | 0 | 0 | 1
847 | 0 | 0.0016674 | 1 | 0 | 0 | 0 | 1 | 1 | 0 | 0.0016674 | 1
848 | 0 | 0 | 1 | 0 | 0 | 0 | 1 | 1 | 0 | 0 | 1
849 | 0 | 0 | 1 | 0 | 0 | 0 | 1 | 1 | 0 | 0 | 1
850 | 0 | 0 | 1 | 0 | 0 | 0 | 1 | 1 | 0 | 0 | 1
851 | 0 | 0 | 1 | 0 | 0 | 0 | 1 | 1 | 0 | 0 | 1
852 | 0.0077774 | 0 | 1 | 0 | 0 | 0 | 1 | 1 | 0.0077774 | 0 | 1
853 | 0.062741 | 0 | 1 | 0 | 0 | 0 | 1 | 1 | 0.062741 | 0 | 1
854 | 0.10194 | 0 | 1 | 0 | 0 | 0 | 1 | 1 | 0.10194 | 0 | 1
855 | 0.17939 | 0 | 1 | 0 | 0 | 0 | 1 | 1 | 0.17939 | 0 | 1
856 | 0.09374 | 0 | 1 | 0 | 0 | 0 | 1 | 1 | 0.09374 | 0 | 1
857 | 0 | 0 | 1 | 0 | 0 | 0 | 1 | 1 | 0 | 0 | 1
858 | 0 | 0 | 1 | 0 | 0 | 1 | 1 | 1 | 0 | 0 | 1
859 | 0 | 0 | 1 | 0 | 0 | 1 | 1 | 1 | 0 | 0 | 1
860 | 0 | 0 | 1 | 0 | 0 | 1 | 1 | 1 | 0 | 0 | 1
861 | 0 | 0 | 1 | 0 | 0 | 1 | 1 | 1 | 0 | 0 | 1
862 | 0 | 0 | 1 | 0 | 0 | 0 | 1 | 1 | 0 | 0 | 1
863 | 0 | 0 | 1 | 0 | 0 | 0 | 1 | 1 | 0 | 0 | 1
864 | 0 | 0 | 1 | 0 | 0 | 0 | 1 | 1 | 0 | 0 | 1
865 | 0 | 0 | 1 | 0 | 0 | 0 | 1 | 1 | 0 | 0 | 1
866 | 0 | 0 | 1 | 0 | 0 | 0 | 1 | 1 | 0 | 0 | 1
867 | 0 | 0.0047903 | 1 | 0 | 0 | 0 | 1 | 1 | 0 | 0.0047903 | 1
868 | 0 | 0.026509 | 1 | 0 | 0 | 0 | 1 | 1 | 0 | 0.026509 | 1
869 | 0 | 0.021554 | 1 | 0 | 0 | 0 | 1 | 1 | 0 | 0.021554 | 1
870 | 0 | 0 | 1 | 0 | 0 | 0 | 1 | 1 | 0 | 0 | 1
871 | 0 | 0 | 1 | 0 | 0 | 0 | 1 | 1 | 0 | 0 | 1
872 | 0 | 0 | 1 | 0 | 0 | 0 | 1 | 1 | 0 | 0 | 1
873 | 0 | 0 | 1 | 0 | 0 | 0 | 1 | 1 | 0 | 0 | 1
874 | 0.044235 | 0 | 1 | 0 | 0 | 0 | 1 | 1 | 0.044235 | 0 | 1
875 | 0.072055 | 0 | 1 | 0 | 0 | 0 | 1 | 1 | 0.072055 | 0 | 1
876 | 0.12645 | 0 | 1 | 0 | 0 | 0 | 1 | 1 | 0.12645 | 0 | 1
877 | 0.13948 | 0 | 1 | 0 | 0 | 0 | 1 | 1 | 0.13948 | 0 | 1
878 | 0.18814 | 0.0097006 | 1 | 0 | 0 | 0 | 1 | 1 | 0.18814 | 0.0097006 | 1
879 | 0.20254 | 0 | 1 | 0 | 0 | 0 | 1 | 1 | 0.20254 | 0 | 1
880 | 0.11479 | 0 | 1 | 0 | 0 | 0 | 1 | 1 | 0.11479 | 0 | 1
881 | 0.0068435 | 0 | 1 | 0 | 0 | 0 | 1 | 1 | 0.0068435 | 0 | 1
882 | 0 | 0 | 1 | 0 | 0 | 1 | 1 | 1 | 0 | 0 | 1
883 | 0 | 0 | 1 | 0 | 0 | 1 | 1 | 1 | 0 | 0 | 1
884 | 0 | 0 | 1 | 0 | 0 | 1 | 1 | 1 | 0 | 0 | 1
885 | 0 | 0 | 1 | 0 | 0 | 1 | 1 | 1 | 0 | 0 | 1
886 | 0 | 0 | 1 | 0 | 0 | 0 | 1 | 1 | 0 | 0 | 1
887 | 0 | 0 | 1 | 0 | 0 | 0 | 1 | 1 | 0 | 0 | 1
888 | 0 | 0 | 1 | 0 | 0 | 0 | 1 | 1 | 0 | 0 | 1
889 | 0 | 0.008741 | 1 | 0 | 0 | 0 | 1 | 1 | 0 | 0.008741 | 1
890 | 0 | 0 | 1 | 0 | 0 | 0 | 1 | 1 | 0 | 0 | 1
891 | 0 | 0 | 1 | 0 | 0 | 0 | 1 | 1 | 0 | 0 | 1
892 | 0 | 0 | 1 | 0 | 0 | 0 | 1 | 1 | 0 | 0 | 1
893 | 0 | 0 | 1 | 0 | 0 | 0 | 1 | 1 | 0 | 0 | 1
894 | 0 | 0 | 1 | 0 | 0 | 0 | 1 | 1 | 0 | 0 | 1
895 | 0 | 0 | 1 | 0 | 0 | 0 | 1 | 1 | 0 | 0 | 1
896 | 0 | 0 | 1 | 0 | 0 | 0 | 1 | 1 | 0 | 0 | 1
897 | 0 | 0 | 1 | 0 | 0 | 0 | 1 | 1 | 0 | 0 | 1
898 | 0.060966 | 0 | 1 | 0 | 0 | 0 | 1 | 1 | 0.060966 | 0 | 1
899 | 0.055517 | 0 | 1 | 0 | 0 | 0 | 1 | 1 | 0.055517 | 0 | 1
900 | 0.08151 | 0 | 1 | 0 | 0 | 0 | 1 | 1 | 0.08151 | 0 | 1
901 | 0.13808 | 0 | 1 | 0 | 0 | 0 | 1 | 1 | 0.13808 | 0 | 1
902 | 0.20264 | 0 | 1 | 0 | 0 | 0 | 1 | 1 | 0.20264 | 0 | 1
903 | 0.23045 | 0.0033461 | 1 | 0 | 0 | 0 | 1 | 1 | 0.23045 | 0.0033461 | 1
904 | 0.079495 | 0 | 1 | 0 | 0 | 0 | 1 | 1 | 0.079495 | 0 | 1
905 | 0 | 0 | 1 | 0 | 0 | 0 | 1 | 1 | 0 | 0 | 1
906 | 0 | 0 | 1 | 0 | 0 | 1 | 1 | 1 | 0 | 0 | 1
907 | 0 | 0 | 1 | 0 | 0 | 1 | 1 | 1 | 0 | 0 | 1
908 | 0 | 0 | 1 | 0 | 0 | 1 | 1 | 1 | 0 | 0 | 1
909 | 0 | 0 | 1 | 0 | 0 | 1 | 1 | 1 | 0 | 0 | 1
910 | 0 | 0 | 1 | 0 | 0 | 0 | 1 | 1 | 0 | 0 | 1
911 | 0 | 0 | 1 | 0 | 0 | 0 | 1 | 1 | 0 | 0 | 1
912 | 0 | 0 | 1 | 0 | 0 | 0 | 1 | 1 | 0 | 0 | 1
913 | 0 | 0 | 1 | 0 | 0 | 0 | 1 | 1 | 0 | 0 | 1
914 | 0 | 0 | 1 | 0 | 0 | 0 | 1 | 1 | 0 | 0 | 1
915 | 0 | 0 | 1 | 0 | 0 | 0 | 1 | 1 | 0 | 0 | 1
916 | 0 | 0 | 1 | 0 | 0 | 0 | 1 | 1 | 0 | 0 | 1
917 | 0 | 0 | 1 | 0 | 0 | 0 | 1 | 1 | 0 | 0 | 1
918 | 0 | 0 | 1 | 0 | 0 | 0 | 1 | 1 | 0 | 0 | 1
919 | 0 | 0 | 1 | 0 | 0 | 0 | 1 | 1 | 0 | 0 | 1
920 | 0 | 0 | 1 | 0 | 0 | 0 | 1 | 1 | 0 | 0 | 1
921 | 0.053378 | 0 | 1 | 0 | 0 | 0 | 1 | 1 | 0.053378 | 0 | 1
922 | 0.25094 | 0 | 1 | 0 | 0 | 0 | 1 | 1 | 0.25094 | 0 | 1
923 | 0.27171 | 0 | 1 | 0 | 0 | 0 | 1 | 1 | 0.27171 | 0 | 1
924 | 0.32235 | 0 | 1 | 0 | 0 | 0 | 1 | 1 | 0.32235 | 0 | 1
925 | 0.32141 | 0 | 1 | 0 | 0 | 0 | 1 | 1 | 0.32141 | 0 | 1
926 | 0.39278 | 0 | 1 | 0 | 0 | 0 | 1 | 1 | 0.39278 | 0 | 1
927 | 0.32495 | 0 | 1 | 0 | 0 | 0 | 1 | 1 | 0.32495 | 0 | 1
928 | 0.14381 | 0 | 1 | 0 | 0 | 0 | 1 | 1 | 0.14381 | 0 | 1
929 | 0.027046 | 0 | 1 | 0 | 0 | 0 | 1 | 1 | 0.027046 | 0 | 1
930 | 0 | 0 | 1 | 0 | 0 | 1 | 1 | 1 | 0 | 0 | 1
931 | 0 | 0 | 1 | 0 | 0 | 1 | 1 | 1 | 0 | 0 | 1
932 | 0 | 0 | 1 | 0 | 0 | 1 | 1 | 1 | 0 | 0 | 1
933 | 0 | 0 | 1 | 0 | 0 | 1 | 1 | 1 | 0 | 0 | 1
934 | 0 | 0 | 1 | 0 | 0 | 0 | 1 | 1 | 0 | 0 | 1
935 | 0 | 0 | 1 | 0 | 0 | 0 | 1 | 1 | 0 | 0 | 1
936 | 0 | 0 | 1 | 0 | 0 | 0 | 1 | 1 | 0 | 0 | 1
937 | 0 | 0.00011989 | 1 | 0 | 0 | 0 | 1 | 1 | 0 | 0.00011989 | 1
938 | 0 | 0 | 1 | 0 | 0 | 0 | 1 | 1 | 0 | 0 | 1
939 | 0 | 0 | 1 | 0 | 0 | 0 | 1 | 1 | 0 | 0 | 1
940 | 0 | 0 | 1 | 0 | 0 | 0 | 1 | 1 | 0 | 0 | 1
941 | 0 | 0 | 1 | 0 | 0 | 0 | 1 | 1 | 0 | 0 | 1
942 | 0 | 0 | 1 | 0 | 0 | 0 | 1 | 1 | 0 | 0 | 1
943 | 0 | 0 | 1 | 0 | 0 | 0 | 1 | 1 | 0 | 0 | 1
944 | 0 | 0 | 1 | 0 | 0 | 0 | 1 | 1 | 0 | 0 | 1
945 | 0.025504 | 0 | 1 | 0 | 0 | 0 | 1 | 1 | 0.025504 | 0 | 1
946 | 0.21815 | 0 | 1 | 0 | 0 | 0 | 1 | 1 | 0.21815 | 0 | 1
947 | 0.33324 | 0 | 1 | 0 | 0 | 0 | 1 | 1 | 0.33324 | 0 | 1
948 | 0.41714 | 0 | 1 | 0 | 0 | 0 | 1 | 1 | 0.41714 | 0 | 1
949 | 0.38884 | 0 | 1 | 0 | 0 | 0 | 1 | 1 | 0.38884 | 0 | 1
950 | 0.442 | 0 | 1 | 0 | 0 | 0 | 1 | 1 | 0.442 | 0 | 1
951 | 0.36286 | 0 | 1 | 0 | 0 | 0 | 1 | 1 | 0.36286 | 0 | 1
952 | 0.14824 | 0 | 1 | 0 | 0 | 0 | 1 | 1 | 0.14824 | 0 | 1
953 | 0 | 0 | 1 | 0 | 0 | 0 | 1 | 1 | 0 | 0 | 1
954 | 0 | 0 | 1 | 0 | 0 | 1 | 1 | 1 | 0 | 0 | 1
955 | 0 | 0 | 1 | 0 | 0 | 1 | 1 | 1 | 0 | 0 | 1
956 | 0 | 0 | 1 | 0 | 0 | 1 | 1 | 1 | 0 | 0 | 1
957 | 0 | 0 | 1 | 0 | 0 | 1 | 1 | 1 | 0 | 0 | 1
958 | 0 | 0 | 1 | 0 | 0 | 0 | 1 | 1 | 0 | 0 | 1
959 | 0 | 0 | 1 | 0 | 0 | 0 | 1 | 1 | 0 | 0 | 1
960 | 0 | 0 | 1 | 0 | 0 | 0 | 1 | 1 | 0 | 0 | 1
961 | 0 | 0 | 1 | 0 | 0 | 0 | 1 | 1 | 0 | 0 | 1
962 | 0 | 0 | 1 | 0 | 0 | 0 | 1 | 1 | 0 | 0 | 1
963 | 0 | 0 | 1 | 0 | 0 | 0 | 1 | 1 | 0 | 0 | 1
964 | 0 | 0 | 1 | 0 | 0 | 0 | 1 | 1 | 0 | 0 | 1
965 | 0 | 0 | 1 | 0 | 0 | 0 | 1 | 1 | 0 | 0 | 1
966 | 0 | 0 | 1 | 0 | 0 | 0 | 1 | 1 | 0 | 0 | 1
967 | 0 | 0 | 1 | 0 | 0 | 0 | 1 | 1 | 0 | 0 | 1
968 | 0 | 0 | 1 | 0 | 0 | 0 | 1 | 1 | 0 | 0 | 1
969 | 0 | 0 | 1 | 0 | 0 | 0 | 1 | 1 | 0 | 0 | 1
970 | 0.086615 | 0 | 1 | 0 | 0 | 0 | 1 | 1 | 0.086615 | 0 | 1
971 | 0.1683 | 0 | 1 | 0 | 0 | 0 | 1 | 1 | 0.1683 | 0 | 1
972 | 0.25642 | 0 | 1 | 0 | 0 | 0 | 1 | 1 | 0.25642 | 0 | 1
973 | 0.20168 | 0 | 1 | 0 | 0 | 0 | 1 | 1 | 0.20168 | 0 | 1
974 | 0.24899 | 0 | 1 | 0 | 0 | 0 | 1 | 1 | 0.24899 | 0 | 1
975 | 0.24694 | 0 | 1 | 0 | 0 | 0 | 1 | 1 | 0.24694 | 0 | 1
976 | 0.12258 | 0 | 1 | 0 | 0 | 0 | 1 | 1 | 0.12258 | 0 | 1
977 | 0 | 0 | 1 | 0 | 0 | 0 | 1 | 1 | 0 | 0 | 1
978 | 0 | 0 | 1 | 0 | 0 | 1 | 1 | 1 | 0 | 0 | 1
979 | 0 | 0 | 1 | 0 | 0 | 1 | 1 | 1 | 0 | 0 | 1
980 | 0 | 0 | 1 | 0 | 0 | 1 | 1 | 1 | 0 | 0 | 1
981 | 0 | 0 | 1 | 0 | 0 | 1 | 1 | 1 | 0 | 0 | 1
982 | 0 | 0 | 1 | 0 | 0 | 0 | 1 | 1 | 0 | 0 | 1
983 | 0 | 0 | 1 | 0 | 0 | 0 | 1 | 1 | 0 | 0 | 1
984 | 0 | 0 | 1 | 0 | 0 | 0 | 1 | 1 | 0 | 0 | 1
985 | 0 | 0 | 1 | 0 | 0 | 0 | 1 | 1 | 0 | 0 | 1
986 | 0 | 0 | 1 | 0 | 0 | 0 | 1 | 1 | 0 | 0 | 1
987 | 0 | 0 | 1 | 0 | 0 | 0 | 1 | 1 | 0 | 0 | 1
988 | 0 | 0 | 1 | 0 | 0 | 0 | 1 | 1 | 0 | 0 | 1
989 | 0 | 0 | 1 | 0 | 0 | 0 | 1 | 1 | 0 | 0 | 1
990 | 0 | 0 | 1 | 0 | 0 | 0 | 1 | 1 | 0 | 0 | 1
991 | 0 | 0 | 1 | 0 | 0 | 0 | 1 | 1 | 0 | 0 | 1
992 | 0 | 0 | 1 | 0 | 0 | 0 | 1 | 1 | 0 | 0 | 1
993 | 0 | 0 | 1 | 0 | 0 | 0 | 1 | 1 | 0 | 0 | 1
994 | 0.054948 | 0 | 1 | 0 | 0 | 0 | 1 | 1 | 0.054948 | 0 | 1
995 | 0.14654 | 0 | 1 | 0 | 0 | 0 | 1 | 1 | 0.14654 | 0 | 1
996 | 0.23439 | 0 | 1 | 0 | 0 | 0 | 1 | 1 | 0.23439 | 0 | 1
997 | 0.17365 | 0 | 1 | 0 | 0 | 0 | 1 | 1 | 0.17365 | 0 | 1
998 | 0.25802 | 0 | 1 | 0 | 0 | 0 | 1 | 1 | 0.25802 | 0 | 1
999 | 0.23629 | 0 | 1 | 0 | 0 | 0 | 1 | 1 | 0.23629 | 0 | 1
1000 | 0.13794 | 0 | 1 | 0 | 0 | 0 | 1 | 1 | 0.13794 | 0 | 1
1001 | 0 | 0 | 1 | 0 | 0 | 0 | 1 | 1 | 0 | 0 | 1
1002 | 0 | 0 | 1 | 0 | 0 | 1 | 1 | 1 | 0 | 0 | 1
1003 | 0 | 0 | 1 | 0 | 0 | 1 | 1 | 1 | 0 | 0 | 1
1004 | 0 | 0 | 1 | 0 | 0 | 1 | 1 | 1 | 0 | 0 | 1
1005 | 0 | 0 | 1 | 0 | 0 | 1 | 1 | 1 | 0 | 0 | 1
1006 | 0 | 0 | 1 | 0 | 0 | 0 | 1 | 1 | 0 | 0 | 1
1007 | 0 | 0 | 1 | 0 | 0 | 0 | 1 | 1 | 0 | 0 | 1
1008 | 0 | 0 | 1 | 0 | 0 | 0 | 1 | 1 | 0 | 0 | 1
1009 | 0 | 0 | 1 | 0 | 0 | 0 | 1 | 1 | 0 | 0 | 1
1010 | 0 | 0 | 1 | 0 | 0 | 0 | 1 | 1 | 0 | 0 | 1
1011 | 0 | 0 | 1 | 0 | 0 | 0 | 1 | 1 | 0 | 0 | 1
1012 | 0 | 0 | 1 | 0 | 0 | 0 | 1 | 1 | 0 | 0 | 1
1013 | 0 | 0 | 1 | 0 | 0 | 0 | 1 | 1 | 0 | 0 | 1
1014 | 0 | 0 | 1 | 0 | 0 | 0 | 1 | 1 | 0 | 0 | 1
1015 | 0 | 0 | 1 | 0 | 0 | 0 | 1 | 1 | 0 | 0 | 1
1016 | 0 | 0 | 1 | 0 | 0 | 0 | 1 | 1 | 0 | 0 | 1
1017 | 0 | 0 | 1 | 0 | 0 | 0 | 1 | 1 | 0 | 0 | 1
1018 | 0 | 0 | 1 | 0 | 0 | 0 | 1 | 1 | 0 | 0 | 1
1019 | 0.054924 | 0 | 1 | 0 | 0 | 0 | 1 | 1 | 0.054924 | 0 | 1
1020 | 0.13307 | 0 | 1 | 0 | 0 | 0 | 1 | 1 | 0.13307 | 0 | 1
1021 | 0.13922 | 0 | 1 | 0 | 0 | 0 | 1 | 1 | 0.13922 | 0 | 1
1022 | 0.19411 | 0 | 1 | 0 | 0 | 0 | 1 | 1 | 0.19411 | 0 | 1
1023 | 0.16829 | 0 | 1 | 0 | 0 | 0 | 1 | 1 | 0.16829 | 0 | 1
1024 | 0.11506 | 0 | 1 | 0 | 0 | 0 | 1 | 1 | 0.11506 | 0 | 1
1025 | 0.014925 | 0 | 1 | 0 | 0 | 0 | 1 | 1 | 0.014925 | 0 | 1
1026 | 0 | 0 | 1 | 0 | 0 | 1 | 1 | 1 | 0 | 0 | 1
1027 | 0 | 0 | 1 | 0 | 0 | 1 | 1 | 1 | 0 | 0 | 1
1028 | 0 | 0 | 1 | 0 | 0 | 1 | 1 | 1 | 0 | 0 | 1
1029 | 0 | 0 | 1 | 0 | 0 | 1 | 1 | 1 | 0 | 0 | 1
1030 | 0 | 0 | 1 | 0 | 0 | 0 | 1 | 1 | 0 | 0 | 1
1031 | 0 | 0 | 1 | 0 | 0 | 0 | 1 | 1 | 0 | 0 | 1
1032 | 0 | 0 | 1 | 0 | 0 | 0 | 1 | 1 | 0 | 0 | 1
1033 | 0 | 0 | 1 | 0 | 0 | 0 | 1 | 1 | 0 | 0 | 1
1034 | 0 | 0 | 1 | 0 | 0 | 0 | 1 | 1 | 0 | 0 | 1
1035 | 0 | 0 | 1 | 0 | 0 | 0 | 1 | 1 | 0 | 0 | 1
1036 | 0 | 0 | 1 | 0 | 0 | 0 | 1 | 1 | 0 | 0 | 1
1037 | 0 | 0 | 1 | 0 | 0 | 0 | 1 | 1 | 0 | 0 | 1
1038 | 0 | 0 | 1 | 0 | 0 | 0 | 1 | 1 | 0 | 0 | 1
1039 | 0 | 0 | 1 | 0 | 0 | 0 | 1 | 1 | 0 | 0 | 1
1040 | 0 | 0 | 1 | 0 | 0 | 0 | 1 | 1 | 0 | 0 | 1
1041 | 0 | 0 | 1 | 0 | 0 | 0 | 1 | 1 | 0 | 0 | 1
1042 | 0 | 0 | 1 | 0 | 0 | 0 | 1 | 1 | 0 | 0 | 1
1043 | 0 | 0 | 1 | 0 | 0 | 0 | 1 | 1 | 0 | 0 | 1
1044 | 0.058781 | 0 | 1 | 0 | 0 | 0 | 1 | 1 | 0.058781 | 0 | 1
1045 | 0.11934 | 0 | 1 | 0 | 0 | 0 | 1 | 1 | 0.11934 | 0 | 1
1046 | 0.17221 | 0 | 1 | 0 | 0 | 0 | 1 | 1 | 0.17221 | 0 | 1
1047 | 0.11605 | 0 | 1 | 0 | 0 | 0 | 1 | 1 | 0.11605 | 0 | 1
1048 | 0.029838 | 0 | 1 | 0 | 0 | 0 | 1 | 1 | 0.029838 | 0 | 1
1049 | 0 | 0 | 1 | 0 | 0 | 0 | 1 | 1 | 0 | 0 | 1
1050 | 0 | 0 | 1 | 0 | 0 | 1 | 1 | 1 | 0 | 0 | 1
1051 | 0 | 0 | 1 | 0 | 0 | 1 | 1 | 1 | 0 | 0 | 1
1052 | 0 | 0 | 1 | 0 | 0 | 1 | 1 | 1 | 0 | 0 | 1
1053 | 0 | 0 | 1 | 0 | 0 | 1 | 1 | 1 | 0 | 0 | 1
1054 | 0 | 0 | 1 | 0 | 0 | 0 | 1 | 1 | 0 | 0 | 1
1055 | 0 | 0 | 1 | 0 | 0 | 0 | 1 | 1 | 0 | 0 | 1
1056 | 0 | 0 | 1 | 0 | 0 | 0 | 1 | 1 | 0 | 0 | 1
1057 | 0 | 0 | 1 | 0 | 0 | 0 | 1 | 1 | 0 | 0 | 1
1058 | 0 | 0 | 1 | 0 | 0 | 0 | 1 | 1 | 0 | 0 | 1
1059 | 0 | 0 | 1 | 0 | 0 | 0 | 1 | 1 | 0 | 0 | 1
1060 | 0 | 0 | 1 | 0 | 0 | 0 | 1 | 1 | 0 | 0 | 1
1061 | 0 | 0 | 1 | 0 | 0 | 0 | 1 | 1 | 0 | 0 | 1
1062 | 0 | 0 | 1 | 0 | 0 | 0 | 1 | 1 | 0 | 0 | 1
1063 | 0 | 0 | 1 | 0 | 0 | 0 | 1 | 1 | 0 | 0 | 1
1064 | 0 | 0 | 1 | 0 | 0 | 0 | 1 | 1 | 0 | 0 | 1
1065 | 0 | 0 | 1 | 0 | 0 | 0 | 1 | 1 | 0 | 0 | 1
1066 | 0 | 0 | 1 | 0 | 0 | 0 | 1 | 1 | 0 | 0 | 1
1067 | 0 | 0 | 1 | 0 | 0 | 0 | 1 | 1 | 0 | 0 | 1
1068 | 0.044884 | 0 | 1 | 0 | 0 | 0 | 1 | 1 | 0.044884 | 0 | 1
1069 | 0.1203 | 0.0082177 | 1 | 0 | 0 | 0 | 1 | 1 | 0.1203 | 0.0082177 | 1
1070 | 0.1646 | 0.022904 | 1 | 0 | 0 | 0 | 1 | 1 | 0.1646 | 0.022904 | 1
1071 | 0.13464 | 0.016335 | 1 | 0 | 0 | 0 | 1 | 1 | 0.13464 | 0.016335 | 1
1072 | 0.021029 | 0.03067 | 1 | 0 | 0 | 0 | 1 | 1 | 0.021029 | 0.03067 | 1
1073 | 0 | 0.028722 | 1 | 0 | 0 | 0 | 1 | 1 | 0 | 0.028722 | 1
1074 | 0 | 0 | 1 | 0 | 0 | 1 | 1 | 1 | 0 | 0 | 1
1075 | 0 | 0 | 1 | 0 | 0 | 1 | 1 | 1 | 0 | 0 | 1
1076 | 0 | 0 | 1 | 0 | 0 | 1 | 1 | 1 | 0 | 0 | 1
1077 | 0 | 0 | 1 | 0 | 0 | 1 | 1 | 1 | 0 | 0 | 1
1078 | 0 | 0 | 1 | 0 | 0 | 0 | 1 | 1 | 0 | 0 | 1
1079 | 0 | 0 | 1 | 0 | 0 | 0 | 1 | 1 | 0 | 0 | 1
1080 | 0 | 0 | 1 | 0 | 0 | 0 | 1 | 1 | 0 | 0 | 1
1081 | 0 | 0 | 1 | 0 | 0 | 0 | 1 | 1 | 0 | 0 | 1
1082 | 0 | 0 | 1 | 0 | 0 | 0 | 1 | 1 | 0 | 0 | 1
1083 | 0 | 0 | 1 | 0 | 0 | 0 | 1 | 1 | 0 | 0 | 1
1084 | 0 | 0 | 1 | 0 | 0 | 0 | 1 | 1 | 0 | 0 | 1
1085 | 0 | 0 | 1 | 0 | 0 | 0 | 1 | 1 | 0 | 0 | 1
1086 | 0 | 0 | 1 | 0 | 0 | 0 | 1 | 1 | 0 | 0 | 1
1087 | 0 | 0 | 1 | 0 | 0 | 0 | 1 | 1 | 0 | 0 | 1
1088 | 0 | 0 | 1 | 0 | 0 | 0 | 1 | 1 | 0 | 0 | 1
1089 | 0 | 0 | 1 | 0 | 0 | 0 | 1 | 1 | 0 | 0 | 1
1090 | 0 | 0 | 1 | 0 | 0 | 0 | 1 | 1 | 0 | 0 | 1
1091 | 0 | 0 | 1 | 0 | 0 | 0 | 1 | 1 | 0 | 0 | 1
1092 | 0.031021 | 0 | 1 | 0 | 0 | 0 | 1 | 1 | 0.031021 | 0 | 1
1093 | 0.065681 | 0 | 1 | 0 | 0 | 0 | 1 | 1 | 0.065681 | 0 | 1
1094 | 0.098594 | 0.0063768 | 1 | 0 | 0 | 0 | 1 | 1 | 0.098594 | 0.0063768 | 1
1095 | 0.10962 | 0.0016874 | 1 | 0 | 0 | 0 | 1 | 1 | 0.10962 | 0.0016874 | 1
1096 | 0 | 0.014161 | 1 | 0 | 0 | 0 | 1 | 1 | 0 | 0.014161 | 1
1097 | 0 | 0 | 1 | 0 | 0 | 0 | 1 | 1 | 0 | 0 | 1
1098 | 0 | 0 | 1 | 0 | 0 | 1 | 1 | 1 | 0 | 0 | 1
1099 | 0 | 0 | 1 | 0 | 0 | 1 | 1 | 1 | 0 | 0 | 1
1100 | 0 | 0 | 1 | 0 | 0 | 1 | 1 | 1 | 0 | 0 | 1
1101 | 0 | 0 | 1 | 0 | 0 | 1 | 1 | 1 | 0 | 0 | 1
1102 | 0 | 0 | 1 | 0 | 0 | 0 | 1 | 1 | 0 | 0 | 1
1103 | 0 | 0 | 1 | 0 | 0 | 0 | 1 | 1 | 0 | 0 | 1
1104 | 0 | 0 | 1 | 0 | 0 | 0 | 1 | 1 | 0 | 0 | 1
1105 | 0 | 0 | 1 | 0 | 0 | 0 | 1 | 1 | 0 | 0 | 1
1106 | 0 | 0 | 1 | 0 | 0 | 0 | 1 | 1 | 0 | 0 | 1
1107 | 0 | 0 | 1 | 0 | 0 | 0 | 1 | 1 | 0 | 0 | 1
1108 | 0 | 0 | 1 | 0 | 0 | 0 | 1 | 1 | 0 | 0 | 1
1109 | 0 | 0 | 1 | 0 | 0 | 0 | 1 | 1 | 0 | 0 | 1
1110 | 0 | 0 | 1 | 0 | 0 | 0 | 1 | 1 | 0 | 0 | 1
1111 | 0 | 0 | 1 | 0 | 0 | 0 | 1 | 1 | 0 | 0 | 1
1112 | 0 | 0 | 1 | 0 | 0 | 0 | 1 | 1 | 0 | 0 | 1
1113 | 0 | 0 | 1 | 0 | 0 | 0 | 1 | 1 | 0 | 0 | 1
1114 | 0.035427 | 0 | 1 | 0 | 0 | 0 | 1 | 1 | 0.035427 | 0 | 1
1115 | 0.17128 | 0 | 1 | 0 | 0 | 0 | 1 | 1 | 0.17128 | 0 | 1
1116 | 0.24291 | 0 | 1 | 0 | 0 | 0 | 1 | 1 | 0.24291 | 0 | 1
1117 | 0.21977 | 0 | 1 | 0 | 0 | 0 | 1 | 1 | 0.21977 | 0 | 1
1118 | 0.17628 | 0 | 1 | 0 | 0 | 0 | 1 | 1 | 0.17628 | 0 | 1
1119 | 0.20353 | 0 | 1 | 0 | 0 | 0 | 1 | 1 | 0.20353 | 0 | 1
1120 | 0.042525 | 0 | 1 | 0 | 0 | 0 | 1 | 1 | 0.042525 | 0 | 1
1121 | 0 | 0 | 1 | 0 | 0 | 0 | 1 | 1 | 0 | 0 | 1
1122 | 0 | 0 | 1 | 0 | 0 | 1 | 1 | 1 | 0 | 0 | 1
1123 | 0 | 0 | 1 | 0 | 0 | 1 | 1 | 1 | 0 | 0 | 1
1124 | 0 | 0 | 1 | 0 | 0 | 1 | 1 | 1 | 0 | 0 | 1
1125 | 0 | 0 | 1 | 0 | 0 | 1 | 1 | 1 | 0 | 0 | 1
1126 | 0 | 0 | 1 | 0 | 0 | 0 | 1 | 1 | 0 | 0 | 1
1127 | 0 | 0 | 1 | 0 | 0 | 0 | 1 | 1 | 0 | 0 | 1
1128 | 0 | 0 | 1 | 0 | 0 | 0 | 1 | 1 | 0 | 0 | 1
1129 | 0 | 0 | 1 | 0 | 0 | 0 | 1 | 1 | 0 | 0 | 1
1130 | 0 | 0 | 1 | 0 | 0 | 0 | 1 | 1 | 0 | 0 | 1
1131 | 0 | 0 | 1 | 0 | 0 | 0 | 1 | 1 | 0 | 0 | 1
1132 | 0 | 0 | 1 | 0 | 0 | 0 | 1 | 1 | 0 | 0 | 1
1133 | 0 | 0 | 1 | 0 | 0 | 0 | 1 | 1 | 0 | 0 | 1
1134 | 0 | 0 | 1 | 0 | 0 | 0 | 1 | 1 | 0 | 0 | 1
1135 | 0 | 0 | 1 | 0 | 0 | 0 | 1 | 1 | 0 | 0 | 1
1136 | 0 | 0 | 1 | 0 | 0 | 0 | 1 | 1 | 0 | 0 | 1
1137 | 0 | 0 | 1 | 0 | 0 | 0 | 1 | 1 | 0 | 0 | 1
1138 | 0.049035 | 0 | 1 | 0 | 0 | 0 | 1 | 1 | 0.049035 | 0 | 1
1139 | 0.14496 | 0 | 1 | 0 | 0 | 0 | 1 | 1 | 0.14496 | 0 | 1
1140 | 0.14198 | 0 | 1 | 0 | 0 | 0 | 1 | 1 | 0.14198 | 0 | 1
1141 | 0.071101 | 0 | 1 | 0 | 0 | 0 | 1 | 1 | 0.071101 | 0 | 1
1142 | 0.046179 | 0 | 1 | 0 | 0 | 0 | 1 | 1 | 0.046179 | 0 | 1
1143 | 0.026473 | 0 | 1 | 0 | 0 | 0 | 1 | 1 | 0.026473 | 0 | 1
1144 | 0 | 0 | 1 | 0 | 0 | 0 | 1 | 1 | 0 | 0 | 1
1145 | 0 | 0 | 1 | 0 | 0 | 0 | 1 | 1 | 0 | 0 | 1
1146 | 0 | 0 | 1 | 0 | 0 | 1 | 1 | 1 | 0 | 0 | 1
1147 | 0 | 0 | 1 | 0 | 0 | 1 | 1 | 1 | 0 | 0 | 1
1148 | 0 | 0 | 1 | 0 | 0 | 1 | 1 | 1 | 0 | 0 | 1
1149 | 0 | 0 | 1 | 0 | 0 | 1 | 1 | 1 | 0 | 0 | 1
1150 | 0 | 0 | 1 | 0 | 0 | 0 | 1 | 1 | 0 | 0 | 1
1151 | 0 | 0 | 1 | 0 | 0 | 0 | 1 | 1 | 0 | 0 | 1
1152 | 0 | 0 | 1 | 0 | 0 | 0 | 1 | 1 | 0 | 0 | 1
1153 | 0 | 0 | 1 | 0 | 0 | 0 | 1 | 1 | 0 | 0 | 1
1154 | 0 | 0 | 1 | 0 | 0 | 0 | 1 | 1 | 0 | 0 | 1
1155 | 0 | 0 | 1 | 0 | 0 | 0 | 1 | 1 | 0 | 0 | 1
1156 | 0 | 0 | 1 | 0 | 0 | 0 | 1 | 1 | 0 | 0 | 1
1157 | 0 | 0 | 1 | 0 | 0 | 0 | 1 | 1 | 0 | 0 | 1
1158 | 0 | 0 | 1 | 0 | 0 | 0 | 1 | 1 | 0 | 0 | 1
1159 | 0 | 0 | 1 | 0 | 0 | 0 | 1 | 1 | 0 | 0 | 1
1160 | 0 | 0 | 1 | 0 | 0 | 0 | 1 | 1 | 0 | 0 | 1
1161 | 0.00054113 | 0 | 1 | 0 | 0 | 0 | 1 | 1 | 0.00054113 | 0 | 1
1162 | 0.10264 | 0 | 1 | 0 | 0 | 0 | 1 | 1 | 0.10264 | 0 | 1
1163 | 0.22482 | 0 | 1 | 0 | 0 | 0 | 1 | 1 | 0.22482 | 0 | 1
1164 | 0.21035 | 0 | 1 | 0 | 0 | 0 | 1 | 1 | 0.21035 | 0 | 1
1165 | 0.16177 | 0 | 1 | 0 | 0 | 0 | 1 | 1 | 0.16177 | 0 | 1
1166 | 0.12734 | 0 | 1 | 0 | 0 | 0 | 1 | 1 | 0.12734 | 0 | 1
1167 | 0.070825 | 0 | 1 | 0 | 0 | 0 | 1 | 1 | 0.070825 | 0 | 1
1168 | 0 | 0 | 1 | 0 | 0 | 0 | 1 | 1 | 0 | 0 | 1
1169 | 0 | 0 | 1 | 0 | 0 | 0 | 1 | 1 | 0 | 0 | 1
1170 | 0 | 0 | 1 | 0 | 0 | 1 | 1 | 1 | 0 | 0 | 1
1171 | 0 | 0 | 1 | 0 | 0 | 1 | 1 | 1 | 0 | 0 | 1
1172 | 0 | 0 | 1 | 0 | 0 | 1 | 1 | 1 | 0 | 0 | 1
1173 | 0 | 0 | 1 | 0 | 0 | 1 | 1 | 1 | 0 | 0 | 1
1174 | 0 | 0 | 1 | 0 | 0 | 0 | 1 | 1 | 0 | 0 | 1
1175 | 0 | 0 | 1 | 0 | 0 | 0 | 1 | 1 | 0 | 0 | 1
1176 | 0 | 0 | 1 | 0 | 0 | 0 | 1 | 1 | 0 | 0 | 1
1177 | 0 | 0 | 1 | 0 | 0 | 0 | 1 | 1 | 0 | 0 | 1
1178 | 0 | 0 | 1 | 0 | 0 | 0 | 1 | 1 | 0 | 0 | 1
1179 | 0 | 0 | 1 | 0 | 0 | 0 | 1 | 1 | 0 | 0 | 1
1180 | 0 | 0 | 1 | 0 | 0 | 0 | 1 | 1 | 0 | 0 | 1
1181 | 0 | 0 | 1 | 0 | 0 | 0 | 1 | 1 | 0 | 0 | 1
1182 | 0 | 0 | 1 | 0 | 0 | 0 | 1 | 1 | 0 | 0 | 1
1183 | 0 | 0 | 1 | 0 | 0 | 0 | 1 | 1 | 0 | 0 | 1
1184 | 0 | 0 | 1 | 0 | 0 | 0 | 1 | 1 | 0 | 0 | 1
1185 | 0 | 0 | 1 | 0 | 0 | 0 | 1 | 1 | 0 | 0 | 1
1186 | 0.076425 | 0 | 1 | 0 | 0 | 0 | 1 | 1 | 0.076425 | 0 | 1
1187 | 0.19847 | 0 | 1 | 0 | 0 | 0 | 1 | 1 | 0.19847 | 0 | 1
1188 | 0.12398 | 0 | 1 | 0 | 0 | 0 | 1 | 1 | 0.12398 | 0 | 1
1189 | 0.10929 | 0 | 1 | 0 | 0 | 0 | 1 | 1 | 0.10929 | 0 | 1
1190 | 0.13041 | 0 | 1 | 0 | 0 | 0 | 1 | 1 | 0.13041 | 0 | 1
1191 | 0.038264 | 0 | 1 | 0 | 0 | 0 | 1 | 1 | 0.038264 | 0 | 1
1192 | 0 | 0 | 1 | 0 | 0 | 0 | 1 | 1 | 0 | 0 | 1
1193 | 0 | 0 | 1 | 0 | 0 | 0 | 1 | 1 | 0 | 0 | 1
1194 | 0 | 0 | 1 | 0 | 0 | 1 | 1 | 1 | 0 | 0 | 1
1195 | 0 | 0 | 1 | 0 | 0 | 1 | 1 | 1 | 0 | 0 | 1
1196 | 0 | 0 | 1 | 0 | 0 | 1 | 1 | 1 | 0 | 0 | 1
1197 | 0 | 0 | 1 | 0 | 0 | 1 | 1 | 1 | 0 | 0 | 1
1198 | 0 | 0 | 1 | 0 | 0 | 0 | 1 | 1 | 0 | 0 | 1
1199 | 0 | 0 | 1 | 0 | 0 | 0 | 1 | 1 | 0 | 0 | 1
1200 | 0 | 0 | 1 | 0 | 0 | 0 | 1 | 1 | 0 | 0 | 1
1201 | 0 | 0 | 1 | 0 | 0 | 0 | 1 | 1 | 0 | 0 | 1
1202 | 0 | 0 | 1 | 0 | 0 | 0 | 1 | 1 | 0 | 0 | 1
1203 | 0 | 0 | 1 | 0 | 0 | 0 | 1 | 1 | 0 | 0 | 1
1204 | 0 | 0 | 1 | 0 | 0 | 0 | 1 | 1 | 0 | 0 | 1
1205 | 0 | 0 | 1 | 0 | 0 | 0 | 1 | 1 | 0 | 0 | 1
1206 | 0 | 0 | 1 | 0 | 0 | 0 | 1 | 1 | 0 | 0 | 1
1207 | 0 | 0 | 1 | 0 | 0 | 0 | 1 | 1 | 0 | 0 | 1
1208 | 0 | 0 | 1 | 0 | 0 | 0 | 1 | 1 | 0 | 0 | 1
1209 | 0 | 0 | 1 | 0 | 0 | 0 | 1 | 1 | 0 | 0 | 1
1210 | 0.04395 | 0 | 1 | 0 | 0 | 0 | 1 | 1 | 0.04395 | 0 | 1
1211 | 0.19887 | 0 | 1 | 0 | 0 | 0 | 1 | 1 | 0.19887 | 0 | 1
1212 | 0.21247 | 0 | 1 | 0 | 0 | 0 | 1 | 1 | 0.21247 | 0 | 1
1213 | 0.30889 | 0 | 1 | 0 | 0 | 0 | 1 | 1 | 0.30889 | 0 | 1
1214 | 0.27977 | 0 | 1 | 0 | 0 | 0 | 1 | 1 | 0.27977 | 0 | 1
1215 | 0.18736 | 0 | 1 | 0 | 0 | 0 | 1 | 1 | 0.18736 | 0 | 1
1216 | 0.11993 | 0 | 1 | 0 | 0 | 0 | 1 | 1 | 0.11993 | 0 | 1
1217 | 0.036787 | 0 | 1 | 0 | 0 | 0 | 1 | 1 | 0.036787 | 0 | 1
1218 | 0 | 0 | 1 | 0 | 0 | 1 | 1 | 1 | 0 | 0 | 1
1219 | 0 | 0 | 1 | 0 | 0 | 1 | 1 | 1 | 0 | 0 | 1
1220 | 0 | 0 | 1 | 0 | 0 | 1 | 1 | 1 | 0 | 0 | 1
1221 | 0 | 0 | 1 | 0 | 0 | 1 | 1 | 1 | 0 | 0 | 1
1222 | 0 | 0 | 1 | 0 | 0 | 0 | 1 | 1 | 0 | 0 | 1
1223 | 0 | 0 | 1 | 0 | 0 | 0 | 1 | 1 | 0 | 0 | 1
1224 | 0 | 0 | 1 | 0 | 0 | 0 | 1 | 1 | 0 | 0 | 1
1225 | 0 | 0 | 1 | 0 | 0 | 0 | 1 | 1 | 0 | 0 | 1
1226 | 0 | 0 | 1 | 0 | 0 | 0 | 1 | 1 | 0 | 0 | 1
1227 | 0 | 0 | 1 | 0 | 0 | 0 | 1 | 1 | 0 | 0 | 1
1228 | 0 | 0 | 1 | 0 | 0 | 0 | 1 | 1 | 0 | 0 | 1
1229 | 0 | 0 | 1 | 0 | 0 | 0 | 1 | 1 | 0 | 0 | 1
1230 | 0 | 0 | 1 | 0 | 0 | 0 | 1 | 1 | 0 | 0 | 1
1231 | 0 | 0 | 1 | 0 | 0 | 0 | 1 | 1 | 0 | 0 | 1
1232 | 0 | 0 | 1 | 0 | 0 | 0 | 1 | 1 | 0 | 0 | 1
1233 | 0 | 0 | 1 | 0 | 0 | 0 | 1 | 1 | 0 | 0 | 1
1234 | 0 | 0 | 1 | 0 | 0 | 0 | 1 | 1 | 0 | 0 | 1
1235 | 0.047487 | 0 | 1 | 0 | 0 | 0 | 1 | 1 | 0.047487 | 0 | 1
1236 | 0.083841 | 0 | 1 | 0 | 0 | 0 | 1 | 1 | 0.083841 | 0 | 1
1237 | 0.14691 | 0 | 1 | 0 | 0 | 0 | 1 | 1 | 0.14691 | 0 | 1
1238 | 0.14389 | 0 | 1 | 0 | 0 | 0 | 1 | 1 | 0.14389 | 0 | 1
1239 | 0.097803 | 0 | 1 | 0 | 0 | 0 | 1 | 1 | 0.097803 | 0 | 1
1240 | 0.024688 | 0 | 1 | 0 | 0 | 0 | 1 | 1 | 0.024688 | 0 | 1
1241 | 0 | 0 | 1 | 0 | 0 | 0 | 1 | 1 | 0 | 0 | 1
1242 | 0 | 0 | 1 | 0 | 0 | 1 | 1 | 1 | 0 | 0 | 1
1243 | 0 | 0 | 1 | 0 | 0 | 1 | 1 | 1 | 0 | 0 | 1
1244 | 0 | 0 | 1 | 0 | 0 | 1 | 1 | 1 | 0 | 0 | 1
1245 | 0 | 0 | 1 | 0 | 0 | 1 | 1 | 1 | 0 | 0 | 1
1246 | 0 | 0 | 1 | 0 | 0 | 0 | 1 | 1 | 0 | 0 | 1
1247 | 0 | 0 | 1 | 0 | 0 | 0 | 1 | 1 | 0 | 0 | 1
1248 | 0 | 0 | 1 | 0 | 0 | 0 | 1 | 1 | 0 | 0 | 1
1249 | 0 | 0 | 1 | 0 | 0 | 0 | 1 | 1 | 0 | 0 | 1
1250 | 0 | 0 | 1 | 0 | 0 | 0 | 1 | 1 | 0 | 0 | 1
1251 | 0 | 0 | 1 | 0 | 0 | 0 | 1 | 1 | 0 | 0 | 1
1252 | 0 | 0 | 1 | 0 | 0 | 0 | 1 | 1 | 0 | 0 | 1
1253 | 0 | 0 | 1 | 0 | 0 | 0 | 1 | 1 | 0 | 0 | 1
1254 | 0 | 0 | 1 | 0 | 0 | 0 | 1 | 1 | 0 | 0 | 1
1255 | 0 | 0 | 1 | 0 | 0 | 0 | 1 | 1 | 0 | 0 | 1
1256 | 0 | 0 | 1 | 0 | 0 | 0 | 1 | 1 | 0 | 0 | 1
1257 | 0 | 0 | 1 | 0 | 0 | 0 | 1 | 1 | 0 | 0 | 1
1258 | 0.012557 | 0 | 1 | 0 | 0 | 0 | 1 | 1 | 0.012557 | 0 | 1
1259 | 0.14024 | 0 | 1 | 0 | 0 | 0 | 1 | 1 | 0.14024 | 0 | 1
1260 | 0.21039 | 0 | 1 | 0 | 0 | 0 | 1 | 1 | 0.21039 | 0 | 1
1261 | 0.25761 | 0 | 1 | 0 | 0 | 0 | 1 | 1 | 0.25761 | 0 | 1
1262 | 0.21706 | 0 | 1 | 0 | 0 | 0 | 1 | 1 | 0.21706 | 0 | 1
1263 | 0.18915 | 0 | 1 | 0 | 0 | 0 | 1 | 1 | 0.18915 | 0 | 1
1264 | 0.073131 | 0 | 1 | 0 | 0 | 0 | 1 | 1 | 0.073131 | 0 | 1
1265 | 0.028112 | 0 | 1 | 0 | 0 | 0 | 1 | 1 | 0.028112 | 0 | 1
1266 | 0 | 0 | 1 | 0 | 0 | 1 | 1 | 1 | 0 | 0 | 1
1267 | 0 | 0 | 1 | 0 | 0 | 1 | 1 | 1 | 0 | 0 | 1
1268 | 0 | 0 | 1 | 0 | 0 | 1 | 1 | 1 | 0 | 0 | 1
1269 | 0 | 0 | 1 | 0 | 0 | 1 | 1 | 1 | 0 | 0 | 1
1270 | 0 | 0 | 1 | 0 | 0 | 0 | 1 | 1 | 0 | 0 | 1
1271 | 0 | 0 | 1 | 0 | 0 | 0 | 1 | 1 | 0 | 0 | 1
1272 | 0 | 0 | 1 | 0 | 0 | 0 | 1 | 1 | 0 | 0 | 1
1273 | 0 | 0 | 1 | 0 | 0 | 0 | 1 | 1 | 0 | 0 | 1
1274 | 0 | 0 | 1 | 0 | 0 | 0 | 1 | 1 | 0 | 0 | 1
1275 | 0 | 0 | 1 | 0 | 0 | 0 | 1 | 1 | 0 | 0 | 1
1276 | 0 | 0 | 1 | 0 | 0 | 0 | 1 | 1 | 0 | 0 | 1
1277 | 0 | 0 | 1 | 0 | 0 | 0 | 1 | 1 | 0 | 0 | 1
1278 | 0 | 0 | 1 | 0 | 0 | 0 | 1 | 1 | 0 | 0 | 1
1279 | 0 | 0 | 1 | 0 | 0 | 0 | 1 | 1 | 0 | 0 | 1
1280 | 0 | 0 | 1 | 0 | 0 | 0 | 1 | 1 | 0 | 0 | 1
1281 | 0 | 0 | 1 | 0 | 0 | 0 | 1 | 1 | 0 | 0 | 1
1282 | 0 | 0 | 1 | 0 | 0 | 0 | 1 | 1 | 0 | 0 | 1
1283 | 0 | 0 | 1 | 0 | 0 | 0 | 1 | 1 | 0 | 0 | 1
1284 | 0.088283 | 0 | 1 | 0 | 0 | 0 | 1 | 1 | 0.088283 | 0 | 1
1285 | 0.14221 | 0 | 1 | 0 | 0 | 0 | 1 | 1 | 0.14221 | 0 | 1
1286 | 0.14492 | 0 | 1 | 0 | 0 | 0 | 1 | 1 | 0.14492 | 0 | 1
1287 | 0.14513 | 0 | 1 | 0 | 0 | 0 | 1 | 1 | 0.14513 | 0 | 1
1288 | 0.054468 | 0 | 1 | 0 | 0 | 0 | 1 | 1 | 0.054468 | 0 | 1
1289 | 0.017555 | 0 | 1 | 0 | 0 | 0 | 1 | 1 | 0.017555 | 0 | 1
1290 | 0 | 0 | 1 | 0 | 0 | 1 | 1 | 1 | 0 | 0 | 1
1291 | 0 | 0 | 1 | 0 | 0 | 1 | 1 | 1 | 0 | 0 | 1
1292 | 0 | 0 | 1 | 0 | 0 | 1 | 1 | 1 | 0 | 0 | 1
1293 | 0 | 0 | 1 | 0 | 0 | 1 | 1 | 1 | 0 | 0 | 1
1294 | 0 | 0 | 1 | 0 | 0 | 0 | 1 | 1 | 0 | 0 | 1
1295 | 0 | 0 | 1 | 0 | 0 | 0 | 1 | 1 | 0 | 0 | 1
1296 | 0 | 0 | 1 | 0 | 0 | 0 | 1 | 1 | 0 | 0 | 1
1297 | 0 | 0 | 1 | 0 | 0 | 0 | 1 | 1 | 0 | 0 | 1
1298 | 0 | 0 | 1 | 0 | 0 | 0 | 1 | 1 | 0 | 0 | 1
1299 | 0 | 0 | 1 | 0 | 0 | 0 | 1 | 1 | 0 | 0 | 1
1300 | 0 | 0 | 1 | 0 | 0 | 0 | 1 | 1 | 0 | 0 | 1
1301 | 0 | 0 | 1 | 0 | 0 | 0 | 1 | 1 | 0 | 0 | 1
1302 | 0 | 0 | 1 | 0 | 0 | 0 | 1 | 1 | 0 | 0 | 1
1303 | 0 | 0.0097667 | 1 | 0 | 0 | 0 | 1 | 1 | 0 | 0.0097667 | 1
1304 | 0 | 0.006488 | 1 | 0 | 0 | 0 | 1 | 1 | 0 | 0.006488 | 1
1305 | 0 | 0 | 1 | 0 | 0 | 0 | 1 | 1 | 0 | 0 | 1
1306 | 0 | 0 | 1 | 0 | 0 | 0 | 1 | 1 | 0 | 0 | 1
1307 | 0.037396 | 0 | 1 | 0 | 0 | 0 | 1 | 1 | 0.037396 | 0 | 1
1308 | 0.19908 | 0 | 1 | 0 | 0 | 0 | 1 | 1 | 0.19908 | 0 | 1
1309 | 0.2439 | 0.0011222 | 1 | 0 | 0 | 0 | 1 | 1 | 0.2439 | 0.0011222 | 1
1310 | 0.22452 | 0.015044 | 1 | 0 | 0 | 0 | 1 | 1 | 0.22452 | 0.015044 | 1
1311 | 0.13575 | 0.022729 | 1 | 0 | 0 | 0 | 1 | 1 | 0.13575 | 0.022729 | 1
1312 | 0.078984 | 0.01138 | 1 | 0 | 0 | 0 | 1 | 1 | 0.078984 | 0.01138 | 1
1313 | 0.0063416 | 0.0050802 | 1 | 0 | 0 | 0 | 1 | 1 | 0.0063416 | 0.0050802 | 1
1314 | 0 | 0.0030974 | 1 | 0 | 0 | 1 | 1 | 1 | 0 | 0.0030974 | 1
1315 | 0 | 0 | 1 | 0 | 0 | 1 | 1 | 1 | 0 | 0 | 1
1316 | 0 | 0 | 1 | 0 | 0 | 1 | 1 | 1 | 0 | 0 | 1
1317 | 0 | 0 | 1 | 0 | 0 | 1 | 1 | 1 | 0 | 0 | 1
1318 | 0 | 0 | 1 | 0 | 0 | 0 | 1 | 1 | 0 | 0 | 1
1319 | 0 | 0 | 1 | 0 | 0 | 0 | 1 | 1 | 0 | 0 | 1
1320 | 0 | 0 | 1 | 0 | 0 | 0 | 1 | 1 | 0 | 0 | 1
1321 | 0 | 0 | 1 | 0 | 0 | 0 | 1 | 1 | 0 | 0 | 1
1322 | 0 | 0 | 1 | 0 | 0 | 0 | 1 | 1 | 0 | 0 | 1
1323 | 0 | 0 | 1 | 0 | 0 | 0 | 1 | 1 | 0 | 0 | 1
1324 | 0 | 0 | 1 | 0 | 0 | 0 | 1 | 1 | 0 | 0 | 1
1325 | 0 | 0 | 1 | 0 | 0 | 0 | 1 | 1 | 0 | 0 | 1
1326 | 0 | 0 | 1 | 0 | 0 | 0 | 1 | 1 | 0 | 0 | 1
1327 | 0 | 0 | 1 | 0 | 0 | 0 | 1 | 1 | 0 | 0 | 1
1328 | 0 | 0 | 1 | 0 | 0 | 0 | 1 | 1 | 0 | 0 | 1
1329 | 0 | 0 | 1 | 0 | 0 | 0 | 1 | 1 | 0 | 0 | 1
1330 | 0 | 0 | 1 | 0 | 0 | 0 | 1 | 1 | 0 | 0 | 1
1331 | 0 | 0 | 1 | 0 | 0 | 0 | 1 | 1 | 0 | 0 | 1
1332 | 0.17347 | 0 | 1 | 0 | 0 | 0 | 1 | 1 | 0.17347 | 0 | 1
1333 | 0.22466 | 0.0005531 | 1 | 0 | 0 | 0 | 1 | 1 | 0.22466 | 0.0005531 | 1
1334 | 0.17955 | 0.012776 | 1 | 0 | 0 | 0 | 1 | 1 | 0.17955 | 0.012776 | 1
1335 | 0.079429 | 0.027194 | 1 | 0 | 0 | 0 | 1 | 1 | 0.079429 | 0.027194 | 1
1336 | 0.0090796 | 0.0075713 | 1 | 0 | 0 | 0 | 1 | 1 | 0.0090796 | 0.0075713 | 1
1337 | 0 | 0.00094724 | 1 | 0 | 0 | 0 | 1 | 1 | 0 | 0.00094724 | 1
1338 | 0 | 0 | 1 | 0 | 0 | 1 | 1 | 1 | 0 | 0 | 1
1339 | 0 | 0 | 1 | 0 | 0 | 1 | 1 | 1 | 0 | 0 | 1
1340 | 0 | 0 | 1 | 0 | 0 | 1 | 1 | 1 | 0 | 0 | 1
1341 | 0 | 0 | 1 | 0 | 0 | 1 | 1 | 1 | 0 | 0 | 1
1342 | 0 | 0 | 1 | 0 | 0 | 0 | 1 | 1 | 0 | 0 | 1
1343 | 0 | 0 | 1 | 0 | 0 | 0 | 1 | 1 | 0 | 0 | 1
1344 | 0 | 0 | 1 | 0 | 0 | 0 | 1 | 1 | 0 | 0 | 1
1345 | 0 | 0 | 1 | 0 | 0 | 0 | 1 | 1 | 0 | 0 | 1
1346 | 0 | 0 | 1 | 0 | 0 | 0 | 1 | 1 | 0 | 0 | 1
1347 | 0 | 0 | 1 | 0 | 0 | 0 | 1 | 1 | 0 | 0 | 1
1348 | 0 | 0 | 1 | 0 | 0 | 0 | 1 | 1 | 0 | 0 | 1
1349 | 0 | 0 | 1 | 0 | 0 | 0 | 1 | 1 | 0 | 0 | 1
1350 | 0 | 0 | 1 | 0 | 0 | 0 | 1 | 1 | 0 | 0 | 1
1351 | 0 | 0 | 1 | 0 | 0 | 0 | 1 | 1 | 0 | 0 | 1
1352 | 0 | 0 | 1 | 0 | 0 | 0 | 1 | 1 | 0 | 0 | 1
1353 | 0 | 0 | 1 | 0 | 0 | 0 | 1 | 1 | 0 | 0 | 1
1354 | 0.013776 | 0 | 1 | 0 | 0 | 0 | 1 | 1 | 0.013776 | 0 | 1
1355 | 0.1129 | 0 | 1 | 0 | 0 | 0 | 1 | 1 | 0.1129 | 0 | 1
1356 | 0.27021 | 0.0013039 | 1 | 0 | 0 | 0 | 1 | 1 | 0.27021 | 0.0013039 | 1
1357 | 0.27102 | 0 | 1 | 0 | 0 | 0 | 1 | 1 | 0.27102 | 0 | 1
1358 | 0.16354 | 0.0014241 | 1 | 0 | 0 | 0 | 1 | 1 | 0.16354 | 0.0014241 | 1
1359 | 0.063146 | 0.015427 | 1 | 0 | 0 | 0 | 1 | 1 | 0.063146 | 0.015427 | 1
1360 | 0 | 0.011488 | 1 | 0 | 0 | 0 | 1 | 1 | 0 | 0.011488 | 1
1361 | 0 | 0 | 1 | 0 | 0 | 0 | 1 | 1 | 0 | 0 | 1
1362 | 0 | 0 | 1 | 0 | 0 | 1 | 1 | 1 | 0 | 0 | 1
1363 | 0 | 0 | 1 | 0 | 0 | 1 | 1 | 1 | 0 | 0 | 1
1364 | 0 | 0 | 1 | 0 | 0 | 1 | 1 | 1 | 0 | 0 | 1
1365 | 0 | 0 | 1 | 0 | 0 | 1 | 1 | 1 | 0 | 0 | 1
1366 | 0 | 0 | 1 | 0 | 0 | 0 | 1 | 1 | 0 | 0 | 1
1367 | 0 | 0 | 1 | 0 | 0 | 0 | 1 | 1 | 0 | 0 | 1
1368 | 0 | 0 | 1 | 0 | 0 | 0 | 1 | 1 | 0 | 0 | 1
1369 | 0 | 0 | 1 | 0 | 0 | 0 | 1 | 1 | 0 | 0 | 1
1370 | 0 | 0 | 1 | 0 | 0 | 0 | 1 | 1 | 0 | 0 | 1
1371 | 0 | 0 | 1 | 0 | 0 | 0 | 1 | 1 | 0 | 0 | 1
1372 | 0 | 0 | 1 | 0 | 0 | 0 | 1 | 1 | 0 | 0 | 1
1373 | 0 | 0 | 1 | 0 | 0 | 0 | 1 | 1 | 0 | 0 | 1
1374 | 0 | 0 | 1 | 0 | 0 | 0 | 1 | 1 | 0 | 0 | 1
1375 | 0 | 0 | 1 | 0 | 0 | 0 | 1 | 1 | 0 | 0 | 1
1376 | 0 | 0 | 1 | 0 | 0 | 0 | 1 | 1 | 0 | 0 | 1
1377 | 0 | 0 | 1 | 0 | 0 | 0 | 1 | 1 | 0 | 0 | 1
1378 | 0 | 0 | 1 | 0 | 0 | 0 | 1 | 1 | 0 | 0 | 1
1379 | 0.024885 | 0 | 1 | 0 | 0 | 0 | 1 | 1 | 0.024885 | 0 | 1
1380 | 0.10525 | 0 | 1 | 0 | 0 | 0 | 1 | 1 | 0.10525 | 0 | 1
1381 | 0.10443 | 0 | 1 | 0 | 0 | 0 | 1 | 1 | 0.10443 | 0 | 1
1382 | 0.042691 | 0 | 1 | 0 | 0 | 0 | 1 | 1 | 0.042691 | 0 | 1
1383 | 0.015383 | 0.0047952 | 1 | 0 | 0 | 0 | 1 | 1 | 0.015383 | 0.0047952 | 1
1384 | 0 | 0.0018526 | 1 | 0 | 0 | 0 | 1 | 1 | 0 | 0.0018526 | 1
1385 | 0 | 0 | 1 | 0 | 0 | 0 | 1 | 1 | 0 | 0 | 1
1386 | 0 | 0 | 1 | 0 | 0 | 1 | 1 | 1 | 0 | 0 | 1
1387 | 0 | 0 | 1 | 0 | 0 | 1 | 1 | 1 | 0 | 0 | 1
1388 | 0 | 0 | 1 | 0 | 0 | 1 | 1 | 1 | 0 | 0 | 1
1389 | 0 | 0 | 1 | 0 | 0 | 1 | 1 | 1 | 0 | 0 | 1
1390 | 0 | 0 | 1 | 0 | 0 | 0 | 1 | 1 | 0 | 0 | 1
1391 | 0 | 0 | 1 | 0 | 0 | 0 | 1 | 1 | 0 | 0 | 1
1392 | 0 | 0 | 1 | 0 | 0 | 0 | 1 | 1 | 0 | 0 | 1
1393 | 0 | 0 | 0.92784 | 0 | 0 | 0 | 1 | 1 | 0 | 0 | 1
1394 | 0 | 0 | 0.92784 | 0 | 0 | 0 | 1 | 1 | 0 | 0 | 1
1395 | 0 | 0 | 0.92784 | 0 | 0 | 0 | 1 | 1 | 0 | 0 | 1
1396 | 0 | 0 | 0.92784 | 0 | 0 | 0 | 1 | 1 | 0 | 0 | 1
1397 | 0 | 0 | 0.92784 | 0 | 0 | 0 | 1 | 1 | 0 | 0 | 1
1398 | 0 | 0.01147 | 0.92784 | 0 | 0 | 0 | 1 | 1 | 0 | 0.01147 | 1
1399 | 0 | 0.043405 | 0.92784 | 0 | 0 | 0 | 1 | 1 | 0 | 0.043405 | 1
1400 | 0 | 0.034076 | 0.92784 | 0 | 0 | 0 | 1 | 1 | 0 | 0.034076 | 1
1401 | 0 | 0.01292 | 0.92784 | 0 | 0 | 0 | 1 | 1 | 0 | 0.01292 | 1
1402 | 0 | 0.033363 | 0.92784 | 0 | 0 | 0 | 1 | 1 | 0 | 0.033363 | 1
1403 | 0 | 0.033667 | 0.92784 | 0 | 0 | 0 | 1 | 1 | 0 | 0.033667 | 1
1404 | 0 | 0.043044 | 0.92784 | 0 | 0 | 0 | 1 | 1 | 0 | 0.043044 | 1
1405 | 0 | 0.045433 | 0.92784 | 0 | 0 | 0 | 1 | 1 | 0 | 0.045433 | 1
1406 | 0 | 0.044784 | 0.92784 | 0 | 0 | 0 | 1 | 1 | 0 | 0.044784 | 1
1407 | 0 | 0.040306 | 0.92784 | 0 | 0 | 0 | 1 | 1 | 0 | 0.040306 | 1
1408 | 0 | 0.027742 | 0.92784 | 0 | 0 | 0 | 1 | 1 | 0 | 0.027742 | 1
1409 | 0 | 0.012816 | 0.92784 | 0 | 0 | 0 | 1 | 1 | 0 | 0.012816 | 1
1410 | 0 | 0 | 0.92784 | 0 | 0 | 1 | 1 | 1 | 0 | 0 | 1
1411 | 0 | 0 | 0.92784 | 0 | 0 | 1 | 1 | 1 | 0 | 0 | 1
1412 | 0 | 0 | 0.92784 | 0 | 0 | 1 | 1 | 1 | 0 | 0 | 1
1413 | 0 | 0 | 0.92784 | 0 | 0 | 1 | 1 | 1 | 0 | 0 | 1
1414 | 0 | 0 | 0.92784 | 0 | 0 | 0 | 1 | 1 | 0 | 0 | 1
1415 | 0 | 0 | 0.92784 | 0 | 0 | 0 | 1 | 1 | 0 | 0 | 1
1416 | 0 | 0 | 0.92784 | 0 | 0 | 0 | 1 | 1 | 0 | 0 | 1
1417 | 0 | 0 | 0.92784 | 0 | 0 | 0 | 1 | 1 | 0 | 0 | 1
1418 | 0 | 0 | 0.92784 | 0 | 0 | 0 | 1 | 1 | 0 | 0 | 1
1419 | 0 | 0 | 0.92784 | 0 | 0 | 0 | 1 | 1 | 0 | 0 | 1
1420 | 0 | 0 | 0.92784 | 0 | 0 | 0 | 1 | 1 | 0 | 0 | 1
1421 | 0 | 0 | 0.92784 | 0 | 0 | 0 | 1 | 1 | 0 | 0 | 1
1422 | 0 | 0 | 0.92784 | 0 | 0 | 0 | 1 | 1 | 0 | 0 | 1
1423 | 0 | 0.022127 | 0.92784 | 0 | 0 | 0 | 1 | 1 | 0 | 0.022127 | 1
1424 | 0 | 0.032467 | 0.92784 | 0 | 0 | 0 | 1 | 1 | 0 | 0.032467 | 1
1425 | 0 | 0.019043 | 0.92784 | 0 | 0 | 0 | 1 | 1 | 0 | 0.019043 | 1
1426 | 0 | 0.014721 | 0.92784 | 0 | 0 | 0 | 1 | 1 | 0 | 0.014721 | 1
1427 | 0 | 0.01029 | 0.92784 | 0 | 0 | 0 | 1 | 1 | 0 | 0.01029 | 1
1428 | 0 | 0.023955 | 0.92784 | 0 | 0 | 0 | 1 | 1 | 0 | 0.023955 | 1
1429 | 0 | 0.034367 | 0.92784 | 0 | 0 | 0 | 1 | 1 | 0 | 0.034367 | 1
1430 | 0 | 0.022787 | 0.92784 | 0 | 0 | 0 | 1 | 1 | 0 | 0.022787 | 1
1431 | 0 | 0.014545 | 0.92784 | 0 | 0 | 0 | 1 | 1 | 0 | 0.014545 | 1
1432 | 0 | 0.012211 | 0.92784 | 0 | 0 | 0 | 1 | 1 | 0 | 0.012211 | 1
1433 | 0 | 0.0098628 | 0.92784 | 0 | 0 | 0 | 1 | 1 | 0 | 0.0098628 | 1
1434 | 0 | 0 | 0.92784 | 0 | 0 | 1 | 1 | 1 | 0 | 0 | 1
1435 | 0 | 0 | 0.92784 | 0 | 0 | 1 | 1 | 1 | 0 | 0 | 1
1436 | 0 | 0.0055348 | 0.92784 | 0 | 0 | 1 | 1 | 1 | 0 | 0.0055348 | 1
1437 | 0 | 0.0045349 | 0.92784 | 0 | 0 | 1 | 1 | 1 | 0 | 0.0045349 | 1
1438 | 0 | 0 | 0.92784 | 0 | 0 | 0 | 1 | 1 | 0 | 0 | 1
1439 | 0 | 0 | 0.92784 | 0 | 0 | 0 | 1 | 1 | 0 | 0 | 1
1440 | 0 | 0 | 0.92784 | 0 | 0 | 0 | 1 | 1 | 0 | 0 | 1
1441 | 0 | 0 | 0.92784 | 0 | 0 | 0 | 1 | 1 | 0 | 0 | 1
1442 | 0 | 0 | 0.92784 | 0 | 0 | 0 | 1 | 1 | 0 | 0 | 1
1443 | 0 | 0 | 0.92784 | 0 | 0 | 0 | 1 | 1 | 0 | 0 | 1
1444 | 0 | 0 | 0.92784 | 0 | 0 | 0 | 1 | 1 | 0 | 0 | 1
1445 | 0 | 0 | 0.92784 | 0 | 0 | 0 | 1 | 1 | 0 | 0 | 1
1446 | 0 | 0 | 0.92784 | 0 | 0 | 0 | 1 | 1 | 0 | 0 | 1
1447 | 0 | 0.035778 | 0.92784 | 0 | 0 | 0 | 1 | 1 | 0 | 0.035778 | 1
1448 | 0 | 0.047774 | 0.92784 | 0 | 0 | 0 | 1 | 1 | 0 | 0.047774 | 1
1449 | 0 | 0.028098 | 0.92784 | 0 | 0 | 0 | 1 | 1 | 0 | 0.028098 | 1
1450 | 0 | 0.027242 | 0.92784 | 0 | 0 | 0 | 1 | 1 | 0 | 0.027242 | 1
1451 | 0 | 0.030329 | 0.92784 | 0 | 0 | 0 | 1 | 1 | 0 | 0.030329 | 1
1452 | 0 | 0.05208 | 0.92784 | 0 | 0 | 0 | 1 | 1 | 0 | 0.05208 | 1
1453 | 0 | 0.051661 | 0.92784 | 0 | 0 | 0 | 1 | 1 | 0 | 0.051661 | 1
1454 | 0 | 0.046685 | 0.92784 | 0 | 0 | 0 | 1 | 1 | 0 | 0.046685 | 1
1455 | 0 | 0.03614 | 0.92784 | 0 | 0 | 0 | 1 | 1 | 0 | 0.03614 | 1
1456 | 0 | 0.034702 | 0.92784 | 0 | 0 | 0 | 1 | 1 | 0 | 0.034702 | 1
1457 | 0 | 0.013712 | 0.92784 | 0 | 0 | 0 | 1 | 1 | 0 | 0.013712 | 1
1458 | 0 | 0 | 0.92784 | 0 | 0 | 1 | 1 | 1 | 0 | 0 | 1
1459 | 0 | 0 | 0.92784 | 0 | 0 | 1 | 1 | 1 | 0 | 0 | 1
1460 | 0 | 0 | 0.92784 | 0 | 0 | 1 | 1 | 1 | 0 | 0 | 1
1461 | 0 | 0 | 0.92784 | 0 | 0 | 1 | 1 | 1 | 0 | 0 | 1
1462 | 0 | 0 | 0.92784 | 0 | 0 | 0 | 1 | 1 | 0 | 0 | 1
1463 | 0 | 0 | 0.92784 | 0 | 0 | 0 | 1 | 1 | 0 | 0 | 1
1464 | 0 | 0 | 0.92784 | 0 | 0 | 0 | 1 | 1 | 0 | 0 | 1
1465 | 0 | 0 | 0.92784 | 0 | 0 | 0 | 1 | 1 | 0 | 0 | 1
1466 | 0 | 0 | 0.92784 | 0 | 0 | 0 | 1 | 1 | 0 | 0 | 1
1467 | 0 | 0 | 0.92784 | 0 | 0 | 0 | 1 | 1 | 0 | 0 | 1
1468 | 0 | 0 | 0.92784 | 0 | 0 | 0 | 1 | 1 | 0 | 0 | 1
1469 | 0 | 0 | 0.92784 | 0 | 0 | 0 | 1 | 1 | 0 | 0 | 1
1470 | 0 | 0 | 0.92784 | 0 | 0 | 0 | 1 | 1 | 0 | 0 | 1
1471 | 0 | 0.0086249 | 0.92784 | 0 | 0 | 0 | 1 | 1 | 0 | 0.0086249 | 1
1472 | 0 | 0.021542 | 0.92784 | 0 | 0 | 0 | 1 | 1 | 0 | 0.021542 | 1
1473 | 0 | 0.020074 | 0.92784 | 0 | 0 | 0 | 1 | 1 | 0 | 0.020074 | 1
1474 | 0 | 0.0076289 | 0.92784 | 0 | 0 | 0 | 1 | 1 | 0 | 0.0076289 | 1
1475 | 0.013665 | 0.029103 | 0.92784 | 0 | 0 | 0 | 1 | 1 | 0.013665 | 0.029103 | 1
1476 | 0.05578 | 0.042033 | 0.92784 | 0 | 0 | 0 | 1 | 1 | 0.05578 | 0.042033 | 1
1477 | 0.11615 | 0.040915 | 0.92784 | 0 | 0 | 0 | 1 | 1 | 0.11615 | 0.040915 | 1
1478 | 0.037065 | 0.045493 | 0.92784 | 0 | 0 | 0 | 1 | 1 | 0.037065 | 0.045493 | 1
1479 | 0.059843 | 0.028656 | 0.92784 | 0 | 0 | 0 | 1 | 1 | 0.059843 | 0.028656 | 1
1480 | 0 | 0.012853 | 0.92784 | 0 | 0 | 0 | 1 | 1 | 0 | 0.012853 | 1
1481 | 0 | 0 | 0.92784 | 0 | 0 | 0 | 1 | 1 | 0 | 0 | 1
1482 | 0 | 0 | 0.92784 | 0 | 0 | 1 | 1 | 1 | 0 | 0 | 1
1483 | 0 | 0 | 0.92784 | 0 | 0 | 1 | 1 | 1 | 0 | 0 | 1
1484 | 0 | 0 | 0.92784 | 0 | 0 | 1 | 1 | 1 | 0 | 0 | 1
1485 | 0 | 0 | 0.92784 | 0 | 0 | 1 | 1 | 1 | 0 | 0 | 1
1486 | 0 | 0 | 0.92784 | 0 | 0 | 0 | 1 | 1 | 0 | 0 | 1
1487 | 0 | 0 | 0.92784 | 0 | 0 | 0 | 1 | 1 | 0 | 0 | 1
1488 | 0 | 0 | 0.92784 | 0 | 0 | 0 | 1 | 1 | 0 | 0 | 1
1489 | 0 | 0 | 0.92784 | 0 | 0 | 0 | 1 | 1 | 0 | 0 | 1
1490 | 0 | 0 | 0.92784 | 0 | 0 | 0 | 1 | 1 | 0 | 0 | 1
1491 | 0 | 0 | 0.92784 | 0 | 0 | 0 | 1 | 1 | 0 | 0 | 1
1492 | 0 | 0 | 0.92784 | 0 | 0 | 0 | 1 | 1 | 0 | 0 | 1
1493 | 0 | 0 | 0.92784 | 0 | 0 | 0 | 1 | 1 | 0 | 0 | 1
1494 | 0 | 0 | 0.92784 | 0 | 0 | 0 | 1 | 1 | 0 | 0 | 1
1495 | 0 | 0 | 0.92784 | 0 | 0 | 0 | 1 | 1 | 0 | 0 | 1
1496 | 0 | 0.0019363 | 0.92784 | 0 | 0 | 0 | 1 | 1 | 0 | 0.0019363 | 1
1497 | 0 | 0.0079707 | 0.92784 | 0 | 0 | 0 | 1 | 1 | 0 | 0.0079707 | 1
1498 | 0 | 0.0056394 | 0.92784 | 0 | 0 | 0 | 1 | 1 | 0 | 0.0056394 | 1
1499 | 0.11223 | 0.02003 | 0.92784 | 0 | 0 | 0 | 1 | 1 | 0.11223 | 0.02003 | 1
1500 | 0.21559 | 0.030683 | 0.92784 | 0 | 0 | 0 | 1 | 1 | 0.21559 | 0.030683 | 1
1501 | 0.31814 | 0.034294 | 0.92784 | 0 | 0 | 0 | 1 | 1 | 0.31814 | 0.034294 | 1
1502 | 0.26001 | 0.044059 | 0.92784 | 0 | 0 | 0 | 1 | 1 | 0.26001 | 0.044059 | 1
1503 | 0.15188 | 0.025115 | 0.92784 | 0 | 0 | 0 | 1 | 1 | 0.15188 | 0.025115 | 1
1504 | 0.028207 | 0 | 0.92784 | 0 | 0 | 0 | 1 | 1 | 0.028207 | 0 | 1
1505 | 0 | 0 | 0.92784 | 0 | 0 | 0 | 1 | 1 | 0 | 0 | 1
1506 | 0 | 0 | 0.92784 | 0 | 0 | 1 | 1 | 1 | 0 | 0 | 1
1507 | 0 | 0 | 0.92784 | 0 | 0 | 1 | 1 | 1 | 0 | 0 | 1
1508 | 0 | 0 | 0.92784 | 0 | 0 | 1 | 1 | 1 | 0 | 0 | 1
1509 | 0 | 0 | 0.92784 | 0 | 0 | 1 | 1 | 1 | 0 | 0 | 1
1510 | 0 | 0 | 0.92784 | 0 | 0 | 0 | 1 | 1 | 0 | 0 | 1
1511 | 0 | 0 | 0.92784 | 0 | 0 | 0 | 1 | 1 | 0 | 0 | 1
1512 | 0 | 0 | 0.92784 | 0 | 0 | 0 | 1 | 1 | 0 | 0 | 1
1513 | 0 | 0 | 0.92784 | 0 | 0 | 0 | 1 | 1 | 0 | 0 | 1
1514 | 0 | 0 | 0.92784 | 0 | 0 | 0 | 1 | 1 | 0 | 0 | 1
1515 | 0 | 0 | 0.92784 | 0 | 0 | 0 | 1 | 1 | 0 | 0 | 1
1516 | 0 | 0 | 0.92784 | 0 | 0 | 0 | 1 | 1 | 0 | 0 | 1
1517 | 0 | 0 | 0.92784 | 0 | 0 | 0 | 1 | 1 | 0 | 0 | 1
1518 | 0 | 0 | 0.92784 | 0 | 0 | 0 | 1 | 1 | 0 | 0 | 1
1519 | 0 | 0 | 0.92784 | 0 | 0 | 0 | 1 | 1 | 0 | 0 | 1
1520 | 0 | 0 | 0.92784 | 0 | 0 | 0 | 1 | 1 | 0 | 0 | 1
1521 | 0 | 0 | 0.92784 | 0 | 0 | 0 | 1 | 1 | 0 | 0 | 1
1522 | 0.081527 | 0 | 0.92784 | 0 | 0 | 0 | 1 | 1 | 0.081527 | 0 | 1
1523 | 0.22997 | 0 | 0.92784 | 0 | 0 | 0 | 1 | 1 | 0.22997 | 0 | 1
1524 | 0.33992 | 0.010629 | 0.92784 | 0 | 0 | 0 | 1 | 1 | 0.33992 | 0.010629 | 1
1525 | 0.43817 | 0.021809 | 0.92784 | 0 | 0 | 0 | 1 | 1 | 0.43817 | 0.021809 | 1
1526 | 0.41013 | 0.019322 | 0.92784 | 0 | 0 | 0 | 1 | 1 | 0.41013 | 0.019322 | 1
1527 | 0.33516 | 0.0077514 | 0.92784 | 0 | 0 | 0 | 1 | 1 | 0.33516 | 0.0077514 | 1
1528 | 0.20046 | 0 | 0.92784 | 0 | 0 | 0 | 1 | 1 | 0.20046 | 0 | 1
1529 | 0.044844 | 0 | 0.92784 | 0 | 0 | 0 | 1 | 1 | 0.044844 | 0 | 1
1530 | 0 | 0 | 0.92784 | 0 | 0 | 1 | 1 | 1 | 0 | 0 | 1
1531 | 0 | 0 | 0.92784 | 0 | 0 | 1 | 1 | 1 | 0 | 0 | 1
1532 | 0 | 0 | 0.92784 | 0 | 0 | 1 | 1 | 1 | 0 | 0 | 1
1533 | 0 | 0 | 0.92784 | 0 | 0 | 1 | 1 | 1 | 0 | 0 | 1
1534 | 0 | 0 | 0.92784 | 0 | 0 | 0 | 1 | 1 | 0 | 0 | 1
1535 | 0 | 0 | 0.92784 | 0 | 0 | 0 | 1 | 1 | 0 | 0 | 1
1536 | 0 | 0 | 0.92784 | 0 | 0 | 0 | 1 | 1 | 0 | 0 | 1
1537 | 0 | 0 | 0.92784 | 0 | 0 | 0 | 1 | 1 | 0 | 0 | 1
1538 | 0 | 0 | 0.92784 | 0 | 0 | 0 | 1 | 1 | 0 | 0 | 1
1539 | 0 | 0 | 0.92784 | 0 | 0 | 0 | 1 | 1 | 0 | 0 | 1
1540 | 0 | 0 | 0.92784 | 0 | 0 | 0 | 1 | 1 | 0 | 0 | 1
1541 | 0 | 0 | 0.92784 | 0 | 0 | 0 | 1 | 1 | 0 | 0 | 1
1542 | 0 | 0 | 0.92784 | 0 | 0 | 0 | 1 | 1 | 0 | 0 | 1
1543 | 0 | 0 | 0.92784 | 0 | 0 | 0 | 1 | 1 | 0 | 0 | 1
1544 | 0 | 0 | 0.92784 | 0 | 0 | 0 | 1 | 1 | 0 | 0 | 1
1545 | 0.044096 | 0 | 0.92784 | 0 | 0 | 0 | 1 | 1 | 0.044096 | 0 | 1
1546 | 0.20593 | 0 | 0.92784 | 0 | 0 | 0 | 1 | 1 | 0.20593 | 0 | 1
1547 | 0.34813 | 0 | 0.92784 | 0 | 0 | 0 | 1 | 1 | 0.34813 | 0 | 1
1548 | 0.55615 | 0 | 0.92784 | 0 | 0 | 0 | 1 | 1 | 0.55615 | 0 | 1
1549 | 0.58879 | 0.0093686 | 0.92784 | 0 | 0 | 0 | 1 | 1 | 0.58879 | 0.0093686 | 1
1550 | 0.48472 | 0.018795 | 0.92784 | 0 | 0 | 0 | 1 | 1 | 0.48472 | 0.018795 | 1
1551 | 0.40779 | 0.0098415 | 0.92784 | 0 | 0 | 0 | 1 | 1 | 0.40779 | 0.0098415 | 1
1552 | 0.27964 | 0 | 0.92784 | 0 | 0 | 0 | 1 | 1 | 0.27964 | 0 | 1
1553 | 0.080258 | 0 | 0.92784 | 0 | 0 | 0 | 1 | 1 | 0.080258 | 0 | 1
1554 | 0 | 0 | 0.92784 | 0 | 0 | 1 | 1 | 1 | 0 | 0 | 1
1555 | 0 | 0 | 0.92784 | 0 | 0 | 1 | 1 | 1 | 0 | 0 | 1
1556 | 0 | 0 | 0.92784 | 0 | 0 | 1 | 1 | 1 | 0 | 0 | 1
1557 | 0 | 0 | 0.92784 | 0 | 0 | 1 | 1 | 1 | 0 | 0 | 1
1558 | 0 | 0 | 0.92784 | 0 | 0 | 0 | 1 | 1 | 0 | 0 | 1
1559 | 0 | 0 | 0.92784 | 0 | 0 | 0 | 1 | 1 | 0 | 0 | 1
1560 | 0 | 0 | 0.92784 | 0 | 0 | 0 | 1 | 1 | 0 | 0 | 1
1561 | 0 | 0 | 0.92784 | 0 | 0 | 0 | 1 | 1 | 0 | 0 | 1
1562 | 0 | 0 | 0.92784 | 0 | 0 | 0 | 1 | 1 | 0 | 0 | 1
1563 | 0 | 0 | 0.92784 | 0 | 0 | 0 | 1 | 1 | 0 | 0 | 1
1564 | 0 | 0 | 0.92784 | 0 | 0 | 0 | 1 | 1 | 0 | 0 | 1
1565 | 0 | 0 | 0.92784 | 0 | 0 | 0 | 1 | 1 | 0 | 0 | 1
1566 | 0 | 0 | 0.92784 | 0 | 0 | 0 | 1 | 1 | 0 | 0 | 1
1567 | 0 | 0 | 0.92784 | 0 | 0 | 0 | 1 | 1 | 0 | 0 | 1
1568 | 0 | 0 | 0.92784 | 0 | 0 | 0 | 1 | 1 | 0 | 0 | 1
1569 | 0.048018 | 0 | 0.92784 | 0 | 0 | 0 | 1 | 1 | 0.048018 | 0 | 1
1570 | 0.1749 | 0 | 0.92784 | 0 | 0 | 0 | 1 | 1 | 0.1749 | 0 | 1
1571 | 0.31726 | 0 | 0.92784 | 0 | 0 | 0 | 1 | 1 | 0.31726 | 0 | 1
1572 | 0.55776 | 0.0098762 | 0.92784 | 0 | 0 | 0 | 1 | 1 | 0.55776 | 0.0098762 | 1
1573 | 0.47222 | 0.02416 | 0.92784 | 0 | 0 | 0 | 1 | 1 | 0.47222 | 0.02416 | 1
1574 | 0.39054 | 0.030129 | 0.92784 | 0 | 0 | 0 | 1 | 1 | 0.39054 | 0.030129 | 1
1575 | 0.25124 | 0.033258 | 0.92784 | 0 | 0 | 0 | 1 | 1 | 0.25124 | 0.033258 | 1
1576 | 0.13833 | 0.022975 | 0.92784 | 0 | 0 | 0 | 1 | 1 | 0.13833 | 0.022975 | 1
1577 | 0.013546 | 0 | 0.92784 | 0 | 0 | 0 | 1 | 1 | 0.013546 | 0 | 1
1578 | 0 | 0 | 0.92784 | 0 | 0 | 1 | 1 | 1 | 0 | 0 | 1
1579 | 0 | 0 | 0.92784 | 0 | 0 | 1 | 1 | 1 | 0 | 0 | 1
1580 | 0 | 0 | 0.92784 | 0 | 0 | 1 | 1 | 1 | 0 | 0 | 1
1581 | 0 | 0 | 0.92784 | 0 | 0 | 1 | 1 | 1 | 0 | 0 | 1
1582 | 0 | 0 | 0.92784 | 0 | 0 | 0 | 1 | 1 | 0 | 0 | 1
1583 | 0 | 0 | 0.92784 | 0 | 0 | 0 | 1 | 1 | 0 | 0 | 1
1584 | 0 | 0 | 0.92784 | 0 | 0 | 0 | 1 | 1 | 0 | 0 | 1
1585 | 0 | 0 | 0.92784 | 0 | 0 | 0 | 1 | 1 | 0 | 0 | 1
1586 | 0 | 0 | 0.92784 | 0 | 0 | 0 | 1 | 1 | 0 | 0 | 1
1587 | 0 | 0 | 0.92784 | 0 | 0 | 0 | 1 | 1 | 0 | 0 | 1
1588 | 0 | 0 | 0.92784 | 0 | 0 | 0 | 1 | 1 | 0 | 0 | 1
1589 | 0 | 0 | 0.92784 | 0 | 0 | 0 | 1 | 1 | 0 | 0 | 1
1590 | 0 | 0 | 0.92784 | 0 | 0 | 0 | 1 | 1 | 0 | 0 | 1
1591 | 0 | 0 | 0.92784 | 0 | 0 | 0 | 1 | 1 | 0 | 0 | 1
1592 | 0 | 0 | 0.92784 | 0 | 0 | 0 | 1 | 1 | 0 | 0 | 1
1593 | 0.045697 | 0 | 0.92784 | 0 | 0 | 0 | 1 | 1 | 0.045697 | 0 | 1
1594 | 0.20296 | 0 | 0.92784 | 0 | 0 | 0 | 1 | 1 | 0.20296 | 0 | 1
1595 | 0.31769 | 0 | 0.92784 | 0 | 0 | 0 | 1 | 1 | 0.31769 | 0 | 1
1596 | 0.50222 | 0.020089 | 0.92784 | 0 | 0 | 0 | 1 | 1 | 0.50222 | 0.020089 | 1
1597 | 0.38129 | 0.036586 | 0.92784 | 0 | 0 | 0 | 1 | 1 | 0.38129 | 0.036586 | 1
1598 | 0.37047 | 0.050744 | 0.92784 | 0 | 0 | 0 | 1 | 1 | 0.37047 | 0.050744 | 1
1599 | 0.21132 | 0.05981 | 0.92784 | 0 | 0 | 0 | 1 | 1 | 0.21132 | 0.05981 | 1
1600 | 0.090211 | 0.043985 | 0.92784 | 0 | 0 | 0 | 1 | 1 | 0.090211 | 0.043985 | 1
1601 | 0 | 0.014817 | 0.92784 | 0 | 0 | 0 | 1 | 1 | 0 | 0.014817 | 1
1602 | 0 | 0 | 0.92784 | 0 | 0 | 1 | 1 | 1 | 0 | 0 | 1
1603 | 0 | 0 | 0.92784 | 0 | 0 | 1 | 1 | 1 | 0 | 0 | 1
1604 | 0 | 0 | 0.92784 | 0 | 0 | 1 | 1 | 1 | 0 | 0 | 1
1605 | 0 | 0 | 0.92784 | 0 | 0 | 1 | 1 | 1 | 0 | 0 | 1
1606 | 0 | 0 | 0.92784 | 0 | 0 | 0 | 1 | 1 | 0 | 0 | 1
1607 | 0 | 0 | 0.92784 | 0 | 0 | 0 | 1 | 1 | 0 | 0 | 1
1608 | 0 | 0 | 0.92784 | 0 | 0 | 0 | 1 | 1 | 0 | 0 | 1
1609 | 0 | 0 | 0.92784 | 0 | 0 | 0 | 1 | 1 | 0 | 0 | 1
1610 | 0 | 0 | 0.92784 | 0 | 0 | 0 | 1 | 1 | 0 | 0 | 1
1611 | 0 | 0 | 0.92784 | 0 | 0 | 0 | 1 | 1 | 0 | 0 | 1
1612 | 0 | 0 | 0.92784 | 0 | 0 | 0 | 1 | 1 | 0 | 0 | 1
1613 | 0 | 0 | 0.92784 | 0 | 0 | 0 | 1 | 1 | 0 | 0 | 1
1614 | 0 | 0 | 0.92784 | 0 | 0 | 0 | 1 | 1 | 0 | 0 | 1
1615 | 0 | 0 | 0.92784 | 0 | 0 | 0 | 1 | 1 | 0 | 0 | 1
1616 | 0 | 0 | 0.92784 | 0 | 0 | 0 | 1 | 1 | 0 | 0 | 1
1617 | 0 | 0 | 0.92784 | 0 | 0 | 0 | 1 | 1 | 0 | 0 | 1
1618 | 0.04014 | 0 | 0.92784 | 0 | 0 | 0 | 1 | 1 | 0.04014 | 0 | 1
1619 | 0.25387 | 0 | 0.92784 | 0 | 0 | 0 | 1 | 1 | 0.25387 | 0 | 1
1620 | 0.40331 | 0.0056657 | 0.92784 | 0 | 0 | 0 | 1 | 1 | 0.40331 | 0.0056657 | 1
1621 | 0.1688 | 0.016908 | 0.92784 | 0 | 0 | 0 | 1 | 1 | 0.1688 | 0.016908 | 1
1622 | 0.10368 | 0.031187 | 0.92784 | 0 | 0 | 0 | 1 | 1 | 0.10368 | 0.031187 | 1
1623 | 0.091433 | 0.050655 | 0.92784 | 0 | 0 | 0 | 1 | 1 | 0.091433 | 0.050655 | 1
1624 | 0.059172 | 0.04202 | 0.92784 | 0 | 0 | 0 | 1 | 1 | 0.059172 | 0.04202 | 1
1625 | 0.0020652 | 0.020605 | 0.92784 | 0 | 0 | 0 | 1 | 1 | 0.0020652 | 0.020605 | 1
1626 | 0 | 0 | 0.92784 | 0 | 0 | 1 | 1 | 1 | 0 | 0 | 1
1627 | 0 | 0.013966 | 0.92784 | 0 | 0 | 1 | 1 | 1 | 0 | 0.013966 | 1
1628 | 0 | 0 | 0.92784 | 0 | 0 | 1 | 1 | 1 | 0 | 0 | 1
1629 | 0 | 0 | 0.92784 | 0 | 0 | 1 | 1 | 1 | 0 | 0 | 1
1630 | 0 | 0 | 0.92784 | 0 | 0 | 0 | 1 | 1 | 0 | 0 | 1
1631 | 0 | 0 | 0.92784 | 0 | 0 | 0 | 1 | 1 | 0 | 0 | 1
1632 | 0 | 0 | 0.92784 | 0 | 0 | 0 | 1 | 1 | 0 | 0 | 1
1633 | 0 | 0 | 0.92784 | 0 | 0 | 0 | 1 | 1 | 0 | 0 | 1
1634 | 0 | 0 | 0.92784 | 0 | 0 | 0 | 1 | 1 | 0 | 0 | 1
1635 | 0 | 0 | 0.92784 | 0 | 0 | 0 | 1 | 1 | 0 | 0 | 1
1636 | 0 | 0 | 0.92784 | 0 | 0 | 0 | 1 | 1 | 0 | 0 | 1
1637 | 0 | 0 | 0.92784 | 0 | 0 | 0 | 1 | 1 | 0 | 0 | 1
1638 | 0 | 0 | 0.92784 | 0 | 0 | 0 | 1 | 1 | 0 | 0 | 1
1639 | 0 | 0 | 0.92784 | 0 | 0 | 0 | 1 | 1 | 0 | 0 | 1
1640 | 0 | 0 | 0.92784 | 0 | 0 | 0 | 1 | 1 | 0 | 0 | 1
1641 | 0 | 0 | 0.92784 | 0 | 0 | 0 | 1 | 1 | 0 | 0 | 1
1642 | 0 | 0 | 0.92784 | 0 | 0 | 0 | 1 | 1 | 0 | 0 | 1
1643 | 0.11881 | 0 | 0.92784 | 0 | 0 | 0 | 1 | 1 | 0.11881 | 0 | 1
1644 | 0.21217 | 0 | 0.92784 | 0 | 0 | 0 | 1 | 1 | 0.21217 | 0 | 1
1645 | 0.056513 | 0 | 0.92784 | 0 | 0 | 0 | 1 | 1 | 0.056513 | 0 | 1
1646 | 0.031135 | 0 | 0.92784 | 0 | 0 | 0 | 1 | 1 | 0.031135 | 0 | 1
1647 | 0.051036 | 0.010171 | 0.92784 | 0 | 0 | 0 | 1 | 1 | 0.051036 | 0.010171 | 1
1648 | 0.056429 | 0 | 0.92784 | 0 | 0 | 0 | 1 | 1 | 0.056429 | 0 | 1
1649 | 0 | 0 | 0.92784 | 0 | 0 | 0 | 1 | 1 | 0 | 0 | 1
1650 | 0 | 0 | 0.92784 | 0 | 0 | 1 | 1 | 1 | 0 | 0 | 1
1651 | 0 | 0 | 0.92784 | 0 | 0 | 1 | 1 | 1 | 0 | 0 | 1
1652 | 0 | 0 | 0.92784 | 0 | 0 | 1 | 1 | 1 | 0 | 0 | 1
1653 | 0 | 0 | 0.92784 | 0 | 0 | 1 | 1 | 1 | 0 | 0 | 1
1654 | 0 | 0 | 0.92784 | 0 | 0 | 0 | 1 | 1 | 0 | 0 | 1
1655 | 0 | 0 | 0.92784 | 0 | 0 | 0 | 1 | 1 | 0 | 0 | 1
1656 | 0 | 0 | 0.92784 | 0 | 0 | 0 | 1 | 1 | 0 | 0 | 1
1657 | 0 | 0 | 0.92784 | 0 | 0 | 0 | 1 | 1 | 0 | 0 | 1
1658 | 0 | 0 | 0.92784 | 0 | 0 | 0 | 1 | 1 | 0 | 0 | 1
1659 | 0 | 0 | 0.92784 | 0 | 0 | 0 | 1 | 1 | 0 | 0 | 1
1660 | 0 | 0 | 0.92784 | 0 | 0 | 0 | 1 | 1 | 0 | 0 | 1
1661 | 0 | 0 | 0.92784 | 0 | 0 | 0 | 1 | 1 | 0 | 0 | 1
1662 | 0 | 0 | 0.92784 | 0 | 0 | 0 | 1 | 1 | 0 | 0 | 1
1663 | 0 | 0 | 0.92784 | 0 | 0 | 0 | 1 | 1 | 0 | 0 | 1
1664 | 0 | 0 | 0.92784 | 0 | 0 | 0 | 1 | 1 | 0 | 0 | 1
1665 | 0 | 0 | 0.92784 | 0 | 0 | 0 | 1 | 1 | 0 | 0 | 1
1666 | 0 | 0 | 0.92784 | 0 | 0 | 0 | 1 | 1 | 0 | 0 | 1
1667 | 0.12988 | 0 | 0.92784 | 0 | 0 | 0 | 1 | 1 | 0.12988 | 0 | 1
1668 | 0.1638 | 0 | 0.92784 | 0 | 0 | 0 | 1 | 1 | 0.1638 | 0 | 1
1669 | 0.080886 | 0 | 0.92784 | 0 | 0 | 0 | 1 | 1 | 0.080886 | 0 | 1
1670 | 0.052996 | 0 | 0.92784 | 0 | 0 | 0 | 1 | 1 | 0.052996 | 0 | 1
1671 | 0.075744 | 0 | 0.92784 | 0 | 0 | 0 | 1 | 1 | 0.075744 | 0 | 1
1672 | 0.081157 | 0 | 0.92784 | 0 | 0 | 0 | 1 | 1 | 0.081157 | 0 | 1
1673 | 0 | 0 | 0.92784 | 0 | 0 | 0 | 1 | 1 | 0 | 0 | 1
1674 | 0 | 0 | 0.92784 | 0 | 0 | 1 | 1 | 1 | 0 | 0 | 1
1675 | 0 | 0 | 0.92784 | 0 | 0 | 1 | 1 | 1 | 0 | 0 | 1
1676 | 0 | 0 | 0.92784 | 0 | 0 | 1 | 1 | 1 | 0 | 0 | 1
1677 | 0 | 0 | 0.92784 | 0 | 0 | 1 | 1 | 1 | 0 | 0 | 1
1678 | 0 | 0 | 0.92784 | 0 | 0 | 0 | 1 | 1 | 0 | 0 | 1
1679 | 0 | 0 | 0.92784 | 0 | 0 | 0 | 1 | 1 | 0 | 0 | 1
1680 | 0 | 0 | 0.92784 | 0 | 0 | 0 | 1 | 1 | 0 | 0 | 1
1681 | 0 | 0 | 0.92784 | 0 | 0 | 0 | 1 | 1 | 0 | 0 | 1
1682 | 0 | 0 | 0.92784 | 0 | 0 | 0 | 1 | 1 | 0 | 0 | 1
1683 | 0 | 0 | 0.92784 | 0 | 0 | 0 | 1 | 1 | 0 | 0 | 1
1684 | 0 | 0 | 0.92784 | 0 | 0 | 0 | 1 | 1 | 0 | 0 | 1
1685 | 0 | 0 | 0.92784 | 0 | 0 | 0 | 1 | 1 | 0 | 0 | 1
1686 | 0 | 0 | 0.92784 | 0 | 0 | 0 | 1 | 1 | 0 | 0 | 1
1687 | 0 | 0 | 0.92784 | 0 | 0 | 0 | 1 | 1 | 0 | 0 | 1
1688 | 0 | 0 | 0.92784 | 0 | 0 | 0 | 1 | 1 | 0 | 0 | 1
1689 | 0 | 0 | 0.92784 | 0 | 0 | 0 | 1 | 1 | 0 | 0 | 1
1690 | 0 | 0 | 0.92784 | 0 | 0 | 0 | 1 | 1 | 0 | 0 | 1
1691 | 0.10526 | 0 | 0.92784 | 0 | 0 | 0 | 1 | 1 | 0.10526 | 0 | 1
1692 | 0.12155 | 0 | 0.92784 | 0 | 0 | 0 | 1 | 1 | 0.12155 | 0 | 1
1693 | 0.13821 | 0.0017053 | 0.92784 | 0 | 0 | 0 | 1 | 1 | 0.13821 | 0.0017053 | 1
1694 | 0.13682 | 0.020007 | 0.92784 | 0 | 0 | 0 | 1 | 1 | 0.13682 | 0.020007 | 1
1695 | 0.11313 | 0.014705 | 0.92784 | 0 | 0 | 0 | 1 | 1 | 0.11313 | 0.014705 | 1
1696 | 0.014514 | 0.016023 | 0.92784 | 0 | 0 | 0 | 1 | 1 | 0.014514 | 0.016023 | 1
1697 | 0 | 0.020488 | 0.92784 | 0 | 0 | 0 | 1 | 1 | 0 | 0.020488 | 1
1698 | 0 | 0.012908 | 0.92784 | 0 | 0 | 1 | 1 | 1 | 0 | 0.012908 | 1
1699 | 0 | 0 | 0.92784 | 0 | 0 | 1 | 1 | 1 | 0 | 0 | 1
1700 | 0 | 0.0042257 | 0.92784 | 0 | 0 | 1 | 1 | 1 | 0 | 0.0042257 | 1
1701 | 0 | 0.0032199 | 0.92784 | 0 | 0 | 1 | 1 | 1 | 0 | 0.0032199 | 1
1702 | 0 | 0.0022782 | 0.92784 | 0 | 0 | 0 | 1 | 1 | 0 | 0.0022782 | 1
1703 | 0 | 0 | 0.92784 | 0 | 0 | 0 | 1 | 1 | 0 | 0 | 1
1704 | 0 | 0 | 0.92784 | 0 | 0 | 0 | 1 | 1 | 0 | 0 | 1
1705 | 0 | 0 | 1 | 0 | 0 | 0 | 1 | 1 | 0 | 0 | 1
1706 | 0 | 0 | 1 | 0 | 0 | 0 | 1 | 1 | 0 | 0 | 1
1707 | 0 | 0 | 1 | 0 | 0 | 0 | 1 | 1 | 0 | 0 | 1
1708 | 0 | 0 | 1 | 0 | 0 | 0 | 1 | 1 | 0 | 0 | 1
1709 | 0 | 0 | 1 | 0 | 0 | 0 | 1 | 1 | 0 | 0 | 1
1710 | 0 | 0 | 1 | 0 | 0 | 0 | 1 | 1 | 0 | 0 | 1
1711 | 0 | 0 | 1 | 0 | 0 | 0 | 1 | 1 | 0 | 0 | 1
1712 | 0 | 0 | 1 | 0 | 0 | 0 | 1 | 1 | 0 | 0 | 1
1713 | 0 | 0 | 1 | 0 | 0 | 0 | 1 | 1 | 0 | 0 | 1
1714 | 0.019538 | 0 | 1 | 0 | 0 | 0 | 1 | 1 | 0.019538 | 0 | 1
1715 | 0.19385 | 0.0026441 | 1 | 0 | 0 | 0 | 1 | 1 | 0.19385 | 0.0026441 | 1
1716 | 0.18604 | 0.018182 | 1 | 0 | 0 | 0 | 1 | 1 | 0.18604 | 0.018182 | 1
1717 | 0.18404 | 0.020583 | 1 | 0 | 0 | 0 | 1 | 1 | 0.18404 | 0.020583 | 1
1718 | 0.11539 | 0.025791 | 1 | 0 | 0 | 0 | 1 | 1 | 0.11539 | 0.025791 | 1
1719 | 0.11605 | 0.014575 | 1 | 0 | 0 | 0 | 1 | 1 | 0.11605 | 0.014575 | 1
1720 | 0 | 0.0059681 | 1 | 0 | 0 | 0 | 1 | 1 | 0 | 0.0059681 | 1
1721 | 0 | 0 | 1 | 0 | 0 | 0 | 1 | 1 | 0 | 0 | 1
1722 | 0 | 0 | 1 | 0 | 0 | 1 | 1 | 1 | 0 | 0 | 1
1723 | 0 | 0 | 1 | 0 | 0 | 1 | 1 | 1 | 0 | 0 | 1
1724 | 0 | 0 | 1 | 0 | 0 | 1 | 1 | 1 | 0 | 0 | 1
1725 | 0 | 0 | 1 | 0 | 0 | 1 | 1 | 1 | 0 | 0 | 1
1726 | 0 | 0 | 1 | 0 | 0 | 0 | 1 | 1 | 0 | 0 | 1
1727 | 0 | 0 | 1 | 0 | 0 | 0 | 1 | 1 | 0 | 0 | 1
1728 | 0 | 0 | 1 | 0 | 0 | 0 | 1 | 1 | 0 | 0 | 1
1729 | 0 | 0 | 1 | 0 | 0 | 0 | 1 | 1 | 0 | 0 | 1
1730 | 0 | 0 | 1 | 0 | 0 | 0 | 1 | 1 | 0 | 0 | 1
1731 | 0 | 0 | 1 | 0 | 0 | 0 | 1 | 1 | 0 | 0 | 1
1732 | 0 | 0 | 1 | 0 | 0 | 0 | 1 | 1 | 0 | 0 | 1
1733 | 0 | 0 | 1 | 0 | 0 | 0 | 1 | 1 | 0 | 0 | 1
1734 | 0 | 0 | 1 | 0 | 0 | 0 | 1 | 1 | 0 | 0 | 1
1735 | 0 | 0 | 1 | 0 | 0 | 0 | 1 | 1 | 0 | 0 | 1
1736 | 0 | 0 | 1 | 0 | 0 | 0 | 1 | 1 | 0 | 0 | 1
1737 | 0 | 0 | 1 | 0 | 0 | 0 | 1 | 1 | 0 | 0 | 1
1738 | 0.017286 | 0 | 1 | 0 | 0 | 0 | 1 | 1 | 0.017286 | 0 | 1
1739 | 0.16707 | 0 | 1 | 0 | 0 | 0 | 1 | 1 | 0.16707 | 0 | 1
1740 | 0.1835 | 0 | 1 | 0 | 0 | 0 | 1 | 1 | 0.1835 | 0 | 1
1741 | 0.15657 | 0.0099615 | 1 | 0 | 0 | 0 | 1 | 1 | 0.15657 | 0.0099615 | 1
1742 | 0.053163 | 0.0054831 | 1 | 0 | 0 | 0 | 1 | 1 | 0.053163 | 0.0054831 | 1
1743 | 0.018271 | 0 | 1 | 0 | 0 | 0 | 1 | 1 | 0.018271 | 0 | 1
1744 | 0 | 0 | 1 | 0 | 0 | 0 | 1 | 1 | 0 | 0 | 1
1745 | 0 | 0 | 1 | 0 | 0 | 0 | 1 | 1 | 0 | 0 | 1
1746 | 0 | 0 | 1 | 0 | 0 | 1 | 1 | 1 | 0 | 0 | 1
1747 | 0 | 0 | 1 | 0 | 0 | 1 | 1 | 1 | 0 | 0 | 1
1748 | 0 | 0 | 1 | 0 | 0 | 1 | 1 | 1 | 0 | 0 | 1
1749 | 0 | 0 | 1 | 0 | 0 | 1 | 1 | 1 | 0 | 0 | 1
1750 | 0 | 0 | 1 | 0 | 0 | 0 | 1 | 1 | 0 | 0 | 1
1751 | 0 | 0 | 1 | 0 | 0 | 0 | 1 | 1 | 0 | 0 | 1
1752 | 0 | 0 | 1 | 0 | 0 | 0 | 1 | 1 | 0 | 0 | 1
1753 | 0 | 0 | 1 | 0 | 0 | 0 | 1 | 1 | 0 | 0 | 1
1754 | 0 | 0 | 1 | 0 | 0 | 0 | 1 | 1 | 0 | 0 | 1
1755 | 0 | 0 | 1 | 0 | 0 | 0 | 1 | 1 | 0 | 0 | 1
1756 | 0 | 0 | 1 | 0 | 0 | 0 | 1 | 1 | 0 | 0 | 1
1757 | 0 | 0 | 1 | 0 | 0 | 0 | 1 | 1 | 0 | 0 | 1
1758 | 0 | 0 | 1 | 0 | 0 | 0 | 1 | 1 | 0 | 0 | 1
1759 | 0 | 0 | 1 | 0 | 0 | 0 | 1 | 1 | 0 | 0 | 1
1760 | 0 | 0 | 1 | 0 | 0 | 0 | 1 | 1 | 0 | 0 | 1
1761 | 0 | 0 | 1 | 0 | 0 | 0 | 1 | 1 | 0 | 0 | 1
1762 | 0.087543 | 0 | 1 | 0 | 0 | 0 | 1 | 1 | 0.087543 | 0 | 1
1763 | 0.20739 | 0 | 1 | 0 | 0 | 0 | 1 | 1 | 0.20739 | 0 | 1
1764 | 0.24256 | 0 | 1 | 0 | 0 | 0 | 1 | 1 | 0.24256 | 0 | 1
1765 | 0.16523 | 0 | 1 | 0 | 0 | 0 | 1 | 1 | 0.16523 | 0 | 1
1766 | 0.10512 | 0 | 1 | 0 | 0 | 0 | 1 | 1 | 0.10512 | 0 | 1
1767 | 0.054268 | 0 | 1 | 0 | 0 | 0 | 1 | 1 | 0.054268 | 0 | 1
1768 | 0.060634 | 0 | 1 | 0 | 0 | 0 | 1 | 1 | 0.060634 | 0 | 1
1769 | 0 | 0 | 1 | 0 | 0 | 0 | 1 | 1 | 0 | 0 | 1
1770 | 0 | 0 | 1 | 0 | 0 | 1 | 1 | 1 | 0 | 0 | 1
1771 | 0 | 0 | 1 | 0 | 0 | 1 | 1 | 1 | 0 | 0 | 1
1772 | 0 | 0 | 1 | 0 | 0 | 1 | 1 | 1 | 0 | 0 | 1
1773 | 0 | 0 | 1 | 0 | 0 | 1 | 1 | 1 | 0 | 0 | 1
1774 | 0 | 0 | 1 | 0 | 0 | 0 | 1 | 1 | 0 | 0 | 1
1775 | 0 | 0 | 1 | 0 | 0 | 0 | 1 | 1 | 0 | 0 | 1
1776 | 0 | 0 | 1 | 0 | 0 | 0 | 1 | 1 | 0 | 0 | 1
1777 | 0 | 0 | 1 | 0 | 0 | 0 | 1 | 1 | 0 | 0 | 1
1778 | 0 | 0 | 1 | 0 | 0 | 0 | 1 | 1 | 0 | 0 | 1
1779 | 0 | 0 | 1 | 0 | 0 | 0 | 1 | 1 | 0 | 0 | 1
1780 | 0 | 0 | 1 | 0 | 0 | 0 | 1 | 1 | 0 | 0 | 1
1781 | 0 | 0 | 1 | 0 | 0 | 0 | 1 | 1 | 0 | 0 | 1
1782 | 0 | 0 | 1 | 0 | 0 | 0 | 1 | 1 | 0 | 0 | 1
1783 | 0 | 0 | 1 | 0 | 0 | 0 | 1 | 1 | 0 | 0 | 1
1784 | 0 | 0 | 1 | 0 | 0 | 0 | 1 | 1 | 0 | 0 | 1
1785 | 0 | 0 | 1 | 0 | 0 | 0 | 1 | 1 | 0 | 0 | 1
1786 | 0.13151 | 0 | 1 | 0 | 0 | 0 | 1 | 1 | 0.13151 | 0 | 1
1787 | 0.23951 | 0 | 1 | 0 | 0 | 0 | 1 | 1 | 0.23951 | 0 | 1
1788 | 0.27099 | 0 | 1 | 0 | 0 | 0 | 1 | 1 | 0.27099 | 0 | 1
1789 | 0.20752 | 0 | 1 | 0 | 0 | 0 | 1 | 1 | 0.20752 | 0 | 1
1790 | 0.18717 | 0 | 1 | 0 | 0 | 0 | 1 | 1 | 0.18717 | 0 | 1
1791 | 0.10562 | 0 | 1 | 0 | 0 | 0 | 1 | 1 | 0.10562 | 0 | 1
1792 | 0.13484 | 0 | 1 | 0 | 0 | 0 | 1 | 1 | 0.13484 | 0 | 1
1793 | 0.0065533 | 0 | 1 | 0 | 0 | 0 | 1 | 1 | 0.0065533 | 0 | 1
1794 | 0 | 0 | 1 | 0 | 0 | 1 | 1 | 1 | 0 | 0 | 1
1795 | 0 | 0 | 1 | 0 | 0 | 1 | 1 | 1 | 0 | 0 | 1
1796 | 0 | 0 | 1 | 0 | 0 | 1 | 1 | 1 | 0 | 0 | 1
1797 | 0 | 0 | 1 | 0 | 0 | 1 | 1 | 1 | 0 | 0 | 1
1798 | 0 | 0 | 1 | 0 | 0 | 0 | 1 | 1 | 0 | 0 | 1
1799 | 0 | 0 | 1 | 0 | 0 | 0 | 1 | 1 | 0 | 0 | 1
1800 | 0 | 0 | 1 | 0 | 0 | 0 | 1 | 1 | 0 | 0 | 1
1801 | 0 | 0 | 1 | 0 | 0 | 0 | 1 | 1 | 0 | 0 | 1
1802 | 0 | 0 | 1 | 0 | 0 | 0 | 1 | 1 | 0 | 0 | 1
1803 | 0 | 0 | 1 | 0 | 0 | 0 | 1 | 1 | 0 | 0 | 1
1804 | 0 | 0 | 1 | 0 | 0 | 0 | 1 | 1 | 0 | 0 | 1
1805 | 0 | 0 | 1 | 0 | 0 | 0 | 1 | 1 | 0 | 0 | 1
1806 | 0 | 0 | 1 | 0 | 0 | 0 | 1 | 1 | 0 | 0 | 1
1807 | 0 | 0 | 1 | 0 | 0 | 0 | 1 | 1 | 0 | 0 | 1
1808 | 0 | 0 | 1 | 0 | 0 | 0 | 1 | 1 | 0 | 0 | 1
1809 | 0.041555 | 0 | 1 | 0 | 0 | 0 | 1 | 1 | 0.041555 | 0 | 1
1810 | 0.14982 | 0 | 1 | 0 | 0 | 0 | 1 | 1 | 0.14982 | 0 | 1
1811 | 0.21997 | 0 | 1 | 0 | 0 | 0 | 1 | 1 | 0.21997 | 0 | 1
1812 | 0.24481 | 0 | 1 | 0 | 0 | 0 | 1 | 1 | 0.24481 | 0 | 1
1813 | 0.15872 | 0 | 1 | 0 | 0 | 0 | 1 | 1 | 0.15872 | 0 | 1
1814 | 0.20049 | 0 | 1 | 0 | 0 | 0 | 1 | 1 | 0.20049 | 0 | 1
1815 | 0.16168 | 0 | 1 | 0 | 0 | 0 | 1 | 1 | 0.16168 | 0 | 1
1816 | 0.11832 | 0 | 1 | 0 | 0 | 0 | 1 | 1 | 0.11832 | 0 | 1
1817 | 0.013722 | 0 | 1 | 0 | 0 | 0 | 1 | 1 | 0.013722 | 0 | 1
1818 | 0 | 0 | 1 | 0 | 0 | 1 | 1 | 1 | 0 | 0 | 1
1819 | 0 | 0 | 1 | 0 | 0 | 1 | 1 | 1 | 0 | 0 | 1
1820 | 0 | 0 | 1 | 0 | 0 | 1 | 1 | 1 | 0 | 0 | 1
1821 | 0 | 0 | 1 | 0 | 0 | 1 | 1 | 1 | 0 | 0 | 1
1822 | 0 | 0 | 1 | 0 | 0 | 0 | 1 | 1 | 0 | 0 | 1
1823 | 0 | 0 | 1 | 0 | 0 | 0 | 1 | 1 | 0 | 0 | 1
1824 | 0 | 0 | 1 | 0 | 0 | 0 | 1 | 1 | 0 | 0 | 1
1825 | 0 | 0 | 0.86504 | 0 | 0 | 0 | 1 | 1 | 0 | 0 | 1
1826 | 0 | 0 | 0.86504 | 0 | 0 | 0 | 1 | 1 | 0 | 0 | 1
1827 | 0 | 0 | 0.86504 | 0 | 0 | 0 | 1 | 1 | 0 | 0 | 1
1828 | 0 | 0 | 0.86504 | 0 | 0 | 0 | 1 | 1 | 0 | 0 | 1
1829 | 0 | 0 | 0.86504 | 0 | 0 | 0 | 1 | 1 | 0 | 0 | 1
1830 | 0 | 0 | 0.86504 | 0 | 0 | 0 | 1 | 1 | 0 | 0 | 1
1831 | 0 | 0 | 0.86504 | 0 | 0 | 0 | 1 | 1 | 0 | 0 | 1
1832 | 0 | 0 | 0.86504 | 0 | 0 | 0 | 1 | 1 | 0 | 0 | 1
1833 | 0 | 0 | 0.86504 | 0 | 0 | 0 | 1 | 1 | 0 | 0 | 1
1834 | 0.088008 | 0 | 0.86504 | 0 | 0 | 0 | 1 | 1 | 0.088008 | 0 | 1
1835 | 0.1585 | 0.0035263 | 0.86504 | 0 | 0 | 0 | 1 | 1 | 0.1585 | 0.0035263 | 1
1836 | 0.16271 | 0.014134 | 0.86504 | 0 | 0 | 0 | 1 | 1 | 0.16271 | 0.014134 | 1
1837 | 0.14939 | 0.015579 | 0.86504 | 0 | 0 | 0 | 1 | 1 | 0.14939 | 0.015579 | 1
1838 | 0.16445 | 0.019133 | 0.86504 | 0 | 0 | 0 | 1 | 1 | 0.16445 | 0.019133 | 1
1839 | 0.13826 | 0.022862 | 0.86504 | 0 | 0 | 0 | 1 | 1 | 0.13826 | 0.022862 | 1
1840 | 0.088019 | 0.029742 | 0.86504 | 0 | 0 | 0 | 1 | 1 | 0.088019 | 0.029742 | 1
1841 | 0.01119 | 0.011596 | 0.86504 | 0 | 0 | 0 | 1 | 1 | 0.01119 | 0.011596 | 1
1842 | 0 | 0.0018619 | 0.86504 | 0 | 0 | 1 | 1 | 1 | 0 | 0.0018619 | 1
1843 | 0 | 0 | 0.86504 | 0 | 0 | 1 | 1 | 1 | 0 | 0 | 1
1844 | 0 | 0 | 0.86504 | 0 | 0 | 1 | 1 | 1 | 0 | 0 | 1
1845 | 0 | 0 | 0.86504 | 0 | 0 | 1 | 1 | 1 | 0 | 0 | 1
1846 | 0 | 0 | 0.86504 | 0 | 0 | 0 | 1 | 1 | 0 | 0 | 1
1847 | 0 | 0 | 0.86504 | 0 | 0 | 0 | 1 | 1 | 0 | 0 | 1
1848 | 0 | 0 | 0.86504 | 0 | 0 | 0 | 1 | 1 | 0 | 0 | 1
1849 | 0 | 0 | 0.86504 | 0 | 0 | 0 | 1 | 1 | 0 | 0 | 1
1850 | 0 | 0 | 0.86504 | 0 | 0 | 0 | 1 | 1 | 0 | 0 | 1
1851 | 0 | 0 | 0.86504 | 0 | 0 | 0 | 1 | 1 | 0 | 0 | 1
1852 | 0 | 0 | 0.86504 | 0 | 0 | 0 | 1 | 1 | 0 | 0 | 1
1853 | 0 | 0 | 0.86504 | 0 | 0 | 0 | 1 | 1 | 0 | 0 | 1
1854 | 0 | 0 | 0.86504 | 0 | 0 | 0 | 1 | 1 | 0 | 0 | 1
1855 | 0 | 0 | 0.86504 | 0 | 0 | 0 | 1 | 1 | 0 | 0 | 1
1856 | 0 | 0.031447 | 0.86504 | 0 | 0 | 0 | 1 | 1 | 0 | 0.031447 | 1
1857 | 0.0026158 | 0.020174 | 0.86504 | 0 | 0 | 0 | 1 | 1 | 0.0026158 | 0.020174 | 1
1858 | 0.12068 | 0.028547 | 0.86504 | 0 | 0 | 0 | 1 | 1 | 0.12068 | 0.028547 | 1
1859 | 0.1578 | 0.053288 | 0.86504 | 0 | 0 | 0 | 1 | 1 | 0.1578 | 0.053288 | 1
1860 | 0.16018 | 0.07567 | 0.86504 | 0 | 0 | 0 | 1 | 1 | 0.16018 | 0.07567 | 1
1861 | 0.14945 | 0.080214 | 0.86504 | 0 | 0 | 0 | 1 | 1 | 0.14945 | 0.080214 | 1
1862 | 0.11682 | 0.08704 | 0.86504 | 0 | 0 | 0 | 1 | 1 | 0.11682 | 0.08704 | 1
1863 | 0.065561 | 0.090101 | 0.86504 | 0 | 0 | 0 | 1 | 1 | 0.065561 | 0.090101 | 1
1864 | 0 | 0.089636 | 0.86504 | 0 | 0 | 0 | 1 | 1 | 0 | 0.089636 | 1
1865 | 0 | 0.082407 | 0.86504 | 0 | 0 | 0 | 1 | 1 | 0 | 0.082407 | 1
1866 | 0 | 0.066642 | 0.86504 | 0 | 0 | 1 | 1 | 1 | 0 | 0.066642 | 1
1867 | 0 | 0.032722 | 0.86504 | 0 | 0 | 1 | 1 | 1 | 0 | 0.032722 | 1
1868 | 0 | 0.036427 | 0.86504 | 0 | 0 | 1 | 1 | 1 | 0 | 0.036427 | 1
1869 | 0 | 0.059056 | 0.86504 | 0 | 0 | 1 | 1 | 1 | 0 | 0.059056 | 1
1870 | 0 | 0.065862 | 0.86504 | 0 | 0 | 0 | 1 | 1 | 0 | 0.065862 | 1
1871 | 0 | 0.059082 | 0.86504 | 0 | 0 | 0 | 1 | 1 | 0 | 0.059082 | 1
1872 | 0 | 0.05317 | 0.86504 | 0 | 0 | 0 | 1 | 1 | 0 | 0.05317 | 1
1873 | 0 | 0 | 0.86504 | 0 | 0 | 0 | 1 | 1 | 0 | 0 | 1
1874 | 0 | 0.035931 | 0.86504 | 0 | 0 | 0 | 1 | 1 | 0 | 0.035931 | 1
1875 | 0 | 0.024982 | 0.86504 | 0 | 0 | 0 | 1 | 1 | 0 | 0.024982 | 1
1876 | 0 | 0.040735 | 0.86504 | 0 | 0 | 0 | 1 | 1 | 0 | 0.040735 | 1
1877 | 0 | 0.03893 | 0.86504 | 0 | 0 | 0 | 1 | 1 | 0 | 0.03893 | 1
1878 | 0 | 0.04205 | 0.86504 | 0 | 0 | 0 | 1 | 1 | 0 | 0.04205 | 1
1879 | 0 | 0.016658 | 0.86504 | 0 | 0 | 0 | 1 | 1 | 0 | 0.016658 | 1
1880 | 0 | 0.059809 | 0.86504 | 0 | 0 | 0 | 1 | 1 | 0 | 0.059809 | 1
1881 | 0 | 0.058426 | 0.86504 | 0 | 0 | 0 | 1 | 1 | 0 | 0.058426 | 1
1882 | 0.18908 | 0.074458 | 0.86504 | 0 | 0 | 0 | 1 | 1 | 0.18908 | 0.074458 | 1
1883 | 0.17743 | 0.11079 | 0.86504 | 0 | 0 | 0 | 1 | 1 | 0.17743 | 0.11079 | 1
1884 | 0.1982 | 0.12317 | 0.86504 | 0 | 0 | 0 | 1 | 1 | 0.1982 | 0.12317 | 1
1885 | 0.20561 | 0.1209 | 0.86504 | 0 | 0 | 0 | 1 | 1 | 0.20561 | 0.1209 | 1
1886 | 0.14694 | 0.1244 | 0.86504 | 0 | 0 | 0 | 1 | 1 | 0.14694 | 0.1244 | 1
1887 | 0.080351 | 0.12422 | 0.86504 | 0 | 0 | 0 | 1 | 1 | 0.080351 | 0.12422 | 1
1888 | 0 | 0.12805 | 0.86504 | 0 | 0 | 0 | 1 | 1 | 0 | 0.12805 | 1
1889 | 0 | 0.13704 | 0.86504 | 0 | 0 | 0 | 1 | 1 | 0 | 0.13704 | 1
1890 | 0 | 0.13078 | 0.86504 | 0 | 0 | 1 | 1 | 1 | 0 | 0.13078 | 1
1891 | 0 | 0.096904 | 0.86504 | 0 | 0 | 1 | 1 | 1 | 0 | 0.096904 | 1
1892 | 0 | 0.089298 | 0.86504 | 0 | 0 | 1 | 1 | 1 | 0 | 0.089298 | 1
1893 | 0 | 0.1057 | 0.86504 | 0 | 0 | 1 | 1 | 1 | 0 | 0.1057 | 1
1894 | 0 | 0.11096 | 0.86504 | 0 | 0 | 0 | 1 | 1 | 0 | 0.11096 | 1
1895 | 0 | 0.09402 | 0.86504 | 0 | 0 | 0 | 1 | 1 | 0 | 0.09402 | 1
1896 | 0 | 0.086353 | 0.86504 | 0 | 0 | 0 | 1 | 1 | 0 | 0.086353 | 1
1897 | 0 | 0.053449 | 0.86504 | 0 | 0 | 0 | 1 | 1 | 0 | 0.053449 | 1
1898 | 0 | 0.066637 | 0.86504 | 0 | 0 | 0 | 1 | 1 | 0 | 0.066637 | 1
1899 | 0 | 0.048101 | 0.86504 | 0 | 0 | 0 | 1 | 1 | 0 | 0.048101 | 1
1900 | 0 | 0.047638 | 0.86504 | 0 | 0 | 0 | 1 | 1 | 0 | 0.047638 | 1
1901 | 0 | 0.055186 | 0.86504 | 0 | 0 | 0 | 1 | 1 | 0 | 0.055186 | 1
1902 | 0 | 0.059939 | 0.86504 | 0 | 0 | 0 | 1 | 1 | 0 | 0.059939 | 1
1903 | 0 | 0.021835 | 0.86504 | 0 | 0 | 0 | 1 | 1 | 0 | 0.021835 | 1
1904 | 0 | 0.048658 | 0.86504 | 0 | 0 | 0 | 1 | 1 | 0 | 0.048658 | 1
1905 | 0 | 0.041374 | 0.86504 | 0 | 0 | 0 | 1 | 1 | 0 | 0.041374 | 1
1906 | 0.077417 | 0.051205 | 0.86504 | 0 | 0 | 0 | 1 | 1 | 0.077417 | 0.051205 | 1
1907 | 0.086422 | 0.084334 | 0.86504 | 0 | 0 | 0 | 1 | 1 | 0.086422 | 0.084334 | 1
1908 | 0.1436 | 0.098168 | 0.86504 | 0 | 0 | 0 | 1 | 1 | 0.1436 | 0.098168 | 1
1909 | 0.14894 | 0.096976 | 0.86504 | 0 | 0 | 0 | 1 | 1 | 0.14894 | 0.096976 | 1
1910 | 0.037627 | 0.10878 | 0.86504 | 0 | 0 | 0 | 1 | 1 | 0.037627 | 0.10878 | 1
1911 | 0 | 0.099604 | 0.86504 | 0 | 0 | 0 | 1 | 1 | 0 | 0.099604 | 1
1912 | 0 | 0.065589 | 0.86504 | 0 | 0 | 0 | 1 | 1 | 0 | 0.065589 | 1
1913 | 0 | 0.066233 | 0.86504 | 0 | 0 | 0 | 1 | 1 | 0 | 0.066233 | 1
1914 | 0 | 0.065701 | 0.86504 | 0 | 0 | 1 | 1 | 1 | 0 | 0.065701 | 1
1915 | 0 | 0.046117 | 0.86504 | 0 | 0 | 1 | 1 | 1 | 0 | 0.046117 | 1
1916 | 0 | 0.040344 | 0.86504 | 0 | 0 | 1 | 1 | 1 | 0 | 0.040344 | 1
1917 | 0 | 0.051429 | 0.86504 | 0 | 0 | 1 | 1 | 1 | 0 | 0.051429 | 1
1918 | 0 | 0.051172 | 0.86504 | 0 | 0 | 0 | 1 | 1 | 0 | 0.051172 | 1
1919 | 0 | 0.056379 | 0.86504 | 0 | 0 | 0 | 1 | 1 | 0 | 0.056379 | 1
1920 | 0 | 0.050928 | 0.86504 | 0 | 0 | 0 | 1 | 1 | 0 | 0.050928 | 1
1921 | 0 | 0.066178 | 0.86504 | 0 | 0 | 0 | 1 | 1 | 0 | 0.066178 | 1
1922 | 0 | 0.047454 | 0.86504 | 0 | 0 | 0 | 1 | 1 | 0 | 0.047454 | 1
1923 | 0 | 0.031082 | 0.86504 | 0 | 0 | 0 | 1 | 1 | 0 | 0.031082 | 1
1924 | 0 | 0.027435 | 0.86504 | 0 | 0 | 0 | 1 | 1 | 0 | 0.027435 | 1
1925 | 0 | 0.028207 | 0.86504 | 0 | 0 | 0 | 1 | 1 | 0 | 0.028207 | 1
1926 | 0 | 0.013436 | 0.86504 | 0 | 0 | 0 | 1 | 1 | 0 | 0.013436 | 1
1927 | 0 | 0 | 0.86504 | 0 | 0 | 0 | 1 | 1 | 0 | 0 | 1
1928 | 0 | 0 | 0.86504 | 0 | 0 | 0 | 1 | 1 | 0 | 0 | 1
1929 | 0 | 0 | 0.86504 | 0 | 0 | 0 | 1 | 1 | 0 | 0 | 1
1930 | 0.052292 | 0.0083556 | 0.86504 | 0 | 0 | 0 | 1 | 1 | 0.052292 | 0.0083556 | 1
1931 | 0.090446 | 0.044027 | 0.86504 | 0 | 0 | 0 | 1 | 1 | 0.090446 | 0.044027 | 1
1932 | 0.17015 | 0.046211 | 0.86504 | 0 | 0 | 0 | 1 | 1 | 0.17015 | 0.046211 | 1
1933 | 0.15082 | 0.049788 | 0.86504 | 0 | 0 | 0 | 1 | 1 | 0.15082 | 0.049788 | 1
1934 | 0.068405 | 0.071764 | 0.86504 | 0 | 0 | 0 | 1 | 1 | 0.068405 | 0.071764 | 1
1935 | 0 | 0.072487 | 0.86504 | 0 | 0 | 0 | 1 | 1 | 0 | 0.072487 | 1
1936 | 0 | 0.049367 | 0.86504 | 0 | 0 | 0 | 1 | 1 | 0 | 0.049367 | 1
1937 | 0 | 0.034807 | 0.86504 | 0 | 0 | 0 | 1 | 1 | 0 | 0.034807 | 1
1938 | 0 | 0.029005 | 0.86504 | 0 | 0 | 1 | 1 | 1 | 0 | 0.029005 | 1
1939 | 0 | 0.012064 | 0.86504 | 0 | 0 | 1 | 1 | 1 | 0 | 0.012064 | 1
1940 | 0 | 0.0023563 | 0.86504 | 0 | 0 | 1 | 1 | 1 | 0 | 0.0023563 | 1
1941 | 0 | 0.0023781 | 0.86504 | 0 | 0 | 1 | 1 | 1 | 0 | 0.0023781 | 1
1942 | 0 | 0.0041934 | 0.86504 | 0 | 0 | 0 | 1 | 1 | 0 | 0.0041934 | 1
1943 | 0 | 0.0056166 | 0.86504 | 0 | 0 | 0 | 1 | 1 | 0 | 0.0056166 | 1
1944 | 0 | 0 | 0.86504 | 0 | 0 | 0 | 1 | 1 | 0 | 0 | 1
1945 | 0 | 0.047508 | 0.86504 | 0 | 0 | 0 | 1 | 1 | 0 | 0.047508 | 1
1946 | 0 | 0 | 0.86504 | 0 | 0 | 0 | 1 | 1 | 0 | 0 | 1
1947 | 0 | 0 | 0.86504 | 0 | 0 | 0 | 1 | 1 | 0 | 0 | 1
1948 | 0 | 0 | 0.86504 | 0 | 0 | 0 | 1 | 1 | 0 | 0 | 1
1949 | 0 | 0 | 0.86504 | 0 | 0 | 0 | 1 | 1 | 0 | 0 | 1
1950 | 0 | 0 | 0.86504 | 0 | 0 | 0 | 1 | 1 | 0 | 0 | 1
1951 | 0 | 0 | 0.86504 | 0 | 0 | 0 | 1 | 1 | 0 | 0 | 1
1952 | 0 | 0 | 0.86504 | 0 | 0 | 0 | 1 | 1 | 0 | 0 | 1
1953 | 0 | 0 | 0.86504 | 0 | 0 | 0 | 1 | 1 | 0 | 0 | 1
1954 | 0 | 0 | 0.86504 | 0 | 0 | 0 | 1 | 1 | 0 | 0 | 1
1955 | 0 | 0 | 0.86504 | 0 | 0 | 0 | 1 | 1 | 0 | 0 | 1
1956 | 0 | 0.0034165 | 0.86504 | 0 | 0 | 0 | 1 | 1 | 0 | 0.0034165 | 1
1957 | 0 | 0.019466 | 0.86504 | 0 | 0 | 0 | 1 | 1 | 0 | 0.019466 | 1
1958 | 0 | 0.041158 | 0.86504 | 0 | 0 | 0 | 1 | 1 | 0 | 0.041158 | 1
1959 | 0 | 0.040777 | 0.86504 | 0 | 0 | 0 | 1 | 1 | 0 | 0.040777 | 1
1960 | 0 | 0.020064 | 0.86504 | 0 | 0 | 0 | 1 | 1 | 0 | 0.020064 | 1
1961 | 0 | 0.01793 | 0.86504 | 0 | 0 | 0 | 1 | 1 | 0 | 0.01793 | 1
1962 | 0 | 0 | 0.86504 | 0 | 0 | 1 | 1 | 1 | 0 | 0 | 1
1963 | 0 | 0 | 0.86504 | 0 | 0 | 1 | 1 | 1 | 0 | 0 | 1
1964 | 0 | 0 | 0.86504 | 0 | 0 | 1 | 1 | 1 | 0 | 0 | 1
1965 | 0 | 0 | 0.86504 | 0 | 0 | 1 | 1 | 1 | 0 | 0 | 1
1966 | 0 | 0 | 0.86504 | 0 | 0 | 0 | 1 | 1 | 0 | 0 | 1
1967 | 0 | 0 | 0.86504 | 0 | 0 | 0 | 1 | 1 | 0 | 0 | 1
1968 | 0 | 0 | 0.86504 | 0 | 0 | 0 | 1 | 1 | 0 | 0 | 1
1969 | 0 | 0 | 0.86504 | 0 | 0 | 0 | 1 | 1 | 0 | 0 | 1
1970 | 0 | 0 | 0.86504 | 0 | 0 | 0 | 1 | 1 | 0 | 0 | 1
1971 | 0 | 0 | 0.86504 | 0 | 0 | 0 | 1 | 1 | 0 | 0 | 1
1972 | 0 | 0 | 0.86504 | 0 | 0 | 0 | 1 | 1 | 0 | 0 | 1
1973 | 0 | 0 | 0.86504 | 0 | 0 | 0 | 1 | 1 | 0 | 0 | 1
1974 | 0 | 0 | 0.86504 | 0 | 0 | 0 | 1 | 1 | 0 | 0 | 1
1975 | 0 | 0 | 0.86504 | 0 | 0 | 0 | 1 | 1 | 0 | 0 | 1
1976 | 0 | 0 | 0.86504 | 0 | 0 | 0 | 1 | 1 | 0 | 0 | 1
1977 | 0 | 0 | 0.86504 | 0 | 0 | 0 | 1 | 1 | 0 | 0 | 1
1978 | 0 | 0 | 0.86504 | 0 | 0 | 0 | 1 | 1 | 0 | 0 | 1
1979 | 0 | 0.0013072 | 0.86504 | 0 | 0 | 0 | 1 | 1 | 0 | 0.0013072 | 1
1980 | 0 | 0.0042982 | 0.86504 | 0 | 0 | 0 | 1 | 1 | 0 | 0.0042982 | 1
1981 | 0 | 0.023865 | 0.86504 | 0 | 0 | 0 | 1 | 1 | 0 | 0.023865 | 1
1982 | 0.069461 | 0.029482 | 0.86504 | 0 | 0 | 0 | 1 | 1 | 0.069461 | 0.029482 | 1
1983 | 0.077819 | 0.030268 | 0.86504 | 0 | 0 | 0 | 1 | 1 | 0.077819 | 0.030268 | 1
1984 | 0.0026582 | 0.025609 | 0.86504 | 0 | 0 | 0 | 1 | 1 | 0.0026582 | 0.025609 | 1
1985 | 0 | 0.020535 | 0.86504 | 0 | 0 | 0 | 1 | 1 | 0 | 0.020535 | 1
1986 | 0 | 0 | 0.86504 | 0 | 0 | 1 | 1 | 1 | 0 | 0 | 1
1987 | 0 | 0 | 0.86504 | 0 | 0 | 1 | 1 | 1 | 0 | 0 | 1
1988 | 0 | 0 | 0.86504 | 0 | 0 | 1 | 1 | 1 | 0 | 0 | 1
1989 | 0 | 0 | 0.86504 | 0 | 0 | 1 | 1 | 1 | 0 | 0 | 1
1990 | 0 | 0 | 0.86504 | 0 | 0 | 0 | 1 | 1 | 0 | 0 | 1
1991 | 0 | 0 | 0.86504 | 0 | 0 | 0 | 1 | 1 | 0 | 0 | 1
1992 | 0 | 0 | 0.86504 | 0 | 0 | 0 | 1 | 1 | 0 | 0 | 1
1993 | 0 | 0 | 0.86504 | 0 | 0 | 0 | 1 | 1 | 0 | 0 | 1
1994 | 0 | 0 | 0.86504 | 0 | 0 | 0 | 1 | 1 | 0 | 0 | 1
1995 | 0 | 0 | 0.86504 | 0 | 0 | 0 | 1 | 1 | 0 | 0 | 1
1996 | 0 | 0 | 0.86504 | 0 | 0 | 0 | 1 | 1 | 0 | 0 | 1
1997 | 0 | 0 | 0.86504 | 0 | 0 | 0 | 1 | 1 | 0 | 0 | 1
1998 | 0 | 0 | 0.86504 | 0 | 0 | 0 | 1 | 1 | 0 | 0 | 1
1999 | 0 | 0 | 0.86504 | 0 | 0 | 0 | 1 | 1 | 0 | 0 | 1
2000 | 0 | 0 | 0.86504 | 0 | 0 | 0 | 1 | 1 | 0 | 0 | 1
2001 | 0 | 0 | 0.86504 | 0 | 0 | 0 | 1 | 1 | 0 | 0 | 1
2002 | 0.021027 | 0 | 0.86504 | 0 | 0 | 0 | 1 | 1 | 0.021027 | 0 | 1
2003 | 0 | 0 | 0.86504 | 0 | 0 | 0 | 1 | 1 | 0 | 0 | 1
2004 | 0 | 0 | 0.86504 | 0 | 0 | 0 | 1 | 1 | 0 | 0 | 1
2005 | 0.027385 | 0.014803 | 0.86504 | 0 | 0 | 0 | 1 | 1 | 0.027385 | 0.014803 | 1
2006 | 0.12082 | 0.01725 | 0.86504 | 0 | 0 | 0 | 1 | 1 | 0.12082 | 0.01725 | 1
2007 | 0.21628 | 0.017672 | 0.86504 | 0 | 0 | 0 | 1 | 1 | 0.21628 | 0.017672 | 1
2008 | 0.11857 | 0.0089626 | 0.86504 | 0 | 0 | 0 | 1 | 1 | 0.11857 | 0.0089626 | 1
2009 | 0.021566 | 0.011891 | 0.86504 | 0 | 0 | 0 | 1 | 1 | 0.021566 | 0.011891 | 1
2010 | 0 | 0 | 0.86504 | 0 | 0 | 1 | 1 | 1 | 0 | 0 | 1
2011 | 0 | 0 | 0.86504 | 0 | 0 | 1 | 1 | 1 | 0 | 0 | 1
2012 | 0 | 0 | 0.86504 | 0 | 0 | 1 | 1 | 1 | 0 | 0 | 1
2013 | 0 | 0 | 0.86504 | 0 | 0 | 1 | 1 | 1 | 0 | 0 | 1
2014 | 0 | 0 | 0.86504 | 0 | 0 | 0 | 1 | 1 | 0 | 0 | 1
2015 | 0 | 0 | 0.86504 | 0 | 0 | 0 | 1 | 1 | 0 | 0 | 1
2016 | 0 | 0 | 0.86504 | 0 | 0 | 0 | 1 | 1 | 0 | 0 | 1
2017 | 0 | 0 | 0.86504 | 0 | 0 | 0 | 1 | 1 | 0 | 0 | 1
2018 | 0 | 0 | 0.86504 | 0 | 0 | 0 | 1 | 1 | 0 | 0 | 1
2019 | 0 | 0 | 0.86504 | 0 | 0 | 0 | 1 | 1 | 0 | 0 | 1
2020 | 0 | 0 | 0.86504 | 0 | 0 | 0 | 1 | 1 | 0 | 0 | 1
2021 | 0 | 0 | 0.86504 | 0 | 0 | 0 | 1 | 1 | 0 | 0 | 1
2022 | 0 | 0 | 0.86504 | 0 | 0 | 0 | 1 | 1 | 0 | 0 | 1
2023 | 0 | 0 | 0.86504 | 0 | 0 | 0 | 1 | 1 | 0 | 0 | 1
2024 | 0.0069058 | 0 | 0.86504 | 0 | 0 | 0 | 1 | 1 | 0.0069058 | 0 | 1
2025 | 0.14278 | 0 | 0.86504 | 0 | 0 | 0 | 1 | 1 | 0.14278 | 0 | 1
2026 | 0.27231 | 0 | 0.86504 | 0 | 0 | 0 | 1 | 1 | 0.27231 | 0 | 1
2027 | 0.23206 | 0 | 0.86504 | 0 | 0 | 0 | 1 | 1 | 0.23206 | 0 | 1
2028 | 0.21794 | 0.0016459 | 0.86504 | 0 | 0 | 0 | 1 | 1 | 0.21794 | 0.0016459 | 1
2029 | 0.25067 | 0.04835 | 0.86504 | 0 | 0 | 0 | 1 | 1 | 0.25067 | 0.04835 | 1
2030 | 0.31032 | 0.047333 | 0.86504 | 0 | 0 | 0 | 1 | 1 | 0.31032 | 0.047333 | 1
2031 | 0.31842 | 0.047804 | 0.86504 | 0 | 0 | 0 | 1 | 1 | 0.31842 | 0.047804 | 1
2032 | 0.22016 | 0.03035 | 0.86504 | 0 | 0 | 0 | 1 | 1 | 0.22016 | 0.03035 | 1
2033 | 0.090995 | 0.026866 | 0.86504 | 0 | 0 | 0 | 1 | 1 | 0.090995 | 0.026866 | 1
2034 | 0 | 0.018006 | 0.86504 | 0 | 0 | 1 | 1 | 1 | 0 | 0.018006 | 1
2035 | 0 | 0 | 0.86504 | 0 | 0 | 1 | 1 | 1 | 0 | 0 | 1
2036 | 0 | 0 | 0.86504 | 0 | 0 | 1 | 1 | 1 | 0 | 0 | 1
2037 | 0 | 0 | 0.86504 | 0 | 0 | 1 | 1 | 1 | 0 | 0 | 1
2038 | 0 | 0 | 0.86504 | 0 | 0 | 0 | 1 | 1 | 0 | 0 | 1
2039 | 0 | 0 | 0.86504 | 0 | 0 | 0 | 1 | 1 | 0 | 0 | 1
2040 | 0 | 0 | 0.86504 | 0 | 0 | 0 | 1 | 1 | 0 | 0 | 1
2041 | 0 | 0 | 0.86504 | 0 | 0 | 0 | 1 | 1 | 0 | 0 | 1
2042 | 0 | 0 | 0.86504 | 0 | 0 | 0 | 1 | 1 | 0 | 0 | 1
2043 | 0 | 0 | 0.86504 | 0 | 0 | 0 | 1 | 1 | 0 | 0 | 1
2044 | 0 | 0 | 0.86504 | 0 | 0 | 0 | 1 | 1 | 0 | 0 | 1
2045 | 0 | 0 | 0.86504 | 0 | 0 | 0 | 1 | 1 | 0 | 0 | 1
2046 | 0 | 0 | 0.86504 | 0 | 0 | 0 | 1 | 1 | 0 | 0 | 1
2047 | 0 | 0 | 0.86504 | 0 | 0 | 0 | 1 | 1 | 0 | 0 | 1
2048 | 0 | 0 | 0.86504 | 0 | 0 | 0 | 1 | 1 | 0 | 0 | 1
2049 | 0.11812 | 0 | 0.86504 | 0 | 0 | 0 | 1 | 1 | 0.11812 | 0 | 1
2050 | 0.246 | 0 | 0.86504 | 0 | 0 | 0 | 1 | 1 | 0.246 | 0 | 1
2051 | 0.2535 | 0 | 0.86504 | 0 | 0 | 0 | 1 | 1 | 0.2535 | 0 | 1
2052 | 0.27254 | 0 | 0.86504 | 0 | 0 | 0 | 1 | 1 | 0.27254 | 0 | 1
2053 | 0.33406 | 0.0080169 | 0.86504 | 0 | 0 | 0 | 1 | 1 | 0.33406 | 0.0080169 | 1
2054 | 0.40183 | 0.0086797 | 0.86504 | 0 | 0 | 0 | 1 | 1 | 0.40183 | 0.0086797 | 1
2055 | 0.40389 | 0.011463 | 0.86504 | 0 | 0 | 0 | 1 | 1 | 0.40389 | 0.011463 | 1
2056 | 0.25446 | 0.0012118 | 0.86504 | 0 | 0 | 0 | 1 | 1 | 0.25446 | 0.0012118 | 1
2057 | 0.0983 | 0 | 0.86504 | 0 | 0 | 0 | 1 | 1 | 0.0983 | 0 | 1
2058 | 0 | 0 | 0.86504 | 0 | 0 | 1 | 1 | 1 | 0 | 0 | 1
2059 | 0 | 0 | 0.86504 | 0 | 0 | 1 | 1 | 1 | 0 | 0 | 1
2060 | 0 | 0 | 0.86504 | 0 | 0 | 1 | 1 | 1 | 0 | 0 | 1
2061 | 0 | 0 | 0.86504 | 0 | 0 | 1 | 1 | 1 | 0 | 0 | 1
2062 | 0 | 0 | 0.86504 | 0 | 0 | 0 | 1 | 1 | 0 | 0 | 1
2063 | 0 | 0 | 0.86504 | 0 | 0 | 0 | 1 | 1 | 0 | 0 | 1
2064 | 0 | 0 | 0.86504 | 0 | 0 | 0 | 1 | 1 | 0 | 0 | 1
2065 | 0 | 0 | 0.86504 | 0 | 0 | 0 | 1 | 1 | 0 | 0 | 1
2066 | 0 | 0 | 0.86504 | 0 | 0 | 0 | 1 | 1 | 0 | 0 | 1
2067 | 0 | 0 | 0.86504 | 0 | 0 | 0 | 1 | 1 | 0 | 0 | 1
2068 | 0 | 0 | 0.86504 | 0 | 0 | 0 | 1 | 1 | 0 | 0 | 1
2069 | 0 | 0 | 0.86504 | 0 | 0 | 0 | 1 | 1 | 0 | 0 | 1
2070 | 0 | 0 | 0.86504 | 0 | 0 | 0 | 1 | 1 | 0 | 0 | 1
2071 | 0 | 0 | 0.86504 | 0 | 0 | 0 | 1 | 1 | 0 | 0 | 1
2072 | 0 | 0 | 0.86504 | 0 | 0 | 0 | 1 | 1 | 0 | 0 | 1
2073 | 0.048369 | 0 | 0.86504 | 0 | 0 | 0 | 1 | 1 | 0.048369 | 0 | 1
2074 | 0.19815 | 0 | 0.86504 | 0 | 0 | 0 | 1 | 1 | 0.19815 | 0 | 1
2075 | 0.26377 | 0 | 0.86504 | 0 | 0 | 0 | 1 | 1 | 0.26377 | 0 | 1
2076 | 0.24942 | 0 | 0.86504 | 0 | 0 | 0 | 1 | 1 | 0.24942 | 0 | 1
2077 | 0.33593 | 0.020867 | 0.86504 | 0 | 0 | 0 | 1 | 1 | 0.33593 | 0.020867 | 1
2078 | 0.39712 | 0.018773 | 0.86504 | 0 | 0 | 0 | 1 | 1 | 0.39712 | 0.018773 | 1
2079 | 0.33129 | 0.015241 | 0.86504 | 0 | 0 | 0 | 1 | 1 | 0.33129 | 0.015241 | 1
2080 | 0.1677 | 0.012102 | 0.86504 | 0 | 0 | 0 | 1 | 1 | 0.1677 | 0.012102 | 1
2081 | 0.051373 | 0 | 0.86504 | 0 | 0 | 0 | 1 | 1 | 0.051373 | 0 | 1
2082 | 0 | 0 | 0.86504 | 0 | 0 | 1 | 1 | 1 | 0 | 0 | 1
2083 | 0 | 0 | 0.86504 | 0 | 0 | 1 | 1 | 1 | 0 | 0 | 1
2084 | 0 | 0 | 0.86504 | 0 | 0 | 1 | 1 | 1 | 0 | 0 | 1
2085 | 0 | 0 | 0.86504 | 0 | 0 | 1 | 1 | 1 | 0 | 0 | 1
2086 | 0 | 0 | 0.86504 | 0 | 0 | 0 | 1 | 1 | 0 | 0 | 1
2087 | 0 | 0 | 0.86504 | 0 | 0 | 0 | 1 | 1 | 0 | 0 | 1
2088 | 0 | 0 | 0.86504 | 0 | 0 | 0 | 1 | 1 | 0 | 0 | 1
2089 | 0 | 0 | 0.86504 | 0 | 0 | 0 | 1 | 1 | 0 | 0 | 1
2090 | 0 | 0 | 0.86504 | 0 | 0 | 0 | 1 | 1 | 0 | 0 | 1
2091 | 0 | 0 | 0.86504 | 0 | 0 | 0 | 1 | 1 | 0 | 0 | 1
2092 | 0 | 0 | 0.86504 | 0 | 0 | 0 | 1 | 1 | 0 | 0 | 1
2093 | 0 | 0 | 0.86504 | 0 | 0 | 0 | 1 | 1 | 0 | 0 | 1
2094 | 0 | 0 | 0.86504 | 0 | 0 | 0 | 1 | 1 | 0 | 0 | 1
2095 | 0 | 0 | 0.86504 | 0 | 0 | 0 | 1 | 1 | 0 | 0 | 1
2096 | 0 | 0 | 0.86504 | 0 | 0 | 0 | 1 | 1 | 0 | 0 | 1
2097 | 0.057534 | 0 | 0.86504 | 0 | 0 | 0 | 1 | 1 | 0.057534 | 0 | 1
2098 | 0.19905 | 0 | 0.86504 | 0 | 0 | 0 | 1 | 1 | 0.19905 | 0 | 1
2099 | 0.31201 | 9.7251e-05 | 0.86504 | 0 | 0 | 0 | 1 | 1 | 0.31201 | 9.7251e-05 | 1
2100 | 0.30626 | 0.017011 | 0.86504 | 0 | 0 | 0 | 1 | 1 | 0.30626 | 0.017011 | 1
2101 | 0.35662 | 0.028939 | 0.86504 | 0 | 0 | 0 | 1 | 1 | 0.35662 | 0.028939 | 1
2102 | 0.40895 | 0.030374 | 0.86504 | 0 | 0 | 0 | 1 | 1 | 0.40895 | 0.030374 | 1
2103 | 0.35521 | 0.022956 | 0.86504 | 0 | 0 | 0 | 1 | 1 | 0.35521 | 0.022956 | 1
2104 | 0.18546 | 0.020475 | 0.86504 | 0 | 0 | 0 | 1 | 1 | 0.18546 | 0.020475 | 1
2105 | 0.060056 | 0.0042597 | 0.86504 | 0 | 0 | 0 | 1 | 1 | 0.060056 | 0.0042597 | 1
2106 | 0 | 0 | 0.86504 | 0 | 0 | 1 | 1 | 1 | 0 | 0 | 1
2107 | 0 | 0 | 0.86504 | 0 | 0 | 1 | 1 | 1 | 0 | 0 | 1
2108 | 0 | 0 | 0.86504 | 0 | 0 | 1 | 1 | 1 | 0 | 0 | 1
2109 | 0 | 0 | 0.86504 | 0 | 0 | 1 | 1 | 1 | 0 | 0 | 1
2110 | 0 | 0 | 0.86504 | 0 | 0 | 0 | 1 | 1 | 0 | 0 | 1
2111 | 0 | 0 | 0.86504 | 0 | 0 | 0 | 1 | 1 | 0 | 0 | 1
2112 | 0 | 0 | 0.86504 | 0 | 0 | 0 | 1 | 1 | 0 | 0 | 1
2113 | 0 | 0 | 0.86504 | 0 | 0 | 0 | 1 | 1 | 0 | 0 | 1
2114 | 0 | 0 | 0.86504 | 0 | 0 | 0 | 1 | 1 | 0 | 0 | 1
2115 | 0 | 0 | 0.86504 | 0 | 0 | 0 | 1 | 1 | 0 | 0 | 1
2116 | 0 | 0 | 0.86504 | 0 | 0 | 0 | 1 | 1 | 0 | 0 | 1
2117 | 0 | 0 | 0.86504 | 0 | 0 | 0 | 1 | 1 | 0 | 0 | 1
2118 | 0 | 0 | 0.86504 | 0 | 0 | 0 | 1 | 1 | 0 | 0 | 1
2119 | 0 | 0 | 0.86504 | 0 | 0 | 0 | 1 | 1 | 0 | 0 | 1
2120 | 0 | 0 | 0.86504 | 0 | 0 | 0 | 1 | 1 | 0 | 0 | 1
2121 | 0.083148 | 0 | 0.86504 | 0 | 0 | 0 | 1 | 1 | 0.083148 | 0 | 1
2122 | 0.19343 | 0 | 0.86504 | 0 | 0 | 0 | 1 | 1 | 0.19343 | 0 | 1
2123 | 0.24557 | 0 | 0.86504 | 0 | 0 | 0 | 1 | 1 | 0.24557 | 0 | 1
2124 | 0.1835 | 0.045182 | 0.86504 | 0 | 0 | 0 | 1 | 1 | 0.1835 | 0.045182 | 1
2125 | 0.15961 | 0.053234 | 0.86504 | 0 | 0 | 0 | 1 | 1 | 0.15961 | 0.053234 | 1
2126 | 0.26962 | 0.056643 | 0.86504 | 0 | 0 | 0 | 1 | 1 | 0.26962 | 0.056643 | 1
2127 | 0.29553 | 0.042002 | 0.86504 | 0 | 0 | 0 | 1 | 1 | 0.29553 | 0.042002 | 1
2128 | 0.17047 | 0.033166 | 0.86504 | 0 | 0 | 0 | 1 | 1 | 0.17047 | 0.033166 | 1
2129 | 0.040755 | 0.024847 | 0.86504 | 0 | 0 | 0 | 1 | 1 | 0.040755 | 0.024847 | 1
2130 | 0 | 0.0089059 | 0.86504 | 0 | 0 | 1 | 1 | 1 | 0 | 0.0089059 | 1
2131 | 0 | 0 | 0.86504 | 0 | 0 | 1 | 1 | 1 | 0 | 0 | 1
2132 | 0 | 0 | 0.86504 | 0 | 0 | 1 | 1 | 1 | 0 | 0 | 1
2133 | 0 | 0 | 0.86504 | 0 | 0 | 1 | 1 | 1 | 0 | 0 | 1
2134 | 0 | 0 | 0.86504 | 0 | 0 | 0 | 1 | 1 | 0 | 0 | 1
2135 | 0 | 0 | 0.86504 | 0 | 0 | 0 | 1 | 1 | 0 | 0 | 1
2136 | 0 | 0 | 0.86504 | 0 | 0 | 0 | 1 | 1 | 0 | 0 | 1
2137 | 0 | 0 | 1 | 0 | 0 | 0 | 1 | 1 | 0 | 0 | 1
2138 | 0 | 0 | 1 | 0 | 0 | 0 | 1 | 1 | 0 | 0 | 1
2139 | 0 | 0 | 1 | 0 | 0 | 0 | 1 | 1 | 0 | 0 | 1
2140 | 0 | 0 | 1 | 0 | 0 | 0 | 1 | 1 | 0 | 0 | 1
2141 | 0 | 0 | 1 | 0 | 0 | 0 | 1 | 1 | 0 | 0 | 1
2142 | 0 | 0 | 1 | 0 | 0 | 0 | 1 | 1 | 0 | 0 | 1
2143 | 0 | 0 | 1 | 0 | 0 | 0 | 1 | 1 | 0 | 0 | 1
2144 | 0 | 0 | 1 | 0 | 0 | 0 | 1 | 1 | 0 | 0 | 1
2145 | 0.11038 | 0 | 1 | 0 | 0 | 0 | 1 | 1 | 0.11038 | 0 | 1
2146 | 0.1806 | 0 | 1 | 0 | 0 | 0 | 1 | 1 | 0.1806 | 0 | 1
2147 | 0.17775 | 0 | 1 | 0 | 0 | 0 | 1 | 1 | 0.17775 | 0 | 1
2148 | 0.14961 | 0.017336 | 1 | 0 | 0 | 0 | 1 | 1 | 0.14961 | 0.017336 | 1
2149 | 0.15639 | 0.024114 | 1 | 0 | 0 | 0 | 1 | 1 | 0.15639 | 0.024114 | 1
2150 | 0.28623 | 0.027337 | 1 | 0 | 0 | 0 | 1 | 1 | 0.28623 | 0.027337 | 1
2151 | 0.36027 | 0.01694 | 1 | 0 | 0 | 0 | 1 | 1 | 0.36027 | 0.01694 | 1
2152 | 0.24523 | 0.026081 | 1 | 0 | 0 | 0 | 1 | 1 | 0.24523 | 0.026081 | 1
2153 | 0.063647 | 0.014419 | 1 | 0 | 0 | 0 | 1 | 1 | 0.063647 | 0.014419 | 1
2154 | 0 | 0 | 1 | 0 | 0 | 1 | 1 | 1 | 0 | 0 | 1
2155 | 0 | 0 | 1 | 0 | 0 | 1 | 1 | 1 | 0 | 0 | 1
2156 | 0 | 0 | 1 | 0 | 0 | 1 | 1 | 1 | 0 | 0 | 1
2157 | 0 | 0 | 1 | 0 | 0 | 1 | 1 | 1 | 0 | 0 | 1
2158 | 0 | 0 | 1 | 0 | 0 | 0 | 1 | 1 | 0 | 0 | 1
2159 | 0 | 0 | 1 | 0 | 0 | 0 | 1 | 1 | 0 | 0 | 1
2160 | 0 | 0 | 1 | 0 | 0 | 0 | 1 | 1 | 0 | 0 | 1
2161 | 0 | 0 | 0.86504 | 0 | 0 | 0 | 1 | 1 | 0 | 0 | 1
2162 | 0 | 0 | 0.86504 | 0 | 0 | 0 | 1 | 1 | 0 | 0 | 1
2163 | 0 | 0 | 0.86504 | 0 | 0 | 0 | 1 | 1 | 0 | 0 | 1
2164 | 0 | 0 | 0.86504 | 0 | 0 | 0 | 1 | 1 | 0 | 0 | 1
2165 | 0 | 0 | 0.86504 | 0 | 0 | 0 | 1 | 1 | 0 | 0 | 1
2166 | 0 | 0 | 0.86504 | 0 | 0 | 0 | 1 | 1 | 0 | 0 | 1
2167 | 0 | 0 | 0.86504 | 0 | 0 | 0 | 1 | 1 | 0 | 0 | 1
2168 | 0 | 0 | 0.86504 | 0 | 0 | 0 | 1 | 1 | 0 | 0 | 1
2169 | 0.011737 | 0 | 0.86504 | 0 | 0 | 0 | 1 | 1 | 0.011737 | 0 | 1
2170 | 0.090635 | 0.00099556 | 0.86504 | 0 | 0 | 0 | 1 | 1 | 0.090635 | 0.00099556 | 1
2171 | 0.044605 | 0 | 0.86504 | 0 | 0 | 0 | 1 | 1 | 0.044605 | 0 | 1
2172 | 0.042977 | 0.025706 | 0.86504 | 0 | 0 | 0 | 1 | 1 | 0.042977 | 0.025706 | 1
2173 | 0.058289 | 0.016905 | 0.86504 | 0 | 0 | 0 | 1 | 1 | 0.058289 | 0.016905 | 1
2174 | 0.12333 | 0.018318 | 0.86504 | 0 | 0 | 0 | 1 | 1 | 0.12333 | 0.018318 | 1
2175 | 0.13675 | 0.02823 | 0.86504 | 0 | 0 | 0 | 1 | 1 | 0.13675 | 0.02823 | 1
2176 | 0.09439 | 0.023333 | 0.86504 | 0 | 0 | 0 | 1 | 1 | 0.09439 | 0.023333 | 1
2177 | 0 | 0.023994 | 0.86504 | 0 | 0 | 0 | 1 | 1 | 0 | 0.023994 | 1
2178 | 0 | 0 | 0.86504 | 0 | 0 | 1 | 1 | 1 | 0 | 0 | 1
2179 | 0 | 0 | 0.86504 | 0 | 0 | 1 | 1 | 1 | 0 | 0 | 1
2180 | 0 | 0 | 0.86504 | 0 | 0 | 1 | 1 | 1 | 0 | 0 | 1
2181 | 0 | 0 | 0.86504 | 0 | 0 | 1 | 1 | 1 | 0 | 0 | 1
2182 | 0 | 0 | 0.86504 | 0 | 0 | 0 | 1 | 1 | 0 | 0 | 1
2183 | 0 | 0 | 0.86504 | 0 | 0 | 0 | 1 | 1 | 0 | 0 | 1
2184 | 0 | 0 | 0.86504 | 0 | 0 | 0 | 1 | 1 | 0 | 0 | 1
2185 | 0 | 0 | 0.86504 | 0 | 0 | 0 | 1 | 1 | 0 | 0 | 1
2186 | 0 | 0 | 0.86504 | 0 | 0 | 0 | 1 | 1 | 0 | 0 | 1
2187 | 0 | 0 | 0.86504 | 0 | 0 | 0 | 1 | 1 | 0 | 0 | 1
2188 | 0 | 0 | 0.86504 | 0 | 0 | 0 | 1 | 1 | 0 | 0 | 1
2189 | 0 | 0 | 0.86504 | 0 | 0 | 0 | 1 | 1 | 0 | 0 | 1
2190 | 0 | 0 | 0.86504 | 0 | 0 | 0 | 1 | 1 | 0 | 0 | 1
2191 | 0 | 0 | 0.86504 | 0 | 0 | 0 | 1 | 1 | 0 | 0 | 1
2192 | 0 | 0.00015385 | 0.86504 | 0 | 0 | 0 | 1 | 1 | 0 | 0.00015385 | 1
2193 | 0 | 0.0087908 | 0.86504 | 0 | 0 | 0 | 1 | 1 | 0 | 0.0087908 | 1
2194 | 0.059305 | 0.030235 | 0.86504 | 0 | 0 | 0 | 1 | 1 | 0.059305 | 0.030235 | 1
2195 | 0.070082 | 0.032148 | 0.86504 | 0 | 0 | 0 | 1 | 1 | 0.070082 | 0.032148 | 1
2196 | 0.13136 | 0.048036 | 0.86504 | 0 | 0 | 0 | 1 | 1 | 0.13136 | 0.048036 | 1
2197 | 0.14102 | 0.048377 | 0.86504 | 0 | 0 | 0 | 1 | 1 | 0.14102 | 0.048377 | 1
2198 | 0.11348 | 0.053808 | 0.86504 | 0 | 0 | 0 | 1 | 1 | 0.11348 | 0.053808 | 1
2199 | 0.050754 | 0.073024 | 0.86504 | 0 | 0 | 0 | 1 | 1 | 0.050754 | 0.073024 | 1
2200 | 0.094867 | 0.070798 | 0.86504 | 0 | 0 | 0 | 1 | 1 | 0.094867 | 0.070798 | 1
2201 | 0 | 0.061225 | 0.86504 | 0 | 0 | 0 | 1 | 1 | 0 | 0.061225 | 1
2202 | 0 | 0.025155 | 0.86504 | 0 | 0 | 1 | 1 | 1 | 0 | 0.025155 | 1
2203 | 0 | 0.01024 | 0.86504 | 0 | 0 | 1 | 1 | 1 | 0 | 0.01024 | 1
2204 | 0 | 0.018154 | 0.86504 | 0 | 0 | 1 | 1 | 1 | 0 | 0.018154 | 1
2205 | 0 | 0.030968 | 0.86504 | 0 | 0 | 1 | 1 | 1 | 0 | 0.030968 | 1
2206 | 0 | 0.014518 | 0.86504 | 0 | 0 | 0 | 1 | 1 | 0 | 0.014518 | 1
2207 | 0 | 0.011149 | 0.86504 | 0 | 0 | 0 | 1 | 1 | 0 | 0.011149 | 1
2208 | 0 | 0.0072455 | 0.86504 | 0 | 0 | 0 | 1 | 1 | 0 | 0.0072455 | 1
2209 | 0 | 0.004628 | 0.86504 | 0 | 0 | 0 | 1 | 1 | 0 | 0.004628 | 1
2210 | 0 | 0.0055975 | 0.86504 | 0 | 0 | 0 | 1 | 1 | 0 | 0.0055975 | 1
2211 | 0 | 0 | 0.86504 | 0 | 0 | 0 | 1 | 1 | 0 | 0 | 1
2212 | 0 | 0 | 0.86504 | 0 | 0 | 0 | 1 | 1 | 0 | 0 | 1
2213 | 0 | 0 | 0.86504 | 0 | 0 | 0 | 1 | 1 | 0 | 0 | 1
2214 | 0 | 0 | 0.86504 | 0 | 0 | 0 | 1 | 1 | 0 | 0 | 1
2215 | 0 | 0 | 0.86504 | 0 | 0 | 0 | 1 | 1 | 0 | 0 | 1
2216 | 0 | 0.020235 | 0.86504 | 0 | 0 | 0 | 1 | 1 | 0 | 0.020235 | 1
2217 | 0 | 0.053782 | 0.86504 | 0 | 0 | 0 | 1 | 1 | 0 | 0.053782 | 1
2218 | 0.077006 | 0.079487 | 0.86504 | 0 | 0 | 0 | 1 | 1 | 0.077006 | 0.079487 | 1
2219 | 0.09679 | 0.088871 | 0.86504 | 0 | 0 | 0 | 1 | 1 | 0.09679 | 0.088871 | 1
2220 | 0.14532 | 0.096141 | 0.86504 | 0 | 0 | 0 | 1 | 1 | 0.14532 | 0.096141 | 1
2221 | 0.10627 | 0.067337 | 0.86504 | 0 | 0 | 0 | 1 | 1 | 0.10627 | 0.067337 | 1
2222 | 0.094164 | 0.081285 | 0.86504 | 0 | 0 | 0 | 1 | 1 | 0.094164 | 0.081285 | 1
2223 | 0.019673 | 0.0947 | 0.86504 | 0 | 0 | 0 | 1 | 1 | 0.019673 | 0.0947 | 1
2224 | 0.055036 | 0.072562 | 0.86504 | 0 | 0 | 0 | 1 | 1 | 0.055036 | 0.072562 | 1
2225 | 0 | 0.051575 | 0.86504 | 0 | 0 | 0 | 1 | 1 | 0 | 0.051575 | 1
2226 | 0 | 0.02835 | 0.86504 | 0 | 0 | 1 | 1 | 1 | 0 | 0.02835 | 1
2227 | 0 | 0.014716 | 0.86504 | 0 | 0 | 1 | 1 | 1 | 0 | 0.014716 | 1
2228 | 0 | 0.028013 | 0.86504 | 0 | 0 | 1 | 1 | 1 | 0 | 0.028013 | 1
2229 | 0 | 0.041628 | 0.86504 | 0 | 0 | 1 | 1 | 1 | 0 | 0.041628 | 1
2230 | 0 | 0.01626 | 0.86504 | 0 | 0 | 0 | 1 | 1 | 0 | 0.01626 | 1
2231 | 0 | 0.0039753 | 0.86504 | 0 | 0 | 0 | 1 | 1 | 0 | 0.0039753 | 1
2232 | 0 | 0 | 0.86504 | 0 | 0 | 0 | 1 | 1 | 0 | 0 | 1
2233 | 0 | 0.025211 | 0.86504 | 0 | 0 | 0 | 1 | 1 | 0 | 0.025211 | 1
2234 | 0 | 0 | 0.86504 | 0 | 0 | 0 | 1 | 1 | 0 | 0 | 1
2235 | 0 | 0 | 0.86504 | 0 | 0 | 0 | 1 | 1 | 0 | 0 | 1
2236 | 0 | 0 | 0.86504 | 0 | 0 | 0 | 1 | 1 | 0 | 0 | 1
2237 | 0 | 0 | 0.86504 | 0 | 0 | 0 | 1 | 1 | 0 | 0 | 1
2238 | 0 | 0 | 0.86504 | 0 | 0 | 0 | 1 | 1 | 0 | 0 | 1
2239 | 0 | 0 | 0.86504 | 0 | 0 | 0 | 1 | 1 | 0 | 0 | 1
2240 | 0 | 0 | 0.86504 | 0 | 0 | 0 | 1 | 1 | 0 | 0 | 1
2241 | 0.013475 | 0.0015239 | 0.86504 | 0 | 0 | 0 | 1 | 1 | 0.013475 | 0.0015239 | 1
2242 | 0.12139 | 0.013201 | 0.86504 | 0 | 0 | 0 | 1 | 1 | 0.12139 | 0.013201 | 1
2243 | 0.18161 | 0.032472 | 0.86504 | 0 | 0 | 0 | 1 | 1 | 0.18161 | 0.032472 | 1
2244 | 0.21262 | 0.044717 | 0.86504 | 0 | 0 | 0 | 1 | 1 | 0.21262 | 0.044717 | 1
2245 | 0.23353 | 0.025565 | 0.86504 | 0 | 0 | 0 | 1 | 1 | 0.23353 | 0.025565 | 1
2246 | 0.25721 | 0.045456 | 0.86504 | 0 | 0 | 0 | 1 | 1 | 0.25721 | 0.045456 | 1
2247 | 0.1687 | 0.070492 | 0.86504 | 0 | 0 | 0 | 1 | 1 | 0.1687 | 0.070492 | 1
2248 | 0.14142 | 0.083037 | 0.86504 | 0 | 0 | 0 | 1 | 1 | 0.14142 | 0.083037 | 1
2249 | 0 | 0.047759 | 0.86504 | 0 | 0 | 0 | 1 | 1 | 0 | 0.047759 | 1
2250 | 0 | 0.030424 | 0.86504 | 0 | 0 | 1 | 1 | 1 | 0 | 0.030424 | 1
2251 | 0 | 0.0076542 | 0.86504 | 0 | 0 | 1 | 1 | 1 | 0 | 0.0076542 | 1
2252 | 0 | 0.027579 | 0.86504 | 0 | 0 | 1 | 1 | 1 | 0 | 0.027579 | 1
2253 | 0 | 0.030893 | 0.86504 | 0 | 0 | 1 | 1 | 1 | 0 | 0.030893 | 1
2254 | 0 | 0.014278 | 0.86504 | 0 | 0 | 0 | 1 | 1 | 0 | 0.014278 | 1
2255 | 0 | 0.0091631 | 0.86504 | 0 | 0 | 0 | 1 | 1 | 0 | 0.0091631 | 1
2256 | 0 | 0.011841 | 0.86504 | 0 | 0 | 0 | 1 | 1 | 0 | 0.011841 | 1
2257 | 0 | 0 | 0.86504 | 0 | 0 | 0 | 1 | 1 | 0 | 0 | 1
2258 | 0 | 0 | 0.86504 | 0 | 0 | 0 | 1 | 1 | 0 | 0 | 1
2259 | 0 | 0 | 0.86504 | 0 | 0 | 0 | 1 | 1 | 0 | 0 | 1
2260 | 0 | 0 | 0.86504 | 0 | 0 | 0 | 1 | 1 | 0 | 0 | 1
2261 | 0 | 0 | 0.86504 | 0 | 0 | 0 | 1 | 1 | 0 | 0 | 1
2262 | 0 | 0 | 0.86504 | 0 | 0 | 0 | 1 | 1 | 0 | 0 | 1
2263 | 0 | 0 | 0.86504 | 0 | 0 | 0 | 1 | 1 | 0 | 0 | 1
2264 | 0 | 0 | 0.86504 | 0 | 0 | 0 | 1 | 1 | 0 | 0 | 1
2265 | 0.075363 | 0.0143 | 0.86504 | 0 | 0 | 0 | 1 | 1 | 0.075363 | 0.0143 | 1
2266 | 0.21657 | 0.024633 | 0.86504 | 0 | 0 | 0 | 1 | 1 | 0.21657 | 0.024633 | 1
2267 | 0.2418 | 0.034193 | 0.86504 | 0 | 0 | 0 | 1 | 1 | 0.2418 | 0.034193 | 1
2268 | 0.33347 | 0.044533 | 0.86504 | 0 | 0 | 0 | 1 | 1 | 0.33347 | 0.044533 | 1
2269 | 0.34629 | 0.016616 | 0.86504 | 0 | 0 | 0 | 1 | 1 | 0.34629 | 0.016616 | 1
2270 | 0.35891 | 0.038447 | 0.86504 | 0 | 0 | 0 | 1 | 1 | 0.35891 | 0.038447 | 1
2271 | 0.31176 | 0.09202 | 0.86504 | 0 | 0 | 0 | 1 | 1 | 0.31176 | 0.09202 | 1
2272 | 0.19492 | 0.11163 | 0.86504 | 0 | 0 | 0 | 1 | 1 | 0.19492 | 0.11163 | 1
2273 | 0.024239 | 0.0503 | 0.86504 | 0 | 0 | 0 | 1 | 1 | 0.024239 | 0.0503 | 1
2274 | 0 | 0.039631 | 0.86504 | 0 | 0 | 1 | 1 | 1 | 0 | 0.039631 | 1
2275 | 0 | 0.0081266 | 0.86504 | 0 | 0 | 1 | 1 | 1 | 0 | 0.0081266 | 1
2276 | 0 | 0.036936 | 0.86504 | 0 | 0 | 1 | 1 | 1 | 0 | 0.036936 | 1
2277 | 0 | 0.037586 | 0.86504 | 0 | 0 | 1 | 1 | 1 | 0 | 0.037586 | 1
2278 | 0 | 0.030567 | 0.86504 | 0 | 0 | 0 | 1 | 1 | 0 | 0.030567 | 1
2279 | 0 | 0.02611 | 0.86504 | 0 | 0 | 0 | 1 | 1 | 0 | 0.02611 | 1
2280 | 0 | 0.041659 | 0.86504 | 0 | 0 | 0 | 1 | 1 | 0 | 0.041659 | 1
2281 | 0 | 0 | 0.86504 | 0 | 0 | 0 | 1 | 1 | 0 | 0 | 1
2282 | 0 | 0.00034779 | 0.86504 | 0 | 0 | 0 | 1 | 1 | 0 | 0.00034779 | 1
2283 | 0 | 0 | 0.86504 | 0 | 0 | 0 | 1 | 1 | 0 | 0 | 1
2284 | 0 | 0 | 0.86504 | 0 | 0 | 0 | 1 | 1 | 0 | 0 | 1
2285 | 0 | 0 | 0.86504 | 0 | 0 | 0 | 1 | 1 | 0 | 0 | 1
2286 | 0 | 0 | 0.86504 | 0 | 0 | 0 | 1 | 1 | 0 | 0 | 1
2287 | 0 | 0 | 0.86504 | 0 | 0 | 0 | 1 | 1 | 0 | 0 | 1
2288 | 0 | 0 | 0.86504 | 0 | 0 | 0 | 1 | 1 | 0 | 0 | 1
2289 | 0.0044136 | 0 | 0.86504 | 0 | 0 | 0 | 1 | 1 | 0.0044136 | 0 | 1
2290 | 0.1173 | 0.010315 | 0.86504 | 0 | 0 | 0 | 1 | 1 | 0.1173 | 0.010315 | 1
2291 | 0.15052 | 0.032072 | 0.86504 | 0 | 0 | 0 | 1 | 1 | 0.15052 | 0.032072 | 1
2292 | 0.27714 | 0.051129 | 0.86504 | 0 | 0 | 0 | 1 | 1 | 0.27714 | 0.051129 | 1
2293 | 0.32134 | 0.054573 | 0.86504 | 0 | 0 | 0 | 1 | 1 | 0.32134 | 0.054573 | 1
2294 | 0.22597 | 0.066256 | 0.86504 | 0 | 0 | 0 | 1 | 1 | 0.22597 | 0.066256 | 1
2295 | 0.14143 | 0.11282 | 0.86504 | 0 | 0 | 0 | 1 | 1 | 0.14143 | 0.11282 | 1
2296 | 0.062671 | 0.11366 | 0.86504 | 0 | 0 | 0 | 1 | 1 | 0.062671 | 0.11366 | 1
2297 | 0 | 0.066027 | 0.86504 | 0 | 0 | 0 | 1 | 1 | 0 | 0.066027 | 1
2298 | 0 | 0.048269 | 0.86504 | 0 | 0 | 1 | 1 | 1 | 0 | 0.048269 | 1
2299 | 0 | 0.013112 | 0.86504 | 0 | 0 | 1 | 1 | 1 | 0 | 0.013112 | 1
2300 | 0 | 0.032139 | 0.86504 | 0 | 0 | 1 | 1 | 1 | 0 | 0.032139 | 1
2301 | 0 | 0.042326 | 0.86504 | 0 | 0 | 1 | 1 | 1 | 0 | 0.042326 | 1
2302 | 0 | 0.036607 | 0.86504 | 0 | 0 | 0 | 1 | 1 | 0 | 0.036607 | 1
2303 | 0 | 0.034756 | 0.86504 | 0 | 0 | 0 | 1 | 1 | 0 | 0.034756 | 1
2304 | 0 | 0.067401 | 0.86504 | 0 | 0 | 0 | 1 | 1 | 0 | 0.067401 | 1
2305 | 0 | 0.024174 | 0.86504 | 0 | 0 | 0 | 1 | 1 | 0 | 0.024174 | 1
2306 | 0 | 0.024528 | 0.86504 | 0 | 0 | 0 | 1 | 1 | 0 | 0.024528 | 1
2307 | 0 | 0.014943 | 0.86504 | 0 | 0 | 0 | 1 | 1 | 0 | 0.014943 | 1
2308 | 0 | 0 | 0.86504 | 0 | 0 | 0 | 1 | 1 | 0 | 0 | 1
2309 | 0 | 0.0038825 | 0.86504 | 0 | 0 | 0 | 1 | 1 | 0 | 0.0038825 | 1
2310 | 0 | 0 | 0.86504 | 0 | 0 | 0 | 1 | 1 | 0 | 0 | 1
2311 | 0 | 0 | 0.86504 | 0 | 0 | 0 | 1 | 1 | 0 | 0 | 1
2312 | 0 | 0.00027731 | 0.86504 | 0 | 0 | 0 | 1 | 1 | 0 | 0.00027731 | 1
2313 | 0 | 0.022318 | 0.86504 | 0 | 0 | 0 | 1 | 1 | 0 | 0.022318 | 1
2314 | 0.083208 | 0.049089 | 0.86504 | 0 | 0 | 0 | 1 | 1 | 0.083208 | 0.049089 | 1
2315 | 0.15716 | 0.077388 | 0.86504 | 0 | 0 | 0 | 1 | 1 | 0.15716 | 0.077388 | 1
2316 | 0.23401 | 0.10947 | 0.86504 | 0 | 0 | 0 | 1 | 1 | 0.23401 | 0.10947 | 1
2317 | 0.19185 | 0.13074 | 0.86504 | 0 | 0 | 0 | 1 | 1 | 0.19185 | 0.13074 | 1
2318 | 0.17585 | 0.13258 | 0.86504 | 0 | 0 | 0 | 1 | 1 | 0.17585 | 0.13258 | 1
2319 | 0.13903 | 0.14425 | 0.86504 | 0 | 0 | 0 | 1 | 1 | 0.13903 | 0.14425 | 1
2320 | 0.024931 | 0.1292 | 0.86504 | 0 | 0 | 0 | 1 | 1 | 0.024931 | 0.1292 | 1
2321 | 0 | 0.087361 | 0.86504 | 0 | 0 | 0 | 1 | 1 | 0 | 0.087361 | 1
2322 | 0 | 0.057997 | 0.86504 | 0 | 0 | 1 | 1 | 1 | 0 | 0.057997 | 1
2323 | 0 | 0.021859 | 0.86504 | 0 | 0 | 1 | 1 | 1 | 0 | 0.021859 | 1
2324 | 0 | 0.036151 | 0.86504 | 0 | 0 | 1 | 1 | 1 | 0 | 0.036151 | 1
2325 | 0 | 0.047472 | 0.86504 | 0 | 0 | 1 | 1 | 1 | 0 | 0.047472 | 1
2326 | 0 | 0.05745 | 0.86504 | 0 | 0 | 0 | 1 | 1 | 0 | 0.05745 | 1
2327 | 0 | 0.045597 | 0.86504 | 0 | 0 | 0 | 1 | 1 | 0 | 0.045597 | 1
2328 | 0 | 0.081581 | 0.86504 | 0 | 0 | 0 | 1 | 1 | 0 | 0.081581 | 1
2329 | 0 | 0.045076 | 0.86504 | 0 | 0 | 0 | 1 | 1 | 0 | 0.045076 | 1
2330 | 0 | 0.040531 | 0.86504 | 0 | 0 | 0 | 1 | 1 | 0 | 0.040531 | 1
2331 | 0 | 0.02657 | 0.86504 | 0 | 0 | 0 | 1 | 1 | 0 | 0.02657 | 1
2332 | 0 | 0.016459 | 0.86504 | 0 | 0 | 0 | 1 | 1 | 0 | 0.016459 | 1
2333 | 0 | 0.021924 | 0.86504 | 0 | 0 | 0 | 1 | 1 | 0 | 0.021924 | 1
2334 | 0 | 0.0062606 | 0.86504 | 0 | 0 | 0 | 1 | 1 | 0 | 0.0062606 | 1
2335 | 0 | 0.0073499 | 0.86504 | 0 | 0 | 0 | 1 | 1 | 0 | 0.0073499 | 1
2336 | 0 | 0.033988 | 0.86504 | 0 | 0 | 0 | 1 | 1 | 0 | 0.033988 | 1
2337 | 0 | 0.049925 | 0.86504 | 0 | 0 | 0 | 1 | 1 | 0 | 0.049925 | 1
2338 | 0.075052 | 0.082653 | 0.86504 | 0 | 0 | 0 | 1 | 1 | 0.075052 | 0.082653 | 1
2339 | 0.21384 | 0.11358 | 0.86504 | 0 | 0 | 0 | 1 | 1 | 0.21384 | 0.11358 | 1
2340 | 0.20444 | 0.13938 | 0.86504 | 0 | 0 | 0 | 1 | 1 | 0.20444 | 0.13938 | 1
2341 | 0.2006 | 0.16145 | 0.86504 | 0 | 0 | 0 | 1 | 1 | 0.2006 | 0.16145 | 1
2342 | 0.17828 | 0.13976 | 0.86504 | 0 | 0 | 0 | 1 | 1 | 0.17828 | 0.13976 | 1
2343 | 0.14849 | 0.11749 | 0.86504 | 0 | 0 | 0 | 1 | 1 | 0.14849 | 0.11749 | 1
2344 | 0 | 0.09533 | 0.86504 | 0 | 0 | 0 | 1 | 1 | 0 | 0.09533 | 1
2345 | 0 | 0.096387 | 0.86504 | 0 | 0 | 0 | 1 | 1 | 0 | 0.096387 | 1
2346 | 0 | 0.066431 | 0.86504 | 0 | 0 | 1 | 1 | 1 | 0 | 0.066431 | 1
2347 | 0 | 0.017331 | 0.86504 | 0 | 0 | 1 | 1 | 1 | 0 | 0.017331 | 1
2348 | 0 | 0.0064971 | 0.86504 | 0 | 0 | 1 | 1 | 1 | 0 | 0.0064971 | 1
2349 | 0 | 0.031785 | 0.86504 | 0 | 0 | 1 | 1 | 1 | 0 | 0.031785 | 1
2350 | 0 | 0.049015 | 0.86504 | 0 | 0 | 0 | 1 | 1 | 0 | 0.049015 | 1
2351 | 0 | 0.036911 | 0.86504 | 0 | 0 | 0 | 1 | 1 | 0 | 0.036911 | 1
2352 | 0 | 0.064367 | 0.86504 | 0 | 0 | 0 | 1 | 1 | 0 | 0.064367 | 1
2353 | 0 | 0.064015 | 0.86504 | 0 | 0 | 0 | 1 | 1 | 0 | 0.064015 | 1
2354 | 0 | 0.0043596 | 0.86504 | 0 | 0 | 0 | 1 | 1 | 0 | 0.0043596 | 1
2355 | 0 | 0 | 0.86504 | 0 | 0 | 0 | 1 | 1 | 0 | 0 | 1
2356 | 0 | 0 | 0.86504 | 0 | 0 | 0 | 1 | 1 | 0 | 0 | 1
2357 | 0 | 0 | 0.86504 | 0 | 0 | 0 | 1 | 1 | 0 | 0 | 1
2358 | 0 | 0 | 0.86504 | 0 | 0 | 0 | 1 | 1 | 0 | 0 | 1
2359 | 0 | 0 | 0.86504 | 0 | 0 | 0 | 1 | 1 | 0 | 0 | 1
2360 | 0 | 0 | 0.86504 | 0 | 0 | 0 | 1 | 1 | 0 | 0 | 1
2361 | 0.059168 | 0.021839 | 0.86504 | 0 | 0 | 0 | 1 | 1 | 0.059168 | 0.021839 | 1
2362 | 0.19077 | 0.047364 | 0.86504 | 0 | 0 | 0 | 1 | 1 | 0.19077 | 0.047364 | 1
2363 | 0.33398 | 0.065406 | 0.86504 | 0 | 0 | 0 | 1 | 1 | 0.33398 | 0.065406 | 1
2364 | 0.27227 | 0.092165 | 0.86504 | 0 | 0 | 0 | 1 | 1 | 0.27227 | 0.092165 | 1
2365 | 0.19669 | 0.13254 | 0.86504 | 0 | 0 | 0 | 1 | 1 | 0.19669 | 0.13254 | 1
2366 | 0.29183 | 0.13046 | 0.86504 | 0 | 0 | 0 | 1 | 1 | 0.29183 | 0.13046 | 1
2367 | 0.22225 | 0.12438 | 0.86504 | 0 | 0 | 0 | 1 | 1 | 0.22225 | 0.12438 | 1
2368 | 0.022837 | 0.12066 | 0.86504 | 0 | 0 | 0 | 1 | 1 | 0.022837 | 0.12066 | 1
2369 | 0.0075137 | 0.12481 | 0.86504 | 0 | 0 | 0 | 1 | 1 | 0.0075137 | 0.12481 | 1
2370 | 0 | 0.099706 | 0.86504 | 0 | 0 | 1 | 1 | 1 | 0 | 0.099706 | 1
2371 | 0 | 0.054794 | 0.86504 | 0 | 0 | 1 | 1 | 1 | 0 | 0.054794 | 1
2372 | 0 | 0.051816 | 0.86504 | 0 | 0 | 1 | 1 | 1 | 0 | 0.051816 | 1
2373 | 0 | 0.055121 | 0.86504 | 0 | 0 | 1 | 1 | 1 | 0 | 0.055121 | 1
2374 | 0 | 0.10627 | 0.86504 | 0 | 0 | 0 | 1 | 1 | 0 | 0.10627 | 1
2375 | 0 | 0.09519 | 0.86504 | 0 | 0 | 0 | 1 | 1 | 0 | 0.09519 | 1
2376 | 0 | 0.095778 | 0.86504 | 0 | 0 | 0 | 1 | 1 | 0 | 0.095778 | 1
2377 | 0 | 0.0355 | 0.86504 | 0 | 0 | 0 | 1 | 1 | 0 | 0.0355 | 1
2378 | 0 | 0.015288 | 0.86504 | 0 | 0 | 0 | 1 | 1 | 0 | 0.015288 | 1
2379 | 0 | 0 | 0.86504 | 0 | 0 | 0 | 1 | 1 | 0 | 0 | 1
2380 | 0 | 0 | 0.86504 | 0 | 0 | 0 | 1 | 1 | 0 | 0 | 1
2381 | 0 | 0 | 0.86504 | 0 | 0 | 0 | 1 | 1 | 0 | 0 | 1
2382 | 0 | 0.004626 | 0.86504 | 0 | 0 | 0 | 1 | 1 | 0 | 0.004626 | 1
2383 | 0 | 0.014385 | 0.86504 | 0 | 0 | 0 | 1 | 1 | 0 | 0.014385 | 1
2384 | 0.0017091 | 0.030197 | 0.86504 | 0 | 0 | 0 | 1 | 1 | 0.0017091 | 0.030197 | 1
2385 | 0.14667 | 0.042644 | 0.86504 | 0 | 0 | 0 | 1 | 1 | 0.14667 | 0.042644 | 1
2386 | 0.28582 | 0.065504 | 0.86504 | 0 | 0 | 0 | 1 | 1 | 0.28582 | 0.065504 | 1
2387 | 0.35114 | 0.091689 | 0.86504 | 0 | 0 | 0 | 1 | 1 | 0.35114 | 0.091689 | 1
2388 | 0.36425 | 0.10671 | 0.86504 | 0 | 0 | 0 | 1 | 1 | 0.36425 | 0.10671 | 1
2389 | 0.32322 | 0.14315 | 0.86504 | 0 | 0 | 0 | 1 | 1 | 0.32322 | 0.14315 | 1
2390 | 0.34199 | 0.13775 | 0.86504 | 0 | 0 | 0 | 1 | 1 | 0.34199 | 0.13775 | 1
2391 | 0.20128 | 0.12124 | 0.86504 | 0 | 0 | 0 | 1 | 1 | 0.20128 | 0.12124 | 1
2392 | 0.094535 | 0.12606 | 0.86504 | 0 | 0 | 0 | 1 | 1 | 0.094535 | 0.12606 | 1
2393 | 0.024961 | 0.15245 | 0.86504 | 0 | 0 | 0 | 1 | 1 | 0.024961 | 0.15245 | 1
2394 | 0 | 0.14978 | 0.86504 | 0 | 0 | 1 | 1 | 1 | 0 | 0.14978 | 1
2395 | 0 | 0.1159 | 0.86504 | 0 | 0 | 1 | 1 | 1 | 0 | 0.1159 | 1
2396 | 0 | 0.0845 | 0.86504 | 0 | 0 | 1 | 1 | 1 | 0 | 0.0845 | 1
2397 | 0 | 0.062917 | 0.86504 | 0 | 0 | 1 | 1 | 1 | 0 | 0.062917 | 1
2398 | 0 | 0.10183 | 0.86504 | 0 | 0 | 0 | 1 | 1 | 0 | 0.10183 | 1
2399 | 0 | 0.089255 | 0.86504 | 0 | 0 | 0 | 1 | 1 | 0 | 0.089255 | 1
2400 | 0 | 0.070832 | 0.86504 | 0 | 0 | 0 | 1 | 1 | 0 | 0.070832 | 1
2401 | 0 | 0.0663 | 0.86504 | 0 | 0 | 0 | 1 | 1 | 0 | 0.0663 | 1
2402 | 0 | 0.010523 | 0.86504 | 0 | 0 | 0 | 1 | 1 | 0 | 0.010523 | 1
2403 | 0 | 0.0032781 | 0.86504 | 0 | 0 | 0 | 1 | 1 | 0 | 0.0032781 | 1
2404 | 0 | 0.0045142 | 0.86504 | 0 | 0 | 0 | 1 | 1 | 0 | 0.0045142 | 1
2405 | 0 | 0.0067279 | 0.86504 | 0 | 0 | 0 | 1 | 1 | 0 | 0.0067279 | 1
2406 | 0 | 0.022007 | 0.86504 | 0 | 0 | 0 | 1 | 1 | 0 | 0.022007 | 1
2407 | 0 | 0.030775 | 0.86504 | 0 | 0 | 0 | 1 | 1 | 0 | 0.030775 | 1
2408 | 0 | 0.034641 | 0.86504 | 0 | 0 | 0 | 1 | 1 | 0 | 0.034641 | 1
2409 | 0.098678 | 0.048215 | 0.86504 | 0 | 0 | 0 | 1 | 1 | 0.098678 | 0.048215 | 1
2410 | 0.26865 | 0.078368 | 0.86504 | 0 | 0 | 0 | 1 | 1 | 0.26865 | 0.078368 | 1
2411 | 0.27838 | 0.097618 | 0.86504 | 0 | 0 | 0 | 1 | 1 | 0.27838 | 0.097618 | 1
2412 | 0.29738 | 0.1148 | 0.86504 | 0 | 0 | 0 | 1 | 1 | 0.29738 | 0.1148 | 1
2413 | 0.24548 | 0.15139 | 0.86504 | 0 | 0 | 0 | 1 | 1 | 0.24548 | 0.15139 | 1
2414 | 0.34476 | 0.16335 | 0.86504 | 0 | 0 | 0 | 1 | 1 | 0.34476 | 0.16335 | 1
2415 | 0.17577 | 0.15514 | 0.86504 | 0 | 0 | 0 | 1 | 1 | 0.17577 | 0.15514 | 1
2416 | 0.13418 | 0.15363 | 0.86504 | 0 | 0 | 0 | 1 | 1 | 0.13418 | 0.15363 | 1
2417 | 0 | 0.16755 | 0.86504 | 0 | 0 | 0 | 1 | 1 | 0 | 0.16755 | 1
2418 | 0 | 0.15801 | 0.86504 | 0 | 0 | 1 | 1 | 1 | 0 | 0.15801 | 1
2419 | 0 | 0.12747 | 0.86504 | 0 | 0 | 1 | 1 | 1 | 0 | 0.12747 | 1
2420 | 0 | 0.12412 | 0.86504 | 0 | 0 | 1 | 1 | 1 | 0 | 0.12412 | 1
2421 | 0 | 0.095267 | 0.86504 | 0 | 0 | 1 | 1 | 1 | 0 | 0.095267 | 1
2422 | 0 | 0.11724 | 0.86504 | 0 | 0 | 0 | 1 | 1 | 0 | 0.11724 | 1
2423 | 0 | 0.088174 | 0.86504 | 0 | 0 | 0 | 1 | 1 | 0 | 0.088174 | 1
2424 | 0 | 0.053163 | 0.86504 | 0 | 0 | 0 | 1 | 1 | 0 | 0.053163 | 1
2425 | 0 | 0.063662 | 0.86504 | 0 | 0 | 0 | 1 | 1 | 0 | 0.063662 | 1
2426 | 0 | 0.018148 | 0.86504 | 0 | 0 | 0 | 1 | 1 | 0 | 0.018148 | 1
2427 | 0 | 0.016202 | 0.86504 | 0 | 0 | 0 | 1 | 1 | 0 | 0.016202 | 1
2428 | 0 | 0.010028 | 0.86504 | 0 | 0 | 0 | 1 | 1 | 0 | 0.010028 | 1
2429 | 0 | 0.027418 | 0.86504 | 0 | 0 | 0 | 1 | 1 | 0 | 0.027418 | 1
2430 | 0 | 0.044732 | 0.86504 | 0 | 0 | 0 | 1 | 1 | 0 | 0.044732 | 1
2431 | 0 | 0.064489 | 0.86504 | 0 | 0 | 0 | 1 | 1 | 0 | 0.064489 | 1
2432 | 0 | 0.084046 | 0.86504 | 0 | 0 | 0 | 1 | 1 | 0 | 0.084046 | 1
2433 | 0.09473 | 0.10227 | 0.86504 | 0 | 0 | 0 | 1 | 1 | 0.09473 | 0.10227 | 1
2434 | 0.27002 | 0.14961 | 0.86504 | 0 | 0 | 0 | 1 | 1 | 0.27002 | 0.14961 | 1
2435 | 0.3129 | 0.15748 | 0.86504 | 0 | 0 | 0 | 1 | 1 | 0.3129 | 0.15748 | 1
2436 | 0.29959 | 0.17742 | 0.86504 | 0 | 0 | 0 | 1 | 1 | 0.29959 | 0.17742 | 1
2437 | 0.32627 | 0.18513 | 0.86504 | 0 | 0 | 0 | 1 | 1 | 0.32627 | 0.18513 | 1
2438 | 0.33326 | 0.18635 | 0.86504 | 0 | 0 | 0 | 1 | 1 | 0.33326 | 0.18635 | 1
2439 | 0.21061 | 0.18491 | 0.86504 | 0 | 0 | 0 | 1 | 1 | 0.21061 | 0.18491 | 1
2440 | 0.14181 | 0.15938 | 0.86504 | 0 | 0 | 0 | 1 | 1 | 0.14181 | 0.15938 | 1
2441 | 0 | 0.17304 | 0.86504 | 0 | 0 | 0 | 1 | 1 | 0 | 0.17304 | 1
2442 | 0 | 0.15364 | 0.86504 | 0 | 0 | 1 | 1 | 1 | 0 | 0.15364 | 1
2443 | 0 | 0.12604 | 0.86504 | 0 | 0 | 1 | 1 | 1 | 0 | 0.12604 | 1
2444 | 0 | 0.11373 | 0.86504 | 0 | 0 | 1 | 1 | 1 | 0 | 0.11373 | 1
2445 | 0 | 0.07783 | 0.86504 | 0 | 0 | 1 | 1 | 1 | 0 | 0.07783 | 1
2446 | 0 | 0.070559 | 0.86504 | 0 | 0 | 0 | 1 | 1 | 0 | 0.070559 | 1
2447 | 0 | 0.064778 | 0.86504 | 0 | 0 | 0 | 1 | 1 | 0 | 0.064778 | 1
2448 | 0 | 0.059422 | 0.86504 | 0 | 0 | 0 | 1 | 1 | 0 | 0.059422 | 1
2449 | 0 | 0.051183 | 0.86504 | 0 | 0 | 0 | 1 | 1 | 0 | 0.051183 | 1
2450 | 0 | 0.033974 | 0.86504 | 0 | 0 | 0 | 1 | 1 | 0 | 0.033974 | 1
2451 | 0 | 0.028596 | 0.86504 | 0 | 0 | 0 | 1 | 1 | 0 | 0.028596 | 1
2452 | 0 | 0.026094 | 0.86504 | 0 | 0 | 0 | 1 | 1 | 0 | 0.026094 | 1
2453 | 0 | 0.04299 | 0.86504 | 0 | 0 | 0 | 1 | 1 | 0 | 0.04299 | 1
2454 | 0 | 0.065207 | 0.86504 | 0 | 0 | 0 | 1 | 1 | 0 | 0.065207 | 1
2455 | 0 | 0.084821 | 0.86504 | 0 | 0 | 0 | 1 | 1 | 0 | 0.084821 | 1
2456 | 0 | 0.097958 | 0.86504 | 0 | 0 | 0 | 1 | 1 | 0 | 0.097958 | 1
2457 | 0.052023 | 0.11579 | 0.86504 | 0 | 0 | 0 | 1 | 1 | 0.052023 | 0.11579 | 1
2458 | 0.26997 | 0.15946 | 0.86504 | 0 | 0 | 0 | 1 | 1 | 0.26997 | 0.15946 | 1
2459 | 0.31163 | 0.17265 | 0.86504 | 0 | 0 | 0 | 1 | 1 | 0.31163 | 0.17265 | 1
2460 | 0.24298 | 0.18661 | 0.86504 | 0 | 0 | 0 | 1 | 1 | 0.24298 | 0.18661 | 1
2461 | 0.14222 | 0.19105 | 0.86504 | 0 | 0 | 0 | 1 | 1 | 0.14222 | 0.19105 | 1
2462 | 0.17986 | 0.20715 | 0.86504 | 0 | 0 | 0 | 1 | 1 | 0.17986 | 0.20715 | 1
2463 | 0.18105 | 0.21865 | 0.86504 | 0 | 0 | 0 | 1 | 1 | 0.18105 | 0.21865 | 1
2464 | 0.046102 | 0.18028 | 0.86504 | 0 | 0 | 0 | 1 | 1 | 0.046102 | 0.18028 | 1
2465 | 0 | 0.17881 | 0.86504 | 0 | 0 | 0 | 1 | 1 | 0 | 0.17881 | 1
2466 | 0 | 0.15563 | 0.86504 | 0 | 0 | 1 | 1 | 1 | 0 | 0.15563 | 1
2467 | 0 | 0.11389 | 0.86504 | 0 | 0 | 1 | 1 | 1 | 0 | 0.11389 | 1
2468 | 0 | 0.12279 | 0.86504 | 0 | 0 | 1 | 1 | 1 | 0 | 0.12279 | 1
2469 | 0 | 0.11844 | 0.86504 | 0 | 0 | 1 | 1 | 1 | 0 | 0.11844 | 1
2470 | 0 | 0.11483 | 0.86504 | 0 | 0 | 0 | 1 | 1 | 0 | 0.11483 | 1
2471 | 0 | 0.13354 | 0.86504 | 0 | 0 | 0 | 1 | 1 | 0 | 0.13354 | 1
2472 | 0 | 0.12713 | 0.86504 | 0 | 0 | 0 | 1 | 1 | 0 | 0.12713 | 1
2473 | 0 | 0.074609 | 0.86504 | 0 | 0 | 0 | 1 | 1 | 0 | 0.074609 | 1
2474 | 0 | 0.076532 | 0.86504 | 0 | 0 | 0 | 1 | 1 | 0 | 0.076532 | 1
2475 | 0 | 0.044773 | 0.86504 | 0 | 0 | 0 | 1 | 1 | 0 | 0.044773 | 1
2476 | 0 | 0.043595 | 0.86504 | 0 | 0 | 0 | 1 | 1 | 0 | 0.043595 | 1
2477 | 0 | 0.032812 | 0.86504 | 0 | 0 | 0 | 1 | 1 | 0 | 0.032812 | 1
2478 | 0 | 0.036052 | 0.86504 | 0 | 0 | 0 | 1 | 1 | 0 | 0.036052 | 1
2479 | 0 | 0.075436 | 0.86504 | 0 | 0 | 0 | 1 | 1 | 0 | 0.075436 | 1
2480 | 0 | 0.096883 | 0.86504 | 0 | 0 | 0 | 1 | 1 | 0 | 0.096883 | 1
2481 | 0.074245 | 0.10081 | 0.86504 | 0 | 0 | 0 | 1 | 1 | 0.074245 | 0.10081 | 1
2482 | 0.27929 | 0.15492 | 0.86504 | 0 | 0 | 0 | 1 | 1 | 0.27929 | 0.15492 | 1
2483 | 0.31771 | 0.1718 | 0.86504 | 0 | 0 | 0 | 1 | 1 | 0.31771 | 0.1718 | 1
2484 | 0.27763 | 0.19217 | 0.86504 | 0 | 0 | 0 | 1 | 1 | 0.27763 | 0.19217 | 1
2485 | 0.1674 | 0.20461 | 0.86504 | 0 | 0 | 0 | 1 | 1 | 0.1674 | 0.20461 | 1
2486 | 0.21296 | 0.21427 | 0.86504 | 0 | 0 | 0 | 1 | 1 | 0.21296 | 0.21427 | 1
2487 | 0.17939 | 0.20631 | 0.86504 | 0 | 0 | 0 | 1 | 1 | 0.17939 | 0.20631 | 1
2488 | 0.043389 | 0.18587 | 0.86504 | 0 | 0 | 0 | 1 | 1 | 0.043389 | 0.18587 | 1
2489 | 0 | 0.17333 | 0.86504 | 0 | 0 | 0 | 1 | 1 | 0 | 0.17333 | 1
2490 | 0 | 0.16043 | 0.86504 | 0 | 0 | 1 | 1 | 1 | 0 | 0.16043 | 1
2491 | 0 | 0.13795 | 0.86504 | 0 | 0 | 1 | 1 | 1 | 0 | 0.13795 | 1
2492 | 0 | 0.13473 | 0.86504 | 0 | 0 | 1 | 1 | 1 | 0 | 0.13473 | 1
2493 | 0 | 0.10723 | 0.86504 | 0 | 0 | 1 | 1 | 1 | 0 | 0.10723 | 1
2494 | 0 | 0.10221 | 0.86504 | 0 | 0 | 0 | 1 | 1 | 0 | 0.10221 | 1
2495 | 0 | 0.14451 | 0.86504 | 0 | 0 | 0 | 1 | 1 | 0 | 0.14451 | 1
2496 | 0 | 0.14641 | 0.86504 | 0 | 0 | 0 | 1 | 1 | 0 | 0.14641 | 1
2497 | 0 | 0.11655 | 0.86504 | 0 | 0 | 0 | 1 | 1 | 0 | 0.11655 | 1
2498 | 0 | 0.075785 | 0.86504 | 0 | 0 | 0 | 1 | 1 | 0 | 0.075785 | 1
2499 | 0 | 0.038143 | 0.86504 | 0 | 0 | 0 | 1 | 1 | 0 | 0.038143 | 1
2500 | 0 | 0.042516 | 0.86504 | 0 | 0 | 0 | 1 | 1 | 0 | 0.042516 | 1
2501 | 0 | 0.019778 | 0.86504 | 0 | 0 | 0 | 1 | 1 | 0 | 0.019778 | 1
2502 | 0 | 0.0077073 | 0.86504 | 0 | 0 | 0 | 1 | 1 | 0 | 0.0077073 | 1
2503 | 0 | 0.036761 | 0.86504 | 0 | 0 | 0 | 1 | 1 | 0 | 0.036761 | 1
2504 | 0 | 0.037756 | 0.86504 | 0 | 0 | 0 | 1 | 1 | 0 | 0.037756 | 1
2505 | 0.070743 | 0.037732 | 0.86504 | 0 | 0 | 0 | 1 | 1 | 0.070743 | 0.037732 | 1
2506 | 0.25256 | 0.07298 | 0.86504 | 0 | 0 | 0 | 1 | 1 | 0.25256 | 0.07298 | 1
2507 | 0.20115 | 0.10517 | 0.86504 | 0 | 0 | 0 | 1 | 1 | 0.20115 | 0.10517 | 1
2508 | 0.21628 | 0.12402 | 0.86504 | 0 | 0 | 0 | 1 | 1 | 0.21628 | 0.12402 | 1
2509 | 0.134 | 0.14235 | 0.86504 | 0 | 0 | 0 | 1 | 1 | 0.134 | 0.14235 | 1
2510 | 0.16095 | 0.15116 | 0.86504 | 0 | 0 | 0 | 1 | 1 | 0.16095 | 0.15116 | 1
2511 | 0.16781 | 0.14361 | 0.86504 | 0 | 0 | 0 | 1 | 1 | 0.16781 | 0.14361 | 1
2512 | 0.071537 | 0.15498 | 0.86504 | 0 | 0 | 0 | 1 | 1 | 0.071537 | 0.15498 | 1
2513 | 0 | 0.15239 | 0.86504 | 0 | 0 | 0 | 1 | 1 | 0 | 0.15239 | 1
2514 | 0 | 0.14648 | 0.86504 | 0 | 0 | 1 | 1 | 1 | 0 | 0.14648 | 1
2515 | 0 | 0.1163 | 0.86504 | 0 | 0 | 1 | 1 | 1 | 0 | 0.1163 | 1
2516 | 0 | 0.10527 | 0.86504 | 0 | 0 | 1 | 1 | 1 | 0 | 0.10527 | 1
2517 | 0 | 0.11924 | 0.86504 | 0 | 0 | 1 | 1 | 1 | 0 | 0.11924 | 1
2518 | 0 | 0.13088 | 0.86504 | 0 | 0 | 0 | 1 | 1 | 0 | 0.13088 | 1
2519 | 0 | 0.15402 | 0.86504 | 0 | 0 | 0 | 1 | 1 | 0 | 0.15402 | 1
2520 | 0 | 0.13406 | 0.86504 | 0 | 0 | 0 | 1 | 1 | 0 | 0.13406 | 1
2521 | 0 | 0.1254 | 0.86504 | 0 | 0 | 0 | 1 | 1 | 0 | 0.1254 | 1
2522 | 0 | 0.087458 | 0.86504 | 0 | 0 | 0 | 1 | 1 | 0 | 0.087458 | 1
2523 | 0 | 0.056885 | 0.86504 | 0 | 0 | 0 | 1 | 1 | 0 | 0.056885 | 1
2524 | 0 | 0.04894 | 0.86504 | 0 | 0 | 0 | 1 | 1 | 0 | 0.04894 | 1
2525 | 0 | 0.023882 | 0.86504 | 0 | 0 | 0 | 1 | 1 | 0 | 0.023882 | 1
2526 | 0 | 0.015982 | 0.86504 | 0 | 0 | 0 | 1 | 1 | 0 | 0.015982 | 1
2527 | 0 | 0.054905 | 0.86504 | 0 | 0 | 0 | 1 | 1 | 0 | 0.054905 | 1
2528 | 0 | 0.068242 | 0.86504 | 0 | 0 | 0 | 1 | 1 | 0 | 0.068242 | 1
2529 | 0.060846 | 0.05683 | 0.86504 | 0 | 0 | 0 | 1 | 1 | 0.060846 | 0.05683 | 1
2530 | 0.17739 | 0.093415 | 0.86504 | 0 | 0 | 0 | 1 | 1 | 0.17739 | 0.093415 | 1
2531 | 0.17188 | 0.12131 | 0.86504 | 0 | 0 | 0 | 1 | 1 | 0.17188 | 0.12131 | 1
2532 | 0.23669 | 0.15855 | 0.86504 | 0 | 0 | 0 | 1 | 1 | 0.23669 | 0.15855 | 1
2533 | 0.26238 | 0.18336 | 0.86504 | 0 | 0 | 0 | 1 | 1 | 0.26238 | 0.18336 | 1
2534 | 0.25661 | 0.19364 | 0.86504 | 0 | 0 | 0 | 1 | 1 | 0.25661 | 0.19364 | 1
2535 | 0.19533 | 0.17474 | 0.86504 | 0 | 0 | 0 | 1 | 1 | 0.19533 | 0.17474 | 1
2536 | 0.11595 | 0.18479 | 0.86504 | 0 | 0 | 0 | 1 | 1 | 0.11595 | 0.18479 | 1
2537 | 0.010514 | 0.17479 | 0.86504 | 0 | 0 | 0 | 1 | 1 | 0.010514 | 0.17479 | 1
2538 | 0 | 0.15878 | 0.86504 | 0 | 0 | 1 | 1 | 1 | 0 | 0.15878 | 1
2539 | 0 | 0.14353 | 0.86504 | 0 | 0 | 1 | 1 | 1 | 0 | 0.14353 | 1
2540 | 0 | 0.14732 | 0.86504 | 0 | 0 | 1 | 1 | 1 | 0 | 0.14732 | 1
2541 | 0 | 0.15379 | 0.86504 | 0 | 0 | 1 | 1 | 1 | 0 | 0.15379 | 1
2542 | 0 | 0.1595 | 0.86504 | 0 | 0 | 0 | 1 | 1 | 0 | 0.1595 | 1
2543 | 0 | 0.19169 | 0.86504 | 0 | 0 | 0 | 1 | 1 | 0 | 0.19169 | 1
2544 | 0 | 0.17827 | 0.86504 | 0 | 0 | 0 | 1 | 1 | 0 | 0.17827 | 1
2545 | 0 | 0.1132 | 0.86504 | 0 | 0 | 0 | 1 | 1 | 0 | 0.1132 | 1
2546 | 0 | 0.11991 | 0.86504 | 0 | 0 | 0 | 1 | 1 | 0 | 0.11991 | 1
2547 | 0 | 0.11284 | 0.86504 | 0 | 0 | 0 | 1 | 1 | 0 | 0.11284 | 1
2548 | 0 | 0.076137 | 0.86504 | 0 | 0 | 0 | 1 | 1 | 0 | 0.076137 | 1
2549 | 0 | 0.054341 | 0.86504 | 0 | 0 | 0 | 1 | 1 | 0 | 0.054341 | 1
2550 | 0 | 0.061872 | 0.86504 | 0 | 0 | 0 | 1 | 1 | 0 | 0.061872 | 1
2551 | 0 | 0.097007 | 0.86504 | 0 | 0 | 0 | 1 | 1 | 0 | 0.097007 | 1
2552 | 0 | 0.11738 | 0.86504 | 0 | 0 | 0 | 1 | 1 | 0 | 0.11738 | 1
2553 | 0.051209 | 0.10241 | 0.86504 | 0 | 0 | 0 | 1 | 1 | 0.051209 | 0.10241 | 1
2554 | 0.18802 | 0.14131 | 0.86504 | 0 | 0 | 0 | 1 | 1 | 0.18802 | 0.14131 | 1
2555 | 0.18725 | 0.1696 | 0.86504 | 0 | 0 | 0 | 1 | 1 | 0.18725 | 0.1696 | 1
2556 | 0.24517 | 0.20334 | 0.86504 | 0 | 0 | 0 | 1 | 1 | 0.24517 | 0.20334 | 1
2557 | 0.30074 | 0.22562 | 0.86504 | 0 | 0 | 0 | 1 | 1 | 0.30074 | 0.22562 | 1
2558 | 0.22736 | 0.2411 | 0.86504 | 0 | 0 | 0 | 1 | 1 | 0.22736 | 0.2411 | 1
2559 | 0.19954 | 0.22962 | 0.86504 | 0 | 0 | 0 | 1 | 1 | 0.19954 | 0.22962 | 1
2560 | 0.10829 | 0.2299 | 0.86504 | 0 | 0 | 0 | 1 | 1 | 0.10829 | 0.2299 | 1
2561 | 0.013694 | 0.21586 | 0.86504 | 0 | 0 | 0 | 1 | 1 | 0.013694 | 0.21586 | 1
2562 | 0 | 0.20003 | 0.86504 | 0 | 0 | 1 | 1 | 1 | 0 | 0.20003 | 1
2563 | 0 | 0.17293 | 0.86504 | 0 | 0 | 1 | 1 | 1 | 0 | 0.17293 | 1
2564 | 0 | 0.15635 | 0.86504 | 0 | 0 | 1 | 1 | 1 | 0 | 0.15635 | 1
2565 | 0 | 0.16429 | 0.86504 | 0 | 0 | 1 | 1 | 1 | 0 | 0.16429 | 1
2566 | 0 | 0.18404 | 0.86504 | 0 | 0 | 0 | 1 | 1 | 0 | 0.18404 | 1
2567 | 0 | 0.18872 | 0.86504 | 0 | 0 | 0 | 1 | 1 | 0 | 0.18872 | 1
2568 | 0 | 0.17367 | 0.86504 | 0 | 0 | 0 | 1 | 1 | 0 | 0.17367 | 1
2569 | 0 | 0.13955 | 0.86504 | 0 | 0 | 0 | 1 | 1 | 0 | 0.13955 | 1
2570 | 0 | 0.12051 | 0.86504 | 0 | 0 | 0 | 1 | 1 | 0 | 0.12051 | 1
2571 | 0 | 0.1377 | 0.86504 | 0 | 0 | 0 | 1 | 1 | 0 | 0.1377 | 1
2572 | 0 | 0.076636 | 0.86504 | 0 | 0 | 0 | 1 | 1 | 0 | 0.076636 | 1
2573 | 0 | 0.059227 | 0.86504 | 0 | 0 | 0 | 1 | 1 | 0 | 0.059227 | 1
2574 | 0 | 0.061817 | 0.86504 | 0 | 0 | 0 | 1 | 1 | 0 | 0.061817 | 1
2575 | 0 | 0.095127 | 0.86504 | 0 | 0 | 0 | 1 | 1 | 0 | 0.095127 | 1
2576 | 0 | 0.14872 | 0.86504 | 0 | 0 | 0 | 1 | 1 | 0 | 0.14872 | 1
2577 | 0.010733 | 0.15314 | 0.86504 | 0 | 0 | 0 | 1 | 1 | 0.010733 | 0.15314 | 1
2578 | 0.14562 | 0.19193 | 0.86504 | 0 | 0 | 0 | 1 | 1 | 0.14562 | 0.19193 | 1
2579 | 0.21342 | 0.21771 | 0.86504 | 0 | 0 | 0 | 1 | 1 | 0.21342 | 0.21771 | 1
2580 | 0.25026 | 0.23657 | 0.86504 | 0 | 0 | 0 | 1 | 1 | 0.25026 | 0.23657 | 1
2581 | 0.29857 | 0.25782 | 0.86504 | 0 | 0 | 0 | 1 | 1 | 0.29857 | 0.25782 | 1
2582 | 0.26847 | 0.27669 | 0.86504 | 0 | 0 | 0 | 1 | 1 | 0.26847 | 0.27669 | 1
2583 | 0.1937 | 0.26701 | 0.86504 | 0 | 0 | 0 | 1 | 1 | 0.1937 | 0.26701 | 1
2584 | 0.1128 | 0.24655 | 0.86504 | 0 | 0 | 0 | 1 | 1 | 0.1128 | 0.24655 | 1
2585 | 0.0050736 | 0.21002 | 0.86504 | 0 | 0 | 0 | 1 | 1 | 0.0050736 | 0.21002 | 1
2586 | 0 | 0.21978 | 0.86504 | 0 | 0 | 1 | 1 | 1 | 0 | 0.21978 | 1
2587 | 0 | 0.19096 | 0.86504 | 0 | 0 | 1 | 1 | 1 | 0 | 0.19096 | 1
2588 | 0 | 0.17971 | 0.86504 | 0 | 0 | 1 | 1 | 1 | 0 | 0.17971 | 1
2589 | 0 | 0.16685 | 0.86504 | 0 | 0 | 1 | 1 | 1 | 0 | 0.16685 | 1
2590 | 0 | 0.18035 | 0.86504 | 0 | 0 | 0 | 1 | 1 | 0 | 0.18035 | 1
2591 | 0 | 0.17234 | 0.86504 | 0 | 0 | 0 | 1 | 1 | 0 | 0.17234 | 1
2592 | 0 | 0.16192 | 0.86504 | 0 | 0 | 0 | 1 | 1 | 0 | 0.16192 | 1
2593 | 0 | 0.14073 | 0.86504 | 0 | 0 | 0 | 1 | 1 | 0 | 0.14073 | 1
2594 | 0 | 0.11027 | 0.86504 | 0 | 0 | 0 | 1 | 1 | 0 | 0.11027 | 1
2595 | 0 | 0.14127 | 0.86504 | 0 | 0 | 0 | 1 | 1 | 0 | 0.14127 | 1
2596 | 0 | 0.080378 | 0.86504 | 0 | 0 | 0 | 1 | 1 | 0 | 0.080378 | 1
2597 | 0 | 0.052685 | 0.86504 | 0 | 0 | 0 | 1 | 1 | 0 | 0.052685 | 1
2598 | 0 | 0.052355 | 0.86504 | 0 | 0 | 0 | 1 | 1 | 0 | 0.052355 | 1
2599 | 0 | 0.066986 | 0.86504 | 0 | 0 | 0 | 1 | 1 | 0 | 0.066986 | 1
2600 | 0 | 0.11038 | 0.86504 | 0 | 0 | 0 | 1 | 1 | 0 | 0.11038 | 1
2601 | 0.0095824 | 0.1146 | 0.86504 | 0 | 0 | 0 | 1 | 1 | 0.0095824 | 0.1146 | 1
2602 | 0.11112 | 0.14849 | 0.86504 | 0 | 0 | 0 | 1 | 1 | 0.11112 | 0.14849 | 1
2603 | 0.21694 | 0.16427 | 0.86504 | 0 | 0 | 0 | 1 | 1 | 0.21694 | 0.16427 | 1
2604 | 0.2744 | 0.17071 | 0.86504 | 0 | 0 | 0 | 1 | 1 | 0.2744 | 0.17071 | 1
2605 | 0.3273 | 0.19197 | 0.86504 | 0 | 0 | 0 | 1 | 1 | 0.3273 | 0.19197 | 1
2606 | 0.29527 | 0.19786 | 0.86504 | 0 | 0 | 0 | 1 | 1 | 0.29527 | 0.19786 | 1
2607 | 0.22886 | 0.20075 | 0.86504 | 0 | 0 | 0 | 1 | 1 | 0.22886 | 0.20075 | 1
2608 | 0.099209 | 0.18383 | 0.86504 | 0 | 0 | 0 | 1 | 1 | 0.099209 | 0.18383 | 1
2609 | 0 | 0.16948 | 0.86504 | 0 | 0 | 0 | 1 | 1 | 0 | 0.16948 | 1
2610 | 0 | 0.19916 | 0.86504 | 0 | 0 | 1 | 1 | 1 | 0 | 0.19916 | 1
2611 | 0 | 0.17663 | 0.86504 | 0 | 0 | 1 | 1 | 1 | 0 | 0.17663 | 1
2612 | 0 | 0.16257 | 0.86504 | 0 | 0 | 1 | 1 | 1 | 0 | 0.16257 | 1
2613 | 0 | 0.14321 | 0.86504 | 0 | 0 | 1 | 1 | 1 | 0 | 0.14321 | 1
2614 | 0 | 0.15287 | 0.86504 | 0 | 0 | 0 | 1 | 1 | 0 | 0.15287 | 1
2615 | 0 | 0.12156 | 0.86504 | 0 | 0 | 0 | 1 | 1 | 0 | 0.12156 | 1
2616 | 0 | 0.096349 | 0.86504 | 0 | 0 | 0 | 1 | 1 | 0 | 0.096349 | 1
2617 | 0 | 0.11834 | 0.86504 | 0 | 0 | 0 | 1 | 1 | 0 | 0.11834 | 1
2618 | 0 | 0.071861 | 0.86504 | 0 | 0 | 0 | 1 | 1 | 0 | 0.071861 | 1
2619 | 0 | 0.091257 | 0.86504 | 0 | 0 | 0 | 1 | 1 | 0 | 0.091257 | 1
2620 | 0 | 0.072341 | 0.86504 | 0 | 0 | 0 | 1 | 1 | 0 | 0.072341 | 1
2621 | 0 | 0.050156 | 0.86504 | 0 | 0 | 0 | 1 | 1 | 0 | 0.050156 | 1
2622 | 0 | 0.048205 | 0.86504 | 0 | 0 | 0 | 1 | 1 | 0 | 0.048205 | 1
2623 | 0 | 0.055295 | 0.86504 | 0 | 0 | 0 | 1 | 1 | 0 | 0.055295 | 1
2624 | 0 | 0.088005 | 0.86504 | 0 | 0 | 0 | 1 | 1 | 0 | 0.088005 | 1
2625 | 0.005249 | 0.10621 | 0.86504 | 0 | 0 | 0 | 1 | 1 | 0.005249 | 0.10621 | 1
2626 | 0.094965 | 0.10859 | 0.86504 | 0 | 0 | 0 | 1 | 1 | 0.094965 | 0.10859 | 1
2627 | 0.17381 | 0.10787 | 0.86504 | 0 | 0 | 0 | 1 | 1 | 0.17381 | 0.10787 | 1
2628 | 0.27337 | 0.11941 | 0.86504 | 0 | 0 | 0 | 1 | 1 | 0.27337 | 0.11941 | 1
2629 | 0.29907 | 0.15302 | 0.86504 | 0 | 0 | 0 | 1 | 1 | 0.29907 | 0.15302 | 1
2630 | 0.23784 | 0.15108 | 0.86504 | 0 | 0 | 0 | 1 | 1 | 0.23784 | 0.15108 | 1
2631 | 0.16097 | 0.16896 | 0.86504 | 0 | 0 | 0 | 1 | 1 | 0.16097 | 0.16896 | 1
2632 | 0.028439 | 0.17068 | 0.86504 | 0 | 0 | 0 | 1 | 1 | 0.028439 | 0.17068 | 1
2633 | 0 | 0.1711 | 0.86504 | 0 | 0 | 0 | 1 | 1 | 0 | 0.1711 | 1
2634 | 0 | 0.19297 | 0.86504 | 0 | 0 | 1 | 1 | 1 | 0 | 0.19297 | 1
2635 | 0 | 0.16918 | 0.86504 | 0 | 0 | 1 | 1 | 1 | 0 | 0.16918 | 1
2636 | 0 | 0.18232 | 0.86504 | 0 | 0 | 1 | 1 | 1 | 0 | 0.18232 | 1
2637 | 0 | 0.16316 | 0.86504 | 0 | 0 | 1 | 1 | 1 | 0 | 0.16316 | 1
2638 | 0 | 0.16839 | 0.86504 | 0 | 0 | 0 | 1 | 1 | 0 | 0.16839 | 1
2639 | 0 | 0.15343 | 0.86504 | 0 | 0 | 0 | 1 | 1 | 0 | 0.15343 | 1
2640 | 0 | 0.13916 | 0.86504 | 0 | 0 | 0 | 1 | 1 | 0 | 0.13916 | 1
2641 | 0 | 0.072419 | 1 | 0 | 0 | 0 | 1 | 1 | 0 | 0.072419 | 1
2642 | 0 | 0.094506 | 1 | 0 | 0 | 0 | 1 | 1 | 0 | 0.094506 | 1
2643 | 0 | 0.084306 | 1 | 0 | 0 | 0 | 1 | 1 | 0 | 0.084306 | 1
2644 | 0 | 0.078697 | 1 | 0 | 0 | 0 | 1 | 1 | 0 | 0.078697 | 1
2645 | 0 | 0.067331 | 1 | 0 | 0 | 0 | 1 | 1 | 0 | 0.067331 | 1
2646 | 0 | 0.072546 | 1 | 0 | 0 | 0 | 1 | 1 | 0 | 0.072546 | 1
2647 | 0 | 0.069756 | 1 | 0 | 0 | 0 | 1 | 1 | 0 | 0.069756 | 1
2648 | 0 | 0.078634 | 1 | 0 | 0 | 0 | 1 | 1 | 0 | 0.078634 | 1
2649 | 0.026858 | 0.10731 | 1 | 0 | 0 | 0 | 1 | 1 | 0.026858 | 0.10731 | 1
2650 | 0.1148 | 0.13328 | 1 | 0 | 0 | 0 | 1 | 1 | 0.1148 | 0.13328 | 1
2651 | 0.20234 | 0.12166 | 1 | 0 | 0 | 0 | 1 | 1 | 0.20234 | 0.12166 | 1
2652 | 0.30912 | 0.15 | 1 | 0 | 0 | 0 | 1 | 1 | 0.30912 | 0.15 | 1
2653 | 0.32245 | 0.16685 | 1 | 0 | 0 | 0 | 1 | 1 | 0.32245 | 0.16685 | 1
2654 | 0.20958 | 0.16565 | 1 | 0 | 0 | 0 | 1 | 1 | 0.20958 | 0.16565 | 1
2655 | 0.19088 | 0.17478 | 1 | 0 | 0 | 0 | 1 | 1 | 0.19088 | 0.17478 | 1
2656 | 0.0088931 | 0.15142 | 1 | 0 | 0 | 0 | 1 | 1 | 0.0088931 | 0.15142 | 1
2657 | 0 | 0.16154 | 1 | 0 | 0 | 0 | 1 | 1 | 0 | 0.16154 | 1
2658 | 0 | 0.18439 | 1 | 0 | 0 | 1 | 1 | 1 | 0 | 0.18439 | 1
2659 | 0 | 0.18171 | 1 | 0 | 0 | 1 | 1 | 1 | 0 | 0.18171 | 1
2660 | 0 | 0.19757 | 1 | 0 | 0 | 1 | 1 | 1 | 0 | 0.19757 | 1
2661 | 0 | 0.17011 | 1 | 0 | 0 | 1 | 1 | 1 | 0 | 0.17011 | 1
2662 | 0 | 0.16863 | 1 | 0 | 0 | 0 | 1 | 1 | 0 | 0.16863 | 1
2663 | 0 | 0.15747 | 1 | 0 | 0 | 0 | 1 | 1 | 0 | 0.15747 | 1
2664 | 0 | 0.15042 | 1 | 0 | 0 | 0 | 1 | 1 | 0 | 0.15042 | 1
2665 | 0 | 0.10348 | 0.86504 | 0 | 0 | 0 | 1 | 1 | 0 | 0.10348 | 1
2666 | 0 | 0.078595 | 0.86504 | 0 | 0 | 0 | 1 | 1 | 0 | 0.078595 | 1
2667 | 0 | 0.064601 | 0.86504 | 0 | 0 | 0 | 1 | 1 | 0 | 0.064601 | 1
2668 | 0 | 0.060875 | 0.86504 | 0 | 0 | 0 | 1 | 1 | 0 | 0.060875 | 1
2669 | 0 | 0.069953 | 0.86504 | 0 | 0 | 0 | 1 | 1 | 0 | 0.069953 | 1
2670 | 0 | 0.0513 | 0.86504 | 0 | 0 | 0 | 1 | 1 | 0 | 0.0513 | 1
2671 | 0 | 0.036693 | 0.86504 | 0 | 0 | 0 | 1 | 1 | 0 | 0.036693 | 1
2672 | 0 | 0.04362 | 0.86504 | 0 | 0 | 0 | 1 | 1 | 0 | 0.04362 | 1
2673 | 0.061361 | 0.0736 | 0.86504 | 0 | 0 | 0 | 1 | 1 | 0.061361 | 0.0736 | 1
2674 | 0.19974 | 0.10304 | 0.86504 | 0 | 0 | 0 | 1 | 1 | 0.19974 | 0.10304 | 1
2675 | 0.24849 | 0.10716 | 0.86504 | 0 | 0 | 0 | 1 | 1 | 0.24849 | 0.10716 | 1
2676 | 0.33792 | 0.13574 | 0.86504 | 0 | 0 | 0 | 1 | 1 | 0.33792 | 0.13574 | 1
2677 | 0.32615 | 0.14037 | 0.86504 | 0 | 0 | 0 | 1 | 1 | 0.32615 | 0.14037 | 1
2678 | 0.17034 | 0.14095 | 0.86504 | 0 | 0 | 0 | 1 | 1 | 0.17034 | 0.14095 | 1
2679 | 0.11481 | 0.1455 | 0.86504 | 0 | 0 | 0 | 1 | 1 | 0.11481 | 0.1455 | 1
2680 | 0.040364 | 0.094257 | 0.86504 | 0 | 0 | 0 | 1 | 1 | 0.040364 | 0.094257 | 1
2681 | 0 | 0.12938 | 0.86504 | 0 | 0 | 0 | 1 | 1 | 0 | 0.12938 | 1
2682 | 0 | 0.17299 | 0.86504 | 0 | 0 | 1 | 1 | 1 | 0 | 0.17299 | 1
2683 | 0 | 0.15473 | 0.86504 | 0 | 0 | 1 | 1 | 1 | 0 | 0.15473 | 1
2684 | 0 | 0.14643 | 0.86504 | 0 | 0 | 1 | 1 | 1 | 0 | 0.14643 | 1
2685 | 0 | 0.14564 | 0.86504 | 0 | 0 | 1 | 1 | 1 | 0 | 0.14564 | 1
2686 | 0 | 0.14877 | 0.86504 | 0 | 0 | 0 | 1 | 1 | 0 | 0.14877 | 1
2687 | 0 | 0.1395 | 0.86504 | 0 | 0 | 0 | 1 | 1 | 0 | 0.1395 | 1
2688 | 0 | 0.14539 | 0.86504 | 0 | 0 | 0 | 1 | 1 | 0 | 0.14539 | 1
2689 | 0 | 0.12718 | 0.86504 | 0 | 0 | 0 | 1 | 1 | 0 | 0.12718 | 1
2690 | 0 | 0.096092 | 0.86504 | 0 | 0 | 0 | 1 | 1 | 0 | 0.096092 | 1
2691 | 0 | 0.077116 | 0.86504 | 0 | 0 | 0 | 1 | 1 | 0 | 0.077116 | 1
2692 | 0 | 0.052532 | 0.86504 | 0 | 0 | 0 | 1 | 1 | 0 | 0.052532 | 1
2693 | 0 | 0.081008 | 0.86504 | 0 | 0 | 0 | 1 | 1 | 0 | 0.081008 | 1
2694 | 0 | 0.049669 | 0.86504 | 0 | 0 | 0 | 1 | 1 | 0 | 0.049669 | 1
2695 | 0 | 0.034056 | 0.86504 | 0 | 0 | 0 | 1 | 1 | 0 | 0.034056 | 1
2696 | 0 | 0.032085 | 0.86504 | 0 | 0 | 0 | 1 | 1 | 0 | 0.032085 | 1
2697 | 0.071533 | 0.056032 | 0.86504 | 0 | 0 | 0 | 1 | 1 | 0.071533 | 0.056032 | 1
2698 | 0.17732 | 0.11029 | 0.86504 | 0 | 0 | 0 | 1 | 1 | 0.17732 | 0.11029 | 1
2699 | 0.25234 | 0.13202 | 0.86504 | 0 | 0 | 0 | 1 | 1 | 0.25234 | 0.13202 | 1
2700 | 0.31505 | 0.13061 | 0.86504 | 0 | 0 | 0 | 1 | 1 | 0.31505 | 0.13061 | 1
2701 | 0.35024 | 0.11714 | 0.86504 | 0 | 0 | 0 | 1 | 1 | 0.35024 | 0.11714 | 1
2702 | 0.25568 | 0.12428 | 0.86504 | 0 | 0 | 0 | 1 | 1 | 0.25568 | 0.12428 | 1
2703 | 0.15757 | 0.10747 | 0.86504 | 0 | 0 | 0 | 1 | 1 | 0.15757 | 0.10747 | 1
2704 | 0.099686 | 0.043863 | 0.86504 | 0 | 0 | 0 | 1 | 1 | 0.099686 | 0.043863 | 1
2705 | 0 | 0.071395 | 0.86504 | 0 | 0 | 0 | 1 | 1 | 0 | 0.071395 | 1
2706 | 0 | 0.10617 | 0.86504 | 0 | 0 | 1 | 1 | 1 | 0 | 0.10617 | 1
2707 | 0 | 0.096678 | 0.86504 | 0 | 0 | 1 | 1 | 1 | 0 | 0.096678 | 1
2708 | 0 | 0.057276 | 0.86504 | 0 | 0 | 1 | 1 | 1 | 0 | 0.057276 | 1
2709 | 0 | 0.078138 | 0.86504 | 0 | 0 | 1 | 1 | 1 | 0 | 0.078138 | 1
2710 | 0 | 0.10809 | 0.86504 | 0 | 0 | 0 | 1 | 1 | 0 | 0.10809 | 1
2711 | 0 | 0.084666 | 0.86504 | 0 | 0 | 0 | 1 | 1 | 0 | 0.084666 | 1
2712 | 0 | 0.075522 | 0.86504 | 0 | 0 | 0 | 1 | 1 | 0 | 0.075522 | 1
2713 | 0 | 0.13226 | 0.86504 | 0 | 0 | 0 | 1 | 1 | 0 | 0.13226 | 1
2714 | 0 | 0.06504 | 0.86504 | 0 | 0 | 0 | 1 | 1 | 0 | 0.06504 | 1
2715 | 0 | 0.081522 | 0.86504 | 0 | 0 | 0 | 1 | 1 | 0 | 0.081522 | 1
2716 | 0 | 0.047847 | 0.86504 | 0 | 0 | 0 | 1 | 1 | 0 | 0.047847 | 1
2717 | 0 | 0.066076 | 0.86504 | 0 | 0 | 0 | 1 | 1 | 0 | 0.066076 | 1
2718 | 0 | 0.049602 | 0.86504 | 0 | 0 | 0 | 1 | 1 | 0 | 0.049602 | 1
2719 | 0 | 0.023753 | 0.86504 | 0 | 0 | 0 | 1 | 1 | 0 | 0.023753 | 1
2720 | 0 | 0.024981 | 0.86504 | 0 | 0 | 0 | 1 | 1 | 0 | 0.024981 | 1
2721 | 0.10016 | 0.044162 | 0.86504 | 0 | 0 | 0 | 1 | 1 | 0.10016 | 0.044162 | 1
2722 | 0.21232 | 0.087568 | 0.86504 | 0 | 0 | 0 | 1 | 1 | 0.21232 | 0.087568 | 1
2723 | 0.25583 | 0.11378 | 0.86504 | 0 | 0 | 0 | 1 | 1 | 0.25583 | 0.11378 | 1
2724 | 0.31281 | 0.11832 | 0.86504 | 0 | 0 | 0 | 1 | 1 | 0.31281 | 0.11832 | 1
2725 | 0.34038 | 0.1285 | 0.86504 | 0 | 0 | 0 | 1 | 1 | 0.34038 | 0.1285 | 1
2726 | 0.30573 | 0.11324 | 0.86504 | 0 | 0 | 0 | 1 | 1 | 0.30573 | 0.11324 | 1
2727 | 0.15392 | 0.089885 | 0.86504 | 0 | 0 | 0 | 1 | 1 | 0.15392 | 0.089885 | 1
2728 | 0.12837 | 0.052206 | 0.86504 | 0 | 0 | 0 | 1 | 1 | 0.12837 | 0.052206 | 1
2729 | 0 | 0.067518 | 0.86504 | 0 | 0 | 0 | 1 | 1 | 0 | 0.067518 | 1
2730 | 0 | 0.064773 | 0.86504 | 0 | 0 | 1 | 1 | 1 | 0 | 0.064773 | 1
2731 | 0 | 0.053145 | 0.86504 | 0 | 0 | 1 | 1 | 1 | 0 | 0.053145 | 1
2732 | 0 | 0.02516 | 0.86504 | 0 | 0 | 1 | 1 | 1 | 0 | 0.02516 | 1
2733 | 0 | 0.058217 | 0.86504 | 0 | 0 | 1 | 1 | 1 | 0 | 0.058217 | 1
2734 | 0 | 0.083169 | 0.86504 | 0 | 0 | 0 | 1 | 1 | 0 | 0.083169 | 1
2735 | 0 | 0.071001 | 0.86504 | 0 | 0 | 0 | 1 | 1 | 0 | 0.071001 | 1
2736 | 0 | 0.067296 | 0.86504 | 0 | 0 | 0 | 1 | 1 | 0 | 0.067296 | 1
2737 | 0 | 0.081 | 0.86504 | 0 | 0 | 0 | 1 | 1 | 0 | 0.081 | 1
2738 | 0 | 0.051 | 0.86504 | 0 | 0 | 0 | 1 | 1 | 0 | 0.051 | 1
2739 | 0 | 0.056084 | 0.86504 | 0 | 0 | 0 | 1 | 1 | 0 | 0.056084 | 1
2740 | 0 | 0.054505 | 0.86504 | 0 | 0 | 0 | 1 | 1 | 0 | 0.054505 | 1
2741 | 0 | 0.06664 | 0.86504 | 0 | 0 | 0 | 1 | 1 | 0 | 0.06664 | 1
2742 | 0 | 0.043813 | 0.86504 | 0 | 0 | 0 | 1 | 1 | 0 | 0.043813 | 1
2743 | 0 | 0.035506 | 0.86504 | 0 | 0 | 0 | 1 | 1 | 0 | 0.035506 | 1
2744 | 0 | 0.031729 | 0.86504 | 0 | 0 | 0 | 1 | 1 | 0 | 0.031729 | 1
2745 | 0.16488 | 0.018594 | 0.86504 | 0 | 0 | 0 | 1 | 1 | 0.16488 | 0.018594 | 1
2746 | 0.27955 | 0.069227 | 0.86504 | 0 | 0 | 0 | 1 | 1 | 0.27955 | 0.069227 | 1
2747 | 0.30248 | 0.084671 | 0.86504 | 0 | 0 | 0 | 1 | 1 | 0.30248 | 0.084671 | 1
2748 | 0.32076 | 0.092451 | 0.86504 | 0 | 0 | 0 | 1 | 1 | 0.32076 | 0.092451 | 1
2749 | 0.36103 | 0.11657 | 0.86504 | 0 | 0 | 0 | 1 | 1 | 0.36103 | 0.11657 | 1
2750 | 0.36671 | 0.10949 | 0.86504 | 0 | 0 | 0 | 1 | 1 | 0.36671 | 0.10949 | 1
2751 | 0.20871 | 0.087643 | 0.86504 | 0 | 0 | 0 | 1 | 1 | 0.20871 | 0.087643 | 1
2752 | 0.10877 | 0.074377 | 0.86504 | 0 | 0 | 0 | 1 | 1 | 0.10877 | 0.074377 | 1
2753 | 0 | 0.037371 | 0.86504 | 0 | 0 | 0 | 1 | 1 | 0 | 0.037371 | 1
2754 | 0 | 0.040173 | 0.86504 | 0 | 0 | 1 | 1 | 1 | 0 | 0.040173 | 1
2755 | 0 | 0.027865 | 0.86504 | 0 | 0 | 1 | 1 | 1 | 0 | 0.027865 | 1
2756 | 0 | 0.0058334 | 0.86504 | 0 | 0 | 1 | 1 | 1 | 0 | 0.0058334 | 1
2757 | 0 | 0.039731 | 0.86504 | 0 | 0 | 1 | 1 | 1 | 0 | 0.039731 | 1
2758 | 0 | 0.053096 | 0.86504 | 0 | 0 | 0 | 1 | 1 | 0 | 0.053096 | 1
2759 | 0 | 0.041603 | 0.86504 | 0 | 0 | 0 | 1 | 1 | 0 | 0.041603 | 1
2760 | 0 | 0.035701 | 0.86504 | 0 | 0 | 0 | 1 | 1 | 0 | 0.035701 | 1
2761 | 0 | 0.062249 | 0.86504 | 0 | 0 | 0 | 1 | 1 | 0 | 0.062249 | 1
2762 | 0 | 0.036296 | 0.86504 | 0 | 0 | 0 | 1 | 1 | 0 | 0.036296 | 1
2763 | 0 | 0.028587 | 0.86504 | 0 | 0 | 0 | 1 | 1 | 0 | 0.028587 | 1
2764 | 0 | 0.036872 | 0.86504 | 0 | 0 | 0 | 1 | 1 | 0 | 0.036872 | 1
2765 | 0 | 0.033734 | 0.86504 | 0 | 0 | 0 | 1 | 1 | 0 | 0.033734 | 1
2766 | 0 | 0.019638 | 0.86504 | 0 | 0 | 0 | 1 | 1 | 0 | 0.019638 | 1
2767 | 0 | 0.010523 | 0.86504 | 0 | 0 | 0 | 1 | 1 | 0 | 0.010523 | 1
2768 | 0 | 0.014491 | 0.86504 | 0 | 0 | 0 | 1 | 1 | 0 | 0.014491 | 1
2769 | 0.089638 | 0.00060335 | 0.86504 | 0 | 0 | 0 | 1 | 1 | 0.089638 | 0.00060335 | 1
2770 | 0.2873 | 0.029322 | 0.86504 | 0 | 0 | 0 | 1 | 1 | 0.2873 | 0.029322 | 1
2771 | 0.34171 | 0.036003 | 0.86504 | 0 | 0 | 0 | 1 | 1 | 0.34171 | 0.036003 | 1
2772 | 0.36138 | 0.064046 | 0.86504 | 0 | 0 | 0 | 1 | 1 | 0.36138 | 0.064046 | 1
2773 | 0.30411 | 0.096006 | 0.86504 | 0 | 0 | 0 | 1 | 1 | 0.30411 | 0.096006 | 1
2774 | 0.25906 | 0.079838 | 0.86504 | 0 | 0 | 0 | 1 | 1 | 0.25906 | 0.079838 | 1
2775 | 0.1166 | 0.072306 | 0.86504 | 0 | 0 | 0 | 1 | 1 | 0.1166 | 0.072306 | 1
2776 | 0.012479 | 0.064677 | 0.86504 | 0 | 0 | 0 | 1 | 1 | 0.012479 | 0.064677 | 1
2777 | 0 | 0.027381 | 0.86504 | 0 | 0 | 0 | 1 | 1 | 0 | 0.027381 | 1
2778 | 0 | 0.033968 | 0.86504 | 0 | 0 | 1 | 1 | 1 | 0 | 0.033968 | 1
2779 | 0 | 0.018051 | 0.86504 | 0 | 0 | 1 | 1 | 1 | 0 | 0.018051 | 1
2780 | 0 | 0.0017948 | 0.86504 | 0 | 0 | 1 | 1 | 1 | 0 | 0.0017948 | 1
2781 | 0 | 0.012733 | 0.86504 | 0 | 0 | 1 | 1 | 1 | 0 | 0.012733 | 1
2782 | 0 | 0.014576 | 0.86504 | 0 | 0 | 0 | 1 | 1 | 0 | 0.014576 | 1
2783 | 0 | 0.024413 | 0.86504 | 0 | 0 | 0 | 1 | 1 | 0 | 0.024413 | 1
2784 | 0 | 0.018509 | 0.86504 | 0 | 0 | 0 | 1 | 1 | 0 | 0.018509 | 1
2785 | 0 | 0.042372 | 0.86504 | 0 | 0 | 0 | 1 | 1 | 0 | 0.042372 | 1
2786 | 0 | 0.01839 | 0.86504 | 0 | 0 | 0 | 1 | 1 | 0 | 0.01839 | 1
2787 | 0 | 0.0059995 | 0.86504 | 0 | 0 | 0 | 1 | 1 | 0 | 0.0059995 | 1
2788 | 0 | 0.019282 | 0.86504 | 0 | 0 | 0 | 1 | 1 | 0 | 0.019282 | 1
2789 | 0 | 0.013887 | 0.86504 | 0 | 0 | 0 | 1 | 1 | 0 | 0.013887 | 1
2790 | 0 | 0 | 0.86504 | 0 | 0 | 0 | 1 | 1 | 0 | 0 | 1
2791 | 0 | 0 | 0.86504 | 0 | 0 | 0 | 1 | 1 | 0 | 0 | 1
2792 | 0 | 0 | 0.86504 | 0 | 0 | 0 | 1 | 1 | 0 | 0 | 1
2793 | 0.028859 | 0 | 0.86504 | 0 | 0 | 0 | 1 | 1 | 0.028859 | 0 | 1
2794 | 0.18782 | 0 | 0.86504 | 0 | 0 | 0 | 1 | 1 | 0.18782 | 0 | 1
2795 | 0.192 | 0 | 0.86504 | 0 | 0 | 0 | 1 | 1 | 0.192 | 0 | 1
2796 | 0.28136 | 0.0086378 | 0.86504 | 0 | 0 | 0 | 1 | 1 | 0.28136 | 0.0086378 | 1
2797 | 0.23627 | 0.031366 | 0.86504 | 0 | 0 | 0 | 1 | 1 | 0.23627 | 0.031366 | 1
2798 | 0.15804 | 0.041747 | 0.86504 | 0 | 0 | 0 | 1 | 1 | 0.15804 | 0.041747 | 1
2799 | 0.04836 | 0.035914 | 0.86504 | 0 | 0 | 0 | 1 | 1 | 0.04836 | 0.035914 | 1
2800 | 0 | 0.03004 | 0.86504 | 0 | 0 | 0 | 1 | 1 | 0 | 0.03004 | 1
2801 | 0 | 0.0011692 | 0.86504 | 0 | 0 | 0 | 1 | 1 | 0 | 0.0011692 | 1
2802 | 0 | 0.015105 | 0.86504 | 0 | 0 | 1 | 1 | 1 | 0 | 0.015105 | 1
2803 | 0 | 0 | 0.86504 | 0 | 0 | 1 | 1 | 1 | 0 | 0 | 1
2804 | 0 | 0 | 0.86504 | 0 | 0 | 1 | 1 | 1 | 0 | 0 | 1
2805 | 0 | 0 | 0.86504 | 0 | 0 | 1 | 1 | 1 | 0 | 0 | 1
2806 | 0 | 0 | 0.86504 | 0 | 0 | 0 | 1 | 1 | 0 | 0 | 1
2807 | 0 | 0 | 0.86504 | 0 | 0 | 0 | 1 | 1 | 0 | 0 | 1
2808 | 0 | 0 | 0.86504 | 0 | 0 | 0 | 1 | 1 | 0 | 0 | 1
2809 | 0 | 0.010099 | 0.86504 | 0 | 0 | 0 | 1 | 1 | 0 | 0.010099 | 1
2810 | 0 | 0.0019092 | 0.86504 | 0 | 0 | 0 | 1 | 1 | 0 | 0.0019092 | 1
2811 | 0 | 0.020073 | 0.86504 | 0 | 0 | 0 | 1 | 1 | 0 | 0.020073 | 1
2812 | 0 | 0.027742 | 0.86504 | 0 | 0 | 0 | 1 | 1 | 0 | 0.027742 | 1
2813 | 0 | 0.0074877 | 0.86504 | 0 | 0 | 0 | 1 | 1 | 0 | 0.0074877 | 1
2814 | 0 | 0.00065602 | 0.86504 | 0 | 0 | 0 | 1 | 1 | 0 | 0.00065602 | 1
2815 | 0 | 0 | 0.86504 | 0 | 0 | 0 | 1 | 1 | 0 | 0 | 1
2816 | 0 | 0 | 0.86504 | 0 | 0 | 0 | 1 | 1 | 0 | 0 | 1
2817 | 0 | 0 | 0.86504 | 0 | 0 | 0 | 1 | 1 | 0 | 0 | 1
2818 | 0.10868 | 0 | 0.86504 | 0 | 0 | 0 | 1 | 1 | 0.10868 | 0 | 1
2819 | 0.092644 | 0 | 0.86504 | 0 | 0 | 0 | 1 | 1 | 0.092644 | 0 | 1
2820 | 0.17044 | 0.0046857 | 0.86504 | 0 | 0 | 0 | 1 | 1 | 0.17044 | 0.0046857 | 1
2821 | 0.10428 | 0.022424 | 0.86504 | 0 | 0 | 0 | 1 | 1 | 0.10428 | 0.022424 | 1
2822 | 0 | 0.020878 | 0.86504 | 0 | 0 | 0 | 1 | 1 | 0 | 0.020878 | 1
2823 | 0 | 0.017321 | 0.86504 | 0 | 0 | 0 | 1 | 1 | 0 | 0.017321 | 1
2824 | 0 | 0.0027524 | 0.86504 | 0 | 0 | 0 | 1 | 1 | 0 | 0.0027524 | 1
2825 | 0 | 0 | 0.86504 | 0 | 0 | 0 | 1 | 1 | 0 | 0 | 1
2826 | 0 | 0 | 0.86504 | 0 | 0 | 1 | 1 | 1 | 0 | 0 | 1
2827 | 0 | 0 | 0.86504 | 0 | 0 | 1 | 1 | 1 | 0 | 0 | 1
2828 | 0 | 0 | 0.86504 | 0 | 0 | 1 | 1 | 1 | 0 | 0 | 1
2829 | 0 | 0 | 0.86504 | 0 | 0 | 1 | 1 | 1 | 0 | 0 | 1
2830 | 0 | 0 | 0.86504 | 0 | 0 | 0 | 1 | 1 | 0 | 0 | 1
2831 | 0 | 0 | 0.86504 | 0 | 0 | 0 | 1 | 1 | 0 | 0 | 1
2832 | 0 | 0 | 0.86504 | 0 | 0 | 0 | 1 | 1 | 0 | 0 | 1
2833 | 0 | 0 | 0.86504 | 0 | 0 | 0 | 1 | 1 | 0 | 0 | 1
2834 | 0 | 0 | 0.86504 | 0 | 0 | 0 | 1 | 1 | 0 | 0 | 1
2835 | 0 | 0.0052825 | 0.86504 | 0 | 0 | 0 | 1 | 1 | 0 | 0.0052825 | 1
2836 | 0 | 0.006297 | 0.86504 | 0 | 0 | 0 | 1 | 1 | 0 | 0.006297 | 1
2837 | 0 | 0.015291 | 0.86504 | 0 | 0 | 0 | 1 | 1 | 0 | 0.015291 | 1
2838 | 0 | 0.013258 | 0.86504 | 0 | 0 | 0 | 1 | 1 | 0 | 0.013258 | 1
2839 | 0 | 0 | 0.86504 | 0 | 0 | 0 | 1 | 1 | 0 | 0 | 1
2840 | 0 | 0 | 0.86504 | 0 | 0 | 0 | 1 | 1 | 0 | 0 | 1
2841 | 0 | 0 | 0.86504 | 0 | 0 | 0 | 1 | 1 | 0 | 0 | 1
2842 | 0 | 0 | 0.86504 | 0 | 0 | 0 | 1 | 1 | 0 | 0 | 1
2843 | 0 | 0 | 0.86504 | 0 | 0 | 0 | 1 | 1 | 0 | 0 | 1
2844 | 0.045611 | 0 | 0.86504 | 0 | 0 | 0 | 1 | 1 | 0.045611 | 0 | 1
2845 | 0.040389 | 0 | 0.86504 | 0 | 0 | 0 | 1 | 1 | 0.040389 | 0 | 1
2846 | 0 | 0.010344 | 0.86504 | 0 | 0 | 0 | 1 | 1 | 0 | 0.010344 | 1
2847 | 0 | 0.018994 | 0.86504 | 0 | 0 | 0 | 1 | 1 | 0 | 0.018994 | 1
2848 | 0 | 0.013675 | 0.86504 | 0 | 0 | 0 | 1 | 1 | 0 | 0.013675 | 1
2849 | 0 | 0.0054328 | 0.86504 | 0 | 0 | 0 | 1 | 1 | 0 | 0.0054328 | 1
2850 | 0 | 0 | 0.86504 | 0 | 0 | 1 | 1 | 1 | 0 | 0 | 1
2851 | 0 | 0 | 0.86504 | 0 | 0 | 1 | 1 | 1 | 0 | 0 | 1
2852 | 0 | 0 | 0.86504 | 0 | 0 | 1 | 1 | 1 | 0 | 0 | 1
2853 | 0 | 0 | 0.86504 | 0 | 0 | 1 | 1 | 1 | 0 | 0 | 1
2854 | 0 | 0 | 0.86504 | 0 | 0 | 0 | 1 | 1 | 0 | 0 | 1
2855 | 0 | 0 | 0.86504 | 0 | 0 | 0 | 1 | 1 | 0 | 0 | 1
2856 | 0 | 0 | 0.86504 | 0 | 0 | 0 | 1 | 1 | 0 | 0 | 1
2857 | 0 | 0 | 0.86504 | 0 | 0 | 0 | 1 | 1 | 0 | 0 | 1
2858 | 0 | 0 | 0.86504 | 0 | 0 | 0 | 1 | 1 | 0 | 0 | 1
2859 | 0 | 0.0062869 | 0.86504 | 0 | 0 | 0 | 1 | 1 | 0 | 0.0062869 | 1
2860 | 0 | 0.0068232 | 0.86504 | 0 | 0 | 0 | 1 | 1 | 0 | 0.0068232 | 1
2861 | 0 | 0.024531 | 0.86504 | 0 | 0 | 0 | 1 | 1 | 0 | 0.024531 | 1
2862 | 0 | 0.031235 | 0.86504 | 0 | 0 | 0 | 1 | 1 | 0 | 0.031235 | 1
2863 | 0 | 0.019734 | 0.86504 | 0 | 0 | 0 | 1 | 1 | 0 | 0.019734 | 1
2864 | 0 | 0.00084673 | 0.86504 | 0 | 0 | 0 | 1 | 1 | 0 | 0.00084673 | 1
2865 | 0 | 0.00037948 | 0.86504 | 0 | 0 | 0 | 1 | 1 | 0 | 0.00037948 | 1
2866 | 0.042539 | 0.017908 | 0.86504 | 0 | 0 | 0 | 1 | 1 | 0.042539 | 0.017908 | 1
2867 | 0.055626 | 0.044267 | 0.86504 | 0 | 0 | 0 | 1 | 1 | 0.055626 | 0.044267 | 1
2868 | 0.12012 | 0.032296 | 0.86504 | 0 | 0 | 0 | 1 | 1 | 0.12012 | 0.032296 | 1
2869 | 0.11948 | 0.031966 | 0.86504 | 0 | 0 | 0 | 1 | 1 | 0.11948 | 0.031966 | 1
2870 | 0.016232 | 0.037041 | 0.86504 | 0 | 0 | 0 | 1 | 1 | 0.016232 | 0.037041 | 1
2871 | 0.032984 | 0.042923 | 0.86504 | 0 | 0 | 0 | 1 | 1 | 0.032984 | 0.042923 | 1
2872 | 0 | 0.0408 | 0.86504 | 0 | 0 | 0 | 1 | 1 | 0 | 0.0408 | 1
2873 | 0 | 0.042352 | 0.86504 | 0 | 0 | 0 | 1 | 1 | 0 | 0.042352 | 1
2874 | 0 | 0.026051 | 0.86504 | 0 | 0 | 1 | 1 | 1 | 0 | 0.026051 | 1
2875 | 0 | 0 | 0.86504 | 0 | 0 | 1 | 1 | 1 | 0 | 0 | 1
2876 | 0 | 0 | 0.86504 | 0 | 0 | 1 | 1 | 1 | 0 | 0 | 1
2877 | 0 | 0.00073693 | 0.86504 | 0 | 0 | 1 | 1 | 1 | 0 | 0.00073693 | 1
2878 | 0 | 0 | 0.86504 | 0 | 0 | 0 | 1 | 1 | 0 | 0 | 1
2879 | 0 | 0.0089363 | 0.86504 | 0 | 0 | 0 | 1 | 1 | 0 | 0.0089363 | 1
2880 | 0 | 0 | 0.86504 | 0 | 0 | 0 | 1 | 1 | 0 | 0 | 1
2881 | 0 | 0 | 0.86504 | 0 | 0 | 0 | 1 | 1 | 0 | 0 | 1
2882 | 0 | 0 | 0.86504 | 0 | 0 | 0 | 1 | 1 | 0 | 0 | 1
2883 | 0 | 0 | 0.86504 | 0 | 0 | 0 | 1 | 1 | 0 | 0 | 1
2884 | 0 | 0 | 0.86504 | 0 | 0 | 0 | 1 | 1 | 0 | 0 | 1
2885 | 0 | 0.00086621 | 0.86504 | 0 | 0 | 0 | 1 | 1 | 0 | 0.00086621 | 1
2886 | 0 | 0.0095404 | 0.86504 | 0 | 0 | 0 | 1 | 1 | 0 | 0.0095404 | 1
2887 | 0 | 0.0093846 | 0.86504 | 0 | 0 | 0 | 1 | 1 | 0 | 0.0093846 | 1
2888 | 0 | 0 | 0.86504 | 0 | 0 | 0 | 1 | 1 | 0 | 0 | 1
2889 | 0 | 0 | 0.86504 | 0 | 0 | 0 | 1 | 1 | 0 | 0 | 1
2890 | 0 | 0.017163 | 0.86504 | 0 | 0 | 0 | 1 | 1 | 0 | 0.017163 | 1
2891 | 0.023067 | 0.055578 | 0.86504 | 0 | 0 | 0 | 1 | 1 | 0.023067 | 0.055578 | 1
2892 | 0.10104 | 0.052894 | 0.86504 | 0 | 0 | 0 | 1 | 1 | 0.10104 | 0.052894 | 1
2893 | 0.13633 | 0.046037 | 0.86504 | 0 | 0 | 0 | 1 | 1 | 0.13633 | 0.046037 | 1
2894 | 0.15078 | 0.04463 | 0.86504 | 0 | 0 | 0 | 1 | 1 | 0.15078 | 0.04463 | 1
2895 | 0.13596 | 0.047294 | 0.86504 | 0 | 0 | 0 | 1 | 1 | 0.13596 | 0.047294 | 1
2896 | 0.056015 | 0.062489 | 0.86504 | 0 | 0 | 0 | 1 | 1 | 0.056015 | 0.062489 | 1
2897 | 0 | 0.064273 | 0.86504 | 0 | 0 | 0 | 1 | 1 | 0 | 0.064273 | 1
2898 | 0 | 0.056724 | 0.86504 | 0 | 0 | 1 | 1 | 1 | 0 | 0.056724 | 1
2899 | 0 | 0.02753 | 0.86504 | 0 | 0 | 1 | 1 | 1 | 0 | 0.02753 | 1
2900 | 0 | 0.00027586 | 0.86504 | 0 | 0 | 1 | 1 | 1 | 0 | 0.00027586 | 1
2901 | 0 | 0.0077279 | 0.86504 | 0 | 0 | 1 | 1 | 1 | 0 | 0.0077279 | 1
2902 | 0 | 0.0092196 | 0.86504 | 0 | 0 | 0 | 1 | 1 | 0 | 0.0092196 | 1
2903 | 0 | 0.012352 | 0.86504 | 0 | 0 | 0 | 1 | 1 | 0 | 0.012352 | 1
2904 | 0 | 0 | 0.86504 | 0 | 0 | 0 | 1 | 1 | 0 | 0 | 1
2905 | 0 | 0 | 0.86504 | 0 | 0 | 0 | 1 | 1 | 0 | 0 | 1
2906 | 0 | 0 | 0.86504 | 0 | 0 | 0 | 1 | 1 | 0 | 0 | 1
2907 | 0 | 0 | 0.86504 | 0 | 0 | 0 | 1 | 1 | 0 | 0 | 1
2908 | 0 | 0 | 0.86504 | 0 | 0 | 0 | 1 | 1 | 0 | 0 | 1
2909 | 0 | 0 | 0.86504 | 0 | 0 | 0 | 1 | 1 | 0 | 0 | 1
2910 | 0 | 0 | 0.86504 | 0 | 0 | 0 | 1 | 1 | 0 | 0 | 1
2911 | 0 | 0 | 0.86504 | 0 | 0 | 0 | 1 | 1 | 0 | 0 | 1
2912 | 0 | 0 | 0.86504 | 0 | 0 | 0 | 1 | 1 | 0 | 0 | 1
2913 | 0 | 0 | 0.86504 | 0 | 0 | 0 | 1 | 1 | 0 | 0 | 1
2914 | 0.032257 | 0.0074035 | 0.86504 | 0 | 0 | 0 | 1 | 1 | 0.032257 | 0.0074035 | 1
2915 | 0.088923 | 0.042035 | 0.86504 | 0 | 0 | 0 | 1 | 1 | 0.088923 | 0.042035 | 1
2916 | 0.18657 | 0.067106 | 0.86504 | 0 | 0 | 0 | 1 | 1 | 0.18657 | 0.067106 | 1
2917 | 0.17453 | 0.062234 | 0.86504 | 0 | 0 | 0 | 1 | 1 | 0.17453 | 0.062234 | 1
2918 | 0.21741 | 0.032659 | 0.86504 | 0 | 0 | 0 | 1 | 1 | 0.21741 | 0.032659 | 1
2919 | 0.13442 | 0.024168 | 0.86504 | 0 | 0 | 0 | 1 | 1 | 0.13442 | 0.024168 | 1
2920 | 0.021322 | 0.031303 | 0.86504 | 0 | 0 | 0 | 1 | 1 | 0.021322 | 0.031303 | 1
2921 | 0 | 0.045026 | 0.86504 | 0 | 0 | 0 | 1 | 1 | 0 | 0.045026 | 1
2922 | 0 | 0.040028 | 0.86504 | 0 | 0 | 1 | 1 | 1 | 0 | 0.040028 | 1
2923 | 0 | 0.023388 | 0.86504 | 0 | 0 | 1 | 1 | 1 | 0 | 0.023388 | 1
2924 | 0 | 0.0010667 | 0.86504 | 0 | 0 | 1 | 1 | 1 | 0 | 0.0010667 | 1
2925 | 0 | 0.0001289 | 0.86504 | 0 | 0 | 1 | 1 | 1 | 0 | 0.0001289 | 1
2926 | 0 | 0 | 0.86504 | 0 | 0 | 0 | 1 | 1 | 0 | 0 | 1
2927 | 0 | 0.010189 | 0.86504 | 0 | 0 | 0 | 1 | 1 | 0 | 0.010189 | 1
2928 | 0 | 0 | 0.86504 | 0 | 0 | 0 | 1 | 1 | 0 | 0 | 1
2929 | 0 | 0 | 0.86504 | 0 | 0 | 0 | 1 | 1 | 0 | 0 | 1
2930 | 0 | 0 | 0.86504 | 0 | 0 | 0 | 1 | 1 | 0 | 0 | 1
2931 | 0 | 0 | 0.86504 | 0 | 0 | 0 | 1 | 1 | 0 | 0 | 1
2932 | 0 | 0 | 0.86504 | 0 | 0 | 0 | 1 | 1 | 0 | 0 | 1
2933 | 0 | 0 | 0.86504 | 0 | 0 | 0 | 1 | 1 | 0 | 0 | 1
2934 | 0 | 0 | 0.86504 | 0 | 0 | 0 | 1 | 1 | 0 | 0 | 1
2935 | 0 | 0 | 0.86504 | 0 | 0 | 0 | 1 | 1 | 0 | 0 | 1
2936 | 0 | 0 | 0.86504 | 0 | 0 | 0 | 1 | 1 | 0 | 0 | 1
2937 | 0 | 0 | 0.86504 | 0 | 0 | 0 | 1 | 1 | 0 | 0 | 1
2938 | 0.027695 | 0 | 0.86504 | 0 | 0 | 0 | 1 | 1 | 0.027695 | 0 | 1
2939 | 0.10885 | 0.015579 | 0.86504 | 0 | 0 | 0 | 1 | 1 | 0.10885 | 0.015579 | 1
2940 | 0.15869 | 0.047732 | 0.86504 | 0 | 0 | 0 | 1 | 1 | 0.15869 | 0.047732 | 1
2941 | 0.17674 | 0.047047 | 0.86504 | 0 | 0 | 0 | 1 | 1 | 0.17674 | 0.047047 | 1
2942 | 0.18864 | 0.033834 | 0.86504 | 0 | 0 | 0 | 1 | 1 | 0.18864 | 0.033834 | 1
2943 | 0.12813 | 0.021846 | 0.86504 | 0 | 0 | 0 | 1 | 1 | 0.12813 | 0.021846 | 1
2944 | 0.042571 | 0.017747 | 0.86504 | 0 | 0 | 0 | 1 | 1 | 0.042571 | 0.017747 | 1
2945 | 0 | 0.021733 | 0.86504 | 0 | 0 | 0 | 1 | 1 | 0 | 0.021733 | 1
2946 | 0 | 0.00010774 | 0.86504 | 0 | 0 | 1 | 1 | 1 | 0 | 0.00010774 | 1
2947 | 0 | 0 | 0.86504 | 0 | 0 | 1 | 1 | 1 | 0 | 0 | 1
2948 | 0 | 0 | 0.86504 | 0 | 0 | 1 | 1 | 1 | 0 | 0 | 1
2949 | 0 | 0 | 0.86504 | 0 | 0 | 1 | 1 | 1 | 0 | 0 | 1
2950 | 0 | 0 | 0.86504 | 0 | 0 | 0 | 1 | 1 | 0 | 0 | 1
2951 | 0 | 0 | 0.86504 | 0 | 0 | 0 | 1 | 1 | 0 | 0 | 1
2952 | 0 | 0 | 0.86504 | 0 | 0 | 0 | 1 | 1 | 0 | 0 | 1
2953 | 0 | 0 | 0.86504 | 0 | 0 | 0 | 1 | 1 | 0 | 0 | 1
2954 | 0 | 0 | 0.86504 | 0 | 0 | 0 | 1 | 1 | 0 | 0 | 1
2955 | 0 | 0 | 0.86504 | 0 | 0 | 0 | 1 | 1 | 0 | 0 | 1
2956 | 0 | 0 | 0.86504 | 0 | 0 | 0 | 1 | 1 | 0 | 0 | 1
2957 | 0 | 0 | 0.86504 | 0 | 0 | 0 | 1 | 1 | 0 | 0 | 1
2958 | 0 | 0 | 0.86504 | 0 | 0 | 0 | 1 | 1 | 0 | 0 | 1
2959 | 0 | 0 | 0.86504 | 0 | 0 | 0 | 1 | 1 | 0 | 0 | 1
2960 | 0 | 0 | 0.86504 | 0 | 0 | 0 | 1 | 1 | 0 | 0 | 1
2961 | 0 | 0 | 0.86504 | 0 | 0 | 0 | 1 | 1 | 0 | 0 | 1
2962 | 0.12165 | 0 | 0.86504 | 0 | 0 | 0 | 1 | 1 | 0.12165 | 0 | 1
2963 | 0.20214 | 0 | 0.86504 | 0 | 0 | 0 | 1 | 1 | 0.20214 | 0 | 1
2964 | 0.25786 | 0.021588 | 0.86504 | 0 | 0 | 0 | 1 | 1 | 0.25786 | 0.021588 | 1
2965 | 0.24128 | 0.02795 | 0.86504 | 0 | 0 | 0 | 1 | 1 | 0.24128 | 0.02795 | 1
2966 | 0.23358 | 0.023569 | 0.86504 | 0 | 0 | 0 | 1 | 1 | 0.23358 | 0.023569 | 1
2967 | 0.19722 | 0.0042597 | 0.86504 | 0 | 0 | 0 | 1 | 1 | 0.19722 | 0.0042597 | 1
2968 | 0.060185 | 0 | 0.86504 | 0 | 0 | 0 | 1 | 1 | 0.060185 | 0 | 1
2969 | 0 | 0.0040306 | 0.86504 | 0 | 0 | 0 | 1 | 1 | 0 | 0.0040306 | 1
2970 | 0 | 0 | 0.86504 | 0 | 0 | 1 | 1 | 1 | 0 | 0 | 1
2971 | 0 | 0 | 0.86504 | 0 | 0 | 1 | 1 | 1 | 0 | 0 | 1
2972 | 0 | 0 | 0.86504 | 0 | 0 | 1 | 1 | 1 | 0 | 0 | 1
2973 | 0 | 0 | 0.86504 | 0 | 0 | 1 | 1 | 1 | 0 | 0 | 1
2974 | 0 | 0 | 0.86504 | 0 | 0 | 0 | 1 | 1 | 0 | 0 | 1
2975 | 0 | 0 | 0.86504 | 0 | 0 | 0 | 1 | 1 | 0 | 0 | 1
2976 | 0 | 0 | 0.86504 | 0 | 0 | 0 | 1 | 1 | 0 | 0 | 1
2977 | 0 | 0 | 1 | 0 | 0 | 0 | 1 | 1 | 0 | 0 | 1
2978 | 0 | 0 | 1 | 0 | 0 | 0 | 1 | 1 | 0 | 0 | 1
2979 | 0 | 0 | 1 | 0 | 0 | 0 | 1 | 1 | 0 | 0 | 1
2980 | 0 | 0 | 1 | 0 | 0 | 0 | 1 | 1 | 0 | 0 | 1
2981 | 0 | 0 | 1 | 0 | 0 | 0 | 1 | 1 | 0 | 0 | 1
2982 | 0 | 0 | 1 | 0 | 0 | 0 | 1 | 1 | 0 | 0 | 1
2983 | 0 | 0 | 1 | 0 | 0 | 0 | 1 | 1 | 0 | 0 | 1
2984 | 0 | 0 | 1 | 0 | 0 | 0 | 1 | 1 | 0 | 0 | 1
2985 | 0.054173 | 0 | 1 | 0 | 0 | 0 | 1 | 1 | 0.054173 | 0 | 1
2986 | 0.20705 | 0 | 1 | 0 | 0 | 0 | 1 | 1 | 0.20705 | 0 | 1
2987 | 0.33197 | 0.0030865 | 1 | 0 | 0 | 0 | 1 | 1 | 0.33197 | 0.0030865 | 1
2988 | 0.30515 | 0.042264 | 1 | 0 | 0 | 0 | 1 | 1 | 0.30515 | 0.042264 | 1
2989 | 0.32482 | 0.060805 | 1 | 0 | 0 | 0 | 1 | 1 | 0.32482 | 0.060805 | 1
2990 | 0.25317 | 0.081796 | 1 | 0 | 0 | 0 | 1 | 1 | 0.25317 | 0.081796 | 1
2991 | 0.19549 | 0.064276 | 1 | 0 | 0 | 0 | 1 | 1 | 0.19549 | 0.064276 | 1
2992 | 0.12366 | 0.046444 | 1 | 0 | 0 | 0 | 1 | 1 | 0.12366 | 0.046444 | 1
2993 | 0.010434 | 0.042423 | 1 | 0 | 0 | 0 | 1 | 1 | 0.010434 | 0.042423 | 1
2994 | 0 | 0.011802 | 1 | 0 | 0 | 1 | 1 | 1 | 0 | 0.011802 | 1
2995 | 0 | 0 | 1 | 0 | 0 | 1 | 1 | 1 | 0 | 0 | 1
2996 | 0 | 0 | 1 | 0 | 0 | 1 | 1 | 1 | 0 | 0 | 1
2997 | 0 | 0 | 1 | 0 | 0 | 1 | 1 | 1 | 0 | 0 | 1
2998 | 0 | 0 | 1 | 0 | 0 | 0 | 1 | 1 | 0 | 0 | 1
2999 | 0 | 0 | 1 | 0 | 0 | 0 | 1 | 1 | 0 | 0 | 1
3000 | 0 | 0 | 1 | 0 | 0 | 0 | 1 | 1 | 0 | 0 | 1
3001 | 0 | 0 | 0.91624 | 0 | 0 | 0 | 1 | 1 | 0 | 0 | 1
3002 | 0 | 0 | 0.91624 | 0 | 0 | 0 | 1 | 1 | 0 | 0 | 1
3003 | 0 | 0 | 0.91624 | 0 | 0 | 0 | 1 | 1 | 0 | 0 | 1
3004 | 0 | 0 | 0.91624 | 0 | 0 | 0 | 1 | 1 | 0 | 0 | 1
3005 | 0 | 0 | 0.91624 | 0 | 0 | 0 | 1 | 1 | 0 | 0 | 1
3006 | 0 | 0 | 0.91624 | 0 | 0 | 0 | 1 | 1 | 0 | 0 | 1
3007 | 0 | 0 | 0.91624 | 0 | 0 | 0 | 1 | 1 | 0 | 0 | 1
3008 | 0 | 0 | 0.91624 | 0 | 0 | 0 | 1 | 1 | 0 | 0 | 1
3009 | 0.083664 | 0 | 0.91624 | 0 | 0 | 0 | 1 | 1 | 0.083664 | 0 | 1
3010 | 0.2052 | 0.014802 | 0.91624 | 0 | 0 | 0 | 1 | 1 | 0.2052 | 0.014802 | 1
3011 | 0.37244 | 0.0038216 | 0.91624 | 0 | 0 | 0 | 1 | 1 | 0.37244 | 0.0038216 | 1
3012 | 0.39962 | 0.036149 | 0.91624 | 0 | 0 | 0 | 1 | 1 | 0.39962 | 0.036149 | 1
3013 | 0.35655 | 0.050665 | 0.91624 | 0 | 0 | 0 | 1 | 1 | 0.35655 | 0.050665 | 1
3014 | 0.29979 | 0.069639 | 0.91624 | 0 | 0 | 0 | 1 | 1 | 0.29979 | 0.069639 | 1
3015 | 0.24665 | 0.061655 | 0.91624 | 0 | 0 | 0 | 1 | 1 | 0.24665 | 0.061655 | 1
3016 | 0.13558 | 0.055754 | 0.91624 | 0 | 0 | 0 | 1 | 1 | 0.13558 | 0.055754 | 1
3017 | 0.0017743 | 0.07216 | 0.91624 | 0 | 0 | 0 | 1 | 1 | 0.0017743 | 0.07216 | 1
3018 | 0 | 0.048987 | 0.91624 | 0 | 0 | 1 | 1 | 1 | 0 | 0.048987 | 1
3019 | 0 | 0.020631 | 0.91624 | 0 | 0 | 1 | 1 | 1 | 0 | 0.020631 | 1
3020 | 0 | 0 | 0.91624 | 0 | 0 | 1 | 1 | 1 | 0 | 0 | 1
3021 | 0 | 0 | 0.91624 | 0 | 0 | 1 | 1 | 1 | 0 | 0 | 1
3022 | 0 | 0.0032465 | 0.91624 | 0 | 0 | 0 | 1 | 1 | 0 | 0.0032465 | 1
3023 | 0 | 0 | 0.91624 | 0 | 0 | 0 | 1 | 1 | 0 | 0 | 1
3024 | 0 | 0 | 0.91624 | 0 | 0 | 0 | 1 | 1 | 0 | 0 | 1
3025 | 0 | 0 | 0.91624 | 0 | 0 | 0 | 1 | 1 | 0 | 0 | 1
3026 | 0 | 0 | 0.91624 | 0 | 0 | 0 | 1 | 1 | 0 | 0 | 1
3027 | 0 | 0 | 0.91624 | 0 | 0 | 0 | 1 | 1 | 0 | 0 | 1
3028 | 0 | 0 | 0.91624 | 0 | 0 | 0 | 1 | 1 | 0 | 0 | 1
3029 | 0 | 0 | 0.91624 | 0 | 0 | 0 | 1 | 1 | 0 | 0 | 1
3030 | 0 | 0 | 0.91624 | 0 | 0 | 0 | 1 | 1 | 0 | 0 | 1
3031 | 0 | 0 | 0.91624 | 0 | 0 | 0 | 1 | 1 | 0 | 0 | 1
3032 | 0 | 0 | 0.91624 | 0 | 0 | 0 | 1 | 1 | 0 | 0 | 1
3033 | 0.1123 | 0 | 0.91624 | 0 | 0 | 0 | 1 | 1 | 0.1123 | 0 | 1
3034 | 0.20801 | 0.012469 | 0.91624 | 0 | 0 | 0 | 1 | 1 | 0.20801 | 0.012469 | 1
3035 | 0.30734 | 0.02238 | 0.91624 | 0 | 0 | 0 | 1 | 1 | 0.30734 | 0.02238 | 1
3036 | 0.34306 | 0.038379 | 0.91624 | 0 | 0 | 0 | 1 | 1 | 0.34306 | 0.038379 | 1
3037 | 0.29396 | 0.047001 | 0.91624 | 0 | 0 | 0 | 1 | 1 | 0.29396 | 0.047001 | 1
3038 | 0.21019 | 0.070296 | 0.91624 | 0 | 0 | 0 | 1 | 1 | 0.21019 | 0.070296 | 1
3039 | 0.16491 | 0.080466 | 0.91624 | 0 | 0 | 0 | 1 | 1 | 0.16491 | 0.080466 | 1
3040 | 0.067056 | 0.075276 | 0.91624 | 0 | 0 | 0 | 1 | 1 | 0.067056 | 0.075276 | 1
3041 | 0 | 0.070141 | 0.91624 | 0 | 0 | 0 | 1 | 1 | 0 | 0.070141 | 1
3042 | 0 | 0.047932 | 0.91624 | 0 | 0 | 1 | 1 | 1 | 0 | 0.047932 | 1
3043 | 0 | 0.02277 | 0.91624 | 0 | 0 | 1 | 1 | 1 | 0 | 0.02277 | 1
3044 | 0 | 0.0046316 | 0.91624 | 0 | 0 | 1 | 1 | 1 | 0 | 0.0046316 | 1
3045 | 0 | 0 | 0.91624 | 0 | 0 | 1 | 1 | 1 | 0 | 0 | 1
3046 | 0 | 0 | 0.91624 | 0 | 0 | 0 | 1 | 1 | 0 | 0 | 1
3047 | 0 | 0 | 0.91624 | 0 | 0 | 0 | 1 | 1 | 0 | 0 | 1
3048 | 0 | 0 | 0.91624 | 0 | 0 | 0 | 1 | 1 | 0 | 0 | 1
3049 | 0 | 0 | 0.91624 | 0 | 0 | 0 | 1 | 1 | 0 | 0 | 1
3050 | 0 | 0 | 0.91624 | 0 | 0 | 0 | 1 | 1 | 0 | 0 | 1
3051 | 0 | 0 | 0.91624 | 0 | 0 | 0 | 1 | 1 | 0 | 0 | 1
3052 | 0 | 0 | 0.91624 | 0 | 0 | 0 | 1 | 1 | 0 | 0 | 1
3053 | 0 | 0 | 0.91624 | 0 | 0 | 0 | 1 | 1 | 0 | 0 | 1
3054 | 0 | 0 | 0.91624 | 0 | 0 | 0 | 1 | 1 | 0 | 0 | 1
3055 | 0 | 0 | 0.91624 | 0 | 0 | 0 | 1 | 1 | 0 | 0 | 1
3056 | 0 | 0 | 0.91624 | 0 | 0 | 0 | 1 | 1 | 0 | 0 | 1
3057 | 0.067788 | 0.0012336 | 0.91624 | 0 | 0 | 0 | 1 | 1 | 0.067788 | 0.0012336 | 1
3058 | 0.15769 | 0.0036725 | 0.91624 | 0 | 0 | 0 | 1 | 1 | 0.15769 | 0.0036725 | 1
3059 | 0.22933 | 0.01926 | 0.91624 | 0 | 0 | 0 | 1 | 1 | 0.22933 | 0.01926 | 1
3060 | 0.25722 | 0.028741 | 0.91624 | 0 | 0 | 0 | 1 | 1 | 0.25722 | 0.028741 | 1
3061 | 0.22334 | 0.023727 | 0.91624 | 0 | 0 | 0 | 1 | 1 | 0.22334 | 0.023727 | 1
3062 | 0.14642 | 0.028041 | 0.91624 | 0 | 0 | 0 | 1 | 1 | 0.14642 | 0.028041 | 1
3063 | 0.093238 | 0.034115 | 0.91624 | 0 | 0 | 0 | 1 | 1 | 0.093238 | 0.034115 | 1
3064 | 0 | 0.035266 | 0.91624 | 0 | 0 | 0 | 1 | 1 | 0 | 0.035266 | 1
3065 | 0 | 0.041571 | 0.91624 | 0 | 0 | 0 | 1 | 1 | 0 | 0.041571 | 1
3066 | 0 | 0.033638 | 0.91624 | 0 | 0 | 1 | 1 | 1 | 0 | 0.033638 | 1
3067 | 0 | 0 | 0.91624 | 0 | 0 | 1 | 1 | 1 | 0 | 0 | 1
3068 | 0 | 0 | 0.91624 | 0 | 0 | 1 | 1 | 1 | 0 | 0 | 1
3069 | 0 | 0 | 0.91624 | 0 | 0 | 1 | 1 | 1 | 0 | 0 | 1
3070 | 0 | 0 | 0.91624 | 0 | 0 | 0 | 1 | 1 | 0 | 0 | 1
3071 | 0 | 0 | 0.91624 | 0 | 0 | 0 | 1 | 1 | 0 | 0 | 1
3072 | 0 | 0 | 0.91624 | 0 | 0 | 0 | 1 | 1 | 0 | 0 | 1
3073 | 0 | 0 | 0.91624 | 0 | 0 | 0 | 1 | 1 | 0 | 0 | 1
3074 | 0 | 0 | 0.91624 | 0 | 0 | 0 | 1 | 1 | 0 | 0 | 1
3075 | 0 | 0 | 0.91624 | 0 | 0 | 0 | 1 | 1 | 0 | 0 | 1
3076 | 0 | 0 | 0.91624 | 0 | 0 | 0 | 1 | 1 | 0 | 0 | 1
3077 | 0 | 0 | 0.91624 | 0 | 0 | 0 | 1 | 1 | 0 | 0 | 1
3078 | 0 | 0 | 0.91624 | 0 | 0 | 0 | 1 | 1 | 0 | 0 | 1
3079 | 0 | 0 | 0.91624 | 0 | 0 | 0 | 1 | 1 | 0 | 0 | 1
3080 | 0 | 0 | 0.91624 | 0 | 0 | 0 | 1 | 1 | 0 | 0 | 1
3081 | 0.070231 | 0 | 0.91624 | 0 | 0 | 0 | 1 | 1 | 0.070231 | 0 | 1
3082 | 0.15155 | 0 | 0.91624 | 0 | 0 | 0 | 1 | 1 | 0.15155 | 0 | 1
3083 | 0.192 | 0.018721 | 0.91624 | 0 | 0 | 0 | 1 | 1 | 0.192 | 0.018721 | 1
3084 | 0.18723 | 0.026341 | 0.91624 | 0 | 0 | 0 | 1 | 1 | 0.18723 | 0.026341 | 1
3085 | 0.16569 | 0.033884 | 0.91624 | 0 | 0 | 0 | 1 | 1 | 0.16569 | 0.033884 | 1
3086 | 0.108 | 0.038207 | 0.91624 | 0 | 0 | 0 | 1 | 1 | 0.108 | 0.038207 | 1
3087 | 0.02992 | 0.042122 | 0.91624 | 0 | 0 | 0 | 1 | 1 | 0.02992 | 0.042122 | 1
3088 | 0 | 0.032336 | 0.91624 | 0 | 0 | 0 | 1 | 1 | 0 | 0.032336 | 1
3089 | 0 | 0.022565 | 0.91624 | 0 | 0 | 0 | 1 | 1 | 0 | 0.022565 | 1
3090 | 0 | 0.020996 | 0.91624 | 0 | 0 | 1 | 1 | 1 | 0 | 0.020996 | 1
3091 | 0 | 0.00025677 | 0.91624 | 0 | 0 | 1 | 1 | 1 | 0 | 0.00025677 | 1
3092 | 0 | 0 | 0.91624 | 0 | 0 | 1 | 1 | 1 | 0 | 0 | 1
3093 | 0 | 0 | 0.91624 | 0 | 0 | 1 | 1 | 1 | 0 | 0 | 1
3094 | 0 | 0.0024506 | 0.91624 | 0 | 0 | 0 | 1 | 1 | 0 | 0.0024506 | 1
3095 | 0 | 0.0097311 | 0.91624 | 0 | 0 | 0 | 1 | 1 | 0 | 0.0097311 | 1
3096 | 0 | 0.023686 | 0.91624 | 0 | 0 | 0 | 1 | 1 | 0 | 0.023686 | 1
3097 | 0 | 0 | 0.91624 | 0 | 0 | 0 | 1 | 1 | 0 | 0 | 1
3098 | 0 | 0 | 0.91624 | 0 | 0 | 0 | 1 | 1 | 0 | 0 | 1
3099 | 0 | 0 | 0.91624 | 0 | 0 | 0 | 1 | 1 | 0 | 0 | 1
3100 | 0 | 0 | 0.91624 | 0 | 0 | 0 | 1 | 1 | 0 | 0 | 1
3101 | 0 | 0 | 0.91624 | 0 | 0 | 0 | 1 | 1 | 0 | 0 | 1
3102 | 0 | 0 | 0.91624 | 0 | 0 | 0 | 1 | 1 | 0 | 0 | 1
3103 | 0 | 0 | 0.91624 | 0 | 0 | 0 | 1 | 1 | 0 | 0 | 1
3104 | 0 | 0 | 0.91624 | 0 | 0 | 0 | 1 | 1 | 0 | 0 | 1
3105 | 0.071881 | 0 | 0.91624 | 0 | 0 | 0 | 1 | 1 | 0.071881 | 0 | 1
3106 | 0.179 | 0 | 0.91624 | 0 | 0 | 0 | 1 | 1 | 0.179 | 0 | 1
3107 | 0.195 | 0.02987 | 0.91624 | 0 | 0 | 0 | 1 | 1 | 0.195 | 0.02987 | 1
3108 | 0.14263 | 0.043982 | 0.91624 | 0 | 0 | 0 | 1 | 1 | 0.14263 | 0.043982 | 1
3109 | 0.10234 | 0.054049 | 0.91624 | 0 | 0 | 0 | 1 | 1 | 0.10234 | 0.054049 | 1
3110 | 0.072244 | 0.047219 | 0.91624 | 0 | 0 | 0 | 1 | 1 | 0.072244 | 0.047219 | 1
3111 | 0.0066701 | 0.052004 | 0.91624 | 0 | 0 | 0 | 1 | 1 | 0.0066701 | 0.052004 | 1
3112 | 0 | 0.044231 | 0.91624 | 0 | 0 | 0 | 1 | 1 | 0 | 0.044231 | 1
3113 | 0 | 0.034385 | 0.91624 | 0 | 0 | 0 | 1 | 1 | 0 | 0.034385 | 1
3114 | 0 | 0.056541 | 0.91624 | 0 | 0 | 1 | 1 | 1 | 0 | 0.056541 | 1
3115 | 0 | 0.048795 | 0.91624 | 0 | 0 | 1 | 1 | 1 | 0 | 0.048795 | 1
3116 | 0 | 0.047923 | 0.91624 | 0 | 0 | 1 | 1 | 1 | 0 | 0.047923 | 1
3117 | 0 | 0.048611 | 0.91624 | 0 | 0 | 1 | 1 | 1 | 0 | 0.048611 | 1
3118 | 0 | 0.054764 | 0.91624 | 0 | 0 | 0 | 1 | 1 | 0 | 0.054764 | 1
3119 | 0 | 0.058984 | 0.91624 | 0 | 0 | 0 | 1 | 1 | 0 | 0.058984 | 1
3120 | 0 | 0.052488 | 0.91624 | 0 | 0 | 0 | 1 | 1 | 0 | 0.052488 | 1
3121 | 0 | 0.0094559 | 0.91624 | 0 | 0 | 0 | 1 | 1 | 0 | 0.0094559 | 1
3122 | 0 | 0.013223 | 0.91624 | 0 | 0 | 0 | 1 | 1 | 0 | 0.013223 | 1
3123 | 0 | 0 | 0.91624 | 0 | 0 | 0 | 1 | 1 | 0 | 0 | 1
3124 | 0 | 0 | 0.91624 | 0 | 0 | 0 | 1 | 1 | 0 | 0 | 1
3125 | 0 | 0 | 0.91624 | 0 | 0 | 0 | 1 | 1 | 0 | 0 | 1
3126 | 0 | 0 | 0.91624 | 0 | 0 | 0 | 1 | 1 | 0 | 0 | 1
3127 | 0 | 0 | 0.91624 | 0 | 0 | 0 | 1 | 1 | 0 | 0 | 1
3128 | 0 | 0 | 0.91624 | 0 | 0 | 0 | 1 | 1 | 0 | 0 | 1
3129 | 0.1416 | 0 | 0.91624 | 0 | 0 | 0 | 1 | 1 | 0.1416 | 0 | 1
3130 | 0.2602 | 0.047235 | 0.91624 | 0 | 0 | 0 | 1 | 1 | 0.2602 | 0.047235 | 1
3131 | 0.25457 | 0.084835 | 0.91624 | 0 | 0 | 0 | 1 | 1 | 0.25457 | 0.084835 | 1
3132 | 0.2497 | 0.10247 | 0.91624 | 0 | 0 | 0 | 1 | 1 | 0.2497 | 0.10247 | 1
3133 | 0.18954 | 0.11249 | 0.91624 | 0 | 0 | 0 | 1 | 1 | 0.18954 | 0.11249 | 1
3134 | 0.17967 | 0.098297 | 0.91624 | 0 | 0 | 0 | 1 | 1 | 0.17967 | 0.098297 | 1
3135 | 0.10795 | 0.10042 | 0.91624 | 0 | 0 | 0 | 1 | 1 | 0.10795 | 0.10042 | 1
3136 | 0.074952 | 0.087971 | 0.91624 | 0 | 0 | 0 | 1 | 1 | 0.074952 | 0.087971 | 1
3137 | 0 | 0.065026 | 0.91624 | 0 | 0 | 0 | 1 | 1 | 0 | 0.065026 | 1
3138 | 0 | 0.069885 | 0.91624 | 0 | 0 | 1 | 1 | 1 | 0 | 0.069885 | 1
3139 | 0 | 0.071586 | 0.91624 | 0 | 0 | 1 | 1 | 1 | 0 | 0.071586 | 1
3140 | 0 | 0.071842 | 0.91624 | 0 | 0 | 1 | 1 | 1 | 0 | 0.071842 | 1
3141 | 0 | 0.060325 | 0.91624 | 0 | 0 | 1 | 1 | 1 | 0 | 0.060325 | 1
3142 | 0 | 0.063962 | 0.91624 | 0 | 0 | 0 | 1 | 1 | 0 | 0.063962 | 1
3143 | 0 | 0.04803 | 0.91624 | 0 | 0 | 0 | 1 | 1 | 0 | 0.04803 | 1
3144 | 0 | 0.039598 | 0.91624 | 0 | 0 | 0 | 1 | 1 | 0 | 0.039598 | 1
3145 | 0 | 0.035902 | 0.91624 | 0 | 0 | 0 | 1 | 1 | 0 | 0.035902 | 1
3146 | 0 | 0.022273 | 0.91624 | 0 | 0 | 0 | 1 | 1 | 0 | 0.022273 | 1
3147 | 0 | 0.015934 | 0.91624 | 0 | 0 | 0 | 1 | 1 | 0 | 0.015934 | 1
3148 | 0 | 0.010891 | 0.91624 | 0 | 0 | 0 | 1 | 1 | 0 | 0.010891 | 1
3149 | 0 | 0.014045 | 0.91624 | 0 | 0 | 0 | 1 | 1 | 0 | 0.014045 | 1
3150 | 0 | 0.0014109 | 0.91624 | 0 | 0 | 0 | 1 | 1 | 0 | 0.0014109 | 1
3151 | 0 | 0.018926 | 0.91624 | 0 | 0 | 0 | 1 | 1 | 0 | 0.018926 | 1
3152 | 0 | 0.014237 | 0.91624 | 0 | 0 | 0 | 1 | 1 | 0 | 0.014237 | 1
3153 | 0.15824 | 0.02968 | 0.91624 | 0 | 0 | 0 | 1 | 1 | 0.15824 | 0.02968 | 1
3154 | 0.29017 | 0.073771 | 0.91624 | 0 | 0 | 0 | 1 | 1 | 0.29017 | 0.073771 | 1
3155 | 0.30274 | 0.11235 | 0.91624 | 0 | 0 | 0 | 1 | 1 | 0.30274 | 0.11235 | 1
3156 | 0.33346 | 0.14041 | 0.91624 | 0 | 0 | 0 | 1 | 1 | 0.33346 | 0.14041 | 1
3157 | 0.2436 | 0.13724 | 0.91624 | 0 | 0 | 0 | 1 | 1 | 0.2436 | 0.13724 | 1
3158 | 0.20864 | 0.11809 | 0.91624 | 0 | 0 | 0 | 1 | 1 | 0.20864 | 0.11809 | 1
3159 | 0.20477 | 0.12919 | 0.91624 | 0 | 0 | 0 | 1 | 1 | 0.20477 | 0.12919 | 1
3160 | 0.22029 | 0.12549 | 0.91624 | 0 | 0 | 0 | 1 | 1 | 0.22029 | 0.12549 | 1
3161 | 0.026965 | 0.097749 | 0.91624 | 0 | 0 | 0 | 1 | 1 | 0.026965 | 0.097749 | 1
3162 | 0 | 0.098714 | 0.91624 | 0 | 0 | 1 | 1 | 1 | 0 | 0.098714 | 1
3163 | 0 | 0.098674 | 0.91624 | 0 | 0 | 1 | 1 | 1 | 0 | 0.098674 | 1
3164 | 0 | 0.10363 | 0.91624 | 0 | 0 | 1 | 1 | 1 | 0 | 0.10363 | 1
3165 | 0 | 0.078886 | 0.91624 | 0 | 0 | 1 | 1 | 1 | 0 | 0.078886 | 1
3166 | 0 | 0.066958 | 0.91624 | 0 | 0 | 0 | 1 | 1 | 0 | 0.066958 | 1
3167 | 0 | 0.05577 | 0.91624 | 0 | 0 | 0 | 1 | 1 | 0 | 0.05577 | 1
3168 | 0 | 0.039177 | 0.91624 | 0 | 0 | 0 | 1 | 1 | 0 | 0.039177 | 1
3169 | 0 | 0.037511 | 0.91624 | 0 | 0 | 0 | 1 | 1 | 0 | 0.037511 | 1
3170 | 0 | 0.031662 | 0.91624 | 0 | 0 | 0 | 1 | 1 | 0 | 0.031662 | 1
3171 | 0 | 0.022473 | 0.91624 | 0 | 0 | 0 | 1 | 1 | 0 | 0.022473 | 1
3172 | 0 | 0.016679 | 0.91624 | 0 | 0 | 0 | 1 | 1 | 0 | 0.016679 | 1
3173 | 0 | 0.023032 | 0.91624 | 0 | 0 | 0 | 1 | 1 | 0 | 0.023032 | 1
3174 | 0 | 0.011526 | 0.91624 | 0 | 0 | 0 | 1 | 1 | 0 | 0.011526 | 1
3175 | 0 | 0.036945 | 0.91624 | 0 | 0 | 0 | 1 | 1 | 0 | 0.036945 | 1
3176 | 0 | 0.05954 | 0.91624 | 0 | 0 | 0 | 1 | 1 | 0 | 0.05954 | 1
3177 | 0.13668 | 0.084934 | 0.91624 | 0 | 0 | 0 | 1 | 1 | 0.13668 | 0.084934 | 1
3178 | 0.2957 | 0.11161 | 0.91624 | 0 | 0 | 0 | 1 | 1 | 0.2957 | 0.11161 | 1
3179 | 0.40525 | 0.13368 | 0.91624 | 0 | 0 | 0 | 1 | 1 | 0.40525 | 0.13368 | 1
3180 | 0.45421 | 0.1755 | 0.91624 | 0 | 0 | 0 | 1 | 1 | 0.45421 | 0.1755 | 1
3181 | 0.43513 | 0.19824 | 0.91624 | 0 | 0 | 0 | 1 | 1 | 0.43513 | 0.19824 | 1
3182 | 0.41399 | 0.17568 | 0.91624 | 0 | 0 | 0 | 1 | 1 | 0.41399 | 0.17568 | 1
3183 | 0.28619 | 0.17383 | 0.91624 | 0 | 0 | 0 | 1 | 1 | 0.28619 | 0.17383 | 1
3184 | 0.23477 | 0.15815 | 0.91624 | 0 | 0 | 0 | 1 | 1 | 0.23477 | 0.15815 | 1
3185 | 0.089434 | 0.12465 | 0.91624 | 0 | 0 | 0 | 1 | 1 | 0.089434 | 0.12465 | 1
3186 | 0 | 0.11406 | 0.91624 | 0 | 0 | 1 | 1 | 1 | 0 | 0.11406 | 1
3187 | 0 | 0.097536 | 0.91624 | 0 | 0 | 1 | 1 | 1 | 0 | 0.097536 | 1
3188 | 0 | 0.065367 | 0.91624 | 0 | 0 | 1 | 1 | 1 | 0 | 0.065367 | 1
3189 | 0 | 0.046601 | 0.91624 | 0 | 0 | 1 | 1 | 1 | 0 | 0.046601 | 1
3190 | 0 | 0.047552 | 0.91624 | 0 | 0 | 0 | 1 | 1 | 0 | 0.047552 | 1
3191 | 0 | 0.041702 | 0.91624 | 0 | 0 | 0 | 1 | 1 | 0 | 0.041702 | 1
3192 | 0 | 0.015501 | 0.91624 | 0 | 0 | 0 | 1 | 1 | 0 | 0.015501 | 1
3193 | 0 | 0.035304 | 0.91624 | 0 | 0 | 0 | 1 | 1 | 0 | 0.035304 | 1
3194 | 0 | 0.0083835 | 0.91624 | 0 | 0 | 0 | 1 | 1 | 0 | 0.0083835 | 1
3195 | 0 | 0 | 0.91624 | 0 | 0 | 0 | 1 | 1 | 0 | 0 | 1
3196 | 0 | 0 | 0.91624 | 0 | 0 | 0 | 1 | 1 | 0 | 0 | 1
3197 | 0 | 0.010563 | 0.91624 | 0 | 0 | 0 | 1 | 1 | 0 | 0.010563 | 1
3198 | 0 | 0 | 0.91624 | 0 | 0 | 0 | 1 | 1 | 0 | 0 | 1
3199 | 0 | 0.014218 | 0.91624 | 0 | 0 | 0 | 1 | 1 | 0 | 0.014218 | 1
3200 | 0 | 0.029889 | 0.91624 | 0 | 0 | 0 | 1 | 1 | 0 | 0.029889 | 1
3201 | 0.093642 | 0.032191 | 0.91624 | 0 | 0 | 0 | 1 | 1 | 0.093642 | 0.032191 | 1
3202 | 0.25839 | 0.046972 | 0.91624 | 0 | 0 | 0 | 1 | 1 | 0.25839 | 0.046972 | 1
3203 | 0.43741 | 0.059133 | 0.91624 | 0 | 0 | 0 | 1 | 1 | 0.43741 | 0.059133 | 1
3204 | 0.4244 | 0.10998 | 0.91624 | 0 | 0 | 0 | 1 | 1 | 0.4244 | 0.10998 | 1
3205 | 0.3863 | 0.14199 | 0.91624 | 0 | 0 | 0 | 1 | 1 | 0.3863 | 0.14199 | 1
3206 | 0.41388 | 0.11979 | 0.91624 | 0 | 0 | 0 | 1 | 1 | 0.41388 | 0.11979 | 1
3207 | 0.30492 | 0.12875 | 0.91624 | 0 | 0 | 0 | 1 | 1 | 0.30492 | 0.12875 | 1
3208 | 0.20532 | 0.12764 | 0.91624 | 0 | 0 | 0 | 1 | 1 | 0.20532 | 0.12764 | 1
3209 | 0.08165 | 0.10099 | 0.91624 | 0 | 0 | 0 | 1 | 1 | 0.08165 | 0.10099 | 1
3210 | 0 | 0.099478 | 0.91624 | 0 | 0 | 1 | 1 | 1 | 0 | 0.099478 | 1
3211 | 0 | 0.075874 | 0.91624 | 0 | 0 | 1 | 1 | 1 | 0 | 0.075874 | 1
3212 | 0 | 0.0333 | 0.91624 | 0 | 0 | 1 | 1 | 1 | 0 | 0.0333 | 1
3213 | 0 | 0.026024 | 0.91624 | 0 | 0 | 1 | 1 | 1 | 0 | 0.026024 | 1
3214 | 0 | 0.042193 | 0.91624 | 0 | 0 | 0 | 1 | 1 | 0 | 0.042193 | 1
3215 | 0 | 0.046962 | 0.91624 | 0 | 0 | 0 | 1 | 1 | 0 | 0.046962 | 1
3216 | 0 | 0.016796 | 0.91624 | 0 | 0 | 0 | 1 | 1 | 0 | 0.016796 | 1
3217 | 0 | 0 | 0.91624 | 0 | 0 | 0 | 1 | 1 | 0 | 0 | 1
3218 | 0 | 0 | 0.91624 | 0 | 0 | 0 | 1 | 1 | 0 | 0 | 1
3219 | 0 | 0 | 0.91624 | 0 | 0 | 0 | 1 | 1 | 0 | 0 | 1
3220 | 0 | 0 | 0.91624 | 0 | 0 | 0 | 1 | 1 | 0 | 0 | 1
3221 | 0 | 0 | 0.91624 | 0 | 0 | 0 | 1 | 1 | 0 | 0 | 1
3222 | 0 | 0 | 0.91624 | 0 | 0 | 0 | 1 | 1 | 0 | 0 | 1
3223 | 0 | 0 | 0.91624 | 0 | 0 | 0 | 1 | 1 | 0 | 0 | 1
3224 | 0 | 0.019366 | 0.91624 | 0 | 0 | 0 | 1 | 1 | 0 | 0.019366 | 1
3225 | 0.082027 | 0.020257 | 0.91624 | 0 | 0 | 0 | 1 | 1 | 0.082027 | 0.020257 | 1
3226 | 0.27605 | 0.045295 | 0.91624 | 0 | 0 | 0 | 1 | 1 | 0.27605 | 0.045295 | 1
3227 | 0.40795 | 0.059484 | 0.91624 | 0 | 0 | 0 | 1 | 1 | 0.40795 | 0.059484 | 1
3228 | 0.41078 | 0.10523 | 0.91624 | 0 | 0 | 0 | 1 | 1 | 0.41078 | 0.10523 | 1
3229 | 0.34828 | 0.1271 | 0.91624 | 0 | 0 | 0 | 1 | 1 | 0.34828 | 0.1271 | 1
3230 | 0.38672 | 0.11778 | 0.91624 | 0 | 0 | 0 | 1 | 1 | 0.38672 | 0.11778 | 1
3231 | 0.24529 | 0.11638 | 0.91624 | 0 | 0 | 0 | 1 | 1 | 0.24529 | 0.11638 | 1
3232 | 0.12359 | 0.12397 | 0.91624 | 0 | 0 | 0 | 1 | 1 | 0.12359 | 0.12397 | 1
3233 | 0.062417 | 0.12136 | 0.91624 | 0 | 0 | 0 | 1 | 1 | 0.062417 | 0.12136 | 1
3234 | 0 | 0.11573 | 0.91624 | 0 | 0 | 1 | 1 | 1 | 0 | 0.11573 | 1
3235 | 0 | 0.083317 | 0.91624 | 0 | 0 | 1 | 1 | 1 | 0 | 0.083317 | 1
3236 | 0 | 0.040449 | 0.91624 | 0 | 0 | 1 | 1 | 1 | 0 | 0.040449 | 1
3237 | 0 | 0.043489 | 0.91624 | 0 | 0 | 1 | 1 | 1 | 0 | 0.043489 | 1
3238 | 0 | 0.063488 | 0.91624 | 0 | 0 | 0 | 1 | 1 | 0 | 0.063488 | 1
3239 | 0 | 0.066154 | 0.91624 | 0 | 0 | 0 | 1 | 1 | 0 | 0.066154 | 1
3240 | 0 | 0.045277 | 0.91624 | 0 | 0 | 0 | 1 | 1 | 0 | 0.045277 | 1
3241 | 0 | 0 | 0.91624 | 0 | 0 | 0 | 1 | 1 | 0 | 0 | 1
3242 | 0 | 0 | 0.91624 | 0 | 0 | 0 | 1 | 1 | 0 | 0 | 1
3243 | 0 | 0 | 0.91624 | 0 | 0 | 0 | 1 | 1 | 0 | 0 | 1
3244 | 0 | 0 | 0.91624 | 0 | 0 | 0 | 1 | 1 | 0 | 0 | 1
3245 | 0 | 0.011346 | 0.91624 | 0 | 0 | 0 | 1 | 1 | 0 | 0.011346 | 1
3246 | 0 | 0.016376 | 0.91624 | 0 | 0 | 0 | 1 | 1 | 0 | 0.016376 | 1
3247 | 0 | 0.01243 | 0.91624 | 0 | 0 | 0 | 1 | 1 | 0 | 0.01243 | 1
3248 | 0 | 0.028527 | 0.91624 | 0 | 0 | 0 | 1 | 1 | 0 | 0.028527 | 1
3249 | 0.035086 | 0.0050401 | 0.91624 | 0 | 0 | 0 | 1 | 1 | 0.035086 | 0.0050401 | 1
3250 | 0.2795 | 0.039321 | 0.91624 | 0 | 0 | 0 | 1 | 1 | 0.2795 | 0.039321 | 1
3251 | 0.37313 | 0.065808 | 0.91624 | 0 | 0 | 0 | 1 | 1 | 0.37313 | 0.065808 | 1
3252 | 0.40249 | 0.09431 | 0.91624 | 0 | 0 | 0 | 1 | 1 | 0.40249 | 0.09431 | 1
3253 | 0.34209 | 0.097688 | 0.91624 | 0 | 0 | 0 | 1 | 1 | 0.34209 | 0.097688 | 1
3254 | 0.3131 | 0.073191 | 0.91624 | 0 | 0 | 0 | 1 | 1 | 0.3131 | 0.073191 | 1
3255 | 0.27068 | 0.067828 | 0.91624 | 0 | 0 | 0 | 1 | 1 | 0.27068 | 0.067828 | 1
3256 | 0.17206 | 0.083305 | 0.91624 | 0 | 0 | 0 | 1 | 1 | 0.17206 | 0.083305 | 1
3257 | 0.064868 | 0.10743 | 0.91624 | 0 | 0 | 0 | 1 | 1 | 0.064868 | 0.10743 | 1
3258 | 0 | 0.11169 | 0.91624 | 0 | 0 | 1 | 1 | 1 | 0 | 0.11169 | 1
3259 | 0 | 0.08327 | 0.91624 | 0 | 0 | 1 | 1 | 1 | 0 | 0.08327 | 1
3260 | 0 | 0.063059 | 0.91624 | 0 | 0 | 1 | 1 | 1 | 0 | 0.063059 | 1
3261 | 0 | 0.05239 | 0.91624 | 0 | 0 | 1 | 1 | 1 | 0 | 0.05239 | 1
3262 | 0 | 0.063839 | 0.91624 | 0 | 0 | 0 | 1 | 1 | 0 | 0.063839 | 1
3263 | 0 | 0.055331 | 0.91624 | 0 | 0 | 0 | 1 | 1 | 0 | 0.055331 | 1
3264 | 0 | 0.041567 | 0.91624 | 0 | 0 | 0 | 1 | 1 | 0 | 0.041567 | 1
3265 | 0 | 0.0078796 | 0.91624 | 0 | 0 | 0 | 1 | 1 | 0 | 0.0078796 | 1
3266 | 0 | 0 | 0.91624 | 0 | 0 | 0 | 1 | 1 | 0 | 0 | 1
3267 | 0 | 0 | 0.91624 | 0 | 0 | 0 | 1 | 1 | 0 | 0 | 1
3268 | 0 | 0.0085847 | 0.91624 | 0 | 0 | 0 | 1 | 1 | 0 | 0.0085847 | 1
3269 | 0 | 0.0066232 | 0.91624 | 0 | 0 | 0 | 1 | 1 | 0 | 0.0066232 | 1
3270 | 0 | 0.013694 | 0.91624 | 0 | 0 | 0 | 1 | 1 | 0 | 0.013694 | 1
3271 | 0 | 0.014603 | 0.91624 | 0 | 0 | 0 | 1 | 1 | 0 | 0.014603 | 1
3272 | 0 | 0.023865 | 0.91624 | 0 | 0 | 0 | 1 | 1 | 0 | 0.023865 | 1
3273 | 0.07131 | 0.0013811 | 0.91624 | 0 | 0 | 0 | 1 | 1 | 0.07131 | 0.0013811 | 1
3274 | 0.32719 | 0.02918 | 0.91624 | 0 | 0 | 0 | 1 | 1 | 0.32719 | 0.02918 | 1
3275 | 0.36115 | 0.057923 | 0.91624 | 0 | 0 | 0 | 1 | 1 | 0.36115 | 0.057923 | 1
3276 | 0.36968 | 0.10103 | 0.91624 | 0 | 0 | 0 | 1 | 1 | 0.36968 | 0.10103 | 1
3277 | 0.32816 | 0.10698 | 0.91624 | 0 | 0 | 0 | 1 | 1 | 0.32816 | 0.10698 | 1
3278 | 0.21311 | 0.092375 | 0.91624 | 0 | 0 | 0 | 1 | 1 | 0.21311 | 0.092375 | 1
3279 | 0.20275 | 0.080688 | 0.91624 | 0 | 0 | 0 | 1 | 1 | 0.20275 | 0.080688 | 1
3280 | 0.13914 | 0.074175 | 0.91624 | 0 | 0 | 0 | 1 | 1 | 0.13914 | 0.074175 | 1
3281 | 0.034066 | 0.0643 | 0.91624 | 0 | 0 | 0 | 1 | 1 | 0.034066 | 0.0643 | 1
3282 | 0 | 0.077441 | 0.91624 | 0 | 0 | 1 | 1 | 1 | 0 | 0.077441 | 1
3283 | 0 | 0.05426 | 0.91624 | 0 | 0 | 1 | 1 | 1 | 0 | 0.05426 | 1
3284 | 0 | 0.036268 | 0.91624 | 0 | 0 | 1 | 1 | 1 | 0 | 0.036268 | 1
3285 | 0 | 0.02321 | 0.91624 | 0 | 0 | 1 | 1 | 1 | 0 | 0.02321 | 1
3286 | 0 | 0.010056 | 0.91624 | 0 | 0 | 0 | 1 | 1 | 0 | 0.010056 | 1
3287 | 0 | 0.0021972 | 0.91624 | 0 | 0 | 0 | 1 | 1 | 0 | 0.0021972 | 1
3288 | 0 | 0.0012519 | 0.91624 | 0 | 0 | 0 | 1 | 1 | 0 | 0.0012519 | 1
3289 | 0 | 0.018671 | 0.91624 | 0 | 0 | 0 | 1 | 1 | 0 | 0.018671 | 1
3290 | 0 | 0 | 0.91624 | 0 | 0 | 0 | 1 | 1 | 0 | 0 | 1
3291 | 0 | 0 | 0.91624 | 0 | 0 | 0 | 1 | 1 | 0 | 0 | 1
3292 | 0 | 0 | 0.91624 | 0 | 0 | 0 | 1 | 1 | 0 | 0 | 1
3293 | 0 | 0 | 0.91624 | 0 | 0 | 0 | 1 | 1 | 0 | 0 | 1
3294 | 0 | 0 | 0.91624 | 0 | 0 | 0 | 1 | 1 | 0 | 0 | 1
3295 | 0 | 0 | 0.91624 | 0 | 0 | 0 | 1 | 1 | 0 | 0 | 1
3296 | 0 | 0.0021562 | 0.91624 | 0 | 0 | 0 | 1 | 1 | 0 | 0.0021562 | 1
3297 | 0.096076 | 0 | 0.91624 | 0 | 0 | 0 | 1 | 1 | 0.096076 | 0 | 1
3298 | 0.31777 | 0.0019069 | 0.91624 | 0 | 0 | 0 | 1 | 1 | 0.31777 | 0.0019069 | 1
3299 | 0.36307 | 0.041091 | 0.91624 | 0 | 0 | 0 | 1 | 1 | 0.36307 | 0.041091 | 1
3300 | 0.33959 | 0.091228 | 0.91624 | 0 | 0 | 0 | 1 | 1 | 0.33959 | 0.091228 | 1
3301 | 0.35603 | 0.099456 | 0.91624 | 0 | 0 | 0 | 1 | 1 | 0.35603 | 0.099456 | 1
3302 | 0.17693 | 0.076861 | 0.91624 | 0 | 0 | 0 | 1 | 1 | 0.17693 | 0.076861 | 1
3303 | 0.14902 | 0.062482 | 0.91624 | 0 | 0 | 0 | 1 | 1 | 0.14902 | 0.062482 | 1
3304 | 0.074816 | 0.040111 | 0.91624 | 0 | 0 | 0 | 1 | 1 | 0.074816 | 0.040111 | 1
3305 | 0 | 0.0096126 | 0.91624 | 0 | 0 | 0 | 1 | 1 | 0 | 0.0096126 | 1
3306 | 0 | 0.023312 | 0.91624 | 0 | 0 | 1 | 1 | 1 | 0 | 0.023312 | 1
3307 | 0 | 0.015569 | 0.91624 | 0 | 0 | 1 | 1 | 1 | 0 | 0.015569 | 1
3308 | 0 | 0 | 0.91624 | 0 | 0 | 1 | 1 | 1 | 0 | 0 | 1
3309 | 0 | 0 | 0.91624 | 0 | 0 | 1 | 1 | 1 | 0 | 0 | 1
3310 | 0 | 0 | 0.91624 | 0 | 0 | 0 | 1 | 1 | 0 | 0 | 1
3311 | 0 | 0 | 0.91624 | 0 | 0 | 0 | 1 | 1 | 0 | 0 | 1
3312 | 0 | 0 | 0.91624 | 0 | 0 | 0 | 1 | 1 | 0 | 0 | 1
3313 | 0 | 0 | 1 | 0 | 0 | 0 | 1 | 1 | 0 | 0 | 1
3314 | 0 | 0 | 1 | 0 | 0 | 0 | 1 | 1 | 0 | 0 | 1
3315 | 0 | 0 | 1 | 0 | 0 | 0 | 1 | 1 | 0 | 0 | 1
3316 | 0 | 0 | 1 | 0 | 0 | 0 | 1 | 1 | 0 | 0 | 1
3317 | 0 | 0 | 1 | 0 | 0 | 0 | 1 | 1 | 0 | 0 | 1
3318 | 0 | 0 | 1 | 0 | 0 | 0 | 1 | 1 | 0 | 0 | 1
3319 | 0 | 0 | 1 | 0 | 0 | 0 | 1 | 1 | 0 | 0 | 1
3320 | 0 | 0 | 1 | 0 | 0 | 0 | 1 | 1 | 0 | 0 | 1
3321 | 0.2026 | 0.0051682 | 1 | 0 | 0 | 0 | 1 | 1 | 0.2026 | 0.0051682 | 1
3322 | 0.335 | 0.00083324 | 1 | 0 | 0 | 0 | 1 | 1 | 0.335 | 0.00083324 | 1
3323 | 0.33229 | 0.026669 | 1 | 0 | 0 | 0 | 1 | 1 | 0.33229 | 0.026669 | 1
3324 | 0.277 | 0.06607 | 1 | 0 | 0 | 0 | 1 | 1 | 0.277 | 0.06607 | 1
3325 | 0.32358 | 0.088199 | 1 | 0 | 0 | 0 | 1 | 1 | 0.32358 | 0.088199 | 1
3326 | 0.16739 | 0.084441 | 1 | 0 | 0 | 0 | 1 | 1 | 0.16739 | 0.084441 | 1
3327 | 0.063217 | 0.063506 | 1 | 0 | 0 | 0 | 1 | 1 | 0.063217 | 0.063506 | 1
3328 | 0 | 0.032311 | 1 | 0 | 0 | 0 | 1 | 1 | 0 | 0.032311 | 1
3329 | 0 | 0 | 1 | 0 | 0 | 0 | 1 | 1 | 0 | 0 | 1
3330 | 0 | 0 | 1 | 0 | 0 | 1 | 1 | 1 | 0 | 0 | 1
3331 | 0 | 0 | 1 | 0 | 0 | 1 | 1 | 1 | 0 | 0 | 1
3332 | 0 | 0 | 1 | 0 | 0 | 1 | 1 | 1 | 0 | 0 | 1
3333 | 0 | 0 | 1 | 0 | 0 | 1 | 1 | 1 | 0 | 0 | 1
3334 | 0 | 0 | 1 | 0 | 0 | 0 | 1 | 1 | 0 | 0 | 1
3335 | 0 | 0 | 1 | 0 | 0 | 0 | 1 | 1 | 0 | 0 | 1
3336 | 0 | 0 | 1 | 0 | 0 | 0 | 1 | 1 | 0 | 0 | 1
3337 | 0 | 0 | 0.86504 | 0 | 0 | 0 | 1 | 1 | 0 | 0 | 1
3338 | 0 | 0 | 0.86504 | 0 | 0 | 0 | 1 | 1 | 0 | 0 | 1
3339 | 0 | 0 | 0.86504 | 0 | 0 | 0 | 1 | 1 | 0 | 0 | 1
3340 | 0 | 0 | 0.86504 | 0 | 0 | 0 | 1 | 1 | 0 | 0 | 1
3341 | 0 | 0 | 0.86504 | 0 | 0 | 0 | 1 | 1 | 0 | 0 | 1
3342 | 0 | 0 | 0.86504 | 0 | 0 | 0 | 1 | 1 | 0 | 0 | 1
3343 | 0 | 0 | 0.86504 | 0 | 0 | 0 | 1 | 1 | 0 | 0 | 1
3344 | 0 | 0 | 0.86504 | 0 | 0 | 0 | 1 | 1 | 0 | 0 | 1
3345 | 0.17487 | 0.0035705 | 0.86504 | 0 | 0 | 0 | 1 | 1 | 0.17487 | 0.0035705 | 1
3346 | 0.31478 | 0.0076966 | 0.86504 | 0 | 0 | 0 | 1 | 1 | 0.31478 | 0.0076966 | 1
3347 | 0.34061 | 0.024739 | 0.86504 | 0 | 0 | 0 | 1 | 1 | 0.34061 | 0.024739 | 1
3348 | 0.31406 | 0.036947 | 0.86504 | 0 | 0 | 0 | 1 | 1 | 0.31406 | 0.036947 | 1
3349 | 0.38343 | 0.060397 | 0.86504 | 0 | 0 | 0 | 1 | 1 | 0.38343 | 0.060397 | 1
3350 | 0.28112 | 0.066497 | 0.86504 | 0 | 0 | 0 | 1 | 1 | 0.28112 | 0.066497 | 1
3351 | 0.12184 | 0.039761 | 0.86504 | 0 | 0 | 0 | 1 | 1 | 0.12184 | 0.039761 | 1
3352 | 0.024041 | 0.015173 | 0.86504 | 0 | 0 | 0 | 1 | 1 | 0.024041 | 0.015173 | 1
3353 | 0 | 0 | 0.86504 | 0 | 0 | 0 | 1 | 1 | 0 | 0 | 1
3354 | 0 | 0 | 0.86504 | 0 | 0 | 1 | 1 | 1 | 0 | 0 | 1
3355 | 0 | 0 | 0.86504 | 0 | 0 | 1 | 1 | 1 | 0 | 0 | 1
3356 | 0 | 0 | 0.86504 | 0 | 0 | 1 | 1 | 1 | 0 | 0 | 1
3357 | 0 | 0.0026406 | 0.86504 | 0 | 0 | 1 | 1 | 1 | 0 | 0.0026406 | 1
3358 | 0 | 0 | 0.86504 | 0 | 0 | 0 | 1 | 1 | 0 | 0 | 1
3359 | 0 | 0 | 0.86504 | 0 | 0 | 0 | 1 | 1 | 0 | 0 | 1
3360 | 0 | 0 | 0.86504 | 0 | 0 | 0 | 1 | 1 | 0 | 0 | 1
3361 | 0 | 0 | 0.86504 | 0 | 0 | 0 | 1 | 1 | 0 | 0 | 1
3362 | 0 | 0 | 0.86504 | 0 | 0 | 0 | 1 | 1 | 0 | 0 | 1
3363 | 0 | 0 | 0.86504 | 0 | 0 | 0 | 1 | 1 | 0 | 0 | 1
3364 | 0 | 0 | 0.86504 | 0 | 0 | 0 | 1 | 1 | 0 | 0 | 1
3365 | 0 | 0 | 0.86504 | 0 | 0 | 0 | 1 | 1 | 0 | 0 | 1
3366 | 0 | 0 | 0.86504 | 0 | 0 | 0 | 1 | 1 | 0 | 0 | 1
3367 | 0 | 0 | 0.86504 | 0 | 0 | 0 | 1 | 1 | 0 | 0 | 1
3368 | 0 | 0 | 0.86504 | 0 | 0 | 0 | 1 | 1 | 0 | 0 | 1
3369 | 0.20281 | 0 | 0.86504 | 0 | 0 | 0 | 1 | 1 | 0.20281 | 0 | 1
3370 | 0.34146 | 0.013799 | 0.86504 | 0 | 0 | 0 | 1 | 1 | 0.34146 | 0.013799 | 1
3371 | 0.38365 | 0.018511 | 0.86504 | 0 | 0 | 0 | 1 | 1 | 0.38365 | 0.018511 | 1
3372 | 0.37421 | 0.025454 | 0.86504 | 0 | 0 | 0 | 1 | 1 | 0.37421 | 0.025454 | 1
3373 | 0.40536 | 0.046078 | 0.86504 | 0 | 0 | 0 | 1 | 1 | 0.40536 | 0.046078 | 1
3374 | 0.37741 | 0.042697 | 0.86504 | 0 | 0 | 0 | 1 | 1 | 0.37741 | 0.042697 | 1
3375 | 0.21154 | 0.011797 | 0.86504 | 0 | 0 | 0 | 1 | 1 | 0.21154 | 0.011797 | 1
3376 | 0.11225 | 0.0025399 | 0.86504 | 0 | 0 | 0 | 1 | 1 | 0.11225 | 0.0025399 | 1
3377 | 0 | 0.0056433 | 0.86504 | 0 | 0 | 0 | 1 | 1 | 0 | 0.0056433 | 1
3378 | 0 | 0.016961 | 0.86504 | 0 | 0 | 1 | 1 | 1 | 0 | 0.016961 | 1
3379 | 0 | 0.0048443 | 0.86504 | 0 | 0 | 1 | 1 | 1 | 0 | 0.0048443 | 1
3380 | 0 | 0.0041807 | 0.86504 | 0 | 0 | 1 | 1 | 1 | 0 | 0.0041807 | 1
3381 | 0 | 0.012434 | 0.86504 | 0 | 0 | 1 | 1 | 1 | 0 | 0.012434 | 1
3382 | 0 | 0 | 0.86504 | 0 | 0 | 0 | 1 | 1 | 0 | 0 | 1
3383 | 0 | 0 | 0.86504 | 0 | 0 | 0 | 1 | 1 | 0 | 0 | 1
3384 | 0 | 0 | 0.86504 | 0 | 0 | 0 | 1 | 1 | 0 | 0 | 1
3385 | 0 | 0 | 0.86504 | 0 | 0 | 0 | 1 | 1 | 0 | 0 | 1
3386 | 0 | 0 | 0.86504 | 0 | 0 | 0 | 1 | 1 | 0 | 0 | 1
3387 | 0 | 0 | 0.86504 | 0 | 0 | 0 | 1 | 1 | 0 | 0 | 1
3388 | 0 | 0 | 0.86504 | 0 | 0 | 0 | 1 | 1 | 0 | 0 | 1
3389 | 0 | 0 | 0.86504 | 0 | 0 | 0 | 1 | 1 | 0 | 0 | 1
3390 | 0 | 0 | 0.86504 | 0 | 0 | 0 | 1 | 1 | 0 | 0 | 1
3391 | 0 | 0 | 0.86504 | 0 | 0 | 0 | 1 | 1 | 0 | 0 | 1
3392 | 0 | 0 | 0.86504 | 0 | 0 | 0 | 1 | 1 | 0 | 0 | 1
3393 | 0.18703 | 0 | 0.86504 | 0 | 0 | 0 | 1 | 1 | 0.18703 | 0 | 1
3394 | 0.32253 | 0.0050269 | 0.86504 | 0 | 0 | 0 | 1 | 1 | 0.32253 | 0.0050269 | 1
3395 | 0.41639 | 0.021098 | 0.86504 | 0 | 0 | 0 | 1 | 1 | 0.41639 | 0.021098 | 1
3396 | 0.49121 | 0.044488 | 0.86504 | 0 | 0 | 0 | 1 | 1 | 0.49121 | 0.044488 | 1
3397 | 0.48991 | 0.05957 | 0.86504 | 0 | 0 | 0 | 1 | 1 | 0.48991 | 0.05957 | 1
3398 | 0.47931 | 0.047011 | 0.86504 | 0 | 0 | 0 | 1 | 1 | 0.47931 | 0.047011 | 1
3399 | 0.34631 | 0.030188 | 0.86504 | 0 | 0 | 0 | 1 | 1 | 0.34631 | 0.030188 | 1
3400 | 0.21223 | 0.035183 | 0.86504 | 0 | 0 | 0 | 1 | 1 | 0.21223 | 0.035183 | 1
3401 | 0.04711 | 0.0501 | 0.86504 | 0 | 0 | 0 | 1 | 1 | 0.04711 | 0.0501 | 1
3402 | 0 | 0.039799 | 0.86504 | 0 | 0 | 1 | 1 | 1 | 0 | 0.039799 | 1
3403 | 0 | 0.02893 | 0.86504 | 0 | 0 | 1 | 1 | 1 | 0 | 0.02893 | 1
3404 | 0 | 0.0085853 | 0.86504 | 0 | 0 | 1 | 1 | 1 | 0 | 0.0085853 | 1
3405 | 0 | 0.013048 | 0.86504 | 0 | 0 | 1 | 1 | 1 | 0 | 0.013048 | 1
3406 | 0 | 0.0028048 | 0.86504 | 0 | 0 | 0 | 1 | 1 | 0 | 0.0028048 | 1
3407 | 0 | 0 | 0.86504 | 0 | 0 | 0 | 1 | 1 | 0 | 0 | 1
3408 | 0 | 0 | 0.86504 | 0 | 0 | 0 | 1 | 1 | 0 | 0 | 1
3409 | 0 | 0 | 0.86504 | 0 | 0 | 0 | 1 | 1 | 0 | 0 | 1
3410 | 0 | 0 | 0.86504 | 0 | 0 | 0 | 1 | 1 | 0 | 0 | 1
3411 | 0 | 0 | 0.86504 | 0 | 0 | 0 | 1 | 1 | 0 | 0 | 1
3412 | 0 | 0 | 0.86504 | 0 | 0 | 0 | 1 | 1 | 0 | 0 | 1
3413 | 0 | 0 | 0.86504 | 0 | 0 | 0 | 1 | 1 | 0 | 0 | 1
3414 | 0 | 0 | 0.86504 | 0 | 0 | 0 | 1 | 1 | 0 | 0 | 1
3415 | 0 | 0 | 0.86504 | 0 | 0 | 0 | 1 | 1 | 0 | 0 | 1
3416 | 0 | 0 | 0.86504 | 0 | 0 | 0 | 1 | 1 | 0 | 0 | 1
3417 | 0.11641 | 0 | 0.86504 | 0 | 0 | 0 | 1 | 1 | 0.11641 | 0 | 1
3418 | 0.29052 | 0 | 0.86504 | 0 | 0 | 0 | 1 | 1 | 0.29052 | 0 | 1
3419 | 0.39804 | 0.0095408 | 0.86504 | 0 | 0 | 0 | 1 | 1 | 0.39804 | 0.0095408 | 1
3420 | 0.45905 | 0.041525 | 0.86504 | 0 | 0 | 0 | 1 | 1 | 0.45905 | 0.041525 | 1
3421 | 0.36996 | 0.046113 | 0.86504 | 0 | 0 | 0 | 1 | 1 | 0.36996 | 0.046113 | 1
3422 | 0.3451 | 0.036954 | 0.86504 | 0 | 0 | 0 | 1 | 1 | 0.3451 | 0.036954 | 1
3423 | 0.24498 | 0.033898 | 0.86504 | 0 | 0 | 0 | 1 | 1 | 0.24498 | 0.033898 | 1
3424 | 0.18239 | 0.046011 | 0.86504 | 0 | 0 | 0 | 1 | 1 | 0.18239 | 0.046011 | 1
3425 | 0.040003 | 0.065791 | 0.86504 | 0 | 0 | 0 | 1 | 1 | 0.040003 | 0.065791 | 1
3426 | 0 | 0.048465 | 0.86504 | 0 | 0 | 1 | 1 | 1 | 0 | 0.048465 | 1
3427 | 0 | 0.038904 | 0.86504 | 0 | 0 | 1 | 1 | 1 | 0 | 0.038904 | 1
3428 | 0 | 0.013381 | 0.86504 | 0 | 0 | 1 | 1 | 1 | 0 | 0.013381 | 1
3429 | 0 | 0.028165 | 0.86504 | 0 | 0 | 1 | 1 | 1 | 0 | 0.028165 | 1
3430 | 0 | 0.022422 | 0.86504 | 0 | 0 | 0 | 1 | 1 | 0 | 0.022422 | 1
3431 | 0 | 0 | 0.86504 | 0 | 0 | 0 | 1 | 1 | 0 | 0 | 1
3432 | 0 | 0 | 0.86504 | 0 | 0 | 0 | 1 | 1 | 0 | 0 | 1
3433 | 0 | 0 | 0.86504 | 0 | 0 | 0 | 1 | 1 | 0 | 0 | 1
3434 | 0 | 0 | 0.86504 | 0 | 0 | 0 | 1 | 1 | 0 | 0 | 1
3435 | 0 | 0 | 0.86504 | 0 | 0 | 0 | 1 | 1 | 0 | 0 | 1
3436 | 0 | 0 | 0.86504 | 0 | 0 | 0 | 1 | 1 | 0 | 0 | 1
3437 | 0 | 0 | 0.86504 | 0 | 0 | 0 | 1 | 1 | 0 | 0 | 1
3438 | 0 | 0 | 0.86504 | 0 | 0 | 0 | 1 | 1 | 0 | 0 | 1
3439 | 0 | 0 | 0.86504 | 0 | 0 | 0 | 1 | 1 | 0 | 0 | 1
3440 | 0 | 0 | 0.86504 | 0 | 0 | 0 | 1 | 1 | 0 | 0 | 1
3441 | 0.089901 | 0 | 0.86504 | 0 | 0 | 0 | 1 | 1 | 0.089901 | 0 | 1
3442 | 0.24532 | 0 | 0.86504 | 0 | 0 | 0 | 1 | 1 | 0.24532 | 0 | 1
3443 | 0.32871 | 0.029441 | 0.86504 | 0 | 0 | 0 | 1 | 1 | 0.32871 | 0.029441 | 1
3444 | 0.32453 | 0.058641 | 0.86504 | 0 | 0 | 0 | 1 | 1 | 0.32453 | 0.058641 | 1
3445 | 0.21406 | 0.052559 | 0.86504 | 0 | 0 | 0 | 1 | 1 | 0.21406 | 0.052559 | 1
3446 | 0.15123 | 0.055977 | 0.86504 | 0 | 0 | 0 | 1 | 1 | 0.15123 | 0.055977 | 1
3447 | 0.083465 | 0.05501 | 0.86504 | 0 | 0 | 0 | 1 | 1 | 0.083465 | 0.05501 | 1
3448 | 0.023048 | 0.072899 | 0.86504 | 0 | 0 | 0 | 1 | 1 | 0.023048 | 0.072899 | 1
3449 | 0 | 0.058864 | 0.86504 | 0 | 0 | 0 | 1 | 1 | 0 | 0.058864 | 1
3450 | 0 | 0.044826 | 0.86504 | 0 | 0 | 1 | 1 | 1 | 0 | 0.044826 | 1
3451 | 0 | 0.018582 | 0.86504 | 0 | 0 | 1 | 1 | 1 | 0 | 0.018582 | 1
3452 | 0 | 0 | 0.86504 | 0 | 0 | 1 | 1 | 1 | 0 | 0 | 1
3453 | 0 | 0.0032225 | 0.86504 | 0 | 0 | 1 | 1 | 1 | 0 | 0.0032225 | 1
3454 | 0 | 0.0034134 | 0.86504 | 0 | 0 | 0 | 1 | 1 | 0 | 0.0034134 | 1
3455 | 0 | 0 | 0.86504 | 0 | 0 | 0 | 1 | 1 | 0 | 0 | 1
3456 | 0 | 0 | 0.86504 | 0 | 0 | 0 | 1 | 1 | 0 | 0 | 1
3457 | 0 | 0 | 0.86504 | 0 | 0 | 0 | 1 | 1 | 0 | 0 | 1
3458 | 0 | 0 | 0.86504 | 0 | 0 | 0 | 1 | 1 | 0 | 0 | 1
3459 | 0 | 0 | 0.86504 | 0 | 0 | 0 | 1 | 1 | 0 | 0 | 1
3460 | 0 | 0 | 0.86504 | 0 | 0 | 0 | 1 | 1 | 0 | 0 | 1
3461 | 0 | 0 | 0.86504 | 0 | 0 | 0 | 1 | 1 | 0 | 0 | 1
3462 | 0 | 0 | 0.86504 | 0 | 0 | 0 | 1 | 1 | 0 | 0 | 1
3463 | 0 | 0 | 0.86504 | 0 | 0 | 0 | 1 | 1 | 0 | 0 | 1
3464 | 0 | 0 | 0.86504 | 0 | 0 | 0 | 1 | 1 | 0 | 0 | 1
3465 | 0.1181 | 0 | 0.86504 | 0 | 0 | 0 | 1 | 1 | 0.1181 | 0 | 1
3466 | 0.2725 | 0 | 0.86504 | 0 | 0 | 0 | 1 | 1 | 0.2725 | 0 | 1
3467 | 0.29867 | 0.0056856 | 0.86504 | 0 | 0 | 0 | 1 | 1 | 0.29867 | 0.0056856 | 1
3468 | 0.26225 | 0.027489 | 0.86504 | 0 | 0 | 0 | 1 | 1 | 0.26225 | 0.027489 | 1
3469 | 0.16245 | 0.024641 | 0.86504 | 0 | 0 | 0 | 1 | 1 | 0.16245 | 0.024641 | 1
3470 | 0.048039 | 0.026718 | 0.86504 | 0 | 0 | 0 | 1 | 1 | 0.048039 | 0.026718 | 1
3471 | 0.03906 | 0.016093 | 0.86504 | 0 | 0 | 0 | 1 | 1 | 0.03906 | 0.016093 | 1
3472 | 0.0098611 | 0.04271 | 0.86504 | 0 | 0 | 0 | 1 | 1 | 0.0098611 | 0.04271 | 1
3473 | 0 | 0.033741 | 0.86504 | 0 | 0 | 0 | 1 | 1 | 0 | 0.033741 | 1
3474 | 0 | 0.037898 | 0.86504 | 0 | 0 | 1 | 1 | 1 | 0 | 0.037898 | 1
3475 | 0 | 0.014758 | 0.86504 | 0 | 0 | 1 | 1 | 1 | 0 | 0.014758 | 1
3476 | 0 | 0 | 0.86504 | 0 | 0 | 1 | 1 | 1 | 0 | 0 | 1
3477 | 0 | 0.020341 | 0.86504 | 0 | 0 | 1 | 1 | 1 | 0 | 0.020341 | 1
3478 | 0 | 0.020922 | 0.86504 | 0 | 0 | 0 | 1 | 1 | 0 | 0.020922 | 1
3479 | 0 | 0.0038058 | 0.86504 | 0 | 0 | 0 | 1 | 1 | 0 | 0.0038058 | 1
3480 | 0 | 0 | 0.86504 | 0 | 0 | 0 | 1 | 1 | 0 | 0 | 1
3481 | 0 | 0 | 0.86504 | 0 | 0 | 0 | 1 | 1 | 0 | 0 | 1
3482 | 0 | 0 | 0.86504 | 0 | 0 | 0 | 1 | 1 | 0 | 0 | 1
3483 | 0 | 0 | 0.86504 | 0 | 0 | 0 | 1 | 1 | 0 | 0 | 1
3484 | 0 | 0 | 0.86504 | 0 | 0 | 0 | 1 | 1 | 0 | 0 | 1
3485 | 0 | 0 | 0.86504 | 0 | 0 | 0 | 1 | 1 | 0 | 0 | 1
3486 | 0 | 0 | 0.86504 | 0 | 0 | 0 | 1 | 1 | 0 | 0 | 1
3487 | 0 | 0 | 0.86504 | 0 | 0 | 0 | 1 | 1 | 0 | 0 | 1
3488 | 0 | 0 | 0.86504 | 0 | 0 | 0 | 1 | 1 | 0 | 0 | 1
3489 | 0.19827 | 0 | 0.86504 | 0 | 0 | 0 | 1 | 1 | 0.19827 | 0 | 1
3490 | 0.33533 | 0.010334 | 0.86504 | 0 | 0 | 0 | 1 | 1 | 0.33533 | 0.010334 | 1
3491 | 0.28697 | 0.028807 | 0.86504 | 0 | 0 | 0 | 1 | 1 | 0.28697 | 0.028807 | 1
3492 | 0.20093 | 0.033015 | 0.86504 | 0 | 0 | 0 | 1 | 1 | 0.20093 | 0.033015 | 1
3493 | 0.12922 | 0.031116 | 0.86504 | 0 | 0 | 0 | 1 | 1 | 0.12922 | 0.031116 | 1
3494 | 0.018823 | 0.029269 | 0.86504 | 0 | 0 | 0 | 1 | 1 | 0.018823 | 0.029269 | 1
3495 | 0.027456 | 0.019013 | 0.86504 | 0 | 0 | 0 | 1 | 1 | 0.027456 | 0.019013 | 1
3496 | 0 | 0.041685 | 0.86504 | 0 | 0 | 0 | 1 | 1 | 0 | 0.041685 | 1
3497 | 0 | 0.024715 | 0.86504 | 0 | 0 | 0 | 1 | 1 | 0 | 0.024715 | 1
3498 | 0 | 0.031155 | 0.86504 | 0 | 0 | 1 | 1 | 1 | 0 | 0.031155 | 1
3499 | 0 | 0.010784 | 0.86504 | 0 | 0 | 1 | 1 | 1 | 0 | 0.010784 | 1
3500 | 0 | 0.0041193 | 0.86504 | 0 | 0 | 1 | 1 | 1 | 0 | 0.0041193 | 1
3501 | 0 | 0.014554 | 0.86504 | 0 | 0 | 1 | 1 | 1 | 0 | 0.014554 | 1
3502 | 0 | 0.0080235 | 0.86504 | 0 | 0 | 0 | 1 | 1 | 0 | 0.0080235 | 1
3503 | 0 | 0.001684 | 0.86504 | 0 | 0 | 0 | 1 | 1 | 0 | 0.001684 | 1
3504 | 0 | 0 | 0.86504 | 0 | 0 | 0 | 1 | 1 | 0 | 0 | 1
3505 | 0 | 0 | 0.86504 | 0 | 0 | 0 | 1 | 1 | 0 | 0 | 1
3506 | 0 | 0 | 0.86504 | 0 | 0 | 0 | 1 | 1 | 0 | 0 | 1
3507 | 0 | 0 | 0.86504 | 0 | 0 | 0 | 1 | 1 | 0 | 0 | 1
3508 | 0 | 0 | 0.86504 | 0 | 0 | 0 | 1 | 1 | 0 | 0 | 1
3509 | 0 | 0 | 0.86504 | 0 | 0 | 0 | 1 | 1 | 0 | 0 | 1
3510 | 0 | 0 | 0.86504 | 0 | 0 | 0 | 1 | 1 | 0 | 0 | 1
3511 | 0 | 0 | 0.86504 | 0 | 0 | 0 | 1 | 1 | 0 | 0 | 1
3512 | 0 | 0 | 0.86504 | 0 | 0 | 0 | 1 | 1 | 0 | 0 | 1
3513 | 0.14923 | 0 | 0.86504 | 0 | 0 | 0 | 1 | 1 | 0.14923 | 0 | 1
3514 | 0.28599 | 0.0051232 | 0.86504 | 0 | 0 | 0 | 1 | 1 | 0.28599 | 0.0051232 | 1
3515 | 0.27606 | 0.0087854 | 0.86504 | 0 | 0 | 0 | 1 | 1 | 0.27606 | 0.0087854 | 1
3516 | 0.19608 | 0.020275 | 0.86504 | 0 | 0 | 0 | 1 | 1 | 0.19608 | 0.020275 | 1
3517 | 0.18482 | 0.03993 | 0.86504 | 0 | 0 | 0 | 1 | 1 | 0.18482 | 0.03993 | 1
3518 | 0.11086 | 0.039146 | 0.86504 | 0 | 0 | 0 | 1 | 1 | 0.11086 | 0.039146 | 1
3519 | 0.068801 | 0.034924 | 0.86504 | 0 | 0 | 0 | 1 | 1 | 0.068801 | 0.034924 | 1
3520 | 0.033146 | 0.039449 | 0.86504 | 0 | 0 | 0 | 1 | 1 | 0.033146 | 0.039449 | 1
3521 | 0 | 0.031632 | 0.86504 | 0 | 0 | 0 | 1 | 1 | 0 | 0.031632 | 1
3522 | 0 | 0.020055 | 0.86504 | 0 | 0 | 1 | 1 | 1 | 0 | 0.020055 | 1
3523 | 0 | 0.013465 | 0.86504 | 0 | 0 | 1 | 1 | 1 | 0 | 0.013465 | 1
3524 | 0 | 0.0015992 | 0.86504 | 0 | 0 | 1 | 1 | 1 | 0 | 0.0015992 | 1
3525 | 0 | 0.011896 | 0.86504 | 0 | 0 | 1 | 1 | 1 | 0 | 0.011896 | 1
3526 | 0 | 0.00034401 | 0.86504 | 0 | 0 | 0 | 1 | 1 | 0 | 0.00034401 | 1
3527 | 0 | 0.00057696 | 0.86504 | 0 | 0 | 0 | 1 | 1 | 0 | 0.00057696 | 1
3528 | 0 | 0 | 0.86504 | 0 | 0 | 0 | 1 | 1 | 0 | 0 | 1
3529 | 0 | 0 | 0.86504 | 0 | 0 | 0 | 1 | 1 | 0 | 0 | 1
3530 | 0 | 0 | 0.86504 | 0 | 0 | 0 | 1 | 1 | 0 | 0 | 1
3531 | 0 | 0 | 0.86504 | 0 | 0 | 0 | 1 | 1 | 0 | 0 | 1
3532 | 0 | 0 | 0.86504 | 0 | 0 | 0 | 1 | 1 | 0 | 0 | 1
3533 | 0 | 0 | 0.86504 | 0 | 0 | 0 | 1 | 1 | 0 | 0 | 1
3534 | 0 | 0 | 0.86504 | 0 | 0 | 0 | 1 | 1 | 0 | 0 | 1
3535 | 0 | 0 | 0.86504 | 0 | 0 | 0 | 1 | 1 | 0 | 0 | 1
3536 | 0 | 0 | 0.86504 | 0 | 0 | 0 | 1 | 1 | 0 | 0 | 1
3537 | 0.092416 | 0 | 0.86504 | 0 | 0 | 0 | 1 | 1 | 0.092416 | 0 | 1
3538 | 0.25322 | 0 | 0.86504 | 0 | 0 | 0 | 1 | 1 | 0.25322 | 0 | 1
3539 | 0.30915 | 0 | 0.86504 | 0 | 0 | 0 | 1 | 1 | 0.30915 | 0 | 1
3540 | 0.23831 | 0 | 0.86504 | 0 | 0 | 0 | 1 | 1 | 0.23831 | 0 | 1
3541 | 0.2275 | 0.004108 | 0.86504 | 0 | 0 | 0 | 1 | 1 | 0.2275 | 0.004108 | 1
3542 | 0.21232 | 0.011856 | 0.86504 | 0 | 0 | 0 | 1 | 1 | 0.21232 | 0.011856 | 1
3543 | 0.049496 | 0.016165 | 0.86504 | 0 | 0 | 0 | 1 | 1 | 0.049496 | 0.016165 | 1
3544 | 0 | 2.7225e-05 | 0.86504 | 0 | 0 | 0 | 1 | 1 | 0 | 2.7225e-05 | 1
3545 | 0 | 0 | 0.86504 | 0 | 0 | 0 | 1 | 1 | 0 | 0 | 1
3546 | 0 | 0 | 0.86504 | 0 | 0 | 1 | 1 | 1 | 0 | 0 | 1
3547 | 0 | 0 | 0.86504 | 0 | 0 | 1 | 1 | 1 | 0 | 0 | 1
3548 | 0 | 0 | 0.86504 | 0 | 0 | 1 | 1 | 1 | 0 | 0 | 1
3549 | 0 | 0 | 0.86504 | 0 | 0 | 1 | 1 | 1 | 0 | 0 | 1
3550 | 0 | 0 | 0.86504 | 0 | 0 | 0 | 1 | 1 | 0 | 0 | 1
3551 | 0 | 0 | 0.86504 | 0 | 0 | 0 | 1 | 1 | 0 | 0 | 1
3552 | 0 | 0 | 0.86504 | 0 | 0 | 0 | 1 | 1 | 0 | 0 | 1
3553 | 0 | 0 | 0.86504 | 0 | 0 | 0 | 1 | 1 | 0 | 0 | 1
3554 | 0 | 0 | 0.86504 | 0 | 0 | 0 | 1 | 1 | 0 | 0 | 1
3555 | 0 | 0 | 0.86504 | 0 | 0 | 0 | 1 | 1 | 0 | 0 | 1
3556 | 0 | 0 | 0.86504 | 0 | 0 | 0 | 1 | 1 | 0 | 0 | 1
3557 | 0 | 0 | 0.86504 | 0 | 0 | 0 | 1 | 1 | 0 | 0 | 1
3558 | 0 | 0 | 0.86504 | 0 | 0 | 0 | 1 | 1 | 0 | 0 | 1
3559 | 0 | 0 | 0.86504 | 0 | 0 | 0 | 1 | 1 | 0 | 0 | 1
3560 | 0 | 0 | 0.86504 | 0 | 0 | 0 | 1 | 1 | 0 | 0 | 1
3561 | 0.054521 | 0 | 0.86504 | 0 | 0 | 0 | 1 | 1 | 0.054521 | 0 | 1
3562 | 0.16764 | 0 | 0.86504 | 0 | 0 | 0 | 1 | 1 | 0.16764 | 0 | 1
3563 | 0.22922 | 0 | 0.86504 | 0 | 0 | 0 | 1 | 1 | 0.22922 | 0 | 1
3564 | 0.2097 | 0.0051694 | 0.86504 | 0 | 0 | 0 | 1 | 1 | 0.2097 | 0.0051694 | 1
3565 | 0.19214 | 0.03057 | 0.86504 | 0 | 0 | 0 | 1 | 1 | 0.19214 | 0.03057 | 1
3566 | 0.17501 | 0.057102 | 0.86504 | 0 | 0 | 0 | 1 | 1 | 0.17501 | 0.057102 | 1
3567 | 0.012912 | 0.056775 | 0.86504 | 0 | 0 | 0 | 1 | 1 | 0.012912 | 0.056775 | 1
3568 | 0 | 0.045833 | 0.86504 | 0 | 0 | 0 | 1 | 1 | 0 | 0.045833 | 1
3569 | 0 | 0.045394 | 0.86504 | 0 | 0 | 0 | 1 | 1 | 0 | 0.045394 | 1
3570 | 0 | 0.038686 | 0.86504 | 0 | 0 | 1 | 1 | 1 | 0 | 0.038686 | 1
3571 | 0 | 0.039845 | 0.86504 | 0 | 0 | 1 | 1 | 1 | 0 | 0.039845 | 1
3572 | 0 | 0.028335 | 0.86504 | 0 | 0 | 1 | 1 | 1 | 0 | 0.028335 | 1
3573 | 0 | 0.012071 | 0.86504 | 0 | 0 | 1 | 1 | 1 | 0 | 0.012071 | 1
3574 | 0 | 0 | 0.86504 | 0 | 0 | 0 | 1 | 1 | 0 | 0 | 1
3575 | 0 | 0 | 0.86504 | 0 | 0 | 0 | 1 | 1 | 0 | 0 | 1
3576 | 0 | 0 | 0.86504 | 0 | 0 | 0 | 1 | 1 | 0 | 0 | 1
3577 | 0 | 0 | 0.86504 | 0 | 0 | 0 | 1 | 1 | 0 | 0 | 1
3578 | 0 | 0 | 0.86504 | 0 | 0 | 0 | 1 | 1 | 0 | 0 | 1
3579 | 0 | 0 | 0.86504 | 0 | 0 | 0 | 1 | 1 | 0 | 0 | 1
3580 | 0 | 0 | 0.86504 | 0 | 0 | 0 | 1 | 1 | 0 | 0 | 1
3581 | 0 | 0 | 0.86504 | 0 | 0 | 0 | 1 | 1 | 0 | 0 | 1
3582 | 0 | 0 | 0.86504 | 0 | 0 | 0 | 1 | 1 | 0 | 0 | 1
3583 | 0 | 0 | 0.86504 | 0 | 0 | 0 | 1 | 1 | 0 | 0 | 1
3584 | 0 | 0 | 0.86504 | 0 | 0 | 0 | 1 | 1 | 0 | 0 | 1
3585 | 0.045503 | 0 | 0.86504 | 0 | 0 | 0 | 1 | 1 | 0.045503 | 0 | 1
3586 | 0.11048 | 0 | 0.86504 | 0 | 0 | 0 | 1 | 1 | 0.11048 | 0 | 1
3587 | 0.1929 | 0.03035 | 0.86504 | 0 | 0 | 0 | 1 | 1 | 0.1929 | 0.03035 | 1
3588 | 0.17186 | 0.071607 | 0.86504 | 0 | 0 | 0 | 1 | 1 | 0.17186 | 0.071607 | 1
3589 | 0.15247 | 0.093098 | 0.86504 | 0 | 0 | 0 | 1 | 1 | 0.15247 | 0.093098 | 1
3590 | 0.12068 | 0.13123 | 0.86504 | 0 | 0 | 0 | 1 | 1 | 0.12068 | 0.13123 | 1
3591 | 0 | 0.13259 | 0.86504 | 0 | 0 | 0 | 1 | 1 | 0 | 0.13259 | 1
3592 | 0 | 0.11764 | 0.86504 | 0 | 0 | 0 | 1 | 1 | 0 | 0.11764 | 1
3593 | 0 | 0.10757 | 0.86504 | 0 | 0 | 0 | 1 | 1 | 0 | 0.10757 | 1
3594 | 0 | 0.10549 | 0.86504 | 0 | 0 | 1 | 1 | 1 | 0 | 0.10549 | 1
3595 | 0 | 0.11238 | 0.86504 | 0 | 0 | 1 | 1 | 1 | 0 | 0.11238 | 1
3596 | 0 | 0.095843 | 0.86504 | 0 | 0 | 1 | 1 | 1 | 0 | 0.095843 | 1
3597 | 0 | 0.055503 | 0.86504 | 0 | 0 | 1 | 1 | 1 | 0 | 0.055503 | 1
3598 | 0 | 0.046485 | 0.86504 | 0 | 0 | 0 | 1 | 1 | 0 | 0.046485 | 1
3599 | 0 | 0.030316 | 0.86504 | 0 | 0 | 0 | 1 | 1 | 0 | 0.030316 | 1
3600 | 0 | 0.011325 | 0.86504 | 0 | 0 | 0 | 1 | 1 | 0 | 0.011325 | 1
3601 | 0 | 0 | 0.86504 | 0 | 0 | 0 | 1 | 1 | 0 | 0 | 1
3602 | 0 | 0 | 0.86504 | 0 | 0 | 0 | 1 | 1 | 0 | 0 | 1
3603 | 0 | 0 | 0.86504 | 0 | 0 | 0 | 1 | 1 | 0 | 0 | 1
3604 | 0 | 0 | 0.86504 | 0 | 0 | 0 | 1 | 1 | 0 | 0 | 1
3605 | 0 | 0 | 0.86504 | 0 | 0 | 0 | 1 | 1 | 0 | 0 | 1
3606 | 0 | 0 | 0.86504 | 0 | 0 | 0 | 1 | 1 | 0 | 0 | 1
3607 | 0 | 0 | 0.86504 | 0 | 0 | 0 | 1 | 1 | 0 | 0 | 1
3608 | 0 | 0.0019487 | 0.86504 | 0 | 0 | 0 | 1 | 1 | 0 | 0.0019487 | 1
3609 | 0.057389 | 0.036861 | 0.86504 | 0 | 0 | 0 | 1 | 1 | 0.057389 | 0.036861 | 1
3610 | 0.10499 | 0.082231 | 0.86504 | 0 | 0 | 0 | 1 | 1 | 0.10499 | 0.082231 | 1
3611 | 0.16061 | 0.13823 | 0.86504 | 0 | 0 | 0 | 1 | 1 | 0.16061 | 0.13823 | 1
3612 | 0.12291 | 0.19272 | 0.86504 | 0 | 0 | 0 | 1 | 1 | 0.12291 | 0.19272 | 1
3613 | 0.076365 | 0.22699 | 0.86504 | 0 | 0 | 0 | 1 | 1 | 0.076365 | 0.22699 | 1
3614 | 0.076943 | 0.27476 | 0.86504 | 0 | 0 | 0 | 1 | 1 | 0.076943 | 0.27476 | 1
3615 | 0.016037 | 0.28049 | 0.86504 | 0 | 0 | 0 | 1 | 1 | 0.016037 | 0.28049 | 1
3616 | 0 | 0.24089 | 0.86504 | 0 | 0 | 0 | 1 | 1 | 0 | 0.24089 | 1
3617 | 0 | 0.24033 | 0.86504 | 0 | 0 | 0 | 1 | 1 | 0 | 0.24033 | 1
3618 | 0 | 0.22668 | 0.86504 | 0 | 0 | 1 | 1 | 1 | 0 | 0.22668 | 1
3619 | 0 | 0.21711 | 0.86504 | 0 | 0 | 1 | 1 | 1 | 0 | 0.21711 | 1
3620 | 0 | 0.17749 | 0.86504 | 0 | 0 | 1 | 1 | 1 | 0 | 0.17749 | 1
3621 | 0 | 0.14258 | 0.86504 | 0 | 0 | 1 | 1 | 1 | 0 | 0.14258 | 1
3622 | 0 | 0.14745 | 0.86504 | 0 | 0 | 0 | 1 | 1 | 0 | 0.14745 | 1
3623 | 0 | 0.1208 | 0.86504 | 0 | 0 | 0 | 1 | 1 | 0 | 0.1208 | 1
3624 | 0 | 0.11096 | 0.86504 | 0 | 0 | 0 | 1 | 1 | 0 | 0.11096 | 1
3625 | 0 | 0 | 0.86504 | 0 | 0 | 0 | 1 | 1 | 0 | 0 | 1
3626 | 0 | 0.056905 | 0.86504 | 0 | 0 | 0 | 1 | 1 | 0 | 0.056905 | 1
3627 | 0 | 0.060766 | 0.86504 | 0 | 0 | 0 | 1 | 1 | 0 | 0.060766 | 1
3628 | 0 | 0.066591 | 0.86504 | 0 | 0 | 0 | 1 | 1 | 0 | 0.066591 | 1
3629 | 0 | 0.062457 | 0.86504 | 0 | 0 | 0 | 1 | 1 | 0 | 0.062457 | 1
3630 | 0 | 0.060213 | 0.86504 | 0 | 0 | 0 | 1 | 1 | 0 | 0.060213 | 1
3631 | 0 | 0.068698 | 0.86504 | 0 | 0 | 0 | 1 | 1 | 0 | 0.068698 | 1
3632 | 0 | 0.08799 | 0.86504 | 0 | 0 | 0 | 1 | 1 | 0 | 0.08799 | 1
3633 | 0.024614 | 0.13106 | 0.86504 | 0 | 0 | 0 | 1 | 1 | 0.024614 | 0.13106 | 1
3634 | 0.09389 | 0.17481 | 0.86504 | 0 | 0 | 0 | 1 | 1 | 0.09389 | 0.17481 | 1
3635 | 0.1443 | 0.20033 | 0.86504 | 0 | 0 | 0 | 1 | 1 | 0.1443 | 0.20033 | 1
3636 | 0.11846 | 0.21719 | 0.86504 | 0 | 0 | 0 | 1 | 1 | 0.11846 | 0.21719 | 1
3637 | 0.083387 | 0.23848 | 0.86504 | 0 | 0 | 0 | 1 | 1 | 0.083387 | 0.23848 | 1
3638 | 0.11716 | 0.27866 | 0.86504 | 0 | 0 | 0 | 1 | 1 | 0.11716 | 0.27866 | 1
3639 | 0.05226 | 0.28419 | 0.86504 | 0 | 0 | 0 | 1 | 1 | 0.05226 | 0.28419 | 1
3640 | 0 | 0.23036 | 0.86504 | 0 | 0 | 0 | 1 | 1 | 0 | 0.23036 | 1
3641 | 0 | 0.21544 | 0.86504 | 0 | 0 | 0 | 1 | 1 | 0 | 0.21544 | 1
3642 | 0 | 0.17937 | 0.86504 | 0 | 0 | 1 | 1 | 1 | 0 | 0.17937 | 1
3643 | 0 | 0.14876 | 0.86504 | 0 | 0 | 1 | 1 | 1 | 0 | 0.14876 | 1
3644 | 0 | 0.11196 | 0.86504 | 0 | 0 | 1 | 1 | 1 | 0 | 0.11196 | 1
3645 | 0 | 0.10067 | 0.86504 | 0 | 0 | 1 | 1 | 1 | 0 | 0.10067 | 1
3646 | 0 | 0.095946 | 0.86504 | 0 | 0 | 0 | 1 | 1 | 0 | 0.095946 | 1
3647 | 0 | 0.054506 | 0.86504 | 0 | 0 | 0 | 1 | 1 | 0 | 0.054506 | 1
3648 | 0 | 0.051246 | 0.86504 | 0 | 0 | 0 | 1 | 1 | 0 | 0.051246 | 1
3649 | 0 | 0.089979 | 1 | 0 | 0 | 0 | 1 | 1 | 0 | 0.089979 | 1
3650 | 0 | 0.021475 | 1 | 0 | 0 | 0 | 1 | 1 | 0 | 0.021475 | 1
3651 | 0 | 0.036852 | 1 | 0 | 0 | 0 | 1 | 1 | 0 | 0.036852 | 1
3652 | 0 | 0.027888 | 1 | 0 | 0 | 0 | 1 | 1 | 0 | 0.027888 | 1
3653 | 0 | 0.021125 | 1 | 0 | 0 | 0 | 1 | 1 | 0 | 0.021125 | 1
3654 | 0 | 0.017299 | 1 | 0 | 0 | 0 | 1 | 1 | 0 | 0.017299 | 1
3655 | 0 | 0.023368 | 1 | 0 | 0 | 0 | 1 | 1 | 0 | 0.023368 | 1
3656 | 0 | 0.037275 | 1 | 0 | 0 | 0 | 1 | 1 | 0 | 0.037275 | 1
3657 | 0.083715 | 0.084122 | 1 | 0 | 0 | 0 | 1 | 1 | 0.083715 | 0.084122 | 1
3658 | 0.17418 | 0.12947 | 1 | 0 | 0 | 0 | 1 | 1 | 0.17418 | 0.12947 | 1
3659 | 0.1682 | 0.16553 | 1 | 0 | 0 | 0 | 1 | 1 | 0.1682 | 0.16553 | 1
3660 | 0.18359 | 0.18095 | 1 | 0 | 0 | 0 | 1 | 1 | 0.18359 | 0.18095 | 1
3661 | 0.12761 | 0.20532 | 1 | 0 | 0 | 0 | 1 | 1 | 0.12761 | 0.20532 | 1
3662 | 0.13086 | 0.22081 | 1 | 0 | 0 | 0 | 1 | 1 | 0.13086 | 0.22081 | 1
3663 | 0.1665 | 0.21151 | 1 | 0 | 0 | 0 | 1 | 1 | 0.1665 | 0.21151 | 1
3664 | 0.080355 | 0.19583 | 1 | 0 | 0 | 0 | 1 | 1 | 0.080355 | 0.19583 | 1
3665 | 0 | 0.18306 | 1 | 0 | 0 | 0 | 1 | 1 | 0 | 0.18306 | 1
3666 | 0 | 0.13548 | 1 | 0 | 0 | 1 | 1 | 1 | 0 | 0.13548 | 1
3667 | 0 | 0.10754 | 1 | 0 | 0 | 1 | 1 | 1 | 0 | 0.10754 | 1
3668 | 0 | 0.075457 | 1 | 0 | 0 | 1 | 1 | 1 | 0 | 0.075457 | 1
3669 | 0 | 0.097819 | 1 | 0 | 0 | 1 | 1 | 1 | 0 | 0.097819 | 1
3670 | 0 | 0.091541 | 1 | 0 | 0 | 0 | 1 | 1 | 0 | 0.091541 | 1
3671 | 0 | 0.049276 | 1 | 0 | 0 | 0 | 1 | 1 | 0 | 0.049276 | 1
3672 | 0 | 0.073173 | 1 | 0 | 0 | 0 | 1 | 1 | 0 | 0.073173 | 1
3673 | 0 | 0.044054 | 0.98812 | 0 | 0 | 0 | 1 | 1 | 0 | 0.044054 | 1
3674 | 0 | 0.050917 | 0.98812 | 0 | 0 | 0 | 1 | 1 | 0 | 0.050917 | 1
3675 | 0 | 0.045416 | 0.98812 | 0 | 0 | 0 | 1 | 1 | 0 | 0.045416 | 1
3676 | 0 | 0.021604 | 0.98812 | 0 | 0 | 0 | 1 | 1 | 0 | 0.021604 | 1
3677 | 0 | 0.016457 | 0.98812 | 0 | 0 | 0 | 1 | 1 | 0 | 0.016457 | 1
3678 | 0 | 0.0080807 | 0.98812 | 0 | 0 | 0 | 1 | 1 | 0 | 0.0080807 | 1
3679 | 0 | 0.020675 | 0.98812 | 0 | 0 | 0 | 1 | 1 | 0 | 0.020675 | 1
3680 | 0 | 0.035218 | 0.98812 | 0 | 0 | 0 | 1 | 1 | 0 | 0.035218 | 1
3681 | 0.053353 | 0.072454 | 0.98812 | 0 | 0 | 0 | 1 | 1 | 0.053353 | 0.072454 | 1
3682 | 0.085846 | 0.10925 | 0.98812 | 0 | 0 | 0 | 1 | 1 | 0.085846 | 0.10925 | 1
3683 | 0.16134 | 0.14423 | 0.98812 | 0 | 0 | 0 | 1 | 1 | 0.16134 | 0.14423 | 1
3684 | 0.19696 | 0.15748 | 0.98812 | 0 | 0 | 0 | 1 | 1 | 0.19696 | 0.15748 | 1
3685 | 0.21462 | 0.17844 | 0.98812 | 0 | 0 | 0 | 1 | 1 | 0.21462 | 0.17844 | 1
3686 | 0.21176 | 0.19052 | 0.98812 | 0 | 0 | 0 | 1 | 1 | 0.21176 | 0.19052 | 1
3687 | 0.22335 | 0.17307 | 0.98812 | 0 | 0 | 0 | 1 | 1 | 0.22335 | 0.17307 | 1
3688 | 0.16691 | 0.17701 | 0.98812 | 0 | 0 | 0 | 1 | 1 | 0.16691 | 0.17701 | 1
3689 | 0.042984 | 0.14721 | 0.98812 | 0 | 0 | 0 | 1 | 1 | 0.042984 | 0.14721 | 1
3690 | 0 | 0.10279 | 0.98812 | 0 | 0 | 1 | 1 | 1 | 0 | 0.10279 | 1
3691 | 0 | 0.090982 | 0.98812 | 0 | 0 | 1 | 1 | 1 | 0 | 0.090982 | 1
3692 | 0 | 0.063858 | 0.98812 | 0 | 0 | 1 | 1 | 1 | 0 | 0.063858 | 1
3693 | 0 | 0.069294 | 0.98812 | 0 | 0 | 1 | 1 | 1 | 0 | 0.069294 | 1
3694 | 0 | 0.069404 | 0.98812 | 0 | 0 | 0 | 1 | 1 | 0 | 0.069404 | 1
3695 | 0 | 0.041249 | 0.98812 | 0 | 0 | 0 | 1 | 1 | 0 | 0.041249 | 1
3696 | 0 | 0.035196 | 0.98812 | 0 | 0 | 0 | 1 | 1 | 0 | 0.035196 | 1
3697 | 0 | 0.073592 | 0.98812 | 0 | 0 | 0 | 1 | 1 | 0 | 0.073592 | 1
3698 | 0 | 0.020933 | 0.98812 | 0 | 0 | 0 | 1 | 1 | 0 | 0.020933 | 1
3699 | 0 | 0.021215 | 0.98812 | 0 | 0 | 0 | 1 | 1 | 0 | 0.021215 | 1
3700 | 0 | 0 | 0.98812 | 0 | 0 | 0 | 1 | 1 | 0 | 0 | 1
3701 | 0 | 0 | 0.98812 | 0 | 0 | 0 | 1 | 1 | 0 | 0 | 1
3702 | 0 | 0 | 0.98812 | 0 | 0 | 0 | 1 | 1 | 0 | 0 | 1
3703 | 0 | 0 | 0.98812 | 0 | 0 | 0 | 1 | 1 | 0 | 0 | 1
3704 | 0 | 5.5743e-05 | 0.98812 | 0 | 0 | 0 | 1 | 1 | 0 | 5.5743e-05 | 1
3705 | 0.1089 | 0.031082 | 0.98812 | 0 | 0 | 0 | 1 | 1 | 0.1089 | 0.031082 | 1
3706 | 0.15618 | 0.062962 | 0.98812 | 0 | 0 | 0 | 1 | 1 | 0.15618 | 0.062962 | 1
3707 | 0.2594 | 0.097676 | 0.98812 | 0 | 0 | 0 | 1 | 1 | 0.2594 | 0.097676 | 1
3708 | 0.31433 | 0.12463 | 0.98812 | 0 | 0 | 0 | 1 | 1 | 0.31433 | 0.12463 | 1
3709 | 0.29135 | 0.15278 | 0.98812 | 0 | 0 | 0 | 1 | 1 | 0.29135 | 0.15278 | 1
3710 | 0.26474 | 0.1597 | 0.98812 | 0 | 0 | 0 | 1 | 1 | 0.26474 | 0.1597 | 1
3711 | 0.27766 | 0.14025 | 0.98812 | 0 | 0 | 0 | 1 | 1 | 0.27766 | 0.14025 | 1
3712 | 0.20785 | 0.14443 | 0.98812 | 0 | 0 | 0 | 1 | 1 | 0.20785 | 0.14443 | 1
3713 | 0.069297 | 0.11569 | 0.98812 | 0 | 0 | 0 | 1 | 1 | 0.069297 | 0.11569 | 1
3714 | 0 | 0.096753 | 0.98812 | 0 | 0 | 1 | 1 | 1 | 0 | 0.096753 | 1
3715 | 0 | 0.094869 | 0.98812 | 0 | 0 | 1 | 1 | 1 | 0 | 0.094869 | 1
3716 | 0 | 0.057019 | 0.98812 | 0 | 0 | 1 | 1 | 1 | 0 | 0.057019 | 1
3717 | 0 | 0.043532 | 0.98812 | 0 | 0 | 1 | 1 | 1 | 0 | 0.043532 | 1
3718 | 0 | 0.05285 | 0.98812 | 0 | 0 | 0 | 1 | 1 | 0 | 0.05285 | 1
3719 | 0 | 0.050566 | 0.98812 | 0 | 0 | 0 | 1 | 1 | 0 | 0.050566 | 1
3720 | 0 | 0.048494 | 0.98812 | 0 | 0 | 0 | 1 | 1 | 0 | 0.048494 | 1
3721 | 0 | 0.028326 | 0.98812 | 0 | 0 | 0 | 1 | 1 | 0 | 0.028326 | 1
3722 | 0 | 0.031151 | 0.98812 | 0 | 0 | 0 | 1 | 1 | 0 | 0.031151 | 1
3723 | 0 | 0.026467 | 0.98812 | 0 | 0 | 0 | 1 | 1 | 0 | 0.026467 | 1
3724 | 0 | 0.021122 | 0.98812 | 0 | 0 | 0 | 1 | 1 | 0 | 0.021122 | 1
3725 | 0 | 0.016424 | 0.98812 | 0 | 0 | 0 | 1 | 1 | 0 | 0.016424 | 1
3726 | 0 | 0.0092959 | 0.98812 | 0 | 0 | 0 | 1 | 1 | 0 | 0.0092959 | 1
3727 | 0 | 0.024048 | 0.98812 | 0 | 0 | 0 | 1 | 1 | 0 | 0.024048 | 1
3728 | 0 | 0.039214 | 0.98812 | 0 | 0 | 0 | 1 | 1 | 0 | 0.039214 | 1
3729 | 0.10221 | 0.066299 | 0.98812 | 0 | 0 | 0 | 1 | 1 | 0.10221 | 0.066299 | 1
3730 | 0.17228 | 0.090765 | 0.98812 | 0 | 0 | 0 | 1 | 1 | 0.17228 | 0.090765 | 1
3731 | 0.3097 | 0.1235 | 0.98812 | 0 | 0 | 0 | 1 | 1 | 0.3097 | 0.1235 | 1
3732 | 0.35185 | 0.15472 | 0.98812 | 0 | 0 | 0 | 1 | 1 | 0.35185 | 0.15472 | 1
3733 | 0.31995 | 0.17247 | 0.98812 | 0 | 0 | 0 | 1 | 1 | 0.31995 | 0.17247 | 1
3734 | 0.31999 | 0.18006 | 0.98812 | 0 | 0 | 0 | 1 | 1 | 0.31999 | 0.18006 | 1
3735 | 0.28697 | 0.16744 | 0.98812 | 0 | 0 | 0 | 1 | 1 | 0.28697 | 0.16744 | 1
3736 | 0.15839 | 0.15349 | 0.98812 | 0 | 0 | 0 | 1 | 1 | 0.15839 | 0.15349 | 1
3737 | 0.042231 | 0.12341 | 0.98812 | 0 | 0 | 0 | 1 | 1 | 0.042231 | 0.12341 | 1
3738 | 0 | 0.12753 | 0.98812 | 0 | 0 | 1 | 1 | 1 | 0 | 0.12753 | 1
3739 | 0 | 0.10666 | 0.98812 | 0 | 0 | 1 | 1 | 1 | 0 | 0.10666 | 1
3740 | 0 | 0.068079 | 0.98812 | 0 | 0 | 1 | 1 | 1 | 0 | 0.068079 | 1
3741 | 0 | 0.049262 | 0.98812 | 0 | 0 | 1 | 1 | 1 | 0 | 0.049262 | 1
3742 | 0 | 0.050214 | 0.98812 | 0 | 0 | 0 | 1 | 1 | 0 | 0.050214 | 1
3743 | 0 | 0.068059 | 0.98812 | 0 | 0 | 0 | 1 | 1 | 0 | 0.068059 | 1
3744 | 0 | 0.050249 | 0.98812 | 0 | 0 | 0 | 1 | 1 | 0 | 0.050249 | 1
3745 | 0 | 0.045717 | 0.98812 | 0 | 0 | 0 | 1 | 1 | 0 | 0.045717 | 1
3746 | 0 | 0.0088745 | 0.98812 | 0 | 0 | 0 | 1 | 1 | 0 | 0.0088745 | 1
3747 | 0 | 0.016913 | 0.98812 | 0 | 0 | 0 | 1 | 1 | 0 | 0.016913 | 1
3748 | 0 | 0.035326 | 0.98812 | 0 | 0 | 0 | 1 | 1 | 0 | 0.035326 | 1
3749 | 0 | 0.036855 | 0.98812 | 0 | 0 | 0 | 1 | 1 | 0 | 0.036855 | 1
3750 | 0 | 0.02782 | 0.98812 | 0 | 0 | 0 | 1 | 1 | 0 | 0.02782 | 1
3751 | 0 | 0.047212 | 0.98812 | 0 | 0 | 0 | 1 | 1 | 0 | 0.047212 | 1
3752 | 0 | 0.075504 | 0.98812 | 0 | 0 | 0 | 1 | 1 | 0 | 0.075504 | 1
3753 | 0.099479 | 0.10104 | 0.98812 | 0 | 0 | 0 | 1 | 1 | 0.099479 | 0.10104 | 1
3754 | 0.25241 | 0.13086 | 0.98812 | 0 | 0 | 0 | 1 | 1 | 0.25241 | 0.13086 | 1
3755 | 0.35015 | 0.15743 | 0.98812 | 0 | 0 | 0 | 1 | 1 | 0.35015 | 0.15743 | 1
3756 | 0.37935 | 0.18363 | 0.98812 | 0 | 0 | 0 | 1 | 1 | 0.37935 | 0.18363 | 1
3757 | 0.34139 | 0.19262 | 0.98812 | 0 | 0 | 0 | 1 | 1 | 0.34139 | 0.19262 | 1
3758 | 0.3787 | 0.19939 | 0.98812 | 0 | 0 | 0 | 1 | 1 | 0.3787 | 0.19939 | 1
3759 | 0.34569 | 0.18774 | 0.98812 | 0 | 0 | 0 | 1 | 1 | 0.34569 | 0.18774 | 1
3760 | 0.19158 | 0.17202 | 0.98812 | 0 | 0 | 0 | 1 | 1 | 0.19158 | 0.17202 | 1
3761 | 0.047358 | 0.13798 | 0.98812 | 0 | 0 | 0 | 1 | 1 | 0.047358 | 0.13798 | 1
3762 | 0 | 0.14876 | 0.98812 | 0 | 0 | 1 | 1 | 1 | 0 | 0.14876 | 1
3763 | 0 | 0.12913 | 0.98812 | 0 | 0 | 1 | 1 | 1 | 0 | 0.12913 | 1
3764 | 0 | 0.085107 | 0.98812 | 0 | 0 | 1 | 1 | 1 | 0 | 0.085107 | 1
3765 | 0 | 0.070681 | 0.98812 | 0 | 0 | 1 | 1 | 1 | 0 | 0.070681 | 1
3766 | 0 | 0.060836 | 0.98812 | 0 | 0 | 0 | 1 | 1 | 0 | 0.060836 | 1
3767 | 0 | 0.074915 | 0.98812 | 0 | 0 | 0 | 1 | 1 | 0 | 0.074915 | 1
3768 | 0 | 0.072595 | 0.98812 | 0 | 0 | 0 | 1 | 1 | 0 | 0.072595 | 1
3769 | 0 | 0.039737 | 0.98812 | 0 | 0 | 0 | 1 | 1 | 0 | 0.039737 | 1
3770 | 0 | 0.050214 | 0.98812 | 0 | 0 | 0 | 1 | 1 | 0 | 0.050214 | 1
3771 | 0 | 0.046178 | 0.98812 | 0 | 0 | 0 | 1 | 1 | 0 | 0.046178 | 1
3772 | 0 | 0.056016 | 0.98812 | 0 | 0 | 0 | 1 | 1 | 0 | 0.056016 | 1
3773 | 0 | 0.063231 | 0.98812 | 0 | 0 | 0 | 1 | 1 | 0 | 0.063231 | 1
3774 | 0 | 0.04942 | 0.98812 | 0 | 0 | 0 | 1 | 1 | 0 | 0.04942 | 1
3775 | 0 | 0.070666 | 0.98812 | 0 | 0 | 0 | 1 | 1 | 0 | 0.070666 | 1
3776 | 0 | 0.093383 | 0.98812 | 0 | 0 | 0 | 1 | 1 | 0 | 0.093383 | 1
3777 | 0.099301 | 0.11583 | 0.98812 | 0 | 0 | 0 | 1 | 1 | 0.099301 | 0.11583 | 1
3778 | 0.2766 | 0.14781 | 0.98812 | 0 | 0 | 0 | 1 | 1 | 0.2766 | 0.14781 | 1
3779 | 0.35162 | 0.17605 | 0.98812 | 0 | 0 | 0 | 1 | 1 | 0.35162 | 0.17605 | 1
3780 | 0.35445 | 0.19981 | 0.98812 | 0 | 0 | 0 | 1 | 1 | 0.35445 | 0.19981 | 1
3781 | 0.33599 | 0.203 | 0.98812 | 0 | 0 | 0 | 1 | 1 | 0.33599 | 0.203 | 1
3782 | 0.35255 | 0.19241 | 0.98812 | 0 | 0 | 0 | 1 | 1 | 0.35255 | 0.19241 | 1
3783 | 0.30703 | 0.19036 | 0.98812 | 0 | 0 | 0 | 1 | 1 | 0.30703 | 0.19036 | 1
3784 | 0.18376 | 0.17733 | 0.98812 | 0 | 0 | 0 | 1 | 1 | 0.18376 | 0.17733 | 1
3785 | 0.044572 | 0.14251 | 0.98812 | 0 | 0 | 0 | 1 | 1 | 0.044572 | 0.14251 | 1
3786 | 0 | 0.15931 | 0.98812 | 0 | 0 | 1 | 1 | 1 | 0 | 0.15931 | 1
3787 | 0 | 0.13458 | 0.98812 | 0 | 0 | 1 | 1 | 1 | 0 | 0.13458 | 1
3788 | 0 | 0.10462 | 0.98812 | 0 | 0 | 1 | 1 | 1 | 0 | 0.10462 | 1
3789 | 0 | 0.10545 | 0.98812 | 0 | 0 | 1 | 1 | 1 | 0 | 0.10545 | 1
3790 | 0 | 0.1078 | 0.98812 | 0 | 0 | 0 | 1 | 1 | 0 | 0.1078 | 1
3791 | 0 | 0.10494 | 0.98812 | 0 | 0 | 0 | 1 | 1 | 0 | 0.10494 | 1
3792 | 0 | 0.091498 | 0.98812 | 0 | 0 | 0 | 1 | 1 | 0 | 0.091498 | 1
3793 | 0 | 0.069911 | 0.98812 | 0 | 0 | 0 | 1 | 1 | 0 | 0.069911 | 1
3794 | 0 | 0.063826 | 0.98812 | 0 | 0 | 0 | 1 | 1 | 0 | 0.063826 | 1
3795 | 0 | 0.042761 | 0.98812 | 0 | 0 | 0 | 1 | 1 | 0 | 0.042761 | 1
3796 | 0 | 0.064649 | 0.98812 | 0 | 0 | 0 | 1 | 1 | 0 | 0.064649 | 1
3797 | 0 | 0.081667 | 0.98812 | 0 | 0 | 0 | 1 | 1 | 0 | 0.081667 | 1
3798 | 0 | 0.069906 | 0.98812 | 0 | 0 | 0 | 1 | 1 | 0 | 0.069906 | 1
3799 | 0 | 0.086295 | 0.98812 | 0 | 0 | 0 | 1 | 1 | 0 | 0.086295 | 1
3800 | 0 | 0.084227 | 0.98812 | 0 | 0 | 0 | 1 | 1 | 0 | 0.084227 | 1
3801 | 0.10866 | 0.13005 | 0.98812 | 0 | 0 | 0 | 1 | 1 | 0.10866 | 0.13005 | 1
3802 | 0.27368 | 0.1664 | 0.98812 | 0 | 0 | 0 | 1 | 1 | 0.27368 | 0.1664 | 1
3803 | 0.27017 | 0.18509 | 0.98812 | 0 | 0 | 0 | 1 | 1 | 0.27017 | 0.18509 | 1
3804 | 0.31393 | 0.19583 | 0.98812 | 0 | 0 | 0 | 1 | 1 | 0.31393 | 0.19583 | 1
3805 | 0.33681 | 0.20816 | 0.98812 | 0 | 0 | 0 | 1 | 1 | 0.33681 | 0.20816 | 1
3806 | 0.34723 | 0.19473 | 0.98812 | 0 | 0 | 0 | 1 | 1 | 0.34723 | 0.19473 | 1
3807 | 0.19677 | 0.1786 | 0.98812 | 0 | 0 | 0 | 1 | 1 | 0.19677 | 0.1786 | 1
3808 | 0.15064 | 0.1822 | 0.98812 | 0 | 0 | 0 | 1 | 1 | 0.15064 | 0.1822 | 1
3809 | 0.015386 | 0.14868 | 0.98812 | 0 | 0 | 0 | 1 | 1 | 0.015386 | 0.14868 | 1
3810 | 0 | 0.15744 | 0.98812 | 0 | 0 | 1 | 1 | 1 | 0 | 0.15744 | 1
3811 | 0 | 0.12791 | 0.98812 | 0 | 0 | 1 | 1 | 1 | 0 | 0.12791 | 1
3812 | 0 | 0.11202 | 0.98812 | 0 | 0 | 1 | 1 | 1 | 0 | 0.11202 | 1
3813 | 0 | 0.11674 | 0.98812 | 0 | 0 | 1 | 1 | 1 | 0 | 0.11674 | 1
3814 | 0 | 0.12726 | 0.98812 | 0 | 0 | 0 | 1 | 1 | 0 | 0.12726 | 1
3815 | 0 | 0.10351 | 0.98812 | 0 | 0 | 0 | 1 | 1 | 0 | 0.10351 | 1
3816 | 0 | 0.082581 | 0.98812 | 0 | 0 | 0 | 1 | 1 | 0 | 0.082581 | 1
3817 | 0 | 0.086958 | 1 | 0 | 0 | 0 | 1 | 1 | 0 | 0.086958 | 1
3818 | 0 | 0.056174 | 1 | 0 | 0 | 0 | 1 | 1 | 0 | 0.056174 | 1
3819 | 0 | 0.038587 | 1 | 0 | 0 | 0 | 1 | 1 | 0 | 0.038587 | 1
3820 | 0 | 0.036659 | 1 | 0 | 0 | 0 | 1 | 1 | 0 | 0.036659 | 1
3821 | 0 | 0.060057 | 1 | 0 | 0 | 0 | 1 | 1 | 0 | 0.060057 | 1
3822 | 0 | 0.052451 | 1 | 0 | 0 | 0 | 1 | 1 | 0 | 0.052451 | 1
3823 | 0 | 0.069995 | 1 | 0 | 0 | 0 | 1 | 1 | 0 | 0.069995 | 1
3824 | 0 | 0.057381 | 1 | 0 | 0 | 0 | 1 | 1 | 0 | 0.057381 | 1
3825 | 0.13828 | 0.10242 | 1 | 0 | 0 | 0 | 1 | 1 | 0.13828 | 0.10242 | 1
3826 | 0.2979 | 0.12755 | 1 | 0 | 0 | 0 | 1 | 1 | 0.2979 | 0.12755 | 1
3827 | 0.27262 | 0.16385 | 1 | 0 | 0 | 0 | 1 | 1 | 0.27262 | 0.16385 | 1
3828 | 0.29733 | 0.17894 | 1 | 0 | 0 | 0 | 1 | 1 | 0.29733 | 0.17894 | 1
3829 | 0.33138 | 0.20687 | 1 | 0 | 0 | 0 | 1 | 1 | 0.33138 | 0.20687 | 1
3830 | 0.31145 | 0.18289 | 1 | 0 | 0 | 0 | 1 | 1 | 0.31145 | 0.18289 | 1
3831 | 0.19997 | 0.15967 | 1 | 0 | 0 | 0 | 1 | 1 | 0.19997 | 0.15967 | 1
3832 | 0.097369 | 0.16611 | 1 | 0 | 0 | 0 | 1 | 1 | 0.097369 | 0.16611 | 1
3833 | 0 | 0.13309 | 1 | 0 | 0 | 0 | 1 | 1 | 0 | 0.13309 | 1
3834 | 0 | 0.14413 | 1 | 0 | 0 | 1 | 1 | 1 | 0 | 0.14413 | 1
3835 | 0 | 0.10972 | 1 | 0 | 0 | 1 | 1 | 1 | 0 | 0.10972 | 1
3836 | 0 | 0.090224 | 1 | 0 | 0 | 1 | 1 | 1 | 0 | 0.090224 | 1
3837 | 0 | 0.091175 | 1 | 0 | 0 | 1 | 1 | 1 | 0 | 0.091175 | 1
3838 | 0 | 0.10037 | 1 | 0 | 0 | 0 | 1 | 1 | 0 | 0.10037 | 1
3839 | 0 | 0.089122 | 1 | 0 | 0 | 0 | 1 | 1 | 0 | 0.089122 | 1
3840 | 0 | 0.063422 | 1 | 0 | 0 | 0 | 1 | 1 | 0 | 0.063422 | 1
3841 | 0 | 0.073079 | 0.86504 | 0 | 0 | 0 | 1 | 1 | 0 | 0.073079 | 1
3842 | 0 | 0.040607 | 0.86504 | 0 | 0 | 0 | 1 | 1 | 0 | 0.040607 | 1
3843 | 0 | 0.02136 | 0.86504 | 0 | 0 | 0 | 1 | 1 | 0 | 0.02136 | 1
3844 | 0 | 0.0058537 | 0.86504 | 0 | 0 | 0 | 1 | 1 | 0 | 0.0058537 | 1
3845 | 0 | 0.029456 | 0.86504 | 0 | 0 | 0 | 1 | 1 | 0 | 0.029456 | 1
3846 | 0 | 0.024363 | 0.86504 | 0 | 0 | 0 | 1 | 1 | 0 | 0.024363 | 1
3847 | 0 | 0.057963 | 0.86504 | 0 | 0 | 0 | 1 | 1 | 0 | 0.057963 | 1
3848 | 0 | 0.067723 | 0.86504 | 0 | 0 | 0 | 1 | 1 | 0 | 0.067723 | 1
3849 | 0.15032 | 0.11073 | 0.86504 | 0 | 0 | 0 | 1 | 1 | 0.15032 | 0.11073 | 1
3850 | 0.28601 | 0.14006 | 0.86504 | 0 | 0 | 0 | 1 | 1 | 0.28601 | 0.14006 | 1
3851 | 0.24659 | 0.18431 | 0.86504 | 0 | 0 | 0 | 1 | 1 | 0.24659 | 0.18431 | 1
3852 | 0.27164 | 0.21005 | 0.86504 | 0 | 0 | 0 | 1 | 1 | 0.27164 | 0.21005 | 1
3853 | 0.315 | 0.24784 | 0.86504 | 0 | 0 | 0 | 1 | 1 | 0.315 | 0.24784 | 1
3854 | 0.30172 | 0.2421 | 0.86504 | 0 | 0 | 0 | 1 | 1 | 0.30172 | 0.2421 | 1
3855 | 0.19284 | 0.20938 | 0.86504 | 0 | 0 | 0 | 1 | 1 | 0.19284 | 0.20938 | 1
3856 | 0.083339 | 0.21836 | 0.86504 | 0 | 0 | 0 | 1 | 1 | 0.083339 | 0.21836 | 1
3857 | 0 | 0.18385 | 0.86504 | 0 | 0 | 0 | 1 | 1 | 0 | 0.18385 | 1
3858 | 0 | 0.17322 | 0.86504 | 0 | 0 | 1 | 1 | 1 | 0 | 0.17322 | 1
3859 | 0 | 0.12447 | 0.86504 | 0 | 0 | 1 | 1 | 1 | 0 | 0.12447 | 1
3860 | 0 | 0.090152 | 0.86504 | 0 | 0 | 1 | 1 | 1 | 0 | 0.090152 | 1
3861 | 0 | 0.076216 | 0.86504 | 0 | 0 | 1 | 1 | 1 | 0 | 0.076216 | 1
3862 | 0 | 0.071187 | 0.86504 | 0 | 0 | 0 | 1 | 1 | 0 | 0.071187 | 1
3863 | 0 | 0.072291 | 0.86504 | 0 | 0 | 0 | 1 | 1 | 0 | 0.072291 | 1
3864 | 0 | 0.038897 | 0.86504 | 0 | 0 | 0 | 1 | 1 | 0 | 0.038897 | 1
3865 | 0 | 0.05623 | 0.86504 | 0 | 0 | 0 | 1 | 1 | 0 | 0.05623 | 1
3866 | 0 | 0.034531 | 0.86504 | 0 | 0 | 0 | 1 | 1 | 0 | 0.034531 | 1
3867 | 0 | 0.027485 | 0.86504 | 0 | 0 | 0 | 1 | 1 | 0 | 0.027485 | 1
3868 | 0 | 0 | 0.86504 | 0 | 0 | 0 | 1 | 1 | 0 | 0 | 1
3869 | 0 | 0.0073869 | 0.86504 | 0 | 0 | 0 | 1 | 1 | 0 | 0.0073869 | 1
3870 | 0 | 0.008048 | 0.86504 | 0 | 0 | 0 | 1 | 1 | 0 | 0.008048 | 1
3871 | 0 | 0.036623 | 0.86504 | 0 | 0 | 0 | 1 | 1 | 0 | 0.036623 | 1
3872 | 0 | 0.060893 | 0.86504 | 0 | 0 | 0 | 1 | 1 | 0 | 0.060893 | 1
3873 | 0.13102 | 0.088683 | 0.86504 | 0 | 0 | 0 | 1 | 1 | 0.13102 | 0.088683 | 1
3874 | 0.26241 | 0.12203 | 0.86504 | 0 | 0 | 0 | 1 | 1 | 0.26241 | 0.12203 | 1
3875 | 0.25115 | 0.17844 | 0.86504 | 0 | 0 | 0 | 1 | 1 | 0.25115 | 0.17844 | 1
3876 | 0.26184 | 0.23048 | 0.86504 | 0 | 0 | 0 | 1 | 1 | 0.26184 | 0.23048 | 1
3877 | 0.31892 | 0.25678 | 0.86504 | 0 | 0 | 0 | 1 | 1 | 0.31892 | 0.25678 | 1
3878 | 0.29863 | 0.25087 | 0.86504 | 0 | 0 | 0 | 1 | 1 | 0.29863 | 0.25087 | 1
3879 | 0.26479 | 0.23704 | 0.86504 | 0 | 0 | 0 | 1 | 1 | 0.26479 | 0.23704 | 1
3880 | 0.10984 | 0.24624 | 0.86504 | 0 | 0 | 0 | 1 | 1 | 0.10984 | 0.24624 | 1
3881 | 0.051051 | 0.19914 | 0.86504 | 0 | 0 | 0 | 1 | 1 | 0.051051 | 0.19914 | 1
3882 | 0 | 0.16589 | 0.86504 | 0 | 0 | 1 | 1 | 1 | 0 | 0.16589 | 1
3883 | 0 | 0.12631 | 0.86504 | 0 | 0 | 1 | 1 | 1 | 0 | 0.12631 | 1
3884 | 0 | 0.11093 | 0.86504 | 0 | 0 | 1 | 1 | 1 | 0 | 0.11093 | 1
3885 | 0 | 0.098452 | 0.86504 | 0 | 0 | 1 | 1 | 1 | 0 | 0.098452 | 1
3886 | 0 | 0.078898 | 0.86504 | 0 | 0 | 0 | 1 | 1 | 0 | 0.078898 | 1
3887 | 0 | 0.085922 | 0.86504 | 0 | 0 | 0 | 1 | 1 | 0 | 0.085922 | 1
3888 | 0 | 0.068127 | 0.86504 | 0 | 0 | 0 | 1 | 1 | 0 | 0.068127 | 1
3889 | 0 | 0.035625 | 0.86504 | 0 | 0 | 0 | 1 | 1 | 0 | 0.035625 | 1
3890 | 0 | 0.063186 | 0.86504 | 0 | 0 | 0 | 1 | 1 | 0 | 0.063186 | 1
3891 | 0 | 0.037409 | 0.86504 | 0 | 0 | 0 | 1 | 1 | 0 | 0.037409 | 1
3892 | 0 | 0.024893 | 0.86504 | 0 | 0 | 0 | 1 | 1 | 0 | 0.024893 | 1
3893 | 0 | 0.029264 | 0.86504 | 0 | 0 | 0 | 1 | 1 | 0 | 0.029264 | 1
3894 | 0 | 0.021272 | 0.86504 | 0 | 0 | 0 | 1 | 1 | 0 | 0.021272 | 1
3895 | 0 | 0.02626 | 0.86504 | 0 | 0 | 0 | 1 | 1 | 0 | 0.02626 | 1
3896 | 0 | 0.054702 | 0.86504 | 0 | 0 | 0 | 1 | 1 | 0 | 0.054702 | 1
3897 | 0.14714 | 0.081206 | 0.86504 | 0 | 0 | 0 | 1 | 1 | 0.14714 | 0.081206 | 1
3898 | 0.2763 | 0.13615 | 0.86504 | 0 | 0 | 0 | 1 | 1 | 0.2763 | 0.13615 | 1
3899 | 0.2434 | 0.17584 | 0.86504 | 0 | 0 | 0 | 1 | 1 | 0.2434 | 0.17584 | 1
3900 | 0.26372 | 0.23228 | 0.86504 | 0 | 0 | 0 | 1 | 1 | 0.26372 | 0.23228 | 1
3901 | 0.31355 | 0.25253 | 0.86504 | 0 | 0 | 0 | 1 | 1 | 0.31355 | 0.25253 | 1
3902 | 0.29046 | 0.27267 | 0.86504 | 0 | 0 | 0 | 1 | 1 | 0.29046 | 0.27267 | 1
3903 | 0.25191 | 0.27307 | 0.86504 | 0 | 0 | 0 | 1 | 1 | 0.25191 | 0.27307 | 1
3904 | 0.13334 | 0.26338 | 0.86504 | 0 | 0 | 0 | 1 | 1 | 0.13334 | 0.26338 | 1
3905 | 0.042593 | 0.23642 | 0.86504 | 0 | 0 | 0 | 1 | 1 | 0.042593 | 0.23642 | 1
3906 | 0 | 0.21533 | 0.86504 | 0 | 0 | 1 | 1 | 1 | 0 | 0.21533 | 1
3907 | 0 | 0.1685 | 0.86504 | 0 | 0 | 1 | 1 | 1 | 0 | 0.1685 | 1
3908 | 0 | 0.14884 | 0.86504 | 0 | 0 | 1 | 1 | 1 | 0 | 0.14884 | 1
3909 | 0 | 0.12447 | 0.86504 | 0 | 0 | 1 | 1 | 1 | 0 | 0.12447 | 1
3910 | 0 | 0.10217 | 0.86504 | 0 | 0 | 0 | 1 | 1 | 0 | 0.10217 | 1
3911 | 0 | 0.099998 | 0.86504 | 0 | 0 | 0 | 1 | 1 | 0 | 0.099998 | 1
3912 | 0 | 0.08524 | 0.86504 | 0 | 0 | 0 | 1 | 1 | 0 | 0.08524 | 1
3913 | 0 | 0.072907 | 0.86504 | 0 | 0 | 0 | 1 | 1 | 0 | 0.072907 | 1
3914 | 0 | 0.053533 | 0.86504 | 0 | 0 | 0 | 1 | 1 | 0 | 0.053533 | 1
3915 | 0 | 0.026963 | 0.86504 | 0 | 0 | 0 | 1 | 1 | 0 | 0.026963 | 1
3916 | 0 | 0.038968 | 0.86504 | 0 | 0 | 0 | 1 | 1 | 0 | 0.038968 | 1
3917 | 0 | 0.034874 | 0.86504 | 0 | 0 | 0 | 1 | 1 | 0 | 0.034874 | 1
3918 | 0 | 0.024587 | 0.86504 | 0 | 0 | 0 | 1 | 1 | 0 | 0.024587 | 1
3919 | 0 | 0.030972 | 0.86504 | 0 | 0 | 0 | 1 | 1 | 0 | 0.030972 | 1
3920 | 0 | 0.032891 | 0.86504 | 0 | 0 | 0 | 1 | 1 | 0 | 0.032891 | 1
3921 | 0.16395 | 0.060964 | 0.86504 | 0 | 0 | 0 | 1 | 1 | 0.16395 | 0.060964 | 1
3922 | 0.27764 | 0.1231 | 0.86504 | 0 | 0 | 0 | 1 | 1 | 0.27764 | 0.1231 | 1
3923 | 0.24942 | 0.16694 | 0.86504 | 0 | 0 | 0 | 1 | 1 | 0.24942 | 0.16694 | 1
3924 | 0.28109 | 0.23047 | 0.86504 | 0 | 0 | 0 | 1 | 1 | 0.28109 | 0.23047 | 1
3925 | 0.28263 | 0.24143 | 0.86504 | 0 | 0 | 0 | 1 | 1 | 0.28263 | 0.24143 | 1
3926 | 0.27107 | 0.27882 | 0.86504 | 0 | 0 | 0 | 1 | 1 | 0.27107 | 0.27882 | 1
3927 | 0.28738 | 0.26192 | 0.86504 | 0 | 0 | 0 | 1 | 1 | 0.28738 | 0.26192 | 1
3928 | 0.17569 | 0.24274 | 0.86504 | 0 | 0 | 0 | 1 | 1 | 0.17569 | 0.24274 | 1
3929 | 0.035494 | 0.22369 | 0.86504 | 0 | 0 | 0 | 1 | 1 | 0.035494 | 0.22369 | 1
3930 | 0 | 0.1676 | 0.86504 | 0 | 0 | 1 | 1 | 1 | 0 | 0.1676 | 1
3931 | 0 | 0.12982 | 0.86504 | 0 | 0 | 1 | 1 | 1 | 0 | 0.12982 | 1
3932 | 0 | 0.18193 | 0.86504 | 0 | 0 | 1 | 1 | 1 | 0 | 0.18193 | 1
3933 | 0 | 0.16033 | 0.86504 | 0 | 0 | 1 | 1 | 1 | 0 | 0.16033 | 1
3934 | 0 | 0.15321 | 0.86504 | 0 | 0 | 0 | 1 | 1 | 0 | 0.15321 | 1
3935 | 0 | 0.1332 | 0.86504 | 0 | 0 | 0 | 1 | 1 | 0 | 0.1332 | 1
3936 | 0 | 0.07663 | 0.86504 | 0 | 0 | 0 | 1 | 1 | 0 | 0.07663 | 1
3937 | 0 | 0.094376 | 0.86504 | 0 | 0 | 0 | 1 | 1 | 0 | 0.094376 | 1
3938 | 0 | 0.018109 | 0.86504 | 0 | 0 | 0 | 1 | 1 | 0 | 0.018109 | 1
3939 | 0 | 0.00026909 | 0.86504 | 0 | 0 | 0 | 1 | 1 | 0 | 0.00026909 | 1
3940 | 0 | 0.027127 | 0.86504 | 0 | 0 | 0 | 1 | 1 | 0 | 0.027127 | 1
3941 | 0 | 0.049353 | 0.86504 | 0 | 0 | 0 | 1 | 1 | 0 | 0.049353 | 1
3942 | 0 | 0.040585 | 0.86504 | 0 | 0 | 0 | 1 | 1 | 0 | 0.040585 | 1
3943 | 0 | 0.059321 | 0.86504 | 0 | 0 | 0 | 1 | 1 | 0 | 0.059321 | 1
3944 | 0 | 0.049435 | 0.86504 | 0 | 0 | 0 | 1 | 1 | 0 | 0.049435 | 1
3945 | 0.12257 | 0.068723 | 0.86504 | 0 | 0 | 0 | 1 | 1 | 0.12257 | 0.068723 | 1
3946 | 0.26237 | 0.12473 | 0.86504 | 0 | 0 | 0 | 1 | 1 | 0.26237 | 0.12473 | 1
3947 | 0.29916 | 0.16028 | 0.86504 | 0 | 0 | 0 | 1 | 1 | 0.29916 | 0.16028 | 1
3948 | 0.2551 | 0.21369 | 0.86504 | 0 | 0 | 0 | 1 | 1 | 0.2551 | 0.21369 | 1
3949 | 0.19195 | 0.22584 | 0.86504 | 0 | 0 | 0 | 1 | 1 | 0.19195 | 0.22584 | 1
3950 | 0.14254 | 0.24484 | 0.86504 | 0 | 0 | 0 | 1 | 1 | 0.14254 | 0.24484 | 1
3951 | 0.20118 | 0.23522 | 0.86504 | 0 | 0 | 0 | 1 | 1 | 0.20118 | 0.23522 | 1
3952 | 0.083276 | 0.2093 | 0.86504 | 0 | 0 | 0 | 1 | 1 | 0.083276 | 0.2093 | 1
3953 | 0.0077622 | 0.17345 | 0.86504 | 0 | 0 | 0 | 1 | 1 | 0.0077622 | 0.17345 | 1
3954 | 0 | 0.15074 | 0.86504 | 0 | 0 | 1 | 1 | 1 | 0 | 0.15074 | 1
3955 | 0 | 0.13905 | 0.86504 | 0 | 0 | 1 | 1 | 1 | 0 | 0.13905 | 1
3956 | 0 | 0.19342 | 0.86504 | 0 | 0 | 1 | 1 | 1 | 0 | 0.19342 | 1
3957 | 0 | 0.14147 | 0.86504 | 0 | 0 | 1 | 1 | 1 | 0 | 0.14147 | 1
3958 | 0 | 0.11313 | 0.86504 | 0 | 0 | 0 | 1 | 1 | 0 | 0.11313 | 1
3959 | 0 | 0.087099 | 0.86504 | 0 | 0 | 0 | 1 | 1 | 0 | 0.087099 | 1
3960 | 0 | 0.023305 | 0.86504 | 0 | 0 | 0 | 1 | 1 | 0 | 0.023305 | 1
3961 | 0 | 0.065639 | 0.86504 | 0 | 0 | 0 | 1 | 1 | 0 | 0.065639 | 1
3962 | 0 | 0.0094611 | 0.86504 | 0 | 0 | 0 | 1 | 1 | 0 | 0.0094611 | 1
3963 | 0 | 0 | 0.86504 | 0 | 0 | 0 | 1 | 1 | 0 | 0 | 1
3964 | 0 | 0 | 0.86504 | 0 | 0 | 0 | 1 | 1 | 0 | 0 | 1
3965 | 0 | 0.003895 | 0.86504 | 0 | 0 | 0 | 1 | 1 | 0 | 0.003895 | 1
3966 | 0 | 0.0072562 | 0.86504 | 0 | 0 | 0 | 1 | 1 | 0 | 0.0072562 | 1
3967 | 0 | 0.035716 | 0.86504 | 0 | 0 | 0 | 1 | 1 | 0 | 0.035716 | 1
3968 | 0 | 0.021163 | 0.86504 | 0 | 0 | 0 | 1 | 1 | 0 | 0.021163 | 1
3969 | 0.12699 | 0.059329 | 0.86504 | 0 | 0 | 0 | 1 | 1 | 0.12699 | 0.059329 | 1
3970 | 0.29477 | 0.10656 | 0.86504 | 0 | 0 | 0 | 1 | 1 | 0.29477 | 0.10656 | 1
3971 | 0.3573 | 0.14935 | 0.86504 | 0 | 0 | 0 | 1 | 1 | 0.3573 | 0.14935 | 1
3972 | 0.28816 | 0.19367 | 0.86504 | 0 | 0 | 0 | 1 | 1 | 0.28816 | 0.19367 | 1
3973 | 0.21453 | 0.20731 | 0.86504 | 0 | 0 | 0 | 1 | 1 | 0.21453 | 0.20731 | 1
3974 | 0.13064 | 0.2202 | 0.86504 | 0 | 0 | 0 | 1 | 1 | 0.13064 | 0.2202 | 1
3975 | 0.18181 | 0.20997 | 0.86504 | 0 | 0 | 0 | 1 | 1 | 0.18181 | 0.20997 | 1
3976 | 0.10796 | 0.17353 | 0.86504 | 0 | 0 | 0 | 1 | 1 | 0.10796 | 0.17353 | 1
3977 | 0.056113 | 0.16784 | 0.86504 | 0 | 0 | 0 | 1 | 1 | 0.056113 | 0.16784 | 1
3978 | 0 | 0.13368 | 0.86504 | 0 | 0 | 1 | 1 | 1 | 0 | 0.13368 | 1
3979 | 0 | 0.11996 | 0.86504 | 0 | 0 | 1 | 1 | 1 | 0 | 0.11996 | 1
3980 | 0 | 0.1598 | 0.86504 | 0 | 0 | 1 | 1 | 1 | 0 | 0.1598 | 1
3981 | 0 | 0.1338 | 0.86504 | 0 | 0 | 1 | 1 | 1 | 0 | 0.1338 | 1
3982 | 0 | 0.10964 | 0.86504 | 0 | 0 | 0 | 1 | 1 | 0 | 0.10964 | 1
3983 | 0 | 0.083761 | 0.86504 | 0 | 0 | 0 | 1 | 1 | 0 | 0.083761 | 1
3984 | 0 | 0.013359 | 0.86504 | 0 | 0 | 0 | 1 | 1 | 0 | 0.013359 | 1
3985 | 0 | 0.039009 | 0.86504 | 0 | 0 | 0 | 1 | 1 | 0 | 0.039009 | 1
3986 | 0 | 0.015355 | 0.86504 | 0 | 0 | 0 | 1 | 1 | 0 | 0.015355 | 1
3987 | 0 | 0 | 0.86504 | 0 | 0 | 0 | 1 | 1 | 0 | 0 | 1
3988 | 0 | 0.0002928 | 0.86504 | 0 | 0 | 0 | 1 | 1 | 0 | 0.0002928 | 1
3989 | 0 | 0.0072203 | 0.86504 | 0 | 0 | 0 | 1 | 1 | 0 | 0.0072203 | 1
3990 | 0 | 0.013669 | 0.86504 | 0 | 0 | 0 | 1 | 1 | 0 | 0.013669 | 1
3991 | 0 | 0.036507 | 0.86504 | 0 | 0 | 0 | 1 | 1 | 0 | 0.036507 | 1
3992 | 0 | 0.03471 | 0.86504 | 0 | 0 | 0 | 1 | 1 | 0 | 0.03471 | 1
3993 | 0.080843 | 0.046978 | 0.86504 | 0 | 0 | 0 | 1 | 1 | 0.080843 | 0.046978 | 1
3994 | 0.27289 | 0.095487 | 0.86504 | 0 | 0 | 0 | 1 | 1 | 0.27289 | 0.095487 | 1
3995 | 0.36136 | 0.13422 | 0.86504 | 0 | 0 | 0 | 1 | 1 | 0.36136 | 0.13422 | 1
3996 | 0.29473 | 0.18096 | 0.86504 | 0 | 0 | 0 | 1 | 1 | 0.29473 | 0.18096 | 1
3997 | 0.22753 | 0.20234 | 0.86504 | 0 | 0 | 0 | 1 | 1 | 0.22753 | 0.20234 | 1
3998 | 0.13782 | 0.20408 | 0.86504 | 0 | 0 | 0 | 1 | 1 | 0.13782 | 0.20408 | 1
3999 | 0.15906 | 0.20515 | 0.86504 | 0 | 0 | 0 | 1 | 1 | 0.15906 | 0.20515 | 1
4000 | 0.075637 | 0.16743 | 0.86504 | 0 | 0 | 0 | 1 | 1 | 0.075637 | 0.16743 | 1
4001 | 0.057363 | 0.16729 | 0.86504 | 0 | 0 | 0 | 1 | 1 | 0.057363 | 0.16729 | 1
4002 | 0 | 0.18088 | 0.86504 | 0 | 0 | 1 | 1 | 1 | 0 | 0.18088 | 1
4003 | 0 | 0.17076 | 0.86504 | 0 | 0 | 1 | 1 | 1 | 0 | 0.17076 | 1
4004 | 0 | 0.15165 | 0.86504 | 0 | 0 | 1 | 1 | 1 | 0 | 0.15165 | 1
4005 | 0 | 0.13722 | 0.86504 | 0 | 0 | 1 | 1 | 1 | 0 | 0.13722 | 1
4006 | 0 | 0.088872 | 0.86504 | 0 | 0 | 0 | 1 | 1 | 0 | 0.088872 | 1
4007 | 0 | 0.069924 | 0.86504 | 0 | 0 | 0 | 1 | 1 | 0 | 0.069924 | 1
4008 | 0 | 0.042488 | 0.86504 | 0 | 0 | 0 | 1 | 1 | 0 | 0.042488 | 1
4009 | 0 | 0.035332 | 0.86504 | 0 | 0 | 0 | 1 | 1 | 0 | 0.035332 | 1
4010 | 0 | 0.039217 | 0.86504 | 0 | 0 | 0 | 1 | 1 | 0 | 0.039217 | 1
4011 | 0 | 0.019349 | 0.86504 | 0 | 0 | 0 | 1 | 1 | 0 | 0.019349 | 1
4012 | 0 | 0.0071998 | 0.86504 | 0 | 0 | 0 | 1 | 1 | 0 | 0.0071998 | 1
4013 | 0 | 0 | 0.86504 | 0 | 0 | 0 | 1 | 1 | 0 | 0 | 1
4014 | 0 | 0.012948 | 0.86504 | 0 | 0 | 0 | 1 | 1 | 0 | 0.012948 | 1
4015 | 0 | 0.025214 | 0.86504 | 0 | 0 | 0 | 1 | 1 | 0 | 0.025214 | 1
4016 | 0 | 0.037359 | 0.86504 | 0 | 0 | 0 | 1 | 1 | 0 | 0.037359 | 1
4017 | 0.05174 | 0.061674 | 0.86504 | 0 | 0 | 0 | 1 | 1 | 0.05174 | 0.061674 | 1
4018 | 0.24108 | 0.10545 | 0.86504 | 0 | 0 | 0 | 1 | 1 | 0.24108 | 0.10545 | 1
4019 | 0.3016 | 0.14053 | 0.86504 | 0 | 0 | 0 | 1 | 1 | 0.3016 | 0.14053 | 1
4020 | 0.2866 | 0.17124 | 0.86504 | 0 | 0 | 0 | 1 | 1 | 0.2866 | 0.17124 | 1
4021 | 0.32198 | 0.19071 | 0.86504 | 0 | 0 | 0 | 1 | 1 | 0.32198 | 0.19071 | 1
4022 | 0.27458 | 0.20411 | 0.86504 | 0 | 0 | 0 | 1 | 1 | 0.27458 | 0.20411 | 1
4023 | 0.25814 | 0.19692 | 0.86504 | 0 | 0 | 0 | 1 | 1 | 0.25814 | 0.19692 | 1
4024 | 0.21027 | 0.16496 | 0.86504 | 0 | 0 | 0 | 1 | 1 | 0.21027 | 0.16496 | 1
4025 | 0.09511 | 0.18364 | 0.86504 | 0 | 0 | 0 | 1 | 1 | 0.09511 | 0.18364 | 1
4026 | 0 | 0.16769 | 0.86504 | 0 | 0 | 1 | 1 | 1 | 0 | 0.16769 | 1
4027 | 0 | 0.13983 | 0.86504 | 0 | 0 | 1 | 1 | 1 | 0 | 0.13983 | 1
4028 | 0 | 0.11302 | 0.86504 | 0 | 0 | 1 | 1 | 1 | 0 | 0.11302 | 1
4029 | 0 | 0.11264 | 0.86504 | 0 | 0 | 1 | 1 | 1 | 0 | 0.11264 | 1
4030 | 0 | 0.092154 | 0.86504 | 0 | 0 | 0 | 1 | 1 | 0 | 0.092154 | 1
4031 | 0 | 0.069752 | 0.86504 | 0 | 0 | 0 | 1 | 1 | 0 | 0.069752 | 1
4032 | 0 | 0.054632 | 0.86504 | 0 | 0 | 0 | 1 | 1 | 0 | 0.054632 | 1
4033 | 0 | 0.076628 | 0.86504 | 0 | 0 | 0 | 1 | 1 | 0 | 0.076628 | 1
4034 | 0 | 0.029764 | 0.86504 | 0 | 0 | 0 | 1 | 1 | 0 | 0.029764 | 1
4035 | 0 | 0.024519 | 0.86504 | 0 | 0 | 0 | 1 | 1 | 0 | 0.024519 | 1
4036 | 0 | 0.018582 | 0.86504 | 0 | 0 | 0 | 1 | 1 | 0 | 0.018582 | 1
4037 | 0 | 0.0079395 | 0.86504 | 0 | 0 | 0 | 1 | 1 | 0 | 0.0079395 | 1
4038 | 0 | 0.032921 | 0.86504 | 0 | 0 | 0 | 1 | 1 | 0 | 0.032921 | 1
4039 | 0 | 0.013391 | 0.86504 | 0 | 0 | 0 | 1 | 1 | 0 | 0.013391 | 1
4040 | 0 | 0.046922 | 0.86504 | 0 | 0 | 0 | 1 | 1 | 0 | 0.046922 | 1
4041 | 0.05108 | 0.051687 | 0.86504 | 0 | 0 | 0 | 1 | 1 | 0.05108 | 0.051687 | 1
4042 | 0.24935 | 0.065365 | 0.86504 | 0 | 0 | 0 | 1 | 1 | 0.24935 | 0.065365 | 1
4043 | 0.32383 | 0.087029 | 0.86504 | 0 | 0 | 0 | 1 | 1 | 0.32383 | 0.087029 | 1
4044 | 0.31555 | 0.11619 | 0.86504 | 0 | 0 | 0 | 1 | 1 | 0.31555 | 0.11619 | 1
4045 | 0.34627 | 0.11986 | 0.86504 | 0 | 0 | 0 | 1 | 1 | 0.34627 | 0.11986 | 1
4046 | 0.34102 | 0.12925 | 0.86504 | 0 | 0 | 0 | 1 | 1 | 0.34102 | 0.12925 | 1
4047 | 0.34685 | 0.12857 | 0.86504 | 0 | 0 | 0 | 1 | 1 | 0.34685 | 0.12857 | 1
4048 | 0.25589 | 0.11033 | 0.86504 | 0 | 0 | 0 | 1 | 1 | 0.25589 | 0.11033 | 1
4049 | 0.1034 | 0.10121 | 0.86504 | 0 | 0 | 0 | 1 | 1 | 0.1034 | 0.10121 | 1
4050 | 0 | 0.08176 | 0.86504 | 0 | 0 | 1 | 1 | 1 | 0 | 0.08176 | 1
4051 | 0 | 0.067186 | 0.86504 | 0 | 0 | 1 | 1 | 1 | 0 | 0.067186 | 1
4052 | 0 | 0.088984 | 0.86504 | 0 | 0 | 1 | 1 | 1 | 0 | 0.088984 | 1
4053 | 0 | 0.10313 | 0.86504 | 0 | 0 | 1 | 1 | 1 | 0 | 0.10313 | 1
4054 | 0 | 0.074463 | 0.86504 | 0 | 0 | 0 | 1 | 1 | 0 | 0.074463 | 1
4055 | 0 | 0.0565 | 0.86504 | 0 | 0 | 0 | 1 | 1 | 0 | 0.0565 | 1
4056 | 0 | 0.049516 | 0.86504 | 0 | 0 | 0 | 1 | 1 | 0 | 0.049516 | 1
4057 | 0 | 0.06141 | 0.86504 | 0 | 0 | 0 | 1 | 1 | 0 | 0.06141 | 1
4058 | 0 | 0.022225 | 0.86504 | 0 | 0 | 0 | 1 | 1 | 0 | 0.022225 | 1
4059 | 0 | 0.01807 | 0.86504 | 0 | 0 | 0 | 1 | 1 | 0 | 0.01807 | 1
4060 | 0 | 0.019446 | 0.86504 | 0 | 0 | 0 | 1 | 1 | 0 | 0.019446 | 1
4061 | 0 | 0.00548 | 0.86504 | 0 | 0 | 0 | 1 | 1 | 0 | 0.00548 | 1
4062 | 0 | 0.011402 | 0.86504 | 0 | 0 | 0 | 1 | 1 | 0 | 0.011402 | 1
4063 | 0 | 0.020185 | 0.86504 | 0 | 0 | 0 | 1 | 1 | 0 | 0.020185 | 1
4064 | 0 | 0.048693 | 0.86504 | 0 | 0 | 0 | 1 | 1 | 0 | 0.048693 | 1
4065 | 0.060597 | 0.069989 | 0.86504 | 0 | 0 | 0 | 1 | 1 | 0.060597 | 0.069989 | 1
4066 | 0.2822 | 0.055251 | 0.86504 | 0 | 0 | 0 | 1 | 1 | 0.2822 | 0.055251 | 1
4067 | 0.36961 | 0.065001 | 0.86504 | 0 | 0 | 0 | 1 | 1 | 0.36961 | 0.065001 | 1
4068 | 0.27011 | 0.09531 | 0.86504 | 0 | 0 | 0 | 1 | 1 | 0.27011 | 0.09531 | 1
4069 | 0.33748 | 0.097948 | 0.86504 | 0 | 0 | 0 | 1 | 1 | 0.33748 | 0.097948 | 1
4070 | 0.28484 | 0.12088 | 0.86504 | 0 | 0 | 0 | 1 | 1 | 0.28484 | 0.12088 | 1
4071 | 0.28155 | 0.12147 | 0.86504 | 0 | 0 | 0 | 1 | 1 | 0.28155 | 0.12147 | 1
4072 | 0.23053 | 0.12049 | 0.86504 | 0 | 0 | 0 | 1 | 1 | 0.23053 | 0.12049 | 1
4073 | 0.106 | 0.10805 | 0.86504 | 0 | 0 | 0 | 1 | 1 | 0.106 | 0.10805 | 1
4074 | 0 | 0.079466 | 0.86504 | 0 | 0 | 1 | 1 | 1 | 0 | 0.079466 | 1
4075 | 0 | 0.059777 | 0.86504 | 0 | 0 | 1 | 1 | 1 | 0 | 0.059777 | 1
4076 | 0 | 0.086995 | 0.86504 | 0 | 0 | 1 | 1 | 1 | 0 | 0.086995 | 1
4077 | 0 | 0.098737 | 0.86504 | 0 | 0 | 1 | 1 | 1 | 0 | 0.098737 | 1
4078 | 0 | 0.081914 | 0.86504 | 0 | 0 | 0 | 1 | 1 | 0 | 0.081914 | 1
4079 | 0 | 0.070597 | 0.86504 | 0 | 0 | 0 | 1 | 1 | 0 | 0.070597 | 1
4080 | 0 | 0.052824 | 0.86504 | 0 | 0 | 0 | 1 | 1 | 0 | 0.052824 | 1
4081 | 0 | 0.040105 | 0.86504 | 0 | 0 | 0 | 1 | 1 | 0 | 0.040105 | 1
4082 | 0 | 0.029454 | 0.86504 | 0 | 0 | 0 | 1 | 1 | 0 | 0.029454 | 1
4083 | 0 | 0.030403 | 0.86504 | 0 | 0 | 0 | 1 | 1 | 0 | 0.030403 | 1
4084 | 0 | 0.032771 | 0.86504 | 0 | 0 | 0 | 1 | 1 | 0 | 0.032771 | 1
4085 | 0 | 0.013417 | 0.86504 | 0 | 0 | 0 | 1 | 1 | 0 | 0.013417 | 1
4086 | 0 | 0.0027146 | 0.86504 | 0 | 0 | 0 | 1 | 1 | 0 | 0.0027146 | 1
4087 | 0 | 0.015323 | 0.86504 | 0 | 0 | 0 | 1 | 1 | 0 | 0.015323 | 1
4088 | 0 | 0.012525 | 0.86504 | 0 | 0 | 0 | 1 | 1 | 0 | 0.012525 | 1
4089 | 0.13314 | 0.02324 | 0.86504 | 0 | 0 | 0 | 1 | 1 | 0.13314 | 0.02324 | 1
4090 | 0.35731 | 0.0041245 | 0.86504 | 0 | 0 | 0 | 1 | 1 | 0.35731 | 0.0041245 | 1
4091 | 0.43122 | 0.026161 | 0.86504 | 0 | 0 | 0 | 1 | 1 | 0.43122 | 0.026161 | 1
4092 | 0.29843 | 0.063699 | 0.86504 | 0 | 0 | 0 | 1 | 1 | 0.29843 | 0.063699 | 1
4093 | 0.31487 | 0.071751 | 0.86504 | 0 | 0 | 0 | 1 | 1 | 0.31487 | 0.071751 | 1
4094 | 0.21042 | 0.087213 | 0.86504 | 0 | 0 | 0 | 1 | 1 | 0.21042 | 0.087213 | 1
4095 | 0.19148 | 0.097077 | 0.86504 | 0 | 0 | 0 | 1 | 1 | 0.19148 | 0.097077 | 1
4096 | 0.15376 | 0.082647 | 0.86504 | 0 | 0 | 0 | 1 | 1 | 0.15376 | 0.082647 | 1
4097 | 0.081181 | 0.071159 | 0.86504 | 0 | 0 | 0 | 1 | 1 | 0.081181 | 0.071159 | 1
4098 | 0 | 0.070862 | 0.86504 | 0 | 0 | 1 | 1 | 1 | 0 | 0.070862 | 1
4099 | 0 | 0.08441 | 0.86504 | 0 | 0 | 1 | 1 | 1 | 0 | 0.08441 | 1
4100 | 0 | 0.099837 | 0.86504 | 0 | 0 | 1 | 1 | 1 | 0 | 0.099837 | 1
4101 | 0 | 0.096733 | 0.86504 | 0 | 0 | 1 | 1 | 1 | 0 | 0.096733 | 1
4102 | 0 | 0.075989 | 0.86504 | 0 | 0 | 0 | 1 | 1 | 0 | 0.075989 | 1
4103 | 0 | 0.077134 | 0.86504 | 0 | 0 | 0 | 1 | 1 | 0 | 0.077134 | 1
4104 | 0 | 0.075829 | 0.86504 | 0 | 0 | 0 | 1 | 1 | 0 | 0.075829 | 1
4105 | 0 | 0.035497 | 0.86504 | 0 | 0 | 0 | 1 | 1 | 0 | 0.035497 | 1
4106 | 0 | 0.050964 | 0.86504 | 0 | 0 | 0 | 1 | 1 | 0 | 0.050964 | 1
4107 | 0 | 0.036418 | 0.86504 | 0 | 0 | 0 | 1 | 1 | 0 | 0.036418 | 1
4108 | 0 | 0.042079 | 0.86504 | 0 | 0 | 0 | 1 | 1 | 0 | 0.042079 | 1
4109 | 0 | 0.021603 | 0.86504 | 0 | 0 | 0 | 1 | 1 | 0 | 0.021603 | 1
4110 | 0 | 0.016666 | 0.86504 | 0 | 0 | 0 | 1 | 1 | 0 | 0.016666 | 1
4111 | 0 | 0.046976 | 0.86504 | 0 | 0 | 0 | 1 | 1 | 0 | 0.046976 | 1
4112 | 0 | 0.027454 | 0.86504 | 0 | 0 | 0 | 1 | 1 | 0 | 0.027454 | 1
4113 | 0.13791 | 0.038597 | 0.86504 | 0 | 0 | 0 | 1 | 1 | 0.13791 | 0.038597 | 1
4114 | 0.34957 | 0.036269 | 0.86504 | 0 | 0 | 0 | 1 | 1 | 0.34957 | 0.036269 | 1
4115 | 0.42667 | 0.057275 | 0.86504 | 0 | 0 | 0 | 1 | 1 | 0.42667 | 0.057275 | 1
4116 | 0.30555 | 0.10575 | 0.86504 | 0 | 0 | 0 | 1 | 1 | 0.30555 | 0.10575 | 1
4117 | 0.31889 | 0.12859 | 0.86504 | 0 | 0 | 0 | 1 | 1 | 0.31889 | 0.12859 | 1
4118 | 0.13354 | 0.12736 | 0.86504 | 0 | 0 | 0 | 1 | 1 | 0.13354 | 0.12736 | 1
4119 | 0.16267 | 0.14955 | 0.86504 | 0 | 0 | 0 | 1 | 1 | 0.16267 | 0.14955 | 1
4120 | 0.12691 | 0.13778 | 0.86504 | 0 | 0 | 0 | 1 | 1 | 0.12691 | 0.13778 | 1
4121 | 0.062533 | 0.13007 | 0.86504 | 0 | 0 | 0 | 1 | 1 | 0.062533 | 0.13007 | 1
4122 | 0 | 0.12555 | 0.86504 | 0 | 0 | 1 | 1 | 1 | 0 | 0.12555 | 1
4123 | 0 | 0.12249 | 0.86504 | 0 | 0 | 1 | 1 | 1 | 0 | 0.12249 | 1
4124 | 0 | 0.095088 | 0.86504 | 0 | 0 | 1 | 1 | 1 | 0 | 0.095088 | 1
4125 | 0 | 0.087869 | 0.86504 | 0 | 0 | 1 | 1 | 1 | 0 | 0.087869 | 1
4126 | 0 | 0.08988 | 0.86504 | 0 | 0 | 0 | 1 | 1 | 0 | 0.08988 | 1
4127 | 0 | 0.08015 | 0.86504 | 0 | 0 | 0 | 1 | 1 | 0 | 0.08015 | 1
4128 | 0 | 0.071223 | 0.86504 | 0 | 0 | 0 | 1 | 1 | 0 | 0.071223 | 1
4129 | 0 | 0.068031 | 0.86504 | 0 | 0 | 0 | 1 | 1 | 0 | 0.068031 | 1
4130 | 0 | 0.066076 | 0.86504 | 0 | 0 | 0 | 1 | 1 | 0 | 0.066076 | 1
4131 | 0 | 0.060295 | 0.86504 | 0 | 0 | 0 | 1 | 1 | 0 | 0.060295 | 1
4132 | 0 | 0.061279 | 0.86504 | 0 | 0 | 0 | 1 | 1 | 0 | 0.061279 | 1
4133 | 0 | 0.041192 | 0.86504 | 0 | 0 | 0 | 1 | 1 | 0 | 0.041192 | 1
4134 | 0 | 0.035578 | 0.86504 | 0 | 0 | 0 | 1 | 1 | 0 | 0.035578 | 1
4135 | 0 | 0.060877 | 0.86504 | 0 | 0 | 0 | 1 | 1 | 0 | 0.060877 | 1
4136 | 0 | 0.04684 | 0.86504 | 0 | 0 | 0 | 1 | 1 | 0 | 0.04684 | 1
4137 | 0.13655 | 0.059624 | 0.86504 | 0 | 0 | 0 | 1 | 1 | 0.13655 | 0.059624 | 1
4138 | 0.36232 | 0.08003 | 0.86504 | 0 | 0 | 0 | 1 | 1 | 0.36232 | 0.08003 | 1
4139 | 0.38941 | 0.10342 | 0.86504 | 0 | 0 | 0 | 1 | 1 | 0.38941 | 0.10342 | 1
4140 | 0.40226 | 0.1474 | 0.86504 | 0 | 0 | 0 | 1 | 1 | 0.40226 | 0.1474 | 1
4141 | 0.38477 | 0.17031 | 0.86504 | 0 | 0 | 0 | 1 | 1 | 0.38477 | 0.17031 | 1
4142 | 0.22702 | 0.15469 | 0.86504 | 0 | 0 | 0 | 1 | 1 | 0.22702 | 0.15469 | 1
4143 | 0.27127 | 0.18645 | 0.86504 | 0 | 0 | 0 | 1 | 1 | 0.27127 | 0.18645 | 1
4144 | 0.19747 | 0.16637 | 0.86504 | 0 | 0 | 0 | 1 | 1 | 0.19747 | 0.16637 | 1
4145 | 0.079877 | 0.15676 | 0.86504 | 0 | 0 | 0 | 1 | 1 | 0.079877 | 0.15676 | 1
4146 | 0 | 0.14467 | 0.86504 | 0 | 0 | 1 | 1 | 1 | 0 | 0.14467 | 1
4147 | 0 | 0.13613 | 0.86504 | 0 | 0 | 1 | 1 | 1 | 0 | 0.13613 | 1
4148 | 0 | 0.10521 | 0.86504 | 0 | 0 | 1 | 1 | 1 | 0 | 0.10521 | 1
4149 | 0 | 0.10058 | 0.86504 | 0 | 0 | 1 | 1 | 1 | 0 | 0.10058 | 1
4150 | 0 | 0.10769 | 0.86504 | 0 | 0 | 0 | 1 | 1 | 0 | 0.10769 | 1
4151 | 0 | 0.087894 | 0.86504 | 0 | 0 | 0 | 1 | 1 | 0 | 0.087894 | 1
4152 | 0 | 0.092809 | 0.86504 | 0 | 0 | 0 | 1 | 1 | 0 | 0.092809 | 1
4153 | 0 | 0.076097 | 1 | 0 | 0 | 0 | 1 | 1 | 0 | 0.076097 | 1
4154 | 0 | 0.082608 | 1 | 0 | 0 | 0 | 1 | 1 | 0 | 0.082608 | 1
4155 | 0 | 0.067621 | 1 | 0 | 0 | 0 | 1 | 1 | 0 | 0.067621 | 1
4156 | 0 | 0.068515 | 1 | 0 | 0 | 0 | 1 | 1 | 0 | 0.068515 | 1
4157 | 0 | 0.0535 | 1 | 0 | 0 | 0 | 1 | 1 | 0 | 0.0535 | 1
4158 | 0 | 0.042744 | 1 | 0 | 0 | 0 | 1 | 1 | 0 | 0.042744 | 1
4159 | 0 | 0.061464 | 1 | 0 | 0 | 0 | 1 | 1 | 0 | 0.061464 | 1
4160 | 0 | 0.09296 | 1 | 0 | 0 | 0 | 1 | 1 | 0 | 0.09296 | 1
4161 | 0.11865 | 0.11546 | 1 | 0 | 0 | 0 | 1 | 1 | 0.11865 | 0.11546 | 1
4162 | 0.33221 | 0.13137 | 1 | 0 | 0 | 0 | 1 | 1 | 0.33221 | 0.13137 | 1
4163 | 0.34619 | 0.16227 | 1 | 0 | 0 | 0 | 1 | 1 | 0.34619 | 0.16227 | 1
4164 | 0.4445 | 0.20589 | 1 | 0 | 0 | 0 | 1 | 1 | 0.4445 | 0.20589 | 1
4165 | 0.38801 | 0.22652 | 1 | 0 | 0 | 0 | 1 | 1 | 0.38801 | 0.22652 | 1
4166 | 0.2352 | 0.2184 | 1 | 0 | 0 | 0 | 1 | 1 | 0.2352 | 0.2184 | 1
4167 | 0.29074 | 0.22883 | 1 | 0 | 0 | 0 | 1 | 1 | 0.29074 | 0.22883 | 1
4168 | 0.19088 | 0.22773 | 1 | 0 | 0 | 0 | 1 | 1 | 0.19088 | 0.22773 | 1
4169 | 0.10395 | 0.20539 | 1 | 0 | 0 | 0 | 1 | 1 | 0.10395 | 0.20539 | 1
4170 | 0 | 0.18077 | 1 | 0 | 0 | 1 | 1 | 1 | 0 | 0.18077 | 1
4171 | 0 | 0.15187 | 1 | 0 | 0 | 1 | 1 | 1 | 0 | 0.15187 | 1
4172 | 0 | 0.11819 | 1 | 0 | 0 | 1 | 1 | 1 | 0 | 0.11819 | 1
4173 | 0 | 0.11928 | 1 | 0 | 0 | 1 | 1 | 1 | 0 | 0.11928 | 1
4174 | 0 | 0.12506 | 1 | 0 | 0 | 0 | 1 | 1 | 0 | 0.12506 | 1
4175 | 0 | 0.10369 | 1 | 0 | 0 | 0 | 1 | 1 | 0 | 0.10369 | 1
4176 | 0 | 0.10674 | 1 | 0 | 0 | 0 | 1 | 1 | 0 | 0.10674 | 1
4177 | 0 | 0.095806 | 1 | 0 | 0 | 0 | 1 | 1 | 0 | 0.095806 | 1
4178 | 0 | 0.075728 | 1 | 0 | 0 | 0 | 1 | 1 | 0 | 0.075728 | 1
4179 | 0 | 0.064083 | 1 | 0 | 0 | 0 | 1 | 1 | 0 | 0.064083 | 1
4180 | 0 | 0.054791 | 1 | 0 | 0 | 0 | 1 | 1 | 0 | 0.054791 | 1
4181 | 0 | 0.04964 | 1 | 0 | 0 | 0 | 1 | 1 | 0 | 0.04964 | 1
4182 | 0 | 0.036932 | 1 | 0 | 0 | 0 | 1 | 1 | 0 | 0.036932 | 1
4183 | 0 | 0.054152 | 1 | 0 | 0 | 0 | 1 | 1 | 0 | 0.054152 | 1
4184 | 0 | 0.095344 | 1 | 0 | 0 | 0 | 1 | 1 | 0 | 0.095344 | 1
4185 | 0.10544 | 0.1378 | 1 | 0 | 0 | 0 | 1 | 1 | 0.10544 | 0.1378 | 1
4186 | 0.30038 | 0.15536 | 1 | 0 | 0 | 0 | 1 | 1 | 0.30038 | 0.15536 | 1
4187 | 0.31457 | 0.19844 | 1 | 0 | 0 | 0 | 1 | 1 | 0.31457 | 0.19844 | 1
4188 | 0.4136 | 0.22993 | 1 | 0 | 0 | 0 | 1 | 1 | 0.4136 | 0.22993 | 1
4189 | 0.38599 | 0.24801 | 1 | 0 | 0 | 0 | 1 | 1 | 0.38599 | 0.24801 | 1
4190 | 0.3275 | 0.27925 | 1 | 0 | 0 | 0 | 1 | 1 | 0.3275 | 0.27925 | 1
4191 | 0.29581 | 0.26692 | 1 | 0 | 0 | 0 | 1 | 1 | 0.29581 | 0.26692 | 1
4192 | 0.19357 | 0.24953 | 1 | 0 | 0 | 0 | 1 | 1 | 0.19357 | 0.24953 | 1
4193 | 0.10347 | 0.22224 | 1 | 0 | 0 | 0 | 1 | 1 | 0.10347 | 0.22224 | 1
4194 | 0 | 0.21472 | 1 | 0 | 0 | 1 | 1 | 1 | 0 | 0.21472 | 1
4195 | 0 | 0.19473 | 1 | 0 | 0 | 1 | 1 | 1 | 0 | 0.19473 | 1
4196 | 0 | 0.17154 | 1 | 0 | 0 | 1 | 1 | 1 | 0 | 0.17154 | 1
4197 | 0 | 0.17772 | 1 | 0 | 0 | 1 | 1 | 1 | 0 | 0.17772 | 1
4198 | 0 | 0.16029 | 1 | 0 | 0 | 0 | 1 | 1 | 0 | 0.16029 | 1
4199 | 0 | 0.14197 | 1 | 0 | 0 | 0 | 1 | 1 | 0 | 0.14197 | 1
4200 | 0 | 0.15286 | 1 | 0 | 0 | 0 | 1 | 1 | 0 | 0.15286 | 1
4201 | 0 | 0.086369 | 1 | 0 | 0 | 0 | 1 | 1 | 0 | 0.086369 | 1
4202 | 0 | 0.12007 | 1 | 0 | 0 | 0 | 1 | 1 | 0 | 0.12007 | 1
4203 | 0 | 0.063466 | 1 | 0 | 0 | 0 | 1 | 1 | 0 | 0.063466 | 1
4204 | 0 | 0.043794 | 1 | 0 | 0 | 0 | 1 | 1 | 0 | 0.043794 | 1
4205 | 0 | 0.04543 | 1 | 0 | 0 | 0 | 1 | 1 | 0 | 0.04543 | 1
4206 | 0 | 0.025698 | 1 | 0 | 0 | 0 | 1 | 1 | 0 | 0.025698 | 1
4207 | 0 | 0.045331 | 1 | 0 | 0 | 0 | 1 | 1 | 0 | 0.045331 | 1
4208 | 0 | 0.073754 | 1 | 0 | 0 | 0 | 1 | 1 | 0 | 0.073754 | 1
4209 | 0.10154 | 0.13408 | 1 | 0 | 0 | 0 | 1 | 1 | 0.10154 | 0.13408 | 1
4210 | 0.25397 | 0.13983 | 1 | 0 | 0 | 0 | 1 | 1 | 0.25397 | 0.13983 | 1
4211 | 0.23306 | 0.18735 | 1 | 0 | 0 | 0 | 1 | 1 | 0.23306 | 0.18735 | 1
4212 | 0.35934 | 0.2208 | 1 | 0 | 0 | 0 | 1 | 1 | 0.35934 | 0.2208 | 1
4213 | 0.34914 | 0.24426 | 1 | 0 | 0 | 0 | 1 | 1 | 0.34914 | 0.24426 | 1
4214 | 0.29501 | 0.28655 | 1 | 0 | 0 | 0 | 1 | 1 | 0.29501 | 0.28655 | 1
4215 | 0.24518 | 0.25486 | 1 | 0 | 0 | 0 | 1 | 1 | 0.24518 | 0.25486 | 1
4216 | 0.13621 | 0.22765 | 1 | 0 | 0 | 0 | 1 | 1 | 0.13621 | 0.22765 | 1
4217 | 0.079547 | 0.18297 | 1 | 0 | 0 | 0 | 1 | 1 | 0.079547 | 0.18297 | 1
4218 | 0 | 0.19882 | 1 | 0 | 0 | 1 | 1 | 1 | 0 | 0.19882 | 1
4219 | 0 | 0.19388 | 1 | 0 | 0 | 1 | 1 | 1 | 0 | 0.19388 | 1
4220 | 0 | 0.14873 | 1 | 0 | 0 | 1 | 1 | 1 | 0 | 0.14873 | 1
4221 | 0 | 0.1295 | 1 | 0 | 0 | 1 | 1 | 1 | 0 | 0.1295 | 1
4222 | 0 | 0.11698 | 1 | 0 | 0 | 0 | 1 | 1 | 0 | 0.11698 | 1
4223 | 0 | 0.11 | 1 | 0 | 0 | 0 | 1 | 1 | 0 | 0.11 | 1
4224 | 0 | 0.12454 | 1 | 0 | 0 | 0 | 1 | 1 | 0 | 0.12454 | 1
4225 | 0 | 0.12381 | 1 | 0 | 0 | 0 | 1 | 1 | 0 | 0.12381 | 1
4226 | 0 | 0.1033 | 1 | 0 | 0 | 0 | 1 | 1 | 0 | 0.1033 | 1
4227 | 0 | 0.049468 | 1 | 0 | 0 | 0 | 1 | 1 | 0 | 0.049468 | 1
4228 | 0 | 0.033944 | 1 | 0 | 0 | 0 | 1 | 1 | 0 | 0.033944 | 1
4229 | 0 | 0.032011 | 1 | 0 | 0 | 0 | 1 | 1 | 0 | 0.032011 | 1
4230 | 0 | 0.017968 | 1 | 0 | 0 | 0 | 1 | 1 | 0 | 0.017968 | 1
4231 | 0 | 0.048989 | 1 | 0 | 0 | 0 | 1 | 1 | 0 | 0.048989 | 1
4232 | 0 | 0.060079 | 1 | 0 | 0 | 0 | 1 | 1 | 0 | 0.060079 | 1
4233 | 0.1075 | 0.10868 | 1 | 0 | 0 | 0 | 1 | 1 | 0.1075 | 0.10868 | 1
4234 | 0.27363 | 0.13544 | 1 | 0 | 0 | 0 | 1 | 1 | 0.27363 | 0.13544 | 1
4235 | 0.25826 | 0.17366 | 1 | 0 | 0 | 0 | 1 | 1 | 0.25826 | 0.17366 | 1
4236 | 0.30497 | 0.19848 | 1 | 0 | 0 | 0 | 1 | 1 | 0.30497 | 0.19848 | 1
4237 | 0.30174 | 0.2238 | 1 | 0 | 0 | 0 | 1 | 1 | 0.30174 | 0.2238 | 1
4238 | 0.27544 | 0.26049 | 1 | 0 | 0 | 0 | 1 | 1 | 0.27544 | 0.26049 | 1
4239 | 0.21098 | 0.25639 | 1 | 0 | 0 | 0 | 1 | 1 | 0.21098 | 0.25639 | 1
4240 | 0.15145 | 0.22868 | 1 | 0 | 0 | 0 | 1 | 1 | 0.15145 | 0.22868 | 1
4241 | 0.01145 | 0.21371 | 1 | 0 | 0 | 0 | 1 | 1 | 0.01145 | 0.21371 | 1
4242 | 0 | 0.21367 | 1 | 0 | 0 | 1 | 1 | 1 | 0 | 0.21367 | 1
4243 | 0 | 0.16762 | 1 | 0 | 0 | 1 | 1 | 1 | 0 | 0.16762 | 1
4244 | 0 | 0.14953 | 1 | 0 | 0 | 1 | 1 | 1 | 0 | 0.14953 | 1
4245 | 0 | 0.1187 | 1 | 0 | 0 | 1 | 1 | 1 | 0 | 0.1187 | 1
4246 | 0 | 0.077007 | 1 | 0 | 0 | 0 | 1 | 1 | 0 | 0.077007 | 1
4247 | 0 | 0.059176 | 1 | 0 | 0 | 0 | 1 | 1 | 0 | 0.059176 | 1
4248 | 0 | 0.061808 | 1 | 0 | 0 | 0 | 1 | 1 | 0 | 0.061808 | 1
4249 | 0 | 0.10126 | 1 | 0 | 0 | 0 | 1 | 1 | 0 | 0.10126 | 1
4250 | 0 | 0.071018 | 1 | 0 | 0 | 0 | 1 | 1 | 0 | 0.071018 | 1
4251 | 0 | 0.028091 | 1 | 0 | 0 | 0 | 1 | 1 | 0 | 0.028091 | 1
4252 | 0 | 0.015747 | 1 | 0 | 0 | 0 | 1 | 1 | 0 | 0.015747 | 1
4253 | 0 | 0.028656 | 1 | 0 | 0 | 0 | 1 | 1 | 0 | 0.028656 | 1
4254 | 0 | 0.012942 | 1 | 0 | 0 | 0 | 1 | 1 | 0 | 0.012942 | 1
4255 | 0 | 0.034479 | 1 | 0 | 0 | 0 | 1 | 1 | 0 | 0.034479 | 1
4256 | 0 | 0.034179 | 1 | 0 | 0 | 0 | 1 | 1 | 0 | 0.034179 | 1
4257 | 0.098363 | 0.071906 | 1 | 0 | 0 | 0 | 1 | 1 | 0.098363 | 0.071906 | 1
4258 | 0.29001 | 0.10066 | 1 | 0 | 0 | 0 | 1 | 1 | 0.29001 | 0.10066 | 1
4259 | 0.24561 | 0.14392 | 1 | 0 | 0 | 0 | 1 | 1 | 0.24561 | 0.14392 | 1
4260 | 0.23819 | 0.1778 | 1 | 0 | 0 | 0 | 1 | 1 | 0.23819 | 0.1778 | 1
4261 | 0.2087 | 0.20393 | 1 | 0 | 0 | 0 | 1 | 1 | 0.2087 | 0.20393 | 1
4262 | 0.15975 | 0.23048 | 1 | 0 | 0 | 0 | 1 | 1 | 0.15975 | 0.23048 | 1
4263 | 0.14343 | 0.22743 | 1 | 0 | 0 | 0 | 1 | 1 | 0.14343 | 0.22743 | 1
4264 | 0.10623 | 0.19519 | 1 | 0 | 0 | 0 | 1 | 1 | 0.10623 | 0.19519 | 1
4265 | 0.004948 | 0.19004 | 1 | 0 | 0 | 0 | 1 | 1 | 0.004948 | 0.19004 | 1
4266 | 0 | 0.20455 | 1 | 0 | 0 | 1 | 1 | 1 | 0 | 0.20455 | 1
4267 | 0 | 0.14605 | 1 | 0 | 0 | 1 | 1 | 1 | 0 | 0.14605 | 1
4268 | 0 | 0.10498 | 1 | 0 | 0 | 1 | 1 | 1 | 0 | 0.10498 | 1
4269 | 0 | 0.053753 | 1 | 0 | 0 | 1 | 1 | 1 | 0 | 0.053753 | 1
4270 | 0 | 0.010112 | 1 | 0 | 0 | 0 | 1 | 1 | 0 | 0.010112 | 1
4271 | 0 | 0 | 1 | 0 | 0 | 0 | 1 | 1 | 0 | 0 | 1
4272 | 0 | 0.002093 | 1 | 0 | 0 | 0 | 1 | 1 | 0 | 0.002093 | 1
4273 | 0 | 0.047223 | 1 | 0 | 0 | 0 | 1 | 1 | 0 | 0.047223 | 1
4274 | 0 | 0 | 1 | 0 | 0 | 0 | 1 | 1 | 0 | 0 | 1
4275 | 0 | 0 | 1 | 0 | 0 | 0 | 1 | 1 | 0 | 0 | 1
4276 | 0 | 0 | 1 | 0 | 0 | 0 | 1 | 1 | 0 | 0 | 1
4277 | 0 | 0 | 1 | 0 | 0 | 0 | 1 | 1 | 0 | 0 | 1
4278 | 0 | 0 | 1 | 0 | 0 | 0 | 1 | 1 | 0 | 0 | 1
4279 | 0 | 0.012102 | 1 | 0 | 0 | 0 | 1 | 1 | 0 | 0.012102 | 1
4280 | 0 | 0.0064299 | 1 | 0 | 0 | 0 | 1 | 1 | 0 | 0.0064299 | 1
4281 | 0.10963 | 0.025343 | 1 | 0 | 0 | 0 | 1 | 1 | 0.10963 | 0.025343 | 1
4282 | 0.32472 | 0.070471 | 1 | 0 | 0 | 0 | 1 | 1 | 0.32472 | 0.070471 | 1
4283 | 0.33165 | 0.10583 | 1 | 0 | 0 | 0 | 1 | 1 | 0.33165 | 0.10583 | 1
4284 | 0.22384 | 0.1369 | 1 | 0 | 0 | 0 | 1 | 1 | 0.22384 | 0.1369 | 1
4285 | 0.16593 | 0.15161 | 1 | 0 | 0 | 0 | 1 | 1 | 0.16593 | 0.15161 | 1
4286 | 0.11876 | 0.16986 | 1 | 0 | 0 | 0 | 1 | 1 | 0.11876 | 0.16986 | 1
4287 | 0.14723 | 0.16405 | 1 | 0 | 0 | 0 | 1 | 1 | 0.14723 | 0.16405 | 1
4288 | 0.13295 | 0.15151 | 1 | 0 | 0 | 0 | 1 | 1 | 0.13295 | 0.15151 | 1
4289 | 0.017689 | 0.15214 | 1 | 0 | 0 | 0 | 1 | 1 | 0.017689 | 0.15214 | 1
4290 | 0 | 0.14896 | 1 | 0 | 0 | 1 | 1 | 1 | 0 | 0.14896 | 1
4291 | 0 | 0.10017 | 1 | 0 | 0 | 1 | 1 | 1 | 0 | 0.10017 | 1
4292 | 0 | 0.070602 | 1 | 0 | 0 | 1 | 1 | 1 | 0 | 0.070602 | 1
4293 | 0 | 0.040826 | 1 | 0 | 0 | 1 | 1 | 1 | 0 | 0.040826 | 1
4294 | 0 | 0 | 1 | 0 | 0 | 0 | 1 | 1 | 0 | 0 | 1
4295 | 0 | 0 | 1 | 0 | 0 | 0 | 1 | 1 | 0 | 0 | 1
4296 | 0 | 0 | 1 | 0 | 0 | 0 | 1 | 1 | 0 | 0 | 1
4297 | 0 | 0 | 1 | 0 | 0 | 0 | 1 | 1 | 0 | 0 | 1
4298 | 0 | 0 | 1 | 0 | 0 | 0 | 1 | 1 | 0 | 0 | 1
4299 | 0 | 0 | 1 | 0 | 0 | 0 | 1 | 1 | 0 | 0 | 1
4300 | 0 | 0 | 1 | 0 | 0 | 0 | 1 | 1 | 0 | 0 | 1
4301 | 0 | 0.0023913 | 1 | 0 | 0 | 0 | 1 | 1 | 0 | 0.0023913 | 1
4302 | 0 | 0 | 1 | 0 | 0 | 0 | 1 | 1 | 0 | 0 | 1
4303 | 0 | 0.014868 | 1 | 0 | 0 | 0 | 1 | 1 | 0 | 0.014868 | 1
4304 | 0 | 0.013487 | 1 | 0 | 0 | 0 | 1 | 1 | 0 | 0.013487 | 1
4305 | 0.11341 | 0.026014 | 1 | 0 | 0 | 0 | 1 | 1 | 0.11341 | 0.026014 | 1
4306 | 0.23185 | 0.060239 | 1 | 0 | 0 | 0 | 1 | 1 | 0.23185 | 0.060239 | 1
4307 | 0.33811 | 0.09279 | 1 | 0 | 0 | 0 | 1 | 1 | 0.33811 | 0.09279 | 1
4308 | 0.27143 | 0.1338 | 1 | 0 | 0 | 0 | 1 | 1 | 0.27143 | 0.1338 | 1
4309 | 0.20638 | 0.14728 | 1 | 0 | 0 | 0 | 1 | 1 | 0.20638 | 0.14728 | 1
4310 | 0.18506 | 0.15582 | 1 | 0 | 0 | 0 | 1 | 1 | 0.18506 | 0.15582 | 1
4311 | 0.19615 | 0.14264 | 1 | 0 | 0 | 0 | 1 | 1 | 0.19615 | 0.14264 | 1
4312 | 0.13481 | 0.1271 | 1 | 0 | 0 | 0 | 1 | 1 | 0.13481 | 0.1271 | 1
4313 | 0.058228 | 0.10764 | 1 | 0 | 0 | 0 | 1 | 1 | 0.058228 | 0.10764 | 1
4314 | 0 | 0.10012 | 1 | 0 | 0 | 1 | 1 | 1 | 0 | 0.10012 | 1
4315 | 0 | 0.065432 | 1 | 0 | 0 | 1 | 1 | 1 | 0 | 0.065432 | 1
4316 | 0 | 0.024386 | 1 | 0 | 0 | 1 | 1 | 1 | 0 | 0.024386 | 1
4317 | 0 | 0.002836 | 1 | 0 | 0 | 1 | 1 | 1 | 0 | 0.002836 | 1
4318 | 0 | 0 | 1 | 0 | 0 | 0 | 1 | 1 | 0 | 0 | 1
4319 | 0 | 0 | 1 | 0 | 0 | 0 | 1 | 1 | 0 | 0 | 1
4320 | 0 | 0 | 1 | 0 | 0 | 0 | 1 | 1 | 0 | 0 | 1
4321 | 0 | 0 | 1 | 0 | 0 | 0 | 1 | 1 | 0 | 0 | 1
4322 | 0 | 0 | 1 | 0 | 0 | 0 | 1 | 1 | 0 | 0 | 1
4323 | 0 | 0 | 1 | 0 | 0 | 0 | 1 | 1 | 0 | 0 | 1
4324 | 0 | 0 | 1 | 0 | 0 | 0 | 1 | 1 | 0 | 0 | 1
4325 | 0 | 0 | 1 | 0 | 0 | 0 | 1 | 1 | 0 | 0 | 1
4326 | 0 | 0 | 1 | 0 | 0 | 0 | 1 | 1 | 0 | 0 | 1
4327 | 0 | 0.007891 | 1 | 0 | 0 | 0 | 1 | 1 | 0 | 0.007891 | 1
4328 | 0 | 0.012145 | 1 | 0 | 0 | 0 | 1 | 1 | 0 | 0.012145 | 1
4329 | 0.11142 | 0.01923 | 1 | 0 | 0 | 0 | 1 | 1 | 0.11142 | 0.01923 | 1
4330 | 0.15917 | 0.050702 | 1 | 0 | 0 | 0 | 1 | 1 | 0.15917 | 0.050702 | 1
4331 | 0.29728 | 0.08824 | 1 | 0 | 0 | 0 | 1 | 1 | 0.29728 | 0.08824 | 1
4332 | 0.29685 | 0.10542 | 1 | 0 | 0 | 0 | 1 | 1 | 0.29685 | 0.10542 | 1
4333 | 0.21044 | 0.12444 | 1 | 0 | 0 | 0 | 1 | 1 | 0.21044 | 0.12444 | 1
4334 | 0.23282 | 0.12173 | 1 | 0 | 0 | 0 | 1 | 1 | 0.23282 | 0.12173 | 1
4335 | 0.18756 | 0.10119 | 1 | 0 | 0 | 0 | 1 | 1 | 0.18756 | 0.10119 | 1
4336 | 0.13833 | 0.095358 | 1 | 0 | 0 | 0 | 1 | 1 | 0.13833 | 0.095358 | 1
4337 | 0.043511 | 0.062827 | 1 | 0 | 0 | 0 | 1 | 1 | 0.043511 | 0.062827 | 1
4338 | 0 | 0.05117 | 1 | 0 | 0 | 1 | 1 | 1 | 0 | 0.05117 | 1
4339 | 0 | 0.043215 | 1 | 0 | 0 | 1 | 1 | 1 | 0 | 0.043215 | 1
4340 | 0 | 0.0077586 | 1 | 0 | 0 | 1 | 1 | 1 | 0 | 0.0077586 | 1
4341 | 0 | 0.0015927 | 1 | 0 | 0 | 1 | 1 | 1 | 0 | 0.0015927 | 1
4342 | 0 | 0.0048556 | 1 | 0 | 0 | 0 | 1 | 1 | 0 | 0.0048556 | 1
4343 | 0 | 0.0032103 | 1 | 0 | 0 | 0 | 1 | 1 | 0 | 0.0032103 | 1
4344 | 0 | 0 | 1 | 0 | 0 | 0 | 1 | 1 | 0 | 0 | 1
4345 | 0 | 0 | 1 | 0 | 0 | 0 | 1 | 1 | 0 | 0 | 1
4346 | 0 | 0 | 1 | 0 | 0 | 0 | 1 | 1 | 0 | 0 | 1
4347 | 0 | 0 | 1 | 0 | 0 | 0 | 1 | 1 | 0 | 0 | 1
4348 | 0 | 0 | 1 | 0 | 0 | 0 | 1 | 1 | 0 | 0 | 1
4349 | 0 | 0 | 1 | 0 | 0 | 0 | 1 | 1 | 0 | 0 | 1
4350 | 0 | 0 | 1 | 0 | 0 | 0 | 1 | 1 | 0 | 0 | 1
4351 | 0 | 0.0099996 | 1 | 0 | 0 | 0 | 1 | 1 | 0 | 0.0099996 | 1
4352 | 0 | 0.011283 | 1 | 0 | 0 | 0 | 1 | 1 | 0 | 0.011283 | 1
4353 | 0.13084 | 0.016927 | 1 | 0 | 0 | 0 | 1 | 1 | 0.13084 | 0.016927 | 1
4354 | 0.14279 | 0.046506 | 1 | 0 | 0 | 0 | 1 | 1 | 0.14279 | 0.046506 | 1
4355 | 0.26356 | 0.070925 | 1 | 0 | 0 | 0 | 1 | 1 | 0.26356 | 0.070925 | 1
4356 | 0.29066 | 0.083506 | 1 | 0 | 0 | 0 | 1 | 1 | 0.29066 | 0.083506 | 1
4357 | 0.231 | 0.11132 | 1 | 0 | 0 | 0 | 1 | 1 | 0.231 | 0.11132 | 1
4358 | 0.255 | 0.097945 | 1 | 0 | 0 | 0 | 1 | 1 | 0.255 | 0.097945 | 1
4359 | 0.20207 | 0.09906 | 1 | 0 | 0 | 0 | 1 | 1 | 0.20207 | 0.09906 | 1
4360 | 0.12721 | 0.10805 | 1 | 0 | 0 | 0 | 1 | 1 | 0.12721 | 0.10805 | 1
4361 | 0.047101 | 0.076223 | 1 | 0 | 0 | 0 | 1 | 1 | 0.047101 | 0.076223 | 1
4362 | 0 | 0.058923 | 1 | 0 | 0 | 1 | 1 | 1 | 0 | 0.058923 | 1
4363 | 0 | 0.054586 | 1 | 0 | 0 | 1 | 1 | 1 | 0 | 0.054586 | 1
4364 | 0 | 0.012571 | 1 | 0 | 0 | 1 | 1 | 1 | 0 | 0.012571 | 1
4365 | 0 | 0.015142 | 1 | 0 | 0 | 1 | 1 | 1 | 0 | 0.015142 | 1
4366 | 0 | 0.016528 | 1 | 0 | 0 | 0 | 1 | 1 | 0 | 0.016528 | 1
4367 | 0 | 0.038983 | 1 | 0 | 0 | 0 | 1 | 1 | 0 | 0.038983 | 1
4368 | 0 | 0.028019 | 1 | 0 | 0 | 0 | 1 | 1 | 0 | 0.028019 | 1
4369 | 0 | 0 | 1 | 0 | 0 | 0 | 1 | 1 | 0 | 0 | 1
4370 | 0 | 0.0061443 | 1 | 0 | 0 | 0 | 1 | 1 | 0 | 0.0061443 | 1
4371 | 0 | 0 | 1 | 0 | 0 | 0 | 1 | 1 | 0 | 0 | 1
4372 | 0 | 0 | 1 | 0 | 0 | 0 | 1 | 1 | 0 | 0 | 1
4373 | 0 | 0 | 1 | 0 | 0 | 0 | 1 | 1 | 0 | 0 | 1
4374 | 0 | 0.0060446 | 1 | 0 | 0 | 0 | 1 | 1 | 0 | 0.0060446 | 1
4375 | 0 | 0.05407 | 1 | 0 | 0 | 0 | 1 | 1 | 0 | 0.05407 | 1
4376 | 0 | 0.048185 | 1 | 0 | 0 | 0 | 1 | 1 | 0 | 0.048185 | 1
4377 | 0.069735 | 0.059049 | 1 | 0 | 0 | 0 | 1 | 1 | 0.069735 | 0.059049 | 1
4378 | 0.10741 | 0.086226 | 1 | 0 | 0 | 0 | 1 | 1 | 0.10741 | 0.086226 | 1
4379 | 0.16367 | 0.10647 | 1 | 0 | 0 | 0 | 1 | 1 | 0.16367 | 0.10647 | 1
4380 | 0.2602 | 0.1073 | 1 | 0 | 0 | 0 | 1 | 1 | 0.2602 | 0.1073 | 1
4381 | 0.21637 | 0.14022 | 1 | 0 | 0 | 0 | 1 | 1 | 0.21637 | 0.14022 | 1
4382 | 0.20982 | 0.12975 | 1 | 0 | 0 | 0 | 1 | 1 | 0.20982 | 0.12975 | 1
4383 | 0.18257 | 0.13433 | 1 | 0 | 0 | 0 | 1 | 1 | 0.18257 | 0.13433 | 1
4384 | 0.13263 | 0.14168 | 1 | 0 | 0 | 0 | 1 | 1 | 0.13263 | 0.14168 | 1
4385 | 0.053714 | 0.11985 | 1 | 0 | 0 | 0 | 1 | 1 | 0.053714 | 0.11985 | 1
4386 | 0 | 0.10447 | 1 | 0 | 0 | 1 | 1 | 1 | 0 | 0.10447 | 1
4387 | 0 | 0.10657 | 1 | 0 | 0 | 1 | 1 | 1 | 0 | 0.10657 | 1
4388 | 0 | 0.062674 | 1 | 0 | 0 | 1 | 1 | 1 | 0 | 0.062674 | 1
4389 | 0 | 0.067593 | 1 | 0 | 0 | 1 | 1 | 1 | 0 | 0.067593 | 1
4390 | 0 | 0.063453 | 1 | 0 | 0 | 0 | 1 | 1 | 0 | 0.063453 | 1
4391 | 0 | 0.077223 | 1 | 0 | 0 | 0 | 1 | 1 | 0 | 0.077223 | 1
4392 | 0 | 0.054604 | 1 | 0 | 0 | 0 | 1 | 1 | 0 | 0.054604 | 1
4393 | 0 | 0 | 1 | 0 | 0 | 0 | 1 | 1 | 0 | 0 | 1
4394 | 0 | 0.025126 | 1 | 0 | 0 | 0 | 1 | 1 | 0 | 0.025126 | 1
4395 | 0 | 0.011896 | 1 | 0 | 0 | 0 | 1 | 1 | 0 | 0.011896 | 1
4396 | 0 | 0.013141 | 1 | 0 | 0 | 0 | 1 | 1 | 0 | 0.013141 | 1
4397 | 0 | 0.024325 | 1 | 0 | 0 | 0 | 1 | 1 | 0 | 0.024325 | 1
4398 | 0 | 0.036308 | 1 | 0 | 0 | 0 | 1 | 1 | 0 | 0.036308 | 1
4399 | 0 | 0.0864 | 1 | 0 | 0 | 0 | 1 | 1 | 0 | 0.0864 | 1
4400 | 0 | 0.075277 | 1 | 0 | 0 | 0 | 1 | 1 | 0 | 0.075277 | 1
4401 | 0.044916 | 0.10416 | 1 | 0 | 0 | 0 | 1 | 1 | 0.044916 | 0.10416 | 1
4402 | 0.12703 | 0.13386 | 1 | 0 | 0 | 0 | 1 | 1 | 0.12703 | 0.13386 | 1
4403 | 0.17512 | 0.13915 | 1 | 0 | 0 | 0 | 1 | 1 | 0.17512 | 0.13915 | 1
4404 | 0.23525 | 0.16327 | 1 | 0 | 0 | 0 | 1 | 1 | 0.23525 | 0.16327 | 1
4405 | 0.25234 | 0.189 | 1 | 0 | 0 | 0 | 1 | 1 | 0.25234 | 0.189 | 1
4406 | 0.22977 | 0.17478 | 1 | 0 | 0 | 0 | 1 | 1 | 0.22977 | 0.17478 | 1
4407 | 0.20738 | 0.20241 | 1 | 0 | 0 | 0 | 1 | 1 | 0.20738 | 0.20241 | 1
4408 | 0.15272 | 0.21233 | 1 | 0 | 0 | 0 | 1 | 1 | 0.15272 | 0.21233 | 1
4409 | 0.059058 | 0.19686 | 1 | 0 | 0 | 0 | 1 | 1 | 0.059058 | 0.19686 | 1
4410 | 0 | 0.16127 | 1 | 0 | 0 | 1 | 1 | 1 | 0 | 0.16127 | 1
4411 | 0 | 0.13799 | 1 | 0 | 0 | 1 | 1 | 1 | 0 | 0.13799 | 1
4412 | 0 | 0.097933 | 1 | 0 | 0 | 1 | 1 | 1 | 0 | 0.097933 | 1
4413 | 0 | 0.099399 | 1 | 0 | 0 | 1 | 1 | 1 | 0 | 0.099399 | 1
4414 | 0 | 0.099841 | 1 | 0 | 0 | 0 | 1 | 1 | 0 | 0.099841 | 1
4415 | 0 | 0.10451 | 1 | 0 | 0 | 0 | 1 | 1 | 0 | 0.10451 | 1
4416 | 0 | 0.10642 | 1 | 0 | 0 | 0 | 1 | 1 | 0 | 0.10642 | 1
4417 | 0 | 0.023249 | 1 | 0 | 0 | 0 | 1 | 1 | 0 | 0.023249 | 1
4418 | 0 | 0.069001 | 1 | 0 | 0 | 0 | 1 | 1 | 0 | 0.069001 | 1
4419 | 0 | 0.053244 | 1 | 0 | 0 | 0 | 1 | 1 | 0 | 0.053244 | 1
4420 | 0 | 0.05012 | 1 | 0 | 0 | 0 | 1 | 1 | 0 | 0.05012 | 1
4421 | 0 | 0.058092 | 1 | 0 | 0 | 0 | 1 | 1 | 0 | 0.058092 | 1
4422 | 0 | 0.063543 | 1 | 0 | 0 | 0 | 1 | 1 | 0 | 0.063543 | 1
4423 | 0 | 0.10567 | 1 | 0 | 0 | 0 | 1 | 1 | 0 | 0.10567 | 1
4424 | 0 | 0.10259 | 1 | 0 | 0 | 0 | 1 | 1 | 0 | 0.10259 | 1
4425 | 0.026086 | 0.10443 | 1 | 0 | 0 | 0 | 1 | 1 | 0.026086 | 0.10443 | 1
4426 | 0.11973 | 0.131 | 1 | 0 | 0 | 0 | 1 | 1 | 0.11973 | 0.131 | 1
4427 | 0.18359 | 0.15502 | 1 | 0 | 0 | 0 | 1 | 1 | 0.18359 | 0.15502 | 1
4428 | 0.23555 | 0.18162 | 1 | 0 | 0 | 0 | 1 | 1 | 0.23555 | 0.18162 | 1
4429 | 0.24922 | 0.1899 | 1 | 0 | 0 | 0 | 1 | 1 | 0.24922 | 0.1899 | 1
4430 | 0.22963 | 0.19765 | 1 | 0 | 0 | 0 | 1 | 1 | 0.22963 | 0.19765 | 1
4431 | 0.17512 | 0.21155 | 1 | 0 | 0 | 0 | 1 | 1 | 0.17512 | 0.21155 | 1
4432 | 0.15254 | 0.21416 | 1 | 0 | 0 | 0 | 1 | 1 | 0.15254 | 0.21416 | 1
4433 | 0.058696 | 0.18472 | 1 | 0 | 0 | 0 | 1 | 1 | 0.058696 | 0.18472 | 1
4434 | 0 | 0.18139 | 1 | 0 | 0 | 1 | 1 | 1 | 0 | 0.18139 | 1
4435 | 0 | 0.14022 | 1 | 0 | 0 | 1 | 1 | 1 | 0 | 0.14022 | 1
4436 | 0 | 0.11354 | 1 | 0 | 0 | 1 | 1 | 1 | 0 | 0.11354 | 1
4437 | 0 | 0.10416 | 1 | 0 | 0 | 1 | 1 | 1 | 0 | 0.10416 | 1
4438 | 0 | 0.10067 | 1 | 0 | 0 | 0 | 1 | 1 | 0 | 0.10067 | 1
4439 | 0 | 0.08441 | 1 | 0 | 0 | 0 | 1 | 1 | 0 | 0.08441 | 1
4440 | 0 | 0.06941 | 1 | 0 | 0 | 0 | 1 | 1 | 0 | 0.06941 | 1
4441 | 0 | 0.083083 | 1 | 0 | 0 | 0 | 1 | 1 | 0 | 0.083083 | 1
4442 | 0 | 0.034613 | 1 | 0 | 0 | 0 | 1 | 1 | 0 | 0.034613 | 1
4443 | 0 | 0.034323 | 1 | 0 | 0 | 0 | 1 | 1 | 0 | 0.034323 | 1
4444 | 0 | 0.032757 | 1 | 0 | 0 | 0 | 1 | 1 | 0 | 0.032757 | 1
4445 | 0 | 0.030765 | 1 | 0 | 0 | 0 | 1 | 1 | 0 | 0.030765 | 1
4446 | 0 | 0.01979 | 1 | 0 | 0 | 0 | 1 | 1 | 0 | 0.01979 | 1
4447 | 0 | 0.055764 | 1 | 0 | 0 | 0 | 1 | 1 | 0 | 0.055764 | 1
4448 | 0 | 0.071526 | 1 | 0 | 0 | 0 | 1 | 1 | 0 | 0.071526 | 1
4449 | 0.038409 | 0.068319 | 1 | 0 | 0 | 0 | 1 | 1 | 0.038409 | 0.068319 | 1
4450 | 0.15515 | 0.10092 | 1 | 0 | 0 | 0 | 1 | 1 | 0.15515 | 0.10092 | 1
4451 | 0.25901 | 0.12337 | 1 | 0 | 0 | 0 | 1 | 1 | 0.25901 | 0.12337 | 1
4452 | 0.24635 | 0.16395 | 1 | 0 | 0 | 0 | 1 | 1 | 0.24635 | 0.16395 | 1
4453 | 0.29544 | 0.17568 | 1 | 0 | 0 | 0 | 1 | 1 | 0.29544 | 0.17568 | 1
4454 | 0.28015 | 0.1794 | 1 | 0 | 0 | 0 | 1 | 1 | 0.28015 | 0.1794 | 1
4455 | 0.23957 | 0.17513 | 1 | 0 | 0 | 0 | 1 | 1 | 0.23957 | 0.17513 | 1
4456 | 0.17359 | 0.17988 | 1 | 0 | 0 | 0 | 1 | 1 | 0.17359 | 0.17988 | 1
4457 | 0.037887 | 0.15348 | 1 | 0 | 0 | 0 | 1 | 1 | 0.037887 | 0.15348 | 1
4458 | 0 | 0.14043 | 1 | 0 | 0 | 1 | 1 | 1 | 0 | 0.14043 | 1
4459 | 0 | 0.10739 | 1 | 0 | 0 | 1 | 1 | 1 | 0 | 0.10739 | 1
4460 | 0 | 0.095558 | 1 | 0 | 0 | 1 | 1 | 1 | 0 | 0.095558 | 1
4461 | 0 | 0.094212 | 1 | 0 | 0 | 1 | 1 | 1 | 0 | 0.094212 | 1
4462 | 0 | 0.085991 | 1 | 0 | 0 | 0 | 1 | 1 | 0 | 0.085991 | 1
4463 | 0 | 0.082769 | 1 | 0 | 0 | 0 | 1 | 1 | 0 | 0.082769 | 1
4464 | 0 | 0.077737 | 1 | 0 | 0 | 0 | 1 | 1 | 0 | 0.077737 | 1
4465 | 0 | 0.048229 | 1 | 0 | 0 | 0 | 1 | 1 | 0 | 0.048229 | 1
4466 | 0 | 0.055375 | 1 | 0 | 0 | 0 | 1 | 1 | 0 | 0.055375 | 1
4467 | 0 | 0.060519 | 1 | 0 | 0 | 0 | 1 | 1 | 0 | 0.060519 | 1
4468 | 0 | 0.056053 | 1 | 0 | 0 | 0 | 1 | 1 | 0 | 0.056053 | 1
4469 | 0 | 0.053013 | 1 | 0 | 0 | 0 | 1 | 1 | 0 | 0.053013 | 1
4470 | 0 | 0.056143 | 1 | 0 | 0 | 0 | 1 | 1 | 0 | 0.056143 | 1
4471 | 0 | 0.057857 | 1 | 0 | 0 | 0 | 1 | 1 | 0 | 0.057857 | 1
4472 | 0 | 0.085083 | 1 | 0 | 0 | 0 | 1 | 1 | 0 | 0.085083 | 1
4473 | 0.057023 | 0.064652 | 1 | 0 | 0 | 0 | 1 | 1 | 0.057023 | 0.064652 | 1
4474 | 0.13739 | 0.080891 | 1 | 0 | 0 | 0 | 1 | 1 | 0.13739 | 0.080891 | 1
4475 | 0.29362 | 0.10527 | 1 | 0 | 0 | 0 | 1 | 1 | 0.29362 | 0.10527 | 1
4476 | 0.31176 | 0.13657 | 1 | 0 | 0 | 0 | 1 | 1 | 0.31176 | 0.13657 | 1
4477 | 0.33907 | 0.15969 | 1 | 0 | 0 | 0 | 1 | 1 | 0.33907 | 0.15969 | 1
4478 | 0.2994 | 0.17449 | 1 | 0 | 0 | 0 | 1 | 1 | 0.2994 | 0.17449 | 1
4479 | 0.29493 | 0.16659 | 1 | 0 | 0 | 0 | 1 | 1 | 0.29493 | 0.16659 | 1
4480 | 0.18997 | 0.14924 | 1 | 0 | 0 | 0 | 1 | 1 | 0.18997 | 0.14924 | 1
4481 | 0.086344 | 0.1278 | 1 | 0 | 0 | 0 | 1 | 1 | 0.086344 | 0.1278 | 1
4482 | 0 | 0.14203 | 1 | 0 | 0 | 1 | 1 | 1 | 0 | 0.14203 | 1
4483 | 0 | 0.1265 | 1 | 0 | 0 | 1 | 1 | 1 | 0 | 0.1265 | 1
4484 | 0 | 0.11346 | 1 | 0 | 0 | 1 | 1 | 1 | 0 | 0.11346 | 1
4485 | 0 | 0.11273 | 1 | 0 | 0 | 1 | 1 | 1 | 0 | 0.11273 | 1
4486 | 0 | 0.092707 | 1 | 0 | 0 | 0 | 1 | 1 | 0 | 0.092707 | 1
4487 | 0 | 0.088747 | 1 | 0 | 0 | 0 | 1 | 1 | 0 | 0.088747 | 1
4488 | 0 | 0.068647 | 1 | 0 | 0 | 0 | 1 | 1 | 0 | 0.068647 | 1
4489 | 0 | 0.048479 | 1 | 0 | 0 | 0 | 1 | 1 | 0 | 0.048479 | 1
4490 | 0 | 0.036456 | 1 | 0 | 0 | 0 | 1 | 1 | 0 | 0.036456 | 1
4491 | 0 | 0.041808 | 1 | 0 | 0 | 0 | 1 | 1 | 0 | 0.041808 | 1
4492 | 0 | 0.04532 | 1 | 0 | 0 | 0 | 1 | 1 | 0 | 0.04532 | 1
4493 | 0 | 0.054066 | 1 | 0 | 0 | 0 | 1 | 1 | 0 | 0.054066 | 1
4494 | 0 | 0.054944 | 1 | 0 | 0 | 0 | 1 | 1 | 0 | 0.054944 | 1
4495 | 0 | 0.051758 | 1 | 0 | 0 | 0 | 1 | 1 | 0 | 0.051758 | 1
4496 | 0 | 0.081533 | 1 | 0 | 0 | 0 | 1 | 1 | 0 | 0.081533 | 1
4497 | 0.040556 | 0.094164 | 1 | 0 | 0 | 0 | 1 | 1 | 0.040556 | 0.094164 | 1
4498 | 0.10292 | 0.10996 | 1 | 0 | 0 | 0 | 1 | 1 | 0.10292 | 0.10996 | 1
4499 | 0.31965 | 0.12596 | 1 | 0 | 0 | 0 | 1 | 1 | 0.31965 | 0.12596 | 1
4500 | 0.31218 | 0.15595 | 1 | 0 | 0 | 0 | 1 | 1 | 0.31218 | 0.15595 | 1
4501 | 0.35269 | 0.19081 | 1 | 0 | 0 | 0 | 1 | 1 | 0.35269 | 0.19081 | 1
4502 | 0.31629 | 0.20111 | 1 | 0 | 0 | 0 | 1 | 1 | 0.31629 | 0.20111 | 1
4503 | 0.32113 | 0.18867 | 1 | 0 | 0 | 0 | 1 | 1 | 0.32113 | 0.18867 | 1
4504 | 0.16891 | 0.16912 | 1 | 0 | 0 | 0 | 1 | 1 | 0.16891 | 0.16912 | 1
4505 | 0.066689 | 0.16151 | 1 | 0 | 0 | 0 | 1 | 1 | 0.066689 | 0.16151 | 1
4506 | 0 | 0.14843 | 1 | 0 | 0 | 1 | 1 | 1 | 0 | 0.14843 | 1
4507 | 0 | 0.14565 | 1 | 0 | 0 | 1 | 1 | 1 | 0 | 0.14565 | 1
4508 | 0 | 0.13898 | 1 | 0 | 0 | 1 | 1 | 1 | 0 | 0.13898 | 1
4509 | 0 | 0.14391 | 1 | 0 | 0 | 1 | 1 | 1 | 0 | 0.14391 | 1
4510 | 0 | 0.1402 | 1 | 0 | 0 | 0 | 1 | 1 | 0 | 0.1402 | 1
4511 | 0 | 0.15124 | 1 | 0 | 0 | 0 | 1 | 1 | 0 | 0.15124 | 1
4512 | 0 | 0.13942 | 1 | 0 | 0 | 0 | 1 | 1 | 0 | 0.13942 | 1
4513 | 0 | 0.030284 | 1 | 0 | 0 | 0 | 1 | 1 | 0 | 0.030284 | 1
4514 | 0 | 0.092623 | 1 | 0 | 0 | 0 | 1 | 1 | 0 | 0.092623 | 1
4515 | 0 | 0.088088 | 1 | 0 | 0 | 0 | 1 | 1 | 0 | 0.088088 | 1
4516 | 0 | 0.092045 | 1 | 0 | 0 | 0 | 1 | 1 | 0 | 0.092045 | 1
4517 | 0 | 0.090764 | 1 | 0 | 0 | 0 | 1 | 1 | 0 | 0.090764 | 1
4518 | 0 | 0.090059 | 1 | 0 | 0 | 0 | 1 | 1 | 0 | 0.090059 | 1
4519 | 0 | 0.095187 | 1 | 0 | 0 | 0 | 1 | 1 | 0 | 0.095187 | 1
4520 | 0 | 0.10017 | 1 | 0 | 0 | 0 | 1 | 1 | 0 | 0.10017 | 1
4521 | 0.097807 | 0.12478 | 1 | 0 | 0 | 0 | 1 | 1 | 0.097807 | 0.12478 | 1
4522 | 0.16889 | 0.14487 | 1 | 0 | 0 | 0 | 1 | 1 | 0.16889 | 0.14487 | 1
4523 | 0.28458 | 0.16681 | 1 | 0 | 0 | 0 | 1 | 1 | 0.28458 | 0.16681 | 1
4524 | 0.27927 | 0.19421 | 1 | 0 | 0 | 0 | 1 | 1 | 0.27927 | 0.19421 | 1
4525 | 0.28274 | 0.22719 | 1 | 0 | 0 | 0 | 1 | 1 | 0.28274 | 0.22719 | 1
4526 | 0.29786 | 0.2485 | 1 | 0 | 0 | 0 | 1 | 1 | 0.29786 | 0.2485 | 1
4527 | 0.31596 | 0.24626 | 1 | 0 | 0 | 0 | 1 | 1 | 0.31596 | 0.24626 | 1
4528 | 0.16764 | 0.22124 | 1 | 0 | 0 | 0 | 1 | 1 | 0.16764 | 0.22124 | 1
4529 | 0.10059 | 0.21286 | 1 | 0 | 0 | 0 | 1 | 1 | 0.10059 | 0.21286 | 1
4530 | 0 | 0.21511 | 1 | 0 | 0 | 1 | 1 | 1 | 0 | 0.21511 | 1
4531 | 0 | 0.20131 | 1 | 0 | 0 | 1 | 1 | 1 | 0 | 0.20131 | 1
4532 | 0 | 0.18971 | 1 | 0 | 0 | 1 | 1 | 1 | 0 | 0.18971 | 1
4533 | 0 | 0.1832 | 1 | 0 | 0 | 1 | 1 | 1 | 0 | 0.1832 | 1
4534 | 0 | 0.17406 | 1 | 0 | 0 | 0 | 1 | 1 | 0 | 0.17406 | 1
4535 | 0 | 0.17009 | 1 | 0 | 0 | 0 | 1 | 1 | 0 | 0.17009 | 1
4536 | 0 | 0.1588 | 1 | 0 | 0 | 0 | 1 | 1 | 0 | 0.1588 | 1
4537 | 0 | 0.090375 | 1 | 0 | 0 | 0 | 1 | 1 | 0 | 0.090375 | 1
4538 | 0 | 0.07441 | 1 | 0 | 0 | 0 | 1 | 1 | 0 | 0.07441 | 1
4539 | 0 | 0.080307 | 1 | 0 | 0 | 0 | 1 | 1 | 0 | 0.080307 | 1
4540 | 0 | 0.069932 | 1 | 0 | 0 | 0 | 1 | 1 | 0 | 0.069932 | 1
4541 | 0 | 0.07463 | 1 | 0 | 0 | 0 | 1 | 1 | 0 | 0.07463 | 1
4542 | 0 | 0.086877 | 1 | 0 | 0 | 0 | 1 | 1 | 0 | 0.086877 | 1
4543 | 0 | 0.089295 | 1 | 0 | 0 | 0 | 1 | 1 | 0 | 0.089295 | 1
4544 | 0 | 0.1026 | 1 | 0 | 0 | 0 | 1 | 1 | 0 | 0.1026 | 1
4545 | 0.10276 | 0.12647 | 1 | 0 | 0 | 0 | 1 | 1 | 0.10276 | 0.12647 | 1
4546 | 0.20288 | 0.16431 | 1 | 0 | 0 | 0 | 1 | 1 | 0.20288 | 0.16431 | 1
4547 | 0.27956 | 0.18653 | 1 | 0 | 0 | 0 | 1 | 1 | 0.27956 | 0.18653 | 1
4548 | 0.27685 | 0.21807 | 1 | 0 | 0 | 0 | 1 | 1 | 0.27685 | 0.21807 | 1
4549 | 0.27249 | 0.24932 | 1 | 0 | 0 | 0 | 1 | 1 | 0.27249 | 0.24932 | 1
4550 | 0.37077 | 0.26139 | 1 | 0 | 0 | 0 | 1 | 1 | 0.37077 | 0.26139 | 1
4551 | 0.38512 | 0.24172 | 1 | 0 | 0 | 0 | 1 | 1 | 0.38512 | 0.24172 | 1
4552 | 0.22166 | 0.23259 | 1 | 0 | 0 | 0 | 1 | 1 | 0.22166 | 0.23259 | 1
4553 | 0.088532 | 0.21154 | 1 | 0 | 0 | 0 | 1 | 1 | 0.088532 | 0.21154 | 1
4554 | 0 | 0.2008 | 1 | 0 | 0 | 1 | 1 | 1 | 0 | 0.2008 | 1
4555 | 0 | 0.19341 | 1 | 0 | 0 | 1 | 1 | 1 | 0 | 0.19341 | 1
4556 | 0 | 0.1765 | 1 | 0 | 0 | 1 | 1 | 1 | 0 | 0.1765 | 1
4557 | 0 | 0.15948 | 1 | 0 | 0 | 1 | 1 | 1 | 0 | 0.15948 | 1
4558 | 0 | 0.15737 | 1 | 0 | 0 | 0 | 1 | 1 | 0 | 0.15737 | 1
4559 | 0 | 0.15235 | 1 | 0 | 0 | 0 | 1 | 1 | 0 | 0.15235 | 1
4560 | 0 | 0.13888 | 1 | 0 | 0 | 0 | 1 | 1 | 0 | 0.13888 | 1
4561 | 0 | 0.098448 | 1 | 0 | 0 | 0 | 1 | 1 | 0 | 0.098448 | 1
4562 | 0 | 0.04914 | 1 | 0 | 0 | 0 | 1 | 1 | 0 | 0.04914 | 1
4563 | 0 | 0.059779 | 1 | 0 | 0 | 0 | 1 | 1 | 0 | 0.059779 | 1
4564 | 0 | 0.053367 | 1 | 0 | 0 | 0 | 1 | 1 | 0 | 0.053367 | 1
4565 | 0 | 0.045955 | 1 | 0 | 0 | 0 | 1 | 1 | 0 | 0.045955 | 1
4566 | 0 | 0.044452 | 1 | 0 | 0 | 0 | 1 | 1 | 0 | 0.044452 | 1
4567 | 0 | 0.038361 | 1 | 0 | 0 | 0 | 1 | 1 | 0 | 0.038361 | 1
4568 | 0 | 0.062426 | 1 | 0 | 0 | 0 | 1 | 1 | 0 | 0.062426 | 1
4569 | 0.085009 | 0.080747 | 1 | 0 | 0 | 0 | 1 | 1 | 0.085009 | 0.080747 | 1
4570 | 0.23543 | 0.1148 | 1 | 0 | 0 | 0 | 1 | 1 | 0.23543 | 0.1148 | 1
4571 | 0.2222 | 0.14048 | 1 | 0 | 0 | 0 | 1 | 1 | 0.2222 | 0.14048 | 1
4572 | 0.25585 | 0.17464 | 1 | 0 | 0 | 0 | 1 | 1 | 0.25585 | 0.17464 | 1
4573 | 0.24397 | 0.19411 | 1 | 0 | 0 | 0 | 1 | 1 | 0.24397 | 0.19411 | 1
4574 | 0.33581 | 0.20805 | 1 | 0 | 0 | 0 | 1 | 1 | 0.33581 | 0.20805 | 1
4575 | 0.33322 | 0.19161 | 1 | 0 | 0 | 0 | 1 | 1 | 0.33322 | 0.19161 | 1
4576 | 0.23233 | 0.18788 | 1 | 0 | 0 | 0 | 1 | 1 | 0.23233 | 0.18788 | 1
4577 | 0.14388 | 0.12055 | 1 | 0 | 0 | 0 | 1 | 1 | 0.14388 | 0.12055 | 1
4578 | 0 | 0.15416 | 1 | 0 | 0 | 1 | 1 | 1 | 0 | 0.15416 | 1
4579 | 0 | 0.15567 | 1 | 0 | 0 | 1 | 1 | 1 | 0 | 0.15567 | 1
4580 | 0 | 0.12769 | 1 | 0 | 0 | 1 | 1 | 1 | 0 | 0.12769 | 1
4581 | 0 | 0.11203 | 1 | 0 | 0 | 1 | 1 | 1 | 0 | 0.11203 | 1
4582 | 0 | 0.095443 | 1 | 0 | 0 | 0 | 1 | 1 | 0 | 0.095443 | 1
4583 | 0 | 0.088328 | 1 | 0 | 0 | 0 | 1 | 1 | 0 | 0.088328 | 1
4584 | 0 | 0.077302 | 1 | 0 | 0 | 0 | 1 | 1 | 0 | 0.077302 | 1
4585 | 0 | 0.071113 | 1 | 0 | 0 | 0 | 1 | 1 | 0 | 0.071113 | 1
4586 | 0 | 0 | 1 | 0 | 0 | 0 | 1 | 1 | 0 | 0 | 1
4587 | 0 | 0.0060272 | 1 | 0 | 0 | 0 | 1 | 1 | 0 | 0.0060272 | 1
4588 | 0 | 0.00088237 | 1 | 0 | 0 | 0 | 1 | 1 | 0 | 0.00088237 | 1
4589 | 0 | 0.007461 | 1 | 0 | 0 | 0 | 1 | 1 | 0 | 0.007461 | 1
4590 | 0 | 0.011496 | 1 | 0 | 0 | 0 | 1 | 1 | 0 | 0.011496 | 1
4591 | 0 | 0 | 1 | 0 | 0 | 0 | 1 | 1 | 0 | 0 | 1
4592 | 0 | 0.012224 | 1 | 0 | 0 | 0 | 1 | 1 | 0 | 0.012224 | 1
4593 | 0.078241 | 0.034023 | 1 | 0 | 0 | 0 | 1 | 1 | 0.078241 | 0.034023 | 1
4594 | 0.22017 | 0.057738 | 1 | 0 | 0 | 0 | 1 | 1 | 0.22017 | 0.057738 | 1
4595 | 0.23416 | 0.073885 | 1 | 0 | 0 | 0 | 1 | 1 | 0.23416 | 0.073885 | 1
4596 | 0.27266 | 0.065769 | 1 | 0 | 0 | 0 | 1 | 1 | 0.27266 | 0.065769 | 1
4597 | 0.22159 | 0.07909 | 1 | 0 | 0 | 0 | 1 | 1 | 0.22159 | 0.07909 | 1
4598 | 0.26617 | 0.10508 | 1 | 0 | 0 | 0 | 1 | 1 | 0.26617 | 0.10508 | 1
4599 | 0.31958 | 0.10767 | 1 | 0 | 0 | 0 | 1 | 1 | 0.31958 | 0.10767 | 1
4600 | 0.21986 | 0.098038 | 1 | 0 | 0 | 0 | 1 | 1 | 0.21986 | 0.098038 | 1
4601 | 0.12197 | 0.056988 | 1 | 0 | 0 | 0 | 1 | 1 | 0.12197 | 0.056988 | 1
4602 | 0 | 0.061008 | 1 | 0 | 0 | 1 | 1 | 1 | 0 | 0.061008 | 1
4603 | 0 | 0.064093 | 1 | 0 | 0 | 1 | 1 | 1 | 0 | 0.064093 | 1
4604 | 0 | 0.060507 | 1 | 0 | 0 | 1 | 1 | 1 | 0 | 0.060507 | 1
4605 | 0 | 0.059187 | 1 | 0 | 0 | 1 | 1 | 1 | 0 | 0.059187 | 1
4606 | 0 | 0.063492 | 1 | 0 | 0 | 0 | 1 | 1 | 0 | 0.063492 | 1
4607 | 0 | 0.054984 | 1 | 0 | 0 | 0 | 1 | 1 | 0 | 0.054984 | 1
4608 | 0 | 0.054054 | 1 | 0 | 0 | 0 | 1 | 1 | 0 | 0.054054 | 1
4609 | 0 | 0.023907 | 1 | 0 | 0 | 0 | 1 | 1 | 0 | 0.023907 | 1
4610 | 0 | 0.00028863 | 1 | 0 | 0 | 0 | 1 | 1 | 0 | 0.00028863 | 1
4611 | 0 | 0.013669 | 1 | 0 | 0 | 0 | 1 | 1 | 0 | 0.013669 | 1
4612 | 0 | 0.00079168 | 1 | 0 | 0 | 0 | 1 | 1 | 0 | 0.00079168 | 1
4613 | 0 | 0.0042414 | 1 | 0 | 0 | 0 | 1 | 1 | 0 | 0.0042414 | 1
4614 | 0 | 0.0024554 | 1 | 0 | 0 | 0 | 1 | 1 | 0 | 0.0024554 | 1
4615 | 0 | 0 | 1 | 0 | 0 | 0 | 1 | 1 | 0 | 0 | 1
4616 | 0 | 0.0072383 | 1 | 0 | 0 | 0 | 1 | 1 | 0 | 0.0072383 | 1
4617 | 0.070453 | 0.024225 | 1 | 0 | 0 | 0 | 1 | 1 | 0.070453 | 0.024225 | 1
4618 | 0.15146 | 0.036503 | 1 | 0 | 0 | 0 | 1 | 1 | 0.15146 | 0.036503 | 1
4619 | 0.19027 | 0.063256 | 1 | 0 | 0 | 0 | 1 | 1 | 0.19027 | 0.063256 | 1
4620 | 0.23794 | 0.051476 | 1 | 0 | 0 | 0 | 1 | 1 | 0.23794 | 0.051476 | 1
4621 | 0.2383 | 0.059941 | 1 | 0 | 0 | 0 | 1 | 1 | 0.2383 | 0.059941 | 1
4622 | 0.24678 | 0.094623 | 1 | 0 | 0 | 0 | 1 | 1 | 0.24678 | 0.094623 | 1
4623 | 0.28095 | 0.11368 | 1 | 0 | 0 | 0 | 1 | 1 | 0.28095 | 0.11368 | 1
4624 | 0.22138 | 0.11744 | 1 | 0 | 0 | 0 | 1 | 1 | 0.22138 | 0.11744 | 1
4625 | 0.12143 | 0.082145 | 1 | 0 | 0 | 0 | 1 | 1 | 0.12143 | 0.082145 | 1
4626 | 0 | 0.080829 | 1 | 0 | 0 | 1 | 1 | 1 | 0 | 0.080829 | 1
4627 | 0 | 0.065104 | 1 | 0 | 0 | 1 | 1 | 1 | 0 | 0.065104 | 1
4628 | 0 | 0.063285 | 1 | 0 | 0 | 1 | 1 | 1 | 0 | 0.063285 | 1
4629 | 0 | 0.061625 | 1 | 0 | 0 | 1 | 1 | 1 | 0 | 0.061625 | 1
4630 | 0 | 0.070056 | 1 | 0 | 0 | 0 | 1 | 1 | 0 | 0.070056 | 1
4631 | 0 | 0.069122 | 1 | 0 | 0 | 0 | 1 | 1 | 0 | 0.069122 | 1
4632 | 0 | 0.064958 | 1 | 0 | 0 | 0 | 1 | 1 | 0 | 0.064958 | 1
4633 | 0 | 0.030188 | 1 | 0 | 0 | 0 | 1 | 1 | 0 | 0.030188 | 1
4634 | 0 | 0.043704 | 1 | 0 | 0 | 0 | 1 | 1 | 0 | 0.043704 | 1
4635 | 0 | 0.052845 | 1 | 0 | 0 | 0 | 1 | 1 | 0 | 0.052845 | 1
4636 | 0 | 0.023519 | 1 | 0 | 0 | 0 | 1 | 1 | 0 | 0.023519 | 1
4637 | 0 | 0.032991 | 1 | 0 | 0 | 0 | 1 | 1 | 0 | 0.032991 | 1
4638 | 0 | 0.030646 | 1 | 0 | 0 | 0 | 1 | 1 | 0 | 0.030646 | 1
4639 | 0 | 0.028174 | 1 | 0 | 0 | 0 | 1 | 1 | 0 | 0.028174 | 1
4640 | 0 | 0.015837 | 1 | 0 | 0 | 0 | 1 | 1 | 0 | 0.015837 | 1
4641 | 0.10034 | 0.04032 | 1 | 0 | 0 | 0 | 1 | 1 | 0.10034 | 0.04032 | 1
4642 | 0.12175 | 0.052275 | 1 | 0 | 0 | 0 | 1 | 1 | 0.12175 | 0.052275 | 1
4643 | 0.19505 | 0.075548 | 1 | 0 | 0 | 0 | 1 | 1 | 0.19505 | 0.075548 | 1
4644 | 0.22305 | 0.056009 | 1 | 0 | 0 | 0 | 1 | 1 | 0.22305 | 0.056009 | 1
4645 | 0.21307 | 0.078738 | 1 | 0 | 0 | 0 | 1 | 1 | 0.21307 | 0.078738 | 1
4646 | 0.2175 | 0.10666 | 1 | 0 | 0 | 0 | 1 | 1 | 0.2175 | 0.10666 | 1
4647 | 0.30007 | 0.14029 | 1 | 0 | 0 | 0 | 1 | 1 | 0.30007 | 0.14029 | 1
4648 | 0.19127 | 0.13717 | 1 | 0 | 0 | 0 | 1 | 1 | 0.19127 | 0.13717 | 1
4649 | 0.092831 | 0.1232 | 1 | 0 | 0 | 0 | 1 | 1 | 0.092831 | 0.1232 | 1
4650 | 0 | 0.10195 | 1 | 0 | 0 | 1 | 1 | 1 | 0 | 0.10195 | 1
4651 | 0 | 0.081283 | 1 | 0 | 0 | 1 | 1 | 1 | 0 | 0.081283 | 1
4652 | 0 | 0.088534 | 1 | 0 | 0 | 1 | 1 | 1 | 0 | 0.088534 | 1
4653 | 0 | 0.10023 | 1 | 0 | 0 | 1 | 1 | 1 | 0 | 0.10023 | 1
4654 | 0 | 0.11935 | 1 | 0 | 0 | 0 | 1 | 1 | 0 | 0.11935 | 1
4655 | 0 | 0.10323 | 1 | 0 | 0 | 0 | 1 | 1 | 0 | 0.10323 | 1
4656 | 0 | 0.090045 | 1 | 0 | 0 | 0 | 1 | 1 | 0 | 0.090045 | 1
4657 | 0 | 0.067975 | 1 | 0 | 0 | 0 | 1 | 1 | 0 | 0.067975 | 1
4658 | 0 | 0.10045 | 1 | 0 | 0 | 0 | 1 | 1 | 0 | 0.10045 | 1
4659 | 0 | 0.086304 | 1 | 0 | 0 | 0 | 1 | 1 | 0 | 0.086304 | 1
4660 | 0 | 0.061439 | 1 | 0 | 0 | 0 | 1 | 1 | 0 | 0.061439 | 1
4661 | 0 | 0.082403 | 1 | 0 | 0 | 0 | 1 | 1 | 0 | 0.082403 | 1
4662 | 0 | 0.052175 | 1 | 0 | 0 | 0 | 1 | 1 | 0 | 0.052175 | 1
4663 | 0 | 0.058685 | 1 | 0 | 0 | 0 | 1 | 1 | 0 | 0.058685 | 1
4664 | 0 | 0.052537 | 1 | 0 | 0 | 0 | 1 | 1 | 0 | 0.052537 | 1
4665 | 0.11697 | 0.078365 | 1 | 0 | 0 | 0 | 1 | 1 | 0.11697 | 0.078365 | 1
4666 | 0.13861 | 0.099125 | 1 | 0 | 0 | 0 | 1 | 1 | 0.13861 | 0.099125 | 1
4667 | 0.22158 | 0.13887 | 1 | 0 | 0 | 0 | 1 | 1 | 0.22158 | 0.13887 | 1
4668 | 0.22655 | 0.14934 | 1 | 0 | 0 | 0 | 1 | 1 | 0.22655 | 0.14934 | 1
4669 | 0.256 | 0.16921 | 1 | 0 | 0 | 0 | 1 | 1 | 0.256 | 0.16921 | 1
4670 | 0.23297 | 0.17136 | 1 | 0 | 0 | 0 | 1 | 1 | 0.23297 | 0.17136 | 1
4671 | 0.22197 | 0.20668 | 1 | 0 | 0 | 0 | 1 | 1 | 0.22197 | 0.20668 | 1
4672 | 0.1935 | 0.19717 | 1 | 0 | 0 | 0 | 1 | 1 | 0.1935 | 0.19717 | 1
4673 | 0.10313 | 0.17383 | 1 | 0 | 0 | 0 | 1 | 1 | 0.10313 | 0.17383 | 1
4674 | 0 | 0.18138 | 1 | 0 | 0 | 1 | 1 | 1 | 0 | 0.18138 | 1
4675 | 0 | 0.16539 | 1 | 0 | 0 | 1 | 1 | 1 | 0 | 0.16539 | 1
4676 | 0 | 0.14748 | 1 | 0 | 0 | 1 | 1 | 1 | 0 | 0.14748 | 1
4677 | 0 | 0.14834 | 1 | 0 | 0 | 1 | 1 | 1 | 0 | 0.14834 | 1
4678 | 0 | 0.12923 | 1 | 0 | 0 | 0 | 1 | 1 | 0 | 0.12923 | 1
4679 | 0 | 0.11986 | 1 | 0 | 0 | 0 | 1 | 1 | 0 | 0.11986 | 1
4680 | 0 | 0.10904 | 1 | 0 | 0 | 0 | 1 | 1 | 0 | 0.10904 | 1
4681 | 0 | 0.096744 | 1 | 0 | 0 | 0 | 1 | 1 | 0 | 0.096744 | 1
4682 | 0 | 0.10588 | 1 | 0 | 0 | 0 | 1 | 1 | 0 | 0.10588 | 1
4683 | 0 | 0.096509 | 1 | 0 | 0 | 0 | 1 | 1 | 0 | 0.096509 | 1
4684 | 0 | 0.076553 | 1 | 0 | 0 | 0 | 1 | 1 | 0 | 0.076553 | 1
4685 | 0 | 0.11796 | 1 | 0 | 0 | 0 | 1 | 1 | 0 | 0.11796 | 1
4686 | 0 | 0.085343 | 1 | 0 | 0 | 0 | 1 | 1 | 0 | 0.085343 | 1
4687 | 0 | 0.095856 | 1 | 0 | 0 | 0 | 1 | 1 | 0 | 0.095856 | 1
4688 | 0 | 0.082011 | 1 | 0 | 0 | 0 | 1 | 1 | 0 | 0.082011 | 1
4689 | 0.11188 | 0.10995 | 1 | 0 | 0 | 0 | 1 | 1 | 0.11188 | 0.10995 | 1
4690 | 0.20444 | 0.11781 | 1 | 0 | 0 | 0 | 1 | 1 | 0.20444 | 0.11781 | 1
4691 | 0.24026 | 0.15866 | 1 | 0 | 0 | 0 | 1 | 1 | 0.24026 | 0.15866 | 1
4692 | 0.26748 | 0.16457 | 1 | 0 | 0 | 0 | 1 | 1 | 0.26748 | 0.16457 | 1
4693 | 0.27792 | 0.18934 | 1 | 0 | 0 | 0 | 1 | 1 | 0.27792 | 0.18934 | 1
4694 | 0.23344 | 0.18641 | 1 | 0 | 0 | 0 | 1 | 1 | 0.23344 | 0.18641 | 1
4695 | 0.22409 | 0.19995 | 1 | 0 | 0 | 0 | 1 | 1 | 0.22409 | 0.19995 | 1
4696 | 0.15911 | 0.20179 | 1 | 0 | 0 | 0 | 1 | 1 | 0.15911 | 0.20179 | 1
4697 | 0.07664 | 0.17069 | 1 | 0 | 0 | 0 | 1 | 1 | 0.07664 | 0.17069 | 1
4698 | 0 | 0.18104 | 1 | 0 | 0 | 1 | 1 | 1 | 0 | 0.18104 | 1
4699 | 0 | 0.16341 | 1 | 0 | 0 | 1 | 1 | 1 | 0 | 0.16341 | 1
4700 | 0 | 0.15906 | 1 | 0 | 0 | 1 | 1 | 1 | 0 | 0.15906 | 1
4701 | 0 | 0.14827 | 1 | 0 | 0 | 1 | 1 | 1 | 0 | 0.14827 | 1
4702 | 0 | 0.12436 | 1 | 0 | 0 | 0 | 1 | 1 | 0 | 0.12436 | 1
4703 | 0 | 0.10734 | 1 | 0 | 0 | 0 | 1 | 1 | 0 | 0.10734 | 1
4704 | 0 | 0.10335 | 1 | 0 | 0 | 0 | 1 | 1 | 0 | 0.10335 | 1
4705 | 0 | 0.1164 | 1 | 0 | 0 | 0 | 1 | 1 | 0 | 0.1164 | 1
4706 | 0 | 0.097711 | 1 | 0 | 0 | 0 | 1 | 1 | 0 | 0.097711 | 1
4707 | 0 | 0.075463 | 1 | 0 | 0 | 0 | 1 | 1 | 0 | 0.075463 | 1
4708 | 0 | 0.075079 | 1 | 0 | 0 | 0 | 1 | 1 | 0 | 0.075079 | 1
4709 | 0 | 0.094121 | 1 | 0 | 0 | 0 | 1 | 1 | 0 | 0.094121 | 1
4710 | 0 | 0.075059 | 1 | 0 | 0 | 0 | 1 | 1 | 0 | 0.075059 | 1
4711 | 0 | 0.10695 | 1 | 0 | 0 | 0 | 1 | 1 | 0 | 0.10695 | 1
4712 | 0 | 0.11363 | 1 | 0 | 0 | 0 | 1 | 1 | 0 | 0.11363 | 1
4713 | 0.083412 | 0.14436 | 1 | 0 | 0 | 0 | 1 | 1 | 0.083412 | 0.14436 | 1
4714 | 0.21103 | 0.17201 | 1 | 0 | 0 | 0 | 1 | 1 | 0.21103 | 0.17201 | 1
4715 | 0.24606 | 0.21082 | 1 | 0 | 0 | 0 | 1 | 1 | 0.24606 | 0.21082 | 1
4716 | 0.32441 | 0.22427 | 1 | 0 | 0 | 0 | 1 | 1 | 0.32441 | 0.22427 | 1
4717 | 0.3682 | 0.22542 | 1 | 0 | 0 | 0 | 1 | 1 | 0.3682 | 0.22542 | 1
4718 | 0.29702 | 0.21885 | 1 | 0 | 0 | 0 | 1 | 1 | 0.29702 | 0.21885 | 1
4719 | 0.22148 | 0.21669 | 1 | 0 | 0 | 0 | 1 | 1 | 0.22148 | 0.21669 | 1
4720 | 0.19933 | 0.22075 | 1 | 0 | 0 | 0 | 1 | 1 | 0.19933 | 0.22075 | 1
4721 | 0.066184 | 0.20367 | 1 | 0 | 0 | 0 | 1 | 1 | 0.066184 | 0.20367 | 1
4722 | 0 | 0.20635 | 1 | 0 | 0 | 1 | 1 | 1 | 0 | 0.20635 | 1
4723 | 0 | 0.18491 | 1 | 0 | 0 | 1 | 1 | 1 | 0 | 0.18491 | 1
4724 | 0 | 0.16808 | 1 | 0 | 0 | 1 | 1 | 1 | 0 | 0.16808 | 1
4725 | 0 | 0.13147 | 1 | 0 | 0 | 1 | 1 | 1 | 0 | 0.13147 | 1
4726 | 0 | 0.11577 | 1 | 0 | 0 | 0 | 1 | 1 | 0 | 0.11577 | 1
4727 | 0 | 0.12986 | 1 | 0 | 0 | 0 | 1 | 1 | 0 | 0.12986 | 1
4728 | 0 | 0.12277 | 1 | 0 | 0 | 0 | 1 | 1 | 0 | 0.12277 | 1
4729 | 0 | 0.10562 | 1 | 0 | 0 | 0 | 1 | 1 | 0 | 0.10562 | 1
4730 | 0 | 0.095922 | 1 | 0 | 0 | 0 | 1 | 1 | 0 | 0.095922 | 1
4731 | 0 | 0.099263 | 1 | 0 | 0 | 0 | 1 | 1 | 0 | 0.099263 | 1
4732 | 0 | 0.093856 | 1 | 0 | 0 | 0 | 1 | 1 | 0 | 0.093856 | 1
4733 | 0 | 0.085534 | 1 | 0 | 0 | 0 | 1 | 1 | 0 | 0.085534 | 1
4734 | 0 | 0.0849 | 1 | 0 | 0 | 0 | 1 | 1 | 0 | 0.0849 | 1
4735 | 0 | 0.10387 | 1 | 0 | 0 | 0 | 1 | 1 | 0 | 0.10387 | 1
4736 | 0 | 0.089207 | 1 | 0 | 0 | 0 | 1 | 1 | 0 | 0.089207 | 1
4737 | 0.04191 | 0.13014 | 1 | 0 | 0 | 0 | 1 | 1 | 0.04191 | 0.13014 | 1
4738 | 0.18017 | 0.16172 | 1 | 0 | 0 | 0 | 1 | 1 | 0.18017 | 0.16172 | 1
4739 | 0.18123 | 0.16748 | 1 | 0 | 0 | 0 | 1 | 1 | 0.18123 | 0.16748 | 1
4740 | 0.26538 | 0.15714 | 1 | 0 | 0 | 0 | 1 | 1 | 0.26538 | 0.15714 | 1
4741 | 0.35186 | 0.16929 | 1 | 0 | 0 | 0 | 1 | 1 | 0.35186 | 0.16929 | 1
4742 | 0.33659 | 0.17248 | 1 | 0 | 0 | 0 | 1 | 1 | 0.33659 | 0.17248 | 1
4743 | 0.25538 | 0.16569 | 1 | 0 | 0 | 0 | 1 | 1 | 0.25538 | 0.16569 | 1
4744 | 0.14506 | 0.1624 | 1 | 0 | 0 | 0 | 1 | 1 | 0.14506 | 0.1624 | 1
4745 | 0.025519 | 0.14852 | 1 | 0 | 0 | 0 | 1 | 1 | 0.025519 | 0.14852 | 1
4746 | 0 | 0.16626 | 1 | 0 | 0 | 1 | 1 | 1 | 0 | 0.16626 | 1
4747 | 0 | 0.15266 | 1 | 0 | 0 | 1 | 1 | 1 | 0 | 0.15266 | 1
4748 | 0 | 0.11267 | 1 | 0 | 0 | 1 | 1 | 1 | 0 | 0.11267 | 1
4749 | 0 | 0.088177 | 1 | 0 | 0 | 1 | 1 | 1 | 0 | 0.088177 | 1
4750 | 0 | 0.089424 | 1 | 0 | 0 | 0 | 1 | 1 | 0 | 0.089424 | 1
4751 | 0 | 0.10316 | 1 | 0 | 0 | 0 | 1 | 1 | 0 | 0.10316 | 1
4752 | 0 | 0.08908 | 1 | 0 | 0 | 0 | 1 | 1 | 0 | 0.08908 | 1
4753 | 0 | 0.10488 | 1 | 0 | 0 | 0 | 1 | 1 | 0 | 0.10488 | 1
4754 | 0 | 0.073561 | 1 | 0 | 0 | 0 | 1 | 1 | 0 | 0.073561 | 1
4755 | 0 | 0.069217 | 1 | 0 | 0 | 0 | 1 | 1 | 0 | 0.069217 | 1
4756 | 0 | 0.056062 | 1 | 0 | 0 | 0 | 1 | 1 | 0 | 0.056062 | 1
4757 | 0 | 0.034456 | 1 | 0 | 0 | 0 | 1 | 1 | 0 | 0.034456 | 1
4758 | 0 | 0.027332 | 1 | 0 | 0 | 0 | 1 | 1 | 0 | 0.027332 | 1
4759 | 0 | 0.053634 | 1 | 0 | 0 | 0 | 1 | 1 | 0 | 0.053634 | 1
4760 | 0 | 0.030849 | 1 | 0 | 0 | 0 | 1 | 1 | 0 | 0.030849 | 1
4761 | 0.061406 | 0.090491 | 1 | 0 | 0 | 0 | 1 | 1 | 0.061406 | 0.090491 | 1
4762 | 0.18047 | 0.13864 | 1 | 0 | 0 | 0 | 1 | 1 | 0.18047 | 0.13864 | 1
4763 | 0.23564 | 0.14979 | 1 | 0 | 0 | 0 | 1 | 1 | 0.23564 | 0.14979 | 1
4764 | 0.28985 | 0.15852 | 1 | 0 | 0 | 0 | 1 | 1 | 0.28985 | 0.15852 | 1
4765 | 0.34507 | 0.16943 | 1 | 0 | 0 | 0 | 1 | 1 | 0.34507 | 0.16943 | 1
4766 | 0.32058 | 0.18074 | 1 | 0 | 0 | 0 | 1 | 1 | 0.32058 | 0.18074 | 1
4767 | 0.22995 | 0.17323 | 1 | 0 | 0 | 0 | 1 | 1 | 0.22995 | 0.17323 | 1
4768 | 0.17673 | 0.14357 | 1 | 0 | 0 | 0 | 1 | 1 | 0.17673 | 0.14357 | 1
4769 | 0.060091 | 0.14249 | 1 | 0 | 0 | 0 | 1 | 1 | 0.060091 | 0.14249 | 1
4770 | 0 | 0.15604 | 1 | 0 | 0 | 1 | 1 | 1 | 0 | 0.15604 | 1
4771 | 0 | 0.14734 | 1 | 0 | 0 | 1 | 1 | 1 | 0 | 0.14734 | 1
4772 | 0 | 0.099007 | 1 | 0 | 0 | 1 | 1 | 1 | 0 | 0.099007 | 1
4773 | 0 | 0.083921 | 1 | 0 | 0 | 1 | 1 | 1 | 0 | 0.083921 | 1
4774 | 0 | 0.10669 | 1 | 0 | 0 | 0 | 1 | 1 | 0 | 0.10669 | 1
4775 | 0 | 0.10839 | 1 | 0 | 0 | 0 | 1 | 1 | 0 | 0.10839 | 1
4776 | 0 | 0.095247 | 1 | 0 | 0 | 0 | 1 | 1 | 0 | 0.095247 | 1
4777 | 0 | 0.071448 | 1 | 0 | 0 | 0 | 1 | 1 | 0 | 0.071448 | 1
4778 | 0 | 0.067681 | 1 | 0 | 0 | 0 | 1 | 1 | 0 | 0.067681 | 1
4779 | 0 | 0.068121 | 1 | 0 | 0 | 0 | 1 | 1 | 0 | 0.068121 | 1
4780 | 0 | 0.043453 | 1 | 0 | 0 | 0 | 1 | 1 | 0 | 0.043453 | 1
4781 | 0 | 0.032034 | 1 | 0 | 0 | 0 | 1 | 1 | 0 | 0.032034 | 1
4782 | 0 | 0.024808 | 1 | 0 | 0 | 0 | 1 | 1 | 0 | 0.024808 | 1
4783 | 0 | 0.028465 | 1 | 0 | 0 | 0 | 1 | 1 | 0 | 0.028465 | 1
4784 | 0 | 0.021912 | 1 | 0 | 0 | 0 | 1 | 1 | 0 | 0.021912 | 1
4785 | 0.10198 | 0.071336 | 1 | 0 | 0 | 0 | 1 | 1 | 0.10198 | 0.071336 | 1
4786 | 0.25155 | 0.1221 | 1 | 0 | 0 | 0 | 1 | 1 | 0.25155 | 0.1221 | 1
4787 | 0.24343 | 0.14423 | 1 | 0 | 0 | 0 | 1 | 1 | 0.24343 | 0.14423 | 1
4788 | 0.28565 | 0.15556 | 1 | 0 | 0 | 0 | 1 | 1 | 0.28565 | 0.15556 | 1
4789 | 0.29315 | 0.15971 | 1 | 0 | 0 | 0 | 1 | 1 | 0.29315 | 0.15971 | 1
4790 | 0.24119 | 0.17086 | 1 | 0 | 0 | 0 | 1 | 1 | 0.24119 | 0.17086 | 1
4791 | 0.20737 | 0.1715 | 1 | 0 | 0 | 0 | 1 | 1 | 0.20737 | 0.1715 | 1
4792 | 0.15991 | 0.15225 | 1 | 0 | 0 | 0 | 1 | 1 | 0.15991 | 0.15225 | 1
4793 | 0.073855 | 0.15507 | 1 | 0 | 0 | 0 | 1 | 1 | 0.073855 | 0.15507 | 1
4794 | 0 | 0.17108 | 1 | 0 | 0 | 1 | 1 | 1 | 0 | 0.17108 | 1
4795 | 0 | 0.16798 | 1 | 0 | 0 | 1 | 1 | 1 | 0 | 0.16798 | 1
4796 | 0 | 0.091339 | 1 | 0 | 0 | 1 | 1 | 1 | 0 | 0.091339 | 1
4797 | 0 | 0.06472 | 1 | 0 | 0 | 1 | 1 | 1 | 0 | 0.06472 | 1
4798 | 0 | 0.088739 | 1 | 0 | 0 | 0 | 1 | 1 | 0 | 0.088739 | 1
4799 | 0 | 0.090491 | 1 | 0 | 0 | 0 | 1 | 1 | 0 | 0.090491 | 1
4800 | 0 | 0.073062 | 1 | 0 | 0 | 0 | 1 | 1 | 0 | 0.073062 | 1
4801 | 0 | 0.073934 | 1 | 0 | 0 | 0 | 1 | 1 | 0 | 0.073934 | 1
4802 | 0 | 0.050044 | 1 | 0 | 0 | 0 | 1 | 1 | 0 | 0.050044 | 1
4803 | 0 | 0.056111 | 1 | 0 | 0 | 0 | 1 | 1 | 0 | 0.056111 | 1
4804 | 0 | 0.027719 | 1 | 0 | 0 | 0 | 1 | 1 | 0 | 0.027719 | 1
4805 | 0 | 0.034358 | 1 | 0 | 0 | 0 | 1 | 1 | 0 | 0.034358 | 1
4806 | 0 | 0 | 1 | 0 | 0 | 0 | 1 | 1 | 0 | 0 | 1
4807 | 0 | 0.023348 | 1 | 0 | 0 | 0 | 1 | 1 | 0 | 0.023348 | 1
4808 | 0 | 0.032932 | 1 | 0 | 0 | 0 | 1 | 1 | 0 | 0.032932 | 1
4809 | 0.14217 | 0.084278 | 1 | 0 | 0 | 0 | 1 | 1 | 0.14217 | 0.084278 | 1
4810 | 0.28549 | 0.14873 | 1 | 0 | 0 | 0 | 1 | 1 | 0.28549 | 0.14873 | 1
4811 | 0.28837 | 0.19052 | 1 | 0 | 0 | 0 | 1 | 1 | 0.28837 | 0.19052 | 1
4812 | 0.40296 | 0.21735 | 1 | 0 | 0 | 0 | 1 | 1 | 0.40296 | 0.21735 | 1
4813 | 0.32754 | 0.22283 | 1 | 0 | 0 | 0 | 1 | 1 | 0.32754 | 0.22283 | 1
4814 | 0.24167 | 0.2254 | 1 | 0 | 0 | 0 | 1 | 1 | 0.24167 | 0.2254 | 1
4815 | 0.21883 | 0.2141 | 1 | 0 | 0 | 0 | 1 | 1 | 0.21883 | 0.2141 | 1
4816 | 0.19137 | 0.19513 | 1 | 0 | 0 | 0 | 1 | 1 | 0.19137 | 0.19513 | 1
4817 | 0.12854 | 0.20593 | 1 | 0 | 0 | 0 | 1 | 1 | 0.12854 | 0.20593 | 1
4818 | 0 | 0.18916 | 1 | 0 | 0 | 1 | 1 | 1 | 0 | 0.18916 | 1
4819 | 0 | 0.1602 | 1 | 0 | 0 | 1 | 1 | 1 | 0 | 0.1602 | 1
4820 | 0 | 0.090223 | 1 | 0 | 0 | 1 | 1 | 1 | 0 | 0.090223 | 1
4821 | 0 | 0.068308 | 1 | 0 | 0 | 1 | 1 | 1 | 0 | 0.068308 | 1
4822 | 0 | 0.086598 | 1 | 0 | 0 | 0 | 1 | 1 | 0 | 0.086598 | 1
4823 | 0 | 0.097101 | 1 | 0 | 0 | 0 | 1 | 1 | 0 | 0.097101 | 1
4824 | 0 | 0.074983 | 1 | 0 | 0 | 0 | 1 | 1 | 0 | 0.074983 | 1
4825 | 0 | 0.061051 | 1 | 0 | 0 | 0 | 1 | 1 | 0 | 0.061051 | 1
4826 | 0 | 0.04519 | 1 | 0 | 0 | 0 | 1 | 1 | 0 | 0.04519 | 1
4827 | 0 | 0.043095 | 1 | 0 | 0 | 0 | 1 | 1 | 0 | 0.043095 | 1
4828 | 0 | 0.024116 | 1 | 0 | 0 | 0 | 1 | 1 | 0 | 0.024116 | 1
4829 | 0 | 0.039126 | 1 | 0 | 0 | 0 | 1 | 1 | 0 | 0.039126 | 1
4830 | 0 | 0.0023632 | 1 | 0 | 0 | 0 | 1 | 1 | 0 | 0.0023632 | 1
4831 | 0 | 0.025545 | 1 | 0 | 0 | 0 | 1 | 1 | 0 | 0.025545 | 1
4832 | 0 | 0.057174 | 1 | 0 | 0 | 0 | 1 | 1 | 0 | 0.057174 | 1
4833 | 0.096611 | 0.08948 | 1 | 0 | 0 | 0 | 1 | 1 | 0.096611 | 0.08948 | 1
4834 | 0.28007 | 0.11356 | 1 | 0 | 0 | 0 | 1 | 1 | 0.28007 | 0.11356 | 1
4835 | 0.27616 | 0.15728 | 1 | 0 | 0 | 0 | 1 | 1 | 0.27616 | 0.15728 | 1
4836 | 0.34087 | 0.17823 | 1 | 0 | 0 | 0 | 1 | 1 | 0.34087 | 0.17823 | 1
4837 | 0.27857 | 0.19572 | 1 | 0 | 0 | 0 | 1 | 1 | 0.27857 | 0.19572 | 1
4838 | 0.19756 | 0.21564 | 1 | 0 | 0 | 0 | 1 | 1 | 0.19756 | 0.21564 | 1
4839 | 0.17867 | 0.21755 | 1 | 0 | 0 | 0 | 1 | 1 | 0.17867 | 0.21755 | 1
4840 | 0.12786 | 0.20884 | 1 | 0 | 0 | 0 | 1 | 1 | 0.12786 | 0.20884 | 1
4841 | 0.044701 | 0.19978 | 1 | 0 | 0 | 0 | 1 | 1 | 0.044701 | 0.19978 | 1
4842 | 0 | 0.17103 | 1 | 0 | 0 | 1 | 1 | 1 | 0 | 0.17103 | 1
4843 | 0 | 0.15089 | 1 | 0 | 0 | 1 | 1 | 1 | 0 | 0.15089 | 1
4844 | 0 | 0.084888 | 1 | 0 | 0 | 1 | 1 | 1 | 0 | 0.084888 | 1
4845 | 0 | 0.06253 | 1 | 0 | 0 | 1 | 1 | 1 | 0 | 0.06253 | 1
4846 | 0 | 0.071526 | 1 | 0 | 0 | 0 | 1 | 1 | 0 | 0.071526 | 1
4847 | 0 | 0.099529 | 1 | 0 | 0 | 0 | 1 | 1 | 0 | 0.099529 | 1
4848 | 0 | 0.072479 | 1 | 0 | 0 | 0 | 1 | 1 | 0 | 0.072479 | 1
4849 | 0 | 0.056126 | 1 | 0 | 0 | 0 | 1 | 1 | 0 | 0.056126 | 1
4850 | 0 | 0.057211 | 1 | 0 | 0 | 0 | 1 | 1 | 0 | 0.057211 | 1
4851 | 0 | 0.047478 | 1 | 0 | 0 | 0 | 1 | 1 | 0 | 0.047478 | 1
4852 | 0 | 0.03388 | 1 | 0 | 0 | 0 | 1 | 1 | 0 | 0.03388 | 1
4853 | 0 | 0.036787 | 1 | 0 | 0 | 0 | 1 | 1 | 0 | 0.036787 | 1
4854 | 0 | 0.0051408 | 1 | 0 | 0 | 0 | 1 | 1 | 0 | 0.0051408 | 1
4855 | 0 | 0.039073 | 1 | 0 | 0 | 0 | 1 | 1 | 0 | 0.039073 | 1
4856 | 0 | 0.060361 | 1 | 0 | 0 | 0 | 1 | 1 | 0 | 0.060361 | 1
4857 | 0.041749 | 0.11156 | 1 | 0 | 0 | 0 | 1 | 1 | 0.041749 | 0.11156 | 1
4858 | 0.16848 | 0.12281 | 1 | 0 | 0 | 0 | 1 | 1 | 0.16848 | 0.12281 | 1
4859 | 0.22556 | 0.16384 | 1 | 0 | 0 | 0 | 1 | 1 | 0.22556 | 0.16384 | 1
4860 | 0.33156 | 0.18171 | 1 | 0 | 0 | 0 | 1 | 1 | 0.33156 | 0.18171 | 1
4861 | 0.29501 | 0.21924 | 1 | 0 | 0 | 0 | 1 | 1 | 0.29501 | 0.21924 | 1
4862 | 0.25078 | 0.23157 | 1 | 0 | 0 | 0 | 1 | 1 | 0.25078 | 0.23157 | 1
4863 | 0.2384 | 0.22125 | 1 | 0 | 0 | 0 | 1 | 1 | 0.2384 | 0.22125 | 1
4864 | 0.12159 | 0.20012 | 1 | 0 | 0 | 0 | 1 | 1 | 0.12159 | 0.20012 | 1
4865 | 0.025609 | 0.18932 | 1 | 0 | 0 | 0 | 1 | 1 | 0.025609 | 0.18932 | 1
4866 | 0 | 0.17056 | 1 | 0 | 0 | 1 | 1 | 1 | 0 | 0.17056 | 1
4867 | 0 | 0.13942 | 1 | 0 | 0 | 1 | 1 | 1 | 0 | 0.13942 | 1
4868 | 0 | 0.10253 | 1 | 0 | 0 | 1 | 1 | 1 | 0 | 0.10253 | 1
4869 | 0 | 0.089877 | 1 | 0 | 0 | 1 | 1 | 1 | 0 | 0.089877 | 1
4870 | 0 | 0.097627 | 1 | 0 | 0 | 0 | 1 | 1 | 0 | 0.097627 | 1
4871 | 0 | 0.10567 | 1 | 0 | 0 | 0 | 1 | 1 | 0 | 0.10567 | 1
4872 | 0 | 0.08063 | 1 | 0 | 0 | 0 | 1 | 1 | 0 | 0.08063 | 1
4873 | 0 | 0.046505 | 1 | 0 | 0 | 0 | 1 | 1 | 0 | 0.046505 | 1
4874 | 0 | 0.077811 | 1 | 0 | 0 | 0 | 1 | 1 | 0 | 0.077811 | 1
4875 | 0 | 0.056031 | 1 | 0 | 0 | 0 | 1 | 1 | 0 | 0.056031 | 1
4876 | 0 | 0.036203 | 1 | 0 | 0 | 0 | 1 | 1 | 0 | 0.036203 | 1
4877 | 0 | 0.031651 | 1 | 0 | 0 | 0 | 1 | 1 | 0 | 0.031651 | 1
4878 | 0 | 0.020926 | 1 | 0 | 0 | 0 | 1 | 1 | 0 | 0.020926 | 1
4879 | 0 | 0.048097 | 1 | 0 | 0 | 0 | 1 | 1 | 0 | 0.048097 | 1
4880 | 0 | 0.068112 | 1 | 0 | 0 | 0 | 1 | 1 | 0 | 0.068112 | 1
4881 | 0 | 0.10496 | 1 | 0 | 0 | 0 | 1 | 1 | 0 | 0.10496 | 1
4882 | 0.11075 | 0.11546 | 1 | 0 | 0 | 0 | 1 | 1 | 0.11075 | 0.11546 | 1
4883 | 0.16559 | 0.15353 | 1 | 0 | 0 | 0 | 1 | 1 | 0.16559 | 0.15353 | 1
4884 | 0.18882 | 0.14637 | 1 | 0 | 0 | 0 | 1 | 1 | 0.18882 | 0.14637 | 1
4885 | 0.2269 | 0.186 | 1 | 0 | 0 | 0 | 1 | 1 | 0.2269 | 0.186 | 1
4886 | 0.2212 | 0.21006 | 1 | 0 | 0 | 0 | 1 | 1 | 0.2212 | 0.21006 | 1
4887 | 0.21188 | 0.22875 | 1 | 0 | 0 | 0 | 1 | 1 | 0.21188 | 0.22875 | 1
4888 | 0.11873 | 0.23386 | 1 | 0 | 0 | 0 | 1 | 1 | 0.11873 | 0.23386 | 1
4889 | 0.0041791 | 0.19919 | 1 | 0 | 0 | 0 | 1 | 1 | 0.0041791 | 0.19919 | 1
4890 | 0 | 0.17169 | 1 | 0 | 0 | 1 | 1 | 1 | 0 | 0.17169 | 1
4891 | 0 | 0.12066 | 1 | 0 | 0 | 1 | 1 | 1 | 0 | 0.12066 | 1
4892 | 0 | 0.076432 | 1 | 0 | 0 | 1 | 1 | 1 | 0 | 0.076432 | 1
4893 | 0 | 0.068798 | 1 | 0 | 0 | 1 | 1 | 1 | 0 | 0.068798 | 1
4894 | 0 | 0.081149 | 1 | 0 | 0 | 0 | 1 | 1 | 0 | 0.081149 | 1
4895 | 0 | 0.09908 | 1 | 0 | 0 | 0 | 1 | 1 | 0 | 0.09908 | 1
4896 | 0 | 0.063825 | 1 | 0 | 0 | 0 | 1 | 1 | 0 | 0.063825 | 1
4897 | 0 | 0.06834 | 1 | 0 | 0 | 0 | 1 | 1 | 0 | 0.06834 | 1
4898 | 0 | 0.0729 | 1 | 0 | 0 | 0 | 1 | 1 | 0 | 0.0729 | 1
4899 | 0 | 0.053088 | 1 | 0 | 0 | 0 | 1 | 1 | 0 | 0.053088 | 1
4900 | 0 | 0.041069 | 1 | 0 | 0 | 0 | 1 | 1 | 0 | 0.041069 | 1
4901 | 0 | 0.033366 | 1 | 0 | 0 | 0 | 1 | 1 | 0 | 0.033366 | 1
4902 | 0 | 0.024133 | 1 | 0 | 0 | 0 | 1 | 1 | 0 | 0.024133 | 1
4903 | 0 | 0.048847 | 1 | 0 | 0 | 0 | 1 | 1 | 0 | 0.048847 | 1
4904 | 0 | 0.074675 | 1 | 0 | 0 | 0 | 1 | 1 | 0 | 0.074675 | 1
4905 | 0 | 0.084712 | 1 | 0 | 0 | 0 | 1 | 1 | 0 | 0.084712 | 1
4906 | 0.12608 | 0.12333 | 1 | 0 | 0 | 0 | 1 | 1 | 0.12608 | 0.12333 | 1
4907 | 0.17616 | 0.14026 | 1 | 0 | 0 | 0 | 1 | 1 | 0.17616 | 0.14026 | 1
4908 | 0.23533 | 0.13481 | 1 | 0 | 0 | 0 | 1 | 1 | 0.23533 | 0.13481 | 1
4909 | 0.2664 | 0.16292 | 1 | 0 | 0 | 0 | 1 | 1 | 0.2664 | 0.16292 | 1
4910 | 0.25275 | 0.16277 | 1 | 0 | 0 | 0 | 1 | 1 | 0.25275 | 0.16277 | 1
4911 | 0.28456 | 0.18055 | 1 | 0 | 0 | 0 | 1 | 1 | 0.28456 | 0.18055 | 1
4912 | 0.18414 | 0.16073 | 1 | 0 | 0 | 0 | 1 | 1 | 0.18414 | 0.16073 | 1
4913 | 0.067474 | 0.14027 | 1 | 0 | 0 | 0 | 1 | 1 | 0.067474 | 0.14027 | 1
4914 | 0 | 0.11743 | 1 | 0 | 0 | 1 | 1 | 1 | 0 | 0.11743 | 1
4915 | 0 | 0.087959 | 1 | 0 | 0 | 1 | 1 | 1 | 0 | 0.087959 | 1
4916 | 0 | 0.047606 | 1 | 0 | 0 | 1 | 1 | 1 | 0 | 0.047606 | 1
4917 | 0 | 0.038936 | 1 | 0 | 0 | 1 | 1 | 1 | 0 | 0.038936 | 1
4918 | 0 | 0.038908 | 1 | 0 | 0 | 0 | 1 | 1 | 0 | 0.038908 | 1
4919 | 0 | 0.063659 | 1 | 0 | 0 | 0 | 1 | 1 | 0 | 0.063659 | 1
4920 | 0 | 0.034621 | 1 | 0 | 0 | 0 | 1 | 1 | 0 | 0.034621 | 1
4921 | 0 | 0.062404 | 1 | 0 | 0 | 0 | 1 | 1 | 0 | 0.062404 | 1
4922 | 0 | 0.050646 | 1 | 0 | 0 | 0 | 1 | 1 | 0 | 0.050646 | 1
4923 | 0 | 0.038663 | 1 | 0 | 0 | 0 | 1 | 1 | 0 | 0.038663 | 1
4924 | 0 | 0.0058103 | 1 | 0 | 0 | 0 | 1 | 1 | 0 | 0.0058103 | 1
4925 | 0 | 0.014604 | 1 | 0 | 0 | 0 | 1 | 1 | 0 | 0.014604 | 1
4926 | 0 | 0.012345 | 1 | 0 | 0 | 0 | 1 | 1 | 0 | 0.012345 | 1
4927 | 0 | 0.030741 | 1 | 0 | 0 | 0 | 1 | 1 | 0 | 0.030741 | 1
4928 | 0 | 0.029966 | 1 | 0 | 0 | 0 | 1 | 1 | 0 | 0.029966 | 1
4929 | 0 | 0.050314 | 1 | 0 | 0 | 0 | 1 | 1 | 0 | 0.050314 | 1
4930 | 0.14703 | 0.087293 | 1 | 0 | 0 | 0 | 1 | 1 | 0.14703 | 0.087293 | 1
4931 | 0.19682 | 0.12209 | 1 | 0 | 0 | 0 | 1 | 1 | 0.19682 | 0.12209 | 1
4932 | 0.23759 | 0.12105 | 1 | 0 | 0 | 0 | 1 | 1 | 0.23759 | 0.12105 | 1
4933 | 0.29819 | 0.13677 | 1 | 0 | 0 | 0 | 1 | 1 | 0.29819 | 0.13677 | 1
4934 | 0.29711 | 0.14228 | 1 | 0 | 0 | 0 | 1 | 1 | 0.29711 | 0.14228 | 1
4935 | 0.26529 | 0.14913 | 1 | 0 | 0 | 0 | 1 | 1 | 0.26529 | 0.14913 | 1
4936 | 0.25704 | 0.13046 | 1 | 0 | 0 | 0 | 1 | 1 | 0.25704 | 0.13046 | 1
4937 | 0.094365 | 0.10632 | 1 | 0 | 0 | 0 | 1 | 1 | 0.094365 | 0.10632 | 1
4938 | 0 | 0.08193 | 1 | 0 | 0 | 1 | 1 | 1 | 0 | 0.08193 | 1
4939 | 0 | 0.064322 | 1 | 0 | 0 | 1 | 1 | 1 | 0 | 0.064322 | 1
4940 | 0 | 0.0060231 | 1 | 0 | 0 | 1 | 1 | 1 | 0 | 0.0060231 | 1
4941 | 0 | 0.0047676 | 1 | 0 | 0 | 1 | 1 | 1 | 0 | 0.0047676 | 1
4942 | 0 | 0.0053538 | 1 | 0 | 0 | 0 | 1 | 1 | 0 | 0.0053538 | 1
4943 | 0 | 0.037301 | 1 | 0 | 0 | 0 | 1 | 1 | 0 | 0.037301 | 1
4944 | 0 | 0.0035736 | 1 | 0 | 0 | 0 | 1 | 1 | 0 | 0.0035736 | 1
4945 | 0 | 0.027379 | 1 | 0 | 0 | 0 | 1 | 1 | 0 | 0.027379 | 1
4946 | 0 | 0.0039331 | 1 | 0 | 0 | 0 | 1 | 1 | 0 | 0.0039331 | 1
4947 | 0 | 0 | 1 | 0 | 0 | 0 | 1 | 1 | 0 | 0 | 1
4948 | 0 | 0 | 1 | 0 | 0 | 0 | 1 | 1 | 0 | 0 | 1
4949 | 0 | 0.0031428 | 1 | 0 | 0 | 0 | 1 | 1 | 0 | 0.0031428 | 1
4950 | 0 | 0.012762 | 1 | 0 | 0 | 0 | 1 | 1 | 0 | 0.012762 | 1
4951 | 0 | 0.010968 | 1 | 0 | 0 | 0 | 1 | 1 | 0 | 0.010968 | 1
4952 | 0 | 0.009654 | 1 | 0 | 0 | 0 | 1 | 1 | 0 | 0.009654 | 1
4953 | 0.059711 | 0.047096 | 1 | 0 | 0 | 0 | 1 | 1 | 0.059711 | 0.047096 | 1
4954 | 0.22573 | 0.068621 | 1 | 0 | 0 | 0 | 1 | 1 | 0.22573 | 0.068621 | 1
4955 | 0.31958 | 0.10897 | 1 | 0 | 0 | 0 | 1 | 1 | 0.31958 | 0.10897 | 1
4956 | 0.36191 | 0.14052 | 1 | 0 | 0 | 0 | 1 | 1 | 0.36191 | 0.14052 | 1
4957 | 0.39012 | 0.15365 | 1 | 0 | 0 | 0 | 1 | 1 | 0.39012 | 0.15365 | 1
4958 | 0.37893 | 0.1552 | 1 | 0 | 0 | 0 | 1 | 1 | 0.37893 | 0.1552 | 1
4959 | 0.33523 | 0.12224 | 1 | 0 | 0 | 0 | 1 | 1 | 0.33523 | 0.12224 | 1
4960 | 0.22688 | 0.10012 | 1 | 0 | 0 | 0 | 1 | 1 | 0.22688 | 0.10012 | 1
4961 | 0.074394 | 0.08562 | 1 | 0 | 0 | 0 | 1 | 1 | 0.074394 | 0.08562 | 1
4962 | 0 | 0.063128 | 1 | 0 | 0 | 1 | 1 | 1 | 0 | 0.063128 | 1
4963 | 0 | 0.05297 | 1 | 0 | 0 | 1 | 1 | 1 | 0 | 0.05297 | 1
4964 | 0 | 0.011362 | 1 | 0 | 0 | 1 | 1 | 1 | 0 | 0.011362 | 1
4965 | 0 | 0.0010298 | 1 | 0 | 0 | 1 | 1 | 1 | 0 | 0.0010298 | 1
4966 | 0 | 0 | 1 | 0 | 0 | 0 | 1 | 1 | 0 | 0 | 1
4967 | 0 | 0.013138 | 1 | 0 | 0 | 0 | 1 | 1 | 0 | 0.013138 | 1
4968 | 0 | 0 | 1 | 0 | 0 | 0 | 1 | 1 | 0 | 0 | 1
4969 | 0 | 0 | 1 | 0 | 0 | 0 | 1 | 1 | 0 | 0 | 1
4970 | 0 | 0.0018955 | 1 | 0 | 0 | 0 | 1 | 1 | 0 | 0.0018955 | 1
4971 | 0 | 0 | 1 | 0 | 0 | 0 | 1 | 1 | 0 | 0 | 1
4972 | 0 | 0 | 1 | 0 | 0 | 0 | 1 | 1 | 0 | 0 | 1
4973 | 0 | 0.0030875 | 1 | 0 | 0 | 0 | 1 | 1 | 0 | 0.0030875 | 1
4974 | 0 | 0.010052 | 1 | 0 | 0 | 0 | 1 | 1 | 0 | 0.010052 | 1
4975 | 0 | 0.016989 | 1 | 0 | 0 | 0 | 1 | 1 | 0 | 0.016989 | 1
4976 | 0 | 0.019463 | 1 | 0 | 0 | 0 | 1 | 1 | 0 | 0.019463 | 1
4977 | 0.052615 | 0.068754 | 1 | 0 | 0 | 0 | 1 | 1 | 0.052615 | 0.068754 | 1
4978 | 0.21495 | 0.11139 | 1 | 0 | 0 | 0 | 1 | 1 | 0.21495 | 0.11139 | 1
4979 | 0.29852 | 0.15831 | 1 | 0 | 0 | 0 | 1 | 1 | 0.29852 | 0.15831 | 1
4980 | 0.32749 | 0.18644 | 1 | 0 | 0 | 0 | 1 | 1 | 0.32749 | 0.18644 | 1
4981 | 0.34724 | 0.2033 | 1 | 0 | 0 | 0 | 1 | 1 | 0.34724 | 0.2033 | 1
4982 | 0.36916 | 0.22048 | 1 | 0 | 0 | 0 | 1 | 1 | 0.36916 | 0.22048 | 1
4983 | 0.31536 | 0.16739 | 1 | 0 | 0 | 0 | 1 | 1 | 0.31536 | 0.16739 | 1
4984 | 0.22867 | 0.16933 | 1 | 0 | 0 | 0 | 1 | 1 | 0.22867 | 0.16933 | 1
4985 | 0.10139 | 0.14929 | 1 | 0 | 0 | 0 | 1 | 1 | 0.10139 | 0.14929 | 1
4986 | 0 | 0.12604 | 1 | 0 | 0 | 1 | 1 | 1 | 0 | 0.12604 | 1
4987 | 0 | 0.095903 | 1 | 0 | 0 | 1 | 1 | 1 | 0 | 0.095903 | 1
4988 | 0 | 0.079596 | 1 | 0 | 0 | 1 | 1 | 1 | 0 | 0.079596 | 1
4989 | 0 | 0.057295 | 1 | 0 | 0 | 1 | 1 | 1 | 0 | 0.057295 | 1
4990 | 0 | 0.061047 | 1 | 0 | 0 | 0 | 1 | 1 | 0 | 0.061047 | 1
4991 | 0 | 0.061898 | 1 | 0 | 0 | 0 | 1 | 1 | 0 | 0.061898 | 1
4992 | 0 | 0.054963 | 1 | 0 | 0 | 0 | 1 | 1 | 0 | 0.054963 | 1
4993 | 0 | 0 | 1 | 0 | 0 | 0 | 1 | 1 | 0 | 0 | 1
4994 | 0 | 0.046452 | 1 | 0 | 0 | 0 | 1 | 1 | 0 | 0.046452 | 1
4995 | 0 | 0.026659 | 1 | 0 | 0 | 0 | 1 | 1 | 0 | 0.026659 | 1
4996 | 0 | 0.0097674 | 1 | 0 | 0 | 0 | 1 | 1 | 0 | 0.0097674 | 1
4997 | 0 | 0.027831 | 1 | 0 | 0 | 0 | 1 | 1 | 0 | 0.027831 | 1
4998 | 0 | 0.043872 | 1 | 0 | 0 | 0 | 1 | 1 | 0 | 0.043872 | 1
4999 | 0 | 0.055218 | 1 | 0 | 0 | 0 | 1 | 1 | 0 | 0.055218 | 1
5000 | 0 | 0.061559 | 1 | 0 | 0 | 0 | 1 | 1 | 0 | 0.061559 | 1
5001 | 0.108 | 0.12441 | 1 | 0 | 0 | 0 | 1 | 1 | 0.108 | 0.12441 | 1
5002 | 0.31462 | 0.18867 | 1 | 0 | 0 | 0 | 1 | 1 | 0.31462 | 0.18867 | 1
5003 | 0.39227 | 0.20163 | 1 | 0 | 0 | 0 | 1 | 1 | 0.39227 | 0.20163 | 1
5004 | 0.38023 | 0.22946 | 1 | 0 | 0 | 0 | 1 | 1 | 0.38023 | 0.22946 | 1
5005 | 0.36137 | 0.24898 | 1 | 0 | 0 | 0 | 1 | 1 | 0.36137 | 0.24898 | 1
5006 | 0.36242 | 0.27329 | 1 | 0 | 0 | 0 | 1 | 1 | 0.36242 | 0.27329 | 1
5007 | 0.3556 | 0.21255 | 1 | 0 | 0 | 0 | 1 | 1 | 0.3556 | 0.21255 | 1
5008 | 0.21421 | 0.22344 | 1 | 0 | 0 | 0 | 1 | 1 | 0.21421 | 0.22344 | 1
5009 | 0.10066 | 0.22044 | 1 | 0 | 0 | 0 | 1 | 1 | 0.10066 | 0.22044 | 1
5010 | 0 | 0.18176 | 1 | 0 | 0 | 1 | 1 | 1 | 0 | 0.18176 | 1
5011 | 0 | 0.13487 | 1 | 0 | 0 | 1 | 1 | 1 | 0 | 0.13487 | 1
5012 | 0 | 0.14169 | 1 | 0 | 0 | 1 | 1 | 1 | 0 | 0.14169 | 1
5013 | 0 | 0.12225 | 1 | 0 | 0 | 1 | 1 | 1 | 0 | 0.12225 | 1
5014 | 0 | 0.12177 | 1 | 0 | 0 | 0 | 1 | 1 | 0 | 0.12177 | 1
5015 | 0 | 0.1042 | 1 | 0 | 0 | 0 | 1 | 1 | 0 | 0.1042 | 1
5016 | 0 | 0.1136 | 1 | 0 | 0 | 0 | 1 | 1 | 0 | 0.1136 | 1
5017 | 0 | 0.038204 | 1 | 0 | 0 | 0 | 1 | 1 | 0 | 0.038204 | 1
5018 | 0 | 0.092111 | 1 | 0 | 0 | 0 | 1 | 1 | 0 | 0.092111 | 1
5019 | 0 | 0.066655 | 1 | 0 | 0 | 0 | 1 | 1 | 0 | 0.066655 | 1
5020 | 0 | 0.050228 | 1 | 0 | 0 | 0 | 1 | 1 | 0 | 0.050228 | 1
5021 | 0 | 0.053767 | 1 | 0 | 0 | 0 | 1 | 1 | 0 | 0.053767 | 1
5022 | 0 | 0.056125 | 1 | 0 | 0 | 0 | 1 | 1 | 0 | 0.056125 | 1
5023 | 0 | 0.082971 | 1 | 0 | 0 | 0 | 1 | 1 | 0 | 0.082971 | 1
5024 | 0 | 0.10644 | 1 | 0 | 0 | 0 | 1 | 1 | 0 | 0.10644 | 1
5025 | 0.076809 | 0.15917 | 1 | 0 | 0 | 0 | 1 | 1 | 0.076809 | 0.15917 | 1
5026 | 0.28442 | 0.21935 | 1 | 0 | 0 | 0 | 1 | 1 | 0.28442 | 0.21935 | 1
5027 | 0.33811 | 0.22402 | 1 | 0 | 0 | 0 | 1 | 1 | 0.33811 | 0.22402 | 1
5028 | 0.38012 | 0.23735 | 1 | 0 | 0 | 0 | 1 | 1 | 0.38012 | 0.23735 | 1
5029 | 0.39412 | 0.28165 | 1 | 0 | 0 | 0 | 1 | 1 | 0.39412 | 0.28165 | 1
5030 | 0.39474 | 0.31101 | 1 | 0 | 0 | 0 | 1 | 1 | 0.39474 | 0.31101 | 1
5031 | 0.33191 | 0.28821 | 1 | 0 | 0 | 0 | 1 | 1 | 0.33191 | 0.28821 | 1
5032 | 0.28988 | 0.2693 | 1 | 0 | 0 | 0 | 1 | 1 | 0.28988 | 0.2693 | 1
5033 | 0.13358 | 0.27689 | 1 | 0 | 0 | 0 | 1 | 1 | 0.13358 | 0.27689 | 1
5034 | 0 | 0.25575 | 1 | 0 | 0 | 1 | 1 | 1 | 0 | 0.25575 | 1
5035 | 0 | 0.20743 | 1 | 0 | 0 | 1 | 1 | 1 | 0 | 0.20743 | 1
5036 | 0 | 0.19739 | 1 | 0 | 0 | 1 | 1 | 1 | 0 | 0.19739 | 1
5037 | 0 | 0.18223 | 1 | 0 | 0 | 1 | 1 | 1 | 0 | 0.18223 | 1
5038 | 0 | 0.1769 | 1 | 0 | 0 | 0 | 1 | 1 | 0 | 0.1769 | 1
5039 | 0 | 0.15842 | 1 | 0 | 0 | 0 | 1 | 1 | 0 | 0.15842 | 1
5040 | 0 | 0.18739 | 1 | 0 | 0 | 0 | 1 | 1 | 0 | 0.18739 | 1
5041 | 0 | 0.083338 | 1 | 0 | 0 | 0 | 1 | 1 | 0 | 0.083338 | 1
5042 | 0 | 0.11801 | 1 | 0 | 0 | 0 | 1 | 1 | 0 | 0.11801 | 1
5043 | 0 | 0.10029 | 1 | 0 | 0 | 0 | 1 | 1 | 0 | 0.10029 | 1
5044 | 0 | 0.075264 | 1 | 0 | 0 | 0 | 1 | 1 | 0 | 0.075264 | 1
5045 | 0 | 0.076593 | 1 | 0 | 0 | 0 | 1 | 1 | 0 | 0.076593 | 1
5046 | 0 | 0.090423 | 1 | 0 | 0 | 0 | 1 | 1 | 0 | 0.090423 | 1
5047 | 0 | 0.1082 | 1 | 0 | 0 | 0 | 1 | 1 | 0 | 0.1082 | 1
5048 | 0 | 0.11508 | 1 | 0 | 0 | 0 | 1 | 1 | 0 | 0.11508 | 1
5049 | 0.085745 | 0.17231 | 1 | 0 | 0 | 0 | 1 | 1 | 0.085745 | 0.17231 | 1
5050 | 0.27951 | 0.20612 | 1 | 0 | 0 | 0 | 1 | 1 | 0.27951 | 0.20612 | 1
5051 | 0.30589 | 0.21492 | 1 | 0 | 0 | 0 | 1 | 1 | 0.30589 | 0.21492 | 1
5052 | 0.32661 | 0.22946 | 1 | 0 | 0 | 0 | 1 | 1 | 0.32661 | 0.22946 | 1
5053 | 0.4083 | 0.24343 | 1 | 0 | 0 | 0 | 1 | 1 | 0.4083 | 0.24343 | 1
5054 | 0.41093 | 0.23974 | 1 | 0 | 0 | 0 | 1 | 1 | 0.41093 | 0.23974 | 1
5055 | 0.2536 | 0.25232 | 1 | 0 | 0 | 0 | 1 | 1 | 0.2536 | 0.25232 | 1
5056 | 0.21692 | 0.2638 | 1 | 0 | 0 | 0 | 1 | 1 | 0.21692 | 0.2638 | 1
5057 | 0.087093 | 0.27769 | 1 | 0 | 0 | 0 | 1 | 1 | 0.087093 | 0.27769 | 1
5058 | 0 | 0.20904 | 1 | 0 | 0 | 1 | 1 | 1 | 0 | 0.20904 | 1
5059 | 0 | 0.16277 | 1 | 0 | 0 | 1 | 1 | 1 | 0 | 0.16277 | 1
5060 | 0 | 0.15784 | 1 | 0 | 0 | 1 | 1 | 1 | 0 | 0.15784 | 1
5061 | 0 | 0.1525 | 1 | 0 | 0 | 1 | 1 | 1 | 0 | 0.1525 | 1
5062 | 0 | 0.16058 | 1 | 0 | 0 | 0 | 1 | 1 | 0 | 0.16058 | 1
5063 | 0 | 0.15604 | 1 | 0 | 0 | 0 | 1 | 1 | 0 | 0.15604 | 1
5064 | 0 | 0.15826 | 1 | 0 | 0 | 0 | 1 | 1 | 0 | 0.15826 | 1
5065 | 0 | 0.14583 | 0.98812 | 0 | 0 | 0 | 1 | 1 | 0 | 0.14583 | 1
5066 | 0 | 0.092838 | 0.98812 | 0 | 0 | 0 | 1 | 1 | 0 | 0.092838 | 1
5067 | 0 | 0.087881 | 0.98812 | 0 | 0 | 0 | 1 | 1 | 0 | 0.087881 | 1
5068 | 0 | 0.098852 | 0.98812 | 0 | 0 | 0 | 1 | 1 | 0 | 0.098852 | 1
5069 | 0 | 0.084853 | 0.98812 | 0 | 0 | 0 | 1 | 1 | 0 | 0.084853 | 1
5070 | 0 | 0.069903 | 0.98812 | 0 | 0 | 0 | 1 | 1 | 0 | 0.069903 | 1
5071 | 0 | 0.066884 | 0.98812 | 0 | 0 | 0 | 1 | 1 | 0 | 0.066884 | 1
5072 | 0 | 0.098003 | 0.98812 | 0 | 0 | 0 | 1 | 1 | 0 | 0.098003 | 1
5073 | 0.00041796 | 0.136 | 0.98812 | 0 | 0 | 0 | 1 | 1 | 0.00041796 | 0.136 | 1
5074 | 0.12531 | 0.16592 | 0.98812 | 0 | 0 | 0 | 1 | 1 | 0.12531 | 0.16592 | 1
5075 | 0.15654 | 0.18703 | 0.98812 | 0 | 0 | 0 | 1 | 1 | 0.15654 | 0.18703 | 1
5076 | 0.2267 | 0.20004 | 0.98812 | 0 | 0 | 0 | 1 | 1 | 0.2267 | 0.20004 | 1
5077 | 0.25342 | 0.20308 | 0.98812 | 0 | 0 | 0 | 1 | 1 | 0.25342 | 0.20308 | 1
5078 | 0.27642 | 0.21859 | 0.98812 | 0 | 0 | 0 | 1 | 1 | 0.27642 | 0.21859 | 1
5079 | 0.18059 | 0.23992 | 0.98812 | 0 | 0 | 0 | 1 | 1 | 0.18059 | 0.23992 | 1
5080 | 0.17193 | 0.23873 | 0.98812 | 0 | 0 | 0 | 1 | 1 | 0.17193 | 0.23873 | 1
5081 | 0.068863 | 0.24433 | 0.98812 | 0 | 0 | 0 | 1 | 1 | 0.068863 | 0.24433 | 1
5082 | 0 | 0.19929 | 0.98812 | 0 | 0 | 1 | 1 | 1 | 0 | 0.19929 | 1
5083 | 0 | 0.16756 | 0.98812 | 0 | 0 | 1 | 1 | 1 | 0 | 0.16756 | 1
5084 | 0 | 0.16025 | 0.98812 | 0 | 0 | 1 | 1 | 1 | 0 | 0.16025 | 1
5085 | 0 | 0.15789 | 0.98812 | 0 | 0 | 1 | 1 | 1 | 0 | 0.15789 | 1
5086 | 0 | 0.15875 | 0.98812 | 0 | 0 | 0 | 1 | 1 | 0 | 0.15875 | 1
5087 | 0 | 0.12207 | 0.98812 | 0 | 0 | 0 | 1 | 1 | 0 | 0.12207 | 1
5088 | 0 | 0.10191 | 0.98812 | 0 | 0 | 0 | 1 | 1 | 0 | 0.10191 | 1
5089 | 0 | 0.14283 | 0.98812 | 0 | 0 | 0 | 1 | 1 | 0 | 0.14283 | 1
5090 | 0 | 0.050845 | 0.98812 | 0 | 0 | 0 | 1 | 1 | 0 | 0.050845 | 1
5091 | 0 | 0.059297 | 0.98812 | 0 | 0 | 0 | 1 | 1 | 0 | 0.059297 | 1
5092 | 0 | 0.061997 | 0.98812 | 0 | 0 | 0 | 1 | 1 | 0 | 0.061997 | 1
5093 | 0 | 0.046391 | 0.98812 | 0 | 0 | 0 | 1 | 1 | 0 | 0.046391 | 1
5094 | 0 | 0.037232 | 0.98812 | 0 | 0 | 0 | 1 | 1 | 0 | 0.037232 | 1
5095 | 0 | 0.040312 | 0.98812 | 0 | 0 | 0 | 1 | 1 | 0 | 0.040312 | 1
5096 | 0 | 0.068875 | 0.98812 | 0 | 0 | 0 | 1 | 1 | 0 | 0.068875 | 1
5097 | 0 | 0.098721 | 0.98812 | 0 | 0 | 0 | 1 | 1 | 0 | 0.098721 | 1
5098 | 0.084774 | 0.14349 | 0.98812 | 0 | 0 | 0 | 1 | 1 | 0.084774 | 0.14349 | 1
5099 | 0.1152 | 0.16978 | 0.98812 | 0 | 0 | 0 | 1 | 1 | 0.1152 | 0.16978 | 1
5100 | 0.16239 | 0.2116 | 0.98812 | 0 | 0 | 0 | 1 | 1 | 0.16239 | 0.2116 | 1
5101 | 0.16967 | 0.19752 | 0.98812 | 0 | 0 | 0 | 1 | 1 | 0.16967 | 0.19752 | 1
5102 | 0.18792 | 0.19473 | 0.98812 | 0 | 0 | 0 | 1 | 1 | 0.18792 | 0.19473 | 1
5103 | 0.12841 | 0.19816 | 0.98812 | 0 | 0 | 0 | 1 | 1 | 0.12841 | 0.19816 | 1
5104 | 0.092615 | 0.21049 | 0.98812 | 0 | 0 | 0 | 1 | 1 | 0.092615 | 0.21049 | 1
5105 | 0.0086046 | 0.22987 | 0.98812 | 0 | 0 | 0 | 1 | 1 | 0.0086046 | 0.22987 | 1
5106 | 0 | 0.17943 | 0.98812 | 0 | 0 | 1 | 1 | 1 | 0 | 0.17943 | 1
5107 | 0 | 0.15347 | 0.98812 | 0 | 0 | 1 | 1 | 1 | 0 | 0.15347 | 1
5108 | 0 | 0.17185 | 0.98812 | 0 | 0 | 1 | 1 | 1 | 0 | 0.17185 | 1
5109 | 0 | 0.16462 | 0.98812 | 0 | 0 | 1 | 1 | 1 | 0 | 0.16462 | 1
5110 | 0 | 0.15632 | 0.98812 | 0 | 0 | 0 | 1 | 1 | 0 | 0.15632 | 1
5111 | 0 | 0.11854 | 0.98812 | 0 | 0 | 0 | 1 | 1 | 0 | 0.11854 | 1
5112 | 0 | 0.090141 | 0.98812 | 0 | 0 | 0 | 1 | 1 | 0 | 0.090141 | 1
5113 | 0 | 0.1005 | 0.98812 | 0 | 0 | 0 | 1 | 1 | 0 | 0.1005 | 1
5114 | 0 | 0.060474 | 0.98812 | 0 | 0 | 0 | 1 | 1 | 0 | 0.060474 | 1
5115 | 0 | 0.028919 | 0.98812 | 0 | 0 | 0 | 1 | 1 | 0 | 0.028919 | 1
5116 | 0 | 0.039401 | 0.98812 | 0 | 0 | 0 | 1 | 1 | 0 | 0.039401 | 1
5117 | 0 | 0.039962 | 0.98812 | 0 | 0 | 0 | 1 | 1 | 0 | 0.039962 | 1
5118 | 0 | 0.034626 | 0.98812 | 0 | 0 | 0 | 1 | 1 | 0 | 0.034626 | 1
5119 | 0 | 0.045566 | 0.98812 | 0 | 0 | 0 | 1 | 1 | 0 | 0.045566 | 1
5120 | 0 | 0.067767 | 0.98812 | 0 | 0 | 0 | 1 | 1 | 0 | 0.067767 | 1
5121 | 0 | 0.081287 | 0.98812 | 0 | 0 | 0 | 1 | 1 | 0 | 0.081287 | 1
5122 | 0.038425 | 0.12368 | 0.98812 | 0 | 0 | 0 | 1 | 1 | 0.038425 | 0.12368 | 1
5123 | 0.082785 | 0.1519 | 0.98812 | 0 | 0 | 0 | 1 | 1 | 0.082785 | 0.1519 | 1
5124 | 0.13653 | 0.19735 | 0.98812 | 0 | 0 | 0 | 1 | 1 | 0.13653 | 0.19735 | 1
5125 | 0.096092 | 0.19369 | 0.98812 | 0 | 0 | 0 | 1 | 1 | 0.096092 | 0.19369 | 1
5126 | 0.1304 | 0.20136 | 0.98812 | 0 | 0 | 0 | 1 | 1 | 0.1304 | 0.20136 | 1
5127 | 0.078084 | 0.19417 | 0.98812 | 0 | 0 | 0 | 1 | 1 | 0.078084 | 0.19417 | 1
5128 | 0.047162 | 0.20041 | 0.98812 | 0 | 0 | 0 | 1 | 1 | 0.047162 | 0.20041 | 1
5129 | 0 | 0.21006 | 0.98812 | 0 | 0 | 0 | 1 | 1 | 0 | 0.21006 | 1
5130 | 0 | 0.16683 | 0.98812 | 0 | 0 | 1 | 1 | 1 | 0 | 0.16683 | 1
5131 | 0 | 0.16143 | 0.98812 | 0 | 0 | 1 | 1 | 1 | 0 | 0.16143 | 1
5132 | 0 | 0.14312 | 0.98812 | 0 | 0 | 1 | 1 | 1 | 0 | 0.14312 | 1
5133 | 0 | 0.15435 | 0.98812 | 0 | 0 | 1 | 1 | 1 | 0 | 0.15435 | 1
5134 | 0 | 0.13224 | 0.98812 | 0 | 0 | 0 | 1 | 1 | 0 | 0.13224 | 1
5135 | 0 | 0.097701 | 0.98812 | 0 | 0 | 0 | 1 | 1 | 0 | 0.097701 | 1
5136 | 0 | 0.071106 | 0.98812 | 0 | 0 | 0 | 1 | 1 | 0 | 0.071106 | 1
5137 | 0 | 0.096965 | 0.98812 | 0 | 0 | 0 | 1 | 1 | 0 | 0.096965 | 1
5138 | 0 | 0.063796 | 0.98812 | 0 | 0 | 0 | 1 | 1 | 0 | 0.063796 | 1
5139 | 0 | 0.022631 | 0.98812 | 0 | 0 | 0 | 1 | 1 | 0 | 0.022631 | 1
5140 | 0 | 0.025783 | 0.98812 | 0 | 0 | 0 | 1 | 1 | 0 | 0.025783 | 1
5141 | 0 | 0.024696 | 0.98812 | 0 | 0 | 0 | 1 | 1 | 0 | 0.024696 | 1
5142 | 0 | 0.019387 | 0.98812 | 0 | 0 | 0 | 1 | 1 | 0 | 0.019387 | 1
5143 | 0 | 0.050661 | 0.98812 | 0 | 0 | 0 | 1 | 1 | 0 | 0.050661 | 1
5144 | 0 | 0.058973 | 0.98812 | 0 | 0 | 0 | 1 | 1 | 0 | 0.058973 | 1
5145 | 0.021725 | 0.064857 | 0.98812 | 0 | 0 | 0 | 1 | 1 | 0.021725 | 0.064857 | 1
5146 | 0.11076 | 0.11099 | 0.98812 | 0 | 0 | 0 | 1 | 1 | 0.11076 | 0.11099 | 1
5147 | 0.13752 | 0.14575 | 0.98812 | 0 | 0 | 0 | 1 | 1 | 0.13752 | 0.14575 | 1
5148 | 0.19082 | 0.19341 | 0.98812 | 0 | 0 | 0 | 1 | 1 | 0.19082 | 0.19341 | 1
5149 | 0.1644 | 0.21414 | 0.98812 | 0 | 0 | 0 | 1 | 1 | 0.1644 | 0.21414 | 1
5150 | 0.16925 | 0.20857 | 0.98812 | 0 | 0 | 0 | 1 | 1 | 0.16925 | 0.20857 | 1
5151 | 0.086059 | 0.20103 | 0.98812 | 0 | 0 | 0 | 1 | 1 | 0.086059 | 0.20103 | 1
5152 | 0.040922 | 0.21406 | 0.98812 | 0 | 0 | 0 | 1 | 1 | 0.040922 | 0.21406 | 1
5153 | 0 | 0.21151 | 0.98812 | 0 | 0 | 0 | 1 | 1 | 0 | 0.21151 | 1
5154 | 0 | 0.15736 | 0.98812 | 0 | 0 | 1 | 1 | 1 | 0 | 0.15736 | 1
5155 | 0 | 0.1625 | 0.98812 | 0 | 0 | 1 | 1 | 1 | 0 | 0.1625 | 1
5156 | 0 | 0.15225 | 0.98812 | 0 | 0 | 1 | 1 | 1 | 0 | 0.15225 | 1
5157 | 0 | 0.16794 | 0.98812 | 0 | 0 | 1 | 1 | 1 | 0 | 0.16794 | 1
5158 | 0 | 0.14994 | 0.98812 | 0 | 0 | 0 | 1 | 1 | 0 | 0.14994 | 1
5159 | 0 | 0.13799 | 0.98812 | 0 | 0 | 0 | 1 | 1 | 0 | 0.13799 | 1
5160 | 0 | 0.13586 | 0.98812 | 0 | 0 | 0 | 1 | 1 | 0 | 0.13586 | 1
5161 | 0 | 0.077216 | 0.98812 | 0 | 0 | 0 | 1 | 1 | 0 | 0.077216 | 1
5162 | 0 | 0.12262 | 0.98812 | 0 | 0 | 0 | 1 | 1 | 0 | 0.12262 | 1
5163 | 0 | 0.068685 | 0.98812 | 0 | 0 | 0 | 1 | 1 | 0 | 0.068685 | 1
5164 | 0 | 0.07014 | 0.98812 | 0 | 0 | 0 | 1 | 1 | 0 | 0.07014 | 1
5165 | 0 | 0.069925 | 0.98812 | 0 | 0 | 0 | 1 | 1 | 0 | 0.069925 | 1
5166 | 0 | 0.065395 | 0.98812 | 0 | 0 | 0 | 1 | 1 | 0 | 0.065395 | 1
5167 | 0 | 0.085869 | 0.98812 | 0 | 0 | 0 | 1 | 1 | 0 | 0.085869 | 1
5168 | 0 | 0.086544 | 0.98812 | 0 | 0 | 0 | 1 | 1 | 0 | 0.086544 | 1
5169 | 0.05022 | 0.11896 | 0.98812 | 0 | 0 | 0 | 1 | 1 | 0.05022 | 0.11896 | 1
5170 | 0.15903 | 0.13183 | 0.98812 | 0 | 0 | 0 | 1 | 1 | 0.15903 | 0.13183 | 1
5171 | 0.21065 | 0.19031 | 0.98812 | 0 | 0 | 0 | 1 | 1 | 0.21065 | 0.19031 | 1
5172 | 0.25809 | 0.22004 | 0.98812 | 0 | 0 | 0 | 1 | 1 | 0.25809 | 0.22004 | 1
5173 | 0.24353 | 0.23726 | 0.98812 | 0 | 0 | 0 | 1 | 1 | 0.24353 | 0.23726 | 1
5174 | 0.25901 | 0.24492 | 0.98812 | 0 | 0 | 0 | 1 | 1 | 0.25901 | 0.24492 | 1
5175 | 0.17785 | 0.23272 | 0.98812 | 0 | 0 | 0 | 1 | 1 | 0.17785 | 0.23272 | 1
5176 | 0.11599 | 0.23319 | 0.98812 | 0 | 0 | 0 | 1 | 1 | 0.11599 | 0.23319 | 1
5177 | 0.0035835 | 0.2382 | 0.98812 | 0 | 0 | 0 | 1 | 1 | 0.0035835 | 0.2382 | 1
5178 | 0 | 0.17022 | 0.98812 | 0 | 0 | 1 | 1 | 1 | 0 | 0.17022 | 1
5179 | 0 | 0.14005 | 0.98812 | 0 | 0 | 1 | 1 | 1 | 0 | 0.14005 | 1
5180 | 0 | 0.14763 | 0.98812 | 0 | 0 | 1 | 1 | 1 | 0 | 0.14763 | 1
5181 | 0 | 0.16432 | 0.98812 | 0 | 0 | 1 | 1 | 1 | 0 | 0.16432 | 1
5182 | 0 | 0.13921 | 0.98812 | 0 | 0 | 0 | 1 | 1 | 0 | 0.13921 | 1
5183 | 0 | 0.1472 | 0.98812 | 0 | 0 | 0 | 1 | 1 | 0 | 0.1472 | 1
5184 | 0 | 0.14611 | 0.98812 | 0 | 0 | 0 | 1 | 1 | 0 | 0.14611 | 1
5185 | 0 | 0.14552 | 0.98812 | 0 | 0 | 0 | 1 | 1 | 0 | 0.14552 | 1
5186 | 0 | 0.13473 | 0.98812 | 0 | 0 | 0 | 1 | 1 | 0 | 0.13473 | 1
5187 | 0 | 0.098714 | 0.98812 | 0 | 0 | 0 | 1 | 1 | 0 | 0.098714 | 1
5188 | 0 | 0.072962 | 0.98812 | 0 | 0 | 0 | 1 | 1 | 0 | 0.072962 | 1
5189 | 0 | 0.036865 | 0.98812 | 0 | 0 | 0 | 1 | 1 | 0 | 0.036865 | 1
5190 | 0 | 0.044731 | 0.98812 | 0 | 0 | 0 | 1 | 1 | 0 | 0.044731 | 1
5191 | 0 | 0.079338 | 0.98812 | 0 | 0 | 0 | 1 | 1 | 0 | 0.079338 | 1
5192 | 0 | 0.079343 | 0.98812 | 0 | 0 | 0 | 1 | 1 | 0 | 0.079343 | 1
5193 | 0.057378 | 0.12928 | 0.98812 | 0 | 0 | 0 | 1 | 1 | 0.057378 | 0.12928 | 1
5194 | 0.19991 | 0.14511 | 0.98812 | 0 | 0 | 0 | 1 | 1 | 0.19991 | 0.14511 | 1
5195 | 0.25765 | 0.19142 | 0.98812 | 0 | 0 | 0 | 1 | 1 | 0.25765 | 0.19142 | 1
5196 | 0.3477 | 0.2272 | 0.98812 | 0 | 0 | 0 | 1 | 1 | 0.3477 | 0.2272 | 1
5197 | 0.37396 | 0.24434 | 0.98812 | 0 | 0 | 0 | 1 | 1 | 0.37396 | 0.24434 | 1
5198 | 0.36772 | 0.24269 | 0.98812 | 0 | 0 | 0 | 1 | 1 | 0.36772 | 0.24269 | 1
5199 | 0.32112 | 0.23357 | 0.98812 | 0 | 0 | 0 | 1 | 1 | 0.32112 | 0.23357 | 1
5200 | 0.22576 | 0.22508 | 0.98812 | 0 | 0 | 0 | 1 | 1 | 0.22576 | 0.22508 | 1
5201 | 0.084389 | 0.22574 | 0.98812 | 0 | 0 | 0 | 1 | 1 | 0.084389 | 0.22574 | 1
5202 | 0 | 0.18782 | 0.98812 | 0 | 0 | 1 | 1 | 1 | 0 | 0.18782 | 1
5203 | 0 | 0.14784 | 0.98812 | 0 | 0 | 1 | 1 | 1 | 0 | 0.14784 | 1
5204 | 0 | 0.13596 | 0.98812 | 0 | 0 | 1 | 1 | 1 | 0 | 0.13596 | 1
5205 | 0 | 0.14268 | 0.98812 | 0 | 0 | 1 | 1 | 1 | 0 | 0.14268 | 1
5206 | 0 | 0.11125 | 0.98812 | 0 | 0 | 0 | 1 | 1 | 0 | 0.11125 | 1
5207 | 0 | 0.11244 | 0.98812 | 0 | 0 | 0 | 1 | 1 | 0 | 0.11244 | 1
5208 | 0 | 0.11885 | 0.98812 | 0 | 0 | 0 | 1 | 1 | 0 | 0.11885 | 1
5209 | 0 | 0.1566 | 1 | 0 | 0 | 0 | 1 | 1 | 0 | 0.1566 | 1
5210 | 0 | 0.10626 | 1 | 0 | 0 | 0 | 1 | 1 | 0 | 0.10626 | 1
5211 | 0 | 0.087659 | 1 | 0 | 0 | 0 | 1 | 1 | 0 | 0.087659 | 1
5212 | 0 | 0.066543 | 1 | 0 | 0 | 0 | 1 | 1 | 0 | 0.066543 | 1
5213 | 0 | 0.032142 | 1 | 0 | 0 | 0 | 1 | 1 | 0 | 0.032142 | 1
5214 | 0 | 0.046796 | 1 | 0 | 0 | 0 | 1 | 1 | 0 | 0.046796 | 1
5215 | 0 | 0.067653 | 1 | 0 | 0 | 0 | 1 | 1 | 0 | 0.067653 | 1
5216 | 0 | 0.056533 | 1 | 0 | 0 | 0 | 1 | 1 | 0 | 0.056533 | 1
5217 | 0.067594 | 0.11596 | 1 | 0 | 0 | 0 | 1 | 1 | 0.067594 | 0.11596 | 1
5218 | 0.2115 | 0.13423 | 1 | 0 | 0 | 0 | 1 | 1 | 0.2115 | 0.13423 | 1
5219 | 0.28914 | 0.15934 | 1 | 0 | 0 | 0 | 1 | 1 | 0.28914 | 0.15934 | 1
5220 | 0.36909 | 0.18081 | 1 | 0 | 0 | 0 | 1 | 1 | 0.36909 | 0.18081 | 1
5221 | 0.44176 | 0.17714 | 1 | 0 | 0 | 0 | 1 | 1 | 0.44176 | 0.17714 | 1
5222 | 0.47788 | 0.17266 | 1 | 0 | 0 | 0 | 1 | 1 | 0.47788 | 0.17266 | 1
5223 | 0.43698 | 0.17688 | 1 | 0 | 0 | 0 | 1 | 1 | 0.43698 | 0.17688 | 1
5224 | 0.27531 | 0.17212 | 1 | 0 | 0 | 0 | 1 | 1 | 0.27531 | 0.17212 | 1
5225 | 0.084616 | 0.17983 | 1 | 0 | 0 | 0 | 1 | 1 | 0.084616 | 0.17983 | 1
5226 | 0 | 0.15581 | 1 | 0 | 0 | 1 | 1 | 1 | 0 | 0.15581 | 1
5227 | 0 | 0.12684 | 1 | 0 | 0 | 1 | 1 | 1 | 0 | 0.12684 | 1
5228 | 0 | 0.090927 | 1 | 0 | 0 | 1 | 1 | 1 | 0 | 0.090927 | 1
5229 | 0 | 0.098788 | 1 | 0 | 0 | 1 | 1 | 1 | 0 | 0.098788 | 1
5230 | 0 | 0.070731 | 1 | 0 | 0 | 0 | 1 | 1 | 0 | 0.070731 | 1
5231 | 0 | 0.070199 | 1 | 0 | 0 | 0 | 1 | 1 | 0 | 0.070199 | 1
5232 | 0 | 0.066532 | 1 | 0 | 0 | 0 | 1 | 1 | 0 | 0.066532 | 1
5233 | 0 | 0.12735 | 0.94134 | 0 | 0 | 0 | 1 | 1 | 0 | 0.12735 | 1
5234 | 0 | 0.078275 | 0.94134 | 0 | 0 | 0 | 1 | 1 | 0 | 0.078275 | 1
5235 | 0 | 0.062055 | 0.94134 | 0 | 0 | 0 | 1 | 1 | 0 | 0.062055 | 1
5236 | 0 | 0.03545 | 0.94134 | 0 | 0 | 0 | 1 | 1 | 0 | 0.03545 | 1
5237 | 0 | 0 | 0.94134 | 0 | 0 | 0 | 1 | 1 | 0 | 0 | 1
5238 | 0 | 0.018617 | 0.94134 | 0 | 0 | 0 | 1 | 1 | 0 | 0.018617 | 1
5239 | 0 | 0.051791 | 0.94134 | 0 | 0 | 0 | 1 | 1 | 0 | 0.051791 | 1
5240 | 0 | 0.044943 | 0.94134 | 0 | 0 | 0 | 1 | 1 | 0 | 0.044943 | 1
5241 | 0.051484 | 0.058235 | 0.94134 | 0 | 0 | 0 | 1 | 1 | 0.051484 | 0.058235 | 1
5242 | 0.17123 | 0.087439 | 0.94134 | 0 | 0 | 0 | 1 | 1 | 0.17123 | 0.087439 | 1
5243 | 0.26087 | 0.1124 | 0.94134 | 0 | 0 | 0 | 1 | 1 | 0.26087 | 0.1124 | 1
5244 | 0.37129 | 0.14239 | 0.94134 | 0 | 0 | 0 | 1 | 1 | 0.37129 | 0.14239 | 1
5245 | 0.4438 | 0.14559 | 0.94134 | 0 | 0 | 0 | 1 | 1 | 0.4438 | 0.14559 | 1
5246 | 0.4732 | 0.14185 | 0.94134 | 0 | 0 | 0 | 1 | 1 | 0.4732 | 0.14185 | 1
5247 | 0.44178 | 0.16173 | 0.94134 | 0 | 0 | 0 | 1 | 1 | 0.44178 | 0.16173 | 1
5248 | 0.26988 | 0.16434 | 0.94134 | 0 | 0 | 0 | 1 | 1 | 0.26988 | 0.16434 | 1
5249 | 0.087669 | 0.15849 | 0.94134 | 0 | 0 | 0 | 1 | 1 | 0.087669 | 0.15849 | 1
5250 | 0 | 0.13751 | 0.94134 | 0 | 0 | 1 | 1 | 1 | 0 | 0.13751 | 1
5251 | 0 | 0.15636 | 0.94134 | 0 | 0 | 1 | 1 | 1 | 0 | 0.15636 | 1
5252 | 0 | 0.080071 | 0.94134 | 0 | 0 | 1 | 1 | 1 | 0 | 0.080071 | 1
5253 | 0 | 0.090979 | 0.94134 | 0 | 0 | 1 | 1 | 1 | 0 | 0.090979 | 1
5254 | 0 | 0.088734 | 0.94134 | 0 | 0 | 0 | 1 | 1 | 0 | 0.088734 | 1
5255 | 0 | 0.076821 | 0.94134 | 0 | 0 | 0 | 1 | 1 | 0 | 0.076821 | 1
5256 | 0 | 0.062714 | 0.94134 | 0 | 0 | 0 | 1 | 1 | 0 | 0.062714 | 1
5257 | 0 | 0.081765 | 0.94134 | 0 | 0 | 0 | 1 | 1 | 0 | 0.081765 | 1
5258 | 0 | 0.062212 | 0.94134 | 0 | 0 | 0 | 1 | 1 | 0 | 0.062212 | 1
5259 | 0 | 0.064345 | 0.94134 | 0 | 0 | 0 | 1 | 1 | 0 | 0.064345 | 1
5260 | 0 | 0.053002 | 0.94134 | 0 | 0 | 0 | 1 | 1 | 0 | 0.053002 | 1
5261 | 0 | 0.025982 | 0.94134 | 0 | 0 | 0 | 1 | 1 | 0 | 0.025982 | 1
5262 | 0 | 0.038685 | 0.94134 | 0 | 0 | 0 | 1 | 1 | 0 | 0.038685 | 1
5263 | 0 | 0.053602 | 0.94134 | 0 | 0 | 0 | 1 | 1 | 0 | 0.053602 | 1
5264 | 0 | 0.035463 | 0.94134 | 0 | 0 | 0 | 1 | 1 | 0 | 0.035463 | 1
5265 | 0.014039 | 0.031807 | 0.94134 | 0 | 0 | 0 | 1 | 1 | 0.014039 | 0.031807 | 1
5266 | 0.13563 | 0.052196 | 0.94134 | 0 | 0 | 0 | 1 | 1 | 0.13563 | 0.052196 | 1
5267 | 0.22799 | 0.09407 | 0.94134 | 0 | 0 | 0 | 1 | 1 | 0.22799 | 0.09407 | 1
5268 | 0.31864 | 0.11488 | 0.94134 | 0 | 0 | 0 | 1 | 1 | 0.31864 | 0.11488 | 1
5269 | 0.3912 | 0.12514 | 0.94134 | 0 | 0 | 0 | 1 | 1 | 0.3912 | 0.12514 | 1
5270 | 0.39754 | 0.12522 | 0.94134 | 0 | 0 | 0 | 1 | 1 | 0.39754 | 0.12522 | 1
5271 | 0.37281 | 0.15147 | 0.94134 | 0 | 0 | 0 | 1 | 1 | 0.37281 | 0.15147 | 1
5272 | 0.23371 | 0.15666 | 0.94134 | 0 | 0 | 0 | 1 | 1 | 0.23371 | 0.15666 | 1
5273 | 0.039972 | 0.14699 | 0.94134 | 0 | 0 | 0 | 1 | 1 | 0.039972 | 0.14699 | 1
5274 | 0 | 0.1218 | 0.94134 | 0 | 0 | 1 | 1 | 1 | 0 | 0.1218 | 1
5275 | 0 | 0.16179 | 0.94134 | 0 | 0 | 1 | 1 | 1 | 0 | 0.16179 | 1
5276 | 0 | 0.11692 | 0.94134 | 0 | 0 | 1 | 1 | 1 | 0 | 0.11692 | 1
5277 | 0 | 0.13398 | 0.94134 | 0 | 0 | 1 | 1 | 1 | 0 | 0.13398 | 1
5278 | 0 | 0.14944 | 0.94134 | 0 | 0 | 0 | 1 | 1 | 0 | 0.14944 | 1
5279 | 0 | 0.1356 | 0.94134 | 0 | 0 | 0 | 1 | 1 | 0 | 0.1356 | 1
5280 | 0 | 0.1011 | 0.94134 | 0 | 0 | 0 | 1 | 1 | 0 | 0.1011 | 1
5281 | 0 | 0.059048 | 0.94134 | 0 | 0 | 0 | 1 | 1 | 0 | 0.059048 | 1
5282 | 0 | 0.068071 | 0.94134 | 0 | 0 | 0 | 1 | 1 | 0 | 0.068071 | 1
5283 | 0 | 0.075203 | 0.94134 | 0 | 0 | 0 | 1 | 1 | 0 | 0.075203 | 1
5284 | 0 | 0.059261 | 0.94134 | 0 | 0 | 0 | 1 | 1 | 0 | 0.059261 | 1
5285 | 0 | 0.043242 | 0.94134 | 0 | 0 | 0 | 1 | 1 | 0 | 0.043242 | 1
5286 | 0 | 0.048237 | 0.94134 | 0 | 0 | 0 | 1 | 1 | 0 | 0.048237 | 1
5287 | 0 | 0.076536 | 0.94134 | 0 | 0 | 0 | 1 | 1 | 0 | 0.076536 | 1
5288 | 0 | 0.068017 | 0.94134 | 0 | 0 | 0 | 1 | 1 | 0 | 0.068017 | 1
5289 | 0.017173 | 0.068263 | 0.94134 | 0 | 0 | 0 | 1 | 1 | 0.017173 | 0.068263 | 1
5290 | 0.14819 | 0.068212 | 0.94134 | 0 | 0 | 0 | 1 | 1 | 0.14819 | 0.068212 | 1
5291 | 0.25221 | 0.10009 | 0.94134 | 0 | 0 | 0 | 1 | 1 | 0.25221 | 0.10009 | 1
5292 | 0.33741 | 0.11936 | 0.94134 | 0 | 0 | 0 | 1 | 1 | 0.33741 | 0.11936 | 1
5293 | 0.41358 | 0.13415 | 0.94134 | 0 | 0 | 0 | 1 | 1 | 0.41358 | 0.13415 | 1
5294 | 0.38245 | 0.13087 | 0.94134 | 0 | 0 | 0 | 1 | 1 | 0.38245 | 0.13087 | 1
5295 | 0.34792 | 0.14911 | 0.94134 | 0 | 0 | 0 | 1 | 1 | 0.34792 | 0.14911 | 1
5296 | 0.19568 | 0.16048 | 0.94134 | 0 | 0 | 0 | 1 | 1 | 0.19568 | 0.16048 | 1
5297 | 0.05114 | 0.14431 | 0.94134 | 0 | 0 | 0 | 1 | 1 | 0.05114 | 0.14431 | 1
5298 | 0 | 0.1056 | 0.94134 | 0 | 0 | 1 | 1 | 1 | 0 | 0.1056 | 1
5299 | 0 | 0.11066 | 0.94134 | 0 | 0 | 1 | 1 | 1 | 0 | 0.11066 | 1
5300 | 0 | 0.11367 | 0.94134 | 0 | 0 | 1 | 1 | 1 | 0 | 0.11367 | 1
5301 | 0 | 0.12358 | 0.94134 | 0 | 0 | 1 | 1 | 1 | 0 | 0.12358 | 1
5302 | 0 | 0.13963 | 0.94134 | 0 | 0 | 0 | 1 | 1 | 0 | 0.13963 | 1
5303 | 0 | 0.1419 | 0.94134 | 0 | 0 | 0 | 1 | 1 | 0 | 0.1419 | 1
5304 | 0 | 0.10757 | 0.94134 | 0 | 0 | 0 | 1 | 1 | 0 | 0.10757 | 1
5305 | 0 | 0.063905 | 0.94134 | 0 | 0 | 0 | 1 | 1 | 0 | 0.063905 | 1
5306 | 0 | 0.068149 | 0.94134 | 0 | 0 | 0 | 1 | 1 | 0 | 0.068149 | 1
5307 | 0 | 0.063288 | 0.94134 | 0 | 0 | 0 | 1 | 1 | 0 | 0.063288 | 1
5308 | 0 | 0.045005 | 0.94134 | 0 | 0 | 0 | 1 | 1 | 0 | 0.045005 | 1
5309 | 0 | 0.030211 | 0.94134 | 0 | 0 | 0 | 1 | 1 | 0 | 0.030211 | 1
5310 | 0 | 0.024488 | 0.94134 | 0 | 0 | 0 | 1 | 1 | 0 | 0.024488 | 1
5311 | 0 | 0.046185 | 0.94134 | 0 | 0 | 0 | 1 | 1 | 0 | 0.046185 | 1
5312 | 0 | 0.033796 | 0.94134 | 0 | 0 | 0 | 1 | 1 | 0 | 0.033796 | 1
5313 | 0.046904 | 0.050579 | 0.94134 | 0 | 0 | 0 | 1 | 1 | 0.046904 | 0.050579 | 1
5314 | 0.20595 | 0.06147 | 0.94134 | 0 | 0 | 0 | 1 | 1 | 0.20595 | 0.06147 | 1
5315 | 0.27208 | 0.074597 | 0.94134 | 0 | 0 | 0 | 1 | 1 | 0.27208 | 0.074597 | 1
5316 | 0.35491 | 0.098662 | 0.94134 | 0 | 0 | 0 | 1 | 1 | 0.35491 | 0.098662 | 1
5317 | 0.3946 | 0.1161 | 0.94134 | 0 | 0 | 0 | 1 | 1 | 0.3946 | 0.1161 | 1
5318 | 0.3538 | 0.11323 | 0.94134 | 0 | 0 | 0 | 1 | 1 | 0.3538 | 0.11323 | 1
5319 | 0.31886 | 0.12152 | 0.94134 | 0 | 0 | 0 | 1 | 1 | 0.31886 | 0.12152 | 1
5320 | 0.14372 | 0.11251 | 0.94134 | 0 | 0 | 0 | 1 | 1 | 0.14372 | 0.11251 | 1
5321 | 0 | 0.11876 | 0.94134 | 0 | 0 | 0 | 1 | 1 | 0 | 0.11876 | 1
5322 | 0 | 0.093163 | 0.94134 | 0 | 0 | 1 | 1 | 1 | 0 | 0.093163 | 1
5323 | 0 | 0.092414 | 0.94134 | 0 | 0 | 1 | 1 | 1 | 0 | 0.092414 | 1
5324 | 0 | 0.10898 | 0.94134 | 0 | 0 | 1 | 1 | 1 | 0 | 0.10898 | 1
5325 | 0 | 0.11655 | 0.94134 | 0 | 0 | 1 | 1 | 1 | 0 | 0.11655 | 1
5326 | 0 | 0.10815 | 0.94134 | 0 | 0 | 0 | 1 | 1 | 0 | 0.10815 | 1
5327 | 0 | 0.10189 | 0.94134 | 0 | 0 | 0 | 1 | 1 | 0 | 0.10189 | 1
5328 | 0 | 0.085366 | 0.94134 | 0 | 0 | 0 | 1 | 1 | 0 | 0.085366 | 1
5329 | 0 | 0.065142 | 0.94134 | 0 | 0 | 0 | 1 | 1 | 0 | 0.065142 | 1
5330 | 0 | 0.054653 | 0.94134 | 0 | 0 | 0 | 1 | 1 | 0 | 0.054653 | 1
5331 | 0 | 0.049868 | 0.94134 | 0 | 0 | 0 | 1 | 1 | 0 | 0.049868 | 1
5332 | 0 | 0.027125 | 0.94134 | 0 | 0 | 0 | 1 | 1 | 0 | 0.027125 | 1
5333 | 0 | 0.026258 | 0.94134 | 0 | 0 | 0 | 1 | 1 | 0 | 0.026258 | 1
5334 | 0 | 0.017261 | 0.94134 | 0 | 0 | 0 | 1 | 1 | 0 | 0.017261 | 1
5335 | 0 | 0.045436 | 0.94134 | 0 | 0 | 0 | 1 | 1 | 0 | 0.045436 | 1
5336 | 0 | 0.03696 | 0.94134 | 0 | 0 | 0 | 1 | 1 | 0 | 0.03696 | 1
5337 | 0.071207 | 0.060039 | 0.94134 | 0 | 0 | 0 | 1 | 1 | 0.071207 | 0.060039 | 1
5338 | 0.24074 | 0.077515 | 0.94134 | 0 | 0 | 0 | 1 | 1 | 0.24074 | 0.077515 | 1
5339 | 0.28888 | 0.081984 | 0.94134 | 0 | 0 | 0 | 1 | 1 | 0.28888 | 0.081984 | 1
5340 | 0.33494 | 0.1049 | 0.94134 | 0 | 0 | 0 | 1 | 1 | 0.33494 | 0.1049 | 1
5341 | 0.38039 | 0.12147 | 0.94134 | 0 | 0 | 0 | 1 | 1 | 0.38039 | 0.12147 | 1
5342 | 0.36794 | 0.12963 | 0.94134 | 0 | 0 | 0 | 1 | 1 | 0.36794 | 0.12963 | 1
5343 | 0.33166 | 0.1263 | 0.94134 | 0 | 0 | 0 | 1 | 1 | 0.33166 | 0.1263 | 1
5344 | 0.11726 | 0.12374 | 0.94134 | 0 | 0 | 0 | 1 | 1 | 0.11726 | 0.12374 | 1
5345 | 0.0048847 | 0.13797 | 0.94134 | 0 | 0 | 0 | 1 | 1 | 0.0048847 | 0.13797 | 1
5346 | 0 | 0.11469 | 0.94134 | 0 | 0 | 1 | 1 | 1 | 0 | 0.11469 | 1
5347 | 0 | 0.08658 | 0.94134 | 0 | 0 | 1 | 1 | 1 | 0 | 0.08658 | 1
5348 | 0 | 0.085094 | 0.94134 | 0 | 0 | 1 | 1 | 1 | 0 | 0.085094 | 1
5349 | 0 | 0.077791 | 0.94134 | 0 | 0 | 1 | 1 | 1 | 0 | 0.077791 | 1
5350 | 0 | 0.06884 | 0.94134 | 0 | 0 | 0 | 1 | 1 | 0 | 0.06884 | 1
5351 | 0 | 0.072469 | 0.94134 | 0 | 0 | 0 | 1 | 1 | 0 | 0.072469 | 1
5352 | 0 | 0.073025 | 0.94134 | 0 | 0 | 0 | 1 | 1 | 0 | 0.073025 | 1
5353 | 0 | 0.0631 | 0.94134 | 0 | 0 | 0 | 1 | 1 | 0 | 0.0631 | 1
5354 | 0 | 0.064254 | 0.94134 | 0 | 0 | 0 | 1 | 1 | 0 | 0.064254 | 1
5355 | 0 | 0.05003 | 0.94134 | 0 | 0 | 0 | 1 | 1 | 0 | 0.05003 | 1
5356 | 0 | 0.024192 | 0.94134 | 0 | 0 | 0 | 1 | 1 | 0 | 0.024192 | 1
5357 | 0 | 0.023264 | 0.94134 | 0 | 0 | 0 | 1 | 1 | 0 | 0.023264 | 1
5358 | 0 | 0.013733 | 0.94134 | 0 | 0 | 0 | 1 | 1 | 0 | 0.013733 | 1
5359 | 0 | 0.0313 | 0.94134 | 0 | 0 | 0 | 1 | 1 | 0 | 0.0313 | 1
5360 | 0 | 0.041337 | 0.94134 | 0 | 0 | 0 | 1 | 1 | 0 | 0.041337 | 1
5361 | 0.089825 | 0.072224 | 0.94134 | 0 | 0 | 0 | 1 | 1 | 0.089825 | 0.072224 | 1
5362 | 0.23065 | 0.12657 | 0.94134 | 0 | 0 | 0 | 1 | 1 | 0.23065 | 0.12657 | 1
5363 | 0.28672 | 0.12901 | 0.94134 | 0 | 0 | 0 | 1 | 1 | 0.28672 | 0.12901 | 1
5364 | 0.32447 | 0.16469 | 0.94134 | 0 | 0 | 0 | 1 | 1 | 0.32447 | 0.16469 | 1
5365 | 0.31153 | 0.18318 | 0.94134 | 0 | 0 | 0 | 1 | 1 | 0.31153 | 0.18318 | 1
5366 | 0.36132 | 0.18933 | 0.94134 | 0 | 0 | 0 | 1 | 1 | 0.36132 | 0.18933 | 1
5367 | 0.29777 | 0.17578 | 0.94134 | 0 | 0 | 0 | 1 | 1 | 0.29777 | 0.17578 | 1
5368 | 0.12922 | 0.17804 | 0.94134 | 0 | 0 | 0 | 1 | 1 | 0.12922 | 0.17804 | 1
5369 | 0.023069 | 0.1947 | 0.94134 | 0 | 0 | 0 | 1 | 1 | 0.023069 | 0.1947 | 1
5370 | 0 | 0.16652 | 0.94134 | 0 | 0 | 1 | 1 | 1 | 0 | 0.16652 | 1
5371 | 0 | 0.15269 | 0.94134 | 0 | 0 | 1 | 1 | 1 | 0 | 0.15269 | 1
5372 | 0 | 0.12581 | 0.94134 | 0 | 0 | 1 | 1 | 1 | 0 | 0.12581 | 1
5373 | 0 | 0.12755 | 0.94134 | 0 | 0 | 1 | 1 | 1 | 0 | 0.12755 | 1
5374 | 0 | 0.10092 | 0.94134 | 0 | 0 | 0 | 1 | 1 | 0 | 0.10092 | 1
5375 | 0 | 0.10074 | 0.94134 | 0 | 0 | 0 | 1 | 1 | 0 | 0.10074 | 1
5376 | 0 | 0.10102 | 0.94134 | 0 | 0 | 0 | 1 | 1 | 0 | 0.10102 | 1
5377 | 0 | 0.078018 | 0.94134 | 0 | 0 | 0 | 1 | 1 | 0 | 0.078018 | 1
5378 | 0 | 0.079133 | 0.94134 | 0 | 0 | 0 | 1 | 1 | 0 | 0.079133 | 1
5379 | 0 | 0.069668 | 0.94134 | 0 | 0 | 0 | 1 | 1 | 0 | 0.069668 | 1
5380 | 0 | 0.065372 | 0.94134 | 0 | 0 | 0 | 1 | 1 | 0 | 0.065372 | 1
5381 | 0 | 0.075759 | 0.94134 | 0 | 0 | 0 | 1 | 1 | 0 | 0.075759 | 1
5382 | 0 | 0.059708 | 0.94134 | 0 | 0 | 0 | 1 | 1 | 0 | 0.059708 | 1
5383 | 0 | 0.08114 | 0.94134 | 0 | 0 | 0 | 1 | 1 | 0 | 0.08114 | 1
5384 | 0 | 0.09579 | 0.94134 | 0 | 0 | 0 | 1 | 1 | 0 | 0.09579 | 1
5385 | 0.09781 | 0.10228 | 0.94134 | 0 | 0 | 0 | 1 | 1 | 0.09781 | 0.10228 | 1
5386 | 0.19183 | 0.16185 | 0.94134 | 0 | 0 | 0 | 1 | 1 | 0.19183 | 0.16185 | 1
5387 | 0.27131 | 0.18749 | 0.94134 | 0 | 0 | 0 | 1 | 1 | 0.27131 | 0.18749 | 1
5388 | 0.28782 | 0.22348 | 0.94134 | 0 | 0 | 0 | 1 | 1 | 0.28782 | 0.22348 | 1
5389 | 0.29795 | 0.21898 | 0.94134 | 0 | 0 | 0 | 1 | 1 | 0.29795 | 0.21898 | 1
5390 | 0.33733 | 0.23028 | 0.94134 | 0 | 0 | 0 | 1 | 1 | 0.33733 | 0.23028 | 1
5391 | 0.28929 | 0.21196 | 0.94134 | 0 | 0 | 0 | 1 | 1 | 0.28929 | 0.21196 | 1
5392 | 0.16503 | 0.22425 | 0.94134 | 0 | 0 | 0 | 1 | 1 | 0.16503 | 0.22425 | 1
5393 | 0.092326 | 0.21973 | 0.94134 | 0 | 0 | 0 | 1 | 1 | 0.092326 | 0.21973 | 1
5394 | 0 | 0.17185 | 0.94134 | 0 | 0 | 1 | 1 | 1 | 0 | 0.17185 | 1
5395 | 0 | 0.14615 | 0.94134 | 0 | 0 | 1 | 1 | 1 | 0 | 0.14615 | 1
5396 | 0 | 0.1211 | 0.94134 | 0 | 0 | 1 | 1 | 1 | 0 | 0.1211 | 1
5397 | 0 | 0.10939 | 0.94134 | 0 | 0 | 1 | 1 | 1 | 0 | 0.10939 | 1
5398 | 0 | 0.09526 | 0.94134 | 0 | 0 | 0 | 1 | 1 | 0 | 0.09526 | 1
5399 | 0 | 0.095912 | 0.94134 | 0 | 0 | 0 | 1 | 1 | 0 | 0.095912 | 1
5400 | 0 | 0.07414 | 0.94134 | 0 | 0 | 0 | 1 | 1 | 0 | 0.07414 | 1
5401 | 0 | 0.096246 | 0.94134 | 0 | 0 | 0 | 1 | 1 | 0 | 0.096246 | 1
5402 | 0 | 0.072488 | 0.94134 | 0 | 0 | 0 | 1 | 1 | 0 | 0.072488 | 1
5403 | 0 | 0.065997 | 0.94134 | 0 | 0 | 0 | 1 | 1 | 0 | 0.065997 | 1
5404 | 0 | 0.071618 | 0.94134 | 0 | 0 | 0 | 1 | 1 | 0 | 0.071618 | 1
5405 | 0 | 0.086263 | 0.94134 | 0 | 0 | 0 | 1 | 1 | 0 | 0.086263 | 1
5406 | 0 | 0.061602 | 0.94134 | 0 | 0 | 0 | 1 | 1 | 0 | 0.061602 | 1
5407 | 0 | 0.082302 | 0.94134 | 0 | 0 | 0 | 1 | 1 | 0 | 0.082302 | 1
5408 | 0 | 0.10303 | 0.94134 | 0 | 0 | 0 | 1 | 1 | 0 | 0.10303 | 1
5409 | 0.1538 | 0.11334 | 0.94134 | 0 | 0 | 0 | 1 | 1 | 0.1538 | 0.11334 | 1
5410 | 0.23919 | 0.17463 | 0.94134 | 0 | 0 | 0 | 1 | 1 | 0.23919 | 0.17463 | 1
5411 | 0.29469 | 0.21346 | 0.94134 | 0 | 0 | 0 | 1 | 1 | 0.29469 | 0.21346 | 1
5412 | 0.3249 | 0.26641 | 0.94134 | 0 | 0 | 0 | 1 | 1 | 0.3249 | 0.26641 | 1
5413 | 0.34765 | 0.24935 | 0.94134 | 0 | 0 | 0 | 1 | 1 | 0.34765 | 0.24935 | 1
5414 | 0.38971 | 0.25639 | 0.94134 | 0 | 0 | 0 | 1 | 1 | 0.38971 | 0.25639 | 1
5415 | 0.32261 | 0.23615 | 0.94134 | 0 | 0 | 0 | 1 | 1 | 0.32261 | 0.23615 | 1
5416 | 0.20919 | 0.25229 | 0.94134 | 0 | 0 | 0 | 1 | 1 | 0.20919 | 0.25229 | 1
5417 | 0.1006 | 0.2398 | 0.94134 | 0 | 0 | 0 | 1 | 1 | 0.1006 | 0.2398 | 1
5418 | 0 | 0.16971 | 0.94134 | 0 | 0 | 1 | 1 | 1 | 0 | 0.16971 | 1
5419 | 0 | 0.16237 | 0.94134 | 0 | 0 | 1 | 1 | 1 | 0 | 0.16237 | 1
5420 | 0 | 0.16162 | 0.94134 | 0 | 0 | 1 | 1 | 1 | 0 | 0.16162 | 1
5421 | 0 | 0.15215 | 0.94134 | 0 | 0 | 1 | 1 | 1 | 0 | 0.15215 | 1
5422 | 0 | 0.13229 | 0.94134 | 0 | 0 | 0 | 1 | 1 | 0 | 0.13229 | 1
5423 | 0 | 0.11829 | 0.94134 | 0 | 0 | 0 | 1 | 1 | 0 | 0.11829 | 1
5424 | 0 | 0.077873 | 0.94134 | 0 | 0 | 0 | 1 | 1 | 0 | 0.077873 | 1
5425 | 0 | 0.062097 | 0.94134 | 0 | 0 | 0 | 1 | 1 | 0 | 0.062097 | 1
5426 | 0 | 0.066541 | 0.94134 | 0 | 0 | 0 | 1 | 1 | 0 | 0.066541 | 1
5427 | 0 | 0.054755 | 0.94134 | 0 | 0 | 0 | 1 | 1 | 0 | 0.054755 | 1
5428 | 0 | 0.060809 | 0.94134 | 0 | 0 | 0 | 1 | 1 | 0 | 0.060809 | 1
5429 | 0 | 0.071975 | 0.94134 | 0 | 0 | 0 | 1 | 1 | 0 | 0.071975 | 1
5430 | 0 | 0.058827 | 0.94134 | 0 | 0 | 0 | 1 | 1 | 0 | 0.058827 | 1
5431 | 0 | 0.065635 | 0.94134 | 0 | 0 | 0 | 1 | 1 | 0 | 0.065635 | 1
5432 | 0 | 0.071146 | 0.94134 | 0 | 0 | 0 | 1 | 1 | 0 | 0.071146 | 1
5433 | 0.15831 | 0.084461 | 0.94134 | 0 | 0 | 0 | 1 | 1 | 0.15831 | 0.084461 | 1
5434 | 0.2617 | 0.12148 | 0.94134 | 0 | 0 | 0 | 1 | 1 | 0.2617 | 0.12148 | 1
5435 | 0.2608 | 0.16785 | 0.94134 | 0 | 0 | 0 | 1 | 1 | 0.2608 | 0.16785 | 1
5436 | 0.27779 | 0.20681 | 0.94134 | 0 | 0 | 0 | 1 | 1 | 0.27779 | 0.20681 | 1
5437 | 0.34062 | 0.19601 | 0.94134 | 0 | 0 | 0 | 1 | 1 | 0.34062 | 0.19601 | 1
5438 | 0.37037 | 0.21631 | 0.94134 | 0 | 0 | 0 | 1 | 1 | 0.37037 | 0.21631 | 1
5439 | 0.3068 | 0.20142 | 0.94134 | 0 | 0 | 0 | 1 | 1 | 0.3068 | 0.20142 | 1
5440 | 0.16817 | 0.2065 | 0.94134 | 0 | 0 | 0 | 1 | 1 | 0.16817 | 0.2065 | 1
5441 | 0.053118 | 0.19096 | 0.94134 | 0 | 0 | 0 | 1 | 1 | 0.053118 | 0.19096 | 1
5442 | 0 | 0.11892 | 0.94134 | 0 | 0 | 1 | 1 | 1 | 0 | 0.11892 | 1
5443 | 0 | 0.11822 | 0.94134 | 0 | 0 | 1 | 1 | 1 | 0 | 0.11822 | 1
5444 | 0 | 0.12039 | 0.94134 | 0 | 0 | 1 | 1 | 1 | 0 | 0.12039 | 1
5445 | 0 | 0.10663 | 0.94134 | 0 | 0 | 1 | 1 | 1 | 0 | 0.10663 | 1
5446 | 0 | 0.097638 | 0.94134 | 0 | 0 | 0 | 1 | 1 | 0 | 0.097638 | 1
5447 | 0 | 0.065668 | 0.94134 | 0 | 0 | 0 | 1 | 1 | 0 | 0.065668 | 1
5448 | 0 | 0.026502 | 0.94134 | 0 | 0 | 0 | 1 | 1 | 0 | 0.026502 | 1
5449 | 0 | 0.068945 | 0.94134 | 0 | 0 | 0 | 1 | 1 | 0 | 0.068945 | 1
5450 | 0 | 0.025709 | 0.94134 | 0 | 0 | 0 | 1 | 1 | 0 | 0.025709 | 1
5451 | 0 | 0.020262 | 0.94134 | 0 | 0 | 0 | 1 | 1 | 0 | 0.020262 | 1
5452 | 0 | 0.018028 | 0.94134 | 0 | 0 | 0 | 1 | 1 | 0 | 0.018028 | 1
5453 | 0 | 0.021486 | 0.94134 | 0 | 0 | 0 | 1 | 1 | 0 | 0.021486 | 1
5454 | 0 | 0.002759 | 0.94134 | 0 | 0 | 0 | 1 | 1 | 0 | 0.002759 | 1
5455 | 0 | 0 | 0.94134 | 0 | 0 | 0 | 1 | 1 | 0 | 0 | 1
5456 | 0 | 0.018835 | 0.94134 | 0 | 0 | 0 | 1 | 1 | 0 | 0.018835 | 1
5457 | 0.11051 | 0.060151 | 0.94134 | 0 | 0 | 0 | 1 | 1 | 0.11051 | 0.060151 | 1
5458 | 0.24507 | 0.099478 | 0.94134 | 0 | 0 | 0 | 1 | 1 | 0.24507 | 0.099478 | 1
5459 | 0.2777 | 0.13183 | 0.94134 | 0 | 0 | 0 | 1 | 1 | 0.2777 | 0.13183 | 1
5460 | 0.26334 | 0.16399 | 0.94134 | 0 | 0 | 0 | 1 | 1 | 0.26334 | 0.16399 | 1
5461 | 0.36967 | 0.14734 | 0.94134 | 0 | 0 | 0 | 1 | 1 | 0.36967 | 0.14734 | 1
5462 | 0.39572 | 0.17087 | 0.94134 | 0 | 0 | 0 | 1 | 1 | 0.39572 | 0.17087 | 1
5463 | 0.30239 | 0.17197 | 0.94134 | 0 | 0 | 0 | 1 | 1 | 0.30239 | 0.17197 | 1
5464 | 0.18127 | 0.19973 | 0.94134 | 0 | 0 | 0 | 1 | 1 | 0.18127 | 0.19973 | 1
5465 | 0.06713 | 0.18977 | 0.94134 | 0 | 0 | 0 | 1 | 1 | 0.06713 | 0.18977 | 1
5466 | 0 | 0.13814 | 0.94134 | 0 | 0 | 1 | 1 | 1 | 0 | 0.13814 | 1
5467 | 0 | 0.13882 | 0.94134 | 0 | 0 | 1 | 1 | 1 | 0 | 0.13882 | 1
5468 | 0 | 0.12369 | 0.94134 | 0 | 0 | 1 | 1 | 1 | 0 | 0.12369 | 1
5469 | 0 | 0.1136 | 0.94134 | 0 | 0 | 1 | 1 | 1 | 0 | 0.1136 | 1
5470 | 0 | 0.097637 | 0.94134 | 0 | 0 | 0 | 1 | 1 | 0 | 0.097637 | 1
5471 | 0 | 0.066016 | 0.94134 | 0 | 0 | 0 | 1 | 1 | 0 | 0.066016 | 1
5472 | 0 | 0.033158 | 0.94134 | 0 | 0 | 0 | 1 | 1 | 0 | 0.033158 | 1
5473 | 0 | 0.019037 | 0.94134 | 0 | 0 | 0 | 1 | 1 | 0 | 0.019037 | 1
5474 | 0 | 0.020064 | 0.94134 | 0 | 0 | 0 | 1 | 1 | 0 | 0.020064 | 1
5475 | 0 | 0.013387 | 0.94134 | 0 | 0 | 0 | 1 | 1 | 0 | 0.013387 | 1
5476 | 0 | 0.0052234 | 0.94134 | 0 | 0 | 0 | 1 | 1 | 0 | 0.0052234 | 1
5477 | 0 | 0.0091413 | 0.94134 | 0 | 0 | 0 | 1 | 1 | 0 | 0.0091413 | 1
5478 | 0 | 0 | 0.94134 | 0 | 0 | 0 | 1 | 1 | 0 | 0 | 1
5479 | 0 | 0 | 0.94134 | 0 | 0 | 0 | 1 | 1 | 0 | 0 | 1
5480 | 0 | 0 | 0.94134 | 0 | 0 | 0 | 1 | 1 | 0 | 0 | 1
5481 | 0.084121 | 0.023599 | 0.94134 | 0 | 0 | 0 | 1 | 1 | 0.084121 | 0.023599 | 1
5482 | 0.22771 | 0.057458 | 0.94134 | 0 | 0 | 0 | 1 | 1 | 0.22771 | 0.057458 | 1
5483 | 0.33049 | 0.078152 | 0.94134 | 0 | 0 | 0 | 1 | 1 | 0.33049 | 0.078152 | 1
5484 | 0.3011 | 0.10293 | 0.94134 | 0 | 0 | 0 | 1 | 1 | 0.3011 | 0.10293 | 1
5485 | 0.35344 | 0.08911 | 0.94134 | 0 | 0 | 0 | 1 | 1 | 0.35344 | 0.08911 | 1
5486 | 0.37173 | 0.10767 | 0.94134 | 0 | 0 | 0 | 1 | 1 | 0.37173 | 0.10767 | 1
5487 | 0.27389 | 0.10572 | 0.94134 | 0 | 0 | 0 | 1 | 1 | 0.27389 | 0.10572 | 1
5488 | 0.14946 | 0.12718 | 0.94134 | 0 | 0 | 0 | 1 | 1 | 0.14946 | 0.12718 | 1
5489 | 0.044162 | 0.13814 | 0.94134 | 0 | 0 | 0 | 1 | 1 | 0.044162 | 0.13814 | 1
5490 | 0 | 0.10285 | 0.94134 | 0 | 0 | 1 | 1 | 1 | 0 | 0.10285 | 1
5491 | 0 | 0.093046 | 0.94134 | 0 | 0 | 1 | 1 | 1 | 0 | 0.093046 | 1
5492 | 0 | 0.058012 | 0.94134 | 0 | 0 | 1 | 1 | 1 | 0 | 0.058012 | 1
5493 | 0 | 0.059676 | 0.94134 | 0 | 0 | 1 | 1 | 1 | 0 | 0.059676 | 1
5494 | 0 | 0.037658 | 0.94134 | 0 | 0 | 0 | 1 | 1 | 0 | 0.037658 | 1
5495 | 0 | 0.020606 | 0.94134 | 0 | 0 | 0 | 1 | 1 | 0 | 0.020606 | 1
5496 | 0 | 0.015492 | 0.94134 | 0 | 0 | 0 | 1 | 1 | 0 | 0.015492 | 1
5497 | 0 | 0.031612 | 0.94134 | 0 | 0 | 0 | 1 | 1 | 0 | 0.031612 | 1
5498 | 0 | 0.014228 | 0.94134 | 0 | 0 | 0 | 1 | 1 | 0 | 0.014228 | 1
5499 | 0 | 0.0098434 | 0.94134 | 0 | 0 | 0 | 1 | 1 | 0 | 0.0098434 | 1
5500 | 0 | 0 | 0.94134 | 0 | 0 | 0 | 1 | 1 | 0 | 0 | 1
5501 | 0 | 0 | 0.94134 | 0 | 0 | 0 | 1 | 1 | 0 | 0 | 1
5502 | 0 | 0 | 0.94134 | 0 | 0 | 0 | 1 | 1 | 0 | 0 | 1
5503 | 0 | 0 | 0.94134 | 0 | 0 | 0 | 1 | 1 | 0 | 0 | 1
5504 | 0 | 0 | 0.94134 | 0 | 0 | 0 | 1 | 1 | 0 | 0 | 1
5505 | 0.096583 | 0.011766 | 0.94134 | 0 | 0 | 0 | 1 | 1 | 0.096583 | 0.011766 | 1
5506 | 0.22934 | 0.048123 | 0.94134 | 0 | 0 | 0 | 1 | 1 | 0.22934 | 0.048123 | 1
5507 | 0.39746 | 0.077364 | 0.94134 | 0 | 0 | 0 | 1 | 1 | 0.39746 | 0.077364 | 1
5508 | 0.31204 | 0.10067 | 0.94134 | 0 | 0 | 0 | 1 | 1 | 0.31204 | 0.10067 | 1
5509 | 0.4046 | 0.10712 | 0.94134 | 0 | 0 | 0 | 1 | 1 | 0.4046 | 0.10712 | 1
5510 | 0.35222 | 0.11006 | 0.94134 | 0 | 0 | 0 | 1 | 1 | 0.35222 | 0.11006 | 1
5511 | 0.27702 | 0.10532 | 0.94134 | 0 | 0 | 0 | 1 | 1 | 0.27702 | 0.10532 | 1
5512 | 0.1934 | 0.12464 | 0.94134 | 0 | 0 | 0 | 1 | 1 | 0.1934 | 0.12464 | 1
5513 | 0.053928 | 0.11638 | 0.94134 | 0 | 0 | 0 | 1 | 1 | 0.053928 | 0.11638 | 1
5514 | 0 | 0.090942 | 0.94134 | 0 | 0 | 1 | 1 | 1 | 0 | 0.090942 | 1
5515 | 0 | 0.064148 | 0.94134 | 0 | 0 | 1 | 1 | 1 | 0 | 0.064148 | 1
5516 | 0 | 0.022065 | 0.94134 | 0 | 0 | 1 | 1 | 1 | 0 | 0.022065 | 1
5517 | 0 | 0.027793 | 0.94134 | 0 | 0 | 1 | 1 | 1 | 0 | 0.027793 | 1
5518 | 0 | 0.0032312 | 0.94134 | 0 | 0 | 0 | 1 | 1 | 0 | 0.0032312 | 1
5519 | 0 | 0.010275 | 0.94134 | 0 | 0 | 0 | 1 | 1 | 0 | 0.010275 | 1
5520 | 0 | 0.0034813 | 0.94134 | 0 | 0 | 0 | 1 | 1 | 0 | 0.0034813 | 1
5521 | 0 | 0.014104 | 0.94134 | 0 | 0 | 0 | 1 | 1 | 0 | 0.014104 | 1
5522 | 0 | 0.008331 | 0.94134 | 0 | 0 | 0 | 1 | 1 | 0 | 0.008331 | 1
5523 | 0 | 0 | 0.94134 | 0 | 0 | 0 | 1 | 1 | 0 | 0 | 1
5524 | 0 | 0 | 0.94134 | 0 | 0 | 0 | 1 | 1 | 0 | 0 | 1
5525 | 0 | 0 | 0.94134 | 0 | 0 | 0 | 1 | 1 | 0 | 0 | 1
5526 | 0 | 0 | 0.94134 | 0 | 0 | 0 | 1 | 1 | 0 | 0 | 1
5527 | 0 | 0 | 0.94134 | 0 | 0 | 0 | 1 | 1 | 0 | 0 | 1
5528 | 0 | 0.00073429 | 0.94134 | 0 | 0 | 0 | 1 | 1 | 0 | 0.00073429 | 1
5529 | 0.11854 | 0.016651 | 0.94134 | 0 | 0 | 0 | 1 | 1 | 0.11854 | 0.016651 | 1
5530 | 0.25143 | 0.047761 | 0.94134 | 0 | 0 | 0 | 1 | 1 | 0.25143 | 0.047761 | 1
5531 | 0.37661 | 0.07015 | 0.94134 | 0 | 0 | 0 | 1 | 1 | 0.37661 | 0.07015 | 1
5532 | 0.35884 | 0.075441 | 0.94134 | 0 | 0 | 0 | 1 | 1 | 0.35884 | 0.075441 | 1
5533 | 0.39826 | 0.090297 | 0.94134 | 0 | 0 | 0 | 1 | 1 | 0.39826 | 0.090297 | 1
5534 | 0.36035 | 0.09652 | 0.94134 | 0 | 0 | 0 | 1 | 1 | 0.36035 | 0.09652 | 1
5535 | 0.29552 | 0.080856 | 0.94134 | 0 | 0 | 0 | 1 | 1 | 0.29552 | 0.080856 | 1
5536 | 0.17512 | 0.085757 | 0.94134 | 0 | 0 | 0 | 1 | 1 | 0.17512 | 0.085757 | 1
5537 | 0.010354 | 0.0925 | 0.94134 | 0 | 0 | 0 | 1 | 1 | 0.010354 | 0.0925 | 1
5538 | 0 | 0.061098 | 0.94134 | 0 | 0 | 1 | 1 | 1 | 0 | 0.061098 | 1
5539 | 0 | 0.042053 | 0.94134 | 0 | 0 | 1 | 1 | 1 | 0 | 0.042053 | 1
5540 | 0 | 0.0079282 | 0.94134 | 0 | 0 | 1 | 1 | 1 | 0 | 0.0079282 | 1
5541 | 0 | 0.015889 | 0.94134 | 0 | 0 | 1 | 1 | 1 | 0 | 0.015889 | 1
5542 | 0 | 0.00018213 | 0.94134 | 0 | 0 | 0 | 1 | 1 | 0 | 0.00018213 | 1
5543 | 0 | 0.011814 | 0.94134 | 0 | 0 | 0 | 1 | 1 | 0 | 0.011814 | 1
5544 | 0 | 0 | 0.94134 | 0 | 0 | 0 | 1 | 1 | 0 | 0 | 1
5545 | 0 | 0.0047219 | 0.94134 | 0 | 0 | 0 | 1 | 1 | 0 | 0.0047219 | 1
5546 | 0 | 0.01396 | 0.94134 | 0 | 0 | 0 | 1 | 1 | 0 | 0.01396 | 1
5547 | 0 | 0.00046786 | 0.94134 | 0 | 0 | 0 | 1 | 1 | 0 | 0.00046786 | 1
5548 | 0 | 0 | 0.94134 | 0 | 0 | 0 | 1 | 1 | 0 | 0 | 1
5549 | 0 | 0 | 0.94134 | 0 | 0 | 0 | 1 | 1 | 0 | 0 | 1
5550 | 0 | 0 | 0.94134 | 0 | 0 | 0 | 1 | 1 | 0 | 0 | 1
5551 | 0 | 0 | 0.94134 | 0 | 0 | 0 | 1 | 1 | 0 | 0 | 1
5552 | 0 | 0.018428 | 0.94134 | 0 | 0 | 0 | 1 | 1 | 0 | 0.018428 | 1
5553 | 0.11663 | 0.01111 | 0.94134 | 0 | 0 | 0 | 1 | 1 | 0.11663 | 0.01111 | 1
5554 | 0.1882 | 0.027894 | 0.94134 | 0 | 0 | 0 | 1 | 1 | 0.1882 | 0.027894 | 1
5555 | 0.21736 | 0.058275 | 0.94134 | 0 | 0 | 0 | 1 | 1 | 0.21736 | 0.058275 | 1
5556 | 0.29945 | 0.065423 | 0.94134 | 0 | 0 | 0 | 1 | 1 | 0.29945 | 0.065423 | 1
5557 | 0.32787 | 0.084108 | 0.94134 | 0 | 0 | 0 | 1 | 1 | 0.32787 | 0.084108 | 1
5558 | 0.32693 | 0.094929 | 0.94134 | 0 | 0 | 0 | 1 | 1 | 0.32693 | 0.094929 | 1
5559 | 0.31852 | 0.087181 | 0.94134 | 0 | 0 | 0 | 1 | 1 | 0.31852 | 0.087181 | 1
5560 | 0.18395 | 0.089628 | 0.94134 | 0 | 0 | 0 | 1 | 1 | 0.18395 | 0.089628 | 1
5561 | 0.0094506 | 0.087824 | 0.94134 | 0 | 0 | 0 | 1 | 1 | 0.0094506 | 0.087824 | 1
5562 | 0 | 0.063298 | 0.94134 | 0 | 0 | 1 | 1 | 1 | 0 | 0.063298 | 1
5563 | 0 | 0.046438 | 0.94134 | 0 | 0 | 1 | 1 | 1 | 0 | 0.046438 | 1
5564 | 0 | 0.015221 | 0.94134 | 0 | 0 | 1 | 1 | 1 | 0 | 0.015221 | 1
5565 | 0 | 0.025379 | 0.94134 | 0 | 0 | 1 | 1 | 1 | 0 | 0.025379 | 1
5566 | 0 | 0.023945 | 0.94134 | 0 | 0 | 0 | 1 | 1 | 0 | 0.023945 | 1
5567 | 0 | 0.032347 | 0.94134 | 0 | 0 | 0 | 1 | 1 | 0 | 0.032347 | 1
5568 | 0 | 0.02265 | 0.94134 | 0 | 0 | 0 | 1 | 1 | 0 | 0.02265 | 1
5569 | 0 | 0.0064049 | 0.94134 | 0 | 0 | 0 | 1 | 1 | 0 | 0.0064049 | 1
5570 | 0 | 0.030484 | 0.94134 | 0 | 0 | 0 | 1 | 1 | 0 | 0.030484 | 1
5571 | 0 | 0.014912 | 0.94134 | 0 | 0 | 0 | 1 | 1 | 0 | 0.014912 | 1
5572 | 0 | 0.0081873 | 0.94134 | 0 | 0 | 0 | 1 | 1 | 0 | 0.0081873 | 1
5573 | 0 | 0.0023907 | 0.94134 | 0 | 0 | 0 | 1 | 1 | 0 | 0.0023907 | 1
5574 | 0 | 0.011597 | 0.94134 | 0 | 0 | 0 | 1 | 1 | 0 | 0.011597 | 1
5575 | 0 | 0.032797 | 0.94134 | 0 | 0 | 0 | 1 | 1 | 0 | 0.032797 | 1
5576 | 0 | 0.040226 | 0.94134 | 0 | 0 | 0 | 1 | 1 | 0 | 0.040226 | 1
5577 | 0.076102 | 0.029758 | 0.94134 | 0 | 0 | 0 | 1 | 1 | 0.076102 | 0.029758 | 1
5578 | 0.17183 | 0.051802 | 0.94134 | 0 | 0 | 0 | 1 | 1 | 0.17183 | 0.051802 | 1
5579 | 0.21376 | 0.068819 | 0.94134 | 0 | 0 | 0 | 1 | 1 | 0.21376 | 0.068819 | 1
5580 | 0.34042 | 0.079255 | 0.94134 | 0 | 0 | 0 | 1 | 1 | 0.34042 | 0.079255 | 1
5581 | 0.25333 | 0.096214 | 0.94134 | 0 | 0 | 0 | 1 | 1 | 0.25333 | 0.096214 | 1
5582 | 0.2304 | 0.099534 | 0.94134 | 0 | 0 | 0 | 1 | 1 | 0.2304 | 0.099534 | 1
5583 | 0.30299 | 0.083487 | 0.94134 | 0 | 0 | 0 | 1 | 1 | 0.30299 | 0.083487 | 1
5584 | 0.16607 | 0.098458 | 0.94134 | 0 | 0 | 0 | 1 | 1 | 0.16607 | 0.098458 | 1
5585 | 0.0037374 | 0.10473 | 0.94134 | 0 | 0 | 0 | 1 | 1 | 0.0037374 | 0.10473 | 1
5586 | 0 | 0.083185 | 0.94134 | 0 | 0 | 1 | 1 | 1 | 0 | 0.083185 | 1
5587 | 0 | 0.059732 | 0.94134 | 0 | 0 | 1 | 1 | 1 | 0 | 0.059732 | 1
5588 | 0 | 0.039223 | 0.94134 | 0 | 0 | 1 | 1 | 1 | 0 | 0.039223 | 1
5589 | 0 | 0.049944 | 0.94134 | 0 | 0 | 1 | 1 | 1 | 0 | 0.049944 | 1
5590 | 0 | 0.074702 | 0.94134 | 0 | 0 | 0 | 1 | 1 | 0 | 0.074702 | 1
5591 | 0 | 0.064077 | 0.94134 | 0 | 0 | 0 | 1 | 1 | 0 | 0.064077 | 1
5592 | 0 | 0.056389 | 0.94134 | 0 | 0 | 0 | 1 | 1 | 0 | 0.056389 | 1
5593 | 0 | 0.026066 | 0.94134 | 0 | 0 | 0 | 1 | 1 | 0 | 0.026066 | 1
5594 | 0 | 0.041775 | 0.94134 | 0 | 0 | 0 | 1 | 1 | 0 | 0.041775 | 1
5595 | 0 | 0.029732 | 0.94134 | 0 | 0 | 0 | 1 | 1 | 0 | 0.029732 | 1
5596 | 0 | 0.01637 | 0.94134 | 0 | 0 | 0 | 1 | 1 | 0 | 0.01637 | 1
5597 | 0 | 0.0034676 | 0.94134 | 0 | 0 | 0 | 1 | 1 | 0 | 0.0034676 | 1
5598 | 0 | 0.022176 | 0.94134 | 0 | 0 | 0 | 1 | 1 | 0 | 0.022176 | 1
5599 | 0 | 0.0058 | 0.94134 | 0 | 0 | 0 | 1 | 1 | 0 | 0.0058 | 1
5600 | 0 | 0.023556 | 0.94134 | 0 | 0 | 0 | 1 | 1 | 0 | 0.023556 | 1
5601 | 0 | 0.026527 | 0.94134 | 0 | 0 | 0 | 1 | 1 | 0 | 0.026527 | 1
5602 | 0.04489 | 0.062257 | 0.94134 | 0 | 0 | 0 | 1 | 1 | 0.04489 | 0.062257 | 1
5603 | 0.096403 | 0.083831 | 0.94134 | 0 | 0 | 0 | 1 | 1 | 0.096403 | 0.083831 | 1
5604 | 0.17502 | 0.10176 | 0.94134 | 0 | 0 | 0 | 1 | 1 | 0.17502 | 0.10176 | 1
5605 | 0.1106 | 0.11373 | 0.94134 | 0 | 0 | 0 | 1 | 1 | 0.1106 | 0.11373 | 1
5606 | 0.086876 | 0.10522 | 0.94134 | 0 | 0 | 0 | 1 | 1 | 0.086876 | 0.10522 | 1
5607 | 0.091496 | 0.10404 | 0.94134 | 0 | 0 | 0 | 1 | 1 | 0.091496 | 0.10404 | 1
5608 | 0.015884 | 0.13012 | 0.94134 | 0 | 0 | 0 | 1 | 1 | 0.015884 | 0.13012 | 1
5609 | 0 | 0.10826 | 0.94134 | 0 | 0 | 0 | 1 | 1 | 0 | 0.10826 | 1
5610 | 0 | 0.083353 | 0.94134 | 0 | 0 | 1 | 1 | 1 | 0 | 0.083353 | 1
5611 | 0 | 0.041175 | 0.94134 | 0 | 0 | 1 | 1 | 1 | 0 | 0.041175 | 1
5612 | 0 | 0.019432 | 0.94134 | 0 | 0 | 1 | 1 | 1 | 0 | 0.019432 | 1
5613 | 0 | 0.025277 | 0.94134 | 0 | 0 | 1 | 1 | 1 | 0 | 0.025277 | 1
5614 | 0 | 0.045902 | 0.94134 | 0 | 0 | 0 | 1 | 1 | 0 | 0.045902 | 1
5615 | 0 | 0.03401 | 0.94134 | 0 | 0 | 0 | 1 | 1 | 0 | 0.03401 | 1
5616 | 0 | 0.041532 | 0.94134 | 0 | 0 | 0 | 1 | 1 | 0 | 0.041532 | 1
5617 | 0 | 0.058166 | 0.94134 | 0 | 0 | 0 | 1 | 1 | 0 | 0.058166 | 1
5618 | 0 | 0.0070678 | 0.94134 | 0 | 0 | 0 | 1 | 1 | 0 | 0.0070678 | 1
5619 | 0 | 0.01293 | 0.94134 | 0 | 0 | 0 | 1 | 1 | 0 | 0.01293 | 1
5620 | 0 | 0.0006535 | 0.94134 | 0 | 0 | 0 | 1 | 1 | 0 | 0.0006535 | 1
5621 | 0 | 0 | 0.94134 | 0 | 0 | 0 | 1 | 1 | 0 | 0 | 1
5622 | 0 | 0 | 0.94134 | 0 | 0 | 0 | 1 | 1 | 0 | 0 | 1
5623 | 0 | 0 | 0.94134 | 0 | 0 | 0 | 1 | 1 | 0 | 0 | 1
5624 | 0 | 0 | 0.94134 | 0 | 0 | 0 | 1 | 1 | 0 | 0 | 1
5625 | 0 | 0.020538 | 0.94134 | 0 | 0 | 0 | 1 | 1 | 0 | 0.020538 | 1
5626 | 0 | 0.06345 | 0.94134 | 0 | 0 | 0 | 1 | 1 | 0 | 0.06345 | 1
5627 | 0.030297 | 0.075292 | 0.94134 | 0 | 0 | 0 | 1 | 1 | 0.030297 | 0.075292 | 1
5628 | 0.084912 | 0.10056 | 0.94134 | 0 | 0 | 0 | 1 | 1 | 0.084912 | 0.10056 | 1
5629 | 0.065878 | 0.097238 | 0.94134 | 0 | 0 | 0 | 1 | 1 | 0.065878 | 0.097238 | 1
5630 | 0.02403 | 0.087769 | 0.94134 | 0 | 0 | 0 | 1 | 1 | 0.02403 | 0.087769 | 1
5631 | 0.023535 | 0.073417 | 0.94134 | 0 | 0 | 0 | 1 | 1 | 0.023535 | 0.073417 | 1
5632 | 0 | 0.089055 | 0.94134 | 0 | 0 | 0 | 1 | 1 | 0 | 0.089055 | 1
5633 | 0 | 0.070706 | 0.94134 | 0 | 0 | 0 | 1 | 1 | 0 | 0.070706 | 1
5634 | 0 | 0.058899 | 0.94134 | 0 | 0 | 1 | 1 | 1 | 0 | 0.058899 | 1
5635 | 0 | 0.022844 | 0.94134 | 0 | 0 | 1 | 1 | 1 | 0 | 0.022844 | 1
5636 | 0 | 0.0042837 | 0.94134 | 0 | 0 | 1 | 1 | 1 | 0 | 0.0042837 | 1
5637 | 0 | 0.0031712 | 0.94134 | 0 | 0 | 1 | 1 | 1 | 0 | 0.0031712 | 1
5638 | 0 | 0.012031 | 0.94134 | 0 | 0 | 0 | 1 | 1 | 0 | 0.012031 | 1
5639 | 0 | 0.010299 | 0.94134 | 0 | 0 | 0 | 1 | 1 | 0 | 0.010299 | 1
5640 | 0 | 0.012252 | 0.94134 | 0 | 0 | 0 | 1 | 1 | 0 | 0.012252 | 1
5641 | 0 | 0.02833 | 0.94134 | 0 | 0 | 0 | 1 | 1 | 0 | 0.02833 | 1
5642 | 0 | 0 | 0.94134 | 0 | 0 | 0 | 1 | 1 | 0 | 0 | 1
5643 | 0 | 0 | 0.94134 | 0 | 0 | 0 | 1 | 1 | 0 | 0 | 1
5644 | 0 | 0 | 0.94134 | 0 | 0 | 0 | 1 | 1 | 0 | 0 | 1
5645 | 0 | 0 | 0.94134 | 0 | 0 | 0 | 1 | 1 | 0 | 0 | 1
5646 | 0 | 0 | 0.94134 | 0 | 0 | 0 | 1 | 1 | 0 | 0 | 1
5647 | 0 | 0 | 0.94134 | 0 | 0 | 0 | 1 | 1 | 0 | 0 | 1
5648 | 0 | 0 | 0.94134 | 0 | 0 | 0 | 1 | 1 | 0 | 0 | 1
5649 | 0 | 0.019426 | 0.94134 | 0 | 0 | 0 | 1 | 1 | 0 | 0.019426 | 1
5650 | 0 | 0.043357 | 0.94134 | 0 | 0 | 0 | 1 | 1 | 0 | 0.043357 | 1
5651 | 0 | 0.046612 | 0.94134 | 0 | 0 | 0 | 1 | 1 | 0 | 0.046612 | 1
5652 | 0.034287 | 0.063065 | 0.94134 | 0 | 0 | 0 | 1 | 1 | 0.034287 | 0.063065 | 1
5653 | 0.089337 | 0.05936 | 0.94134 | 0 | 0 | 0 | 1 | 1 | 0.089337 | 0.05936 | 1
5654 | 0.071724 | 0.058051 | 0.94134 | 0 | 0 | 0 | 1 | 1 | 0.071724 | 0.058051 | 1
5655 | 0.016269 | 0.059411 | 0.94134 | 0 | 0 | 0 | 1 | 1 | 0.016269 | 0.059411 | 1
5656 | 0 | 0.039593 | 0.94134 | 0 | 0 | 0 | 1 | 1 | 0 | 0.039593 | 1
5657 | 0 | 0.040948 | 0.94134 | 0 | 0 | 0 | 1 | 1 | 0 | 0.040948 | 1
5658 | 0 | 0.029864 | 0.94134 | 0 | 0 | 1 | 1 | 1 | 0 | 0.029864 | 1
5659 | 0 | 0.011615 | 0.94134 | 0 | 0 | 1 | 1 | 1 | 0 | 0.011615 | 1
5660 | 0 | 0 | 0.94134 | 0 | 0 | 1 | 1 | 1 | 0 | 0 | 1
5661 | 0 | 0 | 0.94134 | 0 | 0 | 1 | 1 | 1 | 0 | 0 | 1
5662 | 0 | 0 | 0.94134 | 0 | 0 | 0 | 1 | 1 | 0 | 0 | 1
5663 | 0 | 0 | 0.94134 | 0 | 0 | 0 | 1 | 1 | 0 | 0 | 1
5664 | 0 | 0.0057408 | 0.94134 | 0 | 0 | 0 | 1 | 1 | 0 | 0.0057408 | 1
5665 | 0 | 0 | 0.94134 | 0 | 0 | 0 | 1 | 1 | 0 | 0 | 1
5666 | 0 | 0 | 0.94134 | 0 | 0 | 0 | 1 | 1 | 0 | 0 | 1
5667 | 0 | 0 | 0.94134 | 0 | 0 | 0 | 1 | 1 | 0 | 0 | 1
5668 | 0 | 0 | 0.94134 | 0 | 0 | 0 | 1 | 1 | 0 | 0 | 1
5669 | 0 | 0 | 0.94134 | 0 | 0 | 0 | 1 | 1 | 0 | 0 | 1
5670 | 0 | 0 | 0.94134 | 0 | 0 | 0 | 1 | 1 | 0 | 0 | 1
5671 | 0 | 0.0051775 | 0.94134 | 0 | 0 | 0 | 1 | 1 | 0 | 0.0051775 | 1
5672 | 0 | 0.009899 | 0.94134 | 0 | 0 | 0 | 1 | 1 | 0 | 0.009899 | 1
5673 | 0 | 0.023315 | 0.94134 | 0 | 0 | 0 | 1 | 1 | 0 | 0.023315 | 1
5674 | 0 | 0.046279 | 0.94134 | 0 | 0 | 0 | 1 | 1 | 0 | 0.046279 | 1
5675 | 0.0299 | 0.040401 | 0.94134 | 0 | 0 | 0 | 1 | 1 | 0.0299 | 0.040401 | 1
5676 | 0.081103 | 0.054236 | 0.94134 | 0 | 0 | 0 | 1 | 1 | 0.081103 | 0.054236 | 1
5677 | 0.1791 | 0.049798 | 0.94134 | 0 | 0 | 0 | 1 | 1 | 0.1791 | 0.049798 | 1
5678 | 0.14754 | 0.049484 | 0.94134 | 0 | 0 | 0 | 1 | 1 | 0.14754 | 0.049484 | 1
5679 | 0.12879 | 0.04126 | 0.94134 | 0 | 0 | 0 | 1 | 1 | 0.12879 | 0.04126 | 1
5680 | 0.062489 | 0.020685 | 0.94134 | 0 | 0 | 0 | 1 | 1 | 0.062489 | 0.020685 | 1
5681 | 0 | 0.0364 | 0.94134 | 0 | 0 | 0 | 1 | 1 | 0 | 0.0364 | 1
5682 | 0 | 0.024607 | 0.94134 | 0 | 0 | 1 | 1 | 1 | 0 | 0.024607 | 1
5683 | 0 | 0.021948 | 0.94134 | 0 | 0 | 1 | 1 | 1 | 0 | 0.021948 | 1
5684 | 0 | 0.011287 | 0.94134 | 0 | 0 | 1 | 1 | 1 | 0 | 0.011287 | 1
5685 | 0 | 0.013066 | 0.94134 | 0 | 0 | 1 | 1 | 1 | 0 | 0.013066 | 1
5686 | 0 | 0.014801 | 0.94134 | 0 | 0 | 0 | 1 | 1 | 0 | 0.014801 | 1
5687 | 0 | 0.012882 | 0.94134 | 0 | 0 | 0 | 1 | 1 | 0 | 0.012882 | 1
5688 | 0 | 0.014779 | 0.94134 | 0 | 0 | 0 | 1 | 1 | 0 | 0.014779 | 1
5689 | 0 | 0 | 0.94134 | 0 | 0 | 0 | 1 | 1 | 0 | 0 | 1
5690 | 0 | 0 | 0.94134 | 0 | 0 | 0 | 1 | 1 | 0 | 0 | 1
5691 | 0 | 0 | 0.94134 | 0 | 0 | 0 | 1 | 1 | 0 | 0 | 1
5692 | 0 | 0 | 0.94134 | 0 | 0 | 0 | 1 | 1 | 0 | 0 | 1
5693 | 0 | 0 | 0.94134 | 0 | 0 | 0 | 1 | 1 | 0 | 0 | 1
5694 | 0 | 0 | 0.94134 | 0 | 0 | 0 | 1 | 1 | 0 | 0 | 1
5695 | 0 | 0.0046688 | 0.94134 | 0 | 0 | 0 | 1 | 1 | 0 | 0.0046688 | 1
5696 | 0 | 0.018977 | 0.94134 | 0 | 0 | 0 | 1 | 1 | 0 | 0.018977 | 1
5697 | 0 | 0.023387 | 0.94134 | 0 | 0 | 0 | 1 | 1 | 0 | 0.023387 | 1
5698 | 0.078277 | 0.068812 | 0.94134 | 0 | 0 | 0 | 1 | 1 | 0.078277 | 0.068812 | 1
5699 | 0.10029 | 0.067823 | 0.94134 | 0 | 0 | 0 | 1 | 1 | 0.10029 | 0.067823 | 1
5700 | 0.11832 | 0.065042 | 0.94134 | 0 | 0 | 0 | 1 | 1 | 0.11832 | 0.065042 | 1
5701 | 0.21619 | 0.071933 | 0.94134 | 0 | 0 | 0 | 1 | 1 | 0.21619 | 0.071933 | 1
5702 | 0.16421 | 0.051161 | 0.94134 | 0 | 0 | 0 | 1 | 1 | 0.16421 | 0.051161 | 1
5703 | 0.11807 | 0.052668 | 0.94134 | 0 | 0 | 0 | 1 | 1 | 0.11807 | 0.052668 | 1
5704 | 0.042485 | 0.040745 | 0.94134 | 0 | 0 | 0 | 1 | 1 | 0.042485 | 0.040745 | 1
5705 | 0 | 0.053685 | 0.94134 | 0 | 0 | 0 | 1 | 1 | 0 | 0.053685 | 1
5706 | 0 | 0.048168 | 0.94134 | 0 | 0 | 1 | 1 | 1 | 0 | 0.048168 | 1
5707 | 0 | 0.03794 | 0.94134 | 0 | 0 | 1 | 1 | 1 | 0 | 0.03794 | 1
5708 | 0 | 0.029164 | 0.94134 | 0 | 0 | 1 | 1 | 1 | 0 | 0.029164 | 1
5709 | 0 | 0.031485 | 0.94134 | 0 | 0 | 1 | 1 | 1 | 0 | 0.031485 | 1
5710 | 0 | 0.02802 | 0.94134 | 0 | 0 | 0 | 1 | 1 | 0 | 0.02802 | 1
5711 | 0 | 0.018189 | 0.94134 | 0 | 0 | 0 | 1 | 1 | 0 | 0.018189 | 1
5712 | 0 | 0.019963 | 0.94134 | 0 | 0 | 0 | 1 | 1 | 0 | 0.019963 | 1
5713 | 0 | 0 | 0.94134 | 0 | 0 | 0 | 1 | 1 | 0 | 0 | 1
5714 | 0 | 0.0012786 | 0.94134 | 0 | 0 | 0 | 1 | 1 | 0 | 0.0012786 | 1
5715 | 0 | 0 | 0.94134 | 0 | 0 | 0 | 1 | 1 | 0 | 0 | 1
5716 | 0 | 0 | 0.94134 | 0 | 0 | 0 | 1 | 1 | 0 | 0 | 1
5717 | 0 | 0 | 0.94134 | 0 | 0 | 0 | 1 | 1 | 0 | 0 | 1
5718 | 0 | 0 | 0.94134 | 0 | 0 | 0 | 1 | 1 | 0 | 0 | 1
5719 | 0 | 0 | 0.94134 | 0 | 0 | 0 | 1 | 1 | 0 | 0 | 1
5720 | 0 | 0 | 0.94134 | 0 | 0 | 0 | 1 | 1 | 0 | 0 | 1
5721 | 0.0041504 | 0 | 0.94134 | 0 | 0 | 0 | 1 | 1 | 0.0041504 | 0 | 1
5722 | 0.12436 | 0.024504 | 0.94134 | 0 | 0 | 0 | 1 | 1 | 0.12436 | 0.024504 | 1
5723 | 0.16303 | 0.037392 | 0.94134 | 0 | 0 | 0 | 1 | 1 | 0.16303 | 0.037392 | 1
5724 | 0.21 | 0.044741 | 0.94134 | 0 | 0 | 0 | 1 | 1 | 0.21 | 0.044741 | 1
5725 | 0.19802 | 0.061516 | 0.94134 | 0 | 0 | 0 | 1 | 1 | 0.19802 | 0.061516 | 1
5726 | 0.15332 | 0.060137 | 0.94134 | 0 | 0 | 0 | 1 | 1 | 0.15332 | 0.060137 | 1
5727 | 0.07526 | 0.056359 | 0.94134 | 0 | 0 | 0 | 1 | 1 | 0.07526 | 0.056359 | 1
5728 | 0 | 0.049164 | 0.94134 | 0 | 0 | 0 | 1 | 1 | 0 | 0.049164 | 1
5729 | 0 | 0.053246 | 0.94134 | 0 | 0 | 0 | 1 | 1 | 0 | 0.053246 | 1
5730 | 0 | 0.045235 | 0.94134 | 0 | 0 | 1 | 1 | 1 | 0 | 0.045235 | 1
5731 | 0 | 0.025747 | 0.94134 | 0 | 0 | 1 | 1 | 1 | 0 | 0.025747 | 1
5732 | 0 | 0.014566 | 0.94134 | 0 | 0 | 1 | 1 | 1 | 0 | 0.014566 | 1
5733 | 0 | 0.025438 | 0.94134 | 0 | 0 | 1 | 1 | 1 | 0 | 0.025438 | 1
5734 | 0 | 0.032523 | 0.94134 | 0 | 0 | 0 | 1 | 1 | 0 | 0.032523 | 1
5735 | 0 | 0.031283 | 0.94134 | 0 | 0 | 0 | 1 | 1 | 0 | 0.031283 | 1
5736 | 0 | 0.01387 | 0.94134 | 0 | 0 | 0 | 1 | 1 | 0 | 0.01387 | 1
5737 | 0 | 0.01289 | 0.94134 | 0 | 0 | 0 | 1 | 1 | 0 | 0.01289 | 1
5738 | 0 | 0 | 0.94134 | 0 | 0 | 0 | 1 | 1 | 0 | 0 | 1
5739 | 0 | 0 | 0.94134 | 0 | 0 | 0 | 1 | 1 | 0 | 0 | 1
5740 | 0 | 0 | 0.94134 | 0 | 0 | 0 | 1 | 1 | 0 | 0 | 1
5741 | 0 | 0 | 0.94134 | 0 | 0 | 0 | 1 | 1 | 0 | 0 | 1
5742 | 0 | 0 | 0.94134 | 0 | 0 | 0 | 1 | 1 | 0 | 0 | 1
5743 | 0 | 0 | 0.94134 | 0 | 0 | 0 | 1 | 1 | 0 | 0 | 1
5744 | 0 | 0 | 0.94134 | 0 | 0 | 0 | 1 | 1 | 0 | 0 | 1
5745 | 0.020364 | 0 | 0.94134 | 0 | 0 | 0 | 1 | 1 | 0.020364 | 0 | 1
5746 | 0.12263 | 0 | 0.94134 | 0 | 0 | 0 | 1 | 1 | 0.12263 | 0 | 1
5747 | 0.1437 | 0.01665 | 0.94134 | 0 | 0 | 0 | 1 | 1 | 0.1437 | 0.01665 | 1
5748 | 0.18117 | 0.044176 | 0.94134 | 0 | 0 | 0 | 1 | 1 | 0.18117 | 0.044176 | 1
5749 | 0.20241 | 0.073302 | 0.94134 | 0 | 0 | 0 | 1 | 1 | 0.20241 | 0.073302 | 1
5750 | 0.18613 | 0.087465 | 0.94134 | 0 | 0 | 0 | 1 | 1 | 0.18613 | 0.087465 | 1
5751 | 0.093636 | 0.083869 | 0.94134 | 0 | 0 | 0 | 1 | 1 | 0.093636 | 0.083869 | 1
5752 | 0 | 0.070517 | 0.94134 | 0 | 0 | 0 | 1 | 1 | 0 | 0.070517 | 1
5753 | 0 | 0.082776 | 0.94134 | 0 | 0 | 0 | 1 | 1 | 0 | 0.082776 | 1
5754 | 0 | 0.059685 | 0.94134 | 0 | 0 | 1 | 1 | 1 | 0 | 0.059685 | 1
5755 | 0 | 0.026493 | 0.94134 | 0 | 0 | 1 | 1 | 1 | 0 | 0.026493 | 1
5756 | 0 | 0 | 0.94134 | 0 | 0 | 1 | 1 | 1 | 0 | 0 | 1
5757 | 0 | 0.018305 | 0.94134 | 0 | 0 | 1 | 1 | 1 | 0 | 0.018305 | 1
5758 | 0 | 0.0099119 | 0.94134 | 0 | 0 | 0 | 1 | 1 | 0 | 0.0099119 | 1
5759 | 0 | 0.014694 | 0.94134 | 0 | 0 | 0 | 1 | 1 | 0 | 0.014694 | 1
5760 | 0 | 0.0030655 | 0.94134 | 0 | 0 | 0 | 1 | 1 | 0 | 0.0030655 | 1
5761 | 0 | 0 | 0.94134 | 0 | 0 | 0 | 1 | 1 | 0 | 0 | 1
5762 | 0 | 0 | 0.94134 | 0 | 0 | 0 | 1 | 1 | 0 | 0 | 1
5763 | 0 | 0 | 0.94134 | 0 | 0 | 0 | 1 | 1 | 0 | 0 | 1
5764 | 0 | 0 | 0.94134 | 0 | 0 | 0 | 1 | 1 | 0 | 0 | 1
5765 | 0 | 0 | 0.94134 | 0 | 0 | 0 | 1 | 1 | 0 | 0 | 1
5766 | 0 | 0 | 0.94134 | 0 | 0 | 0 | 1 | 1 | 0 | 0 | 1
5767 | 0 | 0 | 0.94134 | 0 | 0 | 0 | 1 | 1 | 0 | 0 | 1
5768 | 0 | 0 | 0.94134 | 0 | 0 | 0 | 1 | 1 | 0 | 0 | 1
5769 | 0.082525 | 0 | 0.94134 | 0 | 0 | 0 | 1 | 1 | 0.082525 | 0 | 1
5770 | 0.18836 | 0.00056448 | 0.94134 | 0 | 0 | 0 | 1 | 1 | 0.18836 | 0.00056448 | 1
5771 | 0.26762 | 0.024695 | 0.94134 | 0 | 0 | 0 | 1 | 1 | 0.26762 | 0.024695 | 1
5772 | 0.30096 | 0.061221 | 0.94134 | 0 | 0 | 0 | 1 | 1 | 0.30096 | 0.061221 | 1
5773 | 0.31412 | 0.096468 | 0.94134 | 0 | 0 | 0 | 1 | 1 | 0.31412 | 0.096468 | 1
5774 | 0.31148 | 0.12195 | 0.94134 | 0 | 0 | 0 | 1 | 1 | 0.31148 | 0.12195 | 1
5775 | 0.19697 | 0.11359 | 0.94134 | 0 | 0 | 0 | 1 | 1 | 0.19697 | 0.11359 | 1
5776 | 0.054548 | 0.089356 | 0.94134 | 0 | 0 | 0 | 1 | 1 | 0.054548 | 0.089356 | 1
5777 | 0.02533 | 0.09803 | 0.94134 | 0 | 0 | 0 | 1 | 1 | 0.02533 | 0.09803 | 1
5778 | 0 | 0.054798 | 0.94134 | 0 | 0 | 1 | 1 | 1 | 0 | 0.054798 | 1
5779 | 0 | 0.030037 | 0.94134 | 0 | 0 | 1 | 1 | 1 | 0 | 0.030037 | 1
5780 | 0 | 0.0086824 | 0.94134 | 0 | 0 | 1 | 1 | 1 | 0 | 0.0086824 | 1
5781 | 0 | 0.034838 | 0.94134 | 0 | 0 | 1 | 1 | 1 | 0 | 0.034838 | 1
5782 | 0 | 0.02381 | 0.94134 | 0 | 0 | 0 | 1 | 1 | 0 | 0.02381 | 1
5783 | 0 | 0.037281 | 0.94134 | 0 | 0 | 0 | 1 | 1 | 0 | 0.037281 | 1
5784 | 0 | 0.020159 | 0.94134 | 0 | 0 | 0 | 1 | 1 | 0 | 0.020159 | 1
5785 | 0 | 0 | 0.94134 | 0 | 0 | 0 | 1 | 1 | 0 | 0 | 1
5786 | 0 | 0 | 0.94134 | 0 | 0 | 0 | 1 | 1 | 0 | 0 | 1
5787 | 0 | 0 | 0.94134 | 0 | 0 | 0 | 1 | 1 | 0 | 0 | 1
5788 | 0 | 0 | 0.94134 | 0 | 0 | 0 | 1 | 1 | 0 | 0 | 1
5789 | 0 | 0 | 0.94134 | 0 | 0 | 0 | 1 | 1 | 0 | 0 | 1
5790 | 0 | 0 | 0.94134 | 0 | 0 | 0 | 1 | 1 | 0 | 0 | 1
5791 | 0 | 0 | 0.94134 | 0 | 0 | 0 | 1 | 1 | 0 | 0 | 1
5792 | 0 | 0 | 0.94134 | 0 | 0 | 0 | 1 | 1 | 0 | 0 | 1
5793 | 0.092062 | 0 | 0.94134 | 0 | 0 | 0 | 1 | 1 | 0.092062 | 0 | 1
5794 | 0.18019 | 0.0095755 | 0.94134 | 0 | 0 | 0 | 1 | 1 | 0.18019 | 0.0095755 | 1
5795 | 0.30376 | 0.047123 | 0.94134 | 0 | 0 | 0 | 1 | 1 | 0.30376 | 0.047123 | 1
5796 | 0.34208 | 0.086607 | 0.94134 | 0 | 0 | 0 | 1 | 1 | 0.34208 | 0.086607 | 1
5797 | 0.35737 | 0.11315 | 0.94134 | 0 | 0 | 0 | 1 | 1 | 0.35737 | 0.11315 | 1
5798 | 0.35372 | 0.12038 | 0.94134 | 0 | 0 | 0 | 1 | 1 | 0.35372 | 0.12038 | 1
5799 | 0.25884 | 0.109 | 0.94134 | 0 | 0 | 0 | 1 | 1 | 0.25884 | 0.109 | 1
5800 | 0.1218 | 0.096337 | 0.94134 | 0 | 0 | 0 | 1 | 1 | 0.1218 | 0.096337 | 1
5801 | 0.01214 | 0.10222 | 0.94134 | 0 | 0 | 0 | 1 | 1 | 0.01214 | 0.10222 | 1
5802 | 0 | 0.046474 | 0.94134 | 0 | 0 | 1 | 1 | 1 | 0 | 0.046474 | 1
5803 | 0 | 0.011956 | 0.94134 | 0 | 0 | 1 | 1 | 1 | 0 | 0.011956 | 1
5804 | 0 | 0 | 0.94134 | 0 | 0 | 1 | 1 | 1 | 0 | 0 | 1
5805 | 0 | 0.0012076 | 0.94134 | 0 | 0 | 1 | 1 | 1 | 0 | 0.0012076 | 1
5806 | 0 | 0 | 0.94134 | 0 | 0 | 0 | 1 | 1 | 0 | 0 | 1
5807 | 0 | 0 | 0.94134 | 0 | 0 | 0 | 1 | 1 | 0 | 0 | 1
5808 | 0 | 0 | 0.94134 | 0 | 0 | 0 | 1 | 1 | 0 | 0 | 1
5809 | 0 | 0 | 0.94134 | 0 | 0 | 0 | 1 | 1 | 0 | 0 | 1
5810 | 0 | 0 | 0.94134 | 0 | 0 | 0 | 1 | 1 | 0 | 0 | 1
5811 | 0 | 0 | 0.94134 | 0 | 0 | 0 | 1 | 1 | 0 | 0 | 1
5812 | 0 | 0 | 0.94134 | 0 | 0 | 0 | 1 | 1 | 0 | 0 | 1
5813 | 0 | 0 | 0.94134 | 0 | 0 | 0 | 1 | 1 | 0 | 0 | 1
5814 | 0 | 0 | 0.94134 | 0 | 0 | 0 | 1 | 1 | 0 | 0 | 1
5815 | 0 | 0 | 0.94134 | 0 | 0 | 0 | 1 | 1 | 0 | 0 | 1
5816 | 0 | 0 | 0.94134 | 0 | 0 | 0 | 1 | 1 | 0 | 0 | 1
5817 | 0.096894 | 0 | 0.94134 | 0 | 0 | 0 | 1 | 1 | 0.096894 | 0 | 1
5818 | 0.17827 | 0 | 0.94134 | 0 | 0 | 0 | 1 | 1 | 0.17827 | 0 | 1
5819 | 0.31385 | 0.027323 | 0.94134 | 0 | 0 | 0 | 1 | 1 | 0.31385 | 0.027323 | 1
5820 | 0.3625 | 0.053084 | 0.94134 | 0 | 0 | 0 | 1 | 1 | 0.3625 | 0.053084 | 1
5821 | 0.30167 | 0.077644 | 0.94134 | 0 | 0 | 0 | 1 | 1 | 0.30167 | 0.077644 | 1
5822 | 0.31931 | 0.067783 | 0.94134 | 0 | 0 | 0 | 1 | 1 | 0.31931 | 0.067783 | 1
5823 | 0.25797 | 0.050183 | 0.94134 | 0 | 0 | 0 | 1 | 1 | 0.25797 | 0.050183 | 1
5824 | 0.23843 | 0.036004 | 0.94134 | 0 | 0 | 0 | 1 | 1 | 0.23843 | 0.036004 | 1
5825 | 0.061803 | 0.037559 | 0.94134 | 0 | 0 | 0 | 1 | 1 | 0.061803 | 0.037559 | 1
5826 | 0 | 0 | 0.94134 | 0 | 0 | 1 | 1 | 1 | 0 | 0 | 1
5827 | 0 | 0 | 0.94134 | 0 | 0 | 1 | 1 | 1 | 0 | 0 | 1
5828 | 0 | 0 | 0.94134 | 0 | 0 | 1 | 1 | 1 | 0 | 0 | 1
5829 | 0 | 0 | 0.94134 | 0 | 0 | 1 | 1 | 1 | 0 | 0 | 1
5830 | 0 | 0 | 0.94134 | 0 | 0 | 0 | 1 | 1 | 0 | 0 | 1
5831 | 0 | 0 | 0.94134 | 0 | 0 | 0 | 1 | 1 | 0 | 0 | 1
5832 | 0 | 0 | 0.94134 | 0 | 0 | 0 | 1 | 1 | 0 | 0 | 1
5833 | 0 | 0 | 0.94134 | 0 | 0 | 0 | 1 | 1 | 0 | 0 | 1
5834 | 0 | 0 | 0.94134 | 0 | 0 | 0 | 1 | 1 | 0 | 0 | 1
5835 | 0 | 0 | 0.94134 | 0 | 0 | 0 | 1 | 1 | 0 | 0 | 1
5836 | 0 | 0 | 0.94134 | 0 | 0 | 0 | 1 | 1 | 0 | 0 | 1
5837 | 0 | 0 | 0.94134 | 0 | 0 | 0 | 1 | 1 | 0 | 0 | 1
5838 | 0 | 0 | 0.94134 | 0 | 0 | 0 | 1 | 1 | 0 | 0 | 1
5839 | 0 | 0 | 0.94134 | 0 | 0 | 0 | 1 | 1 | 0 | 0 | 1
5840 | 0 | 0 | 0.94134 | 0 | 0 | 0 | 1 | 1 | 0 | 0 | 1
5841 | 0.075604 | 0 | 0.94134 | 0 | 0 | 0 | 1 | 1 | 0.075604 | 0 | 1
5842 | 0.18256 | 0 | 0.94134 | 0 | 0 | 0 | 1 | 1 | 0.18256 | 0 | 1
5843 | 0.25019 | 0 | 0.94134 | 0 | 0 | 0 | 1 | 1 | 0.25019 | 0 | 1
5844 | 0.29246 | 0.0046383 | 0.94134 | 0 | 0 | 0 | 1 | 1 | 0.29246 | 0.0046383 | 1
5845 | 0.23442 | 0.033307 | 0.94134 | 0 | 0 | 0 | 1 | 1 | 0.23442 | 0.033307 | 1
5846 | 0.24473 | 0.032277 | 0.94134 | 0 | 0 | 0 | 1 | 1 | 0.24473 | 0.032277 | 1
5847 | 0.17715 | 0.01763 | 0.94134 | 0 | 0 | 0 | 1 | 1 | 0.17715 | 0.01763 | 1
5848 | 0.15976 | 0.0014204 | 0.94134 | 0 | 0 | 0 | 1 | 1 | 0.15976 | 0.0014204 | 1
5849 | 0.021756 | 0.0033695 | 0.94134 | 0 | 0 | 0 | 1 | 1 | 0.021756 | 0.0033695 | 1
5850 | 0 | 0 | 0.94134 | 0 | 0 | 1 | 1 | 1 | 0 | 0 | 1
5851 | 0 | 0 | 0.94134 | 0 | 0 | 1 | 1 | 1 | 0 | 0 | 1
5852 | 0 | 0 | 0.94134 | 0 | 0 | 1 | 1 | 1 | 0 | 0 | 1
5853 | 0 | 0 | 0.94134 | 0 | 0 | 1 | 1 | 1 | 0 | 0 | 1
5854 | 0 | 0 | 0.94134 | 0 | 0 | 0 | 1 | 1 | 0 | 0 | 1
5855 | 0 | 0 | 0.94134 | 0 | 0 | 0 | 1 | 1 | 0 | 0 | 1
5856 | 0 | 0 | 0.94134 | 0 | 0 | 0 | 1 | 1 | 0 | 0 | 1
5857 | 0 | 0 | 0.94134 | 0 | 0 | 0 | 1 | 1 | 0 | 0 | 1
5858 | 0 | 0 | 0.94134 | 0 | 0 | 0 | 1 | 1 | 0 | 0 | 1
5859 | 0 | 0 | 0.94134 | 0 | 0 | 0 | 1 | 1 | 0 | 0 | 1
5860 | 0 | 0 | 0.94134 | 0 | 0 | 0 | 1 | 1 | 0 | 0 | 1
5861 | 0 | 0 | 0.94134 | 0 | 0 | 0 | 1 | 1 | 0 | 0 | 1
5862 | 0 | 0 | 0.94134 | 0 | 0 | 0 | 1 | 1 | 0 | 0 | 1
5863 | 0 | 0 | 0.94134 | 0 | 0 | 0 | 1 | 1 | 0 | 0 | 1
5864 | 0 | 0 | 0.94134 | 0 | 0 | 0 | 1 | 1 | 0 | 0 | 1
5865 | 0.038563 | 0 | 0.94134 | 0 | 0 | 0 | 1 | 1 | 0.038563 | 0 | 1
5866 | 0.10977 | 0 | 0.94134 | 0 | 0 | 0 | 1 | 1 | 0.10977 | 0 | 1
5867 | 0.17373 | 0 | 0.94134 | 0 | 0 | 0 | 1 | 1 | 0.17373 | 0 | 1
5868 | 0.16839 | 0 | 0.94134 | 0 | 0 | 0 | 1 | 1 | 0.16839 | 0 | 1
5869 | 0.15603 | 0 | 0.94134 | 0 | 0 | 0 | 1 | 1 | 0.15603 | 0 | 1
5870 | 0.18673 | 0.003452 | 0.94134 | 0 | 0 | 0 | 1 | 1 | 0.18673 | 0.003452 | 1
5871 | 0.13898 | 0 | 0.94134 | 0 | 0 | 0 | 1 | 1 | 0.13898 | 0 | 1
5872 | 0.15928 | 0 | 0.94134 | 0 | 0 | 0 | 1 | 1 | 0.15928 | 0 | 1
5873 | 0.0022596 | 0 | 0.94134 | 0 | 0 | 0 | 1 | 1 | 0.0022596 | 0 | 1
5874 | 0 | 0 | 0.94134 | 0 | 0 | 1 | 1 | 1 | 0 | 0 | 1
5875 | 0 | 0 | 0.94134 | 0 | 0 | 1 | 1 | 1 | 0 | 0 | 1
5876 | 0 | 0 | 0.94134 | 0 | 0 | 1 | 1 | 1 | 0 | 0 | 1
5877 | 0 | 0 | 0.94134 | 0 | 0 | 1 | 1 | 1 | 0 | 0 | 1
5878 | 0 | 0 | 0.94134 | 0 | 0 | 0 | 1 | 1 | 0 | 0 | 1
5879 | 0 | 0 | 0.94134 | 0 | 0 | 0 | 1 | 1 | 0 | 0 | 1
5880 | 0 | 0 | 0.94134 | 0 | 0 | 0 | 1 | 1 | 0 | 0 | 1
5881 | 0 | 0 | 0.94134 | 0 | 0 | 0 | 1 | 1 | 0 | 0 | 1
5882 | 0 | 0 | 0.94134 | 0 | 0 | 0 | 1 | 1 | 0 | 0 | 1
5883 | 0 | 0 | 0.94134 | 0 | 0 | 0 | 1 | 1 | 0 | 0 | 1
5884 | 0 | 0 | 0.94134 | 0 | 0 | 0 | 1 | 1 | 0 | 0 | 1
5885 | 0 | 0 | 0.94134 | 0 | 0 | 0 | 1 | 1 | 0 | 0 | 1
5886 | 0 | 0 | 0.94134 | 0 | 0 | 0 | 1 | 1 | 0 | 0 | 1
5887 | 0 | 0 | 0.94134 | 0 | 0 | 0 | 1 | 1 | 0 | 0 | 1
5888 | 0 | 0 | 0.94134 | 0 | 0 | 0 | 1 | 1 | 0 | 0 | 1
5889 | 0.077904 | 0 | 0.94134 | 0 | 0 | 0 | 1 | 1 | 0.077904 | 0 | 1
5890 | 0.14655 | 0 | 0.94134 | 0 | 0 | 0 | 1 | 1 | 0.14655 | 0 | 1
5891 | 0.20861 | 0 | 0.94134 | 0 | 0 | 0 | 1 | 1 | 0.20861 | 0 | 1
5892 | 0.17296 | 0.00096894 | 0.94134 | 0 | 0 | 0 | 1 | 1 | 0.17296 | 0.00096894 | 1
5893 | 0.19584 | 0.0036393 | 0.94134 | 0 | 0 | 0 | 1 | 1 | 0.19584 | 0.0036393 | 1
5894 | 0.18384 | 0.018634 | 0.94134 | 0 | 0 | 0 | 1 | 1 | 0.18384 | 0.018634 | 1
5895 | 0.10585 | 0.031228 | 0.94134 | 0 | 0 | 0 | 1 | 1 | 0.10585 | 0.031228 | 1
5896 | 0.083989 | 0.014596 | 0.94134 | 0 | 0 | 0 | 1 | 1 | 0.083989 | 0.014596 | 1
5897 | 0 | 0.015371 | 0.94134 | 0 | 0 | 0 | 1 | 1 | 0 | 0.015371 | 1
5898 | 0 | 0.0031113 | 0.94134 | 0 | 0 | 1 | 1 | 1 | 0 | 0.0031113 | 1
5899 | 0 | 0 | 0.94134 | 0 | 0 | 1 | 1 | 1 | 0 | 0 | 1
5900 | 0 | 0 | 0.94134 | 0 | 0 | 1 | 1 | 1 | 0 | 0 | 1
5901 | 0 | 0 | 0.94134 | 0 | 0 | 1 | 1 | 1 | 0 | 0 | 1
5902 | 0 | 0 | 0.94134 | 0 | 0 | 0 | 1 | 1 | 0 | 0 | 1
5903 | 0 | 0 | 0.94134 | 0 | 0 | 0 | 1 | 1 | 0 | 0 | 1
5904 | 0 | 0 | 0.94134 | 0 | 0 | 0 | 1 | 1 | 0 | 0 | 1
5905 | 0 | 0 | 0.94134 | 0 | 0 | 0 | 1 | 1 | 0 | 0 | 1
5906 | 0 | 0 | 0.94134 | 0 | 0 | 0 | 1 | 1 | 0 | 0 | 1
5907 | 0 | 0 | 0.94134 | 0 | 0 | 0 | 1 | 1 | 0 | 0 | 1
5908 | 0 | 0 | 0.94134 | 0 | 0 | 0 | 1 | 1 | 0 | 0 | 1
5909 | 0 | 0 | 0.94134 | 0 | 0 | 0 | 1 | 1 | 0 | 0 | 1
5910 | 0 | 0 | 0.94134 | 0 | 0 | 0 | 1 | 1 | 0 | 0 | 1
5911 | 0 | 0 | 0.94134 | 0 | 0 | 0 | 1 | 1 | 0 | 0 | 1
5912 | 0 | 0 | 0.94134 | 0 | 0 | 0 | 1 | 1 | 0 | 0 | 1
5913 | 0.069003 | 0 | 0.94134 | 0 | 0 | 0 | 1 | 1 | 0.069003 | 0 | 1
5914 | 0.14589 | 0.0025603 | 0.94134 | 0 | 0 | 0 | 1 | 1 | 0.14589 | 0.0025603 | 1
5915 | 0.2355 | 0.033557 | 0.94134 | 0 | 0 | 0 | 1 | 1 | 0.2355 | 0.033557 | 1
5916 | 0.13975 | 0.048899 | 0.94134 | 0 | 0 | 0 | 1 | 1 | 0.13975 | 0.048899 | 1
5917 | 0.22631 | 0.032309 | 0.94134 | 0 | 0 | 0 | 1 | 1 | 0.22631 | 0.032309 | 1
5918 | 0.17679 | 0.046413 | 0.94134 | 0 | 0 | 0 | 1 | 1 | 0.17679 | 0.046413 | 1
5919 | 0.13576 | 0.0513 | 0.94134 | 0 | 0 | 0 | 1 | 1 | 0.13576 | 0.0513 | 1
5920 | 0.094216 | 0.048993 | 0.94134 | 0 | 0 | 0 | 1 | 1 | 0.094216 | 0.048993 | 1
5921 | 0 | 0.042851 | 0.94134 | 0 | 0 | 0 | 1 | 1 | 0 | 0.042851 | 1
5922 | 0 | 0.020825 | 0.94134 | 0 | 0 | 1 | 1 | 1 | 0 | 0.020825 | 1
5923 | 0 | 0 | 0.94134 | 0 | 0 | 1 | 1 | 1 | 0 | 0 | 1
5924 | 0 | 0 | 0.94134 | 0 | 0 | 1 | 1 | 1 | 0 | 0 | 1
5925 | 0 | 0 | 0.94134 | 0 | 0 | 1 | 1 | 1 | 0 | 0 | 1
5926 | 0 | 0 | 0.94134 | 0 | 0 | 0 | 1 | 1 | 0 | 0 | 1
5927 | 0 | 0 | 0.94134 | 0 | 0 | 0 | 1 | 1 | 0 | 0 | 1
5928 | 0 | 0 | 0.94134 | 0 | 0 | 0 | 1 | 1 | 0 | 0 | 1
5929 | 0 | 0 | 0.94134 | 0 | 0 | 0 | 1 | 1 | 0 | 0 | 1
5930 | 0 | 0 | 0.94134 | 0 | 0 | 0 | 1 | 1 | 0 | 0 | 1
5931 | 0 | 0 | 0.94134 | 0 | 0 | 0 | 1 | 1 | 0 | 0 | 1
5932 | 0 | 0 | 0.94134 | 0 | 0 | 0 | 1 | 1 | 0 | 0 | 1
5933 | 0 | 0 | 0.94134 | 0 | 0 | 0 | 1 | 1 | 0 | 0 | 1
5934 | 0 | 0 | 0.94134 | 0 | 0 | 0 | 1 | 1 | 0 | 0 | 1
5935 | 0 | 0 | 0.94134 | 0 | 0 | 0 | 1 | 1 | 0 | 0 | 1
5936 | 0 | 0 | 0.94134 | 0 | 0 | 0 | 1 | 1 | 0 | 0 | 1
5937 | 0.1096 | 0 | 0.94134 | 0 | 0 | 0 | 1 | 1 | 0.1096 | 0 | 1
5938 | 0.23729 | 0 | 0.94134 | 0 | 0 | 0 | 1 | 1 | 0.23729 | 0 | 1
5939 | 0.36234 | 0.01336 | 0.94134 | 0 | 0 | 0 | 1 | 1 | 0.36234 | 0.01336 | 1
5940 | 0.27661 | 0.048629 | 0.94134 | 0 | 0 | 0 | 1 | 1 | 0.27661 | 0.048629 | 1
5941 | 0.36749 | 0.051336 | 0.94134 | 0 | 0 | 0 | 1 | 1 | 0.36749 | 0.051336 | 1
5942 | 0.23319 | 0.058006 | 0.94134 | 0 | 0 | 0 | 1 | 1 | 0.23319 | 0.058006 | 1
5943 | 0.19553 | 0.066367 | 0.94134 | 0 | 0 | 0 | 1 | 1 | 0.19553 | 0.066367 | 1
5944 | 0.096873 | 0.071679 | 0.94134 | 0 | 0 | 0 | 1 | 1 | 0.096873 | 0.071679 | 1
5945 | 0 | 0.061928 | 0.94134 | 0 | 0 | 0 | 1 | 1 | 0 | 0.061928 | 1
5946 | 0 | 0.043601 | 0.94134 | 0 | 0 | 1 | 1 | 1 | 0 | 0.043601 | 1
5947 | 0 | 0.0068268 | 0.94134 | 0 | 0 | 1 | 1 | 1 | 0 | 0.0068268 | 1
5948 | 0 | 0 | 0.94134 | 0 | 0 | 1 | 1 | 1 | 0 | 0 | 1
5949 | 0 | 0 | 0.94134 | 0 | 0 | 1 | 1 | 1 | 0 | 0 | 1
5950 | 0 | 0 | 0.94134 | 0 | 0 | 0 | 1 | 1 | 0 | 0 | 1
5951 | 0 | 0 | 0.94134 | 0 | 0 | 0 | 1 | 1 | 0 | 0 | 1
5952 | 0 | 0 | 0.94134 | 0 | 0 | 0 | 1 | 1 | 0 | 0 | 1
5953 | 0 | 0 | 0.94134 | 0 | 0 | 0 | 1 | 1 | 0 | 0 | 1
5954 | 0 | 0 | 0.94134 | 0 | 0 | 0 | 1 | 1 | 0 | 0 | 1
5955 | 0 | 0 | 0.94134 | 0 | 0 | 0 | 1 | 1 | 0 | 0 | 1
5956 | 0 | 0 | 0.94134 | 0 | 0 | 0 | 1 | 1 | 0 | 0 | 1
5957 | 0 | 0 | 0.94134 | 0 | 0 | 0 | 1 | 1 | 0 | 0 | 1
5958 | 0 | 0 | 0.94134 | 0 | 0 | 0 | 1 | 1 | 0 | 0 | 1
5959 | 0 | 0 | 0.94134 | 0 | 0 | 0 | 1 | 1 | 0 | 0 | 1
5960 | 0 | 0 | 0.94134 | 0 | 0 | 0 | 1 | 1 | 0 | 0 | 1
5961 | 0.050162 | 0 | 0.94134 | 0 | 0 | 0 | 1 | 1 | 0.050162 | 0 | 1
5962 | 0.2287 | 0 | 0.94134 | 0 | 0 | 0 | 1 | 1 | 0.2287 | 0 | 1
5963 | 0.32112 | 0.0055883 | 0.94134 | 0 | 0 | 0 | 1 | 1 | 0.32112 | 0.0055883 | 1
5964 | 0.27473 | 0.027321 | 0.94134 | 0 | 0 | 0 | 1 | 1 | 0.27473 | 0.027321 | 1
5965 | 0.30751 | 0.048097 | 0.94134 | 0 | 0 | 0 | 1 | 1 | 0.30751 | 0.048097 | 1
5966 | 0.27514 | 0.063119 | 0.94134 | 0 | 0 | 0 | 1 | 1 | 0.27514 | 0.063119 | 1
5967 | 0.24654 | 0.060582 | 0.94134 | 0 | 0 | 0 | 1 | 1 | 0.24654 | 0.060582 | 1
5968 | 0.16789 | 0.061984 | 0.94134 | 0 | 0 | 0 | 1 | 1 | 0.16789 | 0.061984 | 1
5969 | 0.034337 | 0.053765 | 0.94134 | 0 | 0 | 0 | 1 | 1 | 0.034337 | 0.053765 | 1
5970 | 0 | 0.034621 | 0.94134 | 0 | 0 | 1 | 1 | 1 | 0 | 0.034621 | 1
5971 | 0 | 0.014362 | 0.94134 | 0 | 0 | 1 | 1 | 1 | 0 | 0.014362 | 1
5972 | 0 | 0 | 0.94134 | 0 | 0 | 1 | 1 | 1 | 0 | 0 | 1
5973 | 0 | 0 | 0.94134 | 0 | 0 | 1 | 1 | 1 | 0 | 0 | 1
5974 | 0 | 0 | 0.94134 | 0 | 0 | 0 | 1 | 1 | 0 | 0 | 1
5975 | 0 | 0 | 0.94134 | 0 | 0 | 0 | 1 | 1 | 0 | 0 | 1
5976 | 0 | 0 | 0.94134 | 0 | 0 | 0 | 1 | 1 | 0 | 0 | 1
5977 | 0 | 0 | 0.94134 | 0 | 0 | 0 | 1 | 1 | 0 | 0 | 1
5978 | 0 | 0 | 0.94134 | 0 | 0 | 0 | 1 | 1 | 0 | 0 | 1
5979 | 0 | 0 | 0.94134 | 0 | 0 | 0 | 1 | 1 | 0 | 0 | 1
5980 | 0 | 0 | 0.94134 | 0 | 0 | 0 | 1 | 1 | 0 | 0 | 1
5981 | 0 | 0 | 0.94134 | 0 | 0 | 0 | 1 | 1 | 0 | 0 | 1
5982 | 0 | 0 | 0.94134 | 0 | 0 | 0 | 1 | 1 | 0 | 0 | 1
5983 | 0 | 0 | 0.94134 | 0 | 0 | 0 | 1 | 1 | 0 | 0 | 1
5984 | 0 | 0 | 0.94134 | 0 | 0 | 0 | 1 | 1 | 0 | 0 | 1
5985 | 0.069124 | 0 | 0.94134 | 0 | 0 | 0 | 1 | 1 | 0.069124 | 0 | 1
5986 | 0.24542 | 0 | 0.94134 | 0 | 0 | 0 | 1 | 1 | 0.24542 | 0 | 1
5987 | 0.28388 | 0.00074549 | 0.94134 | 0 | 0 | 0 | 1 | 1 | 0.28388 | 0.00074549 | 1
5988 | 0.3381 | 0.01832 | 0.94134 | 0 | 0 | 0 | 1 | 1 | 0.3381 | 0.01832 | 1
5989 | 0.274 | 0.043584 | 0.94134 | 0 | 0 | 0 | 1 | 1 | 0.274 | 0.043584 | 1
5990 | 0.21081 | 0.052777 | 0.94134 | 0 | 0 | 0 | 1 | 1 | 0.21081 | 0.052777 | 1
5991 | 0.21195 | 0.048917 | 0.94134 | 0 | 0 | 0 | 1 | 1 | 0.21195 | 0.048917 | 1
5992 | 0.15347 | 0.052291 | 0.94134 | 0 | 0 | 0 | 1 | 1 | 0.15347 | 0.052291 | 1
5993 | 0.02015 | 0.045039 | 0.94134 | 0 | 0 | 0 | 1 | 1 | 0.02015 | 0.045039 | 1
5994 | 0 | 0.032907 | 0.94134 | 0 | 0 | 1 | 1 | 1 | 0 | 0.032907 | 1
5995 | 0 | 0.01152 | 0.94134 | 0 | 0 | 1 | 1 | 1 | 0 | 0.01152 | 1
5996 | 0 | 0 | 0.94134 | 0 | 0 | 1 | 1 | 1 | 0 | 0 | 1
5997 | 0 | 0 | 0.94134 | 0 | 0 | 1 | 1 | 1 | 0 | 0 | 1
5998 | 0 | 0 | 0.94134 | 0 | 0 | 0 | 1 | 1 | 0 | 0 | 1
5999 | 0 | 0 | 0.94134 | 0 | 0 | 0 | 1 | 1 | 0 | 0 | 1
6000 | 0 | 0 | 0.94134 | 0 | 0 | 0 | 1 | 1 | 0 | 0 | 1
6001 | 0 | 0 | 0.94134 | 0 | 0 | 0 | 1 | 1 | 0 | 0 | 1
6002 | 0 | 0 | 0.94134 | 0 | 0 | 0 | 1 | 1 | 0 | 0 | 1
6003 | 0 | 0 | 0.94134 | 0 | 0 | 0 | 1 | 1 | 0 | 0 | 1
6004 | 0 | 0 | 0.94134 | 0 | 0 | 0 | 1 | 1 | 0 | 0 | 1
6005 | 0 | 0 | 0.94134 | 0 | 0 | 0 | 1 | 1 | 0 | 0 | 1
6006 | 0 | 0 | 0.94134 | 0 | 0 | 0 | 1 | 1 | 0 | 0 | 1
6007 | 0 | 0 | 0.94134 | 0 | 0 | 0 | 1 | 1 | 0 | 0 | 1
6008 | 0 | 0 | 0.94134 | 0 | 0 | 0 | 1 | 1 | 0 | 0 | 1
6009 | 0.033552 | 0 | 0.94134 | 0 | 0 | 0 | 1 | 1 | 0.033552 | 0 | 1
6010 | 0.19411 | 0.0014273 | 0.94134 | 0 | 0 | 0 | 1 | 1 | 0.19411 | 0.0014273 | 1
6011 | 0.20087 | 0.014676 | 0.94134 | 0 | 0 | 0 | 1 | 1 | 0.20087 | 0.014676 | 1
6012 | 0.27726 | 0.023359 | 0.94134 | 0 | 0 | 0 | 1 | 1 | 0.27726 | 0.023359 | 1
6013 | 0.22682 | 0.046105 | 0.94134 | 0 | 0 | 0 | 1 | 1 | 0.22682 | 0.046105 | 1
6014 | 0.19249 | 0.053563 | 0.94134 | 0 | 0 | 0 | 1 | 1 | 0.19249 | 0.053563 | 1
6015 | 0.18278 | 0.052584 | 0.94134 | 0 | 0 | 0 | 1 | 1 | 0.18278 | 0.052584 | 1
6016 | 0.113 | 0.047857 | 0.94134 | 0 | 0 | 0 | 1 | 1 | 0.113 | 0.047857 | 1
6017 | 0.011373 | 0.041781 | 0.94134 | 0 | 0 | 0 | 1 | 1 | 0.011373 | 0.041781 | 1
6018 | 0 | 0.036025 | 0.94134 | 0 | 0 | 1 | 1 | 1 | 0 | 0.036025 | 1
6019 | 0 | 0.014555 | 0.94134 | 0 | 0 | 1 | 1 | 1 | 0 | 0.014555 | 1
6020 | 0 | 0 | 0.94134 | 0 | 0 | 1 | 1 | 1 | 0 | 0 | 1
6021 | 0 | 0 | 0.94134 | 0 | 0 | 1 | 1 | 1 | 0 | 0 | 1
6022 | 0 | 0 | 0.94134 | 0 | 0 | 0 | 1 | 1 | 0 | 0 | 1
6023 | 0 | 0 | 0.94134 | 0 | 0 | 0 | 1 | 1 | 0 | 0 | 1
6024 | 0 | 0 | 0.94134 | 0 | 0 | 0 | 1 | 1 | 0 | 0 | 1
6025 | 0 | 0 | 0.94134 | 0 | 0 | 0 | 1 | 1 | 0 | 0 | 1
6026 | 0 | 0 | 0.94134 | 0 | 0 | 0 | 1 | 1 | 0 | 0 | 1
6027 | 0 | 0 | 0.94134 | 0 | 0 | 0 | 1 | 1 | 0 | 0 | 1
6028 | 0 | 0 | 0.94134 | 0 | 0 | 0 | 1 | 1 | 0 | 0 | 1
6029 | 0 | 0 | 0.94134 | 0 | 0 | 0 | 1 | 1 | 0 | 0 | 1
6030 | 0 | 0 | 0.94134 | 0 | 0 | 0 | 1 | 1 | 0 | 0 | 1
6031 | 0 | 0 | 0.94134 | 0 | 0 | 0 | 1 | 1 | 0 | 0 | 1
6032 | 0 | 0 | 0.94134 | 0 | 0 | 0 | 1 | 1 | 0 | 0 | 1
6033 | 0.097021 | 0 | 0.94134 | 0 | 0 | 0 | 1 | 1 | 0.097021 | 0 | 1
6034 | 0.23688 | 0 | 0.94134 | 0 | 0 | 0 | 1 | 1 | 0.23688 | 0 | 1
6035 | 0.26021 | 0.0069147 | 0.94134 | 0 | 0 | 0 | 1 | 1 | 0.26021 | 0.0069147 | 1
6036 | 0.31389 | 0.026621 | 0.94134 | 0 | 0 | 0 | 1 | 1 | 0.31389 | 0.026621 | 1
6037 | 0.22814 | 0.042614 | 0.94134 | 0 | 0 | 0 | 1 | 1 | 0.22814 | 0.042614 | 1
6038 | 0.21732 | 0.028781 | 0.94134 | 0 | 0 | 0 | 1 | 1 | 0.21732 | 0.028781 | 1
6039 | 0.19835 | 0.026138 | 0.94134 | 0 | 0 | 0 | 1 | 1 | 0.19835 | 0.026138 | 1
6040 | 0.11035 | 0.013369 | 0.94134 | 0 | 0 | 0 | 1 | 1 | 0.11035 | 0.013369 | 1
6041 | 0 | 0.03196 | 0.94134 | 0 | 0 | 0 | 1 | 1 | 0 | 0.03196 | 1
6042 | 0 | 0.025334 | 0.94134 | 0 | 0 | 1 | 1 | 1 | 0 | 0.025334 | 1
6043 | 0 | 0.014645 | 0.94134 | 0 | 0 | 1 | 1 | 1 | 0 | 0.014645 | 1
6044 | 0 | 0 | 0.94134 | 0 | 0 | 1 | 1 | 1 | 0 | 0 | 1
6045 | 0 | 0 | 0.94134 | 0 | 0 | 1 | 1 | 1 | 0 | 0 | 1
6046 | 0 | 0 | 0.94134 | 0 | 0 | 0 | 1 | 1 | 0 | 0 | 1
6047 | 0 | 0 | 0.94134 | 0 | 0 | 0 | 1 | 1 | 0 | 0 | 1
6048 | 0 | 0 | 0.94134 | 0 | 0 | 0 | 1 | 1 | 0 | 0 | 1
6049 | 0 | 0 | 0.94134 | 0 | 0 | 0 | 1 | 1 | 0 | 0 | 1
6050 | 0 | 0 | 0.94134 | 0 | 0 | 0 | 1 | 1 | 0 | 0 | 1
6051 | 0 | 0 | 0.94134 | 0 | 0 | 0 | 1 | 1 | 0 | 0 | 1
6052 | 0 | 0 | 0.94134 | 0 | 0 | 0 | 1 | 1 | 0 | 0 | 1
6053 | 0 | 0 | 0.94134 | 0 | 0 | 0 | 1 | 1 | 0 | 0 | 1
6054 | 0 | 0 | 0.94134 | 0 | 0 | 0 | 1 | 1 | 0 | 0 | 1
6055 | 0 | 0 | 0.94134 | 0 | 0 | 0 | 1 | 1 | 0 | 0 | 1
6056 | 0 | 0 | 0.94134 | 0 | 0 | 0 | 1 | 1 | 0 | 0 | 1
6057 | 0.08291 | 0 | 0.94134 | 0 | 0 | 0 | 1 | 1 | 0.08291 | 0 | 1
6058 | 0.22733 | 0 | 0.94134 | 0 | 0 | 0 | 1 | 1 | 0.22733 | 0 | 1
6059 | 0.2463 | 0.024945 | 0.94134 | 0 | 0 | 0 | 1 | 1 | 0.2463 | 0.024945 | 1
6060 | 0.29475 | 0.0539 | 0.94134 | 0 | 0 | 0 | 1 | 1 | 0.29475 | 0.0539 | 1
6061 | 0.18285 | 0.061996 | 0.94134 | 0 | 0 | 0 | 1 | 1 | 0.18285 | 0.061996 | 1
6062 | 0.15724 | 0.056044 | 0.94134 | 0 | 0 | 0 | 1 | 1 | 0.15724 | 0.056044 | 1
6063 | 0.1224 | 0.047735 | 0.94134 | 0 | 0 | 0 | 1 | 1 | 0.1224 | 0.047735 | 1
6064 | 0.034534 | 0.030349 | 0.94134 | 0 | 0 | 0 | 1 | 1 | 0.034534 | 0.030349 | 1
6065 | 0 | 0.037791 | 0.94134 | 0 | 0 | 0 | 1 | 1 | 0 | 0.037791 | 1
6066 | 0 | 0.0315 | 0.94134 | 0 | 0 | 1 | 1 | 1 | 0 | 0.0315 | 1
6067 | 0 | 0.025821 | 0.94134 | 0 | 0 | 1 | 1 | 1 | 0 | 0.025821 | 1
6068 | 0 | 0.005754 | 0.94134 | 0 | 0 | 1 | 1 | 1 | 0 | 0.005754 | 1
6069 | 0 | 0 | 0.94134 | 0 | 0 | 1 | 1 | 1 | 0 | 0 | 1
6070 | 0 | 0 | 0.94134 | 0 | 0 | 0 | 1 | 1 | 0 | 0 | 1
6071 | 0 | 0 | 0.94134 | 0 | 0 | 0 | 1 | 1 | 0 | 0 | 1
6072 | 0 | 0 | 0.94134 | 0 | 0 | 0 | 1 | 1 | 0 | 0 | 1
6073 | 0 | 0 | 0.94134 | 0 | 0 | 0 | 1 | 1 | 0 | 0 | 1
6074 | 0 | 0 | 0.94134 | 0 | 0 | 0 | 1 | 1 | 0 | 0 | 1
6075 | 0 | 0 | 0.94134 | 0 | 0 | 0 | 1 | 1 | 0 | 0 | 1
6076 | 0 | 0 | 0.94134 | 0 | 0 | 0 | 1 | 1 | 0 | 0 | 1
6077 | 0 | 0 | 0.94134 | 0 | 0 | 0 | 1 | 1 | 0 | 0 | 1
6078 | 0 | 0 | 0.94134 | 0 | 0 | 0 | 1 | 1 | 0 | 0 | 1
6079 | 0 | 0 | 0.94134 | 0 | 0 | 0 | 1 | 1 | 0 | 0 | 1
6080 | 0 | 0 | 0.94134 | 0 | 0 | 0 | 1 | 1 | 0 | 0 | 1
6081 | 0.073593 | 0 | 0.94134 | 0 | 0 | 0 | 1 | 1 | 0.073593 | 0 | 1
6082 | 0.25766 | 0 | 0.94134 | 0 | 0 | 0 | 1 | 1 | 0.25766 | 0 | 1
6083 | 0.25224 | 0 | 0.94134 | 0 | 0 | 0 | 1 | 1 | 0.25224 | 0 | 1
6084 | 0.2214 | 0.00055933 | 0.94134 | 0 | 0 | 0 | 1 | 1 | 0.2214 | 0.00055933 | 1
6085 | 0.13246 | 0 | 0.94134 | 0 | 0 | 0 | 1 | 1 | 0.13246 | 0 | 1
6086 | 0.089752 | 0 | 0.94134 | 0 | 0 | 0 | 1 | 1 | 0.089752 | 0 | 1
6087 | 0.086546 | 0 | 0.94134 | 0 | 0 | 0 | 1 | 1 | 0.086546 | 0 | 1
6088 | 0.0093977 | 0 | 0.94134 | 0 | 0 | 0 | 1 | 1 | 0.0093977 | 0 | 1
6089 | 0 | 0 | 0.94134 | 0 | 0 | 0 | 1 | 1 | 0 | 0 | 1
6090 | 0 | 0 | 0.94134 | 0 | 0 | 1 | 1 | 1 | 0 | 0 | 1
6091 | 0 | 0 | 0.94134 | 0 | 0 | 1 | 1 | 1 | 0 | 0 | 1
6092 | 0 | 0 | 0.94134 | 0 | 0 | 1 | 1 | 1 | 0 | 0 | 1
6093 | 0 | 0 | 0.94134 | 0 | 0 | 1 | 1 | 1 | 0 | 0 | 1
6094 | 0 | 0 | 0.94134 | 0 | 0 | 0 | 1 | 1 | 0 | 0 | 1
6095 | 0 | 0 | 0.94134 | 0 | 0 | 0 | 1 | 1 | 0 | 0 | 1
6096 | 0 | 0 | 0.94134 | 0 | 0 | 0 | 1 | 1 | 0 | 0 | 1
6097 | 0 | 0 | 0.94134 | 0 | 0 | 0 | 1 | 1 | 0 | 0 | 1
6098 | 0 | 0 | 0.94134 | 0 | 0 | 0 | 1 | 1 | 0 | 0 | 1
6099 | 0 | 0 | 0.94134 | 0 | 0 | 0 | 1 | 1 | 0 | 0 | 1
6100 | 0 | 0 | 0.94134 | 0 | 0 | 0 | 1 | 1 | 0 | 0 | 1
6101 | 0 | 0 | 0.94134 | 0 | 0 | 0 | 1 | 1 | 0 | 0 | 1
6102 | 0 | 0 | 0.94134 | 0 | 0 | 0 | 1 | 1 | 0 | 0 | 1
6103 | 0 | 0 | 0.94134 | 0 | 0 | 0 | 1 | 1 | 0 | 0 | 1
6104 | 0 | 0 | 0.94134 | 0 | 0 | 0 | 1 | 1 | 0 | 0 | 1
6105 | 0 | 0 | 0.94134 | 0 | 0 | 0 | 1 | 1 | 0 | 0 | 1
6106 | 0.0916 | 0 | 0.94134 | 0 | 0 | 0 | 1 | 1 | 0.0916 | 0 | 1
6107 | 0.16922 | 0 | 0.94134 | 0 | 0 | 0 | 1 | 1 | 0.16922 | 0 | 1
6108 | 0.1557 | 0 | 0.94134 | 0 | 0 | 0 | 1 | 1 | 0.1557 | 0 | 1
6109 | 0.12448 | 0 | 0.94134 | 0 | 0 | 0 | 1 | 1 | 0.12448 | 0 | 1
6110 | 0.064259 | 0 | 0.94134 | 0 | 0 | 0 | 1 | 1 | 0.064259 | 0 | 1
6111 | 0.042989 | 0 | 0.94134 | 0 | 0 | 0 | 1 | 1 | 0.042989 | 0 | 1
6112 | 0 | 0 | 0.94134 | 0 | 0 | 0 | 1 | 1 | 0 | 0 | 1
6113 | 0 | 0 | 0.94134 | 0 | 0 | 0 | 1 | 1 | 0 | 0 | 1
6114 | 0 | 0 | 0.94134 | 0 | 0 | 1 | 1 | 1 | 0 | 0 | 1
6115 | 0 | 0 | 0.94134 | 0 | 0 | 1 | 1 | 1 | 0 | 0 | 1
6116 | 0 | 0 | 0.94134 | 0 | 0 | 1 | 1 | 1 | 0 | 0 | 1
6117 | 0 | 0 | 0.94134 | 0 | 0 | 1 | 1 | 1 | 0 | 0 | 1
6118 | 0 | 0 | 0.94134 | 0 | 0 | 0 | 1 | 1 | 0 | 0 | 1
6119 | 0 | 0 | 0.94134 | 0 | 0 | 0 | 1 | 1 | 0 | 0 | 1
6120 | 0 | 0 | 0.94134 | 0 | 0 | 0 | 1 | 1 | 0 | 0 | 1
6121 | 0 | 0 | 0.94134 | 0 | 0 | 0 | 1 | 1 | 0 | 0 | 1
6122 | 0 | 0 | 0.94134 | 0 | 0 | 0 | 1 | 1 | 0 | 0 | 1
6123 | 0 | 0 | 0.94134 | 0 | 0 | 0 | 1 | 1 | 0 | 0 | 1
6124 | 0 | 0 | 0.94134 | 0 | 0 | 0 | 1 | 1 | 0 | 0 | 1
6125 | 0 | 0 | 0.94134 | 0 | 0 | 0 | 1 | 1 | 0 | 0 | 1
6126 | 0 | 0 | 0.94134 | 0 | 0 | 0 | 1 | 1 | 0 | 0 | 1
6127 | 0 | 0 | 0.94134 | 0 | 0 | 0 | 1 | 1 | 0 | 0 | 1
6128 | 0 | 0 | 0.94134 | 0 | 0 | 0 | 1 | 1 | 0 | 0 | 1
6129 | 0 | 0 | 0.94134 | 0 | 0 | 0 | 1 | 1 | 0 | 0 | 1
6130 | 0.06798 | 0 | 0.94134 | 0 | 0 | 0 | 1 | 1 | 0.06798 | 0 | 1
6131 | 0.15802 | 0 | 0.94134 | 0 | 0 | 0 | 1 | 1 | 0.15802 | 0 | 1
6132 | 0.14972 | 0 | 0.94134 | 0 | 0 | 0 | 1 | 1 | 0.14972 | 0 | 1
6133 | 0.087542 | 0 | 0.94134 | 0 | 0 | 0 | 1 | 1 | 0.087542 | 0 | 1
6134 | 0.060298 | 0 | 0.94134 | 0 | 0 | 0 | 1 | 1 | 0.060298 | 0 | 1
6135 | 0.034973 | 0 | 0.94134 | 0 | 0 | 0 | 1 | 1 | 0.034973 | 0 | 1
6136 | 0 | 0 | 0.94134 | 0 | 0 | 0 | 1 | 1 | 0 | 0 | 1
6137 | 0 | 0 | 0.94134 | 0 | 0 | 0 | 1 | 1 | 0 | 0 | 1
6138 | 0 | 0 | 0.94134 | 0 | 0 | 1 | 1 | 1 | 0 | 0 | 1
6139 | 0 | 0 | 0.94134 | 0 | 0 | 1 | 1 | 1 | 0 | 0 | 1
6140 | 0 | 0 | 0.94134 | 0 | 0 | 1 | 1 | 1 | 0 | 0 | 1
6141 | 0 | 0 | 0.94134 | 0 | 0 | 1 | 1 | 1 | 0 | 0 | 1
6142 | 0 | 0 | 0.94134 | 0 | 0 | 0 | 1 | 1 | 0 | 0 | 1
6143 | 0 | 0 | 0.94134 | 0 | 0 | 0 | 1 | 1 | 0 | 0 | 1
6144 | 0 | 0 | 0.94134 | 0 | 0 | 0 | 1 | 1 | 0 | 0 | 1
6145 | 0 | 0 | 0.94134 | 0 | 0 | 0 | 1 | 1 | 0 | 0 | 1
6146 | 0 | 0 | 0.94134 | 0 | 0 | 0 | 1 | 1 | 0 | 0 | 1
6147 | 0 | 0 | 0.94134 | 0 | 0 | 0 | 1 | 1 | 0 | 0 | 1
6148 | 0 | 0 | 0.94134 | 0 | 0 | 0 | 1 | 1 | 0 | 0 | 1
6149 | 0 | 0 | 0.94134 | 0 | 0 | 0 | 1 | 1 | 0 | 0 | 1
6150 | 0 | 0 | 0.94134 | 0 | 0 | 0 | 1 | 1 | 0 | 0 | 1
6151 | 0 | 0 | 0.94134 | 0 | 0 | 0 | 1 | 1 | 0 | 0 | 1
6152 | 0 | 0 | 0.94134 | 0 | 0 | 0 | 1 | 1 | 0 | 0 | 1
6153 | 0 | 0 | 0.94134 | 0 | 0 | 0 | 1 | 1 | 0 | 0 | 1
6154 | 0.017146 | 0.0049854 | 0.94134 | 0 | 0 | 0 | 1 | 1 | 0.017146 | 0.0049854 | 1
6155 | 0.19933 | 0.038343 | 0.94134 | 0 | 0 | 0 | 1 | 1 | 0.19933 | 0.038343 | 1
6156 | 0.22559 | 0.071203 | 0.94134 | 0 | 0 | 0 | 1 | 1 | 0.22559 | 0.071203 | 1
6157 | 0.1647 | 0.062066 | 0.94134 | 0 | 0 | 0 | 1 | 1 | 0.1647 | 0.062066 | 1
6158 | 0.16779 | 0.042864 | 0.94134 | 0 | 0 | 0 | 1 | 1 | 0.16779 | 0.042864 | 1
6159 | 0.10019 | 0.043232 | 0.94134 | 0 | 0 | 0 | 1 | 1 | 0.10019 | 0.043232 | 1
6160 | 0.010938 | 0.048054 | 0.94134 | 0 | 0 | 0 | 1 | 1 | 0.010938 | 0.048054 | 1
6161 | 0 | 0.027931 | 0.94134 | 0 | 0 | 0 | 1 | 1 | 0 | 0.027931 | 1
6162 | 0 | 0.0092193 | 0.94134 | 0 | 0 | 1 | 1 | 1 | 0 | 0.0092193 | 1
6163 | 0 | 0.0051996 | 0.94134 | 0 | 0 | 1 | 1 | 1 | 0 | 0.0051996 | 1
6164 | 0 | 0.016462 | 0.94134 | 0 | 0 | 1 | 1 | 1 | 0 | 0.016462 | 1
6165 | 0 | 0 | 0.94134 | 0 | 0 | 1 | 1 | 1 | 0 | 0 | 1
6166 | 0 | 0 | 0.94134 | 0 | 0 | 0 | 1 | 1 | 0 | 0 | 1
6167 | 0 | 0.007378 | 0.94134 | 0 | 0 | 0 | 1 | 1 | 0 | 0.007378 | 1
6168 | 0 | 0.035467 | 0.94134 | 0 | 0 | 0 | 1 | 1 | 0 | 0.035467 | 1
6169 | 0 | 0 | 0.94134 | 0 | 0 | 0 | 1 | 1 | 0 | 0 | 1
6170 | 0 | 0.0058448 | 0.94134 | 0 | 0 | 0 | 1 | 1 | 0 | 0.0058448 | 1
6171 | 0 | 0.016442 | 0.94134 | 0 | 0 | 0 | 1 | 1 | 0 | 0.016442 | 1
6172 | 0 | 0.021122 | 0.94134 | 0 | 0 | 0 | 1 | 1 | 0 | 0.021122 | 1
6173 | 0 | 0.039729 | 0.94134 | 0 | 0 | 0 | 1 | 1 | 0 | 0.039729 | 1
6174 | 0 | 0.043136 | 0.94134 | 0 | 0 | 0 | 1 | 1 | 0 | 0.043136 | 1
6175 | 0 | 0.041457 | 0.94134 | 0 | 0 | 0 | 1 | 1 | 0 | 0.041457 | 1
6176 | 0 | 0.014776 | 0.94134 | 0 | 0 | 0 | 1 | 1 | 0 | 0.014776 | 1
6177 | 0.012521 | 0.0095538 | 0.94134 | 0 | 0 | 0 | 1 | 1 | 0.012521 | 0.0095538 | 1
6178 | 0.11897 | 0.052178 | 0.94134 | 0 | 0 | 0 | 1 | 1 | 0.11897 | 0.052178 | 1
6179 | 0.26286 | 0.076226 | 0.94134 | 0 | 0 | 0 | 1 | 1 | 0.26286 | 0.076226 | 1
6180 | 0.31088 | 0.087721 | 0.94134 | 0 | 0 | 0 | 1 | 1 | 0.31088 | 0.087721 | 1
6181 | 0.22499 | 0.066663 | 0.94134 | 0 | 0 | 0 | 1 | 1 | 0.22499 | 0.066663 | 1
6182 | 0.20286 | 0.058339 | 0.94134 | 0 | 0 | 0 | 1 | 1 | 0.20286 | 0.058339 | 1
6183 | 0.15535 | 0.064656 | 0.94134 | 0 | 0 | 0 | 1 | 1 | 0.15535 | 0.064656 | 1
6184 | 0.076123 | 0.060146 | 0.94134 | 0 | 0 | 0 | 1 | 1 | 0.076123 | 0.060146 | 1
6185 | 0 | 0.052963 | 0.94134 | 0 | 0 | 0 | 1 | 1 | 0 | 0.052963 | 1
6186 | 0 | 0.040568 | 0.94134 | 0 | 0 | 1 | 1 | 1 | 0 | 0.040568 | 1
6187 | 0 | 0.045139 | 0.94134 | 0 | 0 | 1 | 1 | 1 | 0 | 0.045139 | 1
6188 | 0 | 0.038811 | 0.94134 | 0 | 0 | 1 | 1 | 1 | 0 | 0.038811 | 1
6189 | 0 | 0.010327 | 0.94134 | 0 | 0 | 1 | 1 | 1 | 0 | 0.010327 | 1
6190 | 0 | 0.020491 | 0.94134 | 0 | 0 | 0 | 1 | 1 | 0 | 0.020491 | 1
6191 | 0 | 0.027079 | 0.94134 | 0 | 0 | 0 | 1 | 1 | 0 | 0.027079 | 1
6192 | 0 | 0.052865 | 0.94134 | 0 | 0 | 0 | 1 | 1 | 0 | 0.052865 | 1
6193 | 0 | 0.029143 | 0.94134 | 0 | 0 | 0 | 1 | 1 | 0 | 0.029143 | 1
6194 | 0 | 0.00097593 | 0.94134 | 0 | 0 | 0 | 1 | 1 | 0 | 0.00097593 | 1
6195 | 0 | 0.0082699 | 0.94134 | 0 | 0 | 0 | 1 | 1 | 0 | 0.0082699 | 1
6196 | 0 | 0.026207 | 0.94134 | 0 | 0 | 0 | 1 | 1 | 0 | 0.026207 | 1
6197 | 0 | 0.047078 | 0.94134 | 0 | 0 | 0 | 1 | 1 | 0 | 0.047078 | 1
6198 | 0 | 0.052126 | 0.94134 | 0 | 0 | 0 | 1 | 1 | 0 | 0.052126 | 1
6199 | 0 | 0.053671 | 0.94134 | 0 | 0 | 0 | 1 | 1 | 0 | 0.053671 | 1
6200 | 0 | 0.032213 | 0.94134 | 0 | 0 | 0 | 1 | 1 | 0 | 0.032213 | 1
6201 | 0.042545 | 0.032032 | 0.94134 | 0 | 0 | 0 | 1 | 1 | 0.042545 | 0.032032 | 1
6202 | 0.1296 | 0.074071 | 0.94134 | 0 | 0 | 0 | 1 | 1 | 0.1296 | 0.074071 | 1
6203 | 0.30594 | 0.099177 | 0.94134 | 0 | 0 | 0 | 1 | 1 | 0.30594 | 0.099177 | 1
6204 | 0.33052 | 0.10596 | 0.94134 | 0 | 0 | 0 | 1 | 1 | 0.33052 | 0.10596 | 1
6205 | 0.29644 | 0.095634 | 0.94134 | 0 | 0 | 0 | 1 | 1 | 0.29644 | 0.095634 | 1
6206 | 0.23993 | 0.094472 | 0.94134 | 0 | 0 | 0 | 1 | 1 | 0.23993 | 0.094472 | 1
6207 | 0.24071 | 0.12138 | 0.94134 | 0 | 0 | 0 | 1 | 1 | 0.24071 | 0.12138 | 1
6208 | 0.10407 | 0.11049 | 0.94134 | 0 | 0 | 0 | 1 | 1 | 0.10407 | 0.11049 | 1
6209 | 0.020243 | 0.10164 | 0.94134 | 0 | 0 | 0 | 1 | 1 | 0.020243 | 0.10164 | 1
6210 | 0 | 0.093795 | 0.94134 | 0 | 0 | 1 | 1 | 1 | 0 | 0.093795 | 1
6211 | 0 | 0.07882 | 0.94134 | 0 | 0 | 1 | 1 | 1 | 0 | 0.07882 | 1
6212 | 0 | 0.069561 | 0.94134 | 0 | 0 | 1 | 1 | 1 | 0 | 0.069561 | 1
6213 | 0 | 0.046598 | 0.94134 | 0 | 0 | 1 | 1 | 1 | 0 | 0.046598 | 1
6214 | 0 | 0.047189 | 0.94134 | 0 | 0 | 0 | 1 | 1 | 0 | 0.047189 | 1
6215 | 0 | 0.067887 | 0.94134 | 0 | 0 | 0 | 1 | 1 | 0 | 0.067887 | 1
6216 | 0 | 0.08415 | 0.94134 | 0 | 0 | 0 | 1 | 1 | 0 | 0.08415 | 1
6217 | 0 | 0.034169 | 0.94134 | 0 | 0 | 0 | 1 | 1 | 0 | 0.034169 | 1
6218 | 0 | 0.038778 | 0.94134 | 0 | 0 | 0 | 1 | 1 | 0 | 0.038778 | 1
6219 | 0 | 0.028669 | 0.94134 | 0 | 0 | 0 | 1 | 1 | 0 | 0.028669 | 1
6220 | 0 | 0.031034 | 0.94134 | 0 | 0 | 0 | 1 | 1 | 0 | 0.031034 | 1
6221 | 0 | 0.047006 | 0.94134 | 0 | 0 | 0 | 1 | 1 | 0 | 0.047006 | 1
6222 | 0 | 0.038104 | 0.94134 | 0 | 0 | 0 | 1 | 1 | 0 | 0.038104 | 1
6223 | 0 | 0.051843 | 0.94134 | 0 | 0 | 0 | 1 | 1 | 0 | 0.051843 | 1
6224 | 0 | 0.042625 | 0.94134 | 0 | 0 | 0 | 1 | 1 | 0 | 0.042625 | 1
6225 | 0.12061 | 0.057796 | 0.94134 | 0 | 0 | 0 | 1 | 1 | 0.12061 | 0.057796 | 1
6226 | 0.20682 | 0.075579 | 0.94134 | 0 | 0 | 0 | 1 | 1 | 0.20682 | 0.075579 | 1
6227 | 0.32657 | 0.062988 | 0.94134 | 0 | 0 | 0 | 1 | 1 | 0.32657 | 0.062988 | 1
6228 | 0.36831 | 0.10614 | 0.94134 | 0 | 0 | 0 | 1 | 1 | 0.36831 | 0.10614 | 1
6229 | 0.27635 | 0.11086 | 0.94134 | 0 | 0 | 0 | 1 | 1 | 0.27635 | 0.11086 | 1
6230 | 0.22268 | 0.11634 | 0.94134 | 0 | 0 | 0 | 1 | 1 | 0.22268 | 0.11634 | 1
6231 | 0.16385 | 0.12818 | 0.94134 | 0 | 0 | 0 | 1 | 1 | 0.16385 | 0.12818 | 1
6232 | 0.081577 | 0.10523 | 0.94134 | 0 | 0 | 0 | 1 | 1 | 0.081577 | 0.10523 | 1
6233 | 0.0091601 | 0.10284 | 0.94134 | 0 | 0 | 0 | 1 | 1 | 0.0091601 | 0.10284 | 1
6234 | 0 | 0.088417 | 0.94134 | 0 | 0 | 1 | 1 | 1 | 0 | 0.088417 | 1
6235 | 0 | 0.05126 | 0.94134 | 0 | 0 | 1 | 1 | 1 | 0 | 0.05126 | 1
6236 | 0 | 0.044762 | 0.94134 | 0 | 0 | 1 | 1 | 1 | 0 | 0.044762 | 1
6237 | 0 | 0.039372 | 0.94134 | 0 | 0 | 1 | 1 | 1 | 0 | 0.039372 | 1
6238 | 0 | 0.055262 | 0.94134 | 0 | 0 | 0 | 1 | 1 | 0 | 0.055262 | 1
6239 | 0 | 0.051422 | 0.94134 | 0 | 0 | 0 | 1 | 1 | 0 | 0.051422 | 1
6240 | 0 | 0.045034 | 0.94134 | 0 | 0 | 0 | 1 | 1 | 0 | 0.045034 | 1
6241 | 0 | 0.058718 | 0.94134 | 0 | 0 | 0 | 1 | 1 | 0 | 0.058718 | 1
6242 | 0 | 0 | 0.94134 | 0 | 0 | 0 | 1 | 1 | 0 | 0 | 1
6243 | 0 | 0 | 0.94134 | 0 | 0 | 0 | 1 | 1 | 0 | 0 | 1
6244 | 0 | 0 | 0.94134 | 0 | 0 | 0 | 1 | 1 | 0 | 0 | 1
6245 | 0 | 0 | 0.94134 | 0 | 0 | 0 | 1 | 1 | 0 | 0 | 1
6246 | 0 | 0 | 0.94134 | 0 | 0 | 0 | 1 | 1 | 0 | 0 | 1
6247 | 0 | 0 | 0.94134 | 0 | 0 | 0 | 1 | 1 | 0 | 0 | 1
6248 | 0 | 0.026178 | 0.94134 | 0 | 0 | 0 | 1 | 1 | 0 | 0.026178 | 1
6249 | 0.043469 | 0.037674 | 0.94134 | 0 | 0 | 0 | 1 | 1 | 0.043469 | 0.037674 | 1
6250 | 0.18423 | 0.052221 | 0.94134 | 0 | 0 | 0 | 1 | 1 | 0.18423 | 0.052221 | 1
6251 | 0.31686 | 0.050027 | 0.94134 | 0 | 0 | 0 | 1 | 1 | 0.31686 | 0.050027 | 1
6252 | 0.35634 | 0.09383 | 0.94134 | 0 | 0 | 0 | 1 | 1 | 0.35634 | 0.09383 | 1
6253 | 0.26654 | 0.10446 | 0.94134 | 0 | 0 | 0 | 1 | 1 | 0.26654 | 0.10446 | 1
6254 | 0.20213 | 0.10855 | 0.94134 | 0 | 0 | 0 | 1 | 1 | 0.20213 | 0.10855 | 1
6255 | 0.15545 | 0.10628 | 0.94134 | 0 | 0 | 0 | 1 | 1 | 0.15545 | 0.10628 | 1
6256 | 0.10354 | 0.08839 | 0.94134 | 0 | 0 | 0 | 1 | 1 | 0.10354 | 0.08839 | 1
6257 | 0.0030156 | 0.092089 | 0.94134 | 0 | 0 | 0 | 1 | 1 | 0.0030156 | 0.092089 | 1
6258 | 0 | 0.07192 | 0.94134 | 0 | 0 | 1 | 1 | 1 | 0 | 0.07192 | 1
6259 | 0 | 0.025461 | 0.94134 | 0 | 0 | 1 | 1 | 1 | 0 | 0.025461 | 1
6260 | 0 | 0.021451 | 0.94134 | 0 | 0 | 1 | 1 | 1 | 0 | 0.021451 | 1
6261 | 0 | 0.017989 | 0.94134 | 0 | 0 | 1 | 1 | 1 | 0 | 0.017989 | 1
6262 | 0 | 0.023303 | 0.94134 | 0 | 0 | 0 | 1 | 1 | 0 | 0.023303 | 1
6263 | 0 | 0.030366 | 0.94134 | 0 | 0 | 0 | 1 | 1 | 0 | 0.030366 | 1
6264 | 0 | 0.019778 | 0.94134 | 0 | 0 | 0 | 1 | 1 | 0 | 0.019778 | 1
6265 | 0 | 0.011592 | 0.94134 | 0 | 0 | 0 | 1 | 1 | 0 | 0.011592 | 1
6266 | 0 | 0 | 0.94134 | 0 | 0 | 0 | 1 | 1 | 0 | 0 | 1
6267 | 0 | 0 | 0.94134 | 0 | 0 | 0 | 1 | 1 | 0 | 0 | 1
6268 | 0 | 0 | 0.94134 | 0 | 0 | 0 | 1 | 1 | 0 | 0 | 1
6269 | 0 | 0 | 0.94134 | 0 | 0 | 0 | 1 | 1 | 0 | 0 | 1
6270 | 0 | 0 | 0.94134 | 0 | 0 | 0 | 1 | 1 | 0 | 0 | 1
6271 | 0 | 0 | 0.94134 | 0 | 0 | 0 | 1 | 1 | 0 | 0 | 1
6272 | 0 | 0.015642 | 0.94134 | 0 | 0 | 0 | 1 | 1 | 0 | 0.015642 | 1
6273 | 0.067461 | 0.027967 | 0.94134 | 0 | 0 | 0 | 1 | 1 | 0.067461 | 0.027967 | 1
6274 | 0.22558 | 0.054851 | 0.94134 | 0 | 0 | 0 | 1 | 1 | 0.22558 | 0.054851 | 1
6275 | 0.37248 | 0.051885 | 0.94134 | 0 | 0 | 0 | 1 | 1 | 0.37248 | 0.051885 | 1
6276 | 0.44632 | 0.090602 | 0.94134 | 0 | 0 | 0 | 1 | 1 | 0.44632 | 0.090602 | 1
6277 | 0.34784 | 0.094544 | 0.94134 | 0 | 0 | 0 | 1 | 1 | 0.34784 | 0.094544 | 1
6278 | 0.24151 | 0.09473 | 0.94134 | 0 | 0 | 0 | 1 | 1 | 0.24151 | 0.09473 | 1
6279 | 0.17588 | 0.094184 | 0.94134 | 0 | 0 | 0 | 1 | 1 | 0.17588 | 0.094184 | 1
6280 | 0.14133 | 0.090633 | 0.94134 | 0 | 0 | 0 | 1 | 1 | 0.14133 | 0.090633 | 1
6281 | 0.045952 | 0.086187 | 0.94134 | 0 | 0 | 0 | 1 | 1 | 0.045952 | 0.086187 | 1
6282 | 0 | 0.056237 | 0.94134 | 0 | 0 | 1 | 1 | 1 | 0 | 0.056237 | 1
6283 | 0 | 0.022294 | 0.94134 | 0 | 0 | 1 | 1 | 1 | 0 | 0.022294 | 1
6284 | 0 | 0.024284 | 0.94134 | 0 | 0 | 1 | 1 | 1 | 0 | 0.024284 | 1
6285 | 0 | 0.017628 | 0.94134 | 0 | 0 | 1 | 1 | 1 | 0 | 0.017628 | 1
6286 | 0 | 0.017272 | 0.94134 | 0 | 0 | 0 | 1 | 1 | 0 | 0.017272 | 1
6287 | 0 | 0.018536 | 0.94134 | 0 | 0 | 0 | 1 | 1 | 0 | 0.018536 | 1
6288 | 0 | 0.015956 | 0.94134 | 0 | 0 | 0 | 1 | 1 | 0 | 0.015956 | 1
6289 | 0 | 0 | 0.94134 | 0 | 0 | 0 | 1 | 1 | 0 | 0 | 1
6290 | 0 | 0 | 0.94134 | 0 | 0 | 0 | 1 | 1 | 0 | 0 | 1
6291 | 0 | 0 | 0.94134 | 0 | 0 | 0 | 1 | 1 | 0 | 0 | 1
6292 | 0 | 0 | 0.94134 | 0 | 0 | 0 | 1 | 1 | 0 | 0 | 1
6293 | 0 | 0 | 0.94134 | 0 | 0 | 0 | 1 | 1 | 0 | 0 | 1
6294 | 0 | 0 | 0.94134 | 0 | 0 | 0 | 1 | 1 | 0 | 0 | 1
6295 | 0 | 0 | 0.94134 | 0 | 0 | 0 | 1 | 1 | 0 | 0 | 1
6296 | 0 | 0.018167 | 0.94134 | 0 | 0 | 0 | 1 | 1 | 0 | 0.018167 | 1
6297 | 0.053951 | 0.015441 | 0.94134 | 0 | 0 | 0 | 1 | 1 | 0.053951 | 0.015441 | 1
6298 | 0.20033 | 0.059561 | 0.94134 | 0 | 0 | 0 | 1 | 1 | 0.20033 | 0.059561 | 1
6299 | 0.31561 | 0.088825 | 0.94134 | 0 | 0 | 0 | 1 | 1 | 0.31561 | 0.088825 | 1
6300 | 0.37582 | 0.095149 | 0.94134 | 0 | 0 | 0 | 1 | 1 | 0.37582 | 0.095149 | 1
6301 | 0.34253 | 0.10132 | 0.94134 | 0 | 0 | 0 | 1 | 1 | 0.34253 | 0.10132 | 1
6302 | 0.2276 | 0.093669 | 0.94134 | 0 | 0 | 0 | 1 | 1 | 0.2276 | 0.093669 | 1
6303 | 0.20948 | 0.099409 | 0.94134 | 0 | 0 | 0 | 1 | 1 | 0.20948 | 0.099409 | 1
6304 | 0.14601 | 0.090783 | 0.94134 | 0 | 0 | 0 | 1 | 1 | 0.14601 | 0.090783 | 1
6305 | 0.055333 | 0.076207 | 0.94134 | 0 | 0 | 0 | 1 | 1 | 0.055333 | 0.076207 | 1
6306 | 0 | 0.050582 | 0.94134 | 0 | 0 | 1 | 1 | 1 | 0 | 0.050582 | 1
6307 | 0 | 0.044562 | 0.94134 | 0 | 0 | 1 | 1 | 1 | 0 | 0.044562 | 1
6308 | 0 | 0.047842 | 0.94134 | 0 | 0 | 1 | 1 | 1 | 0 | 0.047842 | 1
6309 | 0 | 0.054105 | 0.94134 | 0 | 0 | 1 | 1 | 1 | 0 | 0.054105 | 1
6310 | 0 | 0.047033 | 0.94134 | 0 | 0 | 0 | 1 | 1 | 0 | 0.047033 | 1
6311 | 0 | 0.049052 | 0.94134 | 0 | 0 | 0 | 1 | 1 | 0 | 0.049052 | 1
6312 | 0 | 0.047142 | 0.94134 | 0 | 0 | 0 | 1 | 1 | 0 | 0.047142 | 1
6313 | 0 | 0.011448 | 0.94134 | 0 | 0 | 0 | 1 | 1 | 0 | 0.011448 | 1
6314 | 0 | 0.0055686 | 0.94134 | 0 | 0 | 0 | 1 | 1 | 0 | 0.0055686 | 1
6315 | 0 | 0.0091002 | 0.94134 | 0 | 0 | 0 | 1 | 1 | 0 | 0.0091002 | 1
6316 | 0 | 0.012557 | 0.94134 | 0 | 0 | 0 | 1 | 1 | 0 | 0.012557 | 1
6317 | 0 | 0.023419 | 0.94134 | 0 | 0 | 0 | 1 | 1 | 0 | 0.023419 | 1
6318 | 0 | 0.038752 | 0.94134 | 0 | 0 | 0 | 1 | 1 | 0 | 0.038752 | 1
6319 | 0 | 0.031069 | 0.94134 | 0 | 0 | 0 | 1 | 1 | 0 | 0.031069 | 1
6320 | 0 | 0.046135 | 0.94134 | 0 | 0 | 0 | 1 | 1 | 0 | 0.046135 | 1
6321 | 0.14617 | 0.060424 | 0.94134 | 0 | 0 | 0 | 1 | 1 | 0.14617 | 0.060424 | 1
6322 | 0.27447 | 0.10063 | 0.94134 | 0 | 0 | 0 | 1 | 1 | 0.27447 | 0.10063 | 1
6323 | 0.38291 | 0.12039 | 0.94134 | 0 | 0 | 0 | 1 | 1 | 0.38291 | 0.12039 | 1
6324 | 0.41742 | 0.12346 | 0.94134 | 0 | 0 | 0 | 1 | 1 | 0.41742 | 0.12346 | 1
6325 | 0.40409 | 0.13666 | 0.94134 | 0 | 0 | 0 | 1 | 1 | 0.40409 | 0.13666 | 1
6326 | 0.31195 | 0.13192 | 0.94134 | 0 | 0 | 0 | 1 | 1 | 0.31195 | 0.13192 | 1
6327 | 0.30157 | 0.13725 | 0.94134 | 0 | 0 | 0 | 1 | 1 | 0.30157 | 0.13725 | 1
6328 | 0.17199 | 0.12585 | 0.94134 | 0 | 0 | 0 | 1 | 1 | 0.17199 | 0.12585 | 1
6329 | 0.084179 | 0.099753 | 0.94134 | 0 | 0 | 0 | 1 | 1 | 0.084179 | 0.099753 | 1
6330 | 0 | 0.06522 | 0.94134 | 0 | 0 | 1 | 1 | 1 | 0 | 0.06522 | 1
6331 | 0 | 0.058768 | 0.94134 | 0 | 0 | 1 | 1 | 1 | 0 | 0.058768 | 1
6332 | 0 | 0.068059 | 0.94134 | 0 | 0 | 1 | 1 | 1 | 0 | 0.068059 | 1
6333 | 0 | 0.0702 | 0.94134 | 0 | 0 | 1 | 1 | 1 | 0 | 0.0702 | 1
6334 | 0 | 0.05961 | 0.94134 | 0 | 0 | 0 | 1 | 1 | 0 | 0.05961 | 1
6335 | 0 | 0.054512 | 0.94134 | 0 | 0 | 0 | 1 | 1 | 0 | 0.054512 | 1
6336 | 0 | 0.05738 | 0.94134 | 0 | 0 | 0 | 1 | 1 | 0 | 0.05738 | 1
6337 | 0 | 0.029199 | 0.94134 | 0 | 0 | 0 | 1 | 1 | 0 | 0.029199 | 1
6338 | 0 | 0.009276 | 0.94134 | 0 | 0 | 0 | 1 | 1 | 0 | 0.009276 | 1
6339 | 0 | 0.012528 | 0.94134 | 0 | 0 | 0 | 1 | 1 | 0 | 0.012528 | 1
6340 | 0 | 0.0078909 | 0.94134 | 0 | 0 | 0 | 1 | 1 | 0 | 0.0078909 | 1
6341 | 0 | 0.027553 | 0.94134 | 0 | 0 | 0 | 1 | 1 | 0 | 0.027553 | 1
6342 | 0 | 0.031262 | 0.94134 | 0 | 0 | 0 | 1 | 1 | 0 | 0.031262 | 1
6343 | 0 | 0.043781 | 0.94134 | 0 | 0 | 0 | 1 | 1 | 0 | 0.043781 | 1
6344 | 0 | 0.057983 | 0.94134 | 0 | 0 | 0 | 1 | 1 | 0 | 0.057983 | 1
6345 | 0.15701 | 0.056504 | 0.94134 | 0 | 0 | 0 | 1 | 1 | 0.15701 | 0.056504 | 1
6346 | 0.30893 | 0.074608 | 0.94134 | 0 | 0 | 0 | 1 | 1 | 0.30893 | 0.074608 | 1
6347 | 0.38261 | 0.097932 | 0.94134 | 0 | 0 | 0 | 1 | 1 | 0.38261 | 0.097932 | 1
6348 | 0.39986 | 0.12132 | 0.94134 | 0 | 0 | 0 | 1 | 1 | 0.39986 | 0.12132 | 1
6349 | 0.40993 | 0.12817 | 0.94134 | 0 | 0 | 0 | 1 | 1 | 0.40993 | 0.12817 | 1
6350 | 0.34459 | 0.11452 | 0.94134 | 0 | 0 | 0 | 1 | 1 | 0.34459 | 0.11452 | 1
6351 | 0.24842 | 0.11116 | 0.94134 | 0 | 0 | 0 | 1 | 1 | 0.24842 | 0.11116 | 1
6352 | 0.1315 | 0.099664 | 0.94134 | 0 | 0 | 0 | 1 | 1 | 0.1315 | 0.099664 | 1
6353 | 0.041193 | 0.080908 | 0.94134 | 0 | 0 | 0 | 1 | 1 | 0.041193 | 0.080908 | 1
6354 | 0 | 0.052263 | 0.94134 | 0 | 0 | 1 | 1 | 1 | 0 | 0.052263 | 1
6355 | 0 | 0.036572 | 0.94134 | 0 | 0 | 1 | 1 | 1 | 0 | 0.036572 | 1
6356 | 0 | 0.043314 | 0.94134 | 0 | 0 | 1 | 1 | 1 | 0 | 0.043314 | 1
6357 | 0 | 0.044495 | 0.94134 | 0 | 0 | 1 | 1 | 1 | 0 | 0.044495 | 1
6358 | 0 | 0.036212 | 0.94134 | 0 | 0 | 0 | 1 | 1 | 0 | 0.036212 | 1
6359 | 0 | 0.027367 | 0.94134 | 0 | 0 | 0 | 1 | 1 | 0 | 0.027367 | 1
6360 | 0 | 0.027258 | 0.94134 | 0 | 0 | 0 | 1 | 1 | 0 | 0.027258 | 1
6361 | 0 | 0.039373 | 0.94134 | 0 | 0 | 0 | 1 | 1 | 0 | 0.039373 | 1
6362 | 0 | 0.0096793 | 0.94134 | 0 | 0 | 0 | 1 | 1 | 0 | 0.0096793 | 1
6363 | 0 | 0.012695 | 0.94134 | 0 | 0 | 0 | 1 | 1 | 0 | 0.012695 | 1
6364 | 0 | 0.0038935 | 0.94134 | 0 | 0 | 0 | 1 | 1 | 0 | 0.0038935 | 1
6365 | 0 | 0.020574 | 0.94134 | 0 | 0 | 0 | 1 | 1 | 0 | 0.020574 | 1
6366 | 0 | 0.013302 | 0.94134 | 0 | 0 | 0 | 1 | 1 | 0 | 0.013302 | 1
6367 | 0 | 0.026171 | 0.94134 | 0 | 0 | 0 | 1 | 1 | 0 | 0.026171 | 1
6368 | 0.01534 | 0.036384 | 0.94134 | 0 | 0 | 0 | 1 | 1 | 0.01534 | 0.036384 | 1
6369 | 0.21583 | 0.046152 | 0.94134 | 0 | 0 | 0 | 1 | 1 | 0.21583 | 0.046152 | 1
6370 | 0.40617 | 0.052862 | 0.94134 | 0 | 0 | 0 | 1 | 1 | 0.40617 | 0.052862 | 1
6371 | 0.42536 | 0.070379 | 0.94134 | 0 | 0 | 0 | 1 | 1 | 0.42536 | 0.070379 | 1
6372 | 0.42527 | 0.085869 | 0.94134 | 0 | 0 | 0 | 1 | 1 | 0.42527 | 0.085869 | 1
6373 | 0.46736 | 0.082553 | 0.94134 | 0 | 0 | 0 | 1 | 1 | 0.46736 | 0.082553 | 1
6374 | 0.38382 | 0.078298 | 0.94134 | 0 | 0 | 0 | 1 | 1 | 0.38382 | 0.078298 | 1
6375 | 0.30198 | 0.068027 | 0.94134 | 0 | 0 | 0 | 1 | 1 | 0.30198 | 0.068027 | 1
6376 | 0.19666 | 0.054979 | 0.94134 | 0 | 0 | 0 | 1 | 1 | 0.19666 | 0.054979 | 1
6377 | 0.066319 | 0.046775 | 0.94134 | 0 | 0 | 0 | 1 | 1 | 0.066319 | 0.046775 | 1
6378 | 0 | 0.035083 | 0.94134 | 0 | 0 | 1 | 1 | 1 | 0 | 0.035083 | 1
6379 | 0 | 0.0063254 | 0.94134 | 0 | 0 | 1 | 1 | 1 | 0 | 0.0063254 | 1
6380 | 0 | 0.011356 | 0.94134 | 0 | 0 | 1 | 1 | 1 | 0 | 0.011356 | 1
6381 | 0 | 0 | 0.94134 | 0 | 0 | 1 | 1 | 1 | 0 | 0 | 1
6382 | 0 | 0 | 0.94134 | 0 | 0 | 0 | 1 | 1 | 0 | 0 | 1
6383 | 0 | 0 | 0.94134 | 0 | 0 | 0 | 1 | 1 | 0 | 0 | 1
6384 | 0 | 0 | 0.94134 | 0 | 0 | 0 | 1 | 1 | 0 | 0 | 1
6385 | 0 | 0.021592 | 0.94134 | 0 | 0 | 0 | 1 | 1 | 0 | 0.021592 | 1
6386 | 0 | 0 | 0.94134 | 0 | 0 | 0 | 1 | 1 | 0 | 0 | 1
6387 | 0 | 0 | 0.94134 | 0 | 0 | 0 | 1 | 1 | 0 | 0 | 1
6388 | 0 | 0 | 0.94134 | 0 | 0 | 0 | 1 | 1 | 0 | 0 | 1
6389 | 0 | 0 | 0.94134 | 0 | 0 | 0 | 1 | 1 | 0 | 0 | 1
6390 | 0 | 0 | 0.94134 | 0 | 0 | 0 | 1 | 1 | 0 | 0 | 1
6391 | 0 | 0 | 0.94134 | 0 | 0 | 0 | 1 | 1 | 0 | 0 | 1
6392 | 0 | 0 | 0.94134 | 0 | 0 | 0 | 1 | 1 | 0 | 0 | 1
6393 | 0.098906 | 0 | 0.94134 | 0 | 0 | 0 | 1 | 1 | 0.098906 | 0 | 1
6394 | 0.16184 | 0.025527 | 0.94134 | 0 | 0 | 0 | 1 | 1 | 0.16184 | 0.025527 | 1
6395 | 0.19064 | 0.041873 | 0.94134 | 0 | 0 | 0 | 1 | 1 | 0.19064 | 0.041873 | 1
6396 | 0.26406 | 0.049018 | 0.94134 | 0 | 0 | 0 | 1 | 1 | 0.26406 | 0.049018 | 1
6397 | 0.2965 | 0.040973 | 0.94134 | 0 | 0 | 0 | 1 | 1 | 0.2965 | 0.040973 | 1
6398 | 0.22554 | 0.048504 | 0.94134 | 0 | 0 | 0 | 1 | 1 | 0.22554 | 0.048504 | 1
6399 | 0.1673 | 0.040633 | 0.94134 | 0 | 0 | 0 | 1 | 1 | 0.1673 | 0.040633 | 1
6400 | 0.11602 | 0.0282 | 0.94134 | 0 | 0 | 0 | 1 | 1 | 0.11602 | 0.0282 | 1
6401 | 0.016503 | 0.016508 | 0.94134 | 0 | 0 | 0 | 1 | 1 | 0.016503 | 0.016508 | 1
6402 | 0 | 0 | 0.94134 | 0 | 0 | 1 | 1 | 1 | 0 | 0 | 1
6403 | 0 | 0 | 0.94134 | 0 | 0 | 1 | 1 | 1 | 0 | 0 | 1
6404 | 0 | 0 | 0.94134 | 0 | 0 | 1 | 1 | 1 | 0 | 0 | 1
6405 | 0 | 0 | 0.94134 | 0 | 0 | 1 | 1 | 1 | 0 | 0 | 1
6406 | 0 | 0 | 0.94134 | 0 | 0 | 0 | 1 | 1 | 0 | 0 | 1
6407 | 0 | 0 | 0.94134 | 0 | 0 | 0 | 1 | 1 | 0 | 0 | 1
6408 | 0 | 0 | 0.94134 | 0 | 0 | 0 | 1 | 1 | 0 | 0 | 1
6409 | 0 | 0.0032237 | 0.94134 | 0 | 0 | 0 | 1 | 1 | 0 | 0.0032237 | 1
6410 | 0 | 0 | 0.94134 | 0 | 0 | 0 | 1 | 1 | 0 | 0 | 1
6411 | 0 | 0 | 0.94134 | 0 | 0 | 0 | 1 | 1 | 0 | 0 | 1
6412 | 0 | 0 | 0.94134 | 0 | 0 | 0 | 1 | 1 | 0 | 0 | 1
6413 | 0 | 0 | 0.94134 | 0 | 0 | 0 | 1 | 1 | 0 | 0 | 1
6414 | 0 | 0 | 0.94134 | 0 | 0 | 0 | 1 | 1 | 0 | 0 | 1
6415 | 0 | 0 | 0.94134 | 0 | 0 | 0 | 1 | 1 | 0 | 0 | 1
6416 | 0 | 0 | 0.94134 | 0 | 0 | 0 | 1 | 1 | 0 | 0 | 1
6417 | 0.022299 | 0 | 0.94134 | 0 | 0 | 0 | 1 | 1 | 0.022299 | 0 | 1
6418 | 0.075357 | 0 | 0.94134 | 0 | 0 | 0 | 1 | 1 | 0.075357 | 0 | 1
6419 | 0.12479 | 0.0062432 | 0.94134 | 0 | 0 | 0 | 1 | 1 | 0.12479 | 0.0062432 | 1
6420 | 0.18907 | 0.017309 | 0.94134 | 0 | 0 | 0 | 1 | 1 | 0.18907 | 0.017309 | 1
6421 | 0.18994 | 0.019688 | 0.94134 | 0 | 0 | 0 | 1 | 1 | 0.18994 | 0.019688 | 1
6422 | 0.1393 | 0.018586 | 0.94134 | 0 | 0 | 0 | 1 | 1 | 0.1393 | 0.018586 | 1
6423 | 0.12967 | 0.0072168 | 0.94134 | 0 | 0 | 0 | 1 | 1 | 0.12967 | 0.0072168 | 1
6424 | 0.10233 | 0 | 0.94134 | 0 | 0 | 0 | 1 | 1 | 0.10233 | 0 | 1
6425 | 0.018806 | 0 | 0.94134 | 0 | 0 | 0 | 1 | 1 | 0.018806 | 0 | 1
6426 | 0 | 0 | 0.94134 | 0 | 0 | 1 | 1 | 1 | 0 | 0 | 1
6427 | 0 | 0 | 0.94134 | 0 | 0 | 1 | 1 | 1 | 0 | 0 | 1
6428 | 0 | 0 | 0.94134 | 0 | 0 | 1 | 1 | 1 | 0 | 0 | 1
6429 | 0 | 0 | 0.94134 | 0 | 0 | 1 | 1 | 1 | 0 | 0 | 1
6430 | 0 | 0 | 0.94134 | 0 | 0 | 0 | 1 | 1 | 0 | 0 | 1
6431 | 0 | 0 | 0.94134 | 0 | 0 | 0 | 1 | 1 | 0 | 0 | 1
6432 | 0 | 0 | 0.94134 | 0 | 0 | 0 | 1 | 1 | 0 | 0 | 1
6433 | 0 | 0 | 0.94134 | 0 | 0 | 0 | 1 | 1 | 0 | 0 | 1
6434 | 0 | 0 | 0.94134 | 0 | 0 | 0 | 1 | 1 | 0 | 0 | 1
6435 | 0 | 0 | 0.94134 | 0 | 0 | 0 | 1 | 1 | 0 | 0 | 1
6436 | 0 | 0 | 0.94134 | 0 | 0 | 0 | 1 | 1 | 0 | 0 | 1
6437 | 0 | 0 | 0.94134 | 0 | 0 | 0 | 1 | 1 | 0 | 0 | 1
6438 | 0 | 0 | 0.94134 | 0 | 0 | 0 | 1 | 1 | 0 | 0 | 1
6439 | 0 | 0 | 0.94134 | 0 | 0 | 0 | 1 | 1 | 0 | 0 | 1
6440 | 0 | 0 | 0.94134 | 0 | 0 | 0 | 1 | 1 | 0 | 0 | 1
6441 | 0 | 0 | 0.94134 | 0 | 0 | 0 | 1 | 1 | 0 | 0 | 1
6442 | 0.0069314 | 0 | 0.94134 | 0 | 0 | 0 | 1 | 1 | 0.0069314 | 0 | 1
6443 | 0.034343 | 0 | 0.94134 | 0 | 0 | 0 | 1 | 1 | 0.034343 | 0 | 1
6444 | 0.044704 | 0.016178 | 0.94134 | 0 | 0 | 0 | 1 | 1 | 0.044704 | 0.016178 | 1
6445 | 0.061924 | 0.014378 | 0.94134 | 0 | 0 | 0 | 1 | 1 | 0.061924 | 0.014378 | 1
6446 | 0.053701 | 0.018212 | 0.94134 | 0 | 0 | 0 | 1 | 1 | 0.053701 | 0.018212 | 1
6447 | 0.028837 | 0.0055991 | 0.94134 | 0 | 0 | 0 | 1 | 1 | 0.028837 | 0.0055991 | 1
6448 | 0.0058463 | 0 | 0.94134 | 0 | 0 | 0 | 1 | 1 | 0.0058463 | 0 | 1
6449 | 0 | 0 | 0.94134 | 0 | 0 | 0 | 1 | 1 | 0 | 0 | 1
6450 | 0 | 0 | 0.94134 | 0 | 0 | 1 | 1 | 1 | 0 | 0 | 1
6451 | 0 | 0 | 0.94134 | 0 | 0 | 1 | 1 | 1 | 0 | 0 | 1
6452 | 0 | 0 | 0.94134 | 0 | 0 | 1 | 1 | 1 | 0 | 0 | 1
6453 | 0 | 0 | 0.94134 | 0 | 0 | 1 | 1 | 1 | 0 | 0 | 1
6454 | 0 | 0 | 0.94134 | 0 | 0 | 0 | 1 | 1 | 0 | 0 | 1
6455 | 0 | 0.0012456 | 0.94134 | 0 | 0 | 0 | 1 | 1 | 0 | 0.0012456 | 1
6456 | 0 | 0 | 0.94134 | 0 | 0 | 0 | 1 | 1 | 0 | 0 | 1
6457 | 0 | 0 | 0.94134 | 0 | 0 | 0 | 1 | 1 | 0 | 0 | 1
6458 | 0 | 0 | 0.94134 | 0 | 0 | 0 | 1 | 1 | 0 | 0 | 1
6459 | 0 | 0 | 0.94134 | 0 | 0 | 0 | 1 | 1 | 0 | 0 | 1
6460 | 0 | 0 | 0.94134 | 0 | 0 | 0 | 1 | 1 | 0 | 0 | 1
6461 | 0 | 0 | 0.94134 | 0 | 0 | 0 | 1 | 1 | 0 | 0 | 1
6462 | 0 | 0 | 0.94134 | 0 | 0 | 0 | 1 | 1 | 0 | 0 | 1
6463 | 0 | 0 | 0.94134 | 0 | 0 | 0 | 1 | 1 | 0 | 0 | 1
6464 | 0 | 0 | 0.94134 | 0 | 0 | 0 | 1 | 1 | 0 | 0 | 1
6465 | 0 | 0 | 0.94134 | 0 | 0 | 0 | 1 | 1 | 0 | 0 | 1
6466 | 0.072015 | 0 | 0.94134 | 0 | 0 | 0 | 1 | 1 | 0.072015 | 0 | 1
6467 | 0.12313 | 0 | 0.94134 | 0 | 0 | 0 | 1 | 1 | 0.12313 | 0 | 1
6468 | 0.10693 | 0.0081031 | 0.94134 | 0 | 0 | 0 | 1 | 1 | 0.10693 | 0.0081031 | 1
6469 | 0.11263 | 0.021268 | 0.94134 | 0 | 0 | 0 | 1 | 1 | 0.11263 | 0.021268 | 1
6470 | 0.1091 | 0.023082 | 0.94134 | 0 | 0 | 0 | 1 | 1 | 0.1091 | 0.023082 | 1
6471 | 0.044281 | 0.021523 | 0.94134 | 0 | 0 | 0 | 1 | 1 | 0.044281 | 0.021523 | 1
6472 | 0.020499 | 0 | 0.94134 | 0 | 0 | 0 | 1 | 1 | 0.020499 | 0 | 1
6473 | 0 | 0 | 0.94134 | 0 | 0 | 0 | 1 | 1 | 0 | 0 | 1
6474 | 0 | 0 | 0.94134 | 0 | 0 | 1 | 1 | 1 | 0 | 0 | 1
6475 | 0 | 0 | 0.94134 | 0 | 0 | 1 | 1 | 1 | 0 | 0 | 1
6476 | 0 | 0 | 0.94134 | 0 | 0 | 1 | 1 | 1 | 0 | 0 | 1
6477 | 0 | 0 | 0.94134 | 0 | 0 | 1 | 1 | 1 | 0 | 0 | 1
6478 | 0 | 0 | 0.94134 | 0 | 0 | 0 | 1 | 1 | 0 | 0 | 1
6479 | 0 | 0.040388 | 0.94134 | 0 | 0 | 0 | 1 | 1 | 0 | 0.040388 | 1
6480 | 0 | 0.0011018 | 0.94134 | 0 | 0 | 0 | 1 | 1 | 0 | 0.0011018 | 1
6481 | 0 | 0.000176 | 0.94134 | 0 | 0 | 0 | 1 | 1 | 0 | 0.000176 | 1
6482 | 0 | 0.0099631 | 0.94134 | 0 | 0 | 0 | 1 | 1 | 0 | 0.0099631 | 1
6483 | 0 | 0 | 0.94134 | 0 | 0 | 0 | 1 | 1 | 0 | 0 | 1
6484 | 0 | 0 | 0.94134 | 0 | 0 | 0 | 1 | 1 | 0 | 0 | 1
6485 | 0 | 0 | 0.94134 | 0 | 0 | 0 | 1 | 1 | 0 | 0 | 1
6486 | 0 | 0 | 0.94134 | 0 | 0 | 0 | 1 | 1 | 0 | 0 | 1
6487 | 0 | 0 | 0.94134 | 0 | 0 | 0 | 1 | 1 | 0 | 0 | 1
6488 | 0 | 0 | 0.94134 | 0 | 0 | 0 | 1 | 1 | 0 | 0 | 1
6489 | 0 | 0 | 0.94134 | 0 | 0 | 0 | 1 | 1 | 0 | 0 | 1
6490 | 0.046289 | 0 | 0.94134 | 0 | 0 | 0 | 1 | 1 | 0.046289 | 0 | 1
6491 | 0.084573 | 0 | 0.94134 | 0 | 0 | 0 | 1 | 1 | 0.084573 | 0 | 1
6492 | 0.053973 | 0.0014799 | 0.94134 | 0 | 0 | 0 | 1 | 1 | 0.053973 | 0.0014799 | 1
6493 | 0.053168 | 0.020712 | 0.94134 | 0 | 0 | 0 | 1 | 1 | 0.053168 | 0.020712 | 1
6494 | 0.058572 | 0.030912 | 0.94134 | 0 | 0 | 0 | 1 | 1 | 0.058572 | 0.030912 | 1
6495 | 0.023448 | 0.040834 | 0.94134 | 0 | 0 | 0 | 1 | 1 | 0.023448 | 0.040834 | 1
6496 | 0 | 0.010141 | 0.94134 | 0 | 0 | 0 | 1 | 1 | 0 | 0.010141 | 1
6497 | 0 | 0 | 0.94134 | 0 | 0 | 0 | 1 | 1 | 0 | 0 | 1
6498 | 0 | 0 | 0.94134 | 0 | 0 | 1 | 1 | 1 | 0 | 0 | 1
6499 | 0 | 0 | 0.94134 | 0 | 0 | 1 | 1 | 1 | 0 | 0 | 1
6500 | 0 | 0 | 0.94134 | 0 | 0 | 1 | 1 | 1 | 0 | 0 | 1
6501 | 0 | 0 | 0.94134 | 0 | 0 | 1 | 1 | 1 | 0 | 0 | 1
6502 | 0 | 0 | 0.94134 | 0 | 0 | 0 | 1 | 1 | 0 | 0 | 1
6503 | 0 | 0.032296 | 0.94134 | 0 | 0 | 0 | 1 | 1 | 0 | 0.032296 | 1
6504 | 0 | 0 | 0.94134 | 0 | 0 | 0 | 1 | 1 | 0 | 0 | 1
6505 | 0 | 0.013131 | 0.94134 | 0 | 0 | 0 | 1 | 1 | 0 | 0.013131 | 1
6506 | 0 | 0 | 0.94134 | 0 | 0 | 0 | 1 | 1 | 0 | 0 | 1
6507 | 0 | 0 | 0.94134 | 0 | 0 | 0 | 1 | 1 | 0 | 0 | 1
6508 | 0 | 0 | 0.94134 | 0 | 0 | 0 | 1 | 1 | 0 | 0 | 1
6509 | 0 | 0 | 0.94134 | 0 | 0 | 0 | 1 | 1 | 0 | 0 | 1
6510 | 0 | 0 | 0.94134 | 0 | 0 | 0 | 1 | 1 | 0 | 0 | 1
6511 | 0 | 0 | 0.94134 | 0 | 0 | 0 | 1 | 1 | 0 | 0 | 1
6512 | 0 | 0 | 0.94134 | 0 | 0 | 0 | 1 | 1 | 0 | 0 | 1
6513 | 0.024826 | 0 | 0.94134 | 0 | 0 | 0 | 1 | 1 | 0.024826 | 0 | 1
6514 | 0.12509 | 0 | 0.94134 | 0 | 0 | 0 | 1 | 1 | 0.12509 | 0 | 1
6515 | 0.25667 | 0 | 0.94134 | 0 | 0 | 0 | 1 | 1 | 0.25667 | 0 | 1
6516 | 0.21517 | 0 | 0.94134 | 0 | 0 | 0 | 1 | 1 | 0.21517 | 0 | 1
6517 | 0.15984 | 0.0068131 | 0.94134 | 0 | 0 | 0 | 1 | 1 | 0.15984 | 0.0068131 | 1
6518 | 0.15617 | 0.014982 | 0.94134 | 0 | 0 | 0 | 1 | 1 | 0.15617 | 0.014982 | 1
6519 | 0.13366 | 0.03181 | 0.94134 | 0 | 0 | 0 | 1 | 1 | 0.13366 | 0.03181 | 1
6520 | 0.025015 | 0.0042288 | 0.94134 | 0 | 0 | 0 | 1 | 1 | 0.025015 | 0.0042288 | 1
6521 | 0 | 0 | 0.94134 | 0 | 0 | 0 | 1 | 1 | 0 | 0 | 1
6522 | 0 | 0 | 0.94134 | 0 | 0 | 1 | 1 | 1 | 0 | 0 | 1
6523 | 0 | 0 | 0.94134 | 0 | 0 | 1 | 1 | 1 | 0 | 0 | 1
6524 | 0 | 0.0014477 | 0.94134 | 0 | 0 | 1 | 1 | 1 | 0 | 0.0014477 | 1
6525 | 0 | 0 | 0.94134 | 0 | 0 | 1 | 1 | 1 | 0 | 0 | 1
6526 | 0 | 0 | 0.94134 | 0 | 0 | 0 | 1 | 1 | 0 | 0 | 1
6527 | 0 | 0 | 0.94134 | 0 | 0 | 0 | 1 | 1 | 0 | 0 | 1
6528 | 0 | 0 | 0.94134 | 0 | 0 | 0 | 1 | 1 | 0 | 0 | 1
6529 | 0 | 0 | 0.94134 | 0 | 0 | 0 | 1 | 1 | 0 | 0 | 1
6530 | 0 | 0 | 0.94134 | 0 | 0 | 0 | 1 | 1 | 0 | 0 | 1
6531 | 0 | 0 | 0.94134 | 0 | 0 | 0 | 1 | 1 | 0 | 0 | 1
6532 | 0 | 0 | 0.94134 | 0 | 0 | 0 | 1 | 1 | 0 | 0 | 1
6533 | 0 | 0 | 0.94134 | 0 | 0 | 0 | 1 | 1 | 0 | 0 | 1
6534 | 0 | 0 | 0.94134 | 0 | 0 | 0 | 1 | 1 | 0 | 0 | 1
6535 | 0 | 0 | 0.94134 | 0 | 0 | 0 | 1 | 1 | 0 | 0 | 1
6536 | 0 | 0 | 0.94134 | 0 | 0 | 0 | 1 | 1 | 0 | 0 | 1
6537 | 0.098961 | 0 | 0.94134 | 0 | 0 | 0 | 1 | 1 | 0.098961 | 0 | 1
6538 | 0.19685 | 0 | 0.94134 | 0 | 0 | 0 | 1 | 1 | 0.19685 | 0 | 1
6539 | 0.30897 | 0 | 0.94134 | 0 | 0 | 0 | 1 | 1 | 0.30897 | 0 | 1
6540 | 0.24887 | 0 | 0.94134 | 0 | 0 | 0 | 1 | 1 | 0.24887 | 0 | 1
6541 | 0.19222 | 0 | 0.94134 | 0 | 0 | 0 | 1 | 1 | 0.19222 | 0 | 1
6542 | 0.20251 | 0 | 0.94134 | 0 | 0 | 0 | 1 | 1 | 0.20251 | 0 | 1
6543 | 0.1458 | 0 | 0.94134 | 0 | 0 | 0 | 1 | 1 | 0.1458 | 0 | 1
6544 | 0.014356 | 0 | 0.94134 | 0 | 0 | 0 | 1 | 1 | 0.014356 | 0 | 1
6545 | 0 | 0 | 0.94134 | 0 | 0 | 0 | 1 | 1 | 0 | 0 | 1
6546 | 0 | 0 | 0.94134 | 0 | 0 | 1 | 1 | 1 | 0 | 0 | 1
6547 | 0 | 0 | 0.94134 | 0 | 0 | 1 | 1 | 1 | 0 | 0 | 1
6548 | 0 | 0 | 0.94134 | 0 | 0 | 1 | 1 | 1 | 0 | 0 | 1
6549 | 0 | 0 | 0.94134 | 0 | 0 | 1 | 1 | 1 | 0 | 0 | 1
6550 | 0 | 0 | 0.94134 | 0 | 0 | 0 | 1 | 1 | 0 | 0 | 1
6551 | 0 | 0 | 0.94134 | 0 | 0 | 0 | 1 | 1 | 0 | 0 | 1
6552 | 0 | 0 | 0.94134 | 0 | 0 | 0 | 1 | 1 | 0 | 0 | 1
6553 | 0 | 0 | 1 | 0 | 0 | 0 | 1 | 1 | 0 | 0 | 1
6554 | 0 | 0 | 1 | 0 | 0 | 0 | 1 | 1 | 0 | 0 | 1
6555 | 0 | 0 | 1 | 0 | 0 | 0 | 1 | 1 | 0 | 0 | 1
6556 | 0 | 0 | 1 | 0 | 0 | 0 | 1 | 1 | 0 | 0 | 1
6557 | 0 | 0 | 1 | 0 | 0 | 0 | 1 | 1 | 0 | 0 | 1
6558 | 0 | 0 | 1 | 0 | 0 | 0 | 1 | 1 | 0 | 0 | 1
6559 | 0 | 0 | 1 | 0 | 0 | 0 | 1 | 1 | 0 | 0 | 1
6560 | 0.014253 | 0 | 1 | 0 | 0 | 0 | 1 | 1 | 0.014253 | 0 | 1
6561 | 0.12777 | 0 | 1 | 0 | 0 | 0 | 1 | 1 | 0.12777 | 0 | 1
6562 | 0.32183 | 0 | 1 | 0 | 0 | 0 | 1 | 1 | 0.32183 | 0 | 1
6563 | 0.50283 | 0 | 1 | 0 | 0 | 0 | 1 | 1 | 0.50283 | 0 | 1
6564 | 0.41338 | 0 | 1 | 0 | 0 | 0 | 1 | 1 | 0.41338 | 0 | 1
6565 | 0.39553 | 0 | 1 | 0 | 0 | 0 | 1 | 1 | 0.39553 | 0 | 1
6566 | 0.28498 | 0 | 1 | 0 | 0 | 0 | 1 | 1 | 0.28498 | 0 | 1
6567 | 0.18432 | 0 | 1 | 0 | 0 | 0 | 1 | 1 | 0.18432 | 0 | 1
6568 | 0.065418 | 0 | 1 | 0 | 0 | 0 | 1 | 1 | 0.065418 | 0 | 1
6569 | 0 | 0 | 1 | 0 | 0 | 0 | 1 | 1 | 0 | 0 | 1
6570 | 0 | 0 | 1 | 0 | 0 | 1 | 1 | 1 | 0 | 0 | 1
6571 | 0 | 0 | 1 | 0 | 0 | 1 | 1 | 1 | 0 | 0 | 1
6572 | 0 | 0 | 1 | 0 | 0 | 1 | 1 | 1 | 0 | 0 | 1
6573 | 0 | 0 | 1 | 0 | 0 | 1 | 1 | 1 | 0 | 0 | 1
6574 | 0 | 0 | 1 | 0 | 0 | 0 | 1 | 1 | 0 | 0 | 1
6575 | 0 | 0 | 1 | 0 | 0 | 0 | 1 | 1 | 0 | 0 | 1
6576 | 0 | 0 | 1 | 0 | 0 | 0 | 1 | 1 | 0 | 0 | 1
6577 | 0 | 0 | 1 | 0 | 0 | 0 | 1 | 1 | 0 | 0 | 1
6578 | 0 | 0 | 1 | 0 | 0 | 0 | 1 | 1 | 0 | 0 | 1
6579 | 0 | 0 | 1 | 0 | 0 | 0 | 1 | 1 | 0 | 0 | 1
6580 | 0 | 0 | 1 | 0 | 0 | 0 | 1 | 1 | 0 | 0 | 1
6581 | 0 | 0 | 1 | 0 | 0 | 0 | 1 | 1 | 0 | 0 | 1
6582 | 0 | 0 | 1 | 0 | 0 | 0 | 1 | 1 | 0 | 0 | 1
6583 | 0 | 0 | 1 | 0 | 0 | 0 | 1 | 1 | 0 | 0 | 1
6584 | 0 | 0 | 1 | 0 | 0 | 0 | 1 | 1 | 0 | 0 | 1
6585 | 0.096732 | 0 | 1 | 0 | 0 | 0 | 1 | 1 | 0.096732 | 0 | 1
6586 | 0.29929 | 0 | 1 | 0 | 0 | 0 | 1 | 1 | 0.29929 | 0 | 1
6587 | 0.42321 | 0 | 1 | 0 | 0 | 0 | 1 | 1 | 0.42321 | 0 | 1
6588 | 0.35009 | 0.024563 | 1 | 0 | 0 | 0 | 1 | 1 | 0.35009 | 0.024563 | 1
6589 | 0.36985 | 0.023123 | 1 | 0 | 0 | 0 | 1 | 1 | 0.36985 | 0.023123 | 1
6590 | 0.21665 | 0.048495 | 1 | 0 | 0 | 0 | 1 | 1 | 0.21665 | 0.048495 | 1
6591 | 0.12736 | 0.049339 | 1 | 0 | 0 | 0 | 1 | 1 | 0.12736 | 0.049339 | 1
6592 | 0.07131 | 0.038374 | 1 | 0 | 0 | 0 | 1 | 1 | 0.07131 | 0.038374 | 1
6593 | 0.026397 | 0.045324 | 1 | 0 | 0 | 0 | 1 | 1 | 0.026397 | 0.045324 | 1
6594 | 0 | 0.045195 | 1 | 0 | 0 | 1 | 1 | 1 | 0 | 0.045195 | 1
6595 | 0 | 0.024122 | 1 | 0 | 0 | 1 | 1 | 1 | 0 | 0.024122 | 1
6596 | 0 | 0.018192 | 1 | 0 | 0 | 1 | 1 | 1 | 0 | 0.018192 | 1
6597 | 0 | 0.034938 | 1 | 0 | 0 | 1 | 1 | 1 | 0 | 0.034938 | 1
6598 | 0 | 0.028692 | 1 | 0 | 0 | 0 | 1 | 1 | 0 | 0.028692 | 1
6599 | 0 | 0.0088497 | 1 | 0 | 0 | 0 | 1 | 1 | 0 | 0.0088497 | 1
6600 | 0 | 0 | 1 | 0 | 0 | 0 | 1 | 1 | 0 | 0 | 1
6601 | 0 | 0 | 1 | 0 | 0 | 0 | 1 | 1 | 0 | 0 | 1
6602 | 0 | 0 | 1 | 0 | 0 | 0 | 1 | 1 | 0 | 0 | 1
6603 | 0 | 0 | 1 | 0 | 0 | 0 | 1 | 1 | 0 | 0 | 1
6604 | 0 | 0 | 1 | 0 | 0 | 0 | 1 | 1 | 0 | 0 | 1
6605 | 0 | 0 | 1 | 0 | 0 | 0 | 1 | 1 | 0 | 0 | 1
6606 | 0 | 0 | 1 | 0 | 0 | 0 | 1 | 1 | 0 | 0 | 1
6607 | 0 | 0 | 1 | 0 | 0 | 0 | 1 | 1 | 0 | 0 | 1
6608 | 0.0088604 | 0 | 1 | 0 | 0 | 0 | 1 | 1 | 0.0088604 | 0 | 1
6609 | 0.11011 | 0.0068009 | 1 | 0 | 0 | 0 | 1 | 1 | 0.11011 | 0.0068009 | 1
6610 | 0.32322 | 0.014679 | 1 | 0 | 0 | 0 | 1 | 1 | 0.32322 | 0.014679 | 1
6611 | 0.41598 | 0.029264 | 1 | 0 | 0 | 0 | 1 | 1 | 0.41598 | 0.029264 | 1
6612 | 0.30705 | 0.057546 | 1 | 0 | 0 | 0 | 1 | 1 | 0.30705 | 0.057546 | 1
6613 | 0.35845 | 0.053245 | 1 | 0 | 0 | 0 | 1 | 1 | 0.35845 | 0.053245 | 1
6614 | 0.17457 | 0.066309 | 1 | 0 | 0 | 0 | 1 | 1 | 0.17457 | 0.066309 | 1
6615 | 0.15601 | 0.071483 | 1 | 0 | 0 | 0 | 1 | 1 | 0.15601 | 0.071483 | 1
6616 | 0.078561 | 0.066126 | 1 | 0 | 0 | 0 | 1 | 1 | 0.078561 | 0.066126 | 1
6617 | 0.031866 | 0.077483 | 1 | 0 | 0 | 0 | 1 | 1 | 0.031866 | 0.077483 | 1
6618 | 0 | 0.071837 | 1 | 0 | 0 | 1 | 1 | 1 | 0 | 0.071837 | 1
6619 | 0 | 0.058818 | 1 | 0 | 0 | 1 | 1 | 1 | 0 | 0.058818 | 1
6620 | 0 | 0.047351 | 1 | 0 | 0 | 1 | 1 | 1 | 0 | 0.047351 | 1
6621 | 0 | 0.03877 | 1 | 0 | 0 | 1 | 1 | 1 | 0 | 0.03877 | 1
6622 | 0 | 0.043643 | 1 | 0 | 0 | 0 | 1 | 1 | 0 | 0.043643 | 1
6623 | 0 | 0.011114 | 1 | 0 | 0 | 0 | 1 | 1 | 0 | 0.011114 | 1
6624 | 0 | 0 | 1 | 0 | 0 | 0 | 1 | 1 | 0 | 0 | 1
6625 | 0 | 0 | 1 | 0 | 0 | 0 | 1 | 1 | 0 | 0 | 1
6626 | 0 | 0 | 1 | 0 | 0 | 0 | 1 | 1 | 0 | 0 | 1
6627 | 0 | 0 | 1 | 0 | 0 | 0 | 1 | 1 | 0 | 0 | 1
6628 | 0 | 0 | 1 | 0 | 0 | 0 | 1 | 1 | 0 | 0 | 1
6629 | 0 | 0 | 1 | 0 | 0 | 0 | 1 | 1 | 0 | 0 | 1
6630 | 0 | 0 | 1 | 0 | 0 | 0 | 1 | 1 | 0 | 0 | 1
6631 | 0 | 0 | 1 | 0 | 0 | 0 | 1 | 1 | 0 | 0 | 1
6632 | 0.0060273 | 0.0083077 | 1 | 0 | 0 | 0 | 1 | 1 | 0.0060273 | 0.0083077 | 1
6633 | 0.14089 | 0.031726 | 1 | 0 | 0 | 0 | 1 | 1 | 0.14089 | 0.031726 | 1
6634 | 0.31072 | 0.042918 | 1 | 0 | 0 | 0 | 1 | 1 | 0.31072 | 0.042918 | 1
6635 | 0.36687 | 0.052024 | 1 | 0 | 0 | 0 | 1 | 1 | 0.36687 | 0.052024 | 1
6636 | 0.25885 | 0.080953 | 1 | 0 | 0 | 0 | 1 | 1 | 0.25885 | 0.080953 | 1
6637 | 0.30985 | 0.063352 | 1 | 0 | 0 | 0 | 1 | 1 | 0.30985 | 0.063352 | 1
6638 | 0.23959 | 0.071613 | 1 | 0 | 0 | 0 | 1 | 1 | 0.23959 | 0.071613 | 1
6639 | 0.23436 | 0.07046 | 1 | 0 | 0 | 0 | 1 | 1 | 0.23436 | 0.07046 | 1
6640 | 0.13088 | 0.067327 | 1 | 0 | 0 | 0 | 1 | 1 | 0.13088 | 0.067327 | 1
6641 | 0 | 0.0602 | 1 | 0 | 0 | 0 | 1 | 1 | 0 | 0.0602 | 1
6642 | 0 | 0.050027 | 1 | 0 | 0 | 1 | 1 | 1 | 0 | 0.050027 | 1
6643 | 0 | 0.047016 | 1 | 0 | 0 | 1 | 1 | 1 | 0 | 0.047016 | 1
6644 | 0 | 0.018893 | 1 | 0 | 0 | 1 | 1 | 1 | 0 | 0.018893 | 1
6645 | 0 | 0 | 1 | 0 | 0 | 1 | 1 | 1 | 0 | 0 | 1
6646 | 0 | 0.015228 | 1 | 0 | 0 | 0 | 1 | 1 | 0 | 0.015228 | 1
6647 | 0 | 0.0088845 | 1 | 0 | 0 | 0 | 1 | 1 | 0 | 0.0088845 | 1
6648 | 0 | 0 | 1 | 0 | 0 | 0 | 1 | 1 | 0 | 0 | 1
6649 | 0 | 0 | 1 | 0 | 0 | 0 | 1 | 1 | 0 | 0 | 1
6650 | 0 | 0 | 1 | 0 | 0 | 0 | 1 | 1 | 0 | 0 | 1
6651 | 0 | 0 | 1 | 0 | 0 | 0 | 1 | 1 | 0 | 0 | 1
6652 | 0 | 0 | 1 | 0 | 0 | 0 | 1 | 1 | 0 | 0 | 1
6653 | 0 | 0 | 1 | 0 | 0 | 0 | 1 | 1 | 0 | 0 | 1
6654 | 0 | 0 | 1 | 0 | 0 | 0 | 1 | 1 | 0 | 0 | 1
6655 | 0 | 0 | 1 | 0 | 0 | 0 | 1 | 1 | 0 | 0 | 1
6656 | 0.0071986 | 0.02828 | 1 | 0 | 0 | 0 | 1 | 1 | 0.0071986 | 0.02828 | 1
6657 | 0.12204 | 0.046054 | 1 | 0 | 0 | 0 | 1 | 1 | 0.12204 | 0.046054 | 1
6658 | 0.22689 | 0.056837 | 1 | 0 | 0 | 0 | 1 | 1 | 0.22689 | 0.056837 | 1
6659 | 0.31697 | 0.049219 | 1 | 0 | 0 | 0 | 1 | 1 | 0.31697 | 0.049219 | 1
6660 | 0.23908 | 0.081094 | 1 | 0 | 0 | 0 | 1 | 1 | 0.23908 | 0.081094 | 1
6661 | 0.24469 | 0.054452 | 1 | 0 | 0 | 0 | 1 | 1 | 0.24469 | 0.054452 | 1
6662 | 0.26633 | 0.030563 | 1 | 0 | 0 | 0 | 1 | 1 | 0.26633 | 0.030563 | 1
6663 | 0.25012 | 0.023234 | 1 | 0 | 0 | 0 | 1 | 1 | 0.25012 | 0.023234 | 1
6664 | 0.085312 | 0.0079023 | 1 | 0 | 0 | 0 | 1 | 1 | 0.085312 | 0.0079023 | 1
6665 | 0 | 0 | 1 | 0 | 0 | 0 | 1 | 1 | 0 | 0 | 1
6666 | 0 | 0 | 1 | 0 | 0 | 1 | 1 | 1 | 0 | 0 | 1
6667 | 0 | 0.0042666 | 1 | 0 | 0 | 1 | 1 | 1 | 0 | 0.0042666 | 1
6668 | 0 | 0 | 1 | 0 | 0 | 1 | 1 | 1 | 0 | 0 | 1
6669 | 0 | 0 | 1 | 0 | 0 | 1 | 1 | 1 | 0 | 0 | 1
6670 | 0 | 0 | 1 | 0 | 0 | 0 | 1 | 1 | 0 | 0 | 1
6671 | 0 | 0 | 1 | 0 | 0 | 0 | 1 | 1 | 0 | 0 | 1
6672 | 0 | 0 | 1 | 0 | 0 | 0 | 1 | 1 | 0 | 0 | 1
6673 | 0 | 0 | 1 | 0 | 0 | 0 | 1 | 1 | 0 | 0 | 1
6674 | 0 | 0 | 1 | 0 | 0 | 0 | 1 | 1 | 0 | 0 | 1
6675 | 0 | 0 | 1 | 0 | 0 | 0 | 1 | 1 | 0 | 0 | 1
6676 | 0 | 0 | 1 | 0 | 0 | 0 | 1 | 1 | 0 | 0 | 1
6677 | 0 | 0 | 1 | 0 | 0 | 0 | 1 | 1 | 0 | 0 | 1
6678 | 0 | 0 | 1 | 0 | 0 | 0 | 1 | 1 | 0 | 0 | 1
6679 | 0 | 0 | 1 | 0 | 0 | 0 | 1 | 1 | 0 | 0 | 1
6680 | 0.00090752 | 0 | 1 | 0 | 0 | 0 | 1 | 1 | 0.00090752 | 0 | 1
6681 | 0.13581 | 0 | 1 | 0 | 0 | 0 | 1 | 1 | 0.13581 | 0 | 1
6682 | 0.23071 | 0 | 1 | 0 | 0 | 0 | 1 | 1 | 0.23071 | 0 | 1
6683 | 0.22263 | 0.0001847 | 1 | 0 | 0 | 0 | 1 | 1 | 0.22263 | 0.0001847 | 1
6684 | 0.227 | 0.034519 | 1 | 0 | 0 | 0 | 1 | 1 | 0.227 | 0.034519 | 1
6685 | 0.22202 | 0.032847 | 1 | 0 | 0 | 0 | 1 | 1 | 0.22202 | 0.032847 | 1
6686 | 0.22221 | 0.017556 | 1 | 0 | 0 | 0 | 1 | 1 | 0.22221 | 0.017556 | 1
6687 | 0.15125 | 0.016135 | 1 | 0 | 0 | 0 | 1 | 1 | 0.15125 | 0.016135 | 1
6688 | 0.014986 | 0.010929 | 1 | 0 | 0 | 0 | 1 | 1 | 0.014986 | 0.010929 | 1
6689 | 0 | 0 | 1 | 0 | 0 | 0 | 1 | 1 | 0 | 0 | 1
6690 | 0 | 0 | 1 | 0 | 0 | 1 | 1 | 1 | 0 | 0 | 1
6691 | 0 | 0 | 1 | 0 | 0 | 1 | 1 | 1 | 0 | 0 | 1
6692 | 0 | 0 | 1 | 0 | 0 | 1 | 1 | 1 | 0 | 0 | 1
6693 | 0 | 0 | 1 | 0 | 0 | 1 | 1 | 1 | 0 | 0 | 1
6694 | 0 | 0 | 1 | 0 | 0 | 0 | 1 | 1 | 0 | 0 | 1
6695 | 0 | 0 | 1 | 0 | 0 | 0 | 1 | 1 | 0 | 0 | 1
6696 | 0 | 0 | 1 | 0 | 0 | 0 | 1 | 1 | 0 | 0 | 1
6697 | 0 | 0 | 1 | 0 | 0 | 0 | 1 | 1 | 0 | 0 | 1
6698 | 0 | 0 | 1 | 0 | 0 | 0 | 1 | 1 | 0 | 0 | 1
6699 | 0 | 0 | 1 | 0 | 0 | 0 | 1 | 1 | 0 | 0 | 1
6700 | 0 | 0 | 1 | 0 | 0 | 0 | 1 | 1 | 0 | 0 | 1
6701 | 0 | 0 | 1 | 0 | 0 | 0 | 1 | 1 | 0 | 0 | 1
6702 | 0 | 0 | 1 | 0 | 0 | 0 | 1 | 1 | 0 | 0 | 1
6703 | 0 | 0 | 1 | 0 | 0 | 0 | 1 | 1 | 0 | 0 | 1
6704 | 0.0045256 | 0 | 1 | 0 | 0 | 0 | 1 | 1 | 0.0045256 | 0 | 1
6705 | 0.13258 | 0 | 1 | 0 | 0 | 0 | 1 | 1 | 0.13258 | 0 | 1
6706 | 0.25637 | 0 | 1 | 0 | 0 | 0 | 1 | 1 | 0.25637 | 0 | 1
6707 | 0.23421 | 0 | 1 | 0 | 0 | 0 | 1 | 1 | 0.23421 | 0 | 1
6708 | 0.27836 | 0.016067 | 1 | 0 | 0 | 0 | 1 | 1 | 0.27836 | 0.016067 | 1
6709 | 0.23181 | 0.030862 | 1 | 0 | 0 | 0 | 1 | 1 | 0.23181 | 0.030862 | 1
6710 | 0.1796 | 0.022719 | 1 | 0 | 0 | 0 | 1 | 1 | 0.1796 | 0.022719 | 1
6711 | 0.095905 | 0.021125 | 1 | 0 | 0 | 0 | 1 | 1 | 0.095905 | 0.021125 | 1
6712 | 0 | 0.027054 | 1 | 0 | 0 | 0 | 1 | 1 | 0 | 0.027054 | 1
6713 | 0 | 0.019814 | 1 | 0 | 0 | 0 | 1 | 1 | 0 | 0.019814 | 1
6714 | 0 | 0.018433 | 1 | 0 | 0 | 1 | 1 | 1 | 0 | 0.018433 | 1
6715 | 0 | 0.0021589 | 1 | 0 | 0 | 1 | 1 | 1 | 0 | 0.0021589 | 1
6716 | 0 | 0 | 1 | 0 | 0 | 1 | 1 | 1 | 0 | 0 | 1
6717 | 0 | 0 | 1 | 0 | 0 | 1 | 1 | 1 | 0 | 0 | 1
6718 | 0 | 0 | 1 | 0 | 0 | 0 | 1 | 1 | 0 | 0 | 1
6719 | 0 | 0 | 1 | 0 | 0 | 0 | 1 | 1 | 0 | 0 | 1
6720 | 0 | 0 | 1 | 0 | 0 | 0 | 1 | 1 | 0 | 0 | 1
6721 | 0 | 0 | 1 | 0 | 0 | 0 | 1 | 1 | 0 | 0 | 1
6722 | 0 | 0 | 1 | 0 | 0 | 0 | 1 | 1 | 0 | 0 | 1
6723 | 0 | 0 | 1 | 0 | 0 | 0 | 1 | 1 | 0 | 0 | 1
6724 | 0 | 0 | 1 | 0 | 0 | 0 | 1 | 1 | 0 | 0 | 1
6725 | 0 | 0 | 1 | 0 | 0 | 0 | 1 | 1 | 0 | 0 | 1
6726 | 0 | 0 | 1 | 0 | 0 | 0 | 1 | 1 | 0 | 0 | 1
6727 | 0 | 0 | 1 | 0 | 0 | 0 | 1 | 1 | 0 | 0 | 1
6728 | 0.0085252 | 0 | 1 | 0 | 0 | 0 | 1 | 1 | 0.0085252 | 0 | 1
6729 | 0.17456 | 0 | 1 | 0 | 0 | 0 | 1 | 1 | 0.17456 | 0 | 1
6730 | 0.33805 | 0 | 1 | 0 | 0 | 0 | 1 | 1 | 0.33805 | 0 | 1
6731 | 0.25532 | 0.0026098 | 1 | 0 | 0 | 0 | 1 | 1 | 0.25532 | 0.0026098 | 1
6732 | 0.31465 | 0.02823 | 1 | 0 | 0 | 0 | 1 | 1 | 0.31465 | 0.02823 | 1
6733 | 0.3259 | 0.047056 | 1 | 0 | 0 | 0 | 1 | 1 | 0.3259 | 0.047056 | 1
6734 | 0.14843 | 0.049302 | 1 | 0 | 0 | 0 | 1 | 1 | 0.14843 | 0.049302 | 1
6735 | 0.02831 | 0.046551 | 1 | 0 | 0 | 0 | 1 | 1 | 0.02831 | 0.046551 | 1
6736 | 0 | 0.054708 | 1 | 0 | 0 | 0 | 1 | 1 | 0 | 0.054708 | 1
6737 | 0 | 0.050847 | 1 | 0 | 0 | 0 | 1 | 1 | 0 | 0.050847 | 1
6738 | 0 | 0.025786 | 1 | 0 | 0 | 1 | 1 | 1 | 0 | 0.025786 | 1
6739 | 0 | 0.0065922 | 1 | 0 | 0 | 1 | 1 | 1 | 0 | 0.0065922 | 1
6740 | 0 | 0 | 1 | 0 | 0 | 1 | 1 | 1 | 0 | 0 | 1
6741 | 0 | 0 | 1 | 0 | 0 | 1 | 1 | 1 | 0 | 0 | 1
6742 | 0 | 0 | 1 | 0 | 0 | 0 | 1 | 1 | 0 | 0 | 1
6743 | 0 | 0 | 1 | 0 | 0 | 0 | 1 | 1 | 0 | 0 | 1
6744 | 0 | 0 | 1 | 0 | 0 | 0 | 1 | 1 | 0 | 0 | 1
6745 | 0 | 0 | 1 | 0 | 0 | 0 | 1 | 1 | 0 | 0 | 1
6746 | 0 | 0 | 1 | 0 | 0 | 0 | 1 | 1 | 0 | 0 | 1
6747 | 0 | 0 | 1 | 0 | 0 | 0 | 1 | 1 | 0 | 0 | 1
6748 | 0 | 0 | 1 | 0 | 0 | 0 | 1 | 1 | 0 | 0 | 1
6749 | 0 | 0 | 1 | 0 | 0 | 0 | 1 | 1 | 0 | 0 | 1
6750 | 0 | 0 | 1 | 0 | 0 | 0 | 1 | 1 | 0 | 0 | 1
6751 | 0 | 0 | 1 | 0 | 0 | 0 | 1 | 1 | 0 | 0 | 1
6752 | 0.014559 | 0 | 1 | 0 | 0 | 0 | 1 | 1 | 0.014559 | 0 | 1
6753 | 0.1589 | 0 | 1 | 0 | 0 | 0 | 1 | 1 | 0.1589 | 0 | 1
6754 | 0.24584 | 0 | 1 | 0 | 0 | 0 | 1 | 1 | 0.24584 | 0 | 1
6755 | 0.28246 | 0 | 1 | 0 | 0 | 0 | 1 | 1 | 0.28246 | 0 | 1
6756 | 0.29427 | 0.036948 | 1 | 0 | 0 | 0 | 1 | 1 | 0.29427 | 0.036948 | 1
6757 | 0.25502 | 0.076947 | 1 | 0 | 0 | 0 | 1 | 1 | 0.25502 | 0.076947 | 1
6758 | 0.14414 | 0.081883 | 1 | 0 | 0 | 0 | 1 | 1 | 0.14414 | 0.081883 | 1
6759 | 0.087091 | 0.077404 | 1 | 0 | 0 | 0 | 1 | 1 | 0.087091 | 0.077404 | 1
6760 | 0.0089531 | 0.078817 | 1 | 0 | 0 | 0 | 1 | 1 | 0.0089531 | 0.078817 | 1
6761 | 0 | 0.077965 | 1 | 0 | 0 | 0 | 1 | 1 | 0 | 0.077965 | 1
6762 | 0 | 0.052918 | 1 | 0 | 0 | 1 | 1 | 1 | 0 | 0.052918 | 1
6763 | 0 | 0.026303 | 1 | 0 | 0 | 1 | 1 | 1 | 0 | 0.026303 | 1
6764 | 0 | 0.024221 | 1 | 0 | 0 | 1 | 1 | 1 | 0 | 0.024221 | 1
6765 | 0 | 0.0069288 | 1 | 0 | 0 | 1 | 1 | 1 | 0 | 0.0069288 | 1
6766 | 0 | 0.0086938 | 1 | 0 | 0 | 0 | 1 | 1 | 0 | 0.0086938 | 1
6767 | 0 | 0 | 1 | 0 | 0 | 0 | 1 | 1 | 0 | 0 | 1
6768 | 0 | 0 | 1 | 0 | 0 | 0 | 1 | 1 | 0 | 0 | 1
6769 | 0 | 0 | 1 | 0 | 0 | 0 | 1 | 1 | 0 | 0 | 1
6770 | 0 | 0 | 1 | 0 | 0 | 0 | 1 | 1 | 0 | 0 | 1
6771 | 0 | 0 | 1 | 0 | 0 | 0 | 1 | 1 | 0 | 0 | 1
6772 | 0 | 0 | 1 | 0 | 0 | 0 | 1 | 1 | 0 | 0 | 1
6773 | 0 | 0 | 1 | 0 | 0 | 0 | 1 | 1 | 0 | 0 | 1
6774 | 0 | 0 | 1 | 0 | 0 | 0 | 1 | 1 | 0 | 0 | 1
6775 | 0 | 0 | 1 | 0 | 0 | 0 | 1 | 1 | 0 | 0 | 1
6776 | 0 | 0 | 1 | 0 | 0 | 0 | 1 | 1 | 0 | 0 | 1
6777 | 0.10338 | 0 | 1 | 0 | 0 | 0 | 1 | 1 | 0.10338 | 0 | 1
6778 | 0.1405 | 0 | 1 | 0 | 0 | 0 | 1 | 1 | 0.1405 | 0 | 1
6779 | 0.18003 | 0.0024028 | 1 | 0 | 0 | 0 | 1 | 1 | 0.18003 | 0.0024028 | 1
6780 | 0.23425 | 0.047632 | 1 | 0 | 0 | 0 | 1 | 1 | 0.23425 | 0.047632 | 1
6781 | 0.20521 | 0.08812 | 1 | 0 | 0 | 0 | 1 | 1 | 0.20521 | 0.08812 | 1
6782 | 0.14519 | 0.091559 | 1 | 0 | 0 | 0 | 1 | 1 | 0.14519 | 0.091559 | 1
6783 | 0.096235 | 0.092 | 1 | 0 | 0 | 0 | 1 | 1 | 0.096235 | 0.092 | 1
6784 | 0.047118 | 0.087655 | 1 | 0 | 0 | 0 | 1 | 1 | 0.047118 | 0.087655 | 1
6785 | 0 | 0.073333 | 1 | 0 | 0 | 0 | 1 | 1 | 0 | 0.073333 | 1
6786 | 0 | 0.046955 | 1 | 0 | 0 | 1 | 1 | 1 | 0 | 0.046955 | 1
6787 | 0 | 0.032814 | 1 | 0 | 0 | 1 | 1 | 1 | 0 | 0.032814 | 1
6788 | 0 | 0.027304 | 1 | 0 | 0 | 1 | 1 | 1 | 0 | 0.027304 | 1
6789 | 0 | 0.0038561 | 1 | 0 | 0 | 1 | 1 | 1 | 0 | 0.0038561 | 1
6790 | 0 | 0.007258 | 1 | 0 | 0 | 0 | 1 | 1 | 0 | 0.007258 | 1
6791 | 0 | 0 | 1 | 0 | 0 | 0 | 1 | 1 | 0 | 0 | 1
6792 | 0 | 0 | 1 | 0 | 0 | 0 | 1 | 1 | 0 | 0 | 1
6793 | 0 | 0 | 1 | 0 | 0 | 0 | 1 | 1 | 0 | 0 | 1
6794 | 0 | 0 | 1 | 0 | 0 | 0 | 1 | 1 | 0 | 0 | 1
6795 | 0 | 0 | 1 | 0 | 0 | 0 | 1 | 1 | 0 | 0 | 1
6796 | 0 | 0 | 1 | 0 | 0 | 0 | 1 | 1 | 0 | 0 | 1
6797 | 0 | 0 | 1 | 0 | 0 | 0 | 1 | 1 | 0 | 0 | 1
6798 | 0 | 0 | 1 | 0 | 0 | 0 | 1 | 1 | 0 | 0 | 1
6799 | 0 | 0 | 1 | 0 | 0 | 0 | 1 | 1 | 0 | 0 | 1
6800 | 0 | 0 | 1 | 0 | 0 | 0 | 1 | 1 | 0 | 0 | 1
6801 | 0.10688 | 0 | 1 | 0 | 0 | 0 | 1 | 1 | 0.10688 | 0 | 1
6802 | 0.14743 | 0 | 1 | 0 | 0 | 0 | 1 | 1 | 0.14743 | 0 | 1
6803 | 0.19358 | 0 | 1 | 0 | 0 | 0 | 1 | 1 | 0.19358 | 0 | 1
6804 | 0.2281 | 0.018697 | 1 | 0 | 0 | 0 | 1 | 1 | 0.2281 | 0.018697 | 1
6805 | 0.10491 | 0.045018 | 1 | 0 | 0 | 0 | 1 | 1 | 0.10491 | 0.045018 | 1
6806 | 0.11158 | 0.055172 | 1 | 0 | 0 | 0 | 1 | 1 | 0.11158 | 0.055172 | 1
6807 | 0.077048 | 0.057382 | 1 | 0 | 0 | 0 | 1 | 1 | 0.077048 | 0.057382 | 1
6808 | 0 | 0.041077 | 1 | 0 | 0 | 0 | 1 | 1 | 0 | 0.041077 | 1
6809 | 0 | 0.022533 | 1 | 0 | 0 | 0 | 1 | 1 | 0 | 0.022533 | 1
6810 | 0 | 0.017277 | 1 | 0 | 0 | 1 | 1 | 1 | 0 | 0.017277 | 1
6811 | 0 | 0.004211 | 1 | 0 | 0 | 1 | 1 | 1 | 0 | 0.004211 | 1
6812 | 0 | 0 | 1 | 0 | 0 | 1 | 1 | 1 | 0 | 0 | 1
6813 | 0 | 0 | 1 | 0 | 0 | 1 | 1 | 1 | 0 | 0 | 1
6814 | 0 | 0 | 1 | 0 | 0 | 0 | 1 | 1 | 0 | 0 | 1
6815 | 0 | 0 | 1 | 0 | 0 | 0 | 1 | 1 | 0 | 0 | 1
6816 | 0 | 0 | 1 | 0 | 0 | 0 | 1 | 1 | 0 | 0 | 1
6817 | 0 | 0 | 1 | 0 | 0 | 0 | 1 | 1 | 0 | 0 | 1
6818 | 0 | 0 | 1 | 0 | 0 | 0 | 1 | 1 | 0 | 0 | 1
6819 | 0 | 0 | 1 | 0 | 0 | 0 | 1 | 1 | 0 | 0 | 1
6820 | 0 | 0 | 1 | 0 | 0 | 0 | 1 | 1 | 0 | 0 | 1
6821 | 0 | 0 | 1 | 0 | 0 | 0 | 1 | 1 | 0 | 0 | 1
6822 | 0 | 0 | 1 | 0 | 0 | 0 | 1 | 1 | 0 | 0 | 1
6823 | 0 | 0 | 1 | 0 | 0 | 0 | 1 | 1 | 0 | 0 | 1
6824 | 0 | 0 | 1 | 0 | 0 | 0 | 1 | 1 | 0 | 0 | 1
6825 | 0.037368 | 0 | 1 | 0 | 0 | 0 | 1 | 1 | 0.037368 | 0 | 1
6826 | 0.11083 | 0 | 1 | 0 | 0 | 0 | 1 | 1 | 0.11083 | 0 | 1
6827 | 0.1959 | 0 | 1 | 0 | 0 | 0 | 1 | 1 | 0.1959 | 0 | 1
6828 | 0.2245 | 0.0025338 | 1 | 0 | 0 | 0 | 1 | 1 | 0.2245 | 0.0025338 | 1
6829 | 0.12617 | 0.012879 | 1 | 0 | 0 | 0 | 1 | 1 | 0.12617 | 0.012879 | 1
6830 | 0.13697 | 0.012149 | 1 | 0 | 0 | 0 | 1 | 1 | 0.13697 | 0.012149 | 1
6831 | 0.065229 | 0.023733 | 1 | 0 | 0 | 0 | 1 | 1 | 0.065229 | 0.023733 | 1
6832 | 0 | 0.010209 | 1 | 0 | 0 | 0 | 1 | 1 | 0 | 0.010209 | 1
6833 | 0 | 0 | 1 | 0 | 0 | 0 | 1 | 1 | 0 | 0 | 1
6834 | 0 | 0 | 1 | 0 | 0 | 1 | 1 | 1 | 0 | 0 | 1
6835 | 0 | 0 | 1 | 0 | 0 | 1 | 1 | 1 | 0 | 0 | 1
6836 | 0 | 0 | 1 | 0 | 0 | 1 | 1 | 1 | 0 | 0 | 1
6837 | 0 | 0 | 1 | 0 | 0 | 1 | 1 | 1 | 0 | 0 | 1
6838 | 0 | 0 | 1 | 0 | 0 | 0 | 1 | 1 | 0 | 0 | 1
6839 | 0 | 0 | 1 | 0 | 0 | 0 | 1 | 1 | 0 | 0 | 1
6840 | 0 | 0 | 1 | 0 | 0 | 0 | 1 | 1 | 0 | 0 | 1
6841 | 0 | 0 | 1 | 0 | 0 | 0 | 1 | 1 | 0 | 0 | 1
6842 | 0 | 0 | 1 | 0 | 0 | 0 | 1 | 1 | 0 | 0 | 1
6843 | 0 | 0 | 1 | 0 | 0 | 0 | 1 | 1 | 0 | 0 | 1
6844 | 0 | 0 | 1 | 0 | 0 | 0 | 1 | 1 | 0 | 0 | 1
6845 | 0 | 0 | 1 | 0 | 0 | 0 | 1 | 1 | 0 | 0 | 1
6846 | 0 | 0 | 1 | 0 | 0 | 0 | 1 | 1 | 0 | 0 | 1
6847 | 0 | 0 | 1 | 0 | 0 | 0 | 1 | 1 | 0 | 0 | 1
6848 | 0 | 0 | 1 | 0 | 0 | 0 | 1 | 1 | 0 | 0 | 1
6849 | 0.054675 | 0 | 1 | 0 | 0 | 0 | 1 | 1 | 0.054675 | 0 | 1
6850 | 0.14751 | 0 | 1 | 0 | 0 | 0 | 1 | 1 | 0.14751 | 0 | 1
6851 | 0.23661 | 0 | 1 | 0 | 0 | 0 | 1 | 1 | 0.23661 | 0 | 1
6852 | 0.2057 | 0.0086076 | 1 | 0 | 0 | 0 | 1 | 1 | 0.2057 | 0.0086076 | 1
6853 | 0.11887 | 0.016519 | 1 | 0 | 0 | 0 | 1 | 1 | 0.11887 | 0.016519 | 1
6854 | 0.089075 | 0.016696 | 1 | 0 | 0 | 0 | 1 | 1 | 0.089075 | 0.016696 | 1
6855 | 0.027123 | 0.022657 | 1 | 0 | 0 | 0 | 1 | 1 | 0.027123 | 0.022657 | 1
6856 | 0 | 0.019825 | 1 | 0 | 0 | 0 | 1 | 1 | 0 | 0.019825 | 1
6857 | 0 | 0.0061207 | 1 | 0 | 0 | 0 | 1 | 1 | 0 | 0.0061207 | 1
6858 | 0 | 0 | 1 | 0 | 0 | 1 | 1 | 1 | 0 | 0 | 1
6859 | 0 | 0 | 1 | 0 | 0 | 1 | 1 | 1 | 0 | 0 | 1
6860 | 0 | 0 | 1 | 0 | 0 | 1 | 1 | 1 | 0 | 0 | 1
6861 | 0 | 0 | 1 | 0 | 0 | 1 | 1 | 1 | 0 | 0 | 1
6862 | 0 | 0 | 1 | 0 | 0 | 0 | 1 | 1 | 0 | 0 | 1
6863 | 0 | 0 | 1 | 0 | 0 | 0 | 1 | 1 | 0 | 0 | 1
6864 | 0 | 0 | 1 | 0 | 0 | 0 | 1 | 1 | 0 | 0 | 1
6865 | 0 | 0 | 1 | 0 | 0 | 0 | 1 | 1 | 0 | 0 | 1
6866 | 0 | 0 | 1 | 0 | 0 | 0 | 1 | 1 | 0 | 0 | 1
6867 | 0 | 0 | 1 | 0 | 0 | 0 | 1 | 1 | 0 | 0 | 1
6868 | 0 | 0 | 1 | 0 | 0 | 0 | 1 | 1 | 0 | 0 | 1
6869 | 0 | 0 | 1 | 0 | 0 | 0 | 1 | 1 | 0 | 0 | 1
6870 | 0 | 0 | 1 | 0 | 0 | 0 | 1 | 1 | 0 | 0 | 1
6871 | 0 | 0 | 1 | 0 | 0 | 0 | 1 | 1 | 0 | 0 | 1
6872 | 0 | 0 | 1 | 0 | 0 | 0 | 1 | 1 | 0 | 0 | 1
6873 | 0 | 0 | 1 | 0 | 0 | 0 | 1 | 1 | 0 | 0 | 1
6874 | 0.12095 | 0 | 1 | 0 | 0 | 0 | 1 | 1 | 0.12095 | 0 | 1
6875 | 0.20746 | 0.0056816 | 1 | 0 | 0 | 0 | 1 | 1 | 0.20746 | 0.0056816 | 1
6876 | 0.20868 | 0.03249 | 1 | 0 | 0 | 0 | 1 | 1 | 0.20868 | 0.03249 | 1
6877 | 0.15876 | 0.041112 | 1 | 0 | 0 | 0 | 1 | 1 | 0.15876 | 0.041112 | 1
6878 | 0.08264 | 0.03367 | 1 | 0 | 0 | 0 | 1 | 1 | 0.08264 | 0.03367 | 1
6879 | 0.081505 | 0.042053 | 1 | 0 | 0 | 0 | 1 | 1 | 0.081505 | 0.042053 | 1
6880 | 0.013298 | 0.047767 | 1 | 0 | 0 | 0 | 1 | 1 | 0.013298 | 0.047767 | 1
6881 | 0 | 0.052637 | 1 | 0 | 0 | 0 | 1 | 1 | 0 | 0.052637 | 1
6882 | 0 | 0.038952 | 1 | 0 | 0 | 1 | 1 | 1 | 0 | 0.038952 | 1
6883 | 0 | 0 | 1 | 0 | 0 | 1 | 1 | 1 | 0 | 0 | 1
6884 | 0 | 0 | 1 | 0 | 0 | 1 | 1 | 1 | 0 | 0 | 1
6885 | 0 | 0 | 1 | 0 | 0 | 1 | 1 | 1 | 0 | 0 | 1
6886 | 0 | 0 | 1 | 0 | 0 | 0 | 1 | 1 | 0 | 0 | 1
6887 | 0 | 0 | 1 | 0 | 0 | 0 | 1 | 1 | 0 | 0 | 1
6888 | 0 | 0 | 1 | 0 | 0 | 0 | 1 | 1 | 0 | 0 | 1
6889 | 0 | 0 | 1 | 0 | 0 | 0 | 1 | 1 | 0 | 0 | 1
6890 | 0 | 0 | 1 | 0 | 0 | 0 | 1 | 1 | 0 | 0 | 1
6891 | 0 | 0 | 1 | 0 | 0 | 0 | 1 | 1 | 0 | 0 | 1
6892 | 0 | 0 | 1 | 0 | 0 | 0 | 1 | 1 | 0 | 0 | 1
6893 | 0 | 0 | 1 | 0 | 0 | 0 | 1 | 1 | 0 | 0 | 1
6894 | 0 | 0 | 1 | 0 | 0 | 0 | 1 | 1 | 0 | 0 | 1
6895 | 0 | 0 | 1 | 0 | 0 | 0 | 1 | 1 | 0 | 0 | 1
6896 | 0 | 0 | 1 | 0 | 0 | 0 | 1 | 1 | 0 | 0 | 1
6897 | 0 | 0 | 1 | 0 | 0 | 0 | 1 | 1 | 0 | 0 | 1
6898 | 0.17905 | 0 | 1 | 0 | 0 | 0 | 1 | 1 | 0.17905 | 0 | 1
6899 | 0.23432 | 0.027438 | 1 | 0 | 0 | 0 | 1 | 1 | 0.23432 | 0.027438 | 1
6900 | 0.24443 | 0.044931 | 1 | 0 | 0 | 0 | 1 | 1 | 0.24443 | 0.044931 | 1
6901 | 0.20108 | 0.054037 | 1 | 0 | 0 | 0 | 1 | 1 | 0.20108 | 0.054037 | 1
6902 | 0.11395 | 0.055499 | 1 | 0 | 0 | 0 | 1 | 1 | 0.11395 | 0.055499 | 1
6903 | 0.10159 | 0.064406 | 1 | 0 | 0 | 0 | 1 | 1 | 0.10159 | 0.064406 | 1
6904 | 0.02703 | 0.078752 | 1 | 0 | 0 | 0 | 1 | 1 | 0.02703 | 0.078752 | 1
6905 | 0 | 0.08021 | 1 | 0 | 0 | 0 | 1 | 1 | 0 | 0.08021 | 1
6906 | 0 | 0.071236 | 1 | 0 | 0 | 1 | 1 | 1 | 0 | 0.071236 | 1
6907 | 0 | 0.019012 | 1 | 0 | 0 | 1 | 1 | 1 | 0 | 0.019012 | 1
6908 | 0 | 0 | 1 | 0 | 0 | 1 | 1 | 1 | 0 | 0 | 1
6909 | 0 | 0 | 1 | 0 | 0 | 1 | 1 | 1 | 0 | 0 | 1
6910 | 0 | 0 | 1 | 0 | 0 | 0 | 1 | 1 | 0 | 0 | 1
6911 | 0 | 0 | 1 | 0 | 0 | 0 | 1 | 1 | 0 | 0 | 1
6912 | 0 | 0 | 1 | 0 | 0 | 0 | 1 | 1 | 0 | 0 | 1
6913 | 0 | 0 | 1 | 0 | 0 | 0 | 1 | 1 | 0 | 0 | 1
6914 | 0 | 0 | 1 | 0 | 0 | 0 | 1 | 1 | 0 | 0 | 1
6915 | 0 | 0 | 1 | 0 | 0 | 0 | 1 | 1 | 0 | 0 | 1
6916 | 0 | 0 | 1 | 0 | 0 | 0 | 1 | 1 | 0 | 0 | 1
6917 | 0 | 0 | 1 | 0 | 0 | 0 | 1 | 1 | 0 | 0 | 1
6918 | 0 | 0 | 1 | 0 | 0 | 0 | 1 | 1 | 0 | 0 | 1
6919 | 0 | 0 | 1 | 0 | 0 | 0 | 1 | 1 | 0 | 0 | 1
6920 | 0 | 0 | 1 | 0 | 0 | 0 | 1 | 1 | 0 | 0 | 1
6921 | 0 | 0 | 1 | 0 | 0 | 0 | 1 | 1 | 0 | 0 | 1
6922 | 0.13044 | 0.0075976 | 1 | 0 | 0 | 0 | 1 | 1 | 0.13044 | 0.0075976 | 1
6923 | 0.23576 | 0.036973 | 1 | 0 | 0 | 0 | 1 | 1 | 0.23576 | 0.036973 | 1
6924 | 0.26141 | 0.044532 | 1 | 0 | 0 | 0 | 1 | 1 | 0.26141 | 0.044532 | 1
6925 | 0.21845 | 0.062399 | 1 | 0 | 0 | 0 | 1 | 1 | 0.21845 | 0.062399 | 1
6926 | 0.15286 | 0.048148 | 1 | 0 | 0 | 0 | 1 | 1 | 0.15286 | 0.048148 | 1
6927 | 0.096108 | 0.065241 | 1 | 0 | 0 | 0 | 1 | 1 | 0.096108 | 0.065241 | 1
6928 | 0.044754 | 0.08846 | 1 | 0 | 0 | 0 | 1 | 1 | 0.044754 | 0.08846 | 1
6929 | 0 | 0.090426 | 1 | 0 | 0 | 0 | 1 | 1 | 0 | 0.090426 | 1
6930 | 0 | 0.08199 | 1 | 0 | 0 | 1 | 1 | 1 | 0 | 0.08199 | 1
6931 | 0 | 0.053566 | 1 | 0 | 0 | 1 | 1 | 1 | 0 | 0.053566 | 1
6932 | 0 | 0.027902 | 1 | 0 | 0 | 1 | 1 | 1 | 0 | 0.027902 | 1
6933 | 0 | 0.025065 | 1 | 0 | 0 | 1 | 1 | 1 | 0 | 0.025065 | 1
6934 | 0 | 0.02951 | 1 | 0 | 0 | 0 | 1 | 1 | 0 | 0.02951 | 1
6935 | 0 | 0.033753 | 1 | 0 | 0 | 0 | 1 | 1 | 0 | 0.033753 | 1
6936 | 0 | 0.038644 | 1 | 0 | 0 | 0 | 1 | 1 | 0 | 0.038644 | 1
6937 | 0 | 0 | 1 | 0 | 0 | 0 | 1 | 1 | 0 | 0 | 1
6938 | 0 | 0.012147 | 1 | 0 | 0 | 0 | 1 | 1 | 0 | 0.012147 | 1
6939 | 0 | 0.0063299 | 1 | 0 | 0 | 0 | 1 | 1 | 0 | 0.0063299 | 1
6940 | 0 | 0.015107 | 1 | 0 | 0 | 0 | 1 | 1 | 0 | 0.015107 | 1
6941 | 0 | 0.0059973 | 1 | 0 | 0 | 0 | 1 | 1 | 0 | 0.0059973 | 1
6942 | 0 | 0.019854 | 1 | 0 | 0 | 0 | 1 | 1 | 0 | 0.019854 | 1
6943 | 0 | 0 | 1 | 0 | 0 | 0 | 1 | 1 | 0 | 0 | 1
6944 | 0 | 0 | 1 | 0 | 0 | 0 | 1 | 1 | 0 | 0 | 1
6945 | 0 | 0 | 1 | 0 | 0 | 0 | 1 | 1 | 0 | 0 | 1
6946 | 0.052362 | 0.013399 | 1 | 0 | 0 | 0 | 1 | 1 | 0.052362 | 0.013399 | 1
6947 | 0.082992 | 0.045188 | 1 | 0 | 0 | 0 | 1 | 1 | 0.082992 | 0.045188 | 1
6948 | 0.13248 | 0.050555 | 1 | 0 | 0 | 0 | 1 | 1 | 0.13248 | 0.050555 | 1
6949 | 0.13418 | 0.063005 | 1 | 0 | 0 | 0 | 1 | 1 | 0.13418 | 0.063005 | 1
6950 | 0.084113 | 0.030797 | 1 | 0 | 0 | 0 | 1 | 1 | 0.084113 | 0.030797 | 1
6951 | 0.029448 | 0.055513 | 1 | 0 | 0 | 0 | 1 | 1 | 0.029448 | 0.055513 | 1
6952 | 0 | 0.082505 | 1 | 0 | 0 | 0 | 1 | 1 | 0 | 0.082505 | 1
6953 | 0 | 0.079676 | 1 | 0 | 0 | 0 | 1 | 1 | 0 | 0.079676 | 1
6954 | 0 | 0.073953 | 1 | 0 | 0 | 1 | 1 | 1 | 0 | 0.073953 | 1
6955 | 0 | 0.054284 | 1 | 0 | 0 | 1 | 1 | 1 | 0 | 0.054284 | 1
6956 | 0 | 0.041226 | 1 | 0 | 0 | 1 | 1 | 1 | 0 | 0.041226 | 1
6957 | 0 | 0.040812 | 1 | 0 | 0 | 1 | 1 | 1 | 0 | 0.040812 | 1
6958 | 0 | 0.054056 | 1 | 0 | 0 | 0 | 1 | 1 | 0 | 0.054056 | 1
6959 | 0 | 0.034806 | 1 | 0 | 0 | 0 | 1 | 1 | 0 | 0.034806 | 1
6960 | 0 | 0.022303 | 1 | 0 | 0 | 0 | 1 | 1 | 0 | 0.022303 | 1
6961 | 0 | 0.024319 | 1 | 0 | 0 | 0 | 1 | 1 | 0 | 0.024319 | 1
6962 | 0 | 0.0087674 | 1 | 0 | 0 | 0 | 1 | 1 | 0 | 0.0087674 | 1
6963 | 0 | 0.0035312 | 1 | 0 | 0 | 0 | 1 | 1 | 0 | 0.0035312 | 1
6964 | 0 | 0.0053819 | 1 | 0 | 0 | 0 | 1 | 1 | 0 | 0.0053819 | 1
6965 | 0 | 0.012617 | 1 | 0 | 0 | 0 | 1 | 1 | 0 | 0.012617 | 1
6966 | 0 | 0.025511 | 1 | 0 | 0 | 0 | 1 | 1 | 0 | 0.025511 | 1
6967 | 0 | 0 | 1 | 0 | 0 | 0 | 1 | 1 | 0 | 0 | 1
6968 | 0 | 0 | 1 | 0 | 0 | 0 | 1 | 1 | 0 | 0 | 1
6969 | 0 | 0 | 1 | 0 | 0 | 0 | 1 | 1 | 0 | 0 | 1
6970 | 0 | 0.0062517 | 1 | 0 | 0 | 0 | 1 | 1 | 0 | 0.0062517 | 1
6971 | 0 | 0.022974 | 1 | 0 | 0 | 0 | 1 | 1 | 0 | 0.022974 | 1
6972 | 0 | 0.027648 | 1 | 0 | 0 | 0 | 1 | 1 | 0 | 0.027648 | 1
6973 | 0 | 0.025747 | 1 | 0 | 0 | 0 | 1 | 1 | 0 | 0.025747 | 1
6974 | 0 | 0 | 1 | 0 | 0 | 0 | 1 | 1 | 0 | 0 | 1
6975 | 0 | 0.011361 | 1 | 0 | 0 | 0 | 1 | 1 | 0 | 0.011361 | 1
6976 | 0 | 0.035872 | 1 | 0 | 0 | 0 | 1 | 1 | 0 | 0.035872 | 1
6977 | 0 | 0.053478 | 1 | 0 | 0 | 0 | 1 | 1 | 0 | 0.053478 | 1
6978 | 0 | 0.039598 | 1 | 0 | 0 | 1 | 1 | 1 | 0 | 0.039598 | 1
6979 | 0 | 0.030199 | 1 | 0 | 0 | 1 | 1 | 1 | 0 | 0.030199 | 1
6980 | 0 | 0.036656 | 1 | 0 | 0 | 1 | 1 | 1 | 0 | 0.036656 | 1
6981 | 0 | 0.056389 | 1 | 0 | 0 | 1 | 1 | 1 | 0 | 0.056389 | 1
6982 | 0 | 0.057211 | 1 | 0 | 0 | 0 | 1 | 1 | 0 | 0.057211 | 1
6983 | 0 | 0.034405 | 1 | 0 | 0 | 0 | 1 | 1 | 0 | 0.034405 | 1
6984 | 0 | 0.014926 | 1 | 0 | 0 | 0 | 1 | 1 | 0 | 0.014926 | 1
6985 | 0 | 0.015698 | 1 | 0 | 0 | 0 | 1 | 1 | 0 | 0.015698 | 1
6986 | 0 | 0 | 1 | 0 | 0 | 0 | 1 | 1 | 0 | 0 | 1
6987 | 0 | 0 | 1 | 0 | 0 | 0 | 1 | 1 | 0 | 0 | 1
6988 | 0 | 0.01046 | 1 | 0 | 0 | 0 | 1 | 1 | 0 | 0.01046 | 1
6989 | 0 | 0.0056987 | 1 | 0 | 0 | 0 | 1 | 1 | 0 | 0.0056987 | 1
6990 | 0 | 0.0068157 | 1 | 0 | 0 | 0 | 1 | 1 | 0 | 0.0068157 | 1
6991 | 0 | 0.0022029 | 1 | 0 | 0 | 0 | 1 | 1 | 0 | 0.0022029 | 1
6992 | 0 | 0.016846 | 1 | 0 | 0 | 0 | 1 | 1 | 0 | 0.016846 | 1
6993 | 0 | 0 | 1 | 0 | 0 | 0 | 1 | 1 | 0 | 0 | 1
6994 | 0 | 0.0092301 | 1 | 0 | 0 | 0 | 1 | 1 | 0 | 0.0092301 | 1
6995 | 0 | 0.039405 | 1 | 0 | 0 | 0 | 1 | 1 | 0 | 0.039405 | 1
6996 | 0 | 0.054019 | 1 | 0 | 0 | 0 | 1 | 1 | 0 | 0.054019 | 1
6997 | 0.0050138 | 0.033763 | 1 | 0 | 0 | 0 | 1 | 1 | 0.0050138 | 0.033763 | 1
6998 | 0 | 0.017156 | 1 | 0 | 0 | 0 | 1 | 1 | 0 | 0.017156 | 1
6999 | 0 | 0.022796 | 1 | 0 | 0 | 0 | 1 | 1 | 0 | 0.022796 | 1
7000 | 0 | 0.01439 | 1 | 0 | 0 | 0 | 1 | 1 | 0 | 0.01439 | 1
7001 | 0 | 0.043983 | 1 | 0 | 0 | 0 | 1 | 1 | 0 | 0.043983 | 1
7002 | 0 | 0.046304 | 1 | 0 | 0 | 1 | 1 | 1 | 0 | 0.046304 | 1
7003 | 0 | 0.036731 | 1 | 0 | 0 | 1 | 1 | 1 | 0 | 0.036731 | 1
7004 | 0 | 0.043316 | 1 | 0 | 0 | 1 | 1 | 1 | 0 | 0.043316 | 1
7005 | 0 | 0.058615 | 1 | 0 | 0 | 1 | 1 | 1 | 0 | 0.058615 | 1
7006 | 0 | 0.043274 | 1 | 0 | 0 | 0 | 1 | 1 | 0 | 0.043274 | 1
7007 | 0 | 0.023549 | 1 | 0 | 0 | 0 | 1 | 1 | 0 | 0.023549 | 1
7008 | 0 | 0.0065176 | 1 | 0 | 0 | 0 | 1 | 1 | 0 | 0.0065176 | 1
7009 | 0 | 0.021598 | 1 | 0 | 0 | 0 | 1 | 1 | 0 | 0.021598 | 1
7010 | 0 | 0 | 1 | 0 | 0 | 0 | 1 | 1 | 0 | 0 | 1
7011 | 0 | 0 | 1 | 0 | 0 | 0 | 1 | 1 | 0 | 0 | 1
7012 | 0 | 0 | 1 | 0 | 0 | 0 | 1 | 1 | 0 | 0 | 1
7013 | 0 | 0 | 1 | 0 | 0 | 0 | 1 | 1 | 0 | 0 | 1
7014 | 0 | 0 | 1 | 0 | 0 | 0 | 1 | 1 | 0 | 0 | 1
7015 | 0 | 0.017922 | 1 | 0 | 0 | 0 | 1 | 1 | 0 | 0.017922 | 1
7016 | 0 | 0.013346 | 1 | 0 | 0 | 0 | 1 | 1 | 0 | 0.013346 | 1
7017 | 0.016203 | 0 | 1 | 0 | 0 | 0 | 1 | 1 | 0.016203 | 0 | 1
7018 | 0.092688 | 0.013722 | 1 | 0 | 0 | 0 | 1 | 1 | 0.092688 | 0.013722 | 1
7019 | 0.095542 | 0.045962 | 1 | 0 | 0 | 0 | 1 | 1 | 0.095542 | 0.045962 | 1
7020 | 0.08641 | 0.065809 | 1 | 0 | 0 | 0 | 1 | 1 | 0.08641 | 0.065809 | 1
7021 | 0.090817 | 0.042208 | 1 | 0 | 0 | 0 | 1 | 1 | 0.090817 | 0.042208 | 1
7022 | 0.054128 | 0.061027 | 1 | 0 | 0 | 0 | 1 | 1 | 0.054128 | 0.061027 | 1
7023 | 0.032749 | 0.06074 | 1 | 0 | 0 | 0 | 1 | 1 | 0.032749 | 0.06074 | 1
7024 | 0.0085179 | 0.027598 | 1 | 0 | 0 | 0 | 1 | 1 | 0.0085179 | 0.027598 | 1
7025 | 0 | 0.0479 | 1 | 0 | 0 | 0 | 1 | 1 | 0 | 0.0479 | 1
7026 | 0 | 0.044247 | 1 | 0 | 0 | 1 | 1 | 1 | 0 | 0.044247 | 1
7027 | 0 | 0.02145 | 1 | 0 | 0 | 1 | 1 | 1 | 0 | 0.02145 | 1
7028 | 0 | 0.027268 | 1 | 0 | 0 | 1 | 1 | 1 | 0 | 0.027268 | 1
7029 | 0 | 0.052242 | 1 | 0 | 0 | 1 | 1 | 1 | 0 | 0.052242 | 1
7030 | 0 | 0.037909 | 1 | 0 | 0 | 0 | 1 | 1 | 0 | 0.037909 | 1
7031 | 0 | 0.030017 | 1 | 0 | 0 | 0 | 1 | 1 | 0 | 0.030017 | 1
7032 | 0 | 0.011382 | 1 | 0 | 0 | 0 | 1 | 1 | 0 | 0.011382 | 1
7033 | 0 | 0.0083857 | 1 | 0 | 0 | 0 | 1 | 1 | 0 | 0.0083857 | 1
7034 | 0 | 0 | 1 | 0 | 0 | 0 | 1 | 1 | 0 | 0 | 1
7035 | 0 | 0 | 1 | 0 | 0 | 0 | 1 | 1 | 0 | 0 | 1
7036 | 0 | 0 | 1 | 0 | 0 | 0 | 1 | 1 | 0 | 0 | 1
7037 | 0 | 0 | 1 | 0 | 0 | 0 | 1 | 1 | 0 | 0 | 1
7038 | 0 | 0 | 1 | 0 | 0 | 0 | 1 | 1 | 0 | 0 | 1
7039 | 0 | 0 | 1 | 0 | 0 | 0 | 1 | 1 | 0 | 0 | 1
7040 | 0 | 0 | 1 | 0 | 0 | 0 | 1 | 1 | 0 | 0 | 1
7041 | 0.1076 | 0 | 1 | 0 | 0 | 0 | 1 | 1 | 0.1076 | 0 | 1
7042 | 0.25142 | 0.0002384 | 1 | 0 | 0 | 0 | 1 | 1 | 0.25142 | 0.0002384 | 1
7043 | 0.30723 | 0.033708 | 1 | 0 | 0 | 0 | 1 | 1 | 0.30723 | 0.033708 | 1
7044 | 0.28613 | 0.04436 | 1 | 0 | 0 | 0 | 1 | 1 | 0.28613 | 0.04436 | 1
7045 | 0.24548 | 0.045475 | 1 | 0 | 0 | 0 | 1 | 1 | 0.24548 | 0.045475 | 1
7046 | 0.2414 | 0.061305 | 1 | 0 | 0 | 0 | 1 | 1 | 0.2414 | 0.061305 | 1
7047 | 0.19155 | 0.071346 | 1 | 0 | 0 | 0 | 1 | 1 | 0.19155 | 0.071346 | 1
7048 | 0.093931 | 0.031462 | 1 | 0 | 0 | 0 | 1 | 1 | 0.093931 | 0.031462 | 1
7049 | 0 | 0.031183 | 1 | 0 | 0 | 0 | 1 | 1 | 0 | 0.031183 | 1
7050 | 0 | 0.025257 | 1 | 0 | 0 | 1 | 1 | 1 | 0 | 0.025257 | 1
7051 | 0 | 0.00091595 | 1 | 0 | 0 | 1 | 1 | 1 | 0 | 0.00091595 | 1
7052 | 0 | 0 | 1 | 0 | 0 | 1 | 1 | 1 | 0 | 0 | 1
7053 | 0 | 0.0042516 | 1 | 0 | 0 | 1 | 1 | 1 | 0 | 0.0042516 | 1
7054 | 0 | 0 | 1 | 0 | 0 | 0 | 1 | 1 | 0 | 0 | 1
7055 | 0 | 0 | 1 | 0 | 0 | 0 | 1 | 1 | 0 | 0 | 1
7056 | 0 | 0 | 1 | 0 | 0 | 0 | 1 | 1 | 0 | 0 | 1
7057 | 0 | 0.0021884 | 1 | 0 | 0 | 0 | 1 | 1 | 0 | 0.0021884 | 1
7058 | 0 | 0 | 1 | 0 | 0 | 0 | 1 | 1 | 0 | 0 | 1
7059 | 0 | 0 | 1 | 0 | 0 | 0 | 1 | 1 | 0 | 0 | 1
7060 | 0 | 0 | 1 | 0 | 0 | 0 | 1 | 1 | 0 | 0 | 1
7061 | 0 | 0 | 1 | 0 | 0 | 0 | 1 | 1 | 0 | 0 | 1
7062 | 0 | 0 | 1 | 0 | 0 | 0 | 1 | 1 | 0 | 0 | 1
7063 | 0 | 0 | 1 | 0 | 0 | 0 | 1 | 1 | 0 | 0 | 1
7064 | 0 | 0 | 1 | 0 | 0 | 0 | 1 | 1 | 0 | 0 | 1
7065 | 0.085248 | 0 | 1 | 0 | 0 | 0 | 1 | 1 | 0.085248 | 0 | 1
7066 | 0.20773 | 0 | 1 | 0 | 0 | 0 | 1 | 1 | 0.20773 | 0 | 1
7067 | 0.19216 | 0.0053965 | 1 | 0 | 0 | 0 | 1 | 1 | 0.19216 | 0.0053965 | 1
7068 | 0.18127 | 0.013038 | 1 | 0 | 0 | 0 | 1 | 1 | 0.18127 | 0.013038 | 1
7069 | 0.074039 | 0.022181 | 1 | 0 | 0 | 0 | 1 | 1 | 0.074039 | 0.022181 | 1
7070 | 0.084359 | 0.035971 | 1 | 0 | 0 | 0 | 1 | 1 | 0.084359 | 0.035971 | 1
7071 | 0.07159 | 0.051993 | 1 | 0 | 0 | 0 | 1 | 1 | 0.07159 | 0.051993 | 1
7072 | 0 | 0.043171 | 1 | 0 | 0 | 0 | 1 | 1 | 0 | 0.043171 | 1
7073 | 0 | 0.026671 | 1 | 0 | 0 | 0 | 1 | 1 | 0 | 0.026671 | 1
7074 | 0 | 0 | 1 | 0 | 0 | 1 | 1 | 1 | 0 | 0 | 1
7075 | 0 | 0 | 1 | 0 | 0 | 1 | 1 | 1 | 0 | 0 | 1
7076 | 0 | 0 | 1 | 0 | 0 | 1 | 1 | 1 | 0 | 0 | 1
7077 | 0 | 0 | 1 | 0 | 0 | 1 | 1 | 1 | 0 | 0 | 1
7078 | 0 | 0 | 1 | 0 | 0 | 0 | 1 | 1 | 0 | 0 | 1
7079 | 0 | 0 | 1 | 0 | 0 | 0 | 1 | 1 | 0 | 0 | 1
7080 | 0 | 0 | 1 | 0 | 0 | 0 | 1 | 1 | 0 | 0 | 1
7081 | 0 | 0 | 1 | 0 | 0 | 0 | 1 | 1 | 0 | 0 | 1
7082 | 0 | 0 | 1 | 0 | 0 | 0 | 1 | 1 | 0 | 0 | 1
7083 | 0 | 0 | 1 | 0 | 0 | 0 | 1 | 1 | 0 | 0 | 1
7084 | 0 | 0 | 1 | 0 | 0 | 0 | 1 | 1 | 0 | 0 | 1
7085 | 0 | 0 | 1 | 0 | 0 | 0 | 1 | 1 | 0 | 0 | 1
7086 | 0 | 0 | 1 | 0 | 0 | 0 | 1 | 1 | 0 | 0 | 1
7087 | 0 | 0 | 1 | 0 | 0 | 0 | 1 | 1 | 0 | 0 | 1
7088 | 0 | 0 | 1 | 0 | 0 | 0 | 1 | 1 | 0 | 0 | 1
7089 | 0.040716 | 0 | 1 | 0 | 0 | 0 | 1 | 1 | 0.040716 | 0 | 1
7090 | 0.18068 | 0 | 1 | 0 | 0 | 0 | 1 | 1 | 0.18068 | 0 | 1
7091 | 0.16891 | 0 | 1 | 0 | 0 | 0 | 1 | 1 | 0.16891 | 0 | 1
7092 | 0.17504 | 0.0049148 | 1 | 0 | 0 | 0 | 1 | 1 | 0.17504 | 0.0049148 | 1
7093 | 0.094996 | 0.0086617 | 1 | 0 | 0 | 0 | 1 | 1 | 0.094996 | 0.0086617 | 1
7094 | 0.10517 | 0.0056974 | 1 | 0 | 0 | 0 | 1 | 1 | 0.10517 | 0.0056974 | 1
7095 | 0.037123 | 0.014458 | 1 | 0 | 0 | 0 | 1 | 1 | 0.037123 | 0.014458 | 1
7096 | 0 | 0.019293 | 1 | 0 | 0 | 0 | 1 | 1 | 0 | 0.019293 | 1
7097 | 0 | 0.0083321 | 1 | 0 | 0 | 0 | 1 | 1 | 0 | 0.0083321 | 1
7098 | 0 | 0 | 1 | 0 | 0 | 1 | 1 | 1 | 0 | 0 | 1
7099 | 0 | 0 | 1 | 0 | 0 | 1 | 1 | 1 | 0 | 0 | 1
7100 | 0 | 0 | 1 | 0 | 0 | 1 | 1 | 1 | 0 | 0 | 1
7101 | 0 | 0 | 1 | 0 | 0 | 1 | 1 | 1 | 0 | 0 | 1
7102 | 0 | 0 | 1 | 0 | 0 | 0 | 1 | 1 | 0 | 0 | 1
7103 | 0 | 0 | 1 | 0 | 0 | 0 | 1 | 1 | 0 | 0 | 1
7104 | 0 | 0 | 1 | 0 | 0 | 0 | 1 | 1 | 0 | 0 | 1
7105 | 0 | 0 | 1 | 0 | 0 | 0 | 1 | 1 | 0 | 0 | 1
7106 | 0 | 0 | 1 | 0 | 0 | 0 | 1 | 1 | 0 | 0 | 1
7107 | 0 | 0 | 1 | 0 | 0 | 0 | 1 | 1 | 0 | 0 | 1
7108 | 0 | 0 | 1 | 0 | 0 | 0 | 1 | 1 | 0 | 0 | 1
7109 | 0 | 0 | 1 | 0 | 0 | 0 | 1 | 1 | 0 | 0 | 1
7110 | 0 | 0 | 1 | 0 | 0 | 0 | 1 | 1 | 0 | 0 | 1
7111 | 0 | 0 | 1 | 0 | 0 | 0 | 1 | 1 | 0 | 0 | 1
7112 | 0 | 0 | 1 | 0 | 0 | 0 | 1 | 1 | 0 | 0 | 1
7113 | 0.023939 | 0 | 1 | 0 | 0 | 0 | 1 | 1 | 0.023939 | 0 | 1
7114 | 0.20812 | 0 | 1 | 0 | 0 | 0 | 1 | 1 | 0.20812 | 0 | 1
7115 | 0.16021 | 0 | 1 | 0 | 0 | 0 | 1 | 1 | 0.16021 | 0 | 1
7116 | 0.11505 | 0.022699 | 1 | 0 | 0 | 0 | 1 | 1 | 0.11505 | 0.022699 | 1
7117 | 0.11024 | 0.021637 | 1 | 0 | 0 | 0 | 1 | 1 | 0.11024 | 0.021637 | 1
7118 | 0.080381 | 0.021188 | 1 | 0 | 0 | 0 | 1 | 1 | 0.080381 | 0.021188 | 1
7119 | 0.025482 | 0.029956 | 1 | 0 | 0 | 0 | 1 | 1 | 0.025482 | 0.029956 | 1
7120 | 0 | 0.039082 | 1 | 0 | 0 | 0 | 1 | 1 | 0 | 0.039082 | 1
7121 | 0 | 0.029794 | 1 | 0 | 0 | 0 | 1 | 1 | 0 | 0.029794 | 1
7122 | 0 | 0.024762 | 1 | 0 | 0 | 1 | 1 | 1 | 0 | 0.024762 | 1
7123 | 0 | 0.01199 | 1 | 0 | 0 | 1 | 1 | 1 | 0 | 0.01199 | 1
7124 | 0 | 0 | 1 | 0 | 0 | 1 | 1 | 1 | 0 | 0 | 1
7125 | 0 | 0 | 1 | 0 | 0 | 1 | 1 | 1 | 0 | 0 | 1
7126 | 0 | 0 | 1 | 0 | 0 | 0 | 1 | 1 | 0 | 0 | 1
7127 | 0 | 0 | 1 | 0 | 0 | 0 | 1 | 1 | 0 | 0 | 1
7128 | 0 | 0 | 1 | 0 | 0 | 0 | 1 | 1 | 0 | 0 | 1
7129 | 0 | 0 | 1 | 0 | 0 | 0 | 1 | 1 | 0 | 0 | 1
7130 | 0 | 0 | 1 | 0 | 0 | 0 | 1 | 1 | 0 | 0 | 1
7131 | 0 | 0 | 1 | 0 | 0 | 0 | 1 | 1 | 0 | 0 | 1
7132 | 0 | 0 | 1 | 0 | 0 | 0 | 1 | 1 | 0 | 0 | 1
7133 | 0 | 0 | 1 | 0 | 0 | 0 | 1 | 1 | 0 | 0 | 1
7134 | 0 | 0 | 1 | 0 | 0 | 0 | 1 | 1 | 0 | 0 | 1
7135 | 0 | 0 | 1 | 0 | 0 | 0 | 1 | 1 | 0 | 0 | 1
7136 | 0 | 0 | 1 | 0 | 0 | 0 | 1 | 1 | 0 | 0 | 1
7137 | 0.050543 | 0 | 1 | 0 | 0 | 0 | 1 | 1 | 0.050543 | 0 | 1
7138 | 0.27575 | 0 | 1 | 0 | 0 | 0 | 1 | 1 | 0.27575 | 0 | 1
7139 | 0.28772 | 0 | 1 | 0 | 0 | 0 | 1 | 1 | 0.28772 | 0 | 1
7140 | 0.24772 | 0.0038817 | 1 | 0 | 0 | 0 | 1 | 1 | 0.24772 | 0.0038817 | 1
7141 | 0.29616 | 0 | 1 | 0 | 0 | 0 | 1 | 1 | 0.29616 | 0 | 1
7142 | 0.20929 | 0 | 1 | 0 | 0 | 0 | 1 | 1 | 0.20929 | 0 | 1
7143 | 0.14572 | 0 | 1 | 0 | 0 | 0 | 1 | 1 | 0.14572 | 0 | 1
7144 | 0.0146 | 0.021634 | 1 | 0 | 0 | 0 | 1 | 1 | 0.0146 | 0.021634 | 1
7145 | 0 | 0.01877 | 1 | 0 | 0 | 0 | 1 | 1 | 0 | 0.01877 | 1
7146 | 0 | 0.014434 | 1 | 0 | 0 | 1 | 1 | 1 | 0 | 0.014434 | 1
7147 | 0 | 0 | 1 | 0 | 0 | 1 | 1 | 1 | 0 | 0 | 1
7148 | 0 | 0 | 1 | 0 | 0 | 1 | 1 | 1 | 0 | 0 | 1
7149 | 0 | 0 | 1 | 0 | 0 | 1 | 1 | 1 | 0 | 0 | 1
7150 | 0 | 0 | 1 | 0 | 0 | 0 | 1 | 1 | 0 | 0 | 1
7151 | 0 | 0 | 1 | 0 | 0 | 0 | 1 | 1 | 0 | 0 | 1
7152 | 0 | 0 | 1 | 0 | 0 | 0 | 1 | 1 | 0 | 0 | 1
7153 | 0 | 0 | 1 | 0 | 0 | 0 | 1 | 1 | 0 | 0 | 1
7154 | 0 | 0 | 1 | 0 | 0 | 0 | 1 | 1 | 0 | 0 | 1
7155 | 0 | 0 | 1 | 0 | 0 | 0 | 1 | 1 | 0 | 0 | 1
7156 | 0 | 0 | 1 | 0 | 0 | 0 | 1 | 1 | 0 | 0 | 1
7157 | 0 | 0 | 1 | 0 | 0 | 0 | 1 | 1 | 0 | 0 | 1
7158 | 0 | 0 | 1 | 0 | 0 | 0 | 1 | 1 | 0 | 0 | 1
7159 | 0 | 0 | 1 | 0 | 0 | 0 | 1 | 1 | 0 | 0 | 1
7160 | 0 | 0 | 1 | 0 | 0 | 0 | 1 | 1 | 0 | 0 | 1
7161 | 0.059546 | 0 | 1 | 0 | 0 | 0 | 1 | 1 | 0.059546 | 0 | 1
7162 | 0.24333 | 0 | 1 | 0 | 0 | 0 | 1 | 1 | 0.24333 | 0 | 1
7163 | 0.24393 | 0 | 1 | 0 | 0 | 0 | 1 | 1 | 0.24393 | 0 | 1
7164 | 0.16668 | 0 | 1 | 0 | 0 | 0 | 1 | 1 | 0.16668 | 0 | 1
7165 | 0.26466 | 0 | 1 | 0 | 0 | 0 | 1 | 1 | 0.26466 | 0 | 1
7166 | 0.14884 | 0 | 1 | 0 | 0 | 0 | 1 | 1 | 0.14884 | 0 | 1
7167 | 0.11425 | 0 | 1 | 0 | 0 | 0 | 1 | 1 | 0.11425 | 0 | 1
7168 | 0.0074556 | 0.012524 | 1 | 0 | 0 | 0 | 1 | 1 | 0.0074556 | 0.012524 | 1
7169 | 0 | 0.015993 | 1 | 0 | 0 | 0 | 1 | 1 | 0 | 0.015993 | 1
7170 | 0 | 0.012093 | 1 | 0 | 0 | 1 | 1 | 1 | 0 | 0.012093 | 1
7171 | 0 | 0 | 1 | 0 | 0 | 1 | 1 | 1 | 0 | 0 | 1
7172 | 0 | 0 | 1 | 0 | 0 | 1 | 1 | 1 | 0 | 0 | 1
7173 | 0 | 0 | 1 | 0 | 0 | 1 | 1 | 1 | 0 | 0 | 1
7174 | 0 | 0 | 1 | 0 | 0 | 0 | 1 | 1 | 0 | 0 | 1
7175 | 0 | 0 | 1 | 0 | 0 | 0 | 1 | 1 | 0 | 0 | 1
7176 | 0 | 0 | 1 | 0 | 0 | 0 | 1 | 1 | 0 | 0 | 1
7177 | 0 | 0 | 1 | 0 | 0 | 0 | 1 | 1 | 0 | 0 | 1
7178 | 0 | 0 | 1 | 0 | 0 | 0 | 1 | 1 | 0 | 0 | 1
7179 | 0 | 0 | 1 | 0 | 0 | 0 | 1 | 1 | 0 | 0 | 1
7180 | 0 | 0 | 1 | 0 | 0 | 0 | 1 | 1 | 0 | 0 | 1
7181 | 0 | 0 | 1 | 0 | 0 | 0 | 1 | 1 | 0 | 0 | 1
7182 | 0 | 0 | 1 | 0 | 0 | 0 | 1 | 1 | 0 | 0 | 1
7183 | 0 | 0 | 1 | 0 | 0 | 0 | 1 | 1 | 0 | 0 | 1
7184 | 0 | 0 | 1 | 0 | 0 | 0 | 1 | 1 | 0 | 0 | 1
7185 | 0.067209 | 0 | 1 | 0 | 0 | 0 | 1 | 1 | 0.067209 | 0 | 1
7186 | 0.18116 | 0 | 1 | 0 | 0 | 0 | 1 | 1 | 0.18116 | 0 | 1
7187 | 0.25189 | 0 | 1 | 0 | 0 | 0 | 1 | 1 | 0.25189 | 0 | 1
7188 | 0.24727 | 0.0031003 | 1 | 0 | 0 | 0 | 1 | 1 | 0.24727 | 0.0031003 | 1
7189 | 0.28711 | 0.019643 | 1 | 0 | 0 | 0 | 1 | 1 | 0.28711 | 0.019643 | 1
7190 | 0.13372 | 0 | 1 | 0 | 0 | 0 | 1 | 1 | 0.13372 | 0 | 1
7191 | 0.033525 | 0.016872 | 1 | 0 | 0 | 0 | 1 | 1 | 0.033525 | 0.016872 | 1
7192 | 0 | 0.025152 | 1 | 0 | 0 | 0 | 1 | 1 | 0 | 0.025152 | 1
7193 | 0 | 0.047886 | 1 | 0 | 0 | 0 | 1 | 1 | 0 | 0.047886 | 1
7194 | 0 | 0.046228 | 1 | 0 | 0 | 1 | 1 | 1 | 0 | 0.046228 | 1
7195 | 0 | 0.0096504 | 1 | 0 | 0 | 1 | 1 | 1 | 0 | 0.0096504 | 1
7196 | 0 | 0.0092316 | 1 | 0 | 0 | 1 | 1 | 1 | 0 | 0.0092316 | 1
7197 | 0 | 0.016149 | 1 | 0 | 0 | 1 | 1 | 1 | 0 | 0.016149 | 1
7198 | 0 | 0.0027018 | 1 | 0 | 0 | 0 | 1 | 1 | 0 | 0.0027018 | 1
7199 | 0 | 0 | 1 | 0 | 0 | 0 | 1 | 1 | 0 | 0 | 1
7200 | 0 | 0 | 1 | 0 | 0 | 0 | 1 | 1 | 0 | 0 | 1
7201 | 0 | 0 | 1 | 0 | 0 | 0 | 1 | 1 | 0 | 0 | 1
7202 | 0 | 0 | 1 | 0 | 0 | 0 | 1 | 1 | 0 | 0 | 1
7203 | 0 | 0 | 1 | 0 | 0 | 0 | 1 | 1 | 0 | 0 | 1
7204 | 0 | 0 | 1 | 0 | 0 | 0 | 1 | 1 | 0 | 0 | 1
7205 | 0 | 0 | 1 | 0 | 0 | 0 | 1 | 1 | 0 | 0 | 1
7206 | 0 | 0 | 1 | 0 | 0 | 0 | 1 | 1 | 0 | 0 | 1
7207 | 0 | 0 | 1 | 0 | 0 | 0 | 1 | 1 | 0 | 0 | 1
7208 | 0 | 0 | 1 | 0 | 0 | 0 | 1 | 1 | 0 | 0 | 1
7209 | 0.0012356 | 0 | 1 | 0 | 0 | 0 | 1 | 1 | 0.0012356 | 0 | 1
7210 | 0.075111 | 0 | 1 | 0 | 0 | 0 | 1 | 1 | 0.075111 | 0 | 1
7211 | 0.15367 | 0.00099146 | 1 | 0 | 0 | 0 | 1 | 1 | 0.15367 | 0.00099146 | 1
7212 | 0.14319 | 0.0098904 | 1 | 0 | 0 | 0 | 1 | 1 | 0.14319 | 0.0098904 | 1
7213 | 0.1847 | 0.030489 | 1 | 0 | 0 | 0 | 1 | 1 | 0.1847 | 0.030489 | 1
7214 | 0.099693 | 0.016855 | 1 | 0 | 0 | 0 | 1 | 1 | 0.099693 | 0.016855 | 1
7215 | 0 | 0.042401 | 1 | 0 | 0 | 0 | 1 | 1 | 0 | 0.042401 | 1
7216 | 0 | 0.024811 | 1 | 0 | 0 | 0 | 1 | 1 | 0 | 0.024811 | 1
7217 | 0 | 0.031825 | 1 | 0 | 0 | 0 | 1 | 1 | 0 | 0.031825 | 1
7218 | 0 | 0.02654 | 1 | 0 | 0 | 1 | 1 | 1 | 0 | 0.02654 | 1
7219 | 0 | 0.0016691 | 1 | 0 | 0 | 1 | 1 | 1 | 0 | 0.0016691 | 1
7220 | 0 | 0 | 1 | 0 | 0 | 1 | 1 | 1 | 0 | 0 | 1
7221 | 0 | 0 | 1 | 0 | 0 | 1 | 1 | 1 | 0 | 0 | 1
7222 | 0 | 0 | 1 | 0 | 0 | 0 | 1 | 1 | 0 | 0 | 1
7223 | 0 | 0 | 1 | 0 | 0 | 0 | 1 | 1 | 0 | 0 | 1
7224 | 0 | 0 | 1 | 0 | 0 | 0 | 1 | 1 | 0 | 0 | 1
7225 | 0 | 0 | 1 | 0 | 0 | 0 | 1 | 1 | 0 | 0 | 1
7226 | 0 | 0 | 1 | 0 | 0 | 0 | 1 | 1 | 0 | 0 | 1
7227 | 0 | 0 | 1 | 0 | 0 | 0 | 1 | 1 | 0 | 0 | 1
7228 | 0 | 0 | 1 | 0 | 0 | 0 | 1 | 1 | 0 | 0 | 1
7229 | 0 | 0 | 1 | 0 | 0 | 0 | 1 | 1 | 0 | 0 | 1
7230 | 0 | 0 | 1 | 0 | 0 | 0 | 1 | 1 | 0 | 0 | 1
7231 | 0 | 0 | 1 | 0 | 0 | 0 | 1 | 1 | 0 | 0 | 1
7232 | 0 | 0 | 1 | 0 | 0 | 0 | 1 | 1 | 0 | 0 | 1
7233 | 0 | 0 | 1 | 0 | 0 | 0 | 1 | 1 | 0 | 0 | 1
7234 | 0.012623 | 0 | 1 | 0 | 0 | 0 | 1 | 1 | 0.012623 | 0 | 1
7235 | 0.12042 | 0 | 1 | 0 | 0 | 0 | 1 | 1 | 0.12042 | 0 | 1
7236 | 0.12841 | 0 | 1 | 0 | 0 | 0 | 1 | 1 | 0.12841 | 0 | 1
7237 | 0.097343 | 0.0019348 | 1 | 0 | 0 | 0 | 1 | 1 | 0.097343 | 0.0019348 | 1
7238 | 0.039467 | 0 | 1 | 0 | 0 | 0 | 1 | 1 | 0.039467 | 0 | 1
7239 | 0 | 0 | 1 | 0 | 0 | 0 | 1 | 1 | 0 | 0 | 1
7240 | 0 | 0 | 1 | 0 | 0 | 0 | 1 | 1 | 0 | 0 | 1
7241 | 0 | 0 | 1 | 0 | 0 | 0 | 1 | 1 | 0 | 0 | 1
7242 | 0 | 0 | 1 | 0 | 0 | 1 | 1 | 1 | 0 | 0 | 1
7243 | 0 | 0 | 1 | 0 | 0 | 1 | 1 | 1 | 0 | 0 | 1
7244 | 0 | 0 | 1 | 0 | 0 | 1 | 1 | 1 | 0 | 0 | 1
7245 | 0 | 0 | 1 | 0 | 0 | 1 | 1 | 1 | 0 | 0 | 1
7246 | 0 | 0 | 1 | 0 | 0 | 0 | 1 | 1 | 0 | 0 | 1
7247 | 0 | 0 | 1 | 0 | 0 | 0 | 1 | 1 | 0 | 0 | 1
7248 | 0 | 0 | 1 | 0 | 0 | 0 | 1 | 1 | 0 | 0 | 1
7249 | 0 | 0 | 0.97381 | 0 | 0 | 0 | 1 | 1 | 0 | 0 | 1
7250 | 0 | 0 | 0.97381 | 0 | 0 | 0 | 1 | 1 | 0 | 0 | 1
7251 | 0 | 0 | 0.97381 | 0 | 0 | 0 | 1 | 1 | 0 | 0 | 1
7252 | 0 | 0 | 0.97381 | 0 | 0 | 0 | 1 | 1 | 0 | 0 | 1
7253 | 0 | 0 | 0.97381 | 0 | 0 | 0 | 1 | 1 | 0 | 0 | 1
7254 | 0 | 0 | 0.97381 | 0 | 0 | 0 | 1 | 1 | 0 | 0 | 1
7255 | 0 | 0 | 0.97381 | 0 | 0 | 0 | 1 | 1 | 0 | 0 | 1
7256 | 0 | 0 | 0.97381 | 0 | 0 | 0 | 1 | 1 | 0 | 0 | 1
7257 | 0 | 0 | 0.97381 | 0 | 0 | 0 | 1 | 1 | 0 | 0 | 1
7258 | 0 | 0 | 0.97381 | 0 | 0 | 0 | 1 | 1 | 0 | 0 | 1
7259 | 0.081965 | 0 | 0.97381 | 0 | 0 | 0 | 1 | 1 | 0.081965 | 0 | 1
7260 | 0.094389 | 0 | 0.97381 | 0 | 0 | 0 | 1 | 1 | 0.094389 | 0 | 1
7261 | 0.073664 | 0 | 0.97381 | 0 | 0 | 0 | 1 | 1 | 0.073664 | 0 | 1
7262 | 0.041289 | 0 | 0.97381 | 0 | 0 | 0 | 1 | 1 | 0.041289 | 0 | 1
7263 | 0 | 0 | 0.97381 | 0 | 0 | 0 | 1 | 1 | 0 | 0 | 1
7264 | 0 | 0 | 0.97381 | 0 | 0 | 0 | 1 | 1 | 0 | 0 | 1
7265 | 0 | 0 | 0.97381 | 0 | 0 | 0 | 1 | 1 | 0 | 0 | 1
7266 | 0 | 0 | 0.97381 | 0 | 0 | 1 | 1 | 1 | 0 | 0 | 1
7267 | 0 | 0 | 0.97381 | 0 | 0 | 1 | 1 | 1 | 0 | 0 | 1
7268 | 0 | 0 | 0.97381 | 0 | 0 | 1 | 1 | 1 | 0 | 0 | 1
7269 | 0 | 0 | 0.97381 | 0 | 0 | 1 | 1 | 1 | 0 | 0 | 1
7270 | 0 | 0 | 0.97381 | 0 | 0 | 0 | 1 | 1 | 0 | 0 | 1
7271 | 0 | 0 | 0.97381 | 0 | 0 | 0 | 1 | 1 | 0 | 0 | 1
7272 | 0 | 0 | 0.97381 | 0 | 0 | 0 | 1 | 1 | 0 | 0 | 1
7273 | 0 | 0 | 0.97381 | 0 | 0 | 0 | 1 | 1 | 0 | 0 | 1
7274 | 0 | 0 | 0.97381 | 0 | 0 | 0 | 1 | 1 | 0 | 0 | 1
7275 | 0 | 0 | 0.97381 | 0 | 0 | 0 | 1 | 1 | 0 | 0 | 1
7276 | 0 | 0 | 0.97381 | 0 | 0 | 0 | 1 | 1 | 0 | 0 | 1
7277 | 0 | 0 | 0.97381 | 0 | 0 | 0 | 1 | 1 | 0 | 0 | 1
7278 | 0 | 0 | 0.97381 | 0 | 0 | 0 | 1 | 1 | 0 | 0 | 1
7279 | 0 | 0 | 0.97381 | 0 | 0 | 0 | 1 | 1 | 0 | 0 | 1
7280 | 0 | 0 | 0.97381 | 0 | 0 | 0 | 1 | 1 | 0 | 0 | 1
7281 | 0 | 0 | 0.97381 | 0 | 0 | 0 | 1 | 1 | 0 | 0 | 1
7282 | 0.072889 | 0 | 0.97381 | 0 | 0 | 0 | 1 | 1 | 0.072889 | 0 | 1
7283 | 0.1755 | 0 | 0.97381 | 0 | 0 | 0 | 1 | 1 | 0.1755 | 0 | 1
7284 | 0.21291 | 0 | 0.97381 | 0 | 0 | 0 | 1 | 1 | 0.21291 | 0 | 1
7285 | 0.18301 | 0 | 0.97381 | 0 | 0 | 0 | 1 | 1 | 0.18301 | 0 | 1
7286 | 0.10652 | 0 | 0.97381 | 0 | 0 | 0 | 1 | 1 | 0.10652 | 0 | 1
7287 | 0.046477 | 0 | 0.97381 | 0 | 0 | 0 | 1 | 1 | 0.046477 | 0 | 1
7288 | 0 | 0 | 0.97381 | 0 | 0 | 0 | 1 | 1 | 0 | 0 | 1
7289 | 0 | 0 | 0.97381 | 0 | 0 | 0 | 1 | 1 | 0 | 0 | 1
7290 | 0 | 0 | 0.97381 | 0 | 0 | 1 | 1 | 1 | 0 | 0 | 1
7291 | 0 | 0 | 0.97381 | 0 | 0 | 1 | 1 | 1 | 0 | 0 | 1
7292 | 0 | 0 | 0.97381 | 0 | 0 | 1 | 1 | 1 | 0 | 0 | 1
7293 | 0 | 0 | 0.97381 | 0 | 0 | 1 | 1 | 1 | 0 | 0 | 1
7294 | 0 | 0 | 0.97381 | 0 | 0 | 0 | 1 | 1 | 0 | 0 | 1
7295 | 0 | 0 | 0.97381 | 0 | 0 | 0 | 1 | 1 | 0 | 0 | 1
7296 | 0 | 0 | 0.97381 | 0 | 0 | 0 | 1 | 1 | 0 | 0 | 1
7297 | 0 | 0 | 0.97381 | 0 | 0 | 0 | 1 | 1 | 0 | 0 | 1
7298 | 0 | 0 | 0.97381 | 0 | 0 | 0 | 1 | 1 | 0 | 0 | 1
7299 | 0 | 0 | 0.97381 | 0 | 0 | 0 | 1 | 1 | 0 | 0 | 1
7300 | 0 | 0 | 0.97381 | 0 | 0 | 0 | 1 | 1 | 0 | 0 | 1
7301 | 0 | 0 | 0.97381 | 0 | 0 | 0 | 1 | 1 | 0 | 0 | 1
7302 | 0 | 0 | 0.97381 | 0 | 0 | 0 | 1 | 1 | 0 | 0 | 1
7303 | 0 | 0 | 0.97381 | 0 | 0 | 0 | 1 | 1 | 0 | 0 | 1
7304 | 0 | 0 | 0.97381 | 0 | 0 | 0 | 1 | 1 | 0 | 0 | 1
7305 | 0.049173 | 0 | 0.97381 | 0 | 0 | 0 | 1 | 1 | 0.049173 | 0 | 1
7306 | 0.18398 | 0 | 0.97381 | 0 | 0 | 0 | 1 | 1 | 0.18398 | 0 | 1
7307 | 0.24314 | 0 | 0.97381 | 0 | 0 | 0 | 1 | 1 | 0.24314 | 0 | 1
7308 | 0.35561 | 0.0070096 | 0.97381 | 0 | 0 | 0 | 1 | 1 | 0.35561 | 0.0070096 | 1
7309 | 0.3636 | 0.027845 | 0.97381 | 0 | 0 | 0 | 1 | 1 | 0.3636 | 0.027845 | 1
7310 | 0.26975 | 0.017541 | 0.97381 | 0 | 0 | 0 | 1 | 1 | 0.26975 | 0.017541 | 1
7311 | 0.17385 | 0 | 0.97381 | 0 | 0 | 0 | 1 | 1 | 0.17385 | 0 | 1
7312 | 0.059285 | 0 | 0.97381 | 0 | 0 | 0 | 1 | 1 | 0.059285 | 0 | 1
7313 | 0 | 0 | 0.97381 | 0 | 0 | 0 | 1 | 1 | 0 | 0 | 1
7314 | 0 | 0 | 0.97381 | 0 | 0 | 1 | 1 | 1 | 0 | 0 | 1
7315 | 0 | 0 | 0.97381 | 0 | 0 | 1 | 1 | 1 | 0 | 0 | 1
7316 | 0 | 0 | 0.97381 | 0 | 0 | 1 | 1 | 1 | 0 | 0 | 1
7317 | 0 | 0 | 0.97381 | 0 | 0 | 1 | 1 | 1 | 0 | 0 | 1
7318 | 0 | 0 | 0.97381 | 0 | 0 | 0 | 1 | 1 | 0 | 0 | 1
7319 | 0 | 0.011555 | 0.97381 | 0 | 0 | 0 | 1 | 1 | 0 | 0.011555 | 1
7320 | 0 | 0.0017427 | 0.97381 | 0 | 0 | 0 | 1 | 1 | 0 | 0.0017427 | 1
7321 | 0 | 0 | 0.97381 | 0 | 0 | 0 | 1 | 1 | 0 | 0 | 1
7322 | 0 | 0.010789 | 0.97381 | 0 | 0 | 0 | 1 | 1 | 0 | 0.010789 | 1
7323 | 0 | 0.0077106 | 0.97381 | 0 | 0 | 0 | 1 | 1 | 0 | 0.0077106 | 1
7324 | 0 | 0.006485 | 0.97381 | 0 | 0 | 0 | 1 | 1 | 0 | 0.006485 | 1
7325 | 0 | 0.014164 | 0.97381 | 0 | 0 | 0 | 1 | 1 | 0 | 0.014164 | 1
7326 | 0 | 0.0052329 | 0.97381 | 0 | 0 | 0 | 1 | 1 | 0 | 0.0052329 | 1
7327 | 0 | 0.0072483 | 0.97381 | 0 | 0 | 0 | 1 | 1 | 0 | 0.0072483 | 1
7328 | 0 | 0.031743 | 0.97381 | 0 | 0 | 0 | 1 | 1 | 0 | 0.031743 | 1
7329 | 0.078683 | 0.036587 | 0.97381 | 0 | 0 | 0 | 1 | 1 | 0.078683 | 0.036587 | 1
7330 | 0.21213 | 0.040395 | 0.97381 | 0 | 0 | 0 | 1 | 1 | 0.21213 | 0.040395 | 1
7331 | 0.24193 | 0.055952 | 0.97381 | 0 | 0 | 0 | 1 | 1 | 0.24193 | 0.055952 | 1
7332 | 0.32501 | 0.061203 | 0.97381 | 0 | 0 | 0 | 1 | 1 | 0.32501 | 0.061203 | 1
7333 | 0.30191 | 0.071061 | 0.97381 | 0 | 0 | 0 | 1 | 1 | 0.30191 | 0.071061 | 1
7334 | 0.25519 | 0.064705 | 0.97381 | 0 | 0 | 0 | 1 | 1 | 0.25519 | 0.064705 | 1
7335 | 0.23478 | 0.065922 | 0.97381 | 0 | 0 | 0 | 1 | 1 | 0.23478 | 0.065922 | 1
7336 | 0.083087 | 0.045089 | 0.97381 | 0 | 0 | 0 | 1 | 1 | 0.083087 | 0.045089 | 1
7337 | 0 | 0.026611 | 0.97381 | 0 | 0 | 0 | 1 | 1 | 0 | 0.026611 | 1
7338 | 0 | 0.020566 | 0.97381 | 0 | 0 | 1 | 1 | 1 | 0 | 0.020566 | 1
7339 | 0 | 0 | 0.97381 | 0 | 0 | 1 | 1 | 1 | 0 | 0 | 1
7340 | 0 | 0.015434 | 0.97381 | 0 | 0 | 1 | 1 | 1 | 0 | 0.015434 | 1
7341 | 0 | 0.013596 | 0.97381 | 0 | 0 | 1 | 1 | 1 | 0 | 0.013596 | 1
7342 | 0 | 0.029703 | 0.97381 | 0 | 0 | 0 | 1 | 1 | 0 | 0.029703 | 1
7343 | 0 | 0.043268 | 0.97381 | 0 | 0 | 0 | 1 | 1 | 0 | 0.043268 | 1
7344 | 0 | 0.032594 | 0.97381 | 0 | 0 | 0 | 1 | 1 | 0 | 0.032594 | 1
7345 | 0 | 0.014749 | 0.97381 | 0 | 0 | 0 | 1 | 1 | 0 | 0.014749 | 1
7346 | 0 | 0.010058 | 0.97381 | 0 | 0 | 0 | 1 | 1 | 0 | 0.010058 | 1
7347 | 0 | 0 | 0.97381 | 0 | 0 | 0 | 1 | 1 | 0 | 0 | 1
7348 | 0 | 0.014626 | 0.97381 | 0 | 0 | 0 | 1 | 1 | 0 | 0.014626 | 1
7349 | 0 | 0.019367 | 0.97381 | 0 | 0 | 0 | 1 | 1 | 0 | 0.019367 | 1
7350 | 0 | 0.020039 | 0.97381 | 0 | 0 | 0 | 1 | 1 | 0 | 0.020039 | 1
7351 | 0 | 0.045867 | 0.97381 | 0 | 0 | 0 | 1 | 1 | 0 | 0.045867 | 1
7352 | 0 | 0.06652 | 0.97381 | 0 | 0 | 0 | 1 | 1 | 0 | 0.06652 | 1
7353 | 0.039612 | 0.067438 | 0.97381 | 0 | 0 | 0 | 1 | 1 | 0.039612 | 0.067438 | 1
7354 | 0.16295 | 0.071112 | 0.97381 | 0 | 0 | 0 | 1 | 1 | 0.16295 | 0.071112 | 1
7355 | 0.17459 | 0.094429 | 0.97381 | 0 | 0 | 0 | 1 | 1 | 0.17459 | 0.094429 | 1
7356 | 0.26362 | 0.09651 | 0.97381 | 0 | 0 | 0 | 1 | 1 | 0.26362 | 0.09651 | 1
7357 | 0.26066 | 0.11433 | 0.97381 | 0 | 0 | 0 | 1 | 1 | 0.26066 | 0.11433 | 1
7358 | 0.2555 | 0.10911 | 0.97381 | 0 | 0 | 0 | 1 | 1 | 0.2555 | 0.10911 | 1
7359 | 0.26165 | 0.11014 | 0.97381 | 0 | 0 | 0 | 1 | 1 | 0.26165 | 0.11014 | 1
7360 | 0.14046 | 0.08866 | 0.97381 | 0 | 0 | 0 | 1 | 1 | 0.14046 | 0.08866 | 1
7361 | 0 | 0.067016 | 0.97381 | 0 | 0 | 0 | 1 | 1 | 0 | 0.067016 | 1
7362 | 0 | 0.058805 | 0.97381 | 0 | 0 | 1 | 1 | 1 | 0 | 0.058805 | 1
7363 | 0 | 0.036269 | 0.97381 | 0 | 0 | 1 | 1 | 1 | 0 | 0.036269 | 1
7364 | 0 | 0.043944 | 0.97381 | 0 | 0 | 1 | 1 | 1 | 0 | 0.043944 | 1
7365 | 0 | 0.036131 | 0.97381 | 0 | 0 | 1 | 1 | 1 | 0 | 0.036131 | 1
7366 | 0 | 0.05671 | 0.97381 | 0 | 0 | 0 | 1 | 1 | 0 | 0.05671 | 1
7367 | 0 | 0.058488 | 0.97381 | 0 | 0 | 0 | 1 | 1 | 0 | 0.058488 | 1
7368 | 0 | 0.063277 | 0.97381 | 0 | 0 | 0 | 1 | 1 | 0 | 0.063277 | 1
7369 | 0 | 0.026706 | 0.97381 | 0 | 0 | 0 | 1 | 1 | 0 | 0.026706 | 1
7370 | 0 | 0.047593 | 0.97381 | 0 | 0 | 0 | 1 | 1 | 0 | 0.047593 | 1
7371 | 0 | 0.026943 | 0.97381 | 0 | 0 | 0 | 1 | 1 | 0 | 0.026943 | 1
7372 | 0 | 0.028876 | 0.97381 | 0 | 0 | 0 | 1 | 1 | 0 | 0.028876 | 1
7373 | 0 | 0.038277 | 0.97381 | 0 | 0 | 0 | 1 | 1 | 0 | 0.038277 | 1
7374 | 0 | 0.03551 | 0.97381 | 0 | 0 | 0 | 1 | 1 | 0 | 0.03551 | 1
7375 | 0 | 0.065605 | 0.97381 | 0 | 0 | 0 | 1 | 1 | 0 | 0.065605 | 1
7376 | 0 | 0.0813 | 0.97381 | 0 | 0 | 0 | 1 | 1 | 0 | 0.0813 | 1
7377 | 0.021569 | 0.093599 | 0.97381 | 0 | 0 | 0 | 1 | 1 | 0.021569 | 0.093599 | 1
7378 | 0.14191 | 0.11147 | 0.97381 | 0 | 0 | 0 | 1 | 1 | 0.14191 | 0.11147 | 1
7379 | 0.19617 | 0.12784 | 0.97381 | 0 | 0 | 0 | 1 | 1 | 0.19617 | 0.12784 | 1
7380 | 0.2432 | 0.14143 | 0.97381 | 0 | 0 | 0 | 1 | 1 | 0.2432 | 0.14143 | 1
7381 | 0.21619 | 0.16498 | 0.97381 | 0 | 0 | 0 | 1 | 1 | 0.21619 | 0.16498 | 1
7382 | 0.24049 | 0.16324 | 0.97381 | 0 | 0 | 0 | 1 | 1 | 0.24049 | 0.16324 | 1
7383 | 0.22978 | 0.14759 | 0.97381 | 0 | 0 | 0 | 1 | 1 | 0.22978 | 0.14759 | 1
7384 | 0.10792 | 0.1294 | 0.97381 | 0 | 0 | 0 | 1 | 1 | 0.10792 | 0.1294 | 1
7385 | 0 | 0.11857 | 0.97381 | 0 | 0 | 0 | 1 | 1 | 0 | 0.11857 | 1
7386 | 0 | 0.093907 | 0.97381 | 0 | 0 | 1 | 1 | 1 | 0 | 0.093907 | 1
7387 | 0 | 0.065552 | 0.97381 | 0 | 0 | 1 | 1 | 1 | 0 | 0.065552 | 1
7388 | 0 | 0.071612 | 0.97381 | 0 | 0 | 1 | 1 | 1 | 0 | 0.071612 | 1
7389 | 0 | 0.072461 | 0.97381 | 0 | 0 | 1 | 1 | 1 | 0 | 0.072461 | 1
7390 | 0 | 0.08583 | 0.97381 | 0 | 0 | 0 | 1 | 1 | 0 | 0.08583 | 1
7391 | 0 | 0.059518 | 0.97381 | 0 | 0 | 0 | 1 | 1 | 0 | 0.059518 | 1
7392 | 0 | 0.050754 | 0.97381 | 0 | 0 | 0 | 1 | 1 | 0 | 0.050754 | 1
7393 | 0 | 0.050008 | 0.97381 | 0 | 0 | 0 | 1 | 1 | 0 | 0.050008 | 1
7394 | 0 | 0.026587 | 0.97381 | 0 | 0 | 0 | 1 | 1 | 0 | 0.026587 | 1
7395 | 0 | 0.0088295 | 0.97381 | 0 | 0 | 0 | 1 | 1 | 0 | 0.0088295 | 1
7396 | 0 | 0.002702 | 0.97381 | 0 | 0 | 0 | 1 | 1 | 0 | 0.002702 | 1
7397 | 0 | 0.0090614 | 0.97381 | 0 | 0 | 0 | 1 | 1 | 0 | 0.0090614 | 1
7398 | 0 | 0.0066551 | 0.97381 | 0 | 0 | 0 | 1 | 1 | 0 | 0.0066551 | 1
7399 | 0 | 0.022967 | 0.97381 | 0 | 0 | 0 | 1 | 1 | 0 | 0.022967 | 1
7400 | 0 | 0.03903 | 0.97381 | 0 | 0 | 0 | 1 | 1 | 0 | 0.03903 | 1
7401 | 0.058011 | 0.039572 | 0.97381 | 0 | 0 | 0 | 1 | 1 | 0.058011 | 0.039572 | 1
7402 | 0.18625 | 0.054635 | 0.97381 | 0 | 0 | 0 | 1 | 1 | 0.18625 | 0.054635 | 1
7403 | 0.25965 | 0.062486 | 0.97381 | 0 | 0 | 0 | 1 | 1 | 0.25965 | 0.062486 | 1
7404 | 0.30567 | 0.079047 | 0.97381 | 0 | 0 | 0 | 1 | 1 | 0.30567 | 0.079047 | 1
7405 | 0.31767 | 0.097446 | 0.97381 | 0 | 0 | 0 | 1 | 1 | 0.31767 | 0.097446 | 1
7406 | 0.34385 | 0.095482 | 0.97381 | 0 | 0 | 0 | 1 | 1 | 0.34385 | 0.095482 | 1
7407 | 0.27553 | 0.073057 | 0.97381 | 0 | 0 | 0 | 1 | 1 | 0.27553 | 0.073057 | 1
7408 | 0.13918 | 0.055696 | 0.97381 | 0 | 0 | 0 | 1 | 1 | 0.13918 | 0.055696 | 1
7409 | 0 | 0.060891 | 0.97381 | 0 | 0 | 0 | 1 | 1 | 0 | 0.060891 | 1
7410 | 0 | 0.033904 | 0.97381 | 0 | 0 | 1 | 1 | 1 | 0 | 0.033904 | 1
7411 | 0 | 0.017345 | 0.97381 | 0 | 0 | 1 | 1 | 1 | 0 | 0.017345 | 1
7412 | 0 | 0.012121 | 0.97381 | 0 | 0 | 1 | 1 | 1 | 0 | 0.012121 | 1
7413 | 0 | 0.0021539 | 0.97381 | 0 | 0 | 1 | 1 | 1 | 0 | 0.0021539 | 1
7414 | 0 | 0.014403 | 0.97381 | 0 | 0 | 0 | 1 | 1 | 0 | 0.014403 | 1
7415 | 0 | 0 | 0.97381 | 0 | 0 | 0 | 1 | 1 | 0 | 0 | 1
7416 | 0 | 0 | 0.97381 | 0 | 0 | 0 | 1 | 1 | 0 | 0 | 1
7417 | 0 | 0.034327 | 0.97381 | 0 | 0 | 0 | 1 | 1 | 0 | 0.034327 | 1
7418 | 0 | 0 | 0.97381 | 0 | 0 | 0 | 1 | 1 | 0 | 0 | 1
7419 | 0 | 0 | 0.97381 | 0 | 0 | 0 | 1 | 1 | 0 | 0 | 1
7420 | 0 | 0 | 0.97381 | 0 | 0 | 0 | 1 | 1 | 0 | 0 | 1
7421 | 0 | 0 | 0.97381 | 0 | 0 | 0 | 1 | 1 | 0 | 0 | 1
7422 | 0 | 0 | 0.97381 | 0 | 0 | 0 | 1 | 1 | 0 | 0 | 1
7423 | 0 | 0 | 0.97381 | 0 | 0 | 0 | 1 | 1 | 0 | 0 | 1
7424 | 0 | 0 | 0.97381 | 0 | 0 | 0 | 1 | 1 | 0 | 0 | 1
7425 | 0.087085 | 0 | 0.97381 | 0 | 0 | 0 | 1 | 1 | 0.087085 | 0 | 1
7426 | 0.23301 | 0 | 0.97381 | 0 | 0 | 0 | 1 | 1 | 0.23301 | 0 | 1
7427 | 0.28345 | 0 | 0.97381 | 0 | 0 | 0 | 1 | 1 | 0.28345 | 0 | 1
7428 | 0.28171 | 0.017958 | 0.97381 | 0 | 0 | 0 | 1 | 1 | 0.28171 | 0.017958 | 1
7429 | 0.25282 | 0.043484 | 0.97381 | 0 | 0 | 0 | 1 | 1 | 0.25282 | 0.043484 | 1
7430 | 0.27848 | 0.053736 | 0.97381 | 0 | 0 | 0 | 1 | 1 | 0.27848 | 0.053736 | 1
7431 | 0.17641 | 0.023076 | 0.97381 | 0 | 0 | 0 | 1 | 1 | 0.17641 | 0.023076 | 1
7432 | 0.018698 | 0.006122 | 0.97381 | 0 | 0 | 0 | 1 | 1 | 0.018698 | 0.006122 | 1
7433 | 0 | 0.017822 | 0.97381 | 0 | 0 | 0 | 1 | 1 | 0 | 0.017822 | 1
7434 | 0 | 0 | 0.97381 | 0 | 0 | 1 | 1 | 1 | 0 | 0 | 1
7435 | 0 | 0 | 0.97381 | 0 | 0 | 1 | 1 | 1 | 0 | 0 | 1
7436 | 0 | 0 | 0.97381 | 0 | 0 | 1 | 1 | 1 | 0 | 0 | 1
7437 | 0 | 0 | 0.97381 | 0 | 0 | 1 | 1 | 1 | 0 | 0 | 1
7438 | 0 | 0 | 0.97381 | 0 | 0 | 0 | 1 | 1 | 0 | 0 | 1
7439 | 0 | 0 | 0.97381 | 0 | 0 | 0 | 1 | 1 | 0 | 0 | 1
7440 | 0 | 0 | 0.97381 | 0 | 0 | 0 | 1 | 1 | 0 | 0 | 1
7441 | 0 | 0 | 0.97381 | 0 | 0 | 0 | 1 | 1 | 0 | 0 | 1
7442 | 0 | 0 | 0.97381 | 0 | 0 | 0 | 1 | 1 | 0 | 0 | 1
7443 | 0 | 0 | 0.97381 | 0 | 0 | 0 | 1 | 1 | 0 | 0 | 1
7444 | 0 | 0 | 0.97381 | 0 | 0 | 0 | 1 | 1 | 0 | 0 | 1
7445 | 0 | 0 | 0.97381 | 0 | 0 | 0 | 1 | 1 | 0 | 0 | 1
7446 | 0 | 0 | 0.97381 | 0 | 0 | 0 | 1 | 1 | 0 | 0 | 1
7447 | 0 | 0 | 0.97381 | 0 | 0 | 0 | 1 | 1 | 0 | 0 | 1
7448 | 0 | 0 | 0.97381 | 0 | 0 | 0 | 1 | 1 | 0 | 0 | 1
7449 | 0.12621 | 0 | 0.97381 | 0 | 0 | 0 | 1 | 1 | 0.12621 | 0 | 1
7450 | 0.28353 | 0 | 0.97381 | 0 | 0 | 0 | 1 | 1 | 0.28353 | 0 | 1
7451 | 0.30858 | 0 | 0.97381 | 0 | 0 | 0 | 1 | 1 | 0.30858 | 0 | 1
7452 | 0.32351 | 0 | 0.97381 | 0 | 0 | 0 | 1 | 1 | 0.32351 | 0 | 1
7453 | 0.26534 | 0 | 0.97381 | 0 | 0 | 0 | 1 | 1 | 0.26534 | 0 | 1
7454 | 0.25333 | 0.0068466 | 0.97381 | 0 | 0 | 0 | 1 | 1 | 0.25333 | 0.0068466 | 1
7455 | 0.15646 | 0 | 0.97381 | 0 | 0 | 0 | 1 | 1 | 0.15646 | 0 | 1
7456 | 0 | 0 | 0.97381 | 0 | 0 | 0 | 1 | 1 | 0 | 0 | 1
7457 | 0 | 0 | 0.97381 | 0 | 0 | 0 | 1 | 1 | 0 | 0 | 1
7458 | 0 | 0 | 0.97381 | 0 | 0 | 1 | 1 | 1 | 0 | 0 | 1
7459 | 0 | 0 | 0.97381 | 0 | 0 | 1 | 1 | 1 | 0 | 0 | 1
7460 | 0 | 0 | 0.97381 | 0 | 0 | 1 | 1 | 1 | 0 | 0 | 1
7461 | 0 | 0 | 0.97381 | 0 | 0 | 1 | 1 | 1 | 0 | 0 | 1
7462 | 0 | 0 | 0.97381 | 0 | 0 | 0 | 1 | 1 | 0 | 0 | 1
7463 | 0 | 0 | 0.97381 | 0 | 0 | 0 | 1 | 1 | 0 | 0 | 1
7464 | 0 | 0 | 0.97381 | 0 | 0 | 0 | 1 | 1 | 0 | 0 | 1
7465 | 0 | 0 | 0.97381 | 0 | 0 | 0 | 1 | 1 | 0 | 0 | 1
7466 | 0 | 0 | 0.97381 | 0 | 0 | 0 | 1 | 1 | 0 | 0 | 1
7467 | 0 | 0 | 0.97381 | 0 | 0 | 0 | 1 | 1 | 0 | 0 | 1
7468 | 0 | 0 | 0.97381 | 0 | 0 | 0 | 1 | 1 | 0 | 0 | 1
7469 | 0 | 0 | 0.97381 | 0 | 0 | 0 | 1 | 1 | 0 | 0 | 1
7470 | 0 | 0 | 0.97381 | 0 | 0 | 0 | 1 | 1 | 0 | 0 | 1
7471 | 0 | 0 | 0.97381 | 0 | 0 | 0 | 1 | 1 | 0 | 0 | 1
7472 | 0 | 0 | 0.97381 | 0 | 0 | 0 | 1 | 1 | 0 | 0 | 1
7473 | 0.12437 | 0 | 0.97381 | 0 | 0 | 0 | 1 | 1 | 0.12437 | 0 | 1
7474 | 0.29242 | 0 | 0.97381 | 0 | 0 | 0 | 1 | 1 | 0.29242 | 0 | 1
7475 | 0.30979 | 0 | 0.97381 | 0 | 0 | 0 | 1 | 1 | 0.30979 | 0 | 1
7476 | 0.29869 | 0 | 0.97381 | 0 | 0 | 0 | 1 | 1 | 0.29869 | 0 | 1
7477 | 0.20619 | 0 | 0.97381 | 0 | 0 | 0 | 1 | 1 | 0.20619 | 0 | 1
7478 | 0.25479 | 0.0035937 | 0.97381 | 0 | 0 | 0 | 1 | 1 | 0.25479 | 0.0035937 | 1
7479 | 0.12531 | 0 | 0.97381 | 0 | 0 | 0 | 1 | 1 | 0.12531 | 0 | 1
7480 | 0 | 0 | 0.97381 | 0 | 0 | 0 | 1 | 1 | 0 | 0 | 1
7481 | 0 | 0 | 0.97381 | 0 | 0 | 0 | 1 | 1 | 0 | 0 | 1
7482 | 0 | 0 | 0.97381 | 0 | 0 | 1 | 1 | 1 | 0 | 0 | 1
7483 | 0 | 0 | 0.97381 | 0 | 0 | 1 | 1 | 1 | 0 | 0 | 1
7484 | 0 | 0 | 0.97381 | 0 | 0 | 1 | 1 | 1 | 0 | 0 | 1
7485 | 0 | 0 | 0.97381 | 0 | 0 | 1 | 1 | 1 | 0 | 0 | 1
7486 | 0 | 0 | 0.97381 | 0 | 0 | 0 | 1 | 1 | 0 | 0 | 1
7487 | 0 | 0 | 0.97381 | 0 | 0 | 0 | 1 | 1 | 0 | 0 | 1
7488 | 0 | 0 | 0.97381 | 0 | 0 | 0 | 1 | 1 | 0 | 0 | 1
7489 | 0 | 0 | 0.97381 | 0 | 0 | 0 | 1 | 1 | 0 | 0 | 1
7490 | 0 | 0 | 0.97381 | 0 | 0 | 0 | 1 | 1 | 0 | 0 | 1
7491 | 0 | 0 | 0.97381 | 0 | 0 | 0 | 1 | 1 | 0 | 0 | 1
7492 | 0 | 0 | 0.97381 | 0 | 0 | 0 | 1 | 1 | 0 | 0 | 1
7493 | 0 | 0 | 0.97381 | 0 | 0 | 0 | 1 | 1 | 0 | 0 | 1
7494 | 0 | 0 | 0.97381 | 0 | 0 | 0 | 1 | 1 | 0 | 0 | 1
7495 | 0 | 0 | 0.97381 | 0 | 0 | 0 | 1 | 1 | 0 | 0 | 1
7496 | 0 | 0 | 0.97381 | 0 | 0 | 0 | 1 | 1 | 0 | 0 | 1
7497 | 0.077225 | 0 | 0.97381 | 0 | 0 | 0 | 1 | 1 | 0.077225 | 0 | 1
7498 | 0.23694 | 0 | 0.97381 | 0 | 0 | 0 | 1 | 1 | 0.23694 | 0 | 1
7499 | 0.33441 | 0 | 0.97381 | 0 | 0 | 0 | 1 | 1 | 0.33441 | 0 | 1
7500 | 0.40046 | 0 | 0.97381 | 0 | 0 | 0 | 1 | 1 | 0.40046 | 0 | 1
7501 | 0.30412 | 0 | 0.97381 | 0 | 0 | 0 | 1 | 1 | 0.30412 | 0 | 1
7502 | 0.34016 | 0 | 0.97381 | 0 | 0 | 0 | 1 | 1 | 0.34016 | 0 | 1
7503 | 0.19703 | 0 | 0.97381 | 0 | 0 | 0 | 1 | 1 | 0.19703 | 0 | 1
7504 | 0.04659 | 0 | 0.97381 | 0 | 0 | 0 | 1 | 1 | 0.04659 | 0 | 1
7505 | 0 | 0 | 0.97381 | 0 | 0 | 0 | 1 | 1 | 0 | 0 | 1
7506 | 0 | 0 | 0.97381 | 0 | 0 | 1 | 1 | 1 | 0 | 0 | 1
7507 | 0 | 0 | 0.97381 | 0 | 0 | 1 | 1 | 1 | 0 | 0 | 1
7508 | 0 | 0 | 0.97381 | 0 | 0 | 1 | 1 | 1 | 0 | 0 | 1
7509 | 0 | 0 | 0.97381 | 0 | 0 | 1 | 1 | 1 | 0 | 0 | 1
7510 | 0 | 0 | 0.97381 | 0 | 0 | 0 | 1 | 1 | 0 | 0 | 1
7511 | 0 | 0 | 0.97381 | 0 | 0 | 0 | 1 | 1 | 0 | 0 | 1
7512 | 0 | 0 | 0.97381 | 0 | 0 | 0 | 1 | 1 | 0 | 0 | 1
7513 | 0 | 0 | 0.97381 | 0 | 0 | 0 | 1 | 1 | 0 | 0 | 1
7514 | 0 | 0 | 0.97381 | 0 | 0 | 0 | 1 | 1 | 0 | 0 | 1
7515 | 0 | 0 | 0.97381 | 0 | 0 | 0 | 1 | 1 | 0 | 0 | 1
7516 | 0 | 0 | 0.97381 | 0 | 0 | 0 | 1 | 1 | 0 | 0 | 1
7517 | 0 | 0 | 0.97381 | 0 | 0 | 0 | 1 | 1 | 0 | 0 | 1
7518 | 0 | 0 | 0.97381 | 0 | 0 | 0 | 1 | 1 | 0 | 0 | 1
7519 | 0 | 0 | 0.97381 | 0 | 0 | 0 | 1 | 1 | 0 | 0 | 1
7520 | 0 | 0 | 0.97381 | 0 | 0 | 0 | 1 | 1 | 0 | 0 | 1
7521 | 0.066393 | 0 | 0.97381 | 0 | 0 | 0 | 1 | 1 | 0.066393 | 0 | 1
7522 | 0.19417 | 0 | 0.97381 | 0 | 0 | 0 | 1 | 1 | 0.19417 | 0 | 1
7523 | 0.27893 | 0 | 0.97381 | 0 | 0 | 0 | 1 | 1 | 0.27893 | 0 | 1
7524 | 0.27949 | 0 | 0.97381 | 0 | 0 | 0 | 1 | 1 | 0.27949 | 0 | 1
7525 | 0.24068 | 0 | 0.97381 | 0 | 0 | 0 | 1 | 1 | 0.24068 | 0 | 1
7526 | 0.2658 | 0 | 0.97381 | 0 | 0 | 0 | 1 | 1 | 0.2658 | 0 | 1
7527 | 0.18556 | 0.0062104 | 0.97381 | 0 | 0 | 0 | 1 | 1 | 0.18556 | 0.0062104 | 1
7528 | 0.067164 | 0 | 0.97381 | 0 | 0 | 0 | 1 | 1 | 0.067164 | 0 | 1
7529 | 0 | 0 | 0.97381 | 0 | 0 | 0 | 1 | 1 | 0 | 0 | 1
7530 | 0 | 0 | 0.97381 | 0 | 0 | 1 | 1 | 1 | 0 | 0 | 1
7531 | 0 | 0 | 0.97381 | 0 | 0 | 1 | 1 | 1 | 0 | 0 | 1
7532 | 0 | 0 | 0.97381 | 0 | 0 | 1 | 1 | 1 | 0 | 0 | 1
7533 | 0 | 0 | 0.97381 | 0 | 0 | 1 | 1 | 1 | 0 | 0 | 1
7534 | 0 | 0 | 0.97381 | 0 | 0 | 0 | 1 | 1 | 0 | 0 | 1
7535 | 0 | 0 | 0.97381 | 0 | 0 | 0 | 1 | 1 | 0 | 0 | 1
7536 | 0 | 0 | 0.97381 | 0 | 0 | 0 | 1 | 1 | 0 | 0 | 1
7537 | 0 | 0 | 0.97381 | 0 | 0 | 0 | 1 | 1 | 0 | 0 | 1
7538 | 0 | 0 | 0.97381 | 0 | 0 | 0 | 1 | 1 | 0 | 0 | 1
7539 | 0 | 0 | 0.97381 | 0 | 0 | 0 | 1 | 1 | 0 | 0 | 1
7540 | 0 | 0 | 0.97381 | 0 | 0 | 0 | 1 | 1 | 0 | 0 | 1
7541 | 0 | 0 | 0.97381 | 0 | 0 | 0 | 1 | 1 | 0 | 0 | 1
7542 | 0 | 0 | 0.97381 | 0 | 0 | 0 | 1 | 1 | 0 | 0 | 1
7543 | 0 | 0 | 0.97381 | 0 | 0 | 0 | 1 | 1 | 0 | 0 | 1
7544 | 0 | 0 | 0.97381 | 0 | 0 | 0 | 1 | 1 | 0 | 0 | 1
7545 | 0.068735 | 0 | 0.97381 | 0 | 0 | 0 | 1 | 1 | 0.068735 | 0 | 1
7546 | 0.19073 | 0 | 0.97381 | 0 | 0 | 0 | 1 | 1 | 0.19073 | 0 | 1
7547 | 0.26288 | 0 | 0.97381 | 0 | 0 | 0 | 1 | 1 | 0.26288 | 0 | 1
7548 | 0.27501 | 0 | 0.97381 | 0 | 0 | 0 | 1 | 1 | 0.27501 | 0 | 1
7549 | 0.29741 | 0 | 0.97381 | 0 | 0 | 0 | 1 | 1 | 0.29741 | 0 | 1
7550 | 0.21685 | 0 | 0.97381 | 0 | 0 | 0 | 1 | 1 | 0.21685 | 0 | 1
7551 | 0.21741 | 0.0082376 | 0.97381 | 0 | 0 | 0 | 1 | 1 | 0.21741 | 0.0082376 | 1
7552 | 0.10427 | 0 | 0.97381 | 0 | 0 | 0 | 1 | 1 | 0.10427 | 0 | 1
7553 | 0 | 0 | 0.97381 | 0 | 0 | 0 | 1 | 1 | 0 | 0 | 1
7554 | 0 | 0 | 0.97381 | 0 | 0 | 1 | 1 | 1 | 0 | 0 | 1
7555 | 0 | 0 | 0.97381 | 0 | 0 | 1 | 1 | 1 | 0 | 0 | 1
7556 | 0 | 0 | 0.97381 | 0 | 0 | 1 | 1 | 1 | 0 | 0 | 1
7557 | 0 | 0 | 0.97381 | 0 | 0 | 1 | 1 | 1 | 0 | 0 | 1
7558 | 0 | 0 | 0.97381 | 0 | 0 | 0 | 1 | 1 | 0 | 0 | 1
7559 | 0 | 0 | 0.97381 | 0 | 0 | 0 | 1 | 1 | 0 | 0 | 1
7560 | 0 | 0 | 0.97381 | 0 | 0 | 0 | 1 | 1 | 0 | 0 | 1
7561 | 0 | 0 | 0.97381 | 0 | 0 | 0 | 1 | 1 | 0 | 0 | 1
7562 | 0 | 0 | 0.97381 | 0 | 0 | 0 | 1 | 1 | 0 | 0 | 1
7563 | 0 | 0 | 0.97381 | 0 | 0 | 0 | 1 | 1 | 0 | 0 | 1
7564 | 0 | 0 | 0.97381 | 0 | 0 | 0 | 1 | 1 | 0 | 0 | 1
7565 | 0 | 0 | 0.97381 | 0 | 0 | 0 | 1 | 1 | 0 | 0 | 1
7566 | 0 | 0 | 0.97381 | 0 | 0 | 0 | 1 | 1 | 0 | 0 | 1
7567 | 0 | 0 | 0.97381 | 0 | 0 | 0 | 1 | 1 | 0 | 0 | 1
7568 | 0 | 0 | 0.97381 | 0 | 0 | 0 | 1 | 1 | 0 | 0 | 1
7569 | 0.10304 | 0 | 0.97381 | 0 | 0 | 0 | 1 | 1 | 0.10304 | 0 | 1
7570 | 0.19728 | 0 | 0.97381 | 0 | 0 | 0 | 1 | 1 | 0.19728 | 0 | 1
7571 | 0.31233 | 0 | 0.97381 | 0 | 0 | 0 | 1 | 1 | 0.31233 | 0 | 1
7572 | 0.25463 | 0 | 0.97381 | 0 | 0 | 0 | 1 | 1 | 0.25463 | 0 | 1
7573 | 0.25538 | 0 | 0.97381 | 0 | 0 | 0 | 1 | 1 | 0.25538 | 0 | 1
7574 | 0.21636 | 0 | 0.97381 | 0 | 0 | 0 | 1 | 1 | 0.21636 | 0 | 1
7575 | 0.26646 | 0.011152 | 0.97381 | 0 | 0 | 0 | 1 | 1 | 0.26646 | 0.011152 | 1
7576 | 0.13669 | 0 | 0.97381 | 0 | 0 | 0 | 1 | 1 | 0.13669 | 0 | 1
7577 | 0 | 0 | 0.97381 | 0 | 0 | 0 | 1 | 1 | 0 | 0 | 1
7578 | 0 | 0 | 0.97381 | 0 | 0 | 1 | 1 | 1 | 0 | 0 | 1
7579 | 0 | 0 | 0.97381 | 0 | 0 | 1 | 1 | 1 | 0 | 0 | 1
7580 | 0 | 0 | 0.97381 | 0 | 0 | 1 | 1 | 1 | 0 | 0 | 1
7581 | 0 | 0 | 0.97381 | 0 | 0 | 1 | 1 | 1 | 0 | 0 | 1
7582 | 0 | 0 | 0.97381 | 0 | 0 | 0 | 1 | 1 | 0 | 0 | 1
7583 | 0 | 0 | 0.97381 | 0 | 0 | 0 | 1 | 1 | 0 | 0 | 1
7584 | 0 | 0 | 0.97381 | 0 | 0 | 0 | 1 | 1 | 0 | 0 | 1
7585 | 0 | 0 | 0.97381 | 0 | 0 | 0 | 1 | 1 | 0 | 0 | 1
7586 | 0 | 0 | 0.97381 | 0 | 0 | 0 | 1 | 1 | 0 | 0 | 1
7587 | 0 | 0 | 0.97381 | 0 | 0 | 0 | 1 | 1 | 0 | 0 | 1
7588 | 0 | 0 | 0.97381 | 0 | 0 | 0 | 1 | 1 | 0 | 0 | 1
7589 | 0 | 0 | 0.97381 | 0 | 0 | 0 | 1 | 1 | 0 | 0 | 1
7590 | 0 | 0 | 0.97381 | 0 | 0 | 0 | 1 | 1 | 0 | 0 | 1
7591 | 0 | 0 | 0.97381 | 0 | 0 | 0 | 1 | 1 | 0 | 0 | 1
7592 | 0 | 0 | 0.97381 | 0 | 0 | 0 | 1 | 1 | 0 | 0 | 1
7593 | 0.036848 | 0 | 0.97381 | 0 | 0 | 0 | 1 | 1 | 0.036848 | 0 | 1
7594 | 0.1784 | 0 | 0.97381 | 0 | 0 | 0 | 1 | 1 | 0.1784 | 0 | 1
7595 | 0.29508 | 0 | 0.97381 | 0 | 0 | 0 | 1 | 1 | 0.29508 | 0 | 1
7596 | 0.32048 | 0 | 0.97381 | 0 | 0 | 0 | 1 | 1 | 0.32048 | 0 | 1
7597 | 0.26879 | 0 | 0.97381 | 0 | 0 | 0 | 1 | 1 | 0.26879 | 0 | 1
7598 | 0.26606 | 0 | 0.97381 | 0 | 0 | 0 | 1 | 1 | 0.26606 | 0 | 1
7599 | 0.25484 | 0 | 0.97381 | 0 | 0 | 0 | 1 | 1 | 0.25484 | 0 | 1
7600 | 0.094398 | 0 | 0.97381 | 0 | 0 | 0 | 1 | 1 | 0.094398 | 0 | 1
7601 | 0 | 0 | 0.97381 | 0 | 0 | 0 | 1 | 1 | 0 | 0 | 1
7602 | 0 | 0 | 0.97381 | 0 | 0 | 1 | 1 | 1 | 0 | 0 | 1
7603 | 0 | 0 | 0.97381 | 0 | 0 | 1 | 1 | 1 | 0 | 0 | 1
7604 | 0 | 0 | 0.97381 | 0 | 0 | 1 | 1 | 1 | 0 | 0 | 1
7605 | 0 | 0 | 0.97381 | 0 | 0 | 1 | 1 | 1 | 0 | 0 | 1
7606 | 0 | 0 | 0.97381 | 0 | 0 | 0 | 1 | 1 | 0 | 0 | 1
7607 | 0 | 0 | 0.97381 | 0 | 0 | 0 | 1 | 1 | 0 | 0 | 1
7608 | 0 | 0 | 0.97381 | 0 | 0 | 0 | 1 | 1 | 0 | 0 | 1
7609 | 0 | 0 | 0.97381 | 0 | 0 | 0 | 1 | 1 | 0 | 0 | 1
7610 | 0 | 0 | 0.97381 | 0 | 0 | 0 | 1 | 1 | 0 | 0 | 1
7611 | 0 | 0 | 0.97381 | 0 | 0 | 0 | 1 | 1 | 0 | 0 | 1
7612 | 0 | 0 | 0.97381 | 0 | 0 | 0 | 1 | 1 | 0 | 0 | 1
7613 | 0 | 0 | 0.97381 | 0 | 0 | 0 | 1 | 1 | 0 | 0 | 1
7614 | 0 | 0 | 0.97381 | 0 | 0 | 0 | 1 | 1 | 0 | 0 | 1
7615 | 0 | 0 | 0.97381 | 0 | 0 | 0 | 1 | 1 | 0 | 0 | 1
7616 | 0 | 0 | 0.97381 | 0 | 0 | 0 | 1 | 1 | 0 | 0 | 1
7617 | 0 | 0 | 0.97381 | 0 | 0 | 0 | 1 | 1 | 0 | 0 | 1
7618 | 0.13248 | 0 | 0.97381 | 0 | 0 | 0 | 1 | 1 | 0.13248 | 0 | 1
7619 | 0.24325 | 0 | 0.97381 | 0 | 0 | 0 | 1 | 1 | 0.24325 | 0 | 1
7620 | 0.25797 | 0 | 0.97381 | 0 | 0 | 0 | 1 | 1 | 0.25797 | 0 | 1
7621 | 0.21809 | 0 | 0.97381 | 0 | 0 | 0 | 1 | 1 | 0.21809 | 0 | 1
7622 | 0.24499 | 0 | 0.97381 | 0 | 0 | 0 | 1 | 1 | 0.24499 | 0 | 1
7623 | 0.1413 | 0 | 0.97381 | 0 | 0 | 0 | 1 | 1 | 0.1413 | 0 | 1
7624 | 0.041 | 0 | 0.97381 | 0 | 0 | 0 | 1 | 1 | 0.041 | 0 | 1
7625 | 0 | 0 | 0.97381 | 0 | 0 | 0 | 1 | 1 | 0 | 0 | 1
7626 | 0 | 0 | 0.97381 | 0 | 0 | 1 | 1 | 1 | 0 | 0 | 1
7627 | 0 | 0 | 0.97381 | 0 | 0 | 1 | 1 | 1 | 0 | 0 | 1
7628 | 0 | 0 | 0.97381 | 0 | 0 | 1 | 1 | 1 | 0 | 0 | 1
7629 | 0 | 0 | 0.97381 | 0 | 0 | 1 | 1 | 1 | 0 | 0 | 1
7630 | 0 | 0 | 0.97381 | 0 | 0 | 0 | 1 | 1 | 0 | 0 | 1
7631 | 0 | 0 | 0.97381 | 0 | 0 | 0 | 1 | 1 | 0 | 0 | 1
7632 | 0 | 0 | 0.97381 | 0 | 0 | 0 | 1 | 1 | 0 | 0 | 1
7633 | 0 | 0 | 0.97381 | 0 | 0 | 0 | 1 | 1 | 0 | 0 | 1
7634 | 0 | 0 | 0.97381 | 0 | 0 | 0 | 1 | 1 | 0 | 0 | 1
7635 | 0 | 0 | 0.97381 | 0 | 0 | 0 | 1 | 1 | 0 | 0 | 1
7636 | 0 | 0 | 0.97381 | 0 | 0 | 0 | 1 | 1 | 0 | 0 | 1
7637 | 0 | 0 | 0.97381 | 0 | 0 | 0 | 1 | 1 | 0 | 0 | 1
7638 | 0 | 0 | 0.97381 | 0 | 0 | 0 | 1 | 1 | 0 | 0 | 1
7639 | 0 | 0 | 0.97381 | 0 | 0 | 0 | 1 | 1 | 0 | 0 | 1
7640 | 0 | 0 | 0.97381 | 0 | 0 | 0 | 1 | 1 | 0 | 0 | 1
7641 | 0 | 0 | 0.97381 | 0 | 0 | 0 | 1 | 1 | 0 | 0 | 1
7642 | 0.078024 | 0 | 0.97381 | 0 | 0 | 0 | 1 | 1 | 0.078024 | 0 | 1
7643 | 0.15052 | 0 | 0.97381 | 0 | 0 | 0 | 1 | 1 | 0.15052 | 0 | 1
7644 | 0.14443 | 0.012724 | 0.97381 | 0 | 0 | 0 | 1 | 1 | 0.14443 | 0.012724 | 1
7645 | 0.13936 | 0.028856 | 0.97381 | 0 | 0 | 0 | 1 | 1 | 0.13936 | 0.028856 | 1
7646 | 0.11663 | 0.039441 | 0.97381 | 0 | 0 | 0 | 1 | 1 | 0.11663 | 0.039441 | 1
7647 | 0.029836 | 0.029589 | 0.97381 | 0 | 0 | 0 | 1 | 1 | 0.029836 | 0.029589 | 1
7648 | 0.0012426 | 0.023732 | 0.97381 | 0 | 0 | 0 | 1 | 1 | 0.0012426 | 0.023732 | 1
7649 | 0 | 0.0077879 | 0.97381 | 0 | 0 | 0 | 1 | 1 | 0 | 0.0077879 | 1
7650 | 0 | 0 | 0.97381 | 0 | 0 | 1 | 1 | 1 | 0 | 0 | 1
7651 | 0 | 0 | 0.97381 | 0 | 0 | 1 | 1 | 1 | 0 | 0 | 1
7652 | 0 | 0 | 0.97381 | 0 | 0 | 1 | 1 | 1 | 0 | 0 | 1
7653 | 0 | 0 | 0.97381 | 0 | 0 | 1 | 1 | 1 | 0 | 0 | 1
7654 | 0 | 0 | 0.97381 | 0 | 0 | 0 | 1 | 1 | 0 | 0 | 1
7655 | 0 | 0 | 0.97381 | 0 | 0 | 0 | 1 | 1 | 0 | 0 | 1
7656 | 0 | 0.0067822 | 0.97381 | 0 | 0 | 0 | 1 | 1 | 0 | 0.0067822 | 1
7657 | 0 | 0 | 0.97381 | 0 | 0 | 0 | 1 | 1 | 0 | 0 | 1
7658 | 0 | 0 | 0.97381 | 0 | 0 | 0 | 1 | 1 | 0 | 0 | 1
7659 | 0 | 0 | 0.97381 | 0 | 0 | 0 | 1 | 1 | 0 | 0 | 1
7660 | 0 | 0 | 0.97381 | 0 | 0 | 0 | 1 | 1 | 0 | 0 | 1
7661 | 0 | 0 | 0.97381 | 0 | 0 | 0 | 1 | 1 | 0 | 0 | 1
7662 | 0 | 0 | 0.97381 | 0 | 0 | 0 | 1 | 1 | 0 | 0 | 1
7663 | 0 | 0 | 0.97381 | 0 | 0 | 0 | 1 | 1 | 0 | 0 | 1
7664 | 0 | 0 | 0.97381 | 0 | 0 | 0 | 1 | 1 | 0 | 0 | 1
7665 | 0 | 0 | 0.97381 | 0 | 0 | 0 | 1 | 1 | 0 | 0 | 1
7666 | 0.051184 | 0 | 0.97381 | 0 | 0 | 0 | 1 | 1 | 0.051184 | 0 | 1
7667 | 0.11341 | 0.011886 | 0.97381 | 0 | 0 | 0 | 1 | 1 | 0.11341 | 0.011886 | 1
7668 | 0.10116 | 0.019704 | 0.97381 | 0 | 0 | 0 | 1 | 1 | 0.10116 | 0.019704 | 1
7669 | 0.13283 | 0.041848 | 0.97381 | 0 | 0 | 0 | 1 | 1 | 0.13283 | 0.041848 | 1
7670 | 0.086632 | 0.063673 | 0.97381 | 0 | 0 | 0 | 1 | 1 | 0.086632 | 0.063673 | 1
7671 | 0.018178 | 0.059228 | 0.97381 | 0 | 0 | 0 | 1 | 1 | 0.018178 | 0.059228 | 1
7672 | 0.011593 | 0.061523 | 0.97381 | 0 | 0 | 0 | 1 | 1 | 0.011593 | 0.061523 | 1
7673 | 0 | 0.049145 | 0.97381 | 0 | 0 | 0 | 1 | 1 | 0 | 0.049145 | 1
7674 | 0 | 0.0094832 | 0.97381 | 0 | 0 | 1 | 1 | 1 | 0 | 0.0094832 | 1
7675 | 0 | 0.0024156 | 0.97381 | 0 | 0 | 1 | 1 | 1 | 0 | 0.0024156 | 1
7676 | 0 | 0.0026929 | 0.97381 | 0 | 0 | 1 | 1 | 1 | 0 | 0.0026929 | 1
7677 | 0 | 0.0012599 | 0.97381 | 0 | 0 | 1 | 1 | 1 | 0 | 0.0012599 | 1
7678 | 0 | 0 | 0.97381 | 0 | 0 | 0 | 1 | 1 | 0 | 0 | 1
7679 | 0 | 0 | 0.97381 | 0 | 0 | 0 | 1 | 1 | 0 | 0 | 1
7680 | 0 | 0.016036 | 0.97381 | 0 | 0 | 0 | 1 | 1 | 0 | 0.016036 | 1
7681 | 0 | 0.0089206 | 0.97381 | 0 | 0 | 0 | 1 | 1 | 0 | 0.0089206 | 1
7682 | 0 | 0.0027481 | 0.97381 | 0 | 0 | 0 | 1 | 1 | 0 | 0.0027481 | 1
7683 | 0 | 0 | 0.97381 | 0 | 0 | 0 | 1 | 1 | 0 | 0 | 1
7684 | 0 | 0 | 0.97381 | 0 | 0 | 0 | 1 | 1 | 0 | 0 | 1
7685 | 0 | 0 | 0.97381 | 0 | 0 | 0 | 1 | 1 | 0 | 0 | 1
7686 | 0 | 0 | 0.97381 | 0 | 0 | 0 | 1 | 1 | 0 | 0 | 1
7687 | 0 | 0 | 0.97381 | 0 | 0 | 0 | 1 | 1 | 0 | 0 | 1
7688 | 0 | 0 | 0.97381 | 0 | 0 | 0 | 1 | 1 | 0 | 0 | 1
7689 | 0.0086665 | 0 | 0.97381 | 0 | 0 | 0 | 1 | 1 | 0.0086665 | 0 | 1
7690 | 0.069091 | 0 | 0.97381 | 0 | 0 | 0 | 1 | 1 | 0.069091 | 0 | 1
7691 | 0.14671 | 0.028679 | 0.97381 | 0 | 0 | 0 | 1 | 1 | 0.14671 | 0.028679 | 1
7692 | 0.13807 | 0.046439 | 0.97381 | 0 | 0 | 0 | 1 | 1 | 0.13807 | 0.046439 | 1
7693 | 0.15695 | 0.052443 | 0.97381 | 0 | 0 | 0 | 1 | 1 | 0.15695 | 0.052443 | 1
7694 | 0.11359 | 0.061372 | 0.97381 | 0 | 0 | 0 | 1 | 1 | 0.11359 | 0.061372 | 1
7695 | 0.036612 | 0.066551 | 0.97381 | 0 | 0 | 0 | 1 | 1 | 0.036612 | 0.066551 | 1
7696 | 0.038412 | 0.068922 | 0.97381 | 0 | 0 | 0 | 1 | 1 | 0.038412 | 0.068922 | 1
7697 | 0 | 0.054717 | 0.97381 | 0 | 0 | 0 | 1 | 1 | 0 | 0.054717 | 1
7698 | 0 | 0.020908 | 0.97381 | 0 | 0 | 1 | 1 | 1 | 0 | 0.020908 | 1
7699 | 0 | 0.012903 | 0.97381 | 0 | 0 | 1 | 1 | 1 | 0 | 0.012903 | 1
7700 | 0 | 0.010178 | 0.97381 | 0 | 0 | 1 | 1 | 1 | 0 | 0.010178 | 1
7701 | 0 | 0.00055478 | 0.97381 | 0 | 0 | 1 | 1 | 1 | 0 | 0.00055478 | 1
7702 | 0 | 0 | 0.97381 | 0 | 0 | 0 | 1 | 1 | 0 | 0 | 1
7703 | 0 | 0 | 0.97381 | 0 | 0 | 0 | 1 | 1 | 0 | 0 | 1
7704 | 0 | 0 | 0.97381 | 0 | 0 | 0 | 1 | 1 | 0 | 0 | 1
7705 | 0 | 0.015227 | 0.97381 | 0 | 0 | 0 | 1 | 1 | 0 | 0.015227 | 1
7706 | 0 | 0 | 0.97381 | 0 | 0 | 0 | 1 | 1 | 0 | 0 | 1
7707 | 0 | 0 | 0.97381 | 0 | 0 | 0 | 1 | 1 | 0 | 0 | 1
7708 | 0 | 0 | 0.97381 | 0 | 0 | 0 | 1 | 1 | 0 | 0 | 1
7709 | 0 | 0 | 0.97381 | 0 | 0 | 0 | 1 | 1 | 0 | 0 | 1
7710 | 0 | 0 | 0.97381 | 0 | 0 | 0 | 1 | 1 | 0 | 0 | 1
7711 | 0 | 0 | 0.97381 | 0 | 0 | 0 | 1 | 1 | 0 | 0 | 1
7712 | 0 | 0 | 0.97381 | 0 | 0 | 0 | 1 | 1 | 0 | 0 | 1
7713 | 0.05074 | 0 | 0.97381 | 0 | 0 | 0 | 1 | 1 | 0.05074 | 0 | 1
7714 | 0.12934 | 0 | 0.97381 | 0 | 0 | 0 | 1 | 1 | 0.12934 | 0 | 1
7715 | 0.22375 | 0.011747 | 0.97381 | 0 | 0 | 0 | 1 | 1 | 0.22375 | 0.011747 | 1
7716 | 0.23247 | 0.033601 | 0.97381 | 0 | 0 | 0 | 1 | 1 | 0.23247 | 0.033601 | 1
7717 | 0.2356 | 0.041321 | 0.97381 | 0 | 0 | 0 | 1 | 1 | 0.2356 | 0.041321 | 1
7718 | 0.20254 | 0.056883 | 0.97381 | 0 | 0 | 0 | 1 | 1 | 0.20254 | 0.056883 | 1
7719 | 0.072853 | 0.05308 | 0.97381 | 0 | 0 | 0 | 1 | 1 | 0.072853 | 0.05308 | 1
7720 | 0.023501 | 0.045039 | 0.97381 | 0 | 0 | 0 | 1 | 1 | 0.023501 | 0.045039 | 1
7721 | 0 | 0.030249 | 0.97381 | 0 | 0 | 0 | 1 | 1 | 0 | 0.030249 | 1
7722 | 0 | 0.0061038 | 0.97381 | 0 | 0 | 1 | 1 | 1 | 0 | 0.0061038 | 1
7723 | 0 | 0 | 0.97381 | 0 | 0 | 1 | 1 | 1 | 0 | 0 | 1
7724 | 0 | 0 | 0.97381 | 0 | 0 | 1 | 1 | 1 | 0 | 0 | 1
7725 | 0 | 0 | 0.97381 | 0 | 0 | 1 | 1 | 1 | 0 | 0 | 1
7726 | 0 | 0 | 0.97381 | 0 | 0 | 0 | 1 | 1 | 0 | 0 | 1
7727 | 0 | 0 | 0.97381 | 0 | 0 | 0 | 1 | 1 | 0 | 0 | 1
7728 | 0 | 0 | 0.97381 | 0 | 0 | 0 | 1 | 1 | 0 | 0 | 1
7729 | 0 | 0 | 0.97381 | 0 | 0 | 0 | 1 | 1 | 0 | 0 | 1
7730 | 0 | 0 | 0.97381 | 0 | 0 | 0 | 1 | 1 | 0 | 0 | 1
7731 | 0 | 0 | 0.97381 | 0 | 0 | 0 | 1 | 1 | 0 | 0 | 1
7732 | 0 | 0 | 0.97381 | 0 | 0 | 0 | 1 | 1 | 0 | 0 | 1
7733 | 0 | 0 | 0.97381 | 0 | 0 | 0 | 1 | 1 | 0 | 0 | 1
7734 | 0 | 0 | 0.97381 | 0 | 0 | 0 | 1 | 1 | 0 | 0 | 1
7735 | 0 | 0 | 0.97381 | 0 | 0 | 0 | 1 | 1 | 0 | 0 | 1
7736 | 0 | 0 | 0.97381 | 0 | 0 | 0 | 1 | 1 | 0 | 0 | 1
7737 | 0.054149 | 0.0032226 | 0.97381 | 0 | 0 | 0 | 1 | 1 | 0.054149 | 0.0032226 | 1
7738 | 0.15556 | 0.0024684 | 0.97381 | 0 | 0 | 0 | 1 | 1 | 0.15556 | 0.0024684 | 1
7739 | 0.20624 | 0.005262 | 0.97381 | 0 | 0 | 0 | 1 | 1 | 0.20624 | 0.005262 | 1
7740 | 0.1772 | 0.037244 | 0.97381 | 0 | 0 | 0 | 1 | 1 | 0.1772 | 0.037244 | 1
7741 | 0.19564 | 0.037465 | 0.97381 | 0 | 0 | 0 | 1 | 1 | 0.19564 | 0.037465 | 1
7742 | 0.20133 | 0.042637 | 0.97381 | 0 | 0 | 0 | 1 | 1 | 0.20133 | 0.042637 | 1
7743 | 0.047321 | 0.038712 | 0.97381 | 0 | 0 | 0 | 1 | 1 | 0.047321 | 0.038712 | 1
7744 | 0 | 0.027617 | 0.97381 | 0 | 0 | 0 | 1 | 1 | 0 | 0.027617 | 1
7745 | 0 | 0.0057637 | 0.97381 | 0 | 0 | 0 | 1 | 1 | 0 | 0.0057637 | 1
7746 | 0 | 0 | 0.97381 | 0 | 0 | 1 | 1 | 1 | 0 | 0 | 1
7747 | 0 | 0 | 0.97381 | 0 | 0 | 1 | 1 | 1 | 0 | 0 | 1
7748 | 0 | 0 | 0.97381 | 0 | 0 | 1 | 1 | 1 | 0 | 0 | 1
7749 | 0 | 0 | 0.97381 | 0 | 0 | 1 | 1 | 1 | 0 | 0 | 1
7750 | 0 | 0 | 0.97381 | 0 | 0 | 0 | 1 | 1 | 0 | 0 | 1
7751 | 0 | 0 | 0.97381 | 0 | 0 | 0 | 1 | 1 | 0 | 0 | 1
7752 | 0 | 0.006935 | 0.97381 | 0 | 0 | 0 | 1 | 1 | 0 | 0.006935 | 1
7753 | 0 | 0 | 0.97381 | 0 | 0 | 0 | 1 | 1 | 0 | 0 | 1
7754 | 0 | 0.0073247 | 0.97381 | 0 | 0 | 0 | 1 | 1 | 0 | 0.0073247 | 1
7755 | 0 | 0 | 0.97381 | 0 | 0 | 0 | 1 | 1 | 0 | 0 | 1
7756 | 0 | 0 | 0.97381 | 0 | 0 | 0 | 1 | 1 | 0 | 0 | 1
7757 | 0 | 0 | 0.97381 | 0 | 0 | 0 | 1 | 1 | 0 | 0 | 1
7758 | 0 | 0.0031683 | 0.97381 | 0 | 0 | 0 | 1 | 1 | 0 | 0.0031683 | 1
7759 | 0 | 0 | 0.97381 | 0 | 0 | 0 | 1 | 1 | 0 | 0 | 1
7760 | 0 | 0 | 0.97381 | 0 | 0 | 0 | 1 | 1 | 0 | 0 | 1
7761 | 0 | 0 | 0.97381 | 0 | 0 | 0 | 1 | 1 | 0 | 0 | 1
7762 | 0.086073 | 0.0042251 | 0.97381 | 0 | 0 | 0 | 1 | 1 | 0.086073 | 0.0042251 | 1
7763 | 0.098361 | 0.0074983 | 0.97381 | 0 | 0 | 0 | 1 | 1 | 0.098361 | 0.0074983 | 1
7764 | 0.14022 | 0.029516 | 0.97381 | 0 | 0 | 0 | 1 | 1 | 0.14022 | 0.029516 | 1
7765 | 0.15814 | 0.010398 | 0.97381 | 0 | 0 | 0 | 1 | 1 | 0.15814 | 0.010398 | 1
7766 | 0.17299 | 0.013852 | 0.97381 | 0 | 0 | 0 | 1 | 1 | 0.17299 | 0.013852 | 1
7767 | 0.082383 | 0.025561 | 0.97381 | 0 | 0 | 0 | 1 | 1 | 0.082383 | 0.025561 | 1
7768 | 0 | 0.0032174 | 0.97381 | 0 | 0 | 0 | 1 | 1 | 0 | 0.0032174 | 1
7769 | 0 | 0 | 0.97381 | 0 | 0 | 0 | 1 | 1 | 0 | 0 | 1
7770 | 0 | 0 | 0.97381 | 0 | 0 | 1 | 1 | 1 | 0 | 0 | 1
7771 | 0 | 0 | 0.97381 | 0 | 0 | 1 | 1 | 1 | 0 | 0 | 1
7772 | 0 | 0 | 0.97381 | 0 | 0 | 1 | 1 | 1 | 0 | 0 | 1
7773 | 0 | 0 | 0.97381 | 0 | 0 | 1 | 1 | 1 | 0 | 0 | 1
7774 | 0 | 0.0019255 | 0.97381 | 0 | 0 | 0 | 1 | 1 | 0 | 0.0019255 | 1
7775 | 0 | 0.014388 | 0.97381 | 0 | 0 | 0 | 1 | 1 | 0 | 0.014388 | 1
7776 | 0 | 0.021237 | 0.97381 | 0 | 0 | 0 | 1 | 1 | 0 | 0.021237 | 1
7777 | 0 | 0.013714 | 0.97381 | 0 | 0 | 0 | 1 | 1 | 0 | 0.013714 | 1
7778 | 0 | 0 | 0.97381 | 0 | 0 | 0 | 1 | 1 | 0 | 0 | 1
7779 | 0 | 0 | 0.97381 | 0 | 0 | 0 | 1 | 1 | 0 | 0 | 1
7780 | 0 | 0 | 0.97381 | 0 | 0 | 0 | 1 | 1 | 0 | 0 | 1
7781 | 0 | 0 | 0.97381 | 0 | 0 | 0 | 1 | 1 | 0 | 0 | 1
7782 | 0 | 0 | 0.97381 | 0 | 0 | 0 | 1 | 1 | 0 | 0 | 1
7783 | 0 | 0 | 0.97381 | 0 | 0 | 0 | 1 | 1 | 0 | 0 | 1
7784 | 0 | 0 | 0.97381 | 0 | 0 | 0 | 1 | 1 | 0 | 0 | 1
7785 | 0 | 0 | 0.97381 | 0 | 0 | 0 | 1 | 1 | 0 | 0 | 1
7786 | 0.061672 | 0 | 0.97381 | 0 | 0 | 0 | 1 | 1 | 0.061672 | 0 | 1
7787 | 0.099689 | 0 | 0.97381 | 0 | 0 | 0 | 1 | 1 | 0.099689 | 0 | 1
7788 | 0.14445 | 0 | 0.97381 | 0 | 0 | 0 | 1 | 1 | 0.14445 | 0 | 1
7789 | 0.15737 | 0 | 0.97381 | 0 | 0 | 0 | 1 | 1 | 0.15737 | 0 | 1
7790 | 0.20101 | 0 | 0.97381 | 0 | 0 | 0 | 1 | 1 | 0.20101 | 0 | 1
7791 | 0.11323 | 0.0031877 | 0.97381 | 0 | 0 | 0 | 1 | 1 | 0.11323 | 0.0031877 | 1
7792 | 0.011259 | 0 | 0.97381 | 0 | 0 | 0 | 1 | 1 | 0.011259 | 0 | 1
7793 | 0 | 0 | 0.97381 | 0 | 0 | 0 | 1 | 1 | 0 | 0 | 1
7794 | 0 | 0 | 0.97381 | 0 | 0 | 1 | 1 | 1 | 0 | 0 | 1
7795 | 0 | 0 | 0.97381 | 0 | 0 | 1 | 1 | 1 | 0 | 0 | 1
7796 | 0 | 0 | 0.97381 | 0 | 0 | 1 | 1 | 1 | 0 | 0 | 1
7797 | 0 | 0 | 0.97381 | 0 | 0 | 1 | 1 | 1 | 0 | 0 | 1
7798 | 0 | 0 | 0.97381 | 0 | 0 | 0 | 1 | 1 | 0 | 0 | 1
7799 | 0 | 0 | 0.97381 | 0 | 0 | 0 | 1 | 1 | 0 | 0 | 1
7800 | 0 | 0 | 0.97381 | 0 | 0 | 0 | 1 | 1 | 0 | 0 | 1
7801 | 0 | 0.0097985 | 0.97381 | 0 | 0 | 0 | 1 | 1 | 0 | 0.0097985 | 1
7802 | 0 | 0 | 0.97381 | 0 | 0 | 0 | 1 | 1 | 0 | 0 | 1
7803 | 0 | 0 | 0.97381 | 0 | 0 | 0 | 1 | 1 | 0 | 0 | 1
7804 | 0 | 0 | 0.97381 | 0 | 0 | 0 | 1 | 1 | 0 | 0 | 1
7805 | 0 | 0 | 0.97381 | 0 | 0 | 0 | 1 | 1 | 0 | 0 | 1
7806 | 0 | 0 | 0.97381 | 0 | 0 | 0 | 1 | 1 | 0 | 0 | 1
7807 | 0 | 0 | 0.97381 | 0 | 0 | 0 | 1 | 1 | 0 | 0 | 1
7808 | 0 | 0 | 0.97381 | 0 | 0 | 0 | 1 | 1 | 0 | 0 | 1
7809 | 0 | 0 | 0.97381 | 0 | 0 | 0 | 1 | 1 | 0 | 0 | 1
7810 | 0.056526 | 0 | 0.97381 | 0 | 0 | 0 | 1 | 1 | 0.056526 | 0 | 1
7811 | 0.15263 | 0 | 0.97381 | 0 | 0 | 0 | 1 | 1 | 0.15263 | 0 | 1
7812 | 0.23013 | 0 | 0.97381 | 0 | 0 | 0 | 1 | 1 | 0.23013 | 0 | 1
7813 | 0.22805 | 0 | 0.97381 | 0 | 0 | 0 | 1 | 1 | 0.22805 | 0 | 1
7814 | 0.21336 | 0 | 0.97381 | 0 | 0 | 0 | 1 | 1 | 0.21336 | 0 | 1
7815 | 0.18897 | 0 | 0.97381 | 0 | 0 | 0 | 1 | 1 | 0.18897 | 0 | 1
7816 | 0.023854 | 0 | 0.97381 | 0 | 0 | 0 | 1 | 1 | 0.023854 | 0 | 1
7817 | 0 | 0 | 0.97381 | 0 | 0 | 0 | 1 | 1 | 0 | 0 | 1
7818 | 0 | 0 | 0.97381 | 0 | 0 | 1 | 1 | 1 | 0 | 0 | 1
7819 | 0 | 0 | 0.97381 | 0 | 0 | 1 | 1 | 1 | 0 | 0 | 1
7820 | 0 | 0 | 0.97381 | 0 | 0 | 1 | 1 | 1 | 0 | 0 | 1
7821 | 0 | 0 | 0.97381 | 0 | 0 | 1 | 1 | 1 | 0 | 0 | 1
7822 | 0 | 0 | 0.97381 | 0 | 0 | 0 | 1 | 1 | 0 | 0 | 1
7823 | 0 | 0 | 0.97381 | 0 | 0 | 0 | 1 | 1 | 0 | 0 | 1
7824 | 0 | 0 | 0.97381 | 0 | 0 | 0 | 1 | 1 | 0 | 0 | 1
7825 | 0 | 0 | 0.97381 | 0 | 0 | 0 | 1 | 1 | 0 | 0 | 1
7826 | 0 | 0 | 0.97381 | 0 | 0 | 0 | 1 | 1 | 0 | 0 | 1
7827 | 0 | 0 | 0.97381 | 0 | 0 | 0 | 1 | 1 | 0 | 0 | 1
7828 | 0 | 0 | 0.97381 | 0 | 0 | 0 | 1 | 1 | 0 | 0 | 1
7829 | 0 | 0 | 0.97381 | 0 | 0 | 0 | 1 | 1 | 0 | 0 | 1
7830 | 0 | 0 | 0.97381 | 0 | 0 | 0 | 1 | 1 | 0 | 0 | 1
7831 | 0 | 0 | 0.97381 | 0 | 0 | 0 | 1 | 1 | 0 | 0 | 1
7832 | 0 | 0 | 0.97381 | 0 | 0 | 0 | 1 | 1 | 0 | 0 | 1
7833 | 0 | 0 | 0.97381 | 0 | 0 | 0 | 1 | 1 | 0 | 0 | 1
7834 | 0.13136 | 0 | 0.97381 | 0 | 0 | 0 | 1 | 1 | 0.13136 | 0 | 1
7835 | 0.26512 | 0 | 0.97381 | 0 | 0 | 0 | 1 | 1 | 0.26512 | 0 | 1
7836 | 0.27415 | 0 | 0.97381 | 0 | 0 | 0 | 1 | 1 | 0.27415 | 0 | 1
7837 | 0.23253 | 0 | 0.97381 | 0 | 0 | 0 | 1 | 1 | 0.23253 | 0 | 1
7838 | 0.19207 | 0 | 0.97381 | 0 | 0 | 0 | 1 | 1 | 0.19207 | 0 | 1
7839 | 0.14148 | 0 | 0.97381 | 0 | 0 | 0 | 1 | 1 | 0.14148 | 0 | 1
7840 | 0.017561 | 0 | 0.97381 | 0 | 0 | 0 | 1 | 1 | 0.017561 | 0 | 1
7841 | 0 | 0 | 0.97381 | 0 | 0 | 0 | 1 | 1 | 0 | 0 | 1
7842 | 0 | 0 | 0.97381 | 0 | 0 | 1 | 1 | 1 | 0 | 0 | 1
7843 | 0 | 0 | 0.97381 | 0 | 0 | 1 | 1 | 1 | 0 | 0 | 1
7844 | 0 | 0 | 0.97381 | 0 | 0 | 1 | 1 | 1 | 0 | 0 | 1
7845 | 0 | 0 | 0.97381 | 0 | 0 | 1 | 1 | 1 | 0 | 0 | 1
7846 | 0 | 0 | 0.97381 | 0 | 0 | 0 | 1 | 1 | 0 | 0 | 1
7847 | 0 | 0 | 0.97381 | 0 | 0 | 0 | 1 | 1 | 0 | 0 | 1
7848 | 0 | 0 | 0.97381 | 0 | 0 | 0 | 1 | 1 | 0 | 0 | 1
7849 | 0 | 0 | 0.97381 | 0 | 0 | 0 | 1 | 1 | 0 | 0 | 1
7850 | 0 | 0 | 0.97381 | 0 | 0 | 0 | 1 | 1 | 0 | 0 | 1
7851 | 0 | 0 | 0.97381 | 0 | 0 | 0 | 1 | 1 | 0 | 0 | 1
7852 | 0 | 0 | 0.97381 | 0 | 0 | 0 | 1 | 1 | 0 | 0 | 1
7853 | 0 | 0 | 0.97381 | 0 | 0 | 0 | 1 | 1 | 0 | 0 | 1
7854 | 0 | 0 | 0.97381 | 0 | 0 | 0 | 1 | 1 | 0 | 0 | 1
7855 | 0 | 0 | 0.97381 | 0 | 0 | 0 | 1 | 1 | 0 | 0 | 1
7856 | 0 | 0 | 0.97381 | 0 | 0 | 0 | 1 | 1 | 0 | 0 | 1
7857 | 0.017975 | 0 | 0.97381 | 0 | 0 | 0 | 1 | 1 | 0.017975 | 0 | 1
7858 | 0.1724 | 0 | 0.97381 | 0 | 0 | 0 | 1 | 1 | 0.1724 | 0 | 1
7859 | 0.25739 | 0 | 0.97381 | 0 | 0 | 0 | 1 | 1 | 0.25739 | 0 | 1
7860 | 0.26103 | 0 | 0.97381 | 0 | 0 | 0 | 1 | 1 | 0.26103 | 0 | 1
7861 | 0.23596 | 0 | 0.97381 | 0 | 0 | 0 | 1 | 1 | 0.23596 | 0 | 1
7862 | 0.19205 | 0 | 0.97381 | 0 | 0 | 0 | 1 | 1 | 0.19205 | 0 | 1
7863 | 0.1542 | 0 | 0.97381 | 0 | 0 | 0 | 1 | 1 | 0.1542 | 0 | 1
7864 | 0.0078975 | 0 | 0.97381 | 0 | 0 | 0 | 1 | 1 | 0.0078975 | 0 | 1
7865 | 0 | 0 | 0.97381 | 0 | 0 | 0 | 1 | 1 | 0 | 0 | 1
7866 | 0 | 0 | 0.97381 | 0 | 0 | 1 | 1 | 1 | 0 | 0 | 1
7867 | 0 | 0 | 0.97381 | 0 | 0 | 1 | 1 | 1 | 0 | 0 | 1
7868 | 0 | 0 | 0.97381 | 0 | 0 | 1 | 1 | 1 | 0 | 0 | 1
7869 | 0 | 0 | 0.97381 | 0 | 0 | 1 | 1 | 1 | 0 | 0 | 1
7870 | 0 | 0 | 0.97381 | 0 | 0 | 0 | 1 | 1 | 0 | 0 | 1
7871 | 0 | 0 | 0.97381 | 0 | 0 | 0 | 1 | 1 | 0 | 0 | 1
7872 | 0 | 0 | 0.97381 | 0 | 0 | 0 | 1 | 1 | 0 | 0 | 1
7873 | 0 | 0 | 0.97381 | 0 | 0 | 0 | 1 | 1 | 0 | 0 | 1
7874 | 0 | 0 | 0.97381 | 0 | 0 | 0 | 1 | 1 | 0 | 0 | 1
7875 | 0 | 0 | 0.97381 | 0 | 0 | 0 | 1 | 1 | 0 | 0 | 1
7876 | 0 | 0 | 0.97381 | 0 | 0 | 0 | 1 | 1 | 0 | 0 | 1
7877 | 0 | 0 | 0.97381 | 0 | 0 | 0 | 1 | 1 | 0 | 0 | 1
7878 | 0 | 0 | 0.97381 | 0 | 0 | 0 | 1 | 1 | 0 | 0 | 1
7879 | 0 | 0 | 0.97381 | 0 | 0 | 0 | 1 | 1 | 0 | 0 | 1
7880 | 0 | 0 | 0.97381 | 0 | 0 | 0 | 1 | 1 | 0 | 0 | 1
7881 | 0.0090112 | 0 | 0.97381 | 0 | 0 | 0 | 1 | 1 | 0.0090112 | 0 | 1
7882 | 0.13837 | 0.0068525 | 0.97381 | 0 | 0 | 0 | 1 | 1 | 0.13837 | 0.0068525 | 1
7883 | 0.24598 | 0.017366 | 0.97381 | 0 | 0 | 0 | 1 | 1 | 0.24598 | 0.017366 | 1
7884 | 0.24556 | 0.052772 | 0.97381 | 0 | 0 | 0 | 1 | 1 | 0.24556 | 0.052772 | 1
7885 | 0.21673 | 0.055793 | 0.97381 | 0 | 0 | 0 | 1 | 1 | 0.21673 | 0.055793 | 1
7886 | 0.19803 | 0.056691 | 0.97381 | 0 | 0 | 0 | 1 | 1 | 0.19803 | 0.056691 | 1
7887 | 0.16973 | 0.064197 | 0.97381 | 0 | 0 | 0 | 1 | 1 | 0.16973 | 0.064197 | 1
7888 | 0.049873 | 0.067294 | 0.97381 | 0 | 0 | 0 | 1 | 1 | 0.049873 | 0.067294 | 1
7889 | 0.0033728 | 0.058267 | 0.97381 | 0 | 0 | 0 | 1 | 1 | 0.0033728 | 0.058267 | 1
7890 | 0 | 0.0079314 | 0.97381 | 0 | 0 | 1 | 1 | 1 | 0 | 0.0079314 | 1
7891 | 0 | 0.018148 | 0.97381 | 0 | 0 | 1 | 1 | 1 | 0 | 0.018148 | 1
7892 | 0 | 0.027115 | 0.97381 | 0 | 0 | 1 | 1 | 1 | 0 | 0.027115 | 1
7893 | 0 | 0.025473 | 0.97381 | 0 | 0 | 1 | 1 | 1 | 0 | 0.025473 | 1
7894 | 0 | 0.030683 | 0.97381 | 0 | 0 | 0 | 1 | 1 | 0 | 0.030683 | 1
7895 | 0 | 0.032225 | 0.97381 | 0 | 0 | 0 | 1 | 1 | 0 | 0.032225 | 1
7896 | 0 | 0.013153 | 0.97381 | 0 | 0 | 0 | 1 | 1 | 0 | 0.013153 | 1
7897 | 0 | 0 | 0.97381 | 0 | 0 | 0 | 1 | 1 | 0 | 0 | 1
7898 | 0 | 0 | 0.97381 | 0 | 0 | 0 | 1 | 1 | 0 | 0 | 1
7899 | 0 | 0.004407 | 0.97381 | 0 | 0 | 0 | 1 | 1 | 0 | 0.004407 | 1
7900 | 0 | 0 | 0.97381 | 0 | 0 | 0 | 1 | 1 | 0 | 0 | 1
7901 | 0 | 0.01683 | 0.97381 | 0 | 0 | 0 | 1 | 1 | 0 | 0.01683 | 1
7902 | 0 | 0 | 0.97381 | 0 | 0 | 0 | 1 | 1 | 0 | 0 | 1
7903 | 0 | 0 | 0.97381 | 0 | 0 | 0 | 1 | 1 | 0 | 0 | 1
7904 | 0 | 0.011913 | 0.97381 | 0 | 0 | 0 | 1 | 1 | 0 | 0.011913 | 1
7905 | 0 | 0.040782 | 0.97381 | 0 | 0 | 0 | 1 | 1 | 0 | 0.040782 | 1
7906 | 0.053493 | 0.056385 | 0.97381 | 0 | 0 | 0 | 1 | 1 | 0.053493 | 0.056385 | 1
7907 | 0.16749 | 0.0747 | 0.97381 | 0 | 0 | 0 | 1 | 1 | 0.16749 | 0.0747 | 1
7908 | 0.20762 | 0.10772 | 0.97381 | 0 | 0 | 0 | 1 | 1 | 0.20762 | 0.10772 | 1
7909 | 0.23343 | 0.12298 | 0.97381 | 0 | 0 | 0 | 1 | 1 | 0.23343 | 0.12298 | 1
7910 | 0.22063 | 0.12517 | 0.97381 | 0 | 0 | 0 | 1 | 1 | 0.22063 | 0.12517 | 1
7911 | 0.22081 | 0.12041 | 0.97381 | 0 | 0 | 0 | 1 | 1 | 0.22081 | 0.12041 | 1
7912 | 0.085196 | 0.111 | 0.97381 | 0 | 0 | 0 | 1 | 1 | 0.085196 | 0.111 | 1
7913 | 0 | 0.090755 | 0.97381 | 0 | 0 | 0 | 1 | 1 | 0 | 0.090755 | 1
7914 | 0 | 0.054076 | 0.97381 | 0 | 0 | 1 | 1 | 1 | 0 | 0.054076 | 1
7915 | 0 | 0.087974 | 0.97381 | 0 | 0 | 1 | 1 | 1 | 0 | 0.087974 | 1
7916 | 0 | 0.088893 | 0.97381 | 0 | 0 | 1 | 1 | 1 | 0 | 0.088893 | 1
7917 | 0 | 0.083602 | 0.97381 | 0 | 0 | 1 | 1 | 1 | 0 | 0.083602 | 1
7918 | 0 | 0.094707 | 0.97381 | 0 | 0 | 0 | 1 | 1 | 0 | 0.094707 | 1
7919 | 0 | 0.095954 | 0.97381 | 0 | 0 | 0 | 1 | 1 | 0 | 0.095954 | 1
7920 | 0 | 0.069953 | 0.97381 | 0 | 0 | 0 | 1 | 1 | 0 | 0.069953 | 1
7921 | 0 | 0 | 0.97381 | 0 | 0 | 0 | 1 | 1 | 0 | 0 | 1
7922 | 0 | 0.062348 | 0.97381 | 0 | 0 | 0 | 1 | 1 | 0 | 0.062348 | 1
7923 | 0 | 0.068182 | 0.97381 | 0 | 0 | 0 | 1 | 1 | 0 | 0.068182 | 1
7924 | 0 | 0.075304 | 0.97381 | 0 | 0 | 0 | 1 | 1 | 0 | 0.075304 | 1
7925 | 0 | 0.075542 | 0.97381 | 0 | 0 | 0 | 1 | 1 | 0 | 0.075542 | 1
7926 | 0 | 0.0671 | 0.97381 | 0 | 0 | 0 | 1 | 1 | 0 | 0.0671 | 1
7927 | 0 | 0.078195 | 0.97381 | 0 | 0 | 0 | 1 | 1 | 0 | 0.078195 | 1
7928 | 0 | 0.093422 | 0.97381 | 0 | 0 | 0 | 1 | 1 | 0 | 0.093422 | 1
7929 | 0 | 0.10609 | 0.97381 | 0 | 0 | 0 | 1 | 1 | 0 | 0.10609 | 1
7930 | 0.034958 | 0.11653 | 0.97381 | 0 | 0 | 0 | 1 | 1 | 0.034958 | 0.11653 | 1
7931 | 0.14436 | 0.13436 | 0.97381 | 0 | 0 | 0 | 1 | 1 | 0.14436 | 0.13436 | 1
7932 | 0.18446 | 0.15403 | 0.97381 | 0 | 0 | 0 | 1 | 1 | 0.18446 | 0.15403 | 1
7933 | 0.23292 | 0.16888 | 0.97381 | 0 | 0 | 0 | 1 | 1 | 0.23292 | 0.16888 | 1
7934 | 0.18318 | 0.15973 | 0.97381 | 0 | 0 | 0 | 1 | 1 | 0.18318 | 0.15973 | 1
7935 | 0.20112 | 0.14611 | 0.97381 | 0 | 0 | 0 | 1 | 1 | 0.20112 | 0.14611 | 1
7936 | 0.093357 | 0.11963 | 0.97381 | 0 | 0 | 0 | 1 | 1 | 0.093357 | 0.11963 | 1
7937 | 0 | 0.093021 | 0.97381 | 0 | 0 | 0 | 1 | 1 | 0 | 0.093021 | 1
7938 | 0 | 0.098111 | 0.97381 | 0 | 0 | 1 | 1 | 1 | 0 | 0.098111 | 1
7939 | 0 | 0.1069 | 0.97381 | 0 | 0 | 1 | 1 | 1 | 0 | 0.1069 | 1
7940 | 0 | 0.092554 | 0.97381 | 0 | 0 | 1 | 1 | 1 | 0 | 0.092554 | 1
7941 | 0 | 0.093044 | 0.97381 | 0 | 0 | 1 | 1 | 1 | 0 | 0.093044 | 1
7942 | 0 | 0.10888 | 0.97381 | 0 | 0 | 0 | 1 | 1 | 0 | 0.10888 | 1
7943 | 0 | 0.089066 | 0.97381 | 0 | 0 | 0 | 1 | 1 | 0 | 0.089066 | 1
7944 | 0 | 0.087416 | 0.97381 | 0 | 0 | 0 | 1 | 1 | 0 | 0.087416 | 1
7945 | 0 | 0.046675 | 0.97381 | 0 | 0 | 0 | 1 | 1 | 0 | 0.046675 | 1
7946 | 0 | 0.081821 | 0.97381 | 0 | 0 | 0 | 1 | 1 | 0 | 0.081821 | 1
7947 | 0 | 0.089343 | 0.97381 | 0 | 0 | 0 | 1 | 1 | 0 | 0.089343 | 1
7948 | 0 | 0.10227 | 0.97381 | 0 | 0 | 0 | 1 | 1 | 0 | 0.10227 | 1
7949 | 0 | 0.11324 | 0.97381 | 0 | 0 | 0 | 1 | 1 | 0 | 0.11324 | 1
7950 | 0 | 0.097571 | 0.97381 | 0 | 0 | 0 | 1 | 1 | 0 | 0.097571 | 1
7951 | 0 | 0.10915 | 0.97381 | 0 | 0 | 0 | 1 | 1 | 0 | 0.10915 | 1
7952 | 0 | 0.10443 | 0.97381 | 0 | 0 | 0 | 1 | 1 | 0 | 0.10443 | 1
7953 | 0 | 0.10236 | 0.97381 | 0 | 0 | 0 | 1 | 1 | 0 | 0.10236 | 1
7954 | 0.085666 | 0.1015 | 0.97381 | 0 | 0 | 0 | 1 | 1 | 0.085666 | 0.1015 | 1
7955 | 0.13455 | 0.11257 | 0.97381 | 0 | 0 | 0 | 1 | 1 | 0.13455 | 0.11257 | 1
7956 | 0.14524 | 0.12061 | 0.97381 | 0 | 0 | 0 | 1 | 1 | 0.14524 | 0.12061 | 1
7957 | 0.1992 | 0.13039 | 0.97381 | 0 | 0 | 0 | 1 | 1 | 0.1992 | 0.13039 | 1
7958 | 0.15666 | 0.10434 | 0.97381 | 0 | 0 | 0 | 1 | 1 | 0.15666 | 0.10434 | 1
7959 | 0.15124 | 0.088728 | 0.97381 | 0 | 0 | 0 | 1 | 1 | 0.15124 | 0.088728 | 1
7960 | 0.048082 | 0.061504 | 0.97381 | 0 | 0 | 0 | 1 | 1 | 0.048082 | 0.061504 | 1
7961 | 0 | 0.035253 | 0.97381 | 0 | 0 | 0 | 1 | 1 | 0 | 0.035253 | 1
7962 | 0 | 0.048757 | 0.97381 | 0 | 0 | 1 | 1 | 1 | 0 | 0.048757 | 1
7963 | 0 | 0.058398 | 0.97381 | 0 | 0 | 1 | 1 | 1 | 0 | 0.058398 | 1
7964 | 0 | 0.065054 | 0.97381 | 0 | 0 | 1 | 1 | 1 | 0 | 0.065054 | 1
7965 | 0 | 0.066815 | 0.97381 | 0 | 0 | 1 | 1 | 1 | 0 | 0.066815 | 1
7966 | 0 | 0.085936 | 0.97381 | 0 | 0 | 0 | 1 | 1 | 0 | 0.085936 | 1
7967 | 0 | 0.071849 | 0.97381 | 0 | 0 | 0 | 1 | 1 | 0 | 0.071849 | 1
7968 | 0 | 0.10179 | 0.97381 | 0 | 0 | 0 | 1 | 1 | 0 | 0.10179 | 1
7969 | 0 | 0.081666 | 0.97381 | 0 | 0 | 0 | 1 | 1 | 0 | 0.081666 | 1
7970 | 0 | 0.090097 | 0.97381 | 0 | 0 | 0 | 1 | 1 | 0 | 0.090097 | 1
7971 | 0 | 0.11192 | 0.97381 | 0 | 0 | 0 | 1 | 1 | 0 | 0.11192 | 1
7972 | 0 | 0.12099 | 0.97381 | 0 | 0 | 0 | 1 | 1 | 0 | 0.12099 | 1
7973 | 0 | 0.12951 | 0.97381 | 0 | 0 | 0 | 1 | 1 | 0 | 0.12951 | 1
7974 | 0 | 0.13238 | 0.97381 | 0 | 0 | 0 | 1 | 1 | 0 | 0.13238 | 1
7975 | 0 | 0.12998 | 0.97381 | 0 | 0 | 0 | 1 | 1 | 0 | 0.12998 | 1
7976 | 0 | 0.13077 | 0.97381 | 0 | 0 | 0 | 1 | 1 | 0 | 0.13077 | 1
7977 | 0.017943 | 0.082553 | 0.97381 | 0 | 0 | 0 | 1 | 1 | 0.017943 | 0.082553 | 1
7978 | 0.12169 | 0.09429 | 0.97381 | 0 | 0 | 0 | 1 | 1 | 0.12169 | 0.09429 | 1
7979 | 0.20608 | 0.1041 | 0.97381 | 0 | 0 | 0 | 1 | 1 | 0.20608 | 0.1041 | 1
7980 | 0.19334 | 0.10808 | 0.97381 | 0 | 0 | 0 | 1 | 1 | 0.19334 | 0.10808 | 1
7981 | 0.20818 | 0.11254 | 0.97381 | 0 | 0 | 0 | 1 | 1 | 0.20818 | 0.11254 | 1
7982 | 0.14089 | 0.088928 | 0.97381 | 0 | 0 | 0 | 1 | 1 | 0.14089 | 0.088928 | 1
7983 | 0.15288 | 0.083987 | 0.97381 | 0 | 0 | 0 | 1 | 1 | 0.15288 | 0.083987 | 1
7984 | 0.026583 | 0.061498 | 0.97381 | 0 | 0 | 0 | 1 | 1 | 0.026583 | 0.061498 | 1
7985 | 0 | 0.03258 | 0.97381 | 0 | 0 | 0 | 1 | 1 | 0 | 0.03258 | 1
7986 | 0 | 0.029899 | 0.97381 | 0 | 0 | 1 | 1 | 1 | 0 | 0.029899 | 1
7987 | 0 | 0.039407 | 0.97381 | 0 | 0 | 1 | 1 | 1 | 0 | 0.039407 | 1
7988 | 0 | 0.029132 | 0.97381 | 0 | 0 | 1 | 1 | 1 | 0 | 0.029132 | 1
7989 | 0 | 0.032402 | 0.97381 | 0 | 0 | 1 | 1 | 1 | 0 | 0.032402 | 1
7990 | 0 | 0.059005 | 0.97381 | 0 | 0 | 0 | 1 | 1 | 0 | 0.059005 | 1
7991 | 0 | 0.045252 | 0.97381 | 0 | 0 | 0 | 1 | 1 | 0 | 0.045252 | 1
7992 | 0 | 0.060476 | 0.97381 | 0 | 0 | 0 | 1 | 1 | 0 | 0.060476 | 1
7993 | 0 | 0.099353 | 0.97381 | 0 | 0 | 0 | 1 | 1 | 0 | 0.099353 | 1
7994 | 0 | 0.061464 | 0.97381 | 0 | 0 | 0 | 1 | 1 | 0 | 0.061464 | 1
7995 | 0 | 0.07908 | 0.97381 | 0 | 0 | 0 | 1 | 1 | 0 | 0.07908 | 1
7996 | 0 | 0.078282 | 0.97381 | 0 | 0 | 0 | 1 | 1 | 0 | 0.078282 | 1
7997 | 0 | 0.08643 | 0.97381 | 0 | 0 | 0 | 1 | 1 | 0 | 0.08643 | 1
7998 | 0 | 0.075236 | 0.97381 | 0 | 0 | 0 | 1 | 1 | 0 | 0.075236 | 1
7999 | 0 | 0.070304 | 0.97381 | 0 | 0 | 0 | 1 | 1 | 0 | 0.070304 | 1
8000 | 0 | 0.096498 | 0.97381 | 0 | 0 | 0 | 1 | 1 | 0 | 0.096498 | 1
8001 | 0 | 0.066299 | 0.97381 | 0 | 0 | 0 | 1 | 1 | 0 | 0.066299 | 1
8002 | 0.049247 | 0.054451 | 0.97381 | 0 | 0 | 0 | 1 | 1 | 0.049247 | 0.054451 | 1
8003 | 0.08169 | 0.06007 | 0.97381 | 0 | 0 | 0 | 1 | 1 | 0.08169 | 0.06007 | 1
8004 | 0.11026 | 0.076593 | 0.97381 | 0 | 0 | 0 | 1 | 1 | 0.11026 | 0.076593 | 1
8005 | 0.11558 | 0.078858 | 0.97381 | 0 | 0 | 0 | 1 | 1 | 0.11558 | 0.078858 | 1
8006 | 0.064052 | 0.06314 | 0.97381 | 0 | 0 | 0 | 1 | 1 | 0.064052 | 0.06314 | 1
8007 | 0.03551 | 0.051686 | 0.97381 | 0 | 0 | 0 | 1 | 1 | 0.03551 | 0.051686 | 1
8008 | 0 | 0.043832 | 0.97381 | 0 | 0 | 0 | 1 | 1 | 0 | 0.043832 | 1
8009 | 0 | 0.028318 | 0.97381 | 0 | 0 | 0 | 1 | 1 | 0 | 0.028318 | 1
8010 | 0 | 0.027534 | 0.97381 | 0 | 0 | 1 | 1 | 1 | 0 | 0.027534 | 1
8011 | 0 | 0.03307 | 0.97381 | 0 | 0 | 1 | 1 | 1 | 0 | 0.03307 | 1
8012 | 0 | 0.022044 | 0.97381 | 0 | 0 | 1 | 1 | 1 | 0 | 0.022044 | 1
8013 | 0 | 0.030897 | 0.97381 | 0 | 0 | 1 | 1 | 1 | 0 | 0.030897 | 1
8014 | 0 | 0.040915 | 0.97381 | 0 | 0 | 0 | 1 | 1 | 0 | 0.040915 | 1
8015 | 0 | 0.037147 | 0.97381 | 0 | 0 | 0 | 1 | 1 | 0 | 0.037147 | 1
8016 | 0 | 0.061595 | 0.97381 | 0 | 0 | 0 | 1 | 1 | 0 | 0.061595 | 1
8017 | 0 | 0.083139 | 0.97381 | 0 | 0 | 0 | 1 | 1 | 0 | 0.083139 | 1
8018 | 0 | 0.050242 | 0.97381 | 0 | 0 | 0 | 1 | 1 | 0 | 0.050242 | 1
8019 | 0 | 0.05058 | 0.97381 | 0 | 0 | 0 | 1 | 1 | 0 | 0.05058 | 1
8020 | 0 | 0.058575 | 0.97381 | 0 | 0 | 0 | 1 | 1 | 0 | 0.058575 | 1
8021 | 0 | 0.05451 | 0.97381 | 0 | 0 | 0 | 1 | 1 | 0 | 0.05451 | 1
8022 | 0 | 0.052326 | 0.97381 | 0 | 0 | 0 | 1 | 1 | 0 | 0.052326 | 1
8023 | 0 | 0.054439 | 0.97381 | 0 | 0 | 0 | 1 | 1 | 0 | 0.054439 | 1
8024 | 0 | 0.050242 | 0.97381 | 0 | 0 | 0 | 1 | 1 | 0 | 0.050242 | 1
8025 | 0 | 0.042481 | 0.97381 | 0 | 0 | 0 | 1 | 1 | 0 | 0.042481 | 1
8026 | 0 | 0.056034 | 0.97381 | 0 | 0 | 0 | 1 | 1 | 0 | 0.056034 | 1
8027 | 0.008721 | 0.064883 | 0.97381 | 0 | 0 | 0 | 1 | 1 | 0.008721 | 0.064883 | 1
8028 | 0.078909 | 0.073747 | 0.97381 | 0 | 0 | 0 | 1 | 1 | 0.078909 | 0.073747 | 1
8029 | 0.091845 | 0.068368 | 0.97381 | 0 | 0 | 0 | 1 | 1 | 0.091845 | 0.068368 | 1
8030 | 0.049491 | 0.058695 | 0.97381 | 0 | 0 | 0 | 1 | 1 | 0.049491 | 0.058695 | 1
8031 | 0.0040451 | 0.046851 | 0.97381 | 0 | 0 | 0 | 1 | 1 | 0.0040451 | 0.046851 | 1
8032 | 0 | 0.040532 | 0.97381 | 0 | 0 | 0 | 1 | 1 | 0 | 0.040532 | 1
8033 | 0 | 0.024083 | 0.97381 | 0 | 0 | 0 | 1 | 1 | 0 | 0.024083 | 1
8034 | 0 | 0.026689 | 0.97381 | 0 | 0 | 1 | 1 | 1 | 0 | 0.026689 | 1
8035 | 0 | 0.040871 | 0.97381 | 0 | 0 | 1 | 1 | 1 | 0 | 0.040871 | 1
8036 | 0 | 0.014052 | 0.97381 | 0 | 0 | 1 | 1 | 1 | 0 | 0.014052 | 1
8037 | 0 | 0.0088785 | 0.97381 | 0 | 0 | 1 | 1 | 1 | 0 | 0.0088785 | 1
8038 | 0 | 0.016127 | 0.97381 | 0 | 0 | 0 | 1 | 1 | 0 | 0.016127 | 1
8039 | 0 | 0 | 0.97381 | 0 | 0 | 0 | 1 | 1 | 0 | 0 | 1
8040 | 0 | 0.017745 | 0.97381 | 0 | 0 | 0 | 1 | 1 | 0 | 0.017745 | 1
8041 | 0 | 0.060151 | 0.97381 | 0 | 0 | 0 | 1 | 1 | 0 | 0.060151 | 1
8042 | 0 | 0.0078551 | 0.97381 | 0 | 0 | 0 | 1 | 1 | 0 | 0.0078551 | 1
8043 | 0 | 0 | 0.97381 | 0 | 0 | 0 | 1 | 1 | 0 | 0 | 1
8044 | 0 | 0.00019364 | 0.97381 | 0 | 0 | 0 | 1 | 1 | 0 | 0.00019364 | 1
8045 | 0 | 0 | 0.97381 | 0 | 0 | 0 | 1 | 1 | 0 | 0 | 1
8046 | 0 | 0 | 0.97381 | 0 | 0 | 0 | 1 | 1 | 0 | 0 | 1
8047 | 0 | 0 | 0.97381 | 0 | 0 | 0 | 1 | 1 | 0 | 0 | 1
8048 | 0 | 0 | 0.97381 | 0 | 0 | 0 | 1 | 1 | 0 | 0 | 1
8049 | 0 | 0.0092978 | 0.97381 | 0 | 0 | 0 | 1 | 1 | 0 | 0.0092978 | 1
8050 | 0 | 0.015567 | 0.97381 | 0 | 0 | 0 | 1 | 1 | 0 | 0.015567 | 1
8051 | 0 | 0.035826 | 0.97381 | 0 | 0 | 0 | 1 | 1 | 0 | 0.035826 | 1
8052 | 0.033216 | 0.051009 | 0.97381 | 0 | 0 | 0 | 1 | 1 | 0.033216 | 0.051009 | 1
8053 | 0.085834 | 0.037515 | 0.97381 | 0 | 0 | 0 | 1 | 1 | 0.085834 | 0.037515 | 1
8054 | 0.06812 | 0.038182 | 0.97381 | 0 | 0 | 0 | 1 | 1 | 0.06812 | 0.038182 | 1
8055 | 0 | 0.01898 | 0.97381 | 0 | 0 | 0 | 1 | 1 | 0 | 0.01898 | 1
8056 | 0 | 0.027122 | 0.97381 | 0 | 0 | 0 | 1 | 1 | 0 | 0.027122 | 1
8057 | 0 | 0.00052381 | 0.97381 | 0 | 0 | 0 | 1 | 1 | 0 | 0.00052381 | 1
8058 | 0 | 0 | 0.97381 | 0 | 0 | 1 | 1 | 1 | 0 | 0 | 1
8059 | 0 | 0 | 0.97381 | 0 | 0 | 1 | 1 | 1 | 0 | 0 | 1
8060 | 0 | 0 | 0.97381 | 0 | 0 | 1 | 1 | 1 | 0 | 0 | 1
8061 | 0 | 0 | 0.97381 | 0 | 0 | 1 | 1 | 1 | 0 | 0 | 1
8062 | 0 | 0 | 0.97381 | 0 | 0 | 0 | 1 | 1 | 0 | 0 | 1
8063 | 0 | 0 | 0.97381 | 0 | 0 | 0 | 1 | 1 | 0 | 0 | 1
8064 | 0 | 0 | 0.97381 | 0 | 0 | 0 | 1 | 1 | 0 | 0 | 1
8065 | 0 | 0.020728 | 0.97381 | 0 | 0 | 0 | 1 | 1 | 0 | 0.020728 | 1
8066 | 0 | 0 | 0.97381 | 0 | 0 | 0 | 1 | 1 | 0 | 0 | 1
8067 | 0 | 0 | 0.97381 | 0 | 0 | 0 | 1 | 1 | 0 | 0 | 1
8068 | 0 | 0 | 0.97381 | 0 | 0 | 0 | 1 | 1 | 0 | 0 | 1
8069 | 0 | 0 | 0.97381 | 0 | 0 | 0 | 1 | 1 | 0 | 0 | 1
8070 | 0 | 0 | 0.97381 | 0 | 0 | 0 | 1 | 1 | 0 | 0 | 1
8071 | 0 | 0 | 0.97381 | 0 | 0 | 0 | 1 | 1 | 0 | 0 | 1
8072 | 0 | 0 | 0.97381 | 0 | 0 | 0 | 1 | 1 | 0 | 0 | 1
8073 | 0 | 0 | 0.97381 | 0 | 0 | 0 | 1 | 1 | 0 | 0 | 1
8074 | 0.027787 | 0 | 0.97381 | 0 | 0 | 0 | 1 | 1 | 0.027787 | 0 | 1
8075 | 0.074998 | 0.018397 | 0.97381 | 0 | 0 | 0 | 1 | 1 | 0.074998 | 0.018397 | 1
8076 | 0.053348 | 0.016031 | 0.97381 | 0 | 0 | 0 | 1 | 1 | 0.053348 | 0.016031 | 1
8077 | 0.13063 | 0.0056099 | 0.97381 | 0 | 0 | 0 | 1 | 1 | 0.13063 | 0.0056099 | 1
8078 | 0.090391 | 0.01108 | 0.97381 | 0 | 0 | 0 | 1 | 1 | 0.090391 | 0.01108 | 1
8079 | 0.0060272 | 0.0079229 | 0.97381 | 0 | 0 | 0 | 1 | 1 | 0.0060272 | 0.0079229 | 1
8080 | 0 | 0.0090655 | 0.97381 | 0 | 0 | 0 | 1 | 1 | 0 | 0.0090655 | 1
8081 | 0 | 0 | 0.97381 | 0 | 0 | 0 | 1 | 1 | 0 | 0 | 1
8082 | 0 | 0 | 0.97381 | 0 | 0 | 1 | 1 | 1 | 0 | 0 | 1
8083 | 0 | 0 | 0.97381 | 0 | 0 | 1 | 1 | 1 | 0 | 0 | 1
8084 | 0 | 0 | 0.97381 | 0 | 0 | 1 | 1 | 1 | 0 | 0 | 1
8085 | 0 | 0 | 0.97381 | 0 | 0 | 1 | 1 | 1 | 0 | 0 | 1
8086 | 0 | 0 | 0.97381 | 0 | 0 | 0 | 1 | 1 | 0 | 0 | 1
8087 | 0 | 0 | 0.97381 | 0 | 0 | 0 | 1 | 1 | 0 | 0 | 1
8088 | 0 | 0 | 0.97381 | 0 | 0 | 0 | 1 | 1 | 0 | 0 | 1
8089 | 0 | 0 | 0.97381 | 0 | 0 | 0 | 1 | 1 | 0 | 0 | 1
8090 | 0 | 0 | 0.97381 | 0 | 0 | 0 | 1 | 1 | 0 | 0 | 1
8091 | 0 | 0 | 0.97381 | 0 | 0 | 0 | 1 | 1 | 0 | 0 | 1
8092 | 0 | 0 | 0.97381 | 0 | 0 | 0 | 1 | 1 | 0 | 0 | 1
8093 | 0 | 0 | 0.97381 | 0 | 0 | 0 | 1 | 1 | 0 | 0 | 1
8094 | 0 | 0 | 0.97381 | 0 | 0 | 0 | 1 | 1 | 0 | 0 | 1
8095 | 0 | 0 | 0.97381 | 0 | 0 | 0 | 1 | 1 | 0 | 0 | 1
8096 | 0 | 0 | 0.97381 | 0 | 0 | 0 | 1 | 1 | 0 | 0 | 1
8097 | 0 | 0 | 0.97381 | 0 | 0 | 0 | 1 | 1 | 0 | 0 | 1
8098 | 0.12554 | 0 | 0.97381 | 0 | 0 | 0 | 1 | 1 | 0.12554 | 0 | 1
8099 | 0.18343 | 0 | 0.97381 | 0 | 0 | 0 | 1 | 1 | 0.18343 | 0 | 1
8100 | 0.11031 | 0 | 0.97381 | 0 | 0 | 0 | 1 | 1 | 0.11031 | 0 | 1
8101 | 0.15003 | 0 | 0.97381 | 0 | 0 | 0 | 1 | 1 | 0.15003 | 0 | 1
8102 | 0.10662 | 0 | 0.97381 | 0 | 0 | 0 | 1 | 1 | 0.10662 | 0 | 1
8103 | 0.020824 | 0 | 0.97381 | 0 | 0 | 0 | 1 | 1 | 0.020824 | 0 | 1
8104 | 0 | 0 | 0.97381 | 0 | 0 | 0 | 1 | 1 | 0 | 0 | 1
8105 | 0 | 0 | 0.97381 | 0 | 0 | 0 | 1 | 1 | 0 | 0 | 1
8106 | 0 | 0 | 0.97381 | 0 | 0 | 1 | 1 | 1 | 0 | 0 | 1
8107 | 0 | 0 | 0.97381 | 0 | 0 | 1 | 1 | 1 | 0 | 0 | 1
8108 | 0 | 0 | 0.97381 | 0 | 0 | 1 | 1 | 1 | 0 | 0 | 1
8109 | 0 | 0 | 0.97381 | 0 | 0 | 1 | 1 | 1 | 0 | 0 | 1
8110 | 0 | 0 | 0.97381 | 0 | 0 | 0 | 1 | 1 | 0 | 0 | 1
8111 | 0 | 0 | 0.97381 | 0 | 0 | 0 | 1 | 1 | 0 | 0 | 1
8112 | 0 | 0 | 0.97381 | 0 | 0 | 0 | 1 | 1 | 0 | 0 | 1
8113 | 0 | 0 | 0.97381 | 0 | 0 | 0 | 1 | 1 | 0 | 0 | 1
8114 | 0 | 0 | 0.97381 | 0 | 0 | 0 | 1 | 1 | 0 | 0 | 1
8115 | 0 | 0 | 0.97381 | 0 | 0 | 0 | 1 | 1 | 0 | 0 | 1
8116 | 0 | 0 | 0.97381 | 0 | 0 | 0 | 1 | 1 | 0 | 0 | 1
8117 | 0 | 0 | 0.97381 | 0 | 0 | 0 | 1 | 1 | 0 | 0 | 1
8118 | 0 | 0 | 0.97381 | 0 | 0 | 0 | 1 | 1 | 0 | 0 | 1
8119 | 0 | 0 | 0.97381 | 0 | 0 | 0 | 1 | 1 | 0 | 0 | 1
8120 | 0 | 0 | 0.97381 | 0 | 0 | 0 | 1 | 1 | 0 | 0 | 1
8121 | 0.011844 | 0 | 0.97381 | 0 | 0 | 0 | 1 | 1 | 0.011844 | 0 | 1
8122 | 0.13262 | 0 | 0.97381 | 0 | 0 | 0 | 1 | 1 | 0.13262 | 0 | 1
8123 | 0.20815 | 0 | 0.97381 | 0 | 0 | 0 | 1 | 1 | 0.20815 | 0 | 1
8124 | 0.14087 | 0 | 0.97381 | 0 | 0 | 0 | 1 | 1 | 0.14087 | 0 | 1
8125 | 0.16334 | 0 | 0.97381 | 0 | 0 | 0 | 1 | 1 | 0.16334 | 0 | 1
8126 | 0.10387 | 0 | 0.97381 | 0 | 0 | 0 | 1 | 1 | 0.10387 | 0 | 1
8127 | 0.0088716 | 0.0034702 | 0.97381 | 0 | 0 | 0 | 1 | 1 | 0.0088716 | 0.0034702 | 1
8128 | 0 | 0.0015967 | 0.97381 | 0 | 0 | 0 | 1 | 1 | 0 | 0.0015967 | 1
8129 | 0 | 0.0053742 | 0.97381 | 0 | 0 | 0 | 1 | 1 | 0 | 0.0053742 | 1
8130 | 0 | 0.0014427 | 0.97381 | 0 | 0 | 1 | 1 | 1 | 0 | 0.0014427 | 1
8131 | 0 | 0 | 0.97381 | 0 | 0 | 1 | 1 | 1 | 0 | 0 | 1
8132 | 0 | 0 | 0.97381 | 0 | 0 | 1 | 1 | 1 | 0 | 0 | 1
8133 | 0 | 0 | 0.97381 | 0 | 0 | 1 | 1 | 1 | 0 | 0 | 1
8134 | 0 | 0 | 0.97381 | 0 | 0 | 0 | 1 | 1 | 0 | 0 | 1
8135 | 0 | 0 | 0.97381 | 0 | 0 | 0 | 1 | 1 | 0 | 0 | 1
8136 | 0 | 0 | 0.97381 | 0 | 0 | 0 | 1 | 1 | 0 | 0 | 1
8137 | 0 | 0 | 0.97381 | 0 | 0 | 0 | 1 | 1 | 0 | 0 | 1
8138 | 0 | 0 | 0.97381 | 0 | 0 | 0 | 1 | 1 | 0 | 0 | 1
8139 | 0 | 0 | 0.97381 | 0 | 0 | 0 | 1 | 1 | 0 | 0 | 1
8140 | 0 | 0 | 0.97381 | 0 | 0 | 0 | 1 | 1 | 0 | 0 | 1
8141 | 0 | 0 | 0.97381 | 0 | 0 | 0 | 1 | 1 | 0 | 0 | 1
8142 | 0 | 0 | 0.97381 | 0 | 0 | 0 | 1 | 1 | 0 | 0 | 1
8143 | 0 | 0 | 0.97381 | 0 | 0 | 0 | 1 | 1 | 0 | 0 | 1
8144 | 0 | 0 | 0.97381 | 0 | 0 | 0 | 1 | 1 | 0 | 0 | 1
8145 | 0.058206 | 0 | 0.97381 | 0 | 0 | 0 | 1 | 1 | 0.058206 | 0 | 1
8146 | 0.22268 | 0 | 0.97381 | 0 | 0 | 0 | 1 | 1 | 0.22268 | 0 | 1
8147 | 0.35269 | 0 | 0.97381 | 0 | 0 | 0 | 1 | 1 | 0.35269 | 0 | 1
8148 | 0.25258 | 0 | 0.97381 | 0 | 0 | 0 | 1 | 1 | 0.25258 | 0 | 1
8149 | 0.23633 | 0 | 0.97381 | 0 | 0 | 0 | 1 | 1 | 0.23633 | 0 | 1
8150 | 0.16982 | 0 | 0.97381 | 0 | 0 | 0 | 1 | 1 | 0.16982 | 0 | 1
8151 | 0.071612 | 0 | 0.97381 | 0 | 0 | 0 | 1 | 1 | 0.071612 | 0 | 1
8152 | 0.0030664 | 0 | 0.97381 | 0 | 0 | 0 | 1 | 1 | 0.0030664 | 0 | 1
8153 | 0 | 0 | 0.97381 | 0 | 0 | 0 | 1 | 1 | 0 | 0 | 1
8154 | 0 | 0 | 0.97381 | 0 | 0 | 1 | 1 | 1 | 0 | 0 | 1
8155 | 0 | 0 | 0.97381 | 0 | 0 | 1 | 1 | 1 | 0 | 0 | 1
8156 | 0 | 0 | 0.97381 | 0 | 0 | 1 | 1 | 1 | 0 | 0 | 1
8157 | 0 | 0 | 0.97381 | 0 | 0 | 1 | 1 | 1 | 0 | 0 | 1
8158 | 0 | 0 | 0.97381 | 0 | 0 | 0 | 1 | 1 | 0 | 0 | 1
8159 | 0 | 0 | 0.97381 | 0 | 0 | 0 | 1 | 1 | 0 | 0 | 1
8160 | 0 | 0 | 0.97381 | 0 | 0 | 0 | 1 | 1 | 0 | 0 | 1
8161 | 0 | 0 | 0.97381 | 0 | 0 | 0 | 1 | 1 | 0 | 0 | 1
8162 | 0 | 0 | 0.97381 | 0 | 0 | 0 | 1 | 1 | 0 | 0 | 1
8163 | 0 | 0 | 0.97381 | 0 | 0 | 0 | 1 | 1 | 0 | 0 | 1
8164 | 0 | 0 | 0.97381 | 0 | 0 | 0 | 1 | 1 | 0 | 0 | 1
8165 | 0 | 0 | 0.97381 | 0 | 0 | 0 | 1 | 1 | 0 | 0 | 1
8166 | 0 | 0 | 0.97381 | 0 | 0 | 0 | 1 | 1 | 0 | 0 | 1
8167 | 0 | 0 | 0.97381 | 0 | 0 | 0 | 1 | 1 | 0 | 0 | 1
8168 | 0 | 0 | 0.97381 | 0 | 0 | 0 | 1 | 1 | 0 | 0 | 1
8169 | 0 | 0 | 0.97381 | 0 | 0 | 0 | 1 | 1 | 0 | 0 | 1
8170 | 0.11637 | 0 | 0.97381 | 0 | 0 | 0 | 1 | 1 | 0.11637 | 0 | 1
8171 | 0.22456 | 0 | 0.97381 | 0 | 0 | 0 | 1 | 1 | 0.22456 | 0 | 1
8172 | 0.1544 | 0 | 0.97381 | 0 | 0 | 0 | 1 | 1 | 0.1544 | 0 | 1
8173 | 0.22696 | 0 | 0.97381 | 0 | 0 | 0 | 1 | 1 | 0.22696 | 0 | 1
8174 | 0.1439 | 0 | 0.97381 | 0 | 0 | 0 | 1 | 1 | 0.1439 | 0 | 1
8175 | 0.081024 | 0 | 0.97381 | 0 | 0 | 0 | 1 | 1 | 0.081024 | 0 | 1
8176 | 0 | 0 | 0.97381 | 0 | 0 | 0 | 1 | 1 | 0 | 0 | 1
8177 | 0 | 0 | 0.97381 | 0 | 0 | 0 | 1 | 1 | 0 | 0 | 1
8178 | 0 | 0 | 0.97381 | 0 | 0 | 1 | 1 | 1 | 0 | 0 | 1
8179 | 0 | 0 | 0.97381 | 0 | 0 | 1 | 1 | 1 | 0 | 0 | 1
8180 | 0 | 0 | 0.97381 | 0 | 0 | 1 | 1 | 1 | 0 | 0 | 1
8181 | 0 | 0 | 0.97381 | 0 | 0 | 1 | 1 | 1 | 0 | 0 | 1
8182 | 0 | 0 | 0.97381 | 0 | 0 | 0 | 1 | 1 | 0 | 0 | 1
8183 | 0 | 0 | 0.97381 | 0 | 0 | 0 | 1 | 1 | 0 | 0 | 1
8184 | 0 | 0 | 0.97381 | 0 | 0 | 0 | 1 | 1 | 0 | 0 | 1
8185 | 0 | 0 | 0.97381 | 0 | 0 | 0 | 1 | 1 | 0 | 0 | 1
8186 | 0 | 0 | 0.97381 | 0 | 0 | 0 | 1 | 1 | 0 | 0 | 1
8187 | 0 | 0 | 0.97381 | 0 | 0 | 0 | 1 | 1 | 0 | 0 | 1
8188 | 0 | 0 | 0.97381 | 0 | 0 | 0 | 1 | 1 | 0 | 0 | 1
8189 | 0 | 0 | 0.97381 | 0 | 0 | 0 | 1 | 1 | 0 | 0 | 1
8190 | 0 | 0 | 0.97381 | 0 | 0 | 0 | 1 | 1 | 0 | 0 | 1
8191 | 0 | 0 | 0.97381 | 0 | 0 | 0 | 1 | 1 | 0 | 0 | 1
8192 | 0 | 0 | 0.97381 | 0 | 0 | 0 | 1 | 1 | 0 | 0 | 1
8193 | 0 | 0 | 0.97381 | 0 | 0 | 0 | 1 | 1 | 0 | 0 | 1
8194 | 0.069002 | 0 | 0.97381 | 0 | 0 | 0 | 1 | 1 | 0.069002 | 0 | 1
8195 | 0.17015 | 0 | 0.97381 | 0 | 0 | 0 | 1 | 1 | 0.17015 | 0 | 1
8196 | 0.14306 | 0 | 0.97381 | 0 | 0 | 0 | 1 | 1 | 0.14306 | 0 | 1
8197 | 0.19879 | 0 | 0.97381 | 0 | 0 | 0 | 1 | 1 | 0.19879 | 0 | 1
8198 | 0.13199 | 0 | 0.97381 | 0 | 0 | 0 | 1 | 1 | 0.13199 | 0 | 1
8199 | 0.088008 | 0 | 0.97381 | 0 | 0 | 0 | 1 | 1 | 0.088008 | 0 | 1
8200 | 0 | 0 | 0.97381 | 0 | 0 | 0 | 1 | 1 | 0 | 0 | 1
8201 | 0 | 0 | 0.97381 | 0 | 0 | 0 | 1 | 1 | 0 | 0 | 1
8202 | 0 | 0 | 0.97381 | 0 | 0 | 1 | 1 | 1 | 0 | 0 | 1
8203 | 0 | 0 | 0.97381 | 0 | 0 | 1 | 1 | 1 | 0 | 0 | 1
8204 | 0 | 0 | 0.97381 | 0 | 0 | 1 | 1 | 1 | 0 | 0 | 1
8205 | 0 | 0 | 0.97381 | 0 | 0 | 1 | 1 | 1 | 0 | 0 | 1
8206 | 0 | 0 | 0.97381 | 0 | 0 | 0 | 1 | 1 | 0 | 0 | 1
8207 | 0 | 0 | 0.97381 | 0 | 0 | 0 | 1 | 1 | 0 | 0 | 1
8208 | 0 | 0 | 0.97381 | 0 | 0 | 0 | 1 | 1 | 0 | 0 | 1
8209 | 0 | 0 | 0.97381 | 0 | 0 | 0 | 1 | 1 | 0 | 0 | 1
8210 | 0 | 0 | 0.97381 | 0 | 0 | 0 | 1 | 1 | 0 | 0 | 1
8211 | 0 | 0 | 0.97381 | 0 | 0 | 0 | 1 | 1 | 0 | 0 | 1
8212 | 0 | 0 | 0.97381 | 0 | 0 | 0 | 1 | 1 | 0 | 0 | 1
8213 | 0 | 0 | 0.97381 | 0 | 0 | 0 | 1 | 1 | 0 | 0 | 1
8214 | 0 | 0 | 0.97381 | 0 | 0 | 0 | 1 | 1 | 0 | 0 | 1
8215 | 0 | 0 | 0.97381 | 0 | 0 | 0 | 1 | 1 | 0 | 0 | 1
8216 | 0 | 0 | 0.97381 | 0 | 0 | 0 | 1 | 1 | 0 | 0 | 1
8217 | 0 | 0 | 0.97381 | 0 | 0 | 0 | 1 | 1 | 0 | 0 | 1
8218 | 0.052082 | 0 | 0.97381 | 0 | 0 | 0 | 1 | 1 | 0.052082 | 0 | 1
8219 | 0.14905 | 0 | 0.97381 | 0 | 0 | 0 | 1 | 1 | 0.14905 | 0 | 1
8220 | 0.15163 | 0 | 0.97381 | 0 | 0 | 0 | 1 | 1 | 0.15163 | 0 | 1
8221 | 0.14745 | 0 | 0.97381 | 0 | 0 | 0 | 1 | 1 | 0.14745 | 0 | 1
8222 | 0.10356 | 0 | 0.97381 | 0 | 0 | 0 | 1 | 1 | 0.10356 | 0 | 1
8223 | 0.063517 | 0 | 0.97381 | 0 | 0 | 0 | 1 | 1 | 0.063517 | 0 | 1
8224 | 0 | 0 | 0.97381 | 0 | 0 | 0 | 1 | 1 | 0 | 0 | 1
8225 | 0 | 0 | 0.97381 | 0 | 0 | 0 | 1 | 1 | 0 | 0 | 1
8226 | 0 | 0 | 0.97381 | 0 | 0 | 1 | 1 | 1 | 0 | 0 | 1
8227 | 0 | 0 | 0.97381 | 0 | 0 | 1 | 1 | 1 | 0 | 0 | 1
8228 | 0 | 0 | 0.97381 | 0 | 0 | 1 | 1 | 1 | 0 | 0 | 1
8229 | 0 | 0 | 0.97381 | 0 | 0 | 1 | 1 | 1 | 0 | 0 | 1
8230 | 0 | 0 | 0.97381 | 0 | 0 | 0 | 1 | 1 | 0 | 0 | 1
8231 | 0 | 0 | 0.97381 | 0 | 0 | 0 | 1 | 1 | 0 | 0 | 1
8232 | 0 | 0 | 0.97381 | 0 | 0 | 0 | 1 | 1 | 0 | 0 | 1
8233 | 0 | 0 | 0.97381 | 0 | 0 | 0 | 1 | 1 | 0 | 0 | 1
8234 | 0 | 0 | 0.97381 | 0 | 0 | 0 | 1 | 1 | 0 | 0 | 1
8235 | 0 | 0 | 0.97381 | 0 | 0 | 0 | 1 | 1 | 0 | 0 | 1
8236 | 0 | 0 | 0.97381 | 0 | 0 | 0 | 1 | 1 | 0 | 0 | 1
8237 | 0 | 0 | 0.97381 | 0 | 0 | 0 | 1 | 1 | 0 | 0 | 1
8238 | 0 | 0 | 0.97381 | 0 | 0 | 0 | 1 | 1 | 0 | 0 | 1
8239 | 0 | 0 | 0.97381 | 0 | 0 | 0 | 1 | 1 | 0 | 0 | 1
8240 | 0 | 0 | 0.97381 | 0 | 0 | 0 | 1 | 1 | 0 | 0 | 1
8241 | 0 | 0 | 0.97381 | 0 | 0 | 0 | 1 | 1 | 0 | 0 | 1
8242 | 0.14206 | 0 | 0.97381 | 0 | 0 | 0 | 1 | 1 | 0.14206 | 0 | 1
8243 | 0.27573 | 0 | 0.97381 | 0 | 0 | 0 | 1 | 1 | 0.27573 | 0 | 1
8244 | 0.28445 | 0 | 0.97381 | 0 | 0 | 0 | 1 | 1 | 0.28445 | 0 | 1
8245 | 0.20639 | 0 | 0.97381 | 0 | 0 | 0 | 1 | 1 | 0.20639 | 0 | 1
8246 | 0.19955 | 0 | 0.97381 | 0 | 0 | 0 | 1 | 1 | 0.19955 | 0 | 1
8247 | 0.14404 | 0 | 0.97381 | 0 | 0 | 0 | 1 | 1 | 0.14404 | 0 | 1
8248 | 0.010317 | 0 | 0.97381 | 0 | 0 | 0 | 1 | 1 | 0.010317 | 0 | 1
8249 | 0 | 0 | 0.97381 | 0 | 0 | 0 | 1 | 1 | 0 | 0 | 1
8250 | 0 | 0 | 0.97381 | 0 | 0 | 1 | 1 | 1 | 0 | 0 | 1
8251 | 0 | 0 | 0.97381 | 0 | 0 | 1 | 1 | 1 | 0 | 0 | 1
8252 | 0 | 0 | 0.97381 | 0 | 0 | 1 | 1 | 1 | 0 | 0 | 1
8253 | 0 | 0 | 0.97381 | 0 | 0 | 1 | 1 | 1 | 0 | 0 | 1
8254 | 0 | 0 | 0.97381 | 0 | 0 | 0 | 1 | 1 | 0 | 0 | 1
8255 | 0 | 0 | 0.97381 | 0 | 0 | 0 | 1 | 1 | 0 | 0 | 1
8256 | 0 | 0 | 0.97381 | 0 | 0 | 0 | 1 | 1 | 0 | 0 | 1
8257 | 0 | 0 | 0.97381 | 0 | 0 | 0 | 1 | 1 | 0 | 0 | 1
8258 | 0 | 0 | 0.97381 | 0 | 0 | 0 | 1 | 1 | 0 | 0 | 1
8259 | 0 | 0 | 0.97381 | 0 | 0 | 0 | 1 | 1 | 0 | 0 | 1
8260 | 0 | 0 | 0.97381 | 0 | 0 | 0 | 1 | 1 | 0 | 0 | 1
8261 | 0 | 0 | 0.97381 | 0 | 0 | 0 | 1 | 1 | 0 | 0 | 1
8262 | 0 | 0 | 0.97381 | 0 | 0 | 0 | 1 | 1 | 0 | 0 | 1
8263 | 0 | 0 | 0.97381 | 0 | 0 | 0 | 1 | 1 | 0 | 0 | 1
8264 | 0 | 0 | 0.97381 | 0 | 0 | 0 | 1 | 1 | 0 | 0 | 1
8265 | 0.00050924 | 0 | 0.97381 | 0 | 0 | 0 | 1 | 1 | 0.00050924 | 0 | 1
8266 | 0.11016 | 0 | 0.97381 | 0 | 0 | 0 | 1 | 1 | 0.11016 | 0 | 1
8267 | 0.23914 | 0 | 0.97381 | 0 | 0 | 0 | 1 | 1 | 0.23914 | 0 | 1
8268 | 0.21334 | 0 | 0.97381 | 0 | 0 | 0 | 1 | 1 | 0.21334 | 0 | 1
8269 | 0.11408 | 0 | 0.97381 | 0 | 0 | 0 | 1 | 1 | 0.11408 | 0 | 1
8270 | 0.18601 | 0 | 0.97381 | 0 | 0 | 0 | 1 | 1 | 0.18601 | 0 | 1
8271 | 0.14364 | 0 | 0.97381 | 0 | 0 | 0 | 1 | 1 | 0.14364 | 0 | 1
8272 | 0.06772 | 0 | 0.97381 | 0 | 0 | 0 | 1 | 1 | 0.06772 | 0 | 1
8273 | 0 | 0 | 0.97381 | 0 | 0 | 0 | 1 | 1 | 0 | 0 | 1
8274 | 0 | 0 | 0.97381 | 0 | 0 | 1 | 1 | 1 | 0 | 0 | 1
8275 | 0 | 0 | 0.97381 | 0 | 0 | 1 | 1 | 1 | 0 | 0 | 1
8276 | 0 | 0 | 0.97381 | 0 | 0 | 1 | 1 | 1 | 0 | 0 | 1
8277 | 0 | 0 | 0.97381 | 0 | 0 | 1 | 1 | 1 | 0 | 0 | 1
8278 | 0 | 0 | 0.97381 | 0 | 0 | 0 | 1 | 1 | 0 | 0 | 1
8279 | 0 | 0 | 0.97381 | 0 | 0 | 0 | 1 | 1 | 0 | 0 | 1
8280 | 0 | 0 | 0.97381 | 0 | 0 | 0 | 1 | 1 | 0 | 0 | 1
8281 | 0 | 0 | 0.97381 | 0 | 0 | 0 | 1 | 1 | 0 | 0 | 1
8282 | 0 | 0 | 0.97381 | 0 | 0 | 0 | 1 | 1 | 0 | 0 | 1
8283 | 0 | 0 | 0.97381 | 0 | 0 | 0 | 1 | 1 | 0 | 0 | 1
8284 | 0 | 0 | 0.97381 | 0 | 0 | 0 | 1 | 1 | 0 | 0 | 1
8285 | 0 | 0 | 0.97381 | 0 | 0 | 0 | 1 | 1 | 0 | 0 | 1
8286 | 0 | 0 | 0.97381 | 0 | 0 | 0 | 1 | 1 | 0 | 0 | 1
8287 | 0 | 0 | 0.97381 | 0 | 0 | 0 | 1 | 1 | 0 | 0 | 1
8288 | 0 | 0 | 0.97381 | 0 | 0 | 0 | 1 | 1 | 0 | 0 | 1
8289 | 0.0079127 | 0 | 0.97381 | 0 | 0 | 0 | 1 | 1 | 0.0079127 | 0 | 1
8290 | 0.092097 | 0 | 0.97381 | 0 | 0 | 0 | 1 | 1 | 0.092097 | 0 | 1
8291 | 0.18148 | 0 | 0.97381 | 0 | 0 | 0 | 1 | 1 | 0.18148 | 0 | 1
8292 | 0.21478 | 0 | 0.97381 | 0 | 0 | 0 | 1 | 1 | 0.21478 | 0 | 1
8293 | 0.14462 | 0 | 0.97381 | 0 | 0 | 0 | 1 | 1 | 0.14462 | 0 | 1
8294 | 0.24266 | 0 | 0.97381 | 0 | 0 | 0 | 1 | 1 | 0.24266 | 0 | 1
8295 | 0.2197 | 0 | 0.97381 | 0 | 0 | 0 | 1 | 1 | 0.2197 | 0 | 1
8296 | 0.16869 | 0 | 0.97381 | 0 | 0 | 0 | 1 | 1 | 0.16869 | 0 | 1
8297 | 0 | 0 | 0.97381 | 0 | 0 | 0 | 1 | 1 | 0 | 0 | 1
8298 | 0 | 0 | 0.97381 | 0 | 0 | 1 | 1 | 1 | 0 | 0 | 1
8299 | 0 | 0 | 0.97381 | 0 | 0 | 1 | 1 | 1 | 0 | 0 | 1
8300 | 0 | 0 | 0.97381 | 0 | 0 | 1 | 1 | 1 | 0 | 0 | 1
8301 | 0 | 0 | 0.97381 | 0 | 0 | 1 | 1 | 1 | 0 | 0 | 1
8302 | 0 | 0 | 0.97381 | 0 | 0 | 0 | 1 | 1 | 0 | 0 | 1
8303 | 0 | 0 | 0.97381 | 0 | 0 | 0 | 1 | 1 | 0 | 0 | 1
8304 | 0 | 0 | 0.97381 | 0 | 0 | 0 | 1 | 1 | 0 | 0 | 1
8305 | 0 | 0 | 0.97381 | 0 | 0 | 0 | 1 | 1 | 0 | 0 | 1
8306 | 0 | 0 | 0.97381 | 0 | 0 | 0 | 1 | 1 | 0 | 0 | 1
8307 | 0 | 0 | 0.97381 | 0 | 0 | 0 | 1 | 1 | 0 | 0 | 1
8308 | 0 | 0 | 0.97381 | 0 | 0 | 0 | 1 | 1 | 0 | 0 | 1
8309 | 0 | 0 | 0.97381 | 0 | 0 | 0 | 1 | 1 | 0 | 0 | 1
8310 | 0 | 0 | 0.97381 | 0 | 0 | 0 | 1 | 1 | 0 | 0 | 1
8311 | 0 | 0 | 0.97381 | 0 | 0 | 0 | 1 | 1 | 0 | 0 | 1
8312 | 0 | 0 | 0.97381 | 0 | 0 | 0 | 1 | 1 | 0 | 0 | 1
8313 | 0.020695 | 0 | 0.97381 | 0 | 0 | 0 | 1 | 1 | 0.020695 | 0 | 1
8314 | 0.10768 | 0 | 0.97381 | 0 | 0 | 0 | 1 | 1 | 0.10768 | 0 | 1
8315 | 0.16493 | 0 | 0.97381 | 0 | 0 | 0 | 1 | 1 | 0.16493 | 0 | 1
8316 | 0.21197 | 0 | 0.97381 | 0 | 0 | 0 | 1 | 1 | 0.21197 | 0 | 1
8317 | 0.15352 | 0 | 0.97381 | 0 | 0 | 0 | 1 | 1 | 0.15352 | 0 | 1
8318 | 0.23514 | 0 | 0.97381 | 0 | 0 | 0 | 1 | 1 | 0.23514 | 0 | 1
8319 | 0.15888 | 0 | 0.97381 | 0 | 0 | 0 | 1 | 1 | 0.15888 | 0 | 1
8320 | 0.092373 | 0 | 0.97381 | 0 | 0 | 0 | 1 | 1 | 0.092373 | 0 | 1
8321 | 0.029944 | 0 | 0.97381 | 0 | 0 | 0 | 1 | 1 | 0.029944 | 0 | 1
8322 | 0 | 0 | 0.97381 | 0 | 0 | 1 | 1 | 1 | 0 | 0 | 1
8323 | 0 | 0 | 0.97381 | 0 | 0 | 1 | 1 | 1 | 0 | 0 | 1
8324 | 0 | 0 | 0.97381 | 0 | 0 | 1 | 1 | 1 | 0 | 0 | 1
8325 | 0 | 0 | 0.97381 | 0 | 0 | 1 | 1 | 1 | 0 | 0 | 1
8326 | 0 | 0 | 0.97381 | 0 | 0 | 0 | 1 | 1 | 0 | 0 | 1
8327 | 0 | 0 | 0.97381 | 0 | 0 | 0 | 1 | 1 | 0 | 0 | 1
8328 | 0 | 0 | 0.97381 | 0 | 0 | 0 | 1 | 1 | 0 | 0 | 1
8329 | 0 | 0 | 0.97381 | 0 | 0 | 0 | 1 | 1 | 0 | 0 | 1
8330 | 0 | 0 | 0.97381 | 0 | 0 | 0 | 1 | 1 | 0 | 0 | 1
8331 | 0 | 0 | 0.97381 | 0 | 0 | 0 | 1 | 1 | 0 | 0 | 1
8332 | 0 | 0 | 0.97381 | 0 | 0 | 0 | 1 | 1 | 0 | 0 | 1
8333 | 0 | 0 | 0.97381 | 0 | 0 | 0 | 1 | 1 | 0 | 0 | 1
8334 | 0 | 0 | 0.97381 | 0 | 0 | 0 | 1 | 1 | 0 | 0 | 1
8335 | 0 | 0 | 0.97381 | 0 | 0 | 0 | 1 | 1 | 0 | 0 | 1
8336 | 0 | 0 | 0.97381 | 0 | 0 | 0 | 1 | 1 | 0 | 0 | 1
8337 | 0.019042 | 0 | 0.97381 | 0 | 0 | 0 | 1 | 1 | 0.019042 | 0 | 1
8338 | 0.14392 | 0 | 0.97381 | 0 | 0 | 0 | 1 | 1 | 0.14392 | 0 | 1
8339 | 0.19279 | 0.0070039 | 0.97381 | 0 | 0 | 0 | 1 | 1 | 0.19279 | 0.0070039 | 1
8340 | 0.26124 | 0.0046419 | 0.97381 | 0 | 0 | 0 | 1 | 1 | 0.26124 | 0.0046419 | 1
8341 | 0.27018 | 0.036324 | 0.97381 | 0 | 0 | 0 | 1 | 1 | 0.27018 | 0.036324 | 1
8342 | 0.22848 | 0.031748 | 0.97381 | 0 | 0 | 0 | 1 | 1 | 0.22848 | 0.031748 | 1
8343 | 0.17002 | 0.052687 | 0.97381 | 0 | 0 | 0 | 1 | 1 | 0.17002 | 0.052687 | 1
8344 | 0.053908 | 0.041787 | 0.97381 | 0 | 0 | 0 | 1 | 1 | 0.053908 | 0.041787 | 1
8345 | 0.02118 | 0.033944 | 0.97381 | 0 | 0 | 0 | 1 | 1 | 0.02118 | 0.033944 | 1
8346 | 0 | 0.014032 | 0.97381 | 0 | 0 | 1 | 1 | 1 | 0 | 0.014032 | 1
8347 | 0 | 0.016469 | 0.97381 | 0 | 0 | 1 | 1 | 1 | 0 | 0.016469 | 1
8348 | 0 | 0.022863 | 0.97381 | 0 | 0 | 1 | 1 | 1 | 0 | 0.022863 | 1
8349 | 0 | 0.027996 | 0.97381 | 0 | 0 | 1 | 1 | 1 | 0 | 0.027996 | 1
8350 | 0 | 0.033941 | 0.97381 | 0 | 0 | 0 | 1 | 1 | 0 | 0.033941 | 1
8351 | 0 | 0.01915 | 0.97381 | 0 | 0 | 0 | 1 | 1 | 0 | 0.01915 | 1
8352 | 0 | 0.017559 | 0.97381 | 0 | 0 | 0 | 1 | 1 | 0 | 0.017559 | 1
8353 | 0 | 0 | 0.97381 | 0 | 0 | 0 | 1 | 1 | 0 | 0 | 1
8354 | 0 | 0 | 0.97381 | 0 | 0 | 0 | 1 | 1 | 0 | 0 | 1
8355 | 0 | 0.0030422 | 0.97381 | 0 | 0 | 0 | 1 | 1 | 0 | 0.0030422 | 1
8356 | 0 | 0 | 0.97381 | 0 | 0 | 0 | 1 | 1 | 0 | 0 | 1
8357 | 0 | 0 | 0.97381 | 0 | 0 | 0 | 1 | 1 | 0 | 0 | 1
8358 | 0 | 0.0022981 | 0.97381 | 0 | 0 | 0 | 1 | 1 | 0 | 0.0022981 | 1
8359 | 0 | 0 | 0.97381 | 0 | 0 | 0 | 1 | 1 | 0 | 0 | 1
8360 | 0 | 0 | 0.97381 | 0 | 0 | 0 | 1 | 1 | 0 | 0 | 1
8361 | 0.016271 | 0 | 0.97381 | 0 | 0 | 0 | 1 | 1 | 0.016271 | 0 | 1
8362 | 0.16043 | 0 | 0.97381 | 0 | 0 | 0 | 1 | 1 | 0.16043 | 0 | 1
8363 | 0.26346 | 0.0052672 | 0.97381 | 0 | 0 | 0 | 1 | 1 | 0.26346 | 0.0052672 | 1
8364 | 0.29378 | 0.01978 | 0.97381 | 0 | 0 | 0 | 1 | 1 | 0.29378 | 0.01978 | 1
8365 | 0.32502 | 0.047116 | 0.97381 | 0 | 0 | 0 | 1 | 1 | 0.32502 | 0.047116 | 1
8366 | 0.19495 | 0.046383 | 0.97381 | 0 | 0 | 0 | 1 | 1 | 0.19495 | 0.046383 | 1
8367 | 0.20916 | 0.062495 | 0.97381 | 0 | 0 | 0 | 1 | 1 | 0.20916 | 0.062495 | 1
8368 | 0.056275 | 0.04807 | 0.97381 | 0 | 0 | 0 | 1 | 1 | 0.056275 | 0.04807 | 1
8369 | 0.0033762 | 0.03644 | 0.97381 | 0 | 0 | 0 | 1 | 1 | 0.0033762 | 0.03644 | 1
8370 | 0 | 0.010713 | 0.97381 | 0 | 0 | 1 | 1 | 1 | 0 | 0.010713 | 1
8371 | 0 | 0.016932 | 0.97381 | 0 | 0 | 1 | 1 | 1 | 0 | 0.016932 | 1
8372 | 0 | 0.011084 | 0.97381 | 0 | 0 | 1 | 1 | 1 | 0 | 0.011084 | 1
8373 | 0 | 0.0011884 | 0.97381 | 0 | 0 | 1 | 1 | 1 | 0 | 0.0011884 | 1
8374 | 0 | 0 | 0.97381 | 0 | 0 | 0 | 1 | 1 | 0 | 0 | 1
8375 | 0 | 0 | 0.97381 | 0 | 0 | 0 | 1 | 1 | 0 | 0 | 1
8376 | 0 | 0 | 0.97381 | 0 | 0 | 0 | 1 | 1 | 0 | 0 | 1
8377 | 0 | 0.0019125 | 0.97381 | 0 | 0 | 0 | 1 | 1 | 0 | 0.0019125 | 1
8378 | 0 | 0 | 0.97381 | 0 | 0 | 0 | 1 | 1 | 0 | 0 | 1
8379 | 0 | 0 | 0.97381 | 0 | 0 | 0 | 1 | 1 | 0 | 0 | 1
8380 | 0 | 0 | 0.97381 | 0 | 0 | 0 | 1 | 1 | 0 | 0 | 1
8381 | 0 | 0 | 0.97381 | 0 | 0 | 0 | 1 | 1 | 0 | 0 | 1
8382 | 0 | 0 | 0.97381 | 0 | 0 | 0 | 1 | 1 | 0 | 0 | 1
8383 | 0 | 0 | 0.97381 | 0 | 0 | 0 | 1 | 1 | 0 | 0 | 1
8384 | 0 | 0 | 0.97381 | 0 | 0 | 0 | 1 | 1 | 0 | 0 | 1
8385 | 0.014159 | 0 | 0.97381 | 0 | 0 | 0 | 1 | 1 | 0.014159 | 0 | 1
8386 | 0.14645 | 0 | 0.97381 | 0 | 0 | 0 | 1 | 1 | 0.14645 | 0 | 1
8387 | 0.27558 | 0 | 0.97381 | 0 | 0 | 0 | 1 | 1 | 0.27558 | 0 | 1
8388 | 0.31226 | 0 | 0.97381 | 0 | 0 | 0 | 1 | 1 | 0.31226 | 0 | 1
8389 | 0.31229 | 0.0027784 | 0.97381 | 0 | 0 | 0 | 1 | 1 | 0.31229 | 0.0027784 | 1
8390 | 0.23041 | 0.026529 | 0.97381 | 0 | 0 | 0 | 1 | 1 | 0.23041 | 0.026529 | 1
8391 | 0.28256 | 0.0467 | 0.97381 | 0 | 0 | 0 | 1 | 1 | 0.28256 | 0.0467 | 1
8392 | 0.10783 | 0.029047 | 0.97381 | 0 | 0 | 0 | 1 | 1 | 0.10783 | 0.029047 | 1
8393 | 0.0019901 | 0.0038416 | 0.97381 | 0 | 0 | 0 | 1 | 1 | 0.0019901 | 0.0038416 | 1
8394 | 0 | 0 | 0.97381 | 0 | 0 | 1 | 1 | 1 | 0 | 0 | 1
8395 | 0 | 0 | 0.97381 | 0 | 0 | 1 | 1 | 1 | 0 | 0 | 1
8396 | 0 | 0 | 0.97381 | 0 | 0 | 1 | 1 | 1 | 0 | 0 | 1
8397 | 0 | 0 | 0.97381 | 0 | 0 | 1 | 1 | 1 | 0 | 0 | 1
8398 | 0 | 0 | 0.97381 | 0 | 0 | 0 | 1 | 1 | 0 | 0 | 1
8399 | 0 | 0 | 0.97381 | 0 | 0 | 0 | 1 | 1 | 0 | 0 | 1
8400 | 0 | 0 | 0.97381 | 0 | 0 | 0 | 1 | 1 | 0 | 0 | 1
8401 | 0 | 0 | 0.97381 | 0 | 0 | 0 | 1 | 1 | 0 | 0 | 1
8402 | 0 | 0 | 0.97381 | 0 | 0 | 0 | 1 | 1 | 0 | 0 | 1
8403 | 0 | 0 | 0.97381 | 0 | 0 | 0 | 1 | 1 | 0 | 0 | 1
8404 | 0 | 0 | 0.97381 | 0 | 0 | 0 | 1 | 1 | 0 | 0 | 1
8405 | 0 | 0 | 0.97381 | 0 | 0 | 0 | 1 | 1 | 0 | 0 | 1
8406 | 0 | 0 | 0.97381 | 0 | 0 | 0 | 1 | 1 | 0 | 0 | 1
8407 | 0 | 0 | 0.97381 | 0 | 0 | 0 | 1 | 1 | 0 | 0 | 1
8408 | 0 | 0 | 0.97381 | 0 | 0 | 0 | 1 | 1 | 0 | 0 | 1
8409 | 0.050434 | 0 | 0.97381 | 0 | 0 | 0 | 1 | 1 | 0.050434 | 0 | 1
8410 | 0.21526 | 0 | 0.97381 | 0 | 0 | 0 | 1 | 1 | 0.21526 | 0 | 1
8411 | 0.29332 | 0 | 0.97381 | 0 | 0 | 0 | 1 | 1 | 0.29332 | 0 | 1
8412 | 0.29666 | 0 | 0.97381 | 0 | 0 | 0 | 1 | 1 | 0.29666 | 0 | 1
8413 | 0.26886 | 0 | 0.97381 | 0 | 0 | 0 | 1 | 1 | 0.26886 | 0 | 1
8414 | 0.24769 | 0.021555 | 0.97381 | 0 | 0 | 0 | 1 | 1 | 0.24769 | 0.021555 | 1
8415 | 0.25979 | 0.010497 | 0.97381 | 0 | 0 | 0 | 1 | 1 | 0.25979 | 0.010497 | 1
8416 | 0.10976 | 0 | 0.97381 | 0 | 0 | 0 | 1 | 1 | 0.10976 | 0 | 1
8417 | 0 | 0 | 0.97381 | 0 | 0 | 0 | 1 | 1 | 0 | 0 | 1
8418 | 0 | 0 | 0.97381 | 0 | 0 | 1 | 1 | 1 | 0 | 0 | 1
8419 | 0 | 0 | 0.97381 | 0 | 0 | 1 | 1 | 1 | 0 | 0 | 1
8420 | 0 | 0 | 0.97381 | 0 | 0 | 1 | 1 | 1 | 0 | 0 | 1
8421 | 0 | 0 | 0.97381 | 0 | 0 | 1 | 1 | 1 | 0 | 0 | 1
8422 | 0 | 0 | 0.97381 | 0 | 0 | 0 | 1 | 1 | 0 | 0 | 1
8423 | 0 | 0 | 0.97381 | 0 | 0 | 0 | 1 | 1 | 0 | 0 | 1
8424 | 0 | 0 | 0.97381 | 0 | 0 | 0 | 1 | 1 | 0 | 0 | 1
8425 | 0 | 0 | 0.97381 | 0 | 0 | 0 | 1 | 1 | 0 | 0 | 1
8426 | 0 | 0 | 0.97381 | 0 | 0 | 0 | 1 | 1 | 0 | 0 | 1
8427 | 0 | 0 | 0.97381 | 0 | 0 | 0 | 1 | 1 | 0 | 0 | 1
8428 | 0 | 0 | 0.97381 | 0 | 0 | 0 | 1 | 1 | 0 | 0 | 1
8429 | 0 | 0 | 0.97381 | 0 | 0 | 0 | 1 | 1 | 0 | 0 | 1
8430 | 0 | 0 | 0.97381 | 0 | 0 | 0 | 1 | 1 | 0 | 0 | 1
8431 | 0 | 0 | 0.97381 | 0 | 0 | 0 | 1 | 1 | 0 | 0 | 1
8432 | 0 | 0 | 0.97381 | 0 | 0 | 0 | 1 | 1 | 0 | 0 | 1
8433 | 0.016354 | 0 | 0.97381 | 0 | 0 | 0 | 1 | 1 | 0.016354 | 0 | 1
8434 | 0.12641 | 0 | 0.97381 | 0 | 0 | 0 | 1 | 1 | 0.12641 | 0 | 1
8435 | 0.20531 | 0 | 0.97381 | 0 | 0 | 0 | 1 | 1 | 0.20531 | 0 | 1
8436 | 0.19333 | 0 | 0.97381 | 0 | 0 | 0 | 1 | 1 | 0.19333 | 0 | 1
8437 | 0.15007 | 0 | 0.97381 | 0 | 0 | 0 | 1 | 1 | 0.15007 | 0 | 1
8438 | 0.15788 | 0.021904 | 0.97381 | 0 | 0 | 0 | 1 | 1 | 0.15788 | 0.021904 | 1
8439 | 0.11834 | 0.017293 | 0.97381 | 0 | 0 | 0 | 1 | 1 | 0.11834 | 0.017293 | 1
8440 | 0.028453 | 0 | 0.97381 | 0 | 0 | 0 | 1 | 1 | 0.028453 | 0 | 1
8441 | 0 | 0.0018156 | 0.97381 | 0 | 0 | 0 | 1 | 1 | 0 | 0.0018156 | 1
8442 | 0 | 0.00067356 | 0.97381 | 0 | 0 | 1 | 1 | 1 | 0 | 0.00067356 | 1
8443 | 0 | 0 | 0.97381 | 0 | 0 | 1 | 1 | 1 | 0 | 0 | 1
8444 | 0 | 0 | 0.97381 | 0 | 0 | 1 | 1 | 1 | 0 | 0 | 1
8445 | 0 | 0.0038368 | 0.97381 | 0 | 0 | 1 | 1 | 1 | 0 | 0.0038368 | 1
8446 | 0 | 0 | 0.97381 | 0 | 0 | 0 | 1 | 1 | 0 | 0 | 1
8447 | 0 | 0 | 0.97381 | 0 | 0 | 0 | 1 | 1 | 0 | 0 | 1
8448 | 0 | 0 | 0.97381 | 0 | 0 | 0 | 1 | 1 | 0 | 0 | 1
8449 | 0 | 0 | 0.97381 | 0 | 0 | 0 | 1 | 1 | 0 | 0 | 1
8450 | 0 | 0 | 0.97381 | 0 | 0 | 0 | 1 | 1 | 0 | 0 | 1
8451 | 0 | 0 | 0.97381 | 0 | 0 | 0 | 1 | 1 | 0 | 0 | 1
8452 | 0 | 0 | 0.97381 | 0 | 0 | 0 | 1 | 1 | 0 | 0 | 1
8453 | 0 | 0 | 0.97381 | 0 | 0 | 0 | 1 | 1 | 0 | 0 | 1
8454 | 0 | 0 | 0.97381 | 0 | 0 | 0 | 1 | 1 | 0 | 0 | 1
8455 | 0 | 0 | 0.97381 | 0 | 0 | 0 | 1 | 1 | 0 | 0 | 1
8456 | 0 | 0 | 0.97381 | 0 | 0 | 0 | 1 | 1 | 0 | 0 | 1
8457 | 0 | 0 | 0.97381 | 0 | 0 | 0 | 1 | 1 | 0 | 0 | 1
8458 | 0.052769 | 0 | 0.97381 | 0 | 0 | 0 | 1 | 1 | 0.052769 | 0 | 1
8459 | 0.10642 | 0 | 0.97381 | 0 | 0 | 0 | 1 | 1 | 0.10642 | 0 | 1
8460 | 0.14429 | 0.0022023 | 0.97381 | 0 | 0 | 0 | 1 | 1 | 0.14429 | 0.0022023 | 1
8461 | 0.060509 | 0.032658 | 0.97381 | 0 | 0 | 0 | 1 | 1 | 0.060509 | 0.032658 | 1
8462 | 0.040297 | 0.050919 | 0.97381 | 0 | 0 | 0 | 1 | 1 | 0.040297 | 0.050919 | 1
8463 | 0.029943 | 0.043485 | 0.97381 | 0 | 0 | 0 | 1 | 1 | 0.029943 | 0.043485 | 1
8464 | 0 | 0.023752 | 0.97381 | 0 | 0 | 0 | 1 | 1 | 0 | 0.023752 | 1
8465 | 0 | 0.030481 | 0.97381 | 0 | 0 | 0 | 1 | 1 | 0 | 0.030481 | 1
8466 | 0 | 0.038655 | 0.97381 | 0 | 0 | 1 | 1 | 1 | 0 | 0.038655 | 1
8467 | 0 | 0.023769 | 0.97381 | 0 | 0 | 1 | 1 | 1 | 0 | 0.023769 | 1
8468 | 0 | 0.042103 | 0.97381 | 0 | 0 | 1 | 1 | 1 | 0 | 0.042103 | 1
8469 | 0 | 0.058295 | 0.97381 | 0 | 0 | 1 | 1 | 1 | 0 | 0.058295 | 1
8470 | 0 | 0.033053 | 0.97381 | 0 | 0 | 0 | 1 | 1 | 0 | 0.033053 | 1
8471 | 0 | 0.010132 | 0.97381 | 0 | 0 | 0 | 1 | 1 | 0 | 0.010132 | 1
8472 | 0 | 0.015287 | 0.97381 | 0 | 0 | 0 | 1 | 1 | 0 | 0.015287 | 1
8473 | 0 | 0 | 0.97381 | 0 | 0 | 0 | 1 | 1 | 0 | 0 | 1
8474 | 0 | 0 | 0.97381 | 0 | 0 | 0 | 1 | 1 | 0 | 0 | 1
8475 | 0 | 0 | 0.97381 | 0 | 0 | 0 | 1 | 1 | 0 | 0 | 1
8476 | 0 | 0 | 0.97381 | 0 | 0 | 0 | 1 | 1 | 0 | 0 | 1
8477 | 0 | 0 | 0.97381 | 0 | 0 | 0 | 1 | 1 | 0 | 0 | 1
8478 | 0 | 0 | 0.97381 | 0 | 0 | 0 | 1 | 1 | 0 | 0 | 1
8479 | 0 | 0 | 0.97381 | 0 | 0 | 0 | 1 | 1 | 0 | 0 | 1
8480 | 0 | 0 | 0.97381 | 0 | 0 | 0 | 1 | 1 | 0 | 0 | 1
8481 | 0 | 0 | 0.97381 | 0 | 0 | 0 | 1 | 1 | 0 | 0 | 1
8482 | 0.056622 | 0 | 0.97381 | 0 | 0 | 0 | 1 | 1 | 0.056622 | 0 | 1
8483 | 0.14993 | 0.0017955 | 0.97381 | 0 | 0 | 0 | 1 | 1 | 0.14993 | 0.0017955 | 1
8484 | 0.20286 | 0.027004 | 0.97381 | 0 | 0 | 0 | 1 | 1 | 0.20286 | 0.027004 | 1
8485 | 0.11525 | 0.016601 | 0.97381 | 0 | 0 | 0 | 1 | 1 | 0.11525 | 0.016601 | 1
8486 | 0.035607 | 0.025026 | 0.97381 | 0 | 0 | 0 | 1 | 1 | 0.035607 | 0.025026 | 1
8487 | 0.0043581 | 0.026065 | 0.97381 | 0 | 0 | 0 | 1 | 1 | 0.0043581 | 0.026065 | 1
8488 | 0 | 0.018544 | 0.97381 | 0 | 0 | 0 | 1 | 1 | 0 | 0.018544 | 1
8489 | 0 | 0.01111 | 0.97381 | 0 | 0 | 0 | 1 | 1 | 0 | 0.01111 | 1
8490 | 0 | 0.006064 | 0.97381 | 0 | 0 | 1 | 1 | 1 | 0 | 0.006064 | 1
8491 | 0 | 0 | 0.97381 | 0 | 0 | 1 | 1 | 1 | 0 | 0 | 1
8492 | 0 | 0.0060654 | 0.97381 | 0 | 0 | 1 | 1 | 1 | 0 | 0.0060654 | 1
8493 | 0 | 0.036108 | 0.97381 | 0 | 0 | 1 | 1 | 1 | 0 | 0.036108 | 1
8494 | 0 | 0.025679 | 0.97381 | 0 | 0 | 0 | 1 | 1 | 0 | 0.025679 | 1
8495 | 0 | 0.005344 | 0.97381 | 0 | 0 | 0 | 1 | 1 | 0 | 0.005344 | 1
8496 | 0 | 0.010306 | 0.97381 | 0 | 0 | 0 | 1 | 1 | 0 | 0.010306 | 1
8497 | 0 | 0 | 0.97381 | 0 | 0 | 0 | 1 | 1 | 0 | 0 | 1
8498 | 0 | 0 | 0.97381 | 0 | 0 | 0 | 1 | 1 | 0 | 0 | 1
8499 | 0 | 0 | 0.97381 | 0 | 0 | 0 | 1 | 1 | 0 | 0 | 1
8500 | 0 | 0 | 0.97381 | 0 | 0 | 0 | 1 | 1 | 0 | 0 | 1
8501 | 0 | 0 | 0.97381 | 0 | 0 | 0 | 1 | 1 | 0 | 0 | 1
8502 | 0 | 0 | 0.97381 | 0 | 0 | 0 | 1 | 1 | 0 | 0 | 1
8503 | 0 | 0 | 0.97381 | 0 | 0 | 0 | 1 | 1 | 0 | 0 | 1
8504 | 0 | 0 | 0.97381 | 0 | 0 | 0 | 1 | 1 | 0 | 0 | 1
8505 | 0 | 0.011828 | 0.97381 | 0 | 0 | 0 | 1 | 1 | 0 | 0.011828 | 1
8506 | 0.13157 | 0.0046518 | 0.97381 | 0 | 0 | 0 | 1 | 1 | 0.13157 | 0.0046518 | 1
8507 | 0.1764 | 0.0149 | 0.97381 | 0 | 0 | 0 | 1 | 1 | 0.1764 | 0.0149 | 1
8508 | 0.28252 | 0.044742 | 0.97381 | 0 | 0 | 0 | 1 | 1 | 0.28252 | 0.044742 | 1
8509 | 0.22009 | 0.042897 | 0.97381 | 0 | 0 | 0 | 1 | 1 | 0.22009 | 0.042897 | 1
8510 | 0.1155 | 0.040093 | 0.97381 | 0 | 0 | 0 | 1 | 1 | 0.1155 | 0.040093 | 1
8511 | 0.064492 | 0.035878 | 0.97381 | 0 | 0 | 0 | 1 | 1 | 0.064492 | 0.035878 | 1
8512 | 0 | 0.029088 | 0.97381 | 0 | 0 | 0 | 1 | 1 | 0 | 0.029088 | 1
8513 | 0 | 0.012851 | 0.97381 | 0 | 0 | 0 | 1 | 1 | 0 | 0.012851 | 1
8514 | 0 | 0.0075869 | 0.97381 | 0 | 0 | 1 | 1 | 1 | 0 | 0.0075869 | 1
8515 | 0 | 0 | 0.97381 | 0 | 0 | 1 | 1 | 1 | 0 | 0 | 1
8516 | 0 | 0.0070981 | 0.97381 | 0 | 0 | 1 | 1 | 1 | 0 | 0.0070981 | 1
8517 | 0 | 0.026084 | 0.97381 | 0 | 0 | 1 | 1 | 1 | 0 | 0.026084 | 1
8518 | 0 | 0.024692 | 0.97381 | 0 | 0 | 0 | 1 | 1 | 0 | 0.024692 | 1
8519 | 0 | 0.030359 | 0.97381 | 0 | 0 | 0 | 1 | 1 | 0 | 0.030359 | 1
8520 | 0 | 0.02654 | 0.97381 | 0 | 0 | 0 | 1 | 1 | 0 | 0.02654 | 1
8521 | 0 | 0 | 0.97381 | 0 | 0 | 0 | 1 | 1 | 0 | 0 | 1
8522 | 0 | 0 | 0.97381 | 0 | 0 | 0 | 1 | 1 | 0 | 0 | 1
8523 | 0 | 0 | 0.97381 | 0 | 0 | 0 | 1 | 1 | 0 | 0 | 1
8524 | 0 | 0 | 0.97381 | 0 | 0 | 0 | 1 | 1 | 0 | 0 | 1
8525 | 0 | 0 | 0.97381 | 0 | 0 | 0 | 1 | 1 | 0 | 0 | 1
8526 | 0 | 0.0015529 | 0.97381 | 0 | 0 | 0 | 1 | 1 | 0 | 0.0015529 | 1
8527 | 0 | 0.0095302 | 0.97381 | 0 | 0 | 0 | 1 | 1 | 0 | 0.0095302 | 1
8528 | 0 | 0.0057889 | 0.97381 | 0 | 0 | 0 | 1 | 1 | 0 | 0.0057889 | 1
8529 | 0.011928 | 0.010149 | 0.97381 | 0 | 0 | 0 | 1 | 1 | 0.011928 | 0.010149 | 1
8530 | 0.22695 | 0.0018615 | 0.97381 | 0 | 0 | 0 | 1 | 1 | 0.22695 | 0.0018615 | 1
8531 | 0.26502 | 0.013588 | 0.97381 | 0 | 0 | 0 | 1 | 1 | 0.26502 | 0.013588 | 1
8532 | 0.30773 | 0.043653 | 0.97381 | 0 | 0 | 0 | 1 | 1 | 0.30773 | 0.043653 | 1
8533 | 0.33273 | 0.033457 | 0.97381 | 0 | 0 | 0 | 1 | 1 | 0.33273 | 0.033457 | 1
8534 | 0.24394 | 0.03697 | 0.97381 | 0 | 0 | 0 | 1 | 1 | 0.24394 | 0.03697 | 1
8535 | 0.17185 | 0.037017 | 0.97381 | 0 | 0 | 0 | 1 | 1 | 0.17185 | 0.037017 | 1
8536 | 0.085343 | 0.040892 | 0.97381 | 0 | 0 | 0 | 1 | 1 | 0.085343 | 0.040892 | 1
8537 | 0.0071547 | 0.036193 | 0.97381 | 0 | 0 | 0 | 1 | 1 | 0.0071547 | 0.036193 | 1
8538 | 0 | 0.024632 | 0.97381 | 0 | 0 | 1 | 1 | 1 | 0 | 0.024632 | 1
8539 | 0 | 0 | 0.97381 | 0 | 0 | 1 | 1 | 1 | 0 | 0 | 1
8540 | 0 | 0.017541 | 0.97381 | 0 | 0 | 1 | 1 | 1 | 0 | 0.017541 | 1
8541 | 0 | 0.033396 | 0.97381 | 0 | 0 | 1 | 1 | 1 | 0 | 0.033396 | 1
8542 | 0 | 0.038314 | 0.97381 | 0 | 0 | 0 | 1 | 1 | 0 | 0.038314 | 1
8543 | 0 | 0.03071 | 0.97381 | 0 | 0 | 0 | 1 | 1 | 0 | 0.03071 | 1
8544 | 0 | 0.022684 | 0.97381 | 0 | 0 | 0 | 1 | 1 | 0 | 0.022684 | 1
8545 | 0 | 0.00019688 | 0.97381 | 0 | 0 | 0 | 1 | 1 | 0 | 0.00019688 | 1
8546 | 0 | 0 | 0.97381 | 0 | 0 | 0 | 1 | 1 | 0 | 0 | 1
8547 | 0 | 0 | 0.97381 | 0 | 0 | 0 | 1 | 1 | 0 | 0 | 1
8548 | 0 | 0 | 0.97381 | 0 | 0 | 0 | 1 | 1 | 0 | 0 | 1
8549 | 0 | 0 | 0.97381 | 0 | 0 | 0 | 1 | 1 | 0 | 0 | 1
8550 | 0 | 0 | 0.97381 | 0 | 0 | 0 | 1 | 1 | 0 | 0 | 1
8551 | 0 | 0 | 0.97381 | 0 | 0 | 0 | 1 | 1 | 0 | 0 | 1
8552 | 0 | 0 | 0.97381 | 0 | 0 | 0 | 1 | 1 | 0 | 0 | 1
8553 | 0 | 0.0088446 | 0.97381 | 0 | 0 | 0 | 1 | 1 | 0 | 0.0088446 | 1
8554 | 0.18127 | 0 | 0.97381 | 0 | 0 | 0 | 1 | 1 | 0.18127 | 0 | 1
8555 | 0.23057 | 0.011178 | 0.97381 | 0 | 0 | 0 | 1 | 1 | 0.23057 | 0.011178 | 1
8556 | 0.29111 | 0.038988 | 0.97381 | 0 | 0 | 0 | 1 | 1 | 0.29111 | 0.038988 | 1
8557 | 0.32034 | 0.039407 | 0.97381 | 0 | 0 | 0 | 1 | 1 | 0.32034 | 0.039407 | 1
8558 | 0.27061 | 0.041403 | 0.97381 | 0 | 0 | 0 | 1 | 1 | 0.27061 | 0.041403 | 1
8559 | 0.20311 | 0.043268 | 0.97381 | 0 | 0 | 0 | 1 | 1 | 0.20311 | 0.043268 | 1
8560 | 0.084667 | 0.046289 | 0.97381 | 0 | 0 | 0 | 1 | 1 | 0.084667 | 0.046289 | 1
8561 | 0.0016264 | 0.043609 | 0.97381 | 0 | 0 | 0 | 1 | 1 | 0.0016264 | 0.043609 | 1
8562 | 0 | 0.033141 | 0.97381 | 0 | 0 | 1 | 1 | 1 | 0 | 0.033141 | 1
8563 | 0 | 0.0075784 | 0.97381 | 0 | 0 | 1 | 1 | 1 | 0 | 0.0075784 | 1
8564 | 0 | 0.023126 | 0.97381 | 0 | 0 | 1 | 1 | 1 | 0 | 0.023126 | 1
8565 | 0 | 0.031665 | 0.97381 | 0 | 0 | 1 | 1 | 1 | 0 | 0.031665 | 1
8566 | 0 | 0.034119 | 0.97381 | 0 | 0 | 0 | 1 | 1 | 0 | 0.034119 | 1
8567 | 0 | 0.028688 | 0.97381 | 0 | 0 | 0 | 1 | 1 | 0 | 0.028688 | 1
8568 | 0 | 0.021069 | 0.97381 | 0 | 0 | 0 | 1 | 1 | 0 | 0.021069 | 1
8569 | 0 | 0.0024507 | 0.97381 | 0 | 0 | 0 | 1 | 1 | 0 | 0.0024507 | 1
8570 | 0 | 0 | 0.97381 | 0 | 0 | 0 | 1 | 1 | 0 | 0 | 1
8571 | 0 | 0 | 0.97381 | 0 | 0 | 0 | 1 | 1 | 0 | 0 | 1
8572 | 0 | 0 | 0.97381 | 0 | 0 | 0 | 1 | 1 | 0 | 0 | 1
8573 | 0 | 0 | 0.97381 | 0 | 0 | 0 | 1 | 1 | 0 | 0 | 1
8574 | 0 | 0 | 0.97381 | 0 | 0 | 0 | 1 | 1 | 0 | 0 | 1
8575 | 0 | 0 | 0.97381 | 0 | 0 | 0 | 1 | 1 | 0 | 0 | 1
8576 | 0 | 0 | 0.97381 | 0 | 0 | 0 | 1 | 1 | 0 | 0 | 1
8577 | 0.010657 | 0 | 0.97381 | 0 | 0 | 0 | 1 | 1 | 0.010657 | 0 | 1
8578 | 0.20963 | 0.0025481 | 0.97381 | 0 | 0 | 0 | 1 | 1 | 0.20963 | 0.0025481 | 1
8579 | 0.28006 | 0.029665 | 0.97381 | 0 | 0 | 0 | 1 | 1 | 0.28006 | 0.029665 | 1
8580 | 0.28005 | 0.040008 | 0.97381 | 0 | 0 | 0 | 1 | 1 | 0.28005 | 0.040008 | 1
8581 | 0.25499 | 0.035191 | 0.97381 | 0 | 0 | 0 | 1 | 1 | 0.25499 | 0.035191 | 1
8582 | 0.29309 | 0.042973 | 0.97381 | 0 | 0 | 0 | 1 | 1 | 0.29309 | 0.042973 | 1
8583 | 0.27754 | 0.050375 | 0.97381 | 0 | 0 | 0 | 1 | 1 | 0.27754 | 0.050375 | 1
8584 | 0.13586 | 0.062656 | 0.97381 | 0 | 0 | 0 | 1 | 1 | 0.13586 | 0.062656 | 1
8585 | 0.0058458 | 0.053603 | 0.97381 | 0 | 0 | 0 | 1 | 1 | 0.0058458 | 0.053603 | 1
8586 | 0 | 0.038191 | 0.97381 | 0 | 0 | 1 | 1 | 1 | 0 | 0.038191 | 1
8587 | 0 | 0.014893 | 0.97381 | 0 | 0 | 1 | 1 | 1 | 0 | 0.014893 | 1
8588 | 0 | 0.017782 | 0.97381 | 0 | 0 | 1 | 1 | 1 | 0 | 0.017782 | 1
8589 | 0 | 0.026045 | 0.97381 | 0 | 0 | 1 | 1 | 1 | 0 | 0.026045 | 1
8590 | 0 | 0.015211 | 0.97381 | 0 | 0 | 0 | 1 | 1 | 0 | 0.015211 | 1
8591 | 0 | 5.0822e-06 | 0.97381 | 0 | 0 | 0 | 1 | 1 | 0 | 5.0822e-06 | 1
8592 | 0 | 0 | 0.97381 | 0 | 0 | 0 | 1 | 1 | 0 | 0 | 1
8593 | 0 | 0.0029039 | 0.97381 | 0 | 0 | 0 | 1 | 1 | 0 | 0.0029039 | 1
8594 | 0 | 0 | 0.97381 | 0 | 0 | 0 | 1 | 1 | 0 | 0 | 1
8595 | 0 | 0 | 0.97381 | 0 | 0 | 0 | 1 | 1 | 0 | 0 | 1
8596 | 0 | 0 | 0.97381 | 0 | 0 | 0 | 1 | 1 | 0 | 0 | 1
8597 | 0 | 0 | 0.97381 | 0 | 0 | 0 | 1 | 1 | 0 | 0 | 1
8598 | 0 | 0 | 0.97381 | 0 | 0 | 0 | 1 | 1 | 0 | 0 | 1
8599 | 0 | 0 | 0.97381 | 0 | 0 | 0 | 1 | 1 | 0 | 0 | 1
8600 | 0 | 0 | 0.97381 | 0 | 0 | 0 | 1 | 1 | 0 | 0 | 1
8601 | 0 | 0 | 0.97381 | 0 | 0 | 0 | 1 | 1 | 0 | 0 | 1
8602 | 0.10935 | 0 | 0.97381 | 0 | 0 | 0 | 1 | 1 | 0.10935 | 0 | 1
8603 | 0.18542 | 0 | 0.97381 | 0 | 0 | 0 | 1 | 1 | 0.18542 | 0 | 1
8604 | 0.16635 | 0 | 0.97381 | 0 | 0 | 0 | 1 | 1 | 0.16635 | 0 | 1
8605 | 0.11944 | 0 | 0.97381 | 0 | 0 | 0 | 1 | 1 | 0.11944 | 0 | 1
8606 | 0.16731 | 0 | 0.97381 | 0 | 0 | 0 | 1 | 1 | 0.16731 | 0 | 1
8607 | 0.15488 | 0.013862 | 0.97381 | 0 | 0 | 0 | 1 | 1 | 0.15488 | 0.013862 | 1
8608 | 0.040227 | 0.010884 | 0.97381 | 0 | 0 | 0 | 1 | 1 | 0.040227 | 0.010884 | 1
8609 | 0 | 0 | 0.97381 | 0 | 0 | 0 | 1 | 1 | 0 | 0 | 1
8610 | 0 | 0 | 0.97381 | 0 | 0 | 1 | 1 | 1 | 0 | 0 | 1
8611 | 0 | 0 | 0.97381 | 0 | 0 | 1 | 1 | 1 | 0 | 0 | 1
8612 | 0 | 0 | 0.97381 | 0 | 0 | 1 | 1 | 1 | 0 | 0 | 1
8613 | 0 | 0 | 0.97381 | 0 | 0 | 1 | 1 | 1 | 0 | 0 | 1
8614 | 0 | 0 | 0.97381 | 0 | 0 | 0 | 1 | 1 | 0 | 0 | 1
8615 | 0 | 0 | 0.97381 | 0 | 0 | 0 | 1 | 1 | 0 | 0 | 1
8616 | 0 | 0 | 0.97381 | 0 | 0 | 0 | 1 | 1 | 0 | 0 | 1
8617 | 0 | 0 | 0.97381 | 0 | 0 | 0 | 1 | 1 | 0 | 0 | 1
8618 | 0 | 0 | 0.97381 | 0 | 0 | 0 | 1 | 1 | 0 | 0 | 1
8619 | 0 | 0 | 0.97381 | 0 | 0 | 0 | 1 | 1 | 0 | 0 | 1
8620 | 0 | 0 | 0.97381 | 0 | 0 | 0 | 1 | 1 | 0 | 0 | 1
8621 | 0 | 0 | 0.97381 | 0 | 0 | 0 | 1 | 1 | 0 | 0 | 1
8622 | 0 | 0 | 0.97381 | 0 | 0 | 0 | 1 | 1 | 0 | 0 | 1
8623 | 0 | 0 | 0.97381 | 0 | 0 | 0 | 1 | 1 | 0 | 0 | 1
8624 | 0 | 0 | 0.97381 | 0 | 0 | 0 | 1 | 1 | 0 | 0 | 1
8625 | 0 | 0 | 0.97381 | 0 | 0 | 0 | 1 | 1 | 0 | 0 | 1
8626 | 0.14178 | 0 | 0.97381 | 0 | 0 | 0 | 1 | 1 | 0.14178 | 0 | 1
8627 | 0.21844 | 0 | 0.97381 | 0 | 0 | 0 | 1 | 1 | 0.21844 | 0 | 1
8628 | 0.19886 | 0 | 0.97381 | 0 | 0 | 0 | 1 | 1 | 0.19886 | 0 | 1
8629 | 0.12019 | 0 | 0.97381 | 0 | 0 | 0 | 1 | 1 | 0.12019 | 0 | 1
8630 | 0.17223 | 0 | 0.97381 | 0 | 0 | 0 | 1 | 1 | 0.17223 | 0 | 1
8631 | 0.1634 | 0 | 0.97381 | 0 | 0 | 0 | 1 | 1 | 0.1634 | 0 | 1
8632 | 0.065672 | 0 | 0.97381 | 0 | 0 | 0 | 1 | 1 | 0.065672 | 0 | 1
8633 | 0 | 0 | 0.97381 | 0 | 0 | 0 | 1 | 1 | 0 | 0 | 1
8634 | 0 | 0 | 0.97381 | 0 | 0 | 1 | 1 | 1 | 0 | 0 | 1
8635 | 0 | 0 | 0.97381 | 0 | 0 | 1 | 1 | 1 | 0 | 0 | 1
8636 | 0 | 0 | 0.97381 | 0 | 0 | 1 | 1 | 1 | 0 | 0 | 1
8637 | 0 | 0 | 0.97381 | 0 | 0 | 1 | 1 | 1 | 0 | 0 | 1
8638 | 0 | 0 | 0.97381 | 0 | 0 | 0 | 1 | 1 | 0 | 0 | 1
8639 | 0 | 0 | 0.97381 | 0 | 0 | 0 | 1 | 1 | 0 | 0 | 1
8640 | 0 | 0 | 0.97381 | 0 | 0 | 0 | 1 | 1 | 0 | 0 | 1
8641 | 0 | 0 | 0.97381 | 0 | 0 | 0 | 1 | 1 | 0 | 0 | 1
8642 | 0 | 0 | 0.97381 | 0 | 0 | 0 | 1 | 1 | 0 | 0 | 1
8643 | 0 | 0 | 0.97381 | 0 | 0 | 0 | 1 | 1 | 0 | 0 | 1
8644 | 0 | 0 | 0.97381 | 0 | 0 | 0 | 1 | 1 | 0 | 0 | 1
8645 | 0 | 0 | 0.97381 | 0 | 0 | 0 | 1 | 1 | 0 | 0 | 1
8646 | 0 | 0 | 0.97381 | 0 | 0 | 0 | 1 | 1 | 0 | 0 | 1
8647 | 0 | 0 | 0.97381 | 0 | 0 | 0 | 1 | 1 | 0 | 0 | 1
8648 | 0 | 0 | 0.97381 | 0 | 0 | 0 | 1 | 1 | 0 | 0 | 1
8649 | 0 | 0 | 0.97381 | 0 | 0 | 0 | 1 | 1 | 0 | 0 | 1
8650 | 0.05999 | 0 | 0.97381 | 0 | 0 | 0 | 1 | 1 | 0.05999 | 0 | 1
8651 | 0.087423 | 0 | 0.97381 | 0 | 0 | 0 | 1 | 1 | 0.087423 | 0 | 1
8652 | 0.065812 | 0 | 0.97381 | 0 | 0 | 0 | 1 | 1 | 0.065812 | 0 | 1
8653 | 0.046338 | 0 | 0.97381 | 0 | 0 | 0 | 1 | 1 | 0.046338 | 0 | 1
8654 | 0.07159 | 0 | 0.97381 | 0 | 0 | 0 | 1 | 1 | 0.07159 | 0 | 1
8655 | 0.049913 | 0 | 0.97381 | 0 | 0 | 0 | 1 | 1 | 0.049913 | 0 | 1
8656 | 0.0011014 | 0 | 0.97381 | 0 | 0 | 0 | 1 | 1 | 0.0011014 | 0 | 1
8657 | 0 | 0 | 0.97381 | 0 | 0 | 0 | 1 | 1 | 0 | 0 | 1
8658 | 0 | 0 | 0.97381 | 0 | 0 | 1 | 1 | 1 | 0 | 0 | 1
8659 | 0 | 0 | 0.97381 | 0 | 0 | 1 | 1 | 1 | 0 | 0 | 1
8660 | 0 | 0 | 0.97381 | 0 | 0 | 1 | 1 | 1 | 0 | 0 | 1
8661 | 0 | 0 | 0.97381 | 0 | 0 | 1 | 1 | 1 | 0 | 0 | 1
8662 | 0 | 0 | 0.97381 | 0 | 0 | 0 | 1 | 1 | 0 | 0 | 1
8663 | 0 | 0 | 0.97381 | 0 | 0 | 0 | 1 | 1 | 0 | 0 | 1
8664 | 0 | 0 | 0.97381 | 0 | 0 | 0 | 1 | 1 | 0 | 0 | 1
8665 | 0 | 0 | 0.97381 | 0 | 0 | 0 | 1 | 1 | 0 | 0 | 1
8666 | 0 | 0 | 0.97381 | 0 | 0 | 0 | 1 | 1 | 0 | 0 | 1
8667 | 0 | 0 | 0.97381 | 0 | 0 | 0 | 1 | 1 | 0 | 0 | 1
8668 | 0 | 0 | 0.97381 | 0 | 0 | 0 | 1 | 1 | 0 | 0 | 1
8669 | 0 | 0 | 0.97381 | 0 | 0 | 0 | 1 | 1 | 0 | 0 | 1
8670 | 0 | 0 | 0.97381 | 0 | 0 | 0 | 1 | 1 | 0 | 0 | 1
8671 | 0 | 0 | 0.97381 | 0 | 0 | 0 | 1 | 1 | 0 | 0 | 1
8672 | 0 | 0 | 0.97381 | 0 | 0 | 0 | 1 | 1 | 0 | 0 | 1
8673 | 0 | 0 | 0.97381 | 0 | 0 | 0 | 1 | 1 | 0 | 0 | 1
8674 | 0.052552 | 0 | 0.97381 | 0 | 0 | 0 | 1 | 1 | 0.052552 | 0 | 1
8675 | 0.18272 | 0 | 0.97381 | 0 | 0 | 0 | 1 | 1 | 0.18272 | 0 | 1
8676 | 0.19664 | 0 | 0.97381 | 0 | 0 | 0 | 1 | 1 | 0.19664 | 0 | 1
8677 | 0.181 | 0 | 0.97381 | 0 | 0 | 0 | 1 | 1 | 0.181 | 0 | 1
8678 | 0.18898 | 0 | 0.97381 | 0 | 0 | 0 | 1 | 1 | 0.18898 | 0 | 1
8679 | 0.15924 | 0 | 0.97381 | 0 | 0 | 0 | 1 | 1 | 0.15924 | 0 | 1
8680 | 0.096722 | 0 | 0.97381 | 0 | 0 | 0 | 1 | 1 | 0.096722 | 0 | 1
8681 | 0 | 0 | 0.97381 | 0 | 0 | 0 | 1 | 1 | 0 | 0 | 1
8682 | 0 | 0 | 0.97381 | 0 | 0 | 1 | 1 | 1 | 0 | 0 | 1
8683 | 0 | 0 | 0.97381 | 0 | 0 | 1 | 1 | 1 | 0 | 0 | 1
8684 | 0 | 0 | 0.97381 | 0 | 0 | 1 | 1 | 1 | 0 | 0 | 1
8685 | 0 | 0 | 0.97381 | 0 | 0 | 1 | 1 | 1 | 0 | 0 | 1
8686 | 0 | 0 | 0.97381 | 0 | 0 | 0 | 1 | 1 | 0 | 0 | 1
8687 | 0 | 0 | 0.97381 | 0 | 0 | 0 | 1 | 1 | 0 | 0 | 1
8688 | 0 | 0 | 0.97381 | 0 | 0 | 0 | 1 | 1 | 0 | 0 | 1
8689 | 0 | 0 | 0.97381 | 0 | 0 | 0 | 1 | 1 | 0 | 0 | 1
8690 | 0 | 0 | 0.97381 | 0 | 0 | 0 | 1 | 1 | 0 | 0 | 1
8691 | 0 | 0 | 0.97381 | 0 | 0 | 0 | 1 | 1 | 0 | 0 | 1
8692 | 0 | 0 | 0.97381 | 0 | 0 | 0 | 1 | 1 | 0 | 0 | 1
8693 | 0 | 0 | 0.97381 | 0 | 0 | 0 | 1 | 1 | 0 | 0 | 1
8694 | 0 | 0 | 0.97381 | 0 | 0 | 0 | 1 | 1 | 0 | 0 | 1
8695 | 0 | 0 | 0.97381 | 0 | 0 | 0 | 1 | 1 | 0 | 0 | 1
8696 | 0 | 0 | 0.97381 | 0 | 0 | 0 | 1 | 1 | 0 | 0 | 1
8697 | 0 | 0.00013538 | 0.97381 | 0 | 0 | 0 | 1 | 1 | 0 | 0.00013538 | 1
8698 | 0 | 0 | 0.97381 | 0 | 0 | 0 | 1 | 1 | 0 | 0 | 1
8699 | 0.06749 | 0.0043324 | 0.97381 | 0 | 0 | 0 | 1 | 1 | 0.06749 | 0.0043324 | 1
8700 | 0.13018 | 0.0272 | 0.97381 | 0 | 0 | 0 | 1 | 1 | 0.13018 | 0.0272 | 1
8701 | 0.1148 | 0.058783 | 0.97381 | 0 | 0 | 0 | 1 | 1 | 0.1148 | 0.058783 | 1
8702 | 0.092121 | 0.06238 | 0.97381 | 0 | 0 | 0 | 1 | 1 | 0.092121 | 0.06238 | 1
8703 | 0.1105 | 0.025573 | 0.97381 | 0 | 0 | 0 | 1 | 1 | 0.1105 | 0.025573 | 1
8704 | 0.088045 | 0.010451 | 0.97381 | 0 | 0 | 0 | 1 | 1 | 0.088045 | 0.010451 | 1
8705 | 0 | 0 | 0.97381 | 0 | 0 | 0 | 1 | 1 | 0 | 0 | 1
8706 | 0 | 0 | 0.97381 | 0 | 0 | 1 | 1 | 1 | 0 | 0 | 1
8707 | 0 | 0 | 0.97381 | 0 | 0 | 1 | 1 | 1 | 0 | 0 | 1
8708 | 0 | 0 | 0.97381 | 0 | 0 | 1 | 1 | 1 | 0 | 0 | 1
8709 | 0 | 0 | 0.97381 | 0 | 0 | 1 | 1 | 1 | 0 | 0 | 1
8710 | 0 | 0 | 0.97381 | 0 | 0 | 0 | 1 | 1 | 0 | 0 | 1
8711 | 0 | 0 | 0.97381 | 0 | 0 | 0 | 1 | 1 | 0 | 0 | 1
8712 | 0 | 0 | 0.97381 | 0 | 0 | 0 | 1 | 1 | 0 | 0 | 1
8713 | 0 | 0 | 0.97381 | 0 | 0 | 0 | 1 | 1 | 0 | 0 | 1
8714 | 0 | 0 | 0.97381 | 0 | 0 | 0 | 1 | 1 | 0 | 0 | 1
8715 | 0 | 0 | 0.97381 | 0 | 0 | 0 | 1 | 1 | 0 | 0 | 1
8716 | 0 | 0 | 0.97381 | 0 | 0 | 0 | 1 | 1 | 0 | 0 | 1
8717 | 0 | 0 | 0.97381 | 0 | 0 | 0 | 1 | 1 | 0 | 0 | 1
8718 | 0 | 0 | 0.97381 | 0 | 0 | 0 | 1 | 1 | 0 | 0 | 1
8719 | 0 | 0 | 0.97381 | 0 | 0 | 0 | 1 | 1 | 0 | 0 | 1
8720 | 0 | 0 | 0.97381 | 0 | 0 | 0 | 1 | 1 | 0 | 0 | 1
8721 | 0 | 0 | 0.97381 | 0 | 0 | 0 | 1 | 1 | 0 | 0 | 1
8722 | 0.030034 | 0 | 0.97381 | 0 | 0 | 0 | 1 | 1 | 0.030034 | 0 | 1
8723 | 0.20123 | 0.0048204 | 0.97381 | 0 | 0 | 0 | 1 | 1 | 0.20123 | 0.0048204 | 1
8724 | 0.3082 | 0.030841 | 0.97381 | 0 | 0 | 0 | 1 | 1 | 0.3082 | 0.030841 | 1
8725 | 0.2727 | 0.036878 | 0.97381 | 0 | 0 | 0 | 1 | 1 | 0.2727 | 0.036878 | 1
8726 | 0.26408 | 0.0521 | 0.97381 | 0 | 0 | 0 | 1 | 1 | 0.26408 | 0.0521 | 1
8727 | 0.26436 | 0.039302 | 0.97381 | 0 | 0 | 0 | 1 | 1 | 0.26436 | 0.039302 | 1
8728 | 0.16347 | 0.036115 | 0.97381 | 0 | 0 | 0 | 1 | 1 | 0.16347 | 0.036115 | 1
8729 | 0 | 0.031882 | 0.97381 | 0 | 0 | 0 | 1 | 1 | 0 | 0.031882 | 1
8730 | 0 | 0.032139 | 0.97381 | 0 | 0 | 1 | 1 | 1 | 0 | 0.032139 | 1
8731 | 0 | 0.029216 | 0.97381 | 0 | 0 | 1 | 1 | 1 | 0 | 0.029216 | 1
8732 | 0 | 0.0097568 | 0.97381 | 0 | 0 | 1 | 1 | 1 | 0 | 0.0097568 | 1
8733 | 0 | 0 | 0.97381 | 0 | 0 | 1 | 1 | 1 | 0 | 0 | 1
8734 | 0 | 0.0084342 | 0.97381 | 0 | 0 | 0 | 1 | 1 | 0 | 0.0084342 | 1
8735 | 0 | 0 | 0.97381 | 0 | 0 | 0 | 1 | 1 | 0 | 0 | 1
8736 | 0 | 0 | 0.97381 | 0 | 0 | 0 | 1 | 1 | 0 | 0 | 1
8737 | 0 | 0 | 1 | 0 | 0 | 0 | 1 | 1 | 0 | 0 | 1
8738 | 0 | 0 | 1 | 0 | 0 | 0 | 1 | 1 | 0 | 0 | 1
8739 | 0 | 0 | 1 | 0 | 0 | 0 | 1 | 1 | 0 | 0 | 1
8740 | 0 | 0 | 1 | 0 | 0 | 0 | 1 | 1 | 0 | 0 | 1
8741 | 0 | 0 | 1 | 0 | 0 | 0 | 1 | 1 | 0 | 0 | 1
8742 | 0 | 0 | 1 | 0 | 0 | 0 | 1 | 1 | 0 | 0 | 1
8743 | 0 | 0 | 1 | 0 | 0 | 0 | 1 | 1 | 0 | 0 | 1
8744 | 0 | 0 | 1 | 0 | 0 | 0 | 1 | 1 | 0 | 0 | 1
8745 | 0 | 0 | 1 | 0 | 0 | 0 | 1 | 1 | 0 | 0 | 1
8746 | 0.11534 | 0 | 1 | 0 | 0 | 0 | 1 | 1 | 0.11534 | 0 | 1
8747 | 0.21303 | 0 | 1 | 0 | 0 | 0 | 1 | 1 | 0.21303 | 0 | 1
8748 | 0.31407 | 0.010538 | 1 | 0 | 0 | 0 | 1 | 1 | 0.31407 | 0.010538 | 1
8749 | 0.2535 | 0.014059 | 1 | 0 | 0 | 0 | 1 | 1 | 0.2535 | 0.014059 | 1
8750 | 0.22975 | 0.025075 | 1 | 0 | 0 | 0 | 1 | 1 | 0.22975 | 0.025075 | 1
8751 | 0.23113 | 0.030222 | 1 | 0 | 0 | 0 | 1 | 1 | 0.23113 | 0.030222 | 1
8752 | 0.15406 | 0.051712 | 1 | 0 | 0 | 0 | 1 | 1 | 0.15406 | 0.051712 | 1
8753 | 0 | 0.036675 | 1 | 0 | 0 | 0 | 1 | 1 | 0 | 0.036675 | 1
8754 | 0 | 0.037807 | 1 | 0 | 0 | 1 | 1 | 1 | 0 | 0.037807 | 1
8755 | 0 | 0.043229 | 1 | 0 | 0 | 1 | 1 | 1 | 0 | 0.043229 | 1
8756 | 0 | 0.033433 | 1 | 0 | 0 | 1 | 1 | 1 | 0 | 0.033433 | 1
8757 | 0 | 0.022723 | 1 | 0 | 0 | 1 | 1 | 1 | 0 | 0.022723 | 1
8758 | 0 | 0.022792 | 1 | 0 | 0 | 0 | 1 | 1 | 0 | 0.022792 | 1
8759 | 0 | 0 | 1 | 0 | 0 | 0 | 1 | 1 | 0 | 0 | 1
8760 | 0 | 0 | 1 | 0 | 0 | 0 | 1 | 1 | 0 | 0 | 1

## erm_timepoint_params
Return to Assumptions Summary
Energy Reserve Margin (ERM) Hourly Load
In the table below, the "erm_hour" is the representative hour in a year out of 8760 hours/year. The corresponding "input_load_mw" represents the normalized load shape for scaling with the ERM peak load, "erm_peak_load_mw".
ERM Timepoint Params
erm_hour | input_load_mw
1 | 0.53218
2 | 0.50303
3 | 0.48208
4 | 0.47463
5 | 0.48681
6 | 0.51749
7 | 0.56707
8 | 0.61929
9 | 0.6077
10 | 0.55725
11 | 0.47415
12 | 0.42243
13 | 0.40314
14 | 0.41861
15 | 0.43634
16 | 0.54332
17 | 0.65678
18 | 0.79053
19 | 0.88209
20 | 0.87181
21 | 0.81704
22 | 0.74499
23 | 0.64612
24 | 0.56079
25 | 0.53218
26 | 0.50461
27 | 0.48526
28 | 0.48819
29 | 0.50397
30 | 0.5416
31 | 0.60889
32 | 0.63369
33 | 0.59232
34 | 0.5667
35 | 0.50395
36 | 0.44722
37 | 0.42848
38 | 0.42312
39 | 0.45019
40 | 0.53826
41 | 0.65999
42 | 0.80352
43 | 0.9146
44 | 0.89981
45 | 0.83494
46 | 0.77048
47 | 0.67444
48 | 0.5848
49 | 0.54451
50 | 0.51023
51 | 0.4936
52 | 0.4889
53 | 0.50948
54 | 0.56265
55 | 0.65975
56 | 0.71031
57 | 0.68928
58 | 0.656
59 | 0.57439
60 | 0.50754
61 | 0.49778
62 | 0.49707
63 | 0.51858
64 | 0.60777
65 | 0.7127
66 | 0.83308
67 | 0.93568
68 | 0.91655
69 | 0.84336
70 | 0.75913
71 | 0.667
72 | 0.5786
73 | 0.53644
74 | 0.49713
75 | 0.47983
76 | 0.47379
77 | 0.493
78 | 0.54335
79 | 0.63699
80 | 0.67886
81 | 0.64884
82 | 0.59502
83 | 0.49799
84 | 0.44676
85 | 0.41706
86 | 0.40754
87 | 0.43981
88 | 0.55421
89 | 0.67236
90 | 0.80857
91 | 0.90473
92 | 0.89018
93 | 0.82105
94 | 0.74426
95 | 0.64152
96 | 0.56403
97 | 0.52292
98 | 0.49011
99 | 0.47427
100 | 0.47096
101 | 0.48565
102 | 0.53642
103 | 0.6278
104 | 0.66412
105 | 0.61537
106 | 0.55279
107 | 0.4572
108 | 0.40655
109 | 0.39173
110 | 0.41179
111 | 0.45345
112 | 0.55416
113 | 0.66587
114 | 0.80083
115 | 0.8979
116 | 0.8786
117 | 0.81227
118 | 0.73539
119 | 0.64322
120 | 0.56655
121 | 0.51137
122 | 0.48641
123 | 0.46816
124 | 0.46041
125 | 0.47717
126 | 0.52657
127 | 0.61555
128 | 0.64898
129 | 0.59604
130 | 0.51736
131 | 0.40916
132 | 0.35178
133 | 0.33846
134 | 0.37526
135 | 0.41414
136 | 0.51394
137 | 0.63464
138 | 0.76912
139 | 0.85528
140 | 0.8279
141 | 0.76506
142 | 0.70321
143 | 0.62589
144 | 0.55294
145 | 0.51342
146 | 0.4914
147 | 0.47392
148 | 0.46767
149 | 0.47811
150 | 0.51134
151 | 0.56451
152 | 0.60507
153 | 0.55787
154 | 0.47138
155 | 0.37461
156 | 0.31387
157 | 0.28942
158 | 0.31885
159 | 0.34337
160 | 0.4379
161 | 0.59495
162 | 0.74116
163 | 0.83807
164 | 0.82251
165 | 0.75859
166 | 0.69376
167 | 0.61901
168 | 0.54316
169 | 0.51905
170 | 0.48931
171 | 0.47207
172 | 0.46497
173 | 0.47475
174 | 0.50558
175 | 0.55764
176 | 0.60225
177 | 0.56264
178 | 0.48483
179 | 0.37202
180 | 0.30641
181 | 0.27959
182 | 0.30018
183 | 0.3437
184 | 0.45599
185 | 0.60179
186 | 0.76254
187 | 0.85982
188 | 0.84339
189 | 0.78104
190 | 0.70015
191 | 0.61516
192 | 0.54191
193 | 0.51463
194 | 0.49456
195 | 0.48084
196 | 0.47577
197 | 0.49366
198 | 0.54605
199 | 0.6364
200 | 0.68628
201 | 0.65198
202 | 0.59544
203 | 0.50785
204 | 0.44099
205 | 0.42523
206 | 0.41318
207 | 0.45398
208 | 0.54715
209 | 0.66316
210 | 0.81253
211 | 0.91257
212 | 0.8932
213 | 0.82041
214 | 0.73202
215 | 0.63384
216 | 0.55957
217 | 0.51835
218 | 0.49474
219 | 0.47847
220 | 0.47326
221 | 0.49014
222 | 0.54117
223 | 0.63619
224 | 0.67658
225 | 0.63142
226 | 0.56387
227 | 0.4646
228 | 0.39446
229 | 0.38757
230 | 0.41158
231 | 0.43292
232 | 0.51757
233 | 0.65387
234 | 0.79583
235 | 0.90294
236 | 0.88503
237 | 0.81694
238 | 0.73351
239 | 0.6332
240 | 0.55022
241 | 0.51954
242 | 0.48928
243 | 0.4734
244 | 0.47028
245 | 0.48772
246 | 0.53745
247 | 0.62704
248 | 0.66409
249 | 0.61249
250 | 0.54263
251 | 0.44449
252 | 0.3868
253 | 0.35642
254 | 0.35598
255 | 0.39385
256 | 0.50502
257 | 0.63182
258 | 0.78166
259 | 0.88682
260 | 0.86791
261 | 0.80506
262 | 0.72754
263 | 0.63102
264 | 0.55417
265 | 0.51334
266 | 0.4735
267 | 0.46545
268 | 0.46262
269 | 0.48065
270 | 0.52719
271 | 0.61842
272 | 0.65099
273 | 0.58468
274 | 0.50012
275 | 0.41231
276 | 0.35664
277 | 0.34015
278 | 0.36267
279 | 0.40363
280 | 0.49027
281 | 0.62077
282 | 0.76344
283 | 0.87491
284 | 0.85672
285 | 0.7932
286 | 0.7199
287 | 0.62398
288 | 0.54386
289 | 0.50472
290 | 0.49564
291 | 0.48167
292 | 0.47808
293 | 0.49129
294 | 0.53981
295 | 0.62584
296 | 0.66958
297 | 0.61738
298 | 0.54853
299 | 0.46271
300 | 0.40496
301 | 0.3801
302 | 0.38715
303 | 0.43269
304 | 0.5099
305 | 0.63974
306 | 0.77748
307 | 0.86506
308 | 0.84106
309 | 0.77808
310 | 0.71343
311 | 0.63318
312 | 0.56915
313 | 0.52046
314 | 0.50616
315 | 0.4893
316 | 0.48234
317 | 0.49294
318 | 0.52457
319 | 0.576
320 | 0.62213
321 | 0.57108
322 | 0.49278
323 | 0.41111
324 | 0.35753
325 | 0.32728
326 | 0.35089
327 | 0.36982
328 | 0.46888
329 | 0.61585
330 | 0.76424
331 | 0.86008
332 | 0.84147
333 | 0.78018
334 | 0.71611
335 | 0.64086
336 | 0.56722
337 | 0.53417
338 | 0.49582
339 | 0.47988
340 | 0.47261
341 | 0.48132
342 | 0.51002
343 | 0.56077
344 | 0.60886
345 | 0.56264
346 | 0.4782
347 | 0.37826
348 | 0.3141
349 | 0.27672
350 | 0.30399
351 | 0.34669
352 | 0.46161
353 | 0.60687
354 | 0.76858
355 | 0.86625
356 | 0.85075
357 | 0.78662
358 | 0.71619
359 | 0.62295
360 | 0.5496
361 | 0.52209
362 | 0.47355
363 | 0.45937
364 | 0.45647
365 | 0.47232
366 | 0.52195
367 | 0.61401
368 | 0.65337
369 | 0.5864
370 | 0.49601
371 | 0.38583
372 | 0.32675
373 | 0.3085
374 | 0.32516
375 | 0.36812
376 | 0.47247
377 | 0.60451
378 | 0.75385
379 | 0.86733
380 | 0.85276
381 | 0.78423
382 | 0.70197
383 | 0.60263
384 | 0.53704
385 | 0.49848
386 | 0.46561
387 | 0.45282
388 | 0.45156
389 | 0.46692
390 | 0.5145
391 | 0.6083
392 | 0.63944
393 | 0.56884
394 | 0.47042
395 | 0.35973
396 | 0.30002
397 | 0.28243
398 | 0.31149
399 | 0.35936
400 | 0.459
401 | 0.58832
402 | 0.73465
403 | 0.84998
404 | 0.83568
405 | 0.76845
406 | 0.68975
407 | 0.5965
408 | 0.52992
409 | 0.49017
410 | 0.46603
411 | 0.45276
412 | 0.45153
413 | 0.46971
414 | 0.51832
415 | 0.60652
416 | 0.63531
417 | 0.56803
418 | 0.46443
419 | 0.35905
420 | 0.30941
421 | 0.27472
422 | 0.28133
423 | 0.34716
424 | 0.45193
425 | 0.59094
426 | 0.73856
427 | 0.84707
428 | 0.83207
429 | 0.76876
430 | 0.69291
431 | 0.60217
432 | 0.52709
433 | 0.49127
434 | 0.4695
435 | 0.45303
436 | 0.45893
437 | 0.47517
438 | 0.52502
439 | 0.61122
440 | 0.64316
441 | 0.57608
442 | 0.47706
443 | 0.37903
444 | 0.33125
445 | 0.31108
446 | 0.33319
447 | 0.39604
448 | 0.49403
449 | 0.60574
450 | 0.7497
451 | 0.86275
452 | 0.84422
453 | 0.7785
454 | 0.709
455 | 0.62752
456 | 0.54627
457 | 0.4949
458 | 0.49667
459 | 0.48445
460 | 0.48397
461 | 0.49971
462 | 0.5449
463 | 0.62826
464 | 0.67524
465 | 0.6323
466 | 0.56155
467 | 0.47863
468 | 0.42858
469 | 0.39714
470 | 0.40785
471 | 0.46228
472 | 0.5452
473 | 0.65028
474 | 0.77455
475 | 0.86687
476 | 0.84023
477 | 0.78586
478 | 0.73404
479 | 0.65276
480 | 0.56999
481 | 0.52114
482 | 0.50536
483 | 0.48856
484 | 0.48314
485 | 0.49382
486 | 0.52394
487 | 0.57269
488 | 0.61768
489 | 0.57513
490 | 0.4883
491 | 0.4049
492 | 0.36195
493 | 0.331
494 | 0.3765
495 | 0.40026
496 | 0.5018
497 | 0.62464
498 | 0.75583
499 | 0.85385
500 | 0.83822
501 | 0.77809
502 | 0.71732
503 | 0.64724
504 | 0.56354
505 | 0.53115
506 | 0.49908
507 | 0.4835
508 | 0.47958
509 | 0.48943
510 | 0.51609
511 | 0.56257
512 | 0.61363
513 | 0.58469
514 | 0.51618
515 | 0.42711
516 | 0.37555
517 | 0.33615
518 | 0.36471
519 | 0.41088
520 | 0.51069
521 | 0.63149
522 | 0.776
523 | 0.87611
524 | 0.85619
525 | 0.79292
526 | 0.71842
527 | 0.62653
528 | 0.54642
529 | 0.52342
530 | 0.47562
531 | 0.4605
532 | 0.45797
533 | 0.4771
534 | 0.5242
535 | 0.61079
536 | 0.65113
537 | 0.60022
538 | 0.52229
539 | 0.4152
540 | 0.36936
541 | 0.35373
542 | 0.39026
543 | 0.41258
544 | 0.50825
545 | 0.61152
546 | 0.74735
547 | 0.8597
548 | 0.85156
549 | 0.78713
550 | 0.70614
551 | 0.607
552 | 0.52716
553 | 0.49525
554 | 0.45752
555 | 0.44552
556 | 0.44616
557 | 0.4631
558 | 0.51141
559 | 0.60176
560 | 0.63173
561 | 0.57116
562 | 0.47627
563 | 0.36512
564 | 0.31144
565 | 0.30016
566 | 0.3549
567 | 0.38606
568 | 0.47371
569 | 0.58285
570 | 0.72185
571 | 0.84077
572 | 0.82502
573 | 0.76107
574 | 0.68866
575 | 0.60842
576 | 0.52578
577 | 0.47647
578 | 0.48301
579 | 0.47088
580 | 0.47173
581 | 0.48949
582 | 0.53987
583 | 0.62464
584 | 0.66717
585 | 0.63006
586 | 0.56182
587 | 0.47106
588 | 0.41931
589 | 0.39529
590 | 0.39324
591 | 0.44626
592 | 0.5308
593 | 0.63567
594 | 0.77726
595 | 0.88459
596 | 0.86562
597 | 0.80021
598 | 0.72106
599 | 0.63322
600 | 0.55301
601 | 0.50828
602 | 0.46716
603 | 0.45287
604 | 0.44607
605 | 0.46997
606 | 0.51894
607 | 0.60897
608 | 0.63611
609 | 0.5728
610 | 0.48144
611 | 0.36998
612 | 0.32471
613 | 0.32435
614 | 0.38512
615 | 0.41014
616 | 0.50344
617 | 0.59583
618 | 0.7341
619 | 0.85043
620 | 0.83514
621 | 0.77486
622 | 0.70107
623 | 0.61117
624 | 0.53334
625 | 0.49361
626 | 0.4806
627 | 0.4687
628 | 0.47019
629 | 0.48701
630 | 0.53479
631 | 0.61491
632 | 0.65731
633 | 0.61278
634 | 0.54318
635 | 0.45231
636 | 0.40369
637 | 0.39753
638 | 0.42396
639 | 0.46745
640 | 0.54341
641 | 0.63827
642 | 0.75885
643 | 0.85192
644 | 0.82097
645 | 0.76281
646 | 0.70044
647 | 0.62412
648 | 0.54957
649 | 0.50659
650 | 0.49724
651 | 0.4836
652 | 0.48003
653 | 0.49178
654 | 0.52272
655 | 0.56913
656 | 0.61465
657 | 0.57623
658 | 0.49708
659 | 0.41732
660 | 0.3728
661 | 0.36629
662 | 0.40805
663 | 0.42697
664 | 0.5178
665 | 0.62467
666 | 0.74714
667 | 0.84855
668 | 0.82862
669 | 0.77798
670 | 0.72886
671 | 0.64396
672 | 0.56172
673 | 0.52229
674 | 0.48677
675 | 0.47359
676 | 0.46971
677 | 0.48077
678 | 0.5084
679 | 0.55144
680 | 0.59889
681 | 0.56357
682 | 0.48045
683 | 0.38409
684 | 0.33687
685 | 0.31676
686 | 0.35341
687 | 0.38614
688 | 0.4947
689 | 0.60994
690 | 0.74461
691 | 0.84651
692 | 0.82762
693 | 0.76975
694 | 0.70736
695 | 0.62799
696 | 0.5459
697 | 0.51069
698 | 0.48
699 | 0.46735
700 | 0.46612
701 | 0.48446
702 | 0.53472
703 | 0.61783
704 | 0.66156
705 | 0.61251
706 | 0.5372
707 | 0.44277
708 | 0.40069
709 | 0.38915
710 | 0.40041
711 | 0.43471
712 | 0.52324
713 | 0.62753
714 | 0.76121
715 | 0.8772
716 | 0.86087
717 | 0.79293
718 | 0.71173
719 | 0.61355
720 | 0.54114
721 | 0.50176
722 | 0.48056
723 | 0.46925
724 | 0.46886
725 | 0.48775
726 | 0.53688
727 | 0.62417
728 | 0.66496
729 | 0.61862
730 | 0.55374
731 | 0.46585
732 | 0.41068
733 | 0.39228
734 | 0.4137
735 | 0.43883
736 | 0.50974
737 | 0.62904
738 | 0.75954
739 | 0.87718
740 | 0.86072
741 | 0.79457
742 | 0.71464
743 | 0.61553
744 | 0.53206
745 | 0.50417
746 | 0.48786
747 | 0.47423
748 | 0.47245
749 | 0.49077
750 | 0.54362
751 | 0.64215
752 | 0.671
753 | 0.62127
754 | 0.54027
755 | 0.45216
756 | 0.41384
757 | 0.38557
758 | 0.39198
759 | 0.43746
760 | 0.51
761 | 0.62547
762 | 0.76877
763 | 0.88237
764 | 0.88278
765 | 0.81195
766 | 0.73224
767 | 0.62997
768 | 0.55699
769 | 0.51213
770 | 0.48667
771 | 0.47486
772 | 0.47351
773 | 0.48538
774 | 0.54352
775 | 0.64202
776 | 0.67054
777 | 0.61461
778 | 0.53961
779 | 0.45278
780 | 0.40862
781 | 0.39031
782 | 0.41663
783 | 0.46111
784 | 0.53451
785 | 0.63547
786 | 0.77273
787 | 0.87915
788 | 0.88234
789 | 0.81165
790 | 0.73915
791 | 0.63935
792 | 0.55787
793 | 0.5141
794 | 0.49766
795 | 0.48647
796 | 0.48521
797 | 0.5017
798 | 0.55409
799 | 0.64672
800 | 0.676
801 | 0.62901
802 | 0.56037
803 | 0.4773
804 | 0.43495
805 | 0.42119
806 | 0.448
807 | 0.48845
808 | 0.55917
809 | 0.65716
810 | 0.78387
811 | 0.87443
812 | 0.86282
813 | 0.79993
814 | 0.73631
815 | 0.64858
816 | 0.57038
817 | 0.52509
818 | 0.49399
819 | 0.48163
820 | 0.47882
821 | 0.48919
822 | 0.52446
823 | 0.58082
824 | 0.61057
825 | 0.55933
826 | 0.47086
827 | 0.3848
828 | 0.35099
829 | 0.33304
830 | 0.37964
831 | 0.37116
832 | 0.47016
833 | 0.60303
834 | 0.73998
835 | 0.84095
836 | 0.84476
837 | 0.77826
838 | 0.71497
839 | 0.6324
840 | 0.55303
841 | 0.52296
842 | 0.46591
843 | 0.46323
844 | 0.46111
845 | 0.46947
846 | 0.50374
847 | 0.55804
848 | 0.58707
849 | 0.53275
850 | 0.43806
851 | 0.32766
852 | 0.30148
853 | 0.27981
854 | 0.31725
855 | 0.32113
856 | 0.42625
857 | 0.55859
858 | 0.71299
859 | 0.81538
860 | 0.82522
861 | 0.76116
862 | 0.69196
863 | 0.60097
864 | 0.52576
865 | 0.49416
866 | 0.45389
867 | 0.45442
868 | 0.45466
869 | 0.47007
870 | 0.52343
871 | 0.62045
872 | 0.6426
873 | 0.56854
874 | 0.47214
875 | 0.3706
876 | 0.35276
877 | 0.35418
878 | 0.37922
879 | 0.41866
880 | 0.48574
881 | 0.58262
882 | 0.7295
883 | 0.84156
884 | 0.8483
885 | 0.7753
886 | 0.69282
887 | 0.60072
888 | 0.52698
889 | 0.47941
890 | 0.47145
891 | 0.46247
892 | 0.46438
893 | 0.47893
894 | 0.53243
895 | 0.63255
896 | 0.65362
897 | 0.5783
898 | 0.48651
899 | 0.39355
900 | 0.365
901 | 0.36452
902 | 0.40253
903 | 0.44269
904 | 0.48539
905 | 0.604
906 | 0.74555
907 | 0.85848
908 | 0.86132
909 | 0.79294
910 | 0.71252
911 | 0.61627
912 | 0.53452
913 | 0.49882
914 | 0.48119
915 | 0.47123
916 | 0.46907
917 | 0.48629
918 | 0.5403
919 | 0.6373
920 | 0.66219
921 | 0.59392
922 | 0.50315
923 | 0.41276
924 | 0.39406
925 | 0.36675
926 | 0.38333
927 | 0.41696
928 | 0.48402
929 | 0.60567
930 | 0.75863
931 | 0.86668
932 | 0.87312
933 | 0.80297
934 | 0.7262
935 | 0.6292
936 | 0.54392
937 | 0.50017
938 | 0.49365
939 | 0.48253
940 | 0.48069
941 | 0.4974
942 | 0.5456
943 | 0.6484
944 | 0.67738
945 | 0.61471
946 | 0.52815
947 | 0.45198
948 | 0.42586
949 | 0.40991
950 | 0.43778
951 | 0.49504
952 | 0.53434
953 | 0.64247
954 | 0.78455
955 | 0.89472
956 | 0.89501
957 | 0.83165
958 | 0.75313
959 | 0.65144
960 | 0.56522
961 | 0.51445
962 | 0.50035
963 | 0.48758
964 | 0.48479
965 | 0.50171
966 | 0.55473
967 | 0.64876
968 | 0.68066
969 | 0.61983
970 | 0.53598
971 | 0.4466
972 | 0.4162
973 | 0.39994
974 | 0.43965
975 | 0.48476
976 | 0.53832
977 | 0.63944
978 | 0.76969
979 | 0.8659
980 | 0.85983
981 | 0.81035
982 | 0.75524
983 | 0.66825
984 | 0.5832
985 | 0.52284
986 | 0.50865
987 | 0.49135
988 | 0.48851
989 | 0.50126
990 | 0.53624
991 | 0.59446
992 | 0.62669
993 | 0.57168
994 | 0.4874
995 | 0.40594
996 | 0.38332
997 | 0.36374
998 | 0.39354
999 | 0.41868
1000 | 0.4871
1001 | 0.61081
1002 | 0.75356
1003 | 0.8604
1004 | 0.86344
1005 | 0.80039
1006 | 0.73623
1007 | 0.65044
1008 | 0.57
1009 | 0.53795
1010 | 0.49679
1011 | 0.48097
1012 | 0.47808
1013 | 0.48967
1014 | 0.52175
1015 | 0.57816
1016 | 0.61093
1017 | 0.55916
1018 | 0.47695
1019 | 0.3812
1020 | 0.35606
1021 | 0.32215
1022 | 0.35174
1023 | 0.36927
1024 | 0.46195
1025 | 0.59763
1026 | 0.75239
1027 | 0.85891
1028 | 0.86434
1029 | 0.80267
1030 | 0.72767
1031 | 0.63269
1032 | 0.55297
1033 | 0.52288
1034 | 0.50833
1035 | 0.49627
1036 | 0.49715
1037 | 0.51439
1038 | 0.56827
1039 | 0.66449
1040 | 0.70832
1041 | 0.66239
1042 | 0.59909
1043 | 0.51512
1044 | 0.48157
1045 | 0.46822
1046 | 0.46245
1047 | 0.5029
1048 | 0.55297
1049 | 0.66434
1050 | 0.80616
1051 | 0.91449
1052 | 0.92357
1053 | 0.8536
1054 | 0.76585
1055 | 0.65786
1056 | 0.57424
1057 | 0.52744
1058 | 0.49467
1059 | 0.48079
1060 | 0.4801
1061 | 0.49835
1062 | 0.54985
1063 | 0.65078
1064 | 0.68214
1065 | 0.62754
1066 | 0.56003
1067 | 0.46678
1068 | 0.40833
1069 | 0.39985
1070 | 0.43884
1071 | 0.46481
1072 | 0.53051
1073 | 0.63465
1074 | 0.77124
1075 | 0.88325
1076 | 0.89295
1077 | 0.82632
1078 | 0.74812
1079 | 0.65566
1080 | 0.56837
1081 | 0.51899
1082 | 0.4898
1083 | 0.47532
1084 | 0.4748
1085 | 0.49141
1086 | 0.54453
1087 | 0.64118
1088 | 0.66964
1089 | 0.61367
1090 | 0.53393
1091 | 0.44535
1092 | 0.40001
1093 | 0.37479
1094 | 0.39214
1095 | 0.42644
1096 | 0.50752
1097 | 0.62339
1098 | 0.76471
1099 | 0.87252
1100 | 0.87778
1101 | 0.81707
1102 | 0.74157
1103 | 0.6379
1104 | 0.5521
1105 | 0.51724
1106 | 0.48098
1107 | 0.46894
1108 | 0.46777
1109 | 0.4843
1110 | 0.53734
1111 | 0.62963
1112 | 0.6581
1113 | 0.58995
1114 | 0.50352
1115 | 0.40637
1116 | 0.36661
1117 | 0.35952
1118 | 0.40847
1119 | 0.46017
1120 | 0.52964
1121 | 0.61972
1122 | 0.75126
1123 | 0.8618
1124 | 0.87304
1125 | 0.80526
1126 | 0.73579
1127 | 0.63551
1128 | 0.55657
1129 | 0.5088
1130 | 0.48399
1131 | 0.46969
1132 | 0.46867
1133 | 0.4835
1134 | 0.53582
1135 | 0.6291
1136 | 0.65528
1137 | 0.59063
1138 | 0.5061
1139 | 0.40603
1140 | 0.3725
1141 | 0.37354
1142 | 0.42152
1143 | 0.47544
1144 | 0.52651
1145 | 0.62082
1146 | 0.73518
1147 | 0.82961
1148 | 0.82854
1149 | 0.7698
1150 | 0.7137
1151 | 0.63327
1152 | 0.5569
1153 | 0.51259
1154 | 0.4868
1155 | 0.47422
1156 | 0.46836
1157 | 0.47907
1158 | 0.51636
1159 | 0.57218
1160 | 0.59888
1161 | 0.5328
1162 | 0.42744
1163 | 0.3333
1164 | 0.32665
1165 | 0.32529
1166 | 0.38296
1167 | 0.40635
1168 | 0.47091
1169 | 0.58466
1170 | 0.70871
1171 | 0.80815
1172 | 0.81744
1173 | 0.75951
1174 | 0.69917
1175 | 0.62181
1176 | 0.54512
1177 | 0.51577
1178 | 0.48627
1179 | 0.47359
1180 | 0.46872
1181 | 0.47829
1182 | 0.51209
1183 | 0.5648
1184 | 0.5963
1185 | 0.54044
1186 | 0.44254
1187 | 0.35024
1188 | 0.33479
1189 | 0.31349
1190 | 0.34068
1191 | 0.3881
1192 | 0.46441
1193 | 0.58734
1194 | 0.73107
1195 | 0.83298
1196 | 0.84189
1197 | 0.78006
1198 | 0.71189
1199 | 0.62192
1200 | 0.54441
1201 | 0.51538
1202 | 0.45868
1203 | 0.45309
1204 | 0.45366
1205 | 0.4713
1206 | 0.52851
1207 | 0.6259
1208 | 0.63889
1209 | 0.53898
1210 | 0.43995
1211 | 0.33797
1212 | 0.32003
1213 | 0.32478
1214 | 0.34481
1215 | 0.38152
1216 | 0.46889
1217 | 0.57788
1218 | 0.72853
1219 | 0.87377
1220 | 0.87718
1221 | 0.80666
1222 | 0.73031
1223 | 0.63389
1224 | 0.54904
1225 | 0.4867
1226 | 0.46517
1227 | 0.45405
1228 | 0.45416
1229 | 0.47079
1230 | 0.52408
1231 | 0.62198
1232 | 0.63854
1233 | 0.55755
1234 | 0.46161
1235 | 0.34884
1236 | 0.32419
1237 | 0.33023
1238 | 0.37055
1239 | 0.40198
1240 | 0.47448
1241 | 0.57721
1242 | 0.71326
1243 | 0.83134
1244 | 0.84206
1245 | 0.78365
1246 | 0.70622
1247 | 0.60989
1248 | 0.53122
1249 | 0.49023
1250 | 0.47046
1251 | 0.45786
1252 | 0.45638
1253 | 0.47421
1254 | 0.52595
1255 | 0.62054
1256 | 0.63757
1257 | 0.56322
1258 | 0.47083
1259 | 0.36793
1260 | 0.35477
1261 | 0.33963
1262 | 0.35581
1263 | 0.37421
1264 | 0.45999
1265 | 0.58203
1266 | 0.72777
1267 | 0.83547
1268 | 0.84887
1269 | 0.78396
1270 | 0.71491
1271 | 0.61849
1272 | 0.53408
1273 | 0.49697
1274 | 0.47245
1275 | 0.46837
1276 | 0.46826
1277 | 0.48267
1278 | 0.53523
1279 | 0.63055
1280 | 0.64464
1281 | 0.58018
1282 | 0.48859
1283 | 0.39706
1284 | 0.37609
1285 | 0.37187
1286 | 0.4072
1287 | 0.45538
1288 | 0.49726
1289 | 0.60785
1290 | 0.74197
1291 | 0.85343
1292 | 0.86367
1293 | 0.8085
1294 | 0.73062
1295 | 0.63561
1296 | 0.55573
1297 | 0.4969
1298 | 0.4896
1299 | 0.47605
1300 | 0.47318
1301 | 0.48867
1302 | 0.53923
1303 | 0.63134
1304 | 0.65607
1305 | 0.59317
1306 | 0.50514
1307 | 0.40838
1308 | 0.38973
1309 | 0.38546
1310 | 0.44028
1311 | 0.48285
1312 | 0.5207
1313 | 0.62544
1314 | 0.7467
1315 | 0.8363
1316 | 0.83499
1317 | 0.778
1318 | 0.72281
1319 | 0.64133
1320 | 0.56481
1321 | 0.5195
1322 | 0.49789
1323 | 0.48812
1324 | 0.486
1325 | 0.49342
1326 | 0.53003
1327 | 0.5868
1328 | 0.61621
1329 | 0.56923
1330 | 0.48695
1331 | 0.40622
1332 | 0.39791
1333 | 0.38052
1334 | 0.42731
1335 | 0.45247
1336 | 0.508
1337 | 0.61743
1338 | 0.74417
1339 | 0.83389
1340 | 0.83726
1341 | 0.78681
1342 | 0.72959
1343 | 0.64814
1344 | 0.56571
1345 | 0.52735
1346 | 0.49833
1347 | 0.48175
1348 | 0.47707
1349 | 0.48386
1350 | 0.51731
1351 | 0.57155
1352 | 0.60314
1353 | 0.55896
1354 | 0.47664
1355 | 0.38626
1356 | 0.36765
1357 | 0.33262
1358 | 0.38138
1359 | 0.39447
1360 | 0.48233
1361 | 0.61777
1362 | 0.74894
1363 | 0.84772
1364 | 0.86036
1365 | 0.8016
1366 | 0.73105
1367 | 0.6388
1368 | 0.55684
1369 | 0.52636
1370 | 0.48934
1371 | 0.47689
1372 | 0.48167
1373 | 0.49686
1374 | 0.55192
1375 | 0.64337
1376 | 0.67401
1377 | 0.62215
1378 | 0.55346
1379 | 0.46849
1380 | 0.45148
1381 | 0.43288
1382 | 0.4521
1383 | 0.47946
1384 | 0.54152
1385 | 0.65726
1386 | 0.77714
1387 | 0.87975
1388 | 0.88951
1389 | 0.82788
1390 | 0.74607
1391 | 0.6437
1392 | 0.55942
1393 | 0.51306
1394 | 0.49201
1395 | 0.48486
1396 | 0.48398
1397 | 0.49931
1398 | 0.55431
1399 | 0.65259
1400 | 0.68177
1401 | 0.62978
1402 | 0.56137
1403 | 0.4753
1404 | 0.45117
1405 | 0.42493
1406 | 0.47202
1407 | 0.50363
1408 | 0.56627
1409 | 0.66629
1410 | 0.77461
1411 | 0.87962
1412 | 0.8949
1413 | 0.83744
1414 | 0.77089
1415 | 0.66455
1416 | 0.57689
1417 | 0.51804
1418 | 0.48627
1419 | 0.47115
1420 | 0.46938
1421 | 0.49372
1422 | 0.5483
1423 | 0.64873
1424 | 0.6781
1425 | 0.63668
1426 | 0.57389
1427 | 0.48306
1428 | 0.42501
1429 | 0.41084
1430 | 0.42478
1431 | 0.47693
1432 | 0.5447
1433 | 0.63793
1434 | 0.76513
1435 | 0.87366
1436 | 0.88811
1437 | 0.82096
1438 | 0.74172
1439 | 0.64457
1440 | 0.56605
1441 | 0.51443
1442 | 0.48371
1443 | 0.46966
1444 | 0.46725
1445 | 0.4883
1446 | 0.54312
1447 | 0.64452
1448 | 0.66607
1449 | 0.61533
1450 | 0.5336
1451 | 0.45167
1452 | 0.38699
1453 | 0.39604
1454 | 0.43363
1455 | 0.49791
1456 | 0.54449
1457 | 0.63821
1458 | 0.75905
1459 | 0.86757
1460 | 0.8834
1461 | 0.82069
1462 | 0.74511
1463 | 0.64479
1464 | 0.56154
1465 | 0.51161
1466 | 0.48245
1467 | 0.47409
1468 | 0.47071
1469 | 0.49236
1470 | 0.54245
1471 | 0.64106
1472 | 0.66727
1473 | 0.62313
1474 | 0.54716
1475 | 0.46244
1476 | 0.40249
1477 | 0.41067
1478 | 0.44226
1479 | 0.47762
1480 | 0.53715
1481 | 0.63146
1482 | 0.75083
1483 | 0.84202
1484 | 0.84831
1485 | 0.78786
1486 | 0.72311
1487 | 0.64381
1488 | 0.56529
1489 | 0.50966
1490 | 0.48508
1491 | 0.47353
1492 | 0.47275
1493 | 0.48868
1494 | 0.52382
1495 | 0.58681
1496 | 0.61689
1497 | 0.58368
1498 | 0.50023
1499 | 0.41948
1500 | 0.36023
1501 | 0.35845
1502 | 0.40049
1503 | 0.43695
1504 | 0.4999
1505 | 0.60384
1506 | 0.73138
1507 | 0.8334
1508 | 0.83939
1509 | 0.78167
1510 | 0.71661
1511 | 0.63597
1512 | 0.55866
1513 | 0.5162
1514 | 0.47687
1515 | 0.46099
1516 | 0.45487
1517 | 0.46824
1518 | 0.49847
1519 | 0.55873
1520 | 0.58187
1521 | 0.5409
1522 | 0.4459
1523 | 0.34108
1524 | 0.276
1525 | 0.26926
1526 | 0.31088
1527 | 0.32748
1528 | 0.42709
1529 | 0.55595
1530 | 0.70931
1531 | 0.8138
1532 | 0.83293
1533 | 0.77519
1534 | 0.70199
1535 | 0.61317
1536 | 0.53472
1537 | 0.50064
1538 | 0.44769
1539 | 0.43622
1540 | 0.43375
1541 | 0.45826
1542 | 0.50859
1543 | 0.61342
1544 | 0.63096
1545 | 0.55804
1546 | 0.45897
1547 | 0.35394
1548 | 0.30416
1549 | 0.31223
1550 | 0.33117
1551 | 0.35133
1552 | 0.42941
1553 | 0.55289
1554 | 0.70391
1555 | 0.82417
1556 | 0.84359
1557 | 0.77852
1558 | 0.6938
1559 | 0.59729
1560 | 0.52133
1561 | 0.47447
1562 | 0.4482
1563 | 0.43739
1564 | 0.43989
1565 | 0.46031
1566 | 0.50885
1567 | 0.61998
1568 | 0.63189
1569 | 0.55854
1570 | 0.46151
1571 | 0.3563
1572 | 0.29876
1573 | 0.31011
1574 | 0.34787
1575 | 0.39188
1576 | 0.45204
1577 | 0.56675
1578 | 0.70987
1579 | 0.82737
1580 | 0.84363
1581 | 0.78164
1582 | 0.70124
1583 | 0.60502
1584 | 0.52744
1585 | 0.47545
1586 | 0.46984
1587 | 0.45871
1588 | 0.46073
1589 | 0.47961
1590 | 0.53086
1591 | 0.63483
1592 | 0.65544
1593 | 0.60562
1594 | 0.51132
1595 | 0.42369
1596 | 0.37693
1597 | 0.37392
1598 | 0.37489
1599 | 0.44822
1600 | 0.52213
1601 | 0.62494
1602 | 0.75677
1603 | 0.86265
1604 | 0.87994
1605 | 0.82006
1606 | 0.74736
1607 | 0.65286
1608 | 0.56417
1609 | 0.49846
1610 | 0.48305
1611 | 0.47107
1612 | 0.4672
1613 | 0.48525
1614 | 0.53395
1615 | 0.63943
1616 | 0.66055
1617 | 0.60863
1618 | 0.51905
1619 | 0.43572
1620 | 0.3866
1621 | 0.3963
1622 | 0.42895
1623 | 0.49282
1624 | 0.55873
1625 | 0.64331
1626 | 0.76271
1627 | 0.86602
1628 | 0.88407
1629 | 0.82678
1630 | 0.74936
1631 | 0.64797
1632 | 0.56407
1633 | 0.51524
1634 | 0.47853
1635 | 0.46657
1636 | 0.46164
1637 | 0.47809
1638 | 0.52647
1639 | 0.62386
1640 | 0.64181
1641 | 0.59718
1642 | 0.50525
1643 | 0.40144
1644 | 0.35189
1645 | 0.36183
1646 | 0.38064
1647 | 0.43969
1648 | 0.51417
1649 | 0.61686
1650 | 0.73088
1651 | 0.82135
1652 | 0.82906
1653 | 0.77445
1654 | 0.72093
1655 | 0.63882
1656 | 0.56049
1657 | 0.50336
1658 | 0.48223
1659 | 0.46869
1660 | 0.47016
1661 | 0.48225
1662 | 0.51573
1663 | 0.57212
1664 | 0.5956
1665 | 0.5649
1666 | 0.47635
1667 | 0.38626
1668 | 0.33979
1669 | 0.34027
1670 | 0.37988
1671 | 0.42977
1672 | 0.50861
1673 | 0.6068
1674 | 0.72703
1675 | 0.82665
1676 | 0.83459
1677 | 0.77871
1678 | 0.71519
1679 | 0.63573
1680 | 0.55647
1681 | 0.51195
1682 | 0.47053
1683 | 0.45679
1684 | 0.45108
1685 | 0.4643
1686 | 0.49984
1687 | 0.55378
1688 | 0.577
1689 | 0.5497
1690 | 0.46334
1691 | 0.35391
1692 | 0.30419
1693 | 0.29879
1694 | 0.34453
1695 | 0.39614
1696 | 0.48932
1697 | 0.58846
1698 | 0.71294
1699 | 0.81427
1700 | 0.83165
1701 | 0.7786
1702 | 0.70678
1703 | 0.61546
1704 | 0.5372
1705 | 0.49938
1706 | 0.46206
1707 | 0.45077
1708 | 0.44911
1709 | 0.46841
1710 | 0.52297
1711 | 0.62343
1712 | 0.64359
1713 | 0.60948
1714 | 0.53394
1715 | 0.42985
1716 | 0.38187
1717 | 0.38718
1718 | 0.36271
1719 | 0.42893
1720 | 0.49896
1721 | 0.60149
1722 | 0.72986
1723 | 0.84186
1724 | 0.86231
1725 | 0.80197
1726 | 0.71582
1727 | 0.61729
1728 | 0.54014
1729 | 0.49019
1730 | 0.46736
1731 | 0.45633
1732 | 0.45381
1733 | 0.47563
1734 | 0.52415
1735 | 0.62939
1736 | 0.64174
1737 | 0.59519
1738 | 0.51653
1739 | 0.41067
1740 | 0.35571
1741 | 0.36281
1742 | 0.37847
1743 | 0.42427
1744 | 0.49487
1745 | 0.60589
1746 | 0.73364
1747 | 0.84487
1748 | 0.86659
1749 | 0.81422
1750 | 0.73212
1751 | 0.6323
1752 | 0.54819
1753 | 0.49401
1754 | 0.4679
1755 | 0.45404
1756 | 0.454
1757 | 0.4753
1758 | 0.52552
1759 | 0.62865
1760 | 0.6377
1761 | 0.59168
1762 | 0.50628
1763 | 0.40437
1764 | 0.36497
1765 | 0.34916
1766 | 0.32318
1767 | 0.39231
1768 | 0.4815
1769 | 0.59979
1770 | 0.73078
1771 | 0.83804
1772 | 0.86249
1773 | 0.81141
1774 | 0.73456
1775 | 0.6356
1776 | 0.55258
1777 | 0.49884
1778 | 0.47412
1779 | 0.46013
1780 | 0.46095
1781 | 0.48037
1782 | 0.52902
1783 | 0.63042
1784 | 0.63732
1785 | 0.57925
1786 | 0.48818
1787 | 0.40185
1788 | 0.35501
1789 | 0.35228
1790 | 0.38859
1791 | 0.42818
1792 | 0.49416
1793 | 0.60592
1794 | 0.74212
1795 | 0.85099
1796 | 0.8746
1797 | 0.82142
1798 | 0.74654
1799 | 0.6444
1800 | 0.56361
1801 | 0.50298
1802 | 0.467
1803 | 0.45294
1804 | 0.44942
1805 | 0.4659
1806 | 0.51157
1807 | 0.61613
1808 | 0.61168
1809 | 0.54513
1810 | 0.44051
1811 | 0.32927
1812 | 0.28247
1813 | 0.27921
1814 | 0.32826
1815 | 0.35157
1816 | 0.42637
1817 | 0.55355
1818 | 0.69317
1819 | 0.79451
1820 | 0.81207
1821 | 0.75922
1822 | 0.70849
1823 | 0.62851
1824 | 0.55272
1825 | 0.49704
1826 | 0.48103
1827 | 0.46698
1828 | 0.46328
1829 | 0.47509
1830 | 0.50742
1831 | 0.568
1832 | 0.56479
1833 | 0.50999
1834 | 0.40605
1835 | 0.32429
1836 | 0.27658
1837 | 0.27652
1838 | 0.29855
1839 | 0.32562
1840 | 0.39985
1841 | 0.54054
1842 | 0.69866
1843 | 0.80659
1844 | 0.82383
1845 | 0.77117
1846 | 0.70835
1847 | 0.63184
1848 | 0.55536
1849 | 0.51109
1850 | 0.47864
1851 | 0.46397
1852 | 0.46033
1853 | 0.47113
1854 | 0.50554
1855 | 0.56012
1856 | 0.55641
1857 | 0.51254
1858 | 0.42005
1859 | 0.32334
1860 | 0.26377
1861 | 0.25891
1862 | 0.27746
1863 | 0.32835
1864 | 0.413
1865 | 0.55145
1866 | 0.70728
1867 | 0.8129
1868 | 0.83823
1869 | 0.79116
1870 | 0.71814
1871 | 0.62465
1872 | 0.54824
1873 | 0.50718
1874 | 0.46316
1875 | 0.44958
1876 | 0.44811
1877 | 0.46626
1878 | 0.51994
1879 | 0.61892
1880 | 0.61142
1881 | 0.55194
1882 | 0.46939
1883 | 0.36826
1884 | 0.31654
1885 | 0.32707
1886 | 0.33991
1887 | 0.37315
1888 | 0.44247
1889 | 0.55589
1890 | 0.70986
1891 | 0.8241
1892 | 0.85276
1893 | 0.79909
1894 | 0.71732
1895 | 0.61522
1896 | 0.5383
1897 | 0.49153
1898 | 0.44504
1899 | 0.43368
1900 | 0.43262
1901 | 0.45269
1902 | 0.50139
1903 | 0.60669
1904 | 0.58792
1905 | 0.51591
1906 | 0.41633
1907 | 0.30093
1908 | 0.24246
1909 | 0.25652
1910 | 0.3221
1911 | 0.3368
1912 | 0.40222
1913 | 0.52327
1914 | 0.67201
1915 | 0.78656
1916 | 0.81994
1917 | 0.76955
1918 | 0.69337
1919 | 0.59873
1920 | 0.52228
1921 | 0.47325
1922 | 0.44328
1923 | 0.42872
1924 | 0.42751
1925 | 0.44646
1926 | 0.49777
1927 | 0.59841
1928 | 0.57537
1929 | 0.4996
1930 | 0.39585
1931 | 0.28607
1932 | 0.23249
1933 | 0.2347
1934 | 0.27045
1935 | 0.30818
1936 | 0.3863
1937 | 0.51186
1938 | 0.66695
1939 | 0.77727
1940 | 0.80735
1941 | 0.76384
1942 | 0.69128
1943 | 0.59896
1944 | 0.52151
1945 | 0.47147
1946 | 0.4513
1947 | 0.44152
1948 | 0.44246
1949 | 0.46225
1950 | 0.50903
1951 | 0.60858
1952 | 0.59041
1953 | 0.52527
1954 | 0.42776
1955 | 0.33851
1956 | 0.28856
1957 | 0.29228
1958 | 0.33525
1959 | 0.38552
1960 | 0.44956
1961 | 0.56234
1962 | 0.69433
1963 | 0.80191
1964 | 0.82415
1965 | 0.7819
1966 | 0.70851
1967 | 0.61751
1968 | 0.54064
1969 | 0.48185
1970 | 0.46575
1971 | 0.45532
1972 | 0.45721
1973 | 0.47297
1974 | 0.51843
1975 | 0.6111
1976 | 0.59765
1977 | 0.54409
1978 | 0.45445
1979 | 0.3599
1980 | 0.31067
1981 | 0.32518
1982 | 0.35155
1983 | 0.4007
1984 | 0.47579
1985 | 0.58365
1986 | 0.69919
1987 | 0.78698
1988 | 0.80473
1989 | 0.76095
1990 | 0.70733
1991 | 0.63005
1992 | 0.55471
1993 | 0.49627
1994 | 0.47635
1995 | 0.4635
1996 | 0.46429
1997 | 0.47803
1998 | 0.51024
1999 | 0.56094
2000 | 0.5533
2001 | 0.51127
2002 | 0.4221
2003 | 0.34106
2004 | 0.28324
2005 | 0.28939
2006 | 0.30887
2007 | 0.34684
2008 | 0.42915
2009 | 0.55973
2010 | 0.68943
2011 | 0.79247
2012 | 0.81339
2013 | 0.76493
2014 | 0.69917
2015 | 0.62478
2016 | 0.54883
2017 | 0.50719
2018 | 0.48466
2019 | 0.47031
2020 | 0.4732
2021 | 0.48749
2022 | 0.51674
2023 | 0.56614
2024 | 0.56624
2025 | 0.5412
2026 | 0.45526
2027 | 0.36574
2028 | 0.30324
2029 | 0.30269
2030 | 0.30827
2031 | 0.36749
2032 | 0.46165
2033 | 0.59278
2034 | 0.73145
2035 | 0.82681
2036 | 0.84752
2037 | 0.80423
2038 | 0.73018
2039 | 0.6386
2040 | 0.55854
2041 | 0.51556
2042 | 0.4945
2043 | 0.48538
2044 | 0.48174
2045 | 0.50383
2046 | 0.55215
2047 | 0.64479
2048 | 0.64415
2049 | 0.60721
2050 | 0.51933
2051 | 0.42763
2052 | 0.36821
2053 | 0.38328
2054 | 0.37396
2055 | 0.43036
2056 | 0.51628
2057 | 0.63498
2058 | 0.77184
2059 | 0.87625
2060 | 0.90246
2061 | 0.84959
2062 | 0.7662
2063 | 0.65838
2064 | 0.57433
2065 | 0.51905
2066 | 0.4779
2067 | 0.46643
2068 | 0.47021
2069 | 0.49084
2070 | 0.53706
2071 | 0.6322
2072 | 0.62102
2073 | 0.5655
2074 | 0.47303
2075 | 0.37878
2076 | 0.32289
2077 | 0.32987
2078 | 0.34981
2079 | 0.38724
2080 | 0.46767
2081 | 0.59288
2082 | 0.73612
2083 | 0.84395
2084 | 0.87605
2085 | 0.82886
2086 | 0.75168
2087 | 0.64831
2088 | 0.56231
2089 | 0.50758
2090 | 0.4787
2091 | 0.46594
2092 | 0.46716
2093 | 0.49012
2094 | 0.53817
2095 | 0.62987
2096 | 0.61472
2097 | 0.55548
2098 | 0.44969
2099 | 0.3541
2100 | 0.31011
2101 | 0.29323
2102 | 0.29265
2103 | 0.34185
2104 | 0.43293
2105 | 0.56988
2106 | 0.73274
2107 | 0.83855
2108 | 0.86766
2109 | 0.82078
2110 | 0.7505
2111 | 0.64948
2112 | 0.5636
2113 | 0.50822
2114 | 0.46456
2115 | 0.45045
2116 | 0.45462
2117 | 0.47297
2118 | 0.5209
2119 | 0.61444
2120 | 0.58278
2121 | 0.49721
2122 | 0.38371
2123 | 0.28142
2124 | 0.24302
2125 | 0.24274
2126 | 0.27927
2127 | 0.3107
2128 | 0.39249
2129 | 0.5176
2130 | 0.68628
2131 | 0.8058
2132 | 0.83883
2133 | 0.79383
2134 | 0.72818
2135 | 0.62959
2136 | 0.54779
2137 | 0.49387
2138 | 0.47781
2139 | 0.46484
2140 | 0.46994
2141 | 0.48918
2142 | 0.5353
2143 | 0.62267
2144 | 0.59136
2145 | 0.5178
2146 | 0.41475
2147 | 0.32776
2148 | 0.2932
2149 | 0.28573
2150 | 0.30607
2151 | 0.37026
2152 | 0.44264
2153 | 0.5674
2154 | 0.71422
2155 | 0.8088
2156 | 0.82619
2157 | 0.78068
2158 | 0.7331
2159 | 0.65064
2160 | 0.57268
2161 | 0.50875
2162 | 0.49976
2163 | 0.48753
2164 | 0.48813
2165 | 0.50303
2166 | 0.5379
2167 | 0.59457
2168 | 0.55329
2169 | 0.48783
2170 | 0.40114
2171 | 0.33762
2172 | 0.31509
2173 | 0.32147
2174 | 0.30495
2175 | 0.34835
2176 | 0.42558
2177 | 0.55617
2178 | 0.70622
2179 | 0.8135
2180 | 0.83266
2181 | 0.78416
2182 | 0.72825
2183 | 0.6461
2184 | 0.56932
2185 | 0.53014
2186 | 0.49926
2187 | 0.48964
2188 | 0.48559
2189 | 0.4995
2190 | 0.53202
2191 | 0.58531
2192 | 0.54753
2193 | 0.4915
2194 | 0.41881
2195 | 0.34286
2196 | 0.30912
2197 | 0.3001
2198 | 0.29089
2199 | 0.36269
2200 | 0.4578
2201 | 0.58436
2202 | 0.73196
2203 | 0.83722
2204 | 0.86071
2205 | 0.80606
2206 | 0.73787
2207 | 0.6438
2208 | 0.56532
2209 | 0.52704
2210 | 0.50414
2211 | 0.49389
2212 | 0.49911
2213 | 0.51911
2214 | 0.57006
2215 | 0.666
2216 | 0.63332
2217 | 0.57236
2218 | 0.5089
2219 | 0.44294
2220 | 0.41043
2221 | 0.4185
2222 | 0.38208
2223 | 0.45132
2224 | 0.53254
2225 | 0.64385
2226 | 0.7806
2227 | 0.8869
2228 | 0.91494
2229 | 0.85411
2230 | 0.77276
2231 | 0.66593
2232 | 0.58317
2233 | 0.53162
2234 | 0.49054
2235 | 0.47855
2236 | 0.48178
2237 | 0.50203
2238 | 0.55111
2239 | 0.6495
2240 | 0.61087
2241 | 0.54542
2242 | 0.47333
2243 | 0.39582
2244 | 0.34991
2245 | 0.36125
2246 | 0.36974
2247 | 0.42592
2248 | 0.50601
2249 | 0.61931
2250 | 0.74736
2251 | 0.85093
2252 | 0.88068
2253 | 0.82567
2254 | 0.74889
2255 | 0.64753
2256 | 0.5658
2257 | 0.51934
2258 | 0.4849
2259 | 0.47332
2260 | 0.47805
2261 | 0.49723
2262 | 0.54624
2263 | 0.64192
2264 | 0.60438
2265 | 0.54099
2266 | 0.46081
2267 | 0.37623
2268 | 0.34765
2269 | 0.32754
2270 | 0.30058
2271 | 0.38539
2272 | 0.4676
2273 | 0.59159
2274 | 0.73306
2275 | 0.83583
2276 | 0.86684
2277 | 0.81449
2278 | 0.73878
2279 | 0.6445
2280 | 0.56111
2281 | 0.51156
2282 | 0.46273
2283 | 0.45119
2284 | 0.45042
2285 | 0.47595
2286 | 0.52229
2287 | 0.62097
2288 | 0.57404
2289 | 0.49173
2290 | 0.3943
2291 | 0.29728
2292 | 0.26669
2293 | 0.25081
2294 | 0.28518
2295 | 0.33309
2296 | 0.41088
2297 | 0.52398
2298 | 0.6702
2299 | 0.78545
2300 | 0.81967
2301 | 0.77165
2302 | 0.70614
2303 | 0.61656
2304 | 0.53758
2305 | 0.49097
2306 | 0.47545
2307 | 0.46968
2308 | 0.46934
2309 | 0.48942
2310 | 0.53301
2311 | 0.61321
2312 | 0.57709
2313 | 0.50822
2314 | 0.42264
2315 | 0.33739
2316 | 0.30976
2317 | 0.29992
2318 | 0.33308
2319 | 0.4174
2320 | 0.47432
2321 | 0.57781
2322 | 0.70488
2323 | 0.7932
2324 | 0.81185
2325 | 0.76705
2326 | 0.69771
2327 | 0.62199
2328 | 0.55547
2329 | 0.50091
2330 | 0.4833
2331 | 0.46749
2332 | 0.4619
2333 | 0.48605
2334 | 0.51589
2335 | 0.57019
2336 | 0.54253
2337 | 0.48211
2338 | 0.39091
2339 | 0.31354
2340 | 0.29029
2341 | 0.29313
2342 | 0.31676
2343 | 0.35694
2344 | 0.43511
2345 | 0.55075
2346 | 0.68225
2347 | 0.76613
2348 | 0.79086
2349 | 0.74838
2350 | 0.68974
2351 | 0.61524
2352 | 0.54116
2353 | 0.50897
2354 | 0.48722
2355 | 0.47562
2356 | 0.46979
2357 | 0.49304
2358 | 0.52355
2359 | 0.57043
2360 | 0.54647
2361 | 0.5142
2362 | 0.43178
2363 | 0.34454
2364 | 0.3158
2365 | 0.31163
2366 | 0.33287
2367 | 0.39325
2368 | 0.47598
2369 | 0.58689
2370 | 0.71029
2371 | 0.80004
2372 | 0.82211
2373 | 0.77918
2374 | 0.71216
2375 | 0.63198
2376 | 0.55726
2377 | 0.51164
2378 | 0.48282
2379 | 0.47212
2380 | 0.47077
2381 | 0.49676
2382 | 0.54436
2383 | 0.63672
2384 | 0.6119
2385 | 0.56579
2386 | 0.49817
2387 | 0.41172
2388 | 0.38758
2389 | 0.39509
2390 | 0.38576
2391 | 0.44922
2392 | 0.5222
2393 | 0.6197
2394 | 0.737
2395 | 0.831
2396 | 0.86255
2397 | 0.81021
2398 | 0.73311
2399 | 0.6373
2400 | 0.55921
2401 | 0.5106
2402 | 0.48169
2403 | 0.47081
2404 | 0.47288
2405 | 0.49529
2406 | 0.54401
2407 | 0.63991
2408 | 0.60652
2409 | 0.55031
2410 | 0.47775
2411 | 0.3874
2412 | 0.3613
2413 | 0.38419
2414 | 0.39043
2415 | 0.43949
2416 | 0.50866
2417 | 0.61819
2418 | 0.7344
2419 | 0.82727
2420 | 0.85882
2421 | 0.80924
2422 | 0.73134
2423 | 0.63737
2424 | 0.55779
2425 | 0.50943
2426 | 0.48024
2427 | 0.46924
2428 | 0.47225
2429 | 0.49491
2430 | 0.54201
2431 | 0.6323
2432 | 0.59163
2433 | 0.52893
2434 | 0.45031
2435 | 0.35983
2436 | 0.34921
2437 | 0.34642
2438 | 0.30692
2439 | 0.369
2440 | 0.46279
2441 | 0.58631
2442 | 0.72207
2443 | 0.81623
2444 | 0.8505
2445 | 0.80405
2446 | 0.73165
2447 | 0.63657
2448 | 0.55708
2449 | 0.50941
2450 | 0.48192
2451 | 0.47032
2452 | 0.47512
2453 | 0.49387
2454 | 0.54243
2455 | 0.62993
2456 | 0.58278
2457 | 0.50693
2458 | 0.42017
2459 | 0.33534
2460 | 0.32995
2461 | 0.33746
2462 | 0.35951
2463 | 0.40917
2464 | 0.4889
2465 | 0.59572
2466 | 0.71911
2467 | 0.8187
2468 | 0.85515
2469 | 0.80781
2470 | 0.74157
2471 | 0.64461
2472 | 0.56419
2473 | 0.50945
2474 | 0.48802
2475 | 0.48136
2476 | 0.48115
2477 | 0.49918
2478 | 0.54533
2479 | 0.62954
2480 | 0.58594
2481 | 0.51377
2482 | 0.4354
2483 | 0.3518
2484 | 0.33437
2485 | 0.33657
2486 | 0.36091
2487 | 0.4074
2488 | 0.48786
2489 | 0.60063
2490 | 0.72
2491 | 0.79866
2492 | 0.82267
2493 | 0.77932
2494 | 0.72832
2495 | 0.64545
2496 | 0.57485
2497 | 0.51722
2498 | 0.49901
2499 | 0.48451
2500 | 0.48318
2501 | 0.50187
2502 | 0.53534
2503 | 0.58012
2504 | 0.53631
2505 | 0.47947
2506 | 0.40102
2507 | 0.32662
2508 | 0.30919
2509 | 0.30555
2510 | 0.29225
2511 | 0.34387
2512 | 0.4412
2513 | 0.57076
2514 | 0.71075
2515 | 0.79878
2516 | 0.82371
2517 | 0.77899
2518 | 0.72239
2519 | 0.64687
2520 | 0.57432
2521 | 0.53012
2522 | 0.47466
2523 | 0.46148
2524 | 0.46593
2525 | 0.47795
2526 | 0.5094
2527 | 0.55103
2528 | 0.50778
2529 | 0.44409
2530 | 0.35927
2531 | 0.26281
2532 | 0.24067
2533 | 0.19987
2534 | 0.20729
2535 | 0.25861
2536 | 0.37517
2537 | 0.5109
2538 | 0.6648
2539 | 0.75803
2540 | 0.79431
2541 | 0.7529
2542 | 0.68928
2543 | 0.60388
2544 | 0.53283
2545 | 0.50224
2546 | 0.47132
2547 | 0.46051
2548 | 0.46008
2549 | 0.48387
2550 | 0.53537
2551 | 0.61739
2552 | 0.57706
2553 | 0.51006
2554 | 0.43523
2555 | 0.34947
2556 | 0.32548
2557 | 0.33176
2558 | 0.2972
2559 | 0.36585
2560 | 0.45784
2561 | 0.57589
2562 | 0.71324
2563 | 0.80221
2564 | 0.84002
2565 | 0.79321
2566 | 0.71474
2567 | 0.62217
2568 | 0.54629
2569 | 0.49769
2570 | 0.47217
2571 | 0.46188
2572 | 0.46358
2573 | 0.48839
2574 | 0.53547
2575 | 0.62482
2576 | 0.58254
2577 | 0.51224
2578 | 0.43738
2579 | 0.3498
2580 | 0.31562
2581 | 0.31883
2582 | 0.30443
2583 | 0.35344
2584 | 0.43371
2585 | 0.5645
2586 | 0.70957
2587 | 0.80379
2588 | 0.83777
2589 | 0.79103
2590 | 0.71838
2591 | 0.623
2592 | 0.54851
2593 | 0.49966
2594 | 0.47744
2595 | 0.4652
2596 | 0.47217
2597 | 0.49137
2598 | 0.54075
2599 | 0.62365
2600 | 0.58323
2601 | 0.51476
2602 | 0.43424
2603 | 0.3414
2604 | 0.3227
2605 | 0.31399
2606 | 0.27322
2607 | 0.34443
2608 | 0.434
2609 | 0.57402
2610 | 0.71515
2611 | 0.81027
2612 | 0.84233
2613 | 0.79838
2614 | 0.72805
2615 | 0.63225
2616 | 0.5511
2617 | 0.50533
2618 | 0.46757
2619 | 0.46261
2620 | 0.46363
2621 | 0.48341
2622 | 0.52802
2623 | 0.61456
2624 | 0.57112
2625 | 0.4992
2626 | 0.40395
2627 | 0.30354
2628 | 0.28551
2629 | 0.2845
2630 | 0.31792
2631 | 0.36531
2632 | 0.45108
2633 | 0.56958
2634 | 0.69684
2635 | 0.78664
2636 | 0.82469
2637 | 0.78256
2638 | 0.7199
2639 | 0.62438
2640 | 0.54712
2641 | 0.49461
2642 | 0.48286
2643 | 0.47148
2644 | 0.47119
2645 | 0.49609
2646 | 0.54171
2647 | 0.62156
2648 | 0.5911
2649 | 0.53904
2650 | 0.46195
2651 | 0.36711
2652 | 0.34593
2653 | 0.34122
2654 | 0.34335
2655 | 0.42453
2656 | 0.49793
2657 | 0.60904
2658 | 0.71756
2659 | 0.78433
2660 | 0.80716
2661 | 0.76705
2662 | 0.71788
2663 | 0.64153
2664 | 0.56707
2665 | 0.51355
2666 | 0.49484
2667 | 0.48067
2668 | 0.48055
2669 | 0.49768
2670 | 0.53085
2671 | 0.57184
2672 | 0.53511
2673 | 0.48472
2674 | 0.39194
2675 | 0.30431
2676 | 0.30222
2677 | 0.30024
2678 | 0.3063
2679 | 0.37419
2680 | 0.46684
2681 | 0.59568
2682 | 0.70646
2683 | 0.78236
2684 | 0.81335
2685 | 0.77384
2686 | 0.71999
2687 | 0.64373
2688 | 0.56666
2689 | 0.52638
2690 | 0.49179
2691 | 0.47833
2692 | 0.47706
2693 | 0.4955
2694 | 0.52499
2695 | 0.56443
2696 | 0.53766
2697 | 0.49724
2698 | 0.41596
2699 | 0.3289
2700 | 0.32414
2701 | 0.31398
2702 | 0.31658
2703 | 0.38165
2704 | 0.48372
2705 | 0.60991
2706 | 0.72731
2707 | 0.7991
2708 | 0.83045
2709 | 0.79275
2710 | 0.72435
2711 | 0.63633
2712 | 0.558
2713 | 0.52187
2714 | 0.48631
2715 | 0.4763
2716 | 0.47434
2717 | 0.50107
2718 | 0.55085
2719 | 0.63063
2720 | 0.60226
2721 | 0.55851
2722 | 0.49007
2723 | 0.40506
2724 | 0.39739
2725 | 0.40027
2726 | 0.36151
2727 | 0.4372
2728 | 0.52078
2729 | 0.62597
2730 | 0.73842
2731 | 0.8229
2732 | 0.86352
2733 | 0.81483
2734 | 0.73884
2735 | 0.64096
2736 | 0.56179
2737 | 0.5146
2738 | 0.49052
2739 | 0.48296
2740 | 0.48755
2741 | 0.50761
2742 | 0.55615
2743 | 0.63896
2744 | 0.60315
2745 | 0.5649
2746 | 0.4854
2747 | 0.39263
2748 | 0.37807
2749 | 0.3769
2750 | 0.35979
2751 | 0.4306
2752 | 0.51001
2753 | 0.62275
2754 | 0.74162
2755 | 0.83197
2756 | 0.87402
2757 | 0.82505
2758 | 0.74746
2759 | 0.64945
2760 | 0.56415
2761 | 0.5199
2762 | 0.49698
2763 | 0.48362
2764 | 0.48297
2765 | 0.51109
2766 | 0.55885
2767 | 0.63835
2768 | 0.59557
2769 | 0.55409
2770 | 0.47213
2771 | 0.37808
2772 | 0.37776
2773 | 0.37769
2774 | 0.3342
2775 | 0.41859
2776 | 0.50972
2777 | 0.6219
2778 | 0.74683
2779 | 0.83443
2780 | 0.88087
2781 | 0.83048
2782 | 0.76097
2783 | 0.6592
2784 | 0.56957
2785 | 0.52266
2786 | 0.48631
2787 | 0.47515
2788 | 0.47928
2789 | 0.50281
2790 | 0.55121
2791 | 0.62778
2792 | 0.58861
2793 | 0.53601
2794 | 0.45072
2795 | 0.36316
2796 | 0.36475
2797 | 0.38021
2798 | 0.40024
2799 | 0.46599
2800 | 0.53177
2801 | 0.61856
2802 | 0.73111
2803 | 0.81887
2804 | 0.86109
2805 | 0.81435
2806 | 0.7491
2807 | 0.6506
2808 | 0.56807
2809 | 0.51164
2810 | 0.4985
2811 | 0.48975
2812 | 0.48893
2813 | 0.5087
2814 | 0.55542
2815 | 0.62727
2816 | 0.58905
2817 | 0.54937
2818 | 0.47744
2819 | 0.39485
2820 | 0.40017
2821 | 0.4205
2822 | 0.39486
2823 | 0.46984
2824 | 0.54062
2825 | 0.63131
2826 | 0.73504
2827 | 0.80114
2828 | 0.83131
2829 | 0.78715
2830 | 0.73685
2831 | 0.6581
2832 | 0.57899
2833 | 0.52153
2834 | 0.50706
2835 | 0.49105
2836 | 0.49222
2837 | 0.5095
2838 | 0.54299
2839 | 0.5784
2840 | 0.54213
2841 | 0.50104
2842 | 0.43239
2843 | 0.36943
2844 | 0.37183
2845 | 0.39258
2846 | 0.41308
2847 | 0.45447
2848 | 0.51926
2849 | 0.62316
2850 | 0.72865
2851 | 0.80161
2852 | 0.83485
2853 | 0.7922
2854 | 0.73804
2855 | 0.65798
2856 | 0.57886
2857 | 0.53328
2858 | 0.49891
2859 | 0.48162
2860 | 0.48027
2861 | 0.49992
2862 | 0.53019
2863 | 0.56096
2864 | 0.53721
2865 | 0.50919
2866 | 0.45383
2867 | 0.38445
2868 | 0.37628
2869 | 0.38409
2870 | 0.39026
2871 | 0.43153
2872 | 0.51796
2873 | 0.619
2874 | 0.72925
2875 | 0.79794
2876 | 0.83805
2877 | 0.79762
2878 | 0.73116
2879 | 0.64165
2880 | 0.56124
2881 | 0.52454
2882 | 0.48157
2883 | 0.46786
2884 | 0.46501
2885 | 0.49152
2886 | 0.53926
2887 | 0.61336
2888 | 0.59027
2889 | 0.55157
2890 | 0.52429
2891 | 0.48389
2892 | 0.44725
2893 | 0.47305
2894 | 0.46582
2895 | 0.48752
2896 | 0.56586
2897 | 0.63251
2898 | 0.72794
2899 | 0.81359
2900 | 0.84107
2901 | 0.79196
2902 | 0.71204
2903 | 0.62243
2904 | 0.55212
2905 | 0.50314
2906 | 0.48002
2907 | 0.46749
2908 | 0.46482
2909 | 0.49247
2910 | 0.54224
2911 | 0.62008
2912 | 0.59207
2913 | 0.54437
2914 | 0.50383
2915 | 0.44705
2916 | 0.39244
2917 | 0.4026
2918 | 0.43035
2919 | 0.46126
2920 | 0.53805
2921 | 0.62054
2922 | 0.71926
2923 | 0.80884
2924 | 0.83875
2925 | 0.79277
2926 | 0.71624
2927 | 0.62817
2928 | 0.55542
2929 | 0.50619
2930 | 0.4916
2931 | 0.47909
2932 | 0.48254
2933 | 0.50132
2934 | 0.55131
2935 | 0.62382
2936 | 0.59453
2937 | 0.55154
2938 | 0.50979
2939 | 0.45376
2940 | 0.42079
2941 | 0.43194
2942 | 0.41204
2943 | 0.46065
2944 | 0.54847
2945 | 0.63799
2946 | 0.73873
2947 | 0.82905
2948 | 0.85609
2949 | 0.814
2950 | 0.73677
2951 | 0.64323
2952 | 0.5637
2953 | 0.5136
2954 | 0.48266
2955 | 0.47373
2956 | 0.46986
2957 | 0.49113
2958 | 0.54699
2959 | 0.62096
2960 | 0.58142
2961 | 0.52724
2962 | 0.47819
2963 | 0.43187
2964 | 0.39796
2965 | 0.41747
2966 | 0.46023
2967 | 0.49742
2968 | 0.55514
2969 | 0.63396
2970 | 0.73148
2971 | 0.82138
2972 | 0.85016
2973 | 0.80191
2974 | 0.73384
2975 | 0.64339
2976 | 0.56906
2977 | 0.51071
2978 | 0.49245
2979 | 0.48901
2980 | 0.4834
2981 | 0.50208
2982 | 0.54836
2983 | 0.61686
2984 | 0.5742
2985 | 0.5218
2986 | 0.47733
2987 | 0.42275
2988 | 0.40276
2989 | 0.4174
2990 | 0.44191
2991 | 0.46815
2992 | 0.54827
2993 | 0.63154
2994 | 0.72574
2995 | 0.79912
2996 | 0.81653
2997 | 0.77455
2998 | 0.72158
2999 | 0.64734
3000 | 0.57653
3001 | 0.51949
3002 | 0.49836
3003 | 0.49189
3004 | 0.48483
3005 | 0.49914
3006 | 0.53238
3007 | 0.56337
3008 | 0.51842
3009 | 0.46697
3010 | 0.41542
3011 | 0.37155
3012 | 0.36386
3013 | 0.36919
3014 | 0.41671
3015 | 0.3938
3016 | 0.47965
3017 | 0.58688
3018 | 0.70488
3019 | 0.79332
3020 | 0.81317
3021 | 0.76762
3022 | 0.70998
3023 | 0.6367
3024 | 0.56876
3025 | 0.52599
3026 | 0.48852
3027 | 0.48185
3028 | 0.47531
3029 | 0.48875
3030 | 0.52017
3031 | 0.54735
3032 | 0.50181
3033 | 0.46075
3034 | 0.4204
3035 | 0.3682
3036 | 0.35141
3037 | 0.34126
3038 | 0.37118
3039 | 0.39447
3040 | 0.49006
3041 | 0.58835
3042 | 0.70482
3043 | 0.78517
3044 | 0.81726
3045 | 0.77427
3046 | 0.70611
3047 | 0.62404
3048 | 0.55462
3049 | 0.51603
3050 | 0.46694
3051 | 0.46205
3052 | 0.46314
3053 | 0.48337
3054 | 0.53031
3055 | 0.59978
3056 | 0.56141
3057 | 0.51078
3058 | 0.4748
3059 | 0.41609
3060 | 0.40742
3061 | 0.40814
3062 | 0.43535
3063 | 0.45671
3064 | 0.52753
3065 | 0.5956
3066 | 0.69709
3067 | 0.78804
3068 | 0.81887
3069 | 0.77269
3070 | 0.69481
3071 | 0.6074
3072 | 0.53933
3073 | 0.49268
3074 | 0.48217
3075 | 0.47418
3076 | 0.47155
3077 | 0.49177
3078 | 0.5413
3079 | 0.61339
3080 | 0.56954
3081 | 0.52099
3082 | 0.48514
3083 | 0.42524
3084 | 0.4038
3085 | 0.41488
3086 | 0.45847
3087 | 0.47728
3088 | 0.54562
3089 | 0.62726
3090 | 0.7189
3091 | 0.8041
3092 | 0.83422
3093 | 0.7916
3094 | 0.71537
3095 | 0.62535
3096 | 0.55203
3097 | 0.50259
3098 | 0.4825
3099 | 0.48121
3100 | 0.47822
3101 | 0.49931
3102 | 0.54793
3103 | 0.61833
3104 | 0.5848
3105 | 0.5376
3106 | 0.50208
3107 | 0.45171
3108 | 0.44595
3109 | 0.44474
3110 | 0.44033
3111 | 0.49128
3112 | 0.57063
3113 | 0.64875
3114 | 0.73943
3115 | 0.8081
3116 | 0.84358
3117 | 0.80365
3118 | 0.73305
3119 | 0.63829
3120 | 0.55981
3121 | 0.50806
3122 | 0.48093
3123 | 0.47247
3124 | 0.47202
3125 | 0.49122
3126 | 0.5394
3127 | 0.60967
3128 | 0.57657
3129 | 0.51647
3130 | 0.4647
3131 | 0.41222
3132 | 0.40479
3133 | 0.42526
3134 | 0.47123
3135 | 0.50302
3136 | 0.57876
3137 | 0.64152
3138 | 0.72845
3139 | 0.80043
3140 | 0.83453
3141 | 0.79687
3142 | 0.72611
3143 | 0.63437
3144 | 0.55966
3145 | 0.50467
3146 | 0.48599
3147 | 0.48149
3148 | 0.48083
3149 | 0.49744
3150 | 0.54447
3151 | 0.60898
3152 | 0.57951
3153 | 0.52762
3154 | 0.4776
3155 | 0.42666
3156 | 0.413
3157 | 0.42666
3158 | 0.43522
3159 | 0.48399
3160 | 0.55707
3161 | 0.63399
3162 | 0.72525
3163 | 0.78289
3164 | 0.80364
3165 | 0.76506
3166 | 0.7131
3167 | 0.63938
3168 | 0.56962
3169 | 0.51249
3170 | 0.48607
3171 | 0.46949
3172 | 0.47171
3173 | 0.48695
3174 | 0.52031
3175 | 0.54591
3176 | 0.50468
3177 | 0.43789
3178 | 0.34963
3179 | 0.29815
3180 | 0.28928
3181 | 0.29748
3182 | 0.33818
3183 | 0.37415
3184 | 0.46783
3185 | 0.56237
3186 | 0.67758
3187 | 0.75425
3188 | 0.78617
3189 | 0.74702
3190 | 0.68997
3191 | 0.62263
3192 | 0.55284
3193 | 0.51541
3194 | 0.4783
3195 | 0.46697
3196 | 0.4707
3197 | 0.47938
3198 | 0.51041
3199 | 0.53195
3200 | 0.49212
3201 | 0.43183
3202 | 0.35445
3203 | 0.30011
3204 | 0.28157
3205 | 0.28592
3206 | 0.3356
3207 | 0.37407
3208 | 0.46384
3209 | 0.56305
3210 | 0.68471
3211 | 0.7634
3212 | 0.79665
3213 | 0.76061
3214 | 0.69094
3215 | 0.60927
3216 | 0.54301
3217 | 0.50437
3218 | 0.47163
3219 | 0.46017
3220 | 0.46188
3221 | 0.48628
3222 | 0.53308
3223 | 0.59494
3224 | 0.54765
3225 | 0.48116
3226 | 0.42083
3227 | 0.37013
3228 | 0.3439
3229 | 0.34578
3230 | 0.37019
3231 | 0.42115
3232 | 0.49612
3233 | 0.58249
3234 | 0.70342
3235 | 0.78924
3236 | 0.82817
3237 | 0.78624
3238 | 0.70681
3239 | 0.6181
3240 | 0.54787
3241 | 0.49757
3242 | 0.47394
3243 | 0.46538
3244 | 0.46622
3245 | 0.48984
3246 | 0.53804
3247 | 0.60463
3248 | 0.54664
3249 | 0.47802
3250 | 0.42184
3251 | 0.36689
3252 | 0.33101
3253 | 0.32174
3254 | 0.36427
3255 | 0.41217
3256 | 0.48003
3257 | 0.57598
3258 | 0.7029
3259 | 0.79387
3260 | 0.83032
3261 | 0.79239
3262 | 0.72005
3263 | 0.62842
3264 | 0.55231
3265 | 0.50192
3266 | 0.48135
3267 | 0.46856
3268 | 0.46938
3269 | 0.48868
3270 | 0.5393
3271 | 0.60531
3272 | 0.55322
3273 | 0.48512
3274 | 0.43149
3275 | 0.37958
3276 | 0.35833
3277 | 0.34842
3278 | 0.35616
3279 | 0.41452
3280 | 0.49394
3281 | 0.58694
3282 | 0.71143
3283 | 0.79809
3284 | 0.82928
3285 | 0.79567
3286 | 0.72982
3287 | 0.63825
3288 | 0.55826
3289 | 0.50794
3290 | 0.48505
3291 | 0.47591
3292 | 0.47704
3293 | 0.49877
3294 | 0.54563
3295 | 0.6074
3296 | 0.55213
3297 | 0.48551
3298 | 0.4237
3299 | 0.37985
3300 | 0.35636
3301 | 0.36697
3302 | 0.40887
3303 | 0.45093
3304 | 0.51908
3305 | 0.60426
3306 | 0.71877
3307 | 0.81037
3308 | 0.84814
3309 | 0.81335
3310 | 0.74437
3311 | 0.64655
3312 | 0.56973
3313 | 0.51313
3314 | 0.48708
3315 | 0.47248
3316 | 0.47492
3317 | 0.49842
3318 | 0.54241
3319 | 0.59888
3320 | 0.54219
3321 | 0.47154
3322 | 0.41128
3323 | 0.35164
3324 | 0.34165
3325 | 0.3399
3326 | 0.37665
3327 | 0.40366
3328 | 0.48273
3329 | 0.57493
3330 | 0.69226
3331 | 0.7762
3332 | 0.80422
3333 | 0.77041
3334 | 0.71999
3335 | 0.64407
3336 | 0.57089
3337 | 0.51319
3338 | 0.50056
3339 | 0.48589
3340 | 0.48069
3341 | 0.5048
3342 | 0.53673
3343 | 0.55632
3344 | 0.50662
3345 | 0.45351
3346 | 0.38815
3347 | 0.34479
3348 | 0.33804
3349 | 0.34073
3350 | 0.36377
3351 | 0.38633
3352 | 0.46693
3353 | 0.57206
3354 | 0.69726
3355 | 0.78405
3356 | 0.81731
3357 | 0.78277
3358 | 0.72239
3359 | 0.64655
3360 | 0.57448
3361 | 0.5296
3362 | 0.49655
3363 | 0.481
3364 | 0.4781
3365 | 0.49931
3366 | 0.52763
3367 | 0.54315
3368 | 0.4923
3369 | 0.45039
3370 | 0.38989
3371 | 0.33358
3372 | 0.32085
3373 | 0.30325
3374 | 0.33644
3375 | 0.36994
3376 | 0.46707
3377 | 0.57216
3378 | 0.70634
3379 | 0.79269
3380 | 0.83117
3381 | 0.79547
3382 | 0.72857
3383 | 0.63826
3384 | 0.56221
3385 | 0.52339
3386 | 0.48201
3387 | 0.46842
3388 | 0.46483
3389 | 0.49293
3390 | 0.54059
3391 | 0.59719
3392 | 0.5457
3393 | 0.48609
3394 | 0.42869
3395 | 0.36447
3396 | 0.35327
3397 | 0.34551
3398 | 0.37443
3399 | 0.40647
3400 | 0.48673
3401 | 0.5757
3402 | 0.69798
3403 | 0.79618
3404 | 0.83646
3405 | 0.79972
3406 | 0.7254
3407 | 0.63098
3408 | 0.55388
3409 | 0.50541
3410 | 0.48364
3411 | 0.47797
3412 | 0.47967
3413 | 0.4997
3414 | 0.54568
3415 | 0.6069
3416 | 0.55411
3417 | 0.49608
3418 | 0.43896
3419 | 0.38736
3420 | 0.36351
3421 | 0.38665
3422 | 0.41322
3423 | 0.44215
3424 | 0.51132
3425 | 0.60203
3426 | 0.71482
3427 | 0.80322
3428 | 0.84276
3429 | 0.80775
3430 | 0.73219
3431 | 0.64075
3432 | 0.56275
3433 | 0.50825
3434 | 0.48192
3435 | 0.4728
3436 | 0.46908
3437 | 0.49288
3438 | 0.54001
3439 | 0.59948
3440 | 0.54728
3441 | 0.48831
3442 | 0.42117
3443 | 0.36521
3444 | 0.34833
3445 | 0.33826
3446 | 0.34378
3447 | 0.39048
3448 | 0.48633
3449 | 0.57523
3450 | 0.69737
3451 | 0.78605
3452 | 0.82857
3453 | 0.79176
3454 | 0.72962
3455 | 0.63708
3456 | 0.55778
3457 | 0.50594
3458 | 0.47809
3459 | 0.46556
3460 | 0.46174
3461 | 0.4873
3462 | 0.53746
3463 | 0.59727
3464 | 0.54652
3465 | 0.47447
3466 | 0.40429
3467 | 0.35436
3468 | 0.34503
3469 | 0.35197
3470 | 0.41048
3471 | 0.44501
3472 | 0.51473
3473 | 0.5855
3474 | 0.70389
3475 | 0.79275
3476 | 0.83581
3477 | 0.80349
3478 | 0.73662
3479 | 0.64402
3480 | 0.56481
3481 | 0.50581
3482 | 0.49423
3483 | 0.4822
3484 | 0.48381
3485 | 0.50663
3486 | 0.55542
3487 | 0.60876
3488 | 0.56717
3489 | 0.51228
3490 | 0.45706
3491 | 0.41464
3492 | 0.40187
3493 | 0.41933
3494 | 0.43065
3495 | 0.47811
3496 | 0.56208
3497 | 0.63461
3498 | 0.72226
3499 | 0.79256
3500 | 0.82233
3501 | 0.78905
3502 | 0.73897
3503 | 0.66084
3504 | 0.58489
3505 | 0.52336
3506 | 0.50042
3507 | 0.48496
3508 | 0.48408
3509 | 0.50094
3510 | 0.53726
3511 | 0.55515
3512 | 0.50905
3513 | 0.45804
3514 | 0.39897
3515 | 0.36805
3516 | 0.36274
3517 | 0.37384
3518 | 0.39896
3519 | 0.42448
3520 | 0.52692
3521 | 0.61289
3522 | 0.70547
3523 | 0.78218
3524 | 0.81783
3525 | 0.78508
3526 | 0.72865
3527 | 0.6541
3528 | 0.57698
3529 | 0.53137
3530 | 0.49023
3531 | 0.47589
3532 | 0.47445
3533 | 0.49168
3534 | 0.5251
3535 | 0.53627
3536 | 0.48903
3537 | 0.44408
3538 | 0.39297
3539 | 0.34929
3540 | 0.34088
3541 | 0.32708
3542 | 0.34369
3543 | 0.39345
3544 | 0.50663
3545 | 0.59724
3546 | 0.70555
3547 | 0.78103
3548 | 0.81956
3549 | 0.7865
3550 | 0.72141
3551 | 0.6355
3552 | 0.55889
3553 | 0.51953
3554 | 0.49515
3555 | 0.48204
3556 | 0.48645
3557 | 0.50399
3558 | 0.53552
3559 | 0.57727
3560 | 0.5067
3561 | 0.42043
3562 | 0.35941
3563 | 0.31564
3564 | 0.32086
3565 | 0.30833
3566 | 0.33602
3567 | 0.37824
3568 | 0.47324
3569 | 0.55698
3570 | 0.67727
3571 | 0.75785
3572 | 0.8038
3573 | 0.77057
3574 | 0.71108
3575 | 0.62841
3576 | 0.54752
3577 | 0.5183
3578 | 0.48293
3579 | 0.47302
3580 | 0.47751
3581 | 0.4998
3582 | 0.54855
3583 | 0.60746
3584 | 0.56101
3585 | 0.50616
3586 | 0.46795
3587 | 0.42939
3588 | 0.4134
3589 | 0.41266
3590 | 0.42156
3591 | 0.47732
3592 | 0.55328
3593 | 0.64033
3594 | 0.73529
3595 | 0.80534
3596 | 0.84641
3597 | 0.81101
3598 | 0.73312
3599 | 0.64419
3600 | 0.56738
3601 | 0.50752
3602 | 0.50265
3603 | 0.48698
3604 | 0.48721
3605 | 0.51188
3606 | 0.56562
3607 | 0.62301
3608 | 0.5755
3609 | 0.52126
3610 | 0.47944
3611 | 0.43727
3612 | 0.42869
3613 | 0.4197
3614 | 0.44738
3615 | 0.49297
3616 | 0.58472
3617 | 0.66925
3618 | 0.76457
3619 | 0.82782
3620 | 0.87163
3621 | 0.83635
3622 | 0.76121
3623 | 0.66977
3624 | 0.58799
3625 | 0.53212
3626 | 0.51515
3627 | 0.50849
3628 | 0.50529
3629 | 0.5211
3630 | 0.56728
3631 | 0.60995
3632 | 0.56113
3633 | 0.49239
3634 | 0.43317
3635 | 0.41765
3636 | 0.40745
3637 | 0.41908
3638 | 0.46407
3639 | 0.49794
3640 | 0.54747
3641 | 0.63634
3642 | 0.74622
3643 | 0.83163
3644 | 0.86647
3645 | 0.84089
3646 | 0.78007
3647 | 0.68953
3648 | 0.60694
3649 | 0.54729
3650 | 0.51974
3651 | 0.50485
3652 | 0.50758
3653 | 0.52682
3654 | 0.57232
3655 | 0.61202
3656 | 0.56913
3657 | 0.50572
3658 | 0.45078
3659 | 0.43031
3660 | 0.42369
3661 | 0.4444
3662 | 0.48179
3663 | 0.47923
3664 | 0.54926
3665 | 0.63368
3666 | 0.73666
3667 | 0.80489
3668 | 0.82793
3669 | 0.80713
3670 | 0.76486
3671 | 0.6933
3672 | 0.61367
3673 | 0.55111
3674 | 0.52373
3675 | 0.50698
3676 | 0.50777
3677 | 0.52164
3678 | 0.55215
3679 | 0.55745
3680 | 0.51634
3681 | 0.45814
3682 | 0.38947
3683 | 0.37059
3684 | 0.36355
3685 | 0.37231
3686 | 0.42257
3687 | 0.40774
3688 | 0.49494
3689 | 0.601
3690 | 0.70994
3691 | 0.7936
3692 | 0.82357
3693 | 0.79936
3694 | 0.74981
3695 | 0.68218
3696 | 0.60501
3697 | 0.5571
3698 | 0.51467
3699 | 0.49855
3700 | 0.50161
3701 | 0.51269
3702 | 0.54072
3703 | 0.54574
3704 | 0.51436
3705 | 0.46627
3706 | 0.39987
3707 | 0.36573
3708 | 0.35191
3709 | 0.34656
3710 | 0.38221
3711 | 0.38111
3712 | 0.47907
3713 | 0.58906
3714 | 0.71481
3715 | 0.79738
3716 | 0.83377
3717 | 0.81066
3718 | 0.74726
3719 | 0.66803
3720 | 0.59167
3721 | 0.54597
3722 | 0.51248
3723 | 0.50015
3724 | 0.50028
3725 | 0.51571
3726 | 0.56936
3727 | 0.62177
3728 | 0.59762
3729 | 0.5468
3730 | 0.48385
3731 | 0.45556
3732 | 0.43787
3733 | 0.4421
3734 | 0.42689
3735 | 0.44866
3736 | 0.52514
3737 | 0.61787
3738 | 0.73988
3739 | 0.83397
3740 | 0.87258
3741 | 0.84123
3742 | 0.76781
3743 | 0.67857
3744 | 0.59861
3745 | 0.54202
3746 | 0.51344
3747 | 0.50055
3748 | 0.50016
3749 | 0.51631
3750 | 0.56992
3751 | 0.62447
3752 | 0.58944
3753 | 0.53263
3754 | 0.46236
3755 | 0.42947
3756 | 0.41123
3757 | 0.42481
3758 | 0.4586
3759 | 0.45042
3760 | 0.52269
3761 | 0.6215
3762 | 0.7438
3763 | 0.83195
3764 | 0.86939
3765 | 0.84036
3766 | 0.77057
3767 | 0.6833
3768 | 0.60206
3769 | 0.54448
3770 | 0.52021
3771 | 0.50415
3772 | 0.50073
3773 | 0.51726
3774 | 0.57013
3775 | 0.62327
3776 | 0.59088
3777 | 0.54132
3778 | 0.46463
3779 | 0.43184
3780 | 0.41774
3781 | 0.41305
3782 | 0.39751
3783 | 0.4341
3784 | 0.52115
3785 | 0.62562
3786 | 0.75368
3787 | 0.83626
3788 | 0.87296
3789 | 0.84652
3790 | 0.77881
3791 | 0.68379
3792 | 0.60691
3793 | 0.55174
3794 | 0.52572
3795 | 0.5086
3796 | 0.50536
3797 | 0.52043
3798 | 0.5653
3799 | 0.62031
3800 | 0.59447
3801 | 0.53825
3802 | 0.4605
3803 | 0.43045
3804 | 0.41744
3805 | 0.41141
3806 | 0.43077
3807 | 0.45586
3808 | 0.52742
3809 | 0.61902
3810 | 0.75033
3811 | 0.8369
3812 | 0.8729
3813 | 0.85099
3814 | 0.78565
3815 | 0.69791
3816 | 0.61655
3817 | 0.55618
3818 | 0.53318
3819 | 0.51663
3820 | 0.51213
3821 | 0.5288
3822 | 0.5817
3823 | 0.62648
3824 | 0.59425
3825 | 0.53839
3826 | 0.45993
3827 | 0.42738
3828 | 0.41306
3829 | 0.42746
3830 | 0.4569
3831 | 0.47605
3832 | 0.54929
3833 | 0.63539
3834 | 0.75081
3835 | 0.82397
3836 | 0.84724
3837 | 0.82841
3838 | 0.78259
3839 | 0.71026
3840 | 0.63058
3841 | 0.56744
3842 | 0.53203
3843 | 0.51325
3844 | 0.50728
3845 | 0.51943
3846 | 0.55543
3847 | 0.56441
3848 | 0.53289
3849 | 0.47974
3850 | 0.39241
3851 | 0.36216
3852 | 0.35233
3853 | 0.35402
3854 | 0.40105
3855 | 0.38453
3856 | 0.4702
3857 | 0.58136
3858 | 0.71473
3859 | 0.80183
3860 | 0.8336
3861 | 0.81072
3862 | 0.76115
3863 | 0.69235
3864 | 0.61415
3865 | 0.56796
3866 | 0.52496
3867 | 0.50667
3868 | 0.50187
3869 | 0.51277
3870 | 0.54603
3871 | 0.55084
3872 | 0.52281
3873 | 0.47299
3874 | 0.38986
3875 | 0.34914
3876 | 0.33436
3877 | 0.31998
3878 | 0.35195
3879 | 0.36128
3880 | 0.4622
3881 | 0.57869
3882 | 0.71918
3883 | 0.80825
3884 | 0.84224
3885 | 0.8242
3886 | 0.76241
3887 | 0.68084
3888 | 0.60254
3889 | 0.55931
3890 | 0.52698
3891 | 0.51879
3892 | 0.50438
3893 | 0.52226
3894 | 0.56861
3895 | 0.61222
3896 | 0.58059
3897 | 0.52192
3898 | 0.428
3899 | 0.38726
3900 | 0.37355
3901 | 0.38415
3902 | 0.40369
3903 | 0.40163
3904 | 0.4903
3905 | 0.59855
3906 | 0.72727
3907 | 0.81859
3908 | 0.85632
3909 | 0.84207
3910 | 0.77604
3911 | 0.68898
3912 | 0.60796
3913 | 0.55418
3914 | 0.5154
3915 | 0.49879
3916 | 0.49733
3917 | 0.51855
3918 | 0.56722
3919 | 0.61736
3920 | 0.58464
3921 | 0.52675
3922 | 0.44972
3923 | 0.41619
3924 | 0.39613
3925 | 0.40241
3926 | 0.42973
3927 | 0.43863
3928 | 0.50945
3929 | 0.61338
3930 | 0.72945
3931 | 0.82095
3932 | 0.86283
3933 | 0.8406
3934 | 0.76856
3935 | 0.67904
3936 | 0.59861
3937 | 0.54643
3938 | 0.52034
3939 | 0.50277
3940 | 0.49868
3941 | 0.51524
3942 | 0.56644
3943 | 0.61407
3944 | 0.5852
3945 | 0.53243
3946 | 0.45625
3947 | 0.42147
3948 | 0.41701
3949 | 0.40897
3950 | 0.43729
3951 | 0.44668
3952 | 0.52294
3953 | 0.63039
3954 | 0.73898
3955 | 0.82135
3956 | 0.86382
3957 | 0.83831
3958 | 0.77295
3959 | 0.68765
3960 | 0.60033
3961 | 0.5498
3962 | 0.5222
3963 | 0.50747
3964 | 0.50175
3965 | 0.51901
3966 | 0.56822
3967 | 0.61476
3968 | 0.58214
3969 | 0.52678
3970 | 0.4509
3971 | 0.4368
3972 | 0.42193
3973 | 0.4256
3974 | 0.446
3975 | 0.47651
3976 | 0.54534
3977 | 0.63723
3978 | 0.74241
3979 | 0.82505
3980 | 0.86642
3981 | 0.84331
3982 | 0.78011
3983 | 0.69321
3984 | 0.61371
3985 | 0.55262
3986 | 0.53256
3987 | 0.51306
3988 | 0.50782
3989 | 0.52291
3990 | 0.56706
3991 | 0.61654
3992 | 0.58691
3993 | 0.53631
3994 | 0.46888
3995 | 0.45023
3996 | 0.43546
3997 | 0.4343
3998 | 0.456
3999 | 0.49248
4000 | 0.56025
4001 | 0.65429
4002 | 0.74856
4003 | 0.80882
4004 | 0.84163
4005 | 0.81527
4006 | 0.772
4007 | 0.70178
4008 | 0.62488
4009 | 0.56454
4010 | 0.53954
4011 | 0.51936
4012 | 0.51237
4013 | 0.52303
4014 | 0.55587
4015 | 0.5703
4016 | 0.54288
4017 | 0.4927
4018 | 0.42424
4019 | 0.41832
4020 | 0.40534
4021 | 0.39991
4022 | 0.45178
4023 | 0.45539
4024 | 0.51035
4025 | 0.62384
4026 | 0.73846
4027 | 0.81159
4028 | 0.84432
4029 | 0.819
4030 | 0.76581
4031 | 0.69909
4032 | 0.61966
4033 | 0.57441
4034 | 0.53148
4035 | 0.51112
4036 | 0.50389
4037 | 0.51333
4038 | 0.54276
4039 | 0.5548
4040 | 0.531
4041 | 0.48721
4042 | 0.41854
4043 | 0.39992
4044 | 0.38396
4045 | 0.35691
4046 | 0.36359
4047 | 0.38763
4048 | 0.4862
4049 | 0.60224
4050 | 0.73214
4051 | 0.80925
4052 | 0.84829
4053 | 0.82648
4054 | 0.76304
4055 | 0.68439
4056 | 0.60583
4057 | 0.565
4058 | 0.52434
4059 | 0.50744
4060 | 0.50338
4061 | 0.52075
4062 | 0.57424
4063 | 0.62258
4064 | 0.60164
4065 | 0.54788
4066 | 0.47835
4067 | 0.45158
4068 | 0.4351
4069 | 0.43207
4070 | 0.43803
4071 | 0.43412
4072 | 0.51266
4073 | 0.61488
4074 | 0.75085
4075 | 0.83534
4076 | 0.8798
4077 | 0.84994
4078 | 0.77697
4079 | 0.68713
4080 | 0.60534
4081 | 0.55439
4082 | 0.51795
4083 | 0.50182
4084 | 0.49688
4085 | 0.51281
4086 | 0.56311
4087 | 0.61865
4088 | 0.589
4089 | 0.52853
4090 | 0.45612
4091 | 0.42303
4092 | 0.39998
4093 | 0.39635
4094 | 0.41398
4095 | 0.40938
4096 | 0.48479
4097 | 0.59716
4098 | 0.72684
4099 | 0.81847
4100 | 0.86112
4101 | 0.8356
4102 | 0.76638
4103 | 0.678
4104 | 0.59962
4105 | 0.54823
4106 | 0.51742
4107 | 0.5022
4108 | 0.49705
4109 | 0.51262
4110 | 0.56348
4111 | 0.61159
4112 | 0.57779
4113 | 0.52247
4114 | 0.44705
4115 | 0.41339
4116 | 0.40344
4117 | 0.38455
4118 | 0.3583
4119 | 0.39017
4120 | 0.47191
4121 | 0.57838
4122 | 0.71591
4123 | 0.80955
4124 | 0.85377
4125 | 0.82957
4126 | 0.76553
4127 | 0.67984
4128 | 0.59821
4129 | 0.54789
4130 | 0.51565
4131 | 0.50224
4132 | 0.50112
4133 | 0.51725
4134 | 0.56307
4135 | 0.60953
4136 | 0.5671
4137 | 0.49678
4138 | 0.41534
4139 | 0.37928
4140 | 0.3655
4141 | 0.37179
4142 | 0.39483
4143 | 0.41959
4144 | 0.48944
4145 | 0.57893
4146 | 0.71505
4147 | 0.81336
4148 | 0.85906
4149 | 0.83623
4150 | 0.77095
4151 | 0.68405
4152 | 0.6072
4153 | 0.54008
4154 | 0.53141
4155 | 0.51513
4156 | 0.50782
4157 | 0.52091
4158 | 0.57059
4159 | 0.61787
4160 | 0.58068
4161 | 0.51944
4162 | 0.45074
4163 | 0.42116
4164 | 0.40015
4165 | 0.41108
4166 | 0.46271
4167 | 0.47806
4168 | 0.51242
4169 | 0.59821
4170 | 0.71955
4171 | 0.80043
4172 | 0.83181
4173 | 0.80856
4174 | 0.76205
4175 | 0.69358
4176 | 0.61969
4177 | 0.56101
4178 | 0.53699
4179 | 0.51746
4180 | 0.50963
4181 | 0.52008
4182 | 0.55656
4183 | 0.56176
4184 | 0.52366
4185 | 0.46714
4186 | 0.39543
4187 | 0.37736
4188 | 0.36726
4189 | 0.37707
4190 | 0.42169
4191 | 0.40623
4192 | 0.46844
4193 | 0.57362
4194 | 0.70543
4195 | 0.79509
4196 | 0.83124
4197 | 0.80856
4198 | 0.75435
4199 | 0.68975
4200 | 0.61391
4201 | 0.56978
4202 | 0.52758
4203 | 0.50814
4204 | 0.49946
4205 | 0.51366
4206 | 0.54219
4207 | 0.54752
4208 | 0.51498
4209 | 0.45734
4210 | 0.38486
4211 | 0.35843
4212 | 0.34567
4213 | 0.34238
4214 | 0.37294
4215 | 0.38653
4216 | 0.4612
4217 | 0.5695
4218 | 0.71094
4219 | 0.79684
4220 | 0.83704
4221 | 0.81628
4222 | 0.75066
4223 | 0.67318
4224 | 0.59798
4225 | 0.55739
4226 | 0.53654
4227 | 0.52236
4228 | 0.5169
4229 | 0.53769
4230 | 0.58923
4231 | 0.63741
4232 | 0.61451
4233 | 0.56067
4234 | 0.4996
4235 | 0.48101
4236 | 0.46258
4237 | 0.4728
4238 | 0.50669
4239 | 0.48734
4240 | 0.53685
4241 | 0.63227
4242 | 0.76431
4243 | 0.86107
4244 | 0.90617
4245 | 0.86895
4246 | 0.79052
4247 | 0.69919
4248 | 0.6212
4249 | 0.56515
4250 | 0.52687
4251 | 0.51178
4252 | 0.50641
4253 | 0.52728
4254 | 0.5773
4255 | 0.63125
4256 | 0.60374
4257 | 0.54799
4258 | 0.4813
4259 | 0.45214
4260 | 0.43101
4261 | 0.43634
4262 | 0.45104
4263 | 0.45955
4264 | 0.51587
4265 | 0.61969
4266 | 0.74776
4267 | 0.84166
4268 | 0.88438
4269 | 0.85311
4270 | 0.78042
4271 | 0.6917
4272 | 0.60581
4273 | 0.5546
4274 | 0.52259
4275 | 0.50704
4276 | 0.50275
4277 | 0.51976
4278 | 0.57059
4279 | 0.62024
4280 | 0.58691
4281 | 0.5254
4282 | 0.44985
4283 | 0.41144
4284 | 0.39918
4285 | 0.3829
4286 | 0.37948
4287 | 0.40549
4288 | 0.4862
4289 | 0.59901
4290 | 0.73151
4291 | 0.82368
4292 | 0.86539
4293 | 0.84012
4294 | 0.77424
4295 | 0.68507
4296 | 0.60374
4297 | 0.55164
4298 | 0.51896
4299 | 0.51689
4300 | 0.51574
4301 | 0.53074
4302 | 0.57232
4303 | 0.62287
4304 | 0.59566
4305 | 0.53365
4306 | 0.45352
4307 | 0.42658
4308 | 0.40546
4309 | 0.40093
4310 | 0.43075
4311 | 0.44309
4312 | 0.50924
4313 | 0.61626
4314 | 0.74207
4315 | 0.82884
4316 | 0.87199
4317 | 0.84751
4318 | 0.7797
4319 | 0.6938
4320 | 0.61204
4321 | 0.55293
4322 | 0.5344
4323 | 0.52017
4324 | 0.52304
4325 | 0.53399
4326 | 0.57678
4327 | 0.62508
4328 | 0.60415
4329 | 0.55549
4330 | 0.48862
4331 | 0.45691
4332 | 0.42744
4333 | 0.41811
4334 | 0.45241
4335 | 0.45228
4336 | 0.52042
4337 | 0.62627
4338 | 0.74343
4339 | 0.8145
4340 | 0.84219
4341 | 0.81703
4342 | 0.77129
4343 | 0.69722
4344 | 0.62092
4345 | 0.56206
4346 | 0.55458
4347 | 0.53398
4348 | 0.52381
4349 | 0.53826
4350 | 0.56166
4351 | 0.56406
4352 | 0.53171
4353 | 0.48746
4354 | 0.42327
4355 | 0.38232
4356 | 0.37962
4357 | 0.37567
4358 | 0.40742
4359 | 0.4213
4360 | 0.50248
4361 | 0.63345
4362 | 0.75849
4363 | 0.82982
4364 | 0.87031
4365 | 0.84826
4366 | 0.79575
4367 | 0.71788
4368 | 0.63666
4369 | 0.58828
4370 | 0.54573
4371 | 0.53414
4372 | 0.52322
4373 | 0.52903
4374 | 0.54735
4375 | 0.54808
4376 | 0.52274
4377 | 0.48198
4378 | 0.42782
4379 | 0.37319
4380 | 0.36123
4381 | 0.35325
4382 | 0.36293
4383 | 0.3876
4384 | 0.49559
4385 | 0.62862
4386 | 0.75986
4387 | 0.83094
4388 | 0.87343
4389 | 0.85962
4390 | 0.79516
4391 | 0.70633
4392 | 0.62356
4393 | 0.57581
4394 | 0.54716
4395 | 0.53855
4396 | 0.53227
4397 | 0.54449
4398 | 0.58285
4399 | 0.62939
4400 | 0.61295
4401 | 0.57092
4402 | 0.53331
4403 | 0.4896
4404 | 0.47839
4405 | 0.48252
4406 | 0.45943
4407 | 0.49016
4408 | 0.57151
4409 | 0.68159
4410 | 0.7971
4411 | 0.87411
4412 | 0.92262
4413 | 0.89579
4414 | 0.81804
4415 | 0.71709
4416 | 0.63179
4417 | 0.57319
4418 | 0.54176
4419 | 0.53059
4420 | 0.52092
4421 | 0.52598
4422 | 0.56148
4423 | 0.60322
4424 | 0.5521
4425 | 0.47371
4426 | 0.41998
4427 | 0.37398
4428 | 0.35431
4429 | 0.3763
4430 | 0.402
4431 | 0.41789
4432 | 0.48956
4433 | 0.60918
4434 | 0.74565
4435 | 0.82539
4436 | 0.86164
4437 | 0.83834
4438 | 0.7989
4439 | 0.71165
4440 | 0.62511
4441 | 0.56916
4442 | 0.54102
4443 | 0.52911
4444 | 0.52735
4445 | 0.54438
4446 | 0.58335
4447 | 0.63203
4448 | 0.60569
4449 | 0.55962
4450 | 0.51154
4451 | 0.45368
4452 | 0.4469
4453 | 0.43875
4454 | 0.43339
4455 | 0.4617
4456 | 0.54259
4457 | 0.66103
4458 | 0.78609
4459 | 0.86314
4460 | 0.91588
4461 | 0.89072
4462 | 0.82314
4463 | 0.7216
4464 | 0.63118
4465 | 0.5684
4466 | 0.54052
4467 | 0.52069
4468 | 0.52695
4469 | 0.54239
4470 | 0.58214
4471 | 0.62921
4472 | 0.59985
4473 | 0.53882
4474 | 0.4854
4475 | 0.43598
4476 | 0.42509
4477 | 0.42046
4478 | 0.45248
4479 | 0.48586
4480 | 0.5542
4481 | 0.65756
4482 | 0.78407
4483 | 0.86138
4484 | 0.91602
4485 | 0.89548
4486 | 0.82698
4487 | 0.72654
4488 | 0.63831
4489 | 0.57046
4490 | 0.55516
4491 | 0.54111
4492 | 0.54338
4493 | 0.55549
4494 | 0.59147
4495 | 0.636
4496 | 0.61549
4497 | 0.57511
4498 | 0.5325
4499 | 0.49145
4500 | 0.478
4501 | 0.46813
4502 | 0.48887
4503 | 0.51677
4504 | 0.57506
4505 | 0.67992
4506 | 0.79565
4507 | 0.85163
4508 | 0.89083
4509 | 0.87028
4510 | 0.81969
4511 | 0.73905
4512 | 0.65301
4513 | 0.5852
4514 | 0.55423
4515 | 0.54125
4516 | 0.53314
4517 | 0.54141
4518 | 0.5627
4519 | 0.56795
4520 | 0.54141
4521 | 0.49355
4522 | 0.44021
4523 | 0.39776
4524 | 0.39109
4525 | 0.38325
4526 | 0.41779
4527 | 0.40526
4528 | 0.48314
4529 | 0.61034
4530 | 0.74736
4531 | 0.82488
4532 | 0.86876
4533 | 0.85038
4534 | 0.79207
4535 | 0.71718
4536 | 0.63122
4537 | 0.58513
4538 | 0.55185
4539 | 0.53242
4540 | 0.52437
4541 | 0.53139
4542 | 0.54849
4543 | 0.55085
4544 | 0.52839
4545 | 0.48345
4546 | 0.43583
4547 | 0.38098
4548 | 0.37183
4549 | 0.35256
4550 | 0.35624
4551 | 0.39079
4552 | 0.47983
4553 | 0.60636
4554 | 0.75148
4555 | 0.82885
4556 | 0.87362
4557 | 0.8576
4558 | 0.78896
4559 | 0.70199
4560 | 0.61652
4561 | 0.57064
4562 | 0.53668
4563 | 0.5203
4564 | 0.51452
4565 | 0.52967
4566 | 0.56743
4567 | 0.6145
4568 | 0.58766
4569 | 0.52332
4570 | 0.46903
4571 | 0.4052
4572 | 0.40174
4573 | 0.4073
4574 | 0.40301
4575 | 0.4264
4576 | 0.50644
4577 | 0.61666
4578 | 0.75605
4579 | 0.84615
4580 | 0.89394
4581 | 0.86841
4582 | 0.7918
4583 | 0.6962
4584 | 0.6118
4585 | 0.55503
4586 | 0.53642
4587 | 0.5282
4588 | 0.52548
4589 | 0.53965
4590 | 0.57787
4591 | 0.62988
4592 | 0.60377
4593 | 0.5454
4594 | 0.50293
4595 | 0.44699
4596 | 0.42752
4597 | 0.43173
4598 | 0.44374
4599 | 0.46595
4600 | 0.52972
4601 | 0.64205
4602 | 0.7697
4603 | 0.8591
4604 | 0.90614
4605 | 0.88109
4606 | 0.80698
4607 | 0.70851
4608 | 0.6226
4609 | 0.56031
4610 | 0.54205
4611 | 0.52878
4612 | 0.52383
4613 | 0.54042
4614 | 0.58103
4615 | 0.63014
4616 | 0.60351
4617 | 0.54614
4618 | 0.49834
4619 | 0.43025
4620 | 0.42667
4621 | 0.41481
4622 | 0.42739
4623 | 0.45785
4624 | 0.53767
4625 | 0.64394
4626 | 0.77375
4627 | 0.85937
4628 | 0.90632
4629 | 0.88483
4630 | 0.81274
4631 | 0.71438
4632 | 0.62427
4633 | 0.56517
4634 | 0.53813
4635 | 0.52488
4636 | 0.51495
4637 | 0.53705
4638 | 0.57629
4639 | 0.62893
4640 | 0.59398
4641 | 0.52165
4642 | 0.45689
4643 | 0.39682
4644 | 0.39321
4645 | 0.40432
4646 | 0.44636
4647 | 0.48383
4648 | 0.55729
4649 | 0.65045
4650 | 0.77034
4651 | 0.85875
4652 | 0.90233
4653 | 0.8813
4654 | 0.81331
4655 | 0.71608
4656 | 0.6311
4657 | 0.5599
4658 | 0.53681
4659 | 0.52194
4660 | 0.52625
4661 | 0.54117
4662 | 0.57872
4663 | 0.62192
4664 | 0.59267
4665 | 0.52813
4666 | 0.47211
4667 | 0.40499
4668 | 0.40266
4669 | 0.40924
4670 | 0.4545
4671 | 0.49675
4672 | 0.55583
4673 | 0.64618
4674 | 0.74823
4675 | 0.8211
4676 | 0.8561
4677 | 0.83415
4678 | 0.78786
4679 | 0.7091
4680 | 0.63169
4681 | 0.56685
4682 | 0.55089
4683 | 0.53489
4684 | 0.52791
4685 | 0.53763
4686 | 0.55967
4687 | 0.56584
4688 | 0.53815
4689 | 0.48524
4690 | 0.4286
4691 | 0.37516
4692 | 0.37072
4693 | 0.37931
4694 | 0.40604
4695 | 0.42046
4696 | 0.49557
4697 | 0.60929
4698 | 0.73462
4699 | 0.81699
4700 | 0.85531
4701 | 0.83767
4702 | 0.77962
4703 | 0.70427
4704 | 0.62535
4705 | 0.57211
4706 | 0.55847
4707 | 0.54092
4708 | 0.53358
4709 | 0.54359
4710 | 0.56247
4711 | 0.56587
4712 | 0.55034
4713 | 0.51384
4714 | 0.47629
4715 | 0.42173
4716 | 0.40956
4717 | 0.41047
4718 | 0.42794
4719 | 0.47249
4720 | 0.53631
4721 | 0.64697
4722 | 0.7784
4723 | 0.85892
4724 | 0.89793
4725 | 0.87804
4726 | 0.80708
4727 | 0.71572
4728 | 0.63154
4729 | 0.57954
4730 | 0.56177
4731 | 0.55512
4732 | 0.54867
4733 | 0.566
4734 | 0.60784
4735 | 0.65759
4736 | 0.64929
4737 | 0.60501
4738 | 0.57449
4739 | 0.5248
4740 | 0.51134
4741 | 0.53401
4742 | 0.5339
4743 | 0.5253
4744 | 0.6038
4745 | 0.69979
4746 | 0.82548
4747 | 0.90987
4748 | 0.95613
4749 | 0.92617
4750 | 0.84676
4751 | 0.7407
4752 | 0.64996
4753 | 0.58732
4754 | 0.55161
4755 | 0.53606
4756 | 0.5298
4757 | 0.54791
4758 | 0.58926
4759 | 0.64533
4760 | 0.62468
4761 | 0.56768
4762 | 0.52241
4763 | 0.46303
4764 | 0.44547
4765 | 0.47166
4766 | 0.48669
4767 | 0.4786
4768 | 0.56437
4769 | 0.66739
4770 | 0.78839
4771 | 0.87704
4772 | 0.92345
4773 | 0.89632
4774 | 0.82012
4775 | 0.71859
4776 | 0.63131
4777 | 0.57084
4778 | 0.54772
4779 | 0.53079
4780 | 0.52523
4781 | 0.54333
4782 | 0.58603
4783 | 0.64143
4784 | 0.61889
4785 | 0.55712
4786 | 0.50499
4787 | 0.44213
4788 | 0.43591
4789 | 0.44268
4790 | 0.44311
4791 | 0.47606
4792 | 0.56044
4793 | 0.65791
4794 | 0.78435
4795 | 0.86857
4796 | 0.90885
4797 | 0.8855
4798 | 0.81425
4799 | 0.71356
4800 | 0.62535
4801 | 0.56637
4802 | 0.55091
4803 | 0.53548
4804 | 0.53087
4805 | 0.54232
4806 | 0.58887
4807 | 0.64439
4808 | 0.62307
4809 | 0.55463
4810 | 0.50875
4811 | 0.47012
4812 | 0.46705
4813 | 0.48503
4814 | 0.50245
4815 | 0.52519
4816 | 0.60176
4817 | 0.69258
4818 | 0.80053
4819 | 0.87861
4820 | 0.92043
4821 | 0.89518
4822 | 0.82867
4823 | 0.727
4824 | 0.63909
4825 | 0.58014
4826 | 0.55022
4827 | 0.5381
4828 | 0.53298
4829 | 0.5499
4830 | 0.58983
4831 | 0.64027
4832 | 0.6196
4833 | 0.55714
4834 | 0.51604
4835 | 0.4685
4836 | 0.45901
4837 | 0.47027
4838 | 0.51739
4839 | 0.55335
4840 | 0.60819
4841 | 0.69915
4842 | 0.79217
4843 | 0.85229
4844 | 0.88315
4845 | 0.85636
4846 | 0.80989
4847 | 0.72823
4848 | 0.64162
4849 | 0.57583
4850 | 0.55863
4851 | 0.54274
4852 | 0.53688
4853 | 0.54828
4854 | 0.57274
4855 | 0.58317
4856 | 0.55754
4857 | 0.5111
4858 | 0.46543
4859 | 0.43394
4860 | 0.42641
4861 | 0.43527
4862 | 0.47971
4863 | 0.49968
4864 | 0.56705
4865 | 0.67339
4866 | 0.78187
4867 | 0.85402
4868 | 0.88263
4869 | 0.86078
4870 | 0.8017
4871 | 0.72223
4872 | 0.63801
4873 | 0.58653
4874 | 0.55314
4875 | 0.5347
4876 | 0.52786
4877 | 0.53864
4878 | 0.55908
4879 | 0.56788
4880 | 0.54864
4881 | 0.50908
4882 | 0.466
4883 | 0.41217
4884 | 0.40623
4885 | 0.40391
4886 | 0.44442
4887 | 0.48338
4888 | 0.55804
4889 | 0.66575
4890 | 0.78379
4891 | 0.85734
4892 | 0.89074
4893 | 0.8716
4894 | 0.79994
4895 | 0.70898
4896 | 0.62469
4897 | 0.57963
4898 | 0.54495
4899 | 0.53145
4900 | 0.52582
4901 | 0.54273
4902 | 0.58408
4903 | 0.63882
4904 | 0.62491
4905 | 0.57691
4906 | 0.53404
4907 | 0.47855
4908 | 0.46048
4909 | 0.4752
4910 | 0.49702
4911 | 0.53396
4912 | 0.60714
4913 | 0.69128
4914 | 0.798
4915 | 0.8819
4916 | 0.92605
4917 | 0.89278
4918 | 0.81271
4919 | 0.71101
4920 | 0.62784
4921 | 0.56594
4922 | 0.54367
4923 | 0.52944
4924 | 0.52639
4925 | 0.54267
4926 | 0.58422
4927 | 0.64506
4928 | 0.6303
4929 | 0.5897
4930 | 0.55101
4931 | 0.4959
4932 | 0.46546
4933 | 0.48355
4934 | 0.49541
4935 | 0.51018
4936 | 0.57779
4937 | 0.67724
4938 | 0.78761
4939 | 0.87289
4940 | 0.91367
4941 | 0.88715
4942 | 0.8148
4943 | 0.71645
4944 | 0.62645
4945 | 0.57462
4946 | 0.53545
4947 | 0.52879
4948 | 0.52133
4949 | 0.53866
4950 | 0.57944
4951 | 0.63787
4952 | 0.62173
4953 | 0.57683
4954 | 0.52866
4955 | 0.46953
4956 | 0.45151
4957 | 0.45108
4958 | 0.43294
4959 | 0.46963
4960 | 0.55468
4961 | 0.66133
4962 | 0.78705
4963 | 0.86942
4964 | 0.91212
4965 | 0.8853
4966 | 0.81436
4967 | 0.71607
4968 | 0.62486
4969 | 0.56552
4970 | 0.52924
4971 | 0.51666
4972 | 0.51598
4973 | 0.53196
4974 | 0.56709
4975 | 0.6341
4976 | 0.6158
4977 | 0.56273
4978 | 0.50165
4979 | 0.45213
4980 | 0.4269
4981 | 0.43889
4982 | 0.45964
4983 | 0.49651
4984 | 0.55619
4985 | 0.65641
4986 | 0.77781
4987 | 0.86738
4988 | 0.90451
4989 | 0.88273
4990 | 0.81541
4991 | 0.71774
4992 | 0.63011
4993 | 0.55935
4994 | 0.5367
4995 | 0.52905
4996 | 0.52498
4997 | 0.54062
4998 | 0.58038
4999 | 0.63597
5000 | 0.62227
5001 | 0.56362
5002 | 0.5102
5003 | 0.45632
5004 | 0.43251
5005 | 0.44487
5006 | 0.47458
5007 | 0.52121
5008 | 0.56114
5009 | 0.65871
5010 | 0.77286
5011 | 0.84444
5012 | 0.87346
5013 | 0.84768
5014 | 0.80128
5015 | 0.72089
5016 | 0.63744
5017 | 0.56991
5018 | 0.55462
5019 | 0.53246
5020 | 0.52579
5021 | 0.53808
5022 | 0.56271
5023 | 0.57819
5024 | 0.5559
5025 | 0.50107
5026 | 0.43607
5027 | 0.39879
5028 | 0.38564
5029 | 0.38404
5030 | 0.41275
5031 | 0.41923
5032 | 0.48853
5033 | 0.61489
5034 | 0.75285
5035 | 0.84458
5036 | 0.87675
5037 | 0.85284
5038 | 0.79696
5039 | 0.71627
5040 | 0.63422
5041 | 0.57789
5042 | 0.54257
5043 | 0.52051
5044 | 0.51521
5045 | 0.53557
5046 | 0.55653
5047 | 0.57004
5048 | 0.55304
5049 | 0.50567
5050 | 0.45439
5051 | 0.403
5052 | 0.38262
5053 | 0.36729
5054 | 0.37234
5055 | 0.41207
5056 | 0.50056
5057 | 0.62766
5058 | 0.7744
5059 | 0.85575
5060 | 0.89407
5061 | 0.87132
5062 | 0.79954
5063 | 0.70962
5064 | 0.6237
5065 | 0.5756
5066 | 0.55214
5067 | 0.53524
5068 | 0.53178
5069 | 0.54877
5070 | 0.58927
5071 | 0.6469
5072 | 0.63587
5073 | 0.58255
5074 | 0.54311
5075 | 0.4965
5076 | 0.46965
5077 | 0.4722
5078 | 0.47448
5079 | 0.51299
5080 | 0.56827
5081 | 0.67704
5082 | 0.80632
5083 | 0.89373
5084 | 0.9379
5085 | 0.90455
5086 | 0.82164
5087 | 0.71941
5088 | 0.63334
5089 | 0.57487
5090 | 0.55496
5091 | 0.53708
5092 | 0.53465
5093 | 0.55366
5094 | 0.59886
5095 | 0.6711
5096 | 0.64644
5097 | 0.59026
5098 | 0.53752
5099 | 0.46305
5100 | 0.42662
5101 | 0.44155
5102 | 0.47254
5103 | 0.4814
5104 | 0.55248
5105 | 0.67177
5106 | 0.79841
5107 | 0.86839
5108 | 0.92992
5109 | 0.89709
5110 | 0.82956
5111 | 0.72244
5112 | 0.63144
5113 | 0.57854
5114 | 0.54217
5115 | 0.53253
5116 | 0.52879
5117 | 0.54696
5118 | 0.59322
5119 | 0.66093
5120 | 0.6268
5121 | 0.57064
5122 | 0.51088
5123 | 0.43027
5124 | 0.40637
5125 | 0.40573
5126 | 0.37794
5127 | 0.43794
5128 | 0.52844
5129 | 0.65479
5130 | 0.78869
5131 | 0.86397
5132 | 0.92797
5133 | 0.89845
5134 | 0.82724
5135 | 0.72267
5136 | 0.62947
5137 | 0.57367
5138 | 0.54044
5139 | 0.53277
5140 | 0.52763
5141 | 0.54468
5142 | 0.59031
5143 | 0.6529
5144 | 0.62056
5145 | 0.55715
5146 | 0.49806
5147 | 0.42431
5148 | 0.39401
5149 | 0.41669
5150 | 0.44168
5151 | 0.49058
5152 | 0.55381
5153 | 0.66689
5154 | 0.79405
5155 | 0.86735
5156 | 0.933
5157 | 0.89948
5158 | 0.83584
5159 | 0.72709
5160 | 0.63947
5161 | 0.57144
5162 | 0.55501
5163 | 0.54254
5164 | 0.54146
5165 | 0.55815
5166 | 0.60307
5167 | 0.66461
5168 | 0.63331
5169 | 0.58768
5170 | 0.54446
5171 | 0.47206
5172 | 0.43341
5173 | 0.46391
5174 | 0.48515
5175 | 0.51302
5176 | 0.56652
5177 | 0.6793
5178 | 0.79805
5179 | 0.8589
5180 | 0.90201
5181 | 0.86983
5182 | 0.82539
5183 | 0.7345
5184 | 0.65147
5185 | 0.58707
5186 | 0.56407
5187 | 0.54654
5188 | 0.53611
5189 | 0.5513
5190 | 0.58324
5191 | 0.60418
5192 | 0.55951
5193 | 0.51215
5194 | 0.45254
5195 | 0.38627
5196 | 0.361
5197 | 0.3798
5198 | 0.38878
5199 | 0.41142
5200 | 0.498
5201 | 0.62894
5202 | 0.769
5203 | 0.8538
5204 | 0.90176
5205 | 0.87034
5206 | 0.81536
5207 | 0.72917
5208 | 0.64258
5209 | 0.59444
5210 | 0.55891
5211 | 0.53713
5212 | 0.52744
5213 | 0.54097
5214 | 0.5693
5215 | 0.58768
5216 | 0.54692
5217 | 0.49439
5218 | 0.42924
5219 | 0.34185
5220 | 0.31323
5221 | 0.33554
5222 | 0.36265
5223 | 0.38763
5224 | 0.49205
5225 | 0.62288
5226 | 0.77163
5227 | 0.85704
5228 | 0.90958
5229 | 0.87879
5230 | 0.81417
5231 | 0.71397
5232 | 0.6297
5233 | 0.58575
5234 | 0.54961
5235 | 0.53751
5236 | 0.53188
5237 | 0.5528
5238 | 0.59936
5239 | 0.66182
5240 | 0.62912
5241 | 0.57209
5242 | 0.51896
5243 | 0.4419
5244 | 0.41863
5245 | 0.45253
5246 | 0.45543
5247 | 0.50034
5248 | 0.55833
5249 | 0.66252
5250 | 0.79987
5251 | 0.89176
5252 | 0.94296
5253 | 0.90521
5254 | 0.82628
5255 | 0.71874
5256 | 0.63234
5257 | 0.57453
5258 | 0.54724
5259 | 0.53425
5260 | 0.52932
5261 | 0.54835
5262 | 0.59588
5263 | 0.66382
5264 | 0.62336
5265 | 0.56396
5266 | 0.50344
5267 | 0.4206
5268 | 0.40066
5269 | 0.43437
5270 | 0.42396
5271 | 0.46155
5272 | 0.54077
5273 | 0.65646
5274 | 0.79028
5275 | 0.88041
5276 | 0.93276
5277 | 0.89929
5278 | 0.8285
5279 | 0.72046
5280 | 0.63222
5281 | 0.57364
5282 | 0.54835
5283 | 0.5293
5284 | 0.52329
5285 | 0.54406
5286 | 0.58981
5287 | 0.65684
5288 | 0.61594
5289 | 0.55282
5290 | 0.48618
5291 | 0.40004
5292 | 0.40352
5293 | 0.41156
5294 | 0.40379
5295 | 0.4352
5296 | 0.53254
5297 | 0.65183
5298 | 0.79113
5299 | 0.87626
5300 | 0.93021
5301 | 0.89436
5302 | 0.82564
5303 | 0.71736
5304 | 0.62637
5305 | 0.57229
5306 | 0.54905
5307 | 0.53819
5308 | 0.53376
5309 | 0.55187
5310 | 0.59854
5311 | 0.66683
5312 | 0.62527
5313 | 0.57005
5314 | 0.51271
5315 | 0.45771
5316 | 0.45285
5317 | 0.4751
5318 | 0.46042
5319 | 0.50265
5320 | 0.57229
5321 | 0.67609
5322 | 0.80726
5323 | 0.89391
5324 | 0.94365
5325 | 0.91311
5326 | 0.84091
5327 | 0.73497
5328 | 0.64402
5329 | 0.57692
5330 | 0.56253
5331 | 0.54595
5332 | 0.53871
5333 | 0.55695
5334 | 0.60156
5335 | 0.66582
5336 | 0.63248
5337 | 0.57786
5338 | 0.52071
5339 | 0.45757
5340 | 0.45034
5341 | 0.46867
5342 | 0.48726
5343 | 0.52936
5344 | 0.58184
5345 | 0.67775
5346 | 0.79455
5347 | 0.86648
5348 | 0.90545
5349 | 0.87322
5350 | 0.82602
5351 | 0.73354
5352 | 0.64875
5353 | 0.58782
5354 | 0.56926
5355 | 0.54559
5356 | 0.53824
5357 | 0.54898
5358 | 0.58147
5359 | 0.60843
5360 | 0.56504
5361 | 0.51247
5362 | 0.44724
5363 | 0.39151
5364 | 0.38685
5365 | 0.4035
5366 | 0.39962
5367 | 0.43488
5368 | 0.52471
5369 | 0.64903
5370 | 0.77738
5371 | 0.86596
5372 | 0.90503
5373 | 0.87172
5374 | 0.81714
5375 | 0.73097
5376 | 0.64352
5377 | 0.60406
5378 | 0.555
5379 | 0.53394
5380 | 0.52534
5381 | 0.53536
5382 | 0.56482
5383 | 0.58965
5384 | 0.54892
5385 | 0.49612
5386 | 0.42727
5387 | 0.34689
5388 | 0.33086
5389 | 0.34602
5390 | 0.37982
5391 | 0.40547
5392 | 0.51153
5393 | 0.63966
5394 | 0.77425
5395 | 0.86432
5396 | 0.90751
5397 | 0.87367
5398 | 0.8053
5399 | 0.7097
5400 | 0.62387
5401 | 0.581
5402 | 0.55115
5403 | 0.53332
5404 | 0.52822
5405 | 0.5453
5406 | 0.5949
5407 | 0.66082
5408 | 0.62057
5409 | 0.55886
5410 | 0.50324
5411 | 0.43321
5412 | 0.42154
5413 | 0.44739
5414 | 0.44812
5415 | 0.48129
5416 | 0.56999
5417 | 0.67752
5418 | 0.80544
5419 | 0.89967
5420 | 0.94516
5421 | 0.90237
5422 | 0.82171
5423 | 0.71469
5424 | 0.62861
5425 | 0.57302
5426 | 0.53852
5427 | 0.52964
5428 | 0.52473
5429 | 0.54151
5430 | 0.5902
5431 | 0.66319
5432 | 0.616
5433 | 0.54314
5434 | 0.48366
5435 | 0.41184
5436 | 0.38929
5437 | 0.42345
5438 | 0.44802
5439 | 0.48365
5440 | 0.57552
5441 | 0.68471
5442 | 0.79979
5443 | 0.8894
5444 | 0.93518
5445 | 0.8974
5446 | 0.82451
5447 | 0.71633
5448 | 0.6282
5449 | 0.56932
5450 | 0.53627
5451 | 0.52566
5452 | 0.51997
5453 | 0.53892
5454 | 0.59025
5455 | 0.65831
5456 | 0.61143
5457 | 0.5384
5458 | 0.46648
5459 | 0.39143
5460 | 0.38308
5461 | 0.38952
5462 | 0.39116
5463 | 0.44336
5464 | 0.54924
5465 | 0.67243
5466 | 0.79982
5467 | 0.88651
5468 | 0.92794
5469 | 0.89363
5470 | 0.82175
5471 | 0.71578
5472 | 0.62468
5473 | 0.56971
5474 | 0.5498
5475 | 0.53697
5476 | 0.53896
5477 | 0.55689
5478 | 0.60543
5479 | 0.67524
5480 | 0.6395
5481 | 0.5743
5482 | 0.53402
5483 | 0.49295
5484 | 0.47672
5485 | 0.48906
5486 | 0.47944
5487 | 0.54288
5488 | 0.61499
5489 | 0.71959
5490 | 0.83955
5491 | 0.91559
5492 | 0.95498
5493 | 0.91752
5494 | 0.8463
5495 | 0.73634
5496 | 0.64911
5497 | 0.58175
5498 | 0.56388
5499 | 0.55261
5500 | 0.54536
5501 | 0.5622
5502 | 0.60932
5503 | 0.67162
5504 | 0.63828
5505 | 0.58789
5506 | 0.54299
5507 | 0.49025
5508 | 0.46546
5509 | 0.47396
5510 | 0.52009
5511 | 0.5687
5512 | 0.6291
5513 | 0.72814
5514 | 0.834
5515 | 0.89415
5516 | 0.92461
5517 | 0.88828
5518 | 0.83926
5519 | 0.74726
5520 | 0.65919
5521 | 0.59509
5522 | 0.57034
5523 | 0.55177
5524 | 0.54127
5525 | 0.55607
5526 | 0.58466
5527 | 0.61098
5528 | 0.57455
5529 | 0.52609
5530 | 0.4731
5531 | 0.42774
5532 | 0.41161
5533 | 0.42233
5534 | 0.46105
5535 | 0.47293
5536 | 0.55968
5537 | 0.6832
5538 | 0.81128
5539 | 0.88787
5540 | 0.91875
5541 | 0.88662
5542 | 0.82766
5543 | 0.73727
5544 | 0.64995
5545 | 0.60018
5546 | 0.55758
5547 | 0.54239
5548 | 0.532
5549 | 0.54456
5550 | 0.57016
5551 | 0.59361
5552 | 0.55808
5553 | 0.51424
5554 | 0.46047
5555 | 0.39864
5556 | 0.37373
5557 | 0.38053
5558 | 0.3926
5559 | 0.42747
5560 | 0.53065
5561 | 0.66253
5562 | 0.80811
5563 | 0.88571
5564 | 0.92172
5565 | 0.88592
5566 | 0.81872
5567 | 0.71619
5568 | 0.6309
5569 | 0.58872
5570 | 0.54793
5571 | 0.5334
5572 | 0.52618
5573 | 0.54513
5574 | 0.59111
5575 | 0.65875
5576 | 0.61919
5577 | 0.55872
5578 | 0.50667
5579 | 0.44602
5580 | 0.42086
5581 | 0.45143
5582 | 0.45571
5583 | 0.48273
5584 | 0.56935
5585 | 0.67449
5586 | 0.81274
5587 | 0.90199
5588 | 0.94333
5589 | 0.89655
5590 | 0.82082
5591 | 0.7137
5592 | 0.62693
5593 | 0.57153
5594 | 0.55102
5595 | 0.53681
5596 | 0.53135
5597 | 0.54885
5598 | 0.59535
5599 | 0.66726
5600 | 0.63008
5601 | 0.57333
5602 | 0.52632
5603 | 0.46336
5604 | 0.43015
5605 | 0.45754
5606 | 0.49221
5607 | 0.53844
5608 | 0.59341
5609 | 0.69741
5610 | 0.82076
5611 | 0.91076
5612 | 0.94736
5613 | 0.91065
5614 | 0.8335
5615 | 0.72401
5616 | 0.63475
5617 | 0.57432
5618 | 0.55472
5619 | 0.54078
5620 | 0.53257
5621 | 0.55203
5622 | 0.59846
5623 | 0.67186
5624 | 0.63811
5625 | 0.59565
5626 | 0.5526
5627 | 0.48889
5628 | 0.46315
5629 | 0.46804
5630 | 0.46721
5631 | 0.52026
5632 | 0.59921
5633 | 0.70229
5634 | 0.83435
5635 | 0.91858
5636 | 0.95647
5637 | 0.91554
5638 | 0.84018
5639 | 0.73248
5640 | 0.64072
5641 | 0.58268
5642 | 0.54802
5643 | 0.53629
5644 | 0.53227
5645 | 0.55066
5646 | 0.59849
5647 | 0.67128
5648 | 0.64426
5649 | 0.60323
5650 | 0.5634
5651 | 0.5169
5652 | 0.48326
5653 | 0.50441
5654 | 0.51815
5655 | 0.57855
5656 | 0.64813
5657 | 0.71852
5658 | 0.82556
5659 | 0.91668
5660 | 0.94925
5661 | 0.91604
5662 | 0.84573
5663 | 0.73873
5664 | 0.65881
5665 | 0.58122
5666 | 0.56371
5667 | 0.54561
5668 | 0.5375
5669 | 0.55515
5670 | 0.59949
5671 | 0.66722
5672 | 0.6435
5673 | 0.6185
5674 | 0.59849
5675 | 0.53899
5676 | 0.50886
5677 | 0.51152
5678 | 0.51873
5679 | 0.57043
5680 | 0.64293
5681 | 0.72178
5682 | 0.81604
5683 | 0.87801
5684 | 0.90257
5685 | 0.8689
5686 | 0.82101
5687 | 0.73452
5688 | 0.64754
5689 | 0.59962
5690 | 0.56995
5691 | 0.54823
5692 | 0.53896
5693 | 0.54943
5694 | 0.58056
5695 | 0.60753
5696 | 0.58416
5697 | 0.56793
5698 | 0.53502
5699 | 0.49089
5700 | 0.46039
5701 | 0.4664
5702 | 0.47193
5703 | 0.51701
5704 | 0.60102
5705 | 0.7024
5706 | 0.80766
5707 | 0.88204
5708 | 0.90595
5709 | 0.87161
5710 | 0.81255
5711 | 0.72688
5712 | 0.64385
5713 | 0.59837
5714 | 0.56158
5715 | 0.54011
5716 | 0.5314
5717 | 0.54105
5718 | 0.57028
5719 | 0.59449
5720 | 0.56715
5721 | 0.54607
5722 | 0.5202
5723 | 0.46088
5724 | 0.42914
5725 | 0.4287
5726 | 0.425
5727 | 0.48494
5728 | 0.59031
5729 | 0.69788
5730 | 0.81349
5731 | 0.89386
5732 | 0.91589
5733 | 0.88338
5734 | 0.81553
5735 | 0.71771
5736 | 0.62973
5737 | 0.58754
5738 | 0.56525
5739 | 0.55906
5740 | 0.55207
5741 | 0.56935
5742 | 0.61787
5743 | 0.688
5744 | 0.66622
5745 | 0.63318
5746 | 0.61134
5747 | 0.56397
5748 | 0.53607
5749 | 0.55497
5750 | 0.55949
5751 | 0.59755
5752 | 0.67747
5753 | 0.76851
5754 | 0.88252
5755 | 0.96564
5756 | 1
5757 | 0.94841
5758 | 0.86176
5759 | 0.74963
5760 | 0.66049
5761 | 0.59712
5762 | 0.56479
5763 | 0.55636
5764 | 0.54983
5765 | 0.56622
5766 | 0.61088
5767 | 0.68543
5768 | 0.6483
5769 | 0.6068
5770 | 0.57771
5771 | 0.52704
5772 | 0.48833
5773 | 0.51082
5774 | 0.5275
5775 | 0.56907
5776 | 0.65139
5777 | 0.74941
5778 | 0.86406
5779 | 0.94679
5780 | 0.9761
5781 | 0.94105
5782 | 0.86409
5783 | 0.74687
5784 | 0.65584
5785 | 0.59659
5786 | 0.56398
5787 | 0.55013
5788 | 0.54129
5789 | 0.55794
5790 | 0.60372
5791 | 0.67542
5792 | 0.63522
5793 | 0.58211
5794 | 0.54574
5795 | 0.49102
5796 | 0.46687
5797 | 0.46914
5798 | 0.48119
5799 | 0.51709
5800 | 0.61187
5801 | 0.71604
5802 | 0.83989
5803 | 0.92949
5804 | 0.96388
5805 | 0.92702
5806 | 0.85342
5807 | 0.74195
5808 | 0.64626
5809 | 0.59332
5810 | 0.55746
5811 | 0.54654
5812 | 0.53925
5813 | 0.55449
5814 | 0.60054
5815 | 0.67442
5816 | 0.62781
5817 | 0.56822
5818 | 0.53008
5819 | 0.47717
5820 | 0.45691
5821 | 0.4764
5822 | 0.50017
5823 | 0.53534
5824 | 0.6115
5825 | 0.70094
5826 | 0.83422
5827 | 0.92364
5828 | 0.96174
5829 | 0.9256
5830 | 0.85515
5831 | 0.74419
5832 | 0.65442
5833 | 0.58956
5834 | 0.54458
5835 | 0.52952
5836 | 0.52867
5837 | 0.54458
5838 | 0.58706
5839 | 0.64937
5840 | 0.60885
5841 | 0.54936
5842 | 0.49131
5843 | 0.42855
5844 | 0.43799
5845 | 0.42464
5846 | 0.43142
5847 | 0.49679
5848 | 0.56874
5849 | 0.66808
5850 | 0.77729
5851 | 0.85284
5852 | 0.87525
5853 | 0.82805
5854 | 0.78009
5855 | 0.69601
5856 | 0.62121
5857 | 0.56804
5858 | 0.54418
5859 | 0.52926
5860 | 0.52751
5861 | 0.54177
5862 | 0.5645
5863 | 0.59022
5864 | 0.54167
5865 | 0.4819
5866 | 0.40871
5867 | 0.35042
5868 | 0.35938
5869 | 0.33856
5870 | 0.36259
5871 | 0.40644
5872 | 0.49169
5873 | 0.61175
5874 | 0.74383
5875 | 0.83899
5876 | 0.86572
5877 | 0.81665
5878 | 0.76036
5879 | 0.68134
5880 | 0.60865
5881 | 0.57192
5882 | 0.53616
5883 | 0.52515
5884 | 0.52469
5885 | 0.53265
5886 | 0.55172
5887 | 0.57417
5888 | 0.53294
5889 | 0.47583
5890 | 0.39829
5891 | 0.32771
5892 | 0.33126
5893 | 0.313
5894 | 0.35668
5895 | 0.41125
5896 | 0.50181
5897 | 0.62219
5898 | 0.75002
5899 | 0.84636
5900 | 0.87292
5901 | 0.82816
5902 | 0.75876
5903 | 0.66796
5904 | 0.59444
5905 | 0.56174
5906 | 0.51556
5907 | 0.49676
5908 | 0.49863
5909 | 0.51368
5910 | 0.55231
5911 | 0.6143
5912 | 0.53594
5913 | 0.42957
5914 | 0.35005
5915 | 0.2837
5916 | 0.29413
5917 | 0.31117
5918 | 0.31674
5919 | 0.37052
5920 | 0.45872
5921 | 0.57967
5922 | 0.73376
5923 | 0.85537
5924 | 0.8898
5925 | 0.83151
5926 | 0.74857
5927 | 0.65066
5928 | 0.58542
5929 | 0.54196
5930 | 0.52861
5931 | 0.51742
5932 | 0.51755
5933 | 0.53694
5934 | 0.57854
5935 | 0.6506
5936 | 0.59898
5937 | 0.51993
5938 | 0.43955
5939 | 0.37639
5940 | 0.37681
5941 | 0.38079
5942 | 0.39367
5943 | 0.44441
5944 | 0.52317
5945 | 0.65081
5946 | 0.77927
5947 | 0.87958
5948 | 0.9046
5949 | 0.85372
5950 | 0.77504
5951 | 0.67409
5952 | 0.59516
5953 | 0.55022
5954 | 0.52549
5955 | 0.51257
5956 | 0.51511
5957 | 0.53312
5958 | 0.5709
5959 | 0.63982
5960 | 0.58285
5961 | 0.49572
5962 | 0.40741
5963 | 0.33588
5964 | 0.35139
5965 | 0.36503
5966 | 0.36041
5967 | 0.41352
5968 | 0.51276
5969 | 0.63537
5970 | 0.7656
5971 | 0.86115
5972 | 0.89146
5973 | 0.84687
5974 | 0.7734
5975 | 0.67258
5976 | 0.59551
5977 | 0.54868
5978 | 0.53434
5979 | 0.52238
5980 | 0.52112
5981 | 0.5417
5982 | 0.5796
5983 | 0.64843
5984 | 0.59591
5985 | 0.50842
5986 | 0.42606
5987 | 0.37374
5988 | 0.38398
5989 | 0.4191
5990 | 0.41927
5991 | 0.48077
5992 | 0.55696
5993 | 0.67154
5994 | 0.79474
5995 | 0.88639
5996 | 0.90781
5997 | 0.86231
5998 | 0.78913
5999 | 0.68803
6000 | 0.61233
6001 | 0.5576
6002 | 0.52964
6003 | 0.5193
6004 | 0.52208
6005 | 0.53736
6006 | 0.57275
6007 | 0.63828
6008 | 0.5771
6009 | 0.48454
6010 | 0.39074
6011 | 0.32043
6012 | 0.33016
6013 | 0.34845
6014 | 0.38502
6015 | 0.42242
6016 | 0.51337
6017 | 0.63376
6018 | 0.75516
6019 | 0.83682
6020 | 0.84946
6021 | 0.80629
6022 | 0.75815
6023 | 0.67568
6024 | 0.60571
6025 | 0.55566
6026 | 0.55264
6027 | 0.54013
6028 | 0.53742
6029 | 0.54613
6030 | 0.56996
6031 | 0.59556
6032 | 0.54448
6033 | 0.47136
6034 | 0.39222
6035 | 0.34869
6036 | 0.35199
6037 | 0.35548
6038 | 0.38681
6039 | 0.41059
6040 | 0.49862
6041 | 0.63562
6042 | 0.77244
6043 | 0.86922
6044 | 0.87654
6045 | 0.82916
6046 | 0.76328
6047 | 0.6843
6048 | 0.6128
6049 | 0.57334
6050 | 0.55036
6051 | 0.53881
6052 | 0.53304
6053 | 0.5425
6054 | 0.56226
6055 | 0.58672
6056 | 0.54322
6057 | 0.4859
6058 | 0.40979
6059 | 0.35557
6060 | 0.35371
6061 | 0.35071
6062 | 0.38768
6063 | 0.41283
6064 | 0.52357
6065 | 0.65239
6066 | 0.7896
6067 | 0.88142
6068 | 0.89573
6069 | 0.84964
6070 | 0.77418
6071 | 0.68059
6072 | 0.60537
6073 | 0.57222
6074 | 0.54248
6075 | 0.53214
6076 | 0.53754
6077 | 0.55396
6078 | 0.59367
6079 | 0.66152
6080 | 0.62301
6081 | 0.56593
6082 | 0.50001
6083 | 0.45142
6084 | 0.45595
6085 | 0.46629
6086 | 0.45438
6087 | 0.4829
6088 | 0.56739
6089 | 0.68953
6090 | 0.81859
6091 | 0.91385
6092 | 0.93186
6093 | 0.8796
6094 | 0.79558
6095 | 0.68869
6096 | 0.61141
6097 | 0.5656
6098 | 0.54284
6099 | 0.53133
6100 | 0.53709
6101 | 0.55299
6102 | 0.5926
6103 | 0.66795
6104 | 0.62027
6105 | 0.55392
6106 | 0.48127
6107 | 0.442
6108 | 0.44331
6109 | 0.45937
6110 | 0.46479
6111 | 0.49441
6112 | 0.57073
6113 | 0.69511
6114 | 0.81115
6115 | 0.90543
6116 | 0.92755
6117 | 0.87499
6118 | 0.79309
6119 | 0.68673
6120 | 0.60761
6121 | 0.56568
6122 | 0.54211
6123 | 0.53466
6124 | 0.53486
6125 | 0.55138
6126 | 0.59047
6127 | 0.66095
6128 | 0.61731
6129 | 0.55675
6130 | 0.48975
6131 | 0.44474
6132 | 0.46251
6133 | 0.46158
6134 | 0.47296
6135 | 0.52115
6136 | 0.59263
6137 | 0.70437
6138 | 0.81951
6139 | 0.91008
6140 | 0.92678
6141 | 0.88
6142 | 0.80392
6143 | 0.71075
6144 | 0.62461
6145 | 0.56497
6146 | 0.5399
6147 | 0.52873
6148 | 0.52377
6149 | 0.53757
6150 | 0.57619
6151 | 0.6496
6152 | 0.59565
6153 | 0.51938
6154 | 0.43973
6155 | 0.40123
6156 | 0.42642
6157 | 0.44257
6158 | 0.50237
6159 | 0.54498
6160 | 0.60512
6161 | 0.69719
6162 | 0.79853
6163 | 0.88754
6164 | 0.90426
6165 | 0.85215
6166 | 0.78545
6167 | 0.68358
6168 | 0.60657
6169 | 0.56732
6170 | 0.54213
6171 | 0.52883
6172 | 0.53739
6173 | 0.54848
6174 | 0.58809
6175 | 0.65651
6176 | 0.61294
6177 | 0.54887
6178 | 0.49655
6179 | 0.46671
6180 | 0.48961
6181 | 0.50441
6182 | 0.53907
6183 | 0.5906
6184 | 0.61913
6185 | 0.71476
6186 | 0.80608
6187 | 0.87386
6188 | 0.87459
6189 | 0.82329
6190 | 0.77646
6191 | 0.69035
6192 | 0.61803
6193 | 0.56456
6194 | 0.55853
6195 | 0.54271
6196 | 0.53772
6197 | 0.54844
6198 | 0.57316
6199 | 0.60425
6200 | 0.55967
6201 | 0.51089
6202 | 0.45663
6203 | 0.43369
6204 | 0.45514
6205 | 0.46143
6206 | 0.48474
6207 | 0.50756
6208 | 0.57457
6209 | 0.68677
6210 | 0.79654
6211 | 0.87993
6212 | 0.88404
6213 | 0.8293
6214 | 0.76822
6215 | 0.68627
6216 | 0.61274
6217 | 0.57688
6218 | 0.55138
6219 | 0.5408
6220 | 0.53545
6221 | 0.54441
6222 | 0.56608
6223 | 0.5957
6224 | 0.55443
6225 | 0.50694
6226 | 0.46299
6227 | 0.42809
6228 | 0.43869
6229 | 0.42559
6230 | 0.44208
6231 | 0.48849
6232 | 0.5742
6233 | 0.68919
6234 | 0.80974
6235 | 0.8932
6236 | 0.90342
6237 | 0.85381
6238 | 0.7792
6239 | 0.68175
6240 | 0.60551
6241 | 0.57225
6242 | 0.55961
6243 | 0.55364
6244 | 0.55103
6245 | 0.56708
6246 | 0.60885
6247 | 0.6818
6248 | 0.64068
6249 | 0.57619
6250 | 0.53302
6251 | 0.4992
6252 | 0.49925
6253 | 0.50629
6254 | 0.49252
6255 | 0.5368
6256 | 0.61956
6257 | 0.7311
6258 | 0.8562
6259 | 0.94696
6260 | 0.96349
6261 | 0.90076
6262 | 0.81727
6263 | 0.70507
6264 | 0.62684
6265 | 0.57913
6266 | 0.54057
6267 | 0.53763
6268 | 0.53495
6269 | 0.54955
6270 | 0.59075
6271 | 0.67015
6272 | 0.62042
6273 | 0.54591
6274 | 0.48107
6275 | 0.42564
6276 | 0.41204
6277 | 0.41932
6278 | 0.44341
6279 | 0.47288
6280 | 0.56026
6281 | 0.68729
6282 | 0.80646
6283 | 0.91127
6284 | 0.9248
6285 | 0.86728
6286 | 0.78999
6287 | 0.68563
6288 | 0.60572
6289 | 0.562
6290 | 0.55015
6291 | 0.53692
6292 | 0.53353
6293 | 0.54981
6294 | 0.59061
6295 | 0.66536
6296 | 0.61205
6297 | 0.53296
6298 | 0.46482
6299 | 0.40456
6300 | 0.39591
6301 | 0.38455
6302 | 0.39819
6303 | 0.44407
6304 | 0.5476
6305 | 0.68278
6306 | 0.8112
6307 | 0.91096
6308 | 0.92351
6309 | 0.87058
6310 | 0.79442
6311 | 0.68907
6312 | 0.60902
6313 | 0.56665
6314 | 0.54602
6315 | 0.53473
6316 | 0.53317
6317 | 0.54622
6318 | 0.58586
6319 | 0.66203
6320 | 0.60901
6321 | 0.5228
6322 | 0.45196
6323 | 0.39694
6324 | 0.38558
6325 | 0.39914
6326 | 0.4379
6327 | 0.50244
6328 | 0.58357
6329 | 0.70365
6330 | 0.81705
6331 | 0.91002
6332 | 0.92248
6333 | 0.86547
6334 | 0.78915
6335 | 0.68917
6336 | 0.61211
6337 | 0.56005
6338 | 0.55345
6339 | 0.54226
6340 | 0.53657
6341 | 0.55152
6342 | 0.58823
6343 | 0.66158
6344 | 0.61625
6345 | 0.53838
6346 | 0.46466
6347 | 0.40965
6348 | 0.39828
6349 | 0.4032
6350 | 0.43979
6351 | 0.48563
6352 | 0.57742
6353 | 0.70029
6354 | 0.81507
6355 | 0.88723
6356 | 0.88574
6357 | 0.83068
6358 | 0.77869
6359 | 0.69471
6360 | 0.6198
6361 | 0.57021
6362 | 0.54159
6363 | 0.535
6364 | 0.52944
6365 | 0.53907
6366 | 0.56503
6367 | 0.59875
6368 | 0.55063
6369 | 0.46839
6370 | 0.38831
6371 | 0.33083
6372 | 0.32388
6373 | 0.32832
6374 | 0.38375
6375 | 0.40998
6376 | 0.5118
6377 | 0.65228
6378 | 0.78173
6379 | 0.87121
6380 | 0.87317
6381 | 0.81604
6382 | 0.75188
6383 | 0.67586
6384 | 0.60258
6385 | 0.56765
6386 | 0.54293
6387 | 0.53249
6388 | 0.52781
6389 | 0.53626
6390 | 0.55676
6391 | 0.58683
6392 | 0.54431
6393 | 0.47137
6394 | 0.40302
6395 | 0.34488
6396 | 0.33131
6397 | 0.32951
6398 | 0.3358
6399 | 0.40518
6400 | 0.51801
6401 | 0.66269
6402 | 0.79712
6403 | 0.88153
6404 | 0.89178
6405 | 0.84044
6406 | 0.76452
6407 | 0.6733
6408 | 0.59681
6409 | 0.56161
6410 | 0.53358
6411 | 0.53035
6412 | 0.5261
6413 | 0.54118
6414 | 0.5793
6415 | 0.65247
6416 | 0.60835
6417 | 0.52863
6418 | 0.46703
6419 | 0.41107
6420 | 0.39772
6421 | 0.4071
6422 | 0.38512
6423 | 0.44462
6424 | 0.54423
6425 | 0.6751
6426 | 0.81099
6427 | 0.90151
6428 | 0.9201
6429 | 0.85754
6430 | 0.76963
6431 | 0.67275
6432 | 0.59926
6433 | 0.55347
6434 | 0.53697
6435 | 0.52983
6436 | 0.52888
6437 | 0.54258
6438 | 0.58225
6439 | 0.66188
6440 | 0.60649
6441 | 0.50877
6442 | 0.44209
6443 | 0.38612
6444 | 0.36327
6445 | 0.37905
6446 | 0.40345
6447 | 0.44067
6448 | 0.52976
6449 | 0.6698
6450 | 0.80075
6451 | 0.89902
6452 | 0.91579
6453 | 0.86277
6454 | 0.77823
6455 | 0.67772
6456 | 0.59905
6457 | 0.55531
6458 | 0.54988
6459 | 0.53771
6460 | 0.53533
6461 | 0.54973
6462 | 0.59083
6463 | 0.66688
6464 | 0.61579
6465 | 0.54072
6466 | 0.48566
6467 | 0.43989
6468 | 0.42622
6469 | 0.41451
6470 | 0.39735
6471 | 0.46514
6472 | 0.56443
6473 | 0.70405
6474 | 0.83115
6475 | 0.91797
6476 | 0.93056
6477 | 0.87308
6478 | 0.78989
6479 | 0.68802
6480 | 0.60827
6481 | 0.56285
6482 | 0.54587
6483 | 0.53837
6484 | 0.53339
6485 | 0.54889
6486 | 0.58792
6487 | 0.66512
6488 | 0.61133
6489 | 0.52693
6490 | 0.46641
6491 | 0.43142
6492 | 0.41285
6493 | 0.41241
6494 | 0.42027
6495 | 0.48073
6496 | 0.58102
6497 | 0.70668
6498 | 0.82578
6499 | 0.91099
6500 | 0.92763
6501 | 0.86823
6502 | 0.79114
6503 | 0.68775
6504 | 0.61439
6505 | 0.56479
6506 | 0.54994
6507 | 0.54297
6508 | 0.5402
6509 | 0.5512
6510 | 0.59107
6511 | 0.66181
6512 | 0.61531
6513 | 0.54042
6514 | 0.48405
6515 | 0.44103
6516 | 0.41352
6517 | 0.41235
6518 | 0.43099
6519 | 0.49161
6520 | 0.58958
6521 | 0.71151
6522 | 0.81218
6523 | 0.88128
6524 | 0.88655
6525 | 0.8314
6526 | 0.77529
6527 | 0.68931
6528 | 0.6189
6529 | 0.56939
6530 | 0.55432
6531 | 0.53899
6532 | 0.5338
6533 | 0.54259
6534 | 0.56708
6535 | 0.60248
6536 | 0.54992
6537 | 0.48298
6538 | 0.40809
6539 | 0.37189
6540 | 0.34655
6541 | 0.34605
6542 | 0.36488
6543 | 0.42419
6544 | 0.5311
6545 | 0.66903
6546 | 0.79313
6547 | 0.8755
6548 | 0.87996
6549 | 0.82515
6550 | 0.75879
6551 | 0.6777
6552 | 0.60841
6553 | 0.57349
6554 | 0.54212
6555 | 0.52623
6556 | 0.52183
6557 | 0.53074
6558 | 0.5565
6559 | 0.58373
6560 | 0.54916
6561 | 0.48789
6562 | 0.43208
6563 | 0.37825
6564 | 0.37218
6565 | 0.36039
6566 | 0.37465
6567 | 0.43902
6568 | 0.55732
6569 | 0.68058
6570 | 0.79859
6571 | 0.88211
6572 | 0.86169
6573 | 0.81735
6574 | 0.7567
6575 | 0.67049
6576 | 0.60457
6577 | 0.56392
6578 | 0.53395
6579 | 0.51936
6580 | 0.51616
6581 | 0.52982
6582 | 0.571
6583 | 0.64119
6584 | 0.60837
6585 | 0.52869
6586 | 0.46431
6587 | 0.40047
6588 | 0.40111
6589 | 0.4099
6590 | 0.42972
6591 | 0.47353
6592 | 0.57672
6593 | 0.68039
6594 | 0.80303
6595 | 0.88848
6596 | 0.87795
6597 | 0.82793
6598 | 0.75649
6599 | 0.66404
6600 | 0.59803
6601 | 0.55097
6602 | 0.52989
6603 | 0.51447
6604 | 0.51295
6605 | 0.52839
6606 | 0.57094
6607 | 0.64474
6608 | 0.6044
6609 | 0.51945
6610 | 0.44879
6611 | 0.37878
6612 | 0.37762
6613 | 0.39625
6614 | 0.43676
6615 | 0.50441
6616 | 0.58749
6617 | 0.67904
6618 | 0.79321
6619 | 0.87968
6620 | 0.86763
6621 | 0.81971
6622 | 0.75258
6623 | 0.66421
6624 | 0.60328
6625 | 0.55074
6626 | 0.53252
6627 | 0.51724
6628 | 0.51419
6629 | 0.52924
6630 | 0.57195
6631 | 0.64511
6632 | 0.60585
6633 | 0.52409
6634 | 0.45755
6635 | 0.39794
6636 | 0.41436
6637 | 0.41759
6638 | 0.42677
6639 | 0.51477
6640 | 0.59854
6641 | 0.69131
6642 | 0.80396
6643 | 0.88507
6644 | 0.87018
6645 | 0.82393
6646 | 0.75841
6647 | 0.66484
6648 | 0.59746
6649 | 0.56027
6650 | 0.52907
6651 | 0.51396
6652 | 0.51852
6653 | 0.53401
6654 | 0.57873
6655 | 0.65159
6656 | 0.61811
6657 | 0.53708
6658 | 0.48202
6659 | 0.44504
6660 | 0.46645
6661 | 0.48589
6662 | 0.50834
6663 | 0.58162
6664 | 0.63713
6665 | 0.72536
6666 | 0.81361
6667 | 0.89811
6668 | 0.8796
6669 | 0.83061
6670 | 0.76918
6671 | 0.67698
6672 | 0.60798
6673 | 0.55633
6674 | 0.54808
6675 | 0.53835
6676 | 0.53501
6677 | 0.54944
6678 | 0.58822
6679 | 0.65919
6680 | 0.63049
6681 | 0.56743
6682 | 0.52331
6683 | 0.48915
6684 | 0.4973
6685 | 0.51879
6686 | 0.54708
6687 | 0.59397
6688 | 0.67065
6689 | 0.7542
6690 | 0.82948
6691 | 0.8879
6692 | 0.86029
6693 | 0.81359
6694 | 0.77309
6695 | 0.6932
6696 | 0.62534
6697 | 0.57247
6698 | 0.54655
6699 | 0.53229
6700 | 0.53035
6701 | 0.54199
6702 | 0.56895
6703 | 0.60311
6704 | 0.57062
6705 | 0.50942
6706 | 0.45534
6707 | 0.43478
6708 | 0.45056
6709 | 0.46671
6710 | 0.48651
6711 | 0.51401
6712 | 0.60811
6713 | 0.71636
6714 | 0.80906
6715 | 0.88421
6716 | 0.85782
6717 | 0.81003
6718 | 0.76134
6719 | 0.68508
6720 | 0.61384
6721 | 0.57916
6722 | 0.53989
6723 | 0.52743
6724 | 0.52146
6725 | 0.53214
6726 | 0.55512
6727 | 0.58577
6728 | 0.55229
6729 | 0.49048
6730 | 0.43879
6731 | 0.39644
6732 | 0.40477
6733 | 0.41086
6734 | 0.44439
6735 | 0.47812
6736 | 0.59576
6737 | 0.70749
6738 | 0.81451
6739 | 0.8895
6740 | 0.86824
6741 | 0.82006
6742 | 0.75971
6743 | 0.67414
6744 | 0.60238
6745 | 0.56821
6746 | 0.52966
6747 | 0.52088
6748 | 0.52241
6749 | 0.53852
6750 | 0.58339
6751 | 0.65744
6752 | 0.62428
6753 | 0.55349
6754 | 0.50131
6755 | 0.45292
6756 | 0.45874
6757 | 0.47707
6758 | 0.47106
6759 | 0.51689
6760 | 0.61816
6761 | 0.71808
6762 | 0.82219
6763 | 0.90649
6764 | 0.89487
6765 | 0.83696
6766 | 0.76495
6767 | 0.67051
6768 | 0.60377
6769 | 0.55885
6770 | 0.53641
6771 | 0.52591
6772 | 0.52366
6773 | 0.53975
6774 | 0.58338
6775 | 0.66119
6776 | 0.62069
6777 | 0.54277
6778 | 0.49633
6779 | 0.4481
6780 | 0.44501
6781 | 0.45939
6782 | 0.49147
6783 | 0.52921
6784 | 0.61645
6785 | 0.72004
6786 | 0.82377
6787 | 0.90734
6788 | 0.89171
6789 | 0.84129
6790 | 0.76909
6791 | 0.67456
6792 | 0.60233
6793 | 0.55906
6794 | 0.54084
6795 | 0.52607
6796 | 0.52286
6797 | 0.53829
6798 | 0.58048
6799 | 0.65601
6800 | 0.61862
6801 | 0.54047
6802 | 0.48963
6803 | 0.44119
6804 | 0.45649
6805 | 0.45179
6806 | 0.46463
6807 | 0.5302
6808 | 0.62503
6809 | 0.7222
6810 | 0.82766
6811 | 0.91158
6812 | 0.89299
6813 | 0.84319
6814 | 0.77541
6815 | 0.67751
6816 | 0.60154
6817 | 0.55943
6818 | 0.52968
6819 | 0.5235
6820 | 0.51874
6821 | 0.53497
6822 | 0.57495
6823 | 0.65362
6824 | 0.61648
6825 | 0.53323
6826 | 0.48322
6827 | 0.45111
6828 | 0.46393
6829 | 0.47453
6830 | 0.51533
6831 | 0.57518
6832 | 0.65698
6833 | 0.72653
6834 | 0.82322
6835 | 0.90995
6836 | 0.89385
6837 | 0.83466
6838 | 0.76672
6839 | 0.67608
6840 | 0.60451
6841 | 0.55628
6842 | 0.54214
6843 | 0.52552
6844 | 0.52225
6845 | 0.53582
6846 | 0.57729
6847 | 0.6478
6848 | 0.61814
6849 | 0.5444
6850 | 0.50315
6851 | 0.46494
6852 | 0.47175
6853 | 0.47546
6854 | 0.51201
6855 | 0.54605
6856 | 0.64249
6857 | 0.7381
6858 | 0.82237
6859 | 0.88301
6860 | 0.84759
6861 | 0.79683
6862 | 0.75242
6863 | 0.67719
6864 | 0.6105
6865 | 0.56794
6866 | 0.5517
6867 | 0.53109
6868 | 0.52599
6869 | 0.53683
6870 | 0.56538
6871 | 0.60268
6872 | 0.57217
6873 | 0.51365
6874 | 0.46751
6875 | 0.44309
6876 | 0.45088
6877 | 0.45397
6878 | 0.48524
6879 | 0.51206
6880 | 0.61332
6881 | 0.7228
6882 | 0.82208
6883 | 0.89145
6884 | 0.86107
6885 | 0.80893
6886 | 0.75232
6887 | 0.67736
6888 | 0.60991
6889 | 0.57544
6890 | 0.54375
6891 | 0.52369
6892 | 0.51787
6893 | 0.52804
6894 | 0.55294
6895 | 0.58605
6896 | 0.56242
6897 | 0.51051
6898 | 0.46377
6899 | 0.41526
6900 | 0.41559
6901 | 0.40926
6902 | 0.4276
6903 | 0.47043
6904 | 0.58926
6905 | 0.71002
6906 | 0.82367
6907 | 0.89555
6908 | 0.86876
6909 | 0.81447
6910 | 0.75091
6911 | 0.66882
6912 | 0.59816
6913 | 0.56187
6914 | 0.5329
6915 | 0.51868
6916 | 0.51543
6917 | 0.53125
6918 | 0.57624
6919 | 0.65173
6920 | 0.63104
6921 | 0.57006
6922 | 0.52365
6923 | 0.47453
6924 | 0.46983
6925 | 0.48347
6926 | 0.48949
6927 | 0.53654
6928 | 0.62507
6929 | 0.72653
6930 | 0.83689
6931 | 0.91705
6932 | 0.89478
6933 | 0.83479
6934 | 0.75806
6935 | 0.66807
6936 | 0.59588
6937 | 0.55008
6938 | 0.53893
6939 | 0.52321
6940 | 0.52063
6941 | 0.53551
6942 | 0.57907
6943 | 0.66081
6944 | 0.6333
6945 | 0.57439
6946 | 0.52558
6947 | 0.4672
6948 | 0.44654
6949 | 0.45881
6950 | 0.47804
6951 | 0.52487
6952 | 0.61228
6953 | 0.7326
6954 | 0.83975
6955 | 0.91733
6956 | 0.8989
6957 | 0.84232
6958 | 0.76753
6959 | 0.6744
6960 | 0.6032
6961 | 0.55256
6962 | 0.53968
6963 | 0.52251
6964 | 0.51871
6965 | 0.53529
6966 | 0.57828
6967 | 0.65639
6968 | 0.62965
6969 | 0.56807
6970 | 0.51487
6971 | 0.4525
6972 | 0.44934
6973 | 0.45795
6974 | 0.43877
6975 | 0.4956
6976 | 0.60568
6977 | 0.72739
6978 | 0.83371
6979 | 0.91474
6980 | 0.89848
6981 | 0.83936
6982 | 0.77149
6983 | 0.67429
6984 | 0.60236
6985 | 0.55894
6986 | 0.5384
6987 | 0.52385
6988 | 0.52067
6989 | 0.53434
6990 | 0.57869
6991 | 0.65637
6992 | 0.63362
6993 | 0.56982
6994 | 0.51597
6995 | 0.46699
6996 | 0.45821
6997 | 0.47476
6998 | 0.49076
6999 | 0.54593
7000 | 0.64174
7001 | 0.7493
7002 | 0.83873
7003 | 0.92284
7004 | 0.90023
7005 | 0.84356
7006 | 0.77037
7007 | 0.67825
7008 | 0.60853
7009 | 0.56401
7010 | 0.53893
7011 | 0.52582
7012 | 0.52149
7013 | 0.53656
7014 | 0.57767
7015 | 0.65355
7016 | 0.63183
7017 | 0.57479
7018 | 0.51347
7019 | 0.45646
7020 | 0.44465
7021 | 0.45542
7022 | 0.47351
7023 | 0.52344
7024 | 0.62455
7025 | 0.73934
7026 | 0.8292
7027 | 0.89369
7028 | 0.86235
7029 | 0.80463
7030 | 0.75298
7031 | 0.67765
7032 | 0.61144
7033 | 0.55867
7034 | 0.542
7035 | 0.52626
7036 | 0.51914
7037 | 0.53055
7038 | 0.55929
7039 | 0.59857
7040 | 0.5757
7041 | 0.51809
7042 | 0.44828
7043 | 0.39653
7044 | 0.39176
7045 | 0.39863
7046 | 0.42523
7047 | 0.48197
7048 | 0.56492
7049 | 0.69764
7050 | 0.8096
7051 | 0.88676
7052 | 0.85455
7053 | 0.79789
7054 | 0.73837
7055 | 0.66509
7056 | 0.60064
7057 | 0.56103
7058 | 0.53069
7059 | 0.51693
7060 | 0.51062
7061 | 0.5208
7062 | 0.54785
7063 | 0.58616
7064 | 0.55861
7065 | 0.50392
7066 | 0.43683
7067 | 0.37229
7068 | 0.35863
7069 | 0.36041
7070 | 0.35755
7071 | 0.41937
7072 | 0.54999
7073 | 0.6888
7074 | 0.81404
7075 | 0.89608
7076 | 0.863
7077 | 0.7998
7078 | 0.73288
7079 | 0.64943
7080 | 0.58327
7081 | 0.5543
7082 | 0.52286
7083 | 0.51899
7084 | 0.51246
7085 | 0.5285
7086 | 0.57415
7087 | 0.65567
7088 | 0.62713
7089 | 0.55799
7090 | 0.49817
7091 | 0.43661
7092 | 0.42407
7093 | 0.45193
7094 | 0.45177
7095 | 0.51343
7096 | 0.61592
7097 | 0.72334
7098 | 0.84337
7099 | 0.925
7100 | 0.89892
7101 | 0.8296
7102 | 0.74889
7103 | 0.65648
7104 | 0.58971
7105 | 0.54355
7106 | 0.52256
7107 | 0.51254
7108 | 0.50955
7109 | 0.52566
7110 | 0.57029
7111 | 0.65727
7112 | 0.6267
7113 | 0.54418
7114 | 0.479
7115 | 0.41149
7116 | 0.39331
7117 | 0.43188
7118 | 0.45514
7119 | 0.51792
7120 | 0.60457
7121 | 0.71034
7122 | 0.82637
7123 | 0.91163
7124 | 0.88548
7125 | 0.81886
7126 | 0.7408
7127 | 0.66619
7128 | 0.59457
7129 | 0.54131
7130 | 0.53167
7131 | 0.51862
7132 | 0.51429
7133 | 0.53059
7134 | 0.57673
7135 | 0.66044
7136 | 0.6303
7137 | 0.56073
7138 | 0.50436
7139 | 0.44377
7140 | 0.44528
7141 | 0.46856
7142 | 0.45929
7143 | 0.53835
7144 | 0.62637
7145 | 0.72814
7146 | 0.83756
7147 | 0.91747
7148 | 0.9004
7149 | 0.8365
7150 | 0.76126
7151 | 0.66405
7152 | 0.58915
7153 | 0.55809
7154 | 0.5424
7155 | 0.53844
7156 | 0.53488
7157 | 0.55062
7158 | 0.59617
7159 | 0.68368
7160 | 0.65776
7161 | 0.58985
7162 | 0.53409
7163 | 0.49348
7164 | 0.49948
7165 | 0.53216
7166 | 0.54796
7167 | 0.62797
7168 | 0.70839
7169 | 0.78017
7170 | 0.87313
7171 | 0.94908
7172 | 0.9319
7173 | 0.86624
7174 | 0.79546
7175 | 0.69844
7176 | 0.63554
7177 | 0.56579
7178 | 0.55482
7179 | 0.53932
7180 | 0.53782
7181 | 0.55298
7182 | 0.59853
7183 | 0.67911
7184 | 0.66166
7185 | 0.60345
7186 | 0.56056
7187 | 0.51692
7188 | 0.52048
7189 | 0.54976
7190 | 0.57512
7191 | 0.64483
7192 | 0.72127
7193 | 0.78976
7194 | 0.86581
7195 | 0.92851
7196 | 0.89672
7197 | 0.83633
7198 | 0.77968
7199 | 0.69586
7200 | 0.62904
7201 | 0.58381
7202 | 0.55328
7203 | 0.53509
7204 | 0.53077
7205 | 0.54194
7206 | 0.57334
7207 | 0.61899
7208 | 0.59633
7209 | 0.54245
7210 | 0.49286
7211 | 0.45229
7212 | 0.45791
7213 | 0.47703
7214 | 0.50773
7215 | 0.55127
7216 | 0.6322
7217 | 0.74096
7218 | 0.83555
7219 | 0.90915
7220 | 0.88102
7221 | 0.82002
7222 | 0.75785
7223 | 0.6798
7224 | 0.60835
7225 | 0.58442
7226 | 0.53519
7227 | 0.517
7228 | 0.51359
7229 | 0.52421
7230 | 0.55401
7231 | 0.59552
7232 | 0.5694
7233 | 0.50739
7234 | 0.44763
7235 | 0.38558
7236 | 0.38303
7237 | 0.39075
7238 | 0.41988
7239 | 0.48524
7240 | 0.60021
7241 | 0.70464
7242 | 0.81049
7243 | 0.89076
7244 | 0.86608
7245 | 0.79917
7246 | 0.73668
7247 | 0.65125
7248 | 0.5833
7249 | 0.55727
7250 | 0.52288
7251 | 0.51034
7252 | 0.51083
7253 | 0.52539
7254 | 0.57652
7255 | 0.65633
7256 | 0.62926
7257 | 0.55146
7258 | 0.49721
7259 | 0.4467
7260 | 0.44546
7261 | 0.47582
7262 | 0.48483
7263 | 0.52774
7264 | 0.62185
7265 | 0.71732
7266 | 0.82399
7267 | 0.91103
7268 | 0.8902
7269 | 0.81632
7270 | 0.73373
7271 | 0.64476
7272 | 0.57875
7273 | 0.53797
7274 | 0.4909
7275 | 0.502
7276 | 0.50907
7277 | 0.51442
7278 | 0.57011
7279 | 0.6594
7280 | 0.62856
7281 | 0.54164
7282 | 0.45169
7283 | 0.38261
7284 | 0.3453
7285 | 0.41922
7286 | 0.48523
7287 | 0.49043
7288 | 0.59759
7289 | 0.71409
7290 | 0.79408
7291 | 0.82192
7292 | 0.77305
7293 | 0.75309
7294 | 0.69749
7295 | 0.6281
7296 | 0.56639
7297 | 0.53864
7298 | 0.51784
7299 | 0.50605
7300 | 0.5049
7301 | 0.52382
7302 | 0.57622
7303 | 0.6606
7304 | 0.64401
7305 | 0.57627
7306 | 0.51102
7307 | 0.45325
7308 | 0.43046
7309 | 0.43736
7310 | 0.44573
7311 | 0.4933
7312 | 0.60644
7313 | 0.72336
7314 | 0.84296
7315 | 0.91134
7316 | 0.8816
7317 | 0.82856
7318 | 0.75878
7319 | 0.66285
7320 | 0.5802
7321 | 0.54114
7322 | 0.51142
7323 | 0.49908
7324 | 0.50068
7325 | 0.52054
7326 | 0.57386
7327 | 0.65929
7328 | 0.64524
7329 | 0.565
7330 | 0.49622
7331 | 0.4429
7332 | 0.41551
7333 | 0.42725
7334 | 0.4492
7335 | 0.50057
7336 | 0.60943
7337 | 0.71344
7338 | 0.83064
7339 | 0.89805
7340 | 0.86191
7341 | 0.81674
7342 | 0.74984
7343 | 0.65949
7344 | 0.57796
7345 | 0.53124
7346 | 0.51653
7347 | 0.50463
7348 | 0.5025
7349 | 0.52514
7350 | 0.57795
7351 | 0.66131
7352 | 0.64934
7353 | 0.57401
7354 | 0.50498
7355 | 0.44079
7356 | 0.40947
7357 | 0.42279
7358 | 0.46358
7359 | 0.52352
7360 | 0.61366
7361 | 0.71868
7362 | 0.82213
7363 | 0.87596
7364 | 0.84274
7365 | 0.79441
7366 | 0.73495
7367 | 0.65779
7368 | 0.58699
7369 | 0.53471
7370 | 0.52744
7371 | 0.51133
7372 | 0.50736
7373 | 0.52434
7374 | 0.5579
7375 | 0.60676
7376 | 0.59457
7377 | 0.52816
7378 | 0.4449
7379 | 0.38573
7380 | 0.37118
7381 | 0.38568
7382 | 0.41548
7383 | 0.44392
7384 | 0.5673
7385 | 0.69848
7386 | 0.82379
7387 | 0.87977
7388 | 0.84298
7389 | 0.79513
7390 | 0.7329
7391 | 0.65927
7392 | 0.5839
7393 | 0.55518
7394 | 0.52068
7395 | 0.50517
7396 | 0.49987
7397 | 0.51633
7398 | 0.54797
7399 | 0.59376
7400 | 0.58268
7401 | 0.51858
7402 | 0.43857
7403 | 0.36139
7404 | 0.34412
7405 | 0.3548
7406 | 0.38563
7407 | 0.42314
7408 | 0.55613
7409 | 0.69097
7410 | 0.82516
7411 | 0.88995
7412 | 0.85186
7413 | 0.80033
7414 | 0.73413
7415 | 0.64832
7416 | 0.57181
7417 | 0.5432
7418 | 0.51108
7419 | 0.50025
7420 | 0.4981
7421 | 0.52226
7422 | 0.57271
7423 | 0.65798
7424 | 0.6493
7425 | 0.57211
7426 | 0.49024
7427 | 0.41527
7428 | 0.39882
7429 | 0.42726
7430 | 0.42641
7431 | 0.46609
7432 | 0.58521
7433 | 0.70377
7434 | 0.83677
7435 | 0.9076
7436 | 0.8764
7437 | 0.81563
7438 | 0.73772
7439 | 0.64127
7440 | 0.56479
7441 | 0.52318
7442 | 0.50317
7443 | 0.49712
7444 | 0.49584
7445 | 0.51849
7446 | 0.57135
7447 | 0.66094
7448 | 0.64393
7449 | 0.57023
7450 | 0.48507
7451 | 0.4074
7452 | 0.38224
7453 | 0.41717
7454 | 0.44647
7455 | 0.48122
7456 | 0.59038
7457 | 0.71478
7458 | 0.84152
7459 | 0.91057
7460 | 0.8781
7461 | 0.82335
7462 | 0.74585
7463 | 0.6501
7464 | 0.56987
7465 | 0.52255
7466 | 0.51933
7467 | 0.50706
7468 | 0.5047
7469 | 0.52647
7470 | 0.57809
7471 | 0.66378
7472 | 0.65295
7473 | 0.58212
7474 | 0.49995
7475 | 0.42879
7476 | 0.42089
7477 | 0.43835
7478 | 0.45116
7479 | 0.51532
7480 | 0.61493
7481 | 0.72805
7482 | 0.8576
7483 | 0.92072
7484 | 0.89039
7485 | 0.83583
7486 | 0.76045
7487 | 0.66595
7488 | 0.5814
7489 | 0.53331
7490 | 0.52142
7491 | 0.51012
7492 | 0.50677
7493 | 0.53031
7494 | 0.58413
7495 | 0.67177
7496 | 0.65976
7497 | 0.58934
7498 | 0.5132
7499 | 0.46139
7500 | 0.4456
7501 | 0.4635
7502 | 0.49534
7503 | 0.53978
7504 | 0.63827
7505 | 0.74908
7506 | 0.86449
7507 | 0.93106
7508 | 0.89681
7509 | 0.83316
7510 | 0.76698
7511 | 0.67367
7512 | 0.59555
7513 | 0.53899
7514 | 0.51683
7515 | 0.50728
7516 | 0.50299
7517 | 0.52318
7518 | 0.57873
7519 | 0.66241
7520 | 0.65241
7521 | 0.57932
7522 | 0.50889
7523 | 0.43999
7524 | 0.42998
7525 | 0.45031
7526 | 0.50011
7527 | 0.55175
7528 | 0.63834
7529 | 0.7341
7530 | 0.83779
7531 | 0.89529
7532 | 0.84906
7533 | 0.79884
7534 | 0.74571
7535 | 0.66951
7536 | 0.59033
7537 | 0.53895
7538 | 0.52025
7539 | 0.50596
7540 | 0.5011
7541 | 0.51671
7542 | 0.55493
7543 | 0.60232
7544 | 0.59361
7545 | 0.52897
7546 | 0.45205
7547 | 0.39246
7548 | 0.38283
7549 | 0.4017
7550 | 0.45457
7551 | 0.49142
7552 | 0.58025
7553 | 0.69704
7554 | 0.80649
7555 | 0.87697
7556 | 0.83786
7557 | 0.78708
7558 | 0.7271
7559 | 0.65309
7560 | 0.5745
7561 | 0.54128
7562 | 0.51058
7563 | 0.49681
7564 | 0.49221
7565 | 0.50444
7566 | 0.54053
7567 | 0.5862
7568 | 0.58108
7569 | 0.52552
7570 | 0.44329
7571 | 0.37053
7572 | 0.3625
7573 | 0.37588
7574 | 0.41997
7575 | 0.46002
7576 | 0.56131
7577 | 0.69507
7578 | 0.81247
7579 | 0.8802
7580 | 0.84416
7581 | 0.78871
7582 | 0.72584
7583 | 0.63974
7584 | 0.56415
7585 | 0.53082
7586 | 0.48942
7587 | 0.47941
7588 | 0.48441
7589 | 0.50516
7590 | 0.56184
7591 | 0.64336
7592 | 0.63691
7593 | 0.56706
7594 | 0.49173
7595 | 0.42074
7596 | 0.40445
7597 | 0.43391
7598 | 0.46
7599 | 0.48711
7600 | 0.5817
7601 | 0.70048
7602 | 0.81717
7603 | 0.89657
7604 | 0.85742
7605 | 0.79632
7606 | 0.72002
7607 | 0.63156
7608 | 0.55696
7609 | 0.51233
7610 | 0.49298
7611 | 0.49007
7612 | 0.48891
7613 | 0.50775
7614 | 0.56453
7615 | 0.65366
7616 | 0.64434
7617 | 0.57401
7618 | 0.5077
7619 | 0.44144
7620 | 0.40448
7621 | 0.43338
7622 | 0.47288
7623 | 0.50691
7624 | 0.58797
7625 | 0.71048
7626 | 0.82709
7627 | 0.90434
7628 | 0.86851
7629 | 0.80845
7630 | 0.73475
7631 | 0.64353
7632 | 0.56475
7633 | 0.51654
7634 | 0.49468
7635 | 0.492
7636 | 0.4906
7637 | 0.51206
7638 | 0.56597
7639 | 0.65489
7640 | 0.64615
7641 | 0.57067
7642 | 0.49041
7643 | 0.42032
7644 | 0.40477
7645 | 0.41413
7646 | 0.43183
7647 | 0.47587
7648 | 0.57277
7649 | 0.70092
7650 | 0.82397
7651 | 0.90525
7652 | 0.87359
7653 | 0.81178
7654 | 0.73465
7655 | 0.64613
7656 | 0.56805
7657 | 0.5202
7658 | 0.50555
7659 | 0.49286
7660 | 0.4907
7661 | 0.5101
7662 | 0.56757
7663 | 0.65732
7664 | 0.6493
7665 | 0.56797
7666 | 0.49004
7667 | 0.43122
7668 | 0.41257
7669 | 0.42922
7670 | 0.46234
7671 | 0.50459
7672 | 0.5962
7673 | 0.71249
7674 | 0.83108
7675 | 0.90709
7676 | 0.869
7677 | 0.81234
7678 | 0.73725
7679 | 0.6525
7680 | 0.57598
7681 | 0.52757
7682 | 0.49895
7683 | 0.48741
7684 | 0.49009
7685 | 0.50781
7686 | 0.56004
7687 | 0.64729
7688 | 0.63952
7689 | 0.56206
7690 | 0.47973
7691 | 0.41313
7692 | 0.3961
7693 | 0.41431
7694 | 0.46606
7695 | 0.52817
7696 | 0.60692
7697 | 0.70622
7698 | 0.80719
7699 | 0.87249
7700 | 0.82405
7701 | 0.76904
7702 | 0.71426
7703 | 0.6514
7704 | 0.58289
7705 | 0.52864
7706 | 0.51269
7707 | 0.49836
7708 | 0.49578
7709 | 0.50943
7710 | 0.54671
7711 | 0.5983
7712 | 0.59628
7713 | 0.53018
7714 | 0.44907
7715 | 0.39707
7716 | 0.38633
7717 | 0.40083
7718 | 0.44167
7719 | 0.49127
7720 | 0.56613
7721 | 0.68228
7722 | 0.80003
7723 | 0.86626
7724 | 0.82516
7725 | 0.77492
7726 | 0.71378
7727 | 0.64375
7728 | 0.57066
7729 | 0.54278
7730 | 0.49826
7731 | 0.48505
7732 | 0.48159
7733 | 0.49396
7734 | 0.5269
7735 | 0.5765
7736 | 0.5775
7737 | 0.519
7738 | 0.42912
7739 | 0.35268
7740 | 0.33895
7741 | 0.35079
7742 | 0.3917
7743 | 0.45313
7744 | 0.5666
7745 | 0.67299
7746 | 0.7897
7747 | 0.8594
7748 | 0.82203
7749 | 0.76973
7750 | 0.7059
7751 | 0.63566
7752 | 0.56585
7753 | 0.51632
7754 | 0.49079
7755 | 0.47953
7756 | 0.47976
7757 | 0.49952
7758 | 0.55385
7759 | 0.64372
7760 | 0.64128
7761 | 0.57259
7762 | 0.49988
7763 | 0.43504
7764 | 0.41532
7765 | 0.44306
7766 | 0.45657
7767 | 0.52605
7768 | 0.61102
7769 | 0.70131
7770 | 0.8118
7771 | 0.89069
7772 | 0.85989
7773 | 0.79392
7774 | 0.71237
7775 | 0.63648
7776 | 0.56721
7777 | 0.51652
7778 | 0.49261
7779 | 0.4814
7780 | 0.48182
7781 | 0.50016
7782 | 0.5537
7783 | 0.64991
7784 | 0.64587
7785 | 0.58074
7786 | 0.50961
7787 | 0.4474
7788 | 0.41516
7789 | 0.44621
7790 | 0.47418
7791 | 0.54582
7792 | 0.61835
7793 | 0.71208
7794 | 0.81628
7795 | 0.89157
7796 | 0.85786
7797 | 0.79533
7798 | 0.72215
7799 | 0.64917
7800 | 0.57096
7801 | 0.5198
7802 | 0.50574
7803 | 0.49391
7804 | 0.4928
7805 | 0.51402
7806 | 0.56766
7807 | 0.65781
7808 | 0.65988
7809 | 0.60657
7810 | 0.54445
7811 | 0.48479
7812 | 0.46079
7813 | 0.47772
7814 | 0.47945
7815 | 0.55522
7816 | 0.64275
7817 | 0.73548
7818 | 0.84031
7819 | 0.91059
7820 | 0.87181
7821 | 0.80805
7822 | 0.73615
7823 | 0.64873
7824 | 0.58246
7825 | 0.53397
7826 | 0.52819
7827 | 0.50929
7828 | 0.50128
7829 | 0.51378
7830 | 0.5398
7831 | 0.5997
7832 | 0.62845
7833 | 0.59194
7834 | 0.52958
7835 | 0.48588
7836 | 0.47594
7837 | 0.44457
7838 | 0.50162
7839 | 0.57386
7840 | 0.66701
7841 | 0.73648
7842 | 0.79191
7843 | 0.80593
7844 | 0.77522
7845 | 0.74827
7846 | 0.71045
7847 | 0.63749
7848 | 0.59517
7849 | 0.56736
7850 | 0.52684
7851 | 0.51131
7852 | 0.50527
7853 | 0.52645
7854 | 0.56883
7855 | 0.64505
7856 | 0.65598
7857 | 0.58342
7858 | 0.53657
7859 | 0.48334
7860 | 0.45562
7861 | 0.47741
7862 | 0.51572
7863 | 0.57754
7864 | 0.65632
7865 | 0.73366
7866 | 0.83309
7867 | 0.90549
7868 | 0.85283
7869 | 0.79561
7870 | 0.74258
7871 | 0.68579
7872 | 0.61074
7873 | 0.54975
7874 | 0.53096
7875 | 0.51386
7876 | 0.5086
7877 | 0.52504
7878 | 0.56033
7879 | 0.61147
7880 | 0.62572
7881 | 0.57774
7882 | 0.52025
7883 | 0.46702
7884 | 0.43721
7885 | 0.47079
7886 | 0.52742
7887 | 0.56434
7888 | 0.6414
7889 | 0.74145
7890 | 0.83876
7891 | 0.90275
7892 | 0.86101
7893 | 0.80662
7894 | 0.74582
7895 | 0.67132
7896 | 0.60536
7897 | 0.56461
7898 | 0.52598
7899 | 0.50859
7900 | 0.50272
7901 | 0.51831
7902 | 0.5512
7903 | 0.59923
7904 | 0.61971
7905 | 0.58437
7906 | 0.53394
7907 | 0.47065
7908 | 0.42863
7909 | 0.44508
7910 | 0.48863
7911 | 0.53999
7912 | 0.62929
7913 | 0.73647
7914 | 0.84344
7915 | 0.91378
7916 | 0.86875
7917 | 0.81593
7918 | 0.74848
7919 | 0.65893
7920 | 0.58249
7921 | 0.55589
7922 | 0.52266
7923 | 0.50943
7924 | 0.50629
7925 | 0.52938
7926 | 0.58421
7927 | 0.67222
7928 | 0.69635
7929 | 0.64916
7930 | 0.60492
7931 | 0.5433
7932 | 0.50225
7933 | 0.5272
7934 | 0.54663
7935 | 0.59518
7936 | 0.67741
7937 | 0.76104
7938 | 0.86358
7939 | 0.94065
7940 | 0.90393
7941 | 0.83814
7942 | 0.76707
7943 | 0.67653
7944 | 0.59689
7945 | 0.5433
7946 | 0.53502
7947 | 0.52133
7948 | 0.51887
7949 | 0.54173
7950 | 0.59604
7951 | 0.68997
7952 | 0.71051
7953 | 0.66769
7954 | 0.61756
7955 | 0.55993
7956 | 0.51727
7957 | 0.55088
7958 | 0.57647
7959 | 0.61885
7960 | 0.70037
7961 | 0.78794
7962 | 0.88657
7963 | 0.96855
7964 | 0.93944
7965 | 0.88148
7966 | 0.79904
7967 | 0.69731
7968 | 0.6128
7969 | 0.56443
7970 | 0.51924
7971 | 0.50178
7972 | 0.49768
7973 | 0.52056
7974 | 0.57506
7975 | 0.6657
7976 | 0.67894
7977 | 0.62743
7978 | 0.57102
7979 | 0.50619
7980 | 0.48143
7981 | 0.49643
7982 | 0.50954
7983 | 0.55507
7984 | 0.65379
7985 | 0.75046
7986 | 0.85263
7987 | 0.92874
7988 | 0.89416
7989 | 0.83055
7990 | 0.7693
7991 | 0.67846
7992 | 0.59445
7993 | 0.54793
7994 | 0.51425
7995 | 0.49984
7996 | 0.4953
7997 | 0.51486
7998 | 0.56775
7999 | 0.65795
8000 | 0.6749
8001 | 0.61741
8002 | 0.55858
8003 | 0.4978
8004 | 0.47558
8005 | 0.50065
8006 | 0.52597
8007 | 0.57603
8008 | 0.65061
8009 | 0.73666
8010 | 0.8404
8011 | 0.92074
8012 | 0.88699
8013 | 0.83809
8014 | 0.76583
8015 | 0.67339
8016 | 0.5894
8017 | 0.54152
8018 | 0.51695
8019 | 0.50286
8020 | 0.4949
8021 | 0.51272
8022 | 0.56416
8023 | 0.6482
8024 | 0.66443
8025 | 0.61023
8026 | 0.5504
8027 | 0.47139
8028 | 0.44191
8029 | 0.45719
8030 | 0.48609
8031 | 0.5323
8032 | 0.6122
8033 | 0.71551
8034 | 0.8148
8035 | 0.87475
8036 | 0.84842
8037 | 0.80585
8038 | 0.75279
8039 | 0.68095
8040 | 0.60202
8041 | 0.54793
8042 | 0.52125
8043 | 0.50156
8044 | 0.49417
8045 | 0.5072
8046 | 0.54354
8047 | 0.59248
8048 | 0.61479
8049 | 0.56724
8050 | 0.49944
8051 | 0.43025
8052 | 0.39732
8053 | 0.416
8054 | 0.4545
8055 | 0.48171
8056 | 0.56749
8057 | 0.68323
8058 | 0.79145
8059 | 0.86239
8060 | 0.83345
8061 | 0.79893
8062 | 0.74365
8063 | 0.67121
8064 | 0.58991
8065 | 0.55452
8066 | 0.51601
8067 | 0.49916
8068 | 0.49243
8069 | 0.5052
8070 | 0.53917
8071 | 0.58949
8072 | 0.61763
8073 | 0.58381
8074 | 0.5395
8075 | 0.4657
8076 | 0.41702
8077 | 0.41977
8078 | 0.44109
8079 | 0.48828
8080 | 0.57101
8081 | 0.69417
8082 | 0.81493
8083 | 0.88716
8084 | 0.84667
8085 | 0.79897
8086 | 0.73707
8087 | 0.65556
8088 | 0.57315
8089 | 0.54792
8090 | 0.52691
8091 | 0.51169
8092 | 0.50661
8093 | 0.52701
8094 | 0.58344
8095 | 0.67198
8096 | 0.70343
8097 | 0.66563
8098 | 0.61947
8099 | 0.54425
8100 | 0.49324
8101 | 0.50602
8102 | 0.52461
8103 | 0.56497
8104 | 0.64273
8105 | 0.74801
8106 | 0.85661
8107 | 0.94307
8108 | 0.90495
8109 | 0.84726
8110 | 0.78989
8111 | 0.69166
8112 | 0.6043
8113 | 0.55021
8114 | 0.50808
8115 | 0.49167
8116 | 0.48685
8117 | 0.50727
8118 | 0.56191
8119 | 0.65509
8120 | 0.67287
8121 | 0.61839
8122 | 0.56192
8123 | 0.47098
8124 | 0.41185
8125 | 0.42638
8126 | 0.47265
8127 | 0.51221
8128 | 0.59341
8129 | 0.70239
8130 | 0.8132
8131 | 0.89772
8132 | 0.86507
8133 | 0.80977
8134 | 0.74068
8135 | 0.65008
8136 | 0.56675
8137 | 0.53735
8138 | 0.5078
8139 | 0.49202
8140 | 0.48613
8141 | 0.50691
8142 | 0.56166
8143 | 0.65152
8144 | 0.67147
8145 | 0.61322
8146 | 0.55041
8147 | 0.45859
8148 | 0.41494
8149 | 0.40034
8150 | 0.40333
8151 | 0.47558
8152 | 0.56723
8153 | 0.69231
8154 | 0.81434
8155 | 0.89484
8156 | 0.85962
8157 | 0.80805
8158 | 0.74333
8159 | 0.65275
8160 | 0.56921
8161 | 0.53719
8162 | 0.49945
8163 | 0.48615
8164 | 0.47952
8165 | 0.49695
8166 | 0.54881
8167 | 0.63856
8168 | 0.64598
8169 | 0.56158
8170 | 0.47206
8171 | 0.37812
8172 | 0.33818
8173 | 0.34457
8174 | 0.39016
8175 | 0.46866
8176 | 0.56388
8177 | 0.67828
8178 | 0.79479
8179 | 0.88247
8180 | 0.84634
8181 | 0.79634
8182 | 0.7352
8183 | 0.6502
8184 | 0.57631
8185 | 0.52433
8186 | 0.50542
8187 | 0.49202
8188 | 0.4885
8189 | 0.50233
8190 | 0.55415
8191 | 0.63849
8192 | 0.65333
8193 | 0.58305
8194 | 0.50572
8195 | 0.42091
8196 | 0.38156
8197 | 0.3932
8198 | 0.41619
8199 | 0.4913
8200 | 0.57882
8201 | 0.68786
8202 | 0.79695
8203 | 0.8735
8204 | 0.83875
8205 | 0.78757
8206 | 0.7336
8207 | 0.66348
8208 | 0.58692
8209 | 0.5297
8210 | 0.51474
8211 | 0.49904
8212 | 0.48988
8213 | 0.50288
8214 | 0.53884
8215 | 0.58972
8216 | 0.61369
8217 | 0.55799
8218 | 0.47919
8219 | 0.40853
8220 | 0.36859
8221 | 0.37459
8222 | 0.40106
8223 | 0.45276
8224 | 0.53916
8225 | 0.66558
8226 | 0.78845
8227 | 0.86584
8228 | 0.81711
8229 | 0.79109
8230 | 0.73133
8231 | 0.66033
8232 | 0.5828
8233 | 0.5454
8234 | 0.50549
8235 | 0.48909
8236 | 0.48073
8237 | 0.4912
8238 | 0.52368
8239 | 0.57317
8240 | 0.60156
8241 | 0.54991
8242 | 0.47037
8243 | 0.38578
8244 | 0.33919
8245 | 0.33929
8246 | 0.37166
8247 | 0.42804
8248 | 0.54029
8249 | 0.66171
8250 | 0.7872
8251 | 0.8675
8252 | 0.82563
8253 | 0.79598
8254 | 0.73174
8255 | 0.64956
8256 | 0.57092
8257 | 0.53444
8258 | 0.50008
8259 | 0.48667
8260 | 0.48095
8261 | 0.49864
8262 | 0.55278
8263 | 0.64233
8264 | 0.66641
8265 | 0.6072
8266 | 0.54026
8267 | 0.46379
8268 | 0.41536
8269 | 0.43595
8270 | 0.44184
8271 | 0.49389
8272 | 0.5853
8273 | 0.69053
8274 | 0.81012
8275 | 0.89403
8276 | 0.85698
8277 | 0.79914
8278 | 0.72391
8279 | 0.63815
8280 | 0.55976
8281 | 0.5273
8282 | 0.49495
8283 | 0.4832
8284 | 0.47794
8285 | 0.49548
8286 | 0.54912
8287 | 0.64313
8288 | 0.6622
8289 | 0.59908
8290 | 0.53149
8291 | 0.45104
8292 | 0.39711
8293 | 0.41208
8294 | 0.44235
8295 | 0.4894
8296 | 0.57285
8297 | 0.68056
8298 | 0.7942
8299 | 0.88288
8300 | 0.8468
8301 | 0.79196
8302 | 0.72117
8303 | 0.6362
8304 | 0.56344
8305 | 0.51403
8306 | 0.49817
8307 | 0.48422
8308 | 0.47849
8309 | 0.49545
8310 | 0.5492
8311 | 0.63888
8312 | 0.65914
8313 | 0.59694
8314 | 0.52923
8315 | 0.4368
8316 | 0.39855
8317 | 0.38842
8318 | 0.39767
8319 | 0.45742
8320 | 0.55026
8321 | 0.67884
8322 | 0.79746
8323 | 0.88909
8324 | 0.84912
8325 | 0.79464
8326 | 0.72543
8327 | 0.64312
8328 | 0.5593
8329 | 0.5258
8330 | 0.49565
8331 | 0.4872
8332 | 0.48367
8333 | 0.49965
8334 | 0.55101
8335 | 0.63935
8336 | 0.65821
8337 | 0.58995
8338 | 0.51657
8339 | 0.42739
8340 | 0.38616
8341 | 0.3934
8342 | 0.42694
8343 | 0.49097
8344 | 0.58066
8345 | 0.68548
8346 | 0.80019
8347 | 0.89017
8348 | 0.85254
8349 | 0.79761
8350 | 0.7351
8351 | 0.65134
8352 | 0.58021
8353 | 0.51788
8354 | 0.50534
8355 | 0.49991
8356 | 0.49652
8357 | 0.51503
8358 | 0.5605
8359 | 0.6353
8360 | 0.66571
8361 | 0.61711
8362 | 0.55307
8363 | 0.46661
8364 | 0.41647
8365 | 0.41249
8366 | 0.45525
8367 | 0.50781
8368 | 0.59005
8369 | 0.70395
8370 | 0.80489
8371 | 0.88559
8372 | 0.84189
8373 | 0.79206
8374 | 0.73852
8375 | 0.67544
8376 | 0.6029
8377 | 0.53753
8378 | 0.52307
8379 | 0.50967
8380 | 0.50335
8381 | 0.51288
8382 | 0.54436
8383 | 0.58419
8384 | 0.62202
8385 | 0.58553
8386 | 0.51649
8387 | 0.44635
8388 | 0.39766
8389 | 0.39239
8390 | 0.43187
8391 | 0.47031
8392 | 0.55381
8393 | 0.68291
8394 | 0.79948
8395 | 0.88837
8396 | 0.85105
8397 | 0.79927
8398 | 0.74604
8399 | 0.66547
8400 | 0.58984
8401 | 0.55209
8402 | 0.51132
8403 | 0.50269
8404 | 0.49556
8405 | 0.50653
8406 | 0.53537
8407 | 0.57503
8408 | 0.61662
8409 | 0.58604
8410 | 0.52321
8411 | 0.43806
8412 | 0.37343
8413 | 0.36497
8414 | 0.39437
8415 | 0.44243
8416 | 0.54218
8417 | 0.67978
8418 | 0.81074
8419 | 0.89858
8420 | 0.86399
8421 | 0.81116
8422 | 0.74843
8423 | 0.65495
8424 | 0.57863
8425 | 0.53531
8426 | 0.51568
8427 | 0.49298
8428 | 0.49367
8429 | 0.51076
8430 | 0.55624
8431 | 0.632
8432 | 0.67432
8433 | 0.61987
8434 | 0.54727
8435 | 0.46326
8436 | 0.39857
8437 | 0.4215
8438 | 0.45039
8439 | 0.49274
8440 | 0.58235
8441 | 0.70206
8442 | 0.82513
8443 | 0.90957
8444 | 0.89778
8445 | 0.84746
8446 | 0.77908
8447 | 0.67121
8448 | 0.59403
8449 | 0.5451
8450 | 0.51301
8451 | 0.48782
8452 | 0.4904
8453 | 0.50672
8454 | 0.54976
8455 | 0.62878
8456 | 0.66361
8457 | 0.6081
8458 | 0.53193
8459 | 0.45328
8460 | 0.39191
8461 | 0.42246
8462 | 0.45846
8463 | 0.49759
8464 | 0.57407
8465 | 0.69042
8466 | 0.80952
8467 | 0.89576
8468 | 0.87235
8469 | 0.83626
8470 | 0.77469
8471 | 0.66626
8472 | 0.58674
8473 | 0.55086
8474 | 0.51659
8475 | 0.49159
8476 | 0.49329
8477 | 0.51067
8478 | 0.55324
8479 | 0.6293
8480 | 0.66715
8481 | 0.62331
8482 | 0.56157
8483 | 0.48683
8484 | 0.4341
8485 | 0.44032
8486 | 0.44261
8487 | 0.4988
8488 | 0.58097
8489 | 0.69635
8490 | 0.81577
8491 | 0.8998
8492 | 0.86558
8493 | 0.81836
8494 | 0.77192
8495 | 0.67448
8496 | 0.59323
8497 | 0.55516
8498 | 0.50685
8499 | 0.48244
8500 | 0.48423
8501 | 0.50301
8502 | 0.54468
8503 | 0.62001
8504 | 0.64826
8505 | 0.58783
8506 | 0.51523
8507 | 0.44786
8508 | 0.40317
8509 | 0.42386
8510 | 0.46962
8511 | 0.51534
8512 | 0.58697
8513 | 0.68821
8514 | 0.7921
8515 | 0.87848
8516 | 0.85047
8517 | 0.80106
8518 | 0.75147
8519 | 0.65095
8520 | 0.57775
8521 | 0.54572
8522 | 0.5151
8523 | 0.48747
8524 | 0.49596
8525 | 0.51227
8526 | 0.55494
8527 | 0.62282
8528 | 0.65861
8529 | 0.60933
8530 | 0.54473
8531 | 0.48191
8532 | 0.44556
8533 | 0.45861
8534 | 0.49325
8535 | 0.54508
8536 | 0.60784
8537 | 0.70481
8538 | 0.80368
8539 | 0.87349
8540 | 0.82437
8541 | 0.78281
8542 | 0.75114
8543 | 0.67529
8544 | 0.60131
8545 | 0.55328
8546 | 0.50398
8547 | 0.49234
8548 | 0.48826
8549 | 0.49932
8550 | 0.5277
8551 | 0.5648
8552 | 0.59736
8553 | 0.55954
8554 | 0.46681
8555 | 0.3963
8556 | 0.35629
8557 | 0.35683
8558 | 0.40891
8559 | 0.42999
8560 | 0.50625
8561 | 0.63649
8562 | 0.75562
8563 | 0.8539
8564 | 0.8165
8565 | 0.76715
8566 | 0.71408
8567 | 0.63827
8568 | 0.56836
8569 | 0.53253
8570 | 0.48811
8571 | 0.48481
8572 | 0.47434
8573 | 0.48006
8574 | 0.50433
8575 | 0.52408
8576 | 0.57313
8577 | 0.55252
8578 | 0.41721
8579 | 0.32133
8580 | 0.2728
8581 | 0.25001
8582 | 0.28862
8583 | 0.36739
8584 | 0.49167
8585 | 0.66057
8586 | 0.78561
8587 | 0.84493
8588 | 0.7908
8589 | 0.73896
8590 | 0.69566
8591 | 0.66509
8592 | 0.59344
8593 | 0.50623
8594 | 0.49789
8595 | 0.47892
8596 | 0.46875
8597 | 0.47223
8598 | 0.49661
8599 | 0.5421
8600 | 0.58256
8601 | 0.5168
8602 | 0.4109
8603 | 0.32065
8604 | 0.31408
8605 | 0.31427
8606 | 0.31907
8607 | 0.40701
8608 | 0.47087
8609 | 0.60351
8610 | 0.72124
8611 | 0.8025
8612 | 0.78024
8613 | 0.73676
8614 | 0.68663
8615 | 0.62657
8616 | 0.5543
8617 | 0.52897
8618 | 0.47914
8619 | 0.47137
8620 | 0.47222
8621 | 0.49356
8622 | 0.53712
8623 | 0.61958
8624 | 0.64579
8625 | 0.58821
8626 | 0.48536
8627 | 0.39061
8628 | 0.33887
8629 | 0.34772
8630 | 0.38319
8631 | 0.44356
8632 | 0.52913
8633 | 0.64855
8634 | 0.77195
8635 | 0.88156
8636 | 0.84854
8637 | 0.78848
8638 | 0.72052
8639 | 0.64122
8640 | 0.56872
8641 | 0.50615
8642 | 0.48572
8643 | 0.47569
8644 | 0.47576
8645 | 0.49768
8646 | 0.54242
8647 | 0.62039
8648 | 0.64662
8649 | 0.58811
8650 | 0.48342
8651 | 0.3823
8652 | 0.34219
8653 | 0.33089
8654 | 0.34242
8655 | 0.42094
8656 | 0.51606
8657 | 0.64773
8658 | 0.78021
8659 | 0.88353
8660 | 0.85727
8661 | 0.79842
8662 | 0.72991
8663 | 0.639
8664 | 0.5598
8665 | 0.51262
8666 | 0.49038
8667 | 0.4843
8668 | 0.48492
8669 | 0.50689
8670 | 0.5544
8671 | 0.63254
8672 | 0.66351
8673 | 0.61054
8674 | 0.52014
8675 | 0.43447
8676 | 0.39523
8677 | 0.39732
8678 | 0.41745
8679 | 0.49479
8680 | 0.57179
8681 | 0.67819
8682 | 0.804
8683 | 0.90741
8684 | 0.87356
8685 | 0.8139
8686 | 0.74599
8687 | 0.66544
8688 | 0.59191
8689 | 0.52005
8690 | 0.50621
8691 | 0.49773
8692 | 0.49193
8693 | 0.51955
8694 | 0.56448
8695 | 0.64007
8696 | 0.67458
8697 | 0.63332
8698 | 0.55057
8699 | 0.46532
8700 | 0.41695
8701 | 0.42144
8702 | 0.45937
8703 | 0.52241
8704 | 0.59594
8705 | 0.70027
8706 | 0.80762
8707 | 0.89653
8708 | 0.85004
8709 | 0.79597
8710 | 0.75008
8711 | 0.68456
8712 | 0.60418
8713 | 0.5364
8714 | 0.52595
8715 | 0.51403
8716 | 0.51191
8717 | 0.52721
8718 | 0.55875
8719 | 0.5964
8720 | 0.63969
8721 | 0.60919
8722 | 0.52614
8723 | 0.45839
8724 | 0.41172
8725 | 0.42426
8726 | 0.45519
8727 | 0.49133
8728 | 0.5734
8729 | 0.68924
8730 | 0.80864
8731 | 0.89811
8732 | 0.86315
8733 | 0.83295
8734 | 0.77592
8735 | 0.68928
8736 | 0.60851
8737 | 0.55637
8738 | 0.50398
8739 | 0.48737
8740 | 0.48878
8741 | 0.49762
8742 | 0.51646
8743 | 0.55651
8744 | 0.60651
8745 | 0.56642
8746 | 0.49876
8747 | 0.41496
8748 | 0.36781
8749 | 0.35632
8750 | 0.38515
8751 | 0.43662
8752 | 0.53551
8753 | 0.65259
8754 | 0.78267
8755 | 0.87707
8756 | 0.84107
8757 | 0.7922
8758 | 0.73929
8759 | 0.66192
8760 | 0.58492