## Assumptions Summary
Modeling Assumptions
This workbook presents the IGP inputs and assumptions as used in the RESOLVE model. Each worksheet contains raw data inputs that RESOLVE writes into .TAB files. The worksheet names reflect the actual .TAB file names that are written by RESOLVE. The topics covered within the .TAB files are summarized in the descriptions for each worksheet.
Version History
Date | Version | Description
2020-09-25 | 1 | First Release of the Draft IGP Inputs and Assumptions Document
2021-03-12 | 2 | First Release of the Draft IGP Inputs and Assumptions Workbooks 1-2 for Oahu, Hawaii Island, Maui, Molokai, and Lanai. Incorporates Stakeholder Feedback to Version 1.0.
2021-08-03 | 3 | Revised Draft IGP Inputs and Assumptions Workbooks 1-2 for Oahu, Hawaii Island, Maui, Molokai, and Lanai. Incorporates the Hawaii Public Utilities Commission's Directives in Order 37730 to Version 2.0. -- Provided clear narrative explanations about the inputs and assumptions -- Provided live and unlocked workbooks with cell logic intact -- Used plain language to describe data, worksheets, and cells -- Provided an Assumptions Summary, Glossary, References Worksheets -- Formatted workbook to improve user understanding
2021-08-18 | 4 | Changes: -- Horizon change to 2027-2034, 2040, 2045, 2050 -- erm_params – Removed ERM Peaks. ERM Calculation Will Now Scale with Hourly System Level Net Load. -- erm_timepoint_params – Updated Table to Show Hourly System Level Net Load -- References - Update links to August 3, 2021 filing -- Added Column for "Source" to Worksheet Descriptions in the Assumptions Summary
Worksheet Descriptions
Worksheet | Category | Description | Source
Assumptions Summary | Assumptions Summary | Includes Workbook Version History, Worksheet Descriptions, and References | HECO
Glossary | Glossary | Definitions of All Acronyms and Common Terms Used in the Workbook | INDUSTRY STANDARDS
References | References | Provides Links to All Pertinent and Related Documents and Workbooks | HECO
day_weights | General Inputs | Weighted Sample Days used for Hourly Dispatch Representation. | RESOLVE
zones |  | Representative Zones on the Island. Used for Load Balancing Between Zones. | RESOLVE
transmission_lines |  | Names of Transmission Lines and Maximum Planned Capacities | RESOLVE
simultaneous_flow_limits |  | Transmisison Lines Constraint for Future Upgrades | RESOLVE, HECO
fuels |  | Properties of Fuel Types Used Per Island | EIA, HECO
renewable_targets |  | Renewable Portfolio Standards Constraints | HECO
period_discount_factors |  | Parameters Used to Calculate the Net Present Value of the RESOLVE Resource Plan | HECO
flexible_params |  | Parameters Used to Establish Time and Value Constraints in RESOLVE | RESOLVE
system_params |  | Parameters for RESOLVE to Model the Island System | RESOLVE, HECO
resources | Properties of Resources | Names and Capabilities of All Available Resources in RESOLVE | HECO
planned_installed_capacities |  | Planned Installed Capacity of Resources | HECO
min_cumulative_new_build |  | Minimum Capacity Requirements for New Resources Built by RESOLVE | HECO
capacity_limits |  | Maximum Capacity Limit for New Resources Built by RESOLVE | HECO, NREL POTENTIAL STUDY ALT-1
planned_storage_energy_capacity |  | Planned Installed Energy Capacity for Storage Resources | HECO
resource_storage_paired |  | Constraints Used to Model Paired Resources | RESOLVE
resource_variable_renewable |  | Capability of Resource to be Curtailed | RESOLVE, HECO
reserve_resources |  | Capability of Resource to Provide Regulating Reserve, FFR, and Inertia Services | RESOLVE, HECO
conventional_dr_period_limits |  | Properties of Demand Response Resources | HECO
energy_sharing_max_to_move_with |  | Constraints Used to Limit Maximum Capacity Factor for Resources | HECO
technologies | Properties of Technology | Names and Capabilities of All Available Technology Types in RESOLVE | HECO, INDUSTRY STANDARDS
tech_storage_parms |  | Properties of Battery Energy Storage System (BESS) Technologies | HECO, INDUSTRY STANDARDS
erm_params | ERM Parameters | Energy Reserve Margin (ERM) Requirement and Peak Load | HECO
erm_resource_group_map |  | Grouping of Resources that Contribute to ERM | HECO
erm_shapes |  | Hourly Dependable Capacity (HDC) Shapes by ERM Resource Group | HECO
erm_timepoint_params |  | ERM Load Shape in 8760 Hours/Year Format | HECO

## Glossary
Glossary |  |  |  | Return to Assumptions Summary
Acronym/ Terminology | Definition | Order No. | Worksheets Reference
8760 | 365 days/year x 24 hours/day = 8760 hours/year | 0 | Glossary
resource | Resource Name | 0 | Glossary
period | Reference Year | 0 | Glossary
DR | Demand Response | 0 | Glossary
Pmax | Maximum Power Output (MW) | 0 | Glossary
MW | Megawatts, Unit of Power/ Capacity | 0 | Glossary
ERM | Energy Reserve Margin | 0 | Glossary
HDC | Hourly Dependable Capacity | 0 | Glossary
MWh | Megawatt-hour, Unit of Energy | 0 | Glossary
kW | Kilowatt, Unit of Power/ Capacity | 0 | Glossary
kWh | Kilowatt-hour, Unit of Energy | 0 | Glossary
yr | Year | 0 | Glossary
DER | Distributed Energy Resources | 0 | Glossary
DGPV | Distributed Generation Photovoltaics | 0 | Glossary
FFR | Fast Frequency Response | 0 | Glossary
Inertia | Kinetic Energy (MJ) Produced by a Synchronous Generator | 0 | Glossary
day_id | RESOLVE Sampled Day Number, Ranges from 1-30 | 1 | day_weights
day_weight | Number of Days in a Year that the Sampled Day Represents. Sum of the Day Weights is 365 Days. | 1 | day_weights
zone | User-Defined Zones on an Island Containing Resources. Used for Balancing Generation and Load | 2 | zones
include_in_rps_target | Allow Zones to be Included in the RPS Target Calculation | 2 | zones
include_in_load_following | Allow Zones to Provide Load Following/Regulating Reserve | 2 | zones
include_in_ghg_target | Allow Zones to be Included in the GHG Reduction Target Calculation | 2 | zones
transmission_line | Name of a Transmission Line in RESOLVE | 3 | transmission_lines
transmission_from | Transmission Line Starting Point | 3 | transmission_lines
transmission_to | Transmission Line End Point | 3 | transmission_lines
min_flow | Minimum Transmission Line Capacity | 3 | transmission_lines
max_flow | Maximum Transmission Line Capacity | 3 | transmission_lines
simultaneous_flow_group | Name of Transmission Line Directional Constraint (Forward or Reverse Direction) | 4 | simultaneous_flow_limits
period | Modeled Year in RESOLVE | 4 | simultaneous_flow_limits
simultaneous_flow_limit_mw | Planned Annual Transmission Capacity. Adjustable for Transmission Upgrades | 4 | simultaneous_flow_limits
fuels | Fuel Type | 5 | fuels
tco2_per_mmbtu | Carbon Intensity of Burning Fossil Fuels | 5 | fuels
can_blend_with_pipeline_biogas | TRUE/FALSE Question to Allow Biodiesel Blending | 5 | fuels
period | Modeled Year in RESOLVE | 5 | renewable_targets
non_modeled_rps_resources_mwh | Energy (GWh/year) Provided by DER Resources | 6 | renewable_targets
DER | Distributed Energy Resources | 6 | renewable_targets
pipeline_biogas_available_mmbtu_per_year | Amount of Biodiesel Available To Fuel-Burning Units Per Year (MMBTU/year) | 6 | renewable_targets
incremental_pipeline_biogas_cost_per_mmbtu | Cost of Biodiesel Per Year ($/MMBTU) | 6 | renewable_targets
retail_sales_mw | Portion of Customer Sales (MWh/year) that Contributes to the RPS or RPS-A Requirement | 6 | renewable_targets
RPS | Renewable Portfolio Standards | 6 | renewable_targets
RPS-A | Updated RPS Standard Based on Total Generation | 6 | renewable_targets
RPS_as_fractions_of_retail_sales | Annual Percent RPS Requirement | 6 | renewable_targets
period | Modeled Year in RESOLVE | 7 | period_discount_factors
discount_factor | RESOLVE Conversion Factor from Discount Rate | 7 | period_discount_factors
years_in_period | Linear Interpolation Between Modeled and Non-Modeled Years | 7 | period_discount_factors
period | Modeled Year in RESOLVE | 8 | flexible_params
param | Parameters in RESOLVE | 8 | flexible_params
model_component | Resource Name or Type in RESOLVE | 8 | flexible_params
day | RESOLVE Representative Day(s) | 8 | flexible_params
hour_of_day_from | Starting Hour Between 0-23 | 8 | flexible_params
hour_of_day_to | Ending Hour Between 0-23 | 8 | flexible_params
value | Unitless Number, Percent Fraction, or TRUE/FALSE Statement | 8 | flexible_params
max_gen_fraction | Controls the Generation Output of the Resource Named Under the "model_component". | 8 | flexible_params
energy_budget_cap_factor | Used to Maintain a Daily Capacity Factor for the Resource's Energy Budget | 8 | flexible_params
Energy Budget | The Daily Amount of Available Energy Produced/ Stored by a Resource | 8 | flexible_params
under_freq_load_shedding_fraction | Percent of Allowable Under Frequency Load Shed (UFLS) | 8 | flexible_params
total_freq_resp_violation_penalty_per_mw | Penalty Price for Violating the FFR Requirement ($/MW) | 8 | flexible_params
lf_reserve_timeframe_fraction_of_hour | Timeframe of Reserve Dispatch (Response Time to Ramp) | 8 | flexible_params
erm_shifting_window | Used to Shift Battery Energy From One Hour to Another, From One Day to Another, Throught the Year to Meet the ERM Requirement | 8 | flexible_params
synchronous_condenser_addition_to_load | When Not Committed and in Synchronous Condenser Mode, The Resource Will Add to Load by a Fraction of its Total Installed Capacity (%) | 8 | flexible_params
allow_synchronous_condenser_mode | TRUE/FALSE Decision Variable to Allow a Thermal Generator to Switch into Synchronous Condenser Mode | 8 | flexible_params
decimals | Used to Set the Number of Decimal Places for Result Values | 8 | flexible_params
unserved_energy_penalty | The Cost of Unserved Energy When There Isn't Enough Generation on the System to Meet the System Load ($/MW) | 9 | system_params
overgen_penalty | The Cost of Curtailment ($/MWh) | 9 | system_params
upward_reserve_violation_penalty | The Cost of the Model Not Meeting Upward Regulating Reserve Requirements ($/MW) | 9 | system_params
downward_reserve_violation_penalty | The Cost of the Model Not Meeting Downward Regulating Reserve Requirements ($/MW) | 9 | system_params
lf_reserve_dispatch_fraction | Represents the Regulating Reserve Subhourly Dispatch Fraction (%) | 9 | system_params
var_rnw_available_for_reserves | The Capacity of Variable Resources to Provide Load Following/ Regulating Reserves (%) | 9 | system_params
max_var_rnw_reserves | Represents the Maximum Regulating Reserves Provided by Variable Resources | 9 | system_params
require_overbuild | Allows the RESOLVE Model to Build Enough Resources to Meet All System Constraints as Mentioned Above, and Avoid Penalty Costs | 9 | system_params
enforce_ghg_targets | Allows the RESOLVE Model to Meet Greenhouse Gas (GHG) Emissions Targets | 9 | system_params
count_storage_losses_as_rps_curtailment | An Accounting Feature for Battery Energy Losses to Count as Curtailment of RPS Eligible Resources and Not a Reduction of RPS | 9 | system_params
allow_unserved_energy | Enables the Model to Allow Hours of Unserved Energy, Although Those Hours Will Have an Associated Penalty Cost for Violating the Constraint | 9 | system_params
resource | Name of User-Defined Resource in RESOLVE | 10 | resources
technology | Name of User Defined Technology Type in RESOLVE | 10 | resources
rps_eligible | Tracks if a Resource Contributes to RPS | 10 | resources
can_build_new | Ability for a Resource to be Built and/or Expanded | 10 | resources
capacity_limited | Capacity Build Limit for New Resources | 10 | resources
can_retire | Allows RESOLVE to Retire Thermal Resources | 10 | resources
period | Modeled Year in RESOLVE | 11 | planned_installed_capacities
resource | Name of User-Defined Resource in RESOLVE | 11 | planned_installed_capacities
planned_installed_capacity | Planned Installed Capacity of Resources (MW) | 11 | planned_installed_capacities
min_operational_planned_capacity_mw | Minimum Operational Capacity of Resources (MW) | 11 | planned_installed_capacities
planned_capacity_fixed_o_and_m_dollars_per_kw_yr | Annual Fixed Operations and Maintenance Costs for Resources ($/kW-yr) | 11 | planned_installed_capacities
resource | Name of User Defined Resource in RESOLVE | 12 | min_cumulative_new_build
period | Modeled Year in RESOLVE | 12 | min_cumulative_new_build
min_cumulative_build_by_year | Minimum Capacity of New Resources to be Built Per Year | 12 | min_cumulative_new_build
resource | Name of User-Defined Resource in RESOLVE | 13 | capacity_limits
period | Modeled Year in RESOLVE | 13 | capacity_limits
capacity_limit_mw | Maximum Capacity Limit (MW) for New Resource Builds by RESOLVE | 13 | capacity_limits
storage_resource | Name of User-Defined Storage Resources in RESOLVE | 14 | planned_storage_energy_capacity
period | Modeled Year in RESOLVE | 14 | planned_storage_energy_capacity
planned_storage_energy_capacity_mwh | Planned Storage Energy Capacity (MWH) | 14 | planned_storage_energy_capacity
planned_storage_energy_capacity_fixed_o_and_m_dollars_per_kwh_yr | Fixed Operations and Maintenance Costs For Storage | 14 | planned_storage_energy_capacity
paired_storage_resource | Name of Storage Resource That is Paired to a Supply Resource | 15 | resource_storage_paired
paired_supply_resource | Name of Supply Resource That is Paired to a Storage Resource | 15 | resource_storage_paired
enforce_pairing_ratio | Create a Pairing Ratio Between Supply and Storage Resources | 15 | resource_storage_paired
pairing_ratio | Ratio Between New Paired Resources Built by RESOLVE. For Our Purposes, We Assume a 1:1 Ratio, So That Equal Amounts of Paired Resources Are Built (1 MW Supply Resource Paired to 1 MW Storage Resource) | 15 | resource_storage_paired
Storage Resource | A Device Which Stores Energy. Often a Battery Energy Storage System (BESS) | 15 | resource_storage_paired
Supply Resource | Generator | 15 | resource_storage_paired
resource | Name of User-Defined Resource in RESOLVE | 16 | resource_variable_renewable
curtailable | Allows a Resource to be Curtailed | 16 | resource_variable_renewable
resource | Name of User-Defined Resource in RESOLVE | 17 | reserve_resources
can_provide_lf_reserves | Allows a Resource to Provide Load Following/Regulating Reserves | 17 | reserve_resources
contributes_to_freq_resp_total | The Resource Can Provide a Total Fast Frequency Response | 17 | reserve_resources
thermal_freq_response_fraction_of_commitment | Percent of a Resource That Provides Fast Frequency Response Service | 17 | reserve_resources
can_provide_inertia | Signifies If a Resource Can Provide Inertia | 17 | reserve_resources
inertia_response_multiplier_of_commitment | Conversion Factor in MJ/MW Used to Scale the Inertia Provision by the Thermal Generator or Synchronous Condenser's Maximum Capacity | 17 | reserve_resources
resource | Name of User-Defined Resource in RESOLVE | 18 | conventional_dr_period_limits
period | Modeled Year in RESOLVE | 18 | conventional_dr_period_limits
conventional_dr_availability_hours_per_year | Maximum Number of Hours Per Year a Demand Response Resource May Be called Upon for a Demand Response Event (hour/year) | 18 | conventional_dr_period_limits
daily_capacity_factor | Maximum Duration of the Demand Response Event, Provided as a Fraction of the Day (hour/hour) | 18 | conventional_dr_period_limits
hydro_resource | Name of User-Defined Resource in RESOLVE | 19 | energy_sharing_max_to_move_with
energy_sharing_group_id | Resource Assignment to Representative Days and Months When It Will Be Used | 19 | energy_sharing_max_to_move_with
max_energy_to_move_around_hours | Represents the Number of Hours Within the Month that the Resource is Used at its Pmax | 19 | energy_sharing_max_to_move_with
Pmax | Maximum Power Output (MW) | 19 | energy_sharing_max_to_move_with
technology | Name of User-Defined Technology in RESOLVE | 20 | technologies
thermal | A Fuel Burning Technology Having a Heat Rate and Fuel Type) | 20 | technologies
dispatchable | A Technology That May Be Dispatched at Varying Capacity | 20 | technologies
must_run | Technology is Run at 100% Capacity When Committed | 20 | technologies
variable | Variable Renewable Technology | 20 | technologies
storage | Unpaired and Paired Battery Energy Storage Systems (BESS) or Pumped-Storage Hydro | 20 | technologies
hydro | Hydroelectric Technology | 20 | technologies
variable_cost_dollars_per_mwh | Represents the Variable Costs for Certain Technologies ($/MWh) | 20 | technologies
firm_capacity | Fixed, Thermal Generators e.g., Combustion Turbine | 20 | technologies
conventional_dr | Demand Response Technologies | 20 | technologies
electric_vehicle | Electric Vehicle Technologies | 20 | technologies
energy_efficiency | Energy Efficiency Technologies | 20 | technologies
synchronous_condenser | Synchronous Condenser Technologies | 20 | technologies
storage_technology | Name of Storage Technology in RESOLVE | 21 | tech_storage_params
charging_efficiency | Average Charging Efficiency of Storage | 21 | tech_storage_params
discharging_efficiency | Average Discharging Efficiency of Storage | 21 | tech_storage_params
duration_h | Hourly Duration of Storage | 21 | tech_storage_params
duration_type | Classification of Storage Duration in RESOLVE | 21 | tech_storage_params
minimum-duration | Storage Technology Will Discharge Its Energy for a Minimum Number of Hours or Longer if Needed | 21 | tech_storage_params
fixed-duration | Storage Technology Has a Set Duration for Discharging Energy | 21 | tech_storage_params
period | Modeled Year in RESOLVE | 22 | erm_params
erm_percentage | Percent Energy Reserve Marging (ERM) Requirement | 22 | erm_params
resource | Name of User-Defined Resource in RESOLVE | 23 | erm_resource_group_map
erm_group | Resource Classification Groups by Hourly Dependable Capacity (HDC) Type | 23 | erm_resource_group_map
HDC | Hourly Dependable Capacity | 23 | erm_resource_group_map
erm_hour | Reference Hours of the Year (8760 hours/year) | 24 | erm_shapes
solar | Hourly Dependable Capacity of Utility-Scale Solar | 24 | erm_shapes
wind | Hourly Dependable Capacity of Utility-Scale Wind | 24 | erm_shapes
firm_capacity | Hourly Dependable Capacity of Thermal Generators | 24 | erm_shapes
other | Hourly Dependable Capacity of Synchronous Condensers and Other Small Grid Services | 24 | erm_shapes
dgpv | Hourly Dependable Capacity of Distributed Solar | 24 | erm_shapes
lsdr | Hourly Dependable Capacity of Load Shifting Demand Response | 24 | erm_shapes
stand_alone_storage | Hourly Dependable Capacity of Planned Utility-Scale Standalone Storage (Planned Unpaired BESS) | 24 | erm_shapes
generic_storage | Hourly Dependable Capacity of New Utility-Scale Standalone Storage (New Unpaired BESS) | 24 | erm_shapes
paired_solar | Hourly Dependable Capacity of Paired Utility-Scale Solar (Supply Side) | 24 | erm_shapes
paired_wind | Hourly Dependable Capacity of Paired Utility-Scale Wind (Supply Side) | 24 | erm_shapes
paired_storage | Hourly Dependable Capacity of Paired Storage (Storage Side) | 24 | erm_shapes
erm_hour | Reference Hours of the Year (8760 hours/year) | 25 | erm_timepoint_params

## References
References |  | Return to Assumptions Summary
Source | Materials
Revised Draft IGP Inputs and Assumptions Document, August 3, 2021 | https://www.hawaiianelectric.com/documents/clean_energy_hawaii/integrated_grid_planning/20210803_heco_submittal_of_igp_inputs_and_assum_and_der_hosting_capacity.pdf
Revised Draft Oahu IGP Inputs and Assumptions Workbooks 1, August 3, 2021 | https://www.hawaiianelectric.com/documents/clean_energy_hawaii/integrated_grid_planning/Revised%202021-08-03%20Draft%20Oahu%20Inputs%20Workbook%201.xlsx
Revised Draft Oahu IGP Inputs and Assumptions Workbooks 2, August 3, 2021 | https://www.hawaiianelectric.com/documents/clean_energy_hawaii/integrated_grid_planning/Revised%202021-08-03%20Draft%20Oahu%20Inputs%20Workbook%202.xlsx
Revised Draft Oahu IGP Inputs and Assumptions Workbooks 3, August 3, 2021 | https://www.hawaiianelectric.com/documents/clean_energy_hawaii/integrated_grid_planning/Revised%202021-08-03%20Draft%20Oahu%20Inputs%20Workbook%203.xlsx
Revised Draft Oahu IGP Inputs and Assumptions Workbooks 4, August 3, 2021 | https://www.hawaiianelectric.com/documents/clean_energy_hawaii/integrated_grid_planning/Revised%202021-08-03%20Draft%20Oahu%20Inputs%20Workbook%204.xlsx
Revised Draft Hawaii IGP Inputs and Assumptions Workbooks 1, August 3, 2021 | https://www.hawaiianelectric.com/documents/clean_energy_hawaii/integrated_grid_planning/Revised%202021-08-03%20Draft%20Hawaii%20Island%20Inputs%20Workbook%201.xlsx
Revised Draft Hawaii IGP Inputs and Assumptions Workbooks 2, August 3, 2021 | https://www.hawaiianelectric.com/documents/clean_energy_hawaii/integrated_grid_planning/Revised%202021-08-03%20Draft%20Hawaii%20Island%20Inputs%20Workbook%202.xlsx
Revised Draft Hawaii IGP Inputs and Assumptions Workbooks 3, August 3, 2021 | https://www.hawaiianelectric.com/documents/clean_energy_hawaii/integrated_grid_planning/Revised%202021-08-03%20Draft%20Hawaii%20Island%20Inputs%20Workbook%203.xlsx
Revised Draft Hawaii IGP Inputs and Assumptions Workbooks 4, August 3, 2021 | https://www.hawaiianelectric.com/documents/clean_energy_hawaii/integrated_grid_planning/Revised%202021-08-03%20Draft%20Hawaii%20Island%20Inputs%20Workbook%204.xlsx
Revised Draft Maui IGP Inputs and Assumptions Workbooks 1, August 3, 2021 | https://www.hawaiianelectric.com/documents/clean_energy_hawaii/integrated_grid_planning/Revised%202021-08-03%20Draft%20Maui%20Inputs%20Workbook%201.xlsx
Revised Draft Maui IGP Inputs and Assumptions Workbooks 2, August 3, 2021 | https://www.hawaiianelectric.com/documents/clean_energy_hawaii/integrated_grid_planning/Revised%202021-08-03%20Draft%20Maui%20Inputs%20Workbook%202.xlsx
Revised Draft Maui IGP Inputs and Assumptions Workbooks 3, August 3, 2021 | https://www.hawaiianelectric.com/documents/clean_energy_hawaii/integrated_grid_planning/Revised%202021-08-03%20Draft%20Maui%20Inputs%20Workbook%203.xlsx
Revised Draft Maui IGP Inputs and Assumptions Workbooks 4, August 3, 2021 | https://www.hawaiianelectric.com/documents/clean_energy_hawaii/integrated_grid_planning/Revised%202021-08-03%20Draft%20Maui%20Inputs%20Workbook%204.xlsx
Revised Draft Molokai IGP Inputs and Assumptions Workbooks 1, August 3, 2021 | https://www.hawaiianelectric.com/documents/clean_energy_hawaii/integrated_grid_planning/Revised%202021-08-03%20Draft%20Molokai%20Inputs%20Workbook%201.xlsx
Revised Draft Molokai IGP Inputs and Assumptions Workbooks 2, August 3, 2021 | https://www.hawaiianelectric.com/documents/clean_energy_hawaii/integrated_grid_planning/Revised%202021-08-03%20Draft%20Molokai%20Inputs%20Workbook%202.xlsx
Revised Draft Molokai IGP Inputs and Assumptions Workbooks 3, August 3, 2021 | https://www.hawaiianelectric.com/documents/clean_energy_hawaii/integrated_grid_planning/Revised%202021-08-03%20Draft%20Molokai%20Inputs%20Workbook%203.xlsx
Revised Draft Molokai IGP Inputs and Assumptions Workbooks 4, August 3, 2021 | https://www.hawaiianelectric.com/documents/clean_energy_hawaii/integrated_grid_planning/Revised%202021-08-03%20Draft%20Molokai%20Inputs%20Workbook%204.xlsx
Revised Draft Lanai IGP Inputs and Assumptions Workbooks 1, August 3, 2021 | https://www.hawaiianelectric.com/documents/clean_energy_hawaii/integrated_grid_planning/Revised%202021-08-03%20Draft%20Lanai%20Inputs%20Workbook%201.xlsx
Revised Draft Lanai IGP Inputs and Assumptions Workbooks 2, August 3, 2021 | https://www.hawaiianelectric.com/documents/clean_energy_hawaii/integrated_grid_planning/Revised%202021-08-03%20Draft%20Lanai%20Inputs%20Workbook%202.xlsx
Revised Draft Lanai IGP Inputs and Assumptions Workbooks 3, August 3, 2021 | https://www.hawaiianelectric.com/documents/clean_energy_hawaii/integrated_grid_planning/Revised%202021-08-03%20Draft%20Lanai%20Inputs%20Workbook%203.xlsx
Revised Draft Lanai IGP Inputs and Assumptions Workbooks 4, August 3, 2021 | https://www.hawaiianelectric.com/documents/clean_energy_hawaii/integrated_grid_planning/Revised%202021-08-03%20Draft%20Lanai%20Inputs%20Workbook%204.xlsx
Revised Draft IGP Inputs and Assumptions Document, March 30, 2021 | https://www.hawaiianelectric.com/documents/clean_energy_hawaii/integrated_grid_planning/stakeholder_engagement/working_groups/forecast_assumptions/20210330_wg_fa_deliverable_draft.pdf
Revised Draft IGP Grid Needs Assessment & Solution Evaluation Methodology Document, March 30, 2021 | https://www.hawaiianelectric.com/documents/clean_energy_hawaii/integrated_grid_planning/stakeholder_engagement/working_groups/solution_evaluation_and_optimization/20210330_wg_seo_deliverable_draft.pdf
Draft Oahu IGP Inputs and Assumptions Workbooks 1, March 12, 2021 | https://www.hawaiianelectric.com/documents/clean_energy_hawaii/integrated_grid_planning/stakeholder_engagement/working_groups/forecast_assumptions/20210312_draft_oahu_inputs_workbook_1.xlsx
Draft Oahu IGP Inputs and Assumptions Workbooks 2, March 12, 2021 | https://www.hawaiianelectric.com/documents/clean_energy_hawaii/integrated_grid_planning/stakeholder_engagement/working_groups/forecast_assumptions/20210312_draft_oahu_inputs_workbook_2.xlsx
Draft Hawaii IGP Inputs and Assumptions Workbooks 1, March 12, 2021 | https://www.hawaiianelectric.com/documents/clean_energy_hawaii/integrated_grid_planning/stakeholder_engagement/working_groups/forecast_assumptions/20210312_draft_hawaii_island_inputs_workbook_1.xlsx
Draft Hawaii IGP Inputs and Assumptions Workbooks 2, March 12, 2021 | https://www.hawaiianelectric.com/documents/clean_energy_hawaii/integrated_grid_planning/stakeholder_engagement/working_groups/forecast_assumptions/20210312_draft_hawaii_island_inputs_workbook_2.xlsx
Draft Maui IGP Inputs and Assumptions Workbooks 1, March 12, 2021 | https://www.hawaiianelectric.com/documents/clean_energy_hawaii/integrated_grid_planning/stakeholder_engagement/working_groups/forecast_assumptions/20210312_draft_maui_inputs_workbook_1.xlsx
Draft Maui IGP Inputs and Assumptions Workbooks 2, March 12, 2021 | https://www.hawaiianelectric.com/documents/clean_energy_hawaii/integrated_grid_planning/stakeholder_engagement/working_groups/forecast_assumptions/20210312_draft_maui_inputs_workbook_2.xlsx
Draft Molokai IGP Inputs and Assumptions Workbooks 1, March 12, 2021 | https://www.hawaiianelectric.com/documents/clean_energy_hawaii/integrated_grid_planning/stakeholder_engagement/working_groups/forecast_assumptions/20210312_draft_molokai_inputs_workbook_1.xlsx
Draft Molokai IGP Inputs and Assumptions Workbooks 2, March 12, 2021 | https://www.hawaiianelectric.com/documents/clean_energy_hawaii/integrated_grid_planning/stakeholder_engagement/working_groups/forecast_assumptions/20210312_draft_molokai_inputs_workbook_2.xlsx
Draft Lanai IGP Inputs and Assumptions Workbooks 1, March 12, 2021 | https://www.hawaiianelectric.com/documents/clean_energy_hawaii/integrated_grid_planning/stakeholder_engagement/working_groups/forecast_assumptions/20210312_draft_lanai_inputs_workbook_1.xlsx
Draft Lanai IGP Inputs and Assumptions Workbooks 2, March 12, 2021 | https://www.hawaiianelectric.com/documents/clean_energy_hawaii/integrated_grid_planning/stakeholder_engagement/working_groups/forecast_assumptions/20210312_draft_lanai_inputs_workbook_2.xlsx
IGP Resource Cost Summary, April 20, 2020 (Updated January 18, 2021) | https://www.hawaiianelectric.com/documents/clean_energy_hawaii/integrated_grid_planning/stakeholder_engagement/working_groups/solution_evaluation_and_optimization/20210118_wg_seo_resource_cost_forecast.xlsx
Draft IGP Inputs and Assumptions Document, September 25, 2020 | https://www.hawaiianelectric.com/documents/clean_energy_hawaii/integrated_grid_planning/stakeholder_engagement/working_groups/forecast_assumptions/20200925_draft_IGP_inputs_and_assumptions.pdf
Oahu Sales and Peak Forecast, August 31, 2020 | https://www.hawaiianelectric.com/documents/clean_energy_hawaii/integrated_grid_planning/stakeholder_engagement/working_groups/forecast_assumptions/hawaii_sales_and_peak_FAWG.xlsx
Hawaii Sales and Peak Forecast, August 31, 2020 | https://www.hawaiianelectric.com/documents/clean_energy_hawaii/integrated_grid_planning/stakeholder_engagement/working_groups/forecast_assumptions/oahu_sales_and_peak_FAWG.xlsx
Maui, Molokai, and Lanai Sales and Peak Forecast, August 31, 2020 | https://www.hawaiianelectric.com/documents/clean_energy_hawaii/integrated_grid_planning/stakeholder_engagement/working_groups/forecast_assumptions/maui_sales_and_peak_FAWG.xlsx
Draft IGP Grid Needs Assessment and Solution Evaluation Methodology Document, June 2, 2020 | https://www.hawaiianelectric.com/documents/clean_energy_hawaii/integrated_grid_planning/stakeholder_engagement/working_groups/solution_evaluation_and_optimization/20200602_wg_seo_deliverable_draft_v1.pdf
IGP 2020 Fuels Forecast, April 20, 2020 | https://www.hawaiianelectric.com/documents/clean_energy_hawaii/integrated_grid_planning/stakeholder_engagement/working_groups/solution_evaluation_and_optimization/20200420_wg_seo_igp_2020_fuels_forecast.xlsx
IGP DER Forecast - Oahu, January 29, 2020 | https://www.hawaiianelectric.com/documents/clean_energy_hawaii/integrated_grid_planning/stakeholder_engagement/working_groups/forecast_assumptions/HE_DER_forecast_IGP.xlsx
IGP DER Forecast - Hawaii, January 29, 2020 | https://www.hawaiianelectric.com/documents/clean_energy_hawaii/integrated_grid_planning/stakeholder_engagement/working_groups/forecast_assumptions/HL_DER_forecast_IGP.xlsx
IGP DER Forecast - Maui (Maui BESS Included from Slide 31), January 29, 2020 | https://www.hawaiianelectric.com/documents/clean_energy_hawaii/integrated_grid_planning/stakeholder_engagement/working_groups/forecast_assumptions/ME_DER_forecast_IGP.xlsx
AEG Hawaii Statewide Market Potential Study, January 29, 2020 | https://www.hawaiianelectric.com/documents/clean_energy_hawaii/integrated_grid_planning/stakeholder_engagement/working_groups/forecast_assumptions/20200129_wg_fa_hawaii_market_potential_study_draft_results.pdf
Electrification of Transportation Workplan, October 29, 2019 | https://www.hawaiianelectric.com/documents/clean_energy_hawaii/electrification_of_transportation/20191029_eot_workplan.pdf
Electric Vehicle Critical Backbone Study: Planning Methodology, July 30, 2019 | https://www.hawaiianelectric.com/documents/clean_energy_hawaii/electrification_of_transportation/2018-0135_20190730_cos_ev_backbone_study.pdf
Addendum to the EoT Strategic Roadmap, November 29, 2018 | https://www.hawaiianelectric.com/documents/clean_energy_hawaii/electrification_of_transportation/eot_strategic_roadmap_addendum.pdf
Electrification of Transportation (EoT) Strategic Roadmap, March 29, 2018 | https://www.hawaiianelectric.com/documents/clean_energy_hawaii/electrification_of_transportation/201803_eot_roadmap.pdf

## day_weights
Return to Assumptions Summary
Day Weights
RESOLVE model optimization uses a set of 30 representative days per each modeled year. Each representative day holds a weighted value called a day weight. In the table below, the "day_id" is the representative day, and the "day_weight" is the corresponding weighted value of that day. The day_weight is used to scale the load profile, variable generation profiles, and any other time-dependent input from 30 representative days to 365 days per year (or 8760 hours per year). The sum of all the "day_weights" is equal to one year, 365 days. The day weights were determined outside of the model using historical production profiles of the system level load and existing variable renewable generation ranging from years 2015-2019. The day weights are unique to each island.
Day Weights
day_id | day_weight
1 | 26.803
2 | 26.2145
3 | 23.7546
4 | 19.8466
5 | 19.2057
6 | 18.9648
7 | 18.1252
8 | 17.1281
9 | 16.9062
10 | 16.2795
11 | 15.4419
12 | 14.7078
13 | 14.5593
14 | 14.104
15 | 13.0949
16 | 11.876
17 | 11.0363
18 | 10.8729
19 | 10.7954
20 | 10.1546
21 | 8.0789
22 | 7.8182
23 | 6.2465
24 | 4.1982
25 | 3.7867
26 | 1
27 | 1
28 | 1
29 | 1
30 | 1

## zones
Return to Assumptions Summary
Zones
RESOLVE has the capability to model an island's system within user-defined zones. Usually, the purpose of creating zones is to separate resources that have a different set of operational capabilities or constraints from each other. For example, resources that cannot provide load following/ regulating reserves are placed into a NoLF (No load Following) zone. Whereas resources that can provide load following/ regulating reserves are placed into the main island zone, which is Lanai in this case. A Proxy zone is always defined as a point of reference to the main island zone. In the table below, columns 2-4 are properties specified for each zone. The input is a binary value (0 or 1), zero meaning NO/FALSE and one meaning YES/TRUE. As an example, resources in the "Lanai" zone can be included in the RPS target calculation ("include_in_rps_target"), can provide load following/ regulating reserves ("include_in_load_following"), and can be included in the GHG target calculation ("include_in_ghg_target").
Zones
zone | include_in_rps_target | include_in_load_following | include_in_ghg_target
Lanai | 1 | 1 | 1
Proxy | 0 | 0 | 0

## transmission_lines
Return to Assumptions Summary
Transmission Line Capacity
In RESOLVE, transmission line capacity is model from one point of reference to another. In the first column, "transmission_line", we define the name of the transmission line, specifying the two reference zones "Lanai" and "Proxy" in line "LA_to_Proxy". In the second and third columns, we state which zone the energy is moved from, "transmission_from" and the zone where it's going to, "transmission_to". In the fourth and fifth columns, we can specify a minimum transmission capacity, "min_flow" and a maximum transmission capacity, "max_flow". The energy flow is one-directional from the outer zone "transmission_from" to the inner zone "transmission_to". In the table below, resources in the NoLF zone have a very high transmission capacity limit 99999 MW to simulate an unlimited scenario. To set a point of interconnection (POI) transmission constraint for a particular resource, a specific value can be used in the "max_flow" field.
Transmission Lines
transmission_line | transmission_from | transmission_to | min_flow | max_flow
LA_to_PROXY | Lanai | Proxy | 0 | 0

## simultaneous_flow_limits
Return to Assumptions Summary
Simultaneous Flow Constraint
The following constraints allow the user to adjust the transmission capacity exchanged between zones on an annual basis. The direction of energy is one-directional (forward or reverse), in that it moves from the outer zone to the inner zone. This setting provides flexbility in comparison to the hard constraint on the previous worksheet, "max_flow". It can be used to account for things like adding new renewable projects to an existing zone, and the subsequent increase or decrease in transmission capacity that is available or needed through an upgrade. The value 99999 is meant to simulate an unlimited scenario.
Simultaneous Flow Constraint
simultaneous_flow_group | period | simultaneous_flow_limit_mw
Proxy_constraint | 2027 | 0
Proxy_constraint | 2028 | 0
Proxy_constraint | 2029 | 0
Proxy_constraint | 2030 | 0
Proxy_constraint | 2031 | 0
Proxy_constraint | 2032 | 0
Proxy_constraint | 2033 | 0
Proxy_constraint | 2034 | 0
Proxy_constraint | 2040 | 0
Proxy_constraint | 2045 | 0
Proxy_constraint | 2050 | 0

## fuels
Return to Assumptions Summary
Fuel Blending
In the first column, "fuels" represents the type of fuel used on that island. The second column, "tco2_per_mmbtu" represents the carbon dioxide (CO2) intensity for greenhouse gas (GHG) accounting in units tCO2/MMBtu. The third column is a decision variable to allow the fuel to be blended with a renewable fuel source such as biodiesel or biogas. Since biogas is not an option for the islands, assume fuel blending is achieved with biodiesel unless otherwise noted.
Fuels
fuels | tco2_per_mmbtu | can_blend_with_pipeline_biogas
ULSD | 0.081807 | TRUE
Biodiesel | 0 | FALSE
Free | 0 | FALSE

## renewable_targets
Return to Assumptions Summary
Renewable Targets
In the table below are a collection of inputs related to Renewable Portfolio Standards (RPS) targets. -- first column, "period" represents the modeled year -- second column, "non_modeled_rps_resources_mwh" represents the energy (GWh/year) provided by DER resources. Since DER is not modeled as a resource, this is how we capture the RPS contributions by DERs. -- third and fourth columns, "pipeline_biogas_available_mmbtu_per_year" and "incremental_pipeline_biogas_cost_per_mmbtu" go together. It is used to switch the thermal generator fuel source from a fossil fuel (e.g., LSFO, diesel) to biodiesel in year 2045 when 100% RPS is in effect. -- fifth column, "retail_sales_mwh" is the portion of customer sales (MWh/year) that contributes towards RPS or RPS-A -- sixth column, "RPS_as_fractions_of_retail_sales" represents the annual percent RPS requirement
Renewable Targets
period | non_modeled_rps_resources_mwh | pipeline_biogas_available_mmbtu_per_year | incremental_pipeline_biogas_cost_per_mmbtu | retail_sales_mwh | RPS_as_fractions_of_retail_sales
2027 | 1884.1701 | 0 | 10.4955 | 39789.4946 | 0.37
2028 | 1989.4838 | 0 | 10.3522 | 40184.65 | 0.38
2029 | 2042.2463 | 0 | 10.0159 | 40257.7009 | 0.39
2030 | 2157.9837 | 0 | 10.2369 | 40391.6896 | 0.4
2031 | 2274.9312 | 0 | 10.628 | 40519.3182 | 0.43
2032 | 2336.8357 | 0 | 10.2906 | 40757.9997 | 0.46
2033 | 2380.5413 | 0 | 10.0747 | 40767.9001 | 0.49
2034 | 2487.6007 | 0 | 10.0085 | 40933.5435 | 0.52
2040 | 2958.0118 | 0 | 9.4532 | 42083.4311 | 0.7
2045 | 3234.1303 | 90000 | 8.544 | 43029.7445 | 1
2050 | 3470.5872 | 90000 | 7.6796 | 44239.6558 | 1

## period_discount_factors
Return to Assumptions Summary
Discount Factors
The table below describes how the discount rate (%) is applied over the planning horizon ("horizon"). The discount rate is converted by RESOLVE into a "discount_factor". Between the starting year to the last year of the horizon ("period"), the "discount_factor" and "years_in_period" are used to determine the present value of the resource plan. The "years_in_period" is based on the linear interpolation between modeled and non-modeled years. The last year of "years_in_period" has the highest weight as the assumption is that future years will have the same cost as the last year.
Period Discount Factors
period | discount_factor | years_in_period
2027 | 0.74434 | 1
2028 | 0.7086 | 1
2029 | 0.67457 | 1
2030 | 0.64218 | 1
2031 | 0.61135 | 1
2032 | 0.58199 | 1
2033 | 0.55404 | 1
2034 | 1.7052 | 3.5
2040 | 2.2081 | 5.5
2045 | 1.5423 | 5
2050 | 3.7503 | 23

## flexible_params
Return to Assumptions Summary
Flexible Parameters
The parameters, "param" listed below are input into various sections of the RESOLVE model. The main theme here is that these parameters have a time constraint, involving the "period" (year), "day" (representative day from 1-30), and the hour of day (ranging from hours 0 - 23), as well as a representative value in the "value" column. The "value" column is more of a catch-all for various inputs and does not have set units. The following are examples of how the params shown in the table below are used: -- "max_gen_fraction" is used to control the generation output of the resource named under the "model_component". For "Load_Reduce", the value is set to zero in the hours when this resource is unavailable. Hour zero in "hour_of_day_from" represents 12:00AM-1:00AM, and hour 16 in "hour_of_day_to" represents 4:00PM - 5:00PM. Therefore, the resource is unavailable from midnight to 5:00PM. -- "energy_budget_cap_factor" - used to maintain a daily capacity factor for the resource's energy budget (FFR1 resource is not used for energy service, therefore its value is zero). -- "under_freq_load_shedding_fraction" - Percent of allowable under frequency load shed; specific to the island. For Lanai, it is 15%. -- "total_freq_resp_violation_penalty_per_mw" - penalty price for violating the FFR requirement ($/MW) -- "lf_reserve_timeframe_fraction_of_hour" - describes the timeframe of the reserve dispatch (response time to ramp), e.g. 0.5 hours = 30 minutes. -- "erm_shifting_window" - is used to shift battery energy from one hour to another, from one day to another, throughout the year to meet ERM requirements. It has a value of 8760 hours/year. --"synchronous_condenser_addition_to_load" - when not committed and in synchronous condenser mode, the resource will add to load by a fraction of the resource's total capacity, e.g., a value of 0.04 means 4% of total installed capacity adds to the system load -- "allow_synchronous_condenser_mode" - TRUE/FALSE decision variable to allow a thermal generator to switch into synchronous condenser mode if it has that capability -- "decimals" - are used to set the number of decimal places for result values (e.g., value = "2" means display two decimal places, as in 30.00 MW, or 120.00 MWh)
Flexible Parameters
param | model_component | period | day | hour_of_day_from | hour_of_day_to | value
max_gen_fraction | Load_Reduce | All | All | 0 | 16 | 0
max_gen_fraction | Load_Reduce | All | All | 20 | 23 | 0
max_gen_fraction | Load_Reduce | All | All | 17 | 20 | 1
energy_budget_cap_factor | FFR | None | All | None | None | 0
under_freq_load_shedding_fraction | None | None | None | None | None | 0.15
total_freq_resp_violation_penalty_per_mw | None | None | None | None | None | 10000
lf_reserve_timeframe_fraction_of_hour | None | None | None | None | None | 0.33333
reg_reserve_timeframe_fraction_of_hour | None | None | None | None | None | 0
erm_shifting_window | None | None | None | None | None | 8760
synchronous_condenser_addition_to_load | Sync_Condenser | None | None | None | None | 0.04
decimals | None | None | None | None | None | 4

## system_params
Return to Assumptions Summary
System Parameters
The table below contains a variety of system parameters used in the RESOLVE model. -- first column, "unserved_energy_penalty" is the cost of unserved energy when there isn't enough generation on the system to meet the system load ($/MWh) -- second column, "overgen_penalty" is the cost of curtailment ($/MWh) -- third column, "upward_reserve_violation_penalty" is the cost of the model not meeting upward regulating reserve requirements ($/MW) -- fourth column, "downward_reserve_violation_penalty" is the cost of the model not meeting downward regulating reserve requirements ($/MW) -- fifth column, "lf_reserve_dispatch_fraction" represents the load following/regulating reserve subhourly dispatch fraction (%) -- sixth column, "var_rnw_available_for_reserves" is the capacity of variable resources to provide load following/regulating reserves (%) -- seventh column, "max_var_rnw_reserves" represents the maximum load following/regulating reserves provided by variable resources (%) -- eigth column, "require_overbuild" allows RESOLVE to build enough resources to meet all system constraints as mentioned above, and avoid penalty costs -- ninth column, "enforce_ghg_targets" allows the model to meet greenhous gas (GHG) emissions targets -- tenth column, "count_storage_losses_as_rps_curtailment"is an accounting feature for battery energy losses to count as curtailment of RPS eligible resources and not a reduction in RPS -- eleventh column, "allow_unserved_energy" enables to model to allow hours of unserved energy, although those hours will have an associated penalty cost for violating the constraint
System Parameters
unserved_energy_penalty | overgen_penalty | upward_reserve_violation_penalty | downward_reserve_violation_penalty | lf_reserve_dispatch_fraction | var_rnw_available_for_reserves | max_var_rnw_reserves | require_overbuild | enforce_ghg_targets | count_storage_losses_as_rps_curtailment | allow_unserved_energy
50000 | 50000 | 10000 | 10000 | 0.33 | 1 | 1 | TRUE | TRUE | TRUE | TRUE

## resources
Return to Assumptions Summary
Resources
The following table contains all of the user-defined resources modeled in RESOLVE by island. The first column, "resource" is the name of the unit or project, which is tied to a "technology" type in column two, and a "zone" in column three. The binary values (1 or 0) in columns four through seven represent TRUE or FALSE values, TRUE = 1 and FALSE = 0. The questions being asked for each resource are: -- Column 4, "rps_eligible" - Does the project count towards RPS? -- Column 5, "can_build_new" - Can the resource be built and/or expanded? -- Column 6, "capacity_limited" - If a new resource, is there a limit on how much capacity can be built? -- Column 7, "can_retire" - Can the unit be retired by RESOLVE? (RESOLVE will optimize and decide when this occurs.)
Resources
resource | technology | zone | rps_eligible | can_build_new | capacity_limited | can_retire
LL1 | LL1 | Lanai | 0 | 0 | 0 | 0
LL2 | LL2 | Lanai | 0 | 0 | 0 | 0
LL3 | LL3 | Lanai | 0 | 0 | 0 | 0
LL4 | LL4 | Lanai | 0 | 0 | 0 | 0
LL5 | LL5 | Lanai | 0 | 0 | 0 | 0
LL6 | LL6 | Lanai | 0 | 0 | 0 | 0
LL7 | LL7 | Lanai | 0 | 0 | 0 | 0
LL8 | LL8 | Lanai | 0 | 0 | 0 | 0
CHP | CHP | Lanai | 0 | 0 | 0 | 0
9MW_ICE_New | 9MW_ICE_New | Lanai | 0 | 1 | 1 | 0
Sync_Condenser | Sync_Condenser | Lanai | 0 | 0 | 0 | 0
FFR | FFR | Lanai | 0 | 0 | 0 | 0
LL7_MR | LL7_MR | Lanai | 0 | 0 | 0 | 0
LL8_MR | LL8_MR | Lanai | 0 | 0 | 0 | 0
LSR_PV | LSR_PV | Lanai | 1 | 0 | 0 | 0
PV_New | PV | Lanai | 1 | 1 | 1 | 0
Wind_New | Wind_New | Lanai | 1 | 1 | 1 | 0
PV_Paired_4hr_New_Supply | PV_Paired_4hr_New_Supply | Lanai | 1 | 1 | 1 | 0
PV_Paired_6hr_New_Supply | PV_Paired_6hr_New_Supply | Lanai | 1 | 1 | 1 | 0
PV_DER_Aggregater_Supply | PV_Paired_2hr_New_Supply | Lanai | 1 | 1 | 1 | 0
PV_CBRE_Ph2_Supply | PV_Paired_4hr_New_Supply | Lanai | 1 | 0 | 0 | 0
PV_Paired_2hr_New_Supply | PV_Paired_2hr_New_Supply | Lanai | 1 | 1 | 1 | 0
PV_Paired_8hr_New_Supply | PV_Paired_8hr_New_Supply | Lanai | 1 | 1 | 1 | 0
BESS_Standalone_New | BESS_Standalone_New | Lanai | 0 | 1 | 1 | 0
Load_Build | Load_Build | Lanai | 0 | 0 | 0 | 0
PV_Paired_4hr_New_Battery | PV_Paired_4hr_New_Battery | Lanai | 0 | 1 | 1 | 0
PV_Paired_6hr_New_Battery | PV_Paired_6hr_New_Battery | Lanai | 0 | 1 | 1 | 0
PV_DER_Aggregater_Battery | PV_Paired_2hr_New_Battery | Lanai | 0 | 1 | 1 | 0
PV_CBRE_Ph2_Battery | PV_Paired_4hr_New_Battery | Lanai | 0 | 0 | 0 | 0
PV_Paired_2hr_New_Battery | PV_Paired_2hr_New_Battery | Lanai | 0 | 1 | 1 | 0
PV_Paired_8hr_New_Battery | PV_Paired_8hr_New_Battery | Lanai | 0 | 1 | 1 | 0
Load_Reduce | Load_Reduce | Lanai | 0 | 0 | 0 | 0

## planned_installed_capacities
Return to Assumptions Summary
Planned Resource Installed Capacities (MW)
The table below shows the user-defined "resource" names in the first column, modeled year in the "period" column, the planned capacity in megawatts (MW) in the third column. The fourth column, "min_operational_planned_capacity_mw" represents any operating minimum capacity (MW) that is required for a resource. The fifth column, "planned_capacity_fixed_o_and_m_dollars_per_kw_yr" is the associated annual fixed O&M (operations and maintenance) costs to run the units, projects, or grid services.
Planned Installed Capacities
resource | period | planned_installed_capacity | min_operational_planned_capacity_mw | planned_capacity_fixed_o_and_m_dollars_per_kw_yr
LL1 | 2027 | 1 | 0 | 30.7565
LL1 | 2028 | 1 | 0 | 30.7565
LL1 | 2029 | 1 | 0 | 30.7565
LL1 | 2030 | 1 | 0 | 30.7565
LL1 | 2031 | 1 | 0 | 30.7565
LL1 | 2032 | 1 | 0 | 30.7565
LL1 | 2033 | 1 | 0 | 30.7565
LL1 | 2034 | 1 | 0 | 30.7565
LL1 | 2040 | 1 | 0 | 30.7565
LL1 | 2045 | 1 | 0 | 30.7565
LL1 | 2050 | 1 | 0 | 30.7565
LL2 | 2027 | 1 | 0 | 20.277
LL2 | 2028 | 1 | 0 | 20.277
LL2 | 2029 | 1 | 0 | 20.277
LL2 | 2030 | 1 | 0 | 20.277
LL2 | 2031 | 1 | 0 | 20.277
LL2 | 2032 | 1 | 0 | 20.277
LL2 | 2033 | 1 | 0 | 20.277
LL2 | 2034 | 1 | 0 | 20.277
LL2 | 2040 | 1 | 0 | 20.277
LL2 | 2045 | 1 | 0 | 20.277
LL2 | 2050 | 1 | 0 | 20.277
LL3 | 2027 | 1 | 0 | 83.7007
LL3 | 2028 | 1 | 0 | 83.7007
LL3 | 2029 | 1 | 0 | 83.7007
LL3 | 2030 | 1 | 0 | 83.7007
LL3 | 2031 | 1 | 0 | 83.7007
LL3 | 2032 | 1 | 0 | 83.7007
LL3 | 2033 | 1 | 0 | 83.7007
LL3 | 2034 | 1 | 0 | 83.7007
LL3 | 2040 | 1 | 0 | 83.7007
LL3 | 2045 | 1 | 0 | 83.7007
LL3 | 2050 | 1 | 0 | 83.7007
LL4 | 2027 | 1 | 0 | 107.2593
LL4 | 2028 | 1 | 0 | 107.2593
LL4 | 2029 | 1 | 0 | 107.2593
LL4 | 2030 | 1 | 0 | 107.2593
LL4 | 2031 | 1 | 0 | 107.2593
LL4 | 2032 | 1 | 0 | 107.2593
LL4 | 2033 | 1 | 0 | 107.2593
LL4 | 2034 | 1 | 0 | 107.2593
LL4 | 2040 | 1 | 0 | 107.2593
LL4 | 2045 | 1 | 0 | 107.2593
LL4 | 2050 | 1 | 0 | 107.2593
LL5 | 2027 | 1 | 0 | 57.3128
LL5 | 2028 | 1 | 0 | 57.3128
LL5 | 2029 | 1 | 0 | 57.3128
LL5 | 2030 | 1 | 0 | 57.3128
LL5 | 2031 | 1 | 0 | 57.3128
LL5 | 2032 | 1 | 0 | 57.3128
LL5 | 2033 | 1 | 0 | 57.3128
LL5 | 2034 | 1 | 0 | 57.3128
LL5 | 2040 | 1 | 0 | 57.3128
LL5 | 2045 | 1 | 0 | 57.3128
LL5 | 2050 | 1 | 0 | 57.3128
LL6 | 2027 | 1 | 0 | 70.3137
LL6 | 2028 | 1 | 0 | 70.3137
LL6 | 2029 | 1 | 0 | 70.3137
LL6 | 2030 | 1 | 0 | 70.3137
LL6 | 2031 | 1 | 0 | 70.3137
LL6 | 2032 | 1 | 0 | 70.3137
LL6 | 2033 | 1 | 0 | 70.3137
LL6 | 2034 | 1 | 0 | 70.3137
LL6 | 2040 | 1 | 0 | 70.3137
LL6 | 2045 | 1 | 0 | 70.3137
LL6 | 2050 | 1 | 0 | 70.3137
LL7 | 2027 | 2.2 | 0 | 235.0007
LL7 | 2028 | 2.2 | 0 | 235.0007
LL7 | 2029 | 2.2 | 0 | 235.0007
LL7 | 2030 | 2.2 | 0 | 235.0007
LL7 | 2031 | 2.2 | 0 | 235.0007
LL7 | 2032 | 2.2 | 0 | 235.0007
LL7 | 2033 | 2.2 | 0 | 235.0007
LL7 | 2034 | 2.2 | 0 | 235.0007
LL7 | 2040 | 2.2 | 0 | 235.0007
LL7 | 2045 | 2.2 | 0 | 235.0007
LL7 | 2050 | 2.2 | 0 | 235.0007
LL8 | 2027 | 2.2 | 0 | 180.6753
LL8 | 2028 | 2.2 | 0 | 180.6753
LL8 | 2029 | 2.2 | 0 | 180.6753
LL8 | 2030 | 2.2 | 0 | 180.6753
LL8 | 2031 | 2.2 | 0 | 180.6753
LL8 | 2032 | 2.2 | 0 | 180.6753
LL8 | 2033 | 2.2 | 0 | 180.6753
LL8 | 2034 | 2.2 | 0 | 180.6753
LL8 | 2040 | 2.2 | 0 | 180.6753
LL8 | 2045 | 2.2 | 0 | 180.6753
LL8 | 2050 | 2.2 | 0 | 180.6753
CHP | 2027 | 0 | 0 | 153.668
CHP | 2028 | 0 | 0 | 153.668
CHP | 2029 | 0 | 0 | 153.668
CHP | 2030 | 0 | 0 | 153.668
CHP | 2031 | 0 | 0 | 153.668
CHP | 2032 | 0 | 0 | 153.668
CHP | 2033 | 0 | 0 | 153.668
CHP | 2034 | 0 | 0 | 153.668
CHP | 2040 | 0 | 0 | 153.668
CHP | 2045 | 0 | 0 | 153.668
CHP | 2050 | 0 | 0 | 153.668
9MW_ICE_New | 2027 | 0 | 0 | 0
9MW_ICE_New | 2028 | 0 | 0 | 0
9MW_ICE_New | 2029 | 0 | 0 | 0
9MW_ICE_New | 2030 | 0 | 0 | 0
9MW_ICE_New | 2031 | 0 | 0 | 0
9MW_ICE_New | 2032 | 0 | 0 | 0
9MW_ICE_New | 2033 | 0 | 0 | 0
9MW_ICE_New | 2034 | 0 | 0 | 0
9MW_ICE_New | 2040 | 0 | 0 | 0
9MW_ICE_New | 2045 | 0 | 0 | 0
9MW_ICE_New | 2050 | 0 | 0 | 0
Sync_Condenser | 2027 | 2.75 | 0 | 0
Sync_Condenser | 2028 | 2.75 | 0 | 0
Sync_Condenser | 2029 | 2.75 | 0 | 0
Sync_Condenser | 2030 | 2.75 | 0 | 0
Sync_Condenser | 2031 | 2.75 | 0 | 0
Sync_Condenser | 2032 | 2.75 | 0 | 0
Sync_Condenser | 2033 | 2.75 | 0 | 0
Sync_Condenser | 2034 | 2.75 | 0 | 0
Sync_Condenser | 2040 | 2.75 | 0 | 0
Sync_Condenser | 2045 | 2.75 | 0 | 0
Sync_Condenser | 2050 | 2.75 | 0 | 0
FFR | 2027 | 0 | 0 | 0
FFR | 2028 | 0 | 0 | 0
FFR | 2029 | 0 | 0 | 0
FFR | 2030 | 0 | 0 | 0
FFR | 2031 | 0 | 0 | 0
FFR | 2032 | 0 | 0 | 0
FFR | 2033 | 0 | 0 | 0
FFR | 2034 | 0 | 0 | 0
FFR | 2040 | 0 | 0 | 0
FFR | 2045 | 0 | 0 | 0
FFR | 2050 | 0 | 0 | 0
LL7_MR | 2027 | 0 | 0 | 235.0007
LL7_MR | 2028 | 0 | 0 | 235.0007
LL7_MR | 2029 | 0 | 0 | 235.0007
LL7_MR | 2030 | 0 | 0 | 235.0007
LL7_MR | 2031 | 0 | 0 | 235.0007
LL7_MR | 2032 | 0 | 0 | 235.0007
LL7_MR | 2033 | 0 | 0 | 235.0007
LL7_MR | 2034 | 0 | 0 | 235.0007
LL7_MR | 2040 | 0 | 0 | 235.0007
LL7_MR | 2045 | 0 | 0 | 235.0007
LL7_MR | 2050 | 0 | 0 | 235.0007
LL8_MR | 2027 | 0 | 0 | 180.6753
LL8_MR | 2028 | 0 | 0 | 180.6753
LL8_MR | 2029 | 0 | 0 | 180.6753
LL8_MR | 2030 | 0 | 0 | 180.6753
LL8_MR | 2031 | 0 | 0 | 180.6753
LL8_MR | 2032 | 0 | 0 | 180.6753
LL8_MR | 2033 | 0 | 0 | 180.6753
LL8_MR | 2034 | 0 | 0 | 180.6753
LL8_MR | 2040 | 0 | 0 | 180.6753
LL8_MR | 2045 | 0 | 0 | 180.6753
LL8_MR | 2050 | 0 | 0 | 180.6753
LSR_PV | 2027 | 0 | 0 | 0
LSR_PV | 2028 | 0 | 0 | 0
LSR_PV | 2029 | 0 | 0 | 0
LSR_PV | 2030 | 0 | 0 | 0
LSR_PV | 2031 | 0 | 0 | 0
LSR_PV | 2032 | 0 | 0 | 0
LSR_PV | 2033 | 0 | 0 | 0
LSR_PV | 2034 | 0 | 0 | 0
LSR_PV | 2040 | 0 | 0 | 0
LSR_PV | 2045 | 0 | 0 | 0
LSR_PV | 2050 | 0 | 0 | 0
PV_New | 2027 | 0 | 0 | 0
PV_New | 2028 | 0 | 0 | 0
PV_New | 2029 | 0 | 0 | 0
PV_New | 2030 | 0 | 0 | 0
PV_New | 2031 | 0 | 0 | 0
PV_New | 2032 | 0 | 0 | 0
PV_New | 2033 | 0 | 0 | 0
PV_New | 2034 | 0 | 0 | 0
PV_New | 2040 | 0 | 0 | 0
PV_New | 2045 | 0 | 0 | 0
PV_New | 2050 | 0 | 0 | 0
Wind_New | 2027 | 0 | 0 | 0
Wind_New | 2028 | 0 | 0 | 0
Wind_New | 2029 | 0 | 0 | 0
Wind_New | 2030 | 0 | 0 | 0
Wind_New | 2031 | 0 | 0 | 0
Wind_New | 2032 | 0 | 0 | 0
Wind_New | 2033 | 0 | 0 | 0
Wind_New | 2034 | 0 | 0 | 0
Wind_New | 2040 | 0 | 0 | 0
Wind_New | 2045 | 0 | 0 | 0
Wind_New | 2050 | 0 | 0 | 0
PV_Paired_2hr_New_Supply | 2027 | 0 | 0 | 0
PV_Paired_2hr_New_Supply | 2028 | 0 | 0 | 0
PV_Paired_2hr_New_Supply | 2029 | 0 | 0 | 0
PV_Paired_2hr_New_Supply | 2030 | 0 | 0 | 0
PV_Paired_2hr_New_Supply | 2031 | 0 | 0 | 0
PV_Paired_2hr_New_Supply | 2032 | 0 | 0 | 0
PV_Paired_2hr_New_Supply | 2033 | 0 | 0 | 0
PV_Paired_2hr_New_Supply | 2034 | 0 | 0 | 0
PV_Paired_2hr_New_Supply | 2040 | 0 | 0 | 0
PV_Paired_2hr_New_Supply | 2045 | 0 | 0 | 0
PV_Paired_2hr_New_Supply | 2050 | 0 | 0 | 0
PV_Paired_4hr_New_Supply | 2027 | 0 | 0 | 0
PV_Paired_4hr_New_Supply | 2028 | 0 | 0 | 0
PV_Paired_4hr_New_Supply | 2029 | 0 | 0 | 0
PV_Paired_4hr_New_Supply | 2030 | 0 | 0 | 0
PV_Paired_4hr_New_Supply | 2031 | 0 | 0 | 0
PV_Paired_4hr_New_Supply | 2032 | 0 | 0 | 0
PV_Paired_4hr_New_Supply | 2033 | 0 | 0 | 0
PV_Paired_4hr_New_Supply | 2034 | 0 | 0 | 0
PV_Paired_4hr_New_Supply | 2040 | 0 | 0 | 0
PV_Paired_4hr_New_Supply | 2045 | 0 | 0 | 0
PV_Paired_4hr_New_Supply | 2050 | 0 | 0 | 0
PV_Paired_6hr_New_Supply | 2027 | 0 | 0 | 0
PV_Paired_6hr_New_Supply | 2028 | 0 | 0 | 0
PV_Paired_6hr_New_Supply | 2029 | 0 | 0 | 0
PV_Paired_6hr_New_Supply | 2030 | 0 | 0 | 0
PV_Paired_6hr_New_Supply | 2031 | 0 | 0 | 0
PV_Paired_6hr_New_Supply | 2032 | 0 | 0 | 0
PV_Paired_6hr_New_Supply | 2033 | 0 | 0 | 0
PV_Paired_6hr_New_Supply | 2034 | 0 | 0 | 0
PV_Paired_6hr_New_Supply | 2040 | 0 | 0 | 0
PV_Paired_6hr_New_Supply | 2045 | 0 | 0 | 0
PV_Paired_6hr_New_Supply | 2050 | 0 | 0 | 0
PV_Paired_8hr_New_Supply | 2027 | 0 | 0 | 0
PV_Paired_8hr_New_Supply | 2028 | 0 | 0 | 0
PV_Paired_8hr_New_Supply | 2029 | 0 | 0 | 0
PV_Paired_8hr_New_Supply | 2030 | 0 | 0 | 0
PV_Paired_8hr_New_Supply | 2031 | 0 | 0 | 0
PV_Paired_8hr_New_Supply | 2032 | 0 | 0 | 0
PV_Paired_8hr_New_Supply | 2033 | 0 | 0 | 0
PV_Paired_8hr_New_Supply | 2034 | 0 | 0 | 0
PV_Paired_8hr_New_Supply | 2040 | 0 | 0 | 0
PV_Paired_8hr_New_Supply | 2045 | 0 | 0 | 0
PV_Paired_8hr_New_Supply | 2050 | 0 | 0 | 0
PV_DER_Aggregater_Supply | 2027 | 0 | 0 | 0
PV_DER_Aggregater_Supply | 2028 | 0 | 0 | 0
PV_DER_Aggregater_Supply | 2029 | 0 | 0 | 0
PV_DER_Aggregater_Supply | 2030 | 0 | 0 | 0
PV_DER_Aggregater_Supply | 2031 | 0 | 0 | 0
PV_DER_Aggregater_Supply | 2032 | 0 | 0 | 0
PV_DER_Aggregater_Supply | 2033 | 0 | 0 | 0
PV_DER_Aggregater_Supply | 2034 | 0 | 0 | 0
PV_DER_Aggregater_Supply | 2040 | 0 | 0 | 0
PV_DER_Aggregater_Supply | 2045 | 0 | 0 | 0
PV_DER_Aggregater_Supply | 2050 | 0 | 0 | 0
PV_CBRE_Ph2_Supply | 2027 | 15.8122 | 0 | 268.5276
PV_CBRE_Ph2_Supply | 2028 | 15.8122 | 0 | 262.1057
PV_CBRE_Ph2_Supply | 2029 | 15.8122 | 0 | 255.8129
PV_CBRE_Ph2_Supply | 2030 | 15.8122 | 0 | 249.6464
PV_CBRE_Ph2_Supply | 2031 | 15.8122 | 0 | 244.3391
PV_CBRE_Ph2_Supply | 2032 | 15.8122 | 0 | 239.1505
PV_CBRE_Ph2_Supply | 2033 | 15.8122 | 0 | 234.0779
PV_CBRE_Ph2_Supply | 2034 | 15.8122 | 0 | 229.1186
PV_CBRE_Ph2_Supply | 2040 | 15.8122 | 0 | 201.6027
PV_CBRE_Ph2_Supply | 2045 | 15.8122 | 0 | 181.3501
PV_CBRE_Ph2_Supply | 2050 | 15.8122 | 0 | 163.25
BESS_Standalone_New | 2027 | 0 | 0 | 0
BESS_Standalone_New | 2028 | 0 | 0 | 0
BESS_Standalone_New | 2029 | 0 | 0 | 0
BESS_Standalone_New | 2030 | 0 | 0 | 0
BESS_Standalone_New | 2031 | 0 | 0 | 0
BESS_Standalone_New | 2032 | 0 | 0 | 0
BESS_Standalone_New | 2033 | 0 | 0 | 0
BESS_Standalone_New | 2034 | 0 | 0 | 0
BESS_Standalone_New | 2040 | 0 | 0 | 0
BESS_Standalone_New | 2045 | 0 | 0 | 0
BESS_Standalone_New | 2050 | 0 | 0 | 0
Load_Build | 2027 | 0 | 0 | 0
Load_Build | 2028 | 0 | 0 | 0
Load_Build | 2029 | 0 | 0 | 0
Load_Build | 2030 | 0 | 0 | 0
Load_Build | 2031 | 0 | 0 | 0
Load_Build | 2032 | 0 | 0 | 0
Load_Build | 2033 | 0 | 0 | 0
Load_Build | 2034 | 0 | 0 | 0
Load_Build | 2040 | 0 | 0 | 0
Load_Build | 2045 | 0 | 0 | 0
Load_Build | 2050 | 0 | 0 | 0
PV_Paired_2hr_New_Battery | 2027 | 0 | 0 | 0
PV_Paired_2hr_New_Battery | 2028 | 0 | 0 | 0
PV_Paired_2hr_New_Battery | 2029 | 0 | 0 | 0
PV_Paired_2hr_New_Battery | 2030 | 0 | 0 | 0
PV_Paired_2hr_New_Battery | 2031 | 0 | 0 | 0
PV_Paired_2hr_New_Battery | 2032 | 0 | 0 | 0
PV_Paired_2hr_New_Battery | 2033 | 0 | 0 | 0
PV_Paired_2hr_New_Battery | 2034 | 0 | 0 | 0
PV_Paired_2hr_New_Battery | 2040 | 0 | 0 | 0
PV_Paired_2hr_New_Battery | 2045 | 0 | 0 | 0
PV_Paired_2hr_New_Battery | 2050 | 0 | 0 | 0
PV_Paired_4hr_New_Battery | 2027 | 0 | 0 | 0
PV_Paired_4hr_New_Battery | 2028 | 0 | 0 | 0
PV_Paired_4hr_New_Battery | 2029 | 0 | 0 | 0
PV_Paired_4hr_New_Battery | 2030 | 0 | 0 | 0
PV_Paired_4hr_New_Battery | 2031 | 0 | 0 | 0
PV_Paired_4hr_New_Battery | 2032 | 0 | 0 | 0
PV_Paired_4hr_New_Battery | 2033 | 0 | 0 | 0
PV_Paired_4hr_New_Battery | 2034 | 0 | 0 | 0
PV_Paired_4hr_New_Battery | 2040 | 0 | 0 | 0
PV_Paired_4hr_New_Battery | 2045 | 0 | 0 | 0
PV_Paired_4hr_New_Battery | 2050 | 0 | 0 | 0
PV_Paired_6hr_New_Battery | 2027 | 0 | 0 | 0
PV_Paired_6hr_New_Battery | 2028 | 0 | 0 | 0
PV_Paired_6hr_New_Battery | 2029 | 0 | 0 | 0
PV_Paired_6hr_New_Battery | 2030 | 0 | 0 | 0
PV_Paired_6hr_New_Battery | 2031 | 0 | 0 | 0
PV_Paired_6hr_New_Battery | 2032 | 0 | 0 | 0
PV_Paired_6hr_New_Battery | 2033 | 0 | 0 | 0
PV_Paired_6hr_New_Battery | 2034 | 0 | 0 | 0
PV_Paired_6hr_New_Battery | 2040 | 0 | 0 | 0
PV_Paired_6hr_New_Battery | 2045 | 0 | 0 | 0
PV_Paired_6hr_New_Battery | 2050 | 0 | 0 | 0
PV_Paired_8hr_New_Battery | 2027 | 0 | 0 | 0
PV_Paired_8hr_New_Battery | 2028 | 0 | 0 | 0
PV_Paired_8hr_New_Battery | 2029 | 0 | 0 | 0
PV_Paired_8hr_New_Battery | 2030 | 0 | 0 | 0
PV_Paired_8hr_New_Battery | 2031 | 0 | 0 | 0
PV_Paired_8hr_New_Battery | 2032 | 0 | 0 | 0
PV_Paired_8hr_New_Battery | 2033 | 0 | 0 | 0
PV_Paired_8hr_New_Battery | 2034 | 0 | 0 | 0
PV_Paired_8hr_New_Battery | 2040 | 0 | 0 | 0
PV_Paired_8hr_New_Battery | 2045 | 0 | 0 | 0
PV_Paired_8hr_New_Battery | 2050 | 0 | 0 | 0
PV_DER_Aggregater_Battery | 2027 | 0 | 0 | 0
PV_DER_Aggregater_Battery | 2028 | 0 | 0 | 0
PV_DER_Aggregater_Battery | 2029 | 0 | 0 | 0
PV_DER_Aggregater_Battery | 2030 | 0 | 0 | 0
PV_DER_Aggregater_Battery | 2031 | 0 | 0 | 0
PV_DER_Aggregater_Battery | 2032 | 0 | 0 | 0
PV_DER_Aggregater_Battery | 2033 | 0 | 0 | 0
PV_DER_Aggregater_Battery | 2034 | 0 | 0 | 0
PV_DER_Aggregater_Battery | 2040 | 0 | 0 | 0
PV_DER_Aggregater_Battery | 2045 | 0 | 0 | 0
PV_DER_Aggregater_Battery | 2050 | 0 | 0 | 0
PV_CBRE_Ph2_Battery | 2027 | 15.8122 | 0 | 151.9724
PV_CBRE_Ph2_Battery | 2028 | 15.8122 | 0 | 148.0641
PV_CBRE_Ph2_Battery | 2029 | 15.8122 | 0 | 144.2199
PV_CBRE_Ph2_Battery | 2030 | 15.8122 | 0 | 140.4383
PV_CBRE_Ph2_Battery | 2031 | 15.8122 | 0 | 137.4984
PV_CBRE_Ph2_Battery | 2032 | 15.8122 | 0 | 134.6184
PV_CBRE_Ph2_Battery | 2033 | 15.8122 | 0 | 131.7967
PV_CBRE_Ph2_Battery | 2034 | 15.8122 | 0 | 129.0323
PV_CBRE_Ph2_Battery | 2040 | 15.8122 | 0 | 113.5739
PV_CBRE_Ph2_Battery | 2045 | 15.8122 | 0 | 102.0408
PV_CBRE_Ph2_Battery | 2050 | 15.8122 | 0 | 91.5922
Load_Reduce | 2027 | 0 | 0 | 0
Load_Reduce | 2028 | 0 | 0 | 0
Load_Reduce | 2029 | 0 | 0 | 0
Load_Reduce | 2030 | 0 | 0 | 0
Load_Reduce | 2031 | 0 | 0 | 0
Load_Reduce | 2032 | 0 | 0 | 0
Load_Reduce | 2033 | 0 | 0 | 0
Load_Reduce | 2034 | 0 | 0 | 0
Load_Reduce | 2040 | 0 | 0 | 0
Load_Reduce | 2045 | 0 | 0 | 0
Load_Reduce | 2050 | 0 | 0 | 0

## min_cumulative_new_build
Return to Assumptions Summary
New Resource Minimum Cumulative Build (MW)
Candidate resources that can be built by RESOLVE are shown in the first column labeled, "resource". In the second column, "period" shows the year modeled. Third column, "min_cumulative_build_by_year" shows the minimum capacity that should be built per year in megawatts (MW) by RESOLVE. By setting this value to zero, this means that RESOLVE is not constrained by a minimum new build requirement, and it can optimize as much or little of a resource as is needed.
Minimum Cumulative New Build
resource | period | min_cumulative_build_by_year
9MW_ICE_New | 2027 | 0
9MW_ICE_New | 2028 | 0
9MW_ICE_New | 2029 | 0
9MW_ICE_New | 2030 | 0
9MW_ICE_New | 2031 | 0
9MW_ICE_New | 2032 | 0
9MW_ICE_New | 2033 | 0
9MW_ICE_New | 2034 | 0
9MW_ICE_New | 2040 | 0
9MW_ICE_New | 2045 | 0
9MW_ICE_New | 2050 | 0
PV_New | 2027 | 0
PV_New | 2028 | 0
PV_New | 2029 | 0
PV_New | 2030 | 0
PV_New | 2031 | 0
PV_New | 2032 | 0
PV_New | 2033 | 0
PV_New | 2034 | 0
PV_New | 2040 | 0
PV_New | 2045 | 0
PV_New | 2050 | 0
Wind_New | 2027 | 0
Wind_New | 2028 | 0
Wind_New | 2029 | 0
Wind_New | 2030 | 0
Wind_New | 2031 | 0
Wind_New | 2032 | 0
Wind_New | 2033 | 0
Wind_New | 2034 | 0
Wind_New | 2040 | 0
Wind_New | 2045 | 0
Wind_New | 2050 | 0
PV_Paired_2hr_New_Supply | 2027 | 0
PV_Paired_2hr_New_Supply | 2028 | 0
PV_Paired_2hr_New_Supply | 2029 | 0
PV_Paired_2hr_New_Supply | 2030 | 0
PV_Paired_2hr_New_Supply | 2031 | 0
PV_Paired_2hr_New_Supply | 2032 | 0
PV_Paired_2hr_New_Supply | 2033 | 0
PV_Paired_2hr_New_Supply | 2034 | 0
PV_Paired_2hr_New_Supply | 2040 | 0
PV_Paired_2hr_New_Supply | 2045 | 0
PV_Paired_2hr_New_Supply | 2050 | 0
PV_Paired_4hr_New_Supply | 2027 | 0
PV_Paired_4hr_New_Supply | 2028 | 0
PV_Paired_4hr_New_Supply | 2029 | 0
PV_Paired_4hr_New_Supply | 2030 | 0
PV_Paired_4hr_New_Supply | 2031 | 0
PV_Paired_4hr_New_Supply | 2032 | 0
PV_Paired_4hr_New_Supply | 2033 | 0
PV_Paired_4hr_New_Supply | 2034 | 0
PV_Paired_4hr_New_Supply | 2040 | 0
PV_Paired_4hr_New_Supply | 2045 | 0
PV_Paired_4hr_New_Supply | 2050 | 0
PV_Paired_6hr_New_Supply | 2027 | 0
PV_Paired_6hr_New_Supply | 2028 | 0
PV_Paired_6hr_New_Supply | 2029 | 0
PV_Paired_6hr_New_Supply | 2030 | 0
PV_Paired_6hr_New_Supply | 2031 | 0
PV_Paired_6hr_New_Supply | 2032 | 0
PV_Paired_6hr_New_Supply | 2033 | 0
PV_Paired_6hr_New_Supply | 2034 | 0
PV_Paired_6hr_New_Supply | 2040 | 0
PV_Paired_6hr_New_Supply | 2045 | 0
PV_Paired_6hr_New_Supply | 2050 | 0
PV_Paired_8hr_New_Supply | 2027 | 0
PV_Paired_8hr_New_Supply | 2028 | 0
PV_Paired_8hr_New_Supply | 2029 | 0
PV_Paired_8hr_New_Supply | 2030 | 0
PV_Paired_8hr_New_Supply | 2031 | 0
PV_Paired_8hr_New_Supply | 2032 | 0
PV_Paired_8hr_New_Supply | 2033 | 0
PV_Paired_8hr_New_Supply | 2034 | 0
PV_Paired_8hr_New_Supply | 2040 | 0
PV_Paired_8hr_New_Supply | 2045 | 0
PV_Paired_8hr_New_Supply | 2050 | 0
PV_DER_Aggregater_Supply | 2027 | 0
PV_DER_Aggregater_Supply | 2028 | 0
PV_DER_Aggregater_Supply | 2029 | 0
PV_DER_Aggregater_Supply | 2030 | 0
PV_DER_Aggregater_Supply | 2031 | 0
PV_DER_Aggregater_Supply | 2032 | 0
PV_DER_Aggregater_Supply | 2033 | 0
PV_DER_Aggregater_Supply | 2034 | 0
PV_DER_Aggregater_Supply | 2040 | 0
PV_DER_Aggregater_Supply | 2045 | 0
PV_DER_Aggregater_Supply | 2050 | 0
BESS_Standalone_New | 2027 | 0
BESS_Standalone_New | 2028 | 0
BESS_Standalone_New | 2029 | 0
BESS_Standalone_New | 2030 | 0
BESS_Standalone_New | 2031 | 0
BESS_Standalone_New | 2032 | 0
BESS_Standalone_New | 2033 | 0
BESS_Standalone_New | 2034 | 0
BESS_Standalone_New | 2040 | 0
BESS_Standalone_New | 2045 | 0
BESS_Standalone_New | 2050 | 0
PV_Paired_2hr_New_Battery | 2027 | 0
PV_Paired_2hr_New_Battery | 2028 | 0
PV_Paired_2hr_New_Battery | 2029 | 0
PV_Paired_2hr_New_Battery | 2030 | 0
PV_Paired_2hr_New_Battery | 2031 | 0
PV_Paired_2hr_New_Battery | 2032 | 0
PV_Paired_2hr_New_Battery | 2033 | 0
PV_Paired_2hr_New_Battery | 2034 | 0
PV_Paired_2hr_New_Battery | 2040 | 0
PV_Paired_2hr_New_Battery | 2045 | 0
PV_Paired_2hr_New_Battery | 2050 | 0
PV_Paired_4hr_New_Battery | 2027 | 0
PV_Paired_4hr_New_Battery | 2028 | 0
PV_Paired_4hr_New_Battery | 2029 | 0
PV_Paired_4hr_New_Battery | 2030 | 0
PV_Paired_4hr_New_Battery | 2031 | 0
PV_Paired_4hr_New_Battery | 2032 | 0
PV_Paired_4hr_New_Battery | 2033 | 0
PV_Paired_4hr_New_Battery | 2034 | 0
PV_Paired_4hr_New_Battery | 2040 | 0
PV_Paired_4hr_New_Battery | 2045 | 0
PV_Paired_4hr_New_Battery | 2050 | 0
PV_Paired_6hr_New_Battery | 2027 | 0
PV_Paired_6hr_New_Battery | 2028 | 0
PV_Paired_6hr_New_Battery | 2029 | 0
PV_Paired_6hr_New_Battery | 2030 | 0
PV_Paired_6hr_New_Battery | 2031 | 0
PV_Paired_6hr_New_Battery | 2032 | 0
PV_Paired_6hr_New_Battery | 2033 | 0
PV_Paired_6hr_New_Battery | 2034 | 0
PV_Paired_6hr_New_Battery | 2040 | 0
PV_Paired_6hr_New_Battery | 2045 | 0
PV_Paired_6hr_New_Battery | 2050 | 0
PV_Paired_8hr_New_Battery | 2027 | 0
PV_Paired_8hr_New_Battery | 2028 | 0
PV_Paired_8hr_New_Battery | 2029 | 0
PV_Paired_8hr_New_Battery | 2030 | 0
PV_Paired_8hr_New_Battery | 2031 | 0
PV_Paired_8hr_New_Battery | 2032 | 0
PV_Paired_8hr_New_Battery | 2033 | 0
PV_Paired_8hr_New_Battery | 2034 | 0
PV_Paired_8hr_New_Battery | 2040 | 0
PV_Paired_8hr_New_Battery | 2045 | 0
PV_Paired_8hr_New_Battery | 2050 | 0
PV_DER_Aggregater_Battery | 2027 | 0
PV_DER_Aggregater_Battery | 2028 | 0
PV_DER_Aggregater_Battery | 2029 | 0
PV_DER_Aggregater_Battery | 2030 | 0
PV_DER_Aggregater_Battery | 2031 | 0
PV_DER_Aggregater_Battery | 2032 | 0
PV_DER_Aggregater_Battery | 2033 | 0
PV_DER_Aggregater_Battery | 2034 | 0
PV_DER_Aggregater_Battery | 2040 | 0
PV_DER_Aggregater_Battery | 2045 | 0
PV_DER_Aggregater_Battery | 2050 | 0

## capacity_limits
Return to Assumptions Summary
New Resource Capacity Limits (MW)
Candidate resources that can be built by RESOLVE are shown in the first column labeled, "resource". In the second column, "period" shows the year modeled. Third column, "capacity_limit_mw" shows the maximum capacity limit in megawatts (MW) that RESOLVE can build up to during the optimization. The model will not install a new resource beyond it's maximum capacity limit. The limits for Wind, PV and DER Aggregator resources are the developable potentials from the 2020-2021 NREL Resource Potential Updates. The values, "999999" are meant to represent an unlimited build limit.
Capacity Limits
resource | period | capacity_limit_mw
9MW_ICE_New | 2027 | 0
9MW_ICE_New | 2028 | 0
9MW_ICE_New | 2029 | 0
9MW_ICE_New | 2030 | 9999
9MW_ICE_New | 2031 | 9999
9MW_ICE_New | 2032 | 9999
9MW_ICE_New | 2033 | 9999
9MW_ICE_New | 2034 | 9999
9MW_ICE_New | 2040 | 9999
9MW_ICE_New | 2045 | 9999
9MW_ICE_New | 2050 | 9999
PV_New | 2027 | 9675.1342
PV_New | 2028 | 9675.1342
PV_New | 2029 | 9675.1342
PV_New | 2030 | 9675.1342
PV_New | 2031 | 9675.1342
PV_New | 2032 | 9675.1342
PV_New | 2033 | 9675.1342
PV_New | 2034 | 9675.1342
PV_New | 2040 | 9675.1342
PV_New | 2045 | 9675.1342
PV_New | 2050 | 9675.1342
Wind_New | 2027 | 509
Wind_New | 2028 | 509
Wind_New | 2029 | 509
Wind_New | 2030 | 509
Wind_New | 2031 | 509
Wind_New | 2032 | 509
Wind_New | 2033 | 509
Wind_New | 2034 | 509
Wind_New | 2040 | 509
Wind_New | 2045 | 509
Wind_New | 2050 | 509
PV_Paired_2hr_New_Supply | 2027 | 9675.1342
PV_Paired_2hr_New_Supply | 2028 | 9675.1342
PV_Paired_2hr_New_Supply | 2029 | 9675.1342
PV_Paired_2hr_New_Supply | 2030 | 9675.1342
PV_Paired_2hr_New_Supply | 2031 | 9675.1342
PV_Paired_2hr_New_Supply | 2032 | 9675.1342
PV_Paired_2hr_New_Supply | 2033 | 9675.1342
PV_Paired_2hr_New_Supply | 2034 | 9675.1342
PV_Paired_2hr_New_Supply | 2040 | 9675.1342
PV_Paired_2hr_New_Supply | 2045 | 9675.1342
PV_Paired_2hr_New_Supply | 2050 | 9675.1342
PV_Paired_4hr_New_Supply | 2027 | 9675.1342
PV_Paired_4hr_New_Supply | 2028 | 9675.1342
PV_Paired_4hr_New_Supply | 2029 | 9675.1342
PV_Paired_4hr_New_Supply | 2030 | 9675.1342
PV_Paired_4hr_New_Supply | 2031 | 9675.1342
PV_Paired_4hr_New_Supply | 2032 | 9675.1342
PV_Paired_4hr_New_Supply | 2033 | 9675.1342
PV_Paired_4hr_New_Supply | 2034 | 9675.1342
PV_Paired_4hr_New_Supply | 2040 | 9675.1342
PV_Paired_4hr_New_Supply | 2045 | 9675.1342
PV_Paired_4hr_New_Supply | 2050 | 9675.1342
PV_Paired_6hr_New_Supply | 2027 | 9675.1342
PV_Paired_6hr_New_Supply | 2028 | 9675.1342
PV_Paired_6hr_New_Supply | 2029 | 9675.1342
PV_Paired_6hr_New_Supply | 2030 | 9675.1342
PV_Paired_6hr_New_Supply | 2031 | 9675.1342
PV_Paired_6hr_New_Supply | 2032 | 9675.1342
PV_Paired_6hr_New_Supply | 2033 | 9675.1342
PV_Paired_6hr_New_Supply | 2034 | 9675.1342
PV_Paired_6hr_New_Supply | 2040 | 9675.1342
PV_Paired_6hr_New_Supply | 2045 | 9675.1342
PV_Paired_6hr_New_Supply | 2050 | 9675.1342
PV_Paired_8hr_New_Supply | 2027 | 9675.1342
PV_Paired_8hr_New_Supply | 2028 | 9675.1342
PV_Paired_8hr_New_Supply | 2029 | 9675.1342
PV_Paired_8hr_New_Supply | 2030 | 9675.1342
PV_Paired_8hr_New_Supply | 2031 | 9675.1342
PV_Paired_8hr_New_Supply | 2032 | 9675.1342
PV_Paired_8hr_New_Supply | 2033 | 9675.1342
PV_Paired_8hr_New_Supply | 2034 | 9675.1342
PV_Paired_8hr_New_Supply | 2040 | 9675.1342
PV_Paired_8hr_New_Supply | 2045 | 9675.1342
PV_Paired_8hr_New_Supply | 2050 | 9675.1342
PV_DER_Aggregater_Supply | 2027 | 42.9541
PV_DER_Aggregater_Supply | 2028 | 42.9341
PV_DER_Aggregater_Supply | 2029 | 42.8971
PV_DER_Aggregater_Supply | 2030 | 42.8131
PV_DER_Aggregater_Supply | 2031 | 42.7891
PV_DER_Aggregater_Supply | 2032 | 42.7521
PV_DER_Aggregater_Supply | 2033 | 42.7321
PV_DER_Aggregater_Supply | 2034 | 42.7121
PV_DER_Aggregater_Supply | 2040 | 42.4551
PV_DER_Aggregater_Supply | 2045 | 42.2611
PV_DER_Aggregater_Supply | 2050 | 42.0881
BESS_Standalone_New | 2027 | 9999
BESS_Standalone_New | 2028 | 9999
BESS_Standalone_New | 2029 | 9999
BESS_Standalone_New | 2030 | 9999
BESS_Standalone_New | 2031 | 9999
BESS_Standalone_New | 2032 | 9999
BESS_Standalone_New | 2033 | 9999
BESS_Standalone_New | 2034 | 9999
BESS_Standalone_New | 2040 | 9999
BESS_Standalone_New | 2045 | 9999
BESS_Standalone_New | 2050 | 9999
PV_Paired_2hr_New_Battery | 2027 | 9675.1342
PV_Paired_2hr_New_Battery | 2028 | 9675.1342
PV_Paired_2hr_New_Battery | 2029 | 9675.1342
PV_Paired_2hr_New_Battery | 2030 | 9675.1342
PV_Paired_2hr_New_Battery | 2031 | 9675.1342
PV_Paired_2hr_New_Battery | 2032 | 9675.1342
PV_Paired_2hr_New_Battery | 2033 | 9675.1342
PV_Paired_2hr_New_Battery | 2034 | 9675.1342
PV_Paired_2hr_New_Battery | 2040 | 9675.1342
PV_Paired_2hr_New_Battery | 2045 | 9675.1342
PV_Paired_2hr_New_Battery | 2050 | 9675.1342
PV_Paired_4hr_New_Battery | 2027 | 9675.1342
PV_Paired_4hr_New_Battery | 2028 | 9675.1342
PV_Paired_4hr_New_Battery | 2029 | 9675.1342
PV_Paired_4hr_New_Battery | 2030 | 9675.1342
PV_Paired_4hr_New_Battery | 2031 | 9675.1342
PV_Paired_4hr_New_Battery | 2032 | 9675.1342
PV_Paired_4hr_New_Battery | 2033 | 9675.1342
PV_Paired_4hr_New_Battery | 2034 | 9675.1342
PV_Paired_4hr_New_Battery | 2040 | 9675.1342
PV_Paired_4hr_New_Battery | 2045 | 9675.1342
PV_Paired_4hr_New_Battery | 2050 | 9675.1342
PV_Paired_6hr_New_Battery | 2027 | 9675.1342
PV_Paired_6hr_New_Battery | 2028 | 9675.1342
PV_Paired_6hr_New_Battery | 2029 | 9675.1342
PV_Paired_6hr_New_Battery | 2030 | 9675.1342
PV_Paired_6hr_New_Battery | 2031 | 9675.1342
PV_Paired_6hr_New_Battery | 2032 | 9675.1342
PV_Paired_6hr_New_Battery | 2033 | 9675.1342
PV_Paired_6hr_New_Battery | 2034 | 9675.1342
PV_Paired_6hr_New_Battery | 2040 | 9675.1342
PV_Paired_6hr_New_Battery | 2045 | 9675.1342
PV_Paired_6hr_New_Battery | 2050 | 9675.1342
PV_Paired_8hr_New_Battery | 2027 | 9675.1342
PV_Paired_8hr_New_Battery | 2028 | 9675.1342
PV_Paired_8hr_New_Battery | 2029 | 9675.1342
PV_Paired_8hr_New_Battery | 2030 | 9675.1342
PV_Paired_8hr_New_Battery | 2031 | 9675.1342
PV_Paired_8hr_New_Battery | 2032 | 9675.1342
PV_Paired_8hr_New_Battery | 2033 | 9675.1342
PV_Paired_8hr_New_Battery | 2034 | 9675.1342
PV_Paired_8hr_New_Battery | 2040 | 9675.1342
PV_Paired_8hr_New_Battery | 2045 | 9675.1342
PV_Paired_8hr_New_Battery | 2050 | 9675.1342
PV_DER_Aggregater_Battery | 2027 | 42.9541
PV_DER_Aggregater_Battery | 2028 | 42.9341
PV_DER_Aggregater_Battery | 2029 | 42.8971
PV_DER_Aggregater_Battery | 2030 | 42.8131
PV_DER_Aggregater_Battery | 2031 | 42.7891
PV_DER_Aggregater_Battery | 2032 | 42.7521
PV_DER_Aggregater_Battery | 2033 | 42.7321
PV_DER_Aggregater_Battery | 2034 | 42.7121
PV_DER_Aggregater_Battery | 2040 | 42.4551
PV_DER_Aggregater_Battery | 2045 | 42.2611
PV_DER_Aggregater_Battery | 2050 | 42.0881

## planned_storage_energy_capacity
Return to Assumptions Summary
Planned Resources - Energy Storage Capacity
The table below shows the planned energy capacity and O&M (operations and maintenance) costs of unpaired and paired battery energy storage system (BESS) resources in RESOLVE. The first column, "storage_resource" shows the user-defined battery name. The second column, "period" shows the modeled year. The third column, "planned_storage_energy_capacity_mwh" is the planned battery energy capacity in (MWH). Taking the third column and dividing by the battery's capacity will give the battery's duration. -- For example, a 40 MW BESS with a 4-hour duration will have a planned energy of 40 MW * 4 h = 160 MWh. The fourth column, "planned_storage_energy_capacity_fixed_o_and_m_dollars per_kWh_yr" represents the O&M costs for the battery. Battery fixed costs are captured within "planned_installed_capacities" worksheet.
Planned Storage Energy Capacity
storage_resource | period | planned_storage_energy_capacity_mwh | planned_storage_energy_capacity_fixed_o_and_m_dollars_per_kwh_yr
BESS_Standalone_New | 2027 | 0 | 0
BESS_Standalone_New | 2028 | 0 | 0
BESS_Standalone_New | 2029 | 0 | 0
BESS_Standalone_New | 2030 | 0 | 0
BESS_Standalone_New | 2031 | 0 | 0
BESS_Standalone_New | 2032 | 0 | 0
BESS_Standalone_New | 2033 | 0 | 0
BESS_Standalone_New | 2034 | 0 | 0
BESS_Standalone_New | 2040 | 0 | 0
BESS_Standalone_New | 2045 | 0 | 0
BESS_Standalone_New | 2050 | 0 | 0
Load_Build | 2027 | 0 | 0
Load_Build | 2028 | 0 | 0
Load_Build | 2029 | 0 | 0
Load_Build | 2030 | 0 | 0
Load_Build | 2031 | 0 | 0
Load_Build | 2032 | 0 | 0
Load_Build | 2033 | 0 | 0
Load_Build | 2034 | 0 | 0
Load_Build | 2040 | 0 | 0
Load_Build | 2045 | 0 | 0
Load_Build | 2050 | 0 | 0
PV_Paired_2hr_New_Battery | 2027 | 0 | 0
PV_Paired_2hr_New_Battery | 2028 | 0 | 0
PV_Paired_2hr_New_Battery | 2029 | 0 | 0
PV_Paired_2hr_New_Battery | 2030 | 0 | 0
PV_Paired_2hr_New_Battery | 2031 | 0 | 0
PV_Paired_2hr_New_Battery | 2032 | 0 | 0
PV_Paired_2hr_New_Battery | 2033 | 0 | 0
PV_Paired_2hr_New_Battery | 2034 | 0 | 0
PV_Paired_2hr_New_Battery | 2040 | 0 | 0
PV_Paired_2hr_New_Battery | 2045 | 0 | 0
PV_Paired_2hr_New_Battery | 2050 | 0 | 0
PV_Paired_4hr_New_Battery | 2027 | 0 | 0
PV_Paired_4hr_New_Battery | 2028 | 0 | 0
PV_Paired_4hr_New_Battery | 2029 | 0 | 0
PV_Paired_4hr_New_Battery | 2030 | 0 | 0
PV_Paired_4hr_New_Battery | 2031 | 0 | 0
PV_Paired_4hr_New_Battery | 2032 | 0 | 0
PV_Paired_4hr_New_Battery | 2033 | 0 | 0
PV_Paired_4hr_New_Battery | 2034 | 0 | 0
PV_Paired_4hr_New_Battery | 2040 | 0 | 0
PV_Paired_4hr_New_Battery | 2045 | 0 | 0
PV_Paired_4hr_New_Battery | 2050 | 0 | 0
PV_Paired_6hr_New_Battery | 2027 | 0 | 0
PV_Paired_6hr_New_Battery | 2028 | 0 | 0
PV_Paired_6hr_New_Battery | 2029 | 0 | 0
PV_Paired_6hr_New_Battery | 2030 | 0 | 0
PV_Paired_6hr_New_Battery | 2031 | 0 | 0
PV_Paired_6hr_New_Battery | 2032 | 0 | 0
PV_Paired_6hr_New_Battery | 2033 | 0 | 0
PV_Paired_6hr_New_Battery | 2034 | 0 | 0
PV_Paired_6hr_New_Battery | 2040 | 0 | 0
PV_Paired_6hr_New_Battery | 2045 | 0 | 0
PV_Paired_6hr_New_Battery | 2050 | 0 | 0
PV_Paired_8hr_New_Battery | 2027 | 0 | 0
PV_Paired_8hr_New_Battery | 2028 | 0 | 0
PV_Paired_8hr_New_Battery | 2029 | 0 | 0
PV_Paired_8hr_New_Battery | 2030 | 0 | 0
PV_Paired_8hr_New_Battery | 2031 | 0 | 0
PV_Paired_8hr_New_Battery | 2032 | 0 | 0
PV_Paired_8hr_New_Battery | 2033 | 0 | 0
PV_Paired_8hr_New_Battery | 2034 | 0 | 0
PV_Paired_8hr_New_Battery | 2040 | 0 | 0
PV_Paired_8hr_New_Battery | 2045 | 0 | 0
PV_Paired_8hr_New_Battery | 2050 | 0 | 0
PV_DER_Aggregater_Battery | 2027 | 0 | 0
PV_DER_Aggregater_Battery | 2028 | 0 | 0
PV_DER_Aggregater_Battery | 2029 | 0 | 0
PV_DER_Aggregater_Battery | 2030 | 0 | 0
PV_DER_Aggregater_Battery | 2031 | 0 | 0
PV_DER_Aggregater_Battery | 2032 | 0 | 0
PV_DER_Aggregater_Battery | 2033 | 0 | 0
PV_DER_Aggregater_Battery | 2034 | 0 | 0
PV_DER_Aggregater_Battery | 2040 | 0 | 0
PV_DER_Aggregater_Battery | 2045 | 0 | 0
PV_DER_Aggregater_Battery | 2050 | 0 | 0
PV_CBRE_Ph2_Battery | 2027 | 63.2488 | 0
PV_CBRE_Ph2_Battery | 2028 | 63.2488 | 0
PV_CBRE_Ph2_Battery | 2029 | 63.2488 | 0
PV_CBRE_Ph2_Battery | 2030 | 63.2488 | 0
PV_CBRE_Ph2_Battery | 2031 | 63.2488 | 0
PV_CBRE_Ph2_Battery | 2032 | 63.2488 | 0
PV_CBRE_Ph2_Battery | 2033 | 63.2488 | 0
PV_CBRE_Ph2_Battery | 2034 | 63.2488 | 0
PV_CBRE_Ph2_Battery | 2040 | 63.2488 | 0
PV_CBRE_Ph2_Battery | 2045 | 63.2488 | 0
PV_CBRE_Ph2_Battery | 2050 | 63.2488 | 0

## resource_storage_paired
Return to Assumptions Summary
Paired Resources
The table below shows parameters for paired resources in RESOLVE. In general, a paired resource is modeled as two separate components, a supply resource (generator) and a storage resource (battery). The first column shows the name of the "paired_storage_resource" and its corresponding "paired_supply_resource" in the second column. The third column, "enforce_pairing_ratio" allows for pairing between supply and storage resource capacities. In the fourth column, "pairing_ratio" sets the ratio as 1, meaning a 1:1 pairing ratio (one-to-one pairing). This becomes important when RESOLVE builds new paired resources, so that the supply capacity (MW) built has an equal paired storage capacity (MW).
Resource Storage Paired
paired_storage_resource | paired_supply_resource | enforce_pairing_ratio | pairing_ratio
PV_Paired_2hr_New_Battery | PV_Paired_2hr_New_Supply | TRUE | 1
PV_Paired_4hr_New_Battery | PV_Paired_4hr_New_Supply | TRUE | 1
PV_Paired_6hr_New_Battery | PV_Paired_6hr_New_Supply | TRUE | 1
PV_Paired_8hr_New_Battery | PV_Paired_8hr_New_Supply | TRUE | 1
PV_DER_Aggregater_Battery | PV_DER_Aggregater_Supply | TRUE | 1
PV_CBRE_Ph2_Battery | PV_CBRE_Ph2_Supply | TRUE | 1

## resource_variable_renewable
Return to Assumptions Summary
Curtailable Resources
The table below describes whether a resource is curtailable. The first column, "resource", lists the name of the resource. The second column, "curtailable", asks the question of, "is this resource curtailable?" The input is a decision variable of TRUE or FALSE.
Resource Variable Renewable
resource | curtailable
LSR_PV | FALSE
PV_New | TRUE
Wind_New | TRUE
PV_Paired_2hr_New_Supply | TRUE
PV_Paired_4hr_New_Supply | TRUE
PV_Paired_6hr_New_Supply | TRUE
PV_Paired_8hr_New_Supply | TRUE
PV_DER_Aggregater_Supply | TRUE
PV_CBRE_Ph2_Supply | TRUE

## reserve_resources
Return to Assumptions Summary
Reserves, Fast Frequency Response, and Inertia
Grid service capabilities of resources are parametrized in the table below and include load following/ regulating reserves (LF Reserves), fast frequency response (FFR), and inertia. In the first column, "resource" is the name of the user-defined resource. In the second column, "can_provide_lf_reserves" specifies whether a resource can provide load following reserves. The input is a binary value (1 or 0) meaning YES = 1 and NO = 0. The third and fourth columns are for FFR services, "contributes_to_freq_resp_total" means the unit can provide FFR service if needed, the value is binary, YES = 1 and NO = 0. In the fourth column, "thermal_freq_response_fraction_of_commitment" has a different meaning, it is the percent of the resource that can provide FFR service 0%-100% (value between 0 and 1). In this case, we are assuming that if a resource can provide FFR services, then 100% of the unit is available for frequency response. The fifth and sixth columns relate to inertia services, "can_provide_inertia" specifies if a resource is capable of providing inertia. The "inertia_response_multiplier_of_commitment" is a conversion factor in MJ/MW that is applied to the generating resource's capacity (MW) to determine its inertia provision (MJ). Typically, units that can provide inertia are thermal generators and synchronous condensers. -- Example: A 30MW Resource has an inertia multiplier of 3.00 MJ/MW, its inertia provision becomes 30 MW * 3.00 MJ/MW = 90 MJ.
Reserve Resources
resource | can_provide_lf_reserves | contributes_to_freq_resp_total | thermal_freq_response_fraction_of_commitment | can_provide_inertia | inertia_response_multiplier_of_commitment
LL1 | 0 | 0 | 0 | FALSE | 0
LL2 | 0 | 0 | 0 | FALSE | 0
LL3 | 0 | 0 | 0 | FALSE | 0
LL4 | 0 | 0 | 0 | FALSE | 0
LL5 | 0 | 0 | 0 | FALSE | 0
LL6 | 0 | 0 | 0 | FALSE | 0
LL7 | 1 | 0 | 0 | FALSE | 0
LL8 | 1 | 0 | 0 | FALSE | 0
CHP | 1 | 0 | 0 | FALSE | 0
9MW_ICE_New | 1 | 0 | 0 | TRUE | 1.3229
Sync_Condenser | 0 | 0 | 0 | TRUE | 3
FFR | 0 | 1 | 1 | FALSE | 0
LL7_MR | 1 | 0 | 0 | FALSE | 0
LL8_MR | 1 | 0 | 0 | FALSE | 0
BESS_Standalone_New | 1 | 1 | 1 | FALSE | 0
PV_Paired_2hr_New_Battery | 1 | 1 | 1 | FALSE | 0
PV_Paired_4hr_New_Battery | 1 | 1 | 1 | FALSE | 0
PV_Paired_6hr_New_Battery | 1 | 1 | 1 | FALSE | 0
PV_Paired_8hr_New_Battery | 1 | 1 | 1 | FALSE | 0
PV_DER_Aggregater_Battery | 1 | 1 | 1 | FALSE | 0
PV_CBRE_Ph2_Battery | 1 | 1 | 1 | FALSE | 0

## conventional_dr_period_limits
Return to Assumptions Summary
Demand Response (DR) Parameters
The Conventional Demand Response (DR) Period Limits represents the parameters used to model demand response resources in RESOLVE. -- The first column, "resource" shows the name of the DR resource. -- The second column, "period" shows the modeled years. -- The third column, "conventional_dr_availability_hours_per_year" represents the maximum number of hours per year that the DR resource can be called upon for a DR event. As an example, the Load_Reduce resource has a maximum number of calls of 144 per year. On a daily basis, it has a maximum delivery window of 4 hours. Therefore, the maximum total number of hours Load_Reduce is available is (144 times/year) * (4 hours) = 576 hours/year. Fast DR (40 events/year) * (1 hour) = 40 hours/year. -- In the fourth column, "daily_capacity_factor", represents the maximum duration of the DR event provided as a fraction of the day. Since Load_Reduce has a maximum daily duration of 4 hours, its "daily_capacity_factor" becomes (4 hours/day) / (24 hours/day) = 0.16666667.
Conventional DR Period Limits
resource | period | conventional_dr_availability_hours_per_year | daily_capacity_factor
Load_Reduce | 2027 | 0 | 0
Load_Reduce | 2028 | 0 | 0
Load_Reduce | 2029 | 0 | 0
Load_Reduce | 2030 | 0 | 0
Load_Reduce | 2031 | 0 | 0
Load_Reduce | 2032 | 0 | 0
Load_Reduce | 2033 | 0 | 0
Load_Reduce | 2034 | 0 | 0
Load_Reduce | 2040 | 0 | 0
Load_Reduce | 2045 | 0 | 0
Load_Reduce | 2050 | 0 | 0

## energy_sharing_max_to_move_with
Return to Assumptions Summary
Maximum Energy Sharing Within Groups
The input, "energy_sharing_max_to_move_within_group" is being used to enforce an operational constraint on maximum capacity factor for units Waiau 3 and 4 on Oahu. It is not applicable to Lanai modeling in RESOLVE. The resource name is listed under "hydro_resource" (it doesn't need to be hydro type, it can be any resource). The "energy_sharing_group_id" is used to assign the resource to the representative days and months when it will be used. The "max_energy_to_move_around_hours" represents the number of hours within the month that the resource is used at its Pmax (maximum power output).
Energy Sharing Max to Move Within Group
hydro_resource | energy_sharing_group_id | max_energy_to_move_around_hours
N/A | N/A | N/A

## technologies
Return to Assumptions Summary
Technologies
The following table lists all of the resource technology types defined in the RESOLVE model. Similar types of resources may be grouped under the same "technology" if they have the same parameters. The values shown in columns 2-7 and 9-15 are binary (0 or 1) with YES/TRUE = 1 and NO/FALSE = 0. -- As an example, the technology type, "LL8" is a "thermal" resourece type (value = 1) and is both "dispatchable" and "firm_capacity" (value = 1). However, it does not have a "must_run" operational constraint (value = 0), and cannot be classified as any other resource type (other values = 0). -- column 1, "technology" is the name of the technology -- column 2, "thermal" represents any fuel burning resource that has a heat rate and fuel source -- column 3, "dispatchable" represents a technology that can be dispatched at varying capacity -- column 4, "must-run" means that the technology is run at 100% capacity when committed -- column 5, "variable" represents a variable renewable technology -- column 6, "storage" refers to both unpaired and paired battery energy storage systems (BESS) or pumped-storage hydro -- column 7, "hydro" represents a hydroelectric technology -- column 8, "variable_cost_dollars_per_mwh" represents the variable costs for certain technologies ($/MWh) -- column 9, "firm_capacity" refers to fixed, thermal generators e.g., (steam turbine, combustion turbine, etc.) -- column 10, "conventional_dr" refers to demand response (DR) technologies -- column 11, "electric_vehicle" refers to electric, light duty vehicles (LDV) -- column 12, "energy_efficiency" indicates the technology contributes to energy efficiency -- column 13, "synchronous_condenser" refers to technologies that can operate as a synchronous condenser
Technologies
technology | thermal | dispatchable | must_run | variable | storage | hydro | variable_cost_dollars_per_mwh | firm_capacity | conventional_dr | electric_vehicle | energy_efficiency | synchronous_condenser
LL1 | 1 | 1 | 0 | 0 | 0 | 0 | 15.9008 | 1 | 0 | 0 | 0 | 0
LL2 | 1 | 1 | 0 | 0 | 0 | 0 | 31.341 | 1 | 0 | 0 | 0 | 0
LL3 | 1 | 1 | 0 | 0 | 0 | 0 | 18.849 | 1 | 0 | 0 | 0 | 0
LL4 | 1 | 1 | 0 | 0 | 0 | 0 | 21.6096 | 1 | 0 | 0 | 0 | 0
LL5 | 1 | 1 | 0 | 0 | 0 | 0 | 23.6754 | 1 | 0 | 0 | 0 | 0
LL6 | 1 | 1 | 0 | 0 | 0 | 0 | 18.9113 | 1 | 0 | 0 | 0 | 0
LL7 | 1 | 1 | 0 | 0 | 0 | 0 | 21.7786 | 1 | 0 | 0 | 0 | 0
LL8 | 1 | 1 | 0 | 0 | 0 | 0 | 25.377 | 1 | 0 | 0 | 0 | 0
CHP | 1 | 0 | 1 | 0 | 0 | 0 | 22.4694 | 1 | 0 | 0 | 0 | 0
LSR_PV | 0 | 0 | 0 | 1 | 0 | 0 | 0 | 0 | 0 | 0 | 0 | 0
PV | 0 | 0 | 0 | 1 | 0 | 0 | 0 | 0 | 0 | 0 | 0 | 0
Wind_New | 0 | 0 | 0 | 1 | 0 | 0 | 0 | 0 | 0 | 0 | 0 | 0
BESS_Standalone_New | 0 | 0 | 0 | 0 | 1 | 0 | 0 | 0 | 0 | 0 | 0 | 0
9MW_ICE_New | 1 | 1 | 0 | 0 | 0 | 0 | 29.3422 | 1 | 0 | 0 | 0 | 0
Sync_Condenser | 1 | 1 | 0 | 0 | 0 | 0 | 0 | 1 | 0 | 0 | 0 | 1
FFR | 0 | 0 | 0 | 0 | 0 | 0 | 0 | 1 | 0 | 0 | 0 | 0
Load_Reduce | 0 | 0 | 0 | 0 | 0 | 0 | 0 | 1 | 1 | 0 | 0 | 0
Load_Build | 0 | 0 | 0 | 0 | 1 | 0 | 0 | 0 | 0 | 0 | 0 | 0
LL7_MR | 1 | 0 | 1 | 0 | 0 | 0 | 21.7786 | 1 | 0 | 0 | 0 | 0
LL8_MR | 1 | 0 | 1 | 0 | 0 | 0 | 25.377 | 1 | 0 | 0 | 0 | 0
PV_Paired_2hr_New_Supply | 0 | 0 | 0 | 1 | 0 | 0 | 0 | 0 | 0 | 0 | 0 | 0
PV_Paired_4hr_New_Supply | 0 | 0 | 0 | 1 | 0 | 0 | 0 | 0 | 0 | 0 | 0 | 0
PV_Paired_6hr_New_Supply | 0 | 0 | 0 | 1 | 0 | 0 | 0 | 0 | 0 | 0 | 0 | 0
PV_Paired_8hr_New_Supply | 0 | 0 | 0 | 1 | 0 | 0 | 0 | 0 | 0 | 0 | 0 | 0
PV_Paired_2hr_New_Battery | 0 | 0 | 0 | 0 | 1 | 0 | 0 | 0 | 0 | 0 | 0 | 0
PV_Paired_4hr_New_Battery | 0 | 0 | 0 | 0 | 1 | 0 | 0 | 0 | 0 | 0 | 0 | 0
PV_Paired_6hr_New_Battery | 0 | 0 | 0 | 0 | 1 | 0 | 0 | 0 | 0 | 0 | 0 | 0
PV_Paired_8hr_New_Battery | 0 | 0 | 0 | 0 | 1 | 0 | 0 | 0 | 0 | 0 | 0 | 0

## tech_storage_params
Return to Assumptions Summary
Battery Energy Storage System (BESS) Parameters
In the table below are properties for both unpaired and paired battery energy storage system (BESS) technologies. The first column, "storage_technology" is the name of the storage resource. The second and third columns are the "charging_efficiency" and "discharging_efficiency" of the battery. Both of these properties are equivalent because it represents the average charging and discharging percentages for the resource. For example, a battery has a charging efficiency of 89% and a discharging efficiency of 100%. Its RESOLVE charging and discharging efficiency becomes (89% + 100%)/2 = 94.5% each. In column four, "duration_hours" is the hourly duration of the battery. In the fifth column, "duration_type" describes how the battery's duration in column four is used in RESOLVE. A minimum-duration means that the battery will discharge its energy for a minimum number of hours or longer if needed. A fixed-duration means that the battery has a set duration for discharging. For example, a battery with a one-hour minimum duration will discharge for an hour, but if needed, it will cycle again if there is available energy to charge it and can be discharged for a longer duration. Essentially, the battery can have an unlimited duration above the minimum if needed. A battery with a four-hour fixed duration can only discharge for 4 hours at a time.
Technology Storage Parameters
storage_technology | charging_efficiency | discharging_efficiency | duration_h | duration_type
BESS_Standalone_New | 0.94 | 0.94 | 1 | minimum-duration
Load_Build | 0.94 | 0.0001 | 1 | fixed-duration
PV_Paired_2hr_New_Battery | 0.94 | 0.94 | 2 | fixed-duration
PV_Paired_4hr_New_Battery | 0.94 | 0.94 | 4 | fixed-duration
PV_Paired_6hr_New_Battery | 0.94 | 0.94 | 6 | fixed-duration
PV_Paired_8hr_New_Battery | 0.94 | 0.94 | 8 | fixed-duration

## erm_params
Return to Assumptions Summary
Energy Reserve Margin (ERM) Parameters
The Energy Reserve Margin (ERM) is a guideline to minimize the risk of insufficient generation capability from a diverse mix of generating resources available to the system. It is the percentage of system load in which the system capacity must exceed in every hour. In the first column, "period" represents the modeled year. In the second column, "erm_percentage" represents the ERM requirement. In this case for Lanai, 0.6 percent or 60% is the ERM requirement. This means that in every hour, the system available capacity must be higher than 100% + 60% = 160% of the system load.
ERM Params
period | erm_percentage
2027 | 0.6
2028 | 0.6
2029 | 0.6
2030 | 0.6
2031 | 0.6
2032 | 0.6
2033 | 0.6
2034 | 0.6
2040 | 0.6
2045 | 0.6
2050 | 0.6

## erm_resource_group_map
Return to Assumptions Summary
Energy Reserve Margin (ERM) Group Mapping
The resources in RESOLVE are grouped by type of hourly dependable capacity (HDC) that they provide. The grouping is called "erm_group" in the table below, and the resource name is under "resource". The ERM groups include firm capacity generators "firm", synchronous condensers and small grid service resources under "other", wind, solar, paired resources, standalone battery energy storage systems, load-shifting demand response "lsdr" and hydro resources. For islands without hydro projects, it is not included.
ERM Resource Group Map
resource | erm_group
LL1 | firm
LL2 | firm
LL3 | firm
LL4 | firm
LL5 | firm
LL6 | firm
LL7 | firm
LL8 | firm
CHP | firm
9MW_ICE_New | firm
LSR_PV | solar
PV_New | solar
Wind_New | wind
PV_Paired_4hr_New_Supply | paired_solar
PV_Paired_6hr_New_Supply | paired_solar
BESS_Standalone_New | generic_storage
PV_Paired_4hr_New_Battery | paired_storage
PV_Paired_6hr_New_Battery | paired_storage
LL7_MR | firm
LL8_MR | firm
PV_DER_Aggregater_Supply | paired_solar
PV_DER_Aggregater_Battery | paired_storage
PV_CBRE_Ph2_Supply | paired_solar
PV_CBRE_Ph2_Battery | paired_storage

## erm_shapes
Return to Assumptions Summary
Energy Reserve Margin (ERM) Hourly Dependable Capacity Shapes
The ERM shapes below represent the percent Hourly Dependable Capacity (HDC) for each ERM resource group, by every hour of the year "erm_hour" which is equal to 8760 hours/year. The Hourly Dependable Capacity is the minimum expected capacity primarily from variable generation resources based on empirical data. It is calculated for each hour as the average output minus a number of standard deviations.
ERM Shapes
erm_hour | solar | wind | firm | DGPV | lsdr | stand_alone_storage | generic_storage | paired_solar | paired_wind | paired_storage
1 | 0% | 0.8747% | 100% | 0% | 0% | 100% | 100% | 0% | 0.8747% | 100%
2 | 0% | 0% | 100% | 0% | 0% | 100% | 100% | 0% | 0% | 100%
3 | 0% | 0% | 100% | 0% | 0% | 100% | 100% | 0% | 0% | 100%
4 | 0% | 0% | 100% | 0% | 0% | 100% | 100% | 0% | 0% | 100%
5 | 0% | 0% | 100% | 0% | 0% | 100% | 100% | 0% | 0% | 100%
6 | 0% | 0% | 100% | 0% | 0% | 100% | 100% | 0% | 0% | 100%
7 | 0% | 0% | 100% | 0% | 0% | 100% | 100% | 0% | 0% | 100%
8 | 0% | 0% | 100% | 0% | 0% | 100% | 100% | 0% | 0% | 100%
9 | 2.226% | 0% | 100% | 0% | 0% | 100% | 100% | 2.226% | 0% | 100%
10 | 21.08% | 0% | 100% | 0% | 0% | 100% | 100% | 21.08% | 0% | 100%
11 | 36.06% | 0% | 100% | 0% | 0% | 100% | 100% | 36.06% | 0% | 100%
12 | 43.1% | 0.566% | 100% | 0% | 0% | 100% | 100% | 43.1% | 0.566% | 100%
13 | 37.88% | 0.3033% | 100% | 0% | 0% | 100% | 100% | 37.88% | 0.3033% | 100%
14 | 38.02% | 0.9652% | 100% | 0% | 0% | 100% | 100% | 38.02% | 0.9652% | 100%
15 | 29.55% | 2.309% | 100% | 0% | 0% | 100% | 100% | 29.55% | 2.309% | 100%
16 | 13.65% | 4.272% | 100% | 0% | 0% | 100% | 100% | 13.65% | 4.272% | 100%
17 | 0% | 4.547% | 100% | 0% | 0% | 100% | 100% | 0% | 4.547% | 100%
18 | 0% | 3.014% | 100% | 0% | 100% | 100% | 100% | 0% | 3.014% | 100%
19 | 0% | 2.769% | 100% | 0% | 100% | 100% | 100% | 0% | 2.769% | 100%
20 | 0% | 2.308% | 100% | 0% | 100% | 100% | 100% | 0% | 2.308% | 100%
21 | 0% | 0% | 100% | 0% | 100% | 100% | 100% | 0% | 0% | 100%
22 | 0% | 0% | 100% | 0% | 0% | 100% | 100% | 0% | 0% | 100%
23 | 0% | 0% | 100% | 0% | 0% | 100% | 100% | 0% | 0% | 100%
24 | 0% | 0% | 100% | 0% | 0% | 100% | 100% | 0% | 0% | 100%
25 | 0% | 0.8747% | 100% | 0% | 0% | 100% | 100% | 0% | 0.8747% | 100%
26 | 0% | 0% | 100% | 0% | 0% | 100% | 100% | 0% | 0% | 100%
27 | 0% | 0% | 100% | 0% | 0% | 100% | 100% | 0% | 0% | 100%
28 | 0% | 0% | 100% | 0% | 0% | 100% | 100% | 0% | 0% | 100%
29 | 0% | 0% | 100% | 0% | 0% | 100% | 100% | 0% | 0% | 100%
30 | 0% | 0% | 100% | 0% | 0% | 100% | 100% | 0% | 0% | 100%
31 | 0% | 0% | 100% | 0% | 0% | 100% | 100% | 0% | 0% | 100%
32 | 0% | 0% | 100% | 0% | 0% | 100% | 100% | 0% | 0% | 100%
33 | 0% | 0% | 100% | 0% | 0% | 100% | 100% | 0% | 0% | 100%
34 | 13.7% | 0% | 100% | 0% | 0% | 100% | 100% | 13.7% | 0% | 100%
35 | 21.23% | 0% | 100% | 0% | 0% | 100% | 100% | 21.23% | 0% | 100%
36 | 27.52% | 0% | 100% | 0% | 0% | 100% | 100% | 27.52% | 0% | 100%
37 | 22.45% | 0.7813% | 100% | 0% | 0% | 100% | 100% | 22.45% | 0.7813% | 100%
38 | 23.38% | 1.544% | 100% | 0% | 0% | 100% | 100% | 23.38% | 1.544% | 100%
39 | 17.66% | 3.651% | 100% | 0% | 0% | 100% | 100% | 17.66% | 3.651% | 100%
40 | 5.758% | 4.529% | 100% | 0% | 0% | 100% | 100% | 5.758% | 4.529% | 100%
41 | 0% | 3.78% | 100% | 0% | 0% | 100% | 100% | 0% | 3.78% | 100%
42 | 0% | 1.484% | 100% | 0% | 100% | 100% | 100% | 0% | 1.484% | 100%
43 | 0% | 1.002% | 100% | 0% | 100% | 100% | 100% | 0% | 1.002% | 100%
44 | 0% | 2.365% | 100% | 0% | 100% | 100% | 100% | 0% | 2.365% | 100%
45 | 0% | 0.7512% | 100% | 0% | 100% | 100% | 100% | 0% | 0.7512% | 100%
46 | 0% | 0% | 100% | 0% | 0% | 100% | 100% | 0% | 0% | 100%
47 | 0% | 0.09815% | 100% | 0% | 0% | 100% | 100% | 0% | 0.09815% | 100%
48 | 0% | 2.112% | 100% | 0% | 0% | 100% | 100% | 0% | 2.112% | 100%
49 | 0% | 0% | 100% | 0% | 0% | 100% | 100% | 0% | 0% | 100%
50 | 0% | 0% | 100% | 0% | 0% | 100% | 100% | 0% | 0% | 100%
51 | 0% | 0% | 100% | 0% | 0% | 100% | 100% | 0% | 0% | 100%
52 | 0% | 0% | 100% | 0% | 0% | 100% | 100% | 0% | 0% | 100%
53 | 0% | 0% | 100% | 0% | 0% | 100% | 100% | 0% | 0% | 100%
54 | 0% | 0% | 100% | 0% | 0% | 100% | 100% | 0% | 0% | 100%
55 | 0% | 0% | 100% | 0% | 0% | 100% | 100% | 0% | 0% | 100%
56 | 0% | 0% | 100% | 0% | 0% | 100% | 100% | 0% | 0% | 100%
57 | 0% | 0% | 100% | 0% | 0% | 100% | 100% | 0% | 0% | 100%
58 | 10.67% | 0% | 100% | 0% | 0% | 100% | 100% | 10.67% | 0% | 100%
59 | 18.54% | 1.31% | 100% | 0% | 0% | 100% | 100% | 18.54% | 1.31% | 100%
60 | 25.84% | 2.78% | 100% | 0% | 0% | 100% | 100% | 25.84% | 2.78% | 100%
61 | 25.17% | 3.54% | 100% | 0% | 0% | 100% | 100% | 25.17% | 3.54% | 100%
62 | 23.52% | 3.778% | 100% | 0% | 0% | 100% | 100% | 23.52% | 3.778% | 100%
63 | 11.46% | 5.052% | 100% | 0% | 0% | 100% | 100% | 11.46% | 5.052% | 100%
64 | 3.967% | 3.927% | 100% | 0% | 0% | 100% | 100% | 3.967% | 3.927% | 100%
65 | 0% | 3.333% | 100% | 0% | 0% | 100% | 100% | 0% | 3.333% | 100%
66 | 0% | 2.224% | 100% | 0% | 100% | 100% | 100% | 0% | 2.224% | 100%
67 | 0% | 1.781% | 100% | 0% | 100% | 100% | 100% | 0% | 1.781% | 100%
68 | 0% | 2.489% | 100% | 0% | 100% | 100% | 100% | 0% | 2.489% | 100%
69 | 0% | 0% | 100% | 0% | 100% | 100% | 100% | 0% | 0% | 100%
70 | 0% | 0% | 100% | 0% | 0% | 100% | 100% | 0% | 0% | 100%
71 | 0% | 0% | 100% | 0% | 0% | 100% | 100% | 0% | 0% | 100%
72 | 0% | 0% | 100% | 0% | 0% | 100% | 100% | 0% | 0% | 100%
73 | 0% | 0.7333% | 100% | 0% | 0% | 100% | 100% | 0% | 0.7333% | 100%
74 | 0% | 0% | 100% | 0% | 0% | 100% | 100% | 0% | 0% | 100%
75 | 0% | 0% | 100% | 0% | 0% | 100% | 100% | 0% | 0% | 100%
76 | 0% | 0% | 100% | 0% | 0% | 100% | 100% | 0% | 0% | 100%
77 | 0% | 0% | 100% | 0% | 0% | 100% | 100% | 0% | 0% | 100%
78 | 0% | 0% | 100% | 0% | 0% | 100% | 100% | 0% | 0% | 100%
79 | 0% | 0% | 100% | 0% | 0% | 100% | 100% | 0% | 0% | 100%
80 | 0% | 0% | 100% | 0% | 0% | 100% | 100% | 0% | 0% | 100%
81 | 0% | 0% | 100% | 0% | 0% | 100% | 100% | 0% | 0% | 100%
82 | 12.23% | 0% | 100% | 0% | 0% | 100% | 100% | 12.23% | 0% | 100%
83 | 16.94% | 0% | 100% | 0% | 0% | 100% | 100% | 16.94% | 0% | 100%
84 | 20.67% | 0% | 100% | 0% | 0% | 100% | 100% | 20.67% | 0% | 100%
85 | 17.02% | 0% | 100% | 0% | 0% | 100% | 100% | 17.02% | 0% | 100%
86 | 16.3% | 0.05048% | 100% | 0% | 0% | 100% | 100% | 16.3% | 0.05048% | 100%
87 | 5.569% | 1.622% | 100% | 0% | 0% | 100% | 100% | 5.569% | 1.622% | 100%
88 | 5.345% | 0.1653% | 100% | 0% | 0% | 100% | 100% | 5.345% | 0.1653% | 100%
89 | 0% | 0% | 100% | 0% | 0% | 100% | 100% | 0% | 0% | 100%
90 | 0% | 0% | 100% | 0% | 100% | 100% | 100% | 0% | 0% | 100%
91 | 0% | 0% | 100% | 0% | 100% | 100% | 100% | 0% | 0% | 100%
92 | 0% | 0% | 100% | 0% | 100% | 100% | 100% | 0% | 0% | 100%
93 | 0% | 0% | 100% | 0% | 100% | 100% | 100% | 0% | 0% | 100%
94 | 0% | 0.1368% | 100% | 0% | 0% | 100% | 100% | 0% | 0.1368% | 100%
95 | 0% | 0% | 100% | 0% | 0% | 100% | 100% | 0% | 0% | 100%
96 | 0% | 0% | 100% | 0% | 0% | 100% | 100% | 0% | 0% | 100%
97 | 0% | 0% | 100% | 0% | 0% | 100% | 100% | 0% | 0% | 100%
98 | 0% | 0% | 100% | 0% | 0% | 100% | 100% | 0% | 0% | 100%
99 | 0% | 1.079% | 100% | 0% | 0% | 100% | 100% | 0% | 1.079% | 100%
100 | 0% | 1.485% | 100% | 0% | 0% | 100% | 100% | 0% | 1.485% | 100%
101 | 0% | 0% | 100% | 0% | 0% | 100% | 100% | 0% | 0% | 100%
102 | 0% | 0.404% | 100% | 0% | 0% | 100% | 100% | 0% | 0.404% | 100%
103 | 0% | 0.5358% | 100% | 0% | 0% | 100% | 100% | 0% | 0.5358% | 100%
104 | 0% | 0% | 100% | 0% | 0% | 100% | 100% | 0% | 0% | 100%
105 | 0% | 0% | 100% | 0% | 0% | 100% | 100% | 0% | 0% | 100%
106 | 14.52% | 0% | 100% | 0% | 0% | 100% | 100% | 14.52% | 0% | 100%
107 | 20.76% | 0.1959% | 100% | 0% | 0% | 100% | 100% | 20.76% | 0.1959% | 100%
108 | 24.74% | 1.301% | 100% | 0% | 0% | 100% | 100% | 24.74% | 1.301% | 100%
109 | 21.42% | 1.123% | 100% | 0% | 0% | 100% | 100% | 21.42% | 1.123% | 100%
110 | 18.87% | 0.5828% | 100% | 0% | 0% | 100% | 100% | 18.87% | 0.5828% | 100%
111 | 8.08% | 3.135% | 100% | 0% | 0% | 100% | 100% | 8.08% | 3.135% | 100%
112 | 8.624% | 2.581% | 100% | 0% | 0% | 100% | 100% | 8.624% | 2.581% | 100%
113 | 0% | 0.9434% | 100% | 0% | 0% | 100% | 100% | 0% | 0.9434% | 100%
114 | 0% | 0% | 100% | 0% | 100% | 100% | 100% | 0% | 0% | 100%
115 | 0% | 0% | 100% | 0% | 100% | 100% | 100% | 0% | 0% | 100%
116 | 0% | 0% | 100% | 0% | 100% | 100% | 100% | 0% | 0% | 100%
117 | 0% | 0% | 100% | 0% | 100% | 100% | 100% | 0% | 0% | 100%
118 | 0% | 0.08255% | 100% | 0% | 0% | 100% | 100% | 0% | 0.08255% | 100%
119 | 0% | 0% | 100% | 0% | 0% | 100% | 100% | 0% | 0% | 100%
120 | 0% | 0% | 100% | 0% | 0% | 100% | 100% | 0% | 0% | 100%
121 | 0% | 0% | 100% | 0% | 0% | 100% | 100% | 0% | 0% | 100%
122 | 0% | 0% | 100% | 0% | 0% | 100% | 100% | 0% | 0% | 100%
123 | 0% | 0% | 100% | 0% | 0% | 100% | 100% | 0% | 0% | 100%
124 | 0% | 0% | 100% | 0% | 0% | 100% | 100% | 0% | 0% | 100%
125 | 0% | 0% | 100% | 0% | 0% | 100% | 100% | 0% | 0% | 100%
126 | 0% | 0% | 100% | 0% | 0% | 100% | 100% | 0% | 0% | 100%
127 | 0% | 0% | 100% | 0% | 0% | 100% | 100% | 0% | 0% | 100%
128 | 0% | 0% | 100% | 0% | 0% | 100% | 100% | 0% | 0% | 100%
129 | 0% | 0% | 100% | 0% | 0% | 100% | 100% | 0% | 0% | 100%
130 | 18.11% | 0% | 100% | 0% | 0% | 100% | 100% | 18.11% | 0% | 100%
131 | 24.36% | 0% | 100% | 0% | 0% | 100% | 100% | 24.36% | 0% | 100%
132 | 21.92% | 0% | 100% | 0% | 0% | 100% | 100% | 21.92% | 0% | 100%
133 | 18.52% | 0% | 100% | 0% | 0% | 100% | 100% | 18.52% | 0% | 100%
134 | 18.04% | 0% | 100% | 0% | 0% | 100% | 100% | 18.04% | 0% | 100%
135 | 13.63% | 2.11% | 100% | 0% | 0% | 100% | 100% | 13.63% | 2.11% | 100%
136 | 12.48% | 1.175% | 100% | 0% | 0% | 100% | 100% | 12.48% | 1.175% | 100%
137 | 0% | 0% | 100% | 0% | 0% | 100% | 100% | 0% | 0% | 100%
138 | 0% | 0% | 100% | 0% | 100% | 100% | 100% | 0% | 0% | 100%
139 | 0% | 0% | 100% | 0% | 100% | 100% | 100% | 0% | 0% | 100%
140 | 0% | 0% | 100% | 0% | 100% | 100% | 100% | 0% | 0% | 100%
141 | 0% | 1.198% | 100% | 0% | 100% | 100% | 100% | 0% | 1.198% | 100%
142 | 0% | 1.112% | 100% | 0% | 0% | 100% | 100% | 0% | 1.112% | 100%
143 | 0% | 0% | 100% | 0% | 0% | 100% | 100% | 0% | 0% | 100%
144 | 0% | 0% | 100% | 0% | 0% | 100% | 100% | 0% | 0% | 100%
145 | 0% | 0% | 100% | 0% | 0% | 100% | 100% | 0% | 0% | 100%
146 | 0% | 0% | 100% | 0% | 0% | 100% | 100% | 0% | 0% | 100%
147 | 0% | 0% | 100% | 0% | 0% | 100% | 100% | 0% | 0% | 100%
148 | 0% | 0% | 100% | 0% | 0% | 100% | 100% | 0% | 0% | 100%
149 | 0% | 0% | 100% | 0% | 0% | 100% | 100% | 0% | 0% | 100%
150 | 0% | 0% | 100% | 0% | 0% | 100% | 100% | 0% | 0% | 100%
151 | 0% | 0% | 100% | 0% | 0% | 100% | 100% | 0% | 0% | 100%
152 | 0% | 0% | 100% | 0% | 0% | 100% | 100% | 0% | 0% | 100%
153 | 0% | 0% | 100% | 0% | 0% | 100% | 100% | 0% | 0% | 100%
154 | 17.92% | 0% | 100% | 0% | 0% | 100% | 100% | 17.92% | 0% | 100%
155 | 24.82% | 0% | 100% | 0% | 0% | 100% | 100% | 24.82% | 0% | 100%
156 | 23.58% | 0% | 100% | 0% | 0% | 100% | 100% | 23.58% | 0% | 100%
157 | 29.71% | 0% | 100% | 0% | 0% | 100% | 100% | 29.71% | 0% | 100%
158 | 28.03% | 0% | 100% | 0% | 0% | 100% | 100% | 28.03% | 0% | 100%
159 | 20.92% | 3.045% | 100% | 0% | 0% | 100% | 100% | 20.92% | 3.045% | 100%
160 | 12.69% | 3.076% | 100% | 0% | 0% | 100% | 100% | 12.69% | 3.076% | 100%
161 | 0% | 0.08692% | 100% | 0% | 0% | 100% | 100% | 0% | 0.08692% | 100%
162 | 0% | 0% | 100% | 0% | 100% | 100% | 100% | 0% | 0% | 100%
163 | 0% | 0% | 100% | 0% | 100% | 100% | 100% | 0% | 0% | 100%
164 | 0% | 0% | 100% | 0% | 100% | 100% | 100% | 0% | 0% | 100%
165 | 0% | 0% | 100% | 0% | 100% | 100% | 100% | 0% | 0% | 100%
166 | 0% | 0% | 100% | 0% | 0% | 100% | 100% | 0% | 0% | 100%
167 | 0% | 0% | 100% | 0% | 0% | 100% | 100% | 0% | 0% | 100%
168 | 0% | 0% | 100% | 0% | 0% | 100% | 100% | 0% | 0% | 100%
169 | 0% | 0% | 100% | 0% | 0% | 100% | 100% | 0% | 0% | 100%
170 | 0% | 0% | 100% | 0% | 0% | 100% | 100% | 0% | 0% | 100%
171 | 0% | 0% | 100% | 0% | 0% | 100% | 100% | 0% | 0% | 100%
172 | 0% | 0% | 100% | 0% | 0% | 100% | 100% | 0% | 0% | 100%
173 | 0% | 0% | 100% | 0% | 0% | 100% | 100% | 0% | 0% | 100%
174 | 0% | 0% | 100% | 0% | 0% | 100% | 100% | 0% | 0% | 100%
175 | 0% | 0% | 100% | 0% | 0% | 100% | 100% | 0% | 0% | 100%
176 | 0% | 0% | 100% | 0% | 0% | 100% | 100% | 0% | 0% | 100%
177 | 0.9691% | 0% | 100% | 0% | 0% | 100% | 100% | 0.9691% | 0% | 100%
178 | 19.59% | 0% | 100% | 0% | 0% | 100% | 100% | 19.59% | 0% | 100%
179 | 29.56% | 0% | 100% | 0% | 0% | 100% | 100% | 29.56% | 0% | 100%
180 | 32.78% | 0% | 100% | 0% | 0% | 100% | 100% | 32.78% | 0% | 100%
181 | 44.3% | 0% | 100% | 0% | 0% | 100% | 100% | 44.3% | 0% | 100%
182 | 38.65% | 0% | 100% | 0% | 0% | 100% | 100% | 38.65% | 0% | 100%
183 | 27.74% | 0.8219% | 100% | 0% | 0% | 100% | 100% | 27.74% | 0.8219% | 100%
184 | 12.8% | 0.1308% | 100% | 0% | 0% | 100% | 100% | 12.8% | 0.1308% | 100%
185 | 0% | 0% | 100% | 0% | 0% | 100% | 100% | 0% | 0% | 100%
186 | 0% | 0% | 100% | 0% | 100% | 100% | 100% | 0% | 0% | 100%
187 | 0% | 0% | 100% | 0% | 100% | 100% | 100% | 0% | 0% | 100%
188 | 0% | 0% | 100% | 0% | 100% | 100% | 100% | 0% | 0% | 100%
189 | 0% | 0% | 100% | 0% | 100% | 100% | 100% | 0% | 0% | 100%
190 | 0% | 0% | 100% | 0% | 0% | 100% | 100% | 0% | 0% | 100%
191 | 0% | 0% | 100% | 0% | 0% | 100% | 100% | 0% | 0% | 100%
192 | 0% | 0% | 100% | 0% | 0% | 100% | 100% | 0% | 0% | 100%
193 | 0% | 0% | 100% | 0% | 0% | 100% | 100% | 0% | 0% | 100%
194 | 0% | 0% | 100% | 0% | 0% | 100% | 100% | 0% | 0% | 100%
195 | 0% | 0% | 100% | 0% | 0% | 100% | 100% | 0% | 0% | 100%
196 | 0% | 0% | 100% | 0% | 0% | 100% | 100% | 0% | 0% | 100%
197 | 0% | 0% | 100% | 0% | 0% | 100% | 100% | 0% | 0% | 100%
198 | 0% | 0% | 100% | 0% | 0% | 100% | 100% | 0% | 0% | 100%
199 | 0% | 0% | 100% | 0% | 0% | 100% | 100% | 0% | 0% | 100%
200 | 0% | 0% | 100% | 0% | 0% | 100% | 100% | 0% | 0% | 100%
201 | 2.802% | 0% | 100% | 0% | 0% | 100% | 100% | 2.802% | 0% | 100%
202 | 19.49% | 0% | 100% | 0% | 0% | 100% | 100% | 19.49% | 0% | 100%
203 | 27.92% | 0% | 100% | 0% | 0% | 100% | 100% | 27.92% | 0% | 100%
204 | 33.78% | 0% | 100% | 0% | 0% | 100% | 100% | 33.78% | 0% | 100%
205 | 43.74% | 0% | 100% | 0% | 0% | 100% | 100% | 43.74% | 0% | 100%
206 | 39.89% | 0% | 100% | 0% | 0% | 100% | 100% | 39.89% | 0% | 100%
207 | 28.34% | 0.4824% | 100% | 0% | 0% | 100% | 100% | 28.34% | 0.4824% | 100%
208 | 13.02% | 1.515% | 100% | 0% | 0% | 100% | 100% | 13.02% | 1.515% | 100%
209 | 0.09132% | 0% | 100% | 0% | 0% | 100% | 100% | 0.09132% | 0% | 100%
210 | 0% | 0% | 100% | 0% | 100% | 100% | 100% | 0% | 0% | 100%
211 | 0% | 0% | 100% | 0% | 100% | 100% | 100% | 0% | 0% | 100%
212 | 0% | 0% | 100% | 0% | 100% | 100% | 100% | 0% | 0% | 100%
213 | 0% | 0% | 100% | 0% | 100% | 100% | 100% | 0% | 0% | 100%
214 | 0% | 0% | 100% | 0% | 0% | 100% | 100% | 0% | 0% | 100%
215 | 0% | 0% | 100% | 0% | 0% | 100% | 100% | 0% | 0% | 100%
216 | 0% | 0% | 100% | 0% | 0% | 100% | 100% | 0% | 0% | 100%
217 | 0% | 0% | 100% | 0% | 0% | 100% | 100% | 0% | 0% | 100%
218 | 0% | 0% | 100% | 0% | 0% | 100% | 100% | 0% | 0% | 100%
219 | 0% | 0% | 100% | 0% | 0% | 100% | 100% | 0% | 0% | 100%
220 | 0% | 0% | 100% | 0% | 0% | 100% | 100% | 0% | 0% | 100%
221 | 0% | 0% | 100% | 0% | 0% | 100% | 100% | 0% | 0% | 100%
222 | 0% | 0% | 100% | 0% | 0% | 100% | 100% | 0% | 0% | 100%
223 | 0% | 0% | 100% | 0% | 0% | 100% | 100% | 0% | 0% | 100%
224 | 0% | 0% | 100% | 0% | 0% | 100% | 100% | 0% | 0% | 100%
225 | 1.369% | 0% | 100% | 0% | 0% | 100% | 100% | 1.369% | 0% | 100%
226 | 14.95% | 0% | 100% | 0% | 0% | 100% | 100% | 14.95% | 0% | 100%
227 | 22.33% | 0% | 100% | 0% | 0% | 100% | 100% | 22.33% | 0% | 100%
228 | 22.76% | 0% | 100% | 0% | 0% | 100% | 100% | 22.76% | 0% | 100%
229 | 23.29% | 0% | 100% | 0% | 0% | 100% | 100% | 23.29% | 0% | 100%
230 | 21.8% | 0% | 100% | 0% | 0% | 100% | 100% | 21.8% | 0% | 100%
231 | 25.43% | 0.1199% | 100% | 0% | 0% | 100% | 100% | 25.43% | 0.1199% | 100%
232 | 8.732% | 0% | 100% | 0% | 0% | 100% | 100% | 8.732% | 0% | 100%
233 | 0% | 0% | 100% | 0% | 0% | 100% | 100% | 0% | 0% | 100%
234 | 0% | 0% | 100% | 0% | 100% | 100% | 100% | 0% | 0% | 100%
235 | 0% | 0% | 100% | 0% | 100% | 100% | 100% | 0% | 0% | 100%
236 | 0% | 0% | 100% | 0% | 100% | 100% | 100% | 0% | 0% | 100%
237 | 0% | 0% | 100% | 0% | 100% | 100% | 100% | 0% | 0% | 100%
238 | 0% | 0% | 100% | 0% | 0% | 100% | 100% | 0% | 0% | 100%
239 | 0% | 0% | 100% | 0% | 0% | 100% | 100% | 0% | 0% | 100%
240 | 0% | 0% | 100% | 0% | 0% | 100% | 100% | 0% | 0% | 100%
241 | 0% | 0% | 100% | 0% | 0% | 100% | 100% | 0% | 0% | 100%
242 | 0% | 0% | 100% | 0% | 0% | 100% | 100% | 0% | 0% | 100%
243 | 0% | 0% | 100% | 0% | 0% | 100% | 100% | 0% | 0% | 100%
244 | 0% | 0% | 100% | 0% | 0% | 100% | 100% | 0% | 0% | 100%
245 | 0% | 0% | 100% | 0% | 0% | 100% | 100% | 0% | 0% | 100%
246 | 0% | 0% | 100% | 0% | 0% | 100% | 100% | 0% | 0% | 100%
247 | 0% | 0% | 100% | 0% | 0% | 100% | 100% | 0% | 0% | 100%
248 | 0% | 0% | 100% | 0% | 0% | 100% | 100% | 0% | 0% | 100%
249 | 0% | 0% | 100% | 0% | 0% | 100% | 100% | 0% | 0% | 100%
250 | 10.98% | 0% | 100% | 0% | 0% | 100% | 100% | 10.98% | 0% | 100%
251 | 16.56% | 0% | 100% | 0% | 0% | 100% | 100% | 16.56% | 0% | 100%
252 | 12.85% | 0% | 100% | 0% | 0% | 100% | 100% | 12.85% | 0% | 100%
253 | 12.45% | 0% | 100% | 0% | 0% | 100% | 100% | 12.45% | 0% | 100%
254 | 12.5% | 0% | 100% | 0% | 0% | 100% | 100% | 12.5% | 0% | 100%
255 | 16.38% | 0% | 100% | 0% | 0% | 100% | 100% | 16.38% | 0% | 100%
256 | 6.823% | 0% | 100% | 0% | 0% | 100% | 100% | 6.823% | 0% | 100%
257 | 0% | 0% | 100% | 0% | 0% | 100% | 100% | 0% | 0% | 100%
258 | 0% | 0% | 100% | 0% | 100% | 100% | 100% | 0% | 0% | 100%
259 | 0% | 0% | 100% | 0% | 100% | 100% | 100% | 0% | 0% | 100%
260 | 0% | 0% | 100% | 0% | 100% | 100% | 100% | 0% | 0% | 100%
261 | 0% | 0% | 100% | 0% | 100% | 100% | 100% | 0% | 0% | 100%
262 | 0% | 0% | 100% | 0% | 0% | 100% | 100% | 0% | 0% | 100%
263 | 0% | 0% | 100% | 0% | 0% | 100% | 100% | 0% | 0% | 100%
264 | 0% | 0% | 100% | 0% | 0% | 100% | 100% | 0% | 0% | 100%
265 | 0% | 0% | 100% | 0% | 0% | 100% | 100% | 0% | 0% | 100%
266 | 0% | 0% | 100% | 0% | 0% | 100% | 100% | 0% | 0% | 100%
267 | 0% | 0% | 100% | 0% | 0% | 100% | 100% | 0% | 0% | 100%
268 | 0% | 0% | 100% | 0% | 0% | 100% | 100% | 0% | 0% | 100%
269 | 0% | 0% | 100% | 0% | 0% | 100% | 100% | 0% | 0% | 100%
270 | 0% | 0% | 100% | 0% | 0% | 100% | 100% | 0% | 0% | 100%
271 | 0% | 0% | 100% | 0% | 0% | 100% | 100% | 0% | 0% | 100%
272 | 0% | 0% | 100% | 0% | 0% | 100% | 100% | 0% | 0% | 100%
273 | 0% | 0% | 100% | 0% | 0% | 100% | 100% | 0% | 0% | 100%
274 | 12.73% | 0% | 100% | 0% | 0% | 100% | 100% | 12.73% | 0% | 100%
275 | 19.06% | 0% | 100% | 0% | 0% | 100% | 100% | 19.06% | 0% | 100%
276 | 16.95% | 0% | 100% | 0% | 0% | 100% | 100% | 16.95% | 0% | 100%
277 | 17.68% | 0% | 100% | 0% | 0% | 100% | 100% | 17.68% | 0% | 100%
278 | 14.15% | 0% | 100% | 0% | 0% | 100% | 100% | 14.15% | 0% | 100%
279 | 18.83% | 0% | 100% | 0% | 0% | 100% | 100% | 18.83% | 0% | 100%
280 | 6.01% | 0% | 100% | 0% | 0% | 100% | 100% | 6.01% | 0% | 100%
281 | 0% | 0% | 100% | 0% | 0% | 100% | 100% | 0% | 0% | 100%
282 | 0% | 0% | 100% | 0% | 100% | 100% | 100% | 0% | 0% | 100%
283 | 0% | 0% | 100% | 0% | 100% | 100% | 100% | 0% | 0% | 100%
284 | 0% | 0% | 100% | 0% | 100% | 100% | 100% | 0% | 0% | 100%
285 | 0% | 0% | 100% | 0% | 100% | 100% | 100% | 0% | 0% | 100%
286 | 0% | 0% | 100% | 0% | 0% | 100% | 100% | 0% | 0% | 100%
287 | 0% | 0% | 100% | 0% | 0% | 100% | 100% | 0% | 0% | 100%
288 | 0% | 0% | 100% | 0% | 0% | 100% | 100% | 0% | 0% | 100%
289 | 0% | 0% | 100% | 0% | 0% | 100% | 100% | 0% | 0% | 100%
290 | 0% | 0% | 100% | 0% | 0% | 100% | 100% | 0% | 0% | 100%
291 | 0% | 0% | 100% | 0% | 0% | 100% | 100% | 0% | 0% | 100%
292 | 0% | 0% | 100% | 0% | 0% | 100% | 100% | 0% | 0% | 100%
293 | 0% | 0% | 100% | 0% | 0% | 100% | 100% | 0% | 0% | 100%
294 | 0% | 0% | 100% | 0% | 0% | 100% | 100% | 0% | 0% | 100%
295 | 0% | 0% | 100% | 0% | 0% | 100% | 100% | 0% | 0% | 100%
296 | 0% | 0% | 100% | 0% | 0% | 100% | 100% | 0% | 0% | 100%
297 | 0% | 0% | 100% | 0% | 0% | 100% | 100% | 0% | 0% | 100%
298 | 11.36% | 0% | 100% | 0% | 0% | 100% | 100% | 11.36% | 0% | 100%
299 | 20.24% | 0% | 100% | 0% | 0% | 100% | 100% | 20.24% | 0% | 100%
300 | 26.21% | 0% | 100% | 0% | 0% | 100% | 100% | 26.21% | 0% | 100%
301 | 25.58% | 0% | 100% | 0% | 0% | 100% | 100% | 25.58% | 0% | 100%
302 | 21.02% | 0% | 100% | 0% | 0% | 100% | 100% | 21.02% | 0% | 100%
303 | 21.66% | 0% | 100% | 0% | 0% | 100% | 100% | 21.66% | 0% | 100%
304 | 10.86% | 0% | 100% | 0% | 0% | 100% | 100% | 10.86% | 0% | 100%
305 | 0.04077% | 0% | 100% | 0% | 0% | 100% | 100% | 0.04077% | 0% | 100%
306 | 0% | 0% | 100% | 0% | 100% | 100% | 100% | 0% | 0% | 100%
307 | 0% | 0% | 100% | 0% | 100% | 100% | 100% | 0% | 0% | 100%
308 | 0% | 0% | 100% | 0% | 100% | 100% | 100% | 0% | 0% | 100%
309 | 0% | 0% | 100% | 0% | 100% | 100% | 100% | 0% | 0% | 100%
310 | 0% | 0% | 100% | 0% | 0% | 100% | 100% | 0% | 0% | 100%
311 | 0% | 0% | 100% | 0% | 0% | 100% | 100% | 0% | 0% | 100%
312 | 0% | 0% | 100% | 0% | 0% | 100% | 100% | 0% | 0% | 100%
313 | 0% | 0% | 100% | 0% | 0% | 100% | 100% | 0% | 0% | 100%
314 | 0% | 0% | 100% | 0% | 0% | 100% | 100% | 0% | 0% | 100%
315 | 0% | 0% | 100% | 0% | 0% | 100% | 100% | 0% | 0% | 100%
316 | 0% | 0% | 100% | 0% | 0% | 100% | 100% | 0% | 0% | 100%
317 | 0% | 0% | 100% | 0% | 0% | 100% | 100% | 0% | 0% | 100%
318 | 0% | 0% | 100% | 0% | 0% | 100% | 100% | 0% | 0% | 100%
319 | 0% | 0% | 100% | 0% | 0% | 100% | 100% | 0% | 0% | 100%
320 | 0% | 0% | 100% | 0% | 0% | 100% | 100% | 0% | 0% | 100%
321 | 0% | 0% | 100% | 0% | 0% | 100% | 100% | 0% | 0% | 100%
322 | 12.68% | 0% | 100% | 0% | 0% | 100% | 100% | 12.68% | 0% | 100%
323 | 23.89% | 0% | 100% | 0% | 0% | 100% | 100% | 23.89% | 0% | 100%
324 | 32.66% | 0% | 100% | 0% | 0% | 100% | 100% | 32.66% | 0% | 100%
325 | 34.78% | 0% | 100% | 0% | 0% | 100% | 100% | 34.78% | 0% | 100%
326 | 26.35% | 0% | 100% | 0% | 0% | 100% | 100% | 26.35% | 0% | 100%
327 | 26.54% | 0% | 100% | 0% | 0% | 100% | 100% | 26.54% | 0% | 100%
328 | 13.53% | 0% | 100% | 0% | 0% | 100% | 100% | 13.53% | 0% | 100%
329 | 4.222% | 0% | 100% | 0% | 0% | 100% | 100% | 4.222% | 0% | 100%
330 | 0% | 0% | 100% | 0% | 100% | 100% | 100% | 0% | 0% | 100%
331 | 0% | 0% | 100% | 0% | 100% | 100% | 100% | 0% | 0% | 100%
332 | 0% | 0% | 100% | 0% | 100% | 100% | 100% | 0% | 0% | 100%
333 | 0% | 0% | 100% | 0% | 100% | 100% | 100% | 0% | 0% | 100%
334 | 0% | 0% | 100% | 0% | 0% | 100% | 100% | 0% | 0% | 100%
335 | 0% | 0% | 100% | 0% | 0% | 100% | 100% | 0% | 0% | 100%
336 | 0% | 0% | 100% | 0% | 0% | 100% | 100% | 0% | 0% | 100%
337 | 0% | 0% | 100% | 0% | 0% | 100% | 100% | 0% | 0% | 100%
338 | 0% | 0% | 100% | 0% | 0% | 100% | 100% | 0% | 0% | 100%
339 | 0% | 0% | 100% | 0% | 0% | 100% | 100% | 0% | 0% | 100%
340 | 0% | 0% | 100% | 0% | 0% | 100% | 100% | 0% | 0% | 100%
341 | 0% | 0% | 100% | 0% | 0% | 100% | 100% | 0% | 0% | 100%
342 | 0% | 0% | 100% | 0% | 0% | 100% | 100% | 0% | 0% | 100%
343 | 0% | 0% | 100% | 0% | 0% | 100% | 100% | 0% | 0% | 100%
344 | 0% | 0% | 100% | 0% | 0% | 100% | 100% | 0% | 0% | 100%
345 | 0% | 0% | 100% | 0% | 0% | 100% | 100% | 0% | 0% | 100%
346 | 7.175% | 0% | 100% | 0% | 0% | 100% | 100% | 7.175% | 0% | 100%
347 | 19.56% | 0% | 100% | 0% | 0% | 100% | 100% | 19.56% | 0% | 100%
348 | 27.56% | 0% | 100% | 0% | 0% | 100% | 100% | 27.56% | 0% | 100%
349 | 31.75% | 0% | 100% | 0% | 0% | 100% | 100% | 31.75% | 0% | 100%
350 | 27.07% | 0% | 100% | 0% | 0% | 100% | 100% | 27.07% | 0% | 100%
351 | 24.3% | 0% | 100% | 0% | 0% | 100% | 100% | 24.3% | 0% | 100%
352 | 10.91% | 0% | 100% | 0% | 0% | 100% | 100% | 10.91% | 0% | 100%
353 | 2.258% | 0% | 100% | 0% | 0% | 100% | 100% | 2.258% | 0% | 100%
354 | 0% | 0% | 100% | 0% | 100% | 100% | 100% | 0% | 0% | 100%
355 | 0% | 0% | 100% | 0% | 100% | 100% | 100% | 0% | 0% | 100%
356 | 0% | 0% | 100% | 0% | 100% | 100% | 100% | 0% | 0% | 100%
357 | 0% | 0% | 100% | 0% | 100% | 100% | 100% | 0% | 0% | 100%
358 | 0% | 0% | 100% | 0% | 0% | 100% | 100% | 0% | 0% | 100%
359 | 0% | 0% | 100% | 0% | 0% | 100% | 100% | 0% | 0% | 100%
360 | 0% | 0% | 100% | 0% | 0% | 100% | 100% | 0% | 0% | 100%
361 | 0% | 0% | 100% | 0% | 0% | 100% | 100% | 0% | 0% | 100%
362 | 0% | 0% | 100% | 0% | 0% | 100% | 100% | 0% | 0% | 100%
363 | 0% | 0% | 100% | 0% | 0% | 100% | 100% | 0% | 0% | 100%
364 | 0% | 0% | 100% | 0% | 0% | 100% | 100% | 0% | 0% | 100%
365 | 0% | 0% | 100% | 0% | 0% | 100% | 100% | 0% | 0% | 100%
366 | 0% | 0% | 100% | 0% | 0% | 100% | 100% | 0% | 0% | 100%
367 | 0% | 0% | 100% | 0% | 0% | 100% | 100% | 0% | 0% | 100%
368 | 0% | 0% | 100% | 0% | 0% | 100% | 100% | 0% | 0% | 100%
369 | 0% | 0% | 100% | 0% | 0% | 100% | 100% | 0% | 0% | 100%
370 | 8.036% | 0% | 100% | 0% | 0% | 100% | 100% | 8.036% | 0% | 100%
371 | 20.76% | 0% | 100% | 0% | 0% | 100% | 100% | 20.76% | 0% | 100%
372 | 26.83% | 0% | 100% | 0% | 0% | 100% | 100% | 26.83% | 0% | 100%
373 | 32.07% | 0% | 100% | 0% | 0% | 100% | 100% | 32.07% | 0% | 100%
374 | 26.06% | 0% | 100% | 0% | 0% | 100% | 100% | 26.06% | 0% | 100%
375 | 24.94% | 0% | 100% | 0% | 0% | 100% | 100% | 24.94% | 0% | 100%
376 | 13.51% | 0% | 100% | 0% | 0% | 100% | 100% | 13.51% | 0% | 100%
377 | 2.554% | 0% | 100% | 0% | 0% | 100% | 100% | 2.554% | 0% | 100%
378 | 0% | 0% | 100% | 0% | 100% | 100% | 100% | 0% | 0% | 100%
379 | 0% | 0% | 100% | 0% | 100% | 100% | 100% | 0% | 0% | 100%
380 | 0% | 0% | 100% | 0% | 100% | 100% | 100% | 0% | 0% | 100%
381 | 0% | 0% | 100% | 0% | 100% | 100% | 100% | 0% | 0% | 100%
382 | 0% | 0% | 100% | 0% | 0% | 100% | 100% | 0% | 0% | 100%
383 | 0% | 0% | 100% | 0% | 0% | 100% | 100% | 0% | 0% | 100%
384 | 0% | 0% | 100% | 0% | 0% | 100% | 100% | 0% | 0% | 100%
385 | 0% | 0% | 100% | 0% | 0% | 100% | 100% | 0% | 0% | 100%
386 | 0% | 0% | 100% | 0% | 0% | 100% | 100% | 0% | 0% | 100%
387 | 0% | 0% | 100% | 0% | 0% | 100% | 100% | 0% | 0% | 100%
388 | 0% | 0% | 100% | 0% | 0% | 100% | 100% | 0% | 0% | 100%
389 | 0% | 0% | 100% | 0% | 0% | 100% | 100% | 0% | 0% | 100%
390 | 0% | 0% | 100% | 0% | 0% | 100% | 100% | 0% | 0% | 100%
391 | 0% | 0% | 100% | 0% | 0% | 100% | 100% | 0% | 0% | 100%
392 | 0% | 0% | 100% | 0% | 0% | 100% | 100% | 0% | 0% | 100%
393 | 0% | 0% | 100% | 0% | 0% | 100% | 100% | 0% | 0% | 100%
394 | 10.74% | 0% | 100% | 0% | 0% | 100% | 100% | 10.74% | 0% | 100%
395 | 23.82% | 0% | 100% | 0% | 0% | 100% | 100% | 23.82% | 0% | 100%
396 | 28.21% | 0% | 100% | 0% | 0% | 100% | 100% | 28.21% | 0% | 100%
397 | 29.79% | 0% | 100% | 0% | 0% | 100% | 100% | 29.79% | 0% | 100%
398 | 28.28% | 0% | 100% | 0% | 0% | 100% | 100% | 28.28% | 0% | 100%
399 | 25.9% | 0% | 100% | 0% | 0% | 100% | 100% | 25.9% | 0% | 100%
400 | 15.73% | 0% | 100% | 0% | 0% | 100% | 100% | 15.73% | 0% | 100%
401 | 1.122% | 0% | 100% | 0% | 0% | 100% | 100% | 1.122% | 0% | 100%
402 | 0% | 0% | 100% | 0% | 100% | 100% | 100% | 0% | 0% | 100%
403 | 0% | 0% | 100% | 0% | 100% | 100% | 100% | 0% | 0% | 100%
404 | 0% | 0% | 100% | 0% | 100% | 100% | 100% | 0% | 0% | 100%
405 | 0% | 0% | 100% | 0% | 100% | 100% | 100% | 0% | 0% | 100%
406 | 0% | 0% | 100% | 0% | 0% | 100% | 100% | 0% | 0% | 100%
407 | 0% | 0% | 100% | 0% | 0% | 100% | 100% | 0% | 0% | 100%
408 | 0% | 0% | 100% | 0% | 0% | 100% | 100% | 0% | 0% | 100%
409 | 0% | 0% | 100% | 0% | 0% | 100% | 100% | 0% | 0% | 100%
410 | 0% | 0% | 100% | 0% | 0% | 100% | 100% | 0% | 0% | 100%
411 | 0% | 0% | 100% | 0% | 0% | 100% | 100% | 0% | 0% | 100%
412 | 0% | 0% | 100% | 0% | 0% | 100% | 100% | 0% | 0% | 100%
413 | 0% | 0% | 100% | 0% | 0% | 100% | 100% | 0% | 0% | 100%
414 | 0% | 0% | 100% | 0% | 0% | 100% | 100% | 0% | 0% | 100%
415 | 0% | 0% | 100% | 0% | 0% | 100% | 100% | 0% | 0% | 100%
416 | 0% | 0% | 100% | 0% | 0% | 100% | 100% | 0% | 0% | 100%
417 | 0% | 0% | 100% | 0% | 0% | 100% | 100% | 0% | 0% | 100%
418 | 13.15% | 0% | 100% | 0% | 0% | 100% | 100% | 13.15% | 0% | 100%
419 | 21.49% | 0% | 100% | 0% | 0% | 100% | 100% | 21.49% | 0% | 100%
420 | 22.49% | 0% | 100% | 0% | 0% | 100% | 100% | 22.49% | 0% | 100%
421 | 25.15% | 0% | 100% | 0% | 0% | 100% | 100% | 25.15% | 0% | 100%
422 | 23.24% | 0% | 100% | 0% | 0% | 100% | 100% | 23.24% | 0% | 100%
423 | 20.34% | 0% | 100% | 0% | 0% | 100% | 100% | 20.34% | 0% | 100%
424 | 14.06% | 0% | 100% | 0% | 0% | 100% | 100% | 14.06% | 0% | 100%
425 | 1.321% | 0% | 100% | 0% | 0% | 100% | 100% | 1.321% | 0% | 100%
426 | 0% | 0% | 100% | 0% | 100% | 100% | 100% | 0% | 0% | 100%
427 | 0% | 0% | 100% | 0% | 100% | 100% | 100% | 0% | 0% | 100%
428 | 0% | 0% | 100% | 0% | 100% | 100% | 100% | 0% | 0% | 100%
429 | 0% | 0% | 100% | 0% | 100% | 100% | 100% | 0% | 0% | 100%
430 | 0% | 0% | 100% | 0% | 0% | 100% | 100% | 0% | 0% | 100%
431 | 0% | 0% | 100% | 0% | 0% | 100% | 100% | 0% | 0% | 100%
432 | 0% | 0% | 100% | 0% | 0% | 100% | 100% | 0% | 0% | 100%
433 | 0% | 0% | 100% | 0% | 0% | 100% | 100% | 0% | 0% | 100%
434 | 0% | 0% | 100% | 0% | 0% | 100% | 100% | 0% | 0% | 100%
435 | 0% | 0% | 100% | 0% | 0% | 100% | 100% | 0% | 0% | 100%
436 | 0% | 0% | 100% | 0% | 0% | 100% | 100% | 0% | 0% | 100%
437 | 0% | 0% | 100% | 0% | 0% | 100% | 100% | 0% | 0% | 100%
438 | 0% | 0% | 100% | 0% | 0% | 100% | 100% | 0% | 0% | 100%
439 | 0% | 0% | 100% | 0% | 0% | 100% | 100% | 0% | 0% | 100%
440 | 0% | 0% | 100% | 0% | 0% | 100% | 100% | 0% | 0% | 100%
441 | 0% | 0% | 100% | 0% | 0% | 100% | 100% | 0% | 0% | 100%
442 | 9.547% | 0% | 100% | 0% | 0% | 100% | 100% | 9.547% | 0% | 100%
443 | 17.53% | 0% | 100% | 0% | 0% | 100% | 100% | 17.53% | 0% | 100%
444 | 19.64% | 0% | 100% | 0% | 0% | 100% | 100% | 19.64% | 0% | 100%
445 | 17.85% | 0% | 100% | 0% | 0% | 100% | 100% | 17.85% | 0% | 100%
446 | 13.5% | 0% | 100% | 0% | 0% | 100% | 100% | 13.5% | 0% | 100%
447 | 5.396% | 0% | 100% | 0% | 0% | 100% | 100% | 5.396% | 0% | 100%
448 | 0% | 0% | 100% | 0% | 0% | 100% | 100% | 0% | 0% | 100%
449 | 0% | 0% | 100% | 0% | 0% | 100% | 100% | 0% | 0% | 100%
450 | 0% | 0% | 100% | 0% | 100% | 100% | 100% | 0% | 0% | 100%
451 | 0% | 0% | 100% | 0% | 100% | 100% | 100% | 0% | 0% | 100%
452 | 0% | 0% | 100% | 0% | 100% | 100% | 100% | 0% | 0% | 100%
453 | 0% | 0% | 100% | 0% | 100% | 100% | 100% | 0% | 0% | 100%
454 | 0% | 0% | 100% | 0% | 0% | 100% | 100% | 0% | 0% | 100%
455 | 0% | 0% | 100% | 0% | 0% | 100% | 100% | 0% | 0% | 100%
456 | 0% | 0% | 100% | 0% | 0% | 100% | 100% | 0% | 0% | 100%
457 | 0% | 0% | 100% | 0% | 0% | 100% | 100% | 0% | 0% | 100%
458 | 0% | 0% | 100% | 0% | 0% | 100% | 100% | 0% | 0% | 100%
459 | 0% | 0% | 100% | 0% | 0% | 100% | 100% | 0% | 0% | 100%
460 | 0% | 0% | 100% | 0% | 0% | 100% | 100% | 0% | 0% | 100%
461 | 0% | 0% | 100% | 0% | 0% | 100% | 100% | 0% | 0% | 100%
462 | 0% | 0% | 100% | 0% | 0% | 100% | 100% | 0% | 0% | 100%
463 | 0% | 0% | 100% | 0% | 0% | 100% | 100% | 0% | 0% | 100%
464 | 0% | 0% | 100% | 0% | 0% | 100% | 100% | 0% | 0% | 100%
465 | 0% | 0% | 100% | 0% | 0% | 100% | 100% | 0% | 0% | 100%
466 | 6.381% | 0% | 100% | 0% | 0% | 100% | 100% | 6.381% | 0% | 100%
467 | 12.45% | 0% | 100% | 0% | 0% | 100% | 100% | 12.45% | 0% | 100%
468 | 15.43% | 0% | 100% | 0% | 0% | 100% | 100% | 15.43% | 0% | 100%
469 | 13.37% | 0% | 100% | 0% | 0% | 100% | 100% | 13.37% | 0% | 100%
470 | 8.34% | 0% | 100% | 0% | 0% | 100% | 100% | 8.34% | 0% | 100%
471 | 3.231% | 0% | 100% | 0% | 0% | 100% | 100% | 3.231% | 0% | 100%
472 | 0% | 0% | 100% | 0% | 0% | 100% | 100% | 0% | 0% | 100%
473 | 0% | 0% | 100% | 0% | 0% | 100% | 100% | 0% | 0% | 100%
474 | 0% | 0% | 100% | 0% | 100% | 100% | 100% | 0% | 0% | 100%
475 | 0% | 0% | 100% | 0% | 100% | 100% | 100% | 0% | 0% | 100%
476 | 0% | 0% | 100% | 0% | 100% | 100% | 100% | 0% | 0% | 100%
477 | 0% | 0% | 100% | 0% | 100% | 100% | 100% | 0% | 0% | 100%
478 | 0% | 0% | 100% | 0% | 0% | 100% | 100% | 0% | 0% | 100%
479 | 0% | 0% | 100% | 0% | 0% | 100% | 100% | 0% | 0% | 100%
480 | 0% | 0% | 100% | 0% | 0% | 100% | 100% | 0% | 0% | 100%
481 | 0% | 0% | 100% | 0% | 0% | 100% | 100% | 0% | 0% | 100%
482 | 0% | 0% | 100% | 0% | 0% | 100% | 100% | 0% | 0% | 100%
483 | 0% | 0% | 100% | 0% | 0% | 100% | 100% | 0% | 0% | 100%
484 | 0% | 0% | 100% | 0% | 0% | 100% | 100% | 0% | 0% | 100%
485 | 0% | 0% | 100% | 0% | 0% | 100% | 100% | 0% | 0% | 100%
486 | 0% | 0% | 100% | 0% | 0% | 100% | 100% | 0% | 0% | 100%
487 | 0% | 0% | 100% | 0% | 0% | 100% | 100% | 0% | 0% | 100%
488 | 0% | 0% | 100% | 0% | 0% | 100% | 100% | 0% | 0% | 100%
489 | 0% | 0% | 100% | 0% | 0% | 100% | 100% | 0% | 0% | 100%
490 | 4.438% | 0% | 100% | 0% | 0% | 100% | 100% | 4.438% | 0% | 100%
491 | 12.15% | 0% | 100% | 0% | 0% | 100% | 100% | 12.15% | 0% | 100%
492 | 17.51% | 0% | 100% | 0% | 0% | 100% | 100% | 17.51% | 0% | 100%
493 | 10.57% | 0% | 100% | 0% | 0% | 100% | 100% | 10.57% | 0% | 100%
494 | 3.551% | 0% | 100% | 0% | 0% | 100% | 100% | 3.551% | 0% | 100%
495 | 0% | 0% | 100% | 0% | 0% | 100% | 100% | 0% | 0% | 100%
496 | 0% | 0.6921% | 100% | 0% | 0% | 100% | 100% | 0% | 0.6921% | 100%
497 | 0% | 1.987% | 100% | 0% | 0% | 100% | 100% | 0% | 1.987% | 100%
498 | 0% | 0% | 100% | 0% | 100% | 100% | 100% | 0% | 0% | 100%
499 | 0% | 0% | 100% | 0% | 100% | 100% | 100% | 0% | 0% | 100%
500 | 0% | 0% | 100% | 0% | 100% | 100% | 100% | 0% | 0% | 100%
501 | 0% | 0.4466% | 100% | 0% | 100% | 100% | 100% | 0% | 0.4466% | 100%
502 | 0% | 0% | 100% | 0% | 0% | 100% | 100% | 0% | 0% | 100%
503 | 0% | 0% | 100% | 0% | 0% | 100% | 100% | 0% | 0% | 100%
504 | 0% | 0% | 100% | 0% | 0% | 100% | 100% | 0% | 0% | 100%
505 | 0% | 0% | 100% | 0% | 0% | 100% | 100% | 0% | 0% | 100%
506 | 0% | 0% | 100% | 0% | 0% | 100% | 100% | 0% | 0% | 100%
507 | 0% | 0% | 100% | 0% | 0% | 100% | 100% | 0% | 0% | 100%
508 | 0% | 0% | 100% | 0% | 0% | 100% | 100% | 0% | 0% | 100%
509 | 0% | 0% | 100% | 0% | 0% | 100% | 100% | 0% | 0% | 100%
510 | 0% | 0% | 100% | 0% | 0% | 100% | 100% | 0% | 0% | 100%
511 | 0% | 0% | 100% | 0% | 0% | 100% | 100% | 0% | 0% | 100%
512 | 0% | 0% | 100% | 0% | 0% | 100% | 100% | 0% | 0% | 100%
513 | 0% | 0% | 100% | 0% | 0% | 100% | 100% | 0% | 0% | 100%
514 | 8.166% | 0% | 100% | 0% | 0% | 100% | 100% | 8.166% | 0% | 100%
515 | 19.03% | 0% | 100% | 0% | 0% | 100% | 100% | 19.03% | 0% | 100%
516 | 21.21% | 2.582% | 100% | 0% | 0% | 100% | 100% | 21.21% | 2.582% | 100%
517 | 17.25% | 3.494% | 100% | 0% | 0% | 100% | 100% | 17.25% | 3.494% | 100%
518 | 12.55% | 3.243% | 100% | 0% | 0% | 100% | 100% | 12.55% | 3.243% | 100%
519 | 11.48% | 2.701% | 100% | 0% | 0% | 100% | 100% | 11.48% | 2.701% | 100%
520 | 6.2% | 3.184% | 100% | 0% | 0% | 100% | 100% | 6.2% | 3.184% | 100%
521 | 0% | 5.531% | 100% | 0% | 0% | 100% | 100% | 0% | 5.531% | 100%
522 | 0% | 2.232% | 100% | 0% | 100% | 100% | 100% | 0% | 2.232% | 100%
523 | 0% | 0.02769% | 100% | 0% | 100% | 100% | 100% | 0% | 0.02769% | 100%
524 | 0% | 0.7382% | 100% | 0% | 100% | 100% | 100% | 0% | 0.7382% | 100%
525 | 0% | 0% | 100% | 0% | 100% | 100% | 100% | 0% | 0% | 100%
526 | 0% | 0% | 100% | 0% | 0% | 100% | 100% | 0% | 0% | 100%
527 | 0% | 0% | 100% | 0% | 0% | 100% | 100% | 0% | 0% | 100%
528 | 0% | 0% | 100% | 0% | 0% | 100% | 100% | 0% | 0% | 100%
529 | 0% | 0% | 100% | 0% | 0% | 100% | 100% | 0% | 0% | 100%
530 | 0% | 0% | 100% | 0% | 0% | 100% | 100% | 0% | 0% | 100%
531 | 0% | 0% | 100% | 0% | 0% | 100% | 100% | 0% | 0% | 100%
532 | 0% | 0% | 100% | 0% | 0% | 100% | 100% | 0% | 0% | 100%
533 | 0% | 0% | 100% | 0% | 0% | 100% | 100% | 0% | 0% | 100%
534 | 0% | 0% | 100% | 0% | 0% | 100% | 100% | 0% | 0% | 100%
535 | 0% | 0% | 100% | 0% | 0% | 100% | 100% | 0% | 0% | 100%
536 | 0% | 0% | 100% | 0% | 0% | 100% | 100% | 0% | 0% | 100%
537 | 0% | 0% | 100% | 0% | 0% | 100% | 100% | 0% | 0% | 100%
538 | 6.463% | 0% | 100% | 0% | 0% | 100% | 100% | 6.463% | 0% | 100%
539 | 12.74% | 0% | 100% | 0% | 0% | 100% | 100% | 12.74% | 0% | 100%
540 | 13.85% | 1.58% | 100% | 0% | 0% | 100% | 100% | 13.85% | 1.58% | 100%
541 | 14.01% | 3.234% | 100% | 0% | 0% | 100% | 100% | 14.01% | 3.234% | 100%
542 | 13.59% | 2.63% | 100% | 0% | 0% | 100% | 100% | 13.59% | 2.63% | 100%
543 | 10.76% | 2.916% | 100% | 0% | 0% | 100% | 100% | 10.76% | 2.916% | 100%
544 | 8.521% | 1.603% | 100% | 0% | 0% | 100% | 100% | 8.521% | 1.603% | 100%
545 | 0% | 3.284% | 100% | 0% | 0% | 100% | 100% | 0% | 3.284% | 100%
546 | 0% | 0.466% | 100% | 0% | 100% | 100% | 100% | 0% | 0.466% | 100%
547 | 0% | 0.2287% | 100% | 0% | 100% | 100% | 100% | 0% | 0.2287% | 100%
548 | 0% | 0.763% | 100% | 0% | 100% | 100% | 100% | 0% | 0.763% | 100%
549 | 0% | 0% | 100% | 0% | 100% | 100% | 100% | 0% | 0% | 100%
550 | 0% | 0% | 100% | 0% | 0% | 100% | 100% | 0% | 0% | 100%
551 | 0% | 0% | 100% | 0% | 0% | 100% | 100% | 0% | 0% | 100%
552 | 0% | 0% | 100% | 0% | 0% | 100% | 100% | 0% | 0% | 100%
553 | 0% | 0% | 100% | 0% | 0% | 100% | 100% | 0% | 0% | 100%
554 | 0% | 0% | 100% | 0% | 0% | 100% | 100% | 0% | 0% | 100%
555 | 0% | 0% | 100% | 0% | 0% | 100% | 100% | 0% | 0% | 100%
556 | 0% | 0% | 100% | 0% | 0% | 100% | 100% | 0% | 0% | 100%
557 | 0% | 0% | 100% | 0% | 0% | 100% | 100% | 0% | 0% | 100%
558 | 0% | 0% | 100% | 0% | 0% | 100% | 100% | 0% | 0% | 100%
559 | 0% | 0% | 100% | 0% | 0% | 100% | 100% | 0% | 0% | 100%
560 | 0% | 0% | 100% | 0% | 0% | 100% | 100% | 0% | 0% | 100%
561 | 0% | 0% | 100% | 0% | 0% | 100% | 100% | 0% | 0% | 100%
562 | 5.915% | 0% | 100% | 0% | 0% | 100% | 100% | 5.915% | 0% | 100%
563 | 13.68% | 0% | 100% | 0% | 0% | 100% | 100% | 13.68% | 0% | 100%
564 | 14.33% | 0.1203% | 100% | 0% | 0% | 100% | 100% | 14.33% | 0.1203% | 100%
565 | 17.07% | 1.28% | 100% | 0% | 0% | 100% | 100% | 17.07% | 1.28% | 100%
566 | 19.85% | 0% | 100% | 0% | 0% | 100% | 100% | 19.85% | 0% | 100%
567 | 18.15% | 0% | 100% | 0% | 0% | 100% | 100% | 18.15% | 0% | 100%
568 | 12.7% | 0% | 100% | 0% | 0% | 100% | 100% | 12.7% | 0% | 100%
569 | 0.04829% | 0% | 100% | 0% | 0% | 100% | 100% | 0.04829% | 0% | 100%
570 | 0% | 0% | 100% | 0% | 100% | 100% | 100% | 0% | 0% | 100%
571 | 0% | 0% | 100% | 0% | 100% | 100% | 100% | 0% | 0% | 100%
572 | 0% | 0% | 100% | 0% | 100% | 100% | 100% | 0% | 0% | 100%
573 | 0% | 0% | 100% | 0% | 100% | 100% | 100% | 0% | 0% | 100%
574 | 0% | 0% | 100% | 0% | 0% | 100% | 100% | 0% | 0% | 100%
575 | 0% | 0% | 100% | 0% | 0% | 100% | 100% | 0% | 0% | 100%
576 | 0% | 0% | 100% | 0% | 0% | 100% | 100% | 0% | 0% | 100%
577 | 0% | 0% | 100% | 0% | 0% | 100% | 100% | 0% | 0% | 100%
578 | 0% | 0% | 100% | 0% | 0% | 100% | 100% | 0% | 0% | 100%
579 | 0% | 0% | 100% | 0% | 0% | 100% | 100% | 0% | 0% | 100%
580 | 0% | 0% | 100% | 0% | 0% | 100% | 100% | 0% | 0% | 100%
581 | 0% | 0% | 100% | 0% | 0% | 100% | 100% | 0% | 0% | 100%
582 | 0% | 0% | 100% | 0% | 0% | 100% | 100% | 0% | 0% | 100%
583 | 0% | 0% | 100% | 0% | 0% | 100% | 100% | 0% | 0% | 100%
584 | 0% | 0% | 100% | 0% | 0% | 100% | 100% | 0% | 0% | 100%
585 | 0% | 0% | 100% | 0% | 0% | 100% | 100% | 0% | 0% | 100%
586 | 7.845% | 0% | 100% | 0% | 0% | 100% | 100% | 7.845% | 0% | 100%
587 | 14.09% | 0% | 100% | 0% | 0% | 100% | 100% | 14.09% | 0% | 100%
588 | 15.79% | 0% | 100% | 0% | 0% | 100% | 100% | 15.79% | 0% | 100%
589 | 16.8% | 0.4419% | 100% | 0% | 0% | 100% | 100% | 16.8% | 0.4419% | 100%
590 | 19.88% | 0% | 100% | 0% | 0% | 100% | 100% | 19.88% | 0% | 100%
591 | 19.04% | 0% | 100% | 0% | 0% | 100% | 100% | 19.04% | 0% | 100%
592 | 14.38% | 0% | 100% | 0% | 0% | 100% | 100% | 14.38% | 0% | 100%
593 | 0% | 0% | 100% | 0% | 0% | 100% | 100% | 0% | 0% | 100%
594 | 0% | 0% | 100% | 0% | 100% | 100% | 100% | 0% | 0% | 100%
595 | 0% | 0% | 100% | 0% | 100% | 100% | 100% | 0% | 0% | 100%
596 | 0% | 0% | 100% | 0% | 100% | 100% | 100% | 0% | 0% | 100%
597 | 0% | 0% | 100% | 0% | 100% | 100% | 100% | 0% | 0% | 100%
598 | 0% | 0% | 100% | 0% | 0% | 100% | 100% | 0% | 0% | 100%
599 | 0% | 0% | 100% | 0% | 0% | 100% | 100% | 0% | 0% | 100%
600 | 0% | 0% | 100% | 0% | 0% | 100% | 100% | 0% | 0% | 100%
601 | 0% | 0% | 100% | 0% | 0% | 100% | 100% | 0% | 0% | 100%
602 | 0% | 0% | 100% | 0% | 0% | 100% | 100% | 0% | 0% | 100%
603 | 0% | 0% | 100% | 0% | 0% | 100% | 100% | 0% | 0% | 100%
604 | 0% | 0% | 100% | 0% | 0% | 100% | 100% | 0% | 0% | 100%
605 | 0% | 0% | 100% | 0% | 0% | 100% | 100% | 0% | 0% | 100%
606 | 0% | 0% | 100% | 0% | 0% | 100% | 100% | 0% | 0% | 100%
607 | 0% | 0% | 100% | 0% | 0% | 100% | 100% | 0% | 0% | 100%
608 | 0% | 0% | 100% | 0% | 0% | 100% | 100% | 0% | 0% | 100%
609 | 1.22% | 0% | 100% | 0% | 0% | 100% | 100% | 1.22% | 0% | 100%
610 | 13.79% | 0% | 100% | 0% | 0% | 100% | 100% | 13.79% | 0% | 100%
611 | 27.88% | 0% | 100% | 0% | 0% | 100% | 100% | 27.88% | 0% | 100%
612 | 26.61% | 0% | 100% | 0% | 0% | 100% | 100% | 26.61% | 0% | 100%
613 | 22.3% | 0% | 100% | 0% | 0% | 100% | 100% | 22.3% | 0% | 100%
614 | 21.13% | 0% | 100% | 0% | 0% | 100% | 100% | 21.13% | 0% | 100%
615 | 13.89% | 0% | 100% | 0% | 0% | 100% | 100% | 13.89% | 0% | 100%
616 | 3.857% | 0% | 100% | 0% | 0% | 100% | 100% | 3.857% | 0% | 100%
617 | 0% | 0% | 100% | 0% | 0% | 100% | 100% | 0% | 0% | 100%
618 | 0% | 0% | 100% | 0% | 100% | 100% | 100% | 0% | 0% | 100%
619 | 0% | 0% | 100% | 0% | 100% | 100% | 100% | 0% | 0% | 100%
620 | 0% | 0% | 100% | 0% | 100% | 100% | 100% | 0% | 0% | 100%
621 | 0% | 0% | 100% | 0% | 100% | 100% | 100% | 0% | 0% | 100%
622 | 0% | 0% | 100% | 0% | 0% | 100% | 100% | 0% | 0% | 100%
623 | 0% | 0% | 100% | 0% | 0% | 100% | 100% | 0% | 0% | 100%
624 | 0% | 0% | 100% | 0% | 0% | 100% | 100% | 0% | 0% | 100%
625 | 0% | 0% | 100% | 0% | 0% | 100% | 100% | 0% | 0% | 100%
626 | 0% | 0% | 100% | 0% | 0% | 100% | 100% | 0% | 0% | 100%
627 | 0% | 0% | 100% | 0% | 0% | 100% | 100% | 0% | 0% | 100%
628 | 0% | 0% | 100% | 0% | 0% | 100% | 100% | 0% | 0% | 100%
629 | 0% | 0% | 100% | 0% | 0% | 100% | 100% | 0% | 0% | 100%
630 | 0% | 0% | 100% | 0% | 0% | 100% | 100% | 0% | 0% | 100%
631 | 0% | 0% | 100% | 0% | 0% | 100% | 100% | 0% | 0% | 100%
632 | 0% | 0% | 100% | 0% | 0% | 100% | 100% | 0% | 0% | 100%
633 | 1.214% | 0% | 100% | 0% | 0% | 100% | 100% | 1.214% | 0% | 100%
634 | 15% | 0% | 100% | 0% | 0% | 100% | 100% | 15% | 0% | 100%
635 | 29.23% | 0% | 100% | 0% | 0% | 100% | 100% | 29.23% | 0% | 100%
636 | 23.3% | 0% | 100% | 0% | 0% | 100% | 100% | 23.3% | 0% | 100%
637 | 20.49% | 0% | 100% | 0% | 0% | 100% | 100% | 20.49% | 0% | 100%
638 | 21.35% | 0% | 100% | 0% | 0% | 100% | 100% | 21.35% | 0% | 100%
639 | 14.06% | 0% | 100% | 0% | 0% | 100% | 100% | 14.06% | 0% | 100%
640 | 4.572% | 0% | 100% | 0% | 0% | 100% | 100% | 4.572% | 0% | 100%
641 | 0% | 0% | 100% | 0% | 0% | 100% | 100% | 0% | 0% | 100%
642 | 0% | 0% | 100% | 0% | 100% | 100% | 100% | 0% | 0% | 100%
643 | 0% | 0% | 100% | 0% | 100% | 100% | 100% | 0% | 0% | 100%
644 | 0% | 0% | 100% | 0% | 100% | 100% | 100% | 0% | 0% | 100%
645 | 0% | 0% | 100% | 0% | 100% | 100% | 100% | 0% | 0% | 100%
646 | 0% | 0% | 100% | 0% | 0% | 100% | 100% | 0% | 0% | 100%
647 | 0% | 0% | 100% | 0% | 0% | 100% | 100% | 0% | 0% | 100%
648 | 0% | 0% | 100% | 0% | 0% | 100% | 100% | 0% | 0% | 100%
649 | 0% | 0% | 100% | 0% | 0% | 100% | 100% | 0% | 0% | 100%
650 | 0% | 0% | 100% | 0% | 0% | 100% | 100% | 0% | 0% | 100%
651 | 0% | 0% | 100% | 0% | 0% | 100% | 100% | 0% | 0% | 100%
652 | 0% | 0% | 100% | 0% | 0% | 100% | 100% | 0% | 0% | 100%
653 | 0% | 0% | 100% | 0% | 0% | 100% | 100% | 0% | 0% | 100%
654 | 0% | 0% | 100% | 0% | 0% | 100% | 100% | 0% | 0% | 100%
655 | 0% | 0% | 100% | 0% | 0% | 100% | 100% | 0% | 0% | 100%
656 | 0% | 0% | 100% | 0% | 0% | 100% | 100% | 0% | 0% | 100%
657 | 0.1727% | 0% | 100% | 0% | 0% | 100% | 100% | 0.1727% | 0% | 100%
658 | 11.22% | 0% | 100% | 0% | 0% | 100% | 100% | 11.22% | 0% | 100%
659 | 26.41% | 0% | 100% | 0% | 0% | 100% | 100% | 26.41% | 0% | 100%
660 | 25.95% | 0% | 100% | 0% | 0% | 100% | 100% | 25.95% | 0% | 100%
661 | 21.07% | 0% | 100% | 0% | 0% | 100% | 100% | 21.07% | 0% | 100%
662 | 26.14% | 0% | 100% | 0% | 0% | 100% | 100% | 26.14% | 0% | 100%
663 | 14.69% | 0% | 100% | 0% | 0% | 100% | 100% | 14.69% | 0% | 100%
664 | 6.566% | 0% | 100% | 0% | 0% | 100% | 100% | 6.566% | 0% | 100%
665 | 0% | 0% | 100% | 0% | 0% | 100% | 100% | 0% | 0% | 100%
666 | 0% | 0% | 100% | 0% | 100% | 100% | 100% | 0% | 0% | 100%
667 | 0% | 0% | 100% | 0% | 100% | 100% | 100% | 0% | 0% | 100%
668 | 0% | 0% | 100% | 0% | 100% | 100% | 100% | 0% | 0% | 100%
669 | 0% | 0% | 100% | 0% | 100% | 100% | 100% | 0% | 0% | 100%
670 | 0% | 0% | 100% | 0% | 0% | 100% | 100% | 0% | 0% | 100%
671 | 0% | 0% | 100% | 0% | 0% | 100% | 100% | 0% | 0% | 100%
672 | 0% | 0% | 100% | 0% | 0% | 100% | 100% | 0% | 0% | 100%
673 | 0% | 0% | 100% | 0% | 0% | 100% | 100% | 0% | 0% | 100%
674 | 0% | 0% | 100% | 0% | 0% | 100% | 100% | 0% | 0% | 100%
675 | 0% | 0% | 100% | 0% | 0% | 100% | 100% | 0% | 0% | 100%
676 | 0% | 0% | 100% | 0% | 0% | 100% | 100% | 0% | 0% | 100%
677 | 0% | 0% | 100% | 0% | 0% | 100% | 100% | 0% | 0% | 100%
678 | 0% | 0% | 100% | 0% | 0% | 100% | 100% | 0% | 0% | 100%
679 | 0% | 0% | 100% | 0% | 0% | 100% | 100% | 0% | 0% | 100%
680 | 0% | 0% | 100% | 0% | 0% | 100% | 100% | 0% | 0% | 100%
681 | 0% | 0% | 100% | 0% | 0% | 100% | 100% | 0% | 0% | 100%
682 | 13.22% | 0% | 100% | 0% | 0% | 100% | 100% | 13.22% | 0% | 100%
683 | 26.53% | 0% | 100% | 0% | 0% | 100% | 100% | 26.53% | 0% | 100%
684 | 27.6% | 0% | 100% | 0% | 0% | 100% | 100% | 27.6% | 0% | 100%
685 | 25.37% | 0% | 100% | 0% | 0% | 100% | 100% | 25.37% | 0% | 100%
686 | 33.73% | 0% | 100% | 0% | 0% | 100% | 100% | 33.73% | 0% | 100%
687 | 31.19% | 0% | 100% | 0% | 0% | 100% | 100% | 31.19% | 0% | 100%
688 | 20.49% | 0% | 100% | 0% | 0% | 100% | 100% | 20.49% | 0% | 100%
689 | 2.576% | 0% | 100% | 0% | 0% | 100% | 100% | 2.576% | 0% | 100%
690 | 0% | 0% | 100% | 0% | 100% | 100% | 100% | 0% | 0% | 100%
691 | 0% | 0% | 100% | 0% | 100% | 100% | 100% | 0% | 0% | 100%
692 | 0% | 0% | 100% | 0% | 100% | 100% | 100% | 0% | 0% | 100%
693 | 0% | 0% | 100% | 0% | 100% | 100% | 100% | 0% | 0% | 100%
694 | 0% | 0% | 100% | 0% | 0% | 100% | 100% | 0% | 0% | 100%
695 | 0% | 0% | 100% | 0% | 0% | 100% | 100% | 0% | 0% | 100%
696 | 0% | 0% | 100% | 0% | 0% | 100% | 100% | 0% | 0% | 100%
697 | 0% | 0% | 100% | 0% | 0% | 100% | 100% | 0% | 0% | 100%
698 | 0% | 0% | 100% | 0% | 0% | 100% | 100% | 0% | 0% | 100%
699 | 0% | 0% | 100% | 0% | 0% | 100% | 100% | 0% | 0% | 100%
700 | 0% | 0% | 100% | 0% | 0% | 100% | 100% | 0% | 0% | 100%
701 | 0% | 0% | 100% | 0% | 0% | 100% | 100% | 0% | 0% | 100%
702 | 0% | 0% | 100% | 0% | 0% | 100% | 100% | 0% | 0% | 100%
703 | 0% | 0% | 100% | 0% | 0% | 100% | 100% | 0% | 0% | 100%
704 | 0% | 0% | 100% | 0% | 0% | 100% | 100% | 0% | 0% | 100%
705 | 0% | 0% | 100% | 0% | 0% | 100% | 100% | 0% | 0% | 100%
706 | 6.241% | 0% | 100% | 0% | 0% | 100% | 100% | 6.241% | 0% | 100%
707 | 15.58% | 0% | 100% | 0% | 0% | 100% | 100% | 15.58% | 0% | 100%
708 | 20.83% | 0% | 100% | 0% | 0% | 100% | 100% | 20.83% | 0% | 100%
709 | 20.62% | 0% | 100% | 0% | 0% | 100% | 100% | 20.62% | 0% | 100%
710 | 26.6% | 0% | 100% | 0% | 0% | 100% | 100% | 26.6% | 0% | 100%
711 | 21.36% | 0% | 100% | 0% | 0% | 100% | 100% | 21.36% | 0% | 100%
712 | 13.44% | 0% | 100% | 0% | 0% | 100% | 100% | 13.44% | 0% | 100%
713 | 0% | 0% | 100% | 0% | 0% | 100% | 100% | 0% | 0% | 100%
714 | 0% | 0% | 100% | 0% | 100% | 100% | 100% | 0% | 0% | 100%
715 | 0% | 0% | 100% | 0% | 100% | 100% | 100% | 0% | 0% | 100%
716 | 0% | 0% | 100% | 0% | 100% | 100% | 100% | 0% | 0% | 100%
717 | 0% | 0% | 100% | 0% | 100% | 100% | 100% | 0% | 0% | 100%
718 | 0% | 0% | 100% | 0% | 0% | 100% | 100% | 0% | 0% | 100%
719 | 0% | 0% | 100% | 0% | 0% | 100% | 100% | 0% | 0% | 100%
720 | 0% | 0% | 100% | 0% | 0% | 100% | 100% | 0% | 0% | 100%
721 | 0% | 0% | 100% | 0% | 0% | 100% | 100% | 0% | 0% | 100%
722 | 0% | 0% | 100% | 0% | 0% | 100% | 100% | 0% | 0% | 100%
723 | 0% | 0% | 100% | 0% | 0% | 100% | 100% | 0% | 0% | 100%
724 | 0% | 0% | 100% | 0% | 0% | 100% | 100% | 0% | 0% | 100%
725 | 0% | 0% | 100% | 0% | 0% | 100% | 100% | 0% | 0% | 100%
726 | 0% | 0% | 100% | 0% | 0% | 100% | 100% | 0% | 0% | 100%
727 | 0% | 0% | 100% | 0% | 0% | 100% | 100% | 0% | 0% | 100%
728 | 0% | 0% | 100% | 0% | 0% | 100% | 100% | 0% | 0% | 100%
729 | 0% | 0% | 100% | 0% | 0% | 100% | 100% | 0% | 0% | 100%
730 | 1.75% | 0% | 100% | 0% | 0% | 100% | 100% | 1.75% | 0% | 100%
731 | 7.481% | 0% | 100% | 0% | 0% | 100% | 100% | 7.481% | 0% | 100%
732 | 8.519% | 0% | 100% | 0% | 0% | 100% | 100% | 8.519% | 0% | 100%
733 | 14.54% | 0% | 100% | 0% | 0% | 100% | 100% | 14.54% | 0% | 100%
734 | 15.49% | 0% | 100% | 0% | 0% | 100% | 100% | 15.49% | 0% | 100%
735 | 17.07% | 0% | 100% | 0% | 0% | 100% | 100% | 17.07% | 0% | 100%
736 | 9.161% | 0% | 100% | 0% | 0% | 100% | 100% | 9.161% | 0% | 100%
737 | 0% | 0% | 100% | 0% | 0% | 100% | 100% | 0% | 0% | 100%
738 | 0% | 0% | 100% | 0% | 100% | 100% | 100% | 0% | 0% | 100%
739 | 0% | 0% | 100% | 0% | 100% | 100% | 100% | 0% | 0% | 100%
740 | 0% | 0% | 100% | 0% | 100% | 100% | 100% | 0% | 0% | 100%
741 | 0% | 0% | 100% | 0% | 100% | 100% | 100% | 0% | 0% | 100%
742 | 0% | 0% | 100% | 0% | 0% | 100% | 100% | 0% | 0% | 100%
743 | 0% | 0% | 100% | 0% | 0% | 100% | 100% | 0% | 0% | 100%
744 | 0% | 0% | 100% | 0% | 0% | 100% | 100% | 0% | 0% | 100%
745 | 0% | 0% | 100% | 0% | 0% | 100% | 100% | 0% | 0% | 100%
746 | 0% | 0% | 100% | 0% | 0% | 100% | 100% | 0% | 0% | 100%
747 | 0% | 0% | 100% | 0% | 0% | 100% | 100% | 0% | 0% | 100%
748 | 0% | 0% | 100% | 0% | 0% | 100% | 100% | 0% | 0% | 100%
749 | 0% | 0% | 100% | 0% | 0% | 100% | 100% | 0% | 0% | 100%
750 | 0% | 0% | 100% | 0% | 0% | 100% | 100% | 0% | 0% | 100%
751 | 0% | 0% | 100% | 0% | 0% | 100% | 100% | 0% | 0% | 100%
752 | 0% | 0% | 100% | 0% | 0% | 100% | 100% | 0% | 0% | 100%
753 | 0% | 0% | 100% | 0% | 0% | 100% | 100% | 0% | 0% | 100%
754 | 0% | 0% | 100% | 0% | 0% | 100% | 100% | 0% | 0% | 100%
755 | 0% | 0% | 100% | 0% | 0% | 100% | 100% | 0% | 0% | 100%
756 | 7.859% | 0% | 100% | 0% | 0% | 100% | 100% | 7.859% | 0% | 100%
757 | 14.92% | 0.1622% | 100% | 0% | 0% | 100% | 100% | 14.92% | 0.1622% | 100%
758 | 14.28% | 0% | 100% | 0% | 0% | 100% | 100% | 14.28% | 0% | 100%
759 | 11.36% | 0.5211% | 100% | 0% | 0% | 100% | 100% | 11.36% | 0.5211% | 100%
760 | 4.407% | 0% | 100% | 0% | 0% | 100% | 100% | 4.407% | 0% | 100%
761 | 0% | 0.6326% | 100% | 0% | 0% | 100% | 100% | 0% | 0.6326% | 100%
762 | 0% | 0% | 100% | 0% | 100% | 100% | 100% | 0% | 0% | 100%
763 | 0% | 0% | 100% | 0% | 100% | 100% | 100% | 0% | 0% | 100%
764 | 0% | 0% | 100% | 0% | 100% | 100% | 100% | 0% | 0% | 100%
765 | 0% | 0% | 100% | 0% | 100% | 100% | 100% | 0% | 0% | 100%
766 | 0% | 0% | 100% | 0% | 0% | 100% | 100% | 0% | 0% | 100%
767 | 0% | 0% | 100% | 0% | 0% | 100% | 100% | 0% | 0% | 100%
768 | 0% | 0% | 100% | 0% | 0% | 100% | 100% | 0% | 0% | 100%
769 | 0% | 0% | 100% | 0% | 0% | 100% | 100% | 0% | 0% | 100%
770 | 0% | 0% | 100% | 0% | 0% | 100% | 100% | 0% | 0% | 100%
771 | 0% | 0% | 100% | 0% | 0% | 100% | 100% | 0% | 0% | 100%
772 | 0% | 0% | 100% | 0% | 0% | 100% | 100% | 0% | 0% | 100%
773 | 0% | 0% | 100% | 0% | 0% | 100% | 100% | 0% | 0% | 100%
774 | 0% | 0% | 100% | 0% | 0% | 100% | 100% | 0% | 0% | 100%
775 | 0% | 0% | 100% | 0% | 0% | 100% | 100% | 0% | 0% | 100%
776 | 0% | 0% | 100% | 0% | 0% | 100% | 100% | 0% | 0% | 100%
777 | 0% | 0% | 100% | 0% | 0% | 100% | 100% | 0% | 0% | 100%
778 | 0% | 0% | 100% | 0% | 0% | 100% | 100% | 0% | 0% | 100%
779 | 0% | 0% | 100% | 0% | 0% | 100% | 100% | 0% | 0% | 100%
780 | 5.639% | 0% | 100% | 0% | 0% | 100% | 100% | 5.639% | 0% | 100%
781 | 14.4% | 0% | 100% | 0% | 0% | 100% | 100% | 14.4% | 0% | 100%
782 | 11.04% | 0% | 100% | 0% | 0% | 100% | 100% | 11.04% | 0% | 100%
783 | 3.562% | 0% | 100% | 0% | 0% | 100% | 100% | 3.562% | 0% | 100%
784 | 0% | 0% | 100% | 0% | 0% | 100% | 100% | 0% | 0% | 100%
785 | 0% | 0% | 100% | 0% | 0% | 100% | 100% | 0% | 0% | 100%
786 | 0% | 0% | 100% | 0% | 100% | 100% | 100% | 0% | 0% | 100%
787 | 0% | 0% | 100% | 0% | 100% | 100% | 100% | 0% | 0% | 100%
788 | 0% | 0% | 100% | 0% | 100% | 100% | 100% | 0% | 0% | 100%
789 | 0% | 0% | 100% | 0% | 100% | 100% | 100% | 0% | 0% | 100%
790 | 0% | 0% | 100% | 0% | 0% | 100% | 100% | 0% | 0% | 100%
791 | 0% | 0% | 100% | 0% | 0% | 100% | 100% | 0% | 0% | 100%
792 | 0% | 0% | 100% | 0% | 0% | 100% | 100% | 0% | 0% | 100%
793 | 0% | 0% | 100% | 0% | 0% | 100% | 100% | 0% | 0% | 100%
794 | 0% | 0% | 100% | 0% | 0% | 100% | 100% | 0% | 0% | 100%
795 | 0% | 0% | 100% | 0% | 0% | 100% | 100% | 0% | 0% | 100%
796 | 0% | 0% | 100% | 0% | 0% | 100% | 100% | 0% | 0% | 100%
797 | 0% | 0% | 100% | 0% | 0% | 100% | 100% | 0% | 0% | 100%
798 | 0% | 0% | 100% | 0% | 0% | 100% | 100% | 0% | 0% | 100%
799 | 0% | 0% | 100% | 0% | 0% | 100% | 100% | 0% | 0% | 100%
800 | 0% | 0% | 100% | 0% | 0% | 100% | 100% | 0% | 0% | 100%
801 | 0% | 0% | 100% | 0% | 0% | 100% | 100% | 0% | 0% | 100%
802 | 0% | 0% | 100% | 0% | 0% | 100% | 100% | 0% | 0% | 100%
803 | 0% | 0% | 100% | 0% | 0% | 100% | 100% | 0% | 0% | 100%
804 | 0.5192% | 0% | 100% | 0% | 0% | 100% | 100% | 0.5192% | 0% | 100%
805 | 7.181% | 0% | 100% | 0% | 0% | 100% | 100% | 7.181% | 0% | 100%
806 | 7.95% | 0% | 100% | 0% | 0% | 100% | 100% | 7.95% | 0% | 100%
807 | 3.458% | 0% | 100% | 0% | 0% | 100% | 100% | 3.458% | 0% | 100%
808 | 0% | 0% | 100% | 0% | 0% | 100% | 100% | 0% | 0% | 100%
809 | 0% | 0% | 100% | 0% | 0% | 100% | 100% | 0% | 0% | 100%
810 | 0% | 0% | 100% | 0% | 100% | 100% | 100% | 0% | 0% | 100%
811 | 0% | 0% | 100% | 0% | 100% | 100% | 100% | 0% | 0% | 100%
812 | 0% | 0% | 100% | 0% | 100% | 100% | 100% | 0% | 0% | 100%
813 | 0% | 0% | 100% | 0% | 100% | 100% | 100% | 0% | 0% | 100%
814 | 0% | 0% | 100% | 0% | 0% | 100% | 100% | 0% | 0% | 100%
815 | 0% | 0% | 100% | 0% | 0% | 100% | 100% | 0% | 0% | 100%
816 | 0% | 0% | 100% | 0% | 0% | 100% | 100% | 0% | 0% | 100%
817 | 0% | 0% | 100% | 0% | 0% | 100% | 100% | 0% | 0% | 100%
818 | 0% | 0% | 100% | 0% | 0% | 100% | 100% | 0% | 0% | 100%
819 | 0% | 0% | 100% | 0% | 0% | 100% | 100% | 0% | 0% | 100%
820 | 0% | 0% | 100% | 0% | 0% | 100% | 100% | 0% | 0% | 100%
821 | 0% | 0% | 100% | 0% | 0% | 100% | 100% | 0% | 0% | 100%
822 | 0% | 0% | 100% | 0% | 0% | 100% | 100% | 0% | 0% | 100%
823 | 0% | 0% | 100% | 0% | 0% | 100% | 100% | 0% | 0% | 100%
824 | 0% | 0% | 100% | 0% | 0% | 100% | 100% | 0% | 0% | 100%
825 | 0% | 0% | 100% | 0% | 0% | 100% | 100% | 0% | 0% | 100%
826 | 0% | 0% | 100% | 0% | 0% | 100% | 100% | 0% | 0% | 100%
827 | 0% | 0% | 100% | 0% | 0% | 100% | 100% | 0% | 0% | 100%
828 | 3.693% | 0% | 100% | 0% | 0% | 100% | 100% | 3.693% | 0% | 100%
829 | 7.103% | 0% | 100% | 0% | 0% | 100% | 100% | 7.103% | 0% | 100%
830 | 8.153% | 0% | 100% | 0% | 0% | 100% | 100% | 8.153% | 0% | 100%
831 | 6.601% | 0% | 100% | 0% | 0% | 100% | 100% | 6.601% | 0% | 100%
832 | 0.9922% | 0% | 100% | 0% | 0% | 100% | 100% | 0.9922% | 0% | 100%
833 | 0% | 0% | 100% | 0% | 0% | 100% | 100% | 0% | 0% | 100%
834 | 0% | 0% | 100% | 0% | 100% | 100% | 100% | 0% | 0% | 100%
835 | 0% | 0% | 100% | 0% | 100% | 100% | 100% | 0% | 0% | 100%
836 | 0% | 0% | 100% | 0% | 100% | 100% | 100% | 0% | 0% | 100%
837 | 0% | 0% | 100% | 0% | 100% | 100% | 100% | 0% | 0% | 100%
838 | 0% | 0% | 100% | 0% | 0% | 100% | 100% | 0% | 0% | 100%
839 | 0% | 0% | 100% | 0% | 0% | 100% | 100% | 0% | 0% | 100%
840 | 0% | 0% | 100% | 0% | 0% | 100% | 100% | 0% | 0% | 100%
841 | 0% | 0% | 100% | 0% | 0% | 100% | 100% | 0% | 0% | 100%
842 | 0% | 0% | 100% | 0% | 0% | 100% | 100% | 0% | 0% | 100%
843 | 0% | 0% | 100% | 0% | 0% | 100% | 100% | 0% | 0% | 100%
844 | 0% | 0% | 100% | 0% | 0% | 100% | 100% | 0% | 0% | 100%
845 | 0% | 0% | 100% | 0% | 0% | 100% | 100% | 0% | 0% | 100%
846 | 0% | 0% | 100% | 0% | 0% | 100% | 100% | 0% | 0% | 100%
847 | 0% | 0.1667% | 100% | 0% | 0% | 100% | 100% | 0% | 0.1667% | 100%
848 | 0% | 0% | 100% | 0% | 0% | 100% | 100% | 0% | 0% | 100%
849 | 0% | 0% | 100% | 0% | 0% | 100% | 100% | 0% | 0% | 100%
850 | 0% | 0% | 100% | 0% | 0% | 100% | 100% | 0% | 0% | 100%
851 | 0% | 0% | 100% | 0% | 0% | 100% | 100% | 0% | 0% | 100%
852 | 0.7777% | 0% | 100% | 0% | 0% | 100% | 100% | 0.7777% | 0% | 100%
853 | 6.274% | 0% | 100% | 0% | 0% | 100% | 100% | 6.274% | 0% | 100%
854 | 10.19% | 0% | 100% | 0% | 0% | 100% | 100% | 10.19% | 0% | 100%
855 | 17.94% | 0% | 100% | 0% | 0% | 100% | 100% | 17.94% | 0% | 100%
856 | 9.374% | 0% | 100% | 0% | 0% | 100% | 100% | 9.374% | 0% | 100%
857 | 0% | 0% | 100% | 0% | 0% | 100% | 100% | 0% | 0% | 100%
858 | 0% | 0% | 100% | 0% | 100% | 100% | 100% | 0% | 0% | 100%
859 | 0% | 0% | 100% | 0% | 100% | 100% | 100% | 0% | 0% | 100%
860 | 0% | 0% | 100% | 0% | 100% | 100% | 100% | 0% | 0% | 100%
861 | 0% | 0% | 100% | 0% | 100% | 100% | 100% | 0% | 0% | 100%
862 | 0% | 0% | 100% | 0% | 0% | 100% | 100% | 0% | 0% | 100%
863 | 0% | 0% | 100% | 0% | 0% | 100% | 100% | 0% | 0% | 100%
864 | 0% | 0% | 100% | 0% | 0% | 100% | 100% | 0% | 0% | 100%
865 | 0% | 0% | 100% | 0% | 0% | 100% | 100% | 0% | 0% | 100%
866 | 0% | 0% | 100% | 0% | 0% | 100% | 100% | 0% | 0% | 100%
867 | 0% | 0.479% | 100% | 0% | 0% | 100% | 100% | 0% | 0.479% | 100%
868 | 0% | 2.651% | 100% | 0% | 0% | 100% | 100% | 0% | 2.651% | 100%
869 | 0% | 2.155% | 100% | 0% | 0% | 100% | 100% | 0% | 2.155% | 100%
870 | 0% | 0% | 100% | 0% | 0% | 100% | 100% | 0% | 0% | 100%
871 | 0% | 0% | 100% | 0% | 0% | 100% | 100% | 0% | 0% | 100%
872 | 0% | 0% | 100% | 0% | 0% | 100% | 100% | 0% | 0% | 100%
873 | 0% | 0% | 100% | 0% | 0% | 100% | 100% | 0% | 0% | 100%
874 | 4.423% | 0% | 100% | 0% | 0% | 100% | 100% | 4.423% | 0% | 100%
875 | 7.205% | 0% | 100% | 0% | 0% | 100% | 100% | 7.205% | 0% | 100%
876 | 12.65% | 0% | 100% | 0% | 0% | 100% | 100% | 12.65% | 0% | 100%
877 | 13.95% | 0% | 100% | 0% | 0% | 100% | 100% | 13.95% | 0% | 100%
878 | 18.81% | 0.9701% | 100% | 0% | 0% | 100% | 100% | 18.81% | 0.9701% | 100%
879 | 20.25% | 0% | 100% | 0% | 0% | 100% | 100% | 20.25% | 0% | 100%
880 | 11.48% | 0% | 100% | 0% | 0% | 100% | 100% | 11.48% | 0% | 100%
881 | 0.6843% | 0% | 100% | 0% | 0% | 100% | 100% | 0.6843% | 0% | 100%
882 | 0% | 0% | 100% | 0% | 100% | 100% | 100% | 0% | 0% | 100%
883 | 0% | 0% | 100% | 0% | 100% | 100% | 100% | 0% | 0% | 100%
884 | 0% | 0% | 100% | 0% | 100% | 100% | 100% | 0% | 0% | 100%
885 | 0% | 0% | 100% | 0% | 100% | 100% | 100% | 0% | 0% | 100%
886 | 0% | 0% | 100% | 0% | 0% | 100% | 100% | 0% | 0% | 100%
887 | 0% | 0% | 100% | 0% | 0% | 100% | 100% | 0% | 0% | 100%
888 | 0% | 0% | 100% | 0% | 0% | 100% | 100% | 0% | 0% | 100%
889 | 0% | 0.8741% | 100% | 0% | 0% | 100% | 100% | 0% | 0.8741% | 100%
890 | 0% | 0% | 100% | 0% | 0% | 100% | 100% | 0% | 0% | 100%
891 | 0% | 0% | 100% | 0% | 0% | 100% | 100% | 0% | 0% | 100%
892 | 0% | 0% | 100% | 0% | 0% | 100% | 100% | 0% | 0% | 100%
893 | 0% | 0% | 100% | 0% | 0% | 100% | 100% | 0% | 0% | 100%
894 | 0% | 0% | 100% | 0% | 0% | 100% | 100% | 0% | 0% | 100%
895 | 0% | 0% | 100% | 0% | 0% | 100% | 100% | 0% | 0% | 100%
896 | 0% | 0% | 100% | 0% | 0% | 100% | 100% | 0% | 0% | 100%
897 | 0% | 0% | 100% | 0% | 0% | 100% | 100% | 0% | 0% | 100%
898 | 6.097% | 0% | 100% | 0% | 0% | 100% | 100% | 6.097% | 0% | 100%
899 | 5.552% | 0% | 100% | 0% | 0% | 100% | 100% | 5.552% | 0% | 100%
900 | 8.151% | 0% | 100% | 0% | 0% | 100% | 100% | 8.151% | 0% | 100%
901 | 13.81% | 0% | 100% | 0% | 0% | 100% | 100% | 13.81% | 0% | 100%
902 | 20.26% | 0% | 100% | 0% | 0% | 100% | 100% | 20.26% | 0% | 100%
903 | 23.04% | 0.3346% | 100% | 0% | 0% | 100% | 100% | 23.04% | 0.3346% | 100%
904 | 7.95% | 0% | 100% | 0% | 0% | 100% | 100% | 7.95% | 0% | 100%
905 | 0% | 0% | 100% | 0% | 0% | 100% | 100% | 0% | 0% | 100%
906 | 0% | 0% | 100% | 0% | 100% | 100% | 100% | 0% | 0% | 100%
907 | 0% | 0% | 100% | 0% | 100% | 100% | 100% | 0% | 0% | 100%
908 | 0% | 0% | 100% | 0% | 100% | 100% | 100% | 0% | 0% | 100%
909 | 0% | 0% | 100% | 0% | 100% | 100% | 100% | 0% | 0% | 100%
910 | 0% | 0% | 100% | 0% | 0% | 100% | 100% | 0% | 0% | 100%
911 | 0% | 0% | 100% | 0% | 0% | 100% | 100% | 0% | 0% | 100%
912 | 0% | 0% | 100% | 0% | 0% | 100% | 100% | 0% | 0% | 100%
913 | 0% | 0% | 100% | 0% | 0% | 100% | 100% | 0% | 0% | 100%
914 | 0% | 0% | 100% | 0% | 0% | 100% | 100% | 0% | 0% | 100%
915 | 0% | 0% | 100% | 0% | 0% | 100% | 100% | 0% | 0% | 100%
916 | 0% | 0% | 100% | 0% | 0% | 100% | 100% | 0% | 0% | 100%
917 | 0% | 0% | 100% | 0% | 0% | 100% | 100% | 0% | 0% | 100%
918 | 0% | 0% | 100% | 0% | 0% | 100% | 100% | 0% | 0% | 100%
919 | 0% | 0% | 100% | 0% | 0% | 100% | 100% | 0% | 0% | 100%
920 | 0% | 0% | 100% | 0% | 0% | 100% | 100% | 0% | 0% | 100%
921 | 5.338% | 0% | 100% | 0% | 0% | 100% | 100% | 5.338% | 0% | 100%
922 | 25.09% | 0% | 100% | 0% | 0% | 100% | 100% | 25.09% | 0% | 100%
923 | 27.17% | 0% | 100% | 0% | 0% | 100% | 100% | 27.17% | 0% | 100%
924 | 32.24% | 0% | 100% | 0% | 0% | 100% | 100% | 32.24% | 0% | 100%
925 | 32.14% | 0% | 100% | 0% | 0% | 100% | 100% | 32.14% | 0% | 100%
926 | 39.28% | 0% | 100% | 0% | 0% | 100% | 100% | 39.28% | 0% | 100%
927 | 32.5% | 0% | 100% | 0% | 0% | 100% | 100% | 32.5% | 0% | 100%
928 | 14.38% | 0% | 100% | 0% | 0% | 100% | 100% | 14.38% | 0% | 100%
929 | 2.705% | 0% | 100% | 0% | 0% | 100% | 100% | 2.705% | 0% | 100%
930 | 0% | 0% | 100% | 0% | 100% | 100% | 100% | 0% | 0% | 100%
931 | 0% | 0% | 100% | 0% | 100% | 100% | 100% | 0% | 0% | 100%
932 | 0% | 0% | 100% | 0% | 100% | 100% | 100% | 0% | 0% | 100%
933 | 0% | 0% | 100% | 0% | 100% | 100% | 100% | 0% | 0% | 100%
934 | 0% | 0% | 100% | 0% | 0% | 100% | 100% | 0% | 0% | 100%
935 | 0% | 0% | 100% | 0% | 0% | 100% | 100% | 0% | 0% | 100%
936 | 0% | 0% | 100% | 0% | 0% | 100% | 100% | 0% | 0% | 100%
937 | 0% | 0.01199% | 100% | 0% | 0% | 100% | 100% | 0% | 0.01199% | 100%
938 | 0% | 0% | 100% | 0% | 0% | 100% | 100% | 0% | 0% | 100%
939 | 0% | 0% | 100% | 0% | 0% | 100% | 100% | 0% | 0% | 100%
940 | 0% | 0% | 100% | 0% | 0% | 100% | 100% | 0% | 0% | 100%
941 | 0% | 0% | 100% | 0% | 0% | 100% | 100% | 0% | 0% | 100%
942 | 0% | 0% | 100% | 0% | 0% | 100% | 100% | 0% | 0% | 100%
943 | 0% | 0% | 100% | 0% | 0% | 100% | 100% | 0% | 0% | 100%
944 | 0% | 0% | 100% | 0% | 0% | 100% | 100% | 0% | 0% | 100%
945 | 2.55% | 0% | 100% | 0% | 0% | 100% | 100% | 2.55% | 0% | 100%
946 | 21.81% | 0% | 100% | 0% | 0% | 100% | 100% | 21.81% | 0% | 100%
947 | 33.32% | 0% | 100% | 0% | 0% | 100% | 100% | 33.32% | 0% | 100%
948 | 41.71% | 0% | 100% | 0% | 0% | 100% | 100% | 41.71% | 0% | 100%
949 | 38.88% | 0% | 100% | 0% | 0% | 100% | 100% | 38.88% | 0% | 100%
950 | 44.2% | 0% | 100% | 0% | 0% | 100% | 100% | 44.2% | 0% | 100%
951 | 36.29% | 0% | 100% | 0% | 0% | 100% | 100% | 36.29% | 0% | 100%
952 | 14.82% | 0% | 100% | 0% | 0% | 100% | 100% | 14.82% | 0% | 100%
953 | 0% | 0% | 100% | 0% | 0% | 100% | 100% | 0% | 0% | 100%
954 | 0% | 0% | 100% | 0% | 100% | 100% | 100% | 0% | 0% | 100%
955 | 0% | 0% | 100% | 0% | 100% | 100% | 100% | 0% | 0% | 100%
956 | 0% | 0% | 100% | 0% | 100% | 100% | 100% | 0% | 0% | 100%
957 | 0% | 0% | 100% | 0% | 100% | 100% | 100% | 0% | 0% | 100%
958 | 0% | 0% | 100% | 0% | 0% | 100% | 100% | 0% | 0% | 100%
959 | 0% | 0% | 100% | 0% | 0% | 100% | 100% | 0% | 0% | 100%
960 | 0% | 0% | 100% | 0% | 0% | 100% | 100% | 0% | 0% | 100%
961 | 0% | 0% | 100% | 0% | 0% | 100% | 100% | 0% | 0% | 100%
962 | 0% | 0% | 100% | 0% | 0% | 100% | 100% | 0% | 0% | 100%
963 | 0% | 0% | 100% | 0% | 0% | 100% | 100% | 0% | 0% | 100%
964 | 0% | 0% | 100% | 0% | 0% | 100% | 100% | 0% | 0% | 100%
965 | 0% | 0% | 100% | 0% | 0% | 100% | 100% | 0% | 0% | 100%
966 | 0% | 0% | 100% | 0% | 0% | 100% | 100% | 0% | 0% | 100%
967 | 0% | 0% | 100% | 0% | 0% | 100% | 100% | 0% | 0% | 100%
968 | 0% | 0% | 100% | 0% | 0% | 100% | 100% | 0% | 0% | 100%
969 | 0% | 0% | 100% | 0% | 0% | 100% | 100% | 0% | 0% | 100%
970 | 8.662% | 0% | 100% | 0% | 0% | 100% | 100% | 8.662% | 0% | 100%
971 | 16.83% | 0% | 100% | 0% | 0% | 100% | 100% | 16.83% | 0% | 100%
972 | 25.64% | 0% | 100% | 0% | 0% | 100% | 100% | 25.64% | 0% | 100%
973 | 20.17% | 0% | 100% | 0% | 0% | 100% | 100% | 20.17% | 0% | 100%
974 | 24.9% | 0% | 100% | 0% | 0% | 100% | 100% | 24.9% | 0% | 100%
975 | 24.69% | 0% | 100% | 0% | 0% | 100% | 100% | 24.69% | 0% | 100%
976 | 12.26% | 0% | 100% | 0% | 0% | 100% | 100% | 12.26% | 0% | 100%
977 | 0% | 0% | 100% | 0% | 0% | 100% | 100% | 0% | 0% | 100%
978 | 0% | 0% | 100% | 0% | 100% | 100% | 100% | 0% | 0% | 100%
979 | 0% | 0% | 100% | 0% | 100% | 100% | 100% | 0% | 0% | 100%
980 | 0% | 0% | 100% | 0% | 100% | 100% | 100% | 0% | 0% | 100%
981 | 0% | 0% | 100% | 0% | 100% | 100% | 100% | 0% | 0% | 100%
982 | 0% | 0% | 100% | 0% | 0% | 100% | 100% | 0% | 0% | 100%
983 | 0% | 0% | 100% | 0% | 0% | 100% | 100% | 0% | 0% | 100%
984 | 0% | 0% | 100% | 0% | 0% | 100% | 100% | 0% | 0% | 100%
985 | 0% | 0% | 100% | 0% | 0% | 100% | 100% | 0% | 0% | 100%
986 | 0% | 0% | 100% | 0% | 0% | 100% | 100% | 0% | 0% | 100%
987 | 0% | 0% | 100% | 0% | 0% | 100% | 100% | 0% | 0% | 100%
988 | 0% | 0% | 100% | 0% | 0% | 100% | 100% | 0% | 0% | 100%
989 | 0% | 0% | 100% | 0% | 0% | 100% | 100% | 0% | 0% | 100%
990 | 0% | 0% | 100% | 0% | 0% | 100% | 100% | 0% | 0% | 100%
991 | 0% | 0% | 100% | 0% | 0% | 100% | 100% | 0% | 0% | 100%
992 | 0% | 0% | 100% | 0% | 0% | 100% | 100% | 0% | 0% | 100%
993 | 0% | 0% | 100% | 0% | 0% | 100% | 100% | 0% | 0% | 100%
994 | 5.495% | 0% | 100% | 0% | 0% | 100% | 100% | 5.495% | 0% | 100%
995 | 14.65% | 0% | 100% | 0% | 0% | 100% | 100% | 14.65% | 0% | 100%
996 | 23.44% | 0% | 100% | 0% | 0% | 100% | 100% | 23.44% | 0% | 100%
997 | 17.37% | 0% | 100% | 0% | 0% | 100% | 100% | 17.37% | 0% | 100%
998 | 25.8% | 0% | 100% | 0% | 0% | 100% | 100% | 25.8% | 0% | 100%
999 | 23.63% | 0% | 100% | 0% | 0% | 100% | 100% | 23.63% | 0% | 100%
1000 | 13.79% | 0% | 100% | 0% | 0% | 100% | 100% | 13.79% | 0% | 100%
1001 | 0% | 0% | 100% | 0% | 0% | 100% | 100% | 0% | 0% | 100%
1002 | 0% | 0% | 100% | 0% | 100% | 100% | 100% | 0% | 0% | 100%
1003 | 0% | 0% | 100% | 0% | 100% | 100% | 100% | 0% | 0% | 100%
1004 | 0% | 0% | 100% | 0% | 100% | 100% | 100% | 0% | 0% | 100%
1005 | 0% | 0% | 100% | 0% | 100% | 100% | 100% | 0% | 0% | 100%
1006 | 0% | 0% | 100% | 0% | 0% | 100% | 100% | 0% | 0% | 100%
1007 | 0% | 0% | 100% | 0% | 0% | 100% | 100% | 0% | 0% | 100%
1008 | 0% | 0% | 100% | 0% | 0% | 100% | 100% | 0% | 0% | 100%
1009 | 0% | 0% | 100% | 0% | 0% | 100% | 100% | 0% | 0% | 100%
1010 | 0% | 0% | 100% | 0% | 0% | 100% | 100% | 0% | 0% | 100%
1011 | 0% | 0% | 100% | 0% | 0% | 100% | 100% | 0% | 0% | 100%
1012 | 0% | 0% | 100% | 0% | 0% | 100% | 100% | 0% | 0% | 100%
1013 | 0% | 0% | 100% | 0% | 0% | 100% | 100% | 0% | 0% | 100%
1014 | 0% | 0% | 100% | 0% | 0% | 100% | 100% | 0% | 0% | 100%
1015 | 0% | 0% | 100% | 0% | 0% | 100% | 100% | 0% | 0% | 100%
1016 | 0% | 0% | 100% | 0% | 0% | 100% | 100% | 0% | 0% | 100%
1017 | 0% | 0% | 100% | 0% | 0% | 100% | 100% | 0% | 0% | 100%
1018 | 0% | 0% | 100% | 0% | 0% | 100% | 100% | 0% | 0% | 100%
1019 | 5.492% | 0% | 100% | 0% | 0% | 100% | 100% | 5.492% | 0% | 100%
1020 | 13.31% | 0% | 100% | 0% | 0% | 100% | 100% | 13.31% | 0% | 100%
1021 | 13.92% | 0% | 100% | 0% | 0% | 100% | 100% | 13.92% | 0% | 100%
1022 | 19.41% | 0% | 100% | 0% | 0% | 100% | 100% | 19.41% | 0% | 100%
1023 | 16.83% | 0% | 100% | 0% | 0% | 100% | 100% | 16.83% | 0% | 100%
1024 | 11.51% | 0% | 100% | 0% | 0% | 100% | 100% | 11.51% | 0% | 100%
1025 | 1.492% | 0% | 100% | 0% | 0% | 100% | 100% | 1.492% | 0% | 100%
1026 | 0% | 0% | 100% | 0% | 100% | 100% | 100% | 0% | 0% | 100%
1027 | 0% | 0% | 100% | 0% | 100% | 100% | 100% | 0% | 0% | 100%
1028 | 0% | 0% | 100% | 0% | 100% | 100% | 100% | 0% | 0% | 100%
1029 | 0% | 0% | 100% | 0% | 100% | 100% | 100% | 0% | 0% | 100%
1030 | 0% | 0% | 100% | 0% | 0% | 100% | 100% | 0% | 0% | 100%
1031 | 0% | 0% | 100% | 0% | 0% | 100% | 100% | 0% | 0% | 100%
1032 | 0% | 0% | 100% | 0% | 0% | 100% | 100% | 0% | 0% | 100%
1033 | 0% | 0% | 100% | 0% | 0% | 100% | 100% | 0% | 0% | 100%
1034 | 0% | 0% | 100% | 0% | 0% | 100% | 100% | 0% | 0% | 100%
1035 | 0% | 0% | 100% | 0% | 0% | 100% | 100% | 0% | 0% | 100%
1036 | 0% | 0% | 100% | 0% | 0% | 100% | 100% | 0% | 0% | 100%
1037 | 0% | 0% | 100% | 0% | 0% | 100% | 100% | 0% | 0% | 100%
1038 | 0% | 0% | 100% | 0% | 0% | 100% | 100% | 0% | 0% | 100%
1039 | 0% | 0% | 100% | 0% | 0% | 100% | 100% | 0% | 0% | 100%
1040 | 0% | 0% | 100% | 0% | 0% | 100% | 100% | 0% | 0% | 100%
1041 | 0% | 0% | 100% | 0% | 0% | 100% | 100% | 0% | 0% | 100%
1042 | 0% | 0% | 100% | 0% | 0% | 100% | 100% | 0% | 0% | 100%
1043 | 0% | 0% | 100% | 0% | 0% | 100% | 100% | 0% | 0% | 100%
1044 | 5.878% | 0% | 100% | 0% | 0% | 100% | 100% | 5.878% | 0% | 100%
1045 | 11.93% | 0% | 100% | 0% | 0% | 100% | 100% | 11.93% | 0% | 100%
1046 | 17.22% | 0% | 100% | 0% | 0% | 100% | 100% | 17.22% | 0% | 100%
1047 | 11.6% | 0% | 100% | 0% | 0% | 100% | 100% | 11.6% | 0% | 100%
1048 | 2.984% | 0% | 100% | 0% | 0% | 100% | 100% | 2.984% | 0% | 100%
1049 | 0% | 0% | 100% | 0% | 0% | 100% | 100% | 0% | 0% | 100%
1050 | 0% | 0% | 100% | 0% | 100% | 100% | 100% | 0% | 0% | 100%
1051 | 0% | 0% | 100% | 0% | 100% | 100% | 100% | 0% | 0% | 100%
1052 | 0% | 0% | 100% | 0% | 100% | 100% | 100% | 0% | 0% | 100%
1053 | 0% | 0% | 100% | 0% | 100% | 100% | 100% | 0% | 0% | 100%
1054 | 0% | 0% | 100% | 0% | 0% | 100% | 100% | 0% | 0% | 100%
1055 | 0% | 0% | 100% | 0% | 0% | 100% | 100% | 0% | 0% | 100%
1056 | 0% | 0% | 100% | 0% | 0% | 100% | 100% | 0% | 0% | 100%
1057 | 0% | 0% | 100% | 0% | 0% | 100% | 100% | 0% | 0% | 100%
1058 | 0% | 0% | 100% | 0% | 0% | 100% | 100% | 0% | 0% | 100%
1059 | 0% | 0% | 100% | 0% | 0% | 100% | 100% | 0% | 0% | 100%
1060 | 0% | 0% | 100% | 0% | 0% | 100% | 100% | 0% | 0% | 100%
1061 | 0% | 0% | 100% | 0% | 0% | 100% | 100% | 0% | 0% | 100%
1062 | 0% | 0% | 100% | 0% | 0% | 100% | 100% | 0% | 0% | 100%
1063 | 0% | 0% | 100% | 0% | 0% | 100% | 100% | 0% | 0% | 100%
1064 | 0% | 0% | 100% | 0% | 0% | 100% | 100% | 0% | 0% | 100%
1065 | 0% | 0% | 100% | 0% | 0% | 100% | 100% | 0% | 0% | 100%
1066 | 0% | 0% | 100% | 0% | 0% | 100% | 100% | 0% | 0% | 100%
1067 | 0% | 0% | 100% | 0% | 0% | 100% | 100% | 0% | 0% | 100%
1068 | 4.488% | 0% | 100% | 0% | 0% | 100% | 100% | 4.488% | 0% | 100%
1069 | 12.03% | 0.8218% | 100% | 0% | 0% | 100% | 100% | 12.03% | 0.8218% | 100%
1070 | 16.46% | 2.29% | 100% | 0% | 0% | 100% | 100% | 16.46% | 2.29% | 100%
1071 | 13.46% | 1.633% | 100% | 0% | 0% | 100% | 100% | 13.46% | 1.633% | 100%
1072 | 2.103% | 3.067% | 100% | 0% | 0% | 100% | 100% | 2.103% | 3.067% | 100%
1073 | 0% | 2.872% | 100% | 0% | 0% | 100% | 100% | 0% | 2.872% | 100%
1074 | 0% | 0% | 100% | 0% | 100% | 100% | 100% | 0% | 0% | 100%
1075 | 0% | 0% | 100% | 0% | 100% | 100% | 100% | 0% | 0% | 100%
1076 | 0% | 0% | 100% | 0% | 100% | 100% | 100% | 0% | 0% | 100%
1077 | 0% | 0% | 100% | 0% | 100% | 100% | 100% | 0% | 0% | 100%
1078 | 0% | 0% | 100% | 0% | 0% | 100% | 100% | 0% | 0% | 100%
1079 | 0% | 0% | 100% | 0% | 0% | 100% | 100% | 0% | 0% | 100%
1080 | 0% | 0% | 100% | 0% | 0% | 100% | 100% | 0% | 0% | 100%
1081 | 0% | 0% | 100% | 0% | 0% | 100% | 100% | 0% | 0% | 100%
1082 | 0% | 0% | 100% | 0% | 0% | 100% | 100% | 0% | 0% | 100%
1083 | 0% | 0% | 100% | 0% | 0% | 100% | 100% | 0% | 0% | 100%
1084 | 0% | 0% | 100% | 0% | 0% | 100% | 100% | 0% | 0% | 100%
1085 | 0% | 0% | 100% | 0% | 0% | 100% | 100% | 0% | 0% | 100%
1086 | 0% | 0% | 100% | 0% | 0% | 100% | 100% | 0% | 0% | 100%
1087 | 0% | 0% | 100% | 0% | 0% | 100% | 100% | 0% | 0% | 100%
1088 | 0% | 0% | 100% | 0% | 0% | 100% | 100% | 0% | 0% | 100%
1089 | 0% | 0% | 100% | 0% | 0% | 100% | 100% | 0% | 0% | 100%
1090 | 0% | 0% | 100% | 0% | 0% | 100% | 100% | 0% | 0% | 100%
1091 | 0% | 0% | 100% | 0% | 0% | 100% | 100% | 0% | 0% | 100%
1092 | 3.102% | 0% | 100% | 0% | 0% | 100% | 100% | 3.102% | 0% | 100%
1093 | 6.568% | 0% | 100% | 0% | 0% | 100% | 100% | 6.568% | 0% | 100%
1094 | 9.859% | 0.6377% | 100% | 0% | 0% | 100% | 100% | 9.859% | 0.6377% | 100%
1095 | 10.96% | 0.1687% | 100% | 0% | 0% | 100% | 100% | 10.96% | 0.1687% | 100%
1096 | 0% | 1.416% | 100% | 0% | 0% | 100% | 100% | 0% | 1.416% | 100%
1097 | 0% | 0% | 100% | 0% | 0% | 100% | 100% | 0% | 0% | 100%
1098 | 0% | 0% | 100% | 0% | 100% | 100% | 100% | 0% | 0% | 100%
1099 | 0% | 0% | 100% | 0% | 100% | 100% | 100% | 0% | 0% | 100%
1100 | 0% | 0% | 100% | 0% | 100% | 100% | 100% | 0% | 0% | 100%
1101 | 0% | 0% | 100% | 0% | 100% | 100% | 100% | 0% | 0% | 100%
1102 | 0% | 0% | 100% | 0% | 0% | 100% | 100% | 0% | 0% | 100%
1103 | 0% | 0% | 100% | 0% | 0% | 100% | 100% | 0% | 0% | 100%
1104 | 0% | 0% | 100% | 0% | 0% | 100% | 100% | 0% | 0% | 100%
1105 | 0% | 0% | 100% | 0% | 0% | 100% | 100% | 0% | 0% | 100%
1106 | 0% | 0% | 100% | 0% | 0% | 100% | 100% | 0% | 0% | 100%
1107 | 0% | 0% | 100% | 0% | 0% | 100% | 100% | 0% | 0% | 100%
1108 | 0% | 0% | 100% | 0% | 0% | 100% | 100% | 0% | 0% | 100%
1109 | 0% | 0% | 100% | 0% | 0% | 100% | 100% | 0% | 0% | 100%
1110 | 0% | 0% | 100% | 0% | 0% | 100% | 100% | 0% | 0% | 100%
1111 | 0% | 0% | 100% | 0% | 0% | 100% | 100% | 0% | 0% | 100%
1112 | 0% | 0% | 100% | 0% | 0% | 100% | 100% | 0% | 0% | 100%
1113 | 0% | 0% | 100% | 0% | 0% | 100% | 100% | 0% | 0% | 100%
1114 | 3.543% | 0% | 100% | 0% | 0% | 100% | 100% | 3.543% | 0% | 100%
1115 | 17.13% | 0% | 100% | 0% | 0% | 100% | 100% | 17.13% | 0% | 100%
1116 | 24.29% | 0% | 100% | 0% | 0% | 100% | 100% | 24.29% | 0% | 100%
1117 | 21.98% | 0% | 100% | 0% | 0% | 100% | 100% | 21.98% | 0% | 100%
1118 | 17.63% | 0% | 100% | 0% | 0% | 100% | 100% | 17.63% | 0% | 100%
1119 | 20.35% | 0% | 100% | 0% | 0% | 100% | 100% | 20.35% | 0% | 100%
1120 | 4.252% | 0% | 100% | 0% | 0% | 100% | 100% | 4.252% | 0% | 100%
1121 | 0% | 0% | 100% | 0% | 0% | 100% | 100% | 0% | 0% | 100%
1122 | 0% | 0% | 100% | 0% | 100% | 100% | 100% | 0% | 0% | 100%
1123 | 0% | 0% | 100% | 0% | 100% | 100% | 100% | 0% | 0% | 100%
1124 | 0% | 0% | 100% | 0% | 100% | 100% | 100% | 0% | 0% | 100%
1125 | 0% | 0% | 100% | 0% | 100% | 100% | 100% | 0% | 0% | 100%
1126 | 0% | 0% | 100% | 0% | 0% | 100% | 100% | 0% | 0% | 100%
1127 | 0% | 0% | 100% | 0% | 0% | 100% | 100% | 0% | 0% | 100%
1128 | 0% | 0% | 100% | 0% | 0% | 100% | 100% | 0% | 0% | 100%
1129 | 0% | 0% | 100% | 0% | 0% | 100% | 100% | 0% | 0% | 100%
1130 | 0% | 0% | 100% | 0% | 0% | 100% | 100% | 0% | 0% | 100%
1131 | 0% | 0% | 100% | 0% | 0% | 100% | 100% | 0% | 0% | 100%
1132 | 0% | 0% | 100% | 0% | 0% | 100% | 100% | 0% | 0% | 100%
1133 | 0% | 0% | 100% | 0% | 0% | 100% | 100% | 0% | 0% | 100%
1134 | 0% | 0% | 100% | 0% | 0% | 100% | 100% | 0% | 0% | 100%
1135 | 0% | 0% | 100% | 0% | 0% | 100% | 100% | 0% | 0% | 100%
1136 | 0% | 0% | 100% | 0% | 0% | 100% | 100% | 0% | 0% | 100%
1137 | 0% | 0% | 100% | 0% | 0% | 100% | 100% | 0% | 0% | 100%
1138 | 4.903% | 0% | 100% | 0% | 0% | 100% | 100% | 4.903% | 0% | 100%
1139 | 14.5% | 0% | 100% | 0% | 0% | 100% | 100% | 14.5% | 0% | 100%
1140 | 14.2% | 0% | 100% | 0% | 0% | 100% | 100% | 14.2% | 0% | 100%
1141 | 7.11% | 0% | 100% | 0% | 0% | 100% | 100% | 7.11% | 0% | 100%
1142 | 4.618% | 0% | 100% | 0% | 0% | 100% | 100% | 4.618% | 0% | 100%
1143 | 2.647% | 0% | 100% | 0% | 0% | 100% | 100% | 2.647% | 0% | 100%
1144 | 0% | 0% | 100% | 0% | 0% | 100% | 100% | 0% | 0% | 100%
1145 | 0% | 0% | 100% | 0% | 0% | 100% | 100% | 0% | 0% | 100%
1146 | 0% | 0% | 100% | 0% | 100% | 100% | 100% | 0% | 0% | 100%
1147 | 0% | 0% | 100% | 0% | 100% | 100% | 100% | 0% | 0% | 100%
1148 | 0% | 0% | 100% | 0% | 100% | 100% | 100% | 0% | 0% | 100%
1149 | 0% | 0% | 100% | 0% | 100% | 100% | 100% | 0% | 0% | 100%
1150 | 0% | 0% | 100% | 0% | 0% | 100% | 100% | 0% | 0% | 100%
1151 | 0% | 0% | 100% | 0% | 0% | 100% | 100% | 0% | 0% | 100%
1152 | 0% | 0% | 100% | 0% | 0% | 100% | 100% | 0% | 0% | 100%
1153 | 0% | 0% | 100% | 0% | 0% | 100% | 100% | 0% | 0% | 100%
1154 | 0% | 0% | 100% | 0% | 0% | 100% | 100% | 0% | 0% | 100%
1155 | 0% | 0% | 100% | 0% | 0% | 100% | 100% | 0% | 0% | 100%
1156 | 0% | 0% | 100% | 0% | 0% | 100% | 100% | 0% | 0% | 100%
1157 | 0% | 0% | 100% | 0% | 0% | 100% | 100% | 0% | 0% | 100%
1158 | 0% | 0% | 100% | 0% | 0% | 100% | 100% | 0% | 0% | 100%
1159 | 0% | 0% | 100% | 0% | 0% | 100% | 100% | 0% | 0% | 100%
1160 | 0% | 0% | 100% | 0% | 0% | 100% | 100% | 0% | 0% | 100%
1161 | 0.05411% | 0% | 100% | 0% | 0% | 100% | 100% | 0.05411% | 0% | 100%
1162 | 10.26% | 0% | 100% | 0% | 0% | 100% | 100% | 10.26% | 0% | 100%
1163 | 22.48% | 0% | 100% | 0% | 0% | 100% | 100% | 22.48% | 0% | 100%
1164 | 21.04% | 0% | 100% | 0% | 0% | 100% | 100% | 21.04% | 0% | 100%
1165 | 16.18% | 0% | 100% | 0% | 0% | 100% | 100% | 16.18% | 0% | 100%
1166 | 12.73% | 0% | 100% | 0% | 0% | 100% | 100% | 12.73% | 0% | 100%
1167 | 7.082% | 0% | 100% | 0% | 0% | 100% | 100% | 7.082% | 0% | 100%
1168 | 0% | 0% | 100% | 0% | 0% | 100% | 100% | 0% | 0% | 100%
1169 | 0% | 0% | 100% | 0% | 0% | 100% | 100% | 0% | 0% | 100%
1170 | 0% | 0% | 100% | 0% | 100% | 100% | 100% | 0% | 0% | 100%
1171 | 0% | 0% | 100% | 0% | 100% | 100% | 100% | 0% | 0% | 100%
1172 | 0% | 0% | 100% | 0% | 100% | 100% | 100% | 0% | 0% | 100%
1173 | 0% | 0% | 100% | 0% | 100% | 100% | 100% | 0% | 0% | 100%
1174 | 0% | 0% | 100% | 0% | 0% | 100% | 100% | 0% | 0% | 100%
1175 | 0% | 0% | 100% | 0% | 0% | 100% | 100% | 0% | 0% | 100%
1176 | 0% | 0% | 100% | 0% | 0% | 100% | 100% | 0% | 0% | 100%
1177 | 0% | 0% | 100% | 0% | 0% | 100% | 100% | 0% | 0% | 100%
1178 | 0% | 0% | 100% | 0% | 0% | 100% | 100% | 0% | 0% | 100%
1179 | 0% | 0% | 100% | 0% | 0% | 100% | 100% | 0% | 0% | 100%
1180 | 0% | 0% | 100% | 0% | 0% | 100% | 100% | 0% | 0% | 100%
1181 | 0% | 0% | 100% | 0% | 0% | 100% | 100% | 0% | 0% | 100%
1182 | 0% | 0% | 100% | 0% | 0% | 100% | 100% | 0% | 0% | 100%
1183 | 0% | 0% | 100% | 0% | 0% | 100% | 100% | 0% | 0% | 100%
1184 | 0% | 0% | 100% | 0% | 0% | 100% | 100% | 0% | 0% | 100%
1185 | 0% | 0% | 100% | 0% | 0% | 100% | 100% | 0% | 0% | 100%
1186 | 7.642% | 0% | 100% | 0% | 0% | 100% | 100% | 7.642% | 0% | 100%
1187 | 19.85% | 0% | 100% | 0% | 0% | 100% | 100% | 19.85% | 0% | 100%
1188 | 12.4% | 0% | 100% | 0% | 0% | 100% | 100% | 12.4% | 0% | 100%
1189 | 10.93% | 0% | 100% | 0% | 0% | 100% | 100% | 10.93% | 0% | 100%
1190 | 13.04% | 0% | 100% | 0% | 0% | 100% | 100% | 13.04% | 0% | 100%
1191 | 3.826% | 0% | 100% | 0% | 0% | 100% | 100% | 3.826% | 0% | 100%
1192 | 0% | 0% | 100% | 0% | 0% | 100% | 100% | 0% | 0% | 100%
1193 | 0% | 0% | 100% | 0% | 0% | 100% | 100% | 0% | 0% | 100%
1194 | 0% | 0% | 100% | 0% | 100% | 100% | 100% | 0% | 0% | 100%
1195 | 0% | 0% | 100% | 0% | 100% | 100% | 100% | 0% | 0% | 100%
1196 | 0% | 0% | 100% | 0% | 100% | 100% | 100% | 0% | 0% | 100%
1197 | 0% | 0% | 100% | 0% | 100% | 100% | 100% | 0% | 0% | 100%
1198 | 0% | 0% | 100% | 0% | 0% | 100% | 100% | 0% | 0% | 100%
1199 | 0% | 0% | 100% | 0% | 0% | 100% | 100% | 0% | 0% | 100%
1200 | 0% | 0% | 100% | 0% | 0% | 100% | 100% | 0% | 0% | 100%
1201 | 0% | 0% | 100% | 0% | 0% | 100% | 100% | 0% | 0% | 100%
1202 | 0% | 0% | 100% | 0% | 0% | 100% | 100% | 0% | 0% | 100%
1203 | 0% | 0% | 100% | 0% | 0% | 100% | 100% | 0% | 0% | 100%
1204 | 0% | 0% | 100% | 0% | 0% | 100% | 100% | 0% | 0% | 100%
1205 | 0% | 0% | 100% | 0% | 0% | 100% | 100% | 0% | 0% | 100%
1206 | 0% | 0% | 100% | 0% | 0% | 100% | 100% | 0% | 0% | 100%
1207 | 0% | 0% | 100% | 0% | 0% | 100% | 100% | 0% | 0% | 100%
1208 | 0% | 0% | 100% | 0% | 0% | 100% | 100% | 0% | 0% | 100%
1209 | 0% | 0% | 100% | 0% | 0% | 100% | 100% | 0% | 0% | 100%
1210 | 4.395% | 0% | 100% | 0% | 0% | 100% | 100% | 4.395% | 0% | 100%
1211 | 19.89% | 0% | 100% | 0% | 0% | 100% | 100% | 19.89% | 0% | 100%
1212 | 21.25% | 0% | 100% | 0% | 0% | 100% | 100% | 21.25% | 0% | 100%
1213 | 30.89% | 0% | 100% | 0% | 0% | 100% | 100% | 30.89% | 0% | 100%
1214 | 27.98% | 0% | 100% | 0% | 0% | 100% | 100% | 27.98% | 0% | 100%
1215 | 18.74% | 0% | 100% | 0% | 0% | 100% | 100% | 18.74% | 0% | 100%
1216 | 11.99% | 0% | 100% | 0% | 0% | 100% | 100% | 11.99% | 0% | 100%
1217 | 3.679% | 0% | 100% | 0% | 0% | 100% | 100% | 3.679% | 0% | 100%
1218 | 0% | 0% | 100% | 0% | 100% | 100% | 100% | 0% | 0% | 100%
1219 | 0% | 0% | 100% | 0% | 100% | 100% | 100% | 0% | 0% | 100%
1220 | 0% | 0% | 100% | 0% | 100% | 100% | 100% | 0% | 0% | 100%
1221 | 0% | 0% | 100% | 0% | 100% | 100% | 100% | 0% | 0% | 100%
1222 | 0% | 0% | 100% | 0% | 0% | 100% | 100% | 0% | 0% | 100%
1223 | 0% | 0% | 100% | 0% | 0% | 100% | 100% | 0% | 0% | 100%
1224 | 0% | 0% | 100% | 0% | 0% | 100% | 100% | 0% | 0% | 100%
1225 | 0% | 0% | 100% | 0% | 0% | 100% | 100% | 0% | 0% | 100%
1226 | 0% | 0% | 100% | 0% | 0% | 100% | 100% | 0% | 0% | 100%
1227 | 0% | 0% | 100% | 0% | 0% | 100% | 100% | 0% | 0% | 100%
1228 | 0% | 0% | 100% | 0% | 0% | 100% | 100% | 0% | 0% | 100%
1229 | 0% | 0% | 100% | 0% | 0% | 100% | 100% | 0% | 0% | 100%
1230 | 0% | 0% | 100% | 0% | 0% | 100% | 100% | 0% | 0% | 100%
1231 | 0% | 0% | 100% | 0% | 0% | 100% | 100% | 0% | 0% | 100%
1232 | 0% | 0% | 100% | 0% | 0% | 100% | 100% | 0% | 0% | 100%
1233 | 0% | 0% | 100% | 0% | 0% | 100% | 100% | 0% | 0% | 100%
1234 | 0% | 0% | 100% | 0% | 0% | 100% | 100% | 0% | 0% | 100%
1235 | 4.749% | 0% | 100% | 0% | 0% | 100% | 100% | 4.749% | 0% | 100%
1236 | 8.384% | 0% | 100% | 0% | 0% | 100% | 100% | 8.384% | 0% | 100%
1237 | 14.69% | 0% | 100% | 0% | 0% | 100% | 100% | 14.69% | 0% | 100%
1238 | 14.39% | 0% | 100% | 0% | 0% | 100% | 100% | 14.39% | 0% | 100%
1239 | 9.78% | 0% | 100% | 0% | 0% | 100% | 100% | 9.78% | 0% | 100%
1240 | 2.469% | 0% | 100% | 0% | 0% | 100% | 100% | 2.469% | 0% | 100%
1241 | 0% | 0% | 100% | 0% | 0% | 100% | 100% | 0% | 0% | 100%
1242 | 0% | 0% | 100% | 0% | 100% | 100% | 100% | 0% | 0% | 100%
1243 | 0% | 0% | 100% | 0% | 100% | 100% | 100% | 0% | 0% | 100%
1244 | 0% | 0% | 100% | 0% | 100% | 100% | 100% | 0% | 0% | 100%
1245 | 0% | 0% | 100% | 0% | 100% | 100% | 100% | 0% | 0% | 100%
1246 | 0% | 0% | 100% | 0% | 0% | 100% | 100% | 0% | 0% | 100%
1247 | 0% | 0% | 100% | 0% | 0% | 100% | 100% | 0% | 0% | 100%
1248 | 0% | 0% | 100% | 0% | 0% | 100% | 100% | 0% | 0% | 100%
1249 | 0% | 0% | 100% | 0% | 0% | 100% | 100% | 0% | 0% | 100%
1250 | 0% | 0% | 100% | 0% | 0% | 100% | 100% | 0% | 0% | 100%
1251 | 0% | 0% | 100% | 0% | 0% | 100% | 100% | 0% | 0% | 100%
1252 | 0% | 0% | 100% | 0% | 0% | 100% | 100% | 0% | 0% | 100%
1253 | 0% | 0% | 100% | 0% | 0% | 100% | 100% | 0% | 0% | 100%
1254 | 0% | 0% | 100% | 0% | 0% | 100% | 100% | 0% | 0% | 100%
1255 | 0% | 0% | 100% | 0% | 0% | 100% | 100% | 0% | 0% | 100%
1256 | 0% | 0% | 100% | 0% | 0% | 100% | 100% | 0% | 0% | 100%
1257 | 0% | 0% | 100% | 0% | 0% | 100% | 100% | 0% | 0% | 100%
1258 | 1.256% | 0% | 100% | 0% | 0% | 100% | 100% | 1.256% | 0% | 100%
1259 | 14.02% | 0% | 100% | 0% | 0% | 100% | 100% | 14.02% | 0% | 100%
1260 | 21.04% | 0% | 100% | 0% | 0% | 100% | 100% | 21.04% | 0% | 100%
1261 | 25.76% | 0% | 100% | 0% | 0% | 100% | 100% | 25.76% | 0% | 100%
1262 | 21.71% | 0% | 100% | 0% | 0% | 100% | 100% | 21.71% | 0% | 100%
1263 | 18.92% | 0% | 100% | 0% | 0% | 100% | 100% | 18.92% | 0% | 100%
1264 | 7.313% | 0% | 100% | 0% | 0% | 100% | 100% | 7.313% | 0% | 100%
1265 | 2.811% | 0% | 100% | 0% | 0% | 100% | 100% | 2.811% | 0% | 100%
1266 | 0% | 0% | 100% | 0% | 100% | 100% | 100% | 0% | 0% | 100%
1267 | 0% | 0% | 100% | 0% | 100% | 100% | 100% | 0% | 0% | 100%
1268 | 0% | 0% | 100% | 0% | 100% | 100% | 100% | 0% | 0% | 100%
1269 | 0% | 0% | 100% | 0% | 100% | 100% | 100% | 0% | 0% | 100%
1270 | 0% | 0% | 100% | 0% | 0% | 100% | 100% | 0% | 0% | 100%
1271 | 0% | 0% | 100% | 0% | 0% | 100% | 100% | 0% | 0% | 100%
1272 | 0% | 0% | 100% | 0% | 0% | 100% | 100% | 0% | 0% | 100%
1273 | 0% | 0% | 100% | 0% | 0% | 100% | 100% | 0% | 0% | 100%
1274 | 0% | 0% | 100% | 0% | 0% | 100% | 100% | 0% | 0% | 100%
1275 | 0% | 0% | 100% | 0% | 0% | 100% | 100% | 0% | 0% | 100%
1276 | 0% | 0% | 100% | 0% | 0% | 100% | 100% | 0% | 0% | 100%
1277 | 0% | 0% | 100% | 0% | 0% | 100% | 100% | 0% | 0% | 100%
1278 | 0% | 0% | 100% | 0% | 0% | 100% | 100% | 0% | 0% | 100%
1279 | 0% | 0% | 100% | 0% | 0% | 100% | 100% | 0% | 0% | 100%
1280 | 0% | 0% | 100% | 0% | 0% | 100% | 100% | 0% | 0% | 100%
1281 | 0% | 0% | 100% | 0% | 0% | 100% | 100% | 0% | 0% | 100%
1282 | 0% | 0% | 100% | 0% | 0% | 100% | 100% | 0% | 0% | 100%
1283 | 0% | 0% | 100% | 0% | 0% | 100% | 100% | 0% | 0% | 100%
1284 | 8.828% | 0% | 100% | 0% | 0% | 100% | 100% | 8.828% | 0% | 100%
1285 | 14.22% | 0% | 100% | 0% | 0% | 100% | 100% | 14.22% | 0% | 100%
1286 | 14.49% | 0% | 100% | 0% | 0% | 100% | 100% | 14.49% | 0% | 100%
1287 | 14.51% | 0% | 100% | 0% | 0% | 100% | 100% | 14.51% | 0% | 100%
1288 | 5.447% | 0% | 100% | 0% | 0% | 100% | 100% | 5.447% | 0% | 100%
1289 | 1.755% | 0% | 100% | 0% | 0% | 100% | 100% | 1.755% | 0% | 100%
1290 | 0% | 0% | 100% | 0% | 100% | 100% | 100% | 0% | 0% | 100%
1291 | 0% | 0% | 100% | 0% | 100% | 100% | 100% | 0% | 0% | 100%
1292 | 0% | 0% | 100% | 0% | 100% | 100% | 100% | 0% | 0% | 100%
1293 | 0% | 0% | 100% | 0% | 100% | 100% | 100% | 0% | 0% | 100%
1294 | 0% | 0% | 100% | 0% | 0% | 100% | 100% | 0% | 0% | 100%
1295 | 0% | 0% | 100% | 0% | 0% | 100% | 100% | 0% | 0% | 100%
1296 | 0% | 0% | 100% | 0% | 0% | 100% | 100% | 0% | 0% | 100%
1297 | 0% | 0% | 100% | 0% | 0% | 100% | 100% | 0% | 0% | 100%
1298 | 0% | 0% | 100% | 0% | 0% | 100% | 100% | 0% | 0% | 100%
1299 | 0% | 0% | 100% | 0% | 0% | 100% | 100% | 0% | 0% | 100%
1300 | 0% | 0% | 100% | 0% | 0% | 100% | 100% | 0% | 0% | 100%
1301 | 0% | 0% | 100% | 0% | 0% | 100% | 100% | 0% | 0% | 100%
1302 | 0% | 0% | 100% | 0% | 0% | 100% | 100% | 0% | 0% | 100%
1303 | 0% | 0.9767% | 100% | 0% | 0% | 100% | 100% | 0% | 0.9767% | 100%
1304 | 0% | 0.6488% | 100% | 0% | 0% | 100% | 100% | 0% | 0.6488% | 100%
1305 | 0% | 0% | 100% | 0% | 0% | 100% | 100% | 0% | 0% | 100%
1306 | 0% | 0% | 100% | 0% | 0% | 100% | 100% | 0% | 0% | 100%
1307 | 3.74% | 0% | 100% | 0% | 0% | 100% | 100% | 3.74% | 0% | 100%
1308 | 19.91% | 0% | 100% | 0% | 0% | 100% | 100% | 19.91% | 0% | 100%
1309 | 24.39% | 0.1122% | 100% | 0% | 0% | 100% | 100% | 24.39% | 0.1122% | 100%
1310 | 22.45% | 1.504% | 100% | 0% | 0% | 100% | 100% | 22.45% | 1.504% | 100%
1311 | 13.57% | 2.273% | 100% | 0% | 0% | 100% | 100% | 13.57% | 2.273% | 100%
1312 | 7.898% | 1.138% | 100% | 0% | 0% | 100% | 100% | 7.898% | 1.138% | 100%
1313 | 0.6342% | 0.508% | 100% | 0% | 0% | 100% | 100% | 0.6342% | 0.508% | 100%
1314 | 0% | 0.3097% | 100% | 0% | 100% | 100% | 100% | 0% | 0.3097% | 100%
1315 | 0% | 0% | 100% | 0% | 100% | 100% | 100% | 0% | 0% | 100%
1316 | 0% | 0% | 100% | 0% | 100% | 100% | 100% | 0% | 0% | 100%
1317 | 0% | 0% | 100% | 0% | 100% | 100% | 100% | 0% | 0% | 100%
1318 | 0% | 0% | 100% | 0% | 0% | 100% | 100% | 0% | 0% | 100%
1319 | 0% | 0% | 100% | 0% | 0% | 100% | 100% | 0% | 0% | 100%
1320 | 0% | 0% | 100% | 0% | 0% | 100% | 100% | 0% | 0% | 100%
1321 | 0% | 0% | 100% | 0% | 0% | 100% | 100% | 0% | 0% | 100%
1322 | 0% | 0% | 100% | 0% | 0% | 100% | 100% | 0% | 0% | 100%
1323 | 0% | 0% | 100% | 0% | 0% | 100% | 100% | 0% | 0% | 100%
1324 | 0% | 0% | 100% | 0% | 0% | 100% | 100% | 0% | 0% | 100%
1325 | 0% | 0% | 100% | 0% | 0% | 100% | 100% | 0% | 0% | 100%
1326 | 0% | 0% | 100% | 0% | 0% | 100% | 100% | 0% | 0% | 100%
1327 | 0% | 0% | 100% | 0% | 0% | 100% | 100% | 0% | 0% | 100%
1328 | 0% | 0% | 100% | 0% | 0% | 100% | 100% | 0% | 0% | 100%
1329 | 0% | 0% | 100% | 0% | 0% | 100% | 100% | 0% | 0% | 100%
1330 | 0% | 0% | 100% | 0% | 0% | 100% | 100% | 0% | 0% | 100%
1331 | 0% | 0% | 100% | 0% | 0% | 100% | 100% | 0% | 0% | 100%
1332 | 17.35% | 0% | 100% | 0% | 0% | 100% | 100% | 17.35% | 0% | 100%
1333 | 22.47% | 0.05531% | 100% | 0% | 0% | 100% | 100% | 22.47% | 0.05531% | 100%
1334 | 17.95% | 1.278% | 100% | 0% | 0% | 100% | 100% | 17.95% | 1.278% | 100%
1335 | 7.943% | 2.719% | 100% | 0% | 0% | 100% | 100% | 7.943% | 2.719% | 100%
1336 | 0.908% | 0.7571% | 100% | 0% | 0% | 100% | 100% | 0.908% | 0.7571% | 100%
1337 | 0% | 0.09472% | 100% | 0% | 0% | 100% | 100% | 0% | 0.09472% | 100%
1338 | 0% | 0% | 100% | 0% | 100% | 100% | 100% | 0% | 0% | 100%
1339 | 0% | 0% | 100% | 0% | 100% | 100% | 100% | 0% | 0% | 100%
1340 | 0% | 0% | 100% | 0% | 100% | 100% | 100% | 0% | 0% | 100%
1341 | 0% | 0% | 100% | 0% | 100% | 100% | 100% | 0% | 0% | 100%
1342 | 0% | 0% | 100% | 0% | 0% | 100% | 100% | 0% | 0% | 100%
1343 | 0% | 0% | 100% | 0% | 0% | 100% | 100% | 0% | 0% | 100%
1344 | 0% | 0% | 100% | 0% | 0% | 100% | 100% | 0% | 0% | 100%
1345 | 0% | 0% | 100% | 0% | 0% | 100% | 100% | 0% | 0% | 100%
1346 | 0% | 0% | 100% | 0% | 0% | 100% | 100% | 0% | 0% | 100%
1347 | 0% | 0% | 100% | 0% | 0% | 100% | 100% | 0% | 0% | 100%
1348 | 0% | 0% | 100% | 0% | 0% | 100% | 100% | 0% | 0% | 100%
1349 | 0% | 0% | 100% | 0% | 0% | 100% | 100% | 0% | 0% | 100%
1350 | 0% | 0% | 100% | 0% | 0% | 100% | 100% | 0% | 0% | 100%
1351 | 0% | 0% | 100% | 0% | 0% | 100% | 100% | 0% | 0% | 100%
1352 | 0% | 0% | 100% | 0% | 0% | 100% | 100% | 0% | 0% | 100%
1353 | 0% | 0% | 100% | 0% | 0% | 100% | 100% | 0% | 0% | 100%
1354 | 1.378% | 0% | 100% | 0% | 0% | 100% | 100% | 1.378% | 0% | 100%
1355 | 11.29% | 0% | 100% | 0% | 0% | 100% | 100% | 11.29% | 0% | 100%
1356 | 27.02% | 0.1304% | 100% | 0% | 0% | 100% | 100% | 27.02% | 0.1304% | 100%
1357 | 27.1% | 0% | 100% | 0% | 0% | 100% | 100% | 27.1% | 0% | 100%
1358 | 16.35% | 0.1424% | 100% | 0% | 0% | 100% | 100% | 16.35% | 0.1424% | 100%
1359 | 6.315% | 1.543% | 100% | 0% | 0% | 100% | 100% | 6.315% | 1.543% | 100%
1360 | 0% | 1.149% | 100% | 0% | 0% | 100% | 100% | 0% | 1.149% | 100%
1361 | 0% | 0% | 100% | 0% | 0% | 100% | 100% | 0% | 0% | 100%
1362 | 0% | 0% | 100% | 0% | 100% | 100% | 100% | 0% | 0% | 100%
1363 | 0% | 0% | 100% | 0% | 100% | 100% | 100% | 0% | 0% | 100%
1364 | 0% | 0% | 100% | 0% | 100% | 100% | 100% | 0% | 0% | 100%
1365 | 0% | 0% | 100% | 0% | 100% | 100% | 100% | 0% | 0% | 100%
1366 | 0% | 0% | 100% | 0% | 0% | 100% | 100% | 0% | 0% | 100%
1367 | 0% | 0% | 100% | 0% | 0% | 100% | 100% | 0% | 0% | 100%
1368 | 0% | 0% | 100% | 0% | 0% | 100% | 100% | 0% | 0% | 100%
1369 | 0% | 0% | 100% | 0% | 0% | 100% | 100% | 0% | 0% | 100%
1370 | 0% | 0% | 100% | 0% | 0% | 100% | 100% | 0% | 0% | 100%
1371 | 0% | 0% | 100% | 0% | 0% | 100% | 100% | 0% | 0% | 100%
1372 | 0% | 0% | 100% | 0% | 0% | 100% | 100% | 0% | 0% | 100%
1373 | 0% | 0% | 100% | 0% | 0% | 100% | 100% | 0% | 0% | 100%
1374 | 0% | 0% | 100% | 0% | 0% | 100% | 100% | 0% | 0% | 100%
1375 | 0% | 0% | 100% | 0% | 0% | 100% | 100% | 0% | 0% | 100%
1376 | 0% | 0% | 100% | 0% | 0% | 100% | 100% | 0% | 0% | 100%
1377 | 0% | 0% | 100% | 0% | 0% | 100% | 100% | 0% | 0% | 100%
1378 | 0% | 0% | 100% | 0% | 0% | 100% | 100% | 0% | 0% | 100%
1379 | 2.489% | 0% | 100% | 0% | 0% | 100% | 100% | 2.489% | 0% | 100%
1380 | 10.52% | 0% | 100% | 0% | 0% | 100% | 100% | 10.52% | 0% | 100%
1381 | 10.44% | 0% | 100% | 0% | 0% | 100% | 100% | 10.44% | 0% | 100%
1382 | 4.269% | 0% | 100% | 0% | 0% | 100% | 100% | 4.269% | 0% | 100%
1383 | 1.538% | 0.4795% | 100% | 0% | 0% | 100% | 100% | 1.538% | 0.4795% | 100%
1384 | 0% | 0.1853% | 100% | 0% | 0% | 100% | 100% | 0% | 0.1853% | 100%
1385 | 0% | 0% | 100% | 0% | 0% | 100% | 100% | 0% | 0% | 100%
1386 | 0% | 0% | 100% | 0% | 100% | 100% | 100% | 0% | 0% | 100%
1387 | 0% | 0% | 100% | 0% | 100% | 100% | 100% | 0% | 0% | 100%
1388 | 0% | 0% | 100% | 0% | 100% | 100% | 100% | 0% | 0% | 100%
1389 | 0% | 0% | 100% | 0% | 100% | 100% | 100% | 0% | 0% | 100%
1390 | 0% | 0% | 100% | 0% | 0% | 100% | 100% | 0% | 0% | 100%
1391 | 0% | 0% | 100% | 0% | 0% | 100% | 100% | 0% | 0% | 100%
1392 | 0% | 0% | 100% | 0% | 0% | 100% | 100% | 0% | 0% | 100%
1393 | 0% | 0% | 92.78% | 0% | 0% | 100% | 100% | 0% | 0% | 100%
1394 | 0% | 0% | 92.78% | 0% | 0% | 100% | 100% | 0% | 0% | 100%
1395 | 0% | 0% | 92.78% | 0% | 0% | 100% | 100% | 0% | 0% | 100%
1396 | 0% | 0% | 92.78% | 0% | 0% | 100% | 100% | 0% | 0% | 100%
1397 | 0% | 0% | 92.78% | 0% | 0% | 100% | 100% | 0% | 0% | 100%
1398 | 0% | 1.147% | 92.78% | 0% | 0% | 100% | 100% | 0% | 1.147% | 100%
1399 | 0% | 4.341% | 92.78% | 0% | 0% | 100% | 100% | 0% | 4.341% | 100%
1400 | 0% | 3.408% | 92.78% | 0% | 0% | 100% | 100% | 0% | 3.408% | 100%
1401 | 0% | 1.292% | 92.78% | 0% | 0% | 100% | 100% | 0% | 1.292% | 100%
1402 | 0% | 3.336% | 92.78% | 0% | 0% | 100% | 100% | 0% | 3.336% | 100%
1403 | 0% | 3.367% | 92.78% | 0% | 0% | 100% | 100% | 0% | 3.367% | 100%
1404 | 0% | 4.304% | 92.78% | 0% | 0% | 100% | 100% | 0% | 4.304% | 100%
1405 | 0% | 4.543% | 92.78% | 0% | 0% | 100% | 100% | 0% | 4.543% | 100%
1406 | 0% | 4.478% | 92.78% | 0% | 0% | 100% | 100% | 0% | 4.478% | 100%
1407 | 0% | 4.031% | 92.78% | 0% | 0% | 100% | 100% | 0% | 4.031% | 100%
1408 | 0% | 2.774% | 92.78% | 0% | 0% | 100% | 100% | 0% | 2.774% | 100%
1409 | 0% | 1.282% | 92.78% | 0% | 0% | 100% | 100% | 0% | 1.282% | 100%
1410 | 0% | 0% | 92.78% | 0% | 100% | 100% | 100% | 0% | 0% | 100%
1411 | 0% | 0% | 92.78% | 0% | 100% | 100% | 100% | 0% | 0% | 100%
1412 | 0% | 0% | 92.78% | 0% | 100% | 100% | 100% | 0% | 0% | 100%
1413 | 0% | 0% | 92.78% | 0% | 100% | 100% | 100% | 0% | 0% | 100%
1414 | 0% | 0% | 92.78% | 0% | 0% | 100% | 100% | 0% | 0% | 100%
1415 | 0% | 0% | 92.78% | 0% | 0% | 100% | 100% | 0% | 0% | 100%
1416 | 0% | 0% | 92.78% | 0% | 0% | 100% | 100% | 0% | 0% | 100%
1417 | 0% | 0% | 92.78% | 0% | 0% | 100% | 100% | 0% | 0% | 100%
1418 | 0% | 0% | 92.78% | 0% | 0% | 100% | 100% | 0% | 0% | 100%
1419 | 0% | 0% | 92.78% | 0% | 0% | 100% | 100% | 0% | 0% | 100%
1420 | 0% | 0% | 92.78% | 0% | 0% | 100% | 100% | 0% | 0% | 100%
1421 | 0% | 0% | 92.78% | 0% | 0% | 100% | 100% | 0% | 0% | 100%
1422 | 0% | 0% | 92.78% | 0% | 0% | 100% | 100% | 0% | 0% | 100%
1423 | 0% | 2.213% | 92.78% | 0% | 0% | 100% | 100% | 0% | 2.213% | 100%
1424 | 0% | 3.247% | 92.78% | 0% | 0% | 100% | 100% | 0% | 3.247% | 100%
1425 | 0% | 1.904% | 92.78% | 0% | 0% | 100% | 100% | 0% | 1.904% | 100%
1426 | 0% | 1.472% | 92.78% | 0% | 0% | 100% | 100% | 0% | 1.472% | 100%
1427 | 0% | 1.029% | 92.78% | 0% | 0% | 100% | 100% | 0% | 1.029% | 100%
1428 | 0% | 2.396% | 92.78% | 0% | 0% | 100% | 100% | 0% | 2.396% | 100%
1429 | 0% | 3.437% | 92.78% | 0% | 0% | 100% | 100% | 0% | 3.437% | 100%
1430 | 0% | 2.279% | 92.78% | 0% | 0% | 100% | 100% | 0% | 2.279% | 100%
1431 | 0% | 1.455% | 92.78% | 0% | 0% | 100% | 100% | 0% | 1.455% | 100%
1432 | 0% | 1.221% | 92.78% | 0% | 0% | 100% | 100% | 0% | 1.221% | 100%
1433 | 0% | 0.9863% | 92.78% | 0% | 0% | 100% | 100% | 0% | 0.9863% | 100%
1434 | 0% | 0% | 92.78% | 0% | 100% | 100% | 100% | 0% | 0% | 100%
1435 | 0% | 0% | 92.78% | 0% | 100% | 100% | 100% | 0% | 0% | 100%
1436 | 0% | 0.5535% | 92.78% | 0% | 100% | 100% | 100% | 0% | 0.5535% | 100%
1437 | 0% | 0.4535% | 92.78% | 0% | 100% | 100% | 100% | 0% | 0.4535% | 100%
1438 | 0% | 0% | 92.78% | 0% | 0% | 100% | 100% | 0% | 0% | 100%
1439 | 0% | 0% | 92.78% | 0% | 0% | 100% | 100% | 0% | 0% | 100%
1440 | 0% | 0% | 92.78% | 0% | 0% | 100% | 100% | 0% | 0% | 100%
1441 | 0% | 0% | 92.78% | 0% | 0% | 100% | 100% | 0% | 0% | 100%
1442 | 0% | 0% | 92.78% | 0% | 0% | 100% | 100% | 0% | 0% | 100%
1443 | 0% | 0% | 92.78% | 0% | 0% | 100% | 100% | 0% | 0% | 100%
1444 | 0% | 0% | 92.78% | 0% | 0% | 100% | 100% | 0% | 0% | 100%
1445 | 0% | 0% | 92.78% | 0% | 0% | 100% | 100% | 0% | 0% | 100%
1446 | 0% | 0% | 92.78% | 0% | 0% | 100% | 100% | 0% | 0% | 100%
1447 | 0% | 3.578% | 92.78% | 0% | 0% | 100% | 100% | 0% | 3.578% | 100%
1448 | 0% | 4.777% | 92.78% | 0% | 0% | 100% | 100% | 0% | 4.777% | 100%
1449 | 0% | 2.81% | 92.78% | 0% | 0% | 100% | 100% | 0% | 2.81% | 100%
1450 | 0% | 2.724% | 92.78% | 0% | 0% | 100% | 100% | 0% | 2.724% | 100%
1451 | 0% | 3.033% | 92.78% | 0% | 0% | 100% | 100% | 0% | 3.033% | 100%
1452 | 0% | 5.208% | 92.78% | 0% | 0% | 100% | 100% | 0% | 5.208% | 100%
1453 | 0% | 5.166% | 92.78% | 0% | 0% | 100% | 100% | 0% | 5.166% | 100%
1454 | 0% | 4.668% | 92.78% | 0% | 0% | 100% | 100% | 0% | 4.668% | 100%
1455 | 0% | 3.614% | 92.78% | 0% | 0% | 100% | 100% | 0% | 3.614% | 100%
1456 | 0% | 3.47% | 92.78% | 0% | 0% | 100% | 100% | 0% | 3.47% | 100%
1457 | 0% | 1.371% | 92.78% | 0% | 0% | 100% | 100% | 0% | 1.371% | 100%
1458 | 0% | 0% | 92.78% | 0% | 100% | 100% | 100% | 0% | 0% | 100%
1459 | 0% | 0% | 92.78% | 0% | 100% | 100% | 100% | 0% | 0% | 100%
1460 | 0% | 0% | 92.78% | 0% | 100% | 100% | 100% | 0% | 0% | 100%
1461 | 0% | 0% | 92.78% | 0% | 100% | 100% | 100% | 0% | 0% | 100%
1462 | 0% | 0% | 92.78% | 0% | 0% | 100% | 100% | 0% | 0% | 100%
1463 | 0% | 0% | 92.78% | 0% | 0% | 100% | 100% | 0% | 0% | 100%
1464 | 0% | 0% | 92.78% | 0% | 0% | 100% | 100% | 0% | 0% | 100%
1465 | 0% | 0% | 92.78% | 0% | 0% | 100% | 100% | 0% | 0% | 100%
1466 | 0% | 0% | 92.78% | 0% | 0% | 100% | 100% | 0% | 0% | 100%
1467 | 0% | 0% | 92.78% | 0% | 0% | 100% | 100% | 0% | 0% | 100%
1468 | 0% | 0% | 92.78% | 0% | 0% | 100% | 100% | 0% | 0% | 100%
1469 | 0% | 0% | 92.78% | 0% | 0% | 100% | 100% | 0% | 0% | 100%
1470 | 0% | 0% | 92.78% | 0% | 0% | 100% | 100% | 0% | 0% | 100%
1471 | 0% | 0.8625% | 92.78% | 0% | 0% | 100% | 100% | 0% | 0.8625% | 100%
1472 | 0% | 2.154% | 92.78% | 0% | 0% | 100% | 100% | 0% | 2.154% | 100%
1473 | 0% | 2.007% | 92.78% | 0% | 0% | 100% | 100% | 0% | 2.007% | 100%
1474 | 0% | 0.7629% | 92.78% | 0% | 0% | 100% | 100% | 0% | 0.7629% | 100%
1475 | 1.366% | 2.91% | 92.78% | 0% | 0% | 100% | 100% | 1.366% | 2.91% | 100%
1476 | 5.578% | 4.203% | 92.78% | 0% | 0% | 100% | 100% | 5.578% | 4.203% | 100%
1477 | 11.62% | 4.092% | 92.78% | 0% | 0% | 100% | 100% | 11.62% | 4.092% | 100%
1478 | 3.706% | 4.549% | 92.78% | 0% | 0% | 100% | 100% | 3.706% | 4.549% | 100%
1479 | 5.984% | 2.866% | 92.78% | 0% | 0% | 100% | 100% | 5.984% | 2.866% | 100%
1480 | 0% | 1.285% | 92.78% | 0% | 0% | 100% | 100% | 0% | 1.285% | 100%
1481 | 0% | 0% | 92.78% | 0% | 0% | 100% | 100% | 0% | 0% | 100%
1482 | 0% | 0% | 92.78% | 0% | 100% | 100% | 100% | 0% | 0% | 100%
1483 | 0% | 0% | 92.78% | 0% | 100% | 100% | 100% | 0% | 0% | 100%
1484 | 0% | 0% | 92.78% | 0% | 100% | 100% | 100% | 0% | 0% | 100%
1485 | 0% | 0% | 92.78% | 0% | 100% | 100% | 100% | 0% | 0% | 100%
1486 | 0% | 0% | 92.78% | 0% | 0% | 100% | 100% | 0% | 0% | 100%
1487 | 0% | 0% | 92.78% | 0% | 0% | 100% | 100% | 0% | 0% | 100%
1488 | 0% | 0% | 92.78% | 0% | 0% | 100% | 100% | 0% | 0% | 100%
1489 | 0% | 0% | 92.78% | 0% | 0% | 100% | 100% | 0% | 0% | 100%
1490 | 0% | 0% | 92.78% | 0% | 0% | 100% | 100% | 0% | 0% | 100%
1491 | 0% | 0% | 92.78% | 0% | 0% | 100% | 100% | 0% | 0% | 100%
1492 | 0% | 0% | 92.78% | 0% | 0% | 100% | 100% | 0% | 0% | 100%
1493 | 0% | 0% | 92.78% | 0% | 0% | 100% | 100% | 0% | 0% | 100%
1494 | 0% | 0% | 92.78% | 0% | 0% | 100% | 100% | 0% | 0% | 100%
1495 | 0% | 0% | 92.78% | 0% | 0% | 100% | 100% | 0% | 0% | 100%
1496 | 0% | 0.1936% | 92.78% | 0% | 0% | 100% | 100% | 0% | 0.1936% | 100%
1497 | 0% | 0.7971% | 92.78% | 0% | 0% | 100% | 100% | 0% | 0.7971% | 100%
1498 | 0% | 0.5639% | 92.78% | 0% | 0% | 100% | 100% | 0% | 0.5639% | 100%
1499 | 11.22% | 2.003% | 92.78% | 0% | 0% | 100% | 100% | 11.22% | 2.003% | 100%
1500 | 21.56% | 3.068% | 92.78% | 0% | 0% | 100% | 100% | 21.56% | 3.068% | 100%
1501 | 31.81% | 3.429% | 92.78% | 0% | 0% | 100% | 100% | 31.81% | 3.429% | 100%
1502 | 26% | 4.406% | 92.78% | 0% | 0% | 100% | 100% | 26% | 4.406% | 100%
1503 | 15.19% | 2.512% | 92.78% | 0% | 0% | 100% | 100% | 15.19% | 2.512% | 100%
1504 | 2.821% | 0% | 92.78% | 0% | 0% | 100% | 100% | 2.821% | 0% | 100%
1505 | 0% | 0% | 92.78% | 0% | 0% | 100% | 100% | 0% | 0% | 100%
1506 | 0% | 0% | 92.78% | 0% | 100% | 100% | 100% | 0% | 0% | 100%
1507 | 0% | 0% | 92.78% | 0% | 100% | 100% | 100% | 0% | 0% | 100%
1508 | 0% | 0% | 92.78% | 0% | 100% | 100% | 100% | 0% | 0% | 100%
1509 | 0% | 0% | 92.78% | 0% | 100% | 100% | 100% | 0% | 0% | 100%
1510 | 0% | 0% | 92.78% | 0% | 0% | 100% | 100% | 0% | 0% | 100%
1511 | 0% | 0% | 92.78% | 0% | 0% | 100% | 100% | 0% | 0% | 100%
1512 | 0% | 0% | 92.78% | 0% | 0% | 100% | 100% | 0% | 0% | 100%
1513 | 0% | 0% | 92.78% | 0% | 0% | 100% | 100% | 0% | 0% | 100%
1514 | 0% | 0% | 92.78% | 0% | 0% | 100% | 100% | 0% | 0% | 100%
1515 | 0% | 0% | 92.78% | 0% | 0% | 100% | 100% | 0% | 0% | 100%
1516 | 0% | 0% | 92.78% | 0% | 0% | 100% | 100% | 0% | 0% | 100%
1517 | 0% | 0% | 92.78% | 0% | 0% | 100% | 100% | 0% | 0% | 100%
1518 | 0% | 0% | 92.78% | 0% | 0% | 100% | 100% | 0% | 0% | 100%
1519 | 0% | 0% | 92.78% | 0% | 0% | 100% | 100% | 0% | 0% | 100%
1520 | 0% | 0% | 92.78% | 0% | 0% | 100% | 100% | 0% | 0% | 100%
1521 | 0% | 0% | 92.78% | 0% | 0% | 100% | 100% | 0% | 0% | 100%
1522 | 8.153% | 0% | 92.78% | 0% | 0% | 100% | 100% | 8.153% | 0% | 100%
1523 | 23% | 0% | 92.78% | 0% | 0% | 100% | 100% | 23% | 0% | 100%
1524 | 33.99% | 1.063% | 92.78% | 0% | 0% | 100% | 100% | 33.99% | 1.063% | 100%
1525 | 43.82% | 2.181% | 92.78% | 0% | 0% | 100% | 100% | 43.82% | 2.181% | 100%
1526 | 41.01% | 1.932% | 92.78% | 0% | 0% | 100% | 100% | 41.01% | 1.932% | 100%
1527 | 33.52% | 0.7751% | 92.78% | 0% | 0% | 100% | 100% | 33.52% | 0.7751% | 100%
1528 | 20.05% | 0% | 92.78% | 0% | 0% | 100% | 100% | 20.05% | 0% | 100%
1529 | 4.484% | 0% | 92.78% | 0% | 0% | 100% | 100% | 4.484% | 0% | 100%
1530 | 0% | 0% | 92.78% | 0% | 100% | 100% | 100% | 0% | 0% | 100%
1531 | 0% | 0% | 92.78% | 0% | 100% | 100% | 100% | 0% | 0% | 100%
1532 | 0% | 0% | 92.78% | 0% | 100% | 100% | 100% | 0% | 0% | 100%
1533 | 0% | 0% | 92.78% | 0% | 100% | 100% | 100% | 0% | 0% | 100%
1534 | 0% | 0% | 92.78% | 0% | 0% | 100% | 100% | 0% | 0% | 100%
1535 | 0% | 0% | 92.78% | 0% | 0% | 100% | 100% | 0% | 0% | 100%
1536 | 0% | 0% | 92.78% | 0% | 0% | 100% | 100% | 0% | 0% | 100%
1537 | 0% | 0% | 92.78% | 0% | 0% | 100% | 100% | 0% | 0% | 100%
1538 | 0% | 0% | 92.78% | 0% | 0% | 100% | 100% | 0% | 0% | 100%
1539 | 0% | 0% | 92.78% | 0% | 0% | 100% | 100% | 0% | 0% | 100%
1540 | 0% | 0% | 92.78% | 0% | 0% | 100% | 100% | 0% | 0% | 100%
1541 | 0% | 0% | 92.78% | 0% | 0% | 100% | 100% | 0% | 0% | 100%
1542 | 0% | 0% | 92.78% | 0% | 0% | 100% | 100% | 0% | 0% | 100%
1543 | 0% | 0% | 92.78% | 0% | 0% | 100% | 100% | 0% | 0% | 100%
1544 | 0% | 0% | 92.78% | 0% | 0% | 100% | 100% | 0% | 0% | 100%
1545 | 4.41% | 0% | 92.78% | 0% | 0% | 100% | 100% | 4.41% | 0% | 100%
1546 | 20.59% | 0% | 92.78% | 0% | 0% | 100% | 100% | 20.59% | 0% | 100%
1547 | 34.81% | 0% | 92.78% | 0% | 0% | 100% | 100% | 34.81% | 0% | 100%
1548 | 55.61% | 0% | 92.78% | 0% | 0% | 100% | 100% | 55.61% | 0% | 100%
1549 | 58.88% | 0.9369% | 92.78% | 0% | 0% | 100% | 100% | 58.88% | 0.9369% | 100%
1550 | 48.47% | 1.879% | 92.78% | 0% | 0% | 100% | 100% | 48.47% | 1.879% | 100%
1551 | 40.78% | 0.9841% | 92.78% | 0% | 0% | 100% | 100% | 40.78% | 0.9841% | 100%
1552 | 27.96% | 0% | 92.78% | 0% | 0% | 100% | 100% | 27.96% | 0% | 100%
1553 | 8.026% | 0% | 92.78% | 0% | 0% | 100% | 100% | 8.026% | 0% | 100%
1554 | 0% | 0% | 92.78% | 0% | 100% | 100% | 100% | 0% | 0% | 100%
1555 | 0% | 0% | 92.78% | 0% | 100% | 100% | 100% | 0% | 0% | 100%
1556 | 0% | 0% | 92.78% | 0% | 100% | 100% | 100% | 0% | 0% | 100%
1557 | 0% | 0% | 92.78% | 0% | 100% | 100% | 100% | 0% | 0% | 100%
1558 | 0% | 0% | 92.78% | 0% | 0% | 100% | 100% | 0% | 0% | 100%
1559 | 0% | 0% | 92.78% | 0% | 0% | 100% | 100% | 0% | 0% | 100%
1560 | 0% | 0% | 92.78% | 0% | 0% | 100% | 100% | 0% | 0% | 100%
1561 | 0% | 0% | 92.78% | 0% | 0% | 100% | 100% | 0% | 0% | 100%
1562 | 0% | 0% | 92.78% | 0% | 0% | 100% | 100% | 0% | 0% | 100%
1563 | 0% | 0% | 92.78% | 0% | 0% | 100% | 100% | 0% | 0% | 100%
1564 | 0% | 0% | 92.78% | 0% | 0% | 100% | 100% | 0% | 0% | 100%
1565 | 0% | 0% | 92.78% | 0% | 0% | 100% | 100% | 0% | 0% | 100%
1566 | 0% | 0% | 92.78% | 0% | 0% | 100% | 100% | 0% | 0% | 100%
1567 | 0% | 0% | 92.78% | 0% | 0% | 100% | 100% | 0% | 0% | 100%
1568 | 0% | 0% | 92.78% | 0% | 0% | 100% | 100% | 0% | 0% | 100%
1569 | 4.802% | 0% | 92.78% | 0% | 0% | 100% | 100% | 4.802% | 0% | 100%
1570 | 17.49% | 0% | 92.78% | 0% | 0% | 100% | 100% | 17.49% | 0% | 100%
1571 | 31.73% | 0% | 92.78% | 0% | 0% | 100% | 100% | 31.73% | 0% | 100%
1572 | 55.78% | 0.9876% | 92.78% | 0% | 0% | 100% | 100% | 55.78% | 0.9876% | 100%
1573 | 47.22% | 2.416% | 92.78% | 0% | 0% | 100% | 100% | 47.22% | 2.416% | 100%
1574 | 39.05% | 3.013% | 92.78% | 0% | 0% | 100% | 100% | 39.05% | 3.013% | 100%
1575 | 25.12% | 3.326% | 92.78% | 0% | 0% | 100% | 100% | 25.12% | 3.326% | 100%
1576 | 13.83% | 2.297% | 92.78% | 0% | 0% | 100% | 100% | 13.83% | 2.297% | 100%
1577 | 1.355% | 0% | 92.78% | 0% | 0% | 100% | 100% | 1.355% | 0% | 100%
1578 | 0% | 0% | 92.78% | 0% | 100% | 100% | 100% | 0% | 0% | 100%
1579 | 0% | 0% | 92.78% | 0% | 100% | 100% | 100% | 0% | 0% | 100%
1580 | 0% | 0% | 92.78% | 0% | 100% | 100% | 100% | 0% | 0% | 100%
1581 | 0% | 0% | 92.78% | 0% | 100% | 100% | 100% | 0% | 0% | 100%
1582 | 0% | 0% | 92.78% | 0% | 0% | 100% | 100% | 0% | 0% | 100%
1583 | 0% | 0% | 92.78% | 0% | 0% | 100% | 100% | 0% | 0% | 100%
1584 | 0% | 0% | 92.78% | 0% | 0% | 100% | 100% | 0% | 0% | 100%
1585 | 0% | 0% | 92.78% | 0% | 0% | 100% | 100% | 0% | 0% | 100%
1586 | 0% | 0% | 92.78% | 0% | 0% | 100% | 100% | 0% | 0% | 100%
1587 | 0% | 0% | 92.78% | 0% | 0% | 100% | 100% | 0% | 0% | 100%
1588 | 0% | 0% | 92.78% | 0% | 0% | 100% | 100% | 0% | 0% | 100%
1589 | 0% | 0% | 92.78% | 0% | 0% | 100% | 100% | 0% | 0% | 100%
1590 | 0% | 0% | 92.78% | 0% | 0% | 100% | 100% | 0% | 0% | 100%
1591 | 0% | 0% | 92.78% | 0% | 0% | 100% | 100% | 0% | 0% | 100%
1592 | 0% | 0% | 92.78% | 0% | 0% | 100% | 100% | 0% | 0% | 100%
1593 | 4.57% | 0% | 92.78% | 0% | 0% | 100% | 100% | 4.57% | 0% | 100%
1594 | 20.3% | 0% | 92.78% | 0% | 0% | 100% | 100% | 20.3% | 0% | 100%
1595 | 31.77% | 0% | 92.78% | 0% | 0% | 100% | 100% | 31.77% | 0% | 100%
1596 | 50.22% | 2.009% | 92.78% | 0% | 0% | 100% | 100% | 50.22% | 2.009% | 100%
1597 | 38.13% | 3.659% | 92.78% | 0% | 0% | 100% | 100% | 38.13% | 3.659% | 100%
1598 | 37.05% | 5.074% | 92.78% | 0% | 0% | 100% | 100% | 37.05% | 5.074% | 100%
1599 | 21.13% | 5.981% | 92.78% | 0% | 0% | 100% | 100% | 21.13% | 5.981% | 100%
1600 | 9.021% | 4.398% | 92.78% | 0% | 0% | 100% | 100% | 9.021% | 4.398% | 100%
1601 | 0% | 1.482% | 92.78% | 0% | 0% | 100% | 100% | 0% | 1.482% | 100%
1602 | 0% | 0% | 92.78% | 0% | 100% | 100% | 100% | 0% | 0% | 100%
1603 | 0% | 0% | 92.78% | 0% | 100% | 100% | 100% | 0% | 0% | 100%
1604 | 0% | 0% | 92.78% | 0% | 100% | 100% | 100% | 0% | 0% | 100%
1605 | 0% | 0% | 92.78% | 0% | 100% | 100% | 100% | 0% | 0% | 100%
1606 | 0% | 0% | 92.78% | 0% | 0% | 100% | 100% | 0% | 0% | 100%
1607 | 0% | 0% | 92.78% | 0% | 0% | 100% | 100% | 0% | 0% | 100%
1608 | 0% | 0% | 92.78% | 0% | 0% | 100% | 100% | 0% | 0% | 100%
1609 | 0% | 0% | 92.78% | 0% | 0% | 100% | 100% | 0% | 0% | 100%
1610 | 0% | 0% | 92.78% | 0% | 0% | 100% | 100% | 0% | 0% | 100%
1611 | 0% | 0% | 92.78% | 0% | 0% | 100% | 100% | 0% | 0% | 100%
1612 | 0% | 0% | 92.78% | 0% | 0% | 100% | 100% | 0% | 0% | 100%
1613 | 0% | 0% | 92.78% | 0% | 0% | 100% | 100% | 0% | 0% | 100%
1614 | 0% | 0% | 92.78% | 0% | 0% | 100% | 100% | 0% | 0% | 100%
1615 | 0% | 0% | 92.78% | 0% | 0% | 100% | 100% | 0% | 0% | 100%
1616 | 0% | 0% | 92.78% | 0% | 0% | 100% | 100% | 0% | 0% | 100%
1617 | 0% | 0% | 92.78% | 0% | 0% | 100% | 100% | 0% | 0% | 100%
1618 | 4.014% | 0% | 92.78% | 0% | 0% | 100% | 100% | 4.014% | 0% | 100%
1619 | 25.39% | 0% | 92.78% | 0% | 0% | 100% | 100% | 25.39% | 0% | 100%
1620 | 40.33% | 0.5666% | 92.78% | 0% | 0% | 100% | 100% | 40.33% | 0.5666% | 100%
1621 | 16.88% | 1.691% | 92.78% | 0% | 0% | 100% | 100% | 16.88% | 1.691% | 100%
1622 | 10.37% | 3.119% | 92.78% | 0% | 0% | 100% | 100% | 10.37% | 3.119% | 100%
1623 | 9.143% | 5.065% | 92.78% | 0% | 0% | 100% | 100% | 9.143% | 5.065% | 100%
1624 | 5.917% | 4.202% | 92.78% | 0% | 0% | 100% | 100% | 5.917% | 4.202% | 100%
1625 | 0.2065% | 2.061% | 92.78% | 0% | 0% | 100% | 100% | 0.2065% | 2.061% | 100%
1626 | 0% | 0% | 92.78% | 0% | 100% | 100% | 100% | 0% | 0% | 100%
1627 | 0% | 1.397% | 92.78% | 0% | 100% | 100% | 100% | 0% | 1.397% | 100%
1628 | 0% | 0% | 92.78% | 0% | 100% | 100% | 100% | 0% | 0% | 100%
1629 | 0% | 0% | 92.78% | 0% | 100% | 100% | 100% | 0% | 0% | 100%
1630 | 0% | 0% | 92.78% | 0% | 0% | 100% | 100% | 0% | 0% | 100%
1631 | 0% | 0% | 92.78% | 0% | 0% | 100% | 100% | 0% | 0% | 100%
1632 | 0% | 0% | 92.78% | 0% | 0% | 100% | 100% | 0% | 0% | 100%
1633 | 0% | 0% | 92.78% | 0% | 0% | 100% | 100% | 0% | 0% | 100%
1634 | 0% | 0% | 92.78% | 0% | 0% | 100% | 100% | 0% | 0% | 100%
1635 | 0% | 0% | 92.78% | 0% | 0% | 100% | 100% | 0% | 0% | 100%
1636 | 0% | 0% | 92.78% | 0% | 0% | 100% | 100% | 0% | 0% | 100%
1637 | 0% | 0% | 92.78% | 0% | 0% | 100% | 100% | 0% | 0% | 100%
1638 | 0% | 0% | 92.78% | 0% | 0% | 100% | 100% | 0% | 0% | 100%
1639 | 0% | 0% | 92.78% | 0% | 0% | 100% | 100% | 0% | 0% | 100%
1640 | 0% | 0% | 92.78% | 0% | 0% | 100% | 100% | 0% | 0% | 100%
1641 | 0% | 0% | 92.78% | 0% | 0% | 100% | 100% | 0% | 0% | 100%
1642 | 0% | 0% | 92.78% | 0% | 0% | 100% | 100% | 0% | 0% | 100%
1643 | 11.88% | 0% | 92.78% | 0% | 0% | 100% | 100% | 11.88% | 0% | 100%
1644 | 21.22% | 0% | 92.78% | 0% | 0% | 100% | 100% | 21.22% | 0% | 100%
1645 | 5.651% | 0% | 92.78% | 0% | 0% | 100% | 100% | 5.651% | 0% | 100%
1646 | 3.113% | 0% | 92.78% | 0% | 0% | 100% | 100% | 3.113% | 0% | 100%
1647 | 5.104% | 1.017% | 92.78% | 0% | 0% | 100% | 100% | 5.104% | 1.017% | 100%
1648 | 5.643% | 0% | 92.78% | 0% | 0% | 100% | 100% | 5.643% | 0% | 100%
1649 | 0% | 0% | 92.78% | 0% | 0% | 100% | 100% | 0% | 0% | 100%
1650 | 0% | 0% | 92.78% | 0% | 100% | 100% | 100% | 0% | 0% | 100%
1651 | 0% | 0% | 92.78% | 0% | 100% | 100% | 100% | 0% | 0% | 100%
1652 | 0% | 0% | 92.78% | 0% | 100% | 100% | 100% | 0% | 0% | 100%
1653 | 0% | 0% | 92.78% | 0% | 100% | 100% | 100% | 0% | 0% | 100%
1654 | 0% | 0% | 92.78% | 0% | 0% | 100% | 100% | 0% | 0% | 100%
1655 | 0% | 0% | 92.78% | 0% | 0% | 100% | 100% | 0% | 0% | 100%
1656 | 0% | 0% | 92.78% | 0% | 0% | 100% | 100% | 0% | 0% | 100%
1657 | 0% | 0% | 92.78% | 0% | 0% | 100% | 100% | 0% | 0% | 100%
1658 | 0% | 0% | 92.78% | 0% | 0% | 100% | 100% | 0% | 0% | 100%
1659 | 0% | 0% | 92.78% | 0% | 0% | 100% | 100% | 0% | 0% | 100%
1660 | 0% | 0% | 92.78% | 0% | 0% | 100% | 100% | 0% | 0% | 100%
1661 | 0% | 0% | 92.78% | 0% | 0% | 100% | 100% | 0% | 0% | 100%
1662 | 0% | 0% | 92.78% | 0% | 0% | 100% | 100% | 0% | 0% | 100%
1663 | 0% | 0% | 92.78% | 0% | 0% | 100% | 100% | 0% | 0% | 100%
1664 | 0% | 0% | 92.78% | 0% | 0% | 100% | 100% | 0% | 0% | 100%
1665 | 0% | 0% | 92.78% | 0% | 0% | 100% | 100% | 0% | 0% | 100%
1666 | 0% | 0% | 92.78% | 0% | 0% | 100% | 100% | 0% | 0% | 100%
1667 | 12.99% | 0% | 92.78% | 0% | 0% | 100% | 100% | 12.99% | 0% | 100%
1668 | 16.38% | 0% | 92.78% | 0% | 0% | 100% | 100% | 16.38% | 0% | 100%
1669 | 8.089% | 0% | 92.78% | 0% | 0% | 100% | 100% | 8.089% | 0% | 100%
1670 | 5.3% | 0% | 92.78% | 0% | 0% | 100% | 100% | 5.3% | 0% | 100%
1671 | 7.574% | 0% | 92.78% | 0% | 0% | 100% | 100% | 7.574% | 0% | 100%
1672 | 8.116% | 0% | 92.78% | 0% | 0% | 100% | 100% | 8.116% | 0% | 100%
1673 | 0% | 0% | 92.78% | 0% | 0% | 100% | 100% | 0% | 0% | 100%
1674 | 0% | 0% | 92.78% | 0% | 100% | 100% | 100% | 0% | 0% | 100%
1675 | 0% | 0% | 92.78% | 0% | 100% | 100% | 100% | 0% | 0% | 100%
1676 | 0% | 0% | 92.78% | 0% | 100% | 100% | 100% | 0% | 0% | 100%
1677 | 0% | 0% | 92.78% | 0% | 100% | 100% | 100% | 0% | 0% | 100%
1678 | 0% | 0% | 92.78% | 0% | 0% | 100% | 100% | 0% | 0% | 100%
1679 | 0% | 0% | 92.78% | 0% | 0% | 100% | 100% | 0% | 0% | 100%
1680 | 0% | 0% | 92.78% | 0% | 0% | 100% | 100% | 0% | 0% | 100%
1681 | 0% | 0% | 92.78% | 0% | 0% | 100% | 100% | 0% | 0% | 100%
1682 | 0% | 0% | 92.78% | 0% | 0% | 100% | 100% | 0% | 0% | 100%
1683 | 0% | 0% | 92.78% | 0% | 0% | 100% | 100% | 0% | 0% | 100%
1684 | 0% | 0% | 92.78% | 0% | 0% | 100% | 100% | 0% | 0% | 100%
1685 | 0% | 0% | 92.78% | 0% | 0% | 100% | 100% | 0% | 0% | 100%
1686 | 0% | 0% | 92.78% | 0% | 0% | 100% | 100% | 0% | 0% | 100%
1687 | 0% | 0% | 92.78% | 0% | 0% | 100% | 100% | 0% | 0% | 100%
1688 | 0% | 0% | 92.78% | 0% | 0% | 100% | 100% | 0% | 0% | 100%
1689 | 0% | 0% | 92.78% | 0% | 0% | 100% | 100% | 0% | 0% | 100%
1690 | 0% | 0% | 92.78% | 0% | 0% | 100% | 100% | 0% | 0% | 100%
1691 | 10.53% | 0% | 92.78% | 0% | 0% | 100% | 100% | 10.53% | 0% | 100%
1692 | 12.16% | 0% | 92.78% | 0% | 0% | 100% | 100% | 12.16% | 0% | 100%
1693 | 13.82% | 0.1705% | 92.78% | 0% | 0% | 100% | 100% | 13.82% | 0.1705% | 100%
1694 | 13.68% | 2.001% | 92.78% | 0% | 0% | 100% | 100% | 13.68% | 2.001% | 100%
1695 | 11.31% | 1.47% | 92.78% | 0% | 0% | 100% | 100% | 11.31% | 1.47% | 100%
1696 | 1.451% | 1.602% | 92.78% | 0% | 0% | 100% | 100% | 1.451% | 1.602% | 100%
1697 | 0% | 2.049% | 92.78% | 0% | 0% | 100% | 100% | 0% | 2.049% | 100%
1698 | 0% | 1.291% | 92.78% | 0% | 100% | 100% | 100% | 0% | 1.291% | 100%
1699 | 0% | 0% | 92.78% | 0% | 100% | 100% | 100% | 0% | 0% | 100%
1700 | 0% | 0.4226% | 92.78% | 0% | 100% | 100% | 100% | 0% | 0.4226% | 100%
1701 | 0% | 0.322% | 92.78% | 0% | 100% | 100% | 100% | 0% | 0.322% | 100%
1702 | 0% | 0.2278% | 92.78% | 0% | 0% | 100% | 100% | 0% | 0.2278% | 100%
1703 | 0% | 0% | 92.78% | 0% | 0% | 100% | 100% | 0% | 0% | 100%
1704 | 0% | 0% | 92.78% | 0% | 0% | 100% | 100% | 0% | 0% | 100%
1705 | 0% | 0% | 100% | 0% | 0% | 100% | 100% | 0% | 0% | 100%
1706 | 0% | 0% | 100% | 0% | 0% | 100% | 100% | 0% | 0% | 100%
1707 | 0% | 0% | 100% | 0% | 0% | 100% | 100% | 0% | 0% | 100%
1708 | 0% | 0% | 100% | 0% | 0% | 100% | 100% | 0% | 0% | 100%
1709 | 0% | 0% | 100% | 0% | 0% | 100% | 100% | 0% | 0% | 100%
1710 | 0% | 0% | 100% | 0% | 0% | 100% | 100% | 0% | 0% | 100%
1711 | 0% | 0% | 100% | 0% | 0% | 100% | 100% | 0% | 0% | 100%
1712 | 0% | 0% | 100% | 0% | 0% | 100% | 100% | 0% | 0% | 100%
1713 | 0% | 0% | 100% | 0% | 0% | 100% | 100% | 0% | 0% | 100%
1714 | 1.954% | 0% | 100% | 0% | 0% | 100% | 100% | 1.954% | 0% | 100%
1715 | 19.39% | 0.2644% | 100% | 0% | 0% | 100% | 100% | 19.39% | 0.2644% | 100%
1716 | 18.6% | 1.818% | 100% | 0% | 0% | 100% | 100% | 18.6% | 1.818% | 100%
1717 | 18.4% | 2.058% | 100% | 0% | 0% | 100% | 100% | 18.4% | 2.058% | 100%
1718 | 11.54% | 2.579% | 100% | 0% | 0% | 100% | 100% | 11.54% | 2.579% | 100%
1719 | 11.6% | 1.458% | 100% | 0% | 0% | 100% | 100% | 11.6% | 1.458% | 100%
1720 | 0% | 0.5968% | 100% | 0% | 0% | 100% | 100% | 0% | 0.5968% | 100%
1721 | 0% | 0% | 100% | 0% | 0% | 100% | 100% | 0% | 0% | 100%
1722 | 0% | 0% | 100% | 0% | 100% | 100% | 100% | 0% | 0% | 100%
1723 | 0% | 0% | 100% | 0% | 100% | 100% | 100% | 0% | 0% | 100%
1724 | 0% | 0% | 100% | 0% | 100% | 100% | 100% | 0% | 0% | 100%
1725 | 0% | 0% | 100% | 0% | 100% | 100% | 100% | 0% | 0% | 100%
1726 | 0% | 0% | 100% | 0% | 0% | 100% | 100% | 0% | 0% | 100%
1727 | 0% | 0% | 100% | 0% | 0% | 100% | 100% | 0% | 0% | 100%
1728 | 0% | 0% | 100% | 0% | 0% | 100% | 100% | 0% | 0% | 100%
1729 | 0% | 0% | 100% | 0% | 0% | 100% | 100% | 0% | 0% | 100%
1730 | 0% | 0% | 100% | 0% | 0% | 100% | 100% | 0% | 0% | 100%
1731 | 0% | 0% | 100% | 0% | 0% | 100% | 100% | 0% | 0% | 100%
1732 | 0% | 0% | 100% | 0% | 0% | 100% | 100% | 0% | 0% | 100%
1733 | 0% | 0% | 100% | 0% | 0% | 100% | 100% | 0% | 0% | 100%
1734 | 0% | 0% | 100% | 0% | 0% | 100% | 100% | 0% | 0% | 100%
1735 | 0% | 0% | 100% | 0% | 0% | 100% | 100% | 0% | 0% | 100%
1736 | 0% | 0% | 100% | 0% | 0% | 100% | 100% | 0% | 0% | 100%
1737 | 0% | 0% | 100% | 0% | 0% | 100% | 100% | 0% | 0% | 100%
1738 | 1.729% | 0% | 100% | 0% | 0% | 100% | 100% | 1.729% | 0% | 100%
1739 | 16.71% | 0% | 100% | 0% | 0% | 100% | 100% | 16.71% | 0% | 100%
1740 | 18.35% | 0% | 100% | 0% | 0% | 100% | 100% | 18.35% | 0% | 100%
1741 | 15.66% | 0.9962% | 100% | 0% | 0% | 100% | 100% | 15.66% | 0.9962% | 100%
1742 | 5.316% | 0.5483% | 100% | 0% | 0% | 100% | 100% | 5.316% | 0.5483% | 100%
1743 | 1.827% | 0% | 100% | 0% | 0% | 100% | 100% | 1.827% | 0% | 100%
1744 | 0% | 0% | 100% | 0% | 0% | 100% | 100% | 0% | 0% | 100%
1745 | 0% | 0% | 100% | 0% | 0% | 100% | 100% | 0% | 0% | 100%
1746 | 0% | 0% | 100% | 0% | 100% | 100% | 100% | 0% | 0% | 100%
1747 | 0% | 0% | 100% | 0% | 100% | 100% | 100% | 0% | 0% | 100%
1748 | 0% | 0% | 100% | 0% | 100% | 100% | 100% | 0% | 0% | 100%
1749 | 0% | 0% | 100% | 0% | 100% | 100% | 100% | 0% | 0% | 100%
1750 | 0% | 0% | 100% | 0% | 0% | 100% | 100% | 0% | 0% | 100%
1751 | 0% | 0% | 100% | 0% | 0% | 100% | 100% | 0% | 0% | 100%
1752 | 0% | 0% | 100% | 0% | 0% | 100% | 100% | 0% | 0% | 100%
1753 | 0% | 0% | 100% | 0% | 0% | 100% | 100% | 0% | 0% | 100%
1754 | 0% | 0% | 100% | 0% | 0% | 100% | 100% | 0% | 0% | 100%
1755 | 0% | 0% | 100% | 0% | 0% | 100% | 100% | 0% | 0% | 100%
1756 | 0% | 0% | 100% | 0% | 0% | 100% | 100% | 0% | 0% | 100%
1757 | 0% | 0% | 100% | 0% | 0% | 100% | 100% | 0% | 0% | 100%
1758 | 0% | 0% | 100% | 0% | 0% | 100% | 100% | 0% | 0% | 100%
1759 | 0% | 0% | 100% | 0% | 0% | 100% | 100% | 0% | 0% | 100%
1760 | 0% | 0% | 100% | 0% | 0% | 100% | 100% | 0% | 0% | 100%
1761 | 0% | 0% | 100% | 0% | 0% | 100% | 100% | 0% | 0% | 100%
1762 | 8.754% | 0% | 100% | 0% | 0% | 100% | 100% | 8.754% | 0% | 100%
1763 | 20.74% | 0% | 100% | 0% | 0% | 100% | 100% | 20.74% | 0% | 100%
1764 | 24.26% | 0% | 100% | 0% | 0% | 100% | 100% | 24.26% | 0% | 100%
1765 | 16.52% | 0% | 100% | 0% | 0% | 100% | 100% | 16.52% | 0% | 100%
1766 | 10.51% | 0% | 100% | 0% | 0% | 100% | 100% | 10.51% | 0% | 100%
1767 | 5.427% | 0% | 100% | 0% | 0% | 100% | 100% | 5.427% | 0% | 100%
1768 | 6.063% | 0% | 100% | 0% | 0% | 100% | 100% | 6.063% | 0% | 100%
1769 | 0% | 0% | 100% | 0% | 0% | 100% | 100% | 0% | 0% | 100%
1770 | 0% | 0% | 100% | 0% | 100% | 100% | 100% | 0% | 0% | 100%
1771 | 0% | 0% | 100% | 0% | 100% | 100% | 100% | 0% | 0% | 100%
1772 | 0% | 0% | 100% | 0% | 100% | 100% | 100% | 0% | 0% | 100%
1773 | 0% | 0% | 100% | 0% | 100% | 100% | 100% | 0% | 0% | 100%
1774 | 0% | 0% | 100% | 0% | 0% | 100% | 100% | 0% | 0% | 100%
1775 | 0% | 0% | 100% | 0% | 0% | 100% | 100% | 0% | 0% | 100%
1776 | 0% | 0% | 100% | 0% | 0% | 100% | 100% | 0% | 0% | 100%
1777 | 0% | 0% | 100% | 0% | 0% | 100% | 100% | 0% | 0% | 100%
1778 | 0% | 0% | 100% | 0% | 0% | 100% | 100% | 0% | 0% | 100%
1779 | 0% | 0% | 100% | 0% | 0% | 100% | 100% | 0% | 0% | 100%
1780 | 0% | 0% | 100% | 0% | 0% | 100% | 100% | 0% | 0% | 100%
1781 | 0% | 0% | 100% | 0% | 0% | 100% | 100% | 0% | 0% | 100%
1782 | 0% | 0% | 100% | 0% | 0% | 100% | 100% | 0% | 0% | 100%
1783 | 0% | 0% | 100% | 0% | 0% | 100% | 100% | 0% | 0% | 100%
1784 | 0% | 0% | 100% | 0% | 0% | 100% | 100% | 0% | 0% | 100%
1785 | 0% | 0% | 100% | 0% | 0% | 100% | 100% | 0% | 0% | 100%
1786 | 13.15% | 0% | 100% | 0% | 0% | 100% | 100% | 13.15% | 0% | 100%
1787 | 23.95% | 0% | 100% | 0% | 0% | 100% | 100% | 23.95% | 0% | 100%
1788 | 27.1% | 0% | 100% | 0% | 0% | 100% | 100% | 27.1% | 0% | 100%
1789 | 20.75% | 0% | 100% | 0% | 0% | 100% | 100% | 20.75% | 0% | 100%
1790 | 18.72% | 0% | 100% | 0% | 0% | 100% | 100% | 18.72% | 0% | 100%
1791 | 10.56% | 0% | 100% | 0% | 0% | 100% | 100% | 10.56% | 0% | 100%
1792 | 13.48% | 0% | 100% | 0% | 0% | 100% | 100% | 13.48% | 0% | 100%
1793 | 0.6553% | 0% | 100% | 0% | 0% | 100% | 100% | 0.6553% | 0% | 100%
1794 | 0% | 0% | 100% | 0% | 100% | 100% | 100% | 0% | 0% | 100%
1795 | 0% | 0% | 100% | 0% | 100% | 100% | 100% | 0% | 0% | 100%
1796 | 0% | 0% | 100% | 0% | 100% | 100% | 100% | 0% | 0% | 100%
1797 | 0% | 0% | 100% | 0% | 100% | 100% | 100% | 0% | 0% | 100%
1798 | 0% | 0% | 100% | 0% | 0% | 100% | 100% | 0% | 0% | 100%
1799 | 0% | 0% | 100% | 0% | 0% | 100% | 100% | 0% | 0% | 100%
1800 | 0% | 0% | 100% | 0% | 0% | 100% | 100% | 0% | 0% | 100%
1801 | 0% | 0% | 100% | 0% | 0% | 100% | 100% | 0% | 0% | 100%
1802 | 0% | 0% | 100% | 0% | 0% | 100% | 100% | 0% | 0% | 100%
1803 | 0% | 0% | 100% | 0% | 0% | 100% | 100% | 0% | 0% | 100%
1804 | 0% | 0% | 100% | 0% | 0% | 100% | 100% | 0% | 0% | 100%
1805 | 0% | 0% | 100% | 0% | 0% | 100% | 100% | 0% | 0% | 100%
1806 | 0% | 0% | 100% | 0% | 0% | 100% | 100% | 0% | 0% | 100%
1807 | 0% | 0% | 100% | 0% | 0% | 100% | 100% | 0% | 0% | 100%
1808 | 0% | 0% | 100% | 0% | 0% | 100% | 100% | 0% | 0% | 100%
1809 | 4.155% | 0% | 100% | 0% | 0% | 100% | 100% | 4.155% | 0% | 100%
1810 | 14.98% | 0% | 100% | 0% | 0% | 100% | 100% | 14.98% | 0% | 100%
1811 | 22% | 0% | 100% | 0% | 0% | 100% | 100% | 22% | 0% | 100%
1812 | 24.48% | 0% | 100% | 0% | 0% | 100% | 100% | 24.48% | 0% | 100%
1813 | 15.87% | 0% | 100% | 0% | 0% | 100% | 100% | 15.87% | 0% | 100%
1814 | 20.05% | 0% | 100% | 0% | 0% | 100% | 100% | 20.05% | 0% | 100%
1815 | 16.17% | 0% | 100% | 0% | 0% | 100% | 100% | 16.17% | 0% | 100%
1816 | 11.83% | 0% | 100% | 0% | 0% | 100% | 100% | 11.83% | 0% | 100%
1817 | 1.372% | 0% | 100% | 0% | 0% | 100% | 100% | 1.372% | 0% | 100%
1818 | 0% | 0% | 100% | 0% | 100% | 100% | 100% | 0% | 0% | 100%
1819 | 0% | 0% | 100% | 0% | 100% | 100% | 100% | 0% | 0% | 100%
1820 | 0% | 0% | 100% | 0% | 100% | 100% | 100% | 0% | 0% | 100%
1821 | 0% | 0% | 100% | 0% | 100% | 100% | 100% | 0% | 0% | 100%
1822 | 0% | 0% | 100% | 0% | 0% | 100% | 100% | 0% | 0% | 100%
1823 | 0% | 0% | 100% | 0% | 0% | 100% | 100% | 0% | 0% | 100%
1824 | 0% | 0% | 100% | 0% | 0% | 100% | 100% | 0% | 0% | 100%
1825 | 0% | 0% | 86.5% | 0% | 0% | 100% | 100% | 0% | 0% | 100%
1826 | 0% | 0% | 86.5% | 0% | 0% | 100% | 100% | 0% | 0% | 100%
1827 | 0% | 0% | 86.5% | 0% | 0% | 100% | 100% | 0% | 0% | 100%
1828 | 0% | 0% | 86.5% | 0% | 0% | 100% | 100% | 0% | 0% | 100%
1829 | 0% | 0% | 86.5% | 0% | 0% | 100% | 100% | 0% | 0% | 100%
1830 | 0% | 0% | 86.5% | 0% | 0% | 100% | 100% | 0% | 0% | 100%
1831 | 0% | 0% | 86.5% | 0% | 0% | 100% | 100% | 0% | 0% | 100%
1832 | 0% | 0% | 86.5% | 0% | 0% | 100% | 100% | 0% | 0% | 100%
1833 | 0% | 0% | 86.5% | 0% | 0% | 100% | 100% | 0% | 0% | 100%
1834 | 8.801% | 0% | 86.5% | 0% | 0% | 100% | 100% | 8.801% | 0% | 100%
1835 | 15.85% | 0.3526% | 86.5% | 0% | 0% | 100% | 100% | 15.85% | 0.3526% | 100%
1836 | 16.27% | 1.413% | 86.5% | 0% | 0% | 100% | 100% | 16.27% | 1.413% | 100%
1837 | 14.94% | 1.558% | 86.5% | 0% | 0% | 100% | 100% | 14.94% | 1.558% | 100%
1838 | 16.45% | 1.913% | 86.5% | 0% | 0% | 100% | 100% | 16.45% | 1.913% | 100%
1839 | 13.83% | 2.286% | 86.5% | 0% | 0% | 100% | 100% | 13.83% | 2.286% | 100%
1840 | 8.802% | 2.974% | 86.5% | 0% | 0% | 100% | 100% | 8.802% | 2.974% | 100%
1841 | 1.119% | 1.16% | 86.5% | 0% | 0% | 100% | 100% | 1.119% | 1.16% | 100%
1842 | 0% | 0.1862% | 86.5% | 0% | 100% | 100% | 100% | 0% | 0.1862% | 100%
1843 | 0% | 0% | 86.5% | 0% | 100% | 100% | 100% | 0% | 0% | 100%
1844 | 0% | 0% | 86.5% | 0% | 100% | 100% | 100% | 0% | 0% | 100%
1845 | 0% | 0% | 86.5% | 0% | 100% | 100% | 100% | 0% | 0% | 100%
1846 | 0% | 0% | 86.5% | 0% | 0% | 100% | 100% | 0% | 0% | 100%
1847 | 0% | 0% | 86.5% | 0% | 0% | 100% | 100% | 0% | 0% | 100%
1848 | 0% | 0% | 86.5% | 0% | 0% | 100% | 100% | 0% | 0% | 100%
1849 | 0% | 0% | 86.5% | 0% | 0% | 100% | 100% | 0% | 0% | 100%
1850 | 0% | 0% | 86.5% | 0% | 0% | 100% | 100% | 0% | 0% | 100%
1851 | 0% | 0% | 86.5% | 0% | 0% | 100% | 100% | 0% | 0% | 100%
1852 | 0% | 0% | 86.5% | 0% | 0% | 100% | 100% | 0% | 0% | 100%
1853 | 0% | 0% | 86.5% | 0% | 0% | 100% | 100% | 0% | 0% | 100%
1854 | 0% | 0% | 86.5% | 0% | 0% | 100% | 100% | 0% | 0% | 100%
1855 | 0% | 0% | 86.5% | 0% | 0% | 100% | 100% | 0% | 0% | 100%
1856 | 0% | 3.145% | 86.5% | 0% | 0% | 100% | 100% | 0% | 3.145% | 100%
1857 | 0.2616% | 2.017% | 86.5% | 0% | 0% | 100% | 100% | 0.2616% | 2.017% | 100%
1858 | 12.07% | 2.855% | 86.5% | 0% | 0% | 100% | 100% | 12.07% | 2.855% | 100%
1859 | 15.78% | 5.329% | 86.5% | 0% | 0% | 100% | 100% | 15.78% | 5.329% | 100%
1860 | 16.02% | 7.567% | 86.5% | 0% | 0% | 100% | 100% | 16.02% | 7.567% | 100%
1861 | 14.95% | 8.021% | 86.5% | 0% | 0% | 100% | 100% | 14.95% | 8.021% | 100%
1862 | 11.68% | 8.704% | 86.5% | 0% | 0% | 100% | 100% | 11.68% | 8.704% | 100%
1863 | 6.556% | 9.01% | 86.5% | 0% | 0% | 100% | 100% | 6.556% | 9.01% | 100%
1864 | 0% | 8.964% | 86.5% | 0% | 0% | 100% | 100% | 0% | 8.964% | 100%
1865 | 0% | 8.241% | 86.5% | 0% | 0% | 100% | 100% | 0% | 8.241% | 100%
1866 | 0% | 6.664% | 86.5% | 0% | 100% | 100% | 100% | 0% | 6.664% | 100%
1867 | 0% | 3.272% | 86.5% | 0% | 100% | 100% | 100% | 0% | 3.272% | 100%
1868 | 0% | 3.643% | 86.5% | 0% | 100% | 100% | 100% | 0% | 3.643% | 100%
1869 | 0% | 5.906% | 86.5% | 0% | 100% | 100% | 100% | 0% | 5.906% | 100%
1870 | 0% | 6.586% | 86.5% | 0% | 0% | 100% | 100% | 0% | 6.586% | 100%
1871 | 0% | 5.908% | 86.5% | 0% | 0% | 100% | 100% | 0% | 5.908% | 100%
1872 | 0% | 5.317% | 86.5% | 0% | 0% | 100% | 100% | 0% | 5.317% | 100%
1873 | 0% | 0% | 86.5% | 0% | 0% | 100% | 100% | 0% | 0% | 100%
1874 | 0% | 3.593% | 86.5% | 0% | 0% | 100% | 100% | 0% | 3.593% | 100%
1875 | 0% | 2.498% | 86.5% | 0% | 0% | 100% | 100% | 0% | 2.498% | 100%
1876 | 0% | 4.074% | 86.5% | 0% | 0% | 100% | 100% | 0% | 4.074% | 100%
1877 | 0% | 3.893% | 86.5% | 0% | 0% | 100% | 100% | 0% | 3.893% | 100%
1878 | 0% | 4.205% | 86.5% | 0% | 0% | 100% | 100% | 0% | 4.205% | 100%
1879 | 0% | 1.666% | 86.5% | 0% | 0% | 100% | 100% | 0% | 1.666% | 100%
1880 | 0% | 5.981% | 86.5% | 0% | 0% | 100% | 100% | 0% | 5.981% | 100%
1881 | 0% | 5.843% | 86.5% | 0% | 0% | 100% | 100% | 0% | 5.843% | 100%
1882 | 18.91% | 7.446% | 86.5% | 0% | 0% | 100% | 100% | 18.91% | 7.446% | 100%
1883 | 17.74% | 11.08% | 86.5% | 0% | 0% | 100% | 100% | 17.74% | 11.08% | 100%
1884 | 19.82% | 12.32% | 86.5% | 0% | 0% | 100% | 100% | 19.82% | 12.32% | 100%
1885 | 20.56% | 12.09% | 86.5% | 0% | 0% | 100% | 100% | 20.56% | 12.09% | 100%
1886 | 14.69% | 12.44% | 86.5% | 0% | 0% | 100% | 100% | 14.69% | 12.44% | 100%
1887 | 8.035% | 12.42% | 86.5% | 0% | 0% | 100% | 100% | 8.035% | 12.42% | 100%
1888 | 0% | 12.81% | 86.5% | 0% | 0% | 100% | 100% | 0% | 12.81% | 100%
1889 | 0% | 13.7% | 86.5% | 0% | 0% | 100% | 100% | 0% | 13.7% | 100%
1890 | 0% | 13.08% | 86.5% | 0% | 100% | 100% | 100% | 0% | 13.08% | 100%
1891 | 0% | 9.69% | 86.5% | 0% | 100% | 100% | 100% | 0% | 9.69% | 100%
1892 | 0% | 8.93% | 86.5% | 0% | 100% | 100% | 100% | 0% | 8.93% | 100%
1893 | 0% | 10.57% | 86.5% | 0% | 100% | 100% | 100% | 0% | 10.57% | 100%
1894 | 0% | 11.1% | 86.5% | 0% | 0% | 100% | 100% | 0% | 11.1% | 100%
1895 | 0% | 9.402% | 86.5% | 0% | 0% | 100% | 100% | 0% | 9.402% | 100%
1896 | 0% | 8.635% | 86.5% | 0% | 0% | 100% | 100% | 0% | 8.635% | 100%
1897 | 0% | 5.345% | 86.5% | 0% | 0% | 100% | 100% | 0% | 5.345% | 100%
1898 | 0% | 6.664% | 86.5% | 0% | 0% | 100% | 100% | 0% | 6.664% | 100%
1899 | 0% | 4.81% | 86.5% | 0% | 0% | 100% | 100% | 0% | 4.81% | 100%
1900 | 0% | 4.764% | 86.5% | 0% | 0% | 100% | 100% | 0% | 4.764% | 100%
1901 | 0% | 5.519% | 86.5% | 0% | 0% | 100% | 100% | 0% | 5.519% | 100%
1902 | 0% | 5.994% | 86.5% | 0% | 0% | 100% | 100% | 0% | 5.994% | 100%
1903 | 0% | 2.184% | 86.5% | 0% | 0% | 100% | 100% | 0% | 2.184% | 100%
1904 | 0% | 4.866% | 86.5% | 0% | 0% | 100% | 100% | 0% | 4.866% | 100%
1905 | 0% | 4.137% | 86.5% | 0% | 0% | 100% | 100% | 0% | 4.137% | 100%
1906 | 7.742% | 5.121% | 86.5% | 0% | 0% | 100% | 100% | 7.742% | 5.121% | 100%
1907 | 8.642% | 8.433% | 86.5% | 0% | 0% | 100% | 100% | 8.642% | 8.433% | 100%
1908 | 14.36% | 9.817% | 86.5% | 0% | 0% | 100% | 100% | 14.36% | 9.817% | 100%
1909 | 14.89% | 9.698% | 86.5% | 0% | 0% | 100% | 100% | 14.89% | 9.698% | 100%
1910 | 3.763% | 10.88% | 86.5% | 0% | 0% | 100% | 100% | 3.763% | 10.88% | 100%
1911 | 0% | 9.96% | 86.5% | 0% | 0% | 100% | 100% | 0% | 9.96% | 100%
1912 | 0% | 6.559% | 86.5% | 0% | 0% | 100% | 100% | 0% | 6.559% | 100%
1913 | 0% | 6.623% | 86.5% | 0% | 0% | 100% | 100% | 0% | 6.623% | 100%
1914 | 0% | 6.57% | 86.5% | 0% | 100% | 100% | 100% | 0% | 6.57% | 100%
1915 | 0% | 4.612% | 86.5% | 0% | 100% | 100% | 100% | 0% | 4.612% | 100%
1916 | 0% | 4.034% | 86.5% | 0% | 100% | 100% | 100% | 0% | 4.034% | 100%
1917 | 0% | 5.143% | 86.5% | 0% | 100% | 100% | 100% | 0% | 5.143% | 100%
1918 | 0% | 5.117% | 86.5% | 0% | 0% | 100% | 100% | 0% | 5.117% | 100%
1919 | 0% | 5.638% | 86.5% | 0% | 0% | 100% | 100% | 0% | 5.638% | 100%
1920 | 0% | 5.093% | 86.5% | 0% | 0% | 100% | 100% | 0% | 5.093% | 100%
1921 | 0% | 6.618% | 86.5% | 0% | 0% | 100% | 100% | 0% | 6.618% | 100%
1922 | 0% | 4.745% | 86.5% | 0% | 0% | 100% | 100% | 0% | 4.745% | 100%
1923 | 0% | 3.108% | 86.5% | 0% | 0% | 100% | 100% | 0% | 3.108% | 100%
1924 | 0% | 2.743% | 86.5% | 0% | 0% | 100% | 100% | 0% | 2.743% | 100%
1925 | 0% | 2.821% | 86.5% | 0% | 0% | 100% | 100% | 0% | 2.821% | 100%
1926 | 0% | 1.344% | 86.5% | 0% | 0% | 100% | 100% | 0% | 1.344% | 100%
1927 | 0% | 0% | 86.5% | 0% | 0% | 100% | 100% | 0% | 0% | 100%
1928 | 0% | 0% | 86.5% | 0% | 0% | 100% | 100% | 0% | 0% | 100%
1929 | 0% | 0% | 86.5% | 0% | 0% | 100% | 100% | 0% | 0% | 100%
1930 | 5.229% | 0.8356% | 86.5% | 0% | 0% | 100% | 100% | 5.229% | 0.8356% | 100%
1931 | 9.045% | 4.403% | 86.5% | 0% | 0% | 100% | 100% | 9.045% | 4.403% | 100%
1932 | 17.01% | 4.621% | 86.5% | 0% | 0% | 100% | 100% | 17.01% | 4.621% | 100%
1933 | 15.08% | 4.979% | 86.5% | 0% | 0% | 100% | 100% | 15.08% | 4.979% | 100%
1934 | 6.84% | 7.176% | 86.5% | 0% | 0% | 100% | 100% | 6.84% | 7.176% | 100%
1935 | 0% | 7.249% | 86.5% | 0% | 0% | 100% | 100% | 0% | 7.249% | 100%
1936 | 0% | 4.937% | 86.5% | 0% | 0% | 100% | 100% | 0% | 4.937% | 100%
1937 | 0% | 3.481% | 86.5% | 0% | 0% | 100% | 100% | 0% | 3.481% | 100%
1938 | 0% | 2.9% | 86.5% | 0% | 100% | 100% | 100% | 0% | 2.9% | 100%
1939 | 0% | 1.206% | 86.5% | 0% | 100% | 100% | 100% | 0% | 1.206% | 100%
1940 | 0% | 0.2356% | 86.5% | 0% | 100% | 100% | 100% | 0% | 0.2356% | 100%
1941 | 0% | 0.2378% | 86.5% | 0% | 100% | 100% | 100% | 0% | 0.2378% | 100%
1942 | 0% | 0.4193% | 86.5% | 0% | 0% | 100% | 100% | 0% | 0.4193% | 100%
1943 | 0% | 0.5617% | 86.5% | 0% | 0% | 100% | 100% | 0% | 0.5617% | 100%
1944 | 0% | 0% | 86.5% | 0% | 0% | 100% | 100% | 0% | 0% | 100%
1945 | 0% | 4.751% | 86.5% | 0% | 0% | 100% | 100% | 0% | 4.751% | 100%
1946 | 0% | 0% | 86.5% | 0% | 0% | 100% | 100% | 0% | 0% | 100%
1947 | 0% | 0% | 86.5% | 0% | 0% | 100% | 100% | 0% | 0% | 100%
1948 | 0% | 0% | 86.5% | 0% | 0% | 100% | 100% | 0% | 0% | 100%
1949 | 0% | 0% | 86.5% | 0% | 0% | 100% | 100% | 0% | 0% | 100%
1950 | 0% | 0% | 86.5% | 0% | 0% | 100% | 100% | 0% | 0% | 100%
1951 | 0% | 0% | 86.5% | 0% | 0% | 100% | 100% | 0% | 0% | 100%
1952 | 0% | 0% | 86.5% | 0% | 0% | 100% | 100% | 0% | 0% | 100%
1953 | 0% | 0% | 86.5% | 0% | 0% | 100% | 100% | 0% | 0% | 100%
1954 | 0% | 0% | 86.5% | 0% | 0% | 100% | 100% | 0% | 0% | 100%
1955 | 0% | 0% | 86.5% | 0% | 0% | 100% | 100% | 0% | 0% | 100%
1956 | 0% | 0.3416% | 86.5% | 0% | 0% | 100% | 100% | 0% | 0.3416% | 100%
1957 | 0% | 1.947% | 86.5% | 0% | 0% | 100% | 100% | 0% | 1.947% | 100%
1958 | 0% | 4.116% | 86.5% | 0% | 0% | 100% | 100% | 0% | 4.116% | 100%
1959 | 0% | 4.078% | 86.5% | 0% | 0% | 100% | 100% | 0% | 4.078% | 100%
1960 | 0% | 2.006% | 86.5% | 0% | 0% | 100% | 100% | 0% | 2.006% | 100%
1961 | 0% | 1.793% | 86.5% | 0% | 0% | 100% | 100% | 0% | 1.793% | 100%
1962 | 0% | 0% | 86.5% | 0% | 100% | 100% | 100% | 0% | 0% | 100%
1963 | 0% | 0% | 86.5% | 0% | 100% | 100% | 100% | 0% | 0% | 100%
1964 | 0% | 0% | 86.5% | 0% | 100% | 100% | 100% | 0% | 0% | 100%
1965 | 0% | 0% | 86.5% | 0% | 100% | 100% | 100% | 0% | 0% | 100%
1966 | 0% | 0% | 86.5% | 0% | 0% | 100% | 100% | 0% | 0% | 100%
1967 | 0% | 0% | 86.5% | 0% | 0% | 100% | 100% | 0% | 0% | 100%
1968 | 0% | 0% | 86.5% | 0% | 0% | 100% | 100% | 0% | 0% | 100%
1969 | 0% | 0% | 86.5% | 0% | 0% | 100% | 100% | 0% | 0% | 100%
1970 | 0% | 0% | 86.5% | 0% | 0% | 100% | 100% | 0% | 0% | 100%
1971 | 0% | 0% | 86.5% | 0% | 0% | 100% | 100% | 0% | 0% | 100%
1972 | 0% | 0% | 86.5% | 0% | 0% | 100% | 100% | 0% | 0% | 100%
1973 | 0% | 0% | 86.5% | 0% | 0% | 100% | 100% | 0% | 0% | 100%
1974 | 0% | 0% | 86.5% | 0% | 0% | 100% | 100% | 0% | 0% | 100%
1975 | 0% | 0% | 86.5% | 0% | 0% | 100% | 100% | 0% | 0% | 100%
1976 | 0% | 0% | 86.5% | 0% | 0% | 100% | 100% | 0% | 0% | 100%
1977 | 0% | 0% | 86.5% | 0% | 0% | 100% | 100% | 0% | 0% | 100%
1978 | 0% | 0% | 86.5% | 0% | 0% | 100% | 100% | 0% | 0% | 100%
1979 | 0% | 0.1307% | 86.5% | 0% | 0% | 100% | 100% | 0% | 0.1307% | 100%
1980 | 0% | 0.4298% | 86.5% | 0% | 0% | 100% | 100% | 0% | 0.4298% | 100%
1981 | 0% | 2.387% | 86.5% | 0% | 0% | 100% | 100% | 0% | 2.387% | 100%
1982 | 6.946% | 2.948% | 86.5% | 0% | 0% | 100% | 100% | 6.946% | 2.948% | 100%
1983 | 7.782% | 3.027% | 86.5% | 0% | 0% | 100% | 100% | 7.782% | 3.027% | 100%
1984 | 0.2658% | 2.561% | 86.5% | 0% | 0% | 100% | 100% | 0.2658% | 2.561% | 100%
1985 | 0% | 2.053% | 86.5% | 0% | 0% | 100% | 100% | 0% | 2.053% | 100%
1986 | 0% | 0% | 86.5% | 0% | 100% | 100% | 100% | 0% | 0% | 100%
1987 | 0% | 0% | 86.5% | 0% | 100% | 100% | 100% | 0% | 0% | 100%
1988 | 0% | 0% | 86.5% | 0% | 100% | 100% | 100% | 0% | 0% | 100%
1989 | 0% | 0% | 86.5% | 0% | 100% | 100% | 100% | 0% | 0% | 100%
1990 | 0% | 0% | 86.5% | 0% | 0% | 100% | 100% | 0% | 0% | 100%
1991 | 0% | 0% | 86.5% | 0% | 0% | 100% | 100% | 0% | 0% | 100%
1992 | 0% | 0% | 86.5% | 0% | 0% | 100% | 100% | 0% | 0% | 100%
1993 | 0% | 0% | 86.5% | 0% | 0% | 100% | 100% | 0% | 0% | 100%
1994 | 0% | 0% | 86.5% | 0% | 0% | 100% | 100% | 0% | 0% | 100%
1995 | 0% | 0% | 86.5% | 0% | 0% | 100% | 100% | 0% | 0% | 100%
1996 | 0% | 0% | 86.5% | 0% | 0% | 100% | 100% | 0% | 0% | 100%
1997 | 0% | 0% | 86.5% | 0% | 0% | 100% | 100% | 0% | 0% | 100%
1998 | 0% | 0% | 86.5% | 0% | 0% | 100% | 100% | 0% | 0% | 100%
1999 | 0% | 0% | 86.5% | 0% | 0% | 100% | 100% | 0% | 0% | 100%
2000 | 0% | 0% | 86.5% | 0% | 0% | 100% | 100% | 0% | 0% | 100%
2001 | 0% | 0% | 86.5% | 0% | 0% | 100% | 100% | 0% | 0% | 100%
2002 | 2.103% | 0% | 86.5% | 0% | 0% | 100% | 100% | 2.103% | 0% | 100%
2003 | 0% | 0% | 86.5% | 0% | 0% | 100% | 100% | 0% | 0% | 100%
2004 | 0% | 0% | 86.5% | 0% | 0% | 100% | 100% | 0% | 0% | 100%
2005 | 2.739% | 1.48% | 86.5% | 0% | 0% | 100% | 100% | 2.739% | 1.48% | 100%
2006 | 12.08% | 1.725% | 86.5% | 0% | 0% | 100% | 100% | 12.08% | 1.725% | 100%
2007 | 21.63% | 1.767% | 86.5% | 0% | 0% | 100% | 100% | 21.63% | 1.767% | 100%
2008 | 11.86% | 0.8963% | 86.5% | 0% | 0% | 100% | 100% | 11.86% | 0.8963% | 100%
2009 | 2.157% | 1.189% | 86.5% | 0% | 0% | 100% | 100% | 2.157% | 1.189% | 100%
2010 | 0% | 0% | 86.5% | 0% | 100% | 100% | 100% | 0% | 0% | 100%
2011 | 0% | 0% | 86.5% | 0% | 100% | 100% | 100% | 0% | 0% | 100%
2012 | 0% | 0% | 86.5% | 0% | 100% | 100% | 100% | 0% | 0% | 100%
2013 | 0% | 0% | 86.5% | 0% | 100% | 100% | 100% | 0% | 0% | 100%
2014 | 0% | 0% | 86.5% | 0% | 0% | 100% | 100% | 0% | 0% | 100%
2015 | 0% | 0% | 86.5% | 0% | 0% | 100% | 100% | 0% | 0% | 100%
2016 | 0% | 0% | 86.5% | 0% | 0% | 100% | 100% | 0% | 0% | 100%
2017 | 0% | 0% | 86.5% | 0% | 0% | 100% | 100% | 0% | 0% | 100%
2018 | 0% | 0% | 86.5% | 0% | 0% | 100% | 100% | 0% | 0% | 100%
2019 | 0% | 0% | 86.5% | 0% | 0% | 100% | 100% | 0% | 0% | 100%
2020 | 0% | 0% | 86.5% | 0% | 0% | 100% | 100% | 0% | 0% | 100%
2021 | 0% | 0% | 86.5% | 0% | 0% | 100% | 100% | 0% | 0% | 100%
2022 | 0% | 0% | 86.5% | 0% | 0% | 100% | 100% | 0% | 0% | 100%
2023 | 0% | 0% | 86.5% | 0% | 0% | 100% | 100% | 0% | 0% | 100%
2024 | 0.6906% | 0% | 86.5% | 0% | 0% | 100% | 100% | 0.6906% | 0% | 100%
2025 | 14.28% | 0% | 86.5% | 0% | 0% | 100% | 100% | 14.28% | 0% | 100%
2026 | 27.23% | 0% | 86.5% | 0% | 0% | 100% | 100% | 27.23% | 0% | 100%
2027 | 23.21% | 0% | 86.5% | 0% | 0% | 100% | 100% | 23.21% | 0% | 100%
2028 | 21.79% | 0.1646% | 86.5% | 0% | 0% | 100% | 100% | 21.79% | 0.1646% | 100%
2029 | 25.07% | 4.835% | 86.5% | 0% | 0% | 100% | 100% | 25.07% | 4.835% | 100%
2030 | 31.03% | 4.733% | 86.5% | 0% | 0% | 100% | 100% | 31.03% | 4.733% | 100%
2031 | 31.84% | 4.78% | 86.5% | 0% | 0% | 100% | 100% | 31.84% | 4.78% | 100%
2032 | 22.02% | 3.035% | 86.5% | 0% | 0% | 100% | 100% | 22.02% | 3.035% | 100%
2033 | 9.099% | 2.687% | 86.5% | 0% | 0% | 100% | 100% | 9.099% | 2.687% | 100%
2034 | 0% | 1.801% | 86.5% | 0% | 100% | 100% | 100% | 0% | 1.801% | 100%
2035 | 0% | 0% | 86.5% | 0% | 100% | 100% | 100% | 0% | 0% | 100%
2036 | 0% | 0% | 86.5% | 0% | 100% | 100% | 100% | 0% | 0% | 100%
2037 | 0% | 0% | 86.5% | 0% | 100% | 100% | 100% | 0% | 0% | 100%
2038 | 0% | 0% | 86.5% | 0% | 0% | 100% | 100% | 0% | 0% | 100%
2039 | 0% | 0% | 86.5% | 0% | 0% | 100% | 100% | 0% | 0% | 100%
2040 | 0% | 0% | 86.5% | 0% | 0% | 100% | 100% | 0% | 0% | 100%
2041 | 0% | 0% | 86.5% | 0% | 0% | 100% | 100% | 0% | 0% | 100%
2042 | 0% | 0% | 86.5% | 0% | 0% | 100% | 100% | 0% | 0% | 100%
2043 | 0% | 0% | 86.5% | 0% | 0% | 100% | 100% | 0% | 0% | 100%
2044 | 0% | 0% | 86.5% | 0% | 0% | 100% | 100% | 0% | 0% | 100%
2045 | 0% | 0% | 86.5% | 0% | 0% | 100% | 100% | 0% | 0% | 100%
2046 | 0% | 0% | 86.5% | 0% | 0% | 100% | 100% | 0% | 0% | 100%
2047 | 0% | 0% | 86.5% | 0% | 0% | 100% | 100% | 0% | 0% | 100%
2048 | 0% | 0% | 86.5% | 0% | 0% | 100% | 100% | 0% | 0% | 100%
2049 | 11.81% | 0% | 86.5% | 0% | 0% | 100% | 100% | 11.81% | 0% | 100%
2050 | 24.6% | 0% | 86.5% | 0% | 0% | 100% | 100% | 24.6% | 0% | 100%
2051 | 25.35% | 0% | 86.5% | 0% | 0% | 100% | 100% | 25.35% | 0% | 100%
2052 | 27.25% | 0% | 86.5% | 0% | 0% | 100% | 100% | 27.25% | 0% | 100%
2053 | 33.41% | 0.8017% | 86.5% | 0% | 0% | 100% | 100% | 33.41% | 0.8017% | 100%
2054 | 40.18% | 0.868% | 86.5% | 0% | 0% | 100% | 100% | 40.18% | 0.868% | 100%
2055 | 40.39% | 1.146% | 86.5% | 0% | 0% | 100% | 100% | 40.39% | 1.146% | 100%
2056 | 25.45% | 0.1212% | 86.5% | 0% | 0% | 100% | 100% | 25.45% | 0.1212% | 100%
2057 | 9.83% | 0% | 86.5% | 0% | 0% | 100% | 100% | 9.83% | 0% | 100%
2058 | 0% | 0% | 86.5% | 0% | 100% | 100% | 100% | 0% | 0% | 100%
2059 | 0% | 0% | 86.5% | 0% | 100% | 100% | 100% | 0% | 0% | 100%
2060 | 0% | 0% | 86.5% | 0% | 100% | 100% | 100% | 0% | 0% | 100%
2061 | 0% | 0% | 86.5% | 0% | 100% | 100% | 100% | 0% | 0% | 100%
2062 | 0% | 0% | 86.5% | 0% | 0% | 100% | 100% | 0% | 0% | 100%
2063 | 0% | 0% | 86.5% | 0% | 0% | 100% | 100% | 0% | 0% | 100%
2064 | 0% | 0% | 86.5% | 0% | 0% | 100% | 100% | 0% | 0% | 100%
2065 | 0% | 0% | 86.5% | 0% | 0% | 100% | 100% | 0% | 0% | 100%
2066 | 0% | 0% | 86.5% | 0% | 0% | 100% | 100% | 0% | 0% | 100%
2067 | 0% | 0% | 86.5% | 0% | 0% | 100% | 100% | 0% | 0% | 100%
2068 | 0% | 0% | 86.5% | 0% | 0% | 100% | 100% | 0% | 0% | 100%
2069 | 0% | 0% | 86.5% | 0% | 0% | 100% | 100% | 0% | 0% | 100%
2070 | 0% | 0% | 86.5% | 0% | 0% | 100% | 100% | 0% | 0% | 100%
2071 | 0% | 0% | 86.5% | 0% | 0% | 100% | 100% | 0% | 0% | 100%
2072 | 0% | 0% | 86.5% | 0% | 0% | 100% | 100% | 0% | 0% | 100%
2073 | 4.837% | 0% | 86.5% | 0% | 0% | 100% | 100% | 4.837% | 0% | 100%
2074 | 19.82% | 0% | 86.5% | 0% | 0% | 100% | 100% | 19.82% | 0% | 100%
2075 | 26.38% | 0% | 86.5% | 0% | 0% | 100% | 100% | 26.38% | 0% | 100%
2076 | 24.94% | 0% | 86.5% | 0% | 0% | 100% | 100% | 24.94% | 0% | 100%
2077 | 33.59% | 2.087% | 86.5% | 0% | 0% | 100% | 100% | 33.59% | 2.087% | 100%
2078 | 39.71% | 1.877% | 86.5% | 0% | 0% | 100% | 100% | 39.71% | 1.877% | 100%
2079 | 33.13% | 1.524% | 86.5% | 0% | 0% | 100% | 100% | 33.13% | 1.524% | 100%
2080 | 16.77% | 1.21% | 86.5% | 0% | 0% | 100% | 100% | 16.77% | 1.21% | 100%
2081 | 5.137% | 0% | 86.5% | 0% | 0% | 100% | 100% | 5.137% | 0% | 100%
2082 | 0% | 0% | 86.5% | 0% | 100% | 100% | 100% | 0% | 0% | 100%
2083 | 0% | 0% | 86.5% | 0% | 100% | 100% | 100% | 0% | 0% | 100%
2084 | 0% | 0% | 86.5% | 0% | 100% | 100% | 100% | 0% | 0% | 100%
2085 | 0% | 0% | 86.5% | 0% | 100% | 100% | 100% | 0% | 0% | 100%
2086 | 0% | 0% | 86.5% | 0% | 0% | 100% | 100% | 0% | 0% | 100%
2087 | 0% | 0% | 86.5% | 0% | 0% | 100% | 100% | 0% | 0% | 100%
2088 | 0% | 0% | 86.5% | 0% | 0% | 100% | 100% | 0% | 0% | 100%
2089 | 0% | 0% | 86.5% | 0% | 0% | 100% | 100% | 0% | 0% | 100%
2090 | 0% | 0% | 86.5% | 0% | 0% | 100% | 100% | 0% | 0% | 100%
2091 | 0% | 0% | 86.5% | 0% | 0% | 100% | 100% | 0% | 0% | 100%
2092 | 0% | 0% | 86.5% | 0% | 0% | 100% | 100% | 0% | 0% | 100%
2093 | 0% | 0% | 86.5% | 0% | 0% | 100% | 100% | 0% | 0% | 100%
2094 | 0% | 0% | 86.5% | 0% | 0% | 100% | 100% | 0% | 0% | 100%
2095 | 0% | 0% | 86.5% | 0% | 0% | 100% | 100% | 0% | 0% | 100%
2096 | 0% | 0% | 86.5% | 0% | 0% | 100% | 100% | 0% | 0% | 100%
2097 | 5.753% | 0% | 86.5% | 0% | 0% | 100% | 100% | 5.753% | 0% | 100%
2098 | 19.91% | 0% | 86.5% | 0% | 0% | 100% | 100% | 19.91% | 0% | 100%
2099 | 31.2% | 0.009725% | 86.5% | 0% | 0% | 100% | 100% | 31.2% | 0.009725% | 100%
2100 | 30.63% | 1.701% | 86.5% | 0% | 0% | 100% | 100% | 30.63% | 1.701% | 100%
2101 | 35.66% | 2.894% | 86.5% | 0% | 0% | 100% | 100% | 35.66% | 2.894% | 100%
2102 | 40.9% | 3.037% | 86.5% | 0% | 0% | 100% | 100% | 40.9% | 3.037% | 100%
2103 | 35.52% | 2.296% | 86.5% | 0% | 0% | 100% | 100% | 35.52% | 2.296% | 100%
2104 | 18.55% | 2.048% | 86.5% | 0% | 0% | 100% | 100% | 18.55% | 2.048% | 100%
2105 | 6.006% | 0.426% | 86.5% | 0% | 0% | 100% | 100% | 6.006% | 0.426% | 100%
2106 | 0% | 0% | 86.5% | 0% | 100% | 100% | 100% | 0% | 0% | 100%
2107 | 0% | 0% | 86.5% | 0% | 100% | 100% | 100% | 0% | 0% | 100%
2108 | 0% | 0% | 86.5% | 0% | 100% | 100% | 100% | 0% | 0% | 100%
2109 | 0% | 0% | 86.5% | 0% | 100% | 100% | 100% | 0% | 0% | 100%
2110 | 0% | 0% | 86.5% | 0% | 0% | 100% | 100% | 0% | 0% | 100%
2111 | 0% | 0% | 86.5% | 0% | 0% | 100% | 100% | 0% | 0% | 100%
2112 | 0% | 0% | 86.5% | 0% | 0% | 100% | 100% | 0% | 0% | 100%
2113 | 0% | 0% | 86.5% | 0% | 0% | 100% | 100% | 0% | 0% | 100%
2114 | 0% | 0% | 86.5% | 0% | 0% | 100% | 100% | 0% | 0% | 100%
2115 | 0% | 0% | 86.5% | 0% | 0% | 100% | 100% | 0% | 0% | 100%
2116 | 0% | 0% | 86.5% | 0% | 0% | 100% | 100% | 0% | 0% | 100%
2117 | 0% | 0% | 86.5% | 0% | 0% | 100% | 100% | 0% | 0% | 100%
2118 | 0% | 0% | 86.5% | 0% | 0% | 100% | 100% | 0% | 0% | 100%
2119 | 0% | 0% | 86.5% | 0% | 0% | 100% | 100% | 0% | 0% | 100%
2120 | 0% | 0% | 86.5% | 0% | 0% | 100% | 100% | 0% | 0% | 100%
2121 | 8.315% | 0% | 86.5% | 0% | 0% | 100% | 100% | 8.315% | 0% | 100%
2122 | 19.34% | 0% | 86.5% | 0% | 0% | 100% | 100% | 19.34% | 0% | 100%
2123 | 24.56% | 0% | 86.5% | 0% | 0% | 100% | 100% | 24.56% | 0% | 100%
2124 | 18.35% | 4.518% | 86.5% | 0% | 0% | 100% | 100% | 18.35% | 4.518% | 100%
2125 | 15.96% | 5.323% | 86.5% | 0% | 0% | 100% | 100% | 15.96% | 5.323% | 100%
2126 | 26.96% | 5.664% | 86.5% | 0% | 0% | 100% | 100% | 26.96% | 5.664% | 100%
2127 | 29.55% | 4.2% | 86.5% | 0% | 0% | 100% | 100% | 29.55% | 4.2% | 100%
2128 | 17.05% | 3.317% | 86.5% | 0% | 0% | 100% | 100% | 17.05% | 3.317% | 100%
2129 | 4.075% | 2.485% | 86.5% | 0% | 0% | 100% | 100% | 4.075% | 2.485% | 100%
2130 | 0% | 0.8906% | 86.5% | 0% | 100% | 100% | 100% | 0% | 0.8906% | 100%
2131 | 0% | 0% | 86.5% | 0% | 100% | 100% | 100% | 0% | 0% | 100%
2132 | 0% | 0% | 86.5% | 0% | 100% | 100% | 100% | 0% | 0% | 100%
2133 | 0% | 0% | 86.5% | 0% | 100% | 100% | 100% | 0% | 0% | 100%
2134 | 0% | 0% | 86.5% | 0% | 0% | 100% | 100% | 0% | 0% | 100%
2135 | 0% | 0% | 86.5% | 0% | 0% | 100% | 100% | 0% | 0% | 100%
2136 | 0% | 0% | 86.5% | 0% | 0% | 100% | 100% | 0% | 0% | 100%
2137 | 0% | 0% | 100% | 0% | 0% | 100% | 100% | 0% | 0% | 100%
2138 | 0% | 0% | 100% | 0% | 0% | 100% | 100% | 0% | 0% | 100%
2139 | 0% | 0% | 100% | 0% | 0% | 100% | 100% | 0% | 0% | 100%
2140 | 0% | 0% | 100% | 0% | 0% | 100% | 100% | 0% | 0% | 100%
2141 | 0% | 0% | 100% | 0% | 0% | 100% | 100% | 0% | 0% | 100%
2142 | 0% | 0% | 100% | 0% | 0% | 100% | 100% | 0% | 0% | 100%
2143 | 0% | 0% | 100% | 0% | 0% | 100% | 100% | 0% | 0% | 100%
2144 | 0% | 0% | 100% | 0% | 0% | 100% | 100% | 0% | 0% | 100%
2145 | 11.04% | 0% | 100% | 0% | 0% | 100% | 100% | 11.04% | 0% | 100%
2146 | 18.06% | 0% | 100% | 0% | 0% | 100% | 100% | 18.06% | 0% | 100%
2147 | 17.78% | 0% | 100% | 0% | 0% | 100% | 100% | 17.78% | 0% | 100%
2148 | 14.96% | 1.734% | 100% | 0% | 0% | 100% | 100% | 14.96% | 1.734% | 100%
2149 | 15.64% | 2.411% | 100% | 0% | 0% | 100% | 100% | 15.64% | 2.411% | 100%
2150 | 28.62% | 2.734% | 100% | 0% | 0% | 100% | 100% | 28.62% | 2.734% | 100%
2151 | 36.03% | 1.694% | 100% | 0% | 0% | 100% | 100% | 36.03% | 1.694% | 100%
2152 | 24.52% | 2.608% | 100% | 0% | 0% | 100% | 100% | 24.52% | 2.608% | 100%
2153 | 6.365% | 1.442% | 100% | 0% | 0% | 100% | 100% | 6.365% | 1.442% | 100%
2154 | 0% | 0% | 100% | 0% | 100% | 100% | 100% | 0% | 0% | 100%
2155 | 0% | 0% | 100% | 0% | 100% | 100% | 100% | 0% | 0% | 100%
2156 | 0% | 0% | 100% | 0% | 100% | 100% | 100% | 0% | 0% | 100%
2157 | 0% | 0% | 100% | 0% | 100% | 100% | 100% | 0% | 0% | 100%
2158 | 0% | 0% | 100% | 0% | 0% | 100% | 100% | 0% | 0% | 100%
2159 | 0% | 0% | 100% | 0% | 0% | 100% | 100% | 0% | 0% | 100%
2160 | 0% | 0% | 100% | 0% | 0% | 100% | 100% | 0% | 0% | 100%
2161 | 0% | 0% | 86.5% | 0% | 0% | 100% | 100% | 0% | 0% | 100%
2162 | 0% | 0% | 86.5% | 0% | 0% | 100% | 100% | 0% | 0% | 100%
2163 | 0% | 0% | 86.5% | 0% | 0% | 100% | 100% | 0% | 0% | 100%
2164 | 0% | 0% | 86.5% | 0% | 0% | 100% | 100% | 0% | 0% | 100%
2165 | 0% | 0% | 86.5% | 0% | 0% | 100% | 100% | 0% | 0% | 100%
2166 | 0% | 0% | 86.5% | 0% | 0% | 100% | 100% | 0% | 0% | 100%
2167 | 0% | 0% | 86.5% | 0% | 0% | 100% | 100% | 0% | 0% | 100%
2168 | 0% | 0% | 86.5% | 0% | 0% | 100% | 100% | 0% | 0% | 100%
2169 | 1.174% | 0% | 86.5% | 0% | 0% | 100% | 100% | 1.174% | 0% | 100%
2170 | 9.064% | 0.09956% | 86.5% | 0% | 0% | 100% | 100% | 9.064% | 0.09956% | 100%
2171 | 4.461% | 0% | 86.5% | 0% | 0% | 100% | 100% | 4.461% | 0% | 100%
2172 | 4.298% | 2.571% | 86.5% | 0% | 0% | 100% | 100% | 4.298% | 2.571% | 100%
2173 | 5.829% | 1.69% | 86.5% | 0% | 0% | 100% | 100% | 5.829% | 1.69% | 100%
2174 | 12.33% | 1.832% | 86.5% | 0% | 0% | 100% | 100% | 12.33% | 1.832% | 100%
2175 | 13.68% | 2.823% | 86.5% | 0% | 0% | 100% | 100% | 13.68% | 2.823% | 100%
2176 | 9.439% | 2.333% | 86.5% | 0% | 0% | 100% | 100% | 9.439% | 2.333% | 100%
2177 | 0% | 2.399% | 86.5% | 0% | 0% | 100% | 100% | 0% | 2.399% | 100%
2178 | 0% | 0% | 86.5% | 0% | 100% | 100% | 100% | 0% | 0% | 100%
2179 | 0% | 0% | 86.5% | 0% | 100% | 100% | 100% | 0% | 0% | 100%
2180 | 0% | 0% | 86.5% | 0% | 100% | 100% | 100% | 0% | 0% | 100%
2181 | 0% | 0% | 86.5% | 0% | 100% | 100% | 100% | 0% | 0% | 100%
2182 | 0% | 0% | 86.5% | 0% | 0% | 100% | 100% | 0% | 0% | 100%
2183 | 0% | 0% | 86.5% | 0% | 0% | 100% | 100% | 0% | 0% | 100%
2184 | 0% | 0% | 86.5% | 0% | 0% | 100% | 100% | 0% | 0% | 100%
2185 | 0% | 0% | 86.5% | 0% | 0% | 100% | 100% | 0% | 0% | 100%
2186 | 0% | 0% | 86.5% | 0% | 0% | 100% | 100% | 0% | 0% | 100%
2187 | 0% | 0% | 86.5% | 0% | 0% | 100% | 100% | 0% | 0% | 100%
2188 | 0% | 0% | 86.5% | 0% | 0% | 100% | 100% | 0% | 0% | 100%
2189 | 0% | 0% | 86.5% | 0% | 0% | 100% | 100% | 0% | 0% | 100%
2190 | 0% | 0% | 86.5% | 0% | 0% | 100% | 100% | 0% | 0% | 100%
2191 | 0% | 0% | 86.5% | 0% | 0% | 100% | 100% | 0% | 0% | 100%
2192 | 0% | 0.01539% | 86.5% | 0% | 0% | 100% | 100% | 0% | 0.01539% | 100%
2193 | 0% | 0.8791% | 86.5% | 0% | 0% | 100% | 100% | 0% | 0.8791% | 100%
2194 | 5.93% | 3.024% | 86.5% | 0% | 0% | 100% | 100% | 5.93% | 3.024% | 100%
2195 | 7.008% | 3.215% | 86.5% | 0% | 0% | 100% | 100% | 7.008% | 3.215% | 100%
2196 | 13.14% | 4.804% | 86.5% | 0% | 0% | 100% | 100% | 13.14% | 4.804% | 100%
2197 | 14.1% | 4.838% | 86.5% | 0% | 0% | 100% | 100% | 14.1% | 4.838% | 100%
2198 | 11.35% | 5.381% | 86.5% | 0% | 0% | 100% | 100% | 11.35% | 5.381% | 100%
2199 | 5.075% | 7.302% | 86.5% | 0% | 0% | 100% | 100% | 5.075% | 7.302% | 100%
2200 | 9.487% | 7.08% | 86.5% | 0% | 0% | 100% | 100% | 9.487% | 7.08% | 100%
2201 | 0% | 6.122% | 86.5% | 0% | 0% | 100% | 100% | 0% | 6.122% | 100%
2202 | 0% | 2.515% | 86.5% | 0% | 100% | 100% | 100% | 0% | 2.515% | 100%
2203 | 0% | 1.024% | 86.5% | 0% | 100% | 100% | 100% | 0% | 1.024% | 100%
2204 | 0% | 1.815% | 86.5% | 0% | 100% | 100% | 100% | 0% | 1.815% | 100%
2205 | 0% | 3.097% | 86.5% | 0% | 100% | 100% | 100% | 0% | 3.097% | 100%
2206 | 0% | 1.452% | 86.5% | 0% | 0% | 100% | 100% | 0% | 1.452% | 100%
2207 | 0% | 1.115% | 86.5% | 0% | 0% | 100% | 100% | 0% | 1.115% | 100%
2208 | 0% | 0.7246% | 86.5% | 0% | 0% | 100% | 100% | 0% | 0.7246% | 100%
2209 | 0% | 0.4628% | 86.5% | 0% | 0% | 100% | 100% | 0% | 0.4628% | 100%
2210 | 0% | 0.5597% | 86.5% | 0% | 0% | 100% | 100% | 0% | 0.5597% | 100%
2211 | 0% | 0% | 86.5% | 0% | 0% | 100% | 100% | 0% | 0% | 100%
2212 | 0% | 0% | 86.5% | 0% | 0% | 100% | 100% | 0% | 0% | 100%
2213 | 0% | 0% | 86.5% | 0% | 0% | 100% | 100% | 0% | 0% | 100%
2214 | 0% | 0% | 86.5% | 0% | 0% | 100% | 100% | 0% | 0% | 100%
2215 | 0% | 0% | 86.5% | 0% | 0% | 100% | 100% | 0% | 0% | 100%
2216 | 0% | 2.024% | 86.5% | 0% | 0% | 100% | 100% | 0% | 2.024% | 100%
2217 | 0% | 5.378% | 86.5% | 0% | 0% | 100% | 100% | 0% | 5.378% | 100%
2218 | 7.701% | 7.949% | 86.5% | 0% | 0% | 100% | 100% | 7.701% | 7.949% | 100%
2219 | 9.679% | 8.887% | 86.5% | 0% | 0% | 100% | 100% | 9.679% | 8.887% | 100%
2220 | 14.53% | 9.614% | 86.5% | 0% | 0% | 100% | 100% | 14.53% | 9.614% | 100%
2221 | 10.63% | 6.734% | 86.5% | 0% | 0% | 100% | 100% | 10.63% | 6.734% | 100%
2222 | 9.416% | 8.129% | 86.5% | 0% | 0% | 100% | 100% | 9.416% | 8.129% | 100%
2223 | 1.967% | 9.47% | 86.5% | 0% | 0% | 100% | 100% | 1.967% | 9.47% | 100%
2224 | 5.504% | 7.256% | 86.5% | 0% | 0% | 100% | 100% | 5.504% | 7.256% | 100%
2225 | 0% | 5.158% | 86.5% | 0% | 0% | 100% | 100% | 0% | 5.158% | 100%
2226 | 0% | 2.835% | 86.5% | 0% | 100% | 100% | 100% | 0% | 2.835% | 100%
2227 | 0% | 1.472% | 86.5% | 0% | 100% | 100% | 100% | 0% | 1.472% | 100%
2228 | 0% | 2.801% | 86.5% | 0% | 100% | 100% | 100% | 0% | 2.801% | 100%
2229 | 0% | 4.163% | 86.5% | 0% | 100% | 100% | 100% | 0% | 4.163% | 100%
2230 | 0% | 1.626% | 86.5% | 0% | 0% | 100% | 100% | 0% | 1.626% | 100%
2231 | 0% | 0.3975% | 86.5% | 0% | 0% | 100% | 100% | 0% | 0.3975% | 100%
2232 | 0% | 0% | 86.5% | 0% | 0% | 100% | 100% | 0% | 0% | 100%
2233 | 0% | 2.521% | 86.5% | 0% | 0% | 100% | 100% | 0% | 2.521% | 100%
2234 | 0% | 0% | 86.5% | 0% | 0% | 100% | 100% | 0% | 0% | 100%
2235 | 0% | 0% | 86.5% | 0% | 0% | 100% | 100% | 0% | 0% | 100%
2236 | 0% | 0% | 86.5% | 0% | 0% | 100% | 100% | 0% | 0% | 100%
2237 | 0% | 0% | 86.5% | 0% | 0% | 100% | 100% | 0% | 0% | 100%
2238 | 0% | 0% | 86.5% | 0% | 0% | 100% | 100% | 0% | 0% | 100%
2239 | 0% | 0% | 86.5% | 0% | 0% | 100% | 100% | 0% | 0% | 100%
2240 | 0% | 0% | 86.5% | 0% | 0% | 100% | 100% | 0% | 0% | 100%
2241 | 1.348% | 0.1524% | 86.5% | 0% | 0% | 100% | 100% | 1.348% | 0.1524% | 100%
2242 | 12.14% | 1.32% | 86.5% | 0% | 0% | 100% | 100% | 12.14% | 1.32% | 100%
2243 | 18.16% | 3.247% | 86.5% | 0% | 0% | 100% | 100% | 18.16% | 3.247% | 100%
2244 | 21.26% | 4.472% | 86.5% | 0% | 0% | 100% | 100% | 21.26% | 4.472% | 100%
2245 | 23.35% | 2.557% | 86.5% | 0% | 0% | 100% | 100% | 23.35% | 2.557% | 100%
2246 | 25.72% | 4.546% | 86.5% | 0% | 0% | 100% | 100% | 25.72% | 4.546% | 100%
2247 | 16.87% | 7.049% | 86.5% | 0% | 0% | 100% | 100% | 16.87% | 7.049% | 100%
2248 | 14.14% | 8.304% | 86.5% | 0% | 0% | 100% | 100% | 14.14% | 8.304% | 100%
2249 | 0% | 4.776% | 86.5% | 0% | 0% | 100% | 100% | 0% | 4.776% | 100%
2250 | 0% | 3.042% | 86.5% | 0% | 100% | 100% | 100% | 0% | 3.042% | 100%
2251 | 0% | 0.7654% | 86.5% | 0% | 100% | 100% | 100% | 0% | 0.7654% | 100%
2252 | 0% | 2.758% | 86.5% | 0% | 100% | 100% | 100% | 0% | 2.758% | 100%
2253 | 0% | 3.089% | 86.5% | 0% | 100% | 100% | 100% | 0% | 3.089% | 100%
2254 | 0% | 1.428% | 86.5% | 0% | 0% | 100% | 100% | 0% | 1.428% | 100%
2255 | 0% | 0.9163% | 86.5% | 0% | 0% | 100% | 100% | 0% | 0.9163% | 100%
2256 | 0% | 1.184% | 86.5% | 0% | 0% | 100% | 100% | 0% | 1.184% | 100%
2257 | 0% | 0% | 86.5% | 0% | 0% | 100% | 100% | 0% | 0% | 100%
2258 | 0% | 0% | 86.5% | 0% | 0% | 100% | 100% | 0% | 0% | 100%
2259 | 0% | 0% | 86.5% | 0% | 0% | 100% | 100% | 0% | 0% | 100%
2260 | 0% | 0% | 86.5% | 0% | 0% | 100% | 100% | 0% | 0% | 100%
2261 | 0% | 0% | 86.5% | 0% | 0% | 100% | 100% | 0% | 0% | 100%
2262 | 0% | 0% | 86.5% | 0% | 0% | 100% | 100% | 0% | 0% | 100%
2263 | 0% | 0% | 86.5% | 0% | 0% | 100% | 100% | 0% | 0% | 100%
2264 | 0% | 0% | 86.5% | 0% | 0% | 100% | 100% | 0% | 0% | 100%
2265 | 7.536% | 1.43% | 86.5% | 0% | 0% | 100% | 100% | 7.536% | 1.43% | 100%
2266 | 21.66% | 2.463% | 86.5% | 0% | 0% | 100% | 100% | 21.66% | 2.463% | 100%
2267 | 24.18% | 3.419% | 86.5% | 0% | 0% | 100% | 100% | 24.18% | 3.419% | 100%
2268 | 33.35% | 4.453% | 86.5% | 0% | 0% | 100% | 100% | 33.35% | 4.453% | 100%
2269 | 34.63% | 1.662% | 86.5% | 0% | 0% | 100% | 100% | 34.63% | 1.662% | 100%
2270 | 35.89% | 3.845% | 86.5% | 0% | 0% | 100% | 100% | 35.89% | 3.845% | 100%
2271 | 31.18% | 9.202% | 86.5% | 0% | 0% | 100% | 100% | 31.18% | 9.202% | 100%
2272 | 19.49% | 11.16% | 86.5% | 0% | 0% | 100% | 100% | 19.49% | 11.16% | 100%
2273 | 2.424% | 5.03% | 86.5% | 0% | 0% | 100% | 100% | 2.424% | 5.03% | 100%
2274 | 0% | 3.963% | 86.5% | 0% | 100% | 100% | 100% | 0% | 3.963% | 100%
2275 | 0% | 0.8127% | 86.5% | 0% | 100% | 100% | 100% | 0% | 0.8127% | 100%
2276 | 0% | 3.694% | 86.5% | 0% | 100% | 100% | 100% | 0% | 3.694% | 100%
2277 | 0% | 3.759% | 86.5% | 0% | 100% | 100% | 100% | 0% | 3.759% | 100%
2278 | 0% | 3.057% | 86.5% | 0% | 0% | 100% | 100% | 0% | 3.057% | 100%
2279 | 0% | 2.611% | 86.5% | 0% | 0% | 100% | 100% | 0% | 2.611% | 100%
2280 | 0% | 4.166% | 86.5% | 0% | 0% | 100% | 100% | 0% | 4.166% | 100%
2281 | 0% | 0% | 86.5% | 0% | 0% | 100% | 100% | 0% | 0% | 100%
2282 | 0% | 0.03478% | 86.5% | 0% | 0% | 100% | 100% | 0% | 0.03478% | 100%
2283 | 0% | 0% | 86.5% | 0% | 0% | 100% | 100% | 0% | 0% | 100%
2284 | 0% | 0% | 86.5% | 0% | 0% | 100% | 100% | 0% | 0% | 100%
2285 | 0% | 0% | 86.5% | 0% | 0% | 100% | 100% | 0% | 0% | 100%
2286 | 0% | 0% | 86.5% | 0% | 0% | 100% | 100% | 0% | 0% | 100%
2287 | 0% | 0% | 86.5% | 0% | 0% | 100% | 100% | 0% | 0% | 100%
2288 | 0% | 0% | 86.5% | 0% | 0% | 100% | 100% | 0% | 0% | 100%
2289 | 0.4414% | 0% | 86.5% | 0% | 0% | 100% | 100% | 0.4414% | 0% | 100%
2290 | 11.73% | 1.032% | 86.5% | 0% | 0% | 100% | 100% | 11.73% | 1.032% | 100%
2291 | 15.05% | 3.207% | 86.5% | 0% | 0% | 100% | 100% | 15.05% | 3.207% | 100%
2292 | 27.71% | 5.113% | 86.5% | 0% | 0% | 100% | 100% | 27.71% | 5.113% | 100%
2293 | 32.13% | 5.457% | 86.5% | 0% | 0% | 100% | 100% | 32.13% | 5.457% | 100%
2294 | 22.6% | 6.626% | 86.5% | 0% | 0% | 100% | 100% | 22.6% | 6.626% | 100%
2295 | 14.14% | 11.28% | 86.5% | 0% | 0% | 100% | 100% | 14.14% | 11.28% | 100%
2296 | 6.267% | 11.37% | 86.5% | 0% | 0% | 100% | 100% | 6.267% | 11.37% | 100%
2297 | 0% | 6.603% | 86.5% | 0% | 0% | 100% | 100% | 0% | 6.603% | 100%
2298 | 0% | 4.827% | 86.5% | 0% | 100% | 100% | 100% | 0% | 4.827% | 100%
2299 | 0% | 1.311% | 86.5% | 0% | 100% | 100% | 100% | 0% | 1.311% | 100%
2300 | 0% | 3.214% | 86.5% | 0% | 100% | 100% | 100% | 0% | 3.214% | 100%
2301 | 0% | 4.233% | 86.5% | 0% | 100% | 100% | 100% | 0% | 4.233% | 100%
2302 | 0% | 3.661% | 86.5% | 0% | 0% | 100% | 100% | 0% | 3.661% | 100%
2303 | 0% | 3.476% | 86.5% | 0% | 0% | 100% | 100% | 0% | 3.476% | 100%
2304 | 0% | 6.74% | 86.5% | 0% | 0% | 100% | 100% | 0% | 6.74% | 100%
2305 | 0% | 2.417% | 86.5% | 0% | 0% | 100% | 100% | 0% | 2.417% | 100%
2306 | 0% | 2.453% | 86.5% | 0% | 0% | 100% | 100% | 0% | 2.453% | 100%
2307 | 0% | 1.494% | 86.5% | 0% | 0% | 100% | 100% | 0% | 1.494% | 100%
2308 | 0% | 0% | 86.5% | 0% | 0% | 100% | 100% | 0% | 0% | 100%
2309 | 0% | 0.3882% | 86.5% | 0% | 0% | 100% | 100% | 0% | 0.3882% | 100%
2310 | 0% | 0% | 86.5% | 0% | 0% | 100% | 100% | 0% | 0% | 100%
2311 | 0% | 0% | 86.5% | 0% | 0% | 100% | 100% | 0% | 0% | 100%
2312 | 0% | 0.02773% | 86.5% | 0% | 0% | 100% | 100% | 0% | 0.02773% | 100%
2313 | 0% | 2.232% | 86.5% | 0% | 0% | 100% | 100% | 0% | 2.232% | 100%
2314 | 8.321% | 4.909% | 86.5% | 0% | 0% | 100% | 100% | 8.321% | 4.909% | 100%
2315 | 15.72% | 7.739% | 86.5% | 0% | 0% | 100% | 100% | 15.72% | 7.739% | 100%
2316 | 23.4% | 10.95% | 86.5% | 0% | 0% | 100% | 100% | 23.4% | 10.95% | 100%
2317 | 19.18% | 13.07% | 86.5% | 0% | 0% | 100% | 100% | 19.18% | 13.07% | 100%
2318 | 17.59% | 13.26% | 86.5% | 0% | 0% | 100% | 100% | 17.59% | 13.26% | 100%
2319 | 13.9% | 14.42% | 86.5% | 0% | 0% | 100% | 100% | 13.9% | 14.42% | 100%
2320 | 2.493% | 12.92% | 86.5% | 0% | 0% | 100% | 100% | 2.493% | 12.92% | 100%
2321 | 0% | 8.736% | 86.5% | 0% | 0% | 100% | 100% | 0% | 8.736% | 100%
2322 | 0% | 5.8% | 86.5% | 0% | 100% | 100% | 100% | 0% | 5.8% | 100%
2323 | 0% | 2.186% | 86.5% | 0% | 100% | 100% | 100% | 0% | 2.186% | 100%
2324 | 0% | 3.615% | 86.5% | 0% | 100% | 100% | 100% | 0% | 3.615% | 100%
2325 | 0% | 4.747% | 86.5% | 0% | 100% | 100% | 100% | 0% | 4.747% | 100%
2326 | 0% | 5.745% | 86.5% | 0% | 0% | 100% | 100% | 0% | 5.745% | 100%
2327 | 0% | 4.56% | 86.5% | 0% | 0% | 100% | 100% | 0% | 4.56% | 100%
2328 | 0% | 8.158% | 86.5% | 0% | 0% | 100% | 100% | 0% | 8.158% | 100%
2329 | 0% | 4.508% | 86.5% | 0% | 0% | 100% | 100% | 0% | 4.508% | 100%
2330 | 0% | 4.053% | 86.5% | 0% | 0% | 100% | 100% | 0% | 4.053% | 100%
2331 | 0% | 2.657% | 86.5% | 0% | 0% | 100% | 100% | 0% | 2.657% | 100%
2332 | 0% | 1.646% | 86.5% | 0% | 0% | 100% | 100% | 0% | 1.646% | 100%
2333 | 0% | 2.192% | 86.5% | 0% | 0% | 100% | 100% | 0% | 2.192% | 100%
2334 | 0% | 0.6261% | 86.5% | 0% | 0% | 100% | 100% | 0% | 0.6261% | 100%
2335 | 0% | 0.735% | 86.5% | 0% | 0% | 100% | 100% | 0% | 0.735% | 100%
2336 | 0% | 3.399% | 86.5% | 0% | 0% | 100% | 100% | 0% | 3.399% | 100%
2337 | 0% | 4.992% | 86.5% | 0% | 0% | 100% | 100% | 0% | 4.992% | 100%
2338 | 7.505% | 8.265% | 86.5% | 0% | 0% | 100% | 100% | 7.505% | 8.265% | 100%
2339 | 21.38% | 11.36% | 86.5% | 0% | 0% | 100% | 100% | 21.38% | 11.36% | 100%
2340 | 20.44% | 13.94% | 86.5% | 0% | 0% | 100% | 100% | 20.44% | 13.94% | 100%
2341 | 20.06% | 16.15% | 86.5% | 0% | 0% | 100% | 100% | 20.06% | 16.15% | 100%
2342 | 17.83% | 13.98% | 86.5% | 0% | 0% | 100% | 100% | 17.83% | 13.98% | 100%
2343 | 14.85% | 11.75% | 86.5% | 0% | 0% | 100% | 100% | 14.85% | 11.75% | 100%
2344 | 0% | 9.533% | 86.5% | 0% | 0% | 100% | 100% | 0% | 9.533% | 100%
2345 | 0% | 9.639% | 86.5% | 0% | 0% | 100% | 100% | 0% | 9.639% | 100%
2346 | 0% | 6.643% | 86.5% | 0% | 100% | 100% | 100% | 0% | 6.643% | 100%
2347 | 0% | 1.733% | 86.5% | 0% | 100% | 100% | 100% | 0% | 1.733% | 100%
2348 | 0% | 0.6497% | 86.5% | 0% | 100% | 100% | 100% | 0% | 0.6497% | 100%
2349 | 0% | 3.178% | 86.5% | 0% | 100% | 100% | 100% | 0% | 3.178% | 100%
2350 | 0% | 4.902% | 86.5% | 0% | 0% | 100% | 100% | 0% | 4.902% | 100%
2351 | 0% | 3.691% | 86.5% | 0% | 0% | 100% | 100% | 0% | 3.691% | 100%
2352 | 0% | 6.437% | 86.5% | 0% | 0% | 100% | 100% | 0% | 6.437% | 100%
2353 | 0% | 6.401% | 86.5% | 0% | 0% | 100% | 100% | 0% | 6.401% | 100%
2354 | 0% | 0.436% | 86.5% | 0% | 0% | 100% | 100% | 0% | 0.436% | 100%
2355 | 0% | 0% | 86.5% | 0% | 0% | 100% | 100% | 0% | 0% | 100%
2356 | 0% | 0% | 86.5% | 0% | 0% | 100% | 100% | 0% | 0% | 100%
2357 | 0% | 0% | 86.5% | 0% | 0% | 100% | 100% | 0% | 0% | 100%
2358 | 0% | 0% | 86.5% | 0% | 0% | 100% | 100% | 0% | 0% | 100%
2359 | 0% | 0% | 86.5% | 0% | 0% | 100% | 100% | 0% | 0% | 100%
2360 | 0% | 0% | 86.5% | 0% | 0% | 100% | 100% | 0% | 0% | 100%
2361 | 5.917% | 2.184% | 86.5% | 0% | 0% | 100% | 100% | 5.917% | 2.184% | 100%
2362 | 19.08% | 4.736% | 86.5% | 0% | 0% | 100% | 100% | 19.08% | 4.736% | 100%
2363 | 33.4% | 6.541% | 86.5% | 0% | 0% | 100% | 100% | 33.4% | 6.541% | 100%
2364 | 27.23% | 9.216% | 86.5% | 0% | 0% | 100% | 100% | 27.23% | 9.216% | 100%
2365 | 19.67% | 13.25% | 86.5% | 0% | 0% | 100% | 100% | 19.67% | 13.25% | 100%
2366 | 29.18% | 13.05% | 86.5% | 0% | 0% | 100% | 100% | 29.18% | 13.05% | 100%
2367 | 22.23% | 12.44% | 86.5% | 0% | 0% | 100% | 100% | 22.23% | 12.44% | 100%
2368 | 2.284% | 12.07% | 86.5% | 0% | 0% | 100% | 100% | 2.284% | 12.07% | 100%
2369 | 0.7514% | 12.48% | 86.5% | 0% | 0% | 100% | 100% | 0.7514% | 12.48% | 100%
2370 | 0% | 9.971% | 86.5% | 0% | 100% | 100% | 100% | 0% | 9.971% | 100%
2371 | 0% | 5.479% | 86.5% | 0% | 100% | 100% | 100% | 0% | 5.479% | 100%
2372 | 0% | 5.182% | 86.5% | 0% | 100% | 100% | 100% | 0% | 5.182% | 100%
2373 | 0% | 5.512% | 86.5% | 0% | 100% | 100% | 100% | 0% | 5.512% | 100%
2374 | 0% | 10.63% | 86.5% | 0% | 0% | 100% | 100% | 0% | 10.63% | 100%
2375 | 0% | 9.519% | 86.5% | 0% | 0% | 100% | 100% | 0% | 9.519% | 100%
2376 | 0% | 9.578% | 86.5% | 0% | 0% | 100% | 100% | 0% | 9.578% | 100%
2377 | 0% | 3.55% | 86.5% | 0% | 0% | 100% | 100% | 0% | 3.55% | 100%
2378 | 0% | 1.529% | 86.5% | 0% | 0% | 100% | 100% | 0% | 1.529% | 100%
2379 | 0% | 0% | 86.5% | 0% | 0% | 100% | 100% | 0% | 0% | 100%
2380 | 0% | 0% | 86.5% | 0% | 0% | 100% | 100% | 0% | 0% | 100%
2381 | 0% | 0% | 86.5% | 0% | 0% | 100% | 100% | 0% | 0% | 100%
2382 | 0% | 0.4626% | 86.5% | 0% | 0% | 100% | 100% | 0% | 0.4626% | 100%
2383 | 0% | 1.439% | 86.5% | 0% | 0% | 100% | 100% | 0% | 1.439% | 100%
2384 | 0.1709% | 3.02% | 86.5% | 0% | 0% | 100% | 100% | 0.1709% | 3.02% | 100%
2385 | 14.67% | 4.264% | 86.5% | 0% | 0% | 100% | 100% | 14.67% | 4.264% | 100%
2386 | 28.58% | 6.55% | 86.5% | 0% | 0% | 100% | 100% | 28.58% | 6.55% | 100%
2387 | 35.11% | 9.169% | 86.5% | 0% | 0% | 100% | 100% | 35.11% | 9.169% | 100%
2388 | 36.42% | 10.67% | 86.5% | 0% | 0% | 100% | 100% | 36.42% | 10.67% | 100%
2389 | 32.32% | 14.32% | 86.5% | 0% | 0% | 100% | 100% | 32.32% | 14.32% | 100%
2390 | 34.2% | 13.78% | 86.5% | 0% | 0% | 100% | 100% | 34.2% | 13.78% | 100%
2391 | 20.13% | 12.12% | 86.5% | 0% | 0% | 100% | 100% | 20.13% | 12.12% | 100%
2392 | 9.454% | 12.61% | 86.5% | 0% | 0% | 100% | 100% | 9.454% | 12.61% | 100%
2393 | 2.496% | 15.24% | 86.5% | 0% | 0% | 100% | 100% | 2.496% | 15.24% | 100%
2394 | 0% | 14.98% | 86.5% | 0% | 100% | 100% | 100% | 0% | 14.98% | 100%
2395 | 0% | 11.59% | 86.5% | 0% | 100% | 100% | 100% | 0% | 11.59% | 100%
2396 | 0% | 8.45% | 86.5% | 0% | 100% | 100% | 100% | 0% | 8.45% | 100%
2397 | 0% | 6.292% | 86.5% | 0% | 100% | 100% | 100% | 0% | 6.292% | 100%
2398 | 0% | 10.18% | 86.5% | 0% | 0% | 100% | 100% | 0% | 10.18% | 100%
2399 | 0% | 8.925% | 86.5% | 0% | 0% | 100% | 100% | 0% | 8.925% | 100%
2400 | 0% | 7.083% | 86.5% | 0% | 0% | 100% | 100% | 0% | 7.083% | 100%
2401 | 0% | 6.63% | 86.5% | 0% | 0% | 100% | 100% | 0% | 6.63% | 100%
2402 | 0% | 1.052% | 86.5% | 0% | 0% | 100% | 100% | 0% | 1.052% | 100%
2403 | 0% | 0.3278% | 86.5% | 0% | 0% | 100% | 100% | 0% | 0.3278% | 100%
2404 | 0% | 0.4514% | 86.5% | 0% | 0% | 100% | 100% | 0% | 0.4514% | 100%
2405 | 0% | 0.6728% | 86.5% | 0% | 0% | 100% | 100% | 0% | 0.6728% | 100%
2406 | 0% | 2.201% | 86.5% | 0% | 0% | 100% | 100% | 0% | 2.201% | 100%
2407 | 0% | 3.078% | 86.5% | 0% | 0% | 100% | 100% | 0% | 3.078% | 100%
2408 | 0% | 3.464% | 86.5% | 0% | 0% | 100% | 100% | 0% | 3.464% | 100%
2409 | 9.868% | 4.822% | 86.5% | 0% | 0% | 100% | 100% | 9.868% | 4.822% | 100%
2410 | 26.86% | 7.837% | 86.5% | 0% | 0% | 100% | 100% | 26.86% | 7.837% | 100%
2411 | 27.84% | 9.762% | 86.5% | 0% | 0% | 100% | 100% | 27.84% | 9.762% | 100%
2412 | 29.74% | 11.48% | 86.5% | 0% | 0% | 100% | 100% | 29.74% | 11.48% | 100%
2413 | 24.55% | 15.14% | 86.5% | 0% | 0% | 100% | 100% | 24.55% | 15.14% | 100%
2414 | 34.48% | 16.34% | 86.5% | 0% | 0% | 100% | 100% | 34.48% | 16.34% | 100%
2415 | 17.58% | 15.51% | 86.5% | 0% | 0% | 100% | 100% | 17.58% | 15.51% | 100%
2416 | 13.42% | 15.36% | 86.5% | 0% | 0% | 100% | 100% | 13.42% | 15.36% | 100%
2417 | 0% | 16.75% | 86.5% | 0% | 0% | 100% | 100% | 0% | 16.75% | 100%
2418 | 0% | 15.8% | 86.5% | 0% | 100% | 100% | 100% | 0% | 15.8% | 100%
2419 | 0% | 12.75% | 86.5% | 0% | 100% | 100% | 100% | 0% | 12.75% | 100%
2420 | 0% | 12.41% | 86.5% | 0% | 100% | 100% | 100% | 0% | 12.41% | 100%
2421 | 0% | 9.527% | 86.5% | 0% | 100% | 100% | 100% | 0% | 9.527% | 100%
2422 | 0% | 11.72% | 86.5% | 0% | 0% | 100% | 100% | 0% | 11.72% | 100%
2423 | 0% | 8.817% | 86.5% | 0% | 0% | 100% | 100% | 0% | 8.817% | 100%
2424 | 0% | 5.316% | 86.5% | 0% | 0% | 100% | 100% | 0% | 5.316% | 100%
2425 | 0% | 6.366% | 86.5% | 0% | 0% | 100% | 100% | 0% | 6.366% | 100%
2426 | 0% | 1.815% | 86.5% | 0% | 0% | 100% | 100% | 0% | 1.815% | 100%
2427 | 0% | 1.62% | 86.5% | 0% | 0% | 100% | 100% | 0% | 1.62% | 100%
2428 | 0% | 1.003% | 86.5% | 0% | 0% | 100% | 100% | 0% | 1.003% | 100%
2429 | 0% | 2.742% | 86.5% | 0% | 0% | 100% | 100% | 0% | 2.742% | 100%
2430 | 0% | 4.473% | 86.5% | 0% | 0% | 100% | 100% | 0% | 4.473% | 100%
2431 | 0% | 6.449% | 86.5% | 0% | 0% | 100% | 100% | 0% | 6.449% | 100%
2432 | 0% | 8.405% | 86.5% | 0% | 0% | 100% | 100% | 0% | 8.405% | 100%
2433 | 9.473% | 10.23% | 86.5% | 0% | 0% | 100% | 100% | 9.473% | 10.23% | 100%
2434 | 27% | 14.96% | 86.5% | 0% | 0% | 100% | 100% | 27% | 14.96% | 100%
2435 | 31.29% | 15.75% | 86.5% | 0% | 0% | 100% | 100% | 31.29% | 15.75% | 100%
2436 | 29.96% | 17.74% | 86.5% | 0% | 0% | 100% | 100% | 29.96% | 17.74% | 100%
2437 | 32.63% | 18.51% | 86.5% | 0% | 0% | 100% | 100% | 32.63% | 18.51% | 100%
2438 | 33.33% | 18.64% | 86.5% | 0% | 0% | 100% | 100% | 33.33% | 18.64% | 100%
2439 | 21.06% | 18.49% | 86.5% | 0% | 0% | 100% | 100% | 21.06% | 18.49% | 100%
2440 | 14.18% | 15.94% | 86.5% | 0% | 0% | 100% | 100% | 14.18% | 15.94% | 100%
2441 | 0% | 17.3% | 86.5% | 0% | 0% | 100% | 100% | 0% | 17.3% | 100%
2442 | 0% | 15.36% | 86.5% | 0% | 100% | 100% | 100% | 0% | 15.36% | 100%
2443 | 0% | 12.6% | 86.5% | 0% | 100% | 100% | 100% | 0% | 12.6% | 100%
2444 | 0% | 11.37% | 86.5% | 0% | 100% | 100% | 100% | 0% | 11.37% | 100%
2445 | 0% | 7.783% | 86.5% | 0% | 100% | 100% | 100% | 0% | 7.783% | 100%
2446 | 0% | 7.056% | 86.5% | 0% | 0% | 100% | 100% | 0% | 7.056% | 100%
2447 | 0% | 6.478% | 86.5% | 0% | 0% | 100% | 100% | 0% | 6.478% | 100%
2448 | 0% | 5.942% | 86.5% | 0% | 0% | 100% | 100% | 0% | 5.942% | 100%
2449 | 0% | 5.118% | 86.5% | 0% | 0% | 100% | 100% | 0% | 5.118% | 100%
2450 | 0% | 3.397% | 86.5% | 0% | 0% | 100% | 100% | 0% | 3.397% | 100%
2451 | 0% | 2.86% | 86.5% | 0% | 0% | 100% | 100% | 0% | 2.86% | 100%
2452 | 0% | 2.609% | 86.5% | 0% | 0% | 100% | 100% | 0% | 2.609% | 100%
2453 | 0% | 4.299% | 86.5% | 0% | 0% | 100% | 100% | 0% | 4.299% | 100%
2454 | 0% | 6.521% | 86.5% | 0% | 0% | 100% | 100% | 0% | 6.521% | 100%
2455 | 0% | 8.482% | 86.5% | 0% | 0% | 100% | 100% | 0% | 8.482% | 100%
2456 | 0% | 9.796% | 86.5% | 0% | 0% | 100% | 100% | 0% | 9.796% | 100%
2457 | 5.202% | 11.58% | 86.5% | 0% | 0% | 100% | 100% | 5.202% | 11.58% | 100%
2458 | 27% | 15.95% | 86.5% | 0% | 0% | 100% | 100% | 27% | 15.95% | 100%
2459 | 31.16% | 17.27% | 86.5% | 0% | 0% | 100% | 100% | 31.16% | 17.27% | 100%
2460 | 24.3% | 18.66% | 86.5% | 0% | 0% | 100% | 100% | 24.3% | 18.66% | 100%
2461 | 14.22% | 19.11% | 86.5% | 0% | 0% | 100% | 100% | 14.22% | 19.11% | 100%
2462 | 17.99% | 20.72% | 86.5% | 0% | 0% | 100% | 100% | 17.99% | 20.72% | 100%
2463 | 18.1% | 21.87% | 86.5% | 0% | 0% | 100% | 100% | 18.1% | 21.87% | 100%
2464 | 4.61% | 18.03% | 86.5% | 0% | 0% | 100% | 100% | 4.61% | 18.03% | 100%
2465 | 0% | 17.88% | 86.5% | 0% | 0% | 100% | 100% | 0% | 17.88% | 100%
2466 | 0% | 15.56% | 86.5% | 0% | 100% | 100% | 100% | 0% | 15.56% | 100%
2467 | 0% | 11.39% | 86.5% | 0% | 100% | 100% | 100% | 0% | 11.39% | 100%
2468 | 0% | 12.28% | 86.5% | 0% | 100% | 100% | 100% | 0% | 12.28% | 100%
2469 | 0% | 11.84% | 86.5% | 0% | 100% | 100% | 100% | 0% | 11.84% | 100%
2470 | 0% | 11.48% | 86.5% | 0% | 0% | 100% | 100% | 0% | 11.48% | 100%
2471 | 0% | 13.35% | 86.5% | 0% | 0% | 100% | 100% | 0% | 13.35% | 100%
2472 | 0% | 12.71% | 86.5% | 0% | 0% | 100% | 100% | 0% | 12.71% | 100%
2473 | 0% | 7.461% | 86.5% | 0% | 0% | 100% | 100% | 0% | 7.461% | 100%
2474 | 0% | 7.653% | 86.5% | 0% | 0% | 100% | 100% | 0% | 7.653% | 100%
2475 | 0% | 4.477% | 86.5% | 0% | 0% | 100% | 100% | 0% | 4.477% | 100%
2476 | 0% | 4.359% | 86.5% | 0% | 0% | 100% | 100% | 0% | 4.359% | 100%
2477 | 0% | 3.281% | 86.5% | 0% | 0% | 100% | 100% | 0% | 3.281% | 100%
2478 | 0% | 3.605% | 86.5% | 0% | 0% | 100% | 100% | 0% | 3.605% | 100%
2479 | 0% | 7.544% | 86.5% | 0% | 0% | 100% | 100% | 0% | 7.544% | 100%
2480 | 0% | 9.688% | 86.5% | 0% | 0% | 100% | 100% | 0% | 9.688% | 100%
2481 | 7.424% | 10.08% | 86.5% | 0% | 0% | 100% | 100% | 7.424% | 10.08% | 100%
2482 | 27.93% | 15.49% | 86.5% | 0% | 0% | 100% | 100% | 27.93% | 15.49% | 100%
2483 | 31.77% | 17.18% | 86.5% | 0% | 0% | 100% | 100% | 31.77% | 17.18% | 100%
2484 | 27.76% | 19.22% | 86.5% | 0% | 0% | 100% | 100% | 27.76% | 19.22% | 100%
2485 | 16.74% | 20.46% | 86.5% | 0% | 0% | 100% | 100% | 16.74% | 20.46% | 100%
2486 | 21.3% | 21.43% | 86.5% | 0% | 0% | 100% | 100% | 21.3% | 21.43% | 100%
2487 | 17.94% | 20.63% | 86.5% | 0% | 0% | 100% | 100% | 17.94% | 20.63% | 100%
2488 | 4.339% | 18.59% | 86.5% | 0% | 0% | 100% | 100% | 4.339% | 18.59% | 100%
2489 | 0% | 17.33% | 86.5% | 0% | 0% | 100% | 100% | 0% | 17.33% | 100%
2490 | 0% | 16.04% | 86.5% | 0% | 100% | 100% | 100% | 0% | 16.04% | 100%
2491 | 0% | 13.8% | 86.5% | 0% | 100% | 100% | 100% | 0% | 13.8% | 100%
2492 | 0% | 13.47% | 86.5% | 0% | 100% | 100% | 100% | 0% | 13.47% | 100%
2493 | 0% | 10.72% | 86.5% | 0% | 100% | 100% | 100% | 0% | 10.72% | 100%
2494 | 0% | 10.22% | 86.5% | 0% | 0% | 100% | 100% | 0% | 10.22% | 100%
2495 | 0% | 14.45% | 86.5% | 0% | 0% | 100% | 100% | 0% | 14.45% | 100%
2496 | 0% | 14.64% | 86.5% | 0% | 0% | 100% | 100% | 0% | 14.64% | 100%
2497 | 0% | 11.65% | 86.5% | 0% | 0% | 100% | 100% | 0% | 11.65% | 100%
2498 | 0% | 7.578% | 86.5% | 0% | 0% | 100% | 100% | 0% | 7.578% | 100%
2499 | 0% | 3.814% | 86.5% | 0% | 0% | 100% | 100% | 0% | 3.814% | 100%
2500 | 0% | 4.252% | 86.5% | 0% | 0% | 100% | 100% | 0% | 4.252% | 100%
2501 | 0% | 1.978% | 86.5% | 0% | 0% | 100% | 100% | 0% | 1.978% | 100%
2502 | 0% | 0.7707% | 86.5% | 0% | 0% | 100% | 100% | 0% | 0.7707% | 100%
2503 | 0% | 3.676% | 86.5% | 0% | 0% | 100% | 100% | 0% | 3.676% | 100%
2504 | 0% | 3.776% | 86.5% | 0% | 0% | 100% | 100% | 0% | 3.776% | 100%
2505 | 7.074% | 3.773% | 86.5% | 0% | 0% | 100% | 100% | 7.074% | 3.773% | 100%
2506 | 25.26% | 7.298% | 86.5% | 0% | 0% | 100% | 100% | 25.26% | 7.298% | 100%
2507 | 20.11% | 10.52% | 86.5% | 0% | 0% | 100% | 100% | 20.11% | 10.52% | 100%
2508 | 21.63% | 12.4% | 86.5% | 0% | 0% | 100% | 100% | 21.63% | 12.4% | 100%
2509 | 13.4% | 14.23% | 86.5% | 0% | 0% | 100% | 100% | 13.4% | 14.23% | 100%
2510 | 16.1% | 15.12% | 86.5% | 0% | 0% | 100% | 100% | 16.1% | 15.12% | 100%
2511 | 16.78% | 14.36% | 86.5% | 0% | 0% | 100% | 100% | 16.78% | 14.36% | 100%
2512 | 7.154% | 15.5% | 86.5% | 0% | 0% | 100% | 100% | 7.154% | 15.5% | 100%
2513 | 0% | 15.24% | 86.5% | 0% | 0% | 100% | 100% | 0% | 15.24% | 100%
2514 | 0% | 14.65% | 86.5% | 0% | 100% | 100% | 100% | 0% | 14.65% | 100%
2515 | 0% | 11.63% | 86.5% | 0% | 100% | 100% | 100% | 0% | 11.63% | 100%
2516 | 0% | 10.53% | 86.5% | 0% | 100% | 100% | 100% | 0% | 10.53% | 100%
2517 | 0% | 11.92% | 86.5% | 0% | 100% | 100% | 100% | 0% | 11.92% | 100%
2518 | 0% | 13.09% | 86.5% | 0% | 0% | 100% | 100% | 0% | 13.09% | 100%
2519 | 0% | 15.4% | 86.5% | 0% | 0% | 100% | 100% | 0% | 15.4% | 100%
2520 | 0% | 13.41% | 86.5% | 0% | 0% | 100% | 100% | 0% | 13.41% | 100%
2521 | 0% | 12.54% | 86.5% | 0% | 0% | 100% | 100% | 0% | 12.54% | 100%
2522 | 0% | 8.746% | 86.5% | 0% | 0% | 100% | 100% | 0% | 8.746% | 100%
2523 | 0% | 5.689% | 86.5% | 0% | 0% | 100% | 100% | 0% | 5.689% | 100%
2524 | 0% | 4.894% | 86.5% | 0% | 0% | 100% | 100% | 0% | 4.894% | 100%
2525 | 0% | 2.388% | 86.5% | 0% | 0% | 100% | 100% | 0% | 2.388% | 100%
2526 | 0% | 1.598% | 86.5% | 0% | 0% | 100% | 100% | 0% | 1.598% | 100%
2527 | 0% | 5.491% | 86.5% | 0% | 0% | 100% | 100% | 0% | 5.491% | 100%
2528 | 0% | 6.824% | 86.5% | 0% | 0% | 100% | 100% | 0% | 6.824% | 100%
2529 | 6.085% | 5.683% | 86.5% | 0% | 0% | 100% | 100% | 6.085% | 5.683% | 100%
2530 | 17.74% | 9.341% | 86.5% | 0% | 0% | 100% | 100% | 17.74% | 9.341% | 100%
2531 | 17.19% | 12.13% | 86.5% | 0% | 0% | 100% | 100% | 17.19% | 12.13% | 100%
2532 | 23.67% | 15.86% | 86.5% | 0% | 0% | 100% | 100% | 23.67% | 15.86% | 100%
2533 | 26.24% | 18.34% | 86.5% | 0% | 0% | 100% | 100% | 26.24% | 18.34% | 100%
2534 | 25.66% | 19.36% | 86.5% | 0% | 0% | 100% | 100% | 25.66% | 19.36% | 100%
2535 | 19.53% | 17.47% | 86.5% | 0% | 0% | 100% | 100% | 19.53% | 17.47% | 100%
2536 | 11.6% | 18.48% | 86.5% | 0% | 0% | 100% | 100% | 11.6% | 18.48% | 100%
2537 | 1.051% | 17.48% | 86.5% | 0% | 0% | 100% | 100% | 1.051% | 17.48% | 100%
2538 | 0% | 15.88% | 86.5% | 0% | 100% | 100% | 100% | 0% | 15.88% | 100%
2539 | 0% | 14.35% | 86.5% | 0% | 100% | 100% | 100% | 0% | 14.35% | 100%
2540 | 0% | 14.73% | 86.5% | 0% | 100% | 100% | 100% | 0% | 14.73% | 100%
2541 | 0% | 15.38% | 86.5% | 0% | 100% | 100% | 100% | 0% | 15.38% | 100%
2542 | 0% | 15.95% | 86.5% | 0% | 0% | 100% | 100% | 0% | 15.95% | 100%
2543 | 0% | 19.17% | 86.5% | 0% | 0% | 100% | 100% | 0% | 19.17% | 100%
2544 | 0% | 17.83% | 86.5% | 0% | 0% | 100% | 100% | 0% | 17.83% | 100%
2545 | 0% | 11.32% | 86.5% | 0% | 0% | 100% | 100% | 0% | 11.32% | 100%
2546 | 0% | 11.99% | 86.5% | 0% | 0% | 100% | 100% | 0% | 11.99% | 100%
2547 | 0% | 11.28% | 86.5% | 0% | 0% | 100% | 100% | 0% | 11.28% | 100%
2548 | 0% | 7.614% | 86.5% | 0% | 0% | 100% | 100% | 0% | 7.614% | 100%
2549 | 0% | 5.434% | 86.5% | 0% | 0% | 100% | 100% | 0% | 5.434% | 100%
2550 | 0% | 6.187% | 86.5% | 0% | 0% | 100% | 100% | 0% | 6.187% | 100%
2551 | 0% | 9.701% | 86.5% | 0% | 0% | 100% | 100% | 0% | 9.701% | 100%
2552 | 0% | 11.74% | 86.5% | 0% | 0% | 100% | 100% | 0% | 11.74% | 100%
2553 | 5.121% | 10.24% | 86.5% | 0% | 0% | 100% | 100% | 5.121% | 10.24% | 100%
2554 | 18.8% | 14.13% | 86.5% | 0% | 0% | 100% | 100% | 18.8% | 14.13% | 100%
2555 | 18.72% | 16.96% | 86.5% | 0% | 0% | 100% | 100% | 18.72% | 16.96% | 100%
2556 | 24.52% | 20.33% | 86.5% | 0% | 0% | 100% | 100% | 24.52% | 20.33% | 100%
2557 | 30.07% | 22.56% | 86.5% | 0% | 0% | 100% | 100% | 30.07% | 22.56% | 100%
2558 | 22.74% | 24.11% | 86.5% | 0% | 0% | 100% | 100% | 22.74% | 24.11% | 100%
2559 | 19.95% | 22.96% | 86.5% | 0% | 0% | 100% | 100% | 19.95% | 22.96% | 100%
2560 | 10.83% | 22.99% | 86.5% | 0% | 0% | 100% | 100% | 10.83% | 22.99% | 100%
2561 | 1.369% | 21.59% | 86.5% | 0% | 0% | 100% | 100% | 1.369% | 21.59% | 100%
2562 | 0% | 20% | 86.5% | 0% | 100% | 100% | 100% | 0% | 20% | 100%
2563 | 0% | 17.29% | 86.5% | 0% | 100% | 100% | 100% | 0% | 17.29% | 100%
2564 | 0% | 15.63% | 86.5% | 0% | 100% | 100% | 100% | 0% | 15.63% | 100%
2565 | 0% | 16.43% | 86.5% | 0% | 100% | 100% | 100% | 0% | 16.43% | 100%
2566 | 0% | 18.4% | 86.5% | 0% | 0% | 100% | 100% | 0% | 18.4% | 100%
2567 | 0% | 18.87% | 86.5% | 0% | 0% | 100% | 100% | 0% | 18.87% | 100%
2568 | 0% | 17.37% | 86.5% | 0% | 0% | 100% | 100% | 0% | 17.37% | 100%
2569 | 0% | 13.95% | 86.5% | 0% | 0% | 100% | 100% | 0% | 13.95% | 100%
2570 | 0% | 12.05% | 86.5% | 0% | 0% | 100% | 100% | 0% | 12.05% | 100%
2571 | 0% | 13.77% | 86.5% | 0% | 0% | 100% | 100% | 0% | 13.77% | 100%
2572 | 0% | 7.664% | 86.5% | 0% | 0% | 100% | 100% | 0% | 7.664% | 100%
2573 | 0% | 5.923% | 86.5% | 0% | 0% | 100% | 100% | 0% | 5.923% | 100%
2574 | 0% | 6.182% | 86.5% | 0% | 0% | 100% | 100% | 0% | 6.182% | 100%
2575 | 0% | 9.513% | 86.5% | 0% | 0% | 100% | 100% | 0% | 9.513% | 100%
2576 | 0% | 14.87% | 86.5% | 0% | 0% | 100% | 100% | 0% | 14.87% | 100%
2577 | 1.073% | 15.31% | 86.5% | 0% | 0% | 100% | 100% | 1.073% | 15.31% | 100%
2578 | 14.56% | 19.19% | 86.5% | 0% | 0% | 100% | 100% | 14.56% | 19.19% | 100%
2579 | 21.34% | 21.77% | 86.5% | 0% | 0% | 100% | 100% | 21.34% | 21.77% | 100%
2580 | 25.03% | 23.66% | 86.5% | 0% | 0% | 100% | 100% | 25.03% | 23.66% | 100%
2581 | 29.86% | 25.78% | 86.5% | 0% | 0% | 100% | 100% | 29.86% | 25.78% | 100%
2582 | 26.85% | 27.67% | 86.5% | 0% | 0% | 100% | 100% | 26.85% | 27.67% | 100%
2583 | 19.37% | 26.7% | 86.5% | 0% | 0% | 100% | 100% | 19.37% | 26.7% | 100%
2584 | 11.28% | 24.66% | 86.5% | 0% | 0% | 100% | 100% | 11.28% | 24.66% | 100%
2585 | 0.5074% | 21% | 86.5% | 0% | 0% | 100% | 100% | 0.5074% | 21% | 100%
2586 | 0% | 21.98% | 86.5% | 0% | 100% | 100% | 100% | 0% | 21.98% | 100%
2587 | 0% | 19.1% | 86.5% | 0% | 100% | 100% | 100% | 0% | 19.1% | 100%
2588 | 0% | 17.97% | 86.5% | 0% | 100% | 100% | 100% | 0% | 17.97% | 100%
2589 | 0% | 16.69% | 86.5% | 0% | 100% | 100% | 100% | 0% | 16.69% | 100%
2590 | 0% | 18.03% | 86.5% | 0% | 0% | 100% | 100% | 0% | 18.03% | 100%
2591 | 0% | 17.23% | 86.5% | 0% | 0% | 100% | 100% | 0% | 17.23% | 100%
2592 | 0% | 16.19% | 86.5% | 0% | 0% | 100% | 100% | 0% | 16.19% | 100%
2593 | 0% | 14.07% | 86.5% | 0% | 0% | 100% | 100% | 0% | 14.07% | 100%
2594 | 0% | 11.03% | 86.5% | 0% | 0% | 100% | 100% | 0% | 11.03% | 100%
2595 | 0% | 14.13% | 86.5% | 0% | 0% | 100% | 100% | 0% | 14.13% | 100%
2596 | 0% | 8.038% | 86.5% | 0% | 0% | 100% | 100% | 0% | 8.038% | 100%
2597 | 0% | 5.269% | 86.5% | 0% | 0% | 100% | 100% | 0% | 5.269% | 100%
2598 | 0% | 5.235% | 86.5% | 0% | 0% | 100% | 100% | 0% | 5.235% | 100%
2599 | 0% | 6.699% | 86.5% | 0% | 0% | 100% | 100% | 0% | 6.699% | 100%
2600 | 0% | 11.04% | 86.5% | 0% | 0% | 100% | 100% | 0% | 11.04% | 100%
2601 | 0.9582% | 11.46% | 86.5% | 0% | 0% | 100% | 100% | 0.9582% | 11.46% | 100%
2602 | 11.11% | 14.85% | 86.5% | 0% | 0% | 100% | 100% | 11.11% | 14.85% | 100%
2603 | 21.69% | 16.43% | 86.5% | 0% | 0% | 100% | 100% | 21.69% | 16.43% | 100%
2604 | 27.44% | 17.07% | 86.5% | 0% | 0% | 100% | 100% | 27.44% | 17.07% | 100%
2605 | 32.73% | 19.2% | 86.5% | 0% | 0% | 100% | 100% | 32.73% | 19.2% | 100%
2606 | 29.53% | 19.79% | 86.5% | 0% | 0% | 100% | 100% | 29.53% | 19.79% | 100%
2607 | 22.89% | 20.08% | 86.5% | 0% | 0% | 100% | 100% | 22.89% | 20.08% | 100%
2608 | 9.921% | 18.38% | 86.5% | 0% | 0% | 100% | 100% | 9.921% | 18.38% | 100%
2609 | 0% | 16.95% | 86.5% | 0% | 0% | 100% | 100% | 0% | 16.95% | 100%
2610 | 0% | 19.92% | 86.5% | 0% | 100% | 100% | 100% | 0% | 19.92% | 100%
2611 | 0% | 17.66% | 86.5% | 0% | 100% | 100% | 100% | 0% | 17.66% | 100%
2612 | 0% | 16.26% | 86.5% | 0% | 100% | 100% | 100% | 0% | 16.26% | 100%
2613 | 0% | 14.32% | 86.5% | 0% | 100% | 100% | 100% | 0% | 14.32% | 100%
2614 | 0% | 15.29% | 86.5% | 0% | 0% | 100% | 100% | 0% | 15.29% | 100%
2615 | 0% | 12.16% | 86.5% | 0% | 0% | 100% | 100% | 0% | 12.16% | 100%
2616 | 0% | 9.635% | 86.5% | 0% | 0% | 100% | 100% | 0% | 9.635% | 100%
2617 | 0% | 11.83% | 86.5% | 0% | 0% | 100% | 100% | 0% | 11.83% | 100%
2618 | 0% | 7.186% | 86.5% | 0% | 0% | 100% | 100% | 0% | 7.186% | 100%
2619 | 0% | 9.126% | 86.5% | 0% | 0% | 100% | 100% | 0% | 9.126% | 100%
2620 | 0% | 7.234% | 86.5% | 0% | 0% | 100% | 100% | 0% | 7.234% | 100%
2621 | 0% | 5.016% | 86.5% | 0% | 0% | 100% | 100% | 0% | 5.016% | 100%
2622 | 0% | 4.82% | 86.5% | 0% | 0% | 100% | 100% | 0% | 4.82% | 100%
2623 | 0% | 5.53% | 86.5% | 0% | 0% | 100% | 100% | 0% | 5.53% | 100%
2624 | 0% | 8.801% | 86.5% | 0% | 0% | 100% | 100% | 0% | 8.801% | 100%
2625 | 0.5249% | 10.62% | 86.5% | 0% | 0% | 100% | 100% | 0.5249% | 10.62% | 100%
2626 | 9.497% | 10.86% | 86.5% | 0% | 0% | 100% | 100% | 9.497% | 10.86% | 100%
2627 | 17.38% | 10.79% | 86.5% | 0% | 0% | 100% | 100% | 17.38% | 10.79% | 100%
2628 | 27.34% | 11.94% | 86.5% | 0% | 0% | 100% | 100% | 27.34% | 11.94% | 100%
2629 | 29.91% | 15.3% | 86.5% | 0% | 0% | 100% | 100% | 29.91% | 15.3% | 100%
2630 | 23.78% | 15.11% | 86.5% | 0% | 0% | 100% | 100% | 23.78% | 15.11% | 100%
2631 | 16.1% | 16.9% | 86.5% | 0% | 0% | 100% | 100% | 16.1% | 16.9% | 100%
2632 | 2.844% | 17.07% | 86.5% | 0% | 0% | 100% | 100% | 2.844% | 17.07% | 100%
2633 | 0% | 17.11% | 86.5% | 0% | 0% | 100% | 100% | 0% | 17.11% | 100%
2634 | 0% | 19.3% | 86.5% | 0% | 100% | 100% | 100% | 0% | 19.3% | 100%
2635 | 0% | 16.92% | 86.5% | 0% | 100% | 100% | 100% | 0% | 16.92% | 100%
2636 | 0% | 18.23% | 86.5% | 0% | 100% | 100% | 100% | 0% | 18.23% | 100%
2637 | 0% | 16.32% | 86.5% | 0% | 100% | 100% | 100% | 0% | 16.32% | 100%
2638 | 0% | 16.84% | 86.5% | 0% | 0% | 100% | 100% | 0% | 16.84% | 100%
2639 | 0% | 15.34% | 86.5% | 0% | 0% | 100% | 100% | 0% | 15.34% | 100%
2640 | 0% | 13.92% | 86.5% | 0% | 0% | 100% | 100% | 0% | 13.92% | 100%
2641 | 0% | 7.242% | 100% | 0% | 0% | 100% | 100% | 0% | 7.242% | 100%
2642 | 0% | 9.451% | 100% | 0% | 0% | 100% | 100% | 0% | 9.451% | 100%
2643 | 0% | 8.431% | 100% | 0% | 0% | 100% | 100% | 0% | 8.431% | 100%
2644 | 0% | 7.87% | 100% | 0% | 0% | 100% | 100% | 0% | 7.87% | 100%
2645 | 0% | 6.733% | 100% | 0% | 0% | 100% | 100% | 0% | 6.733% | 100%
2646 | 0% | 7.255% | 100% | 0% | 0% | 100% | 100% | 0% | 7.255% | 100%
2647 | 0% | 6.976% | 100% | 0% | 0% | 100% | 100% | 0% | 6.976% | 100%
2648 | 0% | 7.863% | 100% | 0% | 0% | 100% | 100% | 0% | 7.863% | 100%
2649 | 2.686% | 10.73% | 100% | 0% | 0% | 100% | 100% | 2.686% | 10.73% | 100%
2650 | 11.48% | 13.33% | 100% | 0% | 0% | 100% | 100% | 11.48% | 13.33% | 100%
2651 | 20.23% | 12.17% | 100% | 0% | 0% | 100% | 100% | 20.23% | 12.17% | 100%
2652 | 30.91% | 15% | 100% | 0% | 0% | 100% | 100% | 30.91% | 15% | 100%
2653 | 32.25% | 16.69% | 100% | 0% | 0% | 100% | 100% | 32.25% | 16.69% | 100%
2654 | 20.96% | 16.57% | 100% | 0% | 0% | 100% | 100% | 20.96% | 16.57% | 100%
2655 | 19.09% | 17.48% | 100% | 0% | 0% | 100% | 100% | 19.09% | 17.48% | 100%
2656 | 0.8893% | 15.14% | 100% | 0% | 0% | 100% | 100% | 0.8893% | 15.14% | 100%
2657 | 0% | 16.15% | 100% | 0% | 0% | 100% | 100% | 0% | 16.15% | 100%
2658 | 0% | 18.44% | 100% | 0% | 100% | 100% | 100% | 0% | 18.44% | 100%
2659 | 0% | 18.17% | 100% | 0% | 100% | 100% | 100% | 0% | 18.17% | 100%
2660 | 0% | 19.76% | 100% | 0% | 100% | 100% | 100% | 0% | 19.76% | 100%
2661 | 0% | 17.01% | 100% | 0% | 100% | 100% | 100% | 0% | 17.01% | 100%
2662 | 0% | 16.86% | 100% | 0% | 0% | 100% | 100% | 0% | 16.86% | 100%
2663 | 0% | 15.75% | 100% | 0% | 0% | 100% | 100% | 0% | 15.75% | 100%
2664 | 0% | 15.04% | 100% | 0% | 0% | 100% | 100% | 0% | 15.04% | 100%
2665 | 0% | 10.35% | 86.5% | 0% | 0% | 100% | 100% | 0% | 10.35% | 100%
2666 | 0% | 7.86% | 86.5% | 0% | 0% | 100% | 100% | 0% | 7.86% | 100%
2667 | 0% | 6.46% | 86.5% | 0% | 0% | 100% | 100% | 0% | 6.46% | 100%
2668 | 0% | 6.087% | 86.5% | 0% | 0% | 100% | 100% | 0% | 6.087% | 100%
2669 | 0% | 6.995% | 86.5% | 0% | 0% | 100% | 100% | 0% | 6.995% | 100%
2670 | 0% | 5.13% | 86.5% | 0% | 0% | 100% | 100% | 0% | 5.13% | 100%
2671 | 0% | 3.669% | 86.5% | 0% | 0% | 100% | 100% | 0% | 3.669% | 100%
2672 | 0% | 4.362% | 86.5% | 0% | 0% | 100% | 100% | 0% | 4.362% | 100%
2673 | 6.136% | 7.36% | 86.5% | 0% | 0% | 100% | 100% | 6.136% | 7.36% | 100%
2674 | 19.97% | 10.3% | 86.5% | 0% | 0% | 100% | 100% | 19.97% | 10.3% | 100%
2675 | 24.85% | 10.72% | 86.5% | 0% | 0% | 100% | 100% | 24.85% | 10.72% | 100%
2676 | 33.79% | 13.57% | 86.5% | 0% | 0% | 100% | 100% | 33.79% | 13.57% | 100%
2677 | 32.62% | 14.04% | 86.5% | 0% | 0% | 100% | 100% | 32.62% | 14.04% | 100%
2678 | 17.03% | 14.09% | 86.5% | 0% | 0% | 100% | 100% | 17.03% | 14.09% | 100%
2679 | 11.48% | 14.55% | 86.5% | 0% | 0% | 100% | 100% | 11.48% | 14.55% | 100%
2680 | 4.036% | 9.426% | 86.5% | 0% | 0% | 100% | 100% | 4.036% | 9.426% | 100%
2681 | 0% | 12.94% | 86.5% | 0% | 0% | 100% | 100% | 0% | 12.94% | 100%
2682 | 0% | 17.3% | 86.5% | 0% | 100% | 100% | 100% | 0% | 17.3% | 100%
2683 | 0% | 15.47% | 86.5% | 0% | 100% | 100% | 100% | 0% | 15.47% | 100%
2684 | 0% | 14.64% | 86.5% | 0% | 100% | 100% | 100% | 0% | 14.64% | 100%
2685 | 0% | 14.56% | 86.5% | 0% | 100% | 100% | 100% | 0% | 14.56% | 100%
2686 | 0% | 14.88% | 86.5% | 0% | 0% | 100% | 100% | 0% | 14.88% | 100%
2687 | 0% | 13.95% | 86.5% | 0% | 0% | 100% | 100% | 0% | 13.95% | 100%
2688 | 0% | 14.54% | 86.5% | 0% | 0% | 100% | 100% | 0% | 14.54% | 100%
2689 | 0% | 12.72% | 86.5% | 0% | 0% | 100% | 100% | 0% | 12.72% | 100%
2690 | 0% | 9.609% | 86.5% | 0% | 0% | 100% | 100% | 0% | 9.609% | 100%
2691 | 0% | 7.712% | 86.5% | 0% | 0% | 100% | 100% | 0% | 7.712% | 100%
2692 | 0% | 5.253% | 86.5% | 0% | 0% | 100% | 100% | 0% | 5.253% | 100%
2693 | 0% | 8.101% | 86.5% | 0% | 0% | 100% | 100% | 0% | 8.101% | 100%
2694 | 0% | 4.967% | 86.5% | 0% | 0% | 100% | 100% | 0% | 4.967% | 100%
2695 | 0% | 3.406% | 86.5% | 0% | 0% | 100% | 100% | 0% | 3.406% | 100%
2696 | 0% | 3.208% | 86.5% | 0% | 0% | 100% | 100% | 0% | 3.208% | 100%
2697 | 7.153% | 5.603% | 86.5% | 0% | 0% | 100% | 100% | 7.153% | 5.603% | 100%
2698 | 17.73% | 11.03% | 86.5% | 0% | 0% | 100% | 100% | 17.73% | 11.03% | 100%
2699 | 25.23% | 13.2% | 86.5% | 0% | 0% | 100% | 100% | 25.23% | 13.2% | 100%
2700 | 31.5% | 13.06% | 86.5% | 0% | 0% | 100% | 100% | 31.5% | 13.06% | 100%
2701 | 35.02% | 11.71% | 86.5% | 0% | 0% | 100% | 100% | 35.02% | 11.71% | 100%
2702 | 25.57% | 12.43% | 86.5% | 0% | 0% | 100% | 100% | 25.57% | 12.43% | 100%
2703 | 15.76% | 10.75% | 86.5% | 0% | 0% | 100% | 100% | 15.76% | 10.75% | 100%
2704 | 9.969% | 4.386% | 86.5% | 0% | 0% | 100% | 100% | 9.969% | 4.386% | 100%
2705 | 0% | 7.139% | 86.5% | 0% | 0% | 100% | 100% | 0% | 7.139% | 100%
2706 | 0% | 10.62% | 86.5% | 0% | 100% | 100% | 100% | 0% | 10.62% | 100%
2707 | 0% | 9.668% | 86.5% | 0% | 100% | 100% | 100% | 0% | 9.668% | 100%
2708 | 0% | 5.728% | 86.5% | 0% | 100% | 100% | 100% | 0% | 5.728% | 100%
2709 | 0% | 7.814% | 86.5% | 0% | 100% | 100% | 100% | 0% | 7.814% | 100%
2710 | 0% | 10.81% | 86.5% | 0% | 0% | 100% | 100% | 0% | 10.81% | 100%
2711 | 0% | 8.467% | 86.5% | 0% | 0% | 100% | 100% | 0% | 8.467% | 100%
2712 | 0% | 7.552% | 86.5% | 0% | 0% | 100% | 100% | 0% | 7.552% | 100%
2713 | 0% | 13.23% | 86.5% | 0% | 0% | 100% | 100% | 0% | 13.23% | 100%
2714 | 0% | 6.504% | 86.5% | 0% | 0% | 100% | 100% | 0% | 6.504% | 100%
2715 | 0% | 8.152% | 86.5% | 0% | 0% | 100% | 100% | 0% | 8.152% | 100%
2716 | 0% | 4.785% | 86.5% | 0% | 0% | 100% | 100% | 0% | 4.785% | 100%
2717 | 0% | 6.608% | 86.5% | 0% | 0% | 100% | 100% | 0% | 6.608% | 100%
2718 | 0% | 4.96% | 86.5% | 0% | 0% | 100% | 100% | 0% | 4.96% | 100%
2719 | 0% | 2.375% | 86.5% | 0% | 0% | 100% | 100% | 0% | 2.375% | 100%
2720 | 0% | 2.498% | 86.5% | 0% | 0% | 100% | 100% | 0% | 2.498% | 100%
2721 | 10.02% | 4.416% | 86.5% | 0% | 0% | 100% | 100% | 10.02% | 4.416% | 100%
2722 | 21.23% | 8.757% | 86.5% | 0% | 0% | 100% | 100% | 21.23% | 8.757% | 100%
2723 | 25.58% | 11.38% | 86.5% | 0% | 0% | 100% | 100% | 25.58% | 11.38% | 100%
2724 | 31.28% | 11.83% | 86.5% | 0% | 0% | 100% | 100% | 31.28% | 11.83% | 100%
2725 | 34.04% | 12.85% | 86.5% | 0% | 0% | 100% | 100% | 34.04% | 12.85% | 100%
2726 | 30.57% | 11.32% | 86.5% | 0% | 0% | 100% | 100% | 30.57% | 11.32% | 100%
2727 | 15.39% | 8.989% | 86.5% | 0% | 0% | 100% | 100% | 15.39% | 8.989% | 100%
2728 | 12.84% | 5.221% | 86.5% | 0% | 0% | 100% | 100% | 12.84% | 5.221% | 100%
2729 | 0% | 6.752% | 86.5% | 0% | 0% | 100% | 100% | 0% | 6.752% | 100%
2730 | 0% | 6.477% | 86.5% | 0% | 100% | 100% | 100% | 0% | 6.477% | 100%
2731 | 0% | 5.314% | 86.5% | 0% | 100% | 100% | 100% | 0% | 5.314% | 100%
2732 | 0% | 2.516% | 86.5% | 0% | 100% | 100% | 100% | 0% | 2.516% | 100%
2733 | 0% | 5.822% | 86.5% | 0% | 100% | 100% | 100% | 0% | 5.822% | 100%
2734 | 0% | 8.317% | 86.5% | 0% | 0% | 100% | 100% | 0% | 8.317% | 100%
2735 | 0% | 7.1% | 86.5% | 0% | 0% | 100% | 100% | 0% | 7.1% | 100%
2736 | 0% | 6.73% | 86.5% | 0% | 0% | 100% | 100% | 0% | 6.73% | 100%
2737 | 0% | 8.1% | 86.5% | 0% | 0% | 100% | 100% | 0% | 8.1% | 100%
2738 | 0% | 5.1% | 86.5% | 0% | 0% | 100% | 100% | 0% | 5.1% | 100%
2739 | 0% | 5.608% | 86.5% | 0% | 0% | 100% | 100% | 0% | 5.608% | 100%
2740 | 0% | 5.451% | 86.5% | 0% | 0% | 100% | 100% | 0% | 5.451% | 100%
2741 | 0% | 6.664% | 86.5% | 0% | 0% | 100% | 100% | 0% | 6.664% | 100%
2742 | 0% | 4.381% | 86.5% | 0% | 0% | 100% | 100% | 0% | 4.381% | 100%
2743 | 0% | 3.551% | 86.5% | 0% | 0% | 100% | 100% | 0% | 3.551% | 100%
2744 | 0% | 3.173% | 86.5% | 0% | 0% | 100% | 100% | 0% | 3.173% | 100%
2745 | 16.49% | 1.859% | 86.5% | 0% | 0% | 100% | 100% | 16.49% | 1.859% | 100%
2746 | 27.95% | 6.923% | 86.5% | 0% | 0% | 100% | 100% | 27.95% | 6.923% | 100%
2747 | 30.25% | 8.467% | 86.5% | 0% | 0% | 100% | 100% | 30.25% | 8.467% | 100%
2748 | 32.08% | 9.245% | 86.5% | 0% | 0% | 100% | 100% | 32.08% | 9.245% | 100%
2749 | 36.1% | 11.66% | 86.5% | 0% | 0% | 100% | 100% | 36.1% | 11.66% | 100%
2750 | 36.67% | 10.95% | 86.5% | 0% | 0% | 100% | 100% | 36.67% | 10.95% | 100%
2751 | 20.87% | 8.764% | 86.5% | 0% | 0% | 100% | 100% | 20.87% | 8.764% | 100%
2752 | 10.88% | 7.438% | 86.5% | 0% | 0% | 100% | 100% | 10.88% | 7.438% | 100%
2753 | 0% | 3.737% | 86.5% | 0% | 0% | 100% | 100% | 0% | 3.737% | 100%
2754 | 0% | 4.017% | 86.5% | 0% | 100% | 100% | 100% | 0% | 4.017% | 100%
2755 | 0% | 2.786% | 86.5% | 0% | 100% | 100% | 100% | 0% | 2.786% | 100%
2756 | 0% | 0.5833% | 86.5% | 0% | 100% | 100% | 100% | 0% | 0.5833% | 100%
2757 | 0% | 3.973% | 86.5% | 0% | 100% | 100% | 100% | 0% | 3.973% | 100%
2758 | 0% | 5.31% | 86.5% | 0% | 0% | 100% | 100% | 0% | 5.31% | 100%
2759 | 0% | 4.16% | 86.5% | 0% | 0% | 100% | 100% | 0% | 4.16% | 100%
2760 | 0% | 3.57% | 86.5% | 0% | 0% | 100% | 100% | 0% | 3.57% | 100%
2761 | 0% | 6.225% | 86.5% | 0% | 0% | 100% | 100% | 0% | 6.225% | 100%
2762 | 0% | 3.63% | 86.5% | 0% | 0% | 100% | 100% | 0% | 3.63% | 100%
2763 | 0% | 2.859% | 86.5% | 0% | 0% | 100% | 100% | 0% | 2.859% | 100%
2764 | 0% | 3.687% | 86.5% | 0% | 0% | 100% | 100% | 0% | 3.687% | 100%
2765 | 0% | 3.373% | 86.5% | 0% | 0% | 100% | 100% | 0% | 3.373% | 100%
2766 | 0% | 1.964% | 86.5% | 0% | 0% | 100% | 100% | 0% | 1.964% | 100%
2767 | 0% | 1.052% | 86.5% | 0% | 0% | 100% | 100% | 0% | 1.052% | 100%
2768 | 0% | 1.449% | 86.5% | 0% | 0% | 100% | 100% | 0% | 1.449% | 100%
2769 | 8.964% | 0.06034% | 86.5% | 0% | 0% | 100% | 100% | 8.964% | 0.06034% | 100%
2770 | 28.73% | 2.932% | 86.5% | 0% | 0% | 100% | 100% | 28.73% | 2.932% | 100%
2771 | 34.17% | 3.6% | 86.5% | 0% | 0% | 100% | 100% | 34.17% | 3.6% | 100%
2772 | 36.14% | 6.405% | 86.5% | 0% | 0% | 100% | 100% | 36.14% | 6.405% | 100%
2773 | 30.41% | 9.601% | 86.5% | 0% | 0% | 100% | 100% | 30.41% | 9.601% | 100%
2774 | 25.91% | 7.984% | 86.5% | 0% | 0% | 100% | 100% | 25.91% | 7.984% | 100%
2775 | 11.66% | 7.231% | 86.5% | 0% | 0% | 100% | 100% | 11.66% | 7.231% | 100%
2776 | 1.248% | 6.468% | 86.5% | 0% | 0% | 100% | 100% | 1.248% | 6.468% | 100%
2777 | 0% | 2.738% | 86.5% | 0% | 0% | 100% | 100% | 0% | 2.738% | 100%
2778 | 0% | 3.397% | 86.5% | 0% | 100% | 100% | 100% | 0% | 3.397% | 100%
2779 | 0% | 1.805% | 86.5% | 0% | 100% | 100% | 100% | 0% | 1.805% | 100%
2780 | 0% | 0.1795% | 86.5% | 0% | 100% | 100% | 100% | 0% | 0.1795% | 100%
2781 | 0% | 1.273% | 86.5% | 0% | 100% | 100% | 100% | 0% | 1.273% | 100%
2782 | 0% | 1.458% | 86.5% | 0% | 0% | 100% | 100% | 0% | 1.458% | 100%
2783 | 0% | 2.441% | 86.5% | 0% | 0% | 100% | 100% | 0% | 2.441% | 100%
2784 | 0% | 1.851% | 86.5% | 0% | 0% | 100% | 100% | 0% | 1.851% | 100%
2785 | 0% | 4.237% | 86.5% | 0% | 0% | 100% | 100% | 0% | 4.237% | 100%
2786 | 0% | 1.839% | 86.5% | 0% | 0% | 100% | 100% | 0% | 1.839% | 100%
2787 | 0% | 0.5999% | 86.5% | 0% | 0% | 100% | 100% | 0% | 0.5999% | 100%
2788 | 0% | 1.928% | 86.5% | 0% | 0% | 100% | 100% | 0% | 1.928% | 100%
2789 | 0% | 1.389% | 86.5% | 0% | 0% | 100% | 100% | 0% | 1.389% | 100%
2790 | 0% | 0% | 86.5% | 0% | 0% | 100% | 100% | 0% | 0% | 100%
2791 | 0% | 0% | 86.5% | 0% | 0% | 100% | 100% | 0% | 0% | 100%
2792 | 0% | 0% | 86.5% | 0% | 0% | 100% | 100% | 0% | 0% | 100%
2793 | 2.886% | 0% | 86.5% | 0% | 0% | 100% | 100% | 2.886% | 0% | 100%
2794 | 18.78% | 0% | 86.5% | 0% | 0% | 100% | 100% | 18.78% | 0% | 100%
2795 | 19.2% | 0% | 86.5% | 0% | 0% | 100% | 100% | 19.2% | 0% | 100%
2796 | 28.14% | 0.8638% | 86.5% | 0% | 0% | 100% | 100% | 28.14% | 0.8638% | 100%
2797 | 23.63% | 3.137% | 86.5% | 0% | 0% | 100% | 100% | 23.63% | 3.137% | 100%
2798 | 15.8% | 4.175% | 86.5% | 0% | 0% | 100% | 100% | 15.8% | 4.175% | 100%
2799 | 4.836% | 3.591% | 86.5% | 0% | 0% | 100% | 100% | 4.836% | 3.591% | 100%
2800 | 0% | 3.004% | 86.5% | 0% | 0% | 100% | 100% | 0% | 3.004% | 100%
2801 | 0% | 0.1169% | 86.5% | 0% | 0% | 100% | 100% | 0% | 0.1169% | 100%
2802 | 0% | 1.511% | 86.5% | 0% | 100% | 100% | 100% | 0% | 1.511% | 100%
2803 | 0% | 0% | 86.5% | 0% | 100% | 100% | 100% | 0% | 0% | 100%
2804 | 0% | 0% | 86.5% | 0% | 100% | 100% | 100% | 0% | 0% | 100%
2805 | 0% | 0% | 86.5% | 0% | 100% | 100% | 100% | 0% | 0% | 100%
2806 | 0% | 0% | 86.5% | 0% | 0% | 100% | 100% | 0% | 0% | 100%
2807 | 0% | 0% | 86.5% | 0% | 0% | 100% | 100% | 0% | 0% | 100%
2808 | 0% | 0% | 86.5% | 0% | 0% | 100% | 100% | 0% | 0% | 100%
2809 | 0% | 1.01% | 86.5% | 0% | 0% | 100% | 100% | 0% | 1.01% | 100%
2810 | 0% | 0.1909% | 86.5% | 0% | 0% | 100% | 100% | 0% | 0.1909% | 100%
2811 | 0% | 2.007% | 86.5% | 0% | 0% | 100% | 100% | 0% | 2.007% | 100%
2812 | 0% | 2.774% | 86.5% | 0% | 0% | 100% | 100% | 0% | 2.774% | 100%
2813 | 0% | 0.7488% | 86.5% | 0% | 0% | 100% | 100% | 0% | 0.7488% | 100%
2814 | 0% | 0.0656% | 86.5% | 0% | 0% | 100% | 100% | 0% | 0.0656% | 100%
2815 | 0% | 0% | 86.5% | 0% | 0% | 100% | 100% | 0% | 0% | 100%
2816 | 0% | 0% | 86.5% | 0% | 0% | 100% | 100% | 0% | 0% | 100%
2817 | 0% | 0% | 86.5% | 0% | 0% | 100% | 100% | 0% | 0% | 100%
2818 | 10.87% | 0% | 86.5% | 0% | 0% | 100% | 100% | 10.87% | 0% | 100%
2819 | 9.264% | 0% | 86.5% | 0% | 0% | 100% | 100% | 9.264% | 0% | 100%
2820 | 17.04% | 0.4686% | 86.5% | 0% | 0% | 100% | 100% | 17.04% | 0.4686% | 100%
2821 | 10.43% | 2.242% | 86.5% | 0% | 0% | 100% | 100% | 10.43% | 2.242% | 100%
2822 | 0% | 2.088% | 86.5% | 0% | 0% | 100% | 100% | 0% | 2.088% | 100%
2823 | 0% | 1.732% | 86.5% | 0% | 0% | 100% | 100% | 0% | 1.732% | 100%
2824 | 0% | 0.2752% | 86.5% | 0% | 0% | 100% | 100% | 0% | 0.2752% | 100%
2825 | 0% | 0% | 86.5% | 0% | 0% | 100% | 100% | 0% | 0% | 100%
2826 | 0% | 0% | 86.5% | 0% | 100% | 100% | 100% | 0% | 0% | 100%
2827 | 0% | 0% | 86.5% | 0% | 100% | 100% | 100% | 0% | 0% | 100%
2828 | 0% | 0% | 86.5% | 0% | 100% | 100% | 100% | 0% | 0% | 100%
2829 | 0% | 0% | 86.5% | 0% | 100% | 100% | 100% | 0% | 0% | 100%
2830 | 0% | 0% | 86.5% | 0% | 0% | 100% | 100% | 0% | 0% | 100%
2831 | 0% | 0% | 86.5% | 0% | 0% | 100% | 100% | 0% | 0% | 100%
2832 | 0% | 0% | 86.5% | 0% | 0% | 100% | 100% | 0% | 0% | 100%
2833 | 0% | 0% | 86.5% | 0% | 0% | 100% | 100% | 0% | 0% | 100%
2834 | 0% | 0% | 86.5% | 0% | 0% | 100% | 100% | 0% | 0% | 100%
2835 | 0% | 0.5282% | 86.5% | 0% | 0% | 100% | 100% | 0% | 0.5282% | 100%
2836 | 0% | 0.6297% | 86.5% | 0% | 0% | 100% | 100% | 0% | 0.6297% | 100%
2837 | 0% | 1.529% | 86.5% | 0% | 0% | 100% | 100% | 0% | 1.529% | 100%
2838 | 0% | 1.326% | 86.5% | 0% | 0% | 100% | 100% | 0% | 1.326% | 100%
2839 | 0% | 0% | 86.5% | 0% | 0% | 100% | 100% | 0% | 0% | 100%
2840 | 0% | 0% | 86.5% | 0% | 0% | 100% | 100% | 0% | 0% | 100%
2841 | 0% | 0% | 86.5% | 0% | 0% | 100% | 100% | 0% | 0% | 100%
2842 | 0% | 0% | 86.5% | 0% | 0% | 100% | 100% | 0% | 0% | 100%
2843 | 0% | 0% | 86.5% | 0% | 0% | 100% | 100% | 0% | 0% | 100%
2844 | 4.561% | 0% | 86.5% | 0% | 0% | 100% | 100% | 4.561% | 0% | 100%
2845 | 4.039% | 0% | 86.5% | 0% | 0% | 100% | 100% | 4.039% | 0% | 100%
2846 | 0% | 1.034% | 86.5% | 0% | 0% | 100% | 100% | 0% | 1.034% | 100%
2847 | 0% | 1.899% | 86.5% | 0% | 0% | 100% | 100% | 0% | 1.899% | 100%
2848 | 0% | 1.367% | 86.5% | 0% | 0% | 100% | 100% | 0% | 1.367% | 100%
2849 | 0% | 0.5433% | 86.5% | 0% | 0% | 100% | 100% | 0% | 0.5433% | 100%
2850 | 0% | 0% | 86.5% | 0% | 100% | 100% | 100% | 0% | 0% | 100%
2851 | 0% | 0% | 86.5% | 0% | 100% | 100% | 100% | 0% | 0% | 100%
2852 | 0% | 0% | 86.5% | 0% | 100% | 100% | 100% | 0% | 0% | 100%
2853 | 0% | 0% | 86.5% | 0% | 100% | 100% | 100% | 0% | 0% | 100%
2854 | 0% | 0% | 86.5% | 0% | 0% | 100% | 100% | 0% | 0% | 100%
2855 | 0% | 0% | 86.5% | 0% | 0% | 100% | 100% | 0% | 0% | 100%
2856 | 0% | 0% | 86.5% | 0% | 0% | 100% | 100% | 0% | 0% | 100%
2857 | 0% | 0% | 86.5% | 0% | 0% | 100% | 100% | 0% | 0% | 100%
2858 | 0% | 0% | 86.5% | 0% | 0% | 100% | 100% | 0% | 0% | 100%
2859 | 0% | 0.6287% | 86.5% | 0% | 0% | 100% | 100% | 0% | 0.6287% | 100%
2860 | 0% | 0.6823% | 86.5% | 0% | 0% | 100% | 100% | 0% | 0.6823% | 100%
2861 | 0% | 2.453% | 86.5% | 0% | 0% | 100% | 100% | 0% | 2.453% | 100%
2862 | 0% | 3.124% | 86.5% | 0% | 0% | 100% | 100% | 0% | 3.124% | 100%
2863 | 0% | 1.973% | 86.5% | 0% | 0% | 100% | 100% | 0% | 1.973% | 100%
2864 | 0% | 0.08467% | 86.5% | 0% | 0% | 100% | 100% | 0% | 0.08467% | 100%
2865 | 0% | 0.03795% | 86.5% | 0% | 0% | 100% | 100% | 0% | 0.03795% | 100%
2866 | 4.254% | 1.791% | 86.5% | 0% | 0% | 100% | 100% | 4.254% | 1.791% | 100%
2867 | 5.563% | 4.427% | 86.5% | 0% | 0% | 100% | 100% | 5.563% | 4.427% | 100%
2868 | 12.01% | 3.23% | 86.5% | 0% | 0% | 100% | 100% | 12.01% | 3.23% | 100%
2869 | 11.95% | 3.197% | 86.5% | 0% | 0% | 100% | 100% | 11.95% | 3.197% | 100%
2870 | 1.623% | 3.704% | 86.5% | 0% | 0% | 100% | 100% | 1.623% | 3.704% | 100%
2871 | 3.298% | 4.292% | 86.5% | 0% | 0% | 100% | 100% | 3.298% | 4.292% | 100%
2872 | 0% | 4.08% | 86.5% | 0% | 0% | 100% | 100% | 0% | 4.08% | 100%
2873 | 0% | 4.235% | 86.5% | 0% | 0% | 100% | 100% | 0% | 4.235% | 100%
2874 | 0% | 2.605% | 86.5% | 0% | 100% | 100% | 100% | 0% | 2.605% | 100%
2875 | 0% | 0% | 86.5% | 0% | 100% | 100% | 100% | 0% | 0% | 100%
2876 | 0% | 0% | 86.5% | 0% | 100% | 100% | 100% | 0% | 0% | 100%
2877 | 0% | 0.07369% | 86.5% | 0% | 100% | 100% | 100% | 0% | 0.07369% | 100%
2878 | 0% | 0% | 86.5% | 0% | 0% | 100% | 100% | 0% | 0% | 100%
2879 | 0% | 0.8936% | 86.5% | 0% | 0% | 100% | 100% | 0% | 0.8936% | 100%
2880 | 0% | 0% | 86.5% | 0% | 0% | 100% | 100% | 0% | 0% | 100%
2881 | 0% | 0% | 86.5% | 0% | 0% | 100% | 100% | 0% | 0% | 100%
2882 | 0% | 0% | 86.5% | 0% | 0% | 100% | 100% | 0% | 0% | 100%
2883 | 0% | 0% | 86.5% | 0% | 0% | 100% | 100% | 0% | 0% | 100%
2884 | 0% | 0% | 86.5% | 0% | 0% | 100% | 100% | 0% | 0% | 100%
2885 | 0% | 0.08662% | 86.5% | 0% | 0% | 100% | 100% | 0% | 0.08662% | 100%
2886 | 0% | 0.954% | 86.5% | 0% | 0% | 100% | 100% | 0% | 0.954% | 100%
2887 | 0% | 0.9385% | 86.5% | 0% | 0% | 100% | 100% | 0% | 0.9385% | 100%
2888 | 0% | 0% | 86.5% | 0% | 0% | 100% | 100% | 0% | 0% | 100%
2889 | 0% | 0% | 86.5% | 0% | 0% | 100% | 100% | 0% | 0% | 100%
2890 | 0% | 1.716% | 86.5% | 0% | 0% | 100% | 100% | 0% | 1.716% | 100%
2891 | 2.307% | 5.558% | 86.5% | 0% | 0% | 100% | 100% | 2.307% | 5.558% | 100%
2892 | 10.1% | 5.289% | 86.5% | 0% | 0% | 100% | 100% | 10.1% | 5.289% | 100%
2893 | 13.63% | 4.604% | 86.5% | 0% | 0% | 100% | 100% | 13.63% | 4.604% | 100%
2894 | 15.08% | 4.463% | 86.5% | 0% | 0% | 100% | 100% | 15.08% | 4.463% | 100%
2895 | 13.6% | 4.729% | 86.5% | 0% | 0% | 100% | 100% | 13.6% | 4.729% | 100%
2896 | 5.601% | 6.249% | 86.5% | 0% | 0% | 100% | 100% | 5.601% | 6.249% | 100%
2897 | 0% | 6.427% | 86.5% | 0% | 0% | 100% | 100% | 0% | 6.427% | 100%
2898 | 0% | 5.672% | 86.5% | 0% | 100% | 100% | 100% | 0% | 5.672% | 100%
2899 | 0% | 2.753% | 86.5% | 0% | 100% | 100% | 100% | 0% | 2.753% | 100%
2900 | 0% | 0.02759% | 86.5% | 0% | 100% | 100% | 100% | 0% | 0.02759% | 100%
2901 | 0% | 0.7728% | 86.5% | 0% | 100% | 100% | 100% | 0% | 0.7728% | 100%
2902 | 0% | 0.922% | 86.5% | 0% | 0% | 100% | 100% | 0% | 0.922% | 100%
2903 | 0% | 1.235% | 86.5% | 0% | 0% | 100% | 100% | 0% | 1.235% | 100%
2904 | 0% | 0% | 86.5% | 0% | 0% | 100% | 100% | 0% | 0% | 100%
2905 | 0% | 0% | 86.5% | 0% | 0% | 100% | 100% | 0% | 0% | 100%
2906 | 0% | 0% | 86.5% | 0% | 0% | 100% | 100% | 0% | 0% | 100%
2907 | 0% | 0% | 86.5% | 0% | 0% | 100% | 100% | 0% | 0% | 100%
2908 | 0% | 0% | 86.5% | 0% | 0% | 100% | 100% | 0% | 0% | 100%
2909 | 0% | 0% | 86.5% | 0% | 0% | 100% | 100% | 0% | 0% | 100%
2910 | 0% | 0% | 86.5% | 0% | 0% | 100% | 100% | 0% | 0% | 100%
2911 | 0% | 0% | 86.5% | 0% | 0% | 100% | 100% | 0% | 0% | 100%
2912 | 0% | 0% | 86.5% | 0% | 0% | 100% | 100% | 0% | 0% | 100%
2913 | 0% | 0% | 86.5% | 0% | 0% | 100% | 100% | 0% | 0% | 100%
2914 | 3.226% | 0.7403% | 86.5% | 0% | 0% | 100% | 100% | 3.226% | 0.7403% | 100%
2915 | 8.892% | 4.204% | 86.5% | 0% | 0% | 100% | 100% | 8.892% | 4.204% | 100%
2916 | 18.66% | 6.711% | 86.5% | 0% | 0% | 100% | 100% | 18.66% | 6.711% | 100%
2917 | 17.45% | 6.223% | 86.5% | 0% | 0% | 100% | 100% | 17.45% | 6.223% | 100%
2918 | 21.74% | 3.266% | 86.5% | 0% | 0% | 100% | 100% | 21.74% | 3.266% | 100%
2919 | 13.44% | 2.417% | 86.5% | 0% | 0% | 100% | 100% | 13.44% | 2.417% | 100%
2920 | 2.132% | 3.13% | 86.5% | 0% | 0% | 100% | 100% | 2.132% | 3.13% | 100%
2921 | 0% | 4.503% | 86.5% | 0% | 0% | 100% | 100% | 0% | 4.503% | 100%
2922 | 0% | 4.003% | 86.5% | 0% | 100% | 100% | 100% | 0% | 4.003% | 100%
2923 | 0% | 2.339% | 86.5% | 0% | 100% | 100% | 100% | 0% | 2.339% | 100%
2924 | 0% | 0.1067% | 86.5% | 0% | 100% | 100% | 100% | 0% | 0.1067% | 100%
2925 | 0% | 0.01289% | 86.5% | 0% | 100% | 100% | 100% | 0% | 0.01289% | 100%
2926 | 0% | 0% | 86.5% | 0% | 0% | 100% | 100% | 0% | 0% | 100%
2927 | 0% | 1.019% | 86.5% | 0% | 0% | 100% | 100% | 0% | 1.019% | 100%
2928 | 0% | 0% | 86.5% | 0% | 0% | 100% | 100% | 0% | 0% | 100%
2929 | 0% | 0% | 86.5% | 0% | 0% | 100% | 100% | 0% | 0% | 100%
2930 | 0% | 0% | 86.5% | 0% | 0% | 100% | 100% | 0% | 0% | 100%
2931 | 0% | 0% | 86.5% | 0% | 0% | 100% | 100% | 0% | 0% | 100%
2932 | 0% | 0% | 86.5% | 0% | 0% | 100% | 100% | 0% | 0% | 100%
2933 | 0% | 0% | 86.5% | 0% | 0% | 100% | 100% | 0% | 0% | 100%
2934 | 0% | 0% | 86.5% | 0% | 0% | 100% | 100% | 0% | 0% | 100%
2935 | 0% | 0% | 86.5% | 0% | 0% | 100% | 100% | 0% | 0% | 100%
2936 | 0% | 0% | 86.5% | 0% | 0% | 100% | 100% | 0% | 0% | 100%
2937 | 0% | 0% | 86.5% | 0% | 0% | 100% | 100% | 0% | 0% | 100%
2938 | 2.77% | 0% | 86.5% | 0% | 0% | 100% | 100% | 2.77% | 0% | 100%
2939 | 10.89% | 1.558% | 86.5% | 0% | 0% | 100% | 100% | 10.89% | 1.558% | 100%
2940 | 15.87% | 4.773% | 86.5% | 0% | 0% | 100% | 100% | 15.87% | 4.773% | 100%
2941 | 17.67% | 4.705% | 86.5% | 0% | 0% | 100% | 100% | 17.67% | 4.705% | 100%
2942 | 18.86% | 3.383% | 86.5% | 0% | 0% | 100% | 100% | 18.86% | 3.383% | 100%
2943 | 12.81% | 2.185% | 86.5% | 0% | 0% | 100% | 100% | 12.81% | 2.185% | 100%
2944 | 4.257% | 1.775% | 86.5% | 0% | 0% | 100% | 100% | 4.257% | 1.775% | 100%
2945 | 0% | 2.173% | 86.5% | 0% | 0% | 100% | 100% | 0% | 2.173% | 100%
2946 | 0% | 0.01077% | 86.5% | 0% | 100% | 100% | 100% | 0% | 0.01077% | 100%
2947 | 0% | 0% | 86.5% | 0% | 100% | 100% | 100% | 0% | 0% | 100%
2948 | 0% | 0% | 86.5% | 0% | 100% | 100% | 100% | 0% | 0% | 100%
2949 | 0% | 0% | 86.5% | 0% | 100% | 100% | 100% | 0% | 0% | 100%
2950 | 0% | 0% | 86.5% | 0% | 0% | 100% | 100% | 0% | 0% | 100%
2951 | 0% | 0% | 86.5% | 0% | 0% | 100% | 100% | 0% | 0% | 100%
2952 | 0% | 0% | 86.5% | 0% | 0% | 100% | 100% | 0% | 0% | 100%
2953 | 0% | 0% | 86.5% | 0% | 0% | 100% | 100% | 0% | 0% | 100%
2954 | 0% | 0% | 86.5% | 0% | 0% | 100% | 100% | 0% | 0% | 100%
2955 | 0% | 0% | 86.5% | 0% | 0% | 100% | 100% | 0% | 0% | 100%
2956 | 0% | 0% | 86.5% | 0% | 0% | 100% | 100% | 0% | 0% | 100%
2957 | 0% | 0% | 86.5% | 0% | 0% | 100% | 100% | 0% | 0% | 100%
2958 | 0% | 0% | 86.5% | 0% | 0% | 100% | 100% | 0% | 0% | 100%
2959 | 0% | 0% | 86.5% | 0% | 0% | 100% | 100% | 0% | 0% | 100%
2960 | 0% | 0% | 86.5% | 0% | 0% | 100% | 100% | 0% | 0% | 100%
2961 | 0% | 0% | 86.5% | 0% | 0% | 100% | 100% | 0% | 0% | 100%
2962 | 12.17% | 0% | 86.5% | 0% | 0% | 100% | 100% | 12.17% | 0% | 100%
2963 | 20.21% | 0% | 86.5% | 0% | 0% | 100% | 100% | 20.21% | 0% | 100%
2964 | 25.79% | 2.159% | 86.5% | 0% | 0% | 100% | 100% | 25.79% | 2.159% | 100%
2965 | 24.13% | 2.795% | 86.5% | 0% | 0% | 100% | 100% | 24.13% | 2.795% | 100%
2966 | 23.36% | 2.357% | 86.5% | 0% | 0% | 100% | 100% | 23.36% | 2.357% | 100%
2967 | 19.72% | 0.426% | 86.5% | 0% | 0% | 100% | 100% | 19.72% | 0.426% | 100%
2968 | 6.018% | 0% | 86.5% | 0% | 0% | 100% | 100% | 6.018% | 0% | 100%
2969 | 0% | 0.4031% | 86.5% | 0% | 0% | 100% | 100% | 0% | 0.4031% | 100%
2970 | 0% | 0% | 86.5% | 0% | 100% | 100% | 100% | 0% | 0% | 100%
2971 | 0% | 0% | 86.5% | 0% | 100% | 100% | 100% | 0% | 0% | 100%
2972 | 0% | 0% | 86.5% | 0% | 100% | 100% | 100% | 0% | 0% | 100%
2973 | 0% | 0% | 86.5% | 0% | 100% | 100% | 100% | 0% | 0% | 100%
2974 | 0% | 0% | 86.5% | 0% | 0% | 100% | 100% | 0% | 0% | 100%
2975 | 0% | 0% | 86.5% | 0% | 0% | 100% | 100% | 0% | 0% | 100%
2976 | 0% | 0% | 86.5% | 0% | 0% | 100% | 100% | 0% | 0% | 100%
2977 | 0% | 0% | 100% | 0% | 0% | 100% | 100% | 0% | 0% | 100%
2978 | 0% | 0% | 100% | 0% | 0% | 100% | 100% | 0% | 0% | 100%
2979 | 0% | 0% | 100% | 0% | 0% | 100% | 100% | 0% | 0% | 100%
2980 | 0% | 0% | 100% | 0% | 0% | 100% | 100% | 0% | 0% | 100%
2981 | 0% | 0% | 100% | 0% | 0% | 100% | 100% | 0% | 0% | 100%
2982 | 0% | 0% | 100% | 0% | 0% | 100% | 100% | 0% | 0% | 100%
2983 | 0% | 0% | 100% | 0% | 0% | 100% | 100% | 0% | 0% | 100%
2984 | 0% | 0% | 100% | 0% | 0% | 100% | 100% | 0% | 0% | 100%
2985 | 5.417% | 0% | 100% | 0% | 0% | 100% | 100% | 5.417% | 0% | 100%
2986 | 20.7% | 0% | 100% | 0% | 0% | 100% | 100% | 20.7% | 0% | 100%
2987 | 33.2% | 0.3087% | 100% | 0% | 0% | 100% | 100% | 33.2% | 0.3087% | 100%
2988 | 30.52% | 4.226% | 100% | 0% | 0% | 100% | 100% | 30.52% | 4.226% | 100%
2989 | 32.48% | 6.08% | 100% | 0% | 0% | 100% | 100% | 32.48% | 6.08% | 100%
2990 | 25.32% | 8.18% | 100% | 0% | 0% | 100% | 100% | 25.32% | 8.18% | 100%
2991 | 19.55% | 6.428% | 100% | 0% | 0% | 100% | 100% | 19.55% | 6.428% | 100%
2992 | 12.37% | 4.644% | 100% | 0% | 0% | 100% | 100% | 12.37% | 4.644% | 100%
2993 | 1.043% | 4.242% | 100% | 0% | 0% | 100% | 100% | 1.043% | 4.242% | 100%
2994 | 0% | 1.18% | 100% | 0% | 100% | 100% | 100% | 0% | 1.18% | 100%
2995 | 0% | 0% | 100% | 0% | 100% | 100% | 100% | 0% | 0% | 100%
2996 | 0% | 0% | 100% | 0% | 100% | 100% | 100% | 0% | 0% | 100%
2997 | 0% | 0% | 100% | 0% | 100% | 100% | 100% | 0% | 0% | 100%
2998 | 0% | 0% | 100% | 0% | 0% | 100% | 100% | 0% | 0% | 100%
2999 | 0% | 0% | 100% | 0% | 0% | 100% | 100% | 0% | 0% | 100%
3000 | 0% | 0% | 100% | 0% | 0% | 100% | 100% | 0% | 0% | 100%
3001 | 0% | 0% | 91.62% | 0% | 0% | 100% | 100% | 0% | 0% | 100%
3002 | 0% | 0% | 91.62% | 0% | 0% | 100% | 100% | 0% | 0% | 100%
3003 | 0% | 0% | 91.62% | 0% | 0% | 100% | 100% | 0% | 0% | 100%
3004 | 0% | 0% | 91.62% | 0% | 0% | 100% | 100% | 0% | 0% | 100%
3005 | 0% | 0% | 91.62% | 0% | 0% | 100% | 100% | 0% | 0% | 100%
3006 | 0% | 0% | 91.62% | 0% | 0% | 100% | 100% | 0% | 0% | 100%
3007 | 0% | 0% | 91.62% | 0% | 0% | 100% | 100% | 0% | 0% | 100%
3008 | 0% | 0% | 91.62% | 0% | 0% | 100% | 100% | 0% | 0% | 100%
3009 | 8.366% | 0% | 91.62% | 0% | 0% | 100% | 100% | 8.366% | 0% | 100%
3010 | 20.52% | 1.48% | 91.62% | 0% | 0% | 100% | 100% | 20.52% | 1.48% | 100%
3011 | 37.24% | 0.3822% | 91.62% | 0% | 0% | 100% | 100% | 37.24% | 0.3822% | 100%
3012 | 39.96% | 3.615% | 91.62% | 0% | 0% | 100% | 100% | 39.96% | 3.615% | 100%
3013 | 35.66% | 5.067% | 91.62% | 0% | 0% | 100% | 100% | 35.66% | 5.067% | 100%
3014 | 29.98% | 6.964% | 91.62% | 0% | 0% | 100% | 100% | 29.98% | 6.964% | 100%
3015 | 24.66% | 6.165% | 91.62% | 0% | 0% | 100% | 100% | 24.66% | 6.165% | 100%
3016 | 13.56% | 5.575% | 91.62% | 0% | 0% | 100% | 100% | 13.56% | 5.575% | 100%
3017 | 0.1774% | 7.216% | 91.62% | 0% | 0% | 100% | 100% | 0.1774% | 7.216% | 100%
3018 | 0% | 4.899% | 91.62% | 0% | 100% | 100% | 100% | 0% | 4.899% | 100%
3019 | 0% | 2.063% | 91.62% | 0% | 100% | 100% | 100% | 0% | 2.063% | 100%
3020 | 0% | 0% | 91.62% | 0% | 100% | 100% | 100% | 0% | 0% | 100%
3021 | 0% | 0% | 91.62% | 0% | 100% | 100% | 100% | 0% | 0% | 100%
3022 | 0% | 0.3247% | 91.62% | 0% | 0% | 100% | 100% | 0% | 0.3247% | 100%
3023 | 0% | 0% | 91.62% | 0% | 0% | 100% | 100% | 0% | 0% | 100%
3024 | 0% | 0% | 91.62% | 0% | 0% | 100% | 100% | 0% | 0% | 100%
3025 | 0% | 0% | 91.62% | 0% | 0% | 100% | 100% | 0% | 0% | 100%
3026 | 0% | 0% | 91.62% | 0% | 0% | 100% | 100% | 0% | 0% | 100%
3027 | 0% | 0% | 91.62% | 0% | 0% | 100% | 100% | 0% | 0% | 100%
3028 | 0% | 0% | 91.62% | 0% | 0% | 100% | 100% | 0% | 0% | 100%
3029 | 0% | 0% | 91.62% | 0% | 0% | 100% | 100% | 0% | 0% | 100%
3030 | 0% | 0% | 91.62% | 0% | 0% | 100% | 100% | 0% | 0% | 100%
3031 | 0% | 0% | 91.62% | 0% | 0% | 100% | 100% | 0% | 0% | 100%
3032 | 0% | 0% | 91.62% | 0% | 0% | 100% | 100% | 0% | 0% | 100%
3033 | 11.23% | 0% | 91.62% | 0% | 0% | 100% | 100% | 11.23% | 0% | 100%
3034 | 20.8% | 1.247% | 91.62% | 0% | 0% | 100% | 100% | 20.8% | 1.247% | 100%
3035 | 30.73% | 2.238% | 91.62% | 0% | 0% | 100% | 100% | 30.73% | 2.238% | 100%
3036 | 34.31% | 3.838% | 91.62% | 0% | 0% | 100% | 100% | 34.31% | 3.838% | 100%
3037 | 29.4% | 4.7% | 91.62% | 0% | 0% | 100% | 100% | 29.4% | 4.7% | 100%
3038 | 21.02% | 7.03% | 91.62% | 0% | 0% | 100% | 100% | 21.02% | 7.03% | 100%
3039 | 16.49% | 8.047% | 91.62% | 0% | 0% | 100% | 100% | 16.49% | 8.047% | 100%
3040 | 6.706% | 7.528% | 91.62% | 0% | 0% | 100% | 100% | 6.706% | 7.528% | 100%
3041 | 0% | 7.014% | 91.62% | 0% | 0% | 100% | 100% | 0% | 7.014% | 100%
3042 | 0% | 4.793% | 91.62% | 0% | 100% | 100% | 100% | 0% | 4.793% | 100%
3043 | 0% | 2.277% | 91.62% | 0% | 100% | 100% | 100% | 0% | 2.277% | 100%
3044 | 0% | 0.4632% | 91.62% | 0% | 100% | 100% | 100% | 0% | 0.4632% | 100%
3045 | 0% | 0% | 91.62% | 0% | 100% | 100% | 100% | 0% | 0% | 100%
3046 | 0% | 0% | 91.62% | 0% | 0% | 100% | 100% | 0% | 0% | 100%
3047 | 0% | 0% | 91.62% | 0% | 0% | 100% | 100% | 0% | 0% | 100%
3048 | 0% | 0% | 91.62% | 0% | 0% | 100% | 100% | 0% | 0% | 100%
3049 | 0% | 0% | 91.62% | 0% | 0% | 100% | 100% | 0% | 0% | 100%
3050 | 0% | 0% | 91.62% | 0% | 0% | 100% | 100% | 0% | 0% | 100%
3051 | 0% | 0% | 91.62% | 0% | 0% | 100% | 100% | 0% | 0% | 100%
3052 | 0% | 0% | 91.62% | 0% | 0% | 100% | 100% | 0% | 0% | 100%
3053 | 0% | 0% | 91.62% | 0% | 0% | 100% | 100% | 0% | 0% | 100%
3054 | 0% | 0% | 91.62% | 0% | 0% | 100% | 100% | 0% | 0% | 100%
3055 | 0% | 0% | 91.62% | 0% | 0% | 100% | 100% | 0% | 0% | 100%
3056 | 0% | 0% | 91.62% | 0% | 0% | 100% | 100% | 0% | 0% | 100%
3057 | 6.779% | 0.1234% | 91.62% | 0% | 0% | 100% | 100% | 6.779% | 0.1234% | 100%
3058 | 15.77% | 0.3673% | 91.62% | 0% | 0% | 100% | 100% | 15.77% | 0.3673% | 100%
3059 | 22.93% | 1.926% | 91.62% | 0% | 0% | 100% | 100% | 22.93% | 1.926% | 100%
3060 | 25.72% | 2.874% | 91.62% | 0% | 0% | 100% | 100% | 25.72% | 2.874% | 100%
3061 | 22.33% | 2.373% | 91.62% | 0% | 0% | 100% | 100% | 22.33% | 2.373% | 100%
3062 | 14.64% | 2.804% | 91.62% | 0% | 0% | 100% | 100% | 14.64% | 2.804% | 100%
3063 | 9.324% | 3.412% | 91.62% | 0% | 0% | 100% | 100% | 9.324% | 3.412% | 100%
3064 | 0% | 3.527% | 91.62% | 0% | 0% | 100% | 100% | 0% | 3.527% | 100%
3065 | 0% | 4.157% | 91.62% | 0% | 0% | 100% | 100% | 0% | 4.157% | 100%
3066 | 0% | 3.364% | 91.62% | 0% | 100% | 100% | 100% | 0% | 3.364% | 100%
3067 | 0% | 0% | 91.62% | 0% | 100% | 100% | 100% | 0% | 0% | 100%
3068 | 0% | 0% | 91.62% | 0% | 100% | 100% | 100% | 0% | 0% | 100%
3069 | 0% | 0% | 91.62% | 0% | 100% | 100% | 100% | 0% | 0% | 100%
3070 | 0% | 0% | 91.62% | 0% | 0% | 100% | 100% | 0% | 0% | 100%
3071 | 0% | 0% | 91.62% | 0% | 0% | 100% | 100% | 0% | 0% | 100%
3072 | 0% | 0% | 91.62% | 0% | 0% | 100% | 100% | 0% | 0% | 100%
3073 | 0% | 0% | 91.62% | 0% | 0% | 100% | 100% | 0% | 0% | 100%
3074 | 0% | 0% | 91.62% | 0% | 0% | 100% | 100% | 0% | 0% | 100%
3075 | 0% | 0% | 91.62% | 0% | 0% | 100% | 100% | 0% | 0% | 100%
3076 | 0% | 0% | 91.62% | 0% | 0% | 100% | 100% | 0% | 0% | 100%
3077 | 0% | 0% | 91.62% | 0% | 0% | 100% | 100% | 0% | 0% | 100%
3078 | 0% | 0% | 91.62% | 0% | 0% | 100% | 100% | 0% | 0% | 100%
3079 | 0% | 0% | 91.62% | 0% | 0% | 100% | 100% | 0% | 0% | 100%
3080 | 0% | 0% | 91.62% | 0% | 0% | 100% | 100% | 0% | 0% | 100%
3081 | 7.023% | 0% | 91.62% | 0% | 0% | 100% | 100% | 7.023% | 0% | 100%
3082 | 15.15% | 0% | 91.62% | 0% | 0% | 100% | 100% | 15.15% | 0% | 100%
3083 | 19.2% | 1.872% | 91.62% | 0% | 0% | 100% | 100% | 19.2% | 1.872% | 100%
3084 | 18.72% | 2.634% | 91.62% | 0% | 0% | 100% | 100% | 18.72% | 2.634% | 100%
3085 | 16.57% | 3.388% | 91.62% | 0% | 0% | 100% | 100% | 16.57% | 3.388% | 100%
3086 | 10.8% | 3.821% | 91.62% | 0% | 0% | 100% | 100% | 10.8% | 3.821% | 100%
3087 | 2.992% | 4.212% | 91.62% | 0% | 0% | 100% | 100% | 2.992% | 4.212% | 100%
3088 | 0% | 3.234% | 91.62% | 0% | 0% | 100% | 100% | 0% | 3.234% | 100%
3089 | 0% | 2.257% | 91.62% | 0% | 0% | 100% | 100% | 0% | 2.257% | 100%
3090 | 0% | 2.1% | 91.62% | 0% | 100% | 100% | 100% | 0% | 2.1% | 100%
3091 | 0% | 0.02568% | 91.62% | 0% | 100% | 100% | 100% | 0% | 0.02568% | 100%
3092 | 0% | 0% | 91.62% | 0% | 100% | 100% | 100% | 0% | 0% | 100%
3093 | 0% | 0% | 91.62% | 0% | 100% | 100% | 100% | 0% | 0% | 100%
3094 | 0% | 0.2451% | 91.62% | 0% | 0% | 100% | 100% | 0% | 0.2451% | 100%
3095 | 0% | 0.9731% | 91.62% | 0% | 0% | 100% | 100% | 0% | 0.9731% | 100%
3096 | 0% | 2.369% | 91.62% | 0% | 0% | 100% | 100% | 0% | 2.369% | 100%
3097 | 0% | 0% | 91.62% | 0% | 0% | 100% | 100% | 0% | 0% | 100%
3098 | 0% | 0% | 91.62% | 0% | 0% | 100% | 100% | 0% | 0% | 100%
3099 | 0% | 0% | 91.62% | 0% | 0% | 100% | 100% | 0% | 0% | 100%
3100 | 0% | 0% | 91.62% | 0% | 0% | 100% | 100% | 0% | 0% | 100%
3101 | 0% | 0% | 91.62% | 0% | 0% | 100% | 100% | 0% | 0% | 100%
3102 | 0% | 0% | 91.62% | 0% | 0% | 100% | 100% | 0% | 0% | 100%
3103 | 0% | 0% | 91.62% | 0% | 0% | 100% | 100% | 0% | 0% | 100%
3104 | 0% | 0% | 91.62% | 0% | 0% | 100% | 100% | 0% | 0% | 100%
3105 | 7.188% | 0% | 91.62% | 0% | 0% | 100% | 100% | 7.188% | 0% | 100%
3106 | 17.9% | 0% | 91.62% | 0% | 0% | 100% | 100% | 17.9% | 0% | 100%
3107 | 19.5% | 2.987% | 91.62% | 0% | 0% | 100% | 100% | 19.5% | 2.987% | 100%
3108 | 14.26% | 4.398% | 91.62% | 0% | 0% | 100% | 100% | 14.26% | 4.398% | 100%
3109 | 10.23% | 5.405% | 91.62% | 0% | 0% | 100% | 100% | 10.23% | 5.405% | 100%
3110 | 7.224% | 4.722% | 91.62% | 0% | 0% | 100% | 100% | 7.224% | 4.722% | 100%
3111 | 0.667% | 5.2% | 91.62% | 0% | 0% | 100% | 100% | 0.667% | 5.2% | 100%
3112 | 0% | 4.423% | 91.62% | 0% | 0% | 100% | 100% | 0% | 4.423% | 100%
3113 | 0% | 3.438% | 91.62% | 0% | 0% | 100% | 100% | 0% | 3.438% | 100%
3114 | 0% | 5.654% | 91.62% | 0% | 100% | 100% | 100% | 0% | 5.654% | 100%
3115 | 0% | 4.88% | 91.62% | 0% | 100% | 100% | 100% | 0% | 4.88% | 100%
3116 | 0% | 4.792% | 91.62% | 0% | 100% | 100% | 100% | 0% | 4.792% | 100%
3117 | 0% | 4.861% | 91.62% | 0% | 100% | 100% | 100% | 0% | 4.861% | 100%
3118 | 0% | 5.476% | 91.62% | 0% | 0% | 100% | 100% | 0% | 5.476% | 100%
3119 | 0% | 5.898% | 91.62% | 0% | 0% | 100% | 100% | 0% | 5.898% | 100%
3120 | 0% | 5.249% | 91.62% | 0% | 0% | 100% | 100% | 0% | 5.249% | 100%
3121 | 0% | 0.9456% | 91.62% | 0% | 0% | 100% | 100% | 0% | 0.9456% | 100%
3122 | 0% | 1.322% | 91.62% | 0% | 0% | 100% | 100% | 0% | 1.322% | 100%
3123 | 0% | 0% | 91.62% | 0% | 0% | 100% | 100% | 0% | 0% | 100%
3124 | 0% | 0% | 91.62% | 0% | 0% | 100% | 100% | 0% | 0% | 100%
3125 | 0% | 0% | 91.62% | 0% | 0% | 100% | 100% | 0% | 0% | 100%
3126 | 0% | 0% | 91.62% | 0% | 0% | 100% | 100% | 0% | 0% | 100%
3127 | 0% | 0% | 91.62% | 0% | 0% | 100% | 100% | 0% | 0% | 100%
3128 | 0% | 0% | 91.62% | 0% | 0% | 100% | 100% | 0% | 0% | 100%
3129 | 14.16% | 0% | 91.62% | 0% | 0% | 100% | 100% | 14.16% | 0% | 100%
3130 | 26.02% | 4.723% | 91.62% | 0% | 0% | 100% | 100% | 26.02% | 4.723% | 100%
3131 | 25.46% | 8.483% | 91.62% | 0% | 0% | 100% | 100% | 25.46% | 8.483% | 100%
3132 | 24.97% | 10.25% | 91.62% | 0% | 0% | 100% | 100% | 24.97% | 10.25% | 100%
3133 | 18.95% | 11.25% | 91.62% | 0% | 0% | 100% | 100% | 18.95% | 11.25% | 100%
3134 | 17.97% | 9.83% | 91.62% | 0% | 0% | 100% | 100% | 17.97% | 9.83% | 100%
3135 | 10.79% | 10.04% | 91.62% | 0% | 0% | 100% | 100% | 10.79% | 10.04% | 100%
3136 | 7.495% | 8.797% | 91.62% | 0% | 0% | 100% | 100% | 7.495% | 8.797% | 100%
3137 | 0% | 6.503% | 91.62% | 0% | 0% | 100% | 100% | 0% | 6.503% | 100%
3138 | 0% | 6.988% | 91.62% | 0% | 100% | 100% | 100% | 0% | 6.988% | 100%
3139 | 0% | 7.159% | 91.62% | 0% | 100% | 100% | 100% | 0% | 7.159% | 100%
3140 | 0% | 7.184% | 91.62% | 0% | 100% | 100% | 100% | 0% | 7.184% | 100%
3141 | 0% | 6.032% | 91.62% | 0% | 100% | 100% | 100% | 0% | 6.032% | 100%
3142 | 0% | 6.396% | 91.62% | 0% | 0% | 100% | 100% | 0% | 6.396% | 100%
3143 | 0% | 4.803% | 91.62% | 0% | 0% | 100% | 100% | 0% | 4.803% | 100%
3144 | 0% | 3.96% | 91.62% | 0% | 0% | 100% | 100% | 0% | 3.96% | 100%
3145 | 0% | 3.59% | 91.62% | 0% | 0% | 100% | 100% | 0% | 3.59% | 100%
3146 | 0% | 2.227% | 91.62% | 0% | 0% | 100% | 100% | 0% | 2.227% | 100%
3147 | 0% | 1.593% | 91.62% | 0% | 0% | 100% | 100% | 0% | 1.593% | 100%
3148 | 0% | 1.089% | 91.62% | 0% | 0% | 100% | 100% | 0% | 1.089% | 100%
3149 | 0% | 1.404% | 91.62% | 0% | 0% | 100% | 100% | 0% | 1.404% | 100%
3150 | 0% | 0.1411% | 91.62% | 0% | 0% | 100% | 100% | 0% | 0.1411% | 100%
3151 | 0% | 1.893% | 91.62% | 0% | 0% | 100% | 100% | 0% | 1.893% | 100%
3152 | 0% | 1.424% | 91.62% | 0% | 0% | 100% | 100% | 0% | 1.424% | 100%
3153 | 15.82% | 2.968% | 91.62% | 0% | 0% | 100% | 100% | 15.82% | 2.968% | 100%
3154 | 29.02% | 7.377% | 91.62% | 0% | 0% | 100% | 100% | 29.02% | 7.377% | 100%
3155 | 30.27% | 11.24% | 91.62% | 0% | 0% | 100% | 100% | 30.27% | 11.24% | 100%
3156 | 33.35% | 14.04% | 91.62% | 0% | 0% | 100% | 100% | 33.35% | 14.04% | 100%
3157 | 24.36% | 13.72% | 91.62% | 0% | 0% | 100% | 100% | 24.36% | 13.72% | 100%
3158 | 20.86% | 11.81% | 91.62% | 0% | 0% | 100% | 100% | 20.86% | 11.81% | 100%
3159 | 20.48% | 12.92% | 91.62% | 0% | 0% | 100% | 100% | 20.48% | 12.92% | 100%
3160 | 22.03% | 12.55% | 91.62% | 0% | 0% | 100% | 100% | 22.03% | 12.55% | 100%
3161 | 2.696% | 9.775% | 91.62% | 0% | 0% | 100% | 100% | 2.696% | 9.775% | 100%
3162 | 0% | 9.871% | 91.62% | 0% | 100% | 100% | 100% | 0% | 9.871% | 100%
3163 | 0% | 9.867% | 91.62% | 0% | 100% | 100% | 100% | 0% | 9.867% | 100%
3164 | 0% | 10.36% | 91.62% | 0% | 100% | 100% | 100% | 0% | 10.36% | 100%
3165 | 0% | 7.889% | 91.62% | 0% | 100% | 100% | 100% | 0% | 7.889% | 100%
3166 | 0% | 6.696% | 91.62% | 0% | 0% | 100% | 100% | 0% | 6.696% | 100%
3167 | 0% | 5.577% | 91.62% | 0% | 0% | 100% | 100% | 0% | 5.577% | 100%
3168 | 0% | 3.918% | 91.62% | 0% | 0% | 100% | 100% | 0% | 3.918% | 100%
3169 | 0% | 3.751% | 91.62% | 0% | 0% | 100% | 100% | 0% | 3.751% | 100%
3170 | 0% | 3.166% | 91.62% | 0% | 0% | 100% | 100% | 0% | 3.166% | 100%
3171 | 0% | 2.247% | 91.62% | 0% | 0% | 100% | 100% | 0% | 2.247% | 100%
3172 | 0% | 1.668% | 91.62% | 0% | 0% | 100% | 100% | 0% | 1.668% | 100%
3173 | 0% | 2.303% | 91.62% | 0% | 0% | 100% | 100% | 0% | 2.303% | 100%
3174 | 0% | 1.153% | 91.62% | 0% | 0% | 100% | 100% | 0% | 1.153% | 100%
3175 | 0% | 3.695% | 91.62% | 0% | 0% | 100% | 100% | 0% | 3.695% | 100%
3176 | 0% | 5.954% | 91.62% | 0% | 0% | 100% | 100% | 0% | 5.954% | 100%
3177 | 13.67% | 8.493% | 91.62% | 0% | 0% | 100% | 100% | 13.67% | 8.493% | 100%
3178 | 29.57% | 11.16% | 91.62% | 0% | 0% | 100% | 100% | 29.57% | 11.16% | 100%
3179 | 40.52% | 13.37% | 91.62% | 0% | 0% | 100% | 100% | 40.52% | 13.37% | 100%
3180 | 45.42% | 17.55% | 91.62% | 0% | 0% | 100% | 100% | 45.42% | 17.55% | 100%
3181 | 43.51% | 19.82% | 91.62% | 0% | 0% | 100% | 100% | 43.51% | 19.82% | 100%
3182 | 41.4% | 17.57% | 91.62% | 0% | 0% | 100% | 100% | 41.4% | 17.57% | 100%
3183 | 28.62% | 17.38% | 91.62% | 0% | 0% | 100% | 100% | 28.62% | 17.38% | 100%
3184 | 23.48% | 15.81% | 91.62% | 0% | 0% | 100% | 100% | 23.48% | 15.81% | 100%
3185 | 8.943% | 12.46% | 91.62% | 0% | 0% | 100% | 100% | 8.943% | 12.46% | 100%
3186 | 0% | 11.41% | 91.62% | 0% | 100% | 100% | 100% | 0% | 11.41% | 100%
3187 | 0% | 9.754% | 91.62% | 0% | 100% | 100% | 100% | 0% | 9.754% | 100%
3188 | 0% | 6.537% | 91.62% | 0% | 100% | 100% | 100% | 0% | 6.537% | 100%
3189 | 0% | 4.66% | 91.62% | 0% | 100% | 100% | 100% | 0% | 4.66% | 100%
3190 | 0% | 4.755% | 91.62% | 0% | 0% | 100% | 100% | 0% | 4.755% | 100%
3191 | 0% | 4.17% | 91.62% | 0% | 0% | 100% | 100% | 0% | 4.17% | 100%
3192 | 0% | 1.55% | 91.62% | 0% | 0% | 100% | 100% | 0% | 1.55% | 100%
3193 | 0% | 3.53% | 91.62% | 0% | 0% | 100% | 100% | 0% | 3.53% | 100%
3194 | 0% | 0.8384% | 91.62% | 0% | 0% | 100% | 100% | 0% | 0.8384% | 100%
3195 | 0% | 0% | 91.62% | 0% | 0% | 100% | 100% | 0% | 0% | 100%
3196 | 0% | 0% | 91.62% | 0% | 0% | 100% | 100% | 0% | 0% | 100%
3197 | 0% | 1.056% | 91.62% | 0% | 0% | 100% | 100% | 0% | 1.056% | 100%
3198 | 0% | 0% | 91.62% | 0% | 0% | 100% | 100% | 0% | 0% | 100%
3199 | 0% | 1.422% | 91.62% | 0% | 0% | 100% | 100% | 0% | 1.422% | 100%
3200 | 0% | 2.989% | 91.62% | 0% | 0% | 100% | 100% | 0% | 2.989% | 100%
3201 | 9.364% | 3.219% | 91.62% | 0% | 0% | 100% | 100% | 9.364% | 3.219% | 100%
3202 | 25.84% | 4.697% | 91.62% | 0% | 0% | 100% | 100% | 25.84% | 4.697% | 100%
3203 | 43.74% | 5.913% | 91.62% | 0% | 0% | 100% | 100% | 43.74% | 5.913% | 100%
3204 | 42.44% | 11% | 91.62% | 0% | 0% | 100% | 100% | 42.44% | 11% | 100%
3205 | 38.63% | 14.2% | 91.62% | 0% | 0% | 100% | 100% | 38.63% | 14.2% | 100%
3206 | 41.39% | 11.98% | 91.62% | 0% | 0% | 100% | 100% | 41.39% | 11.98% | 100%
3207 | 30.49% | 12.87% | 91.62% | 0% | 0% | 100% | 100% | 30.49% | 12.87% | 100%
3208 | 20.53% | 12.76% | 91.62% | 0% | 0% | 100% | 100% | 20.53% | 12.76% | 100%
3209 | 8.165% | 10.1% | 91.62% | 0% | 0% | 100% | 100% | 8.165% | 10.1% | 100%
3210 | 0% | 9.948% | 91.62% | 0% | 100% | 100% | 100% | 0% | 9.948% | 100%
3211 | 0% | 7.587% | 91.62% | 0% | 100% | 100% | 100% | 0% | 7.587% | 100%
3212 | 0% | 3.33% | 91.62% | 0% | 100% | 100% | 100% | 0% | 3.33% | 100%
3213 | 0% | 2.602% | 91.62% | 0% | 100% | 100% | 100% | 0% | 2.602% | 100%
3214 | 0% | 4.219% | 91.62% | 0% | 0% | 100% | 100% | 0% | 4.219% | 100%
3215 | 0% | 4.696% | 91.62% | 0% | 0% | 100% | 100% | 0% | 4.696% | 100%
3216 | 0% | 1.68% | 91.62% | 0% | 0% | 100% | 100% | 0% | 1.68% | 100%
3217 | 0% | 0% | 91.62% | 0% | 0% | 100% | 100% | 0% | 0% | 100%
3218 | 0% | 0% | 91.62% | 0% | 0% | 100% | 100% | 0% | 0% | 100%
3219 | 0% | 0% | 91.62% | 0% | 0% | 100% | 100% | 0% | 0% | 100%
3220 | 0% | 0% | 91.62% | 0% | 0% | 100% | 100% | 0% | 0% | 100%
3221 | 0% | 0% | 91.62% | 0% | 0% | 100% | 100% | 0% | 0% | 100%
3222 | 0% | 0% | 91.62% | 0% | 0% | 100% | 100% | 0% | 0% | 100%
3223 | 0% | 0% | 91.62% | 0% | 0% | 100% | 100% | 0% | 0% | 100%
3224 | 0% | 1.937% | 91.62% | 0% | 0% | 100% | 100% | 0% | 1.937% | 100%
3225 | 8.203% | 2.026% | 91.62% | 0% | 0% | 100% | 100% | 8.203% | 2.026% | 100%
3226 | 27.61% | 4.53% | 91.62% | 0% | 0% | 100% | 100% | 27.61% | 4.53% | 100%
3227 | 40.79% | 5.948% | 91.62% | 0% | 0% | 100% | 100% | 40.79% | 5.948% | 100%
3228 | 41.08% | 10.52% | 91.62% | 0% | 0% | 100% | 100% | 41.08% | 10.52% | 100%
3229 | 34.83% | 12.71% | 91.62% | 0% | 0% | 100% | 100% | 34.83% | 12.71% | 100%
3230 | 38.67% | 11.78% | 91.62% | 0% | 0% | 100% | 100% | 38.67% | 11.78% | 100%
3231 | 24.53% | 11.64% | 91.62% | 0% | 0% | 100% | 100% | 24.53% | 11.64% | 100%
3232 | 12.36% | 12.4% | 91.62% | 0% | 0% | 100% | 100% | 12.36% | 12.4% | 100%
3233 | 6.242% | 12.14% | 91.62% | 0% | 0% | 100% | 100% | 6.242% | 12.14% | 100%
3234 | 0% | 11.57% | 91.62% | 0% | 100% | 100% | 100% | 0% | 11.57% | 100%
3235 | 0% | 8.332% | 91.62% | 0% | 100% | 100% | 100% | 0% | 8.332% | 100%
3236 | 0% | 4.045% | 91.62% | 0% | 100% | 100% | 100% | 0% | 4.045% | 100%
3237 | 0% | 4.349% | 91.62% | 0% | 100% | 100% | 100% | 0% | 4.349% | 100%
3238 | 0% | 6.349% | 91.62% | 0% | 0% | 100% | 100% | 0% | 6.349% | 100%
3239 | 0% | 6.615% | 91.62% | 0% | 0% | 100% | 100% | 0% | 6.615% | 100%
3240 | 0% | 4.528% | 91.62% | 0% | 0% | 100% | 100% | 0% | 4.528% | 100%
3241 | 0% | 0% | 91.62% | 0% | 0% | 100% | 100% | 0% | 0% | 100%
3242 | 0% | 0% | 91.62% | 0% | 0% | 100% | 100% | 0% | 0% | 100%
3243 | 0% | 0% | 91.62% | 0% | 0% | 100% | 100% | 0% | 0% | 100%
3244 | 0% | 0% | 91.62% | 0% | 0% | 100% | 100% | 0% | 0% | 100%
3245 | 0% | 1.135% | 91.62% | 0% | 0% | 100% | 100% | 0% | 1.135% | 100%
3246 | 0% | 1.638% | 91.62% | 0% | 0% | 100% | 100% | 0% | 1.638% | 100%
3247 | 0% | 1.243% | 91.62% | 0% | 0% | 100% | 100% | 0% | 1.243% | 100%
3248 | 0% | 2.853% | 91.62% | 0% | 0% | 100% | 100% | 0% | 2.853% | 100%
3249 | 3.509% | 0.504% | 91.62% | 0% | 0% | 100% | 100% | 3.509% | 0.504% | 100%
3250 | 27.95% | 3.932% | 91.62% | 0% | 0% | 100% | 100% | 27.95% | 3.932% | 100%
3251 | 37.31% | 6.581% | 91.62% | 0% | 0% | 100% | 100% | 37.31% | 6.581% | 100%
3252 | 40.25% | 9.431% | 91.62% | 0% | 0% | 100% | 100% | 40.25% | 9.431% | 100%
3253 | 34.21% | 9.769% | 91.62% | 0% | 0% | 100% | 100% | 34.21% | 9.769% | 100%
3254 | 31.31% | 7.319% | 91.62% | 0% | 0% | 100% | 100% | 31.31% | 7.319% | 100%
3255 | 27.07% | 6.783% | 91.62% | 0% | 0% | 100% | 100% | 27.07% | 6.783% | 100%
3256 | 17.21% | 8.33% | 91.62% | 0% | 0% | 100% | 100% | 17.21% | 8.33% | 100%
3257 | 6.487% | 10.74% | 91.62% | 0% | 0% | 100% | 100% | 6.487% | 10.74% | 100%
3258 | 0% | 11.17% | 91.62% | 0% | 100% | 100% | 100% | 0% | 11.17% | 100%
3259 | 0% | 8.327% | 91.62% | 0% | 100% | 100% | 100% | 0% | 8.327% | 100%
3260 | 0% | 6.306% | 91.62% | 0% | 100% | 100% | 100% | 0% | 6.306% | 100%
3261 | 0% | 5.239% | 91.62% | 0% | 100% | 100% | 100% | 0% | 5.239% | 100%
3262 | 0% | 6.384% | 91.62% | 0% | 0% | 100% | 100% | 0% | 6.384% | 100%
3263 | 0% | 5.533% | 91.62% | 0% | 0% | 100% | 100% | 0% | 5.533% | 100%
3264 | 0% | 4.157% | 91.62% | 0% | 0% | 100% | 100% | 0% | 4.157% | 100%
3265 | 0% | 0.788% | 91.62% | 0% | 0% | 100% | 100% | 0% | 0.788% | 100%
3266 | 0% | 0% | 91.62% | 0% | 0% | 100% | 100% | 0% | 0% | 100%
3267 | 0% | 0% | 91.62% | 0% | 0% | 100% | 100% | 0% | 0% | 100%
3268 | 0% | 0.8585% | 91.62% | 0% | 0% | 100% | 100% | 0% | 0.8585% | 100%
3269 | 0% | 0.6623% | 91.62% | 0% | 0% | 100% | 100% | 0% | 0.6623% | 100%
3270 | 0% | 1.369% | 91.62% | 0% | 0% | 100% | 100% | 0% | 1.369% | 100%
3271 | 0% | 1.46% | 91.62% | 0% | 0% | 100% | 100% | 0% | 1.46% | 100%
3272 | 0% | 2.387% | 91.62% | 0% | 0% | 100% | 100% | 0% | 2.387% | 100%
3273 | 7.131% | 0.1381% | 91.62% | 0% | 0% | 100% | 100% | 7.131% | 0.1381% | 100%
3274 | 32.72% | 2.918% | 91.62% | 0% | 0% | 100% | 100% | 32.72% | 2.918% | 100%
3275 | 36.11% | 5.792% | 91.62% | 0% | 0% | 100% | 100% | 36.11% | 5.792% | 100%
3276 | 36.97% | 10.1% | 91.62% | 0% | 0% | 100% | 100% | 36.97% | 10.1% | 100%
3277 | 32.82% | 10.7% | 91.62% | 0% | 0% | 100% | 100% | 32.82% | 10.7% | 100%
3278 | 21.31% | 9.238% | 91.62% | 0% | 0% | 100% | 100% | 21.31% | 9.238% | 100%
3279 | 20.27% | 8.069% | 91.62% | 0% | 0% | 100% | 100% | 20.27% | 8.069% | 100%
3280 | 13.91% | 7.417% | 91.62% | 0% | 0% | 100% | 100% | 13.91% | 7.417% | 100%
3281 | 3.407% | 6.43% | 91.62% | 0% | 0% | 100% | 100% | 3.407% | 6.43% | 100%
3282 | 0% | 7.744% | 91.62% | 0% | 100% | 100% | 100% | 0% | 7.744% | 100%
3283 | 0% | 5.426% | 91.62% | 0% | 100% | 100% | 100% | 0% | 5.426% | 100%
3284 | 0% | 3.627% | 91.62% | 0% | 100% | 100% | 100% | 0% | 3.627% | 100%
3285 | 0% | 2.321% | 91.62% | 0% | 100% | 100% | 100% | 0% | 2.321% | 100%
3286 | 0% | 1.006% | 91.62% | 0% | 0% | 100% | 100% | 0% | 1.006% | 100%
3287 | 0% | 0.2197% | 91.62% | 0% | 0% | 100% | 100% | 0% | 0.2197% | 100%
3288 | 0% | 0.1252% | 91.62% | 0% | 0% | 100% | 100% | 0% | 0.1252% | 100%
3289 | 0% | 1.867% | 91.62% | 0% | 0% | 100% | 100% | 0% | 1.867% | 100%
3290 | 0% | 0% | 91.62% | 0% | 0% | 100% | 100% | 0% | 0% | 100%
3291 | 0% | 0% | 91.62% | 0% | 0% | 100% | 100% | 0% | 0% | 100%
3292 | 0% | 0% | 91.62% | 0% | 0% | 100% | 100% | 0% | 0% | 100%
3293 | 0% | 0% | 91.62% | 0% | 0% | 100% | 100% | 0% | 0% | 100%
3294 | 0% | 0% | 91.62% | 0% | 0% | 100% | 100% | 0% | 0% | 100%
3295 | 0% | 0% | 91.62% | 0% | 0% | 100% | 100% | 0% | 0% | 100%
3296 | 0% | 0.2156% | 91.62% | 0% | 0% | 100% | 100% | 0% | 0.2156% | 100%
3297 | 9.608% | 0% | 91.62% | 0% | 0% | 100% | 100% | 9.608% | 0% | 100%
3298 | 31.78% | 0.1907% | 91.62% | 0% | 0% | 100% | 100% | 31.78% | 0.1907% | 100%
3299 | 36.31% | 4.109% | 91.62% | 0% | 0% | 100% | 100% | 36.31% | 4.109% | 100%
3300 | 33.96% | 9.123% | 91.62% | 0% | 0% | 100% | 100% | 33.96% | 9.123% | 100%
3301 | 35.6% | 9.946% | 91.62% | 0% | 0% | 100% | 100% | 35.6% | 9.946% | 100%
3302 | 17.69% | 7.686% | 91.62% | 0% | 0% | 100% | 100% | 17.69% | 7.686% | 100%
3303 | 14.9% | 6.248% | 91.62% | 0% | 0% | 100% | 100% | 14.9% | 6.248% | 100%
3304 | 7.482% | 4.011% | 91.62% | 0% | 0% | 100% | 100% | 7.482% | 4.011% | 100%
3305 | 0% | 0.9613% | 91.62% | 0% | 0% | 100% | 100% | 0% | 0.9613% | 100%
3306 | 0% | 2.331% | 91.62% | 0% | 100% | 100% | 100% | 0% | 2.331% | 100%
3307 | 0% | 1.557% | 91.62% | 0% | 100% | 100% | 100% | 0% | 1.557% | 100%
3308 | 0% | 0% | 91.62% | 0% | 100% | 100% | 100% | 0% | 0% | 100%
3309 | 0% | 0% | 91.62% | 0% | 100% | 100% | 100% | 0% | 0% | 100%
3310 | 0% | 0% | 91.62% | 0% | 0% | 100% | 100% | 0% | 0% | 100%
3311 | 0% | 0% | 91.62% | 0% | 0% | 100% | 100% | 0% | 0% | 100%
3312 | 0% | 0% | 91.62% | 0% | 0% | 100% | 100% | 0% | 0% | 100%
3313 | 0% | 0% | 100% | 0% | 0% | 100% | 100% | 0% | 0% | 100%
3314 | 0% | 0% | 100% | 0% | 0% | 100% | 100% | 0% | 0% | 100%
3315 | 0% | 0% | 100% | 0% | 0% | 100% | 100% | 0% | 0% | 100%
3316 | 0% | 0% | 100% | 0% | 0% | 100% | 100% | 0% | 0% | 100%
3317 | 0% | 0% | 100% | 0% | 0% | 100% | 100% | 0% | 0% | 100%
3318 | 0% | 0% | 100% | 0% | 0% | 100% | 100% | 0% | 0% | 100%
3319 | 0% | 0% | 100% | 0% | 0% | 100% | 100% | 0% | 0% | 100%
3320 | 0% | 0% | 100% | 0% | 0% | 100% | 100% | 0% | 0% | 100%
3321 | 20.26% | 0.5168% | 100% | 0% | 0% | 100% | 100% | 20.26% | 0.5168% | 100%
3322 | 33.5% | 0.08332% | 100% | 0% | 0% | 100% | 100% | 33.5% | 0.08332% | 100%
3323 | 33.23% | 2.667% | 100% | 0% | 0% | 100% | 100% | 33.23% | 2.667% | 100%
3324 | 27.7% | 6.607% | 100% | 0% | 0% | 100% | 100% | 27.7% | 6.607% | 100%
3325 | 32.36% | 8.82% | 100% | 0% | 0% | 100% | 100% | 32.36% | 8.82% | 100%
3326 | 16.74% | 8.444% | 100% | 0% | 0% | 100% | 100% | 16.74% | 8.444% | 100%
3327 | 6.322% | 6.351% | 100% | 0% | 0% | 100% | 100% | 6.322% | 6.351% | 100%
3328 | 0% | 3.231% | 100% | 0% | 0% | 100% | 100% | 0% | 3.231% | 100%
3329 | 0% | 0% | 100% | 0% | 0% | 100% | 100% | 0% | 0% | 100%
3330 | 0% | 0% | 100% | 0% | 100% | 100% | 100% | 0% | 0% | 100%
3331 | 0% | 0% | 100% | 0% | 100% | 100% | 100% | 0% | 0% | 100%
3332 | 0% | 0% | 100% | 0% | 100% | 100% | 100% | 0% | 0% | 100%
3333 | 0% | 0% | 100% | 0% | 100% | 100% | 100% | 0% | 0% | 100%
3334 | 0% | 0% | 100% | 0% | 0% | 100% | 100% | 0% | 0% | 100%
3335 | 0% | 0% | 100% | 0% | 0% | 100% | 100% | 0% | 0% | 100%
3336 | 0% | 0% | 100% | 0% | 0% | 100% | 100% | 0% | 0% | 100%
3337 | 0% | 0% | 86.5% | 0% | 0% | 100% | 100% | 0% | 0% | 100%
3338 | 0% | 0% | 86.5% | 0% | 0% | 100% | 100% | 0% | 0% | 100%
3339 | 0% | 0% | 86.5% | 0% | 0% | 100% | 100% | 0% | 0% | 100%
3340 | 0% | 0% | 86.5% | 0% | 0% | 100% | 100% | 0% | 0% | 100%
3341 | 0% | 0% | 86.5% | 0% | 0% | 100% | 100% | 0% | 0% | 100%
3342 | 0% | 0% | 86.5% | 0% | 0% | 100% | 100% | 0% | 0% | 100%
3343 | 0% | 0% | 86.5% | 0% | 0% | 100% | 100% | 0% | 0% | 100%
3344 | 0% | 0% | 86.5% | 0% | 0% | 100% | 100% | 0% | 0% | 100%
3345 | 17.49% | 0.3571% | 86.5% | 0% | 0% | 100% | 100% | 17.49% | 0.3571% | 100%
3346 | 31.48% | 0.7697% | 86.5% | 0% | 0% | 100% | 100% | 31.48% | 0.7697% | 100%
3347 | 34.06% | 2.474% | 86.5% | 0% | 0% | 100% | 100% | 34.06% | 2.474% | 100%
3348 | 31.41% | 3.695% | 86.5% | 0% | 0% | 100% | 100% | 31.41% | 3.695% | 100%
3349 | 38.34% | 6.04% | 86.5% | 0% | 0% | 100% | 100% | 38.34% | 6.04% | 100%
3350 | 28.11% | 6.65% | 86.5% | 0% | 0% | 100% | 100% | 28.11% | 6.65% | 100%
3351 | 12.18% | 3.976% | 86.5% | 0% | 0% | 100% | 100% | 12.18% | 3.976% | 100%
3352 | 2.404% | 1.517% | 86.5% | 0% | 0% | 100% | 100% | 2.404% | 1.517% | 100%
3353 | 0% | 0% | 86.5% | 0% | 0% | 100% | 100% | 0% | 0% | 100%
3354 | 0% | 0% | 86.5% | 0% | 100% | 100% | 100% | 0% | 0% | 100%
3355 | 0% | 0% | 86.5% | 0% | 100% | 100% | 100% | 0% | 0% | 100%
3356 | 0% | 0% | 86.5% | 0% | 100% | 100% | 100% | 0% | 0% | 100%
3357 | 0% | 0.2641% | 86.5% | 0% | 100% | 100% | 100% | 0% | 0.2641% | 100%
3358 | 0% | 0% | 86.5% | 0% | 0% | 100% | 100% | 0% | 0% | 100%
3359 | 0% | 0% | 86.5% | 0% | 0% | 100% | 100% | 0% | 0% | 100%
3360 | 0% | 0% | 86.5% | 0% | 0% | 100% | 100% | 0% | 0% | 100%
3361 | 0% | 0% | 86.5% | 0% | 0% | 100% | 100% | 0% | 0% | 100%
3362 | 0% | 0% | 86.5% | 0% | 0% | 100% | 100% | 0% | 0% | 100%
3363 | 0% | 0% | 86.5% | 0% | 0% | 100% | 100% | 0% | 0% | 100%
3364 | 0% | 0% | 86.5% | 0% | 0% | 100% | 100% | 0% | 0% | 100%
3365 | 0% | 0% | 86.5% | 0% | 0% | 100% | 100% | 0% | 0% | 100%
3366 | 0% | 0% | 86.5% | 0% | 0% | 100% | 100% | 0% | 0% | 100%
3367 | 0% | 0% | 86.5% | 0% | 0% | 100% | 100% | 0% | 0% | 100%
3368 | 0% | 0% | 86.5% | 0% | 0% | 100% | 100% | 0% | 0% | 100%
3369 | 20.28% | 0% | 86.5% | 0% | 0% | 100% | 100% | 20.28% | 0% | 100%
3370 | 34.15% | 1.38% | 86.5% | 0% | 0% | 100% | 100% | 34.15% | 1.38% | 100%
3371 | 38.36% | 1.851% | 86.5% | 0% | 0% | 100% | 100% | 38.36% | 1.851% | 100%
3372 | 37.42% | 2.545% | 86.5% | 0% | 0% | 100% | 100% | 37.42% | 2.545% | 100%
3373 | 40.54% | 4.608% | 86.5% | 0% | 0% | 100% | 100% | 40.54% | 4.608% | 100%
3374 | 37.74% | 4.27% | 86.5% | 0% | 0% | 100% | 100% | 37.74% | 4.27% | 100%
3375 | 21.15% | 1.18% | 86.5% | 0% | 0% | 100% | 100% | 21.15% | 1.18% | 100%
3376 | 11.23% | 0.254% | 86.5% | 0% | 0% | 100% | 100% | 11.23% | 0.254% | 100%
3377 | 0% | 0.5643% | 86.5% | 0% | 0% | 100% | 100% | 0% | 0.5643% | 100%
3378 | 0% | 1.696% | 86.5% | 0% | 100% | 100% | 100% | 0% | 1.696% | 100%
3379 | 0% | 0.4844% | 86.5% | 0% | 100% | 100% | 100% | 0% | 0.4844% | 100%
3380 | 0% | 0.4181% | 86.5% | 0% | 100% | 100% | 100% | 0% | 0.4181% | 100%
3381 | 0% | 1.243% | 86.5% | 0% | 100% | 100% | 100% | 0% | 1.243% | 100%
3382 | 0% | 0% | 86.5% | 0% | 0% | 100% | 100% | 0% | 0% | 100%
3383 | 0% | 0% | 86.5% | 0% | 0% | 100% | 100% | 0% | 0% | 100%
3384 | 0% | 0% | 86.5% | 0% | 0% | 100% | 100% | 0% | 0% | 100%
3385 | 0% | 0% | 86.5% | 0% | 0% | 100% | 100% | 0% | 0% | 100%
3386 | 0% | 0% | 86.5% | 0% | 0% | 100% | 100% | 0% | 0% | 100%
3387 | 0% | 0% | 86.5% | 0% | 0% | 100% | 100% | 0% | 0% | 100%
3388 | 0% | 0% | 86.5% | 0% | 0% | 100% | 100% | 0% | 0% | 100%
3389 | 0% | 0% | 86.5% | 0% | 0% | 100% | 100% | 0% | 0% | 100%
3390 | 0% | 0% | 86.5% | 0% | 0% | 100% | 100% | 0% | 0% | 100%
3391 | 0% | 0% | 86.5% | 0% | 0% | 100% | 100% | 0% | 0% | 100%
3392 | 0% | 0% | 86.5% | 0% | 0% | 100% | 100% | 0% | 0% | 100%
3393 | 18.7% | 0% | 86.5% | 0% | 0% | 100% | 100% | 18.7% | 0% | 100%
3394 | 32.25% | 0.5027% | 86.5% | 0% | 0% | 100% | 100% | 32.25% | 0.5027% | 100%
3395 | 41.64% | 2.11% | 86.5% | 0% | 0% | 100% | 100% | 41.64% | 2.11% | 100%
3396 | 49.12% | 4.449% | 86.5% | 0% | 0% | 100% | 100% | 49.12% | 4.449% | 100%
3397 | 48.99% | 5.957% | 86.5% | 0% | 0% | 100% | 100% | 48.99% | 5.957% | 100%
3398 | 47.93% | 4.701% | 86.5% | 0% | 0% | 100% | 100% | 47.93% | 4.701% | 100%
3399 | 34.63% | 3.019% | 86.5% | 0% | 0% | 100% | 100% | 34.63% | 3.019% | 100%
3400 | 21.22% | 3.518% | 86.5% | 0% | 0% | 100% | 100% | 21.22% | 3.518% | 100%
3401 | 4.711% | 5.01% | 86.5% | 0% | 0% | 100% | 100% | 4.711% | 5.01% | 100%
3402 | 0% | 3.98% | 86.5% | 0% | 100% | 100% | 100% | 0% | 3.98% | 100%
3403 | 0% | 2.893% | 86.5% | 0% | 100% | 100% | 100% | 0% | 2.893% | 100%
3404 | 0% | 0.8585% | 86.5% | 0% | 100% | 100% | 100% | 0% | 0.8585% | 100%
3405 | 0% | 1.305% | 86.5% | 0% | 100% | 100% | 100% | 0% | 1.305% | 100%
3406 | 0% | 0.2805% | 86.5% | 0% | 0% | 100% | 100% | 0% | 0.2805% | 100%
3407 | 0% | 0% | 86.5% | 0% | 0% | 100% | 100% | 0% | 0% | 100%
3408 | 0% | 0% | 86.5% | 0% | 0% | 100% | 100% | 0% | 0% | 100%
3409 | 0% | 0% | 86.5% | 0% | 0% | 100% | 100% | 0% | 0% | 100%
3410 | 0% | 0% | 86.5% | 0% | 0% | 100% | 100% | 0% | 0% | 100%
3411 | 0% | 0% | 86.5% | 0% | 0% | 100% | 100% | 0% | 0% | 100%
3412 | 0% | 0% | 86.5% | 0% | 0% | 100% | 100% | 0% | 0% | 100%
3413 | 0% | 0% | 86.5% | 0% | 0% | 100% | 100% | 0% | 0% | 100%
3414 | 0% | 0% | 86.5% | 0% | 0% | 100% | 100% | 0% | 0% | 100%
3415 | 0% | 0% | 86.5% | 0% | 0% | 100% | 100% | 0% | 0% | 100%
3416 | 0% | 0% | 86.5% | 0% | 0% | 100% | 100% | 0% | 0% | 100%
3417 | 11.64% | 0% | 86.5% | 0% | 0% | 100% | 100% | 11.64% | 0% | 100%
3418 | 29.05% | 0% | 86.5% | 0% | 0% | 100% | 100% | 29.05% | 0% | 100%
3419 | 39.8% | 0.9541% | 86.5% | 0% | 0% | 100% | 100% | 39.8% | 0.9541% | 100%
3420 | 45.91% | 4.152% | 86.5% | 0% | 0% | 100% | 100% | 45.91% | 4.152% | 100%
3421 | 37% | 4.611% | 86.5% | 0% | 0% | 100% | 100% | 37% | 4.611% | 100%
3422 | 34.51% | 3.695% | 86.5% | 0% | 0% | 100% | 100% | 34.51% | 3.695% | 100%
3423 | 24.5% | 3.39% | 86.5% | 0% | 0% | 100% | 100% | 24.5% | 3.39% | 100%
3424 | 18.24% | 4.601% | 86.5% | 0% | 0% | 100% | 100% | 18.24% | 4.601% | 100%
3425 | 4% | 6.579% | 86.5% | 0% | 0% | 100% | 100% | 4% | 6.579% | 100%
3426 | 0% | 4.846% | 86.5% | 0% | 100% | 100% | 100% | 0% | 4.846% | 100%
3427 | 0% | 3.89% | 86.5% | 0% | 100% | 100% | 100% | 0% | 3.89% | 100%
3428 | 0% | 1.338% | 86.5% | 0% | 100% | 100% | 100% | 0% | 1.338% | 100%
3429 | 0% | 2.817% | 86.5% | 0% | 100% | 100% | 100% | 0% | 2.817% | 100%
3430 | 0% | 2.242% | 86.5% | 0% | 0% | 100% | 100% | 0% | 2.242% | 100%
3431 | 0% | 0% | 86.5% | 0% | 0% | 100% | 100% | 0% | 0% | 100%
3432 | 0% | 0% | 86.5% | 0% | 0% | 100% | 100% | 0% | 0% | 100%
3433 | 0% | 0% | 86.5% | 0% | 0% | 100% | 100% | 0% | 0% | 100%
3434 | 0% | 0% | 86.5% | 0% | 0% | 100% | 100% | 0% | 0% | 100%
3435 | 0% | 0% | 86.5% | 0% | 0% | 100% | 100% | 0% | 0% | 100%
3436 | 0% | 0% | 86.5% | 0% | 0% | 100% | 100% | 0% | 0% | 100%
3437 | 0% | 0% | 86.5% | 0% | 0% | 100% | 100% | 0% | 0% | 100%
3438 | 0% | 0% | 86.5% | 0% | 0% | 100% | 100% | 0% | 0% | 100%
3439 | 0% | 0% | 86.5% | 0% | 0% | 100% | 100% | 0% | 0% | 100%
3440 | 0% | 0% | 86.5% | 0% | 0% | 100% | 100% | 0% | 0% | 100%
3441 | 8.99% | 0% | 86.5% | 0% | 0% | 100% | 100% | 8.99% | 0% | 100%
3442 | 24.53% | 0% | 86.5% | 0% | 0% | 100% | 100% | 24.53% | 0% | 100%
3443 | 32.87% | 2.944% | 86.5% | 0% | 0% | 100% | 100% | 32.87% | 2.944% | 100%
3444 | 32.45% | 5.864% | 86.5% | 0% | 0% | 100% | 100% | 32.45% | 5.864% | 100%
3445 | 21.41% | 5.256% | 86.5% | 0% | 0% | 100% | 100% | 21.41% | 5.256% | 100%
3446 | 15.12% | 5.598% | 86.5% | 0% | 0% | 100% | 100% | 15.12% | 5.598% | 100%
3447 | 8.347% | 5.501% | 86.5% | 0% | 0% | 100% | 100% | 8.347% | 5.501% | 100%
3448 | 2.305% | 7.29% | 86.5% | 0% | 0% | 100% | 100% | 2.305% | 7.29% | 100%
3449 | 0% | 5.886% | 86.5% | 0% | 0% | 100% | 100% | 0% | 5.886% | 100%
3450 | 0% | 4.483% | 86.5% | 0% | 100% | 100% | 100% | 0% | 4.483% | 100%
3451 | 0% | 1.858% | 86.5% | 0% | 100% | 100% | 100% | 0% | 1.858% | 100%
3452 | 0% | 0% | 86.5% | 0% | 100% | 100% | 100% | 0% | 0% | 100%
3453 | 0% | 0.3222% | 86.5% | 0% | 100% | 100% | 100% | 0% | 0.3222% | 100%
3454 | 0% | 0.3413% | 86.5% | 0% | 0% | 100% | 100% | 0% | 0.3413% | 100%
3455 | 0% | 0% | 86.5% | 0% | 0% | 100% | 100% | 0% | 0% | 100%
3456 | 0% | 0% | 86.5% | 0% | 0% | 100% | 100% | 0% | 0% | 100%
3457 | 0% | 0% | 86.5% | 0% | 0% | 100% | 100% | 0% | 0% | 100%
3458 | 0% | 0% | 86.5% | 0% | 0% | 100% | 100% | 0% | 0% | 100%
3459 | 0% | 0% | 86.5% | 0% | 0% | 100% | 100% | 0% | 0% | 100%
3460 | 0% | 0% | 86.5% | 0% | 0% | 100% | 100% | 0% | 0% | 100%
3461 | 0% | 0% | 86.5% | 0% | 0% | 100% | 100% | 0% | 0% | 100%
3462 | 0% | 0% | 86.5% | 0% | 0% | 100% | 100% | 0% | 0% | 100%
3463 | 0% | 0% | 86.5% | 0% | 0% | 100% | 100% | 0% | 0% | 100%
3464 | 0% | 0% | 86.5% | 0% | 0% | 100% | 100% | 0% | 0% | 100%
3465 | 11.81% | 0% | 86.5% | 0% | 0% | 100% | 100% | 11.81% | 0% | 100%
3466 | 27.25% | 0% | 86.5% | 0% | 0% | 100% | 100% | 27.25% | 0% | 100%
3467 | 29.87% | 0.5686% | 86.5% | 0% | 0% | 100% | 100% | 29.87% | 0.5686% | 100%
3468 | 26.23% | 2.749% | 86.5% | 0% | 0% | 100% | 100% | 26.23% | 2.749% | 100%
3469 | 16.25% | 2.464% | 86.5% | 0% | 0% | 100% | 100% | 16.25% | 2.464% | 100%
3470 | 4.804% | 2.672% | 86.5% | 0% | 0% | 100% | 100% | 4.804% | 2.672% | 100%
3471 | 3.906% | 1.609% | 86.5% | 0% | 0% | 100% | 100% | 3.906% | 1.609% | 100%
3472 | 0.9861% | 4.271% | 86.5% | 0% | 0% | 100% | 100% | 0.9861% | 4.271% | 100%
3473 | 0% | 3.374% | 86.5% | 0% | 0% | 100% | 100% | 0% | 3.374% | 100%
3474 | 0% | 3.79% | 86.5% | 0% | 100% | 100% | 100% | 0% | 3.79% | 100%
3475 | 0% | 1.476% | 86.5% | 0% | 100% | 100% | 100% | 0% | 1.476% | 100%
3476 | 0% | 0% | 86.5% | 0% | 100% | 100% | 100% | 0% | 0% | 100%
3477 | 0% | 2.034% | 86.5% | 0% | 100% | 100% | 100% | 0% | 2.034% | 100%
3478 | 0% | 2.092% | 86.5% | 0% | 0% | 100% | 100% | 0% | 2.092% | 100%
3479 | 0% | 0.3806% | 86.5% | 0% | 0% | 100% | 100% | 0% | 0.3806% | 100%
3480 | 0% | 0% | 86.5% | 0% | 0% | 100% | 100% | 0% | 0% | 100%
3481 | 0% | 0% | 86.5% | 0% | 0% | 100% | 100% | 0% | 0% | 100%
3482 | 0% | 0% | 86.5% | 0% | 0% | 100% | 100% | 0% | 0% | 100%
3483 | 0% | 0% | 86.5% | 0% | 0% | 100% | 100% | 0% | 0% | 100%
3484 | 0% | 0% | 86.5% | 0% | 0% | 100% | 100% | 0% | 0% | 100%
3485 | 0% | 0% | 86.5% | 0% | 0% | 100% | 100% | 0% | 0% | 100%
3486 | 0% | 0% | 86.5% | 0% | 0% | 100% | 100% | 0% | 0% | 100%
3487 | 0% | 0% | 86.5% | 0% | 0% | 100% | 100% | 0% | 0% | 100%
3488 | 0% | 0% | 86.5% | 0% | 0% | 100% | 100% | 0% | 0% | 100%
3489 | 19.83% | 0% | 86.5% | 0% | 0% | 100% | 100% | 19.83% | 0% | 100%
3490 | 33.53% | 1.033% | 86.5% | 0% | 0% | 100% | 100% | 33.53% | 1.033% | 100%
3491 | 28.7% | 2.881% | 86.5% | 0% | 0% | 100% | 100% | 28.7% | 2.881% | 100%
3492 | 20.09% | 3.301% | 86.5% | 0% | 0% | 100% | 100% | 20.09% | 3.301% | 100%
3493 | 12.92% | 3.112% | 86.5% | 0% | 0% | 100% | 100% | 12.92% | 3.112% | 100%
3494 | 1.882% | 2.927% | 86.5% | 0% | 0% | 100% | 100% | 1.882% | 2.927% | 100%
3495 | 2.746% | 1.901% | 86.5% | 0% | 0% | 100% | 100% | 2.746% | 1.901% | 100%
3496 | 0% | 4.169% | 86.5% | 0% | 0% | 100% | 100% | 0% | 4.169% | 100%
3497 | 0% | 2.471% | 86.5% | 0% | 0% | 100% | 100% | 0% | 2.471% | 100%
3498 | 0% | 3.116% | 86.5% | 0% | 100% | 100% | 100% | 0% | 3.116% | 100%
3499 | 0% | 1.078% | 86.5% | 0% | 100% | 100% | 100% | 0% | 1.078% | 100%
3500 | 0% | 0.4119% | 86.5% | 0% | 100% | 100% | 100% | 0% | 0.4119% | 100%
3501 | 0% | 1.455% | 86.5% | 0% | 100% | 100% | 100% | 0% | 1.455% | 100%
3502 | 0% | 0.8024% | 86.5% | 0% | 0% | 100% | 100% | 0% | 0.8024% | 100%
3503 | 0% | 0.1684% | 86.5% | 0% | 0% | 100% | 100% | 0% | 0.1684% | 100%
3504 | 0% | 0% | 86.5% | 0% | 0% | 100% | 100% | 0% | 0% | 100%
3505 | 0% | 0% | 86.5% | 0% | 0% | 100% | 100% | 0% | 0% | 100%
3506 | 0% | 0% | 86.5% | 0% | 0% | 100% | 100% | 0% | 0% | 100%
3507 | 0% | 0% | 86.5% | 0% | 0% | 100% | 100% | 0% | 0% | 100%
3508 | 0% | 0% | 86.5% | 0% | 0% | 100% | 100% | 0% | 0% | 100%
3509 | 0% | 0% | 86.5% | 0% | 0% | 100% | 100% | 0% | 0% | 100%
3510 | 0% | 0% | 86.5% | 0% | 0% | 100% | 100% | 0% | 0% | 100%
3511 | 0% | 0% | 86.5% | 0% | 0% | 100% | 100% | 0% | 0% | 100%
3512 | 0% | 0% | 86.5% | 0% | 0% | 100% | 100% | 0% | 0% | 100%
3513 | 14.92% | 0% | 86.5% | 0% | 0% | 100% | 100% | 14.92% | 0% | 100%
3514 | 28.6% | 0.5123% | 86.5% | 0% | 0% | 100% | 100% | 28.6% | 0.5123% | 100%
3515 | 27.61% | 0.8785% | 86.5% | 0% | 0% | 100% | 100% | 27.61% | 0.8785% | 100%
3516 | 19.61% | 2.027% | 86.5% | 0% | 0% | 100% | 100% | 19.61% | 2.027% | 100%
3517 | 18.48% | 3.993% | 86.5% | 0% | 0% | 100% | 100% | 18.48% | 3.993% | 100%
3518 | 11.09% | 3.915% | 86.5% | 0% | 0% | 100% | 100% | 11.09% | 3.915% | 100%
3519 | 6.88% | 3.492% | 86.5% | 0% | 0% | 100% | 100% | 6.88% | 3.492% | 100%
3520 | 3.315% | 3.945% | 86.5% | 0% | 0% | 100% | 100% | 3.315% | 3.945% | 100%
3521 | 0% | 3.163% | 86.5% | 0% | 0% | 100% | 100% | 0% | 3.163% | 100%
3522 | 0% | 2.006% | 86.5% | 0% | 100% | 100% | 100% | 0% | 2.006% | 100%
3523 | 0% | 1.347% | 86.5% | 0% | 100% | 100% | 100% | 0% | 1.347% | 100%
3524 | 0% | 0.1599% | 86.5% | 0% | 100% | 100% | 100% | 0% | 0.1599% | 100%
3525 | 0% | 1.19% | 86.5% | 0% | 100% | 100% | 100% | 0% | 1.19% | 100%
3526 | 0% | 0.0344% | 86.5% | 0% | 0% | 100% | 100% | 0% | 0.0344% | 100%
3527 | 0% | 0.0577% | 86.5% | 0% | 0% | 100% | 100% | 0% | 0.0577% | 100%
3528 | 0% | 0% | 86.5% | 0% | 0% | 100% | 100% | 0% | 0% | 100%
3529 | 0% | 0% | 86.5% | 0% | 0% | 100% | 100% | 0% | 0% | 100%
3530 | 0% | 0% | 86.5% | 0% | 0% | 100% | 100% | 0% | 0% | 100%
3531 | 0% | 0% | 86.5% | 0% | 0% | 100% | 100% | 0% | 0% | 100%
3532 | 0% | 0% | 86.5% | 0% | 0% | 100% | 100% | 0% | 0% | 100%
3533 | 0% | 0% | 86.5% | 0% | 0% | 100% | 100% | 0% | 0% | 100%
3534 | 0% | 0% | 86.5% | 0% | 0% | 100% | 100% | 0% | 0% | 100%
3535 | 0% | 0% | 86.5% | 0% | 0% | 100% | 100% | 0% | 0% | 100%
3536 | 0% | 0% | 86.5% | 0% | 0% | 100% | 100% | 0% | 0% | 100%
3537 | 9.242% | 0% | 86.5% | 0% | 0% | 100% | 100% | 9.242% | 0% | 100%
3538 | 25.32% | 0% | 86.5% | 0% | 0% | 100% | 100% | 25.32% | 0% | 100%
3539 | 30.92% | 0% | 86.5% | 0% | 0% | 100% | 100% | 30.92% | 0% | 100%
3540 | 23.83% | 0% | 86.5% | 0% | 0% | 100% | 100% | 23.83% | 0% | 100%
3541 | 22.75% | 0.4108% | 86.5% | 0% | 0% | 100% | 100% | 22.75% | 0.4108% | 100%
3542 | 21.23% | 1.186% | 86.5% | 0% | 0% | 100% | 100% | 21.23% | 1.186% | 100%
3543 | 4.95% | 1.617% | 86.5% | 0% | 0% | 100% | 100% | 4.95% | 1.617% | 100%
3544 | 0% | 0.002722% | 86.5% | 0% | 0% | 100% | 100% | 0% | 0.002722% | 100%
3545 | 0% | 0% | 86.5% | 0% | 0% | 100% | 100% | 0% | 0% | 100%
3546 | 0% | 0% | 86.5% | 0% | 100% | 100% | 100% | 0% | 0% | 100%
3547 | 0% | 0% | 86.5% | 0% | 100% | 100% | 100% | 0% | 0% | 100%
3548 | 0% | 0% | 86.5% | 0% | 100% | 100% | 100% | 0% | 0% | 100%
3549 | 0% | 0% | 86.5% | 0% | 100% | 100% | 100% | 0% | 0% | 100%
3550 | 0% | 0% | 86.5% | 0% | 0% | 100% | 100% | 0% | 0% | 100%
3551 | 0% | 0% | 86.5% | 0% | 0% | 100% | 100% | 0% | 0% | 100%
3552 | 0% | 0% | 86.5% | 0% | 0% | 100% | 100% | 0% | 0% | 100%
3553 | 0% | 0% | 86.5% | 0% | 0% | 100% | 100% | 0% | 0% | 100%
3554 | 0% | 0% | 86.5% | 0% | 0% | 100% | 100% | 0% | 0% | 100%
3555 | 0% | 0% | 86.5% | 0% | 0% | 100% | 100% | 0% | 0% | 100%
3556 | 0% | 0% | 86.5% | 0% | 0% | 100% | 100% | 0% | 0% | 100%
3557 | 0% | 0% | 86.5% | 0% | 0% | 100% | 100% | 0% | 0% | 100%
3558 | 0% | 0% | 86.5% | 0% | 0% | 100% | 100% | 0% | 0% | 100%
3559 | 0% | 0% | 86.5% | 0% | 0% | 100% | 100% | 0% | 0% | 100%
3560 | 0% | 0% | 86.5% | 0% | 0% | 100% | 100% | 0% | 0% | 100%
3561 | 5.452% | 0% | 86.5% | 0% | 0% | 100% | 100% | 5.452% | 0% | 100%
3562 | 16.76% | 0% | 86.5% | 0% | 0% | 100% | 100% | 16.76% | 0% | 100%
3563 | 22.92% | 0% | 86.5% | 0% | 0% | 100% | 100% | 22.92% | 0% | 100%
3564 | 20.97% | 0.5169% | 86.5% | 0% | 0% | 100% | 100% | 20.97% | 0.5169% | 100%
3565 | 19.21% | 3.057% | 86.5% | 0% | 0% | 100% | 100% | 19.21% | 3.057% | 100%
3566 | 17.5% | 5.71% | 86.5% | 0% | 0% | 100% | 100% | 17.5% | 5.71% | 100%
3567 | 1.291% | 5.677% | 86.5% | 0% | 0% | 100% | 100% | 1.291% | 5.677% | 100%
3568 | 0% | 4.583% | 86.5% | 0% | 0% | 100% | 100% | 0% | 4.583% | 100%
3569 | 0% | 4.539% | 86.5% | 0% | 0% | 100% | 100% | 0% | 4.539% | 100%
3570 | 0% | 3.869% | 86.5% | 0% | 100% | 100% | 100% | 0% | 3.869% | 100%
3571 | 0% | 3.984% | 86.5% | 0% | 100% | 100% | 100% | 0% | 3.984% | 100%
3572 | 0% | 2.833% | 86.5% | 0% | 100% | 100% | 100% | 0% | 2.833% | 100%
3573 | 0% | 1.207% | 86.5% | 0% | 100% | 100% | 100% | 0% | 1.207% | 100%
3574 | 0% | 0% | 86.5% | 0% | 0% | 100% | 100% | 0% | 0% | 100%
3575 | 0% | 0% | 86.5% | 0% | 0% | 100% | 100% | 0% | 0% | 100%
3576 | 0% | 0% | 86.5% | 0% | 0% | 100% | 100% | 0% | 0% | 100%
3577 | 0% | 0% | 86.5% | 0% | 0% | 100% | 100% | 0% | 0% | 100%
3578 | 0% | 0% | 86.5% | 0% | 0% | 100% | 100% | 0% | 0% | 100%
3579 | 0% | 0% | 86.5% | 0% | 0% | 100% | 100% | 0% | 0% | 100%
3580 | 0% | 0% | 86.5% | 0% | 0% | 100% | 100% | 0% | 0% | 100%
3581 | 0% | 0% | 86.5% | 0% | 0% | 100% | 100% | 0% | 0% | 100%
3582 | 0% | 0% | 86.5% | 0% | 0% | 100% | 100% | 0% | 0% | 100%
3583 | 0% | 0% | 86.5% | 0% | 0% | 100% | 100% | 0% | 0% | 100%
3584 | 0% | 0% | 86.5% | 0% | 0% | 100% | 100% | 0% | 0% | 100%
3585 | 4.55% | 0% | 86.5% | 0% | 0% | 100% | 100% | 4.55% | 0% | 100%
3586 | 11.05% | 0% | 86.5% | 0% | 0% | 100% | 100% | 11.05% | 0% | 100%
3587 | 19.29% | 3.035% | 86.5% | 0% | 0% | 100% | 100% | 19.29% | 3.035% | 100%
3588 | 17.19% | 7.161% | 86.5% | 0% | 0% | 100% | 100% | 17.19% | 7.161% | 100%
3589 | 15.25% | 9.31% | 86.5% | 0% | 0% | 100% | 100% | 15.25% | 9.31% | 100%
3590 | 12.07% | 13.12% | 86.5% | 0% | 0% | 100% | 100% | 12.07% | 13.12% | 100%
3591 | 0% | 13.26% | 86.5% | 0% | 0% | 100% | 100% | 0% | 13.26% | 100%
3592 | 0% | 11.76% | 86.5% | 0% | 0% | 100% | 100% | 0% | 11.76% | 100%
3593 | 0% | 10.76% | 86.5% | 0% | 0% | 100% | 100% | 0% | 10.76% | 100%
3594 | 0% | 10.55% | 86.5% | 0% | 100% | 100% | 100% | 0% | 10.55% | 100%
3595 | 0% | 11.24% | 86.5% | 0% | 100% | 100% | 100% | 0% | 11.24% | 100%
3596 | 0% | 9.584% | 86.5% | 0% | 100% | 100% | 100% | 0% | 9.584% | 100%
3597 | 0% | 5.55% | 86.5% | 0% | 100% | 100% | 100% | 0% | 5.55% | 100%
3598 | 0% | 4.649% | 86.5% | 0% | 0% | 100% | 100% | 0% | 4.649% | 100%
3599 | 0% | 3.032% | 86.5% | 0% | 0% | 100% | 100% | 0% | 3.032% | 100%
3600 | 0% | 1.133% | 86.5% | 0% | 0% | 100% | 100% | 0% | 1.133% | 100%
3601 | 0% | 0% | 86.5% | 0% | 0% | 100% | 100% | 0% | 0% | 100%
3602 | 0% | 0% | 86.5% | 0% | 0% | 100% | 100% | 0% | 0% | 100%
3603 | 0% | 0% | 86.5% | 0% | 0% | 100% | 100% | 0% | 0% | 100%
3604 | 0% | 0% | 86.5% | 0% | 0% | 100% | 100% | 0% | 0% | 100%
3605 | 0% | 0% | 86.5% | 0% | 0% | 100% | 100% | 0% | 0% | 100%
3606 | 0% | 0% | 86.5% | 0% | 0% | 100% | 100% | 0% | 0% | 100%
3607 | 0% | 0% | 86.5% | 0% | 0% | 100% | 100% | 0% | 0% | 100%
3608 | 0% | 0.1949% | 86.5% | 0% | 0% | 100% | 100% | 0% | 0.1949% | 100%
3609 | 5.739% | 3.686% | 86.5% | 0% | 0% | 100% | 100% | 5.739% | 3.686% | 100%
3610 | 10.5% | 8.223% | 86.5% | 0% | 0% | 100% | 100% | 10.5% | 8.223% | 100%
3611 | 16.06% | 13.82% | 86.5% | 0% | 0% | 100% | 100% | 16.06% | 13.82% | 100%
3612 | 12.29% | 19.27% | 86.5% | 0% | 0% | 100% | 100% | 12.29% | 19.27% | 100%
3613 | 7.637% | 22.7% | 86.5% | 0% | 0% | 100% | 100% | 7.637% | 22.7% | 100%
3614 | 7.694% | 27.48% | 86.5% | 0% | 0% | 100% | 100% | 7.694% | 27.48% | 100%
3615 | 1.604% | 28.05% | 86.5% | 0% | 0% | 100% | 100% | 1.604% | 28.05% | 100%
3616 | 0% | 24.09% | 86.5% | 0% | 0% | 100% | 100% | 0% | 24.09% | 100%
3617 | 0% | 24.03% | 86.5% | 0% | 0% | 100% | 100% | 0% | 24.03% | 100%
3618 | 0% | 22.67% | 86.5% | 0% | 100% | 100% | 100% | 0% | 22.67% | 100%
3619 | 0% | 21.71% | 86.5% | 0% | 100% | 100% | 100% | 0% | 21.71% | 100%
3620 | 0% | 17.75% | 86.5% | 0% | 100% | 100% | 100% | 0% | 17.75% | 100%
3621 | 0% | 14.26% | 86.5% | 0% | 100% | 100% | 100% | 0% | 14.26% | 100%
3622 | 0% | 14.75% | 86.5% | 0% | 0% | 100% | 100% | 0% | 14.75% | 100%
3623 | 0% | 12.08% | 86.5% | 0% | 0% | 100% | 100% | 0% | 12.08% | 100%
3624 | 0% | 11.1% | 86.5% | 0% | 0% | 100% | 100% | 0% | 11.1% | 100%
3625 | 0% | 0% | 86.5% | 0% | 0% | 100% | 100% | 0% | 0% | 100%
3626 | 0% | 5.69% | 86.5% | 0% | 0% | 100% | 100% | 0% | 5.69% | 100%
3627 | 0% | 6.077% | 86.5% | 0% | 0% | 100% | 100% | 0% | 6.077% | 100%
3628 | 0% | 6.659% | 86.5% | 0% | 0% | 100% | 100% | 0% | 6.659% | 100%
3629 | 0% | 6.246% | 86.5% | 0% | 0% | 100% | 100% | 0% | 6.246% | 100%
3630 | 0% | 6.021% | 86.5% | 0% | 0% | 100% | 100% | 0% | 6.021% | 100%
3631 | 0% | 6.87% | 86.5% | 0% | 0% | 100% | 100% | 0% | 6.87% | 100%
3632 | 0% | 8.799% | 86.5% | 0% | 0% | 100% | 100% | 0% | 8.799% | 100%
3633 | 2.461% | 13.11% | 86.5% | 0% | 0% | 100% | 100% | 2.461% | 13.11% | 100%
3634 | 9.389% | 17.48% | 86.5% | 0% | 0% | 100% | 100% | 9.389% | 17.48% | 100%
3635 | 14.43% | 20.03% | 86.5% | 0% | 0% | 100% | 100% | 14.43% | 20.03% | 100%
3636 | 11.85% | 21.72% | 86.5% | 0% | 0% | 100% | 100% | 11.85% | 21.72% | 100%
3637 | 8.339% | 23.85% | 86.5% | 0% | 0% | 100% | 100% | 8.339% | 23.85% | 100%
3638 | 11.72% | 27.87% | 86.5% | 0% | 0% | 100% | 100% | 11.72% | 27.87% | 100%
3639 | 5.226% | 28.42% | 86.5% | 0% | 0% | 100% | 100% | 5.226% | 28.42% | 100%
3640 | 0% | 23.04% | 86.5% | 0% | 0% | 100% | 100% | 0% | 23.04% | 100%
3641 | 0% | 21.54% | 86.5% | 0% | 0% | 100% | 100% | 0% | 21.54% | 100%
3642 | 0% | 17.94% | 86.5% | 0% | 100% | 100% | 100% | 0% | 17.94% | 100%
3643 | 0% | 14.88% | 86.5% | 0% | 100% | 100% | 100% | 0% | 14.88% | 100%
3644 | 0% | 11.2% | 86.5% | 0% | 100% | 100% | 100% | 0% | 11.2% | 100%
3645 | 0% | 10.07% | 86.5% | 0% | 100% | 100% | 100% | 0% | 10.07% | 100%
3646 | 0% | 9.595% | 86.5% | 0% | 0% | 100% | 100% | 0% | 9.595% | 100%
3647 | 0% | 5.451% | 86.5% | 0% | 0% | 100% | 100% | 0% | 5.451% | 100%
3648 | 0% | 5.125% | 86.5% | 0% | 0% | 100% | 100% | 0% | 5.125% | 100%
3649 | 0% | 8.998% | 100% | 0% | 0% | 100% | 100% | 0% | 8.998% | 100%
3650 | 0% | 2.147% | 100% | 0% | 0% | 100% | 100% | 0% | 2.147% | 100%
3651 | 0% | 3.685% | 100% | 0% | 0% | 100% | 100% | 0% | 3.685% | 100%
3652 | 0% | 2.789% | 100% | 0% | 0% | 100% | 100% | 0% | 2.789% | 100%
3653 | 0% | 2.113% | 100% | 0% | 0% | 100% | 100% | 0% | 2.113% | 100%
3654 | 0% | 1.73% | 100% | 0% | 0% | 100% | 100% | 0% | 1.73% | 100%
3655 | 0% | 2.337% | 100% | 0% | 0% | 100% | 100% | 0% | 2.337% | 100%
3656 | 0% | 3.727% | 100% | 0% | 0% | 100% | 100% | 0% | 3.727% | 100%
3657 | 8.372% | 8.412% | 100% | 0% | 0% | 100% | 100% | 8.372% | 8.412% | 100%
3658 | 17.42% | 12.95% | 100% | 0% | 0% | 100% | 100% | 17.42% | 12.95% | 100%
3659 | 16.82% | 16.55% | 100% | 0% | 0% | 100% | 100% | 16.82% | 16.55% | 100%
3660 | 18.36% | 18.1% | 100% | 0% | 0% | 100% | 100% | 18.36% | 18.1% | 100%
3661 | 12.76% | 20.53% | 100% | 0% | 0% | 100% | 100% | 12.76% | 20.53% | 100%
3662 | 13.09% | 22.08% | 100% | 0% | 0% | 100% | 100% | 13.09% | 22.08% | 100%
3663 | 16.65% | 21.15% | 100% | 0% | 0% | 100% | 100% | 16.65% | 21.15% | 100%
3664 | 8.035% | 19.58% | 100% | 0% | 0% | 100% | 100% | 8.035% | 19.58% | 100%
3665 | 0% | 18.31% | 100% | 0% | 0% | 100% | 100% | 0% | 18.31% | 100%
3666 | 0% | 13.55% | 100% | 0% | 100% | 100% | 100% | 0% | 13.55% | 100%
3667 | 0% | 10.75% | 100% | 0% | 100% | 100% | 100% | 0% | 10.75% | 100%
3668 | 0% | 7.546% | 100% | 0% | 100% | 100% | 100% | 0% | 7.546% | 100%
3669 | 0% | 9.782% | 100% | 0% | 100% | 100% | 100% | 0% | 9.782% | 100%
3670 | 0% | 9.154% | 100% | 0% | 0% | 100% | 100% | 0% | 9.154% | 100%
3671 | 0% | 4.928% | 100% | 0% | 0% | 100% | 100% | 0% | 4.928% | 100%
3672 | 0% | 7.317% | 100% | 0% | 0% | 100% | 100% | 0% | 7.317% | 100%
3673 | 0% | 4.405% | 98.81% | 0% | 0% | 100% | 100% | 0% | 4.405% | 100%
3674 | 0% | 5.092% | 98.81% | 0% | 0% | 100% | 100% | 0% | 5.092% | 100%
3675 | 0% | 4.542% | 98.81% | 0% | 0% | 100% | 100% | 0% | 4.542% | 100%
3676 | 0% | 2.16% | 98.81% | 0% | 0% | 100% | 100% | 0% | 2.16% | 100%
3677 | 0% | 1.646% | 98.81% | 0% | 0% | 100% | 100% | 0% | 1.646% | 100%
3678 | 0% | 0.8081% | 98.81% | 0% | 0% | 100% | 100% | 0% | 0.8081% | 100%
3679 | 0% | 2.068% | 98.81% | 0% | 0% | 100% | 100% | 0% | 2.068% | 100%
3680 | 0% | 3.522% | 98.81% | 0% | 0% | 100% | 100% | 0% | 3.522% | 100%
3681 | 5.335% | 7.245% | 98.81% | 0% | 0% | 100% | 100% | 5.335% | 7.245% | 100%
3682 | 8.585% | 10.92% | 98.81% | 0% | 0% | 100% | 100% | 8.585% | 10.92% | 100%
3683 | 16.13% | 14.42% | 98.81% | 0% | 0% | 100% | 100% | 16.13% | 14.42% | 100%
3684 | 19.7% | 15.75% | 98.81% | 0% | 0% | 100% | 100% | 19.7% | 15.75% | 100%
3685 | 21.46% | 17.84% | 98.81% | 0% | 0% | 100% | 100% | 21.46% | 17.84% | 100%
3686 | 21.18% | 19.05% | 98.81% | 0% | 0% | 100% | 100% | 21.18% | 19.05% | 100%
3687 | 22.34% | 17.31% | 98.81% | 0% | 0% | 100% | 100% | 22.34% | 17.31% | 100%
3688 | 16.69% | 17.7% | 98.81% | 0% | 0% | 100% | 100% | 16.69% | 17.7% | 100%
3689 | 4.298% | 14.72% | 98.81% | 0% | 0% | 100% | 100% | 4.298% | 14.72% | 100%
3690 | 0% | 10.28% | 98.81% | 0% | 100% | 100% | 100% | 0% | 10.28% | 100%
3691 | 0% | 9.098% | 98.81% | 0% | 100% | 100% | 100% | 0% | 9.098% | 100%
3692 | 0% | 6.386% | 98.81% | 0% | 100% | 100% | 100% | 0% | 6.386% | 100%
3693 | 0% | 6.929% | 98.81% | 0% | 100% | 100% | 100% | 0% | 6.929% | 100%
3694 | 0% | 6.94% | 98.81% | 0% | 0% | 100% | 100% | 0% | 6.94% | 100%
3695 | 0% | 4.125% | 98.81% | 0% | 0% | 100% | 100% | 0% | 4.125% | 100%
3696 | 0% | 3.52% | 98.81% | 0% | 0% | 100% | 100% | 0% | 3.52% | 100%
3697 | 0% | 7.359% | 98.81% | 0% | 0% | 100% | 100% | 0% | 7.359% | 100%
3698 | 0% | 2.093% | 98.81% | 0% | 0% | 100% | 100% | 0% | 2.093% | 100%
3699 | 0% | 2.122% | 98.81% | 0% | 0% | 100% | 100% | 0% | 2.122% | 100%
3700 | 0% | 0% | 98.81% | 0% | 0% | 100% | 100% | 0% | 0% | 100%
3701 | 0% | 0% | 98.81% | 0% | 0% | 100% | 100% | 0% | 0% | 100%
3702 | 0% | 0% | 98.81% | 0% | 0% | 100% | 100% | 0% | 0% | 100%
3703 | 0% | 0% | 98.81% | 0% | 0% | 100% | 100% | 0% | 0% | 100%
3704 | 0% | 0.005574% | 98.81% | 0% | 0% | 100% | 100% | 0% | 0.005574% | 100%
3705 | 10.89% | 3.108% | 98.81% | 0% | 0% | 100% | 100% | 10.89% | 3.108% | 100%
3706 | 15.62% | 6.296% | 98.81% | 0% | 0% | 100% | 100% | 15.62% | 6.296% | 100%
3707 | 25.94% | 9.768% | 98.81% | 0% | 0% | 100% | 100% | 25.94% | 9.768% | 100%
3708 | 31.43% | 12.46% | 98.81% | 0% | 0% | 100% | 100% | 31.43% | 12.46% | 100%
3709 | 29.14% | 15.28% | 98.81% | 0% | 0% | 100% | 100% | 29.14% | 15.28% | 100%
3710 | 26.47% | 15.97% | 98.81% | 0% | 0% | 100% | 100% | 26.47% | 15.97% | 100%
3711 | 27.77% | 14.03% | 98.81% | 0% | 0% | 100% | 100% | 27.77% | 14.03% | 100%
3712 | 20.79% | 14.44% | 98.81% | 0% | 0% | 100% | 100% | 20.79% | 14.44% | 100%
3713 | 6.93% | 11.57% | 98.81% | 0% | 0% | 100% | 100% | 6.93% | 11.57% | 100%
3714 | 0% | 9.675% | 98.81% | 0% | 100% | 100% | 100% | 0% | 9.675% | 100%
3715 | 0% | 9.487% | 98.81% | 0% | 100% | 100% | 100% | 0% | 9.487% | 100%
3716 | 0% | 5.702% | 98.81% | 0% | 100% | 100% | 100% | 0% | 5.702% | 100%
3717 | 0% | 4.353% | 98.81% | 0% | 100% | 100% | 100% | 0% | 4.353% | 100%
3718 | 0% | 5.285% | 98.81% | 0% | 0% | 100% | 100% | 0% | 5.285% | 100%
3719 | 0% | 5.057% | 98.81% | 0% | 0% | 100% | 100% | 0% | 5.057% | 100%
3720 | 0% | 4.849% | 98.81% | 0% | 0% | 100% | 100% | 0% | 4.849% | 100%
3721 | 0% | 2.833% | 98.81% | 0% | 0% | 100% | 100% | 0% | 2.833% | 100%
3722 | 0% | 3.115% | 98.81% | 0% | 0% | 100% | 100% | 0% | 3.115% | 100%
3723 | 0% | 2.647% | 98.81% | 0% | 0% | 100% | 100% | 0% | 2.647% | 100%
3724 | 0% | 2.112% | 98.81% | 0% | 0% | 100% | 100% | 0% | 2.112% | 100%
3725 | 0% | 1.642% | 98.81% | 0% | 0% | 100% | 100% | 0% | 1.642% | 100%
3726 | 0% | 0.9296% | 98.81% | 0% | 0% | 100% | 100% | 0% | 0.9296% | 100%
3727 | 0% | 2.405% | 98.81% | 0% | 0% | 100% | 100% | 0% | 2.405% | 100%
3728 | 0% | 3.921% | 98.81% | 0% | 0% | 100% | 100% | 0% | 3.921% | 100%
3729 | 10.22% | 6.63% | 98.81% | 0% | 0% | 100% | 100% | 10.22% | 6.63% | 100%
3730 | 17.23% | 9.076% | 98.81% | 0% | 0% | 100% | 100% | 17.23% | 9.076% | 100%
3731 | 30.97% | 12.35% | 98.81% | 0% | 0% | 100% | 100% | 30.97% | 12.35% | 100%
3732 | 35.19% | 15.47% | 98.81% | 0% | 0% | 100% | 100% | 35.19% | 15.47% | 100%
3733 | 32% | 17.25% | 98.81% | 0% | 0% | 100% | 100% | 32% | 17.25% | 100%
3734 | 32% | 18.01% | 98.81% | 0% | 0% | 100% | 100% | 32% | 18.01% | 100%
3735 | 28.7% | 16.74% | 98.81% | 0% | 0% | 100% | 100% | 28.7% | 16.74% | 100%
3736 | 15.84% | 15.35% | 98.81% | 0% | 0% | 100% | 100% | 15.84% | 15.35% | 100%
3737 | 4.223% | 12.34% | 98.81% | 0% | 0% | 100% | 100% | 4.223% | 12.34% | 100%
3738 | 0% | 12.75% | 98.81% | 0% | 100% | 100% | 100% | 0% | 12.75% | 100%
3739 | 0% | 10.67% | 98.81% | 0% | 100% | 100% | 100% | 0% | 10.67% | 100%
3740 | 0% | 6.808% | 98.81% | 0% | 100% | 100% | 100% | 0% | 6.808% | 100%
3741 | 0% | 4.926% | 98.81% | 0% | 100% | 100% | 100% | 0% | 4.926% | 100%
3742 | 0% | 5.021% | 98.81% | 0% | 0% | 100% | 100% | 0% | 5.021% | 100%
3743 | 0% | 6.806% | 98.81% | 0% | 0% | 100% | 100% | 0% | 6.806% | 100%
3744 | 0% | 5.025% | 98.81% | 0% | 0% | 100% | 100% | 0% | 5.025% | 100%
3745 | 0% | 4.572% | 98.81% | 0% | 0% | 100% | 100% | 0% | 4.572% | 100%
3746 | 0% | 0.8874% | 98.81% | 0% | 0% | 100% | 100% | 0% | 0.8874% | 100%
3747 | 0% | 1.691% | 98.81% | 0% | 0% | 100% | 100% | 0% | 1.691% | 100%
3748 | 0% | 3.533% | 98.81% | 0% | 0% | 100% | 100% | 0% | 3.533% | 100%
3749 | 0% | 3.685% | 98.81% | 0% | 0% | 100% | 100% | 0% | 3.685% | 100%
3750 | 0% | 2.782% | 98.81% | 0% | 0% | 100% | 100% | 0% | 2.782% | 100%
3751 | 0% | 4.721% | 98.81% | 0% | 0% | 100% | 100% | 0% | 4.721% | 100%
3752 | 0% | 7.55% | 98.81% | 0% | 0% | 100% | 100% | 0% | 7.55% | 100%
3753 | 9.948% | 10.1% | 98.81% | 0% | 0% | 100% | 100% | 9.948% | 10.1% | 100%
3754 | 25.24% | 13.09% | 98.81% | 0% | 0% | 100% | 100% | 25.24% | 13.09% | 100%
3755 | 35.02% | 15.74% | 98.81% | 0% | 0% | 100% | 100% | 35.02% | 15.74% | 100%
3756 | 37.93% | 18.36% | 98.81% | 0% | 0% | 100% | 100% | 37.93% | 18.36% | 100%
3757 | 34.14% | 19.26% | 98.81% | 0% | 0% | 100% | 100% | 34.14% | 19.26% | 100%
3758 | 37.87% | 19.94% | 98.81% | 0% | 0% | 100% | 100% | 37.87% | 19.94% | 100%
3759 | 34.57% | 18.77% | 98.81% | 0% | 0% | 100% | 100% | 34.57% | 18.77% | 100%
3760 | 19.16% | 17.2% | 98.81% | 0% | 0% | 100% | 100% | 19.16% | 17.2% | 100%
3761 | 4.736% | 13.8% | 98.81% | 0% | 0% | 100% | 100% | 4.736% | 13.8% | 100%
3762 | 0% | 14.88% | 98.81% | 0% | 100% | 100% | 100% | 0% | 14.88% | 100%
3763 | 0% | 12.91% | 98.81% | 0% | 100% | 100% | 100% | 0% | 12.91% | 100%
3764 | 0% | 8.511% | 98.81% | 0% | 100% | 100% | 100% | 0% | 8.511% | 100%
3765 | 0% | 7.068% | 98.81% | 0% | 100% | 100% | 100% | 0% | 7.068% | 100%
3766 | 0% | 6.084% | 98.81% | 0% | 0% | 100% | 100% | 0% | 6.084% | 100%
3767 | 0% | 7.491% | 98.81% | 0% | 0% | 100% | 100% | 0% | 7.491% | 100%
3768 | 0% | 7.259% | 98.81% | 0% | 0% | 100% | 100% | 0% | 7.259% | 100%
3769 | 0% | 3.974% | 98.81% | 0% | 0% | 100% | 100% | 0% | 3.974% | 100%
3770 | 0% | 5.021% | 98.81% | 0% | 0% | 100% | 100% | 0% | 5.021% | 100%
3771 | 0% | 4.618% | 98.81% | 0% | 0% | 100% | 100% | 0% | 4.618% | 100%
3772 | 0% | 5.602% | 98.81% | 0% | 0% | 100% | 100% | 0% | 5.602% | 100%
3773 | 0% | 6.323% | 98.81% | 0% | 0% | 100% | 100% | 0% | 6.323% | 100%
3774 | 0% | 4.942% | 98.81% | 0% | 0% | 100% | 100% | 0% | 4.942% | 100%
3775 | 0% | 7.067% | 98.81% | 0% | 0% | 100% | 100% | 0% | 7.067% | 100%
3776 | 0% | 9.338% | 98.81% | 0% | 0% | 100% | 100% | 0% | 9.338% | 100%
3777 | 9.93% | 11.58% | 98.81% | 0% | 0% | 100% | 100% | 9.93% | 11.58% | 100%
3778 | 27.66% | 14.78% | 98.81% | 0% | 0% | 100% | 100% | 27.66% | 14.78% | 100%
3779 | 35.16% | 17.6% | 98.81% | 0% | 0% | 100% | 100% | 35.16% | 17.6% | 100%
3780 | 35.45% | 19.98% | 98.81% | 0% | 0% | 100% | 100% | 35.45% | 19.98% | 100%
3781 | 33.6% | 20.3% | 98.81% | 0% | 0% | 100% | 100% | 33.6% | 20.3% | 100%
3782 | 35.26% | 19.24% | 98.81% | 0% | 0% | 100% | 100% | 35.26% | 19.24% | 100%
3783 | 30.7% | 19.04% | 98.81% | 0% | 0% | 100% | 100% | 30.7% | 19.04% | 100%
3784 | 18.38% | 17.73% | 98.81% | 0% | 0% | 100% | 100% | 18.38% | 17.73% | 100%
3785 | 4.457% | 14.25% | 98.81% | 0% | 0% | 100% | 100% | 4.457% | 14.25% | 100%
3786 | 0% | 15.93% | 98.81% | 0% | 100% | 100% | 100% | 0% | 15.93% | 100%
3787 | 0% | 13.46% | 98.81% | 0% | 100% | 100% | 100% | 0% | 13.46% | 100%
3788 | 0% | 10.46% | 98.81% | 0% | 100% | 100% | 100% | 0% | 10.46% | 100%
3789 | 0% | 10.55% | 98.81% | 0% | 100% | 100% | 100% | 0% | 10.55% | 100%
3790 | 0% | 10.78% | 98.81% | 0% | 0% | 100% | 100% | 0% | 10.78% | 100%
3791 | 0% | 10.49% | 98.81% | 0% | 0% | 100% | 100% | 0% | 10.49% | 100%
3792 | 0% | 9.15% | 98.81% | 0% | 0% | 100% | 100% | 0% | 9.15% | 100%
3793 | 0% | 6.991% | 98.81% | 0% | 0% | 100% | 100% | 0% | 6.991% | 100%
3794 | 0% | 6.383% | 98.81% | 0% | 0% | 100% | 100% | 0% | 6.383% | 100%
3795 | 0% | 4.276% | 98.81% | 0% | 0% | 100% | 100% | 0% | 4.276% | 100%
3796 | 0% | 6.465% | 98.81% | 0% | 0% | 100% | 100% | 0% | 6.465% | 100%
3797 | 0% | 8.167% | 98.81% | 0% | 0% | 100% | 100% | 0% | 8.167% | 100%
3798 | 0% | 6.991% | 98.81% | 0% | 0% | 100% | 100% | 0% | 6.991% | 100%
3799 | 0% | 8.63% | 98.81% | 0% | 0% | 100% | 100% | 0% | 8.63% | 100%
3800 | 0% | 8.423% | 98.81% | 0% | 0% | 100% | 100% | 0% | 8.423% | 100%
3801 | 10.87% | 13.01% | 98.81% | 0% | 0% | 100% | 100% | 10.87% | 13.01% | 100%
3802 | 27.37% | 16.64% | 98.81% | 0% | 0% | 100% | 100% | 27.37% | 16.64% | 100%
3803 | 27.02% | 18.51% | 98.81% | 0% | 0% | 100% | 100% | 27.02% | 18.51% | 100%
3804 | 31.39% | 19.58% | 98.81% | 0% | 0% | 100% | 100% | 31.39% | 19.58% | 100%
3805 | 33.68% | 20.82% | 98.81% | 0% | 0% | 100% | 100% | 33.68% | 20.82% | 100%
3806 | 34.72% | 19.47% | 98.81% | 0% | 0% | 100% | 100% | 34.72% | 19.47% | 100%
3807 | 19.68% | 17.86% | 98.81% | 0% | 0% | 100% | 100% | 19.68% | 17.86% | 100%
3808 | 15.06% | 18.22% | 98.81% | 0% | 0% | 100% | 100% | 15.06% | 18.22% | 100%
3809 | 1.539% | 14.87% | 98.81% | 0% | 0% | 100% | 100% | 1.539% | 14.87% | 100%
3810 | 0% | 15.74% | 98.81% | 0% | 100% | 100% | 100% | 0% | 15.74% | 100%
3811 | 0% | 12.79% | 98.81% | 0% | 100% | 100% | 100% | 0% | 12.79% | 100%
3812 | 0% | 11.2% | 98.81% | 0% | 100% | 100% | 100% | 0% | 11.2% | 100%
3813 | 0% | 11.67% | 98.81% | 0% | 100% | 100% | 100% | 0% | 11.67% | 100%
3814 | 0% | 12.73% | 98.81% | 0% | 0% | 100% | 100% | 0% | 12.73% | 100%
3815 | 0% | 10.35% | 98.81% | 0% | 0% | 100% | 100% | 0% | 10.35% | 100%
3816 | 0% | 8.258% | 98.81% | 0% | 0% | 100% | 100% | 0% | 8.258% | 100%
3817 | 0% | 8.696% | 100% | 0% | 0% | 100% | 100% | 0% | 8.696% | 100%
3818 | 0% | 5.617% | 100% | 0% | 0% | 100% | 100% | 0% | 5.617% | 100%
3819 | 0% | 3.859% | 100% | 0% | 0% | 100% | 100% | 0% | 3.859% | 100%
3820 | 0% | 3.666% | 100% | 0% | 0% | 100% | 100% | 0% | 3.666% | 100%
3821 | 0% | 6.006% | 100% | 0% | 0% | 100% | 100% | 0% | 6.006% | 100%
3822 | 0% | 5.245% | 100% | 0% | 0% | 100% | 100% | 0% | 5.245% | 100%
3823 | 0% | 6.999% | 100% | 0% | 0% | 100% | 100% | 0% | 6.999% | 100%
3824 | 0% | 5.738% | 100% | 0% | 0% | 100% | 100% | 0% | 5.738% | 100%
3825 | 13.83% | 10.24% | 100% | 0% | 0% | 100% | 100% | 13.83% | 10.24% | 100%
3826 | 29.79% | 12.76% | 100% | 0% | 0% | 100% | 100% | 29.79% | 12.76% | 100%
3827 | 27.26% | 16.38% | 100% | 0% | 0% | 100% | 100% | 27.26% | 16.38% | 100%
3828 | 29.73% | 17.89% | 100% | 0% | 0% | 100% | 100% | 29.73% | 17.89% | 100%
3829 | 33.14% | 20.69% | 100% | 0% | 0% | 100% | 100% | 33.14% | 20.69% | 100%
3830 | 31.14% | 18.29% | 100% | 0% | 0% | 100% | 100% | 31.14% | 18.29% | 100%
3831 | 20% | 15.97% | 100% | 0% | 0% | 100% | 100% | 20% | 15.97% | 100%
3832 | 9.737% | 16.61% | 100% | 0% | 0% | 100% | 100% | 9.737% | 16.61% | 100%
3833 | 0% | 13.31% | 100% | 0% | 0% | 100% | 100% | 0% | 13.31% | 100%
3834 | 0% | 14.41% | 100% | 0% | 100% | 100% | 100% | 0% | 14.41% | 100%
3835 | 0% | 10.97% | 100% | 0% | 100% | 100% | 100% | 0% | 10.97% | 100%
3836 | 0% | 9.022% | 100% | 0% | 100% | 100% | 100% | 0% | 9.022% | 100%
3837 | 0% | 9.118% | 100% | 0% | 100% | 100% | 100% | 0% | 9.118% | 100%
3838 | 0% | 10.04% | 100% | 0% | 0% | 100% | 100% | 0% | 10.04% | 100%
3839 | 0% | 8.912% | 100% | 0% | 0% | 100% | 100% | 0% | 8.912% | 100%
3840 | 0% | 6.342% | 100% | 0% | 0% | 100% | 100% | 0% | 6.342% | 100%
3841 | 0% | 7.308% | 86.5% | 0% | 0% | 100% | 100% | 0% | 7.308% | 100%
3842 | 0% | 4.061% | 86.5% | 0% | 0% | 100% | 100% | 0% | 4.061% | 100%
3843 | 0% | 2.136% | 86.5% | 0% | 0% | 100% | 100% | 0% | 2.136% | 100%
3844 | 0% | 0.5854% | 86.5% | 0% | 0% | 100% | 100% | 0% | 0.5854% | 100%
3845 | 0% | 2.946% | 86.5% | 0% | 0% | 100% | 100% | 0% | 2.946% | 100%
3846 | 0% | 2.436% | 86.5% | 0% | 0% | 100% | 100% | 0% | 2.436% | 100%
3847 | 0% | 5.796% | 86.5% | 0% | 0% | 100% | 100% | 0% | 5.796% | 100%
3848 | 0% | 6.772% | 86.5% | 0% | 0% | 100% | 100% | 0% | 6.772% | 100%
3849 | 15.03% | 11.07% | 86.5% | 0% | 0% | 100% | 100% | 15.03% | 11.07% | 100%
3850 | 28.6% | 14.01% | 86.5% | 0% | 0% | 100% | 100% | 28.6% | 14.01% | 100%
3851 | 24.66% | 18.43% | 86.5% | 0% | 0% | 100% | 100% | 24.66% | 18.43% | 100%
3852 | 27.16% | 21% | 86.5% | 0% | 0% | 100% | 100% | 27.16% | 21% | 100%
3853 | 31.5% | 24.78% | 86.5% | 0% | 0% | 100% | 100% | 31.5% | 24.78% | 100%
3854 | 30.17% | 24.21% | 86.5% | 0% | 0% | 100% | 100% | 30.17% | 24.21% | 100%
3855 | 19.28% | 20.94% | 86.5% | 0% | 0% | 100% | 100% | 19.28% | 20.94% | 100%
3856 | 8.334% | 21.84% | 86.5% | 0% | 0% | 100% | 100% | 8.334% | 21.84% | 100%
3857 | 0% | 18.39% | 86.5% | 0% | 0% | 100% | 100% | 0% | 18.39% | 100%
3858 | 0% | 17.32% | 86.5% | 0% | 100% | 100% | 100% | 0% | 17.32% | 100%
3859 | 0% | 12.45% | 86.5% | 0% | 100% | 100% | 100% | 0% | 12.45% | 100%
3860 | 0% | 9.015% | 86.5% | 0% | 100% | 100% | 100% | 0% | 9.015% | 100%
3861 | 0% | 7.622% | 86.5% | 0% | 100% | 100% | 100% | 0% | 7.622% | 100%
3862 | 0% | 7.119% | 86.5% | 0% | 0% | 100% | 100% | 0% | 7.119% | 100%
3863 | 0% | 7.229% | 86.5% | 0% | 0% | 100% | 100% | 0% | 7.229% | 100%
3864 | 0% | 3.89% | 86.5% | 0% | 0% | 100% | 100% | 0% | 3.89% | 100%
3865 | 0% | 5.623% | 86.5% | 0% | 0% | 100% | 100% | 0% | 5.623% | 100%
3866 | 0% | 3.453% | 86.5% | 0% | 0% | 100% | 100% | 0% | 3.453% | 100%
3867 | 0% | 2.748% | 86.5% | 0% | 0% | 100% | 100% | 0% | 2.748% | 100%
3868 | 0% | 0% | 86.5% | 0% | 0% | 100% | 100% | 0% | 0% | 100%
3869 | 0% | 0.7387% | 86.5% | 0% | 0% | 100% | 100% | 0% | 0.7387% | 100%
3870 | 0% | 0.8048% | 86.5% | 0% | 0% | 100% | 100% | 0% | 0.8048% | 100%
3871 | 0% | 3.662% | 86.5% | 0% | 0% | 100% | 100% | 0% | 3.662% | 100%
3872 | 0% | 6.089% | 86.5% | 0% | 0% | 100% | 100% | 0% | 6.089% | 100%
3873 | 13.1% | 8.868% | 86.5% | 0% | 0% | 100% | 100% | 13.1% | 8.868% | 100%
3874 | 26.24% | 12.2% | 86.5% | 0% | 0% | 100% | 100% | 26.24% | 12.2% | 100%
3875 | 25.11% | 17.84% | 86.5% | 0% | 0% | 100% | 100% | 25.11% | 17.84% | 100%
3876 | 26.18% | 23.05% | 86.5% | 0% | 0% | 100% | 100% | 26.18% | 23.05% | 100%
3877 | 31.89% | 25.68% | 86.5% | 0% | 0% | 100% | 100% | 31.89% | 25.68% | 100%
3878 | 29.86% | 25.09% | 86.5% | 0% | 0% | 100% | 100% | 29.86% | 25.09% | 100%
3879 | 26.48% | 23.7% | 86.5% | 0% | 0% | 100% | 100% | 26.48% | 23.7% | 100%
3880 | 10.98% | 24.62% | 86.5% | 0% | 0% | 100% | 100% | 10.98% | 24.62% | 100%
3881 | 5.105% | 19.91% | 86.5% | 0% | 0% | 100% | 100% | 5.105% | 19.91% | 100%
3882 | 0% | 16.59% | 86.5% | 0% | 100% | 100% | 100% | 0% | 16.59% | 100%
3883 | 0% | 12.63% | 86.5% | 0% | 100% | 100% | 100% | 0% | 12.63% | 100%
3884 | 0% | 11.09% | 86.5% | 0% | 100% | 100% | 100% | 0% | 11.09% | 100%
3885 | 0% | 9.845% | 86.5% | 0% | 100% | 100% | 100% | 0% | 9.845% | 100%
3886 | 0% | 7.89% | 86.5% | 0% | 0% | 100% | 100% | 0% | 7.89% | 100%
3887 | 0% | 8.592% | 86.5% | 0% | 0% | 100% | 100% | 0% | 8.592% | 100%
3888 | 0% | 6.813% | 86.5% | 0% | 0% | 100% | 100% | 0% | 6.813% | 100%
3889 | 0% | 3.562% | 86.5% | 0% | 0% | 100% | 100% | 0% | 3.562% | 100%
3890 | 0% | 6.319% | 86.5% | 0% | 0% | 100% | 100% | 0% | 6.319% | 100%
3891 | 0% | 3.741% | 86.5% | 0% | 0% | 100% | 100% | 0% | 3.741% | 100%
3892 | 0% | 2.489% | 86.5% | 0% | 0% | 100% | 100% | 0% | 2.489% | 100%
3893 | 0% | 2.926% | 86.5% | 0% | 0% | 100% | 100% | 0% | 2.926% | 100%
3894 | 0% | 2.127% | 86.5% | 0% | 0% | 100% | 100% | 0% | 2.127% | 100%
3895 | 0% | 2.626% | 86.5% | 0% | 0% | 100% | 100% | 0% | 2.626% | 100%
3896 | 0% | 5.47% | 86.5% | 0% | 0% | 100% | 100% | 0% | 5.47% | 100%
3897 | 14.71% | 8.121% | 86.5% | 0% | 0% | 100% | 100% | 14.71% | 8.121% | 100%
3898 | 27.63% | 13.62% | 86.5% | 0% | 0% | 100% | 100% | 27.63% | 13.62% | 100%
3899 | 24.34% | 17.58% | 86.5% | 0% | 0% | 100% | 100% | 24.34% | 17.58% | 100%
3900 | 26.37% | 23.23% | 86.5% | 0% | 0% | 100% | 100% | 26.37% | 23.23% | 100%
3901 | 31.35% | 25.25% | 86.5% | 0% | 0% | 100% | 100% | 31.35% | 25.25% | 100%
3902 | 29.05% | 27.27% | 86.5% | 0% | 0% | 100% | 100% | 29.05% | 27.27% | 100%
3903 | 25.19% | 27.31% | 86.5% | 0% | 0% | 100% | 100% | 25.19% | 27.31% | 100%
3904 | 13.33% | 26.34% | 86.5% | 0% | 0% | 100% | 100% | 13.33% | 26.34% | 100%
3905 | 4.259% | 23.64% | 86.5% | 0% | 0% | 100% | 100% | 4.259% | 23.64% | 100%
3906 | 0% | 21.53% | 86.5% | 0% | 100% | 100% | 100% | 0% | 21.53% | 100%
3907 | 0% | 16.85% | 86.5% | 0% | 100% | 100% | 100% | 0% | 16.85% | 100%
3908 | 0% | 14.88% | 86.5% | 0% | 100% | 100% | 100% | 0% | 14.88% | 100%
3909 | 0% | 12.45% | 86.5% | 0% | 100% | 100% | 100% | 0% | 12.45% | 100%
3910 | 0% | 10.22% | 86.5% | 0% | 0% | 100% | 100% | 0% | 10.22% | 100%
3911 | 0% | 10% | 86.5% | 0% | 0% | 100% | 100% | 0% | 10% | 100%
3912 | 0% | 8.524% | 86.5% | 0% | 0% | 100% | 100% | 0% | 8.524% | 100%
3913 | 0% | 7.291% | 86.5% | 0% | 0% | 100% | 100% | 0% | 7.291% | 100%
3914 | 0% | 5.353% | 86.5% | 0% | 0% | 100% | 100% | 0% | 5.353% | 100%
3915 | 0% | 2.696% | 86.5% | 0% | 0% | 100% | 100% | 0% | 2.696% | 100%
3916 | 0% | 3.897% | 86.5% | 0% | 0% | 100% | 100% | 0% | 3.897% | 100%
3917 | 0% | 3.487% | 86.5% | 0% | 0% | 100% | 100% | 0% | 3.487% | 100%
3918 | 0% | 2.459% | 86.5% | 0% | 0% | 100% | 100% | 0% | 2.459% | 100%
3919 | 0% | 3.097% | 86.5% | 0% | 0% | 100% | 100% | 0% | 3.097% | 100%
3920 | 0% | 3.289% | 86.5% | 0% | 0% | 100% | 100% | 0% | 3.289% | 100%
3921 | 16.39% | 6.096% | 86.5% | 0% | 0% | 100% | 100% | 16.39% | 6.096% | 100%
3922 | 27.76% | 12.31% | 86.5% | 0% | 0% | 100% | 100% | 27.76% | 12.31% | 100%
3923 | 24.94% | 16.69% | 86.5% | 0% | 0% | 100% | 100% | 24.94% | 16.69% | 100%
3924 | 28.11% | 23.05% | 86.5% | 0% | 0% | 100% | 100% | 28.11% | 23.05% | 100%
3925 | 28.26% | 24.14% | 86.5% | 0% | 0% | 100% | 100% | 28.26% | 24.14% | 100%
3926 | 27.11% | 27.88% | 86.5% | 0% | 0% | 100% | 100% | 27.11% | 27.88% | 100%
3927 | 28.74% | 26.19% | 86.5% | 0% | 0% | 100% | 100% | 28.74% | 26.19% | 100%
3928 | 17.57% | 24.27% | 86.5% | 0% | 0% | 100% | 100% | 17.57% | 24.27% | 100%
3929 | 3.549% | 22.37% | 86.5% | 0% | 0% | 100% | 100% | 3.549% | 22.37% | 100%
3930 | 0% | 16.76% | 86.5% | 0% | 100% | 100% | 100% | 0% | 16.76% | 100%
3931 | 0% | 12.98% | 86.5% | 0% | 100% | 100% | 100% | 0% | 12.98% | 100%
3932 | 0% | 18.19% | 86.5% | 0% | 100% | 100% | 100% | 0% | 18.19% | 100%
3933 | 0% | 16.03% | 86.5% | 0% | 100% | 100% | 100% | 0% | 16.03% | 100%
3934 | 0% | 15.32% | 86.5% | 0% | 0% | 100% | 100% | 0% | 15.32% | 100%
3935 | 0% | 13.32% | 86.5% | 0% | 0% | 100% | 100% | 0% | 13.32% | 100%
3936 | 0% | 7.663% | 86.5% | 0% | 0% | 100% | 100% | 0% | 7.663% | 100%
3937 | 0% | 9.438% | 86.5% | 0% | 0% | 100% | 100% | 0% | 9.438% | 100%
3938 | 0% | 1.811% | 86.5% | 0% | 0% | 100% | 100% | 0% | 1.811% | 100%
3939 | 0% | 0.02691% | 86.5% | 0% | 0% | 100% | 100% | 0% | 0.02691% | 100%
3940 | 0% | 2.713% | 86.5% | 0% | 0% | 100% | 100% | 0% | 2.713% | 100%
3941 | 0% | 4.935% | 86.5% | 0% | 0% | 100% | 100% | 0% | 4.935% | 100%
3942 | 0% | 4.059% | 86.5% | 0% | 0% | 100% | 100% | 0% | 4.059% | 100%
3943 | 0% | 5.932% | 86.5% | 0% | 0% | 100% | 100% | 0% | 5.932% | 100%
3944 | 0% | 4.943% | 86.5% | 0% | 0% | 100% | 100% | 0% | 4.943% | 100%
3945 | 12.26% | 6.872% | 86.5% | 0% | 0% | 100% | 100% | 12.26% | 6.872% | 100%
3946 | 26.24% | 12.47% | 86.5% | 0% | 0% | 100% | 100% | 26.24% | 12.47% | 100%
3947 | 29.92% | 16.03% | 86.5% | 0% | 0% | 100% | 100% | 29.92% | 16.03% | 100%
3948 | 25.51% | 21.37% | 86.5% | 0% | 0% | 100% | 100% | 25.51% | 21.37% | 100%
3949 | 19.19% | 22.58% | 86.5% | 0% | 0% | 100% | 100% | 19.19% | 22.58% | 100%
3950 | 14.25% | 24.48% | 86.5% | 0% | 0% | 100% | 100% | 14.25% | 24.48% | 100%
3951 | 20.12% | 23.52% | 86.5% | 0% | 0% | 100% | 100% | 20.12% | 23.52% | 100%
3952 | 8.328% | 20.93% | 86.5% | 0% | 0% | 100% | 100% | 8.328% | 20.93% | 100%
3953 | 0.7762% | 17.35% | 86.5% | 0% | 0% | 100% | 100% | 0.7762% | 17.35% | 100%
3954 | 0% | 15.07% | 86.5% | 0% | 100% | 100% | 100% | 0% | 15.07% | 100%
3955 | 0% | 13.9% | 86.5% | 0% | 100% | 100% | 100% | 0% | 13.9% | 100%
3956 | 0% | 19.34% | 86.5% | 0% | 100% | 100% | 100% | 0% | 19.34% | 100%
3957 | 0% | 14.15% | 86.5% | 0% | 100% | 100% | 100% | 0% | 14.15% | 100%
3958 | 0% | 11.31% | 86.5% | 0% | 0% | 100% | 100% | 0% | 11.31% | 100%
3959 | 0% | 8.71% | 86.5% | 0% | 0% | 100% | 100% | 0% | 8.71% | 100%
3960 | 0% | 2.331% | 86.5% | 0% | 0% | 100% | 100% | 0% | 2.331% | 100%
3961 | 0% | 6.564% | 86.5% | 0% | 0% | 100% | 100% | 0% | 6.564% | 100%
3962 | 0% | 0.9461% | 86.5% | 0% | 0% | 100% | 100% | 0% | 0.9461% | 100%
3963 | 0% | 0% | 86.5% | 0% | 0% | 100% | 100% | 0% | 0% | 100%
3964 | 0% | 0% | 86.5% | 0% | 0% | 100% | 100% | 0% | 0% | 100%
3965 | 0% | 0.3895% | 86.5% | 0% | 0% | 100% | 100% | 0% | 0.3895% | 100%
3966 | 0% | 0.7256% | 86.5% | 0% | 0% | 100% | 100% | 0% | 0.7256% | 100%
3967 | 0% | 3.572% | 86.5% | 0% | 0% | 100% | 100% | 0% | 3.572% | 100%
3968 | 0% | 2.116% | 86.5% | 0% | 0% | 100% | 100% | 0% | 2.116% | 100%
3969 | 12.7% | 5.933% | 86.5% | 0% | 0% | 100% | 100% | 12.7% | 5.933% | 100%
3970 | 29.48% | 10.66% | 86.5% | 0% | 0% | 100% | 100% | 29.48% | 10.66% | 100%
3971 | 35.73% | 14.93% | 86.5% | 0% | 0% | 100% | 100% | 35.73% | 14.93% | 100%
3972 | 28.82% | 19.37% | 86.5% | 0% | 0% | 100% | 100% | 28.82% | 19.37% | 100%
3973 | 21.45% | 20.73% | 86.5% | 0% | 0% | 100% | 100% | 21.45% | 20.73% | 100%
3974 | 13.06% | 22.02% | 86.5% | 0% | 0% | 100% | 100% | 13.06% | 22.02% | 100%
3975 | 18.18% | 21% | 86.5% | 0% | 0% | 100% | 100% | 18.18% | 21% | 100%
3976 | 10.8% | 17.35% | 86.5% | 0% | 0% | 100% | 100% | 10.8% | 17.35% | 100%
3977 | 5.611% | 16.78% | 86.5% | 0% | 0% | 100% | 100% | 5.611% | 16.78% | 100%
3978 | 0% | 13.37% | 86.5% | 0% | 100% | 100% | 100% | 0% | 13.37% | 100%
3979 | 0% | 12% | 86.5% | 0% | 100% | 100% | 100% | 0% | 12% | 100%
3980 | 0% | 15.98% | 86.5% | 0% | 100% | 100% | 100% | 0% | 15.98% | 100%
3981 | 0% | 13.38% | 86.5% | 0% | 100% | 100% | 100% | 0% | 13.38% | 100%
3982 | 0% | 10.96% | 86.5% | 0% | 0% | 100% | 100% | 0% | 10.96% | 100%
3983 | 0% | 8.376% | 86.5% | 0% | 0% | 100% | 100% | 0% | 8.376% | 100%
3984 | 0% | 1.336% | 86.5% | 0% | 0% | 100% | 100% | 0% | 1.336% | 100%
3985 | 0% | 3.901% | 86.5% | 0% | 0% | 100% | 100% | 0% | 3.901% | 100%
3986 | 0% | 1.535% | 86.5% | 0% | 0% | 100% | 100% | 0% | 1.535% | 100%
3987 | 0% | 0% | 86.5% | 0% | 0% | 100% | 100% | 0% | 0% | 100%
3988 | 0% | 0.02928% | 86.5% | 0% | 0% | 100% | 100% | 0% | 0.02928% | 100%
3989 | 0% | 0.722% | 86.5% | 0% | 0% | 100% | 100% | 0% | 0.722% | 100%
3990 | 0% | 1.367% | 86.5% | 0% | 0% | 100% | 100% | 0% | 1.367% | 100%
3991 | 0% | 3.651% | 86.5% | 0% | 0% | 100% | 100% | 0% | 3.651% | 100%
3992 | 0% | 3.471% | 86.5% | 0% | 0% | 100% | 100% | 0% | 3.471% | 100%
3993 | 8.084% | 4.698% | 86.5% | 0% | 0% | 100% | 100% | 8.084% | 4.698% | 100%
3994 | 27.29% | 9.549% | 86.5% | 0% | 0% | 100% | 100% | 27.29% | 9.549% | 100%
3995 | 36.14% | 13.42% | 86.5% | 0% | 0% | 100% | 100% | 36.14% | 13.42% | 100%
3996 | 29.47% | 18.1% | 86.5% | 0% | 0% | 100% | 100% | 29.47% | 18.1% | 100%
3997 | 22.75% | 20.23% | 86.5% | 0% | 0% | 100% | 100% | 22.75% | 20.23% | 100%
3998 | 13.78% | 20.41% | 86.5% | 0% | 0% | 100% | 100% | 13.78% | 20.41% | 100%
3999 | 15.91% | 20.52% | 86.5% | 0% | 0% | 100% | 100% | 15.91% | 20.52% | 100%
4000 | 7.564% | 16.74% | 86.5% | 0% | 0% | 100% | 100% | 7.564% | 16.74% | 100%
4001 | 5.736% | 16.73% | 86.5% | 0% | 0% | 100% | 100% | 5.736% | 16.73% | 100%
4002 | 0% | 18.09% | 86.5% | 0% | 100% | 100% | 100% | 0% | 18.09% | 100%
4003 | 0% | 17.08% | 86.5% | 0% | 100% | 100% | 100% | 0% | 17.08% | 100%
4004 | 0% | 15.16% | 86.5% | 0% | 100% | 100% | 100% | 0% | 15.16% | 100%
4005 | 0% | 13.72% | 86.5% | 0% | 100% | 100% | 100% | 0% | 13.72% | 100%
4006 | 0% | 8.887% | 86.5% | 0% | 0% | 100% | 100% | 0% | 8.887% | 100%
4007 | 0% | 6.992% | 86.5% | 0% | 0% | 100% | 100% | 0% | 6.992% | 100%
4008 | 0% | 4.249% | 86.5% | 0% | 0% | 100% | 100% | 0% | 4.249% | 100%
4009 | 0% | 3.533% | 86.5% | 0% | 0% | 100% | 100% | 0% | 3.533% | 100%
4010 | 0% | 3.922% | 86.5% | 0% | 0% | 100% | 100% | 0% | 3.922% | 100%
4011 | 0% | 1.935% | 86.5% | 0% | 0% | 100% | 100% | 0% | 1.935% | 100%
4012 | 0% | 0.72% | 86.5% | 0% | 0% | 100% | 100% | 0% | 0.72% | 100%
4013 | 0% | 0% | 86.5% | 0% | 0% | 100% | 100% | 0% | 0% | 100%
4014 | 0% | 1.295% | 86.5% | 0% | 0% | 100% | 100% | 0% | 1.295% | 100%
4015 | 0% | 2.521% | 86.5% | 0% | 0% | 100% | 100% | 0% | 2.521% | 100%
4016 | 0% | 3.736% | 86.5% | 0% | 0% | 100% | 100% | 0% | 3.736% | 100%
4017 | 5.174% | 6.167% | 86.5% | 0% | 0% | 100% | 100% | 5.174% | 6.167% | 100%
4018 | 24.11% | 10.55% | 86.5% | 0% | 0% | 100% | 100% | 24.11% | 10.55% | 100%
4019 | 30.16% | 14.05% | 86.5% | 0% | 0% | 100% | 100% | 30.16% | 14.05% | 100%
4020 | 28.66% | 17.12% | 86.5% | 0% | 0% | 100% | 100% | 28.66% | 17.12% | 100%
4021 | 32.2% | 19.07% | 86.5% | 0% | 0% | 100% | 100% | 32.2% | 19.07% | 100%
4022 | 27.46% | 20.41% | 86.5% | 0% | 0% | 100% | 100% | 27.46% | 20.41% | 100%
4023 | 25.81% | 19.69% | 86.5% | 0% | 0% | 100% | 100% | 25.81% | 19.69% | 100%
4024 | 21.03% | 16.5% | 86.5% | 0% | 0% | 100% | 100% | 21.03% | 16.5% | 100%
4025 | 9.511% | 18.36% | 86.5% | 0% | 0% | 100% | 100% | 9.511% | 18.36% | 100%
4026 | 0% | 16.77% | 86.5% | 0% | 100% | 100% | 100% | 0% | 16.77% | 100%
4027 | 0% | 13.98% | 86.5% | 0% | 100% | 100% | 100% | 0% | 13.98% | 100%
4028 | 0% | 11.3% | 86.5% | 0% | 100% | 100% | 100% | 0% | 11.3% | 100%
4029 | 0% | 11.26% | 86.5% | 0% | 100% | 100% | 100% | 0% | 11.26% | 100%
4030 | 0% | 9.215% | 86.5% | 0% | 0% | 100% | 100% | 0% | 9.215% | 100%
4031 | 0% | 6.975% | 86.5% | 0% | 0% | 100% | 100% | 0% | 6.975% | 100%
4032 | 0% | 5.463% | 86.5% | 0% | 0% | 100% | 100% | 0% | 5.463% | 100%
4033 | 0% | 7.663% | 86.5% | 0% | 0% | 100% | 100% | 0% | 7.663% | 100%
4034 | 0% | 2.976% | 86.5% | 0% | 0% | 100% | 100% | 0% | 2.976% | 100%
4035 | 0% | 2.452% | 86.5% | 0% | 0% | 100% | 100% | 0% | 2.452% | 100%
4036 | 0% | 1.858% | 86.5% | 0% | 0% | 100% | 100% | 0% | 1.858% | 100%
4037 | 0% | 0.7939% | 86.5% | 0% | 0% | 100% | 100% | 0% | 0.7939% | 100%
4038 | 0% | 3.292% | 86.5% | 0% | 0% | 100% | 100% | 0% | 3.292% | 100%
4039 | 0% | 1.339% | 86.5% | 0% | 0% | 100% | 100% | 0% | 1.339% | 100%
4040 | 0% | 4.692% | 86.5% | 0% | 0% | 100% | 100% | 0% | 4.692% | 100%
4041 | 5.108% | 5.169% | 86.5% | 0% | 0% | 100% | 100% | 5.108% | 5.169% | 100%
4042 | 24.93% | 6.537% | 86.5% | 0% | 0% | 100% | 100% | 24.93% | 6.537% | 100%
4043 | 32.38% | 8.703% | 86.5% | 0% | 0% | 100% | 100% | 32.38% | 8.703% | 100%
4044 | 31.55% | 11.62% | 86.5% | 0% | 0% | 100% | 100% | 31.55% | 11.62% | 100%
4045 | 34.63% | 11.99% | 86.5% | 0% | 0% | 100% | 100% | 34.63% | 11.99% | 100%
4046 | 34.1% | 12.92% | 86.5% | 0% | 0% | 100% | 100% | 34.1% | 12.92% | 100%
4047 | 34.69% | 12.86% | 86.5% | 0% | 0% | 100% | 100% | 34.69% | 12.86% | 100%
4048 | 25.59% | 11.03% | 86.5% | 0% | 0% | 100% | 100% | 25.59% | 11.03% | 100%
4049 | 10.34% | 10.12% | 86.5% | 0% | 0% | 100% | 100% | 10.34% | 10.12% | 100%
4050 | 0% | 8.176% | 86.5% | 0% | 100% | 100% | 100% | 0% | 8.176% | 100%
4051 | 0% | 6.719% | 86.5% | 0% | 100% | 100% | 100% | 0% | 6.719% | 100%
4052 | 0% | 8.898% | 86.5% | 0% | 100% | 100% | 100% | 0% | 8.898% | 100%
4053 | 0% | 10.31% | 86.5% | 0% | 100% | 100% | 100% | 0% | 10.31% | 100%
4054 | 0% | 7.446% | 86.5% | 0% | 0% | 100% | 100% | 0% | 7.446% | 100%
4055 | 0% | 5.65% | 86.5% | 0% | 0% | 100% | 100% | 0% | 5.65% | 100%
4056 | 0% | 4.952% | 86.5% | 0% | 0% | 100% | 100% | 0% | 4.952% | 100%
4057 | 0% | 6.141% | 86.5% | 0% | 0% | 100% | 100% | 0% | 6.141% | 100%
4058 | 0% | 2.223% | 86.5% | 0% | 0% | 100% | 100% | 0% | 2.223% | 100%
4059 | 0% | 1.807% | 86.5% | 0% | 0% | 100% | 100% | 0% | 1.807% | 100%
4060 | 0% | 1.945% | 86.5% | 0% | 0% | 100% | 100% | 0% | 1.945% | 100%
4061 | 0% | 0.548% | 86.5% | 0% | 0% | 100% | 100% | 0% | 0.548% | 100%
4062 | 0% | 1.14% | 86.5% | 0% | 0% | 100% | 100% | 0% | 1.14% | 100%
4063 | 0% | 2.018% | 86.5% | 0% | 0% | 100% | 100% | 0% | 2.018% | 100%
4064 | 0% | 4.869% | 86.5% | 0% | 0% | 100% | 100% | 0% | 4.869% | 100%
4065 | 6.06% | 6.999% | 86.5% | 0% | 0% | 100% | 100% | 6.06% | 6.999% | 100%
4066 | 28.22% | 5.525% | 86.5% | 0% | 0% | 100% | 100% | 28.22% | 5.525% | 100%
4067 | 36.96% | 6.5% | 86.5% | 0% | 0% | 100% | 100% | 36.96% | 6.5% | 100%
4068 | 27.01% | 9.531% | 86.5% | 0% | 0% | 100% | 100% | 27.01% | 9.531% | 100%
4069 | 33.75% | 9.795% | 86.5% | 0% | 0% | 100% | 100% | 33.75% | 9.795% | 100%
4070 | 28.48% | 12.09% | 86.5% | 0% | 0% | 100% | 100% | 28.48% | 12.09% | 100%
4071 | 28.16% | 12.15% | 86.5% | 0% | 0% | 100% | 100% | 28.16% | 12.15% | 100%
4072 | 23.05% | 12.05% | 86.5% | 0% | 0% | 100% | 100% | 23.05% | 12.05% | 100%
4073 | 10.6% | 10.8% | 86.5% | 0% | 0% | 100% | 100% | 10.6% | 10.8% | 100%
4074 | 0% | 7.947% | 86.5% | 0% | 100% | 100% | 100% | 0% | 7.947% | 100%
4075 | 0% | 5.978% | 86.5% | 0% | 100% | 100% | 100% | 0% | 5.978% | 100%
4076 | 0% | 8.7% | 86.5% | 0% | 100% | 100% | 100% | 0% | 8.7% | 100%
4077 | 0% | 9.874% | 86.5% | 0% | 100% | 100% | 100% | 0% | 9.874% | 100%
4078 | 0% | 8.191% | 86.5% | 0% | 0% | 100% | 100% | 0% | 8.191% | 100%
4079 | 0% | 7.06% | 86.5% | 0% | 0% | 100% | 100% | 0% | 7.06% | 100%
4080 | 0% | 5.282% | 86.5% | 0% | 0% | 100% | 100% | 0% | 5.282% | 100%
4081 | 0% | 4.011% | 86.5% | 0% | 0% | 100% | 100% | 0% | 4.011% | 100%
4082 | 0% | 2.945% | 86.5% | 0% | 0% | 100% | 100% | 0% | 2.945% | 100%
4083 | 0% | 3.04% | 86.5% | 0% | 0% | 100% | 100% | 0% | 3.04% | 100%
4084 | 0% | 3.277% | 86.5% | 0% | 0% | 100% | 100% | 0% | 3.277% | 100%
4085 | 0% | 1.342% | 86.5% | 0% | 0% | 100% | 100% | 0% | 1.342% | 100%
4086 | 0% | 0.2715% | 86.5% | 0% | 0% | 100% | 100% | 0% | 0.2715% | 100%
4087 | 0% | 1.532% | 86.5% | 0% | 0% | 100% | 100% | 0% | 1.532% | 100%
4088 | 0% | 1.253% | 86.5% | 0% | 0% | 100% | 100% | 0% | 1.253% | 100%
4089 | 13.31% | 2.324% | 86.5% | 0% | 0% | 100% | 100% | 13.31% | 2.324% | 100%
4090 | 35.73% | 0.4124% | 86.5% | 0% | 0% | 100% | 100% | 35.73% | 0.4124% | 100%
4091 | 43.12% | 2.616% | 86.5% | 0% | 0% | 100% | 100% | 43.12% | 2.616% | 100%
4092 | 29.84% | 6.37% | 86.5% | 0% | 0% | 100% | 100% | 29.84% | 6.37% | 100%
4093 | 31.49% | 7.175% | 86.5% | 0% | 0% | 100% | 100% | 31.49% | 7.175% | 100%
4094 | 21.04% | 8.721% | 86.5% | 0% | 0% | 100% | 100% | 21.04% | 8.721% | 100%
4095 | 19.15% | 9.708% | 86.5% | 0% | 0% | 100% | 100% | 19.15% | 9.708% | 100%
4096 | 15.38% | 8.265% | 86.5% | 0% | 0% | 100% | 100% | 15.38% | 8.265% | 100%
4097 | 8.118% | 7.116% | 86.5% | 0% | 0% | 100% | 100% | 8.118% | 7.116% | 100%
4098 | 0% | 7.086% | 86.5% | 0% | 100% | 100% | 100% | 0% | 7.086% | 100%
4099 | 0% | 8.441% | 86.5% | 0% | 100% | 100% | 100% | 0% | 8.441% | 100%
4100 | 0% | 9.984% | 86.5% | 0% | 100% | 100% | 100% | 0% | 9.984% | 100%
4101 | 0% | 9.673% | 86.5% | 0% | 100% | 100% | 100% | 0% | 9.673% | 100%
4102 | 0% | 7.599% | 86.5% | 0% | 0% | 100% | 100% | 0% | 7.599% | 100%
4103 | 0% | 7.713% | 86.5% | 0% | 0% | 100% | 100% | 0% | 7.713% | 100%
4104 | 0% | 7.583% | 86.5% | 0% | 0% | 100% | 100% | 0% | 7.583% | 100%
4105 | 0% | 3.55% | 86.5% | 0% | 0% | 100% | 100% | 0% | 3.55% | 100%
4106 | 0% | 5.096% | 86.5% | 0% | 0% | 100% | 100% | 0% | 5.096% | 100%
4107 | 0% | 3.642% | 86.5% | 0% | 0% | 100% | 100% | 0% | 3.642% | 100%
4108 | 0% | 4.208% | 86.5% | 0% | 0% | 100% | 100% | 0% | 4.208% | 100%
4109 | 0% | 2.16% | 86.5% | 0% | 0% | 100% | 100% | 0% | 2.16% | 100%
4110 | 0% | 1.667% | 86.5% | 0% | 0% | 100% | 100% | 0% | 1.667% | 100%
4111 | 0% | 4.698% | 86.5% | 0% | 0% | 100% | 100% | 0% | 4.698% | 100%
4112 | 0% | 2.745% | 86.5% | 0% | 0% | 100% | 100% | 0% | 2.745% | 100%
4113 | 13.79% | 3.86% | 86.5% | 0% | 0% | 100% | 100% | 13.79% | 3.86% | 100%
4114 | 34.96% | 3.627% | 86.5% | 0% | 0% | 100% | 100% | 34.96% | 3.627% | 100%
4115 | 42.67% | 5.727% | 86.5% | 0% | 0% | 100% | 100% | 42.67% | 5.727% | 100%
4116 | 30.56% | 10.58% | 86.5% | 0% | 0% | 100% | 100% | 30.56% | 10.58% | 100%
4117 | 31.89% | 12.86% | 86.5% | 0% | 0% | 100% | 100% | 31.89% | 12.86% | 100%
4118 | 13.35% | 12.74% | 86.5% | 0% | 0% | 100% | 100% | 13.35% | 12.74% | 100%
4119 | 16.27% | 14.95% | 86.5% | 0% | 0% | 100% | 100% | 16.27% | 14.95% | 100%
4120 | 12.69% | 13.78% | 86.5% | 0% | 0% | 100% | 100% | 12.69% | 13.78% | 100%
4121 | 6.253% | 13.01% | 86.5% | 0% | 0% | 100% | 100% | 6.253% | 13.01% | 100%
4122 | 0% | 12.56% | 86.5% | 0% | 100% | 100% | 100% | 0% | 12.56% | 100%
4123 | 0% | 12.25% | 86.5% | 0% | 100% | 100% | 100% | 0% | 12.25% | 100%
4124 | 0% | 9.509% | 86.5% | 0% | 100% | 100% | 100% | 0% | 9.509% | 100%
4125 | 0% | 8.787% | 86.5% | 0% | 100% | 100% | 100% | 0% | 8.787% | 100%
4126 | 0% | 8.988% | 86.5% | 0% | 0% | 100% | 100% | 0% | 8.988% | 100%
4127 | 0% | 8.015% | 86.5% | 0% | 0% | 100% | 100% | 0% | 8.015% | 100%
4128 | 0% | 7.122% | 86.5% | 0% | 0% | 100% | 100% | 0% | 7.122% | 100%
4129 | 0% | 6.803% | 86.5% | 0% | 0% | 100% | 100% | 0% | 6.803% | 100%
4130 | 0% | 6.608% | 86.5% | 0% | 0% | 100% | 100% | 0% | 6.608% | 100%
4131 | 0% | 6.03% | 86.5% | 0% | 0% | 100% | 100% | 0% | 6.03% | 100%
4132 | 0% | 6.128% | 86.5% | 0% | 0% | 100% | 100% | 0% | 6.128% | 100%
4133 | 0% | 4.119% | 86.5% | 0% | 0% | 100% | 100% | 0% | 4.119% | 100%
4134 | 0% | 3.558% | 86.5% | 0% | 0% | 100% | 100% | 0% | 3.558% | 100%
4135 | 0% | 6.088% | 86.5% | 0% | 0% | 100% | 100% | 0% | 6.088% | 100%
4136 | 0% | 4.684% | 86.5% | 0% | 0% | 100% | 100% | 0% | 4.684% | 100%
4137 | 13.65% | 5.962% | 86.5% | 0% | 0% | 100% | 100% | 13.65% | 5.962% | 100%
4138 | 36.23% | 8.003% | 86.5% | 0% | 0% | 100% | 100% | 36.23% | 8.003% | 100%
4139 | 38.94% | 10.34% | 86.5% | 0% | 0% | 100% | 100% | 38.94% | 10.34% | 100%
4140 | 40.23% | 14.74% | 86.5% | 0% | 0% | 100% | 100% | 40.23% | 14.74% | 100%
4141 | 38.48% | 17.03% | 86.5% | 0% | 0% | 100% | 100% | 38.48% | 17.03% | 100%
4142 | 22.7% | 15.47% | 86.5% | 0% | 0% | 100% | 100% | 22.7% | 15.47% | 100%
4143 | 27.13% | 18.64% | 86.5% | 0% | 0% | 100% | 100% | 27.13% | 18.64% | 100%
4144 | 19.75% | 16.64% | 86.5% | 0% | 0% | 100% | 100% | 19.75% | 16.64% | 100%
4145 | 7.988% | 15.68% | 86.5% | 0% | 0% | 100% | 100% | 7.988% | 15.68% | 100%
4146 | 0% | 14.47% | 86.5% | 0% | 100% | 100% | 100% | 0% | 14.47% | 100%
4147 | 0% | 13.61% | 86.5% | 0% | 100% | 100% | 100% | 0% | 13.61% | 100%
4148 | 0% | 10.52% | 86.5% | 0% | 100% | 100% | 100% | 0% | 10.52% | 100%
4149 | 0% | 10.06% | 86.5% | 0% | 100% | 100% | 100% | 0% | 10.06% | 100%
4150 | 0% | 10.77% | 86.5% | 0% | 0% | 100% | 100% | 0% | 10.77% | 100%
4151 | 0% | 8.789% | 86.5% | 0% | 0% | 100% | 100% | 0% | 8.789% | 100%
4152 | 0% | 9.281% | 86.5% | 0% | 0% | 100% | 100% | 0% | 9.281% | 100%
4153 | 0% | 7.61% | 100% | 0% | 0% | 100% | 100% | 0% | 7.61% | 100%
4154 | 0% | 8.261% | 100% | 0% | 0% | 100% | 100% | 0% | 8.261% | 100%
4155 | 0% | 6.762% | 100% | 0% | 0% | 100% | 100% | 0% | 6.762% | 100%
4156 | 0% | 6.851% | 100% | 0% | 0% | 100% | 100% | 0% | 6.851% | 100%
4157 | 0% | 5.35% | 100% | 0% | 0% | 100% | 100% | 0% | 5.35% | 100%
4158 | 0% | 4.274% | 100% | 0% | 0% | 100% | 100% | 0% | 4.274% | 100%
4159 | 0% | 6.146% | 100% | 0% | 0% | 100% | 100% | 0% | 6.146% | 100%
4160 | 0% | 9.296% | 100% | 0% | 0% | 100% | 100% | 0% | 9.296% | 100%
4161 | 11.86% | 11.55% | 100% | 0% | 0% | 100% | 100% | 11.86% | 11.55% | 100%
4162 | 33.22% | 13.14% | 100% | 0% | 0% | 100% | 100% | 33.22% | 13.14% | 100%
4163 | 34.62% | 16.23% | 100% | 0% | 0% | 100% | 100% | 34.62% | 16.23% | 100%
4164 | 44.45% | 20.59% | 100% | 0% | 0% | 100% | 100% | 44.45% | 20.59% | 100%
4165 | 38.8% | 22.65% | 100% | 0% | 0% | 100% | 100% | 38.8% | 22.65% | 100%
4166 | 23.52% | 21.84% | 100% | 0% | 0% | 100% | 100% | 23.52% | 21.84% | 100%
4167 | 29.07% | 22.88% | 100% | 0% | 0% | 100% | 100% | 29.07% | 22.88% | 100%
4168 | 19.09% | 22.77% | 100% | 0% | 0% | 100% | 100% | 19.09% | 22.77% | 100%
4169 | 10.4% | 20.54% | 100% | 0% | 0% | 100% | 100% | 10.4% | 20.54% | 100%
4170 | 0% | 18.08% | 100% | 0% | 100% | 100% | 100% | 0% | 18.08% | 100%
4171 | 0% | 15.19% | 100% | 0% | 100% | 100% | 100% | 0% | 15.19% | 100%
4172 | 0% | 11.82% | 100% | 0% | 100% | 100% | 100% | 0% | 11.82% | 100%
4173 | 0% | 11.93% | 100% | 0% | 100% | 100% | 100% | 0% | 11.93% | 100%
4174 | 0% | 12.51% | 100% | 0% | 0% | 100% | 100% | 0% | 12.51% | 100%
4175 | 0% | 10.37% | 100% | 0% | 0% | 100% | 100% | 0% | 10.37% | 100%
4176 | 0% | 10.67% | 100% | 0% | 0% | 100% | 100% | 0% | 10.67% | 100%
4177 | 0% | 9.581% | 100% | 0% | 0% | 100% | 100% | 0% | 9.581% | 100%
4178 | 0% | 7.573% | 100% | 0% | 0% | 100% | 100% | 0% | 7.573% | 100%
4179 | 0% | 6.408% | 100% | 0% | 0% | 100% | 100% | 0% | 6.408% | 100%
4180 | 0% | 5.479% | 100% | 0% | 0% | 100% | 100% | 0% | 5.479% | 100%
4181 | 0% | 4.964% | 100% | 0% | 0% | 100% | 100% | 0% | 4.964% | 100%
4182 | 0% | 3.693% | 100% | 0% | 0% | 100% | 100% | 0% | 3.693% | 100%
4183 | 0% | 5.415% | 100% | 0% | 0% | 100% | 100% | 0% | 5.415% | 100%
4184 | 0% | 9.534% | 100% | 0% | 0% | 100% | 100% | 0% | 9.534% | 100%
4185 | 10.54% | 13.78% | 100% | 0% | 0% | 100% | 100% | 10.54% | 13.78% | 100%
4186 | 30.04% | 15.54% | 100% | 0% | 0% | 100% | 100% | 30.04% | 15.54% | 100%
4187 | 31.46% | 19.84% | 100% | 0% | 0% | 100% | 100% | 31.46% | 19.84% | 100%
4188 | 41.36% | 22.99% | 100% | 0% | 0% | 100% | 100% | 41.36% | 22.99% | 100%
4189 | 38.6% | 24.8% | 100% | 0% | 0% | 100% | 100% | 38.6% | 24.8% | 100%
4190 | 32.75% | 27.93% | 100% | 0% | 0% | 100% | 100% | 32.75% | 27.93% | 100%
4191 | 29.58% | 26.69% | 100% | 0% | 0% | 100% | 100% | 29.58% | 26.69% | 100%
4192 | 19.36% | 24.95% | 100% | 0% | 0% | 100% | 100% | 19.36% | 24.95% | 100%
4193 | 10.35% | 22.22% | 100% | 0% | 0% | 100% | 100% | 10.35% | 22.22% | 100%
4194 | 0% | 21.47% | 100% | 0% | 100% | 100% | 100% | 0% | 21.47% | 100%
4195 | 0% | 19.47% | 100% | 0% | 100% | 100% | 100% | 0% | 19.47% | 100%
4196 | 0% | 17.15% | 100% | 0% | 100% | 100% | 100% | 0% | 17.15% | 100%
4197 | 0% | 17.77% | 100% | 0% | 100% | 100% | 100% | 0% | 17.77% | 100%
4198 | 0% | 16.03% | 100% | 0% | 0% | 100% | 100% | 0% | 16.03% | 100%
4199 | 0% | 14.2% | 100% | 0% | 0% | 100% | 100% | 0% | 14.2% | 100%
4200 | 0% | 15.29% | 100% | 0% | 0% | 100% | 100% | 0% | 15.29% | 100%
4201 | 0% | 8.637% | 100% | 0% | 0% | 100% | 100% | 0% | 8.637% | 100%
4202 | 0% | 12.01% | 100% | 0% | 0% | 100% | 100% | 0% | 12.01% | 100%
4203 | 0% | 6.347% | 100% | 0% | 0% | 100% | 100% | 0% | 6.347% | 100%
4204 | 0% | 4.379% | 100% | 0% | 0% | 100% | 100% | 0% | 4.379% | 100%
4205 | 0% | 4.543% | 100% | 0% | 0% | 100% | 100% | 0% | 4.543% | 100%
4206 | 0% | 2.57% | 100% | 0% | 0% | 100% | 100% | 0% | 2.57% | 100%
4207 | 0% | 4.533% | 100% | 0% | 0% | 100% | 100% | 0% | 4.533% | 100%
4208 | 0% | 7.375% | 100% | 0% | 0% | 100% | 100% | 0% | 7.375% | 100%
4209 | 10.15% | 13.41% | 100% | 0% | 0% | 100% | 100% | 10.15% | 13.41% | 100%
4210 | 25.4% | 13.98% | 100% | 0% | 0% | 100% | 100% | 25.4% | 13.98% | 100%
4211 | 23.31% | 18.73% | 100% | 0% | 0% | 100% | 100% | 23.31% | 18.73% | 100%
4212 | 35.93% | 22.08% | 100% | 0% | 0% | 100% | 100% | 35.93% | 22.08% | 100%
4213 | 34.91% | 24.43% | 100% | 0% | 0% | 100% | 100% | 34.91% | 24.43% | 100%
4214 | 29.5% | 28.65% | 100% | 0% | 0% | 100% | 100% | 29.5% | 28.65% | 100%
4215 | 24.52% | 25.49% | 100% | 0% | 0% | 100% | 100% | 24.52% | 25.49% | 100%
4216 | 13.62% | 22.76% | 100% | 0% | 0% | 100% | 100% | 13.62% | 22.76% | 100%
4217 | 7.955% | 18.3% | 100% | 0% | 0% | 100% | 100% | 7.955% | 18.3% | 100%
4218 | 0% | 19.88% | 100% | 0% | 100% | 100% | 100% | 0% | 19.88% | 100%
4219 | 0% | 19.39% | 100% | 0% | 100% | 100% | 100% | 0% | 19.39% | 100%
4220 | 0% | 14.87% | 100% | 0% | 100% | 100% | 100% | 0% | 14.87% | 100%
4221 | 0% | 12.95% | 100% | 0% | 100% | 100% | 100% | 0% | 12.95% | 100%
4222 | 0% | 11.7% | 100% | 0% | 0% | 100% | 100% | 0% | 11.7% | 100%
4223 | 0% | 11% | 100% | 0% | 0% | 100% | 100% | 0% | 11% | 100%
4224 | 0% | 12.45% | 100% | 0% | 0% | 100% | 100% | 0% | 12.45% | 100%
4225 | 0% | 12.38% | 100% | 0% | 0% | 100% | 100% | 0% | 12.38% | 100%
4226 | 0% | 10.33% | 100% | 0% | 0% | 100% | 100% | 0% | 10.33% | 100%
4227 | 0% | 4.947% | 100% | 0% | 0% | 100% | 100% | 0% | 4.947% | 100%
4228 | 0% | 3.394% | 100% | 0% | 0% | 100% | 100% | 0% | 3.394% | 100%
4229 | 0% | 3.201% | 100% | 0% | 0% | 100% | 100% | 0% | 3.201% | 100%
4230 | 0% | 1.797% | 100% | 0% | 0% | 100% | 100% | 0% | 1.797% | 100%
4231 | 0% | 4.899% | 100% | 0% | 0% | 100% | 100% | 0% | 4.899% | 100%
4232 | 0% | 6.008% | 100% | 0% | 0% | 100% | 100% | 0% | 6.008% | 100%
4233 | 10.75% | 10.87% | 100% | 0% | 0% | 100% | 100% | 10.75% | 10.87% | 100%
4234 | 27.36% | 13.54% | 100% | 0% | 0% | 100% | 100% | 27.36% | 13.54% | 100%
4235 | 25.83% | 17.37% | 100% | 0% | 0% | 100% | 100% | 25.83% | 17.37% | 100%
4236 | 30.5% | 19.85% | 100% | 0% | 0% | 100% | 100% | 30.5% | 19.85% | 100%
4237 | 30.17% | 22.38% | 100% | 0% | 0% | 100% | 100% | 30.17% | 22.38% | 100%
4238 | 27.54% | 26.05% | 100% | 0% | 0% | 100% | 100% | 27.54% | 26.05% | 100%
4239 | 21.1% | 25.64% | 100% | 0% | 0% | 100% | 100% | 21.1% | 25.64% | 100%
4240 | 15.14% | 22.87% | 100% | 0% | 0% | 100% | 100% | 15.14% | 22.87% | 100%
4241 | 1.145% | 21.37% | 100% | 0% | 0% | 100% | 100% | 1.145% | 21.37% | 100%
4242 | 0% | 21.37% | 100% | 0% | 100% | 100% | 100% | 0% | 21.37% | 100%
4243 | 0% | 16.76% | 100% | 0% | 100% | 100% | 100% | 0% | 16.76% | 100%
4244 | 0% | 14.95% | 100% | 0% | 100% | 100% | 100% | 0% | 14.95% | 100%
4245 | 0% | 11.87% | 100% | 0% | 100% | 100% | 100% | 0% | 11.87% | 100%
4246 | 0% | 7.701% | 100% | 0% | 0% | 100% | 100% | 0% | 7.701% | 100%
4247 | 0% | 5.918% | 100% | 0% | 0% | 100% | 100% | 0% | 5.918% | 100%
4248 | 0% | 6.181% | 100% | 0% | 0% | 100% | 100% | 0% | 6.181% | 100%
4249 | 0% | 10.13% | 100% | 0% | 0% | 100% | 100% | 0% | 10.13% | 100%
4250 | 0% | 7.102% | 100% | 0% | 0% | 100% | 100% | 0% | 7.102% | 100%
4251 | 0% | 2.809% | 100% | 0% | 0% | 100% | 100% | 0% | 2.809% | 100%
4252 | 0% | 1.575% | 100% | 0% | 0% | 100% | 100% | 0% | 1.575% | 100%
4253 | 0% | 2.866% | 100% | 0% | 0% | 100% | 100% | 0% | 2.866% | 100%
4254 | 0% | 1.294% | 100% | 0% | 0% | 100% | 100% | 0% | 1.294% | 100%
4255 | 0% | 3.448% | 100% | 0% | 0% | 100% | 100% | 0% | 3.448% | 100%
4256 | 0% | 3.418% | 100% | 0% | 0% | 100% | 100% | 0% | 3.418% | 100%
4257 | 9.836% | 7.191% | 100% | 0% | 0% | 100% | 100% | 9.836% | 7.191% | 100%
4258 | 29% | 10.07% | 100% | 0% | 0% | 100% | 100% | 29% | 10.07% | 100%
4259 | 24.56% | 14.39% | 100% | 0% | 0% | 100% | 100% | 24.56% | 14.39% | 100%
4260 | 23.82% | 17.78% | 100% | 0% | 0% | 100% | 100% | 23.82% | 17.78% | 100%
4261 | 20.87% | 20.39% | 100% | 0% | 0% | 100% | 100% | 20.87% | 20.39% | 100%
4262 | 15.98% | 23.05% | 100% | 0% | 0% | 100% | 100% | 15.98% | 23.05% | 100%
4263 | 14.34% | 22.74% | 100% | 0% | 0% | 100% | 100% | 14.34% | 22.74% | 100%
4264 | 10.62% | 19.52% | 100% | 0% | 0% | 100% | 100% | 10.62% | 19.52% | 100%
4265 | 0.4948% | 19% | 100% | 0% | 0% | 100% | 100% | 0.4948% | 19% | 100%
4266 | 0% | 20.45% | 100% | 0% | 100% | 100% | 100% | 0% | 20.45% | 100%
4267 | 0% | 14.6% | 100% | 0% | 100% | 100% | 100% | 0% | 14.6% | 100%
4268 | 0% | 10.5% | 100% | 0% | 100% | 100% | 100% | 0% | 10.5% | 100%
4269 | 0% | 5.375% | 100% | 0% | 100% | 100% | 100% | 0% | 5.375% | 100%
4270 | 0% | 1.011% | 100% | 0% | 0% | 100% | 100% | 0% | 1.011% | 100%
4271 | 0% | 0% | 100% | 0% | 0% | 100% | 100% | 0% | 0% | 100%
4272 | 0% | 0.2093% | 100% | 0% | 0% | 100% | 100% | 0% | 0.2093% | 100%
4273 | 0% | 4.722% | 100% | 0% | 0% | 100% | 100% | 0% | 4.722% | 100%
4274 | 0% | 0% | 100% | 0% | 0% | 100% | 100% | 0% | 0% | 100%
4275 | 0% | 0% | 100% | 0% | 0% | 100% | 100% | 0% | 0% | 100%
4276 | 0% | 0% | 100% | 0% | 0% | 100% | 100% | 0% | 0% | 100%
4277 | 0% | 0% | 100% | 0% | 0% | 100% | 100% | 0% | 0% | 100%
4278 | 0% | 0% | 100% | 0% | 0% | 100% | 100% | 0% | 0% | 100%
4279 | 0% | 1.21% | 100% | 0% | 0% | 100% | 100% | 0% | 1.21% | 100%
4280 | 0% | 0.643% | 100% | 0% | 0% | 100% | 100% | 0% | 0.643% | 100%
4281 | 10.96% | 2.534% | 100% | 0% | 0% | 100% | 100% | 10.96% | 2.534% | 100%
4282 | 32.47% | 7.047% | 100% | 0% | 0% | 100% | 100% | 32.47% | 7.047% | 100%
4283 | 33.16% | 10.58% | 100% | 0% | 0% | 100% | 100% | 33.16% | 10.58% | 100%
4284 | 22.38% | 13.69% | 100% | 0% | 0% | 100% | 100% | 22.38% | 13.69% | 100%
4285 | 16.59% | 15.16% | 100% | 0% | 0% | 100% | 100% | 16.59% | 15.16% | 100%
4286 | 11.88% | 16.99% | 100% | 0% | 0% | 100% | 100% | 11.88% | 16.99% | 100%
4287 | 14.72% | 16.4% | 100% | 0% | 0% | 100% | 100% | 14.72% | 16.4% | 100%
4288 | 13.3% | 15.15% | 100% | 0% | 0% | 100% | 100% | 13.3% | 15.15% | 100%
4289 | 1.769% | 15.21% | 100% | 0% | 0% | 100% | 100% | 1.769% | 15.21% | 100%
4290 | 0% | 14.9% | 100% | 0% | 100% | 100% | 100% | 0% | 14.9% | 100%
4291 | 0% | 10.02% | 100% | 0% | 100% | 100% | 100% | 0% | 10.02% | 100%
4292 | 0% | 7.06% | 100% | 0% | 100% | 100% | 100% | 0% | 7.06% | 100%
4293 | 0% | 4.083% | 100% | 0% | 100% | 100% | 100% | 0% | 4.083% | 100%
4294 | 0% | 0% | 100% | 0% | 0% | 100% | 100% | 0% | 0% | 100%
4295 | 0% | 0% | 100% | 0% | 0% | 100% | 100% | 0% | 0% | 100%
4296 | 0% | 0% | 100% | 0% | 0% | 100% | 100% | 0% | 0% | 100%
4297 | 0% | 0% | 100% | 0% | 0% | 100% | 100% | 0% | 0% | 100%
4298 | 0% | 0% | 100% | 0% | 0% | 100% | 100% | 0% | 0% | 100%
4299 | 0% | 0% | 100% | 0% | 0% | 100% | 100% | 0% | 0% | 100%
4300 | 0% | 0% | 100% | 0% | 0% | 100% | 100% | 0% | 0% | 100%
4301 | 0% | 0.2391% | 100% | 0% | 0% | 100% | 100% | 0% | 0.2391% | 100%
4302 | 0% | 0% | 100% | 0% | 0% | 100% | 100% | 0% | 0% | 100%
4303 | 0% | 1.487% | 100% | 0% | 0% | 100% | 100% | 0% | 1.487% | 100%
4304 | 0% | 1.349% | 100% | 0% | 0% | 100% | 100% | 0% | 1.349% | 100%
4305 | 11.34% | 2.601% | 100% | 0% | 0% | 100% | 100% | 11.34% | 2.601% | 100%
4306 | 23.18% | 6.024% | 100% | 0% | 0% | 100% | 100% | 23.18% | 6.024% | 100%
4307 | 33.81% | 9.279% | 100% | 0% | 0% | 100% | 100% | 33.81% | 9.279% | 100%
4308 | 27.14% | 13.38% | 100% | 0% | 0% | 100% | 100% | 27.14% | 13.38% | 100%
4309 | 20.64% | 14.73% | 100% | 0% | 0% | 100% | 100% | 20.64% | 14.73% | 100%
4310 | 18.51% | 15.58% | 100% | 0% | 0% | 100% | 100% | 18.51% | 15.58% | 100%
4311 | 19.61% | 14.26% | 100% | 0% | 0% | 100% | 100% | 19.61% | 14.26% | 100%
4312 | 13.48% | 12.71% | 100% | 0% | 0% | 100% | 100% | 13.48% | 12.71% | 100%
4313 | 5.823% | 10.76% | 100% | 0% | 0% | 100% | 100% | 5.823% | 10.76% | 100%
4314 | 0% | 10.01% | 100% | 0% | 100% | 100% | 100% | 0% | 10.01% | 100%
4315 | 0% | 6.543% | 100% | 0% | 100% | 100% | 100% | 0% | 6.543% | 100%
4316 | 0% | 2.439% | 100% | 0% | 100% | 100% | 100% | 0% | 2.439% | 100%
4317 | 0% | 0.2836% | 100% | 0% | 100% | 100% | 100% | 0% | 0.2836% | 100%
4318 | 0% | 0% | 100% | 0% | 0% | 100% | 100% | 0% | 0% | 100%
4319 | 0% | 0% | 100% | 0% | 0% | 100% | 100% | 0% | 0% | 100%
4320 | 0% | 0% | 100% | 0% | 0% | 100% | 100% | 0% | 0% | 100%
4321 | 0% | 0% | 100% | 0% | 0% | 100% | 100% | 0% | 0% | 100%
4322 | 0% | 0% | 100% | 0% | 0% | 100% | 100% | 0% | 0% | 100%
4323 | 0% | 0% | 100% | 0% | 0% | 100% | 100% | 0% | 0% | 100%
4324 | 0% | 0% | 100% | 0% | 0% | 100% | 100% | 0% | 0% | 100%
4325 | 0% | 0% | 100% | 0% | 0% | 100% | 100% | 0% | 0% | 100%
4326 | 0% | 0% | 100% | 0% | 0% | 100% | 100% | 0% | 0% | 100%
4327 | 0% | 0.7891% | 100% | 0% | 0% | 100% | 100% | 0% | 0.7891% | 100%
4328 | 0% | 1.215% | 100% | 0% | 0% | 100% | 100% | 0% | 1.215% | 100%
4329 | 11.14% | 1.923% | 100% | 0% | 0% | 100% | 100% | 11.14% | 1.923% | 100%
4330 | 15.92% | 5.07% | 100% | 0% | 0% | 100% | 100% | 15.92% | 5.07% | 100%
4331 | 29.73% | 8.824% | 100% | 0% | 0% | 100% | 100% | 29.73% | 8.824% | 100%
4332 | 29.68% | 10.54% | 100% | 0% | 0% | 100% | 100% | 29.68% | 10.54% | 100%
4333 | 21.04% | 12.44% | 100% | 0% | 0% | 100% | 100% | 21.04% | 12.44% | 100%
4334 | 23.28% | 12.17% | 100% | 0% | 0% | 100% | 100% | 23.28% | 12.17% | 100%
4335 | 18.76% | 10.12% | 100% | 0% | 0% | 100% | 100% | 18.76% | 10.12% | 100%
4336 | 13.83% | 9.536% | 100% | 0% | 0% | 100% | 100% | 13.83% | 9.536% | 100%
4337 | 4.351% | 6.283% | 100% | 0% | 0% | 100% | 100% | 4.351% | 6.283% | 100%
4338 | 0% | 5.117% | 100% | 0% | 100% | 100% | 100% | 0% | 5.117% | 100%
4339 | 0% | 4.322% | 100% | 0% | 100% | 100% | 100% | 0% | 4.322% | 100%
4340 | 0% | 0.7759% | 100% | 0% | 100% | 100% | 100% | 0% | 0.7759% | 100%
4341 | 0% | 0.1593% | 100% | 0% | 100% | 100% | 100% | 0% | 0.1593% | 100%
4342 | 0% | 0.4856% | 100% | 0% | 0% | 100% | 100% | 0% | 0.4856% | 100%
4343 | 0% | 0.321% | 100% | 0% | 0% | 100% | 100% | 0% | 0.321% | 100%
4344 | 0% | 0% | 100% | 0% | 0% | 100% | 100% | 0% | 0% | 100%
4345 | 0% | 0% | 100% | 0% | 0% | 100% | 100% | 0% | 0% | 100%
4346 | 0% | 0% | 100% | 0% | 0% | 100% | 100% | 0% | 0% | 100%
4347 | 0% | 0% | 100% | 0% | 0% | 100% | 100% | 0% | 0% | 100%
4348 | 0% | 0% | 100% | 0% | 0% | 100% | 100% | 0% | 0% | 100%
4349 | 0% | 0% | 100% | 0% | 0% | 100% | 100% | 0% | 0% | 100%
4350 | 0% | 0% | 100% | 0% | 0% | 100% | 100% | 0% | 0% | 100%
4351 | 0% | 1% | 100% | 0% | 0% | 100% | 100% | 0% | 1% | 100%
4352 | 0% | 1.128% | 100% | 0% | 0% | 100% | 100% | 0% | 1.128% | 100%
4353 | 13.08% | 1.693% | 100% | 0% | 0% | 100% | 100% | 13.08% | 1.693% | 100%
4354 | 14.28% | 4.651% | 100% | 0% | 0% | 100% | 100% | 14.28% | 4.651% | 100%
4355 | 26.36% | 7.093% | 100% | 0% | 0% | 100% | 100% | 26.36% | 7.093% | 100%
4356 | 29.07% | 8.351% | 100% | 0% | 0% | 100% | 100% | 29.07% | 8.351% | 100%
4357 | 23.1% | 11.13% | 100% | 0% | 0% | 100% | 100% | 23.1% | 11.13% | 100%
4358 | 25.5% | 9.794% | 100% | 0% | 0% | 100% | 100% | 25.5% | 9.794% | 100%
4359 | 20.21% | 9.906% | 100% | 0% | 0% | 100% | 100% | 20.21% | 9.906% | 100%
4360 | 12.72% | 10.8% | 100% | 0% | 0% | 100% | 100% | 12.72% | 10.8% | 100%
4361 | 4.71% | 7.622% | 100% | 0% | 0% | 100% | 100% | 4.71% | 7.622% | 100%
4362 | 0% | 5.892% | 100% | 0% | 100% | 100% | 100% | 0% | 5.892% | 100%
4363 | 0% | 5.459% | 100% | 0% | 100% | 100% | 100% | 0% | 5.459% | 100%
4364 | 0% | 1.257% | 100% | 0% | 100% | 100% | 100% | 0% | 1.257% | 100%
4365 | 0% | 1.514% | 100% | 0% | 100% | 100% | 100% | 0% | 1.514% | 100%
4366 | 0% | 1.653% | 100% | 0% | 0% | 100% | 100% | 0% | 1.653% | 100%
4367 | 0% | 3.898% | 100% | 0% | 0% | 100% | 100% | 0% | 3.898% | 100%
4368 | 0% | 2.802% | 100% | 0% | 0% | 100% | 100% | 0% | 2.802% | 100%
4369 | 0% | 0% | 100% | 0% | 0% | 100% | 100% | 0% | 0% | 100%
4370 | 0% | 0.6144% | 100% | 0% | 0% | 100% | 100% | 0% | 0.6144% | 100%
4371 | 0% | 0% | 100% | 0% | 0% | 100% | 100% | 0% | 0% | 100%
4372 | 0% | 0% | 100% | 0% | 0% | 100% | 100% | 0% | 0% | 100%
4373 | 0% | 0% | 100% | 0% | 0% | 100% | 100% | 0% | 0% | 100%
4374 | 0% | 0.6045% | 100% | 0% | 0% | 100% | 100% | 0% | 0.6045% | 100%
4375 | 0% | 5.407% | 100% | 0% | 0% | 100% | 100% | 0% | 5.407% | 100%
4376 | 0% | 4.819% | 100% | 0% | 0% | 100% | 100% | 0% | 4.819% | 100%
4377 | 6.973% | 5.905% | 100% | 0% | 0% | 100% | 100% | 6.973% | 5.905% | 100%
4378 | 10.74% | 8.623% | 100% | 0% | 0% | 100% | 100% | 10.74% | 8.623% | 100%
4379 | 16.37% | 10.65% | 100% | 0% | 0% | 100% | 100% | 16.37% | 10.65% | 100%
4380 | 26.02% | 10.73% | 100% | 0% | 0% | 100% | 100% | 26.02% | 10.73% | 100%
4381 | 21.64% | 14.02% | 100% | 0% | 0% | 100% | 100% | 21.64% | 14.02% | 100%
4382 | 20.98% | 12.98% | 100% | 0% | 0% | 100% | 100% | 20.98% | 12.98% | 100%
4383 | 18.26% | 13.43% | 100% | 0% | 0% | 100% | 100% | 18.26% | 13.43% | 100%
4384 | 13.26% | 14.17% | 100% | 0% | 0% | 100% | 100% | 13.26% | 14.17% | 100%
4385 | 5.371% | 11.98% | 100% | 0% | 0% | 100% | 100% | 5.371% | 11.98% | 100%
4386 | 0% | 10.45% | 100% | 0% | 100% | 100% | 100% | 0% | 10.45% | 100%
4387 | 0% | 10.66% | 100% | 0% | 100% | 100% | 100% | 0% | 10.66% | 100%
4388 | 0% | 6.267% | 100% | 0% | 100% | 100% | 100% | 0% | 6.267% | 100%
4389 | 0% | 6.759% | 100% | 0% | 100% | 100% | 100% | 0% | 6.759% | 100%
4390 | 0% | 6.345% | 100% | 0% | 0% | 100% | 100% | 0% | 6.345% | 100%
4391 | 0% | 7.722% | 100% | 0% | 0% | 100% | 100% | 0% | 7.722% | 100%
4392 | 0% | 5.46% | 100% | 0% | 0% | 100% | 100% | 0% | 5.46% | 100%
4393 | 0% | 0% | 100% | 0% | 0% | 100% | 100% | 0% | 0% | 100%
4394 | 0% | 2.513% | 100% | 0% | 0% | 100% | 100% | 0% | 2.513% | 100%
4395 | 0% | 1.19% | 100% | 0% | 0% | 100% | 100% | 0% | 1.19% | 100%
4396 | 0% | 1.314% | 100% | 0% | 0% | 100% | 100% | 0% | 1.314% | 100%
4397 | 0% | 2.433% | 100% | 0% | 0% | 100% | 100% | 0% | 2.433% | 100%
4398 | 0% | 3.631% | 100% | 0% | 0% | 100% | 100% | 0% | 3.631% | 100%
4399 | 0% | 8.64% | 100% | 0% | 0% | 100% | 100% | 0% | 8.64% | 100%
4400 | 0% | 7.528% | 100% | 0% | 0% | 100% | 100% | 0% | 7.528% | 100%
4401 | 4.492% | 10.42% | 100% | 0% | 0% | 100% | 100% | 4.492% | 10.42% | 100%
4402 | 12.7% | 13.39% | 100% | 0% | 0% | 100% | 100% | 12.7% | 13.39% | 100%
4403 | 17.51% | 13.92% | 100% | 0% | 0% | 100% | 100% | 17.51% | 13.92% | 100%
4404 | 23.53% | 16.33% | 100% | 0% | 0% | 100% | 100% | 23.53% | 16.33% | 100%
4405 | 25.23% | 18.9% | 100% | 0% | 0% | 100% | 100% | 25.23% | 18.9% | 100%
4406 | 22.98% | 17.48% | 100% | 0% | 0% | 100% | 100% | 22.98% | 17.48% | 100%
4407 | 20.74% | 20.24% | 100% | 0% | 0% | 100% | 100% | 20.74% | 20.24% | 100%
4408 | 15.27% | 21.23% | 100% | 0% | 0% | 100% | 100% | 15.27% | 21.23% | 100%
4409 | 5.906% | 19.69% | 100% | 0% | 0% | 100% | 100% | 5.906% | 19.69% | 100%
4410 | 0% | 16.13% | 100% | 0% | 100% | 100% | 100% | 0% | 16.13% | 100%
4411 | 0% | 13.8% | 100% | 0% | 100% | 100% | 100% | 0% | 13.8% | 100%
4412 | 0% | 9.793% | 100% | 0% | 100% | 100% | 100% | 0% | 9.793% | 100%
4413 | 0% | 9.94% | 100% | 0% | 100% | 100% | 100% | 0% | 9.94% | 100%
4414 | 0% | 9.984% | 100% | 0% | 0% | 100% | 100% | 0% | 9.984% | 100%
4415 | 0% | 10.45% | 100% | 0% | 0% | 100% | 100% | 0% | 10.45% | 100%
4416 | 0% | 10.64% | 100% | 0% | 0% | 100% | 100% | 0% | 10.64% | 100%
4417 | 0% | 2.325% | 100% | 0% | 0% | 100% | 100% | 0% | 2.325% | 100%
4418 | 0% | 6.9% | 100% | 0% | 0% | 100% | 100% | 0% | 6.9% | 100%
4419 | 0% | 5.324% | 100% | 0% | 0% | 100% | 100% | 0% | 5.324% | 100%
4420 | 0% | 5.012% | 100% | 0% | 0% | 100% | 100% | 0% | 5.012% | 100%
4421 | 0% | 5.809% | 100% | 0% | 0% | 100% | 100% | 0% | 5.809% | 100%
4422 | 0% | 6.354% | 100% | 0% | 0% | 100% | 100% | 0% | 6.354% | 100%
4423 | 0% | 10.57% | 100% | 0% | 0% | 100% | 100% | 0% | 10.57% | 100%
4424 | 0% | 10.26% | 100% | 0% | 0% | 100% | 100% | 0% | 10.26% | 100%
4425 | 2.609% | 10.44% | 100% | 0% | 0% | 100% | 100% | 2.609% | 10.44% | 100%
4426 | 11.97% | 13.1% | 100% | 0% | 0% | 100% | 100% | 11.97% | 13.1% | 100%
4427 | 18.36% | 15.5% | 100% | 0% | 0% | 100% | 100% | 18.36% | 15.5% | 100%
4428 | 23.55% | 18.16% | 100% | 0% | 0% | 100% | 100% | 23.55% | 18.16% | 100%
4429 | 24.92% | 18.99% | 100% | 0% | 0% | 100% | 100% | 24.92% | 18.99% | 100%
4430 | 22.96% | 19.77% | 100% | 0% | 0% | 100% | 100% | 22.96% | 19.77% | 100%
4431 | 17.51% | 21.16% | 100% | 0% | 0% | 100% | 100% | 17.51% | 21.16% | 100%
4432 | 15.25% | 21.42% | 100% | 0% | 0% | 100% | 100% | 15.25% | 21.42% | 100%
4433 | 5.87% | 18.47% | 100% | 0% | 0% | 100% | 100% | 5.87% | 18.47% | 100%
4434 | 0% | 18.14% | 100% | 0% | 100% | 100% | 100% | 0% | 18.14% | 100%
4435 | 0% | 14.02% | 100% | 0% | 100% | 100% | 100% | 0% | 14.02% | 100%
4436 | 0% | 11.35% | 100% | 0% | 100% | 100% | 100% | 0% | 11.35% | 100%
4437 | 0% | 10.42% | 100% | 0% | 100% | 100% | 100% | 0% | 10.42% | 100%
4438 | 0% | 10.07% | 100% | 0% | 0% | 100% | 100% | 0% | 10.07% | 100%
4439 | 0% | 8.441% | 100% | 0% | 0% | 100% | 100% | 0% | 8.441% | 100%
4440 | 0% | 6.941% | 100% | 0% | 0% | 100% | 100% | 0% | 6.941% | 100%
4441 | 0% | 8.308% | 100% | 0% | 0% | 100% | 100% | 0% | 8.308% | 100%
4442 | 0% | 3.461% | 100% | 0% | 0% | 100% | 100% | 0% | 3.461% | 100%
4443 | 0% | 3.432% | 100% | 0% | 0% | 100% | 100% | 0% | 3.432% | 100%
4444 | 0% | 3.276% | 100% | 0% | 0% | 100% | 100% | 0% | 3.276% | 100%
4445 | 0% | 3.077% | 100% | 0% | 0% | 100% | 100% | 0% | 3.077% | 100%
4446 | 0% | 1.979% | 100% | 0% | 0% | 100% | 100% | 0% | 1.979% | 100%
4447 | 0% | 5.576% | 100% | 0% | 0% | 100% | 100% | 0% | 5.576% | 100%
4448 | 0% | 7.153% | 100% | 0% | 0% | 100% | 100% | 0% | 7.153% | 100%
4449 | 3.841% | 6.832% | 100% | 0% | 0% | 100% | 100% | 3.841% | 6.832% | 100%
4450 | 15.51% | 10.09% | 100% | 0% | 0% | 100% | 100% | 15.51% | 10.09% | 100%
4451 | 25.9% | 12.34% | 100% | 0% | 0% | 100% | 100% | 25.9% | 12.34% | 100%
4452 | 24.63% | 16.39% | 100% | 0% | 0% | 100% | 100% | 24.63% | 16.39% | 100%
4453 | 29.54% | 17.57% | 100% | 0% | 0% | 100% | 100% | 29.54% | 17.57% | 100%
4454 | 28.01% | 17.94% | 100% | 0% | 0% | 100% | 100% | 28.01% | 17.94% | 100%
4455 | 23.96% | 17.51% | 100% | 0% | 0% | 100% | 100% | 23.96% | 17.51% | 100%
4456 | 17.36% | 17.99% | 100% | 0% | 0% | 100% | 100% | 17.36% | 17.99% | 100%
4457 | 3.789% | 15.35% | 100% | 0% | 0% | 100% | 100% | 3.789% | 15.35% | 100%
4458 | 0% | 14.04% | 100% | 0% | 100% | 100% | 100% | 0% | 14.04% | 100%
4459 | 0% | 10.74% | 100% | 0% | 100% | 100% | 100% | 0% | 10.74% | 100%
4460 | 0% | 9.556% | 100% | 0% | 100% | 100% | 100% | 0% | 9.556% | 100%
4461 | 0% | 9.421% | 100% | 0% | 100% | 100% | 100% | 0% | 9.421% | 100%
4462 | 0% | 8.599% | 100% | 0% | 0% | 100% | 100% | 0% | 8.599% | 100%
4463 | 0% | 8.277% | 100% | 0% | 0% | 100% | 100% | 0% | 8.277% | 100%
4464 | 0% | 7.774% | 100% | 0% | 0% | 100% | 100% | 0% | 7.774% | 100%
4465 | 0% | 4.823% | 100% | 0% | 0% | 100% | 100% | 0% | 4.823% | 100%
4466 | 0% | 5.538% | 100% | 0% | 0% | 100% | 100% | 0% | 5.538% | 100%
4467 | 0% | 6.052% | 100% | 0% | 0% | 100% | 100% | 0% | 6.052% | 100%
4468 | 0% | 5.605% | 100% | 0% | 0% | 100% | 100% | 0% | 5.605% | 100%
4469 | 0% | 5.301% | 100% | 0% | 0% | 100% | 100% | 0% | 5.301% | 100%
4470 | 0% | 5.614% | 100% | 0% | 0% | 100% | 100% | 0% | 5.614% | 100%
4471 | 0% | 5.786% | 100% | 0% | 0% | 100% | 100% | 0% | 5.786% | 100%
4472 | 0% | 8.508% | 100% | 0% | 0% | 100% | 100% | 0% | 8.508% | 100%
4473 | 5.702% | 6.465% | 100% | 0% | 0% | 100% | 100% | 5.702% | 6.465% | 100%
4474 | 13.74% | 8.089% | 100% | 0% | 0% | 100% | 100% | 13.74% | 8.089% | 100%
4475 | 29.36% | 10.53% | 100% | 0% | 0% | 100% | 100% | 29.36% | 10.53% | 100%
4476 | 31.18% | 13.66% | 100% | 0% | 0% | 100% | 100% | 31.18% | 13.66% | 100%
4477 | 33.91% | 15.97% | 100% | 0% | 0% | 100% | 100% | 33.91% | 15.97% | 100%
4478 | 29.94% | 17.45% | 100% | 0% | 0% | 100% | 100% | 29.94% | 17.45% | 100%
4479 | 29.49% | 16.66% | 100% | 0% | 0% | 100% | 100% | 29.49% | 16.66% | 100%
4480 | 19% | 14.92% | 100% | 0% | 0% | 100% | 100% | 19% | 14.92% | 100%
4481 | 8.634% | 12.78% | 100% | 0% | 0% | 100% | 100% | 8.634% | 12.78% | 100%
4482 | 0% | 14.2% | 100% | 0% | 100% | 100% | 100% | 0% | 14.2% | 100%
4483 | 0% | 12.65% | 100% | 0% | 100% | 100% | 100% | 0% | 12.65% | 100%
4484 | 0% | 11.35% | 100% | 0% | 100% | 100% | 100% | 0% | 11.35% | 100%
4485 | 0% | 11.27% | 100% | 0% | 100% | 100% | 100% | 0% | 11.27% | 100%
4486 | 0% | 9.271% | 100% | 0% | 0% | 100% | 100% | 0% | 9.271% | 100%
4487 | 0% | 8.875% | 100% | 0% | 0% | 100% | 100% | 0% | 8.875% | 100%
4488 | 0% | 6.865% | 100% | 0% | 0% | 100% | 100% | 0% | 6.865% | 100%
4489 | 0% | 4.848% | 100% | 0% | 0% | 100% | 100% | 0% | 4.848% | 100%
4490 | 0% | 3.646% | 100% | 0% | 0% | 100% | 100% | 0% | 3.646% | 100%
4491 | 0% | 4.181% | 100% | 0% | 0% | 100% | 100% | 0% | 4.181% | 100%
4492 | 0% | 4.532% | 100% | 0% | 0% | 100% | 100% | 0% | 4.532% | 100%
4493 | 0% | 5.407% | 100% | 0% | 0% | 100% | 100% | 0% | 5.407% | 100%
4494 | 0% | 5.494% | 100% | 0% | 0% | 100% | 100% | 0% | 5.494% | 100%
4495 | 0% | 5.176% | 100% | 0% | 0% | 100% | 100% | 0% | 5.176% | 100%
4496 | 0% | 8.153% | 100% | 0% | 0% | 100% | 100% | 0% | 8.153% | 100%
4497 | 4.056% | 9.416% | 100% | 0% | 0% | 100% | 100% | 4.056% | 9.416% | 100%
4498 | 10.29% | 11% | 100% | 0% | 0% | 100% | 100% | 10.29% | 11% | 100%
4499 | 31.97% | 12.6% | 100% | 0% | 0% | 100% | 100% | 31.97% | 12.6% | 100%
4500 | 31.22% | 15.59% | 100% | 0% | 0% | 100% | 100% | 31.22% | 15.59% | 100%
4501 | 35.27% | 19.08% | 100% | 0% | 0% | 100% | 100% | 35.27% | 19.08% | 100%
4502 | 31.63% | 20.11% | 100% | 0% | 0% | 100% | 100% | 31.63% | 20.11% | 100%
4503 | 32.11% | 18.87% | 100% | 0% | 0% | 100% | 100% | 32.11% | 18.87% | 100%
4504 | 16.89% | 16.91% | 100% | 0% | 0% | 100% | 100% | 16.89% | 16.91% | 100%
4505 | 6.669% | 16.15% | 100% | 0% | 0% | 100% | 100% | 6.669% | 16.15% | 100%
4506 | 0% | 14.84% | 100% | 0% | 100% | 100% | 100% | 0% | 14.84% | 100%
4507 | 0% | 14.56% | 100% | 0% | 100% | 100% | 100% | 0% | 14.56% | 100%
4508 | 0% | 13.9% | 100% | 0% | 100% | 100% | 100% | 0% | 13.9% | 100%
4509 | 0% | 14.39% | 100% | 0% | 100% | 100% | 100% | 0% | 14.39% | 100%
4510 | 0% | 14.02% | 100% | 0% | 0% | 100% | 100% | 0% | 14.02% | 100%
4511 | 0% | 15.12% | 100% | 0% | 0% | 100% | 100% | 0% | 15.12% | 100%
4512 | 0% | 13.94% | 100% | 0% | 0% | 100% | 100% | 0% | 13.94% | 100%
4513 | 0% | 3.028% | 100% | 0% | 0% | 100% | 100% | 0% | 3.028% | 100%
4514 | 0% | 9.262% | 100% | 0% | 0% | 100% | 100% | 0% | 9.262% | 100%
4515 | 0% | 8.809% | 100% | 0% | 0% | 100% | 100% | 0% | 8.809% | 100%
4516 | 0% | 9.204% | 100% | 0% | 0% | 100% | 100% | 0% | 9.204% | 100%
4517 | 0% | 9.076% | 100% | 0% | 0% | 100% | 100% | 0% | 9.076% | 100%
4518 | 0% | 9.006% | 100% | 0% | 0% | 100% | 100% | 0% | 9.006% | 100%
4519 | 0% | 9.519% | 100% | 0% | 0% | 100% | 100% | 0% | 9.519% | 100%
4520 | 0% | 10.02% | 100% | 0% | 0% | 100% | 100% | 0% | 10.02% | 100%
4521 | 9.781% | 12.48% | 100% | 0% | 0% | 100% | 100% | 9.781% | 12.48% | 100%
4522 | 16.89% | 14.49% | 100% | 0% | 0% | 100% | 100% | 16.89% | 14.49% | 100%
4523 | 28.46% | 16.68% | 100% | 0% | 0% | 100% | 100% | 28.46% | 16.68% | 100%
4524 | 27.93% | 19.42% | 100% | 0% | 0% | 100% | 100% | 27.93% | 19.42% | 100%
4525 | 28.27% | 22.72% | 100% | 0% | 0% | 100% | 100% | 28.27% | 22.72% | 100%
4526 | 29.79% | 24.85% | 100% | 0% | 0% | 100% | 100% | 29.79% | 24.85% | 100%
4527 | 31.6% | 24.63% | 100% | 0% | 0% | 100% | 100% | 31.6% | 24.63% | 100%
4528 | 16.76% | 22.12% | 100% | 0% | 0% | 100% | 100% | 16.76% | 22.12% | 100%
4529 | 10.06% | 21.29% | 100% | 0% | 0% | 100% | 100% | 10.06% | 21.29% | 100%
4530 | 0% | 21.51% | 100% | 0% | 100% | 100% | 100% | 0% | 21.51% | 100%
4531 | 0% | 20.13% | 100% | 0% | 100% | 100% | 100% | 0% | 20.13% | 100%
4532 | 0% | 18.97% | 100% | 0% | 100% | 100% | 100% | 0% | 18.97% | 100%
4533 | 0% | 18.32% | 100% | 0% | 100% | 100% | 100% | 0% | 18.32% | 100%
4534 | 0% | 17.41% | 100% | 0% | 0% | 100% | 100% | 0% | 17.41% | 100%
4535 | 0% | 17.01% | 100% | 0% | 0% | 100% | 100% | 0% | 17.01% | 100%
4536 | 0% | 15.88% | 100% | 0% | 0% | 100% | 100% | 0% | 15.88% | 100%
4537 | 0% | 9.037% | 100% | 0% | 0% | 100% | 100% | 0% | 9.037% | 100%
4538 | 0% | 7.441% | 100% | 0% | 0% | 100% | 100% | 0% | 7.441% | 100%
4539 | 0% | 8.031% | 100% | 0% | 0% | 100% | 100% | 0% | 8.031% | 100%
4540 | 0% | 6.993% | 100% | 0% | 0% | 100% | 100% | 0% | 6.993% | 100%
4541 | 0% | 7.463% | 100% | 0% | 0% | 100% | 100% | 0% | 7.463% | 100%
4542 | 0% | 8.688% | 100% | 0% | 0% | 100% | 100% | 0% | 8.688% | 100%
4543 | 0% | 8.929% | 100% | 0% | 0% | 100% | 100% | 0% | 8.929% | 100%
4544 | 0% | 10.26% | 100% | 0% | 0% | 100% | 100% | 0% | 10.26% | 100%
4545 | 10.28% | 12.65% | 100% | 0% | 0% | 100% | 100% | 10.28% | 12.65% | 100%
4546 | 20.29% | 16.43% | 100% | 0% | 0% | 100% | 100% | 20.29% | 16.43% | 100%
4547 | 27.96% | 18.65% | 100% | 0% | 0% | 100% | 100% | 27.96% | 18.65% | 100%
4548 | 27.68% | 21.81% | 100% | 0% | 0% | 100% | 100% | 27.68% | 21.81% | 100%
4549 | 27.25% | 24.93% | 100% | 0% | 0% | 100% | 100% | 27.25% | 24.93% | 100%
4550 | 37.08% | 26.14% | 100% | 0% | 0% | 100% | 100% | 37.08% | 26.14% | 100%
4551 | 38.51% | 24.17% | 100% | 0% | 0% | 100% | 100% | 38.51% | 24.17% | 100%
4552 | 22.17% | 23.26% | 100% | 0% | 0% | 100% | 100% | 22.17% | 23.26% | 100%
4553 | 8.853% | 21.15% | 100% | 0% | 0% | 100% | 100% | 8.853% | 21.15% | 100%
4554 | 0% | 20.08% | 100% | 0% | 100% | 100% | 100% | 0% | 20.08% | 100%
4555 | 0% | 19.34% | 100% | 0% | 100% | 100% | 100% | 0% | 19.34% | 100%
4556 | 0% | 17.65% | 100% | 0% | 100% | 100% | 100% | 0% | 17.65% | 100%
4557 | 0% | 15.95% | 100% | 0% | 100% | 100% | 100% | 0% | 15.95% | 100%
4558 | 0% | 15.74% | 100% | 0% | 0% | 100% | 100% | 0% | 15.74% | 100%
4559 | 0% | 15.24% | 100% | 0% | 0% | 100% | 100% | 0% | 15.24% | 100%
4560 | 0% | 13.89% | 100% | 0% | 0% | 100% | 100% | 0% | 13.89% | 100%
4561 | 0% | 9.845% | 100% | 0% | 0% | 100% | 100% | 0% | 9.845% | 100%
4562 | 0% | 4.914% | 100% | 0% | 0% | 100% | 100% | 0% | 4.914% | 100%
4563 | 0% | 5.978% | 100% | 0% | 0% | 100% | 100% | 0% | 5.978% | 100%
4564 | 0% | 5.337% | 100% | 0% | 0% | 100% | 100% | 0% | 5.337% | 100%
4565 | 0% | 4.596% | 100% | 0% | 0% | 100% | 100% | 0% | 4.596% | 100%
4566 | 0% | 4.445% | 100% | 0% | 0% | 100% | 100% | 0% | 4.445% | 100%
4567 | 0% | 3.836% | 100% | 0% | 0% | 100% | 100% | 0% | 3.836% | 100%
4568 | 0% | 6.243% | 100% | 0% | 0% | 100% | 100% | 0% | 6.243% | 100%
4569 | 8.501% | 8.075% | 100% | 0% | 0% | 100% | 100% | 8.501% | 8.075% | 100%
4570 | 23.54% | 11.48% | 100% | 0% | 0% | 100% | 100% | 23.54% | 11.48% | 100%
4571 | 22.22% | 14.05% | 100% | 0% | 0% | 100% | 100% | 22.22% | 14.05% | 100%
4572 | 25.59% | 17.46% | 100% | 0% | 0% | 100% | 100% | 25.59% | 17.46% | 100%
4573 | 24.4% | 19.41% | 100% | 0% | 0% | 100% | 100% | 24.4% | 19.41% | 100%
4574 | 33.58% | 20.81% | 100% | 0% | 0% | 100% | 100% | 33.58% | 20.81% | 100%
4575 | 33.32% | 19.16% | 100% | 0% | 0% | 100% | 100% | 33.32% | 19.16% | 100%
4576 | 23.23% | 18.79% | 100% | 0% | 0% | 100% | 100% | 23.23% | 18.79% | 100%
4577 | 14.39% | 12.05% | 100% | 0% | 0% | 100% | 100% | 14.39% | 12.05% | 100%
4578 | 0% | 15.42% | 100% | 0% | 100% | 100% | 100% | 0% | 15.42% | 100%
4579 | 0% | 15.57% | 100% | 0% | 100% | 100% | 100% | 0% | 15.57% | 100%
4580 | 0% | 12.77% | 100% | 0% | 100% | 100% | 100% | 0% | 12.77% | 100%
4581 | 0% | 11.2% | 100% | 0% | 100% | 100% | 100% | 0% | 11.2% | 100%
4582 | 0% | 9.544% | 100% | 0% | 0% | 100% | 100% | 0% | 9.544% | 100%
4583 | 0% | 8.833% | 100% | 0% | 0% | 100% | 100% | 0% | 8.833% | 100%
4584 | 0% | 7.73% | 100% | 0% | 0% | 100% | 100% | 0% | 7.73% | 100%
4585 | 0% | 7.111% | 100% | 0% | 0% | 100% | 100% | 0% | 7.111% | 100%
4586 | 0% | 0% | 100% | 0% | 0% | 100% | 100% | 0% | 0% | 100%
4587 | 0% | 0.6027% | 100% | 0% | 0% | 100% | 100% | 0% | 0.6027% | 100%
4588 | 0% | 0.08824% | 100% | 0% | 0% | 100% | 100% | 0% | 0.08824% | 100%
4589 | 0% | 0.7461% | 100% | 0% | 0% | 100% | 100% | 0% | 0.7461% | 100%
4590 | 0% | 1.15% | 100% | 0% | 0% | 100% | 100% | 0% | 1.15% | 100%
4591 | 0% | 0% | 100% | 0% | 0% | 100% | 100% | 0% | 0% | 100%
4592 | 0% | 1.222% | 100% | 0% | 0% | 100% | 100% | 0% | 1.222% | 100%
4593 | 7.824% | 3.402% | 100% | 0% | 0% | 100% | 100% | 7.824% | 3.402% | 100%
4594 | 22.02% | 5.774% | 100% | 0% | 0% | 100% | 100% | 22.02% | 5.774% | 100%
4595 | 23.42% | 7.389% | 100% | 0% | 0% | 100% | 100% | 23.42% | 7.389% | 100%
4596 | 27.27% | 6.577% | 100% | 0% | 0% | 100% | 100% | 27.27% | 6.577% | 100%
4597 | 22.16% | 7.909% | 100% | 0% | 0% | 100% | 100% | 22.16% | 7.909% | 100%
4598 | 26.62% | 10.51% | 100% | 0% | 0% | 100% | 100% | 26.62% | 10.51% | 100%
4599 | 31.96% | 10.77% | 100% | 0% | 0% | 100% | 100% | 31.96% | 10.77% | 100%
4600 | 21.99% | 9.804% | 100% | 0% | 0% | 100% | 100% | 21.99% | 9.804% | 100%
4601 | 12.2% | 5.699% | 100% | 0% | 0% | 100% | 100% | 12.2% | 5.699% | 100%
4602 | 0% | 6.101% | 100% | 0% | 100% | 100% | 100% | 0% | 6.101% | 100%
4603 | 0% | 6.409% | 100% | 0% | 100% | 100% | 100% | 0% | 6.409% | 100%
4604 | 0% | 6.051% | 100% | 0% | 100% | 100% | 100% | 0% | 6.051% | 100%
4605 | 0% | 5.919% | 100% | 0% | 100% | 100% | 100% | 0% | 5.919% | 100%
4606 | 0% | 6.349% | 100% | 0% | 0% | 100% | 100% | 0% | 6.349% | 100%
4607 | 0% | 5.498% | 100% | 0% | 0% | 100% | 100% | 0% | 5.498% | 100%
4608 | 0% | 5.405% | 100% | 0% | 0% | 100% | 100% | 0% | 5.405% | 100%
4609 | 0% | 2.391% | 100% | 0% | 0% | 100% | 100% | 0% | 2.391% | 100%
4610 | 0% | 0.02886% | 100% | 0% | 0% | 100% | 100% | 0% | 0.02886% | 100%
4611 | 0% | 1.367% | 100% | 0% | 0% | 100% | 100% | 0% | 1.367% | 100%
4612 | 0% | 0.07917% | 100% | 0% | 0% | 100% | 100% | 0% | 0.07917% | 100%
4613 | 0% | 0.4241% | 100% | 0% | 0% | 100% | 100% | 0% | 0.4241% | 100%
4614 | 0% | 0.2455% | 100% | 0% | 0% | 100% | 100% | 0% | 0.2455% | 100%
4615 | 0% | 0% | 100% | 0% | 0% | 100% | 100% | 0% | 0% | 100%
4616 | 0% | 0.7238% | 100% | 0% | 0% | 100% | 100% | 0% | 0.7238% | 100%
4617 | 7.045% | 2.422% | 100% | 0% | 0% | 100% | 100% | 7.045% | 2.422% | 100%
4618 | 15.15% | 3.65% | 100% | 0% | 0% | 100% | 100% | 15.15% | 3.65% | 100%
4619 | 19.03% | 6.326% | 100% | 0% | 0% | 100% | 100% | 19.03% | 6.326% | 100%
4620 | 23.79% | 5.148% | 100% | 0% | 0% | 100% | 100% | 23.79% | 5.148% | 100%
4621 | 23.83% | 5.994% | 100% | 0% | 0% | 100% | 100% | 23.83% | 5.994% | 100%
4622 | 24.68% | 9.462% | 100% | 0% | 0% | 100% | 100% | 24.68% | 9.462% | 100%
4623 | 28.1% | 11.37% | 100% | 0% | 0% | 100% | 100% | 28.1% | 11.37% | 100%
4624 | 22.14% | 11.74% | 100% | 0% | 0% | 100% | 100% | 22.14% | 11.74% | 100%
4625 | 12.14% | 8.215% | 100% | 0% | 0% | 100% | 100% | 12.14% | 8.215% | 100%
4626 | 0% | 8.083% | 100% | 0% | 100% | 100% | 100% | 0% | 8.083% | 100%
4627 | 0% | 6.51% | 100% | 0% | 100% | 100% | 100% | 0% | 6.51% | 100%
4628 | 0% | 6.329% | 100% | 0% | 100% | 100% | 100% | 0% | 6.329% | 100%
4629 | 0% | 6.162% | 100% | 0% | 100% | 100% | 100% | 0% | 6.162% | 100%
4630 | 0% | 7.006% | 100% | 0% | 0% | 100% | 100% | 0% | 7.006% | 100%
4631 | 0% | 6.912% | 100% | 0% | 0% | 100% | 100% | 0% | 6.912% | 100%
4632 | 0% | 6.496% | 100% | 0% | 0% | 100% | 100% | 0% | 6.496% | 100%
4633 | 0% | 3.019% | 100% | 0% | 0% | 100% | 100% | 0% | 3.019% | 100%
4634 | 0% | 4.37% | 100% | 0% | 0% | 100% | 100% | 0% | 4.37% | 100%
4635 | 0% | 5.285% | 100% | 0% | 0% | 100% | 100% | 0% | 5.285% | 100%
4636 | 0% | 2.352% | 100% | 0% | 0% | 100% | 100% | 0% | 2.352% | 100%
4637 | 0% | 3.299% | 100% | 0% | 0% | 100% | 100% | 0% | 3.299% | 100%
4638 | 0% | 3.065% | 100% | 0% | 0% | 100% | 100% | 0% | 3.065% | 100%
4639 | 0% | 2.817% | 100% | 0% | 0% | 100% | 100% | 0% | 2.817% | 100%
4640 | 0% | 1.584% | 100% | 0% | 0% | 100% | 100% | 0% | 1.584% | 100%
4641 | 10.03% | 4.032% | 100% | 0% | 0% | 100% | 100% | 10.03% | 4.032% | 100%
4642 | 12.18% | 5.227% | 100% | 0% | 0% | 100% | 100% | 12.18% | 5.227% | 100%
4643 | 19.51% | 7.555% | 100% | 0% | 0% | 100% | 100% | 19.51% | 7.555% | 100%
4644 | 22.31% | 5.601% | 100% | 0% | 0% | 100% | 100% | 22.31% | 5.601% | 100%
4645 | 21.31% | 7.874% | 100% | 0% | 0% | 100% | 100% | 21.31% | 7.874% | 100%
4646 | 21.75% | 10.67% | 100% | 0% | 0% | 100% | 100% | 21.75% | 10.67% | 100%
4647 | 30.01% | 14.03% | 100% | 0% | 0% | 100% | 100% | 30.01% | 14.03% | 100%
4648 | 19.13% | 13.72% | 100% | 0% | 0% | 100% | 100% | 19.13% | 13.72% | 100%
4649 | 9.283% | 12.32% | 100% | 0% | 0% | 100% | 100% | 9.283% | 12.32% | 100%
4650 | 0% | 10.2% | 100% | 0% | 100% | 100% | 100% | 0% | 10.2% | 100%
4651 | 0% | 8.128% | 100% | 0% | 100% | 100% | 100% | 0% | 8.128% | 100%
4652 | 0% | 8.853% | 100% | 0% | 100% | 100% | 100% | 0% | 8.853% | 100%
4653 | 0% | 10.02% | 100% | 0% | 100% | 100% | 100% | 0% | 10.02% | 100%
4654 | 0% | 11.93% | 100% | 0% | 0% | 100% | 100% | 0% | 11.93% | 100%
4655 | 0% | 10.32% | 100% | 0% | 0% | 100% | 100% | 0% | 10.32% | 100%
4656 | 0% | 9.004% | 100% | 0% | 0% | 100% | 100% | 0% | 9.004% | 100%
4657 | 0% | 6.797% | 100% | 0% | 0% | 100% | 100% | 0% | 6.797% | 100%
4658 | 0% | 10.04% | 100% | 0% | 0% | 100% | 100% | 0% | 10.04% | 100%
4659 | 0% | 8.63% | 100% | 0% | 0% | 100% | 100% | 0% | 8.63% | 100%
4660 | 0% | 6.144% | 100% | 0% | 0% | 100% | 100% | 0% | 6.144% | 100%
4661 | 0% | 8.24% | 100% | 0% | 0% | 100% | 100% | 0% | 8.24% | 100%
4662 | 0% | 5.218% | 100% | 0% | 0% | 100% | 100% | 0% | 5.218% | 100%
4663 | 0% | 5.869% | 100% | 0% | 0% | 100% | 100% | 0% | 5.869% | 100%
4664 | 0% | 5.254% | 100% | 0% | 0% | 100% | 100% | 0% | 5.254% | 100%
4665 | 11.7% | 7.836% | 100% | 0% | 0% | 100% | 100% | 11.7% | 7.836% | 100%
4666 | 13.86% | 9.913% | 100% | 0% | 0% | 100% | 100% | 13.86% | 9.913% | 100%
4667 | 22.16% | 13.89% | 100% | 0% | 0% | 100% | 100% | 22.16% | 13.89% | 100%
4668 | 22.66% | 14.93% | 100% | 0% | 0% | 100% | 100% | 22.66% | 14.93% | 100%
4669 | 25.6% | 16.92% | 100% | 0% | 0% | 100% | 100% | 25.6% | 16.92% | 100%
4670 | 23.3% | 17.14% | 100% | 0% | 0% | 100% | 100% | 23.3% | 17.14% | 100%
4671 | 22.2% | 20.67% | 100% | 0% | 0% | 100% | 100% | 22.2% | 20.67% | 100%
4672 | 19.35% | 19.72% | 100% | 0% | 0% | 100% | 100% | 19.35% | 19.72% | 100%
4673 | 10.31% | 17.38% | 100% | 0% | 0% | 100% | 100% | 10.31% | 17.38% | 100%
4674 | 0% | 18.14% | 100% | 0% | 100% | 100% | 100% | 0% | 18.14% | 100%
4675 | 0% | 16.54% | 100% | 0% | 100% | 100% | 100% | 0% | 16.54% | 100%
4676 | 0% | 14.75% | 100% | 0% | 100% | 100% | 100% | 0% | 14.75% | 100%
4677 | 0% | 14.83% | 100% | 0% | 100% | 100% | 100% | 0% | 14.83% | 100%
4678 | 0% | 12.92% | 100% | 0% | 0% | 100% | 100% | 0% | 12.92% | 100%
4679 | 0% | 11.99% | 100% | 0% | 0% | 100% | 100% | 0% | 11.99% | 100%
4680 | 0% | 10.9% | 100% | 0% | 0% | 100% | 100% | 0% | 10.9% | 100%
4681 | 0% | 9.674% | 100% | 0% | 0% | 100% | 100% | 0% | 9.674% | 100%
4682 | 0% | 10.59% | 100% | 0% | 0% | 100% | 100% | 0% | 10.59% | 100%
4683 | 0% | 9.651% | 100% | 0% | 0% | 100% | 100% | 0% | 9.651% | 100%
4684 | 0% | 7.655% | 100% | 0% | 0% | 100% | 100% | 0% | 7.655% | 100%
4685 | 0% | 11.8% | 100% | 0% | 0% | 100% | 100% | 0% | 11.8% | 100%
4686 | 0% | 8.534% | 100% | 0% | 0% | 100% | 100% | 0% | 8.534% | 100%
4687 | 0% | 9.586% | 100% | 0% | 0% | 100% | 100% | 0% | 9.586% | 100%
4688 | 0% | 8.201% | 100% | 0% | 0% | 100% | 100% | 0% | 8.201% | 100%
4689 | 11.19% | 11% | 100% | 0% | 0% | 100% | 100% | 11.19% | 11% | 100%
4690 | 20.44% | 11.78% | 100% | 0% | 0% | 100% | 100% | 20.44% | 11.78% | 100%
4691 | 24.03% | 15.87% | 100% | 0% | 0% | 100% | 100% | 24.03% | 15.87% | 100%
4692 | 26.75% | 16.46% | 100% | 0% | 0% | 100% | 100% | 26.75% | 16.46% | 100%
4693 | 27.79% | 18.93% | 100% | 0% | 0% | 100% | 100% | 27.79% | 18.93% | 100%
4694 | 23.34% | 18.64% | 100% | 0% | 0% | 100% | 100% | 23.34% | 18.64% | 100%
4695 | 22.41% | 20% | 100% | 0% | 0% | 100% | 100% | 22.41% | 20% | 100%
4696 | 15.91% | 20.18% | 100% | 0% | 0% | 100% | 100% | 15.91% | 20.18% | 100%
4697 | 7.664% | 17.07% | 100% | 0% | 0% | 100% | 100% | 7.664% | 17.07% | 100%
4698 | 0% | 18.1% | 100% | 0% | 100% | 100% | 100% | 0% | 18.1% | 100%
4699 | 0% | 16.34% | 100% | 0% | 100% | 100% | 100% | 0% | 16.34% | 100%
4700 | 0% | 15.91% | 100% | 0% | 100% | 100% | 100% | 0% | 15.91% | 100%
4701 | 0% | 14.83% | 100% | 0% | 100% | 100% | 100% | 0% | 14.83% | 100%
4702 | 0% | 12.44% | 100% | 0% | 0% | 100% | 100% | 0% | 12.44% | 100%
4703 | 0% | 10.73% | 100% | 0% | 0% | 100% | 100% | 0% | 10.73% | 100%
4704 | 0% | 10.33% | 100% | 0% | 0% | 100% | 100% | 0% | 10.33% | 100%
4705 | 0% | 11.64% | 100% | 0% | 0% | 100% | 100% | 0% | 11.64% | 100%
4706 | 0% | 9.771% | 100% | 0% | 0% | 100% | 100% | 0% | 9.771% | 100%
4707 | 0% | 7.546% | 100% | 0% | 0% | 100% | 100% | 0% | 7.546% | 100%
4708 | 0% | 7.508% | 100% | 0% | 0% | 100% | 100% | 0% | 7.508% | 100%
4709 | 0% | 9.412% | 100% | 0% | 0% | 100% | 100% | 0% | 9.412% | 100%
4710 | 0% | 7.506% | 100% | 0% | 0% | 100% | 100% | 0% | 7.506% | 100%
4711 | 0% | 10.69% | 100% | 0% | 0% | 100% | 100% | 0% | 10.69% | 100%
4712 | 0% | 11.36% | 100% | 0% | 0% | 100% | 100% | 0% | 11.36% | 100%
4713 | 8.341% | 14.44% | 100% | 0% | 0% | 100% | 100% | 8.341% | 14.44% | 100%
4714 | 21.1% | 17.2% | 100% | 0% | 0% | 100% | 100% | 21.1% | 17.2% | 100%
4715 | 24.61% | 21.08% | 100% | 0% | 0% | 100% | 100% | 24.61% | 21.08% | 100%
4716 | 32.44% | 22.43% | 100% | 0% | 0% | 100% | 100% | 32.44% | 22.43% | 100%
4717 | 36.82% | 22.54% | 100% | 0% | 0% | 100% | 100% | 36.82% | 22.54% | 100%
4718 | 29.7% | 21.88% | 100% | 0% | 0% | 100% | 100% | 29.7% | 21.88% | 100%
4719 | 22.15% | 21.67% | 100% | 0% | 0% | 100% | 100% | 22.15% | 21.67% | 100%
4720 | 19.93% | 22.08% | 100% | 0% | 0% | 100% | 100% | 19.93% | 22.08% | 100%
4721 | 6.618% | 20.37% | 100% | 0% | 0% | 100% | 100% | 6.618% | 20.37% | 100%
4722 | 0% | 20.63% | 100% | 0% | 100% | 100% | 100% | 0% | 20.63% | 100%
4723 | 0% | 18.49% | 100% | 0% | 100% | 100% | 100% | 0% | 18.49% | 100%
4724 | 0% | 16.81% | 100% | 0% | 100% | 100% | 100% | 0% | 16.81% | 100%
4725 | 0% | 13.15% | 100% | 0% | 100% | 100% | 100% | 0% | 13.15% | 100%
4726 | 0% | 11.58% | 100% | 0% | 0% | 100% | 100% | 0% | 11.58% | 100%
4727 | 0% | 12.99% | 100% | 0% | 0% | 100% | 100% | 0% | 12.99% | 100%
4728 | 0% | 12.28% | 100% | 0% | 0% | 100% | 100% | 0% | 12.28% | 100%
4729 | 0% | 10.56% | 100% | 0% | 0% | 100% | 100% | 0% | 10.56% | 100%
4730 | 0% | 9.592% | 100% | 0% | 0% | 100% | 100% | 0% | 9.592% | 100%
4731 | 0% | 9.926% | 100% | 0% | 0% | 100% | 100% | 0% | 9.926% | 100%
4732 | 0% | 9.386% | 100% | 0% | 0% | 100% | 100% | 0% | 9.386% | 100%
4733 | 0% | 8.553% | 100% | 0% | 0% | 100% | 100% | 0% | 8.553% | 100%
4734 | 0% | 8.49% | 100% | 0% | 0% | 100% | 100% | 0% | 8.49% | 100%
4735 | 0% | 10.39% | 100% | 0% | 0% | 100% | 100% | 0% | 10.39% | 100%
4736 | 0% | 8.921% | 100% | 0% | 0% | 100% | 100% | 0% | 8.921% | 100%
4737 | 4.191% | 13.01% | 100% | 0% | 0% | 100% | 100% | 4.191% | 13.01% | 100%
4738 | 18.02% | 16.17% | 100% | 0% | 0% | 100% | 100% | 18.02% | 16.17% | 100%
4739 | 18.12% | 16.75% | 100% | 0% | 0% | 100% | 100% | 18.12% | 16.75% | 100%
4740 | 26.54% | 15.71% | 100% | 0% | 0% | 100% | 100% | 26.54% | 15.71% | 100%
4741 | 35.19% | 16.93% | 100% | 0% | 0% | 100% | 100% | 35.19% | 16.93% | 100%
4742 | 33.66% | 17.25% | 100% | 0% | 0% | 100% | 100% | 33.66% | 17.25% | 100%
4743 | 25.54% | 16.57% | 100% | 0% | 0% | 100% | 100% | 25.54% | 16.57% | 100%
4744 | 14.51% | 16.24% | 100% | 0% | 0% | 100% | 100% | 14.51% | 16.24% | 100%
4745 | 2.552% | 14.85% | 100% | 0% | 0% | 100% | 100% | 2.552% | 14.85% | 100%
4746 | 0% | 16.63% | 100% | 0% | 100% | 100% | 100% | 0% | 16.63% | 100%
4747 | 0% | 15.27% | 100% | 0% | 100% | 100% | 100% | 0% | 15.27% | 100%
4748 | 0% | 11.27% | 100% | 0% | 100% | 100% | 100% | 0% | 11.27% | 100%
4749 | 0% | 8.818% | 100% | 0% | 100% | 100% | 100% | 0% | 8.818% | 100%
4750 | 0% | 8.942% | 100% | 0% | 0% | 100% | 100% | 0% | 8.942% | 100%
4751 | 0% | 10.32% | 100% | 0% | 0% | 100% | 100% | 0% | 10.32% | 100%
4752 | 0% | 8.908% | 100% | 0% | 0% | 100% | 100% | 0% | 8.908% | 100%
4753 | 0% | 10.49% | 100% | 0% | 0% | 100% | 100% | 0% | 10.49% | 100%
4754 | 0% | 7.356% | 100% | 0% | 0% | 100% | 100% | 0% | 7.356% | 100%
4755 | 0% | 6.922% | 100% | 0% | 0% | 100% | 100% | 0% | 6.922% | 100%
4756 | 0% | 5.606% | 100% | 0% | 0% | 100% | 100% | 0% | 5.606% | 100%
4757 | 0% | 3.446% | 100% | 0% | 0% | 100% | 100% | 0% | 3.446% | 100%
4758 | 0% | 2.733% | 100% | 0% | 0% | 100% | 100% | 0% | 2.733% | 100%
4759 | 0% | 5.363% | 100% | 0% | 0% | 100% | 100% | 0% | 5.363% | 100%
4760 | 0% | 3.085% | 100% | 0% | 0% | 100% | 100% | 0% | 3.085% | 100%
4761 | 6.141% | 9.049% | 100% | 0% | 0% | 100% | 100% | 6.141% | 9.049% | 100%
4762 | 18.05% | 13.86% | 100% | 0% | 0% | 100% | 100% | 18.05% | 13.86% | 100%
4763 | 23.56% | 14.98% | 100% | 0% | 0% | 100% | 100% | 23.56% | 14.98% | 100%
4764 | 28.99% | 15.85% | 100% | 0% | 0% | 100% | 100% | 28.99% | 15.85% | 100%
4765 | 34.51% | 16.94% | 100% | 0% | 0% | 100% | 100% | 34.51% | 16.94% | 100%
4766 | 32.06% | 18.07% | 100% | 0% | 0% | 100% | 100% | 32.06% | 18.07% | 100%
4767 | 22.99% | 17.32% | 100% | 0% | 0% | 100% | 100% | 22.99% | 17.32% | 100%
4768 | 17.67% | 14.36% | 100% | 0% | 0% | 100% | 100% | 17.67% | 14.36% | 100%
4769 | 6.009% | 14.25% | 100% | 0% | 0% | 100% | 100% | 6.009% | 14.25% | 100%
4770 | 0% | 15.6% | 100% | 0% | 100% | 100% | 100% | 0% | 15.6% | 100%
4771 | 0% | 14.73% | 100% | 0% | 100% | 100% | 100% | 0% | 14.73% | 100%
4772 | 0% | 9.901% | 100% | 0% | 100% | 100% | 100% | 0% | 9.901% | 100%
4773 | 0% | 8.392% | 100% | 0% | 100% | 100% | 100% | 0% | 8.392% | 100%
4774 | 0% | 10.67% | 100% | 0% | 0% | 100% | 100% | 0% | 10.67% | 100%
4775 | 0% | 10.84% | 100% | 0% | 0% | 100% | 100% | 0% | 10.84% | 100%
4776 | 0% | 9.525% | 100% | 0% | 0% | 100% | 100% | 0% | 9.525% | 100%
4777 | 0% | 7.145% | 100% | 0% | 0% | 100% | 100% | 0% | 7.145% | 100%
4778 | 0% | 6.768% | 100% | 0% | 0% | 100% | 100% | 0% | 6.768% | 100%
4779 | 0% | 6.812% | 100% | 0% | 0% | 100% | 100% | 0% | 6.812% | 100%
4780 | 0% | 4.345% | 100% | 0% | 0% | 100% | 100% | 0% | 4.345% | 100%
4781 | 0% | 3.203% | 100% | 0% | 0% | 100% | 100% | 0% | 3.203% | 100%
4782 | 0% | 2.481% | 100% | 0% | 0% | 100% | 100% | 0% | 2.481% | 100%
4783 | 0% | 2.847% | 100% | 0% | 0% | 100% | 100% | 0% | 2.847% | 100%
4784 | 0% | 2.191% | 100% | 0% | 0% | 100% | 100% | 0% | 2.191% | 100%
4785 | 10.2% | 7.134% | 100% | 0% | 0% | 100% | 100% | 10.2% | 7.134% | 100%
4786 | 25.16% | 12.21% | 100% | 0% | 0% | 100% | 100% | 25.16% | 12.21% | 100%
4787 | 24.34% | 14.42% | 100% | 0% | 0% | 100% | 100% | 24.34% | 14.42% | 100%
4788 | 28.57% | 15.56% | 100% | 0% | 0% | 100% | 100% | 28.57% | 15.56% | 100%
4789 | 29.32% | 15.97% | 100% | 0% | 0% | 100% | 100% | 29.32% | 15.97% | 100%
4790 | 24.12% | 17.09% | 100% | 0% | 0% | 100% | 100% | 24.12% | 17.09% | 100%
4791 | 20.74% | 17.15% | 100% | 0% | 0% | 100% | 100% | 20.74% | 17.15% | 100%
4792 | 15.99% | 15.23% | 100% | 0% | 0% | 100% | 100% | 15.99% | 15.23% | 100%
4793 | 7.385% | 15.51% | 100% | 0% | 0% | 100% | 100% | 7.385% | 15.51% | 100%
4794 | 0% | 17.11% | 100% | 0% | 100% | 100% | 100% | 0% | 17.11% | 100%
4795 | 0% | 16.8% | 100% | 0% | 100% | 100% | 100% | 0% | 16.8% | 100%
4796 | 0% | 9.134% | 100% | 0% | 100% | 100% | 100% | 0% | 9.134% | 100%
4797 | 0% | 6.472% | 100% | 0% | 100% | 100% | 100% | 0% | 6.472% | 100%
4798 | 0% | 8.874% | 100% | 0% | 0% | 100% | 100% | 0% | 8.874% | 100%
4799 | 0% | 9.049% | 100% | 0% | 0% | 100% | 100% | 0% | 9.049% | 100%
4800 | 0% | 7.306% | 100% | 0% | 0% | 100% | 100% | 0% | 7.306% | 100%
4801 | 0% | 7.393% | 100% | 0% | 0% | 100% | 100% | 0% | 7.393% | 100%
4802 | 0% | 5.004% | 100% | 0% | 0% | 100% | 100% | 0% | 5.004% | 100%
4803 | 0% | 5.611% | 100% | 0% | 0% | 100% | 100% | 0% | 5.611% | 100%
4804 | 0% | 2.772% | 100% | 0% | 0% | 100% | 100% | 0% | 2.772% | 100%
4805 | 0% | 3.436% | 100% | 0% | 0% | 100% | 100% | 0% | 3.436% | 100%
4806 | 0% | 0% | 100% | 0% | 0% | 100% | 100% | 0% | 0% | 100%
4807 | 0% | 2.335% | 100% | 0% | 0% | 100% | 100% | 0% | 2.335% | 100%
4808 | 0% | 3.293% | 100% | 0% | 0% | 100% | 100% | 0% | 3.293% | 100%
4809 | 14.22% | 8.428% | 100% | 0% | 0% | 100% | 100% | 14.22% | 8.428% | 100%
4810 | 28.55% | 14.87% | 100% | 0% | 0% | 100% | 100% | 28.55% | 14.87% | 100%
4811 | 28.84% | 19.05% | 100% | 0% | 0% | 100% | 100% | 28.84% | 19.05% | 100%
4812 | 40.3% | 21.73% | 100% | 0% | 0% | 100% | 100% | 40.3% | 21.73% | 100%
4813 | 32.75% | 22.28% | 100% | 0% | 0% | 100% | 100% | 32.75% | 22.28% | 100%
4814 | 24.17% | 22.54% | 100% | 0% | 0% | 100% | 100% | 24.17% | 22.54% | 100%
4815 | 21.88% | 21.41% | 100% | 0% | 0% | 100% | 100% | 21.88% | 21.41% | 100%
4816 | 19.14% | 19.51% | 100% | 0% | 0% | 100% | 100% | 19.14% | 19.51% | 100%
4817 | 12.85% | 20.59% | 100% | 0% | 0% | 100% | 100% | 12.85% | 20.59% | 100%
4818 | 0% | 18.92% | 100% | 0% | 100% | 100% | 100% | 0% | 18.92% | 100%
4819 | 0% | 16.02% | 100% | 0% | 100% | 100% | 100% | 0% | 16.02% | 100%
4820 | 0% | 9.022% | 100% | 0% | 100% | 100% | 100% | 0% | 9.022% | 100%
4821 | 0% | 6.831% | 100% | 0% | 100% | 100% | 100% | 0% | 6.831% | 100%
4822 | 0% | 8.66% | 100% | 0% | 0% | 100% | 100% | 0% | 8.66% | 100%
4823 | 0% | 9.71% | 100% | 0% | 0% | 100% | 100% | 0% | 9.71% | 100%
4824 | 0% | 7.498% | 100% | 0% | 0% | 100% | 100% | 0% | 7.498% | 100%
4825 | 0% | 6.105% | 100% | 0% | 0% | 100% | 100% | 0% | 6.105% | 100%
4826 | 0% | 4.519% | 100% | 0% | 0% | 100% | 100% | 0% | 4.519% | 100%
4827 | 0% | 4.309% | 100% | 0% | 0% | 100% | 100% | 0% | 4.309% | 100%
4828 | 0% | 2.412% | 100% | 0% | 0% | 100% | 100% | 0% | 2.412% | 100%
4829 | 0% | 3.913% | 100% | 0% | 0% | 100% | 100% | 0% | 3.913% | 100%
4830 | 0% | 0.2363% | 100% | 0% | 0% | 100% | 100% | 0% | 0.2363% | 100%
4831 | 0% | 2.555% | 100% | 0% | 0% | 100% | 100% | 0% | 2.555% | 100%
4832 | 0% | 5.717% | 100% | 0% | 0% | 100% | 100% | 0% | 5.717% | 100%
4833 | 9.661% | 8.948% | 100% | 0% | 0% | 100% | 100% | 9.661% | 8.948% | 100%
4834 | 28.01% | 11.36% | 100% | 0% | 0% | 100% | 100% | 28.01% | 11.36% | 100%
4835 | 27.62% | 15.73% | 100% | 0% | 0% | 100% | 100% | 27.62% | 15.73% | 100%
4836 | 34.09% | 17.82% | 100% | 0% | 0% | 100% | 100% | 34.09% | 17.82% | 100%
4837 | 27.86% | 19.57% | 100% | 0% | 0% | 100% | 100% | 27.86% | 19.57% | 100%
4838 | 19.76% | 21.56% | 100% | 0% | 0% | 100% | 100% | 19.76% | 21.56% | 100%
4839 | 17.87% | 21.75% | 100% | 0% | 0% | 100% | 100% | 17.87% | 21.75% | 100%
4840 | 12.79% | 20.88% | 100% | 0% | 0% | 100% | 100% | 12.79% | 20.88% | 100%
4841 | 4.47% | 19.98% | 100% | 0% | 0% | 100% | 100% | 4.47% | 19.98% | 100%
4842 | 0% | 17.1% | 100% | 0% | 100% | 100% | 100% | 0% | 17.1% | 100%
4843 | 0% | 15.09% | 100% | 0% | 100% | 100% | 100% | 0% | 15.09% | 100%
4844 | 0% | 8.489% | 100% | 0% | 100% | 100% | 100% | 0% | 8.489% | 100%
4845 | 0% | 6.253% | 100% | 0% | 100% | 100% | 100% | 0% | 6.253% | 100%
4846 | 0% | 7.153% | 100% | 0% | 0% | 100% | 100% | 0% | 7.153% | 100%
4847 | 0% | 9.953% | 100% | 0% | 0% | 100% | 100% | 0% | 9.953% | 100%
4848 | 0% | 7.248% | 100% | 0% | 0% | 100% | 100% | 0% | 7.248% | 100%
4849 | 0% | 5.613% | 100% | 0% | 0% | 100% | 100% | 0% | 5.613% | 100%
4850 | 0% | 5.721% | 100% | 0% | 0% | 100% | 100% | 0% | 5.721% | 100%
4851 | 0% | 4.748% | 100% | 0% | 0% | 100% | 100% | 0% | 4.748% | 100%
4852 | 0% | 3.388% | 100% | 0% | 0% | 100% | 100% | 0% | 3.388% | 100%
4853 | 0% | 3.679% | 100% | 0% | 0% | 100% | 100% | 0% | 3.679% | 100%
4854 | 0% | 0.5141% | 100% | 0% | 0% | 100% | 100% | 0% | 0.5141% | 100%
4855 | 0% | 3.907% | 100% | 0% | 0% | 100% | 100% | 0% | 3.907% | 100%
4856 | 0% | 6.036% | 100% | 0% | 0% | 100% | 100% | 0% | 6.036% | 100%
4857 | 4.175% | 11.16% | 100% | 0% | 0% | 100% | 100% | 4.175% | 11.16% | 100%
4858 | 16.85% | 12.28% | 100% | 0% | 0% | 100% | 100% | 16.85% | 12.28% | 100%
4859 | 22.56% | 16.38% | 100% | 0% | 0% | 100% | 100% | 22.56% | 16.38% | 100%
4860 | 33.16% | 18.17% | 100% | 0% | 0% | 100% | 100% | 33.16% | 18.17% | 100%
4861 | 29.5% | 21.92% | 100% | 0% | 0% | 100% | 100% | 29.5% | 21.92% | 100%
4862 | 25.08% | 23.16% | 100% | 0% | 0% | 100% | 100% | 25.08% | 23.16% | 100%
4863 | 23.84% | 22.12% | 100% | 0% | 0% | 100% | 100% | 23.84% | 22.12% | 100%
4864 | 12.16% | 20.01% | 100% | 0% | 0% | 100% | 100% | 12.16% | 20.01% | 100%
4865 | 2.561% | 18.93% | 100% | 0% | 0% | 100% | 100% | 2.561% | 18.93% | 100%
4866 | 0% | 17.06% | 100% | 0% | 100% | 100% | 100% | 0% | 17.06% | 100%
4867 | 0% | 13.94% | 100% | 0% | 100% | 100% | 100% | 0% | 13.94% | 100%
4868 | 0% | 10.25% | 100% | 0% | 100% | 100% | 100% | 0% | 10.25% | 100%
4869 | 0% | 8.988% | 100% | 0% | 100% | 100% | 100% | 0% | 8.988% | 100%
4870 | 0% | 9.763% | 100% | 0% | 0% | 100% | 100% | 0% | 9.763% | 100%
4871 | 0% | 10.57% | 100% | 0% | 0% | 100% | 100% | 0% | 10.57% | 100%
4872 | 0% | 8.063% | 100% | 0% | 0% | 100% | 100% | 0% | 8.063% | 100%
4873 | 0% | 4.651% | 100% | 0% | 0% | 100% | 100% | 0% | 4.651% | 100%
4874 | 0% | 7.781% | 100% | 0% | 0% | 100% | 100% | 0% | 7.781% | 100%
4875 | 0% | 5.603% | 100% | 0% | 0% | 100% | 100% | 0% | 5.603% | 100%
4876 | 0% | 3.62% | 100% | 0% | 0% | 100% | 100% | 0% | 3.62% | 100%
4877 | 0% | 3.165% | 100% | 0% | 0% | 100% | 100% | 0% | 3.165% | 100%
4878 | 0% | 2.093% | 100% | 0% | 0% | 100% | 100% | 0% | 2.093% | 100%
4879 | 0% | 4.81% | 100% | 0% | 0% | 100% | 100% | 0% | 4.81% | 100%
4880 | 0% | 6.811% | 100% | 0% | 0% | 100% | 100% | 0% | 6.811% | 100%
4881 | 0% | 10.5% | 100% | 0% | 0% | 100% | 100% | 0% | 10.5% | 100%
4882 | 11.07% | 11.55% | 100% | 0% | 0% | 100% | 100% | 11.07% | 11.55% | 100%
4883 | 16.56% | 15.35% | 100% | 0% | 0% | 100% | 100% | 16.56% | 15.35% | 100%
4884 | 18.88% | 14.64% | 100% | 0% | 0% | 100% | 100% | 18.88% | 14.64% | 100%
4885 | 22.69% | 18.6% | 100% | 0% | 0% | 100% | 100% | 22.69% | 18.6% | 100%
4886 | 22.12% | 21.01% | 100% | 0% | 0% | 100% | 100% | 22.12% | 21.01% | 100%
4887 | 21.19% | 22.87% | 100% | 0% | 0% | 100% | 100% | 21.19% | 22.87% | 100%
4888 | 11.87% | 23.39% | 100% | 0% | 0% | 100% | 100% | 11.87% | 23.39% | 100%
4889 | 0.4179% | 19.92% | 100% | 0% | 0% | 100% | 100% | 0.4179% | 19.92% | 100%
4890 | 0% | 17.17% | 100% | 0% | 100% | 100% | 100% | 0% | 17.17% | 100%
4891 | 0% | 12.07% | 100% | 0% | 100% | 100% | 100% | 0% | 12.07% | 100%
4892 | 0% | 7.643% | 100% | 0% | 100% | 100% | 100% | 0% | 7.643% | 100%
4893 | 0% | 6.88% | 100% | 0% | 100% | 100% | 100% | 0% | 6.88% | 100%
4894 | 0% | 8.115% | 100% | 0% | 0% | 100% | 100% | 0% | 8.115% | 100%
4895 | 0% | 9.908% | 100% | 0% | 0% | 100% | 100% | 0% | 9.908% | 100%
4896 | 0% | 6.383% | 100% | 0% | 0% | 100% | 100% | 0% | 6.383% | 100%
4897 | 0% | 6.834% | 100% | 0% | 0% | 100% | 100% | 0% | 6.834% | 100%
4898 | 0% | 7.29% | 100% | 0% | 0% | 100% | 100% | 0% | 7.29% | 100%
4899 | 0% | 5.309% | 100% | 0% | 0% | 100% | 100% | 0% | 5.309% | 100%
4900 | 0% | 4.107% | 100% | 0% | 0% | 100% | 100% | 0% | 4.107% | 100%
4901 | 0% | 3.337% | 100% | 0% | 0% | 100% | 100% | 0% | 3.337% | 100%
4902 | 0% | 2.413% | 100% | 0% | 0% | 100% | 100% | 0% | 2.413% | 100%
4903 | 0% | 4.885% | 100% | 0% | 0% | 100% | 100% | 0% | 4.885% | 100%
4904 | 0% | 7.467% | 100% | 0% | 0% | 100% | 100% | 0% | 7.467% | 100%
4905 | 0% | 8.471% | 100% | 0% | 0% | 100% | 100% | 0% | 8.471% | 100%
4906 | 12.61% | 12.33% | 100% | 0% | 0% | 100% | 100% | 12.61% | 12.33% | 100%
4907 | 17.62% | 14.03% | 100% | 0% | 0% | 100% | 100% | 17.62% | 14.03% | 100%
4908 | 23.53% | 13.48% | 100% | 0% | 0% | 100% | 100% | 23.53% | 13.48% | 100%
4909 | 26.64% | 16.29% | 100% | 0% | 0% | 100% | 100% | 26.64% | 16.29% | 100%
4910 | 25.27% | 16.28% | 100% | 0% | 0% | 100% | 100% | 25.27% | 16.28% | 100%
4911 | 28.46% | 18.06% | 100% | 0% | 0% | 100% | 100% | 28.46% | 18.06% | 100%
4912 | 18.41% | 16.07% | 100% | 0% | 0% | 100% | 100% | 18.41% | 16.07% | 100%
4913 | 6.747% | 14.03% | 100% | 0% | 0% | 100% | 100% | 6.747% | 14.03% | 100%
4914 | 0% | 11.74% | 100% | 0% | 100% | 100% | 100% | 0% | 11.74% | 100%
4915 | 0% | 8.796% | 100% | 0% | 100% | 100% | 100% | 0% | 8.796% | 100%
4916 | 0% | 4.761% | 100% | 0% | 100% | 100% | 100% | 0% | 4.761% | 100%
4917 | 0% | 3.894% | 100% | 0% | 100% | 100% | 100% | 0% | 3.894% | 100%
4918 | 0% | 3.891% | 100% | 0% | 0% | 100% | 100% | 0% | 3.891% | 100%
4919 | 0% | 6.366% | 100% | 0% | 0% | 100% | 100% | 0% | 6.366% | 100%
4920 | 0% | 3.462% | 100% | 0% | 0% | 100% | 100% | 0% | 3.462% | 100%
4921 | 0% | 6.24% | 100% | 0% | 0% | 100% | 100% | 0% | 6.24% | 100%
4922 | 0% | 5.065% | 100% | 0% | 0% | 100% | 100% | 0% | 5.065% | 100%
4923 | 0% | 3.866% | 100% | 0% | 0% | 100% | 100% | 0% | 3.866% | 100%
4924 | 0% | 0.581% | 100% | 0% | 0% | 100% | 100% | 0% | 0.581% | 100%
4925 | 0% | 1.46% | 100% | 0% | 0% | 100% | 100% | 0% | 1.46% | 100%
4926 | 0% | 1.235% | 100% | 0% | 0% | 100% | 100% | 0% | 1.235% | 100%
4927 | 0% | 3.074% | 100% | 0% | 0% | 100% | 100% | 0% | 3.074% | 100%
4928 | 0% | 2.997% | 100% | 0% | 0% | 100% | 100% | 0% | 2.997% | 100%
4929 | 0% | 5.031% | 100% | 0% | 0% | 100% | 100% | 0% | 5.031% | 100%
4930 | 14.7% | 8.729% | 100% | 0% | 0% | 100% | 100% | 14.7% | 8.729% | 100%
4931 | 19.68% | 12.21% | 100% | 0% | 0% | 100% | 100% | 19.68% | 12.21% | 100%
4932 | 23.76% | 12.1% | 100% | 0% | 0% | 100% | 100% | 23.76% | 12.1% | 100%
4933 | 29.82% | 13.68% | 100% | 0% | 0% | 100% | 100% | 29.82% | 13.68% | 100%
4934 | 29.71% | 14.23% | 100% | 0% | 0% | 100% | 100% | 29.71% | 14.23% | 100%
4935 | 26.53% | 14.91% | 100% | 0% | 0% | 100% | 100% | 26.53% | 14.91% | 100%
4936 | 25.7% | 13.05% | 100% | 0% | 0% | 100% | 100% | 25.7% | 13.05% | 100%
4937 | 9.437% | 10.63% | 100% | 0% | 0% | 100% | 100% | 9.437% | 10.63% | 100%
4938 | 0% | 8.193% | 100% | 0% | 100% | 100% | 100% | 0% | 8.193% | 100%
4939 | 0% | 6.432% | 100% | 0% | 100% | 100% | 100% | 0% | 6.432% | 100%
4940 | 0% | 0.6023% | 100% | 0% | 100% | 100% | 100% | 0% | 0.6023% | 100%
4941 | 0% | 0.4768% | 100% | 0% | 100% | 100% | 100% | 0% | 0.4768% | 100%
4942 | 0% | 0.5354% | 100% | 0% | 0% | 100% | 100% | 0% | 0.5354% | 100%
4943 | 0% | 3.73% | 100% | 0% | 0% | 100% | 100% | 0% | 3.73% | 100%
4944 | 0% | 0.3574% | 100% | 0% | 0% | 100% | 100% | 0% | 0.3574% | 100%
4945 | 0% | 2.738% | 100% | 0% | 0% | 100% | 100% | 0% | 2.738% | 100%
4946 | 0% | 0.3933% | 100% | 0% | 0% | 100% | 100% | 0% | 0.3933% | 100%
4947 | 0% | 0% | 100% | 0% | 0% | 100% | 100% | 0% | 0% | 100%
4948 | 0% | 0% | 100% | 0% | 0% | 100% | 100% | 0% | 0% | 100%
4949 | 0% | 0.3143% | 100% | 0% | 0% | 100% | 100% | 0% | 0.3143% | 100%
4950 | 0% | 1.276% | 100% | 0% | 0% | 100% | 100% | 0% | 1.276% | 100%
4951 | 0% | 1.097% | 100% | 0% | 0% | 100% | 100% | 0% | 1.097% | 100%
4952 | 0% | 0.9654% | 100% | 0% | 0% | 100% | 100% | 0% | 0.9654% | 100%
4953 | 5.971% | 4.71% | 100% | 0% | 0% | 100% | 100% | 5.971% | 4.71% | 100%
4954 | 22.57% | 6.862% | 100% | 0% | 0% | 100% | 100% | 22.57% | 6.862% | 100%
4955 | 31.96% | 10.9% | 100% | 0% | 0% | 100% | 100% | 31.96% | 10.9% | 100%
4956 | 36.19% | 14.05% | 100% | 0% | 0% | 100% | 100% | 36.19% | 14.05% | 100%
4957 | 39.01% | 15.36% | 100% | 0% | 0% | 100% | 100% | 39.01% | 15.36% | 100%
4958 | 37.89% | 15.52% | 100% | 0% | 0% | 100% | 100% | 37.89% | 15.52% | 100%
4959 | 33.52% | 12.22% | 100% | 0% | 0% | 100% | 100% | 33.52% | 12.22% | 100%
4960 | 22.69% | 10.01% | 100% | 0% | 0% | 100% | 100% | 22.69% | 10.01% | 100%
4961 | 7.439% | 8.562% | 100% | 0% | 0% | 100% | 100% | 7.439% | 8.562% | 100%
4962 | 0% | 6.313% | 100% | 0% | 100% | 100% | 100% | 0% | 6.313% | 100%
4963 | 0% | 5.297% | 100% | 0% | 100% | 100% | 100% | 0% | 5.297% | 100%
4964 | 0% | 1.136% | 100% | 0% | 100% | 100% | 100% | 0% | 1.136% | 100%
4965 | 0% | 0.103% | 100% | 0% | 100% | 100% | 100% | 0% | 0.103% | 100%
4966 | 0% | 0% | 100% | 0% | 0% | 100% | 100% | 0% | 0% | 100%
4967 | 0% | 1.314% | 100% | 0% | 0% | 100% | 100% | 0% | 1.314% | 100%
4968 | 0% | 0% | 100% | 0% | 0% | 100% | 100% | 0% | 0% | 100%
4969 | 0% | 0% | 100% | 0% | 0% | 100% | 100% | 0% | 0% | 100%
4970 | 0% | 0.1896% | 100% | 0% | 0% | 100% | 100% | 0% | 0.1896% | 100%
4971 | 0% | 0% | 100% | 0% | 0% | 100% | 100% | 0% | 0% | 100%
4972 | 0% | 0% | 100% | 0% | 0% | 100% | 100% | 0% | 0% | 100%
4973 | 0% | 0.3087% | 100% | 0% | 0% | 100% | 100% | 0% | 0.3087% | 100%
4974 | 0% | 1.005% | 100% | 0% | 0% | 100% | 100% | 0% | 1.005% | 100%
4975 | 0% | 1.699% | 100% | 0% | 0% | 100% | 100% | 0% | 1.699% | 100%
4976 | 0% | 1.946% | 100% | 0% | 0% | 100% | 100% | 0% | 1.946% | 100%
4977 | 5.262% | 6.875% | 100% | 0% | 0% | 100% | 100% | 5.262% | 6.875% | 100%
4978 | 21.49% | 11.14% | 100% | 0% | 0% | 100% | 100% | 21.49% | 11.14% | 100%
4979 | 29.85% | 15.83% | 100% | 0% | 0% | 100% | 100% | 29.85% | 15.83% | 100%
4980 | 32.75% | 18.64% | 100% | 0% | 0% | 100% | 100% | 32.75% | 18.64% | 100%
4981 | 34.72% | 20.33% | 100% | 0% | 0% | 100% | 100% | 34.72% | 20.33% | 100%
4982 | 36.92% | 22.05% | 100% | 0% | 0% | 100% | 100% | 36.92% | 22.05% | 100%
4983 | 31.54% | 16.74% | 100% | 0% | 0% | 100% | 100% | 31.54% | 16.74% | 100%
4984 | 22.87% | 16.93% | 100% | 0% | 0% | 100% | 100% | 22.87% | 16.93% | 100%
4985 | 10.14% | 14.93% | 100% | 0% | 0% | 100% | 100% | 10.14% | 14.93% | 100%
4986 | 0% | 12.6% | 100% | 0% | 100% | 100% | 100% | 0% | 12.6% | 100%
4987 | 0% | 9.59% | 100% | 0% | 100% | 100% | 100% | 0% | 9.59% | 100%
4988 | 0% | 7.96% | 100% | 0% | 100% | 100% | 100% | 0% | 7.96% | 100%
4989 | 0% | 5.73% | 100% | 0% | 100% | 100% | 100% | 0% | 5.73% | 100%
4990 | 0% | 6.105% | 100% | 0% | 0% | 100% | 100% | 0% | 6.105% | 100%
4991 | 0% | 6.19% | 100% | 0% | 0% | 100% | 100% | 0% | 6.19% | 100%
4992 | 0% | 5.496% | 100% | 0% | 0% | 100% | 100% | 0% | 5.496% | 100%
4993 | 0% | 0% | 100% | 0% | 0% | 100% | 100% | 0% | 0% | 100%
4994 | 0% | 4.645% | 100% | 0% | 0% | 100% | 100% | 0% | 4.645% | 100%
4995 | 0% | 2.666% | 100% | 0% | 0% | 100% | 100% | 0% | 2.666% | 100%
4996 | 0% | 0.9767% | 100% | 0% | 0% | 100% | 100% | 0% | 0.9767% | 100%
4997 | 0% | 2.783% | 100% | 0% | 0% | 100% | 100% | 0% | 2.783% | 100%
4998 | 0% | 4.387% | 100% | 0% | 0% | 100% | 100% | 0% | 4.387% | 100%
4999 | 0% | 5.522% | 100% | 0% | 0% | 100% | 100% | 0% | 5.522% | 100%
5000 | 0% | 6.156% | 100% | 0% | 0% | 100% | 100% | 0% | 6.156% | 100%
5001 | 10.8% | 12.44% | 100% | 0% | 0% | 100% | 100% | 10.8% | 12.44% | 100%
5002 | 31.46% | 18.87% | 100% | 0% | 0% | 100% | 100% | 31.46% | 18.87% | 100%
5003 | 39.23% | 20.16% | 100% | 0% | 0% | 100% | 100% | 39.23% | 20.16% | 100%
5004 | 38.02% | 22.95% | 100% | 0% | 0% | 100% | 100% | 38.02% | 22.95% | 100%
5005 | 36.14% | 24.9% | 100% | 0% | 0% | 100% | 100% | 36.14% | 24.9% | 100%
5006 | 36.24% | 27.33% | 100% | 0% | 0% | 100% | 100% | 36.24% | 27.33% | 100%
5007 | 35.56% | 21.26% | 100% | 0% | 0% | 100% | 100% | 35.56% | 21.26% | 100%
5008 | 21.42% | 22.34% | 100% | 0% | 0% | 100% | 100% | 21.42% | 22.34% | 100%
5009 | 10.07% | 22.04% | 100% | 0% | 0% | 100% | 100% | 10.07% | 22.04% | 100%
5010 | 0% | 18.18% | 100% | 0% | 100% | 100% | 100% | 0% | 18.18% | 100%
5011 | 0% | 13.49% | 100% | 0% | 100% | 100% | 100% | 0% | 13.49% | 100%
5012 | 0% | 14.17% | 100% | 0% | 100% | 100% | 100% | 0% | 14.17% | 100%
5013 | 0% | 12.23% | 100% | 0% | 100% | 100% | 100% | 0% | 12.23% | 100%
5014 | 0% | 12.18% | 100% | 0% | 0% | 100% | 100% | 0% | 12.18% | 100%
5015 | 0% | 10.42% | 100% | 0% | 0% | 100% | 100% | 0% | 10.42% | 100%
5016 | 0% | 11.36% | 100% | 0% | 0% | 100% | 100% | 0% | 11.36% | 100%
5017 | 0% | 3.82% | 100% | 0% | 0% | 100% | 100% | 0% | 3.82% | 100%
5018 | 0% | 9.211% | 100% | 0% | 0% | 100% | 100% | 0% | 9.211% | 100%
5019 | 0% | 6.665% | 100% | 0% | 0% | 100% | 100% | 0% | 6.665% | 100%
5020 | 0% | 5.023% | 100% | 0% | 0% | 100% | 100% | 0% | 5.023% | 100%
5021 | 0% | 5.377% | 100% | 0% | 0% | 100% | 100% | 0% | 5.377% | 100%
5022 | 0% | 5.612% | 100% | 0% | 0% | 100% | 100% | 0% | 5.612% | 100%
5023 | 0% | 8.297% | 100% | 0% | 0% | 100% | 100% | 0% | 8.297% | 100%
5024 | 0% | 10.64% | 100% | 0% | 0% | 100% | 100% | 0% | 10.64% | 100%
5025 | 7.681% | 15.92% | 100% | 0% | 0% | 100% | 100% | 7.681% | 15.92% | 100%
5026 | 28.44% | 21.94% | 100% | 0% | 0% | 100% | 100% | 28.44% | 21.94% | 100%
5027 | 33.81% | 22.4% | 100% | 0% | 0% | 100% | 100% | 33.81% | 22.4% | 100%
5028 | 38.01% | 23.73% | 100% | 0% | 0% | 100% | 100% | 38.01% | 23.73% | 100%
5029 | 39.41% | 28.16% | 100% | 0% | 0% | 100% | 100% | 39.41% | 28.16% | 100%
5030 | 39.47% | 31.1% | 100% | 0% | 0% | 100% | 100% | 39.47% | 31.1% | 100%
5031 | 33.19% | 28.82% | 100% | 0% | 0% | 100% | 100% | 33.19% | 28.82% | 100%
5032 | 28.99% | 26.93% | 100% | 0% | 0% | 100% | 100% | 28.99% | 26.93% | 100%
5033 | 13.36% | 27.69% | 100% | 0% | 0% | 100% | 100% | 13.36% | 27.69% | 100%
5034 | 0% | 25.57% | 100% | 0% | 100% | 100% | 100% | 0% | 25.57% | 100%
5035 | 0% | 20.74% | 100% | 0% | 100% | 100% | 100% | 0% | 20.74% | 100%
5036 | 0% | 19.74% | 100% | 0% | 100% | 100% | 100% | 0% | 19.74% | 100%
5037 | 0% | 18.22% | 100% | 0% | 100% | 100% | 100% | 0% | 18.22% | 100%
5038 | 0% | 17.69% | 100% | 0% | 0% | 100% | 100% | 0% | 17.69% | 100%
5039 | 0% | 15.84% | 100% | 0% | 0% | 100% | 100% | 0% | 15.84% | 100%
5040 | 0% | 18.74% | 100% | 0% | 0% | 100% | 100% | 0% | 18.74% | 100%
5041 | 0% | 8.334% | 100% | 0% | 0% | 100% | 100% | 0% | 8.334% | 100%
5042 | 0% | 11.8% | 100% | 0% | 0% | 100% | 100% | 0% | 11.8% | 100%
5043 | 0% | 10.03% | 100% | 0% | 0% | 100% | 100% | 0% | 10.03% | 100%
5044 | 0% | 7.526% | 100% | 0% | 0% | 100% | 100% | 0% | 7.526% | 100%
5045 | 0% | 7.659% | 100% | 0% | 0% | 100% | 100% | 0% | 7.659% | 100%
5046 | 0% | 9.042% | 100% | 0% | 0% | 100% | 100% | 0% | 9.042% | 100%
5047 | 0% | 10.82% | 100% | 0% | 0% | 100% | 100% | 0% | 10.82% | 100%
5048 | 0% | 11.51% | 100% | 0% | 0% | 100% | 100% | 0% | 11.51% | 100%
5049 | 8.575% | 17.23% | 100% | 0% | 0% | 100% | 100% | 8.575% | 17.23% | 100%
5050 | 27.95% | 20.61% | 100% | 0% | 0% | 100% | 100% | 27.95% | 20.61% | 100%
5051 | 30.59% | 21.49% | 100% | 0% | 0% | 100% | 100% | 30.59% | 21.49% | 100%
5052 | 32.66% | 22.95% | 100% | 0% | 0% | 100% | 100% | 32.66% | 22.95% | 100%
5053 | 40.83% | 24.34% | 100% | 0% | 0% | 100% | 100% | 40.83% | 24.34% | 100%
5054 | 41.09% | 23.97% | 100% | 0% | 0% | 100% | 100% | 41.09% | 23.97% | 100%
5055 | 25.36% | 25.23% | 100% | 0% | 0% | 100% | 100% | 25.36% | 25.23% | 100%
5056 | 21.69% | 26.38% | 100% | 0% | 0% | 100% | 100% | 21.69% | 26.38% | 100%
5057 | 8.709% | 27.77% | 100% | 0% | 0% | 100% | 100% | 8.709% | 27.77% | 100%
5058 | 0% | 20.9% | 100% | 0% | 100% | 100% | 100% | 0% | 20.9% | 100%
5059 | 0% | 16.28% | 100% | 0% | 100% | 100% | 100% | 0% | 16.28% | 100%
5060 | 0% | 15.78% | 100% | 0% | 100% | 100% | 100% | 0% | 15.78% | 100%
5061 | 0% | 15.25% | 100% | 0% | 100% | 100% | 100% | 0% | 15.25% | 100%
5062 | 0% | 16.06% | 100% | 0% | 0% | 100% | 100% | 0% | 16.06% | 100%
5063 | 0% | 15.6% | 100% | 0% | 0% | 100% | 100% | 0% | 15.6% | 100%
5064 | 0% | 15.83% | 100% | 0% | 0% | 100% | 100% | 0% | 15.83% | 100%
5065 | 0% | 14.58% | 98.81% | 0% | 0% | 100% | 100% | 0% | 14.58% | 100%
5066 | 0% | 9.284% | 98.81% | 0% | 0% | 100% | 100% | 0% | 9.284% | 100%
5067 | 0% | 8.788% | 98.81% | 0% | 0% | 100% | 100% | 0% | 8.788% | 100%
5068 | 0% | 9.885% | 98.81% | 0% | 0% | 100% | 100% | 0% | 9.885% | 100%
5069 | 0% | 8.485% | 98.81% | 0% | 0% | 100% | 100% | 0% | 8.485% | 100%
5070 | 0% | 6.99% | 98.81% | 0% | 0% | 100% | 100% | 0% | 6.99% | 100%
5071 | 0% | 6.688% | 98.81% | 0% | 0% | 100% | 100% | 0% | 6.688% | 100%
5072 | 0% | 9.8% | 98.81% | 0% | 0% | 100% | 100% | 0% | 9.8% | 100%
5073 | 0.0418% | 13.6% | 98.81% | 0% | 0% | 100% | 100% | 0.0418% | 13.6% | 100%
5074 | 12.53% | 16.59% | 98.81% | 0% | 0% | 100% | 100% | 12.53% | 16.59% | 100%
5075 | 15.65% | 18.7% | 98.81% | 0% | 0% | 100% | 100% | 15.65% | 18.7% | 100%
5076 | 22.67% | 20% | 98.81% | 0% | 0% | 100% | 100% | 22.67% | 20% | 100%
5077 | 25.34% | 20.31% | 98.81% | 0% | 0% | 100% | 100% | 25.34% | 20.31% | 100%
5078 | 27.64% | 21.86% | 98.81% | 0% | 0% | 100% | 100% | 27.64% | 21.86% | 100%
5079 | 18.06% | 23.99% | 98.81% | 0% | 0% | 100% | 100% | 18.06% | 23.99% | 100%
5080 | 17.19% | 23.87% | 98.81% | 0% | 0% | 100% | 100% | 17.19% | 23.87% | 100%
5081 | 6.886% | 24.43% | 98.81% | 0% | 0% | 100% | 100% | 6.886% | 24.43% | 100%
5082 | 0% | 19.93% | 98.81% | 0% | 100% | 100% | 100% | 0% | 19.93% | 100%
5083 | 0% | 16.76% | 98.81% | 0% | 100% | 100% | 100% | 0% | 16.76% | 100%
5084 | 0% | 16.02% | 98.81% | 0% | 100% | 100% | 100% | 0% | 16.02% | 100%
5085 | 0% | 15.79% | 98.81% | 0% | 100% | 100% | 100% | 0% | 15.79% | 100%
5086 | 0% | 15.88% | 98.81% | 0% | 0% | 100% | 100% | 0% | 15.88% | 100%
5087 | 0% | 12.21% | 98.81% | 0% | 0% | 100% | 100% | 0% | 12.21% | 100%
5088 | 0% | 10.19% | 98.81% | 0% | 0% | 100% | 100% | 0% | 10.19% | 100%
5089 | 0% | 14.28% | 98.81% | 0% | 0% | 100% | 100% | 0% | 14.28% | 100%
5090 | 0% | 5.084% | 98.81% | 0% | 0% | 100% | 100% | 0% | 5.084% | 100%
5091 | 0% | 5.93% | 98.81% | 0% | 0% | 100% | 100% | 0% | 5.93% | 100%
5092 | 0% | 6.2% | 98.81% | 0% | 0% | 100% | 100% | 0% | 6.2% | 100%
5093 | 0% | 4.639% | 98.81% | 0% | 0% | 100% | 100% | 0% | 4.639% | 100%
5094 | 0% | 3.723% | 98.81% | 0% | 0% | 100% | 100% | 0% | 3.723% | 100%
5095 | 0% | 4.031% | 98.81% | 0% | 0% | 100% | 100% | 0% | 4.031% | 100%
5096 | 0% | 6.888% | 98.81% | 0% | 0% | 100% | 100% | 0% | 6.888% | 100%
5097 | 0% | 9.872% | 98.81% | 0% | 0% | 100% | 100% | 0% | 9.872% | 100%
5098 | 8.477% | 14.35% | 98.81% | 0% | 0% | 100% | 100% | 8.477% | 14.35% | 100%
5099 | 11.52% | 16.98% | 98.81% | 0% | 0% | 100% | 100% | 11.52% | 16.98% | 100%
5100 | 16.24% | 21.16% | 98.81% | 0% | 0% | 100% | 100% | 16.24% | 21.16% | 100%
5101 | 16.97% | 19.75% | 98.81% | 0% | 0% | 100% | 100% | 16.97% | 19.75% | 100%
5102 | 18.79% | 19.47% | 98.81% | 0% | 0% | 100% | 100% | 18.79% | 19.47% | 100%
5103 | 12.84% | 19.82% | 98.81% | 0% | 0% | 100% | 100% | 12.84% | 19.82% | 100%
5104 | 9.262% | 21.05% | 98.81% | 0% | 0% | 100% | 100% | 9.262% | 21.05% | 100%
5105 | 0.8605% | 22.99% | 98.81% | 0% | 0% | 100% | 100% | 0.8605% | 22.99% | 100%
5106 | 0% | 17.94% | 98.81% | 0% | 100% | 100% | 100% | 0% | 17.94% | 100%
5107 | 0% | 15.35% | 98.81% | 0% | 100% | 100% | 100% | 0% | 15.35% | 100%
5108 | 0% | 17.19% | 98.81% | 0% | 100% | 100% | 100% | 0% | 17.19% | 100%
5109 | 0% | 16.46% | 98.81% | 0% | 100% | 100% | 100% | 0% | 16.46% | 100%
5110 | 0% | 15.63% | 98.81% | 0% | 0% | 100% | 100% | 0% | 15.63% | 100%
5111 | 0% | 11.85% | 98.81% | 0% | 0% | 100% | 100% | 0% | 11.85% | 100%
5112 | 0% | 9.014% | 98.81% | 0% | 0% | 100% | 100% | 0% | 9.014% | 100%
5113 | 0% | 10.05% | 98.81% | 0% | 0% | 100% | 100% | 0% | 10.05% | 100%
5114 | 0% | 6.047% | 98.81% | 0% | 0% | 100% | 100% | 0% | 6.047% | 100%
5115 | 0% | 2.892% | 98.81% | 0% | 0% | 100% | 100% | 0% | 2.892% | 100%
5116 | 0% | 3.94% | 98.81% | 0% | 0% | 100% | 100% | 0% | 3.94% | 100%
5117 | 0% | 3.996% | 98.81% | 0% | 0% | 100% | 100% | 0% | 3.996% | 100%
5118 | 0% | 3.463% | 98.81% | 0% | 0% | 100% | 100% | 0% | 3.463% | 100%
5119 | 0% | 4.557% | 98.81% | 0% | 0% | 100% | 100% | 0% | 4.557% | 100%
5120 | 0% | 6.777% | 98.81% | 0% | 0% | 100% | 100% | 0% | 6.777% | 100%
5121 | 0% | 8.129% | 98.81% | 0% | 0% | 100% | 100% | 0% | 8.129% | 100%
5122 | 3.842% | 12.37% | 98.81% | 0% | 0% | 100% | 100% | 3.842% | 12.37% | 100%
5123 | 8.278% | 15.19% | 98.81% | 0% | 0% | 100% | 100% | 8.278% | 15.19% | 100%
5124 | 13.65% | 19.74% | 98.81% | 0% | 0% | 100% | 100% | 13.65% | 19.74% | 100%
5125 | 9.609% | 19.37% | 98.81% | 0% | 0% | 100% | 100% | 9.609% | 19.37% | 100%
5126 | 13.04% | 20.14% | 98.81% | 0% | 0% | 100% | 100% | 13.04% | 20.14% | 100%
5127 | 7.808% | 19.42% | 98.81% | 0% | 0% | 100% | 100% | 7.808% | 19.42% | 100%
5128 | 4.716% | 20.04% | 98.81% | 0% | 0% | 100% | 100% | 4.716% | 20.04% | 100%
5129 | 0% | 21.01% | 98.81% | 0% | 0% | 100% | 100% | 0% | 21.01% | 100%
5130 | 0% | 16.68% | 98.81% | 0% | 100% | 100% | 100% | 0% | 16.68% | 100%
5131 | 0% | 16.14% | 98.81% | 0% | 100% | 100% | 100% | 0% | 16.14% | 100%
5132 | 0% | 14.31% | 98.81% | 0% | 100% | 100% | 100% | 0% | 14.31% | 100%
5133 | 0% | 15.43% | 98.81% | 0% | 100% | 100% | 100% | 0% | 15.43% | 100%
5134 | 0% | 13.22% | 98.81% | 0% | 0% | 100% | 100% | 0% | 13.22% | 100%
5135 | 0% | 9.77% | 98.81% | 0% | 0% | 100% | 100% | 0% | 9.77% | 100%
5136 | 0% | 7.111% | 98.81% | 0% | 0% | 100% | 100% | 0% | 7.111% | 100%
5137 | 0% | 9.697% | 98.81% | 0% | 0% | 100% | 100% | 0% | 9.697% | 100%
5138 | 0% | 6.38% | 98.81% | 0% | 0% | 100% | 100% | 0% | 6.38% | 100%
5139 | 0% | 2.263% | 98.81% | 0% | 0% | 100% | 100% | 0% | 2.263% | 100%
5140 | 0% | 2.578% | 98.81% | 0% | 0% | 100% | 100% | 0% | 2.578% | 100%
5141 | 0% | 2.47% | 98.81% | 0% | 0% | 100% | 100% | 0% | 2.47% | 100%
5142 | 0% | 1.939% | 98.81% | 0% | 0% | 100% | 100% | 0% | 1.939% | 100%
5143 | 0% | 5.066% | 98.81% | 0% | 0% | 100% | 100% | 0% | 5.066% | 100%
5144 | 0% | 5.897% | 98.81% | 0% | 0% | 100% | 100% | 0% | 5.897% | 100%
5145 | 2.172% | 6.486% | 98.81% | 0% | 0% | 100% | 100% | 2.172% | 6.486% | 100%
5146 | 11.08% | 11.1% | 98.81% | 0% | 0% | 100% | 100% | 11.08% | 11.1% | 100%
5147 | 13.75% | 14.57% | 98.81% | 0% | 0% | 100% | 100% | 13.75% | 14.57% | 100%
5148 | 19.08% | 19.34% | 98.81% | 0% | 0% | 100% | 100% | 19.08% | 19.34% | 100%
5149 | 16.44% | 21.41% | 98.81% | 0% | 0% | 100% | 100% | 16.44% | 21.41% | 100%
5150 | 16.93% | 20.86% | 98.81% | 0% | 0% | 100% | 100% | 16.93% | 20.86% | 100%
5151 | 8.606% | 20.1% | 98.81% | 0% | 0% | 100% | 100% | 8.606% | 20.1% | 100%
5152 | 4.092% | 21.41% | 98.81% | 0% | 0% | 100% | 100% | 4.092% | 21.41% | 100%
5153 | 0% | 21.15% | 98.81% | 0% | 0% | 100% | 100% | 0% | 21.15% | 100%
5154 | 0% | 15.74% | 98.81% | 0% | 100% | 100% | 100% | 0% | 15.74% | 100%
5155 | 0% | 16.25% | 98.81% | 0% | 100% | 100% | 100% | 0% | 16.25% | 100%
5156 | 0% | 15.23% | 98.81% | 0% | 100% | 100% | 100% | 0% | 15.23% | 100%
5157 | 0% | 16.79% | 98.81% | 0% | 100% | 100% | 100% | 0% | 16.79% | 100%
5158 | 0% | 14.99% | 98.81% | 0% | 0% | 100% | 100% | 0% | 14.99% | 100%
5159 | 0% | 13.8% | 98.81% | 0% | 0% | 100% | 100% | 0% | 13.8% | 100%
5160 | 0% | 13.59% | 98.81% | 0% | 0% | 100% | 100% | 0% | 13.59% | 100%
5161 | 0% | 7.722% | 98.81% | 0% | 0% | 100% | 100% | 0% | 7.722% | 100%
5162 | 0% | 12.26% | 98.81% | 0% | 0% | 100% | 100% | 0% | 12.26% | 100%
5163 | 0% | 6.869% | 98.81% | 0% | 0% | 100% | 100% | 0% | 6.869% | 100%
5164 | 0% | 7.014% | 98.81% | 0% | 0% | 100% | 100% | 0% | 7.014% | 100%
5165 | 0% | 6.993% | 98.81% | 0% | 0% | 100% | 100% | 0% | 6.993% | 100%
5166 | 0% | 6.54% | 98.81% | 0% | 0% | 100% | 100% | 0% | 6.54% | 100%
5167 | 0% | 8.587% | 98.81% | 0% | 0% | 100% | 100% | 0% | 8.587% | 100%
5168 | 0% | 8.654% | 98.81% | 0% | 0% | 100% | 100% | 0% | 8.654% | 100%
5169 | 5.022% | 11.9% | 98.81% | 0% | 0% | 100% | 100% | 5.022% | 11.9% | 100%
5170 | 15.9% | 13.18% | 98.81% | 0% | 0% | 100% | 100% | 15.9% | 13.18% | 100%
5171 | 21.07% | 19.03% | 98.81% | 0% | 0% | 100% | 100% | 21.07% | 19.03% | 100%
5172 | 25.81% | 22% | 98.81% | 0% | 0% | 100% | 100% | 25.81% | 22% | 100%
5173 | 24.35% | 23.73% | 98.81% | 0% | 0% | 100% | 100% | 24.35% | 23.73% | 100%
5174 | 25.9% | 24.49% | 98.81% | 0% | 0% | 100% | 100% | 25.9% | 24.49% | 100%
5175 | 17.79% | 23.27% | 98.81% | 0% | 0% | 100% | 100% | 17.79% | 23.27% | 100%
5176 | 11.6% | 23.32% | 98.81% | 0% | 0% | 100% | 100% | 11.6% | 23.32% | 100%
5177 | 0.3584% | 23.82% | 98.81% | 0% | 0% | 100% | 100% | 0.3584% | 23.82% | 100%
5178 | 0% | 17.02% | 98.81% | 0% | 100% | 100% | 100% | 0% | 17.02% | 100%
5179 | 0% | 14.01% | 98.81% | 0% | 100% | 100% | 100% | 0% | 14.01% | 100%
5180 | 0% | 14.76% | 98.81% | 0% | 100% | 100% | 100% | 0% | 14.76% | 100%
5181 | 0% | 16.43% | 98.81% | 0% | 100% | 100% | 100% | 0% | 16.43% | 100%
5182 | 0% | 13.92% | 98.81% | 0% | 0% | 100% | 100% | 0% | 13.92% | 100%
5183 | 0% | 14.72% | 98.81% | 0% | 0% | 100% | 100% | 0% | 14.72% | 100%
5184 | 0% | 14.61% | 98.81% | 0% | 0% | 100% | 100% | 0% | 14.61% | 100%
5185 | 0% | 14.55% | 98.81% | 0% | 0% | 100% | 100% | 0% | 14.55% | 100%
5186 | 0% | 13.47% | 98.81% | 0% | 0% | 100% | 100% | 0% | 13.47% | 100%
5187 | 0% | 9.871% | 98.81% | 0% | 0% | 100% | 100% | 0% | 9.871% | 100%
5188 | 0% | 7.296% | 98.81% | 0% | 0% | 100% | 100% | 0% | 7.296% | 100%
5189 | 0% | 3.687% | 98.81% | 0% | 0% | 100% | 100% | 0% | 3.687% | 100%
5190 | 0% | 4.473% | 98.81% | 0% | 0% | 100% | 100% | 0% | 4.473% | 100%
5191 | 0% | 7.934% | 98.81% | 0% | 0% | 100% | 100% | 0% | 7.934% | 100%
5192 | 0% | 7.934% | 98.81% | 0% | 0% | 100% | 100% | 0% | 7.934% | 100%
5193 | 5.738% | 12.93% | 98.81% | 0% | 0% | 100% | 100% | 5.738% | 12.93% | 100%
5194 | 19.99% | 14.51% | 98.81% | 0% | 0% | 100% | 100% | 19.99% | 14.51% | 100%
5195 | 25.77% | 19.14% | 98.81% | 0% | 0% | 100% | 100% | 25.77% | 19.14% | 100%
5196 | 34.77% | 22.72% | 98.81% | 0% | 0% | 100% | 100% | 34.77% | 22.72% | 100%
5197 | 37.4% | 24.43% | 98.81% | 0% | 0% | 100% | 100% | 37.4% | 24.43% | 100%
5198 | 36.77% | 24.27% | 98.81% | 0% | 0% | 100% | 100% | 36.77% | 24.27% | 100%
5199 | 32.11% | 23.36% | 98.81% | 0% | 0% | 100% | 100% | 32.11% | 23.36% | 100%
5200 | 22.58% | 22.51% | 98.81% | 0% | 0% | 100% | 100% | 22.58% | 22.51% | 100%
5201 | 8.439% | 22.57% | 98.81% | 0% | 0% | 100% | 100% | 8.439% | 22.57% | 100%
5202 | 0% | 18.78% | 98.81% | 0% | 100% | 100% | 100% | 0% | 18.78% | 100%
5203 | 0% | 14.78% | 98.81% | 0% | 100% | 100% | 100% | 0% | 14.78% | 100%
5204 | 0% | 13.6% | 98.81% | 0% | 100% | 100% | 100% | 0% | 13.6% | 100%
5205 | 0% | 14.27% | 98.81% | 0% | 100% | 100% | 100% | 0% | 14.27% | 100%
5206 | 0% | 11.12% | 98.81% | 0% | 0% | 100% | 100% | 0% | 11.12% | 100%
5207 | 0% | 11.24% | 98.81% | 0% | 0% | 100% | 100% | 0% | 11.24% | 100%
5208 | 0% | 11.88% | 98.81% | 0% | 0% | 100% | 100% | 0% | 11.88% | 100%
5209 | 0% | 15.66% | 100% | 0% | 0% | 100% | 100% | 0% | 15.66% | 100%
5210 | 0% | 10.63% | 100% | 0% | 0% | 100% | 100% | 0% | 10.63% | 100%
5211 | 0% | 8.766% | 100% | 0% | 0% | 100% | 100% | 0% | 8.766% | 100%
5212 | 0% | 6.654% | 100% | 0% | 0% | 100% | 100% | 0% | 6.654% | 100%
5213 | 0% | 3.214% | 100% | 0% | 0% | 100% | 100% | 0% | 3.214% | 100%
5214 | 0% | 4.68% | 100% | 0% | 0% | 100% | 100% | 0% | 4.68% | 100%
5215 | 0% | 6.765% | 100% | 0% | 0% | 100% | 100% | 0% | 6.765% | 100%
5216 | 0% | 5.653% | 100% | 0% | 0% | 100% | 100% | 0% | 5.653% | 100%
5217 | 6.759% | 11.6% | 100% | 0% | 0% | 100% | 100% | 6.759% | 11.6% | 100%
5218 | 21.15% | 13.42% | 100% | 0% | 0% | 100% | 100% | 21.15% | 13.42% | 100%
5219 | 28.91% | 15.93% | 100% | 0% | 0% | 100% | 100% | 28.91% | 15.93% | 100%
5220 | 36.91% | 18.08% | 100% | 0% | 0% | 100% | 100% | 36.91% | 18.08% | 100%
5221 | 44.18% | 17.71% | 100% | 0% | 0% | 100% | 100% | 44.18% | 17.71% | 100%
5222 | 47.79% | 17.27% | 100% | 0% | 0% | 100% | 100% | 47.79% | 17.27% | 100%
5223 | 43.7% | 17.69% | 100% | 0% | 0% | 100% | 100% | 43.7% | 17.69% | 100%
5224 | 27.53% | 17.21% | 100% | 0% | 0% | 100% | 100% | 27.53% | 17.21% | 100%
5225 | 8.462% | 17.98% | 100% | 0% | 0% | 100% | 100% | 8.462% | 17.98% | 100%
5226 | 0% | 15.58% | 100% | 0% | 100% | 100% | 100% | 0% | 15.58% | 100%
5227 | 0% | 12.68% | 100% | 0% | 100% | 100% | 100% | 0% | 12.68% | 100%
5228 | 0% | 9.093% | 100% | 0% | 100% | 100% | 100% | 0% | 9.093% | 100%
5229 | 0% | 9.879% | 100% | 0% | 100% | 100% | 100% | 0% | 9.879% | 100%
5230 | 0% | 7.073% | 100% | 0% | 0% | 100% | 100% | 0% | 7.073% | 100%
5231 | 0% | 7.02% | 100% | 0% | 0% | 100% | 100% | 0% | 7.02% | 100%
5232 | 0% | 6.653% | 100% | 0% | 0% | 100% | 100% | 0% | 6.653% | 100%
5233 | 0% | 12.74% | 94.13% | 0% | 0% | 100% | 100% | 0% | 12.74% | 100%
5234 | 0% | 7.828% | 94.13% | 0% | 0% | 100% | 100% | 0% | 7.828% | 100%
5235 | 0% | 6.205% | 94.13% | 0% | 0% | 100% | 100% | 0% | 6.205% | 100%
5236 | 0% | 3.545% | 94.13% | 0% | 0% | 100% | 100% | 0% | 3.545% | 100%
5237 | 0% | 0% | 94.13% | 0% | 0% | 100% | 100% | 0% | 0% | 100%
5238 | 0% | 1.862% | 94.13% | 0% | 0% | 100% | 100% | 0% | 1.862% | 100%
5239 | 0% | 5.179% | 94.13% | 0% | 0% | 100% | 100% | 0% | 5.179% | 100%
5240 | 0% | 4.494% | 94.13% | 0% | 0% | 100% | 100% | 0% | 4.494% | 100%
5241 | 5.148% | 5.823% | 94.13% | 0% | 0% | 100% | 100% | 5.148% | 5.823% | 100%
5242 | 17.12% | 8.744% | 94.13% | 0% | 0% | 100% | 100% | 17.12% | 8.744% | 100%
5243 | 26.09% | 11.24% | 94.13% | 0% | 0% | 100% | 100% | 26.09% | 11.24% | 100%
5244 | 37.13% | 14.24% | 94.13% | 0% | 0% | 100% | 100% | 37.13% | 14.24% | 100%
5245 | 44.38% | 14.56% | 94.13% | 0% | 0% | 100% | 100% | 44.38% | 14.56% | 100%
5246 | 47.32% | 14.18% | 94.13% | 0% | 0% | 100% | 100% | 47.32% | 14.18% | 100%
5247 | 44.18% | 16.17% | 94.13% | 0% | 0% | 100% | 100% | 44.18% | 16.17% | 100%
5248 | 26.99% | 16.43% | 94.13% | 0% | 0% | 100% | 100% | 26.99% | 16.43% | 100%
5249 | 8.767% | 15.85% | 94.13% | 0% | 0% | 100% | 100% | 8.767% | 15.85% | 100%
5250 | 0% | 13.75% | 94.13% | 0% | 100% | 100% | 100% | 0% | 13.75% | 100%
5251 | 0% | 15.64% | 94.13% | 0% | 100% | 100% | 100% | 0% | 15.64% | 100%
5252 | 0% | 8.007% | 94.13% | 0% | 100% | 100% | 100% | 0% | 8.007% | 100%
5253 | 0% | 9.098% | 94.13% | 0% | 100% | 100% | 100% | 0% | 9.098% | 100%
5254 | 0% | 8.873% | 94.13% | 0% | 0% | 100% | 100% | 0% | 8.873% | 100%
5255 | 0% | 7.682% | 94.13% | 0% | 0% | 100% | 100% | 0% | 7.682% | 100%
5256 | 0% | 6.271% | 94.13% | 0% | 0% | 100% | 100% | 0% | 6.271% | 100%
5257 | 0% | 8.177% | 94.13% | 0% | 0% | 100% | 100% | 0% | 8.177% | 100%
5258 | 0% | 6.221% | 94.13% | 0% | 0% | 100% | 100% | 0% | 6.221% | 100%
5259 | 0% | 6.434% | 94.13% | 0% | 0% | 100% | 100% | 0% | 6.434% | 100%
5260 | 0% | 5.3% | 94.13% | 0% | 0% | 100% | 100% | 0% | 5.3% | 100%
5261 | 0% | 2.598% | 94.13% | 0% | 0% | 100% | 100% | 0% | 2.598% | 100%
5262 | 0% | 3.868% | 94.13% | 0% | 0% | 100% | 100% | 0% | 3.868% | 100%
5263 | 0% | 5.36% | 94.13% | 0% | 0% | 100% | 100% | 0% | 5.36% | 100%
5264 | 0% | 3.546% | 94.13% | 0% | 0% | 100% | 100% | 0% | 3.546% | 100%
5265 | 1.404% | 3.181% | 94.13% | 0% | 0% | 100% | 100% | 1.404% | 3.181% | 100%
5266 | 13.56% | 5.22% | 94.13% | 0% | 0% | 100% | 100% | 13.56% | 5.22% | 100%
5267 | 22.8% | 9.407% | 94.13% | 0% | 0% | 100% | 100% | 22.8% | 9.407% | 100%
5268 | 31.86% | 11.49% | 94.13% | 0% | 0% | 100% | 100% | 31.86% | 11.49% | 100%
5269 | 39.12% | 12.51% | 94.13% | 0% | 0% | 100% | 100% | 39.12% | 12.51% | 100%
5270 | 39.75% | 12.52% | 94.13% | 0% | 0% | 100% | 100% | 39.75% | 12.52% | 100%
5271 | 37.28% | 15.15% | 94.13% | 0% | 0% | 100% | 100% | 37.28% | 15.15% | 100%
5272 | 23.37% | 15.67% | 94.13% | 0% | 0% | 100% | 100% | 23.37% | 15.67% | 100%
5273 | 3.997% | 14.7% | 94.13% | 0% | 0% | 100% | 100% | 3.997% | 14.7% | 100%
5274 | 0% | 12.18% | 94.13% | 0% | 100% | 100% | 100% | 0% | 12.18% | 100%
5275 | 0% | 16.18% | 94.13% | 0% | 100% | 100% | 100% | 0% | 16.18% | 100%
5276 | 0% | 11.69% | 94.13% | 0% | 100% | 100% | 100% | 0% | 11.69% | 100%
5277 | 0% | 13.4% | 94.13% | 0% | 100% | 100% | 100% | 0% | 13.4% | 100%
5278 | 0% | 14.94% | 94.13% | 0% | 0% | 100% | 100% | 0% | 14.94% | 100%
5279 | 0% | 13.56% | 94.13% | 0% | 0% | 100% | 100% | 0% | 13.56% | 100%
5280 | 0% | 10.11% | 94.13% | 0% | 0% | 100% | 100% | 0% | 10.11% | 100%
5281 | 0% | 5.905% | 94.13% | 0% | 0% | 100% | 100% | 0% | 5.905% | 100%
5282 | 0% | 6.807% | 94.13% | 0% | 0% | 100% | 100% | 0% | 6.807% | 100%
5283 | 0% | 7.52% | 94.13% | 0% | 0% | 100% | 100% | 0% | 7.52% | 100%
5284 | 0% | 5.926% | 94.13% | 0% | 0% | 100% | 100% | 0% | 5.926% | 100%
5285 | 0% | 4.324% | 94.13% | 0% | 0% | 100% | 100% | 0% | 4.324% | 100%
5286 | 0% | 4.824% | 94.13% | 0% | 0% | 100% | 100% | 0% | 4.824% | 100%
5287 | 0% | 7.654% | 94.13% | 0% | 0% | 100% | 100% | 0% | 7.654% | 100%
5288 | 0% | 6.802% | 94.13% | 0% | 0% | 100% | 100% | 0% | 6.802% | 100%
5289 | 1.717% | 6.826% | 94.13% | 0% | 0% | 100% | 100% | 1.717% | 6.826% | 100%
5290 | 14.82% | 6.821% | 94.13% | 0% | 0% | 100% | 100% | 14.82% | 6.821% | 100%
5291 | 25.22% | 10.01% | 94.13% | 0% | 0% | 100% | 100% | 25.22% | 10.01% | 100%
5292 | 33.74% | 11.94% | 94.13% | 0% | 0% | 100% | 100% | 33.74% | 11.94% | 100%
5293 | 41.36% | 13.41% | 94.13% | 0% | 0% | 100% | 100% | 41.36% | 13.41% | 100%
5294 | 38.24% | 13.09% | 94.13% | 0% | 0% | 100% | 100% | 38.24% | 13.09% | 100%
5295 | 34.79% | 14.91% | 94.13% | 0% | 0% | 100% | 100% | 34.79% | 14.91% | 100%
5296 | 19.57% | 16.05% | 94.13% | 0% | 0% | 100% | 100% | 19.57% | 16.05% | 100%
5297 | 5.114% | 14.43% | 94.13% | 0% | 0% | 100% | 100% | 5.114% | 14.43% | 100%
5298 | 0% | 10.56% | 94.13% | 0% | 100% | 100% | 100% | 0% | 10.56% | 100%
5299 | 0% | 11.07% | 94.13% | 0% | 100% | 100% | 100% | 0% | 11.07% | 100%
5300 | 0% | 11.37% | 94.13% | 0% | 100% | 100% | 100% | 0% | 11.37% | 100%
5301 | 0% | 12.36% | 94.13% | 0% | 100% | 100% | 100% | 0% | 12.36% | 100%
5302 | 0% | 13.96% | 94.13% | 0% | 0% | 100% | 100% | 0% | 13.96% | 100%
5303 | 0% | 14.19% | 94.13% | 0% | 0% | 100% | 100% | 0% | 14.19% | 100%
5304 | 0% | 10.76% | 94.13% | 0% | 0% | 100% | 100% | 0% | 10.76% | 100%
5305 | 0% | 6.391% | 94.13% | 0% | 0% | 100% | 100% | 0% | 6.391% | 100%
5306 | 0% | 6.815% | 94.13% | 0% | 0% | 100% | 100% | 0% | 6.815% | 100%
5307 | 0% | 6.329% | 94.13% | 0% | 0% | 100% | 100% | 0% | 6.329% | 100%
5308 | 0% | 4.5% | 94.13% | 0% | 0% | 100% | 100% | 0% | 4.5% | 100%
5309 | 0% | 3.021% | 94.13% | 0% | 0% | 100% | 100% | 0% | 3.021% | 100%
5310 | 0% | 2.449% | 94.13% | 0% | 0% | 100% | 100% | 0% | 2.449% | 100%
5311 | 0% | 4.619% | 94.13% | 0% | 0% | 100% | 100% | 0% | 4.619% | 100%
5312 | 0% | 3.38% | 94.13% | 0% | 0% | 100% | 100% | 0% | 3.38% | 100%
5313 | 4.69% | 5.058% | 94.13% | 0% | 0% | 100% | 100% | 4.69% | 5.058% | 100%
5314 | 20.6% | 6.147% | 94.13% | 0% | 0% | 100% | 100% | 20.6% | 6.147% | 100%
5315 | 27.21% | 7.46% | 94.13% | 0% | 0% | 100% | 100% | 27.21% | 7.46% | 100%
5316 | 35.49% | 9.866% | 94.13% | 0% | 0% | 100% | 100% | 35.49% | 9.866% | 100%
5317 | 39.46% | 11.61% | 94.13% | 0% | 0% | 100% | 100% | 39.46% | 11.61% | 100%
5318 | 35.38% | 11.32% | 94.13% | 0% | 0% | 100% | 100% | 35.38% | 11.32% | 100%
5319 | 31.89% | 12.15% | 94.13% | 0% | 0% | 100% | 100% | 31.89% | 12.15% | 100%
5320 | 14.37% | 11.25% | 94.13% | 0% | 0% | 100% | 100% | 14.37% | 11.25% | 100%
5321 | 0% | 11.88% | 94.13% | 0% | 0% | 100% | 100% | 0% | 11.88% | 100%
5322 | 0% | 9.316% | 94.13% | 0% | 100% | 100% | 100% | 0% | 9.316% | 100%
5323 | 0% | 9.241% | 94.13% | 0% | 100% | 100% | 100% | 0% | 9.241% | 100%
5324 | 0% | 10.9% | 94.13% | 0% | 100% | 100% | 100% | 0% | 10.9% | 100%
5325 | 0% | 11.66% | 94.13% | 0% | 100% | 100% | 100% | 0% | 11.66% | 100%
5326 | 0% | 10.82% | 94.13% | 0% | 0% | 100% | 100% | 0% | 10.82% | 100%
5327 | 0% | 10.19% | 94.13% | 0% | 0% | 100% | 100% | 0% | 10.19% | 100%
5328 | 0% | 8.537% | 94.13% | 0% | 0% | 100% | 100% | 0% | 8.537% | 100%
5329 | 0% | 6.514% | 94.13% | 0% | 0% | 100% | 100% | 0% | 6.514% | 100%
5330 | 0% | 5.465% | 94.13% | 0% | 0% | 100% | 100% | 0% | 5.465% | 100%
5331 | 0% | 4.987% | 94.13% | 0% | 0% | 100% | 100% | 0% | 4.987% | 100%
5332 | 0% | 2.712% | 94.13% | 0% | 0% | 100% | 100% | 0% | 2.712% | 100%
5333 | 0% | 2.626% | 94.13% | 0% | 0% | 100% | 100% | 0% | 2.626% | 100%
5334 | 0% | 1.726% | 94.13% | 0% | 0% | 100% | 100% | 0% | 1.726% | 100%
5335 | 0% | 4.544% | 94.13% | 0% | 0% | 100% | 100% | 0% | 4.544% | 100%
5336 | 0% | 3.696% | 94.13% | 0% | 0% | 100% | 100% | 0% | 3.696% | 100%
5337 | 7.121% | 6.004% | 94.13% | 0% | 0% | 100% | 100% | 7.121% | 6.004% | 100%
5338 | 24.07% | 7.752% | 94.13% | 0% | 0% | 100% | 100% | 24.07% | 7.752% | 100%
5339 | 28.89% | 8.198% | 94.13% | 0% | 0% | 100% | 100% | 28.89% | 8.198% | 100%
5340 | 33.49% | 10.49% | 94.13% | 0% | 0% | 100% | 100% | 33.49% | 10.49% | 100%
5341 | 38.04% | 12.15% | 94.13% | 0% | 0% | 100% | 100% | 38.04% | 12.15% | 100%
5342 | 36.79% | 12.96% | 94.13% | 0% | 0% | 100% | 100% | 36.79% | 12.96% | 100%
5343 | 33.17% | 12.63% | 94.13% | 0% | 0% | 100% | 100% | 33.17% | 12.63% | 100%
5344 | 11.73% | 12.37% | 94.13% | 0% | 0% | 100% | 100% | 11.73% | 12.37% | 100%
5345 | 0.4885% | 13.8% | 94.13% | 0% | 0% | 100% | 100% | 0.4885% | 13.8% | 100%
5346 | 0% | 11.47% | 94.13% | 0% | 100% | 100% | 100% | 0% | 11.47% | 100%
5347 | 0% | 8.658% | 94.13% | 0% | 100% | 100% | 100% | 0% | 8.658% | 100%
5348 | 0% | 8.509% | 94.13% | 0% | 100% | 100% | 100% | 0% | 8.509% | 100%
5349 | 0% | 7.779% | 94.13% | 0% | 100% | 100% | 100% | 0% | 7.779% | 100%
5350 | 0% | 6.884% | 94.13% | 0% | 0% | 100% | 100% | 0% | 6.884% | 100%
5351 | 0% | 7.247% | 94.13% | 0% | 0% | 100% | 100% | 0% | 7.247% | 100%
5352 | 0% | 7.303% | 94.13% | 0% | 0% | 100% | 100% | 0% | 7.303% | 100%
5353 | 0% | 6.31% | 94.13% | 0% | 0% | 100% | 100% | 0% | 6.31% | 100%
5354 | 0% | 6.425% | 94.13% | 0% | 0% | 100% | 100% | 0% | 6.425% | 100%
5355 | 0% | 5.003% | 94.13% | 0% | 0% | 100% | 100% | 0% | 5.003% | 100%
5356 | 0% | 2.419% | 94.13% | 0% | 0% | 100% | 100% | 0% | 2.419% | 100%
5357 | 0% | 2.326% | 94.13% | 0% | 0% | 100% | 100% | 0% | 2.326% | 100%
5358 | 0% | 1.373% | 94.13% | 0% | 0% | 100% | 100% | 0% | 1.373% | 100%
5359 | 0% | 3.13% | 94.13% | 0% | 0% | 100% | 100% | 0% | 3.13% | 100%
5360 | 0% | 4.134% | 94.13% | 0% | 0% | 100% | 100% | 0% | 4.134% | 100%
5361 | 8.982% | 7.222% | 94.13% | 0% | 0% | 100% | 100% | 8.982% | 7.222% | 100%
5362 | 23.07% | 12.66% | 94.13% | 0% | 0% | 100% | 100% | 23.07% | 12.66% | 100%
5363 | 28.67% | 12.9% | 94.13% | 0% | 0% | 100% | 100% | 28.67% | 12.9% | 100%
5364 | 32.45% | 16.47% | 94.13% | 0% | 0% | 100% | 100% | 32.45% | 16.47% | 100%
5365 | 31.15% | 18.32% | 94.13% | 0% | 0% | 100% | 100% | 31.15% | 18.32% | 100%
5366 | 36.13% | 18.93% | 94.13% | 0% | 0% | 100% | 100% | 36.13% | 18.93% | 100%
5367 | 29.78% | 17.58% | 94.13% | 0% | 0% | 100% | 100% | 29.78% | 17.58% | 100%
5368 | 12.92% | 17.8% | 94.13% | 0% | 0% | 100% | 100% | 12.92% | 17.8% | 100%
5369 | 2.307% | 19.47% | 94.13% | 0% | 0% | 100% | 100% | 2.307% | 19.47% | 100%
5370 | 0% | 16.65% | 94.13% | 0% | 100% | 100% | 100% | 0% | 16.65% | 100%
5371 | 0% | 15.27% | 94.13% | 0% | 100% | 100% | 100% | 0% | 15.27% | 100%
5372 | 0% | 12.58% | 94.13% | 0% | 100% | 100% | 100% | 0% | 12.58% | 100%
5373 | 0% | 12.75% | 94.13% | 0% | 100% | 100% | 100% | 0% | 12.75% | 100%
5374 | 0% | 10.09% | 94.13% | 0% | 0% | 100% | 100% | 0% | 10.09% | 100%
5375 | 0% | 10.07% | 94.13% | 0% | 0% | 100% | 100% | 0% | 10.07% | 100%
5376 | 0% | 10.1% | 94.13% | 0% | 0% | 100% | 100% | 0% | 10.1% | 100%
5377 | 0% | 7.802% | 94.13% | 0% | 0% | 100% | 100% | 0% | 7.802% | 100%
5378 | 0% | 7.913% | 94.13% | 0% | 0% | 100% | 100% | 0% | 7.913% | 100%
5379 | 0% | 6.967% | 94.13% | 0% | 0% | 100% | 100% | 0% | 6.967% | 100%
5380 | 0% | 6.537% | 94.13% | 0% | 0% | 100% | 100% | 0% | 6.537% | 100%
5381 | 0% | 7.576% | 94.13% | 0% | 0% | 100% | 100% | 0% | 7.576% | 100%
5382 | 0% | 5.971% | 94.13% | 0% | 0% | 100% | 100% | 0% | 5.971% | 100%
5383 | 0% | 8.114% | 94.13% | 0% | 0% | 100% | 100% | 0% | 8.114% | 100%
5384 | 0% | 9.579% | 94.13% | 0% | 0% | 100% | 100% | 0% | 9.579% | 100%
5385 | 9.781% | 10.23% | 94.13% | 0% | 0% | 100% | 100% | 9.781% | 10.23% | 100%
5386 | 19.18% | 16.19% | 94.13% | 0% | 0% | 100% | 100% | 19.18% | 16.19% | 100%
5387 | 27.13% | 18.75% | 94.13% | 0% | 0% | 100% | 100% | 27.13% | 18.75% | 100%
5388 | 28.78% | 22.35% | 94.13% | 0% | 0% | 100% | 100% | 28.78% | 22.35% | 100%
5389 | 29.79% | 21.9% | 94.13% | 0% | 0% | 100% | 100% | 29.79% | 21.9% | 100%
5390 | 33.73% | 23.03% | 94.13% | 0% | 0% | 100% | 100% | 33.73% | 23.03% | 100%
5391 | 28.93% | 21.2% | 94.13% | 0% | 0% | 100% | 100% | 28.93% | 21.2% | 100%
5392 | 16.5% | 22.43% | 94.13% | 0% | 0% | 100% | 100% | 16.5% | 22.43% | 100%
5393 | 9.233% | 21.97% | 94.13% | 0% | 0% | 100% | 100% | 9.233% | 21.97% | 100%
5394 | 0% | 17.18% | 94.13% | 0% | 100% | 100% | 100% | 0% | 17.18% | 100%
5395 | 0% | 14.62% | 94.13% | 0% | 100% | 100% | 100% | 0% | 14.62% | 100%
5396 | 0% | 12.11% | 94.13% | 0% | 100% | 100% | 100% | 0% | 12.11% | 100%
5397 | 0% | 10.94% | 94.13% | 0% | 100% | 100% | 100% | 0% | 10.94% | 100%
5398 | 0% | 9.526% | 94.13% | 0% | 0% | 100% | 100% | 0% | 9.526% | 100%
5399 | 0% | 9.591% | 94.13% | 0% | 0% | 100% | 100% | 0% | 9.591% | 100%
5400 | 0% | 7.414% | 94.13% | 0% | 0% | 100% | 100% | 0% | 7.414% | 100%
5401 | 0% | 9.625% | 94.13% | 0% | 0% | 100% | 100% | 0% | 9.625% | 100%
5402 | 0% | 7.249% | 94.13% | 0% | 0% | 100% | 100% | 0% | 7.249% | 100%
5403 | 0% | 6.6% | 94.13% | 0% | 0% | 100% | 100% | 0% | 6.6% | 100%
5404 | 0% | 7.162% | 94.13% | 0% | 0% | 100% | 100% | 0% | 7.162% | 100%
5405 | 0% | 8.626% | 94.13% | 0% | 0% | 100% | 100% | 0% | 8.626% | 100%
5406 | 0% | 6.16% | 94.13% | 0% | 0% | 100% | 100% | 0% | 6.16% | 100%
5407 | 0% | 8.23% | 94.13% | 0% | 0% | 100% | 100% | 0% | 8.23% | 100%
5408 | 0% | 10.3% | 94.13% | 0% | 0% | 100% | 100% | 0% | 10.3% | 100%
5409 | 15.38% | 11.33% | 94.13% | 0% | 0% | 100% | 100% | 15.38% | 11.33% | 100%
5410 | 23.92% | 17.46% | 94.13% | 0% | 0% | 100% | 100% | 23.92% | 17.46% | 100%
5411 | 29.47% | 21.35% | 94.13% | 0% | 0% | 100% | 100% | 29.47% | 21.35% | 100%
5412 | 32.49% | 26.64% | 94.13% | 0% | 0% | 100% | 100% | 32.49% | 26.64% | 100%
5413 | 34.77% | 24.94% | 94.13% | 0% | 0% | 100% | 100% | 34.77% | 24.94% | 100%
5414 | 38.97% | 25.64% | 94.13% | 0% | 0% | 100% | 100% | 38.97% | 25.64% | 100%
5415 | 32.26% | 23.62% | 94.13% | 0% | 0% | 100% | 100% | 32.26% | 23.62% | 100%
5416 | 20.92% | 25.23% | 94.13% | 0% | 0% | 100% | 100% | 20.92% | 25.23% | 100%
5417 | 10.06% | 23.98% | 94.13% | 0% | 0% | 100% | 100% | 10.06% | 23.98% | 100%
5418 | 0% | 16.97% | 94.13% | 0% | 100% | 100% | 100% | 0% | 16.97% | 100%
5419 | 0% | 16.24% | 94.13% | 0% | 100% | 100% | 100% | 0% | 16.24% | 100%
5420 | 0% | 16.16% | 94.13% | 0% | 100% | 100% | 100% | 0% | 16.16% | 100%
5421 | 0% | 15.21% | 94.13% | 0% | 100% | 100% | 100% | 0% | 15.21% | 100%
5422 | 0% | 13.23% | 94.13% | 0% | 0% | 100% | 100% | 0% | 13.23% | 100%
5423 | 0% | 11.83% | 94.13% | 0% | 0% | 100% | 100% | 0% | 11.83% | 100%
5424 | 0% | 7.787% | 94.13% | 0% | 0% | 100% | 100% | 0% | 7.787% | 100%
5425 | 0% | 6.21% | 94.13% | 0% | 0% | 100% | 100% | 0% | 6.21% | 100%
5426 | 0% | 6.654% | 94.13% | 0% | 0% | 100% | 100% | 0% | 6.654% | 100%
5427 | 0% | 5.475% | 94.13% | 0% | 0% | 100% | 100% | 0% | 5.475% | 100%
5428 | 0% | 6.081% | 94.13% | 0% | 0% | 100% | 100% | 0% | 6.081% | 100%
5429 | 0% | 7.197% | 94.13% | 0% | 0% | 100% | 100% | 0% | 7.197% | 100%
5430 | 0% | 5.883% | 94.13% | 0% | 0% | 100% | 100% | 0% | 5.883% | 100%
5431 | 0% | 6.563% | 94.13% | 0% | 0% | 100% | 100% | 0% | 6.563% | 100%
5432 | 0% | 7.115% | 94.13% | 0% | 0% | 100% | 100% | 0% | 7.115% | 100%
5433 | 15.83% | 8.446% | 94.13% | 0% | 0% | 100% | 100% | 15.83% | 8.446% | 100%
5434 | 26.17% | 12.15% | 94.13% | 0% | 0% | 100% | 100% | 26.17% | 12.15% | 100%
5435 | 26.08% | 16.79% | 94.13% | 0% | 0% | 100% | 100% | 26.08% | 16.79% | 100%
5436 | 27.78% | 20.68% | 94.13% | 0% | 0% | 100% | 100% | 27.78% | 20.68% | 100%
5437 | 34.06% | 19.6% | 94.13% | 0% | 0% | 100% | 100% | 34.06% | 19.6% | 100%
5438 | 37.04% | 21.63% | 94.13% | 0% | 0% | 100% | 100% | 37.04% | 21.63% | 100%
5439 | 30.68% | 20.14% | 94.13% | 0% | 0% | 100% | 100% | 30.68% | 20.14% | 100%
5440 | 16.82% | 20.65% | 94.13% | 0% | 0% | 100% | 100% | 16.82% | 20.65% | 100%
5441 | 5.312% | 19.1% | 94.13% | 0% | 0% | 100% | 100% | 5.312% | 19.1% | 100%
5442 | 0% | 11.89% | 94.13% | 0% | 100% | 100% | 100% | 0% | 11.89% | 100%
5443 | 0% | 11.82% | 94.13% | 0% | 100% | 100% | 100% | 0% | 11.82% | 100%
5444 | 0% | 12.04% | 94.13% | 0% | 100% | 100% | 100% | 0% | 12.04% | 100%
5445 | 0% | 10.66% | 94.13% | 0% | 100% | 100% | 100% | 0% | 10.66% | 100%
5446 | 0% | 9.764% | 94.13% | 0% | 0% | 100% | 100% | 0% | 9.764% | 100%
5447 | 0% | 6.567% | 94.13% | 0% | 0% | 100% | 100% | 0% | 6.567% | 100%
5448 | 0% | 2.65% | 94.13% | 0% | 0% | 100% | 100% | 0% | 2.65% | 100%
5449 | 0% | 6.895% | 94.13% | 0% | 0% | 100% | 100% | 0% | 6.895% | 100%
5450 | 0% | 2.571% | 94.13% | 0% | 0% | 100% | 100% | 0% | 2.571% | 100%
5451 | 0% | 2.026% | 94.13% | 0% | 0% | 100% | 100% | 0% | 2.026% | 100%
5452 | 0% | 1.803% | 94.13% | 0% | 0% | 100% | 100% | 0% | 1.803% | 100%
5453 | 0% | 2.149% | 94.13% | 0% | 0% | 100% | 100% | 0% | 2.149% | 100%
5454 | 0% | 0.2759% | 94.13% | 0% | 0% | 100% | 100% | 0% | 0.2759% | 100%
5455 | 0% | 0% | 94.13% | 0% | 0% | 100% | 100% | 0% | 0% | 100%
5456 | 0% | 1.884% | 94.13% | 0% | 0% | 100% | 100% | 0% | 1.884% | 100%
5457 | 11.05% | 6.015% | 94.13% | 0% | 0% | 100% | 100% | 11.05% | 6.015% | 100%
5458 | 24.51% | 9.948% | 94.13% | 0% | 0% | 100% | 100% | 24.51% | 9.948% | 100%
5459 | 27.77% | 13.18% | 94.13% | 0% | 0% | 100% | 100% | 27.77% | 13.18% | 100%
5460 | 26.33% | 16.4% | 94.13% | 0% | 0% | 100% | 100% | 26.33% | 16.4% | 100%
5461 | 36.97% | 14.73% | 94.13% | 0% | 0% | 100% | 100% | 36.97% | 14.73% | 100%
5462 | 39.57% | 17.09% | 94.13% | 0% | 0% | 100% | 100% | 39.57% | 17.09% | 100%
5463 | 30.24% | 17.2% | 94.13% | 0% | 0% | 100% | 100% | 30.24% | 17.2% | 100%
5464 | 18.13% | 19.97% | 94.13% | 0% | 0% | 100% | 100% | 18.13% | 19.97% | 100%
5465 | 6.713% | 18.98% | 94.13% | 0% | 0% | 100% | 100% | 6.713% | 18.98% | 100%
5466 | 0% | 13.81% | 94.13% | 0% | 100% | 100% | 100% | 0% | 13.81% | 100%
5467 | 0% | 13.88% | 94.13% | 0% | 100% | 100% | 100% | 0% | 13.88% | 100%
5468 | 0% | 12.37% | 94.13% | 0% | 100% | 100% | 100% | 0% | 12.37% | 100%
5469 | 0% | 11.36% | 94.13% | 0% | 100% | 100% | 100% | 0% | 11.36% | 100%
5470 | 0% | 9.764% | 94.13% | 0% | 0% | 100% | 100% | 0% | 9.764% | 100%
5471 | 0% | 6.602% | 94.13% | 0% | 0% | 100% | 100% | 0% | 6.602% | 100%
5472 | 0% | 3.316% | 94.13% | 0% | 0% | 100% | 100% | 0% | 3.316% | 100%
5473 | 0% | 1.904% | 94.13% | 0% | 0% | 100% | 100% | 0% | 1.904% | 100%
5474 | 0% | 2.006% | 94.13% | 0% | 0% | 100% | 100% | 0% | 2.006% | 100%
5475 | 0% | 1.339% | 94.13% | 0% | 0% | 100% | 100% | 0% | 1.339% | 100%
5476 | 0% | 0.5223% | 94.13% | 0% | 0% | 100% | 100% | 0% | 0.5223% | 100%
5477 | 0% | 0.9141% | 94.13% | 0% | 0% | 100% | 100% | 0% | 0.9141% | 100%
5478 | 0% | 0% | 94.13% | 0% | 0% | 100% | 100% | 0% | 0% | 100%
5479 | 0% | 0% | 94.13% | 0% | 0% | 100% | 100% | 0% | 0% | 100%
5480 | 0% | 0% | 94.13% | 0% | 0% | 100% | 100% | 0% | 0% | 100%
5481 | 8.412% | 2.36% | 94.13% | 0% | 0% | 100% | 100% | 8.412% | 2.36% | 100%
5482 | 22.77% | 5.746% | 94.13% | 0% | 0% | 100% | 100% | 22.77% | 5.746% | 100%
5483 | 33.05% | 7.815% | 94.13% | 0% | 0% | 100% | 100% | 33.05% | 7.815% | 100%
5484 | 30.11% | 10.29% | 94.13% | 0% | 0% | 100% | 100% | 30.11% | 10.29% | 100%
5485 | 35.34% | 8.911% | 94.13% | 0% | 0% | 100% | 100% | 35.34% | 8.911% | 100%
5486 | 37.17% | 10.77% | 94.13% | 0% | 0% | 100% | 100% | 37.17% | 10.77% | 100%
5487 | 27.39% | 10.57% | 94.13% | 0% | 0% | 100% | 100% | 27.39% | 10.57% | 100%
5488 | 14.95% | 12.72% | 94.13% | 0% | 0% | 100% | 100% | 14.95% | 12.72% | 100%
5489 | 4.416% | 13.81% | 94.13% | 0% | 0% | 100% | 100% | 4.416% | 13.81% | 100%
5490 | 0% | 10.29% | 94.13% | 0% | 100% | 100% | 100% | 0% | 10.29% | 100%
5491 | 0% | 9.305% | 94.13% | 0% | 100% | 100% | 100% | 0% | 9.305% | 100%
5492 | 0% | 5.801% | 94.13% | 0% | 100% | 100% | 100% | 0% | 5.801% | 100%
5493 | 0% | 5.968% | 94.13% | 0% | 100% | 100% | 100% | 0% | 5.968% | 100%
5494 | 0% | 3.766% | 94.13% | 0% | 0% | 100% | 100% | 0% | 3.766% | 100%
5495 | 0% | 2.061% | 94.13% | 0% | 0% | 100% | 100% | 0% | 2.061% | 100%
5496 | 0% | 1.549% | 94.13% | 0% | 0% | 100% | 100% | 0% | 1.549% | 100%
5497 | 0% | 3.161% | 94.13% | 0% | 0% | 100% | 100% | 0% | 3.161% | 100%
5498 | 0% | 1.423% | 94.13% | 0% | 0% | 100% | 100% | 0% | 1.423% | 100%
5499 | 0% | 0.9843% | 94.13% | 0% | 0% | 100% | 100% | 0% | 0.9843% | 100%
5500 | 0% | 0% | 94.13% | 0% | 0% | 100% | 100% | 0% | 0% | 100%
5501 | 0% | 0% | 94.13% | 0% | 0% | 100% | 100% | 0% | 0% | 100%
5502 | 0% | 0% | 94.13% | 0% | 0% | 100% | 100% | 0% | 0% | 100%
5503 | 0% | 0% | 94.13% | 0% | 0% | 100% | 100% | 0% | 0% | 100%
5504 | 0% | 0% | 94.13% | 0% | 0% | 100% | 100% | 0% | 0% | 100%
5505 | 9.658% | 1.177% | 94.13% | 0% | 0% | 100% | 100% | 9.658% | 1.177% | 100%
5506 | 22.93% | 4.812% | 94.13% | 0% | 0% | 100% | 100% | 22.93% | 4.812% | 100%
5507 | 39.75% | 7.736% | 94.13% | 0% | 0% | 100% | 100% | 39.75% | 7.736% | 100%
5508 | 31.2% | 10.07% | 94.13% | 0% | 0% | 100% | 100% | 31.2% | 10.07% | 100%
5509 | 40.46% | 10.71% | 94.13% | 0% | 0% | 100% | 100% | 40.46% | 10.71% | 100%
5510 | 35.22% | 11.01% | 94.13% | 0% | 0% | 100% | 100% | 35.22% | 11.01% | 100%
5511 | 27.7% | 10.53% | 94.13% | 0% | 0% | 100% | 100% | 27.7% | 10.53% | 100%
5512 | 19.34% | 12.46% | 94.13% | 0% | 0% | 100% | 100% | 19.34% | 12.46% | 100%
5513 | 5.393% | 11.64% | 94.13% | 0% | 0% | 100% | 100% | 5.393% | 11.64% | 100%
5514 | 0% | 9.094% | 94.13% | 0% | 100% | 100% | 100% | 0% | 9.094% | 100%
5515 | 0% | 6.415% | 94.13% | 0% | 100% | 100% | 100% | 0% | 6.415% | 100%
5516 | 0% | 2.206% | 94.13% | 0% | 100% | 100% | 100% | 0% | 2.206% | 100%
5517 | 0% | 2.779% | 94.13% | 0% | 100% | 100% | 100% | 0% | 2.779% | 100%
5518 | 0% | 0.3231% | 94.13% | 0% | 0% | 100% | 100% | 0% | 0.3231% | 100%
5519 | 0% | 1.027% | 94.13% | 0% | 0% | 100% | 100% | 0% | 1.027% | 100%
5520 | 0% | 0.3481% | 94.13% | 0% | 0% | 100% | 100% | 0% | 0.3481% | 100%
5521 | 0% | 1.41% | 94.13% | 0% | 0% | 100% | 100% | 0% | 1.41% | 100%
5522 | 0% | 0.8331% | 94.13% | 0% | 0% | 100% | 100% | 0% | 0.8331% | 100%
5523 | 0% | 0% | 94.13% | 0% | 0% | 100% | 100% | 0% | 0% | 100%
5524 | 0% | 0% | 94.13% | 0% | 0% | 100% | 100% | 0% | 0% | 100%
5525 | 0% | 0% | 94.13% | 0% | 0% | 100% | 100% | 0% | 0% | 100%
5526 | 0% | 0% | 94.13% | 0% | 0% | 100% | 100% | 0% | 0% | 100%
5527 | 0% | 0% | 94.13% | 0% | 0% | 100% | 100% | 0% | 0% | 100%
5528 | 0% | 0.07343% | 94.13% | 0% | 0% | 100% | 100% | 0% | 0.07343% | 100%
5529 | 11.85% | 1.665% | 94.13% | 0% | 0% | 100% | 100% | 11.85% | 1.665% | 100%
5530 | 25.14% | 4.776% | 94.13% | 0% | 0% | 100% | 100% | 25.14% | 4.776% | 100%
5531 | 37.66% | 7.015% | 94.13% | 0% | 0% | 100% | 100% | 37.66% | 7.015% | 100%
5532 | 35.88% | 7.544% | 94.13% | 0% | 0% | 100% | 100% | 35.88% | 7.544% | 100%
5533 | 39.83% | 9.03% | 94.13% | 0% | 0% | 100% | 100% | 39.83% | 9.03% | 100%
5534 | 36.03% | 9.652% | 94.13% | 0% | 0% | 100% | 100% | 36.03% | 9.652% | 100%
5535 | 29.55% | 8.086% | 94.13% | 0% | 0% | 100% | 100% | 29.55% | 8.086% | 100%
5536 | 17.51% | 8.576% | 94.13% | 0% | 0% | 100% | 100% | 17.51% | 8.576% | 100%
5537 | 1.035% | 9.25% | 94.13% | 0% | 0% | 100% | 100% | 1.035% | 9.25% | 100%
5538 | 0% | 6.11% | 94.13% | 0% | 100% | 100% | 100% | 0% | 6.11% | 100%
5539 | 0% | 4.205% | 94.13% | 0% | 100% | 100% | 100% | 0% | 4.205% | 100%
5540 | 0% | 0.7928% | 94.13% | 0% | 100% | 100% | 100% | 0% | 0.7928% | 100%
5541 | 0% | 1.589% | 94.13% | 0% | 100% | 100% | 100% | 0% | 1.589% | 100%
5542 | 0% | 0.01821% | 94.13% | 0% | 0% | 100% | 100% | 0% | 0.01821% | 100%
5543 | 0% | 1.181% | 94.13% | 0% | 0% | 100% | 100% | 0% | 1.181% | 100%
5544 | 0% | 0% | 94.13% | 0% | 0% | 100% | 100% | 0% | 0% | 100%
5545 | 0% | 0.4722% | 94.13% | 0% | 0% | 100% | 100% | 0% | 0.4722% | 100%
5546 | 0% | 1.396% | 94.13% | 0% | 0% | 100% | 100% | 0% | 1.396% | 100%
5547 | 0% | 0.04679% | 94.13% | 0% | 0% | 100% | 100% | 0% | 0.04679% | 100%
5548 | 0% | 0% | 94.13% | 0% | 0% | 100% | 100% | 0% | 0% | 100%
5549 | 0% | 0% | 94.13% | 0% | 0% | 100% | 100% | 0% | 0% | 100%
5550 | 0% | 0% | 94.13% | 0% | 0% | 100% | 100% | 0% | 0% | 100%
5551 | 0% | 0% | 94.13% | 0% | 0% | 100% | 100% | 0% | 0% | 100%
5552 | 0% | 1.843% | 94.13% | 0% | 0% | 100% | 100% | 0% | 1.843% | 100%
5553 | 11.66% | 1.111% | 94.13% | 0% | 0% | 100% | 100% | 11.66% | 1.111% | 100%
5554 | 18.82% | 2.789% | 94.13% | 0% | 0% | 100% | 100% | 18.82% | 2.789% | 100%
5555 | 21.74% | 5.828% | 94.13% | 0% | 0% | 100% | 100% | 21.74% | 5.828% | 100%
5556 | 29.94% | 6.542% | 94.13% | 0% | 0% | 100% | 100% | 29.94% | 6.542% | 100%
5557 | 32.79% | 8.411% | 94.13% | 0% | 0% | 100% | 100% | 32.79% | 8.411% | 100%
5558 | 32.69% | 9.493% | 94.13% | 0% | 0% | 100% | 100% | 32.69% | 9.493% | 100%
5559 | 31.85% | 8.718% | 94.13% | 0% | 0% | 100% | 100% | 31.85% | 8.718% | 100%
5560 | 18.4% | 8.963% | 94.13% | 0% | 0% | 100% | 100% | 18.4% | 8.963% | 100%
5561 | 0.9451% | 8.782% | 94.13% | 0% | 0% | 100% | 100% | 0.9451% | 8.782% | 100%
5562 | 0% | 6.33% | 94.13% | 0% | 100% | 100% | 100% | 0% | 6.33% | 100%
5563 | 0% | 4.644% | 94.13% | 0% | 100% | 100% | 100% | 0% | 4.644% | 100%
5564 | 0% | 1.522% | 94.13% | 0% | 100% | 100% | 100% | 0% | 1.522% | 100%
5565 | 0% | 2.538% | 94.13% | 0% | 100% | 100% | 100% | 0% | 2.538% | 100%
5566 | 0% | 2.394% | 94.13% | 0% | 0% | 100% | 100% | 0% | 2.394% | 100%
5567 | 0% | 3.235% | 94.13% | 0% | 0% | 100% | 100% | 0% | 3.235% | 100%
5568 | 0% | 2.265% | 94.13% | 0% | 0% | 100% | 100% | 0% | 2.265% | 100%
5569 | 0% | 0.6405% | 94.13% | 0% | 0% | 100% | 100% | 0% | 0.6405% | 100%
5570 | 0% | 3.048% | 94.13% | 0% | 0% | 100% | 100% | 0% | 3.048% | 100%
5571 | 0% | 1.491% | 94.13% | 0% | 0% | 100% | 100% | 0% | 1.491% | 100%
5572 | 0% | 0.8187% | 94.13% | 0% | 0% | 100% | 100% | 0% | 0.8187% | 100%
5573 | 0% | 0.2391% | 94.13% | 0% | 0% | 100% | 100% | 0% | 0.2391% | 100%
5574 | 0% | 1.16% | 94.13% | 0% | 0% | 100% | 100% | 0% | 1.16% | 100%
5575 | 0% | 3.28% | 94.13% | 0% | 0% | 100% | 100% | 0% | 3.28% | 100%
5576 | 0% | 4.023% | 94.13% | 0% | 0% | 100% | 100% | 0% | 4.023% | 100%
5577 | 7.61% | 2.976% | 94.13% | 0% | 0% | 100% | 100% | 7.61% | 2.976% | 100%
5578 | 17.18% | 5.18% | 94.13% | 0% | 0% | 100% | 100% | 17.18% | 5.18% | 100%
5579 | 21.38% | 6.882% | 94.13% | 0% | 0% | 100% | 100% | 21.38% | 6.882% | 100%
5580 | 34.04% | 7.926% | 94.13% | 0% | 0% | 100% | 100% | 34.04% | 7.926% | 100%
5581 | 25.33% | 9.621% | 94.13% | 0% | 0% | 100% | 100% | 25.33% | 9.621% | 100%
5582 | 23.04% | 9.953% | 94.13% | 0% | 0% | 100% | 100% | 23.04% | 9.953% | 100%
5583 | 30.3% | 8.349% | 94.13% | 0% | 0% | 100% | 100% | 30.3% | 8.349% | 100%
5584 | 16.61% | 9.846% | 94.13% | 0% | 0% | 100% | 100% | 16.61% | 9.846% | 100%
5585 | 0.3737% | 10.47% | 94.13% | 0% | 0% | 100% | 100% | 0.3737% | 10.47% | 100%
5586 | 0% | 8.319% | 94.13% | 0% | 100% | 100% | 100% | 0% | 8.319% | 100%
5587 | 0% | 5.973% | 94.13% | 0% | 100% | 100% | 100% | 0% | 5.973% | 100%
5588 | 0% | 3.922% | 94.13% | 0% | 100% | 100% | 100% | 0% | 3.922% | 100%
5589 | 0% | 4.994% | 94.13% | 0% | 100% | 100% | 100% | 0% | 4.994% | 100%
5590 | 0% | 7.47% | 94.13% | 0% | 0% | 100% | 100% | 0% | 7.47% | 100%
5591 | 0% | 6.408% | 94.13% | 0% | 0% | 100% | 100% | 0% | 6.408% | 100%
5592 | 0% | 5.639% | 94.13% | 0% | 0% | 100% | 100% | 0% | 5.639% | 100%
5593 | 0% | 2.607% | 94.13% | 0% | 0% | 100% | 100% | 0% | 2.607% | 100%
5594 | 0% | 4.177% | 94.13% | 0% | 0% | 100% | 100% | 0% | 4.177% | 100%
5595 | 0% | 2.973% | 94.13% | 0% | 0% | 100% | 100% | 0% | 2.973% | 100%
5596 | 0% | 1.637% | 94.13% | 0% | 0% | 100% | 100% | 0% | 1.637% | 100%
5597 | 0% | 0.3468% | 94.13% | 0% | 0% | 100% | 100% | 0% | 0.3468% | 100%
5598 | 0% | 2.218% | 94.13% | 0% | 0% | 100% | 100% | 0% | 2.218% | 100%
5599 | 0% | 0.58% | 94.13% | 0% | 0% | 100% | 100% | 0% | 0.58% | 100%
5600 | 0% | 2.356% | 94.13% | 0% | 0% | 100% | 100% | 0% | 2.356% | 100%
5601 | 0% | 2.653% | 94.13% | 0% | 0% | 100% | 100% | 0% | 2.653% | 100%
5602 | 4.489% | 6.226% | 94.13% | 0% | 0% | 100% | 100% | 4.489% | 6.226% | 100%
5603 | 9.64% | 8.383% | 94.13% | 0% | 0% | 100% | 100% | 9.64% | 8.383% | 100%
5604 | 17.5% | 10.18% | 94.13% | 0% | 0% | 100% | 100% | 17.5% | 10.18% | 100%
5605 | 11.06% | 11.37% | 94.13% | 0% | 0% | 100% | 100% | 11.06% | 11.37% | 100%
5606 | 8.688% | 10.52% | 94.13% | 0% | 0% | 100% | 100% | 8.688% | 10.52% | 100%
5607 | 9.15% | 10.4% | 94.13% | 0% | 0% | 100% | 100% | 9.15% | 10.4% | 100%
5608 | 1.588% | 13.01% | 94.13% | 0% | 0% | 100% | 100% | 1.588% | 13.01% | 100%
5609 | 0% | 10.83% | 94.13% | 0% | 0% | 100% | 100% | 0% | 10.83% | 100%
5610 | 0% | 8.335% | 94.13% | 0% | 100% | 100% | 100% | 0% | 8.335% | 100%
5611 | 0% | 4.118% | 94.13% | 0% | 100% | 100% | 100% | 0% | 4.118% | 100%
5612 | 0% | 1.943% | 94.13% | 0% | 100% | 100% | 100% | 0% | 1.943% | 100%
5613 | 0% | 2.528% | 94.13% | 0% | 100% | 100% | 100% | 0% | 2.528% | 100%
5614 | 0% | 4.59% | 94.13% | 0% | 0% | 100% | 100% | 0% | 4.59% | 100%
5615 | 0% | 3.401% | 94.13% | 0% | 0% | 100% | 100% | 0% | 3.401% | 100%
5616 | 0% | 4.153% | 94.13% | 0% | 0% | 100% | 100% | 0% | 4.153% | 100%
5617 | 0% | 5.817% | 94.13% | 0% | 0% | 100% | 100% | 0% | 5.817% | 100%
5618 | 0% | 0.7068% | 94.13% | 0% | 0% | 100% | 100% | 0% | 0.7068% | 100%
5619 | 0% | 1.293% | 94.13% | 0% | 0% | 100% | 100% | 0% | 1.293% | 100%
5620 | 0% | 0.06535% | 94.13% | 0% | 0% | 100% | 100% | 0% | 0.06535% | 100%
5621 | 0% | 0% | 94.13% | 0% | 0% | 100% | 100% | 0% | 0% | 100%
5622 | 0% | 0% | 94.13% | 0% | 0% | 100% | 100% | 0% | 0% | 100%
5623 | 0% | 0% | 94.13% | 0% | 0% | 100% | 100% | 0% | 0% | 100%
5624 | 0% | 0% | 94.13% | 0% | 0% | 100% | 100% | 0% | 0% | 100%
5625 | 0% | 2.054% | 94.13% | 0% | 0% | 100% | 100% | 0% | 2.054% | 100%
5626 | 0% | 6.345% | 94.13% | 0% | 0% | 100% | 100% | 0% | 6.345% | 100%
5627 | 3.03% | 7.529% | 94.13% | 0% | 0% | 100% | 100% | 3.03% | 7.529% | 100%
5628 | 8.491% | 10.06% | 94.13% | 0% | 0% | 100% | 100% | 8.491% | 10.06% | 100%
5629 | 6.588% | 9.724% | 94.13% | 0% | 0% | 100% | 100% | 6.588% | 9.724% | 100%
5630 | 2.403% | 8.777% | 94.13% | 0% | 0% | 100% | 100% | 2.403% | 8.777% | 100%
5631 | 2.354% | 7.342% | 94.13% | 0% | 0% | 100% | 100% | 2.354% | 7.342% | 100%
5632 | 0% | 8.906% | 94.13% | 0% | 0% | 100% | 100% | 0% | 8.906% | 100%
5633 | 0% | 7.071% | 94.13% | 0% | 0% | 100% | 100% | 0% | 7.071% | 100%
5634 | 0% | 5.89% | 94.13% | 0% | 100% | 100% | 100% | 0% | 5.89% | 100%
5635 | 0% | 2.284% | 94.13% | 0% | 100% | 100% | 100% | 0% | 2.284% | 100%
5636 | 0% | 0.4284% | 94.13% | 0% | 100% | 100% | 100% | 0% | 0.4284% | 100%
5637 | 0% | 0.3171% | 94.13% | 0% | 100% | 100% | 100% | 0% | 0.3171% | 100%
5638 | 0% | 1.203% | 94.13% | 0% | 0% | 100% | 100% | 0% | 1.203% | 100%
5639 | 0% | 1.03% | 94.13% | 0% | 0% | 100% | 100% | 0% | 1.03% | 100%
5640 | 0% | 1.225% | 94.13% | 0% | 0% | 100% | 100% | 0% | 1.225% | 100%
5641 | 0% | 2.833% | 94.13% | 0% | 0% | 100% | 100% | 0% | 2.833% | 100%
5642 | 0% | 0% | 94.13% | 0% | 0% | 100% | 100% | 0% | 0% | 100%
5643 | 0% | 0% | 94.13% | 0% | 0% | 100% | 100% | 0% | 0% | 100%
5644 | 0% | 0% | 94.13% | 0% | 0% | 100% | 100% | 0% | 0% | 100%
5645 | 0% | 0% | 94.13% | 0% | 0% | 100% | 100% | 0% | 0% | 100%
5646 | 0% | 0% | 94.13% | 0% | 0% | 100% | 100% | 0% | 0% | 100%
5647 | 0% | 0% | 94.13% | 0% | 0% | 100% | 100% | 0% | 0% | 100%
5648 | 0% | 0% | 94.13% | 0% | 0% | 100% | 100% | 0% | 0% | 100%
5649 | 0% | 1.943% | 94.13% | 0% | 0% | 100% | 100% | 0% | 1.943% | 100%
5650 | 0% | 4.336% | 94.13% | 0% | 0% | 100% | 100% | 0% | 4.336% | 100%
5651 | 0% | 4.661% | 94.13% | 0% | 0% | 100% | 100% | 0% | 4.661% | 100%
5652 | 3.429% | 6.307% | 94.13% | 0% | 0% | 100% | 100% | 3.429% | 6.307% | 100%
5653 | 8.934% | 5.936% | 94.13% | 0% | 0% | 100% | 100% | 8.934% | 5.936% | 100%
5654 | 7.172% | 5.805% | 94.13% | 0% | 0% | 100% | 100% | 7.172% | 5.805% | 100%
5655 | 1.627% | 5.941% | 94.13% | 0% | 0% | 100% | 100% | 1.627% | 5.941% | 100%
5656 | 0% | 3.959% | 94.13% | 0% | 0% | 100% | 100% | 0% | 3.959% | 100%
5657 | 0% | 4.095% | 94.13% | 0% | 0% | 100% | 100% | 0% | 4.095% | 100%
5658 | 0% | 2.986% | 94.13% | 0% | 100% | 100% | 100% | 0% | 2.986% | 100%
5659 | 0% | 1.161% | 94.13% | 0% | 100% | 100% | 100% | 0% | 1.161% | 100%
5660 | 0% | 0% | 94.13% | 0% | 100% | 100% | 100% | 0% | 0% | 100%
5661 | 0% | 0% | 94.13% | 0% | 100% | 100% | 100% | 0% | 0% | 100%
5662 | 0% | 0% | 94.13% | 0% | 0% | 100% | 100% | 0% | 0% | 100%
5663 | 0% | 0% | 94.13% | 0% | 0% | 100% | 100% | 0% | 0% | 100%
5664 | 0% | 0.5741% | 94.13% | 0% | 0% | 100% | 100% | 0% | 0.5741% | 100%
5665 | 0% | 0% | 94.13% | 0% | 0% | 100% | 100% | 0% | 0% | 100%
5666 | 0% | 0% | 94.13% | 0% | 0% | 100% | 100% | 0% | 0% | 100%
5667 | 0% | 0% | 94.13% | 0% | 0% | 100% | 100% | 0% | 0% | 100%
5668 | 0% | 0% | 94.13% | 0% | 0% | 100% | 100% | 0% | 0% | 100%
5669 | 0% | 0% | 94.13% | 0% | 0% | 100% | 100% | 0% | 0% | 100%
5670 | 0% | 0% | 94.13% | 0% | 0% | 100% | 100% | 0% | 0% | 100%
5671 | 0% | 0.5177% | 94.13% | 0% | 0% | 100% | 100% | 0% | 0.5177% | 100%
5672 | 0% | 0.9899% | 94.13% | 0% | 0% | 100% | 100% | 0% | 0.9899% | 100%
5673 | 0% | 2.332% | 94.13% | 0% | 0% | 100% | 100% | 0% | 2.332% | 100%
5674 | 0% | 4.628% | 94.13% | 0% | 0% | 100% | 100% | 0% | 4.628% | 100%
5675 | 2.99% | 4.04% | 94.13% | 0% | 0% | 100% | 100% | 2.99% | 4.04% | 100%
5676 | 8.11% | 5.424% | 94.13% | 0% | 0% | 100% | 100% | 8.11% | 5.424% | 100%
5677 | 17.91% | 4.98% | 94.13% | 0% | 0% | 100% | 100% | 17.91% | 4.98% | 100%
5678 | 14.75% | 4.948% | 94.13% | 0% | 0% | 100% | 100% | 14.75% | 4.948% | 100%
5679 | 12.88% | 4.126% | 94.13% | 0% | 0% | 100% | 100% | 12.88% | 4.126% | 100%
5680 | 6.249% | 2.068% | 94.13% | 0% | 0% | 100% | 100% | 6.249% | 2.068% | 100%
5681 | 0% | 3.64% | 94.13% | 0% | 0% | 100% | 100% | 0% | 3.64% | 100%
5682 | 0% | 2.461% | 94.13% | 0% | 100% | 100% | 100% | 0% | 2.461% | 100%
5683 | 0% | 2.195% | 94.13% | 0% | 100% | 100% | 100% | 0% | 2.195% | 100%
5684 | 0% | 1.129% | 94.13% | 0% | 100% | 100% | 100% | 0% | 1.129% | 100%
5685 | 0% | 1.307% | 94.13% | 0% | 100% | 100% | 100% | 0% | 1.307% | 100%
5686 | 0% | 1.48% | 94.13% | 0% | 0% | 100% | 100% | 0% | 1.48% | 100%
5687 | 0% | 1.288% | 94.13% | 0% | 0% | 100% | 100% | 0% | 1.288% | 100%
5688 | 0% | 1.478% | 94.13% | 0% | 0% | 100% | 100% | 0% | 1.478% | 100%
5689 | 0% | 0% | 94.13% | 0% | 0% | 100% | 100% | 0% | 0% | 100%
5690 | 0% | 0% | 94.13% | 0% | 0% | 100% | 100% | 0% | 0% | 100%
5691 | 0% | 0% | 94.13% | 0% | 0% | 100% | 100% | 0% | 0% | 100%
5692 | 0% | 0% | 94.13% | 0% | 0% | 100% | 100% | 0% | 0% | 100%
5693 | 0% | 0% | 94.13% | 0% | 0% | 100% | 100% | 0% | 0% | 100%
5694 | 0% | 0% | 94.13% | 0% | 0% | 100% | 100% | 0% | 0% | 100%
5695 | 0% | 0.4669% | 94.13% | 0% | 0% | 100% | 100% | 0% | 0.4669% | 100%
5696 | 0% | 1.898% | 94.13% | 0% | 0% | 100% | 100% | 0% | 1.898% | 100%
5697 | 0% | 2.339% | 94.13% | 0% | 0% | 100% | 100% | 0% | 2.339% | 100%
5698 | 7.828% | 6.881% | 94.13% | 0% | 0% | 100% | 100% | 7.828% | 6.881% | 100%
5699 | 10.03% | 6.782% | 94.13% | 0% | 0% | 100% | 100% | 10.03% | 6.782% | 100%
5700 | 11.83% | 6.504% | 94.13% | 0% | 0% | 100% | 100% | 11.83% | 6.504% | 100%
5701 | 21.62% | 7.193% | 94.13% | 0% | 0% | 100% | 100% | 21.62% | 7.193% | 100%
5702 | 16.42% | 5.116% | 94.13% | 0% | 0% | 100% | 100% | 16.42% | 5.116% | 100%
5703 | 11.81% | 5.267% | 94.13% | 0% | 0% | 100% | 100% | 11.81% | 5.267% | 100%
5704 | 4.248% | 4.074% | 94.13% | 0% | 0% | 100% | 100% | 4.248% | 4.074% | 100%
5705 | 0% | 5.369% | 94.13% | 0% | 0% | 100% | 100% | 0% | 5.369% | 100%
5706 | 0% | 4.817% | 94.13% | 0% | 100% | 100% | 100% | 0% | 4.817% | 100%
5707 | 0% | 3.794% | 94.13% | 0% | 100% | 100% | 100% | 0% | 3.794% | 100%
5708 | 0% | 2.916% | 94.13% | 0% | 100% | 100% | 100% | 0% | 2.916% | 100%
5709 | 0% | 3.148% | 94.13% | 0% | 100% | 100% | 100% | 0% | 3.148% | 100%
5710 | 0% | 2.802% | 94.13% | 0% | 0% | 100% | 100% | 0% | 2.802% | 100%
5711 | 0% | 1.819% | 94.13% | 0% | 0% | 100% | 100% | 0% | 1.819% | 100%
5712 | 0% | 1.996% | 94.13% | 0% | 0% | 100% | 100% | 0% | 1.996% | 100%
5713 | 0% | 0% | 94.13% | 0% | 0% | 100% | 100% | 0% | 0% | 100%
5714 | 0% | 0.1279% | 94.13% | 0% | 0% | 100% | 100% | 0% | 0.1279% | 100%
5715 | 0% | 0% | 94.13% | 0% | 0% | 100% | 100% | 0% | 0% | 100%
5716 | 0% | 0% | 94.13% | 0% | 0% | 100% | 100% | 0% | 0% | 100%
5717 | 0% | 0% | 94.13% | 0% | 0% | 100% | 100% | 0% | 0% | 100%
5718 | 0% | 0% | 94.13% | 0% | 0% | 100% | 100% | 0% | 0% | 100%
5719 | 0% | 0% | 94.13% | 0% | 0% | 100% | 100% | 0% | 0% | 100%
5720 | 0% | 0% | 94.13% | 0% | 0% | 100% | 100% | 0% | 0% | 100%
5721 | 0.415% | 0% | 94.13% | 0% | 0% | 100% | 100% | 0.415% | 0% | 100%
5722 | 12.44% | 2.45% | 94.13% | 0% | 0% | 100% | 100% | 12.44% | 2.45% | 100%
5723 | 16.3% | 3.739% | 94.13% | 0% | 0% | 100% | 100% | 16.3% | 3.739% | 100%
5724 | 21% | 4.474% | 94.13% | 0% | 0% | 100% | 100% | 21% | 4.474% | 100%
5725 | 19.8% | 6.152% | 94.13% | 0% | 0% | 100% | 100% | 19.8% | 6.152% | 100%
5726 | 15.33% | 6.014% | 94.13% | 0% | 0% | 100% | 100% | 15.33% | 6.014% | 100%
5727 | 7.526% | 5.636% | 94.13% | 0% | 0% | 100% | 100% | 7.526% | 5.636% | 100%
5728 | 0% | 4.916% | 94.13% | 0% | 0% | 100% | 100% | 0% | 4.916% | 100%
5729 | 0% | 5.325% | 94.13% | 0% | 0% | 100% | 100% | 0% | 5.325% | 100%
5730 | 0% | 4.523% | 94.13% | 0% | 100% | 100% | 100% | 0% | 4.523% | 100%
5731 | 0% | 2.575% | 94.13% | 0% | 100% | 100% | 100% | 0% | 2.575% | 100%
5732 | 0% | 1.457% | 94.13% | 0% | 100% | 100% | 100% | 0% | 1.457% | 100%
5733 | 0% | 2.544% | 94.13% | 0% | 100% | 100% | 100% | 0% | 2.544% | 100%
5734 | 0% | 3.252% | 94.13% | 0% | 0% | 100% | 100% | 0% | 3.252% | 100%
5735 | 0% | 3.128% | 94.13% | 0% | 0% | 100% | 100% | 0% | 3.128% | 100%
5736 | 0% | 1.387% | 94.13% | 0% | 0% | 100% | 100% | 0% | 1.387% | 100%
5737 | 0% | 1.289% | 94.13% | 0% | 0% | 100% | 100% | 0% | 1.289% | 100%
5738 | 0% | 0% | 94.13% | 0% | 0% | 100% | 100% | 0% | 0% | 100%
5739 | 0% | 0% | 94.13% | 0% | 0% | 100% | 100% | 0% | 0% | 100%
5740 | 0% | 0% | 94.13% | 0% | 0% | 100% | 100% | 0% | 0% | 100%
5741 | 0% | 0% | 94.13% | 0% | 0% | 100% | 100% | 0% | 0% | 100%
5742 | 0% | 0% | 94.13% | 0% | 0% | 100% | 100% | 0% | 0% | 100%
5743 | 0% | 0% | 94.13% | 0% | 0% | 100% | 100% | 0% | 0% | 100%
5744 | 0% | 0% | 94.13% | 0% | 0% | 100% | 100% | 0% | 0% | 100%
5745 | 2.036% | 0% | 94.13% | 0% | 0% | 100% | 100% | 2.036% | 0% | 100%
5746 | 12.26% | 0% | 94.13% | 0% | 0% | 100% | 100% | 12.26% | 0% | 100%
5747 | 14.37% | 1.665% | 94.13% | 0% | 0% | 100% | 100% | 14.37% | 1.665% | 100%
5748 | 18.12% | 4.418% | 94.13% | 0% | 0% | 100% | 100% | 18.12% | 4.418% | 100%
5749 | 20.24% | 7.33% | 94.13% | 0% | 0% | 100% | 100% | 20.24% | 7.33% | 100%
5750 | 18.61% | 8.746% | 94.13% | 0% | 0% | 100% | 100% | 18.61% | 8.746% | 100%
5751 | 9.364% | 8.387% | 94.13% | 0% | 0% | 100% | 100% | 9.364% | 8.387% | 100%
5752 | 0% | 7.052% | 94.13% | 0% | 0% | 100% | 100% | 0% | 7.052% | 100%
5753 | 0% | 8.278% | 94.13% | 0% | 0% | 100% | 100% | 0% | 8.278% | 100%
5754 | 0% | 5.968% | 94.13% | 0% | 100% | 100% | 100% | 0% | 5.968% | 100%
5755 | 0% | 2.649% | 94.13% | 0% | 100% | 100% | 100% | 0% | 2.649% | 100%
5756 | 0% | 0% | 94.13% | 0% | 100% | 100% | 100% | 0% | 0% | 100%
5757 | 0% | 1.83% | 94.13% | 0% | 100% | 100% | 100% | 0% | 1.83% | 100%
5758 | 0% | 0.9912% | 94.13% | 0% | 0% | 100% | 100% | 0% | 0.9912% | 100%
5759 | 0% | 1.469% | 94.13% | 0% | 0% | 100% | 100% | 0% | 1.469% | 100%
5760 | 0% | 0.3066% | 94.13% | 0% | 0% | 100% | 100% | 0% | 0.3066% | 100%
5761 | 0% | 0% | 94.13% | 0% | 0% | 100% | 100% | 0% | 0% | 100%
5762 | 0% | 0% | 94.13% | 0% | 0% | 100% | 100% | 0% | 0% | 100%
5763 | 0% | 0% | 94.13% | 0% | 0% | 100% | 100% | 0% | 0% | 100%
5764 | 0% | 0% | 94.13% | 0% | 0% | 100% | 100% | 0% | 0% | 100%
5765 | 0% | 0% | 94.13% | 0% | 0% | 100% | 100% | 0% | 0% | 100%
5766 | 0% | 0% | 94.13% | 0% | 0% | 100% | 100% | 0% | 0% | 100%
5767 | 0% | 0% | 94.13% | 0% | 0% | 100% | 100% | 0% | 0% | 100%
5768 | 0% | 0% | 94.13% | 0% | 0% | 100% | 100% | 0% | 0% | 100%
5769 | 8.253% | 0% | 94.13% | 0% | 0% | 100% | 100% | 8.253% | 0% | 100%
5770 | 18.84% | 0.05645% | 94.13% | 0% | 0% | 100% | 100% | 18.84% | 0.05645% | 100%
5771 | 26.76% | 2.47% | 94.13% | 0% | 0% | 100% | 100% | 26.76% | 2.47% | 100%
5772 | 30.1% | 6.122% | 94.13% | 0% | 0% | 100% | 100% | 30.1% | 6.122% | 100%
5773 | 31.41% | 9.647% | 94.13% | 0% | 0% | 100% | 100% | 31.41% | 9.647% | 100%
5774 | 31.15% | 12.2% | 94.13% | 0% | 0% | 100% | 100% | 31.15% | 12.2% | 100%
5775 | 19.7% | 11.36% | 94.13% | 0% | 0% | 100% | 100% | 19.7% | 11.36% | 100%
5776 | 5.455% | 8.936% | 94.13% | 0% | 0% | 100% | 100% | 5.455% | 8.936% | 100%
5777 | 2.533% | 9.803% | 94.13% | 0% | 0% | 100% | 100% | 2.533% | 9.803% | 100%
5778 | 0% | 5.48% | 94.13% | 0% | 100% | 100% | 100% | 0% | 5.48% | 100%
5779 | 0% | 3.004% | 94.13% | 0% | 100% | 100% | 100% | 0% | 3.004% | 100%
5780 | 0% | 0.8682% | 94.13% | 0% | 100% | 100% | 100% | 0% | 0.8682% | 100%
5781 | 0% | 3.484% | 94.13% | 0% | 100% | 100% | 100% | 0% | 3.484% | 100%
5782 | 0% | 2.381% | 94.13% | 0% | 0% | 100% | 100% | 0% | 2.381% | 100%
5783 | 0% | 3.728% | 94.13% | 0% | 0% | 100% | 100% | 0% | 3.728% | 100%
5784 | 0% | 2.016% | 94.13% | 0% | 0% | 100% | 100% | 0% | 2.016% | 100%
5785 | 0% | 0% | 94.13% | 0% | 0% | 100% | 100% | 0% | 0% | 100%
5786 | 0% | 0% | 94.13% | 0% | 0% | 100% | 100% | 0% | 0% | 100%
5787 | 0% | 0% | 94.13% | 0% | 0% | 100% | 100% | 0% | 0% | 100%
5788 | 0% | 0% | 94.13% | 0% | 0% | 100% | 100% | 0% | 0% | 100%
5789 | 0% | 0% | 94.13% | 0% | 0% | 100% | 100% | 0% | 0% | 100%
5790 | 0% | 0% | 94.13% | 0% | 0% | 100% | 100% | 0% | 0% | 100%
5791 | 0% | 0% | 94.13% | 0% | 0% | 100% | 100% | 0% | 0% | 100%
5792 | 0% | 0% | 94.13% | 0% | 0% | 100% | 100% | 0% | 0% | 100%
5793 | 9.206% | 0% | 94.13% | 0% | 0% | 100% | 100% | 9.206% | 0% | 100%
5794 | 18.02% | 0.9575% | 94.13% | 0% | 0% | 100% | 100% | 18.02% | 0.9575% | 100%
5795 | 30.38% | 4.712% | 94.13% | 0% | 0% | 100% | 100% | 30.38% | 4.712% | 100%
5796 | 34.21% | 8.661% | 94.13% | 0% | 0% | 100% | 100% | 34.21% | 8.661% | 100%
5797 | 35.74% | 11.32% | 94.13% | 0% | 0% | 100% | 100% | 35.74% | 11.32% | 100%
5798 | 35.37% | 12.04% | 94.13% | 0% | 0% | 100% | 100% | 35.37% | 12.04% | 100%
5799 | 25.88% | 10.9% | 94.13% | 0% | 0% | 100% | 100% | 25.88% | 10.9% | 100%
5800 | 12.18% | 9.634% | 94.13% | 0% | 0% | 100% | 100% | 12.18% | 9.634% | 100%
5801 | 1.214% | 10.22% | 94.13% | 0% | 0% | 100% | 100% | 1.214% | 10.22% | 100%
5802 | 0% | 4.647% | 94.13% | 0% | 100% | 100% | 100% | 0% | 4.647% | 100%
5803 | 0% | 1.196% | 94.13% | 0% | 100% | 100% | 100% | 0% | 1.196% | 100%
5804 | 0% | 0% | 94.13% | 0% | 100% | 100% | 100% | 0% | 0% | 100%
5805 | 0% | 0.1208% | 94.13% | 0% | 100% | 100% | 100% | 0% | 0.1208% | 100%
5806 | 0% | 0% | 94.13% | 0% | 0% | 100% | 100% | 0% | 0% | 100%
5807 | 0% | 0% | 94.13% | 0% | 0% | 100% | 100% | 0% | 0% | 100%
5808 | 0% | 0% | 94.13% | 0% | 0% | 100% | 100% | 0% | 0% | 100%
5809 | 0% | 0% | 94.13% | 0% | 0% | 100% | 100% | 0% | 0% | 100%
5810 | 0% | 0% | 94.13% | 0% | 0% | 100% | 100% | 0% | 0% | 100%
5811 | 0% | 0% | 94.13% | 0% | 0% | 100% | 100% | 0% | 0% | 100%
5812 | 0% | 0% | 94.13% | 0% | 0% | 100% | 100% | 0% | 0% | 100%
5813 | 0% | 0% | 94.13% | 0% | 0% | 100% | 100% | 0% | 0% | 100%
5814 | 0% | 0% | 94.13% | 0% | 0% | 100% | 100% | 0% | 0% | 100%
5815 | 0% | 0% | 94.13% | 0% | 0% | 100% | 100% | 0% | 0% | 100%
5816 | 0% | 0% | 94.13% | 0% | 0% | 100% | 100% | 0% | 0% | 100%
5817 | 9.689% | 0% | 94.13% | 0% | 0% | 100% | 100% | 9.689% | 0% | 100%
5818 | 17.83% | 0% | 94.13% | 0% | 0% | 100% | 100% | 17.83% | 0% | 100%
5819 | 31.39% | 2.732% | 94.13% | 0% | 0% | 100% | 100% | 31.39% | 2.732% | 100%
5820 | 36.25% | 5.308% | 94.13% | 0% | 0% | 100% | 100% | 36.25% | 5.308% | 100%
5821 | 30.17% | 7.764% | 94.13% | 0% | 0% | 100% | 100% | 30.17% | 7.764% | 100%
5822 | 31.93% | 6.778% | 94.13% | 0% | 0% | 100% | 100% | 31.93% | 6.778% | 100%
5823 | 25.8% | 5.018% | 94.13% | 0% | 0% | 100% | 100% | 25.8% | 5.018% | 100%
5824 | 23.84% | 3.6% | 94.13% | 0% | 0% | 100% | 100% | 23.84% | 3.6% | 100%
5825 | 6.18% | 3.756% | 94.13% | 0% | 0% | 100% | 100% | 6.18% | 3.756% | 100%
5826 | 0% | 0% | 94.13% | 0% | 100% | 100% | 100% | 0% | 0% | 100%
5827 | 0% | 0% | 94.13% | 0% | 100% | 100% | 100% | 0% | 0% | 100%
5828 | 0% | 0% | 94.13% | 0% | 100% | 100% | 100% | 0% | 0% | 100%
5829 | 0% | 0% | 94.13% | 0% | 100% | 100% | 100% | 0% | 0% | 100%
5830 | 0% | 0% | 94.13% | 0% | 0% | 100% | 100% | 0% | 0% | 100%
5831 | 0% | 0% | 94.13% | 0% | 0% | 100% | 100% | 0% | 0% | 100%
5832 | 0% | 0% | 94.13% | 0% | 0% | 100% | 100% | 0% | 0% | 100%
5833 | 0% | 0% | 94.13% | 0% | 0% | 100% | 100% | 0% | 0% | 100%
5834 | 0% | 0% | 94.13% | 0% | 0% | 100% | 100% | 0% | 0% | 100%
5835 | 0% | 0% | 94.13% | 0% | 0% | 100% | 100% | 0% | 0% | 100%
5836 | 0% | 0% | 94.13% | 0% | 0% | 100% | 100% | 0% | 0% | 100%
5837 | 0% | 0% | 94.13% | 0% | 0% | 100% | 100% | 0% | 0% | 100%
5838 | 0% | 0% | 94.13% | 0% | 0% | 100% | 100% | 0% | 0% | 100%
5839 | 0% | 0% | 94.13% | 0% | 0% | 100% | 100% | 0% | 0% | 100%
5840 | 0% | 0% | 94.13% | 0% | 0% | 100% | 100% | 0% | 0% | 100%
5841 | 7.56% | 0% | 94.13% | 0% | 0% | 100% | 100% | 7.56% | 0% | 100%
5842 | 18.26% | 0% | 94.13% | 0% | 0% | 100% | 100% | 18.26% | 0% | 100%
5843 | 25.02% | 0% | 94.13% | 0% | 0% | 100% | 100% | 25.02% | 0% | 100%
5844 | 29.25% | 0.4638% | 94.13% | 0% | 0% | 100% | 100% | 29.25% | 0.4638% | 100%
5845 | 23.44% | 3.331% | 94.13% | 0% | 0% | 100% | 100% | 23.44% | 3.331% | 100%
5846 | 24.47% | 3.228% | 94.13% | 0% | 0% | 100% | 100% | 24.47% | 3.228% | 100%
5847 | 17.72% | 1.763% | 94.13% | 0% | 0% | 100% | 100% | 17.72% | 1.763% | 100%
5848 | 15.98% | 0.142% | 94.13% | 0% | 0% | 100% | 100% | 15.98% | 0.142% | 100%
5849 | 2.176% | 0.3369% | 94.13% | 0% | 0% | 100% | 100% | 2.176% | 0.3369% | 100%
5850 | 0% | 0% | 94.13% | 0% | 100% | 100% | 100% | 0% | 0% | 100%
5851 | 0% | 0% | 94.13% | 0% | 100% | 100% | 100% | 0% | 0% | 100%
5852 | 0% | 0% | 94.13% | 0% | 100% | 100% | 100% | 0% | 0% | 100%
5853 | 0% | 0% | 94.13% | 0% | 100% | 100% | 100% | 0% | 0% | 100%
5854 | 0% | 0% | 94.13% | 0% | 0% | 100% | 100% | 0% | 0% | 100%
5855 | 0% | 0% | 94.13% | 0% | 0% | 100% | 100% | 0% | 0% | 100%
5856 | 0% | 0% | 94.13% | 0% | 0% | 100% | 100% | 0% | 0% | 100%
5857 | 0% | 0% | 94.13% | 0% | 0% | 100% | 100% | 0% | 0% | 100%
5858 | 0% | 0% | 94.13% | 0% | 0% | 100% | 100% | 0% | 0% | 100%
5859 | 0% | 0% | 94.13% | 0% | 0% | 100% | 100% | 0% | 0% | 100%
5860 | 0% | 0% | 94.13% | 0% | 0% | 100% | 100% | 0% | 0% | 100%
5861 | 0% | 0% | 94.13% | 0% | 0% | 100% | 100% | 0% | 0% | 100%
5862 | 0% | 0% | 94.13% | 0% | 0% | 100% | 100% | 0% | 0% | 100%
5863 | 0% | 0% | 94.13% | 0% | 0% | 100% | 100% | 0% | 0% | 100%
5864 | 0% | 0% | 94.13% | 0% | 0% | 100% | 100% | 0% | 0% | 100%
5865 | 3.856% | 0% | 94.13% | 0% | 0% | 100% | 100% | 3.856% | 0% | 100%
5866 | 10.98% | 0% | 94.13% | 0% | 0% | 100% | 100% | 10.98% | 0% | 100%
5867 | 17.37% | 0% | 94.13% | 0% | 0% | 100% | 100% | 17.37% | 0% | 100%
5868 | 16.84% | 0% | 94.13% | 0% | 0% | 100% | 100% | 16.84% | 0% | 100%
5869 | 15.6% | 0% | 94.13% | 0% | 0% | 100% | 100% | 15.6% | 0% | 100%
5870 | 18.67% | 0.3452% | 94.13% | 0% | 0% | 100% | 100% | 18.67% | 0.3452% | 100%
5871 | 13.9% | 0% | 94.13% | 0% | 0% | 100% | 100% | 13.9% | 0% | 100%
5872 | 15.93% | 0% | 94.13% | 0% | 0% | 100% | 100% | 15.93% | 0% | 100%
5873 | 0.226% | 0% | 94.13% | 0% | 0% | 100% | 100% | 0.226% | 0% | 100%
5874 | 0% | 0% | 94.13% | 0% | 100% | 100% | 100% | 0% | 0% | 100%
5875 | 0% | 0% | 94.13% | 0% | 100% | 100% | 100% | 0% | 0% | 100%
5876 | 0% | 0% | 94.13% | 0% | 100% | 100% | 100% | 0% | 0% | 100%
5877 | 0% | 0% | 94.13% | 0% | 100% | 100% | 100% | 0% | 0% | 100%
5878 | 0% | 0% | 94.13% | 0% | 0% | 100% | 100% | 0% | 0% | 100%
5879 | 0% | 0% | 94.13% | 0% | 0% | 100% | 100% | 0% | 0% | 100%
5880 | 0% | 0% | 94.13% | 0% | 0% | 100% | 100% | 0% | 0% | 100%
5881 | 0% | 0% | 94.13% | 0% | 0% | 100% | 100% | 0% | 0% | 100%
5882 | 0% | 0% | 94.13% | 0% | 0% | 100% | 100% | 0% | 0% | 100%
5883 | 0% | 0% | 94.13% | 0% | 0% | 100% | 100% | 0% | 0% | 100%
5884 | 0% | 0% | 94.13% | 0% | 0% | 100% | 100% | 0% | 0% | 100%
5885 | 0% | 0% | 94.13% | 0% | 0% | 100% | 100% | 0% | 0% | 100%
5886 | 0% | 0% | 94.13% | 0% | 0% | 100% | 100% | 0% | 0% | 100%
5887 | 0% | 0% | 94.13% | 0% | 0% | 100% | 100% | 0% | 0% | 100%
5888 | 0% | 0% | 94.13% | 0% | 0% | 100% | 100% | 0% | 0% | 100%
5889 | 7.79% | 0% | 94.13% | 0% | 0% | 100% | 100% | 7.79% | 0% | 100%
5890 | 14.66% | 0% | 94.13% | 0% | 0% | 100% | 100% | 14.66% | 0% | 100%
5891 | 20.86% | 0% | 94.13% | 0% | 0% | 100% | 100% | 20.86% | 0% | 100%
5892 | 17.3% | 0.09689% | 94.13% | 0% | 0% | 100% | 100% | 17.3% | 0.09689% | 100%
5893 | 19.58% | 0.3639% | 94.13% | 0% | 0% | 100% | 100% | 19.58% | 0.3639% | 100%
5894 | 18.38% | 1.863% | 94.13% | 0% | 0% | 100% | 100% | 18.38% | 1.863% | 100%
5895 | 10.59% | 3.123% | 94.13% | 0% | 0% | 100% | 100% | 10.59% | 3.123% | 100%
5896 | 8.399% | 1.46% | 94.13% | 0% | 0% | 100% | 100% | 8.399% | 1.46% | 100%
5897 | 0% | 1.537% | 94.13% | 0% | 0% | 100% | 100% | 0% | 1.537% | 100%
5898 | 0% | 0.3111% | 94.13% | 0% | 100% | 100% | 100% | 0% | 0.3111% | 100%
5899 | 0% | 0% | 94.13% | 0% | 100% | 100% | 100% | 0% | 0% | 100%
5900 | 0% | 0% | 94.13% | 0% | 100% | 100% | 100% | 0% | 0% | 100%
5901 | 0% | 0% | 94.13% | 0% | 100% | 100% | 100% | 0% | 0% | 100%
5902 | 0% | 0% | 94.13% | 0% | 0% | 100% | 100% | 0% | 0% | 100%
5903 | 0% | 0% | 94.13% | 0% | 0% | 100% | 100% | 0% | 0% | 100%
5904 | 0% | 0% | 94.13% | 0% | 0% | 100% | 100% | 0% | 0% | 100%
5905 | 0% | 0% | 94.13% | 0% | 0% | 100% | 100% | 0% | 0% | 100%
5906 | 0% | 0% | 94.13% | 0% | 0% | 100% | 100% | 0% | 0% | 100%
5907 | 0% | 0% | 94.13% | 0% | 0% | 100% | 100% | 0% | 0% | 100%
5908 | 0% | 0% | 94.13% | 0% | 0% | 100% | 100% | 0% | 0% | 100%
5909 | 0% | 0% | 94.13% | 0% | 0% | 100% | 100% | 0% | 0% | 100%
5910 | 0% | 0% | 94.13% | 0% | 0% | 100% | 100% | 0% | 0% | 100%
5911 | 0% | 0% | 94.13% | 0% | 0% | 100% | 100% | 0% | 0% | 100%
5912 | 0% | 0% | 94.13% | 0% | 0% | 100% | 100% | 0% | 0% | 100%
5913 | 6.9% | 0% | 94.13% | 0% | 0% | 100% | 100% | 6.9% | 0% | 100%
5914 | 14.59% | 0.256% | 94.13% | 0% | 0% | 100% | 100% | 14.59% | 0.256% | 100%
5915 | 23.55% | 3.356% | 94.13% | 0% | 0% | 100% | 100% | 23.55% | 3.356% | 100%
5916 | 13.97% | 4.89% | 94.13% | 0% | 0% | 100% | 100% | 13.97% | 4.89% | 100%
5917 | 22.63% | 3.231% | 94.13% | 0% | 0% | 100% | 100% | 22.63% | 3.231% | 100%
5918 | 17.68% | 4.641% | 94.13% | 0% | 0% | 100% | 100% | 17.68% | 4.641% | 100%
5919 | 13.58% | 5.13% | 94.13% | 0% | 0% | 100% | 100% | 13.58% | 5.13% | 100%
5920 | 9.422% | 4.899% | 94.13% | 0% | 0% | 100% | 100% | 9.422% | 4.899% | 100%
5921 | 0% | 4.285% | 94.13% | 0% | 0% | 100% | 100% | 0% | 4.285% | 100%
5922 | 0% | 2.083% | 94.13% | 0% | 100% | 100% | 100% | 0% | 2.083% | 100%
5923 | 0% | 0% | 94.13% | 0% | 100% | 100% | 100% | 0% | 0% | 100%
5924 | 0% | 0% | 94.13% | 0% | 100% | 100% | 100% | 0% | 0% | 100%
5925 | 0% | 0% | 94.13% | 0% | 100% | 100% | 100% | 0% | 0% | 100%
5926 | 0% | 0% | 94.13% | 0% | 0% | 100% | 100% | 0% | 0% | 100%
5927 | 0% | 0% | 94.13% | 0% | 0% | 100% | 100% | 0% | 0% | 100%
5928 | 0% | 0% | 94.13% | 0% | 0% | 100% | 100% | 0% | 0% | 100%
5929 | 0% | 0% | 94.13% | 0% | 0% | 100% | 100% | 0% | 0% | 100%
5930 | 0% | 0% | 94.13% | 0% | 0% | 100% | 100% | 0% | 0% | 100%
5931 | 0% | 0% | 94.13% | 0% | 0% | 100% | 100% | 0% | 0% | 100%
5932 | 0% | 0% | 94.13% | 0% | 0% | 100% | 100% | 0% | 0% | 100%
5933 | 0% | 0% | 94.13% | 0% | 0% | 100% | 100% | 0% | 0% | 100%
5934 | 0% | 0% | 94.13% | 0% | 0% | 100% | 100% | 0% | 0% | 100%
5935 | 0% | 0% | 94.13% | 0% | 0% | 100% | 100% | 0% | 0% | 100%
5936 | 0% | 0% | 94.13% | 0% | 0% | 100% | 100% | 0% | 0% | 100%
5937 | 10.96% | 0% | 94.13% | 0% | 0% | 100% | 100% | 10.96% | 0% | 100%
5938 | 23.73% | 0% | 94.13% | 0% | 0% | 100% | 100% | 23.73% | 0% | 100%
5939 | 36.23% | 1.336% | 94.13% | 0% | 0% | 100% | 100% | 36.23% | 1.336% | 100%
5940 | 27.66% | 4.863% | 94.13% | 0% | 0% | 100% | 100% | 27.66% | 4.863% | 100%
5941 | 36.75% | 5.134% | 94.13% | 0% | 0% | 100% | 100% | 36.75% | 5.134% | 100%
5942 | 23.32% | 5.801% | 94.13% | 0% | 0% | 100% | 100% | 23.32% | 5.801% | 100%
5943 | 19.55% | 6.637% | 94.13% | 0% | 0% | 100% | 100% | 19.55% | 6.637% | 100%
5944 | 9.687% | 7.168% | 94.13% | 0% | 0% | 100% | 100% | 9.687% | 7.168% | 100%
5945 | 0% | 6.193% | 94.13% | 0% | 0% | 100% | 100% | 0% | 6.193% | 100%
5946 | 0% | 4.36% | 94.13% | 0% | 100% | 100% | 100% | 0% | 4.36% | 100%
5947 | 0% | 0.6827% | 94.13% | 0% | 100% | 100% | 100% | 0% | 0.6827% | 100%
5948 | 0% | 0% | 94.13% | 0% | 100% | 100% | 100% | 0% | 0% | 100%
5949 | 0% | 0% | 94.13% | 0% | 100% | 100% | 100% | 0% | 0% | 100%
5950 | 0% | 0% | 94.13% | 0% | 0% | 100% | 100% | 0% | 0% | 100%
5951 | 0% | 0% | 94.13% | 0% | 0% | 100% | 100% | 0% | 0% | 100%
5952 | 0% | 0% | 94.13% | 0% | 0% | 100% | 100% | 0% | 0% | 100%
5953 | 0% | 0% | 94.13% | 0% | 0% | 100% | 100% | 0% | 0% | 100%
5954 | 0% | 0% | 94.13% | 0% | 0% | 100% | 100% | 0% | 0% | 100%
5955 | 0% | 0% | 94.13% | 0% | 0% | 100% | 100% | 0% | 0% | 100%
5956 | 0% | 0% | 94.13% | 0% | 0% | 100% | 100% | 0% | 0% | 100%
5957 | 0% | 0% | 94.13% | 0% | 0% | 100% | 100% | 0% | 0% | 100%
5958 | 0% | 0% | 94.13% | 0% | 0% | 100% | 100% | 0% | 0% | 100%
5959 | 0% | 0% | 94.13% | 0% | 0% | 100% | 100% | 0% | 0% | 100%
5960 | 0% | 0% | 94.13% | 0% | 0% | 100% | 100% | 0% | 0% | 100%
5961 | 5.016% | 0% | 94.13% | 0% | 0% | 100% | 100% | 5.016% | 0% | 100%
5962 | 22.87% | 0% | 94.13% | 0% | 0% | 100% | 100% | 22.87% | 0% | 100%
5963 | 32.11% | 0.5588% | 94.13% | 0% | 0% | 100% | 100% | 32.11% | 0.5588% | 100%
5964 | 27.47% | 2.732% | 94.13% | 0% | 0% | 100% | 100% | 27.47% | 2.732% | 100%
5965 | 30.75% | 4.81% | 94.13% | 0% | 0% | 100% | 100% | 30.75% | 4.81% | 100%
5966 | 27.51% | 6.312% | 94.13% | 0% | 0% | 100% | 100% | 27.51% | 6.312% | 100%
5967 | 24.65% | 6.058% | 94.13% | 0% | 0% | 100% | 100% | 24.65% | 6.058% | 100%
5968 | 16.79% | 6.198% | 94.13% | 0% | 0% | 100% | 100% | 16.79% | 6.198% | 100%
5969 | 3.434% | 5.376% | 94.13% | 0% | 0% | 100% | 100% | 3.434% | 5.376% | 100%
5970 | 0% | 3.462% | 94.13% | 0% | 100% | 100% | 100% | 0% | 3.462% | 100%
5971 | 0% | 1.436% | 94.13% | 0% | 100% | 100% | 100% | 0% | 1.436% | 100%
5972 | 0% | 0% | 94.13% | 0% | 100% | 100% | 100% | 0% | 0% | 100%
5973 | 0% | 0% | 94.13% | 0% | 100% | 100% | 100% | 0% | 0% | 100%
5974 | 0% | 0% | 94.13% | 0% | 0% | 100% | 100% | 0% | 0% | 100%
5975 | 0% | 0% | 94.13% | 0% | 0% | 100% | 100% | 0% | 0% | 100%
5976 | 0% | 0% | 94.13% | 0% | 0% | 100% | 100% | 0% | 0% | 100%
5977 | 0% | 0% | 94.13% | 0% | 0% | 100% | 100% | 0% | 0% | 100%
5978 | 0% | 0% | 94.13% | 0% | 0% | 100% | 100% | 0% | 0% | 100%
5979 | 0% | 0% | 94.13% | 0% | 0% | 100% | 100% | 0% | 0% | 100%
5980 | 0% | 0% | 94.13% | 0% | 0% | 100% | 100% | 0% | 0% | 100%
5981 | 0% | 0% | 94.13% | 0% | 0% | 100% | 100% | 0% | 0% | 100%
5982 | 0% | 0% | 94.13% | 0% | 0% | 100% | 100% | 0% | 0% | 100%
5983 | 0% | 0% | 94.13% | 0% | 0% | 100% | 100% | 0% | 0% | 100%
5984 | 0% | 0% | 94.13% | 0% | 0% | 100% | 100% | 0% | 0% | 100%
5985 | 6.912% | 0% | 94.13% | 0% | 0% | 100% | 100% | 6.912% | 0% | 100%
5986 | 24.54% | 0% | 94.13% | 0% | 0% | 100% | 100% | 24.54% | 0% | 100%
5987 | 28.39% | 0.07455% | 94.13% | 0% | 0% | 100% | 100% | 28.39% | 0.07455% | 100%
5988 | 33.81% | 1.832% | 94.13% | 0% | 0% | 100% | 100% | 33.81% | 1.832% | 100%
5989 | 27.4% | 4.358% | 94.13% | 0% | 0% | 100% | 100% | 27.4% | 4.358% | 100%
5990 | 21.08% | 5.278% | 94.13% | 0% | 0% | 100% | 100% | 21.08% | 5.278% | 100%
5991 | 21.19% | 4.892% | 94.13% | 0% | 0% | 100% | 100% | 21.19% | 4.892% | 100%
5992 | 15.35% | 5.229% | 94.13% | 0% | 0% | 100% | 100% | 15.35% | 5.229% | 100%
5993 | 2.015% | 4.504% | 94.13% | 0% | 0% | 100% | 100% | 2.015% | 4.504% | 100%
5994 | 0% | 3.291% | 94.13% | 0% | 100% | 100% | 100% | 0% | 3.291% | 100%
5995 | 0% | 1.152% | 94.13% | 0% | 100% | 100% | 100% | 0% | 1.152% | 100%
5996 | 0% | 0% | 94.13% | 0% | 100% | 100% | 100% | 0% | 0% | 100%
5997 | 0% | 0% | 94.13% | 0% | 100% | 100% | 100% | 0% | 0% | 100%
5998 | 0% | 0% | 94.13% | 0% | 0% | 100% | 100% | 0% | 0% | 100%
5999 | 0% | 0% | 94.13% | 0% | 0% | 100% | 100% | 0% | 0% | 100%
6000 | 0% | 0% | 94.13% | 0% | 0% | 100% | 100% | 0% | 0% | 100%
6001 | 0% | 0% | 94.13% | 0% | 0% | 100% | 100% | 0% | 0% | 100%
6002 | 0% | 0% | 94.13% | 0% | 0% | 100% | 100% | 0% | 0% | 100%
6003 | 0% | 0% | 94.13% | 0% | 0% | 100% | 100% | 0% | 0% | 100%
6004 | 0% | 0% | 94.13% | 0% | 0% | 100% | 100% | 0% | 0% | 100%
6005 | 0% | 0% | 94.13% | 0% | 0% | 100% | 100% | 0% | 0% | 100%
6006 | 0% | 0% | 94.13% | 0% | 0% | 100% | 100% | 0% | 0% | 100%
6007 | 0% | 0% | 94.13% | 0% | 0% | 100% | 100% | 0% | 0% | 100%
6008 | 0% | 0% | 94.13% | 0% | 0% | 100% | 100% | 0% | 0% | 100%
6009 | 3.355% | 0% | 94.13% | 0% | 0% | 100% | 100% | 3.355% | 0% | 100%
6010 | 19.41% | 0.1427% | 94.13% | 0% | 0% | 100% | 100% | 19.41% | 0.1427% | 100%
6011 | 20.09% | 1.468% | 94.13% | 0% | 0% | 100% | 100% | 20.09% | 1.468% | 100%
6012 | 27.73% | 2.336% | 94.13% | 0% | 0% | 100% | 100% | 27.73% | 2.336% | 100%
6013 | 22.68% | 4.611% | 94.13% | 0% | 0% | 100% | 100% | 22.68% | 4.611% | 100%
6014 | 19.25% | 5.356% | 94.13% | 0% | 0% | 100% | 100% | 19.25% | 5.356% | 100%
6015 | 18.28% | 5.258% | 94.13% | 0% | 0% | 100% | 100% | 18.28% | 5.258% | 100%
6016 | 11.3% | 4.786% | 94.13% | 0% | 0% | 100% | 100% | 11.3% | 4.786% | 100%
6017 | 1.137% | 4.178% | 94.13% | 0% | 0% | 100% | 100% | 1.137% | 4.178% | 100%
6018 | 0% | 3.603% | 94.13% | 0% | 100% | 100% | 100% | 0% | 3.603% | 100%
6019 | 0% | 1.456% | 94.13% | 0% | 100% | 100% | 100% | 0% | 1.456% | 100%
6020 | 0% | 0% | 94.13% | 0% | 100% | 100% | 100% | 0% | 0% | 100%
6021 | 0% | 0% | 94.13% | 0% | 100% | 100% | 100% | 0% | 0% | 100%
6022 | 0% | 0% | 94.13% | 0% | 0% | 100% | 100% | 0% | 0% | 100%
6023 | 0% | 0% | 94.13% | 0% | 0% | 100% | 100% | 0% | 0% | 100%
6024 | 0% | 0% | 94.13% | 0% | 0% | 100% | 100% | 0% | 0% | 100%
6025 | 0% | 0% | 94.13% | 0% | 0% | 100% | 100% | 0% | 0% | 100%
6026 | 0% | 0% | 94.13% | 0% | 0% | 100% | 100% | 0% | 0% | 100%
6027 | 0% | 0% | 94.13% | 0% | 0% | 100% | 100% | 0% | 0% | 100%
6028 | 0% | 0% | 94.13% | 0% | 0% | 100% | 100% | 0% | 0% | 100%
6029 | 0% | 0% | 94.13% | 0% | 0% | 100% | 100% | 0% | 0% | 100%
6030 | 0% | 0% | 94.13% | 0% | 0% | 100% | 100% | 0% | 0% | 100%
6031 | 0% | 0% | 94.13% | 0% | 0% | 100% | 100% | 0% | 0% | 100%
6032 | 0% | 0% | 94.13% | 0% | 0% | 100% | 100% | 0% | 0% | 100%
6033 | 9.702% | 0% | 94.13% | 0% | 0% | 100% | 100% | 9.702% | 0% | 100%
6034 | 23.69% | 0% | 94.13% | 0% | 0% | 100% | 100% | 23.69% | 0% | 100%
6035 | 26.02% | 0.6915% | 94.13% | 0% | 0% | 100% | 100% | 26.02% | 0.6915% | 100%
6036 | 31.39% | 2.662% | 94.13% | 0% | 0% | 100% | 100% | 31.39% | 2.662% | 100%
6037 | 22.81% | 4.261% | 94.13% | 0% | 0% | 100% | 100% | 22.81% | 4.261% | 100%
6038 | 21.73% | 2.878% | 94.13% | 0% | 0% | 100% | 100% | 21.73% | 2.878% | 100%
6039 | 19.84% | 2.614% | 94.13% | 0% | 0% | 100% | 100% | 19.84% | 2.614% | 100%
6040 | 11.03% | 1.337% | 94.13% | 0% | 0% | 100% | 100% | 11.03% | 1.337% | 100%
6041 | 0% | 3.196% | 94.13% | 0% | 0% | 100% | 100% | 0% | 3.196% | 100%
6042 | 0% | 2.533% | 94.13% | 0% | 100% | 100% | 100% | 0% | 2.533% | 100%
6043 | 0% | 1.465% | 94.13% | 0% | 100% | 100% | 100% | 0% | 1.465% | 100%
6044 | 0% | 0% | 94.13% | 0% | 100% | 100% | 100% | 0% | 0% | 100%
6045 | 0% | 0% | 94.13% | 0% | 100% | 100% | 100% | 0% | 0% | 100%
6046 | 0% | 0% | 94.13% | 0% | 0% | 100% | 100% | 0% | 0% | 100%
6047 | 0% | 0% | 94.13% | 0% | 0% | 100% | 100% | 0% | 0% | 100%
6048 | 0% | 0% | 94.13% | 0% | 0% | 100% | 100% | 0% | 0% | 100%
6049 | 0% | 0% | 94.13% | 0% | 0% | 100% | 100% | 0% | 0% | 100%
6050 | 0% | 0% | 94.13% | 0% | 0% | 100% | 100% | 0% | 0% | 100%
6051 | 0% | 0% | 94.13% | 0% | 0% | 100% | 100% | 0% | 0% | 100%
6052 | 0% | 0% | 94.13% | 0% | 0% | 100% | 100% | 0% | 0% | 100%
6053 | 0% | 0% | 94.13% | 0% | 0% | 100% | 100% | 0% | 0% | 100%
6054 | 0% | 0% | 94.13% | 0% | 0% | 100% | 100% | 0% | 0% | 100%
6055 | 0% | 0% | 94.13% | 0% | 0% | 100% | 100% | 0% | 0% | 100%
6056 | 0% | 0% | 94.13% | 0% | 0% | 100% | 100% | 0% | 0% | 100%
6057 | 8.291% | 0% | 94.13% | 0% | 0% | 100% | 100% | 8.291% | 0% | 100%
6058 | 22.73% | 0% | 94.13% | 0% | 0% | 100% | 100% | 22.73% | 0% | 100%
6059 | 24.63% | 2.495% | 94.13% | 0% | 0% | 100% | 100% | 24.63% | 2.495% | 100%
6060 | 29.47% | 5.39% | 94.13% | 0% | 0% | 100% | 100% | 29.47% | 5.39% | 100%
6061 | 18.28% | 6.2% | 94.13% | 0% | 0% | 100% | 100% | 18.28% | 6.2% | 100%
6062 | 15.72% | 5.604% | 94.13% | 0% | 0% | 100% | 100% | 15.72% | 5.604% | 100%
6063 | 12.24% | 4.774% | 94.13% | 0% | 0% | 100% | 100% | 12.24% | 4.774% | 100%
6064 | 3.453% | 3.035% | 94.13% | 0% | 0% | 100% | 100% | 3.453% | 3.035% | 100%
6065 | 0% | 3.779% | 94.13% | 0% | 0% | 100% | 100% | 0% | 3.779% | 100%
6066 | 0% | 3.15% | 94.13% | 0% | 100% | 100% | 100% | 0% | 3.15% | 100%
6067 | 0% | 2.582% | 94.13% | 0% | 100% | 100% | 100% | 0% | 2.582% | 100%
6068 | 0% | 0.5754% | 94.13% | 0% | 100% | 100% | 100% | 0% | 0.5754% | 100%
6069 | 0% | 0% | 94.13% | 0% | 100% | 100% | 100% | 0% | 0% | 100%
6070 | 0% | 0% | 94.13% | 0% | 0% | 100% | 100% | 0% | 0% | 100%
6071 | 0% | 0% | 94.13% | 0% | 0% | 100% | 100% | 0% | 0% | 100%
6072 | 0% | 0% | 94.13% | 0% | 0% | 100% | 100% | 0% | 0% | 100%
6073 | 0% | 0% | 94.13% | 0% | 0% | 100% | 100% | 0% | 0% | 100%
6074 | 0% | 0% | 94.13% | 0% | 0% | 100% | 100% | 0% | 0% | 100%
6075 | 0% | 0% | 94.13% | 0% | 0% | 100% | 100% | 0% | 0% | 100%
6076 | 0% | 0% | 94.13% | 0% | 0% | 100% | 100% | 0% | 0% | 100%
6077 | 0% | 0% | 94.13% | 0% | 0% | 100% | 100% | 0% | 0% | 100%
6078 | 0% | 0% | 94.13% | 0% | 0% | 100% | 100% | 0% | 0% | 100%
6079 | 0% | 0% | 94.13% | 0% | 0% | 100% | 100% | 0% | 0% | 100%
6080 | 0% | 0% | 94.13% | 0% | 0% | 100% | 100% | 0% | 0% | 100%
6081 | 7.359% | 0% | 94.13% | 0% | 0% | 100% | 100% | 7.359% | 0% | 100%
6082 | 25.77% | 0% | 94.13% | 0% | 0% | 100% | 100% | 25.77% | 0% | 100%
6083 | 25.22% | 0% | 94.13% | 0% | 0% | 100% | 100% | 25.22% | 0% | 100%
6084 | 22.14% | 0.05593% | 94.13% | 0% | 0% | 100% | 100% | 22.14% | 0.05593% | 100%
6085 | 13.25% | 0% | 94.13% | 0% | 0% | 100% | 100% | 13.25% | 0% | 100%
6086 | 8.975% | 0% | 94.13% | 0% | 0% | 100% | 100% | 8.975% | 0% | 100%
6087 | 8.655% | 0% | 94.13% | 0% | 0% | 100% | 100% | 8.655% | 0% | 100%
6088 | 0.9398% | 0% | 94.13% | 0% | 0% | 100% | 100% | 0.9398% | 0% | 100%
6089 | 0% | 0% | 94.13% | 0% | 0% | 100% | 100% | 0% | 0% | 100%
6090 | 0% | 0% | 94.13% | 0% | 100% | 100% | 100% | 0% | 0% | 100%
6091 | 0% | 0% | 94.13% | 0% | 100% | 100% | 100% | 0% | 0% | 100%
6092 | 0% | 0% | 94.13% | 0% | 100% | 100% | 100% | 0% | 0% | 100%
6093 | 0% | 0% | 94.13% | 0% | 100% | 100% | 100% | 0% | 0% | 100%
6094 | 0% | 0% | 94.13% | 0% | 0% | 100% | 100% | 0% | 0% | 100%
6095 | 0% | 0% | 94.13% | 0% | 0% | 100% | 100% | 0% | 0% | 100%
6096 | 0% | 0% | 94.13% | 0% | 0% | 100% | 100% | 0% | 0% | 100%
6097 | 0% | 0% | 94.13% | 0% | 0% | 100% | 100% | 0% | 0% | 100%
6098 | 0% | 0% | 94.13% | 0% | 0% | 100% | 100% | 0% | 0% | 100%
6099 | 0% | 0% | 94.13% | 0% | 0% | 100% | 100% | 0% | 0% | 100%
6100 | 0% | 0% | 94.13% | 0% | 0% | 100% | 100% | 0% | 0% | 100%
6101 | 0% | 0% | 94.13% | 0% | 0% | 100% | 100% | 0% | 0% | 100%
6102 | 0% | 0% | 94.13% | 0% | 0% | 100% | 100% | 0% | 0% | 100%
6103 | 0% | 0% | 94.13% | 0% | 0% | 100% | 100% | 0% | 0% | 100%
6104 | 0% | 0% | 94.13% | 0% | 0% | 100% | 100% | 0% | 0% | 100%
6105 | 0% | 0% | 94.13% | 0% | 0% | 100% | 100% | 0% | 0% | 100%
6106 | 9.16% | 0% | 94.13% | 0% | 0% | 100% | 100% | 9.16% | 0% | 100%
6107 | 16.92% | 0% | 94.13% | 0% | 0% | 100% | 100% | 16.92% | 0% | 100%
6108 | 15.57% | 0% | 94.13% | 0% | 0% | 100% | 100% | 15.57% | 0% | 100%
6109 | 12.45% | 0% | 94.13% | 0% | 0% | 100% | 100% | 12.45% | 0% | 100%
6110 | 6.426% | 0% | 94.13% | 0% | 0% | 100% | 100% | 6.426% | 0% | 100%
6111 | 4.299% | 0% | 94.13% | 0% | 0% | 100% | 100% | 4.299% | 0% | 100%
6112 | 0% | 0% | 94.13% | 0% | 0% | 100% | 100% | 0% | 0% | 100%
6113 | 0% | 0% | 94.13% | 0% | 0% | 100% | 100% | 0% | 0% | 100%
6114 | 0% | 0% | 94.13% | 0% | 100% | 100% | 100% | 0% | 0% | 100%
6115 | 0% | 0% | 94.13% | 0% | 100% | 100% | 100% | 0% | 0% | 100%
6116 | 0% | 0% | 94.13% | 0% | 100% | 100% | 100% | 0% | 0% | 100%
6117 | 0% | 0% | 94.13% | 0% | 100% | 100% | 100% | 0% | 0% | 100%
6118 | 0% | 0% | 94.13% | 0% | 0% | 100% | 100% | 0% | 0% | 100%
6119 | 0% | 0% | 94.13% | 0% | 0% | 100% | 100% | 0% | 0% | 100%
6120 | 0% | 0% | 94.13% | 0% | 0% | 100% | 100% | 0% | 0% | 100%
6121 | 0% | 0% | 94.13% | 0% | 0% | 100% | 100% | 0% | 0% | 100%
6122 | 0% | 0% | 94.13% | 0% | 0% | 100% | 100% | 0% | 0% | 100%
6123 | 0% | 0% | 94.13% | 0% | 0% | 100% | 100% | 0% | 0% | 100%
6124 | 0% | 0% | 94.13% | 0% | 0% | 100% | 100% | 0% | 0% | 100%
6125 | 0% | 0% | 94.13% | 0% | 0% | 100% | 100% | 0% | 0% | 100%
6126 | 0% | 0% | 94.13% | 0% | 0% | 100% | 100% | 0% | 0% | 100%
6127 | 0% | 0% | 94.13% | 0% | 0% | 100% | 100% | 0% | 0% | 100%
6128 | 0% | 0% | 94.13% | 0% | 0% | 100% | 100% | 0% | 0% | 100%
6129 | 0% | 0% | 94.13% | 0% | 0% | 100% | 100% | 0% | 0% | 100%
6130 | 6.798% | 0% | 94.13% | 0% | 0% | 100% | 100% | 6.798% | 0% | 100%
6131 | 15.8% | 0% | 94.13% | 0% | 0% | 100% | 100% | 15.8% | 0% | 100%
6132 | 14.97% | 0% | 94.13% | 0% | 0% | 100% | 100% | 14.97% | 0% | 100%
6133 | 8.754% | 0% | 94.13% | 0% | 0% | 100% | 100% | 8.754% | 0% | 100%
6134 | 6.03% | 0% | 94.13% | 0% | 0% | 100% | 100% | 6.03% | 0% | 100%
6135 | 3.497% | 0% | 94.13% | 0% | 0% | 100% | 100% | 3.497% | 0% | 100%
6136 | 0% | 0% | 94.13% | 0% | 0% | 100% | 100% | 0% | 0% | 100%
6137 | 0% | 0% | 94.13% | 0% | 0% | 100% | 100% | 0% | 0% | 100%
6138 | 0% | 0% | 94.13% | 0% | 100% | 100% | 100% | 0% | 0% | 100%
6139 | 0% | 0% | 94.13% | 0% | 100% | 100% | 100% | 0% | 0% | 100%
6140 | 0% | 0% | 94.13% | 0% | 100% | 100% | 100% | 0% | 0% | 100%
6141 | 0% | 0% | 94.13% | 0% | 100% | 100% | 100% | 0% | 0% | 100%
6142 | 0% | 0% | 94.13% | 0% | 0% | 100% | 100% | 0% | 0% | 100%
6143 | 0% | 0% | 94.13% | 0% | 0% | 100% | 100% | 0% | 0% | 100%
6144 | 0% | 0% | 94.13% | 0% | 0% | 100% | 100% | 0% | 0% | 100%
6145 | 0% | 0% | 94.13% | 0% | 0% | 100% | 100% | 0% | 0% | 100%
6146 | 0% | 0% | 94.13% | 0% | 0% | 100% | 100% | 0% | 0% | 100%
6147 | 0% | 0% | 94.13% | 0% | 0% | 100% | 100% | 0% | 0% | 100%
6148 | 0% | 0% | 94.13% | 0% | 0% | 100% | 100% | 0% | 0% | 100%
6149 | 0% | 0% | 94.13% | 0% | 0% | 100% | 100% | 0% | 0% | 100%
6150 | 0% | 0% | 94.13% | 0% | 0% | 100% | 100% | 0% | 0% | 100%
6151 | 0% | 0% | 94.13% | 0% | 0% | 100% | 100% | 0% | 0% | 100%
6152 | 0% | 0% | 94.13% | 0% | 0% | 100% | 100% | 0% | 0% | 100%
6153 | 0% | 0% | 94.13% | 0% | 0% | 100% | 100% | 0% | 0% | 100%
6154 | 1.715% | 0.4985% | 94.13% | 0% | 0% | 100% | 100% | 1.715% | 0.4985% | 100%
6155 | 19.93% | 3.834% | 94.13% | 0% | 0% | 100% | 100% | 19.93% | 3.834% | 100%
6156 | 22.56% | 7.12% | 94.13% | 0% | 0% | 100% | 100% | 22.56% | 7.12% | 100%
6157 | 16.47% | 6.207% | 94.13% | 0% | 0% | 100% | 100% | 16.47% | 6.207% | 100%
6158 | 16.78% | 4.286% | 94.13% | 0% | 0% | 100% | 100% | 16.78% | 4.286% | 100%
6159 | 10.02% | 4.323% | 94.13% | 0% | 0% | 100% | 100% | 10.02% | 4.323% | 100%
6160 | 1.094% | 4.805% | 94.13% | 0% | 0% | 100% | 100% | 1.094% | 4.805% | 100%
6161 | 0% | 2.793% | 94.13% | 0% | 0% | 100% | 100% | 0% | 2.793% | 100%
6162 | 0% | 0.9219% | 94.13% | 0% | 100% | 100% | 100% | 0% | 0.9219% | 100%
6163 | 0% | 0.52% | 94.13% | 0% | 100% | 100% | 100% | 0% | 0.52% | 100%
6164 | 0% | 1.646% | 94.13% | 0% | 100% | 100% | 100% | 0% | 1.646% | 100%
6165 | 0% | 0% | 94.13% | 0% | 100% | 100% | 100% | 0% | 0% | 100%
6166 | 0% | 0% | 94.13% | 0% | 0% | 100% | 100% | 0% | 0% | 100%
6167 | 0% | 0.7378% | 94.13% | 0% | 0% | 100% | 100% | 0% | 0.7378% | 100%
6168 | 0% | 3.547% | 94.13% | 0% | 0% | 100% | 100% | 0% | 3.547% | 100%
6169 | 0% | 0% | 94.13% | 0% | 0% | 100% | 100% | 0% | 0% | 100%
6170 | 0% | 0.5845% | 94.13% | 0% | 0% | 100% | 100% | 0% | 0.5845% | 100%
6171 | 0% | 1.644% | 94.13% | 0% | 0% | 100% | 100% | 0% | 1.644% | 100%
6172 | 0% | 2.112% | 94.13% | 0% | 0% | 100% | 100% | 0% | 2.112% | 100%
6173 | 0% | 3.973% | 94.13% | 0% | 0% | 100% | 100% | 0% | 3.973% | 100%
6174 | 0% | 4.314% | 94.13% | 0% | 0% | 100% | 100% | 0% | 4.314% | 100%
6175 | 0% | 4.146% | 94.13% | 0% | 0% | 100% | 100% | 0% | 4.146% | 100%
6176 | 0% | 1.478% | 94.13% | 0% | 0% | 100% | 100% | 0% | 1.478% | 100%
6177 | 1.252% | 0.9554% | 94.13% | 0% | 0% | 100% | 100% | 1.252% | 0.9554% | 100%
6178 | 11.9% | 5.218% | 94.13% | 0% | 0% | 100% | 100% | 11.9% | 5.218% | 100%
6179 | 26.29% | 7.623% | 94.13% | 0% | 0% | 100% | 100% | 26.29% | 7.623% | 100%
6180 | 31.09% | 8.772% | 94.13% | 0% | 0% | 100% | 100% | 31.09% | 8.772% | 100%
6181 | 22.5% | 6.666% | 94.13% | 0% | 0% | 100% | 100% | 22.5% | 6.666% | 100%
6182 | 20.29% | 5.834% | 94.13% | 0% | 0% | 100% | 100% | 20.29% | 5.834% | 100%
6183 | 15.54% | 6.466% | 94.13% | 0% | 0% | 100% | 100% | 15.54% | 6.466% | 100%
6184 | 7.612% | 6.015% | 94.13% | 0% | 0% | 100% | 100% | 7.612% | 6.015% | 100%
6185 | 0% | 5.296% | 94.13% | 0% | 0% | 100% | 100% | 0% | 5.296% | 100%
6186 | 0% | 4.057% | 94.13% | 0% | 100% | 100% | 100% | 0% | 4.057% | 100%
6187 | 0% | 4.514% | 94.13% | 0% | 100% | 100% | 100% | 0% | 4.514% | 100%
6188 | 0% | 3.881% | 94.13% | 0% | 100% | 100% | 100% | 0% | 3.881% | 100%
6189 | 0% | 1.033% | 94.13% | 0% | 100% | 100% | 100% | 0% | 1.033% | 100%
6190 | 0% | 2.049% | 94.13% | 0% | 0% | 100% | 100% | 0% | 2.049% | 100%
6191 | 0% | 2.708% | 94.13% | 0% | 0% | 100% | 100% | 0% | 2.708% | 100%
6192 | 0% | 5.286% | 94.13% | 0% | 0% | 100% | 100% | 0% | 5.286% | 100%
6193 | 0% | 2.914% | 94.13% | 0% | 0% | 100% | 100% | 0% | 2.914% | 100%
6194 | 0% | 0.09759% | 94.13% | 0% | 0% | 100% | 100% | 0% | 0.09759% | 100%
6195 | 0% | 0.827% | 94.13% | 0% | 0% | 100% | 100% | 0% | 0.827% | 100%
6196 | 0% | 2.621% | 94.13% | 0% | 0% | 100% | 100% | 0% | 2.621% | 100%
6197 | 0% | 4.708% | 94.13% | 0% | 0% | 100% | 100% | 0% | 4.708% | 100%
6198 | 0% | 5.213% | 94.13% | 0% | 0% | 100% | 100% | 0% | 5.213% | 100%
6199 | 0% | 5.367% | 94.13% | 0% | 0% | 100% | 100% | 0% | 5.367% | 100%
6200 | 0% | 3.221% | 94.13% | 0% | 0% | 100% | 100% | 0% | 3.221% | 100%
6201 | 4.255% | 3.203% | 94.13% | 0% | 0% | 100% | 100% | 4.255% | 3.203% | 100%
6202 | 12.96% | 7.407% | 94.13% | 0% | 0% | 100% | 100% | 12.96% | 7.407% | 100%
6203 | 30.59% | 9.918% | 94.13% | 0% | 0% | 100% | 100% | 30.59% | 9.918% | 100%
6204 | 33.05% | 10.6% | 94.13% | 0% | 0% | 100% | 100% | 33.05% | 10.6% | 100%
6205 | 29.64% | 9.563% | 94.13% | 0% | 0% | 100% | 100% | 29.64% | 9.563% | 100%
6206 | 23.99% | 9.447% | 94.13% | 0% | 0% | 100% | 100% | 23.99% | 9.447% | 100%
6207 | 24.07% | 12.14% | 94.13% | 0% | 0% | 100% | 100% | 24.07% | 12.14% | 100%
6208 | 10.41% | 11.05% | 94.13% | 0% | 0% | 100% | 100% | 10.41% | 11.05% | 100%
6209 | 2.024% | 10.16% | 94.13% | 0% | 0% | 100% | 100% | 2.024% | 10.16% | 100%
6210 | 0% | 9.38% | 94.13% | 0% | 100% | 100% | 100% | 0% | 9.38% | 100%
6211 | 0% | 7.882% | 94.13% | 0% | 100% | 100% | 100% | 0% | 7.882% | 100%
6212 | 0% | 6.956% | 94.13% | 0% | 100% | 100% | 100% | 0% | 6.956% | 100%
6213 | 0% | 4.66% | 94.13% | 0% | 100% | 100% | 100% | 0% | 4.66% | 100%
6214 | 0% | 4.719% | 94.13% | 0% | 0% | 100% | 100% | 0% | 4.719% | 100%
6215 | 0% | 6.789% | 94.13% | 0% | 0% | 100% | 100% | 0% | 6.789% | 100%
6216 | 0% | 8.415% | 94.13% | 0% | 0% | 100% | 100% | 0% | 8.415% | 100%
6217 | 0% | 3.417% | 94.13% | 0% | 0% | 100% | 100% | 0% | 3.417% | 100%
6218 | 0% | 3.878% | 94.13% | 0% | 0% | 100% | 100% | 0% | 3.878% | 100%
6219 | 0% | 2.867% | 94.13% | 0% | 0% | 100% | 100% | 0% | 2.867% | 100%
6220 | 0% | 3.103% | 94.13% | 0% | 0% | 100% | 100% | 0% | 3.103% | 100%
6221 | 0% | 4.701% | 94.13% | 0% | 0% | 100% | 100% | 0% | 4.701% | 100%
6222 | 0% | 3.81% | 94.13% | 0% | 0% | 100% | 100% | 0% | 3.81% | 100%
6223 | 0% | 5.184% | 94.13% | 0% | 0% | 100% | 100% | 0% | 5.184% | 100%
6224 | 0% | 4.263% | 94.13% | 0% | 0% | 100% | 100% | 0% | 4.263% | 100%
6225 | 12.06% | 5.78% | 94.13% | 0% | 0% | 100% | 100% | 12.06% | 5.78% | 100%
6226 | 20.68% | 7.558% | 94.13% | 0% | 0% | 100% | 100% | 20.68% | 7.558% | 100%
6227 | 32.66% | 6.299% | 94.13% | 0% | 0% | 100% | 100% | 32.66% | 6.299% | 100%
6228 | 36.83% | 10.61% | 94.13% | 0% | 0% | 100% | 100% | 36.83% | 10.61% | 100%
6229 | 27.64% | 11.09% | 94.13% | 0% | 0% | 100% | 100% | 27.64% | 11.09% | 100%
6230 | 22.27% | 11.63% | 94.13% | 0% | 0% | 100% | 100% | 22.27% | 11.63% | 100%
6231 | 16.39% | 12.82% | 94.13% | 0% | 0% | 100% | 100% | 16.39% | 12.82% | 100%
6232 | 8.158% | 10.52% | 94.13% | 0% | 0% | 100% | 100% | 8.158% | 10.52% | 100%
6233 | 0.916% | 10.28% | 94.13% | 0% | 0% | 100% | 100% | 0.916% | 10.28% | 100%
6234 | 0% | 8.842% | 94.13% | 0% | 100% | 100% | 100% | 0% | 8.842% | 100%
6235 | 0% | 5.126% | 94.13% | 0% | 100% | 100% | 100% | 0% | 5.126% | 100%
6236 | 0% | 4.476% | 94.13% | 0% | 100% | 100% | 100% | 0% | 4.476% | 100%
6237 | 0% | 3.937% | 94.13% | 0% | 100% | 100% | 100% | 0% | 3.937% | 100%
6238 | 0% | 5.526% | 94.13% | 0% | 0% | 100% | 100% | 0% | 5.526% | 100%
6239 | 0% | 5.142% | 94.13% | 0% | 0% | 100% | 100% | 0% | 5.142% | 100%
6240 | 0% | 4.503% | 94.13% | 0% | 0% | 100% | 100% | 0% | 4.503% | 100%
6241 | 0% | 5.872% | 94.13% | 0% | 0% | 100% | 100% | 0% | 5.872% | 100%
6242 | 0% | 0% | 94.13% | 0% | 0% | 100% | 100% | 0% | 0% | 100%
6243 | 0% | 0% | 94.13% | 0% | 0% | 100% | 100% | 0% | 0% | 100%
6244 | 0% | 0% | 94.13% | 0% | 0% | 100% | 100% | 0% | 0% | 100%
6245 | 0% | 0% | 94.13% | 0% | 0% | 100% | 100% | 0% | 0% | 100%
6246 | 0% | 0% | 94.13% | 0% | 0% | 100% | 100% | 0% | 0% | 100%
6247 | 0% | 0% | 94.13% | 0% | 0% | 100% | 100% | 0% | 0% | 100%
6248 | 0% | 2.618% | 94.13% | 0% | 0% | 100% | 100% | 0% | 2.618% | 100%
6249 | 4.347% | 3.767% | 94.13% | 0% | 0% | 100% | 100% | 4.347% | 3.767% | 100%
6250 | 18.42% | 5.222% | 94.13% | 0% | 0% | 100% | 100% | 18.42% | 5.222% | 100%
6251 | 31.69% | 5.003% | 94.13% | 0% | 0% | 100% | 100% | 31.69% | 5.003% | 100%
6252 | 35.63% | 9.383% | 94.13% | 0% | 0% | 100% | 100% | 35.63% | 9.383% | 100%
6253 | 26.65% | 10.45% | 94.13% | 0% | 0% | 100% | 100% | 26.65% | 10.45% | 100%
6254 | 20.21% | 10.86% | 94.13% | 0% | 0% | 100% | 100% | 20.21% | 10.86% | 100%
6255 | 15.55% | 10.63% | 94.13% | 0% | 0% | 100% | 100% | 15.55% | 10.63% | 100%
6256 | 10.35% | 8.839% | 94.13% | 0% | 0% | 100% | 100% | 10.35% | 8.839% | 100%
6257 | 0.3016% | 9.209% | 94.13% | 0% | 0% | 100% | 100% | 0.3016% | 9.209% | 100%
6258 | 0% | 7.192% | 94.13% | 0% | 100% | 100% | 100% | 0% | 7.192% | 100%
6259 | 0% | 2.546% | 94.13% | 0% | 100% | 100% | 100% | 0% | 2.546% | 100%
6260 | 0% | 2.145% | 94.13% | 0% | 100% | 100% | 100% | 0% | 2.145% | 100%
6261 | 0% | 1.799% | 94.13% | 0% | 100% | 100% | 100% | 0% | 1.799% | 100%
6262 | 0% | 2.33% | 94.13% | 0% | 0% | 100% | 100% | 0% | 2.33% | 100%
6263 | 0% | 3.037% | 94.13% | 0% | 0% | 100% | 100% | 0% | 3.037% | 100%
6264 | 0% | 1.978% | 94.13% | 0% | 0% | 100% | 100% | 0% | 1.978% | 100%
6265 | 0% | 1.159% | 94.13% | 0% | 0% | 100% | 100% | 0% | 1.159% | 100%
6266 | 0% | 0% | 94.13% | 0% | 0% | 100% | 100% | 0% | 0% | 100%
6267 | 0% | 0% | 94.13% | 0% | 0% | 100% | 100% | 0% | 0% | 100%
6268 | 0% | 0% | 94.13% | 0% | 0% | 100% | 100% | 0% | 0% | 100%
6269 | 0% | 0% | 94.13% | 0% | 0% | 100% | 100% | 0% | 0% | 100%
6270 | 0% | 0% | 94.13% | 0% | 0% | 100% | 100% | 0% | 0% | 100%
6271 | 0% | 0% | 94.13% | 0% | 0% | 100% | 100% | 0% | 0% | 100%
6272 | 0% | 1.564% | 94.13% | 0% | 0% | 100% | 100% | 0% | 1.564% | 100%
6273 | 6.746% | 2.797% | 94.13% | 0% | 0% | 100% | 100% | 6.746% | 2.797% | 100%
6274 | 22.56% | 5.485% | 94.13% | 0% | 0% | 100% | 100% | 22.56% | 5.485% | 100%
6275 | 37.25% | 5.189% | 94.13% | 0% | 0% | 100% | 100% | 37.25% | 5.189% | 100%
6276 | 44.63% | 9.06% | 94.13% | 0% | 0% | 100% | 100% | 44.63% | 9.06% | 100%
6277 | 34.78% | 9.454% | 94.13% | 0% | 0% | 100% | 100% | 34.78% | 9.454% | 100%
6278 | 24.15% | 9.473% | 94.13% | 0% | 0% | 100% | 100% | 24.15% | 9.473% | 100%
6279 | 17.59% | 9.418% | 94.13% | 0% | 0% | 100% | 100% | 17.59% | 9.418% | 100%
6280 | 14.13% | 9.063% | 94.13% | 0% | 0% | 100% | 100% | 14.13% | 9.063% | 100%
6281 | 4.595% | 8.619% | 94.13% | 0% | 0% | 100% | 100% | 4.595% | 8.619% | 100%
6282 | 0% | 5.624% | 94.13% | 0% | 100% | 100% | 100% | 0% | 5.624% | 100%
6283 | 0% | 2.229% | 94.13% | 0% | 100% | 100% | 100% | 0% | 2.229% | 100%
6284 | 0% | 2.428% | 94.13% | 0% | 100% | 100% | 100% | 0% | 2.428% | 100%
6285 | 0% | 1.763% | 94.13% | 0% | 100% | 100% | 100% | 0% | 1.763% | 100%
6286 | 0% | 1.727% | 94.13% | 0% | 0% | 100% | 100% | 0% | 1.727% | 100%
6287 | 0% | 1.854% | 94.13% | 0% | 0% | 100% | 100% | 0% | 1.854% | 100%
6288 | 0% | 1.596% | 94.13% | 0% | 0% | 100% | 100% | 0% | 1.596% | 100%
6289 | 0% | 0% | 94.13% | 0% | 0% | 100% | 100% | 0% | 0% | 100%
6290 | 0% | 0% | 94.13% | 0% | 0% | 100% | 100% | 0% | 0% | 100%
6291 | 0% | 0% | 94.13% | 0% | 0% | 100% | 100% | 0% | 0% | 100%
6292 | 0% | 0% | 94.13% | 0% | 0% | 100% | 100% | 0% | 0% | 100%
6293 | 0% | 0% | 94.13% | 0% | 0% | 100% | 100% | 0% | 0% | 100%
6294 | 0% | 0% | 94.13% | 0% | 0% | 100% | 100% | 0% | 0% | 100%
6295 | 0% | 0% | 94.13% | 0% | 0% | 100% | 100% | 0% | 0% | 100%
6296 | 0% | 1.817% | 94.13% | 0% | 0% | 100% | 100% | 0% | 1.817% | 100%
6297 | 5.395% | 1.544% | 94.13% | 0% | 0% | 100% | 100% | 5.395% | 1.544% | 100%
6298 | 20.03% | 5.956% | 94.13% | 0% | 0% | 100% | 100% | 20.03% | 5.956% | 100%
6299 | 31.56% | 8.882% | 94.13% | 0% | 0% | 100% | 100% | 31.56% | 8.882% | 100%
6300 | 37.58% | 9.515% | 94.13% | 0% | 0% | 100% | 100% | 37.58% | 9.515% | 100%
6301 | 34.25% | 10.13% | 94.13% | 0% | 0% | 100% | 100% | 34.25% | 10.13% | 100%
6302 | 22.76% | 9.367% | 94.13% | 0% | 0% | 100% | 100% | 22.76% | 9.367% | 100%
6303 | 20.95% | 9.941% | 94.13% | 0% | 0% | 100% | 100% | 20.95% | 9.941% | 100%
6304 | 14.6% | 9.078% | 94.13% | 0% | 0% | 100% | 100% | 14.6% | 9.078% | 100%
6305 | 5.533% | 7.621% | 94.13% | 0% | 0% | 100% | 100% | 5.533% | 7.621% | 100%
6306 | 0% | 5.058% | 94.13% | 0% | 100% | 100% | 100% | 0% | 5.058% | 100%
6307 | 0% | 4.456% | 94.13% | 0% | 100% | 100% | 100% | 0% | 4.456% | 100%
6308 | 0% | 4.784% | 94.13% | 0% | 100% | 100% | 100% | 0% | 4.784% | 100%
6309 | 0% | 5.411% | 94.13% | 0% | 100% | 100% | 100% | 0% | 5.411% | 100%
6310 | 0% | 4.703% | 94.13% | 0% | 0% | 100% | 100% | 0% | 4.703% | 100%
6311 | 0% | 4.905% | 94.13% | 0% | 0% | 100% | 100% | 0% | 4.905% | 100%
6312 | 0% | 4.714% | 94.13% | 0% | 0% | 100% | 100% | 0% | 4.714% | 100%
6313 | 0% | 1.145% | 94.13% | 0% | 0% | 100% | 100% | 0% | 1.145% | 100%
6314 | 0% | 0.5569% | 94.13% | 0% | 0% | 100% | 100% | 0% | 0.5569% | 100%
6315 | 0% | 0.91% | 94.13% | 0% | 0% | 100% | 100% | 0% | 0.91% | 100%
6316 | 0% | 1.256% | 94.13% | 0% | 0% | 100% | 100% | 0% | 1.256% | 100%
6317 | 0% | 2.342% | 94.13% | 0% | 0% | 100% | 100% | 0% | 2.342% | 100%
6318 | 0% | 3.875% | 94.13% | 0% | 0% | 100% | 100% | 0% | 3.875% | 100%
6319 | 0% | 3.107% | 94.13% | 0% | 0% | 100% | 100% | 0% | 3.107% | 100%
6320 | 0% | 4.614% | 94.13% | 0% | 0% | 100% | 100% | 0% | 4.614% | 100%
6321 | 14.62% | 6.042% | 94.13% | 0% | 0% | 100% | 100% | 14.62% | 6.042% | 100%
6322 | 27.45% | 10.06% | 94.13% | 0% | 0% | 100% | 100% | 27.45% | 10.06% | 100%
6323 | 38.29% | 12.04% | 94.13% | 0% | 0% | 100% | 100% | 38.29% | 12.04% | 100%
6324 | 41.74% | 12.35% | 94.13% | 0% | 0% | 100% | 100% | 41.74% | 12.35% | 100%
6325 | 40.41% | 13.67% | 94.13% | 0% | 0% | 100% | 100% | 40.41% | 13.67% | 100%
6326 | 31.19% | 13.19% | 94.13% | 0% | 0% | 100% | 100% | 31.19% | 13.19% | 100%
6327 | 30.16% | 13.73% | 94.13% | 0% | 0% | 100% | 100% | 30.16% | 13.73% | 100%
6328 | 17.2% | 12.59% | 94.13% | 0% | 0% | 100% | 100% | 17.2% | 12.59% | 100%
6329 | 8.418% | 9.975% | 94.13% | 0% | 0% | 100% | 100% | 8.418% | 9.975% | 100%
6330 | 0% | 6.522% | 94.13% | 0% | 100% | 100% | 100% | 0% | 6.522% | 100%
6331 | 0% | 5.877% | 94.13% | 0% | 100% | 100% | 100% | 0% | 5.877% | 100%
6332 | 0% | 6.806% | 94.13% | 0% | 100% | 100% | 100% | 0% | 6.806% | 100%
6333 | 0% | 7.02% | 94.13% | 0% | 100% | 100% | 100% | 0% | 7.02% | 100%
6334 | 0% | 5.961% | 94.13% | 0% | 0% | 100% | 100% | 0% | 5.961% | 100%
6335 | 0% | 5.451% | 94.13% | 0% | 0% | 100% | 100% | 0% | 5.451% | 100%
6336 | 0% | 5.738% | 94.13% | 0% | 0% | 100% | 100% | 0% | 5.738% | 100%
6337 | 0% | 2.92% | 94.13% | 0% | 0% | 100% | 100% | 0% | 2.92% | 100%
6338 | 0% | 0.9276% | 94.13% | 0% | 0% | 100% | 100% | 0% | 0.9276% | 100%
6339 | 0% | 1.253% | 94.13% | 0% | 0% | 100% | 100% | 0% | 1.253% | 100%
6340 | 0% | 0.7891% | 94.13% | 0% | 0% | 100% | 100% | 0% | 0.7891% | 100%
6341 | 0% | 2.755% | 94.13% | 0% | 0% | 100% | 100% | 0% | 2.755% | 100%
6342 | 0% | 3.126% | 94.13% | 0% | 0% | 100% | 100% | 0% | 3.126% | 100%
6343 | 0% | 4.378% | 94.13% | 0% | 0% | 100% | 100% | 0% | 4.378% | 100%
6344 | 0% | 5.798% | 94.13% | 0% | 0% | 100% | 100% | 0% | 5.798% | 100%
6345 | 15.7% | 5.65% | 94.13% | 0% | 0% | 100% | 100% | 15.7% | 5.65% | 100%
6346 | 30.89% | 7.461% | 94.13% | 0% | 0% | 100% | 100% | 30.89% | 7.461% | 100%
6347 | 38.26% | 9.793% | 94.13% | 0% | 0% | 100% | 100% | 38.26% | 9.793% | 100%
6348 | 39.99% | 12.13% | 94.13% | 0% | 0% | 100% | 100% | 39.99% | 12.13% | 100%
6349 | 40.99% | 12.82% | 94.13% | 0% | 0% | 100% | 100% | 40.99% | 12.82% | 100%
6350 | 34.46% | 11.45% | 94.13% | 0% | 0% | 100% | 100% | 34.46% | 11.45% | 100%
6351 | 24.84% | 11.12% | 94.13% | 0% | 0% | 100% | 100% | 24.84% | 11.12% | 100%
6352 | 13.15% | 9.966% | 94.13% | 0% | 0% | 100% | 100% | 13.15% | 9.966% | 100%
6353 | 4.119% | 8.091% | 94.13% | 0% | 0% | 100% | 100% | 4.119% | 8.091% | 100%
6354 | 0% | 5.226% | 94.13% | 0% | 100% | 100% | 100% | 0% | 5.226% | 100%
6355 | 0% | 3.657% | 94.13% | 0% | 100% | 100% | 100% | 0% | 3.657% | 100%
6356 | 0% | 4.331% | 94.13% | 0% | 100% | 100% | 100% | 0% | 4.331% | 100%
6357 | 0% | 4.449% | 94.13% | 0% | 100% | 100% | 100% | 0% | 4.449% | 100%
6358 | 0% | 3.621% | 94.13% | 0% | 0% | 100% | 100% | 0% | 3.621% | 100%
6359 | 0% | 2.737% | 94.13% | 0% | 0% | 100% | 100% | 0% | 2.737% | 100%
6360 | 0% | 2.726% | 94.13% | 0% | 0% | 100% | 100% | 0% | 2.726% | 100%
6361 | 0% | 3.937% | 94.13% | 0% | 0% | 100% | 100% | 0% | 3.937% | 100%
6362 | 0% | 0.9679% | 94.13% | 0% | 0% | 100% | 100% | 0% | 0.9679% | 100%
6363 | 0% | 1.269% | 94.13% | 0% | 0% | 100% | 100% | 0% | 1.269% | 100%
6364 | 0% | 0.3893% | 94.13% | 0% | 0% | 100% | 100% | 0% | 0.3893% | 100%
6365 | 0% | 2.057% | 94.13% | 0% | 0% | 100% | 100% | 0% | 2.057% | 100%
6366 | 0% | 1.33% | 94.13% | 0% | 0% | 100% | 100% | 0% | 1.33% | 100%
6367 | 0% | 2.617% | 94.13% | 0% | 0% | 100% | 100% | 0% | 2.617% | 100%
6368 | 1.534% | 3.638% | 94.13% | 0% | 0% | 100% | 100% | 1.534% | 3.638% | 100%
6369 | 21.58% | 4.615% | 94.13% | 0% | 0% | 100% | 100% | 21.58% | 4.615% | 100%
6370 | 40.62% | 5.286% | 94.13% | 0% | 0% | 100% | 100% | 40.62% | 5.286% | 100%
6371 | 42.54% | 7.038% | 94.13% | 0% | 0% | 100% | 100% | 42.54% | 7.038% | 100%
6372 | 42.53% | 8.587% | 94.13% | 0% | 0% | 100% | 100% | 42.53% | 8.587% | 100%
6373 | 46.74% | 8.255% | 94.13% | 0% | 0% | 100% | 100% | 46.74% | 8.255% | 100%
6374 | 38.38% | 7.83% | 94.13% | 0% | 0% | 100% | 100% | 38.38% | 7.83% | 100%
6375 | 30.2% | 6.803% | 94.13% | 0% | 0% | 100% | 100% | 30.2% | 6.803% | 100%
6376 | 19.67% | 5.498% | 94.13% | 0% | 0% | 100% | 100% | 19.67% | 5.498% | 100%
6377 | 6.632% | 4.677% | 94.13% | 0% | 0% | 100% | 100% | 6.632% | 4.677% | 100%
6378 | 0% | 3.508% | 94.13% | 0% | 100% | 100% | 100% | 0% | 3.508% | 100%
6379 | 0% | 0.6325% | 94.13% | 0% | 100% | 100% | 100% | 0% | 0.6325% | 100%
6380 | 0% | 1.136% | 94.13% | 0% | 100% | 100% | 100% | 0% | 1.136% | 100%
6381 | 0% | 0% | 94.13% | 0% | 100% | 100% | 100% | 0% | 0% | 100%
6382 | 0% | 0% | 94.13% | 0% | 0% | 100% | 100% | 0% | 0% | 100%
6383 | 0% | 0% | 94.13% | 0% | 0% | 100% | 100% | 0% | 0% | 100%
6384 | 0% | 0% | 94.13% | 0% | 0% | 100% | 100% | 0% | 0% | 100%
6385 | 0% | 2.159% | 94.13% | 0% | 0% | 100% | 100% | 0% | 2.159% | 100%
6386 | 0% | 0% | 94.13% | 0% | 0% | 100% | 100% | 0% | 0% | 100%
6387 | 0% | 0% | 94.13% | 0% | 0% | 100% | 100% | 0% | 0% | 100%
6388 | 0% | 0% | 94.13% | 0% | 0% | 100% | 100% | 0% | 0% | 100%
6389 | 0% | 0% | 94.13% | 0% | 0% | 100% | 100% | 0% | 0% | 100%
6390 | 0% | 0% | 94.13% | 0% | 0% | 100% | 100% | 0% | 0% | 100%
6391 | 0% | 0% | 94.13% | 0% | 0% | 100% | 100% | 0% | 0% | 100%
6392 | 0% | 0% | 94.13% | 0% | 0% | 100% | 100% | 0% | 0% | 100%
6393 | 9.891% | 0% | 94.13% | 0% | 0% | 100% | 100% | 9.891% | 0% | 100%
6394 | 16.18% | 2.553% | 94.13% | 0% | 0% | 100% | 100% | 16.18% | 2.553% | 100%
6395 | 19.06% | 4.187% | 94.13% | 0% | 0% | 100% | 100% | 19.06% | 4.187% | 100%
6396 | 26.41% | 4.902% | 94.13% | 0% | 0% | 100% | 100% | 26.41% | 4.902% | 100%
6397 | 29.65% | 4.097% | 94.13% | 0% | 0% | 100% | 100% | 29.65% | 4.097% | 100%
6398 | 22.55% | 4.85% | 94.13% | 0% | 0% | 100% | 100% | 22.55% | 4.85% | 100%
6399 | 16.73% | 4.063% | 94.13% | 0% | 0% | 100% | 100% | 16.73% | 4.063% | 100%
6400 | 11.6% | 2.82% | 94.13% | 0% | 0% | 100% | 100% | 11.6% | 2.82% | 100%
6401 | 1.65% | 1.651% | 94.13% | 0% | 0% | 100% | 100% | 1.65% | 1.651% | 100%
6402 | 0% | 0% | 94.13% | 0% | 100% | 100% | 100% | 0% | 0% | 100%
6403 | 0% | 0% | 94.13% | 0% | 100% | 100% | 100% | 0% | 0% | 100%
6404 | 0% | 0% | 94.13% | 0% | 100% | 100% | 100% | 0% | 0% | 100%
6405 | 0% | 0% | 94.13% | 0% | 100% | 100% | 100% | 0% | 0% | 100%
6406 | 0% | 0% | 94.13% | 0% | 0% | 100% | 100% | 0% | 0% | 100%
6407 | 0% | 0% | 94.13% | 0% | 0% | 100% | 100% | 0% | 0% | 100%
6408 | 0% | 0% | 94.13% | 0% | 0% | 100% | 100% | 0% | 0% | 100%
6409 | 0% | 0.3224% | 94.13% | 0% | 0% | 100% | 100% | 0% | 0.3224% | 100%
6410 | 0% | 0% | 94.13% | 0% | 0% | 100% | 100% | 0% | 0% | 100%
6411 | 0% | 0% | 94.13% | 0% | 0% | 100% | 100% | 0% | 0% | 100%
6412 | 0% | 0% | 94.13% | 0% | 0% | 100% | 100% | 0% | 0% | 100%
6413 | 0% | 0% | 94.13% | 0% | 0% | 100% | 100% | 0% | 0% | 100%
6414 | 0% | 0% | 94.13% | 0% | 0% | 100% | 100% | 0% | 0% | 100%
6415 | 0% | 0% | 94.13% | 0% | 0% | 100% | 100% | 0% | 0% | 100%
6416 | 0% | 0% | 94.13% | 0% | 0% | 100% | 100% | 0% | 0% | 100%
6417 | 2.23% | 0% | 94.13% | 0% | 0% | 100% | 100% | 2.23% | 0% | 100%
6418 | 7.536% | 0% | 94.13% | 0% | 0% | 100% | 100% | 7.536% | 0% | 100%
6419 | 12.48% | 0.6243% | 94.13% | 0% | 0% | 100% | 100% | 12.48% | 0.6243% | 100%
6420 | 18.91% | 1.731% | 94.13% | 0% | 0% | 100% | 100% | 18.91% | 1.731% | 100%
6421 | 18.99% | 1.969% | 94.13% | 0% | 0% | 100% | 100% | 18.99% | 1.969% | 100%
6422 | 13.93% | 1.859% | 94.13% | 0% | 0% | 100% | 100% | 13.93% | 1.859% | 100%
6423 | 12.97% | 0.7217% | 94.13% | 0% | 0% | 100% | 100% | 12.97% | 0.7217% | 100%
6424 | 10.23% | 0% | 94.13% | 0% | 0% | 100% | 100% | 10.23% | 0% | 100%
6425 | 1.881% | 0% | 94.13% | 0% | 0% | 100% | 100% | 1.881% | 0% | 100%
6426 | 0% | 0% | 94.13% | 0% | 100% | 100% | 100% | 0% | 0% | 100%
6427 | 0% | 0% | 94.13% | 0% | 100% | 100% | 100% | 0% | 0% | 100%
6428 | 0% | 0% | 94.13% | 0% | 100% | 100% | 100% | 0% | 0% | 100%
6429 | 0% | 0% | 94.13% | 0% | 100% | 100% | 100% | 0% | 0% | 100%
6430 | 0% | 0% | 94.13% | 0% | 0% | 100% | 100% | 0% | 0% | 100%
6431 | 0% | 0% | 94.13% | 0% | 0% | 100% | 100% | 0% | 0% | 100%
6432 | 0% | 0% | 94.13% | 0% | 0% | 100% | 100% | 0% | 0% | 100%
6433 | 0% | 0% | 94.13% | 0% | 0% | 100% | 100% | 0% | 0% | 100%
6434 | 0% | 0% | 94.13% | 0% | 0% | 100% | 100% | 0% | 0% | 100%
6435 | 0% | 0% | 94.13% | 0% | 0% | 100% | 100% | 0% | 0% | 100%
6436 | 0% | 0% | 94.13% | 0% | 0% | 100% | 100% | 0% | 0% | 100%
6437 | 0% | 0% | 94.13% | 0% | 0% | 100% | 100% | 0% | 0% | 100%
6438 | 0% | 0% | 94.13% | 0% | 0% | 100% | 100% | 0% | 0% | 100%
6439 | 0% | 0% | 94.13% | 0% | 0% | 100% | 100% | 0% | 0% | 100%
6440 | 0% | 0% | 94.13% | 0% | 0% | 100% | 100% | 0% | 0% | 100%
6441 | 0% | 0% | 94.13% | 0% | 0% | 100% | 100% | 0% | 0% | 100%
6442 | 0.6931% | 0% | 94.13% | 0% | 0% | 100% | 100% | 0.6931% | 0% | 100%
6443 | 3.434% | 0% | 94.13% | 0% | 0% | 100% | 100% | 3.434% | 0% | 100%
6444 | 4.47% | 1.618% | 94.13% | 0% | 0% | 100% | 100% | 4.47% | 1.618% | 100%
6445 | 6.192% | 1.438% | 94.13% | 0% | 0% | 100% | 100% | 6.192% | 1.438% | 100%
6446 | 5.37% | 1.821% | 94.13% | 0% | 0% | 100% | 100% | 5.37% | 1.821% | 100%
6447 | 2.884% | 0.5599% | 94.13% | 0% | 0% | 100% | 100% | 2.884% | 0.5599% | 100%
6448 | 0.5846% | 0% | 94.13% | 0% | 0% | 100% | 100% | 0.5846% | 0% | 100%
6449 | 0% | 0% | 94.13% | 0% | 0% | 100% | 100% | 0% | 0% | 100%
6450 | 0% | 0% | 94.13% | 0% | 100% | 100% | 100% | 0% | 0% | 100%
6451 | 0% | 0% | 94.13% | 0% | 100% | 100% | 100% | 0% | 0% | 100%
6452 | 0% | 0% | 94.13% | 0% | 100% | 100% | 100% | 0% | 0% | 100%
6453 | 0% | 0% | 94.13% | 0% | 100% | 100% | 100% | 0% | 0% | 100%
6454 | 0% | 0% | 94.13% | 0% | 0% | 100% | 100% | 0% | 0% | 100%
6455 | 0% | 0.1246% | 94.13% | 0% | 0% | 100% | 100% | 0% | 0.1246% | 100%
6456 | 0% | 0% | 94.13% | 0% | 0% | 100% | 100% | 0% | 0% | 100%
6457 | 0% | 0% | 94.13% | 0% | 0% | 100% | 100% | 0% | 0% | 100%
6458 | 0% | 0% | 94.13% | 0% | 0% | 100% | 100% | 0% | 0% | 100%
6459 | 0% | 0% | 94.13% | 0% | 0% | 100% | 100% | 0% | 0% | 100%
6460 | 0% | 0% | 94.13% | 0% | 0% | 100% | 100% | 0% | 0% | 100%
6461 | 0% | 0% | 94.13% | 0% | 0% | 100% | 100% | 0% | 0% | 100%
6462 | 0% | 0% | 94.13% | 0% | 0% | 100% | 100% | 0% | 0% | 100%
6463 | 0% | 0% | 94.13% | 0% | 0% | 100% | 100% | 0% | 0% | 100%
6464 | 0% | 0% | 94.13% | 0% | 0% | 100% | 100% | 0% | 0% | 100%
6465 | 0% | 0% | 94.13% | 0% | 0% | 100% | 100% | 0% | 0% | 100%
6466 | 7.201% | 0% | 94.13% | 0% | 0% | 100% | 100% | 7.201% | 0% | 100%
6467 | 12.31% | 0% | 94.13% | 0% | 0% | 100% | 100% | 12.31% | 0% | 100%
6468 | 10.69% | 0.8103% | 94.13% | 0% | 0% | 100% | 100% | 10.69% | 0.8103% | 100%
6469 | 11.26% | 2.127% | 94.13% | 0% | 0% | 100% | 100% | 11.26% | 2.127% | 100%
6470 | 10.91% | 2.308% | 94.13% | 0% | 0% | 100% | 100% | 10.91% | 2.308% | 100%
6471 | 4.428% | 2.152% | 94.13% | 0% | 0% | 100% | 100% | 4.428% | 2.152% | 100%
6472 | 2.05% | 0% | 94.13% | 0% | 0% | 100% | 100% | 2.05% | 0% | 100%
6473 | 0% | 0% | 94.13% | 0% | 0% | 100% | 100% | 0% | 0% | 100%
6474 | 0% | 0% | 94.13% | 0% | 100% | 100% | 100% | 0% | 0% | 100%
6475 | 0% | 0% | 94.13% | 0% | 100% | 100% | 100% | 0% | 0% | 100%
6476 | 0% | 0% | 94.13% | 0% | 100% | 100% | 100% | 0% | 0% | 100%
6477 | 0% | 0% | 94.13% | 0% | 100% | 100% | 100% | 0% | 0% | 100%
6478 | 0% | 0% | 94.13% | 0% | 0% | 100% | 100% | 0% | 0% | 100%
6479 | 0% | 4.039% | 94.13% | 0% | 0% | 100% | 100% | 0% | 4.039% | 100%
6480 | 0% | 0.1102% | 94.13% | 0% | 0% | 100% | 100% | 0% | 0.1102% | 100%
6481 | 0% | 0.0176% | 94.13% | 0% | 0% | 100% | 100% | 0% | 0.0176% | 100%
6482 | 0% | 0.9963% | 94.13% | 0% | 0% | 100% | 100% | 0% | 0.9963% | 100%
6483 | 0% | 0% | 94.13% | 0% | 0% | 100% | 100% | 0% | 0% | 100%
6484 | 0% | 0% | 94.13% | 0% | 0% | 100% | 100% | 0% | 0% | 100%
6485 | 0% | 0% | 94.13% | 0% | 0% | 100% | 100% | 0% | 0% | 100%
6486 | 0% | 0% | 94.13% | 0% | 0% | 100% | 100% | 0% | 0% | 100%
6487 | 0% | 0% | 94.13% | 0% | 0% | 100% | 100% | 0% | 0% | 100%
6488 | 0% | 0% | 94.13% | 0% | 0% | 100% | 100% | 0% | 0% | 100%
6489 | 0% | 0% | 94.13% | 0% | 0% | 100% | 100% | 0% | 0% | 100%
6490 | 4.629% | 0% | 94.13% | 0% | 0% | 100% | 100% | 4.629% | 0% | 100%
6491 | 8.457% | 0% | 94.13% | 0% | 0% | 100% | 100% | 8.457% | 0% | 100%
6492 | 5.397% | 0.148% | 94.13% | 0% | 0% | 100% | 100% | 5.397% | 0.148% | 100%
6493 | 5.317% | 2.071% | 94.13% | 0% | 0% | 100% | 100% | 5.317% | 2.071% | 100%
6494 | 5.857% | 3.091% | 94.13% | 0% | 0% | 100% | 100% | 5.857% | 3.091% | 100%
6495 | 2.345% | 4.083% | 94.13% | 0% | 0% | 100% | 100% | 2.345% | 4.083% | 100%
6496 | 0% | 1.014% | 94.13% | 0% | 0% | 100% | 100% | 0% | 1.014% | 100%
6497 | 0% | 0% | 94.13% | 0% | 0% | 100% | 100% | 0% | 0% | 100%
6498 | 0% | 0% | 94.13% | 0% | 100% | 100% | 100% | 0% | 0% | 100%
6499 | 0% | 0% | 94.13% | 0% | 100% | 100% | 100% | 0% | 0% | 100%
6500 | 0% | 0% | 94.13% | 0% | 100% | 100% | 100% | 0% | 0% | 100%
6501 | 0% | 0% | 94.13% | 0% | 100% | 100% | 100% | 0% | 0% | 100%
6502 | 0% | 0% | 94.13% | 0% | 0% | 100% | 100% | 0% | 0% | 100%
6503 | 0% | 3.23% | 94.13% | 0% | 0% | 100% | 100% | 0% | 3.23% | 100%
6504 | 0% | 0% | 94.13% | 0% | 0% | 100% | 100% | 0% | 0% | 100%
6505 | 0% | 1.313% | 94.13% | 0% | 0% | 100% | 100% | 0% | 1.313% | 100%
6506 | 0% | 0% | 94.13% | 0% | 0% | 100% | 100% | 0% | 0% | 100%
6507 | 0% | 0% | 94.13% | 0% | 0% | 100% | 100% | 0% | 0% | 100%
6508 | 0% | 0% | 94.13% | 0% | 0% | 100% | 100% | 0% | 0% | 100%
6509 | 0% | 0% | 94.13% | 0% | 0% | 100% | 100% | 0% | 0% | 100%
6510 | 0% | 0% | 94.13% | 0% | 0% | 100% | 100% | 0% | 0% | 100%
6511 | 0% | 0% | 94.13% | 0% | 0% | 100% | 100% | 0% | 0% | 100%
6512 | 0% | 0% | 94.13% | 0% | 0% | 100% | 100% | 0% | 0% | 100%
6513 | 2.483% | 0% | 94.13% | 0% | 0% | 100% | 100% | 2.483% | 0% | 100%
6514 | 12.51% | 0% | 94.13% | 0% | 0% | 100% | 100% | 12.51% | 0% | 100%
6515 | 25.67% | 0% | 94.13% | 0% | 0% | 100% | 100% | 25.67% | 0% | 100%
6516 | 21.52% | 0% | 94.13% | 0% | 0% | 100% | 100% | 21.52% | 0% | 100%
6517 | 15.98% | 0.6813% | 94.13% | 0% | 0% | 100% | 100% | 15.98% | 0.6813% | 100%
6518 | 15.62% | 1.498% | 94.13% | 0% | 0% | 100% | 100% | 15.62% | 1.498% | 100%
6519 | 13.37% | 3.181% | 94.13% | 0% | 0% | 100% | 100% | 13.37% | 3.181% | 100%
6520 | 2.502% | 0.4229% | 94.13% | 0% | 0% | 100% | 100% | 2.502% | 0.4229% | 100%
6521 | 0% | 0% | 94.13% | 0% | 0% | 100% | 100% | 0% | 0% | 100%
6522 | 0% | 0% | 94.13% | 0% | 100% | 100% | 100% | 0% | 0% | 100%
6523 | 0% | 0% | 94.13% | 0% | 100% | 100% | 100% | 0% | 0% | 100%
6524 | 0% | 0.1448% | 94.13% | 0% | 100% | 100% | 100% | 0% | 0.1448% | 100%
6525 | 0% | 0% | 94.13% | 0% | 100% | 100% | 100% | 0% | 0% | 100%
6526 | 0% | 0% | 94.13% | 0% | 0% | 100% | 100% | 0% | 0% | 100%
6527 | 0% | 0% | 94.13% | 0% | 0% | 100% | 100% | 0% | 0% | 100%
6528 | 0% | 0% | 94.13% | 0% | 0% | 100% | 100% | 0% | 0% | 100%
6529 | 0% | 0% | 94.13% | 0% | 0% | 100% | 100% | 0% | 0% | 100%
6530 | 0% | 0% | 94.13% | 0% | 0% | 100% | 100% | 0% | 0% | 100%
6531 | 0% | 0% | 94.13% | 0% | 0% | 100% | 100% | 0% | 0% | 100%
6532 | 0% | 0% | 94.13% | 0% | 0% | 100% | 100% | 0% | 0% | 100%
6533 | 0% | 0% | 94.13% | 0% | 0% | 100% | 100% | 0% | 0% | 100%
6534 | 0% | 0% | 94.13% | 0% | 0% | 100% | 100% | 0% | 0% | 100%
6535 | 0% | 0% | 94.13% | 0% | 0% | 100% | 100% | 0% | 0% | 100%
6536 | 0% | 0% | 94.13% | 0% | 0% | 100% | 100% | 0% | 0% | 100%
6537 | 9.896% | 0% | 94.13% | 0% | 0% | 100% | 100% | 9.896% | 0% | 100%
6538 | 19.68% | 0% | 94.13% | 0% | 0% | 100% | 100% | 19.68% | 0% | 100%
6539 | 30.9% | 0% | 94.13% | 0% | 0% | 100% | 100% | 30.9% | 0% | 100%
6540 | 24.89% | 0% | 94.13% | 0% | 0% | 100% | 100% | 24.89% | 0% | 100%
6541 | 19.22% | 0% | 94.13% | 0% | 0% | 100% | 100% | 19.22% | 0% | 100%
6542 | 20.25% | 0% | 94.13% | 0% | 0% | 100% | 100% | 20.25% | 0% | 100%
6543 | 14.58% | 0% | 94.13% | 0% | 0% | 100% | 100% | 14.58% | 0% | 100%
6544 | 1.436% | 0% | 94.13% | 0% | 0% | 100% | 100% | 1.436% | 0% | 100%
6545 | 0% | 0% | 94.13% | 0% | 0% | 100% | 100% | 0% | 0% | 100%
6546 | 0% | 0% | 94.13% | 0% | 100% | 100% | 100% | 0% | 0% | 100%
6547 | 0% | 0% | 94.13% | 0% | 100% | 100% | 100% | 0% | 0% | 100%
6548 | 0% | 0% | 94.13% | 0% | 100% | 100% | 100% | 0% | 0% | 100%
6549 | 0% | 0% | 94.13% | 0% | 100% | 100% | 100% | 0% | 0% | 100%
6550 | 0% | 0% | 94.13% | 0% | 0% | 100% | 100% | 0% | 0% | 100%
6551 | 0% | 0% | 94.13% | 0% | 0% | 100% | 100% | 0% | 0% | 100%
6552 | 0% | 0% | 94.13% | 0% | 0% | 100% | 100% | 0% | 0% | 100%
6553 | 0% | 0% | 100% | 0% | 0% | 100% | 100% | 0% | 0% | 100%
6554 | 0% | 0% | 100% | 0% | 0% | 100% | 100% | 0% | 0% | 100%
6555 | 0% | 0% | 100% | 0% | 0% | 100% | 100% | 0% | 0% | 100%
6556 | 0% | 0% | 100% | 0% | 0% | 100% | 100% | 0% | 0% | 100%
6557 | 0% | 0% | 100% | 0% | 0% | 100% | 100% | 0% | 0% | 100%
6558 | 0% | 0% | 100% | 0% | 0% | 100% | 100% | 0% | 0% | 100%
6559 | 0% | 0% | 100% | 0% | 0% | 100% | 100% | 0% | 0% | 100%
6560 | 1.425% | 0% | 100% | 0% | 0% | 100% | 100% | 1.425% | 0% | 100%
6561 | 12.78% | 0% | 100% | 0% | 0% | 100% | 100% | 12.78% | 0% | 100%
6562 | 32.18% | 0% | 100% | 0% | 0% | 100% | 100% | 32.18% | 0% | 100%
6563 | 50.28% | 0% | 100% | 0% | 0% | 100% | 100% | 50.28% | 0% | 100%
6564 | 41.34% | 0% | 100% | 0% | 0% | 100% | 100% | 41.34% | 0% | 100%
6565 | 39.55% | 0% | 100% | 0% | 0% | 100% | 100% | 39.55% | 0% | 100%
6566 | 28.5% | 0% | 100% | 0% | 0% | 100% | 100% | 28.5% | 0% | 100%
6567 | 18.43% | 0% | 100% | 0% | 0% | 100% | 100% | 18.43% | 0% | 100%
6568 | 6.542% | 0% | 100% | 0% | 0% | 100% | 100% | 6.542% | 0% | 100%
6569 | 0% | 0% | 100% | 0% | 0% | 100% | 100% | 0% | 0% | 100%
6570 | 0% | 0% | 100% | 0% | 100% | 100% | 100% | 0% | 0% | 100%
6571 | 0% | 0% | 100% | 0% | 100% | 100% | 100% | 0% | 0% | 100%
6572 | 0% | 0% | 100% | 0% | 100% | 100% | 100% | 0% | 0% | 100%
6573 | 0% | 0% | 100% | 0% | 100% | 100% | 100% | 0% | 0% | 100%
6574 | 0% | 0% | 100% | 0% | 0% | 100% | 100% | 0% | 0% | 100%
6575 | 0% | 0% | 100% | 0% | 0% | 100% | 100% | 0% | 0% | 100%
6576 | 0% | 0% | 100% | 0% | 0% | 100% | 100% | 0% | 0% | 100%
6577 | 0% | 0% | 100% | 0% | 0% | 100% | 100% | 0% | 0% | 100%
6578 | 0% | 0% | 100% | 0% | 0% | 100% | 100% | 0% | 0% | 100%
6579 | 0% | 0% | 100% | 0% | 0% | 100% | 100% | 0% | 0% | 100%
6580 | 0% | 0% | 100% | 0% | 0% | 100% | 100% | 0% | 0% | 100%
6581 | 0% | 0% | 100% | 0% | 0% | 100% | 100% | 0% | 0% | 100%
6582 | 0% | 0% | 100% | 0% | 0% | 100% | 100% | 0% | 0% | 100%
6583 | 0% | 0% | 100% | 0% | 0% | 100% | 100% | 0% | 0% | 100%
6584 | 0% | 0% | 100% | 0% | 0% | 100% | 100% | 0% | 0% | 100%
6585 | 9.673% | 0% | 100% | 0% | 0% | 100% | 100% | 9.673% | 0% | 100%
6586 | 29.93% | 0% | 100% | 0% | 0% | 100% | 100% | 29.93% | 0% | 100%
6587 | 42.32% | 0% | 100% | 0% | 0% | 100% | 100% | 42.32% | 0% | 100%
6588 | 35.01% | 2.456% | 100% | 0% | 0% | 100% | 100% | 35.01% | 2.456% | 100%
6589 | 36.99% | 2.312% | 100% | 0% | 0% | 100% | 100% | 36.99% | 2.312% | 100%
6590 | 21.66% | 4.849% | 100% | 0% | 0% | 100% | 100% | 21.66% | 4.849% | 100%
6591 | 12.74% | 4.934% | 100% | 0% | 0% | 100% | 100% | 12.74% | 4.934% | 100%
6592 | 7.131% | 3.837% | 100% | 0% | 0% | 100% | 100% | 7.131% | 3.837% | 100%
6593 | 2.64% | 4.532% | 100% | 0% | 0% | 100% | 100% | 2.64% | 4.532% | 100%
6594 | 0% | 4.519% | 100% | 0% | 100% | 100% | 100% | 0% | 4.519% | 100%
6595 | 0% | 2.412% | 100% | 0% | 100% | 100% | 100% | 0% | 2.412% | 100%
6596 | 0% | 1.819% | 100% | 0% | 100% | 100% | 100% | 0% | 1.819% | 100%
6597 | 0% | 3.494% | 100% | 0% | 100% | 100% | 100% | 0% | 3.494% | 100%
6598 | 0% | 2.869% | 100% | 0% | 0% | 100% | 100% | 0% | 2.869% | 100%
6599 | 0% | 0.885% | 100% | 0% | 0% | 100% | 100% | 0% | 0.885% | 100%
6600 | 0% | 0% | 100% | 0% | 0% | 100% | 100% | 0% | 0% | 100%
6601 | 0% | 0% | 100% | 0% | 0% | 100% | 100% | 0% | 0% | 100%
6602 | 0% | 0% | 100% | 0% | 0% | 100% | 100% | 0% | 0% | 100%
6603 | 0% | 0% | 100% | 0% | 0% | 100% | 100% | 0% | 0% | 100%
6604 | 0% | 0% | 100% | 0% | 0% | 100% | 100% | 0% | 0% | 100%
6605 | 0% | 0% | 100% | 0% | 0% | 100% | 100% | 0% | 0% | 100%
6606 | 0% | 0% | 100% | 0% | 0% | 100% | 100% | 0% | 0% | 100%
6607 | 0% | 0% | 100% | 0% | 0% | 100% | 100% | 0% | 0% | 100%
6608 | 0.886% | 0% | 100% | 0% | 0% | 100% | 100% | 0.886% | 0% | 100%
6609 | 11.01% | 0.6801% | 100% | 0% | 0% | 100% | 100% | 11.01% | 0.6801% | 100%
6610 | 32.32% | 1.468% | 100% | 0% | 0% | 100% | 100% | 32.32% | 1.468% | 100%
6611 | 41.6% | 2.926% | 100% | 0% | 0% | 100% | 100% | 41.6% | 2.926% | 100%
6612 | 30.7% | 5.755% | 100% | 0% | 0% | 100% | 100% | 30.7% | 5.755% | 100%
6613 | 35.84% | 5.324% | 100% | 0% | 0% | 100% | 100% | 35.84% | 5.324% | 100%
6614 | 17.46% | 6.631% | 100% | 0% | 0% | 100% | 100% | 17.46% | 6.631% | 100%
6615 | 15.6% | 7.148% | 100% | 0% | 0% | 100% | 100% | 15.6% | 7.148% | 100%
6616 | 7.856% | 6.613% | 100% | 0% | 0% | 100% | 100% | 7.856% | 6.613% | 100%
6617 | 3.187% | 7.748% | 100% | 0% | 0% | 100% | 100% | 3.187% | 7.748% | 100%
6618 | 0% | 7.184% | 100% | 0% | 100% | 100% | 100% | 0% | 7.184% | 100%
6619 | 0% | 5.882% | 100% | 0% | 100% | 100% | 100% | 0% | 5.882% | 100%
6620 | 0% | 4.735% | 100% | 0% | 100% | 100% | 100% | 0% | 4.735% | 100%
6621 | 0% | 3.877% | 100% | 0% | 100% | 100% | 100% | 0% | 3.877% | 100%
6622 | 0% | 4.364% | 100% | 0% | 0% | 100% | 100% | 0% | 4.364% | 100%
6623 | 0% | 1.111% | 100% | 0% | 0% | 100% | 100% | 0% | 1.111% | 100%
6624 | 0% | 0% | 100% | 0% | 0% | 100% | 100% | 0% | 0% | 100%
6625 | 0% | 0% | 100% | 0% | 0% | 100% | 100% | 0% | 0% | 100%
6626 | 0% | 0% | 100% | 0% | 0% | 100% | 100% | 0% | 0% | 100%
6627 | 0% | 0% | 100% | 0% | 0% | 100% | 100% | 0% | 0% | 100%
6628 | 0% | 0% | 100% | 0% | 0% | 100% | 100% | 0% | 0% | 100%
6629 | 0% | 0% | 100% | 0% | 0% | 100% | 100% | 0% | 0% | 100%
6630 | 0% | 0% | 100% | 0% | 0% | 100% | 100% | 0% | 0% | 100%
6631 | 0% | 0% | 100% | 0% | 0% | 100% | 100% | 0% | 0% | 100%
6632 | 0.6027% | 0.8308% | 100% | 0% | 0% | 100% | 100% | 0.6027% | 0.8308% | 100%
6633 | 14.09% | 3.173% | 100% | 0% | 0% | 100% | 100% | 14.09% | 3.173% | 100%
6634 | 31.07% | 4.292% | 100% | 0% | 0% | 100% | 100% | 31.07% | 4.292% | 100%
6635 | 36.69% | 5.202% | 100% | 0% | 0% | 100% | 100% | 36.69% | 5.202% | 100%
6636 | 25.88% | 8.095% | 100% | 0% | 0% | 100% | 100% | 25.88% | 8.095% | 100%
6637 | 30.98% | 6.335% | 100% | 0% | 0% | 100% | 100% | 30.98% | 6.335% | 100%
6638 | 23.96% | 7.161% | 100% | 0% | 0% | 100% | 100% | 23.96% | 7.161% | 100%
6639 | 23.44% | 7.046% | 100% | 0% | 0% | 100% | 100% | 23.44% | 7.046% | 100%
6640 | 13.09% | 6.733% | 100% | 0% | 0% | 100% | 100% | 13.09% | 6.733% | 100%
6641 | 0% | 6.02% | 100% | 0% | 0% | 100% | 100% | 0% | 6.02% | 100%
6642 | 0% | 5.003% | 100% | 0% | 100% | 100% | 100% | 0% | 5.003% | 100%
6643 | 0% | 4.702% | 100% | 0% | 100% | 100% | 100% | 0% | 4.702% | 100%
6644 | 0% | 1.889% | 100% | 0% | 100% | 100% | 100% | 0% | 1.889% | 100%
6645 | 0% | 0% | 100% | 0% | 100% | 100% | 100% | 0% | 0% | 100%
6646 | 0% | 1.523% | 100% | 0% | 0% | 100% | 100% | 0% | 1.523% | 100%
6647 | 0% | 0.8884% | 100% | 0% | 0% | 100% | 100% | 0% | 0.8884% | 100%
6648 | 0% | 0% | 100% | 0% | 0% | 100% | 100% | 0% | 0% | 100%
6649 | 0% | 0% | 100% | 0% | 0% | 100% | 100% | 0% | 0% | 100%
6650 | 0% | 0% | 100% | 0% | 0% | 100% | 100% | 0% | 0% | 100%
6651 | 0% | 0% | 100% | 0% | 0% | 100% | 100% | 0% | 0% | 100%
6652 | 0% | 0% | 100% | 0% | 0% | 100% | 100% | 0% | 0% | 100%
6653 | 0% | 0% | 100% | 0% | 0% | 100% | 100% | 0% | 0% | 100%
6654 | 0% | 0% | 100% | 0% | 0% | 100% | 100% | 0% | 0% | 100%
6655 | 0% | 0% | 100% | 0% | 0% | 100% | 100% | 0% | 0% | 100%
6656 | 0.7199% | 2.828% | 100% | 0% | 0% | 100% | 100% | 0.7199% | 2.828% | 100%
6657 | 12.2% | 4.605% | 100% | 0% | 0% | 100% | 100% | 12.2% | 4.605% | 100%
6658 | 22.69% | 5.684% | 100% | 0% | 0% | 100% | 100% | 22.69% | 5.684% | 100%
6659 | 31.7% | 4.922% | 100% | 0% | 0% | 100% | 100% | 31.7% | 4.922% | 100%
6660 | 23.91% | 8.109% | 100% | 0% | 0% | 100% | 100% | 23.91% | 8.109% | 100%
6661 | 24.47% | 5.445% | 100% | 0% | 0% | 100% | 100% | 24.47% | 5.445% | 100%
6662 | 26.63% | 3.056% | 100% | 0% | 0% | 100% | 100% | 26.63% | 3.056% | 100%
6663 | 25.01% | 2.323% | 100% | 0% | 0% | 100% | 100% | 25.01% | 2.323% | 100%
6664 | 8.531% | 0.7902% | 100% | 0% | 0% | 100% | 100% | 8.531% | 0.7902% | 100%
6665 | 0% | 0% | 100% | 0% | 0% | 100% | 100% | 0% | 0% | 100%
6666 | 0% | 0% | 100% | 0% | 100% | 100% | 100% | 0% | 0% | 100%
6667 | 0% | 0.4267% | 100% | 0% | 100% | 100% | 100% | 0% | 0.4267% | 100%
6668 | 0% | 0% | 100% | 0% | 100% | 100% | 100% | 0% | 0% | 100%
6669 | 0% | 0% | 100% | 0% | 100% | 100% | 100% | 0% | 0% | 100%
6670 | 0% | 0% | 100% | 0% | 0% | 100% | 100% | 0% | 0% | 100%
6671 | 0% | 0% | 100% | 0% | 0% | 100% | 100% | 0% | 0% | 100%
6672 | 0% | 0% | 100% | 0% | 0% | 100% | 100% | 0% | 0% | 100%
6673 | 0% | 0% | 100% | 0% | 0% | 100% | 100% | 0% | 0% | 100%
6674 | 0% | 0% | 100% | 0% | 0% | 100% | 100% | 0% | 0% | 100%
6675 | 0% | 0% | 100% | 0% | 0% | 100% | 100% | 0% | 0% | 100%
6676 | 0% | 0% | 100% | 0% | 0% | 100% | 100% | 0% | 0% | 100%
6677 | 0% | 0% | 100% | 0% | 0% | 100% | 100% | 0% | 0% | 100%
6678 | 0% | 0% | 100% | 0% | 0% | 100% | 100% | 0% | 0% | 100%
6679 | 0% | 0% | 100% | 0% | 0% | 100% | 100% | 0% | 0% | 100%
6680 | 0.09075% | 0% | 100% | 0% | 0% | 100% | 100% | 0.09075% | 0% | 100%
6681 | 13.58% | 0% | 100% | 0% | 0% | 100% | 100% | 13.58% | 0% | 100%
6682 | 23.07% | 0% | 100% | 0% | 0% | 100% | 100% | 23.07% | 0% | 100%
6683 | 22.26% | 0.01847% | 100% | 0% | 0% | 100% | 100% | 22.26% | 0.01847% | 100%
6684 | 22.7% | 3.452% | 100% | 0% | 0% | 100% | 100% | 22.7% | 3.452% | 100%
6685 | 22.2% | 3.285% | 100% | 0% | 0% | 100% | 100% | 22.2% | 3.285% | 100%
6686 | 22.22% | 1.756% | 100% | 0% | 0% | 100% | 100% | 22.22% | 1.756% | 100%
6687 | 15.12% | 1.613% | 100% | 0% | 0% | 100% | 100% | 15.12% | 1.613% | 100%
6688 | 1.499% | 1.093% | 100% | 0% | 0% | 100% | 100% | 1.499% | 1.093% | 100%
6689 | 0% | 0% | 100% | 0% | 0% | 100% | 100% | 0% | 0% | 100%
6690 | 0% | 0% | 100% | 0% | 100% | 100% | 100% | 0% | 0% | 100%
6691 | 0% | 0% | 100% | 0% | 100% | 100% | 100% | 0% | 0% | 100%
6692 | 0% | 0% | 100% | 0% | 100% | 100% | 100% | 0% | 0% | 100%
6693 | 0% | 0% | 100% | 0% | 100% | 100% | 100% | 0% | 0% | 100%
6694 | 0% | 0% | 100% | 0% | 0% | 100% | 100% | 0% | 0% | 100%
6695 | 0% | 0% | 100% | 0% | 0% | 100% | 100% | 0% | 0% | 100%
6696 | 0% | 0% | 100% | 0% | 0% | 100% | 100% | 0% | 0% | 100%
6697 | 0% | 0% | 100% | 0% | 0% | 100% | 100% | 0% | 0% | 100%
6698 | 0% | 0% | 100% | 0% | 0% | 100% | 100% | 0% | 0% | 100%
6699 | 0% | 0% | 100% | 0% | 0% | 100% | 100% | 0% | 0% | 100%
6700 | 0% | 0% | 100% | 0% | 0% | 100% | 100% | 0% | 0% | 100%
6701 | 0% | 0% | 100% | 0% | 0% | 100% | 100% | 0% | 0% | 100%
6702 | 0% | 0% | 100% | 0% | 0% | 100% | 100% | 0% | 0% | 100%
6703 | 0% | 0% | 100% | 0% | 0% | 100% | 100% | 0% | 0% | 100%
6704 | 0.4526% | 0% | 100% | 0% | 0% | 100% | 100% | 0.4526% | 0% | 100%
6705 | 13.26% | 0% | 100% | 0% | 0% | 100% | 100% | 13.26% | 0% | 100%
6706 | 25.64% | 0% | 100% | 0% | 0% | 100% | 100% | 25.64% | 0% | 100%
6707 | 23.42% | 0% | 100% | 0% | 0% | 100% | 100% | 23.42% | 0% | 100%
6708 | 27.84% | 1.607% | 100% | 0% | 0% | 100% | 100% | 27.84% | 1.607% | 100%
6709 | 23.18% | 3.086% | 100% | 0% | 0% | 100% | 100% | 23.18% | 3.086% | 100%
6710 | 17.96% | 2.272% | 100% | 0% | 0% | 100% | 100% | 17.96% | 2.272% | 100%
6711 | 9.59% | 2.112% | 100% | 0% | 0% | 100% | 100% | 9.59% | 2.112% | 100%
6712 | 0% | 2.705% | 100% | 0% | 0% | 100% | 100% | 0% | 2.705% | 100%
6713 | 0% | 1.981% | 100% | 0% | 0% | 100% | 100% | 0% | 1.981% | 100%
6714 | 0% | 1.843% | 100% | 0% | 100% | 100% | 100% | 0% | 1.843% | 100%
6715 | 0% | 0.2159% | 100% | 0% | 100% | 100% | 100% | 0% | 0.2159% | 100%
6716 | 0% | 0% | 100% | 0% | 100% | 100% | 100% | 0% | 0% | 100%
6717 | 0% | 0% | 100% | 0% | 100% | 100% | 100% | 0% | 0% | 100%
6718 | 0% | 0% | 100% | 0% | 0% | 100% | 100% | 0% | 0% | 100%
6719 | 0% | 0% | 100% | 0% | 0% | 100% | 100% | 0% | 0% | 100%
6720 | 0% | 0% | 100% | 0% | 0% | 100% | 100% | 0% | 0% | 100%
6721 | 0% | 0% | 100% | 0% | 0% | 100% | 100% | 0% | 0% | 100%
6722 | 0% | 0% | 100% | 0% | 0% | 100% | 100% | 0% | 0% | 100%
6723 | 0% | 0% | 100% | 0% | 0% | 100% | 100% | 0% | 0% | 100%
6724 | 0% | 0% | 100% | 0% | 0% | 100% | 100% | 0% | 0% | 100%
6725 | 0% | 0% | 100% | 0% | 0% | 100% | 100% | 0% | 0% | 100%
6726 | 0% | 0% | 100% | 0% | 0% | 100% | 100% | 0% | 0% | 100%
6727 | 0% | 0% | 100% | 0% | 0% | 100% | 100% | 0% | 0% | 100%
6728 | 0.8525% | 0% | 100% | 0% | 0% | 100% | 100% | 0.8525% | 0% | 100%
6729 | 17.46% | 0% | 100% | 0% | 0% | 100% | 100% | 17.46% | 0% | 100%
6730 | 33.8% | 0% | 100% | 0% | 0% | 100% | 100% | 33.8% | 0% | 100%
6731 | 25.53% | 0.261% | 100% | 0% | 0% | 100% | 100% | 25.53% | 0.261% | 100%
6732 | 31.46% | 2.823% | 100% | 0% | 0% | 100% | 100% | 31.46% | 2.823% | 100%
6733 | 32.59% | 4.706% | 100% | 0% | 0% | 100% | 100% | 32.59% | 4.706% | 100%
6734 | 14.84% | 4.93% | 100% | 0% | 0% | 100% | 100% | 14.84% | 4.93% | 100%
6735 | 2.831% | 4.655% | 100% | 0% | 0% | 100% | 100% | 2.831% | 4.655% | 100%
6736 | 0% | 5.471% | 100% | 0% | 0% | 100% | 100% | 0% | 5.471% | 100%
6737 | 0% | 5.085% | 100% | 0% | 0% | 100% | 100% | 0% | 5.085% | 100%
6738 | 0% | 2.579% | 100% | 0% | 100% | 100% | 100% | 0% | 2.579% | 100%
6739 | 0% | 0.6592% | 100% | 0% | 100% | 100% | 100% | 0% | 0.6592% | 100%
6740 | 0% | 0% | 100% | 0% | 100% | 100% | 100% | 0% | 0% | 100%
6741 | 0% | 0% | 100% | 0% | 100% | 100% | 100% | 0% | 0% | 100%
6742 | 0% | 0% | 100% | 0% | 0% | 100% | 100% | 0% | 0% | 100%
6743 | 0% | 0% | 100% | 0% | 0% | 100% | 100% | 0% | 0% | 100%
6744 | 0% | 0% | 100% | 0% | 0% | 100% | 100% | 0% | 0% | 100%
6745 | 0% | 0% | 100% | 0% | 0% | 100% | 100% | 0% | 0% | 100%
6746 | 0% | 0% | 100% | 0% | 0% | 100% | 100% | 0% | 0% | 100%
6747 | 0% | 0% | 100% | 0% | 0% | 100% | 100% | 0% | 0% | 100%
6748 | 0% | 0% | 100% | 0% | 0% | 100% | 100% | 0% | 0% | 100%
6749 | 0% | 0% | 100% | 0% | 0% | 100% | 100% | 0% | 0% | 100%
6750 | 0% | 0% | 100% | 0% | 0% | 100% | 100% | 0% | 0% | 100%
6751 | 0% | 0% | 100% | 0% | 0% | 100% | 100% | 0% | 0% | 100%
6752 | 1.456% | 0% | 100% | 0% | 0% | 100% | 100% | 1.456% | 0% | 100%
6753 | 15.89% | 0% | 100% | 0% | 0% | 100% | 100% | 15.89% | 0% | 100%
6754 | 24.58% | 0% | 100% | 0% | 0% | 100% | 100% | 24.58% | 0% | 100%
6755 | 28.25% | 0% | 100% | 0% | 0% | 100% | 100% | 28.25% | 0% | 100%
6756 | 29.43% | 3.695% | 100% | 0% | 0% | 100% | 100% | 29.43% | 3.695% | 100%
6757 | 25.5% | 7.695% | 100% | 0% | 0% | 100% | 100% | 25.5% | 7.695% | 100%
6758 | 14.41% | 8.188% | 100% | 0% | 0% | 100% | 100% | 14.41% | 8.188% | 100%
6759 | 8.709% | 7.74% | 100% | 0% | 0% | 100% | 100% | 8.709% | 7.74% | 100%
6760 | 0.8953% | 7.882% | 100% | 0% | 0% | 100% | 100% | 0.8953% | 7.882% | 100%
6761 | 0% | 7.797% | 100% | 0% | 0% | 100% | 100% | 0% | 7.797% | 100%
6762 | 0% | 5.292% | 100% | 0% | 100% | 100% | 100% | 0% | 5.292% | 100%
6763 | 0% | 2.63% | 100% | 0% | 100% | 100% | 100% | 0% | 2.63% | 100%
6764 | 0% | 2.422% | 100% | 0% | 100% | 100% | 100% | 0% | 2.422% | 100%
6765 | 0% | 0.6929% | 100% | 0% | 100% | 100% | 100% | 0% | 0.6929% | 100%
6766 | 0% | 0.8694% | 100% | 0% | 0% | 100% | 100% | 0% | 0.8694% | 100%
6767 | 0% | 0% | 100% | 0% | 0% | 100% | 100% | 0% | 0% | 100%
6768 | 0% | 0% | 100% | 0% | 0% | 100% | 100% | 0% | 0% | 100%
6769 | 0% | 0% | 100% | 0% | 0% | 100% | 100% | 0% | 0% | 100%
6770 | 0% | 0% | 100% | 0% | 0% | 100% | 100% | 0% | 0% | 100%
6771 | 0% | 0% | 100% | 0% | 0% | 100% | 100% | 0% | 0% | 100%
6772 | 0% | 0% | 100% | 0% | 0% | 100% | 100% | 0% | 0% | 100%
6773 | 0% | 0% | 100% | 0% | 0% | 100% | 100% | 0% | 0% | 100%
6774 | 0% | 0% | 100% | 0% | 0% | 100% | 100% | 0% | 0% | 100%
6775 | 0% | 0% | 100% | 0% | 0% | 100% | 100% | 0% | 0% | 100%
6776 | 0% | 0% | 100% | 0% | 0% | 100% | 100% | 0% | 0% | 100%
6777 | 10.34% | 0% | 100% | 0% | 0% | 100% | 100% | 10.34% | 0% | 100%
6778 | 14.05% | 0% | 100% | 0% | 0% | 100% | 100% | 14.05% | 0% | 100%
6779 | 18% | 0.2403% | 100% | 0% | 0% | 100% | 100% | 18% | 0.2403% | 100%
6780 | 23.43% | 4.763% | 100% | 0% | 0% | 100% | 100% | 23.43% | 4.763% | 100%
6781 | 20.52% | 8.812% | 100% | 0% | 0% | 100% | 100% | 20.52% | 8.812% | 100%
6782 | 14.52% | 9.156% | 100% | 0% | 0% | 100% | 100% | 14.52% | 9.156% | 100%
6783 | 9.623% | 9.2% | 100% | 0% | 0% | 100% | 100% | 9.623% | 9.2% | 100%
6784 | 4.712% | 8.766% | 100% | 0% | 0% | 100% | 100% | 4.712% | 8.766% | 100%
6785 | 0% | 7.333% | 100% | 0% | 0% | 100% | 100% | 0% | 7.333% | 100%
6786 | 0% | 4.696% | 100% | 0% | 100% | 100% | 100% | 0% | 4.696% | 100%
6787 | 0% | 3.281% | 100% | 0% | 100% | 100% | 100% | 0% | 3.281% | 100%
6788 | 0% | 2.73% | 100% | 0% | 100% | 100% | 100% | 0% | 2.73% | 100%
6789 | 0% | 0.3856% | 100% | 0% | 100% | 100% | 100% | 0% | 0.3856% | 100%
6790 | 0% | 0.7258% | 100% | 0% | 0% | 100% | 100% | 0% | 0.7258% | 100%
6791 | 0% | 0% | 100% | 0% | 0% | 100% | 100% | 0% | 0% | 100%
6792 | 0% | 0% | 100% | 0% | 0% | 100% | 100% | 0% | 0% | 100%
6793 | 0% | 0% | 100% | 0% | 0% | 100% | 100% | 0% | 0% | 100%
6794 | 0% | 0% | 100% | 0% | 0% | 100% | 100% | 0% | 0% | 100%
6795 | 0% | 0% | 100% | 0% | 0% | 100% | 100% | 0% | 0% | 100%
6796 | 0% | 0% | 100% | 0% | 0% | 100% | 100% | 0% | 0% | 100%
6797 | 0% | 0% | 100% | 0% | 0% | 100% | 100% | 0% | 0% | 100%
6798 | 0% | 0% | 100% | 0% | 0% | 100% | 100% | 0% | 0% | 100%
6799 | 0% | 0% | 100% | 0% | 0% | 100% | 100% | 0% | 0% | 100%
6800 | 0% | 0% | 100% | 0% | 0% | 100% | 100% | 0% | 0% | 100%
6801 | 10.69% | 0% | 100% | 0% | 0% | 100% | 100% | 10.69% | 0% | 100%
6802 | 14.74% | 0% | 100% | 0% | 0% | 100% | 100% | 14.74% | 0% | 100%
6803 | 19.36% | 0% | 100% | 0% | 0% | 100% | 100% | 19.36% | 0% | 100%
6804 | 22.81% | 1.87% | 100% | 0% | 0% | 100% | 100% | 22.81% | 1.87% | 100%
6805 | 10.49% | 4.502% | 100% | 0% | 0% | 100% | 100% | 10.49% | 4.502% | 100%
6806 | 11.16% | 5.517% | 100% | 0% | 0% | 100% | 100% | 11.16% | 5.517% | 100%
6807 | 7.705% | 5.738% | 100% | 0% | 0% | 100% | 100% | 7.705% | 5.738% | 100%
6808 | 0% | 4.108% | 100% | 0% | 0% | 100% | 100% | 0% | 4.108% | 100%
6809 | 0% | 2.253% | 100% | 0% | 0% | 100% | 100% | 0% | 2.253% | 100%
6810 | 0% | 1.728% | 100% | 0% | 100% | 100% | 100% | 0% | 1.728% | 100%
6811 | 0% | 0.4211% | 100% | 0% | 100% | 100% | 100% | 0% | 0.4211% | 100%
6812 | 0% | 0% | 100% | 0% | 100% | 100% | 100% | 0% | 0% | 100%
6813 | 0% | 0% | 100% | 0% | 100% | 100% | 100% | 0% | 0% | 100%
6814 | 0% | 0% | 100% | 0% | 0% | 100% | 100% | 0% | 0% | 100%
6815 | 0% | 0% | 100% | 0% | 0% | 100% | 100% | 0% | 0% | 100%
6816 | 0% | 0% | 100% | 0% | 0% | 100% | 100% | 0% | 0% | 100%
6817 | 0% | 0% | 100% | 0% | 0% | 100% | 100% | 0% | 0% | 100%
6818 | 0% | 0% | 100% | 0% | 0% | 100% | 100% | 0% | 0% | 100%
6819 | 0% | 0% | 100% | 0% | 0% | 100% | 100% | 0% | 0% | 100%
6820 | 0% | 0% | 100% | 0% | 0% | 100% | 100% | 0% | 0% | 100%
6821 | 0% | 0% | 100% | 0% | 0% | 100% | 100% | 0% | 0% | 100%
6822 | 0% | 0% | 100% | 0% | 0% | 100% | 100% | 0% | 0% | 100%
6823 | 0% | 0% | 100% | 0% | 0% | 100% | 100% | 0% | 0% | 100%
6824 | 0% | 0% | 100% | 0% | 0% | 100% | 100% | 0% | 0% | 100%
6825 | 3.737% | 0% | 100% | 0% | 0% | 100% | 100% | 3.737% | 0% | 100%
6826 | 11.08% | 0% | 100% | 0% | 0% | 100% | 100% | 11.08% | 0% | 100%
6827 | 19.59% | 0% | 100% | 0% | 0% | 100% | 100% | 19.59% | 0% | 100%
6828 | 22.45% | 0.2534% | 100% | 0% | 0% | 100% | 100% | 22.45% | 0.2534% | 100%
6829 | 12.62% | 1.288% | 100% | 0% | 0% | 100% | 100% | 12.62% | 1.288% | 100%
6830 | 13.7% | 1.215% | 100% | 0% | 0% | 100% | 100% | 13.7% | 1.215% | 100%
6831 | 6.523% | 2.373% | 100% | 0% | 0% | 100% | 100% | 6.523% | 2.373% | 100%
6832 | 0% | 1.021% | 100% | 0% | 0% | 100% | 100% | 0% | 1.021% | 100%
6833 | 0% | 0% | 100% | 0% | 0% | 100% | 100% | 0% | 0% | 100%
6834 | 0% | 0% | 100% | 0% | 100% | 100% | 100% | 0% | 0% | 100%
6835 | 0% | 0% | 100% | 0% | 100% | 100% | 100% | 0% | 0% | 100%
6836 | 0% | 0% | 100% | 0% | 100% | 100% | 100% | 0% | 0% | 100%
6837 | 0% | 0% | 100% | 0% | 100% | 100% | 100% | 0% | 0% | 100%
6838 | 0% | 0% | 100% | 0% | 0% | 100% | 100% | 0% | 0% | 100%
6839 | 0% | 0% | 100% | 0% | 0% | 100% | 100% | 0% | 0% | 100%
6840 | 0% | 0% | 100% | 0% | 0% | 100% | 100% | 0% | 0% | 100%
6841 | 0% | 0% | 100% | 0% | 0% | 100% | 100% | 0% | 0% | 100%
6842 | 0% | 0% | 100% | 0% | 0% | 100% | 100% | 0% | 0% | 100%
6843 | 0% | 0% | 100% | 0% | 0% | 100% | 100% | 0% | 0% | 100%
6844 | 0% | 0% | 100% | 0% | 0% | 100% | 100% | 0% | 0% | 100%
6845 | 0% | 0% | 100% | 0% | 0% | 100% | 100% | 0% | 0% | 100%
6846 | 0% | 0% | 100% | 0% | 0% | 100% | 100% | 0% | 0% | 100%
6847 | 0% | 0% | 100% | 0% | 0% | 100% | 100% | 0% | 0% | 100%
6848 | 0% | 0% | 100% | 0% | 0% | 100% | 100% | 0% | 0% | 100%
6849 | 5.467% | 0% | 100% | 0% | 0% | 100% | 100% | 5.467% | 0% | 100%
6850 | 14.75% | 0% | 100% | 0% | 0% | 100% | 100% | 14.75% | 0% | 100%
6851 | 23.66% | 0% | 100% | 0% | 0% | 100% | 100% | 23.66% | 0% | 100%
6852 | 20.57% | 0.8608% | 100% | 0% | 0% | 100% | 100% | 20.57% | 0.8608% | 100%
6853 | 11.89% | 1.652% | 100% | 0% | 0% | 100% | 100% | 11.89% | 1.652% | 100%
6854 | 8.907% | 1.67% | 100% | 0% | 0% | 100% | 100% | 8.907% | 1.67% | 100%
6855 | 2.712% | 2.266% | 100% | 0% | 0% | 100% | 100% | 2.712% | 2.266% | 100%
6856 | 0% | 1.982% | 100% | 0% | 0% | 100% | 100% | 0% | 1.982% | 100%
6857 | 0% | 0.6121% | 100% | 0% | 0% | 100% | 100% | 0% | 0.6121% | 100%
6858 | 0% | 0% | 100% | 0% | 100% | 100% | 100% | 0% | 0% | 100%
6859 | 0% | 0% | 100% | 0% | 100% | 100% | 100% | 0% | 0% | 100%
6860 | 0% | 0% | 100% | 0% | 100% | 100% | 100% | 0% | 0% | 100%
6861 | 0% | 0% | 100% | 0% | 100% | 100% | 100% | 0% | 0% | 100%
6862 | 0% | 0% | 100% | 0% | 0% | 100% | 100% | 0% | 0% | 100%
6863 | 0% | 0% | 100% | 0% | 0% | 100% | 100% | 0% | 0% | 100%
6864 | 0% | 0% | 100% | 0% | 0% | 100% | 100% | 0% | 0% | 100%
6865 | 0% | 0% | 100% | 0% | 0% | 100% | 100% | 0% | 0% | 100%
6866 | 0% | 0% | 100% | 0% | 0% | 100% | 100% | 0% | 0% | 100%
6867 | 0% | 0% | 100% | 0% | 0% | 100% | 100% | 0% | 0% | 100%
6868 | 0% | 0% | 100% | 0% | 0% | 100% | 100% | 0% | 0% | 100%
6869 | 0% | 0% | 100% | 0% | 0% | 100% | 100% | 0% | 0% | 100%
6870 | 0% | 0% | 100% | 0% | 0% | 100% | 100% | 0% | 0% | 100%
6871 | 0% | 0% | 100% | 0% | 0% | 100% | 100% | 0% | 0% | 100%
6872 | 0% | 0% | 100% | 0% | 0% | 100% | 100% | 0% | 0% | 100%
6873 | 0% | 0% | 100% | 0% | 0% | 100% | 100% | 0% | 0% | 100%
6874 | 12.09% | 0% | 100% | 0% | 0% | 100% | 100% | 12.09% | 0% | 100%
6875 | 20.75% | 0.5682% | 100% | 0% | 0% | 100% | 100% | 20.75% | 0.5682% | 100%
6876 | 20.87% | 3.249% | 100% | 0% | 0% | 100% | 100% | 20.87% | 3.249% | 100%
6877 | 15.88% | 4.111% | 100% | 0% | 0% | 100% | 100% | 15.88% | 4.111% | 100%
6878 | 8.264% | 3.367% | 100% | 0% | 0% | 100% | 100% | 8.264% | 3.367% | 100%
6879 | 8.151% | 4.205% | 100% | 0% | 0% | 100% | 100% | 8.151% | 4.205% | 100%
6880 | 1.33% | 4.777% | 100% | 0% | 0% | 100% | 100% | 1.33% | 4.777% | 100%
6881 | 0% | 5.264% | 100% | 0% | 0% | 100% | 100% | 0% | 5.264% | 100%
6882 | 0% | 3.895% | 100% | 0% | 100% | 100% | 100% | 0% | 3.895% | 100%
6883 | 0% | 0% | 100% | 0% | 100% | 100% | 100% | 0% | 0% | 100%
6884 | 0% | 0% | 100% | 0% | 100% | 100% | 100% | 0% | 0% | 100%
6885 | 0% | 0% | 100% | 0% | 100% | 100% | 100% | 0% | 0% | 100%
6886 | 0% | 0% | 100% | 0% | 0% | 100% | 100% | 0% | 0% | 100%
6887 | 0% | 0% | 100% | 0% | 0% | 100% | 100% | 0% | 0% | 100%
6888 | 0% | 0% | 100% | 0% | 0% | 100% | 100% | 0% | 0% | 100%
6889 | 0% | 0% | 100% | 0% | 0% | 100% | 100% | 0% | 0% | 100%
6890 | 0% | 0% | 100% | 0% | 0% | 100% | 100% | 0% | 0% | 100%
6891 | 0% | 0% | 100% | 0% | 0% | 100% | 100% | 0% | 0% | 100%
6892 | 0% | 0% | 100% | 0% | 0% | 100% | 100% | 0% | 0% | 100%
6893 | 0% | 0% | 100% | 0% | 0% | 100% | 100% | 0% | 0% | 100%
6894 | 0% | 0% | 100% | 0% | 0% | 100% | 100% | 0% | 0% | 100%
6895 | 0% | 0% | 100% | 0% | 0% | 100% | 100% | 0% | 0% | 100%
6896 | 0% | 0% | 100% | 0% | 0% | 100% | 100% | 0% | 0% | 100%
6897 | 0% | 0% | 100% | 0% | 0% | 100% | 100% | 0% | 0% | 100%
6898 | 17.9% | 0% | 100% | 0% | 0% | 100% | 100% | 17.9% | 0% | 100%
6899 | 23.43% | 2.744% | 100% | 0% | 0% | 100% | 100% | 23.43% | 2.744% | 100%
6900 | 24.44% | 4.493% | 100% | 0% | 0% | 100% | 100% | 24.44% | 4.493% | 100%
6901 | 20.11% | 5.404% | 100% | 0% | 0% | 100% | 100% | 20.11% | 5.404% | 100%
6902 | 11.39% | 5.55% | 100% | 0% | 0% | 100% | 100% | 11.39% | 5.55% | 100%
6903 | 10.16% | 6.441% | 100% | 0% | 0% | 100% | 100% | 10.16% | 6.441% | 100%
6904 | 2.703% | 7.875% | 100% | 0% | 0% | 100% | 100% | 2.703% | 7.875% | 100%
6905 | 0% | 8.021% | 100% | 0% | 0% | 100% | 100% | 0% | 8.021% | 100%
6906 | 0% | 7.124% | 100% | 0% | 100% | 100% | 100% | 0% | 7.124% | 100%
6907 | 0% | 1.901% | 100% | 0% | 100% | 100% | 100% | 0% | 1.901% | 100%
6908 | 0% | 0% | 100% | 0% | 100% | 100% | 100% | 0% | 0% | 100%
6909 | 0% | 0% | 100% | 0% | 100% | 100% | 100% | 0% | 0% | 100%
6910 | 0% | 0% | 100% | 0% | 0% | 100% | 100% | 0% | 0% | 100%
6911 | 0% | 0% | 100% | 0% | 0% | 100% | 100% | 0% | 0% | 100%
6912 | 0% | 0% | 100% | 0% | 0% | 100% | 100% | 0% | 0% | 100%
6913 | 0% | 0% | 100% | 0% | 0% | 100% | 100% | 0% | 0% | 100%
6914 | 0% | 0% | 100% | 0% | 0% | 100% | 100% | 0% | 0% | 100%
6915 | 0% | 0% | 100% | 0% | 0% | 100% | 100% | 0% | 0% | 100%
6916 | 0% | 0% | 100% | 0% | 0% | 100% | 100% | 0% | 0% | 100%
6917 | 0% | 0% | 100% | 0% | 0% | 100% | 100% | 0% | 0% | 100%
6918 | 0% | 0% | 100% | 0% | 0% | 100% | 100% | 0% | 0% | 100%
6919 | 0% | 0% | 100% | 0% | 0% | 100% | 100% | 0% | 0% | 100%
6920 | 0% | 0% | 100% | 0% | 0% | 100% | 100% | 0% | 0% | 100%
6921 | 0% | 0% | 100% | 0% | 0% | 100% | 100% | 0% | 0% | 100%
6922 | 13.04% | 0.7598% | 100% | 0% | 0% | 100% | 100% | 13.04% | 0.7598% | 100%
6923 | 23.58% | 3.697% | 100% | 0% | 0% | 100% | 100% | 23.58% | 3.697% | 100%
6924 | 26.14% | 4.453% | 100% | 0% | 0% | 100% | 100% | 26.14% | 4.453% | 100%
6925 | 21.84% | 6.24% | 100% | 0% | 0% | 100% | 100% | 21.84% | 6.24% | 100%
6926 | 15.29% | 4.815% | 100% | 0% | 0% | 100% | 100% | 15.29% | 4.815% | 100%
6927 | 9.611% | 6.524% | 100% | 0% | 0% | 100% | 100% | 9.611% | 6.524% | 100%
6928 | 4.475% | 8.846% | 100% | 0% | 0% | 100% | 100% | 4.475% | 8.846% | 100%
6929 | 0% | 9.043% | 100% | 0% | 0% | 100% | 100% | 0% | 9.043% | 100%
6930 | 0% | 8.199% | 100% | 0% | 100% | 100% | 100% | 0% | 8.199% | 100%
6931 | 0% | 5.357% | 100% | 0% | 100% | 100% | 100% | 0% | 5.357% | 100%
6932 | 0% | 2.79% | 100% | 0% | 100% | 100% | 100% | 0% | 2.79% | 100%
6933 | 0% | 2.506% | 100% | 0% | 100% | 100% | 100% | 0% | 2.506% | 100%
6934 | 0% | 2.951% | 100% | 0% | 0% | 100% | 100% | 0% | 2.951% | 100%
6935 | 0% | 3.375% | 100% | 0% | 0% | 100% | 100% | 0% | 3.375% | 100%
6936 | 0% | 3.864% | 100% | 0% | 0% | 100% | 100% | 0% | 3.864% | 100%
6937 | 0% | 0% | 100% | 0% | 0% | 100% | 100% | 0% | 0% | 100%
6938 | 0% | 1.215% | 100% | 0% | 0% | 100% | 100% | 0% | 1.215% | 100%
6939 | 0% | 0.633% | 100% | 0% | 0% | 100% | 100% | 0% | 0.633% | 100%
6940 | 0% | 1.511% | 100% | 0% | 0% | 100% | 100% | 0% | 1.511% | 100%
6941 | 0% | 0.5997% | 100% | 0% | 0% | 100% | 100% | 0% | 0.5997% | 100%
6942 | 0% | 1.985% | 100% | 0% | 0% | 100% | 100% | 0% | 1.985% | 100%
6943 | 0% | 0% | 100% | 0% | 0% | 100% | 100% | 0% | 0% | 100%
6944 | 0% | 0% | 100% | 0% | 0% | 100% | 100% | 0% | 0% | 100%
6945 | 0% | 0% | 100% | 0% | 0% | 100% | 100% | 0% | 0% | 100%
6946 | 5.236% | 1.34% | 100% | 0% | 0% | 100% | 100% | 5.236% | 1.34% | 100%
6947 | 8.299% | 4.519% | 100% | 0% | 0% | 100% | 100% | 8.299% | 4.519% | 100%
6948 | 13.25% | 5.055% | 100% | 0% | 0% | 100% | 100% | 13.25% | 5.055% | 100%
6949 | 13.42% | 6.3% | 100% | 0% | 0% | 100% | 100% | 13.42% | 6.3% | 100%
6950 | 8.411% | 3.08% | 100% | 0% | 0% | 100% | 100% | 8.411% | 3.08% | 100%
6951 | 2.945% | 5.551% | 100% | 0% | 0% | 100% | 100% | 2.945% | 5.551% | 100%
6952 | 0% | 8.25% | 100% | 0% | 0% | 100% | 100% | 0% | 8.25% | 100%
6953 | 0% | 7.968% | 100% | 0% | 0% | 100% | 100% | 0% | 7.968% | 100%
6954 | 0% | 7.395% | 100% | 0% | 100% | 100% | 100% | 0% | 7.395% | 100%
6955 | 0% | 5.428% | 100% | 0% | 100% | 100% | 100% | 0% | 5.428% | 100%
6956 | 0% | 4.123% | 100% | 0% | 100% | 100% | 100% | 0% | 4.123% | 100%
6957 | 0% | 4.081% | 100% | 0% | 100% | 100% | 100% | 0% | 4.081% | 100%
6958 | 0% | 5.406% | 100% | 0% | 0% | 100% | 100% | 0% | 5.406% | 100%
6959 | 0% | 3.481% | 100% | 0% | 0% | 100% | 100% | 0% | 3.481% | 100%
6960 | 0% | 2.23% | 100% | 0% | 0% | 100% | 100% | 0% | 2.23% | 100%
6961 | 0% | 2.432% | 100% | 0% | 0% | 100% | 100% | 0% | 2.432% | 100%
6962 | 0% | 0.8767% | 100% | 0% | 0% | 100% | 100% | 0% | 0.8767% | 100%
6963 | 0% | 0.3531% | 100% | 0% | 0% | 100% | 100% | 0% | 0.3531% | 100%
6964 | 0% | 0.5382% | 100% | 0% | 0% | 100% | 100% | 0% | 0.5382% | 100%
6965 | 0% | 1.262% | 100% | 0% | 0% | 100% | 100% | 0% | 1.262% | 100%
6966 | 0% | 2.551% | 100% | 0% | 0% | 100% | 100% | 0% | 2.551% | 100%
6967 | 0% | 0% | 100% | 0% | 0% | 100% | 100% | 0% | 0% | 100%
6968 | 0% | 0% | 100% | 0% | 0% | 100% | 100% | 0% | 0% | 100%
6969 | 0% | 0% | 100% | 0% | 0% | 100% | 100% | 0% | 0% | 100%
6970 | 0% | 0.6252% | 100% | 0% | 0% | 100% | 100% | 0% | 0.6252% | 100%
6971 | 0% | 2.297% | 100% | 0% | 0% | 100% | 100% | 0% | 2.297% | 100%
6972 | 0% | 2.765% | 100% | 0% | 0% | 100% | 100% | 0% | 2.765% | 100%
6973 | 0% | 2.575% | 100% | 0% | 0% | 100% | 100% | 0% | 2.575% | 100%
6974 | 0% | 0% | 100% | 0% | 0% | 100% | 100% | 0% | 0% | 100%
6975 | 0% | 1.136% | 100% | 0% | 0% | 100% | 100% | 0% | 1.136% | 100%
6976 | 0% | 3.587% | 100% | 0% | 0% | 100% | 100% | 0% | 3.587% | 100%
6977 | 0% | 5.348% | 100% | 0% | 0% | 100% | 100% | 0% | 5.348% | 100%
6978 | 0% | 3.96% | 100% | 0% | 100% | 100% | 100% | 0% | 3.96% | 100%
6979 | 0% | 3.02% | 100% | 0% | 100% | 100% | 100% | 0% | 3.02% | 100%
6980 | 0% | 3.666% | 100% | 0% | 100% | 100% | 100% | 0% | 3.666% | 100%
6981 | 0% | 5.639% | 100% | 0% | 100% | 100% | 100% | 0% | 5.639% | 100%
6982 | 0% | 5.721% | 100% | 0% | 0% | 100% | 100% | 0% | 5.721% | 100%
6983 | 0% | 3.44% | 100% | 0% | 0% | 100% | 100% | 0% | 3.44% | 100%
6984 | 0% | 1.493% | 100% | 0% | 0% | 100% | 100% | 0% | 1.493% | 100%
6985 | 0% | 1.57% | 100% | 0% | 0% | 100% | 100% | 0% | 1.57% | 100%
6986 | 0% | 0% | 100% | 0% | 0% | 100% | 100% | 0% | 0% | 100%
6987 | 0% | 0% | 100% | 0% | 0% | 100% | 100% | 0% | 0% | 100%
6988 | 0% | 1.046% | 100% | 0% | 0% | 100% | 100% | 0% | 1.046% | 100%
6989 | 0% | 0.5699% | 100% | 0% | 0% | 100% | 100% | 0% | 0.5699% | 100%
6990 | 0% | 0.6816% | 100% | 0% | 0% | 100% | 100% | 0% | 0.6816% | 100%
6991 | 0% | 0.2203% | 100% | 0% | 0% | 100% | 100% | 0% | 0.2203% | 100%
6992 | 0% | 1.685% | 100% | 0% | 0% | 100% | 100% | 0% | 1.685% | 100%
6993 | 0% | 0% | 100% | 0% | 0% | 100% | 100% | 0% | 0% | 100%
6994 | 0% | 0.923% | 100% | 0% | 0% | 100% | 100% | 0% | 0.923% | 100%
6995 | 0% | 3.94% | 100% | 0% | 0% | 100% | 100% | 0% | 3.94% | 100%
6996 | 0% | 5.402% | 100% | 0% | 0% | 100% | 100% | 0% | 5.402% | 100%
6997 | 0.5014% | 3.376% | 100% | 0% | 0% | 100% | 100% | 0.5014% | 3.376% | 100%
6998 | 0% | 1.716% | 100% | 0% | 0% | 100% | 100% | 0% | 1.716% | 100%
6999 | 0% | 2.28% | 100% | 0% | 0% | 100% | 100% | 0% | 2.28% | 100%
7000 | 0% | 1.439% | 100% | 0% | 0% | 100% | 100% | 0% | 1.439% | 100%
7001 | 0% | 4.398% | 100% | 0% | 0% | 100% | 100% | 0% | 4.398% | 100%
7002 | 0% | 4.63% | 100% | 0% | 100% | 100% | 100% | 0% | 4.63% | 100%
7003 | 0% | 3.673% | 100% | 0% | 100% | 100% | 100% | 0% | 3.673% | 100%
7004 | 0% | 4.332% | 100% | 0% | 100% | 100% | 100% | 0% | 4.332% | 100%
7005 | 0% | 5.861% | 100% | 0% | 100% | 100% | 100% | 0% | 5.861% | 100%
7006 | 0% | 4.327% | 100% | 0% | 0% | 100% | 100% | 0% | 4.327% | 100%
7007 | 0% | 2.355% | 100% | 0% | 0% | 100% | 100% | 0% | 2.355% | 100%
7008 | 0% | 0.6518% | 100% | 0% | 0% | 100% | 100% | 0% | 0.6518% | 100%
7009 | 0% | 2.16% | 100% | 0% | 0% | 100% | 100% | 0% | 2.16% | 100%
7010 | 0% | 0% | 100% | 0% | 0% | 100% | 100% | 0% | 0% | 100%
7011 | 0% | 0% | 100% | 0% | 0% | 100% | 100% | 0% | 0% | 100%
7012 | 0% | 0% | 100% | 0% | 0% | 100% | 100% | 0% | 0% | 100%
7013 | 0% | 0% | 100% | 0% | 0% | 100% | 100% | 0% | 0% | 100%
7014 | 0% | 0% | 100% | 0% | 0% | 100% | 100% | 0% | 0% | 100%
7015 | 0% | 1.792% | 100% | 0% | 0% | 100% | 100% | 0% | 1.792% | 100%
7016 | 0% | 1.335% | 100% | 0% | 0% | 100% | 100% | 0% | 1.335% | 100%
7017 | 1.62% | 0% | 100% | 0% | 0% | 100% | 100% | 1.62% | 0% | 100%
7018 | 9.269% | 1.372% | 100% | 0% | 0% | 100% | 100% | 9.269% | 1.372% | 100%
7019 | 9.554% | 4.596% | 100% | 0% | 0% | 100% | 100% | 9.554% | 4.596% | 100%
7020 | 8.641% | 6.581% | 100% | 0% | 0% | 100% | 100% | 8.641% | 6.581% | 100%
7021 | 9.082% | 4.221% | 100% | 0% | 0% | 100% | 100% | 9.082% | 4.221% | 100%
7022 | 5.413% | 6.103% | 100% | 0% | 0% | 100% | 100% | 5.413% | 6.103% | 100%
7023 | 3.275% | 6.074% | 100% | 0% | 0% | 100% | 100% | 3.275% | 6.074% | 100%
7024 | 0.8518% | 2.76% | 100% | 0% | 0% | 100% | 100% | 0.8518% | 2.76% | 100%
7025 | 0% | 4.79% | 100% | 0% | 0% | 100% | 100% | 0% | 4.79% | 100%
7026 | 0% | 4.425% | 100% | 0% | 100% | 100% | 100% | 0% | 4.425% | 100%
7027 | 0% | 2.145% | 100% | 0% | 100% | 100% | 100% | 0% | 2.145% | 100%
7028 | 0% | 2.727% | 100% | 0% | 100% | 100% | 100% | 0% | 2.727% | 100%
7029 | 0% | 5.224% | 100% | 0% | 100% | 100% | 100% | 0% | 5.224% | 100%
7030 | 0% | 3.791% | 100% | 0% | 0% | 100% | 100% | 0% | 3.791% | 100%
7031 | 0% | 3.002% | 100% | 0% | 0% | 100% | 100% | 0% | 3.002% | 100%
7032 | 0% | 1.138% | 100% | 0% | 0% | 100% | 100% | 0% | 1.138% | 100%
7033 | 0% | 0.8386% | 100% | 0% | 0% | 100% | 100% | 0% | 0.8386% | 100%
7034 | 0% | 0% | 100% | 0% | 0% | 100% | 100% | 0% | 0% | 100%
7035 | 0% | 0% | 100% | 0% | 0% | 100% | 100% | 0% | 0% | 100%
7036 | 0% | 0% | 100% | 0% | 0% | 100% | 100% | 0% | 0% | 100%
7037 | 0% | 0% | 100% | 0% | 0% | 100% | 100% | 0% | 0% | 100%
7038 | 0% | 0% | 100% | 0% | 0% | 100% | 100% | 0% | 0% | 100%
7039 | 0% | 0% | 100% | 0% | 0% | 100% | 100% | 0% | 0% | 100%
7040 | 0% | 0% | 100% | 0% | 0% | 100% | 100% | 0% | 0% | 100%
7041 | 10.76% | 0% | 100% | 0% | 0% | 100% | 100% | 10.76% | 0% | 100%
7042 | 25.14% | 0.02384% | 100% | 0% | 0% | 100% | 100% | 25.14% | 0.02384% | 100%
7043 | 30.72% | 3.371% | 100% | 0% | 0% | 100% | 100% | 30.72% | 3.371% | 100%
7044 | 28.61% | 4.436% | 100% | 0% | 0% | 100% | 100% | 28.61% | 4.436% | 100%
7045 | 24.55% | 4.548% | 100% | 0% | 0% | 100% | 100% | 24.55% | 4.548% | 100%
7046 | 24.14% | 6.13% | 100% | 0% | 0% | 100% | 100% | 24.14% | 6.13% | 100%
7047 | 19.16% | 7.135% | 100% | 0% | 0% | 100% | 100% | 19.16% | 7.135% | 100%
7048 | 9.393% | 3.146% | 100% | 0% | 0% | 100% | 100% | 9.393% | 3.146% | 100%
7049 | 0% | 3.118% | 100% | 0% | 0% | 100% | 100% | 0% | 3.118% | 100%
7050 | 0% | 2.526% | 100% | 0% | 100% | 100% | 100% | 0% | 2.526% | 100%
7051 | 0% | 0.0916% | 100% | 0% | 100% | 100% | 100% | 0% | 0.0916% | 100%
7052 | 0% | 0% | 100% | 0% | 100% | 100% | 100% | 0% | 0% | 100%
7053 | 0% | 0.4252% | 100% | 0% | 100% | 100% | 100% | 0% | 0.4252% | 100%
7054 | 0% | 0% | 100% | 0% | 0% | 100% | 100% | 0% | 0% | 100%
7055 | 0% | 0% | 100% | 0% | 0% | 100% | 100% | 0% | 0% | 100%
7056 | 0% | 0% | 100% | 0% | 0% | 100% | 100% | 0% | 0% | 100%
7057 | 0% | 0.2188% | 100% | 0% | 0% | 100% | 100% | 0% | 0.2188% | 100%
7058 | 0% | 0% | 100% | 0% | 0% | 100% | 100% | 0% | 0% | 100%
7059 | 0% | 0% | 100% | 0% | 0% | 100% | 100% | 0% | 0% | 100%
7060 | 0% | 0% | 100% | 0% | 0% | 100% | 100% | 0% | 0% | 100%
7061 | 0% | 0% | 100% | 0% | 0% | 100% | 100% | 0% | 0% | 100%
7062 | 0% | 0% | 100% | 0% | 0% | 100% | 100% | 0% | 0% | 100%
7063 | 0% | 0% | 100% | 0% | 0% | 100% | 100% | 0% | 0% | 100%
7064 | 0% | 0% | 100% | 0% | 0% | 100% | 100% | 0% | 0% | 100%
7065 | 8.525% | 0% | 100% | 0% | 0% | 100% | 100% | 8.525% | 0% | 100%
7066 | 20.77% | 0% | 100% | 0% | 0% | 100% | 100% | 20.77% | 0% | 100%
7067 | 19.22% | 0.5397% | 100% | 0% | 0% | 100% | 100% | 19.22% | 0.5397% | 100%
7068 | 18.13% | 1.304% | 100% | 0% | 0% | 100% | 100% | 18.13% | 1.304% | 100%
7069 | 7.404% | 2.218% | 100% | 0% | 0% | 100% | 100% | 7.404% | 2.218% | 100%
7070 | 8.436% | 3.597% | 100% | 0% | 0% | 100% | 100% | 8.436% | 3.597% | 100%
7071 | 7.159% | 5.199% | 100% | 0% | 0% | 100% | 100% | 7.159% | 5.199% | 100%
7072 | 0% | 4.317% | 100% | 0% | 0% | 100% | 100% | 0% | 4.317% | 100%
7073 | 0% | 2.667% | 100% | 0% | 0% | 100% | 100% | 0% | 2.667% | 100%
7074 | 0% | 0% | 100% | 0% | 100% | 100% | 100% | 0% | 0% | 100%
7075 | 0% | 0% | 100% | 0% | 100% | 100% | 100% | 0% | 0% | 100%
7076 | 0% | 0% | 100% | 0% | 100% | 100% | 100% | 0% | 0% | 100%
7077 | 0% | 0% | 100% | 0% | 100% | 100% | 100% | 0% | 0% | 100%
7078 | 0% | 0% | 100% | 0% | 0% | 100% | 100% | 0% | 0% | 100%
7079 | 0% | 0% | 100% | 0% | 0% | 100% | 100% | 0% | 0% | 100%
7080 | 0% | 0% | 100% | 0% | 0% | 100% | 100% | 0% | 0% | 100%
7081 | 0% | 0% | 100% | 0% | 0% | 100% | 100% | 0% | 0% | 100%
7082 | 0% | 0% | 100% | 0% | 0% | 100% | 100% | 0% | 0% | 100%
7083 | 0% | 0% | 100% | 0% | 0% | 100% | 100% | 0% | 0% | 100%
7084 | 0% | 0% | 100% | 0% | 0% | 100% | 100% | 0% | 0% | 100%
7085 | 0% | 0% | 100% | 0% | 0% | 100% | 100% | 0% | 0% | 100%
7086 | 0% | 0% | 100% | 0% | 0% | 100% | 100% | 0% | 0% | 100%
7087 | 0% | 0% | 100% | 0% | 0% | 100% | 100% | 0% | 0% | 100%
7088 | 0% | 0% | 100% | 0% | 0% | 100% | 100% | 0% | 0% | 100%
7089 | 4.072% | 0% | 100% | 0% | 0% | 100% | 100% | 4.072% | 0% | 100%
7090 | 18.07% | 0% | 100% | 0% | 0% | 100% | 100% | 18.07% | 0% | 100%
7091 | 16.89% | 0% | 100% | 0% | 0% | 100% | 100% | 16.89% | 0% | 100%
7092 | 17.5% | 0.4915% | 100% | 0% | 0% | 100% | 100% | 17.5% | 0.4915% | 100%
7093 | 9.5% | 0.8662% | 100% | 0% | 0% | 100% | 100% | 9.5% | 0.8662% | 100%
7094 | 10.52% | 0.5697% | 100% | 0% | 0% | 100% | 100% | 10.52% | 0.5697% | 100%
7095 | 3.712% | 1.446% | 100% | 0% | 0% | 100% | 100% | 3.712% | 1.446% | 100%
7096 | 0% | 1.929% | 100% | 0% | 0% | 100% | 100% | 0% | 1.929% | 100%
7097 | 0% | 0.8332% | 100% | 0% | 0% | 100% | 100% | 0% | 0.8332% | 100%
7098 | 0% | 0% | 100% | 0% | 100% | 100% | 100% | 0% | 0% | 100%
7099 | 0% | 0% | 100% | 0% | 100% | 100% | 100% | 0% | 0% | 100%
7100 | 0% | 0% | 100% | 0% | 100% | 100% | 100% | 0% | 0% | 100%
7101 | 0% | 0% | 100% | 0% | 100% | 100% | 100% | 0% | 0% | 100%
7102 | 0% | 0% | 100% | 0% | 0% | 100% | 100% | 0% | 0% | 100%
7103 | 0% | 0% | 100% | 0% | 0% | 100% | 100% | 0% | 0% | 100%
7104 | 0% | 0% | 100% | 0% | 0% | 100% | 100% | 0% | 0% | 100%
7105 | 0% | 0% | 100% | 0% | 0% | 100% | 100% | 0% | 0% | 100%
7106 | 0% | 0% | 100% | 0% | 0% | 100% | 100% | 0% | 0% | 100%
7107 | 0% | 0% | 100% | 0% | 0% | 100% | 100% | 0% | 0% | 100%
7108 | 0% | 0% | 100% | 0% | 0% | 100% | 100% | 0% | 0% | 100%
7109 | 0% | 0% | 100% | 0% | 0% | 100% | 100% | 0% | 0% | 100%
7110 | 0% | 0% | 100% | 0% | 0% | 100% | 100% | 0% | 0% | 100%
7111 | 0% | 0% | 100% | 0% | 0% | 100% | 100% | 0% | 0% | 100%
7112 | 0% | 0% | 100% | 0% | 0% | 100% | 100% | 0% | 0% | 100%
7113 | 2.394% | 0% | 100% | 0% | 0% | 100% | 100% | 2.394% | 0% | 100%
7114 | 20.81% | 0% | 100% | 0% | 0% | 100% | 100% | 20.81% | 0% | 100%
7115 | 16.02% | 0% | 100% | 0% | 0% | 100% | 100% | 16.02% | 0% | 100%
7116 | 11.5% | 2.27% | 100% | 0% | 0% | 100% | 100% | 11.5% | 2.27% | 100%
7117 | 11.02% | 2.164% | 100% | 0% | 0% | 100% | 100% | 11.02% | 2.164% | 100%
7118 | 8.038% | 2.119% | 100% | 0% | 0% | 100% | 100% | 8.038% | 2.119% | 100%
7119 | 2.548% | 2.996% | 100% | 0% | 0% | 100% | 100% | 2.548% | 2.996% | 100%
7120 | 0% | 3.908% | 100% | 0% | 0% | 100% | 100% | 0% | 3.908% | 100%
7121 | 0% | 2.979% | 100% | 0% | 0% | 100% | 100% | 0% | 2.979% | 100%
7122 | 0% | 2.476% | 100% | 0% | 100% | 100% | 100% | 0% | 2.476% | 100%
7123 | 0% | 1.199% | 100% | 0% | 100% | 100% | 100% | 0% | 1.199% | 100%
7124 | 0% | 0% | 100% | 0% | 100% | 100% | 100% | 0% | 0% | 100%
7125 | 0% | 0% | 100% | 0% | 100% | 100% | 100% | 0% | 0% | 100%
7126 | 0% | 0% | 100% | 0% | 0% | 100% | 100% | 0% | 0% | 100%
7127 | 0% | 0% | 100% | 0% | 0% | 100% | 100% | 0% | 0% | 100%
7128 | 0% | 0% | 100% | 0% | 0% | 100% | 100% | 0% | 0% | 100%
7129 | 0% | 0% | 100% | 0% | 0% | 100% | 100% | 0% | 0% | 100%
7130 | 0% | 0% | 100% | 0% | 0% | 100% | 100% | 0% | 0% | 100%
7131 | 0% | 0% | 100% | 0% | 0% | 100% | 100% | 0% | 0% | 100%
7132 | 0% | 0% | 100% | 0% | 0% | 100% | 100% | 0% | 0% | 100%
7133 | 0% | 0% | 100% | 0% | 0% | 100% | 100% | 0% | 0% | 100%
7134 | 0% | 0% | 100% | 0% | 0% | 100% | 100% | 0% | 0% | 100%
7135 | 0% | 0% | 100% | 0% | 0% | 100% | 100% | 0% | 0% | 100%
7136 | 0% | 0% | 100% | 0% | 0% | 100% | 100% | 0% | 0% | 100%
7137 | 5.054% | 0% | 100% | 0% | 0% | 100% | 100% | 5.054% | 0% | 100%
7138 | 27.58% | 0% | 100% | 0% | 0% | 100% | 100% | 27.58% | 0% | 100%
7139 | 28.77% | 0% | 100% | 0% | 0% | 100% | 100% | 28.77% | 0% | 100%
7140 | 24.77% | 0.3882% | 100% | 0% | 0% | 100% | 100% | 24.77% | 0.3882% | 100%
7141 | 29.62% | 0% | 100% | 0% | 0% | 100% | 100% | 29.62% | 0% | 100%
7142 | 20.93% | 0% | 100% | 0% | 0% | 100% | 100% | 20.93% | 0% | 100%
7143 | 14.57% | 0% | 100% | 0% | 0% | 100% | 100% | 14.57% | 0% | 100%
7144 | 1.46% | 2.163% | 100% | 0% | 0% | 100% | 100% | 1.46% | 2.163% | 100%
7145 | 0% | 1.877% | 100% | 0% | 0% | 100% | 100% | 0% | 1.877% | 100%
7146 | 0% | 1.443% | 100% | 0% | 100% | 100% | 100% | 0% | 1.443% | 100%
7147 | 0% | 0% | 100% | 0% | 100% | 100% | 100% | 0% | 0% | 100%
7148 | 0% | 0% | 100% | 0% | 100% | 100% | 100% | 0% | 0% | 100%
7149 | 0% | 0% | 100% | 0% | 100% | 100% | 100% | 0% | 0% | 100%
7150 | 0% | 0% | 100% | 0% | 0% | 100% | 100% | 0% | 0% | 100%
7151 | 0% | 0% | 100% | 0% | 0% | 100% | 100% | 0% | 0% | 100%
7152 | 0% | 0% | 100% | 0% | 0% | 100% | 100% | 0% | 0% | 100%
7153 | 0% | 0% | 100% | 0% | 0% | 100% | 100% | 0% | 0% | 100%
7154 | 0% | 0% | 100% | 0% | 0% | 100% | 100% | 0% | 0% | 100%
7155 | 0% | 0% | 100% | 0% | 0% | 100% | 100% | 0% | 0% | 100%
7156 | 0% | 0% | 100% | 0% | 0% | 100% | 100% | 0% | 0% | 100%
7157 | 0% | 0% | 100% | 0% | 0% | 100% | 100% | 0% | 0% | 100%
7158 | 0% | 0% | 100% | 0% | 0% | 100% | 100% | 0% | 0% | 100%
7159 | 0% | 0% | 100% | 0% | 0% | 100% | 100% | 0% | 0% | 100%
7160 | 0% | 0% | 100% | 0% | 0% | 100% | 100% | 0% | 0% | 100%
7161 | 5.955% | 0% | 100% | 0% | 0% | 100% | 100% | 5.955% | 0% | 100%
7162 | 24.33% | 0% | 100% | 0% | 0% | 100% | 100% | 24.33% | 0% | 100%
7163 | 24.39% | 0% | 100% | 0% | 0% | 100% | 100% | 24.39% | 0% | 100%
7164 | 16.67% | 0% | 100% | 0% | 0% | 100% | 100% | 16.67% | 0% | 100%
7165 | 26.47% | 0% | 100% | 0% | 0% | 100% | 100% | 26.47% | 0% | 100%
7166 | 14.88% | 0% | 100% | 0% | 0% | 100% | 100% | 14.88% | 0% | 100%
7167 | 11.42% | 0% | 100% | 0% | 0% | 100% | 100% | 11.42% | 0% | 100%
7168 | 0.7456% | 1.252% | 100% | 0% | 0% | 100% | 100% | 0.7456% | 1.252% | 100%
7169 | 0% | 1.599% | 100% | 0% | 0% | 100% | 100% | 0% | 1.599% | 100%
7170 | 0% | 1.209% | 100% | 0% | 100% | 100% | 100% | 0% | 1.209% | 100%
7171 | 0% | 0% | 100% | 0% | 100% | 100% | 100% | 0% | 0% | 100%
7172 | 0% | 0% | 100% | 0% | 100% | 100% | 100% | 0% | 0% | 100%
7173 | 0% | 0% | 100% | 0% | 100% | 100% | 100% | 0% | 0% | 100%
7174 | 0% | 0% | 100% | 0% | 0% | 100% | 100% | 0% | 0% | 100%
7175 | 0% | 0% | 100% | 0% | 0% | 100% | 100% | 0% | 0% | 100%
7176 | 0% | 0% | 100% | 0% | 0% | 100% | 100% | 0% | 0% | 100%
7177 | 0% | 0% | 100% | 0% | 0% | 100% | 100% | 0% | 0% | 100%
7178 | 0% | 0% | 100% | 0% | 0% | 100% | 100% | 0% | 0% | 100%
7179 | 0% | 0% | 100% | 0% | 0% | 100% | 100% | 0% | 0% | 100%
7180 | 0% | 0% | 100% | 0% | 0% | 100% | 100% | 0% | 0% | 100%
7181 | 0% | 0% | 100% | 0% | 0% | 100% | 100% | 0% | 0% | 100%
7182 | 0% | 0% | 100% | 0% | 0% | 100% | 100% | 0% | 0% | 100%
7183 | 0% | 0% | 100% | 0% | 0% | 100% | 100% | 0% | 0% | 100%
7184 | 0% | 0% | 100% | 0% | 0% | 100% | 100% | 0% | 0% | 100%
7185 | 6.721% | 0% | 100% | 0% | 0% | 100% | 100% | 6.721% | 0% | 100%
7186 | 18.12% | 0% | 100% | 0% | 0% | 100% | 100% | 18.12% | 0% | 100%
7187 | 25.19% | 0% | 100% | 0% | 0% | 100% | 100% | 25.19% | 0% | 100%
7188 | 24.73% | 0.31% | 100% | 0% | 0% | 100% | 100% | 24.73% | 0.31% | 100%
7189 | 28.71% | 1.964% | 100% | 0% | 0% | 100% | 100% | 28.71% | 1.964% | 100%
7190 | 13.37% | 0% | 100% | 0% | 0% | 100% | 100% | 13.37% | 0% | 100%
7191 | 3.353% | 1.687% | 100% | 0% | 0% | 100% | 100% | 3.353% | 1.687% | 100%
7192 | 0% | 2.515% | 100% | 0% | 0% | 100% | 100% | 0% | 2.515% | 100%
7193 | 0% | 4.789% | 100% | 0% | 0% | 100% | 100% | 0% | 4.789% | 100%
7194 | 0% | 4.623% | 100% | 0% | 100% | 100% | 100% | 0% | 4.623% | 100%
7195 | 0% | 0.965% | 100% | 0% | 100% | 100% | 100% | 0% | 0.965% | 100%
7196 | 0% | 0.9232% | 100% | 0% | 100% | 100% | 100% | 0% | 0.9232% | 100%
7197 | 0% | 1.615% | 100% | 0% | 100% | 100% | 100% | 0% | 1.615% | 100%
7198 | 0% | 0.2702% | 100% | 0% | 0% | 100% | 100% | 0% | 0.2702% | 100%
7199 | 0% | 0% | 100% | 0% | 0% | 100% | 100% | 0% | 0% | 100%
7200 | 0% | 0% | 100% | 0% | 0% | 100% | 100% | 0% | 0% | 100%
7201 | 0% | 0% | 100% | 0% | 0% | 100% | 100% | 0% | 0% | 100%
7202 | 0% | 0% | 100% | 0% | 0% | 100% | 100% | 0% | 0% | 100%
7203 | 0% | 0% | 100% | 0% | 0% | 100% | 100% | 0% | 0% | 100%
7204 | 0% | 0% | 100% | 0% | 0% | 100% | 100% | 0% | 0% | 100%
7205 | 0% | 0% | 100% | 0% | 0% | 100% | 100% | 0% | 0% | 100%
7206 | 0% | 0% | 100% | 0% | 0% | 100% | 100% | 0% | 0% | 100%
7207 | 0% | 0% | 100% | 0% | 0% | 100% | 100% | 0% | 0% | 100%
7208 | 0% | 0% | 100% | 0% | 0% | 100% | 100% | 0% | 0% | 100%
7209 | 0.1236% | 0% | 100% | 0% | 0% | 100% | 100% | 0.1236% | 0% | 100%
7210 | 7.511% | 0% | 100% | 0% | 0% | 100% | 100% | 7.511% | 0% | 100%
7211 | 15.37% | 0.09915% | 100% | 0% | 0% | 100% | 100% | 15.37% | 0.09915% | 100%
7212 | 14.32% | 0.989% | 100% | 0% | 0% | 100% | 100% | 14.32% | 0.989% | 100%
7213 | 18.47% | 3.049% | 100% | 0% | 0% | 100% | 100% | 18.47% | 3.049% | 100%
7214 | 9.969% | 1.686% | 100% | 0% | 0% | 100% | 100% | 9.969% | 1.686% | 100%
7215 | 0% | 4.24% | 100% | 0% | 0% | 100% | 100% | 0% | 4.24% | 100%
7216 | 0% | 2.481% | 100% | 0% | 0% | 100% | 100% | 0% | 2.481% | 100%
7217 | 0% | 3.182% | 100% | 0% | 0% | 100% | 100% | 0% | 3.182% | 100%
7218 | 0% | 2.654% | 100% | 0% | 100% | 100% | 100% | 0% | 2.654% | 100%
7219 | 0% | 0.1669% | 100% | 0% | 100% | 100% | 100% | 0% | 0.1669% | 100%
7220 | 0% | 0% | 100% | 0% | 100% | 100% | 100% | 0% | 0% | 100%
7221 | 0% | 0% | 100% | 0% | 100% | 100% | 100% | 0% | 0% | 100%
7222 | 0% | 0% | 100% | 0% | 0% | 100% | 100% | 0% | 0% | 100%
7223 | 0% | 0% | 100% | 0% | 0% | 100% | 100% | 0% | 0% | 100%
7224 | 0% | 0% | 100% | 0% | 0% | 100% | 100% | 0% | 0% | 100%
7225 | 0% | 0% | 100% | 0% | 0% | 100% | 100% | 0% | 0% | 100%
7226 | 0% | 0% | 100% | 0% | 0% | 100% | 100% | 0% | 0% | 100%
7227 | 0% | 0% | 100% | 0% | 0% | 100% | 100% | 0% | 0% | 100%
7228 | 0% | 0% | 100% | 0% | 0% | 100% | 100% | 0% | 0% | 100%
7229 | 0% | 0% | 100% | 0% | 0% | 100% | 100% | 0% | 0% | 100%
7230 | 0% | 0% | 100% | 0% | 0% | 100% | 100% | 0% | 0% | 100%
7231 | 0% | 0% | 100% | 0% | 0% | 100% | 100% | 0% | 0% | 100%
7232 | 0% | 0% | 100% | 0% | 0% | 100% | 100% | 0% | 0% | 100%
7233 | 0% | 0% | 100% | 0% | 0% | 100% | 100% | 0% | 0% | 100%
7234 | 1.262% | 0% | 100% | 0% | 0% | 100% | 100% | 1.262% | 0% | 100%
7235 | 12.04% | 0% | 100% | 0% | 0% | 100% | 100% | 12.04% | 0% | 100%
7236 | 12.84% | 0% | 100% | 0% | 0% | 100% | 100% | 12.84% | 0% | 100%
7237 | 9.734% | 0.1935% | 100% | 0% | 0% | 100% | 100% | 9.734% | 0.1935% | 100%
7238 | 3.947% | 0% | 100% | 0% | 0% | 100% | 100% | 3.947% | 0% | 100%
7239 | 0% | 0% | 100% | 0% | 0% | 100% | 100% | 0% | 0% | 100%
7240 | 0% | 0% | 100% | 0% | 0% | 100% | 100% | 0% | 0% | 100%
7241 | 0% | 0% | 100% | 0% | 0% | 100% | 100% | 0% | 0% | 100%
7242 | 0% | 0% | 100% | 0% | 100% | 100% | 100% | 0% | 0% | 100%
7243 | 0% | 0% | 100% | 0% | 100% | 100% | 100% | 0% | 0% | 100%
7244 | 0% | 0% | 100% | 0% | 100% | 100% | 100% | 0% | 0% | 100%
7245 | 0% | 0% | 100% | 0% | 100% | 100% | 100% | 0% | 0% | 100%
7246 | 0% | 0% | 100% | 0% | 0% | 100% | 100% | 0% | 0% | 100%
7247 | 0% | 0% | 100% | 0% | 0% | 100% | 100% | 0% | 0% | 100%
7248 | 0% | 0% | 100% | 0% | 0% | 100% | 100% | 0% | 0% | 100%
7249 | 0% | 0% | 97.38% | 0% | 0% | 100% | 100% | 0% | 0% | 100%
7250 | 0% | 0% | 97.38% | 0% | 0% | 100% | 100% | 0% | 0% | 100%
7251 | 0% | 0% | 97.38% | 0% | 0% | 100% | 100% | 0% | 0% | 100%
7252 | 0% | 0% | 97.38% | 0% | 0% | 100% | 100% | 0% | 0% | 100%
7253 | 0% | 0% | 97.38% | 0% | 0% | 100% | 100% | 0% | 0% | 100%
7254 | 0% | 0% | 97.38% | 0% | 0% | 100% | 100% | 0% | 0% | 100%
7255 | 0% | 0% | 97.38% | 0% | 0% | 100% | 100% | 0% | 0% | 100%
7256 | 0% | 0% | 97.38% | 0% | 0% | 100% | 100% | 0% | 0% | 100%
7257 | 0% | 0% | 97.38% | 0% | 0% | 100% | 100% | 0% | 0% | 100%
7258 | 0% | 0% | 97.38% | 0% | 0% | 100% | 100% | 0% | 0% | 100%
7259 | 8.196% | 0% | 97.38% | 0% | 0% | 100% | 100% | 8.196% | 0% | 100%
7260 | 9.439% | 0% | 97.38% | 0% | 0% | 100% | 100% | 9.439% | 0% | 100%
7261 | 7.366% | 0% | 97.38% | 0% | 0% | 100% | 100% | 7.366% | 0% | 100%
7262 | 4.129% | 0% | 97.38% | 0% | 0% | 100% | 100% | 4.129% | 0% | 100%
7263 | 0% | 0% | 97.38% | 0% | 0% | 100% | 100% | 0% | 0% | 100%
7264 | 0% | 0% | 97.38% | 0% | 0% | 100% | 100% | 0% | 0% | 100%
7265 | 0% | 0% | 97.38% | 0% | 0% | 100% | 100% | 0% | 0% | 100%
7266 | 0% | 0% | 97.38% | 0% | 100% | 100% | 100% | 0% | 0% | 100%
7267 | 0% | 0% | 97.38% | 0% | 100% | 100% | 100% | 0% | 0% | 100%
7268 | 0% | 0% | 97.38% | 0% | 100% | 100% | 100% | 0% | 0% | 100%
7269 | 0% | 0% | 97.38% | 0% | 100% | 100% | 100% | 0% | 0% | 100%
7270 | 0% | 0% | 97.38% | 0% | 0% | 100% | 100% | 0% | 0% | 100%
7271 | 0% | 0% | 97.38% | 0% | 0% | 100% | 100% | 0% | 0% | 100%
7272 | 0% | 0% | 97.38% | 0% | 0% | 100% | 100% | 0% | 0% | 100%
7273 | 0% | 0% | 97.38% | 0% | 0% | 100% | 100% | 0% | 0% | 100%
7274 | 0% | 0% | 97.38% | 0% | 0% | 100% | 100% | 0% | 0% | 100%
7275 | 0% | 0% | 97.38% | 0% | 0% | 100% | 100% | 0% | 0% | 100%
7276 | 0% | 0% | 97.38% | 0% | 0% | 100% | 100% | 0% | 0% | 100%
7277 | 0% | 0% | 97.38% | 0% | 0% | 100% | 100% | 0% | 0% | 100%
7278 | 0% | 0% | 97.38% | 0% | 0% | 100% | 100% | 0% | 0% | 100%
7279 | 0% | 0% | 97.38% | 0% | 0% | 100% | 100% | 0% | 0% | 100%
7280 | 0% | 0% | 97.38% | 0% | 0% | 100% | 100% | 0% | 0% | 100%
7281 | 0% | 0% | 97.38% | 0% | 0% | 100% | 100% | 0% | 0% | 100%
7282 | 7.289% | 0% | 97.38% | 0% | 0% | 100% | 100% | 7.289% | 0% | 100%
7283 | 17.55% | 0% | 97.38% | 0% | 0% | 100% | 100% | 17.55% | 0% | 100%
7284 | 21.29% | 0% | 97.38% | 0% | 0% | 100% | 100% | 21.29% | 0% | 100%
7285 | 18.3% | 0% | 97.38% | 0% | 0% | 100% | 100% | 18.3% | 0% | 100%
7286 | 10.65% | 0% | 97.38% | 0% | 0% | 100% | 100% | 10.65% | 0% | 100%
7287 | 4.648% | 0% | 97.38% | 0% | 0% | 100% | 100% | 4.648% | 0% | 100%
7288 | 0% | 0% | 97.38% | 0% | 0% | 100% | 100% | 0% | 0% | 100%
7289 | 0% | 0% | 97.38% | 0% | 0% | 100% | 100% | 0% | 0% | 100%
7290 | 0% | 0% | 97.38% | 0% | 100% | 100% | 100% | 0% | 0% | 100%
7291 | 0% | 0% | 97.38% | 0% | 100% | 100% | 100% | 0% | 0% | 100%
7292 | 0% | 0% | 97.38% | 0% | 100% | 100% | 100% | 0% | 0% | 100%
7293 | 0% | 0% | 97.38% | 0% | 100% | 100% | 100% | 0% | 0% | 100%
7294 | 0% | 0% | 97.38% | 0% | 0% | 100% | 100% | 0% | 0% | 100%
7295 | 0% | 0% | 97.38% | 0% | 0% | 100% | 100% | 0% | 0% | 100%
7296 | 0% | 0% | 97.38% | 0% | 0% | 100% | 100% | 0% | 0% | 100%
7297 | 0% | 0% | 97.38% | 0% | 0% | 100% | 100% | 0% | 0% | 100%
7298 | 0% | 0% | 97.38% | 0% | 0% | 100% | 100% | 0% | 0% | 100%
7299 | 0% | 0% | 97.38% | 0% | 0% | 100% | 100% | 0% | 0% | 100%
7300 | 0% | 0% | 97.38% | 0% | 0% | 100% | 100% | 0% | 0% | 100%
7301 | 0% | 0% | 97.38% | 0% | 0% | 100% | 100% | 0% | 0% | 100%
7302 | 0% | 0% | 97.38% | 0% | 0% | 100% | 100% | 0% | 0% | 100%
7303 | 0% | 0% | 97.38% | 0% | 0% | 100% | 100% | 0% | 0% | 100%
7304 | 0% | 0% | 97.38% | 0% | 0% | 100% | 100% | 0% | 0% | 100%
7305 | 4.917% | 0% | 97.38% | 0% | 0% | 100% | 100% | 4.917% | 0% | 100%
7306 | 18.4% | 0% | 97.38% | 0% | 0% | 100% | 100% | 18.4% | 0% | 100%
7307 | 24.31% | 0% | 97.38% | 0% | 0% | 100% | 100% | 24.31% | 0% | 100%
7308 | 35.56% | 0.701% | 97.38% | 0% | 0% | 100% | 100% | 35.56% | 0.701% | 100%
7309 | 36.36% | 2.785% | 97.38% | 0% | 0% | 100% | 100% | 36.36% | 2.785% | 100%
7310 | 26.98% | 1.754% | 97.38% | 0% | 0% | 100% | 100% | 26.98% | 1.754% | 100%
7311 | 17.38% | 0% | 97.38% | 0% | 0% | 100% | 100% | 17.38% | 0% | 100%
7312 | 5.929% | 0% | 97.38% | 0% | 0% | 100% | 100% | 5.929% | 0% | 100%
7313 | 0% | 0% | 97.38% | 0% | 0% | 100% | 100% | 0% | 0% | 100%
7314 | 0% | 0% | 97.38% | 0% | 100% | 100% | 100% | 0% | 0% | 100%
7315 | 0% | 0% | 97.38% | 0% | 100% | 100% | 100% | 0% | 0% | 100%
7316 | 0% | 0% | 97.38% | 0% | 100% | 100% | 100% | 0% | 0% | 100%
7317 | 0% | 0% | 97.38% | 0% | 100% | 100% | 100% | 0% | 0% | 100%
7318 | 0% | 0% | 97.38% | 0% | 0% | 100% | 100% | 0% | 0% | 100%
7319 | 0% | 1.156% | 97.38% | 0% | 0% | 100% | 100% | 0% | 1.156% | 100%
7320 | 0% | 0.1743% | 97.38% | 0% | 0% | 100% | 100% | 0% | 0.1743% | 100%
7321 | 0% | 0% | 97.38% | 0% | 0% | 100% | 100% | 0% | 0% | 100%
7322 | 0% | 1.079% | 97.38% | 0% | 0% | 100% | 100% | 0% | 1.079% | 100%
7323 | 0% | 0.7711% | 97.38% | 0% | 0% | 100% | 100% | 0% | 0.7711% | 100%
7324 | 0% | 0.6485% | 97.38% | 0% | 0% | 100% | 100% | 0% | 0.6485% | 100%
7325 | 0% | 1.416% | 97.38% | 0% | 0% | 100% | 100% | 0% | 1.416% | 100%
7326 | 0% | 0.5233% | 97.38% | 0% | 0% | 100% | 100% | 0% | 0.5233% | 100%
7327 | 0% | 0.7248% | 97.38% | 0% | 0% | 100% | 100% | 0% | 0.7248% | 100%
7328 | 0% | 3.174% | 97.38% | 0% | 0% | 100% | 100% | 0% | 3.174% | 100%
7329 | 7.868% | 3.659% | 97.38% | 0% | 0% | 100% | 100% | 7.868% | 3.659% | 100%
7330 | 21.21% | 4.039% | 97.38% | 0% | 0% | 100% | 100% | 21.21% | 4.039% | 100%
7331 | 24.19% | 5.595% | 97.38% | 0% | 0% | 100% | 100% | 24.19% | 5.595% | 100%
7332 | 32.5% | 6.12% | 97.38% | 0% | 0% | 100% | 100% | 32.5% | 6.12% | 100%
7333 | 30.19% | 7.106% | 97.38% | 0% | 0% | 100% | 100% | 30.19% | 7.106% | 100%
7334 | 25.52% | 6.471% | 97.38% | 0% | 0% | 100% | 100% | 25.52% | 6.471% | 100%
7335 | 23.48% | 6.592% | 97.38% | 0% | 0% | 100% | 100% | 23.48% | 6.592% | 100%
7336 | 8.309% | 4.509% | 97.38% | 0% | 0% | 100% | 100% | 8.309% | 4.509% | 100%
7337 | 0% | 2.661% | 97.38% | 0% | 0% | 100% | 100% | 0% | 2.661% | 100%
7338 | 0% | 2.057% | 97.38% | 0% | 100% | 100% | 100% | 0% | 2.057% | 100%
7339 | 0% | 0% | 97.38% | 0% | 100% | 100% | 100% | 0% | 0% | 100%
7340 | 0% | 1.543% | 97.38% | 0% | 100% | 100% | 100% | 0% | 1.543% | 100%
7341 | 0% | 1.36% | 97.38% | 0% | 100% | 100% | 100% | 0% | 1.36% | 100%
7342 | 0% | 2.97% | 97.38% | 0% | 0% | 100% | 100% | 0% | 2.97% | 100%
7343 | 0% | 4.327% | 97.38% | 0% | 0% | 100% | 100% | 0% | 4.327% | 100%
7344 | 0% | 3.259% | 97.38% | 0% | 0% | 100% | 100% | 0% | 3.259% | 100%
7345 | 0% | 1.475% | 97.38% | 0% | 0% | 100% | 100% | 0% | 1.475% | 100%
7346 | 0% | 1.006% | 97.38% | 0% | 0% | 100% | 100% | 0% | 1.006% | 100%
7347 | 0% | 0% | 97.38% | 0% | 0% | 100% | 100% | 0% | 0% | 100%
7348 | 0% | 1.463% | 97.38% | 0% | 0% | 100% | 100% | 0% | 1.463% | 100%
7349 | 0% | 1.937% | 97.38% | 0% | 0% | 100% | 100% | 0% | 1.937% | 100%
7350 | 0% | 2.004% | 97.38% | 0% | 0% | 100% | 100% | 0% | 2.004% | 100%
7351 | 0% | 4.587% | 97.38% | 0% | 0% | 100% | 100% | 0% | 4.587% | 100%
7352 | 0% | 6.652% | 97.38% | 0% | 0% | 100% | 100% | 0% | 6.652% | 100%
7353 | 3.961% | 6.744% | 97.38% | 0% | 0% | 100% | 100% | 3.961% | 6.744% | 100%
7354 | 16.3% | 7.111% | 97.38% | 0% | 0% | 100% | 100% | 16.3% | 7.111% | 100%
7355 | 17.46% | 9.443% | 97.38% | 0% | 0% | 100% | 100% | 17.46% | 9.443% | 100%
7356 | 26.36% | 9.651% | 97.38% | 0% | 0% | 100% | 100% | 26.36% | 9.651% | 100%
7357 | 26.07% | 11.43% | 97.38% | 0% | 0% | 100% | 100% | 26.07% | 11.43% | 100%
7358 | 25.55% | 10.91% | 97.38% | 0% | 0% | 100% | 100% | 25.55% | 10.91% | 100%
7359 | 26.16% | 11.01% | 97.38% | 0% | 0% | 100% | 100% | 26.16% | 11.01% | 100%
7360 | 14.05% | 8.866% | 97.38% | 0% | 0% | 100% | 100% | 14.05% | 8.866% | 100%
7361 | 0% | 6.702% | 97.38% | 0% | 0% | 100% | 100% | 0% | 6.702% | 100%
7362 | 0% | 5.881% | 97.38% | 0% | 100% | 100% | 100% | 0% | 5.881% | 100%
7363 | 0% | 3.627% | 97.38% | 0% | 100% | 100% | 100% | 0% | 3.627% | 100%
7364 | 0% | 4.394% | 97.38% | 0% | 100% | 100% | 100% | 0% | 4.394% | 100%
7365 | 0% | 3.613% | 97.38% | 0% | 100% | 100% | 100% | 0% | 3.613% | 100%
7366 | 0% | 5.671% | 97.38% | 0% | 0% | 100% | 100% | 0% | 5.671% | 100%
7367 | 0% | 5.849% | 97.38% | 0% | 0% | 100% | 100% | 0% | 5.849% | 100%
7368 | 0% | 6.328% | 97.38% | 0% | 0% | 100% | 100% | 0% | 6.328% | 100%
7369 | 0% | 2.671% | 97.38% | 0% | 0% | 100% | 100% | 0% | 2.671% | 100%
7370 | 0% | 4.759% | 97.38% | 0% | 0% | 100% | 100% | 0% | 4.759% | 100%
7371 | 0% | 2.694% | 97.38% | 0% | 0% | 100% | 100% | 0% | 2.694% | 100%
7372 | 0% | 2.888% | 97.38% | 0% | 0% | 100% | 100% | 0% | 2.888% | 100%
7373 | 0% | 3.828% | 97.38% | 0% | 0% | 100% | 100% | 0% | 3.828% | 100%
7374 | 0% | 3.551% | 97.38% | 0% | 0% | 100% | 100% | 0% | 3.551% | 100%
7375 | 0% | 6.561% | 97.38% | 0% | 0% | 100% | 100% | 0% | 6.561% | 100%
7376 | 0% | 8.13% | 97.38% | 0% | 0% | 100% | 100% | 0% | 8.13% | 100%
7377 | 2.157% | 9.36% | 97.38% | 0% | 0% | 100% | 100% | 2.157% | 9.36% | 100%
7378 | 14.19% | 11.15% | 97.38% | 0% | 0% | 100% | 100% | 14.19% | 11.15% | 100%
7379 | 19.62% | 12.78% | 97.38% | 0% | 0% | 100% | 100% | 19.62% | 12.78% | 100%
7380 | 24.32% | 14.14% | 97.38% | 0% | 0% | 100% | 100% | 24.32% | 14.14% | 100%
7381 | 21.62% | 16.5% | 97.38% | 0% | 0% | 100% | 100% | 21.62% | 16.5% | 100%
7382 | 24.05% | 16.32% | 97.38% | 0% | 0% | 100% | 100% | 24.05% | 16.32% | 100%
7383 | 22.98% | 14.76% | 97.38% | 0% | 0% | 100% | 100% | 22.98% | 14.76% | 100%
7384 | 10.79% | 12.94% | 97.38% | 0% | 0% | 100% | 100% | 10.79% | 12.94% | 100%
7385 | 0% | 11.86% | 97.38% | 0% | 0% | 100% | 100% | 0% | 11.86% | 100%
7386 | 0% | 9.391% | 97.38% | 0% | 100% | 100% | 100% | 0% | 9.391% | 100%
7387 | 0% | 6.555% | 97.38% | 0% | 100% | 100% | 100% | 0% | 6.555% | 100%
7388 | 0% | 7.161% | 97.38% | 0% | 100% | 100% | 100% | 0% | 7.161% | 100%
7389 | 0% | 7.246% | 97.38% | 0% | 100% | 100% | 100% | 0% | 7.246% | 100%
7390 | 0% | 8.583% | 97.38% | 0% | 0% | 100% | 100% | 0% | 8.583% | 100%
7391 | 0% | 5.952% | 97.38% | 0% | 0% | 100% | 100% | 0% | 5.952% | 100%
7392 | 0% | 5.075% | 97.38% | 0% | 0% | 100% | 100% | 0% | 5.075% | 100%
7393 | 0% | 5.001% | 97.38% | 0% | 0% | 100% | 100% | 0% | 5.001% | 100%
7394 | 0% | 2.659% | 97.38% | 0% | 0% | 100% | 100% | 0% | 2.659% | 100%
7395 | 0% | 0.8829% | 97.38% | 0% | 0% | 100% | 100% | 0% | 0.8829% | 100%
7396 | 0% | 0.2702% | 97.38% | 0% | 0% | 100% | 100% | 0% | 0.2702% | 100%
7397 | 0% | 0.9061% | 97.38% | 0% | 0% | 100% | 100% | 0% | 0.9061% | 100%
7398 | 0% | 0.6655% | 97.38% | 0% | 0% | 100% | 100% | 0% | 0.6655% | 100%
7399 | 0% | 2.297% | 97.38% | 0% | 0% | 100% | 100% | 0% | 2.297% | 100%
7400 | 0% | 3.903% | 97.38% | 0% | 0% | 100% | 100% | 0% | 3.903% | 100%
7401 | 5.801% | 3.957% | 97.38% | 0% | 0% | 100% | 100% | 5.801% | 3.957% | 100%
7402 | 18.62% | 5.463% | 97.38% | 0% | 0% | 100% | 100% | 18.62% | 5.463% | 100%
7403 | 25.96% | 6.249% | 97.38% | 0% | 0% | 100% | 100% | 25.96% | 6.249% | 100%
7404 | 30.57% | 7.905% | 97.38% | 0% | 0% | 100% | 100% | 30.57% | 7.905% | 100%
7405 | 31.77% | 9.745% | 97.38% | 0% | 0% | 100% | 100% | 31.77% | 9.745% | 100%
7406 | 34.39% | 9.548% | 97.38% | 0% | 0% | 100% | 100% | 34.39% | 9.548% | 100%
7407 | 27.55% | 7.306% | 97.38% | 0% | 0% | 100% | 100% | 27.55% | 7.306% | 100%
7408 | 13.92% | 5.57% | 97.38% | 0% | 0% | 100% | 100% | 13.92% | 5.57% | 100%
7409 | 0% | 6.089% | 97.38% | 0% | 0% | 100% | 100% | 0% | 6.089% | 100%
7410 | 0% | 3.39% | 97.38% | 0% | 100% | 100% | 100% | 0% | 3.39% | 100%
7411 | 0% | 1.735% | 97.38% | 0% | 100% | 100% | 100% | 0% | 1.735% | 100%
7412 | 0% | 1.212% | 97.38% | 0% | 100% | 100% | 100% | 0% | 1.212% | 100%
7413 | 0% | 0.2154% | 97.38% | 0% | 100% | 100% | 100% | 0% | 0.2154% | 100%
7414 | 0% | 1.44% | 97.38% | 0% | 0% | 100% | 100% | 0% | 1.44% | 100%
7415 | 0% | 0% | 97.38% | 0% | 0% | 100% | 100% | 0% | 0% | 100%
7416 | 0% | 0% | 97.38% | 0% | 0% | 100% | 100% | 0% | 0% | 100%
7417 | 0% | 3.433% | 97.38% | 0% | 0% | 100% | 100% | 0% | 3.433% | 100%
7418 | 0% | 0% | 97.38% | 0% | 0% | 100% | 100% | 0% | 0% | 100%
7419 | 0% | 0% | 97.38% | 0% | 0% | 100% | 100% | 0% | 0% | 100%
7420 | 0% | 0% | 97.38% | 0% | 0% | 100% | 100% | 0% | 0% | 100%
7421 | 0% | 0% | 97.38% | 0% | 0% | 100% | 100% | 0% | 0% | 100%
7422 | 0% | 0% | 97.38% | 0% | 0% | 100% | 100% | 0% | 0% | 100%
7423 | 0% | 0% | 97.38% | 0% | 0% | 100% | 100% | 0% | 0% | 100%
7424 | 0% | 0% | 97.38% | 0% | 0% | 100% | 100% | 0% | 0% | 100%
7425 | 8.708% | 0% | 97.38% | 0% | 0% | 100% | 100% | 8.708% | 0% | 100%
7426 | 23.3% | 0% | 97.38% | 0% | 0% | 100% | 100% | 23.3% | 0% | 100%
7427 | 28.35% | 0% | 97.38% | 0% | 0% | 100% | 100% | 28.35% | 0% | 100%
7428 | 28.17% | 1.796% | 97.38% | 0% | 0% | 100% | 100% | 28.17% | 1.796% | 100%
7429 | 25.28% | 4.348% | 97.38% | 0% | 0% | 100% | 100% | 25.28% | 4.348% | 100%
7430 | 27.85% | 5.374% | 97.38% | 0% | 0% | 100% | 100% | 27.85% | 5.374% | 100%
7431 | 17.64% | 2.308% | 97.38% | 0% | 0% | 100% | 100% | 17.64% | 2.308% | 100%
7432 | 1.87% | 0.6122% | 97.38% | 0% | 0% | 100% | 100% | 1.87% | 0.6122% | 100%
7433 | 0% | 1.782% | 97.38% | 0% | 0% | 100% | 100% | 0% | 1.782% | 100%
7434 | 0% | 0% | 97.38% | 0% | 100% | 100% | 100% | 0% | 0% | 100%
7435 | 0% | 0% | 97.38% | 0% | 100% | 100% | 100% | 0% | 0% | 100%
7436 | 0% | 0% | 97.38% | 0% | 100% | 100% | 100% | 0% | 0% | 100%
7437 | 0% | 0% | 97.38% | 0% | 100% | 100% | 100% | 0% | 0% | 100%
7438 | 0% | 0% | 97.38% | 0% | 0% | 100% | 100% | 0% | 0% | 100%
7439 | 0% | 0% | 97.38% | 0% | 0% | 100% | 100% | 0% | 0% | 100%
7440 | 0% | 0% | 97.38% | 0% | 0% | 100% | 100% | 0% | 0% | 100%
7441 | 0% | 0% | 97.38% | 0% | 0% | 100% | 100% | 0% | 0% | 100%
7442 | 0% | 0% | 97.38% | 0% | 0% | 100% | 100% | 0% | 0% | 100%
7443 | 0% | 0% | 97.38% | 0% | 0% | 100% | 100% | 0% | 0% | 100%
7444 | 0% | 0% | 97.38% | 0% | 0% | 100% | 100% | 0% | 0% | 100%
7445 | 0% | 0% | 97.38% | 0% | 0% | 100% | 100% | 0% | 0% | 100%
7446 | 0% | 0% | 97.38% | 0% | 0% | 100% | 100% | 0% | 0% | 100%
7447 | 0% | 0% | 97.38% | 0% | 0% | 100% | 100% | 0% | 0% | 100%
7448 | 0% | 0% | 97.38% | 0% | 0% | 100% | 100% | 0% | 0% | 100%
7449 | 12.62% | 0% | 97.38% | 0% | 0% | 100% | 100% | 12.62% | 0% | 100%
7450 | 28.35% | 0% | 97.38% | 0% | 0% | 100% | 100% | 28.35% | 0% | 100%
7451 | 30.86% | 0% | 97.38% | 0% | 0% | 100% | 100% | 30.86% | 0% | 100%
7452 | 32.35% | 0% | 97.38% | 0% | 0% | 100% | 100% | 32.35% | 0% | 100%
7453 | 26.53% | 0% | 97.38% | 0% | 0% | 100% | 100% | 26.53% | 0% | 100%
7454 | 25.33% | 0.6847% | 97.38% | 0% | 0% | 100% | 100% | 25.33% | 0.6847% | 100%
7455 | 15.65% | 0% | 97.38% | 0% | 0% | 100% | 100% | 15.65% | 0% | 100%
7456 | 0% | 0% | 97.38% | 0% | 0% | 100% | 100% | 0% | 0% | 100%
7457 | 0% | 0% | 97.38% | 0% | 0% | 100% | 100% | 0% | 0% | 100%
7458 | 0% | 0% | 97.38% | 0% | 100% | 100% | 100% | 0% | 0% | 100%
7459 | 0% | 0% | 97.38% | 0% | 100% | 100% | 100% | 0% | 0% | 100%
7460 | 0% | 0% | 97.38% | 0% | 100% | 100% | 100% | 0% | 0% | 100%
7461 | 0% | 0% | 97.38% | 0% | 100% | 100% | 100% | 0% | 0% | 100%
7462 | 0% | 0% | 97.38% | 0% | 0% | 100% | 100% | 0% | 0% | 100%
7463 | 0% | 0% | 97.38% | 0% | 0% | 100% | 100% | 0% | 0% | 100%
7464 | 0% | 0% | 97.38% | 0% | 0% | 100% | 100% | 0% | 0% | 100%
7465 | 0% | 0% | 97.38% | 0% | 0% | 100% | 100% | 0% | 0% | 100%
7466 | 0% | 0% | 97.38% | 0% | 0% | 100% | 100% | 0% | 0% | 100%
7467 | 0% | 0% | 97.38% | 0% | 0% | 100% | 100% | 0% | 0% | 100%
7468 | 0% | 0% | 97.38% | 0% | 0% | 100% | 100% | 0% | 0% | 100%
7469 | 0% | 0% | 97.38% | 0% | 0% | 100% | 100% | 0% | 0% | 100%
7470 | 0% | 0% | 97.38% | 0% | 0% | 100% | 100% | 0% | 0% | 100%
7471 | 0% | 0% | 97.38% | 0% | 0% | 100% | 100% | 0% | 0% | 100%
7472 | 0% | 0% | 97.38% | 0% | 0% | 100% | 100% | 0% | 0% | 100%
7473 | 12.44% | 0% | 97.38% | 0% | 0% | 100% | 100% | 12.44% | 0% | 100%
7474 | 29.24% | 0% | 97.38% | 0% | 0% | 100% | 100% | 29.24% | 0% | 100%
7475 | 30.98% | 0% | 97.38% | 0% | 0% | 100% | 100% | 30.98% | 0% | 100%
7476 | 29.87% | 0% | 97.38% | 0% | 0% | 100% | 100% | 29.87% | 0% | 100%
7477 | 20.62% | 0% | 97.38% | 0% | 0% | 100% | 100% | 20.62% | 0% | 100%
7478 | 25.48% | 0.3594% | 97.38% | 0% | 0% | 100% | 100% | 25.48% | 0.3594% | 100%
7479 | 12.53% | 0% | 97.38% | 0% | 0% | 100% | 100% | 12.53% | 0% | 100%
7480 | 0% | 0% | 97.38% | 0% | 0% | 100% | 100% | 0% | 0% | 100%
7481 | 0% | 0% | 97.38% | 0% | 0% | 100% | 100% | 0% | 0% | 100%
7482 | 0% | 0% | 97.38% | 0% | 100% | 100% | 100% | 0% | 0% | 100%
7483 | 0% | 0% | 97.38% | 0% | 100% | 100% | 100% | 0% | 0% | 100%
7484 | 0% | 0% | 97.38% | 0% | 100% | 100% | 100% | 0% | 0% | 100%
7485 | 0% | 0% | 97.38% | 0% | 100% | 100% | 100% | 0% | 0% | 100%
7486 | 0% | 0% | 97.38% | 0% | 0% | 100% | 100% | 0% | 0% | 100%
7487 | 0% | 0% | 97.38% | 0% | 0% | 100% | 100% | 0% | 0% | 100%
7488 | 0% | 0% | 97.38% | 0% | 0% | 100% | 100% | 0% | 0% | 100%
7489 | 0% | 0% | 97.38% | 0% | 0% | 100% | 100% | 0% | 0% | 100%
7490 | 0% | 0% | 97.38% | 0% | 0% | 100% | 100% | 0% | 0% | 100%
7491 | 0% | 0% | 97.38% | 0% | 0% | 100% | 100% | 0% | 0% | 100%
7492 | 0% | 0% | 97.38% | 0% | 0% | 100% | 100% | 0% | 0% | 100%
7493 | 0% | 0% | 97.38% | 0% | 0% | 100% | 100% | 0% | 0% | 100%
7494 | 0% | 0% | 97.38% | 0% | 0% | 100% | 100% | 0% | 0% | 100%
7495 | 0% | 0% | 97.38% | 0% | 0% | 100% | 100% | 0% | 0% | 100%
7496 | 0% | 0% | 97.38% | 0% | 0% | 100% | 100% | 0% | 0% | 100%
7497 | 7.723% | 0% | 97.38% | 0% | 0% | 100% | 100% | 7.723% | 0% | 100%
7498 | 23.69% | 0% | 97.38% | 0% | 0% | 100% | 100% | 23.69% | 0% | 100%
7499 | 33.44% | 0% | 97.38% | 0% | 0% | 100% | 100% | 33.44% | 0% | 100%
7500 | 40.05% | 0% | 97.38% | 0% | 0% | 100% | 100% | 40.05% | 0% | 100%
7501 | 30.41% | 0% | 97.38% | 0% | 0% | 100% | 100% | 30.41% | 0% | 100%
7502 | 34.02% | 0% | 97.38% | 0% | 0% | 100% | 100% | 34.02% | 0% | 100%
7503 | 19.7% | 0% | 97.38% | 0% | 0% | 100% | 100% | 19.7% | 0% | 100%
7504 | 4.659% | 0% | 97.38% | 0% | 0% | 100% | 100% | 4.659% | 0% | 100%
7505 | 0% | 0% | 97.38% | 0% | 0% | 100% | 100% | 0% | 0% | 100%
7506 | 0% | 0% | 97.38% | 0% | 100% | 100% | 100% | 0% | 0% | 100%
7507 | 0% | 0% | 97.38% | 0% | 100% | 100% | 100% | 0% | 0% | 100%
7508 | 0% | 0% | 97.38% | 0% | 100% | 100% | 100% | 0% | 0% | 100%
7509 | 0% | 0% | 97.38% | 0% | 100% | 100% | 100% | 0% | 0% | 100%
7510 | 0% | 0% | 97.38% | 0% | 0% | 100% | 100% | 0% | 0% | 100%
7511 | 0% | 0% | 97.38% | 0% | 0% | 100% | 100% | 0% | 0% | 100%
7512 | 0% | 0% | 97.38% | 0% | 0% | 100% | 100% | 0% | 0% | 100%
7513 | 0% | 0% | 97.38% | 0% | 0% | 100% | 100% | 0% | 0% | 100%
7514 | 0% | 0% | 97.38% | 0% | 0% | 100% | 100% | 0% | 0% | 100%
7515 | 0% | 0% | 97.38% | 0% | 0% | 100% | 100% | 0% | 0% | 100%
7516 | 0% | 0% | 97.38% | 0% | 0% | 100% | 100% | 0% | 0% | 100%
7517 | 0% | 0% | 97.38% | 0% | 0% | 100% | 100% | 0% | 0% | 100%
7518 | 0% | 0% | 97.38% | 0% | 0% | 100% | 100% | 0% | 0% | 100%
7519 | 0% | 0% | 97.38% | 0% | 0% | 100% | 100% | 0% | 0% | 100%
7520 | 0% | 0% | 97.38% | 0% | 0% | 100% | 100% | 0% | 0% | 100%
7521 | 6.639% | 0% | 97.38% | 0% | 0% | 100% | 100% | 6.639% | 0% | 100%
7522 | 19.42% | 0% | 97.38% | 0% | 0% | 100% | 100% | 19.42% | 0% | 100%
7523 | 27.89% | 0% | 97.38% | 0% | 0% | 100% | 100% | 27.89% | 0% | 100%
7524 | 27.95% | 0% | 97.38% | 0% | 0% | 100% | 100% | 27.95% | 0% | 100%
7525 | 24.07% | 0% | 97.38% | 0% | 0% | 100% | 100% | 24.07% | 0% | 100%
7526 | 26.58% | 0% | 97.38% | 0% | 0% | 100% | 100% | 26.58% | 0% | 100%
7527 | 18.56% | 0.621% | 97.38% | 0% | 0% | 100% | 100% | 18.56% | 0.621% | 100%
7528 | 6.716% | 0% | 97.38% | 0% | 0% | 100% | 100% | 6.716% | 0% | 100%
7529 | 0% | 0% | 97.38% | 0% | 0% | 100% | 100% | 0% | 0% | 100%
7530 | 0% | 0% | 97.38% | 0% | 100% | 100% | 100% | 0% | 0% | 100%
7531 | 0% | 0% | 97.38% | 0% | 100% | 100% | 100% | 0% | 0% | 100%
7532 | 0% | 0% | 97.38% | 0% | 100% | 100% | 100% | 0% | 0% | 100%
7533 | 0% | 0% | 97.38% | 0% | 100% | 100% | 100% | 0% | 0% | 100%
7534 | 0% | 0% | 97.38% | 0% | 0% | 100% | 100% | 0% | 0% | 100%
7535 | 0% | 0% | 97.38% | 0% | 0% | 100% | 100% | 0% | 0% | 100%
7536 | 0% | 0% | 97.38% | 0% | 0% | 100% | 100% | 0% | 0% | 100%
7537 | 0% | 0% | 97.38% | 0% | 0% | 100% | 100% | 0% | 0% | 100%
7538 | 0% | 0% | 97.38% | 0% | 0% | 100% | 100% | 0% | 0% | 100%
7539 | 0% | 0% | 97.38% | 0% | 0% | 100% | 100% | 0% | 0% | 100%
7540 | 0% | 0% | 97.38% | 0% | 0% | 100% | 100% | 0% | 0% | 100%
7541 | 0% | 0% | 97.38% | 0% | 0% | 100% | 100% | 0% | 0% | 100%
7542 | 0% | 0% | 97.38% | 0% | 0% | 100% | 100% | 0% | 0% | 100%
7543 | 0% | 0% | 97.38% | 0% | 0% | 100% | 100% | 0% | 0% | 100%
7544 | 0% | 0% | 97.38% | 0% | 0% | 100% | 100% | 0% | 0% | 100%
7545 | 6.874% | 0% | 97.38% | 0% | 0% | 100% | 100% | 6.874% | 0% | 100%
7546 | 19.07% | 0% | 97.38% | 0% | 0% | 100% | 100% | 19.07% | 0% | 100%
7547 | 26.29% | 0% | 97.38% | 0% | 0% | 100% | 100% | 26.29% | 0% | 100%
7548 | 27.5% | 0% | 97.38% | 0% | 0% | 100% | 100% | 27.5% | 0% | 100%
7549 | 29.74% | 0% | 97.38% | 0% | 0% | 100% | 100% | 29.74% | 0% | 100%
7550 | 21.68% | 0% | 97.38% | 0% | 0% | 100% | 100% | 21.68% | 0% | 100%
7551 | 21.74% | 0.8238% | 97.38% | 0% | 0% | 100% | 100% | 21.74% | 0.8238% | 100%
7552 | 10.43% | 0% | 97.38% | 0% | 0% | 100% | 100% | 10.43% | 0% | 100%
7553 | 0% | 0% | 97.38% | 0% | 0% | 100% | 100% | 0% | 0% | 100%
7554 | 0% | 0% | 97.38% | 0% | 100% | 100% | 100% | 0% | 0% | 100%
7555 | 0% | 0% | 97.38% | 0% | 100% | 100% | 100% | 0% | 0% | 100%
7556 | 0% | 0% | 97.38% | 0% | 100% | 100% | 100% | 0% | 0% | 100%
7557 | 0% | 0% | 97.38% | 0% | 100% | 100% | 100% | 0% | 0% | 100%
7558 | 0% | 0% | 97.38% | 0% | 0% | 100% | 100% | 0% | 0% | 100%
7559 | 0% | 0% | 97.38% | 0% | 0% | 100% | 100% | 0% | 0% | 100%
7560 | 0% | 0% | 97.38% | 0% | 0% | 100% | 100% | 0% | 0% | 100%
7561 | 0% | 0% | 97.38% | 0% | 0% | 100% | 100% | 0% | 0% | 100%
7562 | 0% | 0% | 97.38% | 0% | 0% | 100% | 100% | 0% | 0% | 100%
7563 | 0% | 0% | 97.38% | 0% | 0% | 100% | 100% | 0% | 0% | 100%
7564 | 0% | 0% | 97.38% | 0% | 0% | 100% | 100% | 0% | 0% | 100%
7565 | 0% | 0% | 97.38% | 0% | 0% | 100% | 100% | 0% | 0% | 100%
7566 | 0% | 0% | 97.38% | 0% | 0% | 100% | 100% | 0% | 0% | 100%
7567 | 0% | 0% | 97.38% | 0% | 0% | 100% | 100% | 0% | 0% | 100%
7568 | 0% | 0% | 97.38% | 0% | 0% | 100% | 100% | 0% | 0% | 100%
7569 | 10.3% | 0% | 97.38% | 0% | 0% | 100% | 100% | 10.3% | 0% | 100%
7570 | 19.73% | 0% | 97.38% | 0% | 0% | 100% | 100% | 19.73% | 0% | 100%
7571 | 31.23% | 0% | 97.38% | 0% | 0% | 100% | 100% | 31.23% | 0% | 100%
7572 | 25.46% | 0% | 97.38% | 0% | 0% | 100% | 100% | 25.46% | 0% | 100%
7573 | 25.54% | 0% | 97.38% | 0% | 0% | 100% | 100% | 25.54% | 0% | 100%
7574 | 21.64% | 0% | 97.38% | 0% | 0% | 100% | 100% | 21.64% | 0% | 100%
7575 | 26.65% | 1.115% | 97.38% | 0% | 0% | 100% | 100% | 26.65% | 1.115% | 100%
7576 | 13.67% | 0% | 97.38% | 0% | 0% | 100% | 100% | 13.67% | 0% | 100%
7577 | 0% | 0% | 97.38% | 0% | 0% | 100% | 100% | 0% | 0% | 100%
7578 | 0% | 0% | 97.38% | 0% | 100% | 100% | 100% | 0% | 0% | 100%
7579 | 0% | 0% | 97.38% | 0% | 100% | 100% | 100% | 0% | 0% | 100%
7580 | 0% | 0% | 97.38% | 0% | 100% | 100% | 100% | 0% | 0% | 100%
7581 | 0% | 0% | 97.38% | 0% | 100% | 100% | 100% | 0% | 0% | 100%
7582 | 0% | 0% | 97.38% | 0% | 0% | 100% | 100% | 0% | 0% | 100%
7583 | 0% | 0% | 97.38% | 0% | 0% | 100% | 100% | 0% | 0% | 100%
7584 | 0% | 0% | 97.38% | 0% | 0% | 100% | 100% | 0% | 0% | 100%
7585 | 0% | 0% | 97.38% | 0% | 0% | 100% | 100% | 0% | 0% | 100%
7586 | 0% | 0% | 97.38% | 0% | 0% | 100% | 100% | 0% | 0% | 100%
7587 | 0% | 0% | 97.38% | 0% | 0% | 100% | 100% | 0% | 0% | 100%
7588 | 0% | 0% | 97.38% | 0% | 0% | 100% | 100% | 0% | 0% | 100%
7589 | 0% | 0% | 97.38% | 0% | 0% | 100% | 100% | 0% | 0% | 100%
7590 | 0% | 0% | 97.38% | 0% | 0% | 100% | 100% | 0% | 0% | 100%
7591 | 0% | 0% | 97.38% | 0% | 0% | 100% | 100% | 0% | 0% | 100%
7592 | 0% | 0% | 97.38% | 0% | 0% | 100% | 100% | 0% | 0% | 100%
7593 | 3.685% | 0% | 97.38% | 0% | 0% | 100% | 100% | 3.685% | 0% | 100%
7594 | 17.84% | 0% | 97.38% | 0% | 0% | 100% | 100% | 17.84% | 0% | 100%
7595 | 29.51% | 0% | 97.38% | 0% | 0% | 100% | 100% | 29.51% | 0% | 100%
7596 | 32.05% | 0% | 97.38% | 0% | 0% | 100% | 100% | 32.05% | 0% | 100%
7597 | 26.88% | 0% | 97.38% | 0% | 0% | 100% | 100% | 26.88% | 0% | 100%
7598 | 26.61% | 0% | 97.38% | 0% | 0% | 100% | 100% | 26.61% | 0% | 100%
7599 | 25.48% | 0% | 97.38% | 0% | 0% | 100% | 100% | 25.48% | 0% | 100%
7600 | 9.44% | 0% | 97.38% | 0% | 0% | 100% | 100% | 9.44% | 0% | 100%
7601 | 0% | 0% | 97.38% | 0% | 0% | 100% | 100% | 0% | 0% | 100%
7602 | 0% | 0% | 97.38% | 0% | 100% | 100% | 100% | 0% | 0% | 100%
7603 | 0% | 0% | 97.38% | 0% | 100% | 100% | 100% | 0% | 0% | 100%
7604 | 0% | 0% | 97.38% | 0% | 100% | 100% | 100% | 0% | 0% | 100%
7605 | 0% | 0% | 97.38% | 0% | 100% | 100% | 100% | 0% | 0% | 100%
7606 | 0% | 0% | 97.38% | 0% | 0% | 100% | 100% | 0% | 0% | 100%
7607 | 0% | 0% | 97.38% | 0% | 0% | 100% | 100% | 0% | 0% | 100%
7608 | 0% | 0% | 97.38% | 0% | 0% | 100% | 100% | 0% | 0% | 100%
7609 | 0% | 0% | 97.38% | 0% | 0% | 100% | 100% | 0% | 0% | 100%
7610 | 0% | 0% | 97.38% | 0% | 0% | 100% | 100% | 0% | 0% | 100%
7611 | 0% | 0% | 97.38% | 0% | 0% | 100% | 100% | 0% | 0% | 100%
7612 | 0% | 0% | 97.38% | 0% | 0% | 100% | 100% | 0% | 0% | 100%
7613 | 0% | 0% | 97.38% | 0% | 0% | 100% | 100% | 0% | 0% | 100%
7614 | 0% | 0% | 97.38% | 0% | 0% | 100% | 100% | 0% | 0% | 100%
7615 | 0% | 0% | 97.38% | 0% | 0% | 100% | 100% | 0% | 0% | 100%
7616 | 0% | 0% | 97.38% | 0% | 0% | 100% | 100% | 0% | 0% | 100%
7617 | 0% | 0% | 97.38% | 0% | 0% | 100% | 100% | 0% | 0% | 100%
7618 | 13.25% | 0% | 97.38% | 0% | 0% | 100% | 100% | 13.25% | 0% | 100%
7619 | 24.32% | 0% | 97.38% | 0% | 0% | 100% | 100% | 24.32% | 0% | 100%
7620 | 25.8% | 0% | 97.38% | 0% | 0% | 100% | 100% | 25.8% | 0% | 100%
7621 | 21.81% | 0% | 97.38% | 0% | 0% | 100% | 100% | 21.81% | 0% | 100%
7622 | 24.5% | 0% | 97.38% | 0% | 0% | 100% | 100% | 24.5% | 0% | 100%
7623 | 14.13% | 0% | 97.38% | 0% | 0% | 100% | 100% | 14.13% | 0% | 100%
7624 | 4.1% | 0% | 97.38% | 0% | 0% | 100% | 100% | 4.1% | 0% | 100%
7625 | 0% | 0% | 97.38% | 0% | 0% | 100% | 100% | 0% | 0% | 100%
7626 | 0% | 0% | 97.38% | 0% | 100% | 100% | 100% | 0% | 0% | 100%
7627 | 0% | 0% | 97.38% | 0% | 100% | 100% | 100% | 0% | 0% | 100%
7628 | 0% | 0% | 97.38% | 0% | 100% | 100% | 100% | 0% | 0% | 100%
7629 | 0% | 0% | 97.38% | 0% | 100% | 100% | 100% | 0% | 0% | 100%
7630 | 0% | 0% | 97.38% | 0% | 0% | 100% | 100% | 0% | 0% | 100%
7631 | 0% | 0% | 97.38% | 0% | 0% | 100% | 100% | 0% | 0% | 100%
7632 | 0% | 0% | 97.38% | 0% | 0% | 100% | 100% | 0% | 0% | 100%
7633 | 0% | 0% | 97.38% | 0% | 0% | 100% | 100% | 0% | 0% | 100%
7634 | 0% | 0% | 97.38% | 0% | 0% | 100% | 100% | 0% | 0% | 100%
7635 | 0% | 0% | 97.38% | 0% | 0% | 100% | 100% | 0% | 0% | 100%
7636 | 0% | 0% | 97.38% | 0% | 0% | 100% | 100% | 0% | 0% | 100%
7637 | 0% | 0% | 97.38% | 0% | 0% | 100% | 100% | 0% | 0% | 100%
7638 | 0% | 0% | 97.38% | 0% | 0% | 100% | 100% | 0% | 0% | 100%
7639 | 0% | 0% | 97.38% | 0% | 0% | 100% | 100% | 0% | 0% | 100%
7640 | 0% | 0% | 97.38% | 0% | 0% | 100% | 100% | 0% | 0% | 100%
7641 | 0% | 0% | 97.38% | 0% | 0% | 100% | 100% | 0% | 0% | 100%
7642 | 7.802% | 0% | 97.38% | 0% | 0% | 100% | 100% | 7.802% | 0% | 100%
7643 | 15.05% | 0% | 97.38% | 0% | 0% | 100% | 100% | 15.05% | 0% | 100%
7644 | 14.44% | 1.272% | 97.38% | 0% | 0% | 100% | 100% | 14.44% | 1.272% | 100%
7645 | 13.94% | 2.886% | 97.38% | 0% | 0% | 100% | 100% | 13.94% | 2.886% | 100%
7646 | 11.66% | 3.944% | 97.38% | 0% | 0% | 100% | 100% | 11.66% | 3.944% | 100%
7647 | 2.984% | 2.959% | 97.38% | 0% | 0% | 100% | 100% | 2.984% | 2.959% | 100%
7648 | 0.1243% | 2.373% | 97.38% | 0% | 0% | 100% | 100% | 0.1243% | 2.373% | 100%
7649 | 0% | 0.7788% | 97.38% | 0% | 0% | 100% | 100% | 0% | 0.7788% | 100%
7650 | 0% | 0% | 97.38% | 0% | 100% | 100% | 100% | 0% | 0% | 100%
7651 | 0% | 0% | 97.38% | 0% | 100% | 100% | 100% | 0% | 0% | 100%
7652 | 0% | 0% | 97.38% | 0% | 100% | 100% | 100% | 0% | 0% | 100%
7653 | 0% | 0% | 97.38% | 0% | 100% | 100% | 100% | 0% | 0% | 100%
7654 | 0% | 0% | 97.38% | 0% | 0% | 100% | 100% | 0% | 0% | 100%
7655 | 0% | 0% | 97.38% | 0% | 0% | 100% | 100% | 0% | 0% | 100%
7656 | 0% | 0.6782% | 97.38% | 0% | 0% | 100% | 100% | 0% | 0.6782% | 100%
7657 | 0% | 0% | 97.38% | 0% | 0% | 100% | 100% | 0% | 0% | 100%
7658 | 0% | 0% | 97.38% | 0% | 0% | 100% | 100% | 0% | 0% | 100%
7659 | 0% | 0% | 97.38% | 0% | 0% | 100% | 100% | 0% | 0% | 100%
7660 | 0% | 0% | 97.38% | 0% | 0% | 100% | 100% | 0% | 0% | 100%
7661 | 0% | 0% | 97.38% | 0% | 0% | 100% | 100% | 0% | 0% | 100%
7662 | 0% | 0% | 97.38% | 0% | 0% | 100% | 100% | 0% | 0% | 100%
7663 | 0% | 0% | 97.38% | 0% | 0% | 100% | 100% | 0% | 0% | 100%
7664 | 0% | 0% | 97.38% | 0% | 0% | 100% | 100% | 0% | 0% | 100%
7665 | 0% | 0% | 97.38% | 0% | 0% | 100% | 100% | 0% | 0% | 100%
7666 | 5.118% | 0% | 97.38% | 0% | 0% | 100% | 100% | 5.118% | 0% | 100%
7667 | 11.34% | 1.189% | 97.38% | 0% | 0% | 100% | 100% | 11.34% | 1.189% | 100%
7668 | 10.12% | 1.97% | 97.38% | 0% | 0% | 100% | 100% | 10.12% | 1.97% | 100%
7669 | 13.28% | 4.185% | 97.38% | 0% | 0% | 100% | 100% | 13.28% | 4.185% | 100%
7670 | 8.663% | 6.367% | 97.38% | 0% | 0% | 100% | 100% | 8.663% | 6.367% | 100%
7671 | 1.818% | 5.923% | 97.38% | 0% | 0% | 100% | 100% | 1.818% | 5.923% | 100%
7672 | 1.159% | 6.152% | 97.38% | 0% | 0% | 100% | 100% | 1.159% | 6.152% | 100%
7673 | 0% | 4.914% | 97.38% | 0% | 0% | 100% | 100% | 0% | 4.914% | 100%
7674 | 0% | 0.9483% | 97.38% | 0% | 100% | 100% | 100% | 0% | 0.9483% | 100%
7675 | 0% | 0.2416% | 97.38% | 0% | 100% | 100% | 100% | 0% | 0.2416% | 100%
7676 | 0% | 0.2693% | 97.38% | 0% | 100% | 100% | 100% | 0% | 0.2693% | 100%
7677 | 0% | 0.126% | 97.38% | 0% | 100% | 100% | 100% | 0% | 0.126% | 100%
7678 | 0% | 0% | 97.38% | 0% | 0% | 100% | 100% | 0% | 0% | 100%
7679 | 0% | 0% | 97.38% | 0% | 0% | 100% | 100% | 0% | 0% | 100%
7680 | 0% | 1.604% | 97.38% | 0% | 0% | 100% | 100% | 0% | 1.604% | 100%
7681 | 0% | 0.8921% | 97.38% | 0% | 0% | 100% | 100% | 0% | 0.8921% | 100%
7682 | 0% | 0.2748% | 97.38% | 0% | 0% | 100% | 100% | 0% | 0.2748% | 100%
7683 | 0% | 0% | 97.38% | 0% | 0% | 100% | 100% | 0% | 0% | 100%
7684 | 0% | 0% | 97.38% | 0% | 0% | 100% | 100% | 0% | 0% | 100%
7685 | 0% | 0% | 97.38% | 0% | 0% | 100% | 100% | 0% | 0% | 100%
7686 | 0% | 0% | 97.38% | 0% | 0% | 100% | 100% | 0% | 0% | 100%
7687 | 0% | 0% | 97.38% | 0% | 0% | 100% | 100% | 0% | 0% | 100%
7688 | 0% | 0% | 97.38% | 0% | 0% | 100% | 100% | 0% | 0% | 100%
7689 | 0.8666% | 0% | 97.38% | 0% | 0% | 100% | 100% | 0.8666% | 0% | 100%
7690 | 6.909% | 0% | 97.38% | 0% | 0% | 100% | 100% | 6.909% | 0% | 100%
7691 | 14.67% | 2.868% | 97.38% | 0% | 0% | 100% | 100% | 14.67% | 2.868% | 100%
7692 | 13.81% | 4.644% | 97.38% | 0% | 0% | 100% | 100% | 13.81% | 4.644% | 100%
7693 | 15.69% | 5.244% | 97.38% | 0% | 0% | 100% | 100% | 15.69% | 5.244% | 100%
7694 | 11.36% | 6.137% | 97.38% | 0% | 0% | 100% | 100% | 11.36% | 6.137% | 100%
7695 | 3.661% | 6.655% | 97.38% | 0% | 0% | 100% | 100% | 3.661% | 6.655% | 100%
7696 | 3.841% | 6.892% | 97.38% | 0% | 0% | 100% | 100% | 3.841% | 6.892% | 100%
7697 | 0% | 5.472% | 97.38% | 0% | 0% | 100% | 100% | 0% | 5.472% | 100%
7698 | 0% | 2.091% | 97.38% | 0% | 100% | 100% | 100% | 0% | 2.091% | 100%
7699 | 0% | 1.29% | 97.38% | 0% | 100% | 100% | 100% | 0% | 1.29% | 100%
7700 | 0% | 1.018% | 97.38% | 0% | 100% | 100% | 100% | 0% | 1.018% | 100%
7701 | 0% | 0.05548% | 97.38% | 0% | 100% | 100% | 100% | 0% | 0.05548% | 100%
7702 | 0% | 0% | 97.38% | 0% | 0% | 100% | 100% | 0% | 0% | 100%
7703 | 0% | 0% | 97.38% | 0% | 0% | 100% | 100% | 0% | 0% | 100%
7704 | 0% | 0% | 97.38% | 0% | 0% | 100% | 100% | 0% | 0% | 100%
7705 | 0% | 1.523% | 97.38% | 0% | 0% | 100% | 100% | 0% | 1.523% | 100%
7706 | 0% | 0% | 97.38% | 0% | 0% | 100% | 100% | 0% | 0% | 100%
7707 | 0% | 0% | 97.38% | 0% | 0% | 100% | 100% | 0% | 0% | 100%
7708 | 0% | 0% | 97.38% | 0% | 0% | 100% | 100% | 0% | 0% | 100%
7709 | 0% | 0% | 97.38% | 0% | 0% | 100% | 100% | 0% | 0% | 100%
7710 | 0% | 0% | 97.38% | 0% | 0% | 100% | 100% | 0% | 0% | 100%
7711 | 0% | 0% | 97.38% | 0% | 0% | 100% | 100% | 0% | 0% | 100%
7712 | 0% | 0% | 97.38% | 0% | 0% | 100% | 100% | 0% | 0% | 100%
7713 | 5.074% | 0% | 97.38% | 0% | 0% | 100% | 100% | 5.074% | 0% | 100%
7714 | 12.93% | 0% | 97.38% | 0% | 0% | 100% | 100% | 12.93% | 0% | 100%
7715 | 22.37% | 1.175% | 97.38% | 0% | 0% | 100% | 100% | 22.37% | 1.175% | 100%
7716 | 23.25% | 3.36% | 97.38% | 0% | 0% | 100% | 100% | 23.25% | 3.36% | 100%
7717 | 23.56% | 4.132% | 97.38% | 0% | 0% | 100% | 100% | 23.56% | 4.132% | 100%
7718 | 20.25% | 5.688% | 97.38% | 0% | 0% | 100% | 100% | 20.25% | 5.688% | 100%
7719 | 7.285% | 5.308% | 97.38% | 0% | 0% | 100% | 100% | 7.285% | 5.308% | 100%
7720 | 2.35% | 4.504% | 97.38% | 0% | 0% | 100% | 100% | 2.35% | 4.504% | 100%
7721 | 0% | 3.025% | 97.38% | 0% | 0% | 100% | 100% | 0% | 3.025% | 100%
7722 | 0% | 0.6104% | 97.38% | 0% | 100% | 100% | 100% | 0% | 0.6104% | 100%
7723 | 0% | 0% | 97.38% | 0% | 100% | 100% | 100% | 0% | 0% | 100%
7724 | 0% | 0% | 97.38% | 0% | 100% | 100% | 100% | 0% | 0% | 100%
7725 | 0% | 0% | 97.38% | 0% | 100% | 100% | 100% | 0% | 0% | 100%
7726 | 0% | 0% | 97.38% | 0% | 0% | 100% | 100% | 0% | 0% | 100%
7727 | 0% | 0% | 97.38% | 0% | 0% | 100% | 100% | 0% | 0% | 100%
7728 | 0% | 0% | 97.38% | 0% | 0% | 100% | 100% | 0% | 0% | 100%
7729 | 0% | 0% | 97.38% | 0% | 0% | 100% | 100% | 0% | 0% | 100%
7730 | 0% | 0% | 97.38% | 0% | 0% | 100% | 100% | 0% | 0% | 100%
7731 | 0% | 0% | 97.38% | 0% | 0% | 100% | 100% | 0% | 0% | 100%
7732 | 0% | 0% | 97.38% | 0% | 0% | 100% | 100% | 0% | 0% | 100%
7733 | 0% | 0% | 97.38% | 0% | 0% | 100% | 100% | 0% | 0% | 100%
7734 | 0% | 0% | 97.38% | 0% | 0% | 100% | 100% | 0% | 0% | 100%
7735 | 0% | 0% | 97.38% | 0% | 0% | 100% | 100% | 0% | 0% | 100%
7736 | 0% | 0% | 97.38% | 0% | 0% | 100% | 100% | 0% | 0% | 100%
7737 | 5.415% | 0.3223% | 97.38% | 0% | 0% | 100% | 100% | 5.415% | 0.3223% | 100%
7738 | 15.56% | 0.2468% | 97.38% | 0% | 0% | 100% | 100% | 15.56% | 0.2468% | 100%
7739 | 20.62% | 0.5262% | 97.38% | 0% | 0% | 100% | 100% | 20.62% | 0.5262% | 100%
7740 | 17.72% | 3.724% | 97.38% | 0% | 0% | 100% | 100% | 17.72% | 3.724% | 100%
7741 | 19.56% | 3.747% | 97.38% | 0% | 0% | 100% | 100% | 19.56% | 3.747% | 100%
7742 | 20.13% | 4.264% | 97.38% | 0% | 0% | 100% | 100% | 20.13% | 4.264% | 100%
7743 | 4.732% | 3.871% | 97.38% | 0% | 0% | 100% | 100% | 4.732% | 3.871% | 100%
7744 | 0% | 2.762% | 97.38% | 0% | 0% | 100% | 100% | 0% | 2.762% | 100%
7745 | 0% | 0.5764% | 97.38% | 0% | 0% | 100% | 100% | 0% | 0.5764% | 100%
7746 | 0% | 0% | 97.38% | 0% | 100% | 100% | 100% | 0% | 0% | 100%
7747 | 0% | 0% | 97.38% | 0% | 100% | 100% | 100% | 0% | 0% | 100%
7748 | 0% | 0% | 97.38% | 0% | 100% | 100% | 100% | 0% | 0% | 100%
7749 | 0% | 0% | 97.38% | 0% | 100% | 100% | 100% | 0% | 0% | 100%
7750 | 0% | 0% | 97.38% | 0% | 0% | 100% | 100% | 0% | 0% | 100%
7751 | 0% | 0% | 97.38% | 0% | 0% | 100% | 100% | 0% | 0% | 100%
7752 | 0% | 0.6935% | 97.38% | 0% | 0% | 100% | 100% | 0% | 0.6935% | 100%
7753 | 0% | 0% | 97.38% | 0% | 0% | 100% | 100% | 0% | 0% | 100%
7754 | 0% | 0.7325% | 97.38% | 0% | 0% | 100% | 100% | 0% | 0.7325% | 100%
7755 | 0% | 0% | 97.38% | 0% | 0% | 100% | 100% | 0% | 0% | 100%
7756 | 0% | 0% | 97.38% | 0% | 0% | 100% | 100% | 0% | 0% | 100%
7757 | 0% | 0% | 97.38% | 0% | 0% | 100% | 100% | 0% | 0% | 100%
7758 | 0% | 0.3168% | 97.38% | 0% | 0% | 100% | 100% | 0% | 0.3168% | 100%
7759 | 0% | 0% | 97.38% | 0% | 0% | 100% | 100% | 0% | 0% | 100%
7760 | 0% | 0% | 97.38% | 0% | 0% | 100% | 100% | 0% | 0% | 100%
7761 | 0% | 0% | 97.38% | 0% | 0% | 100% | 100% | 0% | 0% | 100%
7762 | 8.607% | 0.4225% | 97.38% | 0% | 0% | 100% | 100% | 8.607% | 0.4225% | 100%
7763 | 9.836% | 0.7498% | 97.38% | 0% | 0% | 100% | 100% | 9.836% | 0.7498% | 100%
7764 | 14.02% | 2.952% | 97.38% | 0% | 0% | 100% | 100% | 14.02% | 2.952% | 100%
7765 | 15.81% | 1.04% | 97.38% | 0% | 0% | 100% | 100% | 15.81% | 1.04% | 100%
7766 | 17.3% | 1.385% | 97.38% | 0% | 0% | 100% | 100% | 17.3% | 1.385% | 100%
7767 | 8.238% | 2.556% | 97.38% | 0% | 0% | 100% | 100% | 8.238% | 2.556% | 100%
7768 | 0% | 0.3217% | 97.38% | 0% | 0% | 100% | 100% | 0% | 0.3217% | 100%
7769 | 0% | 0% | 97.38% | 0% | 0% | 100% | 100% | 0% | 0% | 100%
7770 | 0% | 0% | 97.38% | 0% | 100% | 100% | 100% | 0% | 0% | 100%
7771 | 0% | 0% | 97.38% | 0% | 100% | 100% | 100% | 0% | 0% | 100%
7772 | 0% | 0% | 97.38% | 0% | 100% | 100% | 100% | 0% | 0% | 100%
7773 | 0% | 0% | 97.38% | 0% | 100% | 100% | 100% | 0% | 0% | 100%
7774 | 0% | 0.1925% | 97.38% | 0% | 0% | 100% | 100% | 0% | 0.1925% | 100%
7775 | 0% | 1.439% | 97.38% | 0% | 0% | 100% | 100% | 0% | 1.439% | 100%
7776 | 0% | 2.124% | 97.38% | 0% | 0% | 100% | 100% | 0% | 2.124% | 100%
7777 | 0% | 1.371% | 97.38% | 0% | 0% | 100% | 100% | 0% | 1.371% | 100%
7778 | 0% | 0% | 97.38% | 0% | 0% | 100% | 100% | 0% | 0% | 100%
7779 | 0% | 0% | 97.38% | 0% | 0% | 100% | 100% | 0% | 0% | 100%
7780 | 0% | 0% | 97.38% | 0% | 0% | 100% | 100% | 0% | 0% | 100%
7781 | 0% | 0% | 97.38% | 0% | 0% | 100% | 100% | 0% | 0% | 100%
7782 | 0% | 0% | 97.38% | 0% | 0% | 100% | 100% | 0% | 0% | 100%
7783 | 0% | 0% | 97.38% | 0% | 0% | 100% | 100% | 0% | 0% | 100%
7784 | 0% | 0% | 97.38% | 0% | 0% | 100% | 100% | 0% | 0% | 100%
7785 | 0% | 0% | 97.38% | 0% | 0% | 100% | 100% | 0% | 0% | 100%
7786 | 6.167% | 0% | 97.38% | 0% | 0% | 100% | 100% | 6.167% | 0% | 100%
7787 | 9.969% | 0% | 97.38% | 0% | 0% | 100% | 100% | 9.969% | 0% | 100%
7788 | 14.45% | 0% | 97.38% | 0% | 0% | 100% | 100% | 14.45% | 0% | 100%
7789 | 15.74% | 0% | 97.38% | 0% | 0% | 100% | 100% | 15.74% | 0% | 100%
7790 | 20.1% | 0% | 97.38% | 0% | 0% | 100% | 100% | 20.1% | 0% | 100%
7791 | 11.32% | 0.3188% | 97.38% | 0% | 0% | 100% | 100% | 11.32% | 0.3188% | 100%
7792 | 1.126% | 0% | 97.38% | 0% | 0% | 100% | 100% | 1.126% | 0% | 100%
7793 | 0% | 0% | 97.38% | 0% | 0% | 100% | 100% | 0% | 0% | 100%
7794 | 0% | 0% | 97.38% | 0% | 100% | 100% | 100% | 0% | 0% | 100%
7795 | 0% | 0% | 97.38% | 0% | 100% | 100% | 100% | 0% | 0% | 100%
7796 | 0% | 0% | 97.38% | 0% | 100% | 100% | 100% | 0% | 0% | 100%
7797 | 0% | 0% | 97.38% | 0% | 100% | 100% | 100% | 0% | 0% | 100%
7798 | 0% | 0% | 97.38% | 0% | 0% | 100% | 100% | 0% | 0% | 100%
7799 | 0% | 0% | 97.38% | 0% | 0% | 100% | 100% | 0% | 0% | 100%
7800 | 0% | 0% | 97.38% | 0% | 0% | 100% | 100% | 0% | 0% | 100%
7801 | 0% | 0.9798% | 97.38% | 0% | 0% | 100% | 100% | 0% | 0.9798% | 100%
7802 | 0% | 0% | 97.38% | 0% | 0% | 100% | 100% | 0% | 0% | 100%
7803 | 0% | 0% | 97.38% | 0% | 0% | 100% | 100% | 0% | 0% | 100%
7804 | 0% | 0% | 97.38% | 0% | 0% | 100% | 100% | 0% | 0% | 100%
7805 | 0% | 0% | 97.38% | 0% | 0% | 100% | 100% | 0% | 0% | 100%
7806 | 0% | 0% | 97.38% | 0% | 0% | 100% | 100% | 0% | 0% | 100%
7807 | 0% | 0% | 97.38% | 0% | 0% | 100% | 100% | 0% | 0% | 100%
7808 | 0% | 0% | 97.38% | 0% | 0% | 100% | 100% | 0% | 0% | 100%
7809 | 0% | 0% | 97.38% | 0% | 0% | 100% | 100% | 0% | 0% | 100%
7810 | 5.653% | 0% | 97.38% | 0% | 0% | 100% | 100% | 5.653% | 0% | 100%
7811 | 15.26% | 0% | 97.38% | 0% | 0% | 100% | 100% | 15.26% | 0% | 100%
7812 | 23.01% | 0% | 97.38% | 0% | 0% | 100% | 100% | 23.01% | 0% | 100%
7813 | 22.8% | 0% | 97.38% | 0% | 0% | 100% | 100% | 22.8% | 0% | 100%
7814 | 21.34% | 0% | 97.38% | 0% | 0% | 100% | 100% | 21.34% | 0% | 100%
7815 | 18.9% | 0% | 97.38% | 0% | 0% | 100% | 100% | 18.9% | 0% | 100%
7816 | 2.385% | 0% | 97.38% | 0% | 0% | 100% | 100% | 2.385% | 0% | 100%
7817 | 0% | 0% | 97.38% | 0% | 0% | 100% | 100% | 0% | 0% | 100%
7818 | 0% | 0% | 97.38% | 0% | 100% | 100% | 100% | 0% | 0% | 100%
7819 | 0% | 0% | 97.38% | 0% | 100% | 100% | 100% | 0% | 0% | 100%
7820 | 0% | 0% | 97.38% | 0% | 100% | 100% | 100% | 0% | 0% | 100%
7821 | 0% | 0% | 97.38% | 0% | 100% | 100% | 100% | 0% | 0% | 100%
7822 | 0% | 0% | 97.38% | 0% | 0% | 100% | 100% | 0% | 0% | 100%
7823 | 0% | 0% | 97.38% | 0% | 0% | 100% | 100% | 0% | 0% | 100%
7824 | 0% | 0% | 97.38% | 0% | 0% | 100% | 100% | 0% | 0% | 100%
7825 | 0% | 0% | 97.38% | 0% | 0% | 100% | 100% | 0% | 0% | 100%
7826 | 0% | 0% | 97.38% | 0% | 0% | 100% | 100% | 0% | 0% | 100%
7827 | 0% | 0% | 97.38% | 0% | 0% | 100% | 100% | 0% | 0% | 100%
7828 | 0% | 0% | 97.38% | 0% | 0% | 100% | 100% | 0% | 0% | 100%
7829 | 0% | 0% | 97.38% | 0% | 0% | 100% | 100% | 0% | 0% | 100%
7830 | 0% | 0% | 97.38% | 0% | 0% | 100% | 100% | 0% | 0% | 100%
7831 | 0% | 0% | 97.38% | 0% | 0% | 100% | 100% | 0% | 0% | 100%
7832 | 0% | 0% | 97.38% | 0% | 0% | 100% | 100% | 0% | 0% | 100%
7833 | 0% | 0% | 97.38% | 0% | 0% | 100% | 100% | 0% | 0% | 100%
7834 | 13.14% | 0% | 97.38% | 0% | 0% | 100% | 100% | 13.14% | 0% | 100%
7835 | 26.51% | 0% | 97.38% | 0% | 0% | 100% | 100% | 26.51% | 0% | 100%
7836 | 27.41% | 0% | 97.38% | 0% | 0% | 100% | 100% | 27.41% | 0% | 100%
7837 | 23.25% | 0% | 97.38% | 0% | 0% | 100% | 100% | 23.25% | 0% | 100%
7838 | 19.21% | 0% | 97.38% | 0% | 0% | 100% | 100% | 19.21% | 0% | 100%
7839 | 14.15% | 0% | 97.38% | 0% | 0% | 100% | 100% | 14.15% | 0% | 100%
7840 | 1.756% | 0% | 97.38% | 0% | 0% | 100% | 100% | 1.756% | 0% | 100%
7841 | 0% | 0% | 97.38% | 0% | 0% | 100% | 100% | 0% | 0% | 100%
7842 | 0% | 0% | 97.38% | 0% | 100% | 100% | 100% | 0% | 0% | 100%
7843 | 0% | 0% | 97.38% | 0% | 100% | 100% | 100% | 0% | 0% | 100%
7844 | 0% | 0% | 97.38% | 0% | 100% | 100% | 100% | 0% | 0% | 100%
7845 | 0% | 0% | 97.38% | 0% | 100% | 100% | 100% | 0% | 0% | 100%
7846 | 0% | 0% | 97.38% | 0% | 0% | 100% | 100% | 0% | 0% | 100%
7847 | 0% | 0% | 97.38% | 0% | 0% | 100% | 100% | 0% | 0% | 100%
7848 | 0% | 0% | 97.38% | 0% | 0% | 100% | 100% | 0% | 0% | 100%
7849 | 0% | 0% | 97.38% | 0% | 0% | 100% | 100% | 0% | 0% | 100%
7850 | 0% | 0% | 97.38% | 0% | 0% | 100% | 100% | 0% | 0% | 100%
7851 | 0% | 0% | 97.38% | 0% | 0% | 100% | 100% | 0% | 0% | 100%
7852 | 0% | 0% | 97.38% | 0% | 0% | 100% | 100% | 0% | 0% | 100%
7853 | 0% | 0% | 97.38% | 0% | 0% | 100% | 100% | 0% | 0% | 100%
7854 | 0% | 0% | 97.38% | 0% | 0% | 100% | 100% | 0% | 0% | 100%
7855 | 0% | 0% | 97.38% | 0% | 0% | 100% | 100% | 0% | 0% | 100%
7856 | 0% | 0% | 97.38% | 0% | 0% | 100% | 100% | 0% | 0% | 100%
7857 | 1.798% | 0% | 97.38% | 0% | 0% | 100% | 100% | 1.798% | 0% | 100%
7858 | 17.24% | 0% | 97.38% | 0% | 0% | 100% | 100% | 17.24% | 0% | 100%
7859 | 25.74% | 0% | 97.38% | 0% | 0% | 100% | 100% | 25.74% | 0% | 100%
7860 | 26.1% | 0% | 97.38% | 0% | 0% | 100% | 100% | 26.1% | 0% | 100%
7861 | 23.6% | 0% | 97.38% | 0% | 0% | 100% | 100% | 23.6% | 0% | 100%
7862 | 19.2% | 0% | 97.38% | 0% | 0% | 100% | 100% | 19.2% | 0% | 100%
7863 | 15.42% | 0% | 97.38% | 0% | 0% | 100% | 100% | 15.42% | 0% | 100%
7864 | 0.7898% | 0% | 97.38% | 0% | 0% | 100% | 100% | 0.7898% | 0% | 100%
7865 | 0% | 0% | 97.38% | 0% | 0% | 100% | 100% | 0% | 0% | 100%
7866 | 0% | 0% | 97.38% | 0% | 100% | 100% | 100% | 0% | 0% | 100%
7867 | 0% | 0% | 97.38% | 0% | 100% | 100% | 100% | 0% | 0% | 100%
7868 | 0% | 0% | 97.38% | 0% | 100% | 100% | 100% | 0% | 0% | 100%
7869 | 0% | 0% | 97.38% | 0% | 100% | 100% | 100% | 0% | 0% | 100%
7870 | 0% | 0% | 97.38% | 0% | 0% | 100% | 100% | 0% | 0% | 100%
7871 | 0% | 0% | 97.38% | 0% | 0% | 100% | 100% | 0% | 0% | 100%
7872 | 0% | 0% | 97.38% | 0% | 0% | 100% | 100% | 0% | 0% | 100%
7873 | 0% | 0% | 97.38% | 0% | 0% | 100% | 100% | 0% | 0% | 100%
7874 | 0% | 0% | 97.38% | 0% | 0% | 100% | 100% | 0% | 0% | 100%
7875 | 0% | 0% | 97.38% | 0% | 0% | 100% | 100% | 0% | 0% | 100%
7876 | 0% | 0% | 97.38% | 0% | 0% | 100% | 100% | 0% | 0% | 100%
7877 | 0% | 0% | 97.38% | 0% | 0% | 100% | 100% | 0% | 0% | 100%
7878 | 0% | 0% | 97.38% | 0% | 0% | 100% | 100% | 0% | 0% | 100%
7879 | 0% | 0% | 97.38% | 0% | 0% | 100% | 100% | 0% | 0% | 100%
7880 | 0% | 0% | 97.38% | 0% | 0% | 100% | 100% | 0% | 0% | 100%
7881 | 0.9011% | 0% | 97.38% | 0% | 0% | 100% | 100% | 0.9011% | 0% | 100%
7882 | 13.84% | 0.6852% | 97.38% | 0% | 0% | 100% | 100% | 13.84% | 0.6852% | 100%
7883 | 24.6% | 1.737% | 97.38% | 0% | 0% | 100% | 100% | 24.6% | 1.737% | 100%
7884 | 24.56% | 5.277% | 97.38% | 0% | 0% | 100% | 100% | 24.56% | 5.277% | 100%
7885 | 21.67% | 5.579% | 97.38% | 0% | 0% | 100% | 100% | 21.67% | 5.579% | 100%
7886 | 19.8% | 5.669% | 97.38% | 0% | 0% | 100% | 100% | 19.8% | 5.669% | 100%
7887 | 16.97% | 6.42% | 97.38% | 0% | 0% | 100% | 100% | 16.97% | 6.42% | 100%
7888 | 4.987% | 6.729% | 97.38% | 0% | 0% | 100% | 100% | 4.987% | 6.729% | 100%
7889 | 0.3373% | 5.827% | 97.38% | 0% | 0% | 100% | 100% | 0.3373% | 5.827% | 100%
7890 | 0% | 0.7931% | 97.38% | 0% | 100% | 100% | 100% | 0% | 0.7931% | 100%
7891 | 0% | 1.815% | 97.38% | 0% | 100% | 100% | 100% | 0% | 1.815% | 100%
7892 | 0% | 2.711% | 97.38% | 0% | 100% | 100% | 100% | 0% | 2.711% | 100%
7893 | 0% | 2.547% | 97.38% | 0% | 100% | 100% | 100% | 0% | 2.547% | 100%
7894 | 0% | 3.068% | 97.38% | 0% | 0% | 100% | 100% | 0% | 3.068% | 100%
7895 | 0% | 3.223% | 97.38% | 0% | 0% | 100% | 100% | 0% | 3.223% | 100%
7896 | 0% | 1.315% | 97.38% | 0% | 0% | 100% | 100% | 0% | 1.315% | 100%
7897 | 0% | 0% | 97.38% | 0% | 0% | 100% | 100% | 0% | 0% | 100%
7898 | 0% | 0% | 97.38% | 0% | 0% | 100% | 100% | 0% | 0% | 100%
7899 | 0% | 0.4407% | 97.38% | 0% | 0% | 100% | 100% | 0% | 0.4407% | 100%
7900 | 0% | 0% | 97.38% | 0% | 0% | 100% | 100% | 0% | 0% | 100%
7901 | 0% | 1.683% | 97.38% | 0% | 0% | 100% | 100% | 0% | 1.683% | 100%
7902 | 0% | 0% | 97.38% | 0% | 0% | 100% | 100% | 0% | 0% | 100%
7903 | 0% | 0% | 97.38% | 0% | 0% | 100% | 100% | 0% | 0% | 100%
7904 | 0% | 1.191% | 97.38% | 0% | 0% | 100% | 100% | 0% | 1.191% | 100%
7905 | 0% | 4.078% | 97.38% | 0% | 0% | 100% | 100% | 0% | 4.078% | 100%
7906 | 5.349% | 5.639% | 97.38% | 0% | 0% | 100% | 100% | 5.349% | 5.639% | 100%
7907 | 16.75% | 7.47% | 97.38% | 0% | 0% | 100% | 100% | 16.75% | 7.47% | 100%
7908 | 20.76% | 10.77% | 97.38% | 0% | 0% | 100% | 100% | 20.76% | 10.77% | 100%
7909 | 23.34% | 12.3% | 97.38% | 0% | 0% | 100% | 100% | 23.34% | 12.3% | 100%
7910 | 22.06% | 12.52% | 97.38% | 0% | 0% | 100% | 100% | 22.06% | 12.52% | 100%
7911 | 22.08% | 12.04% | 97.38% | 0% | 0% | 100% | 100% | 22.08% | 12.04% | 100%
7912 | 8.52% | 11.1% | 97.38% | 0% | 0% | 100% | 100% | 8.52% | 11.1% | 100%
7913 | 0% | 9.075% | 97.38% | 0% | 0% | 100% | 100% | 0% | 9.075% | 100%
7914 | 0% | 5.408% | 97.38% | 0% | 100% | 100% | 100% | 0% | 5.408% | 100%
7915 | 0% | 8.797% | 97.38% | 0% | 100% | 100% | 100% | 0% | 8.797% | 100%
7916 | 0% | 8.889% | 97.38% | 0% | 100% | 100% | 100% | 0% | 8.889% | 100%
7917 | 0% | 8.36% | 97.38% | 0% | 100% | 100% | 100% | 0% | 8.36% | 100%
7918 | 0% | 9.471% | 97.38% | 0% | 0% | 100% | 100% | 0% | 9.471% | 100%
7919 | 0% | 9.595% | 97.38% | 0% | 0% | 100% | 100% | 0% | 9.595% | 100%
7920 | 0% | 6.995% | 97.38% | 0% | 0% | 100% | 100% | 0% | 6.995% | 100%
7921 | 0% | 0% | 97.38% | 0% | 0% | 100% | 100% | 0% | 0% | 100%
7922 | 0% | 6.235% | 97.38% | 0% | 0% | 100% | 100% | 0% | 6.235% | 100%
7923 | 0% | 6.818% | 97.38% | 0% | 0% | 100% | 100% | 0% | 6.818% | 100%
7924 | 0% | 7.53% | 97.38% | 0% | 0% | 100% | 100% | 0% | 7.53% | 100%
7925 | 0% | 7.554% | 97.38% | 0% | 0% | 100% | 100% | 0% | 7.554% | 100%
7926 | 0% | 6.71% | 97.38% | 0% | 0% | 100% | 100% | 0% | 6.71% | 100%
7927 | 0% | 7.819% | 97.38% | 0% | 0% | 100% | 100% | 0% | 7.819% | 100%
7928 | 0% | 9.342% | 97.38% | 0% | 0% | 100% | 100% | 0% | 9.342% | 100%
7929 | 0% | 10.61% | 97.38% | 0% | 0% | 100% | 100% | 0% | 10.61% | 100%
7930 | 3.496% | 11.65% | 97.38% | 0% | 0% | 100% | 100% | 3.496% | 11.65% | 100%
7931 | 14.44% | 13.44% | 97.38% | 0% | 0% | 100% | 100% | 14.44% | 13.44% | 100%
7932 | 18.45% | 15.4% | 97.38% | 0% | 0% | 100% | 100% | 18.45% | 15.4% | 100%
7933 | 23.29% | 16.89% | 97.38% | 0% | 0% | 100% | 100% | 23.29% | 16.89% | 100%
7934 | 18.32% | 15.97% | 97.38% | 0% | 0% | 100% | 100% | 18.32% | 15.97% | 100%
7935 | 20.11% | 14.61% | 97.38% | 0% | 0% | 100% | 100% | 20.11% | 14.61% | 100%
7936 | 9.336% | 11.96% | 97.38% | 0% | 0% | 100% | 100% | 9.336% | 11.96% | 100%
7937 | 0% | 9.302% | 97.38% | 0% | 0% | 100% | 100% | 0% | 9.302% | 100%
7938 | 0% | 9.811% | 97.38% | 0% | 100% | 100% | 100% | 0% | 9.811% | 100%
7939 | 0% | 10.69% | 97.38% | 0% | 100% | 100% | 100% | 0% | 10.69% | 100%
7940 | 0% | 9.255% | 97.38% | 0% | 100% | 100% | 100% | 0% | 9.255% | 100%
7941 | 0% | 9.304% | 97.38% | 0% | 100% | 100% | 100% | 0% | 9.304% | 100%
7942 | 0% | 10.89% | 97.38% | 0% | 0% | 100% | 100% | 0% | 10.89% | 100%
7943 | 0% | 8.907% | 97.38% | 0% | 0% | 100% | 100% | 0% | 8.907% | 100%
7944 | 0% | 8.742% | 97.38% | 0% | 0% | 100% | 100% | 0% | 8.742% | 100%
7945 | 0% | 4.668% | 97.38% | 0% | 0% | 100% | 100% | 0% | 4.668% | 100%
7946 | 0% | 8.182% | 97.38% | 0% | 0% | 100% | 100% | 0% | 8.182% | 100%
7947 | 0% | 8.934% | 97.38% | 0% | 0% | 100% | 100% | 0% | 8.934% | 100%
7948 | 0% | 10.23% | 97.38% | 0% | 0% | 100% | 100% | 0% | 10.23% | 100%
7949 | 0% | 11.32% | 97.38% | 0% | 0% | 100% | 100% | 0% | 11.32% | 100%
7950 | 0% | 9.757% | 97.38% | 0% | 0% | 100% | 100% | 0% | 9.757% | 100%
7951 | 0% | 10.91% | 97.38% | 0% | 0% | 100% | 100% | 0% | 10.91% | 100%
7952 | 0% | 10.44% | 97.38% | 0% | 0% | 100% | 100% | 0% | 10.44% | 100%
7953 | 0% | 10.24% | 97.38% | 0% | 0% | 100% | 100% | 0% | 10.24% | 100%
7954 | 8.567% | 10.15% | 97.38% | 0% | 0% | 100% | 100% | 8.567% | 10.15% | 100%
7955 | 13.46% | 11.26% | 97.38% | 0% | 0% | 100% | 100% | 13.46% | 11.26% | 100%
7956 | 14.52% | 12.06% | 97.38% | 0% | 0% | 100% | 100% | 14.52% | 12.06% | 100%
7957 | 19.92% | 13.04% | 97.38% | 0% | 0% | 100% | 100% | 19.92% | 13.04% | 100%
7958 | 15.67% | 10.43% | 97.38% | 0% | 0% | 100% | 100% | 15.67% | 10.43% | 100%
7959 | 15.12% | 8.873% | 97.38% | 0% | 0% | 100% | 100% | 15.12% | 8.873% | 100%
7960 | 4.808% | 6.15% | 97.38% | 0% | 0% | 100% | 100% | 4.808% | 6.15% | 100%
7961 | 0% | 3.525% | 97.38% | 0% | 0% | 100% | 100% | 0% | 3.525% | 100%
7962 | 0% | 4.876% | 97.38% | 0% | 100% | 100% | 100% | 0% | 4.876% | 100%
7963 | 0% | 5.84% | 97.38% | 0% | 100% | 100% | 100% | 0% | 5.84% | 100%
7964 | 0% | 6.505% | 97.38% | 0% | 100% | 100% | 100% | 0% | 6.505% | 100%
7965 | 0% | 6.681% | 97.38% | 0% | 100% | 100% | 100% | 0% | 6.681% | 100%
7966 | 0% | 8.594% | 97.38% | 0% | 0% | 100% | 100% | 0% | 8.594% | 100%
7967 | 0% | 7.185% | 97.38% | 0% | 0% | 100% | 100% | 0% | 7.185% | 100%
7968 | 0% | 10.18% | 97.38% | 0% | 0% | 100% | 100% | 0% | 10.18% | 100%
7969 | 0% | 8.167% | 97.38% | 0% | 0% | 100% | 100% | 0% | 8.167% | 100%
7970 | 0% | 9.01% | 97.38% | 0% | 0% | 100% | 100% | 0% | 9.01% | 100%
7971 | 0% | 11.19% | 97.38% | 0% | 0% | 100% | 100% | 0% | 11.19% | 100%
7972 | 0% | 12.1% | 97.38% | 0% | 0% | 100% | 100% | 0% | 12.1% | 100%
7973 | 0% | 12.95% | 97.38% | 0% | 0% | 100% | 100% | 0% | 12.95% | 100%
7974 | 0% | 13.24% | 97.38% | 0% | 0% | 100% | 100% | 0% | 13.24% | 100%
7975 | 0% | 13% | 97.38% | 0% | 0% | 100% | 100% | 0% | 13% | 100%
7976 | 0% | 13.08% | 97.38% | 0% | 0% | 100% | 100% | 0% | 13.08% | 100%
7977 | 1.794% | 8.255% | 97.38% | 0% | 0% | 100% | 100% | 1.794% | 8.255% | 100%
7978 | 12.17% | 9.429% | 97.38% | 0% | 0% | 100% | 100% | 12.17% | 9.429% | 100%
7979 | 20.61% | 10.41% | 97.38% | 0% | 0% | 100% | 100% | 20.61% | 10.41% | 100%
7980 | 19.33% | 10.81% | 97.38% | 0% | 0% | 100% | 100% | 19.33% | 10.81% | 100%
7981 | 20.82% | 11.25% | 97.38% | 0% | 0% | 100% | 100% | 20.82% | 11.25% | 100%
7982 | 14.09% | 8.893% | 97.38% | 0% | 0% | 100% | 100% | 14.09% | 8.893% | 100%
7983 | 15.29% | 8.399% | 97.38% | 0% | 0% | 100% | 100% | 15.29% | 8.399% | 100%
7984 | 2.658% | 6.15% | 97.38% | 0% | 0% | 100% | 100% | 2.658% | 6.15% | 100%
7985 | 0% | 3.258% | 97.38% | 0% | 0% | 100% | 100% | 0% | 3.258% | 100%
7986 | 0% | 2.99% | 97.38% | 0% | 100% | 100% | 100% | 0% | 2.99% | 100%
7987 | 0% | 3.941% | 97.38% | 0% | 100% | 100% | 100% | 0% | 3.941% | 100%
7988 | 0% | 2.913% | 97.38% | 0% | 100% | 100% | 100% | 0% | 2.913% | 100%
7989 | 0% | 3.24% | 97.38% | 0% | 100% | 100% | 100% | 0% | 3.24% | 100%
7990 | 0% | 5.9% | 97.38% | 0% | 0% | 100% | 100% | 0% | 5.9% | 100%
7991 | 0% | 4.525% | 97.38% | 0% | 0% | 100% | 100% | 0% | 4.525% | 100%
7992 | 0% | 6.048% | 97.38% | 0% | 0% | 100% | 100% | 0% | 6.048% | 100%
7993 | 0% | 9.935% | 97.38% | 0% | 0% | 100% | 100% | 0% | 9.935% | 100%
7994 | 0% | 6.146% | 97.38% | 0% | 0% | 100% | 100% | 0% | 6.146% | 100%
7995 | 0% | 7.908% | 97.38% | 0% | 0% | 100% | 100% | 0% | 7.908% | 100%
7996 | 0% | 7.828% | 97.38% | 0% | 0% | 100% | 100% | 0% | 7.828% | 100%
7997 | 0% | 8.643% | 97.38% | 0% | 0% | 100% | 100% | 0% | 8.643% | 100%
7998 | 0% | 7.524% | 97.38% | 0% | 0% | 100% | 100% | 0% | 7.524% | 100%
7999 | 0% | 7.03% | 97.38% | 0% | 0% | 100% | 100% | 0% | 7.03% | 100%
8000 | 0% | 9.65% | 97.38% | 0% | 0% | 100% | 100% | 0% | 9.65% | 100%
8001 | 0% | 6.63% | 97.38% | 0% | 0% | 100% | 100% | 0% | 6.63% | 100%
8002 | 4.925% | 5.445% | 97.38% | 0% | 0% | 100% | 100% | 4.925% | 5.445% | 100%
8003 | 8.169% | 6.007% | 97.38% | 0% | 0% | 100% | 100% | 8.169% | 6.007% | 100%
8004 | 11.03% | 7.659% | 97.38% | 0% | 0% | 100% | 100% | 11.03% | 7.659% | 100%
8005 | 11.56% | 7.886% | 97.38% | 0% | 0% | 100% | 100% | 11.56% | 7.886% | 100%
8006 | 6.405% | 6.314% | 97.38% | 0% | 0% | 100% | 100% | 6.405% | 6.314% | 100%
8007 | 3.551% | 5.169% | 97.38% | 0% | 0% | 100% | 100% | 3.551% | 5.169% | 100%
8008 | 0% | 4.383% | 97.38% | 0% | 0% | 100% | 100% | 0% | 4.383% | 100%
8009 | 0% | 2.832% | 97.38% | 0% | 0% | 100% | 100% | 0% | 2.832% | 100%
8010 | 0% | 2.753% | 97.38% | 0% | 100% | 100% | 100% | 0% | 2.753% | 100%
8011 | 0% | 3.307% | 97.38% | 0% | 100% | 100% | 100% | 0% | 3.307% | 100%
8012 | 0% | 2.204% | 97.38% | 0% | 100% | 100% | 100% | 0% | 2.204% | 100%
8013 | 0% | 3.09% | 97.38% | 0% | 100% | 100% | 100% | 0% | 3.09% | 100%
8014 | 0% | 4.092% | 97.38% | 0% | 0% | 100% | 100% | 0% | 4.092% | 100%
8015 | 0% | 3.715% | 97.38% | 0% | 0% | 100% | 100% | 0% | 3.715% | 100%
8016 | 0% | 6.159% | 97.38% | 0% | 0% | 100% | 100% | 0% | 6.159% | 100%
8017 | 0% | 8.314% | 97.38% | 0% | 0% | 100% | 100% | 0% | 8.314% | 100%
8018 | 0% | 5.024% | 97.38% | 0% | 0% | 100% | 100% | 0% | 5.024% | 100%
8019 | 0% | 5.058% | 97.38% | 0% | 0% | 100% | 100% | 0% | 5.058% | 100%
8020 | 0% | 5.857% | 97.38% | 0% | 0% | 100% | 100% | 0% | 5.857% | 100%
8021 | 0% | 5.451% | 97.38% | 0% | 0% | 100% | 100% | 0% | 5.451% | 100%
8022 | 0% | 5.233% | 97.38% | 0% | 0% | 100% | 100% | 0% | 5.233% | 100%
8023 | 0% | 5.444% | 97.38% | 0% | 0% | 100% | 100% | 0% | 5.444% | 100%
8024 | 0% | 5.024% | 97.38% | 0% | 0% | 100% | 100% | 0% | 5.024% | 100%
8025 | 0% | 4.248% | 97.38% | 0% | 0% | 100% | 100% | 0% | 4.248% | 100%
8026 | 0% | 5.603% | 97.38% | 0% | 0% | 100% | 100% | 0% | 5.603% | 100%
8027 | 0.8721% | 6.488% | 97.38% | 0% | 0% | 100% | 100% | 0.8721% | 6.488% | 100%
8028 | 7.891% | 7.375% | 97.38% | 0% | 0% | 100% | 100% | 7.891% | 7.375% | 100%
8029 | 9.184% | 6.837% | 97.38% | 0% | 0% | 100% | 100% | 9.184% | 6.837% | 100%
8030 | 4.949% | 5.869% | 97.38% | 0% | 0% | 100% | 100% | 4.949% | 5.869% | 100%
8031 | 0.4045% | 4.685% | 97.38% | 0% | 0% | 100% | 100% | 0.4045% | 4.685% | 100%
8032 | 0% | 4.053% | 97.38% | 0% | 0% | 100% | 100% | 0% | 4.053% | 100%
8033 | 0% | 2.408% | 97.38% | 0% | 0% | 100% | 100% | 0% | 2.408% | 100%
8034 | 0% | 2.669% | 97.38% | 0% | 100% | 100% | 100% | 0% | 2.669% | 100%
8035 | 0% | 4.087% | 97.38% | 0% | 100% | 100% | 100% | 0% | 4.087% | 100%
8036 | 0% | 1.405% | 97.38% | 0% | 100% | 100% | 100% | 0% | 1.405% | 100%
8037 | 0% | 0.8878% | 97.38% | 0% | 100% | 100% | 100% | 0% | 0.8878% | 100%
8038 | 0% | 1.613% | 97.38% | 0% | 0% | 100% | 100% | 0% | 1.613% | 100%
8039 | 0% | 0% | 97.38% | 0% | 0% | 100% | 100% | 0% | 0% | 100%
8040 | 0% | 1.775% | 97.38% | 0% | 0% | 100% | 100% | 0% | 1.775% | 100%
8041 | 0% | 6.015% | 97.38% | 0% | 0% | 100% | 100% | 0% | 6.015% | 100%
8042 | 0% | 0.7855% | 97.38% | 0% | 0% | 100% | 100% | 0% | 0.7855% | 100%
8043 | 0% | 0% | 97.38% | 0% | 0% | 100% | 100% | 0% | 0% | 100%
8044 | 0% | 0.01936% | 97.38% | 0% | 0% | 100% | 100% | 0% | 0.01936% | 100%
8045 | 0% | 0% | 97.38% | 0% | 0% | 100% | 100% | 0% | 0% | 100%
8046 | 0% | 0% | 97.38% | 0% | 0% | 100% | 100% | 0% | 0% | 100%
8047 | 0% | 0% | 97.38% | 0% | 0% | 100% | 100% | 0% | 0% | 100%
8048 | 0% | 0% | 97.38% | 0% | 0% | 100% | 100% | 0% | 0% | 100%
8049 | 0% | 0.9298% | 97.38% | 0% | 0% | 100% | 100% | 0% | 0.9298% | 100%
8050 | 0% | 1.557% | 97.38% | 0% | 0% | 100% | 100% | 0% | 1.557% | 100%
8051 | 0% | 3.583% | 97.38% | 0% | 0% | 100% | 100% | 0% | 3.583% | 100%
8052 | 3.322% | 5.101% | 97.38% | 0% | 0% | 100% | 100% | 3.322% | 5.101% | 100%
8053 | 8.583% | 3.752% | 97.38% | 0% | 0% | 100% | 100% | 8.583% | 3.752% | 100%
8054 | 6.812% | 3.818% | 97.38% | 0% | 0% | 100% | 100% | 6.812% | 3.818% | 100%
8055 | 0% | 1.898% | 97.38% | 0% | 0% | 100% | 100% | 0% | 1.898% | 100%
8056 | 0% | 2.712% | 97.38% | 0% | 0% | 100% | 100% | 0% | 2.712% | 100%
8057 | 0% | 0.05238% | 97.38% | 0% | 0% | 100% | 100% | 0% | 0.05238% | 100%
8058 | 0% | 0% | 97.38% | 0% | 100% | 100% | 100% | 0% | 0% | 100%
8059 | 0% | 0% | 97.38% | 0% | 100% | 100% | 100% | 0% | 0% | 100%
8060 | 0% | 0% | 97.38% | 0% | 100% | 100% | 100% | 0% | 0% | 100%
8061 | 0% | 0% | 97.38% | 0% | 100% | 100% | 100% | 0% | 0% | 100%
8062 | 0% | 0% | 97.38% | 0% | 0% | 100% | 100% | 0% | 0% | 100%
8063 | 0% | 0% | 97.38% | 0% | 0% | 100% | 100% | 0% | 0% | 100%
8064 | 0% | 0% | 97.38% | 0% | 0% | 100% | 100% | 0% | 0% | 100%
8065 | 0% | 2.073% | 97.38% | 0% | 0% | 100% | 100% | 0% | 2.073% | 100%
8066 | 0% | 0% | 97.38% | 0% | 0% | 100% | 100% | 0% | 0% | 100%
8067 | 0% | 0% | 97.38% | 0% | 0% | 100% | 100% | 0% | 0% | 100%
8068 | 0% | 0% | 97.38% | 0% | 0% | 100% | 100% | 0% | 0% | 100%
8069 | 0% | 0% | 97.38% | 0% | 0% | 100% | 100% | 0% | 0% | 100%
8070 | 0% | 0% | 97.38% | 0% | 0% | 100% | 100% | 0% | 0% | 100%
8071 | 0% | 0% | 97.38% | 0% | 0% | 100% | 100% | 0% | 0% | 100%
8072 | 0% | 0% | 97.38% | 0% | 0% | 100% | 100% | 0% | 0% | 100%
8073 | 0% | 0% | 97.38% | 0% | 0% | 100% | 100% | 0% | 0% | 100%
8074 | 2.779% | 0% | 97.38% | 0% | 0% | 100% | 100% | 2.779% | 0% | 100%
8075 | 7.5% | 1.84% | 97.38% | 0% | 0% | 100% | 100% | 7.5% | 1.84% | 100%
8076 | 5.335% | 1.603% | 97.38% | 0% | 0% | 100% | 100% | 5.335% | 1.603% | 100%
8077 | 13.06% | 0.561% | 97.38% | 0% | 0% | 100% | 100% | 13.06% | 0.561% | 100%
8078 | 9.039% | 1.108% | 97.38% | 0% | 0% | 100% | 100% | 9.039% | 1.108% | 100%
8079 | 0.6027% | 0.7923% | 97.38% | 0% | 0% | 100% | 100% | 0.6027% | 0.7923% | 100%
8080 | 0% | 0.9066% | 97.38% | 0% | 0% | 100% | 100% | 0% | 0.9066% | 100%
8081 | 0% | 0% | 97.38% | 0% | 0% | 100% | 100% | 0% | 0% | 100%
8082 | 0% | 0% | 97.38% | 0% | 100% | 100% | 100% | 0% | 0% | 100%
8083 | 0% | 0% | 97.38% | 0% | 100% | 100% | 100% | 0% | 0% | 100%
8084 | 0% | 0% | 97.38% | 0% | 100% | 100% | 100% | 0% | 0% | 100%
8085 | 0% | 0% | 97.38% | 0% | 100% | 100% | 100% | 0% | 0% | 100%
8086 | 0% | 0% | 97.38% | 0% | 0% | 100% | 100% | 0% | 0% | 100%
8087 | 0% | 0% | 97.38% | 0% | 0% | 100% | 100% | 0% | 0% | 100%
8088 | 0% | 0% | 97.38% | 0% | 0% | 100% | 100% | 0% | 0% | 100%
8089 | 0% | 0% | 97.38% | 0% | 0% | 100% | 100% | 0% | 0% | 100%
8090 | 0% | 0% | 97.38% | 0% | 0% | 100% | 100% | 0% | 0% | 100%
8091 | 0% | 0% | 97.38% | 0% | 0% | 100% | 100% | 0% | 0% | 100%
8092 | 0% | 0% | 97.38% | 0% | 0% | 100% | 100% | 0% | 0% | 100%
8093 | 0% | 0% | 97.38% | 0% | 0% | 100% | 100% | 0% | 0% | 100%
8094 | 0% | 0% | 97.38% | 0% | 0% | 100% | 100% | 0% | 0% | 100%
8095 | 0% | 0% | 97.38% | 0% | 0% | 100% | 100% | 0% | 0% | 100%
8096 | 0% | 0% | 97.38% | 0% | 0% | 100% | 100% | 0% | 0% | 100%
8097 | 0% | 0% | 97.38% | 0% | 0% | 100% | 100% | 0% | 0% | 100%
8098 | 12.55% | 0% | 97.38% | 0% | 0% | 100% | 100% | 12.55% | 0% | 100%
8099 | 18.34% | 0% | 97.38% | 0% | 0% | 100% | 100% | 18.34% | 0% | 100%
8100 | 11.03% | 0% | 97.38% | 0% | 0% | 100% | 100% | 11.03% | 0% | 100%
8101 | 15% | 0% | 97.38% | 0% | 0% | 100% | 100% | 15% | 0% | 100%
8102 | 10.66% | 0% | 97.38% | 0% | 0% | 100% | 100% | 10.66% | 0% | 100%
8103 | 2.082% | 0% | 97.38% | 0% | 0% | 100% | 100% | 2.082% | 0% | 100%
8104 | 0% | 0% | 97.38% | 0% | 0% | 100% | 100% | 0% | 0% | 100%
8105 | 0% | 0% | 97.38% | 0% | 0% | 100% | 100% | 0% | 0% | 100%
8106 | 0% | 0% | 97.38% | 0% | 100% | 100% | 100% | 0% | 0% | 100%
8107 | 0% | 0% | 97.38% | 0% | 100% | 100% | 100% | 0% | 0% | 100%
8108 | 0% | 0% | 97.38% | 0% | 100% | 100% | 100% | 0% | 0% | 100%
8109 | 0% | 0% | 97.38% | 0% | 100% | 100% | 100% | 0% | 0% | 100%
8110 | 0% | 0% | 97.38% | 0% | 0% | 100% | 100% | 0% | 0% | 100%
8111 | 0% | 0% | 97.38% | 0% | 0% | 100% | 100% | 0% | 0% | 100%
8112 | 0% | 0% | 97.38% | 0% | 0% | 100% | 100% | 0% | 0% | 100%
8113 | 0% | 0% | 97.38% | 0% | 0% | 100% | 100% | 0% | 0% | 100%
8114 | 0% | 0% | 97.38% | 0% | 0% | 100% | 100% | 0% | 0% | 100%
8115 | 0% | 0% | 97.38% | 0% | 0% | 100% | 100% | 0% | 0% | 100%
8116 | 0% | 0% | 97.38% | 0% | 0% | 100% | 100% | 0% | 0% | 100%
8117 | 0% | 0% | 97.38% | 0% | 0% | 100% | 100% | 0% | 0% | 100%
8118 | 0% | 0% | 97.38% | 0% | 0% | 100% | 100% | 0% | 0% | 100%
8119 | 0% | 0% | 97.38% | 0% | 0% | 100% | 100% | 0% | 0% | 100%
8120 | 0% | 0% | 97.38% | 0% | 0% | 100% | 100% | 0% | 0% | 100%
8121 | 1.184% | 0% | 97.38% | 0% | 0% | 100% | 100% | 1.184% | 0% | 100%
8122 | 13.26% | 0% | 97.38% | 0% | 0% | 100% | 100% | 13.26% | 0% | 100%
8123 | 20.82% | 0% | 97.38% | 0% | 0% | 100% | 100% | 20.82% | 0% | 100%
8124 | 14.09% | 0% | 97.38% | 0% | 0% | 100% | 100% | 14.09% | 0% | 100%
8125 | 16.33% | 0% | 97.38% | 0% | 0% | 100% | 100% | 16.33% | 0% | 100%
8126 | 10.39% | 0% | 97.38% | 0% | 0% | 100% | 100% | 10.39% | 0% | 100%
8127 | 0.8872% | 0.347% | 97.38% | 0% | 0% | 100% | 100% | 0.8872% | 0.347% | 100%
8128 | 0% | 0.1597% | 97.38% | 0% | 0% | 100% | 100% | 0% | 0.1597% | 100%
8129 | 0% | 0.5374% | 97.38% | 0% | 0% | 100% | 100% | 0% | 0.5374% | 100%
8130 | 0% | 0.1443% | 97.38% | 0% | 100% | 100% | 100% | 0% | 0.1443% | 100%
8131 | 0% | 0% | 97.38% | 0% | 100% | 100% | 100% | 0% | 0% | 100%
8132 | 0% | 0% | 97.38% | 0% | 100% | 100% | 100% | 0% | 0% | 100%
8133 | 0% | 0% | 97.38% | 0% | 100% | 100% | 100% | 0% | 0% | 100%
8134 | 0% | 0% | 97.38% | 0% | 0% | 100% | 100% | 0% | 0% | 100%
8135 | 0% | 0% | 97.38% | 0% | 0% | 100% | 100% | 0% | 0% | 100%
8136 | 0% | 0% | 97.38% | 0% | 0% | 100% | 100% | 0% | 0% | 100%
8137 | 0% | 0% | 97.38% | 0% | 0% | 100% | 100% | 0% | 0% | 100%
8138 | 0% | 0% | 97.38% | 0% | 0% | 100% | 100% | 0% | 0% | 100%
8139 | 0% | 0% | 97.38% | 0% | 0% | 100% | 100% | 0% | 0% | 100%
8140 | 0% | 0% | 97.38% | 0% | 0% | 100% | 100% | 0% | 0% | 100%
8141 | 0% | 0% | 97.38% | 0% | 0% | 100% | 100% | 0% | 0% | 100%
8142 | 0% | 0% | 97.38% | 0% | 0% | 100% | 100% | 0% | 0% | 100%
8143 | 0% | 0% | 97.38% | 0% | 0% | 100% | 100% | 0% | 0% | 100%
8144 | 0% | 0% | 97.38% | 0% | 0% | 100% | 100% | 0% | 0% | 100%
8145 | 5.821% | 0% | 97.38% | 0% | 0% | 100% | 100% | 5.821% | 0% | 100%
8146 | 22.27% | 0% | 97.38% | 0% | 0% | 100% | 100% | 22.27% | 0% | 100%
8147 | 35.27% | 0% | 97.38% | 0% | 0% | 100% | 100% | 35.27% | 0% | 100%
8148 | 25.26% | 0% | 97.38% | 0% | 0% | 100% | 100% | 25.26% | 0% | 100%
8149 | 23.63% | 0% | 97.38% | 0% | 0% | 100% | 100% | 23.63% | 0% | 100%
8150 | 16.98% | 0% | 97.38% | 0% | 0% | 100% | 100% | 16.98% | 0% | 100%
8151 | 7.161% | 0% | 97.38% | 0% | 0% | 100% | 100% | 7.161% | 0% | 100%
8152 | 0.3066% | 0% | 97.38% | 0% | 0% | 100% | 100% | 0.3066% | 0% | 100%
8153 | 0% | 0% | 97.38% | 0% | 0% | 100% | 100% | 0% | 0% | 100%
8154 | 0% | 0% | 97.38% | 0% | 100% | 100% | 100% | 0% | 0% | 100%
8155 | 0% | 0% | 97.38% | 0% | 100% | 100% | 100% | 0% | 0% | 100%
8156 | 0% | 0% | 97.38% | 0% | 100% | 100% | 100% | 0% | 0% | 100%
8157 | 0% | 0% | 97.38% | 0% | 100% | 100% | 100% | 0% | 0% | 100%
8158 | 0% | 0% | 97.38% | 0% | 0% | 100% | 100% | 0% | 0% | 100%
8159 | 0% | 0% | 97.38% | 0% | 0% | 100% | 100% | 0% | 0% | 100%
8160 | 0% | 0% | 97.38% | 0% | 0% | 100% | 100% | 0% | 0% | 100%
8161 | 0% | 0% | 97.38% | 0% | 0% | 100% | 100% | 0% | 0% | 100%
8162 | 0% | 0% | 97.38% | 0% | 0% | 100% | 100% | 0% | 0% | 100%
8163 | 0% | 0% | 97.38% | 0% | 0% | 100% | 100% | 0% | 0% | 100%
8164 | 0% | 0% | 97.38% | 0% | 0% | 100% | 100% | 0% | 0% | 100%
8165 | 0% | 0% | 97.38% | 0% | 0% | 100% | 100% | 0% | 0% | 100%
8166 | 0% | 0% | 97.38% | 0% | 0% | 100% | 100% | 0% | 0% | 100%
8167 | 0% | 0% | 97.38% | 0% | 0% | 100% | 100% | 0% | 0% | 100%
8168 | 0% | 0% | 97.38% | 0% | 0% | 100% | 100% | 0% | 0% | 100%
8169 | 0% | 0% | 97.38% | 0% | 0% | 100% | 100% | 0% | 0% | 100%
8170 | 11.64% | 0% | 97.38% | 0% | 0% | 100% | 100% | 11.64% | 0% | 100%
8171 | 22.46% | 0% | 97.38% | 0% | 0% | 100% | 100% | 22.46% | 0% | 100%
8172 | 15.44% | 0% | 97.38% | 0% | 0% | 100% | 100% | 15.44% | 0% | 100%
8173 | 22.7% | 0% | 97.38% | 0% | 0% | 100% | 100% | 22.7% | 0% | 100%
8174 | 14.39% | 0% | 97.38% | 0% | 0% | 100% | 100% | 14.39% | 0% | 100%
8175 | 8.102% | 0% | 97.38% | 0% | 0% | 100% | 100% | 8.102% | 0% | 100%
8176 | 0% | 0% | 97.38% | 0% | 0% | 100% | 100% | 0% | 0% | 100%
8177 | 0% | 0% | 97.38% | 0% | 0% | 100% | 100% | 0% | 0% | 100%
8178 | 0% | 0% | 97.38% | 0% | 100% | 100% | 100% | 0% | 0% | 100%
8179 | 0% | 0% | 97.38% | 0% | 100% | 100% | 100% | 0% | 0% | 100%
8180 | 0% | 0% | 97.38% | 0% | 100% | 100% | 100% | 0% | 0% | 100%
8181 | 0% | 0% | 97.38% | 0% | 100% | 100% | 100% | 0% | 0% | 100%
8182 | 0% | 0% | 97.38% | 0% | 0% | 100% | 100% | 0% | 0% | 100%
8183 | 0% | 0% | 97.38% | 0% | 0% | 100% | 100% | 0% | 0% | 100%
8184 | 0% | 0% | 97.38% | 0% | 0% | 100% | 100% | 0% | 0% | 100%
8185 | 0% | 0% | 97.38% | 0% | 0% | 100% | 100% | 0% | 0% | 100%
8186 | 0% | 0% | 97.38% | 0% | 0% | 100% | 100% | 0% | 0% | 100%
8187 | 0% | 0% | 97.38% | 0% | 0% | 100% | 100% | 0% | 0% | 100%
8188 | 0% | 0% | 97.38% | 0% | 0% | 100% | 100% | 0% | 0% | 100%
8189 | 0% | 0% | 97.38% | 0% | 0% | 100% | 100% | 0% | 0% | 100%
8190 | 0% | 0% | 97.38% | 0% | 0% | 100% | 100% | 0% | 0% | 100%
8191 | 0% | 0% | 97.38% | 0% | 0% | 100% | 100% | 0% | 0% | 100%
8192 | 0% | 0% | 97.38% | 0% | 0% | 100% | 100% | 0% | 0% | 100%
8193 | 0% | 0% | 97.38% | 0% | 0% | 100% | 100% | 0% | 0% | 100%
8194 | 6.9% | 0% | 97.38% | 0% | 0% | 100% | 100% | 6.9% | 0% | 100%
8195 | 17.01% | 0% | 97.38% | 0% | 0% | 100% | 100% | 17.01% | 0% | 100%
8196 | 14.31% | 0% | 97.38% | 0% | 0% | 100% | 100% | 14.31% | 0% | 100%
8197 | 19.88% | 0% | 97.38% | 0% | 0% | 100% | 100% | 19.88% | 0% | 100%
8198 | 13.2% | 0% | 97.38% | 0% | 0% | 100% | 100% | 13.2% | 0% | 100%
8199 | 8.801% | 0% | 97.38% | 0% | 0% | 100% | 100% | 8.801% | 0% | 100%
8200 | 0% | 0% | 97.38% | 0% | 0% | 100% | 100% | 0% | 0% | 100%
8201 | 0% | 0% | 97.38% | 0% | 0% | 100% | 100% | 0% | 0% | 100%
8202 | 0% | 0% | 97.38% | 0% | 100% | 100% | 100% | 0% | 0% | 100%
8203 | 0% | 0% | 97.38% | 0% | 100% | 100% | 100% | 0% | 0% | 100%
8204 | 0% | 0% | 97.38% | 0% | 100% | 100% | 100% | 0% | 0% | 100%
8205 | 0% | 0% | 97.38% | 0% | 100% | 100% | 100% | 0% | 0% | 100%
8206 | 0% | 0% | 97.38% | 0% | 0% | 100% | 100% | 0% | 0% | 100%
8207 | 0% | 0% | 97.38% | 0% | 0% | 100% | 100% | 0% | 0% | 100%
8208 | 0% | 0% | 97.38% | 0% | 0% | 100% | 100% | 0% | 0% | 100%
8209 | 0% | 0% | 97.38% | 0% | 0% | 100% | 100% | 0% | 0% | 100%
8210 | 0% | 0% | 97.38% | 0% | 0% | 100% | 100% | 0% | 0% | 100%
8211 | 0% | 0% | 97.38% | 0% | 0% | 100% | 100% | 0% | 0% | 100%
8212 | 0% | 0% | 97.38% | 0% | 0% | 100% | 100% | 0% | 0% | 100%
8213 | 0% | 0% | 97.38% | 0% | 0% | 100% | 100% | 0% | 0% | 100%
8214 | 0% | 0% | 97.38% | 0% | 0% | 100% | 100% | 0% | 0% | 100%
8215 | 0% | 0% | 97.38% | 0% | 0% | 100% | 100% | 0% | 0% | 100%
8216 | 0% | 0% | 97.38% | 0% | 0% | 100% | 100% | 0% | 0% | 100%
8217 | 0% | 0% | 97.38% | 0% | 0% | 100% | 100% | 0% | 0% | 100%
8218 | 5.208% | 0% | 97.38% | 0% | 0% | 100% | 100% | 5.208% | 0% | 100%
8219 | 14.91% | 0% | 97.38% | 0% | 0% | 100% | 100% | 14.91% | 0% | 100%
8220 | 15.16% | 0% | 97.38% | 0% | 0% | 100% | 100% | 15.16% | 0% | 100%
8221 | 14.75% | 0% | 97.38% | 0% | 0% | 100% | 100% | 14.75% | 0% | 100%
8222 | 10.36% | 0% | 97.38% | 0% | 0% | 100% | 100% | 10.36% | 0% | 100%
8223 | 6.352% | 0% | 97.38% | 0% | 0% | 100% | 100% | 6.352% | 0% | 100%
8224 | 0% | 0% | 97.38% | 0% | 0% | 100% | 100% | 0% | 0% | 100%
8225 | 0% | 0% | 97.38% | 0% | 0% | 100% | 100% | 0% | 0% | 100%
8226 | 0% | 0% | 97.38% | 0% | 100% | 100% | 100% | 0% | 0% | 100%
8227 | 0% | 0% | 97.38% | 0% | 100% | 100% | 100% | 0% | 0% | 100%
8228 | 0% | 0% | 97.38% | 0% | 100% | 100% | 100% | 0% | 0% | 100%
8229 | 0% | 0% | 97.38% | 0% | 100% | 100% | 100% | 0% | 0% | 100%
8230 | 0% | 0% | 97.38% | 0% | 0% | 100% | 100% | 0% | 0% | 100%
8231 | 0% | 0% | 97.38% | 0% | 0% | 100% | 100% | 0% | 0% | 100%
8232 | 0% | 0% | 97.38% | 0% | 0% | 100% | 100% | 0% | 0% | 100%
8233 | 0% | 0% | 97.38% | 0% | 0% | 100% | 100% | 0% | 0% | 100%
8234 | 0% | 0% | 97.38% | 0% | 0% | 100% | 100% | 0% | 0% | 100%
8235 | 0% | 0% | 97.38% | 0% | 0% | 100% | 100% | 0% | 0% | 100%
8236 | 0% | 0% | 97.38% | 0% | 0% | 100% | 100% | 0% | 0% | 100%
8237 | 0% | 0% | 97.38% | 0% | 0% | 100% | 100% | 0% | 0% | 100%
8238 | 0% | 0% | 97.38% | 0% | 0% | 100% | 100% | 0% | 0% | 100%
8239 | 0% | 0% | 97.38% | 0% | 0% | 100% | 100% | 0% | 0% | 100%
8240 | 0% | 0% | 97.38% | 0% | 0% | 100% | 100% | 0% | 0% | 100%
8241 | 0% | 0% | 97.38% | 0% | 0% | 100% | 100% | 0% | 0% | 100%
8242 | 14.21% | 0% | 97.38% | 0% | 0% | 100% | 100% | 14.21% | 0% | 100%
8243 | 27.57% | 0% | 97.38% | 0% | 0% | 100% | 100% | 27.57% | 0% | 100%
8244 | 28.45% | 0% | 97.38% | 0% | 0% | 100% | 100% | 28.45% | 0% | 100%
8245 | 20.64% | 0% | 97.38% | 0% | 0% | 100% | 100% | 20.64% | 0% | 100%
8246 | 19.95% | 0% | 97.38% | 0% | 0% | 100% | 100% | 19.95% | 0% | 100%
8247 | 14.4% | 0% | 97.38% | 0% | 0% | 100% | 100% | 14.4% | 0% | 100%
8248 | 1.032% | 0% | 97.38% | 0% | 0% | 100% | 100% | 1.032% | 0% | 100%
8249 | 0% | 0% | 97.38% | 0% | 0% | 100% | 100% | 0% | 0% | 100%
8250 | 0% | 0% | 97.38% | 0% | 100% | 100% | 100% | 0% | 0% | 100%
8251 | 0% | 0% | 97.38% | 0% | 100% | 100% | 100% | 0% | 0% | 100%
8252 | 0% | 0% | 97.38% | 0% | 100% | 100% | 100% | 0% | 0% | 100%
8253 | 0% | 0% | 97.38% | 0% | 100% | 100% | 100% | 0% | 0% | 100%
8254 | 0% | 0% | 97.38% | 0% | 0% | 100% | 100% | 0% | 0% | 100%
8255 | 0% | 0% | 97.38% | 0% | 0% | 100% | 100% | 0% | 0% | 100%
8256 | 0% | 0% | 97.38% | 0% | 0% | 100% | 100% | 0% | 0% | 100%
8257 | 0% | 0% | 97.38% | 0% | 0% | 100% | 100% | 0% | 0% | 100%
8258 | 0% | 0% | 97.38% | 0% | 0% | 100% | 100% | 0% | 0% | 100%
8259 | 0% | 0% | 97.38% | 0% | 0% | 100% | 100% | 0% | 0% | 100%
8260 | 0% | 0% | 97.38% | 0% | 0% | 100% | 100% | 0% | 0% | 100%
8261 | 0% | 0% | 97.38% | 0% | 0% | 100% | 100% | 0% | 0% | 100%
8262 | 0% | 0% | 97.38% | 0% | 0% | 100% | 100% | 0% | 0% | 100%
8263 | 0% | 0% | 97.38% | 0% | 0% | 100% | 100% | 0% | 0% | 100%
8264 | 0% | 0% | 97.38% | 0% | 0% | 100% | 100% | 0% | 0% | 100%
8265 | 0.05092% | 0% | 97.38% | 0% | 0% | 100% | 100% | 0.05092% | 0% | 100%
8266 | 11.02% | 0% | 97.38% | 0% | 0% | 100% | 100% | 11.02% | 0% | 100%
8267 | 23.91% | 0% | 97.38% | 0% | 0% | 100% | 100% | 23.91% | 0% | 100%
8268 | 21.33% | 0% | 97.38% | 0% | 0% | 100% | 100% | 21.33% | 0% | 100%
8269 | 11.41% | 0% | 97.38% | 0% | 0% | 100% | 100% | 11.41% | 0% | 100%
8270 | 18.6% | 0% | 97.38% | 0% | 0% | 100% | 100% | 18.6% | 0% | 100%
8271 | 14.36% | 0% | 97.38% | 0% | 0% | 100% | 100% | 14.36% | 0% | 100%
8272 | 6.772% | 0% | 97.38% | 0% | 0% | 100% | 100% | 6.772% | 0% | 100%
8273 | 0% | 0% | 97.38% | 0% | 0% | 100% | 100% | 0% | 0% | 100%
8274 | 0% | 0% | 97.38% | 0% | 100% | 100% | 100% | 0% | 0% | 100%
8275 | 0% | 0% | 97.38% | 0% | 100% | 100% | 100% | 0% | 0% | 100%
8276 | 0% | 0% | 97.38% | 0% | 100% | 100% | 100% | 0% | 0% | 100%
8277 | 0% | 0% | 97.38% | 0% | 100% | 100% | 100% | 0% | 0% | 100%
8278 | 0% | 0% | 97.38% | 0% | 0% | 100% | 100% | 0% | 0% | 100%
8279 | 0% | 0% | 97.38% | 0% | 0% | 100% | 100% | 0% | 0% | 100%
8280 | 0% | 0% | 97.38% | 0% | 0% | 100% | 100% | 0% | 0% | 100%
8281 | 0% | 0% | 97.38% | 0% | 0% | 100% | 100% | 0% | 0% | 100%
8282 | 0% | 0% | 97.38% | 0% | 0% | 100% | 100% | 0% | 0% | 100%
8283 | 0% | 0% | 97.38% | 0% | 0% | 100% | 100% | 0% | 0% | 100%
8284 | 0% | 0% | 97.38% | 0% | 0% | 100% | 100% | 0% | 0% | 100%
8285 | 0% | 0% | 97.38% | 0% | 0% | 100% | 100% | 0% | 0% | 100%
8286 | 0% | 0% | 97.38% | 0% | 0% | 100% | 100% | 0% | 0% | 100%
8287 | 0% | 0% | 97.38% | 0% | 0% | 100% | 100% | 0% | 0% | 100%
8288 | 0% | 0% | 97.38% | 0% | 0% | 100% | 100% | 0% | 0% | 100%
8289 | 0.7913% | 0% | 97.38% | 0% | 0% | 100% | 100% | 0.7913% | 0% | 100%
8290 | 9.21% | 0% | 97.38% | 0% | 0% | 100% | 100% | 9.21% | 0% | 100%
8291 | 18.15% | 0% | 97.38% | 0% | 0% | 100% | 100% | 18.15% | 0% | 100%
8292 | 21.48% | 0% | 97.38% | 0% | 0% | 100% | 100% | 21.48% | 0% | 100%
8293 | 14.46% | 0% | 97.38% | 0% | 0% | 100% | 100% | 14.46% | 0% | 100%
8294 | 24.27% | 0% | 97.38% | 0% | 0% | 100% | 100% | 24.27% | 0% | 100%
8295 | 21.97% | 0% | 97.38% | 0% | 0% | 100% | 100% | 21.97% | 0% | 100%
8296 | 16.87% | 0% | 97.38% | 0% | 0% | 100% | 100% | 16.87% | 0% | 100%
8297 | 0% | 0% | 97.38% | 0% | 0% | 100% | 100% | 0% | 0% | 100%
8298 | 0% | 0% | 97.38% | 0% | 100% | 100% | 100% | 0% | 0% | 100%
8299 | 0% | 0% | 97.38% | 0% | 100% | 100% | 100% | 0% | 0% | 100%
8300 | 0% | 0% | 97.38% | 0% | 100% | 100% | 100% | 0% | 0% | 100%
8301 | 0% | 0% | 97.38% | 0% | 100% | 100% | 100% | 0% | 0% | 100%
8302 | 0% | 0% | 97.38% | 0% | 0% | 100% | 100% | 0% | 0% | 100%
8303 | 0% | 0% | 97.38% | 0% | 0% | 100% | 100% | 0% | 0% | 100%
8304 | 0% | 0% | 97.38% | 0% | 0% | 100% | 100% | 0% | 0% | 100%
8305 | 0% | 0% | 97.38% | 0% | 0% | 100% | 100% | 0% | 0% | 100%
8306 | 0% | 0% | 97.38% | 0% | 0% | 100% | 100% | 0% | 0% | 100%
8307 | 0% | 0% | 97.38% | 0% | 0% | 100% | 100% | 0% | 0% | 100%
8308 | 0% | 0% | 97.38% | 0% | 0% | 100% | 100% | 0% | 0% | 100%
8309 | 0% | 0% | 97.38% | 0% | 0% | 100% | 100% | 0% | 0% | 100%
8310 | 0% | 0% | 97.38% | 0% | 0% | 100% | 100% | 0% | 0% | 100%
8311 | 0% | 0% | 97.38% | 0% | 0% | 100% | 100% | 0% | 0% | 100%
8312 | 0% | 0% | 97.38% | 0% | 0% | 100% | 100% | 0% | 0% | 100%
8313 | 2.069% | 0% | 97.38% | 0% | 0% | 100% | 100% | 2.069% | 0% | 100%
8314 | 10.77% | 0% | 97.38% | 0% | 0% | 100% | 100% | 10.77% | 0% | 100%
8315 | 16.49% | 0% | 97.38% | 0% | 0% | 100% | 100% | 16.49% | 0% | 100%
8316 | 21.2% | 0% | 97.38% | 0% | 0% | 100% | 100% | 21.2% | 0% | 100%
8317 | 15.35% | 0% | 97.38% | 0% | 0% | 100% | 100% | 15.35% | 0% | 100%
8318 | 23.51% | 0% | 97.38% | 0% | 0% | 100% | 100% | 23.51% | 0% | 100%
8319 | 15.89% | 0% | 97.38% | 0% | 0% | 100% | 100% | 15.89% | 0% | 100%
8320 | 9.237% | 0% | 97.38% | 0% | 0% | 100% | 100% | 9.237% | 0% | 100%
8321 | 2.994% | 0% | 97.38% | 0% | 0% | 100% | 100% | 2.994% | 0% | 100%
8322 | 0% | 0% | 97.38% | 0% | 100% | 100% | 100% | 0% | 0% | 100%
8323 | 0% | 0% | 97.38% | 0% | 100% | 100% | 100% | 0% | 0% | 100%
8324 | 0% | 0% | 97.38% | 0% | 100% | 100% | 100% | 0% | 0% | 100%
8325 | 0% | 0% | 97.38% | 0% | 100% | 100% | 100% | 0% | 0% | 100%
8326 | 0% | 0% | 97.38% | 0% | 0% | 100% | 100% | 0% | 0% | 100%
8327 | 0% | 0% | 97.38% | 0% | 0% | 100% | 100% | 0% | 0% | 100%
8328 | 0% | 0% | 97.38% | 0% | 0% | 100% | 100% | 0% | 0% | 100%
8329 | 0% | 0% | 97.38% | 0% | 0% | 100% | 100% | 0% | 0% | 100%
8330 | 0% | 0% | 97.38% | 0% | 0% | 100% | 100% | 0% | 0% | 100%
8331 | 0% | 0% | 97.38% | 0% | 0% | 100% | 100% | 0% | 0% | 100%
8332 | 0% | 0% | 97.38% | 0% | 0% | 100% | 100% | 0% | 0% | 100%
8333 | 0% | 0% | 97.38% | 0% | 0% | 100% | 100% | 0% | 0% | 100%
8334 | 0% | 0% | 97.38% | 0% | 0% | 100% | 100% | 0% | 0% | 100%
8335 | 0% | 0% | 97.38% | 0% | 0% | 100% | 100% | 0% | 0% | 100%
8336 | 0% | 0% | 97.38% | 0% | 0% | 100% | 100% | 0% | 0% | 100%
8337 | 1.904% | 0% | 97.38% | 0% | 0% | 100% | 100% | 1.904% | 0% | 100%
8338 | 14.39% | 0% | 97.38% | 0% | 0% | 100% | 100% | 14.39% | 0% | 100%
8339 | 19.28% | 0.7004% | 97.38% | 0% | 0% | 100% | 100% | 19.28% | 0.7004% | 100%
8340 | 26.12% | 0.4642% | 97.38% | 0% | 0% | 100% | 100% | 26.12% | 0.4642% | 100%
8341 | 27.02% | 3.632% | 97.38% | 0% | 0% | 100% | 100% | 27.02% | 3.632% | 100%
8342 | 22.85% | 3.175% | 97.38% | 0% | 0% | 100% | 100% | 22.85% | 3.175% | 100%
8343 | 17% | 5.269% | 97.38% | 0% | 0% | 100% | 100% | 17% | 5.269% | 100%
8344 | 5.391% | 4.179% | 97.38% | 0% | 0% | 100% | 100% | 5.391% | 4.179% | 100%
8345 | 2.118% | 3.394% | 97.38% | 0% | 0% | 100% | 100% | 2.118% | 3.394% | 100%
8346 | 0% | 1.403% | 97.38% | 0% | 100% | 100% | 100% | 0% | 1.403% | 100%
8347 | 0% | 1.647% | 97.38% | 0% | 100% | 100% | 100% | 0% | 1.647% | 100%
8348 | 0% | 2.286% | 97.38% | 0% | 100% | 100% | 100% | 0% | 2.286% | 100%
8349 | 0% | 2.8% | 97.38% | 0% | 100% | 100% | 100% | 0% | 2.8% | 100%
8350 | 0% | 3.394% | 97.38% | 0% | 0% | 100% | 100% | 0% | 3.394% | 100%
8351 | 0% | 1.915% | 97.38% | 0% | 0% | 100% | 100% | 0% | 1.915% | 100%
8352 | 0% | 1.756% | 97.38% | 0% | 0% | 100% | 100% | 0% | 1.756% | 100%
8353 | 0% | 0% | 97.38% | 0% | 0% | 100% | 100% | 0% | 0% | 100%
8354 | 0% | 0% | 97.38% | 0% | 0% | 100% | 100% | 0% | 0% | 100%
8355 | 0% | 0.3042% | 97.38% | 0% | 0% | 100% | 100% | 0% | 0.3042% | 100%
8356 | 0% | 0% | 97.38% | 0% | 0% | 100% | 100% | 0% | 0% | 100%
8357 | 0% | 0% | 97.38% | 0% | 0% | 100% | 100% | 0% | 0% | 100%
8358 | 0% | 0.2298% | 97.38% | 0% | 0% | 100% | 100% | 0% | 0.2298% | 100%
8359 | 0% | 0% | 97.38% | 0% | 0% | 100% | 100% | 0% | 0% | 100%
8360 | 0% | 0% | 97.38% | 0% | 0% | 100% | 100% | 0% | 0% | 100%
8361 | 1.627% | 0% | 97.38% | 0% | 0% | 100% | 100% | 1.627% | 0% | 100%
8362 | 16.04% | 0% | 97.38% | 0% | 0% | 100% | 100% | 16.04% | 0% | 100%
8363 | 26.35% | 0.5267% | 97.38% | 0% | 0% | 100% | 100% | 26.35% | 0.5267% | 100%
8364 | 29.38% | 1.978% | 97.38% | 0% | 0% | 100% | 100% | 29.38% | 1.978% | 100%
8365 | 32.5% | 4.712% | 97.38% | 0% | 0% | 100% | 100% | 32.5% | 4.712% | 100%
8366 | 19.5% | 4.638% | 97.38% | 0% | 0% | 100% | 100% | 19.5% | 4.638% | 100%
8367 | 20.92% | 6.249% | 97.38% | 0% | 0% | 100% | 100% | 20.92% | 6.249% | 100%
8368 | 5.627% | 4.807% | 97.38% | 0% | 0% | 100% | 100% | 5.627% | 4.807% | 100%
8369 | 0.3376% | 3.644% | 97.38% | 0% | 0% | 100% | 100% | 0.3376% | 3.644% | 100%
8370 | 0% | 1.071% | 97.38% | 0% | 100% | 100% | 100% | 0% | 1.071% | 100%
8371 | 0% | 1.693% | 97.38% | 0% | 100% | 100% | 100% | 0% | 1.693% | 100%
8372 | 0% | 1.108% | 97.38% | 0% | 100% | 100% | 100% | 0% | 1.108% | 100%
8373 | 0% | 0.1188% | 97.38% | 0% | 100% | 100% | 100% | 0% | 0.1188% | 100%
8374 | 0% | 0% | 97.38% | 0% | 0% | 100% | 100% | 0% | 0% | 100%
8375 | 0% | 0% | 97.38% | 0% | 0% | 100% | 100% | 0% | 0% | 100%
8376 | 0% | 0% | 97.38% | 0% | 0% | 100% | 100% | 0% | 0% | 100%
8377 | 0% | 0.1912% | 97.38% | 0% | 0% | 100% | 100% | 0% | 0.1912% | 100%
8378 | 0% | 0% | 97.38% | 0% | 0% | 100% | 100% | 0% | 0% | 100%
8379 | 0% | 0% | 97.38% | 0% | 0% | 100% | 100% | 0% | 0% | 100%
8380 | 0% | 0% | 97.38% | 0% | 0% | 100% | 100% | 0% | 0% | 100%
8381 | 0% | 0% | 97.38% | 0% | 0% | 100% | 100% | 0% | 0% | 100%
8382 | 0% | 0% | 97.38% | 0% | 0% | 100% | 100% | 0% | 0% | 100%
8383 | 0% | 0% | 97.38% | 0% | 0% | 100% | 100% | 0% | 0% | 100%
8384 | 0% | 0% | 97.38% | 0% | 0% | 100% | 100% | 0% | 0% | 100%
8385 | 1.416% | 0% | 97.38% | 0% | 0% | 100% | 100% | 1.416% | 0% | 100%
8386 | 14.65% | 0% | 97.38% | 0% | 0% | 100% | 100% | 14.65% | 0% | 100%
8387 | 27.56% | 0% | 97.38% | 0% | 0% | 100% | 100% | 27.56% | 0% | 100%
8388 | 31.23% | 0% | 97.38% | 0% | 0% | 100% | 100% | 31.23% | 0% | 100%
8389 | 31.23% | 0.2778% | 97.38% | 0% | 0% | 100% | 100% | 31.23% | 0.2778% | 100%
8390 | 23.04% | 2.653% | 97.38% | 0% | 0% | 100% | 100% | 23.04% | 2.653% | 100%
8391 | 28.26% | 4.67% | 97.38% | 0% | 0% | 100% | 100% | 28.26% | 4.67% | 100%
8392 | 10.78% | 2.905% | 97.38% | 0% | 0% | 100% | 100% | 10.78% | 2.905% | 100%
8393 | 0.199% | 0.3842% | 97.38% | 0% | 0% | 100% | 100% | 0.199% | 0.3842% | 100%
8394 | 0% | 0% | 97.38% | 0% | 100% | 100% | 100% | 0% | 0% | 100%
8395 | 0% | 0% | 97.38% | 0% | 100% | 100% | 100% | 0% | 0% | 100%
8396 | 0% | 0% | 97.38% | 0% | 100% | 100% | 100% | 0% | 0% | 100%
8397 | 0% | 0% | 97.38% | 0% | 100% | 100% | 100% | 0% | 0% | 100%
8398 | 0% | 0% | 97.38% | 0% | 0% | 100% | 100% | 0% | 0% | 100%
8399 | 0% | 0% | 97.38% | 0% | 0% | 100% | 100% | 0% | 0% | 100%
8400 | 0% | 0% | 97.38% | 0% | 0% | 100% | 100% | 0% | 0% | 100%
8401 | 0% | 0% | 97.38% | 0% | 0% | 100% | 100% | 0% | 0% | 100%
8402 | 0% | 0% | 97.38% | 0% | 0% | 100% | 100% | 0% | 0% | 100%
8403 | 0% | 0% | 97.38% | 0% | 0% | 100% | 100% | 0% | 0% | 100%
8404 | 0% | 0% | 97.38% | 0% | 0% | 100% | 100% | 0% | 0% | 100%
8405 | 0% | 0% | 97.38% | 0% | 0% | 100% | 100% | 0% | 0% | 100%
8406 | 0% | 0% | 97.38% | 0% | 0% | 100% | 100% | 0% | 0% | 100%
8407 | 0% | 0% | 97.38% | 0% | 0% | 100% | 100% | 0% | 0% | 100%
8408 | 0% | 0% | 97.38% | 0% | 0% | 100% | 100% | 0% | 0% | 100%
8409 | 5.043% | 0% | 97.38% | 0% | 0% | 100% | 100% | 5.043% | 0% | 100%
8410 | 21.53% | 0% | 97.38% | 0% | 0% | 100% | 100% | 21.53% | 0% | 100%
8411 | 29.33% | 0% | 97.38% | 0% | 0% | 100% | 100% | 29.33% | 0% | 100%
8412 | 29.67% | 0% | 97.38% | 0% | 0% | 100% | 100% | 29.67% | 0% | 100%
8413 | 26.89% | 0% | 97.38% | 0% | 0% | 100% | 100% | 26.89% | 0% | 100%
8414 | 24.77% | 2.155% | 97.38% | 0% | 0% | 100% | 100% | 24.77% | 2.155% | 100%
8415 | 25.98% | 1.05% | 97.38% | 0% | 0% | 100% | 100% | 25.98% | 1.05% | 100%
8416 | 10.98% | 0% | 97.38% | 0% | 0% | 100% | 100% | 10.98% | 0% | 100%
8417 | 0% | 0% | 97.38% | 0% | 0% | 100% | 100% | 0% | 0% | 100%
8418 | 0% | 0% | 97.38% | 0% | 100% | 100% | 100% | 0% | 0% | 100%
8419 | 0% | 0% | 97.38% | 0% | 100% | 100% | 100% | 0% | 0% | 100%
8420 | 0% | 0% | 97.38% | 0% | 100% | 100% | 100% | 0% | 0% | 100%
8421 | 0% | 0% | 97.38% | 0% | 100% | 100% | 100% | 0% | 0% | 100%
8422 | 0% | 0% | 97.38% | 0% | 0% | 100% | 100% | 0% | 0% | 100%
8423 | 0% | 0% | 97.38% | 0% | 0% | 100% | 100% | 0% | 0% | 100%
8424 | 0% | 0% | 97.38% | 0% | 0% | 100% | 100% | 0% | 0% | 100%
8425 | 0% | 0% | 97.38% | 0% | 0% | 100% | 100% | 0% | 0% | 100%
8426 | 0% | 0% | 97.38% | 0% | 0% | 100% | 100% | 0% | 0% | 100%
8427 | 0% | 0% | 97.38% | 0% | 0% | 100% | 100% | 0% | 0% | 100%
8428 | 0% | 0% | 97.38% | 0% | 0% | 100% | 100% | 0% | 0% | 100%
8429 | 0% | 0% | 97.38% | 0% | 0% | 100% | 100% | 0% | 0% | 100%
8430 | 0% | 0% | 97.38% | 0% | 0% | 100% | 100% | 0% | 0% | 100%
8431 | 0% | 0% | 97.38% | 0% | 0% | 100% | 100% | 0% | 0% | 100%
8432 | 0% | 0% | 97.38% | 0% | 0% | 100% | 100% | 0% | 0% | 100%
8433 | 1.635% | 0% | 97.38% | 0% | 0% | 100% | 100% | 1.635% | 0% | 100%
8434 | 12.64% | 0% | 97.38% | 0% | 0% | 100% | 100% | 12.64% | 0% | 100%
8435 | 20.53% | 0% | 97.38% | 0% | 0% | 100% | 100% | 20.53% | 0% | 100%
8436 | 19.33% | 0% | 97.38% | 0% | 0% | 100% | 100% | 19.33% | 0% | 100%
8437 | 15.01% | 0% | 97.38% | 0% | 0% | 100% | 100% | 15.01% | 0% | 100%
8438 | 15.79% | 2.19% | 97.38% | 0% | 0% | 100% | 100% | 15.79% | 2.19% | 100%
8439 | 11.83% | 1.729% | 97.38% | 0% | 0% | 100% | 100% | 11.83% | 1.729% | 100%
8440 | 2.845% | 0% | 97.38% | 0% | 0% | 100% | 100% | 2.845% | 0% | 100%
8441 | 0% | 0.1816% | 97.38% | 0% | 0% | 100% | 100% | 0% | 0.1816% | 100%
8442 | 0% | 0.06736% | 97.38% | 0% | 100% | 100% | 100% | 0% | 0.06736% | 100%
8443 | 0% | 0% | 97.38% | 0% | 100% | 100% | 100% | 0% | 0% | 100%
8444 | 0% | 0% | 97.38% | 0% | 100% | 100% | 100% | 0% | 0% | 100%
8445 | 0% | 0.3837% | 97.38% | 0% | 100% | 100% | 100% | 0% | 0.3837% | 100%
8446 | 0% | 0% | 97.38% | 0% | 0% | 100% | 100% | 0% | 0% | 100%
8447 | 0% | 0% | 97.38% | 0% | 0% | 100% | 100% | 0% | 0% | 100%
8448 | 0% | 0% | 97.38% | 0% | 0% | 100% | 100% | 0% | 0% | 100%
8449 | 0% | 0% | 97.38% | 0% | 0% | 100% | 100% | 0% | 0% | 100%
8450 | 0% | 0% | 97.38% | 0% | 0% | 100% | 100% | 0% | 0% | 100%
8451 | 0% | 0% | 97.38% | 0% | 0% | 100% | 100% | 0% | 0% | 100%
8452 | 0% | 0% | 97.38% | 0% | 0% | 100% | 100% | 0% | 0% | 100%
8453 | 0% | 0% | 97.38% | 0% | 0% | 100% | 100% | 0% | 0% | 100%
8454 | 0% | 0% | 97.38% | 0% | 0% | 100% | 100% | 0% | 0% | 100%
8455 | 0% | 0% | 97.38% | 0% | 0% | 100% | 100% | 0% | 0% | 100%
8456 | 0% | 0% | 97.38% | 0% | 0% | 100% | 100% | 0% | 0% | 100%
8457 | 0% | 0% | 97.38% | 0% | 0% | 100% | 100% | 0% | 0% | 100%
8458 | 5.277% | 0% | 97.38% | 0% | 0% | 100% | 100% | 5.277% | 0% | 100%
8459 | 10.64% | 0% | 97.38% | 0% | 0% | 100% | 100% | 10.64% | 0% | 100%
8460 | 14.43% | 0.2202% | 97.38% | 0% | 0% | 100% | 100% | 14.43% | 0.2202% | 100%
8461 | 6.051% | 3.266% | 97.38% | 0% | 0% | 100% | 100% | 6.051% | 3.266% | 100%
8462 | 4.03% | 5.092% | 97.38% | 0% | 0% | 100% | 100% | 4.03% | 5.092% | 100%
8463 | 2.994% | 4.348% | 97.38% | 0% | 0% | 100% | 100% | 2.994% | 4.348% | 100%
8464 | 0% | 2.375% | 97.38% | 0% | 0% | 100% | 100% | 0% | 2.375% | 100%
8465 | 0% | 3.048% | 97.38% | 0% | 0% | 100% | 100% | 0% | 3.048% | 100%
8466 | 0% | 3.865% | 97.38% | 0% | 100% | 100% | 100% | 0% | 3.865% | 100%
8467 | 0% | 2.377% | 97.38% | 0% | 100% | 100% | 100% | 0% | 2.377% | 100%
8468 | 0% | 4.21% | 97.38% | 0% | 100% | 100% | 100% | 0% | 4.21% | 100%
8469 | 0% | 5.829% | 97.38% | 0% | 100% | 100% | 100% | 0% | 5.829% | 100%
8470 | 0% | 3.305% | 97.38% | 0% | 0% | 100% | 100% | 0% | 3.305% | 100%
8471 | 0% | 1.013% | 97.38% | 0% | 0% | 100% | 100% | 0% | 1.013% | 100%
8472 | 0% | 1.529% | 97.38% | 0% | 0% | 100% | 100% | 0% | 1.529% | 100%
8473 | 0% | 0% | 97.38% | 0% | 0% | 100% | 100% | 0% | 0% | 100%
8474 | 0% | 0% | 97.38% | 0% | 0% | 100% | 100% | 0% | 0% | 100%
8475 | 0% | 0% | 97.38% | 0% | 0% | 100% | 100% | 0% | 0% | 100%
8476 | 0% | 0% | 97.38% | 0% | 0% | 100% | 100% | 0% | 0% | 100%
8477 | 0% | 0% | 97.38% | 0% | 0% | 100% | 100% | 0% | 0% | 100%
8478 | 0% | 0% | 97.38% | 0% | 0% | 100% | 100% | 0% | 0% | 100%
8479 | 0% | 0% | 97.38% | 0% | 0% | 100% | 100% | 0% | 0% | 100%
8480 | 0% | 0% | 97.38% | 0% | 0% | 100% | 100% | 0% | 0% | 100%
8481 | 0% | 0% | 97.38% | 0% | 0% | 100% | 100% | 0% | 0% | 100%
8482 | 5.662% | 0% | 97.38% | 0% | 0% | 100% | 100% | 5.662% | 0% | 100%
8483 | 14.99% | 0.1796% | 97.38% | 0% | 0% | 100% | 100% | 14.99% | 0.1796% | 100%
8484 | 20.29% | 2.7% | 97.38% | 0% | 0% | 100% | 100% | 20.29% | 2.7% | 100%
8485 | 11.52% | 1.66% | 97.38% | 0% | 0% | 100% | 100% | 11.52% | 1.66% | 100%
8486 | 3.561% | 2.503% | 97.38% | 0% | 0% | 100% | 100% | 3.561% | 2.503% | 100%
8487 | 0.4358% | 2.606% | 97.38% | 0% | 0% | 100% | 100% | 0.4358% | 2.606% | 100%
8488 | 0% | 1.854% | 97.38% | 0% | 0% | 100% | 100% | 0% | 1.854% | 100%
8489 | 0% | 1.111% | 97.38% | 0% | 0% | 100% | 100% | 0% | 1.111% | 100%
8490 | 0% | 0.6064% | 97.38% | 0% | 100% | 100% | 100% | 0% | 0.6064% | 100%
8491 | 0% | 0% | 97.38% | 0% | 100% | 100% | 100% | 0% | 0% | 100%
8492 | 0% | 0.6065% | 97.38% | 0% | 100% | 100% | 100% | 0% | 0.6065% | 100%
8493 | 0% | 3.611% | 97.38% | 0% | 100% | 100% | 100% | 0% | 3.611% | 100%
8494 | 0% | 2.568% | 97.38% | 0% | 0% | 100% | 100% | 0% | 2.568% | 100%
8495 | 0% | 0.5344% | 97.38% | 0% | 0% | 100% | 100% | 0% | 0.5344% | 100%
8496 | 0% | 1.031% | 97.38% | 0% | 0% | 100% | 100% | 0% | 1.031% | 100%
8497 | 0% | 0% | 97.38% | 0% | 0% | 100% | 100% | 0% | 0% | 100%
8498 | 0% | 0% | 97.38% | 0% | 0% | 100% | 100% | 0% | 0% | 100%
8499 | 0% | 0% | 97.38% | 0% | 0% | 100% | 100% | 0% | 0% | 100%
8500 | 0% | 0% | 97.38% | 0% | 0% | 100% | 100% | 0% | 0% | 100%
8501 | 0% | 0% | 97.38% | 0% | 0% | 100% | 100% | 0% | 0% | 100%
8502 | 0% | 0% | 97.38% | 0% | 0% | 100% | 100% | 0% | 0% | 100%
8503 | 0% | 0% | 97.38% | 0% | 0% | 100% | 100% | 0% | 0% | 100%
8504 | 0% | 0% | 97.38% | 0% | 0% | 100% | 100% | 0% | 0% | 100%
8505 | 0% | 1.183% | 97.38% | 0% | 0% | 100% | 100% | 0% | 1.183% | 100%
8506 | 13.16% | 0.4652% | 97.38% | 0% | 0% | 100% | 100% | 13.16% | 0.4652% | 100%
8507 | 17.64% | 1.49% | 97.38% | 0% | 0% | 100% | 100% | 17.64% | 1.49% | 100%
8508 | 28.25% | 4.474% | 97.38% | 0% | 0% | 100% | 100% | 28.25% | 4.474% | 100%
8509 | 22.01% | 4.29% | 97.38% | 0% | 0% | 100% | 100% | 22.01% | 4.29% | 100%
8510 | 11.55% | 4.009% | 97.38% | 0% | 0% | 100% | 100% | 11.55% | 4.009% | 100%
8511 | 6.449% | 3.588% | 97.38% | 0% | 0% | 100% | 100% | 6.449% | 3.588% | 100%
8512 | 0% | 2.909% | 97.38% | 0% | 0% | 100% | 100% | 0% | 2.909% | 100%
8513 | 0% | 1.285% | 97.38% | 0% | 0% | 100% | 100% | 0% | 1.285% | 100%
8514 | 0% | 0.7587% | 97.38% | 0% | 100% | 100% | 100% | 0% | 0.7587% | 100%
8515 | 0% | 0% | 97.38% | 0% | 100% | 100% | 100% | 0% | 0% | 100%
8516 | 0% | 0.7098% | 97.38% | 0% | 100% | 100% | 100% | 0% | 0.7098% | 100%
8517 | 0% | 2.608% | 97.38% | 0% | 100% | 100% | 100% | 0% | 2.608% | 100%
8518 | 0% | 2.469% | 97.38% | 0% | 0% | 100% | 100% | 0% | 2.469% | 100%
8519 | 0% | 3.036% | 97.38% | 0% | 0% | 100% | 100% | 0% | 3.036% | 100%
8520 | 0% | 2.654% | 97.38% | 0% | 0% | 100% | 100% | 0% | 2.654% | 100%
8521 | 0% | 0% | 97.38% | 0% | 0% | 100% | 100% | 0% | 0% | 100%
8522 | 0% | 0% | 97.38% | 0% | 0% | 100% | 100% | 0% | 0% | 100%
8523 | 0% | 0% | 97.38% | 0% | 0% | 100% | 100% | 0% | 0% | 100%
8524 | 0% | 0% | 97.38% | 0% | 0% | 100% | 100% | 0% | 0% | 100%
8525 | 0% | 0% | 97.38% | 0% | 0% | 100% | 100% | 0% | 0% | 100%
8526 | 0% | 0.1553% | 97.38% | 0% | 0% | 100% | 100% | 0% | 0.1553% | 100%
8527 | 0% | 0.953% | 97.38% | 0% | 0% | 100% | 100% | 0% | 0.953% | 100%
8528 | 0% | 0.5789% | 97.38% | 0% | 0% | 100% | 100% | 0% | 0.5789% | 100%
8529 | 1.193% | 1.015% | 97.38% | 0% | 0% | 100% | 100% | 1.193% | 1.015% | 100%
8530 | 22.69% | 0.1861% | 97.38% | 0% | 0% | 100% | 100% | 22.69% | 0.1861% | 100%
8531 | 26.5% | 1.359% | 97.38% | 0% | 0% | 100% | 100% | 26.5% | 1.359% | 100%
8532 | 30.77% | 4.365% | 97.38% | 0% | 0% | 100% | 100% | 30.77% | 4.365% | 100%
8533 | 33.27% | 3.346% | 97.38% | 0% | 0% | 100% | 100% | 33.27% | 3.346% | 100%
8534 | 24.39% | 3.697% | 97.38% | 0% | 0% | 100% | 100% | 24.39% | 3.697% | 100%
8535 | 17.19% | 3.702% | 97.38% | 0% | 0% | 100% | 100% | 17.19% | 3.702% | 100%
8536 | 8.534% | 4.089% | 97.38% | 0% | 0% | 100% | 100% | 8.534% | 4.089% | 100%
8537 | 0.7155% | 3.619% | 97.38% | 0% | 0% | 100% | 100% | 0.7155% | 3.619% | 100%
8538 | 0% | 2.463% | 97.38% | 0% | 100% | 100% | 100% | 0% | 2.463% | 100%
8539 | 0% | 0% | 97.38% | 0% | 100% | 100% | 100% | 0% | 0% | 100%
8540 | 0% | 1.754% | 97.38% | 0% | 100% | 100% | 100% | 0% | 1.754% | 100%
8541 | 0% | 3.34% | 97.38% | 0% | 100% | 100% | 100% | 0% | 3.34% | 100%
8542 | 0% | 3.831% | 97.38% | 0% | 0% | 100% | 100% | 0% | 3.831% | 100%
8543 | 0% | 3.071% | 97.38% | 0% | 0% | 100% | 100% | 0% | 3.071% | 100%
8544 | 0% | 2.268% | 97.38% | 0% | 0% | 100% | 100% | 0% | 2.268% | 100%
8545 | 0% | 0.01969% | 97.38% | 0% | 0% | 100% | 100% | 0% | 0.01969% | 100%
8546 | 0% | 0% | 97.38% | 0% | 0% | 100% | 100% | 0% | 0% | 100%
8547 | 0% | 0% | 97.38% | 0% | 0% | 100% | 100% | 0% | 0% | 100%
8548 | 0% | 0% | 97.38% | 0% | 0% | 100% | 100% | 0% | 0% | 100%
8549 | 0% | 0% | 97.38% | 0% | 0% | 100% | 100% | 0% | 0% | 100%
8550 | 0% | 0% | 97.38% | 0% | 0% | 100% | 100% | 0% | 0% | 100%
8551 | 0% | 0% | 97.38% | 0% | 0% | 100% | 100% | 0% | 0% | 100%
8552 | 0% | 0% | 97.38% | 0% | 0% | 100% | 100% | 0% | 0% | 100%
8553 | 0% | 0.8845% | 97.38% | 0% | 0% | 100% | 100% | 0% | 0.8845% | 100%
8554 | 18.13% | 0% | 97.38% | 0% | 0% | 100% | 100% | 18.13% | 0% | 100%
8555 | 23.06% | 1.118% | 97.38% | 0% | 0% | 100% | 100% | 23.06% | 1.118% | 100%
8556 | 29.11% | 3.899% | 97.38% | 0% | 0% | 100% | 100% | 29.11% | 3.899% | 100%
8557 | 32.03% | 3.941% | 97.38% | 0% | 0% | 100% | 100% | 32.03% | 3.941% | 100%
8558 | 27.06% | 4.14% | 97.38% | 0% | 0% | 100% | 100% | 27.06% | 4.14% | 100%
8559 | 20.31% | 4.327% | 97.38% | 0% | 0% | 100% | 100% | 20.31% | 4.327% | 100%
8560 | 8.467% | 4.629% | 97.38% | 0% | 0% | 100% | 100% | 8.467% | 4.629% | 100%
8561 | 0.1626% | 4.361% | 97.38% | 0% | 0% | 100% | 100% | 0.1626% | 4.361% | 100%
8562 | 0% | 3.314% | 97.38% | 0% | 100% | 100% | 100% | 0% | 3.314% | 100%
8563 | 0% | 0.7578% | 97.38% | 0% | 100% | 100% | 100% | 0% | 0.7578% | 100%
8564 | 0% | 2.313% | 97.38% | 0% | 100% | 100% | 100% | 0% | 2.313% | 100%
8565 | 0% | 3.167% | 97.38% | 0% | 100% | 100% | 100% | 0% | 3.167% | 100%
8566 | 0% | 3.412% | 97.38% | 0% | 0% | 100% | 100% | 0% | 3.412% | 100%
8567 | 0% | 2.869% | 97.38% | 0% | 0% | 100% | 100% | 0% | 2.869% | 100%
8568 | 0% | 2.107% | 97.38% | 0% | 0% | 100% | 100% | 0% | 2.107% | 100%
8569 | 0% | 0.2451% | 97.38% | 0% | 0% | 100% | 100% | 0% | 0.2451% | 100%
8570 | 0% | 0% | 97.38% | 0% | 0% | 100% | 100% | 0% | 0% | 100%
8571 | 0% | 0% | 97.38% | 0% | 0% | 100% | 100% | 0% | 0% | 100%
8572 | 0% | 0% | 97.38% | 0% | 0% | 100% | 100% | 0% | 0% | 100%
8573 | 0% | 0% | 97.38% | 0% | 0% | 100% | 100% | 0% | 0% | 100%
8574 | 0% | 0% | 97.38% | 0% | 0% | 100% | 100% | 0% | 0% | 100%
8575 | 0% | 0% | 97.38% | 0% | 0% | 100% | 100% | 0% | 0% | 100%
8576 | 0% | 0% | 97.38% | 0% | 0% | 100% | 100% | 0% | 0% | 100%
8577 | 1.066% | 0% | 97.38% | 0% | 0% | 100% | 100% | 1.066% | 0% | 100%
8578 | 20.96% | 0.2548% | 97.38% | 0% | 0% | 100% | 100% | 20.96% | 0.2548% | 100%
8579 | 28.01% | 2.967% | 97.38% | 0% | 0% | 100% | 100% | 28.01% | 2.967% | 100%
8580 | 28.01% | 4.001% | 97.38% | 0% | 0% | 100% | 100% | 28.01% | 4.001% | 100%
8581 | 25.5% | 3.519% | 97.38% | 0% | 0% | 100% | 100% | 25.5% | 3.519% | 100%
8582 | 29.31% | 4.297% | 97.38% | 0% | 0% | 100% | 100% | 29.31% | 4.297% | 100%
8583 | 27.75% | 5.038% | 97.38% | 0% | 0% | 100% | 100% | 27.75% | 5.038% | 100%
8584 | 13.59% | 6.266% | 97.38% | 0% | 0% | 100% | 100% | 13.59% | 6.266% | 100%
8585 | 0.5846% | 5.36% | 97.38% | 0% | 0% | 100% | 100% | 0.5846% | 5.36% | 100%
8586 | 0% | 3.819% | 97.38% | 0% | 100% | 100% | 100% | 0% | 3.819% | 100%
8587 | 0% | 1.489% | 97.38% | 0% | 100% | 100% | 100% | 0% | 1.489% | 100%
8588 | 0% | 1.778% | 97.38% | 0% | 100% | 100% | 100% | 0% | 1.778% | 100%
8589 | 0% | 2.605% | 97.38% | 0% | 100% | 100% | 100% | 0% | 2.605% | 100%
8590 | 0% | 1.521% | 97.38% | 0% | 0% | 100% | 100% | 0% | 1.521% | 100%
8591 | 0% | 0.0005082% | 97.38% | 0% | 0% | 100% | 100% | 0% | 0.0005082% | 100%
8592 | 0% | 0% | 97.38% | 0% | 0% | 100% | 100% | 0% | 0% | 100%
8593 | 0% | 0.2904% | 97.38% | 0% | 0% | 100% | 100% | 0% | 0.2904% | 100%
8594 | 0% | 0% | 97.38% | 0% | 0% | 100% | 100% | 0% | 0% | 100%
8595 | 0% | 0% | 97.38% | 0% | 0% | 100% | 100% | 0% | 0% | 100%
8596 | 0% | 0% | 97.38% | 0% | 0% | 100% | 100% | 0% | 0% | 100%
8597 | 0% | 0% | 97.38% | 0% | 0% | 100% | 100% | 0% | 0% | 100%
8598 | 0% | 0% | 97.38% | 0% | 0% | 100% | 100% | 0% | 0% | 100%
8599 | 0% | 0% | 97.38% | 0% | 0% | 100% | 100% | 0% | 0% | 100%
8600 | 0% | 0% | 97.38% | 0% | 0% | 100% | 100% | 0% | 0% | 100%
8601 | 0% | 0% | 97.38% | 0% | 0% | 100% | 100% | 0% | 0% | 100%
8602 | 10.93% | 0% | 97.38% | 0% | 0% | 100% | 100% | 10.93% | 0% | 100%
8603 | 18.54% | 0% | 97.38% | 0% | 0% | 100% | 100% | 18.54% | 0% | 100%
8604 | 16.63% | 0% | 97.38% | 0% | 0% | 100% | 100% | 16.63% | 0% | 100%
8605 | 11.94% | 0% | 97.38% | 0% | 0% | 100% | 100% | 11.94% | 0% | 100%
8606 | 16.73% | 0% | 97.38% | 0% | 0% | 100% | 100% | 16.73% | 0% | 100%
8607 | 15.49% | 1.386% | 97.38% | 0% | 0% | 100% | 100% | 15.49% | 1.386% | 100%
8608 | 4.023% | 1.088% | 97.38% | 0% | 0% | 100% | 100% | 4.023% | 1.088% | 100%
8609 | 0% | 0% | 97.38% | 0% | 0% | 100% | 100% | 0% | 0% | 100%
8610 | 0% | 0% | 97.38% | 0% | 100% | 100% | 100% | 0% | 0% | 100%
8611 | 0% | 0% | 97.38% | 0% | 100% | 100% | 100% | 0% | 0% | 100%
8612 | 0% | 0% | 97.38% | 0% | 100% | 100% | 100% | 0% | 0% | 100%
8613 | 0% | 0% | 97.38% | 0% | 100% | 100% | 100% | 0% | 0% | 100%
8614 | 0% | 0% | 97.38% | 0% | 0% | 100% | 100% | 0% | 0% | 100%
8615 | 0% | 0% | 97.38% | 0% | 0% | 100% | 100% | 0% | 0% | 100%
8616 | 0% | 0% | 97.38% | 0% | 0% | 100% | 100% | 0% | 0% | 100%
8617 | 0% | 0% | 97.38% | 0% | 0% | 100% | 100% | 0% | 0% | 100%
8618 | 0% | 0% | 97.38% | 0% | 0% | 100% | 100% | 0% | 0% | 100%
8619 | 0% | 0% | 97.38% | 0% | 0% | 100% | 100% | 0% | 0% | 100%
8620 | 0% | 0% | 97.38% | 0% | 0% | 100% | 100% | 0% | 0% | 100%
8621 | 0% | 0% | 97.38% | 0% | 0% | 100% | 100% | 0% | 0% | 100%
8622 | 0% | 0% | 97.38% | 0% | 0% | 100% | 100% | 0% | 0% | 100%
8623 | 0% | 0% | 97.38% | 0% | 0% | 100% | 100% | 0% | 0% | 100%
8624 | 0% | 0% | 97.38% | 0% | 0% | 100% | 100% | 0% | 0% | 100%
8625 | 0% | 0% | 97.38% | 0% | 0% | 100% | 100% | 0% | 0% | 100%
8626 | 14.18% | 0% | 97.38% | 0% | 0% | 100% | 100% | 14.18% | 0% | 100%
8627 | 21.84% | 0% | 97.38% | 0% | 0% | 100% | 100% | 21.84% | 0% | 100%
8628 | 19.89% | 0% | 97.38% | 0% | 0% | 100% | 100% | 19.89% | 0% | 100%
8629 | 12.02% | 0% | 97.38% | 0% | 0% | 100% | 100% | 12.02% | 0% | 100%
8630 | 17.22% | 0% | 97.38% | 0% | 0% | 100% | 100% | 17.22% | 0% | 100%
8631 | 16.34% | 0% | 97.38% | 0% | 0% | 100% | 100% | 16.34% | 0% | 100%
8632 | 6.567% | 0% | 97.38% | 0% | 0% | 100% | 100% | 6.567% | 0% | 100%
8633 | 0% | 0% | 97.38% | 0% | 0% | 100% | 100% | 0% | 0% | 100%
8634 | 0% | 0% | 97.38% | 0% | 100% | 100% | 100% | 0% | 0% | 100%
8635 | 0% | 0% | 97.38% | 0% | 100% | 100% | 100% | 0% | 0% | 100%
8636 | 0% | 0% | 97.38% | 0% | 100% | 100% | 100% | 0% | 0% | 100%
8637 | 0% | 0% | 97.38% | 0% | 100% | 100% | 100% | 0% | 0% | 100%
8638 | 0% | 0% | 97.38% | 0% | 0% | 100% | 100% | 0% | 0% | 100%
8639 | 0% | 0% | 97.38% | 0% | 0% | 100% | 100% | 0% | 0% | 100%
8640 | 0% | 0% | 97.38% | 0% | 0% | 100% | 100% | 0% | 0% | 100%
8641 | 0% | 0% | 97.38% | 0% | 0% | 100% | 100% | 0% | 0% | 100%
8642 | 0% | 0% | 97.38% | 0% | 0% | 100% | 100% | 0% | 0% | 100%
8643 | 0% | 0% | 97.38% | 0% | 0% | 100% | 100% | 0% | 0% | 100%
8644 | 0% | 0% | 97.38% | 0% | 0% | 100% | 100% | 0% | 0% | 100%
8645 | 0% | 0% | 97.38% | 0% | 0% | 100% | 100% | 0% | 0% | 100%
8646 | 0% | 0% | 97.38% | 0% | 0% | 100% | 100% | 0% | 0% | 100%
8647 | 0% | 0% | 97.38% | 0% | 0% | 100% | 100% | 0% | 0% | 100%
8648 | 0% | 0% | 97.38% | 0% | 0% | 100% | 100% | 0% | 0% | 100%
8649 | 0% | 0% | 97.38% | 0% | 0% | 100% | 100% | 0% | 0% | 100%
8650 | 5.999% | 0% | 97.38% | 0% | 0% | 100% | 100% | 5.999% | 0% | 100%
8651 | 8.742% | 0% | 97.38% | 0% | 0% | 100% | 100% | 8.742% | 0% | 100%
8652 | 6.581% | 0% | 97.38% | 0% | 0% | 100% | 100% | 6.581% | 0% | 100%
8653 | 4.634% | 0% | 97.38% | 0% | 0% | 100% | 100% | 4.634% | 0% | 100%
8654 | 7.159% | 0% | 97.38% | 0% | 0% | 100% | 100% | 7.159% | 0% | 100%
8655 | 4.991% | 0% | 97.38% | 0% | 0% | 100% | 100% | 4.991% | 0% | 100%
8656 | 0.1101% | 0% | 97.38% | 0% | 0% | 100% | 100% | 0.1101% | 0% | 100%
8657 | 0% | 0% | 97.38% | 0% | 0% | 100% | 100% | 0% | 0% | 100%
8658 | 0% | 0% | 97.38% | 0% | 100% | 100% | 100% | 0% | 0% | 100%
8659 | 0% | 0% | 97.38% | 0% | 100% | 100% | 100% | 0% | 0% | 100%
8660 | 0% | 0% | 97.38% | 0% | 100% | 100% | 100% | 0% | 0% | 100%
8661 | 0% | 0% | 97.38% | 0% | 100% | 100% | 100% | 0% | 0% | 100%
8662 | 0% | 0% | 97.38% | 0% | 0% | 100% | 100% | 0% | 0% | 100%
8663 | 0% | 0% | 97.38% | 0% | 0% | 100% | 100% | 0% | 0% | 100%
8664 | 0% | 0% | 97.38% | 0% | 0% | 100% | 100% | 0% | 0% | 100%
8665 | 0% | 0% | 97.38% | 0% | 0% | 100% | 100% | 0% | 0% | 100%
8666 | 0% | 0% | 97.38% | 0% | 0% | 100% | 100% | 0% | 0% | 100%
8667 | 0% | 0% | 97.38% | 0% | 0% | 100% | 100% | 0% | 0% | 100%
8668 | 0% | 0% | 97.38% | 0% | 0% | 100% | 100% | 0% | 0% | 100%
8669 | 0% | 0% | 97.38% | 0% | 0% | 100% | 100% | 0% | 0% | 100%
8670 | 0% | 0% | 97.38% | 0% | 0% | 100% | 100% | 0% | 0% | 100%
8671 | 0% | 0% | 97.38% | 0% | 0% | 100% | 100% | 0% | 0% | 100%
8672 | 0% | 0% | 97.38% | 0% | 0% | 100% | 100% | 0% | 0% | 100%
8673 | 0% | 0% | 97.38% | 0% | 0% | 100% | 100% | 0% | 0% | 100%
8674 | 5.255% | 0% | 97.38% | 0% | 0% | 100% | 100% | 5.255% | 0% | 100%
8675 | 18.27% | 0% | 97.38% | 0% | 0% | 100% | 100% | 18.27% | 0% | 100%
8676 | 19.66% | 0% | 97.38% | 0% | 0% | 100% | 100% | 19.66% | 0% | 100%
8677 | 18.1% | 0% | 97.38% | 0% | 0% | 100% | 100% | 18.1% | 0% | 100%
8678 | 18.9% | 0% | 97.38% | 0% | 0% | 100% | 100% | 18.9% | 0% | 100%
8679 | 15.92% | 0% | 97.38% | 0% | 0% | 100% | 100% | 15.92% | 0% | 100%
8680 | 9.672% | 0% | 97.38% | 0% | 0% | 100% | 100% | 9.672% | 0% | 100%
8681 | 0% | 0% | 97.38% | 0% | 0% | 100% | 100% | 0% | 0% | 100%
8682 | 0% | 0% | 97.38% | 0% | 100% | 100% | 100% | 0% | 0% | 100%
8683 | 0% | 0% | 97.38% | 0% | 100% | 100% | 100% | 0% | 0% | 100%
8684 | 0% | 0% | 97.38% | 0% | 100% | 100% | 100% | 0% | 0% | 100%
8685 | 0% | 0% | 97.38% | 0% | 100% | 100% | 100% | 0% | 0% | 100%
8686 | 0% | 0% | 97.38% | 0% | 0% | 100% | 100% | 0% | 0% | 100%
8687 | 0% | 0% | 97.38% | 0% | 0% | 100% | 100% | 0% | 0% | 100%
8688 | 0% | 0% | 97.38% | 0% | 0% | 100% | 100% | 0% | 0% | 100%
8689 | 0% | 0% | 97.38% | 0% | 0% | 100% | 100% | 0% | 0% | 100%
8690 | 0% | 0% | 97.38% | 0% | 0% | 100% | 100% | 0% | 0% | 100%
8691 | 0% | 0% | 97.38% | 0% | 0% | 100% | 100% | 0% | 0% | 100%
8692 | 0% | 0% | 97.38% | 0% | 0% | 100% | 100% | 0% | 0% | 100%
8693 | 0% | 0% | 97.38% | 0% | 0% | 100% | 100% | 0% | 0% | 100%
8694 | 0% | 0% | 97.38% | 0% | 0% | 100% | 100% | 0% | 0% | 100%
8695 | 0% | 0% | 97.38% | 0% | 0% | 100% | 100% | 0% | 0% | 100%
8696 | 0% | 0% | 97.38% | 0% | 0% | 100% | 100% | 0% | 0% | 100%
8697 | 0% | 0.01354% | 97.38% | 0% | 0% | 100% | 100% | 0% | 0.01354% | 100%
8698 | 0% | 0% | 97.38% | 0% | 0% | 100% | 100% | 0% | 0% | 100%
8699 | 6.749% | 0.4332% | 97.38% | 0% | 0% | 100% | 100% | 6.749% | 0.4332% | 100%
8700 | 13.02% | 2.72% | 97.38% | 0% | 0% | 100% | 100% | 13.02% | 2.72% | 100%
8701 | 11.48% | 5.878% | 97.38% | 0% | 0% | 100% | 100% | 11.48% | 5.878% | 100%
8702 | 9.212% | 6.238% | 97.38% | 0% | 0% | 100% | 100% | 9.212% | 6.238% | 100%
8703 | 11.05% | 2.557% | 97.38% | 0% | 0% | 100% | 100% | 11.05% | 2.557% | 100%
8704 | 8.805% | 1.045% | 97.38% | 0% | 0% | 100% | 100% | 8.805% | 1.045% | 100%
8705 | 0% | 0% | 97.38% | 0% | 0% | 100% | 100% | 0% | 0% | 100%
8706 | 0% | 0% | 97.38% | 0% | 100% | 100% | 100% | 0% | 0% | 100%
8707 | 0% | 0% | 97.38% | 0% | 100% | 100% | 100% | 0% | 0% | 100%
8708 | 0% | 0% | 97.38% | 0% | 100% | 100% | 100% | 0% | 0% | 100%
8709 | 0% | 0% | 97.38% | 0% | 100% | 100% | 100% | 0% | 0% | 100%
8710 | 0% | 0% | 97.38% | 0% | 0% | 100% | 100% | 0% | 0% | 100%
8711 | 0% | 0% | 97.38% | 0% | 0% | 100% | 100% | 0% | 0% | 100%
8712 | 0% | 0% | 97.38% | 0% | 0% | 100% | 100% | 0% | 0% | 100%
8713 | 0% | 0% | 97.38% | 0% | 0% | 100% | 100% | 0% | 0% | 100%
8714 | 0% | 0% | 97.38% | 0% | 0% | 100% | 100% | 0% | 0% | 100%
8715 | 0% | 0% | 97.38% | 0% | 0% | 100% | 100% | 0% | 0% | 100%
8716 | 0% | 0% | 97.38% | 0% | 0% | 100% | 100% | 0% | 0% | 100%
8717 | 0% | 0% | 97.38% | 0% | 0% | 100% | 100% | 0% | 0% | 100%
8718 | 0% | 0% | 97.38% | 0% | 0% | 100% | 100% | 0% | 0% | 100%
8719 | 0% | 0% | 97.38% | 0% | 0% | 100% | 100% | 0% | 0% | 100%
8720 | 0% | 0% | 97.38% | 0% | 0% | 100% | 100% | 0% | 0% | 100%
8721 | 0% | 0% | 97.38% | 0% | 0% | 100% | 100% | 0% | 0% | 100%
8722 | 3.003% | 0% | 97.38% | 0% | 0% | 100% | 100% | 3.003% | 0% | 100%
8723 | 20.12% | 0.482% | 97.38% | 0% | 0% | 100% | 100% | 20.12% | 0.482% | 100%
8724 | 30.82% | 3.084% | 97.38% | 0% | 0% | 100% | 100% | 30.82% | 3.084% | 100%
8725 | 27.27% | 3.688% | 97.38% | 0% | 0% | 100% | 100% | 27.27% | 3.688% | 100%
8726 | 26.41% | 5.21% | 97.38% | 0% | 0% | 100% | 100% | 26.41% | 5.21% | 100%
8727 | 26.44% | 3.93% | 97.38% | 0% | 0% | 100% | 100% | 26.44% | 3.93% | 100%
8728 | 16.35% | 3.612% | 97.38% | 0% | 0% | 100% | 100% | 16.35% | 3.612% | 100%
8729 | 0% | 3.188% | 97.38% | 0% | 0% | 100% | 100% | 0% | 3.188% | 100%
8730 | 0% | 3.214% | 97.38% | 0% | 100% | 100% | 100% | 0% | 3.214% | 100%
8731 | 0% | 2.922% | 97.38% | 0% | 100% | 100% | 100% | 0% | 2.922% | 100%
8732 | 0% | 0.9757% | 97.38% | 0% | 100% | 100% | 100% | 0% | 0.9757% | 100%
8733 | 0% | 0% | 97.38% | 0% | 100% | 100% | 100% | 0% | 0% | 100%
8734 | 0% | 0.8434% | 97.38% | 0% | 0% | 100% | 100% | 0% | 0.8434% | 100%
8735 | 0% | 0% | 97.38% | 0% | 0% | 100% | 100% | 0% | 0% | 100%
8736 | 0% | 0% | 97.38% | 0% | 0% | 100% | 100% | 0% | 0% | 100%
8737 | 0% | 0% | 100% | 0% | 0% | 100% | 100% | 0% | 0% | 100%
8738 | 0% | 0% | 100% | 0% | 0% | 100% | 100% | 0% | 0% | 100%
8739 | 0% | 0% | 100% | 0% | 0% | 100% | 100% | 0% | 0% | 100%
8740 | 0% | 0% | 100% | 0% | 0% | 100% | 100% | 0% | 0% | 100%
8741 | 0% | 0% | 100% | 0% | 0% | 100% | 100% | 0% | 0% | 100%
8742 | 0% | 0% | 100% | 0% | 0% | 100% | 100% | 0% | 0% | 100%
8743 | 0% | 0% | 100% | 0% | 0% | 100% | 100% | 0% | 0% | 100%
8744 | 0% | 0% | 100% | 0% | 0% | 100% | 100% | 0% | 0% | 100%
8745 | 0% | 0% | 100% | 0% | 0% | 100% | 100% | 0% | 0% | 100%
8746 | 11.53% | 0% | 100% | 0% | 0% | 100% | 100% | 11.53% | 0% | 100%
8747 | 21.3% | 0% | 100% | 0% | 0% | 100% | 100% | 21.3% | 0% | 100%
8748 | 31.41% | 1.054% | 100% | 0% | 0% | 100% | 100% | 31.41% | 1.054% | 100%
8749 | 25.35% | 1.406% | 100% | 0% | 0% | 100% | 100% | 25.35% | 1.406% | 100%
8750 | 22.98% | 2.507% | 100% | 0% | 0% | 100% | 100% | 22.98% | 2.507% | 100%
8751 | 23.11% | 3.022% | 100% | 0% | 0% | 100% | 100% | 23.11% | 3.022% | 100%
8752 | 15.41% | 5.171% | 100% | 0% | 0% | 100% | 100% | 15.41% | 5.171% | 100%
8753 | 0% | 3.668% | 100% | 0% | 0% | 100% | 100% | 0% | 3.668% | 100%
8754 | 0% | 3.781% | 100% | 0% | 100% | 100% | 100% | 0% | 3.781% | 100%
8755 | 0% | 4.323% | 100% | 0% | 100% | 100% | 100% | 0% | 4.323% | 100%
8756 | 0% | 3.343% | 100% | 0% | 100% | 100% | 100% | 0% | 3.343% | 100%
8757 | 0% | 2.272% | 100% | 0% | 100% | 100% | 100% | 0% | 2.272% | 100%
8758 | 0% | 2.279% | 100% | 0% | 0% | 100% | 100% | 0% | 2.279% | 100%
8759 | 0% | 0% | 100% | 0% | 0% | 100% | 100% | 0% | 0% | 100%
8760 | 0% | 0% | 100% | 0% | 0% | 100% | 100% | 0% | 0% | 100%

## erm_timepoint_params
Return to Assumptions Summary
Energy Reserve Margin (ERM) Hourly Load
The hourly load below is the system level net load (sum of Underlying Load + DER/DBESS/EE/EV/eBus Load Layers) for ERM prior to gross up by the ERM target percentage. The load is shown on an hourly basis for years 2020-2050, in a 365 days per year by 24 hours per day format equal to 8760 hours per year, except leap years will equate to 8784 hours per year.
ERM Timepoint Params
Dt | Hr01 | Hr02 | Hr03 | Hr04 | Hr05 | Hr06 | Hr07 | Hr08 | Hr09 | Hr10 | Hr11 | Hr12 | Hr13 | Hr14 | Hr15 | Hr16 | Hr17 | Hr18 | Hr19 | Hr20 | Hr21 | Hr22 | Hr23 | Hr24
2020-01-01 | 3.4931 | 3.3897 | 3.3159 | 3.3991 | 3.4158 | 3.569 | 3.8574 | 4.0637 | 4.2851 | 4.4069 | 4.4822 | 4.3983 | 4.3673 | 4.4666 | 4.6064 | 4.7438 | 4.9211 | 5.1729 | 5.4942 | 5.3243 | 4.9792 | 4.6039 | 4.1221 | 3.6049
2020-01-02 | 3.457 | 3.3686 | 3.3364 | 3.3393 | 3.3898 | 3.611 | 3.8484 | 4.0742 | 4.4073 | 4.4871 | 4.2172 | 4.2163 | 4.1699 | 4.199 | 4.2176 | 4.711 | 5.0021 | 5.2771 | 5.4783 | 5.1867 | 4.7979 | 4.5001 | 4.0416 | 3.6391
2020-01-03 | 3.509 | 3.3941 | 3.3977 | 3.4581 | 3.503 | 3.7448 | 3.9588 | 4.1198 | 4.2238 | 4.2274 | 4.1757 | 4.2528 | 4.2391 | 4.2062 | 4.3307 | 4.5714 | 4.986 | 5.2206 | 5.3948 | 5.245 | 4.8746 | 4.5133 | 4.0693 | 3.7172
2020-01-04 | 3.5317 | 3.4622 | 3.4256 | 3.3881 | 3.4246 | 3.5216 | 3.84 | 3.9627 | 4.1022 | 4.1827 | 4.1211 | 4.0254 | 4.186 | 4.3529 | 4.3182 | 4.5082 | 4.7523 | 4.8626 | 4.9769 | 4.8331 | 4.5825 | 4.3241 | 3.8607 | 3.6525
2020-01-05 | 3.5257 | 3.3985 | 3.3837 | 3.3489 | 3.3352 | 3.4568 | 3.6145 | 3.6713 | 3.9591 | 4.0569 | 3.9941 | 3.9822 | 4.0698 | 4.2496 | 4.3398 | 4.4483 | 4.6293 | 4.8734 | 4.9081 | 4.7855 | 4.594 | 4.2204 | 3.8574 | 3.6198
2020-01-06 | 3.4621 | 3.399 | 3.3496 | 3.379 | 3.4136 | 3.571 | 3.8476 | 3.9895 | 4.1229 | 4.1453 | 4.2139 | 4.2617 | 4.3434 | 4.3582 | 4.705 | 4.844 | 4.9673 | 5.2095 | 5.2962 | 5.1253 | 4.7364 | 4.3315 | 3.9484 | 3.58
2020-01-07 | 3.4612 | 3.3462 | 3.3177 | 3.3925 | 3.3933 | 3.5929 | 3.8341 | 3.9749 | 4.0874 | 3.9833 | 4.0577 | 4.1252 | 4.1997 | 4.4588 | 4.8133 | 4.7874 | 4.781 | 5.017 | 5.3318 | 5.1091 | 4.6725 | 4.3553 | 3.8765 | 3.5353
2020-01-08 | 3.3856 | 3.3369 | 3.2749 | 3.2844 | 3.3797 | 3.6812 | 3.9539 | 4.2303 | 4.2634 | 4.2119 | 4.2023 | 4.2806 | 4.2471 | 4.5306 | 4.4871 | 4.5672 | 4.669 | 4.9958 | 5.2296 | 4.9639 | 4.7713 | 4.3419 | 3.9668 | 3.6478
2020-01-09 | 3.4669 | 3.3865 | 3.3888 | 3.381 | 3.425 | 3.6408 | 3.9319 | 4.2052 | 4.177 | 4.403 | 4.5681 | 4.36 | 4.3621 | 4.41 | 4.4791 | 4.4796 | 4.6615 | 5.1208 | 5.4244 | 5.1534 | 4.7586 | 4.4456 | 3.9876 | 3.8479
2020-01-10 | 3.5394 | 3.4129 | 3.3755 | 3.3928 | 3.478 | 3.6836 | 4.075 | 4.2229 | 4.2352 | 4.3887 | 4.4379 | 4.6626 | 4.5899 | 4.5798 | 4.6288 | 4.7008 | 4.6864 | 5.0601 | 5.2198 | 4.9281 | 4.6556 | 4.2691 | 3.7955 | 3.7491
2020-01-11 | 3.524 | 3.2801 | 3.2958 | 3.3165 | 3.2691 | 3.4145 | 3.6016 | 3.887 | 4.1916 | 4.4688 | 4.2611 | 4.376 | 4.4723 | 4.3724 | 4.3966 | 4.6136 | 4.7589 | 4.9809 | 5.0994 | 4.9664 | 4.6804 | 4.2618 | 3.8805 | 3.8186
2020-01-12 | 3.5196 | 3.3261 | 3.3125 | 3.3494 | 3.2955 | 3.4521 | 3.6138 | 3.8329 | 4.187 | 4.4828 | 4.614 | 4.5887 | 4.4679 | 4.3879 | 4.4794 | 4.6229 | 4.6169 | 4.8164 | 5.1333 | 4.9729 | 4.5911 | 4.2101 | 3.8051 | 3.5319
2020-01-13 | 3.4206 | 3.3283 | 3.2661 | 3.2872 | 3.364 | 3.5127 | 3.8176 | 4.194 | 4.377 | 4.3596 | 4.4524 | 4.4097 | 4.5539 | 4.5127 | 4.5411 | 4.3644 | 4.5274 | 4.9837 | 5.2321 | 4.9511 | 4.7005 | 4.5109 | 3.8206 | 3.5394
2020-01-14 | 3.3981 | 3.2891 | 3.2031 | 3.2606 | 3.3052 | 3.5083 | 3.8036 | 3.9912 | 4.0503 | 4.0181 | 3.9739 | 4.0885 | 4.0472 | 4.0607 | 4.0756 | 4.0916 | 4.1458 | 4.4409 | 4.8286 | 4.7245 | 4.4377 | 4.0624 | 3.693 | 3.3474
2020-01-15 | 3.2374 | 3.2805 | 3.283 | 3.2777 | 3.3979 | 3.683 | 4.0185 | 4.1966 | 4.1353 | 4.2171 | 4.1936 | 4.495 | 4.2691 | 4.2459 | 4.3597 | 4.3522 | 4.3637 | 4.6184 | 5.0273 | 4.8861 | 4.5084 | 4.1588 | 3.7666 | 3.414
2020-01-16 | 3.2844 | 3.1894 | 3.1534 | 3.1833 | 3.3011 | 3.5839 | 3.8856 | 4.1197 | 4.1373 | 4.2145 | 4.4132 | 4.5141 | 4.3709 | 4.3936 | 4.4873 | 4.5491 | 4.6516 | 4.8467 | 4.9893 | 4.8146 | 4.5992 | 4.3462 | 3.8358 | 3.446
2020-01-17 | 3.4359 | 3.3613 | 3.3352 | 3.3689 | 3.4167 | 3.7023 | 4.1897 | 4.4459 | 4.3704 | 4.3935 | 4.4859 | 4.5499 | 4.551 | 4.5371 | 4.5657 | 4.6439 | 4.5516 | 4.7751 | 4.9625 | 4.7362 | 4.4285 | 4.1765 | 3.8345 | 3.5185
2020-01-18 | 3.3736 | 3.276 | 3.2402 | 3.2388 | 3.2768 | 3.488 | 3.725 | 3.9313 | 4.2154 | 4.2935 | 4.1225 | 4.1306 | 4.2482 | 4.4205 | 4.5116 | 4.6228 | 4.5875 | 4.8449 | 5.008 | 4.8416 | 4.5027 | 4.1947 | 3.8753 | 3.5389
2020-01-19 | 3.4162 | 3.2379 | 3.214 | 3.2312 | 3.2344 | 3.3774 | 3.6863 | 3.9806 | 4.3093 | 4.382 | 4.2547 | 4.4372 | 4.5393 | 4.4995 | 4.7112 | 4.7853 | 4.8521 | 4.979 | 5.1463 | 5.0148 | 4.6188 | 4.2895 | 3.8525 | 3.5393
2020-01-20 | 3.3943 | 3.314 | 3.3419 | 3.317 | 3.3389 | 3.5133 | 3.7252 | 3.9576 | 4.1401 | 4.0584 | 3.9372 | 4.0828 | 4.0287 | 4.1119 | 4.0909 | 4.2751 | 4.326 | 4.6375 | 4.994 | 4.8988 | 4.3844 | 4.1138 | 3.7643 | 3.4508
2020-01-21 | 3.2944 | 3.219 | 3.1831 | 3.2142 | 3.3032 | 3.5063 | 3.8341 | 4.1217 | 4.0518 | 4.1764 | 4.4016 | 4.5523 | 4.6291 | 4.4731 | 4.3195 | 4.5056 | 4.5094 | 4.9453 | 5.199 | 4.6764 | 4.6326 | 4.4351 | 3.9684 | 3.5528
2020-01-22 | 3.4096 | 3.3021 | 3.2381 | 3.2574 | 3.3449 | 3.6063 | 3.9513 | 4.0865 | 3.9221 | 3.9512 | 3.9394 | 3.974 | 4.2919 | 4.4161 | 4.4452 | 4.8292 | 4.9279 | 5.17 | 5.2691 | 5.0628 | 4.8268 | 4.4195 | 3.9787 | 3.5163
2020-01-23 | 3.3505 | 3.2306 | 3.2265 | 3.1886 | 3.2643 | 3.5746 | 3.9247 | 4.1787 | 4.1079 | 4.1011 | 4.3391 | 4.4805 | 4.4329 | 4.326 | 4.7166 | 4.8064 | 4.8965 | 5.1145 | 5.3122 | 4.9594 | 4.7412 | 4.2381 | 3.8589 | 3.5645
2020-01-24 | 3.3466 | 3.2806 | 3.2746 | 3.2679 | 3.4921 | 3.7147 | 4.1668 | 4.3844 | 4.4511 | 4.3964 | 4.5516 | 4.6936 | 4.6397 | 4.6771 | 4.7599 | 4.733 | 4.9277 | 5.2158 | 5.2827 | 4.978 | 4.754 | 4.5827 | 4.1239 | 3.8345
2020-01-25 | 3.6437 | 3.5978 | 3.3782 | 3.3379 | 3.3527 | 3.5549 | 3.734 | 3.9864 | 4.2175 | 4.2036 | 4.0803 | 4.0198 | 3.9605 | 3.943 | 4.0258 | 4.0895 | 4.1794 | 4.5443 | 4.7943 | 4.653 | 4.4163 | 4.1529 | 3.7877 | 3.5339
2020-01-26 | 3.432 | 3.2822 | 3.2891 | 3.1659 | 3.1715 | 3.3529 | 3.5413 | 3.7032 | 3.9644 | 4.0633 | 4.0438 | 4.1705 | 4.2254 | 4.1404 | 4.0197 | 4.1729 | 4.3577 | 4.5268 | 4.7076 | 4.7463 | 4.5402 | 4.0948 | 3.7283 | 3.4631
2020-01-27 | 3.3676 | 3.2824 | 3.2617 | 3.2855 | 3.3469 | 3.6176 | 3.8976 | 4.1414 | 4.1251 | 4.0473 | 3.9282 | 3.9868 | 3.9524 | 3.9577 | 3.8249 | 3.9772 | 4.2194 | 4.6152 | 4.9323 | 4.8674 | 4.6541 | 4.1979 | 3.731 | 3.4555
2020-01-28 | 3.3578 | 3.2688 | 3.24 | 3.2395 | 3.3484 | 3.6572 | 4.1791 | 4.2396 | 4.2557 | 4.3227 | 4.1799 | 4.2449 | 4.2828 | 4.1471 | 4.5216 | 4.7938 | 5.0452 | 5.0107 | 5.1918 | 5.0277 | 4.7619 | 4.3847 | 3.8152 | 3.5148
2020-01-29 | 3.3914 | 3.3307 | 3.2941 | 3.2796 | 3.3583 | 3.7579 | 4.1009 | 4.3526 | 4.4377 | 4.5284 | 4.432 | 4.2041 | 4.1812 | 4.3527 | 4.2884 | 4.3795 | 4.7392 | 4.8937 | 4.9955 | 5.0095 | 4.8385 | 4.4536 | 3.9119 | 3.6595
2020-01-30 | 3.4848 | 3.4131 | 3.3909 | 3.3901 | 3.4608 | 3.7493 | 4.0584 | 4.4258 | 4.588 | 4.332 | 4.2346 | 4.3797 | 4.7824 | 4.6019 | 4.5416 | 4.6016 | 4.7954 | 4.9716 | 5.2484 | 4.9594 | 4.6133 | 4.2774 | 3.8007 | 3.5155
2020-01-31 | 3.3862 | 3.3376 | 3.2808 | 3.2922 | 3.3704 | 3.6392 | 4.0098 | 4.2787 | 4.4112 | 4.425 | 4.4101 | 4.6739 | 4.6947 | 4.4532 | 4.8344 | 4.8742 | 4.797 | 5.2139 | 5.2333 | 4.8568 | 4.4984 | 4.3266 | 3.9861 | 3.585
2020-02-01 | 3.3768 | 3.3093 | 3.2439 | 3.2375 | 3.238 | 3.4575 | 3.6417 | 3.9874 | 4.2354 | 4.3899 | 4.5172 | 4.597 | 4.528 | 4.3537 | 4.4647 | 4.584 | 4.5442 | 4.7166 | 4.765 | 4.7527 | 4.6305 | 4.342 | 3.8429 | 3.5422
2020-02-02 | 3.3265 | 3.2169 | 3.2037 | 3.1659 | 3.2087 | 3.3796 | 3.5651 | 3.8551 | 4.2059 | 4.2902 | 4.2295 | 4.3906 | 4.2339 | 4.1047 | 4.0987 | 4.2087 | 4.191 | 4.6181 | 4.7714 | 4.629 | 4.3865 | 4.0187 | 3.6897 | 3.3769
2020-02-03 | 3.2439 | 3.1568 | 3.143 | 3.1215 | 3.1811 | 3.5296 | 3.9071 | 4.2281 | 4.4109 | 4.433 | 4.2726 | 4.1673 | 4.347 | 4.3002 | 4.4439 | 4.6483 | 4.6801 | 4.8621 | 5.0282 | 4.8061 | 4.5818 | 4.2241 | 3.7438 | 3.4894
2020-02-04 | 3.3724 | 3.2599 | 3.2342 | 3.3215 | 3.4136 | 3.6919 | 4.0703 | 4.2918 | 4.422 | 4.3879 | 4.2664 | 4.4755 | 4.487 | 4.4818 | 4.5338 | 4.4855 | 4.7066 | 4.767 | 5.0521 | 5.1772 | 4.7424 | 4.2556 | 3.8066 | 3.5146
2020-02-05 | 3.1445 | 3.0878 | 3.0054 | 3.0067 | 3.0685 | 3.3293 | 3.792 | 3.9949 | 4.0375 | 4.1791 | 4.3035 | 4.2813 | 4.1148 | 4.2412 | 4.4272 | 4.4467 | 4.7066 | 4.8621 | 5.182 | 5.0425 | 4.7503 | 4.3672 | 3.8529 | 3.7328
2020-02-06 | 3.7402 | 3.4844 | 3.4946 | 3.4895 | 3.6508 | 3.9961 | 4.3606 | 4.7384 | 4.9288 | 4.845 | 4.9833 | 4.9231 | 4.5343 | 4.6205 | 4.608 | 4.7529 | 4.8185 | 5.0208 | 5.1814 | 5.0824 | 4.6764 | 4.3692 | 4.0491 | 3.6127
2020-02-07 | 3.3274 | 3.2434 | 3.2166 | 3.2064 | 3.3181 | 3.6639 | 4.1897 | 4.487 | 4.4381 | 4.2306 | 4.3117 | 4.3194 | 4.4263 | 4.408 | 4.3501 | 4.4329 | 4.9099 | 5.0932 | 5.136 | 4.9273 | 4.735 | 4.5615 | 4.0321 | 3.7585
2020-02-08 | 3.4822 | 3.4057 | 3.2901 | 3.2946 | 3.3303 | 3.4954 | 3.8936 | 4.2299 | 4.4682 | 4.3023 | 3.9486 | 4.0809 | 4.2238 | 4.1624 | 4.1052 | 4.2534 | 4.4016 | 4.7395 | 4.8133 | 4.714 | 4.2384 | 3.9686 | 3.8345 | 3.5606
2020-02-09 | 3.2855 | 3.1352 | 3.1107 | 3.1036 | 3.1368 | 3.2716 | 3.5391 | 3.7864 | 4.1826 | 4.3527 | 4.3696 | 4.4234 | 4.272 | 4.3259 | 4.1612 | 4.474 | 4.5627 | 4.8397 | 5.0535 | 4.8434 | 4.5882 | 4.3387 | 3.9229 | 3.6517
2020-02-10 | 3.4895 | 3.3305 | 3.1966 | 3.2356 | 3.2634 | 3.592 | 3.993 | 4.2319 | 4.3329 | 4.1233 | 3.9991 | 3.876 | 3.8762 | 3.816 | 3.8488 | 4.1434 | 4.302 | 4.6751 | 4.976 | 4.851 | 4.5022 | 4.1993 | 3.7659 | 3.3703
2020-02-11 | 3.2375 | 3.1564 | 3.1112 | 3.1303 | 3.2104 | 3.6413 | 4.1729 | 4.3931 | 4.3806 | 4.2949 | 4.1285 | 4.1445 | 4.0752 | 4.0645 | 4.0596 | 4.1506 | 4.45 | 4.8473 | 4.9835 | 5.0621 | 4.7321 | 4.3232 | 3.8081 | 3.3805
2020-02-12 | 3.2218 | 3.1668 | 3.1662 | 3.1509 | 3.2285 | 3.665 | 3.9561 | 4.2455 | 4.2796 | 4.2536 | 3.9843 | 3.952 | 3.8948 | 4.007 | 4.0441 | 4.2287 | 4.4993 | 4.7111 | 5.0663 | 4.9255 | 4.5913 | 4.1598 | 3.7632 | 3.5102
2020-02-13 | 3.3628 | 3.2762 | 3.2276 | 3.2414 | 3.3325 | 3.6301 | 3.9829 | 4.1267 | 4.2492 | 4.4035 | 4.348 | 4.1107 | 4.1242 | 4.0208 | 4.0886 | 4.2113 | 4.3959 | 4.6048 | 5.0385 | 4.8697 | 4.5336 | 4.285 | 3.8879 | 3.474
2020-02-14 | 3.2602 | 3.1849 | 3.1582 | 3.1881 | 3.2646 | 3.4967 | 3.8231 | 4.0459 | 4.3714 | 4.3725 | 4.3081 | 4.1509 | 4.0965 | 3.9958 | 4.1098 | 4.1995 | 4.3175 | 4.6458 | 4.934 | 4.9748 | 4.7335 | 4.5391 | 4.0802 | 3.6787
2020-02-15 | 3.4754 | 3.3626 | 3.3286 | 3.2837 | 3.4085 | 3.5708 | 3.8564 | 4.0216 | 4.4513 | 4.4083 | 4.286 | 4.2571 | 4.4011 | 4.0095 | 4.2653 | 4.3623 | 4.4669 | 4.6875 | 4.9683 | 4.9068 | 4.6389 | 4.3946 | 3.9447 | 3.5773
2020-02-16 | 3.2799 | 3.1529 | 3.1747 | 3.135 | 3.1719 | 3.2875 | 3.5217 | 3.7915 | 4.0622 | 4.0714 | 4.1092 | 4.0202 | 4.1695 | 4.1023 | 4.3215 | 4.4408 | 4.4995 | 4.6559 | 4.8442 | 4.8324 | 4.613 | 4.3287 | 3.9932 | 3.6259
2020-02-17 | 3.3851 | 3.2814 | 3.2684 | 3.2329 | 3.2762 | 3.4661 | 3.6794 | 3.9349 | 4.1723 | 4.122 | 3.9778 | 3.953 | 3.9141 | 3.8803 | 4.1114 | 4.3456 | 4.7917 | 4.8601 | 4.9042 | 4.8942 | 4.5722 | 4.2921 | 3.8608 | 3.4661
2020-02-18 | 3.3392 | 3.235 | 3.1885 | 3.2205 | 3.3036 | 3.525 | 3.9038 | 4.1771 | 4.5511 | 4.5087 | 4.5614 | 4.4907 | 4.4543 | 4.4231 | 4.4111 | 4.4385 | 4.4915 | 4.8519 | 4.9049 | 4.8013 | 4.4824 | 4.1623 | 3.7746 | 3.4343
2020-02-19 | 3.2628 | 3.1849 | 3.2577 | 3.239 | 3.386 | 3.8175 | 4.2159 | 4.4303 | 4.5695 | 4.4796 | 4.4918 | 4.5898 | 4.5898 | 4.5863 | 4.4937 | 4.5256 | 4.633 | 4.8925 | 5.1695 | 5.0136 | 4.6087 | 4.5255 | 3.9027 | 3.4489
2020-02-20 | 3.3204 | 3.2496 | 3.2769 | 3.2276 | 3.2844 | 3.6226 | 3.8861 | 4.0501 | 4.1947 | 4.1124 | 4.2049 | 4.3947 | 4.2516 | 4.3317 | 4.4515 | 4.7345 | 4.9315 | 5.1737 | 5.1817 | 5.0714 | 4.878 | 4.3645 | 3.7701 | 3.5035
2020-02-21 | 3.237 | 3.1231 | 3.096 | 3.1823 | 3.2805 | 3.6335 | 4.1334 | 4.23 | 4.1438 | 4.1276 | 4.4836 | 4.593 | 4.7441 | 4.5697 | 4.5797 | 4.9259 | 5.0946 | 5.1821 | 5.1806 | 5.1812 | 5.1467 | 4.7387 | 4.1634 | 3.8487
2020-02-22 | 3.5059 | 3.3039 | 3.3326 | 3.2504 | 3.2862 | 3.4876 | 3.8103 | 4.0245 | 4.3563 | 4.51 | 4.4248 | 4.3184 | 4.2575 | 4.2724 | 4.3099 | 4.488 | 4.6977 | 4.8156 | 4.871 | 4.9402 | 4.5724 | 4.15 | 3.8756 | 3.4972
2020-02-23 | 3.3854 | 3.1275 | 3.1669 | 3.2036 | 3.2439 | 3.3658 | 3.6365 | 3.8631 | 4.2238 | 4.3913 | 4.2172 | 4.0873 | 4.1752 | 4.2586 | 4.406 | 4.557 | 4.6426 | 5.0312 | 5.1013 | 5.0502 | 4.7521 | 4.3742 | 3.8625 | 3.5736
2020-02-24 | 3.381 | 3.3673 | 3.2898 | 3.2133 | 3.2235 | 3.4267 | 3.9941 | 4.3227 | 4.2942 | 4.1301 | 4.0258 | 4.1462 | 4.3001 | 4.155 | 4.2875 | 4.41 | 4.4932 | 4.727 | 5.0785 | 4.9222 | 4.5511 | 4.1815 | 3.8004 | 3.4756
2020-02-25 | 3.3607 | 3.2933 | 3.2505 | 3.2448 | 3.3114 | 3.6526 | 3.9347 | 4.0646 | 4.2881 | 4.3295 | 4.2168 | 4.0647 | 3.9246 | 4.1607 | 4.2412 | 4.3891 | 4.5139 | 4.7833 | 5.0921 | 4.8633 | 4.5435 | 4.2733 | 3.7576 | 3.4945
2020-02-26 | 3.3639 | 3.2765 | 3.2921 | 3.2769 | 3.3656 | 3.6661 | 4.0135 | 4.0954 | 4.1169 | 4.0545 | 4.0283 | 3.8952 | 3.8441 | 3.7977 | 3.8606 | 4.0074 | 4.0846 | 4.4779 | 4.9231 | 5.0053 | 4.7436 | 4.3242 | 3.783 | 3.4243
2020-02-27 | 3.3046 | 3.232 | 3.1032 | 3.1066 | 3.1709 | 3.5229 | 3.7658 | 3.7963 | 3.8233 | 3.7618 | 3.7335 | 3.7371 | 3.6455 | 3.9038 | 3.8784 | 4.0963 | 4.1705 | 4.6794 | 4.8568 | 4.7555 | 4.5643 | 4.144 | 3.7161 | 3.3124
2020-02-28 | 3.2748 | 3.142 | 3.1638 | 3.1361 | 3.2255 | 3.5389 | 3.9583 | 4.1778 | 4.1005 | 4.0271 | 3.8828 | 3.9045 | 3.8483 | 3.7893 | 3.9117 | 4.0466 | 4.1596 | 4.4276 | 4.6303 | 4.768 | 4.5576 | 4.3123 | 3.896 | 3.5334
2020-02-29 | 3.3389 | 3.2741 | 3.2239 | 3.1451 | 3.2096 | 3.336 | 3.6172 | 3.7849 | 4.0664 | 4.0669 | 3.8415 | 3.765 | 3.8012 | 3.7677 | 3.8415 | 4.0116 | 4.1512 | 4.3997 | 4.7108 | 4.7716 | 4.4209 | 4.1901 | 3.7555 | 3.4199
2020-03-01 | 3.0263 | 2.9772 | 2.9694 | 2.9282 | 2.9352 | 3.0665 | 3.3518 | 3.5571 | 3.7809 | 3.8353 | 3.7263 | 3.6528 | 3.4909 | 3.4716 | 3.4767 | 3.5435 | 3.7264 | 3.9951 | 4.3309 | 4.3775 | 4.2513 | 3.8158 | 3.4743 | 3.089
2020-03-02 | 2.9764 | 2.9262 | 2.8672 | 2.7704 | 2.8604 | 3.107 | 3.3776 | 3.6134 | 3.8732 | 3.7321 | 3.6355 | 3.5351 | 3.4871 | 3.4463 | 3.4908 | 3.6453 | 3.7605 | 4.1613 | 4.5648 | 4.5107 | 4.1188 | 3.8744 | 3.5566 | 3.1696
2020-03-03 | 3.0108 | 2.9444 | 2.9153 | 2.9783 | 2.9963 | 3.3227 | 3.7656 | 4.0314 | 4.0542 | 4.0464 | 3.8793 | 3.8264 | 3.7391 | 3.8471 | 3.8512 | 4.2179 | 4.3639 | 4.7417 | 4.9643 | 4.9472 | 4.683 | 4.0943 | 3.5192 | 3.1622
2020-03-04 | 3.033 | 2.9584 | 2.9443 | 2.9517 | 3.025 | 3.3024 | 3.775 | 3.9116 | 4.0967 | 4.1139 | 3.9467 | 3.8803 | 4.1724 | 4.495 | 4.4755 | 4.3869 | 4.5339 | 4.9516 | 5.004 | 4.9087 | 4.6607 | 4.3186 | 3.8268 | 3.375
2020-03-05 | 3.2256 | 3.1367 | 3.0316 | 2.9898 | 3.0323 | 3.4293 | 3.8407 | 4.2442 | 4.5533 | 4.2656 | 3.8762 | 4.0322 | 4.0236 | 4.1313 | 4.1293 | 4.2021 | 4.4914 | 4.8449 | 4.8406 | 4.7874 | 4.4437 | 4.0197 | 3.4974 | 3.2004
2020-03-06 | 3.0587 | 2.9978 | 3.0336 | 2.9962 | 3.0197 | 3.3998 | 3.9583 | 4.1544 | 3.9369 | 3.7594 | 3.6389 | 3.7235 | 3.7342 | 3.815 | 4.1154 | 4.3708 | 4.3664 | 4.6776 | 4.829 | 4.6856 | 4.4492 | 4.0771 | 3.5834 | 3.273
2020-03-07 | 3.1257 | 3.0688 | 3.0452 | 3.0679 | 3.0699 | 3.2622 | 3.5717 | 3.7255 | 4.2017 | 4.1924 | 3.8369 | 3.8282 | 3.8528 | 3.7699 | 3.8199 | 3.8311 | 4.2435 | 4.5489 | 4.2978 | 4.3634 | 4.1166 | 3.9806 | 3.5213 | 3.1824
2020-03-08 | 3.0864 | 3.0186 | 3.066 | 2.9677 | 3.0292 | 3.171 | 3.3679 | 3.6017 | 3.9551 | 3.8962 | 3.8218 | 3.8592 | 4.1497 | 4.078 | 4.0337 | 4.3959 | 4.6722 | 4.745 | 4.8685 | 4.7267 | 4.6313 | 4.3517 | 3.8774 | 3.4497
2020-03-09 | 3.256 | 3.1748 | 3.1141 | 3.1001 | 3.1635 | 3.4271 | 3.8134 | 3.9648 | 4.0103 | 4.0668 | 3.9916 | 4.1899 | 4.1104 | 3.8409 | 3.9336 | 3.9822 | 4.1964 | 4.6448 | 4.7991 | 4.5909 | 4.3282 | 3.936 | 3.5312 | 3.2137
2020-03-10 | 3.0983 | 3.0123 | 2.9874 | 3.0012 | 3.0606 | 3.3382 | 3.801 | 3.9424 | 3.9383 | 3.9486 | 3.8367 | 3.813 | 3.7349 | 4.1494 | 4.2981 | 4.3265 | 4.5445 | 4.7396 | 4.7852 | 4.8299 | 4.5286 | 4.1231 | 3.5725 | 3.2763
2020-03-11 | 3.1853 | 3.1234 | 3.0572 | 3.0772 | 3.1079 | 3.4394 | 3.8176 | 4.0783 | 4.0662 | 4.0404 | 3.7862 | 3.8389 | 4.1392 | 4.0013 | 4.1723 | 4.3859 | 4.4231 | 4.8019 | 5.0918 | 4.9653 | 4.6118 | 4.2327 | 3.6031 | 3.2582
2020-03-12 | 3.338 | 3.2108 | 3.1716 | 3.1625 | 3.2291 | 3.5948 | 3.9249 | 4.0995 | 4.0451 | 3.863 | 3.8082 | 4.0986 | 4.2349 | 4.2399 | 4.3477 | 4.6156 | 4.7753 | 5.1563 | 5.2803 | 5.1125 | 4.5771 | 4.2049 | 3.7289 | 3.3158
2020-03-13 | 3.1391 | 3.0286 | 3.0095 | 3.0144 | 3.0156 | 3.3208 | 3.6959 | 3.783 | 3.8628 | 3.7484 | 3.6611 | 3.6898 | 3.8442 | 3.9887 | 4.122 | 4.3756 | 4.448 | 4.4822 | 4.6135 | 4.6407 | 4.2304 | 3.9112 | 3.5331 | 3.2672
2020-03-14 | 3.0757 | 3.0098 | 3.0265 | 3.0663 | 3.0636 | 3.2209 | 3.6037 | 3.8669 | 4.0556 | 4.052 | 4.0265 | 3.8118 | 4.1009 | 3.9779 | 4.0848 | 4.3106 | 4.4191 | 4.7517 | 4.7107 | 4.8253 | 4.596 | 4.3542 | 3.8607 | 3.3705
2020-03-15 | 3.131 | 3.0648 | 3.0348 | 3.0792 | 2.9849 | 3.12 | 3.3156 | 3.3967 | 3.5712 | 3.5467 | 3.5274 | 3.5476 | 3.5043 | 3.3744 | 3.4669 | 3.6437 | 3.8323 | 4.2372 | 4.376 | 4.2617 | 3.9667 | 3.7547 | 3.4112 | 3.1122
2020-03-16 | 2.974 | 2.8901 | 2.8888 | 2.8204 | 2.901 | 3.1055 | 3.3386 | 3.517 | 3.9696 | 3.8992 | 3.7433 | 3.4803 | 3.3776 | 3.5376 | 3.4775 | 3.6742 | 3.8042 | 4.184 | 4.4659 | 4.5976 | 4.3014 | 3.8049 | 3.3116 | 3.0324
2020-03-17 | 2.9213 | 2.9703 | 2.9868 | 3.0049 | 3.0407 | 3.3199 | 3.5865 | 3.5938 | 3.6952 | 3.6997 | 3.7918 | 3.6545 | 3.6372 | 3.6634 | 3.5605 | 3.6697 | 3.8729 | 4.2744 | 4.3945 | 4.4451 | 4.2233 | 3.8742 | 3.4387 | 3.0815
2020-03-18 | 2.9792 | 2.905 | 2.9176 | 2.9166 | 2.9315 | 3.2662 | 3.4505 | 3.5645 | 3.7135 | 3.7126 | 3.6861 | 3.8046 | 3.9583 | 4.0938 | 4.1025 | 4.0891 | 4.1055 | 4.4342 | 4.5244 | 4.6536 | 4.4036 | 4.1394 | 3.6315 | 3.1561
2020-03-19 | 3.0514 | 2.9597 | 2.9451 | 2.9148 | 2.9913 | 3.3542 | 3.5439 | 3.7215 | 3.9065 | 3.716 | 3.7384 | 3.57 | 3.35 | 3.4408 | 3.7617 | 3.8829 | 3.9307 | 4.245 | 4.492 | 4.5586 | 4.2234 | 3.8093 | 3.3916 | 3.0345
2020-03-20 | 2.931 | 2.8838 | 2.8657 | 2.8271 | 2.9437 | 3.185 | 3.5268 | 3.7878 | 3.9092 | 3.8356 | 4.1075 | 4.0498 | 3.8186 | 3.957 | 4.1284 | 4.2301 | 4.2913 | 4.5014 | 4.673 | 4.6031 | 4.3336 | 3.9349 | 3.5249 | 3.2009
2020-03-21 | 3.1013 | 3.0248 | 3.0176 | 3.0151 | 3.0381 | 3.1713 | 3.3897 | 3.4823 | 3.5644 | 3.5676 | 3.4608 | 3.4637 | 3.4563 | 3.3679 | 3.6655 | 4.3169 | 4.1502 | 4.3843 | 4.3496 | 4.304 | 4.0072 | 4.0313 | 3.5324 | 3.161
2020-03-22 | 3.2261 | 3.1614 | 2.9944 | 2.9514 | 2.9523 | 3.1312 | 3.3202 | 3.4285 | 3.7051 | 3.7565 | 3.7728 | 4.1166 | 3.9646 | 4.2974 | 4.2871 | 4.2535 | 4.4997 | 4.8107 | 4.8999 | 4.8945 | 4.9108 | 4.3649 | 3.8698 | 3.4557
2020-03-23 | 3.2893 | 3.1764 | 3.119 | 3.0533 | 3.1318 | 3.2507 | 3.5989 | 3.8793 | 4.3838 | 4.263 | 4.4564 | 3.9218 | 4.2695 | 4.0768 | 4.0583 | 4.1696 | 4.4478 | 4.5725 | 4.6708 | 4.9151 | 4.4685 | 3.9353 | 3.4973 | 3.1347
2020-03-24 | 2.9933 | 2.9656 | 2.9086 | 2.9238 | 2.9908 | 3.2632 | 3.6292 | 3.7982 | 3.9388 | 3.8931 | 3.7917 | 3.7945 | 4.0834 | 3.9673 | 4.1036 | 4.5474 | 4.5796 | 4.7419 | 4.9504 | 4.8777 | 4.4721 | 3.9947 | 3.5535 | 3.1837
2020-03-25 | 3.0085 | 2.9441 | 2.9192 | 2.8848 | 2.9538 | 3.2107 | 3.6071 | 3.6159 | 3.7233 | 3.7188 | 3.6807 | 3.8749 | 3.9304 | 3.9734 | 4.0032 | 4.1672 | 4.3143 | 4.5936 | 4.5914 | 4.6583 | 4.5342 | 4.074 | 3.5858 | 3.1467
2020-03-26 | 3.056 | 3.0142 | 2.9823 | 3.0237 | 3.0653 | 3.3722 | 3.7552 | 3.9148 | 4.1256 | 4.3194 | 4.4614 | 4.5403 | 4.3544 | 4.3191 | 4.4015 | 4.4462 | 4.6129 | 4.8953 | 4.7072 | 4.8348 | 4.6655 | 3.9599 | 3.4159 | 3.0932
2020-03-27 | 2.9531 | 2.8702 | 2.8496 | 2.8641 | 2.9216 | 3.137 | 3.5406 | 3.58 | 3.6366 | 3.6031 | 3.7086 | 3.8342 | 3.8769 | 3.8499 | 3.9304 | 4.1361 | 4.1787 | 4.3152 | 4.3004 | 4.3388 | 4.1299 | 3.723 | 3.428 | 3.1843
2020-03-28 | 3.0277 | 2.9626 | 2.9804 | 2.9344 | 2.9324 | 3.0963 | 3.28 | 3.4347 | 3.7426 | 3.9033 | 3.8698 | 4.315 | 3.8502 | 3.7246 | 3.9461 | 4.0718 | 4.1365 | 4.4815 | 4.4325 | 4.5146 | 4.1263 | 3.666 | 3.4443 | 3.0773
2020-03-29 | 2.9522 | 2.8589 | 2.8477 | 2.8342 | 2.8624 | 3.0045 | 3.1254 | 3.2246 | 3.6391 | 3.5299 | 3.6147 | 3.7569 | 3.6206 | 3.6806 | 3.7183 | 3.9684 | 4.1053 | 4.4203 | 4.454 | 4.5372 | 4.267 | 3.8651 | 3.3418 | 3.0702
2020-03-30 | 2.9738 | 3.0107 | 2.9454 | 2.9709 | 3.0243 | 3.2652 | 3.5255 | 3.8586 | 4.0812 | 3.8952 | 4.0105 | 3.9382 | 3.9042 | 3.9324 | 3.7909 | 3.9866 | 3.9773 | 4.2929 | 4.2652 | 4.4846 | 4.0747 | 3.6219 | 3.2301 | 2.9714
2020-03-31 | 2.8762 | 2.7666 | 2.7513 | 2.7832 | 2.8832 | 3.1353 | 3.3482 | 3.4909 | 3.5611 | 3.5721 | 3.5299 | 3.68 | 3.5436 | 3.5573 | 3.7519 | 3.8434 | 3.9656 | 4.3948 | 4.7639 | 4.9018 | 4.5945 | 4.2006 | 3.558 | 3.2628
2020-04-01 | 2.62 | 2.5851 | 2.5393 | 2.5046 | 2.5496 | 2.7619 | 3.0223 | 3.1144 | 3.2159 | 3.4315 | 3.4099 | 3.2477 | 3.2467 | 3.2425 | 3.2646 | 3.6652 | 3.756 | 4.0665 | 4.1498 | 4.1884 | 3.891 | 3.132 | 2.8802 | 2.7312
2020-04-02 | 2.7054 | 2.4533 | 2.526 | 2.4766 | 2.5168 | 2.7148 | 2.9211 | 2.9947 | 3.0814 | 3.01 | 3.2114 | 3.2668 | 3.2254 | 3.1862 | 3.3026 | 3.5845 | 3.8452 | 4.0584 | 4.1864 | 4.1203 | 3.7555 | 3.5031 | 3.0936 | 2.8535
2020-04-03 | 2.6262 | 2.6081 | 2.5741 | 2.5854 | 2.6312 | 2.8325 | 3.1215 | 3.3204 | 3.5704 | 3.4846 | 3.4781 | 3.3766 | 3.1143 | 3.2988 | 3.5736 | 3.7289 | 3.75 | 3.8588 | 3.829 | 3.9081 | 3.6713 | 3.2541 | 2.9437 | 2.5914
2020-04-04 | 2.4885 | 2.3868 | 2.4289 | 2.4501 | 2.4658 | 2.6128 | 2.7019 | 2.7481 | 2.8221 | 2.8298 | 2.817 | 3.0841 | 2.9754 | 2.9894 | 3.0853 | 3.2046 | 3.3688 | 3.6894 | 3.8744 | 4.0058 | 3.5699 | 3.4148 | 3.1372 | 2.8138
2020-04-05 | 2.6947 | 2.5842 | 2.555 | 2.5631 | 2.5781 | 2.6725 | 2.8229 | 2.9585 | 3.0967 | 3.0282 | 3.3838 | 3.3602 | 3.2343 | 3.3706 | 3.3916 | 3.567 | 3.6339 | 3.7206 | 3.7567 | 3.9049 | 3.4539 | 3.2118 | 2.9224 | 2.7404
2020-04-06 | 2.5753 | 2.3896 | 2.3899 | 2.4234 | 2.4719 | 2.6605 | 2.9318 | 3.0883 | 3.22 | 3.1135 | 3.2365 | 3.4198 | 3.3817 | 3.4256 | 3.6023 | 3.768 | 3.9513 | 4.0569 | 4.1841 | 4.1492 | 3.7768 | 3.3844 | 2.9075 | 2.642
2020-04-07 | 2.6388 | 2.6022 | 2.5462 | 2.4857 | 2.476 | 2.6686 | 2.9782 | 3.1677 | 3.2322 | 3.142 | 3.2525 | 3.1725 | 3.0449 | 3.2716 | 3.3858 | 3.5731 | 3.7705 | 4.0272 | 4.1849 | 4.187 | 3.9812 | 3.3608 | 2.9775 | 2.6508
2020-04-08 | 2.6119 | 2.5688 | 2.5312 | 2.4736 | 2.5453 | 2.7887 | 3.0828 | 3.4608 | 3.6031 | 3.6219 | 3.4089 | 3.3948 | 3.3741 | 3.4141 | 3.3 | 3.4768 | 3.6893 | 4.0469 | 4.1553 | 4.1565 | 3.8127 | 3.4006 | 3.1266 | 2.7058
2020-04-09 | 2.6006 | 2.5992 | 2.5602 | 2.5324 | 2.576 | 2.8057 | 3.1283 | 3.4353 | 3.5819 | 3.7581 | 3.9008 | 3.4698 | 3.329 | 3.2999 | 3.4011 | 3.6722 | 3.8396 | 4.1096 | 4.1677 | 4.1875 | 4.0433 | 3.4002 | 3.063 | 2.7437
2020-04-10 | 2.5936 | 2.5506 | 2.5636 | 2.5694 | 2.6114 | 2.8288 | 3.2076 | 3.4976 | 4.0439 | 3.9513 | 3.7204 | 3.5913 | 3.5606 | 3.5253 | 3.6959 | 3.7848 | 3.9572 | 4.136 | 4.187 | 4.1899 | 4.0357 | 3.6032 | 3.229 | 2.8234
2020-04-11 | 2.6762 | 2.6101 | 2.642 | 2.6137 | 2.6014 | 2.762 | 2.9281 | 3.1235 | 3.327 | 3.2379 | 3.175 | 3.0116 | 3.0383 | 3.0639 | 3.1145 | 3.1973 | 3.3718 | 3.7804 | 3.675 | 3.7729 | 3.3936 | 3.1281 | 2.9004 | 2.6442
2020-04-12 | 2.5728 | 2.4932 | 2.5149 | 2.525 | 2.5493 | 2.7287 | 2.8321 | 2.9324 | 3.2278 | 3.2644 | 3.0465 | 3.1207 | 3.2441 | 3.1532 | 3.2991 | 3.6814 | 3.6951 | 4.0383 | 4.0907 | 4.1172 | 3.8904 | 3.537 | 3.0681 | 2.7406
2020-04-13 | 2.5 | 2.5005 | 2.4565 | 2.4938 | 2.4981 | 2.7415 | 2.98 | 3.1746 | 3.0936 | 2.9155 | 2.8417 | 2.7204 | 2.7126 | 2.7474 | 2.8284 | 3.1143 | 3.325 | 3.6747 | 3.9984 | 4.178 | 3.8731 | 3.4832 | 2.9947 | 2.7023
2020-04-14 | 2.617 | 2.5799 | 2.4962 | 2.471 | 2.4616 | 2.638 | 2.8965 | 2.9495 | 3.0022 | 3.085 | 2.9798 | 2.6648 | 3.3876 | 3.156 | 3.2662 | 3.8763 | 3.9223 | 4.1679 | 4.1849 | 4.1574 | 3.9662 | 3.4095 | 2.9843 | 2.8394
2020-04-15 | 2.751 | 2.6468 | 2.5292 | 2.5813 | 2.6649 | 2.8873 | 3.2199 | 3.2732 | 3.5686 | 3.6121 | 3.1818 | 3.2028 | 3.2909 | 3.459 | 3.7507 | 3.8338 | 3.9916 | 4.1576 | 4.1642 | 4.097 | 3.9383 | 3.4349 | 3.001 | 2.7071
2020-04-16 | 2.59 | 2.5992 | 2.5683 | 2.5891 | 2.5873 | 2.8004 | 2.9535 | 2.8396 | 2.9584 | 2.8621 | 2.7976 | 3.0764 | 3.1579 | 2.8913 | 3.1991 | 3.4032 | 3.559 | 3.8135 | 3.9843 | 4.008 | 3.6401 | 3.1727 | 2.924 | 2.7175
2020-04-17 | 2.5468 | 2.4746 | 2.5094 | 2.467 | 2.608 | 2.6906 | 2.9918 | 3.0625 | 3.4328 | 3.4837 | 3.6431 | 3.5289 | 3.507 | 3.4265 | 3.6517 | 3.893 | 3.9256 | 4.1701 | 4.1843 | 4.1817 | 3.9259 | 3.6501 | 3.0578 | 2.8099
2020-04-18 | 2.6994 | 2.6576 | 2.6592 | 2.6198 | 2.6768 | 2.72 | 2.8242 | 2.9689 | 3.2439 | 3.3649 | 3.4202 | 3.2492 | 3.1496 | 3.3013 | 3.395 | 3.4477 | 3.4718 | 3.7976 | 3.9412 | 3.9169 | 3.6505 | 3.2479 | 2.9048 | 2.6693
2020-04-19 | 2.6352 | 2.7859 | 2.6648 | 2.5484 | 2.6264 | 2.8326 | 3.0129 | 3.2432 | 3.4715 | 3.6222 | 3.4694 | 3.3439 | 3.3824 | 3.4071 | 3.6136 | 3.723 | 3.9287 | 4.0983 | 4.1579 | 4.1929 | 4.0902 | 3.7175 | 2.9235 | 2.6817
2020-04-20 | 2.599 | 2.5309 | 2.5399 | 2.4958 | 2.5411 | 2.723 | 2.9649 | 3.1797 | 3.3377 | 3.1438 | 3.5735 | 3.2678 | 3.123 | 3.0336 | 3.1548 | 2.9763 | 3.1362 | 3.502 | 3.6686 | 3.8448 | 3.5651 | 3.1788 | 2.7859 | 2.57
2020-04-21 | 2.5436 | 2.5088 | 2.5162 | 2.5012 | 2.5195 | 2.826 | 3.0165 | 3.0152 | 3.2342 | 3.3144 | 3.198 | 2.9799 | 2.9828 | 2.92 | 3.097 | 3.1509 | 3.3961 | 3.6742 | 3.8529 | 3.902 | 3.6381 | 3.2519 | 2.7749 | 2.6171
2020-04-22 | 2.5351 | 2.5023 | 2.4899 | 2.4846 | 2.5102 | 2.7845 | 2.9887 | 3.063 | 3.14 | 2.9424 | 2.893 | 2.8238 | 2.8398 | 2.7928 | 2.9959 | 3.4201 | 3.5637 | 3.6961 | 3.8948 | 3.9182 | 3.6539 | 3.2915 | 2.8535 | 2.6534
2020-04-23 | 2.6099 | 2.5315 | 2.6057 | 2.6644 | 2.7632 | 3.115 | 3.2848 | 3.3306 | 3.4586 | 2.9486 | 2.8654 | 2.7964 | 2.7903 | 2.7805 | 2.8823 | 3.1292 | 3.303 | 3.7919 | 3.9387 | 3.9787 | 3.7744 | 3.2885 | 2.8991 | 2.6522
2020-04-24 | 2.5899 | 2.5175 | 2.5319 | 2.5456 | 2.5771 | 2.8407 | 3.0413 | 3.123 | 3.2585 | 3.1394 | 2.9905 | 3.0364 | 3.0311 | 3.2591 | 3.5363 | 3.4915 | 3.6068 | 3.8421 | 4.1379 | 4.0609 | 3.7778 | 3.4702 | 3.099 | 2.8552
2020-04-25 | 2.7535 | 2.6365 | 2.6242 | 2.6122 | 2.5166 | 2.6837 | 2.841 | 2.9935 | 3.1565 | 3.0132 | 3.2653 | 3.3513 | 3.2765 | 3.2167 | 3.2307 | 3.3372 | 3.5737 | 3.7022 | 3.7845 | 3.6586 | 3.5977 | 3.3422 | 3.1634 | 2.9128
2020-04-26 | 2.77 | 2.68 | 2.6057 | 2.5231 | 2.614 | 2.7024 | 2.815 | 3.0232 | 3.1371 | 3.1148 | 3.173 | 3.1877 | 3.4001 | 3.235 | 3.435 | 3.5401 | 3.7648 | 3.9093 | 3.9939 | 3.9611 | 3.755 | 3.4032 | 3.2178 | 2.8075
2020-04-27 | 2.7263 | 2.741 | 2.7667 | 2.7742 | 2.7873 | 2.8591 | 3.3074 | 3.445 | 3.4452 | 3.1802 | 3.1625 | 3.4178 | 3.3358 | 3.2674 | 3.1756 | 3.7458 | 3.8643 | 3.8685 | 3.9136 | 3.8528 | 3.5882 | 3.265 | 2.9637 | 2.7347
2020-04-28 | 2.6205 | 2.532 | 2.503 | 2.4665 | 2.5071 | 2.711 | 2.9077 | 2.9457 | 3.0883 | 2.9869 | 3.0498 | 3.0114 | 3.0062 | 3.2164 | 3.322 | 3.3659 | 3.4817 | 3.8035 | 3.9276 | 3.9307 | 3.486 | 3.132 | 2.8348 | 2.5691
2020-04-29 | 2.494 | 2.4082 | 2.3754 | 2.3957 | 2.4762 | 2.7451 | 2.9694 | 2.9974 | 3.1837 | 3.2695 | 3.2102 | 3.2005 | 3.0756 | 3.0093 | 3.0823 | 3.1669 | 3.1824 | 3.3637 | 3.629 | 3.7591 | 3.5094 | 3.1845 | 2.8101 | 2.6238
2020-04-30 | 2.5265 | 2.4734 | 2.4841 | 2.447 | 2.4799 | 2.7915 | 2.8876 | 2.9942 | 3.1229 | 3.0355 | 3.0377 | 3.1604 | 3.3388 | 3.2634 | 3.3984 | 3.5479 | 3.5921 | 3.6024 | 3.701 | 3.7752 | 3.4886 | 3.2311 | 2.8807 | 2.6257
2020-05-01 | 2.3797 | 2.2546 | 2.274 | 2.3354 | 2.4007 | 2.5941 | 2.8637 | 2.8708 | 2.9293 | 2.8804 | 2.8091 | 2.6546 | 2.6146 | 2.6296 | 2.7073 | 2.9531 | 3.2208 | 3.3766 | 3.5429 | 3.5236 | 3.4014 | 3.1848 | 2.7647 | 2.5665
2020-05-02 | 2.4542 | 2.388 | 2.4463 | 2.4583 | 2.5022 | 2.699 | 2.7661 | 2.822 | 2.8796 | 3.0677 | 2.9822 | 2.946 | 3.0464 | 3.0453 | 3.0511 | 3.0706 | 3.1008 | 3.044 | 3.1424 | 3.079 | 2.9218 | 2.8452 | 2.5795 | 2.3561
2020-05-03 | 2.2888 | 2.2536 | 2.2242 | 2.2054 | 2.222 | 2.4544 | 2.5484 | 2.6239 | 2.6894 | 2.6254 | 2.5087 | 2.5014 | 2.4353 | 2.5193 | 2.6287 | 2.6799 | 2.6933 | 2.8097 | 2.9362 | 3.0031 | 2.8633 | 2.7009 | 2.4733 | 2.333
2020-05-04 | 2.2351 | 2.1742 | 2.1806 | 2.1671 | 2.2143 | 2.4118 | 2.714 | 2.7521 | 2.7097 | 2.6468 | 2.7189 | 2.7824 | 2.6788 | 2.5874 | 2.6775 | 2.7385 | 2.8159 | 2.9781 | 3.1431 | 3.2454 | 3.1374 | 2.8614 | 2.4715 | 2.2402
2020-05-05 | 2.1876 | 2.128 | 2.1265 | 2.152 | 2.1837 | 2.4413 | 2.575 | 2.7328 | 2.7879 | 2.7982 | 2.8308 | 2.8345 | 2.8375 | 2.6853 | 2.8304 | 3.2191 | 3.2565 | 3.2683 | 3.4728 | 3.4974 | 3.1665 | 2.9442 | 2.6227 | 2.4131
2020-05-06 | 2.3196 | 2.2176 | 2.2656 | 2.3055 | 2.3918 | 2.7171 | 2.8494 | 2.8939 | 2.9626 | 2.903 | 3.0152 | 3.357 | 3.1368 | 2.9893 | 3.2703 | 3.5423 | 3.5721 | 3.5104 | 3.6045 | 3.7441 | 3.5826 | 3.2439 | 2.8725 | 2.4398
2020-05-07 | 2.3881 | 2.2884 | 2.3008 | 2.3247 | 2.3947 | 2.6532 | 2.868 | 2.8979 | 2.8758 | 2.8225 | 2.8862 | 2.915 | 2.8008 | 2.7688 | 2.8247 | 2.8384 | 2.9559 | 3.1657 | 3.3172 | 3.3652 | 3.2243 | 3.0147 | 2.7816 | 2.4944
2020-05-08 | 2.422 | 2.3286 | 2.4159 | 2.3816 | 2.432 | 2.6466 | 2.8614 | 2.9103 | 3.0163 | 2.8685 | 2.8894 | 2.8987 | 2.8115 | 2.8956 | 2.923 | 2.9911 | 3.169 | 3.3378 | 3.4235 | 3.3918 | 3.2204 | 3.0432 | 2.6177 | 2.4554
2020-05-09 | 2.3684 | 2.3689 | 2.3987 | 2.3843 | 2.3791 | 2.4991 | 2.65 | 2.7297 | 2.883 | 2.8476 | 2.7567 | 2.9739 | 3.2698 | 3.195 | 3.2476 | 3.2051 | 3.2631 | 3.4778 | 3.4018 | 3.3922 | 3.2739 | 3.1277 | 2.8575 | 2.6246
2020-05-10 | 2.5433 | 2.4582 | 2.4397 | 2.4029 | 2.4563 | 2.4665 | 2.5958 | 2.802 | 2.9617 | 2.8149 | 2.9793 | 3.1404 | 3.0187 | 3.1273 | 3.1395 | 3.1813 | 3.1897 | 3.4178 | 3.5472 | 3.6419 | 3.5142 | 3.167 | 2.8594 | 2.6404
2020-05-11 | 2.5722 | 2.5039 | 2.5215 | 2.5306 | 2.6048 | 2.7898 | 3.0171 | 3.0802 | 3.3757 | 3.332 | 3.1832 | 3.3024 | 3.1498 | 3.1667 | 3.2745 | 3.4167 | 3.9104 | 3.97 | 3.9471 | 3.847 | 3.8137 | 3.4636 | 3.0882 | 2.7437
2020-05-12 | 2.6489 | 2.6609 | 2.6503 | 2.6665 | 2.6646 | 2.9322 | 3.0856 | 3.2583 | 3.4985 | 3.4254 | 3.4372 | 3.4983 | 3.2364 | 3.3082 | 3.5027 | 3.507 | 3.5909 | 3.7965 | 3.913 | 3.9826 | 3.8798 | 3.5382 | 3.0822 | 2.7424
2020-05-13 | 2.6075 | 2.5185 | 2.5117 | 2.5127 | 2.6207 | 2.844 | 3.0026 | 3.1522 | 3.5439 | 3.4411 | 3.3722 | 3.3008 | 3.3122 | 3.382 | 3.4296 | 3.6268 | 3.635 | 3.9379 | 3.8359 | 3.9827 | 3.9411 | 3.616 | 3.087 | 2.8502
2020-05-14 | 2.871 | 2.7703 | 2.7365 | 2.831 | 2.8489 | 3.1021 | 3.3746 | 3.581 | 3.6742 | 3.5381 | 3.5631 | 3.4938 | 3.4363 | 3.4632 | 3.6343 | 3.7556 | 3.9543 | 4.1942 | 4.1326 | 4.0812 | 3.888 | 3.6244 | 3.2573 | 2.9754
2020-05-15 | 2.7274 | 2.6646 | 2.6624 | 2.7697 | 2.7621 | 3.0353 | 3.2725 | 3.4738 | 3.5348 | 3.5454 | 3.5261 | 3.4422 | 3.3611 | 3.442 | 3.6258 | 3.785 | 3.8954 | 3.9071 | 3.8777 | 3.8809 | 3.7822 | 3.6274 | 3.2818 | 2.9261
2020-05-16 | 2.758 | 2.6604 | 2.7045 | 2.7118 | 2.7376 | 2.9451 | 3.0364 | 3.0943 | 3.5432 | 3.4654 | 3.4206 | 3.3358 | 3.2911 | 3.2026 | 3.268 | 3.3818 | 3.4765 | 3.6039 | 3.6801 | 3.7666 | 3.6777 | 3.4655 | 3.157 | 2.8233
2020-05-17 | 2.7265 | 2.6241 | 2.617 | 2.6094 | 2.642 | 2.7736 | 2.8427 | 2.9713 | 3.3991 | 3.2705 | 3.338 | 3.3835 | 3.267 | 3.2649 | 3.3859 | 3.5351 | 3.6594 | 3.6485 | 3.7677 | 3.7271 | 3.6626 | 3.4374 | 3.1235 | 2.7714
2020-05-18 | 2.664 | 2.7151 | 2.6235 | 2.6045 | 2.6347 | 2.8121 | 3.0716 | 3.1382 | 3.497 | 3.5269 | 3.3393 | 3.4387 | 3.3616 | 3.3681 | 3.5491 | 3.6334 | 3.6623 | 3.8959 | 3.9553 | 3.9336 | 3.9158 | 3.6019 | 3.3271 | 2.9494
2020-05-19 | 2.7724 | 2.6079 | 2.6027 | 2.5922 | 2.576 | 2.8214 | 3.206 | 3.3104 | 3.5878 | 3.4506 | 3.2939 | 3.3653 | 3.296 | 3.4511 | 3.4826 | 3.6624 | 3.706 | 3.831 | 3.8869 | 3.8823 | 3.8095 | 3.3469 | 2.9633 | 2.7335
2020-05-20 | 2.6609 | 2.5934 | 2.6747 | 2.5706 | 2.707 | 2.9258 | 3.1128 | 3.1522 | 3.2095 | 3.1586 | 3.1872 | 3.2515 | 3.0879 | 3.1743 | 3.3516 | 3.3362 | 3.4742 | 3.6698 | 3.7042 | 3.8037 | 3.7137 | 3.5294 | 3.1268 | 2.8929
2020-05-21 | 2.7769 | 2.7128 | 2.6953 | 2.7658 | 2.8138 | 3.0409 | 3.2118 | 3.3276 | 3.4169 | 3.4816 | 3.4976 | 3.4068 | 3.3586 | 3.4163 | 3.6911 | 3.6714 | 3.6663 | 3.7825 | 3.8386 | 3.8615 | 3.6737 | 3.495 | 3.0825 | 2.7786
2020-05-22 | 2.6889 | 2.6035 | 2.5982 | 2.6371 | 2.7506 | 2.9559 | 3.1564 | 3.1735 | 3.3287 | 3.2653 | 3.3381 | 3.3283 | 3.1676 | 3.1483 | 3.1916 | 3.3377 | 3.4728 | 3.8049 | 3.7627 | 3.9219 | 3.7553 | 3.5576 | 3.2385 | 2.9392
2020-05-23 | 2.7851 | 2.712 | 2.7467 | 2.776 | 2.7262 | 2.8821 | 2.7508 | 2.8587 | 3.1779 | 3.1947 | 3.0567 | 3.2158 | 3.0181 | 2.9901 | 2.9992 | 3.1029 | 3.2409 | 3.4846 | 3.4806 | 3.4166 | 3.2863 | 3.1895 | 2.923 | 2.6827
2020-05-24 | 2.5914 | 2.578 | 2.5922 | 2.5506 | 2.619 | 2.6835 | 2.7591 | 2.8143 | 3.1368 | 3.1713 | 3.1744 | 3.1411 | 3.104 | 3.1699 | 3.2495 | 3.3482 | 3.4495 | 3.6737 | 3.6926 | 3.6509 | 3.3877 | 3.2548 | 3.0708 | 2.7881
2020-05-25 | 2.705 | 2.6358 | 2.6081 | 2.5945 | 2.5878 | 2.6895 | 2.8022 | 2.9385 | 3.07 | 3.1112 | 3.3059 | 3.2042 | 3.1528 | 3.1439 | 3.1987 | 3.2752 | 3.438 | 3.4784 | 3.5219 | 3.5691 | 3.5292 | 3.3027 | 3.0571 | 2.8182
2020-05-26 | 2.7455 | 2.7158 | 2.6869 | 2.677 | 2.7306 | 2.8958 | 2.9704 | 3.0773 | 3.3967 | 3.4324 | 3.405 | 3.4219 | 3.5299 | 3.5229 | 3.6189 | 3.6948 | 3.8212 | 3.8914 | 3.766 | 3.851 | 3.6056 | 3.3883 | 2.9997 | 2.7303
2020-05-27 | 2.6197 | 2.5562 | 2.5932 | 2.6272 | 2.5288 | 2.7662 | 2.9868 | 3.0144 | 3.1814 | 3.277 | 3.1158 | 3.1877 | 3.202 | 3.2201 | 3.3379 | 3.3592 | 3.5692 | 3.6633 | 3.7133 | 3.751 | 3.6604 | 3.3981 | 2.9251 | 2.7343
2020-05-28 | 2.6619 | 2.5379 | 2.5314 | 2.557 | 2.4572 | 2.752 | 2.8995 | 3.1039 | 3.2191 | 3.217 | 3.278 | 3.2649 | 3.2594 | 3.2205 | 3.2752 | 3.5049 | 3.5826 | 3.698 | 3.8052 | 3.8775 | 3.8216 | 3.4275 | 3.069 | 2.6921
2020-05-29 | 2.5804 | 2.5011 | 2.4785 | 2.5114 | 2.6069 | 2.9088 | 3.2149 | 3.2106 | 3.3937 | 3.3661 | 3.3139 | 3.3608 | 3.2544 | 3.1646 | 3.343 | 3.5282 | 3.495 | 3.6512 | 3.5029 | 3.4613 | 3.4382 | 3.376 | 2.9852 | 2.7793
2020-05-30 | 2.6748 | 2.5993 | 2.5657 | 2.5646 | 2.613 | 2.8231 | 2.7922 | 2.926 | 3.2229 | 3.1192 | 3.0738 | 3.1653 | 3.1387 | 3.05 | 3.2023 | 3.2815 | 3.3964 | 3.5732 | 3.684 | 3.6076 | 3.5606 | 3.3469 | 3.096 | 2.8072
2020-05-31 | 2.6501 | 2.5554 | 2.5282 | 2.581 | 2.6306 | 2.703 | 2.7849 | 2.8311 | 3.1901 | 3.1242 | 3.0446 | 2.9705 | 3.0963 | 2.991 | 3.1357 | 3.2053 | 3.3221 | 3.4902 | 3.478 | 3.5508 | 3.4323 | 3.2983 | 2.9235 | 2.7188
2020-06-01 | 2.7675 | 2.7505 | 2.6899 | 2.7997 | 2.8191 | 2.9894 | 3.0286 | 3.1421 | 3.3364 | 3.4273 | 3.546 | 3.3951 | 3.5039 | 3.5793 | 3.7336 | 3.7884 | 3.792 | 3.8799 | 3.9782 | 4.0118 | 3.8775 | 3.4947 | 3.1984 | 2.9263
2020-06-02 | 2.8192 | 2.7414 | 2.7373 | 2.7231 | 2.7973 | 3.0683 | 3.3246 | 3.2286 | 3.314 | 3.4888 | 3.553 | 3.5364 | 3.4659 | 3.5168 | 3.7018 | 3.7468 | 3.7585 | 3.9657 | 3.9444 | 3.9696 | 3.859 | 3.5654 | 3.2748 | 2.9862
2020-06-03 | 2.8881 | 2.8194 | 2.8438 | 2.8862 | 2.909 | 3.0983 | 3.1483 | 3.2055 | 3.5656 | 3.6002 | 3.483 | 3.4326 | 3.5122 | 3.6381 | 3.6155 | 3.7707 | 3.8107 | 3.989 | 4.0255 | 4.0987 | 4.0796 | 3.8361 | 3.5553 | 3.2755
2020-06-04 | 3.0838 | 3.0107 | 2.954 | 2.9528 | 3.0333 | 3.2218 | 3.3162 | 3.4432 | 3.6148 | 3.6449 | 3.4831 | 3.5189 | 3.3658 | 3.3688 | 3.4441 | 3.6752 | 3.7343 | 3.8523 | 3.9129 | 3.8929 | 3.841 | 3.5605 | 3.2745 | 2.9791
2020-06-05 | 2.8526 | 2.8221 | 2.8464 | 2.8172 | 2.9111 | 3.1007 | 3.1893 | 3.3185 | 3.523 | 3.504 | 3.5405 | 3.4617 | 3.4799 | 3.4474 | 3.5017 | 3.6436 | 3.693 | 3.8115 | 3.9916 | 4.033 | 3.8928 | 3.6934 | 3.3723 | 3.1584
2020-06-06 | 3.0077 | 2.7853 | 2.7931 | 2.7841 | 2.8931 | 2.9985 | 3.1244 | 3.2638 | 3.4819 | 3.49 | 3.4459 | 3.5852 | 3.331 | 3.3036 | 3.5169 | 3.6778 | 3.7365 | 4.0225 | 3.8316 | 3.8705 | 3.8099 | 3.6276 | 3.3333 | 2.997
2020-06-07 | 2.8926 | 2.8277 | 2.8401 | 2.8411 | 2.8854 | 2.9648 | 3.0998 | 3.2289 | 3.4356 | 3.4058 | 3.4696 | 3.4267 | 3.4609 | 3.5045 | 3.5439 | 3.6299 | 3.588 | 3.744 | 3.9647 | 3.9717 | 3.9375 | 3.643 | 3.4143 | 3.0653
2020-06-08 | 2.9497 | 2.7995 | 2.8091 | 2.8839 | 2.925 | 3.08 | 3.1792 | 3.45 | 3.7756 | 3.6504 | 3.738 | 3.6116 | 3.5856 | 3.59 | 3.7217 | 3.8554 | 3.9943 | 4.1579 | 4.1297 | 4.0819 | 4.0302 | 3.8136 | 3.5251 | 3.1068
2020-06-09 | 2.8611 | 2.791 | 2.7538 | 2.7951 | 2.8666 | 2.9993 | 3.1516 | 3.2548 | 3.6117 | 3.4792 | 3.4838 | 3.4089 | 3.4289 | 3.37 | 3.4404 | 3.5811 | 3.7037 | 3.9157 | 4.0584 | 4.0984 | 3.9978 | 3.7404 | 3.3484 | 3.0831
2020-06-10 | 2.9922 | 2.8425 | 2.8342 | 2.8468 | 2.8627 | 3.1318 | 3.1748 | 3.3288 | 3.5334 | 3.6373 | 3.7005 | 3.7226 | 3.5413 | 3.5896 | 3.6161 | 3.8429 | 3.8217 | 4.0289 | 4.0737 | 4.1075 | 4.0451 | 3.8335 | 3.515 | 3.2239
2020-06-11 | 3.1089 | 3.0902 | 2.9923 | 2.9355 | 2.9689 | 3.1918 | 3.2396 | 3.3224 | 3.4272 | 3.3195 | 3.4121 | 3.413 | 3.4423 | 3.3191 | 3.4544 | 3.5454 | 3.6246 | 3.7726 | 3.8338 | 3.8822 | 3.7437 | 3.5025 | 3.1609 | 2.9704
2020-06-12 | 2.8099 | 2.7358 | 2.7827 | 2.7782 | 2.8268 | 2.922 | 2.9821 | 3.1368 | 3.4381 | 3.5822 | 3.6238 | 3.6675 | 3.5753 | 3.5266 | 3.6815 | 3.874 | 3.8351 | 3.9816 | 3.9913 | 3.9511 | 3.7792 | 3.5915 | 3.2716 | 3.0287
2020-06-13 | 2.9211 | 2.7825 | 2.7947 | 2.8075 | 2.8437 | 2.9859 | 3.0552 | 3.247 | 3.2681 | 3.3679 | 3.2022 | 3.2407 | 3.1986 | 3.2235 | 3.2592 | 3.3756 | 3.5479 | 3.7545 | 3.7143 | 3.6901 | 3.5403 | 3.3651 | 3.1465 | 2.9438
2020-06-14 | 2.8634 | 2.8513 | 2.8325 | 2.8518 | 2.8161 | 2.9599 | 2.9138 | 3.0009 | 3.3104 | 3.2521 | 3.3559 | 3.3843 | 3.3951 | 3.5082 | 3.5626 | 3.5953 | 3.659 | 3.8047 | 3.9172 | 3.9885 | 3.9001 | 3.592 | 3.2608 | 3.0394
2020-06-15 | 2.9232 | 2.8465 | 2.723 | 2.7872 | 2.8708 | 2.9654 | 3.0401 | 3.1446 | 3.4705 | 3.4055 | 3.4626 | 3.378 | 3.2787 | 3.4801 | 3.5256 | 3.5137 | 3.6883 | 3.8731 | 3.9284 | 3.8879 | 3.7584 | 3.4806 | 3.2409 | 3.0872
2020-06-16 | 2.9948 | 2.9357 | 2.8945 | 2.926 | 2.9639 | 3.1685 | 3.226 | 3.3475 | 3.5383 | 3.6992 | 3.787 | 3.762 | 3.625 | 3.5554 | 3.9089 | 3.9831 | 4.0401 | 4.1572 | 4.1394 | 4.1842 | 4.0658 | 3.7332 | 3.4096 | 3.1725
2020-06-17 | 3.007 | 2.992 | 2.9157 | 2.8911 | 2.9594 | 3.1775 | 3.242 | 3.4754 | 3.5471 | 3.4993 | 3.4914 | 3.4105 | 3.3762 | 3.4666 | 3.5935 | 3.7512 | 3.7922 | 4.0005 | 4.0375 | 4.0984 | 4.0356 | 3.7078 | 3.3152 | 3.0422
2020-06-18 | 2.9199 | 2.8602 | 2.8514 | 2.928 | 2.9057 | 3.0111 | 3.0853 | 3.1928 | 3.7436 | 3.6367 | 3.6068 | 3.7022 | 3.7133 | 3.5853 | 3.4744 | 3.6382 | 3.7918 | 3.989 | 4.065 | 4.1024 | 3.953 | 3.6486 | 3.2764 | 3.084
2020-06-19 | 2.999 | 2.922 | 2.9286 | 2.8852 | 2.8943 | 3.0661 | 3.1892 | 3.2864 | 3.5023 | 3.6129 | 3.6715 | 3.7864 | 3.6553 | 3.7462 | 3.7821 | 3.8391 | 3.8066 | 3.8341 | 3.7146 | 3.8626 | 3.7156 | 3.6097 | 3.3021 | 3.0252
2020-06-20 | 2.856 | 2.7899 | 2.8404 | 2.8385 | 2.8031 | 2.9841 | 3.1609 | 3.2213 | 3.4661 | 3.5476 | 3.5135 | 3.5466 | 3.5965 | 3.5833 | 3.7923 | 3.9039 | 4.0042 | 4.1265 | 3.9955 | 4.0516 | 3.9686 | 3.7917 | 3.4683 | 3.1594
2020-06-21 | 3.0279 | 3.016 | 2.8732 | 2.8781 | 2.9195 | 2.9645 | 3.1487 | 3.2328 | 3.4624 | 3.5184 | 3.5413 | 3.6147 | 3.5782 | 3.5654 | 3.5927 | 3.7855 | 3.7712 | 3.8615 | 3.8907 | 3.9508 | 3.8886 | 3.7474 | 3.3922 | 3.1804
2020-06-22 | 3.0444 | 2.9853 | 2.9868 | 2.9576 | 2.9104 | 3.1173 | 3.247 | 3.3712 | 3.6024 | 3.6168 | 3.4787 | 3.656 | 3.6775 | 3.5392 | 3.6799 | 3.7893 | 3.8491 | 4.0361 | 4.0732 | 4.0735 | 3.9353 | 3.7066 | 3.4103 | 3.0795
2020-06-23 | 3.0092 | 2.9608 | 2.9442 | 3.0036 | 3.0394 | 3.2131 | 3.3328 | 3.4683 | 3.6896 | 3.6616 | 3.6812 | 3.5173 | 3.5096 | 3.656 | 3.6912 | 3.7157 | 3.7552 | 4.0295 | 4.1119 | 4.1449 | 3.9311 | 3.6685 | 3.4623 | 3.2602
2020-06-24 | 3.0883 | 2.9939 | 2.9571 | 2.9878 | 3.0109 | 3.1796 | 3.1822 | 3.3956 | 3.533 | 3.6831 | 3.6346 | 3.6598 | 3.4834 | 3.4875 | 3.5968 | 3.653 | 3.6798 | 3.9037 | 3.8681 | 3.8586 | 3.7434 | 3.5129 | 3.2551 | 2.9719
2020-06-25 | 2.8761 | 2.7939 | 2.8222 | 2.8055 | 2.8146 | 3.0479 | 3.2287 | 3.338 | 3.5068 | 3.61 | 3.5674 | 3.5717 | 3.6068 | 3.5893 | 3.7725 | 3.7165 | 3.8177 | 4.0183 | 4.092 | 4.1322 | 4.0044 | 3.7046 | 3.3976 | 3.1717
2020-06-26 | 3.0745 | 3.0038 | 3.0291 | 2.9902 | 3.08 | 3.2139 | 3.3879 | 3.4569 | 3.8568 | 3.8712 | 3.9296 | 3.762 | 3.7001 | 3.6284 | 3.7362 | 3.6968 | 3.6696 | 3.9153 | 3.9999 | 3.9795 | 3.8546 | 3.663 | 3.3908 | 3.1353
2020-06-27 | 2.9694 | 2.9742 | 2.9307 | 2.9105 | 2.8812 | 3.0054 | 3.1081 | 3.1667 | 3.3515 | 3.2832 | 3.2364 | 3.196 | 3.2112 | 3.2599 | 3.4094 | 3.5531 | 3.5486 | 3.7861 | 3.7813 | 3.7101 | 3.6478 | 3.42 | 3.2822 | 3.1067
2020-06-28 | 2.9787 | 2.9011 | 2.9036 | 2.8621 | 2.9386 | 3.0496 | 3.1061 | 3.1773 | 3.3563 | 3.4495 | 3.4599 | 3.5004 | 3.5205 | 3.4175 | 3.4643 | 3.5992 | 3.6036 | 3.8222 | 3.902 | 3.8973 | 3.7148 | 3.5507 | 3.2586 | 3.0723
2020-06-29 | 2.9014 | 2.8868 | 2.8759 | 2.8747 | 2.9248 | 3.0243 | 3.16 | 3.3141 | 3.5702 | 3.6241 | 3.6528 | 3.596 | 3.6899 | 3.7439 | 3.8497 | 4.0079 | 4.1438 | 4.2637 | 4.2598 | 4.3493 | 4.2197 | 3.739 | 3.353 | 3.0493
2020-06-30 | 2.897 | 2.8391 | 2.7887 | 2.7677 | 2.8138 | 2.9806 | 3.1573 | 3.3055 | 3.511 | 3.4559 | 3.5075 | 3.4777 | 3.5143 | 3.4559 | 3.5156 | 3.6588 | 3.7901 | 4.0391 | 4.0282 | 4.1342 | 4.0405 | 3.6229 | 3.4184 | 3.0898
2020-07-01 | 2.8581 | 2.7823 | 2.7896 | 2.8531 | 2.7931 | 2.9665 | 2.9134 | 3.0455 | 3.4187 | 3.481 | 3.5992 | 3.4772 | 3.4221 | 3.46 | 3.4822 | 3.7116 | 3.7919 | 4.0234 | 3.9047 | 4.0275 | 3.8642 | 3.6332 | 3.193 | 2.9238
2020-07-02 | 2.78 | 2.7154 | 2.7474 | 2.7574 | 2.7847 | 2.9274 | 3.0395 | 3.1396 | 3.2957 | 3.3883 | 3.3465 | 3.505 | 3.4619 | 3.458 | 3.5404 | 3.4927 | 3.6456 | 3.9062 | 3.6776 | 3.7389 | 3.5461 | 3.3981 | 3.3432 | 2.9516
2020-07-03 | 2.8264 | 2.7317 | 2.8241 | 2.8363 | 2.8486 | 3.041 | 3.1827 | 3.354 | 3.4392 | 3.405 | 3.5397 | 3.5117 | 3.5788 | 3.5774 | 3.6713 | 3.8071 | 3.8841 | 3.8382 | 3.8969 | 3.8912 | 3.783 | 3.5745 | 3.3649 | 3.0465
2020-07-04 | 2.8969 | 2.8339 | 2.829 | 2.7601 | 2.8818 | 2.9861 | 3.0387 | 3.1854 | 3.4098 | 3.3084 | 3.2352 | 3.2836 | 3.2387 | 3.3063 | 3.4685 | 3.5938 | 3.5874 | 3.6644 | 3.6538 | 3.5505 | 3.4533 | 3.3508 | 3.2641 | 3.0219
2020-07-05 | 2.9637 | 2.9144 | 2.8889 | 2.881 | 2.8995 | 2.9578 | 3.0906 | 3.2799 | 3.4359 | 3.5438 | 3.382 | 3.4915 | 3.3867 | 3.4375 | 3.5401 | 3.687 | 3.7552 | 3.7291 | 3.7482 | 3.776 | 3.6884 | 3.4606 | 3.1325 | 2.9491
2020-07-06 | 2.8249 | 2.749 | 2.767 | 2.7976 | 2.8675 | 3.042 | 3.2457 | 3.4936 | 3.7793 | 3.5769 | 3.5132 | 3.5228 | 3.5152 | 3.5929 | 3.5701 | 3.6964 | 3.8144 | 3.8581 | 4.0463 | 4.14 | 4.0141 | 3.7058 | 3.4376 | 3.143
2020-07-07 | 3.1731 | 3.0567 | 3.0896 | 3.0937 | 3.1571 | 3.4136 | 3.6503 | 3.7413 | 3.9146 | 3.7802 | 3.7168 | 3.8908 | 3.8346 | 3.7834 | 3.7315 | 3.8476 | 4.241 | 4.6417 | 4.6219 | 4.6401 | 4.4725 | 4.2038 | 3.7843 | 3.4628
2020-07-08 | 3.0452 | 2.9308 | 2.9056 | 2.8879 | 3.0166 | 3.1461 | 3.352 | 3.4443 | 3.5893 | 3.5111 | 3.4432 | 3.3812 | 3.35 | 3.4625 | 3.5645 | 3.9146 | 4.1679 | 4.3704 | 4.3948 | 4.4024 | 4.2939 | 3.9677 | 3.5637 | 3.1711
2020-07-09 | 2.9359 | 2.9538 | 2.869 | 2.8081 | 2.8211 | 3.0194 | 3.1506 | 3.3208 | 3.4709 | 3.3579 | 3.2757 | 3.2907 | 3.2851 | 3.3226 | 3.3887 | 3.5344 | 3.6839 | 3.8741 | 3.8585 | 3.9862 | 3.8057 | 3.5553 | 3.226 | 3.018
2020-07-10 | 2.9196 | 2.8678 | 2.8148 | 2.7937 | 2.8659 | 2.956 | 3.0037 | 3.0738 | 3.5494 | 3.4047 | 3.2723 | 3.3519 | 3.4186 | 3.3505 | 3.3869 | 3.5326 | 3.6655 | 3.9334 | 3.95 | 3.87 | 3.7202 | 3.5088 | 3.2082 | 3.0221
2020-07-11 | 2.9221 | 2.814 | 2.795 | 2.8154 | 2.8111 | 2.8817 | 2.9416 | 3.0401 | 3.386 | 3.3598 | 3.189 | 3.2128 | 3.1697 | 3.2079 | 3.3526 | 3.3788 | 3.4643 | 3.7976 | 3.7783 | 3.7628 | 3.6957 | 3.363 | 3.1224 | 2.8748
2020-07-12 | 2.8034 | 2.727 | 2.6877 | 2.6683 | 2.6415 | 2.6885 | 2.789 | 2.8727 | 3.1449 | 3.1157 | 3.0538 | 3.1465 | 3.0732 | 3.1472 | 3.2487 | 3.4115 | 3.4334 | 3.7918 | 3.8376 | 3.8015 | 3.7294 | 3.4718 | 3.222 | 2.9369
2020-07-13 | 2.848 | 2.7962 | 2.8106 | 2.7675 | 2.7872 | 2.9134 | 2.9284 | 3.1195 | 3.4379 | 3.3306 | 3.3565 | 3.4222 | 3.5558 | 3.5561 | 3.6598 | 3.7278 | 3.8432 | 4.0998 | 4.1654 | 4.2034 | 4.0292 | 3.7309 | 3.2978 | 3.0435
2020-07-14 | 2.9215 | 2.8127 | 2.7903 | 2.7974 | 2.8038 | 2.9676 | 3.0158 | 3.0733 | 3.3522 | 3.2878 | 3.2525 | 3.2644 | 3.3313 | 3.3466 | 3.451 | 3.5104 | 3.6674 | 3.9417 | 3.9641 | 4.0434 | 3.8384 | 3.5793 | 3.2602 | 3.02
2020-07-15 | 2.9114 | 2.8294 | 2.807 | 2.797 | 2.8445 | 3.1216 | 3.1917 | 3.1758 | 3.6639 | 3.5979 | 3.5575 | 3.5534 | 3.5437 | 3.4805 | 3.7896 | 3.8308 | 3.9612 | 4.081 | 4.2322 | 4.2971 | 4.159 | 3.7391 | 3.389 | 3.0378
2020-07-16 | 2.9127 | 2.8993 | 2.8392 | 2.7958 | 2.8556 | 3.0046 | 3.0805 | 3.1416 | 3.341 | 3.3419 | 3.1862 | 3.2461 | 3.2073 | 3.2488 | 3.3261 | 3.4497 | 3.6686 | 3.8758 | 3.8997 | 3.9594 | 3.8383 | 3.6061 | 3.2467 | 3.0046
2020-07-17 | 2.9627 | 2.8981 | 2.9209 | 2.8802 | 3.0274 | 3.2347 | 3.42 | 3.4545 | 3.7092 | 3.6839 | 3.7524 | 3.7147 | 3.8045 | 3.7848 | 3.9135 | 3.9018 | 3.9 | 4.2229 | 4.0983 | 4.0637 | 3.8374 | 3.586 | 3.1338 | 2.9952
2020-07-18 | 2.8992 | 2.8379 | 2.8237 | 2.8354 | 2.8545 | 2.9102 | 3.0236 | 3.0295 | 3.1578 | 3.1976 | 3.205 | 3.2514 | 3.2114 | 3.2289 | 3.2382 | 3.4144 | 3.4204 | 3.6736 | 3.6929 | 3.7531 | 3.6524 | 3.4547 | 3.1527 | 3.0074
2020-07-19 | 2.8571 | 2.8161 | 2.7709 | 2.7564 | 2.7788 | 2.9094 | 2.9703 | 3.2144 | 3.4774 | 3.5506 | 3.4323 | 3.3966 | 3.3839 | 3.3782 | 3.3406 | 3.4316 | 3.5478 | 3.8603 | 3.9147 | 4.0029 | 4.0388 | 3.702 | 3.3757 | 3.069
2020-07-20 | 2.9651 | 2.8958 | 2.8732 | 2.8184 | 2.7973 | 3.0212 | 3.1219 | 3.2472 | 3.4445 | 3.3558 | 3.273 | 3.5131 | 3.4968 | 3.408 | 3.3702 | 3.5824 | 3.6783 | 3.8836 | 3.9017 | 3.9019 | 3.8145 | 3.549 | 3.2376 | 3.0291
2020-07-21 | 2.9099 | 2.8675 | 2.8889 | 2.8448 | 2.9244 | 3.1062 | 3.2595 | 3.2615 | 3.4766 | 3.2643 | 3.2972 | 3.2871 | 3.3103 | 3.4785 | 3.5954 | 3.8694 | 3.8766 | 4.1463 | 4.1637 | 4.2294 | 4.0942 | 3.8228 | 3.4171 | 3.0855
2020-07-22 | 2.9136 | 2.8531 | 2.8155 | 2.799 | 2.8722 | 3.0069 | 3.1733 | 3.2509 | 3.5064 | 3.492 | 3.4148 | 3.5226 | 3.4429 | 3.5404 | 3.6189 | 3.7207 | 3.9555 | 4.0442 | 4.1412 | 4.1964 | 4.1792 | 3.7336 | 3.2624 | 2.9878
2020-07-23 | 2.8463 | 2.826 | 2.7697 | 2.7825 | 2.8449 | 3.0113 | 3.1683 | 3.2022 | 3.315 | 3.4586 | 3.5702 | 3.6468 | 3.634 | 3.5988 | 3.6476 | 3.8781 | 3.9251 | 4.1263 | 4.212 | 4.1833 | 4.0157 | 3.7147 | 3.3704 | 3.0499
2020-07-24 | 2.911 | 2.8541 | 2.8075 | 2.8734 | 2.9287 | 3.0418 | 3.2095 | 3.2941 | 3.5122 | 3.3835 | 3.3596 | 3.4278 | 3.3796 | 3.3964 | 3.4695 | 3.7335 | 3.7361 | 3.8588 | 3.9275 | 3.9507 | 3.8291 | 3.5164 | 3.2556 | 2.9803
2020-07-25 | 2.9479 | 2.825 | 2.8013 | 2.7819 | 2.7946 | 2.9951 | 3.1448 | 3.2157 | 3.3679 | 3.4627 | 3.4275 | 3.6091 | 3.5643 | 3.4901 | 3.4678 | 3.5572 | 3.6366 | 3.717 | 3.7621 | 3.8646 | 3.7004 | 3.4587 | 3.2125 | 2.9672
2020-07-26 | 2.8668 | 2.7765 | 2.7443 | 2.7931 | 2.7975 | 2.8561 | 3.0022 | 3.1746 | 3.3305 | 3.2686 | 3.2905 | 3.3286 | 3.5341 | 3.3763 | 3.3783 | 3.4504 | 3.5576 | 3.7501 | 3.7765 | 3.9775 | 3.7927 | 3.4905 | 3.2883 | 2.9977
2020-07-27 | 2.8777 | 2.8221 | 2.7808 | 2.8158 | 2.8305 | 2.9816 | 3.186 | 3.2798 | 3.4435 | 3.3949 | 3.501 | 3.4195 | 3.5517 | 3.512 | 3.5837 | 3.7543 | 3.9286 | 4.1039 | 4.2694 | 4.4265 | 4.2983 | 4.0547 | 3.5384 | 3.2195
2020-07-28 | 3.0192 | 2.5918 | 2.5796 | 2.7775 | 2.9079 | 3.0152 | 3.1409 | 3.4034 | 3.8057 | 3.7011 | 3.4371 | 3.3774 | 3.4129 | 3.4326 | 3.4915 | 3.6782 | 3.8076 | 4.0167 | 4.0913 | 4.1093 | 3.9195 | 3.6117 | 3.2704 | 2.9828
2020-07-29 | 2.8599 | 2.7841 | 2.8257 | 2.7787 | 2.8628 | 3.1142 | 3.2357 | 3.3246 | 3.425 | 3.32 | 3.2787 | 3.3779 | 3.3489 | 3.5089 | 3.692 | 3.8728 | 3.9725 | 4.1326 | 4.2527 | 4.2767 | 4.145 | 3.9473 | 3.5741 | 3.2215
2020-07-30 | 3.1728 | 3.0118 | 2.9595 | 2.9405 | 2.918 | 3.0093 | 3.2142 | 3.3463 | 3.417 | 3.4443 | 3.306 | 3.3362 | 3.3395 | 3.3374 | 3.4945 | 3.6551 | 3.6514 | 3.9103 | 3.9554 | 3.9965 | 3.8911 | 3.7049 | 3.3301 | 3.0861
2020-07-31 | 2.9954 | 2.9684 | 2.9347 | 3.0272 | 3.0438 | 3.2178 | 3.3848 | 3.419 | 3.4965 | 3.448 | 3.3917 | 3.4136 | 3.578 | 3.4876 | 3.6138 | 3.603 | 3.6789 | 3.7657 | 3.8498 | 3.8685 | 3.7257 | 3.5483 | 3.3421 | 3.1198
2020-08-01 | 3.257 | 3.1618 | 3.1458 | 3.1702 | 3.2285 | 3.3832 | 3.4785 | 3.626 | 3.7744 | 3.6458 | 3.6116 | 3.7165 | 3.6396 | 3.6509 | 3.853 | 4.0951 | 4.1374 | 4.2305 | 4.3361 | 4.4024 | 4.2768 | 4.0606 | 3.7593 | 3.4338
2020-08-02 | 3.2885 | 3.219 | 3.1727 | 3.185 | 3.18 | 3.2842 | 3.3904 | 3.4842 | 3.669 | 3.6549 | 3.8301 | 3.8377 | 3.944 | 3.9461 | 3.9289 | 4.3205 | 4.2509 | 4.4533 | 4.5343 | 4.5673 | 4.4745 | 4.1368 | 3.8664 | 3.503
2020-08-03 | 3.334 | 3.2468 | 3.1258 | 3.1546 | 3.1822 | 3.286 | 3.6077 | 3.6777 | 3.9192 | 3.8618 | 3.7057 | 3.7666 | 3.7344 | 3.675 | 3.9193 | 4.1952 | 4.2487 | 4.3899 | 4.442 | 4.4441 | 4.2484 | 3.8884 | 3.6036 | 3.3699
2020-08-04 | 3.2031 | 3.1549 | 3.205 | 3.1968 | 3.2812 | 3.4661 | 3.7274 | 3.7911 | 3.923 | 3.8255 | 3.9357 | 4.0649 | 3.9947 | 4.2077 | 4.2509 | 4.4184 | 4.4566 | 4.6229 | 4.6789 | 4.6907 | 4.5312 | 4.2277 | 3.7794 | 3.4925
2020-08-05 | 3.3741 | 3.3267 | 3.2507 | 3.2917 | 3.3557 | 3.4746 | 3.6724 | 3.704 | 3.8238 | 3.8878 | 3.8865 | 3.91 | 3.9507 | 3.9555 | 4.0413 | 4.2391 | 4.2621 | 4.3956 | 4.4762 | 4.6025 | 4.5127 | 4.1307 | 3.7971 | 3.5408
2020-08-06 | 3.4585 | 3.444 | 3.426 | 3.3705 | 3.3386 | 3.4667 | 3.6725 | 3.6604 | 3.7424 | 3.7352 | 3.7366 | 3.7542 | 3.7518 | 3.7276 | 3.9329 | 4.0424 | 4.2473 | 4.3037 | 4.3673 | 4.4062 | 4.1691 | 3.9729 | 3.5816 | 3.4033
2020-08-07 | 3.3619 | 3.2604 | 3.2208 | 3.2195 | 3.2301 | 3.4584 | 3.4734 | 3.6586 | 4.1051 | 4.1147 | 3.8917 | 3.9328 | 3.9738 | 3.9724 | 4.0897 | 4.0923 | 4.1253 | 4.3061 | 4.2947 | 4.3426 | 4.1455 | 3.8975 | 3.5667 | 3.3399
2020-08-08 | 3.2804 | 3.162 | 3.1442 | 3.1062 | 3.1642 | 3.2254 | 3.3285 | 3.5249 | 3.7083 | 3.7775 | 3.776 | 3.796 | 3.8048 | 3.7683 | 3.8558 | 4.0357 | 4.0757 | 4.166 | 4.2449 | 4.3736 | 4.1873 | 3.9601 | 3.7036 | 3.4756
2020-08-09 | 3.3621 | 3.3089 | 3.2301 | 3.3082 | 3.2895 | 3.4632 | 3.5639 | 3.6419 | 3.8103 | 3.7264 | 3.8389 | 3.8706 | 3.927 | 4.0578 | 4.0066 | 4.158 | 4.1234 | 4.2672 | 4.2676 | 4.3398 | 4.1361 | 3.9271 | 3.5588 | 3.3615
2020-08-10 | 3.2707 | 3.178 | 3.2011 | 3.2158 | 3.2472 | 3.4578 | 3.6713 | 3.8022 | 3.9804 | 3.8516 | 3.7863 | 3.7343 | 3.7755 | 3.7926 | 3.7831 | 3.9468 | 4.0705 | 4.2209 | 4.4487 | 4.5085 | 4.3476 | 4.091 | 3.7406 | 3.4605
2020-08-11 | 3.3184 | 3.2911 | 3.2768 | 3.2473 | 3.2969 | 3.4222 | 3.5188 | 3.5845 | 4.0328 | 4.004 | 4.0351 | 4.1223 | 4.0753 | 4.0548 | 4.1199 | 4.1084 | 4.1756 | 4.3937 | 4.4761 | 4.5197 | 4.3784 | 3.9698 | 3.6001 | 3.3594
2020-08-12 | 3.2474 | 3.1584 | 3.137 | 3.1286 | 3.0971 | 3.3972 | 3.5035 | 3.6052 | 4.052 | 3.9399 | 3.8113 | 3.8976 | 3.9142 | 3.8904 | 4.0429 | 4.2639 | 4.2277 | 4.4045 | 4.4001 | 4.3761 | 4.2502 | 4.0642 | 3.6461 | 3.3844
2020-08-13 | 3.2889 | 3.2275 | 3.263 | 3.2378 | 3.3266 | 3.5476 | 3.4757 | 3.7657 | 4.0654 | 4.1447 | 4.0811 | 4.01 | 4.0598 | 4.1057 | 4.2027 | 4.2307 | 4.2902 | 4.4381 | 4.3647 | 4.4447 | 4.2715 | 4.0902 | 3.7226 | 3.4491
2020-08-14 | 3.3253 | 3.2452 | 3.2574 | 3.1365 | 3.1404 | 3.3474 | 3.5616 | 3.6874 | 3.8728 | 3.893 | 3.965 | 3.8918 | 3.9655 | 3.9272 | 4.0871 | 4.1031 | 4.2233 | 4.3852 | 4.5223 | 4.4923 | 4.2187 | 3.9878 | 3.7117 | 3.3961
2020-08-15 | 3.3117 | 3.2323 | 3.2264 | 3.1749 | 3.2823 | 3.407 | 3.5645 | 3.738 | 3.9371 | 3.9569 | 3.851 | 3.9514 | 3.7968 | 3.8287 | 3.8826 | 4.0467 | 4.053 | 4.3797 | 4.4276 | 4.3523 | 4.1339 | 3.9587 | 3.636 | 3.4104
2020-08-16 | 3.2113 | 3.1121 | 3.0811 | 2.9861 | 3.0843 | 3.2134 | 3.2345 | 3.247 | 3.7539 | 3.6912 | 3.6449 | 3.6174 | 3.7009 | 3.7662 | 3.7422 | 4.03 | 4.005 | 4.2817 | 4.3923 | 4.3967 | 4.2296 | 3.8948 | 3.6215 | 3.328
2020-08-17 | 3.2526 | 3.1816 | 3.1247 | 3.0892 | 3.1693 | 3.3738 | 3.5346 | 3.5223 | 3.9392 | 4.0162 | 3.8508 | 3.8432 | 3.8539 | 3.94 | 3.9897 | 4.0393 | 4.2034 | 4.4125 | 4.4667 | 4.4878 | 4.2005 | 3.9083 | 3.6367 | 3.3515
2020-08-18 | 3.2172 | 3.1264 | 3.1139 | 3.0863 | 3.1321 | 3.3114 | 3.5984 | 3.7039 | 3.8916 | 3.8018 | 3.7605 | 3.8545 | 3.7297 | 3.7824 | 3.9246 | 3.9853 | 4.1403 | 4.2711 | 4.4471 | 4.4917 | 4.3007 | 4.0443 | 3.7294 | 3.4689
2020-08-19 | 3.3125 | 3.2465 | 3.1775 | 3.1422 | 3.1993 | 3.4669 | 3.7057 | 3.8099 | 3.9477 | 3.9041 | 3.7776 | 3.8411 | 3.867 | 3.7647 | 3.99 | 4.3534 | 4.4398 | 4.5201 | 4.5838 | 4.6024 | 4.3071 | 4.0765 | 3.6699 | 3.5091
2020-08-20 | 3.4137 | 3.3106 | 3.3256 | 3.2322 | 3.2485 | 3.5237 | 3.8337 | 3.7227 | 3.9184 | 3.8664 | 3.8919 | 4.026 | 3.9948 | 3.846 | 3.8605 | 4.0193 | 4.1128 | 4.2609 | 4.4322 | 4.4606 | 4.2706 | 3.999 | 3.7249 | 3.4281
2020-08-21 | 3.3218 | 3.2438 | 3.2358 | 3.1626 | 3.1819 | 3.4055 | 3.7007 | 3.8063 | 3.9896 | 4.0756 | 4.0141 | 3.9483 | 3.9685 | 3.9603 | 4.1714 | 4.3106 | 4.3609 | 4.5511 | 4.5446 | 4.4968 | 4.322 | 4.0152 | 3.7388 | 3.4622
2020-08-22 | 3.3356 | 3.2717 | 3.2055 | 3.1838 | 3.1556 | 3.2553 | 3.4313 | 3.6541 | 3.8731 | 3.8857 | 3.8121 | 3.875 | 3.8324 | 3.7981 | 3.9441 | 4.1674 | 4.2223 | 4.3426 | 4.2574 | 4.2993 | 4.1447 | 3.9726 | 3.7028 | 3.387
2020-08-23 | 3.2566 | 3.1475 | 3.1716 | 3.1017 | 3.1314 | 3.3416 | 3.467 | 3.6749 | 3.973 | 3.9378 | 3.8991 | 3.9196 | 3.8306 | 3.9805 | 3.9965 | 4.0368 | 4.0976 | 4.3618 | 4.4343 | 4.54 | 4.3943 | 4.1231 | 3.8093 | 3.5316
2020-08-24 | 3.3876 | 3.253 | 3.2233 | 3.1521 | 3.2217 | 3.4241 | 3.8005 | 3.9998 | 4.1818 | 4.0327 | 3.9206 | 3.9458 | 3.8638 | 3.9084 | 3.8952 | 4.0727 | 4.0704 | 4.2738 | 4.3928 | 4.4866 | 4.18 | 3.9586 | 3.5922 | 3.3604
2020-08-25 | 3.4034 | 3.3385 | 3.3273 | 3.3122 | 3.4815 | 3.7264 | 4.041 | 4.0333 | 4.1928 | 4.2015 | 4.344 | 4.222 | 4.2864 | 4.2449 | 4.3664 | 4.5257 | 4.688 | 4.8578 | 4.8688 | 4.9622 | 4.6647 | 4.3671 | 3.9918 | 3.7218
2020-08-26 | 3.3717 | 3.3219 | 3.2965 | 3.2825 | 3.2448 | 3.5136 | 3.6835 | 3.7918 | 4.0402 | 3.8851 | 3.7897 | 3.8235 | 3.9343 | 3.8729 | 3.947 | 4.0562 | 4.1326 | 4.3314 | 4.3834 | 4.4036 | 4.0954 | 3.8303 | 3.5694 | 3.3189
2020-08-27 | 3.3246 | 3.295 | 3.2952 | 3.2673 | 3.3205 | 3.407 | 3.6113 | 3.5647 | 3.68 | 4.1151 | 4.1329 | 4.0768 | 3.9789 | 3.9698 | 3.9781 | 4.2533 | 4.355 | 4.3605 | 4.3299 | 4.4045 | 4.2949 | 4.0656 | 3.6966 | 3.4351
2020-08-28 | 3.3092 | 3.2533 | 3.2107 | 3.1981 | 3.3002 | 3.4937 | 3.5702 | 3.6393 | 3.7241 | 3.7685 | 3.7717 | 3.7255 | 3.6841 | 3.9675 | 4.2183 | 4.1435 | 4.1803 | 4.3993 | 4.3701 | 4.2815 | 4.1982 | 4.0409 | 3.6778 | 3.3759
2020-08-29 | 3.2691 | 3.1884 | 3.2035 | 3.2007 | 3.2503 | 3.4033 | 3.451 | 3.5725 | 3.7987 | 3.7766 | 3.6918 | 3.8041 | 3.8793 | 3.725 | 3.7657 | 3.8902 | 3.9327 | 4.407 | 4.351 | 4.2907 | 4.1596 | 3.8551 | 3.562 | 3.3701
2020-08-30 | 3.2577 | 3.1885 | 3.2539 | 3.2084 | 3.2776 | 3.4412 | 3.6141 | 3.7165 | 3.9558 | 3.9677 | 3.8584 | 3.9001 | 3.8506 | 3.9133 | 4.0074 | 3.957 | 4.1019 | 4.2994 | 4.3929 | 4.3304 | 4.0068 | 3.8272 | 3.5434 | 3.3382
2020-08-31 | 3.1823 | 3.1238 | 3.101 | 3.1575 | 3.2037 | 3.3707 | 3.5106 | 3.6516 | 3.8075 | 3.7516 | 3.7953 | 3.783 | 3.7619 | 3.8583 | 4.0072 | 4.1433 | 4.2179 | 4.3623 | 4.3244 | 4.3415 | 4.0926 | 3.8922 | 3.5514 | 3.351
2020-09-01 | 3.613 | 3.5407 | 3.5354 | 3.4127 | 3.4414 | 3.6321 | 3.7179 | 3.855 | 4.0082 | 4.2356 | 4.4437 | 4.328 | 4.3581 | 4.3406 | 4.5494 | 4.5237 | 4.6553 | 4.9621 | 5.0577 | 5.1486 | 4.7176 | 4.4358 | 4.0326 | 3.8558
2020-09-02 | 3.7164 | 3.6052 | 3.5712 | 3.5463 | 3.6169 | 3.9054 | 4.2135 | 4.3659 | 4.5144 | 4.5973 | 4.5672 | 4.7931 | 4.8391 | 4.697 | 4.9089 | 4.7641 | 4.9006 | 5.0951 | 5.187 | 4.9523 | 4.5338 | 4.4811 | 4.1384 | 3.8489
2020-09-03 | 3.6819 | 3.6456 | 3.5976 | 3.5996 | 3.6013 | 3.8739 | 4.1504 | 4.3764 | 4.5686 | 4.5058 | 4.3825 | 4.4653 | 4.5027 | 4.5079 | 4.5365 | 4.7561 | 4.8309 | 5.0372 | 5.0069 | 5.2189 | 5.0332 | 4.7048 | 4.2129 | 3.8587
2020-09-04 | 3.7373 | 3.6038 | 3.6537 | 3.5833 | 3.6386 | 3.8732 | 4.278 | 4.3246 | 4.6271 | 4.654 | 4.5672 | 4.5597 | 4.8165 | 4.7234 | 4.7498 | 4.7105 | 4.8284 | 5.0301 | 4.979 | 4.8428 | 4.6225 | 4.288 | 4.005 | 3.7238
2020-09-05 | 3.6572 | 3.5604 | 3.544 | 3.5226 | 3.5654 | 3.7291 | 3.8785 | 4.0452 | 4.2296 | 4.2758 | 4.4032 | 4.3632 | 4.2259 | 4.2796 | 4.3712 | 4.3355 | 4.4063 | 4.6159 | 4.6792 | 4.6626 | 4.4972 | 4.1799 | 3.9969 | 3.713
2020-09-06 | 3.6167 | 3.5429 | 3.5279 | 3.4758 | 3.5378 | 3.6747 | 3.8432 | 4.0618 | 4.2137 | 4.2576 | 4.2525 | 4.3735 | 4.429 | 4.5066 | 4.4758 | 4.7127 | 4.6798 | 4.6687 | 4.767 | 4.8069 | 4.5229 | 4.2639 | 3.8782 | 3.6475
2020-09-07 | 3.5506 | 3.5021 | 3.3945 | 3.3877 | 3.4768 | 3.7355 | 3.9838 | 3.9656 | 4.241 | 4.2845 | 4.1078 | 4.3717 | 4.3435 | 4.4924 | 4.5571 | 4.7303 | 4.8377 | 5.0047 | 5.1543 | 5.3013 | 5.0756 | 4.7636 | 4.2926 | 3.994
2020-09-08 | 3.8708 | 3.7693 | 3.768 | 3.5938 | 3.551 | 3.7908 | 4.013 | 4.2121 | 4.267 | 4.3115 | 4.2723 | 4.2727 | 4.2135 | 4.3497 | 4.3572 | 4.414 | 4.5376 | 4.767 | 4.9274 | 4.8821 | 4.481 | 4.2805 | 3.9369 | 3.8065
2020-09-09 | 3.7789 | 3.6669 | 3.6391 | 3.617 | 3.7198 | 3.9794 | 4.3549 | 4.4752 | 4.6794 | 4.7568 | 4.5549 | 4.8176 | 4.7473 | 4.7078 | 4.7874 | 4.8907 | 5.0531 | 5.1439 | 5.2318 | 5.1623 | 4.6842 | 4.4384 | 4.0233 | 3.742
2020-09-10 | 3.58 | 3.5768 | 3.5264 | 3.5562 | 3.626 | 3.9784 | 4.2518 | 4.5175 | 4.6486 | 4.5479 | 4.5087 | 4.6471 | 4.6328 | 4.6827 | 4.6972 | 4.9457 | 4.9899 | 5.2172 | 5.2794 | 5.3514 | 5.1572 | 4.8763 | 4.3574 | 4.0939
2020-09-11 | 3.8821 | 3.7041 | 3.6886 | 3.6341 | 3.6659 | 3.9384 | 4.2008 | 4.3385 | 4.4713 | 4.4939 | 4.5526 | 4.6109 | 4.5927 | 4.6692 | 4.7457 | 4.7836 | 4.7443 | 5.0881 | 5.1091 | 4.9632 | 4.7562 | 4.546 | 4.2152 | 3.9575
2020-09-12 | 3.7399 | 3.6644 | 3.6783 | 3.5518 | 3.6029 | 3.8568 | 4.0721 | 4.3177 | 4.5865 | 4.5489 | 4.6909 | 4.6606 | 4.8214 | 4.7346 | 4.5485 | 4.8151 | 4.7952 | 4.9154 | 4.8958 | 4.6808 | 4.477 | 4.238 | 4.0418 | 3.869
2020-09-13 | 3.7338 | 3.652 | 3.63 | 3.6027 | 3.6241 | 3.8074 | 3.8064 | 4.0437 | 4.3644 | 4.387 | 4.4199 | 4.4784 | 4.4755 | 4.6304 | 4.705 | 4.8453 | 4.9685 | 5.206 | 5.4713 | 5.2415 | 4.9619 | 4.7318 | 4.2399 | 3.9877
2020-09-14 | 3.776 | 3.6803 | 3.6263 | 3.6126 | 3.7269 | 3.9837 | 4.2915 | 4.5654 | 4.8309 | 4.5831 | 4.5655 | 4.5321 | 4.4853 | 4.5967 | 4.7896 | 4.8131 | 4.8527 | 5.1087 | 5.2633 | 5.2589 | 4.9389 | 4.6366 | 4.2301 | 3.8857
2020-09-15 | 3.7702 | 3.6297 | 3.6377 | 3.5852 | 3.679 | 3.9883 | 4.0352 | 4.3843 | 4.6563 | 4.5366 | 4.7174 | 4.7668 | 4.7255 | 4.7204 | 4.6024 | 4.7898 | 4.8287 | 5.1539 | 5.1756 | 5.1154 | 4.6588 | 4.358 | 4.1666 | 3.8382
2020-09-16 | 3.6813 | 3.4772 | 3.5057 | 3.6299 | 3.6671 | 3.8986 | 4.1353 | 4.2889 | 4.4096 | 4.3885 | 4.5614 | 4.4365 | 4.55 | 4.5874 | 4.6649 | 4.7588 | 4.7737 | 4.9826 | 5.1873 | 5.1603 | 4.8284 | 4.561 | 4.171 | 3.8518
2020-09-17 | 3.676 | 3.5732 | 3.5603 | 3.5748 | 3.6612 | 4.0087 | 4.2196 | 4.3919 | 4.8659 | 4.6899 | 4.5446 | 4.631 | 4.5942 | 4.6816 | 4.6963 | 4.7982 | 4.8699 | 4.977 | 5.0583 | 5.1123 | 4.7831 | 4.5012 | 4.1227 | 3.8128
2020-09-18 | 3.6804 | 3.6427 | 3.5756 | 3.5954 | 3.693 | 3.8964 | 4.0299 | 4.0882 | 4.3741 | 4.3475 | 4.391 | 4.3445 | 4.3523 | 4.4009 | 4.4811 | 4.5719 | 4.461 | 4.6957 | 4.7705 | 4.8073 | 4.4987 | 4.3469 | 4.0395 | 3.7735
2020-09-19 | 3.6112 | 3.5488 | 3.571 | 3.5631 | 3.682 | 3.7906 | 3.9915 | 4.1179 | 4.2698 | 4.2572 | 4.207 | 4.3093 | 4.2251 | 4.2016 | 4.3062 | 4.3136 | 4.3613 | 4.6701 | 4.8486 | 4.8843 | 4.6269 | 4.4585 | 4.1494 | 3.8963
2020-09-20 | 3.7289 | 3.6564 | 3.6276 | 3.5915 | 3.5249 | 3.8193 | 3.9164 | 4.0663 | 4.2674 | 4.2666 | 4.277 | 4.2801 | 4.3569 | 4.4024 | 4.444 | 4.4791 | 4.6935 | 5.0448 | 5.2105 | 5.1499 | 4.923 | 4.6699 | 4.2971 | 3.9366
2020-09-21 | 3.7821 | 3.6712 | 3.7403 | 3.7892 | 3.8261 | 4.0476 | 4.351 | 4.6181 | 4.7533 | 4.6717 | 4.7671 | 5.0348 | 5.1177 | 5.2018 | 5.1461 | 5.043 | 4.9916 | 5.2395 | 5.3653 | 5.3738 | 4.8596 | 4.5595 | 4.0481 | 3.781
2020-09-22 | 3.6911 | 3.6009 | 3.6256 | 3.6139 | 3.7025 | 3.9761 | 4.1739 | 4.3596 | 4.405 | 4.4534 | 4.4611 | 4.4675 | 4.4854 | 4.5476 | 4.5647 | 4.697 | 4.7679 | 5.051 | 5.2365 | 5.2257 | 4.9808 | 4.7192 | 4.3244 | 4.0468
2020-09-23 | 3.7885 | 3.699 | 3.7194 | 3.6785 | 3.7526 | 4.0741 | 4.325 | 4.3587 | 4.6595 | 4.5119 | 4.5657 | 4.5263 | 4.6038 | 4.5597 | 4.6014 | 4.6529 | 4.7079 | 4.8521 | 5.0405 | 4.9779 | 4.6777 | 4.4275 | 4.1752 | 3.8742
2020-09-24 | 3.8397 | 3.7095 | 3.6751 | 3.7301 | 3.7599 | 4.0357 | 4.3323 | 4.3661 | 4.5284 | 4.4118 | 4.5662 | 4.7233 | 4.9597 | 5.1288 | 5.1426 | 5.3288 | 5.4701 | 5.6131 | 5.6633 | 5.6391 | 5.3368 | 4.7849 | 4.411 | 4.1553
2020-09-25 | 3.8148 | 3.7258 | 3.6609 | 3.6498 | 3.7868 | 3.9995 | 4.2888 | 4.3444 | 4.5048 | 4.6197 | 4.7077 | 5.019 | 4.8403 | 4.9238 | 5.0596 | 5.1819 | 5.2326 | 5.285 | 5.3838 | 5.2704 | 5.0692 | 4.8711 | 4.4245 | 4.1159
2020-09-26 | 3.9946 | 3.9617 | 3.7848 | 3.7765 | 3.8278 | 3.911 | 4.0347 | 4.2812 | 4.4372 | 4.5544 | 4.3878 | 4.3464 | 4.6424 | 4.7415 | 4.8446 | 4.7718 | 4.7814 | 4.8341 | 4.8129 | 4.5613 | 4.4475 | 4.309 | 4.0717 | 3.723
2020-09-27 | 3.588 | 3.6035 | 3.5278 | 3.6104 | 3.679 | 3.8345 | 4.0978 | 4.2543 | 4.4167 | 4.6068 | 4.5506 | 4.6227 | 4.5634 | 4.4479 | 4.4787 | 4.6085 | 4.6622 | 4.8674 | 4.9997 | 4.9925 | 4.7761 | 4.5057 | 4.1335 | 3.928
2020-09-28 | 3.7733 | 3.6451 | 3.6512 | 3.6459 | 3.6361 | 3.8373 | 4.0165 | 4.218 | 4.2476 | 4.3148 | 4.3656 | 4.6723 | 4.7245 | 4.6954 | 4.6196 | 4.7324 | 4.8016 | 5.0481 | 5.2678 | 5.0482 | 4.7369 | 4.405 | 3.9993 | 3.7806
2020-09-29 | 3.7053 | 3.6598 | 3.7144 | 3.6767 | 3.7263 | 4.0056 | 4.1578 | 4.286 | 4.4339 | 4.4552 | 4.4959 | 4.7422 | 4.5615 | 4.5207 | 4.5414 | 4.6673 | 4.8019 | 5.1457 | 5.2618 | 5.1792 | 4.8079 | 4.7155 | 4.3869 | 4.0602
2020-09-30 | 3.917 | 3.8246 | 3.8453 | 3.7993 | 3.8958 | 4.0726 | 4.3017 | 4.3927 | 4.4051 | 4.4518 | 4.4764 | 4.5943 | 4.5421 | 4.5384 | 4.6694 | 4.8316 | 5.075 | 5.0968 | 5.2165 | 5.1303 | 4.8307 | 4.5545 | 4.2106 | 3.9312
2020-10-01 | 3.7483 | 3.727 | 3.6928 | 3.6705 | 3.7508 | 4.0031 | 4.2588 | 4.4156 | 4.5249 | 4.5314 | 4.5519 | 4.4784 | 4.3527 | 4.3673 | 4.5418 | 4.688 | 4.8855 | 5.0697 | 5.2843 | 5.2344 | 5.0486 | 4.8388 | 4.2837 | 3.9682
2020-10-02 | 3.7413 | 3.6685 | 3.5472 | 3.5267 | 3.5617 | 3.8373 | 4.111 | 4.1818 | 4.277 | 4.3159 | 4.269 | 4.3276 | 4.3792 | 4.4678 | 4.4571 | 4.5702 | 4.7221 | 4.9065 | 4.8774 | 4.7244 | 4.5077 | 4.2776 | 3.9 | 3.6709
2020-10-03 | 3.5667 | 3.5719 | 3.5029 | 3.4646 | 3.5003 | 3.7032 | 3.6806 | 3.9528 | 4.0614 | 4.2128 | 4.1432 | 4.296 | 4.3624 | 4.2966 | 4.3426 | 4.4415 | 4.6057 | 4.7549 | 4.8356 | 4.7875 | 4.4596 | 4.3329 | 4.0498 | 3.7553
2020-10-04 | 3.5722 | 3.426 | 3.4566 | 3.4709 | 3.4515 | 3.5778 | 3.6793 | 3.8696 | 4.0229 | 4.0709 | 4.1904 | 4.3659 | 4.2822 | 4.3598 | 4.5343 | 4.6118 | 4.6335 | 4.6824 | 4.635 | 4.6242 | 4.2934 | 4.17 | 3.8643 | 3.5713
2020-10-05 | 3.4343 | 3.4424 | 3.4036 | 3.3769 | 3.3222 | 3.5835 | 3.7873 | 3.9045 | 4.2538 | 4.4086 | 4.3518 | 4.5126 | 4.4021 | 4.2994 | 4.4721 | 4.4494 | 4.4972 | 4.687 | 4.9733 | 4.8617 | 4.6989 | 4.4781 | 4.1199 | 3.8257
2020-10-06 | 3.6794 | 3.6169 | 3.5461 | 3.4434 | 3.4866 | 3.7156 | 3.8367 | 4.0245 | 4.1722 | 4.179 | 4.3689 | 4.4323 | 4.4551 | 4.5443 | 4.5703 | 4.4923 | 4.78 | 4.9928 | 5.0281 | 4.8216 | 4.4904 | 4.2399 | 4.0149 | 3.7077
2020-10-07 | 3.5396 | 3.4605 | 3.4548 | 3.4734 | 3.5406 | 3.7325 | 3.831 | 4.3271 | 4.4607 | 4.4711 | 4.5418 | 4.5485 | 4.6239 | 4.6407 | 4.6379 | 4.682 | 4.8273 | 5.0336 | 5.1975 | 5.0987 | 4.7626 | 4.4413 | 4.1476 | 3.8229
2020-10-08 | 3.9026 | 3.8623 | 3.9166 | 3.8729 | 3.9461 | 4.2879 | 4.4707 | 4.7851 | 4.9588 | 4.9343 | 5.1238 | 4.9186 | 4.7293 | 4.6838 | 5.3675 | 5.4465 | 5.5227 | 5.6638 | 5.6394 | 5.6558 | 5.4347 | 5.1993 | 4.6386 | 4.2082
2020-10-09 | 3.8415 | 3.7285 | 3.6701 | 3.6772 | 3.7433 | 3.9282 | 4.0635 | 4.2078 | 4.3982 | 4.3897 | 4.4587 | 4.7173 | 4.5111 | 4.8631 | 4.9887 | 4.9761 | 5.0937 | 5.2513 | 5.1147 | 4.9374 | 4.6581 | 4.3685 | 4.0786 | 3.7345
2020-10-10 | 3.6148 | 3.4764 | 3.4856 | 3.4834 | 3.5251 | 3.6959 | 3.8373 | 4.1122 | 4.3334 | 4.3617 | 4.4135 | 4.5563 | 4.3107 | 4.2885 | 4.4835 | 4.6905 | 4.7658 | 4.9035 | 4.8745 | 4.8033 | 4.6409 | 4.4258 | 4.0523 | 3.7731
2020-10-11 | 3.6203 | 3.488 | 3.4794 | 3.4396 | 3.4652 | 3.6538 | 3.7166 | 3.932 | 4.1097 | 4.2223 | 4.3072 | 4.4266 | 4.5436 | 4.5672 | 4.6542 | 4.7721 | 4.6591 | 4.8289 | 4.8449 | 4.7977 | 4.4495 | 4.218 | 3.9225 | 3.6111
2020-10-12 | 3.5011 | 3.4364 | 3.3837 | 3.4421 | 3.6108 | 3.8026 | 3.8794 | 4.0687 | 4.3929 | 4.4606 | 4.5032 | 4.4298 | 4.3762 | 4.2823 | 4.6168 | 4.6051 | 4.6774 | 4.9085 | 5.0181 | 4.8889 | 4.5776 | 4.3597 | 4.1383 | 3.771
2020-10-13 | 3.6314 | 3.5383 | 3.5002 | 3.5139 | 3.5849 | 3.8087 | 4.0957 | 4.29 | 4.4479 | 4.4537 | 4.4755 | 4.5642 | 4.4844 | 4.6041 | 4.6523 | 4.7556 | 4.6367 | 4.7656 | 4.9246 | 4.7685 | 4.5188 | 4.2041 | 3.9297 | 3.6592
2020-10-14 | 3.5572 | 3.4054 | 3.4305 | 3.5074 | 3.6361 | 3.898 | 3.8713 | 4.168 | 4.4261 | 4.3745 | 4.4518 | 4.4751 | 4.5491 | 4.4466 | 4.4262 | 4.5755 | 4.6371 | 4.861 | 5.0216 | 4.7407 | 4.4903 | 4.3602 | 4.0551 | 3.7245
2020-10-15 | 3.6558 | 3.5678 | 3.5647 | 3.5432 | 3.6087 | 3.9046 | 3.8714 | 4.1458 | 4.5678 | 4.6884 | 4.9505 | 4.7253 | 4.5247 | 4.5368 | 4.6191 | 4.7111 | 4.7374 | 5.0187 | 4.93 | 4.7879 | 4.5292 | 4.3202 | 4.1209 | 3.7723
2020-10-16 | 3.6142 | 3.5472 | 3.5253 | 3.5068 | 3.5511 | 3.7239 | 3.8765 | 4.069 | 4.3439 | 4.3835 | 4.2972 | 4.5673 | 4.5619 | 4.5794 | 4.7928 | 4.7811 | 4.8545 | 5.2635 | 5.3332 | 5.1209 | 4.843 | 4.6215 | 4.2259 | 3.9689
2020-10-17 | 3.6451 | 3.548 | 3.5413 | 3.5646 | 3.6093 | 3.6966 | 3.9224 | 3.9741 | 4.1384 | 4.2978 | 4.3263 | 4.3909 | 4.424 | 4.4134 | 4.5275 | 4.5893 | 4.5599 | 4.8013 | 4.7346 | 4.6536 | 4.554 | 4.3314 | 4.1509 | 3.8492
2020-10-18 | 3.8289 | 3.6838 | 3.6144 | 3.6126 | 3.6725 | 3.8302 | 4.106 | 4.3987 | 4.46 | 4.5673 | 4.5074 | 4.636 | 4.6752 | 4.6972 | 4.8443 | 4.8266 | 5.0137 | 5.1611 | 5.3326 | 5.0711 | 4.9132 | 4.6291 | 4.2313 | 3.7988
2020-10-19 | 3.7178 | 3.6329 | 3.5613 | 3.5274 | 3.605 | 3.8528 | 4.138 | 4.4122 | 4.4492 | 4.4079 | 4.4873 | 4.458 | 4.5017 | 4.7374 | 4.7797 | 4.7875 | 4.8884 | 4.9479 | 5.0479 | 4.7834 | 4.4998 | 4.1935 | 3.9354 | 3.7266
2020-10-20 | 3.6595 | 3.5308 | 3.524 | 3.4757 | 3.605 | 3.8453 | 4.1271 | 4.3267 | 4.421 | 4.2551 | 4.4214 | 4.524 | 4.5374 | 4.5953 | 4.7547 | 4.8449 | 4.8766 | 5.1032 | 5.281 | 4.9551 | 4.6326 | 4.371 | 4.0089 | 3.7675
2020-10-21 | 3.6392 | 3.5411 | 3.4662 | 3.4681 | 3.5726 | 3.7602 | 4.0606 | 4.0858 | 4.4297 | 4.3464 | 4.4343 | 4.398 | 4.5102 | 4.4517 | 4.7327 | 4.7163 | 4.7643 | 4.8624 | 5.1681 | 4.954 | 4.6043 | 4.3195 | 3.9495 | 3.6865
2020-10-22 | 3.567 | 3.4792 | 3.4327 | 3.4771 | 3.5944 | 3.8247 | 4.1693 | 4.2694 | 4.4315 | 4.4591 | 4.521 | 4.6341 | 4.5979 | 4.6772 | 4.6974 | 4.8103 | 4.7973 | 5.0841 | 4.9771 | 4.765 | 4.5247 | 4.1864 | 3.8934 | 3.6368
2020-10-23 | 3.5028 | 3.5151 | 3.5201 | 3.4914 | 3.5911 | 3.7564 | 4.032 | 4.2094 | 4.4374 | 4.4198 | 4.4372 | 4.4689 | 4.527 | 4.5372 | 4.5808 | 4.7294 | 4.881 | 5.0216 | 5.1218 | 5.0057 | 4.7844 | 4.5429 | 4.2076 | 3.9266
2020-10-24 | 3.7836 | 3.6338 | 3.558 | 3.5332 | 3.6363 | 3.9077 | 4.1295 | 4.3979 | 4.5154 | 4.4778 | 4.3789 | 4.4982 | 4.5447 | 4.4931 | 4.5978 | 4.6728 | 4.7945 | 4.9189 | 4.8668 | 4.6895 | 4.3997 | 4.2076 | 3.9445 | 3.6151
2020-10-25 | 3.5252 | 3.4413 | 3.4481 | 3.4255 | 3.4142 | 3.6376 | 3.6769 | 3.9011 | 4.0925 | 4.3527 | 4.2659 | 4.3442 | 4.2701 | 4.251 | 4.3507 | 4.4842 | 4.6035 | 4.8523 | 4.9262 | 4.8696 | 4.6093 | 4.3033 | 3.9826 | 3.6634
2020-10-26 | 3.516 | 3.4253 | 3.4532 | 3.4245 | 3.5106 | 3.7614 | 4.0104 | 4.2146 | 4.3384 | 4.376 | 4.2939 | 4.3991 | 4.4539 | 4.4802 | 4.6275 | 4.7727 | 4.9064 | 5.0581 | 5.1956 | 5.09 | 4.7605 | 4.5091 | 4.1394 | 3.8059
2020-10-27 | 3.6541 | 3.4682 | 3.4084 | 3.4162 | 3.4272 | 3.6436 | 3.9794 | 4.1596 | 4.5099 | 4.4116 | 4.3723 | 4.3607 | 4.5021 | 4.5317 | 4.5444 | 4.7325 | 4.8623 | 5.0656 | 5.1575 | 4.9828 | 4.6699 | 4.3614 | 4.0971 | 3.7647
2020-10-28 | 3.6495 | 3.5403 | 3.4525 | 3.4316 | 3.4157 | 3.7155 | 3.9863 | 4.1753 | 4.3869 | 4.3971 | 4.3563 | 4.3376 | 4.4139 | 4.4708 | 4.5447 | 4.5271 | 4.7562 | 5.0485 | 5.2128 | 5.0424 | 4.7977 | 4.5299 | 4.1152 | 3.775
2020-10-29 | 3.6604 | 3.5533 | 3.4918 | 3.5088 | 3.5596 | 3.745 | 3.9798 | 4.0985 | 4.2358 | 4.3577 | 4.3724 | 4.3939 | 4.3353 | 4.3207 | 4.4928 | 4.5697 | 4.8243 | 5.0619 | 4.952 | 4.6825 | 4.441 | 4.2677 | 3.9599 | 3.7224
2020-10-30 | 3.6091 | 3.5311 | 3.51 | 3.5403 | 3.5267 | 3.7941 | 3.9622 | 4.2268 | 4.328 | 4.4438 | 4.3673 | 4.4291 | 4.3875 | 4.3348 | 4.512 | 4.7017 | 4.7799 | 5.0169 | 5.0383 | 4.8689 | 4.6318 | 4.3398 | 4.0493 | 3.8003
2020-10-31 | 3.6516 | 3.5921 | 3.5238 | 3.5762 | 3.6016 | 3.7386 | 3.8429 | 3.986 | 4.2526 | 4.3747 | 4.3557 | 4.4238 | 4.3838 | 4.3964 | 4.5588 | 4.7614 | 4.8402 | 4.9391 | 4.9703 | 4.7196 | 4.447 | 4.1011 | 3.9579 | 3.6459
2020-11-01 | 3.5313 | 3.4267 | 3.3862 | 3.2393 | 3.3065 | 3.5401 | 3.721 | 3.9299 | 4.2648 | 4.2183 | 4.3152 | 4.1806 | 4.1912 | 4.2037 | 4.3476 | 4.4755 | 4.7285 | 4.8819 | 5.0044 | 4.7461 | 4.5222 | 4.2852 | 3.9815 | 3.6869
2020-11-02 | 3.5012 | 3.273 | 3.2615 | 3.2565 | 3.4774 | 3.6747 | 3.9873 | 4.0801 | 4.2356 | 4.2523 | 4.1732 | 4.2011 | 4.3461 | 4.3584 | 4.3904 | 4.7398 | 4.9177 | 5.1674 | 5.2496 | 5.0728 | 4.717 | 4.4449 | 4.1189 | 3.7845
2020-11-03 | 3.6138 | 3.4666 | 3.4465 | 3.4206 | 3.5683 | 3.8429 | 4.206 | 4.2528 | 4.3726 | 4.464 | 4.4486 | 4.4406 | 4.4875 | 4.5115 | 4.618 | 4.849 | 4.9521 | 5.2104 | 5.2469 | 5.0082 | 4.7992 | 4.491 | 4.0895 | 3.9323
2020-11-04 | 3.7682 | 3.6881 | 3.6124 | 3.5949 | 3.6349 | 3.9662 | 4.2212 | 4.3506 | 4.5196 | 4.3633 | 4.3174 | 4.4039 | 4.4285 | 4.4042 | 4.4101 | 4.5846 | 4.8671 | 5.0846 | 5.1399 | 5.0125 | 4.7547 | 4.4644 | 4.0615 | 3.7866
2020-11-05 | 3.6607 | 3.5738 | 3.5601 | 3.6113 | 3.6247 | 3.7741 | 4.2162 | 4.5349 | 4.5683 | 4.4521 | 4.5839 | 4.3776 | 4.501 | 4.3663 | 4.4387 | 4.2557 | 4.0494 | 4.336 | 4.7753 | 4.8281 | 4.5562 | 4.3116 | 4.0738 | 3.8559
2020-11-06 | 3.4571 | 3.2036 | 3.3159 | 3.3049 | 3.5969 | 3.8991 | 4.1805 | 4.4252 | 4.5248 | 4.5037 | 4.5471 | 4.5984 | 4.607 | 4.477 | 4.5062 | 4.7392 | 4.7693 | 4.9327 | 4.9433 | 4.7216 | 4.4359 | 4.2011 | 3.8942 | 3.576
2020-11-07 | 3.399 | 3.3607 | 3.3717 | 3.3899 | 3.5497 | 3.5784 | 3.8518 | 4.0095 | 4.3389 | 4.3719 | 4.311 | 4.2983 | 4.3315 | 4.4373 | 4.4872 | 4.5598 | 4.7015 | 4.9306 | 4.9054 | 4.5393 | 4.3125 | 4.1635 | 3.8838 | 3.6304
2020-11-08 | 3.4935 | 3.4255 | 3.341 | 3.2857 | 3.4288 | 3.5956 | 3.7233 | 3.9654 | 4.1915 | 4.2363 | 4.404 | 4.3435 | 4.3606 | 4.325 | 4.4774 | 4.5764 | 4.7069 | 4.7955 | 4.8328 | 4.7263 | 4.4459 | 4.2444 | 3.9435 | 3.7311
2020-11-09 | 3.5857 | 3.5203 | 3.5047 | 3.3901 | 3.5451 | 3.6548 | 3.8631 | 4.0737 | 4.2455 | 4.2146 | 4.2514 | 4.2885 | 4.3584 | 4.5338 | 4.6613 | 4.7223 | 4.7656 | 4.97 | 5.0784 | 4.8665 | 4.6621 | 4.3804 | 3.9514 | 3.7181
2020-11-10 | 3.8718 | 3.7829 | 3.7378 | 3.8836 | 4.0477 | 4.2232 | 4.3181 | 4.4811 | 4.8425 | 4.8113 | 4.6839 | 4.7728 | 4.7754 | 4.8677 | 5.0624 | 5.0492 | 5.2482 | 5.6468 | 5.7386 | 5.3907 | 5.087 | 4.6815 | 4.3192 | 4.0145
2020-11-11 | 3.5637 | 3.4762 | 3.43 | 3.4827 | 3.4094 | 3.726 | 3.9463 | 3.8961 | 4.3363 | 4.2516 | 4.3508 | 4.3681 | 4.5242 | 4.3739 | 4.5933 | 4.7882 | 4.8293 | 5.1924 | 5.3234 | 5.1237 | 4.9063 | 4.6463 | 4.166 | 3.9132
2020-11-12 | 3.7447 | 3.6396 | 3.6624 | 3.5723 | 3.6496 | 3.7715 | 4.0319 | 4.4577 | 4.6639 | 4.5133 | 4.3595 | 4.3037 | 4.2818 | 4.4113 | 4.5194 | 4.6453 | 4.7671 | 4.995 | 5.0957 | 4.8951 | 4.7361 | 4.4966 | 4.084 | 3.7877
2020-11-13 | 3.6088 | 3.5363 | 3.5661 | 3.5683 | 3.6494 | 3.9237 | 4.1497 | 4.4503 | 4.4971 | 4.5341 | 4.4712 | 4.5968 | 4.7587 | 4.6394 | 4.7658 | 4.882 | 4.9023 | 5.1531 | 5.1948 | 4.9607 | 4.6532 | 4.4751 | 4.0565 | 3.7804
2020-11-14 | 3.6941 | 3.5792 | 3.5789 | 3.5952 | 3.6449 | 3.8343 | 4.0202 | 4.0846 | 4.4543 | 4.2938 | 4.3856 | 4.418 | 4.3706 | 4.4038 | 4.4021 | 4.3884 | 4.4426 | 4.6675 | 4.6847 | 4.4733 | 4.297 | 4.099 | 3.8633 | 3.618
2020-11-15 | 3.5088 | 3.3581 | 3.4391 | 3.5023 | 3.5955 | 3.809 | 4.0266 | 4.2865 | 4.4817 | 4.5425 | 4.5063 | 4.5847 | 4.5747 | 4.4247 | 4.4934 | 4.6962 | 4.7308 | 4.8857 | 4.9071 | 4.679 | 4.3985 | 4.1244 | 3.9073 | 3.5369
2020-11-16 | 3.4172 | 3.3039 | 3.2997 | 3.362 | 3.5278 | 3.7549 | 4.0304 | 4.275 | 4.2743 | 4.2487 | 4.4144 | 4.3849 | 4.3856 | 4.5072 | 4.7919 | 4.8445 | 4.9681 | 5.0997 | 5.2131 | 5.039 | 4.7855 | 4.5257 | 3.9893 | 3.8042
2020-11-17 | 3.5645 | 3.4016 | 3.3978 | 3.3798 | 3.5703 | 3.8481 | 4.0963 | 4.2442 | 4.3228 | 4.2475 | 4.3595 | 4.471 | 4.5312 | 4.4967 | 4.5275 | 4.5788 | 4.6977 | 4.9386 | 5.0748 | 4.8244 | 4.6095 | 4.3587 | 4.0429 | 3.7657
2020-11-18 | 3.5696 | 3.4332 | 3.3963 | 3.4735 | 3.5498 | 3.867 | 4.2103 | 4.3733 | 4.4928 | 4.3724 | 4.4268 | 4.4588 | 4.6495 | 4.5752 | 4.6294 | 4.6915 | 4.8844 | 4.9518 | 4.9617 | 4.8006 | 4.5839 | 4.2818 | 3.9981 | 3.7654
2020-11-19 | 3.6474 | 3.5377 | 3.4728 | 3.5022 | 3.5725 | 3.7174 | 4.0108 | 4.162 | 4.1986 | 4.1841 | 4.2557 | 4.2311 | 4.2075 | 4.3101 | 4.4033 | 4.5005 | 4.5881 | 4.7937 | 4.9845 | 4.8079 | 4.5598 | 4.405 | 4.0816 | 3.8828
2020-11-20 | 3.7599 | 3.676 | 3.6132 | 3.6201 | 3.7409 | 3.9349 | 4.1596 | 4.2107 | 4.5925 | 4.3292 | 4.3092 | 4.2187 | 4.3646 | 4.431 | 4.4321 | 4.4891 | 4.5311 | 4.7556 | 4.9279 | 4.6379 | 4.4427 | 4.2116 | 4.0071 | 3.7435
2020-11-21 | 3.5822 | 3.4536 | 3.4612 | 3.5182 | 3.4415 | 3.6065 | 3.7985 | 4.0189 | 4.2553 | 4.2139 | 4.1148 | 4.2267 | 4.1961 | 4.2279 | 4.1994 | 4.2718 | 4.4602 | 4.6753 | 4.784 | 4.5473 | 4.2826 | 3.9601 | 3.7409 | 3.5885
2020-11-22 | 3.5342 | 3.4186 | 3.2461 | 3.2762 | 3.2675 | 3.5398 | 3.8226 | 3.9886 | 4.2808 | 4.3819 | 4.36 | 4.3274 | 4.4155 | 4.5205 | 4.4424 | 4.6343 | 4.73 | 4.9776 | 4.9723 | 4.6952 | 4.4429 | 4.002 | 3.7434 | 3.6149
2020-11-23 | 3.4349 | 3.2934 | 3.3181 | 3.2504 | 3.3159 | 3.6447 | 3.8521 | 4.1093 | 4.2494 | 4.2643 | 4.183 | 4.214 | 4.1885 | 4.2048 | 4.3628 | 4.6662 | 4.8278 | 4.8615 | 5.0264 | 4.9579 | 4.7231 | 4.5209 | 4.0241 | 3.7806
2020-11-24 | 3.6095 | 3.4653 | 3.4658 | 3.4574 | 3.6219 | 3.6976 | 3.9818 | 4.167 | 4.3752 | 4.4016 | 4.3105 | 4.3381 | 4.4859 | 4.5895 | 4.6938 | 4.7038 | 4.8644 | 4.9582 | 5.0474 | 4.844 | 4.6031 | 4.2869 | 3.8862 | 3.5818
2020-11-25 | 3.4556 | 3.361 | 3.3199 | 3.4133 | 3.5004 | 3.6161 | 3.8608 | 4.107 | 4.4291 | 4.5328 | 4.5272 | 4.6437 | 4.7362 | 4.6422 | 4.8008 | 4.8999 | 4.9024 | 5.0356 | 5.0845 | 4.8648 | 4.5549 | 4.2697 | 3.9717 | 3.6177
2020-11-26 | 3.4724 | 3.3679 | 3.3884 | 3.3781 | 3.4942 | 3.6241 | 3.9554 | 4.1836 | 4.6255 | 4.6382 | 4.5401 | 4.4793 | 4.4607 | 4.5205 | 4.6051 | 4.6636 | 4.8711 | 4.924 | 4.8963 | 4.6225 | 4.4392 | 4.2356 | 3.9656 | 3.6181
2020-11-27 | 3.4238 | 3.3595 | 3.3233 | 3.2152 | 3.3194 | 3.3457 | 3.5911 | 3.7886 | 4.1411 | 4.1617 | 4.1841 | 4.1518 | 4.2687 | 4.3208 | 4.372 | 4.6146 | 4.6779 | 4.7247 | 4.6683 | 4.4408 | 4.3761 | 4.1953 | 3.6737 | 3.4921
2020-11-28 | 3.4879 | 3.4319 | 3.2217 | 3.3602 | 3.4074 | 3.4495 | 3.6871 | 3.8601 | 4.1492 | 4.1687 | 4.083 | 4.0935 | 4.1607 | 4.0851 | 4.223 | 4.3561 | 4.4756 | 4.5757 | 4.6166 | 4.4675 | 4.2381 | 4.0427 | 3.7895 | 3.6339
2020-11-29 | 3.1658 | 3.026 | 3.0286 | 3.0493 | 3.0737 | 3.2368 | 3.5077 | 3.8109 | 3.941 | 3.9922 | 3.7914 | 3.801 | 3.8111 | 3.7007 | 3.8474 | 3.9125 | 3.9783 | 4.2563 | 4.3359 | 4.2129 | 3.997 | 3.7101 | 3.3558 | 3.1752
2020-11-30 | 3.0685 | 2.9416 | 2.9284 | 2.9188 | 2.9826 | 3.2312 | 3.5922 | 3.7881 | 3.9472 | 4.0665 | 3.7792 | 3.8311 | 3.8359 | 3.9011 | 3.9623 | 4.0816 | 4.1934 | 4.4556 | 4.5391 | 4.3628 | 3.9553 | 3.6364 | 3.3053 | 3.0985
2020-12-01 | 3.1425 | 3.0014 | 2.9626 | 2.9786 | 3.1177 | 3.4336 | 3.7252 | 3.8808 | 4.1129 | 4.1758 | 4.0154 | 3.9914 | 4.1964 | 3.9479 | 4.1025 | 4.2549 | 4.312 | 4.5992 | 4.8502 | 4.7569 | 4.5678 | 4.2186 | 3.7185 | 3.4747
2020-12-02 | 3.2982 | 3.2161 | 3.1859 | 3.1716 | 3.2764 | 3.6354 | 4.0207 | 4.1602 | 4.167 | 4.1985 | 4.2204 | 4.1147 | 4.0458 | 4.066 | 4.1647 | 4.2091 | 4.4549 | 4.6515 | 5.0227 | 4.6427 | 4.2766 | 3.9515 | 3.5102 | 3.1952
2020-12-03 | 3.1126 | 3.0878 | 3.0532 | 3.0538 | 3.1272 | 3.4991 | 3.8416 | 3.9739 | 3.8943 | 3.9057 | 3.935 | 4.0034 | 4.0219 | 3.9739 | 4.0447 | 4.2213 | 4.2912 | 4.6345 | 4.932 | 4.8899 | 4.7106 | 4.34 | 3.863 | 3.5788
2020-12-04 | 3.4393 | 3.3799 | 3.2836 | 3.274 | 3.356 | 3.6402 | 4.0938 | 4.2811 | 4.1979 | 4.0031 | 4.057 | 4.0476 | 4.0677 | 3.9625 | 4.0617 | 4.1767 | 4.2924 | 4.476 | 4.5893 | 4.353 | 4.1578 | 3.8875 | 3.6513 | 3.4198
2020-12-05 | 3.2252 | 3.1117 | 3.0962 | 3.0667 | 3.1304 | 3.4 | 3.5621 | 3.7579 | 3.9319 | 4.1123 | 4.0583 | 4.0849 | 4.0749 | 4.0552 | 4.1685 | 4.3033 | 4.2461 | 4.4382 | 4.5362 | 4.2978 | 4.2245 | 3.9878 | 3.7081 | 3.467
2020-12-06 | 3.3602 | 3.2065 | 3.1639 | 3.1896 | 3.2781 | 3.4828 | 3.706 | 3.9184 | 4.098 | 4.1698 | 4.1094 | 3.9527 | 3.9964 | 4.021 | 4.038 | 4.1454 | 4.3631 | 4.5823 | 4.7687 | 4.3326 | 4.1166 | 3.8331 | 3.5855 | 3.2711
2020-12-07 | 3.0696 | 3.0085 | 2.9597 | 2.9871 | 3.0475 | 3.3531 | 3.662 | 3.8471 | 4.187 | 4.0786 | 4.0433 | 4.107 | 4.1359 | 4.0988 | 4.1126 | 4.3467 | 4.4283 | 4.5956 | 4.6827 | 4.4735 | 4.4128 | 4.1097 | 3.6482 | 3.3836
2020-12-08 | 3.2291 | 3.277 | 3.1789 | 3.1194 | 3.201 | 3.4087 | 3.7366 | 4.0447 | 4.1413 | 4.2209 | 4.138 | 4.1798 | 4.1382 | 4.2366 | 4.1806 | 4.346 | 4.401 | 4.7888 | 5.0434 | 4.8832 | 4.5433 | 4.2115 | 3.7886 | 3.5404
2020-12-09 | 3.4046 | 3.2147 | 3.1534 | 3.1885 | 3.2783 | 3.5849 | 3.9325 | 4.1977 | 4.3544 | 4.4627 | 4.4381 | 4.5241 | 4.4216 | 4.4681 | 4.5032 | 4.5146 | 4.4968 | 4.7067 | 4.9574 | 4.6937 | 4.3514 | 4.0152 | 3.6645 | 3.4278
2020-12-10 | 3.3152 | 3.2703 | 3.253 | 3.2585 | 3.3471 | 3.6426 | 3.9686 | 4.1279 | 4.0872 | 4.1735 | 4.1351 | 4.0141 | 3.9592 | 3.9464 | 4.0382 | 4.1549 | 4.3248 | 4.6716 | 4.8462 | 4.64 | 4.3427 | 3.9934 | 3.6709 | 3.4435
2020-12-11 | 3.2591 | 3.1605 | 3.2017 | 3.1319 | 3.1482 | 3.4404 | 3.8069 | 3.9841 | 4.0365 | 4.3751 | 4.2743 | 4.2483 | 4.2638 | 4.3059 | 4.3888 | 4.5671 | 4.7087 | 4.797 | 4.7851 | 4.5114 | 4.3061 | 4.0635 | 3.6971 | 3.4078
2020-12-12 | 3.1775 | 3.0803 | 3.0599 | 3.0067 | 3.0623 | 3.2251 | 3.4593 | 3.6688 | 3.8277 | 3.9015 | 3.8176 | 3.8651 | 3.874 | 3.9116 | 3.9876 | 3.9802 | 4.214 | 4.416 | 4.6238 | 4.4222 | 4.1359 | 3.8651 | 3.5882 | 3.4
2020-12-13 | 3.188 | 3.0465 | 2.9501 | 2.8543 | 2.9492 | 3.0691 | 3.386 | 3.6738 | 3.9382 | 4.0578 | 4.0045 | 4.025 | 4.0217 | 3.9607 | 4.0812 | 4.1743 | 4.3788 | 4.8044 | 4.9409 | 4.7355 | 4.257 | 4.0072 | 3.716 | 3.4069
2020-12-14 | 3.2493 | 3.1085 | 3.0782 | 3.0803 | 3.0708 | 3.3259 | 3.6198 | 3.8929 | 3.8733 | 3.9377 | 3.9842 | 4.0297 | 4.1292 | 4.0053 | 4.0173 | 4.0278 | 4.3545 | 4.6744 | 4.8229 | 4.7132 | 4.4109 | 4.1059 | 3.5791 | 3.3257
2020-12-15 | 3.3462 | 3.2695 | 3.1288 | 3.0848 | 3.1875 | 3.4302 | 3.6455 | 3.836 | 3.9283 | 4.0063 | 3.9124 | 4.0164 | 4.0304 | 4.0132 | 4.041 | 4.1188 | 4.1708 | 4.506 | 4.7574 | 4.5892 | 4.3276 | 4.0535 | 3.6991 | 3.4432
2020-12-16 | 3.2914 | 3.1841 | 3.1192 | 3.0735 | 3.1593 | 3.4557 | 3.7328 | 4.0216 | 4.0783 | 4.1021 | 4.0129 | 3.9779 | 4.1135 | 4.0025 | 4.0381 | 4.1991 | 4.4532 | 4.6357 | 4.7141 | 4.7493 | 4.5234 | 4.1001 | 3.6404 | 3.332
2020-12-17 | 3.209 | 3.0984 | 3.0321 | 2.9832 | 3.1235 | 3.3847 | 3.8155 | 3.8999 | 3.9494 | 4.0519 | 3.9071 | 3.8719 | 3.9004 | 3.8861 | 3.9117 | 4.1623 | 4.26 | 4.6328 | 5.0303 | 4.8606 | 4.4556 | 4.1301 | 3.7476 | 3.5501
2020-12-18 | 3.3411 | 3.1576 | 3.1775 | 3.1343 | 3.2668 | 3.514 | 3.6855 | 3.8653 | 3.9062 | 3.9415 | 4.0259 | 4.3343 | 4.2702 | 4.1384 | 4.2145 | 4.4234 | 4.519 | 4.7922 | 4.9617 | 4.8402 | 4.549 | 4.1669 | 3.7959 | 3.5847
2020-12-19 | 3.4688 | 3.3332 | 3.2858 | 3.2896 | 3.3305 | 3.4099 | 3.5844 | 3.6944 | 3.8459 | 3.9759 | 3.9227 | 4.0822 | 4.0634 | 4.0316 | 4.1208 | 4.3945 | 4.3669 | 4.7281 | 4.9463 | 4.7409 | 4.4173 | 4.2187 | 3.7687 | 3.4747
2020-12-20 | 3.4341 | 3.2833 | 3.1968 | 3.1626 | 3.1458 | 3.244 | 3.454 | 3.6606 | 3.7716 | 3.9078 | 3.9915 | 4.0311 | 3.9752 | 4.0461 | 4.0342 | 4.1675 | 4.4183 | 4.7858 | 4.9243 | 4.7554 | 4.4292 | 4.0731 | 3.6908 | 3.4248
2020-12-21 | 3.3491 | 3.219 | 3.1235 | 3.1144 | 3.1998 | 3.3332 | 3.5682 | 3.7894 | 4.1442 | 4.3482 | 4.3987 | 4.5692 | 4.523 | 4.5163 | 4.5914 | 4.7317 | 4.8043 | 5.2027 | 5.257 | 4.9989 | 4.7373 | 4.3732 | 4.052 | 3.7221
2020-12-22 | 3.4865 | 3.3075 | 3.2027 | 3.117 | 3.2091 | 3.2811 | 3.4676 | 3.6881 | 4.014 | 4.1971 | 4.3881 | 4.3421 | 4.3729 | 4.4391 | 4.4479 | 4.4517 | 4.5888 | 4.9564 | 5.1448 | 4.9416 | 4.6333 | 4.3292 | 3.9619 | 3.745
2020-12-23 | 3.7972 | 3.6936 | 3.6021 | 3.6068 | 3.7463 | 3.8872 | 4.0587 | 4.3798 | 4.7259 | 4.6069 | 4.8305 | 4.922 | 4.9509 | 4.8527 | 5.1031 | 5.1604 | 5.4123 | 5.5727 | 5.8397 | 5.7223 | 5.2017 | 4.7058 | 4.2159 | 3.7493
2020-12-24 | 3.3955 | 3.2774 | 3.2513 | 3.2317 | 3.2844 | 3.5146 | 3.7211 | 3.9777 | 4.2913 | 4.3144 | 4.4694 | 4.5714 | 4.5189 | 4.5755 | 4.6647 | 4.6881 | 4.98 | 5.2786 | 5.3901 | 5.2289 | 4.8396 | 4.5826 | 4.2089 | 3.6807
2020-12-25 | 3.4924 | 3.3602 | 3.3366 | 3.2229 | 3.3322 | 3.4984 | 3.6614 | 3.983 | 4.3259 | 4.5263 | 4.7319 | 4.8873 | 4.9607 | 4.7573 | 4.8442 | 4.9078 | 5.1663 | 5.4758 | 5.5042 | 5.1645 | 4.8911 | 4.71 | 4.3152 | 3.8198
2020-12-26 | 3.633 | 3.4841 | 3.5356 | 3.4348 | 3.2912 | 3.4579 | 3.6792 | 4.0198 | 4.2848 | 4.4411 | 4.5365 | 4.4284 | 4.4807 | 4.439 | 4.4505 | 4.5707 | 4.8781 | 5.1785 | 5.3256 | 5.1445 | 4.853 | 4.5561 | 4.1084 | 3.7395
2020-12-27 | 3.5201 | 3.3475 | 3.2683 | 3.3535 | 3.2651 | 3.3907 | 3.6156 | 3.9851 | 4.3131 | 4.3861 | 4.41 | 4.5044 | 4.5696 | 4.3596 | 4.5886 | 4.8111 | 4.9689 | 5.3029 | 5.4142 | 5.2656 | 4.8423 | 4.6483 | 4.3122 | 3.8559
2020-12-28 | 3.5418 | 3.4171 | 3.3634 | 3.2825 | 3.4013 | 3.4356 | 3.5345 | 3.8307 | 4.233 | 4.3683 | 4.5185 | 4.5896 | 4.5235 | 4.3269 | 4.5004 | 4.7275 | 4.9212 | 5.2551 | 5.3598 | 5.2275 | 4.8433 | 4.6571 | 4.3091 | 3.8422
2020-12-29 | 3.4406 | 3.2655 | 3.0954 | 3.1064 | 3.1454 | 3.2586 | 3.3905 | 3.6016 | 3.9504 | 4.027 | 4.2825 | 4.2662 | 4.33 | 4.4203 | 4.4648 | 4.4554 | 4.6116 | 4.9458 | 5.1281 | 4.8943 | 4.6218 | 4.3196 | 3.9614 | 3.7082
2020-12-30 | 3.6071 | 3.5086 | 3.4218 | 3.4287 | 3.5615 | 3.6953 | 3.8566 | 4.1626 | 4.4937 | 4.3829 | 4.5924 | 4.6839 | 4.7021 | 4.6105 | 4.8492 | 4.9096 | 5.1436 | 5.2946 | 5.5485 | 5.4372 | 4.9426 | 4.4712 | 4.0056 | 3.5623
2020-12-31 | 3.3973 | 3.2793 | 3.2529 | 3.2335 | 3.2865 | 3.5167 | 3.7228 | 3.9779 | 4.2859 | 4.3143 | 4.4724 | 4.5707 | 4.51 | 4.5661 | 4.6525 | 4.6761 | 4.9731 | 5.2767 | 5.3907 | 5.229 | 4.8402 | 4.5824 | 4.2089 | 3.6806
2021-01-01 | 3.752 | 3.6283 | 3.6301 | 3.6958 | 3.7424 | 3.9994 | 4.232 | 4.3959 | 4.5032 | 4.4995 | 4.4426 | 4.5242 | 4.508 | 4.4707 | 4.6047 | 4.8614 | 5.2945 | 5.5422 | 5.7268 | 5.5705 | 5.183 | 4.8147 | 4.3461 | 3.9736
2021-01-02 | 3.773 | 3.6965 | 3.6547 | 3.6155 | 3.659 | 3.7666 | 4.1043 | 4.2341 | 4.3729 | 4.4499 | 4.3814 | 4.2803 | 4.4477 | 4.6297 | 4.5896 | 4.7894 | 5.0473 | 5.1609 | 5.2808 | 5.1283 | 4.8673 | 4.6017 | 4.1194 | 3.9001
2021-01-03 | 3.7648 | 3.6334 | 3.6139 | 3.5798 | 3.5672 | 3.6986 | 3.8694 | 3.93 | 4.2181 | 4.3132 | 4.2469 | 4.2313 | 4.3232 | 4.5147 | 4.6096 | 4.7238 | 4.9115 | 5.1754 | 5.205 | 5.0802 | 4.879 | 4.4897 | 4.1065 | 3.8579
2021-01-04 | 3.6931 | 3.6292 | 3.5829 | 3.6136 | 3.6493 | 3.8156 | 4.1092 | 4.2534 | 4.3829 | 4.4047 | 4.4753 | 4.5257 | 4.6125 | 4.6293 | 4.9925 | 5.1364 | 5.268 | 5.5261 | 5.6148 | 5.4338 | 5.0308 | 4.6066 | 4.2036 | 3.8173
2021-01-05 | 3.7022 | 3.5771 | 3.5494 | 3.6246 | 3.6256 | 3.8341 | 4.089 | 4.24 | 4.3491 | 4.2327 | 4.3104 | 4.3819 | 4.4669 | 4.7294 | 5.1072 | 5.0806 | 5.0738 | 5.3203 | 5.6538 | 5.4177 | 4.969 | 4.6328 | 4.1343 | 3.778
2021-01-06 | 3.6199 | 3.5677 | 3.5002 | 3.5094 | 3.6116 | 3.9295 | 4.2175 | 4.505 | 4.5336 | 4.4747 | 4.4608 | 4.5413 | 4.5055 | 4.804 | 4.7567 | 4.841 | 4.9518 | 5.3004 | 5.5437 | 5.265 | 5.0629 | 4.6154 | 4.2262 | 3.8926
2021-01-07 | 3.7356 | 3.6481 | 3.6504 | 3.6425 | 3.6904 | 3.9198 | 4.2363 | 4.5212 | 4.482 | 4.7146 | 4.8823 | 4.6692 | 4.6698 | 4.7259 | 4.7907 | 4.7914 | 4.9877 | 5.4782 | 5.7984 | 5.5117 | 5.094 | 4.7735 | 4.2923 | 4.1405
2021-01-08 | 3.78 | 3.6428 | 3.6024 | 3.623 | 3.7135 | 3.9333 | 4.3469 | 4.4997 | 4.5051 | 4.657 | 4.7076 | 4.9464 | 4.8714 | 4.8513 | 4.9038 | 4.9831 | 4.9677 | 5.3662 | 5.5335 | 5.226 | 4.9414 | 4.5384 | 4.051 | 4.0013
2021-01-09 | 3.7606 | 3.5024 | 3.5169 | 3.541 | 3.4953 | 3.6519 | 3.8508 | 4.1544 | 4.4663 | 4.7489 | 4.5277 | 4.6415 | 4.7424 | 4.6384 | 4.6656 | 4.8965 | 5.0529 | 5.2815 | 5.4086 | 5.2672 | 4.9723 | 4.5374 | 4.1371 | 4.0675
2021-01-10 | 3.7518 | 3.5498 | 3.5354 | 3.5733 | 3.5199 | 3.6913 | 3.8653 | 4.1008 | 4.4535 | 4.763 | 4.902 | 4.8703 | 4.7389 | 4.6626 | 4.756 | 4.9096 | 4.9028 | 5.1134 | 5.4413 | 5.2753 | 4.8732 | 4.4795 | 4.0524 | 3.7647
2021-01-11 | 3.652 | 3.5539 | 3.495 | 3.5165 | 3.5992 | 3.7478 | 4.0745 | 4.4691 | 4.6516 | 4.6326 | 4.722 | 4.6786 | 4.8421 | 4.7905 | 4.8249 | 4.6329 | 4.8017 | 5.2859 | 5.5454 | 5.2497 | 4.9956 | 4.7949 | 4.0721 | 3.7789
2021-01-12 | 3.6359 | 3.5165 | 3.4288 | 3.4839 | 3.5326 | 3.7424 | 4.0528 | 4.2529 | 4.308 | 4.2688 | 4.2222 | 4.3421 | 4.3048 | 4.3129 | 4.3237 | 4.3419 | 4.4062 | 4.7174 | 5.1271 | 5.017 | 4.7222 | 4.327 | 3.9422 | 3.5801
2021-01-13 | 3.466 | 3.5109 | 3.5069 | 3.5006 | 3.6272 | 3.9243 | 4.2815 | 4.4687 | 4.3955 | 4.4763 | 4.4473 | 4.7636 | 4.5213 | 4.4981 | 4.6123 | 4.6121 | 4.629 | 4.8981 | 5.326 | 5.1803 | 4.7834 | 4.4206 | 4.0151 | 3.6483
2021-01-14 | 3.5096 | 3.406 | 3.3684 | 3.3992 | 3.525 | 3.8209 | 4.1419 | 4.387 | 4.4029 | 4.4801 | 4.6836 | 4.7833 | 4.6305 | 4.6593 | 4.7577 | 4.8188 | 4.9298 | 5.1413 | 5.2879 | 5.1056 | 4.878 | 4.6204 | 4.0882 | 3.6797
2021-01-15 | 3.6697 | 3.5872 | 3.5591 | 3.5948 | 3.6466 | 3.9498 | 4.4652 | 4.7321 | 4.6503 | 4.6633 | 4.7605 | 4.8308 | 4.8404 | 4.8112 | 4.8429 | 4.9251 | 4.832 | 5.0672 | 5.2674 | 5.0257 | 4.7055 | 4.4486 | 4.0897 | 3.7566
2021-01-16 | 3.6019 | 3.4958 | 3.4569 | 3.4554 | 3.498 | 3.7277 | 3.9787 | 4.1953 | 4.4822 | 4.5574 | 4.3806 | 4.3917 | 4.5092 | 4.6865 | 4.7854 | 4.9028 | 4.8659 | 5.1366 | 5.3123 | 5.1384 | 4.7846 | 4.4606 | 4.1288 | 3.7755
2021-01-17 | 3.6428 | 3.461 | 3.4317 | 3.4523 | 3.4579 | 3.6144 | 3.9432 | 4.2525 | 4.5836 | 4.6531 | 4.5188 | 4.7071 | 4.8128 | 4.7803 | 5.0025 | 5.0827 | 5.1476 | 5.2837 | 5.4548 | 5.3219 | 4.9041 | 4.5622 | 4.1033 | 3.7737
2021-01-18 | 3.6199 | 3.5371 | 3.5731 | 3.5433 | 3.5669 | 3.7504 | 3.9807 | 4.2201 | 4.401 | 4.312 | 4.1767 | 4.3312 | 4.2805 | 4.3654 | 4.3441 | 4.5364 | 4.5943 | 4.9251 | 5.2978 | 5.1951 | 4.6633 | 4.3767 | 4.0058 | 3.6785
2021-01-19 | 3.5213 | 3.4412 | 3.4064 | 3.4368 | 3.5284 | 3.7401 | 4.0884 | 4.391 | 4.3092 | 4.4354 | 4.6729 | 4.829 | 4.9071 | 4.7328 | 4.5752 | 4.7752 | 4.7823 | 5.2406 | 5.5106 | 4.9574 | 4.9206 | 4.7139 | 4.2268 | 3.7944
2021-01-20 | 3.6456 | 3.5299 | 3.4574 | 3.4776 | 3.57 | 3.8456 | 4.2099 | 4.3582 | 4.1747 | 4.2069 | 4.1957 | 4.2273 | 4.5592 | 4.6909 | 4.72 | 5.1284 | 5.2309 | 5.4799 | 5.5825 | 5.3665 | 5.1169 | 4.6933 | 4.2357 | 3.756
2021-01-21 | 3.5823 | 3.4524 | 3.4504 | 3.4102 | 3.4895 | 3.8159 | 4.1868 | 4.4566 | 4.3718 | 4.3593 | 4.6098 | 4.7559 | 4.7065 | 4.5992 | 5.0042 | 5.094 | 5.1916 | 5.4217 | 5.627 | 5.2526 | 5.0228 | 4.502 | 4.1084 | 3.803
2021-01-22 | 3.5737 | 3.5016 | 3.4945 | 3.4887 | 3.7263 | 3.9612 | 4.4375 | 4.67 | 4.7349 | 4.667 | 4.8261 | 4.973 | 4.9176 | 4.9547 | 5.0421 | 5.0137 | 5.2218 | 5.5274 | 5.6008 | 5.2818 | 5.0449 | 4.8697 | 4.3952 | 4.0898
2021-01-23 | 3.8842 | 3.8357 | 3.6008 | 3.5604 | 3.5793 | 3.7957 | 3.9867 | 4.2527 | 4.4865 | 4.4681 | 4.3384 | 4.2702 | 4.2 | 4.1829 | 4.2651 | 4.3389 | 4.4364 | 4.8234 | 5.0874 | 4.939 | 4.6909 | 4.418 | 4.0366 | 3.7692
2021-01-24 | 3.6562 | 3.5019 | 3.5081 | 3.3809 | 3.3878 | 3.5813 | 3.7843 | 3.9588 | 4.2225 | 4.321 | 4.3005 | 4.4343 | 4.485 | 4.4023 | 4.2713 | 4.4334 | 4.6234 | 4.804 | 4.991 | 5.0345 | 4.817 | 4.356 | 3.9698 | 3.6906
2021-01-25 | 3.5935 | 3.5037 | 3.4886 | 3.5125 | 3.575 | 3.8564 | 4.1578 | 4.4097 | 4.3824 | 4.3028 | 4.1746 | 4.2395 | 4.2043 | 4.207 | 4.0655 | 4.2232 | 4.4796 | 4.8972 | 5.2299 | 5.1576 | 4.9421 | 4.4649 | 3.9757 | 3.6871
2021-01-26 | 3.5881 | 3.4939 | 3.4652 | 3.4618 | 3.5746 | 3.8992 | 4.4487 | 4.5143 | 4.5225 | 4.5904 | 4.4393 | 4.5063 | 4.5464 | 4.4062 | 4.8013 | 5.0834 | 5.3483 | 5.315 | 5.5093 | 5.334 | 5.0603 | 4.6599 | 4.0633 | 3.7542
2021-01-27 | 3.6244 | 3.5597 | 3.5173 | 3.4999 | 3.5838 | 4.003 | 4.37 | 4.6305 | 4.7138 | 4.8082 | 4.7035 | 4.4635 | 4.439 | 4.6241 | 4.5605 | 4.6609 | 5.0331 | 5.1911 | 5.2978 | 5.3122 | 5.1292 | 4.7296 | 4.1649 | 3.9012
2021-01-28 | 3.72 | 3.6404 | 3.6175 | 3.6145 | 3.6905 | 3.9957 | 4.3279 | 4.7061 | 4.8743 | 4.6043 | 4.5012 | 4.6543 | 5.0765 | 4.886 | 4.8262 | 4.8893 | 5.0945 | 5.2766 | 5.5633 | 5.2574 | 4.8965 | 4.5493 | 4.0511 | 3.7536
2021-01-29 | 3.6151 | 3.5595 | 3.5009 | 3.5138 | 3.5977 | 3.8848 | 4.2768 | 4.5553 | 4.6919 | 4.6995 | 4.6772 | 4.9523 | 4.9716 | 4.7238 | 5.1292 | 5.1555 | 5.0853 | 5.5259 | 5.5515 | 5.1541 | 4.7794 | 4.5996 | 4.2482 | 3.8276
2021-01-30 | 3.6868 | 3.6115 | 3.5336 | 3.5283 | 3.5306 | 3.78 | 3.9875 | 4.3632 | 4.6279 | 4.7988 | 4.9292 | 5.0174 | 4.9405 | 4.7537 | 4.8686 | 4.9906 | 4.9549 | 5.1596 | 5.2146 | 5.1929 | 5.055 | 4.7421 | 4.2002 | 3.8682
2021-01-31 | 3.6305 | 3.5099 | 3.4902 | 3.4536 | 3.5033 | 3.6928 | 3.9 | 4.2208 | 4.5985 | 4.6839 | 4.6134 | 4.7874 | 4.6135 | 4.4799 | 4.4658 | 4.592 | 4.5649 | 5.0379 | 5.2138 | 5.0605 | 4.789 | 4.3864 | 4.0195 | 3.6774
2021-02-01 | 3.534 | 3.4422 | 3.4347 | 3.4095 | 3.4761 | 3.8456 | 4.2512 | 4.5925 | 4.7869 | 4.8091 | 4.6349 | 4.519 | 4.7161 | 4.6658 | 4.8256 | 5.0334 | 5.0673 | 5.2626 | 5.4392 | 5.1975 | 4.9641 | 4.5822 | 4.0688 | 3.7995
2021-02-02 | 3.6809 | 3.5582 | 3.5328 | 3.6229 | 3.7236 | 4.0189 | 4.4265 | 4.6611 | 4.795 | 4.7619 | 4.6333 | 4.8581 | 4.8702 | 4.8502 | 4.9159 | 4.861 | 5.1005 | 5.1619 | 5.4666 | 5.5959 | 5.1391 | 4.6173 | 4.1391 | 3.8309
2021-02-03 | 3.4306 | 3.3695 | 3.2801 | 3.2791 | 3.3488 | 3.6271 | 4.1253 | 4.3396 | 4.378 | 4.5348 | 4.6671 | 4.6494 | 4.4733 | 4.6056 | 4.7958 | 4.8186 | 5.0951 | 5.2578 | 5.594 | 5.4448 | 5.1336 | 4.7296 | 4.1829 | 4.0545
2021-02-04 | 4.0672 | 3.7899 | 3.803 | 3.7976 | 3.9738 | 4.3431 | 4.7363 | 5.137 | 5.335 | 5.2452 | 5.3891 | 5.3268 | 4.9106 | 4.9919 | 4.9864 | 5.1367 | 5.2088 | 5.4275 | 5.5943 | 5.4873 | 5.0542 | 4.7342 | 4.3962 | 3.9363
2021-02-05 | 3.6284 | 3.5368 | 3.5088 | 3.4993 | 3.6174 | 3.9868 | 4.5571 | 4.8696 | 4.8179 | 4.5967 | 4.6818 | 4.6863 | 4.8004 | 4.7764 | 4.7194 | 4.8074 | 5.3046 | 5.4982 | 5.5454 | 5.3214 | 5.1174 | 4.9374 | 4.3786 | 4.0923
2021-02-06 | 3.7911 | 3.7092 | 3.5834 | 3.5878 | 3.6304 | 3.8138 | 4.2396 | 4.6015 | 4.854 | 4.6677 | 4.297 | 4.4379 | 4.5919 | 4.5352 | 4.4641 | 4.617 | 4.7709 | 5.1242 | 5.2047 | 5.098 | 4.597 | 4.3101 | 4.1674 | 3.8764
2021-02-07 | 3.5775 | 3.4229 | 3.3948 | 3.3886 | 3.4278 | 3.5775 | 3.8697 | 4.1324 | 4.5446 | 4.7218 | 4.7356 | 4.7927 | 4.6277 | 4.689 | 4.5043 | 4.8337 | 4.9354 | 5.2299 | 5.4531 | 5.2311 | 4.9598 | 4.7021 | 4.2581 | 3.9662
2021-02-08 | 3.7944 | 3.6272 | 3.4906 | 3.5321 | 3.5619 | 3.9098 | 4.3393 | 4.5931 | 4.6995 | 4.4736 | 4.3414 | 4.2081 | 4.2125 | 4.1481 | 4.1835 | 4.494 | 4.6638 | 5.0629 | 5.382 | 5.2461 | 4.8808 | 4.5586 | 4.0922 | 3.6733
2021-02-09 | 3.5384 | 3.449 | 3.4021 | 3.4184 | 3.5046 | 3.9658 | 4.5334 | 4.7673 | 4.7518 | 4.6536 | 4.4801 | 4.4983 | 4.4195 | 4.4004 | 4.4006 | 4.4946 | 4.8203 | 5.2428 | 5.3902 | 5.47 | 5.1266 | 4.6879 | 4.1407 | 3.6891
2021-02-10 | 3.5189 | 3.462 | 3.4573 | 3.4391 | 3.5232 | 3.9909 | 4.3015 | 4.6073 | 4.6475 | 4.621 | 4.3356 | 4.2943 | 4.2358 | 4.3514 | 4.3892 | 4.5841 | 4.8735 | 5.0966 | 5.4712 | 5.3213 | 4.9638 | 4.508 | 4.0911 | 3.8222
2021-02-11 | 3.6656 | 3.5691 | 3.5192 | 3.5342 | 3.6339 | 3.9533 | 4.3335 | 4.4813 | 4.6058 | 4.7689 | 4.7165 | 4.4679 | 4.4855 | 4.3688 | 4.4371 | 4.5669 | 4.7682 | 4.9858 | 5.4503 | 5.2683 | 4.9081 | 4.6497 | 4.2261 | 3.7871
2021-02-12 | 3.556 | 3.4722 | 3.4453 | 3.4778 | 3.5621 | 3.8126 | 4.161 | 4.3987 | 4.7406 | 4.7365 | 4.6667 | 4.5012 | 4.4379 | 4.3302 | 4.4547 | 4.5453 | 4.6754 | 5.0298 | 5.3403 | 5.3812 | 5.1251 | 4.9193 | 4.4325 | 4.006
2021-02-13 | 3.7839 | 3.6618 | 3.624 | 3.5746 | 3.7133 | 3.8947 | 4.2022 | 4.3771 | 4.8341 | 4.7873 | 4.6575 | 4.6228 | 4.7743 | 4.3624 | 4.6321 | 4.7362 | 4.8412 | 5.0759 | 5.3742 | 5.3087 | 5.0254 | 4.7641 | 4.2855 | 3.8952
2021-02-14 | 3.57 | 3.4391 | 3.4604 | 3.4207 | 3.4641 | 3.585 | 3.8432 | 4.1312 | 4.413 | 4.4221 | 4.4623 | 4.3706 | 4.5281 | 4.4587 | 4.6924 | 4.8218 | 4.8796 | 5.0409 | 5.2355 | 5.2252 | 4.9888 | 4.6905 | 4.3303 | 3.9387
2021-02-15 | 3.681 | 3.5726 | 3.5666 | 3.527 | 3.5741 | 3.7741 | 4.0103 | 4.277 | 4.527 | 4.4706 | 4.3184 | 4.2903 | 4.2503 | 4.2162 | 4.4583 | 4.7044 | 5.1815 | 5.2559 | 5.3034 | 5.2933 | 4.9498 | 4.651 | 4.1906 | 3.7709
2021-02-16 | 3.6424 | 3.5295 | 3.483 | 3.5141 | 3.6017 | 3.8383 | 4.2406 | 4.5356 | 4.933 | 4.893 | 4.9484 | 4.8722 | 4.8389 | 4.8 | 4.7866 | 4.8076 | 4.8656 | 5.2514 | 5.3106 | 5.1999 | 4.8682 | 4.5254 | 4.1103 | 3.7494
2021-02-17 | 3.5656 | 3.4787 | 3.5562 | 3.5313 | 3.6901 | 4.1532 | 4.5803 | 4.8084 | 4.9586 | 4.8651 | 4.8749 | 4.9756 | 4.9759 | 4.9661 | 4.8715 | 4.9058 | 5.0145 | 5.2971 | 5.5906 | 5.4251 | 4.9938 | 4.9054 | 4.2465 | 3.7631
2021-02-18 | 3.6242 | 3.5465 | 3.5791 | 3.5227 | 3.5852 | 3.9457 | 4.2309 | 4.4018 | 4.5555 | 4.4678 | 4.5709 | 4.7808 | 4.6202 | 4.7027 | 4.8311 | 5.1233 | 5.339 | 5.5936 | 5.5945 | 5.4821 | 5.2726 | 4.7231 | 4.088 | 3.807
2021-02-19 | 3.52 | 3.3951 | 3.3668 | 3.4595 | 3.5662 | 3.9475 | 4.4806 | 4.5853 | 4.4923 | 4.467 | 4.851 | 4.9654 | 5.1224 | 4.9373 | 4.9459 | 5.3261 | 5.5111 | 5.5994 | 5.5959 | 5.5962 | 5.5674 | 5.1324 | 4.5198 | 4.1852
2021-02-20 | 3.8183 | 3.6021 | 3.6282 | 3.5416 | 3.5854 | 3.806 | 4.1563 | 4.3819 | 4.7267 | 4.8858 | 4.7951 | 4.6811 | 4.6099 | 4.626 | 4.6682 | 4.8633 | 5.0868 | 5.2109 | 5.2705 | 5.345 | 4.952 | 4.5046 | 4.2133 | 3.8101
2021-02-21 | 3.6846 | 3.4112 | 3.45 | 3.492 | 3.5401 | 3.6755 | 3.9705 | 4.2092 | 4.5834 | 4.7619 | 4.5749 | 4.4367 | 4.5357 | 4.6211 | 4.7765 | 4.9437 | 5.0299 | 5.4436 | 5.5106 | 5.4581 | 5.1413 | 4.7444 | 4.1913 | 3.8834
2021-02-22 | 3.6799 | 3.667 | 3.5913 | 3.5075 | 3.5187 | 3.734 | 4.3426 | 4.6924 | 4.6608 | 4.4851 | 4.3802 | 4.5109 | 4.6761 | 4.5189 | 4.6617 | 4.7829 | 4.869 | 5.1149 | 5.4908 | 5.3231 | 4.9347 | 4.5364 | 4.1308 | 3.7831
2021-02-23 | 3.6685 | 3.5935 | 3.5496 | 3.5366 | 3.6126 | 3.9763 | 4.2777 | 4.4155 | 4.6544 | 4.6937 | 4.5716 | 4.4116 | 4.2608 | 4.5216 | 4.5941 | 4.7497 | 4.8861 | 5.1765 | 5.5101 | 5.2629 | 4.9283 | 4.6363 | 4.0892 | 3.8152
2021-02-24 | 3.6742 | 3.5799 | 3.5909 | 3.5734 | 3.6709 | 3.9922 | 4.3625 | 4.4496 | 4.468 | 4.4018 | 4.3786 | 4.237 | 4.1806 | 4.1346 | 4.1999 | 4.3577 | 4.4332 | 4.8538 | 5.3251 | 5.4122 | 5.1312 | 4.6905 | 4.114 | 3.7331
2021-02-25 | 3.6069 | 3.5269 | 3.3905 | 3.3932 | 3.4622 | 3.8419 | 4.1064 | 4.1347 | 4.1617 | 4.0979 | 4.0708 | 4.0763 | 3.9816 | 4.2622 | 4.2219 | 4.4518 | 4.5302 | 5.0664 | 5.2529 | 5.1445 | 4.9412 | 4.4993 | 4.0435 | 3.6115
2021-02-26 | 3.5714 | 3.4273 | 3.4523 | 3.4215 | 3.5212 | 3.8582 | 4.3089 | 4.5425 | 4.4577 | 4.3747 | 4.2181 | 4.2377 | 4.1767 | 4.1113 | 4.2316 | 4.3775 | 4.5054 | 4.7939 | 5.016 | 5.1604 | 4.9376 | 4.6777 | 4.2375 | 3.8499
2021-02-27 | 3.6414 | 3.5691 | 3.5145 | 3.4294 | 3.5004 | 3.646 | 3.9471 | 4.1158 | 4.4368 | 4.4827 | 4.2572 | 4.2085 | 4.2919 | 4.1628 | 4.2598 | 4.4134 | 4.4963 | 4.7714 | 5.0972 | 5.1629 | 4.7902 | 4.5489 | 4.0883 | 3.7288
2021-02-28 | 3.6094 | 3.5587 | 3.5475 | 3.5022 | 3.5131 | 3.6705 | 4.0083 | 4.2361 | 4.4811 | 4.5461 | 4.4397 | 4.3683 | 4.1904 | 4.1716 | 4.1812 | 4.2475 | 4.4299 | 4.7134 | 5.0738 | 5.1159 | 4.9765 | 4.4988 | 4.1137 | 3.6772
2021-03-01 | 3.345 | 3.2877 | 3.232 | 3.1213 | 3.226 | 3.4992 | 3.7977 | 4.0501 | 4.3448 | 4.1964 | 4.0887 | 3.9833 | 3.9316 | 3.8823 | 3.9227 | 4.0878 | 4.2103 | 4.6496 | 5.0953 | 5.0283 | 4.6054 | 4.3335 | 3.9864 | 3.5629
2021-03-02 | 3.3871 | 3.3129 | 3.2799 | 3.3494 | 3.3692 | 3.732 | 4.2221 | 4.5166 | 4.545 | 4.545 | 4.3699 | 4.3087 | 4.2111 | 4.3299 | 4.334 | 4.7344 | 4.8898 | 5.291 | 5.5366 | 5.5153 | 5.222 | 4.5723 | 3.9383 | 3.549
2021-03-03 | 3.4067 | 3.3232 | 3.3108 | 3.3163 | 3.4007 | 3.7091 | 4.2333 | 4.3769 | 4.5872 | 4.6144 | 4.4341 | 4.3607 | 4.6814 | 5.0451 | 5.0196 | 4.9136 | 5.0729 | 5.531 | 5.5786 | 5.4708 | 5.1954 | 4.8182 | 4.2761 | 3.7796
2021-03-04 | 3.6184 | 3.5165 | 3.402 | 3.3562 | 3.4065 | 3.8492 | 4.3076 | 4.7514 | 5.1016 | 4.7884 | 4.362 | 4.5516 | 4.5388 | 4.6532 | 4.6486 | 4.7288 | 5.0351 | 5.4063 | 5.3969 | 5.3362 | 4.9563 | 4.4932 | 3.9152 | 3.5896
2021-03-05 | 3.431 | 3.3657 | 3.4073 | 3.3662 | 3.3909 | 3.8132 | 4.4356 | 4.651 | 4.4132 | 4.2244 | 4.0939 | 4.181 | 4.1981 | 4.2826 | 4.6139 | 4.8874 | 4.8757 | 5.2203 | 5.3841 | 5.2214 | 4.9647 | 4.5542 | 4.0102 | 3.6679
2021-03-06 | 3.5066 | 3.4443 | 3.4172 | 3.4437 | 3.4478 | 3.6654 | 4.0139 | 4.1841 | 4.7095 | 4.704 | 4.3119 | 4.3083 | 4.3347 | 4.2377 | 4.2825 | 4.292 | 4.75 | 5.0838 | 4.7966 | 4.8702 | 4.6013 | 4.4578 | 3.9458 | 3.5701
2021-03-07 | 3.4597 | 3.3906 | 3.4473 | 3.3385 | 3.4061 | 3.5639 | 3.7825 | 4.0402 | 4.4321 | 4.367 | 4.289 | 4.3365 | 4.6633 | 4.578 | 4.5226 | 4.9252 | 5.2185 | 5.2933 | 5.4253 | 5.266 | 5.1644 | 4.8615 | 4.3342 | 3.8605
2021-03-08 | 3.6507 | 3.5619 | 3.5011 | 3.4822 | 3.5523 | 3.841 | 4.2706 | 4.4354 | 4.4919 | 4.563 | 4.4844 | 4.709 | 4.6171 | 4.3242 | 4.4287 | 4.4711 | 4.7078 | 5.1923 | 5.3552 | 5.1136 | 4.8369 | 4.4031 | 3.9561 | 3.6083
2021-03-09 | 3.4806 | 3.3861 | 3.3556 | 3.371 | 3.4355 | 3.743 | 4.2581 | 4.4182 | 4.423 | 4.4405 | 4.3217 | 4.2978 | 4.2139 | 4.68 | 4.8276 | 4.8524 | 5.0872 | 5.2904 | 5.3345 | 5.3858 | 5.0544 | 4.6069 | 3.997 | 3.6734
2021-03-10 | 3.5756 | 3.5081 | 3.4352 | 3.458 | 3.4898 | 3.8552 | 4.2757 | 4.5599 | 4.5475 | 4.5228 | 4.2438 | 4.2967 | 4.6345 | 4.4732 | 4.6687 | 4.9018 | 4.9403 | 5.36 | 5.6745 | 5.5334 | 5.1427 | 4.7274 | 4.0319 | 3.6522
2021-03-11 | 3.7536 | 3.611 | 3.5681 | 3.5589 | 3.6312 | 4.0361 | 4.4046 | 4.5982 | 4.5414 | 4.3428 | 4.2852 | 4.6194 | 4.761 | 4.7698 | 4.8832 | 5.181 | 5.3507 | 5.7642 | 5.8974 | 5.7072 | 5.1135 | 4.7047 | 4.1797 | 3.7235
2021-03-12 | 3.5227 | 3.4001 | 3.3791 | 3.3868 | 3.3861 | 3.7249 | 4.1432 | 4.2403 | 4.342 | 4.2168 | 4.1233 | 4.1526 | 4.3358 | 4.4917 | 4.634 | 4.8985 | 4.9769 | 5.0092 | 5.1494 | 5.1782 | 4.7241 | 4.3715 | 3.9571 | 3.6639
2021-03-13 | 3.4539 | 3.3804 | 3.3992 | 3.4454 | 3.4435 | 3.6208 | 4.0466 | 4.3373 | 4.5433 | 4.5423 | 4.522 | 4.2895 | 4.6132 | 4.4693 | 4.5773 | 4.8352 | 4.9499 | 5.3103 | 5.2525 | 5.3788 | 5.1278 | 4.8651 | 4.3186 | 3.7747
2021-03-14 | 3.5056 | 3.4397 | 3.4069 | 3.4605 | 3.3544 | 3.505 | 3.7242 | 3.8125 | 4.0128 | 3.9913 | 3.9717 | 3.9867 | 3.943 | 3.8066 | 3.9009 | 4.0911 | 4.2938 | 4.7365 | 4.8793 | 4.7521 | 4.4268 | 4.1988 | 3.8169 | 3.4854
2021-03-15 | 3.3349 | 3.2416 | 3.2483 | 3.1681 | 3.2577 | 3.4802 | 3.7392 | 3.9379 | 4.4449 | 4.3676 | 4.2019 | 3.9146 | 3.8003 | 3.9741 | 3.904 | 4.1179 | 4.2551 | 4.6692 | 4.9791 | 5.1215 | 4.8069 | 4.2574 | 3.7103 | 3.4044
2021-03-16 | 3.2826 | 3.3377 | 3.3544 | 3.3751 | 3.4131 | 3.7226 | 4.0195 | 4.0318 | 4.149 | 4.1621 | 4.257 | 4.1069 | 4.0869 | 4.1078 | 3.993 | 4.1188 | 4.3363 | 4.7708 | 4.8974 | 4.9546 | 4.7146 | 4.3315 | 3.8493 | 3.4548
2021-03-17 | 3.3429 | 3.2611 | 3.2783 | 3.277 | 3.2916 | 3.6641 | 3.8689 | 3.9967 | 4.1688 | 4.1782 | 4.1579 | 4.2844 | 4.4529 | 4.5964 | 4.6022 | 4.5802 | 4.5938 | 4.9506 | 5.0393 | 5.1839 | 4.9109 | 4.6232 | 4.0638 | 3.5353
2021-03-18 | 3.4226 | 3.3199 | 3.3055 | 3.2716 | 3.3554 | 3.7595 | 3.9747 | 4.1705 | 4.3836 | 4.1683 | 4.2037 | 4.0217 | 3.7714 | 3.8619 | 4.2259 | 4.358 | 4.4013 | 4.7393 | 5.0064 | 5.0796 | 4.7121 | 4.2574 | 3.7966 | 3.4025
2021-03-19 | 3.2893 | 3.2389 | 3.2199 | 3.1773 | 3.3076 | 3.5755 | 3.9563 | 4.2456 | 4.3879 | 4.31 | 4.6125 | 4.5456 | 4.2886 | 4.443 | 4.6316 | 4.738 | 4.8017 | 5.0254 | 5.2144 | 5.1345 | 4.8378 | 4.3981 | 3.9497 | 3.5905
2021-03-20 | 3.4828 | 3.3976 | 3.3889 | 3.3859 | 3.4139 | 3.5652 | 3.8104 | 3.9136 | 4.0007 | 4.0038 | 3.8757 | 3.8898 | 3.8781 | 3.7722 | 4.1068 | 4.8363 | 4.6398 | 4.8993 | 4.8588 | 4.8061 | 4.4789 | 4.518 | 3.9608 | 3.5478
2021-03-21 | 3.6216 | 3.5523 | 3.3649 | 3.3198 | 3.3186 | 3.5189 | 3.7304 | 3.8517 | 4.1579 | 4.2178 | 4.2428 | 4.6281 | 4.4549 | 4.818 | 4.7996 | 4.7587 | 5.0328 | 5.3743 | 5.4616 | 5.4538 | 5.4821 | 4.8769 | 4.3254 | 3.8658
2021-03-22 | 3.685 | 3.56 | 3.5048 | 3.4285 | 3.5155 | 3.6434 | 4.0314 | 4.3416 | 4.9018 | 4.7854 | 5.0054 | 4.3975 | 4.7926 | 4.58 | 4.5539 | 4.6697 | 4.9763 | 5.1059 | 5.2104 | 5.4796 | 4.9947 | 4.4004 | 3.9172 | 3.5176
2021-03-23 | 3.3615 | 3.3328 | 3.2657 | 3.2838 | 3.357 | 3.6579 | 4.0661 | 4.2595 | 4.4193 | 4.3653 | 4.2526 | 4.2561 | 4.584 | 4.4527 | 4.6061 | 5.0979 | 5.1248 | 5.2896 | 5.5136 | 5.433 | 4.9885 | 4.462 | 3.9758 | 3.5688
2021-03-24 | 3.3762 | 3.3058 | 3.2799 | 3.2404 | 3.3171 | 3.5992 | 4.0459 | 4.0544 | 4.1857 | 4.1921 | 4.1481 | 4.3732 | 4.4424 | 4.4892 | 4.517 | 4.6884 | 4.829 | 5.1332 | 5.1197 | 5.1915 | 5.0584 | 4.5508 | 4.0129 | 3.5264
2021-03-25 | 3.4256 | 3.3813 | 3.348 | 3.3965 | 3.4403 | 3.7808 | 4.2078 | 4.3853 | 4.6219 | 4.8351 | 4.9961 | 5.0818 | 4.8864 | 4.8339 | 4.9214 | 4.9744 | 5.1651 | 5.4676 | 5.2426 | 5.3857 | 5.2099 | 4.4272 | 3.8213 | 3.4665
2021-03-26 | 3.3183 | 3.2264 | 3.2036 | 3.2216 | 3.2834 | 3.522 | 3.9722 | 4.0212 | 4.0963 | 4.0668 | 4.1898 | 4.3339 | 4.3779 | 4.3486 | 4.4319 | 4.6503 | 4.6865 | 4.8278 | 4.8066 | 4.8501 | 4.6222 | 4.169 | 3.8487 | 3.5766
2021-03-27 | 3.4007 | 3.3274 | 3.3483 | 3.2966 | 3.2954 | 3.4814 | 3.6871 | 3.863 | 4.2046 | 4.3752 | 4.3339 | 4.8486 | 4.3167 | 4.1785 | 4.4212 | 4.5678 | 4.6341 | 5.008 | 4.9551 | 5.0461 | 4.6165 | 4.1071 | 3.8635 | 3.4551
2021-03-28 | 3.3118 | 3.2148 | 3.204 | 3.1925 | 3.2233 | 3.3807 | 3.5154 | 3.6259 | 4.0904 | 3.9666 | 4.0685 | 4.2298 | 4.073 | 4.1472 | 4.181 | 4.4516 | 4.6015 | 4.9467 | 4.9727 | 5.0681 | 4.7711 | 4.3293 | 3.7432 | 3.4423
2021-03-29 | 3.3386 | 3.3801 | 3.3149 | 3.3415 | 3.4005 | 3.6662 | 3.9538 | 4.3263 | 4.5779 | 4.3806 | 4.5095 | 4.4277 | 4.4027 | 4.4261 | 4.256 | 4.4734 | 4.4531 | 4.7968 | 4.7608 | 4.9978 | 4.5581 | 4.0534 | 3.6213 | 3.3376
2021-03-30 | 3.2338 | 3.1127 | 3.093 | 3.1302 | 3.2416 | 3.5216 | 3.7565 | 3.9198 | 4.0051 | 4.0137 | 3.966 | 4.135 | 3.9754 | 3.9855 | 4.1945 | 4.2992 | 4.4337 | 4.9071 | 5.3116 | 5.4644 | 5.1236 | 4.6937 | 3.9816 | 3.6588
2021-03-31 | 3.5031 | 3.4556 | 3.394 | 3.3461 | 3.4065 | 3.6916 | 4.0463 | 4.2015 | 4.3849 | 4.7162 | 4.6867 | 4.4585 | 4.4474 | 4.4418 | 4.4689 | 4.9872 | 5.091 | 5.4778 | 5.5662 | 5.6737 | 5.2183 | 4.1875 | 3.8488 | 3.6492
2021-04-01 | 3.7936 | 3.4372 | 3.5428 | 3.4734 | 3.5278 | 3.8012 | 4.0868 | 4.2185 | 4.3836 | 4.3129 | 4.6376 | 4.7271 | 4.6532 | 4.5833 | 4.7283 | 5.113 | 5.4499 | 5.6804 | 5.7939 | 5.7278 | 5.2262 | 4.891 | 4.3251 | 3.9943
2021-04-02 | 3.6822 | 3.6569 | 3.6097 | 3.6279 | 3.689 | 3.966 | 4.3676 | 4.6645 | 5.0627 | 4.9971 | 5.0021 | 4.8669 | 4.519 | 4.7627 | 5.1544 | 5.3241 | 5.3006 | 5.4036 | 5.3328 | 5.4399 | 5.1182 | 4.5487 | 4.1277 | 3.6358
2021-04-03 | 3.4853 | 3.3424 | 3.4004 | 3.4302 | 3.4553 | 3.6637 | 3.7871 | 3.8977 | 4.0405 | 4.0907 | 4.0986 | 4.4721 | 4.3086 | 4.3468 | 4.4457 | 4.589 | 4.7868 | 5.1651 | 5.3961 | 5.5743 | 4.9725 | 4.7646 | 4.3822 | 3.9338
2021-04-04 | 3.7632 | 3.6157 | 3.5762 | 3.5927 | 3.6162 | 3.7461 | 3.9559 | 4.1845 | 4.4272 | 4.3618 | 4.8659 | 4.8644 | 4.6924 | 4.8561 | 4.8712 | 5.1006 | 5.1436 | 5.2154 | 5.226 | 5.4345 | 4.8095 | 4.4837 | 4.0814 | 3.831
2021-04-05 | 3.7054 | 3.4362 | 3.448 | 3.4946 | 3.5628 | 3.8273 | 4.2192 | 4.4768 | 4.7198 | 4.6292 | 4.8331 | 5.0932 | 5.0563 | 5.1118 | 5.3537 | 5.5483 | 5.7664 | 5.7974 | 5.7958 | 5.7941 | 5.4079 | 4.8504 | 4.1759 | 3.8007
2021-04-06 | 3.697 | 3.6485 | 3.566 | 3.4826 | 3.4691 | 3.7359 | 4.1685 | 4.4539 | 4.5909 | 4.4797 | 4.6486 | 4.5806 | 4.4038 | 4.6769 | 4.7973 | 5.0519 | 5.3013 | 5.6235 | 5.793 | 5.7956 | 5.5468 | 4.6886 | 4.1621 | 3.7103
2021-04-07 | 3.6587 | 3.5993 | 3.5491 | 3.4678 | 3.5683 | 3.9021 | 4.3107 | 4.8508 | 5.0978 | 5.1743 | 4.9165 | 4.9037 | 4.8716 | 4.9278 | 4.7577 | 4.9593 | 5.2121 | 5.6542 | 5.7749 | 5.7757 | 5.3058 | 4.7404 | 4.3694 | 3.7852
2021-04-08 | 3.5288 | 3.5283 | 3.4783 | 3.441 | 3.4982 | 3.8044 | 4.2402 | 4.6882 | 4.9279 | 5.2004 | 5.4229 | 4.8562 | 4.663 | 4.6057 | 4.7517 | 5.1106 | 5.2819 | 5.5742 | 5.6188 | 5.7939 | 5.4564 | 4.5972 | 4.1492 | 3.7218
2021-04-09 | 3.624 | 3.5686 | 3.5893 | 3.6007 | 3.6597 | 3.9591 | 4.4869 | 4.9223 | 5.7463 | 5.6401 | 5.336 | 5.1448 | 5.1167 | 5.0468 | 5.2966 | 5.4245 | 5.6151 | 5.7883 | 5.7946 | 5.7947 | 5.6164 | 5.0168 | 4.5058 | 3.9428
2021-04-10 | 3.7455 | 3.653 | 3.6977 | 3.6589 | 3.6472 | 3.8748 | 4.1106 | 4.4292 | 4.7586 | 4.687 | 4.6159 | 4.3751 | 4.4083 | 4.451 | 4.4873 | 4.5866 | 4.7941 | 5.2992 | 5.1219 | 5.2523 | 4.7279 | 4.367 | 4.0537 | 3.7003
2021-04-11 | 3.5957 | 3.4911 | 3.5236 | 3.5428 | 3.5757 | 3.8248 | 3.9711 | 4.1342 | 4.6022 | 4.7061 | 4.4053 | 4.5556 | 4.7202 | 4.5814 | 4.781 | 5.2593 | 5.2345 | 5.6451 | 5.6834 | 5.7211 | 5.4084 | 4.9274 | 4.2842 | 3.8295
2021-04-12 | 3.4963 | 3.499 | 3.4464 | 3.4969 | 3.5015 | 3.8367 | 4.1653 | 4.4672 | 4.4157 | 4.2233 | 4.1405 | 3.9808 | 3.9798 | 3.99 | 4.0993 | 4.4215 | 4.696 | 5.1376 | 5.5627 | 5.7943 | 5.393 | 4.8542 | 4.1818 | 3.7806
2021-04-13 | 3.6649 | 3.6149 | 3.4966 | 3.4625 | 3.4473 | 3.6923 | 4.0514 | 4.1668 | 4.2808 | 4.4099 | 4.2828 | 3.8798 | 4.8785 | 4.556 | 4.689 | 5.4897 | 5.5262 | 5.7974 | 5.7932 | 5.784 | 5.5244 | 4.7554 | 4.17 | 3.9761
2021-04-14 | 3.8544 | 3.7099 | 3.5462 | 3.619 | 3.7338 | 4.0371 | 4.5031 | 4.5984 | 5.0572 | 5.1551 | 4.5949 | 4.6103 | 4.7413 | 4.9888 | 5.3707 | 5.4484 | 5.6369 | 5.7987 | 5.7853 | 5.6911 | 5.4762 | 4.7857 | 4.1935 | 3.7864
2021-04-15 | 3.6258 | 3.6377 | 3.5962 | 3.628 | 3.6247 | 3.9191 | 4.1327 | 4.0105 | 4.2318 | 4.161 | 4.0832 | 4.473 | 4.5553 | 4.1999 | 4.6333 | 4.8603 | 5.0465 | 5.3412 | 5.5469 | 5.5745 | 5.0676 | 4.4281 | 4.0863 | 3.8049
2021-04-16 | 3.5679 | 3.467 | 3.5173 | 3.4594 | 3.655 | 3.767 | 4.1846 | 4.3052 | 4.8647 | 4.9723 | 5.2228 | 5.0793 | 5.0531 | 4.9288 | 5.2231 | 5.5255 | 5.5283 | 5.798 | 5.7945 | 5.7948 | 5.4663 | 5.0886 | 4.2724 | 3.9307
2021-04-17 | 3.7773 | 3.7196 | 3.7211 | 3.6665 | 3.7496 | 3.8132 | 3.9636 | 4.22 | 4.6395 | 4.85 | 4.9613 | 4.7461 | 4.5922 | 4.7889 | 4.9013 | 4.9375 | 4.9258 | 5.3202 | 5.4878 | 5.4508 | 5.0855 | 4.5339 | 4.059 | 3.734
2021-04-18 | 3.6813 | 3.9045 | 3.7351 | 3.5744 | 3.681 | 3.9693 | 4.2193 | 4.5489 | 4.893 | 5.1602 | 4.9829 | 4.8191 | 4.8503 | 4.8908 | 5.1457 | 5.2617 | 5.5199 | 5.7197 | 5.7775 | 5.8003 | 5.6876 | 5.1759 | 4.0779 | 3.744
2021-04-19 | 3.6343 | 3.5398 | 3.5622 | 3.4987 | 3.5613 | 3.8093 | 4.1454 | 4.4662 | 4.715 | 4.477 | 5.1087 | 4.7111 | 4.4994 | 4.3806 | 4.4993 | 4.2304 | 4.4292 | 4.9005 | 5.1031 | 5.34 | 4.969 | 4.4348 | 3.8941 | 3.5997
2021-04-20 | 3.5657 | 3.5187 | 3.527 | 3.507 | 3.5313 | 3.9556 | 4.2187 | 4.2513 | 4.5851 | 4.7193 | 4.5785 | 4.3133 | 4.3039 | 4.2233 | 4.458 | 4.492 | 4.7967 | 5.144 | 5.3595 | 5.424 | 5.0656 | 4.5361 | 3.8758 | 3.663
2021-04-21 | 3.5494 | 3.5049 | 3.491 | 3.4837 | 3.5187 | 3.896 | 4.1819 | 4.3384 | 4.5094 | 4.2692 | 4.1874 | 4.1254 | 4.1202 | 4.0563 | 4.3192 | 4.8599 | 5.0284 | 5.1741 | 5.4188 | 5.4463 | 5.0867 | 4.5876 | 3.9874 | 3.7132
2021-04-22 | 3.6573 | 3.5464 | 3.6504 | 3.7328 | 3.8655 | 4.3516 | 4.5883 | 4.6827 | 4.914 | 4.2575 | 4.154 | 4.0865 | 4.0786 | 4.038 | 4.1558 | 4.4716 | 4.6724 | 5.311 | 5.4825 | 5.5359 | 5.2562 | 4.5883 | 4.0504 | 3.712
2021-04-23 | 3.6276 | 3.527 | 3.5487 | 3.5713 | 3.6119 | 3.9759 | 4.2539 | 4.4065 | 4.6386 | 4.4993 | 4.2925 | 4.3357 | 4.3412 | 4.6518 | 5.0087 | 4.9449 | 5.0863 | 5.3792 | 5.7668 | 5.652 | 5.2645 | 4.8413 | 4.3379 | 3.9996
2021-04-24 | 3.8585 | 3.6947 | 3.677 | 3.6612 | 3.5276 | 3.7647 | 3.9868 | 4.2313 | 4.4955 | 4.3256 | 4.6635 | 4.8096 | 4.6953 | 4.6364 | 4.6434 | 4.7801 | 5.0679 | 5.1941 | 5.2732 | 5.0943 | 5.0163 | 4.6691 | 4.4264 | 4.0805
2021-04-25 | 3.8752 | 3.7566 | 3.6526 | 3.5398 | 3.6677 | 3.7888 | 3.948 | 4.2778 | 4.4867 | 4.474 | 4.5781 | 4.6014 | 4.8774 | 4.6911 | 4.9478 | 5.0503 | 5.3138 | 5.4863 | 5.5603 | 5.5134 | 5.2299 | 4.7493 | 4.4955 | 3.9244
2021-04-26 | 3.8168 | 3.8375 | 3.8844 | 3.889 | 3.9057 | 3.9971 | 4.623 | 4.841 | 4.8696 | 4.5462 | 4.5564 | 4.8758 | 4.7412 | 4.641 | 4.5292 | 5.2887 | 5.435 | 5.4131 | 5.4549 | 5.3609 | 5.0071 | 4.5602 | 4.1465 | 3.8328
2021-04-27 | 3.6761 | 3.5529 | 3.5098 | 3.4596 | 3.5157 | 3.797 | 4.0698 | 4.1636 | 4.4084 | 4.298 | 4.3874 | 4.3327 | 4.3022 | 4.6086 | 4.7626 | 4.7909 | 4.9202 | 5.3404 | 5.4743 | 5.471 | 4.8619 | 4.3757 | 3.9653 | 3.5988
2021-04-28 | 3.4945 | 3.3757 | 3.3312 | 3.3611 | 3.4735 | 3.8437 | 4.162 | 4.2319 | 4.5301 | 4.686 | 4.6298 | 4.623 | 4.4173 | 4.3445 | 4.4154 | 4.4851 | 4.4816 | 4.7047 | 5.0482 | 5.2269 | 4.8867 | 4.4419 | 3.9277 | 3.6716
2021-04-29 | 3.5402 | 3.4662 | 3.4838 | 3.4326 | 3.477 | 3.9105 | 4.0405 | 4.2207 | 4.4302 | 4.3289 | 4.3753 | 4.5848 | 4.8311 | 4.7181 | 4.8752 | 5.0309 | 5.0651 | 5.0488 | 5.1558 | 5.2575 | 4.8638 | 4.5139 | 4.0285 | 3.6771
2021-04-30 | 3.6075 | 3.4198 | 3.4526 | 3.5461 | 3.6362 | 3.9176 | 4.3147 | 4.3662 | 4.5145 | 4.4668 | 4.3994 | 4.1997 | 4.1302 | 4.14 | 4.216 | 4.5361 | 4.9027 | 5.0857 | 5.2945 | 5.2622 | 5.094 | 4.7814 | 4.1636 | 3.8732
2021-05-01 | 3.3939 | 3.3023 | 3.3813 | 3.3981 | 3.4621 | 3.7375 | 3.8314 | 3.9437 | 4.053 | 4.3519 | 4.2522 | 4.2246 | 4.3335 | 4.3462 | 4.3388 | 4.3296 | 4.337 | 4.228 | 4.33 | 4.2373 | 4.0262 | 3.9293 | 3.5651 | 3.2591
2021-05-02 | 3.1621 | 3.123 | 3.0825 | 3.0612 | 3.0821 | 3.4014 | 3.5322 | 3.6829 | 3.8222 | 3.7491 | 3.6016 | 3.5975 | 3.5087 | 3.6337 | 3.7205 | 3.7597 | 3.7598 | 3.9051 | 4.0402 | 4.131 | 3.9409 | 3.7257 | 3.4129 | 3.2183
2021-05-03 | 3.0905 | 3.0069 | 3.0245 | 3.0026 | 3.0666 | 3.3322 | 3.752 | 3.8453 | 3.8411 | 3.7463 | 3.8526 | 3.9343 | 3.7894 | 3.7156 | 3.8138 | 3.8357 | 3.9242 | 4.1284 | 4.3292 | 4.4569 | 4.3244 | 3.9457 | 3.415 | 3.1005
2021-05-04 | 3.0319 | 2.9498 | 2.9456 | 2.982 | 3.0226 | 3.3767 | 3.56 | 3.8289 | 3.9539 | 3.9747 | 4.0636 | 4.1119 | 4.0994 | 3.8805 | 4.0255 | 4.5153 | 4.5365 | 4.5311 | 4.7798 | 4.808 | 4.358 | 4.0611 | 3.6224 | 3.3374
2021-05-05 | 3.2115 | 3.0702 | 3.1402 | 3.1929 | 3.3103 | 3.7531 | 3.939 | 4.0489 | 4.1904 | 4.1285 | 4.2921 | 4.7668 | 4.4612 | 4.2791 | 4.6386 | 4.9873 | 4.9956 | 4.8738 | 4.9634 | 5.1468 | 4.9299 | 4.4719 | 3.9685 | 3.3721
2021-05-06 | 3.3059 | 3.1671 | 3.1863 | 3.2185 | 3.3124 | 3.6651 | 3.9618 | 4.0373 | 4.0445 | 4.0139 | 4.1131 | 4.1764 | 4.0115 | 3.9338 | 3.994 | 3.9875 | 4.1307 | 4.3774 | 4.5632 | 4.6264 | 4.4384 | 4.1584 | 3.8429 | 3.4509
2021-05-07 | 3.3529 | 3.2241 | 3.3449 | 3.2989 | 3.3659 | 3.6598 | 3.9548 | 4.0434 | 4.2171 | 4.0543 | 4.1154 | 4.0883 | 3.972 | 4.1257 | 4.1281 | 4.171 | 4.3978 | 4.6248 | 4.7159 | 4.6679 | 4.4375 | 4.1989 | 3.6177 | 3.3958
2021-05-08 | 3.2747 | 3.276 | 3.3144 | 3.2958 | 3.2902 | 3.4589 | 3.6741 | 3.8351 | 4.105 | 4.0632 | 3.952 | 4.2683 | 4.647 | 4.5391 | 4.5999 | 4.513 | 4.5674 | 4.8163 | 4.6868 | 4.6679 | 4.5092 | 4.3175 | 3.9484 | 3.631
2021-05-09 | 3.5145 | 3.4054 | 3.38 | 3.3337 | 3.4076 | 3.4158 | 3.5947 | 3.9119 | 4.1792 | 4.0128 | 4.2509 | 4.465 | 4.308 | 4.4489 | 4.4365 | 4.4745 | 4.4498 | 4.7364 | 4.8829 | 5.0138 | 4.8385 | 4.3698 | 3.9461 | 3.6451
2021-05-10 | 3.5604 | 3.4662 | 3.4998 | 3.507 | 3.6088 | 3.8563 | 4.1717 | 4.2882 | 4.7672 | 4.7413 | 4.5243 | 4.6953 | 4.4851 | 4.5083 | 4.6363 | 4.8062 | 5.4428 | 5.4972 | 5.4394 | 5.2913 | 5.2612 | 4.7806 | 4.2702 | 3.7989
2021-05-11 | 3.6717 | 3.6876 | 3.6687 | 3.6932 | 3.6874 | 4.0537 | 4.2626 | 4.5379 | 4.9194 | 4.8395 | 4.8777 | 4.9857 | 4.6222 | 4.725 | 4.961 | 4.8989 | 5.0029 | 5.262 | 5.3818 | 5.4748 | 5.3386 | 4.8777 | 4.2591 | 3.7955
2021-05-12 | 3.6111 | 3.4885 | 3.4821 | 3.4828 | 3.6284 | 3.9299 | 4.1509 | 4.3876 | 4.9863 | 4.8781 | 4.8104 | 4.7055 | 4.7364 | 4.8235 | 4.8605 | 5.073 | 5.0766 | 5.4677 | 5.2791 | 5.4746 | 5.4241 | 4.9859 | 4.2655 | 3.944
2021-05-13 | 3.9873 | 3.8462 | 3.8015 | 3.9305 | 3.9524 | 4.2969 | 4.6786 | 4.9992 | 5.1733 | 5.0126 | 5.0457 | 4.9515 | 4.8666 | 4.8898 | 5.123 | 5.2632 | 5.4994 | 5.8022 | 5.697 | 5.6251 | 5.3648 | 5.0131 | 4.512 | 4.1277
2021-05-14 | 3.7772 | 3.6909 | 3.6881 | 3.8378 | 3.8237 | 4.1982 | 4.5245 | 4.8345 | 4.9594 | 4.9975 | 5.0062 | 4.8739 | 4.7897 | 4.8771 | 5.0908 | 5.2893 | 5.4219 | 5.4148 | 5.3418 | 5.3386 | 5.2075 | 5.0032 | 4.5386 | 4.0506
2021-05-15 | 3.8168 | 3.6814 | 3.7417 | 3.7513 | 3.789 | 4.0801 | 4.2109 | 4.343 | 5.0075 | 4.8973 | 4.8435 | 4.7126 | 4.6545 | 4.5588 | 4.6541 | 4.7672 | 4.8772 | 5.0135 | 5.0727 | 5.1804 | 5.0609 | 4.7781 | 4.3589 | 3.9023
2021-05-16 | 3.7637 | 3.6314 | 3.6248 | 3.6194 | 3.6604 | 3.8397 | 3.9375 | 4.1653 | 4.77 | 4.6659 | 4.7746 | 4.8002 | 4.6615 | 4.6454 | 4.7804 | 4.9498 | 5.1031 | 5.0545 | 5.1822 | 5.1249 | 5.0402 | 4.74 | 4.309 | 3.8245
2021-05-17 | 3.6839 | 3.7546 | 3.6348 | 3.6059 | 3.6454 | 3.8818 | 4.2464 | 4.3881 | 4.9325 | 4.9968 | 4.7436 | 4.8963 | 4.7656 | 4.7779 | 5.0056 | 5.0796 | 5.1052 | 5.3963 | 5.4463 | 5.4036 | 5.3935 | 4.9641 | 4.5955 | 4.0799
2021-05-18 | 3.8392 | 3.6131 | 3.6043 | 3.5904 | 3.5629 | 3.895 | 4.4244 | 4.6187 | 5.057 | 4.8991 | 4.7027 | 4.7859 | 4.6851 | 4.885 | 4.9162 | 5.1344 | 5.1666 | 5.305 | 5.3483 | 5.3377 | 5.2427 | 4.616 | 4.0946 | 3.7832
2021-05-19 | 3.6863 | 3.5937 | 3.71 | 3.5636 | 3.7491 | 4.0452 | 4.3082 | 4.411 | 4.5202 | 4.4689 | 4.5148 | 4.6208 | 4.4064 | 4.502 | 4.7277 | 4.6817 | 4.8473 | 5.0903 | 5.0966 | 5.2263 | 5.1076 | 4.8636 | 4.3166 | 3.9978
2021-05-20 | 3.843 | 3.7539 | 3.7325 | 3.8297 | 3.8928 | 4.2008 | 4.4393 | 4.6482 | 4.8253 | 4.9472 | 4.9721 | 4.8598 | 4.7894 | 4.8452 | 5.2335 | 5.1553 | 5.1225 | 5.2428 | 5.2837 | 5.3081 | 5.0554 | 4.8225 | 4.2593 | 3.8456
2021-05-21 | 3.7247 | 3.606 | 3.6007 | 3.6561 | 3.8106 | 4.0898 | 4.3657 | 4.4409 | 4.6939 | 4.6236 | 4.7213 | 4.6948 | 4.5017 | 4.5025 | 4.5034 | 4.6986 | 4.8747 | 5.2818 | 5.1844 | 5.3953 | 5.1696 | 4.904 | 4.4758 | 4.0661
2021-05-22 | 3.8529 | 3.7518 | 3.7981 | 3.8404 | 3.7729 | 3.99 | 3.8118 | 4.012 | 4.5007 | 4.5706 | 4.3893 | 4.6174 | 4.3356 | 4.2711 | 4.2602 | 4.3626 | 4.5421 | 4.8367 | 4.7931 | 4.7014 | 4.5256 | 4.4006 | 4.0363 | 3.7082
2021-05-23 | 3.5782 | 3.5681 | 3.587 | 3.534 | 3.6286 | 3.7157 | 3.8224 | 3.934 | 4.418 | 4.4894 | 4.4989 | 4.4577 | 4.4059 | 4.5108 | 4.5904 | 4.7037 | 4.8275 | 5.0884 | 5.0767 | 5.0178 | 4.6586 | 4.4841 | 4.2328 | 3.8445
2021-05-24 | 3.7334 | 3.6397 | 3.6107 | 3.5894 | 3.5817 | 3.7159 | 3.8754 | 4.1001 | 4.317 | 4.4018 | 4.6738 | 4.5566 | 4.455 | 4.4397 | 4.512 | 4.588 | 4.7894 | 4.8211 | 4.8489 | 4.9003 | 4.8613 | 4.5511 | 4.2151 | 3.8944
2021-05-25 | 3.8035 | 3.7597 | 3.7174 | 3.7052 | 3.7776 | 4.0008 | 4.1019 | 4.2975 | 4.7675 | 4.8491 | 4.826 | 4.8595 | 4.9833 | 4.9773 | 5.0732 | 5.1431 | 5.3061 | 5.3848 | 5.1756 | 5.2906 | 4.9603 | 4.6707 | 4.1429 | 3.7773
2021-05-26 | 3.6271 | 3.5388 | 3.5912 | 3.6386 | 3.4981 | 3.8204 | 4.1299 | 4.2081 | 4.4716 | 4.6497 | 4.4562 | 4.553 | 4.5375 | 4.5737 | 4.7171 | 4.7004 | 4.9676 | 5.0692 | 5.107 | 5.151 | 5.0323 | 4.6815 | 4.0379 | 3.7808
2021-05-27 | 3.6871 | 3.5135 | 3.507 | 3.5442 | 3.3991 | 3.8025 | 4.0116 | 4.3518 | 4.5434 | 4.5355 | 4.6177 | 4.6458 | 4.6522 | 4.5699 | 4.6094 | 4.9093 | 5.0147 | 5.126 | 5.2327 | 5.3264 | 5.253 | 4.7235 | 4.24 | 3.7234
2021-05-28 | 3.5711 | 3.4616 | 3.4303 | 3.4761 | 3.6065 | 4.0229 | 4.448 | 4.4623 | 4.7513 | 4.7671 | 4.7159 | 4.7667 | 4.5788 | 4.4686 | 4.695 | 4.9189 | 4.8766 | 5.059 | 4.829 | 4.7645 | 4.7343 | 4.6557 | 4.1269 | 3.8459
2021-05-29 | 3.6994 | 3.5948 | 3.5475 | 3.5468 | 3.6178 | 3.9077 | 3.8677 | 4.1191 | 4.5601 | 4.4516 | 4.3749 | 4.5353 | 4.5166 | 4.3674 | 4.5398 | 4.612 | 4.7701 | 4.9639 | 5.0747 | 4.9627 | 4.9015 | 4.6159 | 4.2728 | 3.8785
2021-05-30 | 3.6586 | 3.5349 | 3.4986 | 3.5745 | 3.6426 | 3.7408 | 3.863 | 3.9754 | 4.5113 | 4.4579 | 4.3299 | 4.2336 | 4.387 | 4.2783 | 4.4248 | 4.4943 | 4.6484 | 4.8532 | 4.7876 | 4.8813 | 4.7226 | 4.5468 | 4.0303 | 3.7507
2021-05-31 | 3.617 | 3.5901 | 3.5188 | 3.659 | 3.6836 | 3.9014 | 3.9591 | 4.1388 | 4.4191 | 4.5626 | 4.7283 | 4.5332 | 4.6893 | 4.778 | 4.9687 | 5.0073 | 5.0206 | 5.0991 | 5.2074 | 5.2441 | 5.0756 | 4.5694 | 4.1866 | 3.8294
2021-06-01 | 3.7278 | 3.6238 | 3.6157 | 3.5975 | 3.6935 | 4.0472 | 4.387 | 4.2865 | 4.4443 | 4.7083 | 4.8092 | 4.8034 | 4.7153 | 4.7568 | 4.9712 | 5.0027 | 5.0037 | 5.2538 | 5.1844 | 5.2134 | 5.0714 | 4.6941 | 4.3185 | 3.9426
2021-06-02 | 3.8157 | 3.7232 | 3.7546 | 3.8106 | 3.8387 | 4.0842 | 4.1563 | 4.2619 | 4.7534 | 4.8123 | 4.6559 | 4.587 | 4.6848 | 4.8531 | 4.8201 | 5.0139 | 5.0542 | 5.2556 | 5.2856 | 5.3786 | 5.356 | 5.0454 | 4.6869 | 4.3234
2021-06-03 | 4.0718 | 3.9729 | 3.8988 | 3.8984 | 4.0027 | 4.2488 | 4.3797 | 4.5765 | 4.8478 | 4.8945 | 4.6842 | 4.7546 | 4.5556 | 4.5586 | 4.6262 | 4.9066 | 4.9775 | 5.0983 | 5.1405 | 5.1092 | 5.047 | 4.6903 | 4.3202 | 3.9347
2021-06-04 | 3.7699 | 3.7265 | 3.7608 | 3.7231 | 3.8458 | 4.0916 | 4.2131 | 4.4184 | 4.7311 | 4.719 | 4.7617 | 4.6644 | 4.6592 | 4.6186 | 4.6879 | 4.8568 | 4.9161 | 5.0445 | 5.2468 | 5.2953 | 5.115 | 4.8629 | 4.4495 | 4.1698
2021-06-05 | 3.9688 | 3.6744 | 3.6832 | 3.6725 | 3.8214 | 3.9603 | 4.129 | 4.341 | 4.6598 | 4.6907 | 4.6375 | 4.8229 | 4.4744 | 4.4527 | 4.7113 | 4.9037 | 4.9686 | 5.3197 | 5.0391 | 5.0861 | 5.01 | 4.7796 | 4.3952 | 3.9535
2021-06-06 | 3.8117 | 3.7323 | 3.7488 | 3.7531 | 3.8108 | 3.9135 | 4.0979 | 4.3102 | 4.6149 | 4.6045 | 4.7055 | 4.6372 | 4.689 | 4.7165 | 4.7596 | 4.8558 | 4.7929 | 4.9567 | 5.2057 | 5.2124 | 5.1706 | 4.7923 | 4.4949 | 4.0339
2021-06-07 | 3.8919 | 3.6947 | 3.7151 | 3.8097 | 3.8627 | 4.0605 | 4.1921 | 4.5733 | 5.0509 | 4.9137 | 5.0515 | 4.8972 | 4.8555 | 4.8511 | 4.9905 | 5.1373 | 5.3208 | 5.5018 | 5.4324 | 5.3566 | 5.3034 | 5.023 | 4.6504 | 4.1033
2021-06-08 | 3.783 | 3.6897 | 3.6365 | 3.6907 | 3.7841 | 3.9559 | 4.1619 | 4.3319 | 4.8182 | 4.6585 | 4.6747 | 4.5996 | 4.6242 | 4.5374 | 4.5987 | 4.7705 | 4.9252 | 5.1774 | 5.3335 | 5.3822 | 5.2539 | 4.9227 | 4.4145 | 4.07
2021-06-09 | 3.9517 | 3.7546 | 3.7461 | 3.7635 | 3.7812 | 4.1309 | 4.191 | 4.4284 | 4.7322 | 4.8774 | 4.9701 | 4.9789 | 4.7454 | 4.8176 | 4.8291 | 5.1187 | 5.0849 | 5.3173 | 5.3476 | 5.387 | 5.31 | 5.0411 | 4.6328 | 4.2513
2021-06-10 | 4.0915 | 4.0665 | 3.9434 | 3.8704 | 3.9134 | 4.2045 | 4.2729 | 4.4103 | 4.5796 | 4.4585 | 4.5896 | 4.6033 | 4.6325 | 4.475 | 4.5955 | 4.7079 | 4.8244 | 5.0005 | 5.0327 | 5.0874 | 4.9099 | 4.6035 | 4.1558 | 3.9111
2021-06-11 | 3.7188 | 3.6163 | 3.6772 | 3.6714 | 3.7338 | 3.8543 | 3.9355 | 4.1791 | 4.6114 | 4.8206 | 4.9039 | 4.9541 | 4.8443 | 4.7648 | 4.9359 | 5.1506 | 5.0986 | 5.2616 | 5.2505 | 5.1924 | 4.97 | 4.7349 | 4.3258 | 4.0057
2021-06-12 | 3.8531 | 3.6729 | 3.689 | 3.7047 | 3.7538 | 3.9435 | 4.0372 | 4.3316 | 4.3928 | 4.5358 | 4.2939 | 4.3786 | 4.3053 | 4.3223 | 4.3697 | 4.5123 | 4.7068 | 4.9512 | 4.886 | 4.8484 | 4.6527 | 4.4294 | 4.1457 | 3.8812
2021-06-13 | 3.7734 | 3.7648 | 3.7398 | 3.7688 | 3.7187 | 3.9072 | 3.8417 | 3.9793 | 4.422 | 4.3748 | 4.5167 | 4.5569 | 4.5673 | 4.7063 | 4.743 | 4.7832 | 4.8584 | 5.0313 | 5.1399 | 5.2309 | 5.1175 | 4.7252 | 4.2894 | 4.0004
2021-06-14 | 3.8578 | 3.7545 | 3.6023 | 3.6831 | 3.7909 | 3.9083 | 4.007 | 4.1844 | 4.6536 | 4.5887 | 4.6913 | 4.552 | 4.4103 | 4.6835 | 4.7403 | 4.7076 | 4.9164 | 5.1214 | 5.1686 | 5.1045 | 4.9475 | 4.586 | 4.2781 | 4.0817
2021-06-15 | 3.9584 | 3.8791 | 3.8215 | 3.8649 | 3.9138 | 4.1801 | 4.2583 | 4.4632 | 4.7485 | 4.9869 | 5.1131 | 5.091 | 4.9149 | 4.78 | 5.2072 | 5.3053 | 5.369 | 5.4853 | 5.4389 | 5.4924 | 5.3393 | 4.9101 | 4.4906 | 4.184
2021-06-16 | 3.9686 | 3.9481 | 3.8495 | 3.8176 | 3.908 | 4.1878 | 4.2745 | 4.6099 | 4.7309 | 4.7003 | 4.686 | 4.5883 | 4.5504 | 4.6586 | 4.8016 | 4.9845 | 5.0508 | 5.2918 | 5.3028 | 5.3766 | 5.2982 | 4.8747 | 4.368 | 4.0118
2021-06-17 | 3.8565 | 3.7752 | 3.7635 | 3.8651 | 3.8341 | 3.9677 | 4.0677 | 4.2382 | 4.9868 | 4.8968 | 4.8798 | 5.017 | 5.041 | 4.8436 | 4.6781 | 4.8741 | 5.0557 | 5.2791 | 5.3423 | 5.3833 | 5.1909 | 4.8026 | 4.319 | 4.07
2021-06-18 | 3.96 | 3.856 | 3.8644 | 3.8098 | 3.8223 | 4.0454 | 4.2088 | 4.3603 | 4.69 | 4.8466 | 4.9457 | 5.0988 | 4.9159 | 5.0311 | 5.0664 | 5.124 | 5.0574 | 5.0717 | 4.8858 | 5.0758 | 4.8857 | 4.7556 | 4.3626 | 3.9981
2021-06-19 | 3.7709 | 3.6832 | 3.7471 | 3.7453 | 3.7004 | 3.9421 | 4.1787 | 4.2884 | 4.6278 | 4.7555 | 4.7314 | 4.7946 | 4.8492 | 4.8263 | 5.0674 | 5.1859 | 5.3292 | 5.4545 | 5.2509 | 5.32 | 5.2146 | 4.9911 | 4.5696 | 4.1646
2021-06-20 | 3.9874 | 3.9802 | 3.7918 | 3.803 | 3.8569 | 3.912 | 4.1607 | 4.3149 | 4.6506 | 4.7472 | 4.7884 | 4.8809 | 4.8466 | 4.795 | 4.7991 | 5.0479 | 5.0257 | 5.1158 | 5.1143 | 5.1897 | 5.1088 | 4.9328 | 4.4667 | 4.1907
2021-06-21 | 4.0207 | 3.9394 | 3.9493 | 3.9087 | 3.8448 | 4.111 | 4.2866 | 4.4831 | 4.8242 | 4.8595 | 4.7186 | 4.9314 | 4.9626 | 4.7886 | 4.9399 | 5.0511 | 5.1292 | 5.3418 | 5.3589 | 5.3481 | 5.18 | 4.8828 | 4.5004 | 4.0684
2021-06-22 | 3.9769 | 3.9104 | 3.8861 | 3.967 | 4.0121 | 4.2377 | 4.395 | 4.5954 | 4.9187 | 4.9278 | 4.9417 | 4.7658 | 4.7548 | 4.9234 | 4.9433 | 4.9571 | 4.9994 | 5.3326 | 5.4036 | 5.4435 | 5.1665 | 4.8299 | 4.5655 | 4.3037
2021-06-23 | 4.0797 | 3.9545 | 3.9081 | 3.947 | 3.9744 | 4.1929 | 4.1963 | 4.5127 | 4.7113 | 4.9536 | 4.9106 | 4.9071 | 4.6518 | 4.6561 | 4.7951 | 4.8682 | 4.8725 | 5.1484 | 5.0819 | 5.0648 | 4.9183 | 4.6239 | 4.2946 | 3.9239
2021-06-24 | 3.8014 | 3.6885 | 3.7271 | 3.7049 | 3.7149 | 4.019 | 4.2618 | 4.4238 | 4.6936 | 4.8541 | 4.8164 | 4.825 | 4.8583 | 4.8568 | 5.0536 | 4.9668 | 5.089 | 5.3119 | 5.3786 | 5.4242 | 5.2608 | 4.8778 | 4.4795 | 4.1879
2021-06-25 | 4.0607 | 3.9659 | 4.0008 | 3.9493 | 4.0672 | 4.2392 | 4.4702 | 4.5834 | 5.127 | 5.1758 | 5.2679 | 5.0624 | 4.9934 | 4.8764 | 5.0141 | 4.9279 | 4.8899 | 5.1825 | 5.2607 | 5.2282 | 5.0668 | 4.8234 | 4.4758 | 4.1412
2021-06-26 | 3.9199 | 3.9278 | 3.8664 | 3.8415 | 3.8045 | 3.9705 | 4.1081 | 4.2291 | 4.5046 | 4.4272 | 4.3942 | 4.3314 | 4.3537 | 4.3957 | 4.5709 | 4.7501 | 4.7108 | 5.0001 | 4.9712 | 4.873 | 4.7943 | 4.5036 | 4.3239 | 4.0963
2021-06-27 | 3.9221 | 3.8261 | 3.8294 | 3.7786 | 3.8798 | 4.023 | 4.1005 | 4.2327 | 4.4846 | 4.6105 | 4.6345 | 4.7014 | 4.7271 | 4.5851 | 4.6301 | 4.8016 | 4.7863 | 5.0439 | 5.126 | 5.1163 | 4.8807 | 4.6749 | 4.2912 | 4.0479
2021-06-28 | 3.8911 | 3.8695 | 3.8609 | 3.8559 | 3.9218 | 4.0487 | 4.2311 | 4.4732 | 4.8396 | 4.9543 | 5.0074 | 4.9252 | 5.0474 | 5.1098 | 5.2328 | 5.4196 | 5.5919 | 5.727 | 5.6862 | 5.7941 | 5.6327 | 4.9982 | 4.4913 | 4.0915
2021-06-29 | 3.8302 | 3.7535 | 3.6829 | 3.6557 | 3.7153 | 3.931 | 4.168 | 4.3991 | 4.6887 | 4.6231 | 4.737 | 4.687 | 4.7073 | 4.6317 | 4.713 | 4.8842 | 5.0539 | 5.3443 | 5.2952 | 5.4312 | 5.3113 | 4.7708 | 4.5066 | 4.0774
2021-06-30 | 3.9262 | 3.8228 | 3.8347 | 3.9231 | 3.8405 | 4.0742 | 3.9991 | 4.2142 | 4.7815 | 4.9072 | 5.0265 | 4.9022 | 4.8198 | 4.8621 | 4.8831 | 5.1348 | 5.235 | 5.5183 | 5.335 | 5.4946 | 5.2766 | 4.9693 | 4.3811 | 4.0162
2021-07-01 | 3.6591 | 3.5751 | 3.6207 | 3.6339 | 3.6693 | 3.8541 | 4.0071 | 4.1743 | 4.4253 | 4.5777 | 4.5011 | 4.7139 | 4.6594 | 4.6563 | 4.7453 | 4.6741 | 4.8512 | 5.1512 | 4.8227 | 4.8989 | 4.652 | 4.4612 | 4.3947 | 3.8836
2021-07-02 | 3.7112 | 3.5902 | 3.7139 | 3.7315 | 3.7468 | 4.0008 | 4.1842 | 4.441 | 4.594 | 4.5752 | 4.7953 | 4.744 | 4.8288 | 4.817 | 4.9067 | 5.0579 | 5.1586 | 5.0698 | 5.1077 | 5.0943 | 4.9554 | 4.6835 | 4.4172 | 4.0017
2021-07-03 | 3.8153 | 3.7318 | 3.7259 | 3.6352 | 3.799 | 3.9387 | 4.007 | 4.2502 | 4.5883 | 4.4783 | 4.3877 | 4.4574 | 4.4023 | 4.4716 | 4.6774 | 4.8012 | 4.7701 | 4.8503 | 4.7975 | 4.6521 | 4.5295 | 4.3997 | 4.2892 | 3.9762
2021-07-04 | 3.8965 | 3.8375 | 3.804 | 3.7995 | 3.8229 | 3.8965 | 4.0731 | 4.3528 | 4.5815 | 4.7229 | 4.5515 | 4.6918 | 4.5477 | 4.6235 | 4.7331 | 4.9309 | 5.0102 | 4.9273 | 4.9098 | 4.944 | 4.8322 | 4.5419 | 4.1102 | 3.8739
2021-07-05 | 3.7217 | 3.6198 | 3.654 | 3.6893 | 3.7817 | 4.005 | 4.27 | 4.6331 | 5.0369 | 4.8003 | 4.7499 | 4.753 | 4.7545 | 4.8554 | 4.8199 | 4.9331 | 5.0804 | 5.1083 | 5.3039 | 5.4179 | 5.2666 | 4.8626 | 4.5207 | 4.1404
2021-07-06 | 4.2266 | 4.0725 | 4.1161 | 4.1233 | 4.2085 | 4.5442 | 4.8603 | 5.0057 | 5.2552 | 5.1249 | 5.0621 | 5.2861 | 5.2464 | 5.1323 | 5.0583 | 5.1976 | 5.7113 | 6.195 | 6.1281 | 6.148 | 5.9297 | 5.5818 | 5.0314 | 4.6112
2021-07-07 | 4.0062 | 3.858 | 3.8275 | 3.8046 | 3.9727 | 4.1361 | 4.4093 | 4.562 | 4.7992 | 4.7198 | 4.6617 | 4.587 | 4.5395 | 4.6783 | 4.7969 | 5.2277 | 5.5414 | 5.7669 | 5.761 | 5.7586 | 5.6212 | 5.1981 | 4.6784 | 4.1688
2021-07-08 | 3.8637 | 3.8891 | 3.7791 | 3.7 | 3.7146 | 3.9735 | 4.1449 | 4.4057 | 4.6544 | 4.532 | 4.4488 | 4.4829 | 4.4742 | 4.4919 | 4.5635 | 4.7315 | 4.8999 | 5.0976 | 5.0528 | 5.215 | 4.9822 | 4.6629 | 4.2346 | 3.9685
2021-07-09 | 3.8396 | 3.7735 | 3.7048 | 3.6791 | 3.7754 | 3.889 | 3.9434 | 4.0638 | 4.7243 | 4.5772 | 4.4075 | 4.5298 | 4.6373 | 4.5209 | 4.5432 | 4.7134 | 4.8862 | 5.1989 | 5.177 | 5.0657 | 4.873 | 4.6009 | 4.2149 | 3.9734
2021-07-10 | 3.8444 | 3.7021 | 3.676 | 3.7045 | 3.7026 | 3.797 | 3.8711 | 4.0326 | 4.5189 | 4.506 | 4.3124 | 4.3587 | 4.3137 | 4.3263 | 4.5063 | 4.5229 | 4.6382 | 5.0222 | 4.9527 | 4.9258 | 4.8386 | 4.4109 | 4.1011 | 3.7789
2021-07-11 | 3.6806 | 3.5879 | 3.5375 | 3.5164 | 3.4792 | 3.5378 | 3.6723 | 3.8304 | 4.2472 | 4.209 | 4.1444 | 4.2656 | 4.1553 | 4.2354 | 4.3543 | 4.5593 | 4.5571 | 5.0075 | 5.0293 | 4.974 | 4.8823 | 4.5536 | 4.2271 | 3.8546
2021-07-12 | 3.7419 | 3.6746 | 3.7048 | 3.6452 | 3.6715 | 3.8316 | 3.8488 | 4.1314 | 4.5902 | 4.4776 | 4.5356 | 4.64 | 4.8143 | 4.771 | 4.9056 | 4.9614 | 5.0973 | 5.391 | 5.4579 | 5.4963 | 5.2804 | 4.8899 | 4.3284 | 4.0018
2021-07-13 | 3.8458 | 3.7034 | 3.6741 | 3.686 | 3.694 | 3.9063 | 3.9666 | 4.0743 | 4.4763 | 4.3977 | 4.3664 | 4.3882 | 4.4766 | 4.5002 | 4.6282 | 4.682 | 4.8626 | 5.1917 | 5.1943 | 5.2899 | 5.0268 | 4.6933 | 4.2807 | 3.971
2021-07-14 | 3.8298 | 3.7234 | 3.6958 | 3.6833 | 3.7449 | 4.1047 | 4.1942 | 4.1941 | 4.8669 | 4.8234 | 4.779 | 4.811 | 4.8002 | 4.7132 | 5.0932 | 5.1006 | 5.2454 | 5.3754 | 5.5399 | 5.6146 | 5.4383 | 4.8956 | 4.446 | 3.9945
2021-07-15 | 3.8318 | 3.8159 | 3.7382 | 3.6826 | 3.7606 | 3.9533 | 4.0538 | 4.1795 | 4.4897 | 4.4926 | 4.3105 | 4.4075 | 4.3529 | 4.3749 | 4.4629 | 4.6161 | 4.8948 | 5.1144 | 5.1069 | 5.1784 | 5.0247 | 4.7279 | 4.2607 | 3.951
2021-07-16 | 3.8977 | 3.814 | 3.8463 | 3.7951 | 3.9858 | 4.2524 | 4.4913 | 4.5593 | 4.9377 | 4.9259 | 5.0604 | 5.0104 | 5.0891 | 5.0752 | 5.2165 | 5.1818 | 5.159 | 5.5621 | 5.3715 | 5.318 | 5.0223 | 4.6994 | 4.1158 | 3.9383
2021-07-17 | 3.8141 | 3.7341 | 3.715 | 3.7322 | 3.7608 | 3.8368 | 3.9866 | 4.0335 | 4.2391 | 4.3099 | 4.3559 | 4.423 | 4.3792 | 4.374 | 4.3556 | 4.5524 | 4.563 | 4.8505 | 4.8469 | 4.9127 | 4.7824 | 4.5329 | 4.1389 | 3.9545
2021-07-18 | 3.7516 | 3.7061 | 3.6472 | 3.6331 | 3.6617 | 3.8329 | 3.911 | 4.2557 | 4.6522 | 4.7872 | 4.6336 | 4.5911 | 4.5722 | 4.5515 | 4.4894 | 4.5688 | 4.6995 | 5.0843 | 5.1193 | 5.2338 | 5.2839 | 4.8519 | 4.4252 | 4.0265
2021-07-19 | 3.8972 | 3.8074 | 3.7869 | 3.7136 | 3.6842 | 3.975 | 4.102 | 4.2976 | 4.5879 | 4.5091 | 4.4352 | 4.7228 | 4.6772 | 4.5629 | 4.5305 | 4.7852 | 4.8677 | 5.1159 | 5.1131 | 5.1011 | 5.002 | 4.6543 | 4.2522 | 3.9859
2021-07-20 | 3.8311 | 3.7778 | 3.8044 | 3.7441 | 3.8485 | 4.0844 | 4.283 | 4.3191 | 4.6355 | 4.3871 | 4.4724 | 4.4783 | 4.4939 | 4.7035 | 4.8219 | 5.1454 | 5.1223 | 5.4497 | 5.4469 | 5.5309 | 5.3594 | 5.0081 | 4.4825 | 4.0554
2021-07-21 | 3.8304 | 3.7531 | 3.7051 | 3.6836 | 3.7819 | 3.9537 | 4.1698 | 4.3048 | 4.6908 | 4.7066 | 4.6383 | 4.7681 | 4.6694 | 4.7903 | 4.8579 | 4.9488 | 5.2502 | 5.3302 | 5.4241 | 5.4879 | 5.4716 | 4.8909 | 4.2822 | 3.9263
2021-07-22 | 3.7444 | 3.7185 | 3.6459 | 3.666 | 3.7456 | 3.9608 | 4.1664 | 4.2349 | 4.4257 | 4.6397 | 4.807 | 4.9265 | 4.9025 | 4.8581 | 4.8721 | 5.1563 | 5.2057 | 5.4395 | 5.5163 | 5.4718 | 5.2571 | 4.8715 | 4.4253 | 4.0094
2021-07-23 | 3.8273 | 3.7548 | 3.6942 | 3.7827 | 3.8547 | 3.9995 | 4.2207 | 4.345 | 4.6757 | 4.5461 | 4.5273 | 4.6405 | 4.5571 | 4.5829 | 4.6513 | 4.9373 | 4.9489 | 5.0969 | 5.1501 | 5.1728 | 5.0153 | 4.6111 | 4.2792 | 3.9196
2021-07-24 | 3.879 | 3.7165 | 3.6847 | 3.6601 | 3.6804 | 3.9465 | 4.1422 | 4.2645 | 4.5173 | 4.6713 | 4.6208 | 4.8522 | 4.7505 | 4.6654 | 4.6276 | 4.7539 | 4.833 | 4.9105 | 4.9381 | 5.0604 | 4.8469 | 4.5389 | 4.2188 | 3.9003
2021-07-25 | 3.7652 | 3.6529 | 3.6125 | 3.6811 | 3.6855 | 3.7605 | 3.9543 | 4.2231 | 4.4565 | 4.407 | 4.4515 | 4.5128 | 4.79 | 4.6102 | 4.5587 | 4.5912 | 4.7077 | 4.9449 | 4.943 | 5.204 | 4.9649 | 4.5762 | 4.3134 | 3.9349
2021-07-26 | 3.7825 | 3.71 | 3.6641 | 3.7098 | 3.7285 | 3.918 | 4.1834 | 4.3351 | 4.602 | 4.5554 | 4.724 | 4.6278 | 4.812 | 4.7457 | 4.8281 | 5.017 | 5.218 | 5.4159 | 5.5927 | 5.7855 | 5.6309 | 5.3137 | 4.6448 | 4.2339
2021-07-27 | 3.9726 | 3.407 | 3.3904 | 3.6587 | 3.8333 | 3.9696 | 4.1314 | 4.5121 | 5.074 | 4.9791 | 4.657 | 4.5787 | 4.6324 | 4.6361 | 4.6949 | 4.8995 | 5.037 | 5.2863 | 5.3586 | 5.3761 | 5.1328 | 4.734 | 4.2942 | 3.9215
2021-07-28 | 3.7604 | 3.662 | 3.7202 | 3.6571 | 3.7665 | 4.0924 | 4.2535 | 4.4082 | 4.5883 | 4.4767 | 4.4513 | 4.5976 | 4.5647 | 4.7691 | 4.9749 | 5.1472 | 5.2607 | 5.4579 | 5.5625 | 5.5852 | 5.4172 | 5.1645 | 4.6852 | 4.2268
2021-07-29 | 4.1663 | 3.9531 | 3.8894 | 3.867 | 3.8354 | 3.9559 | 4.2255 | 4.4389 | 4.5773 | 4.6378 | 4.4792 | 4.5328 | 4.5513 | 4.5242 | 4.7146 | 4.868 | 4.8429 | 5.1617 | 5.1834 | 5.2256 | 5.0927 | 4.8565 | 4.3682 | 4.0544
2021-07-30 | 3.9378 | 3.905 | 3.8623 | 3.9862 | 4.0059 | 4.2328 | 4.4497 | 4.5259 | 4.6718 | 4.6444 | 4.5819 | 4.5687 | 4.7482 | 4.6793 | 4.8243 | 4.7845 | 4.8438 | 4.9476 | 5.0544 | 5.0605 | 4.8765 | 4.6477 | 4.3869 | 4.0984
2021-07-31 | 3.8964 | 3.7832 | 3.7633 | 3.7931 | 3.8657 | 4.0534 | 4.166 | 4.365 | 4.5639 | 4.4194 | 4.4062 | 4.5498 | 4.4591 | 4.4632 | 4.6859 | 4.9455 | 4.9795 | 5.0677 | 5.1717 | 5.2486 | 5.1003 | 4.8491 | 4.4919 | 4.1066
2021-08-01 | 4.0069 | 3.9289 | 3.8733 | 3.8932 | 3.8861 | 4.0107 | 4.14 | 4.2715 | 4.5149 | 4.5308 | 4.7405 | 4.7581 | 4.88 | 4.8769 | 4.861 | 5.3125 | 5.2035 | 5.4342 | 5.5046 | 5.5416 | 5.434 | 5.0332 | 4.7061 | 4.2638
2021-08-02 | 4.0684 | 3.9617 | 3.8232 | 3.8563 | 3.8881 | 4.0077 | 4.4051 | 4.5053 | 4.8352 | 4.787 | 4.6145 | 4.6939 | 4.6597 | 4.5805 | 4.8522 | 5.1559 | 5.2046 | 5.3535 | 5.3995 | 5.3954 | 5.1704 | 4.7349 | 4.3965 | 4.1167
2021-08-03 | 4.191 | 4.1284 | 4.191 | 4.1793 | 4.2858 | 4.523 | 4.8653 | 4.9679 | 5.1567 | 5.0572 | 5.2351 | 5.3818 | 5.2894 | 5.5612 | 5.6018 | 5.8032 | 5.8337 | 6.0361 | 6.0823 | 6.094 | 5.8935 | 5.5097 | 4.9313 | 4.5625
2021-08-04 | 4.1213 | 4.0643 | 3.9717 | 4.0215 | 4.099 | 4.2377 | 4.4802 | 4.5368 | 4.7135 | 4.7999 | 4.8031 | 4.8459 | 4.8955 | 4.8982 | 4.985 | 5.1981 | 5.2066 | 5.3544 | 5.439 | 5.5845 | 5.4813 | 5.0229 | 4.6281 | 4.3189
2021-08-05 | 4.224 | 4.2036 | 4.1838 | 4.1145 | 4.0724 | 4.2257 | 4.4764 | 4.4768 | 4.5937 | 4.6163 | 4.6373 | 4.6697 | 4.6623 | 4.6265 | 4.8598 | 4.9601 | 5.1905 | 5.2441 | 5.3018 | 5.3458 | 5.0631 | 4.8358 | 4.364 | 4.153
2021-08-06 | 4.1072 | 3.9825 | 3.9349 | 3.9345 | 3.9447 | 4.218 | 4.2285 | 4.4751 | 5.0437 | 5.068 | 4.8325 | 4.8771 | 4.931 | 4.9003 | 5.0233 | 5.0155 | 5.0424 | 5.2408 | 5.2172 | 5.2728 | 5.0355 | 4.745 | 4.3516 | 4.0779
2021-08-07 | 4.0049 | 3.8595 | 3.8368 | 3.7907 | 3.8638 | 3.9399 | 4.066 | 4.3274 | 4.572 | 4.6771 | 4.6657 | 4.6915 | 4.6942 | 4.678 | 4.7926 | 4.9554 | 4.9832 | 5.0806 | 5.1588 | 5.3123 | 5.0882 | 4.8206 | 4.5118 | 4.2389
2021-08-08 | 4.0974 | 4.0398 | 3.9439 | 4.042 | 4.0169 | 4.2277 | 4.351 | 4.4516 | 4.6779 | 4.5913 | 4.7459 | 4.7854 | 4.8671 | 5.0287 | 4.9418 | 5.1034 | 5.039 | 5.1997 | 5.176 | 5.2634 | 5.0186 | 4.7764 | 4.331 | 4.0938
2021-08-09 | 3.9921 | 3.8771 | 3.9143 | 3.9282 | 3.9643 | 4.2155 | 4.4735 | 4.6458 | 4.8898 | 4.7535 | 4.695 | 4.6448 | 4.6938 | 4.7156 | 4.6866 | 4.8547 | 4.9916 | 5.151 | 5.4088 | 5.4699 | 5.2883 | 4.98 | 4.561 | 4.2249
2021-08-10 | 4.0558 | 4.0224 | 4.0025 | 3.966 | 4.0235 | 4.1725 | 4.2882 | 4.4008 | 4.9845 | 4.958 | 4.9971 | 5.097 | 5.0293 | 5.0037 | 5.078 | 5.0396 | 5.1077 | 5.3476 | 5.4352 | 5.4875 | 5.3204 | 4.8331 | 4.3904 | 4.1015
2021-08-11 | 3.967 | 3.8581 | 3.8337 | 3.8229 | 3.7817 | 4.1419 | 4.269 | 4.4212 | 4.9861 | 4.8835 | 4.7243 | 4.8481 | 4.8759 | 4.8505 | 5.0035 | 5.2475 | 5.1755 | 5.3662 | 5.3411 | 5.3101 | 5.1605 | 4.9425 | 4.442 | 4.127
2021-08-12 | 4.0149 | 3.938 | 3.9832 | 3.9533 | 4.0581 | 4.3205 | 4.2327 | 4.6042 | 5.0099 | 5.1059 | 5.0422 | 4.9577 | 5.003 | 5.0406 | 5.1509 | 5.1775 | 5.2344 | 5.402 | 5.3013 | 5.3932 | 5.1856 | 4.9751 | 4.5346 | 4.2061
2021-08-13 | 4.0586 | 3.9612 | 3.9753 | 3.83 | 3.8331 | 4.0857 | 4.3496 | 4.5258 | 4.774 | 4.825 | 4.9127 | 4.8234 | 4.9112 | 4.8794 | 5.0544 | 5.0266 | 5.1538 | 5.3371 | 5.494 | 5.4552 | 5.1265 | 4.853 | 4.5274 | 4.1439
2021-08-14 | 4.0374 | 3.9401 | 3.9327 | 3.8697 | 4.0016 | 4.1553 | 4.3517 | 4.586 | 4.8509 | 4.9002 | 4.7816 | 4.9054 | 4.7215 | 4.7397 | 4.7992 | 4.9932 | 4.9611 | 5.3364 | 5.382 | 5.2849 | 5.0208 | 4.8176 | 4.4281 | 4.1581
2021-08-15 | 3.9112 | 3.7984 | 3.7619 | 3.6488 | 3.7655 | 3.9221 | 3.9501 | 3.974 | 4.6166 | 4.538 | 4.5045 | 4.4912 | 4.5682 | 4.6324 | 4.6387 | 4.9579 | 4.9054 | 5.2176 | 5.3278 | 5.3313 | 5.1358 | 4.7374 | 4.4058 | 4.0502
2021-08-16 | 3.9697 | 3.8823 | 3.8206 | 3.7723 | 3.8692 | 4.11 | 4.3073 | 4.317 | 4.8629 | 4.9806 | 4.7869 | 4.7553 | 4.7771 | 4.9076 | 4.9318 | 4.9598 | 5.1296 | 5.3691 | 5.4239 | 5.4427 | 5.1074 | 4.7573 | 4.4343 | 4.0925
2021-08-17 | 3.931 | 3.8196 | 3.8012 | 3.7685 | 3.8221 | 4.0375 | 4.3913 | 4.5382 | 4.7865 | 4.6823 | 4.6466 | 4.779 | 4.6202 | 4.6548 | 4.8301 | 4.8852 | 5.0594 | 5.1948 | 5.3966 | 5.4483 | 5.2217 | 4.9187 | 4.5438 | 4.231
2021-08-18 | 4.0417 | 3.9608 | 3.8807 | 3.8367 | 3.9054 | 4.2257 | 4.5157 | 4.6532 | 4.837 | 4.8203 | 4.6967 | 4.7654 | 4.8109 | 4.6831 | 4.9378 | 5.3447 | 5.4308 | 5.501 | 5.565 | 5.5836 | 5.229 | 4.9591 | 4.4711 | 4.2789
2021-08-19 | 4.1671 | 4.0396 | 4.0609 | 3.9467 | 3.9636 | 4.2915 | 4.6731 | 4.5664 | 4.8391 | 4.788 | 4.8076 | 4.9737 | 4.9499 | 4.745 | 4.764 | 4.9495 | 5.0356 | 5.1851 | 5.3802 | 5.4106 | 5.185 | 4.8651 | 4.5391 | 4.1817
2021-08-20 | 4.0511 | 3.957 | 3.9481 | 3.8603 | 3.8818 | 4.1572 | 4.5147 | 4.6521 | 4.8943 | 5.019 | 4.9444 | 4.892 | 4.8897 | 4.8791 | 5.1373 | 5.2876 | 5.3268 | 5.5363 | 5.5174 | 5.4583 | 5.2496 | 4.883 | 4.5572 | 4.223
2021-08-21 | 4.0697 | 3.9926 | 3.9114 | 3.8845 | 3.8516 | 3.9764 | 4.1951 | 4.4817 | 4.7623 | 4.7974 | 4.7162 | 4.795 | 4.7517 | 4.7254 | 4.8718 | 5.1037 | 5.1656 | 5.2906 | 5.1714 | 5.2196 | 5.0375 | 4.8376 | 4.5127 | 4.1299
2021-08-22 | 3.9672 | 3.8398 | 3.8707 | 3.7881 | 3.8232 | 4.0782 | 4.2312 | 4.497 | 4.8729 | 4.8552 | 4.8144 | 4.852 | 4.7431 | 4.9115 | 4.9165 | 4.9556 | 4.9932 | 5.3038 | 5.3778 | 5.5066 | 5.3348 | 5.0139 | 4.6353 | 4.2987
2021-08-23 | 4.1333 | 3.9671 | 3.9416 | 3.8518 | 3.9347 | 4.1765 | 4.6285 | 4.8791 | 5.1076 | 4.9344 | 4.8012 | 4.8395 | 4.7331 | 4.834 | 4.8049 | 4.9921 | 4.9792 | 5.2026 | 5.3393 | 5.4448 | 5.085 | 4.8209 | 4.38 | 4.104
2021-08-24 | 3.9325 | 3.8569 | 3.8409 | 3.8235 | 4.0164 | 4.2957 | 4.6604 | 4.6776 | 4.8918 | 4.9257 | 5.1067 | 4.9684 | 5.0398 | 4.9812 | 5.0946 | 5.2465 | 5.4203 | 5.5853 | 5.5857 | 5.6941 | 5.3566 | 5.0223 | 4.598 | 4.2928
2021-08-25 | 4.114 | 4.0551 | 4.0275 | 4.0102 | 3.9648 | 4.2852 | 4.4955 | 4.6417 | 4.9587 | 4.793 | 4.6853 | 4.7381 | 4.8705 | 4.7766 | 4.8543 | 4.9799 | 5.0607 | 5.2743 | 5.3211 | 5.3408 | 4.9711 | 4.6581 | 4.3484 | 4.0459
2021-08-26 | 4.056 | 4.0187 | 4.0195 | 3.9852 | 4.0493 | 4.1469 | 4.3978 | 4.3575 | 4.5256 | 5.0728 | 5.106 | 5.0435 | 4.9223 | 4.9175 | 4.9436 | 5.2312 | 5.3363 | 5.2985 | 5.2517 | 5.3428 | 5.2148 | 4.9475 | 4.505 | 4.1922
2021-08-27 | 4.041 | 3.9738 | 3.9225 | 3.9078 | 4.0289 | 4.2599 | 4.3522 | 4.4563 | 4.6002 | 4.6751 | 4.67 | 4.611 | 4.5708 | 4.9039 | 5.1672 | 5.0771 | 5.1189 | 5.3518 | 5.3033 | 5.1952 | 5.0989 | 4.9144 | 4.4823 | 4.1183
2021-08-28 | 3.9863 | 3.8884 | 3.906 | 3.9027 | 3.966 | 4.1541 | 4.2138 | 4.3863 | 4.6849 | 4.6732 | 4.5881 | 4.7331 | 4.821 | 4.6289 | 4.6765 | 4.803 | 4.8209 | 5.3681 | 5.2831 | 5.2087 | 5.055 | 4.692 | 4.3379 | 4.1087
2021-08-29 | 3.9696 | 3.8915 | 3.9703 | 3.9181 | 4.0015 | 4.2015 | 4.4139 | 4.5473 | 4.8575 | 4.8961 | 4.7955 | 4.8291 | 4.7694 | 4.8209 | 4.9153 | 4.8414 | 5.004 | 5.2286 | 5.3279 | 5.2569 | 4.869 | 4.6591 | 4.3139 | 4.0668
2021-08-30 | 3.8842 | 3.8118 | 3.7923 | 3.8573 | 3.9121 | 4.1104 | 4.2815 | 4.4687 | 4.6945 | 4.6359 | 4.7017 | 4.6914 | 4.654 | 4.7674 | 4.9399 | 5.1081 | 5.175 | 5.3135 | 5.2525 | 5.264 | 4.9779 | 4.7375 | 4.3285 | 4.0915
2021-08-31 | 3.8798 | 3.8025 | 3.7939 | 3.6635 | 3.6932 | 3.8974 | 3.988 | 4.14 | 4.3104 | 4.5681 | 4.7815 | 4.6674 | 4.7006 | 4.6811 | 4.8943 | 4.8544 | 4.9963 | 5.3049 | 5.4041 | 5.5041 | 5.0484 | 4.7504 | 4.3205 | 4.1386
2021-09-01 | 4.0264 | 3.9078 | 3.8727 | 3.8457 | 3.9224 | 4.2331 | 4.567 | 4.7263 | 4.8856 | 4.9777 | 4.9608 | 5.186 | 5.2293 | 5.0803 | 5.313 | 5.1569 | 5.2871 | 5.4977 | 5.5866 | 5.3373 | 4.8932 | 4.8416 | 4.478 | 4.1702
2021-09-02 | 3.9898 | 3.9521 | 3.9025 | 3.906 | 3.9069 | 4.2013 | 4.4957 | 4.7426 | 4.9539 | 4.887 | 4.762 | 4.8453 | 4.89 | 4.8705 | 4.8942 | 5.1281 | 5.2123 | 5.4314 | 5.3934 | 5.6215 | 5.4278 | 5.0819 | 4.5549 | 4.1787
2021-09-03 | 4.0484 | 3.9055 | 3.9629 | 3.8874 | 3.9469 | 4.2007 | 4.6359 | 4.6893 | 5.026 | 5.0473 | 4.9573 | 4.9438 | 5.2253 | 5.1263 | 5.1522 | 5.1054 | 5.2203 | 5.422 | 5.365 | 5.2174 | 4.9867 | 4.6287 | 4.3326 | 4.031
2021-09-04 | 3.9638 | 3.8598 | 3.842 | 3.819 | 3.8682 | 4.0482 | 4.21 | 4.3918 | 4.5918 | 4.6403 | 4.7737 | 4.7469 | 4.5809 | 4.6249 | 4.7245 | 4.6874 | 4.7557 | 4.9831 | 5.0466 | 5.0272 | 4.855 | 4.5189 | 4.3237 | 4.0217
2021-09-05 | 3.9154 | 3.842 | 3.8269 | 3.7742 | 3.8406 | 3.9878 | 4.1682 | 4.4075 | 4.5746 | 4.6254 | 4.6174 | 4.7404 | 4.8142 | 4.8992 | 4.8404 | 5.096 | 5.0588 | 5.0361 | 5.1344 | 5.1809 | 4.8821 | 4.6102 | 4.193 | 3.9463
2021-09-06 | 3.8463 | 3.795 | 3.6859 | 3.6764 | 3.7722 | 4.0496 | 4.3178 | 4.2935 | 4.6023 | 4.6465 | 4.4635 | 4.7408 | 4.7001 | 4.8535 | 4.928 | 5.0991 | 5.2251 | 5.402 | 5.5596 | 5.7122 | 5.4791 | 5.1438 | 4.6415 | 4.325
2021-09-07 | 4.1927 | 4.0847 | 4.0829 | 3.8981 | 3.8512 | 4.1092 | 4.3463 | 4.5639 | 4.6255 | 4.6796 | 4.6489 | 4.644 | 4.5824 | 4.7295 | 4.7226 | 4.7902 | 4.895 | 5.1345 | 5.3055 | 5.2581 | 4.8331 | 4.6225 | 4.2561 | 4.1221
2021-09-08 | 4.0937 | 3.9739 | 3.9458 | 3.922 | 4.0331 | 4.3104 | 4.7166 | 4.841 | 5.0691 | 5.1572 | 4.9343 | 5.2312 | 5.154 | 5.1088 | 5.1916 | 5.2895 | 5.4706 | 5.5472 | 5.6338 | 5.5601 | 5.0522 | 4.7934 | 4.3505 | 4.0522
2021-09-09 | 3.8766 | 3.8761 | 3.8221 | 3.8565 | 3.9315 | 4.315 | 4.6128 | 4.8972 | 5.0399 | 4.9282 | 4.888 | 5.034 | 5.0197 | 5.0585 | 5.0683 | 5.3284 | 5.3845 | 5.6294 | 5.6886 | 5.7641 | 5.5596 | 5.2631 | 4.707 | 4.4292
2021-09-10 | 4.2007 | 4.012 | 3.9955 | 3.9403 | 3.975 | 4.2685 | 4.5502 | 4.7041 | 4.8536 | 4.8864 | 4.9392 | 5.0008 | 4.9819 | 5.0515 | 5.1382 | 5.188 | 5.1284 | 5.4893 | 5.5084 | 5.35 | 5.1334 | 4.9112 | 4.5625 | 4.2886
2021-09-11 | 4.0551 | 3.9744 | 3.9859 | 3.8519 | 3.908 | 4.1883 | 4.4226 | 4.6852 | 4.9761 | 4.9344 | 5.0839 | 5.0482 | 5.2158 | 5.1236 | 4.9165 | 5.1986 | 5.1788 | 5.3042 | 5.2816 | 5.0499 | 4.8348 | 4.5814 | 4.3732 | 4.1922
2021-09-12 | 4.0438 | 3.9626 | 3.9399 | 3.9144 | 3.9358 | 4.1343 | 4.1321 | 4.3855 | 4.7224 | 4.7507 | 4.8007 | 4.87 | 4.8544 | 5.0129 | 5.074 | 5.2249 | 5.3506 | 5.61 | 5.8979 | 5.6533 | 5.3578 | 5.1164 | 4.5839 | 4.3154
2021-09-13 | 4.0879 | 3.9865 | 3.9352 | 3.9184 | 4.0415 | 4.3136 | 4.6426 | 4.9454 | 5.2409 | 4.9745 | 4.954 | 4.9122 | 4.8683 | 4.9823 | 5.1976 | 5.2036 | 5.2409 | 5.5066 | 5.6713 | 5.6629 | 5.3336 | 5.0099 | 4.5765 | 4.211
2021-09-14 | 4.0874 | 3.9365 | 3.9439 | 3.8878 | 3.9872 | 4.3199 | 4.365 | 4.7491 | 5.0494 | 4.9221 | 5.1197 | 5.1739 | 5.126 | 5.1304 | 4.989 | 5.1884 | 5.2272 | 5.5638 | 5.5756 | 5.5132 | 5.0289 | 4.708 | 4.5078 | 4.158
2021-09-15 | 3.9891 | 3.7671 | 3.8022 | 3.9368 | 3.9766 | 4.2241 | 4.4802 | 4.6447 | 4.7826 | 4.7606 | 4.951 | 4.8177 | 4.9383 | 4.9703 | 5.0537 | 5.1513 | 5.1617 | 5.3745 | 5.5877 | 5.558 | 5.2069 | 4.9247 | 4.51 | 4.1715
2021-09-16 | 3.9825 | 3.8721 | 3.8601 | 3.8777 | 3.9691 | 4.3451 | 4.5659 | 4.7662 | 5.2821 | 5.0948 | 4.938 | 5.0211 | 4.9894 | 5.0555 | 5.0758 | 5.1818 | 5.2571 | 5.3678 | 5.4474 | 5.5067 | 5.1568 | 4.8613 | 4.4571 | 4.1289
2021-09-17 | 3.9874 | 3.9492 | 3.877 | 3.9004 | 4.006 | 4.2237 | 4.3587 | 4.4247 | 4.7437 | 4.7097 | 4.7613 | 4.7149 | 4.7119 | 4.7574 | 4.8396 | 4.9433 | 4.8133 | 5.0645 | 5.1416 | 5.1827 | 4.8549 | 4.6951 | 4.3702 | 4.0862
2021-09-18 | 3.9143 | 3.8472 | 3.8701 | 3.8611 | 3.9943 | 4.1135 | 4.3296 | 4.4718 | 4.6357 | 4.6283 | 4.5784 | 4.6854 | 4.5866 | 4.5613 | 4.6712 | 4.67 | 4.7188 | 5.0421 | 5.2289 | 5.2667 | 4.9933 | 4.8193 | 4.4881 | 4.2213
2021-09-19 | 4.0365 | 3.965 | 3.9352 | 3.8995 | 3.827 | 4.1455 | 4.2465 | 4.412 | 4.6285 | 4.6379 | 4.647 | 4.6561 | 4.7388 | 4.7755 | 4.8065 | 4.833 | 5.0625 | 5.4408 | 5.6135 | 5.5525 | 5.3147 | 5.049 | 4.6474 | 4.2597
2021-09-20 | 4.0975 | 3.9768 | 4.0617 | 4.1105 | 4.1503 | 4.3854 | 4.7092 | 4.999 | 5.1475 | 5.0596 | 5.1702 | 5.4529 | 5.5319 | 5.6175 | 5.5652 | 5.4569 | 5.4002 | 5.6534 | 5.7841 | 5.7899 | 5.253 | 4.932 | 4.3791 | 4.0983
2021-09-21 | 4.004 | 3.9071 | 3.9304 | 3.9208 | 4.0169 | 4.311 | 4.518 | 4.725 | 4.7862 | 4.8354 | 4.8527 | 4.8668 | 4.8914 | 4.9452 | 4.9527 | 5.0948 | 5.1525 | 5.4494 | 5.6415 | 5.6329 | 5.3745 | 5.0951 | 4.6722 | 4.3809
2021-09-22 | 4.1036 | 4.0097 | 4.035 | 3.9908 | 4.0704 | 4.4131 | 4.6835 | 4.7216 | 5.0527 | 4.8933 | 4.9499 | 4.9046 | 4.9728 | 4.9303 | 4.9727 | 5.0175 | 5.0747 | 5.2287 | 5.4296 | 5.3617 | 5.0469 | 4.7825 | 4.5187 | 4.1979
2021-09-23 | 4.2259 | 4.082 | 4.046 | 4.1073 | 4.1381 | 4.4399 | 4.7622 | 4.8004 | 4.9829 | 4.8657 | 5.0374 | 5.2107 | 5.4613 | 5.6349 | 5.6493 | 5.8471 | 5.9967 | 6.1406 | 6.1885 | 6.1621 | 5.8396 | 5.2457 | 4.8392 | 4.5669
2021-09-24 | 4.1323 | 4.0391 | 3.9698 | 3.9601 | 4.1073 | 4.3357 | 4.6446 | 4.7027 | 4.887 | 5.0097 | 5.1012 | 5.4423 | 5.2496 | 5.3293 | 5.4684 | 5.5922 | 5.6452 | 5.6984 | 5.8057 | 5.6825 | 5.4723 | 5.2617 | 4.784 | 4.4553
2021-09-25 | 4.3288 | 4.2949 | 4.1045 | 4.0963 | 4.1544 | 4.2462 | 4.376 | 4.6523 | 4.8164 | 4.9422 | 4.7471 | 4.7061 | 5.0265 | 5.1225 | 5.2464 | 5.1628 | 5.1717 | 5.2196 | 5.1932 | 4.9208 | 4.8018 | 4.6594 | 4.4074 | 4.0322
2021-09-26 | 3.883 | 3.9083 | 3.8254 | 3.9191 | 3.9933 | 4.1606 | 4.4406 | 4.6104 | 4.7795 | 4.9798 | 4.924 | 4.9925 | 4.9262 | 4.8119 | 4.8256 | 4.97 | 5.019 | 5.2452 | 5.3805 | 5.3788 | 5.1529 | 4.8671 | 4.4624 | 4.2451
2021-09-27 | 4.0817 | 3.9442 | 3.9622 | 3.9541 | 3.9397 | 4.1549 | 4.3419 | 4.5647 | 4.605 | 4.6873 | 4.7614 | 5.0848 | 5.1449 | 5.1009 | 5.009 | 5.1235 | 5.1899 | 5.4392 | 5.6727 | 5.4347 | 5.1143 | 4.7565 | 4.3233 | 4.0953
2021-09-28 | 4.0143 | 3.9682 | 4.0236 | 3.9844 | 4.0411 | 4.3433 | 4.5061 | 4.6385 | 4.7965 | 4.8283 | 4.8656 | 5.1404 | 4.9391 | 4.8847 | 4.9214 | 5.0496 | 5.1869 | 5.5443 | 5.6633 | 5.5781 | 5.1846 | 5.0897 | 4.7386 | 4.3941
2021-09-29 | 4.2413 | 4.1429 | 4.1693 | 4.1181 | 4.2226 | 4.4119 | 4.6574 | 4.7566 | 4.7793 | 4.8421 | 4.8637 | 4.9876 | 4.9244 | 4.9243 | 5.0482 | 5.2186 | 5.4744 | 5.4909 | 5.6145 | 5.5224 | 5.2083 | 4.9151 | 4.55 | 4.2538
2021-09-30 | 4.1697 | 4.1446 | 4.1076 | 4.0839 | 4.1704 | 4.4475 | 4.7295 | 4.9077 | 5.0291 | 5.0286 | 5.0695 | 4.9792 | 4.847 | 4.8522 | 5.048 | 5.205 | 5.416 | 5.6107 | 5.8438 | 5.7903 | 5.5886 | 5.3626 | 4.7523 | 4.4091
2021-10-01 | 4.0823 | 4.0045 | 3.8727 | 3.8533 | 3.8875 | 4.1836 | 4.4767 | 4.556 | 4.6699 | 4.7133 | 4.6569 | 4.7247 | 4.7843 | 4.8807 | 4.8369 | 4.9567 | 5.1268 | 5.319 | 5.2855 | 5.1219 | 4.8963 | 4.6551 | 4.2531 | 4.0068
2021-10-02 | 3.8915 | 3.8952 | 3.8184 | 3.7765 | 3.8173 | 4.0395 | 4.0101 | 4.3081 | 4.4268 | 4.5959 | 4.5204 | 4.691 | 4.7421 | 4.6534 | 4.7207 | 4.8389 | 5.0018 | 5.1537 | 5.2404 | 5.1904 | 4.8398 | 4.7112 | 4.4061 | 4.0908
2021-10-03 | 3.8904 | 3.7367 | 3.7717 | 3.7904 | 3.7669 | 3.9059 | 4.0087 | 4.2233 | 4.3865 | 4.4443 | 4.5701 | 4.7545 | 4.6709 | 4.7457 | 4.9222 | 4.9961 | 5.0191 | 5.0749 | 5.0212 | 5.0141 | 4.6597 | 4.5332 | 4.2024 | 3.8878
2021-10-04 | 3.7465 | 3.7541 | 3.7186 | 3.6853 | 3.6212 | 3.9015 | 4.1214 | 4.2487 | 4.6339 | 4.7975 | 4.7422 | 4.9241 | 4.8085 | 4.7061 | 4.8864 | 4.8485 | 4.8973 | 5.0863 | 5.3912 | 5.2672 | 5.1048 | 4.8682 | 4.4855 | 4.1725
2021-10-05 | 4.0172 | 3.9483 | 3.8687 | 3.7589 | 3.8037 | 4.0533 | 4.1819 | 4.3927 | 4.5584 | 4.5745 | 4.7723 | 4.8438 | 4.8692 | 4.9605 | 4.9797 | 4.8993 | 5.1992 | 5.411 | 5.4459 | 5.2267 | 4.8762 | 4.6134 | 4.375 | 4.0464
2021-10-06 | 3.8656 | 3.7789 | 3.7738 | 3.7916 | 3.8638 | 4.0632 | 4.1673 | 4.7139 | 4.862 | 4.8743 | 4.9509 | 4.9577 | 5.0278 | 5.0393 | 5.0308 | 5.0726 | 5.2319 | 5.4536 | 5.6271 | 5.5214 | 5.1645 | 4.8258 | 4.5167 | 4.1675
2021-10-07 | 4.2287 | 4.1819 | 4.2419 | 4.1942 | 4.2693 | 4.6369 | 4.8348 | 5.1753 | 5.3619 | 5.332 | 5.5406 | 5.3193 | 5.1312 | 5.0562 | 5.7985 | 5.884 | 5.9603 | 6.0965 | 6.0683 | 6.0876 | 5.8551 | 5.6109 | 5.0151 | 4.5569
2021-10-08 | 4.1897 | 4.0669 | 4.0051 | 4.0155 | 4.0852 | 4.2842 | 4.429 | 4.5859 | 4.7997 | 4.7978 | 4.8742 | 5.152 | 4.9245 | 5.3086 | 5.4332 | 5.4167 | 5.5355 | 5.6948 | 5.5464 | 5.3575 | 5.061 | 4.754 | 4.4481 | 4.0757
2021-10-09 | 3.9433 | 3.7921 | 3.8011 | 3.7977 | 3.8463 | 4.0344 | 4.192 | 4.4864 | 4.7188 | 4.7564 | 4.8173 | 4.9753 | 4.6986 | 4.6628 | 4.8663 | 5.0931 | 5.1702 | 5.3165 | 5.2866 | 5.2112 | 5.042 | 4.8167 | 4.4119 | 4.1125
2021-10-10 | 3.9432 | 3.8049 | 3.796 | 3.7561 | 3.7815 | 3.9869 | 4.0554 | 4.2928 | 4.4887 | 4.6022 | 4.6937 | 4.811 | 4.9475 | 4.9707 | 5.0629 | 5.1847 | 5.0529 | 5.2326 | 5.2445 | 5.1981 | 4.8278 | 4.5873 | 4.2682 | 3.9315
2021-10-11 | 3.8167 | 3.7464 | 3.6967 | 3.7556 | 3.9403 | 4.1434 | 4.2194 | 4.4283 | 4.7877 | 4.8612 | 4.9109 | 4.8276 | 4.7659 | 4.6608 | 5.0109 | 4.9953 | 5.0752 | 5.3192 | 5.4393 | 5.2982 | 4.9752 | 4.7396 | 4.5043 | 4.1117
2021-10-12 | 3.9663 | 3.8638 | 3.8197 | 3.834 | 3.9097 | 4.1493 | 4.4626 | 4.6742 | 4.8406 | 4.8482 | 4.8777 | 4.9897 | 4.9125 | 5.0367 | 5.0811 | 5.184 | 5.042 | 5.1664 | 5.3347 | 5.1696 | 4.9065 | 4.5728 | 4.2822 | 3.9929
2021-10-13 | 3.8853 | 3.7186 | 3.7471 | 3.8274 | 3.9668 | 4.2462 | 4.2105 | 4.5358 | 4.8259 | 4.7822 | 4.8708 | 4.8885 | 4.956 | 4.8338 | 4.7994 | 4.9708 | 5.0385 | 5.2724 | 5.4392 | 5.1373 | 4.8722 | 4.7391 | 4.4164 | 4.0611
2021-10-14 | 3.9891 | 3.8912 | 3.8888 | 3.8663 | 3.9351 | 4.2524 | 4.2102 | 4.5088 | 4.9731 | 5.0967 | 5.3833 | 5.1473 | 4.9361 | 4.9519 | 5.0369 | 5.1244 | 5.1458 | 5.4405 | 5.3417 | 5.1908 | 4.9156 | 4.6972 | 4.4882 | 4.1148
2021-10-15 | 3.9441 | 3.8711 | 3.8478 | 3.8281 | 3.8741 | 4.0593 | 4.2192 | 4.4322 | 4.733 | 4.7867 | 4.7006 | 4.9803 | 4.9695 | 4.9691 | 5.1967 | 5.1836 | 5.2705 | 5.7044 | 5.7771 | 5.5496 | 5.255 | 5.0232 | 4.6035 | 4.3282
2021-10-16 | 3.974 | 3.8681 | 3.8597 | 3.8843 | 3.9349 | 4.0337 | 4.2808 | 4.3384 | 4.5193 | 4.692 | 4.7118 | 4.7944 | 4.8253 | 4.8067 | 4.9196 | 4.9921 | 4.9534 | 5.2075 | 5.1331 | 5.0486 | 4.9465 | 4.715 | 4.5232 | 4.1967
2021-10-17 | 4.1705 | 4.0172 | 3.9426 | 3.9449 | 4.0087 | 4.1787 | 4.4709 | 4.7868 | 4.8519 | 4.9713 | 4.9125 | 5.0365 | 5.0855 | 5.1222 | 5.2692 | 5.2374 | 5.4352 | 5.5879 | 5.7692 | 5.4915 | 5.3273 | 5.0282 | 4.5983 | 4.1343
2021-10-18 | 4.0555 | 3.9614 | 3.8903 | 3.85 | 3.9339 | 4.1981 | 4.5034 | 4.803 | 4.8434 | 4.8046 | 4.8968 | 4.8708 | 4.9099 | 5.1641 | 5.2072 | 5.2053 | 5.3066 | 5.3636 | 5.4711 | 5.1817 | 4.8899 | 4.5622 | 4.2894 | 4.0675
2021-10-19 | 3.9951 | 3.8554 | 3.8454 | 3.7926 | 3.9325 | 4.1905 | 4.4968 | 4.7147 | 4.8223 | 4.6422 | 4.826 | 4.9468 | 4.969 | 5.0223 | 5.178 | 5.2718 | 5.2995 | 5.5298 | 5.7179 | 5.3718 | 5.0284 | 4.752 | 4.3648 | 4.1081
2021-10-20 | 3.9726 | 3.8654 | 3.7837 | 3.7852 | 3.8971 | 4.0947 | 4.4243 | 4.4492 | 4.829 | 4.7447 | 4.8364 | 4.7974 | 4.9112 | 4.8346 | 5.1425 | 5.1225 | 5.1701 | 5.2675 | 5.5962 | 5.3643 | 4.9937 | 4.6948 | 4.3008 | 4.0198
2021-10-21 | 3.8942 | 3.7961 | 3.7471 | 3.7943 | 3.9198 | 4.1661 | 4.5443 | 4.6494 | 4.8298 | 4.8683 | 4.93 | 5.0422 | 5.0094 | 5.0837 | 5.0985 | 5.2169 | 5.2056 | 5.5082 | 5.3913 | 5.1641 | 4.9103 | 4.5529 | 4.2408 | 3.9681
2021-10-22 | 3.8248 | 3.8395 | 3.8433 | 3.8131 | 3.9161 | 4.0916 | 4.3892 | 4.5814 | 4.8368 | 4.8228 | 4.8473 | 4.8851 | 4.9368 | 4.9494 | 4.9797 | 5.1359 | 5.3032 | 5.4426 | 5.5476 | 5.4239 | 5.192 | 4.938 | 4.5844 | 4.2815
2021-10-23 | 4.1243 | 3.9638 | 3.8809 | 3.8536 | 3.9668 | 4.2629 | 4.5043 | 4.796 | 4.9159 | 4.8721 | 4.7703 | 4.8975 | 4.9408 | 4.8811 | 4.9914 | 5.0844 | 5.2064 | 5.3308 | 5.2754 | 5.086 | 4.7764 | 4.577 | 4.2942 | 3.9385
2021-10-24 | 3.8387 | 3.7531 | 3.7627 | 3.7422 | 3.7272 | 3.9673 | 4.0068 | 4.2493 | 4.4599 | 4.7465 | 4.6422 | 4.7237 | 4.6597 | 4.6377 | 4.7467 | 4.876 | 4.9908 | 5.2569 | 5.3293 | 5.275 | 4.9994 | 4.6775 | 4.3311 | 3.9866
2021-10-25 | 3.8359 | 3.7356 | 3.7739 | 3.7377 | 3.831 | 4.0957 | 4.3614 | 4.5831 | 4.723 | 4.7788 | 4.6963 | 4.819 | 4.8638 | 4.8914 | 5.0399 | 5.1834 | 5.3286 | 5.4804 | 5.6284 | 5.5107 | 5.1695 | 4.9007 | 4.5083 | 4.1509
2021-10-26 | 3.9887 | 3.787 | 3.7197 | 3.7289 | 3.7394 | 3.9673 | 4.3283 | 4.5264 | 4.9135 | 4.8087 | 4.7722 | 4.766 | 4.9164 | 4.9416 | 4.954 | 5.1468 | 5.2834 | 5.4905 | 5.5856 | 5.4009 | 5.0671 | 4.7408 | 4.4611 | 4.1042
2021-10-27 | 3.9816 | 3.8629 | 3.7692 | 3.7482 | 3.7261 | 4.047 | 4.3392 | 4.5462 | 4.7824 | 4.8015 | 4.7567 | 4.73 | 4.8166 | 4.8721 | 4.9331 | 4.9225 | 5.1602 | 5.4688 | 5.6419 | 5.4602 | 5.2026 | 4.9212 | 4.4801 | 4.1143
2021-10-28 | 3.9952 | 3.8761 | 3.8093 | 3.8283 | 3.881 | 4.0776 | 4.3341 | 4.4605 | 4.6111 | 4.749 | 4.7702 | 4.7828 | 4.7229 | 4.6832 | 4.8839 | 4.9571 | 5.231 | 5.4816 | 5.3638 | 5.076 | 4.8174 | 4.6399 | 4.3106 | 4.0576
2021-10-29 | 3.9348 | 3.8507 | 3.8255 | 3.8577 | 3.8433 | 4.1267 | 4.3036 | 4.5942 | 4.7156 | 4.849 | 4.7644 | 4.8364 | 4.7943 | 4.7207 | 4.9146 | 5.1102 | 5.1909 | 5.4405 | 5.4631 | 5.2818 | 5.0281 | 4.7188 | 4.4132 | 4.1423
2021-10-30 | 3.9783 | 3.9127 | 3.8358 | 3.8903 | 3.9187 | 4.0692 | 4.1901 | 4.3424 | 4.6334 | 4.7657 | 4.7582 | 4.8328 | 4.7854 | 4.8107 | 4.9597 | 5.1921 | 5.269 | 5.358 | 5.3896 | 5.1189 | 4.8265 | 4.4646 | 4.3061 | 3.9708
2021-10-31 | 3.8987 | 3.7891 | 3.7465 | 3.5877 | 3.6588 | 3.916 | 4.1189 | 4.3443 | 4.7188 | 4.6717 | 4.7753 | 4.6365 | 4.6516 | 4.6733 | 4.8184 | 4.9438 | 5.2196 | 5.3867 | 5.512 | 5.2299 | 4.9765 | 4.7219 | 4.3877 | 4.0635
2021-11-01 | 3.819 | 3.5778 | 3.5744 | 3.5661 | 3.8 | 4.0063 | 4.338 | 4.4431 | 4.6196 | 4.649 | 4.5803 | 4.6069 | 4.7687 | 4.7723 | 4.7939 | 5.1671 | 5.3499 | 5.6148 | 5.7048 | 5.5092 | 5.1344 | 4.8418 | 4.4944 | 4.1368
2021-11-02 | 3.9455 | 3.7895 | 3.7646 | 3.7382 | 3.8997 | 4.1961 | 4.5871 | 4.64 | 4.7741 | 4.8774 | 4.8634 | 4.8542 | 4.8993 | 4.9025 | 5.0246 | 5.2702 | 5.3864 | 5.657 | 5.6942 | 5.4401 | 5.2175 | 4.8873 | 4.4551 | 4.2875
2021-11-03 | 4.1189 | 4.0329 | 3.9498 | 3.9291 | 3.9749 | 4.328 | 4.606 | 4.7479 | 4.9341 | 4.7703 | 4.7359 | 4.8301 | 4.853 | 4.8314 | 4.827 | 5.0026 | 5.2999 | 5.5242 | 5.5808 | 5.4423 | 5.1676 | 4.8612 | 4.4319 | 4.1372
2021-11-04 | 4.0058 | 3.9084 | 3.8938 | 3.95 | 3.9651 | 4.1252 | 4.6007 | 4.9445 | 4.9802 | 4.8571 | 5.0072 | 4.7937 | 4.9175 | 4.7634 | 4.8402 | 4.6497 | 4.4311 | 4.7259 | 5.1943 | 5.2476 | 4.9584 | 4.7006 | 4.4447 | 4.2143
2021-11-05 | 3.7868 | 3.5149 | 3.6329 | 3.6224 | 3.9348 | 4.255 | 4.5568 | 4.8257 | 4.9432 | 4.9335 | 4.9674 | 5.0233 | 5.0388 | 4.8948 | 4.9161 | 5.1675 | 5.1931 | 5.3634 | 5.3747 | 5.1366 | 4.8315 | 4.576 | 4.2515 | 3.9057
2021-11-06 | 3.7161 | 3.6726 | 3.6805 | 3.7014 | 3.874 | 3.9127 | 4.2042 | 4.3817 | 4.7349 | 4.776 | 4.7185 | 4.7083 | 4.7372 | 4.8399 | 4.8891 | 4.9669 | 5.1165 | 5.36 | 5.3299 | 4.9387 | 4.6938 | 4.5384 | 4.2396 | 3.9652
2021-11-07 | 3.8153 | 3.7456 | 3.65 | 3.5936 | 3.7455 | 3.9257 | 4.0671 | 4.3256 | 4.5697 | 4.6186 | 4.8171 | 4.7542 | 4.7809 | 4.7529 | 4.9082 | 5.0057 | 5.1348 | 5.2169 | 5.2502 | 5.1385 | 4.8365 | 4.6242 | 4.2977 | 4.0682
2021-11-08 | 3.919 | 3.847 | 3.8353 | 3.71 | 3.8726 | 3.9859 | 4.2111 | 4.4424 | 4.6444 | 4.6295 | 4.6644 | 4.6959 | 4.7591 | 4.9491 | 5.0769 | 5.1398 | 5.1868 | 5.4014 | 5.5225 | 5.2851 | 5.0757 | 4.772 | 4.3165 | 4.0655
2021-11-09 | 4.2052 | 4.1088 | 4.0549 | 4.2111 | 4.3871 | 4.5749 | 4.674 | 4.8568 | 5.2423 | 5.2129 | 5.0713 | 5.1846 | 5.1883 | 5.2734 | 5.4777 | 5.4618 | 5.6755 | 6.0892 | 6.1869 | 5.8173 | 5.4933 | 5.0627 | 4.6799 | 4.3539
2021-11-10 | 3.8885 | 3.7952 | 3.7445 | 3.804 | 3.7257 | 4.0682 | 4.3071 | 4.2501 | 4.733 | 4.6521 | 4.7657 | 4.781 | 4.9401 | 4.7701 | 5.0079 | 5.2144 | 5.2504 | 5.6372 | 5.7736 | 5.5615 | 5.3278 | 5.0508 | 4.5372 | 4.2665
2021-11-11 | 4.1047 | 3.9873 | 4.0057 | 3.9093 | 3.9921 | 4.1242 | 4.4075 | 4.87 | 5.0941 | 4.9375 | 4.7764 | 4.7184 | 4.6954 | 4.8501 | 4.9502 | 5.0885 | 5.2113 | 5.4418 | 5.5453 | 5.3281 | 5.1569 | 4.9075 | 4.4664 | 4.1468
2021-11-12 | 3.9484 | 3.869 | 3.899 | 3.9055 | 3.9868 | 4.2807 | 4.5296 | 4.8559 | 4.9052 | 4.9476 | 4.8822 | 5.0239 | 5.1953 | 5.0562 | 5.1869 | 5.3119 | 5.3332 | 5.6022 | 5.6471 | 5.3956 | 5.0679 | 4.8759 | 4.4323 | 4.1342
2021-11-13 | 4.0401 | 3.9169 | 3.9134 | 3.9297 | 3.9863 | 4.1942 | 4.3971 | 4.4712 | 4.873 | 4.7049 | 4.8054 | 4.8465 | 4.8022 | 4.8306 | 4.8239 | 4.7977 | 4.8502 | 5.0814 | 5.0974 | 4.8714 | 4.6821 | 4.4751 | 4.2204 | 3.9589
2021-11-14 | 3.8377 | 3.678 | 3.7647 | 3.8375 | 3.9341 | 4.1631 | 4.4043 | 4.6808 | 4.8897 | 4.9634 | 4.9275 | 5.0192 | 5.0103 | 4.8495 | 4.899 | 5.1144 | 5.1501 | 5.317 | 5.334 | 5.0917 | 4.7888 | 4.4995 | 4.2623 | 3.8653
2021-11-15 | 3.7411 | 3.6197 | 3.6215 | 3.6867 | 3.8631 | 4.1006 | 4.3892 | 4.6666 | 4.6773 | 4.657 | 4.8427 | 4.8102 | 4.7993 | 4.9334 | 5.238 | 5.2883 | 5.4133 | 5.5484 | 5.6697 | 5.4774 | 5.2118 | 4.9338 | 4.3584 | 4.163
2021-11-16 | 3.9071 | 3.7295 | 3.7228 | 3.7047 | 3.9065 | 4.206 | 4.4747 | 4.6351 | 4.7244 | 4.6471 | 4.7742 | 4.8919 | 4.9608 | 4.901 | 4.9344 | 4.9975 | 5.1277 | 5.3727 | 5.5191 | 5.2543 | 5.0236 | 4.7558 | 4.4167 | 4.1167
2021-11-17 | 3.9056 | 3.7587 | 3.7171 | 3.7986 | 3.8836 | 4.2221 | 4.5991 | 4.7721 | 4.9022 | 4.7853 | 4.8382 | 4.8702 | 5.0836 | 5.0077 | 5.0566 | 5.1115 | 5.3203 | 5.3876 | 5.3973 | 5.2249 | 4.9925 | 4.6703 | 4.3683 | 4.1192
2021-11-18 | 3.9942 | 3.8736 | 3.8031 | 3.8316 | 3.9071 | 4.0655 | 4.3816 | 4.5482 | 4.5942 | 4.5705 | 4.6666 | 4.648 | 4.6158 | 4.7164 | 4.8039 | 4.9077 | 4.9975 | 5.2171 | 5.4217 | 5.2295 | 4.9646 | 4.8044 | 4.4574 | 4.2432
2021-11-19 | 4.111 | 4.0205 | 3.9512 | 3.9599 | 4.0909 | 4.3019 | 4.5408 | 4.6028 | 5.0096 | 4.7396 | 4.7179 | 4.6229 | 4.7839 | 4.8604 | 4.8491 | 4.8995 | 4.943 | 5.1733 | 5.3584 | 5.0485 | 4.8404 | 4.592 | 4.3794 | 4.0954
2021-11-20 | 3.9176 | 3.7763 | 3.7843 | 3.845 | 3.766 | 3.95 | 4.1598 | 4.4007 | 4.6521 | 4.6154 | 4.5157 | 4.6333 | 4.5896 | 4.6153 | 4.5807 | 4.6645 | 4.8663 | 5.0851 | 5.2016 | 4.9515 | 4.6674 | 4.3258 | 4.0881 | 3.9223
2021-11-21 | 3.8628 | 3.7416 | 3.5568 | 3.5923 | 3.5833 | 3.8771 | 4.1853 | 4.3588 | 4.6701 | 4.784 | 4.7658 | 4.7377 | 4.8267 | 4.9476 | 4.861 | 5.0506 | 5.1472 | 5.4105 | 5.4009 | 5.1032 | 4.831 | 4.3662 | 4.0866 | 3.9454
2021-11-22 | 3.7546 | 3.6043 | 3.6354 | 3.5608 | 3.6359 | 3.9862 | 4.2049 | 4.4797 | 4.6351 | 4.6591 | 4.5763 | 4.6143 | 4.5869 | 4.6034 | 4.7655 | 5.0848 | 5.2562 | 5.2835 | 5.4631 | 5.3844 | 5.1424 | 4.923 | 4.3921 | 4.1353
2021-11-23 | 3.9529 | 3.7951 | 3.79 | 3.7866 | 3.9641 | 4.0442 | 4.3524 | 4.547 | 4.7811 | 4.8119 | 4.7189 | 4.7513 | 4.9154 | 5.0182 | 5.1232 | 5.1298 | 5.2922 | 5.3882 | 5.4821 | 5.2667 | 5.0119 | 4.6718 | 4.2406 | 3.918
2021-11-24 | 3.7807 | 3.6784 | 3.6299 | 3.7358 | 3.829 | 3.9491 | 4.213 | 4.4789 | 4.8245 | 4.9481 | 4.9493 | 5.0708 | 5.1704 | 5.0777 | 5.2446 | 5.3423 | 5.3369 | 5.4713 | 5.5223 | 5.2857 | 4.9547 | 4.6495 | 4.3347 | 3.9563
2021-11-25 | 3.7983 | 3.6811 | 3.7068 | 3.6948 | 3.8241 | 3.9605 | 4.325 | 4.5724 | 5.0522 | 5.0612 | 4.9595 | 4.9079 | 4.8876 | 4.9386 | 5.016 | 5.0791 | 5.3046 | 5.3519 | 5.3186 | 5.0259 | 4.8291 | 4.6162 | 4.3264 | 3.9548
2021-11-26 | 3.7434 | 3.672 | 3.6346 | 3.5188 | 3.632 | 3.6663 | 3.9361 | 4.1365 | 4.5173 | 4.547 | 4.5788 | 4.5413 | 4.6657 | 4.7257 | 4.7799 | 5.0299 | 5.0911 | 5.1361 | 5.0779 | 4.83 | 4.7664 | 4.5751 | 4.0184 | 3.823
2021-11-27 | 3.8187 | 3.756 | 3.5304 | 3.6796 | 3.7328 | 3.7783 | 4.0377 | 4.2234 | 4.5316 | 4.5648 | 4.4713 | 4.4924 | 4.5539 | 4.4743 | 4.6181 | 4.7579 | 4.8784 | 4.9799 | 5.0217 | 4.8572 | 4.6173 | 4.4053 | 4.1314 | 3.9719
2021-11-28 | 3.4643 | 3.3192 | 3.3218 | 3.346 | 3.3744 | 3.5506 | 3.845 | 4.1691 | 4.3034 | 4.3625 | 4.1545 | 4.164 | 4.1754 | 4.0595 | 4.205 | 4.2789 | 4.3437 | 4.6369 | 4.7154 | 4.5906 | 4.3539 | 4.0516 | 3.6685 | 3.4739
2021-11-29 | 3.3658 | 3.2278 | 3.2227 | 3.2056 | 3.2742 | 3.5386 | 3.9271 | 4.1396 | 4.3133 | 4.4487 | 4.143 | 4.2001 | 4.2081 | 4.281 | 4.3421 | 4.4654 | 4.5779 | 4.8521 | 4.9448 | 4.7504 | 4.3219 | 3.9764 | 3.6205 | 3.4046
2021-11-30 | 3.2868 | 3.1485 | 3.1028 | 3.1186 | 3.2622 | 3.5697 | 3.8628 | 4.0114 | 4.2617 | 4.3486 | 4.2088 | 4.1822 | 4.3618 | 4.133 | 4.289 | 4.4192 | 4.464 | 4.7246 | 4.9578 | 4.8581 | 4.6806 | 4.3445 | 3.8538 | 3.6159
2021-12-01 | 3.5827 | 3.4935 | 3.4626 | 3.443 | 3.5534 | 3.9363 | 4.3489 | 4.4954 | 4.5077 | 4.5594 | 4.587 | 4.472 | 4.4053 | 4.4303 | 4.5228 | 4.5643 | 4.8187 | 5.019 | 5.406 | 5.0044 | 4.6166 | 4.2735 | 3.8074 | 3.4731
2021-12-02 | 3.3878 | 3.3594 | 3.3233 | 3.325 | 3.4016 | 3.7995 | 4.1719 | 4.3076 | 4.2311 | 4.2459 | 4.2902 | 4.3621 | 4.3732 | 4.319 | 4.3911 | 4.5768 | 4.6425 | 5.0001 | 5.3126 | 5.2692 | 5.0802 | 4.6906 | 4.1813 | 3.8803
2021-12-03 | 3.7316 | 3.6677 | 3.5643 | 3.5531 | 3.6387 | 3.9438 | 4.4216 | 4.6253 | 4.5471 | 4.355 | 4.4048 | 4.3969 | 4.4254 | 4.3203 | 4.4124 | 4.5199 | 4.6427 | 4.8348 | 4.9527 | 4.7005 | 4.4963 | 4.2059 | 3.9562 | 3.7095
2021-12-04 | 3.5014 | 3.3813 | 3.3602 | 3.3274 | 3.3989 | 3.6887 | 3.8619 | 4.0742 | 4.2628 | 4.4615 | 4.4094 | 4.4422 | 4.4328 | 4.4056 | 4.5326 | 4.6711 | 4.5974 | 4.7909 | 4.8941 | 4.6392 | 4.5638 | 4.3164 | 4.0138 | 3.7555
2021-12-05 | 3.6389 | 3.4798 | 3.4338 | 3.4639 | 3.5586 | 3.7755 | 4.016 | 4.2435 | 4.4464 | 4.5344 | 4.4752 | 4.3078 | 4.3524 | 4.381 | 4.3977 | 4.5014 | 4.7156 | 4.9467 | 5.1388 | 4.6754 | 4.4469 | 4.1441 | 3.8786 | 3.5487
2021-12-06 | 3.3368 | 3.2727 | 3.2223 | 3.2489 | 3.3159 | 3.6391 | 3.9664 | 4.1627 | 4.5302 | 4.4364 | 4.4089 | 4.4738 | 4.5071 | 4.4724 | 4.4676 | 4.7201 | 4.8057 | 4.9659 | 5.0546 | 4.8265 | 4.772 | 4.4458 | 3.9555 | 3.6774
2021-12-07 | 3.5082 | 3.5591 | 3.4503 | 3.3853 | 3.4803 | 3.7021 | 4.0436 | 4.3832 | 4.4912 | 4.5765 | 4.4955 | 4.5442 | 4.4987 | 4.5897 | 4.5353 | 4.7005 | 4.7625 | 5.1672 | 5.4325 | 5.2621 | 4.9019 | 4.5514 | 4.1008 | 3.8379
2021-12-08 | 3.6964 | 3.4924 | 3.426 | 3.4609 | 3.5587 | 3.8893 | 4.2577 | 4.542 | 4.7088 | 4.8358 | 4.8045 | 4.9105 | 4.809 | 4.8582 | 4.8922 | 4.9028 | 4.8655 | 5.0795 | 5.337 | 5.0577 | 4.6953 | 4.3408 | 3.9707 | 3.7189
2021-12-09 | 3.5992 | 3.5484 | 3.5287 | 3.5371 | 3.6297 | 3.9471 | 4.3012 | 4.4729 | 4.4324 | 4.5327 | 4.5022 | 4.3773 | 4.3173 | 4.2976 | 4.3862 | 4.5026 | 4.6756 | 5.0394 | 5.2236 | 5.0062 | 4.6903 | 4.3226 | 3.9784 | 3.7385
2021-12-10 | 3.541 | 3.4373 | 3.4781 | 3.4084 | 3.4238 | 3.7386 | 4.1321 | 4.3194 | 4.3826 | 4.7465 | 4.6484 | 4.6154 | 4.636 | 4.6884 | 4.7755 | 4.9439 | 5.0915 | 5.1756 | 5.1618 | 4.8751 | 4.6545 | 4.3979 | 4.0072 | 3.6996
2021-12-11 | 3.4569 | 3.3513 | 3.3272 | 3.272 | 3.3349 | 3.512 | 3.7615 | 3.9927 | 4.161 | 4.2519 | 4.155 | 4.2199 | 4.2199 | 4.2553 | 4.3307 | 4.3207 | 4.5639 | 4.7719 | 4.9909 | 4.7761 | 4.4701 | 4.1881 | 3.8938 | 3.692
2021-12-12 | 3.4583 | 3.3134 | 3.21 | 3.1062 | 3.2122 | 3.3436 | 3.6834 | 3.9914 | 4.2764 | 4.4075 | 4.3663 | 4.3929 | 4.3943 | 4.3347 | 4.4516 | 4.5392 | 4.7413 | 5.1824 | 5.32 | 5.107 | 4.5983 | 4.3376 | 4.0245 | 3.6963
2021-12-13 | 3.531 | 3.3823 | 3.3556 | 3.3554 | 3.3451 | 3.6181 | 3.9351 | 4.2229 | 4.2027 | 4.279 | 4.3325 | 4.3739 | 4.4856 | 4.3649 | 4.3637 | 4.3679 | 4.7161 | 5.0458 | 5.2035 | 5.085 | 4.771 | 4.444 | 3.8841 | 3.6181
2021-12-14 | 3.6412 | 3.5613 | 3.4074 | 3.3579 | 3.4701 | 3.733 | 3.9575 | 4.1647 | 4.2656 | 4.355 | 4.2605 | 4.3805 | 4.3944 | 4.3698 | 4.3957 | 4.473 | 4.5171 | 4.8666 | 5.1305 | 4.9532 | 4.6774 | 4.3868 | 4.0098 | 3.7403
2021-12-15 | 3.5746 | 3.4606 | 3.3937 | 3.3451 | 3.4358 | 3.7506 | 4.0436 | 4.3575 | 4.4224 | 4.4562 | 4.3727 | 4.338 | 4.4836 | 4.3673 | 4.3972 | 4.5521 | 4.8179 | 5.0024 | 5.0802 | 5.1184 | 4.8792 | 4.4278 | 3.9421 | 3.6155
2021-12-16 | 3.4842 | 3.3664 | 3.3003 | 3.247 | 3.3975 | 3.6749 | 4.137 | 4.231 | 4.292 | 4.4031 | 4.2585 | 4.2289 | 4.2583 | 4.2342 | 4.2669 | 4.513 | 4.6162 | 5.0012 | 5.4153 | 5.2366 | 4.8067 | 4.4636 | 4.0606 | 3.8543
2021-12-17 | 3.6262 | 3.4308 | 3.456 | 3.408 | 3.5505 | 3.8158 | 4.0019 | 4.1894 | 4.239 | 4.2777 | 4.3637 | 4.6883 | 4.6175 | 4.4794 | 4.5443 | 4.7695 | 4.8734 | 5.1662 | 5.3486 | 5.2213 | 4.9138 | 4.5036 | 4.1159 | 3.8892
2021-12-18 | 3.7623 | 3.6192 | 3.5674 | 3.5694 | 3.6182 | 3.7077 | 3.8937 | 4.0158 | 4.1769 | 4.319 | 4.2671 | 4.4458 | 4.4178 | 4.3931 | 4.4855 | 4.7732 | 4.7326 | 5.1063 | 5.3359 | 5.1177 | 4.7695 | 4.5615 | 4.0808 | 3.774
2021-12-19 | 3.7256 | 3.5674 | 3.4765 | 3.4424 | 3.4243 | 3.5294 | 3.7593 | 3.9721 | 4.0954 | 4.2479 | 4.3428 | 4.3948 | 4.3325 | 4.4005 | 4.3721 | 4.5176 | 4.7728 | 5.1601 | 5.2979 | 5.1234 | 4.7772 | 4.4021 | 3.9915 | 3.7091
2021-12-20 | 3.6326 | 3.4924 | 3.3975 | 3.3832 | 3.4763 | 3.6279 | 3.876 | 4.1072 | 4.4846 | 4.7125 | 4.7704 | 4.9593 | 4.916 | 4.9109 | 4.9928 | 5.1261 | 5.1866 | 5.6092 | 5.6654 | 5.3798 | 5.1089 | 4.7208 | 4.381 | 4.0321
2021-12-21 | 3.7831 | 3.5916 | 3.4766 | 3.386 | 3.487 | 3.5617 | 3.7616 | 3.9987 | 4.3568 | 4.5632 | 4.7704 | 4.7191 | 4.7433 | 4.8172 | 4.8338 | 4.8253 | 4.9596 | 5.3413 | 5.5411 | 5.331 | 5.0031 | 4.6807 | 4.2877 | 4.0578
2021-12-22 | 3.9115 | 3.8031 | 3.7159 | 3.719 | 3.8596 | 4.0072 | 4.1858 | 4.5062 | 4.8527 | 4.7388 | 4.9805 | 5.0746 | 5.1105 | 5.0051 | 5.2483 | 5.2975 | 5.5547 | 5.707 | 5.9721 | 5.8552 | 5.3263 | 4.8295 | 4.3306 | 3.8609
2021-12-23 | 3.6855 | 3.559 | 3.5311 | 3.5086 | 3.5687 | 3.8186 | 4.0439 | 4.3125 | 4.6478 | 4.6769 | 4.8544 | 4.964 | 4.9062 | 4.9662 | 5.0648 | 5.0853 | 5.3844 | 5.6946 | 5.8046 | 5.6322 | 5.2198 | 4.9523 | 4.5506 | 3.9877
2021-12-24 | 3.7901 | 3.6466 | 3.6231 | 3.5044 | 3.6224 | 3.8035 | 3.9811 | 4.3222 | 4.6924 | 4.9169 | 5.1394 | 5.3051 | 5.3762 | 5.1726 | 5.2575 | 5.3143 | 5.5821 | 5.898 | 5.925 | 5.5676 | 5.2821 | 5.0877 | 4.6664 | 4.1392
2021-12-25 | 3.9418 | 3.7837 | 3.839 | 3.729 | 3.5815 | 3.7628 | 4.0024 | 4.3622 | 4.6421 | 4.8182 | 4.9196 | 4.8197 | 4.875 | 4.8274 | 4.8403 | 4.9579 | 5.2752 | 5.5862 | 5.7386 | 5.5444 | 5.2347 | 4.9251 | 4.4508 | 4.053
2021-12-26 | 3.8136 | 3.6341 | 3.5446 | 3.6385 | 3.5472 | 3.6809 | 3.9288 | 4.3279 | 4.6798 | 4.7631 | 4.795 | 4.8992 | 4.9756 | 4.7502 | 4.9943 | 5.228 | 5.3719 | 5.7174 | 5.8256 | 5.672 | 5.2192 | 5.0131 | 4.6529 | 4.1651
2021-12-27 | 3.8369 | 3.7044 | 3.6532 | 3.5591 | 3.6885 | 3.731 | 3.8338 | 4.1481 | 4.577 | 4.7301 | 4.904 | 4.9691 | 4.9062 | 4.7048 | 4.8831 | 5.1064 | 5.3163 | 5.6634 | 5.7672 | 5.6208 | 5.2243 | 5.0244 | 4.6537 | 4.1604
2021-12-28 | 3.7319 | 3.5443 | 3.3557 | 3.3682 | 3.4143 | 3.5362 | 3.6775 | 3.8936 | 4.2698 | 4.361 | 4.6293 | 4.6268 | 4.7081 | 4.801 | 4.8447 | 4.8288 | 4.9769 | 5.3279 | 5.5184 | 5.2707 | 4.9798 | 4.6623 | 4.2827 | 4.0136
2021-12-29 | 4.1161 | 4.0023 | 3.9104 | 3.9161 | 4.0669 | 4.2183 | 4.4057 | 4.7424 | 5.1061 | 4.988 | 5.2425 | 5.341 | 5.3717 | 5.2633 | 5.5249 | 5.5798 | 5.8452 | 6.0063 | 6.2877 | 6.164 | 5.6082 | 5.0827 | 4.5569 | 4.0624
2021-12-30 | 3.685 | 3.5581 | 3.5314 | 3.5133 | 3.5738 | 3.8234 | 4.0449 | 4.3145 | 4.6509 | 4.6789 | 4.854 | 4.9679 | 4.9036 | 4.966 | 5.0647 | 5.0909 | 5.3861 | 5.6941 | 5.8031 | 5.6308 | 5.2188 | 4.9504 | 4.5497 | 3.9865
2021-12-31 | 3.7942 | 3.6492 | 3.626 | 3.5086 | 3.6266 | 3.8083 | 3.9858 | 4.324 | 4.6886 | 4.9143 | 5.1404 | 5.3064 | 5.3708 | 5.1655 | 5.2492 | 5.3092 | 5.5797 | 5.8976 | 5.9257 | 5.5657 | 5.28 | 5.0888 | 4.6666 | 4.1387
2022-01-01 | 3.6428 | 3.5738 | 3.5324 | 3.4943 | 3.535 | 3.6388 | 3.9656 | 4.0921 | 4.219 | 4.2916 | 4.2218 | 4.1279 | 4.2863 | 4.4536 | 4.4235 | 4.6265 | 4.8865 | 5 | 5.1186 | 4.9687 | 4.7085 | 4.4495 | 3.9793 | 3.7648
2022-01-02 | 3.6313 | 3.505 | 3.4885 | 3.457 | 3.4432 | 3.5726 | 3.7359 | 3.7922 | 4.0733 | 4.1572 | 4.0872 | 4.066 | 4.1583 | 4.3482 | 4.4381 | 4.5596 | 4.7501 | 5.0073 | 5.0459 | 4.9227 | 4.7239 | 4.3389 | 3.9685 | 3.7302
2022-01-03 | 3.5678 | 3.5065 | 3.4587 | 3.4883 | 3.524 | 3.6895 | 3.9764 | 4.1178 | 4.2327 | 4.2493 | 4.3198 | 4.3698 | 4.4475 | 4.4669 | 4.8306 | 4.9688 | 5.1069 | 5.367 | 5.4523 | 5.2729 | 4.8747 | 4.458 | 4.0605 | 3.6853
2022-01-04 | 3.5671 | 3.4522 | 3.4286 | 3.5054 | 3.5047 | 3.7065 | 3.9541 | 4.096 | 4.1993 | 4.0802 | 4.1537 | 4.2216 | 4.3038 | 4.5618 | 4.934 | 4.9131 | 4.9055 | 5.1556 | 5.4808 | 5.2539 | 4.8085 | 4.478 | 3.987 | 3.6391
2022-01-05 | 3.4936 | 3.4434 | 3.3849 | 3.3899 | 3.4894 | 3.7983 | 4.0773 | 4.357 | 4.3763 | 4.3163 | 4.2953 | 4.3796 | 4.3509 | 4.6381 | 4.5966 | 4.6757 | 4.7898 | 5.134 | 5.3784 | 5.1017 | 4.9101 | 4.4649 | 4.0823 | 3.7604
2022-01-06 | 3.7134 | 3.627 | 3.6261 | 3.6191 | 3.6695 | 3.9016 | 4.2168 | 4.5045 | 4.4528 | 4.6878 | 4.8572 | 4.634 | 4.6327 | 4.6805 | 4.749 | 4.7481 | 4.9588 | 5.4614 | 5.7881 | 5.5014 | 5.0774 | 4.7526 | 4.2656 | 4.1138
2022-01-07 | 3.6481 | 3.517 | 3.4781 | 3.4974 | 3.588 | 3.8031 | 4.2064 | 4.3521 | 4.3473 | 4.4927 | 4.5323 | 4.7709 | 4.6949 | 4.6877 | 4.7293 | 4.8048 | 4.8011 | 5.1984 | 5.361 | 5.0577 | 4.7788 | 4.3847 | 3.9106 | 3.8615
2022-01-08 | 3.6314 | 3.3798 | 3.393 | 3.417 | 3.3693 | 3.525 | 3.7203 | 4.0155 | 4.3106 | 4.5797 | 4.3639 | 4.4792 | 4.5782 | 4.4673 | 4.4923 | 4.7213 | 4.8789 | 5.1115 | 5.2369 | 5.1009 | 4.8096 | 4.3855 | 3.9973 | 3.9288
2022-01-09 | 3.6214 | 3.4269 | 3.4121 | 3.4497 | 3.3995 | 3.567 | 3.7334 | 3.9605 | 4.307 | 4.6038 | 4.7325 | 4.6964 | 4.5732 | 4.4911 | 4.5893 | 4.7434 | 4.7397 | 4.9495 | 5.2771 | 5.1181 | 4.7229 | 4.3319 | 3.9165 | 3.6348
2022-01-10 | 3.5238 | 3.4296 | 3.3704 | 3.3904 | 3.4719 | 3.6211 | 3.9433 | 4.3308 | 4.4975 | 4.4794 | 4.569 | 4.5148 | 4.671 | 4.6335 | 4.6617 | 4.4743 | 4.6484 | 5.1265 | 5.3809 | 5.091 | 4.8375 | 4.6391 | 3.9313 | 3.6445
2022-01-11 | 3.5024 | 3.3932 | 3.3078 | 3.364 | 3.4139 | 3.6179 | 3.9196 | 4.1117 | 4.1537 | 4.1155 | 4.0658 | 4.1911 | 4.158 | 4.157 | 4.1726 | 4.1875 | 4.2431 | 4.5594 | 4.9614 | 4.8583 | 4.5667 | 4.1772 | 3.7978 | 3.4438
2022-01-12 | 3.3374 | 3.3837 | 3.3886 | 3.3785 | 3.5033 | 3.7933 | 4.1438 | 4.3232 | 4.2468 | 4.3243 | 4.2929 | 4.5994 | 4.3691 | 4.3475 | 4.4553 | 4.4499 | 4.4752 | 4.7418 | 5.1678 | 5.0217 | 4.6364 | 4.2744 | 3.8771 | 3.5208
2022-01-13 | 3.3867 | 3.287 | 3.2463 | 3.2762 | 3.3986 | 3.6915 | 4.0058 | 4.2429 | 4.2488 | 4.3204 | 4.5133 | 4.6211 | 4.4639 | 4.4819 | 4.5599 | 4.6416 | 4.7642 | 4.9785 | 5.1276 | 4.9503 | 4.7246 | 4.4694 | 3.9491 | 3.5522
2022-01-14 | 3.544 | 3.4657 | 3.4385 | 3.4732 | 3.5248 | 3.8218 | 4.3277 | 4.5862 | 4.4963 | 4.5134 | 4.606 | 4.6663 | 4.6733 | 4.6525 | 4.6779 | 4.7532 | 4.6722 | 4.9122 | 5.1058 | 4.8701 | 4.5507 | 4.2972 | 3.9493 | 3.6239
2022-01-15 | 3.4775 | 3.3741 | 3.3363 | 3.335 | 3.3761 | 3.5991 | 3.8493 | 4.0599 | 4.337 | 4.4039 | 4.2254 | 4.2391 | 4.353 | 4.524 | 4.617 | 4.736 | 4.7066 | 4.9731 | 5.1432 | 4.9763 | 4.6275 | 4.3149 | 3.989 | 3.6471
2022-01-16 | 3.5157 | 3.3392 | 3.3104 | 3.331 | 3.3372 | 3.4937 | 3.8145 | 4.1151 | 4.436 | 4.5008 | 4.3644 | 4.5412 | 4.647 | 4.6073 | 4.8303 | 4.9104 | 4.9805 | 5.1183 | 5.2912 | 5.1608 | 4.7472 | 4.4098 | 3.9665 | 3.6412
2022-01-17 | 3.4933 | 3.4131 | 3.445 | 3.4162 | 3.4405 | 3.6257 | 3.8477 | 4.0827 | 4.2503 | 4.1575 | 4.0222 | 4.1825 | 4.1239 | 4.2141 | 4.199 | 4.3882 | 4.4424 | 4.7698 | 5.1374 | 5.0364 | 4.5057 | 4.2274 | 3.8651 | 3.5475
2022-01-18 | 3.3897 | 3.3181 | 3.2832 | 3.317 | 3.4045 | 3.6152 | 3.9545 | 4.2468 | 4.1576 | 4.2772 | 4.5052 | 4.6538 | 4.7434 | 4.5729 | 4.4003 | 4.6075 | 4.6214 | 5.0786 | 5.3407 | 4.796 | 4.7606 | 4.5634 | 4.0804 | 3.659
2022-01-19 | 3.5181 | 3.4055 | 3.3434 | 3.3587 | 3.4502 | 3.7192 | 4.0755 | 4.2161 | 4.0265 | 4.054 | 4.0402 | 4.0686 | 4.3949 | 4.516 | 4.5458 | 4.9487 | 5.0617 | 5.3137 | 5.4253 | 5.2085 | 4.9686 | 4.5458 | 4.0983 | 3.6283
2022-01-20 | 3.4594 | 3.3356 | 3.3279 | 3.2885 | 3.3667 | 3.6858 | 4.0494 | 4.3143 | 4.2188 | 4.2049 | 4.452 | 4.5945 | 4.5464 | 4.4357 | 4.8379 | 4.9392 | 5.0316 | 5.2558 | 5.4542 | 5.0906 | 4.8612 | 4.35 | 3.9657 | 3.6698
2022-01-21 | 3.4479 | 3.3784 | 3.3743 | 3.3706 | 3.6077 | 3.8376 | 4.3022 | 4.5222 | 4.5776 | 4.5127 | 4.6667 | 4.8092 | 4.7573 | 4.7988 | 4.8838 | 4.8442 | 5.0562 | 5.3643 | 5.4353 | 5.1217 | 4.8873 | 4.7169 | 4.2523 | 3.9547
2022-01-22 | 3.7571 | 3.7091 | 3.4792 | 3.4392 | 3.4567 | 3.669 | 3.8569 | 4.1163 | 4.3409 | 4.3134 | 4.1771 | 4.1115 | 4.0454 | 4.029 | 4.1019 | 4.1754 | 4.2843 | 4.6698 | 4.9286 | 4.7852 | 4.5405 | 4.2738 | 3.9022 | 3.6434
2022-01-23 | 3.5322 | 3.3828 | 3.3877 | 3.2644 | 3.2682 | 3.4579 | 3.6549 | 3.8252 | 4.0782 | 4.1738 | 4.1481 | 4.2761 | 4.3284 | 4.2402 | 4.0988 | 4.2646 | 4.4677 | 4.6533 | 4.8393 | 4.8834 | 4.6681 | 4.214 | 3.8399 | 3.566
2022-01-24 | 3.4692 | 3.3826 | 3.3669 | 3.3896 | 3.454 | 3.7323 | 4.0274 | 4.2759 | 4.2357 | 4.1486 | 4.0208 | 4.0813 | 4.0421 | 4.0517 | 3.9101 | 4.0607 | 4.3236 | 4.7416 | 5.0715 | 5.0034 | 4.7907 | 4.3203 | 3.8398 | 3.5587
2022-01-25 | 3.4595 | 3.3734 | 3.3448 | 3.3446 | 3.4533 | 3.7719 | 4.3122 | 4.3736 | 4.373 | 4.4351 | 4.2802 | 4.35 | 4.3911 | 4.2537 | 4.6447 | 4.9225 | 5.18 | 5.1565 | 5.3451 | 5.176 | 4.9023 | 4.5097 | 3.9198 | 3.618
2022-01-26 | 3.4966 | 3.4342 | 3.4 | 3.3798 | 3.4617 | 3.8701 | 4.2255 | 4.4836 | 4.5582 | 4.652 | 4.5497 | 4.3065 | 4.2823 | 4.4529 | 4.3885 | 4.4788 | 4.8631 | 5.0264 | 5.1398 | 5.1532 | 4.9793 | 4.5819 | 4.0268 | 3.7733
2022-01-27 | 3.5962 | 3.5206 | 3.4936 | 3.4918 | 3.5676 | 3.8637 | 4.1915 | 4.565 | 4.7224 | 4.4507 | 4.341 | 4.4899 | 4.9039 | 4.7213 | 4.6655 | 4.7324 | 4.9344 | 5.111 | 5.3961 | 5.0975 | 4.7427 | 4.3982 | 3.9099 | 3.6216
2022-01-28 | 3.4864 | 3.4335 | 3.3768 | 3.389 | 3.4713 | 3.7566 | 4.1414 | 4.4102 | 4.5356 | 4.5464 | 4.523 | 4.7888 | 4.8169 | 4.563 | 4.9613 | 4.9912 | 4.9202 | 5.3563 | 5.379 | 4.9871 | 4.6173 | 4.4437 | 4.1034 | 3.694
2022-01-29 | 3.5602 | 3.4867 | 3.4116 | 3.4053 | 3.4121 | 3.6561 | 3.8569 | 4.2218 | 4.4788 | 4.6416 | 4.7643 | 4.8473 | 4.7665 | 4.5893 | 4.7066 | 4.8193 | 4.7966 | 5.001 | 5.0539 | 5.0315 | 4.8925 | 4.5861 | 4.0572 | 3.7361
2022-01-30 | 3.5043 | 3.3876 | 3.3672 | 3.3338 | 3.381 | 3.5675 | 3.7688 | 4.0823 | 4.4492 | 4.5331 | 4.451 | 4.6181 | 4.447 | 4.3171 | 4.3004 | 4.4009 | 4.3851 | 4.8683 | 5.053 | 4.9038 | 4.6359 | 4.2393 | 3.884 | 3.549
2022-01-31 | 3.41 | 3.3207 | 3.3092 | 3.283 | 3.3505 | 3.728 | 4.1412 | 4.4905 | 4.6778 | 4.6955 | 4.5094 | 4.3912 | 4.5665 | 4.514 | 4.6732 | 4.8997 | 4.9441 | 5.1489 | 5.3374 | 5.1025 | 4.8588 | 4.4612 | 3.9447 | 3.6758
2022-02-01 | 3.4253 | 3.3138 | 3.2921 | 3.3851 | 3.4818 | 3.7676 | 4.1609 | 4.3848 | 4.5036 | 4.4588 | 4.329 | 4.5261 | 4.5433 | 4.5396 | 4.6008 | 4.5503 | 4.7864 | 4.8522 | 5.1549 | 5.2767 | 4.8327 | 4.3286 | 3.8629 | 3.5634
2022-02-02 | 3.3718 | 3.3077 | 3.2252 | 3.2206 | 3.2908 | 3.5769 | 4.0893 | 4.3051 | 4.3343 | 4.4942 | 4.6139 | 4.5889 | 4.4047 | 4.5288 | 4.74 | 4.7561 | 5.0607 | 5.2382 | 5.5941 | 5.4401 | 5.1269 | 4.7087 | 4.1488 | 4.0156
2022-02-03 | 3.8178 | 3.549 | 3.5531 | 3.5477 | 3.7119 | 4.0801 | 4.4588 | 4.8538 | 5.0366 | 4.9433 | 5.0805 | 5.0165 | 4.5992 | 4.6763 | 4.664 | 4.8244 | 4.8984 | 5.1122 | 5.3319 | 5.1857 | 4.7635 | 4.449 | 4.1167 | 3.6758
2022-02-04 | 3.3844 | 3.2967 | 3.2711 | 3.263 | 3.378 | 3.7425 | 4.2857 | 4.5855 | 4.5226 | 4.3035 | 4.3631 | 4.3783 | 4.4869 | 4.4644 | 4.4061 | 4.4803 | 4.983 | 5.1824 | 5.2361 | 5.0206 | 4.8182 | 4.6417 | 4.1084 | 3.8315
2022-02-05 | 3.5472 | 3.4673 | 3.347 | 3.3508 | 3.3888 | 3.5654 | 3.9717 | 4.3262 | 4.5608 | 4.3713 | 3.9955 | 4.1357 | 4.2833 | 4.2156 | 4.1566 | 4.308 | 4.4617 | 4.8174 | 4.9053 | 4.809 | 4.3141 | 4.0356 | 3.896 | 3.6177
2022-02-06 | 3.335 | 3.1873 | 3.1599 | 3.1539 | 3.1906 | 3.3335 | 3.6037 | 3.8611 | 4.2636 | 4.4379 | 4.4481 | 4.4985 | 4.3436 | 4.4099 | 4.228 | 4.5534 | 4.6451 | 4.9316 | 5.1561 | 4.9436 | 4.6756 | 4.4212 | 3.9938 | 3.7134
2022-02-07 | 3.5517 | 3.3945 | 3.2631 | 3.3001 | 3.3303 | 3.6697 | 4.0872 | 4.3301 | 4.4087 | 4.1761 | 4.0365 | 3.9071 | 3.9104 | 3.8424 | 3.8738 | 4.1769 | 4.3733 | 4.7723 | 5.0865 | 4.9535 | 4.5965 | 4.2813 | 3.8324 | 3.4266
2022-02-08 | 3.2926 | 3.2144 | 3.1696 | 3.187 | 3.2668 | 3.7172 | 4.2664 | 4.498 | 4.4732 | 4.3657 | 4.186 | 4.197 | 4.1206 | 4.1032 | 4.1013 | 4.191 | 4.5124 | 4.9406 | 5.0909 | 5.1766 | 4.8398 | 4.4136 | 3.8733 | 3.4402
2022-02-09 | 3.2809 | 3.2242 | 3.2243 | 3.2037 | 3.2849 | 3.7389 | 4.0315 | 4.333 | 4.3605 | 4.321 | 4.0375 | 3.9955 | 3.9335 | 4.032 | 4.0729 | 4.2756 | 4.572 | 4.797 | 5.1751 | 5.0287 | 4.6863 | 4.2316 | 3.8356 | 3.5796
2022-02-10 | 3.4304 | 3.3371 | 3.2849 | 3.2972 | 3.3921 | 3.7039 | 4.0666 | 4.2187 | 4.3252 | 4.4772 | 4.4189 | 4.1696 | 4.1875 | 4.0713 | 4.1392 | 4.2598 | 4.4649 | 4.6842 | 5.1436 | 4.9716 | 4.6179 | 4.3638 | 3.9551 | 3.5352
2022-02-11 | 3.3148 | 3.2339 | 3.2078 | 3.2362 | 3.3167 | 3.5584 | 3.887 | 4.1235 | 4.448 | 4.4471 | 4.3745 | 4.2042 | 4.1435 | 4.0379 | 4.1546 | 4.2451 | 4.3753 | 4.7232 | 5.0337 | 5.0788 | 4.8287 | 4.63 | 4.1649 | 3.7517
2022-02-12 | 3.5371 | 3.4191 | 3.3831 | 3.3364 | 3.4673 | 3.6416 | 3.9258 | 4.1053 | 4.5344 | 4.4755 | 4.3392 | 4.3144 | 4.4657 | 4.0349 | 4.2936 | 4.3941 | 4.5171 | 4.7643 | 5.0662 | 5.0065 | 4.7291 | 4.4782 | 4.0161 | 3.6414
2022-02-13 | 3.3253 | 3.2009 | 3.2198 | 3.1832 | 3.2227 | 3.3422 | 3.5744 | 3.859 | 4.1297 | 4.1344 | 4.1678 | 4.0633 | 4.2161 | 4.1597 | 4.3873 | 4.5143 | 4.5648 | 4.7414 | 4.9376 | 4.9323 | 4.702 | 4.4096 | 4.0634 | 3.6857
2022-02-14 | 3.4349 | 3.3324 | 3.3223 | 3.2844 | 3.3317 | 3.5242 | 3.7358 | 4.0019 | 4.2387 | 4.1811 | 4.0283 | 3.9989 | 3.9628 | 3.9251 | 4.1564 | 4.3973 | 4.87 | 4.9507 | 4.9943 | 4.986 | 4.6483 | 4.3583 | 3.9111 | 3.5116
2022-02-15 | 3.3882 | 3.2859 | 3.2419 | 3.2744 | 3.3576 | 3.5857 | 3.9759 | 4.2591 | 4.6341 | 4.5876 | 4.6356 | 4.5566 | 4.5197 | 4.4876 | 4.4637 | 4.4902 | 4.5547 | 4.9441 | 4.9987 | 4.8949 | 4.5663 | 4.2318 | 3.8308 | 3.4841
2022-02-16 | 3.3158 | 3.2367 | 3.3162 | 3.2901 | 3.4464 | 3.8936 | 4.2953 | 4.5259 | 4.6596 | 4.5654 | 4.5687 | 4.66 | 4.6659 | 4.657 | 4.5541 | 4.5756 | 4.7027 | 4.9741 | 5.2728 | 5.113 | 4.6996 | 4.6019 | 3.9671 | 3.509
2022-02-17 | 3.3764 | 3.3028 | 3.3267 | 3.2747 | 3.3349 | 3.6826 | 3.9581 | 4.1254 | 4.2636 | 4.1747 | 4.2578 | 4.4586 | 4.3104 | 4.3881 | 4.5092 | 4.8029 | 5.0124 | 5.2737 | 5.5542 | 5.1731 | 4.9635 | 4.4321 | 3.8251 | 3.55
2022-02-18 | 3.2814 | 3.1612 | 3.1374 | 3.225 | 3.326 | 3.6941 | 4.1975 | 4.3068 | 4.1999 | 4.172 | 4.5471 | 4.6605 | 4.8112 | 4.6296 | 4.6423 | 5.0013 | 5.1963 | 5.5832 | 5.5813 | 5.4175 | 5.2554 | 4.8382 | 4.2532 | 3.9185
2022-02-19 | 3.5675 | 3.3619 | 3.3862 | 3.2993 | 3.3368 | 3.5482 | 3.8749 | 4.0987 | 4.4257 | 4.5764 | 4.4824 | 4.3631 | 4.2959 | 4.3169 | 4.3358 | 4.5266 | 4.7583 | 4.8896 | 4.9558 | 5.0304 | 4.6478 | 4.2194 | 3.9385 | 3.5526
2022-02-20 | 3.43 | 3.1746 | 3.2096 | 3.249 | 3.2921 | 3.4215 | 3.6913 | 3.9295 | 4.2853 | 4.4462 | 4.2646 | 4.1204 | 4.2131 | 4.2916 | 4.4436 | 4.6147 | 4.71 | 5.1201 | 5.1953 | 5.1524 | 4.8389 | 4.4525 | 3.9246 | 3.6267
2022-02-21 | 3.4384 | 3.4221 | 3.3469 | 3.2688 | 3.2774 | 3.4874 | 4.0789 | 4.4173 | 4.3665 | 4.1857 | 4.0688 | 4.2005 | 4.367 | 4.209 | 4.3305 | 4.463 | 4.5628 | 4.8173 | 5.1859 | 5.0281 | 4.6419 | 4.2561 | 3.8622 | 3.5268
2022-02-22 | 3.4099 | 3.3431 | 3.3018 | 3.2915 | 3.361 | 3.7096 | 3.9936 | 4.1402 | 4.3566 | 4.3933 | 4.276 | 4.1186 | 3.9723 | 4.2135 | 4.2931 | 4.4448 | 4.5805 | 4.87 | 5.1983 | 4.9662 | 4.6333 | 4.347 | 3.8211 | 3.5529
2022-02-23 | 3.4233 | 3.33 | 3.3466 | 3.3256 | 3.4202 | 3.7291 | 4.0729 | 4.1711 | 4.1834 | 4.112 | 4.0824 | 3.9444 | 3.892 | 3.8499 | 3.8942 | 4.0429 | 4.1358 | 4.5604 | 5.0317 | 5.1149 | 4.8507 | 4.4082 | 3.8539 | 3.4888
2022-02-24 | 3.3672 | 3.2905 | 3.1566 | 3.1545 | 3.2216 | 3.5888 | 3.8378 | 3.8715 | 3.8782 | 3.8099 | 3.7734 | 3.7736 | 3.6832 | 3.9504 | 3.9075 | 4.1385 | 4.2309 | 4.7695 | 4.9605 | 4.8595 | 4.6553 | 4.2232 | 3.7846 | 3.3709
2022-02-25 | 3.332 | 3.1978 | 3.2204 | 3.1907 | 3.2854 | 3.611 | 4.0452 | 4.2762 | 4.1796 | 4.0965 | 3.9447 | 3.9606 | 3.9008 | 3.8401 | 3.9568 | 4.0969 | 4.224 | 4.5089 | 4.7278 | 4.8729 | 4.6547 | 4.401 | 3.9798 | 3.6072
2022-02-26 | 3.4067 | 3.3363 | 3.2802 | 3.1987 | 3.2646 | 3.4026 | 3.6908 | 3.8567 | 4.1638 | 4.1993 | 3.9681 | 3.9136 | 3.997 | 3.8736 | 3.9362 | 4.0939 | 4.1955 | 4.4753 | 4.7981 | 4.8661 | 4.4972 | 4.2657 | 3.8234 | 3.4807
2022-02-27 | 3.366 | 3.3177 | 3.3052 | 3.264 | 3.2736 | 3.4236 | 3.7361 | 3.9569 | 4.1882 | 4.2431 | 4.1316 | 4.0535 | 3.8762 | 3.8331 | 3.854 | 3.9288 | 4.1195 | 4.4149 | 4.7774 | 4.8261 | 4.6897 | 4.2194 | 3.8508 | 3.4311
2022-02-28 | 3.3102 | 3.2588 | 3.1987 | 3.0909 | 3.1942 | 3.465 | 3.7501 | 4.0075 | 4.2879 | 4.1452 | 4.0441 | 3.9404 | 3.8929 | 3.8432 | 3.8843 | 4.0456 | 4.1625 | 4.5936 | 5.0239 | 4.9605 | 4.5433 | 4.2791 | 3.9375 | 3.5202
2022-03-01 | 3.4436 | 3.3693 | 3.3481 | 3.4157 | 3.4347 | 3.7975 | 4.2873 | 4.5778 | 4.6082 | 4.6094 | 4.4296 | 4.3719 | 4.2741 | 4.3907 | 4.3905 | 4.7926 | 4.947 | 5.3572 | 5.6031 | 5.5764 | 5.2893 | 4.636 | 4.0002 | 3.6118
2022-03-02 | 3.4713 | 3.3888 | 3.3723 | 3.3782 | 3.463 | 3.7709 | 4.2964 | 4.4457 | 4.6541 | 4.68 | 4.5047 | 4.4264 | 4.7456 | 5.112 | 5.0957 | 4.988 | 5.1427 | 5.598 | 5.6411 | 5.5324 | 5.2565 | 4.881 | 4.3379 | 3.8402
2022-03-03 | 3.6797 | 3.5774 | 3.4629 | 3.4163 | 3.4691 | 3.9125 | 4.3723 | 4.8138 | 5.1643 | 4.8519 | 4.4217 | 4.613 | 4.6026 | 4.7232 | 4.7091 | 4.7842 | 5.1006 | 5.4751 | 5.4569 | 5.3979 | 5.0167 | 4.5554 | 3.975 | 3.6504
2022-03-04 | 3.4919 | 3.4264 | 3.4702 | 3.4289 | 3.4515 | 3.8759 | 4.5057 | 4.7242 | 4.4816 | 4.291 | 4.1593 | 4.2541 | 4.2694 | 4.3574 | 4.6934 | 4.9674 | 4.9441 | 5.2845 | 5.4473 | 5.2785 | 5.0234 | 4.6169 | 4.0671 | 3.7261
2022-03-05 | 3.5657 | 3.5047 | 3.4773 | 3.5061 | 3.509 | 3.7295 | 4.0823 | 4.2496 | 4.7748 | 4.771 | 4.3748 | 4.3654 | 4.4004 | 4.2837 | 4.3289 | 4.3365 | 4.8091 | 5.1555 | 4.8614 | 4.9356 | 4.6688 | 4.529 | 4.0146 | 3.6339
2022-03-06 | 3.5246 | 3.4551 | 3.5123 | 3.3983 | 3.4691 | 3.6306 | 3.852 | 4.1113 | 4.5005 | 4.431 | 4.353 | 4.4031 | 4.7279 | 4.6351 | 4.5682 | 4.9792 | 5.2796 | 5.358 | 5.4916 | 5.3246 | 5.227 | 4.9297 | 4.3981 | 3.922
2022-03-07 | 3.7086 | 3.626 | 3.5644 | 3.5481 | 3.6145 | 3.9027 | 4.3275 | 4.4974 | 4.5494 | 4.6168 | 4.5389 | 4.7692 | 4.6793 | 4.3822 | 4.4784 | 4.5294 | 4.7661 | 5.2579 | 5.4183 | 5.1717 | 4.8968 | 4.4666 | 4.0139 | 3.6639
2022-03-08 | 3.5403 | 3.4455 | 3.4221 | 3.4328 | 3.4958 | 3.8011 | 4.3146 | 4.4777 | 4.4869 | 4.5037 | 4.3833 | 4.3554 | 4.2671 | 4.7533 | 4.9072 | 4.9188 | 5.1633 | 5.3614 | 5.4021 | 5.4488 | 5.1249 | 4.673 | 4.0595 | 3.7374
2022-03-09 | 3.6425 | 3.5753 | 3.4967 | 3.5201 | 3.5494 | 3.9166 | 4.3395 | 4.6274 | 4.6161 | 4.593 | 4.3128 | 4.3632 | 4.717 | 4.5537 | 4.7282 | 4.9661 | 5.0067 | 5.4284 | 5.7401 | 5.5997 | 5.207 | 4.7928 | 4.0911 | 3.7126
2022-03-10 | 3.7687 | 3.6256 | 3.5839 | 3.574 | 3.6445 | 4.0421 | 4.406 | 4.5954 | 4.535 | 4.3364 | 4.2769 | 4.6058 | 4.7327 | 4.7248 | 4.8519 | 5.1516 | 5.3292 | 5.7535 | 5.8859 | 5.6929 | 5.103 | 4.6995 | 4.1843 | 3.7326
2022-03-11 | 3.5855 | 3.4615 | 3.4413 | 3.4502 | 3.4455 | 3.7858 | 4.2095 | 4.3049 | 4.4072 | 4.276 | 4.1806 | 4.2164 | 4.4009 | 4.5576 | 4.6936 | 4.9628 | 5.0447 | 5.0783 | 5.2153 | 5.2438 | 4.7863 | 4.4346 | 4.0182 | 3.7257
2022-03-12 | 3.5149 | 3.4425 | 3.4621 | 3.5105 | 3.5072 | 3.6851 | 4.1115 | 4.4034 | 4.6144 | 4.6135 | 4.5907 | 4.3501 | 4.6904 | 4.5494 | 4.6436 | 4.8924 | 5.0143 | 5.3796 | 5.3175 | 5.4431 | 5.1927 | 4.9297 | 4.385 | 3.8348
2022-03-13 | 3.5665 | 3.5006 | 3.4658 | 3.5197 | 3.4141 | 3.5693 | 3.7938 | 3.8801 | 4.0748 | 4.0472 | 4.0294 | 4.0494 | 3.9994 | 3.8457 | 3.9363 | 4.142 | 4.3558 | 4.8058 | 4.9423 | 4.8101 | 4.4849 | 4.2629 | 3.8774 | 3.5437
2022-03-14 | 3.3882 | 3.3001 | 3.307 | 3.2275 | 3.315 | 3.5354 | 3.7954 | 3.995 | 4.504 | 4.4298 | 4.2594 | 3.9619 | 3.854 | 4.0301 | 3.9542 | 4.1718 | 4.3086 | 4.7261 | 5.0321 | 5.1811 | 4.866 | 4.3203 | 3.7651 | 3.457
2022-03-15 | 3.3394 | 3.3937 | 3.4191 | 3.4363 | 3.4729 | 3.7802 | 4.0723 | 4.0909 | 4.2079 | 4.2135 | 4.3091 | 4.1594 | 4.1363 | 4.1438 | 4.0311 | 4.161 | 4.3854 | 4.8286 | 4.9586 | 5.0092 | 4.784 | 4.3967 | 3.9109 | 3.5155
2022-03-16 | 3.4066 | 3.3246 | 3.3404 | 3.3375 | 3.3492 | 3.7257 | 3.925 | 4.0605 | 4.2328 | 4.2477 | 4.215 | 4.3419 | 4.5094 | 4.6379 | 4.644 | 4.6316 | 4.6484 | 5.0098 | 5.0968 | 5.2447 | 4.9717 | 4.687 | 4.1256 | 3.5917
2022-03-17 | 3.4801 | 3.3769 | 3.3636 | 3.3283 | 3.4115 | 3.8177 | 4.0332 | 4.2297 | 4.4445 | 4.2303 | 4.2746 | 4.0861 | 3.8369 | 3.9138 | 4.2792 | 4.4101 | 4.4615 | 4.7992 | 5.0626 | 5.1362 | 4.7703 | 4.3156 | 3.8558 | 3.4592
2022-03-18 | 3.3479 | 3.2972 | 3.2795 | 3.2361 | 3.367 | 3.6349 | 4.026 | 4.3113 | 4.4523 | 4.3639 | 4.6713 | 4.6116 | 4.3399 | 4.48 | 4.6767 | 4.7889 | 4.8583 | 5.0912 | 5.2804 | 5.1974 | 4.8996 | 4.4622 | 4.0118 | 3.6509
2022-03-19 | 3.5453 | 3.4604 | 3.4518 | 3.4491 | 3.4765 | 3.6293 | 3.8702 | 3.9778 | 4.0664 | 4.0691 | 3.932 | 3.9405 | 3.9176 | 3.8098 | 4.1529 | 4.8949 | 4.6984 | 4.965 | 4.9292 | 4.8728 | 4.5453 | 4.5916 | 4.0307 | 3.6124
2022-03-20 | 3.6941 | 3.6197 | 3.4264 | 3.3795 | 3.3784 | 3.5854 | 3.8001 | 3.9167 | 4.2174 | 4.2706 | 4.2857 | 4.6882 | 4.5098 | 4.8566 | 4.8308 | 4.7979 | 5.0839 | 5.442 | 5.5289 | 5.5157 | 5.5547 | 4.945 | 4.3897 | 3.9265
2022-03-21 | 3.7391 | 3.6195 | 3.5645 | 3.4902 | 3.5757 | 3.7011 | 4.0902 | 4.4079 | 4.9656 | 4.8545 | 5.081 | 4.4577 | 4.8611 | 4.6427 | 4.6152 | 4.73 | 5.0428 | 5.1715 | 5.2697 | 5.5461 | 5.0572 | 4.4629 | 3.9732 | 3.5702
2022-03-22 | 3.4178 | 3.3898 | 3.329 | 3.3436 | 3.4161 | 3.7138 | 4.1215 | 4.3184 | 4.4773 | 4.4294 | 4.3176 | 4.3132 | 4.6532 | 4.5219 | 4.6738 | 5.1545 | 5.1853 | 5.353 | 5.5783 | 5.4899 | 5.056 | 4.5247 | 4.038 | 3.6294
2022-03-23 | 3.4406 | 3.3704 | 3.3414 | 3.2999 | 3.3751 | 3.6559 | 4.1067 | 4.1191 | 4.2551 | 4.2506 | 4.2011 | 4.4345 | 4.5078 | 4.5527 | 4.5864 | 4.7619 | 4.9036 | 5.2039 | 5.1831 | 5.255 | 5.122 | 4.6138 | 4.0733 | 3.5853
2022-03-24 | 3.4837 | 3.4409 | 3.408 | 3.4577 | 3.5005 | 3.8409 | 4.2728 | 4.4467 | 4.6907 | 4.9088 | 5.0751 | 5.1666 | 4.9767 | 4.9287 | 5.0134 | 5.0553 | 5.2276 | 5.5371 | 5.302 | 5.4465 | 5.2816 | 4.4925 | 3.8816 | 3.5257
2022-03-25 | 3.3812 | 3.2878 | 3.266 | 3.2843 | 3.3432 | 3.5817 | 4.0318 | 4.0874 | 4.1605 | 4.1231 | 4.2416 | 4.391 | 4.4379 | 4.3799 | 4.4695 | 4.6997 | 4.7562 | 4.9003 | 4.8754 | 4.9198 | 4.6916 | 4.2364 | 3.9127 | 3.6396
2022-03-26 | 3.4621 | 3.3887 | 3.4112 | 3.3595 | 3.3561 | 3.5451 | 3.7457 | 3.9288 | 4.2773 | 4.4474 | 4.4087 | 4.9342 | 4.3962 | 4.2605 | 4.4937 | 4.6395 | 4.6996 | 5.0787 | 5.0299 | 5.1213 | 4.6913 | 4.1734 | 3.9358 | 3.5189
2022-03-27 | 3.3763 | 3.2779 | 3.266 | 3.2539 | 3.2869 | 3.448 | 3.5842 | 3.6943 | 4.158 | 4.0178 | 4.1186 | 4.2938 | 4.1073 | 4.1781 | 4.2154 | 4.5012 | 4.6611 | 5.0144 | 5.0439 | 5.1407 | 4.8427 | 4.4028 | 3.8073 | 3.5049
2022-03-28 | 3.3961 | 3.445 | 3.3777 | 3.4076 | 3.4642 | 3.7306 | 4.0127 | 4.3862 | 4.6377 | 4.4373 | 4.5667 | 4.4804 | 4.4542 | 4.4729 | 4.2974 | 4.5154 | 4.5038 | 4.8619 | 4.8154 | 5.0569 | 4.619 | 4.113 | 3.6762 | 3.3901
2022-03-29 | 3.2913 | 3.169 | 3.1579 | 3.1916 | 3.3033 | 3.5828 | 3.8168 | 3.9839 | 4.07 | 4.0835 | 4.0344 | 4.2044 | 4.0597 | 4.0623 | 4.2531 | 4.3659 | 4.4964 | 4.9774 | 5.3813 | 5.5263 | 5.1904 | 4.7601 | 4.0441 | 3.7233
2022-03-30 | 3.569 | 3.5222 | 3.4573 | 3.4083 | 3.4692 | 3.7549 | 4.1043 | 4.2612 | 4.4458 | 4.7774 | 4.7472 | 4.5139 | 4.4856 | 4.4636 | 4.4933 | 5.0275 | 5.1389 | 5.5404 | 5.6312 | 5.7396 | 5.2836 | 4.2489 | 3.9124 | 3.7148
2022-03-31 | 3.6835 | 3.3362 | 3.4389 | 3.3707 | 3.4235 | 3.6901 | 3.964 | 4.096 | 4.2506 | 4.1821 | 4.4979 | 4.5848 | 4.5096 | 4.4316 | 4.5849 | 4.9627 | 5.3018 | 5.5401 | 5.7438 | 5.5916 | 5.0958 | 4.7597 | 4.2055 | 3.8829
2022-04-01 | 3.6097 | 3.5849 | 3.5381 | 3.5558 | 3.6148 | 3.8892 | 4.2818 | 4.5801 | 4.9713 | 4.8995 | 4.9097 | 4.7789 | 4.4308 | 4.6687 | 5.0457 | 5.2209 | 5.2039 | 5.309 | 5.24 | 5.3465 | 5.0245 | 4.4584 | 4.0413 | 3.5591
2022-04-02 | 3.4167 | 3.2767 | 3.3324 | 3.3631 | 3.3869 | 3.5928 | 3.7085 | 3.8133 | 3.9523 | 4.0019 | 4.0033 | 4.3697 | 4.2153 | 4.2512 | 4.3454 | 4.4792 | 4.6766 | 5.0735 | 5.308 | 5.4856 | 4.8899 | 4.6815 | 4.3067 | 3.8639
2022-04-03 | 3.696 | 3.5495 | 3.5075 | 3.5227 | 3.5448 | 3.6751 | 3.8736 | 4.1087 | 4.3351 | 4.2647 | 4.7643 | 4.7628 | 4.5868 | 4.7475 | 4.7431 | 4.9835 | 5.043 | 5.1193 | 5.134 | 5.3409 | 4.7198 | 4.3984 | 3.9998 | 3.7533
2022-04-04 | 3.5687 | 3.3141 | 3.324 | 3.3697 | 3.4335 | 3.688 | 4.061 | 4.3152 | 4.5529 | 4.4607 | 4.6557 | 4.9149 | 4.8806 | 4.9065 | 5.1493 | 5.3498 | 5.5664 | 5.6538 | 5.788 | 5.7335 | 5.2284 | 4.687 | 4.0267 | 3.6625
2022-04-05 | 3.6279 | 3.5779 | 3.504 | 3.4167 | 3.4003 | 3.6586 | 4.0857 | 4.363 | 4.4915 | 4.3863 | 4.5618 | 4.4862 | 4.3203 | 4.5687 | 4.6923 | 4.9404 | 5.2026 | 5.529 | 5.7923 | 5.7728 | 5.4604 | 4.6052 | 4.0861 | 3.6438
2022-04-06 | 3.5933 | 3.5337 | 3.4795 | 3.3992 | 3.4965 | 3.827 | 4.229 | 4.7604 | 5.0001 | 5.0653 | 4.8049 | 4.8004 | 4.7476 | 4.7844 | 4.6152 | 4.83 | 5.0967 | 5.5583 | 5.6856 | 5.6862 | 5.2177 | 4.6587 | 4.2909 | 3.715
2022-04-07 | 3.574 | 3.5719 | 3.5204 | 3.4819 | 3.5397 | 3.8499 | 4.2889 | 4.7505 | 4.9932 | 5.2812 | 5.5023 | 4.9107 | 4.7103 | 4.6662 | 4.8107 | 5.1744 | 5.3559 | 5.6598 | 5.7057 | 5.7891 | 5.5372 | 4.6603 | 4.2027 | 3.7682
2022-04-08 | 3.5562 | 3.4987 | 3.5195 | 3.5299 | 3.5866 | 3.8819 | 4.4045 | 4.8453 | 5.6531 | 5.5444 | 5.2362 | 5.044 | 5.016 | 4.9291 | 5.1832 | 5.3253 | 5.5219 | 5.6926 | 5.754 | 5.749 | 5.5232 | 4.933 | 4.4272 | 3.8728
2022-04-09 | 3.6761 | 3.5857 | 3.6277 | 3.5895 | 3.575 | 3.7989 | 4.0341 | 4.3431 | 4.6707 | 4.5929 | 4.5145 | 4.2689 | 4.3074 | 4.3299 | 4.3694 | 4.4735 | 4.6922 | 5.2034 | 5.0307 | 5.1632 | 4.6422 | 4.2834 | 3.9791 | 3.6293
2022-04-10 | 3.5279 | 3.4245 | 3.4521 | 3.4696 | 3.504 | 3.7517 | 3.9005 | 4.0567 | 4.5116 | 4.6161 | 4.3134 | 4.4588 | 4.6211 | 4.4927 | 4.6611 | 5.1335 | 5.1247 | 5.5504 | 5.5915 | 5.6315 | 5.3202 | 4.8437 | 4.1997 | 3.7535
2022-04-11 | 3.4242 | 3.43 | 3.3791 | 3.4298 | 3.432 | 3.76 | 4.094 | 4.3748 | 4.3203 | 4.125 | 4.0402 | 3.8906 | 3.8865 | 3.8821 | 3.9983 | 4.3141 | 4.5961 | 5.0501 | 5.4754 | 5.7146 | 5.3055 | 4.7709 | 4.1017 | 3.7054
2022-04-12 | 3.5976 | 3.547 | 3.4351 | 3.3957 | 3.3795 | 3.6164 | 3.97 | 4.0809 | 4.1872 | 4.3118 | 4.1924 | 3.7906 | 4.7696 | 4.4274 | 4.5641 | 5.3648 | 5.4161 | 5.7278 | 5.7819 | 5.6886 | 5.4392 | 4.6742 | 4.0955 | 3.9049
2022-04-13 | 3.7853 | 3.6421 | 3.4769 | 3.5488 | 3.6615 | 3.9625 | 4.4232 | 4.5176 | 4.9647 | 5.0467 | 4.4881 | 4.508 | 4.6159 | 4.8636 | 5.2461 | 5.3461 | 5.5393 | 5.7949 | 5.6968 | 5.6047 | 5.391 | 4.7044 | 4.1166 | 3.7169
2022-04-14 | 3.5597 | 3.5719 | 3.5315 | 3.5607 | 3.5551 | 3.8428 | 4.0591 | 3.9218 | 4.1384 | 4.0701 | 3.9931 | 4.373 | 4.462 | 4.102 | 4.5198 | 4.7587 | 4.9495 | 5.2508 | 5.4539 | 5.4833 | 4.9797 | 4.3462 | 4.0102 | 3.7321
2022-04-15 | 3.5051 | 3.4027 | 3.4507 | 3.3932 | 3.5842 | 3.6939 | 4.103 | 4.2259 | 4.7777 | 4.89 | 5.1327 | 4.9906 | 4.963 | 4.8326 | 5.1189 | 5.424 | 5.4348 | 5.7605 | 5.7937 | 5.727 | 5.3787 | 5.0111 | 4.2037 | 3.8664
2022-04-16 | 3.7084 | 3.6506 | 3.6513 | 3.5981 | 3.6788 | 3.7411 | 3.8834 | 4.1319 | 4.5475 | 4.7475 | 4.8576 | 4.6403 | 4.4891 | 4.6673 | 4.7784 | 4.8256 | 4.8183 | 5.2263 | 5.3996 | 5.3613 | 4.9972 | 4.4508 | 3.9854 | 3.6642
2022-04-17 | 3.6129 | 3.8301 | 3.6603 | 3.5019 | 3.6095 | 3.8955 | 4.1446 | 4.4786 | 4.8132 | 5.0685 | 4.8888 | 4.728 | 4.7614 | 4.7849 | 5.0338 | 5.1605 | 5.4249 | 5.6301 | 5.689 | 5.7956 | 5.5984 | 5.0952 | 4.0006 | 3.6718
2022-04-18 | 3.5624 | 3.4735 | 3.4952 | 3.4326 | 3.4916 | 3.7344 | 4.0635 | 4.3729 | 4.6146 | 4.3763 | 5.0004 | 4.599 | 4.3657 | 4.2465 | 4.369 | 4.1162 | 4.3268 | 4.8115 | 5.0133 | 5.251 | 4.881 | 4.3514 | 3.8149 | 3.5229
2022-04-19 | 3.4947 | 3.4473 | 3.4606 | 3.438 | 3.4605 | 3.8763 | 4.1333 | 4.1671 | 4.4937 | 4.6207 | 4.48 | 4.2179 | 4.2115 | 4.1311 | 4.3506 | 4.3936 | 4.7084 | 5.0616 | 5.2792 | 5.3386 | 4.9864 | 4.4565 | 3.8057 | 3.597
2022-04-20 | 3.4868 | 3.442 | 3.4228 | 3.4153 | 3.4487 | 3.821 | 4.0971 | 4.2604 | 4.4231 | 4.1813 | 4.0944 | 4.0336 | 4.0308 | 3.9657 | 4.2295 | 4.7614 | 4.9335 | 5.0837 | 5.3291 | 5.3604 | 4.9992 | 4.5068 | 3.9119 | 3.6435
2022-04-21 | 3.5877 | 3.4786 | 3.5836 | 3.6638 | 3.7969 | 4.2755 | 4.5122 | 4.6041 | 4.8332 | 4.1805 | 4.0696 | 4.0004 | 3.9941 | 3.9585 | 4.0528 | 4.3704 | 4.5804 | 5.2193 | 5.3895 | 5.443 | 5.1649 | 4.5042 | 3.9764 | 3.6425
2022-04-22 | 3.5599 | 3.4591 | 3.4802 | 3.5013 | 3.5398 | 3.9009 | 4.1696 | 4.3174 | 4.5436 | 4.4041 | 4.2014 | 4.2423 | 4.2457 | 4.5377 | 4.8935 | 4.8473 | 4.9945 | 5.2884 | 5.6745 | 5.5604 | 5.1737 | 4.7577 | 4.258 | 3.9255
2022-04-23 | 3.7841 | 3.6233 | 3.6044 | 3.5893 | 3.458 | 3.6911 | 3.9016 | 4.1456 | 4.4067 | 4.2298 | 4.5645 | 4.6921 | 4.5728 | 4.4994 | 4.5126 | 4.6632 | 4.9611 | 5.0965 | 5.1834 | 5.0058 | 4.9268 | 4.5815 | 4.344 | 4.002
2022-04-24 | 3.8009 | 3.6836 | 3.5784 | 3.4676 | 3.5939 | 3.7163 | 3.8685 | 4.1944 | 4.3961 | 4.3799 | 4.474 | 4.509 | 4.7778 | 4.5995 | 4.8586 | 4.9558 | 5.2166 | 5.389 | 5.4623 | 5.4163 | 5.1354 | 4.6618 | 4.4093 | 3.8469
2022-04-25 | 3.7403 | 3.7661 | 3.8107 | 3.8179 | 3.8331 | 3.9225 | 4.5404 | 4.7569 | 4.7826 | 4.4533 | 4.4719 | 4.7885 | 4.6541 | 4.5558 | 4.4467 | 5.1786 | 5.3249 | 5.3203 | 5.3604 | 5.2705 | 4.9148 | 4.4732 | 4.0629 | 3.7526
2022-04-26 | 3.6038 | 3.4813 | 3.4452 | 3.3916 | 3.4458 | 3.72 | 3.983 | 4.0746 | 4.3047 | 4.1994 | 4.2949 | 4.2341 | 4.2032 | 4.4866 | 4.6324 | 4.6709 | 4.8158 | 5.2442 | 5.3872 | 5.3772 | 4.7787 | 4.2931 | 3.8899 | 3.5326
2022-04-27 | 3.4313 | 3.313 | 3.2649 | 3.2927 | 3.4025 | 3.7676 | 4.0708 | 4.1477 | 4.4443 | 4.5972 | 4.5338 | 4.5347 | 4.3299 | 4.2589 | 4.3275 | 4.3945 | 4.3978 | 4.6211 | 4.9621 | 5.1391 | 4.7995 | 4.36 | 3.852 | 3.6015
2022-04-28 | 3.4714 | 3.3976 | 3.4143 | 3.3636 | 3.4072 | 3.8316 | 3.9603 | 4.1323 | 4.3372 | 4.2385 | 4.2872 | 4.4956 | 4.7387 | 4.6299 | 4.7732 | 4.9184 | 4.9622 | 4.9532 | 5.0618 | 5.1614 | 4.7702 | 4.4263 | 3.9507 | 3.6045
2022-04-29 | 3.5374 | 3.3516 | 3.3828 | 3.4757 | 3.5644 | 3.8422 | 4.221 | 4.2801 | 4.4213 | 4.3664 | 4.3027 | 4.1093 | 4.0479 | 4.0457 | 4.1167 | 4.4387 | 4.805 | 4.9931 | 5.201 | 5.1682 | 4.9979 | 4.6945 | 4.0872 | 3.8017
2022-04-30 | 3.6369 | 3.5414 | 3.6249 | 3.6435 | 3.7102 | 4.0038 | 4.0958 | 4.2163 | 4.3409 | 4.6598 | 4.549 | 4.5147 | 4.6328 | 4.6364 | 4.6204 | 4.6222 | 4.6308 | 4.5138 | 4.6226 | 4.5241 | 4.3046 | 4.2025 | 3.823 | 3.499
2022-05-01 | 3.1828 | 3.1437 | 3.1008 | 3.0789 | 3.1011 | 3.4241 | 3.5523 | 3.7006 | 3.8326 | 3.7571 | 3.6029 | 3.5986 | 3.4904 | 3.6133 | 3.7105 | 3.7618 | 3.7671 | 3.9155 | 4.0514 | 4.1396 | 3.9517 | 3.7405 | 3.4267 | 3.2318
2022-05-02 | 3.0979 | 3.0231 | 3.0407 | 3.0215 | 3.083 | 3.3457 | 3.7609 | 3.8555 | 3.856 | 3.7542 | 3.8555 | 3.9302 | 3.7906 | 3.7035 | 3.7906 | 3.8259 | 3.9223 | 4.1328 | 4.3312 | 4.4603 | 4.3281 | 3.9517 | 3.4194 | 3.1059
2022-05-03 | 3.0436 | 2.9626 | 2.967 | 2.9997 | 3.0392 | 3.3909 | 3.5629 | 3.8363 | 3.9605 | 3.9753 | 4.0603 | 4.1061 | 4.0932 | 3.8581 | 4.026 | 4.5196 | 4.5438 | 4.5381 | 4.7913 | 4.8132 | 4.3729 | 4.0734 | 3.6357 | 3.3539
2022-05-04 | 3.2299 | 3.089 | 3.1563 | 3.2093 | 3.3257 | 3.7694 | 3.9457 | 4.0609 | 4.2017 | 4.1401 | 4.3092 | 4.7958 | 4.4918 | 4.3014 | 4.637 | 4.9961 | 5.0065 | 4.884 | 4.9728 | 5.1569 | 4.9411 | 4.4843 | 3.9822 | 3.3842
2022-05-05 | 3.3206 | 3.1826 | 3.2039 | 3.2353 | 3.3288 | 3.6796 | 3.9689 | 4.0435 | 4.0494 | 4.0241 | 4.1139 | 4.1694 | 3.9941 | 3.9084 | 3.9839 | 3.9971 | 4.1435 | 4.3857 | 4.5684 | 4.6321 | 4.4457 | 4.1681 | 3.8559 | 3.464
2022-05-06 | 3.3689 | 3.241 | 3.3633 | 3.3176 | 3.3838 | 3.6766 | 3.9648 | 4.0508 | 4.2218 | 4.0589 | 4.1176 | 4.0924 | 3.9763 | 4.0993 | 4.1074 | 4.1585 | 4.3986 | 4.6317 | 4.7256 | 4.6773 | 4.448 | 4.2111 | 3.6261 | 3.408
2022-05-07 | 3.2901 | 3.2939 | 3.3313 | 3.3145 | 3.3071 | 3.4777 | 3.6791 | 3.8433 | 4.1145 | 4.0676 | 3.957 | 4.2626 | 4.6465 | 4.5364 | 4.593 | 4.5096 | 4.5681 | 4.8289 | 4.7006 | 4.6832 | 4.5256 | 4.3352 | 3.9698 | 3.6511
2022-05-08 | 3.5367 | 3.4275 | 3.4 | 3.3525 | 3.4291 | 3.4367 | 3.6149 | 3.9386 | 4.2079 | 4.0285 | 4.2651 | 4.4918 | 4.3286 | 4.4687 | 4.4575 | 4.4968 | 4.4738 | 4.7515 | 4.8978 | 5.0276 | 4.8543 | 4.388 | 3.9637 | 3.6632
2022-05-09 | 3.574 | 3.4862 | 3.5203 | 3.5298 | 3.6302 | 3.8748 | 4.1844 | 4.2959 | 4.7751 | 4.7526 | 4.5293 | 4.6958 | 4.4921 | 4.498 | 4.6293 | 4.811 | 5.4494 | 5.5131 | 5.4496 | 5.3037 | 5.2742 | 4.7954 | 4.2816 | 3.8098
2022-05-10 | 3.6891 | 3.7054 | 3.6939 | 3.715 | 3.7083 | 4.0706 | 4.2689 | 4.5481 | 4.9352 | 4.8533 | 4.8893 | 4.9976 | 4.6348 | 4.7317 | 4.9666 | 4.9035 | 5.0115 | 5.2739 | 5.3973 | 5.4838 | 5.3585 | 4.8941 | 4.2786 | 3.8177
2022-05-11 | 3.6339 | 3.5122 | 3.5023 | 3.5037 | 3.6481 | 3.9488 | 4.1538 | 4.4005 | 4.9984 | 4.8839 | 4.8209 | 4.7186 | 4.7489 | 4.8224 | 4.8601 | 5.0711 | 5.0878 | 5.4815 | 5.2876 | 5.4874 | 5.4388 | 5.0013 | 4.2815 | 3.9632
2022-05-12 | 3.9927 | 3.8527 | 3.8095 | 3.9377 | 3.959 | 4.2992 | 4.677 | 4.9941 | 5.1658 | 5.0079 | 5.0414 | 4.9398 | 4.8615 | 4.8688 | 5.0978 | 5.25 | 5.4904 | 5.7933 | 5.6838 | 5.6132 | 5.3555 | 5.0095 | 4.512 | 4.1312
2022-05-13 | 3.7974 | 3.7117 | 3.7103 | 3.8612 | 3.8449 | 4.2192 | 4.5405 | 4.8519 | 4.973 | 5.006 | 5.0063 | 4.8762 | 4.7841 | 4.8455 | 5.0762 | 5.2978 | 5.4249 | 5.421 | 5.3527 | 5.3494 | 5.2198 | 5.0202 | 4.5556 | 4.0687
2022-05-14 | 3.8375 | 3.7028 | 3.7642 | 3.7737 | 3.8107 | 4.105 | 4.2217 | 4.358 | 5.0259 | 4.9092 | 4.8595 | 4.7227 | 4.6723 | 4.5703 | 4.6508 | 4.7749 | 4.8933 | 5.0322 | 5.0914 | 5.195 | 5.0777 | 4.7941 | 4.3807 | 3.9226
2022-05-15 | 3.7854 | 3.6533 | 3.6454 | 3.6405 | 3.6818 | 3.863 | 3.9566 | 4.1887 | 4.794 | 4.6803 | 4.7795 | 4.8085 | 4.663 | 4.6543 | 4.7926 | 4.9622 | 5.1233 | 5.0718 | 5.1966 | 5.1377 | 5.0551 | 4.7585 | 4.3274 | 3.8434
2022-05-16 | 3.6966 | 3.7751 | 3.6545 | 3.6275 | 3.6644 | 3.8974 | 4.2573 | 4.3966 | 4.9381 | 5.0139 | 4.7585 | 4.9076 | 4.7783 | 4.7879 | 4.9911 | 5.0767 | 5.1042 | 5.4029 | 5.4516 | 5.4117 | 5.4021 | 4.9749 | 4.6059 | 4.0899
2022-05-17 | 3.8558 | 3.6294 | 3.6297 | 3.6119 | 3.5811 | 3.9079 | 4.4307 | 4.6255 | 5.0742 | 4.9032 | 4.7059 | 4.7992 | 4.6902 | 4.8762 | 4.9092 | 5.1318 | 5.1697 | 5.314 | 5.3614 | 5.3451 | 5.2619 | 4.6317 | 4.1123 | 3.8044
2022-05-18 | 3.7093 | 3.6183 | 3.7322 | 3.585 | 3.7704 | 4.0655 | 4.3172 | 4.4237 | 4.5329 | 4.4783 | 4.526 | 4.6278 | 4.412 | 4.4906 | 4.7228 | 4.6887 | 4.8543 | 5.0994 | 5.1062 | 5.2387 | 5.1204 | 4.8779 | 4.33 | 4.0143
2022-05-19 | 3.8611 | 3.7727 | 3.7547 | 3.8512 | 3.9138 | 4.2176 | 4.4468 | 4.656 | 4.8312 | 4.9494 | 4.9716 | 4.8644 | 4.7928 | 4.8328 | 5.2231 | 5.1528 | 5.1253 | 5.2538 | 5.2912 | 5.3149 | 5.0645 | 4.8371 | 4.2752 | 3.8629
2022-05-20 | 3.7455 | 3.6273 | 3.6231 | 3.6792 | 3.833 | 4.1116 | 4.3764 | 4.4548 | 4.7108 | 4.639 | 4.7355 | 4.7073 | 4.5176 | 4.5046 | 4.5097 | 4.7058 | 4.8853 | 5.2925 | 5.1956 | 5.4054 | 5.1799 | 4.9181 | 4.4905 | 4.0839
2022-05-21 | 3.8729 | 3.7732 | 3.8193 | 3.8637 | 3.7944 | 4.0122 | 3.8237 | 4.0258 | 4.5156 | 4.5786 | 4.3933 | 4.6164 | 4.322 | 4.2674 | 4.2411 | 4.3618 | 4.5514 | 4.8504 | 4.8101 | 4.7176 | 4.5418 | 4.4169 | 4.0561 | 3.7279
2022-05-22 | 3.5998 | 3.5905 | 3.6068 | 3.5523 | 3.6508 | 3.7389 | 3.8345 | 3.9494 | 4.4351 | 4.5081 | 4.5179 | 4.4805 | 4.4255 | 4.5047 | 4.5883 | 4.6997 | 4.826 | 5.0959 | 5.0863 | 5.027 | 4.6699 | 4.4985 | 4.249 | 3.8612
2022-05-23 | 3.7461 | 3.6592 | 3.6305 | 3.612 | 3.6024 | 3.734 | 3.8854 | 4.111 | 4.3239 | 4.4027 | 4.6728 | 4.5529 | 4.429 | 4.4227 | 4.5038 | 4.5911 | 4.7916 | 4.8289 | 4.8554 | 4.9082 | 4.8696 | 4.5627 | 4.2235 | 3.9057
2022-05-24 | 3.8199 | 3.7751 | 3.7403 | 3.7248 | 3.7971 | 4.0159 | 4.1044 | 4.3043 | 4.7769 | 4.856 | 4.8314 | 4.8681 | 4.9845 | 4.9631 | 5.0618 | 5.136 | 5.3001 | 5.3921 | 5.1845 | 5.2959 | 4.9773 | 4.6848 | 4.158 | 3.7981
2022-05-25 | 3.6499 | 3.5613 | 3.6106 | 3.6597 | 3.5155 | 3.8373 | 4.1356 | 4.2202 | 4.4813 | 4.6608 | 4.4669 | 4.5602 | 4.5454 | 4.5809 | 4.7217 | 4.6974 | 4.9692 | 5.0742 | 5.1127 | 5.1595 | 5.042 | 4.6944 | 4.0515 | 3.7975
2022-05-26 | 3.7059 | 3.5321 | 3.5279 | 3.5652 | 3.4167 | 3.8179 | 4.0175 | 4.3623 | 4.5558 | 4.5479 | 4.6305 | 4.6525 | 4.6573 | 4.5794 | 4.6145 | 4.9147 | 5.0192 | 5.1291 | 5.2365 | 5.3304 | 5.2595 | 4.7326 | 4.2533 | 3.7381
2022-05-27 | 3.5884 | 3.4788 | 3.4477 | 3.4938 | 3.6241 | 4.0425 | 4.4683 | 4.4784 | 4.7647 | 4.7696 | 4.7101 | 4.7697 | 4.5939 | 4.4673 | 4.6857 | 4.9264 | 4.8905 | 5.0716 | 4.839 | 4.775 | 4.7433 | 4.6698 | 4.1397 | 3.8626
2022-05-28 | 3.7185 | 3.6145 | 3.5671 | 3.5683 | 3.6393 | 3.9293 | 3.8775 | 4.1248 | 4.5731 | 4.4703 | 4.3945 | 4.5396 | 4.5127 | 4.3591 | 4.5349 | 4.6109 | 4.7702 | 4.9738 | 5.0911 | 4.9769 | 4.919 | 4.6324 | 4.2936 | 3.8982
2022-05-29 | 3.6796 | 3.5553 | 3.5169 | 3.5917 | 3.663 | 3.761 | 3.8809 | 4.001 | 4.5368 | 4.4738 | 4.3374 | 4.2495 | 4.4162 | 4.306 | 4.442 | 4.5062 | 4.6608 | 4.8663 | 4.7971 | 4.8907 | 4.7328 | 4.5622 | 4.0433 | 3.7664
2022-05-30 | 3.6312 | 3.6105 | 3.5386 | 3.6822 | 3.7039 | 3.9222 | 3.9808 | 4.1474 | 4.4259 | 4.5681 | 4.7289 | 4.5275 | 4.6725 | 4.7614 | 4.9563 | 5.0052 | 5.0126 | 5.104 | 5.2076 | 5.2451 | 5.0808 | 4.5804 | 4.1959 | 3.8408
2022-05-31 | 3.7057 | 3.6003 | 3.5981 | 3.5758 | 3.6711 | 4.0211 | 4.3591 | 4.253 | 4.4078 | 4.6657 | 4.7738 | 4.767 | 4.684 | 4.6992 | 4.9326 | 4.9651 | 4.9736 | 5.227 | 5.1681 | 5.1919 | 5.0572 | 4.6717 | 4.2982 | 3.9239
2022-06-01 | 3.6879 | 3.5989 | 3.6258 | 3.6793 | 3.7077 | 3.9448 | 4.0146 | 4.1124 | 4.5856 | 4.6412 | 4.4918 | 4.4262 | 4.5238 | 4.6817 | 4.6368 | 4.8377 | 4.8714 | 5.0845 | 5.1149 | 5.2068 | 5.1851 | 4.8823 | 4.5315 | 4.1783
2022-06-02 | 3.9354 | 3.8392 | 3.7681 | 3.7652 | 3.8669 | 4.1035 | 4.2332 | 4.4155 | 4.6689 | 4.71 | 4.4952 | 4.5551 | 4.3423 | 4.3435 | 4.4207 | 4.7118 | 4.7882 | 4.9192 | 4.9712 | 4.941 | 4.8765 | 4.53 | 4.1708 | 3.7975
2022-06-03 | 3.6388 | 3.5984 | 3.6294 | 3.5941 | 3.7122 | 3.9504 | 4.0691 | 4.2606 | 4.5672 | 4.5503 | 4.5913 | 4.4981 | 4.4982 | 4.4599 | 4.5263 | 4.6883 | 4.7467 | 4.8798 | 5.0769 | 5.1262 | 4.9458 | 4.7032 | 4.3018 | 4.03
2022-06-04 | 3.8334 | 3.5467 | 3.5542 | 3.5439 | 3.6855 | 3.8282 | 3.9931 | 4.1864 | 4.4971 | 4.5223 | 4.4689 | 4.6447 | 4.2964 | 4.2593 | 4.5215 | 4.7173 | 4.7837 | 5.1379 | 4.873 | 4.9171 | 4.8377 | 4.6132 | 4.245 | 3.8163
2022-06-05 | 3.6793 | 3.6015 | 3.6148 | 3.6195 | 3.6772 | 3.7783 | 3.9546 | 4.1537 | 4.4373 | 4.4301 | 4.5279 | 4.4598 | 4.5134 | 4.544 | 4.5722 | 4.6713 | 4.607 | 4.7826 | 5.034 | 5.0445 | 5.0016 | 4.6338 | 4.3407 | 3.8961
2022-06-06 | 3.7558 | 3.5664 | 3.5846 | 3.6794 | 3.7289 | 3.9196 | 4.0451 | 4.418 | 4.8769 | 4.742 | 4.8798 | 4.7204 | 4.6907 | 4.6781 | 4.8042 | 4.9541 | 5.1374 | 5.3241 | 5.258 | 5.1902 | 5.1322 | 4.8559 | 4.4912 | 3.958
2022-06-07 | 3.6495 | 3.5592 | 3.5137 | 3.5635 | 3.6533 | 3.8167 | 4.0039 | 4.1662 | 4.6405 | 4.482 | 4.4983 | 4.4294 | 4.4372 | 4.3561 | 4.4125 | 4.5829 | 4.7467 | 5.0085 | 5.167 | 5.2095 | 5.0921 | 4.7647 | 4.2698 | 3.9364
2022-06-08 | 3.8223 | 3.6291 | 3.6143 | 3.6288 | 3.6487 | 3.9869 | 4.0455 | 4.2723 | 4.5554 | 4.6955 | 4.7816 | 4.7948 | 4.5437 | 4.6107 | 4.6349 | 4.9313 | 4.9013 | 5.1427 | 5.179 | 5.221 | 5.1427 | 4.8795 | 4.4805 | 4.1134
2022-06-09 | 3.9595 | 3.9353 | 3.8113 | 3.7396 | 3.7825 | 4.064 | 4.1225 | 4.2519 | 4.4142 | 4.296 | 4.4223 | 4.4253 | 4.4522 | 4.2922 | 4.4143 | 4.5342 | 4.6497 | 4.8313 | 4.8683 | 4.9234 | 4.7479 | 4.4458 | 4.0115 | 3.7744
2022-06-10 | 3.5891 | 3.4889 | 3.5496 | 3.5449 | 3.6036 | 3.7231 | 3.799 | 4.031 | 4.4418 | 4.6487 | 4.732 | 4.7869 | 4.6768 | 4.5983 | 4.7505 | 4.9661 | 4.924 | 5.102 | 5.0868 | 5.0279 | 4.8063 | 4.5797 | 4.1811 | 3.872
2022-06-11 | 3.7239 | 3.5444 | 3.5575 | 3.5757 | 3.6237 | 3.808 | 3.8913 | 4.1761 | 4.2351 | 4.369 | 4.1376 | 4.2142 | 4.1489 | 4.1639 | 4.2095 | 4.3422 | 4.5295 | 4.776 | 4.7239 | 4.6868 | 4.4949 | 4.2769 | 4.0052 | 3.7486
2022-06-12 | 3.6425 | 3.6325 | 3.6061 | 3.6344 | 3.5888 | 3.7708 | 3.7057 | 3.841 | 4.2611 | 4.2094 | 4.3332 | 4.3848 | 4.3787 | 4.5052 | 4.5613 | 4.616 | 4.6814 | 4.8627 | 4.9782 | 5.0676 | 4.9562 | 4.5698 | 4.146 | 3.8645
2022-06-13 | 3.7234 | 3.6288 | 3.4762 | 3.5581 | 3.6605 | 3.7736 | 3.8577 | 4.0301 | 4.4768 | 4.4182 | 4.5243 | 4.3767 | 4.2385 | 4.5033 | 4.5501 | 4.5277 | 4.7452 | 4.9577 | 4.9984 | 4.938 | 4.7828 | 4.4292 | 4.1252 | 3.9323
2022-06-14 | 3.8224 | 3.7438 | 3.695 | 3.7316 | 3.7791 | 4.0349 | 4.0992 | 4.3043 | 4.5804 | 4.8147 | 4.9464 | 4.9158 | 4.7493 | 4.6348 | 5.0401 | 5.1304 | 5.1956 | 5.3116 | 5.2731 | 5.3232 | 5.1808 | 4.7553 | 4.3492 | 4.0522
2022-06-15 | 3.8434 | 3.8231 | 3.7205 | 3.688 | 3.7748 | 4.0476 | 4.1263 | 4.4542 | 4.5647 | 4.5306 | 4.5134 | 4.4239 | 4.4023 | 4.4773 | 4.6052 | 4.7944 | 4.8697 | 5.1154 | 5.1337 | 5.2091 | 5.1326 | 4.7193 | 4.2237 | 3.8785
2022-06-16 | 3.7265 | 3.648 | 3.6366 | 3.7346 | 3.7036 | 3.8334 | 3.9272 | 4.0847 | 4.8064 | 4.72 | 4.6983 | 4.8354 | 4.8295 | 4.6454 | 4.4928 | 4.6838 | 4.8755 | 5.1097 | 5.169 | 5.211 | 5.0237 | 4.6438 | 4.1743 | 3.933
2022-06-17 | 3.8286 | 3.7282 | 3.7354 | 3.6799 | 3.6892 | 3.9057 | 4.059 | 4.2029 | 4.5146 | 4.6736 | 4.7765 | 4.9318 | 4.7565 | 4.8559 | 4.8897 | 4.9476 | 4.8774 | 4.8969 | 4.7202 | 4.905 | 4.7178 | 4.5938 | 4.2091 | 3.8582
2022-06-18 | 3.6365 | 3.5518 | 3.6149 | 3.6133 | 3.5709 | 3.8053 | 4.0316 | 4.1323 | 4.4678 | 4.5817 | 4.5538 | 4.6085 | 4.6402 | 4.6249 | 4.8742 | 4.9962 | 5.1334 | 5.2716 | 5.0818 | 5.1499 | 5.0445 | 4.8255 | 4.4193 | 4.0248
2022-06-19 | 3.8543 | 3.8448 | 3.6586 | 3.6676 | 3.7221 | 3.7785 | 4.0171 | 4.164 | 4.4791 | 4.5685 | 4.6028 | 4.6985 | 4.6617 | 4.5954 | 4.6002 | 4.8505 | 4.8459 | 4.941 | 4.9434 | 5.016 | 4.9375 | 4.7661 | 4.3134 | 4.045
2022-06-20 | 3.8775 | 3.8063 | 3.8161 | 3.777 | 3.7111 | 3.9684 | 4.135 | 4.3274 | 4.6579 | 4.6889 | 4.5472 | 4.7498 | 4.7926 | 4.5981 | 4.7484 | 4.8722 | 4.9481 | 5.1702 | 5.1877 | 5.1764 | 5.009 | 4.7182 | 4.3429 | 3.9231
2022-06-21 | 3.8415 | 3.7769 | 3.7585 | 3.8313 | 3.8755 | 4.0911 | 4.2389 | 4.4269 | 4.7395 | 4.747 | 4.7677 | 4.5895 | 4.5717 | 4.7389 | 4.7662 | 4.7746 | 4.8209 | 5.158 | 5.2388 | 5.2721 | 5.0064 | 4.6704 | 4.4152 | 4.1634
2022-06-22 | 3.9462 | 3.8238 | 3.7731 | 3.8115 | 3.8388 | 4.0502 | 4.0466 | 4.3534 | 4.5402 | 4.78 | 4.7262 | 4.7323 | 4.4692 | 4.4577 | 4.6072 | 4.6883 | 4.6897 | 4.9738 | 4.9146 | 4.9009 | 4.753 | 4.4664 | 4.1453 | 3.7874
2022-06-23 | 3.6684 | 3.5601 | 3.5981 | 3.5758 | 3.5862 | 3.8797 | 4.1104 | 4.2695 | 4.5215 | 4.6809 | 4.6476 | 4.639 | 4.6672 | 4.6421 | 4.8563 | 4.7825 | 4.8983 | 5.135 | 5.2055 | 5.2523 | 5.0903 | 4.7163 | 4.3311 | 4.0459
2022-06-24 | 3.9265 | 3.8334 | 3.8656 | 3.8153 | 3.9291 | 4.0976 | 4.3176 | 4.4241 | 4.9596 | 4.9971 | 5.0882 | 4.8923 | 4.8295 | 4.7224 | 4.8388 | 4.7504 | 4.7261 | 5.0154 | 5.0946 | 5.061 | 4.9011 | 4.666 | 4.3265 | 4.0025
2022-06-25 | 3.7829 | 3.7885 | 3.7317 | 3.7071 | 3.6719 | 3.8329 | 3.9592 | 4.0771 | 4.3358 | 4.2561 | 4.2192 | 4.1593 | 4.189 | 4.199 | 4.3886 | 4.561 | 4.5321 | 4.8294 | 4.8065 | 4.7121 | 4.6321 | 4.349 | 4.1812 | 3.9591
2022-06-26 | 3.7896 | 3.6956 | 3.6972 | 3.6476 | 3.7463 | 3.8874 | 3.959 | 4.0938 | 4.3342 | 4.4457 | 4.4694 | 4.531 | 4.5556 | 4.402 | 4.4358 | 4.6206 | 4.6013 | 4.8673 | 4.9553 | 4.9445 | 4.7123 | 4.5138 | 4.1408 | 3.9048
2022-06-27 | 3.7957 | 3.7804 | 3.773 | 3.7696 | 3.8329 | 3.9565 | 4.1292 | 4.3661 | 4.7206 | 4.8307 | 4.8799 | 4.7999 | 4.9175 | 4.9673 | 5.0976 | 5.2932 | 5.4733 | 5.6171 | 5.581 | 5.6888 | 5.5256 | 4.8927 | 4.3876 | 3.9928
2022-06-28 | 3.6976 | 3.6201 | 3.5583 | 3.5275 | 3.5856 | 3.7943 | 4.0105 | 4.2373 | 4.5168 | 4.4608 | 4.5708 | 4.5168 | 4.5344 | 4.4666 | 4.5377 | 4.6977 | 4.8764 | 5.1706 | 5.1282 | 5.2581 | 5.1467 | 4.6115 | 4.3587 | 3.9427
2022-06-29 | 3.7977 | 3.6976 | 3.704 | 3.7892 | 3.7079 | 3.9325 | 3.8606 | 4.0649 | 4.6071 | 4.7245 | 4.8476 | 4.7238 | 4.637 | 4.6658 | 4.694 | 4.9477 | 5.0547 | 5.3358 | 5.1607 | 5.3209 | 5.1075 | 4.807 | 4.2298 | 3.8785
2022-06-30 | 3.6894 | 3.6026 | 3.6483 | 3.6616 | 3.6962 | 3.88 | 4.0249 | 4.194 | 4.4523 | 4.6166 | 4.5161 | 4.7484 | 4.6954 | 4.6911 | 4.7682 | 4.6877 | 4.8691 | 5.186 | 4.8581 | 4.9323 | 4.6801 | 4.4935 | 4.4277 | 3.9139
2022-07-01 | 3.7499 | 3.6265 | 3.7515 | 3.7671 | 3.7803 | 4.0334 | 4.2134 | 4.4748 | 4.6295 | 4.6072 | 4.8291 | 4.774 | 4.8593 | 4.8479 | 4.9257 | 5.095 | 5.1926 | 5.1032 | 5.1381 | 5.1256 | 4.9866 | 4.7221 | 4.4568 | 4.0407
2022-07-02 | 3.851 | 3.7671 | 3.7611 | 3.6699 | 3.8344 | 3.974 | 4.0287 | 4.2807 | 4.6232 | 4.5097 | 4.4312 | 4.4922 | 4.4385 | 4.5027 | 4.6956 | 4.8197 | 4.7964 | 4.8811 | 4.8293 | 4.683 | 4.5622 | 4.4314 | 4.3272 | 4.0127
2022-07-03 | 3.9358 | 3.8748 | 3.8381 | 3.8321 | 3.858 | 3.9333 | 4.1018 | 4.3949 | 4.6215 | 4.7567 | 4.5808 | 4.7268 | 4.5829 | 4.6571 | 4.7639 | 4.9609 | 5.0366 | 4.9615 | 4.9399 | 4.9702 | 4.8606 | 4.577 | 4.1438 | 3.9084
2022-07-04 | 3.7522 | 3.6542 | 3.689 | 3.7261 | 3.8165 | 4.0372 | 4.2982 | 4.6607 | 5.0616 | 4.8196 | 4.7748 | 4.7735 | 4.7702 | 4.8581 | 4.8202 | 4.9576 | 5.1082 | 5.1319 | 5.3244 | 5.4459 | 5.2932 | 4.8916 | 4.5498 | 4.169
2022-07-05 | 4.1703 | 4.0147 | 4.0656 | 4.0685 | 4.1518 | 4.4742 | 4.7634 | 4.9224 | 5.1676 | 5.0458 | 4.9857 | 5.2011 | 5.1666 | 5.0542 | 4.9905 | 5.0997 | 5.6103 | 6.0944 | 6.025 | 6.0404 | 5.8366 | 5.4967 | 4.9604 | 4.5517
2022-07-06 | 4.048 | 3.8977 | 3.8631 | 3.8387 | 4.0066 | 4.1676 | 4.4353 | 4.5928 | 4.8276 | 4.7532 | 4.6915 | 4.619 | 4.5761 | 4.6984 | 4.8095 | 5.2535 | 5.5692 | 5.7937 | 5.7906 | 5.7894 | 5.6527 | 5.2331 | 4.7154 | 4.2054
2022-07-07 | 3.9001 | 3.927 | 3.8155 | 3.734 | 3.7472 | 4.0046 | 4.1651 | 4.4355 | 4.6926 | 4.5667 | 4.485 | 4.5206 | 4.5028 | 4.53 | 4.5863 | 4.7532 | 4.92 | 5.1255 | 5.08 | 5.2402 | 5.0096 | 4.6942 | 4.2701 | 4.0048
2022-07-08 | 3.8787 | 3.8094 | 3.7408 | 3.7153 | 3.8101 | 3.9196 | 3.9606 | 4.0921 | 4.7597 | 4.6104 | 4.4383 | 4.5648 | 4.6734 | 4.5434 | 4.5594 | 4.7344 | 4.9057 | 5.2223 | 5.2043 | 5.0938 | 4.8987 | 4.6364 | 4.2498 | 4.0089
2022-07-09 | 3.8785 | 3.7352 | 3.7083 | 3.7386 | 3.7354 | 3.8288 | 3.8861 | 4.0562 | 4.5467 | 4.5341 | 4.336 | 4.3817 | 4.3359 | 4.3362 | 4.5183 | 4.5364 | 4.6611 | 5.0527 | 4.9814 | 4.9534 | 4.8679 | 4.4416 | 4.1363 | 3.8121
2022-07-10 | 3.7159 | 3.6215 | 3.5682 | 3.545 | 3.5097 | 3.5691 | 3.6982 | 3.8629 | 4.2806 | 4.2367 | 4.1748 | 4.297 | 4.1826 | 4.2519 | 4.3728 | 4.5829 | 4.5844 | 5.0372 | 5.0549 | 5.0001 | 4.9087 | 4.5849 | 4.2607 | 3.8868
2022-07-11 | 3.773 | 3.71 | 3.7391 | 3.6811 | 3.705 | 3.8618 | 3.8698 | 4.1656 | 4.6332 | 4.5134 | 4.5687 | 4.6696 | 4.838 | 4.795 | 4.9212 | 4.981 | 5.1058 | 5.4157 | 5.4831 | 5.5214 | 5.307 | 4.9219 | 4.3577 | 4.0301
2022-07-12 | 3.8798 | 3.7338 | 3.713 | 3.721 | 3.7277 | 3.9358 | 3.9792 | 4.0947 | 4.4994 | 4.427 | 4.3972 | 4.4212 | 4.5127 | 4.5264 | 4.6536 | 4.699 | 4.8841 | 5.2139 | 5.2226 | 5.3152 | 5.0615 | 4.7272 | 4.3169 | 4.0111
2022-07-13 | 3.8708 | 3.7621 | 3.7303 | 3.7167 | 3.777 | 4.1368 | 4.2124 | 4.2199 | 4.8967 | 4.8476 | 4.8001 | 4.8313 | 4.8198 | 4.7303 | 5.1044 | 5.1217 | 5.2673 | 5.4011 | 5.5673 | 5.6405 | 5.466 | 4.9274 | 4.4805 | 4.03
2022-07-14 | 3.8695 | 3.854 | 3.7756 | 3.7179 | 3.7958 | 3.9842 | 4.074 | 4.205 | 4.5148 | 4.5281 | 4.3442 | 4.4483 | 4.3916 | 4.4183 | 4.5017 | 4.6386 | 4.9178 | 5.1431 | 5.1318 | 5.2039 | 5.0516 | 4.7593 | 4.2952 | 3.9867
2022-07-15 | 3.9358 | 3.8498 | 3.8822 | 3.8298 | 4.0182 | 4.2834 | 4.5151 | 4.5932 | 4.9802 | 4.9571 | 5.0929 | 5.0405 | 5.1187 | 5.0936 | 5.2253 | 5.2049 | 5.192 | 5.5934 | 5.4 | 5.3452 | 5.0473 | 4.7339 | 4.1489 | 3.976
2022-07-16 | 3.8493 | 3.7688 | 3.7484 | 3.7673 | 3.7953 | 3.8707 | 4.0034 | 4.0574 | 4.2672 | 4.3396 | 4.3899 | 4.4501 | 4.3992 | 4.3902 | 4.3712 | 4.567 | 4.5763 | 4.8753 | 4.8764 | 4.9422 | 4.8116 | 4.5639 | 4.1734 | 3.9889
2022-07-17 | 3.7858 | 3.7394 | 3.6775 | 3.6627 | 3.6934 | 3.8677 | 3.9392 | 4.2926 | 4.6857 | 4.819 | 4.6663 | 4.6264 | 4.6133 | 4.5923 | 4.5107 | 4.588 | 4.727 | 5.1106 | 5.1444 | 5.2569 | 5.3087 | 4.8832 | 4.4566 | 4.0578
2022-07-18 | 3.9275 | 3.8426 | 3.8215 | 3.7494 | 3.7172 | 4.0059 | 4.127 | 4.3227 | 4.6187 | 4.5435 | 4.4604 | 4.7455 | 4.6991 | 4.5761 | 4.5505 | 4.8066 | 4.8823 | 5.1407 | 5.1346 | 5.1261 | 5.0286 | 4.6853 | 4.2822 | 4.0157
2022-07-19 | 3.8679 | 3.8122 | 3.8458 | 3.7797 | 3.8817 | 4.1135 | 4.298 | 4.3442 | 4.6599 | 4.4127 | 4.5034 | 4.5023 | 4.5144 | 4.7102 | 4.8433 | 5.1721 | 5.1425 | 5.4772 | 5.4769 | 5.5574 | 5.3941 | 5.0424 | 4.5194 | 4.0944
2022-07-20 | 3.8703 | 3.7922 | 3.7397 | 3.7175 | 3.8152 | 3.9846 | 4.1871 | 4.3368 | 4.7222 | 4.7365 | 4.6711 | 4.8089 | 4.7099 | 4.8346 | 4.8755 | 4.9679 | 5.2774 | 5.3573 | 5.4518 | 5.518 | 5.5039 | 4.9236 | 4.3176 | 3.9617
2022-07-21 | 3.7812 | 3.7552 | 3.682 | 3.7001 | 3.778 | 3.9907 | 4.18 | 4.2623 | 4.4594 | 4.6756 | 4.841 | 4.9547 | 4.9396 | 4.8867 | 4.8912 | 5.1761 | 5.2355 | 5.469 | 5.544 | 5.4973 | 5.2851 | 4.9053 | 4.4623 | 4.0454
2022-07-22 | 3.8641 | 3.7897 | 3.7273 | 3.8165 | 3.8871 | 4.0305 | 4.2407 | 4.3739 | 4.7054 | 4.5738 | 4.5501 | 4.6715 | 4.5753 | 4.592 | 4.6616 | 4.9617 | 4.9749 | 5.1263 | 5.1772 | 5.2011 | 5.0418 | 4.6455 | 4.3148 | 3.9549
2022-07-23 | 3.914 | 3.7499 | 3.7182 | 3.6936 | 3.7132 | 3.9795 | 4.168 | 4.2911 | 4.5488 | 4.7037 | 4.6485 | 4.8801 | 4.7739 | 4.6735 | 4.6495 | 4.7654 | 4.8532 | 4.9388 | 4.9681 | 5.0901 | 4.8782 | 4.5711 | 4.2556 | 3.935
2022-07-24 | 3.8004 | 3.6867 | 3.6425 | 3.711 | 3.7175 | 3.794 | 3.9772 | 4.2624 | 4.4948 | 4.4419 | 4.4826 | 4.5397 | 4.8096 | 4.6252 | 4.5672 | 4.6297 | 4.7368 | 4.9711 | 4.9709 | 5.2309 | 4.9904 | 4.6079 | 4.3466 | 3.9666
2022-07-25 | 3.8138 | 3.7461 | 3.6995 | 3.7467 | 3.7613 | 3.9468 | 4.2064 | 4.3684 | 4.6328 | 4.5873 | 4.7574 | 4.661 | 4.8559 | 4.8019 | 4.8726 | 5.036 | 5.235 | 5.4389 | 5.6145 | 5.8131 | 5.658 | 5.3461 | 4.676 | 4.2643
2022-07-26 | 4.0077 | 3.4342 | 3.4247 | 3.6924 | 3.8685 | 3.9999 | 4.1453 | 4.5345 | 5.1016 | 5.0033 | 4.6871 | 4.6095 | 4.6673 | 4.6526 | 4.7207 | 4.9319 | 5.0715 | 5.3185 | 5.3891 | 5.4018 | 5.1683 | 4.7699 | 4.3324 | 3.9609
2022-07-27 | 3.8011 | 3.7006 | 3.7557 | 3.6917 | 3.7999 | 4.1233 | 4.2708 | 4.4407 | 4.6202 | 4.5136 | 4.4866 | 4.6314 | 4.5975 | 4.7844 | 4.9881 | 5.1643 | 5.2787 | 5.4769 | 5.5859 | 5.6094 | 5.4416 | 5.1923 | 4.7176 | 4.2595
2022-07-28 | 4.2014 | 3.9861 | 3.9241 | 3.9001 | 3.8665 | 3.9838 | 4.2483 | 4.4668 | 4.6074 | 4.668 | 4.5093 | 4.5663 | 4.587 | 4.5496 | 4.7367 | 4.8866 | 4.869 | 5.1954 | 5.2069 | 5.2509 | 5.1197 | 4.889 | 4.4036 | 4.0889
2022-07-29 | 3.9743 | 3.9402 | 3.8963 | 4.0202 | 4.0373 | 4.2642 | 4.4703 | 4.555 | 4.7034 | 4.6735 | 4.6087 | 4.5963 | 4.7725 | 4.6835 | 4.8362 | 4.8042 | 4.8668 | 4.9699 | 5.0813 | 5.0844 | 4.9004 | 4.6794 | 4.4191 | 4.1323
2022-07-30 | 3.9301 | 3.8162 | 3.796 | 3.8267 | 3.8983 | 4.087 | 4.1881 | 4.3933 | 4.594 | 4.4513 | 4.4344 | 4.5641 | 4.4493 | 4.4503 | 4.6851 | 4.9628 | 4.9928 | 5.0872 | 5.2033 | 5.276 | 5.1296 | 4.8786 | 4.527 | 4.1406
2022-07-31 | 3.963 | 3.8863 | 3.8289 | 3.8472 | 3.8419 | 3.9664 | 4.0831 | 4.2219 | 4.4583 | 4.4688 | 4.6823 | 4.7132 | 4.8366 | 4.8362 | 4.8019 | 5.2442 | 5.1443 | 5.3635 | 5.4291 | 5.4681 | 5.363 | 4.9694 | 4.6476 | 4.215
2022-08-01 | 4.1293 | 4.0265 | 3.8873 | 3.923 | 3.9527 | 4.0684 | 4.4617 | 4.5676 | 4.8993 | 4.8578 | 4.675 | 4.7554 | 4.7196 | 4.621 | 4.9087 | 5.2219 | 5.2714 | 5.4231 | 5.4609 | 5.4617 | 5.2349 | 4.8004 | 4.4578 | 4.1743
2022-08-02 | 4.1355 | 4.0733 | 4.1436 | 4.1268 | 4.2291 | 4.4559 | 4.7931 | 4.8901 | 5.0824 | 4.9829 | 5.1599 | 5.3004 | 5.2189 | 5.4799 | 5.4999 | 5.6982 | 5.734 | 5.9325 | 5.9775 | 5.9863 | 5.8 | 5.4269 | 4.8622 | 4.504
2022-08-03 | 4.194 | 4.1367 | 4.038 | 4.0893 | 4.1658 | 4.3029 | 4.5449 | 4.6011 | 4.777 | 4.8626 | 4.8707 | 4.9058 | 4.9453 | 4.9356 | 5.0297 | 5.2612 | 5.2707 | 5.4227 | 5.5054 | 5.6517 | 5.5513 | 5.0905 | 4.6967 | 4.3873
2022-08-04 | 4.2929 | 4.2719 | 4.2524 | 4.1804 | 4.1363 | 4.2879 | 4.5384 | 4.5378 | 4.6608 | 4.6814 | 4.6957 | 4.736 | 4.7267 | 4.679 | 4.9118 | 5.0128 | 5.2482 | 5.3052 | 5.3641 | 5.4054 | 5.1232 | 4.9002 | 4.4293 | 4.219
2022-08-05 | 4.1773 | 4.0497 | 4.0017 | 4.0011 | 4.009 | 4.2815 | 4.2803 | 4.5324 | 5.1063 | 5.1344 | 4.8991 | 4.9468 | 4.999 | 4.9492 | 5.0784 | 5.0737 | 5.1033 | 5.3033 | 5.2799 | 5.3369 | 5.0968 | 4.814 | 4.4175 | 4.1436
2022-08-06 | 4.0713 | 3.9245 | 3.9014 | 3.8551 | 3.9285 | 4.0045 | 4.1233 | 4.3926 | 4.6413 | 4.7443 | 4.7383 | 4.7599 | 4.7621 | 4.7226 | 4.8356 | 5.0142 | 5.0466 | 5.1435 | 5.2262 | 5.3795 | 5.1551 | 4.8886 | 4.5825 | 4.307
2022-08-07 | 4.1666 | 4.1078 | 4.0078 | 4.1064 | 4.081 | 4.2967 | 4.4182 | 4.5228 | 4.7521 | 4.6638 | 4.8041 | 4.8445 | 4.9236 | 5.0836 | 5.0149 | 5.1666 | 5.1013 | 5.2661 | 5.2365 | 5.3249 | 5.0793 | 4.8416 | 4.3943 | 4.1582
2022-08-08 | 4.0545 | 3.9435 | 3.9821 | 3.996 | 4.0285 | 4.2779 | 4.5371 | 4.7023 | 4.9518 | 4.8134 | 4.76 | 4.7095 | 4.7635 | 4.7815 | 4.7288 | 4.917 | 5.0554 | 5.2161 | 5.4705 | 5.5335 | 5.3509 | 5.0474 | 4.6242 | 4.2855
2022-08-09 | 4.1201 | 4.0854 | 4.0724 | 4.0317 | 4.0896 | 4.2338 | 4.3402 | 4.4613 | 5.0544 | 5.0276 | 5.0696 | 5.1739 | 5.1019 | 5.0776 | 5.1412 | 5.102 | 5.1797 | 5.4174 | 5.5073 | 5.552 | 5.3926 | 4.9044 | 4.46 | 4.1715
2022-08-10 | 4.0387 | 3.9279 | 3.8997 | 3.8881 | 3.8429 | 4.2049 | 4.3237 | 4.4893 | 5.0653 | 4.9582 | 4.793 | 4.9128 | 4.9361 | 4.9044 | 5.0481 | 5.3038 | 5.2343 | 5.4274 | 5.4018 | 5.3748 | 5.2257 | 5.0088 | 4.5079 | 4.1924
2022-08-11 | 4.0814 | 4.0037 | 4.0505 | 4.0181 | 4.1212 | 4.3816 | 4.2844 | 4.6657 | 5.0747 | 5.1785 | 5.1098 | 5.0322 | 5.081 | 5.1193 | 5.211 | 5.2453 | 5.2982 | 5.4663 | 5.3632 | 5.4566 | 5.2479 | 5.0405 | 4.6007 | 4.2705
2022-08-12 | 4.1241 | 4.0241 | 4.0388 | 3.8931 | 3.8953 | 4.1472 | 4.4149 | 4.5857 | 4.8423 | 4.8849 | 4.9775 | 4.8847 | 4.9655 | 4.8985 | 5.0899 | 5.075 | 5.2104 | 5.3991 | 5.5588 | 5.5193 | 5.1879 | 4.92 | 4.5942 | 4.2073
2022-08-13 | 4.1007 | 4.0028 | 3.9945 | 3.9319 | 4.0628 | 4.2208 | 4.4194 | 4.6519 | 4.919 | 4.9751 | 4.8507 | 4.9725 | 4.7909 | 4.817 | 4.8671 | 5.05 | 5.0198 | 5.4013 | 5.4517 | 5.3519 | 5.0871 | 4.8846 | 4.4966 | 4.2242
2022-08-14 | 3.9763 | 3.8628 | 3.8241 | 3.7078 | 3.826 | 3.9853 | 4.0157 | 4.0341 | 4.6864 | 4.6063 | 4.575 | 4.562 | 4.6403 | 4.6901 | 4.6892 | 5.0343 | 4.9739 | 5.282 | 5.3894 | 5.3942 | 5.1991 | 4.803 | 4.4687 | 4.1126
2022-08-15 | 4.0296 | 3.9465 | 3.8838 | 3.8366 | 3.9313 | 4.1701 | 4.3694 | 4.3693 | 4.9249 | 5.0342 | 4.8425 | 4.8143 | 4.8284 | 4.9368 | 4.9799 | 5.0129 | 5.1945 | 5.4329 | 5.483 | 5.503 | 5.1671 | 4.8196 | 4.4941 | 4.1496
2022-08-16 | 3.9949 | 3.8807 | 3.8682 | 3.8315 | 3.8841 | 4.0978 | 4.456 | 4.6002 | 4.8568 | 4.7589 | 4.7205 | 4.8427 | 4.6899 | 4.7461 | 4.8936 | 4.9386 | 5.1151 | 5.2554 | 5.4582 | 5.506 | 5.2907 | 4.9857 | 4.6127 | 4.3008
2022-08-17 | 4.1108 | 4.0291 | 3.947 | 3.901 | 3.9684 | 4.2882 | 4.5836 | 4.7152 | 4.9 | 4.8792 | 4.7559 | 4.8345 | 4.8763 | 4.7069 | 4.9816 | 5.4012 | 5.4989 | 5.566 | 5.6327 | 5.6504 | 5.2927 | 5.0267 | 4.5363 | 4.3445
2022-08-18 | 4.2334 | 4.1039 | 4.1268 | 4.0101 | 4.0255 | 4.3523 | 4.7306 | 4.6188 | 4.8981 | 4.8562 | 4.8797 | 5.0391 | 5.0225 | 4.8247 | 4.8273 | 5.0112 | 5.1009 | 5.2485 | 5.4414 | 5.4711 | 5.2465 | 4.9302 | 4.6063 | 4.2461
2022-08-19 | 4.117 | 4.0213 | 4.0138 | 3.9244 | 3.9435 | 4.2164 | 4.5813 | 4.7212 | 4.9722 | 5.0914 | 5.0037 | 4.9555 | 4.9511 | 4.929 | 5.1871 | 5.3529 | 5.3912 | 5.5985 | 5.5795 | 5.5216 | 5.313 | 4.95 | 4.6246 | 4.2885
2022-08-20 | 4.1349 | 4.0582 | 3.9749 | 3.949 | 3.9139 | 4.0479 | 4.2667 | 4.5412 | 4.8246 | 4.8604 | 4.7791 | 4.8646 | 4.8116 | 4.7736 | 4.9192 | 5.1618 | 5.2299 | 5.3574 | 5.2385 | 5.2868 | 5.1056 | 4.9055 | 4.5821 | 4.1954
2022-08-21 | 4.0327 | 3.9027 | 3.9321 | 3.8471 | 3.8841 | 4.145 | 4.3027 | 4.5667 | 4.9428 | 4.9244 | 4.8863 | 4.9189 | 4.8132 | 4.9904 | 4.9851 | 5.0075 | 5.056 | 5.372 | 5.4414 | 5.5672 | 5.4006 | 5.083 | 4.7035 | 4.3653
2022-08-22 | 4.1958 | 4.0318 | 4.0082 | 3.9182 | 3.9989 | 4.24 | 4.6937 | 4.9417 | 5.1742 | 5.0013 | 4.8653 | 4.9063 | 4.7975 | 4.8909 | 4.8475 | 5.0549 | 5.0329 | 5.267 | 5.401 | 5.5101 | 5.1473 | 4.8872 | 4.4416 | 4.1638
2022-08-23 | 3.9967 | 3.92 | 3.9098 | 3.8886 | 4.0818 | 4.359 | 4.7123 | 4.7345 | 4.9512 | 4.981 | 5.1622 | 5.0222 | 5.0904 | 5.0459 | 5.1581 | 5.2985 | 5.49 | 5.6504 | 5.6544 | 5.7583 | 5.4266 | 5.0907 | 4.6648 | 4.3614
2022-08-24 | 4.1842 | 4.1234 | 4.0909 | 4.0728 | 4.0246 | 4.3447 | 4.5568 | 4.7145 | 5.0405 | 4.8784 | 4.7755 | 4.8264 | 4.9587 | 4.8641 | 4.9338 | 5.0516 | 5.1299 | 5.3388 | 5.3821 | 5.4034 | 5.0328 | 4.7212 | 4.4123 | 4.1092
2022-08-25 | 4.1184 | 4.0831 | 4.0883 | 4.0531 | 4.1187 | 4.2107 | 4.4633 | 4.4115 | 4.575 | 5.1393 | 5.1668 | 5.1048 | 4.9846 | 4.9554 | 4.9899 | 5.2937 | 5.4016 | 5.362 | 5.3123 | 5.4026 | 5.2775 | 5.0137 | 4.5711 | 4.2581
2022-08-26 | 4.1094 | 4.0404 | 3.9904 | 3.9736 | 4.0938 | 4.3236 | 4.4168 | 4.519 | 4.6711 | 4.7405 | 4.7349 | 4.6748 | 4.633 | 4.9632 | 5.244 | 5.1425 | 5.183 | 5.413 | 5.3638 | 5.2549 | 5.1579 | 4.9802 | 4.5455 | 4.1815
2022-08-27 | 4.0485 | 3.9517 | 3.9689 | 3.9666 | 4.0293 | 4.2187 | 4.2735 | 4.4503 | 4.7586 | 4.7471 | 4.6538 | 4.7948 | 4.8874 | 4.6858 | 4.7029 | 4.8524 | 4.8781 | 5.4371 | 5.352 | 5.2758 | 5.1261 | 4.7591 | 4.4071 | 4.1755
2022-08-28 | 4.0379 | 3.9577 | 4.0336 | 3.9798 | 4.0662 | 4.2705 | 4.479 | 4.6163 | 4.9258 | 4.9606 | 4.8668 | 4.904 | 4.8397 | 4.8866 | 4.9864 | 4.9081 | 5.0644 | 5.2931 | 5.391 | 5.3212 | 4.9315 | 4.7273 | 4.3793 | 4.1318
2022-08-29 | 3.9448 | 3.8771 | 3.8569 | 3.9243 | 3.9758 | 4.1763 | 4.3503 | 4.5327 | 4.7579 | 4.7005 | 4.7711 | 4.7536 | 4.7147 | 4.8028 | 4.9757 | 5.154 | 5.2269 | 5.3778 | 5.3148 | 5.3269 | 5.0398 | 4.8031 | 4.39 | 4.1528
2022-08-30 | 3.9413 | 3.8634 | 3.8612 | 3.7268 | 3.755 | 3.9566 | 4.0385 | 4.1928 | 4.3725 | 4.6345 | 4.8463 | 4.7328 | 4.7641 | 4.7372 | 4.9583 | 4.9263 | 5.0712 | 5.3731 | 5.4711 | 5.5667 | 5.1201 | 4.82 | 4.388 | 4.2097
2022-08-31 | 4.0627 | 3.9413 | 3.9013 | 3.8733 | 3.9484 | 4.2575 | 4.5921 | 4.7526 | 4.9143 | 5.0101 | 4.9845 | 5.2172 | 5.2675 | 5.1166 | 5.3369 | 5.1735 | 5.3113 | 5.5159 | 5.6035 | 5.3567 | 4.9146 | 4.8697 | 4.5079 | 4.2011
2022-09-01 | 4.033 | 3.9946 | 3.9444 | 3.9461 | 3.9463 | 4.2391 | 4.5374 | 4.7772 | 4.9855 | 4.9206 | 4.8062 | 4.8759 | 4.9065 | 4.8838 | 4.9207 | 5.1613 | 5.2377 | 5.471 | 5.4271 | 5.6569 | 5.4652 | 5.1243 | 4.5983 | 4.2218
2022-09-02 | 4.0935 | 3.948 | 4.0076 | 3.9305 | 3.9873 | 4.2408 | 4.6665 | 4.7267 | 5.0665 | 5.0847 | 4.9964 | 4.9837 | 5.2694 | 5.1419 | 5.1602 | 5.1141 | 5.2451 | 5.4559 | 5.4005 | 5.25 | 5.0201 | 4.669 | 4.374 | 4.0726
2022-09-03 | 4.0029 | 3.8993 | 3.8817 | 3.8593 | 3.9077 | 4.0893 | 4.2484 | 4.4332 | 4.6411 | 4.6833 | 4.8137 | 4.783 | 4.6224 | 4.6689 | 4.7662 | 4.7297 | 4.7943 | 5.0179 | 5.0823 | 5.0627 | 4.8935 | 4.5562 | 4.3675 | 4.0633
2022-09-04 | 3.9591 | 3.884 | 3.8659 | 3.8118 | 3.8801 | 4.0287 | 4.2087 | 4.4482 | 4.6148 | 4.6608 | 4.65 | 4.7867 | 4.8442 | 4.9039 | 4.8516 | 5.116 | 5.0834 | 5.0728 | 5.1688 | 5.214 | 4.919 | 4.653 | 4.2335 | 3.9871
2022-09-05 | 3.8858 | 3.8395 | 3.7281 | 3.7209 | 3.8141 | 4.0905 | 4.3523 | 4.3301 | 4.6419 | 4.6909 | 4.5011 | 4.7726 | 4.7447 | 4.9012 | 4.9495 | 5.124 | 5.2583 | 5.4368 | 5.5879 | 5.7415 | 5.5112 | 5.1809 | 4.6772 | 4.3605
2022-09-06 | 4.2334 | 4.1232 | 4.1287 | 3.9385 | 3.8894 | 4.146 | 4.3803 | 4.597 | 4.6632 | 4.7113 | 4.6867 | 4.6784 | 4.6058 | 4.7331 | 4.7473 | 4.8032 | 4.9272 | 5.173 | 5.3434 | 5.2926 | 4.8764 | 4.6641 | 4.2988 | 4.1671
2022-09-07 | 4.1393 | 4.0181 | 3.986 | 3.9615 | 4.0722 | 4.3493 | 4.7498 | 4.8765 | 5.1035 | 5.1968 | 4.9785 | 5.2753 | 5.2017 | 5.1626 | 5.224 | 5.3365 | 5.4979 | 5.5766 | 5.6678 | 5.5947 | 5.0898 | 4.8355 | 4.3916 | 4.0941
2022-09-08 | 3.9205 | 3.9187 | 3.8646 | 3.8986 | 3.9725 | 4.3544 | 4.6527 | 4.9337 | 5.0795 | 4.9706 | 4.9233 | 5.0798 | 5.0674 | 5.0965 | 5.1088 | 5.3594 | 5.4363 | 5.6698 | 5.7232 | 5.7977 | 5.5955 | 5.304 | 4.7508 | 4.4722
2022-09-09 | 4.2431 | 4.0536 | 4.0369 | 3.9804 | 4.0137 | 4.307 | 4.5912 | 4.7431 | 4.8917 | 4.9218 | 4.9733 | 5.0341 | 5.0131 | 5.0541 | 5.1461 | 5.1971 | 5.1535 | 5.5293 | 5.5466 | 5.3862 | 5.1709 | 4.9542 | 4.6071 | 4.334
2022-09-10 | 4.0974 | 4.0167 | 4.0259 | 3.8932 | 3.9474 | 4.2304 | 4.4597 | 4.7256 | 5.0194 | 4.9809 | 5.1257 | 5.0842 | 5.2508 | 5.1469 | 4.9467 | 5.2467 | 5.2126 | 5.3393 | 5.3202 | 5.0882 | 4.8732 | 4.6207 | 4.4156 | 4.2347
2022-09-11 | 4.0872 | 4.0045 | 3.9788 | 3.9525 | 3.9754 | 4.1768 | 4.1767 | 4.4249 | 4.7624 | 4.7878 | 4.8353 | 4.9049 | 4.8845 | 5.036 | 5.0877 | 5.2411 | 5.3797 | 5.6466 | 5.9367 | 5.689 | 5.3963 | 5.1602 | 4.6245 | 4.3563
2022-09-12 | 4.1267 | 4.0303 | 3.9771 | 3.9613 | 4.0808 | 4.3505 | 4.6827 | 4.9816 | 5.2727 | 5.0069 | 4.9967 | 4.9586 | 4.9081 | 5.0151 | 5.2088 | 5.2206 | 5.2603 | 5.5406 | 5.7034 | 5.7001 | 5.3704 | 5.0507 | 4.6151 | 4.2465
2022-09-13 | 4.1294 | 3.9759 | 3.9902 | 3.9305 | 4.0291 | 4.3561 | 4.3879 | 4.785 | 5.095 | 4.9663 | 5.1622 | 5.2097 | 5.1708 | 5.1729 | 5.0453 | 5.2235 | 5.2665 | 5.6021 | 5.6145 | 5.5468 | 5.0734 | 4.751 | 4.5539 | 4.2056
2022-09-14 | 4.0367 | 3.8114 | 3.8422 | 3.9765 | 4.0148 | 4.2629 | 4.5161 | 4.6827 | 4.8231 | 4.8018 | 4.9938 | 4.8603 | 4.9783 | 5.0286 | 5.0932 | 5.1949 | 5.2093 | 5.4156 | 5.6231 | 5.595 | 5.2455 | 4.9658 | 4.5541 | 4.2148
2022-09-15 | 4.0264 | 3.9141 | 3.9037 | 3.9209 | 4.0089 | 4.3837 | 4.6024 | 4.8014 | 5.323 | 5.1339 | 4.9777 | 5.0643 | 5.0315 | 5.0823 | 5.1059 | 5.2164 | 5.2932 | 5.4057 | 5.4827 | 5.5404 | 5.1925 | 4.9015 | 4.5 | 4.1717
2022-09-16 | 4.0306 | 3.992 | 3.9181 | 3.9412 | 4.0465 | 4.2635 | 4.3807 | 4.4645 | 4.7883 | 4.7551 | 4.805 | 4.7505 | 4.7592 | 4.7659 | 4.8543 | 4.962 | 4.8415 | 5.1015 | 5.176 | 5.2182 | 4.89 | 4.7387 | 4.4125 | 4.1295
2022-09-17 | 3.9551 | 3.8875 | 3.9107 | 3.901 | 4.0349 | 4.154 | 4.3601 | 4.51 | 4.6766 | 4.6607 | 4.6118 | 4.7236 | 4.6065 | 4.5773 | 4.6876 | 4.696 | 4.7403 | 5.0769 | 5.266 | 5.3041 | 5.0318 | 4.86 | 4.5324 | 4.2637
2022-09-18 | 4.0802 | 4.007 | 3.9738 | 3.9373 | 3.8661 | 4.189 | 4.2823 | 4.455 | 4.6685 | 4.6813 | 4.6925 | 4.7004 | 4.7768 | 4.8132 | 4.8374 | 4.8588 | 5.0965 | 5.4773 | 5.6496 | 5.5894 | 5.3543 | 5.0933 | 4.6906 | 4.3016
2022-09-19 | 4.1359 | 4.0198 | 4.1049 | 4.1555 | 4.1918 | 4.4234 | 4.741 | 5.0355 | 5.1857 | 5.1029 | 5.2097 | 5.4984 | 5.583 | 5.6506 | 5.5894 | 5.476 | 5.4263 | 5.6897 | 5.8189 | 5.8292 | 5.29 | 4.9746 | 4.4167 | 4.1346
2022-09-20 | 4.047 | 3.9477 | 3.9779 | 3.9627 | 4.0586 | 4.3496 | 4.5445 | 4.7601 | 4.824 | 4.8702 | 4.8915 | 4.8979 | 4.9104 | 4.9587 | 4.9774 | 5.1328 | 5.1944 | 5.4907 | 5.6829 | 5.667 | 5.4208 | 5.1393 | 4.7165 | 4.4284
2022-09-21 | 4.1526 | 4.0558 | 4.0773 | 4.0331 | 4.1112 | 4.4535 | 4.7118 | 4.7588 | 5.0987 | 4.9345 | 4.995 | 4.9568 | 5.0421 | 4.9772 | 5.0107 | 5.0635 | 5.1106 | 5.2645 | 5.4633 | 5.3998 | 5.0859 | 4.8246 | 4.5623 | 4.2418
2022-09-22 | 4.1742 | 4.0333 | 3.9981 | 4.0575 | 4.0853 | 4.3771 | 4.6899 | 4.7281 | 4.9088 | 4.7938 | 4.9582 | 5.1243 | 5.338 | 5.5213 | 5.537 | 5.7229 | 5.8813 | 6.0352 | 6.0826 | 6.0542 | 5.7426 | 5.1668 | 4.7736 | 4.5072
2022-09-23 | 4.178 | 4.0826 | 4.0129 | 4.0023 | 4.1482 | 4.3748 | 4.6752 | 4.739 | 4.9234 | 5.0522 | 5.1436 | 5.4893 | 5.3004 | 5.3579 | 5.5017 | 5.6317 | 5.6889 | 5.7391 | 5.843 | 5.7203 | 5.5109 | 5.3075 | 4.8263 | 4.4995
2022-09-24 | 4.3705 | 4.3374 | 4.1462 | 4.139 | 4.1967 | 4.2888 | 4.4124 | 4.6913 | 4.8615 | 4.9835 | 4.7822 | 4.7414 | 5.0593 | 5.1436 | 5.2656 | 5.1848 | 5.2012 | 5.2564 | 5.2333 | 4.9588 | 4.8431 | 4.6997 | 4.452 | 4.0732
2022-09-25 | 3.9267 | 3.9516 | 3.8642 | 3.958 | 4.0338 | 4.2037 | 4.4713 | 4.6536 | 4.8193 | 5.0193 | 4.9519 | 5.0232 | 4.947 | 4.8099 | 4.8478 | 4.9969 | 5.0508 | 5.2798 | 5.4124 | 5.411 | 5.1885 | 4.9093 | 4.5022 | 4.285
2022-09-26 | 4.118 | 3.9858 | 4.0031 | 3.996 | 3.9773 | 4.1919 | 4.3725 | 4.598 | 4.6351 | 4.7119 | 4.7916 | 5.1077 | 5.1688 | 5.1287 | 5.0035 | 5.1363 | 5.2076 | 5.4715 | 5.7035 | 5.4688 | 5.1488 | 4.7946 | 4.3578 | 4.1298
2022-09-27 | 4.0556 | 4.007 | 4.0704 | 4.0263 | 4.0796 | 4.3762 | 4.5245 | 4.6705 | 4.8356 | 4.8758 | 4.9263 | 5.1994 | 4.9977 | 4.9428 | 4.974 | 5.0969 | 5.2339 | 5.5814 | 5.7005 | 5.6123 | 5.2281 | 5.1324 | 4.7846 | 4.441
2022-09-28 | 4.2884 | 4.1896 | 4.2113 | 4.1606 | 4.268 | 4.4578 | 4.7058 | 4.7931 | 4.8115 | 4.879 | 4.8925 | 5.0247 | 4.9563 | 4.9347 | 5.0816 | 5.2548 | 5.5131 | 5.5247 | 5.6474 | 5.5567 | 5.2449 | 4.9559 | 4.5907 | 4.2966
2022-09-29 | 4.2142 | 4.1863 | 4.1504 | 4.1244 | 4.2105 | 4.4852 | 4.7625 | 4.9449 | 5.072 | 5.0787 | 5.1161 | 5.0225 | 4.8891 | 4.9033 | 5.0725 | 5.2342 | 5.4467 | 5.6468 | 5.8756 | 5.8229 | 5.6248 | 5.4033 | 4.794 | 4.4504
2022-09-30 | 4.2033 | 4.1227 | 3.9873 | 3.9672 | 4.0008 | 4.303 | 4.597 | 4.684 | 4.7998 | 4.8345 | 4.7892 | 4.8519 | 4.9169 | 5.0067 | 4.966 | 5.0903 | 5.2677 | 5.465 | 5.4293 | 5.2626 | 5.03 | 4.7861 | 4.3742 | 4.1235
2022-10-01 | 4.0254 | 4.0266 | 3.9479 | 3.9054 | 3.9468 | 4.1745 | 4.1318 | 4.4436 | 4.573 | 4.7514 | 4.6651 | 4.8431 | 4.8909 | 4.8058 | 4.8436 | 4.9681 | 5.1465 | 5.2989 | 5.3878 | 5.3372 | 4.9852 | 4.8572 | 4.5474 | 4.2269
2022-10-02 | 4.0247 | 3.8652 | 3.9004 | 3.9202 | 3.8954 | 4.0439 | 4.1459 | 4.3669 | 4.5317 | 4.5906 | 4.7178 | 4.9108 | 4.8076 | 4.8464 | 5.0603 | 5.1493 | 5.1645 | 5.2258 | 5.1705 | 5.1624 | 4.8006 | 4.6798 | 4.3412 | 4.0184
2022-10-03 | 3.8712 | 3.8832 | 3.8472 | 3.814 | 3.7426 | 4.0284 | 4.2392 | 4.3793 | 4.7799 | 4.9526 | 4.8883 | 5.0667 | 4.9575 | 4.8464 | 5.0157 | 4.9735 | 5.0313 | 5.228 | 5.5346 | 5.4106 | 5.2472 | 5.0118 | 4.6187 | 4.3017
2022-10-04 | 4.1503 | 4.079 | 4.0044 | 3.8896 | 3.9336 | 4.1898 | 4.3147 | 4.5328 | 4.703 | 4.714 | 4.9229 | 5.0034 | 5.0276 | 5.1266 | 5.1493 | 5.0606 | 5.3665 | 5.5699 | 5.6001 | 5.3722 | 5.0307 | 4.7641 | 4.5233 | 4.1893
2022-10-05 | 4.0062 | 3.9167 | 3.9084 | 3.9243 | 3.9953 | 4.1938 | 4.2958 | 4.8659 | 5.0212 | 5.0401 | 5.1101 | 5.1139 | 5.1914 | 5.2077 | 5.1802 | 5.2315 | 5.3875 | 5.6015 | 5.7769 | 5.6745 | 5.3137 | 4.9749 | 4.6617 | 4.3071
2022-10-06 | 4.2493 | 4.2009 | 4.2631 | 4.213 | 4.286 | 4.649 | 4.8387 | 5.1848 | 5.3738 | 5.3421 | 5.5432 | 5.3241 | 5.1246 | 5.0362 | 5.7787 | 5.8642 | 5.9518 | 6.0919 | 6.0628 | 6.0802 | 5.8531 | 5.6157 | 5.0303 | 4.5754
2022-10-07 | 4.333 | 4.2056 | 4.1449 | 4.1578 | 4.2258 | 4.4274 | 4.5735 | 4.7334 | 4.9516 | 4.9472 | 5.032 | 5.3085 | 5.0834 | 5.4589 | 5.5927 | 5.5846 | 5.7049 | 5.8597 | 5.7067 | 5.5176 | 5.2167 | 4.9082 | 4.5965 | 4.2161
2022-10-08 | 4.0788 | 3.923 | 3.9321 | 3.928 | 3.9778 | 4.1716 | 4.3249 | 4.6319 | 4.8741 | 4.9156 | 4.9792 | 5.1392 | 4.8557 | 4.8214 | 5.0191 | 5.2503 | 5.3239 | 5.4719 | 5.4415 | 5.3677 | 5.1999 | 4.971 | 4.5579 | 4.2523
2022-10-09 | 4.0798 | 3.9366 | 3.9255 | 3.8837 | 3.9114 | 4.126 | 4.2019 | 4.4369 | 4.6335 | 4.7511 | 4.8463 | 4.9668 | 5.0906 | 5.0977 | 5.1833 | 5.3178 | 5.1862 | 5.3778 | 5.3886 | 5.3416 | 4.9737 | 4.7362 | 4.41 | 4.065
2022-10-10 | 3.9459 | 3.8787 | 3.8269 | 3.8871 | 4.0722 | 4.276 | 4.3459 | 4.5611 | 4.9431 | 5.0093 | 5.0539 | 4.9603 | 4.9069 | 4.7926 | 5.1562 | 5.1381 | 5.2216 | 5.47 | 5.5857 | 5.4429 | 5.1172 | 4.8837 | 4.6443 | 4.2414
2022-10-11 | 4.0987 | 3.9911 | 3.9538 | 3.9649 | 4.0425 | 4.2805 | 4.5939 | 4.8183 | 4.9844 | 4.9956 | 5.0318 | 5.1463 | 5.0596 | 5.1798 | 5.2104 | 5.3212 | 5.1876 | 5.3151 | 5.4818 | 5.3105 | 5.061 | 4.7197 | 4.4249 | 4.1326
2022-10-12 | 4.0265 | 3.8541 | 3.8805 | 3.9608 | 4.1028 | 4.3851 | 4.3377 | 4.6741 | 4.979 | 4.9311 | 5.0218 | 5.0558 | 5.127 | 5.0104 | 4.9693 | 5.1376 | 5.1938 | 5.4225 | 5.5875 | 5.2842 | 5.0169 | 4.885 | 4.5592 | 4.1984
2022-10-13 | 4.1237 | 4.0214 | 4.0214 | 3.9953 | 4.0649 | 4.3865 | 4.3337 | 4.6346 | 5.1212 | 5.2581 | 5.5534 | 5.3055 | 5.0878 | 5.0892 | 5.1554 | 5.2626 | 5.2979 | 5.5974 | 5.4895 | 5.3362 | 5.0593 | 4.841 | 4.6347 | 4.2524
2022-10-14 | 4.0794 | 4.0033 | 3.9802 | 3.9594 | 4.0049 | 4.192 | 4.3487 | 4.5703 | 4.8873 | 4.9314 | 4.8417 | 5.13 | 5.1159 | 5.115 | 5.3563 | 5.3322 | 5.4249 | 5.8617 | 5.9308 | 5.702 | 5.4027 | 5.1757 | 4.7466 | 4.4696
2022-10-15 | 4.1053 | 3.9979 | 3.9902 | 4.0151 | 4.0674 | 4.1697 | 4.4142 | 4.4765 | 4.6635 | 4.8524 | 4.8758 | 4.9484 | 4.9721 | 4.9275 | 5.047 | 5.124 | 5.0977 | 5.3584 | 5.281 | 5.1974 | 5.1016 | 4.8673 | 4.6778 | 4.3404
2022-10-16 | 4.3142 | 4.1548 | 4.0747 | 4.0777 | 4.144 | 4.3219 | 4.6198 | 4.944 | 5.0113 | 5.1292 | 5.0563 | 5.1921 | 5.2401 | 5.2693 | 5.4087 | 5.3836 | 5.5868 | 5.739 | 5.9223 | 5.6387 | 5.4779 | 5.1795 | 4.7422 | 4.2717
2022-10-17 | 4.19 | 4.098 | 4.0247 | 3.9852 | 4.0688 | 4.3367 | 4.6338 | 4.9434 | 4.9913 | 4.9496 | 5.0485 | 5.007 | 5.0513 | 5.3222 | 5.3515 | 5.3409 | 5.4501 | 5.5128 | 5.6162 | 5.3271 | 5.0321 | 4.705 | 4.424 | 4.1968
2022-10-18 | 4.1288 | 3.9842 | 3.9815 | 3.9226 | 4.0659 | 4.3237 | 4.6319 | 4.8602 | 4.9675 | 4.7908 | 4.9801 | 5.1064 | 5.1215 | 5.1735 | 5.3348 | 5.4275 | 5.4506 | 5.6794 | 5.8739 | 5.5178 | 5.1817 | 4.9008 | 4.5067 | 4.2484
2022-10-19 | 4.1122 | 4.0026 | 3.915 | 3.9172 | 4.0312 | 4.2285 | 4.5572 | 4.5848 | 4.9872 | 4.8985 | 4.9914 | 4.9605 | 5.0837 | 5.0101 | 5.3025 | 5.2766 | 5.3255 | 5.4153 | 5.7434 | 5.5107 | 5.1376 | 4.8404 | 4.4383 | 4.1547
2022-10-20 | 4.0282 | 3.9275 | 3.8792 | 3.9239 | 4.0507 | 4.2978 | 4.6945 | 4.7957 | 4.9809 | 5.0266 | 5.0834 | 5.1905 | 5.1479 | 5.205 | 5.2373 | 5.3588 | 5.3492 | 5.6564 | 5.538 | 5.306 | 5.0537 | 4.694 | 4.3804 | 4.1024
2022-10-21 | 3.9604 | 3.9754 | 3.9769 | 3.9452 | 4.046 | 4.2213 | 4.524 | 4.7177 | 4.9872 | 4.9815 | 4.9983 | 5.0278 | 5.0833 | 5.0835 | 5.1098 | 5.27 | 5.454 | 5.5927 | 5.6949 | 5.569 | 5.3379 | 5.0869 | 4.7281 | 4.4206
2022-10-22 | 4.2594 | 4.0981 | 4.0142 | 3.9878 | 4.1013 | 4.4035 | 4.6512 | 4.9488 | 5.071 | 5.028 | 4.9281 | 5.0604 | 5.0942 | 5.0356 | 5.1316 | 5.2283 | 5.3615 | 5.4821 | 5.4239 | 5.235 | 4.9245 | 4.7218 | 4.4369 | 4.0702
2022-10-23 | 3.9719 | 3.8843 | 3.8932 | 3.8718 | 3.8575 | 4.104 | 4.1383 | 4.3848 | 4.5945 | 4.8876 | 4.7836 | 4.8665 | 4.7951 | 4.7561 | 4.875 | 5.0232 | 5.1343 | 5.4028 | 5.4737 | 5.4213 | 5.1452 | 4.8258 | 4.4705 | 4.1181
2022-10-24 | 3.9628 | 3.865 | 3.905 | 3.8708 | 3.9621 | 4.2267 | 4.4933 | 4.7205 | 4.873 | 4.9334 | 4.8413 | 4.9594 | 5.0172 | 5.0458 | 5.1991 | 5.3327 | 5.4712 | 5.6283 | 5.7727 | 5.6574 | 5.314 | 5.0467 | 4.6461 | 4.2797
2022-10-25 | 4.1199 | 3.9131 | 3.8527 | 3.858 | 3.8679 | 4.091 | 4.4517 | 4.6595 | 5.0663 | 4.9705 | 4.937 | 4.9377 | 5.0743 | 5.11 | 5.1144 | 5.2913 | 5.4401 | 5.6453 | 5.7366 | 5.546 | 5.2189 | 4.8871 | 4.6075 | 4.2437
2022-10-26 | 4.1222 | 3.999 | 3.9006 | 3.8809 | 3.8542 | 4.1778 | 4.4676 | 4.6836 | 4.9292 | 4.9496 | 4.907 | 4.8834 | 4.9685 | 5.0182 | 5.0811 | 5.07 | 5.3087 | 5.6197 | 5.7906 | 5.6091 | 5.3526 | 5.0712 | 4.622 | 4.2495
2022-10-27 | 4.1292 | 4.0072 | 3.9383 | 3.9587 | 4.0108 | 4.206 | 4.463 | 4.5938 | 4.7537 | 4.9062 | 4.9249 | 4.9253 | 4.8707 | 4.8192 | 5.0104 | 5.0966 | 5.3762 | 5.6262 | 5.5053 | 5.2175 | 4.9535 | 4.7797 | 4.4467 | 4.19
2022-10-28 | 4.0704 | 3.9834 | 3.9583 | 3.9913 | 3.9717 | 4.2602 | 4.4393 | 4.7357 | 4.8604 | 4.9955 | 4.9124 | 4.9803 | 4.9379 | 4.8295 | 5.0531 | 5.2476 | 5.3354 | 5.5902 | 5.6135 | 5.4281 | 5.1723 | 4.8645 | 4.5546 | 4.2783
2022-10-29 | 4.1102 | 4.0447 | 3.9643 | 4.0208 | 4.046 | 4.2019 | 4.3155 | 4.4771 | 4.782 | 4.9204 | 4.9081 | 4.9895 | 4.9413 | 4.9466 | 5.1053 | 5.335 | 5.4193 | 5.5077 | 5.5411 | 5.2669 | 4.9728 | 4.6029 | 4.4464 | 4.1019
2022-10-30 | 4.0317 | 3.9186 | 3.8716 | 3.71 | 3.7844 | 4.0491 | 4.2603 | 4.4882 | 4.8648 | 4.8144 | 4.9265 | 4.788 | 4.7972 | 4.8275 | 4.9512 | 5.1055 | 5.3791 | 5.5364 | 5.6579 | 5.3727 | 5.1178 | 4.8666 | 4.5257 | 4.1949
2022-10-31 | 3.9905 | 3.7446 | 3.7415 | 3.7332 | 3.9727 | 4.1826 | 4.5327 | 4.6352 | 4.8198 | 4.8539 | 4.7794 | 4.8129 | 4.9844 | 5.0009 | 5.0145 | 5.3816 | 5.5733 | 5.8494 | 5.9408 | 5.7425 | 5.3506 | 5.0525 | 4.6914 | 4.3191
2022-11-01 | 4.0566 | 3.8956 | 3.8776 | 3.847 | 4.0108 | 4.3083 | 4.6921 | 4.7566 | 4.8955 | 5.0063 | 5.0009 | 4.9884 | 5.0354 | 5.0318 | 5.1425 | 5.3985 | 5.5141 | 5.7935 | 5.8306 | 5.5691 | 5.3533 | 5.0171 | 4.5801 | 4.4113
2022-11-02 | 4.2416 | 4.1542 | 4.0646 | 4.0435 | 4.0837 | 4.4442 | 4.7244 | 4.871 | 5.062 | 4.896 | 4.8572 | 4.9503 | 4.9694 | 4.9123 | 4.9309 | 5.1121 | 5.4285 | 5.6539 | 5.7095 | 5.5727 | 5.2943 | 4.9874 | 4.5521 | 4.2541
2022-11-03 | 4.1209 | 4.0216 | 4.0075 | 4.0624 | 4.0753 | 4.2337 | 4.718 | 5.073 | 5.1089 | 4.9843 | 5.1465 | 4.9267 | 5.0505 | 4.9132 | 4.9722 | 4.7665 | 4.5394 | 4.8355 | 5.3159 | 5.3754 | 5.0822 | 4.8277 | 4.5696 | 4.3338
2022-11-04 | 3.8964 | 3.6135 | 3.7345 | 3.7237 | 4.046 | 4.3715 | 4.6726 | 4.9471 | 5.0701 | 5.0571 | 5.0917 | 5.155 | 5.1635 | 5.0008 | 5.0293 | 5.2979 | 5.3288 | 5.4941 | 5.501 | 5.2614 | 4.9546 | 4.7013 | 4.3712 | 4.0183
2022-11-05 | 3.8226 | 3.7806 | 3.7884 | 3.8093 | 3.9828 | 4.0192 | 4.3176 | 4.4997 | 4.8653 | 4.9149 | 4.8425 | 4.8289 | 4.8651 | 4.9616 | 5.0036 | 5.0912 | 5.241 | 5.4899 | 5.4611 | 5.0641 | 4.8201 | 4.662 | 4.3603 | 4.0804
2022-11-06 | 3.9286 | 3.8575 | 3.7556 | 3.697 | 3.854 | 4.0412 | 4.1751 | 4.4489 | 4.692 | 4.7392 | 4.9439 | 4.8828 | 4.9045 | 4.8619 | 5.017 | 5.1222 | 5.2597 | 5.3448 | 5.3758 | 5.2637 | 4.9564 | 4.7477 | 4.4148 | 4.1808
2022-11-07 | 4.0276 | 3.9597 | 3.9477 | 3.8188 | 3.9832 | 4.0956 | 4.3213 | 4.557 | 4.7603 | 4.7488 | 4.7918 | 4.8215 | 4.8937 | 5.0964 | 5.227 | 5.2818 | 5.3216 | 5.5361 | 5.6506 | 5.4131 | 5.2006 | 4.8956 | 4.4324 | 4.175
2022-11-08 | 4.2297 | 4.13 | 4.0819 | 4.2316 | 4.4034 | 4.5856 | 4.6767 | 4.8634 | 5.2593 | 5.2386 | 5.0932 | 5.1971 | 5.1913 | 5.2862 | 5.4678 | 5.4534 | 5.6763 | 6.0883 | 6.189 | 5.8189 | 5.5078 | 5.0827 | 4.7052 | 4.3802
2022-11-09 | 4.0075 | 3.9101 | 3.8536 | 3.9128 | 3.8279 | 4.1777 | 4.4104 | 4.3645 | 4.8583 | 4.7743 | 4.8831 | 4.9106 | 5.0729 | 4.8805 | 5.1225 | 5.3364 | 5.382 | 5.7662 | 5.9051 | 5.6913 | 5.4557 | 5.1795 | 4.6605 | 4.3865
2022-11-10 | 4.2136 | 4.0955 | 4.115 | 4.0174 | 4.1029 | 4.233 | 4.5231 | 4.9882 | 5.2202 | 5.0658 | 4.9065 | 4.842 | 4.8137 | 4.9602 | 5.0641 | 5.2071 | 5.3308 | 5.5676 | 5.6684 | 5.4527 | 5.2768 | 5.0286 | 4.5806 | 4.2549
2022-11-11 | 4.0704 | 3.986 | 4.0158 | 4.0206 | 4.1001 | 4.4004 | 4.6464 | 4.9861 | 5.0369 | 5.0787 | 5.0129 | 5.1583 | 5.3355 | 5.2154 | 5.3272 | 5.456 | 5.478 | 5.7433 | 5.7859 | 5.5286 | 5.1987 | 5.0125 | 4.5633 | 4.26
2022-11-12 | 4.156 | 4.0308 | 4.0262 | 4.0416 | 4.0987 | 4.3105 | 4.5145 | 4.5911 | 4.9979 | 4.8228 | 4.9239 | 4.9663 | 4.923 | 4.9263 | 4.9216 | 4.9024 | 4.9659 | 5.2072 | 5.2241 | 4.9986 | 4.8066 | 4.5999 | 4.3438 | 4.0754
2022-11-13 | 3.9526 | 3.7876 | 3.8726 | 3.9449 | 4.0451 | 4.2817 | 4.5232 | 4.8086 | 5.0225 | 5.0965 | 5.0622 | 5.1579 | 5.1542 | 4.9911 | 5.04 | 5.2483 | 5.2829 | 5.445 | 5.4602 | 5.216 | 4.9102 | 4.6229 | 4.382 | 3.9765
2022-11-14 | 3.8469 | 3.727 | 3.7289 | 3.7974 | 3.9734 | 4.212 | 4.5098 | 4.7869 | 4.7935 | 4.7806 | 4.9698 | 4.9374 | 4.9255 | 5.0644 | 5.3498 | 5.4043 | 5.5383 | 5.6799 | 5.8006 | 5.6081 | 5.3388 | 5.0592 | 4.4736 | 4.2744
2022-11-15 | 4.0217 | 3.8392 | 3.8386 | 3.8155 | 4.0207 | 4.3216 | 4.5778 | 4.7553 | 4.8501 | 4.7765 | 4.9108 | 5.0245 | 5.087 | 5.0275 | 5.065 | 5.1298 | 5.2585 | 5.5059 | 5.6552 | 5.382 | 5.1557 | 4.8858 | 4.5428 | 4.2387
2022-11-16 | 4.0262 | 3.8753 | 3.8288 | 3.9095 | 3.9953 | 4.3378 | 4.7199 | 4.8989 | 5.0315 | 4.909 | 4.9647 | 4.9945 | 5.2138 | 5.1079 | 5.1648 | 5.2338 | 5.4564 | 5.516 | 5.5236 | 5.3551 | 5.119 | 4.7941 | 4.489 | 4.2389
2022-11-17 | 4.1104 | 3.9874 | 3.9162 | 3.9434 | 4.0199 | 4.1777 | 4.5025 | 4.6662 | 4.7093 | 4.6933 | 4.7792 | 4.7608 | 4.7349 | 4.841 | 4.9179 | 5.0229 | 5.1202 | 5.3422 | 5.5523 | 5.356 | 5.0891 | 4.93 | 4.5815 | 4.3616
2022-11-18 | 4.2307 | 4.1367 | 4.0651 | 4.0731 | 4.2041 | 4.4179 | 4.6557 | 4.7212 | 5.1442 | 4.8598 | 4.8497 | 4.7572 | 4.9167 | 4.9864 | 4.9632 | 5.0219 | 5.0669 | 5.3015 | 5.4895 | 5.1742 | 4.9645 | 4.7175 | 4.5025 | 4.2123
2022-11-19 | 4.0305 | 3.8865 | 3.8938 | 3.9563 | 3.873 | 4.0609 | 4.2668 | 4.5218 | 4.7791 | 4.7463 | 4.6405 | 4.758 | 4.7182 | 4.7483 | 4.7056 | 4.7844 | 4.9913 | 5.2097 | 5.3274 | 5.0781 | 4.7902 | 4.4416 | 4.2044 | 4.0362
2022-11-20 | 3.977 | 3.8519 | 3.6578 | 3.6939 | 3.6857 | 3.9903 | 4.3023 | 4.4828 | 4.8 | 4.919 | 4.9036 | 4.8726 | 4.9513 | 5.0703 | 4.9775 | 5.1792 | 5.2786 | 5.5404 | 5.528 | 5.2266 | 4.9532 | 4.4829 | 4.1976 | 4.0572
2022-11-21 | 3.8598 | 3.7109 | 3.742 | 3.6652 | 3.7384 | 4.0938 | 4.3159 | 4.593 | 4.7524 | 4.7827 | 4.6995 | 4.7391 | 4.71 | 4.7363 | 4.8966 | 5.2096 | 5.3842 | 5.4145 | 5.5917 | 5.5143 | 5.2659 | 5.0491 | 4.5086 | 4.246
2022-11-22 | 4.0664 | 3.9038 | 3.9037 | 3.8959 | 4.0769 | 4.1517 | 4.4581 | 4.6621 | 4.9018 | 4.9399 | 4.8437 | 4.8779 | 5.0471 | 5.1504 | 5.2573 | 5.2597 | 5.4273 | 5.5203 | 5.6167 | 5.3942 | 5.1467 | 4.8011 | 4.3634 | 4.0361
2022-11-23 | 3.8982 | 3.7938 | 3.7375 | 3.8443 | 3.9371 | 4.0561 | 4.326 | 4.5965 | 4.9567 | 5.0826 | 5.0801 | 5.2051 | 5.3103 | 5.2107 | 5.3801 | 5.4781 | 5.4731 | 5.6054 | 5.6542 | 5.4154 | 5.0813 | 4.7742 | 4.4564 | 4.071
2022-11-24 | 3.9094 | 3.7891 | 3.8177 | 3.8025 | 3.9344 | 4.072 | 4.4411 | 4.6959 | 5.1777 | 5.1913 | 5.0909 | 5.0343 | 5.0144 | 5.0745 | 5.146 | 5.2101 | 5.4399 | 5.4825 | 5.4484 | 5.1553 | 4.9581 | 4.7424 | 4.448 | 4.0666
2022-11-25 | 3.8546 | 3.7797 | 3.7422 | 3.6225 | 3.7374 | 3.7665 | 4.0365 | 4.2526 | 4.6478 | 4.6727 | 4.7031 | 4.6737 | 4.802 | 4.854 | 4.892 | 5.15 | 5.2237 | 5.2625 | 5.1994 | 4.9515 | 4.889 | 4.6974 | 4.1262 | 3.9309
2022-11-26 | 3.9281 | 3.8649 | 3.6305 | 3.7845 | 3.8387 | 3.893 | 4.1622 | 4.3387 | 4.6513 | 4.686 | 4.5953 | 4.6102 | 4.6724 | 4.5958 | 4.7474 | 4.8825 | 5.0038 | 5.1031 | 5.1497 | 4.9834 | 4.7393 | 4.5244 | 4.2513 | 4.0876
2022-11-27 | 3.5754 | 3.4258 | 3.427 | 3.4512 | 3.481 | 3.6635 | 3.9593 | 4.2968 | 4.4259 | 4.4882 | 4.2752 | 4.2886 | 4.2955 | 4.1776 | 4.3288 | 4.4015 | 4.4632 | 4.7593 | 4.8329 | 4.7076 | 4.4704 | 4.1687 | 3.7757 | 3.577
2022-11-28 | 3.4657 | 3.3307 | 3.3258 | 3.3095 | 3.3777 | 3.6454 | 4.04 | 4.2551 | 4.4268 | 4.5672 | 4.2595 | 4.3172 | 4.323 | 4.4026 | 4.4567 | 4.579 | 4.7007 | 4.9771 | 5.0629 | 4.8739 | 4.4369 | 4.0896 | 3.7241 | 3.5049
2022-11-29 | 3.392 | 3.2497 | 3.2089 | 3.2212 | 3.3669 | 3.6765 | 3.9665 | 4.1198 | 4.3789 | 4.4713 | 4.3305 | 4.3025 | 4.487 | 4.2574 | 4.4161 | 4.5444 | 4.5893 | 4.8515 | 5.0889 | 4.9814 | 4.8108 | 4.4677 | 3.9698 | 3.7328
2022-11-30 | 3.5619 | 3.4716 | 3.4369 | 3.4114 | 3.5178 | 3.8733 | 4.256 | 4.408 | 4.4346 | 4.4794 | 4.5043 | 4.4112 | 4.3456 | 4.3701 | 4.4619 | 4.4853 | 4.73 | 4.8991 | 5.2402 | 4.8687 | 4.5152 | 4.2039 | 3.7655 | 3.4417
2022-12-01 | 3.379 | 3.351 | 3.3153 | 3.3156 | 3.3913 | 3.7858 | 4.1549 | 4.2882 | 4.2057 | 4.2321 | 4.2735 | 4.3416 | 4.3591 | 4.3067 | 4.3737 | 4.5617 | 4.6192 | 4.9762 | 5.2841 | 5.2438 | 5.0542 | 4.6697 | 4.1669 | 3.8684
2022-12-02 | 3.7238 | 3.6594 | 3.556 | 3.5443 | 3.6284 | 3.9321 | 4.415 | 4.6117 | 4.5313 | 4.3321 | 4.3883 | 4.3797 | 4.4026 | 4.2946 | 4.3922 | 4.5005 | 4.6223 | 4.8119 | 4.9301 | 4.6792 | 4.4761 | 4.1917 | 3.9446 | 3.7003
2022-12-03 | 3.4909 | 3.3718 | 3.3501 | 3.3178 | 3.3886 | 3.6776 | 3.8384 | 4.0578 | 4.2451 | 4.4462 | 4.3843 | 4.417 | 4.4145 | 4.3941 | 4.5107 | 4.6392 | 4.5739 | 4.7692 | 4.8721 | 4.6196 | 4.5448 | 4.2998 | 4.0037 | 3.7453
2022-12-04 | 3.63 | 3.4703 | 3.4222 | 3.4506 | 3.547 | 3.7646 | 4.0021 | 4.234 | 4.4282 | 4.5098 | 4.4553 | 4.2906 | 4.3354 | 4.3573 | 4.382 | 4.4813 | 4.697 | 4.9215 | 5.1114 | 4.6534 | 4.4274 | 4.1313 | 3.8656 | 3.5367
2022-12-05 | 3.3241 | 3.2655 | 3.2146 | 3.2437 | 3.3071 | 3.6264 | 3.9471 | 4.1467 | 4.5125 | 4.4228 | 4.3959 | 4.4578 | 4.487 | 4.4556 | 4.4603 | 4.7091 | 4.7806 | 4.944 | 5.0284 | 4.8036 | 4.7477 | 4.426 | 3.9362 | 3.6598
2022-12-06 | 3.497 | 3.5473 | 3.4452 | 3.3762 | 3.4708 | 3.6878 | 4.0235 | 4.364 | 4.4674 | 4.558 | 4.4793 | 4.5225 | 4.4805 | 4.5807 | 4.5072 | 4.6766 | 4.7495 | 5.1459 | 5.4118 | 5.2373 | 4.8885 | 4.5371 | 4.0901 | 3.8304
2022-12-07 | 3.6913 | 3.4872 | 3.4166 | 3.4511 | 3.5483 | 3.8769 | 4.231 | 4.5268 | 4.6882 | 4.8062 | 4.7746 | 4.8839 | 4.7804 | 4.8116 | 4.8527 | 4.8584 | 4.84 | 5.0562 | 5.3127 | 5.0366 | 4.6752 | 4.3245 | 3.9579 | 3.709
2022-12-08 | 3.5912 | 3.541 | 3.5213 | 3.5276 | 3.6191 | 3.934 | 4.2736 | 4.453 | 4.4084 | 4.5128 | 4.4732 | 4.3585 | 4.3032 | 4.2832 | 4.3686 | 4.4865 | 4.6526 | 5.0158 | 5.195 | 4.9804 | 4.6651 | 4.3049 | 3.9669 | 3.7287
2022-12-09 | 3.5336 | 3.4287 | 3.47 | 3.3992 | 3.4133 | 3.726 | 4.1208 | 4.3056 | 4.3622 | 4.7275 | 4.6356 | 4.6022 | 4.62 | 4.67 | 4.7545 | 4.923 | 5.0694 | 5.1517 | 5.1378 | 4.8538 | 4.6346 | 4.3826 | 3.9955 | 3.6897
2022-12-10 | 3.4477 | 3.342 | 3.3168 | 3.2638 | 3.3246 | 3.5027 | 3.7549 | 3.9799 | 4.1473 | 4.2365 | 4.1406 | 4.1961 | 4.198 | 4.2388 | 4.3145 | 4.2962 | 4.5417 | 4.7485 | 4.9671 | 4.757 | 4.4527 | 4.1725 | 3.8832 | 3.6822
2022-12-11 | 3.4507 | 3.306 | 3.1995 | 3.0929 | 3.2017 | 3.3338 | 3.666 | 3.9839 | 4.264 | 4.3934 | 4.3442 | 4.3798 | 4.3737 | 4.3095 | 4.4273 | 4.5201 | 4.7195 | 5.1595 | 5.294 | 5.0808 | 4.5761 | 4.3202 | 4.0092 | 3.6853
2022-12-12 | 3.5179 | 3.3733 | 3.3465 | 3.3477 | 3.3354 | 3.6053 | 3.9164 | 4.2078 | 4.185 | 4.2587 | 4.3191 | 4.3591 | 4.476 | 4.3635 | 4.3678 | 4.3642 | 4.6976 | 5.0203 | 5.1742 | 5.062 | 4.7475 | 4.4263 | 3.867 | 3.6
2022-12-13 | 3.6313 | 3.5507 | 3.4038 | 3.3502 | 3.4611 | 3.7196 | 3.9403 | 4.145 | 4.2416 | 4.3331 | 4.2362 | 4.3484 | 4.3652 | 4.3415 | 4.3587 | 4.4455 | 4.4986 | 4.8454 | 5.1094 | 4.9301 | 4.6617 | 4.3703 | 3.9985 | 3.734
2022-12-14 | 3.5699 | 3.4564 | 3.385 | 3.3361 | 3.4246 | 3.7388 | 4.0217 | 4.3441 | 4.4042 | 4.4373 | 4.3535 | 4.322 | 4.4654 | 4.3408 | 4.3699 | 4.5272 | 4.7933 | 4.9779 | 5.0563 | 5.0953 | 4.8582 | 4.4116 | 3.9298 | 3.6059
2022-12-15 | 3.4761 | 3.3583 | 3.2931 | 3.2369 | 3.3879 | 3.6611 | 4.109 | 4.213 | 4.2709 | 4.386 | 4.2442 | 4.2128 | 4.2422 | 4.2166 | 4.2492 | 4.4844 | 4.5921 | 4.978 | 5.3877 | 5.211 | 4.7821 | 4.4451 | 4.0476 | 3.8428
2022-12-16 | 3.619 | 3.4206 | 3.4465 | 3.3986 | 3.5385 | 3.8041 | 3.9826 | 4.1749 | 4.223 | 4.2582 | 4.3454 | 4.6734 | 4.5996 | 4.4601 | 4.5381 | 4.7429 | 4.8555 | 5.141 | 5.3203 | 5.1985 | 4.89 | 4.4856 | 4.1022 | 3.8797
2022-12-17 | 3.7516 | 3.6104 | 3.557 | 3.56 | 3.6078 | 3.6976 | 3.8824 | 4.0019 | 4.1607 | 4.298 | 4.2389 | 4.4086 | 4.381 | 4.3574 | 4.4255 | 4.7288 | 4.7012 | 5.0837 | 5.3121 | 5.096 | 4.7523 | 4.545 | 4.0688 | 3.757
2022-12-18 | 3.7131 | 3.5544 | 3.4618 | 3.4259 | 3.4094 | 3.5153 | 3.7395 | 3.9633 | 4.0775 | 4.2285 | 4.323 | 4.3826 | 4.314 | 4.3889 | 4.3601 | 4.5055 | 4.7576 | 5.1375 | 5.2705 | 5.0976 | 4.7535 | 4.3838 | 3.9771 | 3.7052
2022-12-19 | 3.6252 | 3.4896 | 3.3941 | 3.3816 | 3.4727 | 3.6193 | 3.8643 | 4.0924 | 4.4679 | 4.6983 | 4.7552 | 4.9449 | 4.9046 | 4.8918 | 4.966 | 5.103 | 5.1625 | 5.5831 | 5.634 | 5.3564 | 5.085 | 4.7015 | 4.3616 | 4.0136
2022-12-20 | 3.7719 | 3.5791 | 3.4712 | 3.3762 | 3.4766 | 3.5516 | 3.7515 | 3.9808 | 4.332 | 4.5411 | 4.748 | 4.6974 | 4.7254 | 4.8008 | 4.8233 | 4.811 | 4.9342 | 5.3162 | 5.5184 | 5.3058 | 4.9869 | 4.6638 | 4.2758 | 4.0493
2022-12-21 | 3.9066 | 3.7991 | 3.707 | 3.7093 | 3.848 | 3.991 | 4.1644 | 4.4932 | 4.8367 | 4.7238 | 4.9642 | 5.0534 | 5.0795 | 4.9799 | 5.2276 | 5.2742 | 5.5316 | 5.6784 | 5.9451 | 5.8295 | 5.3024 | 4.8106 | 4.3154 | 3.8496
2022-12-22 | 3.6766 | 3.5493 | 3.5232 | 3.5 | 3.5592 | 3.8116 | 4.0321 | 4.2962 | 4.625 | 4.6538 | 4.8358 | 4.9458 | 4.8928 | 4.9479 | 5.0377 | 5.0513 | 5.3635 | 5.6693 | 5.7746 | 5.6059 | 5.1932 | 4.9324 | 4.5372 | 3.9756
2022-12-23 | 3.7749 | 3.6324 | 3.6096 | 3.4907 | 3.6073 | 3.7893 | 3.9683 | 4.3022 | 4.6679 | 4.8904 | 5.116 | 5.28 | 5.3506 | 5.1442 | 5.2338 | 5.2907 | 5.5576 | 5.8723 | 5.8982 | 5.5411 | 5.2544 | 5.0627 | 4.6456 | 4.1226
2022-12-24 | 3.933 | 3.7725 | 3.825 | 3.7158 | 3.5675 | 3.7491 | 3.9858 | 4.3486 | 4.6299 | 4.8069 | 4.9044 | 4.7979 | 4.85 | 4.8144 | 4.8224 | 4.9362 | 5.2546 | 5.5596 | 5.7138 | 5.5256 | 5.2191 | 4.9071 | 4.4376 | 4.0399
2022-12-25 | 3.8017 | 3.6274 | 3.5376 | 3.63 | 3.5409 | 3.6764 | 3.921 | 4.3162 | 4.6589 | 4.7397 | 4.7666 | 4.8809 | 4.9606 | 4.7329 | 4.9775 | 5.2065 | 5.3476 | 5.694 | 5.7994 | 5.6451 | 5.1933 | 4.9944 | 4.6358 | 4.1504
2022-12-26 | 3.8241 | 3.695 | 3.6448 | 3.5509 | 3.6778 | 3.7153 | 3.8238 | 4.138 | 4.5606 | 4.709 | 4.8862 | 4.95 | 4.896 | 4.6926 | 4.8718 | 5.0992 | 5.2971 | 5.6437 | 5.7423 | 5.6004 | 5.2025 | 5.0087 | 4.6381 | 4.1455
2022-12-27 | 3.7198 | 3.5309 | 3.3493 | 3.358 | 3.4017 | 3.5246 | 3.6624 | 3.8749 | 4.2418 | 4.3342 | 4.6067 | 4.5955 | 4.6789 | 4.7759 | 4.8176 | 4.7856 | 4.9538 | 5.3047 | 5.4944 | 5.2435 | 4.9615 | 4.6445 | 4.271 | 4.0053
2022-12-28 | 4.1244 | 4.0109 | 3.9146 | 3.9162 | 4.0707 | 4.2233 | 4.4073 | 4.7452 | 5.1054 | 4.9878 | 5.2345 | 5.343 | 5.3701 | 5.258 | 5.5182 | 5.5774 | 5.8377 | 5.9995 | 6.2812 | 6.1598 | 5.6041 | 5.0806 | 4.5562 | 4.0645
2022-12-29 | 3.6766 | 3.5499 | 3.523 | 3.5039 | 3.5672 | 3.8138 | 4.0336 | 4.2975 | 4.6246 | 4.654 | 4.836 | 4.9456 | 4.8854 | 4.9437 | 5.0393 | 5.0601 | 5.3628 | 5.6698 | 5.7774 | 5.6073 | 5.1969 | 4.9319 | 4.5356 | 3.9737
2022-12-30 | 3.773 | 3.6304 | 3.6096 | 3.4982 | 3.6154 | 3.7961 | 3.9681 | 4.3037 | 4.6713 | 4.8905 | 5.1132 | 5.2826 | 5.346 | 5.143 | 5.2332 | 5.2978 | 5.5587 | 5.8697 | 5.8926 | 5.5349 | 5.2482 | 5.0584 | 4.6428 | 4.1204
2022-12-31 | 3.9399 | 3.7777 | 3.8307 | 3.723 | 3.5752 | 3.7575 | 3.9954 | 4.3535 | 4.6243 | 4.8023 | 4.9045 | 4.8006 | 4.8433 | 4.8028 | 4.8113 | 4.9296 | 5.2484 | 5.5557 | 5.7111 | 5.52 | 5.2142 | 4.907 | 4.4373 | 4.0385
2023-01-01 | 3.6338 | 3.5167 | 3.4999 | 3.467 | 3.4507 | 3.5779 | 3.7372 | 3.7932 | 4.0673 | 4.155 | 4.085 | 4.0724 | 4.159 | 4.3382 | 4.4384 | 4.5616 | 4.748 | 5.0078 | 5.0426 | 4.9196 | 4.7211 | 4.3408 | 3.9704 | 3.7281
2023-01-02 | 3.5711 | 3.5107 | 3.4671 | 3.5 | 3.5342 | 3.6988 | 3.9814 | 4.1216 | 4.2401 | 4.2523 | 4.3227 | 4.3665 | 4.4491 | 4.4749 | 4.833 | 4.9774 | 5.116 | 5.368 | 5.4566 | 5.2755 | 4.8777 | 4.4627 | 4.0706 | 3.7043
2023-01-03 | 4.0662 | 3.8843 | 3.7297 | 3.6321 | 3.6284 | 3.7729 | 3.8401 | 4.1146 | 4.1925 | 4.411 | 4.8032 | 4.8253 | 4.7581 | 4.6338 | 4.6668 | 4.6783 | 4.8904 | 5.3601 | 5.7795 | 5.5355 | 5.1519 | 4.8575 | 4.4234 | 3.8565
2023-01-04 | 3.6414 | 3.5404 | 3.4714 | 3.5571 | 3.5722 | 3.7268 | 4.0252 | 4.2268 | 4.4425 | 4.5583 | 4.63 | 4.539 | 4.5138 | 4.6201 | 4.766 | 4.918 | 5.106 | 5.372 | 5.7049 | 5.526 | 5.1747 | 4.7874 | 4.286 | 3.7553
2023-01-05 | 3.5838 | 3.4916 | 3.4637 | 3.4617 | 3.5109 | 3.7352 | 3.9746 | 4.1976 | 4.5243 | 4.5995 | 4.3093 | 4.3137 | 4.2711 | 4.2867 | 4.3129 | 4.8158 | 5.1278 | 5.4183 | 5.6309 | 5.3297 | 4.9375 | 4.6342 | 4.1663 | 3.7591
2023-01-06 | 3.6301 | 3.5112 | 3.51 | 3.5733 | 3.6263 | 3.8767 | 4.0947 | 4.2508 | 4.3399 | 4.3325 | 4.2751 | 4.3474 | 4.3348 | 4.3002 | 4.4207 | 4.6665 | 5.1128 | 5.3638 | 5.5474 | 5.3951 | 5.0129 | 4.652 | 4.1972 | 3.8397
2023-01-07 | 3.6509 | 3.5775 | 3.536 | 3.4968 | 3.5399 | 3.6469 | 3.9752 | 4.0955 | 4.2135 | 4.2865 | 4.2088 | 4.1117 | 4.2734 | 4.4541 | 4.4028 | 4.6047 | 4.8763 | 4.9942 | 5.1109 | 4.967 | 4.7089 | 4.4524 | 3.9845 | 3.7711
2023-01-08 | 3.6394 | 3.5128 | 3.4926 | 3.4604 | 3.4446 | 3.579 | 3.7446 | 3.7993 | 4.07 | 4.156 | 4.0824 | 4.0658 | 4.1579 | 4.3352 | 4.4284 | 4.5462 | 4.7361 | 5.0046 | 5.0392 | 4.9215 | 4.7229 | 4.3401 | 3.9717 | 3.7299
2023-01-09 | 3.5702 | 3.5106 | 3.4624 | 3.4925 | 3.5335 | 3.6981 | 3.9793 | 4.1184 | 4.2339 | 4.2461 | 4.3162 | 4.3551 | 4.4419 | 4.4589 | 4.8272 | 4.9708 | 5.1052 | 5.3578 | 5.4467 | 5.2689 | 4.8742 | 4.4593 | 4.0681 | 3.6928
2023-01-10 | 3.5764 | 3.4616 | 3.4312 | 3.5057 | 3.5059 | 3.7134 | 3.9613 | 4.1029 | 4.1948 | 4.0804 | 4.1593 | 4.2202 | 4.298 | 4.5684 | 4.9347 | 4.912 | 4.9059 | 5.1544 | 5.476 | 5.2503 | 4.8055 | 4.4809 | 3.9888 | 3.6422
2023-01-11 | 3.4925 | 3.4474 | 3.388 | 3.3959 | 3.4984 | 3.8052 | 4.0818 | 4.3579 | 4.3704 | 4.3133 | 4.2916 | 4.3801 | 4.3508 | 4.6354 | 4.5918 | 4.6692 | 4.7722 | 5.1298 | 5.3685 | 5.0992 | 4.9082 | 4.4641 | 4.0802 | 3.7588
2023-01-12 | 3.5809 | 3.4971 | 3.504 | 3.4922 | 3.5363 | 3.7547 | 4.0611 | 4.3358 | 4.2873 | 4.5163 | 4.6731 | 4.459 | 4.4609 | 4.5102 | 4.559 | 4.5653 | 4.7784 | 5.2607 | 5.5774 | 5.2971 | 4.8974 | 4.5803 | 4.1152 | 3.9707
2023-01-13 | 3.6605 | 3.5289 | 3.4852 | 3.5044 | 3.5917 | 3.8047 | 4.21 | 4.356 | 4.3465 | 4.4891 | 4.5312 | 4.7752 | 4.6939 | 4.6719 | 4.6933 | 4.7893 | 4.7988 | 5.1976 | 5.3608 | 5.0609 | 4.7808 | 4.3852 | 3.915 | 3.8692
2023-01-14 | 3.6383 | 3.386 | 3.4011 | 3.4238 | 3.3752 | 3.5265 | 3.7251 | 4.0185 | 4.3099 | 4.5846 | 4.3651 | 4.4743 | 4.5709 | 4.4704 | 4.4895 | 4.7084 | 4.8813 | 5.1146 | 5.2351 | 5.1023 | 4.8095 | 4.389 | 4.0016 | 3.9332
2023-01-15 | 3.6286 | 3.4334 | 3.4191 | 3.456 | 3.4006 | 3.5672 | 3.7408 | 3.9662 | 4.3079 | 4.5993 | 4.7292 | 4.702 | 4.5748 | 4.4909 | 4.587 | 4.7389 | 4.7417 | 4.9493 | 5.2729 | 5.1145 | 4.7199 | 4.3354 | 3.9194 | 3.6401
2023-01-16 | 3.5335 | 3.4378 | 3.3789 | 3.3989 | 3.481 | 3.6335 | 3.9501 | 4.3371 | 4.5002 | 4.4764 | 4.5636 | 4.514 | 4.67 | 4.6216 | 4.6568 | 4.4657 | 4.6418 | 5.1195 | 5.3802 | 5.0928 | 4.8384 | 4.6419 | 3.9419 | 3.6527
2023-01-17 | 3.5091 | 3.3998 | 3.3119 | 3.3679 | 3.4159 | 3.6276 | 3.9276 | 4.1187 | 4.1524 | 4.1134 | 4.0642 | 4.1903 | 4.1485 | 4.1607 | 4.176 | 4.1966 | 4.252 | 4.5585 | 4.9588 | 4.8554 | 4.5607 | 4.178 | 3.7999 | 3.4485
2023-01-18 | 3.3387 | 3.3912 | 3.3958 | 3.3898 | 3.5108 | 3.8049 | 4.1501 | 4.3273 | 4.2424 | 4.3225 | 4.2906 | 4.5945 | 4.3708 | 4.3484 | 4.4471 | 4.449 | 4.4703 | 4.7404 | 5.1607 | 5.0175 | 4.633 | 4.2746 | 3.8741 | 3.5187
2023-01-19 | 3.3913 | 3.2917 | 3.2598 | 3.2843 | 3.4071 | 3.693 | 4.0033 | 4.2425 | 4.2453 | 4.3238 | 4.5223 | 4.621 | 4.4665 | 4.4853 | 4.5777 | 4.6402 | 4.7621 | 4.975 | 5.1278 | 4.944 | 4.7274 | 4.4721 | 3.9541 | 3.5604
2023-01-20 | 3.5562 | 3.4791 | 3.4475 | 3.4808 | 3.532 | 3.8275 | 4.3291 | 4.5918 | 4.493 | 4.5094 | 4.6102 | 4.6734 | 4.6814 | 4.6602 | 4.6833 | 4.7739 | 4.6784 | 4.9085 | 5.0995 | 4.8667 | 4.5478 | 4.2946 | 3.9511 | 3.6318
2023-01-21 | 3.4843 | 3.3808 | 3.3473 | 3.3492 | 3.39 | 3.6127 | 3.8564 | 4.0629 | 4.3353 | 4.4076 | 4.2268 | 4.2329 | 4.3476 | 4.5294 | 4.6152 | 4.7153 | 4.6957 | 4.9717 | 5.14 | 4.9714 | 4.6242 | 4.3159 | 3.9941 | 3.6536
2023-01-22 | 3.5231 | 3.3473 | 3.3185 | 3.3394 | 3.3426 | 3.4949 | 3.8202 | 4.1218 | 4.4422 | 4.5031 | 4.3589 | 4.536 | 4.6431 | 4.606 | 4.8088 | 4.8873 | 4.9712 | 5.1175 | 5.2852 | 5.1541 | 4.7409 | 4.414 | 3.9702 | 3.6488
2023-01-23 | 3.4968 | 3.4191 | 3.4503 | 3.4234 | 3.4457 | 3.6265 | 3.8454 | 4.0814 | 4.2506 | 4.159 | 4.0242 | 4.1749 | 4.1148 | 4.2001 | 4.1568 | 4.3509 | 4.4235 | 4.7604 | 5.1304 | 5.0316 | 4.5013 | 4.223 | 3.8662 | 3.5482
2023-01-24 | 3.3972 | 3.3256 | 3.2886 | 3.3202 | 3.4095 | 3.6177 | 3.9549 | 4.2537 | 4.1581 | 4.2762 | 4.505 | 4.6591 | 4.7362 | 4.5728 | 4.4102 | 4.5989 | 4.6135 | 5.0748 | 5.3375 | 4.7943 | 4.7589 | 4.5643 | 4.084 | 3.6637
2023-01-25 | 3.5207 | 3.4143 | 3.3507 | 3.3696 | 3.458 | 3.724 | 4.0765 | 4.2178 | 4.0236 | 4.049 | 4.0301 | 4.0657 | 4.3978 | 4.5246 | 4.5546 | 4.9546 | 5.059 | 5.3149 | 5.4199 | 5.2061 | 4.9646 | 4.5489 | 4.0976 | 3.6289
2023-01-26 | 3.4657 | 3.3416 | 3.3405 | 3.2973 | 3.375 | 3.6894 | 4.0453 | 4.3151 | 4.2165 | 4.2049 | 4.4462 | 4.5893 | 4.5444 | 4.4268 | 4.8324 | 4.9096 | 5.0187 | 5.2507 | 5.4567 | 5.0862 | 4.8639 | 4.3545 | 3.969 | 3.6787
2023-01-27 | 3.4589 | 3.391 | 3.3799 | 3.374 | 3.612 | 3.8373 | 4.3074 | 4.528 | 4.5767 | 4.5111 | 4.6609 | 4.8073 | 4.7524 | 4.7968 | 4.892 | 4.8641 | 5.0628 | 5.3625 | 5.4338 | 5.1203 | 4.8869 | 4.7167 | 4.257 | 3.9617
2023-01-28 | 3.7645 | 3.7159 | 3.487 | 3.446 | 3.466 | 3.6823 | 3.8666 | 4.1193 | 4.3368 | 4.3138 | 4.1793 | 4.1153 | 4.0505 | 4.0345 | 4.1164 | 4.1847 | 4.284 | 4.6631 | 4.9238 | 4.7831 | 4.5349 | 4.2705 | 3.9036 | 3.6464
2023-01-29 | 3.5388 | 3.3892 | 3.3957 | 3.2706 | 3.281 | 3.4716 | 3.6654 | 3.8316 | 4.082 | 4.1667 | 4.1399 | 4.2733 | 4.3212 | 4.2435 | 4.1161 | 4.2544 | 4.4632 | 4.6476 | 4.8339 | 4.877 | 4.663 | 4.2129 | 3.8411 | 3.5709
2023-01-30 | 3.4771 | 3.3904 | 3.3737 | 3.399 | 3.4604 | 3.7393 | 4.0356 | 4.2781 | 4.2349 | 4.1466 | 4.0195 | 4.0776 | 4.0403 | 4.0477 | 3.9059 | 4.0373 | 4.306 | 4.734 | 5.0699 | 4.9993 | 4.7868 | 4.3226 | 3.8475 | 3.5652
2023-01-31 | 3.4668 | 3.3806 | 3.3505 | 3.3485 | 3.458 | 3.779 | 4.3178 | 4.3818 | 4.3729 | 4.4305 | 4.2823 | 4.349 | 4.3825 | 4.2448 | 4.6369 | 4.9261 | 5.1808 | 5.1481 | 5.3387 | 5.1679 | 4.8967 | 4.5094 | 3.9217 | 3.6193
2023-02-01 | 3.3315 | 3.2772 | 3.244 | 3.2283 | 3.3082 | 3.695 | 4.0312 | 4.268 | 4.3407 | 4.428 | 4.3305 | 4.0976 | 4.074 | 4.2409 | 4.1867 | 4.2795 | 4.6345 | 4.7837 | 4.8836 | 4.8953 | 4.7313 | 4.3599 | 3.8336 | 3.5919
2023-02-02 | 3.4303 | 3.358 | 3.3393 | 3.3332 | 3.4021 | 3.6807 | 3.989 | 4.3436 | 4.4914 | 4.2409 | 4.1392 | 4.2795 | 4.6723 | 4.4758 | 4.431 | 4.4804 | 4.6925 | 4.861 | 5.1327 | 4.8452 | 4.5142 | 4.1888 | 3.7282 | 3.4571
2023-02-03 | 3.3325 | 3.2826 | 3.2235 | 3.2355 | 3.3098 | 3.5767 | 3.9319 | 4.2011 | 4.3126 | 4.324 | 4.3053 | 4.5613 | 4.5877 | 4.348 | 4.7247 | 4.7616 | 4.6872 | 5.0936 | 5.114 | 4.7435 | 4.3945 | 4.2312 | 3.9116 | 3.5247
2023-02-04 | 3.3966 | 3.3267 | 3.2588 | 3.2558 | 3.2578 | 3.4889 | 3.6783 | 4.0219 | 4.2572 | 4.4192 | 4.5336 | 4.6151 | 4.5427 | 4.3652 | 4.4808 | 4.5808 | 4.5629 | 4.7562 | 4.8025 | 4.7819 | 4.6519 | 4.3665 | 3.8661 | 3.5616
2023-02-05 | 3.3436 | 3.232 | 3.2137 | 3.1801 | 3.2247 | 3.4011 | 3.5836 | 3.8916 | 4.2368 | 4.3148 | 4.2378 | 4.3946 | 4.2309 | 4.1075 | 4.1017 | 4.2122 | 4.1854 | 4.6382 | 4.8044 | 4.6634 | 4.4082 | 4.0363 | 3.7006 | 3.3829
2023-02-06 | 3.2551 | 3.1701 | 3.1585 | 3.1338 | 3.1966 | 3.5536 | 3.9371 | 4.2756 | 4.4578 | 4.4777 | 4.2952 | 4.1807 | 4.3587 | 4.318 | 4.4661 | 4.6699 | 4.7082 | 4.9019 | 5.0789 | 4.8535 | 4.6244 | 4.2496 | 3.764 | 3.5076
2023-02-07 | 3.3946 | 3.2871 | 3.2625 | 3.3534 | 3.4488 | 3.7345 | 4.126 | 4.3464 | 4.4509 | 4.4061 | 4.2729 | 4.468 | 4.4818 | 4.4663 | 4.5099 | 4.4596 | 4.7272 | 4.7995 | 5.1003 | 5.2224 | 4.7804 | 4.2855 | 3.8232 | 3.5256
2023-02-08 | 3.4263 | 3.3666 | 3.2822 | 3.28 | 3.3495 | 3.637 | 4.1438 | 4.3782 | 4.4053 | 4.5599 | 4.6814 | 4.6527 | 4.4659 | 4.6061 | 4.8037 | 4.822 | 5.1297 | 5.3222 | 5.6848 | 5.5283 | 5.2103 | 4.7902 | 4.2174 | 4.0817
2023-02-09 | 3.7819 | 3.5128 | 3.5243 | 3.5138 | 3.6771 | 4.0389 | 4.405 | 4.8054 | 4.9838 | 4.8872 | 5.0215 | 4.9558 | 4.531 | 4.5836 | 4.5772 | 4.7434 | 4.8338 | 5.0522 | 5.2781 | 5.1283 | 4.7183 | 4.4041 | 4.077 | 3.6422
2023-02-10 | 3.3561 | 3.2684 | 3.2364 | 3.2262 | 3.3391 | 3.6991 | 4.2271 | 4.5427 | 4.475 | 4.2542 | 4.3175 | 4.3286 | 4.4381 | 4.4148 | 4.3526 | 4.4294 | 4.9242 | 5.1259 | 5.1788 | 4.9683 | 4.7687 | 4.5942 | 4.0666 | 3.7937
2023-02-11 | 3.5116 | 3.4326 | 3.3142 | 3.3171 | 3.3547 | 3.5283 | 3.9267 | 4.2835 | 4.5103 | 4.3202 | 3.949 | 4.0889 | 4.2401 | 4.1703 | 4.101 | 4.249 | 4.4138 | 4.7645 | 4.8523 | 4.758 | 4.266 | 3.9912 | 3.8563 | 3.582
2023-02-12 | 3.3019 | 3.1544 | 3.1273 | 3.1215 | 3.1574 | 3.2994 | 3.5582 | 3.8246 | 4.2108 | 4.3772 | 4.3868 | 4.4415 | 4.2795 | 4.3155 | 4.1368 | 4.4646 | 4.5768 | 4.8739 | 5.1027 | 4.8926 | 4.6263 | 4.3761 | 3.9531 | 3.6774
2023-02-13 | 3.5155 | 3.3576 | 3.2263 | 3.264 | 3.2913 | 3.6276 | 4.0251 | 4.2878 | 4.3721 | 4.1435 | 4.0078 | 3.8731 | 3.8734 | 3.8207 | 3.8565 | 4.1624 | 4.3182 | 4.7206 | 5.0325 | 4.9012 | 4.5472 | 4.2349 | 3.7958 | 3.3929
2023-02-14 | 3.2607 | 3.1824 | 3.1355 | 3.1512 | 3.2323 | 3.6814 | 4.2211 | 4.4608 | 4.428 | 4.3225 | 4.1497 | 4.1645 | 4.0899 | 4.0736 | 4.0742 | 4.1661 | 4.4764 | 4.8907 | 5.037 | 5.1238 | 4.7877 | 4.3662 | 3.8311 | 3.4015
2023-02-15 | 3.2424 | 3.1927 | 3.1924 | 3.1788 | 3.2587 | 3.7081 | 4.0056 | 4.2893 | 4.313 | 4.2762 | 3.991 | 3.9474 | 3.8904 | 4.0069 | 4.0294 | 4.2197 | 4.5162 | 4.7511 | 5.1185 | 4.9779 | 4.6341 | 4.1864 | 3.7905 | 3.5382
2023-02-16 | 3.3966 | 3.3035 | 3.2582 | 3.2667 | 3.3604 | 3.6666 | 4.014 | 4.1732 | 4.2774 | 4.4307 | 4.3743 | 4.128 | 4.1485 | 4.031 | 4.0986 | 4.2068 | 4.4228 | 4.6384 | 5.0978 | 4.9232 | 4.5787 | 4.3219 | 3.9174 | 3.504
2023-02-17 | 3.287 | 3.2074 | 3.1766 | 3.2046 | 3.2852 | 3.5237 | 3.8455 | 4.0846 | 4.4037 | 4.4049 | 4.3314 | 4.1617 | 4.1001 | 3.9962 | 4.116 | 4.1991 | 4.3248 | 4.6787 | 4.9862 | 5.0308 | 4.7818 | 4.5848 | 4.1254 | 3.7153
2023-02-18 | 3.5043 | 3.3863 | 3.3519 | 3.303 | 3.434 | 3.6063 | 3.8848 | 4.0639 | 4.4877 | 4.4324 | 4.3073 | 4.2808 | 4.4284 | 4.0152 | 4.2705 | 4.3537 | 4.4814 | 4.7206 | 5.0148 | 4.9531 | 4.6776 | 4.4328 | 3.977 | 3.6048
2023-02-19 | 3.2936 | 3.1687 | 3.1872 | 3.1512 | 3.1913 | 3.3088 | 3.5362 | 3.8198 | 4.0796 | 4.0784 | 4.1121 | 4.0159 | 4.1727 | 4.1113 | 4.3053 | 4.4343 | 4.51 | 4.6853 | 4.8823 | 4.8764 | 4.647 | 4.3649 | 4.0222 | 3.6487
2023-02-20 | 3.4042 | 3.3017 | 3.2907 | 3.2535 | 3.3007 | 3.4928 | 3.6999 | 3.9639 | 4.1852 | 4.122 | 3.9696 | 3.9384 | 3.9045 | 3.8561 | 4.0754 | 4.3282 | 4.8071 | 4.8968 | 4.942 | 4.9352 | 4.5992 | 4.3148 | 3.8743 | 3.4786
2023-02-21 | 3.3555 | 3.2533 | 3.207 | 3.235 | 3.3179 | 3.5457 | 3.9304 | 4.2189 | 4.584 | 4.5402 | 4.5848 | 4.5133 | 4.4871 | 4.45 | 4.4099 | 4.445 | 4.5144 | 4.9024 | 4.9516 | 4.8433 | 4.5173 | 4.1883 | 3.7915 | 3.4471
2023-02-22 | 3.2783 | 3.2042 | 3.2839 | 3.2598 | 3.4132 | 3.8557 | 4.2442 | 4.4801 | 4.6113 | 4.5166 | 4.525 | 4.6166 | 4.6235 | 4.6188 | 4.5177 | 4.5441 | 4.6509 | 4.9258 | 5.2175 | 5.0587 | 4.6468 | 4.5535 | 3.9227 | 3.4686
2023-02-23 | 3.3435 | 3.2673 | 3.2984 | 3.2422 | 3.3016 | 3.6429 | 3.8982 | 4.0758 | 4.2142 | 4.1247 | 4.2074 | 4.4095 | 4.2656 | 4.3479 | 4.4352 | 4.7298 | 4.9528 | 5.2199 | 5.5052 | 5.1195 | 4.9195 | 4.3884 | 3.7875 | 3.518
2023-02-24 | 3.2525 | 3.1324 | 3.1046 | 3.1924 | 3.2919 | 3.656 | 4.149 | 4.2639 | 4.15 | 4.1242 | 4.4847 | 4.5978 | 4.7535 | 4.555 | 4.557 | 4.9347 | 5.1269 | 5.5259 | 5.5224 | 5.3628 | 5.1984 | 4.7898 | 4.2087 | 3.8782
2023-02-25 | 3.5322 | 3.329 | 3.3544 | 3.2659 | 3.3032 | 3.5113 | 3.8405 | 4.0546 | 4.3791 | 4.5337 | 4.4414 | 4.3216 | 4.2587 | 4.2758 | 4.3082 | 4.4939 | 4.7159 | 4.837 | 4.898 | 4.9704 | 4.5914 | 4.1731 | 3.8977 | 3.5161
2023-02-26 | 3.3948 | 3.1416 | 3.1766 | 3.216 | 3.2578 | 3.3854 | 3.6606 | 3.891 | 4.2438 | 4.4037 | 4.2157 | 4.0726 | 4.1657 | 4.2418 | 4.3685 | 4.5399 | 4.6468 | 5.0629 | 5.1431 | 5.1026 | 4.7894 | 4.408 | 3.885 | 3.5905
2023-02-27 | 3.4021 | 3.3881 | 3.3122 | 3.2349 | 3.2424 | 3.448 | 4.025 | 4.3644 | 4.3162 | 4.1398 | 4.0297 | 4.155 | 4.3078 | 4.1105 | 4.267 | 4.4031 | 4.5 | 4.7622 | 5.1315 | 4.975 | 4.5912 | 4.2052 | 3.8208 | 3.4886
2023-02-28 | 3.3784 | 3.312 | 3.2679 | 3.2555 | 3.327 | 3.6754 | 3.9598 | 4.106 | 4.313 | 4.3521 | 4.2329 | 4.0749 | 3.9325 | 4.1665 | 4.2429 | 4.3993 | 4.5347 | 4.8205 | 5.1425 | 4.9107 | 4.5797 | 4.2999 | 3.7809 | 3.5169
2023-03-01 | 3.5497 | 3.4564 | 3.4809 | 3.4595 | 3.5565 | 3.8755 | 4.2426 | 4.3263 | 4.3395 | 4.2655 | 4.2324 | 4.0888 | 4.0319 | 3.9819 | 4.0498 | 4.2094 | 4.289 | 4.722 | 5.2034 | 5.29 | 5.0159 | 4.5652 | 3.993 | 3.6154
2023-03-02 | 3.4926 | 3.4154 | 3.2737 | 3.274 | 3.3432 | 3.7177 | 3.9817 | 4.0136 | 4.0262 | 3.9539 | 3.9211 | 3.923 | 3.8275 | 4.1089 | 4.0747 | 4.3083 | 4.3911 | 4.9351 | 5.1273 | 5.0207 | 4.8094 | 4.3669 | 3.9162 | 3.49
2023-03-03 | 3.4532 | 3.3136 | 3.3389 | 3.3069 | 3.4044 | 3.7404 | 4.1927 | 4.4266 | 4.323 | 4.235 | 4.0728 | 4.0934 | 4.028 | 3.9675 | 4.0801 | 4.2268 | 4.3649 | 4.6629 | 4.8876 | 5.0418 | 4.8168 | 4.5535 | 4.1182 | 3.7344
2023-03-04 | 3.529 | 3.456 | 3.3984 | 3.3147 | 3.3838 | 3.5271 | 3.8315 | 3.9967 | 4.31 | 4.3486 | 4.1114 | 4.0622 | 4.1532 | 4.0291 | 4.113 | 4.272 | 4.3611 | 4.6389 | 4.9726 | 5.0384 | 4.6578 | 4.419 | 3.9604 | 3.6069
2023-03-05 | 3.4895 | 3.4403 | 3.4284 | 3.3836 | 3.3921 | 3.5441 | 3.8735 | 4.0959 | 4.3339 | 4.3989 | 4.2857 | 4.1982 | 4.0197 | 3.9692 | 3.9709 | 4.048 | 4.2597 | 4.5714 | 4.9446 | 4.9933 | 4.8557 | 4.3749 | 3.994 | 3.5578
2023-03-06 | 3.4343 | 3.3804 | 3.3179 | 3.2047 | 3.3086 | 3.5838 | 3.8849 | 4.1472 | 4.4341 | 4.2798 | 4.1761 | 4.0683 | 4.0136 | 3.9541 | 3.9765 | 4.1577 | 4.2963 | 4.752 | 5.2008 | 5.1339 | 4.7065 | 4.437 | 4.0809 | 3.6482
2023-03-07 | 3.4702 | 3.3992 | 3.373 | 3.4423 | 3.4539 | 3.8153 | 4.303 | 4.6151 | 4.6376 | 4.6373 | 4.4601 | 4.3974 | 4.3005 | 4.422 | 4.4023 | 4.8188 | 4.9879 | 5.4043 | 5.6513 | 5.6274 | 5.339 | 4.6792 | 4.0319 | 3.6373
2023-03-08 | 3.5014 | 3.4153 | 3.4055 | 3.405 | 3.4869 | 3.7923 | 4.3249 | 4.48 | 4.6885 | 4.7162 | 4.5339 | 4.4512 | 4.7758 | 5.1544 | 5.1372 | 5.0134 | 5.1875 | 5.6497 | 5.6944 | 5.5823 | 5.3145 | 4.9298 | 4.3811 | 3.8803
2023-03-09 | 3.719 | 3.6153 | 3.4931 | 3.4446 | 3.4923 | 3.9376 | 4.4086 | 4.8594 | 5.2113 | 4.8935 | 4.4589 | 4.6482 | 4.6407 | 4.7562 | 4.722 | 4.8039 | 5.1333 | 5.5244 | 5.5083 | 5.4483 | 5.0658 | 4.5973 | 4.0103 | 3.6834
2023-03-10 | 3.5261 | 3.4587 | 3.5036 | 3.4589 | 3.4783 | 3.9006 | 4.5394 | 4.7572 | 4.5105 | 4.3103 | 4.1776 | 4.2698 | 4.2617 | 4.3278 | 4.6845 | 4.9689 | 4.9655 | 5.3337 | 5.4964 | 5.3256 | 5.0671 | 4.6579 | 4.1057 | 3.7618
2023-03-11 | 3.5993 | 3.5379 | 3.5101 | 3.5384 | 3.5378 | 3.7588 | 4.118 | 4.2848 | 4.8201 | 4.8129 | 4.4126 | 4.415 | 4.4451 | 4.3454 | 4.3712 | 4.3771 | 4.8587 | 5.2063 | 4.9035 | 4.9798 | 4.7103 | 4.5706 | 4.0519 | 3.6677
2023-03-12 | 3.5561 | 3.4868 | 3.5431 | 3.4284 | 3.4996 | 3.6618 | 3.8874 | 4.146 | 4.5444 | 4.4747 | 4.3911 | 4.4374 | 4.7761 | 4.688 | 4.6079 | 5.0112 | 5.3253 | 5.4075 | 5.5398 | 5.372 | 5.2714 | 4.975 | 4.4409 | 3.9606
2023-03-13 | 3.7464 | 3.6614 | 3.5965 | 3.5782 | 3.6455 | 3.937 | 4.3744 | 4.5371 | 4.5828 | 4.6537 | 4.5701 | 4.8073 | 4.7156 | 4.3794 | 4.4831 | 4.5484 | 4.7949 | 5.3022 | 5.4607 | 5.2141 | 4.9356 | 4.5077 | 4.0481 | 3.6962
2023-03-14 | 3.5683 | 3.4781 | 3.454 | 3.4672 | 3.5258 | 3.8304 | 4.3432 | 4.5116 | 4.5183 | 4.5379 | 4.4077 | 4.3776 | 4.2941 | 4.7646 | 4.9096 | 4.9339 | 5.1818 | 5.3982 | 5.4409 | 5.4931 | 5.167 | 4.7137 | 4.092 | 3.7654
2023-03-15 | 3.6756 | 3.6066 | 3.5348 | 3.5538 | 3.5808 | 3.9463 | 4.3562 | 4.6608 | 4.6464 | 4.624 | 4.3362 | 4.3928 | 4.7445 | 4.5477 | 4.7371 | 4.9872 | 5.04 | 5.4747 | 5.7963 | 5.6435 | 5.2604 | 4.8388 | 4.1317 | 3.7497
2023-03-16 | 3.8394 | 3.6935 | 3.6472 | 3.6354 | 3.7043 | 4.1089 | 4.4711 | 4.675 | 4.608 | 4.4173 | 4.3509 | 4.6895 | 4.8326 | 4.8059 | 4.9153 | 5.2295 | 5.4191 | 5.8471 | 5.981 | 5.7866 | 5.1887 | 4.7816 | 4.2571 | 3.7968
2023-03-17 | 3.6201 | 3.4925 | 3.4733 | 3.4812 | 3.475 | 3.8152 | 4.2401 | 4.3355 | 4.43 | 4.2979 | 4.2079 | 4.24 | 4.4251 | 4.5542 | 4.6954 | 4.9711 | 5.0678 | 5.1109 | 5.2509 | 5.282 | 4.8216 | 4.4713 | 4.0536 | 3.7591
2023-03-18 | 3.5484 | 3.4736 | 3.4938 | 3.5433 | 3.5377 | 3.7159 | 4.1503 | 4.4339 | 4.6424 | 4.6329 | 4.6057 | 4.3716 | 4.6845 | 4.5239 | 4.639 | 4.9062 | 5.0321 | 5.4162 | 5.3626 | 5.4901 | 5.2397 | 4.976 | 4.4261 | 3.8708
2023-03-19 | 3.5992 | 3.5335 | 3.4975 | 3.5522 | 3.444 | 3.6008 | 3.8155 | 3.9016 | 4.1016 | 4.0743 | 4.0507 | 4.0698 | 3.9958 | 3.8498 | 3.9429 | 4.1425 | 4.3673 | 4.8315 | 4.9799 | 4.844 | 4.5223 | 4.2966 | 3.9138 | 3.5757
2023-03-20 | 3.4218 | 3.3308 | 3.3358 | 3.2534 | 3.3415 | 3.5655 | 3.8311 | 4.0268 | 4.5341 | 4.4545 | 4.2884 | 3.996 | 3.8769 | 4.0365 | 3.9525 | 4.1768 | 4.3271 | 4.7609 | 5.0721 | 5.2222 | 4.9065 | 4.3584 | 3.7977 | 3.4863
2023-03-21 | 3.3644 | 3.4256 | 3.4508 | 3.4697 | 3.503 | 3.809 | 4.1062 | 4.1247 | 4.2407 | 4.2511 | 4.3623 | 4.2012 | 4.1789 | 4.2093 | 4.0916 | 4.1996 | 4.4261 | 4.8686 | 4.9943 | 5.051 | 4.8194 | 4.4344 | 3.9395 | 3.5391
2023-03-22 | 3.4363 | 3.3522 | 3.375 | 3.3677 | 3.3782 | 3.7518 | 3.9503 | 4.0835 | 4.2621 | 4.2735 | 4.2513 | 4.379 | 4.5524 | 4.7117 | 4.7243 | 4.6789 | 4.6873 | 5.0539 | 5.1427 | 5.2886 | 5.022 | 4.7326 | 4.1655 | 3.6279
2023-03-23 | 3.5182 | 3.4134 | 3.3958 | 3.3586 | 3.4402 | 3.8476 | 4.0607 | 4.2656 | 4.4885 | 4.2659 | 4.304 | 4.1226 | 3.874 | 3.9695 | 4.3454 | 4.4632 | 4.5019 | 4.8376 | 5.1084 | 5.1834 | 4.8094 | 4.3538 | 3.8887 | 3.4923
2023-03-24 | 3.3783 | 3.3272 | 3.3093 | 3.2649 | 3.3959 | 3.6645 | 4.0527 | 4.3476 | 4.4928 | 4.4132 | 4.729 | 4.6698 | 4.4119 | 4.5642 | 4.7583 | 4.856 | 4.8998 | 5.1363 | 5.3264 | 5.2422 | 4.9408 | 4.5028 | 4.0478 | 3.6855
2023-03-25 | 3.5796 | 3.492 | 3.4839 | 3.4815 | 3.5063 | 3.66 | 3.8945 | 4.011 | 4.0993 | 4.0944 | 3.9673 | 3.9775 | 3.9583 | 3.8099 | 4.1679 | 4.9307 | 4.7464 | 5.0172 | 4.9761 | 4.9196 | 4.5849 | 4.6343 | 4.0657 | 3.6446
2023-03-26 | 3.7273 | 3.654 | 3.4568 | 3.4108 | 3.4101 | 3.6212 | 3.8275 | 3.9532 | 4.2633 | 4.3101 | 4.3306 | 4.7357 | 4.5485 | 4.9158 | 4.8783 | 4.845 | 5.1309 | 5.4953 | 5.5842 | 5.5714 | 5.6086 | 4.9878 | 4.4332 | 3.964
2023-03-27 | 3.7832 | 3.6583 | 3.5995 | 3.5227 | 3.6107 | 3.7399 | 4.1308 | 4.4443 | 5.0083 | 4.8849 | 5.1015 | 4.4797 | 4.856 | 4.6165 | 4.5982 | 4.7407 | 5.0742 | 5.2228 | 5.3244 | 5.6033 | 5.1038 | 4.5058 | 4.0124 | 3.6066
2023-03-28 | 3.4463 | 3.424 | 3.3603 | 3.3766 | 3.4479 | 3.7484 | 4.1517 | 4.3512 | 4.5083 | 4.4611 | 4.3465 | 4.3384 | 4.6871 | 4.5301 | 4.6704 | 5.1733 | 5.2181 | 5.4075 | 5.6284 | 5.5427 | 5.1027 | 4.5643 | 4.0717 | 3.659
2023-03-29 | 3.4715 | 3.3996 | 3.3782 | 3.3319 | 3.4082 | 3.6909 | 4.1376 | 4.1479 | 4.2785 | 4.2865 | 4.2382 | 4.4607 | 4.542 | 4.5736 | 4.5746 | 4.7747 | 4.9275 | 5.2528 | 5.2363 | 5.3018 | 5.1777 | 4.6599 | 4.1155 | 3.6218
2023-03-30 | 3.5231 | 3.4799 | 3.4413 | 3.4919 | 3.5355 | 3.8787 | 4.2977 | 4.4764 | 4.72 | 4.9364 | 5.1052 | 5.1912 | 4.9714 | 4.8932 | 4.9962 | 5.055 | 5.2583 | 5.5878 | 5.3519 | 5.5005 | 5.3333 | 4.5363 | 3.919 | 3.5598
2023-03-31 | 3.4061 | 3.3148 | 3.2919 | 3.3114 | 3.3732 | 3.6132 | 4.0559 | 4.1138 | 4.1869 | 4.1559 | 4.2772 | 4.4292 | 4.4833 | 4.4354 | 4.524 | 4.7461 | 4.7879 | 4.939 | 4.9101 | 4.9562 | 4.7236 | 4.2637 | 3.9406 | 3.6663
2023-04-01 | 3.4999 | 3.4254 | 3.4476 | 3.3952 | 3.3907 | 3.5827 | 3.7811 | 3.9663 | 4.3137 | 4.4822 | 4.4414 | 4.9732 | 4.4418 | 4.3041 | 4.5285 | 4.6795 | 4.7453 | 5.1299 | 5.0785 | 5.1669 | 4.7324 | 4.2145 | 3.9733 | 3.5561
2023-04-02 | 3.411 | 3.3131 | 3.2999 | 3.2884 | 3.3205 | 3.4838 | 3.6099 | 3.7268 | 4.1989 | 4.0633 | 4.1606 | 4.3354 | 4.1726 | 4.2507 | 4.2662 | 4.5443 | 4.6954 | 5.0587 | 5.0901 | 5.1848 | 4.8902 | 4.4436 | 3.8475 | 3.542
2023-04-03 | 3.4355 | 3.4825 | 3.4123 | 3.4419 | 3.4996 | 3.7684 | 4.0414 | 4.434 | 4.6811 | 4.4702 | 4.5978 | 4.5202 | 4.4866 | 4.4986 | 4.3104 | 4.5477 | 4.5451 | 4.9034 | 4.86 | 5.1033 | 4.6569 | 4.1551 | 3.713 | 3.4247
2023-04-04 | 3.3229 | 3.2046 | 3.1919 | 3.2275 | 3.3369 | 3.615 | 3.8417 | 4.0104 | 4.1013 | 4.1124 | 4.0621 | 4.2383 | 4.0846 | 4.0568 | 4.2756 | 4.3911 | 4.53 | 5.023 | 5.4238 | 5.5734 | 5.2363 | 4.8057 | 4.0799 | 3.7555
2023-04-05 | 3.6064 | 3.5579 | 3.5003 | 3.4463 | 3.5047 | 3.7878 | 4.1474 | 4.2956 | 4.4798 | 4.8191 | 4.7918 | 4.5533 | 4.5437 | 4.5107 | 4.5314 | 5.069 | 5.1908 | 5.5943 | 5.6848 | 5.7901 | 5.3375 | 4.2884 | 3.9536 | 3.7573
2023-04-06 | 3.7277 | 3.3762 | 3.4762 | 3.4063 | 3.4583 | 3.7249 | 4.0048 | 4.1289 | 4.2887 | 4.2105 | 4.5215 | 4.6108 | 4.5007 | 4.4174 | 4.5709 | 4.97 | 5.3287 | 5.59 | 5.8008 | 5.6458 | 5.1434 | 4.8086 | 4.25 | 3.9253
2023-04-07 | 3.6182 | 3.5909 | 3.5446 | 3.5609 | 3.619 | 3.8902 | 4.2792 | 4.5836 | 4.9771 | 4.9144 | 4.9178 | 4.7735 | 4.4197 | 4.6671 | 5.0512 | 5.2278 | 5.2135 | 5.3188 | 5.2455 | 5.3539 | 5.0296 | 4.466 | 4.0501 | 3.5662
2023-04-08 | 3.4189 | 3.278 | 3.3351 | 3.3652 | 3.3882 | 3.5928 | 3.7154 | 3.8195 | 3.9504 | 3.9941 | 3.9951 | 4.3614 | 4.2056 | 4.2094 | 4.3165 | 4.469 | 4.6809 | 5.0738 | 5.3096 | 5.491 | 4.8886 | 4.6838 | 4.3103 | 3.868
2023-04-09 | 3.6988 | 3.5534 | 3.5099 | 3.5255 | 3.5466 | 3.6767 | 3.8924 | 4.103 | 4.3353 | 4.2647 | 4.766 | 4.761 | 4.5886 | 4.7336 | 4.7323 | 4.9612 | 5.0283 | 5.1175 | 5.1335 | 5.3444 | 4.7211 | 4.3958 | 4.0039 | 3.7568
2023-04-10 | 3.6251 | 3.365 | 3.3718 | 3.4171 | 3.4829 | 3.7414 | 4.1357 | 4.3792 | 4.6132 | 4.5191 | 4.7222 | 4.9915 | 4.9497 | 5.0021 | 5.2066 | 5.398 | 5.6348 | 5.7423 | 5.8813 | 5.8239 | 5.3065 | 4.7571 | 4.0839 | 3.7162
2023-04-11 | 3.6259 | 3.5798 | 3.5067 | 3.4203 | 3.4005 | 3.6578 | 4.0929 | 4.3572 | 4.4872 | 4.3755 | 4.5508 | 4.4863 | 4.3119 | 4.5461 | 4.6785 | 4.9274 | 5.1926 | 5.5359 | 5.8367 | 5.7826 | 5.4645 | 4.6069 | 4.0813 | 3.6381
2023-04-12 | 3.5946 | 3.5344 | 3.4876 | 3.4022 | 3.4983 | 3.8258 | 4.2277 | 4.7625 | 5.0001 | 5.0662 | 4.8124 | 4.8014 | 4.7611 | 4.7747 | 4.6043 | 4.8303 | 5.1032 | 5.5701 | 5.6989 | 5.692 | 5.2301 | 4.665 | 4.2974 | 3.7218
2023-04-13 | 3.5819 | 3.58 | 3.5237 | 3.4854 | 3.5408 | 3.8514 | 4.2987 | 4.7518 | 4.9912 | 5.2725 | 5.4959 | 4.9056 | 4.6769 | 4.6153 | 4.764 | 5.1675 | 5.3517 | 5.6619 | 5.7083 | 5.8848 | 5.5432 | 4.6631 | 4.206 | 3.7718
2023-04-14 | 3.5607 | 3.5031 | 3.5236 | 3.5338 | 3.5882 | 3.8835 | 4.4117 | 4.8364 | 5.6567 | 5.554 | 5.2479 | 5.0472 | 5.0238 | 4.9385 | 5.1803 | 5.3351 | 5.5287 | 5.7029 | 5.7619 | 5.7565 | 5.5284 | 4.9399 | 4.4331 | 3.8771
2023-04-15 | 3.6813 | 3.5886 | 3.6316 | 3.594 | 3.5771 | 3.8025 | 4.0236 | 4.3488 | 4.6752 | 4.5972 | 4.515 | 4.2742 | 4.3092 | 4.326 | 4.3589 | 4.4827 | 4.696 | 5.2091 | 5.0361 | 5.1662 | 4.6434 | 4.2872 | 3.9799 | 3.632
2023-04-16 | 3.5301 | 3.4263 | 3.454 | 3.4732 | 3.5064 | 3.7567 | 3.8931 | 4.057 | 4.5186 | 4.6155 | 4.3086 | 4.4468 | 4.6096 | 4.4462 | 4.6396 | 5.1491 | 5.1351 | 5.5609 | 5.6027 | 5.6389 | 5.3291 | 4.8508 | 4.2076 | 3.7578
2023-04-17 | 3.4294 | 3.4357 | 3.38 | 3.4297 | 3.432 | 3.7619 | 4.0875 | 4.3884 | 4.3298 | 4.1316 | 4.0409 | 3.8839 | 3.8831 | 3.8724 | 3.9757 | 4.3124 | 4.6009 | 5.049 | 5.4757 | 5.7154 | 5.3079 | 4.7773 | 4.1041 | 3.7077
2023-04-18 | 3.5965 | 3.5508 | 3.4372 | 3.3994 | 3.3799 | 3.6144 | 3.9619 | 4.0695 | 4.1791 | 4.3119 | 4.183 | 3.7786 | 4.7403 | 4.4083 | 4.5507 | 5.3612 | 5.4194 | 5.7357 | 5.7852 | 5.6956 | 5.4452 | 4.6761 | 4.0931 | 3.9008
2023-04-19 | 3.7872 | 3.6432 | 3.4833 | 3.553 | 3.6653 | 3.9628 | 4.4136 | 4.5232 | 4.9765 | 5.0567 | 4.4894 | 4.5103 | 4.6438 | 4.8929 | 5.2597 | 5.3472 | 5.5509 | 5.8137 | 5.7113 | 5.6136 | 5.4057 | 4.7128 | 4.1233 | 3.7244
2023-04-20 | 3.5685 | 3.5808 | 3.5356 | 3.5647 | 3.5583 | 3.844 | 4.0439 | 3.9289 | 4.1448 | 4.0747 | 3.9917 | 4.3772 | 4.466 | 4.112 | 4.5334 | 4.7576 | 4.9518 | 5.2529 | 5.4592 | 5.4921 | 4.9825 | 4.3458 | 4.0102 | 3.7358
2023-04-21 | 3.5027 | 3.4023 | 3.4518 | 3.3932 | 3.5858 | 3.6907 | 4.1059 | 4.2212 | 4.7822 | 4.898 | 5.1448 | 4.9897 | 4.966 | 4.8501 | 5.1144 | 5.4247 | 5.4415 | 5.7691 | 5.8564 | 5.7343 | 5.3816 | 5.0107 | 4.2058 | 3.8673
2023-04-22 | 3.7138 | 3.6555 | 3.6561 | 3.6022 | 3.6813 | 3.7441 | 3.8743 | 4.1259 | 4.544 | 4.7455 | 4.8638 | 4.6384 | 4.4791 | 4.6585 | 4.7785 | 4.8315 | 4.8278 | 5.2292 | 5.4052 | 5.368 | 5.0027 | 4.4544 | 3.9889 | 3.6677
2023-04-23 | 3.6161 | 3.8349 | 3.6638 | 3.506 | 3.6138 | 3.9014 | 4.1394 | 4.477 | 4.8171 | 5.0689 | 4.8923 | 4.7234 | 4.747 | 4.7654 | 5.0288 | 5.1554 | 5.4252 | 5.6353 | 5.6973 | 5.8924 | 5.6089 | 5.1008 | 4.0055 | 3.6743
2023-04-24 | 3.5673 | 3.4776 | 3.4958 | 3.4331 | 3.4931 | 3.7372 | 4.062 | 4.3818 | 4.625 | 4.3855 | 5.021 | 4.6291 | 4.4084 | 4.2974 | 4.4209 | 4.1355 | 4.3374 | 4.8182 | 5.0208 | 5.2605 | 4.8841 | 4.3567 | 3.8173 | 3.5252
2023-04-25 | 3.4951 | 3.452 | 3.4656 | 3.4431 | 3.4645 | 3.8797 | 4.1347 | 4.162 | 4.4935 | 4.6254 | 4.4957 | 4.229 | 4.2196 | 4.1331 | 4.3636 | 4.3744 | 4.6991 | 5.0674 | 5.286 | 5.3456 | 4.9889 | 4.4582 | 3.8031 | 3.5931
2023-04-26 | 3.4872 | 3.4418 | 3.4303 | 3.4189 | 3.4516 | 3.8223 | 4.0904 | 4.2521 | 4.4079 | 4.1695 | 4.089 | 4.0321 | 4.0299 | 3.943 | 4.189 | 4.7359 | 4.9265 | 5.0853 | 5.3394 | 5.3602 | 5.0089 | 4.5133 | 3.9151 | 3.6492
2023-04-27 | 3.596 | 3.4858 | 3.5874 | 3.6682 | 3.8019 | 4.2816 | 4.5006 | 4.6057 | 4.8368 | 4.1746 | 4.0581 | 4.0046 | 4.0001 | 3.9652 | 4.073 | 4.3735 | 4.5884 | 5.2256 | 5.3944 | 5.4472 | 5.1687 | 4.508 | 3.9768 | 3.6446
2023-04-28 | 3.5621 | 3.4617 | 3.4833 | 3.505 | 3.5447 | 3.9031 | 4.1722 | 4.3192 | 4.5495 | 4.4126 | 4.2024 | 4.2545 | 4.2687 | 4.5745 | 4.9109 | 4.8424 | 4.9949 | 5.2928 | 5.6808 | 5.5651 | 5.173 | 4.7611 | 4.2608 | 3.9275
2023-04-29 | 3.7878 | 3.6263 | 3.6077 | 3.5937 | 3.4607 | 3.6943 | 3.8914 | 4.1483 | 4.4109 | 4.233 | 4.565 | 4.6983 | 4.5983 | 4.517 | 4.513 | 4.6806 | 4.975 | 5.1044 | 5.1916 | 5.0098 | 4.9262 | 4.5837 | 4.3474 | 4.0066
2023-04-30 | 3.8046 | 3.6871 | 3.5813 | 3.4709 | 3.5972 | 3.7203 | 3.8713 | 4.1978 | 4.4043 | 4.3869 | 4.4691 | 4.49 | 4.7672 | 4.5632 | 4.8137 | 4.9508 | 5.2212 | 5.3926 | 5.4699 | 5.4229 | 5.1417 | 4.6652 | 4.4175 | 3.8527
2023-05-01 | 3.5719 | 3.5979 | 3.638 | 3.6466 | 3.6627 | 3.7489 | 4.3455 | 4.5506 | 4.5687 | 4.2465 | 4.2511 | 4.5586 | 4.4035 | 4.294 | 4.2035 | 4.9514 | 5.0916 | 5.0857 | 5.1259 | 5.0368 | 4.6967 | 4.2719 | 3.8749 | 3.5774
2023-05-02 | 3.4301 | 3.3212 | 3.2861 | 3.2374 | 3.2856 | 3.5469 | 3.7973 | 3.8847 | 4.111 | 4.0031 | 4.0921 | 4.0259 | 3.9987 | 4.2545 | 4.4071 | 4.4572 | 4.5931 | 5.0099 | 5.1473 | 5.1454 | 4.5599 | 4.09 | 3.7031 | 3.3583
2023-05-03 | 3.2664 | 3.1535 | 3.1152 | 3.138 | 3.244 | 3.5937 | 3.8786 | 3.9497 | 4.228 | 4.3843 | 4.326 | 4.3201 | 4.1163 | 4.0093 | 4.1079 | 4.1907 | 4.1967 | 4.4137 | 4.752 | 4.9188 | 4.596 | 4.1638 | 3.6759 | 3.4358
2023-05-04 | 3.3134 | 3.2426 | 3.2548 | 3.2063 | 3.2476 | 3.6564 | 3.7714 | 3.9422 | 4.1355 | 4.0471 | 4.0944 | 4.2959 | 4.5287 | 4.4095 | 4.5413 | 4.7114 | 4.7508 | 4.738 | 4.8415 | 4.938 | 4.5578 | 4.2253 | 3.7689 | 3.4364
2023-05-05 | 3.3738 | 3.1954 | 3.2268 | 3.3161 | 3.4027 | 3.6669 | 4.0323 | 4.0778 | 4.2087 | 4.1679 | 4.098 | 3.9032 | 3.8205 | 3.8018 | 3.9013 | 4.2277 | 4.5866 | 4.7695 | 4.9718 | 4.9422 | 4.7751 | 4.4856 | 3.9022 | 3.6276
2023-05-06 | 3.4721 | 3.3804 | 3.4618 | 3.4806 | 3.5449 | 3.8269 | 3.9055 | 4.0212 | 4.1311 | 4.4342 | 4.3317 | 4.3047 | 4.4224 | 4.3982 | 4.3921 | 4.3843 | 4.4042 | 4.3043 | 4.4159 | 4.3217 | 4.1065 | 4.0106 | 3.6445 | 3.3342
2023-05-07 | 3.2374 | 3.1989 | 3.1542 | 3.1334 | 3.1552 | 3.4856 | 3.5978 | 3.7604 | 3.8998 | 3.8161 | 3.6641 | 3.6603 | 3.5665 | 3.6901 | 3.7737 | 3.8189 | 3.824 | 3.9814 | 4.1162 | 4.2116 | 4.0184 | 3.8037 | 3.489 | 3.2901
2023-05-08 | 3.1576 | 3.078 | 3.0934 | 3.0727 | 3.1372 | 3.405 | 3.8318 | 3.9306 | 3.9265 | 3.8192 | 3.9206 | 4.0162 | 3.8655 | 3.7914 | 3.8879 | 3.9093 | 4.0045 | 4.2117 | 4.4103 | 4.539 | 4.4057 | 4.0229 | 3.4787 | 3.1606
2023-05-09 | 3.094 | 3.0168 | 3.0195 | 3.0558 | 3.0954 | 3.4491 | 3.6233 | 3.8985 | 4.0223 | 4.0408 | 4.1282 | 4.1726 | 4.165 | 3.9182 | 4.0762 | 4.583 | 4.6135 | 4.6234 | 4.8769 | 4.8999 | 4.446 | 4.1431 | 3.6944 | 3.4083
2023-05-10 | 3.2871 | 3.1431 | 3.2201 | 3.2696 | 3.3892 | 3.8355 | 4.0058 | 4.1324 | 4.2728 | 4.1993 | 4.3751 | 4.8713 | 4.5582 | 4.3567 | 4.7119 | 5.065 | 5.087 | 4.9684 | 5.0643 | 5.2475 | 5.0383 | 4.5664 | 4.0569 | 3.4511
2023-05-11 | 3.3861 | 3.245 | 3.2619 | 3.2948 | 3.39 | 3.7463 | 4.0285 | 4.118 | 4.118 | 4.0826 | 4.1889 | 4.2529 | 4.083 | 3.9821 | 4.0398 | 4.0413 | 4.2042 | 4.457 | 4.6444 | 4.7111 | 4.5201 | 4.2379 | 3.9221 | 3.5259
2023-05-12 | 3.4298 | 3.299 | 3.4255 | 3.3781 | 3.446 | 3.7418 | 4.0373 | 4.1228 | 4.2939 | 4.1308 | 4.19 | 4.1595 | 4.0404 | 4.161 | 4.1646 | 4.2395 | 4.4765 | 4.7087 | 4.8053 | 4.7566 | 4.5205 | 4.2847 | 3.691 | 3.4704
2023-05-13 | 3.3508 | 3.3538 | 3.3932 | 3.3758 | 3.3681 | 3.5407 | 3.7468 | 3.9124 | 4.1806 | 4.1337 | 4.0148 | 4.3337 | 4.7138 | 4.5722 | 4.647 | 4.5883 | 4.6423 | 4.9107 | 4.7865 | 4.7653 | 4.6036 | 4.4095 | 4.0378 | 3.7162
2023-05-14 | 3.5993 | 3.4889 | 3.4603 | 3.413 | 3.4902 | 3.4993 | 3.6622 | 3.9989 | 4.271 | 4.0912 | 4.3368 | 4.5581 | 4.3938 | 4.543 | 4.5022 | 4.5559 | 4.5429 | 4.8369 | 4.9861 | 5.1174 | 4.9414 | 4.4636 | 4.0364 | 3.7303
2023-05-15 | 3.641 | 3.5504 | 3.582 | 3.5921 | 3.6947 | 3.9443 | 4.2603 | 4.3766 | 4.8681 | 4.8406 | 4.6082 | 4.7879 | 4.5621 | 4.5896 | 4.7086 | 4.8939 | 5.5501 | 5.6071 | 5.5414 | 5.3933 | 5.3637 | 4.88 | 4.3564 | 3.8775
2023-05-16 | 3.7502 | 3.7733 | 3.7623 | 3.7857 | 3.7763 | 4.1437 | 4.3454 | 4.6223 | 5.0158 | 4.9428 | 4.978 | 5.0927 | 4.716 | 4.816 | 5.0224 | 4.9749 | 5.082 | 5.3626 | 5.4893 | 5.5832 | 5.4522 | 4.9801 | 4.3474 | 3.8772
2023-05-17 | 3.6972 | 3.5723 | 3.5704 | 3.5678 | 3.7149 | 4.0164 | 4.2264 | 4.4687 | 5.0908 | 4.9638 | 4.896 | 4.8029 | 4.8275 | 4.8931 | 4.9355 | 5.1581 | 5.1688 | 5.5829 | 5.393 | 5.5871 | 5.5463 | 5.095 | 4.3611 | 4.0384
2023-05-18 | 4.0627 | 3.9205 | 3.8715 | 4.0035 | 4.0246 | 4.3684 | 4.7377 | 5.066 | 5.245 | 5.0793 | 5.1172 | 5.0197 | 4.9322 | 4.9333 | 5.1735 | 5.323 | 5.5708 | 5.8888 | 5.7776 | 5.7077 | 5.4429 | 5.0893 | 4.5834 | 4.198
2023-05-19 | 3.8679 | 3.7795 | 3.7807 | 3.9339 | 3.9172 | 4.2942 | 4.6134 | 4.9306 | 5.0576 | 5.0923 | 5.0972 | 4.9669 | 4.8737 | 4.9353 | 5.1652 | 5.3786 | 5.5199 | 5.5244 | 5.45 | 5.4433 | 5.3097 | 5.1113 | 4.6401 | 4.1451
2023-05-20 | 3.9103 | 3.7728 | 3.8352 | 3.846 | 3.8827 | 4.1815 | 4.2944 | 4.4329 | 5.1174 | 4.9978 | 4.9464 | 4.8027 | 4.7474 | 4.626 | 4.7204 | 4.8454 | 4.9652 | 5.1141 | 5.1818 | 5.2875 | 5.1667 | 4.882 | 4.4599 | 3.9957
2023-05-21 | 3.8555 | 3.7216 | 3.7127 | 3.708 | 3.751 | 3.9357 | 4.02 | 4.2562 | 4.8719 | 4.7521 | 4.8628 | 4.8845 | 4.7143 | 4.7003 | 4.8356 | 5.0301 | 5.1989 | 5.1587 | 5.2958 | 5.2344 | 5.1461 | 4.8428 | 4.408 | 3.9142
2023-05-22 | 3.7682 | 3.8474 | 3.7212 | 3.6929 | 3.7324 | 3.9694 | 4.3228 | 4.477 | 5.0302 | 5.1023 | 4.8435 | 4.9943 | 4.8564 | 4.8416 | 5.0826 | 5.1584 | 5.1839 | 5.5003 | 5.5499 | 5.5063 | 5.4994 | 5.0666 | 4.6906 | 4.1661
2023-05-23 | 3.9218 | 3.6973 | 3.6961 | 3.6812 | 3.6472 | 3.9788 | 4.5033 | 4.7088 | 5.1547 | 4.9859 | 4.7829 | 4.8669 | 4.7272 | 4.9387 | 4.9817 | 5.2129 | 5.2445 | 5.4023 | 5.4503 | 5.4362 | 5.3521 | 4.7106 | 4.178 | 3.8665
2023-05-24 | 3.7744 | 3.6807 | 3.8047 | 3.6503 | 3.839 | 4.1359 | 4.3855 | 4.5004 | 4.6077 | 4.5536 | 4.6027 | 4.7082 | 4.4873 | 4.5672 | 4.7928 | 4.7502 | 4.9197 | 5.1826 | 5.1926 | 5.3241 | 5.217 | 4.9656 | 4.4084 | 4.0916
2023-05-25 | 3.9377 | 3.8467 | 3.8234 | 3.9231 | 3.9866 | 4.2958 | 4.5207 | 4.7432 | 4.921 | 5.0427 | 5.0666 | 4.9464 | 4.8832 | 4.9404 | 5.3362 | 5.244 | 5.2131 | 5.3404 | 5.3817 | 5.4125 | 5.1551 | 4.9232 | 4.3519 | 3.9326
2023-05-26 | 3.8144 | 3.6926 | 3.6896 | 3.7458 | 3.9048 | 4.1861 | 4.4565 | 4.5329 | 4.793 | 4.7174 | 4.8129 | 4.7821 | 4.5957 | 4.5917 | 4.5881 | 4.7928 | 4.9719 | 5.3857 | 5.2864 | 5.503 | 5.271 | 5.0061 | 4.5708 | 4.159
2023-05-27 | 3.9464 | 3.843 | 3.8906 | 3.9363 | 3.8644 | 4.0877 | 3.9007 | 4.0983 | 4.6005 | 4.6596 | 4.4628 | 4.6924 | 4.4201 | 4.3453 | 4.3161 | 4.4443 | 4.6366 | 4.9371 | 4.8944 | 4.7995 | 4.6191 | 4.4953 | 4.1281 | 3.7949
2023-05-28 | 3.6637 | 3.6541 | 3.6711 | 3.6181 | 3.717 | 3.8057 | 3.9054 | 4.0145 | 4.5138 | 4.5902 | 4.598 | 4.5427 | 4.4935 | 4.5889 | 4.6639 | 4.7794 | 4.9069 | 5.1888 | 5.1764 | 5.1163 | 4.7554 | 4.5797 | 4.3292 | 3.9327
2023-05-29 | 3.8223 | 3.7306 | 3.698 | 3.6776 | 3.6704 | 3.8062 | 3.9704 | 4.1961 | 4.4079 | 4.4839 | 4.7559 | 4.6374 | 4.5429 | 4.534 | 4.6021 | 4.6755 | 4.8753 | 4.9128 | 4.9332 | 4.9879 | 4.9491 | 4.6439 | 4.3002 | 3.9781
2023-05-30 | 3.885 | 3.8456 | 3.8103 | 3.7976 | 3.8684 | 4.0927 | 4.2001 | 4.3743 | 4.8541 | 4.9341 | 4.9139 | 4.9431 | 5.0533 | 5.0218 | 5.1422 | 5.2303 | 5.3898 | 5.4905 | 5.2789 | 5.394 | 5.0646 | 4.7676 | 4.227 | 3.8578
2023-05-31 | 3.7136 | 3.6236 | 3.6809 | 3.7267 | 3.5804 | 3.9046 | 4.2172 | 4.285 | 4.5479 | 4.7276 | 4.5391 | 4.6391 | 4.6229 | 4.621 | 4.7832 | 4.7739 | 5.0471 | 5.1623 | 5.2114 | 5.2521 | 5.139 | 4.7773 | 4.1258 | 3.8703
2023-06-01 | 3.6172 | 3.4473 | 3.4384 | 3.4756 | 3.3292 | 3.7235 | 3.9289 | 4.2553 | 4.4392 | 4.4298 | 4.5128 | 4.5377 | 4.5343 | 4.4475 | 4.4737 | 4.782 | 4.878 | 5.009 | 5.1159 | 5.2069 | 5.1362 | 4.6211 | 4.1508 | 3.6451
2023-06-02 | 3.4991 | 3.392 | 3.363 | 3.4067 | 3.5358 | 3.9445 | 4.3707 | 4.3676 | 4.6424 | 4.6481 | 4.5904 | 4.6433 | 4.4293 | 4.3108 | 4.5463 | 4.7865 | 4.7482 | 4.9389 | 4.7169 | 4.6532 | 4.6205 | 4.5554 | 4.0372 | 3.7669
2023-06-03 | 3.6271 | 3.5249 | 3.478 | 3.4801 | 3.5483 | 3.8335 | 3.7919 | 4.0239 | 4.4654 | 4.3531 | 4.2766 | 4.4341 | 4.4122 | 4.265 | 4.436 | 4.5019 | 4.6562 | 4.8555 | 4.9688 | 4.8579 | 4.7973 | 4.522 | 4.1901 | 3.8035
2023-06-04 | 3.5884 | 3.4672 | 3.4287 | 3.5038 | 3.5723 | 3.6779 | 3.7947 | 3.8924 | 4.4167 | 4.3617 | 4.2306 | 4.1344 | 4.2867 | 4.1541 | 4.2965 | 4.3734 | 4.5309 | 4.7448 | 4.6855 | 4.7781 | 4.6214 | 4.4541 | 3.9498 | 3.6767
2023-06-05 | 3.5398 | 3.5213 | 3.4473 | 3.5881 | 3.6117 | 3.8219 | 3.8708 | 4.0422 | 4.3073 | 4.4539 | 4.6117 | 4.4197 | 4.5781 | 4.6741 | 4.8305 | 4.8773 | 4.8901 | 4.9818 | 5.0885 | 5.128 | 4.9616 | 4.4703 | 4.0899 | 3.7417
2023-06-06 | 3.6102 | 3.5128 | 3.5094 | 3.4905 | 3.5813 | 3.9229 | 4.247 | 4.1485 | 4.2983 | 4.5555 | 4.6543 | 4.648 | 4.5677 | 4.6061 | 4.8045 | 4.8382 | 4.8517 | 5.1104 | 5.0462 | 5.0755 | 4.939 | 4.5627 | 4.1913 | 3.8228
2023-06-07 | 3.7044 | 3.6156 | 3.6494 | 3.6996 | 3.7277 | 3.9623 | 4.0142 | 4.1229 | 4.5988 | 4.6551 | 4.4992 | 4.4387 | 4.511 | 4.6798 | 4.6444 | 4.8421 | 4.886 | 5.1072 | 5.1439 | 5.2336 | 5.2232 | 4.9127 | 4.5604 | 4.2061
2023-06-08 | 3.9627 | 3.8657 | 3.7884 | 3.7861 | 3.8875 | 4.1234 | 4.2458 | 4.4376 | 4.6922 | 4.7344 | 4.5128 | 4.5777 | 4.3522 | 4.3483 | 4.4365 | 4.7329 | 4.805 | 4.9481 | 4.9977 | 4.9706 | 4.903 | 4.553 | 4.1928 | 3.8162
2023-06-09 | 3.658 | 3.6151 | 3.6492 | 3.6122 | 3.7325 | 3.971 | 4.0763 | 4.2784 | 4.5878 | 4.5746 | 4.6114 | 4.5088 | 4.5066 | 4.4511 | 4.524 | 4.702 | 4.7612 | 4.9052 | 5.1107 | 5.158 | 4.9735 | 4.7298 | 4.3246 | 4.0521
2023-06-10 | 3.8551 | 3.5633 | 3.572 | 3.5625 | 3.7039 | 3.8435 | 4.0014 | 4.2077 | 4.5199 | 4.5453 | 4.4866 | 4.6754 | 4.3227 | 4.3002 | 4.5443 | 4.7359 | 4.803 | 5.1736 | 4.9032 | 4.9447 | 4.8626 | 4.6402 | 4.2686 | 3.8375
2023-06-11 | 3.6986 | 3.6194 | 3.633 | 3.6391 | 3.6966 | 3.7983 | 3.9644 | 4.1744 | 4.4685 | 4.455 | 4.5482 | 4.4756 | 4.527 | 4.5556 | 4.6068 | 4.7 | 4.6221 | 4.7988 | 5.0629 | 5.074 | 5.033 | 4.659 | 4.369 | 3.9185
2023-06-12 | 3.7809 | 3.5864 | 3.6028 | 3.6975 | 3.7489 | 3.9389 | 4.0566 | 4.4423 | 4.9089 | 4.7667 | 4.8949 | 4.7368 | 4.6797 | 4.6559 | 4.8184 | 4.9855 | 5.1617 | 5.3558 | 5.2925 | 5.2208 | 5.1643 | 4.8892 | 4.5213 | 3.9825
2023-06-13 | 3.6635 | 3.5764 | 3.5306 | 3.5842 | 3.6713 | 3.8335 | 4.0087 | 4.1835 | 4.664 | 4.5089 | 4.5317 | 4.4474 | 4.4821 | 4.3849 | 4.4296 | 4.6038 | 4.7819 | 5.0418 | 5.1932 | 5.2415 | 5.1218 | 4.7916 | 4.2865 | 3.9495
2023-06-14 | 3.8399 | 3.6427 | 3.6367 | 3.6476 | 3.668 | 4.0067 | 4.0474 | 4.2897 | 4.5806 | 4.7255 | 4.8207 | 4.832 | 4.6006 | 4.6746 | 4.6739 | 4.96 | 4.9377 | 5.1756 | 5.214 | 5.2514 | 5.1809 | 4.9094 | 4.508 | 4.1405
2023-06-15 | 3.9857 | 3.9626 | 3.831 | 3.7584 | 3.8014 | 4.0842 | 4.1381 | 4.272 | 4.4283 | 4.3023 | 4.4259 | 4.4448 | 4.4783 | 4.2941 | 4.4079 | 4.5297 | 4.6608 | 4.8518 | 4.8884 | 4.9456 | 4.7722 | 4.4681 | 4.0312 | 3.7912
2023-06-16 | 3.5996 | 3.5009 | 3.5637 | 3.5585 | 3.6198 | 3.7357 | 3.8092 | 4.0381 | 4.4513 | 4.6563 | 4.7394 | 4.7893 | 4.63 | 4.5687 | 4.7554 | 4.9695 | 4.9375 | 5.125 | 5.1036 | 5.0467 | 4.8233 | 4.5951 | 4.1937 | 3.8831
2023-06-17 | 3.7415 | 3.5594 | 3.5737 | 3.5922 | 3.6411 | 3.8271 | 3.9118 | 4.1978 | 4.2541 | 4.3832 | 4.1505 | 4.2308 | 4.1587 | 4.163 | 4.2069 | 4.3516 | 4.5397 | 4.8012 | 4.7453 | 4.7045 | 4.5124 | 4.296 | 4.0209 | 3.765
2023-06-18 | 3.6585 | 3.649 | 3.6218 | 3.6516 | 3.606 | 3.7921 | 3.7291 | 3.8585 | 4.2884 | 4.2226 | 4.3509 | 4.3935 | 4.3665 | 4.5048 | 4.5597 | 4.6086 | 4.6882 | 4.8843 | 5.0045 | 5.0956 | 4.9834 | 4.5929 | 4.1702 | 3.8844
2023-06-19 | 3.7442 | 3.6471 | 3.4898 | 3.5715 | 3.6782 | 3.7917 | 3.8884 | 4.0559 | 4.504 | 4.4402 | 4.5341 | 4.3932 | 4.2472 | 4.4891 | 4.5513 | 4.5351 | 4.7582 | 4.98 | 5.0251 | 4.9643 | 4.8041 | 4.4497 | 4.1451 | 3.9522
2023-06-20 | 4.1454 | 4.0673 | 4.0129 | 4.055 | 4.1031 | 4.3793 | 4.4522 | 4.6668 | 4.9716 | 5.2289 | 5.3645 | 5.3268 | 5.1473 | 4.9917 | 5.4497 | 5.5678 | 5.6277 | 5.7726 | 5.7278 | 5.7837 | 5.6271 | 5.1636 | 4.7164 | 4.3927
2023-06-21 | 3.8622 | 3.8409 | 3.745 | 3.7087 | 3.7949 | 4.0655 | 4.1408 | 4.4701 | 4.5805 | 4.5472 | 4.5373 | 4.4394 | 4.39 | 4.4778 | 4.6329 | 4.8214 | 4.8848 | 5.1382 | 5.1655 | 5.2398 | 5.1674 | 4.7466 | 4.2473 | 3.9017
2023-06-22 | 3.7496 | 3.6697 | 3.6544 | 3.7541 | 3.7212 | 3.852 | 3.9348 | 4.1045 | 4.8348 | 4.7507 | 4.7213 | 4.8656 | 4.8669 | 4.6426 | 4.4926 | 4.7045 | 4.8902 | 5.1317 | 5.1992 | 5.2457 | 5.0527 | 4.6706 | 4.1964 | 3.9537
2023-06-23 | 3.8493 | 3.747 | 3.7561 | 3.6989 | 3.7085 | 3.9243 | 4.0751 | 4.2227 | 4.5357 | 4.6932 | 4.7985 | 4.947 | 4.7714 | 4.8451 | 4.8964 | 4.9605 | 4.8968 | 4.9221 | 4.7442 | 4.9338 | 4.7413 | 4.618 | 4.2331 | 3.8781
2023-06-24 | 3.6564 | 3.5692 | 3.6335 | 3.6321 | 3.588 | 3.8252 | 4.0486 | 4.1527 | 4.4922 | 4.6054 | 4.5768 | 4.6473 | 4.708 | 4.6883 | 4.9115 | 5.0288 | 5.1827 | 5.3118 | 5.1171 | 5.1835 | 5.0763 | 4.8578 | 4.4446 | 4.0483
2023-06-25 | 3.8729 | 3.8645 | 3.6758 | 3.6863 | 3.7409 | 3.7976 | 4.0275 | 4.1868 | 4.5063 | 4.5908 | 4.6273 | 4.7269 | 4.6936 | 4.5988 | 4.6201 | 4.8689 | 4.8618 | 4.9671 | 4.9703 | 5.0421 | 4.9651 | 4.7954 | 4.3403 | 4.0694
2023-06-26 | 3.9017 | 3.8274 | 3.8345 | 3.7948 | 3.7282 | 3.9897 | 4.1507 | 4.3565 | 4.6922 | 4.7181 | 4.576 | 4.7845 | 4.819 | 4.6216 | 4.7531 | 4.8857 | 4.9676 | 5.1946 | 5.2205 | 5.2052 | 5.0327 | 4.7448 | 4.366 | 3.9416
2023-06-27 | 3.8564 | 3.7963 | 3.7784 | 3.854 | 3.8968 | 4.1158 | 4.2583 | 4.4533 | 4.7697 | 4.7781 | 4.7958 | 4.6128 | 4.6028 | 4.7536 | 4.7731 | 4.7873 | 4.8544 | 5.1927 | 5.2715 | 5.3056 | 5.0339 | 4.696 | 4.4354 | 4.179
2023-06-28 | 3.9672 | 3.8422 | 3.7986 | 3.8334 | 3.8606 | 4.0684 | 4.0509 | 4.3669 | 4.5634 | 4.8111 | 4.7651 | 4.7639 | 4.512 | 4.5186 | 4.6354 | 4.7007 | 4.723 | 5.01 | 4.9449 | 4.9245 | 4.7866 | 4.4915 | 4.1685 | 3.809
2023-06-29 | 3.6898 | 3.5809 | 3.6136 | 3.5918 | 3.6007 | 3.8983 | 4.1275 | 4.2842 | 4.5421 | 4.7061 | 4.6614 | 4.6649 | 4.6968 | 4.669 | 4.8704 | 4.7963 | 4.9208 | 5.1603 | 5.2345 | 5.2837 | 5.1209 | 4.7423 | 4.3532 | 4.0671
2023-06-30 | 3.9472 | 3.8525 | 3.8876 | 3.8347 | 3.949 | 4.1178 | 4.3251 | 4.4443 | 4.9875 | 5.0388 | 5.1203 | 4.9151 | 4.8546 | 4.742 | 4.8409 | 4.7627 | 4.725 | 5.0358 | 5.1187 | 5.0834 | 4.9209 | 4.6878 | 4.349 | 4.0213
2023-07-01 | 3.8232 | 3.8315 | 3.7714 | 3.7469 | 3.7105 | 3.8728 | 3.9882 | 4.1003 | 4.3454 | 4.249 | 4.2329 | 4.1534 | 4.1864 | 4.2248 | 4.3783 | 4.5913 | 4.5583 | 4.8596 | 4.8408 | 4.7449 | 4.6671 | 4.3851 | 4.2159 | 3.996
2023-07-02 | 3.8278 | 3.7334 | 3.734 | 3.6837 | 3.7856 | 3.9262 | 3.9732 | 4.1093 | 4.3302 | 4.431 | 4.4752 | 4.5309 | 4.5606 | 4.4074 | 4.4351 | 4.6197 | 4.614 | 4.8935 | 4.9866 | 4.9787 | 4.7491 | 4.5512 | 4.1821 | 3.9462
2023-07-03 | 3.7045 | 3.6895 | 3.6791 | 3.675 | 3.7379 | 3.8555 | 4.0059 | 4.2461 | 4.5717 | 4.6612 | 4.6945 | 4.6215 | 4.7396 | 4.7889 | 4.909 | 5.1122 | 5.2758 | 5.4324 | 5.4048 | 5.5123 | 5.3613 | 4.7587 | 4.2723 | 3.892
2023-07-04 | 3.7332 | 3.6608 | 3.5983 | 3.5704 | 3.6264 | 3.829 | 4.034 | 4.2588 | 4.5155 | 4.4439 | 4.5526 | 4.4978 | 4.5138 | 4.4213 | 4.4999 | 4.6989 | 4.8807 | 5.1827 | 5.1499 | 5.2913 | 5.1822 | 4.6496 | 4.3929 | 3.9756
2023-07-05 | 3.8315 | 3.7298 | 3.7452 | 3.8274 | 3.7456 | 3.9671 | 3.855 | 4.0832 | 4.6202 | 4.7417 | 4.85 | 4.725 | 4.6406 | 4.6732 | 4.7046 | 4.9336 | 5.0445 | 5.3537 | 5.1883 | 5.3464 | 5.1461 | 4.8427 | 4.2677 | 3.9185
2023-07-06 | 3.7309 | 3.6458 | 3.6878 | 3.6995 | 3.7341 | 3.9182 | 4.0541 | 4.2233 | 4.4662 | 4.6178 | 4.5109 | 4.7406 | 4.6745 | 4.6573 | 4.7373 | 4.6794 | 4.8663 | 5.1962 | 4.8887 | 4.9696 | 4.7197 | 4.5325 | 4.4715 | 3.9537
2023-07-07 | 3.7825 | 3.6582 | 3.7851 | 3.8023 | 3.8143 | 4.067 | 4.2328 | 4.5002 | 4.6507 | 4.6125 | 4.8133 | 4.7674 | 4.8315 | 4.8375 | 4.9103 | 5.0762 | 5.1797 | 5.1213 | 5.181 | 5.1684 | 5.0251 | 4.7598 | 4.4943 | 4.0754
2023-07-08 | 3.8854 | 3.7983 | 3.7929 | 3.7024 | 3.867 | 4.0076 | 4.0534 | 4.3038 | 4.6298 | 4.5048 | 4.3989 | 4.4657 | 4.4074 | 4.4655 | 4.6672 | 4.8083 | 4.7891 | 4.8977 | 4.8655 | 4.7226 | 4.5949 | 4.4701 | 4.3626 | 4.047
2023-07-09 | 3.9689 | 3.9083 | 3.8709 | 3.8657 | 3.8917 | 3.9671 | 4.1258 | 4.4149 | 4.625 | 4.7518 | 4.5622 | 4.7 | 4.5446 | 4.618 | 4.7344 | 4.9441 | 5.0409 | 4.9938 | 4.9814 | 5.0164 | 4.9064 | 4.6159 | 4.1812 | 3.9423
2023-07-10 | 3.781 | 3.6837 | 3.7151 | 3.7518 | 3.8461 | 4.0704 | 4.3268 | 4.6944 | 5.0899 | 4.8233 | 4.7716 | 4.7627 | 4.7486 | 4.852 | 4.8165 | 4.9564 | 5.107 | 5.1595 | 5.3711 | 5.4934 | 5.3379 | 4.9353 | 4.5882 | 4.2039
2023-07-11 | 4.2316 | 4.0797 | 4.1293 | 4.1352 | 4.2174 | 4.5461 | 4.8363 | 4.9891 | 5.2259 | 5.0829 | 5.0113 | 5.2219 | 5.1765 | 5.0755 | 4.9954 | 5.1378 | 5.6484 | 6.1701 | 6.1249 | 6.1439 | 5.9334 | 5.587 | 5.0349 | 4.6179
2023-07-12 | 4.084 | 3.9295 | 3.9034 | 3.8745 | 4.0451 | 4.2044 | 4.4527 | 4.6057 | 4.8169 | 4.7438 | 4.6798 | 4.5996 | 4.566 | 4.697 | 4.8196 | 5.2619 | 5.5999 | 5.8365 | 5.8481 | 5.8469 | 5.7176 | 5.2867 | 4.7598 | 4.2481
2023-07-13 | 3.9404 | 3.9658 | 3.85 | 3.7668 | 3.7809 | 4.0401 | 4.1915 | 4.4577 | 4.6944 | 4.5614 | 4.4682 | 4.4929 | 4.4837 | 4.5144 | 4.5788 | 4.7649 | 4.9473 | 5.1673 | 5.1268 | 5.2923 | 5.0584 | 4.7384 | 4.3077 | 4.0397
2023-07-14 | 3.9132 | 3.8444 | 3.7753 | 3.7476 | 3.8438 | 3.9546 | 3.9899 | 4.1136 | 4.7768 | 4.6276 | 4.4487 | 4.5704 | 4.6799 | 4.5628 | 4.5773 | 4.7486 | 4.9359 | 5.2656 | 5.2511 | 5.1416 | 4.9424 | 4.6759 | 4.2874 | 4.0464
2023-07-15 | 3.9145 | 3.769 | 3.742 | 3.7726 | 3.768 | 3.8635 | 3.918 | 4.0858 | 4.5721 | 4.5422 | 4.3369 | 4.3667 | 4.3272 | 4.328 | 4.5002 | 4.5432 | 4.6839 | 5.0852 | 5.0257 | 5.0018 | 4.9131 | 4.4822 | 4.1712 | 3.8467
2023-07-16 | 3.7495 | 3.6541 | 3.599 | 3.578 | 3.5415 | 3.6022 | 3.7155 | 3.8717 | 4.2721 | 4.2315 | 4.1582 | 4.2725 | 4.1633 | 4.2353 | 4.3578 | 4.5743 | 4.5849 | 5.0684 | 5.1018 | 5.049 | 4.9576 | 4.6246 | 4.2997 | 3.9214
2023-07-17 | 3.8078 | 3.7437 | 3.7707 | 3.7105 | 3.7354 | 3.8932 | 3.9012 | 4.1891 | 4.6392 | 4.5134 | 4.5499 | 4.6545 | 4.8492 | 4.7936 | 4.9218 | 4.9926 | 5.1418 | 5.4594 | 5.5308 | 5.5736 | 5.3569 | 4.9691 | 4.3974 | 4.0659
2023-07-18 | 3.9099 | 3.7694 | 3.7461 | 3.7564 | 3.7609 | 3.9678 | 4.0124 | 4.1158 | 4.5088 | 4.4211 | 4.3678 | 4.3899 | 4.4828 | 4.4862 | 4.6384 | 4.7121 | 4.8924 | 5.2524 | 5.2668 | 5.3696 | 5.1098 | 4.7704 | 4.352 | 4.0405
2023-07-19 | 3.9037 | 3.7931 | 3.7684 | 3.7517 | 3.8122 | 4.173 | 4.2319 | 4.2452 | 4.9026 | 4.8383 | 4.7926 | 4.8243 | 4.8139 | 4.7038 | 5.1007 | 5.1424 | 5.2954 | 5.4426 | 5.6266 | 5.7029 | 5.5309 | 4.9783 | 4.5261 | 4.0707
2023-07-20 | 3.9082 | 3.8921 | 3.8095 | 3.7515 | 3.8303 | 4.0206 | 4.0898 | 4.2318 | 4.5268 | 4.5174 | 4.317 | 4.4357 | 4.3919 | 4.4115 | 4.4681 | 4.636 | 4.9447 | 5.18 | 5.1809 | 5.2564 | 5.1012 | 4.8051 | 4.3364 | 4.0235
2023-07-21 | 3.9725 | 3.8862 | 3.9188 | 3.8651 | 4.0582 | 4.3261 | 4.539 | 4.6226 | 4.9971 | 4.965 | 5.0806 | 5.0286 | 5.1175 | 5.0797 | 5.2323 | 5.2218 | 5.227 | 5.6414 | 5.4513 | 5.3956 | 5.0924 | 4.7787 | 4.1883 | 4.0124
2023-07-22 | 3.8848 | 3.803 | 3.782 | 3.8011 | 3.8282 | 3.906 | 4.0329 | 4.0816 | 4.2714 | 4.3235 | 4.356 | 4.4301 | 4.3619 | 4.3335 | 4.3466 | 4.5772 | 4.5963 | 4.9074 | 4.9161 | 4.9878 | 4.8544 | 4.6065 | 4.2111 | 4.0257
2023-07-23 | 3.8205 | 3.7738 | 3.7107 | 3.6961 | 3.7265 | 3.9018 | 3.9639 | 4.3219 | 4.7031 | 4.824 | 4.6583 | 4.6083 | 4.5896 | 4.5406 | 4.5024 | 4.5953 | 4.7392 | 5.1421 | 5.1945 | 5.3125 | 5.3665 | 4.9303 | 4.503 | 4.0978
2023-07-24 | 3.9655 | 3.8791 | 3.8532 | 3.7796 | 3.7491 | 4.0429 | 4.1526 | 4.3673 | 4.6428 | 4.5474 | 4.461 | 4.7392 | 4.7015 | 4.5751 | 4.5422 | 4.8393 | 4.9122 | 5.1697 | 5.1832 | 5.1761 | 5.0721 | 4.7293 | 4.3191 | 4.0494
2023-07-25 | 3.8971 | 3.8473 | 3.8803 | 3.817 | 3.9184 | 4.1524 | 4.3365 | 4.3743 | 4.6703 | 4.4056 | 4.4981 | 4.4964 | 4.5324 | 4.7389 | 4.8751 | 5.1854 | 5.1635 | 5.5129 | 5.5242 | 5.6142 | 5.4491 | 5.0941 | 4.5591 | 4.1274
2023-07-26 | 3.9066 | 3.8256 | 3.7793 | 3.7526 | 3.8493 | 4.0165 | 4.2096 | 4.3492 | 4.7256 | 4.7278 | 4.6628 | 4.7926 | 4.6889 | 4.7741 | 4.8688 | 4.9929 | 5.3082 | 5.3952 | 5.5034 | 5.5666 | 5.5605 | 4.9714 | 4.3576 | 4.0014
2023-07-27 | 3.8178 | 3.7904 | 3.7132 | 3.7312 | 3.81 | 4.0219 | 4.2109 | 4.2842 | 4.4608 | 4.676 | 4.8387 | 4.9517 | 4.9243 | 4.8541 | 4.8674 | 5.1771 | 5.2451 | 5.4962 | 5.593 | 5.5517 | 5.3347 | 4.947 | 4.5 | 4.0806
2023-07-28 | 3.8986 | 3.8234 | 3.7616 | 3.8505 | 3.9209 | 4.0629 | 4.2718 | 4.3908 | 4.7123 | 4.5628 | 4.534 | 4.6545 | 4.5607 | 4.5682 | 4.6392 | 4.9623 | 4.9992 | 5.1601 | 5.2197 | 5.2463 | 5.0863 | 4.6859 | 4.3518 | 3.9892
2023-07-29 | 3.9487 | 3.7827 | 3.7502 | 3.7265 | 3.7449 | 4.0158 | 4.1951 | 4.3082 | 4.5477 | 4.6946 | 4.628 | 4.86 | 4.7318 | 4.6167 | 4.6035 | 4.7706 | 4.8745 | 4.9583 | 5.0129 | 5.1367 | 4.9204 | 4.6114 | 4.2903 | 3.9693
2023-07-30 | 3.8339 | 3.7198 | 3.6752 | 3.7444 | 3.7504 | 3.8281 | 4.0097 | 4.2732 | 4.4898 | 4.4283 | 4.456 | 4.5096 | 4.7473 | 4.5533 | 4.5166 | 4.6128 | 4.7456 | 4.9934 | 5.0094 | 5.2786 | 5.0396 | 4.6474 | 4.3868 | 4.0028
2023-07-31 | 3.849 | 3.7806 | 3.7311 | 3.7768 | 3.7938 | 3.9838 | 4.2426 | 4.3911 | 4.6418 | 4.5787 | 4.7395 | 4.6634 | 4.8609 | 4.784 | 4.846 | 5.0513 | 5.2838 | 5.4862 | 5.6629 | 5.8722 | 5.714 | 5.4011 | 4.7203 | 4.3026
2023-08-01 | 4.1129 | 3.5235 | 3.5158 | 3.7977 | 3.9781 | 4.107 | 4.2683 | 4.637 | 5.1999 | 5.0931 | 4.7491 | 4.6647 | 4.7244 | 4.703 | 4.7706 | 5.0078 | 5.1703 | 5.4381 | 5.514 | 5.5354 | 5.2943 | 4.8944 | 4.4451 | 4.0601
2023-08-02 | 3.9052 | 3.8019 | 3.8684 | 3.7967 | 3.9057 | 4.2323 | 4.4003 | 4.5401 | 4.7129 | 4.5825 | 4.5524 | 4.695 | 4.6699 | 4.8547 | 5.0441 | 5.2502 | 5.3869 | 5.596 | 5.7203 | 5.7436 | 5.5814 | 5.3275 | 4.8454 | 4.3769
2023-08-03 | 4.3202 | 4.0986 | 4.0336 | 4.0088 | 3.9711 | 4.0914 | 4.3701 | 4.5687 | 4.6912 | 4.7368 | 4.5676 | 4.6192 | 4.6264 | 4.578 | 4.7838 | 4.9679 | 4.9632 | 5.312 | 5.3354 | 5.3796 | 5.2481 | 5.0176 | 4.523 | 4.202
2023-08-04 | 4.0856 | 4.0531 | 4.0088 | 4.1339 | 4.1503 | 4.3775 | 4.5958 | 4.6575 | 4.8037 | 4.7568 | 4.6671 | 4.6667 | 4.8535 | 4.7521 | 4.908 | 4.8783 | 4.9616 | 5.0833 | 5.2032 | 5.2076 | 5.0185 | 4.7991 | 4.5395 | 4.2434
2023-08-05 | 4.0408 | 3.9232 | 3.9035 | 3.9362 | 4.0065 | 4.2002 | 4.3013 | 4.4982 | 4.6892 | 4.5316 | 4.507 | 4.6374 | 4.5409 | 4.5091 | 4.7633 | 5.059 | 5.1062 | 5.21 | 5.3345 | 5.4092 | 5.2591 | 5.0104 | 4.65 | 4.2568
2023-08-06 | 4.0743 | 3.996 | 3.9364 | 3.9581 | 3.951 | 4.0787 | 4.1994 | 4.3308 | 4.5657 | 4.5555 | 4.7559 | 4.7667 | 4.8904 | 4.8597 | 4.8531 | 5.349 | 5.2524 | 5.4921 | 5.5719 | 5.6065 | 5.5032 | 5.1026 | 4.7778 | 4.3317
2023-08-07 | 4.1323 | 4.0284 | 3.8848 | 3.9215 | 3.9512 | 4.0673 | 4.4602 | 4.5544 | 4.8747 | 4.8178 | 4.6136 | 4.6985 | 4.6587 | 4.5767 | 4.8716 | 5.1949 | 5.253 | 5.415 | 5.4589 | 5.459 | 5.2322 | 4.7985 | 4.4552 | 4.1749
2023-08-08 | 4.1935 | 4.1364 | 4.2069 | 4.192 | 4.2943 | 4.5214 | 4.8545 | 4.9441 | 5.1217 | 5.0122 | 5.1938 | 5.3415 | 5.255 | 5.5214 | 5.5104 | 5.7625 | 5.8102 | 6.0162 | 6.0685 | 6.0814 | 5.8875 | 5.5109 | 4.9321 | 4.5668
2023-08-09 | 4.1926 | 4.1335 | 4.0418 | 4.0891 | 4.1667 | 4.3002 | 4.5308 | 4.5924 | 4.7518 | 4.8322 | 4.8323 | 4.8684 | 4.9116 | 4.9139 | 4.9748 | 5.2274 | 5.2552 | 5.4098 | 5.5056 | 5.6506 | 5.5577 | 5.0934 | 4.6992 | 4.3916
2023-08-10 | 4.3001 | 4.2778 | 4.2535 | 4.1808 | 4.1346 | 4.2839 | 4.5318 | 4.5284 | 4.6308 | 4.6404 | 4.6478 | 4.6735 | 4.6629 | 4.6191 | 4.8333 | 4.9679 | 5.2158 | 5.2842 | 5.3516 | 5.4035 | 5.1213 | 4.8973 | 4.4261 | 4.2172
2023-08-11 | 4.1773 | 4.0499 | 4.0011 | 4.0002 | 4.0079 | 4.2796 | 4.2842 | 4.5078 | 5.0608 | 5.0818 | 4.8422 | 4.8971 | 4.9556 | 4.9086 | 5.0178 | 5.0342 | 5.0733 | 5.2898 | 5.2733 | 5.3331 | 5.0916 | 4.8102 | 4.416 | 4.1424
2023-08-12 | 4.0713 | 3.9228 | 3.8991 | 3.8538 | 3.9268 | 4.0026 | 4.1357 | 4.362 | 4.594 | 4.6784 | 4.6789 | 4.6935 | 4.6896 | 4.6205 | 4.756 | 4.9509 | 5.0087 | 5.1255 | 5.2206 | 5.3762 | 5.1498 | 4.886 | 4.5804 | 4.3057
2023-08-13 | 4.1649 | 4.1072 | 4.0057 | 4.1059 | 4.0791 | 4.2998 | 4.4309 | 4.5014 | 4.7039 | 4.61 | 4.7545 | 4.7883 | 4.8795 | 5.0418 | 4.9637 | 5.1241 | 5.0761 | 5.248 | 5.2317 | 5.322 | 5.0772 | 4.8377 | 4.3937 | 4.1577
2023-08-14 | 4.0549 | 3.9426 | 3.9788 | 3.9918 | 4.0245 | 4.2769 | 4.5488 | 4.6803 | 4.9097 | 4.7563 | 4.6993 | 4.6455 | 4.7014 | 4.6898 | 4.6686 | 4.88 | 5.0331 | 5.1984 | 5.4593 | 5.5272 | 5.3453 | 5.0422 | 4.6186 | 4.2819
2023-08-15 | 4.1132 | 4.0851 | 4.0723 | 4.0338 | 4.0874 | 4.2314 | 4.354 | 4.427 | 5.0066 | 4.9617 | 5.0001 | 5.1022 | 5.0318 | 4.9857 | 5.0699 | 5.038 | 5.1483 | 5.3991 | 5.4922 | 5.5409 | 5.3858 | 4.8958 | 4.4485 | 4.1592
2023-08-16 | 4.033 | 3.9217 | 3.9013 | 3.8865 | 3.8406 | 4.1989 | 4.3295 | 4.4597 | 5.0252 | 4.9205 | 4.744 | 4.8523 | 4.8944 | 4.8808 | 4.9944 | 5.2473 | 5.2032 | 5.4104 | 5.3966 | 5.3665 | 5.227 | 5.0073 | 4.5061 | 4.1933
2023-08-17 | 4.082 | 4.0049 | 4.0494 | 4.0168 | 4.1185 | 4.3783 | 4.2871 | 4.6397 | 5.0315 | 5.1212 | 5.0455 | 4.9777 | 5.0236 | 5.0247 | 5.1394 | 5.1911 | 5.2812 | 5.454 | 5.3583 | 5.4543 | 5.2448 | 5.0381 | 4.5978 | 4.2694
2023-08-18 | 4.13 | 4.0286 | 4.0441 | 3.8952 | 3.895 | 4.1444 | 4.4057 | 4.5639 | 4.8097 | 4.8562 | 4.9337 | 4.8355 | 4.9245 | 4.9032 | 5.0563 | 5.0542 | 5.2021 | 5.3963 | 5.5581 | 5.5192 | 5.1874 | 4.9234 | 4.5991 | 4.2112
2023-08-19 | 4.0999 | 4.0014 | 3.9946 | 3.932 | 4.0626 | 4.218 | 4.4205 | 4.6422 | 4.9043 | 4.9334 | 4.786 | 4.9146 | 4.7183 | 4.7381 | 4.7882 | 5.0096 | 4.994 | 5.3903 | 5.4471 | 5.3489 | 5.0849 | 4.8853 | 4.4974 | 4.2246
2023-08-20 | 3.976 | 3.8616 | 3.8203 | 3.7063 | 3.8243 | 3.9963 | 4.0177 | 4.0114 | 4.6503 | 4.5564 | 4.5258 | 4.5074 | 4.575 | 4.6434 | 4.6317 | 4.9741 | 4.9375 | 5.2755 | 5.3921 | 5.3954 | 5.2008 | 4.8018 | 4.4709 | 4.1138
2023-08-21 | 4.0315 | 3.9477 | 3.8815 | 3.8332 | 3.9292 | 4.1705 | 4.3642 | 4.3609 | 4.9063 | 5.002 | 4.8126 | 4.7628 | 4.7906 | 4.9243 | 4.9491 | 4.9718 | 5.1668 | 5.4297 | 5.4826 | 5.5032 | 5.1658 | 4.8203 | 4.4944 | 4.1507
2023-08-22 | 3.9908 | 3.8824 | 3.8693 | 3.8344 | 3.884 | 4.0952 | 4.4368 | 4.5834 | 4.8301 | 4.7107 | 4.6721 | 4.7932 | 4.6311 | 4.6748 | 4.8366 | 4.9173 | 5.0917 | 5.2503 | 5.4579 | 5.5093 | 5.2883 | 4.9835 | 4.6065 | 4.2942
2023-08-23 | 4.1106 | 4.0281 | 3.9515 | 3.9022 | 3.9697 | 4.2867 | 4.5588 | 4.705 | 4.8805 | 4.8428 | 4.7164 | 4.779 | 4.8221 | 4.6944 | 4.9666 | 5.3738 | 5.4899 | 5.5623 | 5.6347 | 5.6488 | 5.2992 | 5.0288 | 4.5358 | 4.3484
2023-08-24 | 4.2395 | 4.1086 | 4.1285 | 4.0107 | 4.0257 | 4.3502 | 4.733 | 4.6197 | 4.8916 | 4.8402 | 4.8644 | 5.0212 | 5.004 | 4.768 | 4.7975 | 4.9839 | 5.0742 | 5.2338 | 5.4318 | 5.4651 | 5.2432 | 4.926 | 4.6035 | 4.2454
2023-08-25 | 4.111 | 4.0198 | 4.0189 | 3.9293 | 3.9511 | 4.2198 | 4.5762 | 4.6927 | 4.924 | 5.035 | 4.9395 | 4.8848 | 4.8865 | 4.8361 | 5.1345 | 5.3147 | 5.3554 | 5.5846 | 5.5697 | 5.5095 | 5.3 | 4.94 | 4.6147 | 4.2792
2023-08-26 | 4.1358 | 4.0579 | 3.9766 | 3.9495 | 3.913 | 4.0382 | 4.2507 | 4.5229 | 4.796 | 4.8163 | 4.7209 | 4.7973 | 4.7497 | 4.708 | 4.8749 | 5.1266 | 5.1926 | 5.3393 | 5.2327 | 5.2792 | 5.0972 | 4.9032 | 4.5807 | 4.194
2023-08-27 | 4.0312 | 3.9029 | 3.9317 | 3.848 | 3.883 | 4.1442 | 4.288 | 4.5471 | 4.904 | 4.8769 | 4.8257 | 4.8585 | 4.7493 | 4.8996 | 4.8699 | 4.9512 | 5.0037 | 5.3534 | 5.437 | 5.5658 | 5.4004 | 5.0824 | 4.7066 | 4.367
2023-08-28 | 4.1982 | 4.033 | 4.006 | 3.9156 | 3.9971 | 4.2409 | 4.6945 | 4.9296 | 5.1327 | 4.9471 | 4.8139 | 4.8563 | 4.7396 | 4.8146 | 4.7994 | 5.0095 | 4.9874 | 5.2545 | 5.3941 | 5.5047 | 5.1393 | 4.8841 | 4.4378 | 4.1615
2023-08-29 | 3.9889 | 3.9187 | 3.9081 | 3.8893 | 4.0786 | 4.3538 | 4.7187 | 4.7063 | 4.9005 | 4.9241 | 5.095 | 4.9492 | 5.0168 | 4.9279 | 5.0473 | 5.2267 | 5.433 | 5.6357 | 5.6446 | 5.7518 | 5.4222 | 5.0872 | 4.6593 | 4.3558
2023-08-30 | 4.1831 | 4.1225 | 4.0956 | 4.0741 | 4.0229 | 4.3381 | 4.5395 | 4.6824 | 4.9925 | 4.8117 | 4.6857 | 4.7464 | 4.8789 | 4.7835 | 4.8637 | 4.9983 | 5.0993 | 5.3222 | 5.3748 | 5.3934 | 5.0339 | 4.7202 | 4.4122 | 4.1118
2023-08-31 | 4.1253 | 4.0875 | 4.0853 | 4.0494 | 4.1118 | 4.2009 | 4.452 | 4.3967 | 4.537 | 5.0971 | 5.1156 | 5.0545 | 4.9399 | 4.9213 | 4.9398 | 5.2259 | 5.3608 | 5.345 | 5.3024 | 5.3968 | 5.2732 | 5.0138 | 4.5715 | 4.2609
2023-09-01 | 4.1482 | 4.0798 | 4.0303 | 4.0133 | 4.1352 | 4.3648 | 4.4565 | 4.5388 | 4.6637 | 4.7188 | 4.7209 | 4.6507 | 4.5953 | 4.9069 | 5.208 | 5.1167 | 5.1765 | 5.4559 | 5.4109 | 5.3004 | 5.2051 | 5.029 | 4.591 | 4.2253
2023-09-02 | 4.0912 | 3.9919 | 4.011 | 4.0086 | 4.0715 | 4.2626 | 4.3064 | 4.4791 | 4.7792 | 4.7432 | 4.6296 | 4.7917 | 4.8905 | 4.6515 | 4.6842 | 4.8178 | 4.8833 | 5.4733 | 5.4031 | 5.3234 | 5.1701 | 4.8041 | 4.4495 | 4.2178
2023-09-03 | 4.0762 | 3.9969 | 4.0746 | 4.0214 | 4.1076 | 4.3112 | 4.5185 | 4.6469 | 4.9532 | 4.9678 | 4.8441 | 4.8939 | 4.8277 | 4.8811 | 4.9772 | 4.9032 | 5.0859 | 5.3291 | 5.4363 | 5.3655 | 4.9802 | 4.7716 | 4.4256 | 4.1732
2023-09-04 | 3.994 | 3.9224 | 3.8987 | 3.9665 | 4.021 | 4.2253 | 4.3926 | 4.5645 | 4.7703 | 4.7001 | 4.755 | 4.7579 | 4.7032 | 4.7804 | 4.955 | 5.1331 | 5.2364 | 5.4218 | 5.3656 | 5.3741 | 5.0878 | 4.8537 | 4.4383 | 4.1992
2023-09-05 | 3.9743 | 3.9006 | 3.8983 | 3.7654 | 3.7912 | 3.9914 | 4.0639 | 4.2082 | 4.3684 | 4.6306 | 4.8401 | 4.7102 | 4.7547 | 4.7297 | 4.933 | 4.8945 | 5.0778 | 5.4074 | 5.5186 | 5.617 | 5.1635 | 4.8598 | 4.4213 | 4.2412
2023-09-06 | 4.0969 | 3.974 | 3.9415 | 3.9097 | 3.9843 | 4.2946 | 4.6239 | 4.7678 | 4.9106 | 4.9962 | 4.9759 | 5.2109 | 5.2446 | 5.0667 | 5.3289 | 5.1648 | 5.3325 | 5.5545 | 5.6579 | 5.4044 | 4.9666 | 4.9146 | 4.5504 | 4.2424
2023-09-07 | 4.0619 | 4.0222 | 3.9676 | 3.9693 | 3.9682 | 4.2623 | 4.5574 | 4.7839 | 4.9658 | 4.9105 | 4.7821 | 4.8647 | 4.9183 | 4.9013 | 4.914 | 5.1736 | 5.254 | 5.4843 | 5.457 | 5.6893 | 5.4996 | 5.1556 | 4.6261 | 4.2471
2023-09-08 | 4.1196 | 3.9715 | 4.031 | 3.9525 | 4.0103 | 4.2609 | 4.7028 | 4.7325 | 5.0491 | 5.0665 | 4.9622 | 4.9514 | 5.24 | 5.1028 | 5.1472 | 5.0993 | 5.2709 | 5.4849 | 5.4302 | 5.279 | 5.0467 | 4.6957 | 4.4009 | 4.0973
2023-09-09 | 4.0273 | 3.9222 | 3.9038 | 3.8808 | 3.93 | 4.1123 | 4.2767 | 4.4399 | 4.6186 | 4.6546 | 4.7889 | 4.7362 | 4.5681 | 4.5772 | 4.6913 | 4.6792 | 4.7681 | 5.0361 | 5.1138 | 5.0936 | 4.9188 | 4.5812 | 4.391 | 4.0862
2023-09-10 | 3.981 | 3.9066 | 3.8873 | 3.8338 | 3.9018 | 4.0519 | 4.2322 | 4.4576 | 4.6077 | 4.6481 | 4.6365 | 4.7592 | 4.8192 | 4.8823 | 4.832 | 5.1354 | 5.087 | 5.0881 | 5.1964 | 5.2448 | 4.9466 | 4.6782 | 4.2591 | 4.0103
2023-09-11 | 3.9016 | 3.8561 | 3.7409 | 3.733 | 3.8283 | 4.1027 | 4.3743 | 4.3251 | 4.6266 | 4.6597 | 4.4759 | 4.7543 | 4.7142 | 4.8657 | 4.9022 | 5.0871 | 5.2445 | 5.4547 | 5.6123 | 5.7694 | 5.5406 | 5.2096 | 4.6995 | 4.3822
2023-09-12 | 4.2576 | 4.1528 | 4.1561 | 3.9666 | 3.9129 | 4.1654 | 4.3981 | 4.6079 | 4.6574 | 4.6931 | 4.6768 | 4.6669 | 4.6014 | 4.7489 | 4.7211 | 4.7864 | 4.9178 | 5.1927 | 5.3708 | 5.3248 | 4.9025 | 4.6891 | 4.3189 | 4.1853
2023-09-13 | 4.1638 | 4.0413 | 4.0152 | 3.9879 | 4.0985 | 4.374 | 4.7605 | 4.8954 | 5.1249 | 5.1972 | 4.9644 | 5.2506 | 5.187 | 5.1617 | 5.2521 | 5.3396 | 5.5273 | 5.6158 | 5.7099 | 5.6311 | 5.1286 | 4.8663 | 4.4214 | 4.1241
2023-09-14 | 3.9481 | 3.9469 | 3.8886 | 3.9222 | 3.9949 | 4.3798 | 4.6655 | 4.9507 | 5.0834 | 4.956 | 4.906 | 5.0638 | 5.0488 | 5.1135 | 5.0962 | 5.3724 | 5.448 | 5.7006 | 5.7606 | 5.8382 | 5.6351 | 5.3399 | 4.7837 | 4.5033
2023-09-15 | 4.2735 | 4.0811 | 4.0653 | 4.0087 | 4.0406 | 4.3332 | 4.5983 | 4.7572 | 4.8929 | 4.9044 | 4.9494 | 5.0164 | 5.0007 | 5.0287 | 5.124 | 5.1847 | 5.1528 | 5.5503 | 5.5803 | 5.4182 | 5.2011 | 4.9864 | 4.6374 | 4.3621
2023-09-16 | 4.1236 | 4.0423 | 4.0533 | 3.9179 | 3.9726 | 4.2578 | 4.4572 | 4.7475 | 5.0205 | 4.9644 | 5.0998 | 5.0558 | 5.2285 | 5.0864 | 4.8906 | 5.1966 | 5.1923 | 5.3599 | 5.3535 | 5.1189 | 4.9006 | 4.6498 | 4.4441 | 4.2636
2023-09-17 | 4.1137 | 4.0301 | 4.0045 | 3.9779 | 4.0011 | 4.2044 | 4.176 | 4.4342 | 4.7511 | 4.7609 | 4.798 | 4.8788 | 4.8327 | 4.9919 | 5.0544 | 5.232 | 5.3699 | 5.6677 | 5.976 | 5.7285 | 5.4332 | 5.1942 | 4.6586 | 4.3869
2023-09-18 | 4.1556 | 4.057 | 3.9997 | 3.9834 | 4.1066 | 4.38 | 4.696 | 4.995 | 5.2702 | 5.0001 | 4.9716 | 4.9305 | 4.8789 | 4.9767 | 5.1812 | 5.2011 | 5.2637 | 5.563 | 5.7389 | 5.7348 | 5.4015 | 5.0819 | 4.6421 | 4.2729
2023-09-19 | 4.1506 | 4.0029 | 4.0164 | 3.9582 | 4.0544 | 4.3815 | 4.4042 | 4.7896 | 5.0811 | 4.9422 | 5.1272 | 5.1827 | 5.1446 | 5.1129 | 4.974 | 5.1907 | 5.2495 | 5.6253 | 5.6481 | 5.5836 | 5.1006 | 4.7778 | 4.5757 | 4.224
2023-09-20 | 4.0615 | 3.8336 | 3.8714 | 4.0038 | 4.0418 | 4.2867 | 4.5226 | 4.6877 | 4.8133 | 4.7695 | 4.958 | 4.8126 | 4.9262 | 4.9551 | 5.058 | 5.1932 | 5.2128 | 5.4397 | 5.6599 | 5.6262 | 5.2848 | 4.9993 | 4.5836 | 4.2454
2023-09-21 | 4.0569 | 3.943 | 3.9267 | 3.9454 | 4.033 | 4.4093 | 4.6186 | 4.8102 | 5.3223 | 5.1175 | 4.9469 | 5.0404 | 5.0157 | 5.0717 | 5.0871 | 5.2102 | 5.2959 | 5.4272 | 5.5108 | 5.5744 | 5.2236 | 4.9304 | 4.5259 | 4.1963
2023-09-22 | 4.0553 | 4.0164 | 3.9434 | 3.9665 | 4.0703 | 4.2839 | 4.4119 | 4.4712 | 4.7704 | 4.7296 | 4.7582 | 4.6985 | 4.6701 | 4.7103 | 4.8111 | 4.9246 | 4.8343 | 5.1163 | 5.201 | 5.2406 | 4.9122 | 4.764 | 4.4389 | 4.154
2023-09-23 | 3.9796 | 3.9102 | 3.9336 | 3.9249 | 4.0586 | 4.1787 | 4.3809 | 4.5206 | 4.6655 | 4.6466 | 4.5789 | 4.6862 | 4.5912 | 4.5194 | 4.6474 | 4.6827 | 4.7559 | 5.103 | 5.2986 | 5.3371 | 5.0617 | 4.8912 | 4.5582 | 4.2906
2023-09-24 | 4.1049 | 4.0315 | 3.9981 | 3.9621 | 3.8893 | 4.2159 | 4.3032 | 4.4668 | 4.6686 | 4.6527 | 4.6479 | 4.6531 | 4.72 | 4.7331 | 4.7712 | 4.8296 | 5.0904 | 5.5014 | 5.6843 | 5.6238 | 5.3904 | 5.1258 | 4.7229 | 4.3296
2023-09-25 | 4.1652 | 4.0462 | 4.129 | 4.1791 | 4.2147 | 4.4483 | 4.7568 | 5.0552 | 5.1826 | 5.0863 | 5.1925 | 5.4735 | 5.541 | 5.6024 | 5.5553 | 5.4701 | 5.4386 | 5.7173 | 5.8488 | 5.8606 | 5.3175 | 5.003 | 4.4424 | 4.1587
2023-09-26 | 4.0653 | 3.9717 | 4.0019 | 3.9887 | 4.0816 | 4.3713 | 4.5663 | 4.7674 | 4.8128 | 4.854 | 4.8924 | 4.8874 | 4.9034 | 4.9648 | 4.926 | 5.1092 | 5.1921 | 5.5092 | 5.7053 | 5.7002 | 5.45 | 5.1682 | 4.7403 | 4.4486
2023-09-27 | 4.1766 | 4.0783 | 4.1087 | 4.0592 | 4.1356 | 4.4733 | 4.7297 | 4.7691 | 5.1007 | 4.9416 | 5.0123 | 4.9707 | 5.0505 | 4.9919 | 5.0289 | 5.086 | 5.1484 | 5.2908 | 5.4935 | 5.4265 | 5.1203 | 4.8545 | 4.5922 | 4.2711
2023-09-28 | 4.2473 | 4.1028 | 4.0624 | 4.1244 | 4.1572 | 4.4538 | 4.7793 | 4.7885 | 4.9537 | 4.8254 | 4.9805 | 5.1633 | 5.4083 | 5.5787 | 5.6034 | 5.8077 | 5.9728 | 6.1305 | 6.1782 | 6.1558 | 5.8371 | 5.2499 | 4.8494 | 4.5822
2023-09-29 | 4.2059 | 4.1092 | 4.0404 | 4.0279 | 4.1732 | 4.397 | 4.6983 | 4.7544 | 4.9327 | 5.0424 | 5.1348 | 5.4742 | 5.2879 | 5.3883 | 5.4837 | 5.6229 | 5.6958 | 5.7667 | 5.8739 | 5.7537 | 5.5449 | 5.3407 | 4.8607 | 4.53
2023-09-30 | 4.4006 | 4.3664 | 4.1726 | 4.1655 | 4.2218 | 4.3123 | 4.4315 | 4.7048 | 4.8559 | 4.9509 | 4.7572 | 4.7155 | 5.0533 | 5.1397 | 5.2513 | 5.1744 | 5.2111 | 5.2734 | 5.2537 | 4.9805 | 4.8663 | 4.7267 | 4.4766 | 4.0978
2023-10-01 | 3.9389 | 3.967 | 3.8768 | 3.9726 | 4.0485 | 4.2168 | 4.4754 | 4.6405 | 4.7949 | 4.9875 | 4.8979 | 4.9804 | 4.9084 | 4.7735 | 4.7831 | 4.9405 | 5.0173 | 5.2621 | 5.4018 | 5.4012 | 5.1868 | 4.9128 | 4.5087 | 4.2943
2023-10-02 | 4.1298 | 3.9978 | 4.0162 | 4.0078 | 3.9864 | 4.2049 | 4.3751 | 4.5909 | 4.606 | 4.6703 | 4.7312 | 5.0496 | 5.1039 | 5.008 | 4.9665 | 5.1002 | 5.1734 | 5.4534 | 5.6889 | 5.4561 | 5.1432 | 4.7997 | 4.3638 | 4.1388
2023-10-03 | 4.0617 | 4.0209 | 4.082 | 4.0372 | 4.0896 | 4.3842 | 4.5125 | 4.6613 | 4.8017 | 4.8248 | 4.8585 | 5.1222 | 4.9374 | 4.8902 | 4.9073 | 5.021 | 5.1881 | 5.5609 | 5.6786 | 5.5945 | 5.2201 | 5.1312 | 4.7828 | 4.4442
2023-10-04 | 4.2999 | 4.1992 | 4.2301 | 4.1718 | 4.2729 | 4.4547 | 4.6921 | 4.7773 | 4.7811 | 4.8339 | 4.8545 | 4.9826 | 4.91 | 4.9199 | 5.0612 | 5.2333 | 5.5018 | 5.5054 | 5.6338 | 5.5403 | 5.247 | 4.9588 | 4.5987 | 4.3078
2023-10-05 | 4.2315 | 4.1997 | 4.1587 | 4.1334 | 4.2168 | 4.487 | 4.7618 | 4.9314 | 5.0381 | 5.0492 | 5.0765 | 4.9704 | 4.829 | 4.8267 | 5.0133 | 5.1951 | 5.4133 | 5.6193 | 5.8556 | 5.8066 | 5.6143 | 5.4035 | 4.795 | 4.4559
2023-10-06 | 4.2126 | 4.1344 | 3.9997 | 3.9802 | 4.012 | 4.3101 | 4.6 | 4.6676 | 4.764 | 4.7927 | 4.7467 | 4.7978 | 4.842 | 4.9142 | 4.8847 | 5.0217 | 5.2165 | 5.4405 | 5.4099 | 5.2459 | 5.022 | 4.7882 | 4.3799 | 4.131
2023-10-07 | 4.0165 | 4.0184 | 3.9394 | 3.8979 | 3.9371 | 4.1661 | 4.1276 | 4.4147 | 4.5186 | 4.6842 | 4.6103 | 4.7699 | 4.8321 | 4.7339 | 4.7879 | 4.9314 | 5.113 | 5.2775 | 5.3701 | 5.3256 | 4.9706 | 4.8462 | 4.5365 | 4.2174
2023-10-08 | 4.0138 | 3.855 | 3.8903 | 3.9119 | 3.8867 | 4.0327 | 4.1372 | 4.3331 | 4.4844 | 4.5346 | 4.6565 | 4.8422 | 4.7315 | 4.8093 | 4.9756 | 5.0802 | 5.1207 | 5.2039 | 5.1453 | 5.1392 | 4.7872 | 4.6667 | 4.3315 | 4.0089
2023-10-09 | 3.8677 | 3.8778 | 3.8388 | 3.8047 | 3.7322 | 4.0177 | 4.2489 | 4.3528 | 4.7339 | 4.8894 | 4.8173 | 4.9922 | 4.8624 | 4.7337 | 4.9159 | 4.9045 | 4.9861 | 5.2144 | 5.529 | 5.3986 | 5.2367 | 5.0054 | 4.6149 | 4.2962
2023-10-10 | 4.135 | 4.0704 | 3.996 | 3.8839 | 3.9238 | 4.1767 | 4.2999 | 4.5092 | 4.6661 | 4.6502 | 4.8487 | 4.9176 | 4.9499 | 5.0338 | 5.0664 | 4.9914 | 5.3236 | 5.5541 | 5.5871 | 5.3588 | 5.0127 | 4.7498 | 4.5061 | 4.1712
2023-10-11 | 3.9932 | 3.9042 | 3.904 | 3.9158 | 3.9872 | 4.1812 | 4.2724 | 4.8327 | 4.9688 | 4.9754 | 5.0454 | 5.0675 | 5.1357 | 5.1508 | 5.1181 | 5.1808 | 5.3674 | 5.5923 | 5.7662 | 5.6596 | 5.3103 | 4.9661 | 4.6535 | 4.3019
2023-10-12 | 4.3182 | 4.27 | 4.3304 | 4.2791 | 4.3514 | 4.719 | 4.9143 | 5.2446 | 5.4228 | 5.386 | 5.577 | 5.3713 | 5.179 | 5.1133 | 5.8532 | 5.9486 | 6.0495 | 6.1828 | 6.1527 | 6.1744 | 5.9421 | 5.703 | 5.1077 | 4.6465
2023-10-13 | 4.3254 | 4.1978 | 4.1383 | 4.1497 | 4.218 | 4.4148 | 4.5531 | 4.7046 | 4.9141 | 4.9077 | 4.9726 | 5.2381 | 4.9901 | 5.3685 | 5.4937 | 5.5114 | 5.6778 | 5.8503 | 5.6959 | 5.5044 | 5.2023 | 4.8962 | 4.587 | 4.2057
2023-10-14 | 4.0714 | 3.9151 | 3.9239 | 3.9213 | 3.9696 | 4.1619 | 4.3057 | 4.6114 | 4.8363 | 4.853 | 4.8989 | 5.0665 | 4.7823 | 4.7415 | 4.9709 | 5.1987 | 5.2967 | 5.4571 | 5.4293 | 5.3586 | 5.1891 | 4.9619 | 4.5495 | 4.2445
2023-10-15 | 4.0711 | 3.9292 | 3.9175 | 3.8772 | 3.9037 | 4.1199 | 4.1766 | 4.4171 | 4.5992 | 4.7134 | 4.7934 | 4.9113 | 5.0335 | 5.028 | 5.1154 | 5.2679 | 5.1603 | 5.3638 | 5.3746 | 5.332 | 4.9638 | 4.7251 | 4.4038 | 4.0582
2023-10-16 | 3.9354 | 3.8691 | 3.8142 | 3.8747 | 4.061 | 4.2659 | 4.3334 | 4.5355 | 4.9076 | 4.9568 | 4.9803 | 4.9013 | 4.8452 | 4.7491 | 5.0981 | 5.0946 | 5.185 | 5.4474 | 5.5629 | 5.4235 | 5.1002 | 4.8689 | 4.629 | 4.2277
2023-10-17 | 4.0855 | 3.9842 | 3.9462 | 3.9604 | 4.0345 | 4.2706 | 4.5765 | 4.7897 | 4.945 | 4.9392 | 4.9749 | 5.0696 | 4.9919 | 5.1367 | 5.1775 | 5.2775 | 5.1529 | 5.2945 | 5.4662 | 5.2987 | 5.0448 | 4.7055 | 4.4065 | 4.1147
2023-10-18 | 4.0147 | 3.8427 | 3.8756 | 3.953 | 4.0944 | 4.3742 | 4.324 | 4.6574 | 4.9455 | 4.8854 | 4.9724 | 5.0106 | 5.0744 | 4.9466 | 4.9311 | 5.1044 | 5.1665 | 5.4059 | 5.5749 | 5.2667 | 5.0113 | 4.8756 | 4.5499 | 4.1916
2023-10-19 | 4.119 | 4.0185 | 4.0144 | 3.9888 | 4.0565 | 4.3775 | 4.3336 | 4.6197 | 5.0936 | 5.2096 | 5.4971 | 5.2507 | 5.0481 | 5.0558 | 5.1298 | 5.2336 | 5.2749 | 5.5799 | 5.4708 | 5.3225 | 5.0461 | 4.8278 | 4.623 | 4.242
2023-10-20 | 4.0712 | 3.9954 | 3.974 | 3.9506 | 3.9935 | 4.1782 | 4.356 | 4.5494 | 4.8418 | 4.8833 | 4.7838 | 5.0499 | 5.0363 | 5.0142 | 5.276 | 5.2734 | 5.3894 | 5.8437 | 5.9191 | 5.6871 | 5.3895 | 5.1641 | 4.7381 | 4.4602
2023-10-21 | 4.0984 | 3.9894 | 3.9826 | 4.008 | 4.0584 | 4.1599 | 4.4164 | 4.4509 | 4.6155 | 4.7872 | 4.8072 | 4.868 | 4.907 | 4.8658 | 4.9874 | 5.0676 | 5.0654 | 5.3398 | 5.2664 | 5.1845 | 5.0886 | 4.8578 | 4.6668 | 4.3314
2023-10-22 | 4.3051 | 4.1467 | 4.0661 | 4.0713 | 4.1367 | 4.3139 | 4.6153 | 4.9196 | 4.9604 | 5.0621 | 5.001 | 5.132 | 5.1747 | 5.1985 | 5.3515 | 5.3345 | 5.5588 | 5.7247 | 5.9078 | 5.624 | 5.4667 | 5.167 | 4.7335 | 4.262
2023-10-23 | 4.1826 | 4.0909 | 4.0144 | 3.9733 | 4.0576 | 4.3266 | 4.6302 | 4.9227 | 4.9433 | 4.8852 | 4.9717 | 4.9291 | 4.982 | 5.2191 | 5.2886 | 5.2986 | 5.4126 | 5.4991 | 5.6039 | 5.3114 | 5.0153 | 4.6909 | 4.4108 | 4.1842
2023-10-24 | 4.114 | 3.9744 | 3.9725 | 3.9165 | 4.056 | 4.3116 | 4.6152 | 4.832 | 4.9251 | 4.7413 | 4.9153 | 5.034 | 5.0637 | 5.1137 | 5.2891 | 5.3623 | 5.4088 | 5.667 | 5.8592 | 5.5069 | 5.1669 | 4.8862 | 4.4881 | 4.2299
2023-10-25 | 4.1011 | 3.9901 | 3.9102 | 3.9082 | 4.0221 | 4.2147 | 4.5297 | 4.5525 | 4.9284 | 4.8406 | 4.9424 | 4.9173 | 5.0155 | 4.9435 | 5.2472 | 5.2146 | 5.2955 | 5.3968 | 5.7317 | 5.4954 | 5.1316 | 4.83 | 4.4291 | 4.1488
2023-10-26 | 4.0241 | 3.9231 | 3.8708 | 3.9169 | 4.0432 | 4.288 | 4.6685 | 4.7663 | 4.9308 | 4.955 | 5.0163 | 5.121 | 5.0876 | 5.1414 | 5.1756 | 5.3094 | 5.3172 | 5.6379 | 5.5199 | 5.2923 | 5.0385 | 4.6798 | 4.3666 | 4.0919
2023-10-27 | 3.9498 | 3.9668 | 3.969 | 3.9371 | 4.0375 | 4.21 | 4.5073 | 4.696 | 4.9451 | 4.9281 | 4.9352 | 4.951 | 5.0066 | 4.9813 | 5.0234 | 5.218 | 5.4148 | 5.5742 | 5.6809 | 5.5558 | 5.3212 | 5.0718 | 4.7174 | 4.4102
2023-10-28 | 4.2523 | 4.0898 | 4.0073 | 3.9796 | 4.093 | 4.3952 | 4.6425 | 4.9287 | 5.0268 | 4.9692 | 4.8576 | 4.9877 | 5.0161 | 4.9144 | 5.057 | 5.1645 | 5.3251 | 5.4677 | 5.4144 | 5.2232 | 4.9092 | 4.7107 | 4.4264 | 4.06
2023-10-29 | 3.9624 | 3.8768 | 3.8858 | 3.8651 | 3.8509 | 4.0983 | 4.1265 | 4.3699 | 4.5609 | 4.8359 | 4.7201 | 4.8185 | 4.7349 | 4.7072 | 4.8017 | 4.9737 | 5.109 | 5.3854 | 5.4575 | 5.4091 | 5.127 | 4.8108 | 4.4611 | 4.1107
2023-10-30 | 3.9572 | 3.8603 | 3.8969 | 3.8615 | 3.9562 | 4.2247 | 4.4942 | 4.7049 | 4.8306 | 4.8724 | 4.7798 | 4.898 | 4.9408 | 4.9995 | 5.1063 | 5.3009 | 5.4505 | 5.607 | 5.7526 | 5.6414 | 5.2932 | 5.0336 | 4.6333 | 4.2697
2023-10-31 | 4.1073 | 3.9063 | 3.8465 | 3.8536 | 3.8604 | 4.0828 | 4.4454 | 4.6382 | 5.0318 | 4.9172 | 4.8671 | 4.8643 | 5.0133 | 5.059 | 5.0559 | 5.2359 | 5.3937 | 5.6216 | 5.718 | 5.5344 | 5.201 | 4.8735 | 4.5929 | 4.2277
2023-11-01 | 3.9926 | 3.873 | 3.7864 | 3.7656 | 3.7385 | 4.0477 | 4.303 | 4.5145 | 4.7381 | 4.7468 | 4.7031 | 4.6683 | 4.7432 | 4.7971 | 4.8453 | 4.8618 | 5.1019 | 5.422 | 5.5874 | 5.4084 | 5.1696 | 4.9008 | 4.4733 | 4.1158
2023-11-02 | 4.0054 | 3.8883 | 3.8169 | 3.8371 | 3.8877 | 4.0745 | 4.3117 | 4.433 | 4.5722 | 4.7043 | 4.706 | 4.6993 | 4.6374 | 4.5864 | 4.7969 | 4.882 | 5.1857 | 5.4239 | 5.3085 | 5.0389 | 4.7818 | 4.6233 | 4.3014 | 4.0564
2023-11-03 | 3.9434 | 3.8603 | 3.8374 | 3.8688 | 3.8512 | 4.1319 | 4.2929 | 4.5797 | 4.6781 | 4.7926 | 4.705 | 4.7664 | 4.7305 | 4.6786 | 4.8561 | 5.0587 | 5.1484 | 5.3917 | 5.4118 | 5.24 | 4.9951 | 4.7007 | 4.4062 | 4.1406
2023-11-04 | 3.9842 | 3.9188 | 3.8414 | 3.8966 | 3.9179 | 4.0714 | 4.175 | 4.3223 | 4.5968 | 4.7226 | 4.6876 | 4.7595 | 4.7178 | 4.7046 | 4.8807 | 5.1282 | 5.2247 | 5.3176 | 5.3484 | 5.0877 | 4.8097 | 4.4566 | 4.3067 | 3.9729
2023-11-05 | 3.9057 | 3.7972 | 3.7506 | 3.5957 | 3.6679 | 3.9239 | 4.1152 | 4.341 | 4.6913 | 4.6302 | 4.716 | 4.5699 | 4.5986 | 4.5984 | 4.7445 | 4.899 | 5.1791 | 5.3476 | 5.467 | 5.1907 | 4.9507 | 4.7087 | 4.3846 | 4.0627
2023-11-06 | 3.8683 | 3.6244 | 3.6182 | 3.6097 | 3.8441 | 4.0496 | 4.3701 | 4.4797 | 4.6342 | 4.6496 | 4.5832 | 4.6065 | 4.7706 | 4.7739 | 4.796 | 5.1734 | 5.3766 | 5.6535 | 5.7321 | 5.5409 | 5.1646 | 4.8878 | 4.5422 | 4.1815
2023-11-07 | 3.9928 | 3.8386 | 3.8204 | 3.7905 | 3.9477 | 4.2368 | 4.6192 | 4.6698 | 4.789 | 4.8866 | 4.8755 | 4.8578 | 4.9124 | 4.9458 | 5.0498 | 5.2907 | 5.4156 | 5.6945 | 5.725 | 5.4734 | 5.2621 | 4.9361 | 4.5055 | 4.3371
2023-11-08 | 4.1781 | 4.09 | 4.0086 | 3.9839 | 4.0201 | 4.3713 | 4.6403 | 4.7819 | 4.9609 | 4.7939 | 4.7362 | 4.8175 | 4.8326 | 4.7985 | 4.7833 | 4.9742 | 5.3091 | 5.5483 | 5.6106 | 5.4697 | 5.2076 | 4.9103 | 4.4847 | 4.193
2023-11-09 | 4.0667 | 3.9677 | 3.9494 | 4.0032 | 4.0108 | 4.1643 | 4.6302 | 4.9798 | 4.9918 | 4.849 | 4.9991 | 4.7907 | 4.9253 | 4.75 | 4.828 | 4.6305 | 4.4353 | 4.7398 | 5.2201 | 5.2822 | 4.9947 | 4.7499 | 4.5001 | 4.2695
2023-11-10 | 3.8422 | 3.561 | 3.6799 | 3.667 | 3.9845 | 4.3022 | 4.603 | 4.8579 | 4.9612 | 4.931 | 4.9779 | 5.0162 | 5.033 | 4.892 | 4.9109 | 5.173 | 5.2147 | 5.3965 | 5.4059 | 5.1714 | 4.8681 | 4.6281 | 4.3099 | 3.9608
2023-11-11 | 3.765 | 3.7234 | 3.7322 | 3.7527 | 3.9207 | 3.9556 | 4.2463 | 4.4185 | 4.7543 | 4.7823 | 4.7121 | 4.6982 | 4.7439 | 4.8642 | 4.8811 | 4.9742 | 5.1441 | 5.3921 | 5.3655 | 4.9735 | 4.7378 | 4.5916 | 4.2943 | 4.0192
2023-11-12 | 3.8691 | 3.8 | 3.6981 | 3.6401 | 3.7949 | 3.9773 | 4.1145 | 4.3719 | 4.5884 | 4.6175 | 4.8054 | 4.7421 | 4.7781 | 4.7005 | 4.8602 | 4.9813 | 5.1403 | 5.2444 | 5.2819 | 5.1747 | 4.8722 | 4.6727 | 4.3468 | 4.1183
2023-11-13 | 3.9713 | 3.9036 | 3.8879 | 3.7595 | 3.9229 | 4.0326 | 4.2528 | 4.4812 | 4.6689 | 4.6473 | 4.6837 | 4.7056 | 4.7801 | 4.968 | 5.0949 | 5.16 | 5.2138 | 5.4339 | 5.5511 | 5.3151 | 5.1092 | 4.816 | 4.3626 | 4.1116
2023-11-14 | 4.2282 | 4.1349 | 4.0877 | 4.2382 | 4.4069 | 4.586 | 4.6782 | 4.8536 | 5.2264 | 5.1924 | 5.0483 | 5.1437 | 5.1357 | 5.2322 | 5.4121 | 5.4208 | 5.6578 | 6.0873 | 6.1829 | 5.8181 | 5.5051 | 5.0798 | 4.7016 | 4.3754
2023-11-15 | 3.9481 | 3.8498 | 3.8021 | 3.8555 | 3.7685 | 4.1084 | 4.3253 | 4.2875 | 4.7609 | 4.6649 | 4.7692 | 4.7778 | 4.9278 | 4.742 | 4.9929 | 5.2312 | 5.2857 | 5.6694 | 5.8081 | 5.5986 | 5.3733 | 5.0984 | 4.5907 | 4.3239
2023-11-16 | 4.1571 | 4.0391 | 4.0536 | 3.9572 | 4.0398 | 4.164 | 4.4472 | 4.902 | 5.107 | 4.9339 | 4.7602 | 4.7057 | 4.6839 | 4.7902 | 4.9053 | 5.0783 | 5.233 | 5.4632 | 5.5668 | 5.3602 | 5.1873 | 4.9466 | 4.5104 | 4.1938
2023-11-17 | 4.0081 | 3.9263 | 3.9567 | 3.9595 | 4.0373 | 4.3287 | 4.5743 | 4.8971 | 4.9327 | 4.968 | 4.8899 | 5.035 | 5.2025 | 5.0786 | 5.1932 | 5.3281 | 5.3662 | 5.6413 | 5.6844 | 5.4296 | 5.1058 | 4.926 | 4.4906 | 4.1921
2023-11-18 | 4.0955 | 3.9706 | 3.9665 | 3.9811 | 4.0357 | 4.245 | 4.4385 | 4.5119 | 4.9007 | 4.7069 | 4.8115 | 4.8589 | 4.7982 | 4.8272 | 4.808 | 4.8064 | 4.8672 | 5.1155 | 5.1308 | 4.9132 | 4.7275 | 4.5268 | 4.2766 | 4.0125
2023-11-19 | 3.8943 | 3.7324 | 3.8155 | 3.8862 | 3.9839 | 4.2182 | 4.445 | 4.7277 | 4.9143 | 4.984 | 4.9312 | 5.0189 | 5.012 | 4.8648 | 4.9155 | 5.1336 | 5.1799 | 5.3456 | 5.36 | 5.1283 | 4.8288 | 4.5508 | 4.3193 | 3.9193
2023-11-20 | 3.7946 | 3.6752 | 3.6735 | 3.7405 | 3.9128 | 4.1482 | 4.4367 | 4.708 | 4.6996 | 4.6744 | 4.8526 | 4.8166 | 4.7954 | 4.9443 | 5.2391 | 5.2976 | 5.4362 | 5.5766 | 5.6909 | 5.5031 | 5.2427 | 4.9773 | 4.4033 | 4.2109
2023-11-21 | 3.959 | 3.7853 | 3.7841 | 3.7624 | 3.961 | 4.2523 | 4.5143 | 4.6719 | 4.745 | 4.6584 | 4.77 | 4.8853 | 4.9568 | 4.9371 | 4.9651 | 5.0099 | 5.1448 | 5.4051 | 5.5512 | 5.2868 | 5.0635 | 4.8051 | 4.469 | 4.169
2023-11-22 | 3.9677 | 3.8195 | 3.7793 | 3.8526 | 3.9364 | 4.2681 | 4.6323 | 4.8127 | 4.9281 | 4.7958 | 4.8353 | 4.8552 | 5.083 | 5.0092 | 5.0632 | 5.1272 | 5.3517 | 5.4191 | 5.427 | 5.2545 | 5.0353 | 4.7205 | 4.4251 | 4.1806
2023-11-23 | 4.0637 | 3.9394 | 3.8632 | 3.8885 | 3.9599 | 4.114 | 4.4309 | 4.5933 | 4.6248 | 4.5931 | 4.6727 | 4.6451 | 4.6251 | 4.7328 | 4.8251 | 4.933 | 5.0398 | 5.2612 | 5.4643 | 5.2737 | 5.0104 | 4.8607 | 4.5185 | 4.3044
2023-11-24 | 4.168 | 4.0759 | 4.0058 | 4.0111 | 4.1394 | 4.3474 | 4.5758 | 4.6378 | 5.0311 | 4.7386 | 4.7153 | 4.6102 | 4.7711 | 4.8593 | 4.8364 | 4.9034 | 4.971 | 5.2053 | 5.3915 | 5.087 | 4.8841 | 4.643 | 4.4347 | 4.1496
2023-11-25 | 3.9721 | 3.8286 | 3.8356 | 3.8979 | 3.8136 | 3.9977 | 4.2023 | 4.4498 | 4.6933 | 4.633 | 4.5229 | 4.6395 | 4.5954 | 4.626 | 4.5756 | 4.6635 | 4.8944 | 5.122 | 5.2386 | 4.9933 | 4.7094 | 4.3665 | 4.1356 | 3.9737
2023-11-26 | 3.9169 | 3.7944 | 3.6016 | 3.6383 | 3.6293 | 3.9386 | 4.2461 | 4.4052 | 4.6953 | 4.7993 | 4.773 | 4.7271 | 4.8068 | 4.9428 | 4.8687 | 5.063 | 5.1706 | 5.4419 | 5.4367 | 5.142 | 4.8739 | 4.41 | 4.1352 | 3.9966
2023-11-27 | 3.804 | 3.6556 | 3.6843 | 3.6065 | 3.6793 | 4.0332 | 4.2404 | 4.5212 | 4.658 | 4.6811 | 4.5828 | 4.6165 | 4.5806 | 4.6142 | 4.7798 | 5.0983 | 5.286 | 5.3258 | 5.4945 | 5.4202 | 5.1802 | 4.9708 | 4.4382 | 4.18
2023-11-28 | 4.0016 | 3.8458 | 3.8459 | 3.8399 | 4.0168 | 4.0866 | 4.3866 | 4.5798 | 4.8035 | 4.8235 | 4.7202 | 4.7501 | 4.9146 | 5.0277 | 5.1329 | 5.136 | 5.3221 | 5.4272 | 5.5157 | 5.306 | 5.0597 | 4.7234 | 4.2915 | 3.9691
2023-11-29 | 3.8422 | 3.7373 | 3.6879 | 3.7892 | 3.8786 | 3.9914 | 4.2447 | 4.5154 | 4.8596 | 4.9743 | 4.9546 | 5.0745 | 5.1802 | 5.088 | 5.2708 | 5.3669 | 5.37 | 5.5107 | 5.562 | 5.3221 | 5.0052 | 4.7047 | 4.3922 | 4.0155
2023-11-30 | 3.8517 | 3.7348 | 3.7601 | 3.7441 | 3.8734 | 4.0049 | 4.3704 | 4.6155 | 5.0751 | 5.0832 | 4.9735 | 4.9152 | 4.8969 | 4.9455 | 5.0427 | 5.0991 | 5.3321 | 5.3797 | 5.3481 | 5.0587 | 4.8647 | 4.6599 | 4.3728 | 3.998
2023-12-01 | 3.9846 | 3.9067 | 3.8607 | 3.7371 | 3.8622 | 3.897 | 4.1749 | 4.3917 | 4.7579 | 4.7813 | 4.8146 | 4.7707 | 4.9214 | 4.9832 | 5.0383 | 5.3358 | 5.406 | 5.4718 | 5.4083 | 5.1366 | 5.0595 | 4.8608 | 4.2886 | 4.0813
2023-12-02 | 4.0622 | 3.9956 | 3.7674 | 3.9305 | 3.9823 | 4.026 | 4.2982 | 4.4882 | 4.7955 | 4.7982 | 4.6861 | 4.708 | 4.7812 | 4.6852 | 4.8575 | 5.0193 | 5.1632 | 5.3051 | 5.361 | 5.1776 | 4.9096 | 4.6828 | 4.3918 | 4.2218
2023-12-03 | 3.6418 | 3.4846 | 3.4805 | 3.506 | 3.5396 | 3.7263 | 4.0241 | 4.3992 | 4.5187 | 4.573 | 4.3114 | 4.3268 | 4.346 | 4.2292 | 4.3831 | 4.4617 | 4.5622 | 4.9046 | 5.0067 | 4.8693 | 4.6056 | 4.2748 | 3.8746 | 3.663
2023-12-04 | 3.5428 | 3.3993 | 3.3881 | 3.3715 | 3.4426 | 3.7319 | 4.1484 | 4.3953 | 4.5531 | 4.6638 | 4.3203 | 4.3746 | 4.3874 | 4.4501 | 4.5429 | 4.6841 | 4.8301 | 5.1405 | 5.2532 | 5.0406 | 4.5571 | 4.1821 | 3.8083 | 3.5724
2023-12-05 | 3.449 | 3.3003 | 3.2592 | 3.2767 | 3.427 | 3.7611 | 4.0599 | 4.2325 | 4.4749 | 4.5351 | 4.3573 | 4.333 | 4.54 | 4.2782 | 4.4507 | 4.6092 | 4.6801 | 4.9967 | 5.2634 | 5.1661 | 4.9724 | 4.5968 | 4.0589 | 3.8007
2023-12-06 | 3.6216 | 3.5298 | 3.502 | 3.4782 | 3.5891 | 3.9733 | 4.3705 | 4.531 | 4.5194 | 4.5507 | 4.5662 | 4.4507 | 4.3807 | 4.4074 | 4.4915 | 4.5456 | 4.8502 | 5.0564 | 5.4506 | 5.0395 | 4.6584 | 4.3105 | 3.8425 | 3.5095
2023-12-07 | 3.4265 | 3.3974 | 3.3575 | 3.3574 | 3.4348 | 3.8349 | 4.1863 | 4.3398 | 4.235 | 4.2307 | 4.2593 | 4.3426 | 4.3524 | 4.2732 | 4.3616 | 4.5513 | 4.6486 | 5.0311 | 5.3477 | 5.3093 | 5.1177 | 4.7289 | 4.2203 | 3.9194
2023-12-08 | 3.7732 | 3.7084 | 3.6041 | 3.5909 | 3.676 | 3.9829 | 4.4593 | 4.6659 | 4.5655 | 4.3615 | 4.4003 | 4.3971 | 4.4255 | 4.3184 | 4.4124 | 4.5429 | 4.6586 | 4.8637 | 4.982 | 4.73 | 4.5237 | 4.238 | 3.9932 | 3.7469
2023-12-09 | 3.5373 | 3.415 | 3.394 | 3.3611 | 3.4324 | 3.7263 | 3.908 | 4.1133 | 4.2884 | 4.4791 | 4.4238 | 4.4386 | 4.4224 | 4.4022 | 4.5267 | 4.6756 | 4.6095 | 4.817 | 4.9254 | 4.6722 | 4.5988 | 4.3514 | 4.0533 | 3.7935
2023-12-10 | 3.6776 | 3.5161 | 3.4658 | 3.4974 | 3.5939 | 3.817 | 4.0624 | 4.2879 | 4.4785 | 4.5432 | 4.4701 | 4.2859 | 4.3331 | 4.3679 | 4.3985 | 4.5115 | 4.7374 | 4.9752 | 5.1688 | 4.704 | 4.4755 | 4.1769 | 3.9144 | 3.5823
2023-12-11 | 3.3669 | 3.3078 | 3.2535 | 3.2798 | 3.3476 | 3.6725 | 3.9919 | 4.2009 | 4.5594 | 4.4479 | 4.4012 | 4.4702 | 4.4988 | 4.4615 | 4.4765 | 4.7518 | 4.8275 | 4.9987 | 5.0832 | 4.856 | 4.8011 | 4.4787 | 3.9839 | 3.7058
2023-12-12 | 3.5383 | 3.5943 | 3.4908 | 3.4227 | 3.5154 | 3.7342 | 4.0728 | 4.4157 | 4.5095 | 4.5827 | 4.505 | 4.5329 | 4.4935 | 4.6069 | 4.5562 | 4.7312 | 4.7925 | 5.2023 | 5.4719 | 5.3022 | 4.9434 | 4.59 | 4.1364 | 3.8717
2023-12-13 | 3.7374 | 3.5298 | 3.466 | 3.4975 | 3.5948 | 3.9256 | 4.2869 | 4.5793 | 4.726 | 4.8391 | 4.7943 | 4.8817 | 4.7734 | 4.8141 | 4.8504 | 4.8815 | 4.8832 | 5.1126 | 5.3787 | 5.0949 | 4.7345 | 4.3754 | 4.0073 | 3.759
2023-12-14 | 3.6412 | 3.5908 | 3.5677 | 3.5742 | 3.6665 | 3.9856 | 4.3169 | 4.5104 | 4.4499 | 4.538 | 4.4914 | 4.3681 | 4.3024 | 4.2622 | 4.3599 | 4.4815 | 4.6847 | 5.0728 | 5.259 | 5.0408 | 4.7215 | 4.3573 | 4.0153 | 3.7753
2023-12-15 | 3.5798 | 3.4738 | 3.5174 | 3.4429 | 3.4569 | 3.7723 | 4.1483 | 4.3529 | 4.3953 | 4.7532 | 4.6446 | 4.6086 | 4.624 | 4.6737 | 4.764 | 4.9258 | 5.11 | 5.2095 | 5.1925 | 4.9082 | 4.6845 | 4.4324 | 4.0439 | 3.7345
2023-12-16 | 3.492 | 3.3842 | 3.3602 | 3.3062 | 3.3662 | 3.5479 | 3.7956 | 4.027 | 4.1797 | 4.2539 | 4.1391 | 4.1965 | 4.1897 | 4.2344 | 4.311 | 4.2942 | 4.5776 | 4.799 | 5.0191 | 4.8122 | 4.5015 | 4.2205 | 3.9295 | 3.727
2023-12-17 | 3.4925 | 3.3471 | 3.2382 | 3.1336 | 3.242 | 3.3766 | 3.7237 | 4.0345 | 4.2955 | 4.4152 | 4.345 | 4.3654 | 4.3595 | 4.3056 | 4.3871 | 4.5178 | 4.7491 | 5.2208 | 5.3578 | 5.1471 | 4.6363 | 4.3739 | 4.0614 | 3.7302
2023-12-18 | 3.5644 | 3.4173 | 3.3887 | 3.389 | 3.3775 | 3.6516 | 3.9681 | 4.2648 | 4.2221 | 4.295 | 4.343 | 4.3952 | 4.5063 | 4.3912 | 4.3907 | 4.4008 | 4.7455 | 5.0792 | 5.2333 | 5.1196 | 4.8013 | 4.4769 | 3.9126 | 3.6559
2023-12-19 | 3.6817 | 3.6045 | 3.4548 | 3.4029 | 3.5145 | 3.7742 | 4.0064 | 4.1967 | 4.2798 | 4.3651 | 4.2624 | 4.3744 | 4.3983 | 4.3681 | 4.3926 | 4.4845 | 4.5298 | 4.8914 | 5.161 | 4.9876 | 4.7141 | 4.4212 | 4.0406 | 3.7716
2023-12-20 | 3.6147 | 3.4983 | 3.4337 | 3.3806 | 3.4695 | 3.7905 | 4.0935 | 4.3953 | 4.4319 | 4.4527 | 4.3615 | 4.3131 | 4.4663 | 4.3567 | 4.4045 | 4.5728 | 4.8358 | 5.0305 | 5.1181 | 5.1545 | 4.9202 | 4.464 | 3.9773 | 3.6524
2023-12-21 | 3.5244 | 3.4064 | 3.3353 | 3.2796 | 3.4305 | 3.7083 | 4.1744 | 4.2675 | 4.3056 | 4.4034 | 4.2569 | 4.2115 | 4.2366 | 4.2123 | 4.2555 | 4.5132 | 4.6344 | 5.0269 | 5.4537 | 5.2735 | 4.837 | 4.4975 | 4.0957 | 3.8913
2023-12-22 | 3.6652 | 3.4644 | 3.4926 | 3.4432 | 3.5851 | 3.8611 | 4.0486 | 4.2254 | 4.2471 | 4.2646 | 4.3564 | 4.6858 | 4.6276 | 4.4729 | 4.5516 | 4.7691 | 4.9021 | 5.1996 | 5.3846 | 5.2617 | 4.9469 | 4.5394 | 4.1543 | 3.9281
2023-12-23 | 3.801 | 3.6567 | 3.6037 | 3.6065 | 3.6536 | 3.747 | 3.9443 | 4.0526 | 4.1938 | 4.3133 | 4.2435 | 4.4119 | 4.3893 | 4.3704 | 4.4792 | 4.7718 | 4.7475 | 5.1416 | 5.3795 | 5.1612 | 4.8082 | 4.6014 | 4.1194 | 3.806
2023-12-24 | 3.761 | 3.6018 | 3.5063 | 3.4714 | 3.4531 | 3.5624 | 3.7947 | 4.0135 | 4.115 | 4.2504 | 4.3248 | 4.3784 | 4.3144 | 4.3969 | 4.3754 | 4.5225 | 4.7926 | 5.1944 | 5.3357 | 5.161 | 4.8136 | 4.4355 | 4.025 | 3.7413
2023-12-25 | 3.6651 | 3.534 | 3.4396 | 3.4248 | 3.5205 | 3.672 | 3.924 | 4.1519 | 4.5031 | 4.7118 | 4.7512 | 4.9551 | 4.9259 | 4.9038 | 4.9931 | 5.1349 | 5.2105 | 5.658 | 5.7096 | 5.4241 | 5.1486 | 4.7664 | 4.4211 | 4.069
2023-12-26 | 3.8145 | 3.6252 | 3.517 | 3.4228 | 3.5236 | 3.5919 | 3.7961 | 4.0287 | 4.3624 | 4.5539 | 4.757 | 4.6988 | 4.7338 | 4.8041 | 4.826 | 4.8313 | 4.9759 | 5.3765 | 5.5751 | 5.365 | 5.0403 | 4.7172 | 4.3213 | 4.0944
2023-12-27 | 4.1923 | 4.0764 | 3.986 | 3.9849 | 4.1374 | 4.2939 | 4.4777 | 4.8181 | 5.159 | 5.0242 | 5.2691 | 5.3639 | 5.3915 | 5.2853 | 5.5529 | 5.6049 | 5.9136 | 6.0931 | 6.3801 | 6.2515 | 5.6937 | 5.1623 | 4.6319 | 4.1346
2023-12-28 | 3.7294 | 3.6019 | 3.5703 | 3.5458 | 3.6147 | 3.8658 | 4.085 | 4.3518 | 4.667 | 4.6839 | 4.8472 | 4.9741 | 4.9056 | 4.9547 | 5.0571 | 5.0944 | 5.4097 | 5.7357 | 5.8484 | 5.6776 | 5.2621 | 4.9941 | 4.5923 | 4.0258
2023-12-29 | 3.8244 | 3.6803 | 3.6587 | 3.5442 | 3.6674 | 3.8475 | 4.0204 | 4.3532 | 4.7009 | 4.911 | 5.1417 | 5.3035 | 5.3723 | 5.1588 | 5.2549 | 5.3236 | 5.6145 | 5.9418 | 5.968 | 5.606 | 5.316 | 5.1243 | 4.7041 | 4.1733
2023-12-30 | 3.984 | 3.8199 | 3.8768 | 3.776 | 3.6247 | 3.8095 | 4.0505 | 4.4111 | 4.6775 | 4.836 | 4.9228 | 4.8195 | 4.8574 | 4.8211 | 4.8488 | 4.986 | 5.3065 | 5.6248 | 5.7819 | 5.5902 | 5.2774 | 4.9668 | 4.4933 | 4.0928
2023-12-31 | 3.8647 | 3.6811 | 3.5867 | 3.6838 | 3.5917 | 3.7305 | 3.978 | 4.3765 | 4.6984 | 4.7746 | 4.7908 | 4.8973 | 4.9579 | 4.7364 | 4.983 | 5.2244 | 5.3865 | 5.7521 | 5.8693 | 5.716 | 5.2609 | 5.0591 | 4.6981 | 4.2025
2024-01-01 | 3.5775 | 3.528 | 3.482 | 3.5128 | 3.5457 | 3.7111 | 3.9936 | 4.1331 | 4.227 | 4.2206 | 4.2836 | 4.3335 | 4.406 | 4.4149 | 4.8008 | 4.9565 | 5.1043 | 5.3766 | 5.467 | 5.2856 | 4.8876 | 4.4757 | 4.0823 | 3.7048
2024-01-02 | 4.1246 | 3.9416 | 3.7891 | 3.694 | 3.6891 | 3.8353 | 3.8985 | 4.1742 | 4.2489 | 4.4508 | 4.8433 | 4.8538 | 4.791 | 4.6804 | 4.7078 | 4.739 | 4.9685 | 5.4461 | 5.8794 | 5.6287 | 5.2376 | 4.936 | 4.4974 | 3.9332
2024-01-03 | 3.6667 | 3.5628 | 3.4841 | 3.5668 | 3.5837 | 3.7411 | 4.0395 | 4.2393 | 4.4306 | 4.5359 | 4.6017 | 4.5114 | 4.4791 | 4.591 | 4.746 | 4.8925 | 5.1033 | 5.3884 | 5.7209 | 5.5428 | 5.1875 | 4.8008 | 4.2964 | 3.7637
2024-01-04 | 3.5823 | 3.4947 | 3.4739 | 3.477 | 3.5241 | 3.7457 | 3.9848 | 4.2032 | 4.5217 | 4.5813 | 4.2754 | 4.2786 | 4.2311 | 4.2501 | 4.2777 | 4.806 | 5.1226 | 5.4338 | 5.6452 | 5.3438 | 4.9463 | 4.6427 | 4.1718 | 3.7624
2024-01-05 | 3.6469 | 3.5283 | 3.5347 | 3.5933 | 3.6397 | 3.8872 | 4.1028 | 4.2557 | 4.3282 | 4.3069 | 4.2317 | 4.3105 | 4.3115 | 4.2716 | 4.4086 | 4.6649 | 5.1197 | 5.3767 | 5.567 | 5.4075 | 5.0342 | 4.6671 | 4.2132 | 3.8576
2024-01-06 | 3.6688 | 3.5938 | 3.5461 | 3.5072 | 3.556 | 3.6607 | 3.9874 | 4.1089 | 4.2033 | 4.2596 | 4.1825 | 4.076 | 4.234 | 4.4025 | 4.3667 | 4.5698 | 4.8652 | 4.9969 | 5.1222 | 4.9793 | 4.7181 | 4.4618 | 3.9922 | 3.7804
2024-01-07 | 3.6493 | 3.5225 | 3.5045 | 3.4698 | 3.4576 | 3.5931 | 3.7556 | 3.8034 | 4.053 | 4.122 | 4.0288 | 4.0069 | 4.0987 | 4.3027 | 4.3831 | 4.5124 | 4.728 | 5.0096 | 5.0482 | 4.9251 | 4.7295 | 4.3509 | 3.9832 | 3.74
2024-01-08 | 3.5825 | 3.5224 | 3.4718 | 3.5032 | 3.5352 | 3.707 | 3.9911 | 4.1275 | 4.2205 | 4.217 | 4.2815 | 4.3226 | 4.4078 | 4.4146 | 4.7879 | 4.94 | 5.0874 | 5.3676 | 5.4544 | 5.2754 | 4.8804 | 4.4668 | 4.0781 | 3.7027
2024-01-09 | 3.5874 | 3.4719 | 3.4408 | 3.5172 | 3.5251 | 3.7294 | 3.9704 | 4.1092 | 4.1943 | 4.0577 | 4.1245 | 4.1743 | 4.2683 | 4.5269 | 4.9112 | 4.8963 | 4.9025 | 5.1595 | 5.4924 | 5.2661 | 4.8178 | 4.4915 | 4.0033 | 3.6537
2024-01-10 | 3.5035 | 3.4582 | 3.3959 | 3.4016 | 3.501 | 3.8155 | 4.0968 | 4.3733 | 4.3631 | 4.2938 | 4.2743 | 4.3374 | 4.3008 | 4.6144 | 4.5635 | 4.6567 | 4.7789 | 5.1406 | 5.3809 | 5.1064 | 4.9147 | 4.4766 | 4.0905 | 3.7672
2024-01-11 | 3.5871 | 3.5086 | 3.5141 | 3.506 | 3.5542 | 3.7734 | 4.0727 | 4.3449 | 4.2682 | 4.4852 | 4.6312 | 4.4258 | 4.4372 | 4.4706 | 4.5449 | 4.5466 | 4.745 | 5.2616 | 5.5791 | 5.3044 | 4.9038 | 4.5882 | 4.1189 | 3.9749
2024-01-12 | 3.6709 | 3.5376 | 3.5015 | 3.5151 | 3.6037 | 3.8108 | 4.2179 | 4.361 | 4.3382 | 4.4633 | 4.4917 | 4.7224 | 4.6494 | 4.6384 | 4.6693 | 4.7615 | 4.79 | 5.2011 | 5.3735 | 5.066 | 4.7935 | 4.3964 | 3.9262 | 3.8821
2024-01-13 | 3.6538 | 3.4007 | 3.4105 | 3.4334 | 3.3835 | 3.5367 | 3.7366 | 4.0271 | 4.2971 | 4.5433 | 4.3121 | 4.4347 | 4.5181 | 4.402 | 4.393 | 4.6613 | 4.8628 | 5.1124 | 5.2426 | 5.1131 | 4.8207 | 4.3959 | 4.0124 | 3.9475
2024-01-14 | 3.6402 | 3.4431 | 3.4295 | 3.4666 | 3.4096 | 3.5765 | 3.7513 | 3.9744 | 4.2986 | 4.5848 | 4.6982 | 4.6479 | 4.5141 | 4.4438 | 4.5403 | 4.6886 | 4.7187 | 4.9558 | 5.2811 | 5.1277 | 4.7289 | 4.3434 | 3.9292 | 3.6474
2024-01-15 | 3.5447 | 3.4489 | 3.3891 | 3.4086 | 3.4883 | 3.6336 | 3.9622 | 4.3492 | 4.4998 | 4.4542 | 4.5313 | 4.4859 | 4.6452 | 4.5906 | 4.6266 | 4.4411 | 4.6391 | 5.1281 | 5.3889 | 5.1003 | 4.8457 | 4.6576 | 3.9508 | 3.6651
2024-01-16 | 3.5194 | 3.4085 | 3.3204 | 3.376 | 3.4261 | 3.6394 | 3.9357 | 4.1241 | 4.1422 | 4.0814 | 4.0301 | 4.1468 | 4.1056 | 4.1032 | 4.129 | 4.1562 | 4.23 | 4.5514 | 4.965 | 4.862 | 4.5674 | 4.182 | 3.8103 | 3.4526
2024-01-17 | 3.3477 | 3.401 | 3.4026 | 3.3951 | 3.5191 | 3.8205 | 4.1652 | 4.3397 | 4.2275 | 4.2914 | 4.2496 | 4.5683 | 4.3292 | 4.318 | 4.4501 | 4.4497 | 4.4631 | 4.7421 | 5.1684 | 5.0257 | 4.6356 | 4.2817 | 3.8826 | 3.5273
2024-01-18 | 3.3954 | 3.3006 | 3.2672 | 3.2967 | 3.416 | 3.71 | 4.0178 | 4.2502 | 4.2313 | 4.2941 | 4.4731 | 4.565 | 4.4313 | 4.4502 | 4.5242 | 4.6177 | 4.7526 | 4.9841 | 5.1347 | 4.9527 | 4.7371 | 4.4836 | 3.9582 | 3.5616
2024-01-19 | 3.5658 | 3.4873 | 3.4642 | 3.4918 | 3.5438 | 3.8364 | 4.3383 | 4.5997 | 4.4858 | 4.4901 | 4.5829 | 4.6325 | 4.6357 | 4.5992 | 4.6335 | 4.7224 | 4.6596 | 4.9106 | 5.1207 | 4.8773 | 4.5667 | 4.3072 | 3.9661 | 3.6455
2024-01-20 | 3.4992 | 3.3961 | 3.3538 | 3.3513 | 3.392 | 3.6145 | 3.8618 | 4.0749 | 4.324 | 4.3847 | 4.2066 | 4.2022 | 4.3175 | 4.4994 | 4.5913 | 4.7308 | 4.7032 | 4.9775 | 5.1472 | 4.9853 | 4.6358 | 4.3231 | 4.0034 | 3.6649
2024-01-21 | 3.5346 | 3.3556 | 3.3321 | 3.3568 | 3.3609 | 3.5144 | 3.8366 | 4.1319 | 4.4351 | 4.4856 | 4.3324 | 4.4971 | 4.6099 | 4.5851 | 4.803 | 4.8636 | 4.9655 | 5.1249 | 5.2987 | 5.1658 | 4.7518 | 4.424 | 3.981 | 3.6583
2024-01-22 | 3.5082 | 3.4298 | 3.461 | 3.4325 | 3.4541 | 3.6354 | 3.8564 | 4.0901 | 4.2493 | 4.1326 | 3.9781 | 4.1311 | 4.0741 | 4.1618 | 4.1288 | 4.3254 | 4.4149 | 4.7675 | 5.1397 | 5.0389 | 4.5073 | 4.233 | 3.8761 | 3.5594
2024-01-23 | 3.408 | 3.3364 | 3.2968 | 3.3311 | 3.4182 | 3.6272 | 3.9651 | 4.2601 | 4.151 | 4.2598 | 4.4843 | 4.6228 | 4.6971 | 4.525 | 4.3352 | 4.5525 | 4.5955 | 5.0808 | 5.3527 | 4.8044 | 4.7653 | 4.5771 | 4.0985 | 3.6747
2024-01-24 | 3.5317 | 3.4239 | 3.358 | 3.375 | 3.466 | 3.7361 | 4.0898 | 4.2315 | 4.0146 | 4.0219 | 3.9922 | 4.0226 | 4.3469 | 4.487 | 4.5149 | 4.9157 | 5.0388 | 5.3162 | 5.4282 | 5.2174 | 4.976 | 4.5582 | 4.1071 | 3.6356
2024-01-25 | 3.4688 | 3.3505 | 3.3493 | 3.3092 | 3.3839 | 3.6968 | 4.0554 | 4.3198 | 4.2046 | 4.1769 | 4.4064 | 4.5571 | 4.5114 | 4.4003 | 4.8127 | 4.9112 | 5.0147 | 5.2619 | 5.4651 | 5.0966 | 4.8724 | 4.3638 | 3.9757 | 3.6823
2024-01-26 | 3.4689 | 3.3998 | 3.3963 | 3.3855 | 3.6241 | 3.8472 | 4.3033 | 4.5336 | 4.5657 | 4.4927 | 4.6398 | 4.7758 | 4.7257 | 4.7598 | 4.8511 | 4.8121 | 5.0427 | 5.3686 | 5.451 | 5.1339 | 4.9041 | 4.735 | 4.2678 | 3.9792
2024-01-27 | 3.781 | 3.7342 | 3.4972 | 3.4556 | 3.4744 | 3.6837 | 3.8774 | 4.1316 | 4.3321 | 4.2948 | 4.1418 | 4.072 | 4.0031 | 4.0043 | 4.1023 | 4.1818 | 4.2849 | 4.6712 | 4.9338 | 4.7932 | 4.5496 | 4.2839 | 3.9158 | 3.66
2024-01-28 | 3.5511 | 3.3992 | 3.4063 | 3.2798 | 3.2864 | 3.483 | 3.6773 | 3.8378 | 4.0695 | 4.1495 | 4.1141 | 4.2485 | 4.3066 | 4.2157 | 4.0889 | 4.2489 | 4.4582 | 4.6506 | 4.8392 | 4.8865 | 4.6689 | 4.2224 | 3.8514 | 3.5803
2024-01-29 | 3.4877 | 3.4017 | 3.386 | 3.4079 | 3.48 | 3.7601 | 4.0489 | 4.2889 | 4.2348 | 4.1222 | 3.9804 | 4.0355 | 3.9847 | 4.014 | 3.8774 | 4.004 | 4.3003 | 4.7373 | 5.0769 | 5.0094 | 4.796 | 4.3298 | 3.8533 | 3.5747
2024-01-30 | 3.4777 | 3.3904 | 3.3579 | 3.359 | 3.4674 | 3.7918 | 4.3377 | 4.3893 | 4.3667 | 4.4124 | 4.2471 | 4.3133 | 4.3456 | 4.2129 | 4.6062 | 4.8605 | 5.1434 | 5.1519 | 5.3554 | 5.1857 | 4.9111 | 4.5228 | 3.936 | 3.6319
2024-01-31 | 3.5095 | 3.4522 | 3.4152 | 3.3956 | 3.4764 | 3.8881 | 4.2446 | 4.5003 | 4.5531 | 4.624 | 4.5227 | 4.2735 | 4.2366 | 4.4151 | 4.3567 | 4.4829 | 4.8661 | 5.0278 | 5.1422 | 5.1593 | 4.9858 | 4.5949 | 4.0365 | 3.7801
2024-02-01 | 3.469 | 3.4018 | 3.3826 | 3.3807 | 3.4553 | 3.7352 | 4.04 | 4.3926 | 4.5338 | 4.2558 | 4.1467 | 4.282 | 4.6836 | 4.5033 | 4.4592 | 4.5254 | 4.7313 | 4.9125 | 5.1899 | 4.8974 | 4.5612 | 4.2355 | 3.7658 | 3.4924
2024-02-02 | 3.3721 | 3.322 | 3.2696 | 3.2771 | 3.3515 | 3.6176 | 3.9874 | 4.2462 | 4.349 | 4.3565 | 4.3199 | 4.5728 | 4.5919 | 4.3173 | 4.7342 | 4.758 | 4.7222 | 5.1504 | 5.1774 | 4.797 | 4.4489 | 4.2825 | 3.9606 | 3.5715
2024-02-03 | 3.4444 | 3.3741 | 3.2965 | 3.2905 | 3.2911 | 3.5247 | 3.7074 | 4.0705 | 4.2887 | 4.4377 | 4.5571 | 4.6391 | 4.5733 | 4.3943 | 4.5042 | 4.6424 | 4.6117 | 4.8044 | 4.8552 | 4.8406 | 4.7101 | 4.4181 | 3.9128 | 3.6073
2024-02-04 | 3.3857 | 3.2732 | 3.2593 | 3.2293 | 3.2745 | 3.4534 | 3.6418 | 3.9359 | 4.2693 | 4.3376 | 4.2412 | 4.4037 | 4.2372 | 4.1087 | 4.1056 | 4.1955 | 4.2077 | 4.6809 | 4.854 | 4.7076 | 4.4494 | 4.0799 | 3.7442 | 3.4255
2024-02-05 | 3.2978 | 3.2106 | 3.1989 | 3.173 | 3.2351 | 3.5971 | 3.9818 | 4.326 | 4.4904 | 4.4958 | 4.2994 | 4.1749 | 4.3418 | 4.2966 | 4.4697 | 4.6797 | 4.7234 | 4.9432 | 5.1278 | 4.9032 | 4.6689 | 4.2967 | 3.8073 | 3.5489
2024-02-06 | 3.4339 | 3.3221 | 3.2976 | 3.3909 | 3.4859 | 3.7734 | 4.1584 | 4.3952 | 4.499 | 4.4433 | 4.2975 | 4.492 | 4.5161 | 4.5344 | 4.5868 | 4.5354 | 4.7761 | 4.8467 | 5.1566 | 5.2792 | 4.8342 | 4.3314 | 3.8689 | 3.568
2024-02-07 | 3.4294 | 3.3743 | 3.2864 | 3.2829 | 3.3555 | 3.6471 | 4.1666 | 4.3777 | 4.3756 | 4.5187 | 4.6256 | 4.5881 | 4.3975 | 4.5353 | 4.7272 | 4.7533 | 5.1119 | 5.3147 | 5.6806 | 5.5256 | 5.2055 | 4.7885 | 4.2142 | 4.0778
2024-02-08 | 3.8241 | 3.5592 | 3.57 | 3.5627 | 3.7247 | 4.0899 | 4.4542 | 4.8609 | 5.0347 | 4.9221 | 5.0456 | 4.9671 | 4.5361 | 4.6142 | 4.6042 | 4.7636 | 4.8618 | 5.1063 | 5.3362 | 5.1854 | 4.7679 | 4.4549 | 4.1197 | 3.681
2024-02-09 | 3.397 | 3.3072 | 3.2827 | 3.2675 | 3.3816 | 3.7441 | 4.2698 | 4.5914 | 4.5015 | 4.2575 | 4.316 | 4.3279 | 4.4234 | 4.3741 | 4.3239 | 4.4376 | 4.9625 | 5.1737 | 5.2438 | 5.0249 | 4.8307 | 4.6488 | 4.1187 | 3.8458
2024-02-10 | 3.5627 | 3.4819 | 3.3563 | 3.3601 | 3.3975 | 3.573 | 3.9691 | 4.3372 | 4.5498 | 4.3432 | 3.9549 | 4.093 | 4.2452 | 4.1754 | 4.1103 | 4.2556 | 4.4325 | 4.8087 | 4.9032 | 4.8113 | 4.313 | 4.0358 | 3.9005 | 3.6251
2024-02-11 | 3.3435 | 3.1946 | 3.1684 | 3.1609 | 3.1969 | 3.3394 | 3.601 | 3.8659 | 4.2457 | 4.406 | 4.4156 | 4.4601 | 4.2974 | 4.3551 | 4.1707 | 4.5088 | 4.6231 | 4.9253 | 5.1583 | 4.9468 | 4.6744 | 4.427 | 4.0023 | 3.7243
2024-02-12 | 3.5626 | 3.4014 | 3.2684 | 3.3065 | 3.3336 | 3.6729 | 4.0706 | 4.3364 | 4.3959 | 4.1417 | 3.9886 | 3.8637 | 3.8595 | 3.7725 | 3.817 | 4.1265 | 4.3349 | 4.7585 | 5.0909 | 4.9564 | 4.5983 | 4.2855 | 3.8418 | 3.4356
2024-02-13 | 3.3013 | 3.2227 | 3.1744 | 3.1917 | 3.2716 | 3.7277 | 4.2677 | 4.5141 | 4.4766 | 4.3607 | 4.1708 | 4.1646 | 4.0738 | 4.078 | 4.0785 | 4.1843 | 4.4855 | 4.9388 | 5.0943 | 5.1848 | 4.8439 | 4.4193 | 3.8807 | 3.4458
2024-02-14 | 3.284 | 3.2341 | 3.2305 | 3.2109 | 3.292 | 3.749 | 4.0288 | 4.3437 | 4.3544 | 4.3056 | 4.0162 | 3.9688 | 3.9165 | 4.031 | 4.0735 | 4.2762 | 4.5684 | 4.7977 | 5.1759 | 5.0325 | 4.6845 | 4.2342 | 3.8364 | 3.5801
2024-02-15 | 3.4343 | 3.3462 | 3.3009 | 3.3169 | 3.4115 | 3.7208 | 4.0892 | 4.2208 | 4.3072 | 4.4452 | 4.3761 | 4.1183 | 4.1302 | 4.0221 | 4.077 | 4.2057 | 4.434 | 4.675 | 5.1469 | 4.9749 | 4.6227 | 4.3696 | 3.9564 | 3.54
2024-02-16 | 3.3283 | 3.2463 | 3.2216 | 3.2463 | 3.3257 | 3.5641 | 3.8714 | 4.1248 | 4.4347 | 4.4192 | 4.3344 | 4.1586 | 4.1005 | 3.9923 | 4.1162 | 4.1923 | 4.3504 | 4.7159 | 5.0393 | 5.0841 | 4.8425 | 4.6409 | 4.1766 | 3.7655
2024-02-17 | 3.5522 | 3.435 | 3.3946 | 3.3455 | 3.4786 | 3.652 | 3.9344 | 4.115 | 4.5286 | 4.459 | 4.312 | 4.2759 | 4.4294 | 4.0069 | 4.2763 | 4.3738 | 4.4924 | 4.7619 | 5.0684 | 5.0136 | 4.7328 | 4.484 | 4.025 | 3.6493
2024-02-18 | 3.3357 | 3.2081 | 3.2291 | 3.1903 | 3.2307 | 3.3493 | 3.575 | 3.8615 | 4.1053 | 4.0919 | 4.1317 | 4.0304 | 4.1746 | 4.1159 | 4.3511 | 4.4612 | 4.5594 | 4.7374 | 4.9403 | 4.9325 | 4.7017 | 4.4168 | 4.0728 | 3.6945
2024-02-19 | 3.4492 | 3.3441 | 3.3331 | 3.2956 | 3.3431 | 3.5376 | 3.7423 | 4.0102 | 4.2193 | 4.1377 | 3.9707 | 3.937 | 3.9021 | 3.8773 | 4.0661 | 4.3225 | 4.8334 | 4.94 | 4.9961 | 4.99 | 4.6482 | 4.3657 | 3.922 | 3.5226
2024-02-20 | 3.3975 | 3.2952 | 3.2464 | 3.2763 | 3.3595 | 3.5889 | 3.9613 | 4.2637 | 4.6126 | 4.5499 | 4.5983 | 4.5118 | 4.4731 | 4.4254 | 4.4023 | 4.4596 | 4.5335 | 4.939 | 4.9993 | 4.8945 | 4.5623 | 4.2311 | 3.8335 | 3.4867
2024-02-21 | 3.3185 | 3.2449 | 3.3227 | 3.2966 | 3.4544 | 3.9053 | 4.3151 | 4.536 | 4.6408 | 4.5337 | 4.5186 | 4.6129 | 4.6362 | 4.6254 | 4.4888 | 4.5372 | 4.6818 | 4.977 | 5.2763 | 5.1138 | 4.6969 | 4.6077 | 3.9674 | 3.5074
2024-02-22 | 3.3789 | 3.3086 | 3.3399 | 3.2861 | 3.3425 | 3.6866 | 3.9376 | 4.1191 | 4.2413 | 4.1346 | 4.222 | 4.4268 | 4.2812 | 4.3664 | 4.4897 | 4.782 | 4.9968 | 5.2743 | 5.5617 | 5.1762 | 4.9722 | 4.4375 | 3.8272 | 3.5542
2024-02-23 | 3.2932 | 3.1697 | 3.1499 | 3.2332 | 3.3343 | 3.6994 | 4.1815 | 4.3042 | 4.1832 | 4.1388 | 4.5009 | 4.6146 | 4.7754 | 4.6026 | 4.5707 | 4.9475 | 5.1599 | 5.5827 | 5.5967 | 5.4281 | 5.2732 | 4.851 | 4.2661 | 3.9341
2024-02-24 | 3.5835 | 3.3764 | 3.3968 | 3.3081 | 3.3439 | 3.5555 | 3.8733 | 4.1013 | 4.4 | 4.5419 | 4.4294 | 4.3025 | 4.2362 | 4.2463 | 4.2764 | 4.4814 | 4.7276 | 4.8846 | 4.9556 | 5.034 | 4.6477 | 4.2233 | 3.9431 | 3.5575
2024-02-25 | 3.4381 | 3.1816 | 3.2187 | 3.2562 | 3.2991 | 3.4273 | 3.7012 | 3.9303 | 4.2768 | 4.4313 | 4.2395 | 4.0887 | 4.1912 | 4.2819 | 4.4279 | 4.5981 | 4.7035 | 5.1177 | 5.1977 | 5.1538 | 4.8367 | 4.4582 | 3.9322 | 3.6359
2024-02-26 | 3.4468 | 3.4321 | 3.3552 | 3.2785 | 3.2829 | 3.4896 | 4.0794 | 4.4173 | 4.3553 | 4.1633 | 4.0326 | 4.1542 | 4.3099 | 4.1395 | 4.2444 | 4.3929 | 4.5156 | 4.7978 | 5.1876 | 5.03 | 4.6386 | 4.2533 | 3.8659 | 3.5319
2024-02-27 | 3.4192 | 3.3538 | 3.3073 | 3.2954 | 3.3668 | 3.7186 | 4.0036 | 4.1416 | 4.3321 | 4.3555 | 4.2284 | 4.0606 | 3.9056 | 4.0926 | 4.206 | 4.3865 | 4.5428 | 4.8629 | 5.2055 | 4.9702 | 4.6341 | 4.3492 | 3.8273 | 3.5588
2024-02-28 | 3.4276 | 3.3401 | 3.3536 | 3.333 | 3.4276 | 3.7385 | 4.0803 | 4.1803 | 4.1691 | 4.0944 | 4.0609 | 3.9189 | 3.8723 | 3.8183 | 3.8892 | 4.045 | 4.1285 | 4.5593 | 5.0308 | 5.1191 | 4.8519 | 4.4111 | 3.8534 | 3.488
2024-02-29 | 3.3679 | 3.2972 | 3.1696 | 3.1643 | 3.2293 | 3.5911 | 3.8309 | 3.8754 | 3.8329 | 3.6943 | 3.6381 | 3.5889 | 3.44 | 3.8213 | 3.7766 | 4.0475 | 4.2187 | 4.7579 | 4.9635 | 4.8572 | 4.66 | 4.2229 | 3.7849 | 3.3729
2024-03-01 | 3.4699 | 3.3309 | 3.366 | 3.3306 | 3.4286 | 3.763 | 4.211 | 4.4409 | 4.3327 | 4.228 | 4.0496 | 4.0647 | 3.9947 | 3.9266 | 4.0552 | 4.2141 | 4.3474 | 4.6686 | 4.9045 | 5.0536 | 4.8341 | 4.5711 | 4.1369 | 3.7535
2024-03-02 | 3.5501 | 3.4771 | 3.4145 | 3.3283 | 3.3983 | 3.5391 | 3.8388 | 4.0112 | 4.3118 | 4.3302 | 4.0876 | 4.0253 | 4.1135 | 3.9956 | 4.0939 | 4.2617 | 4.3576 | 4.6447 | 4.9833 | 5.0569 | 4.6696 | 4.4305 | 3.9745 | 3.6205
2024-03-03 | 3.5054 | 3.4539 | 3.4437 | 3.3977 | 3.4068 | 3.5618 | 3.8977 | 4.1163 | 4.3379 | 4.3809 | 4.2483 | 4.1718 | 3.9874 | 3.9732 | 3.9663 | 4.0483 | 4.2665 | 4.5768 | 4.9538 | 5.0107 | 4.8665 | 4.3835 | 4.0017 | 3.5691
2024-03-04 | 3.4481 | 3.3932 | 3.3299 | 3.2197 | 3.3246 | 3.6053 | 3.9111 | 4.1609 | 4.4382 | 4.2717 | 4.152 | 4.0422 | 3.9942 | 3.9349 | 3.9793 | 4.1622 | 4.2938 | 4.7517 | 5.2124 | 5.1405 | 4.7072 | 4.4447 | 4.0958 | 3.6637
2024-03-05 | 3.4885 | 3.4174 | 3.3865 | 3.4569 | 3.474 | 3.8426 | 4.3377 | 4.626 | 4.6274 | 4.6189 | 4.4299 | 4.3423 | 4.2517 | 4.333 | 4.331 | 4.7576 | 4.9536 | 5.4116 | 5.6694 | 5.6421 | 5.3491 | 4.693 | 4.049 | 3.6525
2024-03-06 | 3.5115 | 3.4311 | 3.4183 | 3.4217 | 3.5055 | 3.8152 | 4.3408 | 4.4914 | 4.6739 | 4.6852 | 4.4966 | 4.4117 | 4.7356 | 5.095 | 5.0529 | 4.9658 | 5.1572 | 5.6562 | 5.7132 | 5.6014 | 5.3256 | 4.9455 | 4.3888 | 3.8841
2024-03-07 | 3.7273 | 3.6289 | 3.515 | 3.4655 | 3.5135 | 3.9602 | 4.4043 | 4.8682 | 5.2 | 4.8622 | 4.4178 | 4.604 | 4.5928 | 4.7214 | 4.6957 | 4.7962 | 5.1362 | 5.5351 | 5.5261 | 5.4633 | 5.081 | 4.6129 | 4.0216 | 3.6924
2024-03-08 | 3.5417 | 3.4749 | 3.5236 | 3.4745 | 3.4975 | 3.9241 | 4.5538 | 4.7761 | 4.5105 | 4.3036 | 4.1615 | 4.246 | 4.2546 | 4.3653 | 4.7116 | 4.9809 | 4.992 | 5.3465 | 5.5122 | 5.3389 | 5.0834 | 4.6719 | 4.1191 | 3.7791
2024-03-09 | 3.6204 | 3.5567 | 3.5253 | 3.5543 | 3.5548 | 3.78 | 4.1444 | 4.305 | 4.8175 | 4.7904 | 4.3748 | 4.367 | 4.404 | 4.2985 | 4.3134 | 4.3325 | 4.83 | 5.2015 | 4.9124 | 4.9931 | 4.7193 | 4.5794 | 4.0596 | 3.6789
2024-03-10 | 3.5704 | 3.4992 | 3.5577 | 3.4447 | 3.5155 | 3.6792 | 3.9075 | 4.1493 | 4.524 | 4.4219 | 4.3263 | 4.368 | 4.6736 | 4.5528 | 4.5256 | 4.9615 | 5.2941 | 5.4116 | 5.5616 | 5.3928 | 5.2891 | 4.988 | 4.4566 | 3.9747
2024-03-11 | 3.7623 | 3.6778 | 3.6103 | 3.5919 | 3.6567 | 3.9496 | 4.3944 | 4.5509 | 4.5935 | 4.6444 | 4.5522 | 4.7881 | 4.6898 | 4.385 | 4.4681 | 4.5288 | 4.7932 | 5.3134 | 5.4839 | 5.2363 | 4.9572 | 4.5236 | 4.0681 | 3.7136
2024-03-12 | 3.5859 | 3.4942 | 3.4653 | 3.477 | 3.5384 | 3.8459 | 4.3718 | 4.5304 | 4.5205 | 4.5208 | 4.3871 | 4.349 | 4.2777 | 4.7588 | 4.8879 | 4.9078 | 5.1867 | 5.4177 | 5.4668 | 5.5183 | 5.1866 | 4.7338 | 4.1117 | 3.7835
2024-03-13 | 3.6879 | 3.622 | 3.5466 | 3.5671 | 3.592 | 3.9583 | 4.3868 | 4.6762 | 4.6354 | 4.6012 | 4.3033 | 4.3527 | 4.7116 | 4.5054 | 4.7 | 4.9723 | 5.0383 | 5.4882 | 5.8131 | 5.6693 | 5.2746 | 4.8577 | 4.1412 | 3.7567
2024-03-14 | 3.8315 | 3.6887 | 3.6484 | 3.6344 | 3.7002 | 4.0982 | 4.4576 | 4.6581 | 4.5759 | 4.368 | 4.2835 | 4.6052 | 4.762 | 4.7547 | 4.8741 | 5.1865 | 5.3824 | 5.8292 | 5.9773 | 5.7868 | 5.1915 | 4.7798 | 4.2524 | 3.7929
2024-03-15 | 3.6389 | 3.5099 | 3.4935 | 3.4949 | 3.4853 | 3.8225 | 4.2322 | 4.3423 | 4.4205 | 4.2762 | 4.1621 | 4.1991 | 4.3784 | 4.4907 | 4.6473 | 4.9466 | 5.0607 | 5.125 | 5.2828 | 5.3023 | 4.8494 | 4.4896 | 4.0717 | 3.7787
2024-03-16 | 3.5691 | 3.4928 | 3.5091 | 3.5568 | 3.5502 | 3.7295 | 4.1528 | 4.4466 | 4.6321 | 4.6308 | 4.5905 | 4.3466 | 4.6836 | 4.4914 | 4.5996 | 4.887 | 5.0436 | 5.4401 | 5.3861 | 5.5164 | 5.2588 | 4.9976 | 4.4466 | 3.8885
2024-03-17 | 3.6168 | 3.5472 | 3.5127 | 3.567 | 3.4559 | 3.6102 | 3.8333 | 3.9078 | 4.0857 | 4.0389 | 4.0312 | 4.0443 | 3.9918 | 3.8149 | 3.9028 | 4.1117 | 4.365 | 4.8498 | 5.0018 | 4.8682 | 4.5368 | 4.3119 | 3.9296 | 3.5907
2024-03-18 | 3.4375 | 3.3459 | 3.3479 | 3.2658 | 3.3523 | 3.5742 | 3.8477 | 4.0277 | 4.5275 | 4.419 | 4.2337 | 3.9404 | 3.7945 | 3.9622 | 3.8955 | 4.1363 | 4.2989 | 4.7615 | 5.0889 | 5.2415 | 4.923 | 4.3736 | 3.8134 | 3.5036
2024-03-19 | 3.3818 | 3.4423 | 3.463 | 3.4811 | 3.5147 | 3.8263 | 4.1173 | 4.1204 | 4.2195 | 4.2145 | 4.2914 | 4.1321 | 4.0843 | 4.1126 | 3.9916 | 4.1315 | 4.3845 | 4.8642 | 5.0097 | 5.0687 | 4.8357 | 4.451 | 3.9563 | 3.5562
2024-03-20 | 3.4463 | 3.3667 | 3.3853 | 3.3799 | 3.3871 | 3.7634 | 3.9676 | 4.0936 | 4.2443 | 4.2417 | 4.2019 | 4.3384 | 4.5011 | 4.6229 | 4.6157 | 4.6057 | 4.6451 | 5.0514 | 5.1521 | 5.3028 | 5.0341 | 4.7487 | 4.1745 | 3.6359
2024-03-21 | 3.5263 | 3.426 | 3.4145 | 3.3743 | 3.4532 | 3.8564 | 4.0644 | 4.2753 | 4.4719 | 4.2484 | 4.2988 | 4.0947 | 3.8359 | 3.9353 | 4.3006 | 4.4239 | 4.4914 | 4.8479 | 5.1257 | 5.1999 | 4.8312 | 4.3715 | 3.9009 | 3.5008
2024-03-22 | 3.3955 | 3.3427 | 3.3278 | 3.2768 | 3.4048 | 3.668 | 4.0519 | 4.3478 | 4.48 | 4.386 | 4.7003 | 4.6297 | 4.3699 | 4.5376 | 4.7308 | 4.8205 | 4.8961 | 5.1418 | 5.3426 | 5.255 | 4.9625 | 4.5173 | 4.0634 | 3.7011
2024-03-23 | 3.5987 | 3.5099 | 3.4974 | 3.4942 | 3.5196 | 3.6698 | 3.9132 | 4.0154 | 4.0952 | 4.0669 | 3.9231 | 3.9479 | 3.9435 | 3.8349 | 4.1925 | 4.9346 | 4.7314 | 5.0087 | 4.9855 | 4.9315 | 4.5915 | 4.6467 | 4.0791 | 3.6606
2024-03-24 | 3.7412 | 3.6671 | 3.4706 | 3.4236 | 3.42 | 3.6269 | 3.8379 | 3.949 | 4.2475 | 4.2934 | 4.303 | 4.7155 | 4.5423 | 4.9099 | 4.8897 | 4.8406 | 5.1093 | 5.4964 | 5.6063 | 5.594 | 5.6282 | 5.0119 | 4.4515 | 3.983
2024-03-25 | 3.7974 | 3.6717 | 3.6118 | 3.5344 | 3.6169 | 3.7446 | 4.1258 | 4.4463 | 4.996 | 4.851 | 5.0703 | 4.4321 | 4.8276 | 4.551 | 4.5418 | 4.6959 | 5.062 | 5.218 | 5.3292 | 5.6131 | 5.1191 | 4.5199 | 4.0261 | 3.6183
2024-03-26 | 3.466 | 3.44 | 3.3717 | 3.3881 | 3.4577 | 3.7603 | 4.1631 | 4.3566 | 4.5003 | 4.4304 | 4.3173 | 4.317 | 4.6344 | 4.4951 | 4.6362 | 5.1546 | 5.2026 | 5.4021 | 5.644 | 5.5636 | 5.1233 | 4.585 | 4.0954 | 3.6763
2024-03-27 | 3.4825 | 3.4141 | 3.3874 | 3.3413 | 3.413 | 3.6939 | 4.1463 | 4.1397 | 4.251 | 4.2295 | 4.1686 | 4.4017 | 4.4271 | 4.4473 | 4.4874 | 4.7018 | 4.8952 | 5.2428 | 5.2361 | 5.3141 | 5.1864 | 4.6718 | 4.1192 | 3.6252
2024-03-28 | 3.53 | 3.491 | 3.4589 | 3.5046 | 3.541 | 3.8788 | 4.3051 | 4.4719 | 4.6993 | 4.9177 | 5.084 | 5.1569 | 4.9694 | 4.8938 | 4.9725 | 5.0308 | 5.2515 | 5.6022 | 5.3607 | 5.5132 | 5.353 | 4.5463 | 3.9285 | 3.569
2024-03-29 | 3.427 | 3.3306 | 3.3125 | 3.3235 | 3.3786 | 3.6135 | 4.068 | 4.1087 | 4.1656 | 4.1325 | 4.2469 | 4.3826 | 4.4517 | 4.3921 | 4.4455 | 4.7023 | 4.7567 | 4.9375 | 4.9273 | 4.9682 | 4.7484 | 4.2842 | 3.9626 | 3.6904
2024-03-30 | 3.5155 | 3.4397 | 3.4562 | 3.4025 | 3.3971 | 3.5861 | 3.7724 | 3.9437 | 4.2781 | 4.439 | 4.3927 | 4.9177 | 4.3391 | 4.159 | 4.4349 | 4.5994 | 4.6938 | 5.1236 | 5.0887 | 5.1856 | 4.7433 | 4.2237 | 3.9834 | 3.565
2024-03-31 | 3.4208 | 3.32 | 3.3059 | 3.294 | 3.3228 | 3.4836 | 3.5951 | 3.7082 | 4.1632 | 4.0245 | 4.1327 | 4.307 | 4.1375 | 4.1968 | 4.2477 | 4.5323 | 4.6933 | 5.068 | 5.1073 | 5.2078 | 4.9005 | 4.4539 | 3.8582 | 3.5505
2024-04-01 | 3.4409 | 3.4878 | 3.416 | 3.4473 | 3.5021 | 3.7723 | 4.0478 | 4.4222 | 4.6583 | 4.4348 | 4.5653 | 4.4898 | 4.4626 | 4.495 | 4.3004 | 4.5353 | 4.5305 | 4.9019 | 4.8642 | 5.105 | 4.6605 | 4.1543 | 3.7179 | 3.431
2024-04-02 | 3.3293 | 3.2096 | 3.1931 | 3.2303 | 3.3418 | 3.6233 | 3.846 | 4.0102 | 4.0831 | 4.0812 | 4.0114 | 4.1859 | 4.0399 | 4.0536 | 4.2461 | 4.3565 | 4.5017 | 5.0179 | 5.4349 | 5.5826 | 5.2438 | 4.8105 | 4.0872 | 3.7628
2024-04-03 | 3.6107 | 3.5654 | 3.5032 | 3.4492 | 3.5076 | 3.7909 | 4.1305 | 4.2973 | 4.4607 | 4.7759 | 4.7369 | 4.5049 | 4.4892 | 4.4627 | 4.4564 | 5.0255 | 5.1669 | 5.5911 | 5.6913 | 5.7999 | 5.3392 | 4.2937 | 3.951 | 3.7539
2024-04-04 | 3.7278 | 3.3796 | 3.4878 | 3.4151 | 3.4633 | 3.7248 | 3.9941 | 4.1133 | 4.2598 | 4.1752 | 4.4797 | 4.5676 | 4.4938 | 4.3679 | 4.5352 | 4.9432 | 5.3107 | 5.5871 | 5.8001 | 5.6439 | 5.151 | 4.8118 | 4.2494 | 3.927
2024-04-05 | 3.6215 | 3.5957 | 3.5529 | 3.5664 | 3.6226 | 3.8899 | 4.2875 | 4.5602 | 4.9352 | 4.8584 | 4.8648 | 4.7142 | 4.3607 | 4.5673 | 4.9682 | 5.1532 | 5.1697 | 5.3044 | 5.2477 | 5.3547 | 5.0394 | 4.4634 | 4.0507 | 3.5717
2024-04-06 | 3.4299 | 3.2877 | 3.3399 | 3.3704 | 3.3935 | 3.5983 | 3.7127 | 3.7937 | 3.9097 | 3.9295 | 3.9229 | 4.2932 | 4.0888 | 4.1073 | 4.2215 | 4.3869 | 4.6206 | 5.0621 | 5.3155 | 5.4967 | 4.8902 | 4.6911 | 4.3175 | 3.8751
2024-04-07 | 3.7074 | 3.5586 | 3.5162 | 3.5316 | 3.5514 | 3.6804 | 3.8747 | 4.1008 | 4.314 | 4.2422 | 4.7377 | 4.7112 | 4.5336 | 4.7263 | 4.7333 | 4.9695 | 5.0339 | 5.1217 | 5.143 | 5.3525 | 4.7245 | 4.4043 | 4.0102 | 3.7635
2024-04-08 | 3.6279 | 3.3676 | 3.3749 | 3.421 | 3.4852 | 3.7431 | 4.128 | 4.3862 | 4.6014 | 4.4871 | 4.6698 | 4.9279 | 4.8944 | 4.911 | 5.1558 | 5.3861 | 5.6323 | 5.7311 | 5.8793 | 5.8247 | 5.3063 | 4.758 | 4.091 | 3.7232
2024-04-09 | 3.6338 | 3.5888 | 3.5095 | 3.4235 | 3.4056 | 3.6639 | 4.0996 | 4.3567 | 4.4708 | 4.3426 | 4.5043 | 4.4296 | 4.2665 | 4.5031 | 4.6123 | 4.8668 | 5.1615 | 5.524 | 5.8343 | 5.7819 | 5.4639 | 4.6089 | 4.0903 | 3.645
2024-04-10 | 3.5984 | 3.5421 | 3.4901 | 3.4047 | 3.5002 | 3.8266 | 4.2414 | 4.7472 | 4.963 | 5.0271 | 4.765 | 4.7646 | 4.7292 | 4.7764 | 4.5548 | 4.7512 | 5.0482 | 5.5573 | 5.6916 | 5.6936 | 5.2281 | 4.6632 | 4.2909 | 3.717
2024-04-11 | 3.5797 | 3.5807 | 3.5345 | 3.4935 | 3.546 | 3.8516 | 4.3052 | 4.7241 | 4.9492 | 5.2153 | 5.4379 | 4.8573 | 4.6443 | 4.5489 | 4.7157 | 5.0877 | 5.2991 | 5.6505 | 5.7116 | 5.8814 | 5.5503 | 4.664 | 4.2032 | 3.7711
2024-04-12 | 3.5652 | 3.5079 | 3.5334 | 3.539 | 3.593 | 3.8838 | 4.4018 | 4.8289 | 5.6236 | 5.4931 | 5.1909 | 4.982 | 4.94 | 4.8334 | 5.0943 | 5.2638 | 5.4847 | 5.6958 | 5.7702 | 5.7577 | 5.541 | 4.9452 | 4.44 | 3.8868
2024-04-13 | 3.6932 | 3.6002 | 3.6378 | 3.5996 | 3.5822 | 3.8075 | 4.0388 | 4.3383 | 4.6384 | 4.5372 | 4.4523 | 4.1978 | 4.1992 | 4.2373 | 4.2866 | 4.4563 | 4.6765 | 5.2016 | 5.0321 | 5.1701 | 4.6411 | 4.2856 | 3.9849 | 3.6382
2024-04-14 | 3.5376 | 3.4329 | 3.4604 | 3.4788 | 3.51 | 3.7596 | 3.9069 | 4.0407 | 4.4932 | 4.5899 | 4.2737 | 4.3929 | 4.5719 | 4.419 | 4.6035 | 5.1316 | 5.1271 | 5.5592 | 5.6133 | 5.6519 | 5.3329 | 4.8575 | 4.2129 | 3.7639
2024-04-15 | 3.4364 | 3.4406 | 3.3848 | 3.4367 | 3.4373 | 3.7664 | 4.0838 | 4.3795 | 4.3055 | 4.0987 | 3.9941 | 3.845 | 3.8413 | 3.8255 | 3.9218 | 4.2768 | 4.5731 | 5.0444 | 5.4858 | 5.7223 | 5.3129 | 4.7828 | 4.1118 | 3.7165
2024-04-16 | 3.6038 | 3.5567 | 3.4402 | 3.4036 | 3.3852 | 3.6219 | 3.9699 | 4.0678 | 4.1601 | 4.2643 | 4.1326 | 3.7276 | 4.7208 | 4.3521 | 4.4874 | 5.3329 | 5.3958 | 5.7351 | 5.7932 | 5.6963 | 5.4437 | 4.6783 | 4.0991 | 3.9085
2024-04-17 | 3.7917 | 3.6513 | 3.4882 | 3.5564 | 3.667 | 3.9645 | 4.4204 | 4.5167 | 4.9534 | 5.0201 | 4.4436 | 4.46 | 4.587 | 4.8059 | 5.1915 | 5.2976 | 5.5218 | 5.8109 | 5.7146 | 5.614 | 5.4059 | 4.7158 | 4.1189 | 3.7216
2024-04-18 | 3.5671 | 3.584 | 3.5457 | 3.5722 | 3.5619 | 3.844 | 4.0417 | 3.8924 | 4.0905 | 4.0067 | 3.914 | 4.2944 | 4.3474 | 3.9847 | 4.4253 | 4.685 | 4.9107 | 5.2468 | 5.4604 | 5.4899 | 4.9925 | 4.3497 | 4.013 | 3.7357
2024-04-19 | 3.5098 | 3.409 | 3.4607 | 3.3998 | 3.5908 | 3.6915 | 4.0927 | 4.2155 | 4.7611 | 4.855 | 5.0884 | 4.9354 | 4.9202 | 4.7975 | 5.0797 | 5.4039 | 5.432 | 5.77 | 5.8639 | 5.7397 | 5.3946 | 5.0193 | 4.2107 | 3.8757
2024-04-20 | 3.7262 | 3.667 | 3.6628 | 3.6084 | 3.6888 | 3.7476 | 3.8767 | 4.1317 | 4.5402 | 4.7358 | 4.8282 | 4.597 | 4.455 | 4.6521 | 4.7696 | 4.8043 | 4.808 | 5.2224 | 5.4101 | 5.3762 | 5.0012 | 4.4547 | 3.9895 | 3.6731
2024-04-21 | 3.6232 | 3.8413 | 3.6703 | 3.5109 | 3.6187 | 3.9028 | 4.1515 | 4.4687 | 4.8021 | 5.0529 | 4.8644 | 4.6825 | 4.7269 | 4.7635 | 4.981 | 5.1272 | 5.4084 | 5.6302 | 5.7033 | 5.8902 | 5.613 | 5.1079 | 4.0139 | 3.6831
2024-04-22 | 3.5749 | 3.4837 | 3.5017 | 3.4389 | 3.4962 | 3.7416 | 4.0552 | 4.3558 | 4.5815 | 4.3232 | 4.9665 | 4.5455 | 4.3224 | 4.1799 | 4.3084 | 4.0846 | 4.3064 | 4.7991 | 5.0127 | 5.253 | 4.8819 | 4.354 | 3.8206 | 3.53
2024-04-23 | 3.5001 | 3.4571 | 3.4677 | 3.4467 | 3.4677 | 3.8855 | 4.1297 | 4.1474 | 4.4612 | 4.5678 | 4.4268 | 4.1432 | 4.116 | 4.017 | 4.2695 | 4.3291 | 4.6687 | 5.0456 | 5.275 | 5.3358 | 4.9849 | 4.4568 | 3.8052 | 3.5956
2024-04-24 | 3.4885 | 3.4474 | 3.4305 | 3.4202 | 3.4514 | 3.8218 | 4.0899 | 4.2334 | 4.3786 | 4.1251 | 4.0474 | 4.0019 | 3.9893 | 3.9304 | 4.2118 | 4.726 | 4.9063 | 5.0754 | 5.3291 | 5.3602 | 5.0056 | 4.5139 | 3.9131 | 3.6458
2024-04-25 | 3.5953 | 3.489 | 3.5978 | 3.676 | 3.8064 | 4.2841 | 4.5075 | 4.5923 | 4.8051 | 4.128 | 4.0285 | 3.9582 | 3.9552 | 3.9064 | 4.0231 | 4.3076 | 4.543 | 5.215 | 5.3965 | 5.4485 | 5.176 | 4.5118 | 3.9788 | 3.646
2024-04-26 | 3.5713 | 3.4691 | 3.4955 | 3.5115 | 3.5482 | 3.9027 | 4.159 | 4.3037 | 4.5092 | 4.3702 | 4.1554 | 4.2016 | 4.2182 | 4.4887 | 4.8245 | 4.7853 | 4.9668 | 5.2819 | 5.6875 | 5.5633 | 5.1866 | 4.7677 | 4.2653 | 3.9399
2024-04-27 | 3.8023 | 3.638 | 3.6145 | 3.5987 | 3.4649 | 3.6972 | 3.8925 | 4.1365 | 4.3914 | 4.2 | 4.5194 | 4.6734 | 4.5758 | 4.5114 | 4.5032 | 4.6462 | 4.9581 | 5.0948 | 5.1866 | 5.0097 | 4.9278 | 4.589 | 4.3532 | 4.0149
2024-04-28 | 3.8128 | 3.6935 | 3.5868 | 3.4754 | 3.6017 | 3.7226 | 3.8684 | 4.1811 | 4.3714 | 4.3394 | 4.4284 | 4.4624 | 4.7556 | 4.5658 | 4.7983 | 4.9151 | 5.2017 | 5.3852 | 5.4762 | 5.4313 | 5.1437 | 4.6714 | 4.4231 | 3.857
2024-04-29 | 3.7523 | 3.7786 | 3.8203 | 3.8297 | 3.8428 | 3.9325 | 4.5292 | 4.7557 | 4.767 | 4.4153 | 4.4161 | 4.7361 | 4.6203 | 4.4982 | 4.3817 | 5.1743 | 5.3286 | 5.322 | 5.3685 | 5.277 | 4.9169 | 4.4786 | 4.0728 | 3.763
2024-04-30 | 3.6085 | 3.4909 | 3.4504 | 3.3985 | 3.45 | 3.7248 | 3.9875 | 4.0664 | 4.2953 | 4.1749 | 4.248 | 4.1676 | 4.1376 | 4.4165 | 4.577 | 4.6548 | 4.8054 | 5.2428 | 5.3912 | 5.3875 | 4.7768 | 4.2915 | 3.8926 | 3.5323
2024-05-01 | 3.2667 | 3.1566 | 3.1131 | 3.137 | 3.2419 | 3.5906 | 3.8831 | 3.932 | 4.1995 | 4.3456 | 4.2704 | 4.2489 | 4.0213 | 3.9288 | 4.0309 | 4.146 | 4.1702 | 4.4056 | 4.7518 | 4.9166 | 4.5904 | 4.1627 | 3.6696 | 3.4304
2024-05-02 | 3.3044 | 3.241 | 3.2603 | 3.2101 | 3.2476 | 3.6508 | 3.7608 | 3.9235 | 4.1082 | 3.9984 | 4.0342 | 4.2185 | 4.4642 | 4.312 | 4.4687 | 4.6495 | 4.7094 | 4.7165 | 4.8338 | 4.9303 | 4.5539 | 4.219 | 3.7614 | 3.4319
2024-05-03 | 3.3746 | 3.1947 | 3.2293 | 3.314 | 3.4003 | 3.6608 | 4.0157 | 4.0538 | 4.1665 | 4.1155 | 4.0473 | 3.8555 | 3.7859 | 3.7454 | 3.8659 | 4.1919 | 4.5593 | 4.7511 | 4.9693 | 4.9358 | 4.7819 | 4.4823 | 3.9018 | 3.6307
2024-05-04 | 3.4787 | 3.3857 | 3.4627 | 3.4817 | 3.5455 | 3.8267 | 3.899 | 4.0024 | 4.0922 | 4.4037 | 4.2996 | 4.2771 | 4.3969 | 4.3795 | 4.3489 | 4.3871 | 4.4022 | 4.2926 | 4.4091 | 4.315 | 4.095 | 4.004 | 3.6428 | 3.3331
2024-05-05 | 3.2376 | 3.1976 | 3.154 | 3.1321 | 3.1537 | 3.4821 | 3.5981 | 3.7336 | 3.8493 | 3.7735 | 3.5978 | 3.5763 | 3.4677 | 3.5699 | 3.7046 | 3.798 | 3.8103 | 3.962 | 4.1148 | 4.2077 | 4.0074 | 3.7972 | 3.4848 | 3.2888
2024-05-06 | 3.1563 | 3.077 | 3.0909 | 3.0722 | 3.1351 | 3.4032 | 3.8132 | 3.8916 | 3.868 | 3.7588 | 3.8572 | 3.936 | 3.7904 | 3.6714 | 3.7766 | 3.8188 | 3.9365 | 4.1751 | 4.3923 | 4.5274 | 4.3957 | 4.0173 | 3.4771 | 3.1596
2024-05-07 | 3.0946 | 3.0172 | 3.0157 | 3.0527 | 3.092 | 3.4472 | 3.6046 | 3.8777 | 3.9953 | 3.987 | 4.0698 | 4.1043 | 4.0961 | 3.8718 | 4.0224 | 4.5374 | 4.5761 | 4.5992 | 4.8584 | 4.8879 | 4.4373 | 4.139 | 3.6944 | 3.4058
2024-05-08 | 3.2831 | 3.1423 | 3.2149 | 3.2672 | 3.3834 | 3.8319 | 4.0124 | 4.1211 | 4.2577 | 4.1677 | 4.324 | 4.8393 | 4.5237 | 4.3198 | 4.695 | 5.0565 | 5.0765 | 4.9471 | 5.047 | 5.2339 | 5.0257 | 4.5597 | 4.0462 | 3.4414
2024-05-09 | 3.3776 | 3.2426 | 3.266 | 3.2971 | 3.3901 | 3.7412 | 4.0259 | 4.0881 | 4.0675 | 4.0348 | 4.1259 | 4.1884 | 4.0297 | 3.92 | 3.9899 | 4.0066 | 4.1676 | 4.443 | 4.6401 | 4.7052 | 4.5191 | 4.2355 | 3.9158 | 3.5206
2024-05-10 | 3.4322 | 3.2991 | 3.4306 | 3.3775 | 3.4453 | 3.7342 | 4.0127 | 4.1003 | 4.2543 | 4.0724 | 4.1343 | 4.1153 | 3.9929 | 4.1254 | 4.1351 | 4.1961 | 4.4566 | 4.7003 | 4.8066 | 4.752 | 4.5282 | 4.2815 | 3.6928 | 3.475
2024-05-11 | 3.3559 | 3.3577 | 3.3929 | 3.376 | 3.3682 | 3.5401 | 3.7303 | 3.8922 | 4.1323 | 4.0715 | 3.9669 | 4.2819 | 4.6761 | 4.5324 | 4.601 | 4.5282 | 4.6192 | 4.8927 | 4.7753 | 4.7601 | 4.5924 | 4.4027 | 4.0354 | 3.7163
2024-05-12 | 3.5998 | 3.4879 | 3.46 | 3.4119 | 3.4888 | 3.4956 | 3.6682 | 3.9808 | 4.231 | 4.0415 | 4.2774 | 4.484 | 4.3225 | 4.4335 | 4.4275 | 4.5219 | 4.5031 | 4.8043 | 4.9782 | 5.1136 | 4.9303 | 4.4598 | 4.0328 | 3.7299
2024-05-13 | 3.6415 | 3.5505 | 3.5812 | 3.5919 | 3.6938 | 3.9435 | 4.2481 | 4.3583 | 4.8294 | 4.7851 | 4.5418 | 4.7173 | 4.4858 | 4.4713 | 4.6277 | 4.8636 | 5.5136 | 5.5868 | 5.5427 | 5.393 | 5.3657 | 4.8798 | 4.3601 | 3.8803
2024-05-14 | 3.7532 | 3.7764 | 3.7598 | 3.7847 | 3.7764 | 4.1442 | 4.3298 | 4.608 | 4.9855 | 4.8906 | 4.9225 | 5.0358 | 4.6654 | 4.7771 | 4.9938 | 4.9582 | 5.0842 | 5.3654 | 5.4916 | 5.5818 | 5.4531 | 4.9797 | 4.351 | 3.8798
2024-05-15 | 3.6968 | 3.5751 | 3.5689 | 3.5679 | 3.7146 | 4.0152 | 4.226 | 4.4581 | 5.0597 | 4.9371 | 4.8497 | 4.7578 | 4.771 | 4.871 | 4.9057 | 5.1328 | 5.1538 | 5.568 | 5.3778 | 5.5805 | 5.536 | 5.0905 | 4.3528 | 4.0312
2024-05-16 | 4.0613 | 3.9247 | 3.8844 | 4.0144 | 4.0327 | 4.374 | 4.7437 | 5.0508 | 5.2077 | 5.0515 | 5.0821 | 4.9942 | 4.9043 | 4.9148 | 5.1047 | 5.2737 | 5.5327 | 5.8701 | 5.7758 | 5.7072 | 5.4513 | 5.0946 | 4.5845 | 4.2
2024-05-17 | 3.8705 | 3.7806 | 3.7833 | 3.9331 | 3.9161 | 4.2888 | 4.6053 | 4.9018 | 5.0268 | 5.029 | 5.0298 | 4.9156 | 4.8165 | 4.8695 | 5.108 | 5.3398 | 5.4871 | 5.5029 | 5.4437 | 5.4377 | 5.3174 | 5.1092 | 4.6403 | 4.1482
2024-05-18 | 3.9156 | 3.777 | 3.8348 | 3.8457 | 3.8827 | 4.1794 | 4.2861 | 4.4038 | 5.07 | 4.9357 | 4.8804 | 4.7374 | 4.6852 | 4.5458 | 4.6624 | 4.8137 | 4.937 | 5.0997 | 5.177 | 5.2917 | 5.1645 | 4.8795 | 4.4579 | 3.9952
2024-05-19 | 3.8573 | 3.7197 | 3.713 | 3.7075 | 3.7499 | 3.9317 | 4.0098 | 4.2306 | 4.8313 | 4.6974 | 4.7981 | 4.8294 | 4.6831 | 4.6426 | 4.7997 | 4.997 | 5.1753 | 5.1482 | 5.2918 | 5.2267 | 5.1366 | 4.8397 | 4.4067 | 3.9143
2024-05-20 | 3.7691 | 3.8489 | 3.7212 | 3.6951 | 3.7325 | 3.9703 | 4.3173 | 4.4525 | 4.9981 | 5.0612 | 4.7976 | 4.9366 | 4.7999 | 4.801 | 5.0324 | 5.1281 | 5.1722 | 5.4879 | 5.5484 | 5.5036 | 5.4959 | 5.0667 | 4.6939 | 4.1698
2024-05-21 | 3.9263 | 3.7006 | 3.6948 | 3.6791 | 3.6481 | 3.9791 | 4.5005 | 4.6866 | 5.1168 | 4.9372 | 4.7336 | 4.8145 | 4.6735 | 4.8881 | 4.902 | 5.1648 | 5.2215 | 5.392 | 5.4495 | 5.4375 | 5.35 | 4.7099 | 4.1808 | 3.8673
2024-05-22 | 3.7742 | 3.6842 | 3.8046 | 3.651 | 3.8402 | 4.1351 | 4.3748 | 4.476 | 4.5724 | 4.514 | 4.5647 | 4.6751 | 4.4376 | 4.491 | 4.7483 | 4.7054 | 4.8814 | 5.1676 | 5.1885 | 5.3232 | 5.2112 | 4.964 | 4.4054 | 4.0862
2024-05-23 | 3.9296 | 3.8456 | 3.8279 | 3.9273 | 3.9867 | 4.2937 | 4.5135 | 4.7186 | 4.8761 | 4.9797 | 5.0005 | 4.8824 | 4.7711 | 4.8341 | 5.2588 | 5.2058 | 5.1727 | 5.3295 | 5.3895 | 5.411 | 5.1591 | 4.9221 | 4.3457 | 3.9304
2024-05-24 | 3.8176 | 3.6943 | 3.6946 | 3.7468 | 3.9032 | 4.1778 | 4.4349 | 4.5086 | 4.7522 | 4.668 | 4.7668 | 4.7401 | 4.5441 | 4.513 | 4.5202 | 4.7315 | 4.9161 | 5.3692 | 5.2833 | 5.4981 | 5.2782 | 5.0053 | 4.5732 | 4.1647
2024-05-25 | 3.955 | 3.8487 | 3.8933 | 3.9382 | 3.8667 | 4.0875 | 3.8777 | 4.0806 | 4.567 | 4.6202 | 4.4259 | 4.6443 | 4.3777 | 4.3195 | 4.3014 | 4.4028 | 4.6018 | 4.9154 | 4.8865 | 4.7966 | 4.6112 | 4.4922 | 4.1289 | 3.7968
2024-05-26 | 3.6677 | 3.6569 | 3.6743 | 3.6184 | 3.7176 | 3.8045 | 3.8968 | 3.9997 | 4.489 | 4.5452 | 4.5418 | 4.4911 | 4.4574 | 4.5605 | 4.633 | 4.768 | 4.9019 | 5.1736 | 5.1759 | 5.1158 | 4.7449 | 4.5756 | 4.3265 | 3.9359
2024-05-27 | 3.8254 | 3.7327 | 3.6991 | 3.6799 | 3.6711 | 3.8115 | 3.9688 | 4.1695 | 4.3749 | 4.4364 | 4.6973 | 4.5762 | 4.4956 | 4.4605 | 4.5232 | 4.6454 | 4.8659 | 4.9048 | 4.9453 | 5.0015 | 4.955 | 4.6477 | 4.3077 | 3.9834
2024-05-28 | 3.8879 | 3.8481 | 3.8086 | 3.796 | 3.8678 | 4.0869 | 4.173 | 4.3478 | 4.824 | 4.9082 | 4.8818 | 4.8912 | 5.0093 | 4.9949 | 5.1046 | 5.1906 | 5.3543 | 5.4703 | 5.267 | 5.3825 | 5.0576 | 4.7644 | 4.2288 | 3.8588
2024-05-29 | 3.7106 | 3.6246 | 3.6785 | 3.7264 | 3.579 | 3.8986 | 4.2089 | 4.2777 | 4.528 | 4.6897 | 4.482 | 4.5869 | 4.588 | 4.6191 | 4.7669 | 4.7506 | 5.0154 | 5.1476 | 5.1919 | 5.2387 | 5.1262 | 4.7728 | 4.1141 | 3.8598
2024-05-30 | 3.7692 | 3.5972 | 3.5959 | 3.6328 | 3.477 | 3.8847 | 4.0978 | 4.4012 | 4.5802 | 4.5601 | 4.6532 | 4.6634 | 4.6472 | 4.5432 | 4.6172 | 4.9472 | 5.0432 | 5.1941 | 5.3214 | 5.4173 | 5.356 | 4.8162 | 4.3228 | 3.7984
2024-05-31 | 3.6554 | 3.5432 | 3.5156 | 3.558 | 3.6895 | 4.1063 | 4.5342 | 4.5174 | 4.7955 | 4.7893 | 4.7481 | 4.8039 | 4.6214 | 4.4476 | 4.7118 | 4.965 | 4.9218 | 5.1233 | 4.9107 | 4.8428 | 4.8241 | 4.7454 | 4.2132 | 3.9359
2024-06-01 | 3.6527 | 3.5489 | 3.4974 | 3.4977 | 3.5673 | 3.8552 | 3.8119 | 4.0266 | 4.4481 | 4.3233 | 4.245 | 4.397 | 4.3664 | 4.2036 | 4.3689 | 4.4755 | 4.6296 | 4.8606 | 4.9928 | 4.88 | 4.8154 | 4.5406 | 4.2104 | 3.8243
2024-06-02 | 3.6096 | 3.4864 | 3.4489 | 3.5235 | 3.5931 | 3.6908 | 3.8141 | 3.8971 | 4.4001 | 4.3243 | 4.1794 | 4.0746 | 4.1909 | 4.0825 | 4.247 | 4.3503 | 4.515 | 4.7412 | 4.7047 | 4.7988 | 4.6341 | 4.4722 | 3.9666 | 3.6948
2024-06-03 | 3.5581 | 3.5383 | 3.4636 | 3.6082 | 3.6292 | 3.8397 | 3.8953 | 4.0418 | 4.3119 | 4.4444 | 4.6001 | 4.4044 | 4.5605 | 4.6616 | 4.8457 | 4.8853 | 4.8978 | 4.9978 | 5.1056 | 5.1467 | 4.9824 | 4.4902 | 4.113 | 3.7632
2024-06-04 | 3.6313 | 3.5324 | 3.5255 | 3.5057 | 3.5987 | 3.9538 | 4.2894 | 4.1522 | 4.2814 | 4.5317 | 4.6292 | 4.6105 | 4.5213 | 4.5336 | 4.7706 | 4.8193 | 4.8323 | 5.1113 | 5.0656 | 5.0948 | 4.9586 | 4.5822 | 4.2133 | 3.8427
2024-06-05 | 3.7215 | 3.6349 | 3.6656 | 3.7175 | 3.7454 | 3.9819 | 4.0402 | 4.1209 | 4.5741 | 4.6321 | 4.4844 | 4.415 | 4.5339 | 4.6946 | 4.6279 | 4.8373 | 4.8804 | 5.1151 | 5.1651 | 5.262 | 5.2466 | 4.9386 | 4.578 | 4.2209
2024-06-06 | 3.9773 | 3.8846 | 3.8135 | 3.8106 | 3.9103 | 4.1424 | 4.2544 | 4.4327 | 4.6724 | 4.7109 | 4.4931 | 4.5567 | 4.3751 | 4.3664 | 4.4175 | 4.718 | 4.8029 | 4.9548 | 5.0173 | 4.9914 | 4.9297 | 4.5735 | 4.2073 | 3.8309
2024-06-07 | 3.6753 | 3.6369 | 3.6719 | 3.6304 | 3.7502 | 3.9853 | 4.0793 | 4.2686 | 4.5558 | 4.5248 | 4.5547 | 4.4662 | 4.427 | 4.3976 | 4.4703 | 4.6598 | 4.7316 | 4.902 | 5.1265 | 5.1734 | 5.0038 | 4.753 | 4.3496 | 4.0784
2024-06-08 | 3.8817 | 3.5875 | 3.5903 | 3.5796 | 3.7232 | 3.8612 | 4.023 | 4.2118 | 4.5005 | 4.503 | 4.4286 | 4.61 | 4.2197 | 4.1929 | 4.4904 | 4.713 | 4.779 | 5.1684 | 4.9162 | 4.9667 | 4.88 | 4.6578 | 4.2877 | 3.8554
2024-06-09 | 3.7183 | 3.6357 | 3.6512 | 3.6577 | 3.7154 | 3.8176 | 3.9836 | 4.1762 | 4.463 | 4.4394 | 4.5234 | 4.4384 | 4.4854 | 4.5036 | 4.566 | 4.6789 | 4.6108 | 4.8119 | 5.0884 | 5.0988 | 5.0491 | 4.6791 | 4.3866 | 3.9368
2024-06-10 | 3.7989 | 3.6029 | 3.6195 | 3.7173 | 3.7663 | 3.9609 | 4.0801 | 4.4455 | 4.8954 | 4.749 | 4.8797 | 4.7271 | 4.6886 | 4.675 | 4.8058 | 4.959 | 5.1453 | 5.3693 | 5.3156 | 5.2434 | 5.1824 | 4.909 | 4.5435 | 4.0038
2024-06-11 | 3.689 | 3.5983 | 3.5481 | 3.6017 | 3.6915 | 3.8557 | 4.0352 | 4.1913 | 4.6595 | 4.4855 | 4.4942 | 4.4111 | 4.4486 | 4.3535 | 4.4357 | 4.6065 | 4.7553 | 5.0305 | 5.2208 | 5.2727 | 5.1487 | 4.8186 | 4.3171 | 3.9763
2024-06-12 | 3.8577 | 3.663 | 3.6525 | 3.6652 | 3.6851 | 4.0226 | 4.0612 | 4.2848 | 4.5647 | 4.6987 | 4.7712 | 4.79 | 4.5223 | 4.5776 | 4.6304 | 4.9596 | 4.9227 | 5.1862 | 5.2388 | 5.2801 | 5.2071 | 4.9376 | 4.5271 | 4.1571
2024-06-13 | 4.0036 | 3.9856 | 3.8593 | 3.7847 | 3.8245 | 4.1033 | 4.1361 | 4.2618 | 4.4005 | 4.2724 | 4.4139 | 4.4042 | 4.4437 | 4.2784 | 4.389 | 4.523 | 4.6704 | 4.8655 | 4.9082 | 4.9714 | 4.8022 | 4.4895 | 4.0462 | 3.8097
2024-06-14 | 3.622 | 3.52 | 3.5874 | 3.578 | 3.6385 | 3.752 | 3.8066 | 4.0448 | 4.4471 | 4.644 | 4.7317 | 4.7755 | 4.6677 | 4.5965 | 4.7587 | 4.9803 | 4.9492 | 5.1318 | 5.1294 | 5.0722 | 4.8566 | 4.6181 | 4.2162 | 3.9086
2024-06-15 | 3.7688 | 3.5837 | 3.5918 | 3.6112 | 3.6599 | 3.8467 | 3.925 | 4.1953 | 4.2309 | 4.3508 | 4.0976 | 4.1986 | 4.1399 | 4.119 | 4.1544 | 4.3044 | 4.5292 | 4.8119 | 4.7659 | 4.7293 | 4.5309 | 4.3156 | 4.0425 | 3.784
2024-06-16 | 3.679 | 3.6689 | 3.6425 | 3.6724 | 3.6242 | 3.8106 | 3.7412 | 3.8488 | 4.2556 | 4.185 | 4.3088 | 4.3545 | 4.3049 | 4.4733 | 4.5549 | 4.5964 | 4.6853 | 4.9052 | 5.0333 | 5.1255 | 5.0052 | 4.6152 | 4.1909 | 3.9058
2024-06-17 | 3.7651 | 3.6661 | 3.5062 | 3.5899 | 3.6965 | 3.8118 | 3.8982 | 4.0541 | 4.494 | 4.4104 | 4.5118 | 4.3654 | 4.2084 | 4.477 | 4.5467 | 4.5386 | 4.7348 | 4.98 | 5.0474 | 4.9821 | 4.8238 | 4.4698 | 4.1662 | 3.9742
2024-06-18 | 4.1486 | 4.0677 | 4.0097 | 4.0525 | 4.1047 | 4.3816 | 4.4555 | 4.6517 | 4.9477 | 5.1661 | 5.293 | 5.2491 | 5.0185 | 4.9026 | 5.3803 | 5.5017 | 5.5815 | 5.7433 | 5.7197 | 5.781 | 5.6246 | 5.1645 | 4.7223 | 4.3952
2024-06-19 | 3.8809 | 3.8641 | 3.7633 | 3.7273 | 3.8147 | 4.0865 | 4.1648 | 4.4841 | 4.5749 | 4.5312 | 4.5022 | 4.3961 | 4.3691 | 4.4301 | 4.5775 | 4.7895 | 4.8836 | 5.1524 | 5.1852 | 5.2658 | 5.1904 | 4.7691 | 4.2627 | 3.9162
2024-06-20 | 3.7639 | 3.6901 | 3.6804 | 3.7788 | 3.7428 | 3.8682 | 3.9539 | 4.1033 | 4.8295 | 4.7339 | 4.6986 | 4.8279 | 4.8642 | 4.6292 | 4.4712 | 4.6986 | 4.8818 | 5.1435 | 5.2244 | 5.269 | 5.0822 | 4.6905 | 4.2119 | 3.9718
2024-06-21 | 3.8723 | 3.7688 | 3.7805 | 3.7187 | 3.7247 | 3.9367 | 4.0806 | 4.2053 | 4.5037 | 4.661 | 4.758 | 4.9185 | 4.7136 | 4.8218 | 4.8881 | 4.9476 | 4.8794 | 4.9172 | 4.757 | 4.9499 | 4.7692 | 4.6392 | 4.253 | 3.8992
2024-06-22 | 3.6779 | 3.5905 | 3.6519 | 3.6499 | 3.6055 | 3.8429 | 4.0551 | 4.1466 | 4.4613 | 4.5798 | 4.5278 | 4.5984 | 4.6252 | 4.5763 | 4.8636 | 5.0126 | 5.1424 | 5.306 | 5.13 | 5.2071 | 5.094 | 4.8772 | 4.4659 | 4.0687
2024-06-23 | 3.8963 | 3.885 | 3.6965 | 3.7064 | 3.7607 | 3.8157 | 4.0475 | 4.1884 | 4.4924 | 4.5538 | 4.5976 | 4.6751 | 4.6342 | 4.548 | 4.5853 | 4.8564 | 4.8427 | 4.9643 | 4.9901 | 5.0664 | 4.9835 | 4.8138 | 4.3597 | 4.0882
2024-06-24 | 3.9227 | 3.847 | 3.8536 | 3.8147 | 3.7484 | 4.0105 | 4.1718 | 4.3516 | 4.6804 | 4.6792 | 4.5251 | 4.7593 | 4.8113 | 4.6276 | 4.7576 | 4.8754 | 4.9914 | 5.2164 | 5.2425 | 5.2305 | 5.0603 | 4.7708 | 4.3922 | 3.9673
2024-06-25 | 3.8799 | 3.8197 | 3.7975 | 3.8733 | 3.9183 | 4.137 | 4.274 | 4.4676 | 4.7633 | 4.7481 | 4.7559 | 4.5737 | 4.5802 | 4.691 | 4.7439 | 4.7642 | 4.8318 | 5.2007 | 5.2911 | 5.3276 | 5.0548 | 4.7199 | 4.4607 | 4.2046
2024-06-26 | 3.9854 | 3.8637 | 3.8154 | 3.8543 | 3.8807 | 4.0879 | 4.0737 | 4.3809 | 4.5649 | 4.7887 | 4.7333 | 4.7267 | 4.4659 | 4.4516 | 4.5786 | 4.6863 | 4.6955 | 5.0096 | 4.9654 | 4.9468 | 4.8035 | 4.5109 | 4.1814 | 3.821
2024-06-27 | 3.7039 | 3.5987 | 3.6407 | 3.6167 | 3.6228 | 3.9154 | 4.1343 | 4.2784 | 4.5169 | 4.679 | 4.6277 | 4.6317 | 4.6512 | 4.6248 | 4.8486 | 4.779 | 4.9286 | 5.181 | 5.2601 | 5.3094 | 5.1497 | 4.7653 | 4.3729 | 4.0871
2024-06-28 | 3.9729 | 3.8766 | 3.9139 | 3.857 | 3.9713 | 4.1351 | 4.3328 | 4.4362 | 4.9737 | 5.0251 | 5.1147 | 4.8959 | 4.8236 | 4.7194 | 4.8362 | 4.7455 | 4.7345 | 5.0542 | 5.1415 | 5.1072 | 4.9559 | 4.7122 | 4.3728 | 4.0486
2024-06-29 | 3.8298 | 3.8339 | 3.7712 | 3.7464 | 3.7094 | 3.8727 | 3.9974 | 4.0895 | 4.3426 | 4.2416 | 4.1935 | 4.1359 | 4.166 | 4.1828 | 4.3655 | 4.5574 | 4.536 | 4.8509 | 4.8502 | 4.7595 | 4.6749 | 4.389 | 4.2237 | 4.0023
2024-06-30 | 3.8329 | 3.7361 | 3.7388 | 3.6878 | 3.7873 | 3.9322 | 3.9837 | 4.1085 | 4.3435 | 4.4559 | 4.4511 | 4.5228 | 4.5725 | 4.4176 | 4.4234 | 4.616 | 4.5988 | 4.8984 | 5.0114 | 5.0002 | 4.7566 | 4.5574 | 4.1843 | 3.9461
2024-07-01 | 3.71 | 3.6934 | 3.6813 | 3.677 | 3.7387 | 3.8588 | 4.0103 | 4.2433 | 4.5691 | 4.6538 | 4.7235 | 4.6261 | 4.7522 | 4.8055 | 4.8969 | 5.1266 | 5.2892 | 5.4377 | 5.4102 | 5.5152 | 5.3571 | 4.7577 | 4.2758 | 3.8962
2024-07-02 | 3.7356 | 3.6636 | 3.5962 | 3.5667 | 3.6242 | 3.8299 | 4.0236 | 4.2611 | 4.522 | 4.4422 | 4.5735 | 4.5101 | 4.5334 | 4.4459 | 4.5075 | 4.6894 | 4.872 | 5.1873 | 5.1528 | 5.2836 | 5.1703 | 4.6436 | 4.3935 | 3.9755
2024-07-03 | 3.8327 | 3.7344 | 3.7459 | 3.8299 | 3.7474 | 3.9717 | 3.8658 | 4.0881 | 4.6209 | 4.7271 | 4.837 | 4.712 | 4.6261 | 4.655 | 4.6798 | 4.9462 | 5.0489 | 5.3517 | 5.1899 | 5.3472 | 5.1371 | 4.8406 | 4.263 | 3.9124
2024-07-04 | 3.7308 | 3.6465 | 3.6962 | 3.7072 | 3.7389 | 3.9165 | 4.0417 | 4.2097 | 4.4438 | 4.5947 | 4.5038 | 4.7247 | 4.6623 | 4.6322 | 4.7306 | 4.6791 | 4.8763 | 5.1978 | 4.8835 | 4.971 | 4.7244 | 4.5315 | 4.4699 | 3.9533
2024-07-05 | 3.7867 | 3.6602 | 3.7915 | 3.8034 | 3.8163 | 4.0636 | 4.2068 | 4.4866 | 4.6289 | 4.6168 | 4.8129 | 4.7664 | 4.8571 | 4.8379 | 4.9353 | 5.0663 | 5.1759 | 5.1177 | 5.1742 | 5.1605 | 5.0326 | 4.759 | 4.4946 | 4.0804
2024-07-06 | 3.8909 | 3.8056 | 3.7938 | 3.701 | 3.8673 | 4.009 | 4.0547 | 4.2995 | 4.6305 | 4.5056 | 4.3964 | 4.4684 | 4.4072 | 4.4637 | 4.6511 | 4.8059 | 4.7824 | 4.8892 | 4.8651 | 4.719 | 4.5899 | 4.4657 | 4.3639 | 4.0491
2024-07-07 | 3.9717 | 3.91 | 3.8727 | 3.8682 | 3.8918 | 3.9679 | 4.1195 | 4.4162 | 4.6431 | 4.7577 | 4.5651 | 4.7121 | 4.5447 | 4.6434 | 4.7278 | 4.9374 | 5.0224 | 4.9796 | 4.9858 | 5.0173 | 4.8981 | 4.6114 | 4.1802 | 3.9436
2024-07-08 | 3.7859 | 3.6842 | 3.7162 | 3.7556 | 3.8459 | 4.069 | 4.3113 | 4.6874 | 5.0787 | 4.8175 | 4.7511 | 4.7522 | 4.7468 | 4.8335 | 4.7858 | 4.9335 | 5.0955 | 5.1522 | 5.3665 | 5.4891 | 5.3331 | 4.9356 | 4.5906 | 4.2075
2024-07-09 | 4.2328 | 4.0796 | 4.1253 | 4.1303 | 4.2139 | 4.5419 | 4.8239 | 4.9767 | 5.2034 | 5.0594 | 4.9863 | 5.1998 | 5.1504 | 5.0245 | 4.9642 | 5.1138 | 5.655 | 6.1797 | 6.1146 | 6.1336 | 5.9247 | 5.5802 | 5.0345 | 4.6171
2024-07-10 | 4.0844 | 3.9336 | 3.9018 | 3.8741 | 4.0455 | 4.206 | 4.4601 | 4.6186 | 4.8412 | 4.7449 | 4.6832 | 4.5917 | 4.5398 | 4.666 | 4.7947 | 5.2482 | 5.574 | 5.8316 | 5.8381 | 5.8426 | 5.7086 | 5.2841 | 4.7577 | 4.2426
2024-07-11 | 3.9335 | 3.964 | 3.8545 | 3.7706 | 3.7817 | 4.034 | 4.1767 | 4.4516 | 4.6946 | 4.5597 | 4.4646 | 4.487 | 4.4693 | 4.4994 | 4.559 | 4.7387 | 4.9023 | 5.1421 | 5.1206 | 5.2858 | 5.0561 | 4.7355 | 4.3015 | 4.0374
2024-07-12 | 3.9182 | 3.8465 | 3.7815 | 3.7489 | 3.8441 | 3.95 | 3.9656 | 4.0921 | 4.7435 | 4.5978 | 4.4192 | 4.5479 | 4.6641 | 4.5393 | 4.5519 | 4.7268 | 4.9173 | 5.2449 | 5.2461 | 5.1323 | 4.949 | 4.6749 | 4.2869 | 4.0521
2024-07-13 | 3.921 | 3.7742 | 3.7431 | 3.7724 | 3.7684 | 3.8637 | 3.9055 | 4.0737 | 4.5496 | 4.5253 | 4.3123 | 4.354 | 4.3147 | 4.3324 | 4.5014 | 4.5371 | 4.67 | 5.0824 | 5.0228 | 4.995 | 4.9059 | 4.4776 | 4.1703 | 3.8458
2024-07-14 | 3.7491 | 3.6529 | 3.5989 | 3.5764 | 3.5388 | 3.6001 | 3.7096 | 3.8713 | 4.2787 | 4.2364 | 4.1624 | 4.2831 | 4.172 | 4.2515 | 4.3681 | 4.5747 | 4.5965 | 5.0687 | 5.0991 | 5.0461 | 4.948 | 4.622 | 4.2973 | 3.9219
2024-07-15 | 3.8108 | 3.7456 | 3.7712 | 3.7119 | 3.734 | 3.891 | 3.8826 | 4.1832 | 4.6464 | 4.5066 | 4.5609 | 4.6473 | 4.8226 | 4.7621 | 4.8847 | 4.9769 | 5.135 | 5.4537 | 5.5252 | 5.5694 | 5.3524 | 4.968 | 4.3997 | 4.0702
2024-07-16 | 3.9143 | 3.7723 | 3.743 | 3.7538 | 3.7589 | 3.9676 | 3.9949 | 4.1072 | 4.4976 | 4.4192 | 4.3787 | 4.3897 | 4.4834 | 4.4916 | 4.6211 | 4.6796 | 4.8704 | 5.2407 | 5.2609 | 5.3608 | 5.1001 | 4.7641 | 4.3521 | 4.0404
2024-07-17 | 3.9016 | 3.7949 | 3.7672 | 3.7512 | 3.8124 | 4.1726 | 4.2448 | 4.2467 | 4.9066 | 4.85 | 4.7813 | 4.8132 | 4.8228 | 4.721 | 5.0986 | 5.1215 | 5.2836 | 5.4337 | 5.6151 | 5.6926 | 5.5226 | 4.9755 | 4.5195 | 4.0641
2024-07-18 | 3.9016 | 3.8904 | 3.8145 | 3.7544 | 3.8301 | 4.0126 | 4.0901 | 4.2133 | 4.5058 | 4.5053 | 4.295 | 4.3985 | 4.3442 | 4.346 | 4.4571 | 4.6317 | 4.9097 | 5.1662 | 5.1687 | 5.2481 | 5.1006 | 4.8017 | 4.3301 | 4.0199
2024-07-19 | 3.9765 | 3.8874 | 3.9244 | 3.8669 | 4.0584 | 4.3202 | 4.5232 | 4.6119 | 4.9714 | 4.9394 | 5.0762 | 5.0304 | 5.1113 | 5.0705 | 5.2194 | 5.2196 | 5.2073 | 5.631 | 5.4476 | 5.3928 | 5.1008 | 4.7759 | 4.1886 | 4.0172
2024-07-20 | 3.8904 | 3.808 | 3.7837 | 3.8022 | 3.8295 | 3.9043 | 4.0124 | 4.0799 | 4.2739 | 4.3221 | 4.3594 | 4.4413 | 4.4022 | 4.3944 | 4.3369 | 4.5573 | 4.5984 | 4.9034 | 4.9126 | 4.9835 | 4.8481 | 4.6024 | 4.2111 | 4.0273
2024-07-21 | 3.823 | 3.7754 | 3.7112 | 3.6972 | 3.7263 | 3.902 | 3.94 | 4.3114 | 4.7012 | 4.8179 | 4.6413 | 4.5913 | 4.5826 | 4.5374 | 4.4751 | 4.577 | 4.7464 | 5.146 | 5.1939 | 5.308 | 5.3564 | 4.9289 | 4.5019 | 4.0987
2024-07-22 | 3.9706 | 3.882 | 3.8555 | 3.7822 | 3.7487 | 4.0419 | 4.1443 | 4.347 | 4.6241 | 4.5288 | 4.4285 | 4.7282 | 4.6615 | 4.5173 | 4.5117 | 4.799 | 4.8947 | 5.169 | 5.1725 | 5.1669 | 5.0677 | 4.7268 | 4.3218 | 4.0532
2024-07-23 | 3.9014 | 3.8499 | 3.8786 | 3.8139 | 3.9168 | 4.1496 | 4.3309 | 4.3679 | 4.6724 | 4.4089 | 4.483 | 4.4739 | 4.4846 | 4.6609 | 4.8296 | 5.1726 | 5.1478 | 5.5036 | 5.5193 | 5.6059 | 5.4413 | 5.0891 | 4.5602 | 4.1275
2024-07-24 | 3.9032 | 3.8276 | 3.7771 | 3.7526 | 3.8507 | 4.0179 | 4.2095 | 4.3685 | 4.7343 | 4.733 | 4.6605 | 4.7806 | 4.688 | 4.7993 | 4.8645 | 5.0008 | 5.2896 | 5.379 | 5.4972 | 5.5657 | 5.5553 | 4.971 | 4.3514 | 3.9932
2024-07-25 | 3.812 | 3.7904 | 3.7189 | 3.736 | 3.8117 | 4.02 | 4.201 | 4.2808 | 4.4504 | 4.6574 | 4.8365 | 4.9526 | 4.9573 | 4.9083 | 4.9146 | 5.1772 | 5.2383 | 5.4923 | 5.5868 | 5.547 | 5.3372 | 4.949 | 4.4972 | 4.079
2024-07-26 | 3.9045 | 3.8264 | 3.7682 | 3.8535 | 3.924 | 4.0617 | 4.2458 | 4.3812 | 4.7022 | 4.5567 | 4.5386 | 4.6527 | 4.5668 | 4.5487 | 4.6346 | 4.9678 | 4.9982 | 5.1545 | 5.2204 | 5.2418 | 5.0935 | 4.6843 | 4.3542 | 3.9959
2024-07-27 | 3.9571 | 3.7889 | 3.753 | 3.7278 | 3.7465 | 4.0157 | 4.188 | 4.3097 | 4.5476 | 4.6971 | 4.6313 | 4.8679 | 4.7534 | 4.6308 | 4.5997 | 4.745 | 4.8557 | 4.9547 | 5.004 | 5.1335 | 4.9122 | 4.6036 | 4.2896 | 3.9703
2024-07-28 | 3.8354 | 3.7194 | 3.675 | 3.745 | 3.7497 | 3.8266 | 4.0041 | 4.268 | 4.4905 | 4.4182 | 4.4446 | 4.5088 | 4.7709 | 4.5577 | 4.5206 | 4.5977 | 4.7442 | 4.9991 | 5.0098 | 5.2793 | 5.0314 | 4.6454 | 4.3857 | 4.0028
2024-07-29 | 3.8519 | 3.7813 | 3.7301 | 3.779 | 3.794 | 3.984 | 4.2288 | 4.3828 | 4.632 | 4.5728 | 4.7268 | 4.6224 | 4.7837 | 4.6924 | 4.7945 | 5.0356 | 5.2548 | 5.4621 | 5.6683 | 5.8675 | 5.7107 | 5.3988 | 4.7201 | 4.3065
2024-07-30 | 4.0445 | 3.4705 | 3.4556 | 3.7253 | 3.9011 | 4.0326 | 4.1725 | 4.5558 | 5.1099 | 5.0025 | 4.6627 | 4.5745 | 4.5934 | 4.587 | 4.6632 | 4.9226 | 5.0761 | 5.3389 | 5.4306 | 5.4494 | 5.2089 | 4.8067 | 4.3657 | 3.9899
2024-07-31 | 3.8312 | 3.7337 | 3.7928 | 3.7248 | 3.8357 | 4.1614 | 4.3002 | 4.46 | 4.6211 | 4.4945 | 4.4622 | 4.6336 | 4.6144 | 4.8021 | 4.9925 | 5.1848 | 5.3283 | 5.5247 | 5.6303 | 5.6646 | 5.5029 | 5.2527 | 4.7662 | 4.303
2024-08-01 | 4.3423 | 4.1225 | 4.0645 | 4.0365 | 3.9972 | 4.1101 | 4.3812 | 4.5895 | 4.7148 | 4.7723 | 4.5894 | 4.6397 | 4.6692 | 4.6095 | 4.8086 | 4.9894 | 4.989 | 5.3377 | 5.3514 | 5.401 | 5.2728 | 5.0414 | 4.5402 | 4.218
2024-08-02 | 4.109 | 4.0748 | 4.0347 | 4.1565 | 4.1721 | 4.3958 | 4.6251 | 4.677 | 4.8207 | 4.77 | 4.7024 | 4.6813 | 4.8809 | 4.7819 | 4.9044 | 4.8888 | 4.9779 | 5.1025 | 5.2233 | 5.2302 | 5.0529 | 4.8236 | 4.5634 | 4.271
2024-08-03 | 4.0676 | 3.9492 | 3.9254 | 3.9577 | 4.0284 | 4.2233 | 4.3335 | 4.518 | 4.7057 | 4.5335 | 4.5088 | 4.6414 | 4.525 | 4.4983 | 4.755 | 5.0656 | 5.1166 | 5.231 | 5.3618 | 5.4353 | 5.2825 | 5.0333 | 4.675 | 4.2809
2024-08-04 | 4.097 | 4.0177 | 3.9584 | 3.9793 | 3.9725 | 4.1002 | 4.2216 | 4.3413 | 4.5776 | 4.568 | 4.7595 | 4.7917 | 4.9123 | 4.8789 | 4.8746 | 5.3599 | 5.2657 | 5.5138 | 5.6071 | 5.6392 | 5.5258 | 5.1281 | 4.8059 | 4.3564
2024-08-05 | 4.1565 | 4.0518 | 3.9064 | 3.9435 | 3.973 | 4.0906 | 4.4732 | 4.5733 | 4.8909 | 4.8354 | 4.6437 | 4.7215 | 4.6822 | 4.5599 | 4.8676 | 5.2088 | 5.2741 | 5.4343 | 5.4861 | 5.4843 | 5.2547 | 4.8228 | 4.4814 | 4.1992
2024-08-06 | 3.9986 | 3.9427 | 4.0061 | 3.9935 | 4.0924 | 4.3114 | 4.6201 | 4.7175 | 4.891 | 4.7755 | 4.9298 | 5.0591 | 4.9793 | 5.2081 | 5.2524 | 5.4772 | 5.5252 | 5.7261 | 5.7767 | 5.7868 | 5.6035 | 5.2454 | 4.6979 | 4.3508
2024-08-07 | 4.2135 | 4.1586 | 4.0627 | 4.1134 | 4.1888 | 4.3231 | 4.5598 | 4.6081 | 4.7741 | 4.8543 | 4.838 | 4.8769 | 4.9251 | 4.9218 | 5.0168 | 5.255 | 5.2782 | 5.4425 | 5.5275 | 5.6781 | 5.583 | 5.1193 | 4.7176 | 4.4092
2024-08-08 | 4.3175 | 4.3022 | 4.2849 | 4.2104 | 4.1629 | 4.3071 | 4.553 | 4.5366 | 4.6385 | 4.649 | 4.6739 | 4.7102 | 4.7057 | 4.6643 | 4.8426 | 5.0006 | 5.2553 | 5.3192 | 5.3868 | 5.4322 | 5.1519 | 4.9279 | 4.4501 | 4.2414
2024-08-09 | 4.2035 | 4.0732 | 4.0282 | 4.0212 | 4.0292 | 4.2982 | 4.2887 | 4.5403 | 5.1013 | 5.1199 | 4.8739 | 4.9211 | 4.9635 | 4.933 | 5.0256 | 5.0484 | 5.0976 | 5.31 | 5.2998 | 5.3548 | 5.1247 | 4.8333 | 4.4382 | 4.1684
2024-08-10 | 4.1005 | 3.9504 | 3.923 | 3.8752 | 3.9479 | 4.024 | 4.1409 | 4.4027 | 4.6303 | 4.7216 | 4.7039 | 4.7207 | 4.7197 | 4.6801 | 4.7751 | 4.9838 | 5.0308 | 5.1449 | 5.2415 | 5.4052 | 5.1762 | 4.9106 | 4.6071 | 4.3322
2024-08-11 | 4.1897 | 4.1306 | 4.029 | 4.1299 | 4.1042 | 4.3204 | 4.4414 | 4.519 | 4.7247 | 4.6264 | 4.7743 | 4.8168 | 4.9042 | 5.047 | 4.9628 | 5.1471 | 5.0957 | 5.2763 | 5.2643 | 5.3538 | 5.0997 | 4.8661 | 4.4206 | 4.1822
2024-08-12 | 4.0795 | 3.9656 | 4.0003 | 4.0165 | 4.049 | 4.3012 | 4.5716 | 4.7018 | 4.9381 | 4.7732 | 4.7159 | 4.6528 | 4.7011 | 4.6663 | 4.6716 | 4.8693 | 5.0373 | 5.2217 | 5.4921 | 5.5558 | 5.3715 | 5.0694 | 4.6478 | 4.3095
2024-08-13 | 4.1399 | 4.1105 | 4.0922 | 4.0537 | 4.1092 | 4.2581 | 4.3799 | 4.4562 | 5.0305 | 4.9982 | 5.0333 | 5.1327 | 5.0747 | 5.0436 | 5.1193 | 5.0834 | 5.1748 | 5.4256 | 5.5223 | 5.5742 | 5.4118 | 4.9204 | 4.474 | 4.1856
2024-08-14 | 4.0534 | 3.9465 | 3.9229 | 3.9089 | 3.8615 | 4.2229 | 4.3564 | 4.4784 | 5.0436 | 4.9213 | 4.7592 | 4.8815 | 4.9093 | 4.8497 | 5.0095 | 5.307 | 5.2562 | 5.4497 | 5.428 | 5.3995 | 5.2508 | 5.0334 | 4.5247 | 4.2105
2024-08-15 | 4.1014 | 4.029 | 4.0796 | 4.0452 | 4.1454 | 4.407 | 4.3151 | 4.6642 | 5.061 | 5.1461 | 5.0699 | 4.9878 | 5.0363 | 5.0596 | 5.1645 | 5.2078 | 5.305 | 5.485 | 5.3861 | 5.4782 | 5.2798 | 5.0673 | 4.6228 | 4.2933
2024-08-16 | 4.1585 | 4.0531 | 4.0719 | 3.9173 | 3.916 | 4.1607 | 4.4322 | 4.5863 | 4.8306 | 4.8807 | 4.9543 | 4.8483 | 4.951 | 4.9244 | 5.0574 | 5.0433 | 5.2042 | 5.4084 | 5.5805 | 5.5426 | 5.2209 | 4.9474 | 4.6241 | 4.2394
2024-08-17 | 4.131 | 4.0316 | 4.02 | 3.9565 | 4.0883 | 4.2425 | 4.4443 | 4.6499 | 4.901 | 4.9378 | 4.8055 | 4.9453 | 4.7546 | 4.7216 | 4.7951 | 5.0129 | 5.0215 | 5.4171 | 5.4776 | 5.3782 | 5.106 | 4.9076 | 4.5201 | 4.2492
2024-08-18 | 4.0003 | 3.8841 | 3.8447 | 3.7279 | 3.8469 | 4.0066 | 4.0272 | 4.0281 | 4.6782 | 4.5948 | 4.5477 | 4.5234 | 4.6066 | 4.6862 | 4.6588 | 5.0131 | 4.9733 | 5.3005 | 5.4201 | 5.4243 | 5.2218 | 4.8278 | 4.4959 | 4.1363
2024-08-19 | 4.055 | 3.9699 | 3.9031 | 3.8564 | 3.9512 | 4.1923 | 4.3958 | 4.3834 | 4.9326 | 5.0224 | 4.8033 | 4.7789 | 4.7825 | 4.8972 | 4.9277 | 5.0002 | 5.1893 | 5.4445 | 5.5048 | 5.5265 | 5.187 | 4.8422 | 4.5189 | 4.1729
2024-08-20 | 4.0132 | 3.903 | 3.8845 | 3.8506 | 3.9021 | 4.1299 | 4.4817 | 4.5971 | 4.8337 | 4.7154 | 4.683 | 4.8058 | 4.6321 | 4.6775 | 4.8363 | 4.9029 | 5.1023 | 5.2696 | 5.4812 | 5.5314 | 5.3128 | 5.0078 | 4.6315 | 4.3191
2024-08-21 | 4.1299 | 4.052 | 3.9715 | 3.9234 | 3.9896 | 4.3114 | 4.6017 | 4.7275 | 4.9017 | 4.8654 | 4.7468 | 4.7955 | 4.8513 | 4.7167 | 4.968 | 5.3751 | 5.4905 | 5.5859 | 5.6544 | 5.6716 | 5.3211 | 5.0517 | 4.5557 | 4.3664
2024-08-22 | 4.2574 | 4.1323 | 4.1577 | 4.0381 | 4.0502 | 4.3728 | 4.7405 | 4.6257 | 4.8938 | 4.8303 | 4.8547 | 5.0139 | 4.9937 | 4.7751 | 4.7815 | 4.9961 | 5.0894 | 5.2624 | 5.4664 | 5.4989 | 5.2763 | 4.9542 | 4.6269 | 4.2683
2024-08-23 | 4.1378 | 4.042 | 4.0386 | 3.9437 | 3.9634 | 4.2298 | 4.5684 | 4.7205 | 4.9575 | 5.0684 | 4.9839 | 4.9231 | 4.924 | 4.9201 | 5.1914 | 5.3388 | 5.4075 | 5.6166 | 5.6022 | 5.5425 | 5.3402 | 4.9671 | 4.6382 | 4.3088
2024-08-24 | 4.1663 | 4.0862 | 3.9995 | 3.9725 | 3.9372 | 4.0615 | 4.2864 | 4.5686 | 4.847 | 4.8771 | 4.7884 | 4.8721 | 4.8264 | 4.7642 | 4.9283 | 5.1806 | 5.2456 | 5.3765 | 5.2586 | 5.3121 | 5.1256 | 4.9305 | 4.6085 | 4.2216
2024-08-25 | 4.0553 | 3.9271 | 3.9642 | 3.8789 | 3.9167 | 4.1788 | 4.3346 | 4.5681 | 4.9303 | 4.8976 | 4.8402 | 4.8783 | 4.7695 | 4.8992 | 4.9377 | 5.0041 | 5.0552 | 5.3899 | 5.4732 | 5.602 | 5.4258 | 5.1121 | 4.7336 | 4.3939
2024-08-26 | 4.2245 | 4.057 | 4.0294 | 3.9378 | 4.0193 | 4.2647 | 4.7215 | 4.9534 | 5.175 | 4.9829 | 4.8359 | 4.869 | 4.7592 | 4.8427 | 4.8206 | 5.0301 | 5.0195 | 5.2802 | 5.4256 | 5.5341 | 5.1663 | 4.9121 | 4.4666 | 4.1886
2024-08-27 | 4.2172 | 4.1423 | 4.1274 | 4.1073 | 4.3102 | 4.6026 | 4.9746 | 4.9803 | 5.1855 | 5.2087 | 5.3915 | 5.2344 | 5.3103 | 5.231 | 5.3082 | 5.5232 | 5.7333 | 5.9573 | 5.9658 | 6.0784 | 5.7261 | 5.3725 | 4.9247 | 4.6027
2024-08-28 | 4.2067 | 4.1496 | 4.1182 | 4.0985 | 4.0471 | 4.3691 | 4.5688 | 4.7137 | 5.0122 | 4.8316 | 4.7303 | 4.783 | 4.909 | 4.7967 | 4.8793 | 5.0142 | 5.1002 | 5.3548 | 5.4048 | 5.428 | 5.0536 | 4.7414 | 4.4288 | 4.1279
2024-08-29 | 4.1414 | 4.1099 | 4.1143 | 4.0779 | 4.1374 | 4.2256 | 4.4773 | 4.4107 | 4.5539 | 5.1114 | 5.1319 | 5.0637 | 4.9407 | 4.8901 | 4.9192 | 5.2449 | 5.3854 | 5.3802 | 5.3374 | 5.4293 | 5.3088 | 5.0397 | 4.5936 | 4.2826
2024-08-30 | 4.1362 | 4.066 | 4.0173 | 3.996 | 4.1157 | 4.34 | 4.4278 | 4.5155 | 4.6487 | 4.7064 | 4.6772 | 4.6266 | 4.5839 | 4.9114 | 5.2074 | 5.1199 | 5.184 | 5.4236 | 5.3808 | 5.2704 | 5.188 | 5.0034 | 4.5686 | 4.2084
2024-08-31 | 4.0787 | 3.9779 | 3.9925 | 3.9891 | 4.0523 | 4.2408 | 4.3021 | 4.454 | 4.7368 | 4.7153 | 4.6052 | 4.7518 | 4.8536 | 4.645 | 4.6833 | 4.8049 | 4.8578 | 5.4421 | 5.3694 | 5.2943 | 5.1399 | 4.7795 | 4.4274 | 4.1994
2024-09-01 | 4.0935 | 4.0124 | 4.0926 | 4.0376 | 4.1248 | 4.3268 | 4.5372 | 4.6527 | 4.9462 | 4.9633 | 4.8657 | 4.8828 | 4.8061 | 4.8366 | 4.9538 | 4.8866 | 5.0711 | 5.3512 | 5.4652 | 5.3897 | 4.9905 | 4.7884 | 4.4418 | 4.1927
2024-09-02 | 4.0095 | 3.9373 | 3.9135 | 3.9828 | 4.037 | 4.2451 | 4.3996 | 4.5858 | 4.802 | 4.7149 | 4.7691 | 4.7701 | 4.7339 | 4.7981 | 4.9586 | 5.1369 | 5.2497 | 5.4346 | 5.3908 | 5.4011 | 5.1077 | 4.8739 | 4.4602 | 4.2189
2024-09-03 | 3.9949 | 3.9214 | 3.9155 | 3.7808 | 3.8068 | 4.0092 | 4.0862 | 4.2301 | 4.4017 | 4.6476 | 4.8488 | 4.7428 | 4.7677 | 4.7343 | 4.9534 | 4.9282 | 5.0935 | 5.4323 | 5.5391 | 5.6385 | 5.1843 | 4.8824 | 4.4466 | 4.2634
2024-09-04 | 4.1156 | 3.9966 | 3.9591 | 3.9299 | 4.0038 | 4.3111 | 4.638 | 4.7852 | 4.9333 | 5.0271 | 4.9864 | 5.2404 | 5.2691 | 5.0759 | 5.3108 | 5.158 | 5.3346 | 5.582 | 5.6799 | 5.4214 | 4.9797 | 4.9347 | 4.5628 | 4.2559
2024-09-05 | 4.0773 | 4.0402 | 3.9909 | 3.9918 | 3.9861 | 4.2746 | 4.5606 | 4.7976 | 4.9914 | 4.9279 | 4.7944 | 4.8611 | 4.919 | 4.9038 | 4.9106 | 5.1479 | 5.2692 | 5.5073 | 5.4771 | 5.7107 | 5.5255 | 5.1762 | 4.6431 | 4.2642
2024-09-06 | 4.1409 | 3.9902 | 4.0534 | 3.9707 | 4.0254 | 4.2751 | 4.7094 | 4.7425 | 5.0609 | 5.0757 | 4.9931 | 4.9697 | 5.2444 | 5.1025 | 5.1657 | 5.1151 | 5.2711 | 5.4992 | 5.4519 | 5.2985 | 5.0764 | 4.7164 | 4.4215 | 4.1215
2024-09-07 | 4.0536 | 3.9451 | 3.9235 | 3.8987 | 3.9474 | 4.1291 | 4.2863 | 4.4519 | 4.6251 | 4.6729 | 4.8057 | 4.7746 | 4.6259 | 4.6693 | 4.7518 | 4.7358 | 4.8022 | 5.0419 | 5.127 | 5.1069 | 4.9335 | 4.5993 | 4.4121 | 4.108
2024-09-08 | 4.0009 | 3.9228 | 3.9052 | 3.8501 | 3.9187 | 4.068 | 4.2542 | 4.472 | 4.6181 | 4.6533 | 4.6252 | 4.7667 | 4.8402 | 4.8845 | 4.8471 | 5.1128 | 5.1246 | 5.1156 | 5.2243 | 5.2683 | 4.9597 | 4.6934 | 4.2776 | 4.0295
2024-09-09 | 3.9209 | 3.8748 | 3.7579 | 3.7501 | 3.8447 | 4.1212 | 4.3897 | 4.3447 | 4.6377 | 4.6746 | 4.477 | 4.7439 | 4.6975 | 4.8098 | 4.888 | 5.0991 | 5.2494 | 5.4746 | 5.636 | 5.7925 | 5.5611 | 5.2329 | 4.7244 | 4.4072
2024-09-10 | 4.2812 | 4.1741 | 4.1731 | 3.9813 | 3.9283 | 4.185 | 4.4166 | 4.6226 | 4.6733 | 4.7197 | 4.6813 | 4.6636 | 4.5891 | 4.7152 | 4.7147 | 4.8189 | 4.9341 | 5.2073 | 5.3867 | 5.3365 | 4.9123 | 4.7083 | 4.3401 | 4.2078
2024-09-11 | 4.1815 | 4.0629 | 4.0325 | 4.0059 | 4.1145 | 4.3899 | 4.8002 | 4.903 | 5.1248 | 5.1985 | 4.9826 | 5.2783 | 5.1971 | 5.145 | 5.1931 | 5.3026 | 5.5131 | 5.6312 | 5.7261 | 5.65 | 5.1412 | 4.8835 | 4.4332 | 4.1339
2024-09-12 | 3.9612 | 3.9635 | 3.9106 | 3.9443 | 4.013 | 4.3916 | 4.6811 | 4.9604 | 5.0923 | 4.9659 | 4.9364 | 5.0925 | 5.0834 | 5.1324 | 5.1087 | 5.368 | 5.4418 | 5.7119 | 5.7776 | 5.8595 | 5.6641 | 5.3651 | 4.8029 | 4.5226
2024-09-13 | 4.2978 | 4.1018 | 4.0877 | 4.0257 | 4.0562 | 4.3459 | 4.6048 | 4.768 | 4.9155 | 4.9343 | 4.9762 | 5.0301 | 5.0319 | 5.1187 | 5.2192 | 5.2404 | 5.208 | 5.582 | 5.6026 | 5.4342 | 5.2291 | 5.0053 | 4.6594 | 4.3876
2024-09-14 | 4.1484 | 4.0645 | 4.0727 | 3.9349 | 3.9892 | 4.2743 | 4.4933 | 4.7565 | 5.0349 | 4.9761 | 5.114 | 5.0794 | 5.2523 | 5.1694 | 4.942 | 5.2533 | 5.2517 | 5.3904 | 5.3738 | 5.1364 | 4.9164 | 4.6636 | 4.4645 | 4.2819
2024-09-15 | 4.1332 | 4.0473 | 4.0225 | 3.9959 | 4.0176 | 4.2207 | 4.1932 | 4.4512 | 4.7786 | 4.7843 | 4.8148 | 4.8853 | 4.8715 | 4.9803 | 5.0617 | 5.2405 | 5.3949 | 5.6948 | 6.0092 | 5.7538 | 5.4488 | 5.2145 | 4.6786 | 4.4067
2024-09-16 | 4.1765 | 4.0768 | 4.0195 | 4.0026 | 4.1246 | 4.3973 | 4.6947 | 5.0219 | 5.2955 | 5.0119 | 4.9813 | 4.9357 | 4.8832 | 4.9325 | 5.1508 | 5.1876 | 5.2537 | 5.5812 | 5.7604 | 5.7553 | 5.421 | 5.106 | 4.667 | 4.2964
2024-09-17 | 4.1742 | 4.0219 | 4.0318 | 3.9717 | 4.0711 | 4.4003 | 4.4149 | 4.8079 | 5.0909 | 4.9479 | 5.1434 | 5.2085 | 5.1267 | 5.1163 | 4.9725 | 5.1956 | 5.2489 | 5.6386 | 5.6646 | 5.5993 | 5.1159 | 4.7967 | 4.6001 | 4.2464
2024-09-18 | 4.077 | 3.8536 | 3.8858 | 4.0213 | 4.0578 | 4.2997 | 4.5361 | 4.7005 | 4.8216 | 4.8009 | 4.9882 | 4.8466 | 4.9707 | 5.0025 | 5.0746 | 5.1731 | 5.2132 | 5.4515 | 5.6778 | 5.6497 | 5.3004 | 5.0173 | 4.5955 | 4.2554
2024-09-19 | 4.0684 | 3.959 | 3.9494 | 3.9654 | 4.051 | 4.4219 | 4.6253 | 4.8174 | 5.3315 | 5.1306 | 4.9582 | 5.0478 | 5.0239 | 5.0722 | 5.088 | 5.2136 | 5.313 | 5.4486 | 5.5362 | 5.5963 | 5.2498 | 4.9533 | 4.5459 | 4.2154
2024-09-20 | 4.0805 | 4.0375 | 3.9666 | 3.9853 | 4.0885 | 4.2997 | 4.4091 | 4.477 | 4.791 | 4.7346 | 4.7794 | 4.7202 | 4.7182 | 4.7405 | 4.8498 | 4.9938 | 4.8783 | 5.1461 | 5.2261 | 5.2611 | 4.9423 | 4.7858 | 4.4611 | 4.1803
2024-09-21 | 4.0056 | 3.9348 | 3.9536 | 3.9454 | 4.0777 | 4.1978 | 4.3952 | 4.5375 | 4.6893 | 4.6554 | 4.5911 | 4.7093 | 4.6191 | 4.5624 | 4.6748 | 4.6949 | 4.7542 | 5.1145 | 5.3148 | 5.3573 | 5.0767 | 4.909 | 4.5806 | 4.312
2024-09-22 | 4.125 | 4.05 | 4.0173 | 3.9807 | 3.9054 | 4.2314 | 4.3213 | 4.4834 | 4.6737 | 4.6699 | 4.6572 | 4.6561 | 4.6927 | 4.7367 | 4.7859 | 4.8235 | 5.1013 | 5.5224 | 5.7147 | 5.6469 | 5.4031 | 5.1446 | 4.744 | 4.3515
2024-09-23 | 4.1873 | 4.0655 | 4.1478 | 4.1989 | 4.2356 | 4.471 | 4.7786 | 5.0721 | 5.2006 | 5.112 | 5.2066 | 5.4987 | 5.5867 | 5.6201 | 5.5696 | 5.4852 | 5.4593 | 5.7394 | 5.8734 | 5.8839 | 5.3386 | 5.0257 | 4.4634 | 4.1811
2024-09-24 | 4.0895 | 3.9936 | 4.0195 | 4.0063 | 4.1016 | 4.3941 | 4.5825 | 4.7886 | 4.8366 | 4.8675 | 4.87 | 4.8767 | 4.8839 | 4.9057 | 4.9207 | 5.1004 | 5.1963 | 5.5292 | 5.7328 | 5.7195 | 5.472 | 5.1936 | 4.7687 | 4.475
2024-09-25 | 4.1955 | 4.1009 | 4.1253 | 4.0773 | 4.1546 | 4.4967 | 4.7432 | 4.7908 | 5.1104 | 4.93 | 4.9871 | 4.9335 | 5.0007 | 4.9182 | 4.9713 | 5.0552 | 5.1355 | 5.3114 | 5.5174 | 5.4487 | 5.1356 | 4.8752 | 4.6059 | 4.2837
2024-09-26 | 4.24 | 4.0994 | 4.0662 | 4.1248 | 4.1495 | 4.4402 | 4.7449 | 4.7787 | 4.9447 | 4.8115 | 5.0068 | 5.1655 | 5.4101 | 5.5968 | 5.5523 | 5.7881 | 5.9582 | 6.1261 | 6.1791 | 6.1545 | 5.8418 | 5.2494 | 4.8488 | 4.5807
2024-09-27 | 4.2312 | 4.1309 | 4.0633 | 4.0477 | 4.193 | 4.4127 | 4.7083 | 4.7661 | 4.9455 | 5.0803 | 5.1846 | 5.5354 | 5.3359 | 5.412 | 5.552 | 5.6841 | 5.7499 | 5.795 | 5.9052 | 5.7741 | 5.5742 | 5.3647 | 4.8871 | 4.5589
2024-09-28 | 4.4274 | 4.3923 | 4.1923 | 4.1869 | 4.2511 | 4.3432 | 4.4794 | 4.7235 | 4.8706 | 4.9872 | 4.763 | 4.7314 | 5.0625 | 5.1462 | 5.2843 | 5.2062 | 5.2365 | 5.3026 | 5.2818 | 5.0029 | 4.8812 | 4.7454 | 4.4976 | 4.1191
2024-09-29 | 3.9685 | 3.9913 | 3.9049 | 3.9999 | 4.0762 | 4.246 | 4.5179 | 4.6866 | 4.8482 | 5.0279 | 4.9523 | 5.0177 | 4.9592 | 4.8527 | 4.833 | 4.9922 | 5.0717 | 5.3297 | 5.4769 | 5.4716 | 5.2394 | 4.9578 | 4.5548 | 4.3358
2024-09-30 | 4.1709 | 4.0328 | 4.0455 | 4.039 | 4.0185 | 4.2319 | 4.4007 | 4.6252 | 4.6457 | 4.6917 | 4.768 | 5.0951 | 5.1647 | 5.101 | 4.9961 | 5.1341 | 5.2364 | 5.519 | 5.759 | 5.5178 | 5.1955 | 4.8434 | 4.4074 | 4.1788
2024-10-01 | 4.0824 | 4.0401 | 4.0973 | 4.0529 | 4.1055 | 4.3995 | 4.5303 | 4.67 | 4.8228 | 4.8465 | 4.8692 | 5.1548 | 4.947 | 4.8742 | 4.8806 | 5.0282 | 5.2047 | 5.5856 | 5.7028 | 5.6136 | 5.2376 | 5.1523 | 4.8087 | 4.4675
2024-10-02 | 4.3158 | 4.2195 | 4.2481 | 4.1916 | 4.2937 | 4.4796 | 4.7009 | 4.7934 | 4.795 | 4.8496 | 4.8598 | 4.9902 | 4.9107 | 4.8453 | 5.0388 | 5.2291 | 5.4979 | 5.5237 | 5.6537 | 5.5632 | 5.2622 | 4.9753 | 4.6103 | 4.3193
2024-10-03 | 4.2432 | 4.2188 | 4.1852 | 4.1567 | 4.2382 | 4.5056 | 4.7585 | 4.9506 | 5.0497 | 5.0485 | 5.0784 | 4.9818 | 4.8645 | 4.8692 | 5.0506 | 5.1979 | 5.4334 | 5.6426 | 5.8727 | 5.8227 | 5.6419 | 5.427 | 4.812 | 4.4728
2024-10-04 | 4.2371 | 4.1562 | 4.0234 | 3.999 | 4.0289 | 4.3247 | 4.6175 | 4.6836 | 4.7846 | 4.8161 | 4.7687 | 4.8379 | 4.8967 | 5.0107 | 4.975 | 5.0976 | 5.2796 | 5.4673 | 5.4329 | 5.2656 | 5.0504 | 4.806 | 4.3979 | 4.1539
2024-10-05 | 4.0414 | 4.0419 | 3.9588 | 3.9162 | 3.9556 | 4.1833 | 4.14 | 4.4368 | 4.5451 | 4.7228 | 4.6337 | 4.7921 | 4.8368 | 4.7573 | 4.7909 | 4.9381 | 5.1255 | 5.2889 | 5.3897 | 5.3453 | 4.9874 | 4.8676 | 4.5588 | 4.2382
2024-10-06 | 4.0346 | 3.8744 | 3.9097 | 3.9302 | 3.9038 | 4.0493 | 4.1443 | 4.3505 | 4.4953 | 4.5364 | 4.6734 | 4.8522 | 4.7333 | 4.774 | 4.9694 | 5.0747 | 5.1279 | 5.2184 | 5.1687 | 5.1607 | 4.8006 | 4.6832 | 4.3499 | 4.0274
2024-10-07 | 3.8815 | 3.8929 | 3.8521 | 3.8206 | 3.7454 | 4.0315 | 4.2478 | 4.3618 | 4.7459 | 4.9049 | 4.8453 | 5.0159 | 4.9093 | 4.7653 | 4.9529 | 4.9475 | 5.0137 | 5.2283 | 5.5398 | 5.4196 | 5.2527 | 5.0255 | 4.634 | 4.3157
2024-10-08 | 4.1552 | 4.0905 | 4.0123 | 3.8994 | 3.9421 | 4.1964 | 4.3142 | 4.5159 | 4.6729 | 4.676 | 4.8735 | 4.9472 | 4.96 | 5.0533 | 5.055 | 4.9925 | 5.3267 | 5.5695 | 5.5976 | 5.3716 | 5.0308 | 4.7661 | 4.5242 | 4.1901
2024-10-09 | 4.0083 | 3.9229 | 3.9191 | 3.9338 | 4.0043 | 4.2016 | 4.306 | 4.8515 | 4.9846 | 4.9843 | 5.047 | 5.0492 | 5.1179 | 5.1122 | 5.1009 | 5.1662 | 5.3602 | 5.6088 | 5.7863 | 5.6769 | 5.3257 | 4.9832 | 4.667 | 4.3133
2024-10-10 | 4.3172 | 4.2752 | 4.3421 | 4.2904 | 4.3584 | 4.7165 | 4.9095 | 5.2524 | 5.4322 | 5.3736 | 5.5664 | 5.3364 | 5.1502 | 5.0678 | 5.8344 | 5.9261 | 6.0315 | 6.1809 | 6.153 | 6.1729 | 5.9507 | 5.7113 | 5.1087 | 4.6458
2024-10-11 | 4.3453 | 4.2157 | 4.159 | 4.1656 | 4.233 | 4.4253 | 4.5568 | 4.7114 | 4.9134 | 4.9055 | 4.9846 | 5.2803 | 5.0335 | 5.4235 | 5.5339 | 5.5394 | 5.696 | 5.8627 | 5.7099 | 5.5154 | 5.2282 | 4.9118 | 4.6031 | 4.2279
2024-10-12 | 4.0949 | 3.9372 | 3.9431 | 3.9387 | 3.9862 | 4.1788 | 4.3299 | 4.6193 | 4.8449 | 4.8753 | 4.9288 | 5.1055 | 4.8249 | 4.7939 | 4.9892 | 5.2333 | 5.327 | 5.4709 | 5.4443 | 5.3737 | 5.2017 | 4.9795 | 4.5688 | 4.2646
2024-10-13 | 4.0907 | 3.9464 | 3.9356 | 3.8941 | 3.921 | 4.134 | 4.1918 | 4.4254 | 4.6144 | 4.7282 | 4.81 | 4.9172 | 5.0323 | 5.0302 | 5.1071 | 5.2732 | 5.1798 | 5.382 | 5.3969 | 5.3543 | 4.9761 | 4.742 | 4.4194 | 4.0739
2024-10-14 | 3.9556 | 3.8867 | 3.8315 | 3.896 | 4.0859 | 4.2923 | 4.349 | 4.5567 | 4.918 | 4.9659 | 4.9939 | 4.9068 | 4.8423 | 4.7218 | 5.1058 | 5.0898 | 5.1995 | 5.4681 | 5.5865 | 5.4496 | 5.1267 | 4.8961 | 4.6587 | 4.2542
2024-10-15 | 4.1056 | 4.0032 | 3.9605 | 3.9737 | 4.0474 | 4.2862 | 4.5905 | 4.8098 | 4.9651 | 4.9688 | 4.9855 | 5.0878 | 4.9977 | 5.0891 | 5.1338 | 5.2657 | 5.1592 | 5.3093 | 5.4768 | 5.3067 | 5.0573 | 4.7183 | 4.4273 | 4.1339
2024-10-16 | 4.0285 | 3.8598 | 3.8893 | 3.9707 | 4.1119 | 4.3944 | 4.3378 | 4.6659 | 4.9632 | 4.8911 | 4.9619 | 5.0012 | 5.0757 | 4.9616 | 4.9172 | 5.1006 | 5.17 | 5.4241 | 5.5928 | 5.2868 | 5.0254 | 4.8933 | 4.5616 | 4.2015
2024-10-17 | 4.1302 | 4.0344 | 4.0377 | 4.0107 | 4.0758 | 4.3893 | 4.3201 | 4.6171 | 5.0927 | 5.2111 | 5.5156 | 5.2589 | 5.0508 | 5.0915 | 5.1568 | 5.2455 | 5.2847 | 5.5934 | 5.4881 | 5.3368 | 5.0688 | 4.8485 | 4.6357 | 4.2556
2024-10-18 | 4.0909 | 4.0147 | 3.9952 | 3.9679 | 4.0112 | 4.192 | 4.3494 | 4.5591 | 4.8599 | 4.9015 | 4.8113 | 5.1141 | 5.098 | 5.0969 | 5.3434 | 5.3298 | 5.4259 | 5.867 | 5.9386 | 5.7026 | 5.4152 | 5.1822 | 4.7567 | 4.4851
2024-10-19 | 4.1212 | 4.0129 | 4.0012 | 4.0267 | 4.0775 | 4.1778 | 4.4359 | 4.4749 | 4.6481 | 4.8145 | 4.8297 | 4.9031 | 4.9418 | 4.9047 | 5.0264 | 5.1059 | 5.0936 | 5.3587 | 5.2791 | 5.2019 | 5.1035 | 4.8729 | 4.686 | 4.3503
2024-10-20 | 4.3257 | 4.1654 | 4.0859 | 4.0885 | 4.1521 | 4.3284 | 4.6459 | 4.9463 | 4.9881 | 5.1001 | 5.0175 | 5.1238 | 5.1675 | 5.1564 | 5.3414 | 5.3317 | 5.5712 | 5.7416 | 5.9377 | 5.6505 | 5.4874 | 5.1887 | 4.7557 | 4.2819
2024-10-21 | 4.2028 | 4.1088 | 4.033 | 3.9932 | 4.0745 | 4.3441 | 4.6539 | 4.9401 | 4.9648 | 4.9102 | 5.0006 | 4.9492 | 5.0006 | 5.2448 | 5.2795 | 5.2906 | 5.4363 | 5.5154 | 5.6171 | 5.3268 | 5.0333 | 4.7086 | 4.4326 | 4.2074
2024-10-22 | 4.1383 | 3.9974 | 3.9893 | 3.9332 | 4.073 | 4.3305 | 4.6391 | 4.8505 | 4.9391 | 4.7352 | 4.9344 | 5.0591 | 5.0684 | 5.1191 | 5.2753 | 5.3853 | 5.4344 | 5.6833 | 5.8722 | 5.5182 | 5.1826 | 4.9048 | 4.5122 | 4.2536
2024-10-23 | 4.1182 | 4.0112 | 3.9259 | 3.9261 | 4.0411 | 4.2358 | 4.5536 | 4.5716 | 4.9501 | 4.845 | 4.9352 | 4.8955 | 5.0278 | 4.9253 | 5.2606 | 5.2488 | 5.3006 | 5.4178 | 5.7538 | 5.5185 | 5.1473 | 4.8488 | 4.4404 | 4.1596
2024-10-24 | 4.0332 | 3.9376 | 3.892 | 3.9375 | 4.0598 | 4.3019 | 4.6799 | 4.7841 | 4.9578 | 4.9949 | 5.0417 | 5.1591 | 5.1331 | 5.2113 | 5.2451 | 5.3353 | 5.3327 | 5.6617 | 5.5347 | 5.309 | 5.0651 | 4.7021 | 4.3827 | 4.1076
2024-10-25 | 3.9724 | 3.9862 | 3.9925 | 3.955 | 4.056 | 4.2236 | 4.5101 | 4.7055 | 4.9536 | 4.9494 | 4.9745 | 5.0165 | 5.0455 | 5.0552 | 5.0881 | 5.2379 | 5.4515 | 5.5966 | 5.7006 | 5.5733 | 5.3515 | 5.0934 | 4.7392 | 4.4381
2024-10-26 | 4.2793 | 4.1148 | 4.0263 | 3.9998 | 4.1127 | 4.4141 | 4.6534 | 4.9436 | 5.0451 | 4.982 | 4.8748 | 4.9942 | 5.0392 | 4.9498 | 5.0703 | 5.1833 | 5.3441 | 5.4805 | 5.4289 | 5.2415 | 4.9254 | 4.7282 | 4.4455 | 4.0812
2024-10-27 | 3.9822 | 3.8941 | 3.903 | 3.8819 | 3.8648 | 4.1118 | 4.1425 | 4.3816 | 4.5755 | 4.8544 | 4.7388 | 4.8023 | 4.7333 | 4.6673 | 4.7831 | 4.9674 | 5.1124 | 5.4029 | 5.4849 | 5.4339 | 5.1511 | 4.8325 | 4.483 | 4.1299
2024-10-28 | 3.9747 | 3.8751 | 3.9121 | 3.8766 | 3.9687 | 4.2332 | 4.5011 | 4.7109 | 4.8385 | 4.8774 | 4.7819 | 4.9002 | 4.9429 | 4.917 | 5.1114 | 5.2804 | 5.455 | 5.6337 | 5.7841 | 5.6624 | 5.316 | 5.055 | 4.6571 | 4.2898
2024-10-29 | 4.1276 | 3.9249 | 3.8595 | 3.8666 | 3.873 | 4.0945 | 4.4518 | 4.6511 | 5.0445 | 4.9244 | 4.8732 | 4.8839 | 5.0213 | 5.0481 | 5.0388 | 5.2619 | 5.4247 | 5.648 | 5.7377 | 5.547 | 5.2169 | 4.8881 | 4.611 | 4.2468
2024-10-30 | 4.126 | 4.0067 | 3.9115 | 3.8889 | 3.8616 | 4.1834 | 4.4777 | 4.674 | 4.898 | 4.9103 | 4.8648 | 4.8433 | 4.9161 | 5.0163 | 5.0268 | 5.0575 | 5.3115 | 5.6344 | 5.8026 | 5.6188 | 5.3628 | 5.0798 | 4.6238 | 4.2529
2024-10-31 | 4.135 | 4.0176 | 3.9529 | 3.9719 | 4.0199 | 4.207 | 4.4594 | 4.5786 | 4.7241 | 4.8664 | 4.8769 | 4.8872 | 4.8322 | 4.8147 | 4.9956 | 5.057 | 5.362 | 5.6297 | 5.5077 | 5.221 | 4.9658 | 4.79 | 4.4524 | 4.1958
2024-11-01 | 3.9736 | 3.8875 | 3.8673 | 3.8954 | 3.8719 | 4.1463 | 4.2898 | 4.588 | 4.6923 | 4.8147 | 4.7348 | 4.7852 | 4.7442 | 4.644 | 4.8382 | 5.0569 | 5.1647 | 5.4243 | 5.4485 | 5.2665 | 5.033 | 4.73 | 4.4363 | 4.1744
2024-11-02 | 4.0148 | 3.9507 | 3.8669 | 3.9225 | 3.9421 | 4.0949 | 4.2005 | 4.3493 | 4.6268 | 4.7467 | 4.7206 | 4.7851 | 4.7325 | 4.7072 | 4.9024 | 5.1366 | 5.2598 | 5.3498 | 5.3871 | 5.1235 | 4.8384 | 4.4822 | 4.3336 | 3.9996
2024-11-03 | 3.9316 | 3.8197 | 3.7741 | 3.6157 | 3.6885 | 3.9432 | 4.1391 | 4.3619 | 4.7139 | 4.6461 | 4.7521 | 4.6106 | 4.625 | 4.656 | 4.7854 | 4.9393 | 5.2256 | 5.3823 | 5.5052 | 5.2268 | 4.9851 | 4.7432 | 4.4156 | 4.0901
2024-11-04 | 3.8967 | 3.6494 | 3.6429 | 3.6352 | 3.8713 | 4.0753 | 4.4006 | 4.5002 | 4.6636 | 4.6858 | 4.5888 | 4.6182 | 4.7854 | 4.7629 | 4.7955 | 5.2074 | 5.4099 | 5.6837 | 5.7648 | 5.5715 | 5.1956 | 4.9177 | 4.5724 | 4.2124
2024-11-05 | 4.0271 | 3.8706 | 3.8465 | 3.8161 | 3.9772 | 4.2711 | 4.6513 | 4.7086 | 4.8304 | 4.9292 | 4.893 | 4.8736 | 4.9378 | 4.9332 | 5.0388 | 5.3091 | 5.4361 | 5.7313 | 5.7648 | 5.5087 | 5.2939 | 4.9707 | 4.5416 | 4.3736
2024-11-06 | 4.2048 | 4.1214 | 4.0352 | 4.0109 | 4.0468 | 4.4038 | 4.6615 | 4.8107 | 4.9768 | 4.796 | 4.7664 | 4.8544 | 4.8763 | 4.835 | 4.8365 | 5.02 | 5.3495 | 5.5934 | 5.6462 | 5.5114 | 5.2412 | 4.9437 | 4.5122 | 4.2146
2024-11-07 | 4.0859 | 3.9907 | 3.9801 | 4.0338 | 4.0389 | 4.188 | 4.6585 | 5.0046 | 5.0239 | 4.8876 | 5.0463 | 4.8182 | 4.9518 | 4.8255 | 4.8896 | 4.675 | 4.4643 | 4.769 | 5.2484 | 5.3125 | 5.0286 | 4.7763 | 4.5239 | 4.2929
2024-11-08 | 3.8675 | 3.584 | 3.7078 | 3.692 | 4.0113 | 4.33 | 4.6199 | 4.8894 | 4.9998 | 4.9804 | 4.9986 | 5.0462 | 5.0445 | 4.9012 | 4.8998 | 5.1722 | 5.2441 | 5.424 | 5.4399 | 5.1947 | 4.8988 | 4.6554 | 4.3339 | 3.9877
2024-11-09 | 3.7972 | 3.7528 | 3.7574 | 3.7778 | 3.9485 | 3.9821 | 4.2708 | 4.4453 | 4.7788 | 4.8027 | 4.7291 | 4.728 | 4.7727 | 4.8425 | 4.8962 | 4.9896 | 5.171 | 5.4243 | 5.3969 | 5.0069 | 4.7636 | 4.6168 | 4.3213 | 4.0462
2024-11-10 | 3.8959 | 3.8251 | 3.7236 | 3.6645 | 3.8206 | 4.0041 | 4.1484 | 4.3952 | 4.6177 | 4.6487 | 4.8493 | 4.7689 | 4.8058 | 4.7598 | 4.9143 | 5.0319 | 5.1782 | 5.2827 | 5.3157 | 5.213 | 4.9065 | 4.7029 | 4.375 | 4.1444
2024-11-11 | 4.0032 | 3.9322 | 3.9165 | 3.7878 | 3.951 | 4.0633 | 4.2771 | 4.5085 | 4.6856 | 4.6524 | 4.6855 | 4.7128 | 4.8003 | 5.0077 | 5.1093 | 5.1892 | 5.2541 | 5.4778 | 5.5926 | 5.3534 | 5.1436 | 4.855 | 4.4008 | 4.1471
2024-11-12 | 4.3011 | 4.2072 | 4.1545 | 4.3086 | 4.4844 | 4.6679 | 4.7532 | 4.9338 | 5.3083 | 5.2644 | 5.1139 | 5.2154 | 5.2282 | 5.2799 | 5.49 | 5.4906 | 5.739 | 6.1805 | 6.2775 | 5.9076 | 5.5848 | 5.1617 | 4.7781 | 4.4496
2024-11-13 | 3.9716 | 3.8788 | 3.8245 | 3.8806 | 3.792 | 4.1369 | 4.3641 | 4.3098 | 4.7892 | 4.7014 | 4.8071 | 4.8179 | 4.9844 | 4.8126 | 5.0447 | 5.2559 | 5.31 | 5.7005 | 5.8405 | 5.6291 | 5.4039 | 5.1339 | 4.6171 | 4.3471
2024-11-14 | 4.1787 | 4.0645 | 4.0881 | 3.9881 | 4.0696 | 4.1885 | 4.4677 | 4.9268 | 5.1323 | 4.9682 | 4.7973 | 4.7314 | 4.6951 | 4.8428 | 4.9281 | 5.1005 | 5.2514 | 5.501 | 5.6035 | 5.3906 | 5.2223 | 4.9768 | 4.5357 | 4.2161
2024-11-15 | 4.0348 | 3.9511 | 3.9866 | 3.9863 | 4.0645 | 4.3568 | 4.5787 | 4.9232 | 4.9566 | 4.9836 | 4.9137 | 5.0444 | 5.2077 | 5.0549 | 5.2038 | 5.3621 | 5.4048 | 5.6754 | 5.7173 | 5.4618 | 5.1383 | 4.9573 | 4.5153 | 4.2204
2024-11-16 | 4.1293 | 4.0018 | 3.9938 | 4.0088 | 4.0638 | 4.2737 | 4.4808 | 4.5433 | 4.9235 | 4.725 | 4.8127 | 4.8584 | 4.8204 | 4.8029 | 4.8028 | 4.8145 | 4.9062 | 5.1429 | 5.1623 | 4.945 | 4.7542 | 4.5532 | 4.3032 | 4.0424
2024-11-17 | 3.9215 | 3.7564 | 3.8412 | 3.9123 | 4.0119 | 4.2455 | 4.4869 | 4.7555 | 4.9439 | 5.0021 | 4.949 | 5.0514 | 5.0466 | 4.8859 | 4.9179 | 5.146 | 5.2012 | 5.3792 | 5.4017 | 5.1644 | 4.8623 | 4.5818 | 4.3505 | 3.9434
2024-11-18 | 3.8203 | 3.6996 | 3.6974 | 3.7661 | 3.9401 | 4.1763 | 4.4549 | 4.7338 | 4.7303 | 4.6942 | 4.8893 | 4.8643 | 4.8409 | 4.9821 | 5.2614 | 5.3264 | 5.4626 | 5.613 | 5.7318 | 5.5433 | 5.2777 | 5.0131 | 4.4367 | 4.2409
2024-11-19 | 3.9884 | 3.8127 | 3.8064 | 3.7851 | 3.9876 | 4.2863 | 4.5356 | 4.7069 | 4.7806 | 4.7075 | 4.82 | 4.9274 | 4.9915 | 4.9628 | 4.9865 | 5.0455 | 5.1873 | 5.4381 | 5.5813 | 5.3173 | 5.0937 | 4.8349 | 4.4988 | 4.1984
2024-11-20 | 3.992 | 3.8461 | 3.8014 | 3.8777 | 3.9599 | 4.2991 | 4.6686 | 4.8448 | 4.9617 | 4.8355 | 4.8853 | 4.9049 | 5.1089 | 5.0392 | 5.0936 | 5.1607 | 5.3866 | 5.4581 | 5.4604 | 5.2918 | 5.0675 | 4.7533 | 4.4497 | 4.2021
2024-11-21 | 4.0776 | 3.9588 | 3.8913 | 3.916 | 3.9869 | 4.1339 | 4.4514 | 4.6106 | 4.6352 | 4.6029 | 4.6744 | 4.6569 | 4.6408 | 4.7689 | 4.8538 | 4.9464 | 5.0521 | 5.2843 | 5.488 | 5.2992 | 5.0357 | 4.8798 | 4.5342 | 4.3224
2024-11-22 | 4.2003 | 4.1053 | 4.0388 | 4.0407 | 4.1694 | 4.3732 | 4.6043 | 4.6666 | 5.0677 | 4.7709 | 4.7345 | 4.6343 | 4.8177 | 4.8898 | 4.8763 | 4.9404 | 5.0044 | 5.2365 | 5.4261 | 5.1134 | 4.9153 | 4.6686 | 4.4608 | 4.1797
2024-11-23 | 4.0061 | 3.8602 | 3.8633 | 3.9248 | 3.8376 | 4.0197 | 4.2273 | 4.4691 | 4.7145 | 4.6609 | 4.5518 | 4.6628 | 4.6312 | 4.6563 | 4.6217 | 4.7099 | 4.9331 | 5.157 | 5.272 | 5.0199 | 4.7303 | 4.3922 | 4.1653 | 4.0029
2024-11-24 | 3.9463 | 3.8204 | 3.6264 | 3.6615 | 3.6529 | 3.955 | 4.2537 | 4.4362 | 4.7273 | 4.8278 | 4.8051 | 4.7634 | 4.8439 | 4.9776 | 4.873 | 5.086 | 5.2055 | 5.474 | 5.464 | 5.1751 | 4.905 | 4.4373 | 4.1617 | 4.0233
2024-11-25 | 3.8325 | 3.6817 | 3.7081 | 3.631 | 3.7031 | 4.0586 | 4.2662 | 4.5481 | 4.6955 | 4.7049 | 4.612 | 4.649 | 4.6113 | 4.6338 | 4.7749 | 5.1059 | 5.3122 | 5.3483 | 5.5222 | 5.4495 | 5.2056 | 4.9977 | 4.4659 | 4.2104
2024-11-26 | 4.0303 | 3.8737 | 3.8683 | 3.8629 | 4.041 | 4.1245 | 4.4317 | 4.6103 | 4.8255 | 4.8552 | 4.7516 | 4.7687 | 4.9257 | 5.0506 | 5.1656 | 5.1678 | 5.3448 | 5.4551 | 5.5512 | 5.3336 | 5.0848 | 4.7481 | 4.3182 | 3.9941
2024-11-27 | 3.8617 | 3.7623 | 3.7098 | 3.8127 | 3.9022 | 4.0156 | 4.2679 | 4.5469 | 4.8829 | 5.0067 | 4.9836 | 5.1027 | 5.201 | 5.1148 | 5.2872 | 5.3832 | 5.3947 | 5.5421 | 5.5881 | 5.3538 | 5.0317 | 4.7313 | 4.4124 | 4.0309
2024-11-28 | 3.8737 | 3.759 | 3.7916 | 3.7744 | 3.9024 | 4.0363 | 4.4036 | 4.6503 | 5.1098 | 5.1002 | 4.9862 | 4.9273 | 4.9158 | 4.9776 | 5.06 | 5.1148 | 5.3679 | 5.4201 | 5.3855 | 5.097 | 4.9035 | 4.6952 | 4.4022 | 4.029
2024-11-29 | 3.8265 | 3.7501 | 3.7185 | 3.5935 | 3.7042 | 3.7252 | 3.9857 | 4.1993 | 4.5799 | 4.5934 | 4.6074 | 4.5701 | 4.7065 | 4.757 | 4.8202 | 5.0748 | 5.1538 | 5.2042 | 5.1433 | 4.8903 | 4.8387 | 4.6537 | 4.0892 | 3.9001
2024-11-30 | 3.903 | 3.8394 | 3.6 | 3.7521 | 3.8061 | 3.8515 | 4.117 | 4.3021 | 4.5949 | 4.6144 | 4.5157 | 4.5315 | 4.5943 | 4.5078 | 4.6697 | 4.8091 | 4.9405 | 5.0406 | 5.0867 | 4.9269 | 4.685 | 4.4797 | 4.2132 | 4.0528
2024-12-01 | 3.6674 | 3.5071 | 3.5026 | 3.5283 | 3.5613 | 3.7482 | 4.0654 | 4.4232 | 4.5406 | 4.6056 | 4.3504 | 4.3551 | 4.3768 | 4.2611 | 4.4154 | 4.5129 | 4.5882 | 4.932 | 5.0367 | 4.9016 | 4.6306 | 4.2963 | 3.8978 | 3.6883
2024-12-02 | 3.5678 | 3.4228 | 3.4102 | 3.3957 | 3.4655 | 3.7591 | 4.1881 | 4.4244 | 4.5867 | 4.6886 | 4.3316 | 4.3887 | 4.4059 | 4.4797 | 4.56 | 4.6985 | 4.8535 | 5.1717 | 5.2871 | 5.0688 | 4.5772 | 4.2028 | 3.8348 | 3.5985
2024-12-03 | 3.4739 | 3.3233 | 3.2785 | 3.295 | 3.4484 | 3.7885 | 4.0785 | 4.2592 | 4.4956 | 4.5495 | 4.3592 | 4.3407 | 4.5692 | 4.3042 | 4.476 | 4.6204 | 4.7063 | 5.0233 | 5.2885 | 5.1951 | 4.9973 | 4.6244 | 4.0881 | 3.8276
2024-12-04 | 3.6435 | 3.5545 | 3.5246 | 3.502 | 3.6126 | 3.9996 | 4.4009 | 4.5612 | 4.5461 | 4.5756 | 4.6062 | 4.4913 | 4.415 | 4.4275 | 4.5471 | 4.5877 | 4.8687 | 5.078 | 5.4746 | 5.0689 | 4.6806 | 4.3346 | 3.8585 | 3.523
2024-12-05 | 3.4411 | 3.4161 | 3.3824 | 3.3828 | 3.456 | 3.8559 | 4.2118 | 4.3618 | 4.2592 | 4.2698 | 4.3032 | 4.3734 | 4.3796 | 4.3324 | 4.4066 | 4.6057 | 4.6846 | 5.0624 | 5.3804 | 5.3383 | 5.1529 | 4.758 | 4.2425 | 3.9403
2024-12-06 | 3.8002 | 3.7329 | 3.6319 | 3.6153 | 3.7014 | 4.0073 | 4.4795 | 4.6927 | 4.5827 | 4.3695 | 4.4139 | 4.4012 | 4.429 | 4.3171 | 4.3959 | 4.526 | 4.6924 | 4.8903 | 5.0129 | 4.7514 | 4.5527 | 4.2633 | 4.0181 | 3.7748
2024-12-07 | 3.5664 | 3.444 | 3.4179 | 3.384 | 3.4566 | 3.7516 | 3.9027 | 4.1322 | 4.3003 | 4.4767 | 4.3993 | 4.4417 | 4.4333 | 4.3815 | 4.528 | 4.6691 | 4.6257 | 4.8449 | 4.9546 | 4.7004 | 4.6227 | 4.3767 | 4.0796 | 3.8197
2024-12-08 | 3.7027 | 3.5398 | 3.4903 | 3.5219 | 3.6184 | 3.8409 | 4.0727 | 4.3076 | 4.4925 | 4.5716 | 4.4875 | 4.3209 | 4.3727 | 4.4046 | 4.4255 | 4.5469 | 4.7598 | 5.0042 | 5.2018 | 4.735 | 4.5002 | 4.2015 | 3.94 | 3.6053
2024-12-09 | 3.3915 | 3.3293 | 3.2745 | 3.304 | 3.3696 | 3.6982 | 4.0391 | 4.2286 | 4.5892 | 4.4777 | 4.452 | 4.4982 | 4.5203 | 4.4919 | 4.5054 | 4.7713 | 4.8507 | 5.0226 | 5.1099 | 4.8834 | 4.8282 | 4.5073 | 4.015 | 3.7338
2024-12-10 | 3.5657 | 3.621 | 3.5118 | 3.4446 | 3.5376 | 3.7634 | 4.1117 | 4.4501 | 4.5476 | 4.6195 | 4.5286 | 4.5525 | 4.5037 | 4.6183 | 4.5793 | 4.7591 | 4.8193 | 5.2341 | 5.5045 | 5.3326 | 4.9703 | 4.6173 | 4.1639 | 3.9006
2024-12-11 | 3.7596 | 3.5549 | 3.4858 | 3.517 | 3.6173 | 3.9508 | 4.3082 | 4.6128 | 4.7632 | 4.8747 | 4.8275 | 4.938 | 4.8282 | 4.8724 | 4.9223 | 4.9475 | 4.9163 | 5.1405 | 5.4062 | 5.1221 | 4.7592 | 4.4004 | 4.0251 | 3.7763
2024-12-12 | 3.6593 | 3.6124 | 3.5965 | 3.6013 | 3.6915 | 4.009 | 4.3476 | 4.5324 | 4.468 | 4.5511 | 4.5128 | 4.374 | 4.3247 | 4.3169 | 4.4207 | 4.5439 | 4.7264 | 5.1005 | 5.2858 | 5.0679 | 4.7497 | 4.3796 | 4.0348 | 3.7948
2024-12-13 | 3.6056 | 3.4969 | 3.5455 | 3.4673 | 3.4803 | 3.7954 | 4.1774 | 4.3751 | 4.4111 | 4.773 | 4.6563 | 4.6097 | 4.6274 | 4.6686 | 4.7514 | 4.9521 | 5.1412 | 5.2391 | 5.2262 | 4.9317 | 4.7112 | 4.4579 | 4.0704 | 3.7639
2024-12-14 | 3.5185 | 3.4102 | 3.3824 | 3.3279 | 3.3897 | 3.5696 | 3.8017 | 4.0491 | 4.1972 | 4.2742 | 4.1654 | 4.2266 | 4.2223 | 4.2389 | 4.3199 | 4.306 | 4.5884 | 4.8218 | 5.0509 | 4.8391 | 4.5275 | 4.249 | 3.9579 | 3.7519
2024-12-15 | 3.5178 | 3.3689 | 3.2607 | 3.155 | 3.2627 | 3.3966 | 3.7213 | 4.0512 | 4.32 | 4.442 | 4.3816 | 4.4056 | 4.3979 | 4.3326 | 4.4534 | 4.5302 | 4.7757 | 5.2465 | 5.3871 | 5.1802 | 4.658 | 4.3984 | 4.0874 | 3.7557
2024-12-16 | 3.5891 | 3.4414 | 3.4111 | 3.413 | 3.3969 | 3.6765 | 3.9893 | 4.2847 | 4.2449 | 4.3033 | 4.3407 | 4.3831 | 4.4891 | 4.3776 | 4.3811 | 4.3779 | 4.7592 | 5.1044 | 5.2581 | 5.1486 | 4.8254 | 4.5036 | 3.9387 | 3.6708
2024-12-17 | 3.6979 | 3.6212 | 3.4654 | 3.4145 | 3.5267 | 3.7912 | 4.0214 | 4.2245 | 4.2986 | 4.3758 | 4.2558 | 4.362 | 4.3787 | 4.3717 | 4.359 | 4.4863 | 4.5477 | 4.9236 | 5.1905 | 5.0103 | 4.7382 | 4.4461 | 4.0676 | 3.7945
2024-12-18 | 3.6344 | 3.5209 | 3.4532 | 3.4006 | 3.4915 | 3.8087 | 4.1012 | 4.4238 | 4.4623 | 4.4915 | 4.3987 | 4.3704 | 4.5189 | 4.4016 | 4.4309 | 4.61 | 4.8754 | 5.0618 | 5.1385 | 5.1838 | 4.9467 | 4.4904 | 3.996 | 3.6811
2024-12-19 | 3.5505 | 3.4349 | 3.3703 | 3.3138 | 3.465 | 3.7397 | 4.2094 | 4.2898 | 4.3282 | 4.4354 | 4.2832 | 4.2462 | 4.2863 | 4.2455 | 4.279 | 4.5473 | 4.6492 | 5.051 | 5.4807 | 5.3056 | 4.8722 | 4.5257 | 4.119 | 3.9134
2024-12-20 | 3.6952 | 3.4918 | 3.523 | 3.4682 | 3.61 | 3.8819 | 4.0669 | 4.2454 | 4.2692 | 4.2985 | 4.3854 | 4.7062 | 4.6352 | 4.4974 | 4.6003 | 4.8198 | 4.9218 | 5.2265 | 5.4208 | 5.2891 | 4.9784 | 4.5685 | 4.1826 | 3.9588
2024-12-21 | 3.8327 | 3.6872 | 3.6285 | 3.632 | 3.6781 | 3.7693 | 3.9554 | 4.0777 | 4.2178 | 4.3375 | 4.2788 | 4.4419 | 4.4056 | 4.3821 | 4.4904 | 4.784 | 4.7734 | 5.1621 | 5.4053 | 5.1888 | 4.8322 | 4.6276 | 4.1457 | 3.8318
2024-12-22 | 3.7859 | 3.6231 | 3.5292 | 3.4945 | 3.4743 | 3.5937 | 3.8259 | 4.0331 | 4.1261 | 4.2538 | 4.3466 | 4.396 | 4.343 | 4.4094 | 4.3799 | 4.5257 | 4.8236 | 5.2242 | 5.3649 | 5.1955 | 4.8392 | 4.4653 | 4.0558 | 3.7686
2024-12-23 | 3.6921 | 3.5541 | 3.4537 | 3.4407 | 3.5319 | 3.6856 | 3.9416 | 4.1711 | 4.5337 | 4.7443 | 4.7871 | 4.9775 | 4.9352 | 4.9312 | 5.0259 | 5.1692 | 5.2419 | 5.6852 | 5.7403 | 5.4545 | 5.1742 | 4.787 | 4.448 | 4.0961
2024-12-24 | 3.8449 | 3.6541 | 3.5387 | 3.4446 | 3.5445 | 3.6178 | 3.8159 | 4.0566 | 4.4 | 4.5974 | 4.7846 | 4.7344 | 4.7666 | 4.8512 | 4.8717 | 4.8637 | 5.0035 | 5.4066 | 5.6122 | 5.402 | 5.0744 | 4.7451 | 4.3501 | 4.1204
2024-12-25 | 4.1884 | 4.0834 | 3.9934 | 3.9925 | 4.1453 | 4.2979 | 4.4878 | 4.8262 | 5.1636 | 5.0203 | 5.2582 | 5.3707 | 5.4215 | 5.2958 | 5.5759 | 5.6341 | 5.9148 | 6.0974 | 6.3839 | 6.2586 | 5.6946 | 5.1661 | 4.6293 | 4.13
2024-12-26 | 3.746 | 3.6218 | 3.5988 | 3.5729 | 3.6309 | 3.8753 | 4.0999 | 4.3707 | 4.6818 | 4.6952 | 4.8744 | 4.9754 | 4.9224 | 4.9796 | 5.0834 | 5.1179 | 5.4408 | 5.7667 | 5.874 | 5.7031 | 5.2888 | 5.0232 | 4.618 | 4.0505
2024-12-27 | 3.8532 | 3.707 | 3.6889 | 3.564 | 3.6858 | 3.8701 | 4.0379 | 4.3748 | 4.7206 | 4.9367 | 5.1615 | 5.3239 | 5.3896 | 5.1781 | 5.2669 | 5.3211 | 5.6388 | 5.9776 | 6.0038 | 5.6329 | 5.3467 | 5.1573 | 4.7367 | 4.2079
2024-12-28 | 4.0189 | 3.8545 | 3.9048 | 3.7923 | 3.6476 | 3.8342 | 4.0728 | 4.4328 | 4.6957 | 4.8598 | 4.943 | 4.8468 | 4.8913 | 4.8429 | 4.8564 | 4.9925 | 5.3331 | 5.6583 | 5.8181 | 5.6279 | 5.3125 | 4.9996 | 4.5208 | 4.1198
2024-12-29 | 3.8813 | 3.6963 | 3.6028 | 3.7058 | 3.6157 | 3.7542 | 4.0003 | 4.3954 | 4.7264 | 4.7902 | 4.8162 | 4.9172 | 4.9932 | 4.7671 | 5.0223 | 5.2677 | 5.4379 | 5.7958 | 5.9091 | 5.7585 | 5.2946 | 5.0935 | 4.7325 | 4.2342
2024-12-30 | 3.9021 | 3.7697 | 3.716 | 3.6344 | 3.7636 | 3.8016 | 3.8991 | 4.2143 | 4.6362 | 4.7711 | 4.9303 | 5.001 | 4.924 | 4.7247 | 4.926 | 5.1792 | 5.3784 | 5.7369 | 5.8423 | 5.701 | 5.2909 | 5.0988 | 4.7281 | 4.2271
2024-12-31 | 3.8051 | 3.6171 | 3.4266 | 3.4383 | 3.4795 | 3.5998 | 3.7357 | 3.9486 | 4.2978 | 4.3891 | 4.6516 | 4.6336 | 4.7035 | 4.8143 | 4.8547 | 4.8377 | 5.0101 | 5.3852 | 5.5872 | 5.3359 | 5.0491 | 4.7271 | 4.3476 | 4.0742
2025-01-01 | 3.7526 | 3.6589 | 3.5801 | 3.6673 | 3.6823 | 3.8461 | 4.1516 | 4.3609 | 4.561 | 4.6643 | 4.7321 | 4.6401 | 4.6005 | 4.7053 | 4.8736 | 5.0409 | 5.2507 | 5.5347 | 5.8838 | 5.6983 | 5.3336 | 4.9377 | 4.4205 | 3.8704
2025-01-02 | 3.6075 | 3.5178 | 3.4926 | 3.4975 | 3.547 | 3.7736 | 4.0103 | 4.2289 | 4.5529 | 4.6077 | 4.3038 | 4.2972 | 4.2511 | 4.2886 | 4.3059 | 4.8337 | 5.1649 | 5.4626 | 5.6793 | 5.3752 | 4.9728 | 4.6689 | 4.1986 | 3.7988
2025-01-03 | 3.6721 | 3.554 | 3.5562 | 3.6171 | 3.6645 | 3.9147 | 4.1313 | 4.2816 | 4.3491 | 4.3267 | 4.2556 | 4.3329 | 4.3177 | 4.2854 | 4.4234 | 4.6753 | 5.136 | 5.4068 | 5.5904 | 5.4353 | 5.0529 | 4.6881 | 4.2306 | 3.8713
2025-01-04 | 3.6815 | 3.6126 | 3.5809 | 3.5434 | 3.5815 | 3.6808 | 4.0093 | 4.1262 | 4.2285 | 4.2801 | 4.1907 | 4.0927 | 4.2596 | 4.4294 | 4.3962 | 4.6192 | 4.8935 | 5.023 | 5.1465 | 5.001 | 4.7467 | 4.485 | 4.0129 | 3.8007
2025-01-05 | 3.6847 | 3.5566 | 3.5422 | 3.5023 | 3.4863 | 3.6139 | 3.7738 | 3.8237 | 4.0717 | 4.1355 | 4.0484 | 4.0311 | 4.1368 | 4.3132 | 4.4243 | 4.5495 | 4.7623 | 5.0332 | 5.0795 | 4.9494 | 4.7613 | 4.3754 | 4.0069 | 3.7676
2025-01-06 | 3.6117 | 3.55 | 3.4955 | 3.5253 | 3.5676 | 3.7336 | 4.0126 | 4.1491 | 4.2353 | 4.2304 | 4.3002 | 4.3351 | 4.4125 | 4.4275 | 4.803 | 4.9464 | 5.1197 | 5.3964 | 5.4859 | 5.3049 | 4.9032 | 4.4926 | 4.0999 | 3.7265
2025-01-07 | 3.6114 | 3.4949 | 3.4637 | 3.5396 | 3.5409 | 3.7524 | 3.9935 | 4.1269 | 4.2014 | 4.0677 | 4.1246 | 4.1893 | 4.2726 | 4.557 | 4.9163 | 4.8966 | 4.9197 | 5.1899 | 5.519 | 5.2891 | 4.8381 | 4.5165 | 4.0277 | 3.6769
2025-01-08 | 3.5276 | 3.4807 | 3.4151 | 3.4241 | 3.5218 | 3.842 | 4.1206 | 4.3971 | 4.3892 | 4.3095 | 4.282 | 4.3606 | 4.3316 | 4.6155 | 4.5751 | 4.6641 | 4.7885 | 5.1625 | 5.4055 | 5.1306 | 4.9365 | 4.498 | 4.1182 | 3.7921
2025-01-09 | 3.6104 | 3.5301 | 3.5334 | 3.5252 | 3.5783 | 3.8011 | 4.0992 | 4.373 | 4.3056 | 4.5189 | 4.6718 | 4.4338 | 4.4482 | 4.4922 | 4.571 | 4.5829 | 4.7927 | 5.2907 | 5.6135 | 5.3338 | 4.9264 | 4.6162 | 4.1475 | 4.0006
2025-01-10 | 3.6906 | 3.562 | 3.5205 | 3.5367 | 3.6258 | 3.8426 | 4.2489 | 4.3926 | 4.3559 | 4.4939 | 4.5381 | 4.7615 | 4.6805 | 4.6852 | 4.7318 | 4.82 | 4.8207 | 5.2354 | 5.3984 | 5.0911 | 4.8148 | 4.42 | 3.941 | 3.8968
2025-01-11 | 3.6688 | 3.4188 | 3.4358 | 3.458 | 3.4146 | 3.5633 | 3.7561 | 4.0468 | 4.3115 | 4.5691 | 4.3316 | 4.4608 | 4.5716 | 4.4476 | 4.4795 | 4.7124 | 4.8729 | 5.136 | 5.2661 | 5.1391 | 4.8537 | 4.4224 | 4.0306 | 3.9664
2025-01-12 | 3.6666 | 3.4673 | 3.4575 | 3.4889 | 3.4314 | 3.5963 | 3.7713 | 3.9933 | 4.3183 | 4.5967 | 4.7077 | 4.6661 | 4.5387 | 4.4597 | 4.533 | 4.7072 | 4.7465 | 4.9755 | 5.3145 | 5.1545 | 4.7626 | 4.3691 | 3.9551 | 3.6763
2025-01-13 | 3.5723 | 3.4756 | 3.4091 | 3.4296 | 3.5085 | 3.6571 | 3.9806 | 4.3669 | 4.5114 | 4.4654 | 4.5386 | 4.4922 | 4.6376 | 4.5814 | 4.575 | 4.4223 | 4.6471 | 5.1555 | 5.4199 | 5.1328 | 4.8728 | 4.6738 | 3.9728 | 3.6858
2025-01-14 | 3.5442 | 3.4312 | 3.3424 | 3.3985 | 3.4444 | 3.6483 | 3.9556 | 4.1439 | 4.1662 | 4.1143 | 4.0529 | 4.1555 | 4.113 | 4.1299 | 4.14 | 4.1484 | 4.2465 | 4.5834 | 4.9874 | 4.8853 | 4.5859 | 4.2077 | 3.8327 | 3.4746
2025-01-15 | 3.3695 | 3.4222 | 3.4243 | 3.4157 | 3.5397 | 3.8337 | 4.1904 | 4.3643 | 4.2626 | 4.3172 | 4.2803 | 4.6 | 4.3659 | 4.3337 | 4.4583 | 4.4535 | 4.4884 | 4.7641 | 5.1928 | 5.0506 | 4.6591 | 4.3081 | 3.908 | 3.5493
2025-01-16 | 3.4177 | 3.3195 | 3.2828 | 3.3107 | 3.4366 | 3.738 | 4.0434 | 4.2764 | 4.2558 | 4.315 | 4.5069 | 4.6095 | 4.452 | 4.4655 | 4.5756 | 4.654 | 4.7783 | 5.0046 | 5.1624 | 4.9829 | 4.759 | 4.5052 | 3.9852 | 3.5808
2025-01-17 | 3.5851 | 3.5108 | 3.4815 | 3.5139 | 3.5653 | 3.8746 | 4.3764 | 4.6324 | 4.503 | 4.5046 | 4.5871 | 4.6625 | 4.6656 | 4.6524 | 4.6919 | 4.7854 | 4.6933 | 4.9418 | 5.1419 | 4.9037 | 4.5824 | 4.3304 | 3.9822 | 3.6599
2025-01-18 | 3.5127 | 3.4141 | 3.3791 | 3.377 | 3.4145 | 3.6442 | 3.8892 | 4.0946 | 4.3426 | 4.3984 | 4.1981 | 4.1953 | 4.3306 | 4.5057 | 4.5738 | 4.723 | 4.714 | 5.0041 | 5.1767 | 5.0101 | 4.668 | 4.353 | 4.0239 | 3.6815
2025-01-19 | 3.5591 | 3.379 | 3.3553 | 3.3688 | 3.3738 | 3.5229 | 3.85 | 4.1544 | 4.455 | 4.5076 | 4.3595 | 4.5216 | 4.6264 | 4.5774 | 4.8092 | 4.8953 | 4.9981 | 5.1525 | 5.3365 | 5.1981 | 4.7883 | 4.4485 | 4.0069 | 3.686
2025-01-20 | 3.5383 | 3.456 | 3.4834 | 3.4539 | 3.4774 | 3.6614 | 3.8869 | 4.1267 | 4.268 | 4.1578 | 4.0241 | 4.1704 | 4.1167 | 4.2085 | 4.1891 | 4.4013 | 4.4668 | 4.8024 | 5.1746 | 5.0827 | 4.5441 | 4.2628 | 3.9051 | 3.5867
2025-01-21 | 3.4317 | 3.3559 | 3.3227 | 3.3603 | 3.449 | 3.6593 | 3.994 | 4.2824 | 4.1726 | 4.2803 | 4.5072 | 4.6483 | 4.7355 | 4.5754 | 4.4021 | 4.5824 | 4.6261 | 5.1098 | 5.3764 | 4.8198 | 4.7847 | 4.6038 | 4.1232 | 3.7003
2025-01-22 | 3.5569 | 3.4476 | 3.3793 | 3.3975 | 3.487 | 3.7602 | 4.1192 | 4.2541 | 4.0409 | 4.0426 | 4.0065 | 4.0362 | 4.3719 | 4.5028 | 4.5096 | 4.9299 | 5.0686 | 5.349 | 5.4586 | 5.2436 | 4.9987 | 4.5872 | 4.1374 | 3.6618
2025-01-23 | 3.4924 | 3.3721 | 3.3664 | 3.327 | 3.4025 | 3.7225 | 4.085 | 4.3482 | 4.2286 | 4.2035 | 4.4411 | 4.576 | 4.5185 | 4.4019 | 4.7841 | 4.8979 | 5.0298 | 5.29 | 5.4976 | 5.1265 | 4.895 | 4.3873 | 4.003 | 3.7025
2025-01-24 | 3.4857 | 3.4205 | 3.4139 | 3.4051 | 3.6464 | 3.8736 | 4.3381 | 4.5654 | 4.594 | 4.5095 | 4.653 | 4.8003 | 4.7374 | 4.7882 | 4.8782 | 4.8399 | 5.0659 | 5.4013 | 5.4777 | 5.1649 | 4.9323 | 4.7612 | 4.2916 | 3.996
2025-01-25 | 3.7982 | 3.7559 | 3.5248 | 3.4829 | 3.4969 | 3.7047 | 3.8878 | 4.1506 | 4.3498 | 4.3114 | 4.1589 | 4.0945 | 4.0309 | 4.0172 | 4.1025 | 4.1795 | 4.2922 | 4.697 | 4.9614 | 4.8204 | 4.5797 | 4.3119 | 3.9353 | 3.6804
2025-01-26 | 3.5777 | 3.4238 | 3.4339 | 3.3016 | 3.3046 | 3.491 | 3.6792 | 3.8587 | 4.0856 | 4.1708 | 4.132 | 4.2564 | 4.3182 | 4.2231 | 4.0954 | 4.2456 | 4.473 | 4.6745 | 4.8694 | 4.9134 | 4.7034 | 4.2514 | 3.8728 | 3.6099
2025-01-27 | 3.5169 | 3.4302 | 3.4073 | 3.4299 | 3.4949 | 3.7709 | 4.0726 | 4.3133 | 4.2487 | 4.1465 | 3.9975 | 4.0557 | 4.0169 | 4.0403 | 3.9138 | 4.079 | 4.3436 | 4.765 | 5.101 | 5.0347 | 4.8219 | 4.3542 | 3.878 | 3.5998
2025-01-28 | 3.5028 | 3.4125 | 3.3812 | 3.3793 | 3.4934 | 3.8248 | 4.3659 | 4.4126 | 4.3883 | 4.4398 | 4.2756 | 4.3453 | 4.3867 | 4.2442 | 4.644 | 4.9253 | 5.2032 | 5.1876 | 5.3819 | 5.2118 | 4.929 | 4.5455 | 3.9586 | 3.6545
2025-01-29 | 3.5337 | 3.4743 | 3.4367 | 3.417 | 3.5085 | 3.9253 | 4.2798 | 4.5274 | 4.5874 | 4.6528 | 4.5342 | 4.2832 | 4.2402 | 4.4419 | 4.3814 | 4.447 | 4.8706 | 5.0551 | 5.1712 | 5.1901 | 5.0116 | 4.6207 | 4.0637 | 3.8079
2025-01-30 | 3.6348 | 3.5616 | 3.5367 | 3.5351 | 3.6073 | 3.9074 | 4.2357 | 4.6077 | 4.7457 | 4.4504 | 4.3313 | 4.4808 | 4.8976 | 4.7092 | 4.6434 | 4.6756 | 4.9115 | 5.1325 | 5.4371 | 5.1326 | 4.7775 | 4.4356 | 3.9454 | 3.6545
2025-01-31 | 3.524 | 3.4762 | 3.4179 | 3.427 | 3.5054 | 3.7884 | 4.1731 | 4.4518 | 4.552 | 4.5417 | 4.5194 | 4.7799 | 4.7989 | 4.543 | 4.9573 | 5.018 | 4.9456 | 5.3902 | 5.4178 | 5.0176 | 4.651 | 4.4812 | 4.1386 | 3.7277
2025-02-01 | 3.4481 | 3.3837 | 3.314 | 3.3088 | 3.3154 | 3.5459 | 3.7362 | 4.0803 | 4.3098 | 4.4544 | 4.5663 | 4.6385 | 4.5656 | 4.388 | 4.5199 | 4.6487 | 4.62 | 4.8214 | 4.8733 | 4.8542 | 4.7277 | 4.4331 | 3.9212 | 3.6161
2025-02-02 | 3.4008 | 3.2877 | 3.273 | 3.2346 | 3.2784 | 3.4542 | 3.6474 | 3.9473 | 4.281 | 4.3571 | 4.2618 | 4.4214 | 4.2491 | 4.0867 | 4.104 | 4.2065 | 4.2245 | 4.6919 | 4.8702 | 4.7236 | 4.4705 | 4.094 | 3.7577 | 3.4426
2025-02-03 | 3.3143 | 3.2274 | 3.2097 | 3.1849 | 3.2457 | 3.6092 | 3.9901 | 4.3384 | 4.4935 | 4.498 | 4.3105 | 4.1958 | 4.3781 | 4.3256 | 4.4763 | 4.7032 | 4.7528 | 4.9564 | 5.1391 | 4.9139 | 4.6796 | 4.3056 | 3.8177 | 3.564
2025-02-04 | 3.4471 | 3.3335 | 3.3149 | 3.4137 | 3.5086 | 3.7986 | 4.1895 | 4.4086 | 4.5018 | 4.4454 | 4.2922 | 4.4924 | 4.5055 | 4.5018 | 4.5702 | 4.4908 | 4.771 | 4.8568 | 5.1666 | 5.288 | 4.8376 | 4.34 | 3.8794 | 3.5798
2025-02-05 | 3.4269 | 3.3648 | 3.2773 | 3.2744 | 3.345 | 3.6372 | 4.146 | 4.3773 | 4.3856 | 4.5325 | 4.6424 | 4.6035 | 4.4072 | 4.5581 | 4.784 | 4.8086 | 5.1077 | 5.311 | 5.6766 | 5.5236 | 5.2003 | 4.786 | 4.2167 | 4.0796
2025-02-06 | 3.842 | 3.5741 | 3.5811 | 3.5736 | 3.7392 | 4.1103 | 4.4849 | 4.887 | 5.0644 | 4.9581 | 5.0791 | 5.003 | 4.5787 | 4.6803 | 4.6665 | 4.8235 | 4.9028 | 5.1284 | 5.3542 | 5.2039 | 4.7814 | 4.4679 | 4.135 | 3.6913
2025-02-07 | 3.4071 | 3.3302 | 3.3005 | 3.288 | 3.4039 | 3.7724 | 4.316 | 4.6123 | 4.5122 | 4.2697 | 4.3142 | 4.3172 | 4.4229 | 4.394 | 4.3162 | 4.4062 | 4.9716 | 5.1928 | 5.2546 | 5.0391 | 4.8395 | 4.6638 | 4.1251 | 3.8498
2025-02-08 | 3.5671 | 3.4932 | 3.3751 | 3.3784 | 3.4128 | 3.5854 | 3.9757 | 4.3465 | 4.5616 | 4.3463 | 3.9486 | 4.0858 | 4.2373 | 4.1652 | 4.096 | 4.2527 | 4.4354 | 4.8203 | 4.9198 | 4.8242 | 4.3291 | 4.0481 | 3.9085 | 3.6362
2025-02-09 | 3.3604 | 3.2077 | 3.1852 | 3.1736 | 3.2096 | 3.35 | 3.6034 | 3.8758 | 4.2507 | 4.4025 | 4.4105 | 4.4599 | 4.2828 | 4.3074 | 4.1367 | 4.5012 | 4.6327 | 4.9404 | 5.1819 | 4.9623 | 4.6986 | 4.4434 | 4.0183 | 3.7431
2025-02-10 | 3.5839 | 3.4211 | 3.2826 | 3.3199 | 3.3464 | 3.6858 | 4.0846 | 4.3537 | 4.4158 | 4.1628 | 4.015 | 3.8768 | 3.8819 | 3.8165 | 3.8592 | 4.1575 | 4.3538 | 4.7779 | 5.101 | 4.9689 | 4.6072 | 4.2961 | 3.8549 | 3.4473
2025-02-11 | 3.3146 | 3.2344 | 3.1877 | 3.2033 | 3.2839 | 3.7407 | 4.2874 | 4.5273 | 4.4756 | 4.353 | 4.1659 | 4.1709 | 4.0892 | 4.0715 | 4.0693 | 4.1655 | 4.5064 | 4.9479 | 5.1061 | 5.199 | 4.8532 | 4.4327 | 3.8937 | 3.4587
2025-02-12 | 3.2973 | 3.245 | 3.2406 | 3.2233 | 3.3035 | 3.764 | 4.04 | 4.3557 | 4.3597 | 4.2999 | 3.9912 | 3.9496 | 3.8809 | 3.97 | 4.0109 | 4.2103 | 4.539 | 4.7949 | 5.1887 | 5.0446 | 4.6957 | 4.2471 | 3.8517 | 3.5963
2025-02-13 | 3.447 | 3.3586 | 3.3087 | 3.32 | 3.4137 | 3.728 | 4.0737 | 4.2412 | 4.3374 | 4.4828 | 4.414 | 4.1379 | 4.1426 | 4.0458 | 4.1144 | 4.256 | 4.4417 | 4.6887 | 5.1622 | 4.9883 | 4.634 | 4.3807 | 3.972 | 3.5517
2025-02-14 | 3.3335 | 3.2577 | 3.2298 | 3.2561 | 3.3363 | 3.5776 | 3.8861 | 4.1443 | 4.4517 | 4.4389 | 4.3622 | 4.1845 | 4.1282 | 4.019 | 4.1481 | 4.2476 | 4.3789 | 4.735 | 5.055 | 5.102 | 4.8544 | 4.6542 | 4.1852 | 3.7705
2025-02-15 | 3.5598 | 3.4463 | 3.4141 | 3.3708 | 3.503 | 3.6747 | 3.9673 | 4.1252 | 4.5363 | 4.4582 | 4.3081 | 4.2726 | 4.4271 | 4.0088 | 4.2557 | 4.36 | 4.4996 | 4.7738 | 5.0832 | 5.0313 | 4.7533 | 4.5019 | 4.0332 | 3.6607
2025-02-16 | 3.3513 | 3.223 | 3.2464 | 3.2045 | 3.2437 | 3.3599 | 3.5726 | 3.8722 | 4.117 | 4.0995 | 4.1224 | 4.0176 | 4.1842 | 4.1159 | 4.3538 | 4.4614 | 4.561 | 4.7491 | 4.9563 | 4.9516 | 4.7271 | 4.4336 | 4.088 | 3.7131
2025-02-17 | 3.4674 | 3.3626 | 3.3476 | 3.3084 | 3.3566 | 3.5508 | 3.7581 | 4.024 | 4.2345 | 4.1549 | 3.9836 | 3.9466 | 3.9109 | 3.8758 | 4.1171 | 4.3535 | 4.8457 | 4.9585 | 5.0075 | 5.0036 | 4.6596 | 4.3769 | 3.9352 | 3.5346
2025-02-18 | 3.4114 | 3.306 | 3.2597 | 3.2874 | 3.3709 | 3.6002 | 3.9693 | 4.2768 | 4.636 | 4.575 | 4.6322 | 4.5497 | 4.4939 | 4.4657 | 4.4499 | 4.4601 | 4.5561 | 4.9528 | 5.0106 | 4.9004 | 4.5677 | 4.242 | 3.8478 | 3.4994
2025-02-19 | 3.3304 | 3.2564 | 3.3328 | 3.3098 | 3.469 | 3.9224 | 4.3156 | 4.5538 | 4.6617 | 4.5484 | 4.541 | 4.6274 | 4.6289 | 4.6345 | 4.4776 | 4.5261 | 4.6795 | 4.979 | 5.2891 | 5.1296 | 4.7051 | 4.6197 | 3.9816 | 3.5207
2025-02-20 | 3.3912 | 3.3216 | 3.347 | 3.294 | 3.3534 | 3.702 | 3.9611 | 4.136 | 4.2436 | 4.1358 | 4.22 | 4.4174 | 4.2667 | 4.3306 | 4.4434 | 4.7791 | 5.0121 | 5.2927 | 5.5826 | 5.195 | 4.9845 | 4.4486 | 3.8362 | 3.5622
2025-02-21 | 3.2985 | 3.1817 | 3.1579 | 3.2441 | 3.3443 | 3.7148 | 4.2217 | 4.326 | 4.1844 | 4.1441 | 4.5019 | 4.6208 | 4.8036 | 4.6114 | 4.5897 | 4.9835 | 5.2004 | 5.6149 | 5.6162 | 5.4488 | 5.2898 | 4.8692 | 4.2761 | 3.9389
2025-02-22 | 3.5897 | 3.3867 | 3.4162 | 3.3247 | 3.3576 | 3.5666 | 3.8694 | 4.11 | 4.4192 | 4.5547 | 4.4613 | 4.3398 | 4.2759 | 4.3019 | 4.3474 | 4.527 | 4.7529 | 4.9026 | 4.9718 | 5.0505 | 4.6705 | 4.2371 | 3.9554 | 3.5701
2025-02-23 | 3.4565 | 3.1947 | 3.2366 | 3.2698 | 3.3131 | 3.4384 | 3.6836 | 3.9389 | 4.2888 | 4.4293 | 4.2296 | 4.0832 | 4.1796 | 4.2801 | 4.3869 | 4.5542 | 4.6777 | 5.1281 | 5.2185 | 5.17 | 4.8611 | 4.4755 | 3.9481 | 3.6551
2025-02-24 | 3.467 | 3.4502 | 3.3683 | 3.2911 | 3.2946 | 3.502 | 4.0741 | 4.4306 | 4.354 | 4.1591 | 4.0253 | 4.15 | 4.3108 | 4.1395 | 4.2685 | 4.4177 | 4.5324 | 4.82 | 5.2026 | 5.0443 | 4.6469 | 4.2647 | 3.8757 | 3.5422
2025-02-25 | 3.4313 | 3.3645 | 3.3194 | 3.3074 | 3.3781 | 3.7291 | 4.0185 | 4.1542 | 4.3554 | 4.3909 | 4.2607 | 4.0924 | 3.9478 | 4.195 | 4.2617 | 4.4323 | 4.5893 | 4.8826 | 5.2205 | 4.982 | 4.6383 | 4.3601 | 3.8377 | 3.5715
2025-02-26 | 3.44 | 3.3523 | 3.3644 | 3.3472 | 3.4395 | 3.7513 | 4.1039 | 4.1906 | 4.1787 | 4.0958 | 4.0472 | 3.8962 | 3.8385 | 3.778 | 3.8038 | 3.9797 | 4.1004 | 4.5555 | 5.0454 | 5.1351 | 4.8638 | 4.4256 | 3.8687 | 3.5009
2025-02-27 | 3.3817 | 3.3113 | 3.1772 | 3.1713 | 3.2382 | 3.6052 | 3.8469 | 3.8738 | 3.8559 | 3.7706 | 3.7326 | 3.7256 | 3.6281 | 3.8439 | 3.8442 | 4.0941 | 4.2004 | 4.7761 | 4.9785 | 4.8724 | 4.672 | 4.2339 | 3.7974 | 3.3826
2025-02-28 | 3.351 | 3.221 | 3.2439 | 3.2101 | 3.3056 | 3.6321 | 4.052 | 4.3014 | 4.1774 | 4.0853 | 3.9265 | 3.9423 | 3.8837 | 3.8104 | 3.9394 | 4.0837 | 4.2114 | 4.5191 | 4.742 | 4.8922 | 4.6761 | 4.4193 | 3.9953 | 3.6246
2025-03-01 | 3.5665 | 3.4936 | 3.4483 | 3.3569 | 3.4268 | 3.5681 | 3.8673 | 4.027 | 4.3354 | 4.3527 | 4.0905 | 4.0355 | 4.1233 | 3.9991 | 4.0856 | 4.2592 | 4.3549 | 4.6621 | 5.0067 | 5.0771 | 4.6956 | 4.4523 | 3.9948 | 3.6428
2025-03-02 | 3.5298 | 3.4786 | 3.4624 | 3.4174 | 3.4266 | 3.5799 | 3.9108 | 4.1413 | 4.3665 | 4.4017 | 4.2782 | 4.1884 | 4.0018 | 3.9835 | 4.0027 | 4.0832 | 4.2845 | 4.5887 | 4.9676 | 5.02 | 4.8752 | 4.401 | 4.0226 | 3.5864
2025-03-03 | 3.4675 | 3.413 | 3.3512 | 3.2357 | 3.3409 | 3.6204 | 3.9243 | 4.176 | 4.4539 | 4.2821 | 4.1574 | 4.0474 | 3.9934 | 3.9488 | 3.9718 | 4.1508 | 4.3012 | 4.7719 | 5.2267 | 5.1622 | 4.7231 | 4.4607 | 4.1132 | 3.6826
2025-03-04 | 3.5068 | 3.4336 | 3.402 | 3.4748 | 3.4902 | 3.8605 | 4.3635 | 4.6573 | 4.6615 | 4.6528 | 4.457 | 4.3951 | 4.2973 | 4.4098 | 4.4127 | 4.8406 | 5.0103 | 5.4363 | 5.6986 | 5.6702 | 5.3728 | 4.7139 | 4.0647 | 3.6693
2025-03-05 | 3.5303 | 3.4502 | 3.4357 | 3.4396 | 3.524 | 3.8363 | 4.3661 | 4.5044 | 4.6946 | 4.7165 | 4.5245 | 4.4184 | 4.7575 | 5.0874 | 5.0623 | 4.9715 | 5.1733 | 5.6881 | 5.7435 | 5.6269 | 5.3485 | 4.9728 | 4.42 | 3.9104
2025-03-06 | 3.7519 | 3.652 | 3.5331 | 3.4806 | 3.5311 | 3.9813 | 4.4381 | 4.8988 | 5.2301 | 4.8886 | 4.4422 | 4.6317 | 4.6139 | 4.7179 | 4.6869 | 4.7918 | 5.1432 | 5.5597 | 5.5511 | 5.4879 | 5.0983 | 4.6323 | 4.0362 | 3.7079
2025-03-07 | 3.5546 | 3.4933 | 3.5427 | 3.4972 | 3.5143 | 3.9433 | 4.5598 | 4.7961 | 4.5168 | 4.3001 | 4.157 | 4.249 | 4.2633 | 4.3654 | 4.6833 | 4.9901 | 4.9939 | 5.3661 | 5.5425 | 5.3738 | 5.1145 | 4.6957 | 4.1368 | 3.7914
2025-03-08 | 3.638 | 3.5737 | 3.5509 | 3.5739 | 3.5755 | 3.7979 | 4.1511 | 4.322 | 4.8406 | 4.8176 | 4.3964 | 4.3839 | 4.4112 | 4.3326 | 4.3853 | 4.3792 | 4.885 | 5.2346 | 4.9383 | 5.0139 | 4.7459 | 4.6026 | 4.0819 | 3.7014
2025-03-09 | 3.5955 | 3.5233 | 3.5757 | 3.4603 | 3.5286 | 3.6917 | 3.9234 | 4.1746 | 4.5516 | 4.4652 | 4.3746 | 4.419 | 4.7618 | 4.6628 | 4.5633 | 4.9946 | 5.3274 | 5.4361 | 5.5832 | 5.4205 | 5.3225 | 5.021 | 4.4842 | 4.0013
2025-03-10 | 3.7868 | 3.6984 | 3.6313 | 3.6117 | 3.6763 | 3.9644 | 4.4093 | 4.5613 | 4.5923 | 4.6347 | 4.5408 | 4.7668 | 4.6348 | 4.2841 | 4.4238 | 4.4963 | 4.7769 | 5.3309 | 5.5075 | 5.2569 | 4.9736 | 4.539 | 4.0868 | 3.7328
2025-03-11 | 3.6032 | 3.5122 | 3.4833 | 3.495 | 3.5506 | 3.8579 | 4.3943 | 4.5519 | 4.5464 | 4.5441 | 4.4086 | 4.3824 | 4.2882 | 4.778 | 4.9072 | 4.9439 | 5.2146 | 5.4423 | 5.4888 | 5.542 | 5.2107 | 4.7556 | 4.1311 | 3.8019
2025-03-12 | 3.7073 | 3.6428 | 3.5636 | 3.5818 | 3.6071 | 3.9742 | 4.4074 | 4.7055 | 4.6785 | 4.6383 | 4.3347 | 4.3732 | 4.7526 | 4.5823 | 4.7513 | 4.9885 | 5.062 | 5.5143 | 5.8434 | 5.6983 | 5.3016 | 4.8813 | 4.167 | 3.7806
2025-03-13 | 3.8304 | 3.6864 | 3.6427 | 3.6275 | 3.6918 | 4.0913 | 4.4624 | 4.6562 | 4.5645 | 4.353 | 4.2818 | 4.6181 | 4.7665 | 4.7235 | 4.8414 | 5.1808 | 5.3869 | 5.8361 | 5.9744 | 5.7796 | 5.1789 | 4.7735 | 4.2428 | 3.7855
2025-03-14 | 3.6547 | 3.5301 | 3.5126 | 3.5163 | 3.5035 | 3.8386 | 4.2554 | 4.358 | 4.4389 | 4.3013 | 4.1811 | 4.2007 | 4.3992 | 4.542 | 4.6898 | 4.9775 | 5.0844 | 5.1461 | 5.3014 | 5.3339 | 4.8689 | 4.5127 | 4.0898 | 3.7941
2025-03-15 | 3.5878 | 3.5091 | 3.534 | 3.5766 | 3.5691 | 3.7442 | 4.1559 | 4.4626 | 4.649 | 4.6327 | 4.5964 | 4.3575 | 4.6904 | 4.4908 | 4.6051 | 4.8933 | 5.051 | 5.4641 | 5.4199 | 5.5402 | 5.2963 | 5.0267 | 4.4736 | 3.9154
2025-03-16 | 3.6434 | 3.5736 | 3.5324 | 3.5866 | 3.474 | 3.6293 | 3.8426 | 3.9295 | 4.104 | 4.0762 | 4.0381 | 4.0547 | 4.0013 | 3.8063 | 3.8944 | 4.1267 | 4.3814 | 4.8691 | 5.018 | 4.8881 | 4.551 | 4.3343 | 3.9468 | 3.6096
2025-03-17 | 3.4556 | 3.3622 | 3.366 | 3.2821 | 3.3673 | 3.5881 | 3.8551 | 4.046 | 4.5451 | 4.444 | 4.2783 | 3.9706 | 3.8499 | 3.9965 | 3.9082 | 4.1465 | 4.3268 | 4.7842 | 5.1039 | 5.2621 | 4.9414 | 4.3909 | 3.8293 | 3.5198
2025-03-18 | 3.3981 | 3.4596 | 3.4795 | 3.4976 | 3.5274 | 3.8345 | 4.148 | 4.1399 | 4.2439 | 4.2228 | 4.3061 | 4.1534 | 4.0942 | 4.0992 | 3.988 | 4.1351 | 4.3866 | 4.8802 | 5.0253 | 5.0837 | 4.8541 | 4.4683 | 3.9762 | 3.5743
2025-03-19 | 3.4667 | 3.3855 | 3.4024 | 3.3952 | 3.4008 | 3.778 | 3.9705 | 4.1029 | 4.2633 | 4.2603 | 4.2074 | 4.3331 | 4.4722 | 4.62 | 4.6236 | 4.6175 | 4.6635 | 5.067 | 5.1772 | 5.3262 | 5.0587 | 4.7699 | 4.1985 | 3.6568
2025-03-20 | 3.5484 | 3.4455 | 3.4301 | 3.3888 | 3.4659 | 3.8745 | 4.0902 | 4.2881 | 4.4793 | 4.2476 | 4.2742 | 4.0869 | 3.8204 | 3.8761 | 4.2371 | 4.3859 | 4.4661 | 4.8552 | 5.1398 | 5.2164 | 4.8493 | 4.3889 | 3.9172 | 3.517
2025-03-21 | 3.4084 | 3.3613 | 3.3455 | 3.2965 | 3.4223 | 3.6824 | 4.0654 | 4.3747 | 4.4924 | 4.4026 | 4.7354 | 4.6552 | 4.3856 | 4.5442 | 4.7309 | 4.8245 | 4.9167 | 5.1646 | 5.3635 | 5.281 | 4.98 | 4.5412 | 4.0792 | 3.715
2025-03-22 | 3.6169 | 3.5267 | 3.5225 | 3.5134 | 3.5385 | 3.685 | 3.9214 | 4.0199 | 4.0914 | 4.0795 | 3.9433 | 3.9505 | 3.9466 | 3.8528 | 4.2009 | 4.938 | 4.7438 | 5.0342 | 5.0107 | 4.9502 | 4.619 | 4.67 | 4.1025 | 3.6795
2025-03-23 | 3.7677 | 3.6922 | 3.489 | 3.4411 | 3.4375 | 3.6422 | 3.8515 | 3.9644 | 4.2664 | 4.2917 | 4.2988 | 4.7212 | 4.5451 | 4.9174 | 4.9074 | 4.8542 | 5.1432 | 5.5127 | 5.6192 | 5.6128 | 5.6501 | 5.0357 | 4.4738 | 4.0073
2025-03-24 | 3.8177 | 3.6922 | 3.6313 | 3.553 | 3.6364 | 3.7598 | 4.1554 | 4.4662 | 5.0293 | 4.8982 | 5.1184 | 4.4891 | 4.9049 | 4.6745 | 4.6487 | 4.7638 | 5.0654 | 5.2331 | 5.3498 | 5.636 | 5.1404 | 4.5401 | 4.0454 | 3.638
2025-03-25 | 3.481 | 3.4545 | 3.3885 | 3.4036 | 3.4684 | 3.7691 | 4.1698 | 4.3766 | 4.5172 | 4.4396 | 4.3172 | 4.3037 | 4.6288 | 4.4256 | 4.6008 | 5.1429 | 5.2317 | 5.4289 | 5.6663 | 5.5812 | 5.1371 | 4.6028 | 4.1057 | 3.69
2025-03-26 | 3.5045 | 3.4347 | 3.4046 | 3.3587 | 3.4283 | 3.7094 | 4.1546 | 4.1616 | 4.282 | 4.2673 | 4.2221 | 4.4544 | 4.4995 | 4.5444 | 4.5606 | 4.76 | 4.9299 | 5.2709 | 5.2621 | 5.3418 | 5.2205 | 4.6982 | 4.1537 | 3.6514
2025-03-27 | 3.5527 | 3.5103 | 3.4745 | 3.5195 | 3.5551 | 3.8962 | 4.3309 | 4.4945 | 4.7171 | 4.9176 | 5.0718 | 5.1665 | 4.9123 | 4.8352 | 4.9337 | 5.0164 | 5.2559 | 5.6107 | 5.3849 | 5.5402 | 5.3715 | 4.5674 | 3.9415 | 3.584
2025-03-28 | 3.4367 | 3.3484 | 3.3275 | 3.341 | 3.3943 | 3.6266 | 4.0753 | 4.1168 | 4.1716 | 4.1345 | 4.2554 | 4.3924 | 4.4577 | 4.3923 | 4.4579 | 4.6929 | 4.7691 | 4.9609 | 4.9345 | 4.9847 | 4.7595 | 4.2953 | 3.9707 | 3.6983
2025-03-29 | 3.5314 | 3.453 | 3.4811 | 3.4202 | 3.413 | 3.5994 | 3.7937 | 3.9635 | 4.2978 | 4.4741 | 4.4282 | 4.9501 | 4.422 | 4.2516 | 4.4615 | 4.6418 | 4.7199 | 5.1516 | 5.1182 | 5.2065 | 4.7692 | 4.2412 | 4.0038 | 3.5862
2025-03-30 | 3.4444 | 3.3432 | 3.3223 | 3.3105 | 3.343 | 3.5076 | 3.6211 | 3.7268 | 4.182 | 4.0218 | 4.1203 | 4.2856 | 4.074 | 4.1102 | 4.1758 | 4.4803 | 4.671 | 5.0778 | 5.1225 | 5.2237 | 4.9179 | 4.4728 | 3.8733 | 3.569
2025-03-31 | 3.4619 | 3.5104 | 3.4369 | 3.4679 | 3.5238 | 3.7933 | 4.0573 | 4.4474 | 4.6821 | 4.4622 | 4.593 | 4.5086 | 4.4766 | 4.4852 | 4.3292 | 4.5584 | 4.5517 | 4.9308 | 4.8905 | 5.1392 | 4.686 | 4.1768 | 3.7403 | 3.4523
2025-04-01 | 3.3524 | 3.2309 | 3.2125 | 3.2484 | 3.3558 | 3.6374 | 3.86 | 4.0265 | 4.095 | 4.088 | 4.0377 | 4.2231 | 4.072 | 4.0868 | 4.2664 | 4.3854 | 4.5372 | 5.0452 | 5.4643 | 5.6152 | 5.2738 | 4.84 | 4.1122 | 3.7875
2025-04-02 | 3.6339 | 3.5892 | 3.5246 | 3.472 | 3.5296 | 3.8157 | 4.1597 | 4.3158 | 4.4908 | 4.8228 | 4.77 | 4.53 | 4.5274 | 4.5191 | 4.5146 | 5.0595 | 5.1814 | 5.6236 | 5.7263 | 5.834 | 5.3802 | 4.3185 | 3.9783 | 3.7802
2025-04-03 | 3.754 | 3.4027 | 3.5069 | 3.4341 | 3.4841 | 3.7472 | 4.0074 | 4.1474 | 4.2797 | 4.1832 | 4.4945 | 4.5859 | 4.5024 | 4.4018 | 4.5261 | 4.9512 | 5.3442 | 5.619 | 5.8411 | 5.6861 | 5.1813 | 4.8417 | 4.2734 | 3.9498
2025-04-04 | 3.6407 | 3.6197 | 3.5766 | 3.5903 | 3.6456 | 3.912 | 4.2945 | 4.5868 | 4.9756 | 4.8877 | 4.8815 | 4.7431 | 4.3882 | 4.5654 | 4.982 | 5.1805 | 5.1846 | 5.3313 | 5.266 | 5.3759 | 5.0554 | 4.4861 | 4.0643 | 3.5827
2025-04-05 | 3.4498 | 3.3057 | 3.367 | 3.3935 | 3.4144 | 3.6167 | 3.7369 | 3.8087 | 3.9197 | 3.9552 | 3.962 | 4.3188 | 4.1613 | 4.156 | 4.2709 | 4.4203 | 4.6629 | 5.0957 | 5.3487 | 5.5289 | 4.925 | 4.7168 | 4.3462 | 3.9065
2025-04-06 | 3.7375 | 3.5891 | 3.5408 | 3.5563 | 3.5759 | 3.7064 | 3.9062 | 4.1108 | 4.3188 | 4.2211 | 4.716 | 4.714 | 4.4851 | 4.6392 | 4.6536 | 4.9171 | 5.0034 | 5.1293 | 5.162 | 5.3725 | 4.7428 | 4.4239 | 4.031 | 3.7863
2025-04-07 | 3.664 | 3.3996 | 3.4066 | 3.4532 | 3.5171 | 3.7748 | 4.1456 | 4.4119 | 4.6339 | 4.5347 | 4.7269 | 4.976 | 4.9378 | 5.0117 | 5.2509 | 5.4602 | 5.6975 | 5.7923 | 5.8747 | 5.876 | 5.3516 | 4.8015 | 4.1293 | 3.7579
2025-04-08 | 3.6591 | 3.6128 | 3.5337 | 3.4445 | 3.4233 | 3.6796 | 4.1084 | 4.3944 | 4.5001 | 4.372 | 4.5328 | 4.4512 | 4.2826 | 4.5024 | 4.63 | 4.9155 | 5.2038 | 5.5541 | 5.8677 | 5.8142 | 5.4975 | 4.6352 | 4.1122 | 3.6678
2025-04-09 | 3.6204 | 3.5647 | 3.5117 | 3.4276 | 3.5227 | 3.8506 | 4.268 | 4.7802 | 5.01 | 5.0651 | 4.7914 | 4.781 | 4.7542 | 4.7561 | 4.5642 | 4.7778 | 5.0856 | 5.5865 | 5.7238 | 5.7263 | 5.2573 | 4.6897 | 4.3234 | 3.742
2025-04-10 | 3.5696 | 3.5721 | 3.519 | 3.4769 | 3.5319 | 3.8352 | 4.2897 | 4.7141 | 4.934 | 5.2121 | 5.4291 | 4.8431 | 4.6364 | 4.5838 | 4.6777 | 5.0341 | 5.2622 | 5.6304 | 5.6897 | 5.8753 | 5.5279 | 4.647 | 4.1838 | 3.7572
2025-04-11 | 3.5844 | 3.5285 | 3.5556 | 3.563 | 3.6144 | 3.9049 | 4.4414 | 4.8384 | 5.645 | 5.5186 | 5.2055 | 5.0202 | 4.9784 | 4.8634 | 5.1423 | 5.2799 | 5.5038 | 5.7271 | 5.7996 | 5.7958 | 5.5679 | 4.9711 | 4.459 | 3.9034
2025-04-12 | 3.7145 | 3.6211 | 3.6687 | 3.6232 | 3.6051 | 3.8278 | 4.0522 | 4.3569 | 4.6571 | 4.548 | 4.4724 | 4.2065 | 4.23 | 4.2233 | 4.2771 | 4.4263 | 4.6727 | 5.2284 | 5.0689 | 5.1962 | 4.6728 | 4.3122 | 4.0106 | 3.6647
2025-04-13 | 3.5651 | 3.4599 | 3.4813 | 3.5008 | 3.5328 | 3.7854 | 3.9295 | 4.0735 | 4.5092 | 4.589 | 4.2705 | 4.4049 | 4.5314 | 4.3953 | 4.5932 | 5.1528 | 5.1446 | 5.5832 | 5.6309 | 5.6765 | 5.3593 | 4.8786 | 4.234 | 3.7873
2025-04-14 | 3.4585 | 3.464 | 3.4079 | 3.459 | 3.4581 | 3.7862 | 4.1248 | 4.3896 | 4.3221 | 4.1168 | 4.0189 | 3.8413 | 3.8513 | 3.8415 | 3.9361 | 4.31 | 4.6102 | 5.0815 | 5.5211 | 5.7587 | 5.3427 | 4.8107 | 4.1385 | 3.7409
2025-04-15 | 3.6316 | 3.5823 | 3.4636 | 3.4252 | 3.4031 | 3.6385 | 3.9819 | 4.094 | 4.186 | 4.3083 | 4.166 | 3.7704 | 4.766 | 4.4004 | 4.5211 | 5.3638 | 5.4259 | 5.7618 | 5.8242 | 5.7302 | 5.4774 | 4.7086 | 4.1219 | 3.9336
2025-04-16 | 3.8164 | 3.6739 | 3.5094 | 3.5804 | 3.6919 | 3.9921 | 4.4444 | 4.5283 | 4.9726 | 5.0307 | 4.4531 | 4.4705 | 4.6003 | 4.8018 | 5.1913 | 5.3192 | 5.5398 | 5.844 | 5.7474 | 5.6478 | 5.4403 | 4.7432 | 4.1482 | 3.7462
2025-04-17 | 3.5906 | 3.6083 | 3.5665 | 3.5924 | 3.5822 | 3.8652 | 4.0692 | 3.9349 | 4.1322 | 4.0404 | 3.9507 | 4.3419 | 4.4272 | 4.0293 | 4.4566 | 4.7193 | 4.9439 | 5.2787 | 5.4927 | 5.5209 | 5.0174 | 4.3765 | 4.0334 | 3.758
2025-04-18 | 3.5339 | 3.4352 | 3.4869 | 3.4236 | 3.6129 | 3.7125 | 4.1144 | 4.2127 | 4.7594 | 4.8643 | 5.0997 | 4.9339 | 4.8687 | 4.74 | 5.0537 | 5.3905 | 5.437 | 5.802 | 5.8801 | 5.7726 | 5.4247 | 5.0529 | 4.2369 | 3.8981
2025-04-19 | 3.7477 | 3.688 | 3.6915 | 3.6331 | 3.713 | 3.7687 | 3.8969 | 4.1532 | 4.5587 | 4.7413 | 4.8377 | 4.6107 | 4.4684 | 4.6681 | 4.763 | 4.8215 | 4.8335 | 5.2587 | 5.4482 | 5.4076 | 5.0379 | 4.4844 | 4.0189 | 3.7021
2025-04-20 | 3.6535 | 3.8718 | 3.6935 | 3.5347 | 3.6438 | 3.9312 | 4.1652 | 4.505 | 4.833 | 5.08 | 4.8767 | 4.7016 | 4.7494 | 4.7827 | 5.0398 | 5.1656 | 5.445 | 5.6622 | 5.7335 | 5.8923 | 5.6439 | 5.1367 | 4.0305 | 3.7049
2025-04-21 | 3.5976 | 3.5063 | 3.5253 | 3.4615 | 3.52 | 3.7589 | 4.0912 | 4.3926 | 4.6323 | 4.3769 | 5.0077 | 4.5826 | 4.3685 | 4.2516 | 4.3256 | 4.0901 | 4.3177 | 4.8204 | 5.0326 | 5.2788 | 4.9025 | 4.3736 | 3.844 | 3.5532
2025-04-22 | 3.5241 | 3.4796 | 3.4882 | 3.4657 | 3.4825 | 3.9036 | 4.143 | 4.154 | 4.4696 | 4.587 | 4.4566 | 4.1694 | 4.1521 | 4.0399 | 4.2839 | 4.3655 | 4.7051 | 5.0822 | 5.3128 | 5.3752 | 5.0181 | 4.4846 | 3.8298 | 3.6207
2025-04-23 | 3.5118 | 3.4711 | 3.4542 | 3.4446 | 3.4747 | 3.8472 | 4.1105 | 4.2631 | 4.4105 | 4.1364 | 4.0527 | 3.974 | 3.9495 | 3.8583 | 4.1504 | 4.7197 | 4.924 | 5.1048 | 5.3642 | 5.3938 | 5.0393 | 4.542 | 3.9418 | 3.6704
2025-04-24 | 3.619 | 3.5126 | 3.6191 | 3.6989 | 3.8319 | 4.3127 | 4.5298 | 4.6155 | 4.8279 | 4.1496 | 4.0399 | 3.988 | 3.9709 | 3.9402 | 4.0722 | 4.3607 | 4.5804 | 5.2442 | 5.4222 | 5.4761 | 5.2029 | 4.5374 | 3.9983 | 3.6665
2025-04-25 | 3.5897 | 3.4918 | 3.5163 | 3.5328 | 3.5687 | 3.9238 | 4.1885 | 4.3271 | 4.5439 | 4.3919 | 4.191 | 4.2316 | 4.2427 | 4.5385 | 4.9004 | 4.8042 | 4.9811 | 5.3165 | 5.7196 | 5.6024 | 5.2096 | 4.7937 | 4.2873 | 3.9562
2025-04-26 | 3.8239 | 3.6577 | 3.6435 | 3.6218 | 3.4873 | 3.7177 | 3.9116 | 4.1498 | 4.3862 | 4.2048 | 4.5425 | 4.6758 | 4.575 | 4.4685 | 4.4471 | 4.6207 | 4.9586 | 5.113 | 5.2238 | 5.0328 | 4.9622 | 4.6167 | 4.3795 | 4.0446
2025-04-27 | 3.8436 | 3.7232 | 3.6111 | 3.4993 | 3.6252 | 3.7478 | 3.8786 | 4.2111 | 4.4072 | 4.3693 | 4.44 | 4.491 | 4.785 | 4.5978 | 4.8426 | 4.95 | 5.2382 | 5.4201 | 5.499 | 5.4529 | 5.1671 | 4.6913 | 4.445 | 3.8819
2025-04-28 | 3.7766 | 3.8027 | 3.8441 | 3.8535 | 3.8671 | 3.9543 | 4.5697 | 4.7783 | 4.7898 | 4.4412 | 4.4494 | 4.7835 | 4.6614 | 4.5596 | 4.4173 | 5.1826 | 5.3468 | 5.3465 | 5.3969 | 5.3058 | 4.9417 | 4.5023 | 4.0954 | 3.7842
2025-04-29 | 3.634 | 3.5148 | 3.4728 | 3.4219 | 3.4729 | 3.7467 | 3.9848 | 4.0846 | 4.3101 | 4.1799 | 4.2679 | 4.201 | 4.1861 | 4.4588 | 4.6106 | 4.683 | 4.8336 | 5.2766 | 5.4223 | 5.4165 | 4.8006 | 4.3148 | 3.9151 | 3.5552
2025-04-30 | 3.4535 | 3.339 | 3.2922 | 3.319 | 3.4266 | 3.7927 | 4.0951 | 4.1549 | 4.4481 | 4.5989 | 4.5163 | 4.4887 | 4.2779 | 4.1736 | 4.2478 | 4.3727 | 4.3923 | 4.6316 | 4.9921 | 5.1688 | 4.8304 | 4.3849 | 3.8771 | 3.6273
2025-05-01 | 3.3171 | 3.2493 | 3.265 | 3.2125 | 3.2523 | 3.6558 | 3.7726 | 3.9213 | 4.1012 | 3.9941 | 4.023 | 4.2049 | 4.4071 | 4.2729 | 4.4622 | 4.6534 | 4.7176 | 4.7258 | 4.8421 | 4.9344 | 4.5592 | 4.2274 | 3.7658 | 3.4371
2025-05-02 | 3.3741 | 3.2037 | 3.2376 | 3.3262 | 3.4098 | 3.6671 | 4.0231 | 4.063 | 4.1869 | 4.1256 | 4.0526 | 3.8483 | 3.7937 | 3.7498 | 3.8293 | 4.1713 | 4.5514 | 4.7614 | 4.9784 | 4.9456 | 4.7783 | 4.4881 | 3.9051 | 3.6339
2025-05-03 | 3.4858 | 3.3917 | 3.4786 | 3.4912 | 3.5557 | 3.8342 | 3.8983 | 4.0056 | 4.0899 | 4.3878 | 4.2787 | 4.2501 | 4.3724 | 4.3272 | 4.3634 | 4.3832 | 4.4013 | 4.2952 | 4.4219 | 4.3211 | 4.1089 | 4.011 | 3.6504 | 3.3433
2025-05-04 | 3.2515 | 3.2102 | 3.1602 | 3.1393 | 3.161 | 3.4914 | 3.599 | 3.7404 | 3.8527 | 3.7792 | 3.6228 | 3.6276 | 3.5345 | 3.6378 | 3.6997 | 3.7896 | 3.802 | 3.9551 | 4.1026 | 4.1996 | 4.0065 | 3.7979 | 3.4899 | 3.2966
2025-05-05 | 3.1658 | 3.0855 | 3.1005 | 3.0804 | 3.1428 | 3.4071 | 3.8155 | 3.8913 | 3.8642 | 3.7651 | 3.8484 | 3.9124 | 3.7432 | 3.6349 | 3.7742 | 3.8491 | 3.9598 | 4.1782 | 4.39 | 4.5285 | 4.395 | 4.022 | 3.4836 | 3.1653
2025-05-06 | 3.1013 | 3.0227 | 3.0211 | 3.0582 | 3.0942 | 3.4519 | 3.6131 | 3.8754 | 3.9879 | 3.9951 | 4.0753 | 4.1165 | 4.1092 | 3.8281 | 3.9973 | 4.5171 | 4.5692 | 4.592 | 4.8662 | 4.8948 | 4.4429 | 4.1434 | 3.6994 | 3.415
2025-05-07 | 3.2892 | 3.1506 | 3.2211 | 3.276 | 3.3928 | 3.8433 | 3.9975 | 4.1143 | 4.2517 | 4.1602 | 4.3272 | 4.8119 | 4.5016 | 4.3014 | 4.6629 | 5.0394 | 5.0631 | 4.9634 | 5.0579 | 5.2517 | 5.0372 | 4.5708 | 4.0584 | 3.4479
2025-05-08 | 3.3882 | 3.25 | 3.271 | 3.3009 | 3.3955 | 3.7468 | 4.0412 | 4.1127 | 4.1093 | 4.0565 | 4.1407 | 4.2279 | 4.0549 | 3.9636 | 4.0395 | 4.043 | 4.2039 | 4.4532 | 4.6479 | 4.7085 | 4.5273 | 4.2446 | 3.9245 | 3.529
2025-05-09 | 3.4366 | 3.3103 | 3.44 | 3.39 | 3.4549 | 3.742 | 4.0217 | 4.0929 | 4.2398 | 4.0716 | 4.1252 | 4.0979 | 3.9899 | 4.0982 | 4.1152 | 4.1884 | 4.443 | 4.703 | 4.8069 | 4.756 | 4.5204 | 4.2862 | 3.6912 | 3.4731
2025-05-10 | 3.3621 | 3.3629 | 3.4094 | 3.3845 | 3.3782 | 3.5435 | 3.7329 | 3.8943 | 4.1414 | 4.0763 | 3.9624 | 4.2857 | 4.6801 | 4.5486 | 4.6132 | 4.5379 | 4.6239 | 4.9033 | 4.7917 | 4.7674 | 4.6093 | 4.4129 | 4.0482 | 3.731
2025-05-11 | 3.6156 | 3.5017 | 3.4676 | 3.4212 | 3.4982 | 3.5072 | 3.6562 | 3.986 | 4.2252 | 4.0283 | 4.2829 | 4.5053 | 4.3395 | 4.4447 | 4.4381 | 4.4978 | 4.5121 | 4.8175 | 4.9793 | 5.1202 | 4.9378 | 4.4644 | 4.0408 | 3.7393
2025-05-12 | 3.6516 | 3.5601 | 3.5918 | 3.602 | 3.7046 | 3.9501 | 4.2588 | 4.3612 | 4.8327 | 4.7973 | 4.56 | 4.7218 | 4.5098 | 4.4874 | 4.6296 | 4.869 | 5.533 | 5.6023 | 5.5524 | 5.4014 | 5.3716 | 4.89 | 4.3705 | 3.8919
2025-05-13 | 3.7654 | 3.7873 | 3.7707 | 3.7951 | 3.7851 | 4.1541 | 4.3466 | 4.6206 | 4.9992 | 4.9008 | 4.9176 | 5.0289 | 4.6332 | 4.6928 | 4.9657 | 4.9642 | 5.0668 | 5.3527 | 5.4962 | 5.5889 | 5.4613 | 4.9913 | 4.3603 | 3.8898
2025-05-14 | 3.7041 | 3.5847 | 3.5767 | 3.5763 | 3.7236 | 4.0272 | 4.218 | 4.4651 | 5.0669 | 4.9397 | 4.8662 | 4.7618 | 4.7944 | 4.8883 | 4.8905 | 5.1329 | 5.1657 | 5.5827 | 5.3887 | 5.5889 | 5.5512 | 5.1015 | 4.3661 | 4.0418
2025-05-15 | 4.0632 | 3.9241 | 3.8782 | 4.0086 | 4.0279 | 4.3674 | 4.7408 | 5.055 | 5.218 | 5.0455 | 5.0612 | 4.9756 | 4.8746 | 4.9065 | 5.1344 | 5.2862 | 5.553 | 5.8765 | 5.7714 | 5.6989 | 5.4405 | 5.0878 | 4.5789 | 4.1964
2025-05-16 | 3.8737 | 3.7915 | 3.7953 | 3.9475 | 3.9283 | 4.3008 | 4.6142 | 4.9099 | 5.0156 | 5.0623 | 5.0639 | 4.9354 | 4.8412 | 4.9083 | 5.0867 | 5.3313 | 5.4816 | 5.5066 | 5.4509 | 5.4528 | 5.3208 | 5.12 | 4.6435 | 4.1497
2025-05-17 | 3.9239 | 3.7827 | 3.8506 | 3.8567 | 3.8935 | 4.1868 | 4.2967 | 4.4096 | 5.0872 | 4.9298 | 4.8705 | 4.7526 | 4.6875 | 4.5442 | 4.6569 | 4.8066 | 4.9376 | 5.1101 | 5.1936 | 5.3 | 5.1834 | 4.8922 | 4.4727 | 4.0103
2025-05-18 | 3.8739 | 3.7363 | 3.7207 | 3.7163 | 3.7597 | 3.9437 | 4.0121 | 4.2343 | 4.8391 | 4.7036 | 4.8136 | 4.8345 | 4.6912 | 4.6355 | 4.8023 | 5.0121 | 5.1837 | 5.1516 | 5.2947 | 5.2406 | 5.1523 | 4.8523 | 4.4174 | 3.9264
2025-05-19 | 3.7811 | 3.8583 | 3.7332 | 3.705 | 3.7428 | 3.9751 | 4.3224 | 4.4555 | 4.9958 | 5.0517 | 4.7814 | 4.9395 | 4.7991 | 4.7804 | 5.0245 | 5.1294 | 5.176 | 5.5014 | 5.5569 | 5.5101 | 5.5032 | 5.0785 | 4.7079 | 4.1825
2025-05-20 | 3.9398 | 3.7114 | 3.7049 | 3.6898 | 3.6571 | 3.9916 | 4.5064 | 4.6995 | 5.1428 | 4.9717 | 4.7653 | 4.8411 | 4.7271 | 4.9161 | 4.9433 | 5.187 | 5.2447 | 5.4084 | 5.4657 | 5.4474 | 5.3595 | 4.7191 | 4.1892 | 3.8774
2025-05-21 | 3.7808 | 3.693 | 3.8122 | 3.66 | 3.8493 | 4.1449 | 4.388 | 4.4845 | 4.5776 | 4.5079 | 4.555 | 4.6559 | 4.3929 | 4.4934 | 4.7093 | 4.7062 | 4.9003 | 5.1841 | 5.208 | 5.3399 | 5.2251 | 4.977 | 4.4194 | 4.0988
2025-05-22 | 3.9463 | 3.8597 | 3.8389 | 3.9358 | 3.9993 | 4.3027 | 4.5135 | 4.7247 | 4.8902 | 5.0105 | 5.0356 | 4.9259 | 4.8385 | 4.8427 | 5.2702 | 5.1937 | 5.1644 | 5.3331 | 5.3903 | 5.4149 | 5.1655 | 4.9308 | 4.3546 | 3.9374
2025-05-23 | 3.82 | 3.7049 | 3.7044 | 3.7606 | 3.9138 | 4.1893 | 4.4428 | 4.5122 | 4.7504 | 4.6551 | 4.7517 | 4.7232 | 4.4785 | 4.4815 | 4.5165 | 4.7429 | 4.926 | 5.3811 | 5.2973 | 5.5152 | 5.2855 | 5.0204 | 4.5821 | 4.1717
2025-05-24 | 3.9638 | 3.8574 | 3.9107 | 3.9496 | 3.8778 | 4.0951 | 3.8798 | 4.0827 | 4.5653 | 4.6169 | 4.4232 | 4.656 | 4.3698 | 4.2796 | 4.2617 | 4.3886 | 4.5835 | 4.9258 | 4.9025 | 4.8036 | 4.6284 | 4.5007 | 4.1378 | 3.8123
2025-05-25 | 3.685 | 3.6711 | 3.6841 | 3.6295 | 3.7286 | 3.8186 | 3.8968 | 4.0069 | 4.4872 | 4.5465 | 4.5531 | 4.4982 | 4.467 | 4.5696 | 4.6446 | 4.7556 | 4.9004 | 5.1816 | 5.1873 | 5.1313 | 4.7527 | 4.5865 | 4.3406 | 3.9469
2025-05-26 | 3.8379 | 3.7443 | 3.7109 | 3.69 | 3.6816 | 3.8178 | 3.9597 | 4.1741 | 4.3799 | 4.4443 | 4.7123 | 4.5801 | 4.489 | 4.4779 | 4.5416 | 4.6453 | 4.8627 | 4.8955 | 4.9289 | 4.9863 | 4.9508 | 4.6488 | 4.3131 | 3.9953
2025-05-27 | 3.9017 | 3.8614 | 3.8202 | 3.8068 | 3.877 | 4.0971 | 4.1887 | 4.3623 | 4.8375 | 4.8988 | 4.8551 | 4.8929 | 5.0387 | 5.0027 | 5.0912 | 5.2074 | 5.3899 | 5.4868 | 5.2766 | 5.3927 | 5.0649 | 4.7752 | 4.238 | 3.8702
2025-05-28 | 3.7188 | 3.6345 | 3.6882 | 3.7378 | 3.5882 | 3.9102 | 4.2077 | 4.2639 | 4.5239 | 4.7095 | 4.5081 | 4.5799 | 4.5554 | 4.5814 | 4.7377 | 4.7331 | 5.0073 | 5.151 | 5.2036 | 5.2476 | 5.1412 | 4.7856 | 4.1276 | 3.8706
2025-05-29 | 3.781 | 3.6075 | 3.602 | 3.6374 | 3.4854 | 3.8861 | 4.0923 | 4.4298 | 4.6067 | 4.5806 | 4.6591 | 4.6886 | 4.7105 | 4.6246 | 4.6676 | 4.9734 | 5.0708 | 5.2132 | 5.3308 | 5.4302 | 5.3624 | 4.8244 | 4.3289 | 3.8068
2025-05-30 | 3.6606 | 3.5521 | 3.5262 | 3.5724 | 3.7029 | 4.126 | 4.5655 | 4.5266 | 4.8032 | 4.7953 | 4.7481 | 4.792 | 4.5819 | 4.435 | 4.703 | 4.9679 | 4.9176 | 5.1453 | 4.9252 | 4.8597 | 4.8331 | 4.7617 | 4.219 | 3.9378
2025-05-31 | 3.8031 | 3.6936 | 3.6488 | 3.6443 | 3.716 | 4.0109 | 3.9561 | 4.1764 | 4.6109 | 4.4774 | 4.4117 | 4.5698 | 4.553 | 4.3354 | 4.5498 | 4.6498 | 4.8188 | 5.0405 | 5.1922 | 5.0722 | 5.0154 | 4.7204 | 4.3838 | 3.9858
2025-06-01 | 3.634 | 3.51 | 3.4663 | 3.5427 | 3.6122 | 3.7086 | 3.8268 | 3.9066 | 4.4173 | 4.3429 | 4.2066 | 4.1112 | 4.2634 | 4.1393 | 4.2666 | 4.3676 | 4.5202 | 4.7644 | 4.7133 | 4.8074 | 4.6483 | 4.4877 | 3.9844 | 3.7153
2025-06-02 | 3.5786 | 3.5586 | 3.4858 | 3.627 | 3.6503 | 3.8603 | 3.9201 | 4.0607 | 4.3103 | 4.4334 | 4.5787 | 4.3685 | 4.4754 | 4.5748 | 4.7865 | 4.8663 | 4.8885 | 4.9955 | 5.1199 | 5.1603 | 4.9946 | 4.505 | 4.1305 | 3.784
2025-06-03 | 3.653 | 3.5534 | 3.5456 | 3.5278 | 3.6179 | 3.9599 | 4.2967 | 4.1633 | 4.311 | 4.5573 | 4.6571 | 4.6508 | 4.5668 | 4.608 | 4.8285 | 4.8531 | 4.8618 | 5.1354 | 5.0752 | 5.1029 | 4.9668 | 4.5962 | 4.2288 | 3.8616
2025-06-04 | 3.7407 | 3.6547 | 3.6856 | 3.7386 | 3.7653 | 4.0117 | 4.0756 | 4.1395 | 4.5984 | 4.6537 | 4.5005 | 4.4218 | 4.5221 | 4.6541 | 4.6307 | 4.8453 | 4.8877 | 5.1288 | 5.179 | 5.2755 | 5.2597 | 4.952 | 4.5991 | 4.2429
2025-06-05 | 3.9989 | 3.9059 | 3.8317 | 3.8264 | 3.9288 | 4.1601 | 4.2743 | 4.4428 | 4.6747 | 4.7174 | 4.5028 | 4.5672 | 4.3907 | 4.3834 | 4.4182 | 4.7211 | 4.8019 | 4.9604 | 5.0295 | 5.002 | 4.943 | 4.5922 | 4.2236 | 3.8482
2025-06-06 | 3.6921 | 3.6578 | 3.6924 | 3.6547 | 3.7726 | 4.0059 | 4.1044 | 4.2885 | 4.5728 | 4.5487 | 4.5867 | 4.4868 | 4.501 | 4.4505 | 4.4977 | 4.6864 | 4.7595 | 4.9219 | 5.1411 | 5.1977 | 5.0136 | 4.7689 | 4.3613 | 4.0887
2025-06-07 | 3.8979 | 3.605 | 3.6161 | 3.6005 | 3.7447 | 3.8805 | 4.022 | 4.2138 | 4.5111 | 4.5112 | 4.4444 | 4.6389 | 4.2388 | 4.2264 | 4.4955 | 4.7101 | 4.7873 | 5.1843 | 4.9361 | 4.9762 | 4.9026 | 4.6757 | 4.3073 | 3.8786
2025-06-08 | 3.7442 | 3.6638 | 3.6716 | 3.6781 | 3.7353 | 3.8354 | 4.008 | 4.1939 | 4.4559 | 4.4257 | 4.5026 | 4.4268 | 4.4318 | 4.4599 | 4.5436 | 4.671 | 4.6031 | 4.8186 | 5.0951 | 5.1129 | 5.0664 | 4.6967 | 4.4097 | 3.9617
2025-06-09 | 3.8218 | 3.6229 | 3.6408 | 3.7375 | 3.7888 | 3.9792 | 4.0907 | 4.4584 | 4.919 | 4.7689 | 4.8996 | 4.7189 | 4.6794 | 4.6496 | 4.8074 | 4.9766 | 5.1619 | 5.3777 | 5.3295 | 5.2576 | 5.1971 | 4.9236 | 4.5586 | 4.0205
2025-06-10 | 3.7053 | 3.6153 | 3.5662 | 3.6216 | 3.7079 | 3.8717 | 4.0532 | 4.2012 | 4.6697 | 4.5022 | 4.5108 | 4.4468 | 4.4717 | 4.3804 | 4.422 | 4.5979 | 4.7664 | 5.0667 | 5.2357 | 5.2815 | 5.1557 | 4.8331 | 4.3314 | 3.9966
2025-06-11 | 3.8857 | 3.6888 | 3.676 | 3.6881 | 3.7072 | 4.0453 | 4.0799 | 4.3047 | 4.5836 | 4.7176 | 4.8036 | 4.8114 | 4.5814 | 4.6423 | 4.6765 | 4.9711 | 4.925 | 5.1798 | 5.2487 | 5.2934 | 5.223 | 4.9544 | 4.5516 | 4.1831
2025-06-12 | 4.0249 | 4.0063 | 3.8763 | 3.8007 | 3.8428 | 4.1188 | 4.1574 | 4.2811 | 4.4254 | 4.2892 | 4.3954 | 4.4101 | 4.4077 | 4.2319 | 4.3982 | 4.5552 | 4.6642 | 4.8733 | 4.9267 | 4.987 | 4.8141 | 4.5054 | 4.0629 | 3.8268
2025-06-13 | 3.6372 | 3.5427 | 3.6092 | 3.6034 | 3.6607 | 3.7721 | 3.8134 | 4.0446 | 4.4441 | 4.6522 | 4.7516 | 4.7811 | 4.6804 | 4.5876 | 4.7422 | 4.9822 | 4.9702 | 5.1632 | 5.1505 | 5.0962 | 4.8754 | 4.6403 | 4.2316 | 3.9219
2025-06-14 | 3.7889 | 3.6008 | 3.6196 | 3.6339 | 3.6826 | 3.8655 | 3.9288 | 4.2142 | 4.2502 | 4.3698 | 4.135 | 4.2092 | 4.1435 | 4.1696 | 4.2022 | 4.3438 | 4.5591 | 4.8268 | 4.7874 | 4.7473 | 4.5537 | 4.3332 | 4.0629 | 3.8111
2025-06-15 | 3.7068 | 3.6951 | 3.6619 | 3.6926 | 3.6456 | 3.8309 | 3.7533 | 3.8695 | 4.2729 | 4.2017 | 4.3186 | 4.3899 | 4.4126 | 4.5041 | 4.54 | 4.5936 | 4.6914 | 4.907 | 5.0387 | 5.1342 | 5.0227 | 4.6318 | 4.2096 | 3.925
2025-06-16 | 3.7845 | 3.6873 | 3.5271 | 3.6108 | 3.7171 | 3.8287 | 3.9124 | 4.0549 | 4.49 | 4.4068 | 4.4982 | 4.3501 | 4.1336 | 4.4436 | 4.5465 | 4.5215 | 4.749 | 5.0049 | 5.0572 | 4.995 | 4.835 | 4.4839 | 4.1843 | 3.9929
2025-06-17 | 3.883 | 3.8065 | 3.752 | 3.7915 | 3.8377 | 4.095 | 4.1537 | 4.342 | 4.6101 | 4.8329 | 4.9637 | 4.931 | 4.7497 | 4.6192 | 5.0492 | 5.1643 | 5.2111 | 5.3651 | 5.3433 | 5.3938 | 5.2486 | 4.822 | 4.4107 | 4.1132
2025-06-18 | 3.9022 | 3.886 | 3.7835 | 3.7481 | 3.836 | 4.1074 | 4.1833 | 4.4962 | 4.6033 | 4.5338 | 4.5065 | 4.391 | 4.3134 | 4.4164 | 4.5819 | 4.7931 | 4.8761 | 5.158 | 5.1985 | 5.2782 | 5.2061 | 4.7847 | 4.2849 | 3.938
2025-06-19 | 3.7872 | 3.7106 | 3.6979 | 3.7955 | 3.7623 | 3.8852 | 3.9742 | 4.1248 | 4.8396 | 4.7424 | 4.7038 | 4.8431 | 4.8689 | 4.6212 | 4.4562 | 4.6776 | 4.8976 | 5.1526 | 5.23 | 5.2788 | 5.0943 | 4.7071 | 4.2282 | 3.989
2025-06-20 | 3.886 | 3.7918 | 3.8029 | 3.7421 | 3.7469 | 3.9564 | 4.0996 | 4.2255 | 4.5273 | 4.6859 | 4.7762 | 4.9249 | 4.7587 | 4.8283 | 4.8766 | 4.9588 | 4.8898 | 4.9406 | 4.77 | 4.965 | 4.7755 | 4.6531 | 4.2619 | 3.909
2025-06-21 | 3.6963 | 3.6072 | 3.678 | 3.6715 | 3.6264 | 3.8587 | 4.073 | 4.1515 | 4.4654 | 4.5792 | 4.5479 | 4.6104 | 4.6348 | 4.6122 | 4.8984 | 5.0238 | 5.1527 | 5.319 | 5.1523 | 5.2242 | 5.1197 | 4.8963 | 4.4877 | 4.093
2025-06-22 | 3.9234 | 3.9119 | 3.7168 | 3.7268 | 3.7808 | 3.838 | 4.056 | 4.1923 | 4.4927 | 4.5724 | 4.5843 | 4.6932 | 4.6199 | 4.5357 | 4.5845 | 4.868 | 4.8489 | 4.9779 | 5.0021 | 5.0822 | 5.0005 | 4.8326 | 4.3799 | 4.1106
2025-06-23 | 3.9439 | 3.8683 | 3.8771 | 3.8365 | 3.7695 | 4.0262 | 4.1834 | 4.3733 | 4.6862 | 4.6882 | 4.5503 | 4.7426 | 4.7771 | 4.5477 | 4.7368 | 4.8794 | 4.9676 | 5.2157 | 5.2527 | 5.2433 | 5.0708 | 4.7821 | 4.4094 | 3.9859
2025-06-24 | 3.9027 | 3.8409 | 3.8172 | 3.893 | 3.9368 | 4.1546 | 4.2937 | 4.4703 | 4.7883 | 4.7633 | 4.7704 | 4.6058 | 4.6157 | 4.7884 | 4.7775 | 4.7896 | 4.8763 | 5.2255 | 5.3097 | 5.3435 | 5.0715 | 4.736 | 4.4776 | 4.2276
2025-06-25 | 4.0065 | 3.8857 | 3.8367 | 3.8752 | 3.9025 | 4.1098 | 4.0898 | 4.4016 | 4.5698 | 4.7917 | 4.7346 | 4.7372 | 4.4938 | 4.4239 | 4.6017 | 4.6812 | 4.7033 | 5.0238 | 4.9756 | 4.959 | 4.8136 | 4.5253 | 4.2013 | 3.8431
2025-06-26 | 3.7248 | 3.619 | 3.6571 | 3.6338 | 3.6413 | 3.9332 | 4.15 | 4.3079 | 4.5561 | 4.7049 | 4.6558 | 4.6491 | 4.673 | 4.6421 | 4.8359 | 4.7908 | 4.9146 | 5.1852 | 5.2739 | 5.321 | 5.1629 | 4.7855 | 4.3912 | 4.1042
2025-06-27 | 3.9876 | 3.8978 | 3.9357 | 3.8821 | 3.9952 | 4.1565 | 4.3575 | 4.4494 | 4.9718 | 5.0128 | 5.0973 | 4.8882 | 4.8054 | 4.6706 | 4.8234 | 4.747 | 4.7434 | 5.0685 | 5.1635 | 5.1314 | 4.9707 | 4.7305 | 4.3873 | 4.0612
2025-06-28 | 3.8495 | 3.851 | 3.7991 | 3.7678 | 3.7311 | 3.8892 | 3.9931 | 4.0978 | 4.3544 | 4.2744 | 4.2311 | 4.1604 | 4.1848 | 4.2325 | 4.3941 | 4.5679 | 4.5619 | 4.8824 | 4.8698 | 4.7724 | 4.6962 | 4.4049 | 4.2437 | 4.026
2025-06-29 | 3.8577 | 3.762 | 3.7562 | 3.7068 | 3.8066 | 3.951 | 4.015 | 4.1243 | 4.3523 | 4.4453 | 4.4574 | 4.5292 | 4.5638 | 4.383 | 4.4288 | 4.6213 | 4.6169 | 4.9035 | 5.0132 | 5.009 | 4.7719 | 4.5735 | 4.2029 | 3.9692
2025-06-30 | 3.8644 | 3.8471 | 3.8375 | 3.8316 | 3.8958 | 4.0218 | 4.1714 | 4.4114 | 4.7704 | 4.879 | 4.8995 | 4.8244 | 4.9743 | 5.0293 | 5.1085 | 5.326 | 5.4977 | 5.6781 | 5.6671 | 5.7748 | 5.6039 | 4.9649 | 4.4564 | 4.0574
2025-07-01 | 3.7559 | 3.6823 | 3.6153 | 3.5851 | 3.643 | 3.8519 | 4.055 | 4.2853 | 4.5459 | 4.4622 | 4.5968 | 4.5228 | 4.5504 | 4.4696 | 4.5167 | 4.7336 | 4.9046 | 5.2146 | 5.1792 | 5.3118 | 5.1969 | 4.6679 | 4.4146 | 3.9967
2025-07-02 | 3.8548 | 3.7555 | 3.7652 | 3.8502 | 3.7669 | 3.9936 | 3.8759 | 4.1011 | 4.6372 | 4.7402 | 4.8872 | 4.7444 | 4.6603 | 4.6842 | 4.6895 | 4.9557 | 5.075 | 5.3833 | 5.2192 | 5.3766 | 5.1635 | 4.8633 | 4.2886 | 3.9345
2025-07-03 | 3.7463 | 3.6628 | 3.7102 | 3.7199 | 3.7543 | 3.9325 | 4.0511 | 4.2346 | 4.4726 | 4.6207 | 4.5122 | 4.7431 | 4.6834 | 4.6649 | 4.7605 | 4.6949 | 4.8823 | 5.2239 | 4.9008 | 4.9793 | 4.7338 | 4.5485 | 4.4858 | 3.9682
2025-07-04 | 3.805 | 3.6816 | 3.813 | 3.8294 | 3.8398 | 4.0871 | 4.2409 | 4.5029 | 4.6352 | 4.6096 | 4.824 | 4.771 | 4.8552 | 4.8106 | 4.9071 | 5.1 | 5.2168 | 5.1355 | 5.1952 | 5.1921 | 5.0578 | 4.7819 | 4.5129 | 4.0951
2025-07-05 | 3.9105 | 3.8224 | 3.8206 | 3.7225 | 3.8903 | 4.0268 | 4.0433 | 4.3128 | 4.6451 | 4.5296 | 4.4202 | 4.4901 | 4.4416 | 4.5052 | 4.7191 | 4.8162 | 4.7997 | 4.9219 | 4.8903 | 4.7379 | 4.6185 | 4.4871 | 4.386 | 4.0744
2025-07-06 | 3.9983 | 3.937 | 3.8934 | 3.8868 | 3.9127 | 3.989 | 4.1419 | 4.4338 | 4.6487 | 4.7785 | 4.5814 | 4.7355 | 4.5814 | 4.6438 | 4.7299 | 4.9604 | 5.0433 | 4.9866 | 4.9935 | 5.0307 | 4.9167 | 4.6316 | 4.1997 | 3.964
2025-07-07 | 3.8052 | 3.706 | 3.7371 | 3.7761 | 3.8662 | 4.0882 | 4.324 | 4.7087 | 5.1169 | 4.8429 | 4.7795 | 4.7858 | 4.7618 | 4.8815 | 4.8092 | 4.9542 | 5.1105 | 5.1752 | 5.3937 | 5.5121 | 5.3582 | 4.9563 | 4.6144 | 4.2311
2025-07-08 | 4.2556 | 4.0973 | 4.1451 | 4.1518 | 4.2335 | 4.5642 | 4.8422 | 5.0029 | 5.2328 | 5.0847 | 5.0065 | 5.2278 | 5.1873 | 5.0504 | 4.9661 | 5.1202 | 5.6582 | 6.1863 | 6.1324 | 6.1577 | 5.9448 | 5.6062 | 5.0548 | 4.637
2025-07-09 | 4.1035 | 3.9528 | 3.92 | 3.894 | 4.066 | 4.2247 | 4.4663 | 4.6312 | 4.847 | 4.7548 | 4.6828 | 4.593 | 4.5371 | 4.652 | 4.7909 | 5.2529 | 5.6025 | 5.8728 | 5.8712 | 5.8714 | 5.7411 | 5.3121 | 4.7818 | 4.2638
2025-07-10 | 3.9574 | 3.9867 | 3.8724 | 3.7854 | 3.7998 | 4.0565 | 4.2013 | 4.4749 | 4.7153 | 4.5717 | 4.4838 | 4.5075 | 4.4839 | 4.4919 | 4.5685 | 4.7531 | 4.9312 | 5.1698 | 5.1391 | 5.3104 | 5.0775 | 4.7567 | 4.3245 | 4.0585
2025-07-11 | 3.9335 | 3.8682 | 3.8008 | 3.7718 | 3.8641 | 3.9667 | 3.9829 | 4.1203 | 4.79 | 4.6264 | 4.4375 | 4.5539 | 4.66 | 4.5453 | 4.546 | 4.7332 | 4.8983 | 5.264 | 5.2737 | 5.1581 | 4.9599 | 4.6957 | 4.3033 | 4.0652
2025-07-12 | 3.9401 | 3.7903 | 3.769 | 3.7932 | 3.7892 | 3.8808 | 3.9069 | 4.0772 | 4.5478 | 4.5378 | 4.3262 | 4.3757 | 4.3423 | 4.348 | 4.5221 | 4.5419 | 4.6829 | 5.092 | 5.0476 | 5.0183 | 4.9361 | 4.4984 | 4.1896 | 3.8715
2025-07-13 | 3.7768 | 3.6787 | 3.619 | 3.5958 | 3.559 | 3.6182 | 3.7199 | 3.8889 | 4.2897 | 4.2327 | 4.1566 | 4.28 | 4.1694 | 4.2475 | 4.3557 | 4.5894 | 4.6074 | 5.0924 | 5.1176 | 5.0613 | 4.9716 | 4.6446 | 4.3192 | 3.9431
2025-07-14 | 3.831 | 3.7664 | 3.7926 | 3.7311 | 3.7539 | 3.9094 | 3.8916 | 4.1936 | 4.6547 | 4.5342 | 4.5856 | 4.6875 | 4.8638 | 4.8196 | 4.9449 | 4.9991 | 5.1546 | 5.4828 | 5.5504 | 5.5952 | 5.3763 | 4.9911 | 4.4212 | 4.0923
2025-07-15 | 3.9367 | 3.7914 | 3.7628 | 3.7733 | 3.7776 | 3.9889 | 4.0158 | 4.1382 | 4.5411 | 4.438 | 4.4022 | 4.4065 | 4.4973 | 4.4954 | 4.6133 | 4.6999 | 4.9126 | 5.2684 | 5.2842 | 5.3863 | 5.1261 | 4.7919 | 4.3733 | 4.0634
2025-07-16 | 3.9225 | 3.8156 | 3.7847 | 3.7705 | 3.8318 | 4.1927 | 4.2417 | 4.2486 | 4.9155 | 4.8665 | 4.8103 | 4.8282 | 4.8187 | 4.7105 | 5.1006 | 5.1217 | 5.2783 | 5.453 | 5.6421 | 5.7233 | 5.5515 | 4.9964 | 4.5425 | 4.0825
2025-07-17 | 3.9237 | 3.9104 | 3.8314 | 3.7699 | 3.8483 | 4.0334 | 4.1119 | 4.2432 | 4.5337 | 4.5355 | 4.3196 | 4.4238 | 4.3879 | 4.4009 | 4.4751 | 4.6393 | 4.9414 | 5.1919 | 5.1946 | 5.2699 | 5.1207 | 4.8241 | 4.3492 | 4.0381
2025-07-18 | 3.9905 | 3.9083 | 3.9455 | 3.8892 | 4.0806 | 4.3416 | 4.5576 | 4.6293 | 5.0016 | 4.9754 | 5.0885 | 5.0385 | 5.1187 | 5.0742 | 5.2432 | 5.2381 | 5.2126 | 5.6571 | 5.4686 | 5.42 | 5.1167 | 4.7969 | 4.2033 | 4.0311
2025-07-19 | 3.9102 | 3.8247 | 3.8092 | 3.8233 | 3.8498 | 3.9218 | 4.0219 | 4.0916 | 4.2734 | 4.3243 | 4.3749 | 4.4415 | 4.3922 | 4.3604 | 4.3493 | 4.5873 | 4.6077 | 4.9255 | 4.9417 | 5.0098 | 4.8784 | 4.6251 | 4.2339 | 4.0533
2025-07-20 | 3.8492 | 3.8007 | 3.7324 | 3.7177 | 3.7478 | 3.923 | 3.9518 | 4.3354 | 4.7218 | 4.8349 | 4.6668 | 4.6407 | 4.6335 | 4.6082 | 4.4861 | 4.5861 | 4.7616 | 5.1667 | 5.2122 | 5.3321 | 5.3861 | 4.9532 | 4.5263 | 4.1224
2025-07-21 | 3.9927 | 3.9042 | 3.8778 | 3.8027 | 3.7691 | 4.06 | 4.142 | 4.3621 | 4.6534 | 4.5572 | 4.4524 | 4.7442 | 4.707 | 4.557 | 4.5267 | 4.81 | 4.9283 | 5.1975 | 5.1983 | 5.186 | 5.0883 | 4.7485 | 4.3433 | 4.075
2025-07-22 | 3.9226 | 3.8691 | 3.8975 | 3.8348 | 3.9382 | 4.1742 | 4.3429 | 4.3867 | 4.6855 | 4.4142 | 4.4815 | 4.4864 | 4.4764 | 4.6552 | 4.8248 | 5.1926 | 5.1751 | 5.538 | 5.5448 | 5.6348 | 5.4685 | 5.1176 | 4.583 | 4.1494
2025-07-23 | 3.923 | 3.8466 | 3.7961 | 3.7712 | 3.8688 | 4.0362 | 4.2305 | 4.3775 | 4.7498 | 4.7535 | 4.6728 | 4.7967 | 4.6883 | 4.7716 | 4.8761 | 4.9848 | 5.2963 | 5.4024 | 5.5209 | 5.5914 | 5.5858 | 4.9939 | 4.3754 | 4.0151
2025-07-24 | 3.8343 | 3.8123 | 3.7361 | 3.7524 | 3.8327 | 4.0435 | 4.2144 | 4.3139 | 4.4844 | 4.6904 | 4.8587 | 4.9617 | 4.952 | 4.8919 | 4.8908 | 5.2296 | 5.2688 | 5.5183 | 5.6194 | 5.5751 | 5.3586 | 4.9733 | 4.5186 | 4.0978
2025-07-25 | 3.9194 | 3.8482 | 3.789 | 3.8774 | 3.9447 | 4.0817 | 4.2702 | 4.4122 | 4.7254 | 4.5763 | 4.5615 | 4.678 | 4.6173 | 4.6439 | 4.7018 | 4.9735 | 4.9999 | 5.172 | 5.2391 | 5.2678 | 5.1057 | 4.7063 | 4.3707 | 4.0102
2025-07-26 | 3.977 | 3.8064 | 3.7779 | 3.7477 | 3.7666 | 4.0342 | 4.1881 | 4.3167 | 4.5613 | 4.7028 | 4.6471 | 4.8873 | 4.7799 | 4.6366 | 4.6275 | 4.7866 | 4.8961 | 4.9868 | 5.0324 | 5.1563 | 4.9429 | 4.6293 | 4.3141 | 3.9968
2025-07-27 | 3.8634 | 3.745 | 3.6961 | 3.7663 | 3.7718 | 3.8469 | 4.0123 | 4.2967 | 4.5113 | 4.4493 | 4.4762 | 4.5376 | 4.8062 | 4.5742 | 4.5272 | 4.6063 | 4.7496 | 5.011 | 5.028 | 5.3011 | 5.0543 | 4.6617 | 4.407 | 4.0256
2025-07-28 | 3.8725 | 3.8019 | 3.7511 | 3.7978 | 3.8128 | 4.0006 | 4.2477 | 4.402 | 4.6556 | 4.5901 | 4.7489 | 4.6522 | 4.8309 | 4.736 | 4.8245 | 5.0491 | 5.2837 | 5.5058 | 5.6924 | 5.8977 | 5.7389 | 5.428 | 4.7469 | 4.3295
2025-07-29 | 4.0671 | 3.4874 | 3.472 | 3.746 | 3.9217 | 4.0571 | 4.1864 | 4.58 | 5.138 | 5.0235 | 4.6755 | 4.5888 | 4.618 | 4.5842 | 4.6747 | 4.9411 | 5.0978 | 5.3576 | 5.4578 | 5.472 | 5.2356 | 4.8347 | 4.387 | 4.0131
2025-07-30 | 3.8531 | 3.7558 | 3.8135 | 3.7446 | 3.8543 | 4.1796 | 4.3103 | 4.4726 | 4.6341 | 4.5098 | 4.4698 | 4.6088 | 4.5345 | 4.7284 | 4.9575 | 5.1901 | 5.3199 | 5.5343 | 5.6615 | 5.6852 | 5.5245 | 5.2722 | 4.7904 | 4.3256
2025-07-31 | 4.2689 | 4.0539 | 3.9873 | 3.9581 | 3.923 | 4.0314 | 4.2798 | 4.5031 | 4.6273 | 4.6746 | 4.504 | 4.5826 | 4.6191 | 4.5727 | 4.7399 | 4.9079 | 4.9166 | 5.2462 | 5.2601 | 5.3164 | 5.1887 | 4.9563 | 4.46 | 4.1448
2025-08-01 | 4.1321 | 4.1012 | 4.0598 | 4.1838 | 4.1978 | 4.4188 | 4.6311 | 4.6979 | 4.837 | 4.8008 | 4.7118 | 4.6915 | 4.8907 | 4.7685 | 4.926 | 4.9116 | 5.0037 | 5.1327 | 5.245 | 5.2586 | 5.0681 | 4.8503 | 4.583 | 4.2865
2025-08-02 | 4.09 | 3.969 | 3.9547 | 3.9817 | 4.0537 | 4.2446 | 4.3631 | 4.541 | 4.7358 | 4.5577 | 4.5399 | 4.6694 | 4.5809 | 4.5553 | 4.7678 | 5.0794 | 5.1388 | 5.2521 | 5.389 | 5.4635 | 5.3161 | 5.0621 | 4.7041 | 4.3095
2025-08-03 | 4.1271 | 4.0476 | 3.9817 | 4.0029 | 3.9948 | 4.1239 | 4.2498 | 4.3624 | 4.5844 | 4.5689 | 4.7794 | 4.7966 | 4.8964 | 4.8615 | 4.8635 | 5.3739 | 5.2821 | 5.5373 | 5.623 | 5.659 | 5.5548 | 5.153 | 4.8299 | 4.3839
2025-08-04 | 4.1822 | 4.0773 | 3.9308 | 3.9664 | 3.9961 | 4.1117 | 4.5006 | 4.5922 | 4.9183 | 4.8495 | 4.6396 | 4.7382 | 4.6956 | 4.5745 | 4.8781 | 5.2153 | 5.285 | 5.4541 | 5.5129 | 5.5068 | 5.2752 | 4.8436 | 4.5078 | 4.2244
2025-08-05 | 4.2036 | 4.1441 | 4.2102 | 4.1964 | 4.2989 | 4.5288 | 4.8448 | 4.9464 | 5.1203 | 5.0137 | 5.1812 | 5.3232 | 5.2346 | 5.4574 | 5.5151 | 5.748 | 5.8024 | 6.0151 | 6.0689 | 6.0783 | 5.8874 | 5.5157 | 4.9403 | 4.576
2025-08-06 | 4.2415 | 4.1862 | 4.0885 | 4.1384 | 4.214 | 4.3468 | 4.5732 | 4.6326 | 4.7997 | 4.8691 | 4.8625 | 4.888 | 4.9469 | 4.9094 | 5.0039 | 5.2693 | 5.2997 | 5.4632 | 5.5561 | 5.7047 | 5.6105 | 5.1474 | 4.7491 | 4.4381
2025-08-07 | 4.3465 | 4.3278 | 4.3057 | 4.2306 | 4.1831 | 4.3283 | 4.5752 | 4.5621 | 4.6709 | 4.6806 | 4.6748 | 4.7082 | 4.6963 | 4.6544 | 4.8977 | 5.0183 | 5.2725 | 5.3453 | 5.4063 | 5.4553 | 5.1747 | 4.9498 | 4.4679 | 4.2614
2025-08-08 | 4.2233 | 4.0996 | 4.0536 | 4.0492 | 4.0547 | 4.3189 | 4.3153 | 4.55 | 5.1171 | 5.1321 | 4.8942 | 4.9424 | 4.9951 | 4.9551 | 5.0183 | 5.0717 | 5.1219 | 5.3369 | 5.323 | 5.3835 | 5.1419 | 4.8604 | 4.4604 | 4.1874
2025-08-09 | 4.1218 | 3.9699 | 3.9511 | 3.8976 | 3.9728 | 4.0454 | 4.1519 | 4.4234 | 4.6504 | 4.7448 | 4.733 | 4.7556 | 4.7483 | 4.7224 | 4.8015 | 5.0107 | 5.0686 | 5.176 | 5.2809 | 5.4346 | 5.2101 | 4.9416 | 4.6361 | 4.3639
2025-08-10 | 4.225 | 4.1632 | 4.0555 | 4.156 | 4.1289 | 4.3471 | 4.4608 | 4.5618 | 4.7701 | 4.6596 | 4.7964 | 4.8291 | 4.9083 | 5.0533 | 4.9583 | 5.1577 | 5.1101 | 5.2926 | 5.2761 | 5.3743 | 5.1278 | 4.8882 | 4.4439 | 4.2075
2025-08-11 | 4.1068 | 3.9924 | 4.0266 | 4.0417 | 4.0748 | 4.3246 | 4.5841 | 4.7278 | 4.9546 | 4.8035 | 4.7373 | 4.691 | 4.7511 | 4.741 | 4.7045 | 4.9119 | 5.068 | 5.2496 | 5.5185 | 5.5846 | 5.3984 | 5.0982 | 4.6768 | 4.3366
2025-08-12 | 4.1675 | 4.1362 | 4.1176 | 4.0799 | 4.135 | 4.2794 | 4.4018 | 4.4717 | 5.0619 | 5.01 | 5.0554 | 5.1499 | 5.074 | 4.9826 | 5.0944 | 5.0813 | 5.19 | 5.4569 | 5.5579 | 5.6061 | 5.4416 | 4.9516 | 4.5041 | 4.2135
2025-08-13 | 4.0802 | 3.9722 | 3.9443 | 3.9313 | 3.8828 | 4.2523 | 4.3839 | 4.5077 | 5.0689 | 4.9548 | 4.7804 | 4.8995 | 4.9379 | 4.9061 | 5.0561 | 5.3183 | 5.2689 | 5.471 | 5.454 | 5.4239 | 5.2803 | 5.0634 | 4.5568 | 4.2407
2025-08-14 | 4.1299 | 4.0541 | 4.1007 | 4.0635 | 4.1666 | 4.4237 | 4.335 | 4.6853 | 5.0853 | 5.1732 | 5.1015 | 5.0143 | 5.0664 | 5.0762 | 5.1782 | 5.2594 | 5.3358 | 5.5062 | 5.4043 | 5.5058 | 5.2994 | 5.0911 | 4.643 | 4.3148
2025-08-15 | 4.1759 | 4.0778 | 4.0959 | 3.9426 | 3.9382 | 4.1868 | 4.4594 | 4.601 | 4.8436 | 4.8738 | 4.9571 | 4.8637 | 4.9476 | 4.8752 | 5.0616 | 5.0602 | 5.24 | 5.4435 | 5.6139 | 5.5722 | 5.2429 | 4.9751 | 4.6466 | 4.2586
2025-08-16 | 4.1561 | 4.0524 | 4.0493 | 3.9804 | 4.1136 | 4.2668 | 4.4708 | 4.6793 | 4.9367 | 4.9877 | 4.8465 | 4.9579 | 4.7855 | 4.8184 | 4.8269 | 5.0241 | 5.0287 | 5.4394 | 5.5041 | 5.4029 | 5.1408 | 4.9367 | 4.5494 | 4.2796
2025-08-17 | 4.0295 | 3.9133 | 3.8678 | 3.7509 | 3.8702 | 4.0292 | 4.06 | 4.0465 | 4.6855 | 4.5857 | 4.5423 | 4.5445 | 4.6216 | 4.6233 | 4.6417 | 5.0075 | 4.9908 | 5.3195 | 5.4423 | 5.4476 | 5.2479 | 4.8498 | 4.5203 | 4.1627
2025-08-18 | 4.0818 | 3.9957 | 3.9282 | 3.8799 | 3.9753 | 4.2151 | 4.4067 | 4.3896 | 4.9397 | 5.0518 | 4.8409 | 4.8031 | 4.8209 | 4.9611 | 4.9661 | 5.0244 | 5.22 | 5.4753 | 5.5321 | 5.5541 | 5.2115 | 4.8687 | 4.545 | 4.1985
2025-08-19 | 4.0389 | 3.9276 | 3.9109 | 3.8762 | 3.9253 | 4.14 | 4.5073 | 4.636 | 4.8856 | 4.7529 | 4.693 | 4.8256 | 4.6516 | 4.6861 | 4.8451 | 4.9444 | 5.1395 | 5.2916 | 5.5061 | 5.5573 | 5.3384 | 5.0372 | 4.6607 | 4.3447
2025-08-20 | 4.1553 | 4.076 | 3.9906 | 3.9437 | 4.0099 | 4.3462 | 4.6356 | 4.7378 | 4.9081 | 4.8716 | 4.7497 | 4.817 | 4.8526 | 4.7023 | 4.9575 | 5.3947 | 5.5144 | 5.6119 | 5.6851 | 5.703 | 5.35 | 5.0796 | 4.5847 | 4.3956
2025-08-21 | 4.2843 | 4.1568 | 4.178 | 4.0555 | 4.0689 | 4.3963 | 4.7791 | 4.6499 | 4.9138 | 4.851 | 4.8819 | 5.0252 | 5.0188 | 4.8135 | 4.8157 | 4.9875 | 5.1086 | 5.2887 | 5.4901 | 5.521 | 5.3022 | 4.9813 | 4.6516 | 4.2927
2025-08-22 | 4.1604 | 4.0698 | 4.0651 | 3.9716 | 3.9877 | 4.2537 | 4.5999 | 4.7404 | 4.9828 | 5.0945 | 5.008 | 4.9475 | 4.9477 | 4.9228 | 5.1745 | 5.3668 | 5.4134 | 5.6504 | 5.6352 | 5.5768 | 5.3638 | 4.9944 | 4.6643 | 4.3301
2025-08-23 | 4.19 | 4.1091 | 4.0291 | 3.9974 | 3.9612 | 4.0826 | 4.2787 | 4.5764 | 4.8513 | 4.8679 | 4.7775 | 4.8582 | 4.808 | 4.7859 | 4.9442 | 5.1824 | 5.2816 | 5.4051 | 5.2926 | 5.3424 | 5.1604 | 4.9601 | 4.6344 | 4.251
2025-08-24 | 4.0908 | 3.9552 | 3.9794 | 3.8943 | 3.931 | 4.1936 | 4.3572 | 4.6155 | 4.9878 | 4.9596 | 4.9129 | 4.95 | 4.8416 | 4.9884 | 5.0009 | 5.0454 | 5.0938 | 5.4194 | 5.4951 | 5.6286 | 5.4558 | 5.1367 | 4.7593 | 4.4211
2025-08-25 | 4.252 | 4.0877 | 4.0664 | 3.9742 | 4.0575 | 4.3012 | 4.7665 | 4.9775 | 5.1899 | 4.9971 | 4.8412 | 4.8818 | 4.7738 | 4.819 | 4.8215 | 5.0569 | 5.0504 | 5.3103 | 5.4553 | 5.5613 | 5.1911 | 4.9372 | 4.4917 | 4.2139
2025-08-26 | 4.044 | 3.9691 | 3.9553 | 3.9343 | 4.1283 | 4.4095 | 4.7685 | 4.7637 | 4.9725 | 4.987 | 5.1627 | 5.0102 | 5.0828 | 5.014 | 5.1359 | 5.3062 | 5.5001 | 5.7006 | 5.7104 | 5.8182 | 5.4781 | 5.1484 | 4.7196 | 4.4114
2025-08-27 | 4.2321 | 4.1766 | 4.1438 | 4.1241 | 4.0705 | 4.3913 | 4.5844 | 4.7363 | 5.0446 | 4.8636 | 4.7461 | 4.789 | 4.9277 | 4.8099 | 4.8319 | 5.0133 | 5.1191 | 5.3822 | 5.4352 | 5.4547 | 5.0873 | 4.7713 | 4.4623 | 4.1571
2025-08-28 | 4.1723 | 4.1371 | 4.1361 | 4.0975 | 4.1599 | 4.2463 | 4.49 | 4.4351 | 4.5767 | 5.1318 | 5.1681 | 5.1032 | 4.9684 | 4.9306 | 4.9683 | 5.2827 | 5.3975 | 5.398 | 5.3506 | 5.4489 | 5.327 | 5.0619 | 4.6124 | 4.3019
2025-08-29 | 4.154 | 4.0895 | 4.04 | 4.0226 | 4.1397 | 4.3614 | 4.4518 | 4.5274 | 4.6557 | 4.7187 | 4.7001 | 4.6324 | 4.5877 | 4.8826 | 5.1783 | 5.1049 | 5.1803 | 5.4507 | 5.4068 | 5.2965 | 5.2041 | 5.0288 | 4.5912 | 4.2261
2025-08-30 | 4.1017 | 4.0003 | 4.0222 | 4.0146 | 4.0759 | 4.2624 | 4.3118 | 4.4668 | 4.7607 | 4.7295 | 4.6104 | 4.7647 | 4.8617 | 4.6494 | 4.7064 | 4.8561 | 4.9055 | 5.4747 | 5.4014 | 5.3195 | 5.1741 | 4.8065 | 4.4553 | 4.2289
2025-08-31 | 4.0927 | 4.0092 | 4.0828 | 4.028 | 4.1145 | 4.3198 | 4.5357 | 4.649 | 4.9381 | 4.9618 | 4.8431 | 4.8828 | 4.8279 | 4.8705 | 4.9582 | 4.868 | 5.0628 | 5.3203 | 5.4361 | 5.3662 | 4.9705 | 4.7732 | 4.4288 | 4.1823
2025-09-01 | 4.033 | 3.9605 | 3.9372 | 4.0055 | 4.0608 | 4.2658 | 4.4365 | 4.6028 | 4.8011 | 4.7119 | 4.7917 | 4.7597 | 4.7046 | 4.7818 | 4.9772 | 5.1693 | 5.2567 | 5.4638 | 5.4019 | 5.4108 | 5.1207 | 4.8918 | 4.4827 | 4.2433
2025-09-02 | 4.0169 | 3.9418 | 3.9362 | 3.8 | 3.8252 | 4.0267 | 4.0864 | 4.2433 | 4.416 | 4.6611 | 4.8662 | 4.7597 | 4.7944 | 4.7141 | 4.9212 | 4.8935 | 5.09 | 5.4489 | 5.5617 | 5.6578 | 5.2 | 4.9021 | 4.4644 | 4.2844
2025-09-03 | 4.1334 | 4.015 | 3.9772 | 3.9482 | 4.0214 | 4.3294 | 4.6562 | 4.811 | 4.9707 | 5.048 | 5.0014 | 5.2536 | 5.2964 | 5.1306 | 5.3614 | 5.2111 | 5.3707 | 5.6003 | 5.6984 | 5.4398 | 4.9983 | 4.9524 | 4.5889 | 4.2775
2025-09-04 | 4.0989 | 4.0619 | 4.0081 | 4.0083 | 4.0039 | 4.2923 | 4.5815 | 4.8143 | 5.0118 | 4.9416 | 4.797 | 4.8934 | 4.9165 | 4.8563 | 4.8905 | 5.1439 | 5.2681 | 5.5358 | 5.4996 | 5.7315 | 5.5458 | 5.2013 | 4.6626 | 4.2855
2025-09-05 | 4.1574 | 4.012 | 4.0742 | 3.9947 | 4.0475 | 4.2934 | 4.7178 | 4.7587 | 5.0837 | 5.1078 | 5.0095 | 4.9787 | 5.2867 | 5.1677 | 5.1702 | 5.1214 | 5.291 | 5.52 | 5.4681 | 5.3146 | 5.0863 | 4.7333 | 4.4341 | 4.1324
2025-09-06 | 4.0704 | 3.9599 | 3.9474 | 3.9194 | 3.9665 | 4.1473 | 4.3028 | 4.4649 | 4.6443 | 4.6741 | 4.8179 | 4.7801 | 4.6056 | 4.6139 | 4.7523 | 4.7094 | 4.815 | 5.069 | 5.1549 | 5.1322 | 4.9643 | 4.6212 | 4.4345 | 4.1315
2025-09-07 | 4.0278 | 3.9491 | 3.926 | 3.8694 | 3.9381 | 4.0871 | 4.2647 | 4.4884 | 4.6229 | 4.6676 | 4.651 | 4.7895 | 4.8707 | 4.9466 | 4.8686 | 5.1617 | 5.1184 | 5.1088 | 5.2241 | 5.2741 | 4.9784 | 4.7141 | 4.2974 | 4.0494
2025-09-08 | 3.9423 | 3.8938 | 3.7774 | 3.7685 | 3.862 | 4.1359 | 4.4051 | 4.3554 | 4.6518 | 4.6901 | 4.4743 | 4.77 | 4.7329 | 4.8497 | 4.9353 | 5.1189 | 5.3083 | 5.4994 | 5.6535 | 5.8113 | 5.5816 | 5.2553 | 4.7473 | 4.4295
2025-09-09 | 4.3011 | 4.1946 | 4.1935 | 3.9995 | 3.947 | 4.2021 | 4.4401 | 4.6407 | 4.6842 | 4.7231 | 4.6862 | 4.6624 | 4.5848 | 4.6735 | 4.6868 | 4.7824 | 4.9304 | 5.2331 | 5.4148 | 5.3619 | 4.9342 | 4.7271 | 4.3576 | 4.2274
2025-09-10 | 4.2029 | 4.083 | 4.0505 | 4.0246 | 4.1337 | 4.4091 | 4.8104 | 4.9236 | 5.1456 | 5.231 | 5.0001 | 5.2929 | 5.2082 | 5.1379 | 5.2149 | 5.3631 | 5.5362 | 5.6461 | 5.7459 | 5.6707 | 5.1594 | 4.9044 | 4.4555 | 4.155
2025-09-11 | 3.9808 | 3.9823 | 3.925 | 3.9573 | 4.0289 | 4.4104 | 4.71 | 4.9729 | 5.1079 | 4.9822 | 4.9468 | 5.0982 | 5.0839 | 5.1189 | 5.0887 | 5.356 | 5.4567 | 5.7396 | 5.8024 | 5.8791 | 5.6824 | 5.3871 | 4.8219 | 4.5434
2025-09-12 | 4.3144 | 4.1235 | 4.1096 | 4.0503 | 4.0769 | 4.3632 | 4.6363 | 4.7787 | 4.9153 | 4.9326 | 4.9995 | 5.0658 | 5.051 | 5.1221 | 5.1783 | 5.2202 | 5.1907 | 5.5943 | 5.6163 | 5.4562 | 5.2435 | 5.0276 | 4.6757 | 4.3989
2025-09-13 | 4.1665 | 4.0811 | 4.0974 | 3.9551 | 4.0108 | 4.2917 | 4.4976 | 4.7758 | 5.0683 | 5.0054 | 5.1367 | 5.0864 | 5.2834 | 5.2018 | 5.0128 | 5.2815 | 5.2788 | 5.4119 | 5.4002 | 5.1541 | 4.9432 | 4.6858 | 4.4869 | 4.3086
2025-09-14 | 4.1598 | 4.0738 | 4.0428 | 4.0152 | 4.0365 | 4.239 | 4.2159 | 4.4687 | 4.7922 | 4.7998 | 4.8338 | 4.9102 | 4.8893 | 5.0608 | 5.1046 | 5.2877 | 5.4448 | 5.7221 | 6.0182 | 5.7672 | 5.4735 | 5.2363 | 4.7024 | 4.4301
2025-09-15 | 4.1979 | 4.0959 | 4.0398 | 4.0225 | 4.1445 | 4.414 | 4.7247 | 5.0333 | 5.3138 | 5.0223 | 4.9936 | 4.957 | 4.9042 | 4.9479 | 5.1751 | 5.2163 | 5.2842 | 5.6038 | 5.783 | 5.773 | 5.4407 | 5.1262 | 4.6885 | 4.3177
2025-09-16 | 4.1938 | 4.0428 | 4.0519 | 3.992 | 4.0901 | 4.4208 | 4.4158 | 4.8383 | 5.1259 | 4.98 | 5.1746 | 5.2189 | 5.1723 | 5.0981 | 4.9633 | 5.1862 | 5.2564 | 5.6616 | 5.6882 | 5.6245 | 5.1356 | 4.8182 | 4.6171 | 4.2646
2025-09-17 | 4.0966 | 3.8705 | 3.9038 | 4.0398 | 4.0768 | 4.3217 | 4.5474 | 4.7194 | 4.8377 | 4.7997 | 4.9931 | 4.8659 | 4.951 | 4.9883 | 5.0615 | 5.1837 | 5.2088 | 5.47 | 5.7015 | 5.6734 | 5.3236 | 5.041 | 4.6242 | 4.2807
2025-09-18 | 4.0916 | 3.9811 | 3.9656 | 3.981 | 4.0694 | 4.4427 | 4.643 | 4.8392 | 5.3549 | 5.1649 | 4.992 | 5.0777 | 5.0452 | 5.1106 | 5.118 | 5.2253 | 5.3358 | 5.469 | 5.5573 | 5.6183 | 5.2695 | 4.9725 | 4.5626 | 4.2333
2025-09-19 | 4.0922 | 4.0584 | 3.9852 | 4.0091 | 4.1104 | 4.3169 | 4.4241 | 4.489 | 4.8056 | 4.7595 | 4.7965 | 4.7444 | 4.7631 | 4.7639 | 4.8491 | 4.9755 | 4.8717 | 5.1584 | 5.2422 | 5.2841 | 4.954 | 4.8058 | 4.4771 | 4.1921
2025-09-20 | 4.0232 | 3.9511 | 3.9796 | 3.9657 | 4.0997 | 4.2158 | 4.4024 | 4.549 | 4.7 | 4.6561 | 4.5983 | 4.7001 | 4.5868 | 4.5359 | 4.6775 | 4.7248 | 4.7886 | 5.1414 | 5.3452 | 5.3761 | 5.107 | 4.9335 | 4.6051 | 4.3392
2025-09-21 | 4.1554 | 4.0781 | 4.0386 | 4.0028 | 3.9256 | 4.254 | 4.3294 | 4.5 | 4.6985 | 4.6839 | 4.683 | 4.7012 | 4.792 | 4.8006 | 4.8275 | 4.872 | 5.122 | 5.5383 | 5.7211 | 5.6661 | 5.429 | 5.1692 | 4.7665 | 4.3737
2025-09-22 | 4.2067 | 4.0868 | 4.1696 | 4.2217 | 4.2571 | 4.4901 | 4.8039 | 5.0959 | 5.2195 | 5.1254 | 5.2139 | 5.501 | 5.5328 | 5.6159 | 5.5677 | 5.4611 | 5.4527 | 5.7558 | 5.896 | 5.9007 | 5.3542 | 5.0429 | 4.4854 | 4.2019
2025-09-23 | 4.1093 | 4.0119 | 4.0385 | 4.0249 | 4.1187 | 4.4118 | 4.5932 | 4.8052 | 4.8455 | 4.8945 | 4.8971 | 4.906 | 4.9334 | 4.9293 | 4.9507 | 5.1333 | 5.2305 | 5.5559 | 5.7566 | 5.7475 | 5.4955 | 5.2194 | 4.7875 | 4.4961
2025-09-24 | 4.2163 | 4.1213 | 4.1445 | 4.0972 | 4.1749 | 4.5194 | 4.7641 | 4.8033 | 5.1354 | 4.9465 | 4.9937 | 4.945 | 5.0082 | 4.9146 | 4.9616 | 5.0476 | 5.1342 | 5.3219 | 5.5374 | 5.4674 | 5.161 | 4.8941 | 4.6319 | 4.3078
2025-09-25 | 4.244 | 4.1024 | 4.0642 | 4.1224 | 4.1479 | 4.4366 | 4.724 | 4.7715 | 4.9355 | 4.7998 | 4.9677 | 5.1296 | 5.3614 | 5.506 | 5.5326 | 5.7672 | 5.9503 | 6.1238 | 6.173 | 6.1444 | 5.8333 | 5.2472 | 4.8444 | 4.5776
2025-09-26 | 4.242 | 4.15 | 4.0819 | 4.0687 | 4.2136 | 4.43 | 4.725 | 4.7813 | 4.9501 | 5.0666 | 5.1833 | 5.5203 | 5.3199 | 5.4097 | 5.4867 | 5.6554 | 5.7331 | 5.8098 | 5.9207 | 5.7968 | 5.5881 | 5.3877 | 4.9022 | 4.5714
2025-09-27 | 4.45 | 4.4109 | 4.2189 | 4.2067 | 4.263 | 4.3487 | 4.4611 | 4.7396 | 4.8968 | 5.0265 | 4.8297 | 4.7921 | 5.1257 | 5.2211 | 5.3457 | 5.2596 | 5.2824 | 5.326 | 5.3108 | 5.0236 | 4.9092 | 4.7665 | 4.5234 | 4.1452
2025-09-28 | 3.9958 | 4.0202 | 3.9255 | 4.0247 | 4.1086 | 4.2817 | 4.5693 | 4.7066 | 4.8532 | 5.0437 | 4.9512 | 5.0383 | 4.9674 | 4.816 | 4.8634 | 5.0208 | 5.0956 | 5.3439 | 5.4827 | 5.485 | 5.2609 | 4.9824 | 4.5772 | 4.3608
2025-09-29 | 4.1934 | 4.0534 | 4.0681 | 4.0582 | 4.0373 | 4.2473 | 4.4154 | 4.6413 | 4.6716 | 4.7318 | 4.8004 | 5.1249 | 5.1937 | 5.1626 | 5.0043 | 5.149 | 5.2483 | 5.5405 | 5.7754 | 5.5337 | 5.2126 | 4.8608 | 4.4277 | 4.198
2025-09-30 | 4.1212 | 4.0757 | 4.1355 | 4.0937 | 4.1433 | 4.4417 | 4.5729 | 4.7133 | 4.8624 | 4.8612 | 4.9123 | 5.1881 | 4.9901 | 4.9064 | 4.927 | 5.0787 | 5.2592 | 5.6455 | 5.7699 | 5.6859 | 5.2957 | 5.2095 | 4.8568 | 4.509
2025-10-01 | 4.3444 | 4.2478 | 4.275 | 4.2195 | 4.3195 | 4.5008 | 4.7168 | 4.8172 | 4.827 | 4.881 | 4.8761 | 5.019 | 4.9462 | 4.908 | 5.0219 | 5.2184 | 5.5222 | 5.5519 | 5.6801 | 5.5868 | 5.2937 | 5.0086 | 4.6456 | 4.3526
2025-10-02 | 4.275 | 4.2485 | 4.2099 | 4.1805 | 4.2634 | 4.5317 | 4.79 | 4.9725 | 5.0741 | 5.0713 | 5.1006 | 5.0129 | 4.8651 | 4.8001 | 5.0616 | 5.2425 | 5.4613 | 5.6769 | 5.913 | 5.8607 | 5.6718 | 5.4573 | 4.8407 | 4.501
2025-10-03 | 4.259 | 4.1842 | 4.0508 | 4.0263 | 4.053 | 4.3465 | 4.6151 | 4.7099 | 4.8051 | 4.8382 | 4.7774 | 4.8369 | 4.919 | 5.0194 | 4.9621 | 5.074 | 5.277 | 5.4901 | 5.4554 | 5.2924 | 5.0741 | 4.8361 | 4.4209 | 4.1743
2025-10-04 | 4.0662 | 4.0668 | 3.9901 | 3.9413 | 3.9802 | 4.2056 | 4.1585 | 4.4548 | 4.5601 | 4.7231 | 4.6462 | 4.8239 | 4.8728 | 4.8144 | 4.8652 | 4.989 | 5.1784 | 5.3249 | 5.4227 | 5.3725 | 5.0244 | 4.8968 | 4.5896 | 4.2701
2025-10-05 | 4.0693 | 3.9047 | 3.9352 | 3.957 | 3.9294 | 4.0757 | 4.1713 | 4.3761 | 4.527 | 4.5852 | 4.7066 | 4.8839 | 4.7799 | 4.8431 | 5.0104 | 5.1276 | 5.1663 | 5.2379 | 5.194 | 5.1942 | 4.8261 | 4.7142 | 4.3796 | 4.0567
2025-10-06 | 3.9085 | 3.9194 | 3.8788 | 3.8452 | 3.7704 | 4.0519 | 4.2554 | 4.3808 | 4.7657 | 4.9231 | 4.8643 | 5.0345 | 4.8945 | 4.7406 | 4.9354 | 4.9251 | 5.0133 | 5.2509 | 5.569 | 5.4441 | 5.2777 | 5.0535 | 4.6649 | 4.344
2025-10-07 | 4.1869 | 4.1193 | 4.039 | 3.9254 | 3.9651 | 4.2194 | 4.333 | 4.5351 | 4.6871 | 4.6855 | 4.8982 | 4.9658 | 5.0054 | 5.0595 | 5.0861 | 5.0303 | 5.363 | 5.5973 | 5.6231 | 5.3996 | 5.0554 | 4.7941 | 4.5537 | 4.2196
2025-10-08 | 4.0327 | 3.9481 | 3.9423 | 3.9579 | 4.0262 | 4.2176 | 4.3121 | 4.8706 | 5.013 | 5.0186 | 5.0839 | 5.0879 | 5.1548 | 5.1714 | 5.1325 | 5.198 | 5.3829 | 5.6316 | 5.8065 | 5.7023 | 5.3534 | 5.0104 | 4.695 | 4.3387
2025-10-09 | 4.3247 | 4.2798 | 4.3431 | 4.289 | 4.3586 | 4.7199 | 4.922 | 5.2453 | 5.4168 | 5.3704 | 5.5655 | 5.335 | 5.1242 | 5.0224 | 5.7819 | 5.8893 | 6.0113 | 6.1814 | 6.1564 | 6.1725 | 5.955 | 5.7153 | 5.1139 | 4.6541
2025-10-10 | 4.3708 | 4.2475 | 4.1884 | 4.198 | 4.2595 | 4.4501 | 4.585 | 4.7438 | 4.9527 | 4.9218 | 4.9909 | 5.2678 | 5.0423 | 5.4216 | 5.5676 | 5.5602 | 5.7129 | 5.8886 | 5.7381 | 5.5448 | 5.2462 | 4.9429 | 4.6296 | 4.2474
2025-10-11 | 4.1185 | 3.9587 | 3.9735 | 3.964 | 4.0133 | 4.2012 | 4.3373 | 4.6405 | 4.8625 | 4.893 | 4.9557 | 5.1323 | 4.8355 | 4.7936 | 4.9779 | 5.2348 | 5.3428 | 5.4961 | 5.4716 | 5.3985 | 5.2406 | 5.0111 | 4.5972 | 4.2955
2025-10-12 | 4.1231 | 3.9766 | 3.9608 | 3.919 | 3.9441 | 4.1567 | 4.2167 | 4.4375 | 4.6211 | 4.7331 | 4.8196 | 4.9591 | 5.0955 | 5.1208 | 5.1858 | 5.3337 | 5.2188 | 5.4045 | 5.4127 | 5.3723 | 4.9996 | 4.7679 | 4.4491 | 4.1034
2025-10-13 | 3.9811 | 3.9117 | 3.857 | 3.9194 | 4.1108 | 4.3173 | 4.3771 | 4.5802 | 4.9479 | 5.0131 | 5.0456 | 4.9346 | 4.8572 | 4.7163 | 5.0721 | 5.0947 | 5.2278 | 5.4991 | 5.6236 | 5.4839 | 5.1506 | 4.9229 | 4.6856 | 4.2795
2025-10-14 | 4.133 | 4.0292 | 3.9858 | 4.0024 | 4.0761 | 4.3137 | 4.613 | 4.8343 | 4.9909 | 4.9762 | 4.9915 | 5.1075 | 5.0156 | 5.1214 | 5.1927 | 5.3011 | 5.1887 | 5.3409 | 5.5104 | 5.3432 | 5.0878 | 4.7502 | 4.4547 | 4.1603
2025-10-15 | 4.0543 | 3.8856 | 3.9146 | 3.9967 | 4.1362 | 4.4144 | 4.3448 | 4.6877 | 4.9789 | 4.9233 | 5.0014 | 5.0227 | 5.0892 | 4.9275 | 4.8925 | 5.0904 | 5.189 | 5.4489 | 5.6162 | 5.3075 | 5.0521 | 4.9206 | 4.5933 | 4.23
2025-10-16 | 4.1608 | 4.0618 | 4.0592 | 4.0308 | 4.0957 | 4.4161 | 4.3548 | 4.6492 | 5.132 | 5.2431 | 5.5218 | 5.2884 | 5.0753 | 5.0985 | 5.1562 | 5.2686 | 5.3056 | 5.6236 | 5.5168 | 5.3642 | 5.0931 | 4.8753 | 4.6651 | 4.2843
2025-10-17 | 4.1145 | 4.043 | 4.0236 | 3.9988 | 4.0385 | 4.2141 | 4.3525 | 4.5663 | 4.8757 | 4.9132 | 4.8272 | 5.1028 | 5.0999 | 5.1336 | 5.3554 | 5.3299 | 5.44 | 5.8947 | 5.9688 | 5.7391 | 5.4441 | 5.2183 | 4.7826 | 4.5068
2025-10-18 | 4.1473 | 4.0372 | 4.033 | 4.0531 | 4.1034 | 4.1993 | 4.4472 | 4.4961 | 4.6638 | 4.8366 | 4.8581 | 4.9477 | 4.9696 | 4.9331 | 5.0724 | 5.1513 | 5.1227 | 5.3853 | 5.3132 | 5.2265 | 5.1393 | 4.9034 | 4.7171 | 4.3839
2025-10-19 | 4.3609 | 4.1991 | 4.1131 | 4.1169 | 4.1823 | 4.3591 | 4.6656 | 4.973 | 5.0204 | 5.1252 | 5.046 | 5.177 | 5.2349 | 5.2498 | 5.3987 | 5.3804 | 5.6157 | 5.7764 | 5.9569 | 5.677 | 5.5182 | 5.2225 | 4.7891 | 4.3129
2025-10-20 | 4.2329 | 4.1377 | 4.0606 | 4.0184 | 4.0977 | 4.3645 | 4.69 | 4.9718 | 4.991 | 4.9407 | 5.0222 | 4.9639 | 5.0001 | 5.2172 | 5.2905 | 5.3109 | 5.457 | 5.5383 | 5.6462 | 5.3493 | 5.0556 | 4.7322 | 4.4616 | 4.2342
2025-10-21 | 4.1646 | 4.021 | 4.0152 | 3.9589 | 4.099 | 4.3577 | 4.6684 | 4.8718 | 4.9617 | 4.7668 | 4.9548 | 5.0608 | 5.0901 | 5.1222 | 5.2767 | 5.3886 | 5.4596 | 5.7161 | 5.9088 | 5.5534 | 5.2126 | 4.9361 | 4.5382 | 4.2802
2025-10-22 | 4.1445 | 4.0377 | 3.9501 | 3.9523 | 4.0626 | 4.2565 | 4.5814 | 4.5947 | 4.9778 | 4.8668 | 4.973 | 4.9435 | 5.0588 | 4.9779 | 5.2811 | 5.2702 | 5.3385 | 5.4457 | 5.7759 | 5.5422 | 5.1775 | 4.8773 | 4.4723 | 4.1884
2025-10-23 | 4.0651 | 3.9671 | 3.9152 | 3.9586 | 4.0847 | 4.3283 | 4.7063 | 4.8072 | 4.9758 | 5.0013 | 5.0568 | 5.1699 | 5.1392 | 5.1844 | 5.235 | 5.3695 | 5.3601 | 5.693 | 5.5683 | 5.3368 | 5.0875 | 4.7266 | 4.4063 | 4.1325
2025-10-24 | 3.992 | 4.0124 | 4.0186 | 3.9841 | 4.0795 | 4.245 | 4.535 | 4.7312 | 4.9893 | 4.9762 | 4.9772 | 5.0122 | 5.0801 | 5.0857 | 5.1349 | 5.2665 | 5.4613 | 5.626 | 5.729 | 5.6089 | 5.3816 | 5.1306 | 4.7679 | 4.4605
2025-10-25 | 4.3065 | 4.1386 | 4.0578 | 4.0244 | 4.1389 | 4.439 | 4.6718 | 4.9677 | 5.065 | 5.0189 | 4.9176 | 5.0584 | 5.0767 | 5.02 | 5.121 | 5.2034 | 5.38 | 5.5103 | 5.4593 | 5.2674 | 4.9615 | 4.7579 | 4.4761 | 4.1129
2025-10-26 | 4.0149 | 3.9235 | 3.9274 | 3.9077 | 3.89 | 4.136 | 4.1605 | 4.3933 | 4.5837 | 4.8603 | 4.7541 | 4.8264 | 4.757 | 4.6923 | 4.8218 | 4.991 | 5.1429 | 5.4275 | 5.502 | 5.4528 | 5.1754 | 4.8586 | 4.5093 | 4.1565
2025-10-27 | 4.0005 | 3.9008 | 3.9381 | 3.9024 | 3.9922 | 4.2562 | 4.521 | 4.7352 | 4.8656 | 4.9106 | 4.8106 | 4.9113 | 4.9679 | 4.9432 | 5.1061 | 5.306 | 5.4804 | 5.6616 | 5.8102 | 5.6894 | 5.3392 | 5.0792 | 4.6854 | 4.3175
2025-10-28 | 4.1563 | 3.9502 | 3.8845 | 3.8922 | 3.8973 | 4.1208 | 4.4861 | 4.6738 | 5.0633 | 4.9411 | 4.8945 | 4.8884 | 5.0287 | 4.9963 | 5.0541 | 5.2649 | 5.4442 | 5.6833 | 5.7787 | 5.5835 | 5.2483 | 4.9222 | 4.6395 | 4.2724
2025-10-29 | 4.1518 | 4.0331 | 3.935 | 3.912 | 3.8828 | 4.2044 | 4.4849 | 4.6979 | 4.9289 | 4.934 | 4.8748 | 4.8699 | 4.9456 | 5.0026 | 5.0433 | 5.0568 | 5.3255 | 5.6525 | 5.8234 | 5.6429 | 5.3929 | 5.1101 | 4.6572 | 4.2834
2025-10-30 | 4.1681 | 4.0475 | 3.9765 | 3.9932 | 4.0428 | 4.2331 | 4.4947 | 4.6063 | 4.7416 | 4.8809 | 4.9013 | 4.9125 | 4.842 | 4.846 | 4.9811 | 5.107 | 5.4053 | 5.6625 | 5.5325 | 5.2439 | 4.9862 | 4.8134 | 4.4747 | 4.222
2025-10-31 | 4.1037 | 4.0204 | 4.0006 | 4.031 | 4.0051 | 4.2832 | 4.4549 | 4.7428 | 4.8542 | 4.9871 | 4.8928 | 4.9625 | 4.9262 | 4.8574 | 5.0488 | 5.2344 | 5.3452 | 5.622 | 5.6475 | 5.4663 | 5.2122 | 4.9009 | 4.5893 | 4.3133
2025-11-01 | 4.0542 | 3.9876 | 3.9126 | 3.9637 | 3.9841 | 4.1337 | 4.2183 | 4.3791 | 4.6579 | 4.7819 | 4.7729 | 4.8318 | 4.7856 | 4.7654 | 4.9308 | 5.1838 | 5.2954 | 5.3988 | 5.4401 | 5.167 | 4.8897 | 4.5251 | 4.3794 | 4.0443
2025-11-02 | 3.9795 | 3.8676 | 3.8154 | 3.656 | 3.7272 | 3.9878 | 4.1815 | 4.4043 | 4.753 | 4.6784 | 4.7713 | 4.6236 | 4.6305 | 4.599 | 4.7845 | 4.9388 | 5.2576 | 5.4195 | 5.544 | 5.2672 | 5.0161 | 4.7813 | 4.4553 | 4.1341
2025-11-03 | 3.9359 | 3.688 | 3.6811 | 3.6706 | 3.9104 | 4.1142 | 4.4459 | 4.5454 | 4.7047 | 4.7202 | 4.6406 | 4.6661 | 4.8354 | 4.8648 | 4.8605 | 5.2584 | 5.4606 | 5.7323 | 5.815 | 5.6207 | 5.2374 | 4.9629 | 4.6178 | 4.2535
2025-11-04 | 4.0653 | 3.9045 | 3.8825 | 3.8523 | 4.0149 | 4.3111 | 4.6906 | 4.7387 | 4.8604 | 4.958 | 4.923 | 4.9152 | 4.9635 | 4.9365 | 5.0638 | 5.3566 | 5.4923 | 5.7804 | 5.812 | 5.5548 | 5.3404 | 5.0184 | 4.5827 | 4.4155
2025-11-05 | 4.2472 | 4.1637 | 4.0758 | 4.0517 | 4.0907 | 4.4479 | 4.7137 | 4.8571 | 5.0319 | 4.852 | 4.7909 | 4.8765 | 4.916 | 4.863 | 4.8555 | 5.0621 | 5.3882 | 5.6392 | 5.6945 | 5.5574 | 5.2853 | 4.9841 | 4.5542 | 4.2562
2025-11-06 | 4.131 | 4.035 | 4.0196 | 4.0726 | 4.0812 | 4.2384 | 4.6976 | 5.0586 | 5.0663 | 4.9184 | 5.0867 | 4.8583 | 4.9819 | 4.8224 | 4.893 | 4.6928 | 4.4972 | 4.8161 | 5.2971 | 5.3608 | 5.0703 | 4.8237 | 4.5697 | 4.3362
2025-11-07 | 3.9016 | 3.6219 | 3.7478 | 3.7333 | 4.0519 | 4.3724 | 4.6636 | 4.93 | 5.0265 | 5.0019 | 5.0377 | 5.0895 | 5.1114 | 4.9914 | 5.0024 | 5.2556 | 5.3048 | 5.4813 | 5.4869 | 5.2541 | 4.95 | 4.6949 | 4.3693 | 4.0175
2025-11-08 | 3.8333 | 3.7871 | 3.7999 | 3.8163 | 3.9898 | 4.0216 | 4.3121 | 4.4894 | 4.8368 | 4.8744 | 4.7836 | 4.7626 | 4.7886 | 4.8904 | 4.9093 | 5.0111 | 5.2063 | 5.4697 | 5.4502 | 5.0514 | 4.8162 | 4.6645 | 4.3662 | 4.091
2025-11-09 | 3.9435 | 3.8699 | 3.762 | 3.7028 | 3.8592 | 4.0456 | 4.1734 | 4.4378 | 4.6516 | 4.6737 | 4.8674 | 4.8158 | 4.8536 | 4.7742 | 4.9417 | 5.0634 | 5.2353 | 5.3266 | 5.3599 | 5.2493 | 4.9386 | 4.7417 | 4.4179 | 4.1896
2025-11-10 | 4.0403 | 3.9704 | 3.9552 | 3.8235 | 3.9889 | 4.0989 | 4.323 | 4.5402 | 4.7228 | 4.6908 | 4.7381 | 4.7491 | 4.828 | 5.0156 | 5.1446 | 5.2239 | 5.2835 | 5.5202 | 5.6337 | 5.3976 | 5.1807 | 4.893 | 4.435 | 4.1813
2025-11-11 | 4.3139 | 4.2169 | 4.1631 | 4.3191 | 4.4916 | 4.6766 | 4.7544 | 4.936 | 5.311 | 5.2634 | 5.1131 | 5.2184 | 5.2396 | 5.3545 | 5.5188 | 5.5174 | 5.7614 | 6.1911 | 6.2872 | 5.9118 | 5.5929 | 5.1716 | 4.7913 | 4.4606
2025-11-12 | 4.0099 | 3.9179 | 3.8631 | 3.9199 | 3.8332 | 4.1773 | 4.4024 | 4.3425 | 4.8163 | 4.7141 | 4.8161 | 4.8325 | 5.0063 | 4.7815 | 5.0264 | 5.2606 | 5.3341 | 5.7459 | 5.8886 | 5.6786 | 5.446 | 5.1801 | 4.662 | 4.3904
2025-11-13 | 4.2248 | 4.1097 | 4.1284 | 4.0261 | 4.11 | 4.2355 | 4.5111 | 4.9803 | 5.1947 | 5.0264 | 4.8525 | 4.7832 | 4.7612 | 4.9102 | 5.0143 | 5.1606 | 5.3084 | 5.5491 | 5.651 | 5.4336 | 5.2663 | 5.0247 | 4.5787 | 4.2569
2025-11-14 | 4.0691 | 3.9903 | 4.0263 | 4.0284 | 4.106 | 4.3993 | 4.6411 | 4.9693 | 4.9897 | 5.0242 | 4.9483 | 5.0841 | 5.2507 | 5.1165 | 5.2221 | 5.3835 | 5.4335 | 5.7245 | 5.7706 | 5.5178 | 5.1893 | 4.9985 | 4.5546 | 4.2546
2025-11-15 | 4.1695 | 4.0394 | 4.0408 | 4.0512 | 4.1065 | 4.3162 | 4.4952 | 4.5823 | 4.9682 | 4.7699 | 4.8684 | 4.9021 | 4.8487 | 4.8501 | 4.8574 | 4.8702 | 4.9504 | 5.1928 | 5.2119 | 4.9871 | 4.8016 | 4.5981 | 4.3482 | 4.0859
2025-11-16 | 3.9659 | 3.7967 | 3.8778 | 3.9513 | 4.0499 | 4.2876 | 4.5336 | 4.8056 | 4.9888 | 5.0319 | 4.9845 | 5.0868 | 5.0908 | 4.8703 | 4.9299 | 5.1851 | 5.2604 | 5.4255 | 5.4444 | 5.2068 | 4.8947 | 4.6159 | 4.3851 | 3.9844
2025-11-17 | 3.859 | 3.7377 | 3.7354 | 3.8022 | 3.9789 | 4.2148 | 4.509 | 4.7755 | 4.7646 | 4.7349 | 4.9099 | 4.8829 | 4.8763 | 5.023 | 5.2973 | 5.3575 | 5.5116 | 5.6612 | 5.7859 | 5.591 | 5.3226 | 5.0573 | 4.481 | 4.2831
2025-11-18 | 4.0287 | 3.848 | 3.8421 | 3.8207 | 4.0236 | 4.3252 | 4.5744 | 4.743 | 4.8246 | 4.7303 | 4.8705 | 4.9938 | 5.0461 | 4.9994 | 5.0089 | 5.0842 | 5.2223 | 5.49 | 5.6378 | 5.3698 | 5.1427 | 4.8863 | 4.5461 | 4.2394
2025-11-19 | 4.03 | 3.8822 | 3.8384 | 3.9171 | 4.001 | 4.3419 | 4.7021 | 4.8912 | 5.0043 | 4.8825 | 4.9202 | 4.9406 | 5.1608 | 5.0967 | 5.1416 | 5.2047 | 5.4365 | 5.5028 | 5.5034 | 5.3416 | 5.1106 | 4.7898 | 4.4908 | 4.2425
2025-11-20 | 4.1245 | 4.0032 | 3.9285 | 3.9527 | 4.0248 | 4.1793 | 4.493 | 4.6587 | 4.684 | 4.6567 | 4.7394 | 4.7098 | 4.6708 | 4.7852 | 4.8722 | 4.9872 | 5.1004 | 5.3273 | 5.5305 | 5.3366 | 5.0769 | 4.9278 | 4.5782 | 4.3673
2025-11-21 | 4.2419 | 4.1526 | 4.0846 | 4.0887 | 4.2153 | 4.4186 | 4.6556 | 4.7079 | 5.1069 | 4.8083 | 4.7739 | 4.6778 | 4.8571 | 4.9514 | 4.9338 | 4.9779 | 5.0408 | 5.287 | 5.4749 | 5.1588 | 4.9502 | 4.7064 | 4.5034 | 4.219
2025-11-22 | 4.0437 | 3.8952 | 3.9069 | 3.9644 | 3.8789 | 4.0633 | 4.2644 | 4.5165 | 4.747 | 4.6869 | 4.5646 | 4.6824 | 4.6599 | 4.6857 | 4.6487 | 4.7385 | 4.9641 | 5.1887 | 5.3145 | 5.0648 | 4.787 | 4.4389 | 4.2072 | 4.0455
2025-11-23 | 3.9911 | 3.8638 | 3.6626 | 3.6988 | 3.6879 | 3.9941 | 4.3064 | 4.4798 | 4.7775 | 4.8698 | 4.8447 | 4.8071 | 4.9007 | 5.0185 | 4.927 | 5.1374 | 5.2578 | 5.5261 | 5.5142 | 5.2154 | 4.9375 | 4.4741 | 4.2014 | 4.065
2025-11-24 | 3.8714 | 3.7192 | 3.7469 | 3.6673 | 3.7402 | 4.0973 | 4.3012 | 4.5885 | 4.7243 | 4.739 | 4.6545 | 4.6777 | 4.6391 | 4.6744 | 4.8181 | 5.1606 | 5.364 | 5.3957 | 5.5705 | 5.4968 | 5.2511 | 5.0462 | 4.5132 | 4.2541
2025-11-25 | 4.0744 | 3.9131 | 3.9085 | 3.9023 | 4.0813 | 4.1541 | 4.4506 | 4.656 | 4.8841 | 4.8993 | 4.7906 | 4.8236 | 4.9852 | 5.0946 | 5.1754 | 5.1895 | 5.3924 | 5.4995 | 5.5927 | 5.3799 | 5.1277 | 4.7913 | 4.3578 | 4.0331
2025-11-26 | 3.8977 | 3.7969 | 3.7438 | 3.8505 | 3.941 | 4.0676 | 4.3338 | 4.5817 | 4.9147 | 5.0331 | 5.0181 | 5.1278 | 5.2296 | 5.1517 | 5.3341 | 5.4284 | 5.4343 | 5.5861 | 5.6402 | 5.4007 | 5.0688 | 4.7663 | 4.4557 | 4.0712
2025-11-27 | 3.913 | 3.797 | 3.8264 | 3.8087 | 3.9395 | 4.0765 | 4.44 | 4.7001 | 5.1562 | 5.1551 | 5.0309 | 4.9745 | 4.9542 | 5.0193 | 5.1074 | 5.1653 | 5.4132 | 5.4689 | 5.4293 | 5.135 | 4.9431 | 4.7375 | 4.4425 | 4.0657
2025-11-28 | 3.8588 | 3.7894 | 3.756 | 3.6311 | 3.7419 | 3.7636 | 4.0244 | 4.2337 | 4.6083 | 4.6165 | 4.634 | 4.5971 | 4.7349 | 4.7993 | 4.846 | 5.1008 | 5.1952 | 5.2447 | 5.1801 | 4.9405 | 4.8832 | 4.6947 | 4.1241 | 3.9328
2025-11-29 | 3.9416 | 3.8742 | 3.6432 | 3.7933 | 3.8456 | 3.889 | 4.1415 | 4.3317 | 4.6343 | 4.6455 | 4.5402 | 4.5565 | 4.6275 | 4.545 | 4.708 | 4.8479 | 4.982 | 5.0885 | 5.1386 | 4.9719 | 4.7366 | 4.5224 | 4.2537 | 4.0989
2025-11-30 | 3.5851 | 3.4339 | 3.4289 | 3.4528 | 3.4818 | 3.6648 | 3.9651 | 4.2975 | 4.4014 | 4.4444 | 4.2234 | 4.2302 | 4.2415 | 4.1156 | 4.284 | 4.3639 | 4.4337 | 4.7329 | 4.811 | 4.6891 | 4.45 | 4.1589 | 3.776 | 3.5779
2025-12-01 | 3.5755 | 3.4299 | 3.4171 | 3.4003 | 3.4696 | 3.7616 | 4.189 | 4.4218 | 4.5755 | 4.7002 | 4.3348 | 4.3833 | 4.4185 | 4.4961 | 4.5644 | 4.7155 | 4.8524 | 5.1719 | 5.2828 | 5.0677 | 4.5709 | 4.1984 | 3.8361 | 3.6019
2025-12-02 | 3.4789 | 3.3261 | 3.2821 | 3.3 | 3.4526 | 3.7933 | 4.1045 | 4.2643 | 4.5045 | 4.5467 | 4.3678 | 4.3491 | 4.5659 | 4.2917 | 4.4766 | 4.6271 | 4.7043 | 5.0202 | 5.2913 | 5.197 | 4.9998 | 4.6321 | 4.0936 | 3.8343
2025-12-03 | 3.6485 | 3.5618 | 3.5292 | 3.5077 | 3.618 | 4.0067 | 4.3921 | 4.5629 | 4.5467 | 4.5827 | 4.5917 | 4.4788 | 4.4157 | 4.4465 | 4.5422 | 4.5695 | 4.8663 | 5.0798 | 5.4757 | 5.0679 | 4.6765 | 4.3346 | 3.8653 | 3.5288
2025-12-04 | 3.4483 | 3.4213 | 3.3857 | 3.3836 | 3.4601 | 3.8614 | 4.2172 | 4.3683 | 4.2573 | 4.261 | 4.3058 | 4.3761 | 4.3846 | 4.3166 | 4.4112 | 4.6032 | 4.6858 | 5.0578 | 5.3771 | 5.343 | 5.1569 | 4.7686 | 4.2504 | 3.9469
2025-12-05 | 3.8038 | 3.7431 | 3.6408 | 3.6273 | 3.7098 | 4.0155 | 4.4866 | 4.6997 | 4.59 | 4.3802 | 4.4253 | 4.4114 | 4.4285 | 4.323 | 4.4234 | 4.5471 | 4.684 | 4.8924 | 5.0162 | 4.7592 | 4.5572 | 4.2612 | 4.0148 | 3.7715
2025-12-06 | 3.5694 | 3.4452 | 3.4277 | 3.3898 | 3.4621 | 3.7559 | 3.9081 | 4.1327 | 4.2966 | 4.483 | 4.4084 | 4.4364 | 4.4336 | 4.4092 | 4.518 | 4.6758 | 4.6457 | 4.8492 | 4.9633 | 4.7019 | 4.6374 | 4.3844 | 4.087 | 3.8296
2025-12-07 | 3.7155 | 3.5521 | 3.4976 | 3.5288 | 3.6268 | 3.8507 | 4.0704 | 4.3217 | 4.4943 | 4.5466 | 4.4663 | 4.3052 | 4.3526 | 4.3463 | 4.3817 | 4.4875 | 4.7468 | 5.0019 | 5.2018 | 4.7321 | 4.4982 | 4.2033 | 3.9429 | 3.6099
2025-12-08 | 3.3974 | 3.3364 | 3.2812 | 3.3095 | 3.374 | 3.7032 | 4.0195 | 4.2256 | 4.5818 | 4.473 | 4.4267 | 4.4963 | 4.5303 | 4.4999 | 4.5082 | 4.7816 | 4.8464 | 5.0206 | 5.1022 | 4.8777 | 4.8205 | 4.5077 | 4.0191 | 3.739
2025-12-09 | 3.5721 | 3.6251 | 3.5172 | 3.4488 | 3.5415 | 3.765 | 4.1211 | 4.4531 | 4.545 | 4.6216 | 4.5406 | 4.5678 | 4.5149 | 4.6255 | 4.5686 | 4.7487 | 4.8119 | 5.2299 | 5.5045 | 5.3346 | 4.9731 | 4.6216 | 4.1692 | 3.9055
2025-12-10 | 3.7656 | 3.5602 | 3.4893 | 3.5256 | 3.6226 | 3.9593 | 4.3303 | 4.6174 | 4.7741 | 4.8821 | 4.8372 | 4.927 | 4.8191 | 4.8821 | 4.9375 | 4.9495 | 4.9237 | 5.1447 | 5.4063 | 5.1237 | 4.7582 | 4.4017 | 4.0314 | 3.7836
2025-12-11 | 3.6679 | 3.6212 | 3.6013 | 3.6024 | 3.6977 | 4.0161 | 4.3453 | 4.5439 | 4.4758 | 4.5624 | 4.5103 | 4.3889 | 4.3227 | 4.2956 | 4.4007 | 4.5385 | 4.7192 | 5.1003 | 5.2874 | 5.0658 | 4.7481 | 4.3801 | 4.0354 | 3.8002
2025-12-12 | 3.6065 | 3.5027 | 3.5513 | 3.4751 | 3.4869 | 3.8019 | 4.1813 | 4.3807 | 4.4158 | 4.7701 | 4.6719 | 4.6278 | 4.6576 | 4.7167 | 4.8139 | 4.9934 | 5.1509 | 5.239 | 5.228 | 4.9411 | 4.7193 | 4.4621 | 4.0718 | 3.7608
2025-12-13 | 3.5221 | 3.4122 | 3.3935 | 3.334 | 3.3949 | 3.5728 | 3.8106 | 4.0454 | 4.1867 | 4.2666 | 4.1496 | 4.1924 | 4.1945 | 4.2192 | 4.2873 | 4.2986 | 4.594 | 4.824 | 5.0572 | 4.8431 | 4.5362 | 4.2508 | 3.9636 | 3.7621
2025-12-14 | 3.5285 | 3.3804 | 3.2658 | 3.1609 | 3.2684 | 3.4035 | 3.7244 | 4.0617 | 4.324 | 4.4344 | 4.3749 | 4.4065 | 4.3978 | 4.3117 | 4.4362 | 4.5271 | 4.7701 | 5.2429 | 5.3857 | 5.172 | 4.6512 | 4.4011 | 4.0909 | 3.7605
2025-12-15 | 3.5949 | 3.4472 | 3.4178 | 3.4178 | 3.4025 | 3.6781 | 3.9717 | 4.283 | 4.2393 | 4.3008 | 4.3467 | 4.3856 | 4.4959 | 4.3779 | 4.3853 | 4.3683 | 4.7547 | 5.1049 | 5.2582 | 5.1476 | 4.8233 | 4.5053 | 3.9428 | 3.6739
2025-12-16 | 3.7066 | 3.6267 | 3.4708 | 3.419 | 3.5291 | 3.7959 | 4.0144 | 4.2248 | 4.3069 | 4.3805 | 4.2646 | 4.3818 | 4.3889 | 4.3782 | 4.4023 | 4.4765 | 4.5547 | 4.9192 | 5.185 | 5.0135 | 4.7352 | 4.4478 | 4.072 | 3.8033
2025-12-17 | 3.6393 | 3.529 | 3.4575 | 3.4079 | 3.497 | 3.8152 | 4.1104 | 4.4285 | 4.4661 | 4.4831 | 4.3739 | 4.3265 | 4.4753 | 4.3629 | 4.3463 | 4.5607 | 4.8529 | 5.0613 | 5.1369 | 5.182 | 4.9495 | 4.4926 | 4.0021 | 3.673
2025-12-18 | 3.5482 | 3.4301 | 3.3646 | 3.3049 | 3.4583 | 3.7342 | 4.1935 | 4.2947 | 4.3269 | 4.439 | 4.2862 | 4.2596 | 4.2897 | 4.2644 | 4.2989 | 4.5692 | 4.6664 | 5.0602 | 5.4855 | 5.3069 | 4.8712 | 4.5299 | 4.1246 | 3.9332
2025-12-19 | 3.7068 | 3.5095 | 3.5392 | 3.4875 | 3.6294 | 3.8946 | 4.0746 | 4.2506 | 4.2745 | 4.3062 | 4.3929 | 4.7247 | 4.6609 | 4.4999 | 4.5831 | 4.8153 | 4.9219 | 5.2273 | 5.4191 | 5.3014 | 4.9889 | 4.573 | 4.1837 | 3.9586
2025-12-20 | 3.8392 | 3.6906 | 3.6415 | 3.6395 | 3.6857 | 3.7808 | 3.971 | 4.0774 | 4.209 | 4.3337 | 4.2722 | 4.4367 | 4.4108 | 4.3925 | 4.5124 | 4.8062 | 4.767 | 5.1662 | 5.4161 | 5.1965 | 4.8473 | 4.6367 | 4.1553 | 3.8424
2025-12-21 | 3.8001 | 3.6383 | 3.5367 | 3.5017 | 3.48 | 3.5903 | 3.8205 | 4.0455 | 4.1363 | 4.267 | 4.3554 | 4.3943 | 4.3183 | 4.3975 | 4.3806 | 4.5265 | 4.8239 | 5.2183 | 5.3644 | 5.1948 | 4.8398 | 4.4664 | 4.0577 | 3.774
2025-12-22 | 3.6973 | 3.5581 | 3.4601 | 3.4472 | 3.5372 | 3.6992 | 3.9454 | 4.172 | 4.5289 | 4.7362 | 4.7914 | 4.9845 | 4.9536 | 4.9374 | 5.0123 | 5.1494 | 5.2505 | 5.688 | 5.737 | 5.4542 | 5.1714 | 4.7888 | 4.4553 | 4.1025
2025-12-23 | 3.8527 | 3.6605 | 3.5444 | 3.4499 | 3.5478 | 3.6239 | 3.8308 | 4.06 | 4.3992 | 4.5907 | 4.7842 | 4.7276 | 4.7602 | 4.8412 | 4.8736 | 4.8673 | 5.0068 | 5.4128 | 5.6194 | 5.4067 | 5.0743 | 4.7504 | 4.358 | 4.1316
2025-12-24 | 3.9896 | 3.8836 | 3.7906 | 3.7916 | 3.933 | 4.0751 | 4.2459 | 4.5799 | 4.9123 | 4.7806 | 5.0049 | 5.101 | 5.1369 | 5.0396 | 5.3004 | 5.353 | 5.6168 | 5.7802 | 6.0552 | 5.9425 | 5.4082 | 4.9035 | 4.3977 | 3.9225
2025-12-25 | 3.7539 | 3.6367 | 3.6142 | 3.5857 | 3.6475 | 3.8992 | 4.1243 | 4.3897 | 4.6909 | 4.6984 | 4.8654 | 4.9899 | 4.9482 | 4.9944 | 5.1046 | 5.128 | 5.4485 | 5.7839 | 5.8929 | 5.7195 | 5.3018 | 5.0396 | 4.6324 | 4.0618
2025-12-26 | 3.8562 | 3.7146 | 3.6975 | 3.5737 | 3.6916 | 3.8663 | 4.0412 | 4.3801 | 4.7276 | 4.94 | 5.1751 | 5.3328 | 5.4091 | 5.1894 | 5.283 | 5.3551 | 5.6488 | 5.9851 | 6.0098 | 5.6469 | 5.359 | 5.1654 | 4.7412 | 4.2099
2025-12-27 | 4.0244 | 3.858 | 3.9185 | 3.8011 | 3.648 | 3.839 | 4.0758 | 4.4338 | 4.6844 | 4.8504 | 4.9409 | 4.8214 | 4.869 | 4.836 | 4.8414 | 4.9518 | 5.3354 | 5.6654 | 5.8261 | 5.6322 | 5.3247 | 5.0069 | 4.5308 | 4.1316
2025-12-28 | 3.8941 | 3.7095 | 3.6096 | 3.7053 | 3.6213 | 3.7631 | 4.0104 | 4.4109 | 4.7395 | 4.8036 | 4.8122 | 4.9391 | 5.0075 | 4.7642 | 5.0237 | 5.279 | 5.4337 | 5.7975 | 5.9107 | 5.7598 | 5.2958 | 5.0974 | 4.7363 | 4.2427
2025-12-29 | 3.912 | 3.7804 | 3.7251 | 3.6385 | 3.7726 | 3.8079 | 3.9034 | 4.2135 | 4.6245 | 4.7604 | 4.9359 | 4.9956 | 4.9301 | 4.7198 | 4.9164 | 5.1613 | 5.3822 | 5.7412 | 5.8454 | 5.704 | 5.2925 | 5.1038 | 4.7355 | 4.2329
2025-12-30 | 3.7998 | 3.6094 | 3.422 | 3.446 | 3.4856 | 3.6067 | 3.7406 | 3.9541 | 4.3177 | 4.3893 | 4.6484 | 4.6403 | 4.711 | 4.8225 | 4.8822 | 4.8792 | 5.0305 | 5.3949 | 5.5906 | 5.3408 | 5.0468 | 4.7295 | 4.3526 | 4.0855
2025-12-31 | 4.2102 | 4.0959 | 3.9992 | 4.0029 | 4.1522 | 4.3033 | 4.482 | 4.8207 | 5.1534 | 5.0242 | 5.2666 | 5.3656 | 5.3807 | 5.2777 | 5.5452 | 5.608 | 5.8971 | 6.0768 | 6.3724 | 6.2495 | 5.6878 | 5.1576 | 4.6277 | 4.125
2026-01-01 | 3.7309 | 3.6524 | 3.6217 | 3.6224 | 3.6722 | 3.9097 | 4.1565 | 4.3856 | 4.7086 | 4.7682 | 4.4508 | 4.4577 | 4.3966 | 4.4087 | 4.453 | 5.0029 | 5.3408 | 5.6593 | 5.8829 | 5.5683 | 5.1519 | 4.8403 | 4.3502 | 3.92
2026-01-02 | 3.683 | 3.5663 | 3.5768 | 3.6445 | 3.692 | 3.9448 | 4.1576 | 4.3071 | 4.3883 | 4.3559 | 4.2838 | 4.3491 | 4.3437 | 4.3269 | 4.45 | 4.7213 | 5.1864 | 5.4401 | 5.6328 | 5.4742 | 5.088 | 4.7195 | 4.2623 | 3.9166
2026-01-03 | 3.7259 | 3.6527 | 3.6075 | 3.5648 | 3.6063 | 3.7104 | 4.0423 | 4.1595 | 4.2463 | 4.3 | 4.2134 | 4.1159 | 4.2768 | 4.4514 | 4.4223 | 4.6255 | 4.9185 | 5.0509 | 5.1738 | 5.0307 | 4.7735 | 4.5114 | 4.0369 | 3.8218
2026-01-04 | 3.692 | 3.5686 | 3.5637 | 3.5306 | 3.5115 | 3.6381 | 3.7996 | 3.8444 | 4.0994 | 4.1554 | 4.0662 | 4.0441 | 4.1425 | 4.3236 | 4.4316 | 4.5752 | 4.7792 | 5.0615 | 5.1036 | 4.9761 | 4.7824 | 4.3964 | 4.0244 | 3.7824
2026-01-05 | 3.6431 | 3.5833 | 3.5385 | 3.5623 | 3.5942 | 3.7565 | 4.0347 | 4.1701 | 4.2562 | 4.2495 | 4.3105 | 4.3572 | 4.4526 | 4.4629 | 4.8568 | 5.0044 | 5.1661 | 5.4335 | 5.5264 | 5.3347 | 4.9446 | 4.5241 | 4.1314 | 3.7581
2026-01-06 | 3.6449 | 3.5255 | 3.4869 | 3.5642 | 3.5726 | 3.7793 | 4.0177 | 4.1547 | 4.2241 | 4.0853 | 4.1614 | 4.2192 | 4.3004 | 4.5625 | 4.9458 | 4.9132 | 4.9479 | 5.2204 | 5.5565 | 5.3259 | 4.8644 | 4.5431 | 4.0492 | 3.6997
2026-01-07 | 3.5501 | 3.5038 | 3.4407 | 3.4466 | 3.5507 | 3.8726 | 4.1478 | 4.4213 | 4.4068 | 4.3289 | 4.2862 | 4.3667 | 4.333 | 4.6527 | 4.5854 | 4.6754 | 4.8204 | 5.1943 | 5.4391 | 5.16 | 4.9661 | 4.5296 | 4.1464 | 3.8184
2026-01-08 | 3.6367 | 3.5554 | 3.5561 | 3.5495 | 3.5897 | 3.8238 | 4.1277 | 4.4021 | 4.3231 | 4.5399 | 4.6962 | 4.4675 | 4.4749 | 4.5093 | 4.5823 | 4.5866 | 4.8023 | 5.3242 | 5.6434 | 5.3611 | 4.9509 | 4.6421 | 4.174 | 4.0268
2026-01-09 | 3.7166 | 3.5865 | 3.5441 | 3.5625 | 3.6638 | 3.8767 | 4.2768 | 4.42 | 4.3927 | 4.5195 | 4.553 | 4.7802 | 4.714 | 4.6943 | 4.759 | 4.8484 | 4.8488 | 5.2608 | 5.4336 | 5.1253 | 4.8443 | 4.446 | 3.9706 | 3.925
2026-01-10 | 3.694 | 3.4413 | 3.4559 | 3.4757 | 3.4261 | 3.5845 | 3.7862 | 4.0792 | 4.3423 | 4.6044 | 4.3801 | 4.4791 | 4.5782 | 4.4873 | 4.5064 | 4.7535 | 4.9265 | 5.1738 | 5.3007 | 5.1694 | 4.8804 | 4.4531 | 4.0561 | 3.9912
2026-01-11 | 3.6852 | 3.4917 | 3.4793 | 3.5161 | 3.4651 | 3.6329 | 3.7989 | 4.0206 | 4.3331 | 4.6216 | 4.7329 | 4.711 | 4.5887 | 4.4884 | 4.596 | 4.7547 | 4.7511 | 5.0036 | 5.3393 | 5.1892 | 4.794 | 4.3934 | 3.971 | 3.6908
2026-01-12 | 3.5923 | 3.4933 | 3.4392 | 3.4528 | 3.5327 | 3.6721 | 3.9984 | 4.3876 | 4.5389 | 4.4944 | 4.5641 | 4.5011 | 4.6706 | 4.6249 | 4.6276 | 4.4459 | 4.6747 | 5.1823 | 5.452 | 5.1526 | 4.9011 | 4.7092 | 4.001 | 3.7119
2026-01-13 | 3.5746 | 3.4617 | 3.3651 | 3.4216 | 3.4668 | 3.6754 | 3.9823 | 4.169 | 4.182 | 4.1162 | 4.0567 | 4.1864 | 4.1322 | 4.1241 | 4.0886 | 4.1511 | 4.2655 | 4.6027 | 5.0171 | 4.914 | 4.6123 | 4.2276 | 3.8564 | 3.4998
2026-01-14 | 3.392 | 3.445 | 3.4481 | 3.4399 | 3.5634 | 3.8593 | 4.2159 | 4.3893 | 4.282 | 4.3514 | 4.3085 | 4.608 | 4.3667 | 4.3548 | 4.472 | 4.4492 | 4.5001 | 4.7974 | 5.2246 | 5.084 | 4.6852 | 4.3334 | 3.9339 | 3.5697
2026-01-15 | 3.4414 | 3.3424 | 3.3049 | 3.3323 | 3.4554 | 3.7487 | 4.0713 | 4.3048 | 4.2895 | 4.3452 | 4.5336 | 4.646 | 4.4899 | 4.5018 | 4.6036 | 4.6793 | 4.8171 | 5.0415 | 5.1923 | 5.0107 | 4.7859 | 4.5405 | 4.011 | 3.6084
2026-01-16 | 3.6112 | 3.5346 | 3.5056 | 3.5373 | 3.5926 | 3.9055 | 4.4073 | 4.6642 | 4.537 | 4.5328 | 4.6253 | 4.6905 | 4.6965 | 4.6628 | 4.7025 | 4.7961 | 4.7153 | 4.9658 | 5.1755 | 4.9374 | 4.6129 | 4.3544 | 4.012 | 3.6804
2026-01-17 | 3.5375 | 3.4371 | 3.3975 | 3.3942 | 3.4354 | 3.6751 | 3.9217 | 4.128 | 4.3665 | 4.4224 | 4.2218 | 4.2413 | 4.3518 | 4.5438 | 4.6517 | 4.7861 | 4.7503 | 5.0342 | 5.2074 | 5.0437 | 4.6904 | 4.3789 | 4.0498 | 3.7062
2026-01-18 | 3.5763 | 3.4016 | 3.3762 | 3.3962 | 3.3963 | 3.5578 | 3.8853 | 4.1835 | 4.4788 | 4.5273 | 4.3609 | 4.5265 | 4.6594 | 4.6187 | 4.8172 | 4.9291 | 5.0305 | 5.1908 | 5.3638 | 5.2294 | 4.8156 | 4.4786 | 4.0243 | 3.699
2026-01-19 | 3.5592 | 3.4755 | 3.5135 | 3.477 | 3.5019 | 3.6832 | 3.9089 | 4.1494 | 4.2939 | 4.1803 | 4.0381 | 4.1839 | 4.1237 | 4.1988 | 4.1859 | 4.3828 | 4.4777 | 4.8283 | 5.2209 | 5.1178 | 4.5838 | 4.2939 | 3.9349 | 3.6142
2026-01-20 | 3.4603 | 3.3857 | 3.3403 | 3.3719 | 3.4606 | 3.6699 | 4.01 | 4.311 | 4.1889 | 4.3005 | 4.5461 | 4.6878 | 4.7732 | 4.6041 | 4.4298 | 4.6589 | 4.6749 | 5.1458 | 5.4078 | 4.8512 | 4.8141 | 4.6295 | 4.1486 | 3.7272
2026-01-21 | 3.5836 | 3.4702 | 3.4089 | 3.4324 | 3.5238 | 3.8 | 4.1534 | 4.28 | 4.0562 | 4.0683 | 4.0395 | 4.0609 | 4.4058 | 4.5499 | 4.5695 | 4.963 | 5.1048 | 5.3847 | 5.4932 | 5.2747 | 5.0282 | 4.6174 | 4.1651 | 3.6858
2026-01-22 | 3.5168 | 3.3953 | 3.3899 | 3.3481 | 3.4242 | 3.7465 | 4.1149 | 4.3776 | 4.2595 | 4.2203 | 4.451 | 4.5991 | 4.5483 | 4.4325 | 4.8263 | 4.9296 | 5.0637 | 5.3256 | 5.5276 | 5.1517 | 4.9209 | 4.415 | 4.029 | 3.7294
2026-01-23 | 3.5108 | 3.4458 | 3.4358 | 3.4304 | 3.6722 | 3.9025 | 4.3715 | 4.5944 | 4.6235 | 4.5463 | 4.6937 | 4.8304 | 4.7668 | 4.8056 | 4.8577 | 4.8491 | 5.0966 | 5.4415 | 5.5208 | 5.203 | 4.9618 | 4.7966 | 4.3269 | 4.0263
2026-01-24 | 3.8267 | 3.7828 | 3.5469 | 3.5021 | 3.5195 | 3.7335 | 3.9192 | 4.1872 | 4.3804 | 4.3348 | 4.1818 | 4.1108 | 4.0342 | 4.0296 | 4.1108 | 4.1733 | 4.3026 | 4.7206 | 4.9896 | 4.8525 | 4.6104 | 4.3371 | 3.9605 | 3.7016
2026-01-25 | 3.5948 | 3.4472 | 3.4567 | 3.3276 | 3.3264 | 3.5132 | 3.7079 | 3.8816 | 4.1096 | 4.1883 | 4.1406 | 4.282 | 4.3445 | 4.2542 | 4.1268 | 4.2948 | 4.5054 | 4.7084 | 4.8949 | 4.9449 | 4.7323 | 4.278 | 3.8946 | 3.627
2026-01-26 | 3.541 | 3.4519 | 3.4394 | 3.4566 | 3.5201 | 3.7954 | 4.0785 | 4.3378 | 4.2661 | 4.1687 | 4.0268 | 4.0767 | 4.0449 | 4.0456 | 3.9015 | 4.0432 | 4.3436 | 4.7881 | 5.1375 | 5.0667 | 4.8585 | 4.3868 | 3.9011 | 3.6288
2026-01-27 | 3.5326 | 3.4433 | 3.4035 | 3.4017 | 3.5146 | 3.8375 | 4.3961 | 4.4454 | 4.4152 | 4.4673 | 4.2886 | 4.3558 | 4.3931 | 4.2693 | 4.6905 | 4.985 | 5.252 | 5.2273 | 5.4191 | 5.2471 | 4.9655 | 4.5767 | 3.9843 | 3.6821
2026-01-28 | 3.5598 | 3.4981 | 3.4606 | 3.4408 | 3.5266 | 3.9533 | 4.3107 | 4.5548 | 4.6072 | 4.6869 | 4.5718 | 4.3231 | 4.2961 | 4.4729 | 4.4075 | 4.5058 | 4.9117 | 5.0857 | 5.2 | 5.2214 | 5.0385 | 4.6508 | 4.0934 | 3.8337
2026-01-29 | 3.6617 | 3.5878 | 3.564 | 3.5584 | 3.6451 | 3.9472 | 4.2667 | 4.6423 | 4.7862 | 4.4762 | 4.3522 | 4.5006 | 4.9135 | 4.7412 | 4.6791 | 4.7042 | 4.9613 | 5.1706 | 5.4714 | 5.1637 | 4.8018 | 4.4605 | 3.9671 | 3.6786
2026-01-30 | 3.5488 | 3.4995 | 3.4384 | 3.4514 | 3.5279 | 3.8166 | 4.2117 | 4.4815 | 4.5821 | 4.5743 | 4.537 | 4.8032 | 4.8266 | 4.5703 | 4.9821 | 4.9769 | 4.9279 | 5.4192 | 5.4556 | 5.0511 | 4.6797 | 4.5096 | 4.1716 | 3.7559
2026-01-31 | 3.6211 | 3.5518 | 3.4751 | 3.4653 | 3.4667 | 3.7136 | 3.9166 | 4.292 | 4.5205 | 4.672 | 4.7993 | 4.8778 | 4.7898 | 4.601 | 4.7291 | 4.8892 | 4.8534 | 5.0589 | 5.1167 | 5.0993 | 4.965 | 4.6571 | 4.1164 | 3.7922
2026-02-01 | 3.4183 | 3.3113 | 3.296 | 3.2628 | 3.3141 | 3.4908 | 3.6773 | 3.9744 | 4.316 | 4.3765 | 4.2847 | 4.4394 | 4.2708 | 4.1423 | 4.145 | 4.2637 | 4.2497 | 4.7235 | 4.9008 | 4.7509 | 4.4948 | 4.1188 | 3.7752 | 3.457
2026-02-02 | 3.3351 | 3.2476 | 3.2396 | 3.2086 | 3.2691 | 3.632 | 4.0321 | 4.3666 | 4.5291 | 4.5441 | 4.3388 | 4.2174 | 4.3871 | 4.2982 | 4.4883 | 4.6883 | 4.7766 | 4.9902 | 5.1792 | 4.947 | 4.7166 | 4.3379 | 3.8467 | 3.5937
2026-02-03 | 3.4789 | 3.3644 | 3.334 | 3.4303 | 3.5232 | 3.8153 | 4.1954 | 4.442 | 4.5258 | 4.4668 | 4.3288 | 4.5315 | 4.5548 | 4.5523 | 4.6044 | 4.5669 | 4.8181 | 4.8848 | 5.1984 | 5.3274 | 4.8743 | 4.3687 | 3.9048 | 3.6057
2026-02-04 | 3.4834 | 3.4205 | 3.3374 | 3.3405 | 3.4128 | 3.7112 | 4.2361 | 4.4482 | 4.4525 | 4.6066 | 4.7114 | 4.6816 | 4.4867 | 4.6332 | 4.8559 | 4.8484 | 5.1975 | 5.4047 | 5.7749 | 5.6126 | 5.2831 | 4.8662 | 4.2897 | 4.1534
2026-02-05 | 3.8763 | 3.6028 | 3.6098 | 3.601 | 3.767 | 4.144 | 4.5196 | 4.9297 | 5.1006 | 4.9902 | 5.1146 | 5.0316 | 4.5813 | 4.6676 | 4.678 | 4.837 | 4.9149 | 5.1607 | 5.3888 | 5.2413 | 4.8099 | 4.5001 | 4.1656 | 3.7168
2026-02-06 | 3.4285 | 3.3452 | 3.3154 | 3.3035 | 3.4191 | 3.7905 | 4.3271 | 4.6491 | 4.5663 | 4.3259 | 4.3716 | 4.3801 | 4.4996 | 4.5028 | 4.4346 | 4.5225 | 5.0288 | 5.2342 | 5.2956 | 5.0765 | 4.8757 | 4.697 | 4.1603 | 3.8817
2026-02-07 | 3.6015 | 3.5329 | 3.4087 | 3.4102 | 3.4489 | 3.6287 | 4.0442 | 4.3885 | 4.5845 | 4.3684 | 3.9574 | 4.0966 | 4.2495 | 4.1641 | 4.0785 | 4.2365 | 4.4695 | 4.856 | 4.9527 | 4.8611 | 4.3568 | 4.0762 | 3.9337 | 3.6573
2026-02-08 | 3.3752 | 3.2307 | 3.2074 | 3.2004 | 3.2331 | 3.3731 | 3.6229 | 3.8996 | 4.2878 | 4.4431 | 4.443 | 4.4842 | 4.3165 | 4.374 | 4.1835 | 4.5259 | 4.6522 | 4.9778 | 5.2152 | 4.9948 | 4.7266 | 4.4755 | 4.0403 | 3.7644
2026-02-09 | 3.6102 | 3.444 | 3.3145 | 3.3457 | 3.3717 | 3.7116 | 4.106 | 4.3809 | 4.4359 | 4.1709 | 4.0246 | 3.8901 | 3.8812 | 3.7739 | 3.8279 | 4.1718 | 4.3864 | 4.8081 | 5.1461 | 5.0042 | 4.6493 | 4.3286 | 3.8857 | 3.4771
2026-02-10 | 3.3464 | 3.2642 | 3.2094 | 3.2264 | 3.307 | 3.7683 | 4.3142 | 4.5656 | 4.5115 | 4.3861 | 4.1902 | 4.194 | 4.1112 | 4.0923 | 4.0958 | 4.175 | 4.523 | 4.9834 | 5.1398 | 5.2359 | 4.8879 | 4.465 | 3.9212 | 3.4825
2026-02-11 | 3.3218 | 3.2694 | 3.2667 | 3.2465 | 3.3272 | 3.7915 | 4.0723 | 4.3872 | 4.394 | 4.3394 | 4.0383 | 3.9831 | 3.9222 | 4.0402 | 4.0722 | 4.2714 | 4.5881 | 4.8314 | 5.2205 | 5.0786 | 4.7227 | 4.2746 | 3.8808 | 3.6238
2026-02-12 | 3.4753 | 3.3838 | 3.3331 | 3.3445 | 3.4394 | 3.7557 | 4.1014 | 4.2697 | 4.3483 | 4.4829 | 4.4058 | 4.1508 | 4.1575 | 4.0025 | 4.0755 | 4.2071 | 4.4569 | 4.7068 | 5.1982 | 5.0204 | 4.6631 | 4.4122 | 4 | 3.5777
2026-02-13 | 3.3575 | 3.2807 | 3.2513 | 3.2799 | 3.3581 | 3.6032 | 3.9082 | 4.1738 | 4.4954 | 4.4852 | 4.3972 | 4.1971 | 4.1214 | 4.0344 | 4.158 | 4.2657 | 4.3721 | 4.7613 | 5.0879 | 5.1384 | 4.8892 | 4.6891 | 4.2212 | 3.8021
2026-02-14 | 3.587 | 3.4732 | 3.4367 | 3.3845 | 3.5185 | 3.6942 | 3.9629 | 4.164 | 4.5773 | 4.5017 | 4.3601 | 4.3271 | 4.4957 | 4.0596 | 4.3333 | 4.4446 | 4.5611 | 4.8142 | 5.1243 | 5.0702 | 4.7889 | 4.5349 | 4.064 | 3.6848
2026-02-15 | 3.3682 | 3.2456 | 3.2704 | 3.2387 | 3.2783 | 3.3959 | 3.6374 | 3.9008 | 4.1415 | 4.1202 | 4.1415 | 4.0314 | 4.1921 | 4.1346 | 4.353 | 4.4828 | 4.5793 | 4.7834 | 4.989 | 4.9899 | 4.7579 | 4.4653 | 4.1106 | 3.7338
2026-02-16 | 3.4939 | 3.3856 | 3.3792 | 3.3354 | 3.3817 | 3.5746 | 3.7615 | 4.0451 | 4.2565 | 4.1701 | 3.9968 | 3.9635 | 3.9377 | 3.8984 | 4.1366 | 4.3579 | 4.8874 | 4.9906 | 5.0418 | 5.0364 | 4.6998 | 4.4114 | 3.9636 | 3.5642
2026-02-17 | 3.44 | 3.3364 | 3.2826 | 3.3111 | 3.3956 | 3.6253 | 3.9999 | 4.3116 | 4.6759 | 4.6164 | 4.6552 | 4.565 | 4.5209 | 4.4855 | 4.4741 | 4.4944 | 4.5618 | 4.9846 | 5.0417 | 4.9361 | 4.597 | 4.2666 | 3.8723 | 3.5219
2026-02-18 | 3.3552 | 3.2797 | 3.3597 | 3.3332 | 3.4941 | 3.9515 | 4.3433 | 4.5856 | 4.6942 | 4.5833 | 4.593 | 4.6827 | 4.6682 | 4.6697 | 4.5609 | 4.5692 | 4.732 | 5.0194 | 5.3258 | 5.1602 | 4.7341 | 4.6532 | 4.0114 | 3.5455
2026-02-19 | 3.417 | 3.3449 | 3.3704 | 3.3173 | 3.3773 | 3.7293 | 3.9866 | 4.168 | 4.2836 | 4.1742 | 4.2506 | 4.4539 | 4.301 | 4.3933 | 4.4575 | 4.7844 | 5.0399 | 5.3285 | 5.6257 | 5.232 | 5.0178 | 4.4818 | 3.8668 | 3.5901
2026-02-20 | 3.3231 | 3.206 | 3.1793 | 3.2692 | 3.3698 | 3.7438 | 4.2348 | 4.3567 | 4.2078 | 4.1633 | 4.5445 | 4.6527 | 4.8158 | 4.6065 | 4.6102 | 5.0261 | 5.236 | 5.6531 | 5.6594 | 5.4956 | 5.3305 | 4.9046 | 4.3096 | 3.9694
2026-02-21 | 3.6175 | 3.4123 | 3.4384 | 3.3431 | 3.3792 | 3.5941 | 3.9276 | 4.1473 | 4.4455 | 4.587 | 4.4698 | 4.3498 | 4.3043 | 4.3191 | 4.3209 | 4.5305 | 4.7913 | 4.946 | 5.0119 | 5.0875 | 4.7021 | 4.268 | 3.9813 | 3.5907
2026-02-22 | 3.4736 | 3.2174 | 3.2595 | 3.2975 | 3.3361 | 3.4627 | 3.704 | 3.9679 | 4.314 | 4.4543 | 4.2668 | 4.1195 | 4.2193 | 4.3138 | 4.4774 | 4.6333 | 4.7271 | 5.1698 | 5.2489 | 5.2083 | 4.8941 | 4.5073 | 3.9716 | 3.6744
2026-02-23 | 3.4927 | 3.473 | 3.4008 | 3.3151 | 3.3196 | 3.523 | 4.082 | 4.4557 | 4.3962 | 4.1912 | 4.0626 | 4.1948 | 4.3593 | 4.211 | 4.2969 | 4.4318 | 4.5546 | 4.8531 | 5.2493 | 5.079 | 4.689 | 4.2947 | 3.9065 | 3.5748
2026-02-24 | 3.4637 | 3.3947 | 3.3427 | 3.3325 | 3.4016 | 3.7565 | 4.0277 | 4.1854 | 4.3716 | 4.4029 | 4.2569 | 4.0876 | 3.9314 | 4.1593 | 4.2241 | 4.4108 | 4.5839 | 4.912 | 5.2551 | 5.018 | 4.6684 | 4.3915 | 3.8624 | 3.5941
2026-02-25 | 3.4658 | 3.3765 | 3.3902 | 3.3696 | 3.464 | 3.7778 | 4.1276 | 4.2155 | 4.2051 | 4.1285 | 4.0905 | 3.9392 | 3.893 | 3.8514 | 3.907 | 4.071 | 4.1699 | 4.601 | 5.0845 | 5.1711 | 4.8949 | 4.4561 | 3.8965 | 3.5269
2026-02-26 | 3.4065 | 3.335 | 3.1995 | 3.1955 | 3.2602 | 3.629 | 3.8807 | 3.904 | 3.8926 | 3.8119 | 3.7593 | 3.7515 | 3.6533 | 3.9192 | 3.8307 | 4.0871 | 4.2183 | 4.801 | 5.01 | 4.9051 | 4.6987 | 4.2628 | 3.8229 | 3.4065
2026-02-27 | 3.3765 | 3.2466 | 3.2672 | 3.2337 | 3.3292 | 3.6596 | 4.0844 | 4.3261 | 4.1919 | 4.0858 | 3.925 | 3.9335 | 3.8609 | 3.7217 | 3.8898 | 4.0555 | 4.2034 | 4.5426 | 4.7788 | 4.9297 | 4.7116 | 4.4532 | 4.0303 | 3.653
2026-02-28 | 3.455 | 3.3876 | 3.3305 | 3.2419 | 3.31 | 3.4489 | 3.7215 | 3.9055 | 4.1925 | 4.2171 | 3.9776 | 3.9199 | 4.0161 | 3.8855 | 3.97 | 4.1286 | 4.2222 | 4.5157 | 4.8414 | 4.9136 | 4.5399 | 4.3099 | 3.8622 | 3.5202
2026-03-01 | 3.546 | 3.4951 | 3.4999 | 3.4501 | 3.4588 | 3.6131 | 3.9432 | 4.1595 | 4.3934 | 4.4268 | 4.2838 | 4.201 | 4.0109 | 3.9856 | 3.9921 | 4.0778 | 4.2796 | 4.6072 | 4.9924 | 5.0405 | 4.9049 | 4.425 | 4.0454 | 3.6105
2026-03-02 | 3.4939 | 3.4406 | 3.3709 | 3.255 | 3.3602 | 3.6376 | 3.9353 | 4.202 | 4.483 | 4.3041 | 4.1886 | 4.0655 | 4.0116 | 3.9648 | 4.0201 | 4.1984 | 4.3269 | 4.7927 | 5.2527 | 5.1851 | 4.7406 | 4.4814 | 4.1367 | 3.7019
2026-03-03 | 3.5274 | 3.4548 | 3.4253 | 3.4939 | 3.5098 | 3.8804 | 4.3842 | 4.6809 | 4.6828 | 4.6707 | 4.4677 | 4.4063 | 4.3005 | 4.43 | 4.4077 | 4.8363 | 5.028 | 5.4655 | 5.7215 | 5.7028 | 5.4002 | 4.7346 | 4.083 | 3.6892
2026-03-04 | 3.5525 | 3.4695 | 3.4547 | 3.4608 | 3.5443 | 3.8598 | 4.3997 | 4.5404 | 4.7358 | 4.7553 | 4.5562 | 4.4751 | 4.8143 | 5.1853 | 5.1643 | 5.0657 | 5.2374 | 5.721 | 5.7753 | 5.6547 | 5.3736 | 5.0001 | 4.4439 | 3.9336
2026-03-05 | 3.7735 | 3.674 | 3.5526 | 3.501 | 3.5509 | 4.0052 | 4.4684 | 4.9199 | 5.2589 | 4.9225 | 4.4689 | 4.6402 | 4.6325 | 4.6994 | 4.6893 | 4.7901 | 5.1539 | 5.5891 | 5.5815 | 5.5149 | 5.1189 | 4.6539 | 4.0623 | 3.7319
2026-03-06 | 3.5785 | 3.5162 | 3.5611 | 3.5129 | 3.5337 | 3.9671 | 4.5986 | 4.8277 | 4.5408 | 4.3228 | 4.178 | 4.2715 | 4.2798 | 4.3563 | 4.6729 | 4.9895 | 5.0044 | 5.3949 | 5.5743 | 5.4052 | 5.1422 | 4.723 | 4.1585 | 3.8106
2026-03-07 | 3.6528 | 3.5947 | 3.5724 | 3.5995 | 3.5963 | 3.8195 | 4.1565 | 4.3426 | 4.8571 | 4.8243 | 4.4024 | 4.3956 | 4.4288 | 4.3369 | 4.3538 | 4.3868 | 4.8881 | 5.2539 | 4.9609 | 5.0404 | 4.7659 | 4.6238 | 4.0956 | 3.7117
2026-03-08 | 3.6131 | 3.5408 | 3.6033 | 3.4805 | 3.5501 | 3.7083 | 3.9256 | 4.1913 | 4.5726 | 4.4919 | 4.3989 | 4.4391 | 4.7756 | 4.7036 | 4.6479 | 5.0528 | 5.394 | 5.4771 | 5.6197 | 5.4517 | 5.3624 | 5.0551 | 4.5162 | 4.0306
2026-03-09 | 3.8166 | 3.7264 | 3.6522 | 3.6311 | 3.6937 | 3.9857 | 4.4404 | 4.6 | 4.6283 | 4.6825 | 4.5899 | 4.8196 | 4.7279 | 4.4063 | 4.4659 | 4.5323 | 4.8118 | 5.3581 | 5.5331 | 5.2862 | 5.002 | 4.5642 | 4.1066 | 3.7542
2026-03-10 | 3.6269 | 3.5318 | 3.5039 | 3.5149 | 3.5709 | 3.8737 | 4.412 | 4.5658 | 4.5477 | 4.5369 | 4.3987 | 4.36 | 4.2259 | 4.6686 | 4.865 | 4.9159 | 5.2029 | 5.4643 | 5.5163 | 5.5674 | 5.2311 | 4.7749 | 4.1512 | 3.8224
2026-03-11 | 3.7293 | 3.6647 | 3.5853 | 3.6044 | 3.6246 | 3.9947 | 4.4368 | 4.7309 | 4.7054 | 4.6598 | 4.3532 | 4.4066 | 4.7662 | 4.6023 | 4.7711 | 5.0283 | 5.0923 | 5.544 | 5.874 | 5.7307 | 5.3337 | 4.9093 | 4.1911 | 3.8034
2026-03-12 | 3.8263 | 3.6867 | 3.6397 | 3.623 | 3.6877 | 4.0858 | 4.4597 | 4.6599 | 4.5824 | 4.3663 | 4.294 | 4.6204 | 4.7855 | 4.7874 | 4.8692 | 5.1675 | 5.385 | 5.8358 | 5.9748 | 5.7764 | 5.1747 | 4.7687 | 4.2439 | 3.7866
2026-03-13 | 3.6791 | 3.5508 | 3.5302 | 3.5324 | 3.52 | 3.8591 | 4.2925 | 4.3859 | 4.456 | 4.311 | 4.2015 | 4.2344 | 4.4263 | 4.5314 | 4.6847 | 5.0046 | 5.1195 | 5.1814 | 5.3287 | 5.3612 | 4.8887 | 4.5372 | 4.1085 | 3.8128
2026-03-14 | 3.6027 | 3.5307 | 3.5545 | 3.5998 | 3.589 | 3.7621 | 4.1838 | 4.4848 | 4.6753 | 4.6677 | 4.6254 | 4.3643 | 4.7157 | 4.5456 | 4.6497 | 4.9259 | 5.0774 | 5.4918 | 5.4434 | 5.578 | 5.3234 | 5.0554 | 4.4953 | 3.9318
2026-03-15 | 3.6645 | 3.5924 | 3.5603 | 3.6098 | 3.4953 | 3.6457 | 3.8436 | 3.9434 | 4.1182 | 4.0745 | 4.0391 | 4.0625 | 4.0024 | 3.8 | 3.894 | 4.1278 | 4.3822 | 4.8885 | 5.0491 | 4.9075 | 4.5847 | 4.3594 | 3.9697 | 3.6358
2026-03-16 | 3.4828 | 3.3894 | 3.3871 | 3.3004 | 3.3841 | 3.6057 | 3.8622 | 4.0677 | 4.5678 | 4.4861 | 4.2885 | 3.9812 | 3.8615 | 3.9924 | 3.9031 | 4.1639 | 4.3488 | 4.8114 | 5.1326 | 5.2917 | 4.9642 | 4.4136 | 3.8489 | 3.5388
2026-03-17 | 3.4163 | 3.4784 | 3.5005 | 3.5175 | 3.5456 | 3.8527 | 4.1592 | 4.1627 | 4.262 | 4.2507 | 4.3568 | 4.1902 | 4.1619 | 4.142 | 4.0043 | 4.1469 | 4.4177 | 4.9052 | 5.0411 | 5.1047 | 4.8734 | 4.4874 | 3.9951 | 3.5925
2026-03-18 | 3.4875 | 3.4045 | 3.4199 | 3.4134 | 3.4169 | 3.7914 | 4.0088 | 4.1233 | 4.2839 | 4.2629 | 4.2164 | 4.3538 | 4.4868 | 4.6116 | 4.6278 | 4.6326 | 4.6764 | 5.0947 | 5.2029 | 5.3533 | 5.0859 | 4.7968 | 4.2238 | 3.68
2026-03-19 | 3.5688 | 3.4666 | 3.4496 | 3.4077 | 3.4836 | 3.8935 | 4.0953 | 4.3024 | 4.5056 | 4.2729 | 4.2844 | 4.0831 | 3.7811 | 3.8661 | 4.2422 | 4.3922 | 4.4774 | 4.8664 | 5.1611 | 5.2377 | 4.872 | 4.4078 | 3.9384 | 3.5366
2026-03-20 | 3.4322 | 3.3815 | 3.3619 | 3.3109 | 3.4367 | 3.7026 | 4.0958 | 4.3898 | 4.5012 | 4.4024 | 4.7135 | 4.651 | 4.3748 | 4.4849 | 4.6632 | 4.792 | 4.8987 | 5.1802 | 5.3864 | 5.3043 | 5.0027 | 4.5629 | 4.0998 | 3.7353
2026-03-21 | 3.6304 | 3.5478 | 3.5426 | 3.5364 | 3.5583 | 3.7027 | 3.9375 | 4.0473 | 4.1041 | 4.0988 | 3.9753 | 3.9734 | 3.9597 | 3.8536 | 4.197 | 4.9437 | 4.7651 | 5.0555 | 5.0291 | 4.9739 | 4.6377 | 4.6928 | 4.1164 | 3.6912
2026-03-22 | 3.7869 | 3.7109 | 3.516 | 3.4616 | 3.4584 | 3.6596 | 3.8613 | 3.9708 | 4.2654 | 4.309 | 4.3265 | 4.7327 | 4.5545 | 4.9467 | 4.9262 | 4.8606 | 5.1622 | 5.5464 | 5.6522 | 5.6406 | 5.6914 | 5.0685 | 4.5052 | 4.0321
2026-03-23 | 3.8501 | 3.7219 | 3.6549 | 3.5741 | 3.6557 | 3.7744 | 4.1708 | 4.4896 | 5.0613 | 4.9031 | 5.1213 | 4.4947 | 4.912 | 4.6823 | 4.6633 | 4.7725 | 5.1041 | 5.2543 | 5.3734 | 5.6655 | 5.1615 | 4.5613 | 4.0653 | 3.6608
2026-03-24 | 3.4984 | 3.4735 | 3.4067 | 3.4216 | 3.4876 | 3.7866 | 4.2057 | 4.3994 | 4.5501 | 4.4893 | 4.3641 | 4.3635 | 4.71 | 4.5637 | 4.7226 | 5.2277 | 5.2405 | 5.4502 | 5.6948 | 5.6091 | 5.1617 | 4.6257 | 4.1268 | 3.7115
2026-03-25 | 3.5227 | 3.4504 | 3.4228 | 3.3765 | 3.4432 | 3.7238 | 4.1649 | 4.179 | 4.2901 | 4.2671 | 4.2144 | 4.4375 | 4.4892 | 4.4647 | 4.5238 | 4.743 | 4.9576 | 5.2999 | 5.2851 | 5.3631 | 5.2422 | 4.7234 | 4.1698 | 3.6701
2026-03-26 | 3.577 | 3.5349 | 3.496 | 3.5416 | 3.5747 | 3.9172 | 4.3426 | 4.5281 | 4.7619 | 4.9708 | 5.1413 | 5.2336 | 5.0028 | 4.9523 | 5.0116 | 5.0775 | 5.2919 | 5.6413 | 5.4147 | 5.5711 | 5.4051 | 4.5914 | 3.9749 | 3.6088
2026-03-27 | 3.4596 | 3.3663 | 3.3423 | 3.3552 | 3.4098 | 3.6446 | 4.1045 | 4.1354 | 4.1836 | 4.1251 | 4.235 | 4.3933 | 4.3866 | 4.3197 | 4.4187 | 4.6806 | 4.7725 | 4.9664 | 4.9542 | 5.0079 | 4.7752 | 4.318 | 3.9864 | 3.717
2026-03-28 | 3.5463 | 3.4761 | 3.5004 | 3.4418 | 3.4315 | 3.6159 | 3.8019 | 3.974 | 4.3099 | 4.4873 | 4.4468 | 4.9716 | 4.431 | 4.2489 | 4.4763 | 4.6351 | 4.74 | 5.1853 | 5.1341 | 5.2327 | 4.789 | 4.2551 | 4.0157 | 3.5958
2026-03-29 | 3.4597 | 3.3559 | 3.3478 | 3.3287 | 3.3601 | 3.5232 | 3.6473 | 3.7502 | 4.2039 | 4.0545 | 4.1519 | 4.3108 | 4.16 | 4.2143 | 4.2022 | 4.5258 | 4.6996 | 5.1078 | 5.1545 | 5.2461 | 4.9478 | 4.493 | 3.8943 | 3.5919
2026-03-30 | 3.489 | 3.5369 | 3.4565 | 3.4865 | 3.5433 | 3.8124 | 4.0775 | 4.4624 | 4.7033 | 4.4687 | 4.5944 | 4.4999 | 4.4194 | 4.3993 | 4.2599 | 4.5081 | 4.5313 | 4.9442 | 4.9136 | 5.1658 | 4.7082 | 4.1991 | 3.7589 | 3.4718
2026-03-31 | 3.3697 | 3.2472 | 3.2275 | 3.2637 | 3.3726 | 3.6536 | 3.8615 | 4.0404 | 4.1039 | 4.1039 | 4.0511 | 4.2295 | 4.0713 | 4.0588 | 4.2849 | 4.3957 | 4.5482 | 5.0688 | 5.4949 | 5.6549 | 5.31 | 4.8719 | 4.1394 | 3.8123
2026-04-01 | 3.6565 | 3.6101 | 3.5441 | 3.4914 | 3.5457 | 3.8334 | 4.1781 | 4.336 | 4.5061 | 4.8347 | 4.8007 | 4.5662 | 4.5592 | 4.5542 | 4.5377 | 5.0978 | 5.2287 | 5.6576 | 5.755 | 5.863 | 5.4035 | 4.3376 | 3.9974 | 3.8001
2026-04-02 | 3.7732 | 3.4227 | 3.5252 | 3.4527 | 3.5018 | 3.7666 | 4.0324 | 4.1583 | 4.3029 | 4.2167 | 4.5166 | 4.6063 | 4.5367 | 4.4595 | 4.585 | 4.9807 | 5.3519 | 5.6464 | 5.8734 | 5.7152 | 5.2172 | 4.8652 | 4.2991 | 3.9754
2026-04-03 | 3.6712 | 3.645 | 3.5971 | 3.6093 | 3.6659 | 3.935 | 4.3085 | 4.6302 | 5.0053 | 4.9058 | 4.9029 | 4.7636 | 4.3962 | 4.6048 | 4.9743 | 5.1898 | 5.2158 | 5.3566 | 5.2987 | 5.4116 | 5.0793 | 4.5142 | 4.0898 | 3.6049
2026-04-04 | 3.4616 | 3.3248 | 3.3863 | 3.4148 | 3.4341 | 3.6357 | 3.7352 | 3.8222 | 3.9435 | 3.9718 | 3.9672 | 4.3411 | 4.1836 | 4.142 | 4.2713 | 4.4365 | 4.6699 | 5.1208 | 5.3689 | 5.5526 | 4.9455 | 4.7421 | 4.3603 | 3.9173
2026-04-05 | 3.7569 | 3.6065 | 3.5679 | 3.5789 | 3.5954 | 3.7225 | 3.9301 | 4.126 | 4.3279 | 4.2476 | 4.7604 | 4.7417 | 4.5669 | 4.6954 | 4.7072 | 4.9541 | 5.0477 | 5.1567 | 5.1858 | 5.3952 | 4.7715 | 4.44 | 4.0511 | 3.8116
2026-04-06 | 3.6333 | 3.3726 | 3.3733 | 3.4186 | 3.4811 | 3.7354 | 4.1078 | 4.3499 | 4.5703 | 4.4459 | 4.6328 | 4.902 | 4.8073 | 4.8355 | 5.0876 | 5.3216 | 5.5823 | 5.7196 | 5.8738 | 5.817 | 5.2938 | 4.7533 | 4.0886 | 3.7229
2026-04-07 | 3.683 | 3.6346 | 3.5541 | 3.4644 | 3.4414 | 3.6968 | 4.1079 | 4.4021 | 4.5121 | 4.4006 | 4.5719 | 4.4754 | 4.2998 | 4.5852 | 4.7023 | 4.9632 | 5.2407 | 5.5894 | 5.8735 | 5.841 | 5.5234 | 4.6589 | 4.1338 | 3.6866
2026-04-08 | 3.6403 | 3.5825 | 3.5314 | 3.4463 | 3.5412 | 3.869 | 4.2774 | 4.8256 | 5.0451 | 5.099 | 4.8131 | 4.7991 | 4.7718 | 4.7592 | 4.5833 | 4.8302 | 5.1333 | 5.6161 | 5.7527 | 5.7532 | 5.2824 | 4.7128 | 4.3438 | 3.7634
2026-04-09 | 3.6238 | 3.6276 | 3.5725 | 3.531 | 3.5853 | 3.8924 | 4.3553 | 4.7881 | 5.0257 | 5.3014 | 5.5128 | 4.9019 | 4.7002 | 4.5968 | 4.7312 | 5.1114 | 5.3489 | 5.7121 | 5.7759 | 5.875 | 5.6114 | 4.7155 | 4.2545 | 3.8175
2026-04-10 | 3.6093 | 3.5538 | 3.5726 | 3.578 | 3.6324 | 3.9241 | 4.4659 | 4.8747 | 5.6778 | 5.5602 | 5.2412 | 5.0505 | 5.0151 | 4.9459 | 5.1443 | 5.2662 | 5.5105 | 5.7514 | 5.8212 | 5.8204 | 5.5914 | 4.9974 | 4.4797 | 3.9239
2026-04-11 | 3.7289 | 3.6387 | 3.6894 | 3.647 | 3.625 | 3.8464 | 4.0893 | 4.358 | 4.6672 | 4.5631 | 4.478 | 4.2354 | 4.2619 | 4.2473 | 4.3183 | 4.4317 | 4.6804 | 5.2511 | 5.0879 | 5.227 | 4.6923 | 4.3259 | 4.0187 | 3.6729
2026-04-12 | 3.581 | 3.4755 | 3.508 | 3.5201 | 3.5528 | 3.803 | 3.9383 | 4.0869 | 4.5233 | 4.5971 | 4.2868 | 4.4123 | 4.5648 | 4.3781 | 4.5817 | 5.1216 | 5.139 | 5.6096 | 5.6703 | 5.7026 | 5.3956 | 4.9077 | 4.2575 | 3.8115
2026-04-13 | 3.4839 | 3.4885 | 3.4256 | 3.4774 | 3.4763 | 3.8045 | 4.1408 | 4.4198 | 4.3328 | 4.1072 | 4.0104 | 3.844 | 3.7934 | 3.8027 | 3.9153 | 4.3206 | 4.6222 | 5.1008 | 5.5424 | 5.7861 | 5.3674 | 4.8324 | 4.1604 | 3.7637
2026-04-14 | 3.6536 | 3.6054 | 3.4854 | 3.4448 | 3.4208 | 3.6541 | 4.0218 | 4.0973 | 4.1975 | 4.3255 | 4.1904 | 3.7644 | 4.7788 | 4.4163 | 4.5365 | 5.4042 | 5.4663 | 5.7989 | 5.855 | 5.7608 | 5.5029 | 4.731 | 4.1438 | 3.9546
2026-04-15 | 3.8391 | 3.6944 | 3.5291 | 3.6014 | 3.7115 | 4.0124 | 4.4596 | 4.5573 | 5.0056 | 5.0776 | 4.4827 | 4.5133 | 4.6405 | 4.8563 | 5.2308 | 5.3468 | 5.5708 | 5.8703 | 5.7776 | 5.6755 | 5.4692 | 4.77 | 4.1676 | 3.7677
2026-04-16 | 3.6117 | 3.6285 | 3.5863 | 3.6142 | 3.6032 | 3.8874 | 4.086 | 3.9372 | 4.1369 | 4.0364 | 3.9509 | 4.347 | 4.4351 | 4.0105 | 4.4397 | 4.7262 | 4.9453 | 5.2996 | 5.5154 | 5.5473 | 5.0408 | 4.3941 | 4.058 | 3.7789
2026-04-17 | 3.5496 | 3.4521 | 3.5 | 3.4363 | 3.6286 | 3.7297 | 4.1405 | 4.2571 | 4.8053 | 4.9039 | 5.145 | 4.9826 | 4.9557 | 4.7917 | 5.0903 | 5.4284 | 5.4719 | 5.8329 | 5.8759 | 5.7971 | 5.4438 | 5.0771 | 4.2509 | 3.9153
2026-04-18 | 3.7654 | 3.711 | 3.7153 | 3.6558 | 3.7331 | 3.7881 | 3.9145 | 4.1444 | 4.5505 | 4.7434 | 4.8392 | 4.6008 | 4.3979 | 4.5898 | 4.7216 | 4.79 | 4.8215 | 5.2777 | 5.4711 | 5.4302 | 5.0619 | 4.5028 | 4.0312 | 3.7105
2026-04-19 | 3.6693 | 3.8884 | 3.7182 | 3.5555 | 3.6649 | 3.9507 | 4.1866 | 4.528 | 4.8501 | 5.0832 | 4.8806 | 4.7113 | 4.7608 | 4.7937 | 5.0275 | 5.1825 | 5.4734 | 5.6991 | 5.7694 | 5.8904 | 5.6846 | 5.1706 | 4.0576 | 3.731
2026-04-20 | 3.6268 | 3.5337 | 3.5453 | 3.4812 | 3.5391 | 3.7792 | 4.0933 | 4.4221 | 4.6585 | 4.3976 | 5.0216 | 4.599 | 4.3848 | 4.2634 | 4.3785 | 4.1149 | 4.3395 | 4.8405 | 5.057 | 5.3064 | 4.9218 | 4.3919 | 3.8555 | 3.5701
2026-04-21 | 3.542 | 3.4982 | 3.5074 | 3.4843 | 3.5023 | 3.9172 | 4.1789 | 4.1863 | 4.5161 | 4.6413 | 4.4911 | 4.2019 | 4.2004 | 4.1196 | 4.3006 | 4.37 | 4.7168 | 5.1043 | 5.3334 | 5.4005 | 5.0373 | 4.5023 | 3.8511 | 3.6422
2026-04-22 | 3.5337 | 3.4907 | 3.4738 | 3.4638 | 3.4906 | 3.8669 | 4.1243 | 4.269 | 4.4151 | 4.1467 | 4.0713 | 3.9902 | 3.9744 | 3.8709 | 4.1542 | 4.7519 | 4.9542 | 5.1292 | 5.3884 | 5.4192 | 5.0623 | 4.5638 | 3.9624 | 3.692
2026-04-23 | 3.639 | 3.5334 | 3.6405 | 3.7211 | 3.8551 | 4.339 | 4.5501 | 4.6427 | 4.8563 | 4.1539 | 4.0406 | 3.955 | 3.9225 | 3.8524 | 3.9957 | 4.3426 | 4.5891 | 5.2692 | 5.4546 | 5.5067 | 5.2331 | 4.5594 | 4.0223 | 3.6873
2026-04-24 | 3.6104 | 3.5115 | 3.5319 | 3.5492 | 3.5861 | 3.945 | 4.2039 | 4.3451 | 4.5614 | 4.4113 | 4.1963 | 4.258 | 4.2562 | 4.5749 | 4.9531 | 4.8597 | 5.0182 | 5.3406 | 5.7416 | 5.6247 | 5.2314 | 4.8187 | 4.3072 | 3.9762
2026-04-25 | 3.84 | 3.6795 | 3.6633 | 3.6434 | 3.5063 | 3.7357 | 3.9378 | 4.1686 | 4.4176 | 4.2223 | 4.5805 | 4.7065 | 4.5986 | 4.516 | 4.5231 | 4.6324 | 4.9645 | 5.137 | 5.2418 | 5.0601 | 4.9799 | 4.6339 | 4.3946 | 4.0545
2026-04-26 | 3.861 | 3.7392 | 3.6374 | 3.5194 | 3.6454 | 3.7661 | 3.8963 | 4.2224 | 4.3972 | 4.3708 | 4.4548 | 4.4866 | 4.7809 | 4.5473 | 4.7759 | 4.9186 | 5.2348 | 5.4369 | 5.5342 | 5.4732 | 5.1999 | 4.7152 | 4.4678 | 3.9077
2026-04-27 | 3.8057 | 3.8312 | 3.8674 | 3.8762 | 3.8884 | 3.975 | 4.5766 | 4.8088 | 4.8261 | 4.4677 | 4.4604 | 4.8122 | 4.6875 | 4.5888 | 4.4602 | 5.2207 | 5.3837 | 5.3788 | 5.4211 | 5.3306 | 4.9633 | 4.5237 | 4.1148 | 3.8074
2026-04-28 | 3.6547 | 3.5341 | 3.4917 | 3.44 | 3.4921 | 3.7628 | 4.0198 | 4.0957 | 4.3231 | 4.2002 | 4.296 | 4.2393 | 4.2175 | 4.5175 | 4.6448 | 4.6805 | 4.8425 | 5.296 | 5.4463 | 5.442 | 4.8205 | 4.3331 | 3.933 | 3.5718
2026-04-29 | 3.4735 | 3.358 | 3.3103 | 3.3384 | 3.4453 | 3.8121 | 4.086 | 4.1697 | 4.4591 | 4.6006 | 4.5296 | 4.5164 | 4.3223 | 4.212 | 4.2759 | 4.3923 | 4.4122 | 4.6534 | 5.0143 | 5.1916 | 4.8487 | 4.406 | 3.8955 | 3.6459
2026-04-30 | 3.5169 | 3.4468 | 3.4622 | 3.4083 | 3.448 | 3.8733 | 3.9913 | 4.1559 | 4.3594 | 4.2471 | 4.2744 | 4.4608 | 4.7055 | 4.5576 | 4.7185 | 4.9259 | 4.9892 | 4.9906 | 5.11 | 5.2088 | 4.8167 | 4.468 | 3.9941 | 3.6498
2026-05-01 | 3.393 | 3.2158 | 3.2461 | 3.3333 | 3.4201 | 3.6805 | 4.0467 | 4.0733 | 4.1906 | 4.1318 | 4.0486 | 3.8425 | 3.739 | 3.7151 | 3.8279 | 4.1817 | 4.5647 | 4.7778 | 4.9959 | 4.9596 | 4.7921 | 4.5079 | 3.9174 | 3.645
2026-05-02 | 3.4888 | 3.4043 | 3.4908 | 3.5081 | 3.5687 | 3.8452 | 3.9125 | 4.0212 | 4.1173 | 4.4052 | 4.2906 | 4.2479 | 4.3863 | 4.3393 | 4.3285 | 4.3666 | 4.3985 | 4.3076 | 4.4338 | 4.3318 | 4.111 | 4.0174 | 3.6528 | 3.3452
2026-05-03 | 3.259 | 3.2163 | 3.1767 | 3.1483 | 3.1709 | 3.5 | 3.5987 | 3.7451 | 3.8518 | 3.7634 | 3.6006 | 3.5997 | 3.5066 | 3.5754 | 3.7139 | 3.7822 | 3.7988 | 3.9571 | 4.1148 | 4.2085 | 4.0269 | 3.809 | 3.5013 | 3.3111
2026-05-04 | 3.1828 | 3.101 | 3.1087 | 3.0894 | 3.1511 | 3.4157 | 3.8199 | 3.9037 | 3.8743 | 3.7773 | 3.8814 | 3.9707 | 3.8209 | 3.7216 | 3.7802 | 3.8573 | 3.9643 | 4.1869 | 4.3984 | 4.5379 | 4.4042 | 4.0313 | 3.4942 | 3.1748
2026-05-05 | 3.1129 | 3.0321 | 3.0313 | 3.0673 | 3.102 | 3.4594 | 3.6197 | 3.88 | 3.9915 | 4.0108 | 4.0757 | 4.1011 | 4.0669 | 3.7949 | 4.003 | 4.5617 | 4.6059 | 4.6028 | 4.8736 | 4.9069 | 4.4495 | 4.1549 | 3.7124 | 3.4258
2026-05-06 | 3.3011 | 3.1614 | 3.2322 | 3.2877 | 3.4056 | 3.8564 | 4.0159 | 4.1186 | 4.2464 | 4.1684 | 4.3333 | 4.8298 | 4.5157 | 4.2567 | 4.6422 | 5.0261 | 5.0655 | 4.9703 | 5.0774 | 5.2702 | 5.0545 | 4.5862 | 4.0711 | 3.4612
2026-05-07 | 3.3998 | 3.2619 | 3.2807 | 3.3135 | 3.4064 | 3.7617 | 4.0277 | 4.1083 | 4.1073 | 4.0519 | 4.1474 | 4.1993 | 4.0343 | 3.9425 | 4.0007 | 4.0188 | 4.1842 | 4.467 | 4.66 | 4.7286 | 4.5435 | 4.2617 | 3.9447 | 3.5424
2026-05-08 | 3.4527 | 3.3228 | 3.4506 | 3.3981 | 3.4643 | 3.7538 | 4.0458 | 4.1274 | 4.2908 | 4.1004 | 4.1451 | 4.1434 | 4.0186 | 4.1557 | 4.1756 | 4.2308 | 4.4848 | 4.7156 | 4.8176 | 4.7626 | 4.5292 | 4.2995 | 3.7022 | 3.4841
2026-05-09 | 3.3672 | 3.3763 | 3.4205 | 3.3991 | 3.3899 | 3.555 | 3.7494 | 3.8933 | 4.1359 | 4.0846 | 3.9594 | 4.2761 | 4.6905 | 4.5303 | 4.6057 | 4.5422 | 4.6207 | 4.918 | 4.8027 | 4.7821 | 4.6177 | 4.4254 | 4.0519 | 3.7328
2026-05-10 | 3.6259 | 3.5095 | 3.4872 | 3.4319 | 3.5109 | 3.5132 | 3.6627 | 3.9934 | 4.2401 | 4.0384 | 4.2855 | 4.5184 | 4.3472 | 4.4675 | 4.4564 | 4.5138 | 4.5228 | 4.8357 | 5.0043 | 5.137 | 4.9669 | 4.4827 | 4.0601 | 3.7601
2026-05-11 | 3.6729 | 3.5795 | 3.604 | 3.6161 | 3.7182 | 3.9647 | 4.2497 | 4.374 | 4.8385 | 4.7936 | 4.5718 | 4.7474 | 4.5311 | 4.5062 | 4.6496 | 4.8528 | 5.557 | 5.6318 | 5.5755 | 5.4252 | 5.3923 | 4.9057 | 4.387 | 3.9065
2026-05-12 | 3.7818 | 3.8032 | 3.7876 | 3.8107 | 3.8011 | 4.1685 | 4.3675 | 4.6335 | 5.0132 | 4.9241 | 4.9485 | 5.0448 | 4.6668 | 4.7197 | 4.9771 | 4.9787 | 5.0937 | 5.3763 | 5.5149 | 5.6092 | 5.478 | 5.0121 | 4.3784 | 3.907
2026-05-13 | 3.72 | 3.5985 | 3.5899 | 3.5902 | 3.7379 | 4.0417 | 4.2412 | 4.4844 | 5.0859 | 4.9523 | 4.862 | 4.7563 | 4.7666 | 4.8028 | 4.8676 | 5.1475 | 5.1533 | 5.5814 | 5.4048 | 5.6096 | 5.5738 | 5.1252 | 4.3831 | 4.0582
2026-05-14 | 4.1332 | 3.9922 | 3.9446 | 4.0772 | 4.0967 | 4.4436 | 4.8003 | 5.1347 | 5.3014 | 5.1206 | 5.1527 | 5.0512 | 4.969 | 4.9951 | 5.195 | 5.3685 | 5.6546 | 5.9875 | 5.8757 | 5.7945 | 5.5354 | 5.1736 | 4.6633 | 4.2706
2026-05-15 | 3.8936 | 3.8087 | 3.8061 | 3.9606 | 3.9424 | 4.3179 | 4.6378 | 4.9443 | 5.0542 | 5.0854 | 5.0718 | 4.9445 | 4.8373 | 4.9266 | 5.1469 | 5.3735 | 5.5315 | 5.5388 | 5.473 | 5.4735 | 5.3383 | 5.143 | 4.663 | 4.1675
2026-05-16 | 3.9316 | 3.7983 | 3.8667 | 3.8746 | 3.9101 | 4.2034 | 4.3117 | 4.4243 | 5.0868 | 4.9725 | 4.9111 | 4.7796 | 4.7196 | 4.5946 | 4.6388 | 4.8017 | 4.935 | 5.1188 | 5.2058 | 5.3211 | 5.1975 | 4.9072 | 4.4793 | 4.0152
2026-05-17 | 3.8871 | 3.7458 | 3.7405 | 3.7301 | 3.7739 | 3.9552 | 4.0279 | 4.2452 | 4.8628 | 4.7024 | 4.812 | 4.8594 | 4.7035 | 4.6423 | 4.8055 | 5.0149 | 5.1944 | 5.1701 | 5.3202 | 5.2565 | 5.1816 | 4.8735 | 4.4397 | 3.9469
2026-05-18 | 3.8032 | 3.8823 | 3.7465 | 3.7193 | 3.757 | 3.9905 | 4.3314 | 4.4677 | 5.0142 | 5.0704 | 4.8031 | 4.9516 | 4.8127 | 4.781 | 5.0385 | 5.1566 | 5.1955 | 5.5208 | 5.5785 | 5.542 | 5.5318 | 5.1018 | 4.7276 | 4.201
2026-05-19 | 3.9581 | 3.7237 | 3.7205 | 3.7035 | 3.6713 | 4.0024 | 4.5222 | 4.7127 | 5.1508 | 4.9709 | 4.7567 | 4.8521 | 4.7325 | 4.9023 | 4.943 | 5.198 | 5.2589 | 5.4326 | 5.4852 | 5.4646 | 5.376 | 4.7364 | 4.2066 | 3.8928
2026-05-20 | 3.7983 | 3.7088 | 3.8273 | 3.6748 | 3.8638 | 4.1623 | 4.3973 | 4.4985 | 4.6048 | 4.5415 | 4.5866 | 4.6823 | 4.4531 | 4.5264 | 4.7587 | 4.7325 | 4.9269 | 5.2056 | 5.23 | 5.3556 | 5.2424 | 4.9984 | 4.4374 | 4.1176
2026-05-21 | 3.9617 | 3.8758 | 3.853 | 3.9527 | 4.0157 | 4.32 | 4.536 | 4.7428 | 4.9036 | 5.0146 | 5.0376 | 4.9176 | 4.7959 | 4.8529 | 5.2392 | 5.2055 | 5.1965 | 5.3596 | 5.4161 | 5.4419 | 5.1867 | 4.9508 | 4.3764 | 3.9553
2026-05-22 | 3.8403 | 3.7217 | 3.7175 | 3.7709 | 3.9297 | 4.2054 | 4.451 | 4.5272 | 4.7759 | 4.6955 | 4.7963 | 4.7759 | 4.5622 | 4.4978 | 4.5323 | 4.7369 | 4.9265 | 5.3988 | 5.3134 | 5.5326 | 5.3043 | 5.0429 | 4.6028 | 4.1879
2026-05-23 | 3.9728 | 3.8742 | 3.9268 | 3.9705 | 3.8936 | 4.1117 | 3.8905 | 4.0898 | 4.5682 | 4.609 | 4.4101 | 4.6434 | 4.2989 | 4.2447 | 4.2574 | 4.4006 | 4.5937 | 4.9383 | 4.918 | 4.82 | 4.638 | 4.5145 | 4.1457 | 3.8182
2026-05-24 | 3.6958 | 3.682 | 3.7049 | 3.6433 | 3.7429 | 3.8292 | 3.9041 | 4.0136 | 4.4907 | 4.549 | 4.5583 | 4.5165 | 4.4671 | 4.5349 | 4.6086 | 4.7516 | 4.8922 | 5.204 | 5.2166 | 5.1507 | 4.7809 | 4.6041 | 4.3574 | 3.969
2026-05-25 | 3.8618 | 3.7639 | 3.7247 | 3.7054 | 3.6952 | 3.8334 | 3.9611 | 4.19 | 4.3866 | 4.4514 | 4.7288 | 4.5921 | 4.5022 | 4.4933 | 4.5641 | 4.6315 | 4.8624 | 4.908 | 4.9419 | 5.0059 | 4.9677 | 4.6674 | 4.3349 | 4.0119
2026-05-26 | 3.9191 | 3.879 | 3.8384 | 3.8223 | 3.8949 | 4.1107 | 4.1869 | 4.3743 | 4.8557 | 4.9244 | 4.8892 | 4.9165 | 5.0553 | 5.0429 | 5.1309 | 5.2333 | 5.4088 | 5.4991 | 5.2905 | 5.4077 | 5.0799 | 4.7899 | 4.251 | 3.8857
2026-05-27 | 3.7361 | 3.6496 | 3.7029 | 3.7519 | 3.6 | 3.9251 | 4.2317 | 4.2854 | 4.5436 | 4.7053 | 4.483 | 4.5854 | 4.5879 | 4.5925 | 4.7278 | 4.7544 | 5.0511 | 5.1737 | 5.2212 | 5.2665 | 5.158 | 4.8056 | 4.1424 | 3.887
2026-05-28 | 3.796 | 3.622 | 3.6148 | 3.6527 | 3.4982 | 3.9021 | 4.0928 | 4.4204 | 4.61 | 4.608 | 4.6958 | 4.691 | 4.6872 | 4.5905 | 4.6399 | 4.9642 | 5.0705 | 5.2294 | 5.356 | 5.454 | 5.3924 | 4.8477 | 4.3549 | 3.8265
2026-05-29 | 3.6786 | 3.568 | 3.5371 | 3.5821 | 3.7176 | 4.1364 | 4.57 | 4.5682 | 4.8428 | 4.8266 | 4.762 | 4.8266 | 4.6537 | 4.5316 | 4.7667 | 5.0029 | 4.9533 | 5.1718 | 4.9376 | 4.8724 | 4.8407 | 4.7783 | 4.2307 | 3.9515
2026-05-30 | 3.8122 | 3.708 | 3.6642 | 3.6628 | 3.7303 | 4.0314 | 3.9887 | 4.1879 | 4.6251 | 4.4904 | 4.4162 | 4.5626 | 4.5176 | 4.3244 | 4.5432 | 4.6551 | 4.8155 | 5.0625 | 5.2081 | 5.0914 | 5.0329 | 4.7394 | 4.3929 | 3.9897
2026-05-31 | 3.7763 | 3.6444 | 3.6084 | 3.6832 | 3.7553 | 3.852 | 3.9638 | 4.0457 | 4.5748 | 4.4939 | 4.3678 | 4.2691 | 4.4433 | 4.2601 | 4.4423 | 4.5344 | 4.7042 | 4.9405 | 4.9021 | 4.9976 | 4.8452 | 4.666 | 4.1471 | 3.8685
2026-06-01 | 3.5963 | 3.5756 | 3.4951 | 3.6388 | 3.6612 | 3.8703 | 3.9257 | 4.0674 | 4.3281 | 4.4536 | 4.6104 | 4.4056 | 4.5545 | 4.6393 | 4.811 | 4.893 | 4.8994 | 5.0236 | 5.138 | 5.1767 | 5.0101 | 4.5179 | 4.1439 | 3.7968
2026-06-02 | 3.6669 | 3.5661 | 3.5606 | 3.5385 | 3.6312 | 3.9745 | 4.3185 | 4.1781 | 4.3055 | 4.544 | 4.6328 | 4.6122 | 4.4696 | 4.5058 | 4.7579 | 4.8278 | 4.8485 | 5.1331 | 5.0905 | 5.1164 | 4.9778 | 4.6091 | 4.2423 | 3.876
2026-06-03 | 3.7552 | 3.6675 | 3.6978 | 3.753 | 3.7783 | 4.0114 | 4.0788 | 4.147 | 4.6258 | 4.6743 | 4.5187 | 4.4519 | 4.5609 | 4.732 | 4.692 | 4.8818 | 4.9176 | 5.1515 | 5.1883 | 5.2862 | 5.2735 | 4.9704 | 4.6154 | 4.2588
2026-06-04 | 4.013 | 3.9195 | 3.8446 | 3.8404 | 3.9412 | 4.1868 | 4.3079 | 4.459 | 4.7001 | 4.7403 | 4.518 | 4.5714 | 4.3719 | 4.3289 | 4.4128 | 4.7256 | 4.8088 | 4.9765 | 5.046 | 5.0171 | 4.9572 | 4.6041 | 4.2415 | 3.8634
2026-06-05 | 3.7086 | 3.6733 | 3.7042 | 3.6636 | 3.7855 | 4.0204 | 4.1235 | 4.2952 | 4.5718 | 4.552 | 4.597 | 4.4966 | 4.5167 | 4.4664 | 4.4993 | 4.6901 | 4.757 | 4.927 | 5.1564 | 5.2117 | 5.0249 | 4.7864 | 4.3753 | 4.1029
2026-06-06 | 3.9074 | 3.6164 | 3.6271 | 3.6156 | 3.7566 | 3.8917 | 4.0409 | 4.231 | 4.5282 | 4.5343 | 4.4723 | 4.6576 | 4.3139 | 4.2805 | 4.5189 | 4.7356 | 4.8152 | 5.2046 | 4.9481 | 4.9987 | 4.916 | 4.6894 | 4.314 | 3.8807
2026-06-07 | 3.7509 | 3.6717 | 3.6891 | 3.6907 | 3.7493 | 3.847 | 3.9968 | 4.1891 | 4.4598 | 4.4295 | 4.5153 | 4.4507 | 4.4473 | 4.4924 | 4.5451 | 4.6637 | 4.6067 | 4.832 | 5.1149 | 5.1229 | 5.0934 | 4.7152 | 4.4269 | 3.9796
2026-06-08 | 3.8424 | 3.6446 | 3.6531 | 3.7501 | 3.8005 | 3.9891 | 4.1121 | 4.4758 | 4.9164 | 4.7543 | 4.8771 | 4.7055 | 4.6171 | 4.5985 | 4.7841 | 4.9701 | 5.157 | 5.3899 | 5.3451 | 5.2798 | 5.2147 | 4.9407 | 4.5798 | 4.0379
2026-06-09 | 3.7209 | 3.6269 | 3.5787 | 3.6333 | 3.7221 | 3.8826 | 4.0563 | 4.2067 | 4.6908 | 4.5186 | 4.527 | 4.4348 | 4.458 | 4.3456 | 4.4181 | 4.6135 | 4.7829 | 5.076 | 5.2513 | 5.2983 | 5.1727 | 4.8489 | 4.3434 | 4.0082
2026-06-10 | 3.8955 | 3.6973 | 3.686 | 3.6996 | 3.7168 | 4.0568 | 4.0976 | 4.3135 | 4.5884 | 4.7313 | 4.8147 | 4.8418 | 4.6009 | 4.6661 | 4.6578 | 4.9578 | 4.9321 | 5.2157 | 5.2641 | 5.3032 | 5.2299 | 4.9686 | 4.5629 | 4.1975
2026-06-11 | 4.0475 | 4.0274 | 3.8934 | 3.8172 | 3.8578 | 4.1383 | 4.171 | 4.2962 | 4.4428 | 4.3055 | 4.43 | 4.4322 | 4.4685 | 4.3032 | 4.4466 | 4.5681 | 4.6679 | 4.8733 | 4.9428 | 5.0074 | 4.8337 | 4.5225 | 4.0865 | 3.8475
2026-06-12 | 3.652 | 3.5544 | 3.6181 | 3.6109 | 3.6722 | 3.7811 | 3.8322 | 4.0601 | 4.4644 | 4.6642 | 4.7288 | 4.7837 | 4.6366 | 4.5286 | 4.7474 | 5.0156 | 4.9616 | 5.1685 | 5.1719 | 5.1134 | 4.886 | 4.6556 | 4.2463 | 3.9363
2026-06-13 | 3.7965 | 3.6143 | 3.6314 | 3.6501 | 3.6943 | 3.8765 | 3.9265 | 4.2107 | 4.2457 | 4.3759 | 4.1473 | 4.2077 | 4.1466 | 4.1514 | 4.1752 | 4.335 | 4.5743 | 4.8525 | 4.799 | 4.7628 | 4.5691 | 4.3479 | 4.0687 | 3.8136
2026-06-14 | 3.7175 | 3.7034 | 3.6825 | 3.7074 | 3.6602 | 3.8417 | 3.7472 | 3.8804 | 4.286 | 4.215 | 4.3526 | 4.3972 | 4.414 | 4.5592 | 4.5901 | 4.6344 | 4.7215 | 4.9211 | 5.0604 | 5.1544 | 5.0502 | 4.6492 | 4.2268 | 3.9472
2026-06-15 | 3.807 | 3.7073 | 3.5368 | 3.622 | 3.7293 | 3.841 | 3.9164 | 4.0713 | 4.506 | 4.4226 | 4.5073 | 4.3814 | 4.2444 | 4.4751 | 4.5258 | 4.5136 | 4.7548 | 5.0112 | 5.0722 | 5.01 | 4.8501 | 4.4983 | 4.1981 | 4.0042
2026-06-16 | 3.8953 | 3.8198 | 3.7659 | 3.805 | 3.8503 | 4.1062 | 4.163 | 4.3388 | 4.6046 | 4.8311 | 4.9524 | 4.9182 | 4.6671 | 4.5832 | 5.052 | 5.149 | 5.2298 | 5.3962 | 5.3574 | 5.4126 | 5.2646 | 4.8383 | 4.4295 | 4.1297
2026-06-17 | 3.9211 | 3.9031 | 3.7998 | 3.7633 | 3.85 | 4.1218 | 4.1887 | 4.5096 | 4.6066 | 4.5534 | 4.5384 | 4.4308 | 4.3963 | 4.4752 | 4.6255 | 4.84 | 4.8929 | 5.176 | 5.2193 | 5.2935 | 5.2243 | 4.8026 | 4.2978 | 3.9552
2026-06-18 | 3.8008 | 3.7239 | 3.7095 | 3.8094 | 3.7755 | 3.8994 | 3.9854 | 4.1312 | 4.8695 | 4.7448 | 4.709 | 4.8403 | 4.8049 | 4.6022 | 4.4532 | 4.6777 | 4.8876 | 5.1606 | 5.2459 | 5.2933 | 5.111 | 4.7234 | 4.2473 | 4.0043
2026-06-19 | 3.9048 | 3.8063 | 3.8133 | 3.751 | 3.7593 | 3.9687 | 4.1181 | 4.2429 | 4.532 | 4.6927 | 4.78 | 4.9406 | 4.7633 | 4.8208 | 4.8647 | 4.9366 | 4.9075 | 4.9507 | 4.777 | 4.9789 | 4.7842 | 4.6663 | 4.2747 | 3.9219
2026-06-20 | 3.6998 | 3.6208 | 3.6912 | 3.6857 | 3.6379 | 3.872 | 4.0879 | 4.1716 | 4.4959 | 4.6093 | 4.566 | 4.6125 | 4.6835 | 4.6186 | 4.8877 | 5.0435 | 5.1672 | 5.3445 | 5.1665 | 5.2389 | 5.1337 | 4.911 | 4.4946 | 4.0974
2026-06-21 | 3.9363 | 3.9228 | 3.7359 | 3.7409 | 3.7946 | 3.8463 | 4.0685 | 4.1909 | 4.4913 | 4.5663 | 4.6001 | 4.7026 | 4.6262 | 4.5696 | 4.616 | 4.8764 | 4.8574 | 4.9896 | 5.0242 | 5.0985 | 5.0281 | 4.8512 | 4.3983 | 4.13
2026-06-22 | 3.9643 | 3.889 | 3.8907 | 3.8503 | 3.7808 | 4.0405 | 4.1848 | 4.373 | 4.6864 | 4.7079 | 4.5369 | 4.7624 | 4.7615 | 4.5338 | 4.7375 | 4.8919 | 4.9732 | 5.2315 | 5.2698 | 5.2646 | 5.0866 | 4.7995 | 4.425 | 4
2026-06-23 | 3.9181 | 3.8552 | 3.8334 | 3.9077 | 3.9517 | 4.1651 | 4.3005 | 4.4888 | 4.7924 | 4.7718 | 4.7961 | 4.5854 | 4.5767 | 4.6981 | 4.7526 | 4.791 | 4.8477 | 5.226 | 5.3224 | 5.3596 | 5.0829 | 4.7459 | 4.4929 | 4.2429
2026-06-24 | 4.0249 | 3.9008 | 3.8501 | 3.8887 | 3.916 | 4.1239 | 4.1105 | 4.4051 | 4.5932 | 4.8033 | 4.7442 | 4.7662 | 4.5254 | 4.5245 | 4.6341 | 4.7057 | 4.748 | 5.0449 | 4.9907 | 4.9721 | 4.8278 | 4.5405 | 4.2152 | 3.8575
2026-06-25 | 3.7362 | 3.631 | 3.6691 | 3.6459 | 3.6538 | 3.9478 | 4.1575 | 4.3193 | 4.5548 | 4.7063 | 4.6542 | 4.6557 | 4.6975 | 4.6072 | 4.8601 | 4.7854 | 4.9265 | 5.2088 | 5.2931 | 5.3425 | 5.1824 | 4.8037 | 4.4109 | 4.1235
2026-06-26 | 4.0077 | 3.9151 | 3.9481 | 3.8939 | 4.0094 | 4.1714 | 4.3737 | 4.4815 | 5.0171 | 5.0415 | 5.1298 | 4.9082 | 4.8304 | 4.6903 | 4.8113 | 4.7598 | 4.7245 | 5.0703 | 5.1787 | 5.1433 | 4.979 | 4.7474 | 4.4019 | 4.0741
2026-06-27 | 3.8539 | 3.8627 | 3.8121 | 3.7838 | 3.7439 | 3.9015 | 4.0116 | 4.107 | 4.3497 | 4.2576 | 4.2074 | 4.1451 | 4.1573 | 4.168 | 4.3698 | 4.5642 | 4.5677 | 4.8928 | 4.8855 | 4.7906 | 4.7111 | 4.419 | 4.2534 | 4.0317
2026-06-28 | 3.8699 | 3.7709 | 3.7773 | 3.7206 | 3.8214 | 3.9607 | 4.0023 | 4.1278 | 4.3607 | 4.4761 | 4.4944 | 4.5535 | 4.5825 | 4.4358 | 4.4564 | 4.6296 | 4.6416 | 4.9345 | 5.0309 | 5.0195 | 4.7922 | 4.587 | 4.2181 | 3.9867
2026-06-29 | 3.9348 | 3.918 | 3.8985 | 3.8941 | 3.9587 | 4.086 | 4.252 | 4.4776 | 4.8381 | 4.9298 | 4.9694 | 4.8885 | 5.024 | 5.0507 | 5.1813 | 5.4028 | 5.5938 | 5.7669 | 5.7624 | 5.8779 | 5.7009 | 5.047 | 4.5287 | 4.126
2026-06-30 | 3.7682 | 3.6908 | 3.6246 | 3.5937 | 3.6512 | 3.8674 | 4.0631 | 4.2889 | 4.5651 | 4.4974 | 4.5767 | 4.53 | 4.5717 | 4.4912 | 4.5212 | 4.7112 | 4.8858 | 5.2265 | 5.2135 | 5.3486 | 5.2278 | 4.6882 | 4.4371 | 4.0118
2026-07-01 | 3.8741 | 3.7744 | 3.7839 | 3.8679 | 3.7817 | 4.0075 | 3.8966 | 4.1131 | 4.6485 | 4.7495 | 4.8999 | 4.7469 | 4.6672 | 4.7003 | 4.6904 | 4.9982 | 5.1033 | 5.4055 | 5.2385 | 5.3965 | 5.1804 | 4.8842 | 4.3045 | 3.9524
2026-07-02 | 3.7626 | 3.6783 | 3.7237 | 3.7347 | 3.7695 | 3.9485 | 4.0552 | 4.24 | 4.4765 | 4.6188 | 4.5462 | 4.7624 | 4.7041 | 4.6806 | 4.7565 | 4.6888 | 4.8966 | 5.2466 | 4.9199 | 4.9988 | 4.7518 | 4.5643 | 4.5104 | 3.9875
2026-07-03 | 3.8221 | 3.6971 | 3.8262 | 3.8407 | 3.8554 | 4.1059 | 4.2565 | 4.534 | 4.6629 | 4.6274 | 4.8284 | 4.7832 | 4.8751 | 4.8473 | 4.9398 | 5.1202 | 5.2227 | 5.1579 | 5.2138 | 5.2025 | 5.0701 | 4.7987 | 4.5276 | 4.1097
2026-07-04 | 3.9192 | 3.8372 | 3.8349 | 3.7408 | 3.9055 | 4.0349 | 4.0603 | 4.3088 | 4.6313 | 4.5068 | 4.4146 | 4.479 | 4.4185 | 4.4501 | 4.6635 | 4.8312 | 4.8194 | 4.919 | 4.8835 | 4.7449 | 4.6271 | 4.4952 | 4.3905 | 4.0776
2026-07-05 | 4.0143 | 3.9498 | 3.9178 | 3.9057 | 3.932 | 4.0016 | 4.1222 | 4.441 | 4.6535 | 4.7959 | 4.5962 | 4.7496 | 4.608 | 4.6788 | 4.7942 | 4.9603 | 5.0516 | 5.0111 | 5.0111 | 5.0451 | 4.945 | 4.65 | 4.2162 | 3.9848
2026-07-06 | 3.8262 | 3.7269 | 3.7511 | 3.7889 | 3.8812 | 4.1053 | 4.3441 | 4.7216 | 5.1207 | 4.8557 | 4.7832 | 4.7917 | 4.7829 | 4.8666 | 4.7966 | 4.967 | 5.1261 | 5.1828 | 5.4141 | 5.5362 | 5.3809 | 4.979 | 4.6355 | 4.25
2026-07-07 | 4.3253 | 4.1673 | 4.2148 | 4.2201 | 4.3029 | 4.6386 | 4.9143 | 5.0813 | 5.3284 | 5.1625 | 5.0851 | 5.3163 | 5.253 | 5.1545 | 5.038 | 5.1916 | 5.7329 | 6.2827 | 6.2314 | 6.2536 | 6.0414 | 5.6942 | 5.1386 | 4.7149
2026-07-08 | 4.1249 | 3.969 | 3.9376 | 3.9133 | 4.0838 | 4.2419 | 4.4788 | 4.6516 | 4.8671 | 4.7703 | 4.6917 | 4.6089 | 4.5622 | 4.6675 | 4.7879 | 5.26 | 5.6052 | 5.8792 | 5.8937 | 5.8971 | 5.7614 | 5.3387 | 4.8029 | 4.2834
2026-07-09 | 3.9751 | 4.004 | 3.8882 | 3.8026 | 3.815 | 4.0714 | 4.2013 | 4.4803 | 4.7114 | 4.5706 | 4.4692 | 4.4939 | 4.4673 | 4.4631 | 4.5485 | 4.7407 | 4.9444 | 5.1982 | 5.1593 | 5.33 | 5.1016 | 4.7775 | 4.3442 | 4.0762
2026-07-10 | 3.953 | 3.8855 | 3.8141 | 3.7815 | 3.8788 | 3.9848 | 4.0059 | 4.1377 | 4.805 | 4.6271 | 4.4453 | 4.5614 | 4.6606 | 4.5242 | 4.5455 | 4.7393 | 4.9195 | 5.2871 | 5.2879 | 5.1769 | 4.9731 | 4.7126 | 4.322 | 4.0818
2026-07-11 | 3.9501 | 3.808 | 3.7835 | 3.8126 | 3.8053 | 3.8943 | 3.921 | 4.1006 | 4.5856 | 4.5579 | 4.333 | 4.3702 | 4.3229 | 4.3416 | 4.5034 | 4.5363 | 4.65 | 5.0993 | 5.0678 | 5.0396 | 4.9517 | 4.5148 | 4.2 | 3.8771
2026-07-12 | 3.7897 | 3.6888 | 3.6399 | 3.6109 | 3.574 | 3.6281 | 3.713 | 3.8824 | 4.2734 | 4.2298 | 4.1568 | 4.2896 | 4.1849 | 4.2519 | 4.3648 | 4.5829 | 4.6094 | 5.0926 | 5.1358 | 5.079 | 4.999 | 4.6629 | 4.3359 | 3.9662
2026-07-13 | 3.8543 | 3.788 | 3.8085 | 3.746 | 3.7687 | 3.9251 | 3.8949 | 4.2037 | 4.6586 | 4.5219 | 4.5676 | 4.6671 | 4.8464 | 4.802 | 4.9206 | 5.008 | 5.1622 | 5.5042 | 5.5761 | 5.6176 | 5.3999 | 5.0138 | 4.4414 | 4.1099
2026-07-14 | 3.9548 | 3.809 | 3.7809 | 3.7893 | 3.7946 | 4.004 | 4.0225 | 4.1424 | 4.5391 | 4.4549 | 4.4147 | 4.433 | 4.5227 | 4.5412 | 4.6649 | 4.7093 | 4.9213 | 5.2889 | 5.3023 | 5.406 | 5.1443 | 4.8099 | 4.391 | 4.0806
2026-07-15 | 3.9395 | 3.8307 | 3.8 | 3.7849 | 3.8449 | 4.209 | 4.2588 | 4.274 | 4.9559 | 4.8807 | 4.8282 | 4.8385 | 4.8268 | 4.709 | 5.0862 | 5.139 | 5.3186 | 5.4774 | 5.6638 | 5.7471 | 5.5753 | 5.0224 | 4.5616 | 4.1027
2026-07-16 | 3.9439 | 3.9298 | 3.8471 | 3.7872 | 3.8652 | 4.0502 | 4.1017 | 4.2383 | 4.5325 | 4.5407 | 4.3337 | 4.4222 | 4.3658 | 4.3732 | 4.4616 | 4.6252 | 4.9218 | 5.2015 | 5.2141 | 5.2934 | 5.1431 | 4.841 | 4.3701 | 4.0555
2026-07-17 | 4.0091 | 3.9237 | 3.958 | 3.9002 | 4.0967 | 4.3628 | 4.5831 | 4.6602 | 5.0238 | 4.998 | 5.1086 | 5.0579 | 5.1604 | 5.1304 | 5.2587 | 5.2408 | 5.2398 | 5.6792 | 5.4908 | 5.4374 | 5.1306 | 4.816 | 4.2176 | 4.0448
2026-07-18 | 3.9178 | 3.8412 | 3.8246 | 3.841 | 3.866 | 3.9341 | 4.0497 | 4.0955 | 4.2851 | 4.3407 | 4.3636 | 4.4277 | 4.3777 | 4.3426 | 4.3508 | 4.5864 | 4.593 | 4.9337 | 4.9502 | 5.0281 | 4.8959 | 4.6403 | 4.2423 | 4.0609
2026-07-19 | 3.8642 | 3.8124 | 3.7536 | 3.7339 | 3.7631 | 3.9359 | 3.9566 | 4.3424 | 4.7146 | 4.8291 | 4.6722 | 4.6294 | 4.6123 | 4.5583 | 4.4888 | 4.6087 | 4.7636 | 5.1844 | 5.239 | 5.3568 | 5.4189 | 4.9762 | 4.5486 | 4.1461
2026-07-20 | 4.0161 | 3.9263 | 3.8951 | 3.8192 | 3.7849 | 4.0753 | 4.1484 | 4.3783 | 4.6638 | 4.5601 | 4.4611 | 4.7789 | 4.7451 | 4.6207 | 4.5252 | 4.8093 | 4.9356 | 5.2111 | 5.2155 | 5.2087 | 5.1094 | 4.767 | 4.3621 | 4.093
2026-07-21 | 3.9403 | 3.8869 | 3.9163 | 3.8519 | 3.9563 | 4.1902 | 4.3368 | 4.397 | 4.707 | 4.4306 | 4.4928 | 4.4847 | 4.5095 | 4.6871 | 4.832 | 5.1981 | 5.206 | 5.5645 | 5.5709 | 5.6547 | 5.4898 | 5.1406 | 4.6045 | 4.169
2026-07-22 | 3.9417 | 3.8633 | 3.8107 | 3.7874 | 3.8841 | 4.0541 | 4.235 | 4.387 | 4.7537 | 4.7514 | 4.6614 | 4.8024 | 4.6661 | 4.749 | 4.8563 | 4.9912 | 5.3121 | 5.4261 | 5.5375 | 5.6126 | 5.6063 | 5.0161 | 4.3916 | 4.0316
2026-07-23 | 3.8519 | 3.8285 | 3.7526 | 3.7683 | 3.8481 | 4.0591 | 4.2331 | 4.3159 | 4.4891 | 4.6994 | 4.8584 | 4.9665 | 4.9452 | 4.8537 | 4.8973 | 5.2079 | 5.2711 | 5.5406 | 5.643 | 5.5989 | 5.3866 | 4.994 | 4.5435 | 4.1196
2026-07-24 | 3.9381 | 3.8654 | 3.8007 | 3.8894 | 3.9621 | 4.1014 | 4.2808 | 4.4433 | 4.755 | 4.598 | 4.5697 | 4.6702 | 4.5936 | 4.6059 | 4.6585 | 5.0164 | 5.0175 | 5.1834 | 5.26 | 5.2862 | 5.1167 | 4.725 | 4.387 | 4.0235
2026-07-25 | 3.9858 | 3.8237 | 3.7932 | 3.7666 | 3.7812 | 4.0498 | 4.2099 | 4.3407 | 4.5711 | 4.7098 | 4.6564 | 4.9021 | 4.8241 | 4.7294 | 4.6892 | 4.7791 | 4.8852 | 4.992 | 5.0441 | 5.1782 | 4.96 | 4.646 | 4.3238 | 4.004
2026-07-26 | 3.8777 | 3.7568 | 3.7164 | 3.7816 | 3.7873 | 3.8589 | 4.0045 | 4.2968 | 4.5148 | 4.4407 | 4.4781 | 4.5407 | 4.8205 | 4.5652 | 4.5444 | 4.6403 | 4.7833 | 5.0381 | 5.0512 | 5.3201 | 5.084 | 4.6852 | 4.4292 | 4.0496
2026-07-27 | 3.8977 | 3.8244 | 3.7681 | 3.8148 | 3.8298 | 4.0172 | 4.2499 | 4.4213 | 4.6686 | 4.612 | 4.7701 | 4.665 | 4.8477 | 4.7379 | 4.8193 | 5.0469 | 5.2812 | 5.5126 | 5.7169 | 5.9256 | 5.7628 | 5.4491 | 4.7678 | 4.3504
2026-07-28 | 4.0862 | 3.5024 | 3.488 | 3.7614 | 3.9381 | 4.0701 | 4.2026 | 4.596 | 5.1583 | 5.0347 | 4.6842 | 4.6054 | 4.6533 | 4.6168 | 4.6933 | 4.9434 | 5.1173 | 5.3943 | 5.4734 | 5.4944 | 5.2564 | 4.8563 | 4.4087 | 4.0304
2026-07-29 | 3.871 | 3.7714 | 3.8281 | 3.7611 | 3.8693 | 4.1975 | 4.3169 | 4.486 | 4.6461 | 4.5122 | 4.4672 | 4.6086 | 4.5441 | 4.7107 | 4.9584 | 5.2007 | 5.3353 | 5.5467 | 5.6874 | 5.7061 | 5.5455 | 5.2974 | 4.8088 | 4.3462
2026-07-30 | 4.2895 | 4.0725 | 4.0037 | 3.9751 | 3.9395 | 4.0481 | 4.2889 | 4.512 | 4.6316 | 4.684 | 4.5023 | 4.5466 | 4.5207 | 4.4729 | 4.6861 | 4.9027 | 4.8948 | 5.246 | 5.2876 | 5.3368 | 5.2119 | 4.9743 | 4.4821 | 4.1648
2026-07-31 | 4.0535 | 4.0223 | 3.977 | 4.0996 | 4.1161 | 4.3368 | 4.525 | 4.6105 | 4.7387 | 4.6875 | 4.612 | 4.6263 | 4.8394 | 4.7355 | 4.8581 | 4.8307 | 4.9341 | 5.0409 | 5.1474 | 5.1658 | 4.9762 | 4.7635 | 4.4997 | 4.2107
2026-08-01 | 4.1081 | 3.9914 | 3.9759 | 4.0049 | 4.0764 | 4.2656 | 4.3656 | 4.5586 | 4.7456 | 4.5803 | 4.5396 | 4.6694 | 4.5756 | 4.5269 | 4.7811 | 5.1006 | 5.1629 | 5.282 | 5.4121 | 5.4968 | 5.343 | 5.0905 | 4.7215 | 4.3197
2026-08-02 | 4.1487 | 4.0667 | 4.0115 | 4.0269 | 4.0195 | 4.144 | 4.2797 | 4.3824 | 4.6087 | 4.5859 | 4.8063 | 4.8188 | 4.9536 | 4.9207 | 4.8692 | 5.3844 | 5.3021 | 5.5594 | 5.6521 | 5.69 | 5.5941 | 5.1839 | 4.8607 | 4.414
2026-08-03 | 4.2129 | 4.1067 | 3.9523 | 3.9881 | 4.0162 | 4.1333 | 4.5292 | 4.6118 | 4.9265 | 4.8513 | 4.654 | 4.734 | 4.6646 | 4.5412 | 4.8591 | 5.2254 | 5.3016 | 5.4812 | 5.5412 | 5.5372 | 5.3049 | 4.8705 | 4.5319 | 4.2503
2026-08-04 | 4.048 | 3.9918 | 4.0557 | 4.0416 | 4.1414 | 4.3615 | 4.6718 | 4.7576 | 4.9288 | 4.8107 | 4.9536 | 5.1138 | 5.025 | 5.2409 | 5.2905 | 5.5117 | 5.5702 | 5.7855 | 5.8459 | 5.8504 | 5.6662 | 5.3085 | 4.7609 | 4.4095
2026-08-05 | 4.2695 | 4.2127 | 4.1135 | 4.1631 | 4.2388 | 4.372 | 4.5919 | 4.6482 | 4.805 | 4.8851 | 4.8805 | 4.9104 | 4.9655 | 4.9113 | 5.0219 | 5.2864 | 5.3215 | 5.489 | 5.5869 | 5.7396 | 5.6433 | 5.1816 | 4.7788 | 4.4666
2026-08-06 | 4.3728 | 4.3554 | 4.3325 | 4.2567 | 4.2084 | 4.3539 | 4.591 | 4.5867 | 4.6956 | 4.6922 | 4.6957 | 4.7141 | 4.7087 | 4.6262 | 4.874 | 5.0288 | 5.2957 | 5.3681 | 5.4383 | 5.4829 | 5.2018 | 4.9773 | 4.4981 | 4.2882
2026-08-07 | 4.2523 | 4.1242 | 4.073 | 4.0695 | 4.0757 | 4.3448 | 4.3402 | 4.5811 | 5.1549 | 5.1663 | 4.8893 | 4.9377 | 4.9867 | 4.9437 | 5.0802 | 5.0912 | 5.1409 | 5.3682 | 5.3472 | 5.4114 | 5.1678 | 4.8856 | 4.4813 | 4.2091
2026-08-08 | 4.1383 | 3.9943 | 3.9747 | 3.9231 | 3.9962 | 4.0646 | 4.1796 | 4.4285 | 4.6569 | 4.746 | 4.7456 | 4.7685 | 4.7732 | 4.7355 | 4.783 | 5.0324 | 5.0912 | 5.2023 | 5.3059 | 5.4668 | 5.2359 | 4.9697 | 4.6576 | 4.3818
2026-08-09 | 4.2467 | 4.1834 | 4.085 | 4.181 | 4.1564 | 4.3719 | 4.4746 | 4.5839 | 4.788 | 4.677 | 4.8209 | 4.8614 | 4.933 | 5.0966 | 4.9814 | 5.1839 | 5.1487 | 5.3257 | 5.3184 | 5.4061 | 5.1659 | 4.9209 | 4.4714 | 4.2375
2026-08-10 | 4.1388 | 4.0215 | 4.0504 | 4.0647 | 4.0963 | 4.3487 | 4.5999 | 4.769 | 4.9972 | 4.8333 | 4.7527 | 4.6904 | 4.7418 | 4.7349 | 4.6882 | 4.9137 | 5.0779 | 5.267 | 5.5421 | 5.6172 | 5.4311 | 5.1269 | 4.7055 | 4.3643
2026-08-11 | 4.1957 | 4.1648 | 4.1458 | 4.1058 | 4.1612 | 4.3042 | 4.4133 | 4.495 | 5.0759 | 5.0386 | 5.0758 | 5.1895 | 5.1249 | 5.0628 | 5.1273 | 5.1262 | 5.2225 | 5.4892 | 5.5887 | 5.6401 | 5.4734 | 4.9812 | 4.532 | 4.2392
2026-08-12 | 4.1057 | 3.9945 | 3.9661 | 3.954 | 3.9061 | 4.2719 | 4.4049 | 4.5199 | 5.0937 | 4.954 | 4.7854 | 4.899 | 4.9209 | 4.8196 | 5.0173 | 5.3074 | 5.2753 | 5.497 | 5.485 | 5.4511 | 5.3074 | 5.0949 | 4.5855 | 4.2674
2026-08-13 | 4.1559 | 4.0798 | 4.1235 | 4.0884 | 4.1914 | 4.4564 | 4.3637 | 4.7148 | 5.1079 | 5.2069 | 5.1241 | 5.0296 | 5.0897 | 5.1323 | 5.2237 | 5.2671 | 5.3492 | 5.5307 | 5.4352 | 5.5371 | 5.3313 | 5.1217 | 4.6746 | 4.3431
2026-08-14 | 4.1991 | 4.1003 | 4.1151 | 3.9586 | 3.957 | 4.2065 | 4.4839 | 4.6239 | 4.864 | 4.8932 | 4.9824 | 4.887 | 4.978 | 4.8901 | 5.073 | 5.1142 | 5.2744 | 5.4696 | 5.6389 | 5.6045 | 5.2636 | 4.9985 | 4.6667 | 4.2797
2026-08-15 | 4.1743 | 4.0784 | 4.0739 | 4.0069 | 4.1386 | 4.2938 | 4.5005 | 4.6936 | 4.9461 | 4.9733 | 4.8395 | 4.9644 | 4.7698 | 4.751 | 4.817 | 5.0353 | 5.0613 | 5.4735 | 5.5366 | 5.4317 | 5.1668 | 4.9609 | 4.5659 | 4.2929
2026-08-16 | 4.0515 | 3.9303 | 3.894 | 3.7712 | 3.8925 | 4.0507 | 4.0827 | 4.0692 | 4.7135 | 4.6263 | 4.572 | 4.5428 | 4.6434 | 4.7229 | 4.6682 | 5.0124 | 4.9928 | 5.3403 | 5.4694 | 5.4742 | 5.2882 | 4.8795 | 4.5505 | 4.193
2026-08-17 | 4.1122 | 4.0255 | 3.9522 | 3.9031 | 3.9979 | 4.2382 | 4.4432 | 4.4067 | 4.9453 | 5.0448 | 4.8358 | 4.8237 | 4.833 | 4.8811 | 4.9413 | 5.0134 | 5.2388 | 5.4999 | 5.5655 | 5.5881 | 5.2396 | 4.8944 | 4.5709 | 4.2246
2026-08-18 | 4.0642 | 3.9519 | 3.9351 | 3.8988 | 3.9487 | 4.162 | 4.5173 | 4.6415 | 4.8904 | 4.7766 | 4.7248 | 4.8436 | 4.6831 | 4.7479 | 4.8799 | 4.9658 | 5.1707 | 5.3221 | 5.5356 | 5.5893 | 5.3669 | 5.0677 | 4.6887 | 4.371
2026-08-19 | 4.1815 | 4.1009 | 4.016 | 3.968 | 4.0332 | 4.3558 | 4.6636 | 4.7774 | 4.9532 | 4.901 | 4.745 | 4.8235 | 4.8593 | 4.6966 | 4.9552 | 5.4324 | 5.5474 | 5.6345 | 5.7125 | 5.7321 | 5.3777 | 5.1098 | 4.6131 | 4.422
2026-08-20 | 4.3107 | 4.1816 | 4.1996 | 4.0786 | 4.0911 | 4.4375 | 4.8207 | 4.6586 | 4.9173 | 4.8533 | 4.8835 | 5.0461 | 5.0147 | 4.7876 | 4.7901 | 4.998 | 5.1282 | 5.3125 | 5.5222 | 5.555 | 5.3328 | 5.0087 | 4.6799 | 4.3191
2026-08-21 | 4.191 | 4.0967 | 4.0874 | 3.9917 | 4.0092 | 4.281 | 4.6453 | 4.7705 | 5.0074 | 5.118 | 5.0378 | 4.9561 | 4.9727 | 4.9639 | 5.2164 | 5.3628 | 5.439 | 5.6867 | 5.6681 | 5.6043 | 5.3957 | 5.0309 | 4.6988 | 4.3622
2026-08-22 | 4.2089 | 4.1346 | 4.0533 | 4.023 | 3.983 | 4.1032 | 4.3074 | 4.5924 | 4.8695 | 4.8832 | 4.7901 | 4.8719 | 4.8209 | 4.7751 | 4.9098 | 5.204 | 5.2797 | 5.4326 | 5.3199 | 5.3765 | 5.1879 | 4.9861 | 4.6579 | 4.269
2026-08-23 | 4.1137 | 3.9768 | 4.009 | 3.9187 | 3.9552 | 4.2167 | 4.3477 | 4.6222 | 4.9905 | 4.9444 | 4.8951 | 4.9277 | 4.8139 | 5.0054 | 5.0106 | 5.0387 | 5.1284 | 5.4501 | 5.5347 | 5.6655 | 5.4983 | 5.1713 | 4.7874 | 4.452
2026-08-24 | 4.2871 | 4.1154 | 4.0805 | 3.9869 | 4.0684 | 4.311 | 4.7868 | 5.0275 | 5.2501 | 5.0622 | 4.9171 | 4.9538 | 4.8462 | 4.9105 | 4.8857 | 5.0969 | 5.0875 | 5.3383 | 5.4799 | 5.5938 | 5.2217 | 4.9643 | 4.5188 | 4.2408
2026-08-25 | 4.2924 | 4.2178 | 4.2117 | 4.1903 | 4.3986 | 4.6955 | 5.0838 | 5.0488 | 5.2558 | 5.2713 | 5.4486 | 5.2938 | 5.3751 | 5.2578 | 5.4188 | 5.6311 | 5.842 | 6.0531 | 6.0629 | 6.1744 | 5.8137 | 5.4642 | 5.0093 | 4.6833
2026-08-26 | 4.2617 | 4.2018 | 4.1707 | 4.1487 | 4.0947 | 4.4183 | 4.6186 | 4.7573 | 5.076 | 4.8809 | 4.76 | 4.8023 | 4.9411 | 4.8302 | 4.9094 | 5.0512 | 5.1534 | 5.4079 | 5.4656 | 5.4846 | 5.111 | 4.8012 | 4.4893 | 4.1832
2026-08-27 | 4.1973 | 4.1643 | 4.1617 | 4.1236 | 4.1842 | 4.2702 | 4.5073 | 4.4555 | 4.6066 | 5.1666 | 5.1882 | 5.1105 | 4.9839 | 4.9431 | 4.911 | 5.2797 | 5.4162 | 5.4245 | 5.381 | 5.4785 | 5.3638 | 5.0933 | 4.6459 | 4.3295
2026-08-28 | 4.1837 | 4.1155 | 4.0611 | 4.0426 | 4.1646 | 4.3874 | 4.4649 | 4.5555 | 4.6746 | 4.7307 | 4.7291 | 4.667 | 4.613 | 4.9297 | 5.2394 | 5.1506 | 5.1985 | 5.4816 | 5.4328 | 5.3237 | 5.2259 | 5.0585 | 4.6163 | 4.2482
2026-08-29 | 4.1183 | 4.0233 | 4.0452 | 4.0416 | 4.0991 | 4.287 | 4.3433 | 4.4795 | 4.7649 | 4.7372 | 4.6259 | 4.7636 | 4.8601 | 4.6019 | 4.6556 | 4.8263 | 4.8915 | 5.5 | 5.4302 | 5.3504 | 5.1989 | 4.8281 | 4.473 | 4.2457
2026-08-30 | 4.1134 | 4.0301 | 4.1127 | 4.0532 | 4.1383 | 4.3429 | 4.548 | 4.6643 | 4.9626 | 4.9739 | 4.8428 | 4.891 | 4.8286 | 4.8697 | 4.9797 | 4.9202 | 5.1123 | 5.354 | 5.4717 | 5.3956 | 5.0077 | 4.8015 | 4.4568 | 4.2111
2026-08-31 | 4.0241 | 3.9501 | 3.9205 | 3.9888 | 4.0426 | 4.2326 | 4.4037 | 4.5738 | 4.7793 | 4.7057 | 4.7597 | 4.7408 | 4.7081 | 4.806 | 4.9734 | 5.1408 | 5.2456 | 5.4338 | 5.3762 | 5.3935 | 5.0926 | 4.8751 | 4.4605 | 4.2211
2026-09-01 | 4.0322 | 3.9565 | 3.9514 | 3.8119 | 3.8384 | 4.0361 | 4.1153 | 4.2455 | 4.3989 | 4.6457 | 4.8801 | 4.7392 | 4.7453 | 4.6773 | 4.9258 | 4.9104 | 5.082 | 5.4724 | 5.58 | 5.6801 | 5.2184 | 4.9226 | 4.4821 | 4.3027
2026-09-02 | 4.1544 | 4.033 | 3.9951 | 3.9653 | 4.0375 | 4.3456 | 4.6554 | 4.8246 | 4.9825 | 5.0553 | 5.008 | 5.2648 | 5.3185 | 5.1009 | 5.3192 | 5.1652 | 5.3616 | 5.6145 | 5.722 | 5.456 | 5.0096 | 4.9712 | 4.6058 | 4.296
2026-09-03 | 4.1113 | 4.0762 | 4.0223 | 4.0236 | 4.0178 | 4.3091 | 4.5991 | 4.8367 | 5.044 | 4.9552 | 4.8012 | 4.8947 | 4.9322 | 4.9039 | 4.9318 | 5.193 | 5.3018 | 5.555 | 5.5186 | 5.7558 | 5.5702 | 5.2214 | 4.6875 | 4.3043
2026-09-04 | 4.1786 | 4.0313 | 4.0892 | 4.0075 | 4.0632 | 4.3097 | 4.7413 | 4.7718 | 5.099 | 5.1145 | 5.0041 | 5.0064 | 5.2802 | 5.1087 | 5.14 | 5.1063 | 5.2805 | 5.5449 | 5.4889 | 5.3314 | 5.1036 | 4.7561 | 4.4526 | 4.1512
2026-09-05 | 4.0829 | 3.978 | 3.9634 | 3.9391 | 3.9831 | 4.1606 | 4.3037 | 4.4769 | 4.6562 | 4.6953 | 4.8227 | 4.771 | 4.628 | 4.6681 | 4.743 | 4.7023 | 4.8247 | 5.0833 | 5.1719 | 5.149 | 4.9758 | 4.6331 | 4.4423 | 4.1382
2026-09-06 | 4.0409 | 3.96 | 3.9467 | 3.8859 | 3.9531 | 4.1007 | 4.2771 | 4.4957 | 4.6329 | 4.6575 | 4.6495 | 4.7834 | 4.837 | 4.8717 | 4.8594 | 5.1257 | 5.1258 | 5.1305 | 5.2473 | 5.2971 | 5.0087 | 4.7339 | 4.3158 | 4.069
2026-09-07 | 3.9661 | 3.9147 | 3.7934 | 3.7835 | 3.8817 | 4.1663 | 4.4329 | 4.3829 | 4.6629 | 4.7018 | 4.4943 | 4.7892 | 4.7709 | 4.9262 | 4.9621 | 5.1746 | 5.3066 | 5.5129 | 5.7002 | 5.859 | 5.6182 | 5.2875 | 4.7764 | 4.4551
2026-09-08 | 4.3243 | 4.214 | 4.2138 | 4.0171 | 3.9626 | 4.2142 | 4.4536 | 4.6484 | 4.6909 | 4.7301 | 4.6736 | 4.6777 | 4.6114 | 4.7053 | 4.726 | 4.7912 | 4.9853 | 5.2542 | 5.4306 | 5.3772 | 4.9484 | 4.7441 | 4.3757 | 4.2448
2026-09-09 | 4.2206 | 4.0994 | 4.0666 | 4.0392 | 4.1497 | 4.4249 | 4.8361 | 4.9409 | 5.1502 | 5.2274 | 4.9942 | 5.2813 | 5.1911 | 5.0765 | 5.1733 | 5.3141 | 5.5265 | 5.668 | 5.7712 | 5.6928 | 5.1781 | 4.922 | 4.4733 | 4.1735
2026-09-10 | 3.997 | 3.9994 | 3.94 | 3.9735 | 4.0442 | 4.4278 | 4.717 | 4.9902 | 5.1219 | 5.0063 | 4.9553 | 5.1011 | 5.0818 | 5.0982 | 5.1016 | 5.4172 | 5.4776 | 5.7587 | 5.8271 | 5.9054 | 5.7061 | 5.4133 | 4.8458 | 4.5652
2026-09-11 | 4.3352 | 4.1398 | 4.1222 | 4.0607 | 4.0907 | 4.3796 | 4.6656 | 4.7865 | 4.9248 | 4.9353 | 4.9977 | 5.06 | 5.0395 | 5.0952 | 5.1448 | 5.1941 | 5.193 | 5.6121 | 5.6346 | 5.4693 | 5.2552 | 5.0466 | 4.6927 | 4.4166
2026-09-12 | 4.1772 | 4.0983 | 4.1145 | 3.9736 | 4.0248 | 4.3058 | 4.5303 | 4.7842 | 5.0605 | 4.998 | 5.1565 | 5.1175 | 5.3012 | 5.1994 | 4.9559 | 5.2521 | 5.2552 | 5.4234 | 5.4157 | 5.1769 | 4.9595 | 4.7008 | 4.4974 | 4.3146
2026-09-13 | 4.1741 | 4.0864 | 4.0632 | 4.0322 | 4.0544 | 4.2515 | 4.2123 | 4.4811 | 4.8167 | 4.8182 | 4.8445 | 4.9044 | 4.9073 | 5.0846 | 5.1765 | 5.3112 | 5.4693 | 5.7427 | 6.0455 | 5.7864 | 5.5046 | 5.2611 | 4.7244 | 4.4562
2026-09-14 | 4.2216 | 4.118 | 4.0552 | 4.0366 | 4.1588 | 4.4301 | 4.7484 | 5.0469 | 5.325 | 5.0336 | 5.0039 | 4.9691 | 4.9126 | 5.03 | 5.2133 | 5.2576 | 5.3337 | 5.635 | 5.8037 | 5.7959 | 5.4626 | 5.1441 | 4.7096 | 4.3359
2026-09-15 | 4.2132 | 4.0591 | 4.0699 | 4.0094 | 4.1063 | 4.4348 | 4.4454 | 4.8447 | 5.1369 | 4.9802 | 5.1788 | 5.2327 | 5.1855 | 5.1058 | 4.9775 | 5.2087 | 5.2813 | 5.682 | 5.7112 | 5.6421 | 5.1523 | 4.8347 | 4.6359 | 4.2821
2026-09-16 | 4.1131 | 3.8868 | 3.9186 | 4.0563 | 4.0922 | 4.3393 | 4.5447 | 4.7446 | 4.8599 | 4.8224 | 5.0101 | 4.8623 | 4.9876 | 4.9522 | 5.0392 | 5.1614 | 5.2092 | 5.4903 | 5.7234 | 5.6951 | 5.3427 | 5.0646 | 4.6427 | 4.2999
2026-09-17 | 4.1088 | 3.9967 | 3.9828 | 3.9968 | 4.086 | 4.4609 | 4.6516 | 4.8547 | 5.3694 | 5.1556 | 4.9838 | 5.085 | 5.0087 | 5.0831 | 5.0913 | 5.2273 | 5.3232 | 5.4829 | 5.5793 | 5.6418 | 5.2907 | 4.9937 | 4.5873 | 4.2537
2026-09-18 | 4.1128 | 4.0764 | 3.9963 | 4.0204 | 4.1252 | 4.3362 | 4.4402 | 4.5056 | 4.8153 | 4.7787 | 4.8202 | 4.7623 | 4.7709 | 4.7913 | 4.8669 | 4.9744 | 4.8829 | 5.1714 | 5.2585 | 5.3027 | 4.97 | 4.8245 | 4.4937 | 4.2081
2026-09-19 | 4.0319 | 3.9678 | 3.9954 | 3.9857 | 4.1164 | 4.2283 | 4.4146 | 4.5555 | 4.7053 | 4.6715 | 4.6 | 4.7122 | 4.6232 | 4.549 | 4.6646 | 4.692 | 4.7724 | 5.1501 | 5.3639 | 5.4014 | 5.1227 | 4.9498 | 4.6182 | 4.3484
2026-09-20 | 4.1704 | 4.0916 | 4.0618 | 4.019 | 3.9422 | 4.2679 | 4.3317 | 4.5052 | 4.7 | 4.673 | 4.6782 | 4.6781 | 4.7448 | 4.7603 | 4.8203 | 4.8968 | 5.1548 | 5.5653 | 5.7513 | 5.6837 | 5.4623 | 5.1945 | 4.7903 | 4.3992
2026-09-21 | 4.2335 | 4.1098 | 4.1867 | 4.2405 | 4.2746 | 4.509 | 4.8079 | 5.1093 | 5.2436 | 5.1351 | 5.2332 | 5.5412 | 5.6382 | 5.6834 | 5.6106 | 5.5128 | 5.4737 | 5.7773 | 5.9142 | 5.9285 | 5.3739 | 5.0611 | 4.501 | 4.2183
2026-09-22 | 4.1249 | 4.0292 | 4.0565 | 4.0433 | 4.1359 | 4.4272 | 4.6171 | 4.8238 | 4.8528 | 4.8961 | 4.8893 | 4.89 | 4.852 | 4.9062 | 4.932 | 5.0931 | 5.2139 | 5.5685 | 5.78 | 5.7654 | 5.5135 | 5.2398 | 4.8122 | 4.5173
2026-09-23 | 4.2374 | 4.1391 | 4.1622 | 4.1135 | 4.1902 | 4.5362 | 4.7731 | 4.8153 | 5.1378 | 4.9642 | 5.0098 | 4.9633 | 5.0525 | 4.9248 | 4.9811 | 5.0733 | 5.1631 | 5.3422 | 5.5532 | 5.4866 | 5.1763 | 4.9138 | 4.6474 | 4.3262
2026-09-24 | 4.3091 | 4.1654 | 4.1256 | 4.1865 | 4.2126 | 4.5059 | 4.7989 | 4.8331 | 5.0081 | 4.8588 | 5.0168 | 5.1879 | 5.4209 | 5.5621 | 5.5785 | 5.8224 | 6.0197 | 6.214 | 6.2744 | 6.244 | 5.9333 | 5.3304 | 4.9258 | 4.6532
2026-09-25 | 4.2658 | 4.1701 | 4.0971 | 4.0832 | 4.2307 | 4.4491 | 4.7277 | 4.8009 | 4.9623 | 5.0745 | 5.1638 | 5.5073 | 5.2884 | 5.3276 | 5.4905 | 5.6588 | 5.7477 | 5.8307 | 5.9405 | 5.8142 | 5.6048 | 5.4139 | 4.9248 | 4.5915
2026-09-26 | 4.4612 | 4.4313 | 4.2356 | 4.2256 | 4.2801 | 4.3658 | 4.4748 | 4.7487 | 4.8946 | 5.0043 | 4.8174 | 4.7605 | 5.0956 | 5.2056 | 5.2568 | 5.2155 | 5.2567 | 5.3385 | 5.3274 | 5.0429 | 4.924 | 4.7816 | 4.5305 | 4.1508
2026-09-27 | 4.0113 | 4.0313 | 3.9476 | 4.0399 | 4.1147 | 4.2811 | 4.5441 | 4.7196 | 4.8738 | 5.0775 | 5.0148 | 5.0978 | 5.0258 | 4.887 | 4.9194 | 5.0711 | 5.1396 | 5.3654 | 5.5104 | 5.5079 | 5.2928 | 5.0053 | 4.6036 | 4.3865
2026-09-28 | 4.2179 | 4.0784 | 4.0842 | 4.0781 | 4.0649 | 4.2762 | 4.4621 | 4.65 | 4.6637 | 4.7351 | 4.7832 | 5.1305 | 5.1884 | 5.1109 | 5.0304 | 5.1747 | 5.2731 | 5.5608 | 5.7975 | 5.5541 | 5.23 | 4.8804 | 4.4442 | 4.2175
2026-09-29 | 4.1403 | 4.0926 | 4.1559 | 4.1108 | 4.1605 | 4.4577 | 4.5894 | 4.7275 | 4.885 | 4.8947 | 4.9357 | 5.2071 | 5.0085 | 4.9622 | 4.9229 | 5.084 | 5.2642 | 5.6655 | 5.7856 | 5.7036 | 5.3138 | 5.2304 | 4.8796 | 4.5283
2026-09-30 | 4.3781 | 4.2793 | 4.3031 | 4.2493 | 4.3485 | 4.5287 | 4.7458 | 4.8511 | 4.8494 | 4.8788 | 4.9059 | 5.0353 | 4.9755 | 4.9327 | 5.0669 | 5.2646 | 5.5737 | 5.6091 | 5.7403 | 5.6497 | 5.3413 | 5.0525 | 4.6822 | 4.3846
2026-10-01 | 4.3047 | 4.2781 | 4.2383 | 4.2103 | 4.2928 | 4.5602 | 4.8133 | 4.997 | 5.108 | 5.1026 | 5.1141 | 5.0376 | 4.8947 | 4.8608 | 5.0357 | 5.2274 | 5.4876 | 5.711 | 5.9484 | 5.8942 | 5.7122 | 5.4967 | 4.8803 | 4.5384
2026-10-02 | 4.2908 | 4.214 | 4.0745 | 4.0493 | 4.077 | 4.3734 | 4.6489 | 4.7319 | 4.8252 | 4.8542 | 4.7887 | 4.858 | 4.9107 | 4.9347 | 4.9674 | 5.1167 | 5.3028 | 5.527 | 5.4956 | 5.3304 | 5.1036 | 4.8687 | 4.4499 | 4.1995
2026-10-03 | 4.0855 | 4.0944 | 4.0177 | 3.9699 | 4.0063 | 4.2318 | 4.1575 | 4.4839 | 4.579 | 4.7411 | 4.6512 | 4.8211 | 4.8941 | 4.8159 | 4.8412 | 4.9541 | 5.1713 | 5.347 | 5.448 | 5.4011 | 5.0514 | 4.9242 | 4.6105 | 4.2901
2026-10-04 | 4.095 | 3.9283 | 3.9668 | 3.9824 | 3.9546 | 4.0979 | 4.1906 | 4.3918 | 4.5376 | 4.5789 | 4.714 | 4.9116 | 4.8102 | 4.8992 | 5.091 | 5.1835 | 5.2239 | 5.2773 | 5.2298 | 5.2244 | 4.8654 | 4.7451 | 4.4114 | 4.0884
2026-10-05 | 3.9422 | 3.9512 | 3.9045 | 3.8709 | 3.7931 | 4.0761 | 4.2854 | 4.4085 | 4.7992 | 4.9743 | 4.9003 | 5.0713 | 4.943 | 4.8137 | 4.973 | 4.9742 | 5.0515 | 5.2703 | 5.5975 | 5.4772 | 5.3117 | 5.0839 | 4.692 | 4.3738
2026-10-06 | 4.2164 | 4.1474 | 4.0669 | 3.9499 | 3.9914 | 4.2425 | 4.3415 | 4.5542 | 4.7021 | 4.6969 | 4.9118 | 4.9767 | 4.9804 | 5.0262 | 5.0607 | 5 | 5.3631 | 5.6255 | 5.6573 | 5.4265 | 5.081 | 4.8198 | 4.5831 | 4.246
2026-10-07 | 4.0632 | 3.9758 | 3.9686 | 3.9856 | 4.0511 | 4.2419 | 4.3343 | 4.8947 | 5.0286 | 5.026 | 5.1071 | 5.1031 | 5.1983 | 5.1724 | 5.1615 | 5.2377 | 5.4207 | 5.6636 | 5.8392 | 5.7391 | 5.3858 | 5.0446 | 4.7284 | 4.3709
2026-10-08 | 4.3944 | 4.3493 | 4.4119 | 4.3581 | 4.4279 | 4.7963 | 4.9825 | 5.3213 | 5.5019 | 5.4609 | 5.6591 | 5.4253 | 5.2072 | 5.1301 | 5.8735 | 5.9869 | 6.1048 | 6.2795 | 6.2486 | 6.2717 | 6.0526 | 5.8082 | 5.199 | 4.7319
2026-10-09 | 4.4035 | 4.2773 | 4.2141 | 4.2216 | 4.287 | 4.4776 | 4.6267 | 4.7624 | 4.9597 | 4.9383 | 5.0073 | 5.2877 | 5.0369 | 5.4015 | 5.5406 | 5.5496 | 5.7182 | 5.9183 | 5.7679 | 5.5707 | 5.2765 | 4.9743 | 4.6586 | 4.2738
2026-10-10 | 4.1383 | 3.9851 | 3.9981 | 3.9932 | 4.0358 | 4.2255 | 4.3701 | 4.674 | 4.901 | 4.9035 | 4.9566 | 5.1118 | 4.8328 | 4.7738 | 5.0017 | 5.2505 | 5.3607 | 5.5266 | 5.5083 | 5.4339 | 5.2658 | 5.0403 | 4.6202 | 4.3129
2026-10-11 | 4.1474 | 3.998 | 3.9921 | 3.9443 | 3.9719 | 4.1793 | 4.2216 | 4.4555 | 4.6313 | 4.7439 | 4.8405 | 4.9806 | 5.1041 | 5.1185 | 5.1714 | 5.3342 | 5.2355 | 5.4344 | 5.4441 | 5.4007 | 5.0425 | 4.8012 | 4.4783 | 4.1343
2026-10-12 | 4.0117 | 3.9423 | 3.8815 | 3.9445 | 4.1349 | 4.3449 | 4.4123 | 4.6028 | 4.9648 | 5.0233 | 5.0571 | 4.9758 | 4.917 | 4.8074 | 5.1568 | 5.1581 | 5.2682 | 5.5257 | 5.657 | 5.5194 | 5.181 | 4.9539 | 4.7173 | 4.3098
2026-10-13 | 4.1624 | 4.0564 | 4.0145 | 4.0281 | 4.103 | 4.3392 | 4.6414 | 4.8535 | 5.0139 | 5.0183 | 5.0383 | 5.1316 | 5.0276 | 5.1164 | 5.15 | 5.3051 | 5.2209 | 5.3777 | 5.5438 | 5.3719 | 5.1139 | 4.7783 | 4.4845 | 4.1875
2026-10-14 | 4.0823 | 3.9103 | 3.9387 | 4.0234 | 4.1625 | 4.439 | 4.3655 | 4.7105 | 5.0006 | 4.9218 | 4.9956 | 5.0299 | 5.0965 | 4.9485 | 4.9429 | 5.1164 | 5.2146 | 5.4787 | 5.6501 | 5.3418 | 5.0817 | 4.955 | 4.6241 | 4.2587
2026-10-15 | 4.1889 | 4.09 | 4.0869 | 4.0595 | 4.1243 | 4.4452 | 4.3665 | 4.6744 | 5.151 | 5.2826 | 5.571 | 5.3119 | 5.0827 | 5.0545 | 5.1261 | 5.2563 | 5.3269 | 5.6576 | 5.5475 | 5.393 | 5.1246 | 4.9036 | 4.6995 | 4.3156
2026-10-16 | 4.1448 | 4.0716 | 4.0461 | 4.0205 | 4.0602 | 4.2407 | 4.3922 | 4.6009 | 4.9131 | 4.9365 | 4.8157 | 5.1244 | 5.1208 | 5.137 | 5.3545 | 5.3565 | 5.4645 | 5.9351 | 6.0087 | 5.7771 | 5.479 | 5.2569 | 4.8186 | 4.5385
2026-10-17 | 4.1694 | 4.0646 | 4.0608 | 4.0846 | 4.1321 | 4.2252 | 4.4539 | 4.5026 | 4.6756 | 4.8423 | 4.8738 | 4.9348 | 4.969 | 4.9679 | 5.0758 | 5.1432 | 5.1342 | 5.4105 | 5.3406 | 5.2607 | 5.1682 | 4.9325 | 4.7373 | 4.4024
2026-10-18 | 4.3894 | 4.2251 | 4.1472 | 4.1449 | 4.2104 | 4.3836 | 4.6803 | 5.0005 | 5.0376 | 5.1482 | 5.0739 | 5.224 | 5.2629 | 5.2776 | 5.4502 | 5.4324 | 5.6536 | 5.814 | 6.0044 | 5.7119 | 5.5658 | 5.2626 | 4.8263 | 4.3488
2026-10-19 | 4.2677 | 4.1726 | 4.088 | 4.0462 | 4.1264 | 4.3943 | 4.7098 | 5.0007 | 5.0288 | 4.9651 | 5.0491 | 5.0115 | 5.0649 | 5.3199 | 5.3495 | 5.3606 | 5.5042 | 5.5753 | 5.6727 | 5.3823 | 5.085 | 4.7613 | 4.4901 | 4.263
2026-10-20 | 4.1939 | 4.0489 | 4.0433 | 3.9844 | 4.1238 | 4.3815 | 4.7103 | 4.9063 | 4.9873 | 4.7929 | 4.9708 | 5.0689 | 5.0827 | 5.0824 | 5.2851 | 5.4091 | 5.4821 | 5.7469 | 5.949 | 5.5852 | 5.2419 | 4.9651 | 4.57 | 4.3079
2026-10-21 | 4.1735 | 4.0635 | 3.9768 | 3.9776 | 4.0868 | 4.2813 | 4.6128 | 4.6151 | 5.0001 | 4.8949 | 4.9887 | 4.9382 | 5.0722 | 4.9715 | 5.2742 | 5.2657 | 5.361 | 5.476 | 5.8122 | 5.5765 | 5.2082 | 4.9091 | 4.5005 | 4.2162
2026-10-22 | 4.0912 | 3.9922 | 3.9382 | 3.986 | 4.1104 | 4.355 | 4.7404 | 4.8335 | 5.0023 | 5.0211 | 5.0928 | 5.2165 | 5.1675 | 5.2373 | 5.2504 | 5.3907 | 5.4017 | 5.7314 | 5.5988 | 5.3675 | 5.1206 | 4.7546 | 4.4388 | 4.1623
2026-10-23 | 4.0222 | 4.0423 | 4.0435 | 4.006 | 4.1063 | 4.2749 | 4.5669 | 4.7577 | 5.0053 | 4.9744 | 4.9823 | 5.0123 | 5.0802 | 5.0484 | 5.1183 | 5.3 | 5.4891 | 5.6599 | 5.7682 | 5.6445 | 5.4135 | 5.1678 | 4.7997 | 4.4897
2026-10-24 | 4.329 | 4.1664 | 4.0841 | 4.0545 | 4.1638 | 4.4661 | 4.7047 | 4.9997 | 5.1047 | 5.0479 | 4.9188 | 5.0524 | 5.1095 | 5.0468 | 5.1678 | 5.2306 | 5.3896 | 5.5423 | 5.4889 | 5.3019 | 4.9901 | 4.7867 | 4.4968 | 4.1296
2026-10-25 | 4.0384 | 3.9448 | 3.9585 | 3.9316 | 3.9149 | 4.1596 | 4.1764 | 4.4131 | 4.5951 | 4.8932 | 4.7927 | 4.887 | 4.7864 | 4.7621 | 4.8703 | 5.0065 | 5.1793 | 5.462 | 5.5374 | 5.4838 | 5.2181 | 4.8913 | 4.5424 | 4.1899
2026-10-26 | 4.0358 | 3.9327 | 3.9648 | 3.9284 | 4.0172 | 4.2804 | 4.5415 | 4.7545 | 4.8817 | 4.9162 | 4.8248 | 4.9336 | 4.9938 | 4.9725 | 5.1498 | 5.3342 | 5.5186 | 5.6959 | 5.8454 | 5.7271 | 5.3755 | 5.1147 | 4.7169 | 4.3487
2026-10-27 | 4.1834 | 3.976 | 3.9093 | 3.9178 | 3.9217 | 4.1461 | 4.5091 | 4.7004 | 5.0911 | 4.9723 | 4.9199 | 4.8914 | 5.0485 | 5.0186 | 5.0413 | 5.2894 | 5.4711 | 5.7164 | 5.811 | 5.6166 | 5.2758 | 4.9483 | 4.6687 | 4.3
2026-10-28 | 4.1832 | 4.0613 | 3.9623 | 3.9378 | 3.9051 | 4.2289 | 4.523 | 4.7212 | 4.9439 | 4.9434 | 4.8876 | 4.8665 | 4.9427 | 4.9365 | 5.0518 | 5.0491 | 5.3394 | 5.6862 | 5.8657 | 5.6782 | 5.427 | 5.148 | 4.6911 | 4.3127
2026-10-29 | 4.1951 | 4.0743 | 4.0019 | 4.0195 | 4.0694 | 4.2594 | 4.5032 | 4.6294 | 4.7693 | 4.9019 | 4.91 | 4.9373 | 4.8663 | 4.8221 | 4.9939 | 5.1077 | 5.4262 | 5.6965 | 5.5665 | 5.2746 | 5.0162 | 4.8405 | 4.5059 | 4.2518
2026-10-30 | 4.1349 | 4.0499 | 4.0231 | 4.0529 | 4.0285 | 4.3122 | 4.4941 | 4.7748 | 4.8738 | 5.0018 | 4.9125 | 4.9831 | 4.9304 | 4.8857 | 5.0305 | 5.2915 | 5.3934 | 5.6597 | 5.6762 | 5.4965 | 5.2407 | 4.9339 | 4.6173 | 4.3416
2026-10-31 | 4.1742 | 4.1112 | 4.0351 | 4.0907 | 4.1124 | 4.2607 | 4.3737 | 4.5153 | 4.8015 | 4.927 | 4.9059 | 4.9845 | 4.9443 | 4.9637 | 5.1223 | 5.3379 | 5.4572 | 5.5736 | 5.6163 | 5.3398 | 5.0422 | 4.6661 | 4.509 | 4.1615
2026-11-01 | 4.0177 | 3.9032 | 3.8615 | 3.6942 | 3.7665 | 4.0265 | 4.1974 | 4.4331 | 4.7806 | 4.706 | 4.8166 | 4.6586 | 4.6718 | 4.65 | 4.8018 | 4.9759 | 5.2872 | 5.4682 | 5.5984 | 5.311 | 5.0685 | 4.8278 | 4.5031 | 4.1813
2026-11-02 | 3.9831 | 3.7347 | 3.7203 | 3.7112 | 3.9496 | 4.1567 | 4.4848 | 4.5822 | 4.7404 | 4.7502 | 4.654 | 4.6738 | 4.8361 | 4.7934 | 4.8513 | 5.2569 | 5.4996 | 5.7789 | 5.8668 | 5.6757 | 5.2848 | 5.0065 | 4.6602 | 4.2979
2026-11-03 | 4.1103 | 3.9474 | 3.925 | 3.8916 | 4.0563 | 4.3538 | 4.7427 | 4.7882 | 4.9011 | 4.9913 | 4.9734 | 4.9602 | 5.0102 | 5.0449 | 5.1316 | 5.4093 | 5.545 | 5.8336 | 5.8674 | 5.6082 | 5.3873 | 5.0684 | 4.6327 | 4.4625
2026-11-04 | 4.2928 | 4.2042 | 4.1171 | 4.0933 | 4.1343 | 4.493 | 4.7547 | 4.8903 | 5.0627 | 4.8736 | 4.8103 | 4.9086 | 4.9325 | 4.8528 | 4.8694 | 5.1019 | 5.4435 | 5.688 | 5.7395 | 5.6017 | 5.3293 | 5.0312 | 4.5976 | 4.3002
2026-11-05 | 4.1722 | 4.0773 | 4.0603 | 4.1149 | 4.1246 | 4.2821 | 4.7542 | 5.1101 | 5.1214 | 4.9779 | 5.111 | 4.8728 | 5.0165 | 4.8414 | 4.9069 | 4.7288 | 4.5262 | 4.8569 | 5.3462 | 5.4097 | 5.1177 | 4.8666 | 4.6148 | 4.381
2026-11-06 | 3.9439 | 3.6616 | 3.7847 | 3.7694 | 4.0936 | 4.4227 | 4.6991 | 4.9811 | 5.0645 | 5.0255 | 5.0716 | 5.1287 | 5.1399 | 4.9835 | 4.9987 | 5.2725 | 5.337 | 5.5293 | 5.5343 | 5.3008 | 4.9891 | 4.7386 | 4.4107 | 4.0554
2026-11-07 | 3.8642 | 3.8239 | 3.8372 | 3.8562 | 4.0295 | 4.0603 | 4.3535 | 4.5234 | 4.8606 | 4.8896 | 4.8153 | 4.7932 | 4.8415 | 4.971 | 5.0108 | 5.0894 | 5.2682 | 5.5293 | 5.4941 | 5.1002 | 4.8578 | 4.7016 | 4.4001 | 4.1198
2026-11-08 | 3.98 | 3.9048 | 3.8057 | 3.7412 | 3.8991 | 4.0847 | 4.2135 | 4.4798 | 4.7048 | 4.7397 | 4.9188 | 4.8441 | 4.8594 | 4.817 | 4.9461 | 5.0788 | 5.2684 | 5.3698 | 5.4137 | 5.2956 | 4.9943 | 4.7925 | 4.4653 | 4.2376
2026-11-09 | 4.0907 | 4.0177 | 3.996 | 3.8632 | 4.0285 | 4.1396 | 4.3447 | 4.5816 | 4.753 | 4.7097 | 4.741 | 4.7837 | 4.8696 | 5.0191 | 5.1648 | 5.2489 | 5.3351 | 5.5647 | 5.6818 | 5.4434 | 5.2244 | 4.9356 | 4.4781 | 4.226
2026-11-10 | 4.3074 | 4.2127 | 4.1603 | 4.3157 | 4.49 | 4.6713 | 4.7602 | 4.9209 | 5.2962 | 5.2495 | 5.1135 | 5.1976 | 5.2079 | 5.2963 | 5.4918 | 5.4902 | 5.7293 | 6.1758 | 6.2718 | 5.9017 | 5.577 | 5.1591 | 4.779 | 4.4503
2026-11-11 | 4.0558 | 3.9601 | 3.905 | 3.9634 | 3.8736 | 4.2234 | 4.4431 | 4.3821 | 4.8575 | 4.7464 | 4.8472 | 4.8651 | 5.0511 | 4.8921 | 5.0927 | 5.3314 | 5.405 | 5.8089 | 5.9483 | 5.7289 | 5.4977 | 5.2327 | 4.7123 | 4.4392
2026-11-12 | 4.2673 | 4.1529 | 4.1709 | 4.0671 | 4.1523 | 4.2785 | 4.5523 | 5.0243 | 5.2246 | 5.0413 | 4.8606 | 4.7929 | 4.7754 | 4.8672 | 4.9861 | 5.1562 | 5.3286 | 5.5933 | 5.7011 | 5.4867 | 5.3137 | 5.074 | 4.6255 | 4.2999
2026-11-13 | 4.1128 | 4.0335 | 4.0647 | 4.0669 | 4.1475 | 4.4467 | 4.6844 | 5.0192 | 5.0467 | 5.0772 | 4.9999 | 5.136 | 5.3224 | 5.1903 | 5.3134 | 5.4464 | 5.4885 | 5.7702 | 5.8156 | 5.5595 | 5.229 | 5.043 | 4.5961 | 4.2957
2026-11-14 | 4.204 | 4.0796 | 4.0814 | 4.0953 | 4.1496 | 4.3586 | 4.5612 | 4.6244 | 4.9998 | 4.8048 | 4.8979 | 4.9334 | 4.8775 | 4.8996 | 4.8598 | 4.875 | 4.9719 | 5.2375 | 5.2576 | 5.034 | 4.8459 | 4.6375 | 4.3821 | 4.1144
2026-11-15 | 4.0023 | 3.8308 | 3.9241 | 3.9933 | 4.0925 | 4.3302 | 4.5461 | 4.8482 | 5.032 | 5.0755 | 5.0371 | 5.1255 | 5.1143 | 4.9129 | 4.9838 | 5.2458 | 5.3104 | 5.483 | 5.5002 | 5.2517 | 4.9433 | 4.6612 | 4.4306 | 4.0278
2026-11-16 | 3.9042 | 3.7796 | 3.7712 | 3.8398 | 4.0175 | 4.2565 | 4.5526 | 4.8221 | 4.8023 | 4.7561 | 4.9345 | 4.9037 | 4.9058 | 4.9904 | 5.3012 | 5.3891 | 5.5681 | 5.707 | 5.8335 | 5.6463 | 5.3707 | 5.1024 | 4.5185 | 4.3277
2026-11-17 | 4.0686 | 3.8868 | 3.882 | 3.858 | 4.0636 | 4.365 | 4.6313 | 4.783 | 4.8538 | 4.7641 | 4.8814 | 5.0051 | 5.0767 | 5.0317 | 5.0317 | 5.1052 | 5.2647 | 5.5355 | 5.6907 | 5.4149 | 5.1859 | 4.9276 | 4.5914 | 4.2813
2026-11-18 | 4.0716 | 3.9191 | 3.8746 | 3.9566 | 4.0404 | 4.3845 | 4.7478 | 4.9325 | 5.0509 | 4.9014 | 4.9651 | 5 | 5.2077 | 5.1244 | 5.1536 | 5.2374 | 5.4692 | 5.5525 | 5.5561 | 5.3896 | 5.1548 | 4.8343 | 4.5327 | 4.2809
2026-11-19 | 4.1619 | 4.0412 | 3.9664 | 3.9911 | 4.063 | 4.2189 | 4.5183 | 4.6973 | 4.7162 | 4.6984 | 4.7709 | 4.7389 | 4.7134 | 4.835 | 4.9183 | 5.028 | 5.1465 | 5.373 | 5.5806 | 5.3941 | 5.1278 | 4.979 | 4.6306 | 4.4157
2026-11-20 | 4.2887 | 4.1957 | 4.1224 | 4.1269 | 4.2573 | 4.4699 | 4.705 | 4.7606 | 5.1609 | 4.8606 | 4.8322 | 4.7253 | 4.882 | 4.9643 | 4.948 | 5.0209 | 5.0898 | 5.3344 | 5.5192 | 5.1992 | 4.9934 | 4.7501 | 4.5443 | 4.2591
2026-11-21 | 4.077 | 3.935 | 3.9476 | 4.0083 | 3.9194 | 4.1016 | 4.3116 | 4.5512 | 4.7762 | 4.7107 | 4.5838 | 4.7107 | 4.6833 | 4.7331 | 4.6871 | 4.7599 | 4.989 | 5.2324 | 5.3569 | 5.1127 | 4.8224 | 4.4738 | 4.2398 | 4.0754
2026-11-22 | 4.0285 | 3.899 | 3.7061 | 3.7375 | 3.7268 | 4.0326 | 4.3359 | 4.5204 | 4.8076 | 4.9002 | 4.8639 | 4.8276 | 4.935 | 5.0533 | 4.9625 | 5.178 | 5.3043 | 5.5738 | 5.567 | 5.2576 | 4.9893 | 4.5202 | 4.2441 | 4.1108
2026-11-23 | 3.9177 | 3.7635 | 3.7851 | 3.7059 | 3.7776 | 4.1377 | 4.3533 | 4.6311 | 4.772 | 4.7757 | 4.683 | 4.7108 | 4.6827 | 4.7013 | 4.8643 | 5.2052 | 5.4093 | 5.4406 | 5.6195 | 5.5474 | 5.2964 | 5.0903 | 4.5554 | 4.2972
2026-11-24 | 4.1155 | 3.9529 | 3.9503 | 3.9419 | 4.1223 | 4.1953 | 4.4887 | 4.6976 | 4.9113 | 4.9306 | 4.8289 | 4.8451 | 5.009 | 5.1352 | 5.2177 | 5.2413 | 5.4435 | 5.5496 | 5.643 | 5.4266 | 5.1726 | 4.8375 | 4.4037 | 4.0733
2026-11-25 | 3.9398 | 3.8356 | 3.7823 | 3.8903 | 3.9822 | 4.0962 | 4.3506 | 4.629 | 4.9747 | 5.0747 | 5.0556 | 5.1848 | 5.2891 | 5.1909 | 5.3366 | 5.4479 | 5.4825 | 5.6311 | 5.679 | 5.4425 | 5.1061 | 4.8032 | 4.4914 | 4.1098
2026-11-26 | 3.9504 | 3.8338 | 3.8613 | 3.8464 | 3.9776 | 4.1329 | 4.5132 | 4.7391 | 5.1899 | 5.1844 | 5.0659 | 4.9916 | 4.97 | 5.0474 | 5.1462 | 5.2044 | 5.4514 | 5.5138 | 5.4845 | 5.1846 | 4.9857 | 4.7795 | 4.4913 | 4.1096
2026-11-27 | 3.8987 | 3.8281 | 3.7903 | 3.6632 | 3.7773 | 3.8009 | 4.0538 | 4.2763 | 4.6431 | 4.6585 | 4.6651 | 4.6316 | 4.7622 | 4.8321 | 4.8847 | 5.1473 | 5.2351 | 5.2907 | 5.222 | 4.9776 | 4.9244 | 4.737 | 4.1614 | 3.968
2026-11-28 | 3.9733 | 3.9136 | 3.6813 | 3.8352 | 3.8863 | 3.928 | 4.1864 | 4.3719 | 4.666 | 4.6688 | 4.5642 | 4.5771 | 4.6477 | 4.5751 | 4.7234 | 4.8602 | 5.0217 | 5.1314 | 5.1748 | 5.0199 | 4.7756 | 4.56 | 4.2856 | 4.129
2026-11-29 | 3.6163 | 3.4603 | 3.4665 | 3.4866 | 3.514 | 3.6968 | 3.9829 | 4.3238 | 4.4347 | 4.467 | 4.2341 | 4.2402 | 4.2601 | 4.1377 | 4.3085 | 4.3899 | 4.4661 | 4.7756 | 4.8587 | 4.7288 | 4.4975 | 4.1966 | 3.8102 | 3.6182
2026-11-30 | 3.5115 | 3.3718 | 3.3569 | 3.3385 | 3.4062 | 3.6775 | 4.0743 | 4.2916 | 4.4342 | 4.5606 | 4.2329 | 4.2859 | 4.2913 | 4.3685 | 4.4434 | 4.5775 | 4.7062 | 4.9923 | 5.0814 | 4.8903 | 4.4436 | 4.1066 | 3.7533 | 3.5341
2026-12-01 | 3.4913 | 3.3368 | 3.2931 | 3.3097 | 3.4626 | 3.803 | 4.1128 | 4.2682 | 4.4968 | 4.5616 | 4.3716 | 4.3437 | 4.5822 | 4.3082 | 4.482 | 4.6495 | 4.7071 | 5.0285 | 5.2972 | 5.2083 | 5.0067 | 4.6395 | 4.1037 | 3.8454
2026-12-02 | 3.6615 | 3.5748 | 3.5419 | 3.5219 | 3.6313 | 4.0232 | 4.4363 | 4.5846 | 4.5655 | 4.5833 | 4.6044 | 4.4853 | 4.4068 | 4.4322 | 4.5463 | 4.5828 | 4.8747 | 5.0889 | 5.4925 | 5.0794 | 4.6847 | 4.3471 | 3.8766 | 3.5415
2026-12-03 | 3.4598 | 3.4332 | 3.3958 | 3.3945 | 3.4714 | 3.8762 | 4.2149 | 4.3753 | 4.2603 | 4.2694 | 4.2882 | 4.3624 | 4.3872 | 4.3354 | 4.4035 | 4.5826 | 4.6853 | 5.0706 | 5.392 | 5.3579 | 5.1693 | 4.7825 | 4.2697 | 3.9629
2026-12-04 | 3.819 | 3.7574 | 3.6519 | 3.6363 | 3.7221 | 4.0317 | 4.5065 | 4.7226 | 4.5976 | 4.3715 | 4.425 | 4.4141 | 4.4339 | 4.3081 | 4.4329 | 4.55 | 4.6945 | 4.8943 | 5.0187 | 4.7691 | 4.5673 | 4.2758 | 4.0272 | 3.7838
2026-12-05 | 3.5766 | 3.4595 | 3.4411 | 3.407 | 3.4752 | 3.7692 | 3.9179 | 4.1447 | 4.3133 | 4.5051 | 4.4268 | 4.4503 | 4.4355 | 4.4179 | 4.5555 | 4.7073 | 4.6429 | 4.8603 | 4.9723 | 4.7142 | 4.6449 | 4.3901 | 4.0894 | 3.8313
2026-12-06 | 3.7258 | 3.5599 | 3.5153 | 3.5431 | 3.6409 | 3.864 | 4.0873 | 4.3337 | 4.4971 | 4.5558 | 4.4765 | 4.298 | 4.3517 | 4.3773 | 4.3695 | 4.4944 | 4.7758 | 5.0171 | 5.2228 | 4.7415 | 4.5212 | 4.2187 | 3.9571 | 3.6252
2026-12-07 | 3.4147 | 3.3532 | 3.2918 | 3.3202 | 3.3863 | 3.7165 | 4.016 | 4.2397 | 4.5877 | 4.4511 | 4.4033 | 4.479 | 4.5068 | 4.4351 | 4.4666 | 4.7268 | 4.8408 | 5.0291 | 5.116 | 4.892 | 4.834 | 4.5196 | 4.0303 | 3.752
2026-12-08 | 3.5854 | 3.6394 | 3.5314 | 3.4614 | 3.5529 | 3.7777 | 4.1066 | 4.4591 | 4.5429 | 4.6207 | 4.5145 | 4.5673 | 4.5274 | 4.637 | 4.5711 | 4.7612 | 4.8121 | 5.2383 | 5.5103 | 5.3429 | 4.9764 | 4.6316 | 4.1815 | 3.9184
2026-12-09 | 3.7793 | 3.5715 | 3.5022 | 3.5375 | 3.635 | 3.9716 | 4.3544 | 4.6355 | 4.783 | 4.8938 | 4.861 | 4.9474 | 4.8296 | 4.8909 | 4.9394 | 4.9534 | 4.9279 | 5.1514 | 5.4173 | 5.133 | 4.7663 | 4.4117 | 4.043 | 3.7954
2026-12-10 | 3.6808 | 3.6335 | 3.6119 | 3.6185 | 3.7107 | 4.0348 | 4.3809 | 4.5581 | 4.4886 | 4.5686 | 4.5207 | 4.3743 | 4.3113 | 4.2973 | 4.4057 | 4.5323 | 4.7245 | 5.1096 | 5.2982 | 5.0806 | 4.7594 | 4.391 | 4.0497 | 3.8137
2026-12-11 | 3.62 | 3.517 | 3.5613 | 3.4819 | 3.4992 | 3.8166 | 4.1882 | 4.4038 | 4.4352 | 4.7886 | 4.6667 | 4.6443 | 4.6583 | 4.7023 | 4.8057 | 5.0033 | 5.1587 | 5.2539 | 5.24 | 4.9467 | 4.7275 | 4.471 | 4.0796 | 3.7735
2026-12-12 | 3.527 | 3.4221 | 3.4041 | 3.3466 | 3.406 | 3.5828 | 3.8177 | 4.0548 | 4.1951 | 4.266 | 4.1661 | 4.2073 | 4.2215 | 4.2675 | 4.3559 | 4.3436 | 4.6081 | 4.8284 | 5.0631 | 4.8575 | 4.5472 | 4.2627 | 3.9713 | 3.7635
2026-12-13 | 3.5391 | 3.3889 | 3.2838 | 3.1738 | 3.2807 | 3.4132 | 3.7429 | 4.0666 | 4.3193 | 4.4287 | 4.3584 | 4.3693 | 4.3677 | 4.2879 | 4.3985 | 4.5226 | 4.7831 | 5.2569 | 5.404 | 5.1858 | 4.6673 | 4.411 | 4.1037 | 3.7775
2026-12-14 | 3.6118 | 3.4652 | 3.4291 | 3.4304 | 3.4129 | 3.6908 | 3.9779 | 4.2972 | 4.2442 | 4.3003 | 4.3444 | 4.3901 | 4.4989 | 4.357 | 4.3676 | 4.3674 | 4.7546 | 5.1153 | 5.2758 | 5.1609 | 4.8369 | 4.5197 | 3.9555 | 3.6872
2026-12-15 | 3.7193 | 3.6402 | 3.4841 | 3.4293 | 3.5424 | 3.8051 | 4.0028 | 4.2324 | 4.3086 | 4.3836 | 4.2738 | 4.3871 | 4.3968 | 4.3792 | 4.4086 | 4.4685 | 4.5541 | 4.9278 | 5.1958 | 5.0228 | 4.7427 | 4.4583 | 4.0842 | 3.8134
2026-12-16 | 3.6542 | 3.5397 | 3.4693 | 3.4204 | 3.5065 | 3.8298 | 4.1132 | 4.4423 | 4.4815 | 4.4895 | 4.3795 | 4.3394 | 4.4807 | 4.3673 | 4.3953 | 4.5576 | 4.8708 | 5.0671 | 5.1401 | 5.1957 | 4.9552 | 4.501 | 4.0125 | 3.6876
2026-12-17 | 3.559 | 3.4441 | 3.3743 | 3.3173 | 3.4702 | 3.7487 | 4.2142 | 4.3062 | 4.3357 | 4.4336 | 4.2607 | 4.2115 | 4.2418 | 4.2223 | 4.2035 | 4.5189 | 4.649 | 5.0737 | 5.5029 | 5.3218 | 4.8889 | 4.545 | 4.1405 | 3.9304
2026-12-18 | 3.7098 | 3.5108 | 3.5389 | 3.4845 | 3.6288 | 3.8969 | 4.0639 | 4.2675 | 4.2798 | 4.3114 | 4.3956 | 4.7458 | 4.6703 | 4.5239 | 4.6081 | 4.8441 | 4.9477 | 5.2459 | 5.4322 | 5.3119 | 4.9989 | 4.5851 | 4.1977 | 3.9895
2026-12-19 | 3.8594 | 3.717 | 3.6664 | 3.6687 | 3.7146 | 3.7996 | 3.9858 | 4.091 | 4.2249 | 4.3518 | 4.2871 | 4.4582 | 4.4387 | 4.3963 | 4.4965 | 4.8059 | 4.7717 | 5.1754 | 5.4204 | 5.2147 | 4.8614 | 4.6511 | 4.1625 | 3.8471
2026-12-20 | 3.8136 | 3.6479 | 3.557 | 3.5158 | 3.4938 | 3.6097 | 3.8464 | 4.0543 | 4.1321 | 4.2673 | 4.351 | 4.3882 | 4.3232 | 4.4091 | 4.4053 | 4.5547 | 4.8256 | 5.2339 | 5.3874 | 5.2145 | 4.8665 | 4.4837 | 4.0751 | 3.7918
2026-12-21 | 3.7182 | 3.5807 | 3.4737 | 3.4606 | 3.549 | 3.6998 | 3.9389 | 4.1868 | 4.5479 | 4.7572 | 4.8088 | 4.9893 | 4.9324 | 4.9306 | 5.0208 | 5.1613 | 5.2616 | 5.6979 | 5.7551 | 5.4678 | 5.1849 | 4.8007 | 4.4678 | 4.1182
2026-12-22 | 3.8684 | 3.6725 | 3.5587 | 3.4638 | 3.5624 | 3.6479 | 3.8435 | 4.0659 | 4.3936 | 4.5787 | 4.788 | 4.7339 | 4.7791 | 4.844 | 4.8545 | 4.8403 | 5.0177 | 5.4236 | 5.6308 | 5.4255 | 5.0902 | 4.7677 | 4.3768 | 4.1476
2026-12-23 | 4.0052 | 3.8976 | 3.804 | 3.8052 | 3.9457 | 4.0915 | 4.2739 | 4.5958 | 4.9212 | 4.778 | 5.0082 | 5.0986 | 5.1353 | 5.0317 | 5.3086 | 5.3648 | 5.6323 | 5.8003 | 6.0782 | 5.963 | 5.4206 | 4.9204 | 4.4152 | 3.9404
2026-12-24 | 3.7693 | 3.6439 | 3.6138 | 3.5873 | 3.6458 | 3.8947 | 4.1087 | 4.3866 | 4.7028 | 4.7185 | 4.882 | 4.993 | 4.936 | 5.0045 | 5.1096 | 5.1309 | 5.4523 | 5.7817 | 5.8972 | 5.7309 | 5.3112 | 5.0454 | 4.6414 | 4.0689
2026-12-25 | 3.8698 | 3.7376 | 3.721 | 3.5952 | 3.717 | 3.8991 | 4.0749 | 4.4103 | 4.7444 | 4.9452 | 5.1635 | 5.3468 | 5.4394 | 5.2062 | 5.3082 | 5.3714 | 5.6633 | 6.0106 | 6.0331 | 5.6623 | 5.3724 | 5.1916 | 4.7618 | 4.2275
2026-12-26 | 4.0332 | 3.8733 | 3.936 | 3.82 | 3.6595 | 3.839 | 4.0862 | 4.4482 | 4.699 | 4.8581 | 4.9536 | 4.824 | 4.8846 | 4.846 | 4.8576 | 4.9917 | 5.3501 | 5.6797 | 5.8379 | 5.6533 | 5.3399 | 5.0224 | 4.539 | 4.1388
2026-12-27 | 3.9053 | 3.7175 | 3.6286 | 3.7208 | 3.6274 | 3.7749 | 4.0215 | 4.4212 | 4.7337 | 4.7967 | 4.8118 | 4.9151 | 4.9866 | 4.7545 | 5.0094 | 5.2391 | 5.4443 | 5.8175 | 5.932 | 5.7763 | 5.3191 | 5.1161 | 4.7586 | 4.2651
2026-12-28 | 3.934 | 3.8027 | 3.7403 | 3.6444 | 3.7868 | 3.8239 | 3.9151 | 4.2296 | 4.6411 | 4.7783 | 4.9314 | 5.0146 | 4.9401 | 4.7177 | 4.914 | 5.1718 | 5.3861 | 5.7548 | 5.8612 | 5.7207 | 5.3071 | 5.1195 | 4.7501 | 4.2503
2026-12-29 | 3.8173 | 3.6259 | 3.436 | 3.4547 | 3.5016 | 3.6204 | 3.7537 | 3.9598 | 4.3078 | 4.3801 | 4.6597 | 4.6396 | 4.7219 | 4.8209 | 4.8741 | 4.8608 | 5.0388 | 5.4097 | 5.6105 | 5.3625 | 5.0676 | 4.7483 | 4.3688 | 4.0993
2026-12-30 | 4.194 | 4.0799 | 3.9866 | 4.0044 | 4.1535 | 4.3047 | 4.4807 | 4.8193 | 5.1666 | 5.0151 | 5.2499 | 5.3582 | 5.3733 | 5.2721 | 5.5628 | 5.6404 | 5.9084 | 6.0788 | 6.3685 | 6.2478 | 5.6789 | 5.1497 | 4.6247 | 4.1269
2026-12-31 | 3.7851 | 3.6575 | 3.6275 | 3.6044 | 3.6625 | 3.9139 | 4.1276 | 4.3939 | 4.6888 | 4.7108 | 4.8798 | 4.9889 | 4.9088 | 4.9792 | 5.0763 | 5.1063 | 5.4407 | 5.7758 | 5.8956 | 5.7242 | 5.309 | 5.0434 | 4.6419 | 4.0661
2027-01-01 | 3.7075 | 3.6067 | 3.6136 | 3.6779 | 3.7233 | 3.9808 | 4.1982 | 4.3536 | 4.4179 | 4.385 | 4.3129 | 4.3958 | 4.3764 | 4.3316 | 4.4826 | 4.7598 | 5.2266 | 5.4929 | 5.6836 | 5.5196 | 5.1334 | 4.77 | 4.3027 | 3.9343
2027-01-02 | 3.7385 | 3.6673 | 3.631 | 3.5951 | 3.6364 | 3.7425 | 4.074 | 4.1903 | 4.2887 | 4.3279 | 4.238 | 4.1247 | 4.2971 | 4.4903 | 4.4438 | 4.6693 | 4.9687 | 5.082 | 5.2168 | 5.0718 | 4.8124 | 4.546 | 4.0713 | 3.8727
2027-01-03 | 3.7429 | 3.6137 | 3.5939 | 3.5543 | 3.5384 | 3.6712 | 3.835 | 3.8796 | 4.1172 | 4.1705 | 4.0827 | 4.0604 | 4.1517 | 4.3377 | 4.4545 | 4.5766 | 4.8021 | 5.0943 | 5.1359 | 5.0097 | 4.813 | 4.4257 | 4.0518 | 3.8063
2027-01-04 | 3.6512 | 3.5974 | 3.5636 | 3.596 | 3.6248 | 3.7854 | 4.0659 | 4.1974 | 4.2879 | 4.2695 | 4.329 | 4.371 | 4.4578 | 4.4724 | 4.8682 | 5.0385 | 5.1916 | 5.4745 | 5.5617 | 5.3719 | 4.973 | 4.5516 | 4.1539 | 3.777
2027-01-05 | 3.6823 | 3.5642 | 3.5359 | 3.607 | 3.6032 | 3.8065 | 4.0436 | 4.1791 | 4.2462 | 4.1018 | 4.1661 | 4.2375 | 4.3392 | 4.5978 | 5.002 | 4.9728 | 4.9941 | 5.2596 | 5.6043 | 5.3627 | 4.9116 | 4.5804 | 4.0847 | 3.7349
2027-01-06 | 3.587 | 3.5376 | 3.4661 | 3.4727 | 3.5869 | 3.9053 | 4.1788 | 4.4592 | 4.4337 | 4.3468 | 4.3206 | 4.3932 | 4.355 | 4.6517 | 4.6063 | 4.6845 | 4.8464 | 5.2276 | 5.4803 | 5.2004 | 4.998 | 4.5608 | 4.1724 | 3.8464
2027-01-07 | 3.7814 | 3.6976 | 3.7022 | 3.692 | 3.7397 | 3.983 | 4.2935 | 4.5733 | 4.4809 | 4.7087 | 4.853 | 4.6119 | 4.6143 | 4.6874 | 4.7323 | 4.741 | 4.9906 | 5.5359 | 5.8695 | 5.5732 | 5.1469 | 4.8321 | 4.3433 | 4.1904
2027-01-08 | 3.7485 | 3.6169 | 3.5699 | 3.5903 | 3.6779 | 3.9039 | 4.3127 | 4.4556 | 4.414 | 4.5383 | 4.5725 | 4.817 | 4.7419 | 4.7108 | 4.7697 | 4.8528 | 4.8595 | 5.2997 | 5.467 | 5.1553 | 4.8723 | 4.4728 | 3.999 | 3.9542
2027-01-09 | 3.7227 | 3.4668 | 3.4812 | 3.5035 | 3.4666 | 3.6203 | 3.8146 | 4.1089 | 4.3829 | 4.6303 | 4.391 | 4.4895 | 4.6083 | 4.4892 | 4.5276 | 4.7798 | 4.9571 | 5.2008 | 5.3406 | 5.213 | 4.918 | 4.4856 | 4.0921 | 4.025
2027-01-10 | 3.7148 | 3.5191 | 3.5033 | 3.5374 | 3.4787 | 3.6592 | 3.8352 | 4.0589 | 4.3682 | 4.661 | 4.7869 | 4.7289 | 4.5901 | 4.5272 | 4.6222 | 4.7977 | 4.8085 | 5.0473 | 5.3829 | 5.2274 | 4.8262 | 4.4295 | 3.9997 | 3.7169
2027-01-11 | 3.6137 | 3.5228 | 3.4642 | 3.4835 | 3.5728 | 3.7149 | 4.0311 | 4.4221 | 4.551 | 4.5118 | 4.581 | 4.5402 | 4.7236 | 4.6566 | 4.7022 | 4.4963 | 4.6812 | 5.2171 | 5.4829 | 5.1914 | 4.9409 | 4.7431 | 4.0221 | 3.73
2027-01-12 | 3.5999 | 3.4843 | 3.3986 | 3.4474 | 3.4947 | 3.6961 | 4.0063 | 4.1934 | 4.2092 | 4.1425 | 4.0737 | 4.1879 | 4.1527 | 4.1605 | 4.1373 | 4.1748 | 4.294 | 4.6298 | 5.0571 | 4.9446 | 4.6509 | 4.2628 | 3.8871 | 3.5284
2027-01-13 | 3.4242 | 3.4796 | 3.4749 | 3.4666 | 3.5903 | 3.8945 | 4.2523 | 4.4233 | 4.3023 | 4.3544 | 4.3117 | 4.6424 | 4.385 | 4.3453 | 4.4125 | 4.4531 | 4.5236 | 4.8241 | 5.264 | 5.1221 | 4.7195 | 4.3596 | 3.9634 | 3.6011
2027-01-14 | 3.4687 | 3.3672 | 3.3298 | 3.3581 | 3.4806 | 3.7761 | 4.0987 | 4.333 | 4.3108 | 4.381 | 4.5617 | 4.649 | 4.4846 | 4.5189 | 4.6121 | 4.6718 | 4.8331 | 5.0855 | 5.2322 | 5.0517 | 4.82 | 4.5743 | 4.0436 | 3.6337
2027-01-15 | 3.6422 | 3.5652 | 3.5347 | 3.5659 | 3.6178 | 3.9219 | 4.4468 | 4.7054 | 4.5794 | 4.5657 | 4.6536 | 4.7279 | 4.7383 | 4.7019 | 4.7322 | 4.8244 | 4.7579 | 5.0082 | 5.2115 | 4.971 | 4.6434 | 4.3929 | 4.0422 | 3.7137
2027-01-16 | 3.5656 | 3.4619 | 3.4224 | 3.4182 | 3.464 | 3.7073 | 3.9526 | 4.1597 | 4.4027 | 4.4486 | 4.2527 | 4.2594 | 4.3731 | 4.5449 | 4.6567 | 4.7931 | 4.7724 | 5.0614 | 5.2455 | 5.0849 | 4.7284 | 4.4089 | 4.0853 | 3.7307
2027-01-17 | 3.6056 | 3.4279 | 3.3974 | 3.4161 | 3.4198 | 3.5924 | 3.9236 | 4.2243 | 4.5067 | 4.5524 | 4.3819 | 4.5727 | 4.6799 | 4.6555 | 4.9034 | 4.9994 | 5.074 | 5.2293 | 5.4045 | 5.2723 | 4.8434 | 4.5098 | 4.0543 | 3.7276
2027-01-18 | 3.5792 | 3.5022 | 3.5387 | 3.5092 | 3.5285 | 3.725 | 3.9489 | 4.1821 | 4.3162 | 4.1927 | 4.0312 | 4.1804 | 4.1493 | 4.2336 | 4.1802 | 4.4106 | 4.5066 | 4.8688 | 5.2535 | 5.1568 | 4.6163 | 4.3284 | 3.9549 | 3.6292
2027-01-19 | 3.4838 | 3.4074 | 3.3734 | 3.3974 | 3.4883 | 3.694 | 4.0348 | 4.3371 | 4.2146 | 4.3244 | 4.5663 | 4.7027 | 4.7821 | 4.5911 | 4.4193 | 4.6328 | 4.6855 | 5.1782 | 5.4623 | 4.8849 | 4.8608 | 4.6706 | 4.1866 | 3.762
2027-01-20 | 3.6188 | 3.5062 | 3.4307 | 3.4468 | 3.5388 | 3.8158 | 4.1769 | 4.3153 | 4.0722 | 4.0839 | 4.0695 | 4.0893 | 4.4355 | 4.5755 | 4.5973 | 5.052 | 5.1641 | 5.4292 | 5.5325 | 5.3207 | 5.0679 | 4.6474 | 4.1955 | 3.716
2027-01-21 | 3.5456 | 3.4195 | 3.4226 | 3.3866 | 3.4649 | 3.7913 | 4.1537 | 4.4091 | 4.2795 | 4.2483 | 4.4878 | 4.6275 | 4.5808 | 4.4763 | 4.8938 | 4.9605 | 5.1012 | 5.366 | 5.5675 | 5.1856 | 4.9523 | 4.4467 | 4.0584 | 3.7574
2027-01-22 | 3.5393 | 3.4731 | 3.4633 | 3.4554 | 3.7014 | 3.9337 | 4.4113 | 4.6332 | 4.6644 | 4.5668 | 4.7024 | 4.8527 | 4.7962 | 4.8384 | 4.8999 | 4.8789 | 5.1331 | 5.4852 | 5.5591 | 5.2371 | 4.9971 | 4.8359 | 4.3628 | 4.0634
2027-01-23 | 3.8601 | 3.8164 | 3.5734 | 3.532 | 3.5461 | 3.7651 | 3.954 | 4.2186 | 4.4113 | 4.3708 | 4.2163 | 4.1279 | 4.0494 | 4.0318 | 4.067 | 4.1666 | 4.3244 | 4.7571 | 5.0331 | 4.8933 | 4.6418 | 4.3726 | 3.9972 | 3.7324
2027-01-24 | 3.625 | 3.474 | 3.4812 | 3.3477 | 3.3498 | 3.5435 | 3.7417 | 3.9207 | 4.1402 | 4.209 | 4.1589 | 4.2966 | 4.347 | 4.2654 | 4.132 | 4.2854 | 4.5173 | 4.7358 | 4.9271 | 4.9835 | 4.7693 | 4.3072 | 3.923 | 3.651
2027-01-25 | 3.5607 | 3.4795 | 3.4659 | 3.4886 | 3.5486 | 3.8249 | 4.1157 | 4.3696 | 4.2931 | 4.183 | 4.0301 | 4.0957 | 4.0628 | 4.0709 | 3.9278 | 4.091 | 4.3741 | 4.8266 | 5.1714 | 5.1059 | 4.8954 | 4.4193 | 3.9274 | 3.6494
2027-01-26 | 3.5603 | 3.4677 | 3.4387 | 3.4307 | 3.5424 | 3.8662 | 4.407 | 4.4758 | 4.4362 | 4.4946 | 4.3209 | 4.3784 | 4.4247 | 4.2738 | 4.6855 | 4.9545 | 5.2639 | 5.2626 | 5.468 | 5.289 | 5.0095 | 4.6176 | 4.012 | 3.716
2027-01-27 | 3.5939 | 3.5336 | 3.4863 | 3.4664 | 3.5509 | 3.9686 | 4.3447 | 4.5948 | 4.6403 | 4.7175 | 4.5858 | 4.3282 | 4.2948 | 4.4958 | 4.4483 | 4.5593 | 4.9588 | 5.1274 | 5.2397 | 5.2626 | 5.0832 | 4.6889 | 4.1261 | 3.8686
2027-01-28 | 3.6937 | 3.6167 | 3.5927 | 3.5875 | 3.6677 | 3.9801 | 4.3025 | 4.6769 | 4.8116 | 4.5082 | 4.3855 | 4.5416 | 4.9785 | 4.7752 | 4.7072 | 4.7687 | 5.0052 | 5.206 | 5.5088 | 5.1992 | 4.8293 | 4.4918 | 3.9988 | 3.7056
2027-01-29 | 3.577 | 3.5273 | 3.4667 | 3.4753 | 3.5686 | 3.8604 | 4.2471 | 4.5195 | 4.6233 | 4.6 | 4.5562 | 4.8203 | 4.8341 | 4.5962 | 5.0201 | 5.0075 | 4.9794 | 5.465 | 5.4951 | 5.0856 | 4.7066 | 4.5386 | 4.2001 | 3.7857
2027-01-30 | 3.6512 | 3.5796 | 3.4996 | 3.4937 | 3.4928 | 3.7462 | 3.9604 | 4.3255 | 4.5541 | 4.7078 | 4.8194 | 4.9018 | 4.8151 | 4.6274 | 4.7496 | 4.8376 | 4.8307 | 5.0882 | 5.1583 | 5.1431 | 5.0057 | 4.6937 | 4.1543 | 3.8254
2027-01-31 | 3.5925 | 3.4775 | 3.4574 | 3.418 | 3.4653 | 3.6556 | 3.8543 | 4.1852 | 4.5281 | 4.5865 | 4.4965 | 4.66 | 4.4685 | 4.3318 | 4.3221 | 4.4738 | 4.4542 | 4.9484 | 5.1457 | 4.9933 | 4.7225 | 4.3286 | 3.9639 | 3.6256
2027-02-01 | 3.3528 | 3.2723 | 3.2634 | 3.238 | 3.3069 | 3.6712 | 4.0642 | 4.3948 | 4.5615 | 4.5559 | 4.3526 | 4.2211 | 4.3978 | 4.3456 | 4.5251 | 4.7466 | 4.8026 | 5.0209 | 5.2089 | 4.9729 | 4.7407 | 4.3637 | 3.8651 | 3.6104
2027-02-02 | 3.502 | 3.3862 | 3.3668 | 3.4577 | 3.5505 | 3.8398 | 4.2404 | 4.4687 | 4.5563 | 4.5062 | 4.3489 | 4.5459 | 4.5548 | 4.5129 | 4.6074 | 4.5355 | 4.8355 | 4.9131 | 5.2356 | 5.3609 | 4.9111 | 4.4004 | 3.9347 | 3.6362
2027-02-03 | 3.4929 | 3.4294 | 3.3322 | 3.3302 | 3.3997 | 3.6984 | 4.2079 | 4.4493 | 4.4403 | 4.5905 | 4.713 | 4.6835 | 4.4988 | 4.6473 | 4.8525 | 4.8963 | 5.2109 | 5.3985 | 5.7705 | 5.6152 | 5.2874 | 4.8674 | 4.2915 | 4.1591
2027-02-04 | 3.9071 | 3.6308 | 3.6443 | 3.642 | 3.8096 | 4.191 | 4.5775 | 4.9641 | 5.1306 | 5.0207 | 5.1362 | 5.062 | 4.6108 | 4.6891 | 4.6923 | 4.8155 | 4.9455 | 5.1964 | 5.4241 | 5.2689 | 4.8333 | 4.5277 | 4.1957 | 3.7466
2027-02-05 | 3.4581 | 3.3711 | 3.3409 | 3.3273 | 3.4425 | 3.8193 | 4.3563 | 4.6858 | 4.5895 | 4.3408 | 4.385 | 4.3877 | 4.488 | 4.4755 | 4.434 | 4.5225 | 5.0315 | 5.2605 | 5.3248 | 5.1093 | 4.9026 | 4.7296 | 4.1921 | 3.9104
2027-02-06 | 3.6247 | 3.5484 | 3.4231 | 3.4257 | 3.4634 | 3.643 | 4.0492 | 4.4219 | 4.637 | 4.4202 | 4.0033 | 4.1481 | 4.317 | 4.2698 | 4.1973 | 4.3536 | 4.5166 | 4.8888 | 4.9866 | 4.8947 | 4.3863 | 4.1014 | 3.9649 | 3.686
2027-02-07 | 3.4084 | 3.2694 | 3.2404 | 3.2312 | 3.2686 | 3.4158 | 3.692 | 3.9344 | 4.3018 | 4.4581 | 4.4491 | 4.4879 | 4.3167 | 4.3597 | 4.1505 | 4.4999 | 4.6855 | 5.0132 | 5.2489 | 5.0306 | 4.7567 | 4.5084 | 4.0675 | 3.7871
2027-02-08 | 3.6289 | 3.472 | 3.3405 | 3.3766 | 3.3978 | 3.738 | 4.1281 | 4.4086 | 4.4704 | 4.1993 | 4.0407 | 3.8945 | 3.8975 | 3.8271 | 3.8651 | 4.1819 | 4.3929 | 4.8377 | 5.1736 | 5.0323 | 4.6732 | 4.3576 | 3.9057 | 3.4954
2027-02-09 | 3.3701 | 3.285 | 3.2409 | 3.2507 | 3.3313 | 3.7938 | 4.3356 | 4.5924 | 4.5265 | 4.3879 | 4.1918 | 4.2 | 4.0996 | 4.033 | 4.0484 | 4.1777 | 4.55 | 5.0092 | 5.1818 | 5.2712 | 4.9318 | 4.4989 | 3.9526 | 3.5143
2027-02-10 | 3.3562 | 3.3012 | 3.2896 | 3.2704 | 3.3512 | 3.819 | 4.0936 | 4.4212 | 4.4242 | 4.3643 | 4.052 | 3.9938 | 3.9324 | 4.0512 | 4.0891 | 4.272 | 4.5966 | 4.8591 | 5.2499 | 5.1087 | 4.752 | 4.3026 | 3.9086 | 3.6504
2027-02-11 | 3.5031 | 3.4107 | 3.3613 | 3.3693 | 3.4646 | 3.7819 | 4.1341 | 4.2988 | 4.3772 | 4.5167 | 4.4499 | 4.1771 | 4.1928 | 4.0692 | 4.1349 | 4.2638 | 4.5006 | 4.7374 | 5.2252 | 5.0504 | 4.6859 | 4.4393 | 4.0298 | 3.6047
2027-02-12 | 3.3855 | 3.3053 | 3.2745 | 3.3032 | 3.3824 | 3.6281 | 3.9311 | 4.1987 | 4.5018 | 4.4755 | 4.3763 | 4.1998 | 4.1241 | 3.9722 | 4.1019 | 4.1998 | 4.3785 | 4.775 | 5.1203 | 5.1701 | 4.9206 | 4.7236 | 4.2532 | 3.8327
2027-02-13 | 3.6143 | 3.4985 | 3.4603 | 3.4104 | 3.5428 | 3.722 | 3.987 | 4.1948 | 4.6202 | 4.5426 | 4.3868 | 4.3311 | 4.4822 | 4.0675 | 4.3362 | 4.4586 | 4.5471 | 4.8378 | 5.1544 | 5.1044 | 4.8209 | 4.5666 | 4.0974 | 3.7153
2027-02-14 | 3.3933 | 3.2704 | 3.2909 | 3.2487 | 3.289 | 3.4102 | 3.6224 | 3.9361 | 4.1729 | 4.1522 | 4.1844 | 4.0746 | 4.2492 | 4.1802 | 4.4302 | 4.5691 | 4.641 | 4.8218 | 5.0265 | 5.0252 | 4.791 | 4.4958 | 4.1417 | 3.7587
2027-02-15 | 3.5131 | 3.4113 | 3.4058 | 3.3735 | 3.4204 | 3.6145 | 3.834 | 4.0727 | 4.2765 | 4.1826 | 4.0032 | 3.965 | 3.9307 | 3.9043 | 4.1177 | 4.3657 | 4.8985 | 5.0207 | 5.0687 | 5.0697 | 4.7243 | 4.4398 | 3.9818 | 3.5819
2027-02-16 | 3.4668 | 3.3592 | 3.3141 | 3.3376 | 3.4196 | 3.6472 | 3.9984 | 4.333 | 4.6987 | 4.6306 | 4.6689 | 4.5809 | 4.545 | 4.5051 | 4.4878 | 4.4893 | 4.5931 | 5.0101 | 5.0719 | 4.9635 | 4.6339 | 4.2974 | 3.8996 | 3.5523
2027-02-17 | 3.3843 | 3.3115 | 3.3839 | 3.3578 | 3.5211 | 3.9812 | 4.379 | 4.6232 | 4.7292 | 4.6169 | 4.6045 | 4.6875 | 4.6858 | 4.6808 | 4.5759 | 4.5965 | 4.7305 | 5.0476 | 5.3575 | 5.1976 | 4.7646 | 4.6818 | 4.0384 | 3.5703
2027-02-18 | 3.4445 | 3.3695 | 3.3977 | 3.3403 | 3.4003 | 3.754 | 4.0081 | 4.1919 | 4.3062 | 4.1964 | 4.2919 | 4.4991 | 4.3266 | 4.416 | 4.5402 | 4.8253 | 5.0943 | 5.3698 | 5.6639 | 5.2612 | 5.0485 | 4.5128 | 3.8968 | 3.617
2027-02-19 | 3.3504 | 3.2299 | 3.2027 | 3.2937 | 3.3949 | 3.7723 | 4.2619 | 4.3909 | 4.2434 | 4.1946 | 4.5698 | 4.6819 | 4.8467 | 4.6681 | 4.6159 | 5.0224 | 5.2585 | 5.6863 | 5.6998 | 5.5339 | 5.3658 | 4.9425 | 4.3475 | 4.0034
2027-02-20 | 3.6459 | 3.4398 | 3.4627 | 3.369 | 3.4047 | 3.6212 | 3.9342 | 4.1746 | 4.4663 | 4.6015 | 4.5006 | 4.3638 | 4.2941 | 4.2918 | 4.3231 | 4.5564 | 4.8107 | 4.9682 | 5.0414 | 5.1253 | 4.7311 | 4.2927 | 4.0081 | 3.6164
2027-02-21 | 3.4997 | 3.2413 | 3.2794 | 3.3148 | 3.357 | 3.4886 | 3.764 | 4.0026 | 4.3339 | 4.4756 | 4.2604 | 4.1151 | 4.2372 | 4.3193 | 4.4338 | 4.6222 | 4.757 | 5.2104 | 5.2874 | 5.242 | 4.9239 | 4.5399 | 3.9971 | 3.6962
2027-02-22 | 3.5114 | 3.5001 | 3.4267 | 3.345 | 3.3427 | 3.5472 | 4.103 | 4.4871 | 4.4156 | 4.2045 | 4.0889 | 4.2239 | 4.3925 | 4.2363 | 4.3863 | 4.509 | 4.5976 | 4.8878 | 5.2765 | 5.1132 | 4.7169 | 4.3219 | 3.928 | 3.5922
2027-02-23 | 3.4891 | 3.4161 | 3.3752 | 3.356 | 3.4274 | 3.7788 | 4.0294 | 4.2038 | 4.4089 | 4.4308 | 4.2891 | 4.1226 | 3.9656 | 4.2275 | 4.2409 | 4.4121 | 4.5982 | 4.9408 | 5.299 | 5.049 | 4.71 | 4.4219 | 3.894 | 3.6292
2027-02-24 | 3.501 | 3.4084 | 3.4145 | 3.3958 | 3.4888 | 3.8061 | 4.1345 | 4.2462 | 4.2138 | 4.1277 | 4.0716 | 3.9184 | 3.8626 | 3.7949 | 3.8471 | 4.0301 | 4.1482 | 4.6225 | 5.1135 | 5.2062 | 4.9263 | 4.4884 | 3.9224 | 3.5502
2027-02-25 | 3.4361 | 3.3621 | 3.2269 | 3.2176 | 3.284 | 3.6563 | 3.9046 | 3.9259 | 3.9124 | 3.8308 | 3.7886 | 3.7801 | 3.7 | 3.9915 | 3.9389 | 4.1817 | 4.2848 | 4.8437 | 5.046 | 4.933 | 4.7241 | 4.2907 | 3.853 | 3.4352
2027-02-26 | 3.4032 | 3.2714 | 3.2917 | 3.2606 | 3.3536 | 3.6847 | 4.1232 | 4.3632 | 4.2313 | 4.1264 | 3.9468 | 3.9534 | 3.8796 | 3.7931 | 3.8631 | 4.0348 | 4.2125 | 4.5587 | 4.8048 | 4.9613 | 4.737 | 4.485 | 4.06 | 3.6821
2027-02-27 | 3.4831 | 3.416 | 3.355 | 3.2661 | 3.334 | 3.475 | 3.7514 | 3.9237 | 4.2021 | 4.2082 | 3.9644 | 3.8968 | 3.9807 | 3.7718 | 3.9004 | 4.0843 | 4.202 | 4.5321 | 4.8743 | 4.9464 | 4.5699 | 4.3403 | 3.8945 | 3.5469
2027-02-28 | 3.4361 | 3.3907 | 3.3789 | 3.3324 | 3.3413 | 3.4932 | 3.7924 | 4.0374 | 4.2439 | 4.2903 | 4.1636 | 4.0825 | 3.9089 | 3.8818 | 3.8932 | 3.9701 | 4.1667 | 4.48 | 4.8571 | 4.9166 | 4.7791 | 4.2944 | 3.9172 | 3.4934
2027-03-01 | 3.5013 | 3.4473 | 3.401 | 3.2782 | 3.3831 | 3.6617 | 3.9577 | 4.2088 | 4.4979 | 4.3128 | 4.1756 | 4.0582 | 4.0013 | 3.9472 | 3.9913 | 4.1766 | 4.3061 | 4.8021 | 5.2696 | 5.1956 | 4.7591 | 4.4968 | 4.1522 | 3.7192
2027-03-02 | 3.5464 | 3.4744 | 3.4358 | 3.5059 | 3.5215 | 3.8907 | 4.3893 | 4.7027 | 4.7023 | 4.6814 | 4.4858 | 4.4105 | 4.3041 | 4.4333 | 4.4488 | 4.8814 | 5.0494 | 5.4805 | 5.743 | 5.7218 | 5.415 | 4.7488 | 4.0981 | 3.6995
2027-03-03 | 3.5647 | 3.4817 | 3.4689 | 3.4696 | 3.5543 | 3.87 | 4.4101 | 4.5512 | 4.7449 | 4.7589 | 4.5508 | 4.47 | 4.8058 | 5.1966 | 5.146 | 5.0459 | 5.2436 | 5.7416 | 5.7874 | 5.6773 | 5.3907 | 5.0147 | 4.4577 | 3.9481
2027-03-04 | 3.7897 | 3.6859 | 3.563 | 3.5131 | 3.5613 | 4.0203 | 4.4954 | 4.9518 | 5.2938 | 4.9478 | 4.4832 | 4.6832 | 4.6704 | 4.7819 | 4.7783 | 4.8723 | 5.2047 | 5.6067 | 5.5991 | 5.5292 | 5.129 | 4.6666 | 4.0723 | 3.744
2027-03-05 | 3.5894 | 3.5273 | 3.57 | 3.5235 | 3.5439 | 3.9812 | 4.6207 | 4.8345 | 4.5464 | 4.3338 | 4.1824 | 4.2529 | 4.2738 | 4.3073 | 4.6517 | 4.9673 | 4.9962 | 5.4095 | 5.5953 | 5.4236 | 5.1561 | 4.7376 | 4.1798 | 3.8286
2027-03-06 | 3.6688 | 3.6092 | 3.581 | 3.6056 | 3.6067 | 3.8327 | 4.1851 | 4.3614 | 4.8715 | 4.8353 | 4.4086 | 4.4002 | 4.4271 | 4.3048 | 4.3189 | 4.3611 | 4.879 | 5.2678 | 4.9761 | 5.0568 | 4.779 | 4.6406 | 4.106 | 3.7196
2027-03-07 | 3.6169 | 3.5511 | 3.6143 | 3.4949 | 3.5591 | 3.7163 | 3.9134 | 4.1984 | 4.5698 | 4.4769 | 4.3864 | 4.4324 | 4.778 | 4.6911 | 4.5922 | 5.0462 | 5.3849 | 5.4869 | 5.6371 | 5.4734 | 5.3809 | 5.0739 | 4.5263 | 4.035
2027-03-08 | 3.8283 | 3.7367 | 3.6725 | 3.6428 | 3.7059 | 3.9928 | 4.4338 | 4.6091 | 4.637 | 4.695 | 4.5982 | 4.8222 | 4.7186 | 4.4258 | 4.5386 | 4.5713 | 4.8625 | 5.3849 | 5.557 | 5.3028 | 5.027 | 4.5831 | 4.1256 | 3.7724
2027-03-09 | 3.6464 | 3.5494 | 3.5137 | 3.5232 | 3.5769 | 3.8841 | 4.4345 | 4.5956 | 4.5702 | 4.5687 | 4.4295 | 4.3914 | 4.3044 | 4.7875 | 4.8954 | 4.9405 | 5.2273 | 5.4794 | 5.5304 | 5.5877 | 5.2514 | 4.7933 | 4.1628 | 3.836
2027-03-10 | 3.7459 | 3.676 | 3.597 | 3.6152 | 3.6361 | 4.002 | 4.4443 | 4.7341 | 4.6932 | 4.6325 | 4.3187 | 4.3582 | 4.6751 | 4.4525 | 4.6999 | 4.9763 | 5.0584 | 5.5527 | 5.8942 | 5.7471 | 5.3446 | 4.9196 | 4.2029 | 3.8156
2027-03-11 | 3.888 | 3.746 | 3.698 | 3.6822 | 3.742 | 4.1488 | 4.5362 | 4.7312 | 4.6527 | 4.4238 | 4.3496 | 4.6979 | 4.842 | 4.8518 | 4.9323 | 5.2588 | 5.4731 | 5.9309 | 6.0708 | 5.8719 | 5.2606 | 4.8466 | 4.3125 | 3.8477
2027-03-12 | 3.6884 | 3.5637 | 3.5391 | 3.5393 | 3.528 | 3.867 | 4.3053 | 4.4048 | 4.4879 | 4.3353 | 4.2221 | 4.2425 | 4.4535 | 4.6136 | 4.7256 | 5.002 | 5.1321 | 5.1968 | 5.3487 | 5.3784 | 4.9025 | 4.5498 | 4.1268 | 3.8295
2027-03-13 | 3.6177 | 3.5416 | 3.5614 | 3.6062 | 3.597 | 3.7746 | 4.2147 | 4.5043 | 4.6794 | 4.6621 | 4.6302 | 4.3795 | 4.7257 | 4.5082 | 4.6197 | 4.932 | 5.0965 | 5.519 | 5.4628 | 5.599 | 5.3383 | 5.0762 | 4.5082 | 3.9426
2027-03-14 | 3.6706 | 3.6056 | 3.5717 | 3.6247 | 3.5055 | 3.6531 | 3.8593 | 3.9495 | 4.1242 | 4.0879 | 4.0419 | 4.043 | 4.0002 | 3.8311 | 3.9132 | 4.1356 | 4.384 | 4.894 | 5.0524 | 4.9275 | 4.5924 | 4.371 | 3.9746 | 3.6383
2027-03-15 | 3.4925 | 3.3966 | 3.4041 | 3.3107 | 3.3937 | 3.6098 | 3.8493 | 4.0706 | 4.5715 | 4.4689 | 4.269 | 3.9659 | 3.8379 | 3.9628 | 3.8797 | 4.1431 | 4.3311 | 4.8167 | 5.1539 | 5.3015 | 4.9928 | 4.4296 | 3.8625 | 3.556
2027-03-16 | 3.4342 | 3.4978 | 3.5128 | 3.5273 | 3.5534 | 3.8619 | 4.1569 | 4.175 | 4.2675 | 4.2762 | 4.3495 | 4.1844 | 4.158 | 4.1167 | 3.9778 | 4.1453 | 4.425 | 4.9199 | 5.058 | 5.1213 | 4.8843 | 4.5015 | 4.0081 | 3.6033
2027-03-17 | 3.4983 | 3.4129 | 3.4304 | 3.4224 | 3.4242 | 3.7994 | 4.0085 | 4.1354 | 4.2868 | 4.2712 | 4.2477 | 4.372 | 4.5437 | 4.6408 | 4.6297 | 4.6313 | 4.6987 | 5.1101 | 5.2109 | 5.3671 | 5.0981 | 4.81 | 4.2364 | 3.6907
2027-03-18 | 3.582 | 3.4775 | 3.4583 | 3.417 | 3.4913 | 3.8986 | 4.1288 | 4.3144 | 4.5142 | 4.2565 | 4.2722 | 4.0796 | 3.7656 | 3.8242 | 4.2185 | 4.3816 | 4.4669 | 4.8764 | 5.173 | 5.2522 | 4.8868 | 4.422 | 3.9525 | 3.5494
2027-03-19 | 3.4427 | 3.3923 | 3.3707 | 3.3186 | 3.444 | 3.7102 | 4.0883 | 4.3918 | 4.5123 | 4.4106 | 4.7062 | 4.6291 | 4.312 | 4.4569 | 4.652 | 4.7829 | 4.8975 | 5.1801 | 5.3987 | 5.3156 | 5.0157 | 4.5742 | 4.1145 | 3.7482
2027-03-20 | 3.647 | 3.56 | 3.5503 | 3.5429 | 3.5652 | 3.7167 | 3.9617 | 4.0474 | 4.0929 | 4.0761 | 3.9237 | 3.9422 | 3.9235 | 3.7583 | 4.091 | 4.8848 | 4.7252 | 5.0562 | 5.04 | 4.9855 | 4.6481 | 4.7048 | 4.1278 | 3.7017
2027-03-21 | 3.7905 | 3.7236 | 3.5262 | 3.4745 | 3.468 | 3.6671 | 3.8668 | 3.9889 | 4.2658 | 4.3156 | 4.3482 | 4.7456 | 4.5546 | 4.9379 | 4.911 | 4.85 | 5.1729 | 5.5586 | 5.663 | 5.6594 | 5.7095 | 5.088 | 4.5141 | 4.0379
2027-03-22 | 3.8635 | 3.7326 | 3.6751 | 3.586 | 3.6678 | 3.781 | 4.171 | 4.488 | 5.0527 | 4.9072 | 5.1375 | 4.4855 | 4.9049 | 4.6913 | 4.6611 | 4.7576 | 5.1063 | 5.274 | 5.3931 | 5.6804 | 5.1891 | 4.5796 | 4.0837 | 3.6731
2027-03-23 | 3.5191 | 3.4916 | 3.4182 | 3.431 | 3.4949 | 3.7905 | 4.2109 | 4.4118 | 4.5656 | 4.4747 | 4.3416 | 4.3497 | 4.6977 | 4.5527 | 4.7211 | 5.2233 | 5.2691 | 5.4609 | 5.7113 | 5.629 | 5.1715 | 4.6377 | 4.138 | 3.726
2027-03-24 | 3.5308 | 3.4593 | 3.4305 | 3.3842 | 3.4525 | 3.7311 | 4.1932 | 4.1883 | 4.3056 | 4.2994 | 4.2433 | 4.4814 | 4.5563 | 4.5999 | 4.6426 | 4.8149 | 4.9461 | 5.3057 | 5.2986 | 5.3779 | 5.2579 | 4.7385 | 4.1834 | 3.6838
2027-03-25 | 3.5871 | 3.5421 | 3.5052 | 3.5508 | 3.5808 | 3.9236 | 4.3438 | 4.5398 | 4.7614 | 4.9599 | 5.1209 | 5.202 | 4.9741 | 4.8416 | 4.9494 | 5.0395 | 5.3075 | 5.6602 | 5.4294 | 5.5831 | 5.4151 | 4.6049 | 3.9778 | 3.6164
2027-03-26 | 3.4739 | 3.3801 | 3.3527 | 3.3664 | 3.419 | 3.6545 | 4.1029 | 4.1539 | 4.2093 | 4.1515 | 4.2792 | 4.4343 | 4.46 | 4.424 | 4.4781 | 4.7244 | 4.7889 | 4.9768 | 4.9663 | 5.0205 | 4.7931 | 4.3323 | 4.0133 | 3.7349
2027-03-27 | 3.5615 | 3.4859 | 3.5066 | 3.4472 | 3.4389 | 3.6271 | 3.8228 | 3.9805 | 4.309 | 4.4637 | 4.409 | 4.9598 | 4.3306 | 4.1431 | 4.411 | 4.6002 | 4.7274 | 5.1822 | 5.1495 | 5.2527 | 4.7971 | 4.2684 | 4.0217 | 3.6037
2027-03-28 | 3.4636 | 3.3686 | 3.3561 | 3.3397 | 3.3684 | 3.53 | 3.6449 | 3.7493 | 4.2007 | 4.0449 | 4.1455 | 4.3032 | 4.1456 | 4.1867 | 4.1937 | 4.4967 | 4.703 | 5.128 | 5.1568 | 5.26 | 4.9587 | 4.4983 | 3.8955 | 3.5916
2027-03-29 | 3.4957 | 3.5414 | 3.4756 | 3.4971 | 3.5522 | 3.8187 | 4.0976 | 4.4805 | 4.7167 | 4.4908 | 4.6153 | 4.5103 | 4.4997 | 4.5015 | 4.2725 | 4.5427 | 4.5467 | 4.9624 | 4.9351 | 5.1778 | 4.7281 | 4.2093 | 3.7718 | 3.4867
2027-03-30 | 3.3888 | 3.2636 | 3.2357 | 3.2704 | 3.3804 | 3.6612 | 3.8694 | 4.0368 | 4.1013 | 4.0862 | 4.0246 | 4.1934 | 3.9781 | 3.9306 | 4.1821 | 4.3133 | 4.5025 | 5.0667 | 5.5117 | 5.6757 | 5.3303 | 4.8933 | 4.1538 | 3.8268
2027-03-31 | 3.6704 | 3.6232 | 3.5543 | 3.5015 | 3.5569 | 3.8448 | 4.1741 | 4.3456 | 4.5086 | 4.8466 | 4.8092 | 4.5612 | 4.5486 | 4.5107 | 4.5468 | 5.1045 | 5.2382 | 5.681 | 5.7802 | 5.8972 | 5.4308 | 4.354 | 4.0138 | 3.8156
2027-04-01 | 3.8042 | 3.4493 | 3.5513 | 3.4785 | 3.5243 | 3.7922 | 4.0602 | 4.1856 | 4.3212 | 4.224 | 4.5471 | 4.6475 | 4.573 | 4.5002 | 4.6142 | 5.0281 | 5.4146 | 5.6983 | 5.9244 | 5.7642 | 5.2567 | 4.9026 | 4.3325 | 4.0075
2027-04-02 | 3.6951 | 3.6714 | 3.6208 | 3.6342 | 3.6913 | 3.9653 | 4.3481 | 4.6572 | 5.0488 | 4.9565 | 4.9374 | 4.7916 | 4.4344 | 4.6741 | 5.0466 | 5.2288 | 5.2277 | 5.3926 | 5.3391 | 5.4515 | 5.1253 | 4.5419 | 4.1186 | 3.6308
2027-04-03 | 3.4926 | 3.3509 | 3.4079 | 3.4366 | 3.4588 | 3.6656 | 3.7531 | 3.8662 | 3.9641 | 3.9777 | 3.9757 | 4.3545 | 4.1858 | 4.1753 | 4.2505 | 4.4364 | 4.7015 | 5.1575 | 5.4201 | 5.6097 | 4.9832 | 4.7831 | 4.3956 | 3.9472
2027-04-04 | 3.7799 | 3.6365 | 3.5973 | 3.6098 | 3.6234 | 3.7503 | 3.9357 | 4.1496 | 4.3619 | 4.2718 | 4.7774 | 4.7737 | 4.5972 | 4.6878 | 4.7148 | 4.983 | 5.0674 | 5.1936 | 5.2167 | 5.431 | 4.8037 | 4.4736 | 4.0703 | 3.8269
2027-04-05 | 3.6875 | 3.4208 | 3.4327 | 3.4726 | 3.5332 | 3.7861 | 4.1735 | 4.4095 | 4.6248 | 4.515 | 4.7205 | 4.9769 | 4.9451 | 4.9422 | 5.1988 | 5.419 | 5.695 | 5.8198 | 5.9751 | 5.9148 | 5.3903 | 4.827 | 4.1559 | 3.7899
2027-04-06 | 3.72 | 3.6708 | 3.5822 | 3.4903 | 3.4657 | 3.7233 | 4.1457 | 4.4158 | 4.5231 | 4.3796 | 4.5496 | 4.473 | 4.2267 | 4.4639 | 4.6029 | 4.8974 | 5.2096 | 5.6167 | 5.9472 | 5.8916 | 5.5677 | 4.6977 | 4.1676 | 3.7172
2027-04-07 | 3.6719 | 3.6107 | 3.5576 | 3.4725 | 3.5673 | 3.8976 | 4.2882 | 4.8506 | 5.0747 | 5.1459 | 4.8614 | 4.8322 | 4.7989 | 4.8617 | 4.6686 | 4.891 | 5.186 | 5.6728 | 5.801 | 5.8009 | 5.3249 | 4.753 | 4.3801 | 3.7921
2027-04-08 | 3.6521 | 3.6535 | 3.5999 | 3.5574 | 3.6118 | 3.9203 | 4.3764 | 4.8497 | 5.0744 | 5.3502 | 5.549 | 4.9224 | 4.7178 | 4.5987 | 4.7552 | 5.1771 | 5.4134 | 5.76 | 5.8262 | 5.9718 | 5.6587 | 4.7539 | 4.2863 | 3.8495
2027-04-09 | 3.6375 | 3.582 | 3.599 | 3.6052 | 3.6585 | 3.9537 | 4.504 | 4.917 | 5.7408 | 5.6107 | 5.2774 | 5.0697 | 5.0429 | 4.9153 | 5.161 | 5.3041 | 5.5604 | 5.7954 | 5.8719 | 5.8723 | 5.6396 | 5.04 | 4.5278 | 3.9605
2027-04-10 | 3.7648 | 3.6747 | 3.7156 | 3.6704 | 3.6508 | 3.8749 | 4.1226 | 4.4006 | 4.6988 | 4.5993 | 4.5078 | 4.2586 | 4.2946 | 4.3336 | 4.3108 | 4.4074 | 4.6829 | 5.284 | 5.1184 | 5.2644 | 4.7229 | 4.3579 | 4.0453 | 3.6991
2027-04-11 | 3.6005 | 3.4978 | 3.5336 | 3.5496 | 3.5792 | 3.83 | 3.9874 | 4.092 | 4.5387 | 4.6182 | 4.2941 | 4.4462 | 4.6044 | 4.4072 | 4.6326 | 5.1404 | 5.1605 | 5.6534 | 5.7141 | 5.7597 | 5.4419 | 4.9424 | 4.2764 | 3.8277
2027-04-12 | 3.5074 | 3.5115 | 3.4599 | 3.5034 | 3.5023 | 3.828 | 4.1589 | 4.4448 | 4.3504 | 4.1099 | 4.0245 | 3.8458 | 3.8219 | 3.7753 | 3.8944 | 4.2821 | 4.6194 | 5.1405 | 5.6048 | 5.8342 | 5.4241 | 4.879 | 4.1989 | 3.8003
2027-04-13 | 3.6912 | 3.6407 | 3.511 | 3.4698 | 3.4451 | 3.6797 | 4.0463 | 4.135 | 4.2116 | 4.3209 | 4.1857 | 3.7677 | 4.7212 | 4.3757 | 4.5195 | 5.4358 | 5.4975 | 5.84 | 5.8953 | 5.8068 | 5.5459 | 4.7653 | 4.1764 | 3.9875
2027-04-14 | 3.8698 | 3.7247 | 3.5575 | 3.6291 | 3.7393 | 4.042 | 4.5204 | 4.5743 | 5.0361 | 5.1095 | 4.5118 | 4.5117 | 4.657 | 4.8821 | 5.2615 | 5.4004 | 5.6299 | 5.9291 | 5.8313 | 5.7291 | 5.5164 | 4.8097 | 4.2022 | 3.798
2027-04-15 | 3.6428 | 3.658 | 3.6151 | 3.6437 | 3.6299 | 3.9153 | 4.1073 | 3.9693 | 4.1662 | 4.0776 | 3.977 | 4.3945 | 4.4828 | 4.0642 | 4.4737 | 4.7523 | 4.9772 | 5.3328 | 5.5584 | 5.5915 | 5.0813 | 4.4302 | 4.0874 | 3.8089
2027-04-16 | 3.5781 | 3.4775 | 3.5247 | 3.4624 | 3.657 | 3.7602 | 4.1692 | 4.2712 | 4.826 | 4.9155 | 5.1641 | 4.9966 | 4.9709 | 4.78 | 5.0848 | 5.4535 | 5.492 | 5.8793 | 5.974 | 5.8472 | 5.4884 | 5.1179 | 4.2922 | 3.95
2027-04-17 | 3.7982 | 3.7424 | 3.7417 | 3.6807 | 3.7604 | 3.8171 | 3.9524 | 4.2022 | 4.6073 | 4.7888 | 4.888 | 4.6514 | 4.4911 | 4.6475 | 4.7616 | 4.8315 | 4.8622 | 5.321 | 5.5213 | 5.4746 | 5.0979 | 4.5414 | 4.0592 | 3.7403
2027-04-18 | 3.6935 | 3.9198 | 3.7489 | 3.5843 | 3.6921 | 3.9803 | 4.2182 | 4.5314 | 4.8525 | 5.0948 | 4.8847 | 4.7023 | 4.6848 | 4.7051 | 4.9867 | 5.1593 | 5.4786 | 5.7401 | 5.8134 | 5.9863 | 5.7363 | 5.2134 | 4.0803 | 3.7469
2027-04-19 | 3.6507 | 3.556 | 3.5771 | 3.5086 | 3.5655 | 3.8038 | 4.1215 | 4.4526 | 4.6816 | 4.3984 | 5.0331 | 4.611 | 4.3941 | 4.271 | 4.3595 | 4.1259 | 4.3656 | 4.8824 | 5.1017 | 5.348 | 4.9708 | 4.4311 | 3.8918 | 3.6038
2027-04-20 | 3.5791 | 3.5328 | 3.5328 | 3.5097 | 3.527 | 3.9474 | 4.1899 | 4.2245 | 4.5508 | 4.6739 | 4.5067 | 4.2188 | 4.222 | 4.1352 | 4.3659 | 4.4068 | 4.7558 | 5.1451 | 5.3827 | 5.4526 | 5.0763 | 4.5366 | 3.8734 | 3.6692
2027-04-21 | 3.56 | 3.5169 | 3.5005 | 3.4894 | 3.5183 | 3.8897 | 4.1752 | 4.3144 | 4.4703 | 4.2033 | 4.1058 | 4.022 | 4.0263 | 3.9591 | 4.1707 | 4.7645 | 4.9764 | 5.1646 | 5.4248 | 5.4626 | 5.0977 | 4.5971 | 3.9964 | 3.7238
2027-04-22 | 3.6703 | 3.5611 | 3.67 | 3.751 | 3.8842 | 4.3766 | 4.5813 | 4.6634 | 4.8732 | 4.1665 | 4.0613 | 3.9712 | 3.9472 | 3.8643 | 3.999 | 4.3806 | 4.6295 | 5.3108 | 5.4983 | 5.5519 | 5.2752 | 4.5946 | 4.0543 | 3.7182
2027-04-23 | 3.6386 | 3.5396 | 3.5587 | 3.5758 | 3.6129 | 3.9764 | 4.2312 | 4.379 | 4.5957 | 4.4217 | 4.2006 | 4.2261 | 4.2051 | 4.4812 | 4.8786 | 4.8491 | 5.0394 | 5.3826 | 5.7983 | 5.6783 | 5.2794 | 4.8588 | 4.3461 | 4.0096
2027-04-24 | 3.8706 | 3.7079 | 3.6864 | 3.6669 | 3.5306 | 3.7649 | 3.9601 | 4.1938 | 4.4406 | 4.2437 | 4.5945 | 4.7428 | 4.6197 | 4.5581 | 4.5805 | 4.6955 | 5.0104 | 5.1695 | 5.2743 | 5.0933 | 5.0149 | 4.6703 | 4.4263 | 4.0842
2027-04-25 | 3.8854 | 3.7693 | 3.6645 | 3.5476 | 3.672 | 3.7925 | 3.9333 | 4.2506 | 4.4369 | 4.3947 | 4.4954 | 4.521 | 4.814 | 4.6031 | 4.8694 | 4.9395 | 5.2533 | 5.4796 | 5.5708 | 5.5219 | 5.236 | 4.7458 | 4.495 | 3.9246
2027-04-26 | 3.8316 | 3.8565 | 3.9043 | 3.9071 | 3.9188 | 4.0038 | 4.6112 | 4.8373 | 4.8271 | 4.4755 | 4.4838 | 4.8197 | 4.6915 | 4.5389 | 4.3854 | 5.1978 | 5.3928 | 5.4118 | 5.4771 | 5.3694 | 5.0128 | 4.5618 | 4.1484 | 3.8439
2027-04-27 | 3.6929 | 3.569 | 3.5198 | 3.4662 | 3.5172 | 3.7891 | 4.0287 | 4.1275 | 4.3613 | 4.2282 | 4.3074 | 4.2659 | 4.2422 | 4.5501 | 4.6961 | 4.7235 | 4.8877 | 5.343 | 5.4877 | 5.4859 | 4.8555 | 4.365 | 3.9615 | 3.6027
2027-04-28 | 3.5006 | 3.3822 | 3.3334 | 3.3608 | 3.47 | 3.8369 | 4.1342 | 4.1881 | 4.4802 | 4.6316 | 4.5646 | 4.5632 | 4.3607 | 4.2782 | 4.3146 | 4.391 | 4.4252 | 4.6788 | 5.0506 | 5.2319 | 4.8844 | 4.4393 | 3.9236 | 3.6711
2027-04-29 | 3.545 | 3.4731 | 3.4875 | 3.4344 | 3.4734 | 3.9015 | 3.9873 | 4.1791 | 4.3755 | 4.2467 | 4.2871 | 4.4883 | 4.7569 | 4.6017 | 4.7557 | 4.9576 | 5.0238 | 5.0276 | 5.147 | 5.2467 | 4.8481 | 4.5018 | 4.0238 | 3.6772
2027-04-30 | 3.6111 | 3.4251 | 3.4556 | 3.5492 | 3.6387 | 3.9158 | 4.2983 | 4.3336 | 4.4697 | 4.4053 | 4.3128 | 4.0881 | 4.0181 | 3.9851 | 4.0625 | 4.4458 | 4.847 | 5.065 | 5.2938 | 5.2581 | 5.0821 | 4.7816 | 4.1704 | 3.8844
2027-05-01 | 3.5069 | 3.4161 | 3.4987 | 3.5135 | 3.5776 | 3.8583 | 3.9358 | 4.0268 | 4.1119 | 4.4005 | 4.2732 | 4.228 | 4.3147 | 4.2896 | 4.3162 | 4.37 | 4.4035 | 4.3137 | 4.4434 | 4.3367 | 4.1166 | 4.0292 | 3.6578 | 3.3499
2027-05-02 | 3.2563 | 3.2246 | 3.1835 | 3.1597 | 3.1779 | 3.5048 | 3.6065 | 3.7514 | 3.869 | 3.7664 | 3.5962 | 3.5795 | 3.5016 | 3.5677 | 3.6556 | 3.7445 | 3.7791 | 3.9571 | 4.1147 | 4.2109 | 4.0244 | 3.8101 | 3.4995 | 3.3106
2027-05-03 | 3.1885 | 3.1053 | 3.1251 | 3.0973 | 3.1599 | 3.4199 | 3.8145 | 3.9016 | 3.8616 | 3.7493 | 3.8475 | 3.9309 | 3.7803 | 3.6364 | 3.7854 | 3.8398 | 3.953 | 4.1834 | 4.4075 | 4.5436 | 4.4245 | 4.0415 | 3.5042 | 3.1873
2027-05-04 | 3.1274 | 3.0453 | 3.0361 | 3.0736 | 3.1068 | 3.4657 | 3.6189 | 3.8864 | 3.9953 | 4.0173 | 4.1024 | 4.153 | 4.1441 | 3.882 | 4 | 4.5671 | 4.6076 | 4.6056 | 4.878 | 4.9124 | 4.4535 | 4.1594 | 3.721 | 3.4348
2027-05-05 | 3.3116 | 3.1699 | 3.2419 | 3.2967 | 3.4147 | 3.8648 | 4.0226 | 4.1187 | 4.242 | 4.1754 | 4.3218 | 4.8028 | 4.4544 | 4.2061 | 4.6395 | 5.0694 | 5.101 | 4.9779 | 5.0798 | 5.2786 | 5.0587 | 4.596 | 4.0823 | 3.4691
2027-05-06 | 3.4097 | 3.2706 | 3.2894 | 3.3225 | 3.4165 | 3.7705 | 4.0432 | 4.105 | 4.0898 | 4.0468 | 4.138 | 4.1975 | 4.0323 | 3.8767 | 3.9593 | 3.9822 | 4.1684 | 4.4625 | 4.6718 | 4.7371 | 4.5523 | 4.2702 | 3.9528 | 3.5537
2027-05-07 | 3.4621 | 3.3331 | 3.459 | 3.4089 | 3.4729 | 3.7655 | 4.0232 | 4.1145 | 4.2796 | 4.0824 | 4.1369 | 4.0965 | 3.9812 | 4.1167 | 4.1168 | 4.1928 | 4.4531 | 4.7212 | 4.8215 | 4.7757 | 4.5367 | 4.3111 | 3.7175 | 3.494
2027-05-08 | 3.3791 | 3.3857 | 3.4269 | 3.4036 | 3.3957 | 3.5639 | 3.7718 | 3.9238 | 4.1811 | 4.1038 | 3.966 | 4.3121 | 4.713 | 4.585 | 4.6636 | 4.5794 | 4.6575 | 4.9235 | 4.8075 | 4.7838 | 4.6233 | 4.4338 | 4.0593 | 3.7407
2027-05-09 | 3.6289 | 3.521 | 3.495 | 3.4437 | 3.5197 | 3.5216 | 3.6761 | 3.9853 | 4.2229 | 4.0353 | 4.2711 | 4.4966 | 4.3414 | 4.429 | 4.4324 | 4.5058 | 4.5081 | 4.8414 | 5.0078 | 5.1467 | 4.9723 | 4.491 | 4.0594 | 3.7583
2027-05-10 | 3.6812 | 3.5853 | 3.6233 | 3.626 | 3.7302 | 3.9682 | 4.2533 | 4.3767 | 4.8464 | 4.7955 | 4.5634 | 4.7488 | 4.5274 | 4.5189 | 4.6593 | 4.862 | 5.5664 | 5.6495 | 5.6006 | 5.4382 | 5.4209 | 4.9231 | 4.406 | 3.9268
2027-05-11 | 3.8016 | 3.8218 | 3.798 | 3.8229 | 3.8122 | 4.1817 | 4.3523 | 4.6413 | 5.0092 | 4.9078 | 4.9508 | 5.0588 | 4.6751 | 4.7241 | 4.9845 | 4.9472 | 5.1025 | 5.3925 | 5.5271 | 5.6258 | 5.4911 | 5.0213 | 4.3893 | 3.9172
2027-05-12 | 3.7317 | 3.6091 | 3.6013 | 3.6003 | 3.7499 | 4.0516 | 4.2577 | 4.489 | 5.0878 | 4.9629 | 4.8785 | 4.7535 | 4.789 | 4.8173 | 4.8612 | 5.1486 | 5.1675 | 5.5925 | 5.4115 | 5.6196 | 5.5815 | 5.1396 | 4.3957 | 4.0721
2027-05-13 | 4.1522 | 4.009 | 3.9604 | 4.0948 | 4.1134 | 4.4609 | 4.8277 | 5.1547 | 5.3148 | 5.1242 | 5.1368 | 5.0335 | 4.9243 | 4.8806 | 5.1581 | 5.3776 | 5.6354 | 5.9814 | 5.8919 | 5.8137 | 5.5552 | 5.1957 | 4.6814 | 4.2887
2027-05-14 | 3.9047 | 3.8207 | 3.8169 | 3.972 | 3.9538 | 4.3326 | 4.6268 | 4.9488 | 5.0572 | 5.0827 | 5.0846 | 4.9415 | 4.8554 | 4.94 | 5.1263 | 5.3752 | 5.55 | 5.5607 | 5.4911 | 5.4857 | 5.3535 | 5.1561 | 4.6831 | 4.1825
2027-05-15 | 3.9486 | 3.8122 | 3.8743 | 3.8831 | 3.92 | 4.2162 | 4.3303 | 4.4497 | 5.115 | 4.9806 | 4.9 | 4.773 | 4.6987 | 4.5961 | 4.6864 | 4.8299 | 4.9728 | 5.1402 | 5.2197 | 5.335 | 5.208 | 4.9212 | 4.4912 | 4.0268
2027-05-16 | 3.8903 | 3.7576 | 3.7523 | 3.7431 | 3.7857 | 3.9666 | 4.0361 | 4.2503 | 4.8476 | 4.7317 | 4.8405 | 4.8761 | 4.7246 | 4.6852 | 4.7707 | 4.9978 | 5.1798 | 5.1671 | 5.3222 | 5.2679 | 5.1881 | 4.8815 | 4.4398 | 3.9466
2027-05-17 | 3.8127 | 3.8895 | 3.7656 | 3.7313 | 3.7682 | 3.997 | 4.3435 | 4.4706 | 5.0276 | 5.0562 | 4.7846 | 4.9625 | 4.8111 | 4.773 | 5.0274 | 5.1457 | 5.1937 | 5.5318 | 5.5974 | 5.5502 | 5.5576 | 5.1195 | 4.7483 | 4.221
2027-05-18 | 3.9781 | 3.7437 | 3.729 | 3.7134 | 3.6811 | 4.0147 | 4.5279 | 4.7189 | 5.1582 | 4.9743 | 4.7636 | 4.8478 | 4.7309 | 4.8874 | 4.9413 | 5.2135 | 5.2675 | 5.4404 | 5.4974 | 5.4895 | 5.3961 | 4.7491 | 4.2158 | 3.9038
2027-05-19 | 3.8104 | 3.7161 | 3.8391 | 3.684 | 3.8748 | 4.1682 | 4.4045 | 4.4988 | 4.5961 | 4.5217 | 4.5596 | 4.6759 | 4.4398 | 4.4899 | 4.74 | 4.7251 | 4.9243 | 5.2167 | 5.2392 | 5.3627 | 5.2494 | 5.0116 | 4.4521 | 4.1313
2027-05-20 | 3.9774 | 3.89 | 3.8656 | 3.9668 | 4.028 | 4.3351 | 4.5402 | 4.7502 | 4.9219 | 5.0392 | 5.0597 | 4.9308 | 4.8504 | 4.8765 | 5.2805 | 5.2231 | 5.2138 | 5.3703 | 5.4284 | 5.4481 | 5.1946 | 4.9637 | 4.3873 | 3.9675
2027-05-21 | 3.8494 | 3.7325 | 3.7263 | 3.7819 | 3.9407 | 4.2173 | 4.4679 | 4.5343 | 4.7755 | 4.6802 | 4.7793 | 4.7489 | 4.4929 | 4.4866 | 4.4729 | 4.7297 | 4.9453 | 5.4157 | 5.3306 | 5.5538 | 5.3192 | 5.0586 | 4.6223 | 4.2045
2027-05-22 | 3.9912 | 3.8894 | 3.9385 | 3.9784 | 3.9067 | 4.1249 | 3.8908 | 4.0953 | 4.5814 | 4.6361 | 4.4381 | 4.682 | 4.3757 | 4.2444 | 4.2577 | 4.3771 | 4.577 | 4.9405 | 4.923 | 4.8241 | 4.6448 | 4.5248 | 4.156 | 3.8257
2027-05-23 | 3.698 | 3.6936 | 3.7156 | 3.6588 | 3.7535 | 3.8403 | 3.9107 | 4.012 | 4.4802 | 4.5249 | 4.5306 | 4.4857 | 4.3715 | 4.481 | 4.5924 | 4.7566 | 4.8947 | 5.2088 | 5.2279 | 5.1641 | 4.7864 | 4.6136 | 4.3616 | 3.9719
2027-05-24 | 3.8635 | 3.7681 | 3.7398 | 3.713 | 3.6988 | 3.8222 | 3.9455 | 4.1789 | 4.3855 | 4.4556 | 4.7395 | 4.6133 | 4.5051 | 4.4492 | 4.5182 | 4.6234 | 4.8466 | 4.93 | 4.9796 | 5.0263 | 4.9996 | 4.682 | 4.3449 | 4.0253
2027-05-25 | 3.9406 | 3.8964 | 3.8494 | 3.8349 | 3.9063 | 4.1233 | 4.1829 | 4.384 | 4.8553 | 4.9231 | 4.8941 | 4.917 | 5.0613 | 5.051 | 5.1489 | 5.2114 | 5.3999 | 5.5062 | 5.2994 | 5.4243 | 5.0923 | 4.8049 | 4.2683 | 3.8971
2027-05-26 | 3.7477 | 3.6608 | 3.7159 | 3.7624 | 3.6126 | 3.9336 | 4.2228 | 4.2891 | 4.55 | 4.7166 | 4.5 | 4.5901 | 4.5844 | 4.6158 | 4.7528 | 4.7648 | 5.0545 | 5.1703 | 5.2241 | 5.2709 | 5.1652 | 4.8134 | 4.1484 | 3.8985
2027-05-27 | 3.8101 | 3.6336 | 3.6251 | 3.6621 | 3.5059 | 3.9131 | 4.1129 | 4.4347 | 4.6191 | 4.589 | 4.6558 | 4.6817 | 4.7078 | 4.5872 | 4.6127 | 4.977 | 5.1066 | 5.2435 | 5.3673 | 5.4682 | 5.4042 | 4.8621 | 4.3664 | 3.8395
2027-05-28 | 3.6897 | 3.579 | 3.5467 | 3.5949 | 3.7295 | 4.1517 | 4.5676 | 4.551 | 4.8375 | 4.8433 | 4.7869 | 4.813 | 4.6115 | 4.4767 | 4.7212 | 4.978 | 4.9377 | 5.1775 | 4.9523 | 4.8844 | 4.8587 | 4.7953 | 4.253 | 3.9687
2027-05-29 | 3.8275 | 3.7221 | 3.6716 | 3.6687 | 3.7411 | 4.0371 | 3.9841 | 4.2231 | 4.6548 | 4.5075 | 4.414 | 4.5819 | 4.5807 | 4.4174 | 4.5988 | 4.6775 | 4.8396 | 5.0776 | 5.2147 | 5.0993 | 5.0344 | 4.7475 | 4.3982 | 3.9984
2027-05-30 | 3.7803 | 3.6544 | 3.62 | 3.699 | 3.7664 | 3.8673 | 3.9931 | 4.0462 | 4.575 | 4.4919 | 4.3567 | 4.2423 | 4.3868 | 4.2296 | 4.4195 | 4.5253 | 4.6846 | 4.9507 | 4.905 | 5.0073 | 4.8553 | 4.6792 | 4.149 | 3.8665
2027-05-31 | 3.742 | 3.7156 | 3.6424 | 3.7859 | 3.8104 | 4.0332 | 4.0802 | 4.2257 | 4.4884 | 4.609 | 4.7925 | 4.5788 | 4.751 | 4.7759 | 5.0107 | 5.0803 | 5.0978 | 5.2102 | 5.3624 | 5.3994 | 5.2265 | 4.6993 | 4.3172 | 3.9557
2027-06-01 | 3.6945 | 3.5924 | 3.578 | 3.5574 | 3.6496 | 3.9934 | 4.3345 | 4.1918 | 4.3276 | 4.5662 | 4.6657 | 4.6527 | 4.555 | 4.5752 | 4.7819 | 4.8567 | 4.8601 | 5.1676 | 5.1157 | 5.1395 | 5.0003 | 4.6304 | 4.2641 | 3.8974
2027-06-02 | 3.7773 | 3.6886 | 3.7221 | 3.7727 | 3.8016 | 4.0359 | 4.1092 | 4.168 | 4.6235 | 4.6611 | 4.4907 | 4.4071 | 4.4504 | 4.6169 | 4.6098 | 4.854 | 4.9038 | 5.1526 | 5.212 | 5.3097 | 5.2962 | 4.9957 | 4.6406 | 4.2849
2027-06-03 | 4.0376 | 3.9423 | 3.8657 | 3.8636 | 3.9634 | 4.1938 | 4.3193 | 4.4741 | 4.7329 | 4.7634 | 4.5363 | 4.6023 | 4.4109 | 4.4107 | 4.4791 | 4.7654 | 4.8427 | 5.0038 | 5.0611 | 5.0334 | 4.9762 | 4.6274 | 4.2625 | 3.8839
2027-06-04 | 3.7282 | 3.6933 | 3.7235 | 3.6841 | 3.8048 | 4.0577 | 4.1691 | 4.3166 | 4.6002 | 4.5755 | 4.6155 | 4.5001 | 4.4978 | 4.4049 | 4.4955 | 4.697 | 4.7663 | 4.9489 | 5.183 | 5.2387 | 5.0478 | 4.8086 | 4.4043 | 4.1294
2027-06-05 | 3.934 | 3.6392 | 3.6455 | 3.6308 | 3.776 | 3.9143 | 4.0707 | 4.2442 | 4.5307 | 4.5382 | 4.4826 | 4.6703 | 4.3302 | 4.2962 | 4.5201 | 4.7414 | 4.8146 | 5.2158 | 4.9706 | 5.0197 | 4.9346 | 4.7131 | 4.3339 | 3.9007
2027-06-06 | 3.7665 | 3.6913 | 3.7084 | 3.7152 | 3.7696 | 3.8658 | 4.0231 | 4.2101 | 4.4761 | 4.453 | 4.5443 | 4.4664 | 4.5318 | 4.5562 | 4.5714 | 4.692 | 4.6366 | 4.8554 | 5.1352 | 5.1571 | 5.1203 | 4.7401 | 4.4434 | 3.9914
2027-06-07 | 3.859 | 3.6612 | 3.6799 | 3.7716 | 3.8235 | 4.0093 | 4.1061 | 4.4776 | 4.9263 | 4.7608 | 4.893 | 4.7324 | 4.6337 | 4.6342 | 4.7875 | 4.9662 | 5.1689 | 5.4148 | 5.3769 | 5.2999 | 5.2531 | 4.9699 | 4.6077 | 4.0658
2027-06-08 | 3.7488 | 3.6575 | 3.5983 | 3.6531 | 3.7409 | 3.8998 | 4.0867 | 4.2267 | 4.6876 | 4.5 | 4.4972 | 4.4158 | 4.3817 | 4.2827 | 4.3884 | 4.6048 | 4.7767 | 5.0913 | 5.2734 | 5.3299 | 5.1993 | 4.8751 | 4.3725 | 4.0349
2027-06-09 | 3.9215 | 3.7175 | 3.7071 | 3.7185 | 3.7396 | 4.0775 | 4.1095 | 4.3256 | 4.6121 | 4.7528 | 4.8355 | 4.8327 | 4.5879 | 4.6278 | 4.6565 | 4.9793 | 4.9522 | 5.2289 | 5.2863 | 5.3276 | 5.256 | 4.9932 | 4.5836 | 4.2185
2027-06-10 | 4.0669 | 4.0477 | 3.9132 | 3.8385 | 3.877 | 4.1601 | 4.1997 | 4.3116 | 4.4497 | 4.3175 | 4.4375 | 4.4603 | 4.4883 | 4.3265 | 4.4246 | 4.551 | 4.6753 | 4.915 | 4.9637 | 5.0229 | 4.8449 | 4.5406 | 4.1011 | 3.8655
2027-06-11 | 3.6789 | 3.5786 | 3.6408 | 3.6339 | 3.6941 | 3.808 | 3.8534 | 4.0797 | 4.4854 | 4.6857 | 4.769 | 4.8093 | 4.7055 | 4.6112 | 4.8061 | 5.0376 | 4.9721 | 5.1761 | 5.1999 | 5.1449 | 4.9154 | 4.6854 | 4.2823 | 3.9684
2027-06-12 | 3.8219 | 3.6347 | 3.6473 | 3.6651 | 3.7141 | 3.8947 | 3.9573 | 4.2343 | 4.2688 | 4.3858 | 4.1154 | 4.2022 | 4.0881 | 4.0781 | 4.1733 | 4.3647 | 4.5611 | 4.8581 | 4.8255 | 4.7853 | 4.5849 | 4.3681 | 4.0895 | 3.8348
2027-06-13 | 3.7315 | 3.7259 | 3.7032 | 3.7327 | 3.68 | 3.8602 | 3.7499 | 3.8794 | 4.2829 | 4.2208 | 4.3682 | 4.3969 | 4.4214 | 4.5422 | 4.5661 | 4.6301 | 4.7434 | 4.9545 | 5.081 | 5.1827 | 5.0823 | 4.6768 | 4.2431 | 3.9591
2027-06-14 | 3.8275 | 3.7246 | 3.5657 | 3.6447 | 3.7529 | 3.8597 | 3.9157 | 4.0883 | 4.5233 | 4.4394 | 4.5459 | 4.3883 | 4.2429 | 4.5368 | 4.5808 | 4.5584 | 4.7905 | 5.0312 | 5.1019 | 5.0368 | 4.884 | 4.5221 | 4.2226 | 4.0353
2027-06-15 | 3.9273 | 3.849 | 3.7853 | 3.8251 | 3.871 | 4.129 | 4.1761 | 4.3635 | 4.6254 | 4.8524 | 4.965 | 4.9576 | 4.7998 | 4.6234 | 5.0355 | 5.1477 | 5.2432 | 5.4121 | 5.384 | 5.4418 | 5.2945 | 4.8663 | 4.4559 | 4.1523
2027-06-16 | 3.9427 | 3.9264 | 3.8228 | 3.7852 | 3.8714 | 4.1424 | 4.2084 | 4.513 | 4.6026 | 4.5476 | 4.5201 | 4.4086 | 4.2926 | 4.4258 | 4.6223 | 4.8189 | 4.9103 | 5.211 | 5.2388 | 5.3198 | 5.2486 | 4.8273 | 4.3237 | 3.9786
2027-06-17 | 3.8267 | 3.7472 | 3.7328 | 3.8329 | 3.797 | 3.9211 | 3.9969 | 4.1486 | 4.8783 | 4.7672 | 4.7439 | 4.8869 | 4.9004 | 4.6688 | 4.4992 | 4.7291 | 4.9066 | 5.1831 | 5.2741 | 5.3156 | 5.1368 | 4.7492 | 4.2675 | 4.0297
2027-06-18 | 3.9266 | 3.8281 | 3.8333 | 3.7718 | 3.7801 | 3.9917 | 4.1385 | 4.2545 | 4.5612 | 4.6924 | 4.7829 | 4.9339 | 4.6843 | 4.7976 | 4.8641 | 4.9368 | 4.8965 | 4.9603 | 4.7959 | 4.9987 | 4.804 | 4.6894 | 4.3015 | 3.9437
2027-06-19 | 3.7244 | 3.6403 | 3.7072 | 3.701 | 3.6579 | 3.8935 | 4.1179 | 4.1978 | 4.5069 | 4.618 | 4.5668 | 4.6225 | 4.685 | 4.6047 | 4.8747 | 5.0232 | 5.1908 | 5.3642 | 5.1876 | 5.2667 | 5.1566 | 4.9358 | 4.5191 | 4.1215
2027-06-20 | 3.9506 | 3.9483 | 3.7585 | 3.7643 | 3.8156 | 3.8685 | 4.0916 | 4.217 | 4.5257 | 4.5974 | 4.6173 | 4.7026 | 4.6773 | 4.5736 | 4.5993 | 4.8964 | 4.8722 | 5.0184 | 5.0439 | 5.1188 | 5.0505 | 4.8737 | 4.4121 | 4.142
2027-06-21 | 3.9856 | 3.908 | 3.9204 | 3.8744 | 3.803 | 4.0566 | 4.2055 | 4.3766 | 4.6875 | 4.7027 | 4.5531 | 4.7732 | 4.7699 | 4.5709 | 4.7764 | 4.9047 | 4.9872 | 5.2517 | 5.3043 | 5.2925 | 5.1254 | 4.8271 | 4.4526 | 4.0281
2027-06-22 | 3.9475 | 3.8849 | 3.8542 | 3.929 | 3.9721 | 4.1896 | 4.3098 | 4.4942 | 4.7962 | 4.7943 | 4.7832 | 4.6023 | 4.5518 | 4.6818 | 4.7524 | 4.8044 | 4.8535 | 5.2472 | 5.3484 | 5.3918 | 5.1082 | 4.7716 | 4.5173 | 4.2677
2027-06-23 | 4.0493 | 3.9231 | 3.8743 | 3.9115 | 3.9395 | 4.1425 | 4.1253 | 4.4317 | 4.5992 | 4.8118 | 4.7704 | 4.7447 | 4.4823 | 4.418 | 4.6046 | 4.7064 | 4.7148 | 5.0453 | 5.0053 | 4.9916 | 4.8435 | 4.556 | 4.2359 | 3.8772
2027-06-24 | 3.7597 | 3.6516 | 3.6883 | 3.6651 | 3.6729 | 3.9695 | 4.188 | 4.3268 | 4.5816 | 4.717 | 4.6607 | 4.6842 | 4.733 | 4.7209 | 4.8984 | 4.8142 | 4.9816 | 5.2394 | 5.3201 | 5.369 | 5.211 | 4.8317 | 4.4365 | 4.149
2027-06-25 | 4.0303 | 3.9382 | 3.9705 | 3.9161 | 4.0332 | 4.1976 | 4.3918 | 4.5017 | 5.0237 | 5.0462 | 5.1315 | 4.9155 | 4.856 | 4.6484 | 4.8372 | 4.753 | 4.7358 | 5.0985 | 5.2061 | 5.1732 | 5.0048 | 4.7738 | 4.4302 | 4.1021
2027-06-26 | 3.8799 | 3.8854 | 3.8297 | 3.8016 | 3.7636 | 3.923 | 4.0351 | 4.145 | 4.3956 | 4.2813 | 4.2309 | 4.1568 | 4.1747 | 4.1826 | 4.3486 | 4.5768 | 4.5469 | 4.8962 | 4.9061 | 4.808 | 4.7255 | 4.4409 | 4.2748 | 4.0522
2027-06-27 | 3.8822 | 3.7912 | 3.7988 | 3.7454 | 3.8433 | 3.9824 | 4.0306 | 4.143 | 4.3583 | 4.4616 | 4.4722 | 4.5413 | 4.5566 | 4.364 | 4.4307 | 4.6278 | 4.652 | 4.9505 | 5.0536 | 5.0466 | 4.8172 | 4.6114 | 4.2355 | 3.9995
2027-06-28 | 3.9325 | 3.9122 | 3.9061 | 3.8934 | 3.9584 | 4.0784 | 4.2164 | 4.4589 | 4.8239 | 4.9401 | 4.9863 | 4.8889 | 5.0178 | 5.089 | 5.1901 | 5.3893 | 5.6008 | 5.7804 | 5.7639 | 5.8717 | 5.7053 | 5.0424 | 4.527 | 4.128
2027-06-29 | 3.7974 | 3.7195 | 3.6415 | 3.6127 | 3.6701 | 3.8882 | 4.1011 | 4.3043 | 4.5739 | 4.4832 | 4.5797 | 4.5287 | 4.5529 | 4.4377 | 4.5229 | 4.7146 | 4.9081 | 5.2416 | 5.2388 | 5.3828 | 5.2583 | 4.7127 | 4.4614 | 4.0372
2027-06-30 | 3.8957 | 3.7931 | 3.8064 | 3.8902 | 3.8049 | 4.0264 | 3.9126 | 4.1154 | 4.6592 | 4.7821 | 4.8775 | 4.7548 | 4.6872 | 4.7232 | 4.6976 | 4.9802 | 5.0901 | 5.4344 | 5.2753 | 5.4412 | 5.2159 | 4.9209 | 4.3276 | 3.9703
2027-07-01 | 3.7891 | 3.7034 | 3.7492 | 3.7595 | 3.7938 | 3.9737 | 4.091 | 4.2559 | 4.4775 | 4.6078 | 4.5412 | 4.7427 | 4.6905 | 4.6781 | 4.7382 | 4.7243 | 4.9193 | 5.271 | 4.9439 | 5.0258 | 4.7777 | 4.5941 | 4.538 | 4.0154
2027-07-02 | 3.8453 | 3.7197 | 3.8479 | 3.8633 | 3.878 | 4.1301 | 4.2662 | 4.537 | 4.6566 | 4.6027 | 4.85 | 4.7805 | 4.8738 | 4.8374 | 4.9148 | 5.1004 | 5.2315 | 5.1862 | 5.2488 | 5.2352 | 5.091 | 4.8267 | 4.565 | 4.1396
2027-07-03 | 3.9478 | 3.865 | 3.858 | 3.7607 | 3.9317 | 4.0706 | 4.0936 | 4.3477 | 4.6606 | 4.509 | 4.3857 | 4.46 | 4.4062 | 4.4613 | 4.6804 | 4.8403 | 4.8189 | 4.9541 | 4.9344 | 4.7818 | 4.6531 | 4.5298 | 4.4238 | 4.1067
2027-07-04 | 4.032 | 3.9746 | 3.9418 | 3.9351 | 3.956 | 4.0194 | 4.1517 | 4.4357 | 4.6311 | 4.7582 | 4.5679 | 4.7092 | 4.5523 | 4.5933 | 4.7079 | 4.9647 | 5.0706 | 5.0135 | 5.0279 | 5.0792 | 4.9719 | 4.6716 | 4.2305 | 3.9955
2027-07-05 | 3.8538 | 3.7472 | 3.7844 | 3.8178 | 3.9139 | 4.1351 | 4.3408 | 4.7414 | 5.1296 | 4.8709 | 4.7929 | 4.7963 | 4.8071 | 4.9012 | 4.8635 | 4.9601 | 5.1301 | 5.2151 | 5.4492 | 5.5732 | 5.4304 | 5.0128 | 4.6645 | 4.2833
2027-07-06 | 4.1212 | 3.9714 | 4.0079 | 4.0106 | 4.0918 | 4.4139 | 4.6777 | 4.8171 | 5.031 | 4.8792 | 4.7888 | 5.0127 | 4.9683 | 4.8324 | 4.7236 | 4.9041 | 5.4237 | 5.9465 | 5.9183 | 5.9458 | 5.7439 | 5.4159 | 4.8879 | 4.485
2027-07-07 | 4.1521 | 3.9986 | 3.9654 | 3.9394 | 4.1115 | 4.2695 | 4.4997 | 4.6709 | 4.895 | 4.7716 | 4.6902 | 4.6117 | 4.5337 | 4.6918 | 4.7836 | 5.2603 | 5.6021 | 5.9004 | 5.9285 | 5.9292 | 5.7974 | 5.3693 | 4.8355 | 4.3142
2027-07-08 | 4.0063 | 4.0302 | 3.9152 | 3.8311 | 3.8404 | 4.0974 | 4.2208 | 4.5019 | 4.7226 | 4.5708 | 4.4542 | 4.4879 | 4.4718 | 4.4585 | 4.522 | 4.7279 | 4.9291 | 5.1957 | 5.1836 | 5.3624 | 5.127 | 4.8104 | 4.3727 | 4.1052
2027-07-09 | 3.9809 | 3.9122 | 3.8391 | 3.8086 | 3.9043 | 4.0096 | 4.0139 | 4.1427 | 4.7908 | 4.6082 | 4.4053 | 4.5201 | 4.617 | 4.4711 | 4.5036 | 4.7112 | 4.9247 | 5.3213 | 5.3195 | 5.2061 | 5.006 | 4.7439 | 4.3525 | 4.1104
2027-07-10 | 3.98 | 3.8347 | 3.8057 | 3.8313 | 3.8293 | 3.9239 | 3.9565 | 4.1227 | 4.5943 | 4.5431 | 4.3231 | 4.3548 | 4.2944 | 4.2948 | 4.4869 | 4.5304 | 4.6621 | 5.1227 | 5.0907 | 5.0711 | 4.9784 | 4.541 | 4.2282 | 3.9021
2027-07-11 | 3.8083 | 3.7162 | 3.6633 | 3.6394 | 3.5989 | 3.6491 | 3.7347 | 3.9081 | 4.3063 | 4.2357 | 4.1451 | 4.2624 | 4.1384 | 4.2258 | 4.3254 | 4.5636 | 4.5576 | 5.097 | 5.164 | 5.1106 | 5.0266 | 4.6918 | 4.3579 | 3.9826
2027-07-12 | 3.8781 | 3.8067 | 3.8397 | 3.7719 | 3.7984 | 3.9615 | 3.9135 | 4.2089 | 4.6389 | 4.5081 | 4.5504 | 4.6552 | 4.8471 | 4.7947 | 4.9252 | 4.9987 | 5.1688 | 5.5116 | 5.6263 | 5.6722 | 5.4492 | 5.0487 | 4.4709 | 4.1446
2027-07-13 | 3.9908 | 3.8419 | 3.8066 | 3.814 | 3.8198 | 4.0312 | 4.0366 | 4.1547 | 4.5324 | 4.4239 | 4.3715 | 4.383 | 4.4743 | 4.4998 | 4.6172 | 4.705 | 4.9205 | 5.3114 | 5.3358 | 5.4375 | 5.1776 | 4.8421 | 4.4215 | 4.108
2027-07-14 | 3.967 | 3.8578 | 3.8279 | 3.8104 | 3.8725 | 4.2361 | 4.277 | 4.282 | 4.9507 | 4.8942 | 4.8328 | 4.856 | 4.8417 | 4.7464 | 5.1346 | 5.1442 | 5.3262 | 5.5039 | 5.6944 | 5.7821 | 5.6096 | 5.054 | 4.5917 | 4.1301
2027-07-15 | 3.9712 | 3.9553 | 3.8723 | 3.8112 | 3.8878 | 4.0751 | 4.1275 | 4.2679 | 4.5699 | 4.5413 | 4.333 | 4.4059 | 4.3462 | 4.3462 | 4.4195 | 4.6279 | 4.9574 | 5.2255 | 5.2407 | 5.3243 | 5.1741 | 4.8769 | 4.3985 | 4.0866
2027-07-16 | 4.0403 | 3.9534 | 3.9838 | 3.9278 | 4.1258 | 4.3946 | 4.5852 | 4.6597 | 5.0164 | 4.9947 | 5.1147 | 5.041 | 5.1218 | 5.0893 | 5.2371 | 5.2199 | 5.2112 | 5.6938 | 5.5223 | 5.4746 | 5.1636 | 4.8432 | 4.2488 | 4.0729
2027-07-17 | 3.9464 | 3.8664 | 3.8464 | 3.8616 | 3.8905 | 3.9628 | 4.0831 | 4.1274 | 4.2951 | 4.3466 | 4.3572 | 4.4194 | 4.4007 | 4.381 | 4.3447 | 4.5715 | 4.6102 | 4.9508 | 4.9784 | 5.054 | 4.9203 | 4.6688 | 4.2669 | 4.0847
2027-07-18 | 3.8811 | 3.8393 | 3.779 | 3.7612 | 3.7889 | 3.9578 | 3.9961 | 4.3494 | 4.7229 | 4.8385 | 4.6399 | 4.5923 | 4.5742 | 4.5209 | 4.4765 | 4.5992 | 4.7409 | 5.1961 | 5.2574 | 5.3889 | 5.4545 | 5.0067 | 4.5703 | 4.165
2027-07-19 | 4.0437 | 3.9495 | 3.9291 | 3.8467 | 3.8102 | 4.0976 | 4.1616 | 4.3857 | 4.6436 | 4.5311 | 4.4435 | 4.7459 | 4.7007 | 4.5436 | 4.5112 | 4.828 | 4.9328 | 5.2307 | 5.2513 | 5.2428 | 5.151 | 4.7992 | 4.3938 | 4.1276
2027-07-20 | 3.9733 | 3.9184 | 3.9429 | 3.8784 | 3.984 | 4.218 | 4.3545 | 4.418 | 4.7109 | 4.4162 | 4.4809 | 4.5014 | 4.5347 | 4.7456 | 4.8169 | 5.1906 | 5.2141 | 5.5846 | 5.6018 | 5.6945 | 5.5275 | 5.1747 | 4.6373 | 4.1988
2027-07-21 | 3.9697 | 3.8911 | 3.8388 | 3.8137 | 3.9114 | 4.0789 | 4.2346 | 4.4001 | 4.7724 | 4.7595 | 4.6539 | 4.7785 | 4.6829 | 4.764 | 4.8463 | 4.983 | 5.3416 | 5.4544 | 5.5722 | 5.6417 | 5.6386 | 5.0488 | 4.4213 | 4.0603
2027-07-22 | 3.8803 | 3.8551 | 3.7765 | 3.7941 | 3.8735 | 4.0883 | 4.2465 | 4.3271 | 4.4812 | 4.6793 | 4.8223 | 4.95 | 4.8981 | 4.8058 | 4.8579 | 5.2076 | 5.284 | 5.5703 | 5.6708 | 5.6324 | 5.417 | 5.0272 | 4.5717 | 4.1477
2027-07-23 | 3.9672 | 3.892 | 3.8276 | 3.9163 | 3.9884 | 4.1284 | 4.3117 | 4.4501 | 4.7556 | 4.5919 | 4.546 | 4.6482 | 4.5583 | 4.5348 | 4.649 | 4.9795 | 5.01 | 5.2039 | 5.2882 | 5.3179 | 5.1522 | 4.7546 | 4.4225 | 4.0561
2027-07-24 | 4.0154 | 3.8515 | 3.8148 | 3.7874 | 3.8079 | 4.081 | 4.2311 | 4.3796 | 4.5975 | 4.7215 | 4.6481 | 4.8732 | 4.7814 | 4.6665 | 4.6253 | 4.8217 | 4.8982 | 5.0001 | 5.074 | 5.2091 | 4.983 | 4.6747 | 4.3495 | 4.0266
2027-07-25 | 3.8951 | 3.7839 | 3.7413 | 3.811 | 3.8121 | 3.8827 | 4.0353 | 4.3264 | 4.5154 | 4.4288 | 4.4691 | 4.5351 | 4.8596 | 4.656 | 4.6021 | 4.6211 | 4.7638 | 5.0435 | 5.0697 | 5.3542 | 5.1148 | 4.714 | 4.4502 | 4.0672
2027-07-26 | 4.1258 | 4.0463 | 3.9966 | 4.0393 | 4.0552 | 4.2489 | 4.4703 | 4.65 | 4.9063 | 4.8259 | 5.004 | 4.8901 | 5.0937 | 4.9507 | 5.0765 | 5.347 | 5.598 | 5.8369 | 6.056 | 6.2712 | 6.1131 | 5.7777 | 5.0539 | 4.6159
2027-07-27 | 4.1248 | 3.5345 | 3.5137 | 3.788 | 3.9659 | 4.098 | 4.2135 | 4.6223 | 5.1694 | 5.0507 | 4.6876 | 4.597 | 4.6458 | 4.5937 | 4.6663 | 4.9269 | 5.1049 | 5.398 | 5.5043 | 5.5296 | 5.2876 | 4.8832 | 4.4378 | 4.0599
2027-07-28 | 3.8986 | 3.7982 | 3.8562 | 3.7862 | 3.8955 | 4.2216 | 4.345 | 4.5023 | 4.6538 | 4.4995 | 4.451 | 4.6028 | 4.5573 | 4.7264 | 4.963 | 5.1943 | 5.3547 | 5.5905 | 5.7135 | 5.7418 | 5.5801 | 5.3346 | 4.8456 | 4.3772
2027-07-29 | 4.3212 | 4.1008 | 4.0291 | 4.0032 | 3.9651 | 4.0748 | 4.3034 | 4.5262 | 4.6334 | 4.6713 | 4.4758 | 4.5188 | 4.5028 | 4.4204 | 4.6603 | 4.9002 | 4.9005 | 5.2516 | 5.3192 | 5.3659 | 5.2416 | 5.0074 | 4.5072 | 4.1938
2027-07-30 | 4.0824 | 4.0502 | 4.003 | 4.1276 | 4.1445 | 4.3676 | 4.5469 | 4.6224 | 4.7333 | 4.6801 | 4.5881 | 4.5612 | 4.7023 | 4.5969 | 4.7763 | 4.8151 | 4.9052 | 5.0377 | 5.1844 | 5.1969 | 5.008 | 4.7912 | 4.5339 | 4.2427
2027-07-31 | 4.0332 | 3.9195 | 3.8975 | 3.924 | 3.9995 | 4.1892 | 4.2658 | 4.4659 | 4.6328 | 4.4473 | 4.4163 | 4.5873 | 4.5074 | 4.4773 | 4.6921 | 5.0016 | 5.0879 | 5.1867 | 5.3129 | 5.4079 | 5.2535 | 5.0046 | 4.6399 | 4.2435
2027-08-01 | 4.1735 | 4.0965 | 4.0398 | 4.0569 | 4.0478 | 4.1694 | 4.2826 | 4.3946 | 4.6014 | 4.5894 | 4.7796 | 4.7893 | 4.9209 | 4.8623 | 4.8574 | 5.3908 | 5.3172 | 5.5868 | 5.6767 | 5.7282 | 5.6284 | 5.2178 | 4.8833 | 4.4301
2027-08-02 | 4.2418 | 4.1323 | 3.989 | 4.0181 | 4.0473 | 4.1589 | 4.5676 | 4.6324 | 4.9442 | 4.8508 | 4.6555 | 4.7274 | 4.6973 | 4.5744 | 4.8358 | 5.2146 | 5.3095 | 5.496 | 5.5706 | 5.571 | 5.3463 | 4.9041 | 4.5658 | 4.2854
2027-08-03 | 4.0834 | 4.0266 | 4.0839 | 4.0701 | 4.1692 | 4.3926 | 4.7095 | 4.777 | 4.9202 | 4.787 | 4.9441 | 5.0826 | 4.963 | 5.1773 | 5.2448 | 5.5086 | 5.5808 | 5.814 | 5.8821 | 5.8905 | 5.7071 | 5.346 | 4.7943 | 4.4444
2027-08-04 | 4.3005 | 4.2441 | 4.1445 | 4.1931 | 4.2701 | 4.4024 | 4.6299 | 4.6648 | 4.8176 | 4.8716 | 4.8358 | 4.8938 | 4.945 | 4.8942 | 5.0032 | 5.2715 | 5.3193 | 5.504 | 5.62 | 5.7723 | 5.6755 | 5.2126 | 4.8148 | 4.5008
2027-08-05 | 4.4074 | 4.3891 | 4.365 | 4.2883 | 4.2398 | 4.3856 | 4.6149 | 4.598 | 4.6846 | 4.6865 | 4.6866 | 4.7063 | 4.6954 | 4.5919 | 4.8663 | 5.0292 | 5.309 | 5.3895 | 5.4702 | 5.5205 | 5.2355 | 5.0139 | 4.5302 | 4.3199
2027-08-06 | 4.2822 | 4.1545 | 4.1025 | 4.0989 | 4.1054 | 4.3768 | 4.3596 | 4.608 | 5.1775 | 5.1646 | 4.8889 | 4.9172 | 4.9743 | 4.8829 | 5.0288 | 5.0882 | 5.1563 | 5.3879 | 5.3823 | 5.4427 | 5.1986 | 4.9175 | 4.5177 | 4.2415
2027-08-07 | 4.1728 | 4.024 | 3.999 | 3.9482 | 4.0225 | 4.0962 | 4.21 | 4.4579 | 4.6819 | 4.7605 | 4.7097 | 4.7316 | 4.7332 | 4.6943 | 4.8313 | 5.0404 | 5.1037 | 5.2331 | 5.3363 | 5.5036 | 5.2708 | 5.0021 | 4.6861 | 4.4116
2027-08-08 | 4.2708 | 4.2167 | 4.1166 | 4.2163 | 4.1886 | 4.4003 | 4.5121 | 4.5864 | 4.7816 | 4.6553 | 4.8132 | 4.8563 | 4.9406 | 5.0863 | 4.9317 | 5.195 | 5.1657 | 5.3507 | 5.3455 | 5.4429 | 5.1983 | 4.9549 | 4.4968 | 4.2592
2027-08-09 | 4.1651 | 4.0459 | 4.086 | 4.0945 | 4.1296 | 4.3784 | 4.6172 | 4.792 | 5.0061 | 4.8361 | 4.7545 | 4.6982 | 4.7374 | 4.7472 | 4.6817 | 4.9221 | 5.1091 | 5.2968 | 5.592 | 5.6558 | 5.4771 | 5.1676 | 4.7419 | 4.4036
2027-08-10 | 4.2359 | 4.2024 | 4.1771 | 4.135 | 4.1888 | 4.3349 | 4.4332 | 4.5361 | 5.1114 | 5.055 | 5.0721 | 5.1663 | 5.09 | 5.0301 | 5.085 | 5.1132 | 5.2238 | 5.5056 | 5.6163 | 5.6793 | 5.5133 | 5.0139 | 4.565 | 4.2719
2027-08-11 | 4.139 | 4.0273 | 3.9982 | 3.9838 | 3.9364 | 4.3028 | 4.4206 | 4.5414 | 5.0911 | 4.9598 | 4.7764 | 4.9122 | 4.9505 | 4.8813 | 5.0286 | 5.3439 | 5.301 | 5.5276 | 5.5166 | 5.4868 | 5.343 | 5.1326 | 4.6214 | 4.3008
2027-08-12 | 4.1888 | 4.1096 | 4.1531 | 4.1191 | 4.2248 | 4.4834 | 4.3902 | 4.722 | 5.118 | 5.1816 | 5.1064 | 4.998 | 5.0378 | 5 | 5.15 | 5.2299 | 5.3418 | 5.5522 | 5.4679 | 5.569 | 5.3626 | 5.1577 | 4.7085 | 4.3753
2027-08-13 | 4.2306 | 4.1316 | 4.143 | 3.9877 | 3.9847 | 4.2441 | 4.5195 | 4.6511 | 4.8689 | 4.9041 | 4.9793 | 4.8752 | 4.9778 | 4.9252 | 5.1006 | 5.1046 | 5.2784 | 5.4918 | 5.6769 | 5.6425 | 5.2998 | 5.0338 | 4.7049 | 4.3147
2027-08-14 | 4.2097 | 4.111 | 4.1024 | 4.0325 | 4.1686 | 4.3242 | 4.5357 | 4.7164 | 4.9553 | 4.9728 | 4.8433 | 4.9666 | 4.7783 | 4.739 | 4.8032 | 5.0862 | 5.0949 | 5.5022 | 5.5683 | 5.4732 | 5.1968 | 4.9953 | 4.5968 | 4.3255
2027-08-15 | 4.0734 | 3.9606 | 3.9223 | 3.8015 | 3.9206 | 4.0809 | 4.1141 | 4.0723 | 4.7017 | 4.5783 | 4.5295 | 4.514 | 4.5922 | 4.6173 | 4.6277 | 5.0031 | 5.0182 | 5.3714 | 5.5039 | 5.5076 | 5.3218 | 4.9084 | 4.5721 | 4.2106
2027-08-16 | 4.1415 | 4.05 | 3.9866 | 3.9313 | 4.0273 | 4.2679 | 4.4753 | 4.4311 | 4.9647 | 5.0797 | 4.8504 | 4.7975 | 4.8367 | 4.9744 | 4.9428 | 4.9978 | 5.229 | 5.5178 | 5.5959 | 5.6194 | 5.286 | 4.9302 | 4.6074 | 4.2625
2027-08-17 | 4.1005 | 3.9877 | 3.9648 | 3.9279 | 3.977 | 4.1901 | 4.5615 | 4.6555 | 4.8788 | 4.7397 | 4.6889 | 4.8408 | 4.6696 | 4.6236 | 4.8233 | 4.9337 | 5.1832 | 5.3425 | 5.5722 | 5.6297 | 5.4021 | 5.1009 | 4.7218 | 4.4051
2027-08-18 | 4.2143 | 4.1329 | 4.0462 | 3.9967 | 4.0635 | 4.3857 | 4.6786 | 4.778 | 4.9433 | 4.9084 | 4.7558 | 4.8157 | 4.8706 | 4.7432 | 4.9724 | 5.4456 | 5.5765 | 5.6683 | 5.746 | 5.7695 | 5.4114 | 5.1459 | 4.6462 | 4.4553
2027-08-19 | 4.3439 | 4.2131 | 4.2331 | 4.1103 | 4.1216 | 4.4522 | 4.8572 | 4.6981 | 4.9559 | 4.8656 | 4.8504 | 5.0271 | 4.9912 | 4.7519 | 4.758 | 5.0186 | 5.1507 | 5.3303 | 5.5513 | 5.5874 | 5.365 | 5.0434 | 4.714 | 4.3497
2027-08-20 | 4.2219 | 4.1262 | 4.1129 | 4.0192 | 4.0361 | 4.3296 | 4.6934 | 4.7746 | 4.9955 | 5.0987 | 5.0167 | 4.9516 | 4.9377 | 4.9112 | 5.1664 | 5.3607 | 5.4544 | 5.7153 | 5.7073 | 5.6445 | 5.4317 | 5.064 | 4.7335 | 4.3954
2027-08-21 | 4.2406 | 4.1642 | 4.0781 | 4.047 | 4.0093 | 4.1363 | 4.3586 | 4.619 | 4.883 | 4.8859 | 4.7995 | 4.8518 | 4.8225 | 4.7941 | 4.9268 | 5.1737 | 5.2905 | 5.4625 | 5.3496 | 5.4048 | 5.2215 | 5.023 | 4.6931 | 4.3023
2027-08-22 | 4.1384 | 4.0084 | 4.0398 | 3.951 | 3.9836 | 4.2453 | 4.385 | 4.6362 | 4.9991 | 4.9408 | 4.887 | 4.9177 | 4.8011 | 4.9646 | 4.9465 | 5.0454 | 5.1131 | 5.4773 | 5.5684 | 5.7089 | 5.5359 | 5.2049 | 4.8177 | 4.4769
2027-08-23 | 4.318 | 4.1453 | 4.1178 | 4.0183 | 4.0998 | 4.3398 | 4.7802 | 5.0344 | 5.2438 | 5.0261 | 4.8753 | 4.9026 | 4.789 | 4.9032 | 4.8716 | 5.0721 | 5.1178 | 5.3678 | 5.5231 | 5.6338 | 5.2672 | 5.0017 | 4.5497 | 4.2763
2027-08-24 | 4.3018 | 4.2197 | 4.1986 | 4.1768 | 4.3832 | 4.6776 | 5.0732 | 5.0651 | 5.2776 | 5.2976 | 5.4886 | 5.3265 | 5.4114 | 5.3067 | 5.4387 | 5.6275 | 5.8406 | 6.0433 | 6.0498 | 6.1712 | 5.8126 | 5.4615 | 5.0098 | 4.6858
2027-08-25 | 4.2934 | 4.2386 | 4.2167 | 4.1954 | 4.1431 | 4.4678 | 4.6769 | 4.7752 | 5.0706 | 4.8644 | 4.7252 | 4.7756 | 4.9198 | 4.757 | 4.8791 | 5.0644 | 5.1772 | 5.4397 | 5.5018 | 5.5179 | 5.1435 | 4.8323 | 4.5199 | 4.214
2027-08-26 | 4.2327 | 4.195 | 4.1943 | 4.1535 | 4.2154 | 4.3028 | 4.5486 | 4.4702 | 4.6257 | 5.1675 | 5.1838 | 5.0998 | 4.969 | 4.939 | 4.9773 | 5.3061 | 5.4422 | 5.4466 | 5.4123 | 5.5112 | 5.3929 | 5.13 | 4.6783 | 4.3611
2027-08-27 | 4.2122 | 4.1465 | 4.0898 | 4.0726 | 4.1941 | 4.4169 | 4.4833 | 4.5732 | 4.6896 | 4.7433 | 4.7205 | 4.6409 | 4.599 | 4.9156 | 5.1465 | 5.1269 | 5.2033 | 5.5103 | 5.4696 | 5.3575 | 5.2666 | 5.0966 | 4.6575 | 4.2818
2027-08-28 | 4.1547 | 4.0556 | 4.0725 | 4.0676 | 4.1295 | 4.3208 | 4.3629 | 4.5076 | 4.7705 | 4.7269 | 4.634 | 4.7785 | 4.8654 | 4.6247 | 4.6961 | 4.8574 | 4.8949 | 5.5308 | 5.463 | 5.3857 | 5.2266 | 4.8605 | 4.5016 | 4.2741
2027-08-29 | 4.135 | 4.0589 | 4.1424 | 4.0872 | 4.1681 | 4.3748 | 4.5903 | 4.6773 | 4.9544 | 4.9626 | 4.8349 | 4.8628 | 4.796 | 4.7885 | 4.8956 | 4.8664 | 5.0839 | 5.3783 | 5.5063 | 5.4339 | 5.0373 | 4.8282 | 4.4797 | 4.2331
2027-08-30 | 4.0514 | 3.9776 | 3.9555 | 4.0186 | 4.0702 | 4.2592 | 4.4205 | 4.5847 | 4.7902 | 4.6955 | 4.7277 | 4.7187 | 4.678 | 4.7727 | 4.9693 | 5.1808 | 5.2897 | 5.4644 | 5.4107 | 5.4264 | 5.1476 | 4.9086 | 4.4929 | 4.2586
2027-08-31 | 4.0499 | 3.9708 | 3.9581 | 3.817 | 3.8415 | 4.0388 | 4.1253 | 4.2455 | 4.381 | 4.6352 | 4.8394 | 4.7161 | 4.7593 | 4.7085 | 4.9249 | 4.8822 | 5.0815 | 5.4587 | 5.5755 | 5.6819 | 5.2193 | 4.9272 | 4.4868 | 4.3096
2027-09-01 | 4.1714 | 4.0488 | 4.0113 | 3.9792 | 4.0535 | 4.3576 | 4.6913 | 4.8216 | 4.9445 | 5.008 | 4.9908 | 5.2065 | 5.2298 | 5.0241 | 5.2939 | 5.1577 | 5.3312 | 5.6311 | 5.7384 | 5.4743 | 5.0251 | 4.992 | 4.6253 | 4.316
2027-09-02 | 4.134 | 4.096 | 4.0414 | 4.0419 | 4.0349 | 4.3264 | 4.5951 | 4.842 | 5.0387 | 4.9337 | 4.7702 | 4.8705 | 4.9207 | 4.8293 | 4.8427 | 5.1071 | 5.2683 | 5.5596 | 5.5389 | 5.7737 | 5.5853 | 5.2427 | 4.7065 | 4.3252
2027-09-03 | 4.193 | 4.0473 | 4.1054 | 4.0243 | 4.0791 | 4.329 | 4.7622 | 4.7879 | 5.1176 | 5.1031 | 4.9752 | 4.9785 | 5.2688 | 5.1351 | 5.1606 | 5.1376 | 5.3006 | 5.5573 | 5.5051 | 5.3514 | 5.123 | 4.7734 | 4.4784 | 4.1711
2027-09-04 | 4.1049 | 3.9979 | 3.9779 | 3.9522 | 3.9996 | 4.1782 | 4.3271 | 4.4785 | 4.6465 | 4.6701 | 4.779 | 4.7682 | 4.5787 | 4.5597 | 4.67 | 4.6496 | 4.7859 | 5.0979 | 5.192 | 5.1667 | 4.9941 | 4.6559 | 4.4616 | 4.1587
2027-09-05 | 4.0547 | 3.9801 | 3.9642 | 3.9071 | 3.9707 | 4.1137 | 4.2755 | 4.4985 | 4.6243 | 4.6552 | 4.6217 | 4.7377 | 4.8315 | 4.9048 | 4.8196 | 5.0916 | 5.1204 | 5.1345 | 5.2591 | 5.3111 | 5.0193 | 4.7457 | 4.3224 | 4.0753
2027-09-06 | 3.9797 | 3.9257 | 3.8148 | 3.8007 | 3.8973 | 4.1822 | 4.4479 | 4.3801 | 4.6523 | 4.6616 | 4.4616 | 4.7508 | 4.6958 | 4.8032 | 4.9237 | 5.1067 | 5.2992 | 5.534 | 5.7309 | 5.8904 | 5.6565 | 5.314 | 4.8011 | 4.481
2027-09-07 | 4.3507 | 4.2393 | 4.233 | 4.033 | 3.9775 | 4.2311 | 4.4584 | 4.6479 | 4.6627 | 4.7128 | 4.6645 | 4.6646 | 4.6141 | 4.7456 | 4.7159 | 4.8214 | 4.9551 | 5.2413 | 5.4441 | 5.3919 | 4.9658 | 4.7635 | 4.3938 | 4.2647
2027-09-08 | 4.2447 | 4.1183 | 4.0864 | 4.0579 | 4.1679 | 4.4394 | 4.8533 | 4.9427 | 5.1393 | 5.2106 | 4.9471 | 5.2697 | 5.1932 | 5.0822 | 5.1923 | 5.2996 | 5.5775 | 5.6852 | 5.7861 | 5.7081 | 5.1932 | 4.9405 | 4.4941 | 4.1923
2027-09-09 | 4.0146 | 4.0161 | 3.9561 | 3.988 | 4.0603 | 4.444 | 4.7426 | 4.9979 | 5.1004 | 4.9693 | 4.9148 | 5.0466 | 5.0208 | 4.9853 | 5.0138 | 5.3296 | 5.4411 | 5.7741 | 5.8516 | 5.9284 | 5.7292 | 5.4353 | 4.868 | 4.5888
2027-09-10 | 4.356 | 4.16 | 4.1402 | 4.0791 | 4.1083 | 4.3989 | 4.6723 | 4.7946 | 4.9178 | 4.9341 | 4.9774 | 5.0295 | 5.0001 | 5.0343 | 5.1279 | 5.2388 | 5.1934 | 5.6193 | 5.6543 | 5.4897 | 5.2713 | 5.0693 | 4.7156 | 4.4373
2027-09-11 | 4.1975 | 4.1154 | 4.1277 | 3.9836 | 4.0388 | 4.3235 | 4.5633 | 4.7829 | 5.0526 | 4.9741 | 5.1258 | 5.0801 | 5.26 | 5.1367 | 4.8825 | 5.1916 | 5.238 | 5.4333 | 5.4332 | 5.1889 | 4.9696 | 4.717 | 4.5134 | 4.3321
2027-09-12 | 4.1856 | 4.1051 | 4.0805 | 4.0525 | 4.0688 | 4.2645 | 4.245 | 4.4778 | 4.7836 | 4.7788 | 4.8382 | 4.9113 | 4.8953 | 5.0501 | 5.0829 | 5.2518 | 5.4233 | 5.7464 | 6.0589 | 5.811 | 5.5254 | 5.2803 | 4.7367 | 4.4636
2027-09-13 | 4.2385 | 4.1324 | 4.0782 | 4.0557 | 4.1794 | 4.4436 | 4.745 | 5.0553 | 5.3401 | 5.0339 | 4.9889 | 4.9308 | 4.9052 | 5.03 | 5.2724 | 5.2619 | 5.3451 | 5.649 | 5.828 | 5.8131 | 5.4936 | 5.1685 | 4.7323 | 4.3635
2027-09-14 | 4.239 | 4.0832 | 4.0864 | 4.0243 | 4.1209 | 4.4521 | 4.4697 | 4.8489 | 5.1264 | 4.9636 | 5.1606 | 5.2165 | 5.1649 | 5.173 | 4.991 | 5.2327 | 5.3209 | 5.708 | 5.7289 | 5.6633 | 5.171 | 4.8496 | 4.657 | 4.3006
2027-09-15 | 4.1335 | 3.9031 | 3.9365 | 4.0748 | 4.1092 | 4.3535 | 4.5778 | 4.742 | 4.8495 | 4.7923 | 4.9783 | 4.8404 | 4.9662 | 4.923 | 5.0222 | 5.1579 | 5.2159 | 5.5002 | 5.745 | 5.7116 | 5.3612 | 5.0842 | 4.6644 | 4.3203
2027-09-16 | 4.1278 | 4.0162 | 4.0001 | 4.0143 | 4.103 | 4.4806 | 4.6478 | 4.8759 | 5.3793 | 5.1584 | 4.9701 | 5.0475 | 5.0154 | 5.0053 | 5.0297 | 5.1701 | 5.3002 | 5.4941 | 5.5981 | 5.6617 | 5.3088 | 5.0174 | 4.6063 | 4.2742
2027-09-17 | 4.1315 | 4.0936 | 4.0145 | 4.0377 | 4.1435 | 4.3556 | 4.4483 | 4.5112 | 4.8023 | 4.7313 | 4.7741 | 4.7347 | 4.6902 | 4.7239 | 4.8004 | 4.9469 | 4.841 | 5.1733 | 5.2758 | 5.3223 | 4.9868 | 4.8454 | 4.5206 | 4.2307
2027-09-18 | 4.0543 | 3.9874 | 4.0085 | 3.9977 | 4.132 | 4.2496 | 4.432 | 4.5638 | 4.6926 | 4.6668 | 4.5937 | 4.6988 | 4.5983 | 4.5483 | 4.6543 | 4.6616 | 4.7665 | 5.1551 | 5.3821 | 5.4227 | 5.1418 | 4.9694 | 4.636 | 4.3667
2027-09-19 | 4.181 | 4.111 | 4.0794 | 4.0406 | 3.9586 | 4.28 | 4.3427 | 4.5003 | 4.6837 | 4.6619 | 4.6462 | 4.6578 | 4.7575 | 4.747 | 4.776 | 4.8357 | 5.1202 | 5.5679 | 5.7677 | 5.708 | 5.4798 | 5.212 | 4.8039 | 4.4087
2027-09-20 | 4.2509 | 4.1249 | 4.2132 | 4.2591 | 4.2946 | 4.5242 | 4.8104 | 5.1077 | 5.2292 | 5.0957 | 5.1974 | 5.4834 | 5.5541 | 5.6093 | 5.5764 | 5.5249 | 5.4964 | 5.8012 | 5.9442 | 5.9439 | 5.4052 | 5.0847 | 4.5246 | 4.2449
2027-09-21 | 4.1534 | 4.0537 | 4.0739 | 4.0615 | 4.1528 | 4.4464 | 4.6184 | 4.8258 | 4.8549 | 4.8748 | 4.8719 | 4.895 | 4.9335 | 4.9435 | 4.9444 | 5.1223 | 5.2155 | 5.5808 | 5.7951 | 5.7929 | 5.5353 | 5.2615 | 4.8321 | 4.5376
2027-09-22 | 4.256 | 4.1589 | 4.1817 | 4.1333 | 4.2088 | 4.5538 | 4.8003 | 4.8283 | 5.1261 | 4.9372 | 4.9642 | 4.9047 | 4.9188 | 4.8587 | 4.9242 | 4.9951 | 5.1219 | 5.3433 | 5.5723 | 5.4992 | 5.1897 | 4.93 | 4.6712 | 4.347
2027-09-23 | 4.3157 | 4.1687 | 4.1284 | 4.188 | 4.2127 | 4.5048 | 4.7875 | 4.8165 | 4.9651 | 4.8316 | 4.9805 | 5.1538 | 5.4196 | 5.5209 | 5.5491 | 5.8099 | 6.0196 | 6.2122 | 6.2702 | 6.2447 | 5.9317 | 5.334 | 4.9253 | 4.6577
2027-09-24 | 4.2835 | 4.1876 | 4.1129 | 4.1004 | 4.2494 | 4.4687 | 4.7502 | 4.8007 | 4.9609 | 5.0511 | 5.1195 | 5.4698 | 5.2477 | 5.2771 | 5.4314 | 5.6134 | 5.7225 | 5.8368 | 5.9637 | 5.8365 | 5.6318 | 5.4373 | 4.9527 | 4.616
2027-09-25 | 4.4881 | 4.4542 | 4.2515 | 4.2409 | 4.2975 | 4.387 | 4.4758 | 4.7617 | 4.8872 | 4.9825 | 4.7577 | 4.7009 | 5.0177 | 5.0708 | 5.224 | 5.1895 | 5.2518 | 5.351 | 5.3447 | 5.0561 | 4.9366 | 4.8032 | 4.5497 | 4.1685
2027-09-26 | 4.0194 | 4.0497 | 3.9641 | 4.0591 | 4.1316 | 4.2985 | 4.5592 | 4.7218 | 4.8524 | 5.0253 | 4.98 | 5.0377 | 4.9612 | 4.8341 | 4.779 | 4.9949 | 5.0928 | 5.3725 | 5.5245 | 5.5298 | 5.3113 | 5.023 | 4.6125 | 4.3946
2027-09-27 | 4.2382 | 4.0919 | 4.1101 | 4.095 | 4.0701 | 4.2715 | 4.4265 | 4.6528 | 4.6674 | 4.7521 | 4.835 | 5.1786 | 5.2345 | 5.1697 | 5.0706 | 5.2157 | 5.3142 | 5.5811 | 5.8265 | 5.5756 | 5.2614 | 4.9024 | 4.4717 | 4.2444
2027-09-28 | 4.1665 | 4.1201 | 4.1741 | 4.1334 | 4.1926 | 4.4933 | 4.6458 | 4.7308 | 4.8593 | 4.8732 | 4.8811 | 5.1773 | 4.9637 | 4.8656 | 4.9219 | 5.0871 | 5.2743 | 5.6798 | 5.8046 | 5.7245 | 5.3317 | 5.254 | 4.9003 | 4.5516
2027-09-29 | 4.4005 | 4.2989 | 4.3252 | 4.2674 | 4.3676 | 4.5453 | 4.7639 | 4.8615 | 4.8592 | 4.8907 | 4.9028 | 5.0213 | 4.9645 | 4.9681 | 5.0324 | 5.2463 | 5.5639 | 5.6242 | 5.754 | 5.6658 | 5.3593 | 5.0721 | 4.7047 | 4.4043
2027-09-30 | 4.3262 | 4.3017 | 4.2601 | 4.2322 | 4.3124 | 4.5843 | 4.8374 | 5.0155 | 5.1079 | 5.0605 | 5.1032 | 5.0037 | 4.8718 | 4.841 | 5.035 | 5.2308 | 5.5115 | 5.7505 | 6.0036 | 5.9518 | 5.7584 | 5.5378 | 4.9153 | 4.5701
2027-10-01 | 4.3324 | 4.2533 | 4.1111 | 4.087 | 4.1145 | 4.4105 | 4.6803 | 4.7566 | 4.849 | 4.8681 | 4.7725 | 4.8592 | 4.9197 | 4.9836 | 4.9126 | 5.081 | 5.3236 | 5.5666 | 5.5371 | 5.3685 | 5.1475 | 4.9131 | 4.4973 | 4.245
2027-10-02 | 4.1256 | 4.1341 | 4.0513 | 4.0029 | 4.0411 | 4.2708 | 4.2026 | 4.5087 | 4.5903 | 4.7388 | 4.6396 | 4.8217 | 4.8597 | 4.6877 | 4.8266 | 4.9875 | 5.1917 | 5.3894 | 5.5022 | 5.4539 | 5.0934 | 4.9697 | 4.6532 | 4.3274
2027-10-03 | 4.1252 | 3.965 | 4.0047 | 4.0215 | 3.9907 | 4.1331 | 4.1954 | 4.4242 | 4.5476 | 4.58 | 4.6982 | 4.885 | 4.8134 | 4.8833 | 5.05 | 5.1314 | 5.2104 | 5.3037 | 5.2628 | 5.2623 | 4.9011 | 4.7809 | 4.4399 | 4.1163
2027-10-04 | 3.9756 | 3.9856 | 3.9475 | 3.9067 | 3.8279 | 4.1085 | 4.3141 | 4.4288 | 4.8044 | 4.953 | 4.8892 | 5.083 | 4.9567 | 4.8597 | 5.0507 | 5.0251 | 5.1121 | 5.3193 | 5.6448 | 5.519 | 5.3727 | 5.1371 | 4.7432 | 4.4215
2027-10-05 | 4.2656 | 4.1937 | 4.1057 | 3.9872 | 4.0265 | 4.2781 | 4.3824 | 4.5867 | 4.7291 | 4.7385 | 4.9292 | 4.9858 | 5.005 | 5.0841 | 5.0849 | 5.0446 | 5.4044 | 5.6563 | 5.7004 | 5.4768 | 5.1254 | 4.866 | 4.625 | 4.2867
2027-10-06 | 4.1015 | 4.0122 | 4.0053 | 4.0208 | 4.0887 | 4.2756 | 4.3535 | 4.9201 | 5.0362 | 5.0209 | 5.1046 | 5.0919 | 5.1435 | 5.1082 | 5.1078 | 5.187 | 5.4112 | 5.6982 | 5.8875 | 5.7807 | 5.4265 | 5.0849 | 4.7713 | 4.41
2027-10-07 | 4.4015 | 4.3539 | 4.4142 | 4.3615 | 4.4277 | 4.796 | 4.9785 | 5.3058 | 5.4627 | 5.4065 | 5.6224 | 5.3733 | 5.1886 | 5.0616 | 5.8414 | 5.9743 | 6.0958 | 6.2707 | 6.2419 | 6.2712 | 6.0503 | 5.8113 | 5.2041 | 4.739
2027-10-08 | 4.4444 | 4.3174 | 4.2508 | 4.2592 | 4.3247 | 4.5183 | 4.6472 | 4.7872 | 4.9823 | 4.9598 | 5.0224 | 5.3069 | 5.0484 | 5.4518 | 5.5567 | 5.5762 | 5.7472 | 5.9619 | 5.8065 | 5.6151 | 5.3188 | 5.0155 | 4.7016 | 4.3146
2027-10-09 | 4.1791 | 4.0221 | 4.0316 | 4.025 | 4.0723 | 4.2641 | 4.4265 | 4.6959 | 4.8986 | 4.9026 | 4.9512 | 5.1041 | 4.7944 | 4.7178 | 4.939 | 5.2171 | 5.3557 | 5.5605 | 5.5497 | 5.4723 | 5.3095 | 5.0836 | 4.6598 | 4.3503
2027-10-10 | 4.1781 | 4.0356 | 4.0272 | 3.9837 | 4.0038 | 4.2126 | 4.2637 | 4.4912 | 4.6618 | 4.7337 | 4.8152 | 4.9271 | 5.0787 | 5.0793 | 5.1844 | 5.3406 | 5.2519 | 5.4737 | 5.4922 | 5.4472 | 5.0769 | 4.8391 | 4.5106 | 4.1602
2027-10-11 | 4.0453 | 3.9733 | 3.9227 | 3.9802 | 4.175 | 4.3808 | 4.4304 | 4.6289 | 4.9719 | 5.024 | 5.0657 | 4.984 | 4.9021 | 4.7773 | 5.1201 | 5.1437 | 5.2827 | 5.5653 | 5.7051 | 5.5636 | 5.2395 | 5.0018 | 4.7612 | 4.355
2027-10-12 | 4.2081 | 4.1015 | 4.0524 | 4.0653 | 4.1377 | 4.3771 | 4.6885 | 4.878 | 5.022 | 5.0133 | 5.03 | 5.1618 | 5.0791 | 5.2091 | 5.2328 | 5.3704 | 5.2659 | 5.4114 | 5.5859 | 5.4162 | 5.1545 | 4.8188 | 4.5257 | 4.2282
2027-10-13 | 4.1215 | 3.9461 | 3.9765 | 4.0589 | 4.2001 | 4.4746 | 4.404 | 4.7322 | 5.0161 | 4.952 | 5.0257 | 5.0276 | 5.0788 | 4.9123 | 4.8623 | 5.0992 | 5.2468 | 5.5261 | 5.6961 | 5.3806 | 5.1185 | 4.9973 | 4.6677 | 4.2987
2027-10-14 | 4.2307 | 4.1283 | 4.1236 | 4.0975 | 4.1617 | 4.4821 | 4.399 | 4.703 | 5.1694 | 5.2678 | 5.5452 | 5.2974 | 5.0638 | 5.0571 | 5.1691 | 5.2732 | 5.3515 | 5.6978 | 5.592 | 5.4409 | 5.1663 | 4.9492 | 4.7426 | 4.3569
2027-10-15 | 4.1837 | 4.1105 | 4.0841 | 4.0593 | 4.0991 | 4.279 | 4.4134 | 4.6292 | 4.9217 | 4.9612 | 4.8387 | 5.1231 | 5.1031 | 5.059 | 5.2989 | 5.328 | 5.4848 | 5.9823 | 6.0576 | 5.8234 | 5.527 | 5.3018 | 4.8683 | 4.5845
2027-10-16 | 4.2113 | 4.1041 | 4.0933 | 4.1172 | 4.1655 | 4.2647 | 4.5107 | 4.5441 | 4.7121 | 4.8511 | 4.837 | 4.9344 | 4.9689 | 4.9517 | 5.0544 | 5.1596 | 5.1541 | 5.454 | 5.3857 | 5.3055 | 5.2104 | 4.9768 | 4.7813 | 4.4424
2027-10-17 | 4.4241 | 4.2647 | 4.1866 | 4.1875 | 4.2503 | 4.4215 | 4.6975 | 5.0128 | 5.0448 | 5.1403 | 5.0753 | 5.1908 | 5.2432 | 5.3033 | 5.4453 | 5.4157 | 5.67 | 5.853 | 6.0503 | 5.7639 | 5.6127 | 5.3091 | 4.8601 | 4.3777
2027-10-18 | 4.3068 | 4.2089 | 4.133 | 4.0836 | 4.1637 | 4.4277 | 4.7323 | 5.0327 | 5.0415 | 4.9749 | 5.0622 | 5.0459 | 5.0753 | 5.3311 | 5.3895 | 5.4079 | 5.5429 | 5.6182 | 5.7283 | 5.4227 | 5.138 | 4.8064 | 4.5348 | 4.3108
2027-10-19 | 4.2398 | 4.0943 | 4.0805 | 4.0223 | 4.1641 | 4.4241 | 4.7409 | 4.9401 | 5.0246 | 4.8039 | 4.9803 | 5.1011 | 5.1377 | 5.1754 | 5.3358 | 5.4557 | 5.5337 | 5.7983 | 5.991 | 5.6346 | 5.2856 | 5.0092 | 4.6115 | 4.3488
2027-10-20 | 4.2137 | 4.1021 | 4.0145 | 4.0127 | 4.1209 | 4.3143 | 4.6688 | 4.6553 | 5.0203 | 4.9099 | 4.9842 | 4.9152 | 5.0309 | 4.8958 | 5.261 | 5.2713 | 5.3791 | 5.5105 | 5.8617 | 5.6195 | 5.2488 | 4.949 | 4.5439 | 4.2542
2027-10-21 | 4.1308 | 4.0278 | 3.9749 | 4.0219 | 4.1457 | 4.3919 | 4.7843 | 4.8593 | 5.018 | 5.0378 | 5.0904 | 5.1873 | 5.1597 | 5.2104 | 5.221 | 5.3712 | 5.4241 | 5.7745 | 5.6453 | 5.4117 | 5.1612 | 4.7958 | 4.4772 | 4.2008
2027-10-22 | 4.0584 | 4.0781 | 4.0781 | 4.0442 | 4.1429 | 4.3127 | 4.6138 | 4.7898 | 5.025 | 4.9736 | 4.9988 | 5.0395 | 5.0872 | 5.0868 | 5.1181 | 5.3116 | 5.5332 | 5.7074 | 5.813 | 5.6919 | 5.4627 | 5.2142 | 4.85 | 4.536
2027-10-23 | 4.3742 | 4.2086 | 4.1184 | 4.0859 | 4.2019 | 4.5108 | 4.7519 | 5.0338 | 5.1148 | 5.0277 | 4.8998 | 5.0243 | 5.0858 | 4.9804 | 5.1333 | 5.2558 | 5.4135 | 5.5827 | 5.5374 | 5.3449 | 5.028 | 4.8294 | 4.5347 | 4.165
2027-10-24 | 4.0674 | 3.9807 | 3.9939 | 3.9711 | 3.9469 | 4.1934 | 4.2156 | 4.4446 | 4.6262 | 4.9107 | 4.7722 | 4.8569 | 4.8011 | 4.7683 | 4.9052 | 5.0209 | 5.1826 | 5.502 | 5.5767 | 5.5305 | 5.2605 | 4.9319 | 4.5739 | 4.2169
2027-10-25 | 4.0704 | 3.9644 | 4.0074 | 3.9624 | 4.053 | 4.3145 | 4.5693 | 4.7814 | 4.8873 | 4.9383 | 4.8534 | 4.9883 | 5.0081 | 5.0332 | 5.1909 | 5.3439 | 5.563 | 5.7448 | 5.8971 | 5.7734 | 5.4335 | 5.1626 | 4.7648 | 4.3968
2027-10-26 | 4.2331 | 4.0202 | 3.9458 | 3.9546 | 3.9571 | 4.1814 | 4.5409 | 4.7237 | 5.1007 | 4.9593 | 4.9154 | 4.8884 | 5.0539 | 5.03 | 5.0717 | 5.308 | 5.51 | 5.7603 | 5.8581 | 5.6665 | 5.324 | 4.9947 | 4.7111 | 4.3423
2027-10-27 | 4.2212 | 4.0989 | 3.9983 | 3.9735 | 3.9395 | 4.2654 | 4.5572 | 4.7547 | 4.9669 | 4.9615 | 4.8941 | 4.8408 | 4.936 | 4.9334 | 5.0141 | 5.0583 | 5.3625 | 5.726 | 5.9079 | 5.7228 | 5.4672 | 5.1879 | 4.7335 | 4.3531
2027-10-28 | 4.239 | 4.1139 | 4.0409 | 4.0575 | 4.1046 | 4.2962 | 4.5553 | 4.6574 | 4.7737 | 4.8922 | 4.9012 | 4.9094 | 4.8337 | 4.7172 | 4.9825 | 5.0852 | 5.4373 | 5.7413 | 5.6189 | 5.3169 | 5.0574 | 4.8867 | 4.5501 | 4.2923
2027-10-29 | 4.1723 | 4.0872 | 4.059 | 4.0899 | 4.0656 | 4.3499 | 4.5111 | 4.8047 | 4.8982 | 5.0102 | 4.9001 | 4.992 | 4.9363 | 4.8394 | 5.0281 | 5.2851 | 5.4151 | 5.7034 | 5.7243 | 5.5437 | 5.2853 | 4.975 | 4.6626 | 4.3847
2027-10-30 | 4.2165 | 4.1516 | 4.0678 | 4.1231 | 4.1484 | 4.3029 | 4.4273 | 4.5536 | 4.8158 | 4.9252 | 4.9083 | 4.9863 | 4.9252 | 4.9801 | 5.0833 | 5.3952 | 5.5124 | 5.6213 | 5.6562 | 5.3807 | 5.0799 | 4.7072 | 4.5467 | 4.199
2027-10-31 | 4.1327 | 4.0212 | 3.9788 | 3.8067 | 3.8778 | 4.144 | 4.3489 | 4.5584 | 4.9083 | 4.8242 | 4.9172 | 4.7714 | 4.791 | 4.8196 | 4.963 | 5.0909 | 5.4306 | 5.6399 | 5.7782 | 5.4877 | 5.2245 | 4.9763 | 4.6341 | 4.2992
2027-11-01 | 4.0233 | 3.7705 | 3.7675 | 3.7521 | 3.9935 | 4.1991 | 4.5007 | 4.6051 | 4.7501 | 4.7516 | 4.6705 | 4.6756 | 4.846 | 4.8167 | 4.8383 | 5.2785 | 5.5202 | 5.8309 | 5.9272 | 5.7261 | 5.3438 | 5.0576 | 4.7127 | 4.349
2027-11-02 | 4.1568 | 3.9946 | 3.9638 | 3.9322 | 4.0957 | 4.3989 | 4.785 | 4.8213 | 4.9223 | 4.9982 | 4.9567 | 4.9321 | 4.9703 | 4.9266 | 5.0923 | 5.3818 | 5.5739 | 5.8782 | 5.9191 | 5.6626 | 5.4354 | 5.1109 | 4.6718 | 4.5068
2027-11-03 | 4.3372 | 4.2486 | 4.1606 | 4.1336 | 4.1781 | 4.5385 | 4.8087 | 4.9389 | 5.0917 | 4.8792 | 4.8324 | 4.9244 | 4.9478 | 4.9427 | 4.9146 | 5.135 | 5.4866 | 5.7372 | 5.7926 | 5.655 | 5.3745 | 5.0788 | 4.6443 | 4.3425
2027-11-04 | 4.2189 | 4.1174 | 4.1016 | 4.1578 | 4.1688 | 4.3276 | 4.7989 | 5.1418 | 5.1368 | 4.9775 | 5.1011 | 4.8697 | 4.9977 | 4.794 | 4.8919 | 4.7497 | 4.5677 | 4.8998 | 5.3891 | 5.4531 | 5.1604 | 4.9139 | 4.6606 | 4.4283
2027-11-05 | 3.9852 | 3.7023 | 3.8251 | 3.8101 | 4.137 | 4.4682 | 4.7579 | 5.0303 | 5.1086 | 5.0689 | 5.0649 | 5.1115 | 5.1481 | 4.9733 | 4.9872 | 5.2977 | 5.3634 | 5.5774 | 5.59 | 5.3548 | 5.0409 | 4.7843 | 4.4573 | 4.1001
2027-11-06 | 3.9075 | 3.8656 | 3.8734 | 3.8924 | 4.0723 | 4.1099 | 4.3863 | 4.5681 | 4.8838 | 4.8845 | 4.8198 | 4.7996 | 4.8371 | 4.9294 | 4.9807 | 5.0841 | 5.292 | 5.5807 | 5.545 | 5.1484 | 4.8974 | 4.7481 | 4.4443 | 4.1604
2027-11-07 | 4.0122 | 3.9431 | 3.8437 | 3.7805 | 3.9364 | 4.1222 | 4.2523 | 4.5064 | 4.7101 | 4.7266 | 4.9273 | 4.8465 | 4.8853 | 4.8794 | 5.0359 | 5.1478 | 5.3284 | 5.43 | 5.4585 | 5.3483 | 5.0393 | 4.8329 | 4.5024 | 4.2693
2027-11-08 | 4.1311 | 4.0561 | 4.0443 | 3.905 | 4.0712 | 4.1798 | 4.3858 | 4.6212 | 4.7989 | 4.7621 | 4.7635 | 4.7767 | 4.8361 | 5.0305 | 5.1372 | 5.2398 | 5.3569 | 5.6095 | 5.7414 | 5.4936 | 5.2864 | 4.9915 | 4.5279 | 4.2764
2027-11-09 | 4.319 | 4.2212 | 4.161 | 4.3179 | 4.4916 | 4.6733 | 4.7387 | 4.9146 | 5.2615 | 5.1931 | 5.0323 | 5.1547 | 5.1748 | 5.2155 | 5.4314 | 5.4391 | 5.7194 | 6.165 | 6.2671 | 5.8957 | 5.5707 | 5.1542 | 4.7801 | 4.4551
2027-11-10 | 4.0926 | 3.9976 | 3.9436 | 4.0014 | 3.9132 | 4.2632 | 4.4979 | 4.4064 | 4.8779 | 4.7553 | 4.8739 | 4.8618 | 5.042 | 4.8517 | 5.095 | 5.3418 | 5.4191 | 5.857 | 5.9971 | 5.7822 | 5.5414 | 5.2779 | 4.7529 | 4.4776
2027-11-11 | 4.3192 | 4.1995 | 4.218 | 4.1132 | 4.1957 | 4.3277 | 4.5968 | 5.072 | 5.2595 | 5.0554 | 4.8652 | 4.7925 | 4.791 | 4.9671 | 5.0342 | 5.2126 | 5.3948 | 5.6568 | 5.7617 | 5.5363 | 5.3666 | 5.1281 | 4.6792 | 4.3504
2027-11-12 | 4.1549 | 4.0762 | 4.106 | 4.1084 | 4.1912 | 4.4922 | 4.7288 | 5.06 | 5.0564 | 5.0632 | 4.9765 | 5.1162 | 5.3147 | 5.1111 | 5.2527 | 5.4204 | 5.4977 | 5.8172 | 5.8707 | 5.6191 | 5.2787 | 5.0944 | 4.6466 | 4.3418
2027-11-13 | 4.2513 | 4.1251 | 4.1198 | 4.1342 | 4.1915 | 4.4071 | 4.6046 | 4.669 | 5.0482 | 4.8388 | 4.9298 | 4.9598 | 4.9251 | 4.9501 | 4.9318 | 4.9175 | 5.0151 | 5.2774 | 5.298 | 5.0715 | 4.8835 | 4.6819 | 4.4233 | 4.1555
2027-11-14 | 4.0341 | 3.8684 | 3.9635 | 4.0369 | 4.135 | 4.3721 | 4.6169 | 4.8912 | 5.0498 | 5.0915 | 5.0413 | 5.1277 | 5.1126 | 4.9363 | 4.9568 | 5.2339 | 5.3278 | 5.5347 | 5.553 | 5.3034 | 4.9902 | 4.7019 | 4.4657 | 4.0558
2027-11-15 | 3.9428 | 3.8154 | 3.8178 | 3.8802 | 4.0602 | 4.2994 | 4.5601 | 4.8601 | 4.8299 | 4.7735 | 4.9609 | 4.9056 | 4.8893 | 5.0012 | 5.336 | 5.4378 | 5.6151 | 5.7701 | 5.8978 | 5.7007 | 5.4298 | 5.1575 | 4.5695 | 4.3779
2027-11-16 | 4.1186 | 3.9311 | 3.9192 | 3.8962 | 4.1024 | 4.4084 | 4.6769 | 4.8258 | 4.8757 | 4.7568 | 4.8722 | 4.9929 | 5.0798 | 4.957 | 4.9982 | 5.1122 | 5.3119 | 5.5795 | 5.7384 | 5.471 | 5.2343 | 4.9727 | 4.632 | 4.3283
2027-11-17 | 4.1132 | 3.9588 | 3.915 | 3.9964 | 4.0817 | 4.4265 | 4.8119 | 4.974 | 5.0698 | 4.9155 | 4.9448 | 4.9797 | 5.2111 | 5.1301 | 5.1527 | 5.2413 | 5.5068 | 5.5994 | 5.6111 | 5.438 | 5.2002 | 4.8759 | 4.5793 | 4.3244
2027-11-18 | 4.2103 | 4.0854 | 4.0078 | 4.034 | 4.1072 | 4.2634 | 4.5649 | 4.7358 | 4.7503 | 4.69 | 4.7919 | 4.7712 | 4.7223 | 4.8243 | 4.8907 | 5.0337 | 5.16 | 5.417 | 5.6318 | 5.4369 | 5.1672 | 5.0225 | 4.6742 | 4.4584
2027-11-19 | 4.3334 | 4.2412 | 4.1661 | 4.1707 | 4.303 | 4.5181 | 4.7367 | 4.8035 | 5.1883 | 4.8892 | 4.8394 | 4.7248 | 4.8969 | 4.9914 | 4.9708 | 5.0443 | 5.127 | 5.378 | 5.567 | 5.2505 | 5.0387 | 4.795 | 4.5955 | 4.3072
2027-11-20 | 4.1231 | 3.9764 | 3.9841 | 4.0448 | 3.9578 | 4.1506 | 4.3571 | 4.5997 | 4.816 | 4.7427 | 4.6155 | 4.7303 | 4.6722 | 4.709 | 4.6685 | 4.7836 | 5.0306 | 5.2785 | 5.4011 | 5.1566 | 4.8692 | 4.52 | 4.2796 | 4.1149
2027-11-21 | 4.0613 | 3.939 | 3.7452 | 3.7795 | 3.765 | 4.0694 | 4.3859 | 4.5528 | 4.825 | 4.9034 | 4.8569 | 4.8276 | 4.9338 | 5.0865 | 4.9871 | 5.1895 | 5.3261 | 5.626 | 5.6157 | 5.3097 | 5.0269 | 4.5575 | 4.2785 | 4.1418
2027-11-22 | 3.9567 | 3.7993 | 3.832 | 3.7463 | 3.8193 | 4.1784 | 4.3816 | 4.6713 | 4.7911 | 4.7844 | 4.6695 | 4.6964 | 4.6857 | 4.7035 | 4.8706 | 5.23 | 5.4495 | 5.4848 | 5.6743 | 5.5948 | 5.3554 | 5.1452 | 4.6036 | 4.3481
2027-11-23 | 4.1671 | 4.0009 | 3.9913 | 3.9834 | 4.1635 | 4.2384 | 4.5463 | 4.7402 | 4.9516 | 4.9497 | 4.833 | 4.8499 | 5.0318 | 5.1418 | 5.2495 | 5.2722 | 5.4838 | 5.598 | 5.6963 | 5.4792 | 5.2186 | 4.881 | 4.4466 | 4.1158
2027-11-24 | 3.9797 | 3.8742 | 3.8225 | 3.9299 | 4.0227 | 4.1375 | 4.3886 | 4.6688 | 4.9892 | 5.0859 | 5.0728 | 5.1817 | 5.2858 | 5.2065 | 5.3608 | 5.4904 | 5.5302 | 5.6854 | 5.7335 | 5.4933 | 5.1527 | 4.8517 | 4.5421 | 4.1534
2027-11-25 | 3.996 | 3.8753 | 3.9013 | 3.8864 | 4.0193 | 4.1613 | 4.5296 | 4.7885 | 5.2496 | 5.2128 | 5.0805 | 5.0229 | 4.9988 | 5.058 | 5.1137 | 5.2006 | 5.4942 | 5.5606 | 5.5227 | 5.2255 | 5.0244 | 4.8201 | 4.5304 | 4.1517
2027-11-26 | 3.9383 | 3.8668 | 3.8256 | 3.6999 | 3.8141 | 3.8571 | 4.1261 | 4.3057 | 4.6546 | 4.6575 | 4.6668 | 4.6094 | 4.7387 | 4.83 | 4.8965 | 5.1683 | 5.2614 | 5.3329 | 5.2786 | 5.0297 | 4.9702 | 4.7808 | 4.2114 | 4.0143
2027-11-27 | 4.0165 | 3.9551 | 3.7171 | 3.8717 | 3.925 | 3.9687 | 4.2195 | 4.4182 | 4.6939 | 4.6982 | 4.5713 | 4.5846 | 4.6459 | 4.5821 | 4.7397 | 4.8899 | 5.0533 | 5.1799 | 5.2215 | 5.0627 | 4.82 | 4.6046 | 4.3262 | 4.167
2027-11-28 | 3.641 | 3.4923 | 3.4982 | 3.5203 | 3.5466 | 3.7293 | 4.0231 | 4.3598 | 4.452 | 4.4646 | 4.2232 | 4.2216 | 4.2423 | 4.1337 | 4.2895 | 4.3729 | 4.4905 | 4.8127 | 4.8901 | 4.7736 | 4.5325 | 4.2299 | 3.836 | 3.6415
2027-11-29 | 3.5447 | 3.3995 | 3.396 | 3.3728 | 3.4385 | 3.711 | 4.093 | 4.3161 | 4.461 | 4.5672 | 4.2164 | 4.266 | 4.2831 | 4.3679 | 4.448 | 4.5868 | 4.7328 | 5.0394 | 5.1353 | 4.9339 | 4.4921 | 4.144 | 3.7887 | 3.5757
2027-11-30 | 3.4612 | 3.3167 | 3.2644 | 3.277 | 3.4247 | 3.7416 | 4.0355 | 4.1845 | 4.4026 | 4.4696 | 4.3018 | 4.2656 | 4.4578 | 4.2143 | 4.3959 | 4.5375 | 4.6104 | 4.8972 | 5.143 | 5.0467 | 4.8683 | 4.5353 | 4.0361 | 3.7941
2027-12-01 | 3.6715 | 3.5835 | 3.5502 | 3.5285 | 3.6382 | 4.0304 | 4.4437 | 4.5853 | 4.5412 | 4.5814 | 4.5859 | 4.4512 | 4.398 | 4.4268 | 4.5287 | 4.5903 | 4.8674 | 5.0938 | 5.4969 | 5.0867 | 4.6852 | 4.3487 | 3.8819 | 3.5474
2027-12-02 | 3.4682 | 3.4407 | 3.4024 | 3.4028 | 3.4788 | 3.8876 | 4.2587 | 4.3914 | 4.2653 | 4.2447 | 4.2708 | 4.3383 | 4.3465 | 4.2863 | 4.3806 | 4.5771 | 4.6794 | 5.0756 | 5.4067 | 5.3696 | 5.1796 | 4.7976 | 4.2828 | 3.9763
2027-12-03 | 3.8298 | 3.7689 | 3.6604 | 3.6454 | 3.7319 | 4.0454 | 4.5031 | 4.728 | 4.588 | 4.3581 | 4.3729 | 4.3674 | 4.4084 | 4.3016 | 4.4011 | 4.5051 | 4.6817 | 4.9026 | 5.0286 | 4.7773 | 4.572 | 4.281 | 4.0413 | 3.7954
2027-12-04 | 3.5875 | 3.4685 | 3.4468 | 3.4097 | 3.4812 | 3.7793 | 3.9304 | 4.1587 | 4.3061 | 4.4738 | 4.4009 | 4.4264 | 4.4145 | 4.3712 | 4.5454 | 4.6951 | 4.6438 | 4.8596 | 4.9726 | 4.7236 | 4.6554 | 4.4064 | 4.1008 | 3.8412
2027-12-05 | 3.7299 | 3.5709 | 3.5252 | 3.5577 | 3.6509 | 3.8737 | 4.0952 | 4.343 | 4.5036 | 4.5595 | 4.4721 | 4.2862 | 4.3239 | 4.3587 | 4.3839 | 4.5045 | 4.7596 | 5.0256 | 5.2305 | 4.75 | 4.5232 | 4.2196 | 3.9537 | 3.6201
2027-12-06 | 3.4187 | 3.3545 | 3.3037 | 3.3272 | 3.3931 | 3.7226 | 4.0267 | 4.2427 | 4.5733 | 4.434 | 4.3821 | 4.4393 | 4.4735 | 4.4392 | 4.4273 | 4.7161 | 4.8628 | 5.0407 | 5.1331 | 4.8986 | 4.857 | 4.534 | 4.0429 | 3.7663
2027-12-07 | 3.6013 | 3.6542 | 3.5392 | 3.4682 | 3.5614 | 3.7871 | 4.0977 | 4.4685 | 4.5307 | 4.5689 | 4.452 | 4.5149 | 4.4686 | 4.5306 | 4.4965 | 4.6709 | 4.7893 | 5.2443 | 5.5265 | 5.3604 | 4.9899 | 4.6423 | 4.1905 | 3.9292
2027-12-08 | 3.7894 | 3.5816 | 3.5115 | 3.5459 | 3.643 | 3.9818 | 4.3345 | 4.6373 | 4.7688 | 4.876 | 4.8075 | 4.924 | 4.8207 | 4.8818 | 4.923 | 4.9527 | 4.9174 | 5.1563 | 5.4185 | 5.1355 | 4.763 | 4.4168 | 4.0514 | 3.8048
2027-12-09 | 3.6912 | 3.6416 | 3.6219 | 3.6267 | 3.7198 | 4.0437 | 4.4028 | 4.5717 | 4.4826 | 4.558 | 4.5241 | 4.3653 | 4.2881 | 4.2709 | 4.3733 | 4.5094 | 4.7126 | 5.1109 | 5.3057 | 5.0872 | 4.7651 | 4.3986 | 4.0591 | 3.8219
2027-12-10 | 3.6284 | 3.5237 | 3.5662 | 3.4929 | 3.5069 | 3.8312 | 4.2239 | 4.4131 | 4.4398 | 4.7773 | 4.6519 | 4.599 | 4.6181 | 4.6793 | 4.7922 | 4.9841 | 5.1582 | 5.2625 | 5.2496 | 4.9604 | 4.7382 | 4.4811 | 4.0935 | 3.785
2027-12-11 | 3.537 | 3.4327 | 3.4082 | 3.3467 | 3.4113 | 3.5906 | 3.8162 | 4.0706 | 4.2027 | 4.2646 | 4.1297 | 4.1947 | 4.1905 | 4.2173 | 4.3174 | 4.3319 | 4.6016 | 4.8383 | 5.0727 | 4.8618 | 4.5539 | 4.2699 | 3.9765 | 3.7744
2027-12-12 | 3.5413 | 3.3961 | 3.2903 | 3.1823 | 3.2874 | 3.4183 | 3.7464 | 4.0724 | 4.3175 | 4.405 | 4.3524 | 4.3574 | 4.3709 | 4.3183 | 4.4565 | 4.5585 | 4.789 | 5.2588 | 5.4073 | 5.1976 | 4.6736 | 4.4196 | 4.1067 | 3.7734
2027-12-13 | 3.6184 | 3.4691 | 3.4441 | 3.4394 | 3.4201 | 3.6963 | 3.993 | 4.295 | 4.2227 | 4.2701 | 4.2946 | 4.3117 | 4.4276 | 4.2941 | 4.2967 | 4.3415 | 4.7576 | 5.1264 | 5.2923 | 5.1727 | 4.8527 | 4.5272 | 3.9658 | 3.7021
2027-12-14 | 3.7342 | 3.6557 | 3.4903 | 3.4367 | 3.5493 | 3.815 | 4.0064 | 4.2438 | 4.3044 | 4.3646 | 4.2458 | 4.3666 | 4.3709 | 4.3206 | 4.359 | 4.4458 | 4.5379 | 4.9326 | 5.2113 | 5.0332 | 4.7535 | 4.4709 | 4.0955 | 3.8245
2027-12-15 | 3.6635 | 3.549 | 3.4791 | 3.427 | 3.5163 | 3.8358 | 4.0959 | 4.4468 | 4.4732 | 4.4731 | 4.3642 | 4.3152 | 4.459 | 4.3363 | 4.376 | 4.5273 | 4.8598 | 5.0732 | 5.1475 | 5.2037 | 4.9615 | 4.5095 | 4.0219 | 3.6941
2027-12-16 | 3.5706 | 3.4503 | 3.3815 | 3.3246 | 3.4745 | 3.7592 | 4.2133 | 4.3138 | 4.3393 | 4.4203 | 4.2378 | 4.1933 | 4.2114 | 4.1944 | 4.2333 | 4.4941 | 4.6551 | 5.0758 | 5.5072 | 5.3356 | 4.8912 | 4.5518 | 4.1501 | 3.9442
2027-12-17 | 3.7182 | 3.5225 | 3.5455 | 3.4938 | 3.6375 | 3.9095 | 4.0815 | 4.2749 | 4.2751 | 4.2828 | 4.3365 | 4.6607 | 4.5835 | 4.4479 | 4.4718 | 4.7681 | 4.9159 | 5.2584 | 5.4473 | 5.3251 | 5.0162 | 4.5982 | 4.2122 | 3.9824
2027-12-18 | 3.8583 | 3.7132 | 3.6601 | 3.6588 | 3.7069 | 3.7939 | 3.9677 | 4.1037 | 4.2192 | 4.3418 | 4.2678 | 4.4574 | 4.4245 | 4.4005 | 4.503 | 4.8232 | 4.789 | 5.1907 | 5.4307 | 5.2224 | 4.8684 | 4.6619 | 4.1734 | 3.8766
2027-12-19 | 3.8312 | 3.6719 | 3.5791 | 3.542 | 3.5194 | 3.6243 | 3.8574 | 4.0643 | 4.1381 | 4.2709 | 4.3452 | 4.3856 | 4.33 | 4.3847 | 4.3578 | 4.5304 | 4.8185 | 5.2384 | 5.3867 | 5.2305 | 4.878 | 4.4937 | 4.0773 | 3.7914
2027-12-20 | 3.7271 | 3.5849 | 3.4898 | 3.4697 | 3.5585 | 3.7159 | 3.9613 | 4.189 | 4.5323 | 4.7381 | 4.7796 | 4.9544 | 4.91 | 4.918 | 5.0295 | 5.1789 | 5.2517 | 5.7127 | 5.779 | 5.4848 | 5.2101 | 4.8164 | 4.4854 | 4.1362
2027-12-21 | 3.8875 | 3.692 | 3.568 | 3.4722 | 3.569 | 3.6394 | 3.8257 | 4.0722 | 4.4041 | 4.5865 | 4.7898 | 4.7079 | 4.7188 | 4.8019 | 4.8336 | 4.83 | 5.0148 | 5.4244 | 5.6383 | 5.4253 | 5.0881 | 4.7753 | 4.3823 | 4.158
2027-12-22 | 4.0164 | 3.9061 | 3.8148 | 3.8166 | 3.9573 | 4.1146 | 4.2852 | 4.6036 | 4.9099 | 4.7452 | 4.9873 | 5.0775 | 5.1334 | 5.0093 | 5.2653 | 5.3221 | 5.641 | 5.8105 | 6.0843 | 5.974 | 5.4257 | 4.9303 | 4.4283 | 3.9492
2027-12-23 | 3.779 | 3.6515 | 3.6212 | 3.5943 | 3.6511 | 3.9057 | 4.1342 | 4.3963 | 4.697 | 4.6922 | 4.8555 | 4.9559 | 4.8998 | 4.9638 | 5.0911 | 5.1203 | 5.4533 | 5.7983 | 5.9176 | 5.7483 | 5.3201 | 5.0612 | 4.6588 | 4.0862
2027-12-24 | 3.8886 | 3.7448 | 3.7186 | 3.5945 | 3.7142 | 3.9002 | 4.0794 | 4.4309 | 4.7601 | 4.9547 | 5.1552 | 5.3242 | 5.4001 | 5.1913 | 5.2903 | 5.3545 | 5.6583 | 6.0065 | 6.0405 | 5.6869 | 5.3999 | 5.2066 | 4.7765 | 4.2361
2027-12-25 | 4.0403 | 3.892 | 3.9561 | 3.8368 | 3.6777 | 3.8623 | 4.1042 | 4.4624 | 4.6904 | 4.8332 | 4.9061 | 4.8075 | 4.8853 | 4.8188 | 4.85 | 4.9794 | 5.3356 | 5.69 | 5.849 | 5.6548 | 5.3381 | 5.0315 | 4.5464 | 4.1472
2027-12-26 | 3.9085 | 3.7269 | 3.6395 | 3.7345 | 3.634 | 3.7681 | 4.0274 | 4.4319 | 4.7367 | 4.7818 | 4.7984 | 4.8893 | 4.9757 | 4.7313 | 5.0001 | 5.2674 | 5.448 | 5.8285 | 5.9415 | 5.7959 | 5.3312 | 5.1301 | 4.7659 | 4.2701
2027-12-27 | 3.9424 | 3.8076 | 3.7568 | 3.6554 | 3.789 | 3.8316 | 3.92 | 4.2322 | 4.6186 | 4.7468 | 4.9017 | 4.9545 | 4.8789 | 4.6712 | 4.8641 | 5.0993 | 5.3819 | 5.7698 | 5.8791 | 5.7324 | 5.3265 | 5.134 | 4.7699 | 4.2702
2027-12-28 | 3.8331 | 3.6422 | 3.4437 | 3.4518 | 3.5073 | 3.6277 | 3.7559 | 3.9665 | 4.3096 | 4.3735 | 4.6202 | 4.6281 | 4.7009 | 4.7848 | 4.842 | 4.8474 | 5.0204 | 5.4107 | 5.6126 | 5.3624 | 5.0633 | 4.7552 | 4.3728 | 4.1108
2027-12-29 | 4.2561 | 4.1394 | 4.0417 | 4.0534 | 4.2139 | 4.3652 | 4.5432 | 4.8772 | 5.2007 | 5.0361 | 5.2952 | 5.389 | 5.4185 | 5.2975 | 5.5911 | 5.6637 | 5.9769 | 6.161 | 6.4619 | 6.3426 | 5.7646 | 5.2253 | 4.6909 | 4.1814
2027-12-30 | 3.7764 | 3.6481 | 3.6219 | 3.6139 | 3.6718 | 3.9253 | 4.138 | 4.4047 | 4.7101 | 4.7009 | 4.854 | 4.9714 | 4.8873 | 4.9628 | 5.0904 | 5.1432 | 5.4608 | 5.7963 | 5.9114 | 5.7417 | 5.3173 | 5.0527 | 4.6551 | 4.0823
2027-12-31 | 3.9059 | 3.7583 | 3.7329 | 3.6119 | 3.733 | 3.92 | 4.0975 | 4.4352 | 4.7452 | 4.9512 | 5.1642 | 5.3305 | 5.3789 | 5.1674 | 5.2591 | 5.3338 | 5.6479 | 6.0066 | 6.0453 | 5.6783 | 5.3935 | 5.2084 | 4.7781 | 4.2339
2028-01-01 | 3.7588 | 3.708 | 3.6653 | 3.6241 | 3.6618 | 3.7646 | 4.0911 | 4.2123 | 4.2944 | 4.3348 | 4.2397 | 4.1395 | 4.2937 | 4.4577 | 4.4507 | 4.6899 | 4.9961 | 5.1338 | 5.2591 | 5.1027 | 4.8354 | 4.5778 | 4.0982 | 3.8816
2028-01-02 | 3.7499 | 3.6222 | 3.6136 | 3.5816 | 3.5647 | 3.7006 | 3.8619 | 3.9037 | 4.1491 | 4.1727 | 4.0766 | 4.0321 | 4.1362 | 4.3469 | 4.448 | 4.6007 | 4.84 | 5.1199 | 5.1763 | 5.0463 | 4.8482 | 4.4563 | 4.084 | 3.8579
2028-01-03 | 3.7006 | 3.6416 | 3.5902 | 3.6178 | 3.6501 | 3.8183 | 4.1057 | 4.2419 | 4.308 | 4.2932 | 4.3495 | 4.3976 | 4.4697 | 4.4913 | 4.8984 | 5.0474 | 5.2301 | 5.5379 | 5.6205 | 5.4299 | 5.0159 | 4.5905 | 4.1831 | 3.8006
2028-01-04 | 3.6863 | 3.574 | 3.5581 | 3.6396 | 3.6321 | 3.8339 | 4.073 | 4.2026 | 4.2672 | 4.0993 | 4.1532 | 4.2192 | 4.3119 | 4.5777 | 4.983 | 4.9842 | 4.9993 | 5.2922 | 5.6359 | 5.3975 | 4.9352 | 4.6051 | 4.1031 | 3.7492
2028-01-05 | 3.6229 | 3.5754 | 3.5155 | 3.5139 | 3.6156 | 3.9313 | 4.2045 | 4.4852 | 4.445 | 4.3418 | 4.292 | 4.3796 | 4.365 | 4.6563 | 4.6323 | 4.7226 | 4.8785 | 5.2596 | 5.5233 | 5.2308 | 5.0452 | 4.5964 | 4.2079 | 3.8826
2028-01-06 | 3.8536 | 3.7647 | 3.7605 | 3.751 | 3.8099 | 4.0498 | 4.3619 | 4.6509 | 4.5347 | 4.7486 | 4.9115 | 4.6491 | 4.6445 | 4.6871 | 4.764 | 4.7633 | 5.0448 | 5.6153 | 5.9645 | 5.6651 | 5.2225 | 4.9069 | 4.4073 | 4.2573
2028-01-07 | 3.775 | 3.6429 | 3.5985 | 3.6151 | 3.7111 | 3.9386 | 4.3455 | 4.4821 | 4.419 | 4.5344 | 4.5396 | 4.7858 | 4.7025 | 4.7182 | 4.7437 | 4.8389 | 4.879 | 5.3337 | 5.5049 | 5.1877 | 4.9034 | 4.5069 | 4.0292 | 3.9847
2028-01-08 | 3.7523 | 3.493 | 3.5029 | 3.5274 | 3.4729 | 3.6411 | 3.8444 | 4.1389 | 4.3906 | 4.6271 | 4.3814 | 4.4932 | 4.6056 | 4.4683 | 4.502 | 4.7573 | 4.949 | 5.2326 | 5.3683 | 5.2419 | 4.9451 | 4.5114 | 4.1205 | 4.0539
2028-01-09 | 3.742 | 3.5435 | 3.527 | 3.5638 | 3.5198 | 3.6957 | 3.8627 | 4.0862 | 4.4012 | 4.6691 | 4.7757 | 4.708 | 4.5907 | 4.4964 | 4.6172 | 4.8035 | 4.8244 | 5.0673 | 5.422 | 5.2706 | 4.8617 | 4.4596 | 4.0333 | 3.7464
2028-01-10 | 3.6418 | 3.5485 | 3.4847 | 3.5012 | 3.5827 | 3.7374 | 4.065 | 4.4614 | 4.5787 | 4.5375 | 4.6229 | 4.5343 | 4.7021 | 4.6815 | 4.7084 | 4.5191 | 4.7335 | 5.2693 | 5.5361 | 5.2317 | 4.9723 | 4.7792 | 4.0478 | 3.7538
2028-01-11 | 3.6182 | 3.5104 | 3.4204 | 3.4764 | 3.5342 | 3.7391 | 4.0371 | 4.2231 | 4.2053 | 4.1347 | 4.0557 | 4.1987 | 4.1747 | 4.1531 | 4.177 | 4.1974 | 4.2699 | 4.6512 | 5.0784 | 4.9779 | 4.6817 | 4.2866 | 3.9015 | 3.5404
2028-01-12 | 3.4449 | 3.4993 | 3.5085 | 3.4907 | 3.6173 | 3.9154 | 4.278 | 4.4482 | 4.3204 | 4.3612 | 4.3015 | 4.6125 | 4.3751 | 4.3559 | 4.4411 | 4.459 | 4.5425 | 4.8493 | 5.3058 | 5.1533 | 4.7592 | 4.396 | 3.9947 | 3.6305
2028-01-13 | 3.5017 | 3.3999 | 3.3525 | 3.381 | 3.5035 | 3.8076 | 4.1312 | 4.3629 | 4.3171 | 4.3573 | 4.5326 | 4.6523 | 4.4645 | 4.4677 | 4.5049 | 4.6485 | 4.845 | 5.1105 | 5.2707 | 5.0884 | 4.8547 | 4.6013 | 4.0738 | 3.6658
2028-01-14 | 3.6719 | 3.5921 | 3.5615 | 3.5934 | 3.644 | 3.9507 | 4.4779 | 4.7378 | 4.5939 | 4.5861 | 4.6578 | 4.6962 | 4.6986 | 4.691 | 4.7138 | 4.7913 | 4.7575 | 5.0484 | 5.2492 | 5.0103 | 4.6734 | 4.4219 | 4.0736 | 3.7381
2028-01-15 | 3.5934 | 3.4884 | 3.4467 | 3.442 | 3.4838 | 3.7156 | 3.9851 | 4.1928 | 4.4335 | 4.4578 | 4.2467 | 4.2632 | 4.3824 | 4.5506 | 4.6564 | 4.7979 | 4.803 | 5.0985 | 5.2769 | 5.1167 | 4.7579 | 4.4482 | 4.1144 | 3.764
2028-01-16 | 3.6325 | 3.45 | 3.4197 | 3.4373 | 3.4459 | 3.6217 | 3.9529 | 4.2548 | 4.533 | 4.5564 | 4.3872 | 4.5624 | 4.6728 | 4.6203 | 4.8806 | 4.9841 | 5.0841 | 5.2521 | 5.4434 | 5.3138 | 4.8804 | 4.5379 | 4.0881 | 3.7491
2028-01-17 | 3.606 | 3.5286 | 3.5597 | 3.5277 | 3.5481 | 3.7502 | 3.9671 | 4.2029 | 4.3181 | 4.1833 | 4.0139 | 4.1868 | 4.1197 | 4.2271 | 4.2281 | 4.4447 | 4.5134 | 4.8823 | 5.2747 | 5.1732 | 4.6122 | 4.3412 | 3.9734 | 3.6524
2028-01-18 | 3.5003 | 3.4313 | 3.3943 | 3.4271 | 3.5121 | 3.7348 | 4.0737 | 4.3671 | 4.2198 | 4.3133 | 4.5313 | 4.666 | 4.7843 | 4.5988 | 4.378 | 4.6385 | 4.6992 | 5.216 | 5.4908 | 4.9132 | 4.8907 | 4.7077 | 4.206 | 3.7764
2028-01-19 | 3.643 | 3.5274 | 3.4648 | 3.4717 | 3.5663 | 3.8405 | 4.2031 | 4.3394 | 4.0843 | 4.0842 | 4.0567 | 4.063 | 4.403 | 4.5194 | 4.5534 | 5.0007 | 5.1623 | 5.4571 | 5.5884 | 5.3599 | 5.1186 | 4.6872 | 4.2336 | 3.7491
2028-01-20 | 3.5786 | 3.4535 | 3.4405 | 3.3952 | 3.4739 | 3.8008 | 4.1723 | 4.4432 | 4.2846 | 4.246 | 4.5031 | 4.636 | 4.5844 | 4.4732 | 4.9011 | 5.0374 | 5.1507 | 5.4046 | 5.6024 | 5.2265 | 4.9863 | 4.4702 | 4.0842 | 3.7864
2028-01-21 | 3.5674 | 3.4959 | 3.4959 | 3.4951 | 3.7463 | 3.982 | 4.4538 | 4.6658 | 4.6787 | 4.5799 | 4.7171 | 4.8524 | 4.8013 | 4.863 | 4.947 | 4.8851 | 5.1564 | 5.522 | 5.5985 | 5.2713 | 5.0292 | 4.872 | 4.3957 | 4.0952
2028-01-22 | 3.8915 | 3.8463 | 3.601 | 3.556 | 3.5706 | 3.7916 | 3.988 | 4.2516 | 4.4414 | 4.3674 | 4.1863 | 4.1062 | 4.0343 | 4.0198 | 4.0691 | 4.16 | 4.3347 | 4.7851 | 5.0611 | 4.9202 | 4.6711 | 4.4043 | 4.0274 | 3.7643
2028-01-23 | 3.6541 | 3.5019 | 3.5043 | 3.3734 | 3.3713 | 3.5701 | 3.7724 | 3.9456 | 4.1564 | 4.2237 | 4.1666 | 4.2834 | 4.3314 | 4.2323 | 4.0478 | 4.2501 | 4.5234 | 4.7661 | 4.9669 | 5.0224 | 4.7978 | 4.3404 | 3.9576 | 3.6794
2028-01-24 | 3.5884 | 3.5043 | 3.4878 | 3.5072 | 3.5723 | 3.857 | 4.1523 | 4.4123 | 4.3139 | 4.1796 | 4.017 | 4.0737 | 4.0228 | 4.0472 | 3.898 | 4.0478 | 4.3629 | 4.8463 | 5.2034 | 5.1436 | 4.9322 | 4.447 | 3.9541 | 3.6707
2028-01-25 | 3.577 | 3.4926 | 3.4618 | 3.4599 | 3.5678 | 3.8935 | 4.4468 | 4.5057 | 4.4534 | 4.4918 | 4.2971 | 4.3723 | 4.4186 | 4.2754 | 4.6977 | 4.9991 | 5.2932 | 5.3038 | 5.5039 | 5.3289 | 5.0452 | 4.6506 | 4.037 | 3.7342
2028-01-26 | 3.6201 | 3.5559 | 3.521 | 3.4938 | 3.5764 | 3.9955 | 4.348 | 4.6232 | 4.6515 | 4.7265 | 4.5969 | 4.318 | 4.2935 | 4.4674 | 4.4036 | 4.4874 | 4.9454 | 5.1516 | 5.283 | 5.3016 | 5.1271 | 4.7301 | 4.154 | 3.9043
2028-01-27 | 3.729 | 3.6532 | 3.6177 | 3.6125 | 3.6911 | 3.9906 | 4.334 | 4.7166 | 4.8363 | 4.5153 | 4.3657 | 4.5161 | 4.9525 | 4.7763 | 4.7338 | 4.8108 | 5.0418 | 5.2435 | 5.5491 | 5.236 | 4.8683 | 4.5244 | 4.0272 | 3.7368
2028-01-28 | 3.6052 | 3.5522 | 3.491 | 3.4999 | 3.585 | 3.8889 | 4.2802 | 4.5484 | 4.6323 | 4.613 | 4.5672 | 4.8379 | 4.8742 | 4.6001 | 5.0271 | 5.0572 | 5.0081 | 5.4971 | 5.5283 | 5.1157 | 4.7283 | 4.5673 | 4.2335 | 3.8126
2028-01-29 | 3.6788 | 3.606 | 3.5262 | 3.5153 | 3.5336 | 3.7897 | 3.9925 | 4.3594 | 4.5868 | 4.7148 | 4.8136 | 4.8885 | 4.7833 | 4.6261 | 4.7597 | 4.8403 | 4.8677 | 5.124 | 5.192 | 5.1785 | 5.0354 | 4.7229 | 4.1799 | 3.8542
2028-01-30 | 3.6207 | 3.5024 | 3.4789 | 3.4437 | 3.4887 | 3.6858 | 3.8967 | 4.2149 | 4.5509 | 4.5997 | 4.482 | 4.649 | 4.4553 | 4.3231 | 4.3044 | 4.3742 | 4.3952 | 4.9634 | 5.1833 | 5.0317 | 4.7562 | 4.3591 | 3.9986 | 3.6554
2028-01-31 | 3.5217 | 3.4351 | 3.4212 | 3.3886 | 3.4535 | 3.8453 | 4.2665 | 4.6341 | 4.7826 | 4.7591 | 4.5501 | 4.4099 | 4.5757 | 4.5206 | 4.7003 | 4.9753 | 5.0363 | 5.2655 | 5.4763 | 5.2347 | 4.9878 | 4.5885 | 4.0595 | 3.7875
2028-02-01 | 3.5381 | 3.4295 | 3.4093 | 3.5088 | 3.6122 | 3.9038 | 4.2972 | 4.5198 | 4.6061 | 4.5239 | 4.3646 | 4.5507 | 4.5663 | 4.5689 | 4.6544 | 4.6063 | 4.8776 | 4.9643 | 5.2914 | 5.4163 | 4.9614 | 4.4485 | 3.972 | 3.6698
2028-02-02 | 3.4907 | 3.4265 | 3.3414 | 3.3323 | 3.4014 | 3.6953 | 4.2265 | 4.4436 | 4.4331 | 4.5897 | 4.687 | 4.6467 | 4.4426 | 4.5398 | 4.8017 | 4.8112 | 5.1869 | 5.3925 | 5.7739 | 5.6132 | 5.2926 | 4.8712 | 4.2968 | 4.1679
2028-02-03 | 3.9676 | 3.6869 | 3.684 | 3.6756 | 3.8424 | 4.2292 | 4.6031 | 5.0277 | 5.1751 | 5.0505 | 5.1858 | 5.1096 | 4.6637 | 4.7443 | 4.7268 | 4.9151 | 5.0115 | 5.2486 | 5.4825 | 5.3341 | 4.8945 | 4.5814 | 4.2467 | 3.7961
2028-02-04 | 3.5019 | 3.414 | 3.3909 | 3.3851 | 3.5024 | 3.8856 | 4.438 | 4.7403 | 4.6283 | 4.3704 | 4.3952 | 4.4096 | 4.5161 | 4.4946 | 4.4479 | 4.4958 | 5.0781 | 5.3199 | 5.3863 | 5.1608 | 4.9513 | 4.7824 | 4.2451 | 3.9637
2028-02-05 | 3.6758 | 3.595 | 3.4679 | 3.469 | 3.5058 | 3.6899 | 4.0982 | 4.48 | 4.6772 | 4.4451 | 4.014 | 4.1503 | 4.2969 | 4.2324 | 4.1959 | 4.3561 | 4.5222 | 4.9319 | 5.0369 | 4.9522 | 4.431 | 4.1495 | 4.0138 | 3.7311
2028-02-06 | 3.4465 | 3.2971 | 3.2678 | 3.2597 | 3.2964 | 3.4435 | 3.7084 | 3.9821 | 4.3713 | 4.5257 | 4.5108 | 4.5513 | 4.395 | 4.4906 | 4.2943 | 4.6478 | 4.7575 | 5.0733 | 5.3142 | 5.0914 | 4.815 | 4.5617 | 4.1227 | 3.8384
2028-02-07 | 3.6857 | 3.5342 | 3.3949 | 3.4287 | 3.4554 | 3.8069 | 4.2305 | 4.4718 | 4.4978 | 4.2126 | 4.0351 | 3.8787 | 3.8788 | 3.7942 | 3.8169 | 4.1429 | 4.4338 | 4.891 | 5.2315 | 5.0934 | 4.726 | 4.4117 | 3.9527 | 3.5335
2028-02-08 | 3.4017 | 3.3277 | 3.2819 | 3.2975 | 3.3741 | 3.8405 | 4.3819 | 4.6442 | 4.5789 | 4.4261 | 4.2091 | 4.2013 | 4.11 | 4.0884 | 4.0888 | 4.1888 | 4.5651 | 5.0604 | 5.2335 | 5.3277 | 4.9824 | 4.5528 | 3.9916 | 3.5503
2028-02-09 | 3.3976 | 3.3392 | 3.3402 | 3.3124 | 3.394 | 3.865 | 4.1323 | 4.4668 | 4.4494 | 4.3645 | 4.0462 | 3.9904 | 3.9052 | 3.9733 | 4.0296 | 4.2774 | 4.6364 | 4.9015 | 5.3191 | 5.167 | 4.8195 | 4.3561 | 3.9607 | 3.7041
2028-02-10 | 3.5587 | 3.4626 | 3.4024 | 3.412 | 3.508 | 3.8289 | 4.177 | 4.3544 | 4.4219 | 4.5505 | 4.47 | 4.1869 | 4.2025 | 4.0772 | 4.1526 | 4.2664 | 4.5172 | 4.7833 | 5.2798 | 5.1048 | 4.7379 | 4.4906 | 4.0784 | 3.6487
2028-02-11 | 3.4294 | 3.3479 | 3.3187 | 3.3442 | 3.4239 | 3.6712 | 3.9826 | 4.2471 | 4.5468 | 4.5176 | 4.426 | 4.2268 | 4.1592 | 4.0444 | 4.1686 | 4.2702 | 4.4374 | 4.8269 | 5.1725 | 5.2287 | 4.9717 | 4.7779 | 4.3086 | 3.883
2028-02-12 | 3.6641 | 3.544 | 3.5041 | 3.4537 | 3.5886 | 3.7688 | 4.034 | 4.2426 | 4.6396 | 4.5336 | 4.3568 | 4.3295 | 4.4811 | 3.9895 | 4.2712 | 4.3846 | 4.5635 | 4.8708 | 5.2147 | 5.163 | 4.8773 | 4.624 | 4.1487 | 3.7642
2028-02-13 | 3.4364 | 3.3105 | 3.3298 | 3.2902 | 3.3278 | 3.4534 | 3.6621 | 3.9847 | 4.229 | 4.201 | 4.2153 | 4.0719 | 4.2231 | 4.1894 | 4.4361 | 4.5941 | 4.6357 | 4.867 | 5.0811 | 5.0844 | 4.8475 | 4.5503 | 4.198 | 3.8106
2028-02-14 | 3.5556 | 3.4551 | 3.4425 | 3.3982 | 3.4434 | 3.6347 | 3.8096 | 4.1129 | 4.3244 | 4.2384 | 4.0635 | 4.0192 | 3.9852 | 3.9408 | 4.1949 | 4.4576 | 4.9765 | 5.0791 | 5.1282 | 5.1241 | 4.772 | 4.4856 | 4.0276 | 3.619
2028-02-15 | 3.5022 | 3.4019 | 3.3573 | 3.3945 | 3.478 | 3.7077 | 4.0995 | 4.3851 | 4.739 | 4.6553 | 4.6847 | 4.5874 | 4.5363 | 4.5147 | 4.468 | 4.5016 | 4.6087 | 5.0592 | 5.1231 | 5.0204 | 4.6796 | 4.3452 | 3.9356 | 3.5866
2028-02-16 | 3.4278 | 3.3511 | 3.435 | 3.4031 | 3.5656 | 4.0281 | 4.4012 | 4.67 | 4.7665 | 4.6362 | 4.6172 | 4.7031 | 4.7118 | 4.7034 | 4.592 | 4.5942 | 4.778 | 5.0949 | 5.4187 | 5.2551 | 4.8305 | 4.7423 | 4.0891 | 3.6216
2028-02-17 | 3.4934 | 3.4207 | 3.4394 | 3.3822 | 3.4438 | 3.8007 | 4.0627 | 4.2465 | 4.3522 | 4.2337 | 4.3007 | 4.4996 | 4.3379 | 4.422 | 4.5596 | 4.8681 | 5.1083 | 5.4262 | 5.729 | 5.3287 | 5.1094 | 4.5635 | 3.9441 | 3.662
2028-02-18 | 3.3959 | 3.271 | 3.2466 | 3.3347 | 3.4368 | 3.8183 | 4.3082 | 4.4393 | 4.278 | 4.2218 | 4.6235 | 4.7379 | 4.88 | 4.6967 | 4.7159 | 5.0782 | 5.3374 | 5.7567 | 5.7683 | 5.5946 | 5.4281 | 5.0041 | 4.4061 | 4.0559
2028-02-19 | 3.6958 | 3.4841 | 3.507 | 3.4119 | 3.4478 | 3.6679 | 3.9802 | 4.2289 | 4.5197 | 4.6442 | 4.5251 | 4.3859 | 4.3134 | 4.3535 | 4.3207 | 4.5449 | 4.8366 | 5.0125 | 5.0997 | 5.1849 | 4.7833 | 4.3455 | 4.0622 | 3.6652
2028-02-20 | 3.5451 | 3.2844 | 3.319 | 3.3581 | 3.4005 | 3.5333 | 3.7855 | 4.048 | 4.3639 | 4.4888 | 4.2878 | 4.1206 | 4.2163 | 4.2806 | 4.4338 | 4.6558 | 4.7865 | 5.2548 | 5.3443 | 5.3073 | 4.9786 | 4.5899 | 4.0451 | 3.7429
2028-02-21 | 3.5576 | 3.5447 | 3.4663 | 3.3811 | 3.3848 | 3.6024 | 4.2125 | 4.5623 | 4.4428 | 4.2113 | 4.0549 | 4.1962 | 4.4038 | 4.2312 | 4.3229 | 4.4857 | 4.632 | 4.9374 | 5.3328 | 5.1699 | 4.7681 | 4.3806 | 3.9756 | 3.6332
2028-02-22 | 3.5233 | 3.4596 | 3.4176 | 3.4035 | 3.4689 | 3.8246 | 4.0696 | 4.2525 | 4.4401 | 4.4505 | 4.3214 | 4.1529 | 3.995 | 4.2557 | 4.3441 | 4.5019 | 4.6567 | 4.9963 | 5.3513 | 5.1087 | 4.7622 | 4.473 | 3.9351 | 3.665
2028-02-23 | 3.5453 | 3.4473 | 3.4669 | 3.4378 | 3.5345 | 3.8492 | 4.156 | 4.2844 | 4.2645 | 4.1558 | 4.0995 | 3.9473 | 3.8922 | 3.8666 | 3.8574 | 4.0256 | 4.1632 | 4.6665 | 5.1835 | 5.2655 | 4.9985 | 4.5435 | 3.9759 | 3.6056
2028-02-24 | 3.489 | 3.4112 | 3.2652 | 3.2587 | 3.3244 | 3.7045 | 3.9289 | 3.9743 | 3.9253 | 3.8303 | 3.7642 | 3.7497 | 3.6564 | 3.9304 | 3.873 | 4.1407 | 4.2787 | 4.8946 | 5.1116 | 5.0067 | 4.7918 | 4.3506 | 3.9032 | 3.4776
2028-02-25 | 3.4484 | 3.3138 | 3.3357 | 3.3 | 3.3958 | 3.7303 | 4.1677 | 4.4093 | 4.2684 | 4.1623 | 3.9881 | 3.9922 | 3.9327 | 3.8725 | 3.9835 | 4.143 | 4.3017 | 4.6227 | 4.8633 | 5.0178 | 4.7875 | 4.5384 | 4.112 | 3.7317
2028-02-26 | 3.5296 | 3.4606 | 3.398 | 3.3108 | 3.3764 | 3.5171 | 3.8099 | 3.9778 | 4.257 | 4.2576 | 3.9829 | 3.9082 | 3.9919 | 3.8439 | 3.8602 | 4.0557 | 4.2143 | 4.5605 | 4.923 | 5.0012 | 4.6146 | 4.3922 | 3.9418 | 3.5927
2028-02-27 | 3.4813 | 3.4365 | 3.4208 | 3.3744 | 3.3828 | 3.5379 | 3.8427 | 4.0735 | 4.2601 | 4.2791 | 4.1445 | 4.0494 | 3.8564 | 3.7398 | 3.8087 | 3.9187 | 4.1486 | 4.5133 | 4.9176 | 4.9777 | 4.8389 | 4.3477 | 3.9714 | 3.5387
2028-02-28 | 3.422 | 3.3749 | 3.3106 | 3.1897 | 3.293 | 3.5668 | 3.8307 | 4.1194 | 4.3759 | 4.2097 | 4.0882 | 3.9717 | 3.9261 | 3.8636 | 3.9145 | 4.0937 | 4.2262 | 4.7092 | 5.1684 | 5.1052 | 4.6674 | 4.4017 | 4.0557 | 3.6309
2028-02-29 | 3.4652 | 3.4004 | 3.3753 | 3.4399 | 3.4507 | 3.8132 | 4.2784 | 4.6163 | 4.5527 | 4.4503 | 4.2251 | 4.089 | 3.9185 | 4.1739 | 4.1662 | 4.6374 | 4.9189 | 5.3619 | 5.6321 | 5.6056 | 5.3191 | 4.6523 | 4.0104 | 3.6214
2028-03-01 | 3.5829 | 3.5011 | 3.5059 | 3.5024 | 3.5858 | 3.8996 | 4.432 | 4.5681 | 4.7649 | 4.7582 | 4.5267 | 4.4397 | 4.775 | 5.1589 | 5.1357 | 5.044 | 5.2191 | 5.748 | 5.8145 | 5.6966 | 5.4178 | 5.0349 | 4.4803 | 3.9696
2028-03-02 | 3.8156 | 3.712 | 3.5822 | 3.5281 | 3.5768 | 4.0335 | 4.4973 | 4.9741 | 5.3104 | 4.9415 | 4.4739 | 4.6535 | 4.6311 | 4.7647 | 4.7819 | 4.8835 | 5.2192 | 5.6268 | 5.6174 | 5.5546 | 5.1512 | 4.6857 | 4.0951 | 3.7615
2028-03-03 | 3.6095 | 3.5431 | 3.588 | 3.5377 | 3.5597 | 3.9982 | 4.6498 | 4.8644 | 4.5709 | 4.3354 | 4.1693 | 4.2734 | 4.2829 | 4.3824 | 4.7082 | 5.0182 | 5.0413 | 5.4262 | 5.5956 | 5.4303 | 5.1516 | 4.746 | 4.1872 | 3.846
2028-03-04 | 3.6877 | 3.6235 | 3.593 | 3.6234 | 3.6242 | 3.855 | 4.2267 | 4.3877 | 4.9015 | 4.8569 | 4.4092 | 4.401 | 4.4349 | 4.3122 | 4.3667 | 4.3984 | 4.8989 | 5.2694 | 4.9771 | 5.0496 | 4.7701 | 4.6542 | 4.129 | 3.7433
2028-03-05 | 3.636 | 3.5682 | 3.6229 | 3.5057 | 3.5773 | 3.7448 | 3.9692 | 4.216 | 4.574 | 4.4742 | 4.368 | 4.3783 | 4.7405 | 4.5787 | 4.5167 | 4.9817 | 5.3522 | 5.5024 | 5.669 | 5.5003 | 5.3946 | 5.0911 | 4.5456 | 4.0506
2028-03-06 | 3.8355 | 3.7527 | 3.6843 | 3.6614 | 3.7298 | 4.0258 | 4.4525 | 4.6277 | 4.6249 | 4.6639 | 4.5639 | 4.7911 | 4.6856 | 4.3403 | 4.4125 | 4.5079 | 4.8076 | 5.3805 | 5.5688 | 5.3166 | 5.0245 | 4.5878 | 4.1212 | 3.7641
2028-03-07 | 3.655 | 3.5629 | 3.5376 | 3.5448 | 3.5963 | 3.8998 | 4.4096 | 4.5986 | 4.5478 | 4.5303 | 4.3895 | 4.3524 | 4.2587 | 4.7669 | 4.8897 | 4.9557 | 5.2528 | 5.5003 | 5.5583 | 5.6149 | 5.2834 | 4.8216 | 4.1811 | 3.8507
2028-03-08 | 3.7647 | 3.6949 | 3.6219 | 3.6298 | 3.6501 | 4.0143 | 4.4487 | 4.7627 | 4.7099 | 4.662 | 4.3421 | 4.3745 | 4.7272 | 4.5895 | 4.7988 | 5.0304 | 5.1256 | 5.5803 | 5.9216 | 5.7685 | 5.3785 | 4.9473 | 4.2245 | 3.8386
2028-03-09 | 3.9079 | 3.7569 | 3.7019 | 3.6839 | 3.7444 | 4.152 | 4.5457 | 4.7376 | 4.6278 | 4.3803 | 4.294 | 4.6209 | 4.7838 | 4.7796 | 4.8513 | 5.1917 | 5.4185 | 5.9072 | 6.0624 | 5.8735 | 5.2613 | 4.8486 | 4.3149 | 3.8549
2028-03-10 | 3.7063 | 3.5775 | 3.5535 | 3.5552 | 3.5383 | 3.8752 | 4.3195 | 4.402 | 4.4652 | 4.281 | 4.1576 | 4.172 | 4.3 | 4.4041 | 4.6119 | 4.9402 | 5.085 | 5.1962 | 5.3623 | 5.3903 | 4.9131 | 4.5558 | 4.1381 | 3.8432
2028-03-11 | 3.6246 | 3.5556 | 3.5739 | 3.6211 | 3.6113 | 3.7931 | 4.2457 | 4.5316 | 4.7158 | 4.6739 | 4.6323 | 4.3847 | 4.7207 | 4.5714 | 4.639 | 4.9305 | 5.0963 | 5.5196 | 5.4726 | 5.6172 | 5.3662 | 5.1012 | 4.5373 | 3.9682
2028-03-12 | 3.6877 | 3.6224 | 3.5813 | 3.6319 | 3.5154 | 3.6663 | 3.8925 | 3.969 | 4.1385 | 4.0804 | 4.0445 | 4.0403 | 4.021 | 3.8651 | 3.9122 | 4.1132 | 4.399 | 4.924 | 5.09 | 4.9534 | 4.6098 | 4.384 | 3.9972 | 3.6547
2028-03-13 | 3.5063 | 3.4117 | 3.4132 | 3.3226 | 3.4047 | 3.6234 | 3.8948 | 4.0877 | 4.5692 | 4.456 | 4.2582 | 3.9366 | 3.8187 | 3.9369 | 3.8569 | 4.1429 | 4.3487 | 4.8368 | 5.1724 | 5.3339 | 5.0075 | 4.4454 | 3.8707 | 3.558
2028-03-14 | 3.4423 | 3.5123 | 3.5352 | 3.549 | 3.5739 | 3.8769 | 4.1656 | 4.1731 | 4.2492 | 4.2421 | 4.2996 | 4.1147 | 4.1076 | 4.1132 | 3.9733 | 4.1282 | 4.403 | 4.9242 | 5.0759 | 5.1493 | 4.9157 | 4.5267 | 4.0206 | 3.6193
2028-03-15 | 3.5161 | 3.4317 | 3.4551 | 3.4389 | 3.4388 | 3.8086 | 3.9849 | 4.1432 | 4.2784 | 4.2572 | 4.1907 | 4.3305 | 4.4946 | 4.5695 | 4.5731 | 4.5965 | 4.6692 | 5.1131 | 5.234 | 5.3779 | 5.1279 | 4.8345 | 4.2576 | 3.7136
2028-03-16 | 3.608 | 3.4997 | 3.4752 | 3.4303 | 3.5045 | 3.9154 | 4.1211 | 4.3347 | 4.509 | 4.2739 | 4.2697 | 4.0616 | 3.7925 | 3.8027 | 4.1752 | 4.3746 | 4.4965 | 4.9027 | 5.1987 | 5.2784 | 4.9004 | 4.4388 | 3.97 | 3.5645
2028-03-17 | 3.4553 | 3.4017 | 3.3813 | 3.3292 | 3.451 | 3.7146 | 4.1154 | 4.4097 | 4.5122 | 4.3879 | 4.7177 | 4.6301 | 4.3479 | 4.436 | 4.6225 | 4.7607 | 4.9011 | 5.1885 | 5.4002 | 5.3246 | 5.0337 | 4.5852 | 4.1288 | 3.7628
2028-03-18 | 3.6651 | 3.576 | 3.5619 | 3.558 | 3.5813 | 3.7311 | 3.9921 | 4.0564 | 4.1038 | 4.053 | 3.8853 | 3.9022 | 3.8327 | 3.6862 | 4.0575 | 4.875 | 4.7164 | 5.0682 | 5.0448 | 4.9973 | 4.6594 | 4.7257 | 4.1466 | 3.7255
2028-03-19 | 3.8101 | 3.7402 | 3.5362 | 3.4827 | 3.4761 | 3.6835 | 3.8752 | 3.9803 | 4.2532 | 4.2829 | 4.2539 | 4.6586 | 4.4211 | 4.7955 | 4.7721 | 4.7597 | 5.1201 | 5.5549 | 5.7022 | 5.6959 | 5.7344 | 5.1068 | 4.5382 | 4.0584
2028-03-20 | 3.8783 | 3.7528 | 3.6864 | 3.6006 | 3.6796 | 3.7992 | 4.2026 | 4.5107 | 5.044 | 4.8874 | 5.0934 | 4.4566 | 4.8592 | 4.5693 | 4.5102 | 4.6734 | 5.066 | 5.2864 | 5.4091 | 5.7068 | 5.2022 | 4.5992 | 4.0879 | 3.6817
2028-03-21 | 3.525 | 3.5048 | 3.4401 | 3.4505 | 3.5146 | 3.8069 | 4.2168 | 4.4196 | 4.5259 | 4.4529 | 4.3506 | 4.3226 | 4.6578 | 4.5213 | 4.6694 | 5.1769 | 5.2658 | 5.4808 | 5.7333 | 5.6539 | 5.2086 | 4.6674 | 4.1577 | 3.7377
2028-03-22 | 3.5532 | 3.4789 | 3.4569 | 3.4001 | 3.4672 | 3.7387 | 4.1913 | 4.1906 | 4.2934 | 4.268 | 4.213 | 4.4337 | 4.5082 | 4.5775 | 4.6029 | 4.7581 | 4.948 | 5.3098 | 5.3139 | 5.389 | 5.2771 | 4.7545 | 4.2005 | 3.6984
2028-03-23 | 3.6094 | 3.5612 | 3.5169 | 3.5616 | 3.5954 | 3.9316 | 4.3778 | 4.5518 | 4.7815 | 4.9602 | 5.1059 | 5.2143 | 5.0132 | 4.962 | 5.0802 | 5.1086 | 5.3203 | 5.6677 | 5.4466 | 5.6062 | 5.4292 | 4.6203 | 3.994 | 3.6389
2028-03-24 | 3.4808 | 3.3869 | 3.3616 | 3.3759 | 3.4263 | 3.6594 | 4.1277 | 4.1634 | 4.2081 | 4.1565 | 4.2685 | 4.4247 | 4.4838 | 4.4416 | 4.5292 | 4.7483 | 4.7701 | 4.9766 | 4.9751 | 5.024 | 4.8006 | 4.3408 | 4.0156 | 3.7465
2028-03-25 | 3.5771 | 3.4996 | 3.52 | 3.4636 | 3.4535 | 3.6444 | 3.8197 | 3.9984 | 4.3073 | 4.4441 | 4.3883 | 4.9191 | 4.331 | 4.0844 | 4.3694 | 4.5721 | 4.7298 | 5.1732 | 5.1347 | 5.2373 | 4.8055 | 4.2843 | 4.0424 | 3.6203
2028-03-26 | 3.4815 | 3.3808 | 3.3623 | 3.3467 | 3.373 | 3.535 | 3.6407 | 3.7451 | 4.2037 | 4.0307 | 4.1422 | 4.3244 | 4.1086 | 4.1835 | 4.1862 | 4.4987 | 4.6931 | 5.12 | 5.1864 | 5.2959 | 4.9816 | 4.5167 | 3.918 | 3.6032
2028-03-27 | 3.5077 | 3.5583 | 3.4828 | 3.5035 | 3.5497 | 3.8117 | 4.1039 | 4.4707 | 4.6936 | 4.4309 | 4.5423 | 4.4583 | 4.3389 | 4.3218 | 4.1628 | 4.4411 | 4.5043 | 4.9381 | 4.9181 | 5.1878 | 4.7321 | 4.2204 | 3.7687 | 3.4838
2028-03-28 | 3.3897 | 3.272 | 3.2572 | 3.2895 | 3.3974 | 3.6743 | 3.889 | 4.0451 | 4.0899 | 4.0773 | 4.0147 | 4.1657 | 4.0217 | 3.9899 | 4.18 | 4.309 | 4.5189 | 5.1003 | 5.5313 | 5.6936 | 5.3551 | 4.9036 | 4.1644 | 3.8366
2028-03-29 | 3.6918 | 3.6395 | 3.5793 | 3.5139 | 3.5675 | 3.8515 | 4.2031 | 4.3499 | 4.5035 | 4.8328 | 4.78 | 4.5095 | 4.5273 | 4.4809 | 4.4416 | 5.0488 | 5.196 | 5.6871 | 5.8136 | 5.9203 | 5.4628 | 4.3737 | 4.0325 | 3.8397
2028-03-30 | 3.8152 | 3.4574 | 3.5491 | 3.4748 | 3.5236 | 3.7908 | 4.0455 | 4.1643 | 4.2835 | 4.1728 | 4.4792 | 4.5537 | 4.4049 | 4.2588 | 4.4655 | 4.8971 | 5.3276 | 5.6708 | 5.9194 | 5.7683 | 5.2568 | 4.9074 | 4.3376 | 4.0131
2028-03-31 | 3.6968 | 3.6724 | 3.6201 | 3.6364 | 3.6908 | 3.9632 | 4.3265 | 4.6399 | 5.0074 | 4.9172 | 4.9207 | 4.7722 | 4.3994 | 4.6032 | 5.036 | 5.2263 | 5.2353 | 5.3933 | 5.3401 | 5.4598 | 5.1325 | 4.5429 | 4.1225 | 3.6348
2028-04-01 | 3.5484 | 3.4043 | 3.4584 | 3.4911 | 3.5103 | 3.7253 | 3.8239 | 3.9092 | 3.9952 | 4.0027 | 4.0092 | 4.4035 | 4.2477 | 4.2804 | 4.3442 | 4.5129 | 4.7613 | 5.2354 | 5.4929 | 5.6833 | 5.0572 | 4.8465 | 4.4646 | 4.014
2028-04-02 | 3.8423 | 3.6937 | 3.6457 | 3.6577 | 3.6727 | 3.8073 | 3.9922 | 4.2119 | 4.4148 | 4.3175 | 4.8127 | 4.7955 | 4.6262 | 4.7985 | 4.7694 | 5.0187 | 5.1061 | 5.2624 | 5.3193 | 5.5359 | 4.8892 | 4.5456 | 4.1378 | 3.8869
2028-04-03 | 3.6731 | 3.4126 | 3.418 | 3.4588 | 3.5211 | 3.7758 | 4.1239 | 4.4068 | 4.6042 | 4.4619 | 4.6545 | 4.9278 | 4.8802 | 4.878 | 5.0883 | 5.3583 | 5.6566 | 5.8004 | 5.9659 | 5.909 | 5.3703 | 4.8153 | 4.1316 | 3.7623
2028-04-04 | 3.7635 | 3.7209 | 3.6458 | 3.5514 | 3.5229 | 3.778 | 4.1871 | 4.4678 | 4.5663 | 4.4192 | 4.5822 | 4.505 | 4.3373 | 4.5084 | 4.6715 | 4.9713 | 5.2918 | 5.7024 | 5.9636 | 5.9642 | 5.6497 | 4.7636 | 4.2187 | 3.7689
2028-04-05 | 3.7326 | 3.6677 | 3.618 | 3.5239 | 3.616 | 3.947 | 4.3665 | 4.8844 | 5.0915 | 5.1516 | 4.8764 | 4.8419 | 4.8142 | 4.7966 | 4.6233 | 4.8621 | 5.2019 | 5.7448 | 5.8981 | 5.8914 | 5.4172 | 4.8214 | 4.4501 | 3.8621
2028-04-06 | 3.7229 | 3.7193 | 3.6554 | 3.6119 | 3.6671 | 3.9805 | 4.43 | 4.8833 | 5.0988 | 5.3509 | 5.5465 | 4.9186 | 4.6191 | 4.5263 | 4.6935 | 5.1292 | 5.3997 | 5.8134 | 5.8996 | 5.9683 | 5.7306 | 4.8234 | 4.3499 | 3.9058
2028-04-07 | 3.6915 | 3.632 | 3.6517 | 3.6607 | 3.7124 | 4.0095 | 4.5291 | 4.9957 | 5.815 | 5.6991 | 5.3519 | 5.1099 | 5.0757 | 5.0342 | 5.2969 | 5.4465 | 5.6812 | 5.8903 | 5.958 | 5.9562 | 5.7281 | 5.1176 | 4.5949 | 4.022
2028-04-08 | 3.8207 | 3.7295 | 3.7716 | 3.7285 | 3.7068 | 3.9364 | 4.1742 | 4.4952 | 4.7772 | 4.6522 | 4.5253 | 4.2559 | 4.3006 | 4.2656 | 4.3163 | 4.4879 | 4.7657 | 5.3416 | 5.175 | 5.3232 | 4.7854 | 4.4152 | 4.1105 | 3.7613
2028-04-09 | 3.6626 | 3.5587 | 3.5814 | 3.5958 | 3.6285 | 3.8848 | 4.0467 | 4.1578 | 4.6078 | 4.6787 | 4.3307 | 4.4557 | 4.6424 | 4.4419 | 4.6249 | 5.1454 | 5.2067 | 5.7255 | 5.8105 | 5.8619 | 5.5281 | 5.0253 | 4.3508 | 3.8884
2028-04-10 | 3.5595 | 3.568 | 3.5073 | 3.5533 | 3.5536 | 3.8832 | 4.2443 | 4.4914 | 4.3715 | 4.1357 | 4.0308 | 3.8767 | 3.8761 | 3.8968 | 3.9246 | 4.2499 | 4.6226 | 5.1923 | 5.6635 | 5.9264 | 5.5015 | 4.9491 | 4.2475 | 3.8456
2028-04-11 | 3.7325 | 3.6857 | 3.5737 | 3.5299 | 3.504 | 3.7314 | 4.1182 | 4.1519 | 4.223 | 4.3196 | 4.1852 | 3.7862 | 4.7772 | 4.3696 | 4.5491 | 5.4079 | 5.5107 | 5.9219 | 5.9666 | 5.8902 | 5.6311 | 4.8312 | 4.2269 | 4.0377
2028-04-12 | 3.9299 | 3.7809 | 3.6186 | 3.6802 | 3.7927 | 4.0967 | 4.5654 | 4.6406 | 5.0671 | 5.0938 | 4.5009 | 4.5004 | 4.6127 | 4.8028 | 5.2205 | 5.3719 | 5.6435 | 5.9703 | 5.9274 | 5.8105 | 5.6074 | 4.8823 | 4.2683 | 3.8651
2028-04-13 | 3.7105 | 3.7245 | 3.6716 | 3.6988 | 3.6843 | 3.9728 | 4.1903 | 4.0125 | 4.1808 | 4.0642 | 3.9678 | 4.3732 | 4.3997 | 4.0164 | 4.4565 | 4.806 | 5.0362 | 5.4021 | 5.6282 | 5.6716 | 5.1492 | 4.4882 | 4.15 | 3.8698
2028-04-14 | 3.6366 | 3.5341 | 3.5802 | 3.5184 | 3.7113 | 3.8117 | 4.2509 | 4.3114 | 4.8755 | 4.9867 | 5.2273 | 5.0312 | 5.0265 | 4.8586 | 5.1483 | 5.5368 | 5.5841 | 5.9662 | 5.9712 | 5.939 | 5.5785 | 5.2016 | 4.3628 | 4.0149
2028-04-15 | 3.8592 | 3.7984 | 3.7973 | 3.7402 | 3.8197 | 3.8813 | 4.0041 | 4.2509 | 4.645 | 4.8271 | 4.9101 | 4.6891 | 4.5237 | 4.6796 | 4.7743 | 4.8591 | 4.8839 | 5.3679 | 5.5784 | 5.5374 | 5.1623 | 4.5962 | 4.1193 | 3.8004
2028-04-16 | 3.7539 | 3.9759 | 3.7974 | 3.6328 | 3.7449 | 4.0412 | 4.2882 | 4.606 | 4.9229 | 5.1335 | 4.9264 | 4.7436 | 4.7849 | 4.7359 | 5.002 | 5.2139 | 5.5303 | 5.8237 | 5.9175 | 5.985 | 5.8221 | 5.2993 | 4.1471 | 3.8077
2028-04-17 | 3.7025 | 3.6126 | 3.6298 | 3.5593 | 3.6159 | 3.8572 | 4.1941 | 4.5194 | 4.7356 | 4.4351 | 5.0788 | 4.6419 | 4.3975 | 4.2212 | 4.3416 | 4.1282 | 4.4024 | 4.9689 | 5.2001 | 5.4336 | 5.0465 | 4.5013 | 3.9406 | 3.649
2028-04-18 | 3.6232 | 3.5821 | 3.5967 | 3.5689 | 3.5832 | 4.0069 | 4.2535 | 4.235 | 4.5441 | 4.6522 | 4.4721 | 4.1713 | 4.0959 | 3.9961 | 4.2588 | 4.3562 | 4.7569 | 5.2004 | 5.4464 | 5.5099 | 5.1511 | 4.5973 | 3.9249 | 3.7134
2028-04-19 | 3.617 | 3.5715 | 3.5546 | 3.5396 | 3.567 | 3.9417 | 4.2117 | 4.3722 | 4.5003 | 4.2019 | 4.0905 | 4.0207 | 4.0342 | 3.9572 | 4.2012 | 4.8087 | 5.0346 | 5.2391 | 5.5151 | 5.5493 | 5.1798 | 4.6696 | 4.0551 | 3.7863
2028-04-20 | 3.7356 | 3.6226 | 3.7256 | 3.8073 | 3.9469 | 4.4419 | 4.6541 | 4.7606 | 4.9673 | 4.2382 | 4.0824 | 3.9952 | 4.006 | 3.9616 | 4.0788 | 4.4205 | 4.68 | 5.3745 | 5.5709 | 5.6328 | 5.3432 | 4.6578 | 4.1125 | 3.7773
2028-04-21 | 3.6945 | 3.5936 | 3.6142 | 3.6313 | 3.6676 | 4.0292 | 4.3104 | 4.4353 | 4.6574 | 4.4951 | 4.2521 | 4.2685 | 4.283 | 4.5972 | 4.9063 | 4.895 | 5.0935 | 5.4458 | 5.8654 | 5.7528 | 5.3504 | 4.9211 | 4.4078 | 4.0715
2028-04-22 | 3.9278 | 3.7622 | 3.7396 | 3.7225 | 3.5833 | 3.8264 | 4.0099 | 4.227 | 4.4575 | 4.2392 | 4.603 | 4.7032 | 4.5709 | 4.4481 | 4.4748 | 4.7053 | 5.0552 | 5.2279 | 5.3436 | 5.1573 | 5.0863 | 4.7291 | 4.4916 | 4.1464
2028-04-23 | 3.943 | 3.8242 | 3.7114 | 3.5957 | 3.7229 | 3.8488 | 3.9777 | 4.2999 | 4.4754 | 4.3984 | 4.4806 | 4.4825 | 4.7471 | 4.508 | 4.8183 | 4.9838 | 5.3151 | 5.5462 | 5.6597 | 5.6148 | 5.3198 | 4.8247 | 4.5681 | 3.9856
2028-04-24 | 3.8818 | 3.9134 | 3.9499 | 3.9579 | 3.969 | 4.057 | 4.678 | 4.8869 | 4.8724 | 4.4955 | 4.5153 | 4.8797 | 4.725 | 4.6283 | 4.5314 | 5.2796 | 5.4371 | 5.4668 | 5.5223 | 5.4319 | 5.0716 | 4.6194 | 4.1958 | 3.8836
2028-04-25 | 3.7341 | 3.6169 | 3.5792 | 3.5201 | 3.5676 | 3.8393 | 4.0972 | 4.1647 | 4.3744 | 4.2298 | 4.3498 | 4.2721 | 4.2416 | 4.53 | 4.7001 | 4.6888 | 4.8841 | 5.3995 | 5.5693 | 5.5713 | 4.9262 | 4.4229 | 4.0123 | 3.6469
2028-04-26 | 3.5598 | 3.4349 | 3.3933 | 3.4117 | 3.5209 | 3.889 | 4.1711 | 4.2307 | 4.4956 | 4.658 | 4.5875 | 4.5775 | 4.3678 | 4.2245 | 4.2598 | 4.3874 | 4.4657 | 4.7483 | 5.1473 | 5.3098 | 4.9733 | 4.5111 | 3.9885 | 3.7447
2028-04-27 | 3.6122 | 3.5347 | 3.5405 | 3.4859 | 3.5256 | 3.9577 | 4.05 | 4.2363 | 4.4327 | 4.2938 | 4.3123 | 4.5534 | 4.8266 | 4.7064 | 4.851 | 4.9997 | 5.0777 | 5.0862 | 5.2083 | 5.3163 | 4.9097 | 4.5652 | 4.0788 | 3.7327
2028-04-28 | 3.6656 | 3.4745 | 3.5041 | 3.5996 | 3.6916 | 3.9667 | 4.348 | 4.3692 | 4.4913 | 4.4157 | 4.3405 | 4.1392 | 4.0827 | 4.083 | 4.1191 | 4.4494 | 4.8788 | 5.1148 | 5.356 | 5.323 | 5.1536 | 4.848 | 4.2293 | 3.9399
2028-04-29 | 3.7802 | 3.6827 | 3.7686 | 3.7881 | 3.8532 | 4.158 | 4.1999 | 4.3305 | 4.4146 | 4.6981 | 4.5723 | 4.5388 | 4.704 | 4.6635 | 4.6317 | 4.6701 | 4.7129 | 4.6182 | 4.7464 | 4.6413 | 4.417 | 4.322 | 3.9437 | 3.6184
2028-04-30 | 3.5156 | 3.4753 | 3.4246 | 3.3988 | 3.42 | 3.7756 | 3.8992 | 4.0394 | 4.1673 | 4.0529 | 3.8473 | 3.8104 | 3.7182 | 3.8176 | 3.9123 | 4.0533 | 4.0799 | 4.2656 | 4.4462 | 4.5415 | 4.3289 | 4.1013 | 3.7746 | 3.5735
2028-05-01 | 3.1723 | 3.0939 | 3.1072 | 3.0807 | 3.1402 | 3.4035 | 3.8172 | 3.884 | 3.8422 | 3.7169 | 3.7908 | 3.8514 | 3.6617 | 3.5472 | 3.6887 | 3.7872 | 3.9276 | 4.1783 | 4.4061 | 4.5405 | 4.4043 | 4.0292 | 3.4817 | 3.164
2028-05-02 | 3.0976 | 3.0285 | 3.031 | 3.0657 | 3.0994 | 3.4418 | 3.5893 | 3.848 | 3.9488 | 3.933 | 4.0016 | 4.0238 | 4.0341 | 3.7324 | 3.8899 | 4.4548 | 4.5291 | 4.5676 | 4.8517 | 4.8824 | 4.4337 | 4.1364 | 3.6966 | 3.4141
2028-05-03 | 3.3026 | 3.1568 | 3.2342 | 3.281 | 3.3938 | 3.8424 | 3.9829 | 4.0796 | 4.1843 | 4.0988 | 4.2574 | 4.7545 | 4.4365 | 4.1508 | 4.6003 | 5.009 | 5.0395 | 4.9202 | 5.045 | 5.2406 | 5.0443 | 4.5726 | 4.0689 | 3.4626
2028-05-04 | 3.4039 | 3.2635 | 3.2741 | 3.3083 | 3.4008 | 3.7544 | 4.0189 | 4.0756 | 4.0419 | 4.0167 | 4.1072 | 4.1787 | 4.0079 | 3.882 | 3.9066 | 3.9844 | 4.1562 | 4.4217 | 4.6274 | 4.7005 | 4.5094 | 4.2391 | 3.9317 | 3.535
2028-05-05 | 3.4469 | 3.3156 | 3.4425 | 3.3915 | 3.456 | 3.7442 | 4.0131 | 4.0679 | 4.2083 | 4.041 | 4.0615 | 4.003 | 3.8545 | 3.945 | 4.0332 | 4.1696 | 4.4406 | 4.6839 | 4.7974 | 4.7507 | 4.5194 | 4.2906 | 3.7021 | 3.4813
2028-05-06 | 3.3685 | 3.3745 | 3.4134 | 3.3936 | 3.3854 | 3.5574 | 3.7341 | 3.8645 | 4.0949 | 4.0305 | 3.8977 | 4.211 | 4.6239 | 4.4132 | 4.4965 | 4.4419 | 4.5532 | 4.8705 | 4.7643 | 4.7497 | 4.6023 | 4.4152 | 4.0479 | 3.7305
2028-05-07 | 3.614 | 3.505 | 3.4726 | 3.4228 | 3.4968 | 3.505 | 3.6375 | 3.9616 | 4.2131 | 3.9808 | 4.2115 | 4.4129 | 4.2533 | 4.3872 | 4.3723 | 4.4516 | 4.4573 | 4.8028 | 4.9832 | 5.1275 | 4.9452 | 4.4702 | 4.0452 | 3.7395
2028-05-08 | 3.6604 | 3.5714 | 3.6015 | 3.6083 | 3.7097 | 3.9497 | 4.2582 | 4.3565 | 4.829 | 4.7609 | 4.4962 | 4.7059 | 4.4793 | 4.4769 | 4.6344 | 4.8299 | 5.5249 | 5.5821 | 5.5337 | 5.3787 | 5.372 | 4.8919 | 4.369 | 3.892
2028-05-09 | 3.7738 | 3.8038 | 3.7906 | 3.8106 | 3.7989 | 4.1553 | 4.333 | 4.5858 | 4.9308 | 4.8379 | 4.8535 | 4.9644 | 4.6035 | 4.642 | 4.9198 | 4.9028 | 5.0426 | 5.3726 | 5.5151 | 5.6084 | 5.4838 | 5.0061 | 4.3663 | 3.8962
2028-05-10 | 3.7245 | 3.5954 | 3.5951 | 3.5849 | 3.7356 | 4.027 | 4.2046 | 4.4467 | 5.0313 | 4.8835 | 4.8104 | 4.7071 | 4.7346 | 4.7872 | 4.8335 | 5.0788 | 5.1363 | 5.5791 | 5.4021 | 5.5983 | 5.5701 | 5.1162 | 4.3854 | 4.0677
2028-05-11 | 4.158 | 4.0128 | 3.9562 | 4.0944 | 4.112 | 4.4622 | 4.8029 | 5.1405 | 5.2651 | 5.0672 | 5.1117 | 5.0005 | 4.9162 | 4.8688 | 5.1242 | 5.2962 | 5.6202 | 5.9672 | 5.8722 | 5.8034 | 5.5392 | 5.1859 | 4.6761 | 4.2861
2028-05-12 | 3.8914 | 3.8048 | 3.8016 | 3.9544 | 3.9365 | 4.3084 | 4.6233 | 4.9159 | 5.0059 | 5.028 | 5.0162 | 4.8475 | 4.7659 | 4.7729 | 5.0199 | 5.3256 | 5.4809 | 5.494 | 5.4456 | 5.4463 | 5.3236 | 5.132 | 4.6615 | 4.1677
2028-05-13 | 3.9344 | 3.7969 | 3.8569 | 3.8676 | 3.9049 | 4.2049 | 4.3008 | 4.4156 | 5.0589 | 4.9037 | 4.8186 | 4.6809 | 4.598 | 4.4104 | 4.5559 | 4.7772 | 4.8992 | 5.0739 | 5.1745 | 5.2955 | 5.1856 | 4.9023 | 4.4822 | 4.0178
2028-05-14 | 3.8791 | 3.7449 | 3.7312 | 3.7231 | 3.7667 | 3.9516 | 4.0015 | 4.2337 | 4.8192 | 4.6701 | 4.7747 | 4.799 | 4.6599 | 4.6449 | 4.7482 | 4.9818 | 5.1921 | 5.1685 | 5.3185 | 5.2526 | 5.1624 | 4.8558 | 4.4248 | 3.9296
2028-05-15 | 3.7929 | 3.8767 | 3.7465 | 3.7154 | 3.7519 | 3.9801 | 4.3301 | 4.4587 | 4.9808 | 5.0334 | 4.732 | 4.9072 | 4.7475 | 4.769 | 5.0048 | 5.1152 | 5.1719 | 5.5068 | 5.5699 | 5.5317 | 5.5301 | 5.0958 | 4.7163 | 4.1916
2028-05-16 | 3.949 | 3.7233 | 3.7224 | 3.7018 | 3.6676 | 3.9915 | 4.5086 | 4.6711 | 5.083 | 4.9215 | 4.7022 | 4.8056 | 4.6847 | 4.8711 | 4.8284 | 5.121 | 5.1859 | 5.3841 | 5.4574 | 5.4505 | 5.3725 | 4.725 | 4.1885 | 3.88
2028-05-17 | 3.801 | 3.7031 | 3.8282 | 3.6674 | 3.8574 | 4.1459 | 4.3794 | 4.4529 | 4.5541 | 4.4352 | 4.4758 | 4.6197 | 4.3686 | 4.4057 | 4.6648 | 4.6693 | 4.8739 | 5.1747 | 5.2087 | 5.3419 | 5.2419 | 4.9916 | 4.4402 | 4.1242
2028-05-18 | 3.9697 | 3.8803 | 3.8475 | 3.9492 | 4.0102 | 4.3163 | 4.5167 | 4.7086 | 4.8639 | 4.9616 | 4.9776 | 4.8538 | 4.779 | 4.7658 | 5.2081 | 5.1855 | 5.1698 | 5.3377 | 5.4091 | 5.4338 | 5.1733 | 4.9437 | 4.3683 | 3.9516
2028-05-19 | 3.8375 | 3.7133 | 3.71 | 3.7651 | 3.9219 | 4.1911 | 4.4333 | 4.4852 | 4.7189 | 4.6144 | 4.7009 | 4.6873 | 4.4751 | 4.411 | 4.4312 | 4.6777 | 4.8977 | 5.374 | 5.289 | 5.5041 | 5.2819 | 5.0285 | 4.5987 | 4.1851
2028-05-20 | 3.9726 | 3.8716 | 3.918 | 3.9621 | 3.8891 | 4.113 | 3.8711 | 4.0534 | 4.5315 | 4.577 | 4.3774 | 4.5973 | 4.3017 | 4.2026 | 4.1813 | 4.3328 | 4.5647 | 4.9098 | 4.8903 | 4.7917 | 4.6196 | 4.5052 | 4.1424 | 3.8146
2028-05-21 | 3.6866 | 3.6808 | 3.6959 | 3.6375 | 3.736 | 3.8207 | 3.8899 | 3.9825 | 4.4405 | 4.4762 | 4.4763 | 4.4282 | 4.3171 | 4.4238 | 4.4773 | 4.6714 | 4.8469 | 5.1771 | 5.2036 | 5.1438 | 4.7644 | 4.5948 | 4.3503 | 3.9568
2028-05-22 | 3.847 | 3.7577 | 3.7225 | 3.6975 | 3.6844 | 3.8026 | 3.9097 | 4.1257 | 4.3199 | 4.3888 | 4.6735 | 4.5574 | 4.424 | 4.3298 | 4.4482 | 4.545 | 4.7746 | 4.8744 | 4.9255 | 4.9846 | 4.9612 | 4.6564 | 4.3183 | 3.9962
2028-05-23 | 3.9103 | 3.8774 | 3.8401 | 3.8241 | 3.8892 | 4.1029 | 4.1586 | 4.3402 | 4.7844 | 4.8304 | 4.803 | 4.835 | 4.88 | 4.8793 | 5.0234 | 5.1546 | 5.3397 | 5.4833 | 5.295 | 5.4118 | 5.0811 | 4.7846 | 4.2426 | 3.8792
2028-05-24 | 3.7394 | 3.6467 | 3.7078 | 3.7478 | 3.5968 | 3.9104 | 4.1772 | 4.2493 | 4.4836 | 4.6388 | 4.4326 | 4.5359 | 4.5113 | 4.4966 | 4.645 | 4.6578 | 4.9533 | 5.1353 | 5.2035 | 5.2489 | 5.1592 | 4.7957 | 4.1414 | 3.8946
2028-05-25 | 3.8052 | 3.624 | 3.6097 | 3.6467 | 3.4923 | 3.898 | 4.0608 | 4.4055 | 4.5699 | 4.5416 | 4.6209 | 4.6255 | 4.6495 | 4.5613 | 4.6047 | 4.9047 | 5.0402 | 5.1862 | 5.3238 | 5.4309 | 5.3711 | 4.8378 | 4.3453 | 3.8214
2028-05-26 | 3.6757 | 3.5643 | 3.5327 | 3.577 | 3.7098 | 4.1223 | 4.5261 | 4.5162 | 4.8001 | 4.7791 | 4.7045 | 4.7478 | 4.5717 | 4.444 | 4.6694 | 4.9513 | 4.9208 | 5.1189 | 4.8995 | 4.8374 | 4.8233 | 4.7616 | 4.2244 | 3.9524
2028-05-27 | 3.8167 | 3.7095 | 3.6566 | 3.655 | 3.725 | 4.0286 | 3.9641 | 4.167 | 4.5951 | 4.4386 | 4.3297 | 4.4951 | 4.5075 | 4.3024 | 4.4655 | 4.6216 | 4.8203 | 5.0473 | 5.1963 | 5.0793 | 5.0132 | 4.7313 | 4.3913 | 3.994
2028-05-28 | 3.7709 | 3.6441 | 3.6008 | 3.6816 | 3.7514 | 3.8495 | 3.9423 | 4.0192 | 4.5492 | 4.4818 | 4.3366 | 4.1893 | 4.3458 | 4.2154 | 4.379 | 4.4787 | 4.6453 | 4.9217 | 4.8929 | 4.9927 | 4.8287 | 4.6571 | 4.1348 | 3.8518
2028-05-29 | 3.72 | 3.6995 | 3.6216 | 3.768 | 3.7941 | 4.012 | 4.06 | 4.2174 | 4.4628 | 4.5629 | 4.7123 | 4.512 | 4.7138 | 4.8105 | 5.0034 | 5.0418 | 5.0508 | 5.1836 | 5.3079 | 5.3581 | 5.1916 | 4.6769 | 4.2826 | 3.9244
2028-05-30 | 3.7911 | 3.6903 | 3.6895 | 3.6655 | 3.7563 | 4.113 | 4.4682 | 4.2768 | 4.404 | 4.6322 | 4.7401 | 4.7045 | 4.5865 | 4.5861 | 4.8779 | 4.9639 | 4.9645 | 5.2922 | 5.2573 | 5.2883 | 5.1645 | 4.7733 | 4.3877 | 4.0045
2028-05-31 | 3.8942 | 3.798 | 3.8355 | 3.8828 | 3.9102 | 4.1477 | 4.199 | 4.251 | 4.7199 | 4.7475 | 4.6094 | 4.5302 | 4.6479 | 4.7264 | 4.741 | 4.9877 | 5.0341 | 5.2924 | 5.3698 | 5.4655 | 5.469 | 5.1432 | 4.7851 | 4.4207
2028-06-01 | 4.0766 | 3.9772 | 3.8926 | 3.8872 | 3.9909 | 4.2237 | 4.35 | 4.4878 | 4.7242 | 4.7399 | 4.511 | 4.5673 | 4.3609 | 4.3347 | 4.3887 | 4.7405 | 4.811 | 5.0138 | 5.0914 | 5.0594 | 4.9948 | 4.6472 | 4.2861 | 3.9119
2028-06-02 | 3.7506 | 3.7151 | 3.7479 | 3.7057 | 3.8274 | 4.0636 | 4.1857 | 4.3305 | 4.5962 | 4.5449 | 4.5612 | 4.4373 | 4.3669 | 4.3188 | 4.4346 | 4.6763 | 4.7577 | 4.9463 | 5.1984 | 5.2544 | 5.0753 | 4.8374 | 4.4318 | 4.1598
2028-06-03 | 3.963 | 3.6629 | 3.6683 | 3.6579 | 3.8 | 3.9384 | 4.1087 | 4.2531 | 4.5581 | 4.5529 | 4.4919 | 4.6831 | 4.3268 | 4.3 | 4.5679 | 4.7616 | 4.8357 | 5.2421 | 4.978 | 5.0309 | 4.9586 | 4.7395 | 4.3678 | 3.9322
2028-06-04 | 3.7933 | 3.7152 | 3.7267 | 3.7331 | 3.7896 | 3.91 | 4.0898 | 4.2261 | 4.4832 | 4.4493 | 4.5381 | 4.4438 | 4.4913 | 4.4706 | 4.5471 | 4.6836 | 4.6187 | 4.8644 | 5.1761 | 5.196 | 5.1423 | 4.7649 | 4.473 | 4.018
2028-06-05 | 3.8829 | 3.6853 | 3.6981 | 3.7928 | 3.8448 | 4.0339 | 4.1513 | 4.4905 | 4.9162 | 4.7562 | 4.9047 | 4.7272 | 4.7171 | 4.6945 | 4.7925 | 4.9819 | 5.1805 | 5.4248 | 5.3944 | 5.3291 | 5.2803 | 5.0027 | 4.6279 | 4.0806
2028-06-06 | 3.76 | 3.6752 | 3.6274 | 3.6822 | 3.7684 | 3.9226 | 4.0951 | 4.227 | 4.6778 | 4.4927 | 4.5006 | 4.416 | 4.4677 | 4.362 | 4.3914 | 4.6001 | 4.7945 | 5.112 | 5.3045 | 5.3655 | 5.2425 | 4.9086 | 4.3921 | 4.0499
2028-06-07 | 3.9451 | 3.7449 | 3.7354 | 3.7396 | 3.7618 | 4.0995 | 4.1142 | 4.3184 | 4.5828 | 4.7052 | 4.7899 | 4.8179 | 4.4937 | 4.583 | 4.6059 | 4.9466 | 4.9391 | 5.2572 | 5.3328 | 5.3698 | 5.3112 | 5.0373 | 4.6289 | 4.2616
2028-06-08 | 4.112 | 4.0916 | 3.9429 | 3.8653 | 3.9069 | 4.1852 | 4.2345 | 4.3252 | 4.4281 | 4.2673 | 4.3711 | 4.3739 | 4.3388 | 4.1648 | 4.3485 | 4.5245 | 4.6485 | 4.8976 | 4.976 | 5.0502 | 4.8691 | 4.5616 | 4.1257 | 3.8921
2028-06-09 | 3.6994 | 3.5948 | 3.6607 | 3.6539 | 3.7129 | 3.8247 | 3.8709 | 4.0837 | 4.4924 | 4.6949 | 4.7676 | 4.7924 | 4.6738 | 4.5619 | 4.758 | 5.0178 | 4.9772 | 5.2049 | 5.2106 | 5.1528 | 4.9291 | 4.7007 | 4.2935 | 3.9842
2028-06-10 | 3.8474 | 3.6558 | 3.6683 | 3.6899 | 3.7361 | 3.9255 | 3.992 | 4.2476 | 4.2633 | 4.3813 | 4.1224 | 4.2207 | 4.1433 | 4.1531 | 4.1714 | 4.3249 | 4.5391 | 4.872 | 4.8325 | 4.7929 | 4.6012 | 4.3925 | 4.1211 | 3.8688
2028-06-11 | 3.7593 | 3.7507 | 3.721 | 3.7507 | 3.701 | 3.8893 | 3.7923 | 3.9039 | 4.3021 | 4.2206 | 4.3439 | 4.3818 | 4.4044 | 4.534 | 4.61 | 4.6568 | 4.7092 | 4.9409 | 5.1316 | 5.2332 | 5.1106 | 4.7043 | 4.2783 | 3.9892
2028-06-12 | 3.8532 | 3.7541 | 3.5857 | 3.6686 | 3.777 | 3.8793 | 3.941 | 4.0929 | 4.5152 | 4.4245 | 4.4888 | 4.3431 | 4.1405 | 4.3949 | 4.5273 | 4.5652 | 4.7726 | 5.0511 | 5.1385 | 5.0763 | 4.9164 | 4.5556 | 4.2457 | 4.0534
2028-06-13 | 3.9424 | 3.8707 | 3.8195 | 3.8567 | 3.8988 | 4.1515 | 4.1644 | 4.3558 | 4.6069 | 4.8397 | 4.9898 | 4.9245 | 4.7708 | 4.6411 | 5.0446 | 5.1705 | 5.2846 | 5.443 | 5.4132 | 5.4796 | 5.3462 | 4.9055 | 4.4821 | 4.1775
2028-06-14 | 3.9772 | 3.9551 | 3.8569 | 3.8119 | 3.8984 | 4.1685 | 4.2036 | 4.5378 | 4.6146 | 4.5517 | 4.5408 | 4.4185 | 4.3982 | 4.5046 | 4.6344 | 4.8427 | 4.9365 | 5.2221 | 5.278 | 5.3599 | 5.2958 | 4.8647 | 4.3562 | 4.014
2028-06-15 | 3.8631 | 3.7819 | 3.7571 | 3.859 | 3.8225 | 3.9487 | 4.0165 | 4.1528 | 4.8665 | 4.7512 | 4.6968 | 4.877 | 4.9241 | 4.6383 | 4.4456 | 4.672 | 4.9117 | 5.2094 | 5.3053 | 5.3569 | 5.1693 | 4.7774 | 4.3003 | 4.0595
2028-06-16 | 3.9556 | 3.8565 | 3.8624 | 3.799 | 3.8007 | 4.0125 | 4.1487 | 4.2485 | 4.5339 | 4.6762 | 4.7619 | 4.9191 | 4.6325 | 4.789 | 4.8944 | 4.9503 | 4.9139 | 4.9886 | 4.8115 | 5.0129 | 4.8323 | 4.7158 | 4.3278 | 3.9726
2028-06-17 | 3.7551 | 3.6658 | 3.7334 | 3.7282 | 3.6841 | 3.9223 | 4.1335 | 4.2046 | 4.5135 | 4.6065 | 4.5729 | 4.6287 | 4.6745 | 4.6308 | 4.9102 | 5.0714 | 5.1824 | 5.3751 | 5.2149 | 5.2861 | 5.1894 | 4.9705 | 4.5546 | 4.158
2028-06-18 | 3.9789 | 3.9714 | 3.7739 | 3.7825 | 3.8398 | 3.8963 | 4.1283 | 4.2345 | 4.5452 | 4.5655 | 4.5791 | 4.6598 | 4.5432 | 4.4981 | 4.552 | 4.8419 | 4.8475 | 5.0161 | 5.0692 | 5.1503 | 5.0714 | 4.8997 | 4.4431 | 4.1671
2028-06-19 | 4.007 | 3.9357 | 3.9412 | 3.896 | 3.8264 | 4.0824 | 4.2407 | 4.4101 | 4.7062 | 4.7081 | 4.5306 | 4.7422 | 4.7875 | 4.5311 | 4.7075 | 4.8639 | 4.9966 | 5.2693 | 5.3205 | 5.317 | 5.1468 | 4.8518 | 4.4692 | 4.0432
2028-06-20 | 3.9621 | 3.91 | 3.8889 | 3.9595 | 4.0009 | 4.2147 | 4.3476 | 4.5092 | 4.8085 | 4.7894 | 4.7825 | 4.5671 | 4.5819 | 4.6978 | 4.7477 | 4.8152 | 4.8592 | 5.2711 | 5.3821 | 5.4202 | 5.1486 | 4.8041 | 4.5425 | 4.2879
2028-06-21 | 4.0805 | 3.9513 | 3.9055 | 3.9377 | 3.9637 | 4.1634 | 4.1341 | 4.4048 | 4.5614 | 4.789 | 4.7334 | 4.7322 | 4.4191 | 4.4164 | 4.6227 | 4.7088 | 4.7092 | 5.0665 | 5.0502 | 5.0358 | 4.8955 | 4.5903 | 4.2657 | 3.9095
2028-06-22 | 3.7951 | 3.6856 | 3.7147 | 3.69 | 3.6972 | 3.994 | 4.1973 | 4.3373 | 4.5561 | 4.7144 | 4.6295 | 4.6434 | 4.6221 | 4.5529 | 4.8419 | 4.8078 | 4.9232 | 5.2288 | 5.3363 | 5.4007 | 5.228 | 4.851 | 4.4621 | 4.1763
2028-06-23 | 4.0597 | 3.9634 | 3.9975 | 3.9412 | 4.0568 | 4.2172 | 4.4184 | 4.5168 | 5.0359 | 5.0354 | 5.1408 | 4.883 | 4.8046 | 4.6165 | 4.8117 | 4.7567 | 4.7267 | 5.0959 | 5.2176 | 5.1893 | 5.0315 | 4.7969 | 4.4581 | 4.13
2028-06-24 | 3.9053 | 3.9072 | 3.8505 | 3.8221 | 3.7859 | 3.951 | 4.0662 | 4.1382 | 4.3858 | 4.2415 | 4.176 | 4.1443 | 4.1943 | 4.2348 | 4.3842 | 4.5725 | 4.5943 | 4.9237 | 4.9199 | 4.8261 | 4.7559 | 4.4713 | 4.3102 | 4.0902
2028-06-25 | 3.915 | 3.8207 | 3.8222 | 3.7701 | 3.8703 | 4.0148 | 4.0567 | 4.1818 | 4.3777 | 4.4505 | 4.4561 | 4.5194 | 4.5643 | 4.2936 | 4.4079 | 4.6046 | 4.6168 | 4.9642 | 5.1018 | 5.094 | 4.8411 | 4.6402 | 4.2629 | 4.0245
2028-06-26 | 3.9238 | 3.9099 | 3.8987 | 3.8929 | 3.9586 | 4.0732 | 4.2244 | 4.4604 | 4.8062 | 4.8757 | 4.9104 | 4.8113 | 4.9287 | 4.9541 | 5.0763 | 5.3516 | 5.5372 | 5.7483 | 5.748 | 5.863 | 5.7024 | 5.0463 | 4.521 | 4.1164
2028-06-27 | 3.8106 | 3.7385 | 3.6749 | 3.6412 | 3.6942 | 3.904 | 4.0984 | 4.2979 | 4.5459 | 4.464 | 4.5532 | 4.5005 | 4.4992 | 4.3878 | 4.5022 | 4.6989 | 4.9312 | 5.2771 | 5.2723 | 5.4138 | 5.297 | 4.7407 | 4.4861 | 4.0587
2028-06-28 | 3.9288 | 3.8208 | 3.8383 | 3.9153 | 3.8279 | 4.0498 | 3.9304 | 4.1233 | 4.6662 | 4.796 | 4.9192 | 4.7642 | 4.6683 | 4.7216 | 4.7232 | 4.9827 | 5.1369 | 5.4708 | 5.3162 | 5.48 | 5.2634 | 4.9494 | 4.3533 | 4.0012
2028-06-29 | 3.8202 | 3.7304 | 3.7647 | 3.7805 | 3.8151 | 3.9951 | 4.1266 | 4.2502 | 4.4846 | 4.6128 | 4.4952 | 4.7506 | 4.6876 | 4.6396 | 4.7543 | 4.6891 | 4.908 | 5.2816 | 4.9772 | 5.0658 | 4.7927 | 4.6187 | 4.5603 | 4.0398
2028-06-30 | 3.8621 | 3.7341 | 3.8647 | 3.8829 | 3.8983 | 4.1513 | 4.2957 | 4.5487 | 4.6841 | 4.6573 | 4.8236 | 4.7866 | 4.9166 | 4.8847 | 4.9258 | 5.1239 | 5.2316 | 5.1926 | 5.2786 | 5.2614 | 5.1239 | 4.8487 | 4.5809 | 4.1559
2028-07-01 | 3.9705 | 3.8852 | 3.8754 | 3.7778 | 3.9509 | 4.0947 | 4.1264 | 4.3698 | 4.6776 | 4.5146 | 4.4523 | 4.4951 | 4.4504 | 4.5109 | 4.6832 | 4.8888 | 4.8619 | 4.9792 | 4.9364 | 4.7866 | 4.6725 | 4.5548 | 4.4583 | 4.1407
2028-07-02 | 4.0555 | 3.9963 | 3.9553 | 3.9475 | 3.9749 | 4.0509 | 4.1747 | 4.4774 | 4.6773 | 4.7796 | 4.6159 | 4.7442 | 4.5981 | 4.6573 | 4.7464 | 4.9781 | 5.0941 | 5.067 | 5.0839 | 5.1185 | 4.9969 | 4.6999 | 4.2651 | 4.0213
2028-07-03 | 3.8684 | 3.7682 | 3.7999 | 3.8363 | 3.9313 | 4.1591 | 4.3844 | 4.7738 | 5.1627 | 4.8759 | 4.7981 | 4.8011 | 4.8049 | 4.8889 | 4.8431 | 5.0075 | 5.1661 | 5.2398 | 5.4881 | 5.6081 | 5.4464 | 5.0401 | 4.6819 | 4.2927
2028-07-04 | 4.1339 | 3.9863 | 4.0356 | 4.0391 | 4.1171 | 4.4335 | 4.6843 | 4.8216 | 5.0212 | 4.8676 | 4.8022 | 5.0167 | 4.9775 | 4.8131 | 4.7419 | 4.9337 | 5.4748 | 5.9857 | 5.9503 | 5.988 | 5.7883 | 5.4424 | 4.9051 | 4.5014
2028-07-05 | 4.1832 | 4.023 | 3.9961 | 3.9606 | 4.1368 | 4.2907 | 4.4883 | 4.6802 | 4.8922 | 4.8081 | 4.7181 | 4.6333 | 4.6039 | 4.725 | 4.859 | 5.2749 | 5.6294 | 5.931 | 5.9501 | 5.9533 | 5.84 | 5.4008 | 4.865 | 4.3457
2028-07-06 | 4.0295 | 4.0577 | 3.9316 | 3.8431 | 3.8569 | 4.1169 | 4.2466 | 4.5195 | 4.7482 | 4.5963 | 4.4781 | 4.5195 | 4.4964 | 4.4859 | 4.5257 | 4.756 | 4.9471 | 5.2064 | 5.2033 | 5.3817 | 5.1464 | 4.8284 | 4.3926 | 4.1251
2028-07-07 | 4.0024 | 3.9323 | 3.8585 | 3.8293 | 3.9221 | 4.0271 | 4.0226 | 4.1667 | 4.8442 | 4.6445 | 4.4415 | 4.5813 | 4.6602 | 4.5525 | 4.5209 | 4.7269 | 4.918 | 5.3155 | 5.3355 | 5.2204 | 5.0323 | 4.7627 | 4.3731 | 4.134
2028-07-08 | 4.0067 | 3.8532 | 3.8253 | 3.8558 | 3.8495 | 3.9412 | 3.9567 | 4.1388 | 4.6005 | 4.5599 | 4.3205 | 4.3745 | 4.327 | 4.2985 | 4.4692 | 4.5217 | 4.6701 | 5.1388 | 5.0977 | 5.0809 | 4.9984 | 4.5666 | 4.2509 | 3.9255
2028-07-09 | 3.8285 | 3.732 | 3.6725 | 3.6485 | 3.6114 | 3.6707 | 3.747 | 3.9165 | 4.3016 | 4.2259 | 4.13 | 4.2457 | 4.1109 | 4.16 | 4.3038 | 4.556 | 4.6013 | 5.1467 | 5.1972 | 5.1453 | 5.0498 | 4.7128 | 4.3831 | 3.9999
2028-07-10 | 3.8946 | 3.8293 | 3.8537 | 3.7865 | 3.8131 | 3.9705 | 3.9361 | 4.2433 | 4.6985 | 4.535 | 4.584 | 4.6707 | 4.8317 | 4.7667 | 4.9051 | 4.9955 | 5.1468 | 5.5296 | 5.6218 | 5.6815 | 5.4631 | 5.0707 | 4.4881 | 4.1538
2028-07-11 | 3.9971 | 3.8578 | 3.831 | 3.8376 | 3.8373 | 4.0366 | 4.0298 | 4.1639 | 4.5575 | 4.4503 | 4.3923 | 4.4013 | 4.485 | 4.5119 | 4.6158 | 4.6937 | 4.8755 | 5.3019 | 5.3591 | 5.4608 | 5.2024 | 4.8626 | 4.4354 | 4.1257
2028-07-12 | 3.9951 | 3.8786 | 3.8559 | 3.8303 | 3.8934 | 4.2568 | 4.2681 | 4.2801 | 4.932 | 4.877 | 4.8156 | 4.8476 | 4.8429 | 4.737 | 5.1295 | 5.1505 | 5.335 | 5.5097 | 5.7274 | 5.8091 | 5.6521 | 5.0844 | 4.6203 | 4.1634
2028-07-13 | 3.9995 | 3.9812 | 3.8918 | 3.8275 | 3.9073 | 4.0952 | 4.1326 | 4.2743 | 4.5562 | 4.537 | 4.3188 | 4.4109 | 4.3524 | 4.3784 | 4.4496 | 4.6433 | 4.9634 | 5.2517 | 5.263 | 5.3409 | 5.1945 | 4.8996 | 4.4201 | 4.1049
2028-07-14 | 4.0597 | 3.9717 | 4.0037 | 3.9449 | 4.1437 | 4.4118 | 4.6022 | 4.6848 | 5.0564 | 5.0344 | 5.1588 | 5.1 | 5.1767 | 5.161 | 5.2942 | 5.2528 | 5.2622 | 5.725 | 5.5366 | 5.4919 | 5.1939 | 4.8693 | 4.2654 | 4.0941
2028-07-15 | 3.971 | 3.8873 | 3.8641 | 3.881 | 3.9081 | 3.9804 | 4.0792 | 4.1422 | 4.3328 | 4.3603 | 4.4049 | 4.4445 | 4.3911 | 4.3522 | 4.3055 | 4.5719 | 4.6223 | 4.966 | 4.983 | 5.0656 | 4.943 | 4.6924 | 4.2909 | 4.1111
2028-07-16 | 3.9053 | 3.8585 | 3.7885 | 3.7729 | 3.8037 | 3.9811 | 3.9966 | 4.3669 | 4.7391 | 4.8697 | 4.6854 | 4.61 | 4.5953 | 4.5562 | 4.4778 | 4.5737 | 4.7357 | 5.2106 | 5.2947 | 5.4244 | 5.4757 | 5.0265 | 4.5939 | 4.1822
2028-07-17 | 4.0525 | 3.9664 | 3.9411 | 3.8596 | 3.8248 | 4.1141 | 4.2109 | 4.4186 | 4.6785 | 4.5793 | 4.4525 | 4.7552 | 4.7428 | 4.6058 | 4.5348 | 4.8215 | 4.9424 | 5.2474 | 5.263 | 5.2568 | 5.1658 | 4.8193 | 4.4027 | 4.1344
2028-07-18 | 3.9823 | 3.9357 | 3.9703 | 3.9022 | 4.0034 | 4.2272 | 4.3849 | 4.4108 | 4.7081 | 4.4281 | 4.479 | 4.4749 | 4.4877 | 4.664 | 4.8338 | 5.2218 | 5.1874 | 5.5969 | 5.6188 | 5.7193 | 5.5602 | 5.1982 | 4.6528 | 4.2149
2028-07-19 | 3.996 | 3.9102 | 3.8654 | 3.8338 | 3.9311 | 4.0947 | 4.2379 | 4.413 | 4.7609 | 4.7452 | 4.6729 | 4.8105 | 4.7079 | 4.7943 | 4.8682 | 5.0221 | 5.3506 | 5.4791 | 5.6075 | 5.678 | 5.6823 | 5.0777 | 4.451 | 4.0926
2028-07-20 | 3.9053 | 3.8788 | 3.7949 | 3.8111 | 3.8929 | 4.104 | 4.2347 | 4.3464 | 4.5126 | 4.7061 | 4.8615 | 5.0035 | 4.9984 | 4.941 | 4.8718 | 5.2035 | 5.3158 | 5.5911 | 5.6929 | 5.6534 | 5.4388 | 5.0494 | 4.5948 | 4.1688
2028-07-21 | 3.9886 | 3.9122 | 3.8456 | 3.9371 | 4.0079 | 4.1477 | 4.2916 | 4.4563 | 4.7738 | 4.6048 | 4.5471 | 4.6549 | 4.5819 | 4.56 | 4.6302 | 4.9818 | 5.0544 | 5.2399 | 5.3078 | 5.3321 | 5.1823 | 4.7764 | 4.4405 | 4.0755
2028-07-22 | 4.0403 | 3.8714 | 3.8337 | 3.8069 | 3.8251 | 4.1034 | 4.2472 | 4.3798 | 4.5961 | 4.7239 | 4.6306 | 4.8931 | 4.747 | 4.6 | 4.607 | 4.7887 | 4.9056 | 5.0349 | 5.0801 | 5.222 | 5.0108 | 4.6983 | 4.3775 | 4.0549
2028-07-23 | 3.9182 | 3.8025 | 3.753 | 3.8226 | 3.8279 | 3.9057 | 4.0598 | 4.3454 | 4.5517 | 4.464 | 4.4697 | 4.5181 | 4.8019 | 4.5446 | 4.55 | 4.6256 | 4.7662 | 5.0585 | 5.104 | 5.388 | 5.136 | 4.7372 | 4.4769 | 4.087
2028-07-24 | 4.1802 | 4.108 | 4.05 | 4.0983 | 4.1176 | 4.3162 | 4.5454 | 4.7597 | 5.0022 | 4.909 | 5.074 | 4.9386 | 5.1691 | 5.0773 | 5.1504 | 5.444 | 5.6513 | 5.9012 | 6.1392 | 6.365 | 6.2016 | 5.8702 | 5.1229 | 4.6708
2028-07-25 | 4.1333 | 3.5492 | 3.5352 | 3.8086 | 3.9805 | 4.1039 | 4.2098 | 4.6358 | 5.1821 | 5.0501 | 4.7104 | 4.624 | 4.7254 | 4.7206 | 4.7818 | 4.9602 | 5.1264 | 5.4253 | 5.5287 | 5.5567 | 5.3163 | 4.9078 | 4.4501 | 4.0734
2028-07-26 | 3.9234 | 3.8162 | 3.8812 | 3.8051 | 3.9183 | 4.2467 | 4.331 | 4.5169 | 4.6682 | 4.5201 | 4.488 | 4.6342 | 4.6042 | 4.735 | 4.9973 | 5.2456 | 5.3918 | 5.6197 | 5.7562 | 5.7817 | 5.6337 | 5.3767 | 4.8859 | 4.4191
2028-07-27 | 4.364 | 4.1379 | 4.0602 | 4.0297 | 3.9911 | 4.0982 | 4.3193 | 4.5627 | 4.6668 | 4.7106 | 4.5191 | 4.5662 | 4.5828 | 4.4886 | 4.6935 | 4.8945 | 4.9074 | 5.2845 | 5.3316 | 5.3832 | 5.253 | 5.0243 | 4.5336 | 4.2175
2028-07-28 | 4.0999 | 4.0653 | 4.018 | 4.1448 | 4.1601 | 4.3803 | 4.5592 | 4.64 | 4.7584 | 4.6892 | 4.599 | 4.5875 | 4.773 | 4.635 | 4.8123 | 4.8198 | 4.9278 | 5.0699 | 5.1968 | 5.2125 | 5.0355 | 4.814 | 4.5525 | 4.2626
2028-07-29 | 4.0568 | 3.9386 | 3.9137 | 3.9467 | 4.0219 | 4.2158 | 4.2748 | 4.4842 | 4.6428 | 4.4561 | 4.4105 | 4.5457 | 4.4004 | 4.3411 | 4.6318 | 5.0047 | 5.0651 | 5.1753 | 5.342 | 5.4213 | 5.2795 | 5.0214 | 4.6613 | 4.2711
2028-07-30 | 4.0892 | 4.0115 | 3.9488 | 3.963 | 3.9572 | 4.0854 | 4.162 | 4.2923 | 4.4977 | 4.4862 | 4.6884 | 4.6881 | 4.749 | 4.7218 | 4.7287 | 5.2867 | 5.2059 | 5.4685 | 5.6001 | 5.6424 | 5.5275 | 5.1182 | 4.7964 | 4.3493
2028-07-31 | 4.1544 | 4.0504 | 3.8996 | 3.929 | 3.9622 | 4.0774 | 4.4296 | 4.5401 | 4.8355 | 4.7558 | 4.554 | 4.672 | 4.6528 | 4.537 | 4.7921 | 5.1378 | 5.2453 | 5.4001 | 5.4453 | 5.464 | 5.2449 | 4.8128 | 4.4681 | 4.1903
2028-08-01 | 4.0959 | 4.0416 | 4.1118 | 4.0934 | 4.1938 | 4.4072 | 4.7134 | 4.7931 | 4.9387 | 4.8219 | 4.958 | 5.0926 | 5.0096 | 5.2062 | 5.2615 | 5.5199 | 5.5978 | 5.8312 | 5.8923 | 5.9189 | 5.7342 | 5.3668 | 4.8024 | 4.4491
2028-08-02 | 4.3245 | 4.2657 | 4.1743 | 4.2169 | 4.2926 | 4.4237 | 4.6747 | 4.6905 | 4.8392 | 4.8897 | 4.8946 | 4.9204 | 4.982 | 4.9347 | 4.9813 | 5.2768 | 5.3414 | 5.5311 | 5.6482 | 5.8044 | 5.7203 | 5.2477 | 4.8475 | 4.5367
2028-08-03 | 4.4424 | 4.4249 | 4.3941 | 4.3162 | 4.2657 | 4.4147 | 4.6602 | 4.6208 | 4.696 | 4.6751 | 4.6737 | 4.7013 | 4.6585 | 4.5677 | 4.8447 | 5.0258 | 5.3153 | 5.4157 | 5.503 | 5.5504 | 5.2635 | 5.0421 | 4.5629 | 4.3542
2028-08-04 | 4.3073 | 4.1776 | 4.1245 | 4.1189 | 4.1258 | 4.3993 | 4.3856 | 4.6148 | 5.187 | 5.1743 | 4.8778 | 4.9446 | 4.9923 | 4.8936 | 5.0478 | 5.0851 | 5.1552 | 5.4007 | 5.4039 | 5.4616 | 5.2254 | 4.9368 | 4.5417 | 4.2647
2028-08-05 | 4.1992 | 4.0488 | 4.021 | 3.9712 | 4.0469 | 4.1224 | 4.2177 | 4.4779 | 4.6875 | 4.7655 | 4.7382 | 4.7511 | 4.7594 | 4.6479 | 4.8017 | 5.0441 | 5.1173 | 5.2396 | 5.3432 | 5.5114 | 5.2911 | 5.0243 | 4.7133 | 4.4372
2028-08-06 | 4.2943 | 4.2367 | 4.1304 | 4.2331 | 4.2062 | 4.4269 | 4.5245 | 4.6229 | 4.8304 | 4.6893 | 4.8221 | 4.8396 | 4.9304 | 5.0311 | 4.9752 | 5.2114 | 5.188 | 5.3831 | 5.3899 | 5.4829 | 5.2242 | 4.9833 | 4.5257 | 4.2839
2028-08-07 | 4.1825 | 4.0683 | 4.1015 | 4.1156 | 4.1486 | 4.4019 | 4.6542 | 4.8066 | 5.0331 | 4.8544 | 4.7398 | 4.6857 | 4.7355 | 4.7324 | 4.7285 | 4.9417 | 5.1199 | 5.3234 | 5.6045 | 5.6819 | 5.4985 | 5.1915 | 4.7542 | 4.4124
2028-08-08 | 4.2466 | 4.2224 | 4.2082 | 4.1624 | 4.2175 | 4.3503 | 4.4476 | 4.5286 | 5.107 | 5.0512 | 5.0955 | 5.2039 | 5.1346 | 5.0811 | 5.0725 | 5.1415 | 5.2578 | 5.5324 | 5.6464 | 5.7033 | 5.542 | 5.0397 | 4.5803 | 4.2891
2028-08-09 | 4.1645 | 4.0483 | 4.027 | 4.0042 | 3.9569 | 4.324 | 4.4177 | 4.5872 | 5.1463 | 5.0089 | 4.8192 | 4.9458 | 4.9528 | 4.9162 | 5.0304 | 5.3641 | 5.3428 | 5.5611 | 5.5633 | 5.5248 | 5.3856 | 5.1662 | 4.6514 | 4.3346
2028-08-10 | 4.2274 | 4.1458 | 4.1837 | 4.1456 | 4.251 | 4.5188 | 4.3933 | 4.7862 | 5.1715 | 5.2469 | 5.1419 | 5.0425 | 5.0917 | 5.1037 | 5.1768 | 5.281 | 5.3779 | 5.5853 | 5.4922 | 5.6041 | 5.4008 | 5.1957 | 4.7497 | 4.4137
2028-08-11 | 4.2632 | 4.1596 | 4.1696 | 4.0113 | 4.0102 | 4.2533 | 4.5136 | 4.6612 | 4.8827 | 4.9106 | 4.9865 | 4.8976 | 4.9948 | 4.9051 | 5.0711 | 5.1145 | 5.2845 | 5.511 | 5.6949 | 5.6603 | 5.3244 | 5.0567 | 4.728 | 4.3351
2028-08-12 | 4.237 | 4.1356 | 4.1231 | 4.0576 | 4.1958 | 4.3535 | 4.5636 | 4.7466 | 4.9912 | 4.9896 | 4.8562 | 4.9693 | 4.7601 | 4.6762 | 4.7884 | 5.0448 | 5.0734 | 5.5128 | 5.5855 | 5.4852 | 5.2217 | 5.0201 | 4.6271 | 4.3544
2028-08-13 | 4.1002 | 3.982 | 3.9354 | 3.8142 | 3.9367 | 4.1093 | 4.1433 | 4.105 | 4.7299 | 4.6295 | 4.5783 | 4.5504 | 4.6487 | 4.6987 | 4.6896 | 5.0648 | 5.0486 | 5.4011 | 5.5473 | 5.5582 | 5.3466 | 4.9386 | 4.6033 | 4.2387
2028-08-14 | 4.1589 | 4.0746 | 4.0049 | 3.9501 | 4.0466 | 4.2879 | 4.5031 | 4.4445 | 4.9783 | 5.0628 | 4.8543 | 4.8229 | 4.8454 | 4.9046 | 4.9508 | 5.0832 | 5.3015 | 5.5626 | 5.6274 | 5.656 | 5.3061 | 4.9528 | 4.6201 | 4.273
2028-08-15 | 4.1135 | 4.0058 | 3.992 | 3.9518 | 3.9991 | 4.212 | 4.588 | 4.6722 | 4.8899 | 4.7458 | 4.6939 | 4.822 | 4.6471 | 4.6361 | 4.8239 | 4.9185 | 5.1819 | 5.3612 | 5.5961 | 5.6499 | 5.44 | 5.1255 | 4.7393 | 4.423
2028-08-16 | 4.2451 | 4.1578 | 4.0766 | 4.0208 | 4.0859 | 4.4108 | 4.7225 | 4.81 | 4.9691 | 4.9389 | 4.783 | 4.8331 | 4.9057 | 4.767 | 4.9611 | 5.4154 | 5.572 | 5.681 | 5.7719 | 5.7968 | 5.4508 | 5.1731 | 4.6758 | 4.4899
2028-08-17 | 4.3793 | 4.2476 | 4.2608 | 4.1372 | 4.1487 | 4.479 | 4.8856 | 4.6998 | 4.9422 | 4.8624 | 4.8732 | 5.071 | 5.0459 | 4.7137 | 4.7595 | 5.0113 | 5.1808 | 5.3557 | 5.5807 | 5.6191 | 5.3898 | 5.0719 | 4.7446 | 4.3812
2028-08-18 | 4.2472 | 4.1487 | 4.1372 | 4.0395 | 4.0563 | 4.3252 | 4.6937 | 4.7932 | 5.0216 | 5.1438 | 5.0324 | 4.9604 | 4.974 | 4.9739 | 5.1984 | 5.4132 | 5.5006 | 5.7323 | 5.7207 | 5.6629 | 5.457 | 5.0901 | 4.7571 | 4.4168
2028-08-19 | 4.2676 | 4.1886 | 4.0999 | 4.0721 | 4.0322 | 4.159 | 4.4021 | 4.6479 | 4.9127 | 4.8955 | 4.7601 | 4.8581 | 4.7915 | 4.7287 | 4.8673 | 5.2045 | 5.3141 | 5.468 | 5.3609 | 5.4147 | 5.2407 | 5.0412 | 4.7164 | 4.3227
2028-08-20 | 4.1557 | 4.0236 | 4.0484 | 3.961 | 3.9959 | 4.29 | 4.4465 | 4.6436 | 5.0022 | 4.949 | 4.9076 | 4.9372 | 4.8058 | 4.9658 | 4.9464 | 5.0194 | 5.1288 | 5.5019 | 5.5999 | 5.745 | 5.5669 | 5.2405 | 4.854 | 4.5085
2028-08-21 | 4.3337 | 4.1673 | 4.1338 | 4.0353 | 4.1164 | 4.3611 | 4.8363 | 5.0545 | 5.2552 | 5.0404 | 4.8996 | 4.9 | 4.8048 | 4.9064 | 4.8408 | 5.0383 | 5.0773 | 5.3754 | 5.5297 | 5.6461 | 5.285 | 5.0217 | 4.5664 | 4.2878
2028-08-22 | 4.3513 | 4.2764 | 4.2633 | 4.2381 | 4.4441 | 4.7361 | 5.1082 | 5.1002 | 5.3049 | 5.3017 | 5.4943 | 5.3269 | 5.404 | 5.3295 | 5.4174 | 5.6564 | 5.8892 | 6.1258 | 6.1415 | 6.2659 | 5.9036 | 5.5377 | 5.073 | 4.7474
2028-08-23 | 4.3279 | 4.2642 | 4.2366 | 4.2088 | 4.1516 | 4.4752 | 4.6461 | 4.8086 | 5.1193 | 4.9076 | 4.7864 | 4.8276 | 4.9676 | 4.8924 | 4.96 | 5.0825 | 5.2406 | 5.4683 | 5.5312 | 5.5528 | 5.1822 | 4.8596 | 4.544 | 4.2448
2028-08-24 | 4.2696 | 4.2292 | 4.2216 | 4.182 | 4.2444 | 4.3333 | 4.5994 | 4.5317 | 4.6879 | 5.2469 | 5.2742 | 5.2023 | 5.079 | 5.02 | 5.0581 | 5.3856 | 5.5206 | 5.4973 | 5.4497 | 5.5481 | 5.4294 | 5.1642 | 4.7131 | 4.3948
2028-08-25 | 4.2402 | 4.1746 | 4.1306 | 4.1111 | 4.237 | 4.4638 | 4.5539 | 4.5883 | 4.7048 | 4.7503 | 4.7142 | 4.6442 | 4.6011 | 4.8756 | 5.2261 | 5.1796 | 5.2516 | 5.5297 | 5.4921 | 5.377 | 5.2953 | 5.1226 | 4.6799 | 4.3087
2028-08-26 | 4.1879 | 4.0824 | 4.0981 | 4.0929 | 4.157 | 4.3554 | 4.4016 | 4.5428 | 4.8368 | 4.7818 | 4.6698 | 4.8058 | 4.9053 | 4.6773 | 4.7317 | 4.8964 | 4.9484 | 5.5722 | 5.4973 | 5.4193 | 5.2638 | 4.8962 | 4.5379 | 4.3065
2028-08-27 | 4.1573 | 4.0807 | 4.1603 | 4.1043 | 4.1881 | 4.3938 | 4.5864 | 4.7061 | 4.9939 | 5.0085 | 4.8813 | 4.8941 | 4.8359 | 4.8561 | 4.8804 | 4.8975 | 5.1052 | 5.4148 | 5.5451 | 5.4659 | 5.0611 | 4.852 | 4.5066 | 4.2545
2028-08-28 | 4.0747 | 4.0056 | 3.9772 | 4.0456 | 4.0963 | 4.2969 | 4.4515 | 4.6227 | 4.8091 | 4.7184 | 4.7989 | 4.78 | 4.7291 | 4.7978 | 4.9983 | 5.2089 | 5.2898 | 5.5147 | 5.4523 | 5.4721 | 5.17 | 4.9371 | 4.5143 | 4.2773
2028-08-29 | 4.0595 | 3.9888 | 3.9853 | 3.842 | 3.8619 | 4.0599 | 4.1458 | 4.2539 | 4.3908 | 4.6322 | 4.8366 | 4.6991 | 4.7309 | 4.6218 | 4.8653 | 4.8915 | 5.0998 | 5.4979 | 5.6171 | 5.7211 | 5.2585 | 4.9512 | 4.5092 | 4.3316
2028-08-30 | 4.1883 | 4.0644 | 4.0295 | 3.9918 | 4.0616 | 4.3672 | 4.697 | 4.8352 | 4.9717 | 5.047 | 4.9852 | 5.2417 | 5.2928 | 5.107 | 5.3645 | 5.2335 | 5.4186 | 5.6508 | 5.7563 | 5.4854 | 5.0469 | 5.007 | 4.6371 | 4.331
2028-08-31 | 4.1557 | 4.113 | 4.0505 | 4.0493 | 4.0436 | 4.3316 | 4.6403 | 4.8567 | 5.0278 | 4.9435 | 4.786 | 4.8679 | 4.9264 | 4.887 | 4.9029 | 5.1447 | 5.2813 | 5.5642 | 5.5377 | 5.7854 | 5.5992 | 5.2591 | 4.7195 | 4.3389
2028-09-01 | 4.2305 | 4.08 | 4.1387 | 4.054 | 4.1101 | 4.3559 | 4.7999 | 4.8163 | 5.1232 | 5.1111 | 5.0262 | 4.972 | 5.2427 | 5.0696 | 5.1359 | 5.1231 | 5.2863 | 5.6016 | 5.5486 | 5.3921 | 5.1612 | 4.8107 | 4.5122 | 4.2101
2028-09-02 | 4.1394 | 4.031 | 4.0091 | 3.9847 | 4.0317 | 4.2211 | 4.3483 | 4.5238 | 4.7049 | 4.6996 | 4.8105 | 4.7964 | 4.6314 | 4.5889 | 4.6735 | 4.6554 | 4.8086 | 5.1203 | 5.2251 | 5.2038 | 5.0295 | 4.6915 | 4.5043 | 4.1963
2028-09-03 | 4.0849 | 4.011 | 3.9914 | 3.9338 | 4.0003 | 4.1529 | 4.3252 | 4.5469 | 4.6967 | 4.6957 | 4.6414 | 4.7996 | 4.8707 | 4.9287 | 4.8683 | 5.1687 | 5.163 | 5.1957 | 5.3289 | 5.3759 | 5.0626 | 4.7863 | 4.3662 | 4.1141
2028-09-04 | 4.0149 | 3.9657 | 3.8435 | 3.8333 | 3.9317 | 4.213 | 4.4754 | 4.4164 | 4.6941 | 4.7067 | 4.4675 | 4.7914 | 4.7218 | 4.8096 | 4.8883 | 5.095 | 5.301 | 5.5694 | 5.7492 | 5.9165 | 5.6978 | 5.3612 | 4.8333 | 4.511
2028-09-05 | 4.3822 | 4.2736 | 4.2762 | 4.0728 | 4.0084 | 4.2601 | 4.4714 | 4.6778 | 4.7031 | 4.7472 | 4.6859 | 4.6558 | 4.6097 | 4.7419 | 4.7056 | 4.7746 | 4.9843 | 5.2847 | 5.4834 | 5.4297 | 5.0065 | 4.7974 | 4.4221 | 4.2962
2028-09-06 | 4.2803 | 4.1528 | 4.1289 | 4.0946 | 4.2026 | 4.4787 | 4.8824 | 4.9755 | 5.1727 | 5.2373 | 5.0065 | 5.3135 | 5.2085 | 5.09 | 5.2329 | 5.339 | 5.5935 | 5.7281 | 5.8433 | 5.7621 | 5.2537 | 4.9873 | 4.5335 | 4.2329
2028-09-07 | 4.0617 | 4.0569 | 3.9919 | 4.0209 | 4.0933 | 4.4771 | 4.7664 | 5.0298 | 5.127 | 5.0075 | 4.9471 | 5.1181 | 5.1262 | 5.1559 | 5.1257 | 5.4368 | 5.5098 | 5.7914 | 5.8828 | 5.967 | 5.7753 | 5.4842 | 4.9143 | 4.6335
2028-09-08 | 4.3981 | 4.1938 | 4.1742 | 4.1096 | 4.1388 | 4.4302 | 4.7174 | 4.8276 | 4.9357 | 4.9536 | 4.9778 | 5.0579 | 5.0414 | 5.0382 | 5.1612 | 5.2078 | 5.2665 | 5.6769 | 5.7006 | 5.5296 | 5.3173 | 5.1042 | 4.7531 | 4.4757
2028-09-09 | 4.2358 | 4.1523 | 4.1624 | 4.0166 | 4.0754 | 4.3608 | 4.6014 | 4.8362 | 5.0834 | 5.0074 | 5.1428 | 5.0811 | 5.2468 | 5.0469 | 4.8626 | 5.2167 | 5.2471 | 5.4613 | 5.455 | 5.2125 | 5.0063 | 4.7576 | 4.5566 | 4.3755
2028-09-10 | 4.2214 | 4.1373 | 4.107 | 4.078 | 4.0982 | 4.3046 | 4.2865 | 4.5081 | 4.8282 | 4.8364 | 4.8604 | 4.9133 | 4.8921 | 5.0079 | 5.0817 | 5.32 | 5.4693 | 5.8 | 6.1336 | 5.8751 | 5.5603 | 5.3235 | 4.7772 | 4.4999
2028-09-11 | 4.2708 | 4.1689 | 4.1074 | 4.0869 | 4.2072 | 4.4819 | 4.8274 | 5.0831 | 5.3563 | 5.0446 | 5.0289 | 4.9779 | 4.9211 | 5.0033 | 5.173 | 5.2029 | 5.3227 | 5.6807 | 5.8647 | 5.8586 | 5.5287 | 5.2082 | 4.7617 | 4.3879
2028-09-12 | 4.265 | 4.1139 | 4.1258 | 4.0627 | 4.1559 | 4.4812 | 4.5081 | 4.8772 | 5.149 | 4.9949 | 5.2205 | 5.2764 | 5.2294 | 5.2101 | 5.0181 | 5.2286 | 5.3186 | 5.7423 | 5.767 | 5.7037 | 5.2196 | 4.8905 | 4.6904 | 4.333
2028-09-13 | 4.1702 | 3.9367 | 3.9737 | 4.1087 | 4.144 | 4.3806 | 4.6 | 4.7758 | 4.9031 | 4.8453 | 5.0275 | 4.8628 | 5.0233 | 5.0859 | 5.1906 | 5.2581 | 5.3142 | 5.5556 | 5.7917 | 5.755 | 5.4155 | 5.1243 | 4.7038 | 4.3615
2028-09-14 | 4.1708 | 4.0529 | 4.0315 | 4.0444 | 4.1334 | 4.5158 | 4.7195 | 4.9012 | 5.4137 | 5.1856 | 5.0068 | 5.102 | 5.0614 | 5.1576 | 5.128 | 5.2757 | 5.4132 | 5.5545 | 5.6415 | 5.7051 | 5.3532 | 5.055 | 4.6501 | 4.3126
2028-09-15 | 4.1701 | 4.1278 | 4.0499 | 4.0709 | 4.1741 | 4.386 | 4.4852 | 4.5524 | 4.8565 | 4.7819 | 4.8145 | 4.7637 | 4.773 | 4.7141 | 4.8211 | 4.9652 | 4.881 | 5.2146 | 5.3165 | 5.3556 | 5.0263 | 4.8819 | 4.5557 | 4.2687
2028-09-16 | 4.0898 | 4.0226 | 4.0435 | 4.0333 | 4.1682 | 4.2878 | 4.4388 | 4.622 | 4.7411 | 4.6887 | 4.6142 | 4.7169 | 4.6087 | 4.4674 | 4.5978 | 4.6383 | 4.7417 | 5.1775 | 5.4011 | 5.4508 | 5.1841 | 5.0178 | 4.6829 | 4.4095
2028-09-17 | 4.2183 | 4.1433 | 4.1075 | 4.0661 | 3.9874 | 4.3205 | 4.3722 | 4.541 | 4.7199 | 4.6849 | 4.6823 | 4.7037 | 4.7309 | 4.7637 | 4.7878 | 4.8573 | 5.1322 | 5.6126 | 5.8373 | 5.7742 | 5.5216 | 5.2541 | 4.8493 | 4.4491
2028-09-18 | 4.2807 | 4.1611 | 4.2404 | 4.291 | 4.3259 | 4.5535 | 4.8446 | 5.1428 | 5.2541 | 5.1644 | 5.2576 | 5.5547 | 5.6422 | 5.7006 | 5.6173 | 5.4975 | 5.5063 | 5.8334 | 5.9878 | 5.9973 | 5.4455 | 5.1219 | 4.5513 | 4.2668
2028-09-19 | 4.1774 | 4.085 | 4.1165 | 4.0995 | 4.1895 | 4.4741 | 4.6373 | 4.8431 | 4.8724 | 4.9022 | 4.8938 | 4.9088 | 4.95 | 4.9384 | 4.942 | 5.1315 | 5.248 | 5.6222 | 5.8406 | 5.83 | 5.5833 | 5.3052 | 4.8712 | 4.5747
2028-09-20 | 4.2974 | 4.1954 | 4.2249 | 4.1692 | 4.2465 | 4.5906 | 4.8118 | 4.8525 | 5.1714 | 4.9506 | 5.0065 | 4.9466 | 5.0108 | 4.921 | 4.9951 | 5.1159 | 5.2038 | 5.4051 | 5.627 | 5.5489 | 5.2456 | 4.9769 | 4.711 | 4.3899
2028-09-21 | 4.3917 | 4.2396 | 4.191 | 4.2538 | 4.2766 | 4.5782 | 4.8592 | 4.8988 | 5.0549 | 4.8918 | 5.0523 | 5.2485 | 5.5292 | 5.6587 | 5.663 | 5.9023 | 6.0845 | 6.2967 | 6.3613 | 6.346 | 6.022 | 5.4134 | 5.008 | 4.735
2028-09-22 | 4.3245 | 4.2259 | 4.1493 | 4.1358 | 4.2827 | 4.5037 | 4.7906 | 4.8381 | 4.9824 | 5.0991 | 5.158 | 5.5019 | 5.2149 | 5.2932 | 5.4627 | 5.6166 | 5.7545 | 5.882 | 6.0116 | 5.8763 | 5.6782 | 5.4795 | 4.9948 | 4.6599
2028-09-23 | 4.535 | 4.4974 | 4.2901 | 4.2797 | 4.3365 | 4.4277 | 4.5132 | 4.7917 | 4.9145 | 5.0319 | 4.7921 | 4.7522 | 5.105 | 5.1094 | 5.2556 | 5.2206 | 5.2858 | 5.3755 | 5.3592 | 5.0804 | 4.9827 | 4.8487 | 4.5928 | 4.2112
2028-09-24 | 4.0539 | 4.0817 | 3.9895 | 4.088 | 4.1645 | 4.3382 | 4.5898 | 4.7561 | 4.8998 | 5.0568 | 4.9476 | 5.0182 | 4.9229 | 4.7307 | 4.7787 | 4.9867 | 5.1095 | 5.4183 | 5.6007 | 5.5923 | 5.3585 | 5.0672 | 4.6586 | 4.4364
2028-09-25 | 4.27 | 4.1305 | 4.1396 | 4.1289 | 4.1075 | 4.3186 | 4.4576 | 4.7053 | 4.6966 | 4.7414 | 4.7951 | 5.1219 | 5.1559 | 5.042 | 4.9694 | 5.1612 | 5.2959 | 5.6241 | 5.8807 | 5.6301 | 5.3043 | 4.9505 | 4.4976 | 4.2659
2028-09-26 | 4.1905 | 4.1493 | 4.2162 | 4.1666 | 4.2085 | 4.5001 | 4.621 | 4.7587 | 4.8867 | 4.8987 | 4.9772 | 5.2418 | 5.0209 | 4.9595 | 4.8884 | 5.1087 | 5.3031 | 5.7304 | 5.8628 | 5.7756 | 5.3847 | 5.2972 | 4.9416 | 4.5895
2028-09-27 | 4.4473 | 4.3391 | 4.3704 | 4.3079 | 4.4081 | 4.5831 | 4.791 | 4.8871 | 4.8841 | 4.9574 | 4.9891 | 5.1278 | 5.0539 | 5.0164 | 5.1668 | 5.3674 | 5.6659 | 5.6737 | 5.8075 | 5.7162 | 5.4136 | 5.1163 | 4.7516 | 4.4526
2028-09-28 | 4.3703 | 4.3487 | 4.2996 | 4.2741 | 4.3674 | 4.643 | 4.9278 | 5.056 | 5.1431 | 5.1328 | 5.1294 | 5.0457 | 4.895 | 4.8541 | 5.0905 | 5.286 | 5.5556 | 5.7973 | 6.0435 | 5.9978 | 5.8069 | 5.5941 | 4.963 | 4.6132
2028-09-29 | 4.359 | 4.2696 | 4.127 | 4.0976 | 4.1265 | 4.4258 | 4.702 | 4.7828 | 4.8792 | 4.8902 | 4.8294 | 4.8797 | 4.9572 | 5.0781 | 4.9417 | 5.1107 | 5.3486 | 5.6055 | 5.5674 | 5.396 | 5.1687 | 4.9252 | 4.5133 | 4.2619
2028-09-30 | 4.1487 | 4.1551 | 4.0677 | 4.0243 | 4.0637 | 4.2976 | 4.2274 | 4.5391 | 4.6236 | 4.7285 | 4.653 | 4.831 | 4.9091 | 4.7769 | 4.8094 | 4.972 | 5.2266 | 5.4376 | 5.5367 | 5.4871 | 5.1285 | 5.0026 | 4.6931 | 4.3633
2028-10-01 | 4.1465 | 3.9851 | 4.0171 | 4.0353 | 4.0068 | 4.1485 | 4.2178 | 4.4349 | 4.5783 | 4.6022 | 4.6941 | 4.9148 | 4.8043 | 4.8286 | 4.9846 | 5.1228 | 5.2225 | 5.3257 | 5.2862 | 5.2805 | 4.9219 | 4.8049 | 4.4653 | 4.1372
2028-10-02 | 3.9909 | 4.0068 | 3.9637 | 3.9235 | 3.8438 | 4.1267 | 4.3123 | 4.4442 | 4.8136 | 4.9679 | 4.89 | 5.0876 | 4.9446 | 4.7148 | 4.998 | 5.0058 | 5.0869 | 5.3396 | 5.6707 | 5.542 | 5.3848 | 5.1517 | 4.7551 | 4.4326
2028-10-03 | 4.2759 | 4.2116 | 4.1343 | 4.009 | 4.0453 | 4.2924 | 4.3625 | 4.5995 | 4.7326 | 4.7204 | 4.9205 | 4.9921 | 5.051 | 5.1399 | 5.1283 | 5.0273 | 5.4178 | 5.6773 | 5.7131 | 5.4882 | 5.1496 | 4.8808 | 4.6367 | 4.2998
2028-10-04 | 4.1294 | 4.0356 | 4.0333 | 4.0425 | 4.1106 | 4.3055 | 4.3786 | 4.944 | 5.0658 | 5.0554 | 5.1264 | 5.1418 | 5.2197 | 5.257 | 5.2477 | 5.3043 | 5.5088 | 5.7363 | 5.9222 | 5.8149 | 5.4701 | 5.1173 | 4.8043 | 4.4472
2028-10-05 | 4.3022 | 4.2547 | 4.3076 | 4.2554 | 4.3221 | 4.6673 | 4.8415 | 5.1732 | 5.3306 | 5.296 | 5.4837 | 5.2333 | 5.0258 | 4.9386 | 5.6622 | 5.7966 | 5.9139 | 6.0809 | 6.0642 | 6.0997 | 5.8863 | 5.6641 | 5.0702 | 4.6134
2028-10-06 | 4.4685 | 4.3358 | 4.2672 | 4.2742 | 4.3372 | 4.5293 | 4.6418 | 4.796 | 4.9808 | 4.946 | 5.0356 | 5.3098 | 5.0342 | 5.3716 | 5.5262 | 5.5478 | 5.7488 | 5.9805 | 5.8293 | 5.6292 | 5.3354 | 5.025 | 4.7199 | 4.3373
2028-10-07 | 4.2066 | 4.0443 | 4.0507 | 4.0487 | 4.0937 | 4.2937 | 4.43 | 4.7123 | 4.9166 | 4.9252 | 4.9969 | 5.1446 | 4.8722 | 4.7702 | 4.9926 | 5.2863 | 5.4037 | 5.589 | 5.5663 | 5.5013 | 5.3298 | 5.1082 | 4.6933 | 4.3842
2028-10-08 | 4.1995 | 4.0562 | 4.0417 | 3.9971 | 4.0219 | 4.2387 | 4.2881 | 4.5056 | 4.6772 | 4.7757 | 4.8561 | 4.9717 | 5.0895 | 5.1045 | 5.1607 | 5.3384 | 5.2443 | 5.489 | 5.5194 | 5.4811 | 5.0998 | 4.8572 | 4.5268 | 4.1776
2028-10-09 | 4.0625 | 3.9937 | 3.9363 | 3.9992 | 4.1933 | 4.399 | 4.4795 | 4.6438 | 4.9781 | 5.0164 | 5.0523 | 4.9406 | 4.8586 | 4.6945 | 5.0752 | 5.1025 | 5.2575 | 5.5804 | 5.7133 | 5.5648 | 5.2516 | 5.0205 | 4.7784 | 4.3652
2028-10-10 | 4.2192 | 4.1181 | 4.0772 | 4.0871 | 4.152 | 4.384 | 4.6908 | 4.9022 | 5.0508 | 5.0062 | 5.022 | 5.1164 | 5.0456 | 5.1445 | 5.2084 | 5.3403 | 5.2478 | 5.4166 | 5.6015 | 5.4246 | 5.1725 | 4.8347 | 4.5379 | 4.2419
2028-10-11 | 4.144 | 3.9655 | 4.0028 | 4.079 | 4.2233 | 4.5001 | 4.4145 | 4.7446 | 5.0132 | 4.9486 | 5.0454 | 5.0868 | 5.144 | 5.0023 | 4.9215 | 5.1427 | 5.2707 | 5.5424 | 5.7186 | 5.4007 | 5.1551 | 5.0228 | 4.6926 | 4.3294
2028-10-12 | 4.2598 | 4.1573 | 4.1481 | 4.1185 | 4.1809 | 4.4982 | 4.4325 | 4.712 | 5.1784 | 5.2957 | 5.588 | 5.3547 | 5.1334 | 5.1525 | 5.2004 | 5.3304 | 5.4011 | 5.7209 | 5.6077 | 5.4553 | 5.1803 | 4.9729 | 4.7688 | 4.3795
2028-10-13 | 4.2064 | 4.1267 | 4.1013 | 4.0757 | 4.117 | 4.2922 | 4.4291 | 4.6322 | 4.9298 | 4.9743 | 4.8626 | 5.1383 | 5.1001 | 5.0553 | 5.2759 | 5.3254 | 5.5119 | 6.0084 | 6.0783 | 5.8405 | 5.5427 | 5.3181 | 4.8881 | 4.6086
2028-10-14 | 4.2357 | 4.1237 | 4.1123 | 4.141 | 4.1903 | 4.2834 | 4.5057 | 4.5485 | 4.6998 | 4.8428 | 4.8376 | 4.9255 | 4.9434 | 4.881 | 5.0395 | 5.1269 | 5.1544 | 5.4637 | 5.3837 | 5.307 | 5.2262 | 4.9972 | 4.8106 | 4.4702
2028-10-15 | 4.4451 | 4.2862 | 4.1999 | 4.2003 | 4.2647 | 4.4445 | 4.724 | 5.0514 | 5.0836 | 5.1888 | 5.0894 | 5.2113 | 5.2461 | 5.2112 | 5.3623 | 5.3885 | 5.679 | 5.8839 | 6.0883 | 5.7996 | 5.6388 | 5.3297 | 4.887 | 4.3989
2028-10-16 | 4.3185 | 4.2268 | 4.1445 | 4.1014 | 4.1819 | 4.4518 | 4.7504 | 5.0424 | 5.0644 | 4.9773 | 5.0342 | 5.0204 | 5.0689 | 5.3507 | 5.3604 | 5.3943 | 5.544 | 5.6418 | 5.7514 | 5.4536 | 5.1595 | 4.8304 | 4.5437 | 4.316
2028-10-17 | 4.2563 | 4.1142 | 4.1108 | 4.0472 | 4.1837 | 4.4344 | 4.711 | 4.9299 | 5.0169 | 4.7958 | 5.0015 | 5.1075 | 5.1278 | 5.2201 | 5.3603 | 5.4582 | 5.5355 | 5.8067 | 6.011 | 5.6459 | 5.3093 | 5.0288 | 4.6251 | 4.367
2028-10-18 | 4.24 | 4.1272 | 4.043 | 4.0355 | 4.148 | 4.3388 | 4.6596 | 4.672 | 5.0444 | 4.9303 | 5.0202 | 5.0039 | 5.118 | 5.0236 | 5.3626 | 5.3577 | 5.4285 | 5.5427 | 5.8948 | 5.6486 | 5.2825 | 4.9751 | 4.5699 | 4.2862
2028-10-19 | 4.1577 | 4.0568 | 3.9952 | 4.0425 | 4.1669 | 4.4137 | 4.8125 | 4.8925 | 5.0589 | 5.0665 | 5.1092 | 5.2305 | 5.2075 | 5.2705 | 5.2766 | 5.4219 | 5.457 | 5.7936 | 5.6522 | 5.4273 | 5.1782 | 4.8174 | 4.5013 | 4.2194
2028-10-20 | 4.0801 | 4.0949 | 4.098 | 4.0605 | 4.158 | 4.3262 | 4.6569 | 4.8154 | 5.0484 | 5.0209 | 5.0129 | 5.0123 | 5.0574 | 4.9894 | 5.0765 | 5.2842 | 5.5357 | 5.718 | 5.8353 | 5.7049 | 5.4769 | 5.2242 | 4.8674 | 4.5565
2028-10-21 | 4.3972 | 4.2252 | 4.1363 | 4.1076 | 4.2217 | 4.5333 | 4.7851 | 5.0506 | 5.1331 | 5.0584 | 4.9371 | 5.0495 | 5.1026 | 5.0046 | 5.104 | 5.2318 | 5.446 | 5.6056 | 5.5397 | 5.3504 | 5.0458 | 4.8501 | 4.5641 | 4.1943
2028-10-22 | 4.0916 | 4.0044 | 4.0063 | 3.9847 | 3.9636 | 4.2176 | 4.2512 | 4.4718 | 4.6483 | 4.8989 | 4.7932 | 4.8819 | 4.7997 | 4.7609 | 4.8624 | 5.0443 | 5.2175 | 5.5275 | 5.6158 | 5.5699 | 5.2895 | 4.959 | 4.6013 | 4.2415
2028-10-23 | 4.0866 | 3.9878 | 4.0223 | 3.9817 | 4.0746 | 4.3451 | 4.6062 | 4.8173 | 4.9223 | 4.9408 | 4.8302 | 4.9431 | 5.02 | 4.9868 | 5.1991 | 5.3893 | 5.5595 | 5.7659 | 5.9201 | 5.8091 | 5.4599 | 5.1955 | 4.779 | 4.4082
2028-10-24 | 4.2433 | 4.0357 | 3.9717 | 3.9758 | 3.9695 | 4.1887 | 4.5517 | 4.7392 | 5.1245 | 5.0019 | 4.9323 | 4.9263 | 5.1027 | 5.1277 | 5.1591 | 5.3222 | 5.5102 | 5.777 | 5.8694 | 5.6774 | 5.3499 | 5.0128 | 4.7288 | 4.3602
2028-10-25 | 4.2495 | 4.1212 | 4.0269 | 3.9938 | 3.9626 | 4.2837 | 4.5574 | 4.7583 | 4.9648 | 4.9843 | 4.9467 | 4.9325 | 4.9863 | 5.0492 | 5.1146 | 5.0829 | 5.418 | 5.7663 | 5.9476 | 5.7547 | 5.5067 | 5.2138 | 4.7577 | 4.3832
2028-10-26 | 4.266 | 4.1402 | 4.0596 | 4.0792 | 4.1242 | 4.3147 | 4.5612 | 4.6719 | 4.7939 | 4.9077 | 4.9233 | 4.9144 | 4.863 | 4.7654 | 5.0005 | 5.1144 | 5.4676 | 5.7573 | 5.6259 | 5.3335 | 5.077 | 4.9111 | 4.5749 | 4.3169
2028-10-27 | 4.1974 | 4.1079 | 4.0797 | 4.1103 | 4.0826 | 4.3691 | 4.542 | 4.8233 | 4.9075 | 5.025 | 4.9177 | 4.9542 | 4.9178 | 4.7485 | 4.9785 | 5.2536 | 5.4027 | 5.7142 | 5.7393 | 5.5515 | 5.2945 | 4.9848 | 4.6804 | 4.4049
2028-10-28 | 4.2425 | 4.173 | 4.0887 | 4.1464 | 4.1713 | 4.3233 | 4.4372 | 4.5567 | 4.8161 | 4.9172 | 4.8891 | 4.963 | 4.9009 | 4.8081 | 5.0673 | 5.3276 | 5.4836 | 5.6279 | 5.6685 | 5.38 | 5.0904 | 4.7258 | 4.5746 | 4.2234
2028-10-29 | 4.1518 | 4.039 | 3.9875 | 3.815 | 3.889 | 4.1603 | 4.3508 | 4.5773 | 4.9356 | 4.8419 | 4.9302 | 4.8028 | 4.8037 | 4.796 | 4.9276 | 5.13 | 5.4778 | 5.6758 | 5.8127 | 5.5237 | 5.2628 | 5.002 | 4.6588 | 4.3216
2028-10-30 | 4.2222 | 3.9638 | 3.9549 | 3.942 | 4.1942 | 4.4071 | 4.7778 | 4.8435 | 4.9889 | 4.9928 | 4.908 | 4.9413 | 5.1013 | 5.1562 | 5.0994 | 5.6035 | 5.8529 | 6.169 | 6.2585 | 6.0516 | 5.6423 | 5.3347 | 4.948 | 4.5597
2028-10-31 | 4.2518 | 4.0906 | 4.0712 | 4.0362 | 4.2033 | 4.5076 | 4.9066 | 4.9277 | 5.0337 | 5.1243 | 5.0916 | 5.0814 | 5.1446 | 5.1681 | 5.2697 | 5.5147 | 5.6908 | 6.0268 | 6.0743 | 5.8045 | 5.5738 | 5.2343 | 4.7829 | 4.6147
2028-11-01 | 4.4139 | 4.3213 | 4.2361 | 4.2033 | 4.2446 | 4.6108 | 4.8455 | 4.9976 | 5.1565 | 4.9503 | 4.9061 | 4.9809 | 5.0021 | 4.9195 | 4.9191 | 5.1642 | 5.5462 | 5.8269 | 5.8974 | 5.7546 | 5.4798 | 5.1667 | 4.7273 | 4.4262
2028-11-02 | 4.2922 | 4.1904 | 4.1653 | 4.2226 | 4.2331 | 4.3936 | 4.8773 | 5.2246 | 5.2173 | 5.0397 | 5.1805 | 4.9314 | 5.0529 | 4.8234 | 4.9516 | 4.7756 | 4.6242 | 4.9596 | 5.4622 | 5.5354 | 5.2258 | 4.9756 | 4.7264 | 4.4953
2028-11-03 | 4.0494 | 3.7578 | 3.8862 | 3.8685 | 4.2014 | 4.5338 | 4.8351 | 5.1012 | 5.1733 | 5.121 | 5.1545 | 5.2072 | 5.2119 | 5.0887 | 5.0804 | 5.3905 | 5.4675 | 5.6587 | 5.6618 | 5.4108 | 5.0896 | 4.854 | 4.5249 | 4.1637
2028-11-04 | 3.9728 | 3.9255 | 3.9339 | 3.9557 | 4.1395 | 4.1753 | 4.4659 | 4.6325 | 4.9616 | 4.9678 | 4.8554 | 4.8449 | 4.8775 | 4.9249 | 5.0004 | 5.1601 | 5.3703 | 5.6526 | 5.6171 | 5.2013 | 4.9476 | 4.8143 | 4.5122 | 4.2318
2028-11-05 | 4.0748 | 4.0038 | 3.8948 | 3.8313 | 3.9954 | 4.1889 | 4.3175 | 4.5888 | 4.7987 | 4.8163 | 4.9792 | 4.8971 | 4.9552 | 4.8774 | 5.0369 | 5.1988 | 5.379 | 5.5113 | 5.5497 | 5.4506 | 5.133 | 4.9165 | 4.5809 | 4.3407
2028-11-06 | 4.1902 | 4.1223 | 4.103 | 3.9631 | 4.1311 | 4.2444 | 4.4313 | 4.6826 | 4.8422 | 4.7786 | 4.8266 | 4.8498 | 4.9235 | 5.1097 | 5.2466 | 5.3322 | 5.4351 | 5.6968 | 5.8148 | 5.573 | 5.3529 | 5.0581 | 4.5866 | 4.3255
2028-11-07 | 4.3737 | 4.2787 | 4.2297 | 4.3876 | 4.5625 | 4.742 | 4.812 | 4.986 | 5.3424 | 5.2882 | 5.1249 | 5.2153 | 5.2326 | 5.3653 | 5.5666 | 5.5524 | 5.8229 | 6.2745 | 6.3653 | 5.9852 | 5.6619 | 5.231 | 4.848 | 4.5197
2028-11-08 | 4.1669 | 4.0658 | 4.014 | 4.0673 | 3.975 | 4.3305 | 4.5443 | 4.4785 | 4.964 | 4.8606 | 4.9391 | 4.9424 | 5.0988 | 4.9033 | 5.1149 | 5.3761 | 5.4994 | 5.9432 | 6.1076 | 5.8817 | 5.6547 | 5.377 | 4.8432 | 4.5666
2028-11-09 | 4.3943 | 4.2694 | 4.2829 | 4.1752 | 4.2593 | 4.3889 | 4.6532 | 5.138 | 5.3298 | 5.1153 | 4.9187 | 4.8661 | 4.8549 | 4.949 | 5.0749 | 5.2527 | 5.4559 | 5.7233 | 5.8338 | 5.6095 | 5.4308 | 5.1939 | 4.7429 | 4.4146
2028-11-10 | 4.2277 | 4.1431 | 4.1752 | 4.1761 | 4.2578 | 4.5637 | 4.8172 | 5.131 | 5.1401 | 5.1478 | 5.0784 | 5.1939 | 5.389 | 5.2373 | 5.3661 | 5.5349 | 5.6009 | 5.922 | 5.962 | 5.6992 | 5.3493 | 5.1791 | 4.7209 | 4.4087
2028-11-11 | 4.3208 | 4.191 | 4.1852 | 4.2032 | 4.2592 | 4.4841 | 4.6763 | 4.7409 | 5.1072 | 4.8725 | 4.9668 | 5.0032 | 4.9859 | 5.0406 | 4.9771 | 4.985 | 5.1014 | 5.3669 | 5.3785 | 5.1363 | 4.9409 | 4.7484 | 4.4943 | 4.2228
2028-11-12 | 4.099 | 3.9321 | 4.0204 | 4.0963 | 4.2016 | 4.4448 | 4.6819 | 4.9696 | 5.1308 | 5.1641 | 5.1046 | 5.1995 | 5.2122 | 4.9545 | 5.0173 | 5.282 | 5.3866 | 5.6052 | 5.6339 | 5.3935 | 5.0716 | 4.7838 | 4.5393 | 4.1199
2028-11-13 | 3.9964 | 3.8736 | 3.8688 | 3.9359 | 4.1216 | 4.3704 | 4.6584 | 4.9396 | 4.9077 | 4.8601 | 5.0421 | 4.9873 | 4.9973 | 5.1456 | 5.4558 | 5.5149 | 5.6969 | 5.8597 | 5.9829 | 5.7838 | 5.5062 | 5.2385 | 4.6312 | 4.4348
2028-11-14 | 4.1735 | 3.9899 | 3.9897 | 3.9627 | 4.1717 | 4.4762 | 4.7405 | 4.8972 | 4.9383 | 4.8334 | 4.9588 | 5.0625 | 5.1251 | 5.0659 | 5.0513 | 5.1665 | 5.3685 | 5.6732 | 5.8316 | 5.5499 | 5.3175 | 5.0424 | 4.696 | 4.3852
2028-11-15 | 4.1822 | 4.0216 | 3.9807 | 4.0591 | 4.1412 | 4.4939 | 4.8381 | 5.0449 | 5.1411 | 4.9783 | 5.0336 | 5.0418 | 5.2676 | 5.1348 | 5.2171 | 5.3357 | 5.6107 | 5.6909 | 5.7043 | 5.5255 | 5.2893 | 4.962 | 4.6572 | 4.407
2028-11-16 | 4.2811 | 4.1471 | 4.0666 | 4.0937 | 4.1695 | 4.3249 | 4.6584 | 4.8121 | 4.8069 | 4.7358 | 4.8065 | 4.7821 | 4.773 | 4.7947 | 4.9014 | 5.0783 | 5.2555 | 5.4946 | 5.7181 | 5.5344 | 5.2485 | 5.089 | 4.7406 | 4.5301
2028-11-17 | 4.3977 | 4.3015 | 4.2251 | 4.2296 | 4.3683 | 4.5857 | 4.8328 | 4.8658 | 5.2502 | 4.916 | 4.8632 | 4.7659 | 4.9462 | 5.0238 | 4.9704 | 5.063 | 5.16 | 5.44 | 5.6516 | 5.3238 | 5.1066 | 4.8603 | 4.6653 | 4.3665
2028-11-18 | 4.1872 | 4.0352 | 4.0423 | 4.1065 | 4.0174 | 4.2145 | 4.4106 | 4.6653 | 4.8887 | 4.7918 | 4.6946 | 4.8334 | 4.7715 | 4.7896 | 4.7119 | 4.8449 | 5.099 | 5.366 | 5.4908 | 5.2285 | 4.9263 | 4.5912 | 4.3548 | 4.1852
2028-11-19 | 4.1284 | 4.0012 | 3.7974 | 3.8321 | 3.8215 | 4.14 | 4.4347 | 4.6295 | 4.906 | 5.0099 | 4.9559 | 4.9101 | 5.0018 | 5.1474 | 5.037 | 5.2692 | 5.4134 | 5.7052 | 5.694 | 5.4057 | 5.1221 | 4.6347 | 4.3487 | 4.2055
2028-11-20 | 4.015 | 3.8598 | 3.8873 | 3.8038 | 3.8774 | 4.2479 | 4.4622 | 4.7458 | 4.8694 | 4.8659 | 4.76 | 4.7869 | 4.7322 | 4.7617 | 4.9259 | 5.3001 | 5.5252 | 5.5719 | 5.7564 | 5.6854 | 5.4341 | 5.2245 | 4.6669 | 4.4041
2028-11-21 | 4.2231 | 4.063 | 4.0652 | 4.0542 | 4.2348 | 4.302 | 4.6125 | 4.8071 | 5.0041 | 5.0033 | 4.8725 | 4.9061 | 5.0979 | 5.2417 | 5.3404 | 5.3362 | 5.5515 | 5.6796 | 5.7792 | 5.5529 | 5.2898 | 4.9452 | 4.5015 | 4.173
2028-11-22 | 4.0481 | 3.9374 | 3.8895 | 3.9932 | 4.0844 | 4.2016 | 4.4527 | 4.7403 | 5.064 | 5.1638 | 5.1323 | 5.2504 | 5.3874 | 5.2778 | 5.4595 | 5.5812 | 5.6154 | 5.768 | 5.8325 | 5.5824 | 5.248 | 4.9379 | 4.6197 | 4.2294
2028-11-23 | 4.0704 | 3.9445 | 3.9634 | 3.9466 | 4.0789 | 4.2154 | 4.5913 | 4.8417 | 5.3222 | 5.3 | 5.1717 | 5.0977 | 5.0911 | 5.1469 | 5.2357 | 5.3214 | 5.6009 | 5.6609 | 5.6191 | 5.3118 | 5.1018 | 4.894 | 4.6084 | 4.221
2028-11-24 | 4.0044 | 3.9288 | 3.887 | 3.756 | 3.8733 | 3.8942 | 4.1494 | 4.375 | 4.7321 | 4.7231 | 4.7468 | 4.6878 | 4.8208 | 4.8991 | 4.9216 | 5.2313 | 5.3593 | 5.418 | 5.3428 | 5.0862 | 5.0268 | 4.8496 | 4.2759 | 4.078
2028-11-25 | 4.0819 | 4.0162 | 3.7715 | 3.9318 | 3.9835 | 4.0314 | 4.2901 | 4.488 | 4.7721 | 4.748 | 4.6237 | 4.6447 | 4.7107 | 4.6231 | 4.7376 | 4.9144 | 5.112 | 5.2384 | 5.2824 | 5.119 | 4.8644 | 4.6637 | 4.3917 | 4.2369
2028-11-26 | 3.6924 | 3.539 | 3.5365 | 3.5617 | 3.5899 | 3.8 | 4.1101 | 4.4194 | 4.4996 | 4.5335 | 4.2902 | 4.2725 | 4.2718 | 4.1886 | 4.3633 | 4.4427 | 4.5382 | 4.8818 | 4.9809 | 4.8595 | 4.6082 | 4.2891 | 3.8977 | 3.6953
2028-11-27 | 3.5843 | 3.4457 | 3.4356 | 3.4125 | 3.4783 | 3.754 | 4.1396 | 4.381 | 4.5144 | 4.6379 | 4.2701 | 4.3158 | 4.3175 | 4.415 | 4.4727 | 4.6086 | 4.7757 | 5.0977 | 5.1893 | 4.9978 | 4.5457 | 4.1998 | 3.8297 | 3.6067
2028-11-28 | 3.4993 | 3.3597 | 3.3188 | 3.3297 | 3.4746 | 3.7956 | 4.0818 | 4.2352 | 4.4566 | 4.4995 | 4.3238 | 4.2797 | 4.4865 | 4.2589 | 4.4199 | 4.5619 | 4.6729 | 4.9722 | 5.2151 | 5.1258 | 4.9448 | 4.5958 | 4.0836 | 3.8456
2028-11-29 | 3.6843 | 3.5861 | 3.5617 | 3.5278 | 3.6336 | 4.0021 | 4.3711 | 4.526 | 4.5175 | 4.5277 | 4.5234 | 4.4136 | 4.3558 | 4.3862 | 4.4981 | 4.5302 | 4.8196 | 5.0254 | 5.3981 | 5.003 | 4.6465 | 4.3249 | 3.8786 | 3.5564
2028-11-30 | 3.4832 | 3.4704 | 3.425 | 3.4175 | 3.4876 | 3.8717 | 4.221 | 4.3577 | 4.2344 | 4.2289 | 4.2656 | 4.3352 | 4.3434 | 4.2882 | 4.3818 | 4.5616 | 4.652 | 5.0007 | 5.2849 | 5.2513 | 5.0705 | 4.7036 | 4.2242 | 3.9474
2028-12-01 | 3.8426 | 3.7781 | 3.6692 | 3.6541 | 3.7388 | 4.0512 | 4.5447 | 4.7384 | 4.5959 | 4.3838 | 4.4103 | 4.3798 | 4.4261 | 4.3116 | 4.4118 | 4.5494 | 4.6821 | 4.9012 | 5.022 | 4.7682 | 4.5543 | 4.2806 | 4.047 | 3.805
2028-12-02 | 3.5985 | 3.4778 | 3.4535 | 3.4194 | 3.4906 | 3.797 | 3.9683 | 4.1785 | 4.3225 | 4.4648 | 4.3863 | 4.4165 | 4.4105 | 4.382 | 4.5367 | 4.6835 | 4.6455 | 4.8655 | 4.9739 | 4.7136 | 4.6437 | 4.4119 | 4.1164 | 3.8574
2028-12-03 | 3.7415 | 3.5807 | 3.5284 | 3.5594 | 3.6571 | 3.8836 | 4.0854 | 4.3439 | 4.5037 | 4.5644 | 4.4473 | 4.2683 | 4.335 | 4.3723 | 4.4009 | 4.4926 | 4.7674 | 5.032 | 5.2409 | 4.7712 | 4.537 | 4.2339 | 3.9705 | 3.6325
2028-12-04 | 3.4234 | 3.3651 | 3.3095 | 3.3348 | 3.3988 | 3.7304 | 4.0394 | 4.2588 | 4.5907 | 4.4365 | 4.4006 | 4.4648 | 4.4945 | 4.4417 | 4.4813 | 4.7485 | 4.8612 | 5.0421 | 5.1245 | 4.9041 | 4.8558 | 4.5358 | 4.0387 | 3.7613
2028-12-05 | 3.601 | 3.66 | 3.5561 | 3.4852 | 3.5702 | 3.7939 | 4.1115 | 4.4774 | 4.545 | 4.6079 | 4.5065 | 4.5325 | 4.4691 | 4.5877 | 4.5467 | 4.7372 | 4.8158 | 5.2603 | 5.5436 | 5.368 | 5.0041 | 4.648 | 4.1908 | 3.9311
2028-12-06 | 3.8024 | 3.5892 | 3.5243 | 3.5528 | 3.6527 | 3.9896 | 4.3328 | 4.6448 | 4.7569 | 4.8492 | 4.7914 | 4.8967 | 4.7956 | 4.844 | 4.8488 | 4.8769 | 4.9275 | 5.1622 | 5.4443 | 5.1531 | 4.7951 | 4.4337 | 4.0644 | 3.8221
2028-12-07 | 3.709 | 3.6605 | 3.6321 | 3.636 | 3.7294 | 4.0538 | 4.3605 | 4.5754 | 4.4719 | 4.5189 | 4.4444 | 4.3338 | 4.2712 | 4.2041 | 4.3335 | 4.4529 | 4.7011 | 5.1199 | 5.3077 | 5.0899 | 4.762 | 4.4034 | 4.0662 | 3.8328
2028-12-08 | 3.6379 | 3.5298 | 3.5757 | 3.5004 | 3.5145 | 3.8354 | 4.2055 | 4.4146 | 4.426 | 4.7804 | 4.6438 | 4.6241 | 4.6481 | 4.7005 | 4.7868 | 4.9928 | 5.1498 | 5.2566 | 5.2349 | 4.9443 | 4.7168 | 4.4824 | 4.1005 | 3.7917
2028-12-09 | 3.547 | 3.4376 | 3.4135 | 3.3561 | 3.4182 | 3.6018 | 3.8691 | 4.0866 | 4.2143 | 4.269 | 4.1695 | 4.1992 | 4.19 | 4.2319 | 4.3272 | 4.3262 | 4.611 | 4.8468 | 5.0813 | 4.8651 | 4.5557 | 4.2821 | 3.9953 | 3.7869
2028-12-10 | 3.5528 | 3.4062 | 3.2894 | 3.1847 | 3.2909 | 3.4297 | 3.7726 | 4.0861 | 4.3413 | 4.4428 | 4.3633 | 4.3673 | 4.3656 | 4.3076 | 4.4505 | 4.5523 | 4.7897 | 5.2771 | 5.4291 | 5.2271 | 4.6978 | 4.4332 | 4.1208 | 3.7896
2028-12-11 | 3.626 | 3.4826 | 3.4492 | 3.4429 | 3.426 | 3.7029 | 3.988 | 4.3146 | 4.2488 | 4.2929 | 4.3229 | 4.3696 | 4.4744 | 4.3453 | 4.3896 | 4.4169 | 4.7755 | 5.1336 | 5.2957 | 5.1767 | 4.8573 | 4.5371 | 3.9669 | 3.7037
2028-12-12 | 3.733 | 3.6581 | 3.5046 | 3.4479 | 3.5566 | 3.819 | 4.0233 | 4.2442 | 4.294 | 4.3463 | 4.243 | 4.3345 | 4.3704 | 4.3695 | 4.4172 | 4.5168 | 4.5671 | 4.9362 | 5.2169 | 5.0419 | 4.7628 | 4.4739 | 4.0976 | 3.8238
2028-12-13 | 3.6766 | 3.5597 | 3.494 | 3.4366 | 3.5252 | 3.8442 | 4.1133 | 4.4496 | 4.4636 | 4.4631 | 4.3408 | 4.2743 | 4.4273 | 4.2875 | 4.3113 | 4.5288 | 4.8724 | 5.09 | 5.175 | 5.2219 | 4.9874 | 4.5252 | 4.0378 | 3.7148
2028-12-14 | 3.5865 | 3.4676 | 3.3895 | 3.3323 | 3.4842 | 3.7651 | 4.193 | 4.3255 | 4.3415 | 4.4179 | 4.2476 | 4.215 | 4.2337 | 4.172 | 4.2181 | 4.4838 | 4.6388 | 5.0743 | 5.5187 | 5.3404 | 4.8982 | 4.5637 | 4.1627 | 3.9556
2028-12-15 | 3.7315 | 3.5298 | 3.5568 | 3.5022 | 3.6447 | 3.9144 | 4.0448 | 4.2747 | 4.2884 | 4.2985 | 4.3712 | 4.7003 | 4.6135 | 4.4634 | 4.5583 | 4.7614 | 4.9325 | 5.2613 | 5.4419 | 5.3245 | 5.0012 | 4.6023 | 4.2219 | 3.9952
2028-12-16 | 3.8725 | 3.7244 | 3.668 | 3.6702 | 3.7134 | 3.8087 | 3.9786 | 4.116 | 4.2394 | 4.3252 | 4.2317 | 4.4047 | 4.3623 | 4.3437 | 4.4468 | 4.7414 | 4.7677 | 5.1848 | 5.4207 | 5.213 | 4.8578 | 4.6671 | 4.1845 | 3.8697
2028-12-17 | 3.8271 | 3.6679 | 3.5655 | 3.5296 | 3.5073 | 3.6167 | 3.8394 | 4.069 | 4.1437 | 4.2657 | 4.3161 | 4.346 | 4.2731 | 4.3638 | 4.2684 | 4.4953 | 4.8171 | 5.2634 | 5.406 | 5.2436 | 4.8956 | 4.5095 | 4.0943 | 3.8015
2028-12-18 | 3.7287 | 3.5912 | 3.4926 | 3.4732 | 3.5641 | 3.7107 | 3.9362 | 4.1993 | 4.5417 | 4.7589 | 4.799 | 5.0073 | 4.9552 | 4.9524 | 5.0367 | 5.2108 | 5.2792 | 5.7243 | 5.7696 | 5.4871 | 5.2102 | 4.828 | 4.4872 | 4.157
2028-12-19 | 3.9052 | 3.7149 | 3.6008 | 3.5039 | 3.5994 | 3.6646 | 3.8529 | 4.0805 | 4.4115 | 4.607 | 4.7998 | 4.7321 | 4.7727 | 4.8328 | 4.8477 | 4.8624 | 5.0119 | 5.4361 | 5.6485 | 5.4447 | 5.1138 | 4.785 | 4.3898 | 4.1662
2028-12-20 | 4.2706 | 4.1482 | 4.0556 | 4.0484 | 4.1981 | 4.355 | 4.5335 | 4.8707 | 5.2032 | 5.0535 | 5.3031 | 5.3769 | 5.4096 | 5.3074 | 5.6203 | 5.682 | 5.966 | 6.1584 | 6.4692 | 6.3398 | 5.7672 | 5.2324 | 4.7007 | 4.1963
2028-12-21 | 3.7994 | 3.671 | 3.6311 | 3.6051 | 3.6586 | 3.9099 | 4.1175 | 4.4075 | 4.7068 | 4.6979 | 4.8768 | 4.9622 | 4.8879 | 4.956 | 5.0725 | 5.0978 | 5.469 | 5.7961 | 5.9158 | 5.7457 | 5.3194 | 5.0676 | 4.6689 | 4.0965
2028-12-22 | 3.8939 | 3.7462 | 3.724 | 3.6 | 3.7163 | 3.9138 | 4.0787 | 4.41 | 4.7419 | 4.9287 | 5.1683 | 5.3309 | 5.4253 | 5.1854 | 5.27 | 5.3306 | 5.6768 | 6.0216 | 6.0458 | 5.6807 | 5.3779 | 5.2084 | 4.7896 | 4.2505
2028-12-23 | 4.0623 | 3.8983 | 3.9528 | 3.8353 | 3.6697 | 3.8629 | 4.1269 | 4.4859 | 4.714 | 4.8542 | 4.928 | 4.803 | 4.8575 | 4.816 | 4.8541 | 4.9828 | 5.342 | 5.6871 | 5.8587 | 5.6824 | 5.361 | 5.0462 | 4.5641 | 4.1623
2028-12-24 | 3.9242 | 3.7393 | 3.6403 | 3.7367 | 3.6352 | 3.7768 | 4.0219 | 4.4361 | 4.7591 | 4.812 | 4.7977 | 4.8978 | 4.9824 | 4.7693 | 5.0238 | 5.2712 | 5.4579 | 5.8365 | 5.9601 | 5.8237 | 5.3571 | 5.1499 | 4.7842 | 4.279
2028-12-25 | 3.9417 | 3.8257 | 3.7773 | 3.6764 | 3.8121 | 3.8473 | 3.9496 | 4.2603 | 4.6406 | 4.7535 | 4.8973 | 4.9791 | 4.9425 | 4.7013 | 4.9141 | 5.1617 | 5.394 | 5.791 | 5.8975 | 5.7573 | 5.3416 | 5.1604 | 4.7801 | 4.2747
2028-12-26 | 3.8345 | 3.6485 | 3.4641 | 3.4696 | 3.5048 | 3.6165 | 3.7566 | 3.9727 | 4.3066 | 4.3665 | 4.6345 | 4.5958 | 4.6887 | 4.7886 | 4.8427 | 4.8434 | 5.034 | 5.4253 | 5.6227 | 5.375 | 5.083 | 4.7628 | 4.3817 | 4.1217
2028-12-27 | 4.0318 | 3.9198 | 3.8316 | 3.8263 | 3.9746 | 4.126 | 4.2881 | 4.6116 | 4.9046 | 4.7489 | 4.9756 | 5.0624 | 5.0877 | 4.9824 | 5.2479 | 5.291 | 5.6323 | 5.82 | 6.0996 | 5.977 | 5.4419 | 4.9384 | 4.4361 | 3.9636
2028-12-28 | 3.7989 | 3.669 | 3.6302 | 3.6018 | 3.6789 | 3.9354 | 4.1461 | 4.4104 | 4.703 | 4.7002 | 4.8551 | 4.9925 | 4.9161 | 4.9583 | 5.071 | 5.12 | 5.4596 | 5.8079 | 5.9287 | 5.7619 | 5.337 | 5.0703 | 4.6686 | 4.0952
2028-12-29 | 3.8965 | 3.7495 | 3.7251 | 3.6123 | 3.7396 | 3.9213 | 4.0842 | 4.4148 | 4.7413 | 4.9321 | 5.1723 | 5.3329 | 5.3996 | 5.173 | 5.2789 | 5.3559 | 5.6765 | 6.0245 | 6.0563 | 5.688 | 5.3931 | 5.2082 | 4.7875 | 4.2457
2028-12-30 | 4.0574 | 3.8914 | 3.951 | 3.8552 | 3.6927 | 3.8826 | 4.127 | 4.4907 | 4.7318 | 4.8681 | 4.9372 | 4.8314 | 4.8593 | 4.8259 | 4.867 | 5.0219 | 5.3576 | 5.694 | 5.859 | 5.6732 | 5.3531 | 5.0411 | 4.5608 | 4.1593
2028-12-31 | 3.9421 | 3.7567 | 3.6583 | 3.7565 | 3.6581 | 3.8003 | 4.0483 | 4.4484 | 4.7386 | 4.8057 | 4.8054 | 4.907 | 4.9585 | 4.7314 | 4.987 | 5.2414 | 5.4285 | 5.8211 | 5.9505 | 5.8042 | 5.3436 | 5.1429 | 4.7816 | 4.2731
2029-01-01 | 3.6825 | 3.6482 | 3.6017 | 3.6325 | 3.6623 | 3.8331 | 4.1167 | 4.2561 | 4.3242 | 4.2934 | 4.3511 | 4.4009 | 4.4692 | 4.4721 | 4.8983 | 5.0722 | 5.2419 | 5.5389 | 5.6304 | 5.439 | 5.0279 | 4.6085 | 4.2048 | 3.8175
2029-01-02 | 4.264 | 4.0822 | 3.9235 | 3.8239 | 3.8127 | 3.9581 | 4.0091 | 4.2832 | 4.3417 | 4.531 | 4.9391 | 4.9391 | 4.879 | 4.7728 | 4.8 | 4.8412 | 5.1011 | 5.6039 | 6.0605 | 5.7983 | 5.393 | 5.0865 | 4.6377 | 4.0726
2029-01-03 | 3.8003 | 3.6939 | 3.6088 | 3.6905 | 3.7054 | 3.8638 | 4.1603 | 4.3583 | 4.5258 | 4.6161 | 4.6758 | 4.5804 | 4.5441 | 4.6684 | 4.8361 | 4.9896 | 5.2325 | 5.5437 | 5.8857 | 5.7048 | 5.3365 | 4.948 | 4.4263 | 3.8765
2029-01-04 | 3.6953 | 3.6099 | 3.5966 | 3.5993 | 3.6446 | 3.8673 | 4.1006 | 4.3138 | 4.6263 | 4.6685 | 4.3272 | 4.3309 | 4.2832 | 4.2991 | 4.3325 | 4.898 | 5.2452 | 5.5861 | 5.8078 | 5.4919 | 5.0819 | 4.7762 | 4.2947 | 3.875
2029-01-05 | 3.7759 | 3.6556 | 3.6633 | 3.7175 | 3.7644 | 4.0174 | 4.2243 | 4.3744 | 4.4179 | 4.3766 | 4.283 | 4.363 | 4.3737 | 4.3257 | 4.4786 | 4.7483 | 5.2482 | 5.5273 | 5.7314 | 5.5609 | 5.18 | 4.8037 | 4.3443 | 3.9852
2029-01-06 | 3.7933 | 3.7158 | 3.6584 | 3.6163 | 3.6741 | 3.7833 | 4.116 | 4.2336 | 4.2919 | 4.3281 | 4.2363 | 4.1159 | 4.2777 | 4.4471 | 4.4063 | 4.6177 | 4.9682 | 5.1179 | 5.2566 | 5.1177 | 4.8488 | 4.5891 | 4.1105 | 3.8955
2029-01-07 | 3.7648 | 3.6351 | 3.6151 | 3.575 | 3.5631 | 3.712 | 3.8745 | 3.9108 | 4.1338 | 4.1744 | 4.0566 | 4.0231 | 4.1211 | 4.3402 | 4.4151 | 4.5585 | 4.8184 | 5.1286 | 5.1769 | 5.0485 | 4.8539 | 4.4708 | 4.1013 | 3.851
2029-01-08 | 3.697 | 3.6382 | 3.5819 | 3.6132 | 3.641 | 3.8251 | 4.1116 | 4.2447 | 4.3101 | 4.2797 | 4.3414 | 4.3732 | 4.465 | 4.4627 | 4.8693 | 5.0297 | 5.2043 | 5.5165 | 5.6039 | 5.4164 | 5.0129 | 4.5913 | 4.2006 | 3.8166
2029-01-09 | 3.7039 | 3.5871 | 3.5514 | 3.6288 | 3.6429 | 3.8523 | 4.0869 | 4.22 | 4.2849 | 4.1199 | 4.1807 | 4.2168 | 4.3274 | 4.5922 | 5.0081 | 4.9966 | 5.018 | 5.2945 | 5.6476 | 5.4148 | 4.9483 | 4.62 | 4.1214 | 3.7612
2029-01-10 | 3.6139 | 3.5704 | 3.5034 | 3.5045 | 3.6069 | 3.9369 | 4.2217 | 4.5022 | 4.4528 | 4.3633 | 4.3353 | 4.3863 | 4.3476 | 4.6852 | 4.6335 | 4.7371 | 4.8799 | 5.2721 | 5.5218 | 5.2376 | 5.0466 | 4.6045 | 4.208 | 3.8773
2029-01-11 | 3.6996 | 3.6223 | 3.6291 | 3.6183 | 3.6703 | 3.8947 | 4.1926 | 4.467 | 4.3492 | 4.5613 | 4.6973 | 4.4777 | 4.4981 | 4.5198 | 4.6039 | 4.6036 | 4.8195 | 5.3935 | 5.7257 | 5.4456 | 5.0366 | 4.7192 | 4.2386 | 4.0942
2029-01-12 | 3.7948 | 3.6568 | 3.6188 | 3.6258 | 3.7154 | 3.924 | 4.345 | 4.4856 | 4.4335 | 4.5376 | 4.5488 | 4.7845 | 4.7077 | 4.6971 | 4.7072 | 4.8179 | 4.8875 | 5.3343 | 5.5196 | 5.1969 | 4.9212 | 4.5154 | 4.0432 | 4.0033
2029-01-13 | 3.7746 | 3.5118 | 3.5163 | 3.5376 | 3.482 | 3.64 | 3.8524 | 4.1445 | 4.3911 | 4.6138 | 4.3599 | 4.4884 | 4.5703 | 4.4324 | 4.3856 | 4.7011 | 4.9556 | 5.2359 | 5.3768 | 5.257 | 4.9551 | 4.5183 | 4.1338 | 4.0712
2029-01-14 | 3.7576 | 3.5538 | 3.5379 | 3.5732 | 3.5097 | 3.6835 | 3.8705 | 4.0938 | 4.4018 | 4.6806 | 4.7791 | 4.7064 | 4.5623 | 4.493 | 4.5906 | 4.74 | 4.8073 | 5.0808 | 5.4203 | 5.2765 | 4.8614 | 4.4674 | 4.0438 | 3.7544
2029-01-15 | 3.6566 | 3.5599 | 3.4958 | 3.5124 | 3.5927 | 3.7394 | 4.0857 | 4.485 | 4.612 | 4.5386 | 4.6071 | 4.5547 | 4.7247 | 4.6593 | 4.6993 | 4.5012 | 4.7342 | 5.2582 | 5.5322 | 5.2371 | 4.973 | 4.7953 | 4.0657 | 3.7745
2029-01-16 | 3.6298 | 3.5167 | 3.4235 | 3.477 | 3.5303 | 3.7568 | 4.0511 | 4.2371 | 4.222 | 4.1356 | 4.0751 | 4.1925 | 4.1477 | 4.1358 | 4.1696 | 4.2009 | 4.2957 | 4.644 | 5.084 | 4.9816 | 4.6763 | 4.2871 | 3.9147 | 3.5442
2029-01-17 | 3.4464 | 3.5091 | 3.5105 | 3.4992 | 3.6261 | 3.9504 | 4.2978 | 4.4675 | 4.3106 | 4.3594 | 4.3043 | 4.6431 | 4.3905 | 4.3828 | 4.5285 | 4.5321 | 4.5505 | 4.8537 | 5.3013 | 5.1561 | 4.7516 | 4.3976 | 3.9903 | 3.6281
2029-01-18 | 3.498 | 3.4041 | 3.37 | 3.3977 | 3.5168 | 3.8262 | 4.1353 | 4.3668 | 4.3167 | 4.3703 | 4.5383 | 4.6243 | 4.4939 | 4.5083 | 4.56 | 4.6828 | 4.8529 | 5.1178 | 5.2754 | 5.085 | 4.8689 | 4.6157 | 4.0737 | 3.6662
2029-01-19 | 3.6879 | 3.6075 | 3.584 | 3.6041 | 3.6581 | 3.9577 | 4.4731 | 4.7435 | 4.5938 | 4.5843 | 4.6753 | 4.7148 | 4.7147 | 4.6691 | 4.7019 | 4.7981 | 4.7619 | 5.0398 | 5.269 | 5.0122 | 4.6937 | 4.4256 | 4.0878 | 3.7625
2029-01-20 | 3.615 | 3.5089 | 3.4588 | 3.4533 | 3.4948 | 3.7257 | 3.9816 | 4.2023 | 4.4265 | 4.4712 | 4.28 | 4.2649 | 4.3849 | 4.5768 | 4.6731 | 4.8392 | 4.817 | 5.1079 | 5.2799 | 5.1245 | 4.7626 | 4.4458 | 4.1241 | 3.78
2029-01-21 | 3.6486 | 3.4619 | 3.4409 | 3.4687 | 3.472 | 3.6334 | 3.9668 | 4.2645 | 4.5529 | 4.5847 | 4.4027 | 4.5606 | 4.684 | 4.6644 | 4.8952 | 4.9385 | 5.0781 | 5.2652 | 5.4471 | 5.3095 | 4.8785 | 4.5522 | 4.1002 | 3.769
2029-01-22 | 3.6201 | 3.5422 | 3.5704 | 3.5385 | 3.5566 | 3.7428 | 3.965 | 4.2051 | 4.349 | 4.2019 | 4.0217 | 4.1795 | 4.1207 | 4.2131 | 4.1588 | 4.3727 | 4.4992 | 4.8904 | 5.2789 | 5.1763 | 4.6185 | 4.347 | 3.9872 | 3.6645
2029-01-23 | 3.5145 | 3.4436 | 3.3973 | 3.4325 | 3.5186 | 3.7334 | 4.0752 | 4.3803 | 4.239 | 4.3394 | 4.5701 | 4.6986 | 4.7735 | 4.5882 | 4.3497 | 4.5956 | 4.6784 | 5.2147 | 5.5026 | 4.927 | 4.8889 | 4.7154 | 4.2236 | 3.7884
2029-01-24 | 3.6465 | 3.5375 | 3.4681 | 3.4813 | 3.5748 | 3.8537 | 4.2122 | 4.3568 | 4.093 | 4.08 | 4.0357 | 4.0635 | 4.4012 | 4.5545 | 4.5796 | 4.9979 | 5.1446 | 5.4583 | 5.5805 | 5.3677 | 5.1201 | 4.6946 | 4.2313 | 3.7437
2029-01-25 | 3.5755 | 3.459 | 3.4571 | 3.4133 | 3.4867 | 3.8049 | 4.1671 | 4.4404 | 4.2887 | 4.2458 | 4.4734 | 4.6332 | 4.5859 | 4.4683 | 4.9082 | 5.0123 | 5.1293 | 5.4075 | 5.6148 | 5.232 | 4.9994 | 4.4874 | 4.0888 | 3.7927
2029-01-26 | 3.5841 | 3.5124 | 3.5084 | 3.4912 | 3.7433 | 3.9683 | 4.4271 | 4.6697 | 4.6739 | 4.5873 | 4.7272 | 4.864 | 4.8138 | 4.8485 | 4.9442 | 4.8891 | 5.1572 | 5.5221 | 5.6143 | 5.2838 | 5.0467 | 4.8849 | 4.4021 | 4.1165
2029-01-27 | 3.9129 | 3.8664 | 3.6106 | 3.5639 | 3.5831 | 3.7984 | 4.0049 | 4.2615 | 4.4391 | 4.3822 | 4.2001 | 4.1204 | 4.0447 | 4.0582 | 4.1673 | 4.2578 | 4.3781 | 4.7909 | 5.0659 | 4.9276 | 4.6776 | 4.4083 | 4.0358 | 3.7772
2029-01-28 | 3.6687 | 3.5106 | 3.517 | 3.3807 | 3.3877 | 3.6002 | 3.7962 | 3.9524 | 4.1637 | 4.2277 | 4.1725 | 4.3143 | 4.3774 | 4.2779 | 4.1441 | 4.3117 | 4.5488 | 4.7628 | 4.9598 | 5.0177 | 4.7896 | 4.3422 | 3.9653 | 3.6904
2029-01-29 | 3.6018 | 3.5161 | 3.4982 | 3.5165 | 3.6 | 3.8914 | 4.1802 | 4.4207 | 4.336 | 4.1871 | 4.0226 | 4.0756 | 4.0108 | 4.0583 | 3.9155 | 4.0187 | 4.3658 | 4.8464 | 5.2085 | 5.1457 | 4.9279 | 4.4521 | 3.9647 | 3.684
2029-01-30 | 3.5909 | 3.5022 | 3.4646 | 3.4644 | 3.5733 | 3.9131 | 4.4811 | 4.5223 | 4.4676 | 4.4999 | 4.3116 | 4.3783 | 4.4069 | 4.2687 | 4.6855 | 4.9232 | 5.2453 | 5.29 | 5.5099 | 5.3359 | 5.0501 | 4.6579 | 4.0521 | 3.7409
2029-01-31 | 3.6208 | 3.5653 | 3.5254 | 3.5007 | 3.5824 | 4.0098 | 4.3725 | 4.6386 | 4.6645 | 4.7174 | 4.6063 | 4.3346 | 4.2851 | 4.4718 | 4.4161 | 4.5677 | 4.9826 | 5.1546 | 5.278 | 5.3027 | 5.1287 | 4.7354 | 4.1575 | 3.8957
2029-02-01 | 3.5499 | 3.4859 | 3.4655 | 3.4627 | 3.5437 | 3.8269 | 4.1298 | 4.4871 | 4.6126 | 4.2982 | 4.1715 | 4.3045 | 4.7238 | 4.534 | 4.4967 | 4.5673 | 4.7969 | 4.9964 | 5.2871 | 4.9818 | 4.6379 | 4.3144 | 3.8354 | 3.562
2029-02-02 | 3.4494 | 3.3996 | 3.3452 | 3.3474 | 3.42 | 3.6908 | 4.0701 | 4.3334 | 4.4114 | 4.4086 | 4.3519 | 4.6055 | 4.6245 | 4.3122 | 4.7712 | 4.7841 | 4.7815 | 5.242 | 5.273 | 4.8759 | 4.5211 | 4.3602 | 4.0453 | 3.6527
2029-02-03 | 3.5266 | 3.4555 | 3.3688 | 3.3606 | 3.3593 | 3.6008 | 3.7754 | 4.1586 | 4.3495 | 4.4882 | 4.6017 | 4.6845 | 4.6188 | 4.4325 | 4.547 | 4.7032 | 4.6758 | 4.8829 | 4.9385 | 4.934 | 4.8011 | 4.5054 | 3.993 | 3.6858
2029-02-04 | 3.4622 | 3.3475 | 3.3357 | 3.3073 | 3.3525 | 3.5382 | 3.725 | 4.0208 | 4.3377 | 4.3892 | 4.2626 | 4.4261 | 4.2457 | 4.1094 | 4.114 | 4.1817 | 4.2282 | 4.7434 | 4.9301 | 4.7803 | 4.5144 | 4.1522 | 3.8167 | 3.4943
2029-02-05 | 3.3718 | 3.2843 | 3.2694 | 3.2387 | 3.2992 | 3.6724 | 4.053 | 4.4198 | 4.5633 | 4.5462 | 4.322 | 4.1799 | 4.3401 | 4.2954 | 4.492 | 4.713 | 4.762 | 5.0131 | 5.2093 | 4.9845 | 4.7441 | 4.375 | 3.8816 | 3.6209
2029-02-06 | 3.5095 | 3.3985 | 3.3727 | 3.4686 | 3.5635 | 3.8573 | 4.2355 | 4.4895 | 4.5719 | 4.494 | 4.3227 | 4.5104 | 4.5409 | 4.5769 | 4.631 | 4.5751 | 4.8348 | 4.9158 | 5.2435 | 5.3714 | 4.9187 | 4.4099 | 3.9417 | 3.6364
2029-02-07 | 3.546 | 3.4978 | 3.4037 | 3.3969 | 3.4711 | 3.7752 | 4.3092 | 4.519 | 4.4795 | 4.6124 | 4.7033 | 4.649 | 4.4446 | 4.578 | 4.7678 | 4.7993 | 5.2361 | 5.4721 | 5.8603 | 5.701 | 5.3719 | 4.9518 | 4.3555 | 4.2184
2029-02-08 | 3.9215 | 3.6507 | 3.6606 | 3.6503 | 3.8124 | 4.1896 | 4.5392 | 4.9775 | 5.1376 | 4.9977 | 5.1113 | 5.0155 | 4.5523 | 4.6314 | 4.6149 | 4.7811 | 4.9106 | 5.1922 | 5.4367 | 5.282 | 4.8549 | 4.5448 | 4.2039 | 3.7598
2029-02-09 | 3.4795 | 3.3864 | 3.3615 | 3.3391 | 3.4549 | 3.8294 | 4.3427 | 4.6947 | 4.5674 | 4.2884 | 4.3329 | 4.343 | 4.4283 | 4.348 | 4.302 | 4.4416 | 5.02 | 5.2574 | 5.3463 | 5.1202 | 4.927 | 4.7438 | 4.214 | 3.9398
2029-02-10 | 3.6554 | 3.5719 | 3.4357 | 3.438 | 3.4744 | 3.6545 | 4.0428 | 4.4426 | 4.6293 | 4.3916 | 3.9661 | 4.1061 | 4.2644 | 4.1892 | 4.1237 | 4.2619 | 4.4645 | 4.8815 | 4.9878 | 4.9068 | 4.388 | 4.1092 | 3.979 | 3.7028
2029-02-11 | 3.4198 | 3.2675 | 3.2395 | 3.2287 | 3.2642 | 3.4101 | 3.6601 | 3.9447 | 4.3115 | 4.4585 | 4.4599 | 4.4954 | 4.3225 | 4.3822 | 4.1852 | 4.5424 | 4.6858 | 5.0148 | 5.2617 | 5.047 | 4.7635 | 4.5214 | 4.0915 | 3.8122
2029-02-12 | 3.6524 | 3.488 | 3.3478 | 3.384 | 3.4076 | 3.7559 | 4.1377 | 4.434 | 4.4636 | 4.1689 | 3.9915 | 3.8596 | 3.8478 | 3.7268 | 3.7785 | 4.1066 | 4.3594 | 4.8298 | 5.1886 | 5.0504 | 4.6837 | 4.3721 | 3.925 | 3.5101
2029-02-13 | 3.3751 | 3.2981 | 3.2456 | 3.2611 | 3.3392 | 3.8122 | 4.3439 | 4.6222 | 4.5621 | 4.4227 | 4.2088 | 4.1811 | 4.0734 | 4.0892 | 4.0929 | 4.2133 | 4.5162 | 5.0203 | 5.1882 | 5.2917 | 4.9402 | 4.5135 | 3.9619 | 3.5186
2029-02-14 | 3.3586 | 3.3118 | 3.3053 | 3.2807 | 3.3627 | 3.8351 | 4.0909 | 4.4389 | 4.4247 | 4.3523 | 4.0414 | 3.9827 | 3.9294 | 4.0479 | 4.0958 | 4.31 | 4.6232 | 4.8716 | 5.2702 | 5.127 | 4.7703 | 4.3158 | 3.9162 | 3.6585
2029-02-15 | 3.5166 | 3.43 | 3.3837 | 3.402 | 3.498 | 3.8143 | 4.1853 | 4.3097 | 4.3693 | 4.4896 | 4.403 | 4.1219 | 4.1291 | 4.019 | 4.0588 | 4.1918 | 4.4588 | 4.7359 | 5.2361 | 5.0649 | 4.7028 | 4.4547 | 4.0337 | 3.6138
2029-02-16 | 3.4084 | 3.3238 | 3.2973 | 3.3169 | 3.3956 | 3.6374 | 3.9167 | 4.204 | 4.5026 | 4.4671 | 4.3636 | 4.1698 | 4.1102 | 3.9922 | 4.1254 | 4.1856 | 4.3825 | 4.7813 | 5.1311 | 5.1835 | 4.9435 | 4.7419 | 4.2754 | 3.8569
2029-02-17 | 3.6422 | 3.5232 | 3.4755 | 3.4219 | 3.5595 | 3.7373 | 4.0115 | 4.21 | 4.6096 | 4.5136 | 4.3423 | 4.295 | 4.4547 | 4.0084 | 4.2951 | 4.3907 | 4.5249 | 4.838 | 5.1662 | 5.1207 | 4.8296 | 4.5803 | 4.1155 | 3.7313
2029-02-18 | 3.4128 | 3.2805 | 3.3015 | 3.2578 | 3.2988 | 3.4219 | 3.6311 | 3.9409 | 4.1595 | 4.12 | 4.1592 | 4.0437 | 4.1854 | 4.1297 | 4.3804 | 4.4803 | 4.6208 | 4.8199 | 5.036 | 5.0313 | 4.795 | 4.5122 | 4.1657 | 3.7794
2029-02-19 | 3.5329 | 3.4259 | 3.4113 | 3.3708 | 3.4188 | 3.6187 | 3.8043 | 4.091 | 4.2733 | 4.1601 | 3.9702 | 3.9276 | 3.8966 | 3.8787 | 4.0297 | 4.3104 | 4.8795 | 5.0169 | 5.08 | 5.0798 | 4.7255 | 4.4512 | 4.0006 | 3.5958
2029-02-20 | 3.4733 | 3.372 | 3.3181 | 3.3456 | 3.4285 | 3.6613 | 4.0171 | 4.348 | 4.6791 | 4.5923 | 4.6359 | 4.5339 | 4.4884 | 4.4219 | 4.3862 | 4.4723 | 4.5692 | 5.0131 | 5.0789 | 4.9747 | 4.631 | 4.3013 | 3.9005 | 3.5506
2029-02-21 | 3.3883 | 3.3195 | 3.3985 | 3.3673 | 3.5307 | 3.9965 | 4.4059 | 4.6369 | 4.7094 | 4.5802 | 4.5437 | 4.6402 | 4.6779 | 4.6638 | 4.4847 | 4.5455 | 4.7284 | 5.0625 | 5.375 | 5.2068 | 4.78 | 4.701 | 4.0442 | 3.5762
2029-02-22 | 3.453 | 3.3846 | 3.4163 | 3.3582 | 3.4118 | 3.7621 | 3.983 | 4.1917 | 4.2953 | 4.1637 | 4.2505 | 4.462 | 4.3123 | 4.406 | 4.5346 | 4.8372 | 5.0646 | 5.3778 | 5.6789 | 5.2797 | 5.0726 | 4.5263 | 3.9045 | 3.6282
2029-02-23 | 3.373 | 3.2433 | 3.2254 | 3.3053 | 3.4073 | 3.7801 | 4.2378 | 4.3877 | 4.2384 | 4.1733 | 4.5407 | 4.6569 | 4.8285 | 4.6569 | 4.5805 | 4.9775 | 5.2292 | 5.698 | 5.7285 | 5.5508 | 5.3971 | 4.9653 | 4.3727 | 4.0323
2029-02-24 | 3.6758 | 3.4622 | 3.4772 | 3.3817 | 3.4144 | 3.6332 | 3.9373 | 4.1858 | 4.4573 | 4.5877 | 4.4512 | 4.3097 | 4.2409 | 4.2379 | 4.2597 | 4.4899 | 4.7722 | 4.9676 | 5.0484 | 5.1362 | 4.734 | 4.3071 | 4.0245 | 3.6315
2029-02-25 | 3.5154 | 3.2539 | 3.2911 | 3.3256 | 3.3677 | 3.4984 | 3.7706 | 4.0061 | 4.3421 | 4.4816 | 4.2718 | 4.1053 | 4.2177 | 4.3144 | 4.4575 | 4.6414 | 4.7666 | 5.2074 | 5.2957 | 5.2544 | 4.9244 | 4.55 | 4.0162 | 3.717
2029-02-26 | 3.5297 | 3.5167 | 3.4338 | 3.3533 | 3.3508 | 3.559 | 4.159 | 4.5098 | 4.4192 | 4.1994 | 4.0449 | 4.1649 | 4.3263 | 4.1336 | 4.2071 | 4.3831 | 4.541 | 4.8703 | 5.2893 | 5.1273 | 4.7182 | 4.3302 | 3.9418 | 3.604
2029-02-27 | 3.4943 | 3.4316 | 3.38 | 3.3635 | 3.4344 | 3.7944 | 4.0678 | 4.2162 | 4.3835 | 4.3928 | 4.2526 | 4.0694 | 3.9012 | 4.0347 | 4.1824 | 4.3921 | 4.5766 | 4.944 | 5.3096 | 5.0662 | 4.7178 | 4.43 | 3.9032 | 3.6313
2029-02-28 | 3.5046 | 3.4176 | 3.4298 | 3.4035 | 3.4999 | 3.8187 | 4.145 | 4.2636 | 4.2242 | 4.1356 | 4.0906 | 3.9372 | 3.8944 | 3.8325 | 3.9104 | 4.0785 | 4.1693 | 4.6349 | 5.1282 | 5.2219 | 4.95 | 4.4984 | 3.9297 | 3.56
2029-03-01 | 3.6187 | 3.5398 | 3.4164 | 3.4033 | 3.4736 | 3.8598 | 4.1215 | 4.1274 | 4.1185 | 4.0099 | 3.9341 | 3.9281 | 3.8208 | 4.1126 | 4.0702 | 4.3386 | 4.4405 | 5.0727 | 5.2939 | 5.177 | 4.9663 | 4.506 | 4.0493 | 3.6154
2029-03-02 | 3.5902 | 3.4487 | 3.4614 | 3.4256 | 3.5236 | 3.8686 | 4.3258 | 4.5828 | 4.4349 | 4.3035 | 4.1242 | 4.1221 | 4.0462 | 3.9838 | 4.1414 | 4.3087 | 4.4522 | 4.7818 | 5.037 | 5.2061 | 4.9674 | 4.7048 | 4.268 | 3.8711
2029-03-03 | 3.6638 | 3.5889 | 3.5259 | 3.4299 | 3.5013 | 3.6483 | 3.9643 | 4.1254 | 4.4095 | 4.4101 | 4.1248 | 4.0679 | 4.1601 | 4.0405 | 4.0951 | 4.283 | 4.4291 | 4.7567 | 5.1149 | 5.2058 | 4.7981 | 4.5559 | 4.0863 | 3.7299
2029-03-04 | 3.617 | 3.564 | 3.5493 | 3.5051 | 3.5117 | 3.6738 | 4.0221 | 4.2408 | 4.4497 | 4.4737 | 4.3209 | 4.233 | 4.0444 | 4.0015 | 4.0096 | 4.109 | 4.3339 | 4.6675 | 5.0783 | 5.128 | 4.9854 | 4.5098 | 4.1204 | 3.6751
2029-03-05 | 3.5573 | 3.5071 | 3.4375 | 3.3145 | 3.4196 | 3.7046 | 4.0031 | 4.2564 | 4.5162 | 4.3276 | 4.1939 | 4.0283 | 3.9852 | 3.8478 | 3.8857 | 4.0961 | 4.3005 | 4.8612 | 5.3515 | 5.2773 | 4.8258 | 4.5701 | 4.2194 | 3.7738
2029-03-06 | 3.5993 | 3.5302 | 3.4967 | 3.5627 | 3.577 | 3.9541 | 4.4506 | 4.7711 | 4.7353 | 4.6993 | 4.4897 | 4.4096 | 4.2941 | 4.3911 | 4.3473 | 4.8301 | 5.0614 | 5.5574 | 5.8409 | 5.8187 | 5.5152 | 4.834 | 4.1565 | 3.7513
2029-03-07 | 3.6198 | 3.5429 | 3.5347 | 3.5351 | 3.6133 | 3.931 | 4.438 | 4.6134 | 4.7854 | 4.7773 | 4.5679 | 4.4704 | 4.8196 | 5.224 | 5.1509 | 5.0816 | 5.2992 | 5.8288 | 5.8906 | 5.7722 | 5.4881 | 5.1037 | 4.5317 | 4.0097
2029-03-08 | 3.862 | 3.7553 | 3.6374 | 3.5728 | 3.6213 | 4.0851 | 4.5497 | 5.0282 | 5.363 | 4.9933 | 4.5094 | 4.6926 | 4.6648 | 4.8221 | 4.8223 | 4.8865 | 5.2809 | 5.7005 | 5.689 | 5.6196 | 5.2198 | 4.7407 | 4.1416 | 3.8147
2029-03-09 | 3.664 | 3.5955 | 3.631 | 3.5835 | 3.6011 | 4.052 | 4.7186 | 4.9277 | 4.614 | 4.369 | 4.2011 | 4.291 | 4.3108 | 4.397 | 4.6815 | 5.0111 | 5.0509 | 5.4828 | 5.6794 | 5.5154 | 5.2391 | 4.8083 | 4.2453 | 3.8967
2029-03-10 | 3.7353 | 3.6707 | 3.6414 | 3.6698 | 3.6698 | 3.899 | 4.2709 | 4.4125 | 4.9259 | 4.8541 | 4.3983 | 4.3766 | 4.3441 | 4.1711 | 4.2758 | 4.3302 | 4.8883 | 5.3349 | 5.0518 | 5.1337 | 4.8429 | 4.7029 | 4.1771 | 3.7881
2029-03-11 | 3.6796 | 3.6135 | 3.6683 | 3.5483 | 3.6144 | 3.7791 | 4.0165 | 4.2671 | 4.6495 | 4.5386 | 4.4309 | 4.4844 | 4.8314 | 4.7351 | 4.6188 | 5.0787 | 5.4487 | 5.5739 | 5.7297 | 5.5701 | 5.4761 | 5.1656 | 4.6142 | 4.1122
2029-03-12 | 3.8897 | 3.8035 | 3.7283 | 3.7005 | 3.7645 | 4.0557 | 4.5173 | 4.6865 | 4.7047 | 4.7447 | 4.634 | 4.8521 | 4.7806 | 4.4452 | 4.4984 | 4.5466 | 4.8795 | 5.4593 | 5.6457 | 5.3918 | 5.1025 | 4.6571 | 4.1922 | 3.829
2029-03-13 | 3.7036 | 3.6067 | 3.5766 | 3.5823 | 3.635 | 3.9414 | 4.4949 | 4.6576 | 4.5998 | 4.5918 | 4.437 | 4.3992 | 4.3086 | 4.7188 | 4.888 | 4.9805 | 5.2981 | 5.5681 | 5.6218 | 5.6822 | 5.342 | 4.8812 | 4.2305 | 3.8947
2029-03-14 | 3.8088 | 3.7435 | 3.667 | 3.6803 | 3.6949 | 4.0611 | 4.4876 | 4.8079 | 4.7496 | 4.7019 | 4.3501 | 4.3746 | 4.7649 | 4.5585 | 4.7634 | 5.0377 | 5.1277 | 5.6291 | 5.9927 | 5.8504 | 5.4504 | 5.0131 | 4.2757 | 3.8799
2029-03-15 | 3.9549 | 3.8014 | 3.7601 | 3.7333 | 3.7931 | 4.1978 | 4.5458 | 4.7768 | 4.6634 | 4.4195 | 4.3241 | 4.6811 | 4.822 | 4.7328 | 4.8636 | 5.2305 | 5.4887 | 5.9996 | 6.1684 | 5.9468 | 5.3445 | 4.918 | 4.379 | 3.9113
2029-03-16 | 3.768 | 3.6335 | 3.6021 | 3.6005 | 3.5835 | 3.9293 | 4.3559 | 4.4613 | 4.5157 | 4.3717 | 4.2331 | 4.2624 | 4.453 | 4.5259 | 4.6774 | 5.0233 | 5.1881 | 5.273 | 5.4355 | 5.4693 | 4.9776 | 4.6268 | 4.2008 | 3.8982
2029-03-17 | 3.6819 | 3.6008 | 3.6205 | 3.6655 | 3.655 | 3.8353 | 4.2826 | 4.5668 | 4.7372 | 4.6951 | 4.6855 | 4.4182 | 4.7609 | 4.5288 | 4.6295 | 4.9281 | 5.1403 | 5.5969 | 5.5515 | 5.6937 | 5.4294 | 5.1634 | 4.5964 | 4.0201
2029-03-18 | 3.7415 | 3.6696 | 3.6258 | 3.6815 | 3.5606 | 3.7134 | 3.9524 | 3.9993 | 4.1633 | 4.0803 | 4.0307 | 4.0572 | 3.9377 | 3.7451 | 3.8581 | 4.1109 | 4.3878 | 4.9544 | 5.1312 | 5.0033 | 4.6609 | 4.4441 | 4.0438 | 3.7055
2029-03-19 | 3.5487 | 3.4572 | 3.4556 | 3.3631 | 3.4454 | 3.669 | 3.916 | 4.116 | 4.6214 | 4.5085 | 4.2795 | 3.9562 | 3.7711 | 3.9588 | 3.8675 | 4.1295 | 4.3429 | 4.8638 | 5.2226 | 5.3875 | 5.0632 | 4.4978 | 3.9177 | 3.6068
2029-03-20 | 3.486 | 3.5559 | 3.5746 | 3.5864 | 3.6099 | 3.9211 | 4.2308 | 4.2277 | 4.2981 | 4.2796 | 4.3575 | 4.2024 | 4.1609 | 4.1234 | 3.9595 | 4.1194 | 4.42 | 4.9761 | 5.1332 | 5.1986 | 4.9671 | 4.5774 | 4.0675 | 3.6603
2029-03-21 | 3.5538 | 3.476 | 3.4961 | 3.4837 | 3.4808 | 3.8508 | 4.0457 | 4.2011 | 4.3351 | 4.3258 | 4.3118 | 4.4263 | 4.5987 | 4.764 | 4.7489 | 4.7071 | 4.7737 | 5.1935 | 5.3043 | 5.4596 | 5.1887 | 4.8989 | 4.3039 | 3.7501
2029-03-22 | 3.652 | 3.5408 | 3.5288 | 3.4763 | 3.5506 | 3.9567 | 4.1613 | 4.3729 | 4.5691 | 4.3116 | 4.3411 | 4.1291 | 3.8637 | 3.984 | 4.365 | 4.4656 | 4.5437 | 4.954 | 5.2612 | 5.337 | 4.9712 | 4.4979 | 4.0213 | 3.6146
2029-03-23 | 3.5135 | 3.4566 | 3.4261 | 3.3731 | 3.4979 | 3.7609 | 4.1566 | 4.4684 | 4.5947 | 4.4472 | 4.7575 | 4.705 | 4.436 | 4.5953 | 4.8078 | 4.8982 | 4.9825 | 5.2556 | 5.4846 | 5.4066 | 5.086 | 4.6499 | 4.1828 | 3.8205
2029-03-24 | 3.7084 | 3.6189 | 3.6079 | 3.6028 | 3.6249 | 3.7772 | 4.0197 | 4.1024 | 4.1589 | 4.1367 | 3.9783 | 3.9989 | 3.9973 | 3.877 | 4.2368 | 5.0091 | 4.7721 | 5.12 | 5.1209 | 5.066 | 4.7191 | 4.7807 | 4.1997 | 3.7693
2029-03-25 | 3.8624 | 3.7881 | 3.5809 | 3.5294 | 3.5201 | 3.7311 | 3.911 | 4.0307 | 4.3024 | 4.3115 | 4.3188 | 4.726 | 4.507 | 4.7856 | 4.7989 | 4.8145 | 5.2086 | 5.6326 | 5.7517 | 5.7529 | 5.8066 | 5.1771 | 4.5974 | 4.1137
2029-03-26 | 3.9316 | 3.8041 | 3.7338 | 3.6471 | 3.7264 | 3.8466 | 4.2282 | 4.5521 | 5.1201 | 4.9467 | 5.1857 | 4.5269 | 4.9038 | 4.6624 | 4.5953 | 4.7501 | 5.1275 | 5.3323 | 5.4665 | 5.7763 | 5.2783 | 4.6527 | 4.1553 | 3.73
2029-03-27 | 3.575 | 3.5502 | 3.4787 | 3.4861 | 3.5482 | 3.8502 | 4.2723 | 4.4442 | 4.5663 | 4.4633 | 4.3153 | 4.3132 | 4.5652 | 4.3662 | 4.5519 | 5.146 | 5.2718 | 5.5322 | 5.7973 | 5.7232 | 5.2644 | 4.717 | 4.1995 | 3.7795
2029-03-28 | 3.5904 | 3.5255 | 3.4974 | 3.4432 | 3.5052 | 3.7809 | 4.2275 | 4.2126 | 4.3088 | 4.2992 | 4.245 | 4.453 | 4.5385 | 4.5324 | 4.546 | 4.7533 | 4.9827 | 5.3931 | 5.372 | 5.4629 | 5.3546 | 4.8142 | 4.2523 | 3.7435
2029-03-29 | 3.6547 | 3.6051 | 3.5743 | 3.6086 | 3.6381 | 3.9813 | 4.4166 | 4.5879 | 4.8012 | 5.0267 | 5.1817 | 5.2452 | 5.0593 | 4.9645 | 4.9822 | 5.0936 | 5.3287 | 5.7359 | 5.5236 | 5.6739 | 5.5137 | 4.682 | 4.0522 | 3.6891
2029-03-30 | 3.548 | 3.4473 | 3.4077 | 3.4198 | 3.472 | 3.7084 | 4.1447 | 4.1816 | 4.2178 | 4.1476 | 4.2646 | 4.401 | 4.3816 | 4.2656 | 4.4074 | 4.6787 | 4.7885 | 5.0338 | 5.0368 | 5.0956 | 4.8598 | 4.4094 | 4.0817 | 3.8075
2029-03-31 | 3.6249 | 3.5474 | 3.5637 | 3.5057 | 3.4948 | 3.6864 | 3.8438 | 4.0299 | 4.3531 | 4.526 | 4.4869 | 5.0373 | 4.4631 | 4.2645 | 4.5475 | 4.711 | 4.8083 | 5.2685 | 5.2319 | 5.3373 | 4.8709 | 4.3339 | 4.0983 | 3.671
2029-04-01 | 3.5232 | 3.42 | 3.4002 | 3.3858 | 3.4137 | 3.5859 | 3.6964 | 3.7988 | 4.2419 | 4.0584 | 4.1611 | 4.3478 | 4.1816 | 4.2641 | 4.2445 | 4.5682 | 4.7682 | 5.1891 | 5.2342 | 5.3332 | 5.0239 | 4.5626 | 3.9547 | 3.6482
2029-04-02 | 3.5469 | 3.6002 | 3.5225 | 3.549 | 3.6045 | 3.8763 | 4.1438 | 4.5372 | 4.7732 | 4.5245 | 4.6238 | 4.5319 | 4.5137 | 4.5394 | 4.3197 | 4.5632 | 4.5769 | 5.023 | 4.9983 | 5.2518 | 4.7956 | 4.2664 | 3.8213 | 3.5307
2029-04-03 | 3.4349 | 3.3096 | 3.2895 | 3.3194 | 3.4289 | 3.7086 | 3.9071 | 4.1007 | 4.1369 | 4.0991 | 4.0265 | 4.211 | 4.0392 | 3.9995 | 4.1671 | 4.34 | 4.5627 | 5.1328 | 5.5911 | 5.7578 | 5.4078 | 4.9661 | 4.2078 | 3.876
2029-04-04 | 3.7246 | 3.6822 | 3.6193 | 3.5597 | 3.6108 | 3.893 | 4.2318 | 4.3781 | 4.5467 | 4.8714 | 4.8088 | 4.5561 | 4.5472 | 4.425 | 4.4784 | 5.0847 | 5.2537 | 5.7507 | 5.8558 | 5.9723 | 5.5133 | 4.4177 | 4.0632 | 3.8667
2029-04-05 | 3.8522 | 3.4894 | 3.5995 | 3.5175 | 3.5625 | 3.8222 | 4.1135 | 4.1946 | 4.3089 | 4.2073 | 4.5286 | 4.5984 | 4.52 | 4.3733 | 4.5444 | 4.9705 | 5.4149 | 5.7412 | 5.9875 | 5.8269 | 5.3211 | 4.9542 | 4.3872 | 4.0667
2029-04-06 | 3.7507 | 3.7214 | 3.6613 | 3.6735 | 3.7304 | 4.0041 | 4.3999 | 4.6832 | 5.0626 | 4.9278 | 4.903 | 4.7553 | 4.2867 | 4.4979 | 4.9246 | 5.1596 | 5.2088 | 5.4229 | 5.3844 | 5.5035 | 5.1599 | 4.5883 | 4.1653 | 3.6736
2029-04-07 | 3.5333 | 3.387 | 3.4427 | 3.4735 | 3.4943 | 3.7026 | 3.7945 | 3.8905 | 3.9818 | 4.01 | 3.9951 | 4.3414 | 4.1729 | 4.2322 | 4.334 | 4.4919 | 4.7438 | 5.2088 | 5.4707 | 5.6674 | 5.0335 | 4.8339 | 4.4532 | 4.0002
2029-04-08 | 3.8278 | 3.6789 | 3.6328 | 3.6447 | 3.6597 | 3.7916 | 4.0025 | 4.2211 | 4.3977 | 4.2848 | 4.7779 | 4.7589 | 4.5805 | 4.6738 | 4.6815 | 4.9849 | 5.1011 | 5.222 | 5.2642 | 5.4892 | 4.8475 | 4.5136 | 4.1166 | 3.873
2029-04-09 | 3.7516 | 3.4876 | 3.4894 | 3.5317 | 3.594 | 3.8532 | 4.2665 | 4.481 | 4.6991 | 4.5598 | 4.7504 | 5.0237 | 4.9947 | 4.9686 | 5.1993 | 5.4242 | 5.7383 | 5.9096 | 6.0595 | 6.0284 | 5.4848 | 4.9154 | 4.23 | 3.8512
2029-04-10 | 3.7567 | 3.7112 | 3.625 | 3.5254 | 3.4985 | 3.7537 | 4.2097 | 4.4405 | 4.5172 | 4.3808 | 4.5653 | 4.4948 | 4.3061 | 4.5709 | 4.6071 | 4.8514 | 5.203 | 5.662 | 5.9981 | 5.9509 | 5.6306 | 4.7407 | 4.1941 | 3.7474
2029-04-11 | 3.7047 | 3.6461 | 3.6029 | 3.513 | 3.603 | 3.9322 | 4.3668 | 4.8482 | 5.061 | 5.0968 | 4.8138 | 4.8247 | 4.7716 | 4.7273 | 4.5755 | 4.804 | 5.1421 | 5.7128 | 5.8661 | 5.8682 | 5.388 | 4.7984 | 4.4152 | 3.8266
2029-04-12 | 3.6873 | 3.6847 | 3.6358 | 3.5844 | 3.6371 | 3.9449 | 4.3948 | 4.848 | 5.0556 | 5.308 | 5.5328 | 4.8768 | 4.6357 | 4.4969 | 4.6619 | 5.121 | 5.3861 | 5.7955 | 5.88 | 6.0591 | 5.7096 | 4.7947 | 4.3249 | 3.8894
2029-04-13 | 3.6917 | 3.6292 | 3.6365 | 3.6443 | 3.6948 | 3.9959 | 4.5425 | 4.9663 | 5.7695 | 5.6163 | 5.2736 | 5.0521 | 4.9438 | 4.8608 | 5.1352 | 5.3945 | 5.6289 | 5.8549 | 5.9284 | 5.9347 | 5.6935 | 5.0962 | 4.5805 | 4.0125
2029-04-14 | 3.812 | 3.7178 | 3.7577 | 3.7141 | 3.6879 | 3.9185 | 4.1661 | 4.4292 | 4.7422 | 4.6351 | 4.5258 | 4.2269 | 4.2874 | 4.2797 | 4.3029 | 4.4991 | 4.7608 | 5.3405 | 5.179 | 5.3244 | 4.768 | 4.4048 | 4.0996 | 3.7472
2029-04-15 | 3.6503 | 3.5426 | 3.5666 | 3.5846 | 3.6147 | 3.8762 | 3.9948 | 4.1545 | 4.5935 | 4.6733 | 4.3129 | 4.4624 | 4.6349 | 4.4338 | 4.6064 | 5.1816 | 5.2036 | 5.7007 | 5.7749 | 5.8193 | 5.5018 | 5.0042 | 4.3278 | 3.8757
2029-04-16 | 3.5452 | 3.5516 | 3.4912 | 3.5404 | 3.5378 | 3.8697 | 4.1976 | 4.4776 | 4.3778 | 4.1137 | 4.0079 | 3.8322 | 3.827 | 3.7487 | 3.8604 | 4.2961 | 4.6407 | 5.1913 | 5.6644 | 5.9047 | 5.4832 | 4.9329 | 4.2434 | 3.8365
2029-04-17 | 3.7278 | 3.6819 | 3.5552 | 3.5056 | 3.4786 | 3.7099 | 4.0678 | 4.1761 | 4.2456 | 4.3454 | 4.1948 | 3.7675 | 4.7842 | 4.3715 | 4.5113 | 5.4235 | 5.5288 | 5.9052 | 5.9727 | 5.8692 | 5.6159 | 4.825 | 4.2138 | 4.0256
2029-04-18 | 3.9107 | 3.7688 | 3.6044 | 3.6711 | 3.7797 | 4.0796 | 4.5283 | 4.5904 | 5.0379 | 5.0912 | 4.4613 | 4.4628 | 4.524 | 4.7685 | 5.2018 | 5.3529 | 5.6368 | 5.9862 | 5.8962 | 5.7932 | 5.5939 | 4.8633 | 4.244 | 3.8342
2029-04-19 | 3.6884 | 3.703 | 3.663 | 3.6853 | 3.6705 | 3.949 | 4.1341 | 4 | 4.1875 | 4.068 | 3.9559 | 4.3649 | 4.479 | 4.0905 | 4.4889 | 4.7838 | 5.0319 | 5.3918 | 5.6224 | 5.6607 | 5.1456 | 4.4786 | 4.1408 | 3.862
2029-04-20 | 3.632 | 3.5269 | 3.5632 | 3.4993 | 3.6965 | 3.7943 | 4.1886 | 4.3193 | 4.8829 | 4.9852 | 5.2094 | 5.0201 | 5.0166 | 4.8842 | 5.1931 | 5.5157 | 5.5622 | 5.9327 | 6.0409 | 5.9216 | 5.5419 | 5.1736 | 4.3388 | 4.001
2029-04-21 | 3.8452 | 3.7851 | 3.7839 | 3.7233 | 3.8044 | 3.8563 | 3.9953 | 4.22 | 4.6417 | 4.8269 | 4.9235 | 4.6544 | 4.5078 | 4.719 | 4.761 | 4.8456 | 4.882 | 5.3568 | 5.5716 | 5.5377 | 5.1474 | 4.5821 | 4.1161 | 3.7908
2029-04-22 | 3.7411 | 3.9643 | 3.7844 | 3.6203 | 3.7299 | 4.0306 | 4.2493 | 4.5654 | 4.8791 | 5.1032 | 4.9179 | 4.7117 | 4.737 | 4.7133 | 5.0053 | 5.2192 | 5.5402 | 5.7915 | 5.8785 | 6.0839 | 5.8038 | 5.2784 | 4.1317 | 3.7953
2029-04-23 | 3.6901 | 3.5995 | 3.6139 | 3.5455 | 3.6024 | 3.8466 | 4.1521 | 4.4691 | 4.6926 | 4.3802 | 5.0414 | 4.5812 | 4.3115 | 4.1422 | 4.3038 | 4.079 | 4.3489 | 4.9038 | 5.1414 | 5.3954 | 5.0193 | 4.4736 | 3.9271 | 3.6307
2029-04-24 | 3.6095 | 3.5672 | 3.5716 | 3.5448 | 3.5602 | 3.9852 | 4.2239 | 4.2273 | 4.5416 | 4.6574 | 4.5113 | 4.2512 | 4.2318 | 4.1594 | 4.4243 | 4.4151 | 4.7702 | 5.186 | 5.4294 | 5.4978 | 5.1333 | 4.5893 | 3.9114 | 3.7023
2029-04-25 | 3.5997 | 3.5602 | 3.5465 | 3.5299 | 3.5546 | 3.9276 | 4.1956 | 4.3344 | 4.4702 | 4.1805 | 4.1107 | 4.0328 | 4.0371 | 3.9447 | 4.2252 | 4.7323 | 4.9753 | 5.2075 | 5.4846 | 5.5196 | 5.1559 | 4.6504 | 4.0304 | 3.7574
2029-04-26 | 3.7177 | 3.6026 | 3.7221 | 3.7949 | 3.9327 | 4.4226 | 4.6187 | 4.7089 | 4.8917 | 4.1801 | 4.054 | 3.9816 | 3.9886 | 3.8799 | 3.9542 | 4.3334 | 4.6362 | 5.3504 | 5.5635 | 5.5999 | 5.3375 | 4.6494 | 4.0995 | 3.7717
2029-04-27 | 3.6947 | 3.5881 | 3.5982 | 3.6138 | 3.6501 | 4.0153 | 4.2534 | 4.4144 | 4.638 | 4.4597 | 4.2014 | 4.2801 | 4.3074 | 4.6251 | 4.9794 | 4.9069 | 5.1047 | 5.4388 | 5.8549 | 5.7375 | 5.3243 | 4.9133 | 4.3937 | 4.0611
2029-04-28 | 3.9172 | 3.7491 | 3.7248 | 3.7061 | 3.5691 | 3.8044 | 3.9997 | 4.2217 | 4.4665 | 4.252 | 4.6013 | 4.7419 | 4.6518 | 4.5706 | 4.5257 | 4.6822 | 5.0375 | 5.2064 | 5.3318 | 5.1495 | 5.0624 | 4.7176 | 4.48 | 4.1323
2029-04-29 | 3.9313 | 3.812 | 3.6985 | 3.5844 | 3.7097 | 3.8386 | 3.9377 | 4.2892 | 4.4684 | 4.4021 | 4.4669 | 4.495 | 4.8264 | 4.5723 | 4.8255 | 5.0084 | 5.3228 | 5.5298 | 5.6255 | 5.5765 | 5.2863 | 4.794 | 4.5491 | 3.9723
2029-04-30 | 3.8692 | 3.9023 | 3.9405 | 3.9489 | 3.9586 | 4.0497 | 4.6786 | 4.8927 | 4.8972 | 4.5197 | 4.4947 | 4.8072 | 4.672 | 4.5086 | 4.3868 | 5.2665 | 5.4473 | 5.4623 | 5.5257 | 5.4314 | 5.0589 | 4.6013 | 4.1922 | 3.8776
2029-05-01 | 3.555 | 3.4394 | 3.3961 | 3.339 | 3.3881 | 3.6488 | 3.8991 | 3.9534 | 4.1502 | 4.018 | 4.0853 | 3.9988 | 3.909 | 4.1569 | 4.3718 | 4.4942 | 4.6756 | 5.1504 | 5.3144 | 5.3085 | 4.6936 | 4.2087 | 3.811 | 3.4613
2029-05-02 | 3.3641 | 3.2609 | 3.218 | 3.2412 | 3.3412 | 3.6911 | 3.9597 | 4.0154 | 4.2927 | 4.4311 | 4.3473 | 4.3153 | 4.1214 | 3.9521 | 4.029 | 4.1786 | 4.2339 | 4.5032 | 4.8833 | 5.0593 | 4.7221 | 4.2798 | 3.777 | 3.5351
2029-05-03 | 3.4224 | 3.3473 | 3.3685 | 3.3057 | 3.3455 | 3.7543 | 3.8349 | 3.9939 | 4.1539 | 4.0381 | 4.076 | 4.271 | 4.5107 | 4.2923 | 4.544 | 4.7468 | 4.8221 | 4.8308 | 4.9691 | 5.0659 | 4.6901 | 4.3418 | 3.8831 | 3.5497
2029-05-04 | 3.4927 | 3.3079 | 3.3272 | 3.4201 | 3.5091 | 3.7759 | 4.1214 | 4.1483 | 4.248 | 4.2051 | 4.1315 | 3.9373 | 3.8672 | 3.8198 | 3.8595 | 4.2652 | 4.6582 | 4.8748 | 5.1048 | 5.0772 | 4.8944 | 4.6162 | 4.0274 | 3.7487
2029-05-05 | 3.5942 | 3.4989 | 3.5829 | 3.5997 | 3.6646 | 3.9522 | 4.0091 | 4.0924 | 4.1588 | 4.4661 | 4.3188 | 4.254 | 4.3526 | 4.287 | 4.3608 | 4.457 | 4.495 | 4.3905 | 4.5327 | 4.4333 | 4.1983 | 4.1169 | 3.748 | 3.4329
2029-05-06 | 3.3406 | 3.3002 | 3.2508 | 3.2266 | 3.2491 | 3.5914 | 3.683 | 3.8099 | 3.9058 | 3.799 | 3.6205 | 3.6107 | 3.5229 | 3.551 | 3.6675 | 3.75 | 3.8058 | 4.0163 | 4.1936 | 4.2987 | 4.113 | 3.8979 | 3.5816 | 3.392
2029-05-07 | 3.2606 | 3.1814 | 3.1913 | 3.1691 | 3.2302 | 3.5002 | 3.8848 | 3.9787 | 3.9431 | 3.7929 | 3.891 | 3.9562 | 3.8087 | 3.7105 | 3.7993 | 3.8585 | 3.9871 | 4.2654 | 4.4872 | 4.6404 | 4.517 | 4.135 | 3.5815 | 3.2523
2029-05-08 | 3.1936 | 3.1128 | 3.1097 | 3.1415 | 3.1754 | 3.5388 | 3.7137 | 3.9829 | 4.0933 | 4.0702 | 4.1326 | 4.2136 | 4.1986 | 3.9311 | 4.1167 | 4.6462 | 4.7009 | 4.6915 | 4.9802 | 5.0121 | 4.5596 | 4.2539 | 3.7969 | 3.51
2029-05-09 | 3.385 | 3.2474 | 3.3238 | 3.3782 | 3.498 | 3.9511 | 4.1045 | 4.1918 | 4.2896 | 4.2101 | 4.3727 | 4.8847 | 4.5722 | 4.2891 | 4.6986 | 5.124 | 5.1652 | 5.0842 | 5.1976 | 5.4002 | 5.1829 | 4.7014 | 4.1697 | 3.5476
2029-05-10 | 3.4987 | 3.3488 | 3.3781 | 3.4012 | 3.5008 | 3.8528 | 4.1145 | 4.1922 | 4.1531 | 4.0846 | 4.1885 | 4.263 | 4.0837 | 3.9578 | 4.0318 | 4.057 | 4.2624 | 4.5585 | 4.7827 | 4.8432 | 4.6662 | 4.3702 | 4.0549 | 3.6515
2029-05-11 | 3.5587 | 3.4203 | 3.5412 | 3.4905 | 3.5574 | 3.8542 | 4.1042 | 4.1972 | 4.3175 | 4.1104 | 4.1865 | 4.1559 | 4.0326 | 4.115 | 4.135 | 4.222 | 4.5342 | 4.8028 | 4.9227 | 4.8787 | 4.6223 | 4.4015 | 3.803 | 3.5815
2029-05-12 | 3.463 | 3.4673 | 3.5092 | 3.4859 | 3.4785 | 3.6505 | 3.8503 | 3.9837 | 4.2181 | 4.1441 | 4.0063 | 4.3099 | 4.7333 | 4.5371 | 4.6145 | 4.6237 | 4.7028 | 5.0026 | 4.9085 | 4.8935 | 4.7186 | 4.5353 | 4.1597 | 3.8355
2029-05-13 | 3.7192 | 3.6031 | 3.5695 | 3.5185 | 3.5962 | 3.6073 | 3.7573 | 4.0783 | 4.3132 | 4.0879 | 4.3072 | 4.5461 | 4.338 | 4.4023 | 4.4378 | 4.5875 | 4.5696 | 4.9108 | 5.1095 | 5.2572 | 5.0839 | 4.5931 | 4.1576 | 3.85
2029-05-14 | 3.7636 | 3.6732 | 3.7008 | 3.7102 | 3.8144 | 4.0642 | 4.3397 | 4.4618 | 4.9353 | 4.877 | 4.631 | 4.8194 | 4.5971 | 4.6214 | 4.7078 | 4.9521 | 5.6901 | 5.7816 | 5.7248 | 5.5602 | 5.5416 | 5.034 | 4.5035 | 4.0093
2029-05-15 | 3.8858 | 3.9117 | 3.8931 | 3.9136 | 3.902 | 4.2746 | 4.4712 | 4.7374 | 5.1156 | 5.009 | 5.0092 | 5.1471 | 4.7168 | 4.8318 | 5.082 | 5.0532 | 5.1992 | 5.506 | 5.6508 | 5.7541 | 5.6263 | 5.1432 | 4.4838 | 4.0037
2029-05-16 | 3.8145 | 3.6961 | 3.6942 | 3.6894 | 3.8404 | 4.1428 | 4.336 | 4.5552 | 5.1533 | 5.0388 | 4.9531 | 4.8578 | 4.877 | 4.9404 | 4.8893 | 5.1781 | 5.2145 | 5.6963 | 5.5282 | 5.7498 | 5.7209 | 5.2573 | 4.4884 | 4.1598
2029-05-17 | 4.2217 | 4.0696 | 4.0278 | 4.157 | 4.1763 | 4.5207 | 4.8828 | 5.1845 | 5.3626 | 5.121 | 5.1453 | 5.0747 | 4.965 | 4.9175 | 5.1884 | 5.3882 | 5.6832 | 6.0637 | 5.9807 | 5.896 | 5.6459 | 5.2738 | 4.7572 | 4.3636
2029-05-18 | 4.0107 | 3.9199 | 3.9056 | 4.0669 | 4.0491 | 4.4333 | 4.7258 | 5.028 | 5.1318 | 5.1421 | 5.1428 | 4.9858 | 4.8884 | 4.9027 | 5.1744 | 5.455 | 5.6219 | 5.6582 | 5.6089 | 5.6202 | 5.4729 | 5.2808 | 4.7935 | 4.2865
2029-05-19 | 4.0473 | 3.9015 | 3.9679 | 3.9771 | 4.0158 | 4.3154 | 4.4053 | 4.5145 | 5.1849 | 5.0275 | 4.9515 | 4.8162 | 4.7469 | 4.5751 | 4.6969 | 4.8729 | 5.0365 | 5.2459 | 5.3417 | 5.4529 | 5.321 | 5.0374 | 4.6069 | 4.1306
2029-05-20 | 3.9925 | 3.852 | 3.8355 | 3.8285 | 3.8743 | 4.0673 | 4.1125 | 4.337 | 4.9536 | 4.8062 | 4.921 | 4.9274 | 4.771 | 4.7127 | 4.864 | 5.0891 | 5.2955 | 5.283 | 5.4499 | 5.3865 | 5.3048 | 4.9982 | 4.5518 | 4.0478
2029-05-21 | 3.9 | 3.9876 | 3.8524 | 3.8205 | 3.8599 | 4.0956 | 4.4349 | 4.5658 | 5.1012 | 5.1448 | 4.8673 | 5.0153 | 4.7996 | 4.8144 | 5.0324 | 5.1965 | 5.2707 | 5.6456 | 5.7221 | 5.6834 | 5.6842 | 5.2406 | 4.8586 | 4.3161
2029-05-22 | 4.0697 | 3.8319 | 3.8237 | 3.8013 | 3.7713 | 4.1099 | 4.6203 | 4.8194 | 5.2526 | 5.0693 | 4.8541 | 4.9506 | 4.8095 | 4.9361 | 5.0111 | 5.2579 | 5.3152 | 5.5448 | 5.6209 | 5.6063 | 5.5269 | 4.8586 | 4.3082 | 3.9898
2029-05-23 | 3.8939 | 3.8072 | 3.9338 | 3.7754 | 3.9656 | 4.2639 | 4.4917 | 4.586 | 4.6619 | 4.5631 | 4.6046 | 4.7082 | 4.3881 | 4.5002 | 4.7927 | 4.7949 | 4.9815 | 5.3162 | 5.3646 | 5.4975 | 5.3874 | 5.1316 | 4.5514 | 4.2305
2029-05-24 | 4.0818 | 3.9839 | 3.9666 | 4.0611 | 4.1257 | 4.4318 | 4.6331 | 4.8509 | 5.002 | 5.1087 | 5.13 | 5.007 | 4.9258 | 4.9305 | 5.3493 | 5.2943 | 5.2718 | 5.4799 | 5.5562 | 5.5784 | 5.3308 | 5.0812 | 4.495 | 4.0736
2029-05-25 | 3.9579 | 3.8279 | 3.8138 | 3.8714 | 4.034 | 4.318 | 4.5565 | 4.634 | 4.8789 | 4.7741 | 4.8715 | 4.8205 | 4.6398 | 4.6336 | 4.6407 | 4.8301 | 5.0471 | 5.5259 | 5.4446 | 5.6846 | 5.4357 | 5.1828 | 4.7396 | 4.312
2029-05-26 | 4.093 | 3.9851 | 4.0342 | 4.0742 | 4.0014 | 4.2246 | 3.9908 | 4.1783 | 4.6792 | 4.7134 | 4.492 | 4.7181 | 4.4427 | 4.371 | 4.3384 | 4.4986 | 4.7067 | 5.0427 | 5.0308 | 4.9333 | 4.7408 | 4.6263 | 4.2554 | 3.9244
2029-05-27 | 3.7957 | 3.7845 | 3.7995 | 3.7406 | 3.8394 | 3.9346 | 4.0292 | 4.0934 | 4.5796 | 4.6114 | 4.5896 | 4.5449 | 4.5351 | 4.5915 | 4.65 | 4.8566 | 5.0221 | 5.3302 | 5.3499 | 5.2857 | 4.891 | 4.7248 | 4.4719 | 4.0707
2029-05-28 | 3.9592 | 3.8653 | 3.8262 | 3.8056 | 3.7916 | 3.9301 | 4.0617 | 4.2506 | 4.4481 | 4.5226 | 4.8116 | 4.6346 | 4.5179 | 4.4868 | 4.5742 | 4.6823 | 4.907 | 5.0066 | 5.0535 | 5.1167 | 5.0961 | 4.7844 | 4.4474 | 4.1167
2029-05-29 | 4.0242 | 3.9888 | 3.9441 | 3.924 | 3.9975 | 4.2107 | 4.3058 | 4.4815 | 4.9453 | 4.9901 | 4.9478 | 4.9919 | 5.1597 | 5.1409 | 5.2421 | 5.3241 | 5.4847 | 5.6236 | 5.4106 | 5.535 | 5.2039 | 4.91 | 4.3502 | 3.976
2029-05-30 | 3.8291 | 3.7461 | 3.8096 | 3.8562 | 3.6961 | 4.0277 | 4.3581 | 4.3466 | 4.5903 | 4.7455 | 4.5431 | 4.6205 | 4.5703 | 4.5508 | 4.7675 | 4.8019 | 5.0764 | 5.2628 | 5.3386 | 5.3884 | 5.2933 | 4.9276 | 4.2412 | 3.9804
2029-05-31 | 3.9041 | 3.7198 | 3.7167 | 3.745 | 3.5888 | 3.9981 | 4.2008 | 4.4961 | 4.6634 | 4.6264 | 4.7389 | 4.7572 | 4.7718 | 4.5741 | 4.6776 | 5.0414 | 5.1562 | 5.322 | 5.4907 | 5.5905 | 5.5395 | 4.9719 | 4.4737 | 3.9409
2029-06-01 | 3.6371 | 3.5245 | 3.4837 | 3.53 | 3.6651 | 4.0823 | 4.52 | 4.4655 | 4.7269 | 4.6991 | 4.6394 | 4.69 | 4.482 | 4.3361 | 4.5515 | 4.8531 | 4.8032 | 5.0721 | 4.8595 | 4.7921 | 4.7553 | 4.7113 | 4.18 | 3.9056
2029-06-02 | 3.7682 | 3.6617 | 3.6124 | 3.6075 | 3.6791 | 3.9779 | 3.943 | 4.1225 | 4.5212 | 4.3638 | 4.2603 | 4.3995 | 4.2918 | 4.1253 | 4.3533 | 4.4997 | 4.688 | 4.9498 | 5.1277 | 5.0147 | 4.9436 | 4.6697 | 4.3366 | 3.9422
2029-06-03 | 3.7226 | 3.5953 | 3.5508 | 3.6338 | 3.7011 | 3.7963 | 3.9189 | 3.966 | 4.4894 | 4.4041 | 4.2581 | 4.1614 | 4.334 | 4.2186 | 4.3675 | 4.4282 | 4.5954 | 4.8585 | 4.8083 | 4.9175 | 4.7614 | 4.6005 | 4.0836 | 3.8067
2029-06-04 | 3.6697 | 3.652 | 3.572 | 3.7181 | 3.7386 | 3.9711 | 4.0229 | 4.1259 | 4.3653 | 4.4972 | 4.6622 | 4.4308 | 4.5875 | 4.6257 | 4.8493 | 4.9338 | 4.9591 | 5.1066 | 5.2483 | 5.2975 | 5.1332 | 4.62 | 4.2387 | 3.8803
2029-06-05 | 3.7508 | 3.6513 | 3.6399 | 3.6142 | 3.7085 | 4.0554 | 4.3852 | 4.2291 | 4.3297 | 4.5827 | 4.6935 | 4.6819 | 4.6184 | 4.6442 | 4.8193 | 4.8817 | 4.9031 | 5.2247 | 5.1953 | 5.2286 | 5.0958 | 4.7148 | 4.3303 | 3.9552
2029-06-06 | 3.8352 | 3.7518 | 3.7873 | 3.8403 | 3.8643 | 4.095 | 4.1317 | 4.2063 | 4.6582 | 4.7024 | 4.5364 | 4.4612 | 4.5907 | 4.7514 | 4.6678 | 4.9036 | 4.9627 | 5.2362 | 5.2964 | 5.4082 | 5.4055 | 5.0882 | 4.7187 | 4.3534
2029-06-07 | 4.1107 | 4.0141 | 3.9405 | 3.9272 | 4.0329 | 4.262 | 4.3417 | 4.5155 | 4.7447 | 4.7567 | 4.5058 | 4.5852 | 4.3052 | 4.3191 | 4.3983 | 4.734 | 4.8372 | 5.0534 | 5.147 | 5.1104 | 5.0715 | 4.707 | 4.34 | 3.9589
2029-06-08 | 3.8038 | 3.7656 | 3.7851 | 3.7444 | 3.8684 | 4.1075 | 4.2107 | 4.376 | 4.6365 | 4.582 | 4.5907 | 4.4775 | 4.4036 | 4.3441 | 4.4843 | 4.7176 | 4.7842 | 5.0037 | 5.2585 | 5.3257 | 5.1222 | 4.8899 | 4.4836 | 4.2059
2029-06-09 | 4.0066 | 3.6952 | 3.7041 | 3.6903 | 3.8377 | 3.9815 | 4.1207 | 4.3026 | 4.6133 | 4.6006 | 4.5195 | 4.6867 | 4.3116 | 4.2473 | 4.5474 | 4.7872 | 4.859 | 5.2895 | 5.0514 | 5.0978 | 5.0063 | 4.7865 | 4.4078 | 3.969
2029-06-10 | 3.8337 | 3.7505 | 3.7644 | 3.773 | 3.8273 | 3.9333 | 4.0886 | 4.2674 | 4.5258 | 4.4956 | 4.5723 | 4.5106 | 4.5591 | 4.5883 | 4.6086 | 4.7176 | 4.6505 | 4.9214 | 5.2205 | 5.2368 | 5.198 | 4.8214 | 4.5261 | 4.0696
2029-06-11 | 3.9292 | 3.7247 | 3.737 | 3.8352 | 3.8862 | 4.078 | 4.1684 | 4.5502 | 5.0034 | 4.8242 | 4.9563 | 4.7657 | 4.7375 | 4.71 | 4.8984 | 5.0613 | 5.2279 | 5.4702 | 5.4682 | 5.4046 | 5.3496 | 5.06 | 4.6922 | 4.1333
2029-06-12 | 3.8033 | 3.7121 | 3.6589 | 3.7122 | 3.8019 | 3.9559 | 4.113 | 4.2651 | 4.7403 | 4.5376 | 4.5129 | 4.4413 | 4.41 | 4.2801 | 4.4212 | 4.6726 | 4.8365 | 5.1649 | 5.3661 | 5.4219 | 5.3029 | 4.9666 | 4.4417 | 4.0988
2029-06-13 | 3.9842 | 3.7846 | 3.7756 | 3.7848 | 3.8004 | 4.138 | 4.1304 | 4.3615 | 4.6254 | 4.7674 | 4.8774 | 4.8602 | 4.6261 | 4.6723 | 4.6661 | 5.0051 | 5.0315 | 5.3175 | 5.3686 | 5.4236 | 5.3685 | 5.0888 | 4.6622 | 4.2902
2029-06-14 | 4.1474 | 4.1226 | 3.9895 | 3.9027 | 3.9463 | 4.227 | 4.2331 | 4.3653 | 4.4911 | 4.3319 | 4.4673 | 4.4656 | 4.5035 | 4.3526 | 4.4664 | 4.5971 | 4.7439 | 4.969 | 5.0403 | 5.1076 | 4.9397 | 4.6152 | 4.1709 | 3.9362
2029-06-15 | 3.7448 | 3.6402 | 3.6936 | 3.6878 | 3.7511 | 3.8673 | 3.9128 | 4.1235 | 4.5137 | 4.7022 | 4.7653 | 4.8476 | 4.7521 | 4.583 | 4.7546 | 5.0141 | 5.0143 | 5.2663 | 5.2771 | 5.2219 | 4.9832 | 4.7588 | 4.3483 | 4.0279
2029-06-16 | 3.8873 | 3.6931 | 3.7047 | 3.7241 | 3.7733 | 3.9631 | 4.0346 | 4.275 | 4.2914 | 4.3901 | 4.1219 | 4.1974 | 3.9996 | 4.0707 | 4.1923 | 4.3436 | 4.5879 | 4.9337 | 4.8952 | 4.8561 | 4.6465 | 4.4337 | 4.1609 | 3.9025
2029-06-17 | 3.7987 | 3.7864 | 3.7567 | 3.7863 | 3.7385 | 3.9267 | 3.8387 | 3.9423 | 4.344 | 4.246 | 4.381 | 4.4295 | 4.4274 | 4.5417 | 4.6085 | 4.6879 | 4.7404 | 4.9967 | 5.1655 | 5.2625 | 5.1592 | 4.7519 | 4.3167 | 4.0308
2029-06-18 | 3.8869 | 3.7881 | 3.6132 | 3.6991 | 3.8122 | 3.9221 | 4.0038 | 4.1377 | 4.5887 | 4.4529 | 4.5347 | 4.3572 | 4.1081 | 4.4121 | 4.523 | 4.5343 | 4.7835 | 5.0835 | 5.1737 | 5.1144 | 4.9559 | 4.593 | 4.2894 | 4.091
2029-06-19 | 4.2886 | 4.2065 | 4.1436 | 4.1813 | 4.2328 | 4.5085 | 4.5714 | 4.7624 | 5.0306 | 5.2783 | 5.3912 | 5.3499 | 5.1641 | 4.9582 | 5.4416 | 5.5882 | 5.7115 | 5.9039 | 5.887 | 5.9602 | 5.8016 | 5.3257 | 4.8702 | 4.5419
2029-06-20 | 4.0082 | 4.0006 | 3.8969 | 3.8527 | 3.9361 | 4.2065 | 4.2651 | 4.5764 | 4.6648 | 4.6054 | 4.5628 | 4.4288 | 4.4214 | 4.4505 | 4.6244 | 4.8833 | 4.9454 | 5.2729 | 5.3276 | 5.4143 | 5.3522 | 4.9132 | 4.3908 | 4.0399
2029-06-21 | 3.8978 | 3.8116 | 3.803 | 3.8986 | 3.859 | 3.9751 | 4.0406 | 4.1697 | 4.8953 | 4.7804 | 4.7478 | 4.9017 | 4.8661 | 4.6397 | 4.5162 | 4.7412 | 4.939 | 5.2424 | 5.3596 | 5.4122 | 5.2374 | 4.8337 | 4.3477 | 4.1058
2029-06-22 | 4.0058 | 3.9011 | 3.8984 | 3.8339 | 3.8387 | 4.053 | 4.171 | 4.2931 | 4.5711 | 4.7335 | 4.7979 | 4.9843 | 4.7346 | 4.7838 | 4.8927 | 4.9958 | 4.9339 | 5.0164 | 4.8594 | 5.0807 | 4.8704 | 4.7674 | 4.3726 | 4.0115
2029-06-23 | 3.787 | 3.6956 | 3.7673 | 3.7615 | 3.7161 | 3.955 | 4.1684 | 4.2525 | 4.558 | 4.6337 | 4.6054 | 4.6295 | 4.6842 | 4.5801 | 4.909 | 5.0791 | 5.2221 | 5.427 | 5.2699 | 5.3528 | 5.2382 | 5.0202 | 4.604 | 4.1979
2029-06-24 | 4.0257 | 4.0127 | 3.8115 | 3.82 | 3.8764 | 3.9363 | 4.1584 | 4.2713 | 4.5875 | 4.6128 | 4.6248 | 4.7622 | 4.7442 | 4.6876 | 4.6529 | 4.9225 | 4.9711 | 5.0964 | 5.1254 | 5.2021 | 5.1354 | 4.9644 | 4.4959 | 4.2215
2029-06-25 | 4.0484 | 3.976 | 3.9819 | 3.9384 | 3.8653 | 4.1275 | 4.2612 | 4.4616 | 4.7613 | 4.7498 | 4.5786 | 4.8047 | 4.8615 | 4.5376 | 4.7735 | 4.9168 | 5.0402 | 5.3392 | 5.3897 | 5.3788 | 5.2061 | 4.9119 | 4.5259 | 4.0911
2029-06-26 | 4.0096 | 3.9491 | 3.9223 | 3.9962 | 4.0393 | 4.2548 | 4.374 | 4.5668 | 4.8807 | 4.8452 | 4.8464 | 4.6368 | 4.62 | 4.7586 | 4.7539 | 4.8349 | 4.9003 | 5.3228 | 5.4427 | 5.4776 | 5.2019 | 4.8566 | 4.5901 | 4.3362
2029-06-27 | 4.1141 | 3.9923 | 3.9464 | 3.9826 | 4.0065 | 4.2083 | 4.1681 | 4.4606 | 4.6188 | 4.8514 | 4.7818 | 4.7837 | 4.4964 | 4.4469 | 4.6252 | 4.7258 | 4.7913 | 5.1331 | 5.0903 | 5.0775 | 4.9383 | 4.6355 | 4.3018 | 3.9368
2029-06-28 | 3.8302 | 3.7152 | 3.7598 | 3.7263 | 3.7335 | 4.0275 | 4.2106 | 4.3606 | 4.61 | 4.7865 | 4.7302 | 4.7163 | 4.7467 | 4.7442 | 4.9302 | 4.84 | 5.0199 | 5.3195 | 5.4066 | 5.4584 | 5.3099 | 4.9119 | 4.5165 | 4.2282
2029-06-29 | 4.1156 | 4.0177 | 4.0367 | 3.9814 | 4.1003 | 4.2697 | 4.4716 | 4.5428 | 5.0827 | 5.0895 | 5.1667 | 4.9499 | 4.885 | 4.7119 | 4.8609 | 4.7921 | 4.7802 | 5.1518 | 5.2862 | 5.2623 | 5.0862 | 4.8544 | 4.5083 | 4.1767
2029-06-30 | 3.9491 | 3.9506 | 3.895 | 3.863 | 3.8246 | 3.9931 | 4.0784 | 4.1809 | 4.4331 | 4.3297 | 4.2333 | 4.1786 | 4.2414 | 4.2692 | 4.3803 | 4.6018 | 4.5724 | 4.9577 | 4.9826 | 4.8852 | 4.7972 | 4.511 | 4.3533 | 4.1276
2029-07-01 | 3.9573 | 3.8606 | 3.8593 | 3.8035 | 3.9089 | 4.0559 | 4.0845 | 4.2158 | 4.4157 | 4.4881 | 4.5441 | 4.5785 | 4.6224 | 4.4538 | 4.4413 | 4.7091 | 4.6958 | 5.0074 | 5.114 | 5.1094 | 4.8806 | 4.6875 | 4.3131 | 4.0778
2029-07-02 | 3.8316 | 3.8176 | 3.8021 | 3.7935 | 3.8579 | 3.9774 | 4.0793 | 4.3391 | 4.662 | 4.7345 | 4.8171 | 4.7094 | 4.8433 | 4.873 | 4.9588 | 5.1855 | 5.3871 | 5.5864 | 5.5858 | 5.6945 | 5.5303 | 4.9017 | 4.4085 | 4.0166
2029-07-03 | 3.8579 | 3.7833 | 3.7136 | 3.6777 | 3.7375 | 3.9504 | 4.1197 | 4.3729 | 4.6214 | 4.5237 | 4.6093 | 4.5545 | 4.5779 | 4.4742 | 4.5482 | 4.7592 | 4.9417 | 5.3063 | 5.3039 | 5.4445 | 5.3291 | 4.7853 | 4.5244 | 4.0976
2029-07-04 | 3.9578 | 3.8587 | 3.8752 | 3.9611 | 3.8695 | 4.0862 | 3.9402 | 4.1575 | 4.676 | 4.7819 | 4.9076 | 4.762 | 4.662 | 4.6439 | 4.6712 | 5.0022 | 5.1439 | 5.4721 | 5.3211 | 5.5104 | 5.3045 | 4.9882 | 4.386 | 4.0305
2029-07-05 | 3.856 | 3.7622 | 3.816 | 3.819 | 3.8537 | 4.0261 | 4.0816 | 4.2995 | 4.5326 | 4.7013 | 4.5701 | 4.8118 | 4.7554 | 4.7331 | 4.8355 | 4.7008 | 4.9178 | 5.3213 | 5.0046 | 5.0862 | 4.8507 | 4.6603 | 4.6074 | 4.0873
2029-07-06 | 3.9161 | 3.7862 | 3.9066 | 3.9218 | 3.9366 | 4.1942 | 4.3309 | 4.6058 | 4.7315 | 4.6871 | 4.8762 | 4.8293 | 4.9102 | 4.8592 | 4.9174 | 5.1432 | 5.2613 | 5.2224 | 5.3186 | 5.3089 | 5.1549 | 4.8987 | 4.6344 | 4.2073
2029-07-07 | 4.0136 | 3.9259 | 3.915 | 3.8191 | 3.9899 | 4.1335 | 4.1354 | 4.4094 | 4.7479 | 4.5712 | 4.4473 | 4.5214 | 4.4266 | 4.5238 | 4.6911 | 4.853 | 4.8397 | 5.0124 | 5.0109 | 4.8538 | 4.714 | 4.5948 | 4.4994 | 4.1785
2029-07-08 | 4.1037 | 4.0371 | 3.9987 | 3.9926 | 4.016 | 4.0894 | 4.2057 | 4.5264 | 4.7195 | 4.8355 | 4.6123 | 4.7655 | 4.604 | 4.6421 | 4.7408 | 4.9856 | 5.0929 | 5.0776 | 5.1009 | 5.1512 | 5.037 | 4.7497 | 4.3036 | 4.0646
2029-07-09 | 3.9062 | 3.8058 | 3.8331 | 3.8722 | 3.9666 | 4.19 | 4.3957 | 4.7987 | 5.185 | 4.8925 | 4.8093 | 4.7959 | 4.7703 | 4.8426 | 4.8159 | 4.9881 | 5.193 | 5.3017 | 5.5323 | 5.6593 | 5.5131 | 5.0962 | 4.7404 | 4.3451
2029-07-10 | 4.1815 | 4.0322 | 4.074 | 4.0711 | 4.1562 | 4.4822 | 4.735 | 4.8933 | 5.1091 | 4.9315 | 4.8574 | 5.0603 | 5.0031 | 4.869 | 4.7871 | 4.9494 | 5.4813 | 6.0432 | 6.0035 | 6.0394 | 5.8397 | 5.5015 | 4.9596 | 4.5508
2029-07-11 | 4.2136 | 4.064 | 4.033 | 4.0039 | 4.1781 | 4.3307 | 4.5417 | 4.7285 | 4.9457 | 4.8339 | 4.7442 | 4.6347 | 4.5766 | 4.7236 | 4.8286 | 5.3177 | 5.6476 | 5.9768 | 6.0252 | 6.0274 | 5.9017 | 5.4621 | 4.9061 | 4.379
2029-07-12 | 4.0757 | 4.0958 | 3.9866 | 3.8886 | 3.9003 | 4.1564 | 4.2469 | 4.5356 | 4.7453 | 4.615 | 4.5079 | 4.5416 | 4.5392 | 4.5423 | 4.6041 | 4.7908 | 5.0139 | 5.2664 | 5.264 | 5.4407 | 5.2204 | 4.8843 | 4.4428 | 4.1832
2029-07-13 | 4.0586 | 3.9835 | 3.9012 | 3.8676 | 3.9632 | 4.0733 | 4.0624 | 4.2048 | 4.8649 | 4.6746 | 4.4658 | 4.5811 | 4.6986 | 4.5745 | 4.5667 | 4.7905 | 5.0016 | 5.3973 | 5.4008 | 5.2816 | 5.0727 | 4.8177 | 4.4226 | 4.18
2029-07-14 | 4.0464 | 3.8957 | 3.8656 | 3.892 | 3.8874 | 3.9855 | 3.9987 | 4.1748 | 4.6515 | 4.6305 | 4.3939 | 4.4321 | 4.3884 | 4.4043 | 4.5756 | 4.5871 | 4.753 | 5.213 | 5.1677 | 5.1491 | 5.0541 | 4.6112 | 4.2948 | 3.9675
2029-07-15 | 3.874 | 3.7744 | 3.7133 | 3.6894 | 3.65 | 3.7089 | 3.789 | 3.9721 | 4.3762 | 4.2839 | 4.2042 | 4.3068 | 4.1928 | 4.2328 | 4.3284 | 4.6134 | 4.6675 | 5.1885 | 5.2314 | 5.1865 | 5.1024 | 4.7652 | 4.4292 | 4.0495
2029-07-16 | 3.9369 | 3.8732 | 3.8933 | 3.8298 | 3.8525 | 4.0084 | 3.9448 | 4.2613 | 4.7048 | 4.5743 | 4.6131 | 4.6972 | 4.8891 | 4.8122 | 4.9436 | 5.0291 | 5.1912 | 5.5905 | 5.6897 | 5.7458 | 5.5275 | 5.1242 | 4.5413 | 4.2021
2029-07-17 | 4.0443 | 3.8983 | 3.8672 | 3.8712 | 3.8779 | 4.0867 | 4.1037 | 4.2235 | 4.5885 | 4.4823 | 4.4057 | 4.4285 | 4.559 | 4.552 | 4.6611 | 4.7444 | 4.9811 | 5.3772 | 5.4086 | 5.5174 | 5.2607 | 4.9174 | 4.4831 | 4.1669
2029-07-18 | 4.0236 | 3.9208 | 3.8948 | 3.8748 | 3.9347 | 4.2937 | 4.3289 | 4.3312 | 4.9971 | 4.9215 | 4.8288 | 4.8568 | 4.8474 | 4.6947 | 5.1445 | 5.2117 | 5.3673 | 5.5788 | 5.7809 | 5.8796 | 5.7157 | 5.1389 | 4.6638 | 4.1925
2029-07-19 | 4.0427 | 4.0196 | 3.9438 | 3.8737 | 3.9507 | 4.1328 | 4.141 | 4.3143 | 4.5854 | 4.5578 | 4.3475 | 4.4511 | 4.3951 | 4.3653 | 4.4705 | 4.698 | 5.0204 | 5.3069 | 5.3297 | 5.41 | 5.2657 | 4.9565 | 4.4783 | 4.1636
2029-07-20 | 4.1151 | 4.0237 | 4.0472 | 3.9889 | 4.1922 | 4.4673 | 4.6261 | 4.7512 | 5.1163 | 5.0575 | 5.1694 | 5.1428 | 5.2433 | 5.213 | 5.2862 | 5.2953 | 5.3369 | 5.7945 | 5.6058 | 5.5595 | 5.2382 | 4.9247 | 4.3226 | 4.1454
2029-07-21 | 4.0168 | 3.9328 | 3.9076 | 3.9239 | 3.9509 | 4.0266 | 4.0892 | 4.1754 | 4.3604 | 4.3924 | 4.3978 | 4.4534 | 4.4182 | 4.351 | 4.3501 | 4.6124 | 4.6855 | 5.0294 | 5.0547 | 5.1298 | 4.9914 | 4.7421 | 4.3425 | 4.157
2029-07-22 | 3.9521 | 3.903 | 3.8322 | 3.815 | 3.8446 | 4.0266 | 4.041 | 4.4288 | 4.7953 | 4.8962 | 4.6889 | 4.6529 | 4.5945 | 4.5048 | 4.4876 | 4.6381 | 4.8154 | 5.274 | 5.336 | 5.4718 | 5.5396 | 5.0913 | 4.6499 | 4.236
2029-07-23 | 4.1053 | 4.0162 | 3.9861 | 3.903 | 3.867 | 4.1584 | 4.2391 | 4.458 | 4.7306 | 4.6139 | 4.4929 | 4.7906 | 4.7424 | 4.5385 | 4.5596 | 4.8634 | 4.9736 | 5.2873 | 5.319 | 5.3176 | 5.2278 | 4.8728 | 4.4592 | 4.1833
2029-07-24 | 4.0275 | 3.9772 | 4.0039 | 3.9369 | 4.0471 | 4.2818 | 4.4192 | 4.5029 | 4.7787 | 4.4717 | 4.5441 | 4.5152 | 4.5491 | 4.7379 | 4.873 | 5.3187 | 5.2722 | 5.6468 | 5.6886 | 5.785 | 5.618 | 5.2628 | 4.7045 | 4.2572
2029-07-25 | 4.0272 | 3.954 | 3.9055 | 3.8773 | 3.9704 | 4.1331 | 4.2939 | 4.4623 | 4.8129 | 4.7954 | 4.7286 | 4.863 | 4.793 | 4.9034 | 4.9772 | 5.0393 | 5.3773 | 5.51 | 5.6477 | 5.7336 | 5.7391 | 5.131 | 4.484 | 4.1205
2029-07-26 | 3.949 | 3.9163 | 3.8451 | 3.8523 | 3.9356 | 4.144 | 4.2681 | 4.3662 | 4.5312 | 4.7312 | 4.9089 | 5.0227 | 5 | 4.8494 | 4.9064 | 5.2869 | 5.3829 | 5.6567 | 5.7691 | 5.7197 | 5.5132 | 5.1077 | 4.6497 | 4.2261
2029-07-27 | 4.0449 | 3.9613 | 3.8889 | 3.9798 | 4.0528 | 4.1944 | 4.3561 | 4.5083 | 4.8115 | 4.6482 | 4.6045 | 4.7127 | 4.6068 | 4.558 | 4.6328 | 5.0028 | 5.0676 | 5.2696 | 5.3608 | 5.3962 | 5.2165 | 4.8203 | 4.4891 | 4.1226
2029-07-28 | 4.0819 | 3.9114 | 3.8746 | 3.8465 | 3.8644 | 4.1436 | 4.2996 | 4.4089 | 4.6366 | 4.7572 | 4.6718 | 4.9312 | 4.8006 | 4.6367 | 4.6223 | 4.8124 | 4.9639 | 5.0841 | 5.1443 | 5.2877 | 5.0584 | 4.7429 | 4.4215 | 4.095
2029-07-29 | 3.9611 | 3.8428 | 3.792 | 3.8659 | 3.8703 | 3.9495 | 4.0901 | 4.3754 | 4.5703 | 4.4796 | 4.4843 | 4.5414 | 4.7806 | 4.5016 | 4.5024 | 4.6628 | 4.8251 | 5.0926 | 5.1487 | 5.4314 | 5.1896 | 4.7825 | 4.5172 | 4.1327
2029-07-30 | 4.176 | 4.1039 | 4.0453 | 4.0901 | 4.1073 | 4.3087 | 4.5422 | 4.7084 | 4.9513 | 4.8745 | 5.0332 | 4.9064 | 5.0356 | 4.9298 | 5.0457 | 5.3709 | 5.6353 | 5.8909 | 6.1319 | 6.3606 | 6.1991 | 5.8572 | 5.1204 | 4.6702
2029-07-31 | 4.1834 | 3.5918 | 3.5739 | 3.8443 | 4.0245 | 4.1566 | 4.2708 | 4.683 | 5.2405 | 5.1 | 4.7301 | 4.6836 | 4.7651 | 4.7269 | 4.7531 | 5.0166 | 5.2307 | 5.4977 | 5.5715 | 5.6111 | 5.3768 | 4.9675 | 4.5031 | 4.1193
2029-08-01 | 4.038 | 3.9381 | 4.0057 | 3.9271 | 4.037 | 4.3621 | 4.5019 | 4.6479 | 4.7983 | 4.655 | 4.5836 | 4.7239 | 4.6957 | 4.83 | 5.0733 | 5.334 | 5.5098 | 5.7575 | 5.8784 | 5.9163 | 5.7579 | 5.5084 | 5.0016 | 4.518
2029-08-02 | 4.4796 | 4.247 | 4.1855 | 4.1475 | 4.1073 | 4.2099 | 4.5013 | 4.6799 | 4.7973 | 4.8124 | 4.6296 | 4.6707 | 4.7076 | 4.6212 | 4.7774 | 5.0149 | 5.046 | 5.4331 | 5.4814 | 5.5337 | 5.4192 | 5.1809 | 4.6765 | 4.3553
2029-08-03 | 4.2412 | 4.2062 | 4.1481 | 4.2775 | 4.2906 | 4.5197 | 4.7358 | 4.777 | 4.8921 | 4.8104 | 4.7165 | 4.6939 | 4.8553 | 4.6986 | 4.8938 | 4.9325 | 5.0518 | 5.2101 | 5.3501 | 5.3576 | 5.1589 | 4.9543 | 4.6949 | 4.3993
2029-08-04 | 4.1836 | 4.0628 | 4.0388 | 4.0688 | 4.1453 | 4.3428 | 4.4376 | 4.6156 | 4.8005 | 4.5928 | 4.5246 | 4.6869 | 4.5818 | 4.5053 | 4.7796 | 5.1226 | 5.2056 | 5.3414 | 5.5056 | 5.5808 | 5.4188 | 5.1723 | 4.8122 | 4.4026
2029-08-05 | 4.222 | 4.141 | 4.0739 | 4.0929 | 4.0848 | 4.215 | 4.3099 | 4.4327 | 4.6396 | 4.6174 | 4.8251 | 4.8344 | 4.964 | 4.8678 | 4.8827 | 5.436 | 5.3673 | 5.6348 | 5.7345 | 5.7782 | 5.6789 | 5.2717 | 4.9396 | 4.4843
2029-08-06 | 4.2831 | 4.1768 | 4.0207 | 4.0545 | 4.0828 | 4.1979 | 4.5767 | 4.6781 | 4.9985 | 4.8996 | 4.6761 | 4.7411 | 4.7051 | 4.5392 | 4.8551 | 5.2632 | 5.3631 | 5.5502 | 5.6175 | 5.6146 | 5.3864 | 4.9475 | 4.6035 | 4.3173
2029-08-07 | 4.1198 | 4.0635 | 4.1251 | 4.1091 | 4.2097 | 4.4307 | 4.7433 | 4.8219 | 4.9779 | 4.8514 | 4.9781 | 5.1295 | 5.0368 | 5.2762 | 5.3255 | 5.5658 | 5.6394 | 5.8753 | 5.9286 | 5.9444 | 5.767 | 5.4 | 4.8324 | 4.4815
2029-08-08 | 4.3408 | 4.2902 | 4.1938 | 4.2376 | 4.312 | 4.4347 | 4.6634 | 4.6901 | 4.8307 | 4.8943 | 4.9057 | 4.9433 | 5.0013 | 4.9826 | 4.96 | 5.3108 | 5.3698 | 5.5525 | 5.6642 | 5.8266 | 5.7379 | 5.2701 | 4.8579 | 4.5443
2029-08-09 | 4.4588 | 4.4349 | 4.4167 | 4.3288 | 4.2817 | 4.4217 | 4.6468 | 4.6443 | 4.7233 | 4.7175 | 4.7195 | 4.7459 | 4.7167 | 4.6741 | 4.8537 | 5.038 | 5.3405 | 5.4246 | 5.519 | 5.5635 | 5.2898 | 5.0602 | 4.5778 | 4.3726
2029-08-10 | 4.3396 | 4.2043 | 4.1414 | 4.1353 | 4.1403 | 4.4143 | 4.4012 | 4.651 | 5.2106 | 5.2024 | 4.9173 | 4.9468 | 4.9918 | 4.9183 | 5.0091 | 5.084 | 5.1585 | 5.411 | 5.4068 | 5.4849 | 5.2365 | 4.9577 | 4.5623 | 4.2856
2029-08-11 | 4.2156 | 4.0637 | 4.0356 | 3.9847 | 4.0606 | 4.1347 | 4.2555 | 4.4758 | 4.681 | 4.7632 | 4.7453 | 4.7727 | 4.7887 | 4.7068 | 4.8025 | 5.0525 | 5.1264 | 5.2635 | 5.3809 | 5.549 | 5.3095 | 5.0469 | 4.7397 | 4.4602
2029-08-12 | 4.3182 | 4.2564 | 4.1463 | 4.2524 | 4.225 | 4.4465 | 4.5884 | 4.6138 | 4.8126 | 4.6588 | 4.8171 | 4.8391 | 4.9131 | 4.9651 | 4.9413 | 5.1685 | 5.1704 | 5.3847 | 5.3854 | 5.4836 | 5.2385 | 4.9956 | 4.5395 | 4.3008
2029-08-13 | 4.2005 | 4.0874 | 4.1169 | 4.1321 | 4.1628 | 4.4263 | 4.7096 | 4.8128 | 5.0154 | 4.8488 | 4.7664 | 4.6989 | 4.7737 | 4.7746 | 4.7338 | 4.9454 | 5.1397 | 5.3341 | 5.6272 | 5.7037 | 5.5199 | 5.2096 | 4.7805 | 4.4374
2029-08-14 | 4.2674 | 4.2399 | 4.2202 | 4.1728 | 4.2263 | 4.3705 | 4.5069 | 4.539 | 5.1181 | 5.0551 | 5.0974 | 5.2022 | 5.1369 | 5.0308 | 5.1091 | 5.1729 | 5.3001 | 5.5637 | 5.6677 | 5.73 | 5.565 | 5.058 | 4.5963 | 4.3059
2029-08-15 | 4.1723 | 4.0659 | 4.0421 | 4.024 | 3.9692 | 4.3402 | 4.4833 | 4.563 | 5.1255 | 4.9696 | 4.7788 | 4.9052 | 4.9333 | 4.8395 | 5.0164 | 5.3219 | 5.3419 | 5.5719 | 5.5608 | 5.525 | 5.401 | 5.1784 | 4.6575 | 4.3367
2029-08-16 | 4.2392 | 4.1531 | 4.2049 | 4.1604 | 4.2662 | 4.5218 | 4.4337 | 4.7643 | 5.1613 | 5.2625 | 5.1537 | 5.0353 | 5.1162 | 5.1807 | 5.1991 | 5.2454 | 5.3752 | 5.5905 | 5.5046 | 5.6114 | 5.4227 | 5.2093 | 4.7611 | 4.4306
2029-08-17 | 4.2901 | 4.1851 | 4.1893 | 4.0295 | 4.0242 | 4.2745 | 4.5582 | 4.6697 | 4.8968 | 4.9104 | 4.9823 | 4.9102 | 4.9939 | 4.8294 | 5.0464 | 5.0908 | 5.3193 | 5.5401 | 5.7307 | 5.6947 | 5.341 | 5.0878 | 4.7605 | 4.3692
2029-08-18 | 4.2578 | 4.1548 | 4.1439 | 4.0746 | 4.2123 | 4.3702 | 4.5654 | 4.7528 | 5.0074 | 5.0402 | 4.8837 | 4.9942 | 4.8042 | 4.8435 | 4.8421 | 5.096 | 5.1223 | 5.551 | 5.6194 | 5.5197 | 5.2398 | 5.0456 | 4.6501 | 4.3729
2029-08-19 | 4.1188 | 3.9994 | 3.9539 | 3.8331 | 3.9554 | 4.1194 | 4.1613 | 4.1303 | 4.7761 | 4.6323 | 4.5484 | 4.5404 | 4.6063 | 4.6464 | 4.6265 | 5.0563 | 5.0464 | 5.4096 | 5.5483 | 5.5564 | 5.3658 | 4.9568 | 4.624 | 4.2576
2029-08-20 | 4.1781 | 4.0924 | 4.0164 | 3.9661 | 4.0614 | 4.3356 | 4.5287 | 4.4548 | 4.9849 | 5.0739 | 4.8717 | 4.8296 | 4.8228 | 4.9289 | 4.9418 | 5.015 | 5.2594 | 5.5747 | 5.6472 | 5.6699 | 5.3303 | 4.9734 | 4.6449 | 4.2956
2029-08-21 | 4.1339 | 4.0243 | 4.0052 | 3.9631 | 4.0125 | 4.2293 | 4.5924 | 4.7118 | 4.9446 | 4.7943 | 4.7618 | 4.8505 | 4.7025 | 4.7599 | 4.9019 | 4.9455 | 5.1925 | 5.3925 | 5.6155 | 5.672 | 5.4605 | 5.1526 | 4.7637 | 4.446
2029-08-22 | 4.2556 | 4.1799 | 4.0946 | 4.0407 | 4.1033 | 4.4205 | 4.6925 | 4.8229 | 4.9877 | 4.9242 | 4.7834 | 4.8464 | 4.893 | 4.7268 | 4.969 | 5.4759 | 5.5923 | 5.7159 | 5.7993 | 5.8282 | 5.4712 | 5.193 | 4.6852 | 4.4987
2029-08-23 | 4.3986 | 4.2614 | 4.286 | 4.1531 | 4.1662 | 4.4914 | 4.842 | 4.7291 | 4.981 | 4.8938 | 4.9112 | 5.0706 | 5.0478 | 4.8441 | 4.8667 | 5.0489 | 5.2187 | 5.3823 | 5.6059 | 5.6408 | 5.4243 | 5.0947 | 4.7588 | 4.4031
2029-08-24 | 4.2752 | 4.1734 | 4.1554 | 4.0587 | 4.0774 | 4.3487 | 4.7302 | 4.858 | 5.0949 | 5.2101 | 5.1147 | 5.0467 | 5.0561 | 4.9858 | 5.2818 | 5.4654 | 5.5225 | 5.7661 | 5.748 | 5.688 | 5.4677 | 5.105 | 4.7758 | 4.4374
2029-08-25 | 4.2869 | 4.2122 | 4.1377 | 4.1074 | 4.0721 | 4.2 | 4.4236 | 4.6487 | 4.9043 | 4.9032 | 4.7807 | 4.8654 | 4.8193 | 4.6886 | 4.912 | 5.2396 | 5.3325 | 5.5091 | 5.403 | 5.4561 | 5.2597 | 5.0707 | 4.7439 | 4.3499
2029-08-26 | 4.1868 | 4.0482 | 4.0744 | 3.9843 | 4.0201 | 4.2932 | 4.4413 | 4.678 | 5.0446 | 4.9767 | 4.9107 | 4.9329 | 4.8183 | 4.9675 | 4.9872 | 5.0556 | 5.131 | 5.5212 | 5.6186 | 5.7588 | 5.5818 | 5.2616 | 4.8746 | 4.5287
2029-08-27 | 4.3584 | 4.1929 | 4.1545 | 4.0574 | 4.1363 | 4.382 | 4.8338 | 5.0779 | 5.2724 | 5.0586 | 4.8946 | 4.9158 | 4.8067 | 4.8498 | 4.7326 | 5.0442 | 5.0717 | 5.4084 | 5.5667 | 5.6837 | 5.3134 | 5.0469 | 4.5971 | 4.3141
2029-08-28 | 4.3588 | 4.2807 | 4.2604 | 4.2356 | 4.4443 | 4.743 | 5.1183 | 5.1024 | 5.2758 | 5.2757 | 5.4812 | 5.3218 | 5.3902 | 5.2726 | 5.4227 | 5.6309 | 5.8448 | 6.1206 | 6.1295 | 6.2567 | 5.8913 | 5.5376 | 5.0727 | 4.7488
2029-08-29 | 4.3343 | 4.2813 | 4.2515 | 4.2283 | 4.1643 | 4.4871 | 4.6986 | 4.8033 | 5.0901 | 4.8822 | 4.7401 | 4.7811 | 4.9227 | 4.7283 | 4.8156 | 5.0094 | 5.1681 | 5.4757 | 5.5416 | 5.5659 | 5.1979 | 4.8743 | 4.5591 | 4.2567
2029-08-30 | 4.2846 | 4.2439 | 4.2458 | 4.1972 | 4.2573 | 4.3367 | 4.5816 | 4.4994 | 4.6428 | 5.1821 | 5.1693 | 5.1132 | 4.9796 | 4.9336 | 4.981 | 5.3291 | 5.4969 | 5.4851 | 5.4486 | 5.5486 | 5.4503 | 5.1777 | 4.7251 | 4.4133
2029-08-31 | 4.2696 | 4.194 | 4.1295 | 4.1094 | 4.2353 | 4.4542 | 4.5435 | 4.6071 | 4.707 | 4.7583 | 4.7186 | 4.6532 | 4.6186 | 4.9457 | 5.2354 | 5.1147 | 5.2244 | 5.5351 | 5.4997 | 5.3917 | 5.2941 | 5.1445 | 4.7019 | 4.3275
2029-09-01 | 4.2411 | 4.1377 | 4.1569 | 4.15 | 4.2147 | 4.4054 | 4.4522 | 4.576 | 4.8428 | 4.7842 | 4.6894 | 4.8067 | 4.8701 | 4.5932 | 4.6814 | 4.8522 | 4.9298 | 5.6282 | 5.5729 | 5.4905 | 5.3271 | 4.9617 | 4.6023 | 4.3703
2029-09-02 | 4.2278 | 4.1445 | 4.2254 | 4.1684 | 4.2544 | 4.4695 | 4.6467 | 4.7782 | 5.0786 | 5.0602 | 4.909 | 4.9738 | 4.9119 | 4.8695 | 4.9424 | 4.8778 | 5.1462 | 5.4729 | 5.6205 | 5.5397 | 5.1296 | 4.9259 | 4.5763 | 4.3238
2029-09-03 | 4.1397 | 4.0696 | 4.0413 | 4.1125 | 4.1656 | 4.3777 | 4.5385 | 4.7008 | 4.9041 | 4.7827 | 4.8136 | 4.8182 | 4.7765 | 4.8586 | 5.0341 | 5.2464 | 5.3704 | 5.586 | 5.5282 | 5.5401 | 5.2551 | 5.0144 | 4.6039 | 4.3559
2029-09-04 | 4.1291 | 4.0524 | 4.0421 | 3.895 | 3.918 | 4.1138 | 4.1806 | 4.3018 | 4.446 | 4.7016 | 4.9007 | 4.8039 | 4.7991 | 4.673 | 4.911 | 4.8969 | 5.1397 | 5.5703 | 5.6919 | 5.7921 | 5.3321 | 5.0286 | 4.572 | 4.3933
2029-09-05 | 4.2449 | 4.1225 | 4.0869 | 4.0539 | 4.1212 | 4.4237 | 4.7391 | 4.8879 | 5.0143 | 5.1094 | 5.0582 | 5.2851 | 5.3601 | 5.179 | 5.3802 | 5.2092 | 5.4501 | 5.7111 | 5.8327 | 5.5595 | 5.1116 | 5.0701 | 4.6946 | 4.3826
2029-09-06 | 4.2099 | 4.164 | 4.1154 | 4.1069 | 4.0985 | 4.3908 | 4.6835 | 4.8974 | 5.0694 | 4.9736 | 4.8401 | 4.9185 | 4.9363 | 4.8426 | 4.9398 | 5.1916 | 5.3615 | 5.6468 | 5.6297 | 5.8742 | 5.6977 | 5.3386 | 4.7942 | 4.41
2029-09-07 | 4.2818 | 4.1258 | 4.1755 | 4.0889 | 4.1466 | 4.3986 | 4.8396 | 4.849 | 5.1458 | 5.169 | 5.0596 | 5.0499 | 5.3771 | 5.2378 | 5.2206 | 5.2224 | 5.3697 | 5.6252 | 5.5856 | 5.4293 | 5.1949 | 4.8546 | 4.5566 | 4.2491
2029-09-08 | 4.1796 | 4.0656 | 4.0442 | 4.0174 | 4.0666 | 4.248 | 4.4167 | 4.5523 | 4.7101 | 4.7259 | 4.8329 | 4.8103 | 4.6498 | 4.6126 | 4.7513 | 4.7155 | 4.9072 | 5.1829 | 5.2759 | 5.2537 | 5.069 | 4.7305 | 4.5468 | 4.2355
2029-09-09 | 4.1272 | 4.0502 | 4.0251 | 3.9656 | 4.0361 | 4.1853 | 4.3747 | 4.5786 | 4.6912 | 4.7034 | 4.6749 | 4.7865 | 4.841 | 4.8188 | 4.791 | 5.126 | 5.14 | 5.2164 | 5.344 | 5.3992 | 5.0977 | 4.8257 | 4.4017 | 4.1512
2029-09-10 | 4.0423 | 3.9971 | 3.8711 | 3.8604 | 3.9521 | 4.233 | 4.493 | 4.4323 | 4.7214 | 4.7501 | 4.5278 | 4.8088 | 4.7575 | 4.8735 | 4.9437 | 5.2167 | 5.3598 | 5.6094 | 5.7879 | 5.9585 | 5.7315 | 5.4004 | 4.8751 | 4.5508
2029-09-11 | 4.4231 | 4.3147 | 4.3094 | 4.1026 | 4.0427 | 4.2966 | 4.543 | 4.7141 | 4.7497 | 4.7654 | 4.7369 | 4.7218 | 4.6496 | 4.7691 | 4.7055 | 4.787 | 4.9981 | 5.3412 | 5.5354 | 5.484 | 5.0541 | 4.8435 | 4.4633 | 4.3341
2029-09-12 | 4.3169 | 4.1965 | 4.1663 | 4.1368 | 4.2399 | 4.5102 | 4.914 | 5.021 | 5.2244 | 5.2867 | 5.0692 | 5.3817 | 5.3077 | 5.2519 | 5.2773 | 5.3868 | 5.6191 | 5.7722 | 5.8819 | 5.8119 | 5.2962 | 5.0267 | 4.569 | 4.2614
2029-09-13 | 4.0952 | 4.0901 | 4.0352 | 4.061 | 4.1328 | 4.5142 | 4.7663 | 5.0773 | 5.2132 | 5.0653 | 4.9929 | 5.1316 | 5.1528 | 5.2243 | 5.2563 | 5.4928 | 5.6033 | 5.8828 | 5.955 | 6.0288 | 5.8465 | 5.5387 | 4.9668 | 4.6877
2029-09-14 | 4.4505 | 4.2436 | 4.2175 | 4.1513 | 4.1798 | 4.4753 | 4.7302 | 4.8709 | 4.9923 | 4.9847 | 5.0259 | 5.0967 | 5.0713 | 5.167 | 5.2086 | 5.2987 | 5.3034 | 5.726 | 5.7482 | 5.581 | 5.3568 | 5.1546 | 4.8055 | 4.5213
2029-09-15 | 4.2773 | 4.1897 | 4.205 | 4.0558 | 4.1126 | 4.4021 | 4.5945 | 4.8704 | 5.1419 | 5.0477 | 5.173 | 5.1352 | 5.326 | 5.108 | 4.9146 | 5.2685 | 5.3034 | 5.5181 | 5.5329 | 5.2786 | 5.0496 | 4.8015 | 4.601 | 4.4157
2029-09-16 | 4.2649 | 4.1801 | 4.1484 | 4.1179 | 4.1387 | 4.3437 | 4.2517 | 4.5642 | 4.8671 | 4.8528 | 4.8712 | 4.9322 | 4.9154 | 4.9569 | 5.0452 | 5.2565 | 5.4552 | 5.8333 | 6.1607 | 5.9089 | 5.6141 | 5.3778 | 4.826 | 4.5504
2029-09-17 | 4.3129 | 4.2083 | 4.1464 | 4.1244 | 4.2507 | 4.5216 | 4.805 | 5.125 | 5.3816 | 5.0615 | 5.0256 | 5.0031 | 4.8822 | 4.9722 | 5.1832 | 5.2506 | 5.3333 | 5.7181 | 5.9207 | 5.9176 | 5.5838 | 5.2583 | 4.8134 | 4.4326
2029-09-18 | 4.3093 | 4.156 | 4.159 | 4.0942 | 4.1928 | 4.524 | 4.5122 | 4.9133 | 5.1866 | 5.0407 | 5.2367 | 5.2824 | 5.235 | 5.1928 | 5.0261 | 5.2456 | 5.3568 | 5.7837 | 5.8232 | 5.7605 | 5.2625 | 4.9328 | 4.7256 | 4.3685
2029-09-19 | 4.2003 | 3.975 | 4.0104 | 4.1508 | 4.1803 | 4.4175 | 4.6241 | 4.7923 | 4.8995 | 4.849 | 5.0249 | 4.8849 | 5.0309 | 5.0001 | 5.0788 | 5.2239 | 5.2952 | 5.5943 | 5.8417 | 5.8124 | 5.4612 | 5.1718 | 4.741 | 4.3922
2029-09-20 | 4.211 | 4.0894 | 4.0792 | 4.0847 | 4.1754 | 4.5505 | 4.72 | 4.9284 | 5.4502 | 5.1979 | 5.0092 | 5.0875 | 5.0293 | 5.0692 | 5.1282 | 5.3218 | 5.4458 | 5.6014 | 5.6984 | 5.7514 | 5.4127 | 5.1069 | 4.6927 | 4.3612
2029-09-21 | 4.2189 | 4.175 | 4.0828 | 4.1107 | 4.2142 | 4.4306 | 4.5177 | 4.5887 | 4.8915 | 4.8095 | 4.837 | 4.7944 | 4.8189 | 4.7964 | 4.877 | 5.0253 | 4.9261 | 5.2599 | 5.352 | 5.4083 | 5.0593 | 4.9277 | 4.5988 | 4.3086
2029-09-22 | 4.1283 | 4.0575 | 4.08 | 4.0703 | 4.2044 | 4.3249 | 4.5144 | 4.6485 | 4.7599 | 4.714 | 4.6126 | 4.7097 | 4.5122 | 4.4726 | 4.6242 | 4.6569 | 4.8035 | 5.2336 | 5.4739 | 5.5091 | 5.2217 | 5.0567 | 4.728 | 4.4528
2029-09-23 | 4.2651 | 4.1858 | 4.1463 | 4.1054 | 4.0235 | 4.3591 | 4.4102 | 4.5811 | 4.7513 | 4.7372 | 4.7131 | 4.7188 | 4.815 | 4.7424 | 4.802 | 4.9001 | 5.2151 | 5.661 | 5.8577 | 5.8034 | 5.5743 | 5.3076 | 4.8899 | 4.4925
2029-09-24 | 4.3221 | 4.2008 | 4.2808 | 4.3337 | 4.3693 | 4.6055 | 4.8951 | 5.1981 | 5.3225 | 5.1846 | 5.2644 | 5.5621 | 5.6182 | 5.6279 | 5.5695 | 5.5195 | 5.5339 | 5.8831 | 6.0392 | 6.0458 | 5.4945 | 5.1684 | 4.6014 | 4.3116
2029-09-25 | 4.2206 | 4.1242 | 4.1497 | 4.131 | 4.2239 | 4.518 | 4.6738 | 4.9072 | 4.9165 | 4.9364 | 4.9387 | 4.9301 | 4.922 | 4.9022 | 4.9418 | 5.1687 | 5.3058 | 5.6789 | 5.8942 | 5.8865 | 5.6347 | 5.3606 | 4.9163 | 4.6155
2029-09-26 | 4.3285 | 4.2353 | 4.2618 | 4.2083 | 4.2816 | 4.6267 | 4.8634 | 4.897 | 5.209 | 5.0027 | 5.0987 | 5.0227 | 5.099 | 5.0404 | 4.9712 | 5.1096 | 5.2224 | 5.4367 | 5.6623 | 5.5973 | 5.2863 | 5.013 | 4.7447 | 4.4183
2029-09-27 | 4.3843 | 4.2282 | 4.1944 | 4.248 | 4.2716 | 4.5555 | 4.8424 | 4.8789 | 5.0428 | 4.9156 | 5.1069 | 5.2876 | 5.5465 | 5.7161 | 5.7249 | 5.9555 | 6.1518 | 6.3075 | 6.3667 | 6.3327 | 6.0263 | 5.4098 | 5.0091 | 4.7386
2029-09-28 | 4.373 | 4.2713 | 4.1849 | 4.1753 | 4.3417 | 4.5636 | 4.8876 | 4.8842 | 5.03 | 5.1383 | 5.1951 | 5.5706 | 5.3605 | 5.3957 | 5.5714 | 5.7355 | 5.842 | 5.9406 | 6.0532 | 5.9296 | 5.7121 | 5.5328 | 5.0427 | 4.7058
2029-09-29 | 4.5728 | 4.5327 | 4.3254 | 4.3132 | 4.3723 | 4.4623 | 4.5634 | 4.8395 | 4.9889 | 5.0701 | 4.8423 | 4.7831 | 5.1427 | 5.2746 | 5.298 | 5.2471 | 5.323 | 5.4383 | 5.4323 | 5.1388 | 5.0161 | 4.8818 | 4.6356 | 4.2483
2029-09-30 | 4.0988 | 4.1219 | 4.0276 | 4.1272 | 4.2027 | 4.378 | 4.6329 | 4.8082 | 4.9396 | 5.0711 | 5.0022 | 5.0795 | 5.0206 | 4.8374 | 4.8528 | 5.0402 | 5.175 | 5.4613 | 5.6192 | 5.6236 | 5.401 | 5.1147 | 4.7034 | 4.4829
2029-10-01 | 4.2829 | 4.1443 | 4.1564 | 4.1447 | 4.1171 | 4.3253 | 4.4642 | 4.6919 | 4.6992 | 4.7524 | 4.7836 | 5.1451 | 5.2022 | 5.0957 | 4.9513 | 5.1295 | 5.2865 | 5.6094 | 5.8558 | 5.6082 | 5.3031 | 4.9524 | 4.516 | 4.2884
2029-10-02 | 4.2103 | 4.1686 | 4.2281 | 4.1774 | 4.2253 | 4.5234 | 4.6307 | 4.768 | 4.8922 | 4.8956 | 4.9214 | 5.2106 | 4.981 | 4.7991 | 4.9333 | 5.1118 | 5.2941 | 5.7148 | 5.8457 | 5.767 | 5.3821 | 5.304 | 4.9462 | 4.5958
2029-10-03 | 4.4498 | 4.3554 | 4.3871 | 4.3231 | 4.4183 | 4.5924 | 4.7767 | 4.9028 | 4.87 | 4.9116 | 4.9153 | 5.0371 | 4.9979 | 4.9816 | 5.0874 | 5.2545 | 5.6004 | 5.6503 | 5.7852 | 5.699 | 5.4108 | 5.1205 | 4.747 | 4.4528
2029-10-04 | 4.3901 | 4.3573 | 4.32 | 4.281 | 4.361 | 4.6276 | 4.8908 | 5.0533 | 5.1388 | 5.1181 | 5.159 | 5.0667 | 4.9182 | 4.9444 | 5.153 | 5.33 | 5.5909 | 5.7921 | 6.0403 | 5.9886 | 5.8149 | 5.593 | 4.9725 | 4.6294
2029-10-05 | 4.3818 | 4.2952 | 4.142 | 4.1166 | 4.1408 | 4.4385 | 4.7212 | 4.7867 | 4.869 | 4.908 | 4.8317 | 4.8674 | 4.9251 | 5.0129 | 4.9366 | 5.1236 | 5.348 | 5.5866 | 5.5638 | 5.4068 | 5.1712 | 4.9485 | 4.5315 | 4.2791
2029-10-06 | 4.1603 | 4.1658 | 4.0802 | 4.0329 | 4.0711 | 4.3018 | 4.2284 | 4.5259 | 4.6024 | 4.7407 | 4.667 | 4.8208 | 4.8389 | 4.6832 | 4.7485 | 4.921 | 5.1828 | 5.4163 | 5.5296 | 5.48 | 5.118 | 5.0012 | 4.6962 | 4.3679
2029-10-07 | 4.1623 | 3.9956 | 4.0263 | 4.0479 | 4.0162 | 4.1657 | 4.2534 | 4.4348 | 4.5608 | 4.5832 | 4.7251 | 4.9003 | 4.8223 | 4.8246 | 5.0231 | 5.1741 | 5.2413 | 5.3392 | 5.2917 | 5.3005 | 4.9277 | 4.8165 | 4.4792 | 4.1518
2029-10-08 | 4.0041 | 4.0191 | 3.9735 | 3.9353 | 3.8546 | 4.144 | 4.3497 | 4.4485 | 4.832 | 4.9839 | 4.8994 | 5.0869 | 4.9352 | 4.8058 | 4.9509 | 4.9662 | 5.079 | 5.3513 | 5.6774 | 5.5515 | 5.4026 | 5.1686 | 4.7772 | 4.4507
2029-10-09 | 4.2891 | 4.2224 | 4.1389 | 4.0134 | 4.053 | 4.3001 | 4.4289 | 4.6001 | 4.7282 | 4.7063 | 4.8982 | 4.964 | 4.9705 | 5.009 | 5.0367 | 4.9949 | 5.4041 | 5.6988 | 5.7369 | 5.498 | 5.1619 | 4.8974 | 4.6514 | 4.3101
2029-10-10 | 4.1259 | 4.0437 | 4.0409 | 4.0552 | 4.1141 | 4.2934 | 4.3827 | 4.9555 | 5.0833 | 5.0393 | 5.0957 | 5.0869 | 5.1815 | 5.1643 | 5.1678 | 5.2367 | 5.4673 | 5.7376 | 5.9291 | 5.8212 | 5.47 | 5.1263 | 4.8025 | 4.438
2029-10-11 | 4.4746 | 4.4218 | 4.4919 | 4.4267 | 4.4973 | 4.8585 | 5.022 | 5.3707 | 5.5283 | 5.4782 | 5.6863 | 5.4695 | 5.236 | 5.1456 | 5.8811 | 6.0201 | 6.1864 | 6.3603 | 6.331 | 6.3568 | 6.1549 | 5.9077 | 5.2917 | 4.824
2029-10-12 | 4.4947 | 4.3617 | 4.2856 | 4.2913 | 4.3538 | 4.5443 | 4.6742 | 4.8062 | 4.9998 | 4.9741 | 5.0283 | 5.3481 | 5.1106 | 5.518 | 5.62 | 5.6334 | 5.8179 | 5.9965 | 5.8354 | 5.6475 | 5.3382 | 5.0501 | 4.7435 | 4.3548
2029-10-13 | 4.2154 | 4.0531 | 4.0618 | 4.0561 | 4.1041 | 4.2948 | 4.4245 | 4.7184 | 4.9397 | 4.9592 | 4.9952 | 5.1344 | 4.8058 | 4.7064 | 4.9042 | 5.2252 | 5.4106 | 5.6028 | 5.58 | 5.511 | 5.3364 | 5.1184 | 4.7017 | 4.3897
2029-10-14 | 4.2169 | 4.0677 | 4.0513 | 4.0097 | 4.0336 | 4.2448 | 4.2722 | 4.5089 | 4.6756 | 4.7496 | 4.8117 | 4.9496 | 5.0761 | 5.0615 | 5.191 | 5.338 | 5.2683 | 5.5024 | 5.515 | 5.4819 | 5.1101 | 4.8731 | 4.5476 | 4.1948
2029-10-15 | 4.0712 | 4.0057 | 3.9441 | 4.0068 | 4.1932 | 4.3932 | 4.4265 | 4.6408 | 4.9969 | 5.0599 | 5.0791 | 4.9682 | 4.8919 | 4.7081 | 5.0797 | 5.117 | 5.2856 | 5.5908 | 5.7074 | 5.5659 | 5.2488 | 5.0173 | 4.7871 | 4.3763
2029-10-16 | 4.2337 | 4.1315 | 4.0834 | 4.094 | 4.1651 | 4.4069 | 4.7135 | 4.9157 | 5.0729 | 5.0293 | 5.0174 | 5.1547 | 5.0746 | 5.2108 | 5.2294 | 5.3765 | 5.2659 | 5.4409 | 5.6193 | 5.4498 | 5.1961 | 4.8551 | 4.5492 | 4.2502
2029-10-17 | 4.1475 | 3.9787 | 4.0132 | 4.0945 | 4.2301 | 4.4989 | 4.4076 | 4.7445 | 5.0275 | 4.9405 | 5.0407 | 5.0436 | 5.1334 | 5.0417 | 4.9821 | 5.1541 | 5.272 | 5.5435 | 5.7251 | 5.411 | 5.1592 | 5.0326 | 4.6902 | 4.3237
2029-10-18 | 4.2702 | 4.1642 | 4.1648 | 4.1268 | 4.1905 | 4.5073 | 4.4375 | 4.7385 | 5.2016 | 5.3158 | 5.6149 | 5.3763 | 5.1365 | 5.1338 | 5.2408 | 5.3582 | 5.4093 | 5.7336 | 5.6259 | 5.4634 | 5.2055 | 4.9842 | 4.7829 | 4.4001
2029-10-19 | 4.2276 | 4.1501 | 4.1143 | 4.0885 | 4.1267 | 4.3047 | 4.4735 | 4.6635 | 4.9604 | 4.9742 | 4.8493 | 5.143 | 5.1564 | 5.1457 | 5.3821 | 5.3859 | 5.5363 | 6.0209 | 6.0873 | 5.8625 | 5.5558 | 5.3406 | 4.9081 | 4.6222
2029-10-20 | 4.246 | 4.1336 | 4.1241 | 4.1474 | 4.1924 | 4.2896 | 4.5779 | 4.5805 | 4.7178 | 4.8776 | 4.873 | 4.9091 | 4.9319 | 4.8174 | 5.0065 | 5.127 | 5.1667 | 5.4775 | 5.4171 | 5.3323 | 5.2362 | 5.0034 | 4.8211 | 4.4792
2029-10-21 | 4.4631 | 4.2962 | 4.2112 | 4.213 | 4.2757 | 4.4562 | 4.7702 | 5.0581 | 5.0715 | 5.1644 | 5.0813 | 5.1928 | 5.2566 | 5.2381 | 5.3909 | 5.3963 | 5.6977 | 5.8973 | 6.0877 | 5.8024 | 5.6525 | 5.3522 | 4.9058 | 4.4173
2029-10-22 | 4.3381 | 4.2438 | 4.1571 | 4.1143 | 4.1913 | 4.4606 | 4.7745 | 5.0585 | 5.0531 | 4.9612 | 5.0709 | 5.038 | 5.0685 | 5.3243 | 5.358 | 5.391 | 5.558 | 5.6516 | 5.7511 | 5.4551 | 5.1676 | 4.837 | 4.5638 | 4.3368
2029-10-23 | 4.2697 | 4.126 | 4.1147 | 4.0504 | 4.1933 | 4.4541 | 4.7529 | 4.9605 | 5.0214 | 4.7893 | 4.9741 | 5.0892 | 5.129 | 5.1187 | 5.3479 | 5.4795 | 5.5359 | 5.8347 | 6.0365 | 5.6724 | 5.3276 | 5.0506 | 4.6389 | 4.3782
2029-10-24 | 4.2431 | 4.1365 | 4.0515 | 4.0487 | 4.151 | 4.34 | 4.659 | 4.6728 | 5.0493 | 4.9369 | 5.0102 | 4.9722 | 5.1203 | 5.0336 | 5.3846 | 5.3124 | 5.4039 | 5.5501 | 5.8907 | 5.6616 | 5.2963 | 4.9887 | 4.5726 | 4.2861
2029-10-25 | 4.1725 | 4.0628 | 4.0139 | 4.0521 | 4.1785 | 4.4175 | 4.7818 | 4.8838 | 5.0292 | 5.0654 | 5.1411 | 5.2767 | 5.1945 | 5.2704 | 5.2882 | 5.3993 | 5.4702 | 5.8123 | 5.681 | 5.4438 | 5.2047 | 4.8309 | 4.5192 | 4.2469
2029-10-26 | 4.1052 | 4.1182 | 4.1117 | 4.0757 | 4.1741 | 4.34 | 4.6275 | 4.8126 | 5.046 | 4.9882 | 5.0037 | 5.0174 | 5.0874 | 5.0188 | 5.0906 | 5.3014 | 5.552 | 5.7361 | 5.8505 | 5.7333 | 5.4917 | 5.2548 | 4.892 | 4.579
2029-10-27 | 4.4123 | 4.2416 | 4.1489 | 4.1176 | 4.2326 | 4.5445 | 4.7867 | 5.0701 | 5.1503 | 5.0619 | 4.926 | 5.0252 | 5.0784 | 4.9231 | 5.0494 | 5.2257 | 5.4319 | 5.6129 | 5.5716 | 5.3775 | 5.0491 | 4.8562 | 4.5752 | 4.2024
2029-10-28 | 4.1061 | 4.0133 | 4.0185 | 3.9938 | 3.9741 | 4.2261 | 4.2565 | 4.4688 | 4.6324 | 4.8902 | 4.762 | 4.8449 | 4.751 | 4.6095 | 4.8079 | 4.9932 | 5.1986 | 5.5326 | 5.6183 | 5.5626 | 5.2877 | 4.9685 | 4.6138 | 4.2516
2029-10-29 | 4.0955 | 3.996 | 4.0304 | 3.9887 | 4.0795 | 4.344 | 4.5968 | 4.8156 | 4.9271 | 4.9445 | 4.8244 | 4.9749 | 5.0123 | 5.0129 | 5.143 | 5.3713 | 5.5843 | 5.7814 | 5.93 | 5.8127 | 5.4623 | 5.1961 | 4.7935 | 4.4213
2029-10-30 | 4.2587 | 4.0481 | 3.9759 | 3.979 | 3.9823 | 4.2079 | 4.5881 | 4.7566 | 5.1232 | 4.9843 | 4.9359 | 4.9292 | 5.0669 | 5.147 | 5.0646 | 5.3676 | 5.5608 | 5.8046 | 5.8937 | 5.7039 | 5.3653 | 5.0339 | 4.7387 | 4.3689
2029-10-31 | 4.2508 | 4.1317 | 4.0367 | 4.0061 | 3.9677 | 4.2847 | 4.5765 | 4.7692 | 4.9847 | 4.9785 | 4.9091 | 4.8887 | 4.983 | 5.063 | 5.1045 | 5.0664 | 5.3916 | 5.7616 | 5.9502 | 5.7694 | 5.5216 | 5.2335 | 4.7684 | 4.3852
2029-11-01 | 4.1554 | 4.0281 | 3.9624 | 3.9714 | 4.016 | 4.1912 | 4.3916 | 4.528 | 4.643 | 4.7636 | 4.7829 | 4.7621 | 4.6971 | 4.6117 | 4.7958 | 4.9399 | 5.2945 | 5.587 | 5.4681 | 5.175 | 4.9425 | 4.7731 | 4.4539 | 4.2102
2029-11-02 | 4.0982 | 4.011 | 3.9738 | 4.0039 | 3.9735 | 4.2488 | 4.4012 | 4.6916 | 4.7742 | 4.8744 | 4.7549 | 4.8051 | 4.7499 | 4.5893 | 4.8489 | 5.0966 | 5.2769 | 5.5523 | 5.5754 | 5.4045 | 5.1518 | 4.8613 | 4.5624 | 4.2945
2029-11-03 | 4.1291 | 4.0622 | 3.9799 | 4.0322 | 4.056 | 4.2054 | 4.3078 | 4.4528 | 4.707 | 4.8018 | 4.7783 | 4.8444 | 4.799 | 4.8379 | 4.9669 | 5.2425 | 5.3753 | 5.4799 | 5.5183 | 5.2461 | 4.9559 | 4.6008 | 4.4559 | 4.111
2029-11-04 | 4.053 | 3.9366 | 3.8877 | 3.7204 | 3.7933 | 4.0591 | 4.239 | 4.4585 | 4.7903 | 4.6949 | 4.758 | 4.6119 | 4.6266 | 4.5678 | 4.7481 | 4.9696 | 5.3095 | 5.4971 | 5.6206 | 5.3367 | 5.0901 | 4.8667 | 4.538 | 4.2125
2029-11-05 | 4.0123 | 3.7659 | 3.7527 | 3.7397 | 3.9817 | 4.1905 | 4.5045 | 4.6087 | 4.7516 | 4.753 | 4.6225 | 4.6306 | 4.8329 | 4.8039 | 4.8074 | 5.2515 | 5.4921 | 5.8129 | 5.9038 | 5.7097 | 5.3219 | 5.0454 | 4.7012 | 4.332
2029-11-06 | 4.1438 | 3.9844 | 3.9586 | 3.9221 | 4.0857 | 4.391 | 4.7445 | 4.8051 | 4.8899 | 4.9566 | 4.9481 | 4.9257 | 4.9753 | 4.9662 | 5.0747 | 5.3573 | 5.5402 | 5.8651 | 5.8969 | 5.6392 | 5.4187 | 5.1016 | 4.6618 | 4.4922
2029-11-07 | 4.3285 | 4.2454 | 4.1612 | 4.1321 | 4.1667 | 4.5233 | 4.779 | 4.9097 | 5.0595 | 4.8511 | 4.8028 | 4.8811 | 4.9231 | 4.9222 | 4.9046 | 5.0915 | 5.4614 | 5.7196 | 5.7706 | 5.6372 | 5.3654 | 5.0622 | 4.629 | 4.3292
2029-11-08 | 4.2203 | 4.1157 | 4.1042 | 4.1525 | 4.1602 | 4.3151 | 4.78 | 5.1378 | 5.1349 | 4.9796 | 5.0992 | 4.8446 | 4.9575 | 4.7933 | 4.817 | 4.6498 | 4.515 | 4.8618 | 5.3745 | 5.432 | 5.1493 | 4.9052 | 4.6585 | 4.4319
2029-11-09 | 3.9938 | 3.7019 | 3.817 | 3.8011 | 4.1275 | 4.4589 | 4.735 | 5.0111 | 5.0646 | 4.9996 | 5.0187 | 5.0963 | 5.1334 | 4.9108 | 4.9394 | 5.2403 | 5.3486 | 5.5493 | 5.5626 | 5.3322 | 5.0108 | 4.7658 | 4.4471 | 4.0952
2029-11-10 | 3.9011 | 3.857 | 3.8645 | 3.8825 | 4.0631 | 4.098 | 4.4071 | 4.5531 | 4.87 | 4.8693 | 4.8032 | 4.7529 | 4.8114 | 4.9016 | 4.9384 | 5.0551 | 5.258 | 5.5597 | 5.525 | 5.1327 | 4.8755 | 4.7355 | 4.4353 | 4.1538
2029-11-11 | 4.0104 | 3.9385 | 3.8309 | 3.7691 | 3.9278 | 4.1229 | 4.2448 | 4.5072 | 4.6923 | 4.6855 | 4.8793 | 4.8054 | 4.8666 | 4.8537 | 4.9542 | 5.1015 | 5.3047 | 5.41 | 5.4403 | 5.3247 | 5.0137 | 4.8247 | 4.4974 | 4.2668
2029-11-12 | 4.1227 | 4.0546 | 4.0336 | 3.8945 | 4.0624 | 4.1706 | 4.3754 | 4.6069 | 4.7525 | 4.6908 | 4.7143 | 4.7332 | 4.8313 | 4.94 | 5.0881 | 5.1985 | 5.3201 | 5.5911 | 5.716 | 5.4826 | 5.2626 | 4.981 | 4.5169 | 4.2635
2029-11-13 | 4.4502 | 4.3552 | 4.2969 | 4.4561 | 4.6359 | 4.8212 | 4.892 | 5.0706 | 5.4416 | 5.3853 | 5.2208 | 5.3131 | 5.3318 | 5.428 | 5.6256 | 5.6157 | 5.8916 | 6.3505 | 6.4557 | 6.0702 | 5.7452 | 5.317 | 4.9254 | 4.5914
2029-11-14 | 4.082 | 3.9905 | 3.9429 | 3.998 | 3.9043 | 4.2477 | 4.4717 | 4.3908 | 4.843 | 4.726 | 4.8192 | 4.8214 | 4.9791 | 4.7865 | 4.9894 | 5.2779 | 5.3909 | 5.836 | 5.9823 | 5.7667 | 5.535 | 5.2634 | 4.7399 | 4.4674
2029-11-15 | 4.3162 | 4.1915 | 4.2182 | 4.1039 | 4.1867 | 4.3113 | 4.5468 | 5.053 | 5.2411 | 5.0315 | 4.8444 | 4.7551 | 4.7138 | 4.8164 | 4.96 | 5.18 | 5.3701 | 5.6279 | 5.7375 | 5.515 | 5.3489 | 5.1098 | 4.6683 | 4.3477
2029-11-16 | 4.1618 | 4.0747 | 4.0973 | 4.1002 | 4.1801 | 4.4824 | 4.7302 | 5.0519 | 5.0435 | 5.0342 | 4.9336 | 5.0826 | 5.2786 | 5.0502 | 5.1943 | 5.4021 | 5.5027 | 5.7889 | 5.8447 | 5.5998 | 5.255 | 5.0727 | 4.6364 | 4.3402
2029-11-17 | 4.248 | 4.1186 | 4.1129 | 4.1257 | 4.1835 | 4.3984 | 4.6067 | 4.6561 | 5.0206 | 4.7994 | 4.8692 | 4.9221 | 4.875 | 4.9058 | 4.848 | 4.8596 | 4.9763 | 5.2525 | 5.2816 | 5.0552 | 4.8641 | 4.6711 | 4.4262 | 4.1523
2029-11-18 | 4.0337 | 3.8627 | 3.949 | 4.0245 | 4.124 | 4.3698 | 4.5931 | 4.8864 | 5.0597 | 5.0741 | 5.0444 | 5.1564 | 5.1257 | 4.9494 | 4.9648 | 5.235 | 5.3055 | 5.5102 | 5.5243 | 5.2799 | 4.964 | 4.6957 | 4.4639 | 4.0517
2029-11-19 | 3.9311 | 3.8117 | 3.8048 | 3.8702 | 4.05 | 4.2945 | 4.5577 | 4.8576 | 4.8171 | 4.7847 | 4.9421 | 4.8919 | 4.8834 | 5.0581 | 5.3504 | 5.4122 | 5.5909 | 5.7426 | 5.8615 | 5.6797 | 5.4076 | 5.1449 | 4.5574 | 4.3644
2029-11-20 | 4.1062 | 3.9227 | 3.9149 | 3.8872 | 4.0925 | 4.4023 | 4.6584 | 4.8198 | 4.8706 | 4.7651 | 4.8815 | 4.99 | 5.0409 | 5.0075 | 5.0307 | 5.1164 | 5.2908 | 5.5694 | 5.7144 | 5.4439 | 5.22 | 4.9644 | 4.6194 | 4.3147
2029-11-21 | 4.1035 | 3.9545 | 3.916 | 3.9948 | 4.074 | 4.4113 | 4.7909 | 4.961 | 5.0462 | 4.8805 | 4.9004 | 4.9329 | 5.1808 | 5.1363 | 5.1787 | 5.2269 | 5.4872 | 5.5823 | 5.586 | 5.4237 | 5.1845 | 4.8577 | 4.561 | 4.3146
2029-11-22 | 4.216 | 4.0832 | 4.0131 | 4.0296 | 4.1028 | 4.2553 | 4.5598 | 4.7384 | 4.7302 | 4.672 | 4.7304 | 4.6951 | 4.6995 | 4.81 | 4.9089 | 5.0352 | 5.1794 | 5.4142 | 5.6359 | 5.4327 | 5.1725 | 5.0241 | 4.6816 | 4.4741
2029-11-23 | 4.3438 | 4.2448 | 4.1595 | 4.1635 | 4.2935 | 4.5081 | 4.7453 | 4.7964 | 5.1871 | 4.8491 | 4.8097 | 4.6922 | 4.876 | 4.9533 | 4.9379 | 5.0132 | 5.1074 | 5.3606 | 5.5507 | 5.231 | 5.0145 | 4.7748 | 4.5898 | 4.304
2029-11-24 | 4.1193 | 3.9696 | 3.9766 | 4.0363 | 3.9484 | 4.1412 | 4.3311 | 4.5937 | 4.792 | 4.7054 | 4.5819 | 4.6837 | 4.6362 | 4.6929 | 4.617 | 4.7357 | 5.0061 | 5.2534 | 5.3774 | 5.141 | 4.8497 | 4.5047 | 4.2775 | 4.1117
2029-11-25 | 4.0614 | 3.9326 | 3.729 | 3.765 | 3.7522 | 4.0674 | 4.3693 | 4.5602 | 4.8382 | 4.8977 | 4.8512 | 4.8167 | 4.9016 | 5.0285 | 4.8922 | 5.1242 | 5.3031 | 5.5981 | 5.5844 | 5.2864 | 5.004 | 4.5394 | 4.2649 | 4.1349
2029-11-26 | 3.9412 | 3.7906 | 3.8153 | 3.7341 | 3.8047 | 4.192 | 4.4092 | 4.6589 | 4.7584 | 4.7577 | 4.6482 | 4.6503 | 4.6066 | 4.6619 | 4.8469 | 5.1811 | 5.3987 | 5.4589 | 5.6529 | 5.5821 | 5.3312 | 5.1271 | 4.5893 | 4.3302
2029-11-27 | 4.1504 | 3.9901 | 3.9874 | 3.9744 | 4.1549 | 4.2265 | 4.5112 | 4.7346 | 4.9258 | 4.9367 | 4.7949 | 4.8148 | 4.981 | 5.112 | 5.2222 | 5.2229 | 5.4438 | 5.5746 | 5.6656 | 5.4528 | 5.2041 | 4.8698 | 4.425 | 4.096
2029-11-28 | 3.9674 | 3.8687 | 3.8221 | 3.9271 | 4.0151 | 4.1233 | 4.3763 | 4.652 | 4.9758 | 5.0581 | 5.0265 | 5.1419 | 5.2617 | 5.1737 | 5.3439 | 5.4366 | 5.4948 | 5.6596 | 5.7066 | 5.477 | 5.138 | 4.8359 | 4.5222 | 4.14
2029-11-29 | 3.9921 | 3.8683 | 3.9021 | 3.8776 | 4.0075 | 4.1354 | 4.4836 | 4.747 | 5.2174 | 5.1883 | 5.0428 | 4.9743 | 4.9692 | 5.0212 | 5.1296 | 5.1952 | 5.4677 | 5.5401 | 5.5061 | 5.1966 | 5.0121 | 4.805 | 4.5217 | 4.1472
2029-11-30 | 3.9466 | 3.8712 | 3.8192 | 3.6889 | 3.8042 | 3.828 | 4.0936 | 4.3091 | 4.6587 | 4.6541 | 4.6597 | 4.6188 | 4.7553 | 4.809 | 4.8823 | 5.1559 | 5.2471 | 5.3038 | 5.2452 | 5.0023 | 4.9433 | 4.7673 | 4.2036 | 4.0069
2029-12-01 | 4.2349 | 4.1643 | 3.9261 | 4.0945 | 4.1451 | 4.1865 | 4.4609 | 4.6502 | 4.9242 | 4.9277 | 4.7952 | 4.8038 | 4.9079 | 4.8181 | 4.9866 | 5.1728 | 5.3147 | 5.4822 | 5.5368 | 5.3601 | 5.0744 | 4.8462 | 4.5599 | 4.3904
2029-12-02 | 3.7757 | 3.6125 | 3.6053 | 3.6308 | 3.6639 | 3.8597 | 4.1817 | 4.561 | 4.6549 | 4.6557 | 4.3783 | 4.3882 | 4.398 | 4.2709 | 4.4626 | 4.5546 | 4.6824 | 5.0487 | 5.1596 | 5.0185 | 4.7444 | 4.4169 | 4.0095 | 3.7983
2029-12-03 | 3.678 | 3.5307 | 3.5141 | 3.4932 | 3.5632 | 3.866 | 4.2543 | 4.5399 | 4.6725 | 4.7654 | 4.3531 | 4.4152 | 4.4595 | 4.5448 | 4.6157 | 4.7408 | 4.9493 | 5.2984 | 5.412 | 5.1932 | 4.6814 | 4.3005 | 3.9363 | 3.6963
2029-12-04 | 3.5747 | 3.4166 | 3.373 | 3.3856 | 3.5417 | 3.8911 | 4.1774 | 4.3714 | 4.5818 | 4.603 | 4.4151 | 4.396 | 4.6229 | 4.3118 | 4.5353 | 4.6971 | 4.7953 | 5.1299 | 5.4091 | 5.3275 | 5.132 | 4.7559 | 4.1955 | 3.9324
2029-12-05 | 3.7484 | 3.6643 | 3.6349 | 3.6123 | 3.7187 | 4.1159 | 4.5015 | 4.6832 | 4.6394 | 4.6627 | 4.6726 | 4.5386 | 4.4464 | 4.4834 | 4.5942 | 4.6515 | 4.9616 | 5.202 | 5.6194 | 5.191 | 4.79 | 4.4369 | 3.9541 | 3.6156
2029-12-06 | 3.5497 | 3.5133 | 3.4805 | 3.4718 | 3.5507 | 3.9651 | 4.3046 | 4.4731 | 4.3206 | 4.3063 | 4.3252 | 4.3903 | 4.409 | 4.3469 | 4.3834 | 4.6144 | 4.779 | 5.179 | 5.5242 | 5.4808 | 5.3033 | 4.9061 | 4.3841 | 4.0748
2029-12-07 | 3.9289 | 3.8628 | 3.742 | 3.7257 | 3.8151 | 4.1373 | 4.5934 | 4.8407 | 4.6827 | 4.4109 | 4.4293 | 4.4385 | 4.4584 | 4.2836 | 4.4163 | 4.5397 | 4.7465 | 4.9897 | 5.1257 | 4.8706 | 4.6548 | 4.3638 | 4.1292 | 3.8842
2029-12-08 | 3.671 | 3.5467 | 3.5209 | 3.4831 | 3.5553 | 3.8646 | 4.0071 | 4.2438 | 4.3978 | 4.5821 | 4.4702 | 4.5073 | 4.5058 | 4.4848 | 4.6286 | 4.807 | 4.7194 | 4.9522 | 5.0644 | 4.811 | 4.7348 | 4.4921 | 4.1976 | 3.9323
2029-12-09 | 3.8189 | 3.6507 | 3.5976 | 3.6305 | 3.7283 | 3.9634 | 4.2287 | 4.4562 | 4.6169 | 4.6613 | 4.5876 | 4.3685 | 4.4033 | 4.4374 | 4.4687 | 4.598 | 4.8519 | 5.1164 | 5.3298 | 4.8427 | 4.6098 | 4.3103 | 4.0468 | 3.7036
2029-12-10 | 3.4921 | 3.4317 | 3.3685 | 3.3982 | 3.4623 | 3.8074 | 4.1402 | 4.3451 | 4.7067 | 4.551 | 4.4942 | 4.5238 | 4.5486 | 4.529 | 4.5752 | 4.8619 | 4.952 | 5.1381 | 5.2243 | 4.9974 | 4.9469 | 4.6248 | 4.1265 | 3.8425
2029-12-11 | 3.6756 | 3.7328 | 3.62 | 3.5393 | 3.6342 | 3.8645 | 4.1818 | 4.5723 | 4.6445 | 4.6919 | 4.5628 | 4.6138 | 4.5588 | 4.6625 | 4.6207 | 4.8379 | 4.9057 | 5.3531 | 5.6416 | 5.4674 | 5.0981 | 4.7393 | 4.2727 | 4.0102
2029-12-12 | 3.8698 | 3.6602 | 3.5943 | 3.6261 | 3.722 | 4.0641 | 4.4192 | 4.7355 | 4.8673 | 4.9534 | 4.9101 | 4.988 | 4.8892 | 4.9684 | 5.0342 | 5.0493 | 5.0279 | 5.258 | 5.5355 | 5.2488 | 4.8704 | 4.5085 | 4.1324 | 3.8808
2029-12-13 | 3.78 | 3.7261 | 3.7132 | 3.7092 | 3.8024 | 4.1313 | 4.4577 | 4.6599 | 4.5465 | 4.6159 | 4.5469 | 4.3764 | 4.3068 | 4.2619 | 4.3454 | 4.5247 | 4.7908 | 5.2141 | 5.4193 | 5.19 | 4.8632 | 4.487 | 4.1487 | 3.9144
2029-12-14 | 3.7186 | 3.608 | 3.646 | 3.5684 | 3.5828 | 3.9135 | 4.27 | 4.5114 | 4.5189 | 4.8604 | 4.7298 | 4.6986 | 4.7041 | 4.7189 | 4.8208 | 5.0095 | 5.2303 | 5.3606 | 5.3531 | 5.0559 | 4.8259 | 4.5742 | 4.1855 | 3.8689
2029-12-15 | 3.6156 | 3.5033 | 3.48 | 3.4197 | 3.4821 | 3.6673 | 3.8773 | 4.1477 | 4.2755 | 4.3386 | 4.2066 | 4.2496 | 4.2422 | 4.2763 | 4.364 | 4.3208 | 4.6659 | 4.9244 | 5.1612 | 4.9609 | 4.6372 | 4.3574 | 4.069 | 3.8562
2029-12-16 | 3.6235 | 3.4702 | 3.3531 | 3.2462 | 3.3506 | 3.4956 | 3.8329 | 4.1708 | 4.4187 | 4.5001 | 4.4068 | 4.4273 | 4.4113 | 4.3523 | 4.4757 | 4.5646 | 4.8623 | 5.3588 | 5.5015 | 5.2974 | 4.755 | 4.506 | 4.1924 | 3.8579
2029-12-17 | 3.6904 | 3.5463 | 3.5101 | 3.51 | 3.4886 | 3.7742 | 4.0938 | 4.3938 | 4.3116 | 4.353 | 4.3653 | 4.3863 | 4.504 | 4.3929 | 4.3197 | 4.4082 | 4.8261 | 5.2261 | 5.3872 | 5.271 | 4.9496 | 4.6214 | 4.044 | 3.767
2029-12-18 | 3.8079 | 3.7281 | 3.5659 | 3.5047 | 3.6213 | 3.8897 | 4.1075 | 4.3377 | 4.3809 | 4.4575 | 4.3379 | 4.4707 | 4.4817 | 4.4643 | 4.4901 | 4.5977 | 4.6483 | 5.0247 | 5.3044 | 5.128 | 4.8465 | 4.558 | 4.1728 | 3.9239
2029-12-19 | 3.7591 | 3.6467 | 3.5781 | 3.5255 | 3.6141 | 3.9368 | 4.2379 | 4.5469 | 4.5601 | 4.5657 | 4.4572 | 4.4025 | 4.5725 | 4.4206 | 4.4506 | 4.6501 | 4.9454 | 5.1595 | 5.2465 | 5.3135 | 5.0724 | 4.6038 | 4.099 | 3.7681
2029-12-20 | 3.6565 | 3.5281 | 3.4644 | 3.3966 | 3.5503 | 3.848 | 4.3343 | 4.4027 | 4.4004 | 4.4854 | 4.318 | 4.25 | 4.2867 | 4.2716 | 4.3444 | 4.6219 | 4.7322 | 5.1669 | 5.6386 | 5.4472 | 5.001 | 4.6509 | 4.2451 | 4.0367
2029-12-21 | 3.8139 | 3.6101 | 3.6239 | 3.5702 | 3.7128 | 3.9954 | 4.1673 | 4.3708 | 4.361 | 4.3553 | 4.4382 | 4.7639 | 4.673 | 4.5236 | 4.6293 | 4.8622 | 5.0289 | 5.3472 | 5.5563 | 5.4341 | 5.1037 | 4.6876 | 4.3031 | 4.075
2029-12-22 | 3.9431 | 3.7915 | 3.7362 | 3.7386 | 3.7833 | 3.8967 | 4.0915 | 4.1917 | 4.2897 | 4.3749 | 4.3071 | 4.4835 | 4.4781 | 4.4312 | 4.5334 | 4.8356 | 4.864 | 5.288 | 5.5381 | 5.3334 | 4.9603 | 4.7592 | 4.2695 | 3.9438
2029-12-23 | 3.9031 | 3.7376 | 3.6349 | 3.596 | 3.5707 | 3.6911 | 3.9515 | 4.1617 | 4.2159 | 4.3253 | 4.3838 | 4.4235 | 4.3607 | 4.4422 | 4.4464 | 4.6056 | 4.9103 | 5.3457 | 5.5015 | 5.342 | 4.9747 | 4.5873 | 4.1677 | 3.8758
2029-12-24 | 3.802 | 3.6654 | 3.5586 | 3.5418 | 3.6319 | 3.7862 | 4.031 | 4.2852 | 4.6376 | 4.838 | 4.8535 | 5.0529 | 5.0091 | 5.016 | 5.1092 | 5.2601 | 5.3489 | 5.8225 | 5.883 | 5.5975 | 5.3148 | 4.9109 | 4.5718 | 4.2129
2029-12-25 | 3.9575 | 3.7775 | 3.6664 | 3.5634 | 3.6684 | 3.7445 | 3.9501 | 4.1789 | 4.4793 | 4.6454 | 4.8235 | 4.7877 | 4.8477 | 4.9028 | 4.9391 | 4.9348 | 5.1006 | 5.5523 | 5.7636 | 5.5465 | 5.2088 | 4.8884 | 4.4739 | 4.2474
2029-12-26 | 4.329 | 4.2172 | 4.1237 | 4.1215 | 4.2732 | 4.4156 | 4.6044 | 4.9585 | 5.2784 | 5.1003 | 5.3561 | 5.4386 | 5.487 | 5.3605 | 5.6593 | 5.7419 | 6.0582 | 6.2544 | 6.5503 | 6.4315 | 5.8485 | 5.3103 | 4.7617 | 4.2527
2029-12-27 | 3.8668 | 3.7318 | 3.7084 | 3.673 | 3.7381 | 4.0044 | 4.2143 | 4.4817 | 4.7605 | 4.7573 | 4.9282 | 5.0299 | 4.9589 | 5.0226 | 5.1296 | 5.1368 | 5.551 | 5.9154 | 6.0352 | 5.8548 | 5.43 | 5.1666 | 4.7626 | 4.1841
2029-12-28 | 3.9844 | 3.8344 | 3.798 | 3.67 | 3.8118 | 4.0007 | 4.1624 | 4.5055 | 4.8402 | 5.037 | 5.2504 | 5.4513 | 5.5065 | 5.2591 | 5.3625 | 5.4561 | 5.7702 | 6.1373 | 6.1721 | 5.7966 | 5.4967 | 5.3094 | 4.8794 | 4.3328
2029-12-29 | 4.1422 | 3.9734 | 4.0307 | 3.9245 | 3.7652 | 3.9564 | 4.2008 | 4.5593 | 4.7904 | 4.9316 | 5.0227 | 4.8863 | 4.9382 | 4.904 | 4.9224 | 5.0639 | 5.4615 | 5.806 | 5.9758 | 5.7906 | 5.4623 | 5.1435 | 4.6515 | 4.2378
2029-12-30 | 3.9969 | 3.8037 | 3.7097 | 3.8322 | 3.7294 | 3.8762 | 4.1305 | 4.5405 | 4.8587 | 4.8899 | 4.8811 | 5.0019 | 5.0566 | 4.8224 | 5.1182 | 5.4041 | 5.5621 | 5.9458 | 6.0677 | 5.9225 | 5.4398 | 5.2428 | 4.8775 | 4.3675
2029-12-31 | 4.0542 | 3.9172 | 3.8554 | 3.7594 | 3.8918 | 3.9253 | 4.0136 | 4.3325 | 4.7128 | 4.8531 | 5.0043 | 5.063 | 4.9645 | 4.7544 | 4.9497 | 5.2142 | 5.4667 | 5.8674 | 5.9933 | 5.8544 | 5.435 | 5.2481 | 4.8733 | 4.3512
2030-01-01 | 4.2678 | 4.1115 | 3.9448 | 3.8386 | 3.825 | 3.9765 | 4.0344 | 4.3161 | 4.3472 | 4.5361 | 4.9409 | 4.9622 | 4.8775 | 4.7261 | 4.7949 | 4.8363 | 5.088 | 5.6124 | 6.0698 | 5.8116 | 5.4097 | 5.1127 | 4.6591 | 4.0609
2030-01-02 | 3.7863 | 3.6829 | 3.612 | 3.7049 | 3.719 | 3.8792 | 4.1702 | 4.3671 | 4.5558 | 4.626 | 4.685 | 4.5671 | 4.5465 | 4.6989 | 4.8409 | 5.0247 | 5.2685 | 5.5489 | 5.9044 | 5.7202 | 5.3506 | 4.9617 | 4.4435 | 3.9208
2030-01-03 | 3.7409 | 3.6481 | 3.6114 | 3.6051 | 3.6558 | 3.8858 | 4.1203 | 4.3342 | 4.6216 | 4.6658 | 4.3279 | 4.3334 | 4.2725 | 4.2946 | 4.3372 | 4.8671 | 5.2426 | 5.5937 | 5.8112 | 5.4986 | 5.0844 | 4.7832 | 4.3025 | 3.8799
2030-01-04 | 3.7578 | 3.6456 | 3.67 | 3.7369 | 3.7796 | 4.0293 | 4.2368 | 4.3802 | 4.4323 | 4.3771 | 4.279 | 4.3532 | 4.3489 | 4.3072 | 4.4518 | 4.7537 | 5.2373 | 5.5355 | 5.7302 | 5.5667 | 5.1764 | 4.8044 | 4.3428 | 3.9822
2030-01-05 | 3.8187 | 3.7444 | 3.7026 | 3.6499 | 3.6896 | 3.7915 | 4.1228 | 4.2384 | 4.2928 | 4.3243 | 4.2118 | 4.1119 | 4.3025 | 4.4634 | 4.4448 | 4.6645 | 4.993 | 5.1251 | 5.2712 | 5.1205 | 4.8759 | 4.6044 | 4.1293 | 3.9183
2030-01-06 | 3.7909 | 3.6557 | 3.6241 | 3.5848 | 3.5865 | 3.7259 | 3.8849 | 3.9277 | 4.1382 | 4.1665 | 4.0766 | 4.0285 | 4.1209 | 4.2991 | 4.4096 | 4.5336 | 4.8159 | 5.1294 | 5.1855 | 5.0596 | 4.8553 | 4.4761 | 4.1043 | 3.8605
2030-01-07 | 3.707 | 3.6489 | 3.5969 | 3.6231 | 3.6605 | 3.8442 | 4.1235 | 4.2484 | 4.3024 | 4.2729 | 4.3094 | 4.3404 | 4.424 | 4.4781 | 4.841 | 5.0075 | 5.2173 | 5.5267 | 5.6131 | 5.4221 | 5.0202 | 4.6068 | 4.215 | 3.8311
2030-01-08 | 3.7195 | 3.601 | 3.5589 | 3.6394 | 3.6306 | 3.8579 | 4.1007 | 4.232 | 4.2788 | 4.1103 | 4.1736 | 4.2316 | 4.3311 | 4.5801 | 4.9874 | 4.9626 | 4.9926 | 5.3035 | 5.6461 | 5.413 | 4.9464 | 4.6226 | 4.1308 | 3.771
2030-01-09 | 3.6255 | 3.5803 | 3.5123 | 3.5166 | 3.6401 | 3.9622 | 4.232 | 4.5119 | 4.4774 | 4.3641 | 4.3169 | 4.3664 | 4.3552 | 4.6535 | 4.6314 | 4.7372 | 4.8828 | 5.2651 | 5.5309 | 5.2506 | 5.0553 | 4.6136 | 4.2272 | 3.8931
2030-01-10 | 3.7126 | 3.6337 | 3.6358 | 3.6204 | 3.6616 | 3.9024 | 4.2128 | 4.4892 | 4.3637 | 4.5801 | 4.7402 | 4.4639 | 4.4622 | 4.5445 | 4.6071 | 4.6274 | 4.8655 | 5.4142 | 5.7395 | 5.4494 | 5.0366 | 4.7343 | 4.2487 | 4.104
2030-01-11 | 3.7977 | 3.6703 | 3.6273 | 3.6431 | 3.7462 | 3.9578 | 4.3603 | 4.4991 | 4.4183 | 4.5321 | 4.5424 | 4.814 | 4.7483 | 4.703 | 4.7741 | 4.8555 | 4.8515 | 5.339 | 5.5131 | 5.206 | 4.9307 | 4.5186 | 4.0385 | 4.0003
2030-01-12 | 3.7833 | 3.5162 | 3.5381 | 3.5474 | 3.4932 | 3.6391 | 3.8553 | 4.1476 | 4.4013 | 4.6247 | 4.3571 | 4.4593 | 4.5725 | 4.4595 | 4.4338 | 4.7109 | 4.9682 | 5.2395 | 5.3922 | 5.2618 | 4.9761 | 4.5375 | 4.1499 | 4.0893
2030-01-13 | 3.781 | 3.5772 | 3.5488 | 3.5848 | 3.5194 | 3.7009 | 3.8868 | 4.1064 | 4.3983 | 4.6512 | 4.7503 | 4.7191 | 4.5536 | 4.4414 | 4.4616 | 4.7093 | 4.805 | 5.0781 | 5.43 | 5.2878 | 4.8726 | 4.4694 | 4.0555 | 3.7734
2030-01-14 | 3.6712 | 3.5703 | 3.5055 | 3.5225 | 3.6018 | 3.748 | 4.0849 | 4.4831 | 4.6063 | 4.5509 | 4.605 | 4.5062 | 4.6687 | 4.6398 | 4.6688 | 4.4433 | 4.7114 | 5.2775 | 5.5452 | 5.2571 | 4.984 | 4.7938 | 4.077 | 3.7767
2030-01-15 | 3.6441 | 3.5301 | 3.4344 | 3.4873 | 3.5344 | 3.7423 | 4.0648 | 4.2506 | 4.2429 | 4.1425 | 4.0732 | 4.2034 | 4.1651 | 4.1499 | 4.1685 | 4.1935 | 4.3119 | 4.6556 | 5.0831 | 4.9809 | 4.677 | 4.3052 | 3.9235 | 3.5617
2030-01-16 | 3.4575 | 3.5169 | 3.5195 | 3.5062 | 3.6398 | 3.9665 | 4.3088 | 4.4771 | 4.3252 | 4.3592 | 4.3172 | 4.6377 | 4.3879 | 4.3453 | 4.4945 | 4.496 | 4.5379 | 4.8445 | 5.3072 | 5.1666 | 4.7625 | 4.4014 | 4.0066 | 3.6318
2030-01-17 | 3.5108 | 3.4145 | 3.3729 | 3.3982 | 3.5231 | 3.8464 | 4.1551 | 4.387 | 4.3155 | 4.367 | 4.5366 | 4.66 | 4.4852 | 4.5252 | 4.6482 | 4.7432 | 4.8696 | 5.124 | 5.2818 | 5.0962 | 4.8647 | 4.6216 | 4.084 | 3.6781
2030-01-18 | 3.6899 | 3.6196 | 3.5927 | 3.6236 | 3.6692 | 3.9894 | 4.5001 | 4.7568 | 4.5909 | 4.5717 | 4.6372 | 4.6798 | 4.725 | 4.6924 | 4.6619 | 4.804 | 4.7654 | 5.0551 | 5.2645 | 5.0163 | 4.6982 | 4.438 | 4.0843 | 3.7563
2030-01-19 | 3.6232 | 3.5143 | 3.4809 | 3.4634 | 3.5074 | 3.7317 | 3.9865 | 4.2058 | 4.4336 | 4.4745 | 4.2701 | 4.2464 | 4.3555 | 4.5184 | 4.6255 | 4.7626 | 4.793 | 5.1074 | 5.3086 | 5.1345 | 4.7905 | 4.4634 | 4.1445 | 3.8
2030-01-20 | 3.6696 | 3.4843 | 3.4425 | 3.4587 | 3.4616 | 3.6208 | 3.9637 | 4.2812 | 4.5494 | 4.5813 | 4.4214 | 4.5771 | 4.6957 | 4.6657 | 4.9034 | 5.0296 | 5.1213 | 5.2797 | 5.4512 | 5.3265 | 4.8893 | 4.5531 | 4.1074 | 3.783
2030-01-21 | 3.6356 | 3.5473 | 3.5906 | 3.5694 | 3.5943 | 3.7911 | 4.0152 | 4.245 | 4.3679 | 4.2176 | 4.039 | 4.1771 | 4.1302 | 4.2441 | 4.2163 | 4.371 | 4.5088 | 4.907 | 5.304 | 5.2011 | 4.6399 | 4.3696 | 4.0068 | 3.6808
2030-01-22 | 3.5277 | 3.455 | 3.4088 | 3.4403 | 3.5272 | 3.742 | 4.091 | 4.394 | 4.2576 | 4.3301 | 4.5437 | 4.6895 | 4.7772 | 4.5948 | 4.3685 | 4.595 | 4.683 | 5.2228 | 5.5016 | 4.9222 | 4.8914 | 4.727 | 4.2363 | 3.8055
2030-01-23 | 3.6611 | 3.552 | 3.4761 | 3.4951 | 3.5838 | 3.8672 | 4.2288 | 4.3645 | 4.0978 | 4.0955 | 4.0544 | 4.0578 | 4.3965 | 4.5296 | 4.4847 | 4.9608 | 5.1442 | 5.4709 | 5.5984 | 5.3818 | 5.123 | 4.7086 | 4.2515 | 3.757
2030-01-24 | 3.5887 | 3.4688 | 3.463 | 3.4145 | 3.4937 | 3.82 | 4.1855 | 4.4653 | 4.2987 | 4.2415 | 4.4717 | 4.6227 | 4.5544 | 4.4524 | 4.8882 | 4.9667 | 5.11 | 5.4073 | 5.6189 | 5.2417 | 5.0092 | 4.4922 | 4.098 | 3.797
2030-01-25 | 3.5829 | 3.523 | 3.5171 | 3.5077 | 3.7548 | 3.9782 | 4.447 | 4.6783 | 4.6807 | 4.5789 | 4.7067 | 4.8685 | 4.8167 | 4.8629 | 4.9637 | 4.9387 | 5.1731 | 5.5412 | 5.6188 | 5.2948 | 5.0562 | 4.8957 | 4.4106 | 4.1189
2030-01-26 | 3.9256 | 3.8742 | 3.6337 | 3.5779 | 3.5941 | 3.8065 | 3.9779 | 4.2667 | 4.434 | 4.3851 | 4.2154 | 4.1186 | 4.055 | 4.0296 | 4.1139 | 4.1608 | 4.341 | 4.7902 | 5.0834 | 4.9379 | 4.696 | 4.4268 | 4.0432 | 3.7974
2030-01-27 | 3.69 | 3.5337 | 3.5258 | 3.3886 | 3.3922 | 3.5849 | 3.8061 | 3.9689 | 4.1715 | 4.2315 | 4.1528 | 4.2877 | 4.3435 | 4.278 | 4.1715 | 4.3565 | 4.5738 | 4.7765 | 4.9674 | 5.0263 | 4.8058 | 4.3537 | 3.9765 | 3.7082
2030-01-28 | 3.6172 | 3.5273 | 3.5095 | 3.5283 | 3.6001 | 3.9038 | 4.1936 | 4.427 | 4.3265 | 4.1952 | 4.0361 | 4.0988 | 4.0623 | 4.0656 | 3.9154 | 4.0755 | 4.384 | 4.8482 | 5.2084 | 5.1487 | 4.9254 | 4.4591 | 3.979 | 3.6944
2030-01-29 | 3.6043 | 3.5143 | 3.4781 | 3.471 | 3.6052 | 3.9461 | 4.4971 | 4.5377 | 4.4883 | 4.4998 | 4.3029 | 4.3636 | 4.3755 | 4.271 | 4.6999 | 4.9285 | 5.2842 | 5.3075 | 5.5167 | 5.3432 | 5.0511 | 4.6633 | 4.0577 | 3.7535
2030-01-30 | 3.6353 | 3.5765 | 3.5323 | 3.5136 | 3.5919 | 4.027 | 4.4041 | 4.6504 | 4.6749 | 4.7291 | 4.5925 | 4.3247 | 4.279 | 4.472 | 4.4032 | 4.4413 | 4.9045 | 5.1508 | 5.2905 | 5.3182 | 5.1416 | 4.7483 | 4.1787 | 3.9138
2030-01-31 | 3.7412 | 3.6712 | 3.6444 | 3.6339 | 3.7089 | 4.0144 | 4.3385 | 4.7404 | 4.8477 | 4.5054 | 4.3881 | 4.533 | 4.9586 | 4.7562 | 4.6965 | 4.8121 | 5.0474 | 5.2447 | 5.5598 | 5.2443 | 4.8821 | 4.5443 | 4.0358 | 3.7428
2030-02-01 | 3.4597 | 3.4207 | 3.3646 | 3.376 | 3.4617 | 3.7327 | 4.1 | 4.355 | 4.4396 | 4.4067 | 4.358 | 4.6009 | 4.6312 | 4.3762 | 4.8177 | 4.8591 | 4.8033 | 5.2702 | 5.2963 | 4.8925 | 4.5353 | 4.3783 | 4.0561 | 3.6607
2030-02-02 | 3.5441 | 3.4715 | 3.4002 | 3.3833 | 3.3816 | 3.6176 | 3.8231 | 4.1775 | 4.3775 | 4.5338 | 4.6219 | 4.6961 | 4.6063 | 4.3574 | 4.5374 | 4.6435 | 4.6834 | 4.9077 | 4.9715 | 4.9612 | 4.8367 | 4.5355 | 4.0218 | 3.7169
2030-02-03 | 3.4954 | 3.3794 | 3.3462 | 3.3092 | 3.3519 | 3.5385 | 3.7043 | 4.0466 | 4.3476 | 4.3923 | 4.2924 | 4.4589 | 4.293 | 4.1574 | 4.1335 | 4.2794 | 4.2699 | 4.7576 | 4.947 | 4.8076 | 4.5429 | 4.1733 | 3.8373 | 3.5184
2030-02-04 | 3.392 | 3.3042 | 3.299 | 3.2784 | 3.3398 | 3.7165 | 4.1123 | 4.441 | 4.577 | 4.5616 | 4.3203 | 4.1934 | 4.3636 | 4.3046 | 4.4912 | 4.6577 | 4.7838 | 5.0393 | 5.2327 | 4.9966 | 4.7546 | 4.3927 | 3.9038 | 3.6468
2030-02-05 | 3.5363 | 3.4199 | 3.3941 | 3.4889 | 3.5826 | 3.881 | 4.2568 | 4.5191 | 4.5844 | 4.4981 | 4.3252 | 4.5034 | 4.5034 | 4.5138 | 4.6107 | 4.5541 | 4.8124 | 4.926 | 5.2582 | 5.3956 | 4.9338 | 4.4321 | 3.9643 | 3.6559
2030-02-06 | 3.539 | 3.4795 | 3.3851 | 3.3798 | 3.4523 | 3.7543 | 4.2692 | 4.5184 | 4.5101 | 4.6485 | 4.7412 | 4.6923 | 4.5095 | 4.7035 | 4.915 | 4.942 | 5.266 | 5.4721 | 5.8588 | 5.6971 | 5.3696 | 4.9472 | 4.3611 | 4.2232
2030-02-07 | 3.9597 | 3.6963 | 3.6978 | 3.684 | 3.8543 | 4.2439 | 4.6342 | 5.0209 | 5.147 | 5.007 | 5.1093 | 5.0086 | 4.5384 | 4.5957 | 4.5538 | 4.7234 | 4.9405 | 5.2208 | 5.4606 | 5.3116 | 4.8763 | 4.5716 | 4.2262 | 3.7744
2030-02-08 | 3.4864 | 3.4081 | 3.3813 | 3.3664 | 3.4769 | 3.8514 | 4.3583 | 4.7171 | 4.6012 | 4.3186 | 4.3471 | 4.3423 | 4.4466 | 4.4256 | 4.3519 | 4.4435 | 5.016 | 5.2821 | 5.3629 | 5.1386 | 4.9422 | 4.7679 | 4.2266 | 3.9538
2030-02-09 | 3.6769 | 3.5894 | 3.469 | 3.4604 | 3.4967 | 3.6738 | 4.0532 | 4.4603 | 4.6326 | 4.3764 | 3.9509 | 4.1011 | 4.236 | 4.0893 | 4.0406 | 4.255 | 4.4881 | 4.8972 | 5.0257 | 4.9333 | 4.4273 | 4.1339 | 4.0065 | 3.7348
2030-02-10 | 3.454 | 3.297 | 3.2563 | 3.2477 | 3.2832 | 3.4294 | 3.6714 | 3.9724 | 4.3379 | 4.4811 | 4.4718 | 4.5052 | 4.3313 | 4.3913 | 4.2019 | 4.5346 | 4.6852 | 5.041 | 5.2844 | 5.0702 | 4.7876 | 4.5458 | 4.1152 | 3.8351
2030-02-11 | 3.6773 | 3.5114 | 3.373 | 3.4047 | 3.428 | 3.7768 | 4.1685 | 4.4595 | 4.4909 | 4.2003 | 4.0403 | 3.8851 | 3.8879 | 3.8163 | 3.8563 | 4.1828 | 4.411 | 4.86 | 5.2066 | 5.0737 | 4.6983 | 4.3925 | 3.9509 | 3.5334
2030-02-12 | 3.4004 | 3.319 | 3.2646 | 3.2802 | 3.3599 | 3.8348 | 4.3666 | 4.6454 | 4.5523 | 4.3873 | 4.1568 | 4.17 | 4.063 | 3.9814 | 3.9924 | 4.0956 | 4.5105 | 5.0227 | 5.2133 | 5.3151 | 4.963 | 4.5406 | 3.9854 | 3.5424
2030-02-13 | 3.3797 | 3.331 | 3.3221 | 3.3012 | 3.3798 | 3.859 | 4.1082 | 4.4656 | 4.4673 | 4.3947 | 4.0628 | 3.9695 | 3.8839 | 4.0453 | 4.0804 | 4.31 | 4.5813 | 4.8836 | 5.2889 | 5.1499 | 4.7916 | 4.3383 | 3.945 | 3.6863
2030-02-14 | 3.5396 | 3.4531 | 3.3992 | 3.4021 | 3.4992 | 3.8212 | 4.1479 | 4.3467 | 4.4017 | 4.5273 | 4.4578 | 4.1774 | 4.2028 | 4.0731 | 4.1574 | 4.3011 | 4.5296 | 4.7676 | 5.2673 | 5.0904 | 4.7255 | 4.4766 | 4.0587 | 3.6311
2030-02-15 | 3.4185 | 3.3442 | 3.3187 | 3.3561 | 3.436 | 3.6791 | 4.0084 | 4.2286 | 4.5186 | 4.4766 | 4.3671 | 4.1647 | 4.0893 | 3.99 | 4.0842 | 4.1819 | 4.3735 | 4.8014 | 5.1504 | 5.2124 | 4.9623 | 4.7665 | 4.288 | 3.8695
2030-02-16 | 3.6668 | 3.5422 | 3.5077 | 3.4466 | 3.5813 | 3.7557 | 3.9947 | 4.2239 | 4.6238 | 4.5153 | 4.3413 | 4.2996 | 4.4755 | 4.0185 | 4.2995 | 4.3674 | 4.5562 | 4.8551 | 5.1932 | 5.1462 | 4.8713 | 4.6129 | 4.1423 | 3.7635
2030-02-17 | 3.4408 | 3.3115 | 3.3203 | 3.2776 | 3.32 | 3.4428 | 3.6611 | 3.9719 | 4.1885 | 4.1485 | 4.1542 | 4.0256 | 4.1902 | 4.1231 | 4.3861 | 4.5074 | 4.5996 | 4.841 | 5.0591 | 5.0656 | 4.8228 | 4.5332 | 4.1897 | 3.8026
2030-02-18 | 3.5585 | 3.4465 | 3.4357 | 3.3895 | 3.4382 | 3.6384 | 3.8189 | 4.1089 | 4.2904 | 4.1767 | 4.0135 | 3.9735 | 3.9154 | 3.8904 | 4.1352 | 4.3479 | 4.9368 | 5.0491 | 5.1019 | 5.0951 | 4.7434 | 4.4757 | 4.0268 | 3.6185
2030-02-19 | 3.4981 | 3.3923 | 3.3375 | 3.3653 | 3.449 | 3.6838 | 4.0357 | 4.3785 | 4.7211 | 4.6283 | 4.6558 | 4.5563 | 4.5089 | 4.492 | 4.3703 | 4.4342 | 4.567 | 5.0248 | 5.0998 | 4.9943 | 4.6461 | 4.3245 | 3.9284 | 3.5758
2030-02-20 | 3.4099 | 3.3421 | 3.4165 | 3.3893 | 3.5541 | 4.0227 | 4.3998 | 4.662 | 4.7239 | 4.583 | 4.5742 | 4.6488 | 4.6484 | 4.6083 | 4.4724 | 4.5651 | 4.7342 | 5.0716 | 5.3955 | 5.2371 | 4.7991 | 4.7201 | 4.0649 | 3.5969
2030-02-21 | 3.4752 | 3.4059 | 3.4307 | 3.368 | 3.4273 | 3.7859 | 4.0586 | 4.2264 | 4.3058 | 4.1778 | 4.2258 | 4.4445 | 4.3266 | 4.4003 | 4.4531 | 4.8061 | 5.0951 | 5.4183 | 5.7164 | 5.3061 | 5.0961 | 4.5533 | 3.9237 | 3.6431
2030-02-22 | 3.3815 | 3.2641 | 3.2449 | 3.3325 | 3.4267 | 3.8027 | 4.2534 | 4.4141 | 4.2477 | 4.1789 | 4.5737 | 4.6928 | 4.8693 | 4.686 | 4.707 | 5.0847 | 5.2849 | 5.7355 | 5.7486 | 5.5833 | 5.4255 | 4.993 | 4.3922 | 4.0461
2030-02-23 | 3.6991 | 3.4786 | 3.5112 | 3.4018 | 3.4376 | 3.6498 | 3.9247 | 4.1969 | 4.4987 | 4.6147 | 4.4869 | 4.3516 | 4.2845 | 4.3307 | 4.2741 | 4.4783 | 4.7777 | 4.9896 | 5.0881 | 5.1615 | 4.7775 | 4.3329 | 4.0553 | 3.6679
2030-02-24 | 3.5512 | 3.2836 | 3.3094 | 3.3481 | 3.3876 | 3.5212 | 3.7615 | 4.0338 | 4.3404 | 4.4663 | 4.2294 | 4.0615 | 4.1598 | 4.2188 | 4.3571 | 4.567 | 4.7199 | 5.2225 | 5.3147 | 5.2819 | 4.9472 | 4.5779 | 4.0372 | 3.7364
2030-02-25 | 3.5539 | 3.5388 | 3.4573 | 3.3706 | 3.3702 | 3.5784 | 4.1742 | 4.5282 | 4.4384 | 4.225 | 4.0862 | 4.2094 | 4.3925 | 4.2327 | 4.3618 | 4.5146 | 4.6348 | 4.9169 | 5.3203 | 5.15 | 4.7337 | 4.3508 | 3.9649 | 3.6282
2030-02-26 | 3.5169 | 3.4521 | 3.3995 | 3.387 | 3.4539 | 3.8135 | 4.1049 | 4.2488 | 4.4265 | 4.4415 | 4.2742 | 4.0871 | 3.9177 | 4.1367 | 4.1322 | 4.3493 | 4.5777 | 4.9498 | 5.3286 | 5.0885 | 4.7309 | 4.4532 | 3.9242 | 3.6542
2030-02-27 | 3.5278 | 3.4416 | 3.4491 | 3.4234 | 3.5195 | 3.8422 | 4.1732 | 4.2731 | 4.218 | 4.1036 | 4.0561 | 3.8882 | 3.8242 | 3.6469 | 3.7925 | 3.9978 | 4.1229 | 4.6418 | 5.159 | 5.2507 | 4.978 | 4.5245 | 3.9603 | 3.5833
2030-02-28 | 3.4681 | 3.3981 | 3.2584 | 3.2431 | 3.3128 | 3.6896 | 3.9087 | 3.9622 | 3.9193 | 3.8299 | 3.7802 | 3.7727 | 3.693 | 3.9704 | 3.9393 | 4.1892 | 4.2837 | 4.8788 | 5.08 | 4.9695 | 4.7665 | 4.3244 | 3.8787 | 3.4607
2030-03-01 | 3.5964 | 3.454 | 3.5016 | 3.4573 | 3.5547 | 3.9019 | 4.3571 | 4.5896 | 4.4513 | 4.3148 | 4.1038 | 4.1134 | 4.0328 | 3.9599 | 4.0997 | 4.2762 | 4.4194 | 4.7879 | 5.0515 | 5.2138 | 4.9906 | 4.7217 | 4.2859 | 3.8932
2030-03-02 | 3.6875 | 3.6124 | 3.5362 | 3.4418 | 3.5135 | 3.6568 | 3.9628 | 4.146 | 4.4303 | 4.4182 | 4.1474 | 4.0698 | 4.164 | 4.0412 | 4.1528 | 4.3413 | 4.4495 | 4.763 | 5.1283 | 5.2171 | 4.8038 | 4.566 | 4.1018 | 3.74
2030-03-03 | 3.6301 | 3.5772 | 3.5653 | 3.5129 | 3.521 | 3.6815 | 4.0282 | 4.2482 | 4.4535 | 4.4675 | 4.3038 | 4.2174 | 4.0168 | 3.9986 | 3.9631 | 4.0597 | 4.3223 | 4.6737 | 5.0731 | 5.1411 | 4.9932 | 4.5153 | 4.128 | 3.6873
2030-03-04 | 3.5726 | 3.5163 | 3.4453 | 3.3248 | 3.4281 | 3.7166 | 4.0299 | 4.2873 | 4.5503 | 4.3517 | 4.207 | 4.0818 | 4.032 | 3.9597 | 4.0075 | 4.2062 | 4.3597 | 4.8673 | 5.3599 | 5.2817 | 4.8281 | 4.5792 | 4.2287 | 3.7867
2030-03-05 | 3.6105 | 3.5417 | 3.5042 | 3.5732 | 3.5871 | 3.967 | 4.4721 | 4.7707 | 4.7384 | 4.7146 | 4.497 | 4.3791 | 4.282 | 4.3154 | 4.3102 | 4.7875 | 5.0392 | 5.5656 | 5.8566 | 5.831 | 5.5234 | 4.8455 | 4.1789 | 3.7703
2030-03-06 | 3.6372 | 3.5577 | 3.5411 | 3.5371 | 3.6221 | 3.9429 | 4.4718 | 4.6329 | 4.7964 | 4.7873 | 4.576 | 4.4754 | 4.8179 | 5.1788 | 5.1014 | 5.0429 | 5.2813 | 5.8421 | 5.9069 | 5.7881 | 5.5017 | 5.1235 | 4.5442 | 4.0189
2030-03-07 | 3.8648 | 3.7674 | 3.6495 | 3.5902 | 3.6302 | 4.0947 | 4.5299 | 5.0378 | 5.3584 | 4.9684 | 4.4871 | 4.6813 | 4.6615 | 4.7977 | 4.7356 | 4.8677 | 5.2538 | 5.7012 | 5.6983 | 5.634 | 5.2257 | 4.7504 | 4.1413 | 3.8104
2030-03-08 | 3.6725 | 3.6029 | 3.6541 | 3.5949 | 3.6144 | 4.0599 | 4.703 | 4.9342 | 4.6201 | 4.3792 | 4.205 | 4.2863 | 4.2892 | 4.4247 | 4.79 | 5.0707 | 5.1217 | 5.5116 | 5.7026 | 5.5292 | 5.2654 | 4.8271 | 4.2672 | 3.9188
2030-03-09 | 3.7598 | 3.6928 | 3.652 | 3.6792 | 3.6765 | 3.9142 | 4.2981 | 4.4482 | 4.9572 | 4.8991 | 4.4419 | 4.4226 | 4.4626 | 4.3472 | 4.3154 | 4.3592 | 4.9132 | 5.3426 | 5.0571 | 5.1478 | 4.8569 | 4.7172 | 4.1853 | 3.8008
2030-03-10 | 3.6964 | 3.6234 | 3.6795 | 3.5587 | 3.6274 | 3.7848 | 4.0175 | 4.2583 | 4.6201 | 4.4884 | 4.3761 | 4.409 | 4.6916 | 4.5087 | 4.5047 | 4.9917 | 5.3893 | 5.5736 | 5.7423 | 5.579 | 5.48 | 5.171 | 4.6259 | 4.1251
2030-03-11 | 3.9036 | 3.8165 | 3.7407 | 3.715 | 3.7719 | 4.0669 | 4.5395 | 4.6958 | 4.7159 | 4.7452 | 4.6337 | 4.8758 | 4.7656 | 4.4402 | 4.4889 | 4.5697 | 4.8918 | 5.4703 | 5.6551 | 5.4061 | 5.1194 | 4.6708 | 4.2054 | 3.8422
2030-03-12 | 3.7105 | 3.6196 | 3.5841 | 3.5876 | 3.6431 | 3.9481 | 4.5081 | 4.6807 | 4.6423 | 4.626 | 4.4664 | 4.4087 | 4.3449 | 4.8362 | 4.944 | 4.9666 | 5.3061 | 5.5799 | 5.638 | 5.6945 | 5.3541 | 4.8913 | 4.2502 | 3.9128
2030-03-13 | 3.8267 | 3.755 | 3.6722 | 3.6841 | 3.7012 | 4.0737 | 4.5266 | 4.8309 | 4.7491 | 4.6868 | 4.3486 | 4.3928 | 4.7739 | 4.4993 | 4.7161 | 5.0417 | 5.1466 | 5.6536 | 6.0065 | 5.864 | 5.4569 | 5.0286 | 4.2825 | 3.8876
2030-03-14 | 3.9468 | 3.8046 | 3.7608 | 3.7381 | 3.792 | 4.1924 | 4.5546 | 4.7725 | 4.6604 | 4.4278 | 4.3186 | 4.6418 | 4.8119 | 4.7769 | 4.8906 | 5.2353 | 5.4824 | 5.9898 | 6.1533 | 5.9551 | 5.3375 | 4.916 | 4.3707 | 3.8998
2030-03-15 | 3.7789 | 3.6403 | 3.6238 | 3.6131 | 3.5949 | 3.933 | 4.3357 | 4.4636 | 4.5159 | 4.341 | 4.2043 | 4.2446 | 4.425 | 4.4893 | 4.6546 | 5.0013 | 5.1673 | 5.2771 | 5.4603 | 5.4734 | 5.0095 | 4.6438 | 4.2188 | 3.9211
2030-03-16 | 3.7056 | 3.6239 | 3.6327 | 3.6751 | 3.6634 | 3.8462 | 4.2766 | 4.5831 | 4.7447 | 4.7334 | 4.675 | 4.4106 | 4.7588 | 4.4943 | 4.5993 | 4.9342 | 5.1568 | 5.6195 | 5.5755 | 5.716 | 5.4416 | 5.1817 | 4.6138 | 4.0341
2030-03-17 | 3.7544 | 3.6786 | 3.6387 | 3.6926 | 3.5702 | 3.7237 | 3.9485 | 4.0131 | 4.1637 | 4.0912 | 4.078 | 4.0823 | 4.0188 | 3.7832 | 3.8569 | 4.1041 | 4.4139 | 4.9669 | 5.13 | 5.011 | 4.6643 | 4.451 | 4.0521 | 3.7146
2030-03-18 | 3.5625 | 3.468 | 3.4631 | 3.372 | 3.4528 | 3.6712 | 3.9596 | 4.1258 | 4.629 | 4.4819 | 4.2596 | 3.9509 | 3.7529 | 3.9027 | 3.8344 | 4.1149 | 4.3257 | 4.8733 | 5.2311 | 5.3996 | 5.0759 | 4.5113 | 3.9323 | 3.6223
2030-03-19 | 3.4958 | 3.5678 | 3.5841 | 3.5952 | 3.618 | 3.9298 | 4.2149 | 4.2231 | 4.3093 | 4.2895 | 4.3407 | 4.1648 | 4.0666 | 4.0811 | 3.9387 | 4.0995 | 4.4106 | 4.9649 | 5.1378 | 5.2022 | 4.9756 | 4.5844 | 4.0815 | 3.6728
2030-03-20 | 3.5727 | 3.4884 | 3.5014 | 3.487 | 3.4841 | 3.8644 | 4.0754 | 4.1984 | 4.3188 | 4.2932 | 4.2368 | 4.3836 | 4.5497 | 4.6296 | 4.5966 | 4.6169 | 4.7115 | 5.1888 | 5.3114 | 5.4675 | 5.1989 | 4.9096 | 4.3154 | 3.7623
2030-03-21 | 3.6514 | 3.5529 | 3.5387 | 3.4906 | 3.5596 | 3.9624 | 4.1649 | 4.4005 | 4.5716 | 4.3216 | 4.3742 | 4.1439 | 3.8593 | 3.9603 | 4.3315 | 4.4402 | 4.5479 | 4.9576 | 5.2607 | 5.3472 | 4.9778 | 4.5094 | 4.0207 | 3.6125
2030-03-22 | 3.5231 | 3.4632 | 3.4474 | 3.3832 | 3.5087 | 3.7654 | 4.1501 | 4.46 | 4.5706 | 4.447 | 4.7741 | 4.6889 | 4.4189 | 4.6065 | 4.8024 | 4.8746 | 4.9784 | 5.2757 | 5.5029 | 5.4135 | 5.1127 | 4.6679 | 4.2033 | 3.8339
2030-03-23 | 3.7341 | 3.64 | 3.6194 | 3.612 | 3.6329 | 3.7806 | 4.0211 | 4.1125 | 4.1726 | 4.1064 | 3.9364 | 3.9707 | 3.9701 | 3.8534 | 4.2266 | 4.992 | 4.8019 | 5.1213 | 5.1299 | 5.0798 | 4.7189 | 4.7878 | 4.2085 | 3.7847
2030-03-24 | 3.8696 | 3.7978 | 3.5892 | 3.5381 | 3.5321 | 3.7407 | 3.948 | 4.0409 | 4.324 | 4.3601 | 4.3625 | 4.7934 | 4.6088 | 4.9915 | 4.9758 | 4.9188 | 5.1841 | 5.6309 | 5.7627 | 5.7648 | 5.8196 | 5.1912 | 4.6121 | 4.1301
2030-03-25 | 3.9472 | 3.8138 | 3.7459 | 3.6582 | 3.733 | 3.8517 | 4.2236 | 4.5624 | 5.1142 | 4.9202 | 5.1471 | 4.4668 | 4.8542 | 4.4905 | 4.4957 | 4.6865 | 5.1423 | 5.3467 | 5.4758 | 5.7818 | 5.2825 | 4.668 | 4.1593 | 3.7418
2030-03-26 | 3.5878 | 3.5647 | 3.4886 | 3.4979 | 3.5583 | 3.8618 | 4.2653 | 4.4688 | 4.6054 | 4.5058 | 4.3824 | 4.3749 | 4.6755 | 4.5219 | 4.6411 | 5.2109 | 5.2945 | 5.5436 | 5.8104 | 5.7363 | 5.2849 | 4.7276 | 4.2286 | 3.7948
2030-03-27 | 3.6079 | 3.5346 | 3.5011 | 3.4461 | 3.511 | 3.7914 | 4.2553 | 4.2187 | 4.3019 | 4.2552 | 4.1785 | 4.4212 | 4.3827 | 4.3741 | 4.4483 | 4.6992 | 4.9594 | 5.3757 | 5.3812 | 5.4787 | 5.3611 | 4.8315 | 4.2573 | 3.7524
2030-03-28 | 3.6577 | 3.622 | 3.5843 | 3.6225 | 3.6468 | 3.9861 | 4.4103 | 4.5861 | 4.7953 | 5.0176 | 5.1783 | 5.2401 | 5.0424 | 4.9297 | 4.9763 | 5.0507 | 5.3324 | 5.7582 | 5.5176 | 5.6851 | 5.5228 | 4.6846 | 4.0507 | 3.6854
2030-03-29 | 3.5491 | 3.445 | 3.4277 | 3.4277 | 3.4776 | 3.7096 | 4.1667 | 4.1967 | 4.2243 | 4.1722 | 4.2875 | 4.4106 | 4.4975 | 4.4136 | 4.423 | 4.7232 | 4.8014 | 5.0451 | 5.0525 | 5.095 | 4.8751 | 4.4138 | 4.0918 | 3.8221
2030-03-30 | 3.6491 | 3.5693 | 3.5735 | 3.5134 | 3.504 | 3.6955 | 3.8534 | 4.0206 | 4.3494 | 4.5025 | 4.4527 | 4.9895 | 4.3277 | 4.0764 | 4.3951 | 4.5888 | 4.7379 | 5.2583 | 5.2426 | 5.3519 | 4.8818 | 4.349 | 4.1093 | 3.6832
2030-03-31 | 3.5392 | 3.4348 | 3.4125 | 3.3987 | 3.4288 | 3.5998 | 3.682 | 3.8027 | 4.2388 | 4.0632 | 4.1634 | 4.3368 | 4.1608 | 4.1949 | 4.2556 | 4.5682 | 4.7663 | 5.2005 | 5.2447 | 5.3551 | 5.0399 | 4.5797 | 3.9743 | 3.6672
2030-04-01 | 3.5592 | 3.6096 | 3.5303 | 3.5578 | 3.6084 | 3.8819 | 4.1488 | 4.5431 | 4.7674 | 4.5044 | 4.6368 | 4.5573 | 4.5331 | 4.5666 | 4.3264 | 4.5907 | 4.6167 | 5.0362 | 5.0018 | 5.2547 | 4.792 | 4.2693 | 3.828 | 3.5394
2030-04-02 | 3.4428 | 3.3193 | 3.2954 | 3.3257 | 3.4343 | 3.7172 | 3.9251 | 4.0927 | 4.1473 | 4.1257 | 4.0292 | 4.2087 | 4.061 | 4.0656 | 4.2328 | 4.3514 | 4.5318 | 5.134 | 5.6002 | 5.7636 | 5.4317 | 4.9752 | 4.2241 | 3.8929
2030-04-03 | 3.7422 | 3.6939 | 3.6234 | 3.5628 | 3.6176 | 3.9042 | 4.2257 | 4.4144 | 4.5506 | 4.8578 | 4.7989 | 4.5466 | 4.5225 | 4.4512 | 4.419 | 5.0546 | 5.2642 | 5.7531 | 5.8723 | 5.9935 | 5.5186 | 4.4283 | 4.0719 | 3.8728
2030-04-04 | 3.8514 | 3.4995 | 3.6095 | 3.5296 | 3.5716 | 3.8284 | 4.0841 | 4.1919 | 4.3238 | 4.2092 | 4.5107 | 4.6057 | 4.5281 | 4.3217 | 4.5175 | 4.9718 | 5.4 | 5.7491 | 5.9839 | 5.8254 | 5.3242 | 4.9651 | 4.3809 | 4.0584
2030-04-05 | 3.758 | 3.7254 | 3.6811 | 3.685 | 3.7379 | 4.0045 | 4.4143 | 4.6825 | 5.0509 | 4.9423 | 4.9396 | 4.7617 | 4.3894 | 4.557 | 4.9829 | 5.1877 | 5.2483 | 5.4354 | 5.3912 | 5.5074 | 5.1784 | 4.59 | 4.1767 | 3.6933
2030-04-06 | 3.5528 | 3.4059 | 3.4513 | 3.481 | 3.5027 | 3.712 | 3.8158 | 3.8696 | 3.9584 | 3.9387 | 3.915 | 4.2966 | 4.026 | 4.0103 | 4.1407 | 4.3453 | 4.6426 | 5.1882 | 5.4826 | 5.6782 | 5.0372 | 4.8459 | 4.4663 | 4.0139
2030-04-07 | 3.8433 | 3.69 | 3.6424 | 3.6557 | 3.6689 | 3.8007 | 3.979 | 4.2076 | 4.3886 | 4.3003 | 4.8054 | 4.7631 | 4.5749 | 4.7847 | 4.7709 | 5.0316 | 5.1261 | 5.2402 | 5.2662 | 5.4923 | 4.8506 | 4.5234 | 4.1276 | 3.8813
2030-04-08 | 3.7614 | 3.4943 | 3.4989 | 3.5401 | 3.602 | 3.8595 | 4.2541 | 4.5231 | 4.7184 | 4.5724 | 4.7457 | 5.0122 | 4.9835 | 4.9363 | 5.1996 | 5.4801 | 5.7835 | 5.9191 | 6.0535 | 6.0346 | 5.4915 | 4.9245 | 4.2371 | 3.8646
2030-04-09 | 3.7666 | 3.7219 | 3.6329 | 3.5343 | 3.505 | 3.7613 | 4.2207 | 4.4507 | 4.546 | 4.3927 | 4.5658 | 4.4737 | 4.298 | 4.4764 | 4.5811 | 4.8561 | 5.2184 | 5.6621 | 6.0063 | 5.9601 | 5.6407 | 4.7482 | 4.2186 | 3.7625
2030-04-10 | 3.723 | 3.6657 | 3.6075 | 3.5138 | 3.6092 | 3.9391 | 4.3775 | 4.8732 | 5.0673 | 5.1156 | 4.8267 | 4.833 | 4.7924 | 4.829 | 4.5328 | 4.7336 | 5.1059 | 5.7084 | 5.8585 | 5.8664 | 5.3883 | 4.8066 | 4.4188 | 3.8331
2030-04-11 | 3.6715 | 3.6741 | 3.6306 | 3.5849 | 3.6321 | 3.9349 | 4.415 | 4.8022 | 5.0211 | 5.2822 | 5.4937 | 4.8795 | 4.6433 | 4.4925 | 4.6861 | 5.0835 | 5.3496 | 5.7783 | 5.8586 | 6.0551 | 5.6962 | 4.777 | 4.2999 | 3.8667
2030-04-12 | 3.6958 | 3.6325 | 3.6578 | 3.6527 | 3.7036 | 3.9981 | 4.5299 | 4.9625 | 5.763 | 5.5946 | 5.2696 | 5.0319 | 4.9661 | 4.7982 | 5.081 | 5.3023 | 5.5821 | 5.8592 | 5.9541 | 5.9365 | 5.7146 | 5.1132 | 4.5968 | 4.031
2030-04-13 | 3.8338 | 3.7367 | 3.7645 | 3.7214 | 3.6956 | 3.9278 | 4.1672 | 4.4508 | 4.7303 | 4.5905 | 4.4817 | 4.201 | 4.1582 | 4.1839 | 4.2393 | 4.4855 | 4.7456 | 5.3334 | 5.1695 | 5.3277 | 4.7678 | 4.4051 | 4.1082 | 3.759
2030-04-14 | 3.6596 | 3.5535 | 3.5766 | 3.5933 | 3.6222 | 3.8832 | 4.0413 | 4.1344 | 4.5862 | 4.6707 | 4.3196 | 4.4208 | 4.6188 | 4.4267 | 4.5984 | 5.2048 | 5.2274 | 5.7172 | 5.7837 | 5.8317 | 5.5069 | 5.011 | 4.3388 | 3.8853
2030-04-15 | 3.558 | 3.5615 | 3.5003 | 3.5505 | 3.5447 | 3.8757 | 4.1923 | 4.4952 | 4.3909 | 4.1472 | 4.0203 | 3.8658 | 3.8555 | 3.7983 | 3.8773 | 4.2938 | 4.6429 | 5.1861 | 5.6704 | 5.9089 | 5.4899 | 4.9452 | 4.2498 | 3.8485
2030-04-16 | 3.7395 | 3.6903 | 3.5619 | 3.5149 | 3.4875 | 3.7218 | 4.0714 | 4.1575 | 4.2268 | 4.3105 | 4.167 | 3.7377 | 4.7585 | 4.3072 | 4.4498 | 5.405 | 5.4992 | 5.9062 | 5.9751 | 5.876 | 5.6226 | 4.8284 | 4.231 | 4.0386
2030-04-17 | 3.924 | 3.7806 | 3.6083 | 3.674 | 3.785 | 4.0874 | 4.5499 | 4.6407 | 5.0826 | 5.1187 | 4.4911 | 4.5023 | 4.6326 | 4.8195 | 5.2248 | 5.3776 | 5.6586 | 5.9981 | 5.9085 | 5.7976 | 5.5957 | 4.8775 | 4.2484 | 3.8454
2030-04-18 | 3.6913 | 3.7151 | 3.6763 | 3.6969 | 3.6765 | 3.9539 | 4.1366 | 3.9534 | 4.136 | 4.0307 | 3.9138 | 4.3089 | 4.3212 | 3.9128 | 4.3775 | 4.6936 | 4.9778 | 5.3854 | 5.6176 | 5.6587 | 5.153 | 4.4801 | 4.1362 | 3.8514
2030-04-19 | 3.6391 | 3.5314 | 3.5814 | 3.5105 | 3.7058 | 3.7975 | 4.1932 | 4.3229 | 4.8748 | 4.952 | 5.1818 | 5.0021 | 5.0012 | 4.8681 | 5.1359 | 5.509 | 5.5718 | 5.9549 | 6.0615 | 5.9321 | 5.5687 | 5.1991 | 4.367 | 4.028
2030-04-20 | 3.8707 | 3.8075 | 3.7932 | 3.7326 | 3.8135 | 3.868 | 3.9734 | 4.2407 | 4.6533 | 4.8334 | 4.9083 | 4.6468 | 4.5052 | 4.7092 | 4.8246 | 4.8642 | 4.8939 | 5.3621 | 5.5862 | 5.5548 | 5.1508 | 4.5881 | 4.1139 | 3.7984
2030-04-21 | 3.7493 | 3.9736 | 3.7942 | 3.6289 | 3.7424 | 4.0319 | 4.2885 | 4.5962 | 4.9263 | 5.1587 | 4.9404 | 4.7322 | 4.787 | 4.8199 | 5.0011 | 5.1975 | 5.5278 | 5.7924 | 5.8756 | 6.0751 | 5.8056 | 5.2835 | 4.1447 | 3.8088
2030-04-22 | 3.7044 | 3.6094 | 3.6235 | 3.5541 | 3.6061 | 3.8548 | 4.1483 | 4.4489 | 4.6675 | 4.3647 | 5.0434 | 4.5769 | 4.3204 | 4.1326 | 4.2775 | 4.0952 | 4.3604 | 4.9048 | 5.1417 | 5.3983 | 5.0223 | 4.4779 | 3.9356 | 3.6424
2030-04-23 | 3.6186 | 3.5775 | 3.5796 | 3.5537 | 3.5685 | 3.9952 | 4.2239 | 4.2357 | 4.5491 | 4.633 | 4.4824 | 4.1649 | 4.1186 | 3.9773 | 4.2621 | 4.3506 | 4.7495 | 5.1888 | 5.4455 | 5.5118 | 5.1484 | 4.5971 | 3.9269 | 3.7142
2030-04-24 | 3.6109 | 3.5698 | 3.5488 | 3.5334 | 3.5597 | 3.9372 | 4.1936 | 4.3347 | 4.4651 | 4.1769 | 4.0859 | 4.0424 | 4.0267 | 3.9694 | 4.2738 | 4.7898 | 4.9997 | 5.2063 | 5.4764 | 5.5154 | 5.1583 | 4.6601 | 4.0363 | 3.765
2030-04-25 | 3.7199 | 3.6147 | 3.7316 | 3.8073 | 3.942 | 4.4293 | 4.6398 | 4.7136 | 4.9142 | 4.1783 | 4.0805 | 3.9952 | 3.9922 | 3.9245 | 4.0516 | 4.3196 | 4.6112 | 5.3577 | 5.5583 | 5.6135 | 5.3372 | 4.6499 | 4.0983 | 3.7624
2030-04-26 | 3.6991 | 3.5899 | 3.6175 | 3.6229 | 3.6584 | 4.0196 | 4.2569 | 4.4033 | 4.5886 | 4.4299 | 4.1939 | 4.2383 | 4.2614 | 4.503 | 4.8257 | 4.818 | 5.0622 | 5.4303 | 5.8795 | 5.7374 | 5.3462 | 4.9273 | 4.4064 | 4.0818
2030-04-27 | 3.9419 | 3.7703 | 3.7361 | 3.7159 | 3.5766 | 3.8122 | 3.9778 | 4.2344 | 4.4886 | 4.2595 | 4.5821 | 4.7461 | 4.6539 | 4.5807 | 4.5625 | 4.7041 | 5.0595 | 5.2199 | 5.3342 | 5.1541 | 5.0668 | 4.727 | 4.4892 | 4.149
2030-04-28 | 3.9434 | 3.821 | 3.7067 | 3.5905 | 3.7185 | 3.8439 | 3.9757 | 4.2833 | 4.4615 | 4.4048 | 4.4783 | 4.5247 | 4.8491 | 4.6385 | 4.8508 | 4.9693 | 5.3038 | 5.5239 | 5.6273 | 5.5818 | 5.2915 | 4.8014 | 4.5577 | 3.9789
2030-04-29 | 3.8824 | 3.9146 | 3.9516 | 3.962 | 3.9701 | 4.0596 | 4.64 | 4.8952 | 4.8869 | 4.4865 | 4.4804 | 4.8166 | 4.7143 | 4.5427 | 4.4046 | 5.2732 | 5.4555 | 5.4718 | 5.5323 | 5.4381 | 5.0608 | 4.6118 | 4.2023 | 3.8882
2030-04-30 | 3.7339 | 3.6144 | 3.5666 | 3.5094 | 3.5578 | 3.8338 | 4.0894 | 4.159 | 4.3857 | 4.2456 | 4.3075 | 4.2068 | 4.1725 | 4.4195 | 4.5795 | 4.7196 | 4.9037 | 5.3862 | 5.553 | 5.5491 | 4.9144 | 4.4086 | 4.0121 | 3.6488
2030-05-01 | 3.3767 | 3.2638 | 3.2137 | 3.233 | 3.3374 | 3.6918 | 3.9759 | 4.0069 | 4.2712 | 4.413 | 4.311 | 4.2772 | 4.0016 | 3.8674 | 4.0001 | 4.1679 | 4.2254 | 4.496 | 4.8774 | 5.0496 | 4.7171 | 4.2834 | 3.7717 | 3.5301
2030-05-02 | 3.4063 | 3.3477 | 3.3665 | 3.3104 | 3.3429 | 3.7457 | 3.8316 | 3.9904 | 4.1709 | 4.036 | 4.0657 | 4.2366 | 4.4994 | 4.2781 | 4.4524 | 4.6846 | 4.7872 | 4.8234 | 4.9588 | 5.0575 | 4.6736 | 4.3319 | 3.8697 | 3.5367
2030-05-03 | 3.4891 | 3.3018 | 3.3388 | 3.4194 | 3.5098 | 3.77 | 4.1005 | 4.134 | 4.2226 | 4.1571 | 4.074 | 3.869 | 3.7987 | 3.6876 | 3.8637 | 4.2348 | 4.6359 | 4.8612 | 5.1078 | 5.0727 | 4.9082 | 4.6179 | 4.0311 | 3.7569
2030-05-04 | 3.605 | 3.508 | 3.5801 | 3.5989 | 3.663 | 3.9518 | 3.998 | 4.0928 | 4.1558 | 4.4668 | 4.3512 | 4.3251 | 4.4624 | 4.4149 | 4.3505 | 4.4566 | 4.4868 | 4.3846 | 4.5266 | 4.4255 | 4.1877 | 4.1086 | 3.7475 | 3.4335
2030-05-05 | 3.3441 | 3.3007 | 3.2521 | 3.2257 | 3.2478 | 3.5885 | 3.6785 | 3.7966 | 3.8855 | 3.7951 | 3.5875 | 3.5501 | 3.4155 | 3.4651 | 3.6477 | 3.7937 | 3.8369 | 4.0058 | 4.1746 | 4.2863 | 4.0968 | 3.8925 | 3.5814 | 3.3904
2030-05-06 | 3.2617 | 3.1809 | 3.1904 | 3.1678 | 3.2299 | 3.497 | 3.8915 | 3.958 | 3.9017 | 3.7718 | 3.8631 | 3.9402 | 3.7925 | 3.6002 | 3.7236 | 3.7877 | 3.9456 | 4.2377 | 4.4825 | 4.6312 | 4.5102 | 4.1294 | 3.5767 | 3.2542
2030-05-07 | 3.1926 | 3.1136 | 3.1061 | 3.142 | 3.1716 | 3.5403 | 3.6638 | 3.9484 | 4.0624 | 4.0321 | 4.1103 | 4.1318 | 4.1321 | 3.8613 | 4.0164 | 4.5756 | 4.6371 | 4.6804 | 4.9656 | 5.0128 | 4.5561 | 4.2543 | 3.8053 | 3.5109
2030-05-08 | 3.3893 | 3.2471 | 3.3184 | 3.3701 | 3.4919 | 3.9489 | 4.1221 | 4.224 | 4.3468 | 4.2313 | 4.3769 | 4.9331 | 4.5936 | 4.3583 | 4.7739 | 5.1695 | 5.2081 | 5.0743 | 5.1835 | 5.3824 | 5.1742 | 4.6974 | 4.1653 | 3.5447
2030-05-09 | 3.4883 | 3.3513 | 3.3752 | 3.4048 | 3.4992 | 3.8499 | 4.1198 | 4.1649 | 4.1141 | 4.0708 | 4.1573 | 4.2176 | 4.0649 | 3.8897 | 3.9848 | 4.0334 | 4.2265 | 4.5498 | 4.7685 | 4.8362 | 4.6536 | 4.3656 | 4.0386 | 3.6334
2030-05-10 | 3.556 | 3.4137 | 3.5549 | 3.4894 | 3.559 | 3.8429 | 4.093 | 4.1841 | 4.3127 | 4.0975 | 4.1599 | 4.1418 | 4.0124 | 4.1212 | 4.1338 | 4.2185 | 4.5223 | 4.8005 | 4.9311 | 4.8712 | 4.636 | 4.4051 | 3.8119 | 3.5946
2030-05-11 | 3.4747 | 3.4759 | 3.5063 | 3.4859 | 3.4773 | 3.6524 | 3.8095 | 3.9764 | 4.192 | 4.0994 | 3.9903 | 4.3117 | 4.7327 | 4.5331 | 4.6108 | 4.5575 | 4.695 | 5.0031 | 4.9028 | 4.8937 | 4.7114 | 4.5257 | 4.1571 | 3.8338
2030-05-12 | 3.721 | 3.6036 | 3.571 | 3.5174 | 3.5969 | 3.6045 | 3.7642 | 4.0668 | 4.2954 | 4.0834 | 4.3144 | 4.5266 | 4.3567 | 4.4106 | 4.4149 | 4.5716 | 4.573 | 4.9052 | 5.0971 | 5.2485 | 5.0698 | 4.5908 | 4.1577 | 3.8538
2030-05-13 | 3.7667 | 3.6733 | 3.6997 | 3.7102 | 3.8132 | 4.062 | 4.3511 | 4.4615 | 4.9252 | 4.8547 | 4.5806 | 4.7694 | 4.5087 | 4.433 | 4.6311 | 4.9393 | 5.6333 | 5.7398 | 5.7151 | 5.5554 | 5.5389 | 5.0365 | 4.5036 | 4.0112
2030-05-14 | 3.8866 | 3.914 | 3.8934 | 3.9134 | 3.9016 | 4.2776 | 4.4352 | 4.7245 | 5.1019 | 4.9864 | 5.0117 | 5.1284 | 4.7303 | 4.8367 | 5.0348 | 5.037 | 5.2054 | 5.5164 | 5.6541 | 5.7482 | 5.628 | 5.1401 | 4.4936 | 4.0082
2030-05-15 | 3.8227 | 3.7001 | 3.6878 | 3.6843 | 3.8371 | 4.1421 | 4.3444 | 4.5764 | 5.1788 | 5.0353 | 4.9222 | 4.8336 | 4.8322 | 4.9308 | 4.9493 | 5.2053 | 5.2531 | 5.706 | 5.5224 | 5.7429 | 5.7136 | 5.2581 | 4.4876 | 4.1606
2030-05-16 | 4.2229 | 4.0837 | 4.0422 | 4.1739 | 4.1903 | 4.5331 | 4.8928 | 5.1921 | 5.3372 | 5.1689 | 5.1904 | 5.0991 | 4.9979 | 4.985 | 5.1355 | 5.3592 | 5.6577 | 6.0559 | 5.9775 | 5.9067 | 5.6494 | 5.2809 | 4.7526 | 4.3594
2030-05-17 | 4.0086 | 3.9128 | 3.9166 | 4.068 | 4.0491 | 4.4266 | 4.7273 | 5.0166 | 5.1348 | 5.1034 | 5.0998 | 4.9856 | 4.8704 | 4.8775 | 5.1415 | 5.4203 | 5.6002 | 5.6512 | 5.6128 | 5.6083 | 5.4842 | 5.2841 | 4.8036 | 4.2976
2030-05-18 | 4.0593 | 3.9152 | 3.9652 | 3.9768 | 4.0147 | 4.3173 | 4.3943 | 4.504 | 5.1766 | 5.0147 | 4.9463 | 4.792 | 4.7293 | 4.5371 | 4.6785 | 4.877 | 5.0283 | 5.2347 | 5.3375 | 5.4683 | 5.3273 | 5.0374 | 4.6045 | 4.1315
2030-05-19 | 3.9956 | 3.8478 | 3.8366 | 3.8266 | 3.874 | 4.0596 | 4.1063 | 4.3216 | 4.9242 | 4.7601 | 4.8646 | 4.9021 | 4.7383 | 4.6451 | 4.8209 | 5.0636 | 5.2751 | 5.2775 | 5.4391 | 5.374 | 5.2926 | 4.9958 | 4.5546 | 4.0498
2030-05-20 | 3.9058 | 3.9914 | 3.854 | 3.8231 | 3.8595 | 4.0986 | 4.4215 | 4.5572 | 5.1108 | 5.164 | 4.8822 | 5.0185 | 4.8663 | 4.8344 | 5.0771 | 5.2051 | 5.2787 | 5.6403 | 5.717 | 5.6694 | 5.675 | 5.2404 | 4.8585 | 4.3192
2030-05-21 | 4.0686 | 3.8328 | 3.8211 | 3.8012 | 3.77 | 4.1096 | 4.6285 | 4.8143 | 5.2356 | 5.0311 | 4.8123 | 4.8938 | 4.6927 | 4.9095 | 4.9095 | 5.2343 | 5.3286 | 5.5476 | 5.6234 | 5.6125 | 5.5266 | 4.8576 | 4.3153 | 3.9948
2030-05-22 | 3.9029 | 3.8115 | 3.9321 | 3.768 | 3.9664 | 4.2634 | 4.4758 | 4.5784 | 4.6666 | 4.5914 | 4.6375 | 4.7543 | 4.4949 | 4.4918 | 4.7849 | 4.7478 | 4.9431 | 5.3014 | 5.3513 | 5.483 | 5.3804 | 5.1303 | 4.551 | 4.2269
2030-05-23 | 4.0705 | 3.9862 | 3.9666 | 4.0691 | 4.1256 | 4.4306 | 4.6265 | 4.8347 | 4.9729 | 5.0606 | 5.0765 | 4.9486 | 4.7704 | 4.8391 | 5.314 | 5.2854 | 5.2575 | 5.4648 | 5.5468 | 5.5731 | 5.3196 | 5.0769 | 4.483 | 4.0607
2030-05-24 | 3.9533 | 3.8232 | 3.8243 | 3.8709 | 4.0336 | 4.3102 | 4.5436 | 4.6191 | 4.8544 | 4.7452 | 4.8465 | 4.8168 | 4.6054 | 4.5379 | 4.5415 | 4.7843 | 4.9938 | 5.5233 | 5.4522 | 5.6788 | 5.4523 | 5.1838 | 4.7411 | 4.3251
2030-05-25 | 4.1087 | 3.9935 | 4.0335 | 4.0763 | 4.0016 | 4.2278 | 3.9697 | 4.1787 | 4.6637 | 4.6965 | 4.4845 | 4.7045 | 4.434 | 4.3655 | 4.3479 | 4.4462 | 4.6731 | 5.0322 | 5.026 | 4.9385 | 4.7376 | 4.6288 | 4.2644 | 3.926
2030-05-26 | 3.7984 | 3.7863 | 3.8031 | 3.7401 | 3.8433 | 3.9326 | 4.0004 | 4.0847 | 4.5752 | 4.6149 | 4.6056 | 4.5414 | 4.5184 | 4.6155 | 4.6757 | 4.861 | 5.0126 | 5.3085 | 5.3385 | 5.2762 | 4.8804 | 4.7167 | 4.4663 | 4.0732
2030-05-27 | 3.9655 | 3.8681 | 3.8268 | 3.8046 | 3.7885 | 3.9318 | 4.076 | 4.2574 | 4.4467 | 4.4774 | 4.7352 | 4.6056 | 4.534 | 4.4687 | 4.519 | 4.6822 | 4.9426 | 5.0057 | 5.0451 | 5.1114 | 5.0873 | 4.7839 | 4.4468 | 4.121
2030-05-28 | 4.0259 | 3.9907 | 3.9437 | 3.9274 | 3.9981 | 4.2141 | 4.2807 | 4.4364 | 4.9185 | 5.0002 | 4.9713 | 4.9571 | 5.0833 | 5.0466 | 5.1589 | 5.2687 | 5.4432 | 5.6102 | 5.4108 | 5.5318 | 5.2122 | 4.9139 | 4.3652 | 3.9845
2030-05-29 | 3.8347 | 3.75 | 3.8044 | 3.8484 | 3.6948 | 4.0154 | 4.3309 | 4.3819 | 4.6172 | 4.7583 | 4.5265 | 4.6365 | 4.6543 | 4.6811 | 4.8392 | 4.8206 | 5.0962 | 5.2641 | 5.3214 | 5.374 | 5.2734 | 4.9197 | 4.2298 | 3.9763
2030-05-30 | 3.894 | 3.719 | 3.7184 | 3.7518 | 3.5878 | 4.0026 | 4.2262 | 4.4823 | 4.6498 | 4.6122 | 4.7121 | 4.7073 | 4.6749 | 4.5203 | 4.6317 | 5.0168 | 5.1136 | 5.3194 | 5.4761 | 5.5846 | 5.5351 | 4.9733 | 4.46 | 3.9215
2030-05-31 | 3.7877 | 3.6663 | 3.6395 | 3.6783 | 3.8177 | 4.2445 | 4.678 | 4.6193 | 4.8854 | 4.8483 | 4.8146 | 4.8679 | 4.6774 | 4.4342 | 4.7444 | 5.0376 | 5.0029 | 5.2504 | 5.0573 | 4.983 | 4.9656 | 4.9026 | 4.3603 | 4.0789
2030-06-01 | 3.7906 | 3.6819 | 3.6192 | 3.6165 | 3.6873 | 3.9877 | 3.945 | 4.1248 | 4.5388 | 4.3811 | 4.2924 | 4.4444 | 4.407 | 4.2148 | 4.3712 | 4.5225 | 4.6841 | 4.9767 | 5.1425 | 5.0259 | 4.952 | 4.6792 | 4.349 | 3.9554
2030-06-02 | 3.7364 | 3.6072 | 3.5667 | 3.6431 | 3.7158 | 3.8121 | 3.9441 | 3.9787 | 4.4656 | 4.3626 | 4.1948 | 4.0731 | 4.1477 | 4.0224 | 4.2228 | 4.3617 | 4.5512 | 4.8332 | 4.8159 | 4.9242 | 4.7647 | 4.6102 | 4.0951 | 3.8215
2030-06-03 | 3.6848 | 3.6643 | 3.5822 | 3.7324 | 3.7503 | 3.9594 | 4.0182 | 4.1274 | 4.3946 | 4.5131 | 4.6766 | 4.4632 | 4.6348 | 4.7391 | 4.9394 | 4.9795 | 4.9941 | 5.127 | 5.2477 | 5.2992 | 5.1389 | 4.6333 | 4.251 | 3.8931
2030-06-04 | 3.7628 | 3.6623 | 3.6494 | 3.6255 | 3.7167 | 4.0898 | 4.4343 | 4.2427 | 4.3536 | 4.6016 | 4.7058 | 4.6742 | 4.5734 | 4.5371 | 4.7997 | 4.8759 | 4.8997 | 5.2366 | 5.2086 | 5.2409 | 5.1064 | 4.7229 | 4.3509 | 3.9732
2030-06-05 | 3.8548 | 3.7684 | 3.7974 | 3.8459 | 3.8754 | 4.1082 | 4.1543 | 4.2047 | 4.6401 | 4.6913 | 4.5362 | 4.4615 | 4.6017 | 4.7638 | 4.6555 | 4.8949 | 4.9428 | 5.2285 | 5.3045 | 5.4141 | 5.4133 | 5.1047 | 4.7311 | 4.3674
2030-06-06 | 4.1172 | 4.0267 | 3.9521 | 3.9455 | 4.045 | 4.2707 | 4.3624 | 4.5301 | 4.7543 | 4.7786 | 4.5352 | 4.5959 | 4.4193 | 4.3986 | 4.4215 | 4.7602 | 4.868 | 5.0679 | 5.1505 | 5.1324 | 5.0831 | 4.7195 | 4.3412 | 3.9549
2030-06-07 | 3.808 | 3.7723 | 3.8067 | 3.7568 | 3.8832 | 4.1182 | 4.1821 | 4.3562 | 4.6286 | 4.5719 | 4.594 | 4.501 | 4.4144 | 4.3837 | 4.471 | 4.6902 | 4.7782 | 5.012 | 5.2757 | 5.3262 | 5.1486 | 4.9084 | 4.5017 | 4.2277
2030-06-08 | 4.0306 | 3.7218 | 3.7149 | 3.7004 | 3.8471 | 3.9893 | 4.1503 | 4.3171 | 4.5896 | 4.5558 | 4.4572 | 4.6435 | 4.1825 | 4.1392 | 4.4878 | 4.7559 | 4.8276 | 5.2867 | 5.0566 | 5.116 | 5.0152 | 4.7978 | 4.428 | 3.987
2030-06-09 | 3.8516 | 3.7619 | 3.7774 | 3.7834 | 3.8426 | 3.9446 | 4.0875 | 4.2677 | 4.5435 | 4.507 | 4.5823 | 4.4727 | 4.5197 | 4.5123 | 4.5876 | 4.727 | 4.6563 | 4.9136 | 5.2263 | 5.2456 | 5.2093 | 4.8315 | 4.534 | 4.0776
2030-06-10 | 3.9396 | 3.733 | 3.7469 | 3.8479 | 3.8944 | 4.0887 | 4.1916 | 4.557 | 5 | 4.8296 | 4.956 | 4.7953 | 4.7529 | 4.7322 | 4.8517 | 5.0213 | 5.2243 | 5.5148 | 5.4805 | 5.407 | 5.3464 | 5.0715 | 4.7026 | 4.1481
2030-06-11 | 3.822 | 3.7286 | 3.6718 | 3.7263 | 3.8145 | 3.976 | 4.1257 | 4.2764 | 4.7548 | 4.5485 | 4.5508 | 4.457 | 4.493 | 4.3844 | 4.4854 | 4.6764 | 4.8255 | 5.1468 | 5.3778 | 5.4402 | 5.3222 | 4.9835 | 4.4698 | 4.1225
2030-06-12 | 4.0031 | 3.7977 | 3.7822 | 3.7886 | 3.8109 | 4.1445 | 4.1563 | 4.378 | 4.6444 | 4.768 | 4.8172 | 4.8411 | 4.5276 | 4.5504 | 4.6527 | 5.038 | 4.9941 | 5.3021 | 5.3831 | 5.4339 | 5.3741 | 5.1017 | 4.676 | 4.3055
2030-06-13 | 4.1527 | 4.141 | 4.0035 | 3.9225 | 3.9578 | 4.2357 | 4.2191 | 4.3469 | 4.4698 | 4.3255 | 4.4752 | 4.4486 | 4.4968 | 4.3079 | 4.411 | 4.5715 | 4.7561 | 4.9954 | 5.0429 | 5.1203 | 4.9576 | 4.632 | 4.1734 | 3.9333
2030-06-14 | 3.7552 | 3.6457 | 3.7199 | 3.7035 | 3.767 | 3.8758 | 3.8933 | 4.132 | 4.5237 | 4.7142 | 4.8106 | 4.8468 | 4.7403 | 4.6614 | 4.8249 | 5.0701 | 5.0512 | 5.2756 | 5.2984 | 5.2394 | 5.0099 | 4.7749 | 4.3664 | 4.0563
2030-06-15 | 3.9154 | 3.716 | 3.7132 | 3.7341 | 3.7844 | 3.9768 | 4.0358 | 4.2937 | 4.3029 | 4.3996 | 4.1155 | 4.2331 | 4.1769 | 4.106 | 4.1387 | 4.313 | 4.5791 | 4.9269 | 4.9057 | 4.8688 | 4.6579 | 4.4468 | 4.1747 | 3.9122
2030-06-16 | 3.8091 | 3.7988 | 3.7698 | 3.7992 | 3.7492 | 3.9355 | 3.8463 | 3.9239 | 4.3169 | 4.2166 | 4.3339 | 4.3799 | 4.2572 | 4.453 | 4.5871 | 4.6356 | 4.7455 | 5.0232 | 5.1674 | 5.2736 | 5.1675 | 4.763 | 4.3336 | 4.0451
2030-06-17 | 3.9056 | 3.8027 | 3.6268 | 3.7123 | 3.8238 | 3.9341 | 4.0007 | 4.1439 | 4.5771 | 4.465 | 4.5682 | 4.4042 | 4.2294 | 4.4957 | 4.5796 | 4.5941 | 4.7917 | 5.0928 | 5.1898 | 5.1199 | 4.9658 | 4.6063 | 4.2986 | 4.1088
2030-06-18 | 4.2912 | 4.2087 | 4.1434 | 4.1836 | 4.2358 | 4.5135 | 4.5718 | 4.7511 | 5.0492 | 5.2472 | 5.365 | 5.3052 | 5.0091 | 4.8923 | 5.4105 | 5.56 | 5.6625 | 5.8856 | 5.8844 | 5.9554 | 5.8011 | 5.3282 | 4.8817 | 4.5481
2030-06-19 | 4.0302 | 4.0155 | 3.9038 | 3.8586 | 3.949 | 4.2195 | 4.2896 | 4.599 | 4.6631 | 4.6006 | 4.5485 | 4.4283 | 4.4062 | 4.4143 | 4.584 | 4.8295 | 4.9592 | 5.2762 | 5.3315 | 5.4277 | 5.3619 | 4.9254 | 4.4043 | 4.0555
2030-06-20 | 3.8994 | 3.8295 | 3.8184 | 3.9154 | 3.8711 | 3.9873 | 4.0537 | 4.1908 | 4.9326 | 4.814 | 4.7614 | 4.8889 | 4.9315 | 4.6334 | 4.474 | 4.7513 | 4.9426 | 5.2641 | 5.3644 | 5.4171 | 5.2453 | 4.8436 | 4.3467 | 4.1036
2030-06-21 | 4.0183 | 3.9094 | 3.9222 | 3.8488 | 3.8521 | 4.056 | 4.1813 | 4.2775 | 4.5512 | 4.7063 | 4.8073 | 4.9833 | 4.7284 | 4.8275 | 4.9326 | 4.992 | 4.9306 | 5.0175 | 4.8779 | 5.0922 | 4.898 | 4.7838 | 4.3909 | 4.0322
2030-06-22 | 3.8088 | 3.7175 | 3.7769 | 3.7717 | 3.7254 | 3.9698 | 4.162 | 4.2392 | 4.5414 | 4.647 | 4.564 | 4.6383 | 4.6317 | 4.5387 | 4.8912 | 5.0808 | 5.2101 | 5.4323 | 5.2802 | 5.3733 | 5.2494 | 5.0363 | 4.6187 | 4.2121
2030-06-23 | 4.0413 | 4.0263 | 3.8279 | 3.8339 | 3.8902 | 3.9429 | 4.1606 | 4.2899 | 4.5754 | 4.6036 | 4.643 | 4.7078 | 4.6585 | 4.5089 | 4.5891 | 4.9055 | 4.9018 | 5.0729 | 5.1237 | 5.2082 | 5.1382 | 4.9684 | 4.509 | 4.2344
2030-06-24 | 4.0669 | 3.9896 | 3.9933 | 3.9493 | 3.8756 | 4.1402 | 4.2871 | 4.4532 | 4.7841 | 4.7467 | 4.5702 | 4.8311 | 4.8972 | 4.6933 | 4.8126 | 4.9433 | 5.1038 | 5.3599 | 5.4032 | 5.3899 | 5.2208 | 4.9289 | 4.542 | 4.1083
2030-06-25 | 4.0226 | 3.9632 | 3.9351 | 4.009 | 4.0532 | 4.2717 | 4.3788 | 4.5755 | 4.8651 | 4.8281 | 4.824 | 4.6264 | 4.6383 | 4.6792 | 4.7745 | 4.8081 | 4.902 | 5.3429 | 5.4574 | 5.4965 | 5.2177 | 4.8718 | 4.6106 | 4.3588
2030-06-26 | 4.1359 | 4.0094 | 3.954 | 3.991 | 4.0178 | 4.2205 | 4.1829 | 4.5011 | 4.6731 | 4.8769 | 4.8095 | 4.7943 | 4.5144 | 4.46 | 4.5826 | 4.7308 | 4.7431 | 5.1157 | 5.0946 | 5.0777 | 4.9364 | 4.6478 | 4.3121 | 3.946
2030-06-27 | 3.8284 | 3.7254 | 3.7714 | 3.7432 | 3.7452 | 4.0378 | 4.2314 | 4.363 | 4.5871 | 4.7471 | 4.6792 | 4.681 | 4.6903 | 4.6223 | 4.8787 | 4.8208 | 5.0193 | 5.3237 | 5.4186 | 5.4769 | 5.3269 | 4.9285 | 4.5234 | 4.2292
2030-06-28 | 4.1294 | 4.0252 | 4.0638 | 3.9961 | 4.1163 | 4.2756 | 4.4386 | 4.5357 | 5.0844 | 5.1272 | 5.2149 | 4.9735 | 4.8973 | 4.7886 | 4.8962 | 4.7914 | 4.8085 | 5.1906 | 5.3039 | 5.2689 | 5.1087 | 4.8679 | 4.5261 | 4.1984
2030-06-29 | 3.9742 | 3.9757 | 3.9039 | 3.8752 | 3.8362 | 4.0043 | 4.1159 | 4.1844 | 4.4257 | 4.2871 | 4.2178 | 4.1566 | 4.1909 | 4.1684 | 4.3649 | 4.5874 | 4.5846 | 4.9555 | 4.9923 | 4.9061 | 4.8135 | 4.5238 | 4.3671 | 4.1454
2030-06-30 | 3.9708 | 3.8705 | 3.8719 | 3.8147 | 3.9178 | 4.0685 | 4.0867 | 4.2114 | 4.4371 | 4.5361 | 4.4994 | 4.5828 | 4.6551 | 4.4745 | 4.4319 | 4.6561 | 4.6419 | 4.9991 | 5.1333 | 5.1271 | 4.8917 | 4.6982 | 4.3243 | 4.0848
2030-07-01 | 3.8353 | 3.8198 | 3.8041 | 3.7937 | 3.857 | 3.978 | 4.0972 | 4.3312 | 4.6384 | 4.6959 | 4.7871 | 4.6563 | 4.8009 | 4.8473 | 4.9088 | 5.2112 | 5.3893 | 5.5811 | 5.5834 | 5.6947 | 5.5289 | 4.9055 | 4.4081 | 4.0201
2030-07-02 | 3.862 | 3.7859 | 3.7115 | 3.6768 | 3.7375 | 3.9533 | 4.1039 | 4.3505 | 4.5862 | 4.4685 | 4.6221 | 4.5347 | 4.5632 | 4.4507 | 4.4929 | 4.7058 | 4.923 | 5.3032 | 5.3072 | 5.4493 | 5.3321 | 4.7841 | 4.5371 | 4.1047
2030-07-03 | 3.9676 | 3.8678 | 3.8776 | 3.9578 | 3.8682 | 4.0919 | 3.9365 | 4.1705 | 4.6894 | 4.779 | 4.8723 | 4.7386 | 4.6509 | 4.6629 | 4.6852 | 4.9939 | 5.1085 | 5.4724 | 5.339 | 5.506 | 5.2868 | 4.9908 | 4.3875 | 4.033
2030-07-04 | 3.8498 | 3.7647 | 3.8169 | 3.8275 | 3.8571 | 4.0295 | 4.1087 | 4.2736 | 4.4751 | 4.613 | 4.5075 | 4.7381 | 4.6635 | 4.5933 | 4.6958 | 4.6874 | 4.9209 | 5.2917 | 4.9905 | 5.0979 | 4.851 | 4.6559 | 4.5973 | 4.0721
2030-07-05 | 3.9176 | 3.7805 | 3.9205 | 3.9265 | 3.9415 | 4.1879 | 4.2689 | 4.5802 | 4.6958 | 4.6683 | 4.8509 | 4.7988 | 4.9041 | 4.8655 | 4.977 | 5.0923 | 5.2261 | 5.224 | 5.3145 | 5.2997 | 5.1678 | 4.9005 | 4.6372 | 4.2185
2030-07-06 | 4.0245 | 3.9369 | 3.9134 | 3.814 | 3.989 | 4.1369 | 4.144 | 4.392 | 4.7045 | 4.5408 | 4.3965 | 4.4738 | 4.403 | 4.4382 | 4.6138 | 4.8227 | 4.8135 | 4.9787 | 5.0049 | 4.8544 | 4.7103 | 4.5959 | 4.5021 | 4.1803
2030-07-07 | 4.105 | 4.0423 | 4.0017 | 3.9933 | 4.0167 | 4.0891 | 4.1951 | 4.5157 | 4.724 | 4.8085 | 4.5845 | 4.747 | 4.5434 | 4.6555 | 4.709 | 4.9523 | 5.0481 | 5.0572 | 5.0951 | 5.1404 | 5.0324 | 4.7413 | 4.3049 | 4.0684
2030-07-08 | 3.9132 | 3.8047 | 3.8343 | 3.8764 | 3.9663 | 4.1891 | 4.3858 | 4.7948 | 5.172 | 4.8679 | 4.7681 | 4.7679 | 4.7592 | 4.8177 | 4.7565 | 4.9437 | 5.1395 | 5.2567 | 5.5224 | 5.6577 | 5.5031 | 5.1005 | 4.7426 | 4.3497
2030-07-09 | 4.1849 | 4.0339 | 4.074 | 4.0744 | 4.1572 | 4.4816 | 4.7099 | 4.8676 | 5.0565 | 4.8788 | 4.7792 | 4.9815 | 4.9195 | 4.7706 | 4.7033 | 4.8804 | 5.4585 | 6.0518 | 6.0019 | 6.0359 | 5.8466 | 5.5062 | 4.9655 | 4.5546
2030-07-10 | 4.2196 | 4.0663 | 4.0289 | 3.9942 | 4.1767 | 4.3352 | 4.556 | 4.7263 | 4.9264 | 4.7852 | 4.7091 | 4.5935 | 4.518 | 4.6346 | 4.7811 | 5.283 | 5.6383 | 5.9717 | 6.0109 | 6.0253 | 5.8957 | 5.4612 | 4.9103 | 4.38
2030-07-11 | 4.0666 | 4.1005 | 3.9854 | 3.8948 | 3.9007 | 4.1511 | 4.2433 | 4.5416 | 4.7662 | 4.6004 | 4.4708 | 4.4807 | 4.4516 | 4.4814 | 4.5223 | 4.7339 | 4.9085 | 5.2319 | 5.2579 | 5.4392 | 5.2131 | 4.8833 | 4.4346 | 4.1691
2030-07-12 | 4.0573 | 3.9771 | 3.9129 | 3.8693 | 3.9647 | 4.0657 | 4.0259 | 4.16 | 4.7943 | 4.6263 | 4.4184 | 4.5451 | 4.6758 | 4.5362 | 4.5371 | 4.7335 | 4.9624 | 5.3537 | 5.3945 | 5.2763 | 5.0809 | 4.8177 | 4.4228 | 4.194
2030-07-13 | 4.0604 | 3.9059 | 3.8656 | 3.8913 | 3.8872 | 3.9876 | 3.983 | 4.1592 | 4.6136 | 4.5609 | 4.3086 | 4.3376 | 4.2955 | 4.3181 | 4.4788 | 4.5509 | 4.7156 | 5.2014 | 5.1697 | 5.1456 | 5.0531 | 4.6116 | 4.2972 | 3.9678
2030-07-14 | 3.8756 | 3.7756 | 3.7156 | 3.6883 | 3.6507 | 3.7071 | 3.7753 | 3.9462 | 4.3313 | 4.2694 | 4.1789 | 4.3036 | 4.1861 | 4.2622 | 4.3677 | 4.5841 | 4.6356 | 5.1784 | 5.2217 | 5.1803 | 5.0958 | 4.7616 | 4.4293 | 4.0503
2030-07-15 | 3.9388 | 3.8727 | 3.8933 | 3.8283 | 3.8478 | 4.0056 | 3.9444 | 4.2701 | 4.7278 | 4.5467 | 4.5901 | 4.6553 | 4.8443 | 4.7558 | 4.8616 | 5.0065 | 5.2096 | 5.5839 | 5.6819 | 5.7418 | 5.5247 | 5.132 | 4.5423 | 4.2094
2030-07-16 | 4.0521 | 3.904 | 3.8663 | 3.8735 | 3.8791 | 4.0888 | 4.0605 | 4.1801 | 4.5386 | 4.4401 | 4.3795 | 4.372 | 4.4689 | 4.4563 | 4.5912 | 4.6734 | 4.8982 | 5.348 | 5.4026 | 5.5191 | 5.262 | 4.9122 | 4.4892 | 4.1698
2030-07-17 | 4.0277 | 3.92 | 3.8888 | 3.8668 | 3.9322 | 4.2968 | 4.3386 | 4.3425 | 4.9835 | 4.9042 | 4.7987 | 4.8249 | 4.859 | 4.7299 | 5.1119 | 5.1602 | 5.3626 | 5.5642 | 5.776 | 5.8688 | 5.7066 | 5.139 | 4.6605 | 4.1886
2030-07-18 | 4.0298 | 4.0216 | 3.9439 | 3.8765 | 3.9508 | 4.1249 | 4.1598 | 4.2852 | 4.5628 | 4.5389 | 4.2734 | 4.3719 | 4.314 | 4.2839 | 4.4256 | 4.6514 | 4.9517 | 5.2787 | 5.3054 | 5.4032 | 5.2621 | 4.9529 | 4.4654 | 4.1496
2030-07-19 | 4.1159 | 4.0182 | 4.058 | 3.9912 | 4.1927 | 4.4626 | 4.6089 | 4.7273 | 5.0562 | 4.9914 | 5.1241 | 5.0682 | 5.151 | 5.0744 | 5.2438 | 5.2923 | 5.2972 | 5.782 | 5.612 | 5.5617 | 5.2485 | 4.9269 | 4.3277 | 4.1572
2030-07-20 | 4.0275 | 3.9414 | 3.9082 | 3.9244 | 3.952 | 4.0269 | 4.0757 | 4.1692 | 4.3335 | 4.3472 | 4.3597 | 4.4558 | 4.4296 | 4.4103 | 4.2986 | 4.5625 | 4.6533 | 5.0083 | 5.0475 | 5.1344 | 4.9911 | 4.7402 | 4.3448 | 4.1598
2030-07-21 | 3.9551 | 3.9059 | 3.8355 | 3.8165 | 3.8465 | 4.0249 | 4.002 | 4.412 | 4.7893 | 4.8793 | 4.6545 | 4.594 | 4.5978 | 4.5052 | 4.4459 | 4.5917 | 4.8185 | 5.2703 | 5.3367 | 5.4625 | 5.5347 | 5.0915 | 4.6534 | 4.2402
2030-07-22 | 4.1112 | 4.0192 | 3.9855 | 3.9045 | 3.8657 | 4.1612 | 4.2189 | 4.4378 | 4.6895 | 4.5557 | 4.4131 | 4.7402 | 4.6471 | 4.4434 | 4.4719 | 4.8248 | 4.9507 | 5.2816 | 5.3046 | 5.3112 | 5.2197 | 4.874 | 4.4576 | 4.185
2030-07-23 | 4.0316 | 3.9784 | 4.0058 | 3.9372 | 4.0457 | 4.2805 | 4.4242 | 4.4728 | 4.7441 | 4.4337 | 4.483 | 4.4589 | 4.4742 | 4.6118 | 4.8327 | 5.2304 | 5.2246 | 5.635 | 5.6832 | 5.7832 | 5.6269 | 5.2635 | 4.7161 | 4.2667
2030-07-24 | 4.0318 | 3.9567 | 3.8993 | 3.8701 | 3.9718 | 4.137 | 4.283 | 4.4806 | 4.8187 | 4.7835 | 4.6903 | 4.7924 | 4.699 | 4.7821 | 4.8526 | 5.067 | 5.3606 | 5.4824 | 5.6437 | 5.7278 | 5.7274 | 5.1314 | 4.4812 | 4.115
2030-07-25 | 3.9372 | 3.9195 | 3.8452 | 3.858 | 3.9341 | 4.1402 | 4.2745 | 4.3717 | 4.5007 | 4.6894 | 4.8732 | 4.9908 | 5.0253 | 4.958 | 4.9642 | 5.2279 | 5.3196 | 5.6246 | 5.7514 | 5.7195 | 5.5103 | 5.1077 | 4.6396 | 4.2131
2030-07-26 | 4.0441 | 3.9566 | 3.8982 | 3.9797 | 4.0528 | 4.188 | 4.3149 | 4.4707 | 4.7734 | 4.5845 | 4.5564 | 4.6622 | 4.569 | 4.4833 | 4.611 | 5.0175 | 5.0832 | 5.2735 | 5.3637 | 5.3896 | 5.2277 | 4.8295 | 4.498 | 4.1365
2030-07-27 | 4.0982 | 3.9226 | 3.8768 | 3.8475 | 3.866 | 4.1462 | 4.2784 | 4.4071 | 4.6134 | 4.746 | 4.6512 | 4.8969 | 4.7679 | 4.5813 | 4.557 | 4.7541 | 4.9058 | 5.043 | 5.1402 | 5.289 | 5.052 | 4.7343 | 4.4214 | 4.0983
2030-07-28 | 3.9632 | 3.8438 | 3.7945 | 3.8649 | 3.8699 | 3.9436 | 4.0914 | 4.3629 | 4.55 | 4.4367 | 4.4399 | 4.5121 | 4.7829 | 4.5025 | 4.4803 | 4.6153 | 4.8101 | 5.1074 | 5.1322 | 5.4292 | 5.1857 | 4.7828 | 4.523 | 4.1335
2030-07-29 | 4.2438 | 4.1671 | 4.1051 | 4.1556 | 4.1693 | 4.3759 | 4.5937 | 4.7644 | 4.9984 | 4.902 | 5.0501 | 4.9206 | 5.0704 | 4.9111 | 5.0631 | 5.4174 | 5.6969 | 5.9491 | 6.2271 | 6.4544 | 6.291 | 5.9519 | 5.1949 | 4.7457
2030-07-30 | 4.1865 | 3.5921 | 3.5717 | 3.8441 | 4.0252 | 4.1599 | 4.2603 | 4.6623 | 5.2022 | 5.0642 | 4.6731 | 4.5656 | 4.5381 | 4.5 | 4.6062 | 4.9613 | 5.1512 | 5.4528 | 5.5796 | 5.6088 | 5.3801 | 4.9636 | 4.5106 | 4.1248
2030-07-31 | 3.9641 | 3.8669 | 3.9229 | 3.8439 | 3.9567 | 4.2843 | 4.3877 | 4.5525 | 4.6837 | 4.5101 | 4.4591 | 4.6586 | 4.653 | 4.822 | 5.0053 | 5.2437 | 5.4468 | 5.6668 | 5.778 | 5.827 | 5.6725 | 5.4278 | 4.9239 | 4.4494
2030-08-01 | 4.49 | 4.2638 | 4.1994 | 4.1637 | 4.1206 | 4.2165 | 4.4751 | 4.6748 | 4.7697 | 4.8063 | 4.5762 | 4.6144 | 4.6439 | 4.5181 | 4.7474 | 5.0018 | 5.0413 | 5.4426 | 5.4807 | 5.5516 | 5.4322 | 5.1971 | 4.6759 | 4.3479
2030-08-02 | 4.2546 | 4.2153 | 4.1754 | 4.2957 | 4.31 | 4.5306 | 4.7636 | 4.7833 | 4.8973 | 4.7959 | 4.7099 | 4.6763 | 4.8997 | 4.7451 | 4.8518 | 4.8985 | 5.0399 | 5.2024 | 5.3589 | 5.3719 | 5.1845 | 4.9745 | 4.7177 | 4.4242
2030-08-03 | 4.2084 | 4.0858 | 4.0515 | 4.0815 | 4.1563 | 4.3581 | 4.4613 | 4.6167 | 4.7682 | 4.5425 | 4.496 | 4.6244 | 4.4739 | 4.3961 | 4.6961 | 5.0952 | 5.1931 | 5.3487 | 5.5214 | 5.6031 | 5.4407 | 5.1931 | 4.8299 | 4.4231
2030-08-04 | 4.2374 | 4.1563 | 4.0893 | 4.107 | 4.1 | 4.2288 | 4.335 | 4.4301 | 4.6372 | 4.5796 | 4.7485 | 4.7978 | 4.9227 | 4.8327 | 4.8408 | 5.3959 | 5.3402 | 5.6286 | 5.7494 | 5.7895 | 5.69 | 5.2826 | 4.9615 | 4.5036
2030-08-05 | 4.3043 | 4.1948 | 4.0355 | 4.0689 | 4.0974 | 4.2133 | 4.5812 | 4.6707 | 4.9666 | 4.8793 | 4.6528 | 4.7225 | 4.6781 | 4.4826 | 4.8332 | 5.2463 | 5.3582 | 5.5536 | 5.6326 | 5.6361 | 5.4035 | 4.9695 | 4.6222 | 4.3359
2030-08-06 | 4.1349 | 4.0796 | 4.1405 | 4.1246 | 4.2258 | 4.4493 | 4.7446 | 4.836 | 4.9848 | 4.8276 | 4.9675 | 5.093 | 5.0116 | 5.1814 | 5.2386 | 5.5458 | 5.6424 | 5.88 | 5.9532 | 5.961 | 5.7862 | 5.4209 | 4.8609 | 4.5041
2030-08-07 | 4.366 | 4.3085 | 4.2033 | 4.2489 | 4.3243 | 4.4538 | 4.6812 | 4.709 | 4.8463 | 4.8993 | 4.8415 | 4.8801 | 4.9326 | 4.911 | 5.0189 | 5.3019 | 5.363 | 5.5691 | 5.674 | 5.8448 | 5.7584 | 5.2885 | 4.8708 | 4.5597
2030-08-08 | 4.4662 | 4.4565 | 4.4366 | 4.3516 | 4.2993 | 4.4313 | 4.6713 | 4.619 | 4.6905 | 4.6695 | 4.6907 | 4.7198 | 4.7091 | 4.6411 | 4.7665 | 5.0296 | 5.3382 | 5.4307 | 5.5247 | 5.5815 | 5.3017 | 5.0781 | 4.586 | 4.3761
2030-08-09 | 4.3512 | 4.2127 | 4.166 | 4.15 | 4.1593 | 4.4272 | 4.3942 | 4.6554 | 5.2029 | 5.1928 | 4.9094 | 4.9492 | 4.9765 | 4.9303 | 4.9927 | 5.0793 | 5.1811 | 5.4269 | 5.444 | 5.5034 | 5.2651 | 4.9829 | 4.5837 | 4.3126
2030-08-10 | 4.2454 | 4.0883 | 4.0508 | 3.9969 | 4.0705 | 4.1485 | 4.253 | 4.5108 | 4.71 | 4.7678 | 4.7227 | 4.7198 | 4.7201 | 4.6438 | 4.7258 | 5.0121 | 5.1027 | 5.2547 | 5.3854 | 5.5695 | 5.3304 | 5.0634 | 4.7599 | 4.481
2030-08-11 | 4.3399 | 4.2775 | 4.1659 | 4.2703 | 4.244 | 4.4636 | 4.5819 | 4.6215 | 4.7876 | 4.6513 | 4.7938 | 4.848 | 4.9451 | 5.0504 | 4.9452 | 5.2007 | 5.1823 | 5.3969 | 5.3966 | 5.5022 | 5.2558 | 5.0156 | 4.5598 | 4.3191
2030-08-12 | 4.2199 | 4.102 | 4.1312 | 4.1483 | 4.1811 | 4.4341 | 4.7189 | 4.7989 | 5.0092 | 4.792 | 4.723 | 4.6392 | 4.6834 | 4.5638 | 4.6065 | 4.8687 | 5.1019 | 5.3346 | 5.6447 | 5.7179 | 5.5333 | 5.2302 | 4.8012 | 4.4568
2030-08-13 | 4.2856 | 4.258 | 4.2328 | 4.189 | 4.2406 | 4.3987 | 4.5305 | 4.5541 | 5.1086 | 5.0582 | 5.0818 | 5.1771 | 5.1257 | 5.0756 | 5.1369 | 5.1403 | 5.2813 | 5.5674 | 5.6899 | 5.7522 | 5.589 | 5.078 | 4.6214 | 4.3275
2030-08-14 | 4.1944 | 4.0838 | 4.0532 | 4.031 | 3.9801 | 4.3517 | 4.5009 | 4.5694 | 5.1195 | 4.9544 | 4.7706 | 4.8954 | 4.9365 | 4.8163 | 4.9884 | 5.3808 | 5.3673 | 5.5821 | 5.57 | 5.549 | 5.4133 | 5.1996 | 4.6747 | 4.3563
2030-08-15 | 4.2446 | 4.1716 | 4.2213 | 4.1804 | 4.2817 | 4.5388 | 4.4518 | 4.7494 | 5.1293 | 5.1846 | 5.0866 | 4.9881 | 5.0345 | 5.014 | 5.1319 | 5.2169 | 5.3913 | 5.6063 | 5.5191 | 5.6239 | 5.4375 | 5.2221 | 4.7631 | 4.4278
2030-08-16 | 4.3053 | 4.1923 | 4.2123 | 4.0427 | 4.0378 | 4.2866 | 4.5732 | 4.6816 | 4.9065 | 4.9427 | 4.9916 | 4.8602 | 4.9871 | 4.9578 | 5.042 | 5.0526 | 5.2825 | 5.5366 | 5.7413 | 5.7061 | 5.3743 | 5.1109 | 4.7864 | 4.3973
2030-08-17 | 4.2851 | 4.1811 | 4.1601 | 4.0906 | 4.2279 | 4.3855 | 4.6029 | 4.7497 | 4.973 | 4.9743 | 4.822 | 4.9801 | 4.7746 | 4.6486 | 4.7467 | 5.0326 | 5.1162 | 5.5548 | 5.6417 | 5.5445 | 5.2552 | 5.0609 | 4.6679 | 4.3942
2030-08-18 | 4.1382 | 4.0167 | 3.9703 | 3.8463 | 3.9711 | 4.1328 | 4.1486 | 4.1008 | 4.7384 | 4.6239 | 4.5502 | 4.5148 | 4.6088 | 4.7044 | 4.6378 | 5.0512 | 5.0592 | 5.4267 | 5.5632 | 5.5751 | 5.3809 | 4.9761 | 4.6425 | 4.2749
2030-08-19 | 4.1969 | 4.1089 | 4.0354 | 3.9834 | 4.0771 | 4.3254 | 4.5474 | 4.4863 | 5.0212 | 5.0786 | 4.8119 | 4.7871 | 4.7758 | 4.8664 | 4.8841 | 5.0269 | 5.2677 | 5.5723 | 5.6565 | 5.6822 | 5.3431 | 4.9921 | 4.6655 | 4.3114
2030-08-20 | 4.15 | 4.0381 | 4.0134 | 3.9753 | 4.0235 | 4.2714 | 4.6315 | 4.6913 | 4.9063 | 4.7467 | 4.7132 | 4.8306 | 4.6362 | 4.6643 | 4.8079 | 4.917 | 5.1844 | 5.3959 | 5.6348 | 5.6954 | 5.4804 | 5.17 | 4.7848 | 4.4657
2030-08-21 | 4.2736 | 4.1954 | 4.1022 | 4.0467 | 4.1132 | 4.4407 | 4.7403 | 4.8364 | 4.9836 | 4.9088 | 4.7791 | 4.8022 | 4.8802 | 4.7395 | 4.9805 | 5.4101 | 5.5822 | 5.7279 | 5.8092 | 5.834 | 5.4882 | 5.2151 | 4.7049 | 4.5184
2030-08-22 | 4.4073 | 4.2806 | 4.3039 | 4.1725 | 4.1794 | 4.5027 | 4.8684 | 4.7216 | 4.9675 | 4.8697 | 4.8832 | 5.0433 | 5.0186 | 4.7694 | 4.7534 | 5.0369 | 5.1689 | 5.3872 | 5.6176 | 5.6636 | 5.4407 | 5.1088 | 4.7704 | 4.4082
2030-08-23 | 4.2898 | 4.1868 | 4.1812 | 4.0759 | 4.094 | 4.3604 | 4.6852 | 4.8349 | 5.0563 | 5.1374 | 5.0365 | 4.9564 | 4.958 | 4.9618 | 5.2491 | 5.412 | 5.5456 | 5.7813 | 5.7787 | 5.7109 | 5.5008 | 5.1295 | 4.7928 | 4.4616
2030-08-24 | 4.3181 | 4.231 | 4.1329 | 4.1018 | 4.0639 | 4.1891 | 4.4262 | 4.6952 | 4.9649 | 4.9726 | 4.8696 | 4.9467 | 4.9029 | 4.7978 | 4.9786 | 5.2688 | 5.3609 | 5.5213 | 5.4089 | 5.4762 | 5.2797 | 5.0878 | 4.7648 | 4.3712
2030-08-25 | 4.2033 | 4.0715 | 4.112 | 4.0227 | 4.0616 | 4.3355 | 4.4968 | 4.6778 | 5.0156 | 4.9391 | 4.8513 | 4.8857 | 4.7753 | 4.8517 | 4.9302 | 5.0564 | 5.1434 | 5.5386 | 5.6396 | 5.7767 | 5.5996 | 5.2792 | 4.8921 | 4.547
2030-08-26 | 4.3818 | 4.2081 | 4.1719 | 4.0705 | 4.1511 | 4.4001 | 4.8659 | 5.0802 | 5.2838 | 5.0427 | 4.8721 | 4.8875 | 4.7746 | 4.8353 | 4.8205 | 5.0643 | 5.0866 | 5.4135 | 5.5842 | 5.7017 | 5.3226 | 5.0693 | 4.6158 | 4.333
2030-08-27 | 4.4243 | 4.3491 | 4.3262 | 4.3023 | 4.5118 | 4.8147 | 5.1814 | 5.1681 | 5.3464 | 5.3462 | 5.5253 | 5.3393 | 5.4298 | 5.3057 | 5.329 | 5.6446 | 5.9029 | 6.2074 | 6.2271 | 6.3536 | 5.9946 | 5.629 | 5.165 | 4.8289
2030-08-28 | 4.3616 | 4.3028 | 4.2649 | 4.2391 | 4.1807 | 4.5075 | 4.6997 | 4.8244 | 5.085 | 4.8564 | 4.7426 | 4.795 | 4.9227 | 4.7575 | 4.8671 | 5.0422 | 5.1553 | 5.4909 | 5.5542 | 5.584 | 5.2072 | 4.8927 | 4.5732 | 4.2704
2030-08-29 | 4.2904 | 4.2604 | 4.2614 | 4.2189 | 4.2721 | 4.3516 | 4.6118 | 4.4895 | 4.6083 | 5.1507 | 5.1492 | 5.0614 | 4.9216 | 4.8007 | 4.843 | 5.2332 | 5.4337 | 5.4889 | 5.4602 | 5.5677 | 5.464 | 5.1888 | 4.7316 | 4.4185
2030-08-30 | 4.282 | 4.2065 | 4.1537 | 4.1262 | 4.2497 | 4.4639 | 4.531 | 4.5954 | 4.7012 | 4.7251 | 4.6599 | 4.6088 | 4.5623 | 4.8923 | 5.2279 | 5.1654 | 5.2724 | 5.5566 | 5.5231 | 5.4065 | 5.328 | 5.168 | 4.7261 | 4.352
2030-08-31 | 4.2281 | 4.1204 | 4.1284 | 4.1211 | 4.1841 | 4.3758 | 4.4332 | 4.5446 | 4.7908 | 4.744 | 4.6023 | 4.7479 | 4.8664 | 4.6183 | 4.6545 | 4.7835 | 4.8958 | 5.5627 | 5.5187 | 5.4435 | 5.2811 | 4.9236 | 4.5681 | 4.3413
2030-09-01 | 4.234 | 4.1497 | 4.2327 | 4.1727 | 4.2624 | 4.4728 | 4.685 | 4.7611 | 5.0174 | 4.9892 | 4.8835 | 4.8866 | 4.7766 | 4.7572 | 4.9035 | 4.8643 | 5.0914 | 5.4791 | 5.6242 | 5.5495 | 5.1347 | 4.9364 | 4.5858 | 4.3348
2030-09-02 | 4.1555 | 4.081 | 4.0513 | 4.1221 | 4.1753 | 4.3888 | 4.5171 | 4.696 | 4.8881 | 4.7479 | 4.7725 | 4.784 | 4.7605 | 4.7523 | 4.9052 | 5.1185 | 5.3124 | 5.5761 | 5.5373 | 5.5429 | 5.2536 | 5.023 | 4.6116 | 4.3681
2030-09-03 | 4.1314 | 4.0582 | 4.0481 | 3.9014 | 3.9223 | 4.1231 | 4.1901 | 4.3101 | 4.4614 | 4.6796 | 4.8618 | 4.7618 | 4.7795 | 4.7122 | 4.9406 | 4.939 | 5.1584 | 5.5699 | 5.6961 | 5.8038 | 5.3436 | 5.0352 | 4.5909 | 4.4042
2030-09-04 | 4.2602 | 4.1349 | 4.0914 | 4.0559 | 4.1281 | 4.4312 | 4.7567 | 4.8799 | 4.9974 | 5.0744 | 4.9983 | 5.286 | 5.2933 | 5.023 | 5.2789 | 5.135 | 5.3891 | 5.7191 | 5.8418 | 5.5632 | 5.1183 | 5.0866 | 4.7051 | 4.3957
2030-09-05 | 4.213 | 4.1765 | 4.1239 | 4.1217 | 4.1072 | 4.3924 | 4.6634 | 4.8902 | 5.054 | 4.9718 | 4.8033 | 4.8559 | 4.932 | 4.8952 | 4.8818 | 5.1403 | 5.3469 | 5.6422 | 5.6304 | 5.8774 | 5.6964 | 5.3403 | 4.7886 | 4.404
2030-09-06 | 4.2863 | 4.1262 | 4.1924 | 4.0987 | 4.1532 | 4.4036 | 4.8434 | 4.8329 | 5.128 | 5.1125 | 5.0181 | 4.9971 | 5.2725 | 5.058 | 5.1628 | 5.1169 | 5.3486 | 5.6387 | 5.6026 | 5.4446 | 5.2223 | 4.8689 | 4.5706 | 4.2657
2030-09-07 | 4.1981 | 4.0826 | 4.0525 | 4.0225 | 4.0717 | 4.2571 | 4.4079 | 4.5404 | 4.6662 | 4.6988 | 4.8235 | 4.7926 | 4.6542 | 4.6774 | 4.7375 | 4.7575 | 4.8523 | 5.1477 | 5.2765 | 5.256 | 5.0752 | 4.7392 | 4.5558 | 4.2461
2030-09-08 | 4.1417 | 4.058 | 4.0344 | 3.9732 | 4.0432 | 4.188 | 4.379 | 4.5657 | 4.6663 | 4.6717 | 4.6041 | 4.7661 | 4.8424 | 4.8304 | 4.8183 | 5.1016 | 5.2015 | 5.2198 | 5.3404 | 5.3979 | 5.0991 | 4.8323 | 4.4122 | 4.1597
2030-09-09 | 4.0499 | 4.0032 | 3.8763 | 3.8634 | 3.9578 | 4.2385 | 4.5119 | 4.4281 | 4.6829 | 4.6917 | 4.4648 | 4.7282 | 4.6668 | 4.7089 | 4.8158 | 5.0813 | 5.2955 | 5.6117 | 5.8 | 5.9681 | 5.7417 | 5.4096 | 4.8867 | 4.565
2030-09-10 | 4.4338 | 4.3265 | 4.318 | 4.1114 | 4.0499 | 4.3063 | 4.5333 | 4.7139 | 4.7335 | 4.7623 | 4.7054 | 4.6768 | 4.5932 | 4.6802 | 4.6794 | 4.8475 | 4.9898 | 5.3335 | 5.5429 | 5.4934 | 5.0584 | 4.855 | 4.476 | 4.345
2030-09-11 | 4.3296 | 4.2042 | 4.1671 | 4.1345 | 4.2433 | 4.5175 | 4.9447 | 5.0067 | 5.2057 | 5.2511 | 5.0223 | 5.328 | 5.2452 | 5.1584 | 5.1717 | 5.2951 | 5.5859 | 5.7693 | 5.8853 | 5.8094 | 5.2927 | 5.0329 | 4.5743 | 4.2699
2030-09-12 | 4.0939 | 4.1 | 4.0427 | 4.0733 | 4.1361 | 4.5163 | 4.8 | 5.0616 | 5.1581 | 5.0073 | 4.9829 | 5.1419 | 5.1345 | 5.1721 | 5.1137 | 5.3986 | 5.5239 | 5.871 | 5.9529 | 6.0449 | 5.8572 | 5.5483 | 4.9661 | 4.6801
2030-09-13 | 4.4574 | 4.2467 | 4.2335 | 4.1614 | 4.1913 | 4.4773 | 4.7064 | 4.8673 | 5.0031 | 4.9801 | 5.003 | 5.0412 | 5.0599 | 5.166 | 5.2934 | 5.2992 | 5.307 | 5.7273 | 5.7613 | 5.5829 | 5.3779 | 5.1699 | 4.8195 | 4.5434
2030-09-14 | 4.2964 | 4.2069 | 4.2125 | 4.0603 | 4.1169 | 4.4104 | 4.6157 | 4.8636 | 5.1206 | 5.0234 | 5.1452 | 5.1092 | 5.2956 | 5.2091 | 4.935 | 5.3003 | 5.3531 | 5.5389 | 5.5391 | 5.2886 | 5.0568 | 4.8038 | 4.6131 | 4.425
2030-09-15 | 4.2774 | 4.1874 | 4.1574 | 4.1262 | 4.1461 | 4.3469 | 4.2842 | 4.5461 | 4.8463 | 4.8072 | 4.8237 | 4.9019 | 4.8837 | 4.918 | 5.0242 | 5.2515 | 5.4595 | 5.8328 | 6.1713 | 5.9112 | 5.6212 | 5.3868 | 4.8389 | 4.5625
2030-09-16 | 4.3235 | 4.2198 | 4.155 | 4.1334 | 4.2583 | 4.5321 | 4.7818 | 5.1433 | 5.3862 | 5.0611 | 5.0066 | 4.9479 | 4.8945 | 4.858 | 5.0948 | 5.1639 | 5.2914 | 5.7187 | 5.9271 | 5.9247 | 5.5899 | 5.2733 | 4.8223 | 4.4446
2030-09-17 | 4.3188 | 4.1628 | 4.1684 | 4.1014 | 4.2012 | 4.5342 | 4.5058 | 4.9103 | 5.1632 | 4.9714 | 5.1732 | 5.2458 | 5.1203 | 5.0952 | 4.9291 | 5.2039 | 5.2909 | 5.7734 | 5.8308 | 5.7705 | 5.2701 | 4.9432 | 4.7458 | 4.3832
2030-09-18 | 4.2162 | 3.9857 | 4.0109 | 4.1503 | 4.1844 | 4.4296 | 4.6316 | 4.7924 | 4.8759 | 4.8413 | 5.0212 | 4.8704 | 5.0002 | 5.0051 | 5.068 | 5.1807 | 5.2819 | 5.5884 | 5.8465 | 5.8213 | 5.4701 | 5.1814 | 4.7477 | 4.3998
2030-09-19 | 4.2072 | 4.099 | 4.0865 | 4.0983 | 4.1827 | 4.5501 | 4.7196 | 4.9106 | 5.4254 | 5.1857 | 4.9678 | 5.0642 | 5.0527 | 5.0545 | 5.0655 | 5.229 | 5.3859 | 5.5878 | 5.7003 | 5.7654 | 5.4152 | 5.1116 | 4.6917 | 4.3551
2030-09-20 | 4.2246 | 4.178 | 4.1014 | 4.118 | 4.2245 | 4.4333 | 4.5013 | 4.5691 | 4.8597 | 4.7476 | 4.7829 | 4.7052 | 4.6864 | 4.6793 | 4.8204 | 5.0329 | 4.9462 | 5.2739 | 5.3718 | 5.4069 | 5.0822 | 4.9435 | 4.6157 | 4.3298
2030-09-21 | 4.1518 | 4.0757 | 4.0876 | 4.079 | 4.2116 | 4.3357 | 4.4989 | 4.6375 | 4.7577 | 4.6803 | 4.5886 | 4.7189 | 4.6351 | 4.5301 | 4.6441 | 4.697 | 4.7961 | 5.2333 | 5.475 | 5.5282 | 5.23 | 5.0652 | 4.7353 | 4.462
2030-09-22 | 4.2731 | 4.1954 | 4.1555 | 4.1151 | 4.031 | 4.3657 | 4.4313 | 4.5855 | 4.7258 | 4.6942 | 4.6474 | 4.636 | 4.6191 | 4.6503 | 4.7206 | 4.7824 | 5.1466 | 5.6483 | 5.867 | 5.8033 | 5.5767 | 5.3145 | 4.9071 | 4.5054
2030-09-23 | 4.3371 | 4.2103 | 4.2904 | 4.3415 | 4.3753 | 4.6115 | 4.8886 | 5.1909 | 5.285 | 5.1728 | 5.2433 | 5.5466 | 5.6505 | 5.6027 | 5.5595 | 5.5257 | 5.5503 | 5.8909 | 6.0404 | 6.0542 | 5.4967 | 5.1796 | 4.6048 | 4.3216
2030-09-24 | 4.2273 | 4.1317 | 4.1557 | 4.1391 | 4.2332 | 4.5298 | 4.6899 | 4.894 | 4.9079 | 4.9006 | 4.8751 | 4.8751 | 4.8626 | 4.831 | 4.8544 | 5.0949 | 5.2562 | 5.6694 | 5.9073 | 5.8991 | 5.6559 | 5.3728 | 4.9358 | 4.6316
2030-09-25 | 4.3483 | 4.249 | 4.2677 | 4.2128 | 4.289 | 4.64 | 4.8476 | 4.9032 | 5.1935 | 4.9699 | 5.0144 | 4.9412 | 4.9881 | 4.84 | 4.9235 | 5.0658 | 5.204 | 5.4369 | 5.6645 | 5.5966 | 5.287 | 5.026 | 4.7552 | 4.4273
2030-09-26 | 4.4374 | 4.2947 | 4.257 | 4.3148 | 4.3349 | 4.6221 | 4.9085 | 4.9289 | 5.0664 | 4.8942 | 5.1142 | 5.26 | 5.5188 | 5.7125 | 5.5874 | 5.9134 | 6.1523 | 6.3853 | 6.4531 | 6.4296 | 6.1149 | 5.4885 | 5.0692 | 4.7944
2030-09-27 | 4.3831 | 4.2722 | 4.2039 | 4.181 | 4.3312 | 4.5395 | 4.8183 | 4.8764 | 5.0299 | 5.1586 | 5.2679 | 5.6348 | 5.4214 | 5.4801 | 5.6298 | 5.7882 | 5.8878 | 5.9501 | 6.0733 | 5.9406 | 5.7375 | 5.5482 | 5.0664 | 4.7284
2030-09-28 | 4.5941 | 4.5565 | 4.3332 | 4.3283 | 4.4026 | 4.4975 | 4.6314 | 4.8324 | 4.9446 | 5.0367 | 4.7621 | 4.7351 | 5.0766 | 5.132 | 5.2999 | 5.248 | 5.3275 | 5.4411 | 5.4412 | 5.1474 | 5.0193 | 4.8921 | 4.6428 | 4.2609
2030-09-29 | 4.1095 | 4.1294 | 4.0384 | 4.1332 | 4.2107 | 4.3844 | 4.6438 | 4.8106 | 4.9471 | 5.0878 | 4.9973 | 5.0601 | 5.0039 | 4.89 | 4.8005 | 5.0075 | 5.1464 | 5.4639 | 5.6175 | 5.6258 | 5.4063 | 5.1222 | 4.7163 | 4.4924
2030-09-30 | 4.3254 | 4.1793 | 4.1846 | 4.1739 | 4.1468 | 4.3527 | 4.4916 | 4.7215 | 4.7062 | 4.7058 | 4.7875 | 5.1322 | 5.2092 | 5.1073 | 4.9824 | 5.1637 | 5.3341 | 5.6694 | 5.9294 | 5.6768 | 5.3533 | 4.9962 | 4.555 | 4.3247
2030-10-01 | 4.2252 | 4.1818 | 4.2398 | 4.1916 | 4.2396 | 4.5359 | 4.6328 | 4.7626 | 4.8938 | 4.8862 | 4.8737 | 5.189 | 4.9688 | 4.8437 | 4.8223 | 5.0231 | 5.2805 | 5.7208 | 5.8528 | 5.7716 | 5.3987 | 5.323 | 4.9725 | 4.6206
2030-10-02 | 4.4686 | 4.3719 | 4.3959 | 4.3314 | 4.4292 | 4.6065 | 4.802 | 4.8993 | 4.8533 | 4.8805 | 4.8739 | 5.0127 | 4.9194 | 4.7672 | 5.0387 | 5.273 | 5.5919 | 5.6643 | 5.8105 | 5.723 | 5.4235 | 5.1378 | 4.7616 | 4.4631
2030-10-03 | 4.3926 | 4.3718 | 4.336 | 4.2985 | 4.3744 | 4.6391 | 4.8582 | 5.0649 | 5.1234 | 5.0948 | 5.1114 | 5.0012 | 4.8947 | 4.89 | 5.0583 | 5.2162 | 5.5296 | 5.786 | 6.0408 | 5.995 | 5.8239 | 5.604 | 4.9726 | 4.6308
2030-10-04 | 4.3952 | 4.3055 | 4.1641 | 4.1273 | 4.1515 | 4.4445 | 4.7243 | 4.7775 | 4.8409 | 4.8442 | 4.7867 | 4.8541 | 4.9167 | 5.0526 | 5.0201 | 5.1673 | 5.4006 | 5.6143 | 5.5848 | 5.4163 | 5.2006 | 4.965 | 4.5525 | 4.3024
2030-10-05 | 4.1862 | 4.1886 | 4.0925 | 4.0455 | 4.0812 | 4.3134 | 4.2488 | 4.5372 | 4.6109 | 4.7722 | 4.6621 | 4.8062 | 4.848 | 4.7414 | 4.7529 | 4.9547 | 5.2012 | 5.41 | 5.5409 | 5.5043 | 5.1341 | 5.023 | 4.7125 | 4.3846
2030-10-06 | 4.1773 | 4.0081 | 4.0399 | 4.0586 | 4.0296 | 4.1752 | 4.2397 | 4.4298 | 4.5364 | 4.5438 | 4.6885 | 4.8541 | 4.7107 | 4.6997 | 4.914 | 5.065 | 5.1847 | 5.337 | 5.3058 | 5.3058 | 4.9311 | 4.8235 | 4.4932 | 4.1637
2030-10-07 | 4.0176 | 4.0306 | 3.9822 | 3.9464 | 3.8613 | 4.1463 | 4.3483 | 4.4426 | 4.7985 | 4.9321 | 4.8707 | 5.0344 | 4.9379 | 4.7367 | 4.9383 | 4.9761 | 5.0891 | 5.356 | 5.6865 | 5.5747 | 5.4106 | 5.1934 | 4.7963 | 4.4695
2030-10-08 | 4.3023 | 4.2364 | 4.1491 | 4.0248 | 4.0641 | 4.3153 | 4.4133 | 4.5947 | 4.7248 | 4.7066 | 4.8923 | 4.9606 | 4.9614 | 5.0518 | 5.0267 | 4.9963 | 5.4035 | 5.7097 | 5.7405 | 5.5113 | 5.1757 | 4.9081 | 4.6672 | 4.326
2030-10-09 | 4.1434 | 4.0568 | 4.0486 | 4.0601 | 4.1257 | 4.3043 | 4.4202 | 4.9463 | 5.0425 | 5.0079 | 5.061 | 5.0487 | 5.1031 | 5.0602 | 5.0499 | 5.1535 | 5.4181 | 5.7382 | 5.9371 | 5.825 | 5.4848 | 5.141 | 4.815 | 4.4494
2030-10-10 | 4.5311 | 4.4894 | 4.557 | 4.4976 | 4.5569 | 4.9246 | 5.1056 | 5.4532 | 5.6108 | 5.5015 | 5.6916 | 5.4262 | 5.2279 | 5.1121 | 5.939 | 6.0635 | 6.2421 | 6.4468 | 6.4292 | 6.4528 | 6.2344 | 5.993 | 5.3617 | 4.8808
2030-10-11 | 4.5061 | 4.3689 | 4.3081 | 4.3039 | 4.3706 | 4.5516 | 4.6532 | 4.8015 | 4.9728 | 4.9409 | 5.0075 | 5.3293 | 5.0602 | 5.4497 | 5.5337 | 5.5755 | 5.7968 | 6.0044 | 5.8468 | 5.6542 | 5.3712 | 5.0714 | 4.7606 | 4.3767
2030-10-12 | 4.2375 | 4.0745 | 4.0733 | 4.0668 | 4.1109 | 4.3063 | 4.4488 | 4.7125 | 4.9142 | 4.917 | 4.95 | 5.145 | 4.8476 | 4.8071 | 4.9893 | 5.2802 | 5.432 | 5.6016 | 5.5887 | 5.525 | 5.3465 | 5.1315 | 4.7173 | 4.4069
2030-10-13 | 4.2326 | 4.0795 | 4.066 | 4.02 | 4.0464 | 4.2532 | 4.2845 | 4.4969 | 4.6592 | 4.7605 | 4.8255 | 4.9184 | 5.0225 | 4.9809 | 5.0449 | 5.2793 | 5.272 | 5.5201 | 5.526 | 5.4872 | 5.1138 | 4.8837 | 4.5632 | 4.2088
2030-10-14 | 4.0885 | 4.0172 | 3.954 | 4.0229 | 4.2169 | 4.4252 | 4.459 | 4.658 | 4.9908 | 4.9975 | 5.0006 | 4.9114 | 4.8324 | 4.6748 | 5.1053 | 5.1036 | 5.2797 | 5.6036 | 5.7328 | 5.6001 | 5.2791 | 5.0509 | 4.8145 | 4.3978
2030-10-15 | 4.2469 | 4.1453 | 4.0962 | 4.1081 | 4.1798 | 4.4217 | 4.7028 | 4.9176 | 5.0499 | 5.0337 | 5.0275 | 5.1256 | 5.0212 | 5.0685 | 5.1141 | 5.2966 | 5.2502 | 5.4506 | 5.628 | 5.4572 | 5.2099 | 4.8637 | 4.5692 | 4.2675
2030-10-16 | 4.1641 | 3.9923 | 4.0172 | 4.0984 | 4.2354 | 4.5128 | 4.4448 | 4.7644 | 5.0445 | 4.922 | 4.9594 | 5.0154 | 5.1052 | 4.9852 | 4.9159 | 5.14 | 5.2593 | 5.5571 | 5.7389 | 5.4232 | 5.1703 | 5.0509 | 4.7084 | 4.3373
2030-10-17 | 4.2755 | 4.1781 | 4.1792 | 4.1458 | 4.2047 | 4.5176 | 4.4113 | 4.7076 | 5.1736 | 5.2709 | 5.5874 | 5.2932 | 5.0719 | 5.1342 | 5.1907 | 5.2883 | 5.3815 | 5.7326 | 5.6298 | 5.4789 | 5.2141 | 4.9952 | 4.7805 | 4.3972
2030-10-18 | 4.2398 | 4.1593 | 4.1373 | 4.1008 | 4.1385 | 4.3088 | 4.4563 | 4.6618 | 4.9383 | 4.9538 | 4.8328 | 5.1585 | 5.1373 | 5.1251 | 5.4047 | 5.4147 | 5.5445 | 6.0347 | 6.1172 | 5.8735 | 5.586 | 5.364 | 4.9311 | 4.6501
2030-10-19 | 4.2694 | 4.1576 | 4.1357 | 4.161 | 4.2088 | 4.3076 | 4.5757 | 4.5848 | 4.733 | 4.8624 | 4.8555 | 4.9251 | 4.9793 | 4.9242 | 5.043 | 5.1523 | 5.1928 | 5.495 | 5.4172 | 5.3493 | 5.2479 | 5.0174 | 4.8355 | 4.4946
2030-10-20 | 4.4797 | 4.3107 | 4.2255 | 4.2241 | 4.2852 | 4.463 | 4.8075 | 5.0777 | 5.0645 | 5.1561 | 5.0449 | 5.135 | 5.1703 | 5.1001 | 5.338 | 5.3675 | 5.6806 | 5.8983 | 6.1058 | 5.8118 | 5.6627 | 5.3643 | 4.9256 | 4.4301
2030-10-21 | 4.3541 | 4.255 | 4.1712 | 4.1254 | 4.2005 | 4.4707 | 4.7927 | 5.0546 | 5.0385 | 4.9522 | 5.035 | 4.9617 | 5.024 | 5.252 | 5.2804 | 5.3213 | 5.5441 | 5.6572 | 5.7641 | 5.4661 | 5.1757 | 4.8495 | 4.575 | 4.3508
2030-10-22 | 4.2823 | 4.1375 | 4.123 | 4.0644 | 4.2044 | 4.4664 | 4.7764 | 4.9648 | 5.0132 | 4.7582 | 4.9701 | 5.1013 | 5.1092 | 5.1459 | 5.3152 | 5.4576 | 5.5552 | 5.8513 | 6.0457 | 5.6839 | 5.3447 | 5.0635 | 4.6612 | 4.3978
2030-10-23 | 4.2633 | 4.1549 | 4.0593 | 4.0522 | 4.1629 | 4.3576 | 4.6793 | 4.675 | 5.0232 | 4.8739 | 4.9555 | 4.9041 | 5.0543 | 4.9039 | 5.2992 | 5.3131 | 5.396 | 5.5569 | 5.9073 | 5.6724 | 5.3041 | 5.0048 | 4.5832 | 4.2956
2030-10-24 | 4.1738 | 4.0751 | 4.025 | 4.0701 | 4.1862 | 4.4247 | 4.7981 | 4.8918 | 5.0429 | 5.0605 | 5.0862 | 5.2068 | 5.1909 | 5.256 | 5.312 | 5.3906 | 5.435 | 5.823 | 5.6858 | 5.4589 | 5.215 | 4.8417 | 4.5187 | 4.2434
2030-10-25 | 4.1139 | 4.1242 | 4.1338 | 4.0856 | 4.1865 | 4.3473 | 4.6228 | 4.8102 | 5.0202 | 4.9904 | 5.0182 | 5.0687 | 5.081 | 5.0834 | 5.1196 | 5.2778 | 5.57 | 5.7527 | 5.8687 | 5.7456 | 5.5238 | 5.2759 | 4.916 | 4.606
2030-10-26 | 4.4422 | 4.2652 | 4.1614 | 4.1314 | 4.2456 | 4.5566 | 4.7903 | 5.0649 | 5.1301 | 5.0131 | 4.8909 | 4.9968 | 5.0578 | 4.9125 | 5.0641 | 5.2138 | 5.4416 | 5.6204 | 5.5824 | 5.3944 | 5.0656 | 4.874 | 4.59 | 4.2194
2030-10-27 | 4.1178 | 4.0255 | 4.0302 | 4.0054 | 3.9847 | 4.2381 | 4.2608 | 4.4741 | 4.6273 | 4.885 | 4.7422 | 4.7815 | 4.7132 | 4.5795 | 4.7201 | 4.9721 | 5.1851 | 5.5349 | 5.6195 | 5.57 | 5.2908 | 4.9728 | 4.6264 | 4.2645
2030-10-28 | 4.1141 | 4.0097 | 4.044 | 4.0008 | 4.088 | 4.3535 | 4.6273 | 4.814 | 4.8987 | 4.9004 | 4.7834 | 4.9049 | 4.9391 | 4.833 | 5.0975 | 5.3037 | 5.5555 | 5.792 | 5.954 | 5.826 | 5.4744 | 5.2169 | 4.813 | 4.4364
2030-10-29 | 4.2703 | 4.0598 | 3.9856 | 3.9903 | 3.9939 | 4.2189 | 4.5672 | 4.7567 | 5.1233 | 4.9637 | 4.8886 | 4.9104 | 5.0476 | 5.0482 | 5.0296 | 5.3169 | 5.5465 | 5.8145 | 5.9094 | 5.7186 | 5.3789 | 5.0433 | 4.7569 | 4.3858
2030-10-30 | 4.2699 | 4.1482 | 4.0414 | 4.0089 | 3.974 | 4.3001 | 4.6092 | 4.7823 | 4.9674 | 4.9427 | 4.8814 | 4.8592 | 4.9245 | 5.0537 | 5.0124 | 5.1067 | 5.4237 | 5.7769 | 5.9519 | 5.7758 | 5.5293 | 5.2504 | 4.7782 | 4.3976
2030-10-31 | 4.2825 | 4.1605 | 4.094 | 4.1058 | 4.1477 | 4.327 | 4.5804 | 4.6752 | 4.7843 | 4.9004 | 4.8978 | 4.9109 | 4.8513 | 4.8351 | 5.0074 | 5.0748 | 5.4579 | 5.7864 | 5.6627 | 5.3648 | 5.1112 | 4.9333 | 4.5946 | 4.3365
2030-11-01 | 4.1166 | 4.0247 | 4.0045 | 4.0253 | 3.995 | 4.2639 | 4.3755 | 4.6814 | 4.7508 | 4.8477 | 4.7553 | 4.7873 | 4.7413 | 4.5993 | 4.8023 | 5.0909 | 5.2581 | 5.5709 | 5.6021 | 5.4182 | 5.1848 | 4.8859 | 4.5922 | 4.3259
2030-11-02 | 4.1611 | 4.0945 | 3.9988 | 4.0544 | 4.0735 | 4.2258 | 4.3206 | 4.4584 | 4.7021 | 4.7805 | 4.7262 | 4.7788 | 4.716 | 4.6351 | 4.8771 | 5.1642 | 5.372 | 5.4918 | 5.5394 | 5.2744 | 4.9766 | 4.6162 | 4.4736 | 4.1353
2030-11-03 | 4.0725 | 3.957 | 3.9079 | 3.735 | 3.8106 | 4.0757 | 4.2684 | 4.4825 | 4.7909 | 4.6705 | 4.7627 | 4.6045 | 4.6181 | 4.6697 | 4.7833 | 4.9776 | 5.3216 | 5.5106 | 5.6382 | 5.3546 | 5.0998 | 4.8854 | 4.5601 | 4.2308
2030-11-04 | 4.0385 | 3.7825 | 3.7714 | 3.7588 | 4.0022 | 4.21 | 4.5164 | 4.6017 | 4.7296 | 4.7154 | 4.5738 | 4.5987 | 4.7752 | 4.706 | 4.7548 | 5.2482 | 5.5159 | 5.8292 | 5.9141 | 5.7202 | 5.3352 | 5.0689 | 4.7238 | 4.3578
2030-11-05 | 4.1683 | 4.0084 | 3.9785 | 3.9422 | 4.1066 | 4.4112 | 4.7819 | 4.8265 | 4.9134 | 4.9856 | 4.9054 | 4.8683 | 4.9536 | 4.9223 | 5.0263 | 5.3558 | 5.5355 | 5.8841 | 5.9262 | 5.6671 | 5.4487 | 5.1286 | 4.6937 | 4.5243
2030-11-06 | 4.3561 | 4.2712 | 4.1783 | 4.1478 | 4.188 | 4.5544 | 4.7812 | 4.9307 | 5.054 | 4.8097 | 4.7784 | 4.8624 | 4.8846 | 4.8257 | 4.8202 | 5.0411 | 5.4471 | 5.7364 | 5.7873 | 5.6548 | 5.3755 | 5.0862 | 4.6521 | 4.3494
2030-11-07 | 4.2299 | 4.1351 | 4.124 | 4.1754 | 4.1776 | 4.3302 | 4.7969 | 5.1377 | 5.1066 | 4.9294 | 5.0789 | 4.8177 | 4.9659 | 4.8519 | 4.913 | 4.708 | 4.5488 | 4.8917 | 5.3825 | 5.4537 | 5.164 | 4.9152 | 4.6673 | 4.4353
2030-11-08 | 4.0109 | 3.7158 | 3.8466 | 3.8225 | 4.1497 | 4.4783 | 4.7553 | 5.0296 | 5.095 | 5.048 | 5.0271 | 5.0629 | 5.059 | 4.8987 | 4.8625 | 5.188 | 5.332 | 5.5591 | 5.5918 | 5.3512 | 5.0496 | 4.7969 | 4.4758 | 4.1261
2030-11-09 | 3.9365 | 3.887 | 3.883 | 3.9024 | 4.0828 | 4.1188 | 4.3964 | 4.5695 | 4.8556 | 4.8291 | 4.7299 | 4.7342 | 4.806 | 4.8272 | 4.8921 | 5.0194 | 5.276 | 5.5717 | 5.5429 | 5.1494 | 4.8909 | 4.7516 | 4.4587 | 4.1805
2030-11-10 | 4.0307 | 3.958 | 3.851 | 3.7848 | 3.9459 | 4.1373 | 4.2817 | 4.5086 | 4.6881 | 4.6725 | 4.8932 | 4.7771 | 4.8232 | 4.7683 | 4.9261 | 5.0788 | 5.2827 | 5.4238 | 5.4529 | 5.3468 | 5.0242 | 4.8421 | 4.5154 | 4.2836
2030-11-11 | 4.1467 | 4.0745 | 4.0539 | 3.9162 | 4.0808 | 4.1954 | 4.3894 | 4.6213 | 4.7536 | 4.6715 | 4.6885 | 4.7054 | 4.8255 | 5.058 | 5.1254 | 5.2409 | 5.3672 | 5.623 | 5.7389 | 5.4933 | 5.2791 | 5.0013 | 4.5394 | 4.2861
2030-11-12 | 4.4534 | 4.3604 | 4.2992 | 4.4584 | 4.6401 | 4.8232 | 4.8872 | 5.0586 | 5.3892 | 5.3026 | 5.128 | 5.2258 | 5.2572 | 5.2463 | 5.4699 | 5.5057 | 5.8297 | 6.3363 | 6.4517 | 6.0769 | 5.7428 | 5.3227 | 4.9339 | 4.5983
2030-11-13 | 4.1088 | 4.0163 | 3.9578 | 4.0124 | 3.9216 | 4.2723 | 4.4863 | 4.4069 | 4.8699 | 4.7389 | 4.8303 | 4.8254 | 5.0166 | 4.827 | 5.0643 | 5.3064 | 5.4133 | 5.8464 | 5.991 | 5.7731 | 5.5438 | 5.286 | 4.7599 | 4.4901
2030-11-14 | 4.3264 | 4.2117 | 4.2392 | 4.1278 | 4.2077 | 4.3283 | 4.6028 | 5.0668 | 5.2239 | 5.016 | 4.8124 | 4.7191 | 4.6733 | 4.8162 | 4.8842 | 5.1173 | 5.345 | 5.6468 | 5.7576 | 5.5375 | 5.3708 | 5.1263 | 4.6779 | 4.3501
2030-11-15 | 4.1805 | 4.0906 | 4.1302 | 4.1232 | 4.2031 | 4.5026 | 4.6941 | 5.0609 | 5.0437 | 5.0279 | 4.9394 | 5.0571 | 5.2271 | 5.0363 | 5.206 | 5.4292 | 5.5172 | 5.8213 | 5.8762 | 5.6186 | 5.2843 | 5.0986 | 4.6667 | 4.3703
2030-11-16 | 4.2821 | 4.1465 | 4.1304 | 4.1457 | 4.2016 | 4.4194 | 4.6286 | 4.6749 | 5.0164 | 4.7594 | 4.8273 | 4.8747 | 4.8442 | 4.7625 | 4.7637 | 4.8294 | 4.9958 | 5.2588 | 5.2906 | 5.081 | 4.8815 | 4.6873 | 4.4389 | 4.1775
2030-11-17 | 4.054 | 3.8824 | 3.97 | 4.0421 | 4.1435 | 4.3867 | 4.6389 | 4.9002 | 5.0464 | 5.0617 | 4.9839 | 5.0945 | 5.0938 | 4.9222 | 4.9262 | 5.1986 | 5.3102 | 5.5231 | 5.5476 | 5.2932 | 4.9757 | 4.7088 | 4.4877 | 4.0722
2030-11-18 | 3.9552 | 3.8301 | 3.8216 | 3.8891 | 4.0691 | 4.3139 | 4.577 | 4.8654 | 4.8265 | 4.7418 | 4.9442 | 4.915 | 4.8753 | 5.0203 | 5.29 | 5.3933 | 5.5737 | 5.7635 | 5.8895 | 5.7004 | 5.426 | 5.171 | 4.5804 | 4.3832
2030-11-19 | 4.1258 | 3.9439 | 3.9341 | 3.906 | 4.1122 | 4.4235 | 4.6524 | 4.8328 | 4.8638 | 4.7691 | 4.8595 | 4.961 | 5.0343 | 5.0147 | 5.029 | 5.1098 | 5.3009 | 5.5806 | 5.7289 | 5.4687 | 5.2391 | 4.9866 | 4.6497 | 4.3424
2030-11-20 | 4.1303 | 3.9745 | 3.9281 | 4.0071 | 4.0897 | 4.4413 | 4.8164 | 4.9911 | 5.0683 | 4.8978 | 4.9239 | 4.9375 | 5.1436 | 5.0763 | 5.1261 | 5.2309 | 5.51 | 5.6025 | 5.5982 | 5.4374 | 5.2062 | 4.882 | 4.5788 | 4.3334
2030-11-21 | 4.219 | 4.1005 | 4.0294 | 4.0496 | 4.1154 | 4.2599 | 4.5747 | 4.7276 | 4.7065 | 4.636 | 4.6868 | 4.6626 | 4.6603 | 4.8145 | 4.9006 | 4.9944 | 5.1459 | 5.4163 | 5.634 | 5.4448 | 5.1721 | 5.0304 | 4.6866 | 4.4754
2030-11-22 | 4.3642 | 4.262 | 4.1917 | 4.1865 | 4.3183 | 4.5277 | 4.7441 | 4.8101 | 5.1768 | 4.8304 | 4.7648 | 4.6468 | 4.8563 | 4.933 | 4.9206 | 5.0096 | 5.1172 | 5.3736 | 5.5748 | 5.2415 | 5.0458 | 4.8012 | 4.6161 | 4.3358
2030-11-23 | 4.1529 | 3.9993 | 3.995 | 4.0559 | 3.9657 | 4.1603 | 4.3688 | 4.6085 | 4.8088 | 4.697 | 4.5556 | 4.6635 | 4.6364 | 4.6658 | 4.6237 | 4.7383 | 5.0138 | 5.2681 | 5.3973 | 5.1643 | 4.8664 | 4.52 | 4.2971 | 4.134
2030-11-24 | 4.0818 | 3.9519 | 3.7492 | 3.7819 | 3.769 | 4.0856 | 4.3816 | 4.5734 | 4.8176 | 4.8773 | 4.8424 | 4.7765 | 4.8597 | 5.0166 | 4.8873 | 5.1429 | 5.3243 | 5.6229 | 5.6066 | 5.3048 | 5.0226 | 4.5644 | 4.2948 | 4.1586
2030-11-25 | 3.9696 | 3.8134 | 3.8365 | 3.754 | 3.8252 | 4.191 | 4.3855 | 4.684 | 4.7965 | 4.7552 | 4.6312 | 4.6621 | 4.6169 | 4.6426 | 4.7618 | 5.1338 | 5.4116 | 5.4699 | 5.6534 | 5.592 | 5.3405 | 5.1414 | 4.6022 | 4.3517
2030-11-26 | 4.1706 | 4.0089 | 4.0026 | 3.9932 | 4.1723 | 4.2729 | 4.5815 | 4.7411 | 4.9084 | 4.9069 | 4.7714 | 4.7578 | 4.9222 | 5.0798 | 5.2088 | 5.2129 | 5.4367 | 5.5853 | 5.6982 | 5.4814 | 5.2229 | 4.8882 | 4.4557 | 4.1228
2030-11-27 | 3.9898 | 3.889 | 3.8362 | 3.9402 | 4.0316 | 4.1427 | 4.3825 | 4.678 | 4.9784 | 5.0698 | 5.0117 | 5.1304 | 5.2359 | 5.1568 | 5.3385 | 5.4442 | 5.4977 | 5.68 | 5.7221 | 5.4868 | 5.1529 | 4.8551 | 4.5394 | 4.1542
2030-11-28 | 4.0024 | 3.8882 | 3.9218 | 3.901 | 4.0304 | 4.1684 | 4.5374 | 4.7924 | 5.2269 | 5.1688 | 5.0233 | 4.9448 | 4.9373 | 5.0122 | 5.0958 | 5.1584 | 5.4776 | 5.5567 | 5.5163 | 5.2277 | 5.0292 | 4.8309 | 4.5386 | 4.1611
2030-11-29 | 3.9658 | 3.8836 | 3.849 | 3.7109 | 3.8233 | 3.8441 | 4.0817 | 4.3037 | 4.6615 | 4.632 | 4.6158 | 4.5722 | 4.7244 | 4.7881 | 4.8644 | 5.143 | 5.2508 | 5.3277 | 5.2759 | 5.021 | 4.9789 | 4.7916 | 4.2266 | 4.0409
2030-11-30 | 4.0466 | 3.9804 | 3.7249 | 3.8802 | 3.9334 | 3.9787 | 4.2465 | 4.4374 | 4.6928 | 4.6747 | 4.5525 | 4.557 | 4.6219 | 4.5348 | 4.7221 | 4.8738 | 5.0401 | 5.166 | 5.2198 | 5.0659 | 4.8137 | 4.6097 | 4.3474 | 4.1865
2030-12-01 | 3.7986 | 3.6314 | 3.6236 | 3.6465 | 3.6795 | 3.8735 | 4.1954 | 4.5682 | 4.634 | 4.6699 | 4.3697 | 4.36 | 4.4076 | 4.285 | 4.4573 | 4.5838 | 4.6844 | 5.064 | 5.1693 | 5.0356 | 4.7537 | 4.4276 | 4.0267 | 3.8169
2030-12-02 | 3.6991 | 3.5495 | 3.5318 | 3.5133 | 3.5816 | 3.8887 | 4.3263 | 4.5728 | 4.6983 | 4.7515 | 4.3513 | 4.4045 | 4.4247 | 4.4995 | 4.6066 | 4.7534 | 4.9571 | 5.3152 | 5.4383 | 5.213 | 4.6957 | 4.3212 | 3.9572 | 3.7193
2030-12-03 | 3.5944 | 3.4355 | 3.3883 | 3.4016 | 3.5593 | 3.9135 | 4.1722 | 4.3798 | 4.5799 | 4.6031 | 4.3614 | 4.3512 | 4.6113 | 4.3271 | 4.5103 | 4.6509 | 4.7896 | 5.1517 | 5.4316 | 5.3492 | 5.1489 | 4.7746 | 4.2237 | 3.9563
2030-12-04 | 3.7706 | 3.6839 | 3.6496 | 3.6229 | 3.7342 | 4.1371 | 4.5288 | 4.7131 | 4.641 | 4.6332 | 4.6573 | 4.5262 | 4.4386 | 4.4395 | 4.5981 | 4.648 | 4.9766 | 5.2085 | 5.6272 | 5.2102 | 4.8079 | 4.4646 | 3.9746 | 3.6342
2030-12-05 | 3.5597 | 3.534 | 3.4994 | 3.4969 | 3.5687 | 3.9825 | 4.32 | 4.49 | 4.3379 | 4.3268 | 4.3399 | 4.398 | 4.3937 | 4.3439 | 4.4283 | 4.6504 | 4.7669 | 5.1988 | 5.5414 | 5.5044 | 5.3175 | 4.9193 | 4.3899 | 4.0774
2030-12-06 | 3.9451 | 3.8747 | 3.7693 | 3.7456 | 3.8349 | 4.1555 | 4.6211 | 4.8567 | 4.6742 | 4.4063 | 4.4231 | 4.4056 | 4.4359 | 4.3166 | 4.3795 | 4.5401 | 4.7908 | 5.0138 | 5.1583 | 4.8876 | 4.6942 | 4.3891 | 4.1543 | 3.9127
2030-12-07 | 3.7018 | 3.5756 | 3.5393 | 3.5003 | 3.5756 | 3.8856 | 4.0011 | 4.264 | 4.3941 | 4.5284 | 4.4063 | 4.4562 | 4.4449 | 4.3526 | 4.5431 | 4.696 | 4.7015 | 4.9679 | 5.0919 | 4.8401 | 4.7605 | 4.5133 | 4.2177 | 3.9549
2030-12-08 | 3.8401 | 3.6719 | 3.6177 | 3.6506 | 3.7475 | 3.9846 | 4.2047 | 4.4653 | 4.6063 | 4.6483 | 4.5264 | 4.3496 | 4.4081 | 4.4389 | 4.4577 | 4.6079 | 4.8472 | 5.1303 | 5.3375 | 4.851 | 4.6117 | 4.3249 | 4.0665 | 3.7224
2030-12-09 | 3.5127 | 3.4482 | 3.3871 | 3.4141 | 3.4793 | 3.8233 | 4.1755 | 4.3693 | 4.7128 | 4.5531 | 4.5186 | 4.5356 | 4.542 | 4.5174 | 4.5539 | 4.8521 | 4.9506 | 5.1481 | 5.2404 | 5.0121 | 4.9635 | 4.6454 | 4.1497 | 3.863
2030-12-10 | 3.6962 | 3.7512 | 3.6338 | 3.5612 | 3.6505 | 3.8903 | 4.2386 | 4.5913 | 4.6627 | 4.691 | 4.5612 | 4.5694 | 4.5225 | 4.6521 | 4.6187 | 4.8221 | 4.9135 | 5.3718 | 5.663 | 5.4974 | 5.1222 | 4.7631 | 4.3008 | 4.0351
2030-12-11 | 3.8936 | 3.6842 | 3.6084 | 3.6346 | 3.7386 | 4.0851 | 4.4283 | 4.7712 | 4.8968 | 4.9746 | 4.8845 | 4.9999 | 4.8724 | 4.9257 | 5.0061 | 5.0559 | 5.0341 | 5.282 | 5.5558 | 5.2586 | 4.8838 | 4.5244 | 4.1452 | 3.9029
2030-12-12 | 3.7911 | 3.745 | 3.7318 | 3.7307 | 3.8215 | 4.1493 | 4.4731 | 4.6791 | 4.5576 | 4.602 | 4.5637 | 4.3862 | 4.3366 | 4.331 | 4.4522 | 4.5957 | 4.8113 | 5.2229 | 5.4286 | 5.2114 | 4.8793 | 4.5047 | 4.1584 | 3.9158
2030-12-13 | 3.7362 | 3.6207 | 3.676 | 3.5888 | 3.6025 | 3.9305 | 4.3036 | 4.5192 | 4.5054 | 4.841 | 4.6852 | 4.6145 | 4.6297 | 4.6588 | 4.7443 | 4.9965 | 5.2511 | 5.3852 | 5.3834 | 5.0783 | 4.8554 | 4.5916 | 4.2095 | 3.8991
2030-12-14 | 3.6432 | 3.5311 | 3.4959 | 3.4377 | 3.4997 | 3.6878 | 3.8901 | 4.1711 | 4.2814 | 4.3292 | 4.1877 | 4.2419 | 4.2282 | 4.2163 | 4.3144 | 4.3067 | 4.657 | 4.9397 | 5.1906 | 4.9842 | 4.6612 | 4.3827 | 4.0931 | 3.8798
2030-12-15 | 3.6437 | 3.4899 | 3.3733 | 3.2625 | 3.3706 | 3.5084 | 3.8135 | 4.1824 | 4.4175 | 4.4925 | 4.4056 | 4.4153 | 4.4036 | 4.3317 | 4.4701 | 4.5395 | 4.858 | 5.3764 | 5.5213 | 5.3148 | 4.7676 | 4.525 | 4.2141 | 3.8753
2030-12-16 | 3.7149 | 3.5634 | 3.5289 | 3.5286 | 3.5009 | 3.7951 | 4.0964 | 4.4109 | 4.3275 | 4.349 | 4.3547 | 4.3867 | 4.4887 | 4.379 | 4.3905 | 4.3908 | 4.8497 | 5.2369 | 5.3962 | 5.2944 | 4.9579 | 4.6364 | 4.0633 | 3.7928
2030-12-17 | 3.8267 | 3.7514 | 3.5801 | 3.5234 | 3.6388 | 3.9118 | 4.1397 | 4.3552 | 4.3878 | 4.4344 | 4.2738 | 4.3664 | 4.376 | 4.3735 | 4.3094 | 4.4977 | 4.6095 | 5.0456 | 5.3286 | 5.1478 | 4.8735 | 4.5818 | 4.1982 | 3.9171
2030-12-18 | 3.7616 | 3.6453 | 3.5731 | 3.5154 | 3.6075 | 3.9346 | 4.2175 | 4.5745 | 4.5655 | 4.5672 | 4.449 | 4.4197 | 4.5712 | 4.4461 | 4.4771 | 4.6859 | 4.9821 | 5.186 | 5.2616 | 5.325 | 5.0849 | 4.6221 | 4.1181 | 3.8153
2030-12-19 | 3.6865 | 3.568 | 3.5018 | 3.4401 | 3.5942 | 3.876 | 4.3574 | 4.4231 | 4.4223 | 4.5068 | 4.3293 | 4.2677 | 4.318 | 4.2571 | 4.2951 | 4.6042 | 4.7328 | 5.1785 | 5.6434 | 5.4733 | 5.0205 | 4.6706 | 4.2551 | 4.0436
2030-12-20 | 3.8342 | 3.6231 | 3.655 | 3.5905 | 3.7344 | 4.0282 | 4.2091 | 4.3818 | 4.347 | 4.3405 | 4.412 | 4.7342 | 4.6625 | 4.5248 | 4.6579 | 4.9016 | 5.0232 | 5.3716 | 5.5942 | 5.4636 | 5.1456 | 4.716 | 4.3337 | 4.1065
2030-12-21 | 3.9784 | 3.8279 | 3.7564 | 3.7587 | 3.8017 | 3.896 | 4.0812 | 4.2153 | 4.3128 | 4.393 | 4.3152 | 4.4637 | 4.4119 | 4.39 | 4.522 | 4.8384 | 4.8702 | 5.2971 | 5.5642 | 5.3544 | 4.9814 | 4.78 | 4.2883 | 3.9666
2030-12-22 | 3.9229 | 3.7531 | 3.6543 | 3.6155 | 3.5891 | 3.728 | 3.9737 | 4.1782 | 4.2066 | 4.2952 | 4.3706 | 4.4108 | 4.3737 | 4.4281 | 4.3967 | 4.5527 | 4.9282 | 5.3626 | 5.5103 | 5.3597 | 4.9862 | 4.6054 | 4.1911 | 3.8947
2030-12-23 | 3.8233 | 3.6835 | 3.5763 | 3.5589 | 3.6467 | 3.8084 | 4.0753 | 4.307 | 4.6425 | 4.8194 | 4.8369 | 5.0232 | 4.9802 | 4.9793 | 5.1017 | 5.263 | 5.3617 | 5.8531 | 5.9172 | 5.6259 | 5.3327 | 4.9366 | 4.6022 | 4.2454
2030-12-24 | 3.9894 | 3.7942 | 3.6668 | 3.5663 | 3.6629 | 3.7374 | 3.9284 | 4.1831 | 4.5004 | 4.6717 | 4.8301 | 4.7669 | 4.802 | 4.9035 | 4.9329 | 4.9296 | 5.0998 | 5.5486 | 5.7722 | 5.5633 | 5.2267 | 4.8904 | 4.4897 | 4.262
2030-12-25 | 4.3249 | 4.2297 | 4.1372 | 4.132 | 4.2927 | 4.4495 | 4.6404 | 4.9806 | 5.2722 | 5.0723 | 5.2877 | 5.4149 | 5.4893 | 5.3341 | 5.6517 | 5.7192 | 6.0415 | 6.266 | 6.5678 | 6.4445 | 5.8584 | 5.3214 | 4.7653 | 4.2531
2030-12-26 | 3.8768 | 3.7515 | 3.7306 | 3.6979 | 3.7544 | 4.0002 | 4.2266 | 4.5 | 4.774 | 4.75 | 4.9291 | 5.0145 | 4.9652 | 5.0147 | 5.1389 | 5.1939 | 5.5656 | 5.9344 | 6.0498 | 5.8833 | 5.4488 | 5.189 | 4.7754 | 4.1947
2030-12-27 | 4.0023 | 3.8469 | 3.8277 | 3.6919 | 3.82 | 4.0183 | 4.177 | 4.5174 | 4.82 | 5.0089 | 5.2318 | 5.3899 | 5.4467 | 5.2219 | 5.3163 | 5.3693 | 5.778 | 6.1671 | 6.2044 | 5.8174 | 5.5315 | 5.3364 | 4.9132 | 4.3669
2030-12-28 | 4.1766 | 4.0071 | 4.0519 | 3.9292 | 3.7814 | 3.9794 | 4.2214 | 4.5867 | 4.8114 | 4.9471 | 4.992 | 4.8967 | 4.9335 | 4.8808 | 4.8977 | 5.0637 | 5.4583 | 5.8253 | 5.9996 | 5.8163 | 5.4868 | 5.1671 | 4.6704 | 4.2627
2030-12-29 | 4.0227 | 3.8295 | 3.7314 | 3.8454 | 3.7507 | 3.8966 | 4.1534 | 4.555 | 4.8401 | 4.8608 | 4.8766 | 4.973 | 5.0504 | 4.7939 | 5.0871 | 5.3643 | 5.5746 | 5.9704 | 6.0933 | 5.9474 | 5.4618 | 5.2684 | 4.9026 | 4.3875
2030-12-30 | 4.0498 | 3.9115 | 3.8551 | 3.7816 | 3.9144 | 3.9483 | 4.0348 | 4.3552 | 4.7575 | 4.8578 | 4.9893 | 5.0609 | 4.9587 | 4.7521 | 4.99 | 5.2864 | 5.5088 | 5.9038 | 6.0211 | 5.885 | 5.4524 | 5.2682 | 4.9 | 4.3836
2030-12-31 | 3.9647 | 3.7667 | 3.5652 | 3.5749 | 3.6126 | 3.7359 | 3.8636 | 4.0779 | 4.3814 | 4.4505 | 4.6972 | 4.6673 | 4.7161 | 4.8397 | 4.8809 | 4.8788 | 5.0948 | 5.52 | 5.7451 | 5.4913 | 5.1965 | 4.8762 | 4.4891 | 4.2144
2031-01-01 | 3.8794 | 3.8011 | 3.7181 | 3.8066 | 3.8183 | 3.9886 | 4.2945 | 4.5056 | 4.6646 | 4.7263 | 4.7776 | 4.6777 | 4.623 | 4.7254 | 4.9273 | 5.1239 | 5.3753 | 5.6957 | 6.0661 | 5.8762 | 5.4999 | 5.1034 | 4.5685 | 3.998
2031-01-02 | 3.7259 | 3.6363 | 3.6154 | 3.6209 | 3.6711 | 3.904 | 4.1324 | 4.3442 | 4.6503 | 4.6614 | 4.3146 | 4.2919 | 4.2478 | 4.3037 | 4.3183 | 4.8894 | 5.2758 | 5.6006 | 5.8352 | 5.5176 | 5.1013 | 4.7991 | 4.3233 | 3.9313
2031-01-03 | 3.811 | 3.6901 | 3.6875 | 3.744 | 3.7931 | 4.0519 | 4.2612 | 4.4046 | 4.418 | 4.355 | 4.2569 | 4.3316 | 4.3114 | 4.2761 | 4.4364 | 4.7006 | 5.2254 | 5.5451 | 5.7367 | 5.5781 | 5.1824 | 4.8142 | 4.354 | 3.9905
2031-01-04 | 3.7993 | 3.7344 | 3.7104 | 3.6715 | 3.7061 | 3.8044 | 4.139 | 4.2461 | 4.3024 | 4.3089 | 4.1838 | 4.0751 | 4.2507 | 4.419 | 4.3921 | 4.6543 | 4.9705 | 5.1317 | 5.2697 | 5.1283 | 4.8746 | 4.6072 | 4.1284 | 3.9156
2031-01-05 | 3.8212 | 3.6884 | 3.6749 | 3.6228 | 3.6035 | 3.7351 | 3.8918 | 3.9315 | 4.1306 | 4.1419 | 4.0228 | 3.9957 | 4.1232 | 4.2903 | 4.4323 | 4.5707 | 4.8361 | 5.1379 | 5.2048 | 5.0632 | 4.887 | 4.4944 | 4.1277 | 3.8883
2031-01-06 | 3.7388 | 3.6746 | 3.6081 | 3.6353 | 3.6877 | 3.8606 | 4.1355 | 4.2678 | 4.2991 | 4.2474 | 4.3116 | 4.3235 | 4.3981 | 4.4067 | 4.8165 | 4.9674 | 5.2097 | 5.532 | 5.6283 | 5.4396 | 5.0246 | 4.6156 | 4.2212 | 3.8446
2031-01-07 | 3.7329 | 3.6143 | 3.5764 | 3.6512 | 3.653 | 3.88 | 4.1147 | 4.2356 | 4.2613 | 4.0847 | 4.1115 | 4.1681 | 4.2589 | 4.5765 | 4.9355 | 4.9223 | 4.9967 | 5.3149 | 5.6602 | 5.4231 | 4.9562 | 4.6426 | 4.1487 | 3.7884
2031-01-08 | 3.644 | 3.5968 | 3.5212 | 3.5283 | 3.6265 | 3.97 | 4.2498 | 4.5284 | 4.4644 | 4.3379 | 4.2881 | 4.3589 | 4.3354 | 4.6134 | 4.5824 | 4.6827 | 4.8434 | 5.275 | 5.5307 | 5.2498 | 5.0559 | 4.6187 | 4.2404 | 3.9066
2031-01-09 | 3.7275 | 3.6463 | 3.6472 | 3.6353 | 3.6996 | 3.9314 | 4.2255 | 4.5007 | 4.3856 | 4.5681 | 4.7033 | 4.4164 | 4.4484 | 4.4852 | 4.5832 | 4.6112 | 4.8606 | 5.4081 | 5.7544 | 5.4684 | 5.0489 | 4.7474 | 4.2727 | 4.1246
2031-01-10 | 3.815 | 3.6852 | 3.6357 | 3.6458 | 3.7373 | 3.9676 | 4.3856 | 4.5257 | 4.4275 | 4.5382 | 4.5718 | 4.7788 | 4.6871 | 4.7132 | 4.7595 | 4.8705 | 4.8971 | 5.3641 | 5.532 | 5.2132 | 4.9337 | 4.5358 | 4.0505 | 4.0122
2031-01-11 | 3.7866 | 3.5307 | 3.5474 | 3.5664 | 3.527 | 3.676 | 3.8723 | 4.1625 | 4.3763 | 4.6014 | 4.3241 | 4.4668 | 4.5972 | 4.442 | 4.4877 | 4.7365 | 4.9177 | 5.2443 | 5.3875 | 5.2774 | 4.9921 | 4.5453 | 4.1472 | 4.0882
2031-01-12 | 3.7931 | 3.5842 | 3.575 | 3.5967 | 3.533 | 3.7017 | 3.8916 | 4.1106 | 4.4033 | 4.6471 | 4.7255 | 4.6603 | 4.528 | 4.4455 | 4.4932 | 4.7033 | 4.8103 | 5.0826 | 5.4515 | 5.2962 | 4.8987 | 4.4929 | 4.0753 | 3.7948
2031-01-13 | 3.6997 | 3.5987 | 3.5184 | 3.5356 | 3.6134 | 3.768 | 4.1028 | 4.4975 | 4.5946 | 4.498 | 4.5476 | 4.4942 | 4.6301 | 4.5544 | 4.4995 | 4.3896 | 4.7001 | 5.2763 | 5.5602 | 5.2714 | 4.9977 | 4.7983 | 4.0926 | 3.8
2031-01-14 | 3.662 | 3.5438 | 3.4478 | 3.5012 | 3.5456 | 3.7531 | 4.0715 | 4.2566 | 4.2325 | 4.1457 | 4.0555 | 4.1345 | 4.0849 | 4.1114 | 4.1171 | 4.1148 | 4.2774 | 4.6725 | 5.0928 | 4.9963 | 4.6835 | 4.3146 | 3.9397 | 3.5707
2031-01-15 | 3.4737 | 3.533 | 3.5328 | 3.5184 | 3.6455 | 3.9526 | 4.3275 | 4.4948 | 4.3431 | 4.3513 | 4.2948 | 4.6317 | 4.3881 | 4.3389 | 4.4756 | 4.4764 | 4.5515 | 4.8599 | 5.3113 | 5.1706 | 4.7674 | 4.4253 | 4.0196 | 3.6544
2031-01-16 | 3.5255 | 3.424 | 3.3825 | 3.4057 | 3.5382 | 3.8642 | 4.1672 | 4.398 | 4.3247 | 4.3503 | 4.531 | 4.6312 | 4.4583 | 4.458 | 4.5906 | 4.6911 | 4.8507 | 5.1172 | 5.2936 | 5.1127 | 4.8816 | 4.6301 | 4.1056 | 3.6847
2031-01-17 | 3.7077 | 3.6346 | 3.5984 | 3.6262 | 3.6783 | 4.0147 | 4.5267 | 4.7837 | 4.5837 | 4.5518 | 4.612 | 4.6963 | 4.6924 | 4.6911 | 4.7458 | 4.8618 | 4.7768 | 5.0626 | 5.2753 | 5.0323 | 4.6955 | 4.4455 | 4.0977 | 3.7719
2031-01-18 | 3.6255 | 3.5281 | 3.491 | 3.4851 | 3.5194 | 3.7668 | 4.0165 | 4.2196 | 4.4219 | 4.4426 | 4.2011 | 4.1761 | 4.3398 | 4.5168 | 4.5576 | 4.7551 | 4.7896 | 5.1248 | 5.306 | 5.1435 | 4.7999 | 4.4813 | 4.1428 | 3.7941
2031-01-19 | 3.681 | 3.4915 | 3.4686 | 3.4706 | 3.4762 | 3.6278 | 3.9701 | 4.286 | 4.5515 | 4.5712 | 4.3928 | 4.533 | 4.6384 | 4.5719 | 4.8284 | 4.9281 | 5.0873 | 5.2798 | 5.4883 | 5.341 | 4.9234 | 4.5756 | 4.1325 | 3.8078
2031-01-20 | 3.6606 | 3.5746 | 3.5926 | 3.5579 | 3.5806 | 3.7741 | 4.0069 | 4.2587 | 4.3475 | 4.1956 | 4.0486 | 4.1837 | 4.1306 | 4.2303 | 4.2133 | 4.4666 | 4.5551 | 4.9211 | 5.3108 | 5.2318 | 4.6646 | 4.3787 | 4.0206 | 3.6985
2031-01-21 | 3.5456 | 3.4646 | 3.4323 | 3.4743 | 3.5638 | 3.7813 | 4.1157 | 4.404 | 4.2469 | 4.326 | 4.5471 | 4.6705 | 4.7676 | 4.6095 | 4.4141 | 4.5796 | 4.6831 | 5.2314 | 5.5111 | 4.9254 | 4.8962 | 4.7405 | 4.2507 | 3.8204
2031-01-22 | 3.6786 | 3.5667 | 3.4905 | 3.5049 | 3.5947 | 3.8793 | 4.2498 | 4.381 | 4.1125 | 4.0678 | 3.9968 | 4.0169 | 4.3703 | 4.5089 | 4.4849 | 4.9455 | 5.1419 | 5.4804 | 5.6011 | 5.3827 | 5.1303 | 4.7238 | 4.2682 | 3.7775
2031-01-23 | 3.6056 | 3.4855 | 3.4721 | 3.4296 | 3.5036 | 3.8355 | 4.205 | 4.4747 | 4.2989 | 4.2449 | 4.4743 | 4.5949 | 4.5224 | 4.3964 | 4.7608 | 4.9068 | 5.0994 | 5.4217 | 5.6423 | 5.2594 | 5.0134 | 4.5086 | 4.1215 | 3.8137
2031-01-24 | 3.5998 | 3.5357 | 3.5249 | 3.5099 | 3.7653 | 3.9976 | 4.4714 | 4.709 | 4.6891 | 4.5611 | 4.6833 | 4.8336 | 4.7566 | 4.825 | 4.9196 | 4.8704 | 5.1418 | 5.5421 | 5.6282 | 5.3109 | 5.0721 | 4.9061 | 4.4249 | 4.128
2031-01-25 | 3.927 | 3.8893 | 3.6453 | 3.5977 | 3.6067 | 3.8179 | 4.0009 | 4.276 | 4.4344 | 4.3598 | 4.1678 | 4.0958 | 4.031 | 4.0189 | 4.1098 | 4.1976 | 4.3466 | 4.808 | 5.0889 | 4.9523 | 4.709 | 4.4393 | 4.0529 | 3.7996
2031-01-26 | 3.7052 | 3.5417 | 3.5528 | 3.404 | 3.404 | 3.5937 | 3.7752 | 3.9731 | 4.1576 | 4.2187 | 4.1488 | 4.2619 | 4.333 | 4.2232 | 4.0909 | 4.2315 | 4.5229 | 4.7739 | 4.9882 | 5.0394 | 4.828 | 4.3764 | 3.9865 | 3.7329
2031-01-27 | 3.6433 | 3.5555 | 3.5204 | 3.5388 | 3.6071 | 3.8886 | 4.206 | 4.4468 | 4.3283 | 4.1822 | 3.9902 | 4.0437 | 3.9979 | 4.0434 | 3.929 | 4.1109 | 4.4032 | 4.8627 | 5.2206 | 5.1616 | 4.9469 | 4.474 | 3.9938 | 3.7163
2031-01-28 | 3.6231 | 3.5277 | 3.4911 | 3.4843 | 3.6051 | 3.9606 | 4.5146 | 4.5452 | 4.4718 | 4.4971 | 4.3011 | 4.3706 | 4.4147 | 4.2606 | 4.6876 | 4.9823 | 5.303 | 5.3148 | 5.5231 | 5.3517 | 5.0513 | 4.675 | 4.0765 | 3.7672
2031-01-29 | 3.652 | 3.5915 | 3.5483 | 3.5218 | 3.6284 | 4.0655 | 4.423 | 4.6692 | 4.6951 | 4.7144 | 4.5626 | 4.283 | 4.2143 | 4.4528 | 4.3965 | 4.4238 | 4.9348 | 5.1673 | 5.2994 | 5.3289 | 5.1458 | 4.7576 | 4.1883 | 3.931
2031-01-30 | 3.7602 | 3.6859 | 3.6537 | 3.6499 | 3.7212 | 4.035 | 4.3753 | 4.7552 | 4.8546 | 4.5015 | 4.3501 | 4.5005 | 4.9318 | 4.7363 | 4.6624 | 4.6533 | 4.9474 | 5.2386 | 5.5786 | 5.264 | 4.897 | 4.559 | 4.0604 | 3.7637
2031-01-31 | 3.6367 | 3.5924 | 3.527 | 3.5296 | 3.6074 | 3.9014 | 4.2945 | 4.5896 | 4.6435 | 4.5891 | 4.5548 | 4.8099 | 4.8213 | 4.5517 | 4.9991 | 5.0966 | 5.0326 | 5.5155 | 5.5533 | 5.1345 | 4.7595 | 4.6 | 4.2587 | 3.8382
2031-02-01 | 3.5516 | 3.4909 | 3.4176 | 3.4105 | 3.4229 | 3.6588 | 3.8501 | 4.1939 | 4.3972 | 4.5126 | 4.6057 | 4.6637 | 4.5839 | 4.4004 | 4.5639 | 4.7068 | 4.6922 | 4.9268 | 4.9886 | 4.9769 | 4.8517 | 4.5533 | 4.0281 | 3.7213
2031-02-02 | 3.5112 | 3.3926 | 3.3773 | 3.3293 | 3.3718 | 3.5515 | 3.7512 | 4.0592 | 4.3655 | 4.4213 | 4.286 | 4.4408 | 4.2454 | 4.0338 | 4.0897 | 4.184 | 4.2587 | 4.7733 | 4.9754 | 4.8267 | 4.5718 | 4.1987 | 3.8641 | 3.5484
2031-02-03 | 3.4261 | 3.3362 | 3.3059 | 3.2754 | 3.3332 | 3.7116 | 4.0842 | 4.4631 | 4.573 | 4.5409 | 4.3268 | 4.1995 | 4.3905 | 4.3327 | 4.4899 | 4.7505 | 4.8201 | 5.0478 | 5.2454 | 5.0207 | 4.7803 | 4.412 | 3.9234 | 3.6714
2031-02-04 | 3.5565 | 3.4389 | 3.4235 | 3.5303 | 3.6248 | 3.9259 | 4.3175 | 4.534 | 4.5843 | 4.4924 | 4.2941 | 4.4907 | 4.4998 | 4.4961 | 4.5848 | 4.467 | 4.8204 | 4.9443 | 5.277 | 5.4044 | 4.9402 | 4.4462 | 3.9848 | 3.6805
2031-02-05 | 3.5088 | 3.4439 | 3.3496 | 3.3418 | 3.4118 | 3.7142 | 4.2192 | 4.4712 | 4.4388 | 4.5614 | 4.6471 | 4.5829 | 4.3658 | 4.5321 | 4.7948 | 4.8237 | 5.1453 | 5.3922 | 5.7801 | 5.6293 | 5.298 | 4.8925 | 4.3166 | 4.1793
2031-02-06 | 3.9759 | 3.6976 | 3.6981 | 3.6854 | 3.8549 | 4.2441 | 4.6152 | 5.0466 | 5.204 | 5.0611 | 5.1599 | 5.062 | 4.6137 | 4.7457 | 4.7275 | 4.8938 | 4.991 | 5.2454 | 5.4873 | 5.3347 | 4.8984 | 4.59 | 4.2556 | 3.7998
2031-02-07 | 3.5208 | 3.4523 | 3.4154 | 3.3959 | 3.5151 | 3.9026 | 4.4555 | 4.7534 | 4.5887 | 4.2956 | 4.3035 | 4.2898 | 4.3905 | 4.3515 | 4.2528 | 4.3491 | 5.0316 | 5.3024 | 5.3811 | 5.1634 | 4.9603 | 4.7927 | 4.2472 | 3.9676
2031-02-08 | 3.6814 | 3.6105 | 3.4871 | 3.4869 | 3.5165 | 3.6913 | 4.0643 | 4.475 | 4.6558 | 4.3863 | 3.9345 | 4.065 | 4.2194 | 4.1408 | 4.0678 | 4.2343 | 4.4612 | 4.911 | 5.0344 | 4.9471 | 4.4354 | 4.1514 | 4.0125 | 3.7431
2031-02-09 | 3.4719 | 3.3094 | 3.2874 | 3.2657 | 3.301 | 3.4433 | 3.6745 | 3.9789 | 4.3226 | 4.4372 | 4.4292 | 4.4701 | 4.2631 | 4.247 | 4.0819 | 4.5075 | 4.6986 | 5.0502 | 5.3227 | 5.0924 | 4.8281 | 4.5719 | 4.1431 | 3.8684
2031-02-10 | 3.7151 | 3.5435 | 3.3888 | 3.4226 | 3.4452 | 3.7955 | 4.1784 | 4.4858 | 4.5064 | 4.1991 | 4.0222 | 3.8596 | 3.8626 | 3.7905 | 3.8436 | 4.1475 | 4.3883 | 4.8743 | 5.2223 | 5.091 | 4.7163 | 4.4122 | 3.9719 | 3.5525
2031-02-11 | 3.4219 | 3.3389 | 3.2865 | 3.2967 | 3.3764 | 3.8522 | 4.3965 | 4.6656 | 4.5664 | 4.4003 | 4.1849 | 4.1704 | 4.0769 | 4.0536 | 4.0531 | 4.1584 | 4.5514 | 5.0447 | 5.2248 | 5.3349 | 4.9731 | 4.5586 | 4.0095 | 3.5644
2031-02-12 | 3.4047 | 3.3506 | 3.3392 | 3.3178 | 3.3982 | 3.8787 | 4.1256 | 4.4801 | 4.4385 | 4.3291 | 3.9715 | 3.9222 | 3.8347 | 3.8937 | 3.9406 | 4.1531 | 4.5552 | 4.8713 | 5.3088 | 5.1657 | 4.8076 | 4.3607 | 3.9665 | 3.7102
2031-02-13 | 3.5607 | 3.4713 | 3.4138 | 3.4208 | 3.514 | 3.8414 | 4.1622 | 4.3674 | 4.4361 | 4.5567 | 4.4618 | 4.1356 | 4.1225 | 4.0436 | 4.1161 | 4.2815 | 4.4642 | 4.7696 | 5.2804 | 5.1079 | 4.7418 | 4.4968 | 4.0867 | 3.6569
2031-02-14 | 3.4393 | 3.3648 | 3.3303 | 3.3499 | 3.4306 | 3.679 | 3.9583 | 4.2606 | 4.5411 | 4.4969 | 4.4032 | 4.2011 | 4.1465 | 4.0266 | 4.1744 | 4.2887 | 4.4396 | 4.8288 | 5.1783 | 5.2356 | 4.9844 | 4.7876 | 4.3135 | 3.8869
2031-02-15 | 3.6755 | 3.5624 | 3.5288 | 3.487 | 3.623 | 3.7981 | 4.0949 | 4.245 | 4.6272 | 4.5009 | 4.3145 | 4.2623 | 4.4203 | 3.9861 | 4.2284 | 4.3433 | 4.5315 | 4.8687 | 5.2093 | 5.1729 | 4.8866 | 4.6341 | 4.1495 | 3.7718
2031-02-16 | 3.4627 | 3.3263 | 3.3506 | 3.2987 | 3.3369 | 3.4554 | 3.6346 | 3.977 | 4.1845 | 4.1226 | 4.1222 | 3.9966 | 4.1788 | 4.1049 | 4.3644 | 4.46 | 4.6196 | 4.8501 | 5.0816 | 5.0855 | 4.8625 | 4.563 | 4.2153 | 3.8354
2031-02-17 | 3.5881 | 3.4791 | 3.4532 | 3.4079 | 3.4579 | 3.658 | 3.8486 | 4.1356 | 4.3079 | 4.1854 | 3.9789 | 3.9229 | 3.8866 | 3.8506 | 4.1132 | 4.3549 | 4.8954 | 5.0604 | 5.1177 | 5.1235 | 4.7638 | 4.4919 | 4.0467 | 3.6383
2031-02-18 | 3.5223 | 3.4107 | 3.3594 | 3.3808 | 3.4648 | 3.6993 | 4.0465 | 4.3909 | 4.7265 | 4.6263 | 4.6851 | 4.5863 | 4.5018 | 4.4798 | 4.4644 | 4.454 | 4.6108 | 5.0476 | 5.1159 | 5.002 | 4.6575 | 4.3436 | 3.952 | 3.5966
2031-02-19 | 3.4334 | 3.3605 | 3.4342 | 3.407 | 3.573 | 4.0455 | 4.4189 | 4.6896 | 4.752 | 4.5951 | 4.5639 | 4.6409 | 4.6378 | 4.6584 | 4.4282 | 4.4992 | 4.7152 | 5.0744 | 5.4156 | 5.2554 | 4.8125 | 4.7453 | 4.094 | 3.6226
2031-02-20 | 3.497 | 3.428 | 3.4462 | 3.3876 | 3.4471 | 3.8072 | 4.0429 | 4.2414 | 4.2998 | 4.1496 | 4.2264 | 4.4188 | 4.258 | 4.3059 | 4.4147 | 4.8115 | 5.0891 | 5.4215 | 5.7361 | 5.335 | 5.1146 | 4.5683 | 3.9426 | 3.6636
2031-02-21 | 3.4421 | 3.3216 | 3.2934 | 3.3775 | 3.4793 | 3.8688 | 4.3853 | 4.4977 | 4.2906 | 4.2185 | 4.5705 | 4.6968 | 4.9184 | 4.7085 | 4.6448 | 5.0877 | 5.3657 | 5.8386 | 5.8506 | 5.6735 | 5.5111 | 5.0792 | 4.464 | 4.1089
2031-02-22 | 3.7064 | 3.4992 | 3.5302 | 3.4276 | 3.4544 | 3.6686 | 3.9366 | 4.2167 | 4.4953 | 4.598 | 4.4933 | 4.3582 | 4.2945 | 4.3326 | 4.3881 | 4.5685 | 4.816 | 5.0124 | 5.0964 | 5.1868 | 4.7968 | 4.3523 | 4.0677 | 3.675
2031-02-23 | 3.5719 | 3.2959 | 3.3416 | 3.3652 | 3.4084 | 3.5334 | 3.7413 | 4.0358 | 4.3693 | 4.4677 | 4.235 | 4.0725 | 4.1736 | 4.2942 | 4.3443 | 4.5267 | 4.7028 | 5.2344 | 5.3518 | 5.3015 | 4.9897 | 4.6029 | 4.0674 | 3.7745
2031-02-24 | 3.5913 | 3.5709 | 3.4746 | 3.3913 | 3.3872 | 3.5987 | 4.1598 | 4.5526 | 4.4175 | 4.1791 | 4.0051 | 4.1253 | 4.2946 | 4.0974 | 4.2214 | 4.4071 | 4.5627 | 4.92 | 5.3346 | 5.1723 | 4.75 | 4.3736 | 3.9829 | 3.6443
2031-02-25 | 3.5395 | 3.4714 | 3.4203 | 3.4011 | 3.4708 | 3.8312 | 4.1146 | 4.2568 | 4.4316 | 4.4508 | 4.2972 | 4.1071 | 3.9599 | 4.2213 | 4.278 | 4.4727 | 4.6668 | 4.9909 | 5.3551 | 5.1061 | 4.7415 | 4.4717 | 3.9458 | 3.6777
2031-02-26 | 3.55 | 3.4605 | 3.4669 | 3.4453 | 3.5371 | 3.859 | 4.2102 | 4.3012 | 4.2483 | 4.1309 | 4.0463 | 3.8711 | 3.8059 | 3.7249 | 3.704 | 3.9211 | 4.0999 | 4.6322 | 5.1718 | 5.2695 | 4.9881 | 4.5461 | 3.9802 | 3.605
2031-02-27 | 3.4892 | 3.4206 | 3.2739 | 3.2592 | 3.3264 | 3.7059 | 3.9306 | 3.9597 | 3.8901 | 3.7662 | 3.7117 | 3.6882 | 3.5788 | 3.7303 | 3.777 | 4.0702 | 4.2142 | 4.8756 | 5.104 | 4.9949 | 4.7888 | 4.3419 | 3.9043 | 3.48
2031-02-28 | 3.4588 | 3.3283 | 3.3475 | 3.3046 | 3.402 | 3.7394 | 4.1472 | 4.4287 | 4.2543 | 4.1363 | 3.956 | 3.9647 | 3.9069 | 3.8176 | 3.9591 | 4.1164 | 4.2605 | 4.6169 | 4.8562 | 5.0208 | 4.7992 | 4.5431 | 4.1134 | 3.7368
2031-03-01 | 3.6925 | 3.6163 | 3.5786 | 3.4739 | 3.545 | 3.6898 | 3.9931 | 4.1456 | 4.4382 | 4.4124 | 4.0985 | 4.031 | 4.12 | 3.9854 | 4.0778 | 4.2824 | 4.397 | 4.7604 | 5.1404 | 5.2209 | 4.8248 | 4.5797 | 4.1164 | 3.7608
2031-03-02 | 3.6537 | 3.6004 | 3.5734 | 3.5231 | 3.5313 | 3.6878 | 4.0226 | 4.2657 | 4.4648 | 4.4545 | 4.3043 | 4.191 | 3.9898 | 3.9691 | 4.0025 | 4.1036 | 4.3284 | 4.6696 | 5.08 | 5.1446 | 4.9929 | 4.5221 | 4.1426 | 3.696
2031-03-03 | 3.5847 | 3.5282 | 3.4599 | 3.3293 | 3.4343 | 3.7208 | 4.0308 | 4.2875 | 4.5398 | 4.3215 | 4.1586 | 4.0339 | 3.9718 | 3.9274 | 3.9294 | 4.1311 | 4.3317 | 4.8672 | 5.3495 | 5.2906 | 4.8297 | 4.5802 | 4.2341 | 3.7982
2031-03-04 | 3.6248 | 3.549 | 3.5096 | 3.5826 | 3.5942 | 3.9785 | 4.5007 | 4.8008 | 4.7626 | 4.7222 | 4.4862 | 4.4118 | 4.3082 | 4.4144 | 4.4229 | 4.8958 | 5.095 | 5.5648 | 5.8631 | 5.834 | 5.5251 | 4.8525 | 4.1851 | 3.7813
2031-03-05 | 3.6467 | 3.5675 | 3.546 | 3.5451 | 3.63 | 3.9536 | 4.4908 | 4.6215 | 4.7818 | 4.7801 | 4.5559 | 4.4049 | 4.7728 | 5.064 | 5.0334 | 4.9699 | 5.2377 | 5.8417 | 5.918 | 5.7945 | 5.5038 | 5.1328 | 4.5679 | 4.0386
2031-03-06 | 3.8825 | 3.7819 | 3.6537 | 3.589 | 3.6363 | 4.1045 | 4.5644 | 5.0544 | 5.3556 | 4.9532 | 4.4649 | 4.6544 | 4.6223 | 4.7084 | 4.6462 | 4.7963 | 5.2118 | 5.7012 | 5.7063 | 5.6425 | 5.2307 | 4.7634 | 4.1472 | 3.8154
2031-03-07 | 3.6706 | 3.612 | 3.6637 | 3.6109 | 3.6208 | 4.066 | 4.6756 | 4.9339 | 4.5908 | 4.3205 | 4.1463 | 4.2356 | 4.248 | 4.3629 | 4.6627 | 5.0262 | 5.0724 | 5.5002 | 5.7071 | 5.5406 | 5.2692 | 4.8339 | 4.2642 | 3.9114
2031-03-08 | 3.767 | 3.6984 | 3.6754 | 3.6888 | 3.6886 | 3.9187 | 4.2745 | 4.446 | 4.9513 | 4.8913 | 4.4215 | 4.3864 | 4.4065 | 4.3498 | 4.4102 | 4.4 | 4.9756 | 5.363 | 5.0745 | 5.1546 | 4.8792 | 4.7332 | 4.2047 | 3.8216
2031-03-09 | 3.721 | 3.645 | 3.6874 | 3.5645 | 3.6301 | 3.7958 | 4.0407 | 4.2894 | 4.6345 | 4.5091 | 4.393 | 4.4255 | 4.7931 | 4.6745 | 4.5192 | 4.999 | 5.3981 | 5.5706 | 5.7442 | 5.5916 | 5.4951 | 5.1867 | 4.6354 | 4.1392
2031-03-10 | 3.9216 | 3.8257 | 3.7508 | 3.7238 | 3.783 | 4.0695 | 4.5377 | 4.678 | 4.6648 | 4.6604 | 4.5374 | 4.7525 | 4.5655 | 4.1431 | 4.3248 | 4.4388 | 4.7995 | 5.4554 | 5.6604 | 5.4062 | 5.1128 | 4.6675 | 4.2113 | 3.8515
2031-03-11 | 3.7213 | 3.6296 | 3.5933 | 3.5991 | 3.6465 | 3.9558 | 4.5277 | 4.6828 | 4.6403 | 4.6023 | 4.4359 | 4.4013 | 4.2946 | 4.8006 | 4.9078 | 4.9722 | 5.3042 | 5.5808 | 5.6414 | 5.7046 | 5.3676 | 4.903 | 4.2613 | 3.9247
2031-03-12 | 3.8321 | 3.767 | 3.6776 | 3.6867 | 3.7069 | 4.0783 | 4.5364 | 4.8492 | 4.7827 | 4.7004 | 4.3499 | 4.3666 | 4.785 | 4.599 | 4.7491 | 4.9999 | 5.135 | 5.6547 | 6.0195 | 5.8721 | 5.4649 | 5.035 | 4.3011 | 3.9049
2031-03-13 | 3.9525 | 3.8036 | 3.7525 | 3.7281 | 3.7846 | 4.1908 | 4.5807 | 4.774 | 4.6256 | 4.3693 | 4.2717 | 4.6144 | 4.7733 | 4.6646 | 4.7916 | 5.1993 | 5.4705 | 5.9898 | 6.144 | 5.946 | 5.3214 | 4.9128 | 4.3608 | 3.8931
2031-03-14 | 3.7781 | 3.652 | 3.6327 | 3.6265 | 3.6017 | 3.9349 | 4.3538 | 4.462 | 4.5074 | 4.3386 | 4.1773 | 4.1758 | 4.3893 | 4.5173 | 4.6684 | 4.9939 | 5.1536 | 5.2664 | 5.451 | 5.4916 | 5.0099 | 4.6501 | 4.2181 | 3.917
2031-03-15 | 3.7151 | 3.6285 | 3.6545 | 3.6862 | 3.6739 | 3.8481 | 4.2504 | 4.5775 | 4.7261 | 4.6731 | 4.6102 | 4.3563 | 4.6915 | 4.4127 | 4.5377 | 4.8776 | 5.1107 | 5.6135 | 5.5993 | 5.717 | 5.476 | 5.1987 | 4.6324 | 4.0581
2031-03-16 | 3.7795 | 3.7027 | 3.6493 | 3.7004 | 3.5762 | 3.7325 | 3.9357 | 4.0202 | 4.149 | 4.1047 | 4.029 | 4.0363 | 3.9764 | 3.7033 | 3.7848 | 4.0784 | 4.4072 | 4.9742 | 5.1437 | 5.0238 | 4.6655 | 4.4616 | 4.0628 | 3.7248
2031-03-17 | 3.5725 | 3.4739 | 3.4729 | 3.379 | 3.4588 | 3.6774 | 3.9497 | 4.1321 | 4.6111 | 4.4647 | 4.28 | 3.943 | 3.8081 | 3.9121 | 3.801 | 4.0777 | 4.3337 | 4.8739 | 5.2224 | 5.402 | 5.0754 | 4.5142 | 3.9376 | 3.6293
2031-03-18 | 3.5076 | 3.5772 | 3.5895 | 3.6025 | 3.6232 | 3.9293 | 4.2611 | 4.2253 | 4.296 | 4.2271 | 4.2806 | 4.1221 | 4.0113 | 3.9842 | 3.8693 | 4.0535 | 4.3685 | 4.9605 | 5.1394 | 5.2073 | 4.983 | 4.5949 | 4.0956 | 3.6876
2031-03-19 | 3.5816 | 3.4982 | 3.508 | 3.4925 | 3.489 | 3.8702 | 4.0529 | 4.1836 | 4.3111 | 4.2747 | 4.1794 | 4.3026 | 4.4069 | 4.5503 | 4.544 | 4.5692 | 4.6832 | 5.1653 | 5.3133 | 5.4678 | 5.2047 | 4.9143 | 4.329 | 3.774
2031-03-20 | 3.6702 | 3.5645 | 3.5419 | 3.4912 | 3.5605 | 3.9753 | 4.1956 | 4.3905 | 4.5354 | 4.2582 | 4.2593 | 4.0624 | 3.7649 | 3.7702 | 4.1235 | 4.3056 | 4.4525 | 4.9365 | 5.259 | 5.3474 | 4.9812 | 4.5137 | 4.0273 | 3.6216
2031-03-21 | 3.5185 | 3.4731 | 3.455 | 3.3954 | 3.5149 | 3.767 | 4.1496 | 4.4822 | 4.5551 | 4.4346 | 4.7892 | 4.6797 | 4.3887 | 4.5567 | 4.7388 | 4.8248 | 4.9694 | 5.2711 | 5.4976 | 5.4197 | 5.1139 | 4.6767 | 4.1996 | 3.8294
2031-03-22 | 3.7431 | 3.6452 | 3.6417 | 3.6216 | 3.6435 | 3.7848 | 4.0111 | 4.0916 | 4.1264 | 4.0794 | 3.9206 | 3.9186 | 3.9199 | 3.8361 | 4.1922 | 4.943 | 4.7788 | 5.1316 | 5.1457 | 5.0826 | 4.7443 | 4.8033 | 4.2282 | 3.7965
2031-03-23 | 3.8965 | 3.8197 | 3.5986 | 3.5446 | 3.5374 | 3.7413 | 3.9459 | 4.0444 | 4.3259 | 4.3025 | 4.2887 | 4.7393 | 4.5558 | 4.9437 | 4.9455 | 4.8787 | 5.2017 | 5.6218 | 5.7666 | 5.7761 | 5.8187 | 5.1976 | 4.6212 | 4.1468
2031-03-24 | 3.9542 | 3.8223 | 3.7526 | 3.6649 | 3.7432 | 3.8579 | 4.2621 | 4.5673 | 5.1258 | 4.9526 | 5.1714 | 4.5134 | 4.9428 | 4.6926 | 4.6656 | 4.7752 | 5.0934 | 5.33 | 5.4789 | 5.7866 | 5.2867 | 4.675 | 4.1687 | 3.7547
2031-03-25 | 3.5996 | 3.5705 | 3.4973 | 3.5056 | 3.561 | 3.8637 | 4.2565 | 4.4708 | 4.577 | 4.4459 | 4.304 | 4.2727 | 4.5818 | 4.2912 | 4.4976 | 5.1149 | 5.294 | 5.5497 | 5.8176 | 5.7371 | 5.2835 | 4.7406 | 4.2294 | 3.8051
2031-03-26 | 3.619 | 3.5478 | 3.5085 | 3.4554 | 3.5186 | 3.8003 | 4.2429 | 4.2343 | 4.3247 | 4.2728 | 4.2227 | 4.4597 | 4.4707 | 4.5149 | 4.5211 | 4.7438 | 4.9624 | 5.3732 | 5.3868 | 5.4848 | 5.379 | 4.8389 | 4.2861 | 3.7666
2031-03-27 | 3.6753 | 3.6303 | 3.5858 | 3.6231 | 3.6506 | 3.9956 | 4.4388 | 4.5851 | 4.7697 | 4.9406 | 5.0712 | 5.1704 | 4.8325 | 4.716 | 4.8309 | 4.9599 | 5.2848 | 5.7264 | 5.5224 | 5.6974 | 5.5228 | 4.6972 | 4.0504 | 3.6911
2031-03-28 | 3.5486 | 3.4601 | 3.4351 | 3.4394 | 3.4835 | 3.71 | 4.1539 | 4.1803 | 4.193 | 4.129 | 4.2488 | 4.3648 | 4.444 | 4.3371 | 4.3835 | 4.6456 | 4.7812 | 5.0545 | 5.0354 | 5.0972 | 4.8753 | 4.4112 | 4.0866 | 3.8155
2031-03-29 | 3.6536 | 3.568 | 3.597 | 3.5219 | 3.5095 | 3.6965 | 3.876 | 4.0282 | 4.3402 | 4.5095 | 4.4533 | 4.9733 | 4.431 | 4.2105 | 4.3846 | 4.6165 | 4.7363 | 5.266 | 5.2646 | 5.3555 | 4.902 | 4.3559 | 4.1239 | 3.702
2031-03-30 | 3.5639 | 3.4566 | 3.4196 | 3.4036 | 3.4358 | 3.6074 | 3.691 | 3.7819 | 4.2125 | 4.0027 | 4.0867 | 4.2402 | 3.9671 | 3.9441 | 4.0504 | 4.4013 | 4.6642 | 5.1744 | 5.2485 | 5.3641 | 5.0474 | 4.5935 | 3.9832 | 3.6787
2031-03-31 | 3.5766 | 3.6271 | 3.5443 | 3.5723 | 3.6252 | 3.8966 | 4.1346 | 4.5471 | 4.7515 | 4.4904 | 4.6199 | 4.5225 | 4.489 | 4.4667 | 4.3233 | 4.5758 | 4.6017 | 5.0419 | 5.0103 | 5.2776 | 4.8056 | 4.2852 | 3.8488 | 3.5594
2031-04-01 | 3.4608 | 3.3325 | 3.3061 | 3.3372 | 3.4404 | 3.7262 | 3.9341 | 4.0947 | 4.1253 | 4.0814 | 4.0191 | 4.2142 | 4.0611 | 4.0745 | 4.2224 | 4.3668 | 4.5668 | 5.1491 | 5.614 | 5.7776 | 5.439 | 4.9894 | 4.2399 | 3.9098
2031-04-02 | 3.7574 | 3.7108 | 3.6349 | 3.5743 | 3.6282 | 3.9196 | 4.2535 | 4.4067 | 4.5551 | 4.8755 | 4.784 | 4.5211 | 4.5264 | 4.5075 | 4.4766 | 5.0564 | 5.2246 | 5.7597 | 5.8921 | 6.0099 | 5.5536 | 4.4424 | 4.0953 | 3.8965
2031-04-03 | 3.876 | 3.5162 | 3.6176 | 3.5359 | 3.5824 | 3.8448 | 4.082 | 4.2302 | 4.3156 | 4.1684 | 4.4725 | 4.5696 | 4.4735 | 4.3273 | 4.4276 | 4.921 | 5.4046 | 5.7539 | 6.0114 | 5.8576 | 5.337 | 4.9859 | 4.3975 | 4.0714
2031-04-04 | 3.762 | 3.7421 | 3.6969 | 3.7029 | 3.7524 | 4.0164 | 4.3873 | 4.6804 | 5.0621 | 4.9294 | 4.8989 | 4.7462 | 4.3738 | 4.4765 | 4.9353 | 5.1755 | 5.2215 | 5.4435 | 5.3905 | 5.5112 | 5.1854 | 4.606 | 4.1736 | 3.6866
2031-04-05 | 3.5642 | 3.4127 | 3.4757 | 3.4961 | 3.5135 | 3.7167 | 3.8355 | 3.8618 | 3.9264 | 3.9294 | 3.9284 | 4.2744 | 4.1131 | 4.0494 | 4.1806 | 4.3549 | 4.6756 | 5.2039 | 5.5021 | 5.695 | 5.0681 | 4.8565 | 4.4872 | 4.0439
2031-04-06 | 3.8723 | 3.7177 | 3.6569 | 3.6686 | 3.6825 | 3.8157 | 4.0084 | 4.183 | 4.3505 | 4.1991 | 4.6926 | 4.687 | 4.3821 | 4.5119 | 4.5322 | 4.8512 | 5.0029 | 5.2153 | 5.2818 | 5.508 | 4.859 | 4.54 | 4.1454 | 3.9003
2031-04-07 | 3.783 | 3.5099 | 3.5122 | 3.5544 | 3.6147 | 3.8718 | 4.2306 | 4.5077 | 4.7008 | 4.5771 | 4.7582 | 4.9943 | 4.9549 | 5.0457 | 5.2925 | 5.5278 | 5.8133 | 5.9489 | 6.0438 | 6.0448 | 5.505 | 4.9452 | 4.2574 | 3.8803
2031-04-08 | 3.7832 | 3.735 | 3.6479 | 3.5471 | 3.5167 | 3.772 | 4.2108 | 4.4975 | 4.5572 | 4.3878 | 4.5369 | 4.4323 | 4.2555 | 4.4128 | 4.5556 | 4.8991 | 5.2571 | 5.6728 | 6.0232 | 5.9747 | 5.6567 | 4.7641 | 4.232 | 3.7817
2031-04-09 | 3.7383 | 3.6811 | 3.6193 | 3.5267 | 3.6204 | 3.9532 | 4.3953 | 4.8859 | 5.0924 | 5.1143 | 4.8043 | 4.7865 | 4.7618 | 4.7033 | 4.4811 | 4.718 | 5.1125 | 5.7107 | 5.8756 | 5.8852 | 5.4057 | 4.822 | 4.4533 | 3.8554
2031-04-10 | 3.6837 | 3.6876 | 3.6267 | 3.5766 | 3.63 | 3.9332 | 4.4168 | 4.8109 | 4.9982 | 5.2673 | 5.4694 | 4.8495 | 4.6261 | 4.5698 | 4.6025 | 4.9688 | 5.2803 | 5.7562 | 5.8391 | 6.0431 | 5.6862 | 4.7767 | 4.2945 | 3.8661
2031-04-11 | 3.7027 | 3.6428 | 3.6735 | 3.6737 | 3.7179 | 4.0078 | 4.5765 | 4.9284 | 5.7345 | 5.5649 | 5.2216 | 5.0303 | 4.9706 | 4.7901 | 5.1101 | 5.2669 | 5.5564 | 5.8681 | 5.965 | 5.9682 | 5.7331 | 5.1271 | 4.5997 | 4.0328
2031-04-12 | 3.8439 | 3.745 | 3.7937 | 3.7349 | 3.7095 | 3.9352 | 4.157 | 4.4435 | 4.7058 | 4.5373 | 4.448 | 4.1429 | 4.1501 | 4.0834 | 4.1489 | 4.3606 | 4.679 | 5.3375 | 5.2041 | 5.3367 | 4.7962 | 4.4268 | 4.1301 | 3.7837
2031-04-13 | 3.6883 | 3.5784 | 3.5866 | 3.6039 | 3.6338 | 3.8977 | 4.046 | 4.1558 | 4.5596 | 4.5999 | 4.2446 | 4.3646 | 4.4469 | 4.2961 | 4.5061 | 5.1825 | 5.2058 | 5.7132 | 5.7811 | 5.8446 | 5.5176 | 5.0205 | 4.3545 | 3.904
2031-04-14 | 3.5736 | 3.5785 | 3.5155 | 3.5635 | 3.5559 | 3.8854 | 4.248 | 4.4708 | 4.3705 | 4.1258 | 4.006 | 3.791 | 3.8099 | 3.7639 | 3.8456 | 4.3057 | 4.6627 | 5.207 | 5.6898 | 5.9316 | 5.5028 | 4.9607 | 4.2693 | 3.8654
2031-04-15 | 3.7605 | 3.7069 | 3.5762 | 3.5294 | 3.4981 | 3.7321 | 4.0694 | 4.1746 | 4.2293 | 4.3308 | 4.1583 | 3.7525 | 4.7731 | 4.3412 | 4.4501 | 5.3951 | 5.4975 | 5.9033 | 5.9894 | 5.889 | 5.6382 | 4.8485 | 4.2438 | 4.0576
2031-04-16 | 3.942 | 3.794 | 3.6191 | 3.6884 | 3.7999 | 4.1075 | 4.5613 | 4.6199 | 5.055 | 5.0607 | 4.4343 | 4.4439 | 4.5796 | 4.7259 | 5.1372 | 5.3435 | 5.619 | 6.0027 | 5.9197 | 5.8145 | 5.6121 | 4.8889 | 4.2742 | 3.8646
2031-04-17 | 3.7104 | 3.7327 | 3.6849 | 3.7039 | 3.6857 | 3.9663 | 4.1641 | 4.0052 | 4.1709 | 4.0367 | 3.9195 | 4.3259 | 4.4174 | 3.9419 | 4.3768 | 4.7028 | 4.9908 | 5.3978 | 5.6363 | 5.6708 | 5.1596 | 4.5003 | 4.1462 | 3.8685
2031-04-18 | 3.6418 | 3.5453 | 3.5969 | 3.5242 | 3.715 | 3.8057 | 4.2001 | 4.2668 | 4.8076 | 4.8931 | 5.1135 | 4.911 | 4.798 | 4.6445 | 4.9912 | 5.3945 | 5.5041 | 5.9507 | 6.0474 | 5.9363 | 5.5814 | 5.2054 | 4.363 | 4.0172
2031-04-19 | 3.88 | 3.8148 | 3.8167 | 3.748 | 3.8273 | 3.8768 | 3.9832 | 4.2441 | 4.6368 | 4.7785 | 4.8527 | 4.599 | 4.4614 | 4.6647 | 4.7406 | 4.8397 | 4.8928 | 5.3843 | 5.6144 | 5.5712 | 5.1845 | 4.6139 | 4.1433 | 3.827
2031-04-20 | 3.7825 | 4.0034 | 3.8076 | 3.642 | 3.7558 | 4.05 | 4.2702 | 4.6212 | 4.934 | 5.1545 | 4.9037 | 4.6996 | 4.7642 | 4.7858 | 5.0592 | 5.2106 | 5.54 | 5.8017 | 5.8986 | 6.084 | 5.8204 | 5.3011 | 4.148 | 3.8225
2031-04-21 | 3.7187 | 3.6232 | 3.6381 | 3.5668 | 3.6226 | 3.8576 | 4.1941 | 4.4785 | 4.7089 | 4.4084 | 5.0517 | 4.5744 | 4.3527 | 4.2272 | 4.2492 | 4.0521 | 4.3331 | 4.9003 | 5.139 | 5.4078 | 5.0248 | 4.4846 | 3.9546 | 3.6616
2031-04-22 | 3.6385 | 3.5921 | 3.5928 | 3.5659 | 3.5751 | 4.0086 | 4.2246 | 4.2075 | 4.5052 | 4.5947 | 4.4611 | 4.131 | 4.1059 | 3.9457 | 4.215 | 4.3605 | 4.7612 | 5.1958 | 5.4579 | 5.527 | 5.1614 | 4.6103 | 3.9432 | 3.7334
2031-04-23 | 3.6261 | 3.5857 | 3.5617 | 3.547 | 3.5728 | 3.9531 | 4.1991 | 4.3436 | 4.4627 | 4.1269 | 4.0293 | 3.9179 | 3.8718 | 3.7405 | 4.0721 | 4.7063 | 4.971 | 5.2106 | 5.5015 | 5.5394 | 5.1828 | 4.6762 | 4.0606 | 3.7839
2031-04-24 | 3.7378 | 3.6302 | 3.7391 | 3.816 | 3.9538 | 4.4479 | 4.6454 | 4.714 | 4.8998 | 4.1568 | 4.0358 | 3.9898 | 3.9621 | 3.9339 | 4.0923 | 4.3722 | 4.6319 | 5.3587 | 5.5565 | 5.6176 | 5.3478 | 4.6669 | 4.1103 | 3.7756
2031-04-25 | 3.7059 | 3.6075 | 3.6313 | 3.639 | 3.6705 | 4.029 | 4.2836 | 4.4041 | 4.601 | 4.4115 | 4.2072 | 4.2353 | 4.249 | 4.5342 | 4.921 | 4.7899 | 5.0285 | 5.4404 | 5.8836 | 5.7631 | 5.3526 | 4.9362 | 4.4123 | 4.0777
2031-04-26 | 3.9531 | 3.7774 | 3.7628 | 3.7303 | 3.5901 | 3.8214 | 3.9862 | 4.2183 | 4.4203 | 4.2066 | 4.5543 | 4.6794 | 4.5862 | 4.42 | 4.3671 | 4.5886 | 5.0043 | 5.2076 | 5.3669 | 5.1597 | 5.0985 | 4.7476 | 4.5093 | 4.1777
2031-04-27 | 3.9764 | 3.8494 | 3.7226 | 3.6043 | 3.7305 | 3.8569 | 3.9553 | 4.2959 | 4.4779 | 4.3985 | 4.434 | 4.5117 | 4.8402 | 4.6365 | 4.8779 | 4.9859 | 5.3262 | 5.5416 | 5.636 | 5.5947 | 5.3035 | 4.8173 | 4.5735 | 4.0017
2031-04-28 | 3.9006 | 3.9296 | 3.9656 | 3.9741 | 3.9847 | 4.0693 | 4.6893 | 4.8884 | 4.8709 | 4.4736 | 4.4753 | 4.8341 | 4.7269 | 4.6022 | 4.4168 | 5.2226 | 5.432 | 5.4669 | 5.5421 | 5.4531 | 5.0728 | 4.627 | 4.2171 | 3.9006
2031-04-29 | 3.7533 | 3.6312 | 3.5811 | 3.5256 | 3.5725 | 3.8479 | 4.0477 | 4.1555 | 4.3609 | 4.1893 | 4.268 | 4.1896 | 4.1972 | 4.4353 | 4.5832 | 4.7163 | 4.9067 | 5.3984 | 5.5668 | 5.564 | 4.9223 | 4.4252 | 4.0281 | 3.6648
2031-04-30 | 3.5626 | 3.4457 | 3.39 | 3.4129 | 3.519 | 3.8939 | 4.1855 | 4.2256 | 4.5159 | 4.6539 | 4.5325 | 4.4786 | 4.2603 | 4.1084 | 4.1806 | 4.3795 | 4.4375 | 4.713 | 5.1123 | 5.2981 | 4.9541 | 4.4995 | 3.9865 | 3.7358
2031-05-01 | 3.4205 | 3.3511 | 3.3615 | 3.3005 | 3.3382 | 3.746 | 3.8494 | 3.9716 | 4.1275 | 3.9892 | 3.9931 | 4.1561 | 4.3304 | 4.1508 | 4.3945 | 4.6557 | 4.767 | 4.8092 | 4.9508 | 5.0459 | 4.6674 | 4.3357 | 3.8638 | 3.5314
2031-05-02 | 3.4712 | 3.3025 | 3.3368 | 3.4251 | 3.5074 | 3.7607 | 4.0972 | 4.1215 | 4.2249 | 4.1316 | 4.0346 | 3.7982 | 3.7567 | 3.6419 | 3.7362 | 4.1478 | 4.5842 | 4.8462 | 5.0962 | 5.0641 | 4.8884 | 4.6074 | 4.0167 | 3.7432
2031-05-03 | 3.6024 | 3.5021 | 3.594 | 3.5982 | 3.6638 | 3.9467 | 3.9761 | 4.0679 | 4.1074 | 4.3898 | 4.2613 | 4.222 | 4.3614 | 4.2378 | 4.3364 | 4.4119 | 4.4534 | 4.3623 | 4.532 | 4.4222 | 4.2052 | 4.1098 | 3.7511 | 3.4427
2031-05-04 | 3.357 | 3.3111 | 3.2478 | 3.2233 | 3.2446 | 3.5871 | 3.6645 | 3.7861 | 3.8603 | 3.7733 | 3.5973 | 3.603 | 3.5125 | 3.5754 | 3.6094 | 3.7743 | 3.8138 | 3.9885 | 4.1613 | 4.2746 | 4.0848 | 3.8829 | 3.5813 | 3.3923
2031-05-05 | 3.2664 | 3.1819 | 3.1921 | 3.1669 | 3.2283 | 3.4918 | 3.8845 | 3.9308 | 3.857 | 3.7446 | 3.7969 | 3.8373 | 3.6386 | 3.4715 | 3.6772 | 3.8205 | 3.9691 | 4.2188 | 4.4601 | 4.6175 | 4.492 | 4.1242 | 3.5775 | 3.2529
2031-05-06 | 3.1941 | 3.1129 | 3.1044 | 3.1397 | 3.1699 | 3.5367 | 3.6711 | 3.915 | 3.9981 | 3.9862 | 4.0538 | 4.0862 | 4.0881 | 3.7094 | 3.9091 | 4.4798 | 4.5795 | 4.6423 | 4.9606 | 5.0041 | 4.5489 | 4.2483 | 3.8011 | 3.5146
2031-05-07 | 3.389 | 3.249 | 3.3147 | 3.3711 | 3.4894 | 3.9522 | 4.0671 | 4.1787 | 4.2981 | 4.1661 | 4.3263 | 4.8146 | 4.4924 | 4.2558 | 4.642 | 5.0783 | 5.1288 | 5.061 | 5.1697 | 5.3862 | 5.1721 | 4.6989 | 4.1758 | 3.5464
2031-05-08 | 3.4938 | 3.3515 | 3.369 | 3.3953 | 3.4921 | 3.8471 | 4.1392 | 4.1941 | 4.1638 | 4.0724 | 4.1345 | 4.247 | 4.0662 | 3.9412 | 4.047 | 4.0695 | 4.2644 | 4.5327 | 4.7521 | 4.8158 | 4.6438 | 4.3613 | 4.0342 | 3.6311
2031-05-09 | 3.5451 | 3.4176 | 3.5527 | 3.494 | 3.5573 | 3.839 | 4.0976 | 4.1424 | 4.2463 | 4.0546 | 4.0942 | 4.0591 | 3.9628 | 4.0184 | 4.0575 | 4.1741 | 4.4687 | 4.7837 | 4.9133 | 4.8625 | 4.6184 | 4.3989 | 3.7927 | 3.5742
2031-05-10 | 3.4719 | 3.4685 | 3.5218 | 3.4841 | 3.4788 | 3.6406 | 3.7983 | 3.9544 | 4.1681 | 4.0587 | 3.9331 | 4.269 | 4.6845 | 4.5154 | 4.5894 | 4.5374 | 4.6714 | 4.9956 | 4.9148 | 4.8888 | 4.7306 | 4.5301 | 4.168 | 3.8498
2031-05-11 | 3.7358 | 3.6141 | 3.5672 | 3.5168 | 3.595 | 3.6067 | 3.7177 | 4.0512 | 4.2452 | 4.0064 | 4.2704 | 4.5016 | 4.3277 | 4.378 | 4.387 | 4.4795 | 4.5534 | 4.8993 | 5.088 | 5.2482 | 5.0626 | 4.5802 | 4.1554 | 3.853
2031-05-12 | 3.7696 | 3.6742 | 3.7014 | 3.7093 | 3.814 | 4.0578 | 4.3575 | 4.4403 | 4.8868 | 4.8271 | 4.5614 | 4.7162 | 4.4996 | 4.4129 | 4.5815 | 4.9087 | 5.6281 | 5.7288 | 5.7031 | 5.5468 | 5.524 | 5.035 | 4.505 | 4.0165
2031-05-13 | 3.8907 | 3.9146 | 3.8923 | 3.9131 | 3.8998 | 4.2757 | 4.4486 | 4.7167 | 5.0723 | 4.9366 | 4.9269 | 5.0432 | 4.5996 | 4.5945 | 4.923 | 5.0072 | 5.1269 | 5.4583 | 5.6398 | 5.7419 | 5.6237 | 5.1428 | 4.4935 | 4.0104
2031-05-14 | 3.823 | 3.7018 | 3.6867 | 3.6826 | 3.8359 | 4.1452 | 4.3031 | 4.5535 | 5.1449 | 4.9851 | 4.8978 | 4.7854 | 4.8216 | 4.9125 | 4.8737 | 5.1704 | 5.2485 | 5.7106 | 5.5239 | 5.7355 | 5.7151 | 5.2542 | 4.4984 | 4.1658
2031-05-15 | 4.2318 | 4.0876 | 4.0341 | 4.1668 | 4.1849 | 4.5305 | 4.9005 | 5.2055 | 5.3455 | 5.1384 | 5.1228 | 5.0423 | 4.9136 | 4.9436 | 5.1815 | 5.3724 | 5.6891 | 6.0582 | 5.969 | 5.8972 | 5.6383 | 5.2793 | 4.7502 | 4.3588
2031-05-16 | 3.995 | 3.9145 | 3.9188 | 4.0724 | 4.0501 | 4.4247 | 4.7207 | 4.995 | 5.0679 | 5.1135 | 5.1043 | 4.971 | 4.8637 | 4.9076 | 5.0405 | 5.3525 | 5.5383 | 5.6131 | 5.588 | 5.6013 | 5.4677 | 5.2746 | 4.7826 | 4.2782
2031-05-17 | 4.0573 | 3.9069 | 3.9772 | 3.9769 | 4.0142 | 4.3099 | 4.3956 | 4.4786 | 5.1617 | 4.941 | 4.864 | 4.7633 | 4.6796 | 4.4812 | 4.6176 | 4.8203 | 4.9897 | 5.2201 | 5.3438 | 5.4576 | 5.3423 | 5.0401 | 4.6152 | 4.1443
2031-05-18 | 4.0101 | 3.8636 | 3.8325 | 3.8247 | 3.8716 | 4.061 | 4.0922 | 4.2972 | 4.8925 | 4.7162 | 4.8287 | 4.845 | 4.6924 | 4.5764 | 4.7773 | 5.0524 | 5.2529 | 5.2556 | 5.4307 | 5.3895 | 5.2993 | 4.9956 | 4.5523 | 4.0515
2031-05-19 | 3.9098 | 3.9873 | 3.8557 | 3.821 | 3.8588 | 4.0884 | 4.4129 | 4.5279 | 5.0567 | 5.0859 | 4.789 | 4.9615 | 4.8008 | 4.7326 | 5.0058 | 5.1586 | 5.2419 | 5.6263 | 5.7031 | 5.6545 | 5.6607 | 5.2379 | 4.8625 | 4.3225
2031-05-20 | 4.0755 | 3.8363 | 3.8219 | 3.8031 | 3.7687 | 4.1133 | 4.6138 | 4.7942 | 5.2269 | 5.0276 | 4.8032 | 4.8689 | 4.739 | 4.9071 | 4.9359 | 5.2261 | 5.3248 | 5.5334 | 5.6169 | 5.5972 | 5.5155 | 4.8556 | 4.3134 | 3.9972
2031-05-21 | 3.9005 | 3.8119 | 3.9282 | 3.7667 | 3.9643 | 4.2626 | 4.4829 | 4.5591 | 4.6244 | 4.5187 | 4.5609 | 4.6588 | 4.3328 | 4.4332 | 4.6432 | 4.7 | 4.9409 | 5.2953 | 5.3533 | 5.4899 | 5.3798 | 5.1298 | 4.56 | 4.2336
2031-05-22 | 4.0816 | 3.9917 | 3.9647 | 4.0608 | 4.1264 | 4.4301 | 4.6083 | 4.8149 | 4.9575 | 5.0665 | 5.0872 | 4.9748 | 4.8623 | 4.8004 | 5.2837 | 5.2139 | 5.1973 | 5.4378 | 5.5286 | 5.5562 | 5.3106 | 5.0742 | 4.4815 | 4.0555
2031-05-23 | 3.9395 | 3.8251 | 3.8236 | 3.8785 | 4.0322 | 4.3078 | 4.5346 | 4.5884 | 4.8 | 4.66 | 4.7537 | 4.7175 | 4.3979 | 4.4049 | 4.4764 | 4.756 | 4.9619 | 5.4988 | 5.4411 | 5.6741 | 5.4393 | 5.1799 | 4.7286 | 4.3118
2031-05-24 | 4.1055 | 3.9894 | 4.0468 | 4.0762 | 4.0014 | 4.2199 | 3.9549 | 4.1521 | 4.6175 | 4.6394 | 4.4295 | 4.6722 | 4.3683 | 4.2292 | 4.2134 | 4.3765 | 4.5967 | 5.0198 | 5.0346 | 4.9318 | 4.7561 | 4.6275 | 4.2647 | 3.9404
2031-05-25 | 3.8162 | 3.7956 | 3.8012 | 3.741 | 3.8423 | 3.9357 | 3.9764 | 4.0751 | 4.5395 | 4.572 | 4.5726 | 4.497 | 4.4859 | 4.5862 | 4.6659 | 4.7886 | 4.9642 | 5.2897 | 5.3333 | 5.2837 | 4.8771 | 4.7198 | 4.4772 | 4.0759
2031-05-26 | 3.9694 | 3.8704 | 3.8303 | 3.8035 | 3.7919 | 3.9283 | 4.041 | 4.2366 | 4.4237 | 4.4553 | 4.724 | 4.5705 | 4.4881 | 4.4681 | 4.5263 | 4.669 | 4.9172 | 4.9699 | 5.0243 | 5.0951 | 5.074 | 4.7737 | 4.4404 | 4.1241
2031-05-27 | 4.0332 | 3.9942 | 3.9442 | 3.9259 | 3.9944 | 4.2148 | 4.2951 | 4.433 | 4.9005 | 4.9267 | 4.8574 | 4.8953 | 5.078 | 5.0024 | 5.077 | 5.2565 | 5.4724 | 5.6032 | 5.4018 | 5.5272 | 5.2031 | 4.9139 | 4.3646 | 3.989
2031-05-28 | 3.8357 | 3.7511 | 3.8027 | 3.8509 | 3.6943 | 4.0189 | 4.3017 | 4.3197 | 4.5678 | 4.7464 | 4.5277 | 4.5661 | 4.5377 | 4.5475 | 4.7247 | 4.7413 | 5.0331 | 5.2394 | 5.3204 | 5.3704 | 5.2825 | 4.9238 | 4.2462 | 3.9857
2031-05-29 | 3.9004 | 3.7235 | 3.7116 | 3.7417 | 3.5858 | 3.9883 | 4.1942 | 4.5133 | 4.6637 | 4.601 | 4.6668 | 4.6969 | 4.7463 | 4.6439 | 4.6929 | 5.0254 | 5.1222 | 5.3144 | 5.4571 | 5.5711 | 5.5141 | 4.9648 | 4.4479 | 3.9174
2031-05-30 | 3.7766 | 3.6658 | 3.6417 | 3.6862 | 3.8174 | 4.2504 | 4.7063 | 4.5911 | 4.8503 | 4.8033 | 4.7574 | 4.7799 | 4.5353 | 4.3445 | 4.671 | 4.9937 | 4.9385 | 5.2393 | 5.0398 | 4.9761 | 4.9579 | 4.9044 | 4.3452 | 4.0577
2031-05-31 | 3.9343 | 3.8163 | 3.7689 | 3.7552 | 3.8277 | 4.1326 | 4.0643 | 4.2363 | 4.6512 | 4.4702 | 4.4126 | 4.5689 | 4.5611 | 4.2539 | 4.5218 | 4.6618 | 4.8484 | 5.1214 | 5.3343 | 5.21 | 5.1571 | 4.8523 | 4.5214 | 4.1184
2031-06-01 | 3.76 | 3.6285 | 3.5723 | 3.651 | 3.7224 | 3.8186 | 3.9401 | 3.9652 | 4.4573 | 4.3479 | 4.1962 | 4.0868 | 4.2406 | 4.0887 | 4.2125 | 4.3617 | 4.52 | 4.8425 | 4.8164 | 4.9234 | 4.7635 | 4.6123 | 4.1036 | 3.8337
2031-06-02 | 3.6992 | 3.6769 | 3.5991 | 3.7405 | 3.7636 | 3.9729 | 4.0407 | 4.1271 | 4.3411 | 4.4331 | 4.5703 | 4.3266 | 4.3869 | 4.4841 | 4.7459 | 4.8812 | 4.9215 | 5.0789 | 5.2443 | 5.295 | 5.1318 | 4.636 | 4.2597 | 3.9078
2031-06-03 | 3.7786 | 3.675 | 3.6595 | 3.6394 | 3.727 | 4.0723 | 4.4221 | 4.2285 | 4.3623 | 4.5897 | 4.6909 | 4.68 | 4.5945 | 4.6317 | 4.8691 | 4.899 | 4.913 | 5.2397 | 5.1936 | 5.2285 | 5.099 | 4.7288 | 4.3586 | 3.9844
2031-06-04 | 3.8659 | 3.7789 | 3.8058 | 3.856 | 3.8818 | 4.1419 | 4.2011 | 4.2032 | 4.6378 | 4.6789 | 4.516 | 4.4152 | 4.5154 | 4.6083 | 4.6021 | 4.8603 | 4.9109 | 5.2184 | 5.3048 | 5.4146 | 5.4124 | 5.104 | 4.7476 | 4.3837
2031-06-05 | 4.136 | 4.0427 | 3.96 | 3.9476 | 4.0529 | 4.2798 | 4.3808 | 4.5112 | 4.7033 | 4.7298 | 4.4995 | 4.5597 | 4.4003 | 4.3785 | 4.3769 | 4.7221 | 4.8186 | 5.0363 | 5.1447 | 5.1249 | 5.0773 | 4.7263 | 4.3463 | 3.9647
2031-06-06 | 3.8113 | 3.7831 | 3.8166 | 3.7741 | 3.8925 | 4.1224 | 4.1986 | 4.3545 | 4.6097 | 4.5605 | 4.5913 | 4.4771 | 4.5116 | 4.4412 | 4.4688 | 4.6933 | 4.787 | 5.0075 | 5.2659 | 5.3392 | 5.1479 | 4.913 | 4.4968 | 4.2195
2031-06-07 | 4.0333 | 3.7268 | 3.7369 | 3.7114 | 3.8597 | 3.9972 | 4.1127 | 4.2776 | 4.5521 | 4.5067 | 4.4189 | 4.6299 | 4.1566 | 4.1504 | 4.4414 | 4.6968 | 4.7936 | 5.2749 | 5.0646 | 5.1056 | 5.0355 | 4.8082 | 4.4411 | 4.0069
2031-06-08 | 3.8756 | 3.7903 | 3.7869 | 3.7921 | 3.8499 | 3.9492 | 4.1138 | 4.2678 | 4.4865 | 4.4213 | 4.4727 | 4.3806 | 4.3346 | 4.3541 | 4.4891 | 4.6641 | 4.5932 | 4.8871 | 5.2163 | 5.2528 | 5.209 | 4.8357 | 4.5509 | 4.0952
2031-06-09 | 3.9579 | 3.7442 | 3.7593 | 3.8566 | 3.9082 | 4.0962 | 4.1838 | 4.54 | 4.9935 | 4.8118 | 4.9335 | 4.7169 | 4.6723 | 4.6112 | 4.8002 | 5.0068 | 5.2067 | 5.4861 | 5.473 | 5.4036 | 5.3448 | 5.0721 | 4.7041 | 4.1528
2031-06-10 | 3.8305 | 3.736 | 3.6807 | 3.7374 | 3.82 | 3.9834 | 4.1454 | 4.2654 | 4.7215 | 4.5218 | 4.5148 | 4.458 | 4.4776 | 4.375 | 4.4049 | 4.6043 | 4.7935 | 5.1747 | 5.3766 | 5.4292 | 5.3057 | 4.9864 | 4.474 | 4.1353
2031-06-11 | 4.0217 | 3.815 | 3.7948 | 3.8013 | 3.8219 | 4.1624 | 4.1651 | 4.3749 | 4.6328 | 4.748 | 4.8234 | 4.8212 | 4.5858 | 4.6318 | 4.6994 | 5.0172 | 4.9531 | 5.2542 | 5.3782 | 5.4378 | 5.3805 | 5.1077 | 4.6981 | 4.3263
2031-06-12 | 4.1699 | 4.1531 | 4.0077 | 3.9234 | 3.9658 | 4.2378 | 4.2422 | 4.3474 | 4.4628 | 4.2911 | 4.3672 | 4.3858 | 4.3465 | 4.1361 | 4.3672 | 4.5835 | 4.6887 | 4.958 | 5.0444 | 5.118 | 4.9496 | 4.6346 | 4.1807 | 3.9443
2031-06-13 | 3.7561 | 3.6614 | 3.7318 | 3.722 | 3.7759 | 3.88 | 3.872 | 4.0938 | 4.4712 | 4.6743 | 4.7882 | 4.7903 | 4.6981 | 4.5796 | 4.7342 | 5.0157 | 5.0427 | 5.2876 | 5.2894 | 5.2425 | 5.0181 | 4.7859 | 4.3645 | 4.0502
2031-06-14 | 3.926 | 3.7209 | 3.7408 | 3.7491 | 3.7991 | 3.9834 | 4.0108 | 4.2895 | 4.289 | 4.3781 | 4.1287 | 4.1932 | 4.127 | 4.1608 | 4.1887 | 4.3464 | 4.5942 | 4.9141 | 4.9171 | 4.8773 | 4.6788 | 4.4557 | 4.1892 | 3.9408
2031-06-15 | 3.8383 | 3.8232 | 3.7772 | 3.8076 | 3.7587 | 3.9466 | 3.8423 | 3.9278 | 4.3017 | 4.192 | 4.2873 | 4.3843 | 4.4258 | 4.4611 | 4.4982 | 4.574 | 4.7099 | 4.9938 | 5.1632 | 5.275 | 5.1711 | 4.7703 | 4.3445 | 4.0532
2031-06-16 | 3.9153 | 3.8143 | 3.6391 | 3.7234 | 3.8325 | 3.9392 | 4.0031 | 4.1059 | 4.5179 | 4.3962 | 4.4756 | 4.307 | 3.9961 | 4.3594 | 4.5261 | 4.5075 | 4.7704 | 5.1023 | 5.1767 | 5.1178 | 4.9602 | 4.6092 | 4.3113 | 4.1202
2031-06-17 | 4.018 | 3.9368 | 3.8752 | 3.9111 | 3.9572 | 4.2171 | 4.2531 | 4.4207 | 4.6696 | 4.8697 | 5.0005 | 4.9588 | 4.7633 | 4.6148 | 5.0739 | 5.2217 | 5.2574 | 5.4745 | 5.489 | 5.5453 | 5.407 | 4.9727 | 4.556 | 4.2565
2031-06-18 | 4.0416 | 4.0265 | 3.9116 | 3.869 | 3.9598 | 4.2319 | 4.2963 | 4.5844 | 4.6721 | 4.5443 | 4.4914 | 4.3485 | 4.2079 | 4.3168 | 4.5288 | 4.7806 | 4.8906 | 5.2466 | 5.3281 | 5.4231 | 5.3624 | 4.9309 | 4.4225 | 4.0695
2031-06-19 | 3.9201 | 3.842 | 3.8221 | 3.9178 | 3.8811 | 3.996 | 4.0744 | 4.2003 | 4.9033 | 4.7745 | 4.7059 | 4.8479 | 4.8744 | 4.556 | 4.3954 | 4.6608 | 4.9305 | 5.2441 | 5.352 | 5.4159 | 5.2409 | 4.846 | 4.3543 | 4.1159
2031-06-20 | 4.0162 | 3.9263 | 3.9362 | 3.8636 | 3.8618 | 4.0645 | 4.1897 | 4.2839 | 4.5627 | 4.7077 | 4.7819 | 4.924 | 4.7585 | 4.7816 | 4.8549 | 4.9754 | 4.9052 | 5.0191 | 4.868 | 5.0842 | 4.8915 | 4.7842 | 4.3825 | 4.0247
2031-06-21 | 3.8191 | 3.723 | 3.8002 | 3.7844 | 3.7368 | 3.9704 | 4.1693 | 4.2048 | 4.492 | 4.5806 | 4.533 | 4.5942 | 4.5828 | 4.5505 | 4.9063 | 5.0499 | 5.1776 | 5.4118 | 5.292 | 5.3769 | 5.2733 | 5.0457 | 4.634 | 4.2328
2031-06-22 | 4.0648 | 4.0498 | 3.8361 | 3.8425 | 3.8977 | 3.9559 | 4.1471 | 4.259 | 4.5282 | 4.5824 | 4.554 | 4.6764 | 4.5565 | 4.4217 | 4.5339 | 4.877 | 4.8582 | 5.0539 | 5.1186 | 5.2161 | 5.1381 | 4.9754 | 4.5182 | 4.2457
2031-06-23 | 4.0808 | 4.0012 | 4.0084 | 3.9613 | 3.8873 | 4.1421 | 4.2824 | 4.4594 | 4.7455 | 4.7005 | 4.5546 | 4.7296 | 4.7613 | 4.4569 | 4.7115 | 4.8972 | 5.0009 | 5.3125 | 5.3873 | 5.384 | 5.2104 | 4.9228 | 4.5496 | 4.1178
2031-06-24 | 4.0398 | 3.9749 | 3.9434 | 4.0166 | 4.0607 | 4.2807 | 4.4011 | 4.5492 | 4.8647 | 4.7876 | 4.774 | 4.6189 | 4.6449 | 4.8224 | 4.7888 | 4.8089 | 4.9487 | 5.345 | 5.457 | 5.495 | 5.2215 | 4.8804 | 4.621 | 4.3737
2031-06-25 | 4.1466 | 4.0216 | 3.9644 | 4.001 | 4.0288 | 4.2335 | 4.182 | 4.4968 | 4.6289 | 4.8215 | 4.7439 | 4.7436 | 4.4983 | 4.3317 | 4.5726 | 4.6703 | 4.7161 | 5.1134 | 5.0935 | 5.0833 | 4.94 | 4.6545 | 4.3276 | 3.9655
2031-06-26 | 3.8483 | 3.741 | 3.7761 | 3.7482 | 3.7532 | 4.0459 | 4.2415 | 4.3912 | 4.6224 | 4.7407 | 4.6702 | 4.6517 | 4.6693 | 4.6011 | 4.7964 | 4.798 | 4.9393 | 5.2829 | 5.4099 | 5.4652 | 5.3142 | 4.9342 | 4.5293 | 4.236
2031-06-27 | 4.125 | 4.0348 | 4.0743 | 4.0124 | 4.1263 | 4.2822 | 4.4554 | 4.5195 | 5.0295 | 5.0476 | 5.1167 | 4.8936 | 4.7924 | 4.6156 | 4.8055 | 4.7406 | 4.7826 | 5.1741 | 5.3027 | 5.2761 | 5.1128 | 4.8756 | 4.5259 | 4.1941
2031-06-28 | 3.985 | 3.9794 | 3.9299 | 3.8868 | 3.8486 | 4.0056 | 4.0726 | 4.1582 | 4.3997 | 4.2966 | 4.2351 | 4.1457 | 4.1674 | 4.2204 | 4.3737 | 4.559 | 4.5935 | 4.9792 | 4.9995 | 4.9026 | 4.8295 | 4.5291 | 4.3803 | 4.1654
2031-06-29 | 3.9965 | 3.8963 | 3.8782 | 3.8249 | 3.9271 | 4.0768 | 4.1236 | 4.1996 | 4.405 | 4.4567 | 4.4457 | 4.5239 | 4.5663 | 4.3308 | 4.3859 | 4.6135 | 4.6312 | 4.9739 | 5.1276 | 5.1367 | 4.8994 | 4.7049 | 4.3341 | 4.101
2031-06-30 | 3.9937 | 3.9744 | 3.9613 | 3.9481 | 4.0124 | 4.1406 | 4.251 | 4.4844 | 4.8412 | 4.9392 | 4.9165 | 4.8417 | 5.0277 | 5.073 | 5.1026 | 5.3595 | 5.5448 | 5.7923 | 5.8304 | 5.9437 | 5.7648 | 5.1084 | 4.5891 | 4.1821
2031-07-01 | 3.8789 | 3.8001 | 3.7248 | 3.6878 | 3.7474 | 3.9666 | 4.1392 | 4.3663 | 4.5981 | 4.4721 | 4.6303 | 4.5223 | 4.5608 | 4.4666 | 4.4799 | 4.769 | 4.9567 | 5.3199 | 5.3197 | 5.4636 | 5.3443 | 4.8018 | 4.5509 | 4.1221
2031-07-02 | 3.9843 | 3.8811 | 3.8862 | 3.9688 | 3.8814 | 4.112 | 3.9393 | 4.1727 | 4.6904 | 4.7657 | 4.9404 | 4.7674 | 4.6839 | 4.686 | 4.6673 | 4.9723 | 5.124 | 5.4971 | 5.3622 | 5.531 | 5.3092 | 5.0064 | 4.4151 | 4.0527
2031-07-03 | 3.8619 | 3.7769 | 3.8224 | 3.8277 | 3.8628 | 4.0356 | 4.1067 | 4.302 | 4.5095 | 4.6346 | 4.4903 | 4.7384 | 4.6727 | 4.6329 | 4.7308 | 4.6922 | 4.8999 | 5.3117 | 4.9983 | 5.086 | 4.8445 | 4.6692 | 4.6092 | 4.0832
2031-07-04 | 3.9209 | 3.7956 | 3.9332 | 3.9486 | 3.9572 | 4.2017 | 4.3096 | 4.5724 | 4.6627 | 4.6112 | 4.8265 | 4.762 | 4.8489 | 4.7566 | 4.862 | 5.116 | 5.2636 | 5.2091 | 5.3093 | 5.3229 | 5.1968 | 4.91 | 4.6363 | 4.2122
2031-07-05 | 4.0389 | 3.9434 | 3.9412 | 3.8304 | 4.0065 | 4.1426 | 4.0893 | 4.3872 | 4.6995 | 4.5596 | 4.4152 | 4.4867 | 4.4439 | 4.4944 | 4.7281 | 4.8062 | 4.8121 | 5.0094 | 5.0194 | 4.8602 | 4.7408 | 4.6111 | 4.5187 | 4.2063
2031-07-06 | 4.1312 | 4.0681 | 4.0121 | 3.9998 | 4.0273 | 4.1044 | 4.2181 | 4.5187 | 4.7059 | 4.8171 | 4.5775 | 4.7442 | 4.573 | 4.6101 | 4.6714 | 4.961 | 5.0584 | 5.0459 | 5.1006 | 5.1539 | 5.0428 | 4.7564 | 4.3205 | 4.0831
2031-07-07 | 3.9265 | 3.8222 | 3.8488 | 3.8883 | 3.9781 | 4.2003 | 4.3877 | 4.8055 | 5.2134 | 4.8815 | 4.7888 | 4.7985 | 4.7471 | 4.8834 | 4.7701 | 4.9494 | 5.1297 | 5.2637 | 5.5357 | 5.6628 | 5.5143 | 5.1067 | 4.7597 | 4.3686
2031-07-08 | 4.2068 | 4.046 | 4.0881 | 4.0915 | 4.1693 | 4.4949 | 4.7157 | 4.8881 | 5.0806 | 4.8973 | 4.7868 | 5.007 | 4.9648 | 4.7952 | 4.6864 | 4.8734 | 5.4374 | 6.0297 | 6.0088 | 6.0503 | 5.8509 | 5.5267 | 4.9822 | 4.5733
2031-07-09 | 4.2358 | 4.0805 | 4.04 | 4.0089 | 4.1896 | 4.3463 | 4.5414 | 4.7196 | 4.9019 | 4.7705 | 4.6704 | 4.5574 | 4.4791 | 4.5747 | 4.7355 | 5.2496 | 5.6525 | 6.0085 | 6.0274 | 6.0372 | 5.9187 | 5.4806 | 4.9305 | 4.3966
2031-07-10 | 4.0859 | 4.1159 | 3.9926 | 3.8949 | 3.9096 | 4.1683 | 4.2729 | 4.5609 | 4.7766 | 4.587 | 4.4778 | 4.4865 | 4.4428 | 4.4305 | 4.5142 | 4.7338 | 4.9362 | 5.2519 | 5.2555 | 5.4496 | 5.2181 | 4.894 | 4.4512 | 4.1826
2031-07-11 | 4.0598 | 3.9947 | 3.9238 | 3.8885 | 3.9774 | 4.0718 | 4.0363 | 4.1904 | 4.8571 | 4.6534 | 4.4258 | 4.5281 | 4.6304 | 4.5143 | 4.4901 | 4.7102 | 4.8816 | 5.3447 | 5.4062 | 5.2897 | 5.0844 | 4.83 | 4.4269 | 4.1912
2031-07-12 | 4.0719 | 3.9109 | 3.8907 | 3.9048 | 3.9006 | 3.9928 | 3.9578 | 4.1341 | 4.5721 | 4.5506 | 4.3056 | 4.3508 | 4.322 | 4.3198 | 4.4912 | 4.5265 | 4.7068 | 5.1779 | 5.1815 | 5.1571 | 5.0806 | 4.6251 | 4.3108 | 3.9963
2031-07-13 | 3.9044 | 3.7998 | 3.727 | 3.6984 | 3.6613 | 3.7201 | 3.7708 | 3.9509 | 4.322 | 4.2292 | 4.1276 | 4.2469 | 4.1311 | 4.211 | 4.3031 | 4.5819 | 4.6262 | 5.1894 | 5.2382 | 5.1893 | 5.1091 | 4.7767 | 4.4465 | 4.0647
2031-07-14 | 3.954 | 3.8874 | 3.909 | 3.8396 | 3.8612 | 4.0161 | 3.9423 | 4.2632 | 4.7105 | 4.5713 | 4.6073 | 4.7033 | 4.8906 | 4.8417 | 4.9561 | 5.0148 | 5.2096 | 5.6003 | 5.6905 | 5.7521 | 5.5329 | 5.1435 | 4.5569 | 4.2247
2031-07-15 | 4.0681 | 3.9161 | 3.8782 | 3.8838 | 3.886 | 4.0991 | 4.0756 | 4.2144 | 4.6006 | 4.4501 | 4.3992 | 4.3766 | 4.4696 | 4.4401 | 4.5447 | 4.6876 | 4.9548 | 5.3665 | 5.4102 | 5.5293 | 5.2727 | 4.9345 | 4.5038 | 4.1911
2031-07-16 | 4.0488 | 3.9389 | 3.8994 | 3.8808 | 3.9454 | 4.3124 | 4.3053 | 4.3175 | 4.966 | 4.9007 | 4.8224 | 4.8175 | 4.8084 | 4.6718 | 5.0804 | 5.1226 | 5.3071 | 5.5592 | 5.7884 | 5.8881 | 5.7249 | 5.1481 | 4.6818 | 4.2049
2031-07-17 | 4.0475 | 4.0338 | 3.9493 | 3.8791 | 3.9597 | 4.1403 | 4.1843 | 4.3215 | 4.5832 | 4.5614 | 4.2912 | 4.3897 | 4.3774 | 4.3723 | 4.4318 | 4.63 | 4.9808 | 5.288 | 5.316 | 5.4048 | 5.2645 | 4.9663 | 4.4745 | 4.1584
2031-07-18 | 4.1143 | 4.0329 | 4.0708 | 4.0068 | 4.2059 | 4.4684 | 4.6472 | 4.7207 | 5.0719 | 5.02 | 5.098 | 5.0365 | 5.1184 | 5.0373 | 5.2447 | 5.2802 | 5.2565 | 5.7791 | 5.6039 | 5.5707 | 5.2573 | 4.9367 | 4.3263 | 4.1547
2031-07-19 | 4.0408 | 3.947 | 3.9318 | 3.9379 | 3.9636 | 4.0332 | 4.0701 | 4.163 | 4.2985 | 4.3159 | 4.3575 | 4.4189 | 4.3704 | 4.2989 | 4.2948 | 4.5952 | 4.6381 | 5.0165 | 5.0714 | 5.1525 | 5.0198 | 4.7563 | 4.3645 | 4.1867
2031-07-20 | 3.9806 | 3.9285 | 3.8479 | 3.8284 | 3.859 | 4.0374 | 4.0008 | 4.4282 | 4.7945 | 4.8739 | 4.6657 | 4.6515 | 4.6609 | 4.6214 | 4.4353 | 4.575 | 4.8133 | 5.2716 | 5.3442 | 5.4825 | 5.5515 | 5.1052 | 4.6715 | 4.2574
2031-07-21 | 4.1285 | 4.0358 | 4.0023 | 3.9182 | 3.8794 | 4.1704 | 4.1887 | 4.4399 | 4.7179 | 4.5803 | 4.4289 | 4.731 | 4.7061 | 4.4976 | 4.4725 | 4.8114 | 4.9866 | 5.3016 | 5.3209 | 5.314 | 5.2259 | 4.8872 | 4.4744 | 4.2028
2031-07-22 | 4.0506 | 3.9936 | 4.0168 | 3.9506 | 4.0567 | 4.2972 | 4.417 | 4.4731 | 4.7343 | 4.4117 | 4.4453 | 4.4547 | 4.4207 | 4.5618 | 4.782 | 5.2276 | 5.2357 | 5.6576 | 5.687 | 5.7943 | 5.6348 | 5.2811 | 4.7294 | 4.2824
2031-07-23 | 4.0492 | 3.9703 | 3.9127 | 3.8817 | 3.9815 | 4.1476 | 4.3027 | 4.4667 | 4.8139 | 4.7858 | 4.6724 | 4.7852 | 4.6667 | 4.694 | 4.8513 | 4.9997 | 5.3401 | 5.4959 | 5.6547 | 5.7409 | 5.7524 | 5.1454 | 4.5068 | 4.138
2031-07-24 | 3.9552 | 3.9351 | 3.8502 | 3.8616 | 3.9476 | 4.1577 | 4.2772 | 4.4127 | 4.5415 | 4.7209 | 4.8789 | 4.9633 | 4.965 | 4.8699 | 4.8672 | 5.2966 | 5.3356 | 5.6237 | 5.7663 | 5.729 | 5.5111 | 5.1223 | 4.6507 | 4.2206
2031-07-25 | 4.0441 | 3.9731 | 3.9109 | 3.9989 | 4.0638 | 4.1967 | 4.3373 | 4.5012 | 4.7781 | 4.5842 | 4.5646 | 4.6762 | 4.6436 | 4.6566 | 4.7204 | 4.9865 | 5.0425 | 5.2626 | 5.3591 | 5.4034 | 5.2353 | 4.8423 | 4.4995 | 4.1346
2031-07-26 | 4.1107 | 3.9298 | 3.8997 | 3.8588 | 3.8774 | 4.1525 | 4.2478 | 4.3877 | 4.6067 | 4.7187 | 4.6473 | 4.8947 | 4.7825 | 4.5557 | 4.5837 | 4.8097 | 4.9565 | 5.0738 | 5.1622 | 5.2985 | 5.0824 | 4.7583 | 4.4448 | 4.1274
2031-07-27 | 3.9946 | 3.869 | 3.8085 | 3.8778 | 3.8835 | 3.9577 | 4.0802 | 4.3846 | 4.5601 | 4.4684 | 4.468 | 4.5258 | 4.8032 | 4.4953 | 4.4569 | 4.5902 | 4.7774 | 5.0879 | 5.1428 | 5.4446 | 5.1936 | 4.7872 | 4.5373 | 4.1511
2031-07-28 | 4.2427 | 4.1648 | 4.1042 | 4.1498 | 4.1639 | 4.3635 | 4.5902 | 4.7551 | 4.9944 | 4.881 | 5.036 | 4.9264 | 5.1137 | 4.9541 | 5.0728 | 5.3821 | 5.6924 | 5.9741 | 6.204 | 6.4444 | 6.2786 | 5.9472 | 5.1966 | 4.7426
2031-07-29 | 4.2041 | 3.6033 | 3.5796 | 3.8582 | 4.036 | 4.1744 | 4.2552 | 4.6718 | 5.2142 | 5.0622 | 4.6615 | 4.5574 | 4.5531 | 4.4579 | 4.5952 | 4.9607 | 5.1567 | 5.4466 | 5.5967 | 5.6174 | 5.389 | 4.9805 | 4.5189 | 4.1413
2031-07-30 | 3.9801 | 3.8814 | 3.934 | 3.8556 | 3.9691 | 4.3008 | 4.3903 | 4.5527 | 4.6768 | 4.5139 | 4.446 | 4.5742 | 4.4449 | 4.6217 | 4.8906 | 5.2191 | 5.387 | 5.6426 | 5.807 | 5.8401 | 5.6909 | 5.4385 | 4.9472 | 4.4697
2031-07-31 | 4.4148 | 4.1939 | 4.1159 | 4.0772 | 4.0396 | 4.1371 | 4.3525 | 4.5842 | 4.6748 | 4.6875 | 4.4868 | 4.5916 | 4.6421 | 4.5533 | 4.7107 | 4.9283 | 4.9893 | 5.3447 | 5.3699 | 5.45 | 5.3336 | 5.1031 | 4.5907 | 4.272
2031-08-01 | 4.2601 | 4.2294 | 4.187 | 4.3104 | 4.3215 | 4.5352 | 4.731 | 4.782 | 4.8834 | 4.8155 | 4.6835 | 4.6495 | 4.8649 | 4.6665 | 4.853 | 4.9033 | 5.0465 | 5.216 | 5.3522 | 5.383 | 5.1875 | 4.9845 | 4.7119 | 4.4121
2031-08-02 | 4.2195 | 4.0915 | 4.078 | 4.096 | 4.1726 | 4.3654 | 4.4877 | 4.627 | 4.7921 | 4.555 | 4.5236 | 4.6427 | 4.5586 | 4.4859 | 4.6825 | 5.0786 | 5.1932 | 5.3453 | 5.53 | 5.6158 | 5.4672 | 5.2107 | 4.8511 | 4.4467
2031-08-03 | 4.2628 | 4.1797 | 4.1001 | 4.1175 | 4.1075 | 4.2403 | 4.3563 | 4.4346 | 4.6158 | 4.5504 | 4.7549 | 4.7642 | 4.841 | 4.7503 | 4.778 | 5.3836 | 5.3354 | 5.6391 | 5.7571 | 5.8033 | 5.7066 | 5.2983 | 4.9757 | 4.5232
2031-08-04 | 4.3186 | 4.209 | 4.049 | 4.0805 | 4.1102 | 4.2236 | 4.606 | 4.6734 | 4.9828 | 4.8642 | 4.5984 | 4.7139 | 4.6629 | 4.476 | 4.8147 | 5.2153 | 5.3349 | 5.5471 | 5.6414 | 5.638 | 5.4038 | 4.9725 | 4.6393 | 4.3521
2031-08-05 | 4.1536 | 4.0952 | 4.1537 | 4.1372 | 4.2387 | 4.4638 | 4.7463 | 4.8324 | 4.9632 | 4.829 | 4.9756 | 5.1108 | 5.0196 | 5.1601 | 5.2468 | 5.5449 | 5.6471 | 5.8878 | 5.9659 | 5.9788 | 5.8003 | 5.4423 | 4.8791 | 4.5227
2031-08-06 | 4.3809 | 4.3244 | 4.217 | 4.2624 | 4.3378 | 4.4689 | 4.676 | 4.7258 | 4.8654 | 4.8945 | 4.8603 | 4.8696 | 4.9362 | 4.835 | 4.9446 | 5.2901 | 5.3693 | 5.5701 | 5.6903 | 5.8522 | 5.7697 | 5.3035 | 4.8969 | 4.5805
2031-08-07 | 4.4904 | 4.4733 | 4.4434 | 4.3595 | 4.3078 | 4.447 | 4.6863 | 4.6436 | 4.7227 | 4.6974 | 4.6463 | 4.6756 | 4.6578 | 4.5898 | 4.8614 | 5.0324 | 5.3365 | 5.448 | 5.5262 | 5.5897 | 5.3122 | 5.0886 | 4.5918 | 4.3864
2031-08-08 | 4.3535 | 4.2305 | 4.1818 | 4.1695 | 4.173 | 4.4317 | 4.4148 | 4.63 | 5.1838 | 5.165 | 4.9064 | 4.9489 | 4.9999 | 4.9299 | 4.9296 | 5.086 | 5.1849 | 5.4349 | 5.4426 | 5.5144 | 5.2683 | 4.9953 | 4.5872 | 4.3116
2031-08-09 | 4.2541 | 4.0933 | 4.0747 | 4.0084 | 4.0872 | 4.1582 | 4.2412 | 4.5166 | 4.7114 | 4.7751 | 4.7424 | 4.7537 | 4.7371 | 4.6939 | 4.7411 | 5.0263 | 5.1397 | 5.2756 | 5.4246 | 5.5858 | 5.359 | 5.0867 | 4.7809 | 4.5094
2031-08-10 | 4.3716 | 4.3034 | 4.1799 | 4.2816 | 4.2523 | 4.4766 | 4.577 | 4.667 | 4.8397 | 4.682 | 4.7994 | 4.8224 | 4.9001 | 5.0143 | 4.8902 | 5.1733 | 5.1655 | 5.3876 | 5.3921 | 5.5144 | 5.2712 | 5.027 | 4.5759 | 4.3372
2031-08-11 | 4.2402 | 4.1216 | 4.1494 | 4.1632 | 4.1971 | 4.4466 | 4.7054 | 4.8139 | 5.0001 | 4.8131 | 4.7258 | 4.68 | 4.75 | 4.6918 | 4.6396 | 4.9212 | 5.1239 | 5.3479 | 5.651 | 5.7304 | 5.5443 | 5.2471 | 4.8208 | 4.4746
2031-08-12 | 4.3042 | 4.2715 | 4.2454 | 4.2028 | 4.2564 | 4.4026 | 4.5351 | 4.5426 | 5.1219 | 5.0232 | 5.0661 | 5.1475 | 5.0594 | 4.8757 | 5.025 | 5.0752 | 5.2503 | 5.5713 | 5.7037 | 5.7602 | 5.596 | 5.0934 | 4.6384 | 4.3443
2031-08-13 | 4.2101 | 4.0989 | 4.0614 | 4.0433 | 3.9899 | 4.3779 | 4.5218 | 4.5928 | 5.1275 | 4.9837 | 4.7796 | 4.8947 | 4.9506 | 4.8969 | 5.0461 | 5.3583 | 5.351 | 5.584 | 5.5851 | 5.5618 | 5.4302 | 5.2162 | 4.6989 | 4.3772
2031-08-14 | 4.2665 | 4.189 | 4.2309 | 4.1849 | 4.2914 | 4.5465 | 4.4654 | 4.7634 | 5.14 | 5.1969 | 5.1112 | 5.0096 | 5.07 | 5.0209 | 5.1298 | 5.2983 | 5.4243 | 5.6152 | 5.5204 | 5.6417 | 5.4413 | 5.237 | 4.7755 | 4.4443
2031-08-15 | 4.3068 | 4.2092 | 4.2261 | 4.0597 | 4.0483 | 4.2987 | 4.5881 | 4.6688 | 4.8854 | 4.8752 | 4.9441 | 4.8398 | 4.9244 | 4.7958 | 4.9987 | 5.0405 | 5.3087 | 5.5549 | 5.7529 | 5.7125 | 5.3808 | 5.1176 | 4.7831 | 4.3901
2031-08-16 | 4.299 | 4.1856 | 4.1824 | 4.1022 | 4.2409 | 4.3967 | 4.6169 | 4.7703 | 5.0035 | 5.0368 | 4.8644 | 4.9571 | 4.7964 | 4.8252 | 4.7743 | 5.0115 | 5.0837 | 5.5521 | 5.6483 | 5.5498 | 5.2869 | 5.0796 | 4.6909 | 4.4217
2031-08-17 | 4.1645 | 4.0416 | 3.9826 | 3.8583 | 3.9819 | 4.1429 | 4.1824 | 4.1005 | 4.7148 | 4.5704 | 4.507 | 4.5253 | 4.6034 | 4.5162 | 4.5583 | 4.996 | 5.0572 | 5.4268 | 5.5776 | 5.5923 | 5.391 | 4.9859 | 4.6572 | 4.2943
2031-08-18 | 4.2159 | 4.1258 | 4.0508 | 3.9957 | 4.0912 | 4.3363 | 4.53 | 4.4597 | 4.9931 | 5.0953 | 4.8486 | 4.7934 | 4.8138 | 4.9633 | 4.9264 | 5.0356 | 5.2885 | 5.5888 | 5.6644 | 5.6931 | 5.3501 | 5.0071 | 4.6808 | 4.327
2031-08-19 | 4.167 | 4.0524 | 4.0305 | 3.9904 | 4.0363 | 4.2539 | 4.6467 | 4.7333 | 4.9648 | 4.7761 | 4.6762 | 4.8144 | 4.619 | 4.6248 | 4.7732 | 4.9505 | 5.2039 | 5.3901 | 5.6368 | 5.7002 | 5.4868 | 5.1854 | 4.8032 | 4.4799
2031-08-20 | 4.2885 | 4.2079 | 4.1072 | 4.0561 | 4.1214 | 4.4835 | 4.7787 | 4.818 | 4.9554 | 4.8802 | 4.7492 | 4.8101 | 4.8362 | 4.6599 | 4.9044 | 5.4009 | 5.5838 | 5.7318 | 5.823 | 5.8509 | 5.5017 | 5.227 | 4.7227 | 4.5362
2031-08-21 | 4.4238 | 4.2941 | 4.3092 | 4.1753 | 4.1863 | 4.5203 | 4.9173 | 4.7393 | 4.9746 | 4.874 | 4.903 | 5.0244 | 5.0333 | 4.8155 | 4.7928 | 4.9764 | 5.1641 | 5.3971 | 5.6192 | 5.6593 | 5.4502 | 5.1253 | 4.7863 | 4.4242
2031-08-22 | 4.2939 | 4.2034 | 4.1963 | 4.0929 | 4.1037 | 4.3666 | 4.7075 | 4.8294 | 5.0541 | 5.1347 | 5.0317 | 4.9535 | 4.9543 | 4.9084 | 5.1503 | 5.4156 | 5.497 | 5.7876 | 5.7853 | 5.7278 | 5.5094 | 5.1381 | 4.8001 | 4.4627
2031-08-23 | 4.3305 | 4.2419 | 4.1583 | 4.1169 | 4.0782 | 4.1976 | 4.3689 | 4.6693 | 4.9289 | 4.9045 | 4.7983 | 4.8667 | 4.8131 | 4.7977 | 4.9638 | 5.2212 | 5.3901 | 5.5333 | 5.4351 | 5.4944 | 5.3106 | 5.109 | 4.7795 | 4.395
2031-08-24 | 4.2354 | 4.0891 | 4.1022 | 4.012 | 4.0481 | 4.3199 | 4.4956 | 4.7336 | 5.0966 | 5.0368 | 4.9762 | 5.0037 | 4.8949 | 5.007 | 5.0291 | 5.1013 | 5.1809 | 5.5495 | 5.6386 | 5.7912 | 5.616 | 5.2923 | 4.9104 | 4.5672
2031-08-25 | 4.3977 | 4.2316 | 4.2102 | 4.1094 | 4.1937 | 4.4416 | 4.9234 | 5.0859 | 5.266 | 5.0243 | 4.8347 | 4.8669 | 4.759 | 4.7353 | 4.7786 | 5.0786 | 5.1087 | 5.4292 | 5.5976 | 5.7097 | 5.3308 | 5.0794 | 4.6278 | 4.3476
2031-08-26 | 4.4308 | 4.3468 | 4.3265 | 4.2982 | 4.5095 | 4.8152 | 5.195 | 5.1542 | 5.3555 | 5.3333 | 5.5116 | 5.3228 | 5.4094 | 5.307 | 5.4504 | 5.6724 | 5.9174 | 6.1925 | 6.2195 | 6.3451 | 5.9788 | 5.6309 | 5.1655 | 4.8315
2031-08-27 | 4.3747 | 4.3202 | 4.279 | 4.2543 | 4.1923 | 4.5194 | 4.6966 | 4.8337 | 5.1137 | 4.8908 | 4.7455 | 4.7745 | 4.9255 | 4.7554 | 4.7241 | 5.0003 | 5.1531 | 5.5009 | 5.5708 | 5.5965 | 5.2333 | 4.9117 | 4.6022 | 4.2913
2031-08-28 | 4.3162 | 4.2797 | 4.2712 | 4.2252 | 4.2857 | 4.3674 | 4.6066 | 4.5148 | 4.6187 | 5.1498 | 5.1853 | 5.1112 | 4.9542 | 4.8674 | 4.9304 | 5.2903 | 5.4317 | 5.5014 | 5.4624 | 5.5766 | 5.4658 | 5.2027 | 4.741 | 4.4287
2031-08-29 | 4.2826 | 4.2193 | 4.1654 | 4.1447 | 4.2609 | 4.4739 | 4.556 | 4.587 | 4.6774 | 4.7121 | 4.6685 | 4.5804 | 4.529 | 4.7759 | 5.103 | 5.0754 | 5.2095 | 5.56 | 5.5288 | 5.4187 | 5.3317 | 5.1732 | 4.7279 | 4.3524
2031-08-30 | 4.2383 | 4.1304 | 4.1523 | 4.1358 | 4.1951 | 4.3832 | 4.4164 | 4.5353 | 4.8029 | 4.7331 | 4.5715 | 4.733 | 4.838 | 4.5866 | 4.6665 | 4.8591 | 4.9603 | 5.5871 | 5.5419 | 5.4558 | 5.3147 | 4.9414 | 4.5892 | 4.3659
2031-08-31 | 4.2303 | 4.1406 | 4.2095 | 4.1489 | 4.2367 | 4.4493 | 4.674 | 4.7462 | 4.9949 | 4.9883 | 4.8328 | 4.8738 | 4.8221 | 4.8368 | 4.919 | 4.8284 | 5.0847 | 5.4205 | 5.5713 | 5.5054 | 5.0922 | 4.9033 | 4.5576 | 4.3123
2031-09-01 | 4.1645 | 4.0885 | 4.0601 | 4.1278 | 4.1849 | 4.3923 | 4.56 | 4.687 | 4.8411 | 4.7006 | 4.7827 | 4.7237 | 4.6454 | 4.6683 | 4.9006 | 5.1392 | 5.275 | 5.5904 | 5.5372 | 5.5496 | 5.2581 | 5.0347 | 4.6237 | 4.3825
2031-09-02 | 4.1505 | 4.0722 | 4.0605 | 3.9119 | 3.932 | 4.1331 | 4.1632 | 4.3111 | 4.4613 | 4.6719 | 4.8579 | 4.7595 | 4.7987 | 4.6292 | 4.8288 | 4.8214 | 5.1101 | 5.5638 | 5.7054 | 5.806 | 5.3406 | 5.0442 | 4.5991 | 4.4183
2031-09-03 | 4.2643 | 4.1428 | 4.0989 | 4.0647 | 4.1348 | 4.4435 | 4.7703 | 4.9038 | 5.042 | 5.0826 | 4.9948 | 5.2748 | 5.3119 | 5.1073 | 5.3499 | 5.2146 | 5.4311 | 5.7234 | 5.845 | 5.5725 | 5.1283 | 5.0927 | 4.7271 | 4.4086
2031-09-04 | 4.2307 | 4.1916 | 4.1295 | 4.1245 | 4.1152 | 4.4011 | 4.6829 | 4.893 | 5.0598 | 4.9612 | 4.7712 | 4.8917 | 4.8903 | 4.7528 | 4.7993 | 5.0881 | 5.2963 | 5.657 | 5.6375 | 5.8811 | 5.7048 | 5.3588 | 4.8003 | 4.4194
2031-09-05 | 4.2909 | 4.1413 | 4.2034 | 4.1163 | 4.1643 | 4.4063 | 4.8219 | 4.8353 | 5.1363 | 5.1431 | 5.0135 | 4.9659 | 5.3107 | 5.1582 | 5.1311 | 5.0887 | 5.3496 | 5.64 | 5.6012 | 5.4437 | 5.2148 | 4.8672 | 4.5629 | 4.2588
2031-09-06 | 4.2041 | 4.0838 | 4.0723 | 4.0347 | 4.0803 | 4.264 | 4.4119 | 4.5342 | 4.6717 | 4.6644 | 4.8114 | 4.7662 | 4.5682 | 4.5109 | 4.7013 | 4.662 | 4.8442 | 5.1689 | 5.2975 | 5.2748 | 5.1076 | 4.7544 | 4.5724 | 4.2668
2031-09-07 | 4.1649 | 4.0793 | 4.0448 | 3.9797 | 4.0497 | 4.1981 | 4.3689 | 4.5638 | 4.6431 | 4.6723 | 4.6308 | 4.7821 | 4.8822 | 4.9414 | 4.8347 | 5.1781 | 5.1558 | 5.1848 | 5.3359 | 5.3967 | 5.1046 | 4.842 | 4.4222 | 4.1725
2031-09-08 | 4.0675 | 4.0133 | 3.8874 | 3.8727 | 3.9658 | 4.2414 | 4.5165 | 4.422 | 4.6801 | 4.6892 | 4.4236 | 4.7465 | 4.7086 | 4.7635 | 4.885 | 5.0854 | 5.3858 | 5.6239 | 5.7968 | 5.9668 | 5.7439 | 5.419 | 4.9011 | 4.5779
2031-09-09 | 4.4455 | 4.3365 | 4.327 | 4.117 | 4.0581 | 4.3138 | 4.5557 | 4.7212 | 4.7163 | 4.7281 | 4.6713 | 4.6253 | 4.5322 | 4.5368 | 4.5715 | 4.7197 | 4.9363 | 5.3416 | 5.5542 | 5.5002 | 5.0644 | 4.861 | 4.4865 | 4.3599
2031-09-10 | 4.3417 | 4.2174 | 4.176 | 4.1448 | 4.2528 | 4.5296 | 4.9357 | 5.0187 | 5.2134 | 5.2812 | 5.0213 | 5.3151 | 5.2216 | 5.0977 | 5.18 | 5.3941 | 5.5985 | 5.7677 | 5.8927 | 5.8193 | 5.2973 | 5.0456 | 4.5897 | 4.2829
2031-09-11 | 4.1081 | 4.1093 | 4.0435 | 4.0707 | 4.1396 | 4.5246 | 4.8336 | 5.0552 | 5.158 | 4.9972 | 4.9599 | 5.1106 | 5.0938 | 5.0985 | 5.0267 | 5.3236 | 5.5047 | 5.8742 | 5.9551 | 6.0408 | 5.8541 | 5.5565 | 4.9734 | 4.6921
2031-09-12 | 4.4585 | 4.2597 | 4.2441 | 4.1769 | 4.1964 | 4.4798 | 4.744 | 4.8566 | 4.9589 | 4.9411 | 5.022 | 5.0851 | 5.0686 | 5.1355 | 5.1593 | 5.2133 | 5.2292 | 5.7156 | 5.7546 | 5.5956 | 5.3829 | 5.1766 | 4.8166 | 4.5334
2031-09-13 | 4.3039 | 4.2107 | 4.2313 | 4.0711 | 4.1299 | 4.4139 | 4.5903 | 4.8696 | 5.1542 | 5.0477 | 5.1541 | 5.082 | 5.3185 | 5.2378 | 5.0564 | 5.322 | 5.3707 | 5.5435 | 5.5548 | 5.2914 | 5.081 | 4.8184 | 4.6282 | 4.4504
2031-09-14 | 4.3008 | 4.2086 | 4.166 | 4.1323 | 4.1516 | 4.3556 | 4.3063 | 4.5462 | 4.8423 | 4.8095 | 4.827 | 4.9089 | 4.8833 | 5.0663 | 5.0818 | 5.314 | 5.5331 | 5.8619 | 6.1748 | 5.9207 | 5.6306 | 5.3913 | 4.8539 | 4.5749
2031-09-15 | 4.3392 | 4.2292 | 4.1661 | 4.1437 | 4.2674 | 4.5356 | 4.8199 | 5.1324 | 5.3858 | 5.042 | 4.9911 | 4.9531 | 4.8985 | 4.8546 | 5.1094 | 5.1883 | 5.3174 | 5.7242 | 5.9346 | 5.9234 | 5.594 | 5.2809 | 4.8362 | 4.4582
2031-09-16 | 4.3314 | 4.1765 | 4.1787 | 4.112 | 4.2097 | 4.5465 | 4.4788 | 4.9402 | 5.1928 | 5.0038 | 5.1917 | 5.222 | 5.1754 | 5.0054 | 4.8662 | 5.1367 | 5.2663 | 5.7804 | 5.8353 | 5.7758 | 5.2731 | 4.9569 | 4.7544 | 4.3964
2031-09-17 | 4.2269 | 3.9935 | 4.0211 | 4.1589 | 4.1941 | 4.4414 | 4.6256 | 4.7997 | 4.8738 | 4.7944 | 4.9853 | 4.8642 | 4.9075 | 4.9279 | 4.9927 | 5.1617 | 5.2274 | 5.5828 | 5.8535 | 5.8309 | 5.4786 | 5.1938 | 4.7712 | 4.4178
2031-09-18 | 4.2266 | 4.1135 | 4.0887 | 4.098 | 4.188 | 4.5643 | 4.7292 | 4.9233 | 5.4266 | 5.2107 | 5.0016 | 5.0872 | 5.0542 | 5.0948 | 5.0873 | 5.2084 | 5.3899 | 5.5865 | 5.7024 | 5.7725 | 5.4227 | 5.1204 | 4.6981 | 4.3638
2031-09-19 | 4.2209 | 4.1903 | 4.1104 | 4.1345 | 4.2336 | 4.4327 | 4.5005 | 4.5589 | 4.8515 | 4.7656 | 4.7765 | 4.7192 | 4.7504 | 4.6972 | 4.7822 | 4.9501 | 4.8921 | 5.2614 | 5.3701 | 5.4191 | 5.0803 | 4.947 | 4.6141 | 4.3234
2031-09-20 | 4.1592 | 4.0794 | 4.11 | 4.0879 | 4.2238 | 4.3399 | 4.482 | 4.6265 | 4.7438 | 4.6439 | 4.5665 | 4.6584 | 4.5228 | 4.4334 | 4.6129 | 4.7286 | 4.8373 | 5.2548 | 5.4998 | 5.5285 | 5.2586 | 5.0826 | 4.7552 | 4.4882
2031-09-21 | 4.3027 | 4.2187 | 4.1653 | 4.1257 | 4.0388 | 4.3782 | 4.4135 | 4.5824 | 4.7473 | 4.6892 | 4.6633 | 4.6904 | 4.801 | 4.7572 | 4.7807 | 4.8595 | 5.1599 | 5.6547 | 5.8641 | 5.8216 | 5.5861 | 5.3242 | 4.916 | 4.517
2031-09-22 | 4.3472 | 4.2225 | 4.3021 | 4.3542 | 4.3859 | 4.6191 | 4.9134 | 5.2067 | 5.2844 | 5.158 | 5.2119 | 5.4995 | 5.4743 | 5.5437 | 5.5085 | 5.4253 | 5.4914 | 5.8821 | 6.0478 | 6.0507 | 5.4944 | 5.1838 | 4.6219 | 4.3355
2031-09-23 | 4.2442 | 4.1428 | 4.1661 | 4.1469 | 4.2391 | 4.5361 | 4.6815 | 4.8937 | 4.8871 | 4.9182 | 4.8899 | 4.8953 | 4.9323 | 4.8393 | 4.8784 | 5.1274 | 5.2908 | 5.6812 | 5.906 | 5.9063 | 5.6577 | 5.3858 | 4.9413 | 4.645
2031-09-24 | 4.3576 | 4.2592 | 4.2753 | 4.2227 | 4.3 | 4.654 | 4.8661 | 4.897 | 5.2084 | 4.9636 | 4.9834 | 4.9223 | 4.9626 | 4.801 | 4.8638 | 5.0097 | 5.1644 | 5.428 | 5.675 | 5.6062 | 5.3069 | 5.0357 | 4.7757 | 4.4448
2031-09-25 | 4.4493 | 4.3001 | 4.2528 | 4.3093 | 4.3322 | 4.6239 | 4.876 | 4.9303 | 5.0556 | 4.8748 | 5.034 | 5.1894 | 5.4169 | 5.5086 | 5.5579 | 5.8762 | 6.1353 | 6.3764 | 6.44 | 6.4133 | 6.1016 | 5.4902 | 5.0684 | 4.7936
2031-09-26 | 4.3778 | 4.2848 | 4.2129 | 4.1931 | 4.3394 | 4.5462 | 4.8204 | 4.8692 | 5.0017 | 5.0896 | 5.2255 | 5.5542 | 5.3374 | 5.4229 | 5.4267 | 5.6735 | 5.8061 | 5.942 | 6.0694 | 5.9494 | 5.7401 | 5.5543 | 5.0588 | 4.7204
2031-09-27 | 4.6074 | 4.5594 | 4.3558 | 4.3352 | 4.3907 | 4.4719 | 4.5536 | 4.8321 | 4.9649 | 5.0846 | 4.8744 | 4.8341 | 5.1764 | 5.2586 | 5.394 | 5.3272 | 5.3901 | 5.4533 | 5.4639 | 5.1581 | 5.0467 | 4.9051 | 4.6672 | 4.2854
2031-09-28 | 4.1331 | 4.1556 | 4.0469 | 4.15 | 4.2446 | 4.4242 | 4.7212 | 4.8112 | 4.9166 | 5.0793 | 4.9444 | 5.0466 | 4.9671 | 4.7614 | 4.8323 | 5.0327 | 5.166 | 5.4697 | 5.623 | 5.6346 | 5.4107 | 5.1346 | 4.7257 | 4.5092
2031-09-29 | 4.3404 | 4.1895 | 4.1986 | 4.1813 | 4.1556 | 4.3579 | 4.5003 | 4.7289 | 4.7324 | 4.7573 | 4.8182 | 5.15 | 5.2267 | 5.2015 | 4.9592 | 5.1546 | 5.3182 | 5.6761 | 5.9255 | 5.6756 | 5.3557 | 5.002 | 4.5682 | 4.3354
2031-09-30 | 4.2625 | 4.2128 | 4.2707 | 4.2248 | 4.269 | 4.5706 | 4.6687 | 4.8029 | 4.9213 | 4.8597 | 4.9114 | 5.1954 | 4.9966 | 4.8616 | 4.8701 | 5.0696 | 5.3274 | 5.7747 | 5.9157 | 5.838 | 5.4466 | 5.3734 | 5.0163 | 4.6603
2031-10-01 | 4.4917 | 4.3932 | 4.414 | 4.3522 | 4.4504 | 4.6241 | 4.8079 | 4.9069 | 4.8816 | 4.9049 | 4.8627 | 5.0269 | 4.9477 | 4.8606 | 4.9508 | 5.201 | 5.5956 | 5.6773 | 5.8187 | 5.7284 | 5.4437 | 5.1605 | 4.794 | 4.4951
2031-10-02 | 4.4185 | 4.3955 | 4.3501 | 4.3118 | 4.3903 | 4.6591 | 4.8909 | 5.0728 | 5.132 | 5.0953 | 5.1056 | 5.0149 | 4.8445 | 4.6872 | 5.0348 | 5.2643 | 5.5369 | 5.8081 | 6.0704 | 6.0235 | 5.8405 | 5.6271 | 4.9933 | 4.648
2031-10-03 | 4.4031 | 4.3265 | 4.1863 | 4.151 | 4.1697 | 4.4596 | 4.6889 | 4.7992 | 4.8457 | 4.8502 | 4.7681 | 4.8159 | 4.9265 | 5.0249 | 4.9412 | 5.0613 | 5.343 | 5.6109 | 5.5827 | 5.421 | 5.2068 | 4.9759 | 4.5541 | 4.3068
2031-10-04 | 4.2057 | 4.2053 | 4.1235 | 4.0634 | 4.0992 | 4.3258 | 4.2569 | 4.5395 | 4.6047 | 4.7308 | 4.647 | 4.8306 | 4.8794 | 4.8235 | 4.8779 | 5.0264 | 5.2743 | 5.4455 | 5.5677 | 5.5185 | 5.1718 | 5.0451 | 4.7416 | 4.4175
2031-10-05 | 4.2136 | 4.0394 | 4.0589 | 4.0781 | 4.0461 | 4.1929 | 4.2676 | 4.456 | 4.574 | 4.6137 | 4.7197 | 4.8793 | 4.7653 | 4.8103 | 4.96 | 5.1355 | 5.2253 | 5.3355 | 5.3179 | 5.3339 | 4.9501 | 4.85 | 4.5149 | 4.1872
2031-10-06 | 4.0399 | 4.051 | 4.0029 | 3.963 | 3.8809 | 4.1599 | 4.336 | 4.4511 | 4.801 | 4.9262 | 4.8668 | 5.0249 | 4.8537 | 4.6362 | 4.8524 | 4.8806 | 5.0435 | 5.3603 | 5.7035 | 5.5815 | 5.4176 | 5.2063 | 4.8182 | 4.4901
2031-10-07 | 4.3312 | 4.26 | 4.1688 | 4.0454 | 4.0795 | 4.3328 | 4.4257 | 4.6044 | 4.7185 | 4.6855 | 4.9021 | 4.9543 | 5.0133 | 5.0171 | 5.0491 | 5.0365 | 5.4358 | 5.7216 | 5.7493 | 5.529 | 5.1879 | 4.9289 | 4.6922 | 4.3538
2031-10-08 | 4.1628 | 4.0771 | 4.0647 | 4.0785 | 4.1436 | 4.3245 | 4.4071 | 4.9544 | 5.0665 | 5.0448 | 5.096 | 5.0886 | 5.1386 | 5.1473 | 5.0774 | 5.1865 | 5.435 | 5.7537 | 5.9416 | 5.8419 | 5.5035 | 5.1571 | 4.8376 | 4.4727
2031-10-09 | 4.4735 | 4.4277 | 4.4874 | 4.4248 | 4.4903 | 4.852 | 5.0594 | 5.3528 | 5.4841 | 5.3995 | 5.5887 | 5.3275 | 5.0835 | 4.9333 | 5.7289 | 5.8846 | 6.0881 | 6.3336 | 6.3192 | 6.3382 | 6.1381 | 5.9026 | 5.281 | 4.8093
2031-10-10 | 4.5156 | 4.3916 | 4.3262 | 4.3291 | 4.3824 | 4.5638 | 4.6814 | 4.8313 | 5.0132 | 4.927 | 4.9745 | 5.2493 | 5.0259 | 5.3872 | 5.5524 | 5.5677 | 5.7883 | 6.0169 | 5.868 | 5.6726 | 5.3725 | 5.0851 | 4.7691 | 4.3787
2031-10-11 | 4.2539 | 4.0862 | 4.103 | 4.0848 | 4.1337 | 4.3195 | 4.4303 | 4.7213 | 4.9105 | 4.9124 | 4.9647 | 5.1566 | 4.8262 | 4.7624 | 4.9208 | 5.2374 | 5.4201 | 5.6128 | 5.6047 | 5.5363 | 5.3884 | 5.1585 | 4.7404 | 4.4375
2031-10-12 | 4.2643 | 4.1103 | 4.0844 | 4.037 | 4.0588 | 4.27 | 4.3148 | 4.5012 | 4.6518 | 4.7413 | 4.8097 | 4.9682 | 5.1152 | 5.1373 | 5.1799 | 5.3691 | 5.3099 | 5.522 | 5.5335 | 5.5015 | 5.1257 | 4.9 | 4.5846 | 4.233
2031-10-13 | 4.1094 | 4.0367 | 3.9757 | 4.0387 | 4.235 | 4.4438 | 4.4866 | 4.6721 | 5.0159 | 5.0582 | 5.0688 | 4.9249 | 4.8171 | 4.6204 | 4.9834 | 5.0704 | 5.2981 | 5.6279 | 5.7733 | 5.6354 | 5.2875 | 5.067 | 4.8327 | 4.4168
2031-10-14 | 4.2716 | 4.1648 | 4.1131 | 4.1275 | 4.1979 | 4.4365 | 4.712 | 4.9277 | 5.0591 | 4.9975 | 4.9826 | 5.1074 | 5.0013 | 5.0841 | 5.187 | 5.3138 | 5.2582 | 5.4608 | 5.6425 | 5.4795 | 5.2243 | 4.8865 | 4.5902 | 4.2902
2031-10-15 | 4.1841 | 4.0129 | 4.0364 | 4.1189 | 4.2565 | 4.5328 | 4.4351 | 4.7771 | 5.0385 | 4.9566 | 5.01 | 5.0204 | 5.085 | 4.8611 | 4.817 | 5.0733 | 5.2573 | 5.5724 | 5.7493 | 5.4322 | 5.1879 | 5.0649 | 4.7364 | 4.3629
2031-10-16 | 4.3011 | 4.2009 | 4.19 | 4.1552 | 4.2152 | 4.5381 | 4.4579 | 4.7431 | 5.2159 | 5.2856 | 5.537 | 5.3029 | 5.0781 | 5.1031 | 5.1454 | 5.2968 | 5.3824 | 5.7524 | 5.6447 | 5.4942 | 5.2286 | 5.0179 | 4.8049 | 4.4183
2031-10-17 | 4.2511 | 4.1808 | 4.1592 | 4.1276 | 4.1593 | 4.3233 | 4.4308 | 4.637 | 4.9258 | 4.9308 | 4.8296 | 5.0949 | 5.0992 | 5.1592 | 5.3777 | 5.359 | 5.5261 | 6.0383 | 6.1248 | 5.8947 | 5.5987 | 5.3813 | 4.9333 | 4.6529
2031-10-18 | 4.289 | 4.1738 | 4.1678 | 4.1805 | 4.2278 | 4.3184 | 4.5632 | 4.5945 | 4.7284 | 4.8694 | 4.8751 | 4.9788 | 4.9929 | 4.9385 | 5.0985 | 5.2067 | 5.2134 | 5.5101 | 5.4496 | 5.3616 | 5.2836 | 5.0432 | 4.8636 | 4.5299
2031-10-19 | 4.5133 | 4.3445 | 4.2442 | 4.2445 | 4.3087 | 4.4886 | 4.8097 | 5.0951 | 5.1045 | 5.1706 | 5.064 | 5.1989 | 5.2688 | 5.2637 | 5.4154 | 5.424 | 5.7273 | 5.9234 | 6.1075 | 5.8329 | 5.6796 | 5.3853 | 4.9471 | 4.4528
2031-10-20 | 4.3782 | 4.277 | 4.1926 | 4.1424 | 4.2149 | 4.4808 | 4.8362 | 5.0853 | 5.0539 | 4.9734 | 5.032 | 4.9409 | 4.9697 | 5.1364 | 5.2538 | 5.3152 | 5.5379 | 5.6588 | 5.7806 | 5.4733 | 5.1834 | 4.8616 | 4.5992 | 4.3702
2031-10-21 | 4.3051 | 4.1547 | 4.1435 | 4.0817 | 4.2197 | 4.4826 | 4.8003 | 4.9704 | 5.0216 | 4.7828 | 4.9665 | 5.0551 | 5.0996 | 5.0987 | 5.2592 | 5.4046 | 5.5535 | 5.8626 | 6.0628 | 5.6999 | 5.3573 | 5.0825 | 4.6789 | 4.4191
2031-10-22 | 4.2828 | 4.1736 | 4.0735 | 4.0729 | 4.1794 | 4.3749 | 4.7088 | 4.6895 | 5.0389 | 4.8766 | 4.9908 | 4.9586 | 5.0704 | 4.9698 | 5.2898 | 5.3093 | 5.4314 | 5.5763 | 5.9151 | 5.6851 | 5.3249 | 5.0219 | 4.6126 | 4.3225
2031-10-23 | 4.2022 | 4.1012 | 4.0391 | 4.0792 | 4.2047 | 4.4492 | 4.8242 | 4.9057 | 5.0363 | 5.0216 | 5.0632 | 5.1717 | 5.1517 | 5.1464 | 5.2415 | 5.4158 | 5.4423 | 5.8355 | 5.7035 | 5.4707 | 5.2245 | 4.8618 | 4.5343 | 4.2593
2031-10-24 | 4.1206 | 4.1442 | 4.153 | 4.1117 | 4.2002 | 4.3593 | 4.6439 | 4.829 | 5.058 | 5.0125 | 4.987 | 5.0193 | 5.111 | 5.1019 | 5.1759 | 5.2919 | 5.5431 | 5.7665 | 5.8756 | 5.766 | 5.5382 | 5.2943 | 4.9222 | 4.6092
2031-10-25 | 4.4601 | 4.2788 | 4.1925 | 4.1482 | 4.265 | 4.5712 | 4.7907 | 5.075 | 5.1273 | 5.0505 | 4.9427 | 5.0935 | 5.091 | 5.0235 | 5.1302 | 5.2118 | 5.4742 | 5.6404 | 5.6038 | 5.4087 | 5.1029 | 4.8974 | 4.6186 | 4.2532
2031-10-26 | 4.1557 | 4.0569 | 4.0487 | 4.0254 | 4.0029 | 4.254 | 4.2658 | 4.4751 | 4.6248 | 4.8627 | 4.74 | 4.7941 | 4.731 | 4.6071 | 4.7711 | 4.9839 | 5.2099 | 5.5447 | 5.6284 | 5.5877 | 5.3114 | 4.9957 | 4.6476 | 4.2895
2031-10-27 | 4.1338 | 4.0294 | 4.0629 | 4.0194 | 4.1053 | 4.3703 | 4.6359 | 4.8314 | 4.9193 | 4.9295 | 4.8024 | 4.8797 | 4.9442 | 4.8466 | 5.0375 | 5.3105 | 5.5595 | 5.8005 | 5.9577 | 5.8358 | 5.4792 | 5.2254 | 4.8325 | 4.4574
2031-10-28 | 4.298 | 4.0814 | 4.006 | 4.0093 | 4.0086 | 4.2346 | 4.6054 | 4.7659 | 5.1175 | 4.9495 | 4.8845 | 4.8705 | 5.0081 | 4.8855 | 5.0119 | 5.2662 | 5.528 | 5.8294 | 5.9366 | 5.7343 | 5.3937 | 5.0688 | 4.7821 | 4.4075
2031-10-29 | 4.2884 | 4.1678 | 4.0583 | 4.027 | 3.9921 | 4.3174 | 4.5893 | 4.7933 | 4.9913 | 4.9531 | 4.8654 | 4.8748 | 4.9425 | 4.9751 | 5.0062 | 5.0683 | 5.4169 | 5.7885 | 5.9678 | 5.792 | 5.5468 | 5.2649 | 4.8038 | 4.4227
2031-10-30 | 4.3103 | 4.1852 | 4.1053 | 4.115 | 4.1612 | 4.3495 | 4.6214 | 4.7008 | 4.7868 | 4.8911 | 4.9032 | 4.9156 | 4.8237 | 4.8574 | 4.9348 | 5.1447 | 5.5074 | 5.806 | 5.6629 | 5.3701 | 5.1187 | 4.9525 | 4.6082 | 4.3552
2031-10-31 | 4.2393 | 4.1548 | 4.1345 | 4.1591 | 4.1242 | 4.3951 | 4.5632 | 4.8327 | 4.9097 | 5.0183 | 4.8994 | 4.9704 | 4.9344 | 4.8653 | 5.0512 | 5.2484 | 5.426 | 5.7628 | 5.7956 | 5.618 | 5.3596 | 5.0501 | 4.7344 | 4.4529
2031-11-01 | 4.191 | 4.1187 | 4.042 | 4.0864 | 4.1071 | 4.2532 | 4.3023 | 4.4647 | 4.708 | 4.7928 | 4.7756 | 4.8131 | 4.7636 | 4.6987 | 4.8714 | 5.1967 | 5.3774 | 5.5285 | 5.5847 | 5.3032 | 5.0256 | 4.6516 | 4.5162 | 4.1787
2031-11-02 | 4.1174 | 4.0013 | 3.9362 | 3.7644 | 3.8347 | 4.1062 | 4.2912 | 4.5048 | 4.8152 | 4.6866 | 4.7497 | 4.5771 | 4.5725 | 4.4846 | 4.7196 | 4.9183 | 5.338 | 5.537 | 5.6726 | 5.3969 | 5.1319 | 4.9148 | 4.5905 | 4.268
2031-11-03 | 4.0691 | 3.8128 | 3.8009 | 3.7829 | 4.0307 | 4.238 | 4.5587 | 4.6442 | 4.7593 | 4.7276 | 4.6259 | 4.6404 | 4.8178 | 4.8672 | 4.836 | 5.2913 | 5.5548 | 5.8622 | 5.9493 | 5.756 | 5.3597 | 5.1016 | 4.76 | 4.3885
2031-11-04 | 4.2032 | 4.0335 | 4.006 | 3.9702 | 4.1364 | 4.4425 | 4.8069 | 4.8357 | 4.918 | 4.9822 | 4.902 | 4.8873 | 4.9394 | 4.8605 | 5.0118 | 5.3859 | 5.586 | 5.9157 | 5.9492 | 5.6889 | 5.474 | 5.1634 | 4.7245 | 4.56
2031-11-05 | 4.3896 | 4.306 | 4.2081 | 4.178 | 4.2201 | 4.5872 | 4.8327 | 4.9717 | 5.1114 | 4.8808 | 4.7744 | 4.847 | 4.9065 | 4.8219 | 4.8028 | 5.069 | 5.4634 | 5.7684 | 5.8291 | 5.6958 | 5.4175 | 5.1226 | 4.6923 | 4.3884
2031-11-06 | 4.2688 | 4.1715 | 4.1504 | 4.2007 | 4.2093 | 4.3734 | 4.8115 | 5.1819 | 5.1316 | 4.9261 | 5.0986 | 4.8438 | 4.9701 | 4.7843 | 4.8565 | 4.682 | 4.5496 | 4.9206 | 5.4118 | 5.4845 | 5.1849 | 4.9512 | 4.7027 | 4.4677
2031-11-07 | 4.0285 | 3.7429 | 3.8755 | 3.854 | 4.1765 | 4.5042 | 4.7837 | 5.0456 | 5.089 | 5.0282 | 5.0487 | 5.0851 | 5.123 | 5.0156 | 5.0159 | 5.2941 | 5.3989 | 5.6125 | 5.6164 | 5.3907 | 5.0795 | 4.8181 | 4.4936 | 4.1362
2031-11-08 | 3.9629 | 3.9096 | 3.9225 | 3.9322 | 4.1146 | 4.1466 | 4.427 | 4.6041 | 4.9194 | 4.9237 | 4.7864 | 4.7444 | 4.77 | 4.8625 | 4.8512 | 4.9975 | 5.2831 | 5.5995 | 5.59 | 5.1824 | 4.9457 | 4.7972 | 4.5009 | 4.225
2031-11-09 | 4.0801 | 4.0004 | 3.8788 | 3.813 | 3.9735 | 4.1677 | 4.276 | 4.5413 | 4.701 | 4.6677 | 4.8572 | 4.8068 | 4.8626 | 4.7298 | 4.9146 | 5.074 | 5.3286 | 5.4495 | 5.4842 | 5.3772 | 5.0517 | 4.8716 | 4.5525 | 4.3244
2031-11-10 | 4.1769 | 4.1042 | 4.0841 | 3.941 | 4.1085 | 4.2187 | 4.4377 | 4.6362 | 4.7777 | 4.6965 | 4.7441 | 4.7206 | 4.8191 | 5.0031 | 5.1327 | 5.2474 | 5.3631 | 5.6495 | 5.7627 | 5.5271 | 5.2997 | 5.028 | 4.5645 | 4.3104
2031-11-11 | 4.4747 | 4.3749 | 4.3133 | 4.4759 | 4.6537 | 4.845 | 4.8961 | 5.0733 | 5.4043 | 5.3065 | 5.1274 | 5.2271 | 5.278 | 5.4114 | 5.5376 | 5.5718 | 5.8897 | 6.3679 | 6.4716 | 6.0819 | 5.7542 | 5.3386 | 4.9558 | 4.6192
2031-11-12 | 4.1395 | 4.0483 | 3.9858 | 4.0403 | 3.9511 | 4.3026 | 4.5111 | 4.428 | 4.8661 | 4.7109 | 4.7974 | 4.8026 | 5.0044 | 4.6998 | 4.9628 | 5.2486 | 5.3976 | 5.8748 | 6.0291 | 5.8214 | 5.5805 | 5.3293 | 4.8026 | 4.5289
2031-11-13 | 4.3673 | 4.2507 | 4.2659 | 4.1519 | 4.236 | 4.3656 | 4.6307 | 5.1082 | 5.289 | 5.0735 | 4.8692 | 4.7717 | 4.7609 | 4.9079 | 5.0119 | 5.1829 | 5.3947 | 5.6721 | 5.7795 | 5.5555 | 5.392 | 5.1616 | 4.7092 | 4.3831
2031-11-14 | 4.1984 | 4.12 | 4.1605 | 4.1578 | 4.2346 | 4.5311 | 4.7678 | 5.092 | 5.0516 | 5.0509 | 4.9494 | 5.0713 | 5.2409 | 5.0903 | 5.1679 | 5.3956 | 5.513 | 5.8588 | 5.9141 | 5.6592 | 5.3211 | 5.1266 | 4.6874 | 4.3824
2031-11-15 | 4.3122 | 4.1723 | 4.1754 | 4.1794 | 4.2352 | 4.4505 | 4.5972 | 4.6983 | 5.0471 | 4.7932 | 4.8831 | 4.8995 | 4.8352 | 4.7984 | 4.8201 | 4.8899 | 5.0314 | 5.3065 | 5.3362 | 5.1122 | 4.9257 | 4.727 | 4.4813 | 4.2194
2031-11-16 | 4.099 | 3.9195 | 3.9953 | 4.0707 | 4.1703 | 4.4181 | 4.6732 | 4.9391 | 5.0729 | 5.0596 | 4.9863 | 5.092 | 5.1088 | 4.8092 | 4.8762 | 5.2041 | 5.3601 | 5.5478 | 5.5723 | 5.3345 | 5.0047 | 4.7362 | 4.5113 | 4.1086
2031-11-17 | 3.9863 | 3.8603 | 3.8518 | 3.9149 | 4.0984 | 4.3404 | 4.6359 | 4.8942 | 4.8368 | 4.7644 | 4.9177 | 4.8848 | 4.8819 | 5.0353 | 5.2919 | 5.3859 | 5.6055 | 5.7945 | 5.9318 | 5.732 | 5.4553 | 5.2008 | 4.6185 | 4.4179
2031-11-18 | 4.1618 | 3.9721 | 3.9602 | 3.9338 | 4.1407 | 4.4538 | 4.6834 | 4.8553 | 4.9017 | 4.7548 | 4.9017 | 5.0318 | 5.0736 | 5.0159 | 4.9983 | 5.1171 | 5.3026 | 5.6177 | 5.7729 | 5.5034 | 5.2704 | 5.0257 | 4.6863 | 4.3725
2031-11-19 | 4.1604 | 4.0055 | 3.9561 | 4.0363 | 4.1196 | 4.4745 | 4.822 | 5.0234 | 5.0904 | 4.9383 | 4.9409 | 4.9505 | 5.1854 | 5.1308 | 5.1647 | 5.2553 | 5.5457 | 5.6301 | 5.6274 | 5.4793 | 5.2401 | 4.9156 | 4.6212 | 4.3727
2031-11-20 | 4.2632 | 4.1379 | 4.0552 | 4.074 | 4.1456 | 4.3045 | 4.6139 | 4.7786 | 4.758 | 4.6897 | 4.7565 | 4.7077 | 4.6532 | 4.7786 | 4.8651 | 5.016 | 5.184 | 5.4439 | 5.6531 | 5.4606 | 5.1971 | 5.0604 | 4.7118 | 4.5055
2031-11-21 | 4.3856 | 4.2964 | 4.2255 | 4.2245 | 4.3513 | 4.5545 | 4.7886 | 4.8288 | 5.1902 | 4.8356 | 4.7684 | 4.6643 | 4.8643 | 4.9896 | 4.9639 | 5.0111 | 5.1176 | 5.4073 | 5.6029 | 5.2784 | 5.062 | 4.821 | 4.6364 | 4.3516
2031-11-22 | 4.1821 | 4.0238 | 4.037 | 4.0874 | 3.9981 | 4.1877 | 4.3731 | 4.6353 | 4.8176 | 4.7084 | 4.544 | 4.6584 | 4.6549 | 4.6819 | 4.6397 | 4.7593 | 5.0429 | 5.2942 | 5.4362 | 5.1899 | 4.9149 | 4.5604 | 4.334 | 4.1772
2031-11-23 | 4.1277 | 3.9927 | 3.7749 | 3.8088 | 3.7933 | 4.1139 | 4.4333 | 4.6037 | 4.8638 | 4.9061 | 4.8583 | 4.8021 | 4.9098 | 5.0333 | 4.9356 | 5.1814 | 5.3586 | 5.6581 | 5.6442 | 5.3427 | 5.0513 | 4.5921 | 4.3268 | 4.193
2031-11-24 | 4.0011 | 3.8428 | 3.8675 | 3.7804 | 3.8522 | 4.22 | 4.4069 | 4.712 | 4.7976 | 4.7668 | 4.6619 | 4.6602 | 4.6135 | 4.6683 | 4.7948 | 5.187 | 5.457 | 5.5087 | 5.6905 | 5.6268 | 5.3746 | 5.1834 | 4.6475 | 4.3892
2031-11-25 | 4.2123 | 4.0433 | 4.0348 | 4.0239 | 4.2048 | 4.281 | 4.5656 | 4.7839 | 4.9775 | 4.9399 | 4.7949 | 4.8177 | 4.986 | 5.1059 | 5.1582 | 5.1937 | 5.4754 | 5.6133 | 5.7129 | 5.5046 | 5.2443 | 4.9132 | 4.4786 | 4.1536
2031-11-26 | 4.0183 | 3.9158 | 3.8582 | 3.9676 | 4.0575 | 4.2022 | 4.4699 | 4.6978 | 4.9848 | 5.0701 | 5.03 | 5.1176 | 5.2223 | 5.1644 | 5.3669 | 5.4691 | 5.5144 | 5.7079 | 5.7728 | 5.5323 | 5.1848 | 4.885 | 4.584 | 4.1932
2031-11-27 | 4.036 | 3.9191 | 3.945 | 3.9222 | 4.0563 | 4.1989 | 4.5558 | 4.8371 | 5.2582 | 5.2196 | 5.0517 | 4.9785 | 4.952 | 5.0341 | 5.1293 | 5.1995 | 5.5054 | 5.5944 | 5.5457 | 5.2495 | 5.0574 | 4.8645 | 4.5685 | 4.1865
2031-11-28 | 3.9816 | 3.9137 | 3.8776 | 3.7412 | 3.8518 | 3.8697 | 4.1167 | 4.33 | 4.673 | 4.6299 | 4.62 | 4.5696 | 4.7211 | 4.8044 | 4.8473 | 5.1205 | 5.2774 | 5.3555 | 5.2885 | 5.057 | 5.0031 | 4.8172 | 4.2427 | 4.0539
2031-11-29 | 4.0768 | 4.0018 | 3.7657 | 3.9139 | 3.9634 | 4.0057 | 4.2441 | 4.4457 | 4.7203 | 4.6834 | 4.5452 | 4.5502 | 4.6312 | 4.5536 | 4.7411 | 4.8929 | 5.0676 | 5.2078 | 5.269 | 5.1015 | 4.8662 | 4.6468 | 4.3827 | 4.2342
2031-11-30 | 3.6957 | 3.5378 | 3.5206 | 3.5401 | 3.569 | 3.7593 | 4.0633 | 4.4136 | 4.4692 | 4.4698 | 4.2124 | 4.2051 | 4.2201 | 4.088 | 4.2849 | 4.3799 | 4.4906 | 4.8195 | 4.9045 | 4.7882 | 4.5407 | 4.257 | 3.8757 | 3.6765
2031-12-01 | 3.7005 | 3.5475 | 3.5285 | 3.5065 | 3.574 | 3.8777 | 4.3123 | 4.5504 | 4.6562 | 4.7587 | 4.3425 | 4.3758 | 4.4359 | 4.5171 | 4.5961 | 4.7727 | 4.9369 | 5.2987 | 5.4121 | 5.1959 | 4.6712 | 4.3014 | 3.9488 | 3.7147
2031-12-02 | 3.5936 | 3.4323 | 3.3836 | 3.3996 | 3.555 | 3.9119 | 4.2226 | 4.3864 | 4.5904 | 4.5784 | 4.3631 | 4.3436 | 4.5736 | 4.2762 | 4.4929 | 4.6525 | 4.7748 | 5.1352 | 5.4231 | 5.3357 | 5.1338 | 4.7707 | 4.2218 | 3.9582
2031-12-03 | 3.7696 | 3.6834 | 3.6442 | 3.6177 | 3.7297 | 4.1355 | 4.4946 | 4.6955 | 4.6231 | 4.628 | 4.6008 | 4.479 | 4.4244 | 4.4615 | 4.5659 | 4.5851 | 4.949 | 5.1992 | 5.615 | 5.197 | 4.7907 | 4.4531 | 3.9788 | 3.6354
2031-12-04 | 3.5608 | 3.5321 | 3.4915 | 3.4836 | 3.5603 | 3.9775 | 4.3189 | 4.4929 | 4.3206 | 4.2844 | 4.3188 | 4.3827 | 4.3866 | 4.2957 | 4.4273 | 4.6356 | 4.7602 | 5.172 | 5.5107 | 5.4901 | 5.3051 | 4.9215 | 4.3875 | 4.0752
2031-12-05 | 3.9336 | 3.876 | 3.7685 | 3.7511 | 3.8314 | 4.148 | 4.6091 | 4.847 | 4.6782 | 4.4234 | 4.4417 | 4.4172 | 4.4229 | 4.3165 | 4.4294 | 4.5717 | 4.7551 | 5.0023 | 5.1393 | 4.8762 | 4.6737 | 4.3687 | 4.1305 | 3.8885
2031-12-06 | 3.6943 | 3.5628 | 3.5445 | 3.4964 | 3.5708 | 3.8761 | 3.9989 | 4.2495 | 4.3691 | 4.5227 | 4.407 | 4.4253 | 4.4261 | 4.3976 | 4.5034 | 4.6933 | 4.7325 | 4.9647 | 5.0958 | 4.8288 | 4.7766 | 4.5157 | 4.2202 | 3.9624
2031-12-07 | 3.8513 | 3.6809 | 3.6141 | 3.6457 | 3.7455 | 3.9813 | 4.1712 | 4.4624 | 4.5864 | 4.579 | 4.4576 | 4.2935 | 4.3404 | 4.2914 | 4.3553 | 4.4699 | 4.8068 | 5.1157 | 5.3323 | 4.8488 | 4.6062 | 4.3185 | 4.0611 | 3.7215
2031-12-08 | 3.512 | 3.448 | 3.3853 | 3.4105 | 3.474 | 3.818 | 4.1168 | 4.3474 | 4.678 | 4.525 | 4.4434 | 4.5135 | 4.5475 | 4.5175 | 4.5405 | 4.8539 | 4.9239 | 5.1301 | 5.2107 | 4.9872 | 4.9327 | 4.6327 | 4.1456 | 3.8609
2031-12-09 | 3.6968 | 3.7471 | 3.6319 | 3.5556 | 3.6455 | 3.8814 | 4.2487 | 4.5891 | 4.6454 | 4.6813 | 4.5813 | 4.5832 | 4.5183 | 4.64 | 4.588 | 4.7944 | 4.8878 | 5.3498 | 5.6462 | 5.4807 | 5.1075 | 4.7558 | 4.2996 | 4.0329
2031-12-10 | 3.8924 | 3.6806 | 3.5994 | 3.6348 | 3.7323 | 4.0871 | 4.4624 | 4.7623 | 4.8956 | 4.9637 | 4.8826 | 4.9517 | 4.8335 | 4.9165 | 5.0019 | 5.0245 | 5.021 | 5.2694 | 5.5406 | 5.2533 | 4.875 | 4.519 | 4.1489 | 3.9047
2031-12-11 | 3.7932 | 3.7483 | 3.7239 | 3.7157 | 3.8146 | 4.1446 | 4.4518 | 4.6876 | 4.5662 | 4.6124 | 4.5292 | 4.3964 | 4.3147 | 4.2762 | 4.4074 | 4.5829 | 4.792 | 5.215 | 5.413 | 5.1867 | 4.8616 | 4.4932 | 4.1461 | 3.915
2031-12-12 | 3.7237 | 3.6173 | 3.6719 | 3.5878 | 3.5978 | 3.9217 | 4.2893 | 4.5094 | 4.4995 | 4.8183 | 4.7041 | 4.6339 | 4.6735 | 4.7445 | 4.8642 | 5.0673 | 5.2533 | 5.3629 | 5.3583 | 5.0687 | 4.8427 | 4.5825 | 4.1946 | 3.8761
2031-12-13 | 3.6394 | 3.5217 | 3.5053 | 3.4357 | 3.4963 | 3.6791 | 3.8978 | 4.1503 | 4.2467 | 4.2977 | 4.1369 | 4.1497 | 4.1494 | 4.1567 | 4.2275 | 4.2791 | 4.656 | 4.9322 | 5.1885 | 4.9769 | 4.6647 | 4.3741 | 4.0934 | 3.8895
2031-12-14 | 3.6528 | 3.4994 | 3.3681 | 3.2594 | 3.3666 | 3.5065 | 3.8022 | 4.1838 | 4.408 | 4.4729 | 4.3836 | 4.4091 | 4.3927 | 4.2724 | 4.4153 | 4.518 | 4.8284 | 5.3606 | 5.5164 | 5.3039 | 4.7597 | 4.5232 | 4.2132 | 3.8764
2031-12-15 | 3.7141 | 3.5626 | 3.529 | 3.5235 | 3.4995 | 3.7845 | 4.0467 | 4.3951 | 4.3055 | 4.3306 | 4.3533 | 4.3769 | 4.4863 | 4.3617 | 4.3836 | 4.3567 | 4.8245 | 5.2229 | 5.3807 | 5.2773 | 4.9394 | 4.6268 | 4.0603 | 3.7874
2031-12-16 | 3.8309 | 3.7474 | 3.5773 | 3.5198 | 3.6291 | 3.9098 | 4.1148 | 4.347 | 4.3909 | 4.4238 | 4.2664 | 4.3763 | 4.3686 | 4.3631 | 4.3912 | 4.4705 | 4.6155 | 5.0239 | 5.3013 | 5.1379 | 4.8489 | 4.5685 | 4.1935 | 3.9217
2031-12-17 | 3.7585 | 3.6473 | 3.5656 | 3.5129 | 3.6027 | 3.9332 | 4.2249 | 4.5658 | 4.5564 | 4.531 | 4.3757 | 4.3024 | 4.4527 | 4.3417 | 4.2722 | 4.5601 | 4.9175 | 5.1768 | 5.2513 | 5.3118 | 5.082 | 4.6181 | 4.1194 | 3.7826
2031-12-18 | 3.6655 | 3.5429 | 3.4725 | 3.404 | 3.5615 | 3.8461 | 4.3052 | 4.4229 | 4.4067 | 4.4949 | 4.3141 | 4.2834 | 4.3101 | 4.2836 | 4.3224 | 4.6318 | 4.7512 | 5.176 | 5.6252 | 5.4498 | 4.9992 | 4.6608 | 4.2498 | 4.0718
2031-12-19 | 3.8442 | 3.645 | 3.6741 | 3.616 | 3.7589 | 4.0326 | 4.2037 | 4.3746 | 4.3517 | 4.3538 | 4.4224 | 4.7581 | 4.7002 | 4.5111 | 4.6006 | 4.8704 | 5.004 | 5.3522 | 5.5601 | 5.4554 | 5.1335 | 4.7058 | 4.3167 | 4.0883
2031-12-20 | 3.9772 | 3.8184 | 3.7672 | 3.7568 | 3.8001 | 3.9042 | 4.0995 | 4.1991 | 4.2792 | 4.3696 | 4.2841 | 4.4328 | 4.4046 | 4.3943 | 4.5514 | 4.8688 | 4.84 | 5.2896 | 5.5682 | 5.351 | 4.9951 | 4.7811 | 4.2934 | 3.9752
2031-12-21 | 3.9372 | 3.769 | 3.6514 | 3.612 | 3.5833 | 3.7008 | 3.9349 | 4.1778 | 4.2154 | 4.3102 | 4.3786 | 4.391 | 4.3005 | 4.3849 | 4.3832 | 4.5423 | 4.9116 | 5.337 | 5.4991 | 5.3452 | 4.974 | 4.5951 | 4.1826 | 3.8934
2031-12-22 | 3.8204 | 3.6765 | 3.5737 | 3.5562 | 3.6428 | 3.8234 | 4.0701 | 4.2952 | 4.615 | 4.779 | 4.8226 | 5.0129 | 4.9966 | 4.9659 | 5.0441 | 5.1935 | 5.3588 | 5.8371 | 5.8883 | 5.6053 | 5.3077 | 4.9239 | 4.6007 | 4.2415
2031-12-23 | 3.989 | 3.7903 | 3.6622 | 3.5608 | 3.6544 | 3.7361 | 3.95 | 4.1788 | 4.4846 | 4.6381 | 4.8078 | 4.7305 | 4.7665 | 4.8572 | 4.9144 | 4.9166 | 5.0886 | 5.5439 | 5.7687 | 5.5556 | 5.2093 | 4.8859 | 4.4929 | 4.2699
2031-12-24 | 4.1317 | 4.0233 | 3.9174 | 3.9148 | 4.0593 | 4.2046 | 4.3687 | 4.7217 | 5.023 | 4.8417 | 5.0404 | 5.1338 | 5.1758 | 5.0789 | 5.3653 | 5.4271 | 5.7303 | 5.9245 | 6.2174 | 6.1128 | 5.5602 | 5.0466 | 4.5302 | 4.0408
2031-12-25 | 3.8716 | 3.7645 | 3.743 | 3.7067 | 3.7708 | 4.0327 | 4.2617 | 4.5251 | 4.7751 | 4.7339 | 4.8755 | 5.0109 | 4.9881 | 5.0155 | 5.1535 | 5.1852 | 5.5531 | 5.9396 | 6.0542 | 5.8833 | 5.4523 | 5.1965 | 4.776 | 4.1919
2031-12-26 | 3.9885 | 3.8446 | 3.8281 | 3.695 | 3.8127 | 3.9863 | 4.162 | 4.5086 | 4.8169 | 4.9938 | 5.2316 | 5.375 | 5.4581 | 5.2164 | 5.3253 | 5.4219 | 5.7688 | 6.1507 | 6.1799 | 5.8097 | 5.5166 | 5.3261 | 4.896 | 4.3509
2031-12-27 | 4.1704 | 3.9951 | 4.0601 | 3.928 | 3.7637 | 3.971 | 4.2096 | 4.5708 | 4.768 | 4.9048 | 4.9651 | 4.8189 | 4.8613 | 4.8403 | 4.8412 | 4.9527 | 5.4413 | 5.8194 | 5.9933 | 5.8011 | 5.4896 | 5.1618 | 4.6753 | 4.2723
2031-12-28 | 4.0339 | 3.8401 | 3.7265 | 3.8227 | 3.7427 | 3.8954 | 4.1481 | 4.5569 | 4.8447 | 4.8681 | 4.8387 | 4.9845 | 5.0459 | 4.7687 | 5.0569 | 5.3533 | 5.5437 | 5.9537 | 6.0773 | 5.9347 | 5.4497 | 5.2593 | 4.8933 | 4.3875
2031-12-29 | 4.053 | 3.9156 | 3.8545 | 3.7699 | 3.9131 | 3.9439 | 4.0297 | 4.3389 | 4.7136 | 4.8119 | 4.9788 | 5.0241 | 4.9492 | 4.7197 | 4.9456 | 5.2216 | 5.4942 | 5.891 | 6.0054 | 5.8688 | 5.4363 | 5.2587 | 4.895 | 4.3768
2031-12-30 | 3.9325 | 3.7337 | 3.5377 | 3.5725 | 3.6095 | 3.7338 | 3.859 | 4.0741 | 4.4109 | 4.4409 | 4.6741 | 4.6612 | 4.7111 | 4.8389 | 4.9221 | 4.9472 | 5.1183 | 5.5229 | 5.7337 | 5.4838 | 5.1776 | 4.8622 | 4.4854 | 4.2211
2031-12-31 | 4.3687 | 4.2486 | 4.1399 | 4.1421 | 4.2954 | 4.4511 | 4.6214 | 4.9646 | 5.2454 | 5.0777 | 5.302 | 5.3969 | 5.3905 | 5.2865 | 5.572 | 5.6518 | 5.9948 | 6.2148 | 6.5374 | 6.4186 | 5.8391 | 5.2988 | 4.7616 | 4.2409
2032-01-01 | 3.8592 | 3.7975 | 3.7635 | 3.7606 | 3.8106 | 4.0602 | 4.3052 | 4.5333 | 4.8217 | 4.8354 | 4.4725 | 4.4785 | 4.4025 | 4.3998 | 4.4746 | 5.0738 | 5.4625 | 5.8257 | 6.0641 | 5.7378 | 5.3075 | 4.9994 | 4.4972 | 4.0529
2032-01-02 | 3.7915 | 3.6739 | 3.6887 | 3.759 | 3.8077 | 4.0704 | 4.2727 | 4.4152 | 4.4597 | 4.3713 | 4.2714 | 4.317 | 4.3173 | 4.3175 | 4.4432 | 4.7473 | 5.2741 | 5.554 | 5.7628 | 5.5998 | 5.2013 | 4.8301 | 4.3761 | 4.0463
2032-01-03 | 3.8558 | 3.7808 | 3.7259 | 3.6748 | 3.7171 | 3.8256 | 4.1651 | 4.2738 | 4.2968 | 4.3059 | 4.1887 | 4.0818 | 4.2408 | 4.4175 | 4.4024 | 4.6157 | 4.9683 | 5.1396 | 5.273 | 5.1385 | 4.8805 | 4.6167 | 4.1376 | 3.921
2032-01-04 | 3.7955 | 3.6734 | 3.6798 | 3.6432 | 3.6178 | 3.7457 | 3.9053 | 3.9363 | 4.1508 | 4.1443 | 4.0214 | 3.9845 | 4.0933 | 4.2696 | 4.4012 | 4.5789 | 4.8206 | 5.1471 | 5.2016 | 5.0692 | 4.882 | 4.4944 | 4.1233 | 3.8812
2032-01-05 | 3.7688 | 3.7074 | 3.662 | 3.6749 | 3.7038 | 3.8672 | 4.139 | 4.2698 | 4.3015 | 4.2447 | 4.2847 | 4.3238 | 4.4378 | 4.4348 | 4.8766 | 5.0364 | 5.2492 | 5.5484 | 5.6527 | 5.4451 | 5.0606 | 4.6355 | 4.2461 | 3.874
2032-01-06 | 3.7662 | 3.6404 | 3.5856 | 3.6622 | 3.6801 | 3.895 | 4.1243 | 4.2551 | 4.2692 | 4.0794 | 4.1458 | 4.1851 | 4.2675 | 4.5307 | 4.9385 | 4.9008 | 4.9998 | 5.3214 | 5.677 | 5.443 | 4.9595 | 4.6513 | 4.153 | 3.8002
2032-01-07 | 3.6552 | 3.6082 | 3.5374 | 3.5377 | 3.6487 | 3.9922 | 4.2635 | 4.5329 | 4.457 | 4.3328 | 4.2484 | 4.3207 | 4.2863 | 4.6411 | 4.5513 | 4.6562 | 4.8601 | 5.2879 | 5.5437 | 5.258 | 5.0654 | 4.6391 | 4.2586 | 3.9242
2032-01-08 | 3.7457 | 3.6617 | 3.6549 | 3.6463 | 3.6817 | 3.9367 | 4.2424 | 4.5173 | 4.3801 | 4.5612 | 4.701 | 4.4411 | 4.4566 | 4.4712 | 4.5555 | 4.5694 | 4.8285 | 5.4219 | 5.755 | 5.4683 | 5.0477 | 4.7527 | 4.2855 | 4.1386
2032-01-09 | 3.8295 | 3.697 | 3.6453 | 3.6599 | 3.7773 | 3.9976 | 4.3978 | 4.5373 | 4.4634 | 4.545 | 4.5538 | 4.7617 | 4.7052 | 4.6768 | 4.7624 | 4.8758 | 4.9044 | 5.3598 | 5.5481 | 5.2334 | 4.9464 | 4.5462 | 4.0741 | 4.0321
2032-01-10 | 3.8024 | 3.5426 | 3.5524 | 3.5652 | 3.5125 | 3.6824 | 3.8965 | 4.1902 | 4.3989 | 4.6305 | 4.3852 | 4.4566 | 4.5575 | 4.4813 | 4.4979 | 4.7755 | 4.9843 | 5.2738 | 5.4073 | 5.2873 | 4.9968 | 4.5651 | 4.1596 | 4.0998
2032-01-11 | 3.7932 | 3.598 | 3.5828 | 3.6158 | 3.5681 | 3.7411 | 3.9086 | 4.1263 | 4.3875 | 4.6476 | 4.7249 | 4.7056 | 4.5883 | 4.4592 | 4.5848 | 4.7563 | 4.7675 | 5.0903 | 5.4464 | 5.3137 | 4.9145 | 4.4992 | 4.0684 | 3.7882
2032-01-12 | 3.7054 | 3.5986 | 3.5448 | 3.5459 | 3.6251 | 3.7607 | 4.0984 | 4.4943 | 4.606 | 4.508 | 4.5471 | 4.4569 | 4.6433 | 4.5942 | 4.5657 | 4.3948 | 4.7082 | 5.2738 | 5.567 | 5.2562 | 5.0068 | 4.8276 | 4.1128 | 3.8212
2032-01-13 | 3.6909 | 3.5726 | 3.4586 | 3.5127 | 3.5554 | 3.7725 | 4.0877 | 4.269 | 4.2257 | 4.1046 | 4.0177 | 4.1548 | 4.0778 | 4.0496 | 3.9581 | 4.0791 | 4.2754 | 4.6679 | 5.1046 | 5.008 | 4.6939 | 4.3154 | 3.9531 | 3.5924
2032-01-14 | 3.489 | 3.5449 | 3.5455 | 3.5314 | 3.656 | 3.9638 | 4.3344 | 4.5012 | 4.3417 | 4.3786 | 4.3064 | 4.5899 | 4.3334 | 4.3313 | 4.451 | 4.415 | 4.5271 | 4.8826 | 5.3237 | 5.1885 | 4.7747 | 4.4351 | 4.0363 | 3.6628
2032-01-15 | 3.5412 | 3.4381 | 3.3932 | 3.4157 | 3.5408 | 3.8449 | 4.1838 | 4.4156 | 4.3559 | 4.3662 | 4.5365 | 4.6554 | 4.49 | 4.4858 | 4.5992 | 4.6931 | 4.8819 | 5.1414 | 5.2999 | 5.1181 | 4.8878 | 4.6573 | 4.119 | 3.7081
2032-01-16 | 3.7231 | 3.6443 | 3.6081 | 3.6339 | 3.6942 | 4.0335 | 4.5405 | 4.798 | 4.6085 | 4.559 | 4.6382 | 4.6964 | 4.6985 | 4.6508 | 4.7082 | 4.8235 | 4.7681 | 5.0576 | 5.289 | 5.0506 | 4.713 | 4.4517 | 4.1203 | 3.7776
2032-01-17 | 3.6419 | 3.5404 | 3.4926 | 3.4834 | 3.5254 | 3.7909 | 4.0422 | 4.2466 | 4.4255 | 4.4434 | 4.204 | 4.2283 | 4.3345 | 4.5469 | 4.6803 | 4.8405 | 4.8164 | 5.1363 | 5.3173 | 5.162 | 4.7975 | 4.4899 | 4.156 | 3.8089
2032-01-18 | 3.6802 | 3.5036 | 3.4766 | 3.4922 | 3.4866 | 3.6634 | 4.0012 | 4.3004 | 4.5511 | 4.5587 | 4.3441 | 4.4899 | 4.6564 | 4.6082 | 4.7871 | 4.9436 | 5.0984 | 5.3042 | 5.4862 | 5.3511 | 4.9317 | 4.5936 | 4.1272 | 3.7975
2032-01-19 | 3.6698 | 3.5793 | 3.6198 | 3.5688 | 3.5946 | 3.7795 | 4.0105 | 4.2609 | 4.3577 | 4.2003 | 4.0371 | 4.164 | 4.0961 | 4.1557 | 4.1552 | 4.3715 | 4.5263 | 4.9228 | 5.3523 | 5.2485 | 4.7025 | 4.402 | 4.0462 | 3.7233
2032-01-20 | 3.5716 | 3.4926 | 3.4318 | 3.4589 | 3.5482 | 3.7629 | 4.1073 | 4.4216 | 4.24 | 4.3226 | 4.5784 | 4.6998 | 4.79 | 4.616 | 4.425 | 4.6978 | 4.7388 | 5.251 | 5.5175 | 4.945 | 4.9089 | 4.7434 | 4.2608 | 3.8383
2032-01-21 | 3.6966 | 3.5753 | 3.5146 | 3.5404 | 3.6334 | 3.9217 | 4.2764 | 4.3906 | 4.1069 | 4.0819 | 4.0263 | 4.0253 | 4.3915 | 4.5579 | 4.5672 | 4.9582 | 5.1604 | 5.4951 | 5.612 | 5.3894 | 5.1365 | 4.7369 | 4.2824 | 3.7908
2032-01-22 | 3.6213 | 3.498 | 3.4849 | 3.4371 | 3.5123 | 3.8457 | 4.2251 | 4.4922 | 4.3252 | 4.2349 | 4.4425 | 4.5881 | 4.5314 | 4.4101 | 4.7978 | 4.918 | 5.1137 | 5.4365 | 5.6447 | 5.2582 | 5.0182 | 4.5222 | 4.1364 | 3.8339
2032-01-23 | 3.6159 | 3.5518 | 3.5322 | 3.5244 | 3.7758 | 4.0143 | 4.4929 | 4.7199 | 4.7024 | 4.5886 | 4.7166 | 4.8371 | 4.759 | 4.7991 | 4.8104 | 4.8301 | 5.147 | 5.5634 | 5.6559 | 5.3324 | 5.0785 | 4.9258 | 4.4522 | 4.1473
2032-01-24 | 3.9457 | 3.9032 | 3.6517 | 3.5979 | 3.6148 | 3.837 | 4.0253 | 4.309 | 4.4533 | 4.3609 | 4.1706 | 4.0851 | 3.992 | 4.0009 | 4.0833 | 4.1391 | 4.3223 | 4.8083 | 5.0961 | 4.9685 | 4.725 | 4.4471 | 4.0647 | 3.8049
2032-01-25 | 3.7018 | 3.5533 | 3.5622 | 3.4224 | 3.414 | 3.6023 | 3.7973 | 3.98 | 4.1667 | 4.2102 | 4.1223 | 4.2689 | 4.3395 | 4.2431 | 4.1154 | 4.2954 | 4.5436 | 4.7963 | 4.9908 | 5.0532 | 4.8393 | 4.3877 | 3.9935 | 3.7311
2032-01-26 | 3.6568 | 3.5617 | 3.5488 | 3.5547 | 3.6192 | 3.897 | 4.1698 | 4.4508 | 4.3213 | 4.1858 | 4.0124 | 4.0451 | 4.0156 | 4.0083 | 3.8593 | 3.9873 | 4.3554 | 4.8618 | 5.2446 | 5.1756 | 4.9726 | 4.4975 | 4.0032 | 3.7415
2032-01-27 | 3.6498 | 3.5563 | 3.4996 | 3.4926 | 3.6095 | 3.941 | 4.5271 | 4.5665 | 4.4838 | 4.5052 | 4.2789 | 4.3401 | 4.3741 | 4.2651 | 4.7324 | 5.0518 | 5.3457 | 5.3392 | 5.5399 | 5.3681 | 5.0751 | 4.6917 | 4.0911 | 3.7891
2032-01-28 | 3.67 | 3.6036 | 3.5603 | 3.534 | 3.6254 | 4.079 | 4.439 | 4.6767 | 4.6863 | 4.733 | 4.5903 | 4.3209 | 4.2904 | 4.4701 | 4.4048 | 4.5053 | 4.9675 | 5.177 | 5.3034 | 5.3368 | 5.1453 | 4.7697 | 4.2084 | 3.9449
2032-01-29 | 3.7771 | 3.7004 | 3.6694 | 3.6572 | 3.7598 | 4.0753 | 4.3934 | 4.776 | 4.8874 | 4.5038 | 4.3432 | 4.4869 | 4.9 | 4.7469 | 4.6853 | 4.6642 | 5.0001 | 5.2627 | 5.5894 | 5.2739 | 4.8978 | 4.5658 | 4.0673 | 3.7787
2032-01-30 | 3.6535 | 3.6046 | 3.533 | 3.5434 | 3.617 | 3.9204 | 4.332 | 4.6034 | 4.6588 | 4.6069 | 4.5386 | 4.8027 | 4.8216 | 4.5576 | 4.9909 | 4.9423 | 4.9342 | 5.5148 | 5.5739 | 5.1551 | 4.7744 | 4.6137 | 4.2861 | 3.8599
2032-01-31 | 3.7261 | 3.6583 | 3.5736 | 3.5559 | 3.5563 | 3.8136 | 4.0213 | 4.4132 | 4.5975 | 4.7113 | 4.8323 | 4.8985 | 4.7906 | 4.5954 | 4.742 | 4.9465 | 4.9201 | 5.1501 | 5.2227 | 5.2177 | 5.0854 | 4.7765 | 4.2206 | 3.8921
2032-02-01 | 3.5374 | 3.432 | 3.4147 | 3.3779 | 3.4361 | 3.6162 | 3.8008 | 4.1 | 4.4222 | 4.4416 | 4.3178 | 4.4595 | 4.276 | 4.1421 | 4.1668 | 4.2962 | 4.3006 | 4.8226 | 5.0193 | 4.8661 | 4.6077 | 4.2379 | 3.8898 | 3.5699
2032-02-02 | 3.4615 | 3.3686 | 3.3591 | 3.3155 | 3.3732 | 3.7461 | 4.1586 | 4.5033 | 4.6295 | 4.6197 | 4.3703 | 4.2297 | 4.3919 | 4.254 | 4.4971 | 4.6951 | 4.8498 | 5.0977 | 5.3071 | 5.0696 | 4.8404 | 4.4654 | 3.9751 | 3.7259
2032-02-03 | 3.6147 | 3.4942 | 3.4506 | 3.5481 | 3.6393 | 3.9432 | 4.3099 | 4.5849 | 4.6167 | 4.5179 | 4.3568 | 4.5577 | 4.5892 | 4.5874 | 4.6393 | 4.6179 | 4.9018 | 4.984 | 5.3202 | 5.4636 | 4.9975 | 4.4915 | 4.0278 | 3.727
2032-02-04 | 3.5516 | 3.4854 | 3.4019 | 3.4066 | 3.4779 | 3.7853 | 4.3122 | 4.5157 | 4.4774 | 4.6079 | 4.6787 | 4.6362 | 4.4298 | 4.5804 | 4.828 | 4.7871 | 5.2072 | 5.4566 | 5.842 | 5.6769 | 5.341 | 4.9423 | 4.3692 | 4.2365
2032-02-05 | 4.0305 | 3.7419 | 3.7417 | 3.7263 | 3.8955 | 4.2933 | 4.6642 | 5.108 | 5.2498 | 5.0974 | 5.2013 | 5.0899 | 4.5945 | 4.691 | 4.7277 | 4.8962 | 4.9895 | 5.2856 | 5.5311 | 5.3871 | 4.9368 | 4.6391 | 4.3049 | 3.8424
2032-02-06 | 3.5538 | 3.4701 | 3.4317 | 3.4138 | 3.5323 | 3.9216 | 4.4563 | 4.8071 | 4.686 | 4.3995 | 4.4117 | 4.4082 | 4.5387 | 4.5726 | 4.4982 | 4.5882 | 5.1303 | 5.3637 | 5.4403 | 5.2171 | 5.0136 | 4.8398 | 4.3041 | 4.0193
2032-02-07 | 3.7412 | 3.6809 | 3.5446 | 3.5396 | 3.5788 | 3.7682 | 4.1947 | 4.5424 | 4.6815 | 4.4135 | 3.9415 | 4.0718 | 4.2261 | 4.1218 | 4.0155 | 4.1835 | 4.5184 | 4.9654 | 5.0808 | 5.0027 | 4.4778 | 4.1982 | 4.0541 | 3.7763
2032-02-08 | 3.4929 | 3.3482 | 3.3235 | 3.3118 | 3.3396 | 3.4796 | 3.7043 | 4.0146 | 4.3847 | 4.5035 | 4.4774 | 4.4988 | 4.316 | 4.3739 | 4.171 | 4.54 | 4.7165 | 5.1037 | 5.3643 | 5.136 | 4.8652 | 4.6195 | 4.1728 | 3.8988
2032-02-09 | 3.757 | 3.5785 | 3.4443 | 3.4634 | 3.4854 | 3.8336 | 4.2064 | 4.5214 | 4.5282 | 4.1982 | 4.0274 | 3.875 | 3.8465 | 3.6853 | 3.7631 | 4.1631 | 4.441 | 4.915 | 5.2922 | 5.1422 | 4.7869 | 4.4642 | 4.0243 | 3.6074
2032-02-10 | 3.4804 | 3.3914 | 3.3208 | 3.3337 | 3.4135 | 3.8943 | 4.4328 | 4.7233 | 4.6219 | 4.4502 | 4.2192 | 4.2025 | 4.1087 | 4.0842 | 4.0958 | 4.1648 | 4.5675 | 5.0955 | 5.2699 | 5.385 | 5.0218 | 4.6063 | 4.0543 | 3.6049
2032-02-11 | 3.447 | 3.391 | 3.3824 | 3.3549 | 3.4358 | 3.9197 | 4.1796 | 4.527 | 4.493 | 4.3951 | 4.0604 | 3.982 | 3.9131 | 4.0358 | 4.0643 | 4.2746 | 4.6441 | 4.9286 | 5.35 | 5.2134 | 4.8432 | 4.4022 | 4.0146 | 3.7559
2032-02-12 | 3.6089 | 3.5128 | 3.4522 | 3.459 | 3.5546 | 3.8838 | 4.205 | 4.4088 | 4.4397 | 4.5316 | 4.4191 | 4.1449 | 4.1364 | 3.9332 | 4.016 | 4.1574 | 4.4798 | 4.7888 | 5.3314 | 5.153 | 4.7847 | 4.5467 | 4.1328 | 3.7024
2032-02-13 | 3.48 | 3.402 | 3.3635 | 3.3884 | 3.4648 | 3.7203 | 3.994 | 4.307 | 4.6163 | 4.5758 | 4.4586 | 4.2104 | 4.1136 | 4.046 | 4.1794 | 4.3107 | 4.4064 | 4.8642 | 5.2225 | 5.2866 | 5.0336 | 4.8382 | 4.371 | 3.9391
2032-02-14 | 3.7204 | 3.6063 | 3.5624 | 3.5 | 3.6389 | 3.8213 | 4.0652 | 4.3089 | 4.6929 | 4.5743 | 4.4103 | 4.3638 | 4.5491 | 4.0841 | 4.3837 | 4.5131 | 4.6487 | 4.9344 | 5.271 | 5.2294 | 4.9388 | 4.6831 | 4.1991 | 3.8104
2032-02-15 | 3.4884 | 3.3649 | 3.3909 | 3.3607 | 3.3996 | 3.5194 | 3.7637 | 4.0226 | 4.2216 | 4.1526 | 4.1483 | 4.013 | 4.1782 | 4.1294 | 4.3437 | 4.4871 | 4.6367 | 4.9003 | 5.1263 | 5.1421 | 4.9049 | 4.6103 | 4.2456 | 3.8649
2032-02-16 | 3.6326 | 3.5154 | 3.5076 | 3.4514 | 3.497 | 3.6931 | 3.8405 | 4.1646 | 4.3402 | 4.2043 | 3.9968 | 3.9493 | 3.9337 | 3.8884 | 4.1412 | 4.3489 | 4.9634 | 5.1046 | 5.1688 | 5.1706 | 4.8319 | 4.5485 | 4.0956 | 3.6933
2032-02-17 | 3.574 | 3.4654 | 3.3963 | 3.4193 | 3.5053 | 3.7404 | 4.1003 | 4.4479 | 4.7901 | 4.6921 | 4.7086 | 4.5944 | 4.5374 | 4.4999 | 4.4962 | 4.5112 | 4.6021 | 5.0921 | 5.1602 | 5.0591 | 4.7037 | 4.3823 | 3.9938 | 3.6371
2032-02-18 | 3.4775 | 3.3985 | 3.4779 | 3.4432 | 3.6114 | 4.0878 | 4.4583 | 4.7335 | 4.799 | 4.6464 | 4.6535 | 4.7369 | 4.698 | 4.7087 | 4.5929 | 4.5755 | 4.8091 | 5.1377 | 5.4668 | 5.2959 | 4.8537 | 4.7959 | 4.1442 | 3.666
2032-02-19 | 3.5429 | 3.4674 | 3.4847 | 3.4257 | 3.486 | 3.8514 | 4.0841 | 4.2948 | 4.3711 | 4.2159 | 4.2744 | 4.4757 | 4.3123 | 4.4235 | 4.4273 | 4.7972 | 5.1201 | 5.4661 | 5.7941 | 5.3868 | 5.1608 | 4.6204 | 3.9959 | 3.7128
2032-02-20 | 3.4452 | 3.3255 | 3.29 | 3.3795 | 3.481 | 3.8702 | 4.3434 | 4.4922 | 4.277 | 4.1938 | 4.5863 | 4.6843 | 4.8555 | 4.6154 | 4.6117 | 5.0912 | 5.3461 | 5.8157 | 5.8389 | 5.6746 | 5.5017 | 5.0682 | 4.4626 | 4.1102
2032-02-21 | 3.7519 | 3.5407 | 3.5626 | 3.453 | 3.4873 | 3.7126 | 4.049 | 4.2795 | 4.5321 | 4.6453 | 4.4894 | 4.3598 | 4.3373 | 4.3491 | 4.3093 | 4.5538 | 4.8765 | 5.0815 | 5.1577 | 5.24 | 4.8428 | 4.4021 | 4.1088 | 3.7084
2032-02-22 | 3.5969 | 3.3352 | 3.3793 | 3.4125 | 3.4456 | 3.5725 | 3.7738 | 4.0819 | 4.4041 | 4.5012 | 4.2987 | 4.1366 | 4.2437 | 4.3493 | 4.5263 | 4.6805 | 4.7892 | 5.2963 | 5.3891 | 5.3568 | 5.0368 | 4.6505 | 4.1021 | 3.8024
2032-02-23 | 3.6339 | 3.6056 | 3.5312 | 3.4294 | 3.4287 | 3.6312 | 4.1604 | 4.5844 | 4.4905 | 4.2321 | 4.0717 | 4.2054 | 4.3798 | 4.2383 | 4.2676 | 4.4181 | 4.5907 | 4.9669 | 5.4066 | 5.221 | 4.8222 | 4.4222 | 4.0369 | 3.7058
2032-02-24 | 3.5996 | 3.5251 | 3.4572 | 3.4424 | 3.5091 | 3.8759 | 4.1194 | 4.3082 | 4.4481 | 4.4533 | 4.2667 | 4.0761 | 3.9068 | 4.1253 | 4.1775 | 4.4043 | 4.6304 | 5.0285 | 5.3997 | 5.1587 | 4.786 | 4.5221 | 3.9869 | 3.7155
2032-02-25 | 3.5944 | 3.5005 | 3.5094 | 3.4802 | 3.5761 | 3.9002 | 4.2449 | 4.3369 | 4.2902 | 4.1857 | 4.1255 | 3.9514 | 3.9125 | 3.8747 | 3.922 | 4.1087 | 4.2381 | 4.7106 | 5.2287 | 5.3189 | 5.0291 | 4.592 | 4.0264 | 3.6504
2032-02-26 | 3.5323 | 3.46 | 3.3105 | 3.3003 | 3.3627 | 3.7437 | 3.9914 | 4.0139 | 3.9612 | 3.8452 | 3.758 | 3.7329 | 3.6236 | 3.8852 | 3.7381 | 4.04 | 4.2366 | 4.9037 | 5.1456 | 5.0415 | 4.8244 | 4.388 | 3.947 | 3.5225
2032-02-27 | 3.5021 | 3.3715 | 3.3841 | 3.342 | 3.4392 | 3.7828 | 4.1996 | 4.4594 | 4.2669 | 4.1173 | 3.9342 | 3.9258 | 3.8391 | 3.6095 | 3.8355 | 4.0375 | 4.2247 | 4.645 | 4.9116 | 5.0753 | 4.8516 | 4.5948 | 4.1715 | 3.7838
2032-02-28 | 3.5857 | 3.5179 | 3.4519 | 3.3505 | 3.421 | 3.5649 | 3.8224 | 4.0337 | 4.289 | 4.281 | 4.0147 | 3.944 | 4.0531 | 3.9026 | 3.9947 | 4.1682 | 4.277 | 4.6158 | 4.9619 | 5.0466 | 4.6611 | 4.4395 | 3.9832 | 3.6383
2032-02-29 | 3.529 | 3.4888 | 3.4821 | 3.4286 | 3.429 | 3.5752 | 3.8565 | 4.1364 | 4.2595 | 4.1811 | 4.0044 | 3.8311 | 3.5582 | 3.6973 | 3.7005 | 3.8494 | 4.2011 | 4.5417 | 4.9653 | 5.0366 | 4.901 | 4.3944 | 4.0151 | 3.5853
2032-03-01 | 3.5879 | 3.5313 | 3.4923 | 3.3543 | 3.4615 | 3.7425 | 4.035 | 4.2847 | 4.5669 | 4.3468 | 4.1728 | 4.0434 | 3.9723 | 3.9083 | 3.9554 | 4.1683 | 4.3125 | 4.8681 | 5.3731 | 5.3011 | 4.8496 | 4.5861 | 4.2432 | 3.808
2032-03-02 | 3.6453 | 3.5681 | 3.5163 | 3.582 | 3.5953 | 3.9738 | 4.4798 | 4.8075 | 4.7723 | 4.7047 | 4.484 | 4.3826 | 4.2711 | 4.4055 | 4.4356 | 4.8939 | 5.0849 | 5.5602 | 5.8312 | 5.8117 | 5.499 | 4.8361 | 4.1862 | 3.7838
2032-03-03 | 3.6504 | 3.5654 | 3.5467 | 3.5403 | 3.6233 | 3.9457 | 4.4974 | 4.6353 | 4.7961 | 4.7731 | 4.5241 | 4.4371 | 4.7832 | 5.1925 | 5.1189 | 5.0287 | 5.2705 | 5.8204 | 5.8842 | 5.7836 | 5.4843 | 5.1114 | 4.5511 | 4.0365
2032-03-04 | 3.8835 | 3.7753 | 3.6425 | 3.5872 | 3.6312 | 4.1058 | 4.5902 | 5.0567 | 5.3762 | 4.9888 | 4.4797 | 4.6756 | 4.659 | 4.7656 | 4.769 | 4.8951 | 5.2595 | 5.6958 | 5.7038 | 5.6276 | 5.2206 | 4.7626 | 4.1621 | 3.8274
2032-03-05 | 3.6764 | 3.6143 | 3.6507 | 3.5976 | 3.6184 | 4.0661 | 4.7134 | 4.9199 | 4.5874 | 4.3365 | 4.1678 | 4.2098 | 4.2397 | 4.2124 | 4.5692 | 4.9229 | 5.008 | 5.4877 | 5.6845 | 5.5058 | 5.2216 | 4.8249 | 4.2649 | 3.9133
2032-03-06 | 3.759 | 3.6992 | 3.6659 | 3.6838 | 3.6849 | 3.9169 | 4.2676 | 4.4527 | 4.9335 | 4.8462 | 4.3857 | 4.3566 | 4.373 | 4.2175 | 4.2053 | 4.2857 | 4.8716 | 5.3239 | 5.0317 | 5.1151 | 4.8347 | 4.7288 | 4.1845 | 3.7954
2032-03-07 | 3.6985 | 3.6349 | 3.6993 | 3.5738 | 3.6351 | 3.8006 | 3.9807 | 4.2798 | 4.6116 | 4.4651 | 4.3475 | 4.3847 | 4.7488 | 4.6713 | 4.543 | 5.0518 | 5.4363 | 5.5752 | 5.7548 | 5.5921 | 5.491 | 5.177 | 4.6156 | 4.1182
2032-03-08 | 3.9224 | 3.8279 | 3.7649 | 3.7265 | 3.7956 | 4.0946 | 4.5196 | 4.6951 | 4.6883 | 4.723 | 4.6017 | 4.8082 | 4.6933 | 4.4096 | 4.5334 | 4.5662 | 4.9135 | 5.4703 | 5.6522 | 5.3862 | 5.1018 | 4.6601 | 4.2084 | 3.8561
2032-03-09 | 3.749 | 3.6432 | 3.5921 | 3.5971 | 3.6468 | 3.9589 | 4.5329 | 4.6812 | 4.6034 | 4.5676 | 4.4055 | 4.3542 | 4.2657 | 4.753 | 4.8208 | 4.893 | 5.2463 | 5.5577 | 5.6264 | 5.6961 | 5.3556 | 4.8951 | 4.2552 | 3.9292
2032-03-10 | 3.8346 | 3.7628 | 3.6783 | 3.6901 | 3.7044 | 4.0679 | 4.5302 | 4.8131 | 4.7266 | 4.6177 | 4.2709 | 4.2958 | 4.5719 | 4.2932 | 4.5815 | 4.8999 | 5.0451 | 5.6285 | 6.0033 | 5.8509 | 5.4423 | 5.0164 | 4.2925 | 3.9001
2032-03-11 | 3.9595 | 3.8136 | 3.7569 | 3.7335 | 3.7873 | 4.1989 | 4.6046 | 4.7918 | 4.6797 | 4.3913 | 4.2838 | 4.6271 | 4.7799 | 4.7895 | 4.8594 | 5.2205 | 5.4793 | 5.9839 | 6.1412 | 5.9528 | 5.3356 | 4.9228 | 4.3842 | 3.9149
2032-03-12 | 3.7724 | 3.6496 | 3.6156 | 3.6067 | 3.5869 | 3.9257 | 4.3806 | 4.4851 | 4.5434 | 4.3538 | 4.2128 | 4.2092 | 4.4383 | 4.5965 | 4.6795 | 4.9724 | 5.1654 | 5.2712 | 5.4412 | 5.4718 | 4.9887 | 4.6337 | 4.212 | 3.9132
2032-03-13 | 3.6997 | 3.6243 | 3.6405 | 3.6805 | 3.67 | 3.8496 | 4.3039 | 4.5926 | 4.7154 | 4.6615 | 4.6057 | 4.3408 | 4.6965 | 4.4091 | 4.5232 | 4.8916 | 5.1063 | 5.5882 | 5.5483 | 5.7053 | 5.452 | 5.1957 | 4.612 | 4.0356
2032-03-14 | 3.7615 | 3.6956 | 3.6603 | 3.7062 | 3.5736 | 3.7142 | 3.9062 | 3.99 | 4.1292 | 4.0719 | 3.9972 | 3.9736 | 3.9484 | 3.7443 | 3.8278 | 4.0706 | 4.3802 | 4.9634 | 5.159 | 5.0309 | 4.6875 | 4.4554 | 4.0617 | 3.7164
2032-03-15 | 3.5849 | 3.4771 | 3.4852 | 3.374 | 3.4495 | 3.6585 | 3.8819 | 4.1302 | 4.6168 | 4.4654 | 4.2243 | 3.8922 | 3.7602 | 3.8254 | 3.7688 | 4.0719 | 4.3264 | 4.8761 | 5.2588 | 5.4018 | 5.1015 | 4.5144 | 3.9513 | 3.6419
2032-03-16 | 3.5267 | 3.5907 | 3.5911 | 3.6008 | 3.6233 | 3.9357 | 4.2235 | 4.2278 | 4.2669 | 4.2629 | 4.3018 | 4.1275 | 4.1019 | 3.9993 | 3.8444 | 4.0658 | 4.4181 | 4.9844 | 5.1344 | 5.2148 | 4.9669 | 4.5959 | 4.0917 | 3.689
2032-03-17 | 3.577 | 3.4906 | 3.5049 | 3.4904 | 3.484 | 3.8572 | 4.0692 | 4.1886 | 4.3028 | 4.2498 | 4.2173 | 4.3372 | 4.5069 | 4.5579 | 4.5277 | 4.5465 | 4.6759 | 5.1548 | 5.27 | 5.4451 | 5.1832 | 4.9056 | 4.3254 | 3.7732
2032-03-18 | 3.6728 | 3.5627 | 3.5341 | 3.4854 | 3.5548 | 3.9641 | 4.2072 | 4.3732 | 4.5408 | 4.2178 | 4.2014 | 4.0016 | 3.6334 | 3.6637 | 4.0762 | 4.2912 | 4.4343 | 4.9256 | 5.2614 | 5.3412 | 4.9753 | 4.5079 | 4.037 | 3.6302
2032-03-19 | 3.5197 | 3.4702 | 3.4398 | 3.3792 | 3.4969 | 3.763 | 4.1354 | 4.4464 | 4.5392 | 4.404 | 4.6689 | 4.5729 | 4.2005 | 4.3396 | 4.5389 | 4.6939 | 4.8672 | 5.2113 | 5.4664 | 5.386 | 5.107 | 4.6556 | 4.1947 | 3.8265
2032-03-20 | 3.7376 | 3.6468 | 3.6295 | 3.6172 | 3.6375 | 3.7914 | 4.0383 | 4.1079 | 4.1065 | 4.0591 | 3.8822 | 3.9036 | 3.8664 | 3.6605 | 3.9794 | 4.8288 | 4.718 | 5.1287 | 5.1047 | 5.0638 | 4.7185 | 4.8018 | 4.2019 | 3.7835
2032-03-21 | 3.8739 | 3.8125 | 3.6096 | 3.5484 | 3.5348 | 3.7267 | 3.9143 | 4.0428 | 4.2819 | 4.3084 | 4.3415 | 4.7291 | 4.527 | 4.9281 | 4.8864 | 4.8116 | 5.1979 | 5.6418 | 5.7946 | 5.7966 | 5.8337 | 5.2033 | 4.6165 | 4.1306
2032-03-22 | 3.9661 | 3.8268 | 3.7652 | 3.6602 | 3.7327 | 3.833 | 4.2244 | 4.5584 | 5.1209 | 4.9348 | 5.1587 | 4.4764 | 4.9043 | 4.6942 | 4.6529 | 4.728 | 5.1202 | 5.3353 | 5.4814 | 5.7734 | 5.2858 | 4.6665 | 4.1699 | 3.7582
2032-03-23 | 3.614 | 3.58 | 3.4919 | 3.5003 | 3.563 | 3.8589 | 4.281 | 4.4664 | 4.5881 | 4.4385 | 4.2829 | 4.3046 | 4.6616 | 4.5119 | 4.6978 | 5.2111 | 5.2838 | 5.5191 | 5.806 | 5.7354 | 5.2701 | 4.7368 | 4.2311 | 3.8194
2032-03-24 | 3.6124 | 3.5401 | 3.5067 | 3.4535 | 3.5147 | 3.7921 | 4.2593 | 4.2435 | 4.3347 | 4.2996 | 4.2272 | 4.4693 | 4.5444 | 4.579 | 4.6105 | 4.7764 | 4.9146 | 5.3413 | 5.3644 | 5.4543 | 5.3438 | 4.8278 | 4.2658 | 3.7607
2032-03-25 | 3.6747 | 3.6234 | 3.5794 | 3.6203 | 3.6437 | 3.987 | 4.4009 | 4.5934 | 4.7822 | 4.9463 | 5.0946 | 5.1608 | 4.9034 | 4.6955 | 4.856 | 4.9832 | 5.335 | 5.7434 | 5.5158 | 5.6809 | 5.5189 | 4.6978 | 4.0621 | 3.6981
2032-03-26 | 3.5527 | 3.4585 | 3.421 | 3.4285 | 3.4724 | 3.7067 | 4.1484 | 4.1927 | 4.2179 | 4.1236 | 4.2525 | 4.4012 | 4.3926 | 4.3496 | 4.3842 | 4.6638 | 4.7682 | 5.009 | 5.0191 | 5.0842 | 4.8728 | 4.402 | 4.0917 | 3.8111
2032-03-27 | 3.6463 | 3.5693 | 3.5826 | 3.5158 | 3.506 | 3.6971 | 3.8854 | 4.0051 | 4.2893 | 4.4053 | 4.3201 | 4.8854 | 4.1712 | 3.9382 | 4.2335 | 4.473 | 4.6685 | 5.197 | 5.1797 | 5.3034 | 4.8665 | 4.3417 | 4.0916 | 3.6737
2032-03-28 | 3.542 | 3.4464 | 3.4305 | 3.4038 | 3.4209 | 3.5742 | 3.6611 | 3.7439 | 4.1835 | 4.0173 | 4.1199 | 4.2626 | 4.1061 | 4.101 | 4.0874 | 4.4133 | 4.6841 | 5.2007 | 5.2564 | 5.3729 | 5.0576 | 4.5806 | 3.9721 | 3.6643
2032-03-29 | 3.5804 | 3.6228 | 3.5537 | 3.5583 | 3.597 | 3.8551 | 4.134 | 4.5157 | 4.7263 | 4.4788 | 4.5972 | 4.4659 | 4.4678 | 4.4332 | 4.1482 | 4.4674 | 4.5052 | 4.991 | 4.9925 | 5.2527 | 4.812 | 4.2859 | 3.849 | 3.5668
2032-03-30 | 3.4766 | 3.3448 | 3.3025 | 3.3359 | 3.4477 | 3.7317 | 3.9126 | 4.0687 | 4.097 | 4.0395 | 3.9588 | 4.1107 | 3.8384 | 3.7385 | 4.0412 | 4.2106 | 4.4684 | 5.1238 | 5.608 | 5.7834 | 5.4337 | 4.9945 | 4.2467 | 3.9177
2032-03-31 | 3.7639 | 3.7128 | 3.6322 | 3.5717 | 3.6209 | 3.91 | 4.2155 | 4.3915 | 4.5217 | 4.8381 | 4.7877 | 4.529 | 4.518 | 4.4505 | 4.5072 | 5.0895 | 5.2581 | 5.7636 | 5.8824 | 6.0114 | 5.5379 | 4.4359 | 4.0984 | 3.9042
2032-04-01 | 3.8975 | 3.532 | 3.6278 | 3.5487 | 3.5888 | 3.8615 | 4.1187 | 4.2403 | 4.3373 | 4.2069 | 4.5254 | 4.6295 | 4.556 | 4.4758 | 4.5617 | 5.0096 | 5.446 | 5.7833 | 6.0322 | 5.8695 | 5.3598 | 4.9992 | 4.4265 | 4.1004
2032-04-02 | 3.7848 | 3.7627 | 3.7041 | 3.7128 | 3.7661 | 4.0406 | 4.409 | 4.7132 | 5.0897 | 4.9743 | 4.9274 | 4.77 | 4.4065 | 4.64 | 4.9971 | 5.197 | 5.2296 | 5.4664 | 5.4385 | 5.5569 | 5.2453 | 4.6344 | 4.2059 | 3.713
2032-04-03 | 3.5792 | 3.4344 | 3.4867 | 3.5109 | 3.5327 | 3.7436 | 3.8042 | 3.9208 | 3.9632 | 3.9275 | 3.91 | 4.3014 | 4.1219 | 4.0757 | 4.1212 | 4.3617 | 4.6954 | 5.2287 | 5.5076 | 5.7112 | 5.0709 | 4.8773 | 4.486 | 4.035
2032-04-04 | 3.869 | 3.725 | 3.6843 | 3.6892 | 3.6944 | 3.8168 | 3.983 | 4.1806 | 4.3747 | 4.2472 | 4.75 | 4.7298 | 4.5498 | 4.5652 | 4.6179 | 4.9269 | 5.063 | 5.263 | 5.3213 | 5.5444 | 4.8966 | 4.5624 | 4.1499 | 3.9071
2032-04-05 | 3.7539 | 3.4776 | 3.4868 | 3.5158 | 3.5703 | 3.8175 | 4.2077 | 4.4155 | 4.5991 | 4.4702 | 4.6729 | 4.9128 | 4.8755 | 4.8106 | 5.0827 | 5.3284 | 5.67 | 5.8602 | 6.0487 | 5.991 | 5.4706 | 4.8941 | 4.2219 | 3.8581
2032-04-06 | 3.8191 | 3.7653 | 3.6644 | 3.5669 | 3.539 | 3.796 | 4.214 | 4.4675 | 4.5324 | 4.3308 | 4.476 | 4.3958 | 4.0924 | 4.3151 | 4.4719 | 4.813 | 5.1994 | 5.6881 | 6.0379 | 5.9978 | 5.6631 | 4.7914 | 4.2596 | 3.8074
2032-04-07 | 3.7647 | 3.6975 | 3.6366 | 3.5422 | 3.6323 | 3.964 | 4.3466 | 4.9164 | 5.1109 | 5.1733 | 4.8659 | 4.803 | 4.7649 | 4.8481 | 4.6446 | 4.8891 | 5.2194 | 5.7654 | 5.9039 | 5.9056 | 5.428 | 4.848 | 4.4782 | 3.8801
2032-04-08 | 3.7444 | 3.7437 | 3.6819 | 3.6315 | 3.6828 | 3.9929 | 4.4571 | 4.9412 | 5.1244 | 5.3685 | 5.5387 | 4.8763 | 4.6614 | 4.477 | 4.6409 | 5.1187 | 5.423 | 5.8163 | 5.9049 | 6.0398 | 5.7568 | 4.8394 | 4.3715 | 3.9324
2032-04-09 | 3.7178 | 3.664 | 3.6747 | 3.6777 | 3.7274 | 4.0226 | 4.5977 | 4.9823 | 5.8085 | 5.6437 | 5.277 | 5.049 | 5.0274 | 4.8473 | 5.0863 | 5.2421 | 5.5683 | 5.8738 | 5.9719 | 5.9804 | 5.7578 | 5.1422 | 4.628 | 4.0509
2032-04-10 | 3.8562 | 3.7669 | 3.802 | 3.7496 | 3.7264 | 3.9544 | 4.2187 | 4.4513 | 4.7002 | 4.5663 | 4.4518 | 4.2066 | 4.2355 | 4.2691 | 4.1782 | 4.2761 | 4.6204 | 5.3262 | 5.1653 | 5.3279 | 4.7934 | 4.4271 | 4.1131 | 3.7741
2032-04-11 | 3.6836 | 3.5785 | 3.6168 | 3.6252 | 3.6491 | 3.8993 | 4.0676 | 4.1085 | 4.5364 | 4.5776 | 4.2308 | 4.382 | 4.539 | 4.2819 | 4.5429 | 5.0766 | 5.1521 | 5.7381 | 5.8442 | 5.8987 | 5.5619 | 5.0501 | 4.3609 | 3.9074
2032-04-12 | 3.5965 | 3.5959 | 3.5426 | 3.5739 | 3.5675 | 3.8919 | 4.2215 | 4.4898 | 4.3429 | 4.0445 | 3.9569 | 3.7508 | 3.7085 | 3.596 | 3.7238 | 4.1749 | 4.5798 | 5.1783 | 5.6867 | 5.9341 | 5.5362 | 4.9824 | 4.2934 | 3.8918
2032-04-13 | 3.7905 | 3.7362 | 3.5905 | 3.546 | 3.5175 | 3.7486 | 4.1263 | 4.1818 | 4.2151 | 4.2828 | 4.1299 | 3.6881 | 4.6001 | 4.2447 | 4.401 | 5.4393 | 5.5367 | 5.9373 | 6.0059 | 5.903 | 5.64 | 4.8537 | 4.2651 | 4.0812
2032-04-14 | 3.9657 | 3.8146 | 3.6368 | 3.7035 | 3.8097 | 4.1172 | 4.6151 | 4.6266 | 5.0758 | 5.1209 | 4.4831 | 4.4585 | 4.625 | 4.821 | 5.1989 | 5.4037 | 5.6761 | 6.0292 | 5.9455 | 5.8391 | 5.6251 | 4.9087 | 4.292 | 3.8876
2032-04-15 | 3.7383 | 3.7507 | 3.7006 | 3.7239 | 3.7025 | 3.9892 | 4.1649 | 4.0079 | 4.1741 | 4.056 | 3.9246 | 4.3651 | 4.4539 | 3.9755 | 4.3753 | 4.7099 | 4.9795 | 5.3961 | 5.6495 | 5.6842 | 5.1734 | 4.5154 | 4.1719 | 3.8963
2032-04-16 | 3.6599 | 3.5587 | 3.5998 | 3.5333 | 3.7277 | 3.8254 | 4.2304 | 4.3069 | 4.8512 | 4.9038 | 5.143 | 4.959 | 4.937 | 4.6727 | 4.9867 | 5.4328 | 5.5136 | 5.9719 | 6.0445 | 5.9537 | 5.6049 | 5.2265 | 4.3881 | 4.0377
2032-04-17 | 3.8903 | 3.8354 | 3.8293 | 3.7606 | 3.8401 | 3.8964 | 4.0244 | 4.2639 | 4.637 | 4.7794 | 4.8583 | 4.6039 | 4.4343 | 4.5525 | 4.668 | 4.7824 | 4.8595 | 5.3812 | 5.5963 | 5.5524 | 5.1822 | 4.6163 | 4.1329 | 3.821
2032-04-18 | 3.783 | 4.0139 | 3.8374 | 3.6607 | 3.7666 | 4.0549 | 4.2814 | 4.5722 | 4.8759 | 5.0912 | 4.8468 | 4.6341 | 4.5735 | 4.5747 | 4.8824 | 5.1092 | 5.4974 | 5.8359 | 5.9471 | 6.0735 | 5.868 | 5.3339 | 4.1651 | 3.8268
2032-04-19 | 3.746 | 3.6442 | 3.6624 | 3.582 | 3.6343 | 3.8656 | 4.1697 | 4.5148 | 4.7269 | 4.3956 | 5.0284 | 4.5792 | 4.3655 | 4.2308 | 4.3013 | 4.1064 | 4.3942 | 4.9649 | 5.2062 | 5.4649 | 5.0848 | 4.5299 | 3.9841 | 3.6955
2032-04-20 | 3.6765 | 3.6246 | 3.6146 | 3.5864 | 3.6014 | 4.0266 | 4.2489 | 4.2744 | 4.588 | 4.6843 | 4.4744 | 4.1564 | 4.1691 | 4.07 | 4.3102 | 4.3649 | 4.7598 | 5.1844 | 5.4461 | 5.5271 | 5.1452 | 4.6077 | 3.9444 | 3.7485
2032-04-21 | 3.6433 | 3.5986 | 3.5718 | 3.5567 | 3.5813 | 3.9525 | 4.2408 | 4.3489 | 4.4835 | 4.1875 | 4.0751 | 3.9646 | 3.9814 | 3.9041 | 4.0722 | 4.721 | 4.9803 | 5.218 | 5.5046 | 5.5559 | 5.1832 | 4.6816 | 4.0816 | 3.8099
2032-04-22 | 3.7604 | 3.6463 | 3.7538 | 3.832 | 3.9655 | 4.4721 | 4.6517 | 4.7141 | 4.8949 | 4.1167 | 4.0054 | 3.8866 | 3.8615 | 3.741 | 3.8881 | 4.345 | 4.6453 | 5.3748 | 5.5826 | 5.6408 | 5.3752 | 4.6857 | 4.1455 | 3.8047
2032-04-23 | 3.7242 | 3.6264 | 3.6392 | 3.6529 | 3.6857 | 4.0522 | 4.2852 | 4.423 | 4.6188 | 4.3989 | 4.1619 | 4.1591 | 4.1118 | 4.3613 | 4.8048 | 4.8093 | 5.0511 | 5.4471 | 5.8908 | 5.7712 | 5.3818 | 4.9533 | 4.4323 | 4.0952
2032-04-24 | 3.9593 | 3.7953 | 3.767 | 3.7428 | 3.6035 | 3.8423 | 4.0179 | 4.2296 | 4.4463 | 4.2143 | 4.5693 | 4.7283 | 4.588 | 4.5271 | 4.5721 | 4.6705 | 5.0189 | 5.2154 | 5.3347 | 5.1518 | 5.0961 | 4.7516 | 4.5086 | 4.1687
2032-04-25 | 3.9767 | 3.859 | 3.7496 | 3.6225 | 3.7437 | 3.8598 | 3.9849 | 4.2851 | 4.4492 | 4.3666 | 4.4767 | 4.4888 | 4.8023 | 4.5629 | 4.8482 | 4.895 | 5.2649 | 5.5496 | 5.6797 | 5.6375 | 5.3389 | 4.8466 | 4.5907 | 4.0107
2032-04-26 | 3.929 | 3.9501 | 3.9988 | 3.993 | 3.9999 | 4.0754 | 4.6682 | 4.8898 | 4.837 | 4.4565 | 4.4619 | 4.8022 | 4.6746 | 4.4624 | 4.281 | 5.1537 | 5.4056 | 5.4695 | 5.5612 | 5.4425 | 5.1052 | 4.6491 | 4.231 | 3.9356
2032-04-27 | 3.7878 | 3.6594 | 3.5975 | 3.5377 | 3.5844 | 3.8566 | 4.0684 | 4.167 | 4.3862 | 4.2136 | 4.2672 | 4.2426 | 4.2383 | 4.5495 | 4.6867 | 4.716 | 4.9241 | 5.4143 | 5.5784 | 5.5905 | 4.9308 | 4.444 | 4.0429 | 3.6836
2032-04-28 | 3.5862 | 3.4611 | 3.4044 | 3.427 | 3.5359 | 3.9056 | 4.19 | 4.2215 | 4.5023 | 4.6392 | 4.562 | 4.5662 | 4.3727 | 4.2751 | 4.2802 | 4.3727 | 4.4524 | 4.7427 | 5.1439 | 5.3282 | 4.9753 | 4.5267 | 4.0126 | 3.7602
2032-04-29 | 3.6327 | 3.5583 | 3.5643 | 3.5075 | 3.542 | 3.9775 | 4.0226 | 4.2274 | 4.4026 | 4.232 | 4.2537 | 4.4531 | 4.7618 | 4.5574 | 4.704 | 4.9579 | 5.051 | 5.0762 | 5.2143 | 5.3221 | 4.9188 | 4.5808 | 4.1039 | 3.756
2032-04-30 | 3.6915 | 3.5029 | 3.526 | 3.6182 | 3.7062 | 3.9827 | 4.358 | 4.3709 | 4.4972 | 4.4072 | 4.2797 | 4.0143 | 3.9374 | 3.8673 | 3.9492 | 4.4071 | 4.8598 | 5.1104 | 5.363 | 5.3278 | 5.1727 | 4.8657 | 4.2571 | 3.9717
2032-05-01 | 3.5943 | 3.5013 | 3.5805 | 3.5886 | 3.6517 | 3.9408 | 4.004 | 4.0668 | 4.1143 | 4.3802 | 4.2236 | 4.1632 | 4.2249 | 4.1604 | 4.2183 | 4.3097 | 4.3912 | 4.3346 | 4.4792 | 4.3741 | 4.171 | 4.0871 | 3.7191 | 3.4128
2032-05-02 | 3.3187 | 3.2925 | 3.2495 | 3.2198 | 3.2331 | 3.5609 | 3.6416 | 3.7721 | 3.8724 | 3.7324 | 3.5368 | 3.491 | 3.4345 | 3.4432 | 3.5462 | 3.7187 | 3.7801 | 3.9954 | 4.1962 | 4.2901 | 4.0847 | 3.8706 | 3.5609 | 3.3764
2032-05-03 | 3.2698 | 3.1786 | 3.1973 | 3.1577 | 3.2183 | 3.4793 | 3.8487 | 3.9315 | 3.8546 | 3.724 | 3.8124 | 3.8911 | 3.7409 | 3.5162 | 3.7238 | 3.8214 | 3.964 | 4.2181 | 4.4749 | 4.6194 | 4.509 | 4.1189 | 3.5774 | 3.2586
2032-05-04 | 3.2079 | 3.1223 | 3.0991 | 3.1347 | 3.1714 | 3.5249 | 3.6493 | 3.897 | 3.9633 | 3.98 | 4.0583 | 4.1115 | 4.1049 | 3.7989 | 3.8954 | 4.5369 | 4.6093 | 4.6336 | 4.9286 | 4.9756 | 4.5136 | 4.2292 | 3.7968 | 3.5083
2032-05-05 | 3.3915 | 3.2426 | 3.3101 | 3.3635 | 3.4743 | 3.9363 | 4.0714 | 4.1349 | 4.2308 | 4.1516 | 4.268 | 4.7346 | 4.3553 | 4.0417 | 4.5525 | 5.0652 | 5.1208 | 4.9949 | 5.125 | 5.3457 | 5.1386 | 4.6811 | 4.1691 | 3.5465
2032-05-06 | 3.4869 | 3.3454 | 3.3571 | 3.3899 | 3.4838 | 3.8457 | 4.0961 | 4.1341 | 4.0834 | 4.019 | 4.0929 | 4.1468 | 3.9799 | 3.7473 | 3.8546 | 3.9067 | 4.1394 | 4.4827 | 4.7229 | 4.8005 | 4.6164 | 4.343 | 4.0266 | 3.6255
2032-05-07 | 3.5378 | 3.4073 | 3.5303 | 3.4753 | 3.538 | 3.8327 | 4.0609 | 4.1459 | 4.2983 | 4.0599 | 4.1018 | 4.0423 | 3.9334 | 4.0553 | 4.064 | 4.1748 | 4.4662 | 4.7784 | 4.8924 | 4.8504 | 4.6277 | 4.3963 | 3.7994 | 3.57
2032-05-08 | 3.4629 | 3.4692 | 3.5082 | 3.4771 | 3.4694 | 3.6399 | 3.8365 | 3.9733 | 4.2049 | 4.0915 | 3.925 | 4.3036 | 4.7192 | 4.553 | 4.6458 | 4.5761 | 4.6853 | 4.9655 | 4.8489 | 4.8295 | 4.7003 | 4.5151 | 4.1371 | 3.8197
2032-05-09 | 3.7058 | 3.5988 | 3.571 | 3.5112 | 3.5845 | 3.5797 | 3.7154 | 4.003 | 4.2056 | 3.9877 | 4.2089 | 4.4277 | 4.2829 | 4.3267 | 4.3508 | 4.4636 | 4.4941 | 4.8824 | 5.0991 | 5.2444 | 5.0601 | 4.5711 | 4.1346 | 3.8337
2032-05-10 | 3.7665 | 3.6639 | 3.7049 | 3.698 | 3.8035 | 4.0399 | 4.2999 | 4.419 | 4.8681 | 4.7872 | 4.5378 | 4.7327 | 4.4972 | 4.4549 | 4.6063 | 4.8378 | 5.6085 | 5.709 | 5.6846 | 5.5188 | 5.5185 | 5.0157 | 4.4991 | 4.017
2032-05-11 | 4.1003 | 4.1209 | 4.0837 | 4.1077 | 4.0955 | 4.4844 | 4.6264 | 4.936 | 5.272 | 5.1267 | 5.1752 | 5.2961 | 4.8822 | 4.8852 | 5.192 | 5.185 | 5.4068 | 5.7605 | 5.9252 | 6.0416 | 5.8978 | 5.3935 | 4.7169 | 4.2129
2032-05-12 | 3.8249 | 3.695 | 3.6804 | 3.6743 | 3.8278 | 4.1292 | 4.3249 | 4.5318 | 5.1153 | 4.967 | 4.8669 | 4.7151 | 4.7563 | 4.7266 | 4.7894 | 5.1623 | 5.2025 | 5.6655 | 5.5006 | 5.7163 | 5.6822 | 5.2449 | 4.4936 | 4.1691
2032-05-13 | 4.0336 | 3.8947 | 3.8395 | 3.9709 | 3.9852 | 4.3247 | 4.6546 | 4.9627 | 5.0807 | 4.8618 | 4.845 | 4.7404 | 4.6113 | 4.5066 | 4.8107 | 5.0997 | 5.3613 | 5.7274 | 5.6747 | 5.6047 | 5.3705 | 5.031 | 4.5377 | 4.1603
2032-05-14 | 3.9968 | 3.912 | 3.9006 | 4.0549 | 4.035 | 4.415 | 4.6814 | 5.0068 | 5.0938 | 5.0902 | 5.0826 | 4.9287 | 4.8423 | 4.9236 | 5.0851 | 5.3842 | 5.6018 | 5.6333 | 5.571 | 5.5673 | 5.46 | 5.2559 | 4.7837 | 4.2751
2032-05-15 | 4.0443 | 3.905 | 3.9622 | 3.9673 | 4.0056 | 4.3065 | 4.4034 | 4.4985 | 5.1466 | 4.9829 | 4.8746 | 4.764 | 4.6647 | 4.5569 | 4.6467 | 4.8198 | 4.9978 | 5.1842 | 5.2771 | 5.4156 | 5.3058 | 5.0231 | 4.5863 | 4.1186
2032-05-16 | 3.9791 | 3.8458 | 3.839 | 3.8222 | 3.8637 | 4.042 | 4.0914 | 4.2771 | 4.8507 | 4.7238 | 4.8241 | 4.8689 | 4.7053 | 4.6412 | 4.6862 | 4.9773 | 5.1894 | 5.2292 | 5.4307 | 5.3807 | 5.2868 | 4.973 | 4.5234 | 4.0258
2032-05-17 | 3.9075 | 3.9829 | 3.8569 | 3.8125 | 3.848 | 4.077 | 4.4049 | 4.5116 | 5.066 | 5.0453 | 4.7482 | 4.9522 | 4.7819 | 4.69 | 4.9662 | 5.127 | 5.2004 | 5.5854 | 5.6855 | 5.6434 | 5.68 | 5.2325 | 4.86 | 4.326
2032-05-18 | 4.0864 | 3.8419 | 3.8118 | 3.7928 | 3.7595 | 4.0939 | 4.5892 | 4.7543 | 5.1736 | 4.9507 | 4.7228 | 4.8044 | 4.6826 | 4.8032 | 4.8862 | 5.2169 | 5.2944 | 5.5053 | 5.5814 | 5.5852 | 5.4973 | 4.8442 | 4.3044 | 3.9921
2032-05-19 | 3.9047 | 3.8011 | 3.9229 | 3.7591 | 3.9547 | 4.2466 | 4.457 | 4.5287 | 4.5977 | 4.4906 | 4.5206 | 4.6503 | 4.3893 | 4.3978 | 4.6705 | 4.6943 | 4.9374 | 5.2773 | 5.3121 | 5.4484 | 5.3403 | 5.1134 | 4.5548 | 4.2318
2032-05-20 | 4.0743 | 3.985 | 3.9519 | 4.0547 | 4.1148 | 4.4308 | 4.6097 | 4.8056 | 4.964 | 5.063 | 5.0734 | 4.9233 | 4.8355 | 4.8304 | 5.255 | 5.227 | 5.2471 | 5.4454 | 5.5419 | 5.5461 | 5.2925 | 5.0665 | 4.4809 | 4.0561
2032-05-21 | 3.9386 | 3.82 | 3.8052 | 3.8587 | 4.0203 | 4.2928 | 4.5209 | 4.5667 | 4.7844 | 4.6558 | 4.7545 | 4.7143 | 4.4022 | 4.3911 | 4.3523 | 4.6746 | 4.9339 | 5.4732 | 5.4085 | 5.6445 | 5.4231 | 5.1577 | 4.7217 | 4.2978
2032-05-22 | 4.0847 | 3.9809 | 4.0275 | 4.0618 | 3.9906 | 4.2119 | 3.928 | 4.1169 | 4.5797 | 4.6159 | 4.4125 | 4.6672 | 4.3358 | 4.1337 | 4.1763 | 4.3176 | 4.5463 | 4.9813 | 4.9811 | 4.888 | 4.7273 | 4.6123 | 4.2397 | 3.9089
2032-05-23 | 3.7835 | 3.7811 | 3.8039 | 3.7405 | 3.83 | 3.9104 | 3.9509 | 4.0434 | 4.4879 | 4.4906 | 4.4813 | 4.4296 | 4.2613 | 4.3812 | 4.5342 | 4.7362 | 4.8899 | 5.2723 | 5.3304 | 5.268 | 4.88 | 4.708 | 4.4543 | 4.0646
2032-05-24 | 3.9694 | 3.8639 | 3.8354 | 3.7971 | 3.7855 | 3.9216 | 4.0133 | 4.2225 | 4.3848 | 4.4204 | 4.7153 | 4.5851 | 4.4733 | 4.3731 | 4.4488 | 4.5982 | 4.8445 | 4.9756 | 5.0757 | 5.1366 | 5.1045 | 4.7764 | 4.4463 | 4.1299
2032-05-25 | 4.0468 | 3.9981 | 3.9386 | 3.9194 | 3.9909 | 4.2057 | 4.2332 | 4.4302 | 4.889 | 4.9355 | 4.9041 | 4.9076 | 5.0773 | 5.0646 | 5.1601 | 5.2225 | 5.4438 | 5.5861 | 5.398 | 5.5375 | 5.1888 | 4.9056 | 4.3636 | 3.9859
2032-05-26 | 3.8405 | 3.7475 | 3.7997 | 3.8413 | 3.6875 | 4.0051 | 4.2712 | 4.3173 | 4.5695 | 4.7043 | 4.4659 | 4.5485 | 4.56 | 4.5839 | 4.7163 | 4.76 | 5.0701 | 5.2159 | 5.2899 | 5.347 | 5.2565 | 4.9066 | 4.2379 | 3.9902
2032-05-27 | 3.8997 | 3.7188 | 3.7013 | 3.7356 | 3.5736 | 3.9899 | 4.1824 | 4.4708 | 4.6353 | 4.5693 | 4.609 | 4.6332 | 4.684 | 4.5212 | 4.5401 | 4.9708 | 5.1284 | 5.2919 | 5.4384 | 5.5434 | 5.5015 | 4.9599 | 4.4506 | 3.9207
2032-05-28 | 3.7719 | 3.6608 | 3.6224 | 3.6695 | 3.8016 | 4.2191 | 4.6225 | 4.571 | 4.8567 | 4.8518 | 4.7851 | 4.7747 | 4.5599 | 4.4036 | 4.6682 | 4.9572 | 4.9151 | 5.2066 | 4.9965 | 4.933 | 4.9397 | 4.8814 | 4.3385 | 4.0522
2032-05-29 | 3.9208 | 3.8129 | 3.7533 | 3.7439 | 3.8165 | 4.1146 | 4.0462 | 4.2608 | 4.6598 | 4.4669 | 4.3551 | 4.5309 | 4.5533 | 4.3802 | 4.5674 | 4.6506 | 4.8206 | 5.1066 | 5.2425 | 5.1308 | 5.0954 | 4.8256 | 4.477 | 4.0862
2032-05-30 | 3.8699 | 3.7425 | 3.7065 | 3.7835 | 3.8457 | 3.9496 | 4.0804 | 4.0674 | 4.5814 | 4.4618 | 4.3249 | 4.1762 | 4.3023 | 4.1052 | 4.3493 | 4.5068 | 4.6613 | 4.9923 | 4.9961 | 5.1064 | 4.9418 | 4.7676 | 4.2295 | 3.9437
2032-05-31 | 3.8288 | 3.7991 | 3.7237 | 3.8613 | 3.8796 | 4.084 | 4.1148 | 4.2143 | 4.4606 | 4.5624 | 4.7649 | 4.5342 | 4.7229 | 4.6733 | 4.9608 | 5.0587 | 5.0801 | 5.2238 | 5.4065 | 5.4429 | 5.3102 | 4.7804 | 4.4024 | 4.0477
2032-06-01 | 3.7889 | 3.681 | 3.6538 | 3.6278 | 3.7228 | 4.0715 | 4.4247 | 4.2247 | 4.3326 | 4.538 | 4.6262 | 4.6021 | 4.4969 | 4.5003 | 4.7123 | 4.8414 | 4.8425 | 5.213 | 5.1861 | 5.217 | 5.0857 | 4.7226 | 4.3579 | 3.9878
2032-06-02 | 3.8707 | 3.7781 | 3.8093 | 3.8545 | 3.8826 | 4.1167 | 4.1942 | 4.201 | 4.6266 | 4.6334 | 4.4438 | 4.3365 | 4.324 | 4.4901 | 4.5149 | 4.8217 | 4.889 | 5.1939 | 5.2885 | 5.3951 | 5.3917 | 5.1003 | 4.746 | 4.3871
2032-06-03 | 4.1428 | 4.0426 | 3.9562 | 3.9516 | 4.0499 | 4.2766 | 4.4042 | 4.5069 | 4.7549 | 4.7625 | 4.5258 | 4.5879 | 4.3982 | 4.3907 | 4.4663 | 4.763 | 4.845 | 5.049 | 5.127 | 5.1052 | 5.0532 | 4.7109 | 4.349 | 3.9699
2032-06-04 | 3.8103 | 3.7795 | 3.8027 | 3.7581 | 3.8771 | 4.1406 | 4.2473 | 4.3454 | 4.6001 | 4.5582 | 4.59 | 4.4519 | 4.4477 | 4.3056 | 4.4183 | 4.6612 | 4.7431 | 4.9817 | 5.2532 | 5.3185 | 5.1467 | 4.9048 | 4.5022 | 4.2258
2032-06-05 | 4.0318 | 3.7286 | 3.729 | 3.7069 | 3.8557 | 3.9936 | 4.1391 | 4.2662 | 4.5069 | 4.4999 | 4.446 | 4.6371 | 4.3104 | 4.2595 | 4.4507 | 4.6951 | 4.7864 | 5.2474 | 5.0231 | 5.0865 | 5.0232 | 4.8061 | 4.4224 | 3.9863
2032-06-06 | 3.8498 | 3.7768 | 3.7928 | 3.7972 | 3.8486 | 3.9409 | 4.0855 | 4.2431 | 4.4845 | 4.4253 | 4.5031 | 4.4175 | 4.5056 | 4.5174 | 4.5162 | 4.6654 | 4.6197 | 4.8964 | 5.2296 | 5.2655 | 5.2155 | 4.8331 | 4.5323 | 4.0744
2032-06-07 | 3.9569 | 3.7501 | 3.7667 | 3.8521 | 3.9033 | 4.0812 | 4.1487 | 4.5011 | 4.9293 | 4.7274 | 4.8555 | 4.6956 | 4.5461 | 4.5513 | 4.713 | 4.9216 | 5.1442 | 5.4562 | 5.4491 | 5.3692 | 5.3473 | 5.0656 | 4.7109 | 4.167
2032-06-08 | 3.8478 | 3.7514 | 3.6779 | 3.7309 | 3.8204 | 3.9741 | 4.1558 | 4.2616 | 4.6811 | 4.4542 | 4.4197 | 4.3235 | 4.2471 | 4.1332 | 4.2926 | 4.5554 | 4.7404 | 5.1266 | 5.3551 | 5.4276 | 5.2914 | 4.9734 | 4.4691 | 4.1276
2032-06-09 | 4.0186 | 3.8027 | 3.7877 | 3.7941 | 3.8154 | 4.158 | 4.1625 | 4.3541 | 4.6338 | 4.7583 | 4.8352 | 4.8119 | 4.5425 | 4.561 | 4.6139 | 4.9816 | 4.9608 | 5.2988 | 5.3877 | 5.4339 | 5.3647 | 5.1076 | 4.6938 | 4.3262
2032-06-10 | 4.1791 | 4.1578 | 4.0089 | 3.9288 | 3.9634 | 4.2467 | 4.2668 | 4.3462 | 4.445 | 4.2838 | 4.3919 | 4.4261 | 4.4571 | 4.2734 | 4.3621 | 4.5057 | 4.6412 | 4.9411 | 5.0254 | 5.094 | 4.9227 | 4.624 | 4.1854 | 3.9575
2032-06-11 | 3.764 | 3.6622 | 3.7202 | 3.7091 | 3.7656 | 3.8744 | 3.8891 | 4.1065 | 4.4979 | 4.6797 | 4.7491 | 4.7793 | 4.679 | 4.5752 | 4.8056 | 5.0465 | 4.9636 | 5.2067 | 5.264 | 5.2203 | 5.0063 | 4.7724 | 4.372 | 4.0566
2032-06-12 | 3.9148 | 3.7189 | 3.7266 | 3.7408 | 3.7924 | 3.9694 | 4.0009 | 4.2645 | 4.2641 | 4.3475 | 4.037 | 4.1271 | 3.9709 | 3.9315 | 4.0863 | 4.3335 | 4.5293 | 4.8808 | 4.8728 | 4.8431 | 4.6654 | 4.4512 | 4.1712 | 3.9204
2032-06-13 | 3.8172 | 3.8143 | 3.7899 | 3.8165 | 3.7559 | 3.937 | 3.7835 | 3.8965 | 4.2724 | 4.1898 | 4.3468 | 4.3475 | 4.3832 | 4.4977 | 4.5089 | 4.5981 | 4.7598 | 5.0273 | 5.1937 | 5.3056 | 5.1926 | 4.7763 | 4.3348 | 4.0472
2032-06-14 | 3.933 | 3.8203 | 3.6542 | 3.7261 | 3.8346 | 3.9293 | 3.9519 | 4.119 | 4.5253 | 4.4099 | 4.5165 | 4.3449 | 4.2012 | 4.5031 | 4.547 | 4.5291 | 4.7871 | 5.06 | 5.1645 | 5.1052 | 4.9693 | 4.6017 | 4.3094 | 4.1336
2032-06-15 | 4.0319 | 3.9482 | 3.8691 | 3.9055 | 3.9528 | 4.2117 | 4.2343 | 4.3945 | 4.6271 | 4.8224 | 4.914 | 4.9246 | 4.782 | 4.5549 | 4.9763 | 5.109 | 5.2377 | 5.4604 | 5.4626 | 5.5349 | 5.3958 | 4.97 | 4.5598 | 4.2499
2032-06-16 | 4.0423 | 4.0247 | 3.9123 | 3.8686 | 3.9527 | 4.2261 | 4.2725 | 4.5435 | 4.6002 | 4.5077 | 4.4638 | 4.3368 | 4.1389 | 4.305 | 4.5625 | 4.7791 | 4.8978 | 5.274 | 5.3209 | 5.4123 | 5.3455 | 4.9297 | 4.421 | 4.0737
2032-06-17 | 3.9255 | 3.8415 | 3.82 | 3.919 | 3.88 | 4.0032 | 4.062 | 4.1871 | 4.9081 | 4.7631 | 4.7285 | 4.8716 | 4.8786 | 4.6188 | 4.4598 | 4.7225 | 4.8939 | 5.2317 | 5.3663 | 5.4127 | 5.2365 | 4.8422 | 4.3612 | 4.1309
2032-06-18 | 4.0239 | 3.9248 | 3.9221 | 3.8527 | 3.8568 | 4.0642 | 4.2005 | 4.2908 | 4.5931 | 4.6735 | 4.7415 | 4.877 | 4.5634 | 4.6845 | 4.7893 | 4.8948 | 4.8698 | 4.9798 | 4.8428 | 5.0586 | 4.8894 | 4.7759 | 4.3905 | 4.0285
2032-06-19 | 3.8173 | 3.73 | 3.794 | 3.7799 | 3.7372 | 3.9704 | 4.1892 | 4.2369 | 4.5138 | 4.6027 | 4.5212 | 4.5725 | 4.6394 | 4.5035 | 4.8037 | 4.9924 | 5.1984 | 5.4137 | 5.2556 | 5.351 | 5.2578 | 5.0373 | 4.6166 | 4.2178
2032-06-20 | 4.039 | 4.043 | 3.8462 | 3.8456 | 3.894 | 3.9433 | 4.1543 | 4.2448 | 4.5378 | 4.5786 | 4.5764 | 4.645 | 4.6354 | 4.4777 | 4.533 | 4.8758 | 4.8406 | 5.0556 | 5.1258 | 5.2108 | 5.1398 | 4.9654 | 4.4974 | 4.2257
2032-06-21 | 4.0889 | 4.0043 | 4.0174 | 3.9596 | 3.8812 | 4.1267 | 4.2545 | 4.3957 | 4.6814 | 4.6763 | 4.5053 | 4.7328 | 4.6979 | 4.4857 | 4.7399 | 4.878 | 4.963 | 5.286 | 5.386 | 5.3806 | 5.226 | 4.9192 | 4.5532 | 4.1301
2032-06-22 | 4.0534 | 3.9869 | 3.9431 | 4.014 | 4.0593 | 4.277 | 4.3736 | 4.5351 | 4.8039 | 4.7758 | 4.7265 | 4.5458 | 4.4569 | 4.5462 | 4.6829 | 4.7819 | 4.8345 | 5.2888 | 5.4295 | 5.4887 | 5.1974 | 4.8695 | 4.6223 | 4.3685
2032-06-23 | 4.1514 | 4.0181 | 3.9635 | 3.9979 | 4.0246 | 4.221 | 4.1792 | 4.4705 | 4.6106 | 4.7881 | 4.7447 | 4.6875 | 4.409 | 4.2925 | 4.5361 | 4.6765 | 4.6961 | 5.0956 | 5.0864 | 5.0794 | 4.9341 | 4.6429 | 4.3239 | 3.9676
2032-06-24 | 3.8546 | 3.741 | 3.7712 | 3.7436 | 3.7498 | 4.0498 | 4.2583 | 4.3727 | 4.6135 | 4.7015 | 4.6236 | 4.669 | 4.7349 | 4.7099 | 4.8774 | 4.7953 | 5.0071 | 5.2954 | 5.4001 | 5.4578 | 5.3014 | 4.9274 | 4.5334 | 4.2492
2032-06-25 | 4.1274 | 4.0348 | 4.0619 | 4.0018 | 4.1183 | 4.2797 | 4.4459 | 4.5548 | 5.0604 | 5.0457 | 5.1163 | 4.8874 | 4.8367 | 4.5364 | 4.776 | 4.7017 | 4.7127 | 5.1437 | 5.2778 | 5.2495 | 5.1007 | 4.8718 | 4.528 | 4.198
2032-06-26 | 3.97 | 3.9737 | 3.914 | 3.8798 | 3.8405 | 3.9996 | 4.0884 | 4.1796 | 4.4068 | 4.2461 | 4.1706 | 4.0848 | 4.0945 | 4.0768 | 4.2418 | 4.5303 | 4.5081 | 4.9217 | 4.9593 | 4.8672 | 4.8078 | 4.5271 | 4.3664 | 4.1452
2032-06-27 | 3.977 | 3.8857 | 3.8952 | 3.835 | 3.93 | 4.0665 | 4.0856 | 4.1686 | 4.3534 | 4.4304 | 4.4231 | 4.4857 | 4.4838 | 4.2513 | 4.3521 | 4.5765 | 4.6491 | 5.0093 | 5.1654 | 5.1627 | 4.9137 | 4.7006 | 4.3198 | 4.0822
2032-06-28 | 4.0139 | 3.9875 | 3.9824 | 3.959 | 4.0245 | 4.1298 | 4.2299 | 4.4613 | 4.8125 | 4.9157 | 4.9514 | 4.8424 | 4.9691 | 5.0421 | 5.1356 | 5.3451 | 5.6005 | 5.8283 | 5.8166 | 5.938 | 5.7951 | 5.1182 | 4.6051 | 4.2122
2032-06-29 | 3.9015 | 3.8186 | 3.7231 | 3.6894 | 3.7443 | 3.9657 | 4.1617 | 4.3361 | 4.5905 | 4.461 | 4.537 | 4.4868 | 4.5172 | 4.3632 | 4.458 | 4.6781 | 4.8975 | 5.2787 | 5.3252 | 5.483 | 5.3512 | 4.803 | 4.5608 | 4.1336
2032-06-30 | 3.9969 | 3.8872 | 3.8965 | 3.9754 | 3.8838 | 4.1166 | 3.9681 | 4.1618 | 4.7069 | 4.8211 | 4.8807 | 4.75 | 4.7071 | 4.7296 | 4.6491 | 4.9676 | 5.0856 | 5.4843 | 5.3744 | 5.5445 | 5.3119 | 5.0185 | 4.4164 | 4.0569
2032-07-01 | 3.8866 | 3.796 | 3.8348 | 3.8396 | 3.8721 | 4.0602 | 4.1471 | 4.3176 | 4.5304 | 4.6422 | 4.5887 | 4.7815 | 4.7359 | 4.7111 | 4.7373 | 4.7624 | 4.9654 | 5.3458 | 5.0398 | 5.119 | 4.8511 | 4.6813 | 4.6339 | 4.1066
2032-07-02 | 3.9335 | 3.8063 | 3.9306 | 3.9447 | 3.9655 | 4.2319 | 4.3307 | 4.621 | 4.7136 | 4.6254 | 4.8888 | 4.8104 | 4.9156 | 4.8542 | 4.9105 | 5.1172 | 5.2673 | 5.2462 | 5.3271 | 5.32 | 5.1996 | 4.9264 | 4.6717 | 4.2396
2032-07-03 | 4.0355 | 3.9512 | 3.9388 | 3.8327 | 4.0093 | 4.1384 | 4.117 | 4.3967 | 4.69 | 4.5192 | 4.3855 | 4.4635 | 4.4104 | 4.4463 | 4.6623 | 4.8462 | 4.8231 | 4.9916 | 4.9692 | 4.8223 | 4.7162 | 4.6009 | 4.4975 | 4.1854
2032-07-04 | 4.1199 | 4.0645 | 4.0313 | 4.0192 | 4.0363 | 4.09 | 4.1807 | 4.4778 | 4.6566 | 4.7752 | 4.5715 | 4.7098 | 4.5448 | 4.5429 | 4.663 | 4.962 | 5.0895 | 5.055 | 5.0906 | 5.1605 | 5.0634 | 4.755 | 4.3082 | 4.0736
2032-07-05 | 3.9487 | 3.8313 | 3.8707 | 3.8942 | 3.9906 | 4.2062 | 4.3517 | 4.797 | 5.1885 | 4.9089 | 4.81 | 4.8112 | 4.825 | 4.9067 | 4.8719 | 4.9465 | 5.1437 | 5.2859 | 5.5508 | 5.6748 | 5.5277 | 5.1253 | 4.7779 | 4.3941
2032-07-06 | 4.2271 | 4.0733 | 4.0955 | 4.0921 | 4.1729 | 4.5009 | 4.728 | 4.884 | 5.087 | 4.9129 | 4.7986 | 5.0388 | 4.9891 | 4.82 | 4.679 | 4.9041 | 5.4502 | 6.0254 | 6.0251 | 6.0567 | 5.8566 | 5.5285 | 4.9989 | 4.5923
2032-07-07 | 4.2575 | 4.0954 | 4.0554 | 4.0247 | 4.1999 | 4.3584 | 4.5453 | 4.74 | 4.9614 | 4.8061 | 4.7064 | 4.6177 | 4.5269 | 4.6948 | 4.7471 | 5.2571 | 5.6207 | 5.9768 | 6.0205 | 6.0321 | 5.9107 | 5.4838 | 4.9456 | 4.4151
2032-07-08 | 4.0985 | 4.1175 | 3.9957 | 3.9069 | 3.9153 | 4.1718 | 4.254 | 4.5636 | 4.7692 | 4.5864 | 4.449 | 4.4788 | 4.4544 | 4.4095 | 4.4671 | 4.7025 | 4.9301 | 5.2517 | 5.2573 | 5.4513 | 5.216 | 4.9077 | 4.4601 | 4.1928
2032-07-09 | 4.0722 | 4.0024 | 3.9197 | 3.8844 | 3.9811 | 4.0832 | 4.04 | 4.1882 | 4.8327 | 4.6249 | 4.3996 | 4.5134 | 4.5948 | 4.4097 | 4.4468 | 4.6795 | 4.9291 | 5.384 | 5.3949 | 5.2856 | 5.1116 | 4.8375 | 4.4427 | 4.2007
2032-07-10 | 4.0759 | 3.9269 | 3.8913 | 3.9087 | 3.909 | 4.001 | 3.9985 | 4.1807 | 4.639 | 4.5652 | 4.3317 | 4.3616 | 4.2859 | 4.2634 | 4.4556 | 4.5167 | 4.6597 | 5.1795 | 5.1496 | 5.1434 | 5.069 | 4.6273 | 4.3108 | 3.9866
2032-07-11 | 3.8906 | 3.799 | 3.7423 | 3.7137 | 3.6682 | 3.7177 | 3.7505 | 3.9437 | 4.3387 | 4.2473 | 4.1326 | 4.2356 | 4.1032 | 4.191 | 4.2767 | 4.5405 | 4.5354 | 5.1459 | 5.2694 | 5.2189 | 5.1221 | 4.7818 | 4.4426 | 4.0646
2032-07-12 | 3.971 | 3.8916 | 3.927 | 3.845 | 3.8696 | 4.0173 | 3.9075 | 4.2341 | 4.6574 | 4.5211 | 4.5582 | 4.6643 | 4.8573 | 4.7859 | 4.9082 | 4.987 | 5.1902 | 5.5769 | 5.7048 | 5.7571 | 5.5605 | 5.1551 | 4.5642 | 4.2452
2032-07-13 | 4.0914 | 3.9384 | 3.8881 | 3.8888 | 3.8916 | 4.1008 | 4.0558 | 4.1982 | 4.5649 | 4.4356 | 4.3685 | 4.3766 | 4.4738 | 4.4912 | 4.5887 | 4.7045 | 4.945 | 5.383 | 5.4189 | 5.527 | 5.2679 | 4.937 | 4.5151 | 4.2014
2032-07-14 | 4.0627 | 3.9474 | 3.9114 | 3.8874 | 3.9511 | 4.3232 | 4.3183 | 4.3405 | 5.0083 | 4.9373 | 4.8637 | 4.8806 | 4.8621 | 4.7638 | 5.1568 | 5.1588 | 5.368 | 5.5836 | 5.7901 | 5.8898 | 5.7258 | 5.1644 | 4.6958 | 4.2258
2032-07-15 | 4.0632 | 4.044 | 3.9533 | 3.8864 | 3.9632 | 4.1499 | 4.1601 | 4.3215 | 4.616 | 4.5573 | 4.3348 | 4.39 | 4.3309 | 4.3 | 4.3553 | 4.6068 | 4.9805 | 5.2856 | 5.3136 | 5.4084 | 5.2686 | 4.9766 | 4.4882 | 4.1748
2032-07-16 | 4.133 | 4.0451 | 4.0666 | 4.0061 | 4.2108 | 4.4796 | 4.622 | 4.7143 | 5.0619 | 5.0331 | 5.1433 | 5.0539 | 5.1373 | 5.0792 | 5.2239 | 5.2162 | 5.2192 | 5.7606 | 5.6008 | 5.5646 | 5.274 | 4.9369 | 4.3329 | 4.1571
2032-07-17 | 4.036 | 3.9544 | 3.93 | 3.9386 | 3.9698 | 4.0345 | 4.1303 | 4.1847 | 4.3239 | 4.3606 | 4.3552 | 4.4239 | 4.4196 | 4.3754 | 4.3078 | 4.5605 | 4.6195 | 5.0022 | 5.0297 | 5.1187 | 5.0093 | 4.7583 | 4.3497 | 4.1714
2032-07-18 | 3.9652 | 3.9259 | 3.863 | 3.8393 | 3.8635 | 4.0293 | 4.0338 | 4.4044 | 4.771 | 4.8733 | 4.6359 | 4.5713 | 4.5606 | 4.469 | 4.4453 | 4.5977 | 4.7512 | 5.264 | 5.36 | 5.5091 | 5.5697 | 5.1102 | 4.6664 | 4.2554
2032-07-19 | 4.1404 | 4.0366 | 4.0172 | 3.9228 | 3.8846 | 4.1686 | 4.1776 | 4.4397 | 4.6693 | 4.5313 | 4.4328 | 4.7426 | 4.6983 | 4.4916 | 4.4581 | 4.8233 | 4.9581 | 5.2973 | 5.3334 | 5.3313 | 5.2544 | 4.8956 | 4.4882 | 4.224
2032-07-20 | 4.0771 | 4.0187 | 4.0314 | 3.9619 | 4.0674 | 4.2987 | 4.3765 | 4.4716 | 4.759 | 4.431 | 4.4847 | 4.5192 | 4.5586 | 4.7622 | 4.785 | 5.1988 | 5.2577 | 5.6614 | 5.6905 | 5.7949 | 5.6317 | 5.284 | 4.7425 | 4.2963
2032-07-21 | 4.0672 | 3.983 | 3.9235 | 3.8935 | 3.9911 | 4.1574 | 4.2526 | 4.4553 | 4.8234 | 4.7848 | 4.65 | 4.7775 | 4.6942 | 4.7391 | 4.8261 | 4.9962 | 5.3977 | 5.5362 | 5.6644 | 5.7375 | 5.7487 | 5.1582 | 4.5199 | 4.1554
2032-07-22 | 3.9697 | 3.9422 | 3.8544 | 3.8681 | 3.9494 | 4.1654 | 4.2819 | 4.3843 | 4.5185 | 4.6996 | 4.8271 | 4.9589 | 4.8761 | 4.7282 | 4.8186 | 5.2163 | 5.3137 | 5.638 | 5.753 | 5.7249 | 5.5172 | 5.1291 | 4.6659 | 4.2368
2032-07-23 | 4.0575 | 3.9812 | 3.9079 | 3.9954 | 4.0683 | 4.2066 | 4.3517 | 4.51 | 4.7993 | 4.6106 | 4.5478 | 4.6398 | 4.5478 | 4.4712 | 4.6165 | 4.9812 | 5.0293 | 5.2583 | 5.3639 | 5.4024 | 5.2642 | 4.8464 | 4.5136 | 4.1429
2032-07-24 | 4.1081 | 3.9428 | 3.8985 | 3.8642 | 3.887 | 4.1638 | 4.2691 | 4.4564 | 4.6467 | 4.7513 | 4.6664 | 4.8913 | 4.8023 | 4.6584 | 4.5976 | 4.852 | 4.9269 | 5.049 | 5.1367 | 5.2855 | 5.0743 | 4.7664 | 4.4368 | 4.1131
2032-07-25 | 3.9811 | 3.8714 | 3.8241 | 3.8912 | 3.8869 | 3.9569 | 4.0686 | 4.3768 | 4.5538 | 4.4384 | 4.4701 | 4.5295 | 4.8849 | 4.663 | 4.6136 | 4.6073 | 4.7744 | 5.0933 | 5.1597 | 5.4667 | 5.2126 | 4.8087 | 4.5392 | 4.1524
2032-07-26 | 4.2553 | 4.1665 | 4.1162 | 4.1499 | 4.1663 | 4.3589 | 4.5267 | 4.7374 | 4.9795 | 4.8707 | 5.0477 | 4.9159 | 5.1287 | 4.9141 | 5.0673 | 5.3981 | 5.6898 | 5.9637 | 6.2125 | 6.4392 | 6.2972 | 5.9519 | 5.2094 | 4.7632
2032-07-27 | 4.2344 | 3.6254 | 3.5909 | 3.8633 | 4.0409 | 4.1671 | 4.2393 | 4.6858 | 5.2325 | 5.0964 | 4.7073 | 4.6061 | 4.6473 | 4.5362 | 4.6173 | 4.9232 | 5.1352 | 5.4625 | 5.5951 | 5.6304 | 5.3765 | 4.9711 | 4.5247 | 4.1478
2032-07-28 | 3.9881 | 3.8827 | 3.9379 | 3.8633 | 3.9772 | 4.3137 | 4.4026 | 4.5669 | 4.6973 | 4.515 | 4.4499 | 4.6096 | 4.5539 | 4.6803 | 4.9391 | 5.2182 | 5.4135 | 5.68 | 5.8169 | 5.8603 | 5.7105 | 5.4679 | 4.9691 | 4.4911
2032-07-29 | 4.4397 | 4.2118 | 4.1283 | 4.0973 | 4.054 | 4.1611 | 4.3491 | 4.5905 | 4.6777 | 4.6896 | 4.4708 | 4.5077 | 4.4644 | 4.3274 | 4.6045 | 4.9076 | 4.9334 | 5.305 | 5.3935 | 5.4383 | 5.3254 | 5.1027 | 4.5994 | 4.2878
2032-07-30 | 4.1722 | 4.1412 | 4.0857 | 4.2087 | 4.2259 | 4.4461 | 4.591 | 4.6767 | 4.7677 | 4.6955 | 4.5841 | 4.5436 | 4.646 | 4.5058 | 4.7142 | 4.8148 | 4.9245 | 5.0785 | 5.2519 | 5.2735 | 5.1106 | 4.8817 | 4.6286 | 4.337
2032-07-31 | 4.1281 | 4.0121 | 3.9839 | 4.0045 | 4.085 | 4.2744 | 4.3196 | 4.5329 | 4.6708 | 4.4529 | 4.4088 | 4.6123 | 4.5374 | 4.4833 | 4.6791 | 5.0267 | 5.153 | 5.256 | 5.3766 | 5.4915 | 5.3557 | 5.1005 | 4.7361 | 4.3379
2032-08-01 | 4.2636 | 4.1852 | 4.1282 | 4.1368 | 4.1241 | 4.2423 | 4.3367 | 4.4385 | 4.6368 | 4.6105 | 4.7872 | 4.7797 | 4.9229 | 4.8013 | 4.8086 | 5.4019 | 5.3648 | 5.6683 | 5.7917 | 5.8537 | 5.736 | 5.3239 | 4.9825 | 4.5188
2032-08-02 | 4.3499 | 4.2319 | 4.0831 | 4.1002 | 4.1276 | 4.2285 | 4.6453 | 4.688 | 4.9927 | 4.8645 | 4.6559 | 4.7159 | 4.6935 | 4.5263 | 4.7695 | 5.2035 | 5.3405 | 5.5527 | 5.6359 | 5.6344 | 5.4289 | 4.9883 | 4.6584 | 4.3829
2032-08-03 | 4.1813 | 4.1208 | 4.1673 | 4.1493 | 4.251 | 4.4763 | 4.7901 | 4.8347 | 4.9572 | 4.7858 | 4.9311 | 5.0708 | 4.919 | 5.0896 | 5.1834 | 5.5069 | 5.6117 | 5.878 | 5.9683 | 5.9855 | 5.7989 | 5.4409 | 4.8891 | 4.5387
2032-08-04 | 4.3975 | 4.3399 | 4.2334 | 4.279 | 4.355 | 4.4892 | 4.7062 | 4.7269 | 4.8687 | 4.9014 | 4.8434 | 4.9145 | 4.9565 | 4.8428 | 4.9659 | 5.2774 | 5.3659 | 5.5796 | 5.7136 | 5.8677 | 5.7786 | 5.3214 | 4.9264 | 4.6084
2032-08-05 | 4.5196 | 4.501 | 4.4683 | 4.3852 | 4.3326 | 4.4782 | 4.6822 | 4.6627 | 4.7248 | 4.7045 | 4.6862 | 4.7035 | 4.7005 | 4.532 | 4.8327 | 5.0413 | 5.363 | 5.4654 | 5.562 | 5.6173 | 5.3334 | 5.1224 | 4.6349 | 4.4234
2032-08-06 | 4.3806 | 4.2501 | 4.1882 | 4.178 | 4.1823 | 4.4566 | 4.4187 | 4.6685 | 5.2403 | 5.2001 | 4.8987 | 4.9118 | 4.9729 | 4.8236 | 4.9812 | 5.093 | 5.1921 | 5.4524 | 5.4534 | 5.5168 | 5.2951 | 5.0062 | 4.6061 | 4.3286
2032-08-07 | 4.2695 | 4.1175 | 4.0842 | 4.0273 | 4.1031 | 4.1745 | 4.281 | 4.5193 | 4.7222 | 4.7717 | 4.6932 | 4.7174 | 4.7235 | 4.6532 | 4.7955 | 5.0439 | 5.1345 | 5.2854 | 5.3821 | 5.5675 | 5.3589 | 5.0894 | 4.7702 | 4.5
2032-08-08 | 4.36 | 4.3093 | 4.2066 | 4.3029 | 4.2721 | 4.4813 | 4.5812 | 4.6366 | 4.8186 | 4.6676 | 4.8351 | 4.8687 | 4.957 | 5.0964 | 4.877 | 5.2129 | 5.217 | 5.4261 | 5.4547 | 5.5604 | 5.2982 | 5.059 | 4.5906 | 4.3508
2032-08-09 | 4.2697 | 4.1414 | 4.1807 | 4.1775 | 4.2131 | 4.4603 | 4.6772 | 4.8638 | 5.0572 | 4.8627 | 4.7655 | 4.7005 | 4.7392 | 4.7399 | 4.6283 | 4.9141 | 5.1433 | 5.3574 | 5.6824 | 5.7495 | 5.5891 | 5.2795 | 4.8528 | 4.5143
2032-08-10 | 4.3473 | 4.3082 | 4.2693 | 4.2199 | 4.2731 | 4.4146 | 4.4981 | 4.5959 | 5.1598 | 5.0789 | 5.0777 | 5.1664 | 5.0873 | 4.9914 | 5.0233 | 5.1053 | 5.2446 | 5.5607 | 5.6861 | 5.7659 | 5.6055 | 5.1019 | 4.6557 | 4.3643
2032-08-11 | 4.2343 | 4.1181 | 4.0813 | 4.0635 | 4.0125 | 4.3848 | 4.5 | 4.5961 | 5.1392 | 4.9865 | 4.7886 | 4.9331 | 4.9699 | 4.8583 | 4.9968 | 5.3749 | 5.3627 | 5.6148 | 5.6132 | 5.5861 | 5.4391 | 5.239 | 4.724 | 4.3987
2032-08-12 | 4.2912 | 4.2091 | 4.2467 | 4.2084 | 4.3151 | 4.5849 | 4.4926 | 4.7905 | 5.1765 | 5.2113 | 5.128 | 5.0105 | 5.0537 | 4.9348 | 5.1159 | 5.2362 | 5.3975 | 5.6388 | 5.5593 | 5.6641 | 5.4677 | 5.2737 | 4.8237 | 4.487
2032-08-13 | 4.3345 | 4.2315 | 4.2328 | 4.066 | 4.0581 | 4.3152 | 4.6053 | 4.7014 | 4.9032 | 4.923 | 4.9858 | 4.8666 | 4.9817 | 4.914 | 5.0792 | 5.1054 | 5.3171 | 5.5499 | 5.7515 | 5.7249 | 5.3949 | 5.1223 | 4.7944 | 4.4019
2032-08-14 | 4.3095 | 4.2101 | 4.195 | 4.1166 | 4.2567 | 4.413 | 4.6415 | 4.7881 | 5.008 | 4.9944 | 4.8513 | 4.9807 | 4.7845 | 4.6928 | 4.7569 | 5.1097 | 5.1479 | 5.568 | 5.6316 | 5.5466 | 5.2882 | 5.086 | 4.6845 | 4.4168
2032-08-15 | 4.1635 | 4.0482 | 4.0069 | 3.8768 | 3.9953 | 4.1581 | 4.2018 | 4.1038 | 4.733 | 4.5838 | 4.5268 | 4.5006 | 4.5814 | 4.5487 | 4.5691 | 4.9894 | 5.0664 | 5.4538 | 5.6142 | 5.6198 | 5.4224 | 5.003 | 4.6637 | 4.2977
2032-08-16 | 4.2445 | 4.1433 | 4.0781 | 4.0106 | 4.1054 | 4.35 | 4.5712 | 4.488 | 5.023 | 5.1279 | 4.8698 | 4.8069 | 4.8699 | 5.0104 | 4.9343 | 5.0011 | 5.2861 | 5.6037 | 5.6938 | 5.7186 | 5.3992 | 5.0383 | 4.7201 | 4.3727
2032-08-17 | 4.205 | 4.0866 | 4.0505 | 4.008 | 4.0556 | 4.2667 | 4.654 | 4.705 | 4.8999 | 4.739 | 4.673 | 4.8382 | 4.6543 | 4.5246 | 4.7462 | 4.8971 | 5.2085 | 5.3991 | 5.6552 | 5.7232 | 5.4961 | 5.2002 | 4.8229 | 4.5079
2032-08-18 | 4.3175 | 4.2329 | 4.136 | 4.0804 | 4.1436 | 4.4733 | 4.7699 | 4.8382 | 4.9972 | 4.945 | 4.7752 | 4.8258 | 4.882 | 4.7508 | 4.9399 | 5.4636 | 5.6379 | 5.7442 | 5.8286 | 5.861 | 5.5041 | 5.2464 | 4.7442 | 4.5538
2032-08-19 | 4.4474 | 4.3129 | 4.3271 | 4.1983 | 4.2059 | 4.5419 | 4.9704 | 4.7711 | 5.0215 | 4.8946 | 4.8569 | 5.0433 | 4.9982 | 4.72 | 4.7055 | 5.0267 | 5.1916 | 5.3923 | 5.6311 | 5.6738 | 5.4617 | 5.1463 | 4.819 | 4.4489
2032-08-20 | 4.3143 | 4.2162 | 4.1925 | 4.0921 | 4.1061 | 4.4147 | 4.7861 | 4.8224 | 5.0239 | 5.1114 | 5.0252 | 4.9491 | 4.9355 | 4.8835 | 5.1296 | 5.3596 | 5.4995 | 5.7883 | 5.7867 | 5.7282 | 5.5354 | 5.1587 | 4.8258 | 4.488
2032-08-21 | 4.3402 | 4.2636 | 4.1681 | 4.131 | 4.0908 | 4.218 | 4.4435 | 4.6826 | 4.9267 | 4.8982 | 4.8061 | 4.8429 | 4.8208 | 4.7936 | 4.9075 | 5.1579 | 5.3214 | 5.532 | 5.4148 | 5.471 | 5.3133 | 5.113 | 4.7815 | 4.3916
2032-08-22 | 4.2259 | 4.098 | 4.1303 | 4.0321 | 4.0598 | 4.3215 | 4.4465 | 4.6911 | 5.0589 | 4.9765 | 4.9171 | 4.9367 | 4.8171 | 4.9677 | 4.9232 | 5.0631 | 5.1585 | 5.5621 | 5.6733 | 5.8364 | 5.6515 | 5.3198 | 4.9266 | 4.5819
2032-08-23 | 4.4197 | 4.2391 | 4.209 | 4.0961 | 4.1778 | 4.4085 | 4.8323 | 5.1012 | 5.3029 | 5.0522 | 4.8905 | 4.9071 | 4.7935 | 4.9144 | 4.8806 | 5.0863 | 5.169 | 5.4269 | 5.5984 | 5.718 | 5.364 | 5.0985 | 4.6428 | 4.3732
2032-08-24 | 4.4503 | 4.359 | 4.3245 | 4.2975 | 4.511 | 4.8093 | 5.2252 | 5.1981 | 5.3961 | 5.3967 | 5.5901 | 5.4155 | 5.5073 | 5.3711 | 5.5106 | 5.7169 | 5.9629 | 6.1967 | 6.2053 | 6.3389 | 5.9739 | 5.6216 | 5.1643 | 4.8377
2032-08-25 | 4.4025 | 4.3477 | 4.3279 | 4.3015 | 4.2428 | 4.5775 | 4.7857 | 4.8423 | 5.1295 | 4.8971 | 4.7356 | 4.7845 | 4.9382 | 4.7084 | 4.8576 | 5.0876 | 5.225 | 5.5204 | 5.591 | 5.6116 | 5.2294 | 4.9261 | 4.617 | 4.3104
2032-08-26 | 4.3402 | 4.2999 | 4.2944 | 4.2473 | 4.3063 | 4.3989 | 4.639 | 4.539 | 4.6863 | 5.208 | 5.2163 | 5.1248 | 4.9923 | 4.9294 | 4.9783 | 5.3381 | 5.5026 | 5.5442 | 5.5157 | 5.6126 | 5.4999 | 5.2472 | 4.7906 | 4.4678
2032-08-27 | 4.3117 | 4.2455 | 4.178 | 4.1555 | 4.2771 | 4.4989 | 4.5493 | 4.6264 | 4.7262 | 4.7635 | 4.7268 | 4.6287 | 4.584 | 4.874 | 5.0642 | 5.1 | 5.2092 | 5.5717 | 5.5386 | 5.4317 | 5.3731 | 5.196 | 4.7568 | 4.3785
2032-08-28 | 4.2649 | 4.1588 | 4.1651 | 4.1562 | 4.2201 | 4.4198 | 4.4527 | 4.5866 | 4.8255 | 4.7509 | 4.6575 | 4.8107 | 4.8934 | 4.6053 | 4.6836 | 4.8755 | 4.9298 | 5.6329 | 5.5505 | 5.4831 | 5.3265 | 4.957 | 4.5927 | 4.3702
2032-08-29 | 4.2187 | 4.1458 | 4.2337 | 4.1726 | 4.2474 | 4.4497 | 4.6682 | 4.719 | 4.984 | 4.9815 | 4.8294 | 4.8353 | 4.7698 | 4.7015 | 4.8231 | 4.8316 | 5.1026 | 5.4555 | 5.6087 | 5.5303 | 5.1188 | 4.9091 | 4.5618 | 4.3193
2032-08-30 | 4.1509 | 4.0706 | 4.0453 | 4.1003 | 4.1493 | 4.3283 | 4.4803 | 4.6288 | 4.8241 | 4.7033 | 4.7133 | 4.7021 | 4.6613 | 4.7274 | 4.9391 | 5.1819 | 5.329 | 5.5304 | 5.4809 | 5.5016 | 5.2407 | 5.002 | 4.5876 | 4.358
2032-08-31 | 4.1497 | 4.0625 | 4.0367 | 3.8845 | 3.9113 | 4.0948 | 4.1814 | 4.284 | 4.398 | 4.6271 | 4.8126 | 4.6776 | 4.723 | 4.6497 | 4.8708 | 4.8312 | 5.0734 | 5.51 | 5.641 | 5.762 | 5.2704 | 5.0102 | 4.5723 | 4.392
2032-09-01 | 4.2649 | 4.1391 | 4.0978 | 4.0594 | 4.1326 | 4.4377 | 4.7758 | 4.8804 | 4.9791 | 5.0311 | 5.014 | 5.2219 | 5.2183 | 4.9519 | 5.2488 | 5.1261 | 5.3418 | 5.7196 | 5.8365 | 5.5619 | 5.1066 | 5.0909 | 4.7187 | 4.4094
2032-09-02 | 4.2311 | 4.1894 | 4.1269 | 4.1238 | 4.1131 | 4.4033 | 4.6512 | 4.9052 | 5.0961 | 4.9566 | 4.766 | 4.8804 | 4.9362 | 4.7772 | 4.7718 | 5.0561 | 5.2805 | 5.6304 | 5.6258 | 5.8695 | 5.6927 | 5.3505 | 4.8084 | 4.4225
2032-09-03 | 4.2862 | 4.1386 | 4.1896 | 4.1019 | 4.1519 | 4.4002 | 4.8321 | 4.8501 | 5.1794 | 5.1396 | 4.9821 | 4.9813 | 5.2785 | 5.111 | 5.1382 | 5.1319 | 5.3364 | 5.6382 | 5.5905 | 5.4347 | 5.2197 | 4.8614 | 4.5709 | 4.2629
2032-09-04 | 4.2093 | 4.0984 | 4.0689 | 4.0374 | 4.0835 | 4.2648 | 4.4023 | 4.5346 | 4.6759 | 4.6753 | 4.7715 | 4.7704 | 4.5566 | 4.4641 | 4.5844 | 4.5874 | 4.7819 | 5.1585 | 5.2457 | 5.2179 | 5.0725 | 4.7397 | 4.5531 | 4.2532
2032-09-05 | 4.142 | 4.0662 | 4.0505 | 3.9866 | 4.0456 | 4.1888 | 4.3322 | 4.5453 | 4.6559 | 4.676 | 4.622 | 4.7304 | 4.8516 | 4.9011 | 4.7841 | 5.067 | 5.153 | 5.2128 | 5.3775 | 5.4249 | 5.1089 | 4.8295 | 4.4027 | 4.1596
2032-09-06 | 4.0757 | 4.0131 | 3.899 | 3.8748 | 3.9723 | 4.2576 | 4.5208 | 4.4287 | 4.6731 | 4.6509 | 4.4398 | 4.7387 | 4.6643 | 4.7205 | 4.8841 | 5.0715 | 5.3229 | 5.5918 | 5.7999 | 5.9788 | 5.7818 | 5.4327 | 4.9141 | 4.5912
2032-09-07 | 4.4669 | 4.3466 | 4.3276 | 4.1114 | 4.0482 | 4.3047 | 4.5246 | 4.6976 | 4.6752 | 4.7215 | 4.6536 | 4.653 | 4.6081 | 4.7266 | 4.6691 | 4.8081 | 4.9682 | 5.2883 | 5.512 | 5.4615 | 5.0387 | 4.8513 | 4.4863 | 4.364
2032-09-08 | 4.3423 | 4.212 | 4.1746 | 4.1404 | 4.2504 | 4.5229 | 4.9467 | 5.0098 | 5.1888 | 5.2454 | 4.951 | 5.2894 | 5.2115 | 5.0332 | 5.1679 | 5.2826 | 5.6442 | 5.7821 | 5.8857 | 5.8043 | 5.2816 | 5.0352 | 4.5866 | 4.2817
2032-09-09 | 4.1069 | 4.1058 | 4.0372 | 4.0651 | 4.1375 | 4.5207 | 4.8244 | 5.0626 | 5.1445 | 4.9807 | 4.9135 | 5.0418 | 5.0075 | 4.8951 | 4.9397 | 5.2956 | 5.4489 | 5.8475 | 5.9432 | 6.0314 | 5.8422 | 5.5528 | 4.9788 | 4.6993
2032-09-10 | 4.4598 | 4.2572 | 4.2273 | 4.1586 | 4.1828 | 4.4776 | 4.745 | 4.8456 | 4.9478 | 4.9638 | 5.0055 | 5.0431 | 5.0077 | 5.0049 | 5.0932 | 5.2514 | 5.2201 | 5.701 | 5.7448 | 5.5767 | 5.3708 | 5.1649 | 4.81 | 4.5312
2032-09-11 | 4.2969 | 4.2117 | 4.2187 | 4.0625 | 4.1185 | 4.402 | 4.6512 | 4.8484 | 5.0979 | 4.9869 | 5.143 | 5.096 | 5.2784 | 5.1261 | 4.826 | 5.1538 | 5.2513 | 5.4897 | 5.4816 | 5.2419 | 5.0521 | 4.8066 | 4.6059 | 4.4268
2032-09-12 | 4.2758 | 4.1949 | 4.1693 | 4.1357 | 4.1457 | 4.3431 | 4.3099 | 4.5207 | 4.8242 | 4.7975 | 4.8546 | 4.9168 | 4.9155 | 5.0684 | 5.0675 | 5.2429 | 5.4637 | 5.8501 | 6.1982 | 5.9462 | 5.6366 | 5.3845 | 4.8353 | 4.5557
2032-09-13 | 4.3441 | 4.2276 | 4.1696 | 4.1381 | 4.2625 | 4.5249 | 4.797 | 5.1211 | 5.4129 | 5.0684 | 5.0094 | 4.9365 | 4.9325 | 5.0663 | 5.3271 | 5.2901 | 5.4057 | 5.7333 | 5.9316 | 5.9174 | 5.6106 | 5.2772 | 4.8426 | 4.4724
2032-09-14 | 4.3479 | 4.1836 | 4.175 | 4.1045 | 4.2015 | 4.5342 | 4.5295 | 4.9068 | 5.1643 | 4.9849 | 5.1721 | 5.2364 | 5.1781 | 5.1787 | 4.9598 | 5.2351 | 5.3699 | 5.7967 | 5.8151 | 5.7482 | 5.2557 | 4.9396 | 4.7596 | 4.4
2032-09-15 | 4.2285 | 3.9916 | 4.0199 | 4.1589 | 4.1903 | 4.4272 | 4.6243 | 4.7965 | 4.8882 | 4.7974 | 4.9821 | 4.8353 | 4.9703 | 4.8495 | 4.9584 | 5.1269 | 5.2251 | 5.5689 | 5.836 | 5.8051 | 5.4554 | 5.1851 | 4.7614 | 4.413
2032-09-16 | 4.2222 | 4.1068 | 4.0832 | 4.0929 | 4.1816 | 4.5686 | 4.6812 | 4.9458 | 5.4396 | 5.1846 | 4.9833 | 5.0556 | 5.0189 | 4.9254 | 4.9529 | 5.1214 | 5.3044 | 5.5675 | 5.6886 | 5.7619 | 5.4112 | 5.1244 | 4.7074 | 4.372
2032-09-17 | 4.2277 | 4.1872 | 4.101 | 4.1169 | 4.2212 | 4.4313 | 4.4865 | 4.5634 | 4.839 | 4.7416 | 4.7698 | 4.7381 | 4.6552 | 4.6715 | 4.7402 | 4.9138 | 4.8294 | 5.2312 | 5.3536 | 5.4058 | 5.0797 | 4.9354 | 4.6155 | 4.325
2032-09-18 | 4.15 | 4.083 | 4.0956 | 4.0802 | 4.2157 | 4.3278 | 4.4785 | 4.6179 | 4.7165 | 4.6727 | 4.5866 | 4.6975 | 4.5829 | 4.4968 | 4.5974 | 4.6153 | 4.7645 | 5.2016 | 5.4394 | 5.4966 | 5.2427 | 5.0707 | 4.7329 | 4.4614
2032-09-19 | 4.2723 | 4.2043 | 4.1716 | 4.1267 | 4.0346 | 4.3564 | 4.3815 | 4.5401 | 4.7193 | 4.6728 | 4.6358 | 4.6397 | 4.7546 | 4.6936 | 4.729 | 4.815 | 5.1493 | 5.6615 | 5.9008 | 5.8358 | 5.5849 | 5.3145 | 4.9029 | 4.5051
2032-09-20 | 4.3526 | 4.2166 | 4.3054 | 4.345 | 4.3777 | 4.6049 | 4.8522 | 5.1727 | 5.2778 | 5.1088 | 5.2095 | 5.4942 | 5.5465 | 5.5683 | 5.5543 | 5.5423 | 5.5469 | 5.8979 | 6.0588 | 6.0547 | 5.5196 | 5.1901 | 4.6276 | 4.3492
2032-09-21 | 4.2627 | 4.1557 | 4.1643 | 4.146 | 4.235 | 4.5318 | 4.6683 | 4.8847 | 4.8928 | 4.8892 | 4.8708 | 4.9052 | 4.9546 | 4.9076 | 4.9014 | 5.1149 | 5.2378 | 5.6525 | 5.874 | 5.8825 | 5.6291 | 5.3681 | 4.9411 | 4.646
2032-09-22 | 4.3554 | 4.2556 | 4.2735 | 4.2206 | 4.2939 | 4.6435 | 4.873 | 4.8963 | 5.1739 | 4.9598 | 4.9662 | 4.896 | 4.8523 | 4.7812 | 4.8574 | 4.9433 | 5.134 | 5.4185 | 5.6631 | 5.5891 | 5.2772 | 5.0278 | 4.7683 | 4.4425
2032-09-23 | 4.459 | 4.3029 | 4.2542 | 4.3121 | 4.3346 | 4.6368 | 4.8885 | 4.9299 | 5.0543 | 4.8968 | 5.0349 | 5.2159 | 5.5018 | 5.5212 | 5.5714 | 5.8885 | 6.1433 | 6.3703 | 6.439 | 6.4246 | 6.1141 | 5.4992 | 5.0838 | 4.8137
2032-09-24 | 4.3878 | 4.2898 | 4.2036 | 4.1861 | 4.3358 | 4.5538 | 4.8026 | 4.8528 | 5.0098 | 5.0805 | 5.1311 | 5.4809 | 5.2194 | 5.1956 | 5.3584 | 5.593 | 5.7568 | 5.9219 | 6.0637 | 5.9321 | 5.7544 | 5.5506 | 5.065 | 4.7253
2032-09-25 | 4.6062 | 4.5692 | 4.3503 | 4.3331 | 4.389 | 4.477 | 4.5243 | 4.8313 | 4.9251 | 5.0031 | 4.7638 | 4.701 | 5.0045 | 5.0009 | 5.1717 | 5.176 | 5.2795 | 5.4082 | 5.3951 | 5.1112 | 5.027 | 4.9044 | 4.6467 | 4.2623
2032-09-26 | 4.1023 | 4.1372 | 4.05 | 4.1428 | 4.212 | 4.3762 | 4.6194 | 4.7796 | 4.8946 | 5.0459 | 4.9998 | 5.0399 | 4.9646 | 4.832 | 4.7149 | 4.9872 | 5.1363 | 5.4667 | 5.66 | 5.6589 | 5.4173 | 5.1235 | 4.7101 | 4.4936
2032-09-27 | 4.3504 | 4.1905 | 4.2055 | 4.1813 | 4.1561 | 4.3539 | 4.4833 | 4.7256 | 4.7229 | 4.794 | 4.8732 | 5.2262 | 5.2785 | 5.186 | 5.0927 | 5.2545 | 5.3832 | 5.6673 | 5.9399 | 5.6774 | 5.3757 | 5.008 | 4.5807 | 4.3538
2032-09-28 | 4.2763 | 4.2247 | 4.268 | 4.2224 | 4.2842 | 4.5843 | 4.7371 | 4.7936 | 4.8977 | 4.9013 | 4.8949 | 5.2077 | 4.9807 | 4.8348 | 4.9027 | 5.1035 | 5.3298 | 5.7788 | 5.9055 | 5.8214 | 5.4257 | 5.3641 | 5.0168 | 4.6667
2032-09-29 | 4.5129 | 4.4035 | 4.4259 | 4.3616 | 4.463 | 4.6386 | 4.833 | 4.9206 | 4.9103 | 4.9194 | 4.9249 | 5.0395 | 4.9871 | 4.987 | 4.9906 | 5.2434 | 5.6129 | 5.7066 | 5.8346 | 5.758 | 5.4543 | 5.1724 | 4.8093 | 4.5052
2032-09-30 | 4.4288 | 4.4064 | 4.3573 | 4.3261 | 4.4022 | 4.6742 | 4.8987 | 5.0886 | 5.1652 | 5.0764 | 5.117 | 5.0077 | 4.8733 | 4.8032 | 4.9941 | 5.2185 | 5.5613 | 5.8377 | 6.1023 | 6.0586 | 5.8796 | 5.6695 | 5.0342 | 4.6822
2032-10-01 | 4.4401 | 4.3565 | 4.2023 | 4.1713 | 4.1962 | 4.4921 | 4.7357 | 4.8162 | 4.8942 | 4.8947 | 4.7791 | 4.877 | 4.935 | 4.9549 | 4.8541 | 5.057 | 5.3655 | 5.6444 | 5.6149 | 5.4415 | 5.2382 | 5.0005 | 4.589 | 4.3412
2032-10-02 | 4.2278 | 4.2371 | 4.145 | 4.0894 | 4.1278 | 4.3644 | 4.2672 | 4.5838 | 4.633 | 4.7555 | 4.6429 | 4.8348 | 4.8694 | 4.6126 | 4.8048 | 4.999 | 5.2406 | 5.4823 | 5.5895 | 5.5463 | 5.1933 | 5.0728 | 4.7575 | 4.4282
2032-10-03 | 4.2188 | 4.0601 | 4.0988 | 4.107 | 4.0688 | 4.2041 | 4.2309 | 4.4825 | 4.5835 | 4.5899 | 4.7019 | 4.8872 | 4.8208 | 4.8849 | 5.0328 | 5.1175 | 5.2502 | 5.37 | 5.3402 | 5.3453 | 4.9914 | 4.873 | 4.5268 | 4.203
2032-10-04 | 4.0784 | 4.0843 | 4.0437 | 3.9912 | 3.906 | 4.1803 | 4.3686 | 4.478 | 4.84 | 4.9732 | 4.9079 | 5.1079 | 4.9758 | 4.8775 | 5.0694 | 5.0473 | 5.1702 | 5.3915 | 5.7321 | 5.6083 | 5.4839 | 5.2488 | 4.858 | 4.5357
2032-10-05 | 4.3824 | 4.3032 | 4.1981 | 4.0691 | 4.1025 | 4.3457 | 4.4364 | 4.6434 | 4.7706 | 4.7644 | 4.9496 | 4.9904 | 5.0121 | 5.0837 | 5.0569 | 5.0466 | 5.4509 | 5.737 | 5.7953 | 5.5798 | 5.2054 | 4.9682 | 4.7321 | 4.3879
2032-10-06 | 4.2014 | 4.1073 | 4.0949 | 4.1083 | 4.1753 | 4.3724 | 4.4108 | 4.9853 | 5.0809 | 5.047 | 5.1245 | 5.102 | 5.1342 | 5.0438 | 5.0539 | 5.1663 | 5.4542 | 5.7908 | 5.984 | 5.8786 | 5.5286 | 5.1888 | 4.882 | 4.5196
2032-10-07 | 4.4907 | 4.4433 | 4.4975 | 4.4414 | 4.504 | 4.8576 | 5.0327 | 5.3492 | 5.4843 | 5.403 | 5.6303 | 5.3596 | 5.1777 | 5.003 | 5.803 | 5.972 | 6.1203 | 6.3252 | 6.2895 | 6.3362 | 6.134 | 5.9091 | 5.2923 | 4.8189
2032-10-08 | 4.5454 | 4.4145 | 4.3365 | 4.3392 | 4.399 | 4.5895 | 4.7071 | 4.8345 | 5.0206 | 4.9786 | 5.0333 | 5.3216 | 5.0419 | 5.435 | 5.5185 | 5.5668 | 5.7925 | 6.0521 | 5.8895 | 5.6933 | 5.4166 | 5.1028 | 4.7938 | 4.4082
2032-10-09 | 4.2843 | 4.1218 | 4.1254 | 4.1099 | 4.1469 | 4.3283 | 4.4858 | 4.7347 | 4.9277 | 4.9153 | 4.9534 | 5.1145 | 4.7763 | 4.6573 | 4.8797 | 5.1996 | 5.3942 | 5.6437 | 5.6159 | 5.5316 | 5.3925 | 5.1751 | 4.7588 | 4.4474
2032-10-10 | 4.2702 | 4.1301 | 4.1201 | 4.0695 | 4.0816 | 4.2911 | 4.3304 | 4.5552 | 4.7143 | 4.7503 | 4.8188 | 4.9189 | 5.0807 | 5.0459 | 5.1702 | 5.3473 | 5.2962 | 5.5506 | 5.6033 | 5.5628 | 5.1695 | 4.933 | 4.5978 | 4.2458
2032-10-11 | 4.1454 | 4.0647 | 4.0139 | 4.0653 | 4.2649 | 4.4631 | 4.4872 | 4.6755 | 4.9966 | 5.0362 | 5.0805 | 5.0039 | 4.9113 | 4.7658 | 5.0807 | 5.1367 | 5.3348 | 5.6448 | 5.7746 | 5.6332 | 5.3435 | 5.1068 | 4.8759 | 4.4669
2032-10-12 | 4.3197 | 4.2064 | 4.1433 | 4.1486 | 4.2146 | 4.4502 | 4.7561 | 4.9294 | 5.0654 | 5.0382 | 5.0389 | 5.1797 | 5.0986 | 5.2312 | 5.2255 | 5.3869 | 5.3166 | 5.4708 | 5.6511 | 5.4854 | 5.2269 | 4.9035 | 4.6222 | 4.3267
2032-10-13 | 4.2191 | 4.0367 | 4.064 | 4.1467 | 4.2901 | 4.568 | 4.4728 | 4.7914 | 5.0637 | 4.9912 | 5.0592 | 5.0427 | 5.0814 | 4.8641 | 4.7933 | 5.0818 | 5.3014 | 5.6179 | 5.788 | 5.467 | 5.2058 | 5.0972 | 4.7728 | 4.3987
2032-10-14 | 4.334 | 4.2307 | 4.219 | 4.1902 | 4.25 | 4.5636 | 4.4558 | 4.7714 | 5.2305 | 5.2956 | 5.5638 | 5.314 | 5.0609 | 5.0235 | 5.1621 | 5.2804 | 5.4054 | 5.7868 | 5.6726 | 5.5272 | 5.2609 | 5.0559 | 4.849 | 4.4548
2032-10-15 | 4.2818 | 4.207 | 4.1713 | 4.141 | 4.1766 | 4.3558 | 4.465 | 4.6823 | 4.9618 | 4.9932 | 4.8549 | 5.1468 | 5.1185 | 5.0246 | 5.2598 | 5.3199 | 5.5373 | 6.0765 | 6.1515 | 5.9153 | 5.6349 | 5.403 | 4.9736 | 4.691
2032-10-16 | 4.3144 | 4.2041 | 4.1859 | 4.2075 | 4.2539 | 4.346 | 4.5811 | 4.592 | 4.7417 | 4.8541 | 4.8167 | 4.9292 | 4.9688 | 4.9423 | 5.0194 | 5.1577 | 5.1884 | 5.5199 | 5.4383 | 5.3632 | 5.2994 | 5.0748 | 4.881 | 4.5402
2032-10-17 | 4.5237 | 4.3669 | 4.2854 | 4.2788 | 4.3366 | 4.5043 | 4.765 | 5.0824 | 5.1088 | 5.1775 | 5.1071 | 5.2062 | 5.2645 | 5.3412 | 5.4681 | 5.4417 | 5.7424 | 5.9513 | 6.1766 | 5.8915 | 5.7309 | 5.4189 | 4.9585 | 4.4699
2032-10-18 | 4.4099 | 4.3084 | 4.2299 | 4.1695 | 4.246 | 4.4963 | 4.8003 | 5.1021 | 5.0885 | 4.9991 | 5.076 | 5.0737 | 5.1069 | 5.3603 | 5.4351 | 5.4635 | 5.6259 | 5.7064 | 5.8205 | 5.5071 | 5.2399 | 4.9065 | 4.6345 | 4.4121
2032-10-19 | 4.3562 | 4.2028 | 4.1747 | 4.1085 | 4.2459 | 4.5053 | 4.831 | 5.016 | 5.0866 | 4.8288 | 5.0013 | 5.1274 | 5.1648 | 5.1903 | 5.3418 | 5.4784 | 5.6 | 5.8844 | 6.0718 | 5.7147 | 5.3694 | 5.1025 | 4.7152 | 4.4516
2032-10-20 | 4.3174 | 4.1993 | 4.1051 | 4.0989 | 4.2055 | 4.3995 | 4.7757 | 4.7262 | 5.0679 | 4.9395 | 5.0012 | 4.9061 | 5.0248 | 4.8213 | 5.2321 | 5.2709 | 5.4299 | 5.5957 | 5.965 | 5.7204 | 5.3423 | 5.0459 | 4.6456 | 4.3524
2032-10-21 | 4.2279 | 4.1224 | 4.0625 | 4.1084 | 4.2278 | 4.4777 | 4.8793 | 4.9296 | 5.0678 | 5.0623 | 5.1105 | 5.2002 | 5.1835 | 5.2029 | 5.2051 | 5.3799 | 5.485 | 5.8656 | 5.7217 | 5.4936 | 5.2565 | 4.8958 | 4.5744 | 4.2947
2032-10-22 | 4.1548 | 4.1742 | 4.1659 | 4.1287 | 4.2263 | 4.3952 | 4.6988 | 4.8604 | 5.0819 | 5.0029 | 5.0335 | 5.0727 | 5.1118 | 5.0889 | 5.116 | 5.3362 | 5.6048 | 5.8016 | 5.9008 | 5.7851 | 5.5693 | 5.3145 | 4.9536 | 4.6432
2032-10-23 | 4.4847 | 4.3114 | 4.2109 | 4.1723 | 4.2912 | 4.6076 | 4.8394 | 5.1165 | 5.1655 | 5.0509 | 4.9145 | 5.0404 | 5.1027 | 4.9464 | 5.1387 | 5.2866 | 5.4711 | 5.6687 | 5.6032 | 5.4163 | 5.1174 | 4.9293 | 4.634 | 4.2627
2032-10-24 | 4.1622 | 4.0775 | 4.0875 | 4.0575 | 4.023 | 4.272 | 4.2845 | 4.5145 | 4.6864 | 4.9489 | 4.7863 | 4.8648 | 4.8256 | 4.7831 | 4.9307 | 5.0257 | 5.2265 | 5.5896 | 5.6913 | 5.657 | 5.3753 | 5.0377 | 4.6716 | 4.3131
2032-10-25 | 4.175 | 4.0617 | 4.1042 | 4.0479 | 4.1352 | 4.3965 | 4.6387 | 4.8585 | 4.9391 | 4.9759 | 4.8889 | 5.0331 | 5.0409 | 5.0586 | 5.2231 | 5.3658 | 5.643 | 5.8369 | 5.9879 | 5.8783 | 5.5563 | 5.2852 | 4.8826 | 4.5147
2032-10-26 | 4.3494 | 4.1242 | 4.0334 | 4.0374 | 4.0311 | 4.2514 | 4.6105 | 4.7801 | 5.1399 | 4.9661 | 4.9176 | 4.8804 | 5.0542 | 4.9793 | 5.0363 | 5.3073 | 5.5611 | 5.8398 | 5.9405 | 5.7478 | 5.4086 | 5.0876 | 4.8167 | 4.4466
2032-10-27 | 4.3254 | 4.1976 | 4.0888 | 4.0571 | 4.0201 | 4.3483 | 4.6342 | 4.8168 | 5.0129 | 4.9913 | 4.9133 | 4.8343 | 4.9355 | 4.8647 | 4.966 | 5.056 | 5.4234 | 5.8347 | 6.0219 | 5.8299 | 5.5627 | 5.2883 | 4.834 | 4.4503
2032-10-28 | 4.3388 | 4.2117 | 4.1306 | 4.1429 | 4.1858 | 4.3766 | 4.6348 | 4.7233 | 4.818 | 4.9068 | 4.9015 | 4.9104 | 4.8224 | 4.6254 | 4.9512 | 5.0773 | 5.4928 | 5.8344 | 5.7036 | 5.3975 | 5.1504 | 4.995 | 4.656 | 4.3924
2032-10-29 | 4.2739 | 4.1858 | 4.1495 | 4.1758 | 4.1469 | 4.4305 | 4.5804 | 4.8711 | 4.9404 | 5.0294 | 4.9022 | 5.0046 | 4.9358 | 4.8086 | 4.9833 | 5.2825 | 5.4674 | 5.7877 | 5.8053 | 5.6256 | 5.3789 | 5.0643 | 4.7575 | 4.4843
2032-10-30 | 4.3222 | 4.2532 | 4.1615 | 4.2136 | 4.2404 | 4.3901 | 4.5145 | 4.6088 | 4.8411 | 4.9285 | 4.9 | 4.9772 | 4.9015 | 4.9777 | 5.0368 | 5.4086 | 5.5629 | 5.6933 | 5.7164 | 5.442 | 5.1613 | 4.7975 | 4.6404 | 4.292
2032-10-31 | 4.2254 | 4.1132 | 4.0691 | 3.8848 | 3.9513 | 4.2144 | 4.415 | 4.615 | 4.9645 | 4.8607 | 4.9454 | 4.7889 | 4.8136 | 4.8409 | 4.9712 | 5.102 | 5.5039 | 5.7476 | 5.9056 | 5.616 | 5.3531 | 5.0878 | 4.7393 | 4.3965
2032-11-01 | 4.1225 | 3.8548 | 3.852 | 3.8244 | 4.0653 | 4.256 | 4.5419 | 4.6495 | 4.7705 | 4.7478 | 4.6657 | 4.6619 | 4.8294 | 4.7555 | 4.7671 | 5.2698 | 5.5799 | 5.9287 | 6.0347 | 5.8276 | 5.467 | 5.1667 | 4.8214 | 4.4556
2032-11-02 | 4.2704 | 4.1006 | 4.054 | 4.0168 | 4.1823 | 4.4928 | 4.8637 | 4.8956 | 4.9706 | 5.0206 | 4.9555 | 4.9161 | 4.9558 | 4.8533 | 5.0518 | 5.3756 | 5.635 | 5.9627 | 6.0031 | 5.7473 | 5.5115 | 5.2025 | 4.7717 | 4.6157
2032-11-03 | 4.4455 | 4.3513 | 4.255 | 4.2204 | 4.2643 | 4.6332 | 4.8903 | 5.0199 | 5.1513 | 4.9099 | 4.8454 | 4.9315 | 4.9549 | 4.9599 | 4.9033 | 5.1552 | 5.5557 | 5.8281 | 5.8864 | 5.7548 | 5.4689 | 5.1886 | 4.7536 | 4.4459
2032-11-04 | 4.3223 | 4.214 | 4.1929 | 4.2473 | 4.2568 | 4.4157 | 4.876 | 5.2201 | 5.1941 | 4.997 | 5.1063 | 4.8659 | 5.0014 | 4.7373 | 4.8464 | 4.7484 | 4.5945 | 4.9528 | 5.4497 | 5.5244 | 5.2289 | 4.9971 | 4.7552 | 4.525
2032-11-05 | 4.0774 | 3.79 | 3.91 | 3.8893 | 4.2213 | 4.5597 | 4.8348 | 5.1119 | 5.1693 | 5.1065 | 5.0805 | 5.1105 | 5.1496 | 4.9411 | 4.9484 | 5.3028 | 5.4173 | 5.6606 | 5.6666 | 5.4186 | 5.1016 | 4.8706 | 4.5504 | 4.1885
2032-11-06 | 3.9998 | 3.9585 | 3.9608 | 3.9751 | 4.1588 | 4.1983 | 4.4538 | 4.646 | 4.9311 | 4.8929 | 4.8262 | 4.7988 | 4.8299 | 4.9089 | 4.9508 | 5.074 | 5.3351 | 5.6541 | 5.6138 | 5.2016 | 4.942 | 4.8292 | 4.5306 | 4.2471
2032-11-07 | 4.0993 | 4.0286 | 3.9266 | 3.8558 | 4.0117 | 4.1976 | 4.317 | 4.5747 | 4.7527 | 4.7501 | 4.9425 | 4.8471 | 4.9098 | 4.9047 | 5.0583 | 5.1745 | 5.3923 | 5.5206 | 5.5485 | 5.4628 | 5.1516 | 4.932 | 4.5981 | 4.3619
2032-11-08 | 4.2318 | 4.1499 | 4.1379 | 3.9844 | 4.1521 | 4.2556 | 4.4447 | 4.6809 | 4.8453 | 4.7777 | 4.7625 | 4.7694 | 4.8232 | 5.0157 | 5.0852 | 5.2171 | 5.393 | 5.674 | 5.8219 | 5.5691 | 5.3699 | 5.0822 | 4.6227 | 4.372
2032-11-09 | 4.4794 | 4.3733 | 4.2989 | 4.4596 | 4.6403 | 4.8269 | 4.8665 | 5.0537 | 5.3748 | 5.2704 | 5.0829 | 5.2086 | 5.2429 | 5.2361 | 5.4703 | 5.5071 | 5.8566 | 6.3359 | 6.4346 | 6.0515 | 5.7087 | 5.3032 | 4.9307 | 4.6069
2032-11-10 | 4.1936 | 4.0959 | 4.0337 | 4.0869 | 3.9918 | 4.3509 | 4.5782 | 4.4647 | 4.9203 | 4.7728 | 4.9009 | 4.8689 | 5.0653 | 4.8503 | 5.0901 | 5.3611 | 5.4755 | 5.9546 | 6.0998 | 5.8906 | 5.643 | 5.3931 | 4.8632 | 4.583
2032-11-11 | 4.4238 | 4.2988 | 4.3138 | 4.2008 | 4.2813 | 4.4154 | 4.6678 | 5.152 | 5.3222 | 5.0752 | 4.8643 | 4.782 | 4.7975 | 4.99 | 5.0163 | 5.2225 | 5.4509 | 5.7321 | 5.8389 | 5.6094 | 5.4414 | 5.224 | 4.7763 | 4.4469
2032-11-12 | 4.252 | 4.1737 | 4.198 | 4.1952 | 4.2792 | 4.5853 | 4.8101 | 5.1431 | 5.1103 | 5.0891 | 4.9833 | 5.1168 | 5.3306 | 5.0597 | 5.2092 | 5.4127 | 5.5505 | 5.9048 | 5.9563 | 5.7021 | 5.3527 | 5.1944 | 4.7399 | 4.4298
2032-11-13 | 4.3543 | 4.2266 | 4.2144 | 4.2246 | 4.2818 | 4.5054 | 4.6976 | 4.7549 | 5.1114 | 4.8673 | 4.9594 | 4.9754 | 4.9481 | 4.9747 | 4.949 | 4.94 | 5.0798 | 5.3572 | 5.3687 | 5.1306 | 4.9407 | 4.759 | 4.5056 | 4.2411
2032-11-14 | 4.1233 | 3.9559 | 4.0559 | 4.1273 | 4.2257 | 4.4618 | 4.7024 | 4.9797 | 5.1065 | 5.1346 | 5.063 | 5.1411 | 5.1188 | 4.9205 | 4.9126 | 5.235 | 5.3804 | 5.6213 | 5.6501 | 5.4102 | 5.0953 | 4.798 | 4.5584 | 4.139
2032-11-15 | 4.0321 | 3.8953 | 3.9015 | 3.9558 | 4.141 | 4.3813 | 4.6112 | 4.9258 | 4.869 | 4.7746 | 4.9532 | 4.8854 | 4.8679 | 4.9525 | 5.3078 | 5.4575 | 5.6796 | 5.8489 | 5.9821 | 5.7842 | 5.5105 | 5.2541 | 4.6649 | 4.4782
2032-11-16 | 4.2302 | 4.0322 | 4.0056 | 3.9773 | 4.1871 | 4.5002 | 4.767 | 4.9118 | 4.9324 | 4.774 | 4.8791 | 4.9995 | 5.0957 | 4.9121 | 4.9478 | 5.1065 | 5.3696 | 5.6509 | 5.8175 | 5.552 | 5.3069 | 5.0559 | 4.7248 | 4.4263
2032-11-17 | 4.2115 | 4.052 | 3.9973 | 4.0768 | 4.1585 | 4.5149 | 4.8987 | 5.0538 | 5.1275 | 4.9503 | 4.9678 | 5.002 | 5.2469 | 5.156 | 5.1504 | 5.2571 | 5.5718 | 5.6825 | 5.7018 | 5.523 | 5.2827 | 4.9778 | 4.6881 | 4.4273
2032-11-18 | 4.3081 | 4.1728 | 4.0933 | 4.1176 | 4.1916 | 4.3485 | 4.6408 | 4.8213 | 4.8141 | 4.7138 | 4.8132 | 4.7951 | 4.7374 | 4.8374 | 4.8826 | 5.0622 | 5.2191 | 5.5043 | 5.7208 | 5.5417 | 5.26 | 5.1158 | 4.7729 | 4.5555
2032-11-19 | 4.4346 | 4.3414 | 4.2553 | 4.2547 | 4.3868 | 4.6081 | 4.8073 | 4.8798 | 5.2525 | 4.9306 | 4.8586 | 4.7324 | 4.9133 | 5.0187 | 4.9807 | 5.0609 | 5.177 | 5.4473 | 5.6416 | 5.333 | 5.1197 | 4.8936 | 4.6938 | 4.402
2032-11-20 | 4.218 | 4.0657 | 4.0689 | 4.1245 | 4.0324 | 4.2363 | 4.4451 | 4.6901 | 4.8762 | 4.7685 | 4.6331 | 4.7512 | 4.6839 | 4.725 | 4.6657 | 4.8057 | 5.101 | 5.3682 | 5.4826 | 5.2233 | 4.9285 | 4.6029 | 4.3659 | 4.2075
2032-11-21 | 4.1542 | 4.0308 | 3.8316 | 3.8599 | 3.841 | 4.1473 | 4.4622 | 4.6286 | 4.8757 | 4.9297 | 4.8577 | 4.8259 | 4.9436 | 5.1191 | 5.0053 | 5.2095 | 5.3763 | 5.7077 | 5.7022 | 5.4179 | 5.1315 | 4.6422 | 4.3621 | 4.226
2032-11-22 | 4.0526 | 3.8806 | 3.92 | 3.8227 | 3.8967 | 4.2587 | 4.4545 | 4.757 | 4.8518 | 4.8137 | 4.6679 | 4.6955 | 4.7012 | 4.7187 | 4.8903 | 5.2746 | 5.5311 | 5.5742 | 5.7721 | 5.7074 | 5.467 | 5.2464 | 4.7051 | 4.4504
2032-11-23 | 4.2806 | 4.1054 | 4.0831 | 4.0698 | 4.2517 | 4.3285 | 4.634 | 4.8337 | 5.022 | 4.9868 | 4.8549 | 4.8618 | 5.0539 | 5.1655 | 5.2674 | 5.302 | 5.5565 | 5.6771 | 5.7728 | 5.5544 | 5.286 | 4.9583 | 4.5323 | 4.2071
2032-11-24 | 4.0756 | 3.9645 | 3.9066 | 4.0118 | 4.1009 | 4.2228 | 4.4563 | 4.7557 | 5.0513 | 5.1303 | 5.1113 | 5.2005 | 5.3039 | 5.2308 | 5.3647 | 5.5151 | 5.5954 | 5.7676 | 5.8198 | 5.5856 | 5.2365 | 4.9484 | 4.6443 | 4.2484
2032-11-25 | 4.0893 | 3.9638 | 3.983 | 3.9655 | 4.0995 | 4.2485 | 4.6121 | 4.8866 | 5.3358 | 5.2595 | 5.1064 | 5.041 | 5.0145 | 5.0758 | 5.1088 | 5.21 | 5.5589 | 5.6399 | 5.5976 | 5.3027 | 5.097 | 4.9062 | 4.6227 | 4.2431
2032-11-26 | 4.027 | 3.9561 | 3.9059 | 3.7721 | 3.8861 | 3.9375 | 4.2101 | 4.376 | 4.6989 | 4.6777 | 4.6739 | 4.5913 | 4.7243 | 4.8261 | 4.9016 | 5.1818 | 5.3157 | 5.4104 | 5.3492 | 5.0932 | 5.035 | 4.8631 | 4.2956 | 4.0994
2032-11-27 | 4.1059 | 4.0456 | 3.7975 | 3.9504 | 4.0011 | 4.0471 | 4.2906 | 4.5081 | 4.7455 | 4.7212 | 4.5634 | 4.5715 | 4.6354 | 4.5684 | 4.7275 | 4.886 | 5.09 | 5.2395 | 5.2731 | 5.1149 | 4.871 | 4.6836 | 4.4061 | 4.2538
2032-11-28 | 3.7137 | 3.5631 | 3.5682 | 3.5845 | 3.6072 | 3.7913 | 4.0814 | 4.4304 | 4.5026 | 4.4913 | 4.2297 | 4.2187 | 4.2356 | 4.1428 | 4.2963 | 4.3669 | 4.5277 | 4.8786 | 4.9654 | 4.8671 | 4.6183 | 4.2991 | 3.9028 | 3.7106
2032-11-29 | 3.6201 | 3.4643 | 3.4618 | 3.427 | 3.4904 | 3.7601 | 4.1342 | 4.3726 | 4.5091 | 4.5883 | 4.2009 | 4.2423 | 4.2698 | 4.3503 | 4.4313 | 4.5716 | 4.7486 | 5.0845 | 5.1913 | 4.9848 | 4.5399 | 4.1978 | 3.8536 | 3.6458
2032-11-30 | 3.544 | 3.3954 | 3.3267 | 3.3343 | 3.4818 | 3.8111 | 4.1038 | 4.2648 | 4.453 | 4.4873 | 4.2993 | 4.2501 | 4.4523 | 4.1986 | 4.3998 | 4.5552 | 4.6511 | 4.9547 | 5.2057 | 5.1173 | 4.9305 | 4.6046 | 4.1124 | 3.871
2032-12-01 | 3.7639 | 3.6672 | 3.6302 | 3.6033 | 3.7138 | 4.1182 | 4.5333 | 4.6692 | 4.5898 | 4.6192 | 4.6052 | 4.4589 | 4.4168 | 4.4434 | 4.5509 | 4.6206 | 4.9143 | 5.1683 | 5.585 | 5.1712 | 4.7561 | 4.4266 | 3.9626 | 3.6257
2032-12-02 | 3.5495 | 3.5206 | 3.4739 | 3.4731 | 3.5465 | 3.9699 | 4.343 | 4.4837 | 4.3209 | 4.2611 | 4.2714 | 4.3413 | 4.3489 | 4.2912 | 4.4011 | 4.6017 | 4.7323 | 5.1487 | 5.491 | 5.4595 | 5.2701 | 4.9021 | 4.383 | 4.0734
2032-12-03 | 3.9243 | 3.8635 | 3.7462 | 3.7249 | 3.8124 | 4.1333 | 4.5668 | 4.8261 | 4.655 | 4.399 | 4.3925 | 4.3799 | 4.428 | 4.3147 | 4.4129 | 4.5038 | 4.7249 | 4.9656 | 5.0861 | 4.8332 | 4.6243 | 4.3546 | 4.1259 | 3.8788
2032-12-04 | 3.6765 | 3.5552 | 3.5286 | 3.4835 | 3.555 | 3.8658 | 3.9969 | 4.2536 | 4.3583 | 4.4802 | 4.4085 | 4.436 | 4.4283 | 4.3707 | 4.5689 | 4.7263 | 4.7047 | 4.9263 | 5.0276 | 4.7784 | 4.7203 | 4.4902 | 4.184 | 3.9268
2032-12-05 | 3.8177 | 3.6588 | 3.6105 | 3.6418 | 3.7308 | 3.9541 | 4.1495 | 4.4195 | 4.5682 | 4.6174 | 4.4963 | 4.2887 | 4.3218 | 4.3648 | 4.4142 | 4.546 | 4.8199 | 5.112 | 5.3333 | 4.8485 | 4.6174 | 4.2995 | 4.0314 | 3.6955
2032-12-06 | 3.5045 | 3.4314 | 3.3802 | 3.3942 | 3.4618 | 3.795 | 4.0738 | 4.3146 | 4.6291 | 4.4598 | 4.3941 | 4.4517 | 4.4903 | 4.4436 | 4.3906 | 4.6978 | 4.9172 | 5.1129 | 5.2089 | 4.9704 | 4.9415 | 4.6218 | 4.1351 | 3.8588
2032-12-07 | 3.7028 | 3.7529 | 3.624 | 3.5463 | 3.6361 | 3.8708 | 4.1514 | 4.5642 | 4.5946 | 4.5939 | 4.4632 | 4.5193 | 4.4596 | 4.4929 | 4.4958 | 4.6818 | 4.8334 | 5.3199 | 5.614 | 5.4511 | 5.0658 | 4.7309 | 4.2843 | 4.025
2032-12-08 | 3.8839 | 3.6678 | 3.5893 | 3.6204 | 3.7187 | 4.0684 | 4.4065 | 4.7314 | 4.8347 | 4.9252 | 4.8328 | 4.9583 | 4.8569 | 4.9127 | 4.9505 | 4.9886 | 4.9562 | 5.2208 | 5.495 | 5.2168 | 4.8334 | 4.4981 | 4.139 | 3.8929
2032-12-09 | 3.7827 | 3.7319 | 3.7054 | 3.7062 | 3.7978 | 4.1323 | 4.4995 | 4.6727 | 4.558 | 4.6057 | 4.5531 | 4.3724 | 4.2884 | 4.2847 | 4.4087 | 4.5547 | 4.7737 | 5.1918 | 5.381 | 5.1603 | 4.8354 | 4.4779 | 4.1439 | 3.9088
2032-12-10 | 3.7157 | 3.6072 | 3.6458 | 3.5663 | 3.5794 | 3.9128 | 4.3035 | 4.5032 | 4.5099 | 4.8297 | 4.6845 | 4.6116 | 4.6246 | 4.6923 | 4.8206 | 5.0263 | 5.2253 | 5.3368 | 5.3154 | 5.0234 | 4.7984 | 4.5593 | 4.1766 | 3.8677
2032-12-11 | 3.6205 | 3.5152 | 3.4854 | 3.4139 | 3.4806 | 3.6649 | 3.8725 | 4.1598 | 4.2658 | 4.2895 | 4.1364 | 4.2006 | 4.1917 | 4.2138 | 4.34 | 4.3729 | 4.6648 | 4.9179 | 5.1537 | 4.9314 | 4.6241 | 4.3541 | 4.0606 | 3.8567
2032-12-12 | 3.6244 | 3.4774 | 3.3673 | 3.2528 | 3.3539 | 3.4832 | 3.7953 | 4.1443 | 4.3677 | 4.4489 | 4.3812 | 4.3669 | 4.3888 | 4.3339 | 4.4827 | 4.5881 | 4.8386 | 5.3433 | 5.5094 | 5.319 | 4.7782 | 4.5103 | 4.1958 | 3.8563
2032-12-13 | 3.7135 | 3.5551 | 3.5298 | 3.5144 | 3.4881 | 3.7658 | 4.041 | 4.3647 | 4.2714 | 4.3021 | 4.2997 | 4.3036 | 4.4213 | 4.2795 | 4.2788 | 4.3441 | 4.8225 | 5.2168 | 5.382 | 5.2578 | 4.938 | 4.6168 | 4.0592 | 3.7989
2032-12-14 | 3.8307 | 3.7487 | 3.5661 | 3.508 | 3.6196 | 3.8934 | 4.0549 | 4.3306 | 4.353 | 4.3868 | 4.2464 | 4.3615 | 4.366 | 4.3002 | 4.3479 | 4.4495 | 4.5723 | 4.9976 | 5.2854 | 5.1085 | 4.8195 | 4.5512 | 4.1828 | 3.9077
2032-12-15 | 3.7535 | 3.6351 | 3.5576 | 3.4998 | 3.5888 | 3.9164 | 4.1451 | 4.5336 | 4.5379 | 4.5111 | 4.3818 | 4.3205 | 4.4638 | 4.3362 | 4.3806 | 4.5203 | 4.9128 | 5.152 | 5.2198 | 5.2933 | 5.0451 | 4.5969 | 4.1088 | 3.7778
2032-12-16 | 3.6586 | 3.5341 | 3.4558 | 3.3947 | 3.5419 | 3.8386 | 4.2863 | 4.4055 | 4.4076 | 4.4531 | 4.2436 | 4.196 | 4.2017 | 4.1853 | 4.2207 | 4.4837 | 4.6927 | 5.136 | 5.5807 | 5.4215 | 4.968 | 4.6366 | 4.2388 | 4.0348
2032-12-17 | 3.8081 | 3.6092 | 3.6257 | 3.5688 | 3.713 | 3.9915 | 4.1503 | 4.3586 | 4.3386 | 4.3271 | 4.3591 | 4.674 | 4.5865 | 4.4476 | 4.4288 | 4.7792 | 4.9646 | 5.3435 | 5.5257 | 5.4037 | 5.0921 | 4.6883 | 4.3047 | 4.0715
2032-12-18 | 3.9546 | 3.8044 | 3.7465 | 3.7372 | 3.7857 | 3.8738 | 4.041 | 4.1991 | 4.2796 | 4.3675 | 4.2795 | 4.4757 | 4.4407 | 4.4118 | 4.5192 | 4.8605 | 4.8331 | 5.2518 | 5.4922 | 5.2823 | 4.931 | 4.751 | 4.2575 | 3.9741
2032-12-19 | 3.9349 | 3.7737 | 3.6759 | 3.6333 | 3.6047 | 3.708 | 3.9356 | 4.1391 | 4.1937 | 4.3166 | 4.3815 | 4.4085 | 4.3563 | 4.4013 | 4.3789 | 4.5657 | 4.8742 | 5.3211 | 5.4796 | 5.3436 | 4.9837 | 4.5886 | 4.1667 | 3.8764
2032-12-20 | 3.8261 | 3.6739 | 3.5777 | 3.546 | 3.6313 | 3.7936 | 4.0371 | 4.2651 | 4.5912 | 4.7818 | 4.8208 | 4.9892 | 4.9329 | 4.9394 | 5.0706 | 5.2219 | 5.3047 | 5.792 | 5.8698 | 5.572 | 5.3016 | 4.9152 | 4.5902 | 4.2431
2032-12-21 | 3.9942 | 3.7939 | 3.651 | 3.5504 | 3.6409 | 3.7164 | 3.894 | 4.1603 | 4.4694 | 4.6255 | 4.8179 | 4.719 | 4.7253 | 4.818 | 4.8587 | 4.8517 | 5.076 | 5.504 | 5.7305 | 5.5182 | 5.1701 | 4.8583 | 4.4765 | 4.2582
2032-12-22 | 4.1215 | 4.0037 | 3.9045 | 3.9012 | 4.0445 | 4.22 | 4.3871 | 4.6994 | 4.9788 | 4.7793 | 5.0207 | 5.1084 | 5.1759 | 5.0345 | 5.3017 | 5.3505 | 5.7241 | 5.9147 | 6.2048 | 6.1063 | 5.5366 | 5.0303 | 4.5342 | 4.0429
2032-12-23 | 3.8737 | 3.7425 | 3.7031 | 3.6711 | 3.7232 | 3.9874 | 4.2237 | 4.489 | 4.7616 | 4.7192 | 4.8715 | 4.9644 | 4.9118 | 4.9791 | 5.1256 | 5.16 | 5.5211 | 5.8873 | 6.0094 | 5.8444 | 5.4087 | 5.1629 | 4.7619 | 4.1805
2032-12-24 | 3.9851 | 3.8391 | 3.8042 | 3.6731 | 3.7941 | 3.9875 | 4.1692 | 4.5352 | 4.8375 | 5.0102 | 5.1955 | 5.3644 | 5.4425 | 5.2278 | 5.3348 | 5.3999 | 5.7311 | 6.1038 | 6.1434 | 5.7986 | 5.5096 | 5.3179 | 4.8829 | 4.3301
2032-12-25 | 4.1353 | 3.9954 | 4.0621 | 3.9319 | 3.7645 | 3.9547 | 4.2005 | 4.561 | 4.7503 | 4.8678 | 4.9215 | 4.8235 | 4.9143 | 4.835 | 4.8766 | 5.0118 | 5.3991 | 5.7845 | 5.9459 | 5.7555 | 5.4338 | 5.1338 | 4.6377 | 4.2383
2032-12-26 | 4.0004 | 3.8155 | 3.7277 | 3.8198 | 3.7095 | 3.8422 | 4.1048 | 4.5112 | 4.7973 | 4.8196 | 4.8198 | 4.8881 | 4.988 | 4.7489 | 5.0179 | 5.3006 | 5.5313 | 5.9374 | 6.0528 | 5.9233 | 5.4474 | 5.2467 | 4.8762 | 4.3718
2032-12-27 | 4.0463 | 3.9032 | 3.8511 | 3.7376 | 3.8764 | 3.9197 | 3.9962 | 4.3127 | 4.6661 | 4.7705 | 4.9168 | 4.9618 | 4.8837 | 4.6626 | 4.8662 | 5.0983 | 5.4384 | 5.8552 | 5.9671 | 5.8198 | 5.4125 | 5.2409 | 4.8805 | 4.3776
2032-12-28 | 3.941 | 3.7435 | 3.5266 | 3.5291 | 3.5924 | 3.7201 | 3.8401 | 4.0535 | 4.3728 | 4.4141 | 4.6405 | 4.6522 | 4.7149 | 4.7989 | 4.8599 | 4.8808 | 5.0773 | 5.4941 | 5.7028 | 5.4538 | 5.149 | 4.8398 | 4.4652 | 4.2082
2032-12-29 | 4.3326 | 4.2106 | 4.1048 | 4.12 | 4.2873 | 4.4413 | 4.6114 | 4.9412 | 5.2354 | 5.0354 | 5.2941 | 5.3824 | 5.4095 | 5.2799 | 5.5918 | 5.6721 | 6.018 | 6.2181 | 6.5291 | 6.4164 | 5.8248 | 5.2871 | 4.7576 | 4.2408
2032-12-30 | 3.8675 | 3.7338 | 3.7029 | 3.7044 | 3.7607 | 4.0217 | 4.2285 | 4.497 | 4.7831 | 4.7385 | 4.8788 | 4.9997 | 4.9006 | 4.9825 | 5.1294 | 5.1993 | 5.5363 | 5.8901 | 6.0099 | 5.845 | 5.4086 | 5.1507 | 4.759 | 4.1777
2032-12-31 | 4.0141 | 3.8656 | 3.831 | 3.7031 | 3.8285 | 4.022 | 4.1986 | 4.5384 | 4.814 | 5.0131 | 5.2157 | 5.3766 | 5.4106 | 5.1982 | 5.2905 | 5.3681 | 5.715 | 6.1065 | 6.1533 | 5.7832 | 5.5022 | 5.3169 | 4.8861 | 4.3245
2033-01-01 | 3.8241 | 3.7882 | 3.7403 | 3.6948 | 3.7302 | 3.8371 | 4.1614 | 4.2802 | 4.3317 | 4.3409 | 4.2297 | 4.1252 | 4.2776 | 4.4356 | 4.4447 | 4.7022 | 5.0363 | 5.1865 | 5.3119 | 5.1551 | 4.8862 | 4.6411 | 4.1624 | 3.9471
2033-01-02 | 3.8186 | 3.6892 | 3.6826 | 3.6492 | 3.6313 | 3.7744 | 3.9317 | 3.9647 | 4.1867 | 4.1615 | 4.05 | 3.9845 | 4.0984 | 4.321 | 4.4278 | 4.5919 | 4.8637 | 5.1527 | 5.2209 | 5.0892 | 4.8959 | 4.509 | 4.1453 | 3.9357
2033-01-03 | 3.7856 | 3.7262 | 3.6663 | 3.6871 | 3.7183 | 3.8905 | 4.1774 | 4.3102 | 4.3402 | 4.302 | 4.3467 | 4.3943 | 4.4612 | 4.4839 | 4.9122 | 5.0638 | 5.2762 | 5.6121 | 5.6853 | 5.4922 | 5.0721 | 4.6519 | 4.243 | 3.8613
2033-01-04 | 3.7526 | 3.6436 | 3.6351 | 3.7165 | 3.702 | 3.9009 | 4.131 | 4.2517 | 4.291 | 4.0858 | 4.127 | 4.1876 | 4.29 | 4.5536 | 4.9799 | 4.9907 | 5.0215 | 5.3398 | 5.6893 | 5.4471 | 4.9812 | 4.6616 | 4.1606 | 3.8086
2033-01-05 | 3.7086 | 3.6577 | 3.5963 | 3.5821 | 3.684 | 4.0026 | 4.2664 | 4.5473 | 4.4671 | 4.3324 | 4.266 | 4.3524 | 4.3489 | 4.6347 | 4.6256 | 4.7129 | 4.8994 | 5.2999 | 5.5752 | 5.2721 | 5.1011 | 4.6593 | 4.2791 | 3.9585
2033-01-06 | 3.9442 | 3.849 | 3.8311 | 3.8171 | 3.8858 | 4.1335 | 4.4384 | 4.7286 | 4.5681 | 4.7575 | 4.9146 | 4.6257 | 4.6203 | 4.6555 | 4.7311 | 4.7229 | 5.0583 | 5.6695 | 6.0278 | 5.7282 | 5.2722 | 4.9804 | 4.483 | 4.3394
2033-01-07 | 3.85 | 3.7144 | 3.6617 | 3.673 | 3.7734 | 4.0147 | 4.4199 | 4.548 | 4.4475 | 4.5391 | 4.5207 | 4.765 | 4.6767 | 4.7047 | 4.7099 | 4.814 | 4.8913 | 5.3822 | 5.5532 | 5.2326 | 4.9459 | 4.5601 | 4.0935 | 4.0537
2033-01-08 | 3.8245 | 3.5579 | 3.5588 | 3.5816 | 3.5223 | 3.705 | 3.9143 | 4.208 | 4.4293 | 4.634 | 4.369 | 4.4766 | 4.5978 | 4.4409 | 4.4811 | 4.7418 | 4.9596 | 5.275 | 5.4139 | 5.3012 | 5.0029 | 4.5718 | 4.1876 | 4.1247
2033-01-09 | 3.8129 | 3.6108 | 3.5868 | 3.62 | 3.5858 | 3.7698 | 3.9358 | 4.1571 | 4.4493 | 4.6925 | 4.7808 | 4.6885 | 4.5756 | 4.4721 | 4.6071 | 4.8075 | 4.8448 | 5.1069 | 5.4766 | 5.338 | 4.9237 | 4.5214 | 4.0971 | 3.8093
2033-01-10 | 3.7115 | 3.6181 | 3.5455 | 3.5543 | 3.636 | 3.7992 | 4.13 | 4.5309 | 4.6116 | 4.5498 | 4.6309 | 4.5194 | 4.6919 | 4.6818 | 4.7077 | 4.5167 | 4.756 | 5.3246 | 5.5911 | 5.2817 | 5.0242 | 4.8466 | 4.1062 | 3.8122
2033-01-11 | 3.6849 | 3.5791 | 3.4841 | 3.5357 | 3.5992 | 3.8029 | 4.0942 | 4.2749 | 4.2176 | 4.1232 | 4.0265 | 4.1763 | 4.16 | 4.1202 | 4.1517 | 4.1672 | 4.2478 | 4.6744 | 5.1088 | 5.0171 | 4.7248 | 4.3348 | 3.9523 | 3.5926
2033-01-12 | 3.5144 | 3.5667 | 3.5778 | 3.5462 | 3.6728 | 3.9733 | 4.3425 | 4.5069 | 4.3487 | 4.3632 | 4.2839 | 4.5942 | 4.3539 | 4.3305 | 4.3879 | 4.4168 | 4.5512 | 4.8813 | 5.3557 | 5.1989 | 4.8105 | 4.4543 | 4.0625 | 3.7002
2033-01-13 | 3.5783 | 3.471 | 3.4078 | 3.4325 | 3.5534 | 3.8676 | 4.1966 | 4.4262 | 4.3465 | 4.3602 | 4.5223 | 4.6475 | 4.4417 | 4.4281 | 4.4171 | 4.6092 | 4.8632 | 5.1608 | 5.3217 | 5.1446 | 4.9037 | 4.6618 | 4.1428 | 3.7327
2033-01-14 | 3.7485 | 3.6633 | 3.6257 | 3.6523 | 3.7012 | 4.015 | 4.556 | 4.8153 | 4.638 | 4.6106 | 4.666 | 4.6876 | 4.6877 | 4.6869 | 4.7011 | 4.7693 | 4.7764 | 5.103 | 5.3013 | 5.0672 | 4.7188 | 4.4794 | 4.1422 | 3.8025
2033-01-15 | 3.6634 | 3.554 | 3.5038 | 3.4936 | 3.5353 | 3.7754 | 4.0614 | 4.2677 | 4.4833 | 4.472 | 4.2428 | 4.2582 | 4.3814 | 4.5436 | 4.6585 | 4.8076 | 4.84 | 5.1491 | 5.328 | 5.1787 | 4.815 | 4.5166 | 4.1836 | 3.8315
2033-01-16 | 3.7017 | 3.5137 | 3.4763 | 3.488 | 3.4999 | 3.6951 | 4.0288 | 4.3311 | 4.5808 | 4.5725 | 4.3822 | 4.5526 | 4.665 | 4.6048 | 4.8854 | 4.9949 | 5.1168 | 5.3034 | 5.5042 | 5.3812 | 4.939 | 4.5993 | 4.1554 | 3.8087
2033-01-17 | 3.6731 | 3.5965 | 3.621 | 3.5818 | 3.6003 | 3.8199 | 4.0335 | 4.2696 | 4.3428 | 4.1767 | 3.9858 | 4.165 | 4.0915 | 4.2085 | 4.2172 | 4.4477 | 4.5262 | 4.918 | 5.3194 | 5.2226 | 4.6475 | 4.3949 | 4.0279 | 3.7103
2033-01-18 | 3.5642 | 3.4977 | 3.4579 | 3.4857 | 3.5657 | 3.7971 | 4.1321 | 4.4245 | 4.2422 | 4.3155 | 4.5259 | 4.6455 | 4.7839 | 4.5871 | 4.3233 | 4.6151 | 4.7138 | 5.2688 | 5.5436 | 4.9537 | 4.9443 | 4.7772 | 4.2691 | 3.8402
2033-01-19 | 3.7217 | 3.5982 | 3.5352 | 3.5273 | 3.6235 | 3.8979 | 4.2608 | 4.3988 | 4.1048 | 4.0852 | 4.0494 | 4.0393 | 4.3849 | 4.4949 | 4.5254 | 4.9864 | 5.1893 | 5.5104 | 5.6544 | 5.4184 | 5.186 | 4.755 | 4.3104 | 3.8256
2033-01-20 | 3.6569 | 3.5269 | 3.4993 | 3.4469 | 3.5252 | 3.8584 | 4.2321 | 4.5113 | 4.3103 | 4.2494 | 4.5125 | 4.6396 | 4.5842 | 4.4738 | 4.911 | 5.0718 | 5.1945 | 5.4643 | 5.6521 | 5.2785 | 5.029 | 4.5239 | 4.1479 | 3.8553
2033-01-21 | 3.6398 | 3.5625 | 3.5625 | 3.5626 | 3.8206 | 4.0621 | 4.5341 | 4.7391 | 4.7255 | 4.6018 | 4.726 | 4.8545 | 4.8038 | 4.8773 | 4.9561 | 4.8648 | 5.182 | 5.5862 | 5.6597 | 5.3286 | 5.0817 | 4.9445 | 4.473 | 4.1751
2033-01-22 | 3.9708 | 3.9248 | 3.6644 | 3.6138 | 3.6258 | 3.855 | 4.0584 | 4.3272 | 4.4927 | 4.3821 | 4.1756 | 4.085 | 4.0101 | 3.9941 | 4.0143 | 4.1131 | 4.3392 | 4.8325 | 5.1134 | 4.9783 | 4.7272 | 4.4702 | 4.0971 | 3.8347
2033-01-23 | 3.7261 | 3.5714 | 3.5648 | 3.4275 | 3.4213 | 3.6285 | 3.8334 | 4.0115 | 4.1951 | 4.2428 | 4.1664 | 4.2688 | 4.3121 | 4.2069 | 3.9734 | 4.1961 | 4.5225 | 4.8066 | 5.0135 | 5.0796 | 4.8493 | 4.4028 | 4.0223 | 3.7434
2033-01-24 | 3.6584 | 3.5748 | 3.5524 | 3.5642 | 3.63 | 3.9192 | 4.2128 | 4.4854 | 4.3467 | 4.1767 | 3.9923 | 4.048 | 3.9869 | 4.0175 | 3.8628 | 3.9994 | 4.3508 | 4.877 | 5.2446 | 5.1959 | 4.9899 | 4.5051 | 4.0111 | 3.7311
2033-01-25 | 3.6439 | 3.5619 | 3.528 | 3.5209 | 3.6247 | 3.9501 | 4.5058 | 4.5677 | 4.4835 | 4.5048 | 4.2855 | 4.36 | 4.4109 | 4.2611 | 4.7036 | 5.0095 | 5.3274 | 5.3618 | 5.5628 | 5.3898 | 5.1054 | 4.7186 | 4.0967 | 3.7996
2033-01-26 | 3.6989 | 3.6272 | 3.591 | 3.5507 | 3.6332 | 4.0553 | 4.3976 | 4.6912 | 4.6893 | 4.7512 | 4.604 | 4.3026 | 4.2798 | 4.4501 | 4.3863 | 4.4469 | 4.9606 | 5.1952 | 5.3377 | 5.3587 | 5.1917 | 4.8039 | 4.2247 | 3.9863
2033-01-27 | 3.8147 | 3.7345 | 3.6821 | 3.6714 | 3.7518 | 4.0538 | 4.4081 | 4.7959 | 4.8878 | 4.5317 | 4.3545 | 4.5043 | 4.9511 | 4.7805 | 4.7464 | 4.8292 | 5.0745 | 5.2894 | 5.6014 | 5.2871 | 4.911 | 4.5824 | 4.0915 | 3.8048
2033-01-28 | 3.6773 | 3.6198 | 3.5512 | 3.5542 | 3.6425 | 3.9623 | 4.3539 | 4.6182 | 4.6743 | 4.6304 | 4.5669 | 4.8388 | 4.8791 | 4.5941 | 5.0342 | 5.061 | 5.0262 | 5.5444 | 5.5795 | 5.1612 | 4.7618 | 4.6194 | 4.3042 | 3.8793
2033-01-29 | 3.7495 | 3.6741 | 3.5857 | 3.5687 | 3.5987 | 3.8662 | 4.0685 | 4.4364 | 4.6422 | 4.7375 | 4.8201 | 4.8891 | 4.7672 | 4.6226 | 4.7656 | 4.8098 | 4.8774 | 5.1672 | 5.2444 | 5.244 | 5.098 | 4.7902 | 4.2462 | 3.922
2033-01-30 | 3.6896 | 3.5691 | 3.5367 | 3.4978 | 3.5407 | 3.7482 | 3.9675 | 4.2869 | 4.6014 | 4.6214 | 4.4814 | 4.6437 | 4.4345 | 4.3005 | 4.2795 | 4.3085 | 4.3601 | 4.9873 | 5.2276 | 5.0795 | 4.8035 | 4.4175 | 4.0623 | 3.7158
2033-01-31 | 3.5877 | 3.5022 | 3.4813 | 3.4392 | 3.5027 | 3.9039 | 4.327 | 4.7103 | 4.8259 | 4.7689 | 4.5461 | 4.391 | 4.5482 | 4.4912 | 4.683 | 4.9876 | 5.0578 | 5.2985 | 5.5181 | 5.277 | 5.0331 | 4.6481 | 4.1165 | 3.8468
2033-02-01 | 3.5893 | 3.4839 | 3.4628 | 3.5617 | 3.6693 | 3.9602 | 4.3468 | 4.5659 | 4.6295 | 4.5171 | 4.338 | 4.5103 | 4.5272 | 4.5296 | 4.6352 | 4.5843 | 4.8782 | 4.9805 | 5.3175 | 5.4464 | 4.9935 | 4.4873 | 4.0129 | 3.715
2033-02-02 | 3.5585 | 3.4882 | 3.4009 | 3.3803 | 3.4474 | 3.7432 | 4.2825 | 4.5008 | 4.4632 | 4.6148 | 4.6952 | 4.6429 | 4.428 | 4.4974 | 4.7941 | 4.7857 | 5.2186 | 5.4414 | 5.8382 | 5.6748 | 5.3584 | 4.9435 | 4.3736 | 4.2533
2033-02-03 | 4.049 | 3.7577 | 3.7386 | 3.7249 | 3.8911 | 4.2897 | 4.65 | 5.1012 | 5.2194 | 5.0688 | 5.1992 | 5.1153 | 4.6553 | 4.7356 | 4.713 | 4.9194 | 5.0289 | 5.2773 | 5.5159 | 5.374 | 4.9245 | 4.6271 | 4.3031 | 3.853
2033-02-04 | 3.5601 | 3.4682 | 3.4439 | 3.4379 | 3.5554 | 3.9502 | 4.5027 | 4.8017 | 4.6572 | 4.3723 | 4.3705 | 4.3804 | 4.4835 | 4.4615 | 4.4245 | 4.4375 | 5.077 | 5.3495 | 5.4209 | 5.1937 | 4.9792 | 4.8276 | 4.3053 | 4.0246
2033-02-05 | 3.7385 | 3.6538 | 3.5171 | 3.513 | 3.5485 | 3.7398 | 4.1407 | 4.5472 | 4.7157 | 4.4492 | 3.9856 | 4.1153 | 4.2575 | 4.1942 | 4.1752 | 4.3367 | 4.5068 | 4.9524 | 5.0672 | 4.9982 | 4.4636 | 4.1902 | 4.0628 | 3.7805
2033-02-06 | 3.4985 | 3.3478 | 3.3105 | 3.2977 | 3.3344 | 3.4856 | 3.7406 | 4.0308 | 4.4091 | 4.5424 | 4.5082 | 4.5368 | 4.3814 | 4.4969 | 4.293 | 4.6579 | 4.7798 | 5.1132 | 5.3608 | 5.1364 | 4.8591 | 4.6149 | 4.1786 | 3.8942
2033-02-07 | 3.7531 | 3.6078 | 3.4579 | 3.4838 | 3.5089 | 3.8679 | 4.2912 | 4.5297 | 4.5157 | 4.1924 | 3.989 | 3.8146 | 3.81 | 3.7023 | 3.7109 | 4.05 | 4.4183 | 4.9145 | 5.2655 | 5.1294 | 4.7607 | 4.4607 | 4.001 | 3.5789
2033-02-08 | 3.452 | 3.3814 | 3.3333 | 3.3432 | 3.4138 | 3.884 | 4.4035 | 4.6959 | 4.6051 | 4.4184 | 4.1767 | 4.1513 | 4.0536 | 4.0244 | 4.023 | 4.1195 | 4.537 | 5.0797 | 5.2646 | 5.3668 | 5.0235 | 4.6043 | 4.0392 | 3.5997
2033-02-09 | 3.461 | 3.3941 | 3.3948 | 3.3535 | 3.4339 | 3.9108 | 4.1476 | 4.5135 | 4.4664 | 4.3472 | 4.0092 | 3.9423 | 3.8422 | 3.8676 | 3.9323 | 4.2083 | 4.6183 | 4.911 | 5.3545 | 5.2002 | 4.861 | 4.4015 | 4.0199 | 3.7694
2033-02-10 | 3.6303 | 3.5272 | 3.4507 | 3.4552 | 3.5505 | 3.8771 | 4.2026 | 4.4096 | 4.4483 | 4.5516 | 4.4542 | 4.15 | 4.1628 | 4.0294 | 4.1078 | 4.2066 | 4.4908 | 4.7914 | 5.3045 | 5.1369 | 4.7623 | 4.5344 | 4.1328 | 3.7022
2033-02-11 | 3.487 | 3.4012 | 3.3649 | 3.3839 | 3.4622 | 3.7133 | 4.0033 | 4.2934 | 4.5733 | 4.5193 | 4.4137 | 4.194 | 4.123 | 4.0021 | 4.128 | 4.2258 | 4.423 | 4.8408 | 5.2033 | 5.2708 | 5.0096 | 4.8306 | 4.3735 | 3.945
2033-02-12 | 3.7263 | 3.6021 | 3.5531 | 3.4979 | 3.6338 | 3.8195 | 4.0605 | 4.3011 | 4.6721 | 4.5263 | 4.3229 | 4.2925 | 4.4415 | 3.897 | 4.1901 | 4.3117 | 4.5379 | 4.8885 | 5.258 | 5.2177 | 4.9285 | 4.6824 | 4.2075 | 3.8216
2033-02-13 | 3.4891 | 3.3615 | 3.3738 | 3.3293 | 3.3649 | 3.4965 | 3.6785 | 4.0387 | 4.2626 | 4.2074 | 4.2059 | 4.0321 | 4.18 | 4.1638 | 4.42 | 4.5958 | 4.6266 | 4.8997 | 5.1221 | 5.1368 | 4.8983 | 4.6042 | 4.2574 | 3.8674
2033-02-14 | 3.6143 | 3.5145 | 3.4946 | 3.4402 | 3.4844 | 3.6754 | 3.814 | 4.1555 | 4.3438 | 4.2319 | 4.0436 | 3.9875 | 3.9531 | 3.9031 | 4.1712 | 4.4434 | 4.989 | 5.1065 | 5.1563 | 5.1595 | 4.8024 | 4.5313 | 4.0736 | 3.6646
2033-02-15 | 3.5558 | 3.4574 | 3.411 | 3.4491 | 3.5301 | 3.7573 | 4.1444 | 4.4273 | 4.7641 | 4.6506 | 4.6658 | 4.5524 | 4.4953 | 4.4765 | 4.4061 | 4.4378 | 4.5813 | 5.0759 | 5.1429 | 5.0484 | 4.7057 | 4.3825 | 3.974 | 3.6304
2033-02-16 | 3.4879 | 3.4061 | 3.4906 | 3.4464 | 3.6107 | 4.0782 | 4.4136 | 4.7218 | 4.7925 | 4.6336 | 4.5996 | 4.6803 | 4.692 | 4.6776 | 4.5626 | 4.5352 | 4.769 | 5.1195 | 5.4572 | 5.294 | 4.8736 | 4.7957 | 4.1452 | 3.6801
2033-02-17 | 3.5582 | 3.4815 | 3.4852 | 3.4213 | 3.4834 | 3.8458 | 4.0884 | 4.2936 | 4.3762 | 4.2326 | 4.287 | 4.4808 | 4.311 | 4.3963 | 4.5412 | 4.8494 | 5.1107 | 5.4699 | 5.7818 | 5.3794 | 5.1512 | 4.6098 | 3.9971 | 3.7142
2033-02-18 | 3.4574 | 3.3247 | 3.2949 | 3.3779 | 3.4801 | 3.8697 | 4.3373 | 4.4925 | 4.2983 | 4.2201 | 4.6358 | 4.7469 | 4.8808 | 4.698 | 4.7206 | 5.068 | 5.3786 | 5.8179 | 5.8359 | 5.6585 | 5.4881 | 5.0728 | 4.4806 | 4.1238
2033-02-19 | 3.759 | 3.5412 | 3.556 | 3.4537 | 3.4883 | 3.7157 | 4.0073 | 4.2835 | 4.547 | 4.6446 | 4.5091 | 4.3574 | 4.2822 | 4.3326 | 4.2469 | 4.4943 | 4.8343 | 5.0448 | 5.1443 | 5.2392 | 4.8261 | 4.3937 | 4.1162 | 3.7165
2033-02-20 | 3.5999 | 3.3363 | 3.3627 | 3.3978 | 3.4398 | 3.5764 | 3.8056 | 4.0938 | 4.3808 | 4.4753 | 4.2628 | 4.0775 | 4.1733 | 4.2167 | 4.3615 | 4.6191 | 4.7779 | 5.2865 | 5.384 | 5.3555 | 5.0203 | 4.6411 | 4.0951 | 3.7936
2033-02-21 | 3.6148 | 3.6027 | 3.5169 | 3.4215 | 3.4227 | 3.6456 | 4.261 | 4.6216 | 4.4552 | 4.1865 | 4.0024 | 4.148 | 4.3817 | 4.1991 | 4.2546 | 4.4372 | 4.6231 | 4.9652 | 5.3697 | 5.2067 | 4.8014 | 4.4271 | 4.0196 | 3.6779
2033-02-22 | 3.5765 | 3.5152 | 3.471 | 3.4498 | 3.5087 | 3.864 | 4.0651 | 4.2861 | 4.4554 | 4.4435 | 4.3082 | 4.1309 | 3.9693 | 4.2383 | 4.333 | 4.4883 | 4.6509 | 5.028 | 5.3924 | 5.1491 | 4.8002 | 4.5173 | 3.9809 | 3.7152
2033-02-23 | 3.6117 | 3.5034 | 3.5238 | 3.4804 | 3.5774 | 3.8918 | 4.1547 | 4.3188 | 4.2814 | 4.1446 | 4.0706 | 3.9094 | 3.8544 | 3.8356 | 3.7751 | 3.9506 | 4.1268 | 4.6868 | 5.2321 | 5.3093 | 5.0495 | 4.5946 | 4.0324 | 3.6673
2033-02-24 | 3.5576 | 3.4737 | 3.3094 | 3.2971 | 3.3602 | 3.7486 | 3.9436 | 4.0106 | 3.924 | 3.8087 | 3.7199 | 3.6961 | 3.6004 | 3.8611 | 3.7891 | 4.084 | 4.2574 | 4.925 | 5.1545 | 5.0539 | 4.8285 | 4.3958 | 3.9552 | 3.5271
2033-02-25 | 3.5068 | 3.3684 | 3.3843 | 3.3402 | 3.4358 | 3.7754 | 4.2076 | 4.4578 | 4.2908 | 4.1672 | 3.977 | 3.9719 | 3.9139 | 3.8539 | 3.9577 | 4.1256 | 4.306 | 4.6493 | 4.8992 | 5.06 | 4.8207 | 4.5886 | 4.171 | 3.7903
2033-02-26 | 3.5899 | 3.5192 | 3.4462 | 3.3533 | 3.4169 | 3.5614 | 3.8534 | 4.0271 | 4.2858 | 4.2533 | 3.953 | 3.864 | 3.9469 | 3.7748 | 3.7413 | 3.9641 | 4.1689 | 4.5646 | 4.9497 | 5.038 | 4.6429 | 4.4392 | 3.9927 | 3.6438
2033-02-27 | 3.5366 | 3.493 | 3.4679 | 3.4142 | 3.4221 | 3.5824 | 3.8737 | 4.1167 | 4.2726 | 4.2638 | 4.1142 | 4.0053 | 3.8031 | 3.611 | 3.7189 | 3.8539 | 4.1148 | 4.5324 | 4.9605 | 5.0308 | 4.8924 | 4.3952 | 4.0241 | 3.5865
2033-02-28 | 3.4762 | 3.4306 | 3.3582 | 3.2239 | 3.3271 | 3.6028 | 3.8427 | 4.1614 | 4.3956 | 4.2106 | 4.077 | 3.9519 | 3.9077 | 3.8362 | 3.891 | 4.0803 | 4.2228 | 4.7364 | 5.2047 | 5.1458 | 4.7002 | 4.4432 | 4.1011 | 3.6785
2033-03-01 | 3.6375 | 3.5601 | 3.5576 | 3.6105 | 3.6227 | 3.9985 | 4.4962 | 4.7914 | 4.7758 | 4.7131 | 4.4529 | 4.3737 | 4.2537 | 4.3751 | 4.383 | 4.8551 | 5.0417 | 5.5529 | 5.8471 | 5.82 | 5.526 | 4.8463 | 4.1937 | 3.7991
2033-03-02 | 3.6743 | 3.5872 | 3.5486 | 3.5449 | 3.6296 | 3.9484 | 4.4817 | 4.6496 | 4.8234 | 4.7934 | 4.5738 | 4.4574 | 4.8059 | 5.2119 | 5.2178 | 5.1312 | 5.316 | 5.8347 | 5.893 | 5.7818 | 5.4773 | 5.1187 | 4.5682 | 4.0448
2033-03-03 | 3.8926 | 3.7835 | 3.6536 | 3.5862 | 3.633 | 4.1048 | 4.5881 | 5.055 | 5.3772 | 4.976 | 4.46 | 4.6682 | 4.638 | 4.7747 | 4.7162 | 4.8271 | 5.2344 | 5.6911 | 5.6756 | 5.6259 | 5.1992 | 4.7451 | 4.1518 | 3.8316
2033-03-04 | 3.6849 | 3.6138 | 3.6481 | 3.6004 | 3.6162 | 4.0721 | 4.7393 | 4.9515 | 4.6196 | 4.3605 | 4.1688 | 4.2711 | 4.2888 | 4.3661 | 4.7324 | 5.0718 | 5.0793 | 5.4853 | 5.6991 | 5.5243 | 5.245 | 4.8303 | 4.274 | 3.9228
2033-03-05 | 3.7625 | 3.7029 | 3.6623 | 3.6845 | 3.6845 | 3.92 | 4.2809 | 4.4277 | 4.9226 | 4.8652 | 4.3973 | 4.326 | 4.3745 | 4.1467 | 4.1887 | 4.2545 | 4.8518 | 5.3338 | 5.0641 | 5.147 | 4.8566 | 4.7305 | 4.2033 | 3.8096
2033-03-06 | 3.711 | 3.6433 | 3.6934 | 3.5589 | 3.6276 | 3.7843 | 3.9921 | 4.2793 | 4.6053 | 4.4741 | 4.3662 | 4.402 | 4.7489 | 4.5991 | 4.4632 | 4.9778 | 5.3894 | 5.5683 | 5.7413 | 5.5855 | 5.4999 | 5.1984 | 4.6301 | 4.1276
2033-03-07 | 3.9191 | 3.8335 | 3.7666 | 3.7305 | 3.7765 | 4.0555 | 4.4638 | 4.6826 | 4.6576 | 4.6699 | 4.5586 | 4.7811 | 4.6782 | 4.3607 | 4.3972 | 4.5158 | 4.856 | 5.4508 | 5.6487 | 5.3992 | 5.1212 | 4.6745 | 4.2032 | 3.8457
2033-03-08 | 3.7426 | 3.6363 | 3.6112 | 3.5956 | 3.6447 | 3.9395 | 4.4838 | 4.6731 | 4.6108 | 4.5884 | 4.4201 | 4.3521 | 4.2426 | 4.7912 | 4.9785 | 4.9764 | 5.3321 | 5.5764 | 5.6346 | 5.6873 | 5.3699 | 4.9008 | 4.2681 | 3.9441
2033-03-09 | 3.8628 | 3.783 | 3.6773 | 3.6865 | 3.6971 | 4.0726 | 4.5488 | 4.8497 | 4.7618 | 4.6698 | 4.3197 | 4.3462 | 4.737 | 4.5435 | 4.6572 | 4.9585 | 5.0816 | 5.6259 | 5.9948 | 5.86 | 5.4504 | 5.0247 | 4.2954 | 3.9114
2033-03-10 | 3.9557 | 3.8027 | 3.7473 | 3.7232 | 3.7774 | 4.1762 | 4.5732 | 4.7485 | 4.6179 | 4.3193 | 4.2184 | 4.5428 | 4.5954 | 4.4894 | 4.6997 | 5.0871 | 5.3828 | 5.9636 | 6.1295 | 5.9239 | 5.2938 | 4.8881 | 4.3641 | 3.9013
2033-03-11 | 3.7826 | 3.6547 | 3.6205 | 3.6152 | 3.5888 | 3.9336 | 4.3984 | 4.4791 | 4.5439 | 4.3377 | 4.2019 | 4.2378 | 4.4211 | 4.5973 | 4.6794 | 5.0115 | 5.1789 | 5.2762 | 5.4403 | 5.4804 | 4.9926 | 4.6454 | 4.2228 | 3.9249
2033-03-12 | 3.7042 | 3.6326 | 3.6396 | 3.6755 | 3.6669 | 3.8446 | 4.3007 | 4.5967 | 4.7635 | 4.7057 | 4.6519 | 4.3554 | 4.7499 | 4.5801 | 4.61 | 4.8767 | 5.1243 | 5.6155 | 5.5776 | 5.7178 | 5.4482 | 5.1896 | 4.6257 | 4.0475
2033-03-13 | 3.7731 | 3.6988 | 3.652 | 3.6985 | 3.5731 | 3.7243 | 3.951 | 4.0156 | 4.1262 | 4.049 | 3.9898 | 3.9972 | 3.9434 | 3.6581 | 3.7452 | 4.0659 | 4.3791 | 4.9611 | 5.1212 | 5.009 | 4.6584 | 4.4605 | 4.0442 | 3.7143
2033-03-14 | 3.5705 | 3.4851 | 3.4883 | 3.3865 | 3.4564 | 3.6589 | 3.8971 | 4.1136 | 4.5974 | 4.4775 | 4.2185 | 3.8571 | 3.7538 | 3.9035 | 3.7908 | 4.0667 | 4.2949 | 4.8493 | 5.2094 | 5.3948 | 5.0788 | 4.5136 | 3.9297 | 3.6253
2033-03-15 | 3.5226 | 3.5832 | 3.6096 | 3.603 | 3.62 | 3.9156 | 4.1704 | 4.2198 | 4.2746 | 4.2306 | 4.2753 | 4.1116 | 4.0646 | 3.9509 | 3.8105 | 4.0154 | 4.3615 | 4.9524 | 5.1363 | 5.1808 | 4.9903 | 4.5925 | 4.1024 | 3.7035
2033-03-16 | 3.6057 | 3.5132 | 3.5073 | 3.4881 | 3.48 | 3.8579 | 4.0462 | 4.1955 | 4.3012 | 4.288 | 4.1922 | 4.3168 | 4.4952 | 4.5069 | 4.4845 | 4.5615 | 4.7038 | 5.1754 | 5.2955 | 5.4587 | 5.1823 | 4.909 | 4.3347 | 3.7803
2033-03-17 | 3.6751 | 3.5612 | 3.5378 | 3.4869 | 3.5531 | 3.9623 | 4.1857 | 4.38 | 4.5347 | 4.236 | 4.2731 | 4.0418 | 3.7515 | 3.7241 | 4.086 | 4.2693 | 4.4469 | 4.9096 | 5.2208 | 5.3206 | 4.9592 | 4.4987 | 4.0333 | 3.6284
2033-03-18 | 3.533 | 3.4758 | 3.4412 | 3.3827 | 3.502 | 3.7608 | 4.1884 | 4.4506 | 4.5336 | 4.3503 | 4.6358 | 4.5647 | 4.1852 | 4.2707 | 4.5018 | 4.6799 | 4.8451 | 5.2215 | 5.4716 | 5.3946 | 5.0962 | 4.6663 | 4.2091 | 3.8414
2033-03-19 | 3.7377 | 3.6494 | 3.63 | 3.615 | 3.634 | 3.7881 | 3.9973 | 4.0755 | 4.0955 | 4.044 | 3.8263 | 3.8186 | 3.7147 | 3.5714 | 3.9286 | 4.7704 | 4.6749 | 5.0736 | 5.1141 | 5.0607 | 4.7225 | 4.7884 | 4.2168 | 3.7843
2033-03-20 | 3.8897 | 3.8185 | 3.603 | 3.5407 | 3.5317 | 3.7408 | 3.9509 | 4.023 | 4.2423 | 4.2518 | 4.2345 | 4.6683 | 4.4516 | 4.732 | 4.6751 | 4.6858 | 5.0954 | 5.6006 | 5.7424 | 5.7519 | 5.8219 | 5.198 | 4.6146 | 4.1339
2033-03-21 | 3.9534 | 3.8321 | 3.7689 | 3.6709 | 3.7413 | 3.8348 | 4.2198 | 4.5619 | 5.0836 | 4.9109 | 5.1749 | 4.4667 | 4.8751 | 4.6377 | 4.5918 | 4.6802 | 5.1143 | 5.3223 | 5.456 | 5.7703 | 5.2819 | 4.6731 | 4.1596 | 3.7451
2033-03-22 | 3.6136 | 3.5765 | 3.5131 | 3.5021 | 3.5606 | 3.843 | 4.2534 | 4.446 | 4.5649 | 4.4571 | 4.3227 | 4.2948 | 4.6517 | 4.5318 | 4.6944 | 5.1809 | 5.2792 | 5.5342 | 5.8111 | 5.7186 | 5.2822 | 4.7366 | 4.2386 | 3.8198
2033-03-23 | 3.6396 | 3.5569 | 3.5053 | 3.4495 | 3.5101 | 3.7793 | 4.2477 | 4.2364 | 4.3358 | 4.2486 | 4.165 | 4.4282 | 4.5062 | 4.5511 | 4.6272 | 4.7786 | 4.9762 | 5.3524 | 5.3689 | 5.4666 | 5.3419 | 4.832 | 4.2754 | 3.7809
2033-03-24 | 3.6758 | 3.6278 | 3.5813 | 3.6221 | 3.647 | 3.9883 | 4.4375 | 4.6072 | 4.814 | 5.0173 | 5.1601 | 5.2603 | 5.0518 | 4.9904 | 5.0773 | 5.1064 | 5.2796 | 5.7135 | 5.5097 | 5.6742 | 5.5064 | 4.6923 | 4.0614 | 3.7029
2033-03-25 | 3.5673 | 3.4606 | 3.4267 | 3.4336 | 3.4744 | 3.708 | 4.1355 | 4.2023 | 4.205 | 4.0803 | 4.1915 | 4.3237 | 4.3383 | 4.1341 | 4.2684 | 4.587 | 4.7859 | 5.024 | 5.0262 | 5.0829 | 4.8544 | 4.4204 | 4.0959 | 3.8271
2033-03-26 | 3.6495 | 3.5753 | 3.5827 | 3.5181 | 3.5051 | 3.6984 | 3.8572 | 4.0324 | 4.3574 | 4.4857 | 4.4491 | 5.0088 | 4.365 | 4.1954 | 4.3934 | 4.5835 | 4.7198 | 5.2382 | 5.2335 | 5.3486 | 4.8846 | 4.3367 | 4.1164 | 3.6812
2033-03-27 | 3.5543 | 3.449 | 3.4231 | 3.3981 | 3.429 | 3.5997 | 3.7183 | 3.7818 | 4.1904 | 3.9521 | 4.0141 | 4.2014 | 3.8818 | 3.8844 | 3.9512 | 4.3394 | 4.6447 | 5.1564 | 5.2286 | 5.3503 | 5.0351 | 4.5805 | 3.9584 | 3.6644
2033-03-28 | 3.5723 | 3.6358 | 3.56 | 3.5764 | 3.6217 | 3.8788 | 4.1333 | 4.5227 | 4.7314 | 4.4659 | 4.5887 | 4.4544 | 4.4496 | 4.397 | 4.1657 | 4.4317 | 4.5271 | 5.0345 | 4.9872 | 5.258 | 4.805 | 4.2724 | 3.8349 | 3.5513
2033-03-29 | 3.4747 | 3.3347 | 3.3237 | 3.334 | 3.4388 | 3.7127 | 3.9233 | 4.0742 | 4.0996 | 4.0747 | 3.9918 | 4.1342 | 4.013 | 3.9586 | 4.0696 | 4.263 | 4.4702 | 5.1182 | 5.6161 | 5.7722 | 5.4564 | 5.0014 | 4.2585 | 3.9368
2033-03-30 | 3.7884 | 3.7326 | 3.6331 | 3.5724 | 3.6253 | 3.9152 | 4.2233 | 4.3759 | 4.5124 | 4.8119 | 4.746 | 4.4586 | 4.3306 | 4.1928 | 4.2948 | 4.9199 | 5.1578 | 5.7329 | 5.8751 | 6.0109 | 5.5389 | 4.4456 | 4.1035 | 3.9104
2033-03-31 | 3.8844 | 3.5206 | 3.6132 | 3.5352 | 3.5775 | 3.8426 | 4.0611 | 4.1982 | 4.2885 | 4.1675 | 4.4889 | 4.5793 | 4.4949 | 4.3498 | 4.547 | 4.9716 | 5.4027 | 5.7517 | 5.9994 | 5.8517 | 5.3369 | 4.9827 | 4.4165 | 4.0933
2033-04-01 | 3.8131 | 3.7815 | 3.7191 | 3.7276 | 3.7761 | 4.0572 | 4.4305 | 4.7459 | 5.1119 | 4.9632 | 4.9594 | 4.8169 | 4.4446 | 4.6955 | 5.0324 | 5.2534 | 5.2943 | 5.4874 | 5.4414 | 5.5616 | 5.2226 | 4.6429 | 4.2213 | 3.7299
2033-04-02 | 3.5932 | 3.4504 | 3.4973 | 3.5224 | 3.543 | 3.7598 | 3.8335 | 3.9121 | 3.9943 | 3.9861 | 3.9389 | 4.3147 | 4.1675 | 4.178 | 4.2293 | 4.3874 | 4.6653 | 5.2392 | 5.5501 | 5.7479 | 5.1174 | 4.9047 | 4.522 | 4.0674
2033-04-03 | 3.9024 | 3.7503 | 3.6975 | 3.7017 | 3.714 | 3.8472 | 3.9934 | 4.2472 | 4.3884 | 4.2386 | 4.7514 | 4.7473 | 4.5457 | 4.638 | 4.565 | 4.91 | 5.0897 | 5.2611 | 5.3182 | 5.5514 | 4.8994 | 4.5764 | 4.1644 | 3.9207
2033-04-04 | 3.8114 | 3.5497 | 3.5606 | 3.5947 | 3.6466 | 3.8931 | 4.2418 | 4.4947 | 4.709 | 4.5537 | 4.7338 | 5.0171 | 4.9923 | 4.8637 | 5.1752 | 5.4573 | 5.7749 | 5.982 | 6.026 | 6.0251 | 5.5566 | 4.987 | 4.2818 | 3.9112
2033-04-05 | 3.8392 | 3.7784 | 3.6989 | 3.5838 | 3.5463 | 3.793 | 4.2327 | 4.4623 | 4.5223 | 4.373 | 4.5689 | 4.4423 | 4.2624 | 4.4133 | 4.568 | 4.8644 | 5.2574 | 5.7148 | 6.0401 | 6.0168 | 5.7172 | 4.8055 | 4.2845 | 3.8407
2033-04-06 | 3.7997 | 3.7312 | 3.6532 | 3.5593 | 3.6527 | 3.9874 | 4.3863 | 4.9128 | 5.1104 | 5.1047 | 4.7783 | 4.7728 | 4.5979 | 4.5731 | 4.4025 | 4.7076 | 5.1064 | 5.746 | 5.9237 | 5.9273 | 5.4379 | 4.8719 | 4.5001 | 3.902
2033-04-07 | 3.689 | 3.6828 | 3.6206 | 3.5743 | 3.6238 | 3.9266 | 4.3435 | 4.8293 | 5.0337 | 5.3194 | 5.4989 | 4.811 | 4.5936 | 4.5789 | 4.7137 | 5.1216 | 5.3827 | 5.7632 | 5.8252 | 6.0255 | 5.6686 | 4.7731 | 4.3123 | 3.8767
2033-04-08 | 3.7464 | 3.6845 | 3.6965 | 3.6951 | 3.7454 | 4.0424 | 4.594 | 5.055 | 5.8524 | 5.676 | 5.2852 | 5.047 | 5.0219 | 4.8149 | 5.1004 | 5.3333 | 5.6435 | 5.9008 | 5.9968 | 6.0031 | 5.7649 | 5.1693 | 4.6519 | 4.0805
2033-04-09 | 3.8791 | 3.7877 | 3.8178 | 3.7654 | 3.7393 | 3.9697 | 4.2363 | 4.4739 | 4.7674 | 4.611 | 4.4808 | 4.1932 | 4.2471 | 4.1695 | 4.1838 | 4.3159 | 4.6761 | 5.3571 | 5.2204 | 5.3857 | 4.8229 | 4.4522 | 4.1621 | 3.8041
2033-04-10 | 3.7131 | 3.6103 | 3.6264 | 3.6314 | 3.6654 | 3.9228 | 4.0975 | 4.1617 | 4.5628 | 4.6255 | 4.27 | 4.4226 | 4.5933 | 4.4494 | 4.5105 | 5.0104 | 5.1192 | 5.74 | 5.8197 | 5.8863 | 5.5686 | 5.0626 | 4.3684 | 3.9236
2033-04-11 | 3.5977 | 3.6063 | 3.5606 | 3.6015 | 3.5884 | 3.905 | 4.284 | 4.4666 | 4.3439 | 4.0588 | 3.9524 | 3.8035 | 3.7663 | 3.6507 | 3.8212 | 4.1906 | 4.595 | 5.2295 | 5.731 | 5.9799 | 5.558 | 4.9953 | 4.2922 | 3.8933
2033-04-12 | 3.8076 | 3.749 | 3.6276 | 3.5589 | 3.528 | 3.7512 | 4.1075 | 4.1816 | 4.2114 | 4.2707 | 4.1466 | 3.6857 | 4.6769 | 4.1932 | 4.3579 | 5.3391 | 5.489 | 5.9485 | 6.0449 | 5.926 | 5.6942 | 4.8912 | 4.2969 | 4.1156
2033-04-13 | 4.0042 | 3.8477 | 3.6506 | 3.7209 | 3.83 | 4.1391 | 4.6237 | 4.6628 | 5.0801 | 5.0873 | 4.4485 | 4.4535 | 4.4754 | 4.7253 | 5.1509 | 5.4185 | 5.6851 | 6.039 | 5.9453 | 5.8577 | 5.6449 | 4.926 | 4.3153 | 3.9116
2033-04-14 | 3.7548 | 3.7703 | 3.7187 | 3.7412 | 3.7179 | 4.0018 | 4.2334 | 3.9861 | 4.1762 | 4.0663 | 3.9514 | 4.3294 | 4.4557 | 3.9879 | 4.387 | 4.7577 | 5.0249 | 5.4306 | 5.669 | 5.7148 | 5.1898 | 4.5332 | 4.196 | 3.9135
2033-04-15 | 3.6935 | 3.5825 | 3.6212 | 3.5525 | 3.7451 | 3.845 | 4.2365 | 4.348 | 4.8925 | 4.9748 | 5.1941 | 5.0326 | 5.0056 | 4.7783 | 5.0504 | 5.4631 | 5.5415 | 5.9852 | 6.0386 | 5.9779 | 5.6129 | 5.2627 | 4.4147 | 4.0744
2033-04-16 | 3.9157 | 3.8542 | 3.8446 | 3.7784 | 3.8577 | 3.9189 | 4.0339 | 4.2466 | 4.6391 | 4.765 | 4.8594 | 4.5963 | 4.4268 | 4.5005 | 4.6215 | 4.7807 | 4.8409 | 5.409 | 5.6477 | 5.603 | 5.2122 | 4.645 | 4.1724 | 3.8471
2033-04-17 | 3.8052 | 4.0359 | 3.8477 | 3.671 | 3.7836 | 4.0802 | 4.3284 | 4.6589 | 4.9485 | 5.1401 | 4.9008 | 4.7068 | 4.7408 | 4.6654 | 4.9356 | 5.1645 | 5.5432 | 5.855 | 5.9487 | 6.0667 | 5.8798 | 5.3618 | 4.1774 | 3.8498
2033-04-18 | 3.7542 | 3.6662 | 3.6868 | 3.6056 | 3.6517 | 3.884 | 4.1882 | 4.4616 | 4.6672 | 4.3508 | 4.9822 | 4.5092 | 4.1526 | 3.9928 | 4.1517 | 3.9732 | 4.3043 | 4.934 | 5.1766 | 5.4402 | 5.0781 | 4.5233 | 3.973 | 3.6804
2033-04-19 | 3.6829 | 3.6295 | 3.6362 | 3.5985 | 3.6093 | 4.0275 | 4.2567 | 4.2869 | 4.5871 | 4.6578 | 4.4656 | 4.1658 | 4.1857 | 4.0847 | 4.2668 | 4.3807 | 4.7984 | 5.2471 | 5.5091 | 5.5757 | 5.2114 | 4.655 | 3.9901 | 3.7913
2033-04-20 | 3.6892 | 3.6376 | 3.5942 | 3.578 | 3.6026 | 3.9802 | 4.2249 | 4.404 | 4.5326 | 4.2218 | 4.0732 | 3.9745 | 3.9969 | 3.9122 | 4.1832 | 4.7776 | 5.0255 | 5.2446 | 5.5333 | 5.5891 | 5.203 | 4.706 | 4.0919 | 3.8301
2033-04-21 | 3.7787 | 3.6651 | 3.7747 | 3.852 | 3.9913 | 4.4816 | 4.7144 | 4.7649 | 4.9735 | 4.2178 | 4.0682 | 3.947 | 3.9522 | 3.9061 | 3.9096 | 4.335 | 4.643 | 5.3937 | 5.5948 | 5.6657 | 5.384 | 4.6968 | 4.1669 | 3.8284
2033-04-22 | 3.7513 | 3.6436 | 3.6545 | 3.6649 | 3.694 | 4.0717 | 4.2945 | 4.4122 | 4.6039 | 4.3965 | 4.18 | 4.1768 | 4.1527 | 4.3805 | 4.7983 | 4.8617 | 5.0962 | 5.4784 | 5.9272 | 5.808 | 5.3949 | 4.9802 | 4.4638 | 4.1264
2033-04-23 | 3.9831 | 3.8175 | 3.7844 | 3.7601 | 3.6192 | 3.8603 | 4.0239 | 4.2564 | 4.4844 | 4.2071 | 4.5656 | 4.6443 | 4.4731 | 4.3175 | 4.3836 | 4.6133 | 5.0163 | 5.2417 | 5.3928 | 5.2095 | 5.1329 | 4.78 | 4.5469 | 4.1972
2033-04-24 | 3.9993 | 3.8796 | 3.7589 | 3.6329 | 3.7595 | 3.8877 | 3.9999 | 4.3084 | 4.4661 | 4.3946 | 4.4714 | 4.5386 | 4.8227 | 4.6292 | 4.9385 | 4.9897 | 5.3125 | 5.5618 | 5.6636 | 5.6232 | 5.3468 | 4.8543 | 4.6009 | 4.025
2033-04-25 | 3.9368 | 3.9749 | 4.0188 | 4.0174 | 4.0196 | 4.0944 | 4.7141 | 4.9192 | 4.8968 | 4.4846 | 4.5247 | 4.8553 | 4.7234 | 4.5685 | 4.4534 | 5.1739 | 5.4098 | 5.5084 | 5.5856 | 5.4951 | 5.1194 | 4.6631 | 4.2456 | 3.9337
2033-04-26 | 3.8052 | 3.6694 | 3.6324 | 3.5566 | 3.604 | 3.8681 | 4.0817 | 4.162 | 4.3361 | 4.1982 | 4.2916 | 4.2194 | 4.2014 | 4.4071 | 4.5006 | 4.6185 | 4.8834 | 5.4195 | 5.6221 | 5.5924 | 4.9781 | 4.4696 | 4.0689 | 3.7228
2033-04-27 | 3.6265 | 3.4967 | 3.423 | 3.4445 | 3.5509 | 3.9219 | 4.1663 | 4.2474 | 4.5444 | 4.6637 | 4.5448 | 4.5782 | 4.3797 | 4.2945 | 4.3354 | 4.4029 | 4.4733 | 4.748 | 5.1343 | 5.3317 | 4.9773 | 4.5416 | 4.0218 | 3.7787
2033-04-28 | 3.649 | 3.5697 | 3.5762 | 3.5158 | 3.5549 | 3.9827 | 4.0764 | 4.2132 | 4.3956 | 4.243 | 4.2841 | 4.5013 | 4.7856 | 4.648 | 4.7499 | 4.9155 | 5.0414 | 5.0837 | 5.2283 | 5.3381 | 4.9353 | 4.5991 | 4.1235 | 3.7727
2033-04-29 | 3.717 | 3.5242 | 3.546 | 3.6412 | 3.7299 | 4.009 | 4.3179 | 4.3882 | 4.4963 | 4.3757 | 4.2769 | 4.049 | 4.0242 | 3.9438 | 4.009 | 4.4427 | 4.8862 | 5.1411 | 5.3899 | 5.3556 | 5.1677 | 4.8942 | 4.2818 | 3.9952
2033-04-30 | 3.8283 | 3.7321 | 3.8115 | 3.8249 | 3.8896 | 4.1981 | 4.2626 | 4.3477 | 4.4361 | 4.716 | 4.5441 | 4.4582 | 4.6098 | 4.5339 | 4.5127 | 4.6548 | 4.7136 | 4.6309 | 4.7981 | 4.6837 | 4.4459 | 4.3578 | 3.986 | 3.6614
2033-05-01 | 3.3335 | 3.2927 | 3.2382 | 3.2024 | 3.224 | 3.5628 | 3.6626 | 3.7606 | 3.8364 | 3.7022 | 3.4843 | 3.4473 | 3.276 | 3.3335 | 3.5004 | 3.6635 | 3.7388 | 3.9517 | 4.1344 | 4.2353 | 4.0662 | 3.8661 | 3.5466 | 3.3638
2033-05-02 | 3.2361 | 3.1705 | 3.187 | 3.158 | 3.2091 | 3.4558 | 3.8355 | 3.9073 | 3.8541 | 3.6956 | 3.7711 | 3.8195 | 3.6986 | 3.4863 | 3.5852 | 3.7073 | 3.8833 | 4.1792 | 4.4283 | 4.578 | 4.468 | 4.0914 | 3.5485 | 3.2312
2033-05-03 | 3.1935 | 3.1014 | 3.1052 | 3.1214 | 3.1498 | 3.5059 | 3.6148 | 3.8787 | 3.9487 | 3.9388 | 4.0052 | 4.0438 | 4.0406 | 3.6416 | 3.9254 | 4.5149 | 4.589 | 4.6027 | 4.9254 | 4.9632 | 4.5323 | 4.2243 | 3.7953 | 3.5148
2033-05-04 | 3.3979 | 3.2483 | 3.2963 | 3.3527 | 3.4705 | 3.9287 | 4.0499 | 4.1386 | 4.233 | 4.163 | 4.3259 | 4.8535 | 4.5234 | 4.2429 | 4.562 | 5.0825 | 5.1305 | 5.0152 | 5.1303 | 5.3476 | 5.1225 | 4.6664 | 4.1606 | 3.5376
2033-05-05 | 3.4863 | 3.3384 | 3.352 | 3.3804 | 3.4743 | 3.8288 | 4.0805 | 4.1079 | 4.0579 | 4.019 | 4.0605 | 4.0764 | 3.8506 | 3.6515 | 3.8498 | 3.9878 | 4.2009 | 4.4864 | 4.7104 | 4.7907 | 4.6041 | 4.341 | 4.032 | 3.6236
2033-05-06 | 3.5395 | 3.4045 | 3.5265 | 3.4701 | 3.5335 | 3.8241 | 4.0636 | 4.1144 | 4.2384 | 4.025 | 4.0609 | 4.019 | 3.9083 | 3.9045 | 3.954 | 4.0704 | 4.4018 | 4.7298 | 4.874 | 4.8272 | 4.5815 | 4.3781 | 3.7829 | 3.5652
2033-05-07 | 3.4496 | 3.4594 | 3.4913 | 3.4653 | 3.4527 | 3.6289 | 3.7612 | 3.9203 | 4.169 | 4.0393 | 3.8951 | 4.1861 | 4.6227 | 4.4679 | 4.525 | 4.4927 | 4.6069 | 4.9617 | 4.8619 | 4.8589 | 4.6899 | 4.5085 | 4.1427 | 3.8128
2033-05-08 | 3.7091 | 3.5943 | 3.5568 | 3.4936 | 3.5724 | 3.5771 | 3.7391 | 4.0489 | 4.2833 | 4.0257 | 4.2285 | 4.5182 | 4.3351 | 4.4398 | 4.4673 | 4.5336 | 4.5637 | 4.8745 | 5.0557 | 5.2008 | 5.0447 | 4.562 | 4.1251 | 3.828
2033-05-09 | 3.7507 | 3.6665 | 3.6985 | 3.7005 | 3.7988 | 4.0268 | 4.2976 | 4.3777 | 4.8101 | 4.7618 | 4.4928 | 4.67 | 4.4776 | 4.3727 | 4.5588 | 4.8202 | 5.5719 | 5.7244 | 5.6849 | 5.5234 | 5.5141 | 5.0121 | 4.4777 | 3.9928
2033-05-10 | 3.8923 | 3.9036 | 3.8972 | 3.897 | 3.8873 | 4.2438 | 4.384 | 4.6743 | 5.0256 | 4.8853 | 4.9146 | 5.0375 | 4.6299 | 4.6624 | 4.9384 | 4.9241 | 5.1232 | 5.457 | 5.6253 | 5.7128 | 5.6144 | 5.1237 | 4.4929 | 4.0212
2033-05-11 | 3.8341 | 3.7018 | 3.6681 | 3.6668 | 3.8187 | 4.1269 | 4.2647 | 4.5289 | 5.0877 | 4.9171 | 4.853 | 4.7293 | 4.7653 | 4.734 | 4.7866 | 5.0647 | 5.181 | 5.6491 | 5.4743 | 5.7055 | 5.6702 | 5.2291 | 4.4819 | 4.1574
2033-05-12 | 4.3235 | 4.1701 | 4.1134 | 4.2472 | 4.2664 | 4.6184 | 4.991 | 5.292 | 5.4233 | 5.2137 | 5.2171 | 5.064 | 4.9859 | 4.8662 | 5.1456 | 5.4582 | 5.7671 | 6.1462 | 6.072 | 5.9974 | 5.7328 | 5.3861 | 4.8609 | 4.4607
2033-05-13 | 3.9942 | 3.9041 | 3.891 | 4.0484 | 4.0269 | 4.4115 | 4.697 | 5.0045 | 5.0773 | 5.0627 | 5.021 | 4.8651 | 4.7276 | 4.6746 | 4.9868 | 5.369 | 5.5262 | 5.5779 | 5.562 | 5.5674 | 5.4356 | 5.2598 | 4.7809 | 4.2732
2033-05-14 | 4.0362 | 3.8988 | 3.9524 | 3.9573 | 3.9946 | 4.3004 | 4.3493 | 4.4812 | 5.1344 | 4.9624 | 4.8857 | 4.7351 | 4.6861 | 4.5707 | 4.5903 | 4.8044 | 5.0122 | 5.2182 | 5.3146 | 5.4289 | 5.3035 | 5.0091 | 4.5902 | 4.1137
2033-05-15 | 3.9846 | 3.8438 | 3.8212 | 3.8051 | 3.8512 | 4.0377 | 4.0974 | 4.3057 | 4.8882 | 4.7206 | 4.7915 | 4.8469 | 4.6566 | 4.6379 | 4.7755 | 5.0155 | 5.2412 | 5.2281 | 5.3936 | 5.3471 | 5.2728 | 4.9727 | 4.522 | 4.0258
2033-05-16 | 3.886 | 3.9798 | 3.8529 | 3.8106 | 3.8415 | 4.061 | 4.3866 | 4.4863 | 5.0033 | 5.0821 | 4.7895 | 4.9666 | 4.8068 | 4.7693 | 4.8929 | 5.0828 | 5.1593 | 5.5657 | 5.6603 | 5.6329 | 5.652 | 5.2136 | 4.8292 | 4.2968
2033-05-17 | 4.0758 | 3.8216 | 3.8195 | 3.784 | 3.7487 | 4.0767 | 4.5864 | 4.745 | 5.1912 | 4.92 | 4.6915 | 4.8332 | 4.6835 | 4.7874 | 4.8545 | 5.1747 | 5.2711 | 5.4994 | 5.5915 | 5.57 | 5.5138 | 4.8401 | 4.3118 | 4.002
2033-05-18 | 3.9129 | 3.8135 | 3.9098 | 3.7492 | 3.9438 | 4.2407 | 4.4383 | 4.5152 | 4.5971 | 4.4862 | 4.5231 | 4.6242 | 4.3811 | 4.3636 | 4.6612 | 4.7091 | 4.9251 | 5.2623 | 5.3153 | 5.4637 | 5.3442 | 5.1094 | 4.5429 | 4.225
2033-05-19 | 4.0742 | 3.9732 | 3.9477 | 4.0452 | 4.1072 | 4.4062 | 4.5874 | 4.7745 | 4.9159 | 4.9981 | 4.9976 | 4.8931 | 4.7925 | 4.7481 | 5.1987 | 5.1854 | 5.2089 | 5.4231 | 5.4976 | 5.515 | 5.2627 | 5.0522 | 4.4778 | 4.0521
2033-05-20 | 3.9395 | 3.8179 | 3.8013 | 3.8556 | 4.0142 | 4.2974 | 4.5052 | 4.5619 | 4.8073 | 4.6889 | 4.7825 | 4.7286 | 4.5071 | 4.4343 | 4.4379 | 4.7058 | 4.9609 | 5.4745 | 5.4097 | 5.6353 | 5.3985 | 5.1622 | 4.7231 | 4.303
2033-05-21 | 4.0832 | 3.9814 | 4.0213 | 4.0581 | 3.9834 | 4.2063 | 3.9378 | 4.1156 | 4.5746 | 4.5807 | 4.3665 | 4.6012 | 4.1891 | 4.1151 | 4.0588 | 4.298 | 4.5666 | 4.9834 | 5.0016 | 4.9081 | 4.7166 | 4.6028 | 4.2445 | 3.9095
2033-05-22 | 3.789 | 3.7804 | 3.793 | 3.7217 | 3.8253 | 3.9126 | 3.9326 | 4.025 | 4.4836 | 4.5253 | 4.5323 | 4.4991 | 4.4166 | 4.3756 | 4.5197 | 4.6834 | 4.8474 | 5.2442 | 5.3039 | 5.2405 | 4.8576 | 4.6947 | 4.4431 | 4.0497
2033-05-23 | 3.9414 | 3.8554 | 3.823 | 3.7952 | 3.7639 | 3.8756 | 3.9582 | 4.1765 | 4.3454 | 4.3687 | 4.6598 | 4.521 | 4.2689 | 4.258 | 4.4062 | 4.5768 | 4.8233 | 4.9538 | 5.0258 | 5.0925 | 5.073 | 4.759 | 4.4208 | 4.102
2033-05-24 | 4.0331 | 3.9825 | 3.946 | 3.9096 | 3.9801 | 4.1838 | 4.2031 | 4.3962 | 4.8431 | 4.8832 | 4.8531 | 4.8914 | 5.0195 | 4.9186 | 5.0124 | 5.144 | 5.3491 | 5.5513 | 5.3724 | 5.4915 | 5.1989 | 4.8921 | 4.355 | 3.9961
2033-05-25 | 3.8518 | 3.7509 | 3.7877 | 3.8333 | 3.6767 | 4.0017 | 4.242 | 4.3168 | 4.5462 | 4.6872 | 4.461 | 4.5324 | 4.5484 | 4.5777 | 4.7352 | 4.6942 | 5.0296 | 5.1921 | 5.2721 | 5.3421 | 5.2405 | 4.9023 | 4.2341 | 3.9794
2033-05-26 | 3.8963 | 3.7121 | 3.6978 | 3.7261 | 3.5699 | 3.9735 | 4.1315 | 4.4524 | 4.6299 | 4.5782 | 4.6409 | 4.6374 | 4.6695 | 4.5668 | 4.5861 | 4.9812 | 5.1176 | 5.2663 | 5.4226 | 5.538 | 5.4866 | 4.9444 | 4.4444 | 3.9215
2033-05-27 | 3.7779 | 3.6581 | 3.6161 | 3.6617 | 3.7968 | 4.23 | 4.6536 | 4.5919 | 4.8619 | 4.792 | 4.6872 | 4.7451 | 4.5919 | 4.3949 | 4.6106 | 4.9721 | 4.9833 | 5.2312 | 5.0107 | 4.9483 | 4.9197 | 4.8891 | 4.34 | 4.0576
2033-05-28 | 3.9152 | 3.8065 | 3.7446 | 3.741 | 3.8112 | 4.1191 | 4.0205 | 4.2131 | 4.6524 | 4.5088 | 4.4162 | 4.509 | 4.4731 | 4.2715 | 4.4777 | 4.6036 | 4.7886 | 5.1103 | 5.2994 | 5.1827 | 5.1265 | 4.8354 | 4.4992 | 4.087
2033-05-29 | 3.8669 | 3.7359 | 3.6861 | 3.7602 | 3.8351 | 3.924 | 4.0329 | 4.1065 | 4.6087 | 4.4716 | 4.2947 | 4.2013 | 4.4263 | 4.2938 | 4.448 | 4.5185 | 4.6825 | 4.9872 | 4.9417 | 5.0617 | 4.9117 | 4.7528 | 4.2099 | 3.9353
2033-05-30 | 3.8152 | 3.7971 | 3.7231 | 3.8684 | 3.8806 | 4.1114 | 4.1691 | 4.2165 | 4.4496 | 4.5408 | 4.7283 | 4.4677 | 4.5937 | 4.6162 | 4.9063 | 5.022 | 5.0283 | 5.228 | 5.3793 | 5.4315 | 5.2933 | 4.7716 | 4.3802 | 4.0217
2033-05-31 | 3.9101 | 3.7906 | 3.7861 | 3.7446 | 3.8394 | 4.1897 | 4.5238 | 4.3223 | 4.4347 | 4.6485 | 4.7901 | 4.7689 | 4.6914 | 4.5659 | 4.8964 | 4.9929 | 5.0186 | 5.3574 | 5.3613 | 5.3817 | 5.2755 | 4.8712 | 4.5075 | 4.132
2033-06-01 | 3.8958 | 3.7994 | 3.8099 | 3.8587 | 3.8866 | 4.1188 | 4.1857 | 4.1988 | 4.6506 | 4.6617 | 4.4916 | 4.4058 | 4.4997 | 4.6348 | 4.5566 | 4.8599 | 4.884 | 5.2203 | 5.2927 | 5.3982 | 5.3933 | 5.1057 | 4.7562 | 4.4003
2033-06-02 | 4.1509 | 4.0495 | 3.9689 | 3.9537 | 4.0593 | 4.2871 | 4.4258 | 4.5243 | 4.727 | 4.7121 | 4.4389 | 4.4707 | 4.1475 | 4.1302 | 4.2705 | 4.6756 | 4.7889 | 5.0142 | 5.1319 | 5.1078 | 5.0556 | 4.7229 | 4.3622 | 3.9837
2033-06-03 | 3.8307 | 3.7929 | 3.8133 | 3.7733 | 3.8922 | 4.127 | 4.2437 | 4.3499 | 4.6474 | 4.5824 | 4.6164 | 4.5056 | 4.522 | 4.471 | 4.5522 | 4.7276 | 4.7922 | 5.0088 | 5.2528 | 5.322 | 5.1256 | 4.9172 | 4.5128 | 4.2366
2033-06-04 | 4.0401 | 3.7343 | 3.7312 | 3.7121 | 3.8566 | 4.0333 | 4.2017 | 4.2917 | 4.5669 | 4.5398 | 4.4698 | 4.6326 | 4.2494 | 4.1195 | 4.4383 | 4.7077 | 4.7932 | 5.2718 | 5.063 | 5.1202 | 5.0248 | 4.8076 | 4.4423 | 4.0003
2033-06-05 | 3.8706 | 3.7915 | 3.7966 | 3.7937 | 3.8538 | 3.9511 | 4.1046 | 4.2363 | 4.4502 | 4.4148 | 4.5161 | 4.4277 | 4.5218 | 4.5362 | 4.5002 | 4.6517 | 4.5915 | 4.8775 | 5.2145 | 5.2494 | 5.2242 | 4.8501 | 4.5448 | 4.0903
2033-06-06 | 3.9563 | 3.759 | 3.7749 | 3.8701 | 3.9125 | 4.0868 | 4.1733 | 4.5236 | 4.948 | 4.7648 | 4.9029 | 4.7108 | 4.7047 | 4.664 | 4.7599 | 4.9709 | 5.2012 | 5.4897 | 5.47 | 5.4185 | 5.3696 | 5.085 | 4.7111 | 4.1547
2033-06-07 | 3.8477 | 3.7519 | 3.7006 | 3.7391 | 3.8284 | 3.9765 | 4.1022 | 4.2261 | 4.6826 | 4.4541 | 4.4493 | 4.3872 | 4.2883 | 4.2146 | 4.2958 | 4.538 | 4.7535 | 5.1484 | 5.3765 | 5.4223 | 5.3324 | 4.9974 | 4.4931 | 4.1592
2033-06-08 | 4.0514 | 3.8381 | 3.7975 | 3.8022 | 3.8224 | 4.1575 | 4.1952 | 4.3723 | 4.5955 | 4.6983 | 4.7476 | 4.7524 | 4.3823 | 4.4241 | 4.5364 | 4.9339 | 4.9088 | 5.2663 | 5.3626 | 5.4315 | 5.3582 | 5.1068 | 4.7056 | 4.3399
2033-06-09 | 4.1907 | 4.1614 | 4.0145 | 3.93 | 3.9718 | 4.2515 | 4.2549 | 4.3419 | 4.479 | 4.3174 | 4.4247 | 4.3944 | 4.4213 | 4.1988 | 4.3619 | 4.5407 | 4.6699 | 4.9536 | 5.0357 | 5.1061 | 4.93 | 4.6316 | 4.1898 | 3.9569
2033-06-10 | 3.7764 | 3.6689 | 3.7289 | 3.7205 | 3.7747 | 3.8899 | 3.9247 | 4.113 | 4.4919 | 4.6889 | 4.7585 | 4.8299 | 4.7136 | 4.6085 | 4.7459 | 5.0042 | 4.9692 | 5.2801 | 5.3022 | 5.2401 | 4.9935 | 4.7952 | 4.3907 | 4.0801
2033-06-11 | 3.931 | 3.7336 | 3.7351 | 3.7512 | 3.7998 | 3.9917 | 4.0211 | 4.2784 | 4.2892 | 4.3779 | 4.1052 | 4.1637 | 4.1032 | 4.1004 | 4.1906 | 4.3477 | 4.5259 | 4.8685 | 4.9136 | 4.8838 | 4.6756 | 4.4586 | 4.196 | 3.9372
2033-06-12 | 3.8356 | 3.825 | 3.7906 | 3.8129 | 3.7639 | 3.937 | 3.8116 | 3.9131 | 4.2965 | 4.188 | 4.2645 | 4.3278 | 4.2617 | 4.3393 | 4.5002 | 4.6475 | 4.7047 | 4.985 | 5.1709 | 5.2828 | 5.1904 | 4.7824 | 4.3428 | 4.0594
2033-06-13 | 3.9232 | 3.8306 | 3.6593 | 3.7407 | 3.8395 | 3.9337 | 3.9263 | 4.0864 | 4.5007 | 4.4083 | 4.5365 | 4.3239 | 4.1913 | 4.4536 | 4.4821 | 4.5036 | 4.811 | 5.1062 | 5.1765 | 5.127 | 4.9919 | 4.6248 | 4.3107 | 4.1215
2033-06-14 | 4.0413 | 3.9493 | 3.9005 | 3.9205 | 3.9652 | 4.2144 | 4.201 | 4.4065 | 4.6485 | 4.8598 | 4.9988 | 4.9461 | 4.7854 | 4.6808 | 5.0864 | 5.1947 | 5.2989 | 5.4822 | 5.494 | 5.5563 | 5.4321 | 4.9848 | 4.5801 | 4.288
2033-06-15 | 4.0783 | 4.0544 | 3.9183 | 3.8751 | 3.9618 | 4.2357 | 4.2691 | 4.5703 | 4.6224 | 4.5343 | 4.4689 | 4.3993 | 4.406 | 4.3774 | 4.5112 | 4.7516 | 4.8936 | 5.2561 | 5.323 | 5.4207 | 5.3595 | 4.9399 | 4.4346 | 4.0834
2033-06-16 | 3.9322 | 3.8496 | 3.8287 | 3.9269 | 3.8843 | 4.0006 | 4.059 | 4.1568 | 4.8736 | 4.7248 | 4.6696 | 4.8102 | 4.6512 | 4.5002 | 4.4246 | 4.6465 | 4.8972 | 5.2573 | 5.3453 | 5.403 | 5.2314 | 4.852 | 4.3741 | 4.1356
2033-06-17 | 4.041 | 3.9344 | 3.9323 | 3.8615 | 3.8659 | 4.075 | 4.1939 | 4.2915 | 4.5602 | 4.6821 | 4.7877 | 4.9539 | 4.742 | 4.8074 | 4.8702 | 4.9663 | 4.8784 | 4.9965 | 4.8619 | 5.072 | 4.8767 | 4.7898 | 4.3961 | 4.0446
2033-06-18 | 3.8179 | 3.7316 | 3.7926 | 3.7834 | 3.7415 | 3.9847 | 4.2015 | 4.2354 | 4.5594 | 4.5822 | 4.5092 | 4.533 | 4.4608 | 4.4442 | 4.7908 | 4.9705 | 5.1435 | 5.4078 | 5.2804 | 5.3711 | 5.2616 | 5.0463 | 4.6376 | 4.2279
2033-06-19 | 4.065 | 4.0562 | 3.8467 | 3.844 | 3.9034 | 3.9553 | 4.1812 | 4.2748 | 4.5339 | 4.574 | 4.5599 | 4.653 | 4.6155 | 4.4379 | 4.483 | 4.8105 | 4.8717 | 5.0609 | 5.1158 | 5.2115 | 5.1513 | 4.9798 | 4.5142 | 4.2464
2033-06-20 | 4.0815 | 4.0215 | 4.0311 | 3.9755 | 3.891 | 4.1401 | 4.2731 | 4.425 | 4.7324 | 4.7203 | 4.5297 | 4.7201 | 4.7913 | 4.4787 | 4.6971 | 4.9089 | 4.9851 | 5.3271 | 5.3955 | 5.3886 | 5.2302 | 4.932 | 4.5455 | 4.1156
2033-06-21 | 4.0635 | 3.9897 | 3.9692 | 4.0265 | 4.0673 | 4.2707 | 4.3737 | 4.5068 | 4.7856 | 4.7533 | 4.7595 | 4.5598 | 4.4685 | 4.6314 | 4.7513 | 4.783 | 4.8367 | 5.3003 | 5.4619 | 5.5043 | 5.2414 | 4.8833 | 4.6389 | 4.3981
2033-06-22 | 4.1815 | 4.0464 | 3.9701 | 4.0049 | 4.0312 | 4.2362 | 4.1717 | 4.4658 | 4.6009 | 4.82 | 4.7056 | 4.7211 | 4.3596 | 4.2551 | 4.5198 | 4.6786 | 4.6732 | 5.081 | 5.0742 | 5.0833 | 4.9243 | 4.6513 | 4.3362 | 3.9771
2033-06-23 | 3.863 | 3.7469 | 3.7829 | 3.7519 | 3.7579 | 4.0484 | 4.2485 | 4.3844 | 4.5907 | 4.6924 | 4.6524 | 4.5967 | 4.621 | 4.4764 | 4.7951 | 4.7705 | 4.9157 | 5.2707 | 5.3988 | 5.4659 | 5.3079 | 4.9336 | 4.549 | 4.2585
2033-06-24 | 4.1496 | 4.0469 | 4.0696 | 4.0088 | 4.1293 | 4.2962 | 4.4851 | 4.5413 | 5.0894 | 5.0406 | 5.1074 | 4.9244 | 4.8849 | 4.757 | 4.8422 | 4.7435 | 4.7955 | 5.1719 | 5.3033 | 5.2729 | 5.1016 | 4.8899 | 4.545 | 4.2157
2033-06-25 | 3.983 | 3.9882 | 3.9254 | 3.891 | 3.8523 | 4.0173 | 4.0963 | 4.1991 | 4.4009 | 4.2383 | 4.1625 | 4.0895 | 4.1375 | 3.9868 | 4.2859 | 4.5002 | 4.5159 | 4.9528 | 5.0004 | 4.9096 | 4.8199 | 4.538 | 4.386 | 4.1639
2033-06-26 | 3.9925 | 3.8951 | 3.8898 | 3.8299 | 3.9319 | 4.0731 | 4.1025 | 4.2243 | 4.4299 | 4.4703 | 4.4646 | 4.5142 | 4.5296 | 4.2925 | 4.3071 | 4.5941 | 4.587 | 4.9692 | 5.1252 | 5.1219 | 4.8994 | 4.7129 | 4.3322 | 4.0961
2033-06-27 | 4.0366 | 4.0281 | 4.0235 | 4.0059 | 4.0631 | 4.1764 | 4.2956 | 4.5026 | 4.8338 | 4.9223 | 4.9436 | 4.8486 | 4.9556 | 4.9428 | 5.1274 | 5.3806 | 5.6567 | 5.8828 | 5.9093 | 6.0304 | 5.8603 | 5.1749 | 4.6396 | 4.2306
2033-06-28 | 3.9098 | 3.8152 | 3.7498 | 3.6975 | 3.7555 | 3.968 | 4.1167 | 4.328 | 4.5965 | 4.5182 | 4.6133 | 4.5282 | 4.5443 | 4.4785 | 4.5152 | 4.6844 | 4.9436 | 5.3324 | 5.3504 | 5.4923 | 5.3867 | 4.817 | 4.5798 | 4.1569
2033-06-29 | 4.0214 | 3.9133 | 3.8981 | 3.9835 | 3.8897 | 4.1087 | 3.9898 | 4.1444 | 4.6773 | 4.7459 | 4.8471 | 4.7162 | 4.6271 | 4.584 | 4.6235 | 4.9437 | 5.1038 | 5.4836 | 5.3508 | 5.5454 | 5.3306 | 5.0355 | 4.4323 | 4.0784
2033-06-30 | 3.8834 | 3.7882 | 3.83 | 3.837 | 3.8689 | 4.0466 | 4.1163 | 4.2754 | 4.5178 | 4.6701 | 4.4816 | 4.7531 | 4.7291 | 4.7021 | 4.6924 | 4.6525 | 4.8652 | 5.3113 | 5.006 | 5.0913 | 4.8405 | 4.6785 | 4.6348 | 4.107
2033-07-01 | 3.9445 | 3.8112 | 3.9363 | 3.9462 | 3.9611 | 4.2166 | 4.3361 | 4.6073 | 4.7071 | 4.6156 | 4.8847 | 4.782 | 4.8918 | 4.8507 | 4.8807 | 5.1734 | 5.2954 | 5.2609 | 5.3316 | 5.321 | 5.1728 | 4.9294 | 4.6691 | 4.2418
2033-07-02 | 4.0477 | 3.9619 | 3.9417 | 3.8381 | 4.0171 | 4.1615 | 4.1222 | 4.3991 | 4.7038 | 4.5067 | 4.444 | 4.4807 | 4.4316 | 4.4594 | 4.6375 | 4.8171 | 4.8451 | 5.0318 | 5.0328 | 4.8754 | 4.7391 | 4.619 | 4.5361 | 4.2084
2033-07-03 | 4.1355 | 4.0773 | 4.0337 | 4.0144 | 4.0434 | 4.1097 | 4.1984 | 4.5283 | 4.7007 | 4.7959 | 4.5602 | 4.7269 | 4.572 | 4.6092 | 4.7204 | 4.9846 | 5.0778 | 5.0758 | 5.0984 | 5.1475 | 5.0553 | 4.7684 | 4.3187 | 4.0858
2033-07-04 | 3.9364 | 3.8376 | 3.8737 | 3.9101 | 3.9986 | 4.2115 | 4.3915 | 4.7803 | 5.1498 | 4.8469 | 4.7828 | 4.7696 | 4.7632 | 4.7734 | 4.7345 | 4.9663 | 5.1762 | 5.2586 | 5.5296 | 5.6883 | 5.5478 | 5.1198 | 4.7589 | 4.3686
2033-07-05 | 4.237 | 4.07 | 4.1223 | 4.1042 | 4.1872 | 4.5003 | 4.6611 | 4.8759 | 5.0819 | 4.9333 | 4.824 | 5.0523 | 5.035 | 4.8919 | 4.8077 | 4.8714 | 5.4369 | 6.0449 | 6.017 | 6.0457 | 5.8852 | 5.5398 | 5.0078 | 4.6124
2033-07-06 | 4.2747 | 4.1135 | 4.0535 | 4.0186 | 4.1993 | 4.3598 | 4.5601 | 4.7354 | 4.935 | 4.8064 | 4.6945 | 4.6141 | 4.55 | 4.6328 | 4.7052 | 5.2655 | 5.6311 | 5.9627 | 6.0268 | 6.0418 | 5.9137 | 5.4936 | 4.9528 | 4.4224
2033-07-07 | 4.1105 | 4.1338 | 4.0073 | 3.9146 | 3.9201 | 4.1764 | 4.2465 | 4.5624 | 4.8026 | 4.5997 | 4.4685 | 4.5116 | 4.4469 | 4.4849 | 4.4767 | 4.6995 | 4.9092 | 5.2473 | 5.2591 | 5.4441 | 5.2183 | 4.9042 | 4.4745 | 4.2089
2033-07-08 | 4.0914 | 4.0076 | 3.9281 | 3.8956 | 3.9852 | 4.087 | 4.0391 | 4.2046 | 4.8563 | 4.6379 | 4.4011 | 4.5274 | 4.6391 | 4.4352 | 4.4274 | 4.6709 | 4.898 | 5.3564 | 5.3986 | 5.2929 | 5.0743 | 4.8484 | 4.4521 | 4.2132
2033-07-09 | 4.0813 | 3.9301 | 3.8904 | 3.914 | 3.9107 | 4.0065 | 3.9729 | 4.163 | 4.6145 | 4.549 | 4.2852 | 4.3084 | 4.2295 | 4.1833 | 4.3971 | 4.4701 | 4.6663 | 5.2096 | 5.1834 | 5.1674 | 5.0824 | 4.6355 | 4.3241 | 3.993
2033-07-10 | 3.9067 | 3.8093 | 3.742 | 3.7046 | 3.6716 | 3.7244 | 3.7802 | 3.9645 | 4.3457 | 4.229 | 4.1432 | 4.2576 | 4.1105 | 4.144 | 4.2684 | 4.5384 | 4.5604 | 5.1595 | 5.228 | 5.1946 | 5.117 | 4.7852 | 4.4527 | 4.0737
2033-07-11 | 3.969 | 3.9091 | 3.936 | 3.8655 | 3.8854 | 4.0381 | 3.9362 | 4.2793 | 4.7262 | 4.5515 | 4.5727 | 4.6582 | 4.8328 | 4.7832 | 4.8746 | 4.9799 | 5.1108 | 5.5657 | 5.7144 | 5.7754 | 5.5639 | 5.1619 | 4.5635 | 4.2354
2033-07-12 | 4.0992 | 3.9336 | 3.9115 | 3.8969 | 3.9019 | 4.1017 | 4.0222 | 4.1658 | 4.5149 | 4.4169 | 4.3618 | 4.3852 | 4.4913 | 4.4785 | 4.5951 | 4.6661 | 4.9278 | 5.3464 | 5.4209 | 5.5279 | 5.2983 | 4.9483 | 4.5249 | 4.2285
2033-07-13 | 4.0876 | 3.9678 | 3.9147 | 3.8894 | 3.9538 | 4.3237 | 4.3011 | 4.3345 | 4.992 | 4.8918 | 4.8082 | 4.819 | 4.8033 | 4.6938 | 5.0704 | 5.1485 | 5.3514 | 5.5856 | 5.795 | 5.8887 | 5.7273 | 5.1693 | 4.7024 | 4.2297
2033-07-14 | 4.0742 | 4.0536 | 3.9635 | 3.8914 | 3.9699 | 4.1517 | 4.1488 | 4.3051 | 4.5995 | 4.5911 | 4.3544 | 4.4422 | 4.3756 | 4.4004 | 4.4689 | 4.6154 | 4.975 | 5.2968 | 5.3146 | 5.4117 | 5.2662 | 4.9782 | 4.4978 | 4.1856
2033-07-15 | 4.1449 | 4.0497 | 4.0727 | 4.0098 | 4.2115 | 4.489 | 4.6421 | 4.7572 | 5.1379 | 5.0507 | 5.1709 | 5.0646 | 5.142 | 5.0686 | 5.1804 | 5.2399 | 5.2879 | 5.7867 | 5.6109 | 5.5733 | 5.2506 | 4.9531 | 4.345 | 4.1774
2033-07-16 | 4.0513 | 3.9672 | 3.9315 | 3.9454 | 3.9745 | 4.0496 | 4.0863 | 4.1526 | 4.31 | 4.3625 | 4.3791 | 4.4017 | 4.3524 | 4.3031 | 4.2763 | 4.5158 | 4.556 | 4.9936 | 5.0623 | 5.1564 | 5.0175 | 4.7564 | 4.3659 | 4.1812
2033-07-17 | 3.9795 | 3.933 | 3.8618 | 3.8338 | 3.8675 | 4.0418 | 4.0562 | 4.4392 | 4.7866 | 4.893 | 4.6611 | 4.6078 | 4.6374 | 4.583 | 4.4508 | 4.5721 | 4.7782 | 5.2643 | 5.3415 | 5.4789 | 5.5649 | 5.1172 | 4.6693 | 4.2602
2033-07-18 | 4.1338 | 4.0525 | 4.0287 | 3.9378 | 3.8917 | 4.1638 | 4.2108 | 4.4179 | 4.6874 | 4.5646 | 4.4099 | 4.7197 | 4.6761 | 4.4614 | 4.4693 | 4.814 | 4.9066 | 5.2827 | 5.3112 | 5.3272 | 5.2531 | 4.8967 | 4.4788 | 4.213
2033-07-19 | 4.0806 | 4.0106 | 4.0495 | 3.9668 | 4.0718 | 4.297 | 4.3613 | 4.4629 | 4.7151 | 4.3924 | 4.4746 | 4.4677 | 4.4904 | 4.6325 | 4.785 | 5.2357 | 5.243 | 5.669 | 5.7127 | 5.8074 | 5.6648 | 5.2984 | 4.7601 | 4.3225
2033-07-20 | 4.0879 | 4.0012 | 3.9273 | 3.8967 | 3.9951 | 4.1596 | 4.2439 | 4.4683 | 4.8261 | 4.7808 | 4.6691 | 4.8383 | 4.7468 | 4.8527 | 4.7987 | 4.9631 | 5.3747 | 5.5188 | 5.6542 | 5.7456 | 5.7508 | 5.159 | 4.5257 | 4.1613
2033-07-21 | 3.9821 | 3.9533 | 3.8658 | 3.8767 | 3.958 | 4.1696 | 4.238 | 4.3786 | 4.5421 | 4.7247 | 4.8457 | 4.9496 | 4.9503 | 4.8037 | 4.8233 | 5.2044 | 5.357 | 5.6639 | 5.7719 | 5.7254 | 5.5164 | 5.1367 | 4.6808 | 4.2526
2033-07-22 | 4.0747 | 3.9912 | 3.9136 | 4.0035 | 4.0736 | 4.2197 | 4.3395 | 4.5122 | 4.7977 | 4.5942 | 4.5152 | 4.6431 | 4.4878 | 4.4186 | 4.5643 | 4.9761 | 5.0386 | 5.2787 | 5.3586 | 5.4048 | 5.2275 | 4.8569 | 4.5234 | 4.1564
2033-07-23 | 4.1189 | 3.9487 | 3.9023 | 3.8675 | 3.8866 | 4.1701 | 4.2896 | 4.4296 | 4.6426 | 4.7546 | 4.644 | 4.878 | 4.7646 | 4.5542 | 4.5985 | 4.7708 | 4.8968 | 5.0547 | 5.1607 | 5.3103 | 5.086 | 4.7682 | 4.4565 | 4.1283
2033-07-24 | 3.9942 | 3.8806 | 3.8212 | 3.8861 | 3.8954 | 3.9667 | 4.0635 | 4.427 | 4.5912 | 4.4698 | 4.4781 | 4.5117 | 4.8348 | 4.5778 | 4.5025 | 4.6905 | 4.7949 | 5.0877 | 5.1459 | 5.4465 | 5.2039 | 4.8101 | 4.5424 | 4.1545
2033-07-25 | 4.236 | 4.17 | 4.1135 | 4.1541 | 4.1576 | 4.3444 | 4.5301 | 4.7475 | 4.9681 | 4.8616 | 5.0528 | 4.9334 | 5.2139 | 5.1232 | 5.2045 | 5.3598 | 5.6335 | 5.9313 | 6.1806 | 6.4294 | 6.2776 | 5.9422 | 5.1856 | 4.7397
2033-07-26 | 4.2396 | 3.6219 | 3.6106 | 3.8699 | 4.0502 | 4.1728 | 4.2014 | 4.6641 | 5.2231 | 5.0658 | 4.6978 | 4.5994 | 4.6638 | 4.5132 | 4.6503 | 4.9833 | 5.1875 | 5.4903 | 5.6045 | 5.6238 | 5.4166 | 5.0021 | 4.5554 | 4.1829
2033-07-27 | 4.0241 | 3.9117 | 3.9496 | 3.8705 | 3.9814 | 4.3095 | 4.3695 | 4.5768 | 4.7048 | 4.5407 | 4.4739 | 4.6128 | 4.5638 | 4.665 | 4.9047 | 5.1771 | 5.3639 | 5.6445 | 5.806 | 5.846 | 5.684 | 5.4469 | 4.9644 | 4.4936
2033-07-28 | 4.4381 | 4.2079 | 4.1261 | 4.0902 | 4.0491 | 4.1451 | 4.348 | 4.5835 | 4.683 | 4.686 | 4.4708 | 4.5267 | 4.5239 | 4.3835 | 4.6256 | 4.8807 | 4.9325 | 5.3402 | 5.386 | 5.4525 | 5.3367 | 5.1154 | 4.6149 | 4.2962
2033-07-29 | 4.1909 | 4.1521 | 4.0926 | 4.2222 | 4.234 | 4.4602 | 4.583 | 4.6878 | 4.7842 | 4.6929 | 4.5732 | 4.5415 | 4.6749 | 4.4642 | 4.7044 | 4.8099 | 4.9303 | 5.0711 | 5.2686 | 5.2773 | 5.0842 | 4.8944 | 4.6333 | 4.3507
2033-07-30 | 4.1362 | 4.0195 | 3.9861 | 4.007 | 4.0871 | 4.2854 | 4.3148 | 4.5238 | 4.6707 | 4.4683 | 4.4078 | 4.5185 | 4.3035 | 4.2468 | 4.5467 | 4.9907 | 5.0784 | 5.2244 | 5.4275 | 5.5204 | 5.3653 | 5.1101 | 4.7564 | 4.3484
2033-07-31 | 4.1733 | 4.0969 | 4.0261 | 4.0308 | 4.0246 | 4.1485 | 4.1969 | 4.3401 | 4.5202 | 4.4663 | 4.6772 | 4.7513 | 4.9106 | 4.8541 | 4.7649 | 5.3 | 5.2869 | 5.5324 | 5.6157 | 5.693 | 5.6066 | 5.2018 | 4.8701 | 4.4271
2033-08-01 | 4.3447 | 4.2396 | 4.0884 | 4.1111 | 4.1345 | 4.2317 | 4.6059 | 4.6845 | 4.979 | 4.8898 | 4.6317 | 4.6963 | 4.6599 | 4.4395 | 4.778 | 5.2117 | 5.3466 | 5.5702 | 5.6394 | 5.6657 | 5.4414 | 5.0019 | 4.6485 | 4.3627
2033-08-02 | 4.1915 | 4.1247 | 4.1991 | 4.1653 | 4.267 | 4.4815 | 4.8178 | 4.8496 | 4.9895 | 4.8182 | 4.9878 | 5.121 | 5.0481 | 5.2223 | 5.1907 | 5.5044 | 5.6316 | 5.8938 | 5.9891 | 5.9994 | 5.8429 | 5.4718 | 4.9236 | 4.5764
2033-08-03 | 4.4331 | 4.3706 | 4.2448 | 4.2883 | 4.3615 | 4.4954 | 4.7217 | 4.7276 | 4.844 | 4.8676 | 4.8438 | 4.8688 | 4.8602 | 4.7552 | 4.9 | 5.2607 | 5.3494 | 5.579 | 5.7108 | 5.8783 | 5.7905 | 5.3329 | 4.9356 | 4.6257
2033-08-04 | 4.5271 | 4.5076 | 4.4747 | 4.3884 | 4.3376 | 4.4767 | 4.7029 | 4.6531 | 4.7378 | 4.6906 | 4.6374 | 4.6941 | 4.6748 | 4.515 | 4.8034 | 4.9978 | 5.3246 | 5.4446 | 5.5539 | 5.6029 | 5.3193 | 5.1112 | 4.6401 | 4.4288
2033-08-05 | 4.3991 | 4.2637 | 4.1997 | 4.1904 | 4.1955 | 4.4677 | 4.4152 | 4.6697 | 5.2286 | 5.2105 | 4.9122 | 4.9359 | 4.9834 | 4.7978 | 4.9926 | 5.0908 | 5.1983 | 5.4563 | 5.4654 | 5.5368 | 5.2839 | 5.0273 | 4.6247 | 4.3479
2033-08-06 | 4.278 | 4.1272 | 4.0925 | 4.0351 | 4.1105 | 4.1873 | 4.2674 | 4.5358 | 4.7566 | 4.7896 | 4.7386 | 4.7217 | 4.7386 | 4.5836 | 4.7353 | 5.0453 | 5.1581 | 5.3051 | 5.4424 | 5.6108 | 5.3745 | 5.1123 | 4.807 | 4.5269
2033-08-07 | 4.3913 | 4.3295 | 4.2122 | 4.3106 | 4.2823 | 4.5021 | 4.6033 | 4.6761 | 4.8646 | 4.7049 | 4.7927 | 4.839 | 4.9174 | 5.0409 | 4.9878 | 5.2241 | 5.2171 | 5.4387 | 5.4237 | 5.5416 | 5.3066 | 5.0624 | 4.5899 | 4.358
2033-08-08 | 4.2634 | 4.1566 | 4.1946 | 4.1986 | 4.2272 | 4.4609 | 4.7012 | 4.8344 | 5.038 | 4.8352 | 4.7661 | 4.7058 | 4.7665 | 4.7418 | 4.566 | 4.933 | 5.1569 | 5.3698 | 5.68 | 5.7624 | 5.5863 | 5.2853 | 4.848 | 4.5053
2033-08-09 | 4.3531 | 4.3097 | 4.2964 | 4.2312 | 4.2883 | 4.4255 | 4.4841 | 4.6066 | 5.1748 | 5.104 | 5.1228 | 5.2291 | 5.1294 | 5.0771 | 5.0631 | 5.1389 | 5.309 | 5.6034 | 5.7471 | 5.7949 | 5.6501 | 5.1362 | 4.6855 | 4.4006
2033-08-10 | 4.2729 | 4.148 | 4.0944 | 4.0709 | 4.0167 | 4.3949 | 4.487 | 4.6455 | 5.1967 | 5.0212 | 4.7926 | 4.9041 | 4.9285 | 4.8268 | 4.9414 | 5.3411 | 5.3327 | 5.5923 | 5.5905 | 5.584 | 5.4524 | 5.2504 | 4.7428 | 4.42
2033-08-11 | 4.3109 | 4.2255 | 4.2599 | 4.2169 | 4.3261 | 4.5784 | 4.457 | 4.7901 | 5.161 | 5.2343 | 5.1307 | 5.0453 | 5.1088 | 5.0704 | 5.1426 | 5.2806 | 5.4018 | 5.6302 | 5.5445 | 5.6629 | 5.4609 | 5.2737 | 4.8259 | 4.4878
2033-08-12 | 4.3463 | 4.2377 | 4.2397 | 4.0761 | 4.0712 | 4.3248 | 4.6138 | 4.6971 | 4.9268 | 4.8955 | 4.9808 | 4.8513 | 4.9242 | 4.6925 | 4.9641 | 5.0417 | 5.2905 | 5.5635 | 5.7761 | 5.7404 | 5.3868 | 5.1471 | 4.822 | 4.4289
2033-08-13 | 4.3244 | 4.2224 | 4.1989 | 4.1253 | 4.2633 | 4.4412 | 4.6627 | 4.8023 | 5.0151 | 5.0323 | 4.877 | 4.9861 | 4.8068 | 4.7903 | 4.8232 | 5.0827 | 5.1342 | 5.5839 | 5.6785 | 5.5863 | 5.3031 | 5.1041 | 4.7121 | 4.4379
2033-08-14 | 4.1837 | 4.0644 | 4.0124 | 3.8771 | 4.0033 | 4.1637 | 4.2137 | 4.1237 | 4.741 | 4.588 | 4.543 | 4.523 | 4.6165 | 4.5693 | 4.5698 | 5.0764 | 5.0934 | 5.4498 | 5.5873 | 5.6123 | 5.4238 | 5.0124 | 4.6725 | 4.3136
2033-08-15 | 4.2388 | 4.1588 | 4.0898 | 4.0289 | 4.1158 | 4.3583 | 4.5815 | 4.4662 | 4.9835 | 5.0509 | 4.8193 | 4.7798 | 4.7853 | 4.8 | 4.8578 | 4.9618 | 5.2827 | 5.601 | 5.6861 | 5.7081 | 5.3904 | 5.0276 | 4.697 | 4.3479
2033-08-16 | 4.2135 | 4.0844 | 4.0734 | 4.0163 | 4.0633 | 4.2717 | 4.6631 | 4.7267 | 4.949 | 4.8174 | 4.7372 | 4.8336 | 4.7011 | 4.7568 | 4.8102 | 4.8973 | 5.1941 | 5.399 | 5.6571 | 5.7224 | 5.5323 | 5.2199 | 4.8476 | 4.536
2033-08-17 | 4.3438 | 4.2567 | 4.1424 | 4.0867 | 4.1499 | 4.4732 | 4.7994 | 4.8362 | 4.9695 | 4.8886 | 4.7268 | 4.8382 | 4.8814 | 4.5408 | 4.8646 | 5.4127 | 5.6362 | 5.7436 | 5.8423 | 5.878 | 5.5129 | 5.2566 | 4.7598 | 4.5762
2033-08-18 | 4.4647 | 4.3261 | 4.3379 | 4.2035 | 4.2128 | 4.5436 | 4.9387 | 4.7324 | 4.9818 | 4.9089 | 4.8929 | 5.0477 | 5.0384 | 4.8333 | 4.7578 | 5.0361 | 5.2187 | 5.4088 | 5.6355 | 5.6833 | 5.463 | 5.1556 | 4.8269 | 4.4592
2033-08-19 | 4.3353 | 4.2328 | 4.2128 | 4.1113 | 4.1226 | 4.3986 | 4.8083 | 4.8768 | 5.1058 | 5.1618 | 5.006 | 4.9518 | 4.9326 | 4.8575 | 5.1085 | 5.4104 | 5.532 | 5.7991 | 5.8031 | 5.7405 | 5.527 | 5.1766 | 4.8493 | 4.5048
2033-08-20 | 4.3501 | 4.2695 | 4.1659 | 4.1336 | 4.0917 | 4.2641 | 4.485 | 4.6636 | 4.9172 | 4.8968 | 4.8048 | 4.8761 | 4.8013 | 4.7229 | 4.843 | 5.1703 | 5.3432 | 5.5523 | 5.4528 | 5.5198 | 5.3316 | 5.1344 | 4.8118 | 4.417
2033-08-21 | 4.2515 | 4.115 | 4.1331 | 4.0347 | 4.0688 | 4.3471 | 4.5117 | 4.7215 | 5.0707 | 4.9804 | 4.9341 | 4.9174 | 4.8292 | 5.0241 | 4.9759 | 5.001 | 5.1561 | 5.577 | 5.6656 | 5.8133 | 5.6582 | 5.3292 | 4.9356 | 4.5939
2033-08-22 | 4.43 | 4.2648 | 4.2308 | 4.1215 | 4.1925 | 4.4252 | 4.8709 | 5.1067 | 5.3123 | 5.0603 | 4.8964 | 4.9165 | 4.801 | 4.8668 | 4.769 | 5.0834 | 5.121 | 5.4512 | 5.6186 | 5.7484 | 5.3769 | 5.1079 | 4.6502 | 4.3745
2033-08-23 | 4.4442 | 4.3519 | 4.3383 | 4.2975 | 4.5079 | 4.7981 | 5.1261 | 5.1426 | 5.3388 | 5.3123 | 5.5034 | 5.319 | 5.4039 | 5.3669 | 5.4876 | 5.6529 | 5.9786 | 6.1807 | 6.2053 | 6.3279 | 5.9857 | 5.6231 | 5.1597 | 4.8446
2033-08-24 | 4.4354 | 4.3635 | 4.3092 | 4.2812 | 4.2203 | 4.5459 | 4.7722 | 4.8986 | 5.2078 | 4.9883 | 4.8537 | 4.8957 | 5.0508 | 4.8734 | 4.9649 | 5.133 | 5.259 | 5.5246 | 5.5812 | 5.6154 | 5.245 | 4.9386 | 4.6352 | 4.3301
2033-08-25 | 4.3519 | 4.3192 | 4.3308 | 4.2838 | 4.3475 | 4.429 | 4.6896 | 4.5229 | 4.6551 | 5.1851 | 5.171 | 5.0896 | 4.9561 | 4.7977 | 4.9086 | 5.3274 | 5.4968 | 5.5219 | 5.4897 | 5.5914 | 5.4882 | 5.2372 | 4.7855 | 4.4681
2033-08-26 | 4.3283 | 4.251 | 4.1872 | 4.1619 | 4.2865 | 4.5056 | 4.565 | 4.6228 | 4.751 | 4.7623 | 4.7271 | 4.6297 | 4.58 | 4.9004 | 5.2298 | 5.1626 | 5.2525 | 5.5836 | 5.5528 | 5.4393 | 5.3432 | 5.2153 | 4.7734 | 4.3877
2033-08-27 | 4.2603 | 4.164 | 4.1709 | 4.1629 | 4.2203 | 4.4159 | 4.4252 | 4.5644 | 4.8323 | 4.7738 | 4.6453 | 4.7596 | 4.869 | 4.5796 | 4.5054 | 4.8022 | 4.9017 | 5.6134 | 5.5704 | 5.4901 | 5.3391 | 4.9664 | 4.6184 | 4.3841
2033-08-28 | 4.2497 | 4.1673 | 4.2404 | 4.176 | 4.2618 | 4.4793 | 4.6742 | 4.7639 | 5.0104 | 4.984 | 4.8756 | 4.9146 | 4.8238 | 4.7967 | 4.9314 | 4.9018 | 5.0963 | 5.4627 | 5.6011 | 5.5374 | 5.1209 | 4.9267 | 4.5736 | 4.3312
2033-08-29 | 4.1473 | 4.0856 | 4.0607 | 4.1259 | 4.1643 | 4.3501 | 4.5199 | 4.6363 | 4.8137 | 4.7056 | 4.7429 | 4.6993 | 4.6612 | 4.6258 | 4.834 | 5.1157 | 5.292 | 5.5691 | 5.5169 | 5.5361 | 5.258 | 5.0191 | 4.5983 | 4.3652
2033-08-30 | 4.1613 | 4.0754 | 4.0698 | 3.9043 | 3.9208 | 4.1083 | 4.1687 | 4.2788 | 4.4177 | 4.6448 | 4.828 | 4.7121 | 4.7466 | 4.6549 | 4.9154 | 4.9387 | 5.1717 | 5.5538 | 5.6773 | 5.7806 | 5.3438 | 5.041 | 4.6017 | 4.433
2033-08-31 | 4.2939 | 4.1576 | 4.0959 | 4.0566 | 4.1276 | 4.4292 | 4.7826 | 4.8937 | 4.9946 | 5.063 | 4.9912 | 5.2423 | 5.3112 | 5.0916 | 5.314 | 5.1347 | 5.3752 | 5.685 | 5.8053 | 5.5404 | 5.0872 | 5.0823 | 4.7194 | 4.4143
2033-09-01 | 4.2447 | 4.2016 | 4.1402 | 4.1321 | 4.1245 | 4.4087 | 4.7043 | 4.902 | 5.0579 | 4.9247 | 4.7915 | 4.8297 | 4.8154 | 4.6934 | 4.7858 | 5.0992 | 5.2582 | 5.6602 | 5.6334 | 5.8859 | 5.6999 | 5.371 | 4.8279 | 4.445
2033-09-02 | 4.3162 | 4.1605 | 4.2112 | 4.1226 | 4.1747 | 4.4267 | 4.817 | 4.8621 | 5.1967 | 5.1435 | 4.9917 | 5.0072 | 5.3301 | 5.0473 | 5.0341 | 5.0218 | 5.2998 | 5.644 | 5.6068 | 5.4428 | 5.2076 | 4.8841 | 4.5911 | 4.2858
2033-09-03 | 4.21 | 4.1036 | 4.0759 | 4.0465 | 4.0906 | 4.2783 | 4.4187 | 4.5636 | 4.7418 | 4.7075 | 4.7913 | 4.7765 | 4.6027 | 4.5962 | 4.6942 | 4.696 | 4.8448 | 5.1802 | 5.2986 | 5.2797 | 5.1047 | 4.7592 | 4.5842 | 4.2699
2033-09-04 | 4.1726 | 4.0925 | 4.0618 | 3.9945 | 4.062 | 4.2019 | 4.3604 | 4.563 | 4.6711 | 4.6695 | 4.596 | 4.7789 | 4.8037 | 4.7438 | 4.7033 | 5.0184 | 5.0996 | 5.2124 | 5.3453 | 5.4009 | 5.1228 | 4.8579 | 4.4217 | 4.1803
2033-09-05 | 4.0891 | 4.0414 | 3.9204 | 3.9044 | 3.9932 | 4.2793 | 4.5137 | 4.4464 | 4.6982 | 4.7028 | 4.4562 | 4.7275 | 4.7324 | 4.8561 | 4.8661 | 5.068 | 5.3455 | 5.6208 | 5.816 | 5.9845 | 5.7746 | 5.432 | 4.9136 | 4.5942
2033-09-06 | 4.4763 | 4.352 | 4.3582 | 4.1314 | 4.0658 | 4.3157 | 4.5329 | 4.6982 | 4.7005 | 4.7043 | 4.667 | 4.6553 | 4.5505 | 4.5665 | 4.659 | 4.7265 | 4.982 | 5.3338 | 5.5567 | 5.5014 | 5.0959 | 4.8805 | 4.5115 | 4.3923
2033-09-07 | 4.3819 | 4.244 | 4.1902 | 4.1512 | 4.2613 | 4.5351 | 4.9361 | 5.0148 | 5.1763 | 5.2596 | 4.9949 | 5.3238 | 5.2731 | 5.1853 | 5.2021 | 5.3814 | 5.6014 | 5.7439 | 5.883 | 5.8087 | 5.2942 | 5.0538 | 4.6085 | 4.3069
2033-09-08 | 4.132 | 4.1227 | 4.0551 | 4.0804 | 4.151 | 4.5323 | 4.8381 | 5.0633 | 5.1491 | 5.003 | 4.8992 | 5.0841 | 5.0753 | 4.98 | 5.0376 | 5.3231 | 5.5733 | 5.8875 | 5.9582 | 6.0418 | 5.8516 | 5.5699 | 5.0006 | 4.7179
2033-09-09 | 4.4798 | 4.2727 | 4.2437 | 4.1729 | 4.2031 | 4.4945 | 4.7807 | 4.8659 | 4.9545 | 4.935 | 4.9733 | 4.9996 | 4.9484 | 4.8523 | 4.9907 | 5.1247 | 5.1727 | 5.7154 | 5.7626 | 5.5915 | 5.3676 | 5.1877 | 4.8362 | 4.5585
2033-09-10 | 4.3112 | 4.2275 | 4.2315 | 4.0763 | 4.1319 | 4.4265 | 4.6486 | 4.8621 | 5.1254 | 5.0437 | 5.1638 | 5.0943 | 5.2741 | 5.0772 | 4.8528 | 5.2836 | 5.2885 | 5.5225 | 5.5483 | 5.2994 | 5.0678 | 4.8259 | 4.6299 | 4.4445
2033-09-11 | 4.3018 | 4.2149 | 4.1758 | 4.1377 | 4.1562 | 4.3535 | 4.3517 | 4.5302 | 4.831 | 4.7919 | 4.8444 | 4.9103 | 4.8835 | 4.9934 | 4.9847 | 5.179 | 5.4489 | 5.844 | 6.1667 | 5.9138 | 5.6402 | 5.4037 | 4.8514 | 4.5799
2033-09-12 | 4.3463 | 4.2475 | 4.1869 | 4.1616 | 4.2742 | 4.5283 | 4.8478 | 5.119 | 5.3679 | 5.0398 | 5.0389 | 4.9947 | 4.9465 | 5.0314 | 5.1764 | 5.1958 | 5.3268 | 5.7327 | 5.9257 | 5.9318 | 5.6202 | 5.2888 | 4.8405 | 4.4622
2033-09-13 | 4.3596 | 4.1909 | 4.2024 | 4.1229 | 4.221 | 4.5406 | 4.5015 | 4.9236 | 5.2198 | 5.0212 | 5.2075 | 5.2254 | 5.2239 | 5.2359 | 5.1207 | 5.2764 | 5.3994 | 5.8078 | 5.8458 | 5.7677 | 5.2985 | 4.9649 | 4.7812 | 4.4327
2033-09-14 | 4.2639 | 4.0211 | 4.0318 | 4.1685 | 4.199 | 4.4488 | 4.6622 | 4.8108 | 4.9005 | 4.8231 | 5.009 | 4.8708 | 4.9928 | 5.0468 | 5.049 | 5.2183 | 5.3264 | 5.6168 | 5.853 | 5.8291 | 5.4769 | 5.2005 | 4.7918 | 4.4398
2033-09-15 | 4.2483 | 4.1256 | 4.1036 | 4.1116 | 4.1992 | 4.576 | 4.7364 | 4.942 | 5.4615 | 5.193 | 4.9846 | 5.0816 | 5.0478 | 4.955 | 5.0001 | 5.1754 | 5.3515 | 5.5867 | 5.7065 | 5.7685 | 5.4192 | 5.1372 | 4.7288 | 4.3927
2033-09-16 | 4.2466 | 4.2087 | 4.1142 | 4.1368 | 4.2416 | 4.4584 | 4.4689 | 4.6084 | 4.8878 | 4.7884 | 4.81 | 4.7278 | 4.7377 | 4.5883 | 4.6912 | 4.8621 | 4.8223 | 5.2522 | 5.3674 | 5.424 | 5.0763 | 4.9673 | 4.6383 | 4.3483
2033-09-17 | 4.1665 | 4.0952 | 4.1119 | 4.0944 | 4.2319 | 4.3547 | 4.4851 | 4.6366 | 4.7422 | 4.6546 | 4.5768 | 4.7097 | 4.5059 | 4.4436 | 4.5482 | 4.6224 | 4.7331 | 5.2251 | 5.4982 | 5.5486 | 5.2567 | 5.0897 | 4.769 | 4.4908
2033-09-18 | 4.3059 | 4.2307 | 4.1801 | 4.132 | 4.0474 | 4.3814 | 4.4042 | 4.5718 | 4.727 | 4.7092 | 4.6901 | 4.6897 | 4.779 | 4.7616 | 4.766 | 4.8022 | 5.1588 | 5.6533 | 5.8734 | 5.8249 | 5.608 | 5.338 | 4.9212 | 4.5243
2033-09-19 | 4.3571 | 4.2423 | 4.3288 | 4.3764 | 4.3996 | 4.6142 | 4.8667 | 5.1745 | 5.2881 | 5.1514 | 5.2235 | 5.5336 | 5.6538 | 5.6165 | 5.5361 | 5.4745 | 5.5003 | 5.8896 | 6.0517 | 6.0646 | 5.5157 | 5.1951 | 4.6258 | 4.343
2033-09-20 | 4.2728 | 4.1616 | 4.1961 | 4.1614 | 4.2533 | 4.5394 | 4.6556 | 4.8848 | 4.8936 | 4.8716 | 4.8726 | 4.8615 | 4.8474 | 4.8256 | 4.8932 | 5.1656 | 5.2987 | 5.6922 | 5.9234 | 5.9028 | 5.6839 | 5.4024 | 4.973 | 4.6836
2033-09-21 | 4.4011 | 4.2904 | 4.2888 | 4.2363 | 4.3071 | 4.663 | 4.8541 | 4.9023 | 5.2134 | 4.9728 | 5.0036 | 4.9727 | 5.0795 | 4.911 | 4.9407 | 5.05 | 5.1597 | 5.4239 | 5.6585 | 5.6112 | 5.2939 | 5.0411 | 4.7886 | 4.4653
2033-09-22 | 4.4551 | 4.3023 | 4.2524 | 4.3108 | 4.3305 | 4.6191 | 4.8936 | 4.9141 | 5.0329 | 4.867 | 4.9866 | 5.1445 | 5.2698 | 5.4415 | 5.4892 | 5.7474 | 6.0567 | 6.3451 | 6.4263 | 6.393 | 6.0874 | 5.4845 | 5.0828 | 4.8096
2033-09-23 | 4.4099 | 4.3023 | 4.2169 | 4.1971 | 4.3473 | 4.5623 | 4.8034 | 4.8704 | 5.002 | 5.1061 | 5.1567 | 5.5201 | 5.3263 | 5.2347 | 5.4188 | 5.652 | 5.8071 | 5.9412 | 6.0647 | 5.9488 | 5.7395 | 5.5765 | 5.0802 | 4.7455
2033-09-24 | 4.614 | 4.5797 | 4.3572 | 4.3444 | 4.4023 | 4.4961 | 4.5531 | 4.8294 | 4.9619 | 5.0151 | 4.7429 | 4.6863 | 4.9815 | 4.9807 | 5.1339 | 5.1386 | 5.2618 | 5.433 | 5.4652 | 5.165 | 5.0537 | 4.916 | 4.6729 | 4.2842
2033-09-25 | 4.1404 | 4.165 | 4.0637 | 4.154 | 4.2284 | 4.4033 | 4.609 | 4.817 | 4.9159 | 5.0615 | 4.9607 | 5.0233 | 4.9005 | 4.639 | 4.7173 | 4.9789 | 5.1392 | 5.468 | 5.6246 | 5.6357 | 5.4251 | 5.151 | 4.7319 | 4.5132
2033-09-26 | 4.3462 | 4.2103 | 4.223 | 4.2014 | 4.1643 | 4.3536 | 4.476 | 4.706 | 4.6862 | 4.7311 | 4.848 | 5.168 | 5.2209 | 5.1667 | 4.89 | 5.1514 | 5.3139 | 5.6726 | 5.9322 | 5.6868 | 5.3757 | 5.0132 | 4.5698 | 4.3438
2033-09-27 | 4.2954 | 4.2313 | 4.3035 | 4.2395 | 4.2805 | 4.5665 | 4.6525 | 4.7953 | 4.9319 | 4.9616 | 5.0208 | 5.3207 | 5.0975 | 4.9888 | 5.0224 | 5.1941 | 5.4008 | 5.7847 | 5.9237 | 5.8393 | 5.4706 | 5.3907 | 5.0505 | 4.6987
2033-09-28 | 4.547 | 4.4415 | 4.4405 | 4.3848 | 4.5036 | 4.6813 | 4.9228 | 4.9376 | 4.8912 | 4.9237 | 4.8838 | 5.0398 | 4.9633 | 4.855 | 5.0465 | 5.2865 | 5.6475 | 5.7247 | 5.8547 | 5.7774 | 5.4691 | 5.1994 | 4.8292 | 4.5327
2033-09-29 | 4.4563 | 4.4248 | 4.3792 | 4.3386 | 4.4174 | 4.6867 | 4.9217 | 5.1063 | 5.2059 | 5.1494 | 5.1692 | 5.0474 | 4.9131 | 4.9346 | 4.9896 | 5.2294 | 5.5605 | 5.8565 | 6.1109 | 6.0685 | 5.886 | 5.6763 | 5.0535 | 4.7017
2033-09-30 | 4.4485 | 4.3561 | 4.1973 | 4.1658 | 4.1876 | 4.4853 | 4.7244 | 4.8185 | 4.8836 | 4.83 | 4.7762 | 4.8276 | 4.9142 | 4.9406 | 4.8808 | 5.0753 | 5.379 | 5.6644 | 5.6382 | 5.4706 | 5.2348 | 5.0168 | 4.6004 | 4.3478
2033-10-01 | 4.235 | 4.2451 | 4.1492 | 4.0962 | 4.1332 | 4.3646 | 4.2534 | 4.5728 | 4.6584 | 4.7795 | 4.6303 | 4.8414 | 4.8876 | 4.7062 | 4.697 | 4.9054 | 5.2278 | 5.4737 | 5.6022 | 5.5528 | 5.2015 | 5.0853 | 4.7794 | 4.4486
2033-10-02 | 4.2389 | 4.0728 | 4.0996 | 4.1087 | 4.0765 | 4.2238 | 4.2635 | 4.4821 | 4.5867 | 4.5898 | 4.6955 | 4.9016 | 4.7729 | 4.6563 | 5.0063 | 5.1713 | 5.2507 | 5.3867 | 5.3664 | 5.3739 | 4.9944 | 4.8868 | 4.5412 | 4.2123
2033-10-03 | 4.0711 | 4.0938 | 4.0552 | 4.0063 | 3.9161 | 4.1918 | 4.3202 | 4.4825 | 4.8396 | 4.9791 | 4.8895 | 5.0702 | 4.9881 | 4.8421 | 4.9766 | 4.9288 | 5.1004 | 5.375 | 5.7106 | 5.6013 | 5.4777 | 5.2448 | 4.8429 | 4.5222
2033-10-04 | 4.3902 | 4.3069 | 4.2235 | 4.0781 | 4.1137 | 4.3542 | 4.4329 | 4.6303 | 4.7524 | 4.7211 | 4.9318 | 5.0183 | 5.0441 | 5.1654 | 5.1923 | 5.1152 | 5.523 | 5.7603 | 5.8004 | 5.5649 | 5.2479 | 4.9755 | 4.7486 | 4.4131
2033-10-05 | 4.2323 | 4.1322 | 4.1019 | 4.1148 | 4.1755 | 4.3508 | 4.422 | 4.9983 | 5.1093 | 5.1065 | 5.1536 | 5.1215 | 5.1895 | 5.1754 | 5.0999 | 5.2328 | 5.4743 | 5.7642 | 5.9751 | 5.8904 | 5.5337 | 5.2055 | 4.8898 | 4.525
2033-10-06 | 4.5529 | 4.4984 | 4.5531 | 4.4899 | 4.5543 | 4.9217 | 5.0632 | 5.4148 | 5.5524 | 5.4655 | 5.6929 | 5.4117 | 5.1377 | 4.9394 | 5.7687 | 5.9273 | 6.1446 | 6.409 | 6.3907 | 6.4205 | 6.2105 | 5.9825 | 5.3726 | 4.8966
2033-10-07 | 4.5734 | 4.4363 | 4.3544 | 4.3591 | 4.416 | 4.6085 | 4.7176 | 4.8489 | 5.0197 | 4.9595 | 5.0433 | 5.3153 | 5.1017 | 5.4021 | 5.5503 | 5.6133 | 5.8159 | 6.05 | 5.8842 | 5.7068 | 5.4045 | 5.1278 | 4.8197 | 4.4306
2033-10-08 | 4.2844 | 4.1257 | 4.1251 | 4.1164 | 4.162 | 4.3612 | 4.4876 | 4.7595 | 4.9666 | 4.9589 | 4.995 | 5.1454 | 4.8079 | 4.7412 | 4.9036 | 5.2262 | 5.3989 | 5.6435 | 5.6386 | 5.5765 | 5.4165 | 5.1922 | 4.771 | 4.4587
2033-10-09 | 4.2908 | 4.14 | 4.121 | 4.0665 | 4.0904 | 4.2973 | 4.368 | 4.5347 | 4.6667 | 4.7347 | 4.8118 | 4.9201 | 5.031 | 4.9603 | 5.0551 | 5.2706 | 5.2513 | 5.5467 | 5.5718 | 5.5247 | 5.1755 | 4.9425 | 4.6102 | 4.2558
2033-10-10 | 4.1442 | 4.0814 | 4.0233 | 4.0803 | 4.2543 | 4.4496 | 4.4901 | 4.6895 | 5.0421 | 5.0323 | 5.0533 | 4.9362 | 4.8871 | 4.705 | 5.1209 | 5.1437 | 5.3287 | 5.6613 | 5.7961 | 5.6457 | 5.3239 | 5.1002 | 4.8687 | 4.4527
2033-10-11 | 4.3228 | 4.2044 | 4.167 | 4.1596 | 4.2345 | 4.4611 | 4.7283 | 4.9368 | 5.0601 | 5.0369 | 5.0672 | 5.2079 | 5.0917 | 5.1954 | 5.1665 | 5.3525 | 5.3127 | 5.4955 | 5.6774 | 5.5029 | 5.2814 | 4.9322 | 4.6409 | 4.35
2033-10-12 | 4.2458 | 4.0619 | 4.0714 | 4.1513 | 4.2864 | 4.5591 | 4.4861 | 4.7874 | 5.0538 | 4.9604 | 5.028 | 5.0864 | 5.1758 | 5.0406 | 4.9439 | 5.1788 | 5.3357 | 5.6057 | 5.7825 | 5.4692 | 5.2067 | 5.1074 | 4.786 | 4.4136
2033-10-13 | 4.3497 | 4.2377 | 4.2278 | 4.1913 | 4.2549 | 4.5701 | 4.4653 | 4.7585 | 5.2319 | 5.3524 | 5.6345 | 5.3251 | 5.047 | 4.9675 | 5.0154 | 5.2297 | 5.4176 | 5.8024 | 5.679 | 5.5253 | 5.2523 | 5.0553 | 4.8625 | 4.4713
2033-10-14 | 4.3011 | 4.2204 | 4.1822 | 4.1552 | 4.1888 | 4.3609 | 4.4666 | 4.6921 | 4.9778 | 4.9555 | 4.7976 | 5.1098 | 5.0794 | 5.0289 | 5.3386 | 5.3397 | 5.5408 | 6.087 | 6.1692 | 5.9438 | 5.6366 | 5.4339 | 4.9967 | 4.7088
2033-10-15 | 4.3219 | 4.2149 | 4.1939 | 4.2153 | 4.2616 | 4.362 | 4.5689 | 4.6168 | 4.7605 | 4.9139 | 4.8942 | 4.9495 | 4.9595 | 4.8241 | 4.9339 | 5.0994 | 5.1934 | 5.545 | 5.4797 | 5.4044 | 5.3179 | 5.0796 | 4.9016 | 4.5582
2033-10-16 | 4.547 | 4.3819 | 4.285 | 4.2783 | 4.3405 | 4.5217 | 4.814 | 5.119 | 5.1355 | 5.1829 | 5.0462 | 5.2232 | 5.2724 | 5.3015 | 5.4146 | 5.4485 | 5.7363 | 5.9622 | 6.1627 | 5.8784 | 5.7383 | 5.4428 | 4.9842 | 4.4877
2033-10-17 | 4.4161 | 4.3254 | 4.246 | 4.1907 | 4.2594 | 4.5118 | 4.7703 | 5.075 | 5.0774 | 4.9816 | 5.0887 | 5.0147 | 5.065 | 5.3931 | 5.3867 | 5.3861 | 5.5894 | 5.6949 | 5.8124 | 5.5147 | 5.2351 | 4.9055 | 4.6236 | 4.4044
2033-10-18 | 4.36 | 4.2024 | 4.1976 | 4.1171 | 4.2578 | 4.509 | 4.8051 | 5.0164 | 5.0709 | 4.8344 | 5.0215 | 5.1798 | 5.1857 | 5.2093 | 5.4172 | 5.5476 | 5.6244 | 5.9052 | 6.1167 | 5.7341 | 5.4131 | 5.1298 | 4.7362 | 4.4806
2033-10-19 | 4.3434 | 4.2261 | 4.1106 | 4.1052 | 4.2122 | 4.4072 | 4.7586 | 4.7329 | 5.1084 | 4.9519 | 5.0211 | 4.9787 | 5.131 | 5.0194 | 5.3255 | 5.3345 | 5.4765 | 5.6076 | 5.9434 | 5.7242 | 5.3485 | 5.0579 | 4.656 | 4.3638
2033-10-20 | 4.245 | 4.1332 | 4.0716 | 4.1124 | 4.2306 | 4.4734 | 4.9122 | 4.9493 | 5.0819 | 5.091 | 5.1129 | 5.1828 | 5.1244 | 5.0668 | 5.1707 | 5.3691 | 5.4739 | 5.8653 | 5.7408 | 5.4977 | 5.2508 | 4.8919 | 4.5879 | 4.3052
2033-10-21 | 4.1676 | 4.181 | 4.1783 | 4.1364 | 4.2307 | 4.4002 | 4.7139 | 4.8576 | 5.0826 | 5.0137 | 5.0111 | 5.0091 | 5.0962 | 5.0312 | 5.0468 | 5.2709 | 5.5912 | 5.8053 | 5.9174 | 5.8034 | 5.5696 | 5.3417 | 4.9738 | 4.6581
2033-10-22 | 4.4932 | 4.3212 | 4.2133 | 4.1815 | 4.2953 | 4.6152 | 4.8667 | 5.1231 | 5.1876 | 5.0526 | 4.9406 | 5.0806 | 5.1161 | 5.021 | 5.1157 | 5.2636 | 5.4939 | 5.6806 | 5.635 | 5.4486 | 5.1337 | 4.9349 | 4.6507 | 4.2743
2033-10-23 | 4.18 | 4.0896 | 4.0862 | 4.0514 | 4.0316 | 4.2877 | 4.3026 | 4.5092 | 4.6527 | 4.8925 | 4.7471 | 4.8191 | 4.7657 | 4.6362 | 4.8324 | 5.0393 | 5.2204 | 5.5818 | 5.6636 | 5.6212 | 5.3601 | 5.041 | 4.6739 | 4.3139
2033-10-24 | 4.1652 | 4.0679 | 4.1105 | 4.0617 | 4.1341 | 4.3882 | 4.6445 | 4.8496 | 4.954 | 4.9811 | 4.8376 | 4.9598 | 5.0486 | 5.0544 | 5.2596 | 5.3634 | 5.5964 | 5.844 | 5.9897 | 5.8811 | 5.5454 | 5.2761 | 4.8661 | 4.494
2033-10-25 | 4.3511 | 4.1211 | 4.0556 | 4.0428 | 4.0423 | 4.2583 | 4.5961 | 4.782 | 5.1347 | 5.0117 | 4.9791 | 4.9859 | 5.0963 | 5.1109 | 5.1239 | 5.3119 | 5.6054 | 5.8694 | 5.9706 | 5.7706 | 5.4555 | 5.1117 | 4.8361 | 4.4714
2033-10-26 | 4.3569 | 4.2223 | 4.0943 | 4.0636 | 4.021 | 4.3468 | 4.6262 | 4.815 | 5.0107 | 4.9623 | 4.9012 | 4.8473 | 4.9533 | 4.8965 | 5.0197 | 5.0601 | 5.4356 | 5.8168 | 6.0032 | 5.8314 | 5.5791 | 5.3113 | 4.8541 | 4.4723
2033-10-27 | 4.3555 | 4.2238 | 4.1408 | 4.1518 | 4.1934 | 4.3832 | 4.6355 | 4.7309 | 4.8285 | 4.9332 | 4.9239 | 4.8862 | 4.8298 | 4.6482 | 4.8767 | 5.076 | 5.4867 | 5.8355 | 5.7016 | 5.3986 | 5.1378 | 4.9817 | 4.6605 | 4.4029
2033-10-28 | 4.292 | 4.1975 | 4.16 | 4.1849 | 4.151 | 4.4357 | 4.6117 | 4.8755 | 4.9397 | 5.0216 | 4.906 | 4.9733 | 4.9079 | 4.6423 | 4.9822 | 5.2486 | 5.454 | 5.8066 | 5.8387 | 5.6503 | 5.386 | 5.0967 | 4.7847 | 4.5006
2033-10-29 | 4.3268 | 4.2623 | 4.1663 | 4.2196 | 4.2457 | 4.4011 | 4.4857 | 4.6316 | 4.8924 | 4.9657 | 4.9151 | 5.025 | 4.9593 | 4.9207 | 5.0587 | 5.3963 | 5.579 | 5.7247 | 5.7667 | 5.4932 | 5.1842 | 4.8058 | 4.6605 | 4.3087
2033-10-30 | 4.2489 | 4.1333 | 4.0734 | 3.8853 | 3.9601 | 4.2426 | 4.4673 | 4.6504 | 4.9619 | 4.8377 | 4.9351 | 4.781 | 4.7693 | 4.8536 | 4.8808 | 5.1626 | 5.5286 | 5.7385 | 5.8635 | 5.5807 | 5.3097 | 5.0891 | 4.7383 | 4.406
2033-10-31 | 4.2047 | 3.9538 | 3.9502 | 3.928 | 4.1711 | 4.3757 | 4.7082 | 4.7687 | 4.9051 | 4.8875 | 4.7714 | 4.8004 | 4.9954 | 5.0195 | 5.0087 | 5.3908 | 5.6972 | 6.0594 | 6.1683 | 5.9761 | 5.5641 | 5.278 | 4.9179 | 4.5379
2033-11-01 | 4.2923 | 4.1148 | 4.0963 | 4.0437 | 4.2103 | 4.5159 | 4.8383 | 4.8951 | 4.9752 | 5.0374 | 5.0151 | 4.9635 | 5.0142 | 4.9374 | 5.0552 | 5.4161 | 5.6403 | 5.9999 | 6.0538 | 5.7805 | 5.5743 | 5.2482 | 4.8186 | 4.6622
2033-11-02 | 4.4942 | 4.3997 | 4.2833 | 4.2527 | 4.2938 | 4.6674 | 4.9151 | 5.0412 | 5.1764 | 4.9169 | 4.8298 | 4.9089 | 4.9126 | 4.7498 | 4.8307 | 5.091 | 5.5682 | 5.8461 | 5.9072 | 5.7859 | 5.4866 | 5.2025 | 4.7731 | 4.4767
2033-11-03 | 4.3524 | 4.2451 | 4.2227 | 4.2715 | 4.2861 | 4.4482 | 4.9279 | 5.2724 | 5.2289 | 5.0216 | 5.1715 | 4.9128 | 5.043 | 4.9225 | 4.9408 | 4.7947 | 4.6414 | 4.9912 | 5.4881 | 5.5617 | 5.2533 | 5.0327 | 4.7932 | 4.5576
2033-11-04 | 4.1171 | 3.8151 | 3.9386 | 3.9188 | 4.2532 | 4.5954 | 4.8649 | 5.1331 | 5.18 | 5.1068 | 5.0799 | 5.1441 | 5.1597 | 4.8902 | 4.9474 | 5.3492 | 5.471 | 5.6956 | 5.6977 | 5.4705 | 5.1519 | 4.907 | 4.5827 | 4.2247
2033-11-05 | 4.0254 | 3.9839 | 3.98 | 3.9963 | 4.1858 | 4.227 | 4.5077 | 4.6894 | 4.9969 | 4.9848 | 4.8361 | 4.794 | 4.8791 | 4.9281 | 4.9588 | 5.1277 | 5.3684 | 5.7077 | 5.674 | 5.2777 | 5.0203 | 4.871 | 4.5741 | 4.2847
2033-11-06 | 4.1389 | 4.0668 | 3.9513 | 3.8773 | 4.0415 | 4.2435 | 4.3257 | 4.6156 | 4.7761 | 4.7405 | 4.9715 | 4.8856 | 4.9077 | 4.8376 | 4.9993 | 5.1538 | 5.4073 | 5.5492 | 5.5679 | 5.4632 | 5.1401 | 4.9603 | 4.6288 | 4.3918
2033-11-07 | 4.2497 | 4.1823 | 4.1692 | 4.0191 | 4.178 | 4.2803 | 4.4676 | 4.6973 | 4.8408 | 4.7703 | 4.7942 | 4.793 | 4.8988 | 5.1505 | 5.278 | 5.3485 | 5.4798 | 5.7425 | 5.8493 | 5.6134 | 5.4018 | 5.1096 | 4.6402 | 4.3852
2033-11-08 | 4.4734 | 4.3641 | 4.3122 | 4.4593 | 4.6372 | 4.8155 | 4.8539 | 5.0384 | 5.3953 | 5.3319 | 5.1146 | 5.1969 | 5.1775 | 5.2592 | 5.391 | 5.4374 | 5.8079 | 6.3041 | 6.4379 | 6.0428 | 5.7366 | 5.3181 | 4.9447 | 4.6214
2033-11-09 | 4.2436 | 4.1372 | 4.0582 | 4.114 | 4.0198 | 4.3799 | 4.5652 | 4.4915 | 4.9388 | 4.7659 | 4.8502 | 4.8906 | 5.0962 | 4.7902 | 5.0641 | 5.3496 | 5.5162 | 5.9706 | 6.1183 | 5.9046 | 5.6523 | 5.4102 | 4.8918 | 4.6193
2033-11-10 | 4.4519 | 4.3279 | 4.3433 | 4.2247 | 4.3092 | 4.4428 | 4.7269 | 5.177 | 5.3555 | 5.1156 | 4.9315 | 4.8022 | 4.79 | 4.9207 | 5.0215 | 5.226 | 5.4473 | 5.7652 | 5.8671 | 5.6474 | 5.4646 | 5.2493 | 4.7999 | 4.4643
2033-11-11 | 4.2909 | 4.203 | 4.2275 | 4.2278 | 4.3073 | 4.6256 | 4.8389 | 5.1861 | 5.1518 | 5.1169 | 5.0114 | 5.1504 | 5.385 | 5.277 | 5.3154 | 5.5162 | 5.6314 | 5.954 | 6.0032 | 5.7385 | 5.3938 | 5.2231 | 4.7876 | 4.4772
2033-11-12 | 4.382 | 4.254 | 4.2378 | 4.2483 | 4.3094 | 4.532 | 4.7155 | 4.7798 | 5.119 | 4.8572 | 4.9368 | 4.9688 | 4.9446 | 4.8343 | 4.8253 | 4.8622 | 5.0438 | 5.3706 | 5.4064 | 5.1963 | 4.9957 | 4.8088 | 4.5531 | 4.2786
2033-11-13 | 4.1595 | 3.9876 | 4.0714 | 4.1415 | 4.2441 | 4.4963 | 4.7329 | 5.0246 | 5.1784 | 5.1897 | 5.1322 | 5.2143 | 5.2301 | 5.0425 | 5.0707 | 5.3203 | 5.4425 | 5.6475 | 5.6595 | 5.402 | 5.0834 | 4.8171 | 4.5807 | 4.1692
2033-11-14 | 4.0517 | 3.9308 | 3.9325 | 3.992 | 4.1717 | 4.4084 | 4.6934 | 4.9675 | 4.892 | 4.8241 | 5.0008 | 4.9313 | 4.9108 | 5.041 | 5.2929 | 5.432 | 5.6857 | 5.899 | 6.0323 | 5.8379 | 5.562 | 5.2872 | 4.6841 | 4.4894
2033-11-15 | 4.2514 | 4.0468 | 4.0476 | 4.003 | 4.2119 | 4.5218 | 4.7143 | 4.9235 | 4.9558 | 4.8112 | 4.9438 | 5.0356 | 5.1029 | 4.9683 | 5.0302 | 5.1867 | 5.4152 | 5.7094 | 5.8754 | 5.5927 | 5.3658 | 5.108 | 4.7775 | 4.4752
2033-11-16 | 4.2609 | 4.0875 | 4.0208 | 4.105 | 4.1873 | 4.5456 | 4.9389 | 5.1011 | 5.1626 | 4.9489 | 4.966 | 4.9995 | 5.2626 | 5.029 | 5.0937 | 5.2676 | 5.6265 | 5.7044 | 5.7183 | 5.5731 | 5.314 | 4.9882 | 4.6976 | 4.4569
2033-11-17 | 4.335 | 4.2033 | 4.12 | 4.1394 | 4.2181 | 4.3768 | 4.7007 | 4.8415 | 4.8062 | 4.7189 | 4.7644 | 4.7364 | 4.7172 | 4.8257 | 4.8559 | 5.0267 | 5.2209 | 5.5065 | 5.7482 | 5.5517 | 5.2698 | 5.1284 | 4.8161 | 4.5931
2033-11-18 | 4.4795 | 4.3763 | 4.2889 | 4.2918 | 4.4259 | 4.6491 | 4.8494 | 4.9174 | 5.3055 | 4.9241 | 4.9135 | 4.8135 | 4.9583 | 5.025 | 4.9548 | 5.0811 | 5.1868 | 5.4897 | 5.687 | 5.359 | 5.1393 | 4.9118 | 4.7304 | 4.4348
2033-11-19 | 4.2501 | 4.1011 | 4.0996 | 4.1567 | 4.0665 | 4.27 | 4.4346 | 4.7125 | 4.8959 | 4.8153 | 4.6435 | 4.7522 | 4.71 | 4.7679 | 4.6948 | 4.8135 | 5.109 | 5.3688 | 5.4985 | 5.2795 | 4.982 | 4.6334 | 4.4051 | 4.2395
2033-11-20 | 4.1901 | 4.0593 | 3.847 | 3.8743 | 3.8592 | 4.1884 | 4.5031 | 4.6812 | 4.9305 | 4.9889 | 4.9415 | 4.8866 | 4.9521 | 5.0926 | 4.9811 | 5.2511 | 5.4346 | 5.7482 | 5.7236 | 5.415 | 5.1344 | 4.6754 | 4.389 | 4.2575
2033-11-21 | 4.0682 | 3.9194 | 3.9526 | 3.8601 | 3.9242 | 4.28 | 4.4886 | 4.7671 | 4.856 | 4.8172 | 4.6802 | 4.7114 | 4.6997 | 4.7622 | 4.9175 | 5.2554 | 5.5141 | 5.5876 | 5.7794 | 5.7168 | 5.4587 | 5.2636 | 4.7168 | 4.4629
2033-11-22 | 4.3037 | 4.1219 | 4.1255 | 4.097 | 4.2799 | 4.3493 | 4.627 | 4.8509 | 5.0257 | 5.0001 | 4.8442 | 4.8526 | 5.0736 | 5.1839 | 5.2934 | 5.321 | 5.5813 | 5.7011 | 5.8178 | 5.5857 | 5.3473 | 5.0107 | 4.5778 | 4.2528
2033-11-23 | 4.1213 | 4.0045 | 3.9298 | 4.0383 | 4.1282 | 4.2468 | 4.5094 | 4.7807 | 5.0997 | 5.1542 | 5.1203 | 5.2334 | 5.3658 | 5.2534 | 5.4274 | 5.5615 | 5.6305 | 5.7991 | 5.8483 | 5.6134 | 5.2503 | 4.96 | 4.6684 | 4.2785
2033-11-24 | 4.1221 | 3.9926 | 4.013 | 3.9893 | 4.1269 | 4.275 | 4.6271 | 4.9082 | 5.3384 | 5.283 | 5.1451 | 5.0483 | 5.0171 | 5.1153 | 5.1477 | 5.2669 | 5.5947 | 5.6733 | 5.6319 | 5.3566 | 5.1544 | 4.9476 | 4.667 | 4.2733
2033-11-25 | 4.0691 | 3.9887 | 3.9345 | 3.799 | 3.9151 | 3.9431 | 4.1782 | 4.4113 | 4.7687 | 4.7078 | 4.6962 | 4.6638 | 4.7995 | 4.8693 | 4.8553 | 5.1734 | 5.3534 | 5.4297 | 5.3623 | 5.1261 | 5.0672 | 4.8875 | 4.3216 | 4.1341
2033-11-26 | 4.1376 | 4.0743 | 3.8191 | 3.9786 | 4.0287 | 4.1122 | 4.3834 | 4.5205 | 4.7594 | 4.7335 | 4.6052 | 4.5783 | 4.6371 | 4.6087 | 4.795 | 4.9416 | 5.128 | 5.2859 | 5.3508 | 5.1955 | 4.9369 | 4.7177 | 4.456 | 4.2938
2033-11-27 | 3.7429 | 3.5888 | 3.5839 | 3.597 | 3.6255 | 3.8169 | 4.0896 | 4.4736 | 4.523 | 4.5209 | 4.2339 | 4.2313 | 4.2388 | 4.1412 | 4.3158 | 4.4065 | 4.5516 | 4.9031 | 4.9699 | 4.8568 | 4.6202 | 4.3251 | 3.9224 | 3.7282
2033-11-28 | 3.6326 | 3.4954 | 3.4905 | 3.4608 | 3.5193 | 3.7961 | 4.1806 | 4.4092 | 4.5214 | 4.5894 | 4.2125 | 4.2469 | 4.2717 | 4.3782 | 4.436 | 4.5678 | 4.7975 | 5.1271 | 5.2105 | 5.032 | 4.5659 | 4.2187 | 3.8625 | 3.6517
2033-11-29 | 3.5633 | 3.3981 | 3.3605 | 3.3564 | 3.5017 | 3.8265 | 4.0824 | 4.2517 | 4.4686 | 4.4952 | 4.2895 | 4.2487 | 4.4704 | 4.2168 | 4.4148 | 4.5635 | 4.6657 | 4.9852 | 5.2508 | 5.1466 | 4.9882 | 4.6456 | 4.1445 | 3.9154
2033-11-30 | 3.7474 | 3.6529 | 3.5937 | 3.559 | 3.6647 | 4.043 | 4.4297 | 4.5909 | 4.5329 | 4.5302 | 4.524 | 4.3987 | 4.3243 | 4.3497 | 4.477 | 4.5173 | 4.8265 | 5.0268 | 5.3999 | 5.0172 | 4.6386 | 4.3499 | 3.9173 | 3.588
2033-12-01 | 3.56 | 3.5242 | 3.4772 | 3.4702 | 3.5451 | 3.9645 | 4.3334 | 4.4613 | 4.2854 | 4.2909 | 4.2904 | 4.3322 | 4.3783 | 4.3179 | 4.3959 | 4.6273 | 4.713 | 5.141 | 5.4755 | 5.456 | 5.2541 | 4.8904 | 4.3852 | 4.0756
2033-12-02 | 3.9333 | 3.8691 | 3.7484 | 3.7312 | 3.8162 | 4.1453 | 4.6458 | 4.8481 | 4.6744 | 4.3749 | 4.3958 | 4.379 | 4.3938 | 4.2704 | 4.4072 | 4.5214 | 4.7243 | 4.9619 | 5.1041 | 4.8489 | 4.6387 | 4.3612 | 4.1362 | 3.8933
2033-12-03 | 3.6802 | 3.5602 | 3.5262 | 3.4821 | 3.5556 | 3.8673 | 3.9622 | 4.234 | 4.3634 | 4.5255 | 4.3811 | 4.4076 | 4.4269 | 4.4106 | 4.5583 | 4.6774 | 4.6807 | 4.9319 | 5.0497 | 4.8079 | 4.7389 | 4.4936 | 4.2029 | 3.9369
2033-12-04 | 3.8294 | 3.665 | 3.6086 | 3.6332 | 3.7297 | 3.9635 | 4.1741 | 4.4537 | 4.5696 | 4.5752 | 4.4918 | 4.2956 | 4.3372 | 4.3309 | 4.4104 | 4.5214 | 4.8151 | 5.0844 | 5.2944 | 4.8197 | 4.5961 | 4.3102 | 4.0356 | 3.6979
2033-12-05 | 3.4971 | 3.443 | 3.3873 | 3.4106 | 3.465 | 3.7964 | 4.0742 | 4.3198 | 4.6499 | 4.4925 | 4.4297 | 4.4686 | 4.4778 | 4.4528 | 4.4929 | 4.7847 | 4.8973 | 5.1119 | 5.1986 | 4.9672 | 4.9281 | 4.61 | 4.1147 | 3.838
2033-12-06 | 3.6985 | 3.7399 | 3.6353 | 3.5441 | 3.6346 | 3.8614 | 4.1514 | 4.5462 | 4.5727 | 4.5975 | 4.4643 | 4.5024 | 4.4697 | 4.5749 | 4.4509 | 4.6697 | 4.8707 | 5.3249 | 5.6293 | 5.4495 | 5.1008 | 4.7445 | 4.2957 | 4.0416
2033-12-07 | 3.9058 | 3.6868 | 3.5916 | 3.6215 | 3.7214 | 4.0702 | 4.3729 | 4.7367 | 4.8364 | 4.8768 | 4.7823 | 4.9186 | 4.7986 | 4.7779 | 4.8689 | 4.8727 | 4.9452 | 5.2266 | 5.4994 | 5.219 | 4.829 | 4.4954 | 4.1393 | 3.9006
2033-12-08 | 3.7905 | 3.7376 | 3.7108 | 3.7082 | 3.8 | 4.1345 | 4.4384 | 4.6552 | 4.5219 | 4.5834 | 4.499 | 4.3724 | 4.3116 | 4.2867 | 4.3811 | 4.5441 | 4.7396 | 5.1718 | 5.3601 | 5.148 | 4.8106 | 4.4708 | 4.1472 | 3.9126
2033-12-09 | 3.724 | 3.6095 | 3.65 | 3.5676 | 3.582 | 3.9152 | 4.3307 | 4.5153 | 4.5057 | 4.83 | 4.7175 | 4.6444 | 4.6439 | 4.6998 | 4.8098 | 5.0173 | 5.2109 | 5.3319 | 5.3257 | 5.0353 | 4.8122 | 4.564 | 4.1902 | 3.8774
2033-12-10 | 3.6242 | 3.5151 | 3.4784 | 3.4182 | 3.4781 | 3.6729 | 3.9164 | 4.1499 | 4.2693 | 4.3043 | 4.1536 | 4.1679 | 4.1689 | 4.2179 | 4.3349 | 4.3298 | 4.6408 | 4.9005 | 5.1461 | 4.9549 | 4.6398 | 4.3571 | 4.0743 | 3.8676
2033-12-11 | 3.6348 | 3.4886 | 3.3633 | 3.24 | 3.3526 | 3.4877 | 3.7872 | 4.1715 | 4.3946 | 4.452 | 4.3453 | 4.3821 | 4.3699 | 4.284 | 4.4455 | 4.5854 | 4.8292 | 5.3326 | 5.48 | 5.2652 | 4.736 | 4.498 | 4.1822 | 3.8577
2033-12-12 | 3.6996 | 3.5562 | 3.5299 | 3.5199 | 3.4878 | 3.7629 | 4.0355 | 4.3633 | 4.265 | 4.2766 | 4.3281 | 4.3274 | 4.4759 | 4.3712 | 4.4119 | 4.4273 | 4.8194 | 5.1889 | 5.3584 | 5.2563 | 4.9289 | 4.6105 | 4.0421 | 3.7701
2033-12-13 | 3.835 | 3.745 | 3.5858 | 3.5115 | 3.6226 | 3.8874 | 4.067 | 4.309 | 4.3335 | 4.3768 | 4.224 | 4.3013 | 4.3131 | 4.2591 | 4.2666 | 4.4213 | 4.5819 | 5.0013 | 5.2977 | 5.1117 | 4.8399 | 4.5548 | 4.1953 | 3.9334
2033-12-14 | 3.7745 | 3.6544 | 3.5577 | 3.5026 | 3.5895 | 3.9199 | 4.1387 | 4.5469 | 4.5416 | 4.5075 | 4.3796 | 4.3359 | 4.4724 | 4.2925 | 4.3365 | 4.5124 | 4.8887 | 5.1369 | 5.2182 | 5.2853 | 5.0391 | 4.5995 | 4.1148 | 3.7863
2033-12-15 | 3.666 | 3.5385 | 3.4629 | 3.3946 | 3.5483 | 3.8341 | 4.2366 | 4.3911 | 4.3923 | 4.4542 | 4.2651 | 4.1999 | 4.2174 | 4.1873 | 4.2354 | 4.4687 | 4.6863 | 5.1446 | 5.5866 | 5.4211 | 4.9596 | 4.6391 | 4.2481 | 4.0375
2033-12-16 | 3.8222 | 3.6135 | 3.6299 | 3.5719 | 3.71 | 4.0019 | 4.1362 | 4.3629 | 4.3467 | 4.3136 | 4.3515 | 4.6964 | 4.5972 | 4.4553 | 4.5414 | 4.7663 | 4.9858 | 5.3331 | 5.5203 | 5.4237 | 5.0948 | 4.6842 | 4.3138 | 4.0893
2033-12-17 | 3.9568 | 3.8127 | 3.7415 | 3.7403 | 3.7859 | 3.8785 | 4.0547 | 4.1919 | 4.2813 | 4.3612 | 4.2337 | 4.3847 | 4.3454 | 4.332 | 4.3235 | 4.753 | 4.792 | 5.276 | 5.5215 | 5.3228 | 4.974 | 4.7663 | 4.2767 | 3.9481
2033-12-18 | 3.9173 | 3.7504 | 3.647 | 3.5953 | 3.5724 | 3.6823 | 3.8966 | 4.1652 | 4.1882 | 4.3119 | 4.3693 | 4.4354 | 4.3575 | 4.4378 | 4.4121 | 4.5983 | 4.9024 | 5.3228 | 5.4596 | 5.3204 | 4.9639 | 4.583 | 4.1647 | 3.9143
2033-12-19 | 3.8414 | 3.7072 | 3.6069 | 3.5843 | 3.6675 | 3.8084 | 4.0417 | 4.2689 | 4.6092 | 4.81 | 4.8405 | 5.0198 | 4.9893 | 4.9489 | 5.035 | 5.2167 | 5.3101 | 5.7981 | 5.8566 | 5.5854 | 5.3047 | 4.9073 | 4.5789 | 4.2279
2033-12-20 | 4 | 3.787 | 3.6715 | 3.5536 | 3.6449 | 3.7272 | 3.9151 | 4.1413 | 4.4426 | 4.6153 | 4.8108 | 4.716 | 4.7372 | 4.8345 | 4.8993 | 4.8893 | 5.0434 | 5.4925 | 5.7325 | 5.5104 | 5.1893 | 4.8746 | 4.4906 | 4.2778
2033-12-21 | 4.147 | 4.0314 | 3.9074 | 3.9047 | 4.0429 | 4.1891 | 4.3393 | 4.7065 | 5.0026 | 4.8069 | 5.0448 | 5.104 | 5.1164 | 5.0084 | 5.3047 | 5.3604 | 5.7194 | 5.8895 | 6.1847 | 6.0763 | 5.5091 | 5.025 | 4.526 | 4.0458
2033-12-22 | 3.8763 | 3.7386 | 3.706 | 3.6729 | 3.7256 | 4.0123 | 4.2237 | 4.477 | 4.7437 | 4.6993 | 4.8845 | 4.984 | 4.9564 | 4.9892 | 5.088 | 5.0997 | 5.5334 | 5.8875 | 5.9985 | 5.8433 | 5.393 | 5.1625 | 4.773 | 4.188
2033-12-23 | 3.9934 | 3.8407 | 3.8043 | 3.6716 | 3.7868 | 3.9825 | 4.1681 | 4.5031 | 4.8203 | 4.9874 | 5.2023 | 5.3574 | 5.4321 | 5.2041 | 5.3346 | 5.4074 | 5.742 | 6.1222 | 6.1653 | 5.797 | 5.4938 | 5.3138 | 4.8971 | 4.3494
2033-12-24 | 4.1585 | 3.9931 | 4.0391 | 3.9123 | 3.738 | 3.9343 | 4.1756 | 4.5635 | 4.7901 | 4.9247 | 4.9585 | 4.8195 | 4.8818 | 4.8778 | 4.8838 | 5.0115 | 5.4169 | 5.7777 | 5.9551 | 5.7912 | 5.473 | 5.1436 | 4.6521 | 4.2407
2033-12-25 | 3.9966 | 3.8343 | 3.7446 | 3.8323 | 3.7301 | 3.8733 | 4.1231 | 4.5226 | 4.7871 | 4.7979 | 4.7759 | 4.9095 | 5.03 | 4.7459 | 5.0417 | 5.3023 | 5.5034 | 5.9286 | 6.0404 | 5.8943 | 5.4161 | 5.2429 | 4.8725 | 4.3712
2033-12-26 | 4.0321 | 3.9015 | 3.8545 | 3.7426 | 3.8732 | 3.8944 | 4.0107 | 4.3316 | 4.6895 | 4.7764 | 4.9375 | 4.9795 | 4.941 | 4.7007 | 4.9171 | 5.1892 | 5.456 | 5.872 | 5.9748 | 5.8436 | 5.422 | 5.2482 | 4.8729 | 4.3666
2033-12-27 | 3.9376 | 3.7315 | 3.5421 | 3.5311 | 3.5766 | 3.7105 | 3.8236 | 4.0311 | 4.3268 | 4.3736 | 4.6282 | 4.59 | 4.6642 | 4.7697 | 4.8177 | 4.7681 | 5.0615 | 5.4913 | 5.7021 | 5.4394 | 5.1531 | 4.8491 | 4.4796 | 4.2299
2033-12-28 | 4.3523 | 4.2289 | 4.1022 | 4.0954 | 4.2803 | 4.4418 | 4.6045 | 4.945 | 5.2462 | 5.0533 | 5.2654 | 5.4084 | 5.418 | 5.2663 | 5.5702 | 5.6716 | 5.9925 | 6.205 | 6.5175 | 6.4086 | 5.8163 | 5.2809 | 4.7516 | 4.2457
2033-12-29 | 3.8797 | 3.7434 | 3.7071 | 3.693 | 3.7643 | 4.0236 | 4.2313 | 4.4838 | 4.7433 | 4.7055 | 4.8911 | 4.9867 | 4.9166 | 4.97 | 5.1 | 5.142 | 5.5321 | 5.892 | 6.0154 | 5.8539 | 5.4166 | 5.1598 | 4.7687 | 4.1797
2033-12-30 | 3.9835 | 3.8308 | 3.8031 | 3.7071 | 3.8249 | 4.014 | 4.1664 | 4.51 | 4.838 | 4.9921 | 5.1913 | 5.3736 | 5.4079 | 5.1977 | 5.3322 | 5.4444 | 5.7464 | 6.1091 | 6.1377 | 5.7651 | 5.4629 | 5.2931 | 4.8833 | 4.3397
2033-12-31 | 4.192 | 4.0193 | 4.0677 | 3.9466 | 3.7751 | 3.9744 | 4.2231 | 4.5892 | 4.7602 | 4.9028 | 4.9632 | 4.8368 | 4.8481 | 4.8128 | 4.8265 | 4.9749 | 5.3763 | 5.7538 | 5.9394 | 5.7593 | 5.4456 | 5.1373 | 4.6477 | 4.2332
2034-01-01 | 3.82 | 3.7296 | 3.7075 | 3.6639 | 3.6364 | 3.7732 | 3.9177 | 3.9614 | 4.1768 | 4.1973 | 4.0855 | 4.0708 | 4.1451 | 4.3105 | 4.4673 | 4.6377 | 4.8862 | 5.2031 | 5.2446 | 5.1152 | 4.9127 | 4.5363 | 4.1619 | 3.9146
2034-01-02 | 3.7612 | 3.7056 | 3.6657 | 3.7025 | 3.7322 | 3.9082 | 4.1864 | 4.3192 | 4.3895 | 4.3268 | 4.3725 | 4.3876 | 4.4783 | 4.5376 | 4.9305 | 5.1208 | 5.3306 | 5.6211 | 5.7148 | 5.5159 | 5.0933 | 4.6703 | 4.2706 | 3.9281
2034-01-03 | 4.405 | 4.2173 | 4.0284 | 3.9058 | 3.8914 | 4.0366 | 4.081 | 4.3519 | 4.3459 | 4.5183 | 4.9292 | 4.938 | 4.8609 | 4.7157 | 4.7765 | 4.778 | 5.0809 | 5.655 | 6.1117 | 5.8527 | 5.4462 | 5.1659 | 4.7161 | 4.1173
2034-01-04 | 3.8431 | 3.7466 | 3.6901 | 3.7781 | 3.7805 | 3.9271 | 4.2129 | 4.403 | 4.5634 | 4.6024 | 4.6404 | 4.523 | 4.5071 | 4.6159 | 4.7946 | 4.9982 | 5.2445 | 5.5728 | 5.9322 | 5.7473 | 5.3902 | 5.0186 | 4.5016 | 3.9476
2034-01-05 | 3.8195 | 3.719 | 3.6915 | 3.6664 | 3.7141 | 3.9399 | 4.1585 | 4.3714 | 4.6464 | 4.6546 | 4.2873 | 4.2816 | 4.264 | 4.2512 | 4.3073 | 4.8571 | 5.2676 | 5.6189 | 5.8621 | 5.532 | 5.1394 | 4.8542 | 4.3855 | 3.9713
2034-01-06 | 3.8567 | 3.7255 | 3.6993 | 3.7583 | 3.8341 | 4.1038 | 4.3001 | 4.45 | 4.4521 | 4.3691 | 4.2823 | 4.3233 | 4.3022 | 4.2521 | 4.3837 | 4.6532 | 5.2411 | 5.5703 | 5.7779 | 5.6255 | 5.2102 | 4.8599 | 4.4081 | 4.0459
2034-01-07 | 3.8571 | 3.7798 | 3.7246 | 3.6734 | 3.7242 | 3.8511 | 4.1966 | 4.2932 | 4.3218 | 4.3256 | 4.1777 | 4.0555 | 4.228 | 4.4567 | 4.3617 | 4.6066 | 4.9911 | 5.1702 | 5.299 | 5.1745 | 4.9087 | 4.664 | 4.19 | 3.9724
2034-01-08 | 3.8452 | 3.7102 | 3.6726 | 3.6322 | 3.6076 | 3.7779 | 3.9548 | 3.9922 | 4.1877 | 4.1983 | 4.0682 | 4.0304 | 4.1349 | 4.2872 | 4.4066 | 4.5537 | 4.814 | 5.1769 | 5.2209 | 5.124 | 4.9191 | 4.5294 | 4.1647 | 3.9198
2034-01-09 | 3.7689 | 3.7105 | 3.6491 | 3.6723 | 3.7329 | 3.9077 | 4.1779 | 4.3087 | 4.3632 | 4.2964 | 4.3452 | 4.3291 | 4.4465 | 4.454 | 4.9015 | 5.0836 | 5.2773 | 5.5753 | 5.6782 | 5.4899 | 5.0841 | 4.6651 | 4.2776 | 3.8887
2034-01-10 | 3.7808 | 3.6648 | 3.6186 | 3.6841 | 3.6782 | 3.9082 | 4.1555 | 4.2844 | 4.2888 | 4.1162 | 4.1886 | 4.2067 | 4.2854 | 4.6131 | 5.0049 | 5.001 | 5.0394 | 5.3566 | 5.6916 | 5.4591 | 4.99 | 4.685 | 4.1704 | 3.8175
2034-01-11 | 3.6807 | 3.6428 | 3.5766 | 3.5742 | 3.694 | 4.0117 | 4.2767 | 4.5491 | 4.4656 | 4.3507 | 4.2811 | 4.3919 | 4.3822 | 4.6505 | 4.6231 | 4.7042 | 4.8338 | 5.3095 | 5.5649 | 5.2947 | 5.1185 | 4.6653 | 4.2716 | 3.9489
2034-01-12 | 3.7939 | 3.6976 | 3.7086 | 3.6726 | 3.7096 | 3.93 | 4.2502 | 4.5282 | 4.4051 | 4.5988 | 4.7137 | 4.4494 | 4.457 | 4.512 | 4.509 | 4.5566 | 4.9027 | 5.4775 | 5.8323 | 5.528 | 5.1204 | 4.8027 | 4.3378 | 4.1987
2034-01-13 | 3.8932 | 3.7487 | 3.6741 | 3.6861 | 3.7711 | 3.9998 | 4.4275 | 4.5648 | 4.4682 | 4.5444 | 4.5432 | 4.8219 | 4.7028 | 4.651 | 4.5809 | 4.783 | 4.9095 | 5.4087 | 5.5865 | 5.2795 | 4.9774 | 4.5751 | 4.1158 | 4.0846
2034-01-14 | 3.8476 | 3.5719 | 3.5781 | 3.5927 | 3.533 | 3.6954 | 3.9191 | 4.2166 | 4.4471 | 4.6863 | 4.4073 | 4.4819 | 4.585 | 4.4874 | 4.5061 | 4.7284 | 5.015 | 5.3268 | 5.445 | 5.3359 | 5.0207 | 4.6023 | 4.2118 | 4.1423
2034-01-15 | 3.8345 | 3.6253 | 3.5981 | 3.6266 | 3.5613 | 3.7445 | 3.9479 | 4.1699 | 4.4665 | 4.6908 | 4.792 | 4.7565 | 4.6212 | 4.5122 | 4.6297 | 4.8143 | 4.8854 | 5.1407 | 5.4912 | 5.3424 | 4.9256 | 4.5469 | 4.115 | 3.8303
2034-01-16 | 3.7276 | 3.6283 | 3.5561 | 3.5653 | 3.655 | 3.8368 | 4.1551 | 4.5596 | 4.6423 | 4.543 | 4.6095 | 4.5305 | 4.6975 | 4.6238 | 4.6897 | 4.4892 | 4.7318 | 5.2933 | 5.5947 | 5.3026 | 5.0328 | 4.8548 | 4.136 | 3.8298
2034-01-17 | 3.7038 | 3.5926 | 3.4864 | 3.5335 | 3.5809 | 3.8255 | 4.1217 | 4.3064 | 4.2414 | 4.1436 | 4.0515 | 4.1992 | 4.1377 | 4.1704 | 4.2037 | 4.2524 | 4.3363 | 4.7076 | 5.1354 | 5.0394 | 4.7224 | 4.354 | 3.9673 | 3.6128
2034-01-18 | 3.5115 | 3.5829 | 3.5893 | 3.5716 | 3.688 | 4.0147 | 4.3599 | 4.5265 | 4.347 | 4.3782 | 4.2982 | 4.598 | 4.3908 | 4.3612 | 4.4017 | 4.4631 | 4.5551 | 4.9048 | 5.3559 | 5.2144 | 4.8199 | 4.4658 | 4.0494 | 3.6885
2034-01-19 | 3.5854 | 3.4737 | 3.4425 | 3.4421 | 3.5705 | 3.8619 | 4.1748 | 4.4247 | 4.3506 | 4.398 | 4.5917 | 4.6656 | 4.4747 | 4.4727 | 4.5746 | 4.6576 | 4.874 | 5.1613 | 5.3431 | 5.138 | 4.9268 | 4.6838 | 4.1619 | 3.764
2034-01-20 | 3.7823 | 3.6991 | 3.6395 | 3.663 | 3.7142 | 4.0286 | 4.5513 | 4.8351 | 4.6351 | 4.6043 | 4.7076 | 4.748 | 4.7537 | 4.746 | 4.757 | 4.9116 | 4.8296 | 5.1042 | 5.2954 | 5.0686 | 4.7159 | 4.4722 | 4.1449 | 3.8306
2034-01-21 | 3.6813 | 3.5669 | 3.5335 | 3.5397 | 3.5812 | 3.8245 | 4.0739 | 4.2715 | 4.4877 | 4.5084 | 4.2719 | 4.2443 | 4.3683 | 4.5887 | 4.6619 | 4.7276 | 4.8015 | 5.1672 | 5.3446 | 5.1783 | 4.8134 | 4.5223 | 4.2022 | 3.8518
2034-01-22 | 3.7223 | 3.5352 | 3.4918 | 3.5062 | 3.5039 | 3.6729 | 4.0314 | 4.3484 | 4.6261 | 4.6092 | 4.383 | 4.5512 | 4.6657 | 4.6215 | 4.8002 | 4.9013 | 5.0844 | 5.3208 | 5.4971 | 5.3664 | 4.9194 | 4.625 | 4.1701 | 3.8416
2034-01-23 | 3.6915 | 3.6166 | 3.632 | 3.5983 | 3.6117 | 3.8044 | 4.0151 | 4.2664 | 4.3754 | 4.2171 | 4.0299 | 4.1643 | 4.08 | 4.1653 | 4.0388 | 4.2903 | 4.4653 | 4.9129 | 5.3298 | 5.24 | 4.6647 | 4.3999 | 4.051 | 3.7227
2034-01-24 | 3.5819 | 3.5107 | 3.4605 | 3.4813 | 3.5723 | 3.7868 | 4.1232 | 4.4527 | 4.2625 | 4.3314 | 4.5395 | 4.6901 | 4.7591 | 4.5989 | 4.4202 | 4.6085 | 4.6939 | 5.2684 | 5.5551 | 4.9735 | 4.9554 | 4.7852 | 4.2856 | 3.8544
2034-01-25 | 3.7176 | 3.6138 | 3.5438 | 3.5537 | 3.6366 | 3.9061 | 4.2583 | 4.4038 | 4.1114 | 4.0805 | 4.0148 | 4.0486 | 4.4239 | 4.5609 | 4.6003 | 5.0487 | 5.2025 | 5.5392 | 5.6553 | 5.4335 | 5.1869 | 4.7772 | 4.3078 | 3.8202
2034-01-26 | 3.6765 | 3.5354 | 3.5313 | 3.4631 | 3.5424 | 3.8634 | 4.2072 | 4.5129 | 4.3217 | 4.2661 | 4.4897 | 4.6176 | 4.5806 | 4.4315 | 4.8859 | 4.9266 | 5.1325 | 5.4481 | 5.6892 | 5.2844 | 5.0595 | 4.5555 | 4.1638 | 3.8881
2034-01-27 | 3.6721 | 3.5985 | 3.5583 | 3.5422 | 3.8031 | 4.0308 | 4.5431 | 4.7607 | 4.7322 | 4.6 | 4.7003 | 4.8501 | 4.7854 | 4.8669 | 5.0062 | 4.9901 | 5.2256 | 5.5821 | 5.6671 | 5.338 | 5.0908 | 4.9417 | 4.4925 | 4.1941
2034-01-28 | 3.9904 | 3.9337 | 3.6766 | 3.6222 | 3.6481 | 3.9013 | 4.0879 | 4.33 | 4.4839 | 4.3974 | 4.2061 | 4.1269 | 4.0597 | 4.0396 | 4.1308 | 4.1993 | 4.354 | 4.8083 | 5.1085 | 4.9881 | 4.7136 | 4.4602 | 4.1013 | 3.8395
2034-01-29 | 3.7419 | 3.5818 | 3.5787 | 3.4312 | 3.4601 | 3.6739 | 3.8675 | 4.0261 | 4.2283 | 4.2198 | 4.1395 | 4.2715 | 4.2901 | 4.2453 | 4.114 | 4.1865 | 4.5182 | 4.786 | 5.0045 | 5.0665 | 4.8439 | 4.4016 | 4.029 | 3.7589
2034-01-30 | 3.6787 | 3.5888 | 3.5583 | 3.5785 | 3.6344 | 3.9357 | 4.2469 | 4.4894 | 4.3549 | 4.1816 | 4.0025 | 4.0433 | 3.9908 | 4.0108 | 3.857 | 3.9229 | 4.2915 | 4.8589 | 5.2576 | 5.194 | 4.9785 | 4.5225 | 4.0429 | 3.7511
2034-01-31 | 3.6604 | 3.5749 | 3.533 | 3.5157 | 3.6265 | 3.9695 | 4.5261 | 4.5993 | 4.4996 | 4.4913 | 4.3132 | 4.3644 | 4.379 | 4.2269 | 4.6742 | 5.038 | 5.3361 | 5.323 | 5.5436 | 5.365 | 5.0926 | 4.7165 | 4.0997 | 3.7912
2034-02-01 | 3.5008 | 3.4548 | 3.4181 | 3.3956 | 3.4872 | 3.888 | 4.2196 | 4.4482 | 4.479 | 4.5223 | 4.3839 | 4.0909 | 4.0594 | 4.2371 | 4.219 | 4.3298 | 4.7546 | 4.9428 | 5.0539 | 5.0721 | 4.9155 | 4.5537 | 4.011 | 3.7736
2034-02-02 | 3.6318 | 3.5514 | 3.5298 | 3.5035 | 3.5709 | 3.854 | 4.1698 | 4.5438 | 4.6431 | 4.3395 | 4.1855 | 4.3155 | 4.7282 | 4.437 | 4.4482 | 4.4695 | 4.8059 | 5.0201 | 5.3273 | 5.0169 | 4.6789 | 4.3614 | 3.9038 | 3.64
2034-02-03 | 3.5263 | 3.4726 | 3.3832 | 3.3874 | 3.4567 | 3.7437 | 4.0757 | 4.3924 | 4.4307 | 4.3951 | 4.3558 | 4.6162 | 4.6568 | 4.3936 | 4.8006 | 4.8676 | 4.8032 | 5.261 | 5.2884 | 4.9006 | 4.5284 | 4.389 | 4.0986 | 3.7062
2034-02-04 | 3.5796 | 3.5042 | 3.4335 | 3.4323 | 3.4321 | 3.6834 | 3.8682 | 4.2092 | 4.3829 | 4.5157 | 4.5792 | 4.6563 | 4.5656 | 4.3725 | 4.5306 | 4.5722 | 4.6396 | 4.909 | 4.9667 | 4.9614 | 4.8234 | 4.5514 | 4.0433 | 3.7361
2034-02-05 | 3.5218 | 3.4016 | 3.3717 | 3.328 | 3.3711 | 3.5636 | 3.723 | 4.0789 | 4.3853 | 4.4084 | 4.2742 | 4.4087 | 4.2079 | 4.0824 | 4.1187 | 4.2445 | 4.2312 | 4.7813 | 4.972 | 4.8348 | 4.562 | 4.201 | 3.8677 | 3.5394
2034-02-06 | 3.4246 | 3.3419 | 3.3161 | 3.2791 | 3.3391 | 3.7171 | 4.0855 | 4.4729 | 4.6297 | 4.597 | 4.3503 | 4.1975 | 4.3956 | 4.3898 | 4.5502 | 4.7753 | 4.832 | 5.0665 | 5.2677 | 5.0344 | 4.8026 | 4.428 | 3.9395 | 3.6789
2034-02-07 | 3.5841 | 3.4904 | 3.4541 | 3.5413 | 3.6378 | 3.9394 | 4.3345 | 4.549 | 4.5678 | 4.4563 | 4.256 | 4.4178 | 4.4207 | 4.3745 | 4.3946 | 4.341 | 4.7942 | 4.9349 | 5.2746 | 5.4168 | 4.9525 | 4.4679 | 3.9879 | 3.6842
2034-02-08 | 3.5162 | 3.4642 | 3.3751 | 3.3635 | 3.422 | 3.7083 | 4.1639 | 4.4486 | 4.4235 | 4.5181 | 4.6007 | 4.5299 | 4.3228 | 4.4666 | 4.6692 | 4.6807 | 5.0759 | 5.3567 | 5.7588 | 5.602 | 5.2947 | 4.8998 | 4.3203 | 4.2016
2034-02-09 | 4.021 | 3.7197 | 3.7305 | 3.6962 | 3.8634 | 4.2463 | 4.5703 | 5.0451 | 5.1627 | 4.979 | 5.0978 | 5.0071 | 4.4976 | 4.469 | 4.484 | 4.719 | 4.9111 | 5.1958 | 5.4776 | 5.3209 | 4.9084 | 4.5983 | 4.2831 | 3.8408
2034-02-10 | 3.56 | 3.4612 | 3.4003 | 3.3809 | 3.4956 | 3.8827 | 4.3813 | 4.7708 | 4.6247 | 4.3224 | 4.3458 | 4.3339 | 4.4481 | 4.4198 | 4.3604 | 4.4157 | 5.012 | 5.2969 | 5.3703 | 5.1613 | 4.9529 | 4.7976 | 4.2751 | 3.9985
2034-02-11 | 3.7136 | 3.6282 | 3.4921 | 3.4846 | 3.5194 | 3.7041 | 4.0901 | 4.5045 | 4.6677 | 4.3935 | 3.9503 | 4.0789 | 4.2457 | 4.1646 | 4.0902 | 4.2563 | 4.4932 | 4.9155 | 5.0333 | 4.9639 | 4.4265 | 4.1582 | 4.045 | 3.7677
2034-02-12 | 3.4831 | 3.3241 | 3.2832 | 3.2704 | 3.305 | 3.4585 | 3.6765 | 4.0076 | 4.3314 | 4.4301 | 4.3897 | 4.4404 | 4.2437 | 4.2162 | 4.0342 | 4.4138 | 4.6404 | 5.0391 | 5.3215 | 5.1087 | 4.8269 | 4.583 | 4.1509 | 3.8753
2034-02-13 | 3.7152 | 3.5527 | 3.4001 | 3.4303 | 3.4476 | 3.8055 | 4.1531 | 4.4966 | 4.5394 | 4.2324 | 4.0491 | 3.847 | 3.8215 | 3.8024 | 3.8494 | 4.2146 | 4.3548 | 4.8715 | 5.2215 | 5.0918 | 4.7213 | 4.4186 | 3.9829 | 3.5618
2034-02-14 | 3.4339 | 3.3603 | 3.3001 | 3.3005 | 3.3812 | 3.8602 | 4.3682 | 4.6852 | 4.5767 | 4.4019 | 4.196 | 4.1919 | 4.111 | 4.0863 | 4.1024 | 4.217 | 4.5753 | 5.0469 | 5.2151 | 5.3272 | 4.9758 | 4.5575 | 3.9981 | 3.5575
2034-02-15 | 3.4121 | 3.3706 | 3.369 | 3.3579 | 3.4366 | 3.9091 | 4.1958 | 4.4756 | 4.4257 | 4.3192 | 3.9671 | 3.8963 | 3.822 | 3.9654 | 3.9489 | 4.1566 | 4.558 | 4.9045 | 5.3082 | 5.1763 | 4.8183 | 4.3647 | 3.9624 | 3.7187
2034-02-16 | 3.6024 | 3.4958 | 3.4453 | 3.4324 | 3.5262 | 3.842 | 4.1244 | 4.3528 | 4.4043 | 4.5155 | 4.4254 | 4.1356 | 4.1646 | 4.0261 | 4.1094 | 4.1784 | 4.5053 | 4.7856 | 5.3065 | 5.1238 | 4.7725 | 4.5129 | 4.1118 | 3.6933
2034-02-17 | 3.4812 | 3.3946 | 3.3363 | 3.3551 | 3.4372 | 3.6868 | 3.9729 | 4.2635 | 4.5471 | 4.5088 | 4.3944 | 4.1804 | 4.1035 | 3.9907 | 4.1433 | 4.2197 | 4.3865 | 4.8382 | 5.1928 | 5.2556 | 4.9838 | 4.7981 | 4.3459 | 3.9161
2034-02-18 | 3.7077 | 3.5755 | 3.5308 | 3.4665 | 3.6049 | 3.791 | 4.031 | 4.2583 | 4.6368 | 4.5123 | 4.3739 | 4.3358 | 4.4659 | 4.0236 | 4.3096 | 4.3575 | 4.5909 | 4.8925 | 5.2289 | 5.1678 | 4.8722 | 4.644 | 4.1811 | 3.7926
2034-02-19 | 3.4727 | 3.3386 | 3.3454 | 3.301 | 3.3412 | 3.471 | 3.6532 | 3.9947 | 4.1969 | 4.114 | 4.1233 | 3.9962 | 4.1642 | 4.1154 | 4.2194 | 4.3962 | 4.5614 | 4.8232 | 5.0605 | 5.0686 | 4.8248 | 4.5684 | 4.2255 | 3.8399
2034-02-20 | 3.5926 | 3.489 | 3.4626 | 3.4148 | 3.4621 | 3.6665 | 3.8245 | 4.1307 | 4.2661 | 4.1195 | 3.9298 | 3.8667 | 3.8403 | 3.7507 | 3.9666 | 4.3079 | 4.8889 | 5.049 | 5.1073 | 5.1182 | 4.7602 | 4.4967 | 4.0444 | 3.6415
2034-02-21 | 3.5321 | 3.4305 | 3.3709 | 3.3836 | 3.4655 | 3.7008 | 4.0777 | 4.3991 | 4.7139 | 4.6186 | 4.6163 | 4.5393 | 4.5427 | 4.4934 | 4.3711 | 4.4526 | 4.6069 | 5.0943 | 5.1396 | 5.0187 | 4.6755 | 4.3533 | 3.9488 | 3.5994
2034-02-22 | 3.4454 | 3.3796 | 3.4648 | 3.4276 | 3.5822 | 4.0443 | 4.3587 | 4.6713 | 4.7544 | 4.5941 | 4.5919 | 4.6791 | 4.6935 | 4.7037 | 4.6012 | 4.6168 | 4.7371 | 5.0933 | 5.4213 | 5.2516 | 4.8216 | 4.7507 | 4.0966 | 3.6344
2034-02-23 | 3.537 | 3.4447 | 3.4783 | 3.3953 | 3.4529 | 3.8044 | 3.9797 | 4.2217 | 4.3236 | 4.1719 | 4.224 | 4.4331 | 4.2833 | 4.4003 | 4.3858 | 4.7194 | 5.0426 | 5.4214 | 5.7694 | 5.3385 | 5.1448 | 4.5857 | 3.9788 | 3.7111
2034-02-24 | 3.5399 | 3.4031 | 3.3494 | 3.4394 | 3.54 | 3.9357 | 4.4043 | 4.5713 | 4.3515 | 4.2758 | 4.6281 | 4.7374 | 4.9086 | 4.6481 | 4.6178 | 5.0851 | 5.3713 | 5.905 | 5.919 | 5.7545 | 5.5609 | 5.16 | 4.5483 | 4.1921
2034-02-25 | 3.7323 | 3.5154 | 3.5348 | 3.4239 | 3.4579 | 3.6798 | 4.0078 | 4.2309 | 4.5187 | 4.6349 | 4.5108 | 4.3519 | 4.2967 | 4.3204 | 4.3307 | 4.5478 | 4.8285 | 4.9876 | 5.0648 | 5.1494 | 4.7421 | 4.3459 | 4.0834 | 3.6929
2034-02-26 | 3.5749 | 3.3098 | 3.3337 | 3.3689 | 3.4054 | 3.5415 | 3.819 | 4.0646 | 4.3706 | 4.4778 | 4.2203 | 4.0397 | 4.1377 | 4.1895 | 4.2369 | 4.4774 | 4.6918 | 5.231 | 5.3619 | 5.3402 | 4.996 | 4.6114 | 4.0735 | 3.7715
2034-02-27 | 3.588 | 3.5804 | 3.4839 | 3.3901 | 3.3877 | 3.5985 | 4.1649 | 4.5416 | 4.4117 | 4.1628 | 4.0183 | 4.1336 | 4.2844 | 3.924 | 4.1778 | 4.378 | 4.5351 | 4.9162 | 5.3374 | 5.1747 | 4.7627 | 4.37 | 3.992 | 3.6519
2034-02-28 | 3.5578 | 3.4935 | 3.4368 | 3.4058 | 3.4766 | 3.8427 | 4.0875 | 4.2833 | 4.4314 | 4.4343 | 4.2816 | 4.0929 | 3.951 | 4.1806 | 4.2707 | 4.4475 | 4.6203 | 4.9853 | 5.3298 | 5.0819 | 4.7357 | 4.4712 | 3.9453 | 3.6829
2034-03-01 | 3.7579 | 3.6544 | 3.7016 | 3.6571 | 3.7547 | 4.0871 | 4.4457 | 4.5163 | 4.4923 | 4.3521 | 4.2587 | 4.0849 | 4.014 | 3.9508 | 4.0327 | 4.2391 | 4.3497 | 4.8848 | 5.4276 | 5.5198 | 5.2428 | 4.7843 | 4.2047 | 3.82
2034-03-02 | 3.7093 | 3.6248 | 3.4476 | 3.4328 | 3.5029 | 3.8943 | 4.1506 | 4.1885 | 4.1462 | 4.0018 | 3.9451 | 3.9211 | 3.8148 | 4.1221 | 4.1085 | 4.3859 | 4.4954 | 5.1127 | 5.3302 | 5.226 | 4.9787 | 4.5522 | 4.1074 | 3.6716
2034-03-03 | 3.6538 | 3.5054 | 3.5224 | 3.4742 | 3.5706 | 3.9283 | 4.4016 | 4.6392 | 4.4569 | 4.3066 | 4.0761 | 4.0937 | 4.0069 | 3.9526 | 4.0287 | 4.2149 | 4.4302 | 4.8137 | 5.0794 | 5.2754 | 5.0281 | 4.7683 | 4.3367 | 3.9456
2034-03-04 | 3.7381 | 3.6565 | 3.5783 | 3.4837 | 3.5517 | 3.7086 | 4.0377 | 4.1885 | 4.4588 | 4.4371 | 4.1331 | 4.0713 | 4.182 | 4.0298 | 4.1202 | 4.3278 | 4.4514 | 4.7898 | 5.1944 | 5.2684 | 4.8537 | 4.6278 | 4.1562 | 3.7945
2034-03-05 | 3.6839 | 3.6366 | 3.6096 | 3.5509 | 3.5536 | 3.7044 | 4.0349 | 4.251 | 4.4357 | 4.4661 | 4.311 | 4.1566 | 3.9733 | 3.805 | 3.7917 | 3.9223 | 4.2481 | 4.7038 | 5.1482 | 5.2169 | 5.0883 | 4.5934 | 4.207 | 3.7472
2034-03-06 | 3.6346 | 3.5783 | 3.4973 | 3.3495 | 3.4441 | 3.711 | 4.0137 | 4.3157 | 4.5444 | 4.3139 | 4.1745 | 4.0313 | 3.9545 | 3.8464 | 3.8134 | 4.0768 | 4.3258 | 4.9122 | 5.4271 | 5.3668 | 4.9225 | 4.664 | 4.2855 | 3.8371
2034-03-07 | 3.6652 | 3.5971 | 3.5681 | 3.6205 | 3.6052 | 3.9608 | 4.4443 | 4.826 | 4.777 | 4.7115 | 4.4829 | 4.3828 | 4.2728 | 4.4116 | 4.3368 | 4.8527 | 5.1124 | 5.6227 | 5.9199 | 5.9035 | 5.6169 | 4.9187 | 4.2322 | 3.8246
2034-03-08 | 3.7165 | 3.6148 | 3.6013 | 3.57 | 3.6394 | 3.9409 | 4.4994 | 4.6794 | 4.8535 | 4.8268 | 4.5778 | 4.4434 | 4.8045 | 5.253 | 5.2569 | 5.1025 | 5.3761 | 5.9083 | 5.9788 | 5.8614 | 5.6018 | 5.202 | 4.6384 | 4.1201
2034-03-09 | 3.9614 | 3.8437 | 3.6855 | 3.6154 | 3.6388 | 4.1041 | 4.6311 | 5.1173 | 5.4399 | 5.0272 | 4.5129 | 4.6967 | 4.6841 | 4.7927 | 4.665 | 4.802 | 5.2451 | 5.7638 | 5.7697 | 5.7137 | 5.3002 | 4.8167 | 4.2112 | 3.8836
2034-03-10 | 3.7373 | 3.6574 | 3.693 | 3.6326 | 3.637 | 4.068 | 4.7603 | 4.962 | 4.6332 | 4.3263 | 4.1415 | 4.2212 | 4.1345 | 4.1088 | 4.5658 | 4.9398 | 5.0462 | 5.5668 | 5.7695 | 5.5909 | 5.3017 | 4.8904 | 4.3322 | 3.979
2034-03-11 | 3.8122 | 3.7483 | 3.7039 | 3.7228 | 3.7098 | 3.9412 | 4.3255 | 4.4679 | 5.0062 | 4.9324 | 4.4635 | 4.4515 | 4.4717 | 4.3647 | 4.3241 | 4.3688 | 4.9735 | 5.4261 | 5.125 | 5.215 | 4.9223 | 4.7911 | 4.2616 | 3.8655
2034-03-12 | 3.7558 | 3.6872 | 3.7281 | 3.5953 | 3.6666 | 3.8272 | 4.06 | 4.3269 | 4.6957 | 4.5654 | 4.4294 | 4.4413 | 4.8398 | 4.7337 | 4.5635 | 5.014 | 5.4614 | 5.645 | 5.7984 | 5.6451 | 5.5374 | 5.2512 | 4.6869 | 4.1898
2034-03-13 | 3.9734 | 3.88 | 3.7969 | 3.7597 | 3.8152 | 4.1046 | 4.5741 | 4.7322 | 4.6854 | 4.7139 | 4.573 | 4.8181 | 4.7179 | 4.2336 | 4.3277 | 4.4988 | 4.8547 | 5.5002 | 5.6789 | 5.4442 | 5.1557 | 4.7316 | 4.2388 | 3.8869
2034-03-14 | 3.7654 | 3.6793 | 3.6507 | 3.6467 | 3.6842 | 3.974 | 4.4988 | 4.6952 | 4.6301 | 4.6185 | 4.4049 | 4.3348 | 4.2535 | 4.7029 | 4.8391 | 4.9049 | 5.2503 | 5.5756 | 5.6521 | 5.7296 | 5.4151 | 4.9509 | 4.2995 | 3.966
2034-03-15 | 3.9034 | 3.8177 | 3.7411 | 3.7312 | 3.7415 | 4.1055 | 4.5 | 4.8632 | 4.7678 | 4.68 | 4.3068 | 4.3697 | 4.7224 | 4.3854 | 4.5857 | 4.9335 | 5.1004 | 5.6757 | 6.0814 | 5.8936 | 5.5377 | 5.0912 | 4.3619 | 3.9728
2034-03-16 | 4.0663 | 3.9068 | 3.8317 | 3.8024 | 3.8537 | 4.2709 | 4.6386 | 4.8628 | 4.7067 | 4.4645 | 4.3297 | 4.6782 | 4.8236 | 4.6611 | 4.7637 | 5.1809 | 5.5031 | 6.051 | 6.218 | 6.0281 | 5.4053 | 5.0056 | 4.4678 | 3.9908
2034-03-17 | 3.8351 | 3.6921 | 3.6618 | 3.653 | 3.6287 | 3.9708 | 4.4231 | 4.5003 | 4.5216 | 4.3085 | 4.2058 | 4.2167 | 4.3931 | 4.4309 | 4.5569 | 4.9028 | 5.1254 | 5.2621 | 5.4416 | 5.4957 | 5.0133 | 4.6837 | 4.2663 | 3.9669
2034-03-18 | 3.755 | 3.6731 | 3.6778 | 3.719 | 3.704 | 3.8844 | 4.363 | 4.6073 | 4.7604 | 4.654 | 4.5718 | 4.3181 | 4.5641 | 4.3161 | 4.4654 | 4.813 | 5.0504 | 5.6008 | 5.6233 | 5.7705 | 5.5104 | 5.2517 | 4.6831 | 4.0983
2034-03-19 | 3.8149 | 3.7432 | 3.691 | 3.7371 | 3.6099 | 3.7692 | 3.9506 | 4.0062 | 4.1407 | 4.0609 | 3.9718 | 3.9727 | 3.8135 | 3.6154 | 3.7156 | 3.9774 | 4.319 | 4.9279 | 5.1521 | 5.0237 | 4.7137 | 4.4937 | 4.1063 | 3.7597
2034-03-20 | 3.6217 | 3.5237 | 3.516 | 3.4095 | 3.4869 | 3.7059 | 3.9772 | 4.1493 | 4.6095 | 4.4632 | 4.2436 | 3.9207 | 3.7645 | 3.8461 | 3.7208 | 4.0029 | 4.2798 | 4.8775 | 5.254 | 5.4337 | 5.1292 | 4.5611 | 3.9748 | 3.6626
2034-03-21 | 3.5445 | 3.6258 | 3.6495 | 3.6502 | 3.6616 | 3.9497 | 4.2393 | 4.2652 | 4.3162 | 4.2944 | 4.4256 | 4.2075 | 4.1693 | 4.1961 | 4.0481 | 4.1279 | 4.4646 | 5.01 | 5.169 | 5.2453 | 5.0244 | 4.641 | 4.1253 | 3.715
2034-03-22 | 3.6431 | 3.5409 | 3.5629 | 3.5282 | 3.5232 | 3.8827 | 4.0733 | 4.1892 | 4.3262 | 4.2892 | 4.2518 | 4.373 | 4.5735 | 4.7655 | 4.7983 | 4.7026 | 4.7763 | 5.2414 | 5.3614 | 5.5166 | 5.2724 | 4.9817 | 4.399 | 3.8439
2034-03-23 | 3.743 | 3.6232 | 3.5781 | 3.5255 | 3.5916 | 4.0005 | 4.2116 | 4.4271 | 4.6205 | 4.2886 | 4.2897 | 4.1075 | 3.838 | 3.9309 | 4.3417 | 4.4509 | 4.5417 | 4.9668 | 5.3031 | 5.4038 | 5.0076 | 4.5565 | 4.0801 | 3.6849
2034-03-24 | 3.5726 | 3.5124 | 3.4803 | 3.4211 | 3.5418 | 3.8063 | 4.2055 | 4.5058 | 4.6126 | 4.4747 | 4.79 | 4.7257 | 4.4555 | 4.6128 | 4.8209 | 4.9089 | 4.9374 | 5.2928 | 5.5395 | 5.4622 | 5.1512 | 4.7265 | 4.2597 | 3.8928
2034-03-25 | 3.7925 | 3.6917 | 3.6711 | 3.659 | 3.6708 | 3.829 | 4.0187 | 4.1331 | 4.1615 | 4.0735 | 3.9223 | 3.9157 | 3.8569 | 3.5449 | 3.9608 | 4.8547 | 4.8069 | 5.1943 | 5.1978 | 5.1454 | 4.783 | 4.8526 | 4.2689 | 3.8355
2034-03-26 | 3.9341 | 3.8676 | 3.6401 | 3.5827 | 3.5791 | 3.8027 | 3.9766 | 4.0989 | 4.3681 | 4.3404 | 4.3554 | 4.7819 | 4.5288 | 4.9236 | 4.8321 | 4.8313 | 5.2059 | 5.7002 | 5.8418 | 5.8541 | 5.9035 | 5.2481 | 4.6847 | 4.1893
2034-03-27 | 4.0211 | 3.8848 | 3.8067 | 3.708 | 3.7924 | 3.9101 | 4.3024 | 4.5994 | 5.1427 | 4.9104 | 5.1057 | 4.4346 | 4.7107 | 4.3822 | 4.3909 | 4.6204 | 5.1202 | 5.4048 | 5.5511 | 5.8636 | 5.3405 | 4.7216 | 4.2043 | 3.7949
2034-03-28 | 3.6447 | 3.6297 | 3.5553 | 3.5529 | 3.6102 | 3.9057 | 4.2912 | 4.4819 | 4.5896 | 4.4914 | 4.3468 | 4.303 | 4.6919 | 4.4494 | 4.5558 | 5.1364 | 5.2919 | 5.6311 | 5.8849 | 5.8076 | 5.3603 | 4.7907 | 4.282 | 3.8594
2034-03-29 | 3.6838 | 3.5943 | 3.5724 | 3.4988 | 3.5681 | 3.8508 | 4.2886 | 4.27 | 4.3367 | 4.3155 | 4.2388 | 4.4327 | 4.5475 | 4.5213 | 4.4316 | 4.7127 | 4.9474 | 5.4236 | 5.4633 | 5.5329 | 5.4464 | 4.9045 | 4.3489 | 3.8417
2034-03-30 | 3.75 | 3.6981 | 3.6251 | 3.6694 | 3.7072 | 4.0595 | 4.4427 | 4.6148 | 4.8123 | 4.9911 | 5.1395 | 5.2063 | 4.8663 | 4.6706 | 4.8451 | 4.9543 | 5.2826 | 5.7832 | 5.5846 | 5.7628 | 5.5861 | 4.7614 | 4.122 | 3.7573
2034-03-31 | 3.6055 | 3.5005 | 3.4594 | 3.4704 | 3.5262 | 3.7674 | 4.1673 | 4.2293 | 4.2324 | 4.1402 | 4.2622 | 4.4017 | 4.4608 | 4.3546 | 4.4838 | 4.7369 | 4.8303 | 5.0757 | 5.0628 | 5.1267 | 4.8837 | 4.449 | 4.1383 | 3.8672
2034-04-01 | 3.6969 | 3.6166 | 3.6229 | 3.5592 | 3.5469 | 3.7543 | 3.9233 | 4.0935 | 4.402 | 4.5183 | 4.4682 | 5.03 | 4.4558 | 4.2906 | 4.4684 | 4.6667 | 4.812 | 5.3132 | 5.299 | 5.3968 | 4.9303 | 4.3952 | 4.161 | 3.737
2034-04-02 | 3.5949 | 3.4931 | 3.4632 | 3.4403 | 3.4708 | 3.6476 | 3.7346 | 3.8282 | 4.2687 | 4.0694 | 4.1154 | 4.2919 | 4.1344 | 4.1946 | 4.1545 | 4.4726 | 4.6959 | 5.2055 | 5.2808 | 5.3893 | 5.1054 | 4.6321 | 4.0232 | 3.7175
2034-04-03 | 3.6278 | 3.6804 | 3.5956 | 3.6107 | 3.6645 | 3.9299 | 4.1605 | 4.6086 | 4.7938 | 4.4871 | 4.5973 | 4.509 | 4.4695 | 4.417 | 4.1534 | 4.4883 | 4.6014 | 5.0657 | 5.0394 | 5.3145 | 4.8387 | 4.3353 | 3.8787 | 3.5917
2034-04-04 | 3.5014 | 3.3818 | 3.3656 | 3.3851 | 3.4828 | 3.7491 | 3.9395 | 4.0803 | 4.1318 | 4.0956 | 4.015 | 4.1848 | 4.0199 | 3.8405 | 4.1155 | 4.295 | 4.5238 | 5.1765 | 5.6372 | 5.8097 | 5.5002 | 5.0462 | 4.2811 | 3.9526
2034-04-05 | 3.8276 | 3.765 | 3.6992 | 3.6205 | 3.6676 | 3.9446 | 4.316 | 4.4119 | 4.5429 | 4.8613 | 4.8156 | 4.5182 | 4.5077 | 4.3688 | 4.4088 | 5.0146 | 5.2698 | 5.7998 | 5.9322 | 6.0523 | 5.6049 | 4.4793 | 4.154 | 3.9703
2034-04-06 | 3.947 | 3.5764 | 3.6555 | 3.5732 | 3.6185 | 3.8828 | 4.156 | 4.2331 | 4.349 | 4.1836 | 4.4668 | 4.5614 | 4.3276 | 4.1879 | 4.3761 | 4.8774 | 5.3723 | 5.8008 | 6.0719 | 5.9165 | 5.3834 | 5.0433 | 4.4708 | 4.1445
2034-04-07 | 3.8347 | 3.7971 | 3.7365 | 3.7416 | 3.7933 | 4.0649 | 4.4331 | 4.7583 | 5.1334 | 5.0346 | 4.9995 | 4.7901 | 4.3953 | 4.6905 | 5.0861 | 5.3022 | 5.3461 | 5.526 | 5.4603 | 5.5889 | 5.2384 | 4.6705 | 4.2526 | 3.7554
2034-04-08 | 3.6097 | 3.4619 | 3.5104 | 3.533 | 3.5524 | 3.7639 | 3.8827 | 3.958 | 4.0118 | 3.978 | 3.9316 | 4.2956 | 4.1418 | 4.0269 | 4.1561 | 4.3929 | 4.7226 | 5.2422 | 5.5477 | 5.7619 | 5.1069 | 4.9094 | 4.5381 | 4.0871
2034-04-09 | 3.9138 | 3.7648 | 3.7033 | 3.7083 | 3.72 | 3.8547 | 4.0976 | 4.2263 | 4.4087 | 4.2667 | 4.7758 | 4.7518 | 4.5713 | 4.6266 | 4.5885 | 4.8529 | 5.0435 | 5.2604 | 5.3173 | 5.5664 | 4.9144 | 4.5729 | 4.193 | 3.9448
2034-04-10 | 3.7935 | 3.5283 | 3.5224 | 3.5511 | 3.612 | 3.8589 | 4.2884 | 4.4646 | 4.6457 | 4.4959 | 4.6991 | 5.0011 | 4.9384 | 4.9735 | 5.0813 | 5.2803 | 5.6558 | 5.9362 | 6.1131 | 6.0478 | 5.506 | 4.9427 | 4.2363 | 3.8769
2034-04-11 | 3.8307 | 3.7828 | 3.7104 | 3.6003 | 3.5558 | 3.8012 | 4.2733 | 4.4499 | 4.5241 | 4.3413 | 4.5253 | 4.466 | 4.2563 | 4.3737 | 4.566 | 4.8507 | 5.2333 | 5.7428 | 6.1017 | 6.0549 | 5.7304 | 4.8199 | 4.2694 | 3.8239
2034-04-12 | 3.8072 | 3.7337 | 3.684 | 3.5698 | 3.6608 | 3.9885 | 4.3906 | 4.9252 | 5.112 | 5.1119 | 4.8301 | 4.7868 | 4.7119 | 4.6097 | 4.4349 | 4.7759 | 5.1715 | 5.8007 | 5.9766 | 5.9525 | 5.4918 | 4.8994 | 4.5291 | 3.9389
2034-04-13 | 3.8045 | 3.7946 | 3.7062 | 3.6598 | 3.7062 | 4.0218 | 4.4946 | 4.9306 | 5.122 | 5.3644 | 5.5598 | 4.8881 | 4.5463 | 4.4544 | 4.6181 | 5.2103 | 5.4709 | 5.8784 | 5.9447 | 6.1224 | 5.8011 | 4.8841 | 4.4184 | 3.9751
2034-04-14 | 3.7672 | 3.7013 | 3.7098 | 3.7101 | 3.7538 | 4.0562 | 4.627 | 5.0045 | 5.8526 | 5.7059 | 5.3425 | 5.0684 | 5.0668 | 4.9079 | 5.137 | 5.4091 | 5.6778 | 5.9368 | 6.0181 | 6.0237 | 5.7777 | 5.1941 | 4.6732 | 4.0975
2034-04-15 | 3.9024 | 3.7995 | 3.8305 | 3.7818 | 3.7494 | 3.9882 | 4.1831 | 4.5082 | 4.7997 | 4.6545 | 4.51 | 4.2527 | 4.2846 | 4.2158 | 4.2138 | 4.4304 | 4.7311 | 5.3876 | 5.2508 | 5.3982 | 4.8385 | 4.4813 | 4.1727 | 3.8247
2034-04-16 | 3.727 | 3.6196 | 3.6335 | 3.6456 | 3.6762 | 3.9461 | 4.0602 | 4.1772 | 4.6119 | 4.6339 | 4.2685 | 4.3837 | 4.5594 | 4.2652 | 4.4753 | 5.1458 | 5.2048 | 5.782 | 5.8635 | 5.9093 | 5.6026 | 5.0972 | 4.4144 | 3.9522
2034-04-17 | 3.6268 | 3.6355 | 3.5649 | 3.6004 | 3.5925 | 3.9212 | 4.2512 | 4.5409 | 4.4109 | 4.1216 | 3.9874 | 3.7987 | 3.7915 | 3.683 | 3.7857 | 4.2358 | 4.6421 | 5.2103 | 5.7034 | 5.9625 | 5.5573 | 5.0177 | 4.3033 | 3.9048
2034-04-18 | 3.8036 | 3.7627 | 3.6328 | 3.5752 | 3.5359 | 3.7539 | 4.0856 | 4.1378 | 4.1942 | 4.2933 | 4.1221 | 3.6609 | 4.578 | 4.1877 | 4.374 | 5.3523 | 5.5158 | 5.967 | 6.0432 | 5.9502 | 5.7159 | 4.8997 | 4.2917 | 4.1001
2034-04-19 | 4.0104 | 3.8495 | 3.6789 | 3.7357 | 3.8463 | 4.1433 | 4.5806 | 4.6999 | 5.1462 | 5.1405 | 4.4734 | 4.4829 | 4.6521 | 4.9117 | 5.2638 | 5.4368 | 5.736 | 6.0801 | 5.9964 | 5.8882 | 5.6975 | 4.9608 | 4.3489 | 3.949
2034-04-20 | 3.7962 | 3.8065 | 3.733 | 3.754 | 3.7344 | 4.0149 | 4.1739 | 4.0476 | 4.2338 | 4.1164 | 3.9757 | 4.3709 | 4.4879 | 4.0778 | 4.5146 | 4.7828 | 5.0512 | 5.4378 | 5.6866 | 5.7465 | 5.1984 | 4.5363 | 4.202 | 3.9359
2034-04-21 | 3.7002 | 3.5915 | 3.6309 | 3.5583 | 3.7575 | 3.8441 | 4.2743 | 4.347 | 4.9272 | 5.0196 | 5.2574 | 5.0327 | 5.0258 | 4.8898 | 5.081 | 5.4958 | 5.5929 | 6.0203 | 6.1175 | 6.0144 | 5.6299 | 5.2692 | 4.4445 | 4.0951
2034-04-22 | 3.9389 | 3.8729 | 3.8598 | 3.7923 | 3.8658 | 3.9332 | 4.0046 | 4.2277 | 4.6277 | 4.7652 | 4.9009 | 4.6035 | 4.4151 | 4.533 | 4.6938 | 4.8523 | 4.9149 | 5.4167 | 5.6604 | 5.6261 | 5.2366 | 4.6662 | 4.1951 | 3.8696
2034-04-23 | 3.8225 | 4.0526 | 3.8588 | 3.6854 | 3.7993 | 4.1043 | 4.3093 | 4.6489 | 4.9653 | 5.1438 | 4.9307 | 4.7018 | 4.6927 | 4.6348 | 4.9679 | 5.1714 | 5.5494 | 5.8645 | 5.968 | 6.17 | 5.9089 | 5.3714 | 4.2071 | 3.8671
2034-04-24 | 3.7739 | 3.6825 | 3.6882 | 3.6071 | 3.6608 | 3.9025 | 4.2001 | 4.5205 | 4.7388 | 4.4287 | 5.1075 | 4.6943 | 4.4365 | 4.324 | 4.4867 | 4.1409 | 4.4056 | 4.9887 | 5.232 | 5.5048 | 5.1074 | 4.5634 | 3.9987 | 3.7041
2034-04-25 | 3.6926 | 3.6524 | 3.6623 | 3.6234 | 3.631 | 4.0482 | 4.281 | 4.2743 | 4.598 | 4.6956 | 4.5678 | 4.2536 | 4.2546 | 4.1221 | 4.3766 | 4.3268 | 4.7709 | 5.2709 | 5.5367 | 5.6011 | 5.2294 | 4.6691 | 3.9898 | 3.7833
2034-04-26 | 3.6988 | 3.6412 | 3.6285 | 3.5944 | 3.6193 | 3.9915 | 4.2149 | 4.3685 | 4.4651 | 4.1796 | 4.0724 | 3.9982 | 4.0202 | 3.8305 | 4.0311 | 4.6821 | 4.999 | 5.2457 | 5.5713 | 5.582 | 5.243 | 4.7362 | 4.114 | 3.8604
2034-04-27 | 3.8171 | 3.696 | 3.7846 | 3.8629 | 4.005 | 4.5027 | 4.6628 | 4.7688 | 4.9872 | 4.2024 | 4.0283 | 3.9932 | 4.0077 | 3.965 | 4.0591 | 4.386 | 4.6989 | 5.4155 | 5.6099 | 5.6756 | 5.3939 | 4.7189 | 4.175 | 3.8426
2034-04-28 | 3.7641 | 3.6566 | 3.6668 | 3.6791 | 3.7177 | 4.0839 | 4.328 | 4.4372 | 4.6477 | 4.4523 | 4.2029 | 4.2617 | 4.3044 | 4.6114 | 4.9274 | 4.8652 | 5.1049 | 5.4824 | 5.9312 | 5.812 | 5.3803 | 4.9903 | 4.4741 | 4.1335
2034-04-29 | 3.9983 | 3.8296 | 3.7951 | 3.7753 | 3.6313 | 3.8746 | 3.9965 | 4.2767 | 4.5167 | 4.2524 | 4.5862 | 4.6954 | 4.6363 | 4.4702 | 4.4505 | 4.747 | 5.1061 | 5.2841 | 5.4288 | 5.2289 | 5.1317 | 4.7916 | 4.5626 | 4.2182
2034-04-30 | 4.0143 | 3.8938 | 3.7683 | 3.6451 | 3.7718 | 3.9047 | 4.0288 | 4.3347 | 4.5176 | 4.4439 | 4.4599 | 4.4479 | 4.7666 | 4.4646 | 4.7282 | 4.9872 | 5.3425 | 5.5689 | 5.6866 | 5.645 | 5.3725 | 4.8749 | 4.6383 | 4.0543
2034-05-01 | 3.774 | 3.8075 | 3.8354 | 3.8354 | 3.8465 | 3.9198 | 4.5256 | 4.6964 | 4.6524 | 4.2497 | 4.2087 | 4.5183 | 4.2876 | 4.0987 | 4.0642 | 4.9641 | 5.1723 | 5.2326 | 5.31 | 5.2164 | 4.8839 | 4.4573 | 4.0469 | 3.7479
2034-05-02 | 3.6047 | 3.5039 | 3.4647 | 3.4029 | 3.43 | 3.6833 | 3.8937 | 3.9569 | 4.1631 | 3.9974 | 4.0625 | 3.9565 | 3.955 | 4.1022 | 4.2774 | 4.4246 | 4.6352 | 5.1365 | 5.3277 | 5.3415 | 4.7322 | 4.2451 | 3.8638 | 3.5174
2034-05-03 | 3.449 | 3.3224 | 3.2811 | 3.283 | 3.389 | 3.7413 | 3.9694 | 4.0194 | 4.2644 | 4.4152 | 4.3208 | 4.311 | 4.0921 | 3.845 | 4.0513 | 4.2082 | 4.2682 | 4.53 | 4.9408 | 5.1182 | 4.7989 | 4.3462 | 3.856 | 3.6196
2034-05-04 | 3.5074 | 3.4271 | 3.4126 | 3.3552 | 3.3912 | 3.8087 | 3.8715 | 4.023 | 4.1798 | 4.0752 | 4.1115 | 4.327 | 4.5886 | 4.3877 | 4.4864 | 4.7894 | 4.8752 | 4.8851 | 5.0171 | 5.1291 | 4.7293 | 4.4047 | 3.9542 | 3.6123
2034-05-05 | 3.5616 | 3.3695 | 3.3909 | 3.4774 | 3.5653 | 3.8257 | 4.1552 | 4.1545 | 4.2389 | 4.1807 | 4.0462 | 3.79 | 3.6617 | 3.5408 | 3.7552 | 4.2269 | 4.6683 | 4.9002 | 5.1465 | 5.1264 | 4.9387 | 4.6882 | 4.0988 | 3.8184
2034-05-06 | 3.6648 | 3.5683 | 3.643 | 3.6573 | 3.7216 | 4.0179 | 4.0441 | 4.1209 | 4.1731 | 4.4345 | 4.2976 | 4.2509 | 4.4006 | 4.2369 | 4.2693 | 4.3194 | 4.4203 | 4.3919 | 4.5808 | 4.4861 | 4.249 | 4.173 | 3.8068 | 3.4951
2034-05-07 | 3.4041 | 3.3649 | 3.3023 | 3.2722 | 3.2925 | 3.6458 | 3.6841 | 3.8386 | 3.9458 | 3.7818 | 3.5938 | 3.5635 | 3.4804 | 3.5655 | 3.6551 | 3.763 | 3.8237 | 4.0592 | 4.2218 | 4.3502 | 4.1622 | 3.954 | 3.6457 | 3.4512
2034-05-08 | 3.3306 | 3.2466 | 3.2511 | 3.2139 | 3.2779 | 3.5386 | 3.9633 | 4.0479 | 3.9883 | 3.8119 | 3.8807 | 4.0256 | 3.8649 | 3.7408 | 3.8853 | 3.9331 | 4.0819 | 4.3354 | 4.5672 | 4.7061 | 4.5923 | 4.2009 | 3.6307 | 3.311
2034-05-09 | 3.2562 | 3.1806 | 3.1783 | 3.2035 | 3.2362 | 3.5826 | 3.7132 | 3.9585 | 4.0242 | 4.0287 | 4.1025 | 4.1317 | 4.1553 | 3.7673 | 3.973 | 4.5762 | 4.6711 | 4.7583 | 5.0581 | 5.0929 | 4.6292 | 4.3213 | 3.8642 | 3.5788
2034-05-10 | 3.4765 | 3.3144 | 3.3987 | 3.4322 | 3.5586 | 4.0097 | 4.1162 | 4.2443 | 4.3312 | 4.2004 | 4.3819 | 4.9172 | 4.5703 | 4.2735 | 4.6748 | 5.1098 | 5.2061 | 5.12 | 5.2617 | 5.4627 | 5.2817 | 4.7859 | 4.272 | 3.6496
2034-05-11 | 3.5917 | 3.4345 | 3.426 | 3.4565 | 3.5543 | 3.9197 | 4.1413 | 4.2301 | 4.1541 | 4.0641 | 4.1844 | 4.2397 | 4.0636 | 3.8403 | 3.9247 | 3.9787 | 4.2481 | 4.5654 | 4.7946 | 4.8852 | 4.689 | 4.4208 | 4.1137 | 3.7092
2034-05-12 | 3.6222 | 3.4796 | 3.6062 | 3.5444 | 3.6138 | 3.9107 | 4.187 | 4.2284 | 4.3478 | 4.1413 | 4.1773 | 4.1087 | 3.9913 | 4.0089 | 4.0344 | 4.2465 | 4.5339 | 4.8255 | 4.9738 | 4.9309 | 4.6714 | 4.4794 | 3.8759 | 3.6558
2034-05-13 | 3.5367 | 3.5391 | 3.5711 | 3.544 | 3.533 | 3.7131 | 3.8796 | 4.0262 | 4.2449 | 4.1298 | 3.9556 | 4.2919 | 4.6758 | 4.4083 | 4.5503 | 4.6267 | 4.7062 | 5.0631 | 4.9913 | 4.9719 | 4.795 | 4.6058 | 4.2316 | 3.9035
2034-05-14 | 3.7917 | 3.6758 | 3.6316 | 3.5713 | 3.6502 | 3.6631 | 3.7589 | 4.1043 | 4.337 | 4.0929 | 4.3331 | 4.5706 | 4.3982 | 4.5457 | 4.4376 | 4.5688 | 4.6353 | 5.0006 | 5.1829 | 5.3284 | 5.1658 | 4.6633 | 4.2355 | 3.9239
2034-05-15 | 3.8463 | 3.7513 | 3.7701 | 3.7712 | 3.8744 | 4.1173 | 4.4173 | 4.507 | 4.9786 | 4.9063 | 4.6127 | 4.8347 | 4.5484 | 4.5766 | 4.6972 | 4.9434 | 5.7158 | 5.8158 | 5.7694 | 5.6156 | 5.6068 | 5.1165 | 4.5688 | 4.0786
2034-05-16 | 3.9565 | 3.9915 | 3.9816 | 3.9905 | 3.9706 | 4.3352 | 4.4991 | 4.7471 | 5.1083 | 5.0221 | 5.0461 | 5.1906 | 4.753 | 4.8049 | 4.9379 | 4.9846 | 5.156 | 5.5428 | 5.724 | 5.8418 | 5.7241 | 5.2284 | 4.5597 | 4.0758
2034-05-17 | 3.9152 | 3.7716 | 3.7679 | 3.7465 | 3.9013 | 4.1996 | 4.3726 | 4.5837 | 5.2299 | 5.0014 | 4.9145 | 4.8499 | 4.8542 | 4.8212 | 4.8938 | 5.2047 | 5.2684 | 5.7961 | 5.6536 | 5.8434 | 5.8364 | 5.3607 | 4.5985 | 4.2723
2034-05-18 | 4.3359 | 4.1788 | 4.0987 | 4.2383 | 4.2538 | 4.6031 | 4.9224 | 5.2409 | 5.3964 | 5.1638 | 5.1909 | 5.073 | 4.9657 | 4.8618 | 5.1651 | 5.4139 | 5.725 | 6.1406 | 6.0629 | 6.0033 | 5.723 | 5.3682 | 4.8459 | 4.4509
2034-05-19 | 4.0916 | 3.9918 | 3.9867 | 4.1424 | 4.1216 | 4.5028 | 4.7779 | 5.0838 | 5.1794 | 5.1629 | 5.1478 | 5.0098 | 4.8887 | 4.8729 | 5.1511 | 5.4459 | 5.6548 | 5.7335 | 5.6898 | 5.6823 | 5.5402 | 5.3786 | 4.8985 | 4.3834
2034-05-20 | 4.1417 | 3.9954 | 4.046 | 4.0534 | 4.0885 | 4.4026 | 4.4515 | 4.5706 | 5.2664 | 5.0912 | 5.0151 | 4.8377 | 4.7669 | 4.5809 | 4.6828 | 4.8703 | 5.0584 | 5.2868 | 5.4224 | 5.5411 | 5.4103 | 5.1302 | 4.6979 | 4.2195
2034-05-21 | 4.0806 | 3.9386 | 3.9101 | 3.8939 | 3.9445 | 4.1413 | 4.1682 | 4.372 | 4.9658 | 4.7781 | 4.8996 | 4.9112 | 4.6366 | 4.6042 | 4.7212 | 5.0554 | 5.2938 | 5.327 | 5.544 | 5.4894 | 5.3886 | 5.0776 | 4.6373 | 4.1248
2034-05-22 | 3.9897 | 4.0763 | 3.9325 | 3.8861 | 3.9269 | 4.1561 | 4.4515 | 4.6007 | 5.1437 | 5.1914 | 4.9063 | 5.0746 | 4.8895 | 4.754 | 5.0732 | 5.1831 | 5.2414 | 5.6901 | 5.7829 | 5.7434 | 5.771 | 5.3323 | 4.9399 | 4.3961
2034-05-23 | 4.1439 | 3.9082 | 3.9031 | 3.8784 | 3.8324 | 4.1635 | 4.6589 | 4.8461 | 5.2524 | 5.0079 | 4.7684 | 4.852 | 4.5934 | 4.826 | 4.9317 | 5.252 | 5.3054 | 5.5691 | 5.6642 | 5.6574 | 5.6105 | 4.9307 | 4.375 | 4.0669
2034-05-24 | 3.9935 | 3.8826 | 4.0141 | 3.8301 | 4.0304 | 4.3216 | 4.5171 | 4.616 | 4.6791 | 4.5742 | 4.614 | 4.7247 | 4.4778 | 4.4884 | 4.7371 | 4.7335 | 4.9451 | 5.3277 | 5.3893 | 5.5323 | 5.4718 | 5.2148 | 4.6422 | 4.3358
2034-05-25 | 4.1871 | 4.0777 | 4.0288 | 4.1319 | 4.1961 | 4.5095 | 4.6801 | 4.9023 | 5.0463 | 5.1343 | 5.1425 | 4.979 | 4.937 | 4.9909 | 5.4303 | 5.3169 | 5.3179 | 5.5011 | 5.5894 | 5.6453 | 5.3781 | 5.1609 | 4.5789 | 4.1444
2034-05-26 | 4.0317 | 3.897 | 3.8824 | 3.9331 | 4.1059 | 4.391 | 4.6296 | 4.6632 | 4.9107 | 4.7738 | 4.8541 | 4.791 | 4.6091 | 4.5943 | 4.5728 | 4.8557 | 5.081 | 5.5761 | 5.506 | 5.7515 | 5.5006 | 5.2664 | 4.8196 | 4.3994
2034-05-27 | 4.1835 | 4.0693 | 4.1078 | 4.148 | 4.0673 | 4.3064 | 4.0764 | 4.2155 | 4.7109 | 4.697 | 4.4414 | 4.6834 | 4.4281 | 4.2745 | 4.2211 | 4.4624 | 4.7162 | 5.0935 | 5.0993 | 5.0054 | 4.8085 | 4.7038 | 4.3352 | 3.9948
2034-05-28 | 3.8657 | 3.8554 | 3.8646 | 3.8022 | 3.9033 | 3.9903 | 4.0489 | 4.0974 | 4.593 | 4.6459 | 4.642 | 4.5237 | 4.4721 | 4.5413 | 4.6354 | 4.7937 | 4.9492 | 5.3592 | 5.3913 | 5.336 | 4.9732 | 4.8023 | 4.558 | 4.1459
2034-05-29 | 4.0449 | 3.9485 | 3.9 | 3.8656 | 3.852 | 3.9831 | 4.1318 | 4.3247 | 4.4845 | 4.4913 | 4.7663 | 4.6403 | 4.5758 | 4.5508 | 4.6268 | 4.7109 | 4.9287 | 5.0404 | 5.0782 | 5.1557 | 5.1427 | 4.8481 | 4.5006 | 4.1819
2034-05-30 | 4.1035 | 4.0723 | 4.0343 | 4.0072 | 4.0682 | 4.2931 | 4.4095 | 4.465 | 4.9237 | 4.9612 | 4.9563 | 4.949 | 5.0385 | 4.9251 | 5.124 | 5.3 | 5.4689 | 5.6809 | 5.4984 | 5.6281 | 5.3057 | 4.9987 | 4.4324 | 4.0512
2034-05-31 | 3.9306 | 3.8254 | 3.8878 | 3.915 | 3.759 | 4.0807 | 4.3858 | 4.3688 | 4.5962 | 4.7263 | 4.5471 | 4.6456 | 4.6508 | 4.5093 | 4.7585 | 4.8 | 5.1098 | 5.3005 | 5.4228 | 5.4669 | 5.3863 | 5.0054 | 4.3413 | 4.093
2034-06-01 | 3.8302 | 3.6475 | 3.6118 | 3.6418 | 3.4884 | 3.8913 | 4.1068 | 4.3622 | 4.5081 | 4.4492 | 4.523 | 4.5389 | 4.5276 | 4.3881 | 4.3881 | 4.8147 | 4.9141 | 5.1623 | 5.3168 | 5.4234 | 5.365 | 4.8456 | 4.3597 | 3.8426
2034-06-02 | 3.7012 | 3.5836 | 3.5472 | 3.5844 | 3.7226 | 4.1382 | 4.5973 | 4.4914 | 4.7239 | 4.6606 | 4.5668 | 4.5959 | 4.2617 | 4.1176 | 4.4329 | 4.7799 | 4.7655 | 5.0535 | 4.872 | 4.8125 | 4.7763 | 4.7698 | 4.2417 | 3.9691
2034-06-03 | 3.836 | 3.725 | 3.6605 | 3.6598 | 3.7242 | 4.0276 | 3.9872 | 4.1329 | 4.5753 | 4.3864 | 4.2886 | 4.4561 | 4.4449 | 4.2775 | 4.4698 | 4.543 | 4.7151 | 5.0067 | 5.1752 | 5.0709 | 4.9983 | 4.736 | 4.407 | 4.0078
2034-06-04 | 3.7894 | 3.6613 | 3.6058 | 3.6818 | 3.7499 | 3.8827 | 3.9931 | 3.9829 | 4.4699 | 4.379 | 4.2291 | 4.0875 | 4.241 | 4.0113 | 4.2065 | 4.344 | 4.5293 | 4.8623 | 4.8576 | 4.9768 | 4.8235 | 4.6627 | 4.1524 | 3.8742
2034-06-05 | 3.7444 | 3.7273 | 3.6367 | 3.7742 | 3.7969 | 3.9986 | 4.0229 | 4.1277 | 4.3247 | 4.4561 | 4.6354 | 4.4125 | 4.625 | 4.7049 | 4.8167 | 4.9092 | 4.9429 | 5.1289 | 5.3022 | 5.3645 | 5.1981 | 4.6902 | 4.2939 | 3.9383
2034-06-06 | 3.8135 | 3.7188 | 3.7096 | 3.6802 | 3.7634 | 4.0997 | 4.3999 | 4.2411 | 4.3463 | 4.5766 | 4.6756 | 4.6594 | 4.5923 | 4.6075 | 4.7842 | 4.8712 | 4.9198 | 5.278 | 5.2506 | 5.302 | 5.1776 | 4.7886 | 4.4057 | 4.028
2034-06-07 | 3.9292 | 3.8324 | 3.8663 | 3.8976 | 3.9258 | 4.1459 | 4.1342 | 4.2031 | 4.6461 | 4.6535 | 4.4594 | 4.4066 | 4.3893 | 4.582 | 4.5591 | 4.8238 | 4.8975 | 5.2386 | 5.3405 | 5.4414 | 5.4819 | 5.1645 | 4.8148 | 4.461
2034-06-08 | 4.2161 | 4.1087 | 3.9987 | 3.9867 | 4.0896 | 4.3169 | 4.4197 | 4.5653 | 4.7676 | 4.7583 | 4.4664 | 4.521 | 4.1893 | 4.1625 | 4.3411 | 4.734 | 4.8186 | 5.0812 | 5.1804 | 5.1757 | 5.1041 | 4.7616 | 4.4072 | 4.0231
2034-06-09 | 3.8716 | 3.8213 | 3.8489 | 3.8015 | 3.9286 | 4.1671 | 4.2235 | 4.3828 | 4.6827 | 4.6339 | 4.6464 | 4.4922 | 4.4954 | 4.3717 | 4.4916 | 4.7381 | 4.8061 | 5.0563 | 5.332 | 5.3904 | 5.182 | 4.9668 | 4.5572 | 4.2827
2034-06-10 | 4.0855 | 3.7674 | 3.7658 | 3.7497 | 3.8884 | 4.0424 | 4.1748 | 4.3305 | 4.607 | 4.5897 | 4.4998 | 4.7162 | 4.3304 | 4.2922 | 4.517 | 4.7439 | 4.8319 | 5.3516 | 5.1267 | 5.1694 | 5.0658 | 4.8612 | 4.4916 | 4.0516
2034-06-11 | 3.912 | 3.8275 | 3.8298 | 3.8308 | 3.8893 | 3.9899 | 4.1036 | 4.2821 | 4.5426 | 4.4802 | 4.5525 | 4.4479 | 4.5246 | 4.532 | 4.6339 | 4.7435 | 4.6203 | 4.8833 | 5.2603 | 5.2987 | 5.2807 | 4.8893 | 4.6048 | 4.1399
2034-06-12 | 4.0056 | 3.7947 | 3.8006 | 3.8906 | 3.9423 | 4.1166 | 4.1786 | 4.5633 | 5.0124 | 4.8011 | 4.886 | 4.7092 | 4.5803 | 4.5027 | 4.7784 | 5.0502 | 5.2278 | 5.5219 | 5.5143 | 5.4508 | 5.4132 | 5.1362 | 4.7562 | 4.1985
2034-06-13 | 3.8702 | 3.7848 | 3.7346 | 3.7843 | 3.8601 | 4.0054 | 4.0933 | 4.2576 | 4.7228 | 4.5258 | 4.5559 | 4.4177 | 4.4746 | 4.3347 | 4.3611 | 4.5965 | 4.8681 | 5.221 | 5.4072 | 5.4784 | 5.3808 | 5.04 | 4.5083 | 4.1673
2034-06-14 | 4.0804 | 3.8542 | 3.8489 | 3.8367 | 3.8589 | 4.1933 | 4.1606 | 4.402 | 4.6586 | 4.7793 | 4.8737 | 4.8678 | 4.6262 | 4.7081 | 4.6964 | 5.0155 | 5.0285 | 5.34 | 5.4409 | 5.488 | 5.4481 | 5.1627 | 4.7611 | 4.4022
2034-06-15 | 4.2508 | 4.2237 | 4.0455 | 3.9607 | 4.0022 | 4.2847 | 4.2867 | 4.3811 | 4.4812 | 4.2882 | 4.3771 | 4.4307 | 4.4896 | 4.1849 | 4.2994 | 4.4696 | 4.669 | 4.9713 | 5.0525 | 5.1334 | 4.9724 | 4.6735 | 4.2347 | 3.9915
2034-06-16 | 3.8045 | 3.6968 | 3.7571 | 3.7439 | 3.8046 | 3.9063 | 3.9442 | 4.11 | 4.4799 | 4.6504 | 4.7183 | 4.7611 | 4.435 | 4.4226 | 4.7244 | 4.9586 | 4.9763 | 5.2991 | 5.2941 | 5.2504 | 5.0083 | 4.8148 | 4.4123 | 4.0985
2034-06-17 | 3.9612 | 3.7565 | 3.7586 | 3.7749 | 3.828 | 4.0238 | 4.0759 | 4.3205 | 4.3273 | 4.3864 | 4.1252 | 4.1986 | 4.1032 | 4.0654 | 4.1492 | 4.3502 | 4.5264 | 4.9149 | 4.9319 | 4.8911 | 4.6929 | 4.4886 | 4.2177 | 3.9678
2034-06-18 | 3.8625 | 3.8531 | 3.8118 | 3.8377 | 3.7926 | 3.9842 | 3.8925 | 3.9613 | 4.374 | 4.2003 | 4.2985 | 4.3148 | 4.1761 | 4.3289 | 4.4589 | 4.5587 | 4.685 | 5.0123 | 5.2091 | 5.3267 | 5.2307 | 4.8181 | 4.3949 | 4.0996
2034-06-19 | 3.9684 | 3.8675 | 3.6791 | 3.7544 | 3.8698 | 3.9691 | 4.0472 | 4.1696 | 4.5714 | 4.461 | 4.5221 | 4.3513 | 4.1896 | 4.3525 | 4.4628 | 4.5014 | 4.8116 | 5.1317 | 5.2208 | 5.172 | 5.0149 | 4.6541 | 4.3453 | 4.158
2034-06-20 | 4.3502 | 4.2804 | 4.2192 | 4.2464 | 4.2844 | 4.5491 | 4.5743 | 4.7447 | 5.0316 | 5.2685 | 5.3796 | 5.3049 | 5.1443 | 4.8965 | 5.4198 | 5.6184 | 5.6743 | 5.9426 | 5.943 | 6.0165 | 5.8789 | 5.3904 | 4.9281 | 4.6079
2034-06-21 | 4.1123 | 4.0796 | 3.9742 | 3.9117 | 3.9965 | 4.2594 | 4.2928 | 4.5827 | 4.6355 | 4.5512 | 4.5286 | 4.4165 | 4.2913 | 4.3553 | 4.6127 | 4.8374 | 4.9061 | 5.2727 | 5.3793 | 5.4747 | 5.4269 | 4.9902 | 4.4823 | 4.1385
2034-06-22 | 3.9893 | 3.8993 | 3.858 | 3.9578 | 3.9154 | 4.041 | 4.0633 | 4.206 | 4.9301 | 4.8013 | 4.7106 | 4.8852 | 4.8064 | 4.4733 | 4.3968 | 4.7027 | 4.9088 | 5.2749 | 5.4029 | 5.4816 | 5.2828 | 4.9038 | 4.421 | 4.1799
2034-06-23 | 4.0842 | 3.9706 | 3.9722 | 3.8973 | 3.9006 | 4.1113 | 4.2285 | 4.3404 | 4.6094 | 4.7089 | 4.8218 | 4.9416 | 4.7408 | 4.712 | 4.855 | 4.9689 | 4.9193 | 5.0418 | 4.9122 | 5.1361 | 4.922 | 4.8345 | 4.4513 | 4.0891
2034-06-24 | 3.8656 | 3.768 | 3.828 | 3.8186 | 3.7717 | 4.0232 | 4.2254 | 4.2784 | 4.6112 | 4.6349 | 4.5655 | 4.6681 | 4.7586 | 4.7268 | 4.9318 | 5.0703 | 5.3121 | 5.5075 | 5.3607 | 5.4395 | 5.3217 | 5.1119 | 4.6882 | 4.2811
2034-06-25 | 4.0974 | 4.0895 | 3.875 | 3.8773 | 3.9349 | 3.9928 | 4.18 | 4.3302 | 4.6016 | 4.6157 | 4.616 | 4.7252 | 4.7079 | 4.4409 | 4.5549 | 4.8511 | 4.8881 | 5.1029 | 5.1558 | 5.245 | 5.1942 | 5.0365 | 4.5747 | 4.3001
2034-06-26 | 4.1353 | 4.0584 | 4.055 | 4.0003 | 3.9185 | 4.1844 | 4.3033 | 4.5057 | 4.831 | 4.7931 | 4.6125 | 4.8177 | 4.8463 | 4.5651 | 4.6852 | 4.9107 | 5.0129 | 5.3481 | 5.4617 | 5.4403 | 5.2569 | 4.977 | 4.5856 | 4.149
2034-06-27 | 4.082 | 4.0246 | 4.0051 | 4.0686 | 4.1048 | 4.3251 | 4.4176 | 4.5721 | 4.8627 | 4.837 | 4.825 | 4.6125 | 4.5816 | 4.6779 | 4.7403 | 4.7882 | 4.9417 | 5.3739 | 5.5267 | 5.5672 | 5.2819 | 4.9275 | 4.6658 | 4.409
2034-06-28 | 4.2159 | 4.0706 | 4.0233 | 4.0398 | 4.0676 | 4.2605 | 4.158 | 4.4673 | 4.6473 | 4.8926 | 4.8233 | 4.7997 | 4.5244 | 4.5312 | 4.6237 | 4.6905 | 4.7855 | 5.1772 | 5.1401 | 5.1216 | 5.0114 | 4.7059 | 4.3882 | 4.0309
2034-06-29 | 3.9136 | 3.7969 | 3.803 | 3.7748 | 3.7792 | 4.0826 | 4.2824 | 4.3925 | 4.6236 | 4.7419 | 4.6479 | 4.655 | 4.6989 | 4.5858 | 4.82 | 4.785 | 4.9631 | 5.3012 | 5.4391 | 5.5175 | 5.358 | 4.9763 | 4.5849 | 4.2957
2034-06-30 | 4.185 | 4.0781 | 4.1057 | 4.0366 | 4.1553 | 4.326 | 4.4658 | 4.5757 | 5.1365 | 5.1536 | 5.1717 | 4.9517 | 4.9282 | 4.7783 | 4.7993 | 4.7531 | 4.7284 | 5.1787 | 5.3227 | 5.2891 | 5.1127 | 4.9143 | 4.5808 | 4.2452
2034-07-01 | 4.0383 | 4.0421 | 3.9711 | 3.9336 | 3.8966 | 4.069 | 4.1273 | 4.2304 | 4.4335 | 4.2526 | 4.2527 | 4.1231 | 4.1748 | 4.1943 | 4.2994 | 4.6395 | 4.6293 | 5.0261 | 5.0569 | 4.9624 | 4.8739 | 4.5926 | 4.4382 | 4.216
2034-07-02 | 4.0472 | 3.9488 | 3.9372 | 3.8741 | 3.9836 | 4.1262 | 4.0763 | 4.2343 | 4.406 | 4.4494 | 4.524 | 4.5594 | 4.6011 | 4.3832 | 4.3736 | 4.6141 | 4.6538 | 5.0381 | 5.1775 | 5.181 | 4.9561 | 4.7587 | 4.3927 | 4.1522
2034-07-03 | 3.9088 | 3.8978 | 3.8793 | 3.8585 | 3.9242 | 4.0273 | 4.092 | 4.3718 | 4.665 | 4.7131 | 4.7074 | 4.6311 | 4.7616 | 4.7741 | 4.8969 | 5.1719 | 5.3682 | 5.6253 | 5.633 | 5.7561 | 5.6257 | 4.9917 | 4.4793 | 4.0921
2034-07-04 | 3.9349 | 3.8616 | 3.7945 | 3.7553 | 3.8066 | 4.0038 | 4.1261 | 4.3579 | 4.5687 | 4.4541 | 4.555 | 4.4798 | 4.4904 | 4.3105 | 4.3986 | 4.6901 | 4.9316 | 5.318 | 5.3387 | 5.5273 | 5.437 | 4.8644 | 4.6077 | 4.1788
2034-07-05 | 4.0617 | 3.9421 | 3.9628 | 4.0267 | 3.9368 | 4.1412 | 3.8967 | 4.1869 | 4.7101 | 4.8279 | 4.9082 | 4.7694 | 4.6818 | 4.691 | 4.7285 | 4.9247 | 5.084 | 5.5231 | 5.3908 | 5.5682 | 5.399 | 5.0867 | 4.4846 | 4.1407
2034-07-06 | 3.9564 | 3.8602 | 3.877 | 3.8819 | 3.9141 | 4.0968 | 4.1552 | 4.3403 | 4.5535 | 4.6784 | 4.5141 | 4.7781 | 4.6837 | 4.6122 | 4.6392 | 4.6499 | 4.8783 | 5.3183 | 5.0497 | 5.1519 | 4.9006 | 4.74 | 4.7005 | 4.1697
2034-07-07 | 4.0006 | 3.8617 | 3.9879 | 4.0014 | 4.0082 | 4.2584 | 4.3383 | 4.6503 | 4.7794 | 4.6697 | 4.8466 | 4.7945 | 4.8287 | 4.8444 | 4.8587 | 5.077 | 5.2091 | 5.2579 | 5.3831 | 5.3728 | 5.2143 | 4.9809 | 4.7258 | 4.2972
2034-07-08 | 4.1059 | 4.0049 | 3.9864 | 3.887 | 4.0594 | 4.2081 | 4.1591 | 4.4467 | 4.7349 | 4.5367 | 4.3792 | 4.4443 | 4.3776 | 4.3754 | 4.582 | 4.7894 | 4.8075 | 5.0254 | 5.0664 | 4.9268 | 4.7759 | 4.6826 | 4.5865 | 4.2632
2034-07-09 | 4.1892 | 4.128 | 4.0765 | 4.061 | 4.0897 | 4.1582 | 4.2309 | 4.5577 | 4.7203 | 4.8069 | 4.5598 | 4.6898 | 4.4936 | 4.5163 | 4.6538 | 4.9253 | 5.0833 | 5.142 | 5.1616 | 5.2206 | 5.1319 | 4.8319 | 4.3893 | 4.1462
2034-07-10 | 3.9906 | 3.8907 | 3.9102 | 3.9365 | 4.0354 | 4.2565 | 4.4423 | 4.8621 | 5.2444 | 4.8944 | 4.817 | 4.7876 | 4.7513 | 4.8256 | 4.7795 | 4.9709 | 5.155 | 5.3112 | 5.5957 | 5.7419 | 5.5968 | 5.1919 | 4.8299 | 4.4348
2034-07-11 | 4.2712 | 4.1252 | 4.1704 | 4.1636 | 4.2371 | 4.5509 | 4.7371 | 4.9265 | 5.1281 | 4.9313 | 4.8155 | 5.0131 | 4.9571 | 4.8488 | 4.7116 | 4.8948 | 5.4178 | 6.0746 | 6.1024 | 6.1345 | 5.9568 | 5.6135 | 5.0556 | 4.6494
2034-07-12 | 4.3312 | 4.1542 | 4.1283 | 4.0741 | 4.2571 | 4.4045 | 4.5447 | 4.7286 | 4.8848 | 4.7869 | 4.6965 | 4.5956 | 4.5706 | 4.6786 | 4.7962 | 5.2923 | 5.7147 | 6.0358 | 6.109 | 6.1155 | 6.0238 | 5.573 | 5.0206 | 4.5018
2034-07-13 | 4.1864 | 4.203 | 4.0567 | 3.9577 | 3.9691 | 4.2293 | 4.2876 | 4.5955 | 4.7968 | 4.607 | 4.4631 | 4.4685 | 4.4533 | 4.4748 | 4.5117 | 4.7724 | 5.0146 | 5.3386 | 5.3267 | 5.5222 | 5.29 | 4.9731 | 4.5334 | 4.2628
2034-07-14 | 4.1421 | 4.0624 | 3.9792 | 3.9377 | 4.0345 | 4.1423 | 4.0949 | 4.2436 | 4.9118 | 4.7235 | 4.4954 | 4.6049 | 4.7163 | 4.586 | 4.5774 | 4.7584 | 5.015 | 5.4508 | 5.4642 | 5.3615 | 5.1378 | 4.9009 | 4.5113 | 4.2748
2034-07-15 | 4.1424 | 3.984 | 3.9409 | 3.9653 | 3.9566 | 4.0602 | 4.0384 | 4.2362 | 4.7141 | 4.614 | 4.359 | 4.3419 | 4.3016 | 4.2623 | 4.4092 | 4.5349 | 4.7538 | 5.258 | 5.2458 | 5.24 | 5.1447 | 4.7008 | 4.3809 | 4.0556
2034-07-16 | 3.9636 | 3.8628 | 3.7868 | 3.7578 | 3.7207 | 3.7819 | 3.7937 | 3.9692 | 4.3302 | 4.259 | 4.1479 | 4.2413 | 4.1257 | 4.162 | 4.2807 | 4.5389 | 4.5833 | 5.2179 | 5.3051 | 5.2697 | 5.1967 | 4.8433 | 4.5198 | 4.1313
2034-07-17 | 4.0259 | 3.9601 | 3.9774 | 3.8989 | 3.9228 | 4.0707 | 4.0067 | 4.3204 | 4.7384 | 4.5705 | 4.555 | 4.6626 | 4.9165 | 4.8193 | 4.9117 | 5.0269 | 5.2376 | 5.6506 | 5.7604 | 5.8265 | 5.6211 | 5.2283 | 4.6227 | 4.2867
2034-07-18 | 4.13 | 3.9891 | 3.9592 | 3.9551 | 3.9508 | 4.1401 | 4.1011 | 4.2166 | 4.5763 | 4.4402 | 4.3239 | 4.3395 | 4.4501 | 4.3797 | 4.5865 | 4.7339 | 4.9433 | 5.4234 | 5.4751 | 5.6104 | 5.3653 | 5.0101 | 4.5735 | 4.2592
2034-07-19 | 4.1379 | 4.0086 | 3.9836 | 3.9455 | 4.0072 | 4.3707 | 4.3072 | 4.3813 | 5.0055 | 4.887 | 4.8272 | 4.847 | 4.8344 | 4.6334 | 5.0823 | 5.2106 | 5.4132 | 5.6433 | 5.8854 | 5.9814 | 5.8337 | 5.2463 | 4.7824 | 4.3101
2034-07-20 | 4.1503 | 4.1254 | 4.0153 | 3.9451 | 4.0235 | 4.2127 | 4.1546 | 4.3714 | 4.6384 | 4.5669 | 4.3043 | 4.4438 | 4.4197 | 4.4177 | 4.3796 | 4.6255 | 5.0484 | 5.3582 | 5.3905 | 5.4907 | 5.3382 | 5.05 | 4.5714 | 4.2495
2034-07-21 | 4.2067 | 4.1101 | 4.1311 | 4.065 | 4.2723 | 4.5535 | 4.6523 | 4.8009 | 5.1609 | 5.0744 | 5.1412 | 5.0625 | 5.1717 | 5.0516 | 5.2344 | 5.2861 | 5.3691 | 5.8658 | 5.6821 | 5.633 | 5.3016 | 5.0225 | 4.4141 | 4.238
2034-07-22 | 4.1113 | 4.0212 | 3.9824 | 3.9954 | 4.0201 | 4.1071 | 4.1483 | 4.2143 | 4.3524 | 4.3445 | 4.3234 | 4.4102 | 4.2896 | 4.1665 | 4.2534 | 4.5848 | 4.6454 | 5.0568 | 5.116 | 5.2195 | 5.0754 | 4.829 | 4.4281 | 4.2438
2034-07-23 | 4.0381 | 3.9889 | 3.9091 | 3.8822 | 3.9145 | 4.0933 | 4.0843 | 4.4913 | 4.8373 | 4.9185 | 4.6853 | 4.6089 | 4.5973 | 4.4411 | 4.4672 | 4.6172 | 4.8067 | 5.3075 | 5.4176 | 5.5625 | 5.6502 | 5.182 | 4.751 | 4.3283
2034-07-24 | 4.1983 | 4.1106 | 4.0677 | 3.9736 | 3.938 | 4.2285 | 4.2475 | 4.5428 | 4.7704 | 4.6098 | 4.4851 | 4.7613 | 4.7418 | 4.5478 | 4.496 | 4.9356 | 5.0103 | 5.3259 | 5.3905 | 5.4021 | 5.3021 | 4.9658 | 4.533 | 4.2618
2034-07-25 | 4.1145 | 4.0691 | 4.1016 | 4.0272 | 4.1252 | 4.3558 | 4.4523 | 4.5239 | 4.7634 | 4.4257 | 4.5174 | 4.5091 | 4.6027 | 4.8008 | 4.9522 | 5.2613 | 5.2784 | 5.7096 | 5.7596 | 5.882 | 5.7417 | 5.3777 | 4.8124 | 4.3638
2034-07-26 | 4.1523 | 4.0524 | 4.0033 | 3.9502 | 4.0459 | 4.2 | 4.2801 | 4.47 | 4.827 | 4.7744 | 4.6895 | 4.8176 | 4.7064 | 4.6639 | 4.8279 | 5.0607 | 5.4481 | 5.582 | 5.7301 | 5.799 | 5.8353 | 5.226 | 4.5923 | 4.238
2034-07-27 | 4.051 | 4.0133 | 3.9085 | 3.916 | 3.9991 | 4.2052 | 4.3087 | 4.4169 | 4.5496 | 4.7441 | 4.8814 | 4.9907 | 4.9427 | 4.7516 | 4.7861 | 5.2049 | 5.3392 | 5.6711 | 5.8268 | 5.8022 | 5.5819 | 5.187 | 4.7348 | 4.3077
2034-07-28 | 4.1272 | 4.0413 | 3.9644 | 4.0509 | 4.1206 | 4.2544 | 4.3965 | 4.5265 | 4.821 | 4.5938 | 4.5248 | 4.6486 | 4.5273 | 4.4306 | 4.5453 | 4.9804 | 5.1011 | 5.3314 | 5.4167 | 5.4626 | 5.291 | 4.9136 | 4.5787 | 4.2077
2034-07-29 | 4.1732 | 3.9971 | 3.9473 | 3.9167 | 3.9319 | 4.2258 | 4.326 | 4.4494 | 4.6447 | 4.748 | 4.6321 | 4.8658 | 4.6705 | 4.4354 | 4.4829 | 4.8008 | 4.9666 | 5.0828 | 5.2372 | 5.3772 | 5.1444 | 4.8322 | 4.5062 | 4.1819
2034-07-30 | 4.0486 | 3.9334 | 3.8706 | 3.9336 | 3.941 | 4.0202 | 4.1355 | 4.4113 | 4.5711 | 4.4547 | 4.4402 | 4.4745 | 4.6491 | 4.3724 | 4.3733 | 4.6122 | 4.8067 | 5.1179 | 5.1902 | 5.5051 | 5.2809 | 4.8664 | 4.6123 | 4.2162
2034-07-31 | 4.2377 | 4.1667 | 4.1006 | 4.133 | 4.1484 | 4.3467 | 4.5517 | 4.721 | 4.9382 | 4.8044 | 4.9556 | 4.9097 | 5.1554 | 5.0083 | 5.0335 | 5.3293 | 5.687 | 5.9351 | 6.1471 | 6.4134 | 6.259 | 5.9359 | 5.1787 | 4.7268
2034-08-01 | 4.3425 | 3.7259 | 3.7155 | 3.9927 | 4.1691 | 4.2822 | 4.4073 | 4.7846 | 5.3367 | 5.1848 | 4.7517 | 4.6396 | 4.7075 | 4.5582 | 4.6617 | 5.0198 | 5.2776 | 5.6275 | 5.7292 | 5.7721 | 5.5424 | 5.1347 | 4.662 | 4.2665
2034-08-02 | 4.1354 | 4.0175 | 4.0882 | 3.989 | 4.1007 | 4.4274 | 4.592 | 4.6767 | 4.8082 | 4.5904 | 4.5405 | 4.6733 | 4.6677 | 4.7914 | 4.9477 | 5.2706 | 5.5013 | 5.7926 | 5.9727 | 6.0052 | 5.8723 | 5.6197 | 5.1292 | 4.6502
2034-08-03 | 4.5934 | 4.3532 | 4.2511 | 4.2129 | 4.1659 | 4.2734 | 4.5396 | 4.701 | 4.7749 | 4.7524 | 4.5356 | 4.5706 | 4.5211 | 4.3651 | 4.6405 | 4.9612 | 5.0248 | 5.4645 | 5.5315 | 5.5901 | 5.4712 | 5.2557 | 4.7545 | 4.4329
2034-08-04 | 4.3196 | 4.2804 | 4.2211 | 4.3474 | 4.3621 | 4.5807 | 4.7727 | 4.8055 | 4.9183 | 4.7965 | 4.6333 | 4.6466 | 4.8429 | 4.6167 | 4.8255 | 4.8766 | 5.0382 | 5.221 | 5.3952 | 5.4056 | 5.2027 | 5.0242 | 4.7804 | 4.48
2034-08-05 | 4.2678 | 4.1422 | 4.1059 | 4.1317 | 4.2081 | 4.4129 | 4.4683 | 4.6554 | 4.8007 | 4.5755 | 4.5166 | 4.635 | 4.524 | 4.3646 | 4.6936 | 5.1156 | 5.2412 | 5.3917 | 5.5785 | 5.6708 | 5.5058 | 5.2709 | 4.9018 | 4.4914
2034-08-06 | 4.307 | 4.2247 | 4.1469 | 4.1585 | 4.1485 | 4.28 | 4.3592 | 4.4828 | 4.6896 | 4.6029 | 4.7809 | 4.7672 | 4.9067 | 4.7613 | 4.7712 | 5.4183 | 5.3923 | 5.6872 | 5.804 | 5.8514 | 5.767 | 5.3554 | 5.0317 | 4.5715
2034-08-07 | 4.3784 | 4.2663 | 4.096 | 4.1198 | 4.1462 | 4.25 | 4.6354 | 4.7023 | 4.9989 | 4.8822 | 4.5937 | 4.6825 | 4.6337 | 4.4973 | 4.8347 | 5.2506 | 5.3783 | 5.6051 | 5.6687 | 5.6843 | 5.4619 | 5.026 | 4.6701 | 4.3946
2034-08-08 | 4.385 | 4.3349 | 4.4054 | 4.3759 | 4.4767 | 4.69 | 5.0066 | 5.0533 | 5.1838 | 5.0168 | 5.2075 | 5.3677 | 5.2764 | 5.508 | 5.3676 | 5.8083 | 5.9413 | 6.198 | 6.29 | 6.3131 | 6.1243 | 5.7439 | 5.1475 | 4.7768
2034-08-09 | 4.4505 | 4.3755 | 4.278 | 4.3008 | 4.3796 | 4.5051 | 4.6948 | 4.7594 | 4.8671 | 4.9075 | 4.8809 | 4.9158 | 4.9458 | 4.9215 | 4.9071 | 5.275 | 5.3942 | 5.5942 | 5.7427 | 5.9001 | 5.8409 | 5.3681 | 4.9699 | 4.6657
2034-08-10 | 4.5777 | 4.5467 | 4.4915 | 4.4022 | 4.3458 | 4.4818 | 4.71 | 4.6849 | 4.7373 | 4.6863 | 4.6451 | 4.6484 | 4.6293 | 4.5208 | 4.707 | 4.9732 | 5.3063 | 5.4334 | 5.5375 | 5.6272 | 5.3409 | 5.1283 | 4.6559 | 4.4467
2034-08-11 | 4.4171 | 4.2786 | 4.2115 | 4.2009 | 4.2066 | 4.4843 | 4.476 | 4.6462 | 5.1787 | 5.1584 | 4.8689 | 4.9294 | 4.9975 | 4.864 | 4.9553 | 5.0752 | 5.1808 | 5.4662 | 5.4755 | 5.5532 | 5.2954 | 5.0425 | 4.6504 | 4.3717
2034-08-12 | 4.3033 | 4.1414 | 4.1012 | 4.0469 | 4.1209 | 4.2007 | 4.3538 | 4.4847 | 4.6877 | 4.6962 | 4.6895 | 4.6681 | 4.6616 | 4.4225 | 4.6339 | 4.9402 | 5.108 | 5.2984 | 5.4477 | 5.6218 | 5.378 | 5.1229 | 4.82 | 4.5431
2034-08-13 | 4.4011 | 4.3417 | 4.2165 | 4.3187 | 4.2866 | 4.5282 | 4.6768 | 4.6498 | 4.7905 | 4.6431 | 4.7808 | 4.8013 | 4.9206 | 5.0665 | 4.9521 | 5.1765 | 5.2038 | 5.4235 | 5.4374 | 5.5533 | 5.3201 | 5.0714 | 4.6167 | 4.3796
2034-08-14 | 4.2866 | 4.1708 | 4.1955 | 4.1969 | 4.2272 | 4.4778 | 4.7811 | 4.8241 | 4.9966 | 4.7791 | 4.7054 | 4.6349 | 4.6957 | 4.5742 | 4.5467 | 4.9077 | 5.1466 | 5.3548 | 5.6593 | 5.7562 | 5.5869 | 5.2865 | 4.8484 | 4.5118
2034-08-15 | 4.3443 | 4.3238 | 4.3067 | 4.2526 | 4.2938 | 4.4321 | 4.5733 | 4.537 | 5.103 | 4.9995 | 5.0248 | 5.1213 | 5.0428 | 4.8955 | 4.9837 | 5.0235 | 5.2638 | 5.5774 | 5.7025 | 5.7638 | 5.641 | 5.1222 | 4.6616 | 4.3712
2034-08-16 | 4.2691 | 4.1376 | 4.1153 | 4.0788 | 4.025 | 4.3865 | 4.539 | 4.5875 | 5.142 | 5.0047 | 4.7718 | 4.8575 | 4.9393 | 4.9226 | 4.9535 | 5.2629 | 5.3096 | 5.5835 | 5.6003 | 5.5754 | 5.4795 | 5.2633 | 4.7567 | 4.4449
2034-08-17 | 4.3331 | 4.2476 | 4.2672 | 4.2235 | 4.3274 | 4.5861 | 4.5 | 4.7681 | 5.1241 | 5.1728 | 5.0628 | 5.0106 | 5.06 | 4.9079 | 5.0664 | 5.2119 | 5.4308 | 5.643 | 5.5604 | 5.681 | 5.4735 | 5.2877 | 4.8412 | 4.51
2034-08-18 | 4.3729 | 4.2612 | 4.2648 | 4.0929 | 4.0845 | 4.3332 | 4.5965 | 4.6878 | 4.9216 | 4.938 | 4.9782 | 4.8476 | 4.9525 | 4.9435 | 5.0362 | 5.1048 | 5.3495 | 5.6024 | 5.7893 | 5.7522 | 5.3999 | 5.167 | 4.8439 | 4.4458
2034-08-19 | 4.3389 | 4.2325 | 4.2121 | 4.1386 | 4.2749 | 4.4418 | 4.6765 | 4.8274 | 5.0727 | 5.0186 | 4.8084 | 4.9473 | 4.7157 | 4.6789 | 4.7058 | 5.0607 | 5.1263 | 5.5936 | 5.6846 | 5.5981 | 5.3217 | 5.1338 | 4.7444 | 4.465
2034-08-20 | 4.2059 | 4.079 | 4.0133 | 3.8878 | 4.0126 | 4.2294 | 4.2429 | 4.1215 | 4.7404 | 4.576 | 4.5365 | 4.4993 | 4.5566 | 4.5983 | 4.5536 | 4.9803 | 5.0445 | 5.4852 | 5.6322 | 5.6453 | 5.4556 | 5.0365 | 4.7081 | 4.3438
2034-08-21 | 4.2697 | 4.1833 | 4.1001 | 4.0341 | 4.1284 | 4.3809 | 4.5821 | 4.5155 | 5.0381 | 5.0877 | 4.8789 | 4.7792 | 4.8302 | 4.97 | 4.9555 | 4.9716 | 5.2835 | 5.6537 | 5.7207 | 5.7429 | 5.4133 | 5.0618 | 4.7275 | 4.3803
2034-08-22 | 4.2223 | 4.1153 | 4.0982 | 4.0456 | 4.083 | 4.2844 | 4.6042 | 4.7294 | 4.958 | 4.7728 | 4.7117 | 4.8216 | 4.6504 | 4.6618 | 4.7883 | 4.9665 | 5.2083 | 5.4462 | 5.6943 | 5.7664 | 5.5496 | 5.2378 | 4.8486 | 4.5336
2034-08-23 | 4.3686 | 4.2716 | 4.182 | 4.1086 | 4.1736 | 4.4896 | 4.7182 | 4.868 | 5.01 | 4.9048 | 4.7487 | 4.7969 | 4.8453 | 4.7098 | 5.0046 | 5.442 | 5.6779 | 5.7801 | 5.8803 | 5.8976 | 5.5689 | 5.291 | 4.7855 | 4.6148
2034-08-24 | 4.5124 | 4.3634 | 4.3568 | 4.2214 | 4.2317 | 4.5563 | 4.9728 | 4.802 | 5.056 | 4.963 | 4.9658 | 5.1204 | 5.0998 | 4.7711 | 4.8126 | 5.0507 | 5.1882 | 5.3952 | 5.6193 | 5.6788 | 5.4713 | 5.161 | 4.8425 | 4.4814
2034-08-25 | 4.3499 | 4.2561 | 4.2588 | 4.1546 | 4.1752 | 4.4326 | 4.8027 | 4.8303 | 5.0269 | 5.0907 | 4.9429 | 4.8643 | 4.8738 | 4.7001 | 5.0956 | 5.3864 | 5.4808 | 5.7918 | 5.7918 | 5.7229 | 5.5029 | 5.1769 | 4.8523 | 4.5056
2034-08-26 | 4.3711 | 4.2835 | 4.1863 | 4.1484 | 4.1039 | 4.2347 | 4.4351 | 4.6601 | 4.9171 | 4.8734 | 4.7379 | 4.7843 | 4.7358 | 4.6438 | 4.8413 | 5.165 | 5.2883 | 5.5274 | 5.4623 | 5.5132 | 5.3163 | 5.1426 | 4.8228 | 4.4262
2034-08-27 | 4.2599 | 4.1298 | 4.1431 | 4.049 | 4.0779 | 4.359 | 4.4732 | 4.7014 | 5.0261 | 4.9357 | 4.8522 | 4.8614 | 4.7454 | 4.8341 | 4.7086 | 4.9259 | 5.0493 | 5.5421 | 5.6786 | 5.8336 | 5.6697 | 5.3437 | 4.9664 | 4.6138
2034-08-28 | 4.4557 | 4.2834 | 4.2331 | 4.1233 | 4.2012 | 4.4481 | 4.9028 | 5.1199 | 5.2654 | 5.0073 | 4.8607 | 4.8946 | 4.7589 | 4.7572 | 4.7674 | 5.042 | 5.052 | 5.4501 | 5.6119 | 5.7464 | 5.3668 | 5.1196 | 4.6602 | 4.3868
2034-08-29 | 4.2117 | 4.1466 | 4.1307 | 4.1016 | 4.2861 | 4.5553 | 4.9319 | 4.8393 | 4.9868 | 4.9789 | 5.1395 | 4.9534 | 5.0318 | 4.8051 | 4.945 | 5.2214 | 5.5369 | 5.8606 | 5.8824 | 6.0075 | 5.6923 | 5.349 | 4.9052 | 4.602
2034-08-30 | 4.4471 | 4.3725 | 4.3393 | 4.295 | 4.2269 | 4.5359 | 4.7196 | 4.8252 | 5.1125 | 4.8568 | 4.666 | 4.7409 | 4.8912 | 4.728 | 4.8381 | 5.0385 | 5.2224 | 5.508 | 5.585 | 5.6079 | 5.2765 | 4.959 | 4.6579 | 4.3632
2034-08-31 | 4.3959 | 4.346 | 4.3174 | 4.2682 | 4.3242 | 4.4034 | 4.6632 | 4.5406 | 4.638 | 5.1753 | 5.1571 | 5.0867 | 4.9693 | 4.8904 | 4.9026 | 5.2143 | 5.4508 | 5.5249 | 5.4951 | 5.6094 | 5.4968 | 5.2643 | 4.8152 | 4.5042
2034-09-01 | 4.3933 | 4.3141 | 4.2507 | 4.2236 | 4.3516 | 4.5752 | 4.6432 | 4.6603 | 4.7333 | 4.7269 | 4.7294 | 4.6244 | 4.5158 | 4.7604 | 5.1354 | 5.083 | 5.2187 | 5.668 | 5.6305 | 5.515 | 5.4244 | 5.3011 | 4.8568 | 4.4756
2034-09-02 | 4.3381 | 4.2278 | 4.2363 | 4.2267 | 4.2861 | 4.4889 | 4.47 | 4.6316 | 4.9129 | 4.7927 | 4.6193 | 4.814 | 4.9419 | 4.5474 | 4.5523 | 4.7235 | 4.9245 | 5.6707 | 5.6577 | 5.5671 | 5.4033 | 5.0432 | 4.6906 | 4.4589
2034-09-03 | 4.3088 | 4.2277 | 4.3021 | 4.2386 | 4.3227 | 4.5299 | 4.7249 | 4.8209 | 5.105 | 5.0435 | 4.845 | 4.9174 | 4.8339 | 4.8456 | 4.9431 | 4.899 | 5.1672 | 5.5125 | 5.6514 | 5.5861 | 5.2089 | 5.0025 | 4.663 | 4.4017
2034-09-04 | 4.2321 | 4.1552 | 4.1155 | 4.1788 | 4.2331 | 4.4406 | 4.587 | 4.7094 | 4.8634 | 4.7374 | 4.7466 | 4.7773 | 4.6878 | 4.6391 | 4.8371 | 5.0717 | 5.3035 | 5.6354 | 5.5893 | 5.5964 | 5.3243 | 5.0969 | 4.6712 | 4.4362
2034-09-05 | 4.2033 | 4.13 | 4.1243 | 3.9664 | 3.975 | 4.1584 | 4.1876 | 4.3014 | 4.4142 | 4.6635 | 4.8587 | 4.6908 | 4.7696 | 4.6947 | 4.8687 | 4.8379 | 5.1642 | 5.6025 | 5.7492 | 5.8589 | 5.4052 | 5.0961 | 4.6439 | 4.4673
2034-09-06 | 4.3424 | 4.1971 | 4.1648 | 4.109 | 4.1771 | 4.4813 | 4.8063 | 4.8965 | 4.9835 | 5.0345 | 5.0044 | 5.2595 | 5.2728 | 4.9611 | 5.3188 | 5.1385 | 5.4372 | 5.7497 | 5.9034 | 5.6231 | 5.1989 | 5.1613 | 4.798 | 4.491
2034-09-07 | 4.3114 | 4.2598 | 4.1765 | 4.165 | 4.1557 | 4.4513 | 4.7361 | 4.9191 | 5.0318 | 4.9667 | 4.7967 | 4.8925 | 4.9738 | 4.9149 | 4.8761 | 5.2215 | 5.3576 | 5.6693 | 5.6782 | 5.9327 | 5.7556 | 5.419 | 4.8765 | 4.4879
2034-09-08 | 4.3609 | 4.1957 | 4.2448 | 4.152 | 4.2091 | 4.4509 | 4.9144 | 4.87 | 5.156 | 5.1343 | 4.9616 | 4.9643 | 5.2855 | 5.0132 | 5.1017 | 5.064 | 5.4145 | 5.7046 | 5.6502 | 5.49 | 5.2477 | 4.93 | 4.641 | 4.3297
2034-09-09 | 4.2568 | 4.1433 | 4.1084 | 4.0763 | 4.1257 | 4.3154 | 4.4827 | 4.5771 | 4.6979 | 4.6779 | 4.7996 | 4.7015 | 4.5023 | 4.3647 | 4.5211 | 4.5846 | 4.7814 | 5.215 | 5.3528 | 5.3338 | 5.1406 | 4.8028 | 4.6242 | 4.3096
2034-09-10 | 4.2066 | 4.1306 | 4.0925 | 4.0272 | 4.0934 | 4.2417 | 4.4083 | 4.5935 | 4.6948 | 4.6964 | 4.6528 | 4.7699 | 4.8185 | 4.8074 | 4.7553 | 5.1788 | 5.1528 | 5.2437 | 5.3908 | 5.458 | 5.1689 | 4.9021 | 4.4766 | 4.224
2034-09-11 | 4.121 | 4.0712 | 3.9343 | 3.9119 | 4.0055 | 4.2717 | 4.5568 | 4.4306 | 4.6915 | 4.6715 | 4.4693 | 4.7694 | 4.719 | 4.8257 | 4.8001 | 5.0206 | 5.3172 | 5.6574 | 5.8428 | 6.0206 | 5.8176 | 5.4861 | 4.9536 | 4.6328
2034-09-12 | 4.508 | 4.4032 | 4.3994 | 4.1813 | 4.1037 | 4.3368 | 4.5527 | 4.7351 | 4.7307 | 4.7177 | 4.7134 | 4.6944 | 4.6335 | 4.7611 | 4.6625 | 4.7433 | 4.9682 | 5.3676 | 5.5863 | 5.5536 | 5.1346 | 4.9166 | 4.5358 | 4.4081
2034-09-13 | 4.4196 | 4.2768 | 4.246 | 4.1969 | 4.3071 | 4.5761 | 4.9179 | 5.0699 | 5.2848 | 5.3066 | 5.0229 | 5.3059 | 5.2727 | 5.2452 | 5.3738 | 5.4211 | 5.7087 | 5.8494 | 5.971 | 5.878 | 5.3832 | 5.1129 | 4.6717 | 4.3756
2034-09-14 | 4.1969 | 4.1868 | 4.1005 | 4.1239 | 4.1905 | 4.5798 | 4.8349 | 5.1187 | 5.2119 | 5.0217 | 4.9338 | 5.1112 | 5.0911 | 5.1607 | 5.0805 | 5.4365 | 5.6019 | 5.9407 | 6.0168 | 6.1137 | 5.9177 | 5.6273 | 5.0627 | 4.7764
2034-09-15 | 4.5379 | 4.3229 | 4.2911 | 4.2234 | 4.25 | 4.5431 | 4.7535 | 4.9124 | 5.0096 | 4.9512 | 4.9819 | 5.0444 | 5.022 | 4.9152 | 5.0443 | 5.1688 | 5.2134 | 5.755 | 5.8183 | 5.6482 | 5.4198 | 5.2466 | 4.8948 | 4.6118
2034-09-16 | 4.3626 | 4.2753 | 4.2803 | 4.1203 | 4.1768 | 4.478 | 4.5817 | 4.9305 | 5.1639 | 5.0406 | 5.1479 | 5.0823 | 5.2809 | 4.9649 | 4.7638 | 5.1535 | 5.2429 | 5.5628 | 5.6046 | 5.3548 | 5.1178 | 4.8831 | 4.6848 | 4.5058
2034-09-17 | 4.353 | 4.2621 | 4.2213 | 4.1818 | 4.2039 | 4.4118 | 4.2988 | 4.5701 | 4.8412 | 4.7855 | 4.8048 | 4.9051 | 4.7866 | 4.9244 | 4.9763 | 5.2304 | 5.4402 | 5.8766 | 6.2351 | 5.9893 | 5.7065 | 5.4659 | 4.9231 | 4.641
2034-09-18 | 4.4074 | 4.3011 | 4.2233 | 4.1931 | 4.3183 | 4.5915 | 4.8502 | 5.1579 | 5.3981 | 5.0809 | 5.0199 | 4.97 | 4.9188 | 4.9587 | 5.1543 | 5.1942 | 5.3596 | 5.7701 | 5.9808 | 5.9852 | 5.6609 | 5.3402 | 4.8836 | 4.5093
2034-09-19 | 4.388 | 4.24 | 4.2498 | 4.1777 | 4.265 | 4.5859 | 4.5331 | 4.9289 | 5.1929 | 4.9978 | 5.1622 | 5.2172 | 5.1983 | 5.0622 | 4.902 | 5.1902 | 5.3318 | 5.8421 | 5.8947 | 5.8344 | 5.3399 | 5.0128 | 4.8106 | 4.4528
2034-09-20 | 4.3106 | 4.0574 | 4.0939 | 4.2166 | 4.2484 | 4.4877 | 4.6423 | 4.823 | 4.9055 | 4.7869 | 4.9698 | 4.7956 | 4.8901 | 4.8401 | 5.0025 | 5.2523 | 5.3338 | 5.6485 | 5.9107 | 5.8687 | 5.5568 | 5.2618 | 4.8465 | 4.5064
2034-09-21 | 4.3177 | 4.1882 | 4.142 | 4.1527 | 4.2378 | 4.6182 | 4.7588 | 4.9572 | 5.4742 | 5.1923 | 4.9633 | 5.074 | 5.0622 | 5.0309 | 5.0268 | 5.2165 | 5.3802 | 5.6194 | 5.7299 | 5.8177 | 5.465 | 5.1793 | 4.7687 | 4.4336
2034-09-22 | 4.292 | 4.2449 | 4.1561 | 4.174 | 4.2763 | 4.4779 | 4.5658 | 4.6153 | 4.8582 | 4.7628 | 4.7339 | 4.6481 | 4.507 | 4.5295 | 4.667 | 4.8226 | 4.8462 | 5.2729 | 5.3917 | 5.4374 | 5.0972 | 4.9988 | 4.6814 | 4.3885
2034-09-23 | 4.2114 | 4.1325 | 4.1449 | 4.1305 | 4.266 | 4.3933 | 4.5305 | 4.6697 | 4.7578 | 4.6874 | 4.5643 | 4.6708 | 4.5793 | 4.3585 | 4.5284 | 4.6588 | 4.8402 | 5.2945 | 5.5522 | 5.602 | 5.3055 | 5.1445 | 4.8062 | 4.536
2034-09-24 | 4.3457 | 4.2684 | 4.2165 | 4.1707 | 4.0859 | 4.4312 | 4.4529 | 4.6151 | 4.7799 | 4.6845 | 4.6336 | 4.6293 | 4.6587 | 4.5702 | 4.6283 | 4.78 | 5.1643 | 5.7088 | 5.9333 | 5.8806 | 5.6667 | 5.392 | 4.9845 | 4.5767
2034-09-25 | 4.4146 | 4.2881 | 4.3615 | 4.4027 | 4.4275 | 4.6537 | 4.8912 | 5.233 | 5.307 | 5.1598 | 5.2551 | 5.5371 | 5.5742 | 5.5369 | 5.5109 | 5.5167 | 5.5695 | 5.9491 | 6.0924 | 6.1094 | 5.5556 | 5.2447 | 4.6705 | 4.3851
2034-09-26 | 4.2947 | 4.2053 | 4.2381 | 4.2096 | 4.2904 | 4.5693 | 4.708 | 4.8976 | 4.8928 | 4.8962 | 4.9612 | 4.9262 | 4.9437 | 4.9878 | 4.814 | 5.1202 | 5.297 | 5.7068 | 5.928 | 5.9501 | 5.7188 | 5.4391 | 4.9981 | 4.6986
2034-09-27 | 4.4393 | 4.3212 | 4.352 | 4.2788 | 4.3461 | 4.6778 | 4.8805 | 4.9225 | 5.2359 | 5.048 | 5.1305 | 5.0861 | 5.1667 | 5.0668 | 5.1086 | 5.1889 | 5.3197 | 5.4871 | 5.7157 | 5.6492 | 5.366 | 5.1004 | 4.8512 | 4.529
2034-09-28 | 4.4869 | 4.3289 | 4.2578 | 4.3209 | 4.3622 | 4.6584 | 4.9833 | 4.914 | 5.0222 | 4.8415 | 4.9562 | 5.169 | 5.438 | 5.5386 | 5.5956 | 5.8767 | 6.1361 | 6.3609 | 6.4138 | 6.4097 | 6.0874 | 5.4877 | 5.0852 | 4.8237
2034-09-29 | 4.4615 | 4.3484 | 4.2649 | 4.2379 | 4.3849 | 4.5991 | 4.8613 | 4.9177 | 5.0712 | 5.1271 | 5.2042 | 5.5449 | 5.3601 | 5.4757 | 5.4592 | 5.6751 | 5.8418 | 5.9999 | 6.1152 | 6.006 | 5.7965 | 5.6271 | 5.1465 | 4.8016
2034-09-30 | 4.6697 | 4.6288 | 4.4005 | 4.3869 | 4.4392 | 4.5304 | 4.5906 | 4.8714 | 4.9809 | 4.9812 | 4.7672 | 4.7131 | 5.0751 | 5.0963 | 5.2019 | 5.1766 | 5.3224 | 5.4571 | 5.4766 | 5.1898 | 5.0834 | 4.964 | 4.714 | 4.3304
2034-10-01 | 4.1596 | 4.1878 | 4.0816 | 4.1758 | 4.2508 | 4.4258 | 4.6373 | 4.7973 | 4.9176 | 5.0619 | 4.9056 | 5.0129 | 4.9315 | 4.6957 | 4.6593 | 4.9007 | 5.1101 | 5.4493 | 5.6409 | 5.6505 | 5.4354 | 5.162 | 4.7596 | 4.5422
2034-10-02 | 4.3738 | 4.2328 | 4.236 | 4.2099 | 4.1762 | 4.3808 | 4.4957 | 4.7242 | 4.6734 | 4.7001 | 4.7437 | 5.1 | 5.1307 | 4.8782 | 4.9442 | 5.1555 | 5.2975 | 5.6658 | 5.9288 | 5.683 | 5.3741 | 5.0283 | 4.5829 | 4.3585
2034-10-03 | 4.2919 | 4.2545 | 4.3216 | 4.259 | 4.2949 | 4.5824 | 4.628 | 4.8064 | 4.8859 | 4.8676 | 4.8709 | 5.141 | 4.9774 | 4.8974 | 4.8751 | 5.006 | 5.2949 | 5.7585 | 5.8916 | 5.8183 | 5.4666 | 5.392 | 5.0355 | 4.6916
2034-10-04 | 4.5682 | 4.4506 | 4.4779 | 4.3943 | 4.4885 | 4.6333 | 4.852 | 4.9115 | 4.8554 | 4.8652 | 4.8851 | 5.02 | 4.9384 | 4.9581 | 5.1156 | 5.3223 | 5.6765 | 5.7017 | 5.8498 | 5.7616 | 5.5004 | 5.2093 | 4.852 | 4.5582
2034-10-05 | 4.4895 | 4.4508 | 4.3804 | 4.3434 | 4.4137 | 4.6818 | 4.9342 | 5.0899 | 5.155 | 5.1408 | 5.135 | 4.9822 | 4.8109 | 4.7757 | 4.9294 | 5.2059 | 5.5295 | 5.8092 | 6.0912 | 6.0637 | 5.8798 | 5.6861 | 5.0619 | 4.7168
2034-10-06 | 4.4654 | 4.3737 | 4.2159 | 4.1814 | 4.2036 | 4.4971 | 4.745 | 4.7986 | 4.8341 | 4.8136 | 4.7584 | 4.7722 | 4.7802 | 4.7623 | 4.7436 | 4.9509 | 5.2741 | 5.6205 | 5.5993 | 5.4368 | 5.21 | 5.0136 | 4.6126 | 4.3601
2034-10-07 | 4.2447 | 4.25 | 4.1501 | 4.1009 | 4.1314 | 4.3732 | 4.2994 | 4.5523 | 4.5999 | 4.7042 | 4.6264 | 4.7642 | 4.861 | 4.6485 | 4.7121 | 4.9461 | 5.2191 | 5.4609 | 5.5878 | 5.5645 | 5.193 | 5.0875 | 4.7797 | 4.4541
2034-10-08 | 4.2386 | 4.0726 | 4.0949 | 4.1096 | 4.0791 | 4.2171 | 4.2885 | 4.4391 | 4.55 | 4.5532 | 4.66 | 4.8413 | 4.7015 | 4.7618 | 4.8827 | 5.0652 | 5.2046 | 5.371 | 5.3108 | 5.3238 | 4.9951 | 4.8852 | 4.5516 | 4.2202
2034-10-09 | 4.0885 | 4.1025 | 4.0494 | 3.9977 | 3.9115 | 4.1967 | 4.4331 | 4.4754 | 4.8133 | 4.9183 | 4.8165 | 4.9965 | 4.823 | 4.603 | 4.8001 | 4.8533 | 5.0527 | 5.3945 | 5.7447 | 5.6078 | 5.4785 | 5.2561 | 4.8594 | 4.5312
2034-10-10 | 4.3678 | 4.3076 | 4.2245 | 4.0901 | 4.1128 | 4.3485 | 4.4391 | 4.6304 | 4.7534 | 4.6627 | 4.8542 | 4.9045 | 4.9589 | 4.9966 | 5.0489 | 4.9984 | 5.459 | 5.7702 | 5.8114 | 5.5743 | 5.2312 | 4.9723 | 4.7311 | 4.3874
2034-10-11 | 4.2262 | 4.1226 | 4.1236 | 4.1166 | 4.1835 | 4.3537 | 4.3935 | 4.9647 | 5.0549 | 5.0235 | 5.09 | 5.1378 | 5.1884 | 5.1765 | 5.0808 | 5.2112 | 5.525 | 5.8113 | 6.0002 | 5.8942 | 5.5756 | 5.2232 | 4.9115 | 4.5565
2034-10-12 | 4.5685 | 4.5123 | 4.5503 | 4.4862 | 4.5497 | 4.9187 | 5.0872 | 5.3848 | 5.527 | 5.4519 | 5.6326 | 5.4274 | 5.2168 | 5.1404 | 5.8829 | 6.0353 | 6.2359 | 6.4077 | 6.3722 | 6.4185 | 6.1918 | 5.9766 | 5.3704 | 4.8969
2034-10-13 | 4.5869 | 4.4452 | 4.3669 | 4.3654 | 4.4288 | 4.6085 | 4.7026 | 4.8369 | 5.0269 | 4.985 | 5.0064 | 5.2552 | 4.9617 | 5.2859 | 5.3972 | 5.5101 | 5.8355 | 6.0907 | 5.9124 | 5.7206 | 5.4058 | 5.1345 | 4.8345 | 4.4387
2034-10-14 | 4.3002 | 4.135 | 4.1298 | 4.1245 | 4.1664 | 4.3647 | 4.465 | 4.7715 | 4.9679 | 4.9019 | 4.9026 | 5.0828 | 4.7505 | 4.6506 | 4.9383 | 5.2111 | 5.4256 | 5.6625 | 5.6526 | 5.6002 | 5.4246 | 5.2061 | 4.7903 | 4.4775
2034-10-15 | 4.303 | 4.1548 | 4.1282 | 4.0769 | 4.0986 | 4.3201 | 4.3217 | 4.5584 | 4.6917 | 4.7789 | 4.8224 | 4.933 | 5.0482 | 4.9535 | 5.0392 | 5.2762 | 5.2845 | 5.568 | 5.5789 | 5.5507 | 5.1911 | 4.9518 | 4.6367 | 4.2789
2034-10-16 | 4.1632 | 4.0956 | 4.0215 | 4.0754 | 4.2582 | 4.4576 | 4.504 | 4.6866 | 5.036 | 5.017 | 4.9943 | 4.9321 | 4.8662 | 4.7531 | 5.0913 | 5.1405 | 5.3072 | 5.6499 | 5.7725 | 5.638 | 5.3222 | 5.1074 | 4.8694 | 4.4578
2034-10-17 | 4.3198 | 4.2213 | 4.1786 | 4.1806 | 4.2423 | 4.4664 | 4.7243 | 4.9237 | 5.0552 | 4.9992 | 5.0342 | 5.0993 | 5.0302 | 5.2143 | 5.2306 | 5.3411 | 5.2847 | 5.4852 | 5.6796 | 5.52 | 5.2735 | 4.9306 | 4.6218 | 4.3302
2034-10-18 | 4.2515 | 4.0633 | 4.0954 | 4.1583 | 4.2941 | 4.5672 | 4.495 | 4.8174 | 5.0622 | 4.9565 | 5.0331 | 5.0893 | 5.1529 | 4.98 | 4.9847 | 5.2 | 5.3276 | 5.6096 | 5.7952 | 5.466 | 5.2464 | 5.1244 | 4.8036 | 4.4397
2034-10-19 | 4.3792 | 4.2678 | 4.2354 | 4.2001 | 4.2593 | 4.5831 | 4.5327 | 4.7953 | 5.257 | 5.3264 | 5.6021 | 5.3208 | 5.1081 | 5.08 | 5.15 | 5.299 | 5.4378 | 5.8012 | 5.6682 | 5.5362 | 5.2575 | 5.0588 | 4.8689 | 4.479
2034-10-20 | 4.3132 | 4.2267 | 4.1926 | 4.1565 | 4.1839 | 4.3572 | 4.5656 | 4.7014 | 4.9423 | 4.9464 | 4.794 | 5.0368 | 5.017 | 4.8778 | 5.2302 | 5.2895 | 5.5214 | 6.0826 | 6.1785 | 5.938 | 5.6324 | 5.4364 | 5.0111 | 4.717
2034-10-21 | 4.3379 | 4.2195 | 4.1992 | 4.2211 | 4.2626 | 4.3653 | 4.6343 | 4.602 | 4.7135 | 4.8254 | 4.8182 | 4.8491 | 4.9203 | 4.8155 | 4.9242 | 5.0589 | 5.1797 | 5.5362 | 5.483 | 5.4116 | 5.3177 | 5.0926 | 4.9061 | 4.5677
2034-10-22 | 4.5526 | 4.3866 | 4.2843 | 4.2842 | 4.346 | 4.5262 | 4.84 | 5.0988 | 5.0697 | 5.1036 | 5.0322 | 5.177 | 5.2109 | 5.2052 | 5.3671 | 5.3971 | 5.723 | 5.9567 | 6.1462 | 5.8633 | 5.7354 | 5.4348 | 4.9939 | 4.4938
2034-10-23 | 4.4268 | 4.3316 | 4.2363 | 4.1754 | 4.2525 | 4.5139 | 4.817 | 5.0833 | 5.0335 | 4.9151 | 4.9833 | 4.924 | 4.997 | 5.1698 | 5.3072 | 5.3695 | 5.5515 | 5.7093 | 5.8209 | 5.5121 | 5.226 | 4.9066 | 4.6239 | 4.402
2034-10-24 | 4.3445 | 4.2032 | 4.2 | 4.1298 | 4.2551 | 4.4997 | 4.7851 | 4.9813 | 5.0359 | 4.8037 | 4.9547 | 5.074 | 5.1315 | 5.1575 | 5.3946 | 5.4303 | 5.5604 | 5.9156 | 6.1098 | 5.7461 | 5.409 | 5.1241 | 4.712 | 4.4534
2034-10-25 | 4.3471 | 4.2193 | 4.1332 | 4.1076 | 4.2158 | 4.3961 | 4.6927 | 4.6884 | 5.0129 | 4.8923 | 5.0031 | 4.9864 | 5.0497 | 4.9503 | 5.2898 | 5.2442 | 5.458 | 5.6017 | 5.9632 | 5.7239 | 5.3826 | 5.0733 | 4.6759 | 4.3949
2034-10-26 | 4.2775 | 4.1603 | 4.0762 | 4.121 | 4.2407 | 4.4818 | 4.8533 | 4.9186 | 5.0296 | 4.9871 | 5.045 | 5.1363 | 5.1115 | 5.0598 | 5.1339 | 5.3447 | 5.46 | 5.8589 | 5.7291 | 5.5051 | 5.2472 | 4.895 | 4.5904 | 4.3162
2034-10-27 | 4.1761 | 4.19 | 4.1849 | 4.1397 | 4.2364 | 4.4018 | 4.698 | 4.8595 | 5.0619 | 4.9861 | 4.9672 | 4.9445 | 5.0192 | 4.8669 | 4.9321 | 5.2494 | 5.5545 | 5.8011 | 5.9217 | 5.8065 | 5.5542 | 5.3312 | 4.981 | 4.6633
2034-10-28 | 4.5056 | 4.3262 | 4.2214 | 4.1831 | 4.2981 | 4.6194 | 4.8712 | 5.1247 | 5.1643 | 5.0206 | 4.8781 | 5.0124 | 5.0343 | 4.7742 | 5.0267 | 5.1896 | 5.4724 | 5.6976 | 5.6585 | 5.4606 | 5.1276 | 4.9438 | 4.6607 | 4.2829
2034-10-29 | 4.1877 | 4.1009 | 4.0947 | 4.062 | 4.0428 | 4.3081 | 4.3066 | 4.5399 | 4.6739 | 4.8878 | 4.7242 | 4.8509 | 4.7487 | 4.6785 | 4.7485 | 5.0079 | 5.2419 | 5.59 | 5.6687 | 5.6368 | 5.3347 | 5.036 | 4.6908 | 4.335
2034-10-30 | 4.189 | 4.0893 | 4.1127 | 4.0586 | 4.1518 | 4.4347 | 4.7054 | 4.8794 | 4.9346 | 4.9191 | 4.7959 | 4.9198 | 4.952 | 5.0587 | 5.0734 | 5.3928 | 5.6227 | 5.8292 | 5.973 | 5.8793 | 5.51 | 5.2777 | 4.8675 | 4.5021
2034-10-31 | 4.3455 | 4.1352 | 4.0686 | 4.0619 | 4.0529 | 4.2777 | 4.6316 | 4.7891 | 5.1464 | 4.9756 | 4.8886 | 4.8802 | 5.0561 | 5.1077 | 5.0824 | 5.264 | 5.5278 | 5.8378 | 5.9555 | 5.7812 | 5.4309 | 5.1123 | 4.8332 | 4.4587
2034-11-01 | 4.2274 | 4.0927 | 3.9995 | 3.9514 | 3.9175 | 4.235 | 4.4263 | 4.6422 | 4.8164 | 4.7576 | 4.7055 | 4.6337 | 4.715 | 4.6952 | 4.7505 | 4.8424 | 5.2076 | 5.6052 | 5.7951 | 5.6117 | 5.3791 | 5.1237 | 4.7074 | 4.3497
2034-11-02 | 4.2477 | 4.121 | 4.0198 | 4.0317 | 4.0781 | 4.2768 | 4.4854 | 4.5861 | 4.662 | 4.7249 | 4.6824 | 4.6549 | 4.5616 | 4.4081 | 4.7051 | 4.8637 | 5.3315 | 5.6274 | 5.4923 | 5.2203 | 4.9456 | 4.8244 | 4.5168 | 4.2763
2034-11-03 | 4.1681 | 4.076 | 4.0419 | 4.0622 | 4.0427 | 4.336 | 4.4745 | 4.7514 | 4.7755 | 4.8306 | 4.7062 | 4.7596 | 4.7234 | 4.6967 | 4.8399 | 5.1239 | 5.2969 | 5.5989 | 5.6134 | 5.4621 | 5.201 | 4.917 | 4.6333 | 4.362
2034-11-04 | 4.2127 | 4.1367 | 4.0444 | 4.0966 | 4.121 | 4.2814 | 4.354 | 4.4884 | 4.7036 | 4.7682 | 4.6682 | 4.7397 | 4.7085 | 4.5962 | 4.8195 | 5.1939 | 5.3831 | 5.5318 | 5.5539 | 5.3058 | 5.0166 | 4.6675 | 4.5292 | 4.1879
2034-11-05 | 4.1236 | 4.0139 | 3.9499 | 3.7705 | 3.8448 | 4.1234 | 4.2894 | 4.5165 | 4.8188 | 4.6889 | 4.7197 | 4.5279 | 4.5874 | 4.548 | 4.6883 | 4.926 | 5.3166 | 5.5623 | 5.6877 | 5.4046 | 5.1541 | 4.9324 | 4.6133 | 4.2801
2034-11-06 | 4.0917 | 3.8381 | 3.8191 | 3.7944 | 4.0388 | 4.256 | 4.5219 | 4.6389 | 4.7202 | 4.6588 | 4.5818 | 4.585 | 4.7617 | 4.7355 | 4.7502 | 5.2033 | 5.53 | 5.8794 | 5.9494 | 5.7626 | 5.3656 | 5.117 | 4.7706 | 4.401
2034-11-07 | 4.2192 | 4.0588 | 4.0373 | 3.9907 | 4.143 | 4.4378 | 4.7939 | 4.8151 | 4.875 | 4.9307 | 4.8986 | 4.8491 | 4.9368 | 4.9985 | 5.0929 | 5.3617 | 5.5796 | 5.9136 | 5.9418 | 5.6911 | 5.4831 | 5.1657 | 4.7333 | 4.5692
2034-11-08 | 4.4311 | 4.3276 | 4.2407 | 4.1926 | 4.2306 | 4.5892 | 4.8155 | 4.9524 | 5.0974 | 4.8654 | 4.739 | 4.7995 | 4.8032 | 4.7481 | 4.6631 | 4.9321 | 5.4279 | 5.7329 | 5.8207 | 5.6721 | 5.4178 | 5.1384 | 4.7195 | 4.4321
2034-11-09 | 4.3175 | 4.2063 | 4.1617 | 4.212 | 4.2172 | 4.3795 | 4.82 | 5.1795 | 5.1087 | 4.8725 | 4.9972 | 4.7748 | 4.9468 | 4.6567 | 4.7528 | 4.6052 | 4.518 | 4.8836 | 5.388 | 5.4691 | 5.1565 | 4.9437 | 4.7204 | 4.4928
2034-11-10 | 4.0573 | 3.7601 | 3.8804 | 3.8544 | 4.1848 | 4.519 | 4.8178 | 5.0468 | 5.08 | 4.9808 | 5.0266 | 5.0144 | 5.053 | 4.8707 | 4.872 | 5.2055 | 5.3248 | 5.5841 | 5.5935 | 5.3624 | 5.032 | 4.81 | 4.5186 | 4.1615
2034-11-11 | 3.9744 | 3.926 | 3.9229 | 3.9404 | 4.122 | 4.1681 | 4.4373 | 4.6113 | 4.8811 | 4.8238 | 4.7181 | 4.6931 | 4.7811 | 4.9282 | 4.8638 | 5.0178 | 5.3012 | 5.6084 | 5.5807 | 5.1773 | 4.9282 | 4.8089 | 4.5129 | 4.2307
2034-11-12 | 4.0764 | 4.0048 | 3.8835 | 3.81 | 3.9741 | 4.1704 | 4.2891 | 4.5476 | 4.6902 | 4.6355 | 4.8248 | 4.7415 | 4.8067 | 4.6139 | 4.784 | 4.9726 | 5.2576 | 5.4337 | 5.4792 | 5.3856 | 5.0605 | 4.8917 | 4.569 | 4.3407
2034-11-13 | 4.2029 | 4.1346 | 4.1024 | 3.9505 | 4.1164 | 4.2239 | 4.4172 | 4.6494 | 4.7927 | 4.7102 | 4.7305 | 4.7248 | 4.8264 | 5.0219 | 5.1336 | 5.2194 | 5.363 | 5.6285 | 5.7508 | 5.51 | 5.3044 | 5.0286 | 4.5664 | 4.3211
2034-11-14 | 4.5034 | 4.4101 | 4.3602 | 4.5134 | 4.6855 | 4.857 | 4.9221 | 5.0844 | 5.3992 | 5.3171 | 5.1306 | 5.2051 | 5.1938 | 5.2712 | 5.4142 | 5.5067 | 5.8722 | 6.4034 | 6.5139 | 6.131 | 5.8031 | 5.3677 | 4.982 | 4.6483
2034-11-15 | 4.1822 | 4.0645 | 4.02 | 4.0566 | 3.9604 | 4.3069 | 4.4625 | 4.4358 | 4.8765 | 4.7044 | 4.7988 | 4.7804 | 4.942 | 4.6672 | 4.9657 | 5.3131 | 5.4618 | 5.9074 | 6.0588 | 5.8527 | 5.6232 | 5.3408 | 4.8336 | 4.575
2034-11-16 | 4.414 | 4.2818 | 4.2752 | 4.1608 | 4.2415 | 4.3727 | 4.6519 | 5.1083 | 5.2514 | 4.9788 | 4.7429 | 4.6694 | 4.6643 | 4.6616 | 4.801 | 5.0834 | 5.3756 | 5.6443 | 5.7616 | 5.5614 | 5.3772 | 5.1637 | 4.7309 | 4.4147
2034-11-17 | 4.2427 | 4.1524 | 4.1761 | 4.1687 | 4.2468 | 4.5499 | 4.7922 | 5.1044 | 5.0728 | 5.0556 | 4.9292 | 5.0814 | 5.2721 | 5.1338 | 5.1998 | 5.4006 | 5.5278 | 5.8643 | 5.9149 | 5.6431 | 5.2979 | 5.1376 | 4.7289 | 4.4192
2034-11-18 | 4.3311 | 4.1943 | 4.1773 | 4.1896 | 4.2445 | 4.4715 | 4.6298 | 4.7071 | 5.0574 | 4.7625 | 4.8707 | 4.9264 | 4.8319 | 4.8532 | 4.784 | 4.84 | 4.9612 | 5.2782 | 5.3031 | 5.1093 | 4.9176 | 4.7313 | 4.4866 | 4.2152
2034-11-19 | 4.1029 | 3.9363 | 4.0152 | 4.0851 | 4.1849 | 4.4403 | 4.6389 | 4.9529 | 5.0721 | 5.0996 | 4.9906 | 5.0594 | 5.0533 | 4.9136 | 4.9494 | 5.215 | 5.3398 | 5.5371 | 5.547 | 5.32 | 5.0038 | 4.7483 | 4.5304 | 4.1215
2034-11-20 | 4.0069 | 3.8828 | 3.8673 | 3.9233 | 4.1037 | 4.3542 | 4.6309 | 4.9142 | 4.8355 | 4.7488 | 4.9106 | 4.8435 | 4.7964 | 4.9697 | 5.2768 | 5.3836 | 5.6069 | 5.7886 | 5.8987 | 5.7115 | 5.4485 | 5.2049 | 4.6074 | 4.4275
2034-11-21 | 4.1732 | 3.9949 | 3.9931 | 3.9552 | 4.1528 | 4.4466 | 4.6975 | 4.8449 | 4.8509 | 4.6946 | 4.7705 | 4.8807 | 4.985 | 4.9951 | 5.005 | 5.0461 | 5.2641 | 5.5936 | 5.7512 | 5.4873 | 5.2556 | 5.0134 | 4.6853 | 4.3833
2034-11-22 | 4.1967 | 4.0269 | 3.9847 | 4.0473 | 4.1291 | 4.4708 | 4.8163 | 5.0114 | 5.0644 | 4.852 | 4.8446 | 4.8516 | 5.138 | 5.0496 | 5.1026 | 5.1974 | 5.518 | 5.6074 | 5.6231 | 5.4411 | 5.2328 | 4.9224 | 4.6476 | 4.4147
2034-11-23 | 4.3119 | 4.1714 | 4.0672 | 4.0859 | 4.1554 | 4.3177 | 4.637 | 4.7953 | 4.7663 | 4.6547 | 4.7101 | 4.6549 | 4.6512 | 4.7643 | 4.8619 | 5.0109 | 5.2016 | 5.4615 | 5.6771 | 5.4943 | 5.2025 | 5.0783 | 4.7545 | 4.5472
2034-11-24 | 4.4134 | 4.311 | 4.2252 | 4.2207 | 4.3552 | 4.5785 | 4.7756 | 4.8394 | 5.1801 | 4.7945 | 4.739 | 4.6026 | 4.7703 | 4.9019 | 4.8313 | 4.9509 | 5.1035 | 5.3892 | 5.5873 | 5.2847 | 5.0707 | 4.8417 | 4.6645 | 4.3734
2034-11-25 | 4.2002 | 4.0439 | 4.0405 | 4.1 | 4.0074 | 4.2085 | 4.3885 | 4.6575 | 4.8536 | 4.6973 | 4.5449 | 4.6674 | 4.6114 | 4.6612 | 4.5609 | 4.6842 | 5.0362 | 5.3111 | 5.4385 | 5.2061 | 4.9034 | 4.554 | 4.335 | 4.1817
2034-11-26 | 4.1294 | 4.0021 | 3.7876 | 3.8191 | 3.8038 | 4.1647 | 4.4802 | 4.6042 | 4.8197 | 4.8588 | 4.7995 | 4.7051 | 4.7948 | 4.985 | 4.9336 | 5.1545 | 5.3346 | 5.6661 | 5.661 | 5.3583 | 5.0761 | 4.6076 | 4.3422 | 4.2034
2034-11-27 | 4.0167 | 3.8635 | 3.8871 | 3.7922 | 3.8639 | 4.2361 | 4.4108 | 4.7298 | 4.7891 | 4.7463 | 4.5866 | 4.6083 | 4.5643 | 4.626 | 4.8151 | 5.1723 | 5.4464 | 5.5243 | 5.6894 | 5.6351 | 5.3899 | 5.1946 | 4.6474 | 4.3941
2034-11-28 | 4.2238 | 4.0605 | 4.068 | 4.0479 | 4.2246 | 4.2909 | 4.5726 | 4.7716 | 4.9382 | 4.8856 | 4.7311 | 4.744 | 4.9412 | 5.0829 | 5.1923 | 5.1878 | 5.4823 | 5.6268 | 5.714 | 5.5162 | 5.2608 | 4.9267 | 4.4871 | 4.1663
2034-11-29 | 4.0652 | 3.9423 | 3.8958 | 3.9878 | 4.0734 | 4.1882 | 4.407 | 4.7064 | 5.0115 | 5.0686 | 5.0104 | 5.125 | 5.2541 | 5.1528 | 5.3806 | 5.4893 | 5.5427 | 5.72 | 5.7822 | 5.5291 | 5.2076 | 4.9128 | 4.6165 | 4.243
2034-11-30 | 4.0842 | 3.9565 | 3.9551 | 3.9298 | 4.063 | 4.1986 | 4.5595 | 4.8249 | 5.2524 | 5.2147 | 5.065 | 4.9751 | 4.9495 | 4.9911 | 5.1233 | 5.1963 | 5.4948 | 5.5709 | 5.5282 | 5.237 | 5.0276 | 4.8573 | 4.5951 | 4.2081
2034-12-01 | 4.2474 | 4.1599 | 4.0963 | 3.9534 | 4.0831 | 4.1152 | 4.3812 | 4.5977 | 4.9029 | 4.8966 | 4.8952 | 4.8232 | 5.0116 | 5.0811 | 5.1471 | 5.4974 | 5.6001 | 5.71 | 5.6378 | 5.3682 | 5.2847 | 5.1056 | 4.5431 | 4.337
2034-12-02 | 4.3228 | 4.2524 | 4.0001 | 4.1707 | 4.2195 | 4.2644 | 4.5356 | 4.7335 | 5.0009 | 4.9216 | 4.7546 | 4.764 | 4.841 | 4.7321 | 4.9709 | 5.1433 | 5.3536 | 5.5484 | 5.6209 | 5.4454 | 5.159 | 4.943 | 4.6528 | 4.4818
2034-12-03 | 3.8505 | 3.6856 | 3.6681 | 3.6835 | 3.7184 | 3.9183 | 4.1699 | 4.6219 | 4.6751 | 4.6691 | 4.323 | 4.3328 | 4.376 | 4.2537 | 4.4209 | 4.4808 | 4.6797 | 5.0944 | 5.2074 | 5.0811 | 4.8092 | 4.4826 | 4.0807 | 3.8617
2034-12-04 | 3.7535 | 3.6028 | 3.58 | 3.548 | 3.615 | 3.9205 | 4.3138 | 4.6152 | 4.7036 | 4.7533 | 4.3642 | 4.4009 | 4.4046 | 4.4469 | 4.6272 | 4.7814 | 4.9831 | 5.3376 | 5.4554 | 5.2454 | 4.733 | 4.3695 | 3.9923 | 3.757
2034-12-05 | 3.6417 | 3.4875 | 3.442 | 3.4506 | 3.5975 | 3.9445 | 4.196 | 4.4129 | 4.6081 | 4.6199 | 4.3782 | 4.3412 | 4.5665 | 4.2782 | 4.4816 | 4.6695 | 4.7955 | 5.1867 | 5.4745 | 5.3897 | 5.1982 | 4.8177 | 4.2607 | 4.0005
2034-12-06 | 3.8407 | 3.7349 | 3.706 | 3.662 | 3.7747 | 4.1792 | 4.5376 | 4.74 | 4.6472 | 4.6246 | 4.596 | 4.4543 | 4.3831 | 4.4161 | 4.481 | 4.5718 | 5.0178 | 5.2609 | 5.6921 | 5.244 | 4.8601 | 4.5123 | 4.0437 | 3.7119
2034-12-07 | 3.6407 | 3.5995 | 3.5323 | 3.5226 | 3.6019 | 4.03 | 4.3244 | 4.5393 | 4.3436 | 4.2594 | 4.2413 | 4.3428 | 4.3462 | 4.19 | 4.3209 | 4.5391 | 4.7405 | 5.2117 | 5.5643 | 5.5485 | 5.3425 | 4.9735 | 4.4611 | 4.1501
2034-12-08 | 4.0035 | 3.9335 | 3.81 | 3.7868 | 3.8726 | 4.2054 | 4.6657 | 4.9116 | 4.7259 | 4.4532 | 4.4385 | 4.4405 | 4.4735 | 4.3565 | 4.4606 | 4.6335 | 4.7718 | 5.0313 | 5.1615 | 4.9089 | 4.6893 | 4.4177 | 4.2053 | 3.9589
2034-12-09 | 3.748 | 3.6153 | 3.58 | 3.5356 | 3.6081 | 3.9317 | 4.1212 | 4.3315 | 4.4535 | 4.6007 | 4.515 | 4.4873 | 4.4536 | 4.4258 | 4.5727 | 4.7511 | 4.7149 | 4.9756 | 5.1053 | 4.8691 | 4.8051 | 4.5602 | 4.2711 | 4.0058
2034-12-10 | 3.8955 | 3.7269 | 3.6579 | 3.6899 | 3.7862 | 4.0356 | 4.2777 | 4.5231 | 4.6707 | 4.6524 | 4.524 | 4.2766 | 4.3257 | 4.373 | 4.4355 | 4.5716 | 4.8597 | 5.142 | 5.3543 | 4.8717 | 4.6421 | 4.3588 | 4.1033 | 3.7644
2034-12-11 | 3.5573 | 3.4997 | 3.4295 | 3.4395 | 3.5093 | 3.8544 | 4.1327 | 4.4068 | 4.735 | 4.5348 | 4.4283 | 4.4995 | 4.5169 | 4.4691 | 4.519 | 4.8724 | 4.9694 | 5.1798 | 5.2603 | 5.0288 | 4.9899 | 4.6786 | 4.1762 | 3.899
2034-12-12 | 3.744 | 3.8038 | 3.6963 | 3.6093 | 3.69 | 3.9172 | 4.2218 | 4.6135 | 4.661 | 4.661 | 4.561 | 4.5476 | 4.5173 | 4.6557 | 4.6239 | 4.8257 | 4.9275 | 5.3932 | 5.6943 | 5.5379 | 5.1605 | 4.8064 | 4.3452 | 4.078
2034-12-13 | 3.9662 | 3.7358 | 3.6687 | 3.683 | 3.7796 | 4.1278 | 4.4628 | 4.8017 | 4.8932 | 4.9574 | 4.8615 | 4.9143 | 4.7817 | 4.7984 | 4.8255 | 4.907 | 5.0066 | 5.2929 | 5.5941 | 5.2953 | 4.9234 | 4.5652 | 4.2134 | 3.9806
2034-12-14 | 3.8719 | 3.8162 | 3.7698 | 3.7674 | 3.8598 | 4.2017 | 4.4761 | 4.7421 | 4.604 | 4.6325 | 4.5538 | 4.3969 | 4.3024 | 4.214 | 4.3352 | 4.4727 | 4.7761 | 5.2526 | 5.455 | 5.2365 | 4.891 | 4.5472 | 4.2161 | 3.9779
2034-12-15 | 3.7888 | 3.6702 | 3.7127 | 3.6231 | 3.6365 | 3.9731 | 4.3035 | 4.5678 | 4.5482 | 4.8627 | 4.7033 | 4.6438 | 4.6471 | 4.698 | 4.8074 | 4.9587 | 5.2559 | 5.4062 | 5.3816 | 5.0994 | 4.8608 | 4.6221 | 4.253 | 3.9347
2034-12-16 | 3.687 | 3.5686 | 3.5332 | 3.47 | 3.5257 | 3.7299 | 3.9539 | 4.2139 | 4.3167 | 4.3265 | 4.1475 | 4.1882 | 4.1597 | 4.2147 | 4.3079 | 4.288 | 4.6979 | 4.9701 | 5.2038 | 5.0281 | 4.6946 | 4.4188 | 4.1361 | 3.9281
2034-12-17 | 3.6881 | 3.5404 | 3.4062 | 3.2929 | 3.4014 | 3.5461 | 3.9058 | 4.2439 | 4.4322 | 4.4984 | 4.3535 | 4.3425 | 4.3332 | 4.2823 | 4.2835 | 4.52 | 4.8518 | 5.4256 | 5.5726 | 5.3806 | 4.842 | 4.5761 | 4.2632 | 3.9176
2034-12-18 | 3.7678 | 3.6161 | 3.578 | 3.5611 | 3.537 | 3.825 | 4.121 | 4.4617 | 4.3374 | 4.3754 | 4.3947 | 4.4528 | 4.5688 | 4.4473 | 4.4533 | 4.491 | 4.8931 | 5.2727 | 5.4333 | 5.3275 | 4.9955 | 4.6708 | 4.1015 | 3.8749
2034-12-19 | 3.9098 | 3.8344 | 3.668 | 3.6016 | 3.7113 | 3.9757 | 4.2042 | 4.3847 | 4.4063 | 4.4547 | 4.3167 | 4.41 | 4.4477 | 4.3814 | 4.4126 | 4.5391 | 4.6198 | 5.0464 | 5.346 | 5.1874 | 4.9052 | 4.6192 | 4.236 | 3.9643
2034-12-20 | 3.8349 | 3.701 | 3.6327 | 3.5579 | 3.6433 | 3.994 | 4.2989 | 4.6079 | 4.5588 | 4.5159 | 4.3918 | 4.2973 | 4.4741 | 4.3652 | 4.4566 | 4.6514 | 4.9643 | 5.2036 | 5.3133 | 5.3628 | 5.1345 | 4.6703 | 4.1824 | 3.8581
2034-12-21 | 3.741 | 3.6123 | 3.5104 | 3.4457 | 3.5964 | 3.8952 | 4.3694 | 4.4749 | 4.4425 | 4.4715 | 4.2933 | 4.2046 | 4.2165 | 4.1886 | 4.2568 | 4.5472 | 4.7567 | 5.1937 | 5.678 | 5.5033 | 5.0249 | 4.7058 | 4.3091 | 4.1056
2034-12-22 | 3.8802 | 3.6642 | 3.6864 | 3.6248 | 3.7671 | 4.0915 | 4.2682 | 4.4305 | 4.3674 | 4.3106 | 4.3925 | 4.7372 | 4.697 | 4.5054 | 4.5826 | 4.8203 | 5.0619 | 5.4105 | 5.6098 | 5.5056 | 5.1613 | 4.7551 | 4.3864 | 4.1514
2034-12-23 | 4.0258 | 3.8701 | 3.7991 | 3.7952 | 3.8372 | 3.9451 | 4.1672 | 4.2616 | 4.3374 | 4.3867 | 4.2584 | 4.4131 | 4.3971 | 4.3968 | 4.5399 | 4.8699 | 4.8938 | 5.3596 | 5.6247 | 5.4184 | 5.0401 | 4.8398 | 4.3447 | 4.0196
2034-12-24 | 3.9809 | 3.8146 | 3.6977 | 3.6515 | 3.6243 | 3.7471 | 3.9899 | 4.2324 | 4.2635 | 4.3523 | 4.366 | 4.4063 | 4.347 | 4.4473 | 4.442 | 4.6061 | 4.9393 | 5.4029 | 5.5608 | 5.4081 | 5.0473 | 4.6482 | 4.2282 | 3.9317
2034-12-25 | 3.8592 | 3.7466 | 3.6502 | 3.6197 | 3.7202 | 3.8814 | 4.1421 | 4.3687 | 4.6494 | 4.7931 | 4.7874 | 5.0225 | 5.0196 | 4.9649 | 5.0887 | 5.2528 | 5.3769 | 5.9094 | 5.9581 | 5.6668 | 5.3808 | 5.0024 | 4.6471 | 4.2929
2034-12-26 | 4.0368 | 3.8429 | 3.7283 | 3.6163 | 3.7073 | 3.7622 | 3.9641 | 4.2045 | 4.4792 | 4.6137 | 4.8103 | 4.7077 | 4.7589 | 4.8274 | 4.868 | 4.8993 | 5.1047 | 5.5765 | 5.7839 | 5.5782 | 5.2443 | 4.9373 | 4.5319 | 4.3188
2034-12-27 | 4.4284 | 4.2962 | 4.1973 | 4.177 | 4.3407 | 4.5112 | 4.671 | 5.0188 | 5.2827 | 5.0688 | 5.2967 | 5.3785 | 5.4022 | 5.2821 | 5.5839 | 5.6228 | 6.0733 | 6.3096 | 6.6209 | 6.4875 | 5.9136 | 5.3788 | 4.8473 | 4.3418
2034-12-28 | 3.9653 | 3.8247 | 3.7643 | 3.7266 | 3.8168 | 4.089 | 4.2931 | 4.5612 | 4.8201 | 4.7758 | 4.9061 | 5.0623 | 4.9702 | 4.9968 | 5.1268 | 5.2029 | 5.5862 | 5.976 | 6.1059 | 5.9464 | 5.5004 | 5.2412 | 4.8427 | 4.2549
2034-12-29 | 4.0583 | 3.9002 | 3.866 | 3.7522 | 3.8883 | 4.0773 | 4.2341 | 4.5643 | 4.8565 | 5.0091 | 5.2541 | 5.4076 | 5.4722 | 5.2269 | 5.3524 | 5.4454 | 5.8219 | 6.2078 | 6.243 | 5.8667 | 5.5588 | 5.3871 | 4.9709 | 4.4096
2034-12-30 | 4.222 | 4.045 | 4.1011 | 4.0105 | 3.8348 | 4.039 | 4.2922 | 4.6656 | 4.8732 | 4.963 | 4.9997 | 4.8892 | 4.8999 | 4.8704 | 4.9391 | 5.1282 | 5.4919 | 5.8628 | 6.0372 | 5.8587 | 5.5235 | 5.2135 | 4.725 | 4.3163
2034-12-31 | 4.1183 | 3.9166 | 3.8053 | 3.9056 | 3.7973 | 3.9528 | 4.21 | 4.6207 | 4.8578 | 4.8859 | 4.8602 | 4.9621 | 4.9977 | 4.7548 | 5.0302 | 5.3158 | 5.5491 | 5.9882 | 6.1325 | 5.9951 | 5.5163 | 5.3305 | 4.9618 | 4.435
2035-01-01 | 3.7616 | 3.7437 | 3.6886 | 3.7151 | 3.7414 | 3.9219 | 4.2016 | 4.3395 | 4.3632 | 4.2753 | 4.3158 | 4.364 | 4.4232 | 4.4098 | 4.8821 | 5.0801 | 5.2842 | 5.6147 | 5.7064 | 5.513 | 5.0958 | 4.6902 | 4.29 | 3.8997
2035-01-02 | 4.3409 | 4.1591 | 3.9923 | 3.8874 | 3.8722 | 4.0203 | 4.0537 | 4.3212 | 4.3521 | 4.4941 | 4.8946 | 4.8723 | 4.8182 | 4.729 | 4.7548 | 4.8128 | 5.1169 | 5.6423 | 6.1105 | 5.8442 | 5.4354 | 5.1397 | 4.7024 | 4.1559
2035-01-03 | 3.9131 | 3.8026 | 3.7027 | 3.7739 | 3.7878 | 3.9493 | 4.2402 | 4.4332 | 4.5506 | 4.6011 | 4.6427 | 4.5423 | 4.4986 | 4.6301 | 4.8169 | 4.9743 | 5.2645 | 5.617 | 5.9551 | 5.7771 | 5.4038 | 5.0326 | 4.5077 | 3.954
2035-01-04 | 3.7789 | 3.6976 | 3.6932 | 3.6903 | 3.7283 | 3.9461 | 4.1681 | 4.3721 | 4.6611 | 4.6606 | 4.2782 | 4.2756 | 4.2327 | 4.2393 | 4.2868 | 4.8891 | 5.2716 | 5.6548 | 5.879 | 5.5567 | 5.1457 | 4.8519 | 4.3734 | 3.9554
2035-01-05 | 3.8921 | 3.7616 | 3.7685 | 3.8046 | 3.8502 | 4.1042 | 4.2954 | 4.4414 | 4.4388 | 4.3565 | 4.2325 | 4.3112 | 4.3392 | 4.2718 | 4.4507 | 4.7284 | 5.287 | 5.5941 | 5.8132 | 5.6325 | 5.2611 | 4.8848 | 4.4422 | 4.0919
2035-01-06 | 3.9033 | 3.816 | 3.7324 | 3.6831 | 3.7537 | 3.8725 | 4.2047 | 4.319 | 4.3185 | 4.309 | 4.197 | 4.0555 | 4.2143 | 4.3761 | 4.3353 | 4.5532 | 4.9768 | 5.1613 | 5.3119 | 5.1893 | 4.9111 | 4.6652 | 4.1937 | 3.9826
2035-01-07 | 3.8569 | 3.7195 | 3.6896 | 3.6397 | 3.6304 | 3.799 | 3.9598 | 3.9799 | 4.1548 | 4.1418 | 3.9837 | 3.9317 | 4.0361 | 4.2801 | 4.3397 | 4.4961 | 4.8192 | 5.1727 | 5.2254 | 5.097 | 4.9064 | 4.5417 | 4.1871 | 3.9341
2035-01-08 | 3.7895 | 3.7263 | 3.6538 | 3.6814 | 3.7039 | 3.9082 | 4.1923 | 4.3209 | 4.3409 | 4.2547 | 4.3037 | 4.3192 | 4.4205 | 4.397 | 4.8335 | 5.006 | 5.2199 | 5.5789 | 5.6643 | 5.4761 | 5.0711 | 4.6625 | 4.287 | 3.901
2035-01-09 | 3.7948 | 3.6749 | 3.6249 | 3.6973 | 3.7232 | 3.9397 | 4.1609 | 4.2877 | 4.3205 | 4.1031 | 4.1447 | 4.1479 | 4.2814 | 4.5448 | 4.9918 | 4.9894 | 5.042 | 5.3469 | 5.7158 | 5.4835 | 5.0097 | 4.6961 | 4.2061 | 3.8405
2035-01-10 | 3.7017 | 3.6579 | 3.5778 | 3.5657 | 3.6702 | 4.0173 | 4.3037 | 4.5843 | 4.4733 | 4.3444 | 4.3049 | 4.3256 | 4.2829 | 4.6512 | 4.5966 | 4.7179 | 4.894 | 5.3248 | 5.573 | 5.2869 | 5.1041 | 4.6806 | 4.2843 | 3.9544
2035-01-11 | 3.7856 | 3.7105 | 3.7146 | 3.6945 | 3.7501 | 3.9734 | 4.2624 | 4.5326 | 4.3585 | 4.5378 | 4.6477 | 4.4197 | 4.4591 | 4.4535 | 4.5548 | 4.551 | 4.7896 | 5.438 | 5.7775 | 5.5039 | 5.0989 | 4.7942 | 4.3163 | 4.179
2035-01-12 | 3.9014 | 3.7491 | 3.7087 | 3.6953 | 3.7836 | 3.9898 | 4.4181 | 4.5541 | 4.4622 | 4.5184 | 4.4989 | 4.723 | 4.6474 | 4.6333 | 4.6145 | 4.7501 | 4.8951 | 5.3848 | 5.5877 | 5.2543 | 4.9901 | 4.5844 | 4.1329 | 4.1044
2035-01-13 | 3.8823 | 3.6051 | 3.5867 | 3.6018 | 3.5401 | 3.7069 | 3.9322 | 4.2223 | 4.422 | 4.5882 | 4.3014 | 4.4352 | 4.5014 | 4.3372 | 4.2366 | 4.6206 | 4.9568 | 5.2825 | 5.4314 | 5.3358 | 5.023 | 4.5908 | 4.2222 | 4.1671
2035-01-14 | 3.8528 | 3.6367 | 3.6108 | 3.6385 | 3.5698 | 3.7521 | 3.9557 | 4.1741 | 4.4458 | 4.692 | 4.7571 | 4.6476 | 4.4928 | 4.431 | 4.5294 | 4.6711 | 4.8039 | 5.1335 | 5.4766 | 5.3533 | 4.9241 | 4.5424 | 4.1264 | 3.8341
2035-01-15 | 3.7463 | 3.6439 | 3.5662 | 3.575 | 3.6541 | 3.8062 | 4.1701 | 4.5754 | 4.6642 | 4.5269 | 4.5769 | 4.5185 | 4.6969 | 4.6122 | 4.6611 | 4.4611 | 4.7468 | 5.3059 | 5.5878 | 5.2959 | 5.0273 | 4.8818 | 4.1464 | 3.8573
2035-01-16 | 3.7175 | 3.5996 | 3.4921 | 3.5372 | 3.5941 | 3.8407 | 4.1241 | 4.3054 | 4.2415 | 4.1027 | 4.0258 | 4.1323 | 4.0825 | 4.0559 | 4.1063 | 4.1449 | 4.2764 | 4.6621 | 5.1239 | 5.0294 | 4.72 | 4.3438 | 3.9888 | 3.61
2035-01-17 | 3.5262 | 3.5935 | 3.5848 | 3.5616 | 3.6901 | 4.04 | 4.3842 | 4.547 | 4.324 | 4.3327 | 4.2515 | 4.6052 | 4.338 | 4.3403 | 4.5065 | 4.5215 | 4.5539 | 4.8915 | 5.3479 | 5.2065 | 4.7974 | 4.4642 | 4.0597 | 3.7011
2035-01-18 | 3.5774 | 3.4859 | 3.4487 | 3.4674 | 3.5797 | 3.9005 | 4.2035 | 4.43 | 4.334 | 4.3544 | 4.4953 | 4.5587 | 4.4509 | 4.4542 | 4.4743 | 4.6374 | 4.8628 | 5.1756 | 5.3339 | 5.1429 | 4.9368 | 4.6946 | 4.1495 | 3.7413
2035-01-19 | 3.7926 | 3.7 | 3.6755 | 3.6737 | 3.7284 | 4.0281 | 4.5459 | 4.8252 | 4.63 | 4.5878 | 4.6686 | 4.6821 | 4.6772 | 4.6082 | 4.6495 | 4.7529 | 4.7728 | 5.0905 | 5.3457 | 5.0766 | 4.7681 | 4.4961 | 4.1821 | 3.8639
2035-01-20 | 3.7196 | 3.6037 | 3.5291 | 3.5152 | 3.5561 | 3.7968 | 4.0583 | 4.2893 | 4.4644 | 4.473 | 4.2706 | 4.2325 | 4.3567 | 4.5559 | 4.6573 | 4.8611 | 4.8568 | 5.1673 | 5.3361 | 5.2005 | 4.8258 | 4.5187 | 4.2113 | 3.8707
2035-01-21 | 3.7422 | 3.542 | 3.5183 | 3.5462 | 3.5485 | 3.7199 | 4.0587 | 4.3509 | 4.6073 | 4.5973 | 4.3791 | 4.5155 | 4.6505 | 4.6438 | 4.8797 | 4.8913 | 5.0944 | 5.3281 | 5.5146 | 5.3781 | 4.9364 | 4.6317 | 4.1874 | 3.8547
2035-01-22 | 3.7118 | 3.6296 | 3.6445 | 3.605 | 3.6181 | 3.8118 | 4.0342 | 4.2797 | 4.3958 | 4.1884 | 3.9696 | 4.1221 | 4.062 | 4.1543 | 4.0738 | 4.3046 | 4.4944 | 4.9391 | 5.3378 | 5.2386 | 4.6659 | 4.4173 | 4.069 | 3.7469
2035-01-23 | 3.6004 | 3.5282 | 3.4647 | 3.4959 | 3.579 | 3.8008 | 4.1397 | 4.4536 | 4.2706 | 4.3395 | 4.5592 | 4.6605 | 4.7278 | 4.5321 | 4.236 | 4.5128 | 4.6636 | 5.2678 | 5.5701 | 4.9838 | 4.9458 | 4.7984 | 4.3127 | 3.8723
2035-01-24 | 3.7371 | 3.6254 | 3.5445 | 3.5455 | 3.6403 | 3.9253 | 4.2829 | 4.4364 | 4.1136 | 4.0556 | 3.9845 | 4.0039 | 4.3403 | 4.5122 | 4.5352 | 4.9571 | 5.1451 | 5.513 | 5.6409 | 5.4354 | 5.1893 | 4.7749 | 4.3112 | 3.8209
2035-01-25 | 3.6568 | 3.5438 | 3.5384 | 3.4847 | 3.5506 | 3.8649 | 4.2219 | 4.5037 | 4.3067 | 4.2298 | 4.4389 | 4.6008 | 4.557 | 4.4348 | 4.8977 | 5.0052 | 5.1466 | 5.4706 | 5.6775 | 5.2922 | 5.0594 | 4.5617 | 4.1631 | 3.8747
2035-01-26 | 3.6852 | 3.6008 | 3.5945 | 3.5578 | 3.8167 | 4.0382 | 4.4845 | 4.7463 | 4.7087 | 4.5937 | 4.7162 | 4.8391 | 4.7934 | 4.8196 | 4.9216 | 4.8423 | 5.1702 | 5.5862 | 5.6969 | 5.3569 | 5.1256 | 4.9772 | 4.4987 | 4.2305
2035-01-27 | 4.0266 | 3.9741 | 3.6853 | 3.6295 | 3.6492 | 3.8705 | 4.0918 | 4.349 | 4.4849 | 4.3885 | 4.1661 | 4.0736 | 3.9895 | 4.0236 | 4.1545 | 4.2608 | 4.4019 | 4.8422 | 5.1249 | 4.9991 | 4.7412 | 4.4844 | 4.1233 | 3.8693
2035-01-28 | 3.764 | 3.5941 | 3.5917 | 3.4424 | 3.452 | 3.6857 | 3.8812 | 4.0258 | 4.2018 | 4.2296 | 4.1467 | 4.287 | 4.354 | 4.2456 | 4.1089 | 4.2756 | 4.5516 | 4.8014 | 5.0037 | 5.0752 | 4.8345 | 4.4133 | 4.0468 | 3.7735
2035-01-29 | 3.6936 | 3.6034 | 3.5733 | 3.5825 | 3.6806 | 3.9855 | 4.2674 | 4.5053 | 4.3844 | 4.1669 | 3.9698 | 4.0148 | 3.9263 | 4.0021 | 3.8614 | 3.9186 | 4.3397 | 4.8765 | 5.2592 | 5.2061 | 4.9866 | 4.5232 | 4.0422 | 3.7665
2035-01-30 | 3.6801 | 3.5884 | 3.5355 | 3.5291 | 3.6361 | 3.9909 | 4.5715 | 4.6024 | 4.5057 | 4.5005 | 4.2787 | 4.3364 | 4.3558 | 4.2206 | 4.653 | 4.8511 | 5.2296 | 5.3389 | 5.5796 | 5.4086 | 5.1194 | 4.7394 | 4.1358 | 3.8222
2035-01-31 | 3.7085 | 3.6533 | 3.602 | 3.5635 | 3.6452 | 4.0847 | 4.447 | 4.725 | 4.7058 | 4.7123 | 4.5915 | 4.296 | 4.2276 | 4.422 | 4.3735 | 4.565 | 5.0125 | 5.2 | 5.3289 | 5.3634 | 5.1951 | 4.8203 | 4.2355 | 3.9759
2035-02-01 | 3.6353 | 3.5748 | 3.5503 | 3.5403 | 3.6259 | 3.9071 | 4.2025 | 4.5578 | 4.6607 | 4.2925 | 4.1409 | 4.2598 | 4.6953 | 4.4972 | 4.4829 | 4.5559 | 4.8172 | 5.0463 | 5.346 | 5.0345 | 4.69 | 4.3825 | 3.9037 | 3.6365
2035-02-02 | 3.5448 | 3.4847 | 3.4267 | 3.4107 | 3.4797 | 3.7505 | 4.1343 | 4.4017 | 4.4444 | 4.4185 | 4.3296 | 4.5783 | 4.5928 | 4.2218 | 4.7409 | 4.7349 | 4.797 | 5.2951 | 5.3388 | 4.9295 | 4.5804 | 4.4278 | 4.1382 | 3.7509
2035-02-03 | 3.6283 | 3.5488 | 3.436 | 3.421 | 3.4163 | 3.6694 | 3.8282 | 4.2401 | 4.385 | 4.4907 | 4.5925 | 4.6742 | 4.6126 | 4.4187 | 4.5351 | 4.7187 | 4.7024 | 4.9279 | 4.9893 | 5.008 | 4.8678 | 4.5817 | 4.0763 | 3.7728
2035-02-04 | 3.5494 | 3.4262 | 3.4107 | 3.3807 | 3.4253 | 3.6213 | 3.8065 | 4.0962 | 4.3828 | 4.3963 | 4.2259 | 4.3864 | 4.1913 | 4.0475 | 4.0683 | 4.0986 | 4.2055 | 4.776 | 4.9725 | 4.8237 | 4.5496 | 4.2162 | 3.8943 | 3.5713
2035-02-05 | 3.4585 | 3.3641 | 3.3363 | 3.2962 | 3.3538 | 3.7404 | 4.1071 | 4.503 | 4.6116 | 4.545 | 4.2849 | 4.1169 | 4.2661 | 4.2239 | 4.4581 | 4.6881 | 4.7483 | 5.0449 | 5.253 | 5.0346 | 4.7892 | 4.4453 | 3.9602 | 3.6993
2035-02-06 | 3.5941 | 3.4815 | 3.4431 | 3.5345 | 3.629 | 3.9303 | 4.29 | 4.5674 | 4.6231 | 4.5041 | 4.2951 | 4.4677 | 4.5092 | 4.5761 | 4.6303 | 4.5666 | 4.8493 | 4.9505 | 5.2946 | 5.4312 | 4.9778 | 4.4775 | 4.0186 | 3.711
2035-02-07 | 3.5579 | 3.5188 | 3.4122 | 3.3933 | 3.4671 | 3.7741 | 4.3 | 4.4986 | 4.4028 | 4.4968 | 4.5551 | 4.4766 | 4.2626 | 4.3831 | 4.5564 | 4.5927 | 5.1327 | 5.4096 | 5.8025 | 5.6501 | 5.3276 | 4.9358 | 4.3454 | 4.217
2035-02-08 | 4.0192 | 3.7451 | 3.7516 | 3.7312 | 3.8877 | 4.2675 | 4.5856 | 5.063 | 5.2009 | 5.0127 | 5.1055 | 4.9807 | 4.4943 | 4.5696 | 4.5526 | 4.7223 | 4.8998 | 5.2385 | 5.4979 | 5.3436 | 4.9162 | 4.6215 | 4.2841 | 3.8423
2035-02-09 | 3.5795 | 3.4719 | 3.4455 | 3.4023 | 3.5175 | 3.8977 | 4.3815 | 4.7738 | 4.5973 | 4.2628 | 4.2902 | 4.2922 | 4.3583 | 4.2266 | 4.1983 | 4.3729 | 5.0245 | 5.2984 | 5.4175 | 5.1845 | 5.0051 | 4.824 | 4.3149 | 4.0475
2035-02-10 | 3.7653 | 3.671 | 3.5075 | 3.5035 | 3.5379 | 3.7255 | 4.0927 | 4.536 | 4.6811 | 4.3952 | 3.9298 | 4.0615 | 4.2212 | 4.1413 | 4.0789 | 4.2062 | 4.4475 | 4.9192 | 5.0384 | 4.9802 | 4.4403 | 4.1743 | 4.0606 | 3.7879
2035-02-11 | 3.5063 | 3.3445 | 3.3064 | 3.2866 | 3.3208 | 3.4725 | 3.7035 | 4.0135 | 4.3526 | 4.4639 | 4.4499 | 4.4684 | 4.2854 | 4.3455 | 4.1387 | 4.514 | 4.702 | 5.0686 | 5.3286 | 5.1178 | 4.8222 | 4.6026 | 4.1821 | 3.9042
2035-02-12 | 3.7502 | 3.5771 | 3.4197 | 3.4497 | 3.4689 | 3.8283 | 4.1783 | 4.5169 | 4.5039 | 4.143 | 3.9307 | 3.7916 | 3.7657 | 3.5971 | 3.6616 | 4.0075 | 4.3279 | 4.8604 | 5.2517 | 5.1157 | 4.7431 | 4.4508 | 4.0113 | 3.5928
2035-02-13 | 3.4582 | 3.3798 | 3.3126 | 3.3208 | 3.3959 | 3.885 | 4.3873 | 4.7117 | 4.6276 | 4.4489 | 4.2031 | 4.1347 | 4.0037 | 4.0447 | 4.0528 | 4.1912 | 4.49 | 5.0634 | 5.2453 | 5.365 | 5.0073 | 4.5937 | 4.0465 | 3.5973
2035-02-14 | 3.443 | 3.397 | 3.3785 | 3.3397 | 3.4226 | 3.9079 | 4.1262 | 4.5203 | 4.4673 | 4.3526 | 4.0205 | 3.9468 | 3.8943 | 4.0136 | 4.0709 | 4.2982 | 4.6378 | 4.9109 | 5.3243 | 5.1872 | 4.8271 | 4.3872 | 3.9917 | 3.7372
2035-02-15 | 3.6038 | 3.5191 | 3.4688 | 3.4854 | 3.5785 | 3.8953 | 4.2621 | 4.375 | 4.3979 | 4.477 | 4.3634 | 4.0531 | 4.0541 | 3.946 | 3.9678 | 4.1009 | 4.4252 | 4.7596 | 5.2855 | 5.1241 | 4.7593 | 4.5284 | 4.1073 | 3.6912
2035-02-16 | 3.5068 | 3.4089 | 3.3785 | 3.3799 | 3.4563 | 3.6977 | 3.9293 | 4.2639 | 4.5389 | 4.4632 | 4.3336 | 4.1191 | 4.0623 | 3.9298 | 4.077 | 4.108 | 4.3695 | 4.8121 | 5.1938 | 5.2525 | 5.0265 | 4.8287 | 4.3775 | 3.9615
2035-02-17 | 3.7493 | 3.6216 | 3.5492 | 3.4863 | 3.6273 | 3.8123 | 4.0696 | 4.2955 | 4.6639 | 4.524 | 4.319 | 4.2526 | 4.4119 | 3.9477 | 4.2578 | 4.3522 | 4.5097 | 4.882 | 5.2321 | 5.2068 | 4.9003 | 4.6634 | 4.2073 | 3.8193
2035-02-18 | 3.5017 | 3.3574 | 3.3702 | 3.3156 | 3.3568 | 3.4869 | 3.6719 | 4.0112 | 4.1883 | 4.1028 | 4.1398 | 4.0068 | 4.1324 | 4.084 | 4.3516 | 4.4324 | 4.6424 | 4.8726 | 5.1018 | 5.1034 | 4.8597 | 4.5949 | 4.2595 | 3.8684
2035-02-19 | 3.6255 | 3.5111 | 3.4825 | 3.4348 | 3.4822 | 3.6916 | 3.8475 | 4.1643 | 4.3052 | 4.1338 | 3.9148 | 3.8567 | 3.8289 | 3.8229 | 3.9134 | 4.2263 | 4.8712 | 5.0549 | 5.1332 | 5.1431 | 4.777 | 4.5293 | 4.0826 | 3.676
2035-02-20 | 3.5588 | 3.4561 | 3.3858 | 3.4056 | 3.4878 | 3.726 | 4.0497 | 4.4161 | 4.7093 | 4.5747 | 4.6077 | 4.4801 | 4.427 | 4.3361 | 4.2869 | 4.4152 | 4.5508 | 5.0475 | 5.1254 | 5.0283 | 4.677 | 4.3629 | 3.9713 | 3.6211
2035-02-21 | 3.4693 | 3.4015 | 3.472 | 3.4265 | 3.5937 | 4.0728 | 4.4758 | 4.7196 | 4.739 | 4.5678 | 4.4956 | 4.5944 | 4.6559 | 4.635 | 4.3996 | 4.4835 | 4.7263 | 5.119 | 5.4389 | 5.2688 | 4.8389 | 4.7843 | 4.1191 | 3.6486
2035-02-22 | 3.5353 | 3.4688 | 3.4981 | 3.4281 | 3.4734 | 3.8235 | 3.9932 | 4.2425 | 4.3189 | 4.1426 | 4.228 | 4.4386 | 4.2905 | 4.3927 | 4.5334 | 4.8323 | 5.0779 | 5.4434 | 5.7585 | 5.3549 | 5.1513 | 4.6043 | 3.9809 | 3.7078
2035-02-23 | 3.5301 | 3.3809 | 3.3626 | 3.4258 | 3.5288 | 3.9105 | 4.3283 | 4.5214 | 4.3387 | 4.233 | 4.5992 | 4.7149 | 4.8993 | 4.7327 | 4.5893 | 5.0071 | 5.3242 | 5.8699 | 5.9305 | 5.7377 | 5.5939 | 5.1501 | 4.557 | 4.2138
2035-02-24 | 3.7866 | 3.559 | 3.5507 | 3.4453 | 3.474 | 3.7032 | 3.9809 | 4.2606 | 4.4829 | 4.5809 | 4.4066 | 4.2474 | 4.1758 | 4.1547 | 4.163 | 4.4296 | 4.7638 | 5.0198 | 5.1141 | 5.2189 | 4.7955 | 4.3832 | 4.109 | 3.7134
2035-02-25 | 3.6044 | 3.3317 | 3.3603 | 3.3854 | 3.4265 | 3.5622 | 3.8295 | 4.0691 | 4.3835 | 4.4919 | 4.2592 | 4.0716 | 4.1968 | 4.3001 | 4.433 | 4.6317 | 4.7887 | 5.2628 | 5.3603 | 5.3236 | 4.9798 | 4.6296 | 4.1024 | 3.8042
2035-02-26 | 3.6223 | 3.6059 | 3.5068 | 3.4181 | 3.4081 | 3.6213 | 4.2233 | 4.5875 | 4.46 | 4.1908 | 4.0002 | 4.1089 | 4.2726 | 4.0506 | 4.075 | 4.2895 | 4.5064 | 4.9028 | 5.3581 | 5.1957 | 4.7716 | 4.3993 | 4.0215 | 3.684
2035-02-27 | 3.5796 | 3.5174 | 3.4495 | 3.4222 | 3.4923 | 3.8621 | 4.1122 | 4.2733 | 4.403 | 4.3746 | 4.2154 | 4.0083 | 3.8259 | 3.8766 | 4.0802 | 4.3257 | 4.5508 | 4.9893 | 5.3813 | 5.1349 | 4.7797 | 4.5001 | 3.9829 | 3.7097
2035-02-28 | 3.5915 | 3.5028 | 3.5043 | 3.4632 | 3.5613 | 3.8877 | 4.1879 | 4.3344 | 4.2542 | 4.1374 | 4.0761 | 3.9109 | 3.8748 | 3.8 | 3.8888 | 4.0714 | 4.1728 | 4.6823 | 5.1906 | 5.2913 | 5.0183 | 4.5724 | 4.0012 | 3.6344
2035-03-01 | 3.7195 | 3.6305 | 3.5145 | 3.4805 | 3.5499 | 3.9409 | 4.1923 | 4.1852 | 4.1594 | 4.0095 | 3.898 | 3.8823 | 3.7668 | 4.0573 | 4.0164 | 4.3075 | 4.4278 | 5.1254 | 5.3694 | 5.2475 | 5.0433 | 4.5846 | 4.1409 | 3.7106
2035-03-02 | 3.6979 | 3.547 | 3.5358 | 3.4908 | 3.5874 | 3.9405 | 4.3952 | 4.6692 | 4.4856 | 4.3081 | 4.1072 | 4.0865 | 4.0018 | 3.9387 | 4.118 | 4.3049 | 4.4632 | 4.8224 | 5.097 | 5.286 | 5.0312 | 4.7844 | 4.3641 | 3.965
2035-03-03 | 3.7607 | 3.6778 | 3.6024 | 3.493 | 3.5646 | 3.7185 | 4.0445 | 4.1978 | 4.4518 | 4.4113 | 4.0849 | 4.0215 | 4.1142 | 3.9943 | 4.0263 | 4.2366 | 4.431 | 4.8014 | 5.1781 | 5.2902 | 4.8629 | 4.634 | 4.169 | 3.815
2035-03-04 | 3.7087 | 3.6487 | 3.6207 | 3.5713 | 3.5752 | 3.7473 | 4.1057 | 4.3205 | 4.5002 | 4.4775 | 4.2929 | 4.1954 | 4.0036 | 3.9392 | 3.9508 | 4.0738 | 4.3261 | 4.6942 | 5.1347 | 5.1879 | 5.0441 | 4.5915 | 4.2061 | 3.7578
2035-03-05 | 3.647 | 3.5963 | 3.5105 | 3.3736 | 3.4774 | 3.7686 | 4.0581 | 4.3086 | 4.539 | 4.3106 | 4.1507 | 3.9346 | 3.8979 | 3.6906 | 3.7255 | 3.9657 | 4.2408 | 4.896 | 5.4144 | 5.339 | 4.8788 | 4.6466 | 4.3095 | 3.858
2035-03-06 | 3.6903 | 3.6208 | 3.5746 | 3.6281 | 3.6395 | 4.0239 | 4.5142 | 4.8522 | 4.7636 | 4.6827 | 4.4473 | 4.3495 | 4.2207 | 4.2964 | 4.2188 | 4.7577 | 5.0504 | 5.6148 | 5.9226 | 5.9072 | 5.6005 | 4.9224 | 4.2316 | 3.8253
2035-03-07 | 3.7053 | 3.6316 | 3.622 | 3.6104 | 3.6792 | 3.9976 | 4.4778 | 4.6743 | 4.8144 | 4.7661 | 4.5328 | 4.4136 | 4.7787 | 5.1993 | 5.0915 | 5.0545 | 5.3228 | 5.9053 | 5.9795 | 5.8619 | 5.5765 | 5.2015 | 4.6252 | 4.0978
2035-03-08 | 3.9721 | 3.8529 | 3.7314 | 3.643 | 3.6875 | 4.1591 | 4.6161 | 5.1128 | 5.4275 | 5.0096 | 4.4893 | 4.6603 | 4.6224 | 4.8005 | 4.8087 | 4.8597 | 5.3226 | 5.7754 | 5.7726 | 5.6984 | 5.2975 | 4.8223 | 4.2313 | 3.9141
2035-03-09 | 3.7726 | 3.6949 | 3.7079 | 3.6521 | 3.6637 | 4.1321 | 4.815 | 5.0161 | 4.6509 | 4.3542 | 4.1539 | 4.235 | 4.258 | 4.3351 | 4.5718 | 4.9432 | 5.0351 | 5.5381 | 5.7601 | 5.6093 | 5.3166 | 4.8881 | 4.3358 | 3.9903
2035-03-10 | 3.8321 | 3.7599 | 3.72 | 3.7423 | 3.7396 | 3.9761 | 4.3574 | 4.4722 | 4.9627 | 4.8294 | 4.3314 | 4.29 | 4.2079 | 3.9754 | 4.1236 | 4.2172 | 4.8499 | 5.3871 | 5.1224 | 5.2111 | 4.9053 | 4.7784 | 4.2614 | 3.8725
2035-03-11 | 3.7683 | 3.7004 | 3.7428 | 3.6135 | 3.6748 | 3.8441 | 4.091 | 4.3339 | 4.697 | 4.5342 | 4.4017 | 4.454 | 4.8089 | 4.704 | 4.5429 | 5.0398 | 5.471 | 5.6439 | 5.8174 | 5.6684 | 5.5811 | 5.2761 | 4.7231 | 4.2132
2035-03-12 | 3.9894 | 3.9006 | 3.8082 | 3.7672 | 3.8274 | 4.1159 | 4.5909 | 4.7615 | 4.75 | 4.7525 | 4.6133 | 4.8102 | 4.7558 | 4.3992 | 4.4105 | 4.4588 | 4.8757 | 5.5233 | 5.7278 | 5.4738 | 5.1852 | 4.7429 | 4.284 | 3.9179
2035-03-13 | 3.7989 | 3.6965 | 3.6542 | 3.6457 | 3.6915 | 3.9938 | 4.5668 | 4.7274 | 4.6128 | 4.57 | 4.3859 | 4.3357 | 4.2426 | 4.5905 | 4.7698 | 4.9204 | 5.3071 | 5.6344 | 5.6968 | 5.7688 | 5.4287 | 4.9767 | 4.313 | 3.9781
2035-03-14 | 3.903 | 3.838 | 3.7563 | 3.7551 | 3.7557 | 4.1119 | 4.5343 | 4.8701 | 4.775 | 4.6947 | 4.2885 | 4.2822 | 4.7021 | 4.4576 | 4.6744 | 4.9745 | 5.1177 | 5.6868 | 6.0831 | 5.9486 | 5.5523 | 5.1123 | 4.3661 | 3.9685
2035-03-15 | 4.0293 | 3.8612 | 3.8179 | 3.7681 | 3.8182 | 4.2148 | 4.5388 | 4.7922 | 4.6386 | 4.3509 | 4.2247 | 4.5875 | 4.725 | 4.5542 | 4.6968 | 5.1087 | 5.4442 | 6.0264 | 6.2262 | 5.9868 | 5.3999 | 4.9713 | 4.442 | 3.98
2035-03-16 | 3.8814 | 3.7342 | 3.679 | 3.6657 | 3.6387 | 3.9866 | 4.4095 | 4.521 | 4.5363 | 4.3671 | 4.1902 | 4.2126 | 4.4062 | 4.4055 | 4.5572 | 4.9616 | 5.2035 | 5.3386 | 5.5164 | 5.56 | 5.0449 | 4.7139 | 4.2967 | 3.9939
2035-03-17 | 3.7784 | 3.6863 | 3.6968 | 3.7332 | 3.7175 | 3.9 | 4.3569 | 4.6258 | 4.7616 | 4.6749 | 4.6679 | 4.3759 | 4.7225 | 4.4193 | 4.5118 | 4.8405 | 5.1387 | 5.6722 | 5.6411 | 5.7958 | 5.5225 | 5.2687 | 4.7051 | 4.1197
2035-03-18 | 3.8415 | 3.7614 | 3.7013 | 3.7522 | 3.6219 | 3.7756 | 4.0253 | 4.0404 | 4.1713 | 4.026 | 3.9445 | 3.9725 | 3.7991 | 3.5621 | 3.6901 | 3.9891 | 4.3284 | 4.9896 | 5.1935 | 5.0748 | 4.7263 | 4.5291 | 4.1271 | 3.794
2035-03-19 | 3.6385 | 3.5444 | 3.5279 | 3.4219 | 3.4986 | 3.7209 | 3.9497 | 4.1468 | 4.6348 | 4.484 | 4.2016 | 3.856 | 3.6176 | 3.802 | 3.6987 | 3.9933 | 4.2779 | 4.884 | 5.279 | 5.4579 | 5.1392 | 4.5778 | 3.9943 | 3.6877
2035-03-20 | 3.5725 | 3.6461 | 3.6524 | 3.6504 | 3.665 | 3.9741 | 4.2877 | 4.2721 | 4.2948 | 4.2406 | 4.294 | 4.1394 | 4.0797 | 3.9871 | 3.7883 | 3.9787 | 4.3518 | 5.0012 | 5.18 | 5.2558 | 5.0358 | 4.6588 | 4.1427 | 3.7384
2035-03-21 | 3.6378 | 3.5622 | 3.5787 | 3.5521 | 3.5352 | 3.892 | 4.0762 | 4.245 | 4.3422 | 4.3049 | 4.2958 | 4.3916 | 4.565 | 4.7326 | 4.703 | 4.6467 | 4.7714 | 5.2436 | 5.372 | 5.5345 | 5.2741 | 4.9936 | 4.3901 | 3.8325
2035-03-22 | 3.7562 | 3.6302 | 3.6161 | 3.541 | 3.6077 | 4.0054 | 4.1975 | 4.4126 | 4.5863 | 4.2852 | 4.3035 | 4.0734 | 3.8015 | 3.9335 | 4.3207 | 4.3934 | 4.5128 | 4.9831 | 5.3243 | 5.401 | 5.0548 | 4.581 | 4.1115 | 3.7083
2035-03-23 | 3.6223 | 3.5526 | 3.4974 | 3.4331 | 3.5509 | 3.8084 | 4.2044 | 4.5259 | 4.6324 | 4.419 | 4.7154 | 4.6714 | 4.398 | 4.5558 | 4.7804 | 4.8611 | 4.9715 | 5.2891 | 5.55 | 5.4838 | 5.1471 | 4.7378 | 4.2758 | 3.9202
2035-03-24 | 3.8016 | 3.7043 | 3.6827 | 3.6704 | 3.688 | 3.8419 | 4.0794 | 4.1395 | 4.1683 | 4.1129 | 3.9272 | 3.9503 | 3.9545 | 3.8211 | 4.1878 | 4.972 | 4.7248 | 5.1494 | 5.1909 | 5.14 | 4.7824 | 4.8657 | 4.2876 | 3.8553
2035-03-25 | 3.9597 | 3.8791 | 3.6547 | 3.5951 | 3.5786 | 3.7952 | 3.946 | 4.0632 | 4.2984 | 4.2513 | 4.2448 | 4.6492 | 4.4 | 4.5978 | 4.6374 | 4.699 | 5.1905 | 5.6777 | 5.8237 | 5.8372 | 5.9083 | 5.2838 | 4.7006 | 4.2117
2035-03-26 | 4.0335 | 3.9023 | 3.814 | 3.715 | 3.7887 | 3.9034 | 4.2683 | 4.5916 | 5.1503 | 4.9229 | 5.1661 | 4.4816 | 4.8308 | 4.5754 | 4.4775 | 4.6532 | 5.0881 | 5.3588 | 5.5201 | 5.8543 | 5.3664 | 4.734 | 4.2458 | 3.8117
2035-03-27 | 3.6674 | 3.6398 | 3.5539 | 3.5461 | 3.6011 | 3.9003 | 4.3241 | 4.4716 | 4.5559 | 4.3979 | 4.2214 | 4.2188 | 4.3982 | 4.1497 | 4.3589 | 5.0199 | 5.2303 | 5.5691 | 5.8622 | 5.8025 | 5.3431 | 4.802 | 4.2748 | 3.8583
2035-03-28 | 3.6752 | 3.6131 | 3.579 | 3.5094 | 3.5579 | 3.8209 | 4.2558 | 4.2166 | 4.282 | 4.2509 | 4.1871 | 4.3714 | 4.4715 | 4.4176 | 4.4241 | 4.6465 | 4.9483 | 5.4467 | 5.4254 | 5.5333 | 5.4494 | 4.9022 | 4.3394 | 3.8282
2035-03-29 | 3.7586 | 3.6945 | 3.6623 | 3.6743 | 3.6938 | 4.0318 | 4.4593 | 4.6199 | 4.8037 | 5.0174 | 5.1594 | 5.1996 | 5.0263 | 4.8875 | 4.8542 | 5.0121 | 5.2959 | 5.7855 | 5.6012 | 5.7533 | 5.6146 | 4.7701 | 4.1462 | 3.7891
2035-03-30 | 3.6512 | 3.5405 | 3.4728 | 3.4766 | 3.5224 | 3.7573 | 4.1683 | 4.195 | 4.1973 | 4.0808 | 4.1877 | 4.3108 | 4.2328 | 4.0468 | 4.2325 | 4.5415 | 4.7151 | 5.0487 | 5.0756 | 5.1525 | 4.9099 | 4.4833 | 4.1657 | 3.8974
2035-03-31 | 3.7197 | 3.6339 | 3.6364 | 3.5696 | 3.5526 | 3.7483 | 3.8658 | 4.0497 | 4.3481 | 4.5023 | 4.4605 | 5.0188 | 4.4211 | 4.1735 | 4.4833 | 4.6603 | 4.7959 | 5.3263 | 5.3077 | 5.4251 | 4.9384 | 4.4044 | 4.1852 | 3.7557
2035-04-01 | 3.6134 | 3.5017 | 3.4668 | 3.4455 | 3.4688 | 3.6512 | 3.7406 | 3.8326 | 4.2488 | 4.0117 | 4.1104 | 4.3033 | 4.1394 | 4.2166 | 4.1568 | 4.515 | 4.7626 | 5.2457 | 5.3073 | 5.4133 | 5.103 | 4.6415 | 4.0351 | 3.731
2035-04-02 | 3.6373 | 3.6911 | 3.5976 | 3.6146 | 3.6675 | 3.9411 | 4.1886 | 4.5873 | 4.8064 | 4.5141 | 4.5835 | 4.4774 | 4.4704 | 4.4883 | 4.2328 | 4.4923 | 4.5429 | 5.0718 | 5.0655 | 5.3291 | 4.8757 | 4.3402 | 3.9023 | 3.6115
2035-04-03 | 3.5251 | 3.3933 | 3.3606 | 3.3766 | 3.4839 | 3.7612 | 3.9292 | 4.1388 | 4.1293 | 4.0413 | 3.9473 | 4.1354 | 3.9503 | 3.8655 | 4.0002 | 4.228 | 4.5287 | 5.1739 | 5.6675 | 5.8489 | 5.5025 | 5.068 | 4.2935 | 3.9623
2035-04-04 | 3.8175 | 3.7766 | 3.7085 | 3.6352 | 3.6753 | 3.948 | 4.2675 | 4.399 | 4.5497 | 4.8522 | 4.7623 | 4.4921 | 4.4884 | 4.2677 | 4.3512 | 5.0074 | 5.2335 | 5.8169 | 5.9348 | 6.0622 | 5.6147 | 4.4984 | 4.142 | 3.9519
2035-04-05 | 3.96 | 3.5785 | 3.6885 | 3.5863 | 3.6245 | 3.875 | 4.1672 | 4.2069 | 4.2842 | 4.1499 | 4.4714 | 4.5234 | 4.446 | 4.2323 | 4.4213 | 4.8744 | 5.4047 | 5.8032 | 6.0835 | 5.9198 | 5.4273 | 5.0503 | 4.4929 | 4.1816
2035-04-06 | 3.8663 | 3.8262 | 3.7405 | 3.7439 | 3.7973 | 4.0712 | 4.4608 | 4.7272 | 5.0865 | 4.8858 | 4.8319 | 4.6751 | 4.1214 | 4.305 | 4.7555 | 5.0411 | 5.1522 | 5.4589 | 5.445 | 5.5795 | 5.2208 | 4.6697 | 4.2558 | 3.7619
2035-04-07 | 3.6246 | 3.4681 | 3.5143 | 3.5389 | 3.5568 | 3.7695 | 3.8386 | 3.9249 | 3.9816 | 3.9829 | 3.9456 | 4.2671 | 4.0912 | 4.1657 | 4.2635 | 4.438 | 4.7383 | 5.2661 | 5.5535 | 5.7646 | 5.1092 | 4.9268 | 4.5551 | 4.098
2035-04-08 | 3.9263 | 3.7709 | 3.712 | 3.7162 | 3.7263 | 3.8624 | 4.0744 | 4.2834 | 4.4155 | 4.2496 | 4.7264 | 4.6939 | 4.5146 | 4.5388 | 4.5481 | 4.9099 | 5.087 | 5.254 | 5.3209 | 5.563 | 4.9161 | 4.5881 | 4.1996 | 3.9615
2035-04-09 | 3.8452 | 3.5757 | 3.5629 | 3.5957 | 3.6548 | 3.9127 | 4.3434 | 4.5168 | 4.7152 | 4.5292 | 4.7034 | 4.9741 | 4.9526 | 4.8656 | 5.0857 | 5.3269 | 5.724 | 5.9744 | 6.1076 | 6.1059 | 5.5767 | 5.007 | 4.3258 | 3.9436
2035-04-10 | 3.8569 | 3.8092 | 3.7075 | 3.5899 | 3.5564 | 3.8065 | 4.2835 | 4.465 | 4.4945 | 4.3247 | 4.5106 | 4.4391 | 4.2343 | 4.4955 | 4.4642 | 4.7065 | 5.14 | 5.7098 | 6.0696 | 6.033 | 5.7228 | 4.8241 | 4.2688 | 3.8262
2035-04-11 | 3.792 | 3.7319 | 3.6895 | 3.5861 | 3.6666 | 3.988 | 4.4409 | 4.8678 | 5.0554 | 5.0506 | 4.7488 | 4.7679 | 4.6996 | 4.5795 | 4.4505 | 4.6931 | 5.0995 | 5.7686 | 5.9437 | 5.9546 | 5.4781 | 4.8818 | 4.4979 | 3.9076
2035-04-12 | 3.7579 | 3.7445 | 3.6945 | 3.6223 | 3.6703 | 3.9702 | 4.4146 | 4.8512 | 5.0257 | 5.2363 | 5.4591 | 4.7601 | 4.494 | 4.2837 | 4.4625 | 4.9848 | 5.3207 | 5.8118 | 5.9269 | 6.1019 | 5.771 | 4.849 | 4.3905 | 3.964
2035-04-13 | 3.8037 | 3.7301 | 3.7114 | 3.7123 | 3.7569 | 4.0622 | 4.6208 | 5.0234 | 5.8074 | 5.603 | 5.2307 | 4.9868 | 4.8174 | 4.7187 | 5.0055 | 5.3686 | 5.6433 | 5.9209 | 6.0049 | 6.0282 | 5.7739 | 5.1938 | 4.6861 | 4.1152
2035-04-14 | 3.9139 | 3.8115 | 3.8403 | 3.7874 | 3.7532 | 3.9905 | 4.2502 | 4.4596 | 4.7592 | 4.6174 | 4.4816 | 4.1398 | 4.2177 | 4.1702 | 4.1757 | 4.4412 | 4.7518 | 5.3966 | 5.2534 | 5.4112 | 4.8315 | 4.4792 | 4.1865 | 3.8347
2035-04-15 | 3.7447 | 3.6288 | 3.6401 | 3.6525 | 3.6784 | 3.9513 | 4.0498 | 4.1991 | 4.6155 | 4.6579 | 4.2563 | 4.4112 | 4.5866 | 4.3255 | 4.4816 | 5.1255 | 5.1899 | 5.7575 | 5.8586 | 5.9126 | 5.5978 | 5.101 | 4.4155 | 3.9654
2035-04-16 | 3.6361 | 3.6403 | 3.5656 | 3.6072 | 3.5996 | 3.9326 | 4.2539 | 4.5151 | 4.3834 | 4.0561 | 3.9321 | 3.7362 | 3.7259 | 3.5727 | 3.6864 | 4.2074 | 4.6112 | 5.2518 | 5.7577 | 5.9989 | 5.5798 | 5.0298 | 4.3407 | 3.9302
2035-04-17 | 3.8284 | 3.7805 | 3.637 | 3.5705 | 3.5364 | 3.7623 | 4.1188 | 4.2206 | 4.2534 | 4.3141 | 4.1394 | 3.691 | 4.7249 | 4.2418 | 4.3832 | 5.3806 | 5.5443 | 5.9838 | 6.0632 | 5.9551 | 5.712 | 4.9198 | 4.2955 | 4.1154
2035-04-18 | 4.0072 | 3.8646 | 3.6932 | 3.7484 | 3.8487 | 4.1411 | 4.5756 | 4.6031 | 5.0402 | 5.0601 | 4.3813 | 4.3616 | 4.3742 | 4.6037 | 5.0733 | 5.2823 | 5.6412 | 6.066 | 5.9861 | 5.885 | 5.7042 | 4.9583 | 4.3304 | 3.9192
2035-04-19 | 3.7928 | 3.7978 | 3.7541 | 3.7598 | 3.7372 | 4.0059 | 4.1665 | 4.0254 | 4.1913 | 4.0246 | 3.883 | 4.2986 | 4.4355 | 4.0154 | 4.3939 | 4.7404 | 5.0431 | 5.4513 | 5.7045 | 5.7494 | 5.2425 | 4.5651 | 4.2401 | 3.967
2035-04-20 | 3.742 | 3.6259 | 3.6373 | 3.5641 | 3.7617 | 3.8536 | 4.2263 | 4.3632 | 4.9252 | 5.0014 | 5.2009 | 4.9802 | 4.9936 | 4.8441 | 5.1601 | 5.5083 | 5.5913 | 6.004 | 6.1075 | 6.0227 | 5.6202 | 5.2737 | 4.4361 | 4.1031
2035-04-21 | 3.9471 | 3.8794 | 3.8676 | 3.7968 | 3.8769 | 3.9252 | 4.0589 | 4.2543 | 4.6755 | 4.8319 | 4.9123 | 4.602 | 4.4604 | 4.6732 | 4.6591 | 4.7895 | 4.872 | 5.4097 | 5.6575 | 5.6317 | 5.2246 | 4.6614 | 4.2099 | 3.8841
2035-04-22 | 3.8381 | 4.0598 | 3.8633 | 3.6899 | 3.7979 | 4.1117 | 4.3014 | 4.5976 | 4.889 | 5.0682 | 4.8783 | 4.6352 | 4.6522 | 4.5753 | 4.8973 | 5.1875 | 5.5633 | 5.8578 | 5.9685 | 6.1662 | 5.9158 | 5.3896 | 4.2231 | 3.886
2035-04-23 | 3.7854 | 3.6917 | 3.6924 | 3.6138 | 3.6673 | 3.9114 | 4.1898 | 4.4991 | 4.7065 | 4.3306 | 5.0033 | 4.4949 | 4.1891 | 3.9748 | 4.1697 | 3.9774 | 4.3077 | 4.9262 | 5.1912 | 5.4595 | 5.0938 | 4.5486 | 4.0084 | 3.7107
2035-04-24 | 3.7008 | 3.6568 | 3.6465 | 3.6077 | 3.6183 | 4.0461 | 4.2638 | 4.2451 | 4.5399 | 4.6296 | 4.4758 | 4.2198 | 4.1929 | 4.1224 | 4.4123 | 4.373 | 4.7668 | 5.2325 | 5.4923 | 5.5709 | 5.212 | 4.6734 | 3.9861 | 3.7828
2035-04-25 | 3.6895 | 3.6512 | 3.6336 | 3.6037 | 3.6179 | 3.9841 | 4.236 | 4.3563 | 4.4732 | 4.1391 | 4.0752 | 3.9774 | 3.994 | 3.8741 | 4.1675 | 4.6491 | 4.9537 | 5.2537 | 5.5526 | 5.5967 | 5.2404 | 4.7374 | 4.1119 | 3.8417
2035-04-26 | 3.8239 | 3.6944 | 3.8187 | 3.8738 | 4.0114 | 4.5011 | 4.6622 | 4.7442 | 4.8927 | 4.1387 | 3.9998 | 3.9174 | 3.9381 | 3.7652 | 3.8117 | 4.2407 | 4.6254 | 5.3995 | 5.6489 | 5.6737 | 5.4372 | 4.7413 | 4.1934 | 3.8771
2035-04-27 | 3.8067 | 3.6882 | 3.674 | 3.6811 | 3.7134 | 4.082 | 4.2847 | 4.4514 | 4.668 | 4.4457 | 4.1494 | 4.2492 | 4.2925 | 4.6108 | 4.9618 | 4.8898 | 5.1347 | 5.503 | 5.939 | 5.8291 | 5.3971 | 5.0096 | 4.4916 | 4.1627
2035-04-28 | 4.0183 | 3.8399 | 3.8025 | 3.7757 | 3.6341 | 3.8733 | 4.0497 | 4.2473 | 4.4778 | 4.2199 | 4.5725 | 4.7145 | 4.6439 | 4.547 | 4.4643 | 4.6313 | 5.0412 | 5.2474 | 5.4054 | 5.2261 | 5.1331 | 4.802 | 4.577 | 4.2272
2035-04-29 | 4.0305 | 3.905 | 3.7757 | 3.6543 | 3.777 | 3.9135 | 3.9644 | 4.3302 | 4.4908 | 4.3715 | 4.4155 | 4.438 | 4.8121 | 4.4994 | 4.7493 | 4.9885 | 5.3484 | 5.5875 | 5.7012 | 5.656 | 5.3674 | 4.8771 | 4.6462 | 4.0645
2035-04-30 | 3.9657 | 4.0009 | 4.025 | 4.0265 | 4.031 | 4.1221 | 4.7469 | 4.9519 | 4.9456 | 4.5258 | 4.4668 | 4.761 | 4.6303 | 4.4122 | 4.2838 | 5.2553 | 5.4791 | 5.5235 | 5.608 | 5.5166 | 5.1412 | 4.6831 | 4.2862 | 3.9699
2035-05-01 | 3.6439 | 3.524 | 3.4668 | 3.3953 | 3.4419 | 3.7001 | 3.9392 | 3.9678 | 4.1405 | 3.9773 | 4.0193 | 3.9106 | 3.7796 | 3.9909 | 4.2536 | 4.4488 | 4.6796 | 5.2033 | 5.3879 | 5.3833 | 4.7622 | 4.2799 | 3.8793 | 3.5304
2035-05-02 | 3.436 | 3.3371 | 3.2893 | 3.3031 | 3.3945 | 3.7368 | 3.9763 | 4.0191 | 4.2914 | 4.4069 | 4.2996 | 4.2427 | 4.0639 | 3.8117 | 3.8966 | 4.1062 | 4.21 | 4.5236 | 4.9359 | 5.123 | 4.7897 | 4.3472 | 3.8442 | 3.6054
2035-05-03 | 3.5123 | 3.4242 | 3.4446 | 3.3606 | 3.3977 | 3.803 | 3.8416 | 3.9893 | 4.1221 | 3.9833 | 4.0108 | 4.2003 | 4.4476 | 4.1362 | 4.4662 | 4.7144 | 4.8296 | 4.8564 | 5.0263 | 5.1249 | 4.7667 | 4.4147 | 3.968 | 3.6383
2035-05-04 | 3.5904 | 3.3936 | 3.3888 | 3.4786 | 3.5668 | 3.8347 | 4.1502 | 4.1593 | 4.2314 | 4.1798 | 4.093 | 3.8928 | 3.8227 | 3.7261 | 3.7423 | 4.2359 | 4.6651 | 4.9068 | 5.1569 | 5.1407 | 4.9425 | 4.6934 | 4.1139 | 3.8348
2035-05-05 | 3.6835 | 3.5799 | 3.6559 | 3.6657 | 3.7299 | 4.0245 | 4.0528 | 4.1033 | 4.1381 | 4.4377 | 4.2513 | 4.1521 | 4.2374 | 4.1069 | 4.2501 | 4.4368 | 4.5056 | 4.4129 | 4.5867 | 4.4894 | 4.2399 | 4.1809 | 3.821 | 3.5041
2035-05-06 | 3.418 | 3.3722 | 3.3086 | 3.2776 | 3.2987 | 3.6535 | 3.7111 | 3.814 | 3.8785 | 3.7343 | 3.533 | 3.5135 | 3.4348 | 3.3739 | 3.5155 | 3.6371 | 3.7441 | 4.0055 | 4.2154 | 4.3342 | 4.161 | 3.9568 | 3.6476 | 3.4641
2035-05-07 | 3.337 | 3.2559 | 3.2513 | 3.2214 | 3.2795 | 3.5499 | 3.8952 | 3.9839 | 3.9267 | 3.7283 | 3.8137 | 3.8586 | 3.7149 | 3.5913 | 3.6811 | 3.7691 | 3.9339 | 4.2676 | 4.5078 | 4.6799 | 4.5751 | 4.2015 | 3.6509 | 3.3157
2035-05-08 | 3.2669 | 3.1825 | 3.1677 | 3.1876 | 3.216 | 3.5829 | 3.7487 | 4.008 | 4.1005 | 4.0366 | 4.0733 | 4.1797 | 4.1623 | 3.8536 | 4.0672 | 4.6268 | 4.7113 | 4.7001 | 5.0128 | 5.0542 | 4.615 | 4.3197 | 3.86 | 3.5779
2035-05-09 | 3.4581 | 3.3222 | 3.3967 | 3.4428 | 3.559 | 4.0078 | 4.1318 | 4.1913 | 4.2546 | 4.1596 | 4.3099 | 4.8287 | 4.5243 | 4.1607 | 4.6108 | 5.0912 | 5.1655 | 5.1245 | 5.2556 | 5.4735 | 5.2646 | 4.7824 | 4.2452 | 3.6174
2035-05-10 | 3.5908 | 3.4241 | 3.4558 | 3.46 | 3.5613 | 3.9064 | 4.1317 | 4.2053 | 4.1321 | 4.0272 | 4.1309 | 4.211 | 4.0287 | 3.8528 | 3.9437 | 3.9948 | 4.2558 | 4.5885 | 4.8458 | 4.9038 | 4.7506 | 4.4511 | 4.1503 | 3.7485
2035-05-11 | 3.6613 | 3.5101 | 3.6109 | 3.5529 | 3.6177 | 3.9152 | 4.1213 | 4.2157 | 4.2926 | 4.0422 | 4.1248 | 4.0875 | 3.9639 | 3.9851 | 4.0201 | 4.1463 | 4.5234 | 4.8247 | 4.9651 | 4.934 | 4.6596 | 4.4702 | 3.8796 | 3.6613
2035-05-12 | 3.546 | 3.5449 | 3.5787 | 3.5459 | 3.5375 | 3.7123 | 3.8972 | 4.0008 | 4.207 | 4.0992 | 3.9398 | 4.228 | 4.6739 | 4.4055 | 4.4992 | 4.5901 | 4.6925 | 5.0256 | 4.966 | 4.9597 | 4.7746 | 4.6114 | 4.2441 | 3.92
2035-05-13 | 3.807 | 3.6829 | 3.6352 | 3.5767 | 3.6538 | 3.6697 | 3.7923 | 4.104 | 4.3088 | 4.0318 | 4.2286 | 4.4788 | 4.2423 | 4.2345 | 4.313 | 4.5522 | 4.5465 | 4.928 | 5.1654 | 5.3285 | 5.1634 | 4.674 | 4.2421 | 3.9348
2035-05-14 | 3.8534 | 3.7606 | 3.7744 | 3.777 | 3.8815 | 4.1302 | 4.3657 | 4.4885 | 4.9466 | 4.8535 | 4.5896 | 4.7837 | 4.5592 | 4.5792 | 4.6339 | 4.9299 | 5.7381 | 5.8633 | 5.8153 | 5.6452 | 5.6425 | 5.1277 | 4.6015 | 4.099
2035-05-15 | 4.2255 | 4.2527 | 4.2212 | 4.2314 | 4.2156 | 4.6104 | 4.8049 | 5.0724 | 5.4541 | 5.3108 | 5.2816 | 5.4474 | 4.9488 | 5.0718 | 5.3444 | 5.3467 | 5.5415 | 5.9019 | 6.0743 | 6.1974 | 6.0734 | 5.5649 | 4.8487 | 4.3367
2035-05-16 | 3.8995 | 3.7829 | 3.779 | 3.7629 | 3.9116 | 4.2064 | 4.3735 | 4.5667 | 5.1506 | 5.0278 | 4.9272 | 4.8351 | 4.8506 | 4.8817 | 4.7686 | 5.1183 | 5.1852 | 5.7313 | 5.587 | 5.8294 | 5.8224 | 5.3563 | 4.5725 | 4.2464
2035-05-17 | 4.1494 | 3.9869 | 3.9448 | 4.0538 | 4.0697 | 4.3936 | 4.7148 | 4.9796 | 5.1489 | 4.8493 | 4.8621 | 4.8155 | 4.694 | 4.5813 | 4.8713 | 5.1126 | 5.439 | 5.8573 | 5.8071 | 5.7204 | 5.5062 | 5.1448 | 4.6586 | 4.2853
2035-05-18 | 4.1239 | 4.0231 | 3.9835 | 4.144 | 4.123 | 4.5113 | 4.7677 | 5.0552 | 5.1396 | 5.1155 | 5.1079 | 4.9354 | 4.8316 | 4.7853 | 5.092 | 5.4382 | 5.635 | 5.7087 | 5.6804 | 5.711 | 5.5502 | 5.3841 | 4.8986 | 4.3874
2035-05-19 | 4.1481 | 3.9901 | 4.0501 | 4.0524 | 4.091 | 4.3943 | 4.451 | 4.533 | 5.1935 | 4.9955 | 4.8997 | 4.7663 | 4.6861 | 4.4584 | 4.6008 | 4.8249 | 5.0332 | 5.3002 | 5.4249 | 5.5405 | 5.3995 | 5.1311 | 4.7069 | 4.2252
2035-05-20 | 4.091 | 3.9423 | 3.9105 | 3.8972 | 3.9433 | 4.1454 | 4.1475 | 4.3589 | 4.9715 | 4.7849 | 4.8995 | 4.8913 | 4.7267 | 4.6283 | 4.7857 | 5.0554 | 5.3053 | 5.3288 | 5.5276 | 5.467 | 5.3928 | 5.095 | 4.6496 | 4.141
2035-05-21 | 3.9954 | 4.0861 | 3.9336 | 3.892 | 3.9311 | 4.1644 | 4.4742 | 4.5879 | 5.109 | 5.1182 | 4.8265 | 4.9681 | 4.6898 | 4.7016 | 4.909 | 5.142 | 5.2611 | 5.6999 | 5.8029 | 5.7714 | 5.7875 | 5.3455 | 4.9696 | 4.4173
2035-05-22 | 4.1733 | 3.9258 | 3.9056 | 3.8697 | 3.8396 | 4.1789 | 4.6613 | 4.8548 | 5.2709 | 5.0598 | 4.8358 | 4.94 | 4.7709 | 4.8283 | 4.9398 | 5.2109 | 5.2919 | 5.593 | 5.6945 | 5.6849 | 5.6213 | 4.9474 | 4.3889 | 4.0723
2035-05-23 | 3.9804 | 3.8953 | 4.022 | 3.8509 | 4.0372 | 4.3289 | 4.5229 | 4.6004 | 4.6507 | 4.5081 | 4.5432 | 4.64 | 4.2495 | 4.3632 | 4.7058 | 4.7488 | 4.9543 | 5.361 | 5.4443 | 5.5807 | 5.4841 | 5.231 | 4.6426 | 4.327
2035-05-24 | 4.1951 | 4.0809 | 4.0624 | 4.1414 | 4.205 | 4.5039 | 4.6677 | 4.8835 | 5.0136 | 5.096 | 5.115 | 4.9844 | 4.8984 | 4.8543 | 5.2887 | 5.254 | 5.2507 | 5.528 | 5.6396 | 5.6612 | 5.4335 | 5.1798 | 4.5972 | 4.1812
2035-05-25 | 4.0716 | 3.9272 | 3.8903 | 3.9429 | 4.1075 | 4.3938 | 4.5949 | 4.6706 | 4.9022 | 4.7599 | 4.853 | 4.781 | 4.6124 | 4.6 | 4.6087 | 4.799 | 5.0483 | 5.5771 | 5.515 | 5.7802 | 5.5151 | 5.2895 | 4.8526 | 4.4197
2035-05-26 | 4.2001 | 4.0821 | 4.1224 | 4.1534 | 4.0785 | 4.3051 | 4.0334 | 4.1991 | 4.701 | 4.6991 | 4.453 | 4.6707 | 4.404 | 4.3187 | 4.2784 | 4.4799 | 4.7084 | 5.0777 | 5.0977 | 5.0037 | 4.8009 | 4.7053 | 4.3424 | 4.0154
2035-05-27 | 3.8911 | 3.8738 | 3.8766 | 3.8095 | 3.9071 | 4.0108 | 4.0921 | 4.1119 | 4.5907 | 4.5745 | 4.5282 | 4.4789 | 4.5006 | 4.514 | 4.5628 | 4.8443 | 5.0413 | 5.3845 | 5.4377 | 5.3766 | 4.9646 | 4.8142 | 4.5682 | 4.1654
2035-05-28 | 4.0557 | 3.9578 | 3.9034 | 3.8761 | 3.8581 | 3.9984 | 4.1006 | 4.2533 | 4.4383 | 4.4965 | 4.7914 | 4.5668 | 4.4411 | 4.3908 | 4.4911 | 4.6207 | 4.8631 | 5.0251 | 5.0948 | 5.1691 | 5.172 | 4.8663 | 4.5408 | 4.2078
2035-05-29 | 4.1219 | 4.0868 | 4.0285 | 3.9952 | 4.069 | 4.2736 | 4.3619 | 4.516 | 4.9613 | 4.9631 | 4.9047 | 4.9531 | 5.1545 | 5.1237 | 5.2266 | 5.318 | 5.4769 | 5.6651 | 5.4568 | 5.5934 | 5.2745 | 4.9942 | 4.4245 | 4.0527
2035-05-30 | 3.9129 | 3.8312 | 3.8965 | 3.9334 | 3.7595 | 4.0893 | 4.428 | 4.338 | 4.5654 | 4.69 | 4.4837 | 4.5371 | 4.4684 | 4.3995 | 4.6743 | 4.7495 | 5.0261 | 5.2799 | 5.3868 | 5.4459 | 5.3768 | 5.0148 | 4.3156 | 4.0577
2035-05-31 | 4.0047 | 3.8045 | 3.7995 | 3.8096 | 3.648 | 4.0537 | 4.2456 | 4.4932 | 4.6401 | 4.5681 | 4.6986 | 4.7079 | 4.7367 | 4.4417 | 4.5974 | 5.0054 | 5.1325 | 5.3402 | 5.5618 | 5.6657 | 5.6436 | 5.0641 | 4.5742 | 4.0432
2035-06-01 | 3.7413 | 3.6171 | 3.5527 | 3.5938 | 3.7314 | 4.1539 | 4.6007 | 4.4905 | 4.7338 | 4.6665 | 4.599 | 4.6406 | 4.4172 | 4.2429 | 4.4529 | 4.8174 | 4.7622 | 5.1045 | 4.9092 | 4.8485 | 4.8023 | 4.7975 | 4.2714 | 3.9997
2035-06-02 | 3.8657 | 3.7501 | 3.69 | 3.6752 | 3.7474 | 4.0556 | 4.0275 | 4.1466 | 4.5171 | 4.3123 | 4.1862 | 4.3074 | 4.1379 | 3.955 | 4.2273 | 4.4313 | 4.6428 | 4.9635 | 5.1961 | 5.0877 | 5.0061 | 4.7508 | 4.4292 | 4.0327
2035-06-03 | 3.8146 | 3.6788 | 3.6196 | 3.7023 | 3.767 | 3.8628 | 3.9874 | 3.9758 | 4.4963 | 4.3728 | 4.2166 | 4.1141 | 4.3012 | 4.1748 | 4.3333 | 4.3918 | 4.5695 | 4.8845 | 4.8511 | 4.9776 | 4.8281 | 4.6846 | 4.1694 | 3.8925
2035-06-04 | 3.7593 | 3.74 | 3.644 | 3.786 | 3.804 | 4.0516 | 4.0995 | 4.1372 | 4.3496 | 4.4627 | 4.6295 | 4.3662 | 4.5264 | 4.5143 | 4.7702 | 4.8899 | 4.9277 | 5.1348 | 5.3124 | 5.3741 | 5.2193 | 4.705 | 4.3324 | 3.9695
2035-06-05 | 3.846 | 3.7436 | 3.7184 | 3.6797 | 3.7745 | 4.121 | 4.446 | 4.2384 | 4.2942 | 4.5338 | 4.6527 | 4.6351 | 4.5893 | 4.5992 | 4.7412 | 4.8352 | 4.8685 | 5.2505 | 5.2503 | 5.2943 | 5.1739 | 4.803 | 4.4133 | 4.0388
2035-06-06 | 3.9247 | 3.8438 | 3.8768 | 3.922 | 3.9385 | 4.1564 | 4.1683 | 4.2094 | 4.6394 | 4.6641 | 4.4883 | 4.4015 | 4.5557 | 4.7016 | 4.5896 | 4.8576 | 4.9351 | 5.2669 | 5.3527 | 5.4833 | 5.5006 | 5.1872 | 4.8158 | 4.4498
2035-06-07 | 4.2205 | 4.1142 | 4.0359 | 4.0034 | 4.1101 | 4.3287 | 4.3707 | 4.5206 | 4.7235 | 4.7004 | 4.4243 | 4.5129 | 4.1716 | 4.1878 | 4.2795 | 4.6524 | 4.7815 | 5.0707 | 5.207 | 5.1672 | 5.1608 | 4.7964 | 4.4401 | 4.0633
2035-06-08 | 3.9143 | 3.8692 | 3.8636 | 3.8149 | 3.94 | 4.1777 | 4.2691 | 4.4009 | 4.6236 | 4.5269 | 4.5083 | 4.382 | 4.2529 | 4.1741 | 4.369 | 4.6551 | 4.7261 | 5.0175 | 5.3135 | 5.402 | 5.1806 | 4.9794 | 4.5848 | 4.3085
2035-06-09 | 4.1109 | 3.78 | 3.7804 | 3.7586 | 3.908 | 4.0567 | 4.1743 | 4.3247 | 4.6309 | 4.5805 | 4.4772 | 4.627 | 4.2391 | 4.1394 | 4.4707 | 4.7455 | 4.8239 | 5.3225 | 5.1195 | 5.1726 | 5.0706 | 4.8691 | 4.4981 | 4.0576
2035-06-10 | 3.9275 | 3.8363 | 3.8397 | 3.8447 | 3.8953 | 4.007 | 4.1411 | 4.2916 | 4.5225 | 4.4617 | 4.5229 | 4.466 | 4.5156 | 4.5342 | 4.5384 | 4.6604 | 4.5978 | 4.9488 | 5.2863 | 5.312 | 5.2812 | 4.9155 | 4.6274 | 4.1698
2035-06-11 | 4.0289 | 3.8162 | 3.815 | 3.9085 | 3.9589 | 4.1488 | 4.2046 | 4.5778 | 5.0179 | 4.7999 | 4.922 | 4.706 | 4.6868 | 4.6425 | 4.8697 | 5.042 | 5.1974 | 5.4905 | 5.544 | 5.492 | 5.4464 | 5.1578 | 4.7996 | 4.2304
2035-06-12 | 3.8994 | 3.8033 | 3.7372 | 3.7813 | 3.871 | 4.0153 | 4.1412 | 4.2768 | 4.7378 | 4.4913 | 4.4326 | 4.3634 | 4.2852 | 4.1206 | 4.3288 | 4.646 | 4.8106 | 5.1995 | 5.437 | 5.5046 | 5.3982 | 5.0687 | 4.5343 | 4.1931
2035-06-13 | 4.0829 | 3.8794 | 3.8666 | 3.8652 | 3.8725 | 4.1998 | 4.1392 | 4.3608 | 4.6015 | 4.7298 | 4.8505 | 4.8041 | 4.5782 | 4.5983 | 4.5842 | 4.9577 | 5.0286 | 5.3594 | 5.4267 | 5.5 | 5.4697 | 5.1906 | 4.7576 | 4.3887
2035-06-14 | 4.2658 | 4.2284 | 4.0891 | 3.9813 | 4.0233 | 4.2966 | 4.2563 | 4.3829 | 4.4827 | 4.2866 | 4.4237 | 4.4117 | 4.4598 | 4.3053 | 4.4204 | 4.5576 | 4.73 | 4.9958 | 5.1017 | 5.1771 | 5.0288 | 4.7 | 4.265 | 4.0403
2035-06-15 | 3.8535 | 3.7375 | 3.7681 | 3.7563 | 3.8192 | 3.9337 | 3.9505 | 4.1368 | 4.5034 | 4.6614 | 4.7011 | 4.8066 | 4.7248 | 4.4814 | 4.6597 | 4.9532 | 4.9864 | 5.3081 | 5.3446 | 5.3012 | 5.0489 | 4.8502 | 4.4473 | 4.1243
2035-06-16 | 3.9872 | 3.7795 | 3.7807 | 3.7943 | 3.8424 | 4.0371 | 4.0917 | 4.2857 | 4.2711 | 4.3304 | 4.0346 | 4.1016 | 3.8079 | 3.916 | 4.1035 | 4.2643 | 4.5439 | 4.9737 | 4.9619 | 4.9283 | 4.7058 | 4.5099 | 4.2504 | 3.9936
2035-06-17 | 3.8946 | 3.8753 | 3.8331 | 3.8573 | 3.8079 | 4.0001 | 3.8881 | 3.9618 | 4.3445 | 4.1955 | 4.3284 | 4.3728 | 4.363 | 4.4529 | 4.5451 | 4.6566 | 4.6953 | 5.016 | 5.2311 | 5.3379 | 5.2474 | 4.8424 | 4.4097 | 4.1268
2035-06-18 | 3.9844 | 3.8816 | 3.6853 | 3.7665 | 3.8838 | 3.9884 | 4.0541 | 4.154 | 4.6026 | 4.3994 | 4.4612 | 4.2531 | 3.9289 | 4.25 | 4.4059 | 4.4452 | 4.7258 | 5.0993 | 5.2304 | 5.1803 | 5.0313 | 4.6735 | 4.3809 | 4.1814
2035-06-19 | 4.4282 | 4.3418 | 4.264 | 4.2897 | 4.3425 | 4.6159 | 4.6657 | 4.8315 | 5.0683 | 5.2957 | 5.3839 | 5.3335 | 5.1443 | 4.8723 | 5.3892 | 5.5751 | 5.7457 | 5.9972 | 6.0074 | 6.0994 | 5.9477 | 5.4704 | 5.0067 | 4.6789
2035-06-20 | 4.1065 | 4.1054 | 3.9941 | 3.9354 | 4.0122 | 4.2725 | 4.3088 | 4.5953 | 4.6653 | 4.5777 | 4.5086 | 4.346 | 4.3574 | 4.3287 | 4.5375 | 4.8464 | 4.9061 | 5.3064 | 5.3923 | 5.4928 | 5.4499 | 5.0063 | 4.4789 | 4.1303
2035-06-21 | 4.0081 | 3.9069 | 3.8969 | 3.9768 | 3.9314 | 4.0321 | 4.0701 | 4.1647 | 4.8782 | 4.7308 | 4.687 | 4.8469 | 4.7676 | 4.5177 | 4.442 | 4.6841 | 4.8919 | 5.2585 | 5.4255 | 5.4867 | 5.337 | 4.9283 | 4.4493 | 4.2143
2035-06-22 | 4.122 | 4.0067 | 3.9807 | 3.9062 | 3.9076 | 4.1176 | 4.2018 | 4.3026 | 4.5479 | 4.6918 | 4.7213 | 4.9264 | 4.6198 | 4.6189 | 4.7898 | 4.9366 | 4.8776 | 5.0243 | 4.893 | 5.1461 | 4.9185 | 4.8509 | 4.464 | 4.1028
2035-06-23 | 3.8792 | 3.7774 | 3.8444 | 3.8303 | 3.7831 | 4.025 | 4.2235 | 4.2812 | 4.5627 | 4.5857 | 4.5532 | 4.5456 | 4.5986 | 4.4262 | 4.8218 | 5.0297 | 5.1827 | 5.4555 | 5.3379 | 5.4365 | 5.3149 | 5.1122 | 4.706 | 4.2964
2035-06-24 | 4.1275 | 4.1069 | 3.8875 | 3.8899 | 3.947 | 4.0116 | 4.2159 | 4.295 | 4.604 | 4.5624 | 4.551 | 4.7151 | 4.7131 | 4.6463 | 4.5886 | 4.8742 | 4.9752 | 5.1344 | 5.1898 | 5.2759 | 5.2225 | 5.0645 | 4.5965 | 4.3232
2035-06-25 | 4.1492 | 4.0746 | 4.0686 | 4.016 | 3.9377 | 4.1994 | 4.3009 | 4.4968 | 4.7696 | 4.7145 | 4.5173 | 4.7476 | 4.8185 | 4.3859 | 4.692 | 4.8549 | 5.0123 | 5.3826 | 5.4641 | 5.4602 | 5.2935 | 5.0079 | 4.6268 | 4.1872
2035-06-26 | 4.1126 | 4.0489 | 4.0091 | 4.0735 | 4.1154 | 4.3262 | 4.4181 | 4.6031 | 4.9061 | 4.8252 | 4.8094 | 4.5808 | 4.5521 | 4.6613 | 4.6473 | 4.7857 | 4.8647 | 5.3594 | 5.5157 | 5.5568 | 5.2882 | 4.9493 | 4.6821 | 4.4339
2035-06-27 | 4.2143 | 4.0916 | 4.0427 | 4.0689 | 4.0858 | 4.275 | 4.1995 | 4.471 | 4.6037 | 4.8185 | 4.7279 | 4.7267 | 4.4158 | 4.3196 | 4.5364 | 4.6589 | 4.7741 | 5.1695 | 5.1467 | 5.1444 | 5.0195 | 4.7178 | 4.3857 | 4.0226
2035-06-28 | 3.9363 | 3.8062 | 3.8514 | 3.798 | 3.8028 | 4.0901 | 4.2277 | 4.3639 | 4.6061 | 4.7763 | 4.7054 | 4.6789 | 4.71 | 4.7041 | 4.8796 | 4.7819 | 5.015 | 5.3708 | 5.4816 | 5.538 | 5.414 | 5.0101 | 4.6247 | 4.3432
2035-06-29 | 4.2388 | 4.1303 | 4.1231 | 4.0603 | 4.1802 | 4.3501 | 4.5309 | 4.5676 | 5.1017 | 5.0631 | 5.12 | 4.8992 | 4.8372 | 4.6123 | 4.777 | 4.7294 | 4.7403 | 5.1742 | 5.3528 | 5.3459 | 5.1566 | 4.948 | 4.6106 | 4.2804
2035-06-30 | 4.0506 | 4.0435 | 3.9788 | 3.9365 | 3.8961 | 4.0709 | 4.1163 | 4.2018 | 4.4446 | 4.3105 | 4.1646 | 4.1126 | 4.2028 | 4.2161 | 4.2794 | 4.5354 | 4.5148 | 4.9804 | 5.0522 | 4.9587 | 4.8634 | 4.5906 | 4.4502 | 4.225
2035-07-01 | 4.0568 | 3.9532 | 3.9397 | 3.8749 | 3.9829 | 4.1375 | 4.1285 | 4.2601 | 4.4338 | 4.4588 | 4.5339 | 4.5453 | 4.6011 | 4.4084 | 4.3592 | 4.6975 | 4.6932 | 5.0494 | 5.1756 | 5.1805 | 4.9591 | 4.7796 | 4.4105 | 4.1767
2035-07-02 | 3.9295 | 3.9134 | 3.8837 | 3.8654 | 3.9312 | 4.0527 | 4.0975 | 4.3744 | 4.6857 | 4.7259 | 4.8275 | 4.6937 | 4.84 | 4.8463 | 4.9071 | 5.161 | 5.3951 | 5.6492 | 5.6834 | 5.798 | 5.6312 | 4.9955 | 4.5066 | 4.1083
2035-07-03 | 3.9565 | 3.8774 | 3.7954 | 3.7455 | 3.8068 | 4.0238 | 4.1474 | 4.4179 | 4.6437 | 4.5117 | 4.5768 | 4.5187 | 4.5449 | 4.4151 | 4.484 | 4.7287 | 4.9249 | 5.3485 | 5.3821 | 5.532 | 5.4176 | 4.8764 | 4.6149 | 4.1868
2035-07-04 | 4.0503 | 3.9513 | 3.9669 | 4.0455 | 3.9438 | 4.1498 | 3.9464 | 4.1646 | 4.6654 | 4.7538 | 4.8776 | 4.7148 | 4.6104 | 4.5398 | 4.5721 | 4.9585 | 5.1321 | 5.5054 | 5.3775 | 5.5952 | 5.4014 | 5.0805 | 4.4667 | 4.1127
2035-07-05 | 3.9616 | 3.8519 | 3.9071 | 3.8913 | 3.9254 | 4.0865 | 4.0626 | 4.3171 | 4.5357 | 4.7014 | 4.5407 | 4.7913 | 4.7403 | 4.6966 | 4.8041 | 4.6308 | 4.8789 | 5.3564 | 5.0587 | 5.1444 | 4.934 | 4.7474 | 4.7116 | 4.1964
2035-07-06 | 4.0284 | 3.8866 | 3.9861 | 3.9942 | 4.0088 | 4.2708 | 4.3623 | 4.6508 | 4.7566 | 4.6804 | 4.8482 | 4.8015 | 4.8783 | 4.7926 | 4.8211 | 5.1025 | 5.2365 | 5.245 | 5.3818 | 5.3843 | 5.218 | 4.989 | 4.7371 | 4.3081
2035-07-07 | 4.1144 | 4.018 | 3.9952 | 3.8906 | 4.064 | 4.2121 | 4.1593 | 4.4521 | 4.79 | 4.5599 | 4.4088 | 4.4833 | 4.3617 | 4.4708 | 4.6046 | 4.7947 | 4.7983 | 5.0476 | 5.0885 | 4.9306 | 4.7786 | 4.6772 | 4.5986 | 4.2764
2035-07-08 | 4.2071 | 4.1304 | 4.0806 | 4.0692 | 4.0902 | 4.1646 | 4.2258 | 4.5727 | 4.7411 | 4.8247 | 4.5688 | 4.7248 | 4.5538 | 4.5522 | 4.6425 | 4.9253 | 5.0586 | 5.0991 | 5.1561 | 5.2244 | 5.1145 | 4.8408 | 4.394 | 4.1566
2035-07-09 | 4.0018 | 3.8971 | 3.9106 | 3.9435 | 4.0393 | 4.2611 | 4.4096 | 4.8403 | 5.213 | 4.8801 | 4.7692 | 4.7399 | 4.6963 | 4.739 | 4.7211 | 4.9243 | 5.1736 | 5.353 | 5.6099 | 5.7486 | 5.6174 | 5.2002 | 4.8482 | 4.4473
2035-07-10 | 4.288 | 4.1336 | 4.1638 | 4.1464 | 4.2348 | 4.5648 | 4.7769 | 4.9512 | 5.1499 | 4.9266 | 4.8368 | 5.0318 | 4.9572 | 4.7993 | 4.705 | 4.8961 | 5.4574 | 6.0967 | 6.077 | 6.1318 | 5.9427 | 5.6119 | 5.0623 | 4.6522
2035-07-11 | 4.3126 | 4.163 | 4.1275 | 4.0877 | 4.2601 | 4.3986 | 4.5534 | 4.7648 | 4.9731 | 4.83 | 4.715 | 4.5807 | 4.5126 | 4.6612 | 4.7491 | 5.2705 | 5.61 | 6.0232 | 6.1129 | 6.1241 | 6.0151 | 5.5756 | 5.0066 | 4.4772
2035-07-12 | 4.1882 | 4.1939 | 4.0829 | 3.962 | 3.9715 | 4.2216 | 4.2414 | 4.5513 | 4.7335 | 4.59 | 4.4645 | 4.4968 | 4.4998 | 4.48 | 4.5331 | 4.73 | 4.9971 | 5.2948 | 5.3319 | 5.5175 | 5.3226 | 4.9824 | 4.5445 | 4.2973
2035-07-13 | 4.1772 | 4.09 | 3.9829 | 3.9394 | 4.0337 | 4.1437 | 4.0752 | 4.2374 | 4.8878 | 4.6582 | 4.4191 | 4.5239 | 4.6442 | 4.5101 | 4.4803 | 4.7447 | 4.986 | 5.4476 | 5.4696 | 5.3563 | 5.1356 | 4.9092 | 4.5203 | 4.2807
2035-07-14 | 4.1481 | 3.9869 | 3.9455 | 3.9635 | 3.9579 | 4.0612 | 4.0234 | 4.2082 | 4.6763 | 4.6386 | 4.3749 | 4.4009 | 4.3546 | 4.3692 | 4.5316 | 4.5389 | 4.7419 | 5.2614 | 5.2414 | 5.235 | 5.1325 | 4.6954 | 4.3846 | 4.0584
2035-07-15 | 3.9705 | 3.8626 | 3.7863 | 3.7559 | 3.7137 | 3.7742 | 3.8045 | 4.0085 | 4.4049 | 4.2622 | 4.1691 | 4.2513 | 4.1363 | 4.1432 | 4.2163 | 4.5575 | 4.6521 | 5.2277 | 5.2917 | 5.2612 | 5.1887 | 4.8582 | 4.523 | 4.1443
2035-07-16 | 4.0341 | 3.9682 | 3.9727 | 3.9003 | 3.9218 | 4.0756 | 3.9447 | 4.283 | 4.7105 | 4.5624 | 4.5833 | 4.6467 | 4.85 | 4.7464 | 4.8718 | 4.9736 | 5.16 | 5.6363 | 5.7657 | 5.837 | 5.6282 | 5.2239 | 4.6422 | 4.2997
2035-07-17 | 4.1446 | 3.9934 | 3.9503 | 3.9412 | 3.9484 | 4.1533 | 4.1329 | 4.2636 | 4.5951 | 4.4606 | 4.349 | 4.3695 | 4.5246 | 4.4979 | 4.5857 | 4.6952 | 4.9733 | 5.42 | 5.4696 | 5.5919 | 5.3492 | 5.0138 | 4.5716 | 4.2575
2035-07-18 | 4.1158 | 4.0151 | 3.986 | 3.9544 | 4.0092 | 4.3579 | 4.3461 | 4.3505 | 5.0075 | 4.9063 | 4.7779 | 4.797 | 4.7925 | 4.5858 | 5.0788 | 5.1845 | 5.3525 | 5.6288 | 5.8535 | 5.9743 | 5.8292 | 5.2426 | 4.7605 | 4.2849
2035-07-19 | 4.1538 | 4.1157 | 4.0383 | 3.9482 | 4.0232 | 4.195 | 4.1269 | 4.3377 | 4.5825 | 4.5231 | 4.2959 | 4.3965 | 4.3421 | 4.2626 | 4.3785 | 4.6592 | 5.0188 | 5.3538 | 5.4044 | 5.4919 | 5.3689 | 5.0576 | 4.586 | 4.2765
2035-07-20 | 4.2328 | 4.1304 | 4.1315 | 4.0646 | 4.2724 | 4.5525 | 4.6403 | 4.8106 | 5.162 | 5.0624 | 5.1506 | 5.1355 | 5.2494 | 5.2043 | 5.2222 | 5.2669 | 5.3585 | 5.86 | 5.6791 | 5.6478 | 5.3089 | 5.0197 | 4.4212 | 4.2465
2035-07-21 | 4.1194 | 4.0274 | 3.9895 | 3.9985 | 4.0243 | 4.1029 | 4.0963 | 4.2111 | 4.3814 | 4.3781 | 4.3471 | 4.3904 | 4.3676 | 4.2484 | 4.2574 | 4.5638 | 4.6884 | 5.0756 | 5.1255 | 5.211 | 5.0664 | 4.831 | 4.4384 | 4.2549
2035-07-22 | 4.0526 | 3.9967 | 3.91 | 3.8859 | 3.914 | 4.1044 | 4.0638 | 4.4784 | 4.8218 | 4.8845 | 4.6367 | 4.6033 | 4.5166 | 4.3685 | 4.3914 | 4.5967 | 4.8066 | 5.3206 | 5.4036 | 5.5594 | 5.6434 | 5.1971 | 4.7554 | 4.3376
2035-07-23 | 4.2094 | 4.1166 | 4.0716 | 3.976 | 3.9368 | 4.2266 | 4.2613 | 4.4991 | 4.7568 | 4.6042 | 4.4513 | 4.7464 | 4.6974 | 4.4236 | 4.4848 | 4.823 | 4.9566 | 5.3202 | 5.3815 | 5.3913 | 5.3187 | 4.9667 | 4.5586 | 4.2797
2035-07-24 | 4.1261 | 4.0746 | 4.0889 | 4.0102 | 4.1245 | 4.3559 | 4.438 | 4.5637 | 4.8053 | 4.4496 | 4.5062 | 4.4572 | 4.5056 | 4.6721 | 4.8047 | 5.3369 | 5.2843 | 5.6914 | 5.7629 | 5.8733 | 5.7166 | 5.3735 | 4.8023 | 4.35
2035-07-25 | 4.1207 | 4.0497 | 3.9964 | 3.9572 | 4.0432 | 4.1935 | 4.302 | 4.4958 | 4.8225 | 4.7735 | 4.7008 | 4.8292 | 4.787 | 4.8779 | 4.961 | 5.001 | 5.3714 | 5.5462 | 5.7121 | 5.8183 | 5.8464 | 5.2337 | 4.5735 | 4.2111
2035-07-26 | 4.0576 | 4.0102 | 3.9369 | 3.9244 | 4.0088 | 4.2091 | 4.2623 | 4.3863 | 4.5317 | 4.7079 | 4.8844 | 4.9921 | 4.9697 | 4.7289 | 4.8261 | 5.2746 | 5.4112 | 5.715 | 5.8572 | 5.8076 | 5.623 | 5.2121 | 4.7605 | 4.341
2035-07-27 | 4.1634 | 4.0666 | 3.9709 | 4.0566 | 4.1292 | 4.2703 | 4.379 | 4.5563 | 4.8367 | 4.64 | 4.5728 | 4.672 | 4.5515 | 4.4351 | 4.5212 | 4.9513 | 5.0563 | 5.3006 | 5.4213 | 5.4749 | 5.2774 | 4.9064 | 4.588 | 4.2222
2035-07-28 | 4.1839 | 4.0035 | 3.9546 | 3.9181 | 3.9345 | 4.2227 | 4.3413 | 4.444 | 4.6533 | 4.7375 | 4.6254 | 4.8939 | 4.747 | 4.5176 | 4.5234 | 4.767 | 4.9683 | 5.1234 | 5.2123 | 5.3739 | 5.134 | 4.8282 | 4.5155 | 4.1877
2035-07-29 | 4.0581 | 3.9322 | 3.8665 | 3.9382 | 3.9406 | 4.0246 | 4.1156 | 4.4143 | 4.5806 | 4.4478 | 4.4258 | 4.4769 | 4.691 | 4.3349 | 4.3765 | 4.6232 | 4.822 | 5.1121 | 5.2133 | 5.5123 | 5.2778 | 4.8701 | 4.6104 | 4.2279
2035-07-30 | 4.2988 | 4.2244 | 4.15 | 4.1849 | 4.2015 | 4.4044 | 4.5924 | 4.7654 | 4.984 | 4.8778 | 5.0197 | 4.8703 | 4.9489 | 4.8011 | 4.9476 | 5.3684 | 5.6771 | 5.9686 | 6.2529 | 6.5021 | 6.3508 | 6.0083 | 5.2613 | 4.8023
2035-07-31 | 4.2891 | 3.6828 | 3.6525 | 3.9143 | 4.0976 | 4.2273 | 4.2997 | 4.732 | 5.2729 | 5.0939 | 4.6924 | 4.6685 | 4.7645 | 4.6883 | 4.6901 | 5.0002 | 5.2744 | 5.5535 | 5.6275 | 5.6901 | 5.4706 | 5.0685 | 4.596 | 4.2118
2035-08-01 | 4.1327 | 4.0324 | 4.0994 | 4.0055 | 4.1109 | 4.4258 | 4.5436 | 4.6752 | 4.8016 | 4.627 | 4.5223 | 4.6501 | 4.6284 | 4.6958 | 4.9681 | 5.2931 | 5.5213 | 5.8109 | 5.9395 | 5.9954 | 5.8534 | 5.614 | 5.1005 | 4.6131
2035-08-02 | 4.598 | 4.3484 | 4.2839 | 4.2252 | 4.1811 | 4.2683 | 4.5614 | 4.7093 | 4.8083 | 4.78 | 4.581 | 4.6098 | 4.6564 | 4.511 | 4.6474 | 4.9521 | 5.0342 | 5.4629 | 5.5433 | 5.6022 | 5.5152 | 5.2793 | 4.7829 | 4.4688
2035-08-03 | 4.3584 | 4.3148 | 4.2315 | 4.3574 | 4.3669 | 4.5963 | 4.8014 | 4.8187 | 4.9053 | 4.774 | 4.6547 | 4.6241 | 4.76 | 4.5325 | 4.7657 | 4.88 | 5.0456 | 5.2431 | 5.408 | 5.4261 | 5.2164 | 5.0439 | 4.7984 | 4.5063
2035-08-04 | 4.2851 | 4.156 | 4.12 | 4.1424 | 4.2217 | 4.4246 | 4.5028 | 4.6557 | 4.826 | 4.5684 | 4.4592 | 4.635 | 4.5252 | 4.3801 | 4.6824 | 5.0847 | 5.2154 | 5.3865 | 5.5903 | 5.671 | 5.4983 | 5.2686 | 4.9203 | 4.5025
2035-08-05 | 4.3263 | 4.2384 | 4.1555 | 4.168 | 4.1581 | 4.2931 | 4.3582 | 4.4721 | 4.6528 | 4.5913 | 4.7893 | 4.789 | 4.9249 | 4.7458 | 4.7875 | 5.4159 | 5.3894 | 5.6849 | 5.8064 | 5.8623 | 5.7735 | 5.375 | 5.0464 | 4.5874
2035-08-06 | 4.3887 | 4.2781 | 4.1028 | 4.1284 | 4.155 | 4.2686 | 4.6282 | 4.7247 | 5.0377 | 4.8906 | 4.6325 | 4.6801 | 4.6459 | 4.4087 | 4.7464 | 5.2307 | 5.379 | 5.5986 | 5.686 | 5.6887 | 5.4688 | 5.0369 | 4.701 | 4.4128
2035-08-07 | 4.2218 | 4.1625 | 4.2128 | 4.1854 | 4.2867 | 4.5078 | 4.8123 | 4.8739 | 5.0079 | 4.8456 | 4.9395 | 5.0987 | 4.9971 | 5.2086 | 5.2697 | 5.5589 | 5.6749 | 5.9479 | 6.0082 | 6.0335 | 5.8688 | 5.509 | 4.9319 | 4.5826
2035-08-08 | 4.4453 | 4.3975 | 4.2954 | 4.3264 | 4.3949 | 4.5026 | 4.7165 | 4.7165 | 4.8343 | 4.8706 | 4.88 | 4.9133 | 4.9788 | 4.9319 | 4.835 | 5.2838 | 5.3893 | 5.6023 | 5.7343 | 5.9125 | 5.8406 | 5.3778 | 4.962 | 4.6496
2035-08-09 | 4.581 | 4.544 | 4.5237 | 4.4122 | 4.3624 | 4.4916 | 4.6899 | 4.6845 | 4.7359 | 4.7015 | 4.6884 | 4.7077 | 4.6657 | 4.6009 | 4.7452 | 4.9938 | 5.3569 | 5.4652 | 5.5913 | 5.6366 | 5.3852 | 5.1588 | 4.6831 | 4.4872
2035-08-10 | 4.4631 | 4.3144 | 4.2253 | 4.2103 | 4.2115 | 4.4859 | 4.4542 | 4.705 | 5.2518 | 5.2062 | 4.8843 | 4.8986 | 4.9364 | 4.8181 | 4.8859 | 5.0358 | 5.1528 | 5.4444 | 5.455 | 5.5567 | 5.2994 | 5.0449 | 4.6609 | 4.3851
2035-08-11 | 4.3186 | 4.1574 | 4.1163 | 4.0568 | 4.1334 | 4.2093 | 4.3253 | 4.5065 | 4.6856 | 4.7408 | 4.7093 | 4.7352 | 4.7601 | 4.6272 | 4.7109 | 5.0258 | 5.1413 | 5.3122 | 5.4581 | 5.6394 | 5.3891 | 5.1424 | 4.8457 | 4.5649
2035-08-12 | 4.4253 | 4.3558 | 4.2287 | 4.3334 | 4.3035 | 4.5319 | 4.6845 | 4.6519 | 4.832 | 4.6186 | 4.7783 | 4.7873 | 4.8562 | 4.813 | 4.8264 | 5.1165 | 5.1771 | 5.4301 | 5.4509 | 5.5618 | 5.3238 | 5.0899 | 4.6354 | 4.3985
2035-08-13 | 4.3023 | 4.1858 | 4.1999 | 4.2089 | 4.2367 | 4.508 | 4.8029 | 4.8554 | 5.0288 | 4.8335 | 4.7313 | 4.6485 | 4.7385 | 4.7186 | 4.6631 | 4.9113 | 5.1569 | 5.3789 | 5.6984 | 5.7885 | 5.6128 | 5.3079 | 4.8846 | 4.5398
2035-08-14 | 4.3737 | 4.3449 | 4.3131 | 4.2509 | 4.3019 | 4.4441 | 4.5965 | 4.57 | 5.1336 | 5.0335 | 5.0724 | 5.1778 | 5.113 | 4.9415 | 5.0165 | 5.1691 | 5.3464 | 5.629 | 5.7427 | 5.8195 | 5.6601 | 5.1537 | 4.6866 | 4.4001
2035-08-15 | 4.2698 | 4.164 | 4.1352 | 4.1055 | 4.0394 | 4.4112 | 4.5662 | 4.5832 | 5.1361 | 4.9381 | 4.7263 | 4.8503 | 4.8842 | 4.7262 | 4.9188 | 5.2714 | 5.3671 | 5.6298 | 5.6285 | 5.5959 | 5.4988 | 5.2797 | 4.7546 | 4.4344
2035-08-16 | 4.3573 | 4.2543 | 4.3055 | 4.2409 | 4.3462 | 4.5929 | 4.5095 | 4.7944 | 5.1816 | 5.2722 | 5.1355 | 4.9917 | 5.0976 | 5.1594 | 5.1214 | 5.1846 | 5.3816 | 5.6337 | 5.5673 | 5.6838 | 5.5231 | 5.3121 | 4.8725 | 4.5476
2035-08-17 | 4.4094 | 4.2947 | 4.2751 | 4.1033 | 4.0923 | 4.3439 | 4.6407 | 4.6966 | 4.9041 | 4.8811 | 4.9371 | 4.8767 | 4.9581 | 4.6905 | 4.9334 | 5.0373 | 5.3446 | 5.5935 | 5.8057 | 5.7813 | 5.4102 | 5.1846 | 4.8674 | 4.4765
2035-08-18 | 4.3676 | 4.2551 | 4.2326 | 4.1533 | 4.2931 | 4.4559 | 4.6525 | 4.7889 | 5.0358 | 5.046 | 4.8647 | 4.9619 | 4.7714 | 4.8123 | 4.7655 | 5.074 | 5.154 | 5.6187 | 5.7032 | 5.6089 | 5.3184 | 5.1421 | 4.7528 | 4.4739
2035-08-19 | 4.2191 | 4.0912 | 4.0313 | 3.9021 | 4.0244 | 4.1949 | 4.2498 | 4.1691 | 4.8094 | 4.6059 | 4.487 | 4.4812 | 4.5398 | 4.5486 | 4.5118 | 5.0213 | 5.0606 | 5.4597 | 5.6188 | 5.6357 | 5.4559 | 5.0513 | 4.7257 | 4.3556
2035-08-20 | 4.2805 | 4.1912 | 4.0971 | 4.0386 | 4.1321 | 4.4309 | 4.6208 | 4.4794 | 4.993 | 5.0551 | 4.8448 | 4.7873 | 4.7666 | 4.8485 | 4.8396 | 4.9467 | 5.256 | 5.6302 | 5.7193 | 5.7487 | 5.4204 | 5.0655 | 4.7447 | 4.3938
2035-08-21 | 4.2352 | 4.1231 | 4.0919 | 4.0361 | 4.083 | 4.3003 | 4.6702 | 4.7591 | 4.9735 | 4.7807 | 4.7485 | 4.8096 | 4.6693 | 4.7254 | 4.8437 | 4.8886 | 5.2004 | 5.4474 | 5.681 | 5.7473 | 5.5524 | 5.2534 | 4.8606 | 4.545
2035-08-22 | 4.3574 | 4.2838 | 4.1905 | 4.1239 | 4.1782 | 4.4863 | 4.7422 | 4.8567 | 5.0109 | 4.9098 | 4.7557 | 4.8075 | 4.8593 | 4.6652 | 4.8877 | 5.4638 | 5.6113 | 5.7785 | 5.8731 | 5.9158 | 5.5686 | 5.292 | 4.7803 | 4.6006
2035-08-23 | 4.5196 | 4.3667 | 4.3892 | 4.2338 | 4.2435 | 4.5626 | 4.8868 | 4.7663 | 5.0026 | 4.879 | 4.8892 | 5.044 | 5.0225 | 4.8129 | 4.8379 | 5.0214 | 5.2634 | 5.4376 | 5.6838 | 5.7223 | 5.5272 | 5.1964 | 4.865 | 4.5184
2035-08-24 | 4.3986 | 4.2835 | 4.2414 | 4.1349 | 4.1505 | 4.4223 | 4.8172 | 4.927 | 5.1564 | 5.2511 | 5.1429 | 5.0631 | 5.0772 | 4.9627 | 5.2766 | 5.4899 | 5.5702 | 5.8419 | 5.8249 | 5.7731 | 5.5434 | 5.2017 | 4.8822 | 4.5443
2035-08-25 | 4.3934 | 4.3146 | 4.2376 | 4.1989 | 4.1625 | 4.2955 | 4.5222 | 4.6898 | 4.9294 | 4.8928 | 4.7433 | 4.8224 | 4.7794 | 4.5708 | 4.8412 | 5.2326 | 5.3603 | 5.5822 | 5.4867 | 5.5477 | 5.3414 | 5.171 | 4.853 | 4.4563
2035-08-26 | 4.2955 | 4.1454 | 4.1591 | 4.0601 | 4.0937 | 4.3792 | 4.5196 | 4.7292 | 5.0901 | 4.9723 | 4.8894 | 4.897 | 4.781 | 4.904 | 4.9328 | 5.0322 | 5.1424 | 5.5923 | 5.7058 | 5.8584 | 5.6816 | 5.3724 | 4.9875 | 4.6392
2035-08-27 | 4.4709 | 4.3025 | 4.2459 | 4.1382 | 4.2139 | 4.4613 | 4.9019 | 5.139 | 5.3123 | 5.0603 | 4.876 | 4.8778 | 4.7698 | 4.7693 | 4.5886 | 4.982 | 5.0548 | 5.4724 | 5.6464 | 5.7732 | 5.4082 | 5.1455 | 4.7024 | 4.417
2035-08-28 | 4.4963 | 4.4137 | 4.3783 | 4.3414 | 4.5537 | 4.8568 | 5.2264 | 5.1859 | 5.3217 | 5.287 | 5.5001 | 5.3314 | 5.395 | 5.224 | 5.3957 | 5.644 | 5.8857 | 6.2382 | 6.2499 | 6.3937 | 6.0257 | 5.6812 | 5.2065 | 4.8844
2035-08-29 | 4.4402 | 4.3898 | 4.3554 | 4.3216 | 4.2431 | 4.5606 | 4.7719 | 4.8338 | 5.0979 | 4.8545 | 4.6856 | 4.7128 | 4.8631 | 4.5792 | 4.6848 | 4.932 | 5.1526 | 5.5338 | 5.6115 | 5.6438 | 5.2891 | 4.9667 | 4.6545 | 4.3567
2035-08-30 | 4.4066 | 4.3528 | 4.351 | 4.2817 | 4.3373 | 4.4035 | 4.6392 | 4.5235 | 4.6521 | 5.1653 | 5.1198 | 5.0651 | 4.9272 | 4.8397 | 4.9076 | 5.2938 | 5.5145 | 5.5295 | 5.5066 | 5.6121 | 5.5494 | 5.2787 | 4.8326 | 4.5282
2035-08-31 | 4.3913 | 4.3033 | 4.2133 | 4.1849 | 4.3122 | 4.5225 | 4.6069 | 4.64 | 4.7073 | 4.7304 | 4.6627 | 4.5902 | 4.5601 | 4.8676 | 5.1609 | 5.0377 | 5.2022 | 5.5786 | 5.5526 | 5.4544 | 5.3514 | 5.2419 | 4.8054 | 4.4277
2035-09-01 | 4.3445 | 4.2322 | 4.2431 | 4.2274 | 4.2923 | 4.4855 | 4.5234 | 4.6003 | 4.8394 | 4.7394 | 4.64 | 4.7319 | 4.7706 | 4.4259 | 4.5476 | 4.7522 | 4.8788 | 5.6905 | 5.6601 | 5.5783 | 5.4057 | 5.0547 | 4.7028 | 4.4735
2035-09-02 | 4.3317 | 4.2413 | 4.3133 | 4.2491 | 4.3334 | 4.5607 | 4.7084 | 4.8282 | 5.1187 | 5.0457 | 4.8587 | 4.9409 | 4.8795 | 4.7512 | 4.8094 | 4.7628 | 5.1174 | 5.527 | 5.7124 | 5.6303 | 5.2094 | 5.0189 | 4.6756 | 4.4246
2035-09-03 | 4.2397 | 4.168 | 4.1258 | 4.1927 | 4.244 | 4.4632 | 4.611 | 4.7483 | 4.9387 | 4.7675 | 4.7653 | 4.7785 | 4.7327 | 4.7811 | 4.958 | 5.2007 | 5.3764 | 5.6525 | 5.6035 | 5.6208 | 5.3476 | 5.1103 | 4.7106 | 4.459
2035-09-04 | 4.2339 | 4.153 | 4.1297 | 3.9657 | 3.9852 | 4.1754 | 4.2278 | 4.3206 | 4.4375 | 4.6773 | 4.8574 | 4.7742 | 4.742 | 4.5295 | 4.7802 | 4.7857 | 5.1106 | 5.6338 | 5.7685 | 5.8734 | 5.4215 | 5.128 | 4.6618 | 4.4906
2035-09-05 | 4.3461 | 4.2208 | 4.1814 | 4.1373 | 4.1948 | 4.4856 | 4.7829 | 4.9143 | 5.0168 | 5.1007 | 5.0268 | 5.2413 | 5.3383 | 5.1213 | 5.3038 | 5.1263 | 5.4538 | 5.769 | 5.9108 | 5.6314 | 5.1927 | 5.1621 | 4.7863 | 4.4771
2035-09-06 | 4.321 | 4.2601 | 4.2102 | 4.1827 | 4.168 | 4.4551 | 4.7378 | 4.9232 | 5.0682 | 4.9394 | 4.7977 | 4.8742 | 4.8757 | 4.7037 | 4.8537 | 5.1124 | 5.3624 | 5.7044 | 5.7101 | 5.9627 | 5.812 | 5.45 | 4.9083 | 4.5276
2035-09-07 | 4.4032 | 4.2334 | 4.261 | 4.1624 | 4.2188 | 4.4718 | 4.9088 | 4.8839 | 5.1499 | 5.158 | 5.0282 | 5.0256 | 5.3767 | 5.2041 | 5.1531 | 5.1958 | 5.3734 | 5.6747 | 5.6496 | 5.4977 | 5.2588 | 4.9464 | 4.6589 | 4.3521
2035-09-08 | 4.2846 | 4.1586 | 4.1259 | 4.0905 | 4.1394 | 4.3237 | 4.4962 | 4.586 | 4.7144 | 4.6987 | 4.778 | 4.7623 | 4.6035 | 4.4901 | 4.6558 | 4.623 | 4.9184 | 5.2419 | 5.358 | 5.3378 | 5.1435 | 4.8173 | 4.6486 | 4.335
2035-09-09 | 4.2279 | 4.1446 | 4.1045 | 4.0365 | 4.1073 | 4.2585 | 4.4498 | 4.6207 | 4.6955 | 4.6682 | 4.6226 | 4.7183 | 4.7621 | 4.6505 | 4.6442 | 5.0309 | 5.101 | 5.2586 | 5.4083 | 5.4738 | 5.1775 | 4.9154 | 4.4957 | 4.246
2035-09-10 | 4.1386 | 4.0914 | 3.947 | 3.9279 | 4.016 | 4.3004 | 4.5506 | 4.4577 | 4.7294 | 4.7359 | 4.488 | 4.762 | 4.702 | 4.7749 | 4.8477 | 5.1853 | 5.355 | 5.6669 | 5.865 | 6.0489 | 5.8341 | 5.5127 | 4.9871 | 4.6599
2035-09-11 | 4.5345 | 4.4225 | 4.4035 | 4.1776 | 4.1108 | 4.3626 | 4.6142 | 4.7434 | 4.7532 | 4.7348 | 4.7055 | 4.6848 | 4.6074 | 4.6969 | 4.5875 | 4.6851 | 4.9758 | 5.3964 | 5.6041 | 5.5566 | 5.1338 | 4.934 | 4.5511 | 4.4289
2035-09-12 | 4.42 | 4.2988 | 4.2635 | 4.2237 | 4.3174 | 4.5766 | 4.9741 | 5.0573 | 5.2414 | 5.2768 | 5.0596 | 5.3769 | 5.3102 | 5.2325 | 5.2222 | 5.3337 | 5.6209 | 5.8371 | 5.9597 | 5.9 | 5.3922 | 5.1223 | 4.6637 | 4.3551
2035-09-13 | 4.206 | 4.1882 | 4.1292 | 4.1376 | 4.207 | 4.5832 | 4.7969 | 5.1173 | 5.2444 | 5.0642 | 4.9697 | 5.0955 | 5.142 | 5.2148 | 5.268 | 5.4844 | 5.649 | 5.9644 | 6.0518 | 6.1232 | 5.97 | 5.6587 | 5.0914 | 4.8189
2035-09-14 | 4.5802 | 4.3569 | 4.3079 | 4.2308 | 4.2551 | 4.5528 | 4.7828 | 4.9093 | 5.01 | 4.9638 | 4.9901 | 5.0632 | 5.0314 | 5.1321 | 5.139 | 5.2701 | 5.3263 | 5.7982 | 5.8241 | 5.6613 | 5.4289 | 5.2546 | 4.9177 | 4.631
2035-09-15 | 4.3854 | 4.2875 | 4.2956 | 4.1323 | 4.1888 | 4.4855 | 4.6458 | 4.9161 | 5.1738 | 5.0333 | 5.1403 | 5.0978 | 5.2996 | 4.983 | 4.7972 | 5.1973 | 5.2885 | 5.5819 | 5.6261 | 5.3648 | 5.1257 | 4.8934 | 4.7063 | 4.5197
2035-09-16 | 4.3705 | 4.2803 | 4.2342 | 4.1958 | 4.2136 | 4.4231 | 4.2632 | 4.613 | 4.8895 | 4.8306 | 4.8311 | 4.8836 | 4.8662 | 4.8093 | 4.9119 | 5.1645 | 5.4244 | 5.8967 | 6.2501 | 6.0029 | 5.7154 | 5.4914 | 4.9369 | 4.6606
2035-09-17 | 4.4207 | 4.3101 | 4.2333 | 4.2011 | 4.3288 | 4.5973 | 4.8368 | 5.1672 | 5.3975 | 5.0332 | 4.9816 | 4.966 | 4.7947 | 4.8631 | 5.0716 | 5.1744 | 5.3007 | 5.7743 | 6.0034 | 6.0077 | 5.6842 | 5.3636 | 4.9244 | 4.5379
2035-09-18 | 4.4178 | 4.26 | 4.248 | 4.1701 | 4.2679 | 4.597 | 4.542 | 4.9505 | 5.1972 | 5.0276 | 5.2165 | 5.256 | 5.2067 | 5.1287 | 4.9391 | 5.177 | 5.3518 | 5.8453 | 5.9011 | 5.8457 | 5.3493 | 5.0251 | 4.8176 | 4.4619
2035-09-19 | 4.2971 | 4.0703 | 4.1023 | 4.2379 | 4.2571 | 4.4821 | 4.6448 | 4.8127 | 4.8998 | 4.8183 | 4.9782 | 4.8311 | 4.9956 | 4.8968 | 4.9769 | 5.1566 | 5.2837 | 5.657 | 5.926 | 5.9033 | 5.5619 | 5.2755 | 4.842 | 4.4924
2035-09-20 | 4.3279 | 4.19 | 4.1775 | 4.1635 | 4.2533 | 4.6235 | 4.7425 | 4.9611 | 5.4779 | 5.1733 | 4.9623 | 5.0337 | 4.9569 | 4.9515 | 5.042 | 5.2977 | 5.4699 | 5.6724 | 5.788 | 5.837 | 5.522 | 5.2145 | 4.8062 | 4.4806
2035-09-21 | 4.341 | 4.2869 | 4.1657 | 4.1912 | 4.2917 | 4.5096 | 4.5528 | 4.6293 | 4.9151 | 4.7867 | 4.7928 | 4.7552 | 4.7902 | 4.7118 | 4.7865 | 4.9736 | 4.9058 | 5.3097 | 5.4137 | 5.4896 | 5.124 | 5.0239 | 4.7039 | 4.414
2035-09-22 | 4.2328 | 4.1541 | 4.1667 | 4.1505 | 4.2836 | 4.4077 | 4.571 | 4.6927 | 4.7681 | 4.6904 | 4.5499 | 4.6351 | 4.3643 | 4.3079 | 4.4866 | 4.5435 | 4.773 | 5.2867 | 5.5639 | 5.601 | 5.3043 | 5.1561 | 4.8388 | 4.5622
2035-09-23 | 4.3762 | 4.288 | 4.2338 | 4.1848 | 4.0961 | 4.4414 | 4.4481 | 4.6213 | 4.7603 | 4.716 | 4.6648 | 4.667 | 4.7754 | 4.6064 | 4.6869 | 4.8409 | 5.2256 | 5.7264 | 5.939 | 5.8956 | 5.6786 | 5.4205 | 5.0002 | 4.6021
2035-09-24 | 4.4312 | 4.3057 | 4.3729 | 4.4204 | 4.4537 | 4.6906 | 4.9433 | 5.2516 | 5.3603 | 5.1744 | 5.2277 | 5.5257 | 5.5599 | 5.5034 | 5.4484 | 5.4504 | 5.5265 | 5.9504 | 6.1254 | 6.1359 | 5.5917 | 5.2682 | 4.7054 | 4.4132
2035-09-25 | 4.3275 | 4.2272 | 4.2415 | 4.2101 | 4.3012 | 4.5956 | 4.7072 | 4.9589 | 4.9287 | 4.9141 | 4.9006 | 4.8795 | 4.8457 | 4.7589 | 4.8204 | 5.1123 | 5.3128 | 5.7481 | 5.9745 | 5.9746 | 5.7332 | 5.4747 | 5.0225 | 4.7215
2035-09-26 | 4.4327 | 4.3406 | 4.3636 | 4.2975 | 4.3628 | 4.7026 | 4.9078 | 4.9352 | 5.2287 | 4.985 | 5.0986 | 4.9957 | 5.0709 | 4.9937 | 4.8482 | 5.054 | 5.2219 | 5.4929 | 5.7338 | 5.6775 | 5.3798 | 5.1078 | 4.8433 | 4.5185
2035-09-27 | 4.5391 | 4.363 | 4.3262 | 4.3637 | 4.3824 | 4.6561 | 4.9123 | 4.9483 | 5.0996 | 4.957 | 5.1572 | 5.3427 | 5.61 | 5.7562 | 5.767 | 6.026 | 6.2727 | 6.4469 | 6.5214 | 6.4833 | 6.1995 | 5.5654 | 5.172 | 4.9046
2035-09-28 | 4.4983 | 4.3856 | 4.2719 | 4.2583 | 4.4367 | 4.6554 | 4.982 | 4.9333 | 5.0499 | 5.1301 | 5.1534 | 5.545 | 5.3241 | 5.3097 | 5.5096 | 5.7116 | 5.8688 | 6.0128 | 6.1293 | 6.0159 | 5.7909 | 5.6468 | 5.1612 | 4.8243
2035-09-29 | 4.6918 | 4.6413 | 4.4164 | 4.3953 | 4.4544 | 4.5465 | 4.6209 | 4.8919 | 5.0292 | 5.0663 | 4.8154 | 4.7384 | 5.1161 | 5.2603 | 5.2117 | 5.1959 | 5.334 | 5.5093 | 5.5192 | 5.2199 | 5.0924 | 4.9741 | 4.7405 | 4.3501
2035-09-30 | 4.2029 | 4.2194 | 4.1096 | 4.207 | 4.2808 | 4.463 | 4.6904 | 4.8687 | 4.9737 | 5.0397 | 4.9685 | 5.0439 | 4.9894 | 4.7506 | 4.7568 | 4.9853 | 5.1935 | 5.531 | 5.7023 | 5.7152 | 5.4989 | 5.2217 | 4.814 | 4.5952
2035-10-01 | 4.3915 | 4.2468 | 4.2438 | 4.2226 | 4.1899 | 4.3924 | 4.4937 | 4.7259 | 4.7135 | 4.7393 | 4.7405 | 5.1265 | 5.1791 | 5.0229 | 4.842 | 5.0661 | 5.3023 | 5.6797 | 5.9376 | 5.6852 | 5.3939 | 5.0477 | 4.6193 | 4.3911
2035-10-02 | 4.3171 | 4.2732 | 4.3234 | 4.2587 | 4.3018 | 4.6002 | 4.6736 | 4.8086 | 4.9015 | 4.8718 | 4.8818 | 5.1834 | 4.9331 | 4.6496 | 4.8563 | 5.0801 | 5.307 | 5.7805 | 5.9191 | 5.8502 | 5.4717 | 5.4101 | 5.0493 | 4.6974
2035-10-03 | 4.5579 | 4.465 | 4.4943 | 4.4161 | 4.5016 | 4.6617 | 4.8003 | 4.9442 | 4.8753 | 4.891 | 4.8813 | 4.9943 | 4.9792 | 4.9464 | 5.0308 | 5.1984 | 5.6206 | 5.712 | 5.8519 | 5.7759 | 5.5066 | 5.2205 | 4.8457 | 4.5544
2035-10-04 | 4.5138 | 4.4683 | 4.4269 | 4.3668 | 4.4418 | 4.7009 | 4.9461 | 5.0954 | 5.1548 | 5.1036 | 5.1449 | 5.0503 | 4.8952 | 4.9253 | 5.1418 | 5.3334 | 5.6512 | 5.8663 | 6.1325 | 6.0822 | 5.9351 | 5.7131 | 5.0971 | 4.7582
2035-10-05 | 4.5113 | 4.4113 | 4.2294 | 4.1949 | 4.2124 | 4.51 | 4.7747 | 4.8317 | 4.887 | 4.9091 | 4.8112 | 4.8251 | 4.88 | 4.9515 | 4.8449 | 5.0876 | 5.3658 | 5.6456 | 5.6312 | 5.4885 | 5.2413 | 5.0461 | 4.6359 | 4.3843
2035-10-06 | 4.2654 | 4.2662 | 4.1666 | 4.1102 | 4.1457 | 4.3812 | 4.2772 | 4.5645 | 4.6088 | 4.7083 | 4.634 | 4.7711 | 4.7629 | 4.5401 | 4.6174 | 4.832 | 5.1734 | 5.4775 | 5.6106 | 5.5644 | 5.1952 | 5.0954 | 4.8038 | 4.4728
2035-10-07 | 4.2682 | 4.0912 | 4.1082 | 4.1255 | 4.0876 | 4.2452 | 4.315 | 4.4713 | 4.5694 | 4.5487 | 4.696 | 4.8568 | 4.7926 | 4.7352 | 4.9423 | 5.1457 | 5.2619 | 5.3984 | 5.3624 | 5.3867 | 5.0055 | 4.9103 | 4.579 | 4.251
2035-10-08 | 4.1014 | 4.1171 | 4.0563 | 4.0087 | 3.9216 | 4.2156 | 4.4041 | 4.4789 | 4.8503 | 4.9755 | 4.8713 | 5.0574 | 4.8837 | 4.7364 | 4.854 | 4.9056 | 5.0772 | 5.4109 | 5.7479 | 5.6274 | 5.4972 | 5.2683 | 4.8845 | 4.5542
2035-10-09 | 4.3976 | 4.3277 | 4.2301 | 4.0878 | 4.1244 | 4.3663 | 4.4954 | 4.6323 | 4.7263 | 4.6697 | 4.8477 | 4.9035 | 4.8933 | 4.8863 | 4.9166 | 4.9124 | 5.4057 | 5.7645 | 5.8046 | 5.562 | 5.2436 | 4.9901 | 4.7452 | 4.4032
2035-10-10 | 4.2213 | 4.1412 | 4.1347 | 4.1404 | 4.1866 | 4.3446 | 4.4226 | 4.9927 | 5.1025 | 5.0094 | 5.0518 | 5.0243 | 5.1321 | 5.0787 | 5.0971 | 5.1878 | 5.4835 | 5.8022 | 6.0036 | 5.9 | 5.5629 | 5.2257 | 4.9014 | 4.5338
2035-10-11 | 4.6227 | 4.5559 | 4.6271 | 4.5396 | 4.6064 | 4.9609 | 5.0964 | 5.4435 | 5.5763 | 5.502 | 5.7114 | 5.4931 | 5.2336 | 5.118 | 5.8431 | 6.0251 | 6.2722 | 6.4844 | 6.4604 | 6.4917 | 6.3226 | 6.0757 | 5.455 | 4.9865
2035-10-12 | 4.6237 | 4.4791 | 4.3766 | 4.3732 | 4.4299 | 4.6161 | 4.7316 | 4.8408 | 5.015 | 4.9595 | 4.9907 | 5.3322 | 5.0907 | 5.5 | 5.5756 | 5.619 | 5.8607 | 6.0647 | 5.8966 | 5.7205 | 5.4008 | 5.1452 | 4.8522 | 4.4611
2035-10-13 | 4.3203 | 4.1475 | 4.1466 | 4.1337 | 4.1802 | 4.372 | 4.482 | 4.7584 | 4.9673 | 4.962 | 4.9745 | 5.0921 | 4.7302 | 4.5754 | 4.7635 | 5.1543 | 5.4341 | 5.6731 | 5.6587 | 5.5973 | 5.4154 | 5.2156 | 4.8067 | 4.4918
2035-10-14 | 4.3213 | 4.1631 | 4.1328 | 4.0857 | 4.106 | 4.3184 | 4.3143 | 4.544 | 4.6889 | 4.7132 | 4.7493 | 4.8941 | 5.0151 | 4.9643 | 5.1241 | 5.2901 | 5.2857 | 5.5636 | 5.5782 | 5.5583 | 5.1928 | 4.967 | 4.6471 | 4.2912
2035-10-15 | 4.1698 | 4.1027 | 4.025 | 4.0816 | 4.2666 | 4.4646 | 4.4671 | 4.6793 | 5.0206 | 5.064 | 5.0586 | 4.9293 | 4.8416 | 4.5986 | 4.9729 | 5.0512 | 5.2996 | 5.6543 | 5.7717 | 5.6355 | 5.3321 | 5.1095 | 4.8936 | 4.4775
2035-10-16 | 4.3392 | 4.2351 | 4.1722 | 4.1719 | 4.2391 | 4.4811 | 4.7781 | 4.9647 | 5.1086 | 5.0177 | 4.9727 | 5.1293 | 5.048 | 5.1875 | 5.1826 | 5.3652 | 5.2937 | 5.5076 | 5.6876 | 5.5238 | 5.2799 | 4.9487 | 4.6395 | 4.3409
2035-10-17 | 4.244 | 4.0752 | 4.1081 | 4.1813 | 4.3083 | 4.5612 | 4.4358 | 4.7667 | 5.0382 | 4.9158 | 5.0176 | 5 | 5.1046 | 5.0256 | 4.9467 | 5.1244 | 5.3009 | 5.6065 | 5.7935 | 5.4811 | 5.2456 | 5.1298 | 4.7835 | 4.4171
2035-10-18 | 4.3873 | 4.268 | 4.2654 | 4.2068 | 4.2654 | 4.5758 | 4.4874 | 4.7838 | 5.2322 | 5.3235 | 5.6188 | 5.3831 | 5.1277 | 5.102 | 5.233 | 5.3669 | 5.4579 | 5.8062 | 5.6997 | 5.5325 | 5.3005 | 5.083 | 4.8971 | 4.5185
2035-10-19 | 4.3487 | 4.262 | 4.2008 | 4.1674 | 4.1994 | 4.3741 | 4.5447 | 4.7141 | 4.9971 | 4.9713 | 4.8134 | 5.1079 | 5.1364 | 5.1072 | 5.344 | 5.3716 | 5.5816 | 6.1055 | 6.1655 | 5.9546 | 5.6374 | 5.4479 | 5.0236 | 4.7348
2035-10-20 | 4.3527 | 4.2309 | 4.2107 | 4.2267 | 4.2661 | 4.3644 | 4.6781 | 4.6353 | 4.742 | 4.8728 | 4.8423 | 4.8464 | 4.8647 | 4.6804 | 4.9157 | 5.0751 | 5.1844 | 5.5426 | 5.4948 | 5.4139 | 5.3153 | 5.094 | 4.9276 | 4.5827
2035-10-21 | 4.5749 | 4.3977 | 4.2988 | 4.2944 | 4.3531 | 4.5408 | 4.8627 | 5.1222 | 5.1007 | 5.1548 | 5.0576 | 5.1538 | 5.2289 | 5.1705 | 5.3237 | 5.3581 | 5.7418 | 5.9809 | 6.1743 | 5.8951 | 5.7572 | 5.4664 | 5.0197 | 4.5232
2035-10-22 | 4.4487 | 4.3506 | 4.2453 | 4.1946 | 4.266 | 4.5365 | 4.8522 | 5.1168 | 5.0791 | 4.9401 | 5.0555 | 5.0191 | 5.0412 | 5.2864 | 5.3155 | 5.3744 | 5.5992 | 5.7236 | 5.8185 | 5.5258 | 5.252 | 4.9269 | 4.6658 | 4.4395
2035-10-23 | 4.379 | 4.2308 | 4.2054 | 4.1269 | 4.2697 | 4.5317 | 4.8244 | 5.0165 | 5.0396 | 4.7602 | 4.9377 | 5.0472 | 5.1005 | 5.037 | 5.3151 | 5.4772 | 5.5681 | 5.9181 | 6.1205 | 5.7566 | 5.4167 | 5.1518 | 4.7332 | 4.4756
2035-10-24 | 4.3444 | 4.2384 | 4.148 | 4.1347 | 4.224 | 4.4035 | 4.716 | 4.7132 | 5.0748 | 4.9362 | 4.9904 | 4.9428 | 5.1136 | 5.0085 | 5.3963 | 5.2915 | 5.43 | 5.6219 | 5.9625 | 5.7455 | 5.3927 | 5.0866 | 4.668 | 4.3832
2035-10-25 | 4.2898 | 4.1634 | 4.111 | 4.1315 | 4.2551 | 4.4858 | 4.8317 | 4.9252 | 5.0416 | 5.0637 | 5.1465 | 5.2916 | 5.1814 | 5.244 | 5.2658 | 5.3708 | 5.5227 | 5.895 | 5.7592 | 5.5199 | 5.3034 | 4.9261 | 4.6281 | 4.364
2035-10-26 | 4.2259 | 4.229 | 4.1994 | 4.1558 | 4.2499 | 4.4127 | 4.6892 | 4.8621 | 5.069 | 4.9619 | 4.9717 | 4.9685 | 5.0501 | 4.9162 | 5.0166 | 5.2707 | 5.5888 | 5.8119 | 5.9295 | 5.8276 | 5.5744 | 5.3649 | 5.01 | 4.696
2035-10-27 | 4.5276 | 4.3448 | 4.2369 | 4.1968 | 4.3111 | 4.6323 | 4.8712 | 5.1352 | 5.1861 | 5.0534 | 4.8919 | 4.9649 | 5.0291 | 4.7961 | 4.9404 | 5.1767 | 5.4503 | 5.6837 | 5.6553 | 5.4641 | 5.1218 | 4.9462 | 4.6779 | 4.3016
2035-10-28 | 4.2099 | 4.1085 | 4.1002 | 4.0677 | 4.0436 | 4.302 | 4.3278 | 4.513 | 4.643 | 4.8557 | 4.7071 | 4.7868 | 4.6806 | 4.4456 | 4.7118 | 4.9284 | 5.2096 | 5.5965 | 5.6898 | 5.6394 | 5.3727 | 5.0663 | 4.7165 | 4.3502
2035-10-29 | 4.196 | 4.0932 | 4.1144 | 4.0621 | 4.1502 | 4.4124 | 4.6502 | 4.8617 | 4.9486 | 4.9269 | 4.7811 | 4.9463 | 4.9734 | 4.9494 | 5.0657 | 5.3462 | 5.6255 | 5.861 | 6.0085 | 5.8979 | 5.5534 | 5.2948 | 4.8996 | 4.5247
2035-10-30 | 4.3664 | 4.1479 | 4.0602 | 4.0511 | 4.0508 | 4.2748 | 4.6639 | 4.8057 | 5.1397 | 4.9636 | 4.9059 | 4.8957 | 5.0234 | 5.13 | 4.9852 | 5.3707 | 5.6171 | 5.8916 | 5.9723 | 5.7896 | 5.4546 | 5.1335 | 4.8327 | 4.4639
2035-10-31 | 4.3514 | 4.2321 | 4.132 | 4.0878 | 4.0373 | 4.3434 | 4.6316 | 4.8042 | 4.9999 | 4.9637 | 4.8742 | 4.8487 | 4.9524 | 5.0299 | 5.0653 | 5.0144 | 5.4162 | 5.8358 | 6.0315 | 5.8594 | 5.6244 | 5.3407 | 4.8722 | 4.4856
2035-11-01 | 4.2742 | 4.1307 | 4.0625 | 4.0513 | 4.091 | 4.2547 | 4.4184 | 4.5582 | 4.6419 | 4.7297 | 4.7469 | 4.7069 | 4.6365 | 4.4986 | 4.686 | 4.8837 | 5.3179 | 5.6567 | 5.5398 | 5.2371 | 5.0324 | 4.8659 | 4.5625 | 4.3273
2035-11-02 | 4.2194 | 4.1218 | 4.0591 | 4.0821 | 4.0441 | 4.3172 | 4.4555 | 4.7427 | 4.7951 | 4.8568 | 4.7078 | 4.7465 | 4.6787 | 4.4503 | 4.7534 | 5.0519 | 5.3175 | 5.6244 | 5.646 | 5.4888 | 5.2254 | 4.9565 | 4.6684 | 4.4031
2035-11-03 | 4.2363 | 4.1605 | 4.0662 | 4.1105 | 4.1352 | 4.2844 | 4.3784 | 4.5121 | 4.7375 | 4.7893 | 4.7525 | 4.81 | 4.7651 | 4.8177 | 4.9212 | 5.2438 | 5.4299 | 5.56 | 5.6009 | 5.3302 | 5.0314 | 4.6901 | 4.5597 | 4.2103
2035-11-04 | 4.1604 | 4.0341 | 3.9725 | 3.7933 | 3.865 | 4.141 | 4.3028 | 4.5166 | 4.821 | 4.6761 | 4.7047 | 4.5494 | 4.5646 | 4.4482 | 4.652 | 4.9408 | 5.346 | 5.5654 | 5.6894 | 5.4077 | 5.1584 | 4.9644 | 4.6424 | 4.3171
2035-11-05 | 4.1169 | 3.866 | 3.837 | 3.8144 | 4.0598 | 4.2747 | 4.5636 | 4.6673 | 4.7848 | 4.7503 | 4.5751 | 4.5616 | 4.7897 | 4.7305 | 4.7219 | 5.2176 | 5.5166 | 5.8863 | 5.9801 | 5.791 | 5.3987 | 5.14 | 4.8095 | 4.4354
2035-11-06 | 4.2526 | 4.0883 | 4.0495 | 3.9994 | 4.164 | 4.4786 | 4.8004 | 4.8654 | 4.9088 | 4.932 | 4.92 | 4.8854 | 4.9347 | 4.9066 | 5.0119 | 5.3272 | 5.5774 | 5.9444 | 5.9693 | 5.7158 | 5.4943 | 5.2002 | 4.762 | 4.595
2035-11-07 | 4.4365 | 4.3534 | 4.2648 | 4.2234 | 4.2509 | 4.6056 | 4.8388 | 4.9592 | 5.0819 | 4.8312 | 4.7708 | 4.8327 | 4.8906 | 4.9033 | 4.8756 | 5.0723 | 5.5049 | 5.7938 | 5.8383 | 5.7142 | 5.4454 | 5.1525 | 4.7248 | 4.4256
2035-11-08 | 4.3418 | 4.2224 | 4.2088 | 4.2401 | 4.2451 | 4.3992 | 4.8452 | 5.2074 | 5.1774 | 4.9894 | 5.0791 | 4.7971 | 4.9035 | 4.7183 | 4.7097 | 4.5742 | 4.5227 | 4.9092 | 5.4453 | 5.5011 | 5.2304 | 5.0006 | 4.7717 | 4.554
2035-11-09 | 4.1167 | 3.8093 | 3.9043 | 3.8801 | 4.2093 | 4.5514 | 4.8038 | 5.087 | 5.0918 | 4.9768 | 4.976 | 5.0627 | 5.1185 | 4.8318 | 4.8646 | 5.2083 | 5.3874 | 5.6195 | 5.6322 | 5.418 | 5.0788 | 4.8492 | 4.5466 | 4.1956
2035-11-10 | 4.0024 | 3.9508 | 3.9478 | 3.9579 | 4.1435 | 4.1829 | 4.4966 | 4.62 | 4.904 | 4.8597 | 4.7877 | 4.7059 | 4.7852 | 4.8595 | 4.8884 | 5.0346 | 5.2919 | 5.6447 | 5.6016 | 5.2174 | 4.945 | 4.8246 | 4.534 | 4.2503
2035-11-11 | 4.1138 | 4.0352 | 3.9128 | 3.8433 | 4.0029 | 4.2107 | 4.3145 | 4.5778 | 4.7214 | 4.6577 | 4.847 | 4.7598 | 4.8477 | 4.8472 | 4.908 | 5.0907 | 5.3608 | 5.4885 | 5.5143 | 5.4006 | 5.0836 | 4.9208 | 4.6007 | 4.3707
2035-11-12 | 4.2289 | 4.1597 | 4.1233 | 3.9711 | 4.1412 | 4.2512 | 4.4346 | 4.6661 | 4.7741 | 4.6656 | 4.6722 | 4.6741 | 4.7945 | 4.8418 | 4.9984 | 5.1442 | 5.3397 | 5.6577 | 5.7861 | 5.5601 | 5.3352 | 5.0751 | 4.6158 | 4.364
2035-11-13 | 4.5367 | 4.4397 | 4.3667 | 4.5182 | 4.6993 | 4.8859 | 4.9342 | 5.1078 | 5.4472 | 5.355 | 5.1727 | 5.2509 | 5.283 | 5.3738 | 5.5633 | 5.5674 | 5.9017 | 6.3916 | 6.4975 | 6.1128 | 5.7892 | 5.3824 | 4.9937 | 4.6644
2035-11-14 | 4.1813 | 4.0906 | 4.0414 | 4.0868 | 3.9835 | 4.3231 | 4.5331 | 4.4305 | 4.8545 | 4.7015 | 4.7797 | 4.7626 | 4.9251 | 4.7085 | 4.8893 | 5.2346 | 5.4169 | 5.9129 | 6.0611 | 5.8495 | 5.6191 | 5.3602 | 4.8383 | 4.5682
2035-11-15 | 4.4395 | 4.2991 | 4.3271 | 4.1896 | 4.2701 | 4.3932 | 4.5872 | 5.1214 | 5.2809 | 5.0217 | 4.8161 | 4.7014 | 4.6555 | 4.7156 | 4.8843 | 5.1607 | 5.4169 | 5.6987 | 5.8161 | 5.5885 | 5.4332 | 5.2072 | 4.7793 | 4.4644
2035-11-16 | 4.285 | 4.186 | 4.1861 | 4.1826 | 4.2611 | 4.5722 | 4.8149 | 5.1322 | 5.0806 | 5.0192 | 4.8905 | 5.0392 | 5.2531 | 4.948 | 5.0997 | 5.3741 | 5.5464 | 5.8525 | 5.9151 | 5.6841 | 5.3212 | 5.1544 | 4.7398 | 4.4481
2035-11-17 | 4.3596 | 4.2203 | 4.2039 | 4.2091 | 4.2674 | 4.4896 | 4.6982 | 4.7299 | 5.0644 | 4.7995 | 4.8444 | 4.9001 | 4.8534 | 4.881 | 4.7844 | 4.8246 | 5.0017 | 5.3156 | 5.3521 | 5.1304 | 4.9331 | 4.7606 | 4.5309 | 4.2516
2035-11-18 | 4.1362 | 3.9546 | 4.0314 | 4.104 | 4.2026 | 4.4611 | 4.669 | 4.9736 | 5.1205 | 5.0764 | 5.0483 | 5.1672 | 5.1214 | 4.9313 | 4.9186 | 5.234 | 5.3472 | 5.5872 | 5.5984 | 5.3565 | 5.0306 | 4.7874 | 4.5646 | 4.1479
2035-11-19 | 4.0334 | 3.911 | 3.8886 | 3.9459 | 4.1283 | 4.3823 | 4.6184 | 4.9356 | 4.8618 | 4.8042 | 4.9361 | 4.8648 | 4.858 | 5.0527 | 5.3386 | 5.4146 | 5.6466 | 5.8181 | 5.9356 | 5.7649 | 5.4897 | 5.2434 | 4.6608 | 4.47
2035-11-20 | 4.2136 | 4.0228 | 4.0026 | 3.9611 | 4.1678 | 4.4882 | 4.7345 | 4.8958 | 4.9119 | 4.7696 | 4.8723 | 4.9735 | 5.0148 | 4.9856 | 5.0012 | 5.1155 | 5.3398 | 5.6453 | 5.7838 | 5.5171 | 5.2955 | 5.0594 | 4.7161 | 4.4141
2035-11-21 | 4.204 | 4.0522 | 4.0122 | 4.0833 | 4.1544 | 4.4889 | 4.8677 | 5.0322 | 5.0838 | 4.8752 | 4.8655 | 4.896 | 5.1701 | 5.1417 | 5.1782 | 5.2239 | 5.534 | 5.6586 | 5.6571 | 5.509 | 5.2648 | 4.9391 | 4.6527 | 4.4114
2035-11-22 | 4.3355 | 4.1866 | 4.1141 | 4.1121 | 4.1842 | 4.3351 | 4.6239 | 4.8116 | 4.7662 | 4.6669 | 4.7013 | 4.653 | 4.6814 | 4.788 | 4.8935 | 5.0371 | 5.235 | 5.4865 | 5.7222 | 5.5135 | 5.2633 | 5.1245 | 4.7966 | 4.6
2035-11-23 | 4.4774 | 4.3656 | 4.254 | 4.2508 | 4.3796 | 4.6028 | 4.8323 | 4.8815 | 5.2507 | 4.8577 | 4.7985 | 4.6637 | 4.8598 | 4.9379 | 4.9177 | 5.0161 | 5.1563 | 5.4302 | 5.619 | 5.3038 | 5.0742 | 4.8503 | 4.6975 | 4.4141
2035-11-24 | 4.2286 | 4.0681 | 4.0653 | 4.1172 | 4.0254 | 4.2278 | 4.4001 | 4.674 | 4.8318 | 4.7006 | 4.5566 | 4.6426 | 4.5893 | 4.6661 | 4.5607 | 4.7094 | 5.0404 | 5.3144 | 5.4391 | 5.2202 | 4.9206 | 4.5861 | 4.3743 | 4.2099
2035-11-25 | 4.1664 | 4.0289 | 3.8078 | 3.8387 | 3.8215 | 4.1517 | 4.4447 | 4.648 | 4.899 | 4.9005 | 4.8296 | 4.7882 | 4.8743 | 5.0057 | 4.8367 | 5.096 | 5.3459 | 5.669 | 5.6513 | 5.36 | 5.069 | 4.62 | 4.3553 | 4.2329
2035-11-26 | 4.0416 | 3.8874 | 3.8986 | 3.8082 | 3.8761 | 4.2903 | 4.5014 | 4.7348 | 4.7923 | 4.7566 | 4.6218 | 4.5922 | 4.5424 | 4.6226 | 4.8213 | 5.1651 | 5.4284 | 5.519 | 5.7237 | 5.6618 | 5.4072 | 5.219 | 4.6904 | 4.4327
2035-11-27 | 4.2578 | 4.0931 | 4.0809 | 4.0539 | 4.2353 | 4.3087 | 4.5746 | 4.8194 | 4.9711 | 4.9486 | 4.7688 | 4.7756 | 4.9433 | 5.0918 | 5.2041 | 5.206 | 5.4809 | 5.6417 | 5.7258 | 5.5212 | 5.2745 | 4.9574 | 4.511 | 4.184
2035-11-28 | 4.0625 | 3.9645 | 3.9166 | 4.0136 | 4.0947 | 4.1965 | 4.4362 | 4.718 | 5.0191 | 5.0586 | 5.003 | 5.1052 | 5.241 | 5.1551 | 5.3273 | 5.4156 | 5.5337 | 5.7278 | 5.7693 | 5.5521 | 5.2078 | 4.9162 | 4.6111 | 4.2321
2035-11-29 | 4.1062 | 3.9669 | 3.9999 | 3.9567 | 4.0847 | 4.2095 | 4.5378 | 4.8166 | 5.2773 | 5.2064 | 5.029 | 4.9478 | 4.9531 | 4.9984 | 5.1254 | 5.1944 | 5.5159 | 5.6135 | 5.582 | 5.2634 | 5.0927 | 4.8954 | 4.6306 | 4.2623
2035-11-30 | 4.0655 | 3.9814 | 3.9016 | 3.759 | 3.8743 | 3.9018 | 4.1589 | 4.3838 | 4.7035 | 4.6602 | 4.6426 | 4.5934 | 4.7342 | 4.7866 | 4.8744 | 5.1659 | 5.288 | 5.3619 | 5.303 | 5.0718 | 5.0066 | 4.8506 | 4.3025 | 4.1067
2035-12-01 | 4.351 | 4.2716 | 4.017 | 4.1826 | 4.2314 | 4.2759 | 4.5499 | 4.738 | 4.9776 | 4.9559 | 4.7975 | 4.7935 | 4.9164 | 4.8291 | 5.0082 | 5.2088 | 5.3697 | 5.5687 | 5.6205 | 5.4558 | 5.1553 | 4.9398 | 4.6677 | 4.5009
2035-12-02 | 3.8693 | 3.6975 | 3.6776 | 3.6979 | 3.7293 | 3.9364 | 4.2577 | 4.6523 | 4.7127 | 4.6498 | 4.3466 | 4.353 | 4.3653 | 4.2294 | 4.4513 | 4.5456 | 4.7196 | 5.1151 | 5.2275 | 5.0913 | 4.8108 | 4.5022 | 4.0987 | 3.8885
2035-12-03 | 3.7716 | 3.6196 | 3.5887 | 3.5575 | 3.6263 | 3.9401 | 4.2935 | 4.6154 | 4.7153 | 4.772 | 4.3118 | 4.3721 | 4.4346 | 4.5264 | 4.6023 | 4.7145 | 4.9832 | 5.3679 | 5.4779 | 5.2634 | 4.7389 | 4.3675 | 4.0194 | 3.7784
2035-12-04 | 3.6632 | 3.4978 | 3.4442 | 3.4448 | 3.602 | 3.9607 | 4.2243 | 4.4437 | 4.6159 | 4.5928 | 4.3875 | 4.3686 | 4.601 | 4.2613 | 4.5227 | 4.6904 | 4.827 | 5.1879 | 5.4676 | 5.4 | 5.2078 | 4.8451 | 4.2767 | 4.0161
2035-12-05 | 3.8363 | 3.7545 | 3.7213 | 3.6894 | 3.7882 | 4.1888 | 4.5484 | 4.7541 | 4.6757 | 4.6727 | 4.6653 | 4.5145 | 4.414 | 4.4531 | 4.5791 | 4.6441 | 4.9956 | 5.2683 | 5.6933 | 5.2584 | 4.8543 | 4.5078 | 4.0255 | 3.6893
2035-12-06 | 3.647 | 3.5959 | 3.5614 | 3.5343 | 3.6127 | 4.0336 | 4.342 | 4.5366 | 4.3365 | 4.2885 | 4.2892 | 4.3483 | 4.3728 | 4.2973 | 4.3155 | 4.5676 | 4.8145 | 5.2423 | 5.6051 | 5.5604 | 5.3993 | 5.0073 | 4.4933 | 4.1871
2035-12-07 | 4.046 | 3.9711 | 3.8231 | 3.7985 | 3.8883 | 4.2228 | 4.647 | 4.9327 | 4.7239 | 4.3899 | 4.3786 | 4.3992 | 4.4153 | 4.1929 | 4.3522 | 4.483 | 4.7575 | 5.0402 | 5.1819 | 4.9366 | 4.7086 | 4.4311 | 4.22 | 3.9789
2035-12-08 | 3.7654 | 3.6324 | 3.5945 | 3.5475 | 3.6188 | 3.9409 | 4.0587 | 4.3148 | 4.444 | 4.6056 | 4.4513 | 4.4892 | 4.4918 | 4.4709 | 4.6321 | 4.8336 | 4.7486 | 5.0127 | 5.1247 | 4.8809 | 4.8 | 4.5735 | 4.2929 | 4.026
2035-12-09 | 3.9175 | 3.7394 | 3.6728 | 3.7011 | 3.7983 | 4.0467 | 4.3205 | 4.5538 | 4.687 | 4.6852 | 4.6015 | 4.3483 | 4.3752 | 4.4089 | 4.454 | 4.5984 | 4.8864 | 5.1788 | 5.4008 | 4.9083 | 4.6739 | 4.3895 | 4.1347 | 3.7869
2035-12-10 | 3.5801 | 3.5171 | 3.4364 | 3.4596 | 3.5214 | 3.8816 | 4.2056 | 4.4223 | 4.7749 | 4.5694 | 4.4895 | 4.4884 | 4.5083 | 4.4973 | 4.5782 | 4.8817 | 4.9919 | 5.1993 | 5.2828 | 5.0608 | 5.0159 | 4.7066 | 4.2175 | 3.9326
2035-12-11 | 3.7707 | 3.8275 | 3.7 | 3.6016 | 3.6965 | 3.9338 | 4.2238 | 4.6562 | 4.6984 | 4.7049 | 4.5374 | 4.5924 | 4.5296 | 4.6311 | 4.6056 | 4.8552 | 4.9409 | 5.4203 | 5.7127 | 5.5427 | 5.1709 | 4.8241 | 4.3559 | 4.0991
2035-12-12 | 3.963 | 3.7497 | 3.6801 | 3.7016 | 3.7911 | 4.135 | 4.4694 | 4.8092 | 4.9203 | 4.9697 | 4.912 | 4.9658 | 4.8751 | 4.9693 | 5.0618 | 5.0801 | 5.0758 | 5.3231 | 5.6021 | 5.3191 | 4.9359 | 4.5827 | 4.2129 | 3.9646
2035-12-13 | 3.8871 | 3.8198 | 3.8071 | 3.7836 | 3.875 | 4.2083 | 4.5089 | 4.7342 | 4.5772 | 4.615 | 4.5205 | 4.3171 | 4.2413 | 4.1734 | 4.2575 | 4.4751 | 4.8139 | 5.2757 | 5.4933 | 5.2585 | 4.9357 | 4.5635 | 4.2432 | 4.0183
2035-12-14 | 3.8264 | 3.7052 | 3.7224 | 3.6359 | 3.6482 | 3.9911 | 4.3121 | 4.5963 | 4.57 | 4.8783 | 4.7214 | 4.6859 | 4.6802 | 4.6678 | 4.7827 | 4.985 | 5.2597 | 5.4266 | 5.4198 | 5.1275 | 4.8869 | 4.6513 | 4.2797 | 3.9617
2035-12-15 | 3.7058 | 3.5837 | 3.5509 | 3.4802 | 3.5414 | 3.7346 | 3.9117 | 4.2153 | 4.316 | 4.349 | 4.1863 | 4.2139 | 4.1991 | 4.2284 | 4.325 | 4.2618 | 4.6788 | 4.9766 | 5.2168 | 5.0357 | 4.6999 | 4.4336 | 4.1592 | 3.9437
2035-12-16 | 3.7153 | 3.5523 | 3.419 | 3.3045 | 3.4053 | 3.563 | 3.8894 | 4.2516 | 4.4754 | 4.5021 | 4.3744 | 4.3842 | 4.3592 | 4.2994 | 4.43 | 4.5185 | 4.8858 | 5.4167 | 5.5577 | 5.368 | 4.8096 | 4.5833 | 4.2776 | 3.9427
2035-12-17 | 3.7784 | 3.6325 | 3.5806 | 3.5731 | 3.5456 | 3.8415 | 4.1523 | 4.4658 | 4.3456 | 4.3505 | 4.3265 | 4.3235 | 4.4434 | 4.3374 | 4.216 | 4.3647 | 4.8394 | 5.2901 | 5.45 | 5.3388 | 5.0192 | 4.7005 | 4.1279 | 3.8465
2035-12-18 | 3.902 | 3.8184 | 3.6406 | 3.5634 | 3.6819 | 3.9564 | 4.1598 | 4.4154 | 4.419 | 4.472 | 4.3311 | 4.4703 | 4.473 | 4.4544 | 4.4834 | 4.6116 | 4.6798 | 5.078 | 5.357 | 5.1882 | 4.9054 | 4.6347 | 4.2517 | 4.0226
2035-12-19 | 3.8611 | 3.7484 | 3.6748 | 3.6117 | 3.6946 | 4.0176 | 4.3133 | 4.6221 | 4.6065 | 4.5842 | 4.4566 | 4.3819 | 4.5662 | 4.3861 | 4.4221 | 4.6404 | 4.9662 | 5.2077 | 5.2942 | 5.3843 | 5.1452 | 4.68 | 4.1757 | 3.847
2035-12-20 | 3.7596 | 3.6143 | 3.5488 | 3.4602 | 3.6124 | 3.9228 | 4.4128 | 4.4715 | 4.4302 | 4.4857 | 4.2999 | 4.2034 | 4.2429 | 4.2288 | 4.333 | 4.6212 | 4.7533 | 5.2215 | 5.7235 | 5.526 | 5.0812 | 4.7367 | 4.3445 | 4.1423
2035-12-21 | 3.9255 | 3.7109 | 3.6997 | 3.6374 | 3.7777 | 4.0743 | 4.2319 | 4.4515 | 4.4025 | 4.3536 | 4.4237 | 4.7389 | 4.634 | 4.4792 | 4.6018 | 4.8485 | 5.0671 | 5.4069 | 5.6272 | 5.5169 | 5.1695 | 4.7646 | 4.3984 | 4.1731
2035-12-22 | 4.0418 | 3.8792 | 3.8131 | 3.8085 | 3.8501 | 3.9841 | 4.1819 | 4.2701 | 4.3247 | 4.3635 | 4.2804 | 4.4518 | 4.4604 | 4.3977 | 4.5043 | 4.8128 | 4.8967 | 5.3532 | 5.6075 | 5.4218 | 5.0316 | 4.8476 | 4.3649 | 4.0343
2035-12-23 | 4.0011 | 3.8272 | 3.7085 | 3.6615 | 3.6306 | 3.7646 | 4.0439 | 4.2518 | 4.259 | 4.3227 | 4.3529 | 4.3805 | 4.3204 | 4.401 | 4.4291 | 4.5978 | 4.9399 | 5.4094 | 5.5736 | 5.4348 | 5.055 | 4.6722 | 4.2554 | 3.9621
2035-12-24 | 3.8954 | 3.7566 | 3.6327 | 3.6067 | 3.6946 | 3.8562 | 4.0937 | 4.3617 | 4.6926 | 4.8603 | 4.8414 | 5.0355 | 4.9935 | 5.0099 | 5.1153 | 5.2714 | 5.3863 | 5.8964 | 5.9611 | 5.6811 | 5.3964 | 4.9912 | 4.6679 | 4.3061
2035-12-25 | 4.0491 | 3.8762 | 3.7568 | 3.6392 | 3.7467 | 3.8275 | 4.0342 | 4.26 | 4.5148 | 4.639 | 4.7916 | 4.761 | 4.8387 | 4.8789 | 4.9325 | 4.933 | 5.1309 | 5.6267 | 5.8374 | 5.6245 | 5.2833 | 4.9791 | 4.5572 | 4.3386
2035-12-26 | 4.4667 | 4.3544 | 4.2563 | 4.2427 | 4.3915 | 4.5276 | 4.7162 | 5.0784 | 5.3642 | 5.134 | 5.3872 | 5.4493 | 5.5121 | 5.3684 | 5.6963 | 5.7968 | 6.1577 | 6.3857 | 6.6862 | 6.5771 | 5.9799 | 5.4447 | 4.8887 | 4.3749
2035-12-27 | 3.9716 | 3.8219 | 3.7975 | 3.7421 | 3.8089 | 4.0871 | 4.284 | 4.5501 | 4.7868 | 4.7479 | 4.9074 | 4.9997 | 4.923 | 4.9813 | 5.1002 | 5.0945 | 5.5927 | 5.9948 | 6.1218 | 5.937 | 5.5151 | 5.263 | 4.8726 | 4.2951
2035-12-28 | 4.1019 | 3.9403 | 3.8781 | 3.739 | 3.8944 | 4.0943 | 4.2436 | 4.5909 | 4.8956 | 5.057 | 5.2495 | 5.4691 | 5.513 | 5.2394 | 5.3555 | 5.4752 | 5.8233 | 6.2249 | 6.2616 | 5.8889 | 5.5766 | 5.407 | 4.9883 | 4.4361
2035-12-29 | 4.2489 | 4.0701 | 4.1195 | 4.0106 | 3.8474 | 4.0485 | 4.2949 | 4.6469 | 4.8404 | 4.9436 | 5.0187 | 4.8601 | 4.9132 | 4.8834 | 4.9089 | 5.0643 | 5.52 | 5.8922 | 6.0642 | 5.891 | 5.5495 | 5.2411 | 4.7511 | 4.3317
2035-12-30 | 4.0942 | 3.8894 | 3.7845 | 3.9196 | 3.81 | 3.9686 | 4.2267 | 4.6426 | 4.9332 | 4.9113 | 4.8719 | 4.9979 | 5.0391 | 4.7979 | 5.1288 | 5.4489 | 5.623 | 6.0342 | 6.1595 | 6.0265 | 5.5278 | 5.3462 | 4.9864 | 4.4699
2035-12-31 | 4.176 | 4.0292 | 3.9526 | 3.8487 | 3.9816 | 4.0186 | 4.0947 | 4.4159 | 4.7555 | 4.8667 | 4.9973 | 5.0476 | 4.9254 | 4.7098 | 4.9152 | 5.2008 | 5.4976 | 5.9362 | 6.0741 | 5.9429 | 5.5152 | 5.346 | 4.9825 | 4.4491
2036-01-01 | 4.3597 | 4.2162 | 4.0328 | 3.9169 | 3.8979 | 4.059 | 4.1075 | 4.3905 | 4.3845 | 4.5252 | 4.9259 | 4.945 | 4.8502 | 4.6782 | 4.7757 | 4.8331 | 5.119 | 5.6778 | 6.1457 | 5.8865 | 5.4788 | 5.2018 | 4.7515 | 4.1463
2036-01-02 | 3.8829 | 3.7768 | 3.698 | 3.7891 | 3.8018 | 3.9692 | 4.2491 | 4.442 | 4.6128 | 4.6352 | 4.6779 | 4.536 | 4.5217 | 4.7003 | 4.8411 | 5.043 | 5.329 | 5.6251 | 5.9884 | 5.8045 | 5.4284 | 5.0526 | 4.5404 | 4.0289
2036-01-03 | 3.8558 | 3.7584 | 3.706 | 3.6849 | 3.7367 | 3.973 | 4.2014 | 4.4114 | 4.6612 | 4.6674 | 4.2973 | 4.3026 | 4.2321 | 4.2532 | 4.3108 | 4.8512 | 5.2765 | 5.6686 | 5.8816 | 5.5655 | 5.1457 | 4.8631 | 4.3835 | 3.9606
2036-01-04 | 3.8475 | 3.7385 | 3.771 | 3.8317 | 3.8668 | 4.1136 | 4.309 | 4.4437 | 4.4695 | 4.3705 | 4.2439 | 4.3093 | 4.3136 | 4.2584 | 4.422 | 4.7503 | 5.2712 | 5.6085 | 5.8031 | 5.6404 | 5.2479 | 4.8803 | 4.4282 | 4.0733
2036-01-05 | 3.9418 | 3.855 | 3.8099 | 3.734 | 3.7721 | 3.8736 | 4.2022 | 4.3141 | 4.323 | 4.316 | 4.1759 | 4.0715 | 4.2821 | 4.4253 | 4.4253 | 4.6475 | 5.029 | 5.1774 | 5.3441 | 5.1917 | 4.9683 | 4.6926 | 4.2294 | 4.0277
2036-01-06 | 3.9076 | 3.7582 | 3.698 | 3.6496 | 3.6619 | 3.8147 | 3.968 | 4.0071 | 4.1723 | 4.1438 | 4.0393 | 3.9671 | 4.0608 | 4.2302 | 4.3516 | 4.4773 | 4.8265 | 5.1761 | 5.24 | 5.1211 | 4.9077 | 4.5496 | 4.1915 | 3.9508
2036-01-07 | 3.8049 | 3.7398 | 3.6743 | 3.6911 | 3.7305 | 3.9322 | 4.2059 | 4.3186 | 4.3323 | 4.2598 | 4.2679 | 4.2836 | 4.3701 | 4.4449 | 4.8032 | 4.9806 | 5.2482 | 5.5976 | 5.6782 | 5.484 | 5.0776 | 4.6851 | 4.3104 | 3.9237
2036-01-08 | 3.8197 | 3.6931 | 3.631 | 3.7086 | 3.6934 | 3.9425 | 4.1802 | 4.3073 | 4.319 | 4.0953 | 4.1466 | 4.1941 | 4.307 | 4.5403 | 4.9709 | 4.9465 | 5.0088 | 5.3647 | 5.7127 | 5.4803 | 5.0035 | 4.701 | 4.2204 | 3.8569
2036-01-09 | 3.7177 | 3.6702 | 3.5852 | 3.5805 | 3.7197 | 4.0544 | 4.3129 | 4.5936 | 4.527 | 4.363 | 4.2926 | 4.3109 | 4.3169 | 4.6159 | 4.6111 | 4.7274 | 4.9047 | 5.3146 | 5.5923 | 5.3126 | 5.1207 | 4.6937 | 4.3211 | 3.9815
2036-01-10 | 3.808 | 3.7264 | 3.7158 | 3.6852 | 3.7258 | 3.9824 | 4.2961 | 4.5736 | 4.3943 | 4.5821 | 4.737 | 4.4189 | 4.4141 | 4.5163 | 4.5758 | 4.6101 | 4.8833 | 5.4766 | 5.7998 | 5.5086 | 5.0947 | 4.8188 | 4.3301 | 4.1919
2036-01-11 | 3.893 | 3.7668 | 3.7165 | 3.7215 | 3.8294 | 4.0388 | 4.4363 | 4.5689 | 4.4421 | 4.5221 | 4.5062 | 4.7882 | 4.7349 | 4.662 | 4.752 | 4.8328 | 4.8412 | 5.3951 | 5.5703 | 5.2693 | 5.0003 | 4.5858 | 4.1145 | 4.0862
2036-01-12 | 3.8929 | 3.6043 | 3.6269 | 3.6128 | 3.5541 | 3.696 | 3.9243 | 4.2159 | 4.4416 | 4.6205 | 4.3191 | 4.4083 | 4.5325 | 4.408 | 4.355 | 4.6556 | 4.9895 | 5.2924 | 5.4651 | 5.3404 | 5.0691 | 4.6251 | 4.2525 | 4.2034
2036-01-13 | 3.8986 | 3.6803 | 3.6226 | 3.6516 | 3.5797 | 3.7765 | 3.9743 | 4.1931 | 4.4467 | 4.6524 | 4.7243 | 4.6911 | 4.5016 | 4.3644 | 4.3328 | 4.6441 | 4.8121 | 5.1298 | 5.4921 | 5.3743 | 4.9405 | 4.544 | 4.1454 | 3.8668
2036-01-14 | 3.7719 | 3.659 | 3.58 | 3.5871 | 3.6643 | 3.8157 | 4.162 | 4.5629 | 4.6573 | 4.5638 | 4.592 | 4.4562 | 4.6202 | 4.5996 | 4.6272 | 4.379 | 4.716 | 5.3427 | 5.6091 | 5.3274 | 5.0403 | 4.8728 | 4.1678 | 3.8615
2036-01-15 | 3.7403 | 3.6175 | 3.5039 | 3.5488 | 3.5942 | 3.8105 | 4.1433 | 4.3275 | 4.2875 | 4.1248 | 4.0382 | 4.1705 | 4.1335 | 4.0994 | 4.124 | 4.153 | 4.3184 | 4.6888 | 5.1251 | 5.0306 | 4.7203 | 4.377 | 4.0035 | 3.6414
2036-01-16 | 3.5426 | 3.6027 | 3.5922 | 3.5675 | 3.707 | 4.0604 | 4.3939 | 4.5564 | 4.3619 | 4.3511 | 4.2951 | 4.6115 | 4.3533 | 4.2963 | 4.4652 | 4.4689 | 4.54 | 4.8795 | 5.3622 | 5.2278 | 4.8193 | 4.4698 | 4.0925 | 3.7087
2036-01-17 | 3.6001 | 3.501 | 3.4441 | 3.4564 | 3.583 | 3.9312 | 4.2369 | 4.4681 | 4.3421 | 4.3609 | 4.5094 | 4.6426 | 4.4521 | 4.5028 | 4.6439 | 4.7575 | 4.9019 | 5.1883 | 5.3429 | 5.1598 | 4.9245 | 4.7033 | 4.1638 | 3.7589
2036-01-18 | 3.7836 | 3.716 | 3.6845 | 3.7042 | 3.7409 | 4.0729 | 4.5838 | 4.838 | 4.63 | 4.5765 | 4.6166 | 4.6357 | 4.7109 | 4.6662 | 4.6025 | 4.7795 | 4.7848 | 5.1187 | 5.3305 | 5.0825 | 4.7693 | 4.5128 | 4.1653 | 3.84
2036-01-19 | 3.73 | 3.6046 | 3.5697 | 3.5272 | 3.5722 | 3.7971 | 4.0543 | 4.2819 | 4.4778 | 4.4887 | 4.2693 | 4.2203 | 4.3286 | 4.4726 | 4.5955 | 4.7364 | 4.8229 | 5.1685 | 5.392 | 5.2145 | 4.8843 | 4.551 | 4.2493 | 3.9109
2036-01-20 | 3.784 | 3.5842 | 3.5138 | 3.5207 | 3.522 | 3.6916 | 4.0435 | 4.3757 | 4.6068 | 4.6007 | 4.4254 | 4.5637 | 4.6885 | 4.6601 | 4.9063 | 5.0652 | 5.1764 | 5.3523 | 5.5191 | 5.4097 | 4.9525 | 4.6312 | 4.1986 | 3.8783
2036-01-21 | 3.734 | 3.6328 | 3.6723 | 3.6486 | 3.6733 | 3.8831 | 4.1079 | 4.3315 | 4.4249 | 4.2281 | 4.0179 | 4.1383 | 4.0981 | 4.228 | 4.1946 | 4.3209 | 4.5188 | 4.9675 | 5.374 | 5.2744 | 4.6947 | 4.4481 | 4.0969 | 3.7695
2036-01-22 | 3.622 | 3.5425 | 3.4785 | 3.5032 | 3.5873 | 3.8113 | 4.1639 | 4.4755 | 4.3112 | 4.3301 | 4.5255 | 4.6629 | 4.7537 | 4.5602 | 4.2955 | 4.5375 | 4.6867 | 5.2841 | 5.5676 | 4.9772 | 4.9476 | 4.8176 | 4.3322 | 3.9003
2036-01-23 | 3.7577 | 3.6453 | 3.5496 | 3.5621 | 3.6489 | 3.9443 | 4.3046 | 4.4425 | 4.1338 | 4.0997 | 4.0373 | 4.0129 | 4.3533 | 4.4898 | 4.3957 | 4.9087 | 5.1527 | 5.5358 | 5.6735 | 5.4605 | 5.1945 | 4.7955 | 4.3486 | 3.8439
2036-01-24 | 3.6804 | 3.5578 | 3.5391 | 3.4751 | 3.5556 | 3.8893 | 4.2552 | 4.5497 | 4.3336 | 4.2346 | 4.4517 | 4.6029 | 4.5183 | 4.4256 | 4.8751 | 4.9427 | 5.1245 | 5.4722 | 5.6822 | 5.3066 | 5.072 | 4.5693 | 4.1756 | 3.8787
2036-01-25 | 3.6707 | 3.6145 | 3.6037 | 3.5833 | 3.8297 | 4.0467 | 4.5131 | 4.7518 | 4.7247 | 4.589 | 4.6942 | 4.8575 | 4.8122 | 4.8579 | 4.9697 | 4.9426 | 5.2031 | 5.6189 | 5.6954 | 5.3728 | 5.1344 | 4.9881 | 4.5017 | 4.2199
2036-01-26 | 4.0434 | 3.977 | 3.7271 | 3.6474 | 3.662 | 3.8743 | 4.0331 | 4.3445 | 4.4766 | 4.4029 | 4.2108 | 4.0917 | 4.0318 | 3.9921 | 4.0817 | 4.1042 | 4.3481 | 4.8446 | 5.1618 | 5.0145 | 4.7833 | 4.5171 | 4.1391 | 3.9094
2036-01-27 | 3.8064 | 3.6371 | 3.5999 | 3.4494 | 3.4523 | 3.653 | 3.8884 | 4.0518 | 4.2222 | 4.2465 | 4.1291 | 4.2603 | 4.3138 | 4.261 | 4.1694 | 4.3697 | 4.6046 | 4.8275 | 5.0171 | 5.0941 | 4.8615 | 4.4317 | 4.0653 | 3.8038
2036-01-28 | 3.7176 | 3.6175 | 3.5875 | 3.596 | 3.6721 | 3.9969 | 4.2821 | 4.5062 | 4.3702 | 4.1962 | 4.012 | 4.0738 | 4.0363 | 4.0348 | 3.8798 | 4.036 | 4.3818 | 4.8855 | 5.2581 | 5.2091 | 4.9763 | 4.5316 | 4.0666 | 3.7824
2036-01-29 | 3.7015 | 3.6036 | 3.5513 | 3.5342 | 3.6828 | 4.0409 | 4.5928 | 4.6262 | 4.5486 | 4.5062 | 4.2774 | 4.3296 | 4.3232 | 4.2398 | 4.6926 | 4.884 | 5.3103 | 5.3716 | 5.5898 | 5.4198 | 5.1171 | 4.7486 | 4.1441 | 3.8431
2036-01-30 | 3.7301 | 3.668 | 3.6062 | 3.5793 | 3.6555 | 4.1094 | 4.4933 | 4.7373 | 4.7329 | 4.7478 | 4.5849 | 4.2948 | 4.2377 | 4.4425 | 4.3706 | 4.3609 | 4.8859 | 5.1969 | 5.3539 | 5.3923 | 5.2177 | 4.8386 | 4.2754 | 4.0068
2036-01-31 | 3.84 | 3.7683 | 3.7271 | 3.7014 | 3.7771 | 4.0918 | 4.4147 | 4.8353 | 4.9045 | 4.5036 | 4.3759 | 4.5157 | 4.941 | 4.7329 | 4.6765 | 4.825 | 5.0837 | 5.2964 | 5.6208 | 5.3031 | 4.9386 | 4.6235 | 4.1101 | 3.8203
2036-02-01 | 3.5627 | 3.528 | 3.4654 | 3.4679 | 3.5559 | 3.8258 | 4.1918 | 4.4453 | 4.5128 | 4.4419 | 4.3723 | 4.6025 | 4.6405 | 4.3715 | 4.8554 | 4.8971 | 4.8573 | 5.3634 | 5.3896 | 4.9747 | 4.6155 | 4.4698 | 4.1595 | 3.7639
2036-02-02 | 3.6666 | 3.5793 | 3.5039 | 3.4655 | 3.4605 | 3.7002 | 3.9121 | 4.2741 | 4.4503 | 4.5952 | 4.6617 | 4.7305 | 4.631 | 4.3287 | 4.5565 | 4.6435 | 4.7408 | 4.9903 | 5.0692 | 5.0681 | 4.9553 | 4.6502 | 4.1428 | 3.8445
2036-02-03 | 3.6244 | 3.4954 | 3.4327 | 3.3867 | 3.4269 | 3.6269 | 3.7762 | 4.1514 | 4.4229 | 4.43 | 4.3118 | 4.4809 | 4.3101 | 4.1654 | 4.1351 | 4.3048 | 4.3054 | 4.8202 | 5.0183 | 4.8916 | 4.6135 | 4.2659 | 3.9424 | 3.6249
2036-02-04 | 3.5035 | 3.4054 | 3.3932 | 3.3682 | 3.4275 | 3.8207 | 4.2178 | 4.5445 | 4.6537 | 4.6027 | 4.319 | 4.179 | 4.3482 | 4.2825 | 4.4929 | 4.6281 | 4.8138 | 5.1123 | 5.3102 | 5.0715 | 4.8191 | 4.4874 | 4.0113 | 3.7543
2036-02-05 | 3.6508 | 3.5241 | 3.484 | 3.5738 | 3.6659 | 3.9786 | 4.3392 | 4.6304 | 4.6678 | 4.5338 | 4.3308 | 4.4951 | 4.4856 | 4.5001 | 4.6267 | 4.5645 | 4.8414 | 4.99 | 5.3384 | 5.4914 | 5.0177 | 4.5321 | 4.0703 | 3.7575
2036-02-06 | 3.5899 | 3.5289 | 3.4172 | 3.4025 | 3.4747 | 3.784 | 4.2829 | 4.5512 | 4.5271 | 4.6386 | 4.7072 | 4.6367 | 4.4594 | 4.6827 | 4.8967 | 4.9187 | 5.2614 | 5.4854 | 5.8804 | 5.7211 | 5.3961 | 4.9905 | 4.4167 | 4.2808
2036-02-07 | 4.0958 | 3.8303 | 3.816 | 3.7871 | 3.9621 | 4.3692 | 4.7636 | 5.1548 | 5.2412 | 5.0582 | 5.1384 | 5.0143 | 4.5133 | 4.5553 | 4.492 | 4.6703 | 4.9844 | 5.3098 | 5.555 | 5.4096 | 4.9648 | 4.6819 | 4.3335 | 3.8769
2036-02-08 | 3.5914 | 3.5158 | 3.4843 | 3.4573 | 3.5608 | 3.9394 | 4.421 | 4.8187 | 4.6767 | 4.3462 | 4.3516 | 4.3267 | 4.4322 | 4.4056 | 4.3297 | 4.4161 | 5.0457 | 5.3632 | 5.4568 | 5.2319 | 5.0407 | 4.8758 | 4.3389 | 4.0709
2036-02-09 | 3.8094 | 3.7038 | 3.5783 | 3.5469 | 3.5814 | 3.7603 | 4.1162 | 4.5672 | 4.7043 | 4.3993 | 3.9424 | 4.0938 | 4.2186 | 4.0144 | 3.9819 | 4.2281 | 4.5187 | 4.968 | 5.1267 | 5.0386 | 4.534 | 4.2335 | 4.1248 | 3.8612
2036-02-10 | 3.5825 | 3.4093 | 3.3393 | 3.3232 | 3.357 | 3.5122 | 3.7321 | 4.0726 | 4.4206 | 4.5312 | 4.5031 | 4.5236 | 4.339 | 4.3971 | 4.2024 | 4.5393 | 4.7292 | 5.1321 | 5.3827 | 5.1766 | 4.8768 | 4.6569 | 4.2343 | 3.9545
2036-02-11 | 3.8022 | 3.6232 | 3.4678 | 3.4889 | 3.5082 | 3.8695 | 4.2439 | 4.5655 | 4.5703 | 4.2309 | 4.0522 | 3.8744 | 3.8752 | 3.7967 | 3.838 | 4.1753 | 4.4446 | 4.9346 | 5.2974 | 5.1698 | 4.7776 | 4.496 | 4.0674 | 3.6422
2036-02-12 | 3.5123 | 3.4219 | 3.3496 | 3.3581 | 3.4357 | 3.931 | 4.4414 | 4.7632 | 4.6337 | 4.4115 | 4.1457 | 4.1545 | 4.0297 | 3.9001 | 3.9209 | 4.0298 | 4.5159 | 5.0904 | 5.3057 | 5.4216 | 5.0586 | 4.6552 | 4.0986 | 3.6496
2036-02-13 | 3.487 | 3.4356 | 3.4098 | 3.3795 | 3.4568 | 3.9567 | 4.1682 | 4.5731 | 4.5642 | 4.4559 | 4.0909 | 3.9582 | 3.8544 | 4.0452 | 4.0791 | 4.3237 | 4.5921 | 4.9519 | 5.3772 | 5.2458 | 4.8813 | 4.4387 | 4.0581 | 3.7967
2036-02-14 | 3.6549 | 3.5664 | 3.4966 | 3.4832 | 3.5828 | 3.9157 | 4.2133 | 4.4558 | 4.4775 | 4.5704 | 4.4905 | 4.1889 | 4.2162 | 4.0771 | 4.1721 | 4.3258 | 4.5777 | 4.8365 | 5.3552 | 5.1823 | 4.8101 | 4.5807 | 4.1612 | 3.7303
2036-02-15 | 3.5239 | 3.4511 | 3.4207 | 3.4552 | 3.5303 | 3.7727 | 4.0975 | 4.3131 | 4.5881 | 4.5095 | 4.3752 | 4.1451 | 4.0657 | 3.9641 | 4.0467 | 4.142 | 4.3819 | 4.8687 | 5.2379 | 5.317 | 5.0679 | 4.8807 | 4.4019 | 3.9827
2036-02-16 | 3.7989 | 3.6565 | 3.6179 | 3.5335 | 3.6699 | 3.8453 | 4.0466 | 4.3207 | 4.7051 | 4.5552 | 4.3549 | 4.3013 | 4.4915 | 4.0041 | 4.3061 | 4.3453 | 4.5952 | 4.9328 | 5.3014 | 5.2631 | 4.9977 | 4.7352 | 4.2698 | 3.893
2036-02-17 | 3.5677 | 3.4253 | 3.407 | 3.354 | 3.3971 | 3.5291 | 3.7326 | 4.0763 | 4.2621 | 4.1815 | 4.1646 | 4.0143 | 4.181 | 4.1096 | 4.3949 | 4.5182 | 4.6344 | 4.9268 | 5.1556 | 5.1812 | 4.9205 | 4.6434 | 4.3121 | 3.9198
2036-02-18 | 3.6786 | 3.5525 | 3.53 | 3.4709 | 3.5198 | 3.7301 | 3.8845 | 4.2007 | 4.3552 | 4.1972 | 4.0257 | 3.9735 | 3.9014 | 3.882 | 4.1372 | 4.329 | 4.9967 | 5.1326 | 5.1866 | 5.1844 | 4.8188 | 4.582 | 4.1405 | 3.7255
2036-02-19 | 3.6127 | 3.4973 | 3.4242 | 3.4448 | 3.5276 | 3.7729 | 4.0976 | 4.482 | 4.8085 | 4.6646 | 4.6758 | 4.5593 | 4.5054 | 4.4957 | 4.3075 | 4.3933 | 4.5813 | 5.091 | 5.1799 | 5.08 | 4.7176 | 4.4199 | 4.0326 | 3.677
2036-02-20 | 3.515 | 3.4471 | 3.5064 | 3.4694 | 3.639 | 4.126 | 4.4753 | 4.7711 | 4.7941 | 4.6101 | 4.5896 | 4.6484 | 4.6448 | 4.5821 | 4.4259 | 4.5522 | 4.7634 | 5.1549 | 5.4949 | 5.3407 | 4.8898 | 4.8308 | 4.1733 | 3.6975
2036-02-21 | 3.5852 | 3.513 | 3.5241 | 3.4439 | 3.5038 | 3.8749 | 4.1421 | 4.3216 | 4.3636 | 4.1978 | 4.2218 | 4.4497 | 4.3475 | 4.4184 | 4.4289 | 4.8154 | 5.1612 | 5.5329 | 5.8371 | 5.4141 | 5.2027 | 4.6649 | 4.024 | 3.7426
2036-02-22 | 3.5579 | 3.4369 | 3.4137 | 3.494 | 3.5817 | 3.9691 | 4.3876 | 4.5927 | 4.3933 | 4.2894 | 4.7075 | 4.8259 | 5.0226 | 4.8318 | 4.8647 | 5.2493 | 5.4688 | 5.9775 | 5.9969 | 5.8305 | 5.6727 | 5.2271 | 4.61 | 4.2531
2036-02-23 | 3.8339 | 3.5894 | 3.6226 | 3.4851 | 3.5196 | 3.7338 | 3.9672 | 4.2832 | 4.5737 | 4.6583 | 4.5087 | 4.3628 | 4.2972 | 4.3537 | 4.2385 | 4.4476 | 4.8076 | 5.0792 | 5.2048 | 5.2761 | 4.8974 | 4.4431 | 4.1784 | 3.7945
2036-02-24 | 3.6835 | 3.3971 | 3.3959 | 3.4283 | 3.4648 | 3.6082 | 3.8223 | 4.13 | 4.4059 | 4.4964 | 4.2232 | 4.0386 | 4.1381 | 4.1744 | 4.3008 | 4.5445 | 4.7392 | 5.3083 | 5.4086 | 5.3911 | 5.0342 | 4.6908 | 4.151 | 3.8489
2036-02-25 | 3.6735 | 3.6501 | 3.5533 | 3.4518 | 3.4465 | 3.6609 | 4.2596 | 4.6258 | 4.5126 | 4.2662 | 4.1067 | 4.2228 | 4.4233 | 4.2604 | 4.3847 | 4.5513 | 4.6956 | 5.0052 | 5.4257 | 5.249 | 4.8091 | 4.4463 | 4.0746 | 3.7362
2036-02-26 | 3.6298 | 3.559 | 3.488 | 3.4679 | 3.5308 | 3.9037 | 4.1891 | 4.3443 | 4.5042 | 4.4845 | 4.2865 | 4.0794 | 3.8981 | 4.101 | 4.0449 | 4.2992 | 4.5902 | 5.0225 | 5.431 | 5.1899 | 4.8152 | 4.5564 | 4.0315 | 3.7612
2036-02-27 | 3.6397 | 3.5508 | 3.5409 | 3.5026 | 3.6005 | 3.9368 | 4.2476 | 4.3603 | 4.2726 | 4.1179 | 4.055 | 3.8627 | 3.7923 | 3.5286 | 3.727 | 3.9639 | 4.1209 | 4.714 | 5.2626 | 5.3593 | 5.0829 | 4.6304 | 4.0714 | 3.6868
2036-02-28 | 3.5788 | 3.5065 | 3.3484 | 3.3152 | 3.3869 | 3.7761 | 3.9702 | 4.0485 | 3.9717 | 3.8563 | 3.7939 | 3.7802 | 3.7045 | 3.9836 | 3.9574 | 4.2248 | 4.3286 | 4.9699 | 5.173 | 5.0616 | 4.8566 | 4.4215 | 3.974 | 3.5557
2036-02-29 | 3.5381 | 3.4129 | 3.4393 | 3.3846 | 3.4687 | 3.7963 | 4.1826 | 4.504 | 4.2534 | 4.0009 | 3.7773 | 3.6792 | 3.5107 | 3.6157 | 3.7485 | 3.9769 | 4.2921 | 4.6632 | 4.9311 | 5.1068 | 4.8883 | 4.6265 | 4.2024 | 3.825
2036-03-01 | 3.7844 | 3.6955 | 3.6641 | 3.5375 | 3.6085 | 3.7546 | 4.0558 | 4.2045 | 4.4951 | 4.4418 | 4.1013 | 4.0288 | 4.1213 | 3.9719 | 4.073 | 4.2872 | 4.4124 | 4.8083 | 5.2089 | 5.2941 | 4.8997 | 4.655 | 4.2003 | 3.8493
2036-03-02 | 3.7488 | 3.6861 | 3.6321 | 3.5731 | 3.5793 | 3.7425 | 4.0773 | 4.3347 | 4.5155 | 4.4851 | 4.3214 | 4.2012 | 3.9958 | 3.978 | 4.0257 | 4.1423 | 4.3742 | 4.7273 | 5.1584 | 5.2534 | 5.0812 | 4.5918 | 4.2193 | 3.769
2036-03-03 | 3.6642 | 3.5995 | 3.5175 | 3.3732 | 3.4783 | 3.7747 | 4.0875 | 4.3451 | 4.5963 | 4.3623 | 4.18 | 4.0497 | 3.9775 | 3.9387 | 3.9215 | 4.1335 | 4.3622 | 4.9246 | 5.4387 | 5.3959 | 4.9069 | 4.654 | 4.3182 | 3.8777
2036-03-04 | 3.7119 | 3.6259 | 3.5712 | 3.6389 | 3.6463 | 4.0471 | 4.5813 | 4.8846 | 4.8314 | 4.7538 | 4.4978 | 4.4112 | 4.3111 | 4.4061 | 4.4143 | 4.8992 | 5.1206 | 5.6291 | 5.9237 | 5.8872 | 5.5795 | 4.9263 | 4.2645 | 3.8598
2036-03-05 | 3.7235 | 3.644 | 3.6061 | 3.5964 | 3.6792 | 4.0101 | 4.5457 | 4.6768 | 4.8219 | 4.7964 | 4.5498 | 4.3721 | 4.7564 | 5.0067 | 4.9674 | 4.9098 | 5.2248 | 5.8938 | 5.99 | 5.8723 | 5.5745 | 5.2109 | 4.652 | 4.1145
2036-03-06 | 3.9675 | 3.8643 | 3.7213 | 3.6409 | 3.6855 | 4.1653 | 4.617 | 5.1319 | 5.4174 | 4.983 | 4.4711 | 4.6514 | 4.608 | 4.6826 | 4.593 | 4.7819 | 5.2466 | 5.7789 | 5.7822 | 5.7171 | 5.3069 | 4.8477 | 4.2206 | 3.8831
2036-03-07 | 3.7463 | 3.6896 | 3.7401 | 3.6734 | 3.6758 | 4.1223 | 4.7156 | 4.9944 | 4.6359 | 4.3305 | 4.1567 | 4.2428 | 4.2632 | 4.3656 | 4.6508 | 5.0377 | 5.1147 | 5.5628 | 5.7569 | 5.586 | 5.3023 | 4.8992 | 4.3255 | 3.9814
2036-03-08 | 3.8607 | 3.7783 | 3.7538 | 3.747 | 3.7445 | 3.9781 | 4.33 | 4.5052 | 5.0098 | 4.9278 | 4.4337 | 4.3872 | 4.4073 | 4.3568 | 4.424 | 4.3964 | 5.0211 | 5.4269 | 5.147 | 5.2265 | 4.9577 | 4.8102 | 4.2887 | 3.9114
2036-03-09 | 3.8166 | 3.7297 | 3.7487 | 3.6201 | 3.6852 | 3.8729 | 4.13 | 4.3682 | 4.6977 | 4.5287 | 4.3891 | 4.4187 | 4.8058 | 4.6832 | 4.4812 | 5.0006 | 5.4355 | 5.6416 | 5.835 | 5.6892 | 5.5661 | 5.2617 | 4.7119 | 4.2163
2036-03-10 | 4.0035 | 3.903 | 3.8187 | 3.7892 | 3.8549 | 4.1653 | 4.6208 | 4.7416 | 4.7093 | 4.6738 | 4.5228 | 4.7361 | 4.5052 | 4.0331 | 4.2395 | 4.3799 | 4.7761 | 5.5092 | 5.7377 | 5.488 | 5.1624 | 4.712 | 4.281 | 3.9197
2036-03-11 | 3.8087 | 3.7082 | 3.6542 | 3.6532 | 3.6968 | 4.0137 | 4.6017 | 4.7465 | 4.6855 | 4.6155 | 4.4383 | 4.405 | 4.2904 | 4.8062 | 4.8821 | 4.9601 | 5.3477 | 5.6542 | 5.716 | 5.7893 | 5.4525 | 4.9943 | 4.3481 | 4.0109
2036-03-12 | 3.9096 | 3.8466 | 3.7424 | 3.7392 | 3.7542 | 4.1238 | 4.5959 | 4.9193 | 4.8386 | 4.7376 | 4.3683 | 4.3732 | 4.8025 | 4.604 | 4.7149 | 4.9643 | 5.1543 | 5.7217 | 6.101 | 5.9495 | 5.5426 | 5.1175 | 4.3829 | 3.9801
2036-03-13 | 4.0938 | 3.9325 | 3.8666 | 3.8259 | 3.8799 | 4.2936 | 4.7013 | 4.8995 | 4.7161 | 4.4129 | 4.2875 | 4.6268 | 4.8058 | 4.6371 | 4.7923 | 5.2532 | 5.5646 | 6.1295 | 6.2892 | 6.1032 | 5.4668 | 5.0629 | 4.4933 | 4.0173
2036-03-14 | 3.8527 | 3.7295 | 3.7045 | 3.6836 | 3.6415 | 3.9642 | 4.3818 | 4.507 | 4.5483 | 4.3655 | 4.18 | 4.1562 | 4.3787 | 4.4807 | 4.6312 | 4.9775 | 5.1766 | 5.3205 | 5.5137 | 5.5597 | 5.0828 | 4.7174 | 4.2862 | 3.9871
2036-03-15 | 3.8087 | 3.7059 | 3.7313 | 3.7423 | 3.7252 | 3.8959 | 4.2809 | 4.6274 | 4.7644 | 4.6907 | 4.616 | 4.3529 | 4.6935 | 4.3448 | 4.4743 | 4.8409 | 5.1317 | 5.6916 | 5.6977 | 5.8067 | 5.5799 | 5.298 | 4.7364 | 4.1596
2036-03-16 | 3.8819 | 3.792 | 3.7137 | 3.7551 | 3.6202 | 3.7801 | 3.9706 | 4.0535 | 4.1673 | 4.1156 | 4.0313 | 4.0323 | 3.9819 | 3.6363 | 3.7158 | 4.038 | 4.4324 | 5.0503 | 5.2407 | 5.1143 | 4.7331 | 4.5289 | 4.1508 | 3.8015
2036-03-17 | 3.6594 | 3.5434 | 3.5339 | 3.426 | 3.4989 | 3.7153 | 3.9947 | 4.1799 | 4.675 | 4.4958 | 4.3174 | 3.9592 | 3.8276 | 3.8847 | 3.7748 | 4.055 | 4.3773 | 4.9598 | 5.3242 | 5.5004 | 5.1452 | 4.5861 | 4.0235 | 3.7061
2036-03-18 | 3.5913 | 3.6566 | 3.6499 | 3.657 | 3.6746 | 3.9856 | 4.328 | 4.2597 | 4.3079 | 4.2032 | 4.2406 | 4.0866 | 3.9432 | 3.8862 | 3.774 | 3.9941 | 4.3538 | 5.0144 | 5.1962 | 5.28 | 5.0494 | 4.6809 | 4.1713 | 3.7702
2036-03-19 | 3.6511 | 3.5706 | 3.5667 | 3.541 | 3.5297 | 3.9111 | 4.0774 | 4.2182 | 4.3433 | 4.2901 | 4.1637 | 4.2864 | 4.3529 | 4.4894 | 4.4699 | 4.496 | 4.6468 | 5.1871 | 5.3459 | 5.5178 | 5.2684 | 4.9937 | 4.4067 | 3.8464
2036-03-20 | 3.7549 | 3.6419 | 3.6051 | 3.538 | 3.6038 | 4.021 | 4.245 | 4.4407 | 4.5647 | 4.252 | 4.2375 | 4.0386 | 3.7228 | 3.6871 | 4.0232 | 4.249 | 4.4488 | 4.9911 | 5.3294 | 5.4142 | 5.0469 | 4.5855 | 4.0937 | 3.689
2036-03-21 | 3.5841 | 3.5437 | 3.5199 | 3.4458 | 3.5509 | 3.7895 | 4.1702 | 4.527 | 4.5943 | 4.4601 | 4.8256 | 4.6944 | 4.3889 | 4.5546 | 4.7398 | 4.8009 | 4.9764 | 5.303 | 5.5365 | 5.4654 | 5.1907 | 4.7436 | 4.2638 | 3.8961
2036-03-22 | 3.8357 | 3.7217 | 3.7172 | 3.6761 | 3.6949 | 3.8297 | 4.0433 | 4.1173 | 4.1406 | 4.0707 | 3.9021 | 3.8943 | 3.9014 | 3.8156 | 4.1784 | 4.9194 | 4.782 | 5.1745 | 5.2186 | 5.1494 | 4.8172 | 4.8825 | 4.3142 | 3.8838
2036-03-23 | 3.9942 | 3.9078 | 3.6583 | 3.5941 | 3.5806 | 3.7854 | 3.9829 | 4.0899 | 4.3734 | 4.311 | 4.275 | 4.7427 | 4.5598 | 4.9569 | 4.9542 | 4.8727 | 5.2267 | 5.6878 | 5.8854 | 5.9032 | 5.9058 | 5.2899 | 4.7157 | 4.2393
2036-03-24 | 4.0489 | 3.9051 | 3.8214 | 3.7214 | 3.7922 | 3.9014 | 4.3117 | 4.6349 | 5.2035 | 5.0013 | 5.214 | 4.5431 | 4.9854 | 4.7209 | 4.6791 | 4.7793 | 5.0959 | 5.3875 | 5.5512 | 5.8668 | 5.3327 | 4.7499 | 4.2476 | 3.8325
2036-03-25 | 3.6839 | 3.6444 | 3.5549 | 3.5569 | 3.6088 | 3.9186 | 4.2929 | 4.5058 | 4.5861 | 4.4098 | 4.262 | 4.2259 | 4.5236 | 4.1616 | 4.3921 | 5.0559 | 5.3004 | 5.5995 | 5.8844 | 5.8146 | 5.3677 | 4.8311 | 4.3174 | 3.8896
2036-03-26 | 3.6946 | 3.6242 | 3.5694 | 3.5046 | 3.5607 | 3.8443 | 4.2734 | 4.2749 | 4.3641 | 4.2818 | 4.2282 | 4.4601 | 4.4472 | 4.4829 | 4.4374 | 4.6717 | 4.9302 | 5.3889 | 5.4201 | 5.5342 | 5.442 | 4.9039 | 4.3576 | 3.8277
2036-03-27 | 3.7554 | 3.7041 | 3.6456 | 3.6692 | 3.6939 | 4.0353 | 4.4882 | 4.6099 | 4.7825 | 4.9355 | 5.0541 | 5.1545 | 4.7492 | 4.5973 | 4.7662 | 4.9206 | 5.3001 | 5.7944 | 5.5763 | 5.7676 | 5.6025 | 4.774 | 4.1165 | 3.7611
2036-03-28 | 3.6169 | 3.532 | 3.5001 | 3.4898 | 3.5175 | 3.7322 | 4.168 | 4.188 | 4.1904 | 4.1187 | 4.2389 | 4.3314 | 4.418 | 4.2684 | 4.2981 | 4.5805 | 4.7656 | 5.0892 | 5.0627 | 5.1364 | 4.9426 | 4.4653 | 4.1479 | 3.8823
2036-03-29 | 3.7441 | 3.6423 | 3.671 | 3.5728 | 3.5554 | 3.7405 | 3.904 | 4.0488 | 4.3594 | 4.5235 | 4.4657 | 4.9836 | 4.4377 | 4.1764 | 4.3148 | 4.5753 | 4.7283 | 5.3218 | 5.346 | 5.4328 | 4.9807 | 4.4244 | 4.2078 | 3.7901
2036-03-30 | 3.659 | 3.5371 | 3.472 | 3.4451 | 3.4669 | 3.6364 | 3.6808 | 3.765 | 4.2133 | 3.9961 | 4.0873 | 4.2407 | 3.9113 | 3.8228 | 3.9554 | 4.3342 | 4.6442 | 5.2275 | 5.3374 | 5.4706 | 5.1199 | 4.6689 | 4.0612 | 3.7531
2036-03-31 | 3.6592 | 3.7012 | 3.6007 | 3.6156 | 3.6522 | 3.9183 | 4.139 | 4.5697 | 4.7693 | 4.4854 | 4.6199 | 4.5248 | 4.4887 | 4.4395 | 4.287 | 4.538 | 4.5816 | 5.0614 | 5.0363 | 5.3337 | 4.8435 | 4.3552 | 3.925 | 3.6348
2036-04-01 | 3.5378 | 3.3985 | 3.359 | 3.3875 | 3.4898 | 3.7839 | 3.9752 | 4.1389 | 4.1578 | 4.077 | 4.0096 | 4.2029 | 4.0487 | 4.0603 | 4.191 | 4.3616 | 4.5998 | 5.2203 | 5.6962 | 5.8612 | 5.5194 | 5.0721 | 4.3232 | 3.9911
2036-04-02 | 3.8428 | 3.7934 | 3.6987 | 3.6238 | 3.6727 | 3.9667 | 4.2876 | 4.4463 | 4.5985 | 4.8968 | 4.7809 | 4.5116 | 4.5279 | 4.5033 | 4.4432 | 5.0346 | 5.2294 | 5.8273 | 5.9758 | 6.1003 | 5.6475 | 4.514 | 4.1725 | 3.9766
2036-04-03 | 3.9653 | 3.5936 | 3.6836 | 3.5854 | 3.63 | 3.8944 | 4.1128 | 4.2874 | 4.3465 | 4.1757 | 4.4694 | 4.5655 | 4.459 | 4.2701 | 4.3459 | 4.8849 | 5.4276 | 5.8198 | 6.087 | 5.9355 | 5.4119 | 5.0699 | 4.4749 | 4.1486
2036-04-04 | 3.8391 | 3.8244 | 3.7764 | 3.7721 | 3.8097 | 4.0621 | 4.4161 | 4.7019 | 5.0936 | 4.9525 | 4.9146 | 4.7533 | 4.3735 | 4.3985 | 4.8853 | 5.1536 | 5.2376 | 5.5116 | 5.462 | 5.5905 | 5.2912 | 4.6864 | 4.247 | 3.7598
2036-04-05 | 3.652 | 3.4845 | 3.5468 | 3.5494 | 3.5633 | 3.765 | 3.8803 | 3.8795 | 3.9283 | 3.9117 | 3.9095 | 4.2475 | 4.0869 | 3.9646 | 4.1078 | 4.2914 | 4.67 | 5.2562 | 5.5874 | 5.7839 | 5.1545 | 4.9402 | 4.5847 | 4.1461
2036-04-06 | 3.9739 | 3.8058 | 3.7183 | 3.7213 | 3.7312 | 3.8681 | 4.0517 | 4.2163 | 4.3854 | 4.1938 | 4.6871 | 4.6653 | 4.2981 | 4.3992 | 4.4314 | 4.7891 | 4.9926 | 5.2746 | 5.3819 | 5.6206 | 4.9274 | 4.6214 | 4.2299 | 3.983
2036-04-07 | 3.8721 | 3.5817 | 3.5702 | 3.6022 | 3.6591 | 3.9167 | 4.267 | 4.5527 | 4.744 | 4.5863 | 4.7601 | 4.9847 | 4.939 | 5.0297 | 5.2748 | 5.5169 | 5.8316 | 6.0075 | 6.1715 | 6.1316 | 5.5577 | 5.0277 | 4.3376 | 3.9556
2036-04-08 | 3.8662 | 3.8125 | 3.7126 | 3.6041 | 3.5706 | 3.8289 | 4.2711 | 4.5708 | 4.606 | 4.3902 | 4.5149 | 4.404 | 4.2408 | 4.3558 | 4.508 | 4.8873 | 5.3017 | 5.7401 | 6.1008 | 6.0583 | 5.73 | 4.8432 | 4.3153 | 3.8669
2036-04-09 | 3.8231 | 3.7616 | 3.6811 | 3.5742 | 3.6643 | 4.0003 | 4.4614 | 4.9266 | 5.1342 | 5.1416 | 4.8215 | 4.7856 | 4.7626 | 4.6567 | 4.4164 | 4.6643 | 5.1061 | 5.7776 | 5.9542 | 5.9684 | 5.4938 | 4.9002 | 4.5446 | 3.9359
2036-04-10 | 3.8119 | 3.8119 | 3.7344 | 3.667 | 3.7187 | 4.0254 | 4.5322 | 4.9157 | 5.0781 | 5.3319 | 5.5346 | 4.897 | 4.6521 | 4.5773 | 4.5551 | 4.9271 | 5.3075 | 5.8511 | 5.9385 | 6.1626 | 5.8146 | 4.8941 | 4.4015 | 3.971
2036-04-11 | 3.7678 | 3.7111 | 3.7442 | 3.7361 | 3.7694 | 4.0494 | 4.6396 | 4.959 | 5.7877 | 5.5978 | 5.2395 | 5.0407 | 4.9764 | 4.736 | 5.0868 | 5.2444 | 5.5731 | 5.9388 | 6.0424 | 6.0526 | 5.8379 | 5.211 | 4.6771 | 4.109
2036-04-12 | 3.9394 | 3.8261 | 3.8745 | 3.7933 | 3.7628 | 3.9884 | 4.2037 | 4.4798 | 4.7306 | 4.5247 | 4.4321 | 4.105 | 4.0993 | 3.9723 | 4.049 | 4.2956 | 4.6681 | 5.3898 | 5.2798 | 5.4103 | 4.8705 | 4.4967 | 4.2152 | 3.8753
2036-04-13 | 3.7894 | 3.6662 | 3.6468 | 3.6557 | 3.6812 | 3.9535 | 4.1018 | 4.1918 | 4.5937 | 4.6043 | 4.2298 | 4.3319 | 4.3805 | 4.2106 | 4.4335 | 5.188 | 5.2394 | 5.7882 | 5.8885 | 5.9671 | 5.603 | 5.1139 | 4.4424 | 3.9867
2036-04-14 | 3.6581 | 3.6521 | 3.5735 | 3.6123 | 3.5995 | 3.9353 | 4.3115 | 4.4918 | 4.3858 | 4.1172 | 3.9812 | 3.7392 | 3.7729 | 3.6943 | 3.7594 | 4.2726 | 4.6639 | 5.2533 | 5.756 | 6.0305 | 5.5705 | 5.055 | 4.3585 | 3.9486
2036-04-15 | 3.8455 | 3.7847 | 3.64 | 3.5879 | 3.5526 | 3.7857 | 4.1156 | 4.2197 | 4.2685 | 4.3394 | 4.15 | 3.7377 | 4.7587 | 4.2859 | 4.3847 | 5.3928 | 5.533 | 5.9901 | 6.0874 | 5.9586 | 5.7119 | 4.9277 | 4.3234 | 4.1433
2036-04-16 | 4.0304 | 3.8759 | 3.6817 | 3.7408 | 3.849 | 4.1642 | 4.6171 | 4.6716 | 5.1072 | 5.0773 | 4.4237 | 4.424 | 4.5652 | 4.6553 | 5.075 | 5.3296 | 5.6432 | 6.0843 | 6.007 | 5.8977 | 5.7002 | 4.9705 | 4.3578 | 3.9461
2036-04-17 | 3.7988 | 3.8189 | 3.7573 | 3.761 | 3.7378 | 4.0172 | 4.2095 | 4.0431 | 4.1952 | 4.0348 | 3.903 | 4.3178 | 4.4078 | 3.8771 | 4.3135 | 4.6801 | 5.0142 | 5.4602 | 5.7062 | 5.7384 | 5.2311 | 4.5736 | 4.2148 | 3.9443
2036-04-18 | 3.7144 | 3.6206 | 3.6686 | 3.5845 | 3.7676 | 3.8419 | 4.2264 | 4.2748 | 4.8286 | 4.906 | 5.1138 | 4.8941 | 4.742 | 4.5552 | 4.9276 | 5.3728 | 5.5308 | 6.0276 | 6.1392 | 6.017 | 5.6881 | 5.2958 | 4.4413 | 4.0892
2036-04-19 | 3.9775 | 3.8979 | 3.8969 | 3.8084 | 3.8861 | 3.9298 | 4.0157 | 4.2848 | 4.6792 | 4.7963 | 4.8609 | 4.5925 | 4.4609 | 4.6564 | 4.7111 | 4.8315 | 4.9185 | 5.4481 | 5.7077 | 5.6604 | 5.2729 | 4.6934 | 4.2317 | 3.9224
2036-04-20 | 3.884 | 4.096 | 3.8704 | 3.6925 | 3.8061 | 4.1061 | 4.3093 | 4.6803 | 5.0033 | 5.2074 | 4.9323 | 4.707 | 4.7807 | 4.7909 | 5.0596 | 5.2226 | 5.5839 | 5.8804 | 6.0114 | 6.2587 | 5.9082 | 5.3964 | 4.2252 | 3.9013
2036-04-21 | 3.8035 | 3.6973 | 3.6992 | 3.6159 | 3.6694 | 3.9022 | 4.2407 | 4.5229 | 4.7646 | 4.437 | 5.0947 | 4.578 | 4.3601 | 4.2313 | 4.2056 | 4.0364 | 4.3509 | 4.9707 | 5.2166 | 5.5095 | 5.0899 | 4.5696 | 4.0441 | 3.7456
2036-04-22 | 3.7251 | 3.6695 | 3.6612 | 3.6253 | 3.6297 | 4.0749 | 4.2641 | 4.2293 | 4.5312 | 4.5865 | 4.444 | 4.0862 | 4.0444 | 3.8391 | 4.1284 | 4.3188 | 4.7599 | 5.2159 | 5.4899 | 5.5643 | 5.2099 | 4.67 | 4.0097 | 3.8045
2036-04-23 | 3.701 | 3.6598 | 3.6145 | 3.5934 | 3.6153 | 4.0004 | 4.2275 | 4.3624 | 4.4752 | 4.1077 | 4.0122 | 3.8809 | 3.8187 | 3.6459 | 4.0019 | 4.6646 | 4.9716 | 5.2537 | 5.5658 | 5.6114 | 5.255 | 4.7491 | 4.136 | 3.8585
2036-04-24 | 3.8213 | 3.7084 | 3.8077 | 3.8729 | 4.013 | 4.5161 | 4.6986 | 4.7673 | 4.945 | 4.1478 | 4.0135 | 3.9772 | 3.9522 | 3.9315 | 4.094 | 4.3625 | 4.6498 | 5.4094 | 5.6067 | 5.6742 | 5.4217 | 4.7457 | 4.1853 | 3.8493
2036-04-25 | 3.7843 | 3.6884 | 3.7094 | 3.7057 | 3.7253 | 4.0759 | 4.3155 | 4.4291 | 4.6313 | 4.4238 | 4.2204 | 4.2349 | 4.2523 | 4.5231 | 4.9323 | 4.7585 | 5.0361 | 5.4928 | 5.9438 | 5.8265 | 5.4358 | 5.0118 | 4.4803 | 4.1514
2036-04-26 | 4.0505 | 3.8574 | 3.8413 | 3.7881 | 3.6427 | 3.8725 | 4.0098 | 4.2446 | 4.4367 | 4.2028 | 4.5594 | 4.6816 | 4.5965 | 4.3812 | 4.3007 | 4.547 | 5.0205 | 5.2543 | 5.4477 | 5.2253 | 5.1822 | 4.8288 | 4.6012 | 4.2791
2036-04-27 | 4.0818 | 3.9406 | 3.7846 | 3.656 | 3.7808 | 3.9094 | 3.9779 | 4.3317 | 4.5184 | 4.4015 | 4.4231 | 4.5108 | 4.8628 | 4.6488 | 4.8937 | 5.006 | 5.3782 | 5.6067 | 5.7255 | 5.6992 | 5.3788 | 4.9105 | 4.6689 | 4.0907
2036-04-28 | 3.9888 | 4.0075 | 4.0306 | 4.0305 | 4.0394 | 4.1216 | 4.7412 | 4.9296 | 4.9051 | 4.4754 | 4.4791 | 4.8464 | 4.7412 | 4.6034 | 4.3873 | 5.2154 | 5.4541 | 5.5227 | 5.6052 | 5.5169 | 5.1191 | 4.702 | 4.2988 | 3.98
2036-04-29 | 3.8338 | 3.7067 | 3.6432 | 3.5794 | 3.6203 | 3.9008 | 4.0664 | 4.1924 | 4.3977 | 4.1865 | 4.2569 | 4.1703 | 4.2027 | 4.4099 | 4.5524 | 4.7198 | 4.9434 | 5.4592 | 5.6431 | 5.6529 | 4.9822 | 4.4958 | 4.1061 | 3.7386
2036-04-30 | 3.6415 | 3.5191 | 3.4463 | 3.4605 | 3.565 | 3.9463 | 4.2283 | 4.2628 | 4.569 | 4.6999 | 4.5599 | 4.4888 | 4.2657 | 4.0725 | 4.1404 | 4.3904 | 4.4821 | 4.7817 | 5.1951 | 5.3792 | 5.0377 | 4.5758 | 4.0747 | 3.8238
2036-05-01 | 3.5041 | 3.4303 | 3.4253 | 3.3502 | 3.3855 | 3.7989 | 3.891 | 4.0121 | 4.1596 | 3.999 | 3.983 | 4.1441 | 4.3014 | 4.0789 | 4.3459 | 4.6514 | 4.7846 | 4.8452 | 4.9947 | 5.0971 | 4.72 | 4.4032 | 3.9243 | 3.5926
2036-05-02 | 3.5367 | 3.3705 | 3.4014 | 3.4819 | 3.5553 | 3.7949 | 4.1137 | 4.1318 | 4.2435 | 4.1337 | 4.0255 | 3.7587 | 3.7192 | 3.5438 | 3.6455 | 4.0999 | 4.5869 | 4.8785 | 5.1388 | 5.1098 | 4.9675 | 4.6747 | 4.0851 | 3.8152
2036-05-03 | 3.6928 | 3.5777 | 3.6709 | 3.6557 | 3.7209 | 4.0043 | 4.0016 | 4.0912 | 4.1171 | 4.3899 | 4.2528 | 4.2073 | 4.36 | 4.165 | 4.3094 | 4.4182 | 4.4797 | 4.3955 | 4.5964 | 4.4775 | 4.2689 | 4.174 | 3.8282 | 3.5249
2036-05-04 | 3.4412 | 3.386 | 3.2955 | 3.264 | 3.2828 | 3.6343 | 3.6902 | 3.8095 | 3.8813 | 3.7799 | 3.5936 | 3.5903 | 3.5069 | 3.5475 | 3.561 | 3.8183 | 3.8546 | 4.0393 | 4.2427 | 4.3564 | 4.1249 | 3.9379 | 3.648 | 3.4623
2036-05-05 | 3.3409 | 3.2458 | 3.2456 | 3.2103 | 3.2713 | 3.5399 | 3.9152 | 3.9503 | 3.8705 | 3.7497 | 3.7914 | 3.8138 | 3.5908 | 3.3621 | 3.6289 | 3.8305 | 4.0058 | 4.2749 | 4.5254 | 4.6925 | 4.527 | 4.1956 | 3.6507 | 3.32
2036-05-06 | 3.2674 | 3.1807 | 3.1568 | 3.1867 | 3.2226 | 3.5839 | 3.691 | 3.9257 | 3.9889 | 3.9505 | 4.0121 | 4.04 | 4.0464 | 3.6025 | 3.8176 | 4.4143 | 4.5569 | 4.6678 | 5.0011 | 5.0519 | 4.6007 | 4.3147 | 3.8717 | 3.5846
2036-05-07 | 3.4656 | 3.3193 | 3.3708 | 3.4217 | 3.5283 | 4.0065 | 4.0866 | 4.1989 | 4.3278 | 4.1626 | 4.3162 | 4.7982 | 4.4736 | 4.1997 | 4.5963 | 5.0602 | 5.1242 | 5.0645 | 5.1888 | 5.4281 | 5.2406 | 4.7732 | 4.2594 | 3.6198
2036-05-08 | 3.5694 | 3.4239 | 3.4285 | 3.4444 | 3.5416 | 3.9013 | 4.1905 | 4.2418 | 4.1991 | 4.0835 | 4.1276 | 4.2593 | 4.0658 | 3.9224 | 4.0394 | 4.0619 | 4.2788 | 4.5529 | 4.777 | 4.8498 | 4.6838 | 4.4186 | 4.0897 | 3.6912
2036-05-09 | 3.6121 | 3.486 | 3.6209 | 3.5498 | 3.6075 | 3.8807 | 4.1252 | 4.1574 | 4.258 | 4.0582 | 4.0893 | 4.0464 | 3.9656 | 3.9665 | 4.0324 | 4.1728 | 4.4917 | 4.8394 | 4.9752 | 4.9243 | 4.7096 | 4.4748 | 3.8637 | 3.6455
2036-05-10 | 3.5584 | 3.5407 | 3.5968 | 3.5372 | 3.5318 | 3.6886 | 3.8158 | 3.9762 | 4.1826 | 4.0446 | 3.9166 | 4.2599 | 4.6896 | 4.4812 | 4.5614 | 4.5191 | 4.691 | 5.0394 | 4.9855 | 4.955 | 4.8077 | 4.6041 | 4.256 | 3.944
2036-05-11 | 3.829 | 3.6951 | 3.6221 | 3.564 | 3.6399 | 3.655 | 3.7359 | 4.0822 | 4.2663 | 3.9859 | 4.254 | 4.4774 | 4.3004 | 4.3116 | 4.3285 | 4.4481 | 4.5551 | 4.9266 | 5.1629 | 5.3366 | 5.1195 | 4.6455 | 4.2302 | 3.9294
2036-05-12 | 3.8564 | 3.7509 | 3.768 | 3.7666 | 3.8703 | 4.1133 | 4.4022 | 4.467 | 4.9151 | 4.8367 | 4.5548 | 4.6979 | 4.4775 | 4.3343 | 4.5063 | 4.8952 | 5.6536 | 5.7592 | 5.7476 | 5.5962 | 5.5538 | 5.1141 | 4.5899 | 4.0951
2036-05-13 | 4.2131 | 4.2353 | 4.1973 | 4.2135 | 4.1973 | 4.5957 | 4.7553 | 5.0486 | 5.4081 | 5.2253 | 5.1985 | 5.3369 | 4.8457 | 4.788 | 5.1829 | 5.3304 | 5.467 | 5.8642 | 6.0785 | 6.1933 | 6.0721 | 5.5554 | 4.856 | 4.3367
2036-05-14 | 3.9119 | 3.7834 | 3.7522 | 3.7395 | 3.895 | 4.205 | 4.3327 | 4.5856 | 5.1938 | 5.0126 | 4.9202 | 4.7963 | 4.8354 | 4.9224 | 4.8576 | 5.1915 | 5.3026 | 5.7948 | 5.6015 | 5.8139 | 5.802 | 5.3415 | 4.5908 | 4.2551
2036-05-15 | 4.129 | 3.9885 | 3.9227 | 4.0438 | 4.0581 | 4.3945 | 4.7393 | 5.0344 | 5.154 | 4.9351 | 4.9 | 4.8304 | 4.6862 | 4.7091 | 4.9275 | 5.1289 | 5.4608 | 5.8332 | 5.7508 | 5.6905 | 5.4571 | 5.1253 | 4.6114 | 4.2389
2036-05-16 | 4.0772 | 3.9983 | 3.9996 | 4.1429 | 4.1129 | 4.477 | 4.7583 | 5.0269 | 5.1018 | 5.1422 | 5.1259 | 4.9882 | 4.8787 | 4.8977 | 4.9932 | 5.3429 | 5.5486 | 5.6537 | 5.6339 | 5.6567 | 5.5597 | 5.3565 | 4.863 | 4.3594
2036-05-17 | 4.1576 | 3.99 | 4.0601 | 4.0418 | 4.0782 | 4.3728 | 4.4354 | 4.5048 | 5.2024 | 4.9422 | 4.86 | 4.77 | 4.6785 | 4.4237 | 4.5794 | 4.8113 | 5.0117 | 5.2783 | 5.4313 | 5.5443 | 5.4401 | 5.1309 | 4.7152 | 4.246
2036-05-18 | 4.1159 | 3.9568 | 3.8982 | 3.8831 | 3.9289 | 4.1232 | 4.1278 | 4.3292 | 4.9278 | 4.7228 | 4.8299 | 4.8433 | 4.6797 | 4.5177 | 4.7468 | 5.0716 | 5.291 | 5.3263 | 5.5311 | 5.4975 | 5.3693 | 5.0727 | 4.6342 | 4.1309
2036-05-19 | 3.9964 | 4.0668 | 3.9254 | 3.8807 | 3.9192 | 4.1518 | 4.4542 | 4.5561 | 5.0893 | 5.1057 | 4.7883 | 4.9617 | 4.7947 | 4.6769 | 4.9619 | 5.1446 | 5.2582 | 5.6866 | 5.7792 | 5.7349 | 5.7203 | 5.334 | 4.9626 | 4.4135
2036-05-20 | 4.1711 | 3.9211 | 3.8903 | 3.8651 | 3.8287 | 4.1764 | 4.6573 | 4.8314 | 5.2695 | 5.0369 | 4.8008 | 4.8594 | 4.7262 | 4.8768 | 4.9095 | 5.2298 | 5.3551 | 5.5896 | 5.6805 | 5.6614 | 5.5928 | 4.9401 | 4.3964 | 4.0805
2036-05-21 | 3.9891 | 3.8947 | 3.9975 | 3.8237 | 4.0253 | 4.3243 | 4.5194 | 4.5924 | 4.6494 | 4.5195 | 4.5657 | 4.6627 | 4.2744 | 4.3708 | 4.5727 | 4.6694 | 4.9524 | 5.3444 | 5.4042 | 5.5633 | 5.4604 | 5.2163 | 4.6554 | 4.3254
2036-05-22 | 4.1727 | 4.0796 | 4.0386 | 4.1254 | 4.1922 | 4.5012 | 4.6556 | 4.8695 | 5.0108 | 5.1079 | 5.1239 | 5.007 | 4.8834 | 4.7605 | 5.2808 | 5.2191 | 5.2129 | 5.5053 | 5.6209 | 5.6301 | 5.3907 | 5.1633 | 4.5594 | 4.1325
2036-05-23 | 4.0196 | 3.9041 | 3.8982 | 3.9459 | 4.0926 | 4.3553 | 4.5571 | 4.6077 | 4.8187 | 4.6564 | 4.7517 | 4.7066 | 4.3304 | 4.3283 | 4.4191 | 4.7272 | 4.9484 | 5.5424 | 5.4915 | 5.7355 | 5.527 | 5.2588 | 4.8068 | 4.3927
2036-05-24 | 4.2113 | 4.0775 | 4.1359 | 4.1455 | 4.0677 | 4.284 | 3.979 | 4.1807 | 4.6481 | 4.6506 | 4.4352 | 4.6843 | 4.3737 | 4.1887 | 4.1722 | 4.3515 | 4.5927 | 5.0667 | 5.1113 | 5.003 | 4.8375 | 4.7073 | 4.3558 | 4.0398
2036-05-25 | 3.9212 | 3.8863 | 3.8687 | 3.7997 | 3.899 | 3.9917 | 4.0028 | 4.1212 | 4.593 | 4.5977 | 4.5842 | 4.498 | 4.4981 | 4.6 | 4.6878 | 4.7919 | 4.9855 | 5.3481 | 5.4094 | 5.3728 | 4.9429 | 4.8029 | 4.5723 | 4.1677
2036-05-26 | 4.0634 | 3.955 | 3.9034 | 3.8658 | 3.8547 | 4.0008 | 4.0977 | 4.2719 | 4.4676 | 4.4822 | 4.7573 | 4.5906 | 4.5231 | 4.4835 | 4.5319 | 4.722 | 4.9771 | 5.0372 | 5.1414 | 5.2177 | 5.1572 | 4.8603 | 4.5335 | 4.2122
2036-05-27 | 4.1272 | 4.0851 | 4.0207 | 3.9933 | 4.0605 | 4.2886 | 4.3619 | 4.4867 | 4.9654 | 4.96 | 4.8811 | 4.9148 | 5.1226 | 5.021 | 5.0894 | 5.3094 | 5.5542 | 5.7057 | 5.5125 | 5.6459 | 5.2789 | 5.0203 | 4.4643 | 4.0834
2036-05-28 | 3.9222 | 3.8314 | 3.8702 | 3.9117 | 3.7496 | 4.0713 | 4.3335 | 4.3376 | 4.5992 | 4.764 | 4.5368 | 4.5549 | 4.5264 | 4.5173 | 4.6953 | 4.7184 | 5.0191 | 5.2806 | 5.3691 | 5.4274 | 5.363 | 5.0059 | 4.3364 | 4.0702
2036-05-29 | 3.9842 | 3.8035 | 3.7765 | 3.7951 | 3.636 | 4.0415 | 4.2476 | 4.5574 | 4.694 | 4.607 | 4.6611 | 4.6955 | 4.7564 | 4.6406 | 4.6912 | 5.0322 | 5.1279 | 5.3468 | 5.4928 | 5.6084 | 5.5786 | 5.0416 | 4.5077 | 3.9818
2036-05-30 | 3.8493 | 3.741 | 3.7153 | 3.7498 | 3.869 | 4.2913 | 4.7579 | 4.5965 | 4.8687 | 4.8054 | 4.7573 | 4.763 | 4.5014 | 4.2565 | 4.625 | 4.9801 | 4.9126 | 5.2503 | 5.0551 | 4.9999 | 5.026 | 4.9721 | 4.4126 | 4.1282
2036-05-31 | 4.0333 | 3.8988 | 3.8481 | 3.8148 | 3.8868 | 4.1946 | 4.1142 | 4.2572 | 4.6726 | 4.4628 | 4.4143 | 4.5688 | 4.5684 | 4.186 | 4.4909 | 4.6509 | 4.8527 | 5.1565 | 5.4147 | 5.2834 | 5.2433 | 4.9325 | 4.6176 | 4.2187
2036-06-01 | 3.8641 | 3.7202 | 3.6361 | 3.7099 | 3.7794 | 3.8828 | 4.0089 | 4.007 | 4.5031 | 4.3663 | 4.2069 | 4.0802 | 4.227 | 4.0496 | 4.1679 | 4.368 | 4.5185 | 4.8856 | 4.8965 | 5.0106 | 4.8123 | 4.6812 | 4.1807 | 3.9122
2036-06-02 | 3.7855 | 3.7534 | 3.6656 | 3.8014 | 3.8269 | 4.0374 | 4.1097 | 4.1544 | 4.3573 | 4.4302 | 4.5707 | 4.3039 | 4.3246 | 4.4168 | 4.7076 | 4.8653 | 4.9203 | 5.1253 | 5.3169 | 5.3757 | 5.1749 | 4.7174 | 4.3496 | 3.9944
2036-06-03 | 3.8632 | 3.7514 | 3.7213 | 3.6952 | 3.7824 | 4.1333 | 4.4958 | 4.2611 | 4.3969 | 4.5938 | 4.6844 | 4.6691 | 4.5907 | 4.6273 | 4.8825 | 4.9166 | 4.9315 | 5.2835 | 5.2445 | 5.2904 | 5.1732 | 4.8163 | 4.4487 | 4.0689
2036-06-04 | 3.9539 | 3.8633 | 3.8754 | 3.9178 | 3.9406 | 4.2165 | 4.2713 | 4.2327 | 4.6678 | 4.6974 | 4.5323 | 4.4116 | 4.5047 | 4.5591 | 4.5627 | 4.8509 | 4.9142 | 5.2708 | 5.3717 | 5.4899 | 5.5001 | 5.1959 | 4.8473 | 4.4774
2036-06-05 | 4.2362 | 4.1376 | 4.0381 | 4.0124 | 4.12 | 4.3443 | 4.4391 | 4.541 | 4.7152 | 4.7339 | 4.5056 | 4.5641 | 4.4131 | 4.3767 | 4.3438 | 4.7118 | 4.8154 | 5.0694 | 5.1938 | 5.1806 | 5.1397 | 4.7992 | 4.4171 | 4.0398
2036-06-06 | 3.8831 | 3.8617 | 3.8917 | 3.8388 | 3.9483 | 4.1648 | 4.2222 | 4.3713 | 4.6236 | 4.5637 | 4.5859 | 4.4612 | 4.5123 | 4.423 | 4.4284 | 4.6757 | 4.7866 | 5.043 | 5.3131 | 5.3984 | 5.2429 | 4.9981 | 4.5797 | 4.3044
2036-06-07 | 4.1324 | 3.8075 | 3.8149 | 3.7697 | 3.9199 | 4.0557 | 4.1465 | 4.3003 | 4.574 | 4.4999 | 4.4023 | 4.6234 | 4.0969 | 4.0842 | 4.3927 | 4.6667 | 4.7818 | 5.3181 | 5.1369 | 5.1745 | 5.1172 | 4.8902 | 4.5354 | 4.1043
2036-06-08 | 3.9765 | 3.8807 | 3.8511 | 3.8506 | 3.9076 | 4.0119 | 4.1776 | 4.3127 | 4.5271 | 4.4167 | 4.4438 | 4.3497 | 4.2646 | 4.2703 | 4.4447 | 4.6536 | 4.5772 | 4.9237 | 5.2999 | 5.3518 | 5.2698 | 4.9119 | 4.6384 | 4.1794
2036-06-09 | 4.0518 | 3.821 | 3.8267 | 3.919 | 3.9722 | 4.1597 | 4.2287 | 4.5731 | 5.0391 | 4.8286 | 4.9466 | 4.7133 | 4.6704 | 4.5808 | 4.776 | 4.9961 | 5.202 | 5.5258 | 5.5212 | 5.4557 | 5.3799 | 5.1539 | 4.7944 | 4.2366
2036-06-10 | 3.9178 | 3.8147 | 3.7459 | 3.7988 | 3.8801 | 4.0448 | 4.1956 | 4.3024 | 4.7469 | 4.5211 | 4.4972 | 4.4389 | 4.469 | 4.3524 | 4.3719 | 4.5777 | 4.781 | 5.2193 | 5.4474 | 5.506 | 5.3783 | 5.0741 | 4.5619 | 4.2212
2036-06-11 | 4.1082 | 3.8945 | 3.8592 | 3.8575 | 3.8776 | 4.2272 | 4.1979 | 4.4044 | 4.6738 | 4.7709 | 4.8495 | 4.8359 | 4.5831 | 4.6269 | 4.7106 | 5.0441 | 4.9724 | 5.3166 | 5.4701 | 5.5368 | 5.4851 | 5.2125 | 4.8078 | 4.4287
2036-06-12 | 4.2781 | 4.2572 | 4.0918 | 3.9927 | 4.0352 | 4.2991 | 4.2817 | 4.3808 | 4.4755 | 4.2725 | 4.3316 | 4.3549 | 4.2871 | 4.0329 | 4.3078 | 4.5676 | 4.673 | 4.9675 | 5.0814 | 5.1678 | 5.016 | 4.7072 | 4.2491 | 4.0233
2036-06-13 | 3.8325 | 3.7386 | 3.8075 | 3.7875 | 3.8292 | 3.9187 | 3.8694 | 4.1039 | 4.4875 | 4.687 | 4.8029 | 4.7897 | 4.705 | 4.5706 | 4.721 | 5.0125 | 5.0695 | 5.3399 | 5.3262 | 5.2928 | 5.1004 | 4.8598 | 4.4366 | 4.1256
2036-06-14 | 4.0273 | 3.8009 | 3.8205 | 3.8107 | 3.8602 | 4.0431 | 4.0379 | 4.3189 | 4.3093 | 4.3807 | 4.1267 | 4.1851 | 4.1218 | 4.1516 | 4.171 | 4.3303 | 4.6044 | 4.9575 | 4.9927 | 4.9495 | 4.757 | 4.5315 | 4.2786 | 4.039
2036-06-15 | 3.94 | 3.9148 | 3.841 | 3.8664 | 3.8128 | 4.0128 | 3.8894 | 3.9632 | 4.3301 | 4.1927 | 4.2736 | 4.382 | 4.4291 | 4.4239 | 4.4527 | 4.5445 | 4.7141 | 5.0582 | 5.2691 | 5.3888 | 5.2454 | 4.8535 | 4.4349 | 4.1395
2036-06-16 | 4.0048 | 3.8938 | 3.7026 | 3.7821 | 3.8945 | 3.9991 | 4.0513 | 4.1257 | 4.5383 | 4.397 | 4.4714 | 4.2924 | 3.9098 | 4.2917 | 4.5092 | 4.4949 | 4.7767 | 5.1728 | 5.2527 | 5.196 | 5.0093 | 4.6898 | 4.4019 | 4.2093
2036-06-17 | 4.1105 | 4.0202 | 3.9438 | 3.9722 | 4.02 | 4.2834 | 4.3012 | 4.457 | 4.7041 | 4.8682 | 5.0008 | 4.9523 | 4.7537 | 4.5852 | 5.0681 | 5.235 | 5.2609 | 5.5118 | 5.552 | 5.6157 | 5.4888 | 5.0641 | 4.6487 | 4.3479
2036-06-18 | 4.1326 | 4.1153 | 3.9824 | 3.9306 | 4.0224 | 4.2985 | 4.3487 | 4.6244 | 4.717 | 4.5466 | 4.4823 | 4.3175 | 4.1186 | 4.2262 | 4.4675 | 4.7488 | 4.8801 | 5.2947 | 5.3955 | 5.5002 | 5.4448 | 5.0203 | 4.513 | 4.1542
2036-06-19 | 4.0139 | 3.9318 | 3.8973 | 3.9827 | 3.9454 | 4.0573 | 4.1306 | 4.2406 | 4.9432 | 4.8007 | 4.7102 | 4.8548 | 4.8864 | 4.5091 | 4.3544 | 4.6427 | 4.9468 | 5.2984 | 5.4233 | 5.4998 | 5.3241 | 4.9248 | 4.4343 | 4.2055
2036-06-20 | 4.1031 | 4.0175 | 4.022 | 3.9342 | 3.9191 | 4.1109 | 4.2198 | 4.3073 | 4.601 | 4.7327 | 4.7915 | 4.9172 | 4.7646 | 4.7407 | 4.8346 | 4.9883 | 4.9065 | 5.0473 | 4.9016 | 5.125 | 4.9743 | 4.8591 | 4.4575 | 4.1011
2036-06-21 | 3.9119 | 3.7999 | 3.879 | 3.8438 | 3.7937 | 4.0253 | 4.2081 | 4.2202 | 4.5028 | 4.5743 | 4.5216 | 4.5828 | 4.5442 | 4.4896 | 4.8961 | 5.0427 | 5.1743 | 5.4538 | 5.3703 | 5.4601 | 5.3669 | 5.1363 | 4.7344 | 4.3354
2036-06-22 | 4.1671 | 4.1435 | 3.9003 | 3.9005 | 3.9552 | 4.018 | 4.1897 | 4.2902 | 4.5568 | 4.5878 | 4.539 | 4.6669 | 4.5164 | 4.3323 | 4.4892 | 4.8653 | 4.8367 | 5.0827 | 5.1839 | 5.3018 | 5.1954 | 5.0521 | 4.6024 | 4.3293
2036-06-23 | 4.1714 | 4.0799 | 4.0789 | 4.023 | 3.9466 | 4.1902 | 4.3161 | 4.4831 | 4.7528 | 4.6806 | 4.5338 | 4.7056 | 4.7298 | 4.3655 | 4.6448 | 4.8383 | 4.964 | 5.3376 | 5.4237 | 5.4379 | 5.2422 | 4.9987 | 4.634 | 4.1979
2036-06-24 | 4.134 | 4.0602 | 4.0143 | 4.0813 | 4.1274 | 4.3521 | 4.4635 | 4.5965 | 4.9143 | 4.7903 | 4.7632 | 4.6156 | 4.6547 | 4.8247 | 4.7808 | 4.8082 | 4.9867 | 5.3992 | 5.5263 | 5.5698 | 5.2967 | 4.9735 | 4.7212 | 4.4678
2036-06-25 | 4.2387 | 4.1093 | 4.0366 | 4.0667 | 4.0933 | 4.2962 | 4.2098 | 4.5259 | 4.6573 | 4.8336 | 4.7425 | 4.7339 | 4.4876 | 4.2527 | 4.5404 | 4.6497 | 4.7207 | 5.1797 | 5.1706 | 5.1627 | 5.0273 | 4.7361 | 4.4109 | 4.0511
2036-06-26 | 3.9403 | 3.8272 | 3.8489 | 3.8092 | 3.8122 | 4.1041 | 4.2886 | 4.4468 | 4.6721 | 4.7654 | 4.6867 | 4.6636 | 4.6727 | 4.565 | 4.7593 | 4.7943 | 4.9388 | 5.3199 | 5.4638 | 5.5269 | 5.379 | 5.0119 | 4.6073 | 4.3199
2036-06-27 | 4.2102 | 4.1218 | 4.1603 | 4.0855 | 4.1913 | 4.3349 | 4.4814 | 4.5415 | 5.0643 | 5.07 | 5.1348 | 4.8976 | 4.7874 | 4.5631 | 4.7723 | 4.7141 | 4.7957 | 5.2211 | 5.3514 | 5.3309 | 5.2037 | 4.9585 | 4.6089 | 4.2786
2036-06-28 | 4.0861 | 4.0644 | 4.0145 | 3.9502 | 3.9102 | 4.0641 | 4.0971 | 4.1799 | 4.4253 | 4.307 | 4.2392 | 4.1385 | 4.1602 | 4.2077 | 4.3509 | 4.5334 | 4.6017 | 5.0282 | 5.0748 | 4.974 | 4.9127 | 4.6061 | 4.4754 | 4.269
2036-06-29 | 4.109 | 3.9965 | 3.9523 | 3.8925 | 3.9931 | 4.1498 | 4.1778 | 4.2367 | 4.4402 | 4.4594 | 4.4388 | 4.5112 | 4.5524 | 4.2704 | 4.3375 | 4.5896 | 4.627 | 5.0223 | 5.2328 | 5.2516 | 4.9694 | 4.7814 | 4.4161 | 4.1833
2036-06-30 | 4.1191 | 4.0902 | 4.0679 | 4.0466 | 4.1158 | 4.2372 | 4.3141 | 4.5383 | 4.8954 | 4.9767 | 4.9248 | 4.8587 | 5.0634 | 5.1043 | 5.1055 | 5.3853 | 5.5872 | 5.9092 | 5.9494 | 6.0826 | 5.8927 | 5.2515 | 4.7285 | 4.3113
2036-07-01 | 3.9748 | 3.8886 | 3.7963 | 3.7495 | 3.8067 | 4.0324 | 4.1747 | 4.4144 | 4.6474 | 4.4913 | 4.6625 | 4.5402 | 4.5873 | 4.4772 | 4.4615 | 4.7934 | 4.9901 | 5.3788 | 5.3968 | 5.545 | 5.4205 | 4.8869 | 4.6462 | 4.2154
2036-07-02 | 4.0804 | 3.9718 | 3.9623 | 4.0374 | 3.9482 | 4.1846 | 3.9651 | 4.2179 | 4.7445 | 4.8022 | 4.9908 | 4.7958 | 4.7156 | 4.6998 | 4.656 | 4.9765 | 5.1499 | 5.5615 | 5.4445 | 5.6196 | 5.3938 | 5.0963 | 4.5072 | 4.1393
2036-07-03 | 3.9656 | 3.8753 | 3.9078 | 3.899 | 3.9327 | 4.1144 | 4.1498 | 4.3655 | 4.5731 | 4.6862 | 4.5347 | 4.7877 | 4.7263 | 4.6658 | 4.7507 | 4.7217 | 4.9332 | 5.3738 | 5.089 | 5.1713 | 4.9054 | 4.7501 | 4.6935 | 4.169
2036-07-04 | 4.0048 | 3.879 | 4.0171 | 4.0237 | 4.0259 | 4.2617 | 4.3292 | 4.6048 | 4.6886 | 4.6246 | 4.8436 | 4.7681 | 4.8618 | 4.7186 | 4.8327 | 5.1167 | 5.2846 | 5.2494 | 5.3641 | 5.3934 | 5.2805 | 4.9903 | 4.7177 | 4.2939
2036-07-05 | 4.1419 | 4.0291 | 4.0258 | 3.8928 | 4.0716 | 4.1905 | 4.0708 | 4.4129 | 4.7198 | 4.5823 | 4.4373 | 4.5125 | 4.4793 | 4.5149 | 4.7476 | 4.7911 | 4.803 | 5.0294 | 5.0314 | 4.8774 | 4.8078 | 4.6768 | 4.6012 | 4.3048
2036-07-06 | 4.2391 | 4.1669 | 4.0838 | 4.0643 | 4.0911 | 4.1798 | 4.2624 | 4.5786 | 4.7754 | 4.8621 | 4.5897 | 4.7501 | 4.5709 | 4.5892 | 4.625 | 4.956 | 5.0744 | 5.1066 | 5.2119 | 5.2711 | 5.121 | 4.8424 | 4.4133 | 4.173
2036-07-07 | 4.0209 | 3.9019 | 3.9189 | 3.9528 | 4.0432 | 4.2707 | 4.4231 | 4.8662 | 5.291 | 4.9189 | 4.8145 | 4.8181 | 4.7532 | 4.893 | 4.7451 | 4.9373 | 5.1332 | 5.3222 | 5.6144 | 5.7484 | 5.5679 | 5.2003 | 4.8607 | 4.4648
2036-07-08 | 4.307 | 4.1361 | 4.1648 | 4.1618 | 4.2356 | 4.5654 | 4.741 | 4.9441 | 5.134 | 4.9213 | 4.7941 | 5.0256 | 4.9818 | 4.7665 | 4.6514 | 4.8668 | 5.4611 | 6.1035 | 6.1016 | 6.1445 | 5.9462 | 5.6319 | 5.0886 | 4.6787
2036-07-09 | 4.3406 | 4.1774 | 4.1205 | 4.0798 | 4.2648 | 4.4236 | 4.5732 | 4.7741 | 4.957 | 4.8036 | 4.6872 | 4.5516 | 4.4657 | 4.5386 | 4.6969 | 5.2345 | 5.6721 | 6.0784 | 6.0954 | 6.1208 | 6.0199 | 5.5837 | 5.0371 | 4.4933
2036-07-10 | 4.1764 | 4.2047 | 4.0672 | 3.954 | 3.9726 | 4.2291 | 4.3043 | 4.6163 | 4.8278 | 4.6068 | 4.4899 | 4.4903 | 4.4293 | 4.4006 | 4.4837 | 4.7233 | 4.9401 | 5.3027 | 5.3092 | 5.5188 | 5.2914 | 4.9789 | 4.5277 | 4.2636
2036-07-11 | 4.1467 | 4.0844 | 4.0073 | 3.9615 | 4.0436 | 4.1254 | 4.0406 | 4.2197 | 4.9003 | 4.6817 | 4.4383 | 4.5379 | 4.6396 | 4.5023 | 4.4556 | 4.6866 | 4.8662 | 5.3791 | 5.4632 | 5.3524 | 5.1876 | 4.9151 | 4.5077 | 4.2788
2036-07-12 | 4.1767 | 3.997 | 3.9765 | 3.9701 | 3.9651 | 4.0553 | 3.9651 | 4.1624 | 4.5991 | 4.5711 | 4.3135 | 4.3568 | 4.3323 | 4.3079 | 4.4749 | 4.511 | 4.7207 | 5.2258 | 5.2633 | 5.237 | 5.174 | 4.7092 | 4.4027 | 4.0985
2036-07-13 | 4.0086 | 3.8915 | 3.7919 | 3.7556 | 3.7162 | 3.7891 | 3.7881 | 3.9878 | 4.3609 | 4.2446 | 4.1232 | 4.2313 | 4.1104 | 4.1826 | 4.2678 | 4.5795 | 4.6422 | 5.2466 | 5.3366 | 5.2952 | 5.1817 | 4.859 | 4.5372 | 4.1521
2036-07-14 | 4.0522 | 3.971 | 3.9826 | 3.9026 | 3.922 | 4.0802 | 3.9682 | 4.3043 | 4.7631 | 4.607 | 4.6271 | 4.7097 | 4.8992 | 4.8458 | 4.9567 | 5.003 | 5.2261 | 5.6706 | 5.7704 | 5.8431 | 5.5851 | 5.2375 | 4.6521 | 4.3175
2036-07-15 | 4.1614 | 4.0044 | 3.9498 | 3.9474 | 3.9438 | 4.1554 | 4.0898 | 4.2577 | 4.6542 | 4.4733 | 4.4168 | 4.3841 | 4.4874 | 4.4318 | 4.5098 | 4.6846 | 4.982 | 5.4252 | 5.4758 | 5.6031 | 5.3474 | 5.0229 | 4.5949 | 4.285
2036-07-16 | 4.1463 | 4.0304 | 3.9737 | 3.9466 | 4.0129 | 4.389 | 4.329 | 4.3649 | 5.0171 | 4.9361 | 4.8456 | 4.8262 | 4.8162 | 4.6564 | 5.0723 | 5.1192 | 5.3192 | 5.6174 | 5.8658 | 5.9763 | 5.8276 | 5.2455 | 4.7849 | 4.2992
2036-07-17 | 4.1381 | 4.1214 | 4.0249 | 3.9402 | 4.0239 | 4.2007 | 4.219 | 4.3701 | 4.6117 | 4.5735 | 4.2852 | 4.3836 | 4.3839 | 4.3587 | 4.3957 | 4.6129 | 4.9984 | 5.3362 | 5.3666 | 5.4641 | 5.3409 | 5.0549 | 4.553 | 4.239
2036-07-18 | 4.2008 | 4.1229 | 4.1571 | 4.0816 | 4.2779 | 4.5248 | 4.6682 | 4.7519 | 5.1086 | 5.0456 | 5.1087 | 5.0417 | 5.1328 | 5.0051 | 5.2325 | 5.286 | 5.2647 | 5.8321 | 5.6564 | 5.6401 | 5.3656 | 5.0239 | 4.4028 | 4.2365
2036-07-19 | 4.1449 | 4.0343 | 4.018 | 4.0056 | 4.0297 | 4.0957 | 4.0755 | 4.2008 | 4.3256 | 4.3266 | 4.3665 | 4.425 | 4.3809 | 4.2648 | 4.2651 | 4.595 | 4.6579 | 5.0699 | 5.1513 | 5.2364 | 5.1119 | 4.8431 | 4.4631 | 4.2941
2036-07-20 | 4.0877 | 4.0251 | 3.9177 | 3.8916 | 3.9202 | 4.1061 | 4.016 | 4.4911 | 4.8588 | 4.9143 | 4.6791 | 4.6606 | 4.6832 | 4.6358 | 4.405 | 4.5689 | 4.8462 | 5.3341 | 5.4393 | 5.5955 | 5.635 | 5.1976 | 4.7708 | 4.3523
2036-07-21 | 4.2252 | 4.1197 | 4.0748 | 3.9809 | 3.9404 | 4.2385 | 4.207 | 4.4994 | 4.7825 | 4.6176 | 4.4317 | 4.7271 | 4.7013 | 4.4498 | 4.4333 | 4.8064 | 5.0257 | 5.3764 | 5.3961 | 5.3942 | 5.2687 | 4.9722 | 4.5714 | 4.2983
2036-07-22 | 4.1512 | 4.088 | 4.0954 | 4.021 | 4.1242 | 4.3657 | 4.4442 | 4.5163 | 4.782 | 4.4261 | 4.4504 | 4.4687 | 4.408 | 4.4996 | 4.7498 | 5.2373 | 5.2602 | 5.716 | 5.7522 | 5.8724 | 5.7194 | 5.3799 | 4.828 | 4.3767
2036-07-23 | 4.145 | 4.0606 | 3.9872 | 3.9462 | 4.0471 | 4.2131 | 4.3281 | 4.516 | 4.8654 | 4.8137 | 4.6777 | 4.7899 | 4.6817 | 4.6722 | 4.8517 | 5.0156 | 5.3741 | 5.5579 | 5.7313 | 5.823 | 5.8532 | 5.2442 | 4.6062 | 4.2325
2036-07-24 | 4.0436 | 4.0225 | 3.9223 | 3.9217 | 4.0122 | 4.2177 | 4.2983 | 4.4725 | 4.5866 | 4.7492 | 4.9038 | 4.9778 | 4.9765 | 4.8493 | 4.8422 | 5.3232 | 5.3596 | 5.6659 | 5.824 | 5.7961 | 5.5893 | 5.2124 | 4.7311 | 4.2999
2036-07-25 | 4.1292 | 4.0614 | 3.9932 | 4.074 | 4.131 | 4.2516 | 4.3489 | 4.5362 | 4.8053 | 4.5917 | 4.5742 | 4.6788 | 4.6696 | 4.6628 | 4.7308 | 4.9824 | 5.0585 | 5.3069 | 5.4135 | 5.4713 | 5.3463 | 4.9262 | 4.5793 | 4.2168
2036-07-26 | 4.2167 | 4.0178 | 3.9855 | 3.924 | 3.9415 | 4.2182 | 4.2603 | 4.4241 | 4.6442 | 4.7404 | 4.6648 | 4.9171 | 4.805 | 4.5072 | 4.5583 | 4.8171 | 4.9925 | 5.1237 | 5.2405 | 5.3802 | 5.173 | 4.8434 | 4.5428 | 4.2327
2036-07-27 | 4.1042 | 3.9657 | 3.8786 | 3.9421 | 3.9453 | 4.029 | 4.112 | 4.4301 | 4.612 | 4.4937 | 4.4759 | 4.5262 | 4.8031 | 4.4353 | 4.4065 | 4.5665 | 4.7827 | 5.1255 | 5.2259 | 5.5511 | 5.263 | 4.8695 | 4.6284 | 4.2407
2036-07-28 | 4.3024 | 4.2132 | 4.1424 | 4.18 | 4.1944 | 4.3962 | 4.5929 | 4.7691 | 5.0062 | 4.8612 | 4.9965 | 4.8736 | 5.0511 | 4.8453 | 4.9763 | 5.322 | 5.6728 | 5.9933 | 6.2321 | 6.4841 | 6.2821 | 6.008 | 5.2636 | 4.8046
2036-07-29 | 4.3046 | 3.687 | 3.6463 | 3.9218 | 4.0967 | 4.2316 | 4.2707 | 4.7186 | 5.2713 | 5.0925 | 4.675 | 4.5612 | 4.5253 | 4.3728 | 4.5421 | 4.9667 | 5.1913 | 5.4952 | 5.675 | 5.6991 | 5.461 | 5.0608 | 4.598 | 4.2256
2036-07-30 | 4.0675 | 3.9652 | 4.0056 | 3.9184 | 4.0381 | 4.3845 | 4.4352 | 4.6082 | 4.7211 | 4.5422 | 4.4591 | 4.5845 | 4.4153 | 4.5667 | 4.8567 | 5.2424 | 5.432 | 5.7085 | 5.8951 | 5.9446 | 5.8147 | 5.5605 | 5.0698 | 4.5826
2036-07-31 | 4.5333 | 4.3058 | 4.2114 | 4.156 | 4.1155 | 4.2091 | 4.3946 | 4.6449 | 4.7219 | 4.7096 | 4.497 | 4.6173 | 4.6784 | 4.5699 | 4.7047 | 4.9435 | 5.045 | 5.4058 | 5.4111 | 5.4982 | 5.3955 | 5.187 | 4.6736 | 4.3573
2036-08-01 | 4.3435 | 4.3147 | 4.2695 | 4.384 | 4.3883 | 4.586 | 4.7678 | 4.8137 | 4.9105 | 4.8293 | 4.6804 | 4.6323 | 4.8576 | 4.5965 | 4.8061 | 4.892 | 5.0606 | 5.2523 | 5.3903 | 5.4386 | 5.2825 | 5.0641 | 4.7905 | 4.4952
2036-08-02 | 4.323 | 4.1795 | 4.1656 | 4.1641 | 4.2418 | 4.433 | 4.5552 | 4.6721 | 4.8367 | 4.5689 | 4.5349 | 4.6485 | 4.5714 | 4.4531 | 4.6339 | 5.0721 | 5.2264 | 5.3985 | 5.6152 | 5.7018 | 5.5628 | 5.3061 | 4.9583 | 4.5555
2036-08-03 | 4.3719 | 4.2771 | 4.1726 | 4.1812 | 4.1685 | 4.3103 | 4.4148 | 4.4781 | 4.6666 | 4.5763 | 4.7757 | 4.7716 | 4.8292 | 4.6862 | 4.734 | 5.4006 | 5.3824 | 5.7147 | 5.8768 | 5.9266 | 5.7903 | 5.397 | 5.0836 | 4.6233
2036-08-04 | 4.4208 | 4.2989 | 4.1212 | 4.1437 | 4.1728 | 4.278 | 4.653 | 4.7163 | 5.0374 | 4.8915 | 4.5923 | 4.711 | 4.6603 | 4.4096 | 4.7651 | 5.2054 | 5.3596 | 5.6003 | 5.7044 | 5.7029 | 5.441 | 5.0555 | 4.7355 | 4.4477
2036-08-05 | 4.2503 | 4.1836 | 4.2279 | 4.2045 | 4.3078 | 4.5353 | 4.799 | 4.8844 | 5.0103 | 4.8411 | 4.9771 | 5.1103 | 5.0176 | 5.1005 | 5.2119 | 5.5508 | 5.6801 | 5.937 | 6.0316 | 6.0564 | 5.8738 | 5.5295 | 4.9679 | 4.6106
2036-08-06 | 4.475 | 4.4178 | 4.2948 | 4.3337 | 4.4074 | 4.5441 | 4.7355 | 4.788 | 4.9324 | 4.9408 | 4.8977 | 4.8995 | 4.9597 | 4.7985 | 4.9132 | 5.3061 | 5.4247 | 5.6454 | 5.7708 | 5.9336 | 5.8648 | 5.4058 | 5.0055 | 4.6846
2036-08-07 | 4.6032 | 4.5839 | 4.5398 | 4.4415 | 4.3864 | 4.5249 | 4.7527 | 4.7041 | 4.7684 | 4.7215 | 4.6457 | 4.6834 | 4.6729 | 4.5812 | 4.8571 | 5.0517 | 5.3887 | 5.5224 | 5.5982 | 5.6709 | 5.3999 | 5.1901 | 4.6876 | 4.4857
2036-08-08 | 4.4484 | 4.3261 | 4.2713 | 4.2439 | 4.2396 | 4.49 | 4.4602 | 4.6606 | 5.2222 | 5.1884 | 4.9266 | 4.9611 | 5.0201 | 4.9309 | 4.8779 | 5.0902 | 5.214 | 5.4865 | 5.495 | 5.5741 | 5.3635 | 5.078 | 4.6686 | 4.3961
2036-08-09 | 4.3596 | 4.1821 | 4.1622 | 4.074 | 4.154 | 4.2218 | 4.282 | 4.5669 | 4.7573 | 4.8048 | 4.7677 | 4.7723 | 4.753 | 4.6932 | 4.71 | 5.0312 | 5.1845 | 5.3332 | 5.5124 | 5.673 | 5.4554 | 5.182 | 4.8877 | 4.6241
2036-08-10 | 4.481 | 4.402 | 4.252 | 4.3482 | 4.3158 | 4.5496 | 4.636 | 4.7232 | 4.8919 | 4.7088 | 4.8245 | 4.8321 | 4.9088 | 5.0016 | 4.8515 | 5.1816 | 5.2006 | 5.4492 | 5.4884 | 5.6274 | 5.3481 | 5.1198 | 4.675 | 4.4347
2036-08-11 | 4.3352 | 4.2049 | 4.2186 | 4.2264 | 4.2611 | 4.5035 | 4.7642 | 4.8572 | 5.0464 | 4.838 | 4.7366 | 4.6777 | 4.7422 | 4.6427 | 4.5759 | 4.8968 | 5.1322 | 5.3812 | 5.7015 | 5.7955 | 5.588 | 5.3358 | 4.917 | 4.5665
2036-08-12 | 4.4071 | 4.3664 | 4.3248 | 4.2745 | 4.327 | 4.4688 | 4.6076 | 4.5784 | 5.1603 | 5.0264 | 5.0664 | 5.1411 | 5.0521 | 4.7878 | 4.9686 | 5.0517 | 5.2629 | 5.6135 | 5.7584 | 5.8234 | 5.6675 | 5.1734 | 4.7244 | 4.4344
2036-08-13 | 4.3023 | 4.1879 | 4.1342 | 4.109 | 4.0502 | 4.4517 | 4.6047 | 4.6428 | 5.1831 | 5.0216 | 4.8079 | 4.9178 | 4.9739 | 4.9058 | 5.0432 | 5.387 | 5.4159 | 5.6651 | 5.6729 | 5.6538 | 5.5181 | 5.3103 | 4.7964 | 4.471
2036-08-14 | 4.3681 | 4.2886 | 4.3197 | 4.2596 | 4.3667 | 4.6343 | 4.5598 | 4.8292 | 5.1963 | 5.2334 | 5.1425 | 5.0452 | 5.1163 | 5.0181 | 5.1214 | 5.3425 | 5.5035 | 5.7013 | 5.5945 | 5.722 | 5.5359 | 5.3464 | 4.8823 | 4.5524
2036-08-15 | 4.4076 | 4.3091 | 4.3199 | 4.1363 | 4.1136 | 4.3438 | 4.6478 | 4.6914 | 4.9111 | 4.8795 | 4.9406 | 4.8236 | 4.9177 | 4.7386 | 4.954 | 5.0145 | 5.3353 | 5.5992 | 5.8027 | 5.7683 | 5.4706 | 5.1921 | 4.8581 | 4.4671
2036-08-16 | 4.4101 | 4.2787 | 4.2743 | 4.1736 | 4.3135 | 4.4686 | 4.6989 | 4.8162 | 5.0512 | 5.0755 | 4.8925 | 4.9769 | 4.8245 | 4.8409 | 4.7547 | 4.9983 | 5.119 | 5.6169 | 5.7337 | 5.6333 | 5.3815 | 5.1726 | 4.7956 | 4.5338
2036-08-17 | 4.2767 | 4.1395 | 4.0544 | 3.92 | 4.0434 | 4.2123 | 4.2614 | 4.1338 | 4.7587 | 4.5932 | 4.5239 | 4.5447 | 4.6226 | 4.4518 | 4.5084 | 4.9999 | 5.1125 | 5.5041 | 5.6828 | 5.7075 | 5.4651 | 5.075 | 4.7558 | 4.3908
2036-08-18 | 4.3091 | 4.2086 | 4.1198 | 4.0549 | 4.1502 | 4.4008 | 4.5971 | 4.4977 | 5.0596 | 5.1448 | 4.8726 | 4.8058 | 4.8314 | 4.9868 | 4.9159 | 5.0575 | 5.3484 | 5.6646 | 5.745 | 5.7823 | 5.407 | 5.1041 | 4.7846 | 4.4246
2036-08-19 | 4.2675 | 4.1431 | 4.1066 | 4.0586 | 4.102 | 4.3214 | 4.7296 | 4.7889 | 5.0054 | 4.7865 | 4.6654 | 4.807 | 4.5974 | 4.566 | 4.7069 | 4.9242 | 5.2143 | 5.4326 | 5.7006 | 5.7725 | 5.5684 | 5.2789 | 4.9024 | 4.5798
2036-08-20 | 4.3891 | 4.3057 | 4.1849 | 4.1259 | 4.1869 | 4.576 | 4.8708 | 4.8703 | 5.0116 | 4.911 | 4.7812 | 4.8303 | 4.8488 | 4.6408 | 4.8645 | 5.3925 | 5.6232 | 5.7967 | 5.8919 | 5.9274 | 5.5862 | 5.3161 | 4.8175 | 4.6321
2036-08-21 | 4.5271 | 4.3945 | 4.3979 | 4.2499 | 4.2594 | 4.5961 | 5.002 | 4.8023 | 5.0346 | 4.9076 | 4.9387 | 5.0508 | 5.0628 | 4.8368 | 4.7918 | 4.9736 | 5.1941 | 5.4588 | 5.6806 | 5.726 | 5.5343 | 5.221 | 4.8818 | 4.5201
2036-08-22 | 4.3846 | 4.295 | 4.2823 | 4.164 | 4.1653 | 4.4129 | 4.7449 | 4.8617 | 5.0819 | 5.1487 | 5.041 | 4.9535 | 4.9688 | 4.9048 | 5.1277 | 5.4321 | 5.5352 | 5.8432 | 5.8405 | 5.7951 | 5.6057 | 5.2224 | 4.8823 | 4.5502
2036-08-23 | 4.4408 | 4.3362 | 4.2493 | 4.1881 | 4.1466 | 4.2625 | 4.409 | 4.7185 | 4.9834 | 4.9384 | 4.829 | 4.8926 | 4.8397 | 4.8191 | 4.9897 | 5.2407 | 5.4592 | 5.607 | 5.5206 | 5.5833 | 5.4093 | 5.2071 | 4.8861 | 4.5089
2036-08-24 | 4.3404 | 4.1837 | 4.1758 | 4.0751 | 4.1097 | 4.3882 | 4.5691 | 4.7993 | 5.1758 | 5.1012 | 5.0387 | 5.0595 | 4.9502 | 5.0355 | 5.0642 | 5.1455 | 5.2383 | 5.6214 | 5.7239 | 5.9047 | 5.7035 | 5.398 | 5.0244 | 4.6776
2036-08-25 | 4.4943 | 4.321 | 4.2938 | 4.1825 | 4.2676 | 4.5145 | 5.0027 | 5.1318 | 5.3212 | 5.0551 | 4.8445 | 4.8667 | 4.7584 | 4.6815 | 4.7558 | 5.0967 | 5.1409 | 5.4937 | 5.6669 | 5.7828 | 5.3774 | 5.1634 | 4.7184 | 4.4353
2036-08-26 | 4.4965 | 4.4026 | 4.3683 | 4.3312 | 4.543 | 4.8518 | 5.2293 | 5.1736 | 5.3678 | 5.3104 | 5.4868 | 5.2886 | 5.3773 | 5.2425 | 5.3889 | 5.6237 | 5.9066 | 6.2242 | 6.2563 | 6.3871 | 6.0212 | 5.6889 | 5.228 | 4.8977
2036-08-27 | 4.4818 | 4.4255 | 4.3674 | 4.3346 | 4.265 | 4.6022 | 4.7603 | 4.8955 | 5.183 | 4.94 | 4.7841 | 4.8031 | 4.9624 | 4.7598 | 4.6763 | 5.0009 | 5.1803 | 5.5708 | 5.6447 | 5.6802 | 5.3142 | 4.998 | 4.7003 | 4.3866
2036-08-28 | 4.4242 | 4.3859 | 4.3638 | 4.3053 | 4.3639 | 4.451 | 4.6828 | 4.582 | 4.6681 | 5.1827 | 5.2223 | 5.1526 | 4.9892 | 4.8579 | 4.9375 | 5.3251 | 5.4862 | 5.6001 | 5.5529 | 5.6673 | 5.5605 | 5.3115 | 4.8437 | 4.5319
2036-08-29 | 4.3798 | 4.3169 | 4.256 | 4.2233 | 4.331 | 4.5371 | 4.6224 | 4.6183 | 4.7027 | 4.7273 | 4.6694 | 4.5648 | 4.5154 | 4.6964 | 5.038 | 5.0329 | 5.2091 | 5.6035 | 5.5742 | 5.4747 | 5.4335 | 5.259 | 4.8143 | 4.4483
2036-08-30 | 4.3452 | 4.2225 | 4.2424 | 4.2065 | 4.2629 | 4.4493 | 4.4685 | 4.5676 | 4.8359 | 4.7473 | 4.5686 | 4.7303 | 4.8426 | 4.5501 | 4.6435 | 4.8546 | 4.9939 | 5.6489 | 5.6248 | 5.5329 | 5.4057 | 5.0302 | 4.6889 | 4.4745
2036-08-31 | 4.3357 | 4.2352 | 4.2843 | 4.2142 | 4.3004 | 4.5116 | 4.7393 | 4.7877 | 5.0325 | 5.0181 | 4.839 | 4.8626 | 4.8188 | 4.8115 | 4.8875 | 4.8013 | 5.105 | 5.4841 | 5.656 | 5.5898 | 5.1494 | 4.9786 | 4.6432 | 4.4034
2036-09-01 | 4.2496 | 4.1651 | 4.1263 | 4.1884 | 4.247 | 4.4649 | 4.6322 | 4.7227 | 4.8744 | 4.7065 | 4.789 | 4.7215 | 4.6075 | 4.5909 | 4.8475 | 5.1017 | 5.2693 | 5.6561 | 5.6387 | 5.6648 | 5.3441 | 5.1315 | 4.7175 | 4.4749
2036-09-02 | 4.2461 | 4.1573 | 4.1305 | 3.9708 | 3.9927 | 4.1797 | 4.1816 | 4.3433 | 4.5003 | 4.663 | 4.8276 | 4.7274 | 4.7666 | 4.5458 | 4.7505 | 4.7568 | 5.0969 | 5.6063 | 5.7625 | 5.8725 | 5.373 | 5.1225 | 4.6862 | 4.4991
2036-09-03 | 4.358 | 4.2359 | 4.1779 | 4.1351 | 4.2013 | 4.5183 | 4.8408 | 4.9606 | 5.1011 | 5.1338 | 5.0312 | 5.3176 | 5.3511 | 5.1074 | 5.3467 | 5.2122 | 5.4707 | 5.804 | 5.9309 | 5.6522 | 5.2112 | 5.186 | 4.8227 | 4.5003
2036-09-04 | 4.3314 | 4.2869 | 4.2106 | 4.1943 | 4.1834 | 4.4632 | 4.7416 | 4.9447 | 5.106 | 4.9887 | 4.7805 | 4.9164 | 4.9005 | 4.7032 | 4.7498 | 5.0529 | 5.3093 | 5.7223 | 5.7062 | 5.9584 | 5.8018 | 5.4602 | 4.8918 | 4.5124
2036-09-05 | 4.3849 | 4.2331 | 4.29 | 4.1898 | 4.2264 | 4.4559 | 4.8597 | 4.8757 | 5.1778 | 5.1807 | 5.036 | 4.961 | 5.3283 | 5.1492 | 5.112 | 5.0653 | 5.3819 | 5.7072 | 5.6706 | 5.5133 | 5.3069 | 4.946 | 4.6446 | 4.3476
2036-09-06 | 4.3108 | 4.173 | 4.1612 | 4.104 | 4.1473 | 4.3309 | 4.4697 | 4.5728 | 4.7037 | 4.6759 | 4.8287 | 4.7798 | 4.5756 | 4.457 | 4.6793 | 4.633 | 4.8671 | 5.2289 | 5.3864 | 5.36 | 5.2044 | 4.8453 | 4.6768 | 4.3764
2036-09-07 | 4.2733 | 4.1753 | 4.1181 | 4.0425 | 4.112 | 4.2719 | 4.4353 | 4.6136 | 4.6852 | 4.7043 | 4.6514 | 4.8081 | 4.9322 | 4.9726 | 4.8288 | 5.2058 | 5.1954 | 5.2593 | 5.4545 | 5.5128 | 5.1765 | 4.9245 | 4.514 | 4.2694
2036-09-08 | 4.1648 | 4.098 | 3.9581 | 3.9354 | 4.0332 | 4.3078 | 4.5872 | 4.4581 | 4.7259 | 4.7068 | 4.4224 | 4.7715 | 4.7317 | 4.7251 | 4.8596 | 5.0668 | 5.4367 | 5.7056 | 5.875 | 6.0564 | 5.8106 | 5.5258 | 5.0121 | 4.6811
2036-09-09 | 4.5538 | 4.4345 | 4.4093 | 4.1851 | 4.118 | 4.3801 | 4.6225 | 4.7722 | 4.7492 | 4.7408 | 4.6689 | 4.6081 | 4.5024 | 4.4396 | 4.4933 | 4.6721 | 4.933 | 5.3907 | 5.6128 | 5.5611 | 5.129 | 4.9468 | 4.5812 | 4.4613
2036-09-10 | 4.4376 | 4.314 | 4.2571 | 4.2177 | 4.3239 | 4.6064 | 5.0087 | 5.0793 | 5.2775 | 5.3342 | 5.0593 | 5.3474 | 5.2477 | 5.0871 | 5.1673 | 5.4178 | 5.6433 | 5.8531 | 5.9799 | 5.9059 | 5.3813 | 5.1375 | 4.6834 | 4.3725
2036-09-11 | 4.206 | 4.2025 | 4.1221 | 4.1372 | 4.2044 | 4.5863 | 4.9037 | 5.1093 | 5.2103 | 5.0129 | 4.9749 | 5.1342 | 5.1194 | 5.1 | 4.9932 | 5.2996 | 5.524 | 5.9333 | 6.0189 | 6.1203 | 5.9501 | 5.6625 | 5.073 | 4.7949
2036-09-12 | 4.5583 | 4.3564 | 4.334 | 4.2541 | 4.2609 | 4.5387 | 4.7939 | 4.8933 | 4.984 | 4.97 | 5.0659 | 5.1186 | 5.1106 | 5.1652 | 5.1617 | 5.2105 | 5.2568 | 5.7933 | 5.8301 | 5.6735 | 5.4882 | 5.2629 | 4.9037 | 4.624
2036-09-13 | 4.4131 | 4.3039 | 4.3246 | 4.1409 | 4.2002 | 4.4836 | 4.6319 | 4.9195 | 5.2148 | 5.0855 | 5.1835 | 5.0995 | 5.3608 | 5.2718 | 5.0977 | 5.3436 | 5.429 | 5.6203 | 5.6504 | 5.374 | 5.1753 | 4.9085 | 4.735 | 4.5636
2036-09-14 | 4.4142 | 4.3087 | 4.2431 | 4.2002 | 4.2166 | 4.435 | 4.3643 | 4.5916 | 4.9016 | 4.8449 | 4.8442 | 4.9164 | 4.9034 | 5.0897 | 5.0708 | 5.3311 | 5.5975 | 5.9649 | 6.3119 | 6.0551 | 5.7154 | 5.4845 | 4.9587 | 4.6738
2036-09-15 | 4.4445 | 4.3223 | 4.2472 | 4.2178 | 4.3427 | 4.6157 | 4.873 | 5.1864 | 5.4618 | 5.0751 | 5.0094 | 4.9654 | 4.9109 | 4.8059 | 5.0792 | 5.1815 | 5.345 | 5.8038 | 6.0241 | 6.0161 | 5.6578 | 5.3885 | 4.9489 | 4.5616
2036-09-16 | 4.4362 | 4.2718 | 4.2591 | 4.1824 | 4.279 | 4.6198 | 4.5022 | 4.9984 | 5.2375 | 5.0323 | 5.2085 | 5.2432 | 5.1941 | 4.9398 | 4.8072 | 5.1 | 5.2746 | 5.8515 | 5.9058 | 5.8466 | 5.3489 | 5.0503 | 4.8571 | 4.4989
2036-09-17 | 4.3226 | 4.0846 | 4.098 | 4.2308 | 4.264 | 4.5031 | 4.6536 | 4.8448 | 4.9137 | 4.8043 | 4.997 | 4.8668 | 4.8873 | 4.8892 | 4.9439 | 5.138 | 5.229 | 5.6361 | 5.9264 | 5.9129 | 5.5647 | 5.2851 | 4.8665 | 4.5079
2036-09-18 | 4.3236 | 4.2052 | 4.1651 | 4.162 | 4.2532 | 4.6361 | 4.7703 | 4.9748 | 5.4736 | 5.2376 | 5.0266 | 5.113 | 5.0709 | 5.0812 | 5.0599 | 5.1895 | 5.4209 | 5.6535 | 5.7742 | 5.8542 | 5.5136 | 5.2177 | 4.7894 | 4.456
2036-09-19 | 4.3161 | 4.2854 | 4.2035 | 4.2128 | 4.3007 | 4.485 | 4.5221 | 4.5906 | 4.889 | 4.7895 | 4.7806 | 4.7233 | 4.7675 | 4.6628 | 4.7495 | 4.9291 | 4.8998 | 5.3182 | 5.434 | 5.4877 | 5.1725 | 5.0289 | 4.6992 | 4.4143
2036-09-20 | 4.2686 | 4.1721 | 4.2022 | 4.1611 | 4.2969 | 4.4108 | 4.5141 | 4.6689 | 4.7837 | 4.6557 | 4.5728 | 4.6604 | 4.5081 | 4.3766 | 4.5834 | 4.7322 | 4.8734 | 5.3238 | 5.595 | 5.6179 | 5.3593 | 5.1821 | 4.8665 | 4.6059
2036-09-21 | 4.4176 | 4.3216 | 4.2431 | 4.1959 | 4.1015 | 4.4535 | 4.4553 | 4.63 | 4.8039 | 4.7155 | 4.6725 | 4.6993 | 4.821 | 4.7374 | 4.7617 | 4.8659 | 5.1974 | 5.7432 | 5.9878 | 5.9485 | 5.6655 | 5.4162 | 5.0175 | 4.6193
2036-09-22 | 4.4476 | 4.3153 | 4.3774 | 4.4315 | 4.4623 | 4.6944 | 4.9714 | 5.2728 | 5.3487 | 5.1988 | 5.2362 | 5.5118 | 5.4338 | 5.5007 | 5.4789 | 5.4043 | 5.5222 | 5.9688 | 6.146 | 6.153 | 5.5614 | 5.2871 | 4.7296 | 4.4359
2036-09-23 | 4.3508 | 4.2385 | 4.248 | 4.219 | 4.3098 | 4.6108 | 4.7226 | 4.9452 | 4.9298 | 4.9413 | 4.8985 | 4.9101 | 4.9568 | 4.778 | 4.8315 | 5.1255 | 5.3295 | 5.7471 | 5.9696 | 5.9757 | 5.7389 | 5.4877 | 5.047 | 4.7524
2036-09-24 | 4.4568 | 4.3574 | 4.3592 | 4.2988 | 4.3751 | 4.7336 | 4.9218 | 4.955 | 5.2717 | 4.9944 | 5.0014 | 4.9317 | 4.9512 | 4.7528 | 4.812 | 4.9823 | 5.185 | 5.4996 | 5.7572 | 5.6916 | 5.3947 | 5.1316 | 4.8737 | 4.5396
2036-09-25 | 4.5239 | 4.3678 | 4.3062 | 4.3515 | 4.3729 | 4.672 | 4.89 | 4.9709 | 5.074 | 4.8671 | 5.0249 | 5.1813 | 5.3959 | 5.4284 | 5.5035 | 5.8654 | 6.1547 | 6.4192 | 6.4834 | 6.4685 | 6.1667 | 5.5587 | 5.1389 | 4.8674
2036-09-26 | 4.4796 | 4.3877 | 4.3082 | 4.2759 | 4.4143 | 4.6109 | 4.857 | 4.9019 | 5.0427 | 5.1251 | 5.2713 | 5.5877 | 5.3628 | 5.4333 | 5.3782 | 5.6745 | 5.8505 | 6.0192 | 6.15 | 6.0296 | 5.8568 | 5.6543 | 5.1575 | 4.823
2036-09-27 | 4.7274 | 4.662 | 4.451 | 4.4115 | 4.4651 | 4.5413 | 4.5961 | 4.8828 | 5.0161 | 5.1299 | 4.9171 | 4.8756 | 5.2256 | 5.2939 | 5.4396 | 5.3706 | 5.4596 | 5.5287 | 5.5599 | 5.2404 | 5.1405 | 4.9987 | 4.7762 | 4.3986
2036-09-28 | 4.2389 | 4.2534 | 4.1183 | 4.2205 | 4.3225 | 4.5095 | 4.8121 | 4.8684 | 4.9708 | 5.1114 | 4.9474 | 5.0466 | 4.9703 | 4.7274 | 4.8184 | 5.0453 | 5.2212 | 5.5612 | 5.7537 | 5.76 | 5.4922 | 5.2279 | 4.8274 | 4.6147
2036-09-29 | 4.4453 | 4.2799 | 4.2771 | 4.2526 | 4.2315 | 4.4232 | 4.5569 | 4.7927 | 4.7953 | 4.7782 | 4.8191 | 5.1458 | 5.2317 | 5.2078 | 4.9062 | 5.1192 | 5.3304 | 5.7425 | 6.0033 | 5.7532 | 5.4086 | 5.0995 | 4.6685 | 4.4294
2036-09-30 | 4.3667 | 4.307 | 4.3516 | 4.2961 | 4.3323 | 4.6339 | 4.709 | 4.8624 | 4.972 | 4.8787 | 4.9433 | 5.2339 | 5.0276 | 4.8518 | 4.8531 | 5.0823 | 5.3833 | 5.8676 | 6.0107 | 5.923 | 5.5315 | 5.4762 | 5.1309 | 4.7749
2036-10-01 | 4.5954 | 4.4909 | 4.4971 | 4.4262 | 4.5261 | 4.7021 | 4.8565 | 4.9469 | 4.9292 | 4.9364 | 4.878 | 5.0498 | 4.9684 | 4.8358 | 4.9087 | 5.1886 | 5.6386 | 5.7424 | 5.8813 | 5.8017 | 5.5267 | 5.2484 | 4.8916 | 4.5885
2036-10-02 | 4.5144 | 4.494 | 4.4355 | 4.3836 | 4.4592 | 4.7274 | 4.9352 | 5.1319 | 5.1791 | 5.122 | 5.1221 | 5.0294 | 4.8458 | 4.6216 | 5.0173 | 5.2702 | 5.5768 | 5.8802 | 6.1432 | 6.1067 | 5.9394 | 5.741 | 5.0926 | 4.7426
2036-10-03 | 4.4994 | 4.4209 | 4.2738 | 4.2243 | 4.2329 | 4.5166 | 4.716 | 4.8411 | 4.8787 | 4.8725 | 4.7895 | 4.8335 | 4.9605 | 5.0421 | 4.9313 | 5.0465 | 5.3793 | 5.6684 | 5.6331 | 5.4725 | 5.2868 | 5.046 | 4.627 | 4.3904
2036-10-04 | 4.3116 | 4.2981 | 4.2116 | 4.1305 | 4.1634 | 4.3888 | 4.3011 | 4.582 | 4.6412 | 4.75 | 4.667 | 4.8534 | 4.9033 | 4.8391 | 4.8943 | 5.0455 | 5.3324 | 5.5121 | 5.6546 | 5.6028 | 5.2677 | 5.1406 | 4.8496 | 4.5289
2036-10-05 | 4.321 | 4.1354 | 4.1289 | 4.1397 | 4.1022 | 4.2492 | 4.3134 | 4.5086 | 4.6226 | 4.6408 | 4.7414 | 4.8967 | 4.7665 | 4.8013 | 4.9284 | 5.1402 | 5.2637 | 5.3892 | 5.382 | 5.4106 | 5.0173 | 4.9333 | 4.6025 | 4.2738
2036-10-06 | 4.1348 | 4.1383 | 4.0768 | 4.0272 | 3.9389 | 4.2176 | 4.3736 | 4.4889 | 4.8373 | 4.944 | 4.8826 | 5.0339 | 4.8437 | 4.5759 | 4.8048 | 4.8515 | 5.0609 | 5.4227 | 5.7712 | 5.6536 | 5.4868 | 5.2986 | 4.921 | 4.5893
2036-10-07 | 4.4341 | 4.353 | 4.2428 | 4.1075 | 4.1336 | 4.3839 | 4.47 | 4.6491 | 4.7601 | 4.6915 | 4.9199 | 4.961 | 5.0368 | 5.0037 | 5.0391 | 5.0486 | 5.4849 | 5.801 | 5.832 | 5.62 | 5.2506 | 5.0234 | 4.7936 | 4.4493
2036-10-08 | 4.2531 | 4.1639 | 4.1373 | 4.1455 | 4.2116 | 4.4129 | 4.4619 | 5.0101 | 5.1231 | 5.0899 | 5.1225 | 5.1107 | 5.1563 | 5.1448 | 5.054 | 5.1886 | 5.4883 | 5.8398 | 6.0222 | 5.9268 | 5.599 | 5.2528 | 4.9422 | 4.5755
2036-10-09 | 4.6273 | 4.581 | 4.6308 | 4.5545 | 4.6214 | 4.9635 | 5.1886 | 5.4673 | 5.5838 | 5.4772 | 5.6728 | 5.3936 | 5.1271 | 4.9378 | 5.7624 | 5.9453 | 6.1842 | 6.4684 | 6.4455 | 6.4752 | 6.2978 | 6.0782 | 5.4324 | 4.945
2036-10-10 | 4.6024 | 4.4759 | 4.4028 | 4.3939 | 4.4319 | 4.603 | 4.714 | 4.8592 | 5.0476 | 4.9327 | 4.9772 | 5.2518 | 5.0266 | 5.3588 | 5.5385 | 5.5643 | 5.8395 | 6.0968 | 5.9401 | 5.7375 | 5.4628 | 5.16 | 4.8482 | 4.4626
2036-10-11 | 4.3564 | 4.1722 | 4.1888 | 4.1511 | 4.1991 | 4.3814 | 4.47 | 4.7619 | 4.9492 | 4.9365 | 4.9889 | 5.188 | 4.8427 | 4.7548 | 4.8908 | 5.2348 | 5.4673 | 5.6772 | 5.684 | 5.6162 | 5.485 | 5.254 | 4.8431 | 4.5456
2036-10-12 | 4.3711 | 4.2074 | 4.1563 | 4.0991 | 4.1161 | 4.3391 | 4.3767 | 4.5576 | 4.7106 | 4.7782 | 4.8324 | 4.9945 | 5.143 | 5.1549 | 5.1861 | 5.3985 | 5.3617 | 5.5864 | 5.6328 | 5.6162 | 5.1939 | 4.9823 | 4.6715 | 4.3205
2036-10-13 | 4.2044 | 4.1187 | 4.0458 | 4.1048 | 4.3046 | 4.5087 | 4.5334 | 4.7028 | 5.0448 | 5.0785 | 5.0841 | 4.9289 | 4.8115 | 4.5697 | 4.9196 | 5.0433 | 5.3391 | 5.698 | 5.812 | 5.677 | 5.3571 | 5.1546 | 4.9388 | 4.5147
2036-10-14 | 4.3721 | 4.2549 | 4.186 | 4.1914 | 4.2548 | 4.4908 | 4.7496 | 4.9722 | 5.1087 | 5.012 | 4.9803 | 5.106 | 4.992 | 5.049 | 5.1673 | 5.3008 | 5.2831 | 5.5014 | 5.6874 | 5.5315 | 5.284 | 4.9629 | 4.6788 | 4.3816
2036-10-15 | 4.2739 | 4.0977 | 4.1075 | 4.1852 | 4.3247 | 4.6155 | 4.487 | 4.8298 | 5.0919 | 5.0024 | 5.0506 | 5.0471 | 5.1069 | 4.8394 | 4.7786 | 5.0632 | 5.2998 | 5.6488 | 5.8239 | 5.5049 | 5.2688 | 5.1521 | 4.8342 | 4.4545
2036-10-16 | 4.3975 | 4.2973 | 4.2728 | 4.2263 | 4.2829 | 4.597 | 4.5107 | 4.8002 | 5.2745 | 5.3128 | 5.5547 | 5.331 | 5.1011 | 5.1226 | 5.1487 | 5.3239 | 5.4362 | 5.8302 | 5.7062 | 5.5602 | 5.3075 | 5.1141 | 4.894 | 4.5012
2036-10-17 | 4.338 | 4.2671 | 4.2406 | 4.1972 | 4.2189 | 4.372 | 4.4538 | 4.6574 | 4.9512 | 4.9468 | 4.854 | 5.1219 | 5.1316 | 5.1905 | 5.3982 | 5.3709 | 5.577 | 6.1096 | 6.1927 | 5.9654 | 5.6935 | 5.4651 | 5.0166 | 4.7455
2036-10-18 | 4.3947 | 4.2652 | 4.2563 | 4.2503 | 4.2947 | 4.3807 | 4.6197 | 4.6451 | 4.7745 | 4.9003 | 4.903 | 5.0133 | 5.0266 | 4.9533 | 5.1283 | 5.2419 | 5.2705 | 5.5808 | 5.5319 | 5.4402 | 5.3779 | 5.1342 | 4.9691 | 4.6408
2036-10-19 | 4.6221 | 4.4451 | 4.317 | 4.309 | 4.37 | 4.5576 | 4.8913 | 5.1691 | 5.186 | 5.2205 | 5.0986 | 5.2259 | 5.3053 | 5.2905 | 5.4331 | 5.4546 | 5.7994 | 6.0112 | 6.2166 | 5.9532 | 5.7671 | 5.4764 | 5.0425 | 4.5424
2036-10-20 | 4.4755 | 4.364 | 4.2664 | 4.2069 | 4.2747 | 4.5366 | 4.9104 | 5.142 | 5.1076 | 5.008 | 5.0312 | 4.9092 | 4.9498 | 5.0793 | 5.2329 | 5.3145 | 5.5865 | 5.7323 | 5.8609 | 5.5545 | 5.2435 | 4.9539 | 4.6971 | 4.4613
2036-10-21 | 4.4096 | 4.2469 | 4.2211 | 4.148 | 4.2789 | 4.545 | 4.8691 | 5.0277 | 5.0757 | 4.7972 | 4.987 | 5.0727 | 5.1159 | 5.0833 | 5.2379 | 5.4019 | 5.6016 | 5.9295 | 6.1246 | 5.7587 | 5.4263 | 5.167 | 4.7748 | 4.5163
2036-10-22 | 4.3793 | 4.2654 | 4.1468 | 4.1408 | 4.2483 | 4.4485 | 4.7808 | 4.744 | 5.0885 | 4.9007 | 5.0192 | 4.9767 | 5.0926 | 4.9675 | 5.2929 | 5.3256 | 5.4832 | 5.6554 | 6.0008 | 5.775 | 5.4103 | 5.1096 | 4.7079 | 4.4153
2036-10-23 | 4.2948 | 4.1921 | 4.1142 | 4.1434 | 4.2682 | 4.5164 | 4.8938 | 4.9671 | 5.0801 | 5.0391 | 5.0783 | 5.1909 | 5.1794 | 5.1359 | 5.2542 | 5.4468 | 5.4898 | 5.91 | 5.7578 | 5.5331 | 5.304 | 4.9537 | 4.6176 | 4.3408
2036-10-24 | 4.207 | 4.2314 | 4.2374 | 4.1851 | 4.2641 | 4.4134 | 4.692 | 4.8754 | 5.1113 | 5.0584 | 5.0274 | 5.0512 | 5.1495 | 5.1249 | 5.2164 | 5.3101 | 5.5971 | 5.8431 | 5.9394 | 5.8396 | 5.6329 | 5.3762 | 5.0063 | 4.7037
2036-10-25 | 4.5732 | 4.3726 | 4.2818 | 4.2169 | 4.3335 | 4.641 | 4.8469 | 5.1304 | 5.1728 | 5.0804 | 4.972 | 5.1288 | 5.1195 | 5.0371 | 5.1459 | 5.2113 | 5.531 | 5.7121 | 5.6901 | 5.4913 | 5.1958 | 4.988 | 4.7213 | 4.3606
2036-10-26 | 4.2671 | 4.1573 | 4.1205 | 4.089 | 4.0603 | 4.322 | 4.3239 | 4.5399 | 4.6906 | 4.8929 | 4.7614 | 4.805 | 4.752 | 4.5766 | 4.7511 | 4.9894 | 5.2577 | 5.6203 | 5.7402 | 5.7146 | 5.401 | 5.0912 | 4.7465 | 4.3879
2036-10-27 | 4.2357 | 4.12 | 4.1407 | 4.0871 | 4.1691 | 4.439 | 4.6989 | 4.9007 | 4.9851 | 4.9653 | 4.8191 | 4.8842 | 4.9608 | 4.8049 | 5.0111 | 5.321 | 5.6105 | 5.8832 | 6.0443 | 5.9414 | 5.5593 | 5.3436 | 4.9509 | 4.5655
2036-10-28 | 4.4014 | 4.1707 | 4.0778 | 4.0709 | 4.0619 | 4.2859 | 4.665 | 4.8118 | 5.1582 | 4.9526 | 4.8828 | 4.8701 | 5.005 | 4.8177 | 4.9768 | 5.2529 | 5.5626 | 5.8928 | 6.0015 | 5.7932 | 5.4616 | 5.1532 | 4.8822 | 4.5045
2036-10-29 | 4.3837 | 4.2583 | 4.1321 | 4.0916 | 4.0562 | 4.3837 | 4.6386 | 4.8395 | 5.0415 | 4.9874 | 4.8926 | 4.8963 | 4.9613 | 4.9693 | 4.9924 | 5.0823 | 5.4829 | 5.8892 | 6.0674 | 5.8868 | 5.6328 | 5.3521 | 4.894 | 4.5105
2036-10-30 | 4.4017 | 4.275 | 4.1809 | 4.1782 | 4.2219 | 4.4097 | 4.6865 | 4.7563 | 4.8298 | 4.9133 | 4.9153 | 4.9316 | 4.8266 | 4.8718 | 4.9168 | 5.1726 | 5.5722 | 5.8849 | 5.7179 | 5.4325 | 5.1977 | 5.0514 | 4.698 | 4.443
2036-10-31 | 4.3314 | 4.2442 | 4.2197 | 4.2334 | 4.1879 | 4.4479 | 4.6139 | 4.8712 | 4.9376 | 5.0329 | 4.9057 | 4.9737 | 4.9393 | 4.8577 | 5.0382 | 5.2239 | 5.4566 | 5.8257 | 5.8559 | 5.6802 | 5.4436 | 5.1262 | 4.8155 | 4.5407
2036-11-01 | 4.2947 | 4.2075 | 4.1281 | 4.1541 | 4.1734 | 4.3153 | 4.3338 | 4.5067 | 4.7458 | 4.8115 | 4.7951 | 4.8234 | 4.7761 | 4.6659 | 4.8403 | 5.2003 | 5.4281 | 5.601 | 5.6706 | 5.3816 | 5.1145 | 4.7342 | 4.6155 | 4.2827
2036-11-02 | 4.2184 | 4.0901 | 3.9972 | 3.8135 | 3.8807 | 4.1564 | 4.3316 | 4.5511 | 4.8726 | 4.7195 | 4.7728 | 4.5871 | 4.5789 | 4.4315 | 4.6888 | 4.9285 | 5.4172 | 5.6308 | 5.7832 | 5.5157 | 5.2408 | 5.0078 | 4.6874 | 4.3604
2036-11-03 | 4.1596 | 3.8864 | 3.8642 | 3.8351 | 4.0808 | 4.2694 | 4.604 | 4.6827 | 4.7951 | 4.7419 | 4.6369 | 4.653 | 4.8307 | 4.8876 | 4.822 | 5.3293 | 5.6341 | 5.9633 | 6.0473 | 5.8586 | 5.4579 | 5.2151 | 4.8704 | 4.4845
2036-11-04 | 4.3076 | 4.1257 | 4.0821 | 4.0383 | 4.2056 | 4.5205 | 4.8615 | 4.8937 | 4.9664 | 5.0027 | 4.9015 | 4.8797 | 4.9423 | 4.8109 | 4.9762 | 5.3926 | 5.6342 | 5.9832 | 6.0079 | 5.7455 | 5.5289 | 5.2429 | 4.8161 | 4.6604
2036-11-05 | 4.4889 | 4.4025 | 4.2855 | 4.2454 | 4.2844 | 4.6647 | 4.8882 | 5.0376 | 5.1754 | 4.9281 | 4.7895 | 4.8482 | 4.9195 | 4.8115 | 4.7793 | 5.0688 | 5.5066 | 5.8419 | 5.9079 | 5.7827 | 5.5033 | 5.2219 | 4.7974 | 4.4862
2036-11-06 | 4.3651 | 4.2637 | 4.2298 | 4.2688 | 4.2763 | 4.4415 | 4.8595 | 5.2449 | 5.177 | 4.933 | 5.1169 | 4.8545 | 4.9872 | 4.7784 | 4.8345 | 4.6696 | 4.5613 | 4.9573 | 5.4478 | 5.5342 | 5.2307 | 5.019 | 4.781 | 4.548
2036-11-07 | 4.1121 | 3.823 | 3.9569 | 3.9236 | 4.2419 | 4.5658 | 4.8292 | 5.0887 | 5.1287 | 5.0511 | 5.072 | 5.0887 | 5.1259 | 5.0153 | 5.0199 | 5.3004 | 5.4514 | 5.6769 | 5.6631 | 5.4226 | 5.1157 | 4.8883 | 4.5711 | 4.2151
2036-11-08 | 4.0627 | 3.9936 | 4.0047 | 3.9961 | 4.1819 | 4.2129 | 4.4814 | 4.6655 | 4.9732 | 4.9624 | 4.8059 | 4.7546 | 4.7847 | 4.8619 | 4.8223 | 4.986 | 5.3308 | 5.6718 | 5.6707 | 5.2578 | 5.0311 | 4.8843 | 4.5997 | 4.3293
2036-11-09 | 4.1849 | 4.0914 | 3.9424 | 3.8682 | 4.0307 | 4.2329 | 4.327 | 4.6081 | 4.7493 | 4.6901 | 4.8646 | 4.8186 | 4.9003 | 4.7067 | 4.8985 | 5.0815 | 5.3754 | 5.5201 | 5.5561 | 5.4863 | 5.1427 | 4.9601 | 4.6485 | 4.4194
2036-11-10 | 4.2699 | 4.1902 | 4.1581 | 4.003 | 4.1742 | 4.2927 | 4.5132 | 4.6972 | 4.8193 | 4.7046 | 4.7439 | 4.715 | 4.8279 | 5.0111 | 5.1211 | 5.2561 | 5.4015 | 5.7248 | 5.8436 | 5.6369 | 5.3942 | 5.112 | 4.6536 | 4.3936
2036-11-11 | 4.2944 | 4.1917 | 4.1186 | 4.2693 | 4.4395 | 4.6302 | 4.6564 | 4.8344 | 5.1312 | 4.9987 | 4.8105 | 4.894 | 4.961 | 5.091 | 5.185 | 5.2439 | 5.5949 | 6.0632 | 6.1465 | 5.7713 | 5.4544 | 5.089 | 4.7373 | 4.4275
2036-11-12 | 4.5646 | 4.464 | 4.3782 | 4.4287 | 4.3255 | 4.7152 | 4.9187 | 4.8268 | 5.288 | 5.1025 | 5.2007 | 5.1972 | 5.4324 | 5.0451 | 5.3365 | 5.6602 | 5.8641 | 6.4139 | 6.5935 | 6.3816 | 6.1187 | 5.8614 | 5.2902 | 4.9888
2036-11-13 | 4.4667 | 4.3447 | 4.3482 | 4.218 | 4.3017 | 4.4307 | 4.6848 | 5.1681 | 5.3475 | 5.1029 | 4.8851 | 4.7799 | 4.7754 | 4.9292 | 5.0155 | 5.1919 | 5.4351 | 5.7225 | 5.8253 | 5.6027 | 5.4426 | 5.24 | 4.7881 | 4.4683
2036-11-14 | 4.2875 | 4.2101 | 4.2499 | 4.2358 | 4.3057 | 4.598 | 4.8256 | 5.1447 | 5.0924 | 5.0763 | 4.9596 | 5.0712 | 5.2457 | 5.0647 | 5.1294 | 5.392 | 5.5635 | 5.9354 | 5.9771 | 5.7186 | 5.38 | 5.2136 | 4.7652 | 4.458
2036-11-15 | 4.4194 | 4.2617 | 4.2644 | 4.2501 | 4.3049 | 4.5225 | 4.6401 | 4.7603 | 5.1014 | 4.8194 | 4.9098 | 4.9202 | 4.852 | 4.7764 | 4.8019 | 4.8976 | 5.0812 | 5.3696 | 5.4088 | 5.1849 | 5.0068 | 4.8114 | 4.579 | 4.3236
2036-11-16 | 4.2067 | 4.0139 | 4.0674 | 4.1392 | 4.2404 | 4.4958 | 4.7474 | 5.0185 | 5.1352 | 5.1013 | 5.0037 | 5.113 | 5.1297 | 4.7711 | 4.837 | 5.2078 | 5.4106 | 5.6074 | 5.6439 | 5.4339 | 5.0899 | 4.8246 | 4.6048 | 4.1974
2036-11-17 | 4.0667 | 3.9309 | 3.9133 | 3.97 | 4.1607 | 4.4143 | 4.7086 | 4.9598 | 4.8772 | 4.7709 | 4.9038 | 4.8673 | 4.869 | 5.0255 | 5.2672 | 5.388 | 5.6404 | 5.8532 | 6.0009 | 5.8096 | 5.5198 | 5.2678 | 4.715 | 4.5083
2036-11-18 | 4.264 | 4.0633 | 4.0351 | 4.001 | 4.2104 | 4.5335 | 4.743 | 4.9289 | 4.9686 | 4.7792 | 4.932 | 5.0621 | 5.0969 | 5.0309 | 4.9834 | 5.1213 | 5.3413 | 5.6772 | 5.8316 | 5.5613 | 5.3239 | 5.1001 | 4.7732 | 4.4612
2036-11-19 | 4.2521 | 4.0959 | 4.0247 | 4.0987 | 4.1772 | 4.5483 | 4.8703 | 5.0856 | 5.1476 | 4.9845 | 4.9787 | 4.9752 | 5.2214 | 5.1693 | 5.193 | 5.278 | 5.6046 | 5.6951 | 5.6915 | 5.5447 | 5.3072 | 5.0108 | 4.725 | 4.4728
2036-11-20 | 4.3552 | 4.2181 | 4.1291 | 4.1362 | 4.2097 | 4.3719 | 4.687 | 4.8562 | 4.8158 | 4.7204 | 4.772 | 4.724 | 4.6622 | 4.7947 | 4.8742 | 5.0517 | 5.2467 | 5.521 | 5.7186 | 5.5492 | 5.2773 | 5.1375 | 4.7909 | 4.5887
2036-11-21 | 4.4738 | 4.3866 | 4.3096 | 4.2963 | 4.4147 | 4.6115 | 4.8389 | 4.8695 | 5.234 | 4.8551 | 4.7731 | 4.6639 | 4.8858 | 5.0171 | 4.985 | 5.014 | 5.1469 | 5.4612 | 5.6591 | 5.3441 | 5.1285 | 4.9102 | 4.7192 | 4.4353
2036-11-22 | 4.2899 | 4.115 | 4.1278 | 4.1586 | 4.0605 | 4.2407 | 4.4016 | 4.6748 | 4.8634 | 4.7461 | 4.5709 | 4.6789 | 4.6958 | 4.7124 | 4.6754 | 4.7954 | 5.1227 | 5.3767 | 5.5196 | 5.2402 | 4.969 | 4.6334 | 4.4283 | 4.2852
2036-11-23 | 4.2392 | 4.0889 | 3.8415 | 3.8677 | 3.8506 | 4.1834 | 4.4976 | 4.6754 | 4.9262 | 4.9423 | 4.8762 | 4.8178 | 4.9279 | 5.0568 | 4.9449 | 5.2049 | 5.4047 | 5.7209 | 5.7086 | 5.4464 | 5.1431 | 4.6681 | 4.4124 | 4.2783
2036-11-24 | 4.098 | 3.9256 | 3.9424 | 3.8455 | 3.9163 | 4.2973 | 4.4695 | 4.7892 | 4.862 | 4.8084 | 4.6941 | 4.682 | 4.6363 | 4.7039 | 4.8152 | 5.2343 | 5.54 | 5.598 | 5.7733 | 5.7148 | 5.4484 | 5.2618 | 4.7569 | 4.4929
2036-11-25 | 4.3155 | 4.1372 | 4.1127 | 4.0946 | 4.2756 | 4.3578 | 4.6295 | 4.8662 | 5.0503 | 4.9731 | 4.8182 | 4.8384 | 5.0109 | 5.1288 | 5.1593 | 5.2015 | 5.5316 | 5.6726 | 5.7646 | 5.5568 | 5.2912 | 4.9769 | 4.552 | 4.2381
2036-11-26 | 4.1071 | 4.001 | 3.9265 | 4.0302 | 4.1153 | 4.2846 | 4.5437 | 4.767 | 5.0391 | 5.1155 | 5.0659 | 5.1261 | 5.2301 | 5.1812 | 5.3936 | 5.4856 | 5.5545 | 5.77 | 5.8459 | 5.6123 | 5.2595 | 4.9736 | 4.681 | 4.2818
2036-11-27 | 4.1232 | 4.0032 | 4.0174 | 3.9823 | 4.1186 | 4.268 | 4.6186 | 4.9205 | 5.3272 | 5.2633 | 5.0767 | 4.9971 | 4.9647 | 5.0537 | 5.152 | 5.2201 | 5.5604 | 5.6626 | 5.5997 | 5.3075 | 5.1166 | 4.9434 | 4.6475 | 4.2663
2036-11-28 | 4.0646 | 3.9992 | 3.9593 | 3.8076 | 3.9117 | 3.9142 | 4.157 | 4.3789 | 4.7197 | 4.6511 | 4.6324 | 4.5639 | 4.7295 | 4.8015 | 4.8457 | 5.1135 | 5.3264 | 5.4191 | 5.329 | 5.0983 | 5.0491 | 4.888 | 4.3114 | 4.1299
2036-11-29 | 4.1802 | 4.0884 | 3.8477 | 3.9804 | 4.0271 | 4.0684 | 4.2919 | 4.5078 | 4.7783 | 4.7153 | 4.5674 | 4.5678 | 4.6562 | 4.5733 | 4.7772 | 4.9254 | 5.1249 | 5.2765 | 5.3466 | 5.1774 | 4.9518 | 4.7284 | 4.4779 | 4.3393
2036-11-30 | 3.7901 | 3.6195 | 3.5752 | 3.5871 | 3.6146 | 3.8142 | 4.1207 | 4.4858 | 4.5302 | 4.5165 | 4.2484 | 4.2385 | 4.2398 | 4.1168 | 4.3196 | 4.4068 | 4.5276 | 4.875 | 4.9719 | 4.8781 | 4.6106 | 4.32 | 3.9513 | 3.7518
2036-12-01 | 3.7853 | 3.6204 | 3.5871 | 3.5553 | 3.6233 | 3.9386 | 4.371 | 4.6065 | 4.7054 | 4.794 | 4.3394 | 4.3795 | 4.4521 | 4.5351 | 4.6058 | 4.7882 | 4.9605 | 5.3512 | 5.4776 | 5.279 | 4.7371 | 4.3713 | 4.0348 | 3.7947
2036-12-02 | 3.6798 | 3.5123 | 3.4462 | 3.4566 | 3.61 | 3.9841 | 4.2915 | 4.4689 | 4.6597 | 4.5967 | 4.3707 | 4.342 | 4.5811 | 4.2729 | 4.5117 | 4.6722 | 4.8257 | 5.2024 | 5.4895 | 5.4066 | 5.1953 | 4.8457 | 4.3071 | 4.0462
2036-12-03 | 3.8556 | 3.7608 | 3.7104 | 3.6733 | 3.7881 | 4.208 | 4.5389 | 4.7598 | 4.6737 | 4.6591 | 4.6115 | 4.4884 | 4.4443 | 4.4799 | 4.582 | 4.5807 | 4.9862 | 5.2628 | 5.6874 | 5.269 | 4.8568 | 4.5248 | 4.0577 | 3.7084
2036-12-04 | 3.6403 | 3.6104 | 3.5557 | 3.5367 | 3.6108 | 4.0396 | 4.3683 | 4.5694 | 4.3657 | 4.2979 | 4.326 | 4.3959 | 4.3976 | 4.3057 | 4.4578 | 4.6713 | 4.8142 | 5.231 | 5.5663 | 5.5561 | 5.3769 | 5.01 | 4.4677 | 4.1583
2036-12-05 | 4.0175 | 3.9615 | 3.8491 | 3.8213 | 3.8939 | 4.208 | 4.6499 | 4.914 | 4.7373 | 4.4675 | 4.481 | 4.4403 | 4.446 | 4.3263 | 4.4488 | 4.5885 | 4.7926 | 5.0568 | 5.1793 | 4.912 | 4.7101 | 4.4296 | 4.1982 | 3.9602
2036-12-06 | 3.7891 | 3.6415 | 3.6213 | 3.5532 | 3.6278 | 3.9375 | 4.034 | 4.3091 | 4.4174 | 4.5565 | 4.4239 | 4.4365 | 4.4425 | 4.4034 | 4.5041 | 4.7012 | 4.7862 | 5.0288 | 5.1723 | 4.9008 | 4.8657 | 4.5995 | 4.3154 | 4.0639
2036-12-07 | 3.9544 | 3.7724 | 3.6789 | 3.7052 | 3.8048 | 4.0471 | 4.2018 | 4.5246 | 4.6492 | 4.6259 | 4.4659 | 4.2972 | 4.3421 | 4.2688 | 4.3679 | 4.4903 | 4.857 | 5.1868 | 5.4165 | 4.9457 | 4.6813 | 4.3917 | 4.1447 | 3.8049
2036-12-08 | 3.5951 | 3.5198 | 3.444 | 3.4611 | 3.5259 | 3.8825 | 4.1642 | 4.4049 | 4.7289 | 4.5502 | 4.4477 | 4.534 | 4.5735 | 4.5389 | 4.535 | 4.8616 | 4.9616 | 5.1915 | 5.2736 | 5.0631 | 5.0043 | 4.7022 | 4.2338 | 3.945
2036-12-09 | 3.7876 | 3.8316 | 3.7012 | 3.6162 | 3.7014 | 3.9514 | 4.3227 | 4.6759 | 4.7185 | 4.7244 | 4.6354 | 4.6047 | 4.5207 | 4.6464 | 4.6379 | 4.856 | 4.9439 | 5.4153 | 5.7172 | 5.552 | 5.1691 | 4.8363 | 4.389 | 4.1234
2036-12-10 | 3.982 | 3.7631 | 3.6631 | 3.6907 | 3.7901 | 4.1596 | 4.5302 | 4.8412 | 4.9647 | 5.0102 | 4.9149 | 4.9741 | 4.8586 | 4.9364 | 5.0241 | 5.0402 | 5.052 | 5.3215 | 5.6075 | 5.3289 | 4.945 | 4.5943 | 4.2332 | 3.9876
2036-12-11 | 3.8799 | 3.8351 | 3.7961 | 3.7742 | 3.8728 | 4.2123 | 4.5007 | 4.7694 | 4.637 | 4.6574 | 4.54 | 4.4065 | 4.3195 | 4.2957 | 4.4544 | 4.6425 | 4.8567 | 5.2916 | 5.4685 | 5.2384 | 4.9146 | 4.562 | 4.2156 | 3.9921
2036-12-12 | 3.8036 | 3.6946 | 3.7506 | 3.6529 | 3.6552 | 3.9758 | 4.3262 | 4.5662 | 4.5471 | 4.8548 | 4.7371 | 4.645 | 4.6909 | 4.7616 | 4.8966 | 5.1052 | 5.3103 | 5.4185 | 5.3995 | 5.1112 | 4.8849 | 4.649 | 4.2646 | 3.9476
2036-12-13 | 3.7317 | 3.5975 | 3.5808 | 3.4909 | 3.5499 | 3.7344 | 3.9339 | 4.206 | 4.2882 | 4.3274 | 4.1485 | 4.1465 | 4.1486 | 4.1331 | 4.1964 | 4.2621 | 4.6914 | 4.9888 | 5.2606 | 5.0516 | 4.746 | 4.4522 | 4.1869 | 3.9882
2036-12-14 | 3.7511 | 3.5855 | 3.4259 | 3.3099 | 3.4149 | 3.5626 | 3.8302 | 4.2516 | 4.4639 | 4.533 | 4.4204 | 4.4429 | 4.4196 | 4.2755 | 4.4151 | 4.5147 | 4.8605 | 5.4361 | 5.6057 | 5.4216 | 4.8511 | 4.609 | 4.3069 | 3.9654
2036-12-15 | 3.8076 | 3.6425 | 3.5967 | 3.5804 | 3.5534 | 3.8479 | 4.0803 | 4.4571 | 4.3589 | 4.3673 | 4.3859 | 4.4077 | 4.5118 | 4.3769 | 4.3949 | 4.3385 | 4.8629 | 5.2965 | 5.4631 | 5.3725 | 5.0206 | 4.7049 | 4.1543 | 3.8777
2036-12-16 | 3.9172 | 3.8257 | 3.6386 | 3.5737 | 3.6787 | 3.9763 | 4.1686 | 4.4208 | 4.4415 | 4.4398 | 4.2607 | 4.3626 | 4.3591 | 4.3566 | 4.3912 | 4.4841 | 4.6563 | 5.0773 | 5.3523 | 5.1971 | 4.8974 | 4.6361 | 4.2721 | 3.9979
2036-12-17 | 3.8407 | 3.7277 | 3.6273 | 3.5665 | 3.6576 | 3.9997 | 4.2823 | 4.6376 | 4.6199 | 4.569 | 4.3892 | 4.2983 | 4.4521 | 4.3398 | 4.2326 | 4.5576 | 4.9583 | 5.2484 | 5.316 | 5.3871 | 5.1607 | 4.6993 | 4.2026 | 3.8598
2036-12-18 | 3.7487 | 3.6217 | 3.5368 | 3.4543 | 3.6127 | 3.9049 | 4.3609 | 4.5017 | 4.4634 | 4.5293 | 4.3361 | 4.3148 | 4.3307 | 4.3005 | 4.3385 | 4.6586 | 4.7874 | 5.2211 | 5.674 | 5.5088 | 5.0566 | 4.7323 | 4.322 | 4.1629
2036-12-19 | 3.9364 | 3.7351 | 3.7629 | 3.6926 | 3.8301 | 4.1002 | 4.2605 | 4.43 | 4.4068 | 4.4023 | 4.4689 | 4.7927 | 4.7358 | 4.5267 | 4.6261 | 4.9041 | 5.0491 | 5.4136 | 5.6099 | 5.5126 | 5.1858 | 4.7806 | 4.3927 | 4.1683
2036-12-20 | 4.0803 | 3.9036 | 3.8499 | 3.8199 | 3.8602 | 3.9708 | 4.1657 | 4.263 | 4.3247 | 4.3996 | 4.3074 | 4.4487 | 4.4205 | 4.406 | 4.5857 | 4.9049 | 4.8838 | 5.3533 | 5.6507 | 5.4359 | 5.0857 | 4.8696 | 4.3899 | 4.0752
2036-12-21 | 4.043 | 3.8626 | 3.7153 | 3.6688 | 3.6339 | 3.7605 | 3.9822 | 4.2413 | 4.274 | 4.3504 | 4.4144 | 4.413 | 4.3119 | 4.3977 | 4.4057 | 4.5647 | 4.9677 | 5.4061 | 5.5762 | 5.441 | 5.0486 | 4.6761 | 4.2701 | 3.9793
2036-12-22 | 3.9111 | 3.7536 | 3.6391 | 3.6116 | 3.6983 | 3.8972 | 4.1421 | 4.3565 | 4.6619 | 4.8026 | 4.8469 | 5.0388 | 5.0302 | 4.9857 | 5.0635 | 5.2038 | 5.4113 | 5.9138 | 5.968 | 5.6962 | 5.386 | 5.0106 | 4.703 | 4.337
2036-12-23 | 4.0837 | 3.8751 | 3.7292 | 3.6188 | 3.7087 | 3.8003 | 4.0177 | 4.2487 | 4.5461 | 4.6697 | 4.8303 | 4.7432 | 4.7829 | 4.8736 | 4.9457 | 4.9475 | 5.1362 | 5.6123 | 5.8429 | 5.6336 | 5.2759 | 4.9645 | 4.5819 | 4.362
2036-12-24 | 4.4593 | 4.3377 | 4.2109 | 4.1969 | 4.3566 | 4.5265 | 4.7143 | 5.0973 | 5.3998 | 5.1719 | 5.3673 | 5.4781 | 5.5393 | 5.436 | 5.745 | 5.795 | 6.1379 | 6.3642 | 6.6847 | 6.579 | 5.9822 | 5.431 | 4.8808 | 4.352
2036-12-25 | 3.9522 | 3.8507 | 3.8211 | 3.7711 | 3.8378 | 4.1092 | 4.3412 | 4.6056 | 4.8297 | 4.7589 | 4.8912 | 5.0358 | 5.0214 | 5.04 | 5.1894 | 5.2208 | 5.6138 | 6.0227 | 6.1301 | 5.9646 | 5.5274 | 5.2872 | 4.8607 | 4.2736
2036-12-26 | 4.0702 | 3.9279 | 3.9101 | 3.7637 | 3.8755 | 4.0405 | 4.2121 | 4.5638 | 4.8653 | 5.0214 | 5.2644 | 5.3964 | 5.4952 | 5.2329 | 5.3602 | 5.4579 | 5.8218 | 6.2249 | 6.24 | 5.8678 | 5.5674 | 5.4111 | 4.9795 | 4.4374
2036-12-27 | 4.2702 | 4.0774 | 4.1451 | 3.9867 | 3.8169 | 4.0327 | 4.2699 | 4.639 | 4.8038 | 4.9165 | 4.9801 | 4.8458 | 4.8986 | 4.8504 | 4.8629 | 4.9497 | 5.4784 | 5.8853 | 6.0618 | 5.8488 | 5.5458 | 5.234 | 4.7632 | 4.3711
2036-12-28 | 4.1405 | 3.9326 | 3.7912 | 3.8823 | 3.8067 | 3.9707 | 4.2131 | 4.623 | 4.9086 | 4.9129 | 4.8551 | 4.9985 | 5.0616 | 4.795 | 5.0707 | 5.3857 | 5.6193 | 6.0437 | 6.1674 | 6.0469 | 5.54 | 5.3608 | 4.9986 | 4.4848
2036-12-29 | 4.1514 | 4 | 3.9267 | 3.8378 | 3.9891 | 4.0237 | 4.1026 | 4.405 | 4.769 | 4.8477 | 5.0188 | 5.0599 | 4.9797 | 4.7339 | 4.9708 | 5.2535 | 5.5541 | 5.9729 | 6.0931 | 5.968 | 5.5198 | 5.3551 | 5.0031 | 4.4725
2036-12-30 | 4.0238 | 3.8137 | 3.6025 | 3.6427 | 3.6769 | 3.8094 | 3.9259 | 4.1446 | 4.4769 | 4.4719 | 4.6967 | 4.6835 | 4.7239 | 4.8561 | 4.9521 | 4.9886 | 5.1706 | 5.5895 | 5.8032 | 5.5571 | 5.2413 | 4.9387 | 4.5726 | 4.3113
2036-12-31 | 4.2665 | 4.1519 | 4.0281 | 4.0207 | 4.1714 | 4.3262 | 4.4761 | 4.8054 | 5.059 | 4.8888 | 5.0907 | 5.1673 | 5.148 | 5.0577 | 5.3316 | 5.4006 | 5.7572 | 5.9889 | 6.3069 | 6.1987 | 5.6445 | 5.121 | 4.6247 | 4.1143
2037-01-01 | 4.0014 | 3.9456 | 3.8983 | 3.8886 | 3.9381 | 4.2056 | 4.4507 | 4.6852 | 4.9713 | 4.9508 | 4.5619 | 4.5684 | 4.4872 | 4.473 | 4.5655 | 5.1945 | 5.6152 | 5.9997 | 6.2431 | 5.9084 | 5.4621 | 5.166 | 4.6564 | 4.1991
2037-01-02 | 3.8773 | 3.7557 | 3.762 | 3.8284 | 3.8782 | 4.1529 | 4.3443 | 4.4855 | 4.5255 | 4.4043 | 4.2907 | 4.3216 | 4.3271 | 4.3348 | 4.4613 | 4.7726 | 5.3337 | 5.6237 | 5.8384 | 5.6754 | 5.2689 | 4.9023 | 4.4636 | 4.1457
2037-01-03 | 3.9582 | 3.8783 | 3.8063 | 3.7401 | 3.7843 | 3.9002 | 4.2462 | 4.3534 | 4.3459 | 4.3289 | 4.198 | 4.0884 | 4.2451 | 4.4222 | 4.4109 | 4.6255 | 5.0094 | 5.1959 | 5.3257 | 5.2019 | 4.9448 | 4.6889 | 4.2085 | 3.9942
2037-01-04 | 3.8743 | 3.7532 | 3.7651 | 3.7189 | 3.6847 | 3.8099 | 3.9667 | 3.9895 | 4.1965 | 4.1533 | 4.0181 | 3.9674 | 4.0911 | 4.257 | 4.4074 | 4.5915 | 4.8537 | 5.1998 | 5.2541 | 5.1223 | 4.9435 | 4.5608 | 4.1946 | 3.9556
2037-01-05 | 3.8777 | 3.8024 | 3.7547 | 3.7454 | 3.7715 | 3.9347 | 4.1966 | 4.3278 | 4.3427 | 4.2603 | 4.2975 | 4.332 | 4.4593 | 4.4388 | 4.9118 | 5.0632 | 5.3089 | 5.619 | 5.731 | 5.5091 | 5.1402 | 4.7147 | 4.3405 | 3.9756
2037-01-06 | 3.8744 | 3.7345 | 3.6489 | 3.7196 | 3.7443 | 3.9706 | 4.1898 | 4.3228 | 4.3168 | 4.0954 | 4.1591 | 4.1896 | 4.2754 | 4.5351 | 4.9507 | 4.9033 | 5.0402 | 5.3832 | 5.742 | 5.514 | 5.0076 | 4.7244 | 4.2349 | 3.8825
2037-01-07 | 3.7422 | 3.6863 | 3.6009 | 3.5912 | 3.7065 | 4.0699 | 4.3373 | 4.6023 | 4.5056 | 4.355 | 4.2509 | 4.3162 | 4.2836 | 4.6541 | 4.5449 | 4.6494 | 4.8907 | 5.3457 | 5.5984 | 5.3112 | 5.1148 | 4.7128 | 4.3467 | 4.0078
2037-01-08 | 3.8343 | 3.7414 | 3.7176 | 3.7033 | 3.7345 | 4.0112 | 4.316 | 4.5949 | 4.4391 | 4.588 | 4.7229 | 4.4457 | 4.4696 | 4.4681 | 4.5589 | 4.5662 | 4.8529 | 5.4806 | 5.8156 | 5.5298 | 5.1003 | 4.8297 | 4.3718 | 4.226
2037-01-09 | 3.9182 | 3.7805 | 3.7105 | 3.7166 | 3.8465 | 4.0773 | 4.4727 | 4.6126 | 4.5281 | 4.5824 | 4.5795 | 4.7725 | 4.7213 | 4.688 | 4.7844 | 4.9015 | 4.9448 | 5.4205 | 5.6142 | 5.2991 | 5.0084 | 4.6131 | 4.1561 | 4.1148
2037-01-10 | 3.8887 | 3.6211 | 3.617 | 3.6156 | 3.5623 | 3.7445 | 3.97 | 4.2672 | 4.4516 | 4.6631 | 4.4073 | 4.4677 | 4.5676 | 4.4972 | 4.5135 | 4.8042 | 5.0309 | 5.3388 | 5.4656 | 5.3587 | 5.0685 | 4.6433 | 4.2327 | 4.1797
2037-01-11 | 3.8755 | 3.6792 | 3.6585 | 3.6811 | 3.6325 | 3.8056 | 3.9737 | 4.1893 | 4.4358 | 4.6832 | 4.7462 | 4.7228 | 4.6134 | 4.4608 | 4.6018 | 4.768 | 4.7839 | 5.1459 | 5.5045 | 5.3909 | 4.9929 | 4.5712 | 4.1388 | 3.8621
2037-01-12 | 3.8049 | 3.6798 | 3.6244 | 3.602 | 3.6794 | 3.8116 | 4.1525 | 4.5556 | 4.6608 | 4.5345 | 4.5621 | 4.4579 | 4.6571 | 4.5948 | 4.5428 | 4.3661 | 4.7367 | 5.3282 | 5.6364 | 5.3152 | 5.0783 | 4.9114 | 4.206 | 3.9191
2037-01-13 | 3.7965 | 3.665 | 3.5194 | 3.5665 | 3.6058 | 3.8347 | 4.1524 | 4.3361 | 4.2729 | 4.1187 | 4.0192 | 4.1607 | 4.0736 | 4.0267 | 3.8874 | 4.0447 | 4.2893 | 4.7082 | 5.1487 | 5.0656 | 4.7342 | 4.3758 | 4.0314 | 3.6707
2037-01-14 | 3.5716 | 3.6202 | 3.6093 | 3.5851 | 3.7093 | 4.0288 | 4.4085 | 4.57 | 4.3948 | 4.4133 | 4.328 | 4.6034 | 4.341 | 4.3411 | 4.4554 | 4.3991 | 4.5499 | 4.937 | 5.3757 | 5.2473 | 4.8192 | 4.5046 | 4.1183 | 3.7388
2037-01-15 | 3.6246 | 3.5116 | 3.4501 | 3.4645 | 3.5899 | 3.9071 | 4.256 | 4.4913 | 4.4213 | 4.3967 | 4.5626 | 4.684 | 4.5156 | 4.4984 | 4.6185 | 4.7155 | 4.9333 | 5.206 | 5.3618 | 5.1836 | 4.9467 | 4.7399 | 4.2036 | 3.7886
2037-01-16 | 3.8112 | 3.7268 | 3.6738 | 3.6894 | 3.7536 | 4.1169 | 4.6221 | 4.8827 | 4.6746 | 4.5992 | 4.6712 | 4.7218 | 4.7235 | 4.6693 | 4.7332 | 4.8482 | 4.8075 | 5.1164 | 5.3559 | 5.121 | 4.7753 | 4.5176 | 4.2057 | 3.8542
2037-01-17 | 3.7261 | 3.6203 | 3.5563 | 3.5337 | 3.5772 | 3.8656 | 4.1215 | 4.3284 | 4.4782 | 4.4756 | 4.2192 | 4.2486 | 4.3518 | 4.574 | 4.7191 | 4.8903 | 4.872 | 5.2049 | 5.3798 | 5.235 | 4.8634 | 4.5676 | 4.2313 | 3.8858
2037-01-18 | 3.76 | 3.5822 | 3.5508 | 3.5553 | 3.5411 | 3.7257 | 4.068 | 4.368 | 4.6109 | 4.5984 | 4.3628 | 4.4932 | 4.6846 | 4.6263 | 4.7895 | 4.961 | 5.149 | 5.3787 | 5.5563 | 5.4254 | 5.0072 | 4.6729 | 4.2016 | 3.8727
2037-01-19 | 3.7671 | 3.6594 | 3.6996 | 3.6237 | 3.6496 | 3.8353 | 4.0669 | 4.3281 | 4.4114 | 4.2332 | 4.064 | 4.1831 | 4.1151 | 4.1588 | 4.1635 | 4.3738 | 4.5708 | 4.9859 | 5.4378 | 5.3311 | 4.7896 | 4.4812 | 4.1394 | 3.8217
2037-01-20 | 3.6742 | 3.5826 | 3.4915 | 3.5101 | 3.5983 | 3.822 | 4.1658 | 4.4955 | 4.2918 | 4.3537 | 4.6175 | 4.7326 | 4.8248 | 4.6442 | 4.4401 | 4.7384 | 4.7878 | 5.3177 | 5.5755 | 5.0044 | 4.9583 | 4.8193 | 4.3476 | 3.9276
2037-01-21 | 3.7889 | 3.6536 | 3.5845 | 3.6065 | 3.6997 | 4 | 4.354 | 4.4593 | 4.1563 | 4.1111 | 4.0426 | 4.0305 | 4.4095 | 4.5862 | 4.587 | 4.9614 | 5.201 | 5.5656 | 5.6761 | 5.4538 | 5.1917 | 4.8165 | 4.3725 | 3.8746
2037-01-22 | 3.7074 | 3.5759 | 3.5461 | 3.4897 | 3.5629 | 3.9097 | 4.2945 | 4.5695 | 4.3877 | 4.2599 | 4.4624 | 4.6087 | 4.5507 | 4.4226 | 4.7973 | 4.9222 | 5.1555 | 5.5087 | 5.7117 | 5.3224 | 5.0731 | 4.5991 | 4.2209 | 3.918
2037-01-23 | 3.7001 | 3.6333 | 3.5944 | 3.5794 | 3.8358 | 4.0851 | 4.5655 | 4.7998 | 4.7719 | 4.6379 | 4.7586 | 4.8666 | 4.782 | 4.825 | 4.7959 | 4.8246 | 5.1849 | 5.6408 | 5.7356 | 5.4123 | 5.1493 | 5.0108 | 4.5469 | 4.2384
2037-01-24 | 4.0379 | 3.9931 | 3.7212 | 3.652 | 3.6699 | 3.9011 | 4.0931 | 4.3926 | 4.5144 | 4.3955 | 4.1901 | 4.0997 | 3.9954 | 4.0093 | 4.0904 | 4.1341 | 4.3489 | 4.8692 | 5.1566 | 5.04 | 4.7961 | 4.5241 | 4.1386 | 3.8817
2037-01-25 | 3.783 | 3.6342 | 3.6391 | 3.4847 | 3.4668 | 3.6521 | 3.8458 | 4.0367 | 4.2165 | 4.2444 | 4.1403 | 4.2849 | 4.3662 | 4.2576 | 4.1344 | 4.3066 | 4.5745 | 4.8541 | 5.0432 | 5.1178 | 4.9054 | 4.4634 | 4.0649 | 3.81
2037-01-26 | 3.7579 | 3.6456 | 3.6302 | 3.6135 | 3.6774 | 3.9553 | 4.2147 | 4.5162 | 4.3685 | 4.2154 | 4.0289 | 4.0558 | 4.0304 | 4.0083 | 3.8581 | 3.9573 | 4.3716 | 4.9083 | 5.3112 | 5.2398 | 5.0506 | 4.5766 | 4.089 | 3.8416
2037-01-27 | 3.7554 | 3.6497 | 3.5617 | 3.5456 | 3.6639 | 4.0055 | 4.6063 | 4.6458 | 4.5442 | 4.5479 | 4.2963 | 4.356 | 4.3871 | 4.2822 | 4.7724 | 5.1072 | 5.4117 | 5.409 | 5.6054 | 5.4429 | 5.1338 | 4.7691 | 4.1756 | 3.8765
2037-01-28 | 3.7606 | 3.6823 | 3.6259 | 3.5888 | 3.6836 | 4.1601 | 4.5198 | 4.7519 | 4.7519 | 4.7794 | 4.6225 | 4.341 | 4.3092 | 4.4909 | 4.4226 | 4.5181 | 5.01 | 5.2349 | 5.3589 | 5.4025 | 5.1992 | 4.8486 | 4.2977 | 4.0317
2037-01-29 | 3.8696 | 3.7838 | 3.7365 | 3.7151 | 3.8284 | 4.1596 | 4.4739 | 4.8641 | 4.9697 | 4.5338 | 4.3576 | 4.5016 | 4.9181 | 4.7693 | 4.7082 | 4.6501 | 5.0331 | 5.321 | 5.6559 | 5.3395 | 4.9513 | 4.6406 | 4.1466 | 3.8595
2037-01-30 | 3.7376 | 3.6854 | 3.5944 | 3.597 | 3.6689 | 3.9868 | 4.406 | 4.6812 | 4.7262 | 4.648 | 4.5641 | 4.8233 | 4.8412 | 4.5718 | 5.0163 | 4.9242 | 4.9429 | 5.5747 | 5.6419 | 5.2184 | 4.8325 | 4.683 | 4.3751 | 3.9411
2037-01-31 | 3.8099 | 3.7399 | 3.6394 | 3.607 | 3.6077 | 3.8758 | 4.0885 | 4.4967 | 4.6609 | 4.7528 | 4.8724 | 4.9354 | 4.8146 | 4.615 | 4.7701 | 4.9953 | 4.9709 | 5.2089 | 5.2802 | 5.2896 | 5.1591 | 4.859 | 4.294 | 3.9664
2037-02-01 | 3.5921 | 3.4888 | 3.467 | 3.4203 | 3.4791 | 3.6566 | 3.8375 | 4.1349 | 4.4576 | 4.4522 | 4.3142 | 4.443 | 4.2577 | 4.1141 | 4.1565 | 4.2815 | 4.296 | 4.8418 | 5.0398 | 4.89 | 4.6358 | 4.2798 | 3.9347 | 3.62
2037-02-02 | 3.5356 | 3.4268 | 3.4144 | 3.3479 | 3.4023 | 3.7773 | 4.1899 | 4.5419 | 4.6564 | 4.6325 | 4.3639 | 4.2139 | 4.3749 | 4.2001 | 4.475 | 4.6534 | 4.8548 | 5.1163 | 5.3373 | 5.0953 | 4.8793 | 4.514 | 4.0409 | 3.8028
2037-02-03 | 3.6971 | 3.5643 | 3.4917 | 3.5833 | 3.6714 | 3.9862 | 4.3344 | 4.6351 | 4.6441 | 4.5184 | 4.3449 | 4.5465 | 4.582 | 4.5766 | 4.6264 | 4.6147 | 4.9116 | 4.9968 | 5.3367 | 5.4976 | 5.0186 | 4.5316 | 4.0839 | 3.7873
2037-02-04 | 3.6137 | 3.537 | 3.4444 | 3.4449 | 3.5151 | 3.8331 | 4.3607 | 4.5568 | 4.5066 | 4.6237 | 4.6763 | 4.6246 | 4.413 | 4.5638 | 4.8255 | 4.7502 | 5.2171 | 5.4917 | 5.877 | 5.7122 | 5.366 | 4.9946 | 4.4352 | 4.3048
2037-02-05 | 4.1082 | 3.8054 | 3.7891 | 3.7647 | 3.9337 | 4.3476 | 4.7079 | 5.1775 | 5.3133 | 5.1249 | 5.2206 | 5.0936 | 4.5781 | 4.6752 | 4.7273 | 4.8963 | 4.9955 | 5.3163 | 5.5637 | 5.4268 | 4.9647 | 4.6917 | 4.3684 | 3.9016
2037-02-06 | 3.6154 | 3.5289 | 3.4728 | 3.445 | 3.5649 | 3.9671 | 4.4909 | 4.8629 | 4.7349 | 4.42 | 4.4144 | 4.3982 | 4.5346 | 4.5863 | 4.5083 | 4.5896 | 5.1484 | 5.395 | 5.4757 | 5.2549 | 5.0516 | 4.8875 | 4.37 | 4.0827
2037-02-07 | 3.8115 | 3.7551 | 3.6012 | 3.5822 | 3.623 | 3.8213 | 4.2529 | 4.6031 | 4.7115 | 4.4136 | 3.9127 | 4.0401 | 4.1915 | 4.0673 | 3.9433 | 4.1142 | 4.5131 | 4.9911 | 5.1067 | 5.0435 | 4.511 | 4.2437 | 4.0994 | 3.8265
2037-02-08 | 3.5466 | 3.4032 | 3.3745 | 3.3518 | 3.3711 | 3.5063 | 3.7076 | 4.0433 | 4.4146 | 4.5124 | 4.4744 | 4.481 | 4.2973 | 4.3474 | 4.1386 | 4.5081 | 4.7165 | 5.1386 | 5.4022 | 5.1748 | 4.9082 | 4.6731 | 4.226 | 3.959
2037-02-09 | 3.8408 | 3.6425 | 3.5044 | 3.5001 | 3.5186 | 3.8679 | 4.2142 | 4.5615 | 4.5545 | 4.1911 | 4.0126 | 3.851 | 3.8153 | 3.603 | 3.6944 | 4.118 | 4.4397 | 4.9371 | 5.3363 | 5.1791 | 4.8377 | 4.5183 | 4.0962 | 3.6841
2037-02-10 | 3.563 | 3.4604 | 3.3596 | 3.3643 | 3.4418 | 3.936 | 4.4568 | 4.7813 | 4.6635 | 4.462 | 4.213 | 4.1853 | 4.0857 | 4.0527 | 4.0676 | 4.1236 | 4.5555 | 5.1176 | 5.2925 | 5.4276 | 5.0483 | 4.6571 | 4.1168 | 3.6664
2037-02-11 | 3.513 | 3.4465 | 3.4246 | 3.3861 | 3.4658 | 3.9623 | 4.2024 | 4.5709 | 4.5274 | 4.4027 | 4.0516 | 3.9588 | 3.8872 | 4.0098 | 4.0337 | 4.2346 | 4.6364 | 4.9442 | 5.3719 | 5.2438 | 4.8618 | 4.4464 | 4.0776 | 3.8201
2037-02-12 | 3.6777 | 3.5721 | 3.4936 | 3.493 | 3.5873 | 3.9287 | 4.2244 | 4.4599 | 4.476 | 4.5294 | 4.4015 | 4.1188 | 4.1035 | 3.8576 | 3.9437 | 4.0871 | 4.4554 | 4.7963 | 5.3602 | 5.1865 | 4.8119 | 4.5981 | 4.1937 | 3.763
2037-02-13 | 3.5407 | 3.4594 | 3.4027 | 3.419 | 3.4939 | 3.7596 | 4.0026 | 4.3528 | 4.6673 | 4.6055 | 4.4734 | 4.1944 | 4.0888 | 4.0328 | 4.1689 | 4.3038 | 4.3893 | 4.8858 | 5.2549 | 5.33 | 5.0768 | 4.891 | 4.4402 | 4.003
2037-02-14 | 3.7866 | 3.6701 | 3.6109 | 3.5324 | 3.6745 | 3.8638 | 4.0875 | 4.3669 | 4.7352 | 4.5889 | 4.4157 | 4.363 | 4.5538 | 4.0754 | 4.3884 | 4.5243 | 4.6703 | 4.9692 | 5.3093 | 5.2814 | 4.9873 | 4.7408 | 4.2531 | 3.8649
2037-02-15 | 3.5448 | 3.4217 | 3.4449 | 3.4089 | 3.4425 | 3.5591 | 3.8037 | 4.0575 | 4.2432 | 4.1475 | 4.1312 | 3.9779 | 4.1523 | 4.1008 | 4.3089 | 4.4498 | 4.6344 | 4.9333 | 5.1603 | 5.192 | 4.9555 | 4.6648 | 4.2995 | 3.9234
2037-02-16 | 3.7123 | 3.5773 | 3.5667 | 3.4877 | 3.5314 | 3.7271 | 3.8386 | 4.1971 | 4.364 | 4.2003 | 3.9797 | 3.925 | 3.9202 | 3.8616 | 4.1237 | 4.3037 | 4.9726 | 5.1312 | 5.2029 | 5.2062 | 4.8797 | 4.6038 | 4.1628 | 3.7685
2037-02-17 | 3.6558 | 3.5353 | 3.4364 | 3.45 | 3.5354 | 3.7777 | 4.1186 | 4.4961 | 4.8338 | 4.7092 | 4.7141 | 4.5876 | 4.5237 | 4.4805 | 4.4768 | 4.4838 | 4.5872 | 5.1116 | 5.1778 | 5.09 | 4.7177 | 4.42 | 4.05 | 3.6941
2037-02-18 | 3.5421 | 3.4524 | 3.521 | 3.4747 | 3.6453 | 4.1343 | 4.4828 | 4.7813 | 4.8346 | 4.6565 | 4.663 | 4.7415 | 4.6904 | 4.7042 | 4.583 | 4.5362 | 4.8158 | 5.1688 | 5.4991 | 5.3284 | 4.8744 | 4.8473 | 4.2067 | 3.7244
2037-02-19 | 3.6084 | 3.524 | 3.5241 | 3.457 | 3.5162 | 3.8938 | 4.1023 | 4.3404 | 4.4072 | 4.2154 | 4.2671 | 4.4669 | 4.301 | 4.4173 | 4.3752 | 4.7657 | 5.1308 | 5.5071 | 5.8446 | 5.4356 | 5.1999 | 4.6739 | 4.0557 | 3.7719
2037-02-20 | 3.5639 | 3.4383 | 3.3838 | 3.4676 | 3.571 | 3.9782 | 4.4363 | 4.612 | 4.3723 | 4.2656 | 4.6699 | 4.7583 | 4.9375 | 4.671 | 4.6571 | 5.1741 | 5.4617 | 5.9671 | 5.996 | 5.8328 | 5.6523 | 5.2149 | 4.6073 | 4.2439
2037-02-21 | 3.8188 | 3.602 | 3.6099 | 3.4824 | 3.5168 | 3.7512 | 4.0882 | 4.3305 | 4.56 | 4.6529 | 4.4792 | 4.3492 | 4.3375 | 4.3466 | 4.2739 | 4.5348 | 4.896 | 5.1282 | 5.1993 | 5.2881 | 4.8869 | 4.4545 | 4.1594 | 3.7593
2037-02-22 | 3.6548 | 3.3912 | 3.4328 | 3.4544 | 3.4787 | 3.6013 | 3.7674 | 4.11 | 4.432 | 4.504 | 4.2985 | 4.1251 | 4.2418 | 4.3455 | 4.5329 | 4.6757 | 4.7873 | 5.3312 | 5.4214 | 5.399 | 5.0816 | 4.7042 | 4.1555 | 3.8601
2037-02-23 | 3.7161 | 3.669 | 3.592 | 3.4649 | 3.4605 | 3.6594 | 4.1531 | 4.617 | 4.5197 | 4.2338 | 4.0612 | 4.1958 | 4.3788 | 4.2316 | 4.2213 | 4.3696 | 4.5779 | 4.9966 | 5.4595 | 5.2605 | 4.8703 | 4.4715 | 4.1037 | 3.7826
2037-02-24 | 3.6831 | 3.5959 | 3.4975 | 3.4745 | 3.5377 | 3.915 | 4.1308 | 4.3494 | 4.4732 | 4.4605 | 4.2522 | 4.0539 | 3.877 | 4.0746 | 4.1144 | 4.3669 | 4.6229 | 5.0581 | 5.4339 | 5.2011 | 4.8063 | 4.5682 | 4.0441 | 3.7757
2037-02-25 | 3.6616 | 3.5574 | 3.5533 | 3.512 | 3.6076 | 3.9401 | 4.2766 | 4.3721 | 4.3189 | 4.1978 | 4.1256 | 3.9401 | 3.9066 | 3.8697 | 3.9115 | 4.104 | 4.2485 | 4.7404 | 5.2662 | 5.3588 | 5.0558 | 4.6397 | 4.0866 | 3.7104
2037-02-26 | 3.5971 | 3.5179 | 3.3487 | 3.3304 | 3.3894 | 3.7816 | 4.0219 | 4.0512 | 3.9883 | 3.8416 | 3.74 | 3.7063 | 3.5935 | 3.8422 | 3.6509 | 3.9775 | 4.2158 | 4.9272 | 5.1798 | 5.08 | 4.8541 | 4.4345 | 4.0037 | 3.5786
2037-02-27 | 3.5647 | 3.4314 | 3.4258 | 3.372 | 3.4701 | 3.8248 | 4.2263 | 4.5023 | 4.2945 | 4.1192 | 3.9259 | 3.9038 | 3.8113 | 3.5133 | 3.7731 | 3.9892 | 4.2021 | 4.6711 | 4.9477 | 5.1197 | 4.8942 | 4.6466 | 4.2371 | 3.8446
2037-02-28 | 3.651 | 3.58 | 3.4982 | 3.3795 | 3.4523 | 3.6026 | 3.8465 | 4.0828 | 4.3233 | 4.2924 | 4.017 | 3.9412 | 4.0547 | 3.893 | 3.9862 | 4.1649 | 4.2808 | 4.6402 | 4.9843 | 5.0794 | 4.6907 | 4.4872 | 4.0298 | 3.6896
2037-03-01 | 3.7571 | 3.6872 | 3.7122 | 3.6274 | 3.6333 | 3.7926 | 4.1209 | 4.3319 | 4.5539 | 4.5121 | 4.3013 | 4.1991 | 3.9876 | 3.9362 | 3.9484 | 4.0614 | 4.2998 | 4.7194 | 5.1584 | 5.2108 | 5.0954 | 4.6214 | 4.2551 | 3.818
2037-03-02 | 3.7185 | 3.6502 | 3.5329 | 3.3907 | 3.4942 | 3.7843 | 4.0737 | 4.3796 | 4.6339 | 4.3674 | 4.2137 | 4.0485 | 3.9839 | 3.9301 | 4.0118 | 4.223 | 4.3821 | 4.9236 | 5.4181 | 5.3649 | 4.8743 | 4.6598 | 4.3399 | 3.8955
2037-03-03 | 3.7294 | 3.6431 | 3.5929 | 3.6452 | 3.6561 | 4.0504 | 4.5785 | 4.8839 | 4.8333 | 4.761 | 4.4893 | 4.411 | 4.2871 | 4.4336 | 4.3682 | 4.8505 | 5.128 | 5.6479 | 5.9331 | 5.9367 | 5.6045 | 4.937 | 4.2768 | 3.8779
2037-03-04 | 3.7527 | 3.6553 | 3.6148 | 3.6121 | 3.693 | 4.0365 | 4.6008 | 4.7386 | 4.907 | 4.8687 | 4.6167 | 4.5153 | 4.8904 | 5.2659 | 5.25 | 5.1759 | 5.3913 | 5.9409 | 6.02 | 5.888 | 5.5849 | 5.2422 | 4.6781 | 4.1456
2037-03-05 | 3.9881 | 3.8838 | 3.7292 | 3.6557 | 3.7015 | 4.1893 | 4.6572 | 5.1306 | 5.4485 | 5.0316 | 4.5128 | 4.6395 | 4.6342 | 4.5956 | 4.576 | 4.7269 | 5.2119 | 5.7879 | 5.8003 | 5.7318 | 5.2994 | 4.8518 | 4.2579 | 3.9188
2037-03-06 | 3.7785 | 3.7129 | 3.7393 | 3.6644 | 3.6826 | 4.1456 | 4.7862 | 5.0412 | 4.657 | 4.3537 | 4.165 | 4.2546 | 4.247 | 4.2895 | 4.5647 | 4.9774 | 5.0794 | 5.5849 | 5.8024 | 5.6423 | 5.3611 | 4.9359 | 4.3533 | 3.9976
2037-03-07 | 3.8493 | 3.795 | 3.769 | 3.7778 | 3.7573 | 3.9866 | 4.2901 | 4.5085 | 5.002 | 4.8966 | 4.4133 | 4.3802 | 4.4212 | 4.3305 | 4.2901 | 4.3805 | 4.9771 | 5.4269 | 5.151 | 5.2485 | 4.9605 | 4.8223 | 4.2762 | 3.8883
2037-03-08 | 3.8285 | 3.7339 | 3.7964 | 3.631 | 3.6978 | 3.8493 | 4.0558 | 4.346 | 4.6955 | 4.5639 | 4.4341 | 4.4477 | 4.8067 | 4.7477 | 4.6955 | 5.1012 | 5.56 | 5.6873 | 5.8635 | 5.6958 | 5.6411 | 5.3167 | 4.7743 | 4.2792
2037-03-09 | 4.0676 | 3.9523 | 3.8299 | 3.7895 | 3.8385 | 4.139 | 4.6398 | 4.7978 | 4.765 | 4.7606 | 4.6281 | 4.8464 | 4.749 | 4.3767 | 4.3436 | 4.4631 | 4.8586 | 5.5335 | 5.738 | 5.5043 | 5.2001 | 4.7635 | 4.3079 | 3.9556
2037-03-10 | 3.8325 | 3.719 | 3.67 | 3.6638 | 3.7089 | 4.0078 | 4.5954 | 4.7314 | 4.652 | 4.5618 | 4.3742 | 4.2986 | 4.0701 | 4.4363 | 4.7235 | 4.837 | 5.249 | 5.6499 | 5.7263 | 5.7899 | 5.4356 | 4.9853 | 4.3593 | 4.0241
2037-03-11 | 3.9376 | 3.8635 | 3.7543 | 3.7568 | 3.7604 | 4.1457 | 4.6352 | 4.9408 | 4.8756 | 4.7398 | 4.3663 | 4.4124 | 4.7937 | 4.6156 | 4.749 | 5.058 | 5.2036 | 5.7465 | 6.1198 | 5.9829 | 5.5726 | 5.1476 | 4.4085 | 4.0092
2037-03-12 | 4.0671 | 3.9214 | 3.8428 | 3.8026 | 3.8597 | 4.2724 | 4.6798 | 4.8962 | 4.7754 | 4.4784 | 4.3626 | 4.6762 | 4.8903 | 4.8797 | 4.9003 | 5.2168 | 5.5623 | 6.1264 | 6.29 | 6.0816 | 5.4399 | 5.0316 | 4.4949 | 4.0156
2037-03-13 | 3.891 | 3.7486 | 3.7053 | 3.681 | 3.6548 | 3.9982 | 4.4627 | 4.551 | 4.5534 | 4.343 | 4.1939 | 4.2202 | 4.4219 | 4.4198 | 4.5863 | 5.016 | 5.231 | 5.3736 | 5.5359 | 5.5833 | 5.0791 | 4.749 | 4.3012 | 4.0044
2037-03-14 | 3.7975 | 3.7259 | 3.7452 | 3.7696 | 3.74 | 3.9019 | 4.319 | 4.6369 | 4.792 | 4.7452 | 4.6525 | 4.3258 | 4.7207 | 4.4768 | 4.5786 | 4.8981 | 5.1539 | 5.7013 | 5.6837 | 5.8442 | 5.582 | 5.3111 | 4.7298 | 4.1431
2037-03-15 | 3.8967 | 3.7949 | 3.759 | 3.7762 | 3.6431 | 3.7845 | 3.9322 | 4.0607 | 4.1813 | 4.0808 | 3.9958 | 4.0167 | 3.9381 | 3.5914 | 3.6883 | 4.0051 | 4.381 | 5.0327 | 5.2453 | 5.0914 | 4.7853 | 4.5641 | 4.1717 | 3.8518
2037-03-16 | 3.7055 | 3.5932 | 3.5473 | 3.4367 | 3.5094 | 3.7336 | 3.9745 | 4.199 | 4.6692 | 4.5501 | 4.2695 | 3.9276 | 3.7918 | 3.8122 | 3.6863 | 4.0487 | 4.3569 | 4.9435 | 5.2972 | 5.4967 | 5.1445 | 4.6049 | 4.0306 | 3.7251
2037-03-17 | 3.6033 | 3.663 | 3.6673 | 3.6668 | 3.6792 | 3.987 | 4.3071 | 4.2885 | 4.34 | 4.2653 | 4.3658 | 4.1669 | 4.1213 | 3.9984 | 3.8099 | 3.9953 | 4.4 | 5.018 | 5.1783 | 5.2686 | 5.0429 | 4.6745 | 4.1881 | 3.7782
2037-03-18 | 3.6846 | 3.5869 | 3.574 | 3.5516 | 3.5384 | 3.9181 | 4.1655 | 4.2455 | 4.3683 | 4.2457 | 4.1483 | 4.3005 | 4.3613 | 4.4241 | 4.455 | 4.5262 | 4.6729 | 5.2338 | 5.3904 | 5.5521 | 5.2948 | 5.0209 | 4.4402 | 3.8794
2037-03-19 | 3.7687 | 3.6591 | 3.6144 | 3.5505 | 3.6148 | 4.0377 | 4.2144 | 4.4351 | 4.6049 | 4.2981 | 4.243 | 4.0006 | 3.5874 | 3.6474 | 4.0359 | 4.2277 | 4.4281 | 4.9543 | 5.3173 | 5.4126 | 5.0609 | 4.5937 | 4.1237 | 3.7114
2037-03-20 | 3.6264 | 3.567 | 3.5229 | 3.4434 | 3.5618 | 3.8279 | 4.2401 | 4.5376 | 4.5729 | 4.4056 | 4.7049 | 4.6363 | 4.3176 | 4.3393 | 4.4883 | 4.6701 | 4.889 | 5.3122 | 5.5605 | 5.4893 | 5.1845 | 4.7667 | 4.2852 | 3.9196
2037-03-21 | 3.8206 | 3.741 | 3.7311 | 3.7031 | 3.7095 | 3.8368 | 4.0509 | 4.1605 | 4.152 | 4.1036 | 3.9737 | 3.9342 | 3.9171 | 3.7959 | 4.145 | 4.9052 | 4.8059 | 5.1888 | 5.2118 | 5.1678 | 4.8194 | 4.8975 | 4.3017 | 3.8661
2037-03-22 | 4.0096 | 3.9123 | 3.7049 | 3.6118 | 3.6032 | 3.7945 | 3.9707 | 4.0571 | 4.3182 | 4.3154 | 4.323 | 4.738 | 4.5531 | 4.985 | 4.9673 | 4.8454 | 5.2263 | 5.7083 | 5.8707 | 5.8648 | 5.9657 | 5.3223 | 4.7557 | 4.2726
2037-03-23 | 4.1031 | 3.9489 | 3.8346 | 3.7312 | 3.8029 | 3.9068 | 4.3109 | 4.6386 | 5.2178 | 4.9452 | 5.1504 | 4.4968 | 4.9347 | 4.6757 | 4.668 | 4.7562 | 5.1606 | 5.3774 | 5.5417 | 5.8818 | 5.3535 | 4.7618 | 4.2644 | 3.8619
2037-03-24 | 3.6938 | 3.6574 | 3.5679 | 3.5662 | 3.6197 | 3.9204 | 4.3571 | 4.5341 | 4.6613 | 4.5464 | 4.3872 | 4.3825 | 4.7456 | 4.5737 | 4.7478 | 5.2776 | 5.2831 | 5.6049 | 5.8968 | 5.8211 | 5.3589 | 4.8316 | 4.3277 | 3.9045
2037-03-25 | 3.7216 | 3.6311 | 3.5787 | 3.5155 | 3.5658 | 3.8508 | 4.273 | 4.2863 | 4.3482 | 4.2359 | 4.1634 | 4.3741 | 4.3875 | 4.2151 | 4.344 | 4.6374 | 5.0134 | 5.4563 | 5.4608 | 5.5616 | 5.4638 | 4.9488 | 4.3814 | 3.8663
2037-03-26 | 3.7765 | 3.7303 | 3.6594 | 3.6894 | 3.7093 | 4.0623 | 4.4728 | 4.6701 | 4.8805 | 5.0439 | 5.2079 | 5.2957 | 4.992 | 4.9311 | 4.9348 | 5.0326 | 5.3326 | 5.7994 | 5.5995 | 5.7896 | 5.632 | 4.7837 | 4.1689 | 3.7858
2037-03-27 | 3.656 | 3.5492 | 3.4997 | 3.487 | 3.5321 | 3.765 | 4.2352 | 4.2285 | 4.2097 | 4.064 | 4.1484 | 4.3176 | 4.1872 | 4.0486 | 4.1794 | 4.5294 | 4.7479 | 5.0695 | 5.0857 | 5.1673 | 4.9288 | 4.5017 | 4.1595 | 3.9027
2037-03-28 | 3.7345 | 3.6692 | 3.684 | 3.5988 | 3.5696 | 3.7456 | 3.892 | 4.0437 | 4.362 | 4.5218 | 4.4762 | 4.9917 | 4.4277 | 4.1383 | 4.3418 | 4.5293 | 4.7493 | 5.364 | 5.3255 | 5.4492 | 4.9833 | 4.4215 | 4.1923 | 3.7679
2037-03-29 | 3.664 | 3.5305 | 3.5208 | 3.464 | 3.4913 | 3.6583 | 3.7524 | 3.833 | 4.2572 | 4.0536 | 4.1323 | 4.2591 | 4.1353 | 4.1223 | 4.0232 | 4.4384 | 4.6939 | 5.2537 | 5.3526 | 5.4428 | 5.1637 | 4.6841 | 4.0896 | 3.7985
2037-03-30 | 3.7114 | 3.7488 | 3.6163 | 3.6339 | 3.6862 | 3.9618 | 4.1811 | 4.59 | 4.804 | 4.4786 | 4.5891 | 4.4584 | 4.2802 | 4.1456 | 4.0634 | 4.3834 | 4.511 | 5.0769 | 5.0731 | 5.3666 | 4.8757 | 4.3731 | 3.9412 | 3.6569
2037-03-31 | 3.5609 | 3.4179 | 3.3719 | 3.3944 | 3.4973 | 3.7837 | 3.9339 | 4.1276 | 4.1421 | 4.0937 | 4.0191 | 4.1966 | 4.0283 | 3.9558 | 4.2175 | 4.3439 | 4.5657 | 5.208 | 5.6905 | 5.883 | 5.5384 | 5.1009 | 4.356 | 4.0225
2037-04-01 | 3.868 | 3.8058 | 3.7076 | 3.6392 | 3.6812 | 3.9848 | 4.3106 | 4.471 | 4.6028 | 4.887 | 4.8342 | 4.5808 | 4.5808 | 4.5617 | 4.4786 | 5.1105 | 5.3265 | 5.8617 | 5.9885 | 6.1134 | 5.6467 | 4.53 | 4.1918 | 3.9966
2037-04-02 | 3.9771 | 3.6105 | 3.6903 | 3.5974 | 3.6408 | 3.9125 | 4.1488 | 4.2635 | 4.3766 | 4.2289 | 4.4933 | 4.5804 | 4.5205 | 4.4194 | 4.5013 | 4.9315 | 5.3955 | 5.8357 | 6.1177 | 5.9596 | 5.4651 | 5.0892 | 4.5134 | 4.1841
2037-04-03 | 3.8822 | 3.8468 | 3.7747 | 3.7629 | 3.8168 | 4.0892 | 4.4253 | 4.8012 | 5.137 | 4.9425 | 4.9101 | 4.7543 | 4.3436 | 4.4877 | 4.8233 | 5.1311 | 5.2681 | 5.5102 | 5.4744 | 5.6125 | 5.2569 | 4.7053 | 4.2633 | 3.7703
2037-04-04 | 3.6373 | 3.5016 | 3.5623 | 3.5742 | 3.5788 | 3.7747 | 3.8308 | 3.8814 | 3.9742 | 3.9412 | 3.9052 | 4.2831 | 4.1276 | 3.9152 | 4.1007 | 4.3258 | 4.6597 | 5.2781 | 5.577 | 5.786 | 5.1538 | 4.9573 | 4.5638 | 4.1169
2037-04-05 | 3.9867 | 3.808 | 3.7649 | 3.744 | 3.7472 | 3.8698 | 4.0784 | 4.2144 | 4.3588 | 4.2295 | 4.769 | 4.7149 | 4.5354 | 4.5585 | 4.5799 | 4.8668 | 5.0796 | 5.2858 | 5.363 | 5.5888 | 4.9717 | 4.62 | 4.2535 | 4.03
2037-04-06 | 3.918 | 3.6271 | 3.5853 | 3.6173 | 3.675 | 3.9362 | 4.3069 | 4.5322 | 4.7243 | 4.5043 | 4.6669 | 4.9596 | 4.7462 | 4.7123 | 5.0071 | 5.3369 | 5.7224 | 6.0048 | 6.1786 | 6.1613 | 5.5894 | 5.0519 | 4.3676 | 3.991
2037-04-07 | 3.8993 | 3.8327 | 3.7274 | 3.6144 | 3.5746 | 3.8305 | 4.2212 | 4.5272 | 4.591 | 4.444 | 4.609 | 4.4513 | 4.2548 | 4.5689 | 4.6813 | 4.9759 | 5.3355 | 5.7744 | 6.1065 | 6.063 | 5.7459 | 4.8614 | 4.338 | 3.8771
2037-04-08 | 3.8402 | 3.7702 | 3.6942 | 3.5893 | 3.6803 | 4.0189 | 4.4436 | 5.0219 | 5.1961 | 5.1793 | 4.8242 | 4.791 | 4.7684 | 4.6257 | 4.4411 | 4.7816 | 5.2058 | 5.7902 | 5.9629 | 5.9764 | 5.4942 | 4.9192 | 4.5541 | 3.9573
2037-04-09 | 3.7954 | 3.7973 | 3.7133 | 3.6546 | 3.7048 | 4.0161 | 4.5234 | 4.9058 | 5.1333 | 5.3708 | 5.546 | 4.8619 | 4.6544 | 4.4455 | 4.5563 | 4.9726 | 5.3495 | 5.8553 | 5.957 | 6.1777 | 5.8176 | 4.8911 | 4.4361 | 3.9866
2037-04-10 | 3.8114 | 3.7496 | 3.745 | 3.7249 | 3.7765 | 4.0704 | 4.6684 | 5.022 | 5.812 | 5.6378 | 5.272 | 5.0697 | 5.0191 | 4.9358 | 5.031 | 5.1486 | 5.5306 | 5.9397 | 6.0298 | 6.0501 | 5.813 | 5.2285 | 4.6839 | 4.1203
2037-04-11 | 3.9256 | 3.832 | 3.8871 | 3.8215 | 3.7774 | 3.9943 | 4.2686 | 4.4336 | 4.7183 | 4.5349 | 4.4198 | 4.1601 | 4.1722 | 4.0373 | 4.1646 | 4.2951 | 4.6556 | 5.404 | 5.2734 | 5.4446 | 4.8754 | 4.4934 | 4.1886 | 3.8464
2037-04-12 | 3.7901 | 3.6612 | 3.6925 | 3.6693 | 3.6985 | 3.9566 | 4.0771 | 4.1864 | 4.585 | 4.5836 | 4.2455 | 4.336 | 4.4677 | 4.1465 | 4.3806 | 5.0435 | 5.1656 | 5.7901 | 5.9072 | 5.9367 | 5.6542 | 5.136 | 4.4709 | 4.0298
2037-04-13 | 3.7066 | 3.6956 | 3.5841 | 3.6261 | 3.6135 | 3.9492 | 4.3108 | 4.5557 | 4.3988 | 4.076 | 3.9484 | 3.7498 | 3.5918 | 3.5738 | 3.6997 | 4.294 | 4.6767 | 5.2677 | 5.7603 | 6.0313 | 5.5862 | 5.0546 | 4.3763 | 3.9764
2037-04-14 | 3.8702 | 3.8069 | 3.6562 | 3.5945 | 3.5541 | 3.7875 | 4.1906 | 4.1828 | 4.2586 | 4.3568 | 4.188 | 3.6928 | 4.7771 | 4.3178 | 4.4127 | 5.4596 | 5.5865 | 6.0145 | 6.0877 | 5.9906 | 5.7263 | 4.9442 | 4.3488 | 4.1618
2037-04-15 | 4.0565 | 3.8907 | 3.6946 | 3.7593 | 3.8642 | 4.1802 | 4.6134 | 4.704 | 5.1498 | 5.1553 | 4.47 | 4.5144 | 4.6466 | 4.7899 | 5.1583 | 5.3693 | 5.6808 | 6.0858 | 6.0168 | 5.9093 | 5.7156 | 5.0006 | 4.3718 | 3.9679
2037-04-16 | 3.8119 | 3.8276 | 3.7597 | 3.7738 | 3.7511 | 4.0407 | 4.2171 | 4.0111 | 4.1842 | 3.9993 | 3.8812 | 4.2914 | 4.3887 | 3.8013 | 4.2433 | 4.6619 | 4.9676 | 5.4627 | 5.7111 | 5.761 | 5.2489 | 4.5812 | 4.2566 | 3.9663
2037-04-17 | 3.7446 | 3.6413 | 3.6679 | 3.5763 | 3.7733 | 3.8643 | 4.2793 | 4.3872 | 4.9264 | 4.9713 | 5.1992 | 4.9945 | 4.9658 | 4.6931 | 5.0054 | 5.4473 | 5.584 | 6.0538 | 6.1651 | 6.028 | 5.6627 | 5.3256 | 4.4526 | 4.1179
2037-04-18 | 3.972 | 3.9191 | 3.9175 | 3.8313 | 3.8964 | 3.9372 | 4.0266 | 4.2122 | 4.6115 | 4.7607 | 4.8225 | 4.522 | 4.2139 | 4.3803 | 4.5587 | 4.7035 | 4.8388 | 5.4477 | 5.6995 | 5.662 | 5.2824 | 4.6954 | 4.2139 | 3.8907
2037-04-19 | 3.8866 | 4.0941 | 3.9106 | 3.7129 | 3.8258 | 4.115 | 4.3242 | 4.6855 | 4.9853 | 5.1513 | 4.8887 | 4.6897 | 4.7693 | 4.7733 | 4.9822 | 5.218 | 5.6092 | 5.9096 | 6.0197 | 6.239 | 5.9742 | 5.4361 | 4.2735 | 3.9539
2037-04-20 | 3.8617 | 3.747 | 3.714 | 3.6328 | 3.6844 | 3.9254 | 4.2052 | 4.5621 | 4.7872 | 4.4492 | 5.0669 | 4.5794 | 4.3608 | 4.212 | 4.3201 | 4.0662 | 4.363 | 4.9453 | 5.2002 | 5.498 | 5.0861 | 4.561 | 4.0286 | 3.7534
2037-04-21 | 3.7358 | 3.6794 | 3.6656 | 3.6279 | 3.6373 | 4.06 | 4.3274 | 4.2822 | 4.6195 | 4.7091 | 4.5206 | 4.1669 | 4.1861 | 4.0921 | 4.1796 | 4.3208 | 4.7711 | 5.2587 | 5.5197 | 5.6107 | 5.2286 | 4.6895 | 4.0462 | 3.8367
2037-04-22 | 3.7329 | 3.677 | 3.6352 | 3.6111 | 3.6248 | 4.0235 | 4.2372 | 4.3612 | 4.4773 | 4.1129 | 4.0357 | 3.9027 | 3.8686 | 3.6738 | 4.0008 | 4.7445 | 5.0346 | 5.2806 | 5.579 | 5.6267 | 5.2694 | 4.7726 | 4.1613 | 3.8869
2037-04-23 | 3.8372 | 3.7264 | 3.8193 | 3.8903 | 4.0304 | 4.5387 | 4.7045 | 4.7871 | 4.9794 | 4.1429 | 4.0091 | 3.8646 | 3.7844 | 3.6374 | 3.8424 | 4.2751 | 4.6305 | 5.4305 | 5.6542 | 5.7176 | 5.4562 | 4.7604 | 4.2185 | 3.873
2037-04-24 | 3.8089 | 3.7026 | 3.7008 | 3.6943 | 3.7283 | 4.0985 | 4.3293 | 4.4524 | 4.6416 | 4.4343 | 4.1949 | 4.2781 | 4.2558 | 4.5953 | 5.0338 | 4.8906 | 5.1065 | 5.5136 | 5.9554 | 5.8421 | 5.4303 | 5.0414 | 4.5024 | 4.1716
2037-04-25 | 4.0428 | 3.8783 | 3.854 | 3.8109 | 3.6544 | 3.8782 | 4.0499 | 4.2547 | 4.4909 | 4.2227 | 4.6297 | 4.7262 | 4.6275 | 4.4923 | 4.5123 | 4.5574 | 4.9953 | 5.2764 | 5.4355 | 5.2555 | 5.1769 | 4.8288 | 4.5918 | 4.2508
2037-04-26 | 4.0876 | 3.9375 | 3.8308 | 3.6735 | 3.7984 | 3.9176 | 3.9905 | 4.3204 | 4.4492 | 4.3837 | 4.4469 | 4.4808 | 4.8259 | 4.4705 | 4.6554 | 4.8571 | 5.3102 | 5.5961 | 5.7537 | 5.6688 | 5.4321 | 4.9202 | 4.6904 | 4.1336
2037-04-27 | 4.045 | 4.0594 | 4.0524 | 4.0518 | 4.0553 | 4.1411 | 4.7109 | 4.9773 | 4.9784 | 4.5295 | 4.4803 | 4.8942 | 4.7901 | 4.6621 | 4.4964 | 5.2987 | 5.53 | 5.5638 | 5.6206 | 5.5472 | 5.1474 | 4.721 | 4.319 | 4.0136
2037-04-28 | 3.8607 | 3.7219 | 3.6551 | 3.5865 | 3.6342 | 3.9058 | 4.14 | 4.1817 | 4.3971 | 4.2217 | 4.313 | 4.2576 | 4.2615 | 4.5554 | 4.6266 | 4.6757 | 4.9219 | 5.4617 | 5.6439 | 5.6502 | 4.9904 | 4.5072 | 4.1232 | 3.7546
2037-04-29 | 3.665 | 3.5355 | 3.4591 | 3.4784 | 3.5801 | 3.9632 | 4.1612 | 4.2685 | 4.5564 | 4.6404 | 4.5356 | 4.5072 | 4.3416 | 4.1418 | 4.1832 | 4.3958 | 4.4766 | 4.7693 | 5.1787 | 5.3738 | 5.0214 | 4.5908 | 4.0805 | 3.8309
2037-04-30 | 3.7003 | 3.6253 | 3.615 | 3.5438 | 3.5777 | 4.0186 | 4.1076 | 4.2477 | 4.4552 | 4.2872 | 4.2693 | 4.4088 | 4.6701 | 4.4326 | 4.6057 | 4.9334 | 5.0707 | 5.1153 | 5.2666 | 5.3767 | 4.9874 | 4.641 | 4.1816 | 3.831
2037-05-01 | 3.5783 | 3.3903 | 3.4003 | 3.4709 | 3.5618 | 3.8225 | 4.1768 | 4.1594 | 4.2415 | 4.1329 | 3.9979 | 3.7446 | 3.5672 | 3.469 | 3.6653 | 4.1438 | 4.6151 | 4.9041 | 5.1596 | 5.1231 | 4.9486 | 4.7041 | 4.0929 | 3.8213
2037-05-02 | 3.666 | 3.5905 | 3.6783 | 3.6808 | 3.7294 | 4.0016 | 4.0195 | 4.1072 | 4.1797 | 4.4251 | 4.2764 | 4.1868 | 4.3827 | 4.2 | 4.203 | 4.3528 | 4.4483 | 4.4103 | 4.5934 | 4.4846 | 4.2506 | 4.1695 | 3.8078 | 3.5016
2037-05-03 | 3.4512 | 3.3838 | 3.3412 | 3.2763 | 3.2984 | 3.6374 | 3.6676 | 3.7987 | 3.8535 | 3.7209 | 3.5236 | 3.5145 | 3.4306 | 3.3548 | 3.599 | 3.7305 | 3.8037 | 3.9981 | 4.2137 | 4.3191 | 4.1838 | 3.9581 | 3.6749 | 3.502
2037-05-04 | 3.3868 | 3.2864 | 3.2497 | 3.2189 | 3.2763 | 3.5438 | 3.9069 | 3.9689 | 3.8818 | 3.7626 | 3.8541 | 3.9526 | 3.7978 | 3.6255 | 3.6276 | 3.8182 | 3.9728 | 4.2406 | 4.4854 | 4.6629 | 4.5358 | 4.1882 | 3.6607 | 3.3356
2037-05-05 | 3.2852 | 3.188 | 3.1662 | 3.1901 | 3.2134 | 3.5852 | 3.703 | 3.9269 | 4.007 | 4.0129 | 4.0267 | 4.0082 | 3.9353 | 3.5327 | 3.8592 | 4.5581 | 4.661 | 4.6709 | 4.988 | 5.0534 | 4.5876 | 4.32 | 3.8903 | 3.5984
2037-05-06 | 3.4787 | 3.3266 | 3.3761 | 3.428 | 3.5478 | 4.0203 | 4.1276 | 4.2014 | 4.2995 | 4.1698 | 4.319 | 4.8342 | 4.5071 | 4.0808 | 4.5402 | 5.0162 | 5.1306 | 5.0951 | 5.2417 | 5.4655 | 5.2513 | 4.7883 | 4.2659 | 3.6362
2037-05-07 | 3.5823 | 3.4369 | 3.431 | 3.4555 | 3.5484 | 3.9171 | 4.1185 | 4.1971 | 4.1803 | 4.0557 | 4.1351 | 4.155 | 3.9976 | 3.8508 | 3.9182 | 3.9882 | 4.2155 | 4.5842 | 4.803 | 4.8943 | 4.7243 | 4.452 | 4.144 | 3.7198
2037-05-08 | 3.6458 | 3.5053 | 3.6222 | 3.5429 | 3.6098 | 3.8959 | 4.179 | 4.2436 | 4.3789 | 4.1102 | 4.1174 | 4.152 | 4.0146 | 4.1217 | 4.1777 | 4.262 | 4.576 | 4.8298 | 4.9537 | 4.8976 | 4.6626 | 4.4767 | 3.8626 | 3.6508
2037-05-09 | 3.5416 | 3.5592 | 3.603 | 3.5595 | 3.5402 | 3.6942 | 3.8467 | 3.9494 | 4.1499 | 4.0596 | 3.9019 | 4.2155 | 4.6961 | 4.4126 | 4.5302 | 4.5199 | 4.6579 | 5.0504 | 4.9744 | 4.9646 | 4.7957 | 4.6081 | 4.23 | 3.9114
2037-05-10 | 3.8391 | 3.6917 | 3.6704 | 3.5755 | 3.6588 | 3.6496 | 3.7346 | 4.0757 | 4.2818 | 4.0101 | 4.2615 | 4.523 | 4.3388 | 4.3879 | 4.3944 | 4.4882 | 4.5856 | 4.9629 | 5.1852 | 5.3262 | 5.1923 | 4.6788 | 4.2738 | 3.9843
2037-05-11 | 3.9041 | 3.79 | 3.7707 | 3.7766 | 3.8789 | 4.1299 | 4.3489 | 4.4919 | 4.9125 | 4.8072 | 4.5749 | 4.7606 | 4.5349 | 4.3982 | 4.5797 | 4.8503 | 5.6976 | 5.8258 | 5.7882 | 5.647 | 5.6106 | 5.1241 | 4.6093 | 4.1182
2037-05-12 | 4.2258 | 4.2404 | 4.2046 | 4.2134 | 4.1986 | 4.5948 | 4.7857 | 5.0365 | 5.4135 | 5.2768 | 5.2745 | 5.35 | 4.9227 | 4.858 | 5.1794 | 5.3187 | 5.4898 | 5.8491 | 6.0388 | 6.1598 | 6.028 | 5.5494 | 4.863 | 4.3494
2037-05-13 | 3.9273 | 3.7916 | 3.7572 | 3.7478 | 3.9009 | 4.2193 | 4.3803 | 4.6232 | 5.2153 | 5.0065 | 4.868 | 4.7504 | 4.7272 | 4.6383 | 4.762 | 5.1914 | 5.2178 | 5.724 | 5.5877 | 5.8188 | 5.813 | 5.3687 | 4.6025 | 4.269
2037-05-14 | 4.1416 | 4.0002 | 3.9269 | 4.047 | 4.0644 | 4.4057 | 4.6863 | 5.0184 | 5.1613 | 4.9289 | 4.9407 | 4.8242 | 4.7471 | 4.7568 | 4.8913 | 5.1371 | 5.5049 | 5.8855 | 5.7889 | 5.7077 | 5.4786 | 5.1314 | 4.6511 | 4.2641
2037-05-15 | 4.1088 | 4.0176 | 3.9928 | 4.1381 | 4.1178 | 4.5009 | 4.8055 | 5.0988 | 5.1727 | 5.166 | 5.109 | 4.9852 | 4.834 | 4.9243 | 5.1448 | 5.436 | 5.6622 | 5.7105 | 5.6624 | 5.6816 | 5.5425 | 5.3842 | 4.8813 | 4.3756
2037-05-16 | 4.137 | 4.0048 | 4.0737 | 4.0642 | 4.0914 | 4.3812 | 4.4465 | 4.512 | 5.1657 | 5.0361 | 4.9499 | 4.8173 | 4.7473 | 4.5647 | 4.5188 | 4.7781 | 4.9727 | 5.2628 | 5.4095 | 5.5552 | 5.4274 | 5.1277 | 4.6852 | 4.2147
2037-05-17 | 4.1226 | 3.9474 | 3.9367 | 3.8925 | 3.9394 | 4.1196 | 4.139 | 4.3237 | 4.9583 | 4.6922 | 4.8052 | 4.8938 | 4.7099 | 4.5323 | 4.7418 | 5.0359 | 5.2805 | 5.3216 | 5.5336 | 5.4674 | 5.4334 | 5.1066 | 4.6817 | 4.1839
2037-05-18 | 4.0489 | 4.1186 | 3.9312 | 3.8906 | 3.9251 | 4.1609 | 4.4483 | 4.5687 | 5.1148 | 5.12 | 4.823 | 4.9735 | 4.8095 | 4.6718 | 4.9925 | 5.2096 | 5.2887 | 5.6931 | 5.7798 | 5.7722 | 5.7662 | 5.348 | 4.9768 | 4.4358
2037-05-19 | 4.1906 | 3.923 | 3.9028 | 3.8699 | 3.8352 | 4.1745 | 4.6714 | 4.8358 | 5.2616 | 5.0195 | 4.7692 | 4.8818 | 4.7301 | 4.821 | 4.8885 | 5.2259 | 5.3565 | 5.6149 | 5.6904 | 5.668 | 5.5866 | 4.947 | 4.418 | 4.0977
2037-05-20 | 4.0087 | 3.9074 | 4.0064 | 3.8363 | 4.0325 | 4.3446 | 4.5239 | 4.6087 | 4.7101 | 4.5898 | 4.6268 | 4.7051 | 4.4521 | 4.4631 | 4.7127 | 4.7361 | 5.0021 | 5.3688 | 5.4403 | 5.5637 | 5.4617 | 5.2384 | 4.6665 | 4.3434
2037-05-21 | 4.1846 | 4.0936 | 4.0429 | 4.1364 | 4.2016 | 4.5103 | 4.6794 | 4.8724 | 5.0061 | 5.0725 | 5.0858 | 4.9406 | 4.7156 | 4.7676 | 5.1496 | 5.203 | 5.2567 | 5.518 | 5.6204 | 5.6578 | 5.4067 | 5.1748 | 4.5967 | 4.1593
2037-05-22 | 4.0533 | 3.9273 | 3.9024 | 3.9364 | 4.1055 | 4.3815 | 4.5687 | 4.6416 | 4.8726 | 4.7459 | 4.8489 | 4.8332 | 4.57 | 4.3821 | 4.47 | 4.7097 | 4.9439 | 5.5604 | 5.504 | 5.7483 | 5.5212 | 5.2896 | 4.8322 | 4.4092
2037-05-23 | 4.191 | 4.0923 | 4.1447 | 4.1728 | 4.0767 | 4.2918 | 3.9873 | 4.1706 | 4.6293 | 4.605 | 4.3797 | 4.6171 | 4.145 | 4.0766 | 4.1587 | 4.377 | 4.6024 | 5.0668 | 5.1067 | 5.0132 | 4.8264 | 4.7107 | 4.3374 | 4.0155
2037-05-24 | 3.9237 | 3.884 | 3.9102 | 3.8104 | 3.9122 | 3.9954 | 4.0014 | 4.0958 | 4.555 | 4.5693 | 4.579 | 4.5308 | 4.483 | 4.466 | 4.5452 | 4.753 | 4.9367 | 5.3628 | 5.4525 | 5.3772 | 5.0035 | 4.8186 | 4.5911 | 4.2121
2037-05-25 | 4.1145 | 3.9887 | 3.9057 | 3.8743 | 3.8567 | 4.0039 | 4.0558 | 4.2891 | 4.4526 | 4.4619 | 4.7514 | 4.5773 | 4.5056 | 4.4826 | 4.5566 | 4.6136 | 4.9094 | 5.0051 | 5.0662 | 5.1733 | 5.1448 | 4.8677 | 4.5566 | 4.2311
2037-05-26 | 4.1447 | 4.0949 | 4.0319 | 3.9973 | 4.0707 | 4.2817 | 4.3113 | 4.4688 | 4.9605 | 4.9812 | 4.9202 | 4.926 | 5.1051 | 5.0742 | 5.1377 | 5.3033 | 5.5138 | 5.6436 | 5.4477 | 5.5846 | 5.2667 | 4.9969 | 4.4554 | 4.0889
2037-05-27 | 3.9428 | 3.8438 | 3.8778 | 3.918 | 3.752 | 4.0904 | 4.3883 | 4.3819 | 4.6305 | 4.7214 | 4.4416 | 4.5461 | 4.594 | 4.5273 | 4.6525 | 4.771 | 5.1324 | 5.3046 | 5.3817 | 5.4412 | 5.3586 | 5.025 | 4.3394 | 4.0861
2037-05-28 | 3.9981 | 3.8149 | 3.7819 | 3.8096 | 3.6465 | 4.0595 | 4.2162 | 4.4989 | 4.6874 | 4.6659 | 4.7489 | 4.6758 | 4.6682 | 4.5262 | 4.5936 | 4.9771 | 5.0995 | 5.364 | 5.5389 | 5.6581 | 5.6292 | 5.071 | 4.5712 | 4.0216
2037-05-29 | 3.8824 | 3.7628 | 3.7109 | 3.7395 | 3.8851 | 4.3086 | 4.7533 | 4.7097 | 4.9565 | 4.8621 | 4.7714 | 4.8404 | 4.6874 | 4.5471 | 4.8031 | 5.0654 | 5.0103 | 5.3174 | 5.0835 | 5.0282 | 5.0005 | 4.9943 | 4.4201 | 4.1441
2037-05-30 | 4.0179 | 3.9115 | 3.8627 | 3.8428 | 3.8973 | 4.2145 | 4.1749 | 4.2575 | 4.6858 | 4.48 | 4.4071 | 4.5198 | 4.4433 | 4.1486 | 4.4622 | 4.6482 | 4.8153 | 5.1839 | 5.405 | 5.2955 | 5.2452 | 4.9475 | 4.5977 | 4.1844
2037-05-31 | 4.0004 | 3.8376 | 3.7971 | 3.8472 | 3.9209 | 4.0097 | 4.1004 | 4.0979 | 4.6118 | 4.4675 | 4.3526 | 4.2357 | 4.4445 | 4.1021 | 4.3733 | 4.5079 | 4.7121 | 5.0324 | 5.0661 | 5.1717 | 5.0599 | 4.8716 | 4.366 | 4.0974
2037-06-01 | 3.8262 | 3.7885 | 3.6621 | 3.8016 | 3.8213 | 4.0332 | 4.092 | 4.1571 | 4.3942 | 4.4687 | 4.628 | 4.3889 | 4.5409 | 4.5876 | 4.7508 | 4.9261 | 4.9272 | 5.1561 | 5.3069 | 5.367 | 5.1982 | 4.7172 | 4.3573 | 4.0083
2037-06-02 | 3.8829 | 3.7651 | 3.7415 | 3.7004 | 3.7941 | 4.1449 | 4.521 | 4.2733 | 4.3564 | 4.5458 | 4.615 | 4.5598 | 4.3046 | 4.3198 | 4.6511 | 4.8095 | 4.862 | 5.2453 | 5.2492 | 5.2865 | 5.1528 | 4.8101 | 4.4559 | 4.0847
2037-06-03 | 3.9712 | 3.8708 | 3.8795 | 3.9293 | 3.9481 | 4.1804 | 4.2491 | 4.2337 | 4.7225 | 4.7212 | 4.552 | 4.475 | 4.6016 | 4.7749 | 4.7354 | 4.9379 | 4.9742 | 5.2873 | 5.349 | 5.4716 | 5.4842 | 5.2065 | 4.8549 | 4.4904
2037-06-04 | 4.2387 | 4.1404 | 4.0361 | 4.0164 | 4.1183 | 4.3889 | 4.5031 | 4.561 | 4.7725 | 4.7778 | 4.5245 | 4.5463 | 4.335 | 4.199 | 4.3169 | 4.6992 | 4.8101 | 5.083 | 5.208 | 5.1929 | 5.1539 | 4.807 | 4.454 | 4.0642
2037-06-05 | 3.918 | 3.8842 | 3.8927 | 3.8287 | 3.9584 | 4.1915 | 4.2738 | 4.3822 | 4.6053 | 4.5498 | 4.5982 | 4.481 | 4.5396 | 4.459 | 4.4273 | 4.6734 | 4.7606 | 5.0283 | 5.3205 | 5.4014 | 5.2052 | 5.0102 | 4.5841 | 4.3122
2037-06-06 | 4.1195 | 3.8167 | 3.8212 | 3.793 | 3.9269 | 4.0553 | 4.1757 | 4.3183 | 4.5962 | 4.5469 | 4.4662 | 4.6499 | 4.3157 | 4.2453 | 4.458 | 4.7276 | 4.8413 | 5.341 | 5.1258 | 5.2034 | 5.1154 | 4.8943 | 4.5137 | 4.0719
2037-06-07 | 3.9731 | 3.8738 | 3.8882 | 3.8598 | 3.9201 | 4.0094 | 4.0983 | 4.2583 | 4.4939 | 4.41 | 4.4776 | 4.412 | 4.313 | 4.3625 | 4.439 | 4.603 | 4.5733 | 4.928 | 5.2992 | 5.3118 | 5.3345 | 4.9402 | 4.6703 | 4.2241
2037-06-08 | 4.0958 | 3.8695 | 3.8327 | 3.9235 | 3.9715 | 4.1566 | 4.2633 | 4.5997 | 4.9992 | 4.7656 | 4.8567 | 4.6536 | 4.4619 | 4.4105 | 4.6932 | 4.9682 | 5.1736 | 5.5279 | 5.5361 | 5.4994 | 5.4207 | 5.1674 | 4.8247 | 4.2659
2037-06-09 | 3.9411 | 3.8238 | 3.7565 | 3.8019 | 3.8895 | 4.047 | 4.1775 | 4.2871 | 4.7877 | 4.5577 | 4.5422 | 4.41 | 4.424 | 4.2503 | 4.3608 | 4.6184 | 4.8157 | 5.2145 | 5.4417 | 5.5032 | 5.3813 | 5.0797 | 4.5708 | 4.2322
2037-06-10 | 4.1258 | 3.902 | 3.8673 | 3.8695 | 3.8809 | 4.2307 | 4.2352 | 4.4163 | 4.6629 | 4.7729 | 4.8363 | 4.8837 | 4.6242 | 4.6678 | 4.6294 | 4.9674 | 4.9546 | 5.3556 | 5.4457 | 5.4996 | 5.4419 | 5.2077 | 4.8012 | 4.4387
2037-06-11 | 4.2858 | 4.2648 | 4.0912 | 3.9965 | 4.0366 | 4.3217 | 4.2906 | 4.3926 | 4.5181 | 4.3223 | 4.4306 | 4.4086 | 4.4638 | 4.2687 | 4.4631 | 4.5962 | 4.6725 | 4.9593 | 5.1032 | 5.1969 | 5.0363 | 4.7205 | 4.2926 | 4.0493
2037-06-12 | 3.8597 | 3.7524 | 3.8017 | 3.7744 | 3.839 | 3.9328 | 3.9305 | 4.1423 | 4.5256 | 4.6911 | 4.7119 | 4.7719 | 4.5489 | 4.3697 | 4.7053 | 5.0847 | 5.0136 | 5.3207 | 5.367 | 5.3181 | 5.0801 | 4.8791 | 4.4542 | 4.1442
2037-06-13 | 4.0095 | 3.8165 | 3.828 | 3.8342 | 3.8655 | 4.0417 | 4.0086 | 4.2802 | 4.2779 | 4.3805 | 4.1483 | 4.1619 | 4.1182 | 4.0828 | 4.0885 | 4.295 | 4.6255 | 4.9983 | 4.9805 | 4.96 | 4.7664 | 4.5446 | 4.2612 | 4.0093
2037-06-14 | 3.9473 | 3.9076 | 3.8876 | 3.8825 | 3.8312 | 4.0058 | 3.8333 | 3.9567 | 4.3367 | 4.2097 | 4.3548 | 4.3874 | 4.4249 | 4.5701 | 4.5931 | 4.6423 | 4.7728 | 5.0391 | 5.2506 | 5.3604 | 5.2984 | 4.8696 | 4.4593 | 4.1904
2037-06-15 | 4.0568 | 3.9365 | 3.7046 | 3.7854 | 3.8958 | 4.0054 | 4.0326 | 4.1561 | 4.563 | 4.4139 | 4.4652 | 4.3563 | 4.2297 | 4.3753 | 4.4239 | 4.448 | 4.7615 | 5.1283 | 5.2315 | 5.1882 | 5.0274 | 4.695 | 4.411 | 4.2166
2037-06-16 | 4.1214 | 4.0313 | 3.9562 | 3.9821 | 4.0236 | 4.283 | 4.305 | 4.4218 | 4.6654 | 4.8525 | 4.9529 | 4.9007 | 4.491 | 4.464 | 5.0495 | 5.1564 | 5.2845 | 5.5706 | 5.5487 | 5.6235 | 5.4798 | 5.0658 | 4.6693 | 4.3657
2037-06-17 | 4.1587 | 4.1292 | 3.9949 | 3.9414 | 4.0291 | 4.3076 | 4.3397 | 4.6387 | 4.7032 | 4.5775 | 4.5491 | 4.4182 | 4.3719 | 4.4052 | 4.5967 | 4.873 | 4.9097 | 5.3004 | 5.4065 | 5.4948 | 5.4489 | 5.0309 | 4.5194 | 4.1792
2037-06-18 | 4.0208 | 3.9374 | 3.8953 | 3.988 | 3.9507 | 4.066 | 4.1293 | 4.2296 | 4.9989 | 4.7707 | 4.6951 | 4.8046 | 4.6524 | 4.4312 | 4.3268 | 4.6114 | 4.8765 | 5.2696 | 5.4113 | 5.4815 | 5.3247 | 4.9371 | 4.4642 | 4.2155
2037-06-19 | 4.1305 | 4.0262 | 4.0106 | 3.9194 | 3.9273 | 4.1254 | 4.2626 | 4.3422 | 4.5783 | 4.7099 | 4.7653 | 4.9347 | 4.7394 | 4.694 | 4.7677 | 4.8805 | 4.9261 | 5.0531 | 4.8968 | 5.1442 | 4.9406 | 4.8673 | 4.4646 | 4.1125
2037-06-20 | 3.889 | 3.8179 | 3.8904 | 3.863 | 3.801 | 4.0326 | 4.2241 | 4.2505 | 4.5686 | 4.6399 | 4.5551 | 4.5646 | 4.673 | 4.5017 | 4.8436 | 5.0718 | 5.1859 | 5.4885 | 5.3594 | 5.4557 | 5.3565 | 5.1348 | 4.7087 | 4.3055
2037-06-21 | 4.1796 | 4.1409 | 3.9418 | 3.9139 | 3.967 | 4.0077 | 4.1911 | 4.255 | 4.5207 | 4.548 | 4.566 | 4.675 | 4.5235 | 4.4291 | 4.5743 | 4.8662 | 4.8535 | 5.0892 | 5.2085 | 5.2954 | 5.267 | 5.0813 | 4.639 | 4.377
2037-06-22 | 4.2192 | 4.1267 | 4.0876 | 4.0317 | 3.9504 | 4.2147 | 4.3049 | 4.476 | 4.7579 | 4.7373 | 4.4973 | 4.7514 | 4.6758 | 4.3365 | 4.6635 | 4.9069 | 4.994 | 5.3616 | 5.4521 | 5.4773 | 5.2815 | 5.0181 | 4.6557 | 4.2226
2037-06-23 | 4.1516 | 4.0717 | 4.0313 | 4.0919 | 4.1344 | 4.3444 | 4.446 | 4.6094 | 4.8922 | 4.795 | 4.8188 | 4.5435 | 4.5261 | 4.5446 | 4.6888 | 4.7834 | 4.8647 | 5.363 | 5.5137 | 5.5684 | 5.2841 | 4.9569 | 4.7257 | 4.4817
2037-06-24 | 4.2639 | 4.1193 | 4.0403 | 4.0705 | 4.0976 | 4.3094 | 4.2603 | 4.529 | 4.7133 | 4.8376 | 4.7466 | 4.801 | 4.5684 | 4.5445 | 4.6194 | 4.7014 | 4.8215 | 5.1814 | 5.1564 | 5.1482 | 5.0127 | 4.7485 | 4.427 | 4.068
2037-06-25 | 3.9433 | 3.8332 | 3.8509 | 3.814 | 3.8191 | 4.1199 | 4.2791 | 4.4384 | 4.6397 | 4.7384 | 4.65 | 4.6429 | 4.7074 | 4.4463 | 4.8069 | 4.7424 | 4.9441 | 5.3554 | 5.4861 | 5.5546 | 5.4084 | 5.0349 | 4.6443 | 4.3488
2037-06-26 | 4.2435 | 4.1413 | 4.1539 | 4.0778 | 4.1986 | 4.3545 | 4.5181 | 4.6167 | 5.1553 | 5.1081 | 5.1779 | 4.9208 | 4.8216 | 4.6075 | 4.72 | 4.7384 | 4.716 | 5.1927 | 5.3645 | 5.3369 | 5.1672 | 4.9725 | 4.6172 | 4.2845
2037-06-27 | 4.0611 | 4.0726 | 4.0225 | 3.9723 | 3.9187 | 4.0673 | 4.129 | 4.1786 | 4.3903 | 4.2437 | 4.1596 | 4.0806 | 4.0707 | 4.0045 | 4.274 | 4.5115 | 4.5979 | 5.0263 | 5.0746 | 4.9917 | 4.9167 | 4.6144 | 4.4614 | 4.2427
2037-06-28 | 4.1102 | 3.9826 | 3.9894 | 3.8959 | 4 | 4.1347 | 4.101 | 4.2127 | 4.4365 | 4.5293 | 4.5281 | 4.5723 | 4.6046 | 4.4347 | 4.423 | 4.599 | 4.6836 | 5.0642 | 5.2039 | 5.1973 | 5.0088 | 4.7974 | 4.4481 | 4.2308
2037-06-29 | 4.1456 | 4.1139 | 4.0471 | 4.0297 | 4.0913 | 4.2253 | 4.3556 | 4.5392 | 4.8953 | 4.9281 | 4.9343 | 4.8487 | 5.0057 | 4.9522 | 5.0952 | 5.375 | 5.6112 | 5.8605 | 5.9396 | 6.0842 | 5.881 | 5.2224 | 4.7059 | 4.3033
2037-06-30 | 3.9936 | 3.895 | 3.8066 | 3.7566 | 3.8133 | 4.0499 | 4.183 | 4.3968 | 4.6765 | 4.5731 | 4.5865 | 4.5399 | 4.6281 | 4.5206 | 4.4566 | 4.6962 | 4.8938 | 5.3545 | 5.4179 | 5.5695 | 5.4341 | 4.899 | 4.6703 | 4.2303
2037-07-01 | 4.1052 | 3.99 | 3.9775 | 4.0499 | 3.9549 | 4.1949 | 4.0143 | 4.2262 | 4.7362 | 4.7674 | 4.9683 | 4.7503 | 4.6862 | 4.697 | 4.6222 | 5.0647 | 5.1925 | 5.5765 | 5.4537 | 5.6311 | 5.3975 | 5.1199 | 4.5225 | 4.1648
2037-07-02 | 3.9702 | 3.8783 | 3.9009 | 3.8995 | 3.937 | 4.1135 | 4.121 | 4.3268 | 4.5248 | 4.6084 | 4.5561 | 4.7558 | 4.6967 | 4.6296 | 4.6688 | 4.6352 | 4.9125 | 5.3827 | 5.0709 | 5.1675 | 4.9322 | 4.762 | 4.7379 | 4.1957
2037-07-03 | 4.0316 | 3.8982 | 4.0163 | 4.0129 | 4.0334 | 4.286 | 4.359 | 4.6672 | 4.7309 | 4.6306 | 4.8019 | 4.7574 | 4.8628 | 4.7925 | 4.8888 | 5.1358 | 5.2591 | 5.2726 | 5.3744 | 5.3795 | 5.2703 | 5.0062 | 4.7268 | 4.3077
2037-07-04 | 4.1261 | 4.0447 | 4.0367 | 3.9216 | 4.0836 | 4.1938 | 4.1265 | 4.3724 | 4.652 | 4.4723 | 4.3615 | 4.4111 | 4.3458 | 4.2933 | 4.5355 | 4.7975 | 4.8338 | 5.0056 | 5.021 | 4.9101 | 4.8126 | 4.6859 | 4.591 | 4.2778
2037-07-05 | 4.2561 | 4.1662 | 4.134 | 4.0854 | 4.1134 | 4.1693 | 4.1608 | 4.5418 | 4.7199 | 4.8549 | 4.5934 | 4.761 | 4.6249 | 4.6586 | 4.7938 | 4.9142 | 5.0501 | 5.112 | 5.1772 | 5.2254 | 5.1726 | 4.8607 | 4.4353 | 4.2196
2037-07-06 | 4.0669 | 3.9486 | 3.928 | 3.956 | 4.0499 | 4.2821 | 4.4463 | 4.8575 | 5.2409 | 4.903 | 4.7686 | 4.787 | 4.7646 | 4.7969 | 4.6672 | 4.9408 | 5.1373 | 5.2851 | 5.6115 | 5.7646 | 5.6085 | 5.2194 | 4.8832 | 4.4893
2037-07-07 | 4.3268 | 4.1571 | 4.183 | 4.174 | 4.2505 | 4.5813 | 4.7588 | 4.9489 | 5.1773 | 4.9247 | 4.8006 | 5.0375 | 4.9302 | 4.8541 | 4.648 | 4.8429 | 5.4157 | 6.0921 | 6.0933 | 6.137 | 5.9469 | 5.6323 | 5.1063 | 4.6959
2037-07-08 | 4.3613 | 4.1811 | 4.1271 | 4.0928 | 4.2694 | 4.4289 | 4.5807 | 4.7908 | 4.9651 | 4.7863 | 4.6542 | 4.5533 | 4.4915 | 4.5401 | 4.6562 | 5.2162 | 5.632 | 6.0386 | 6.1131 | 6.1422 | 6.0154 | 5.6106 | 5.0517 | 4.5145
2037-07-09 | 4.1989 | 4.2236 | 4.0771 | 3.9726 | 3.9839 | 4.2437 | 4.2789 | 4.5878 | 4.7743 | 4.5641 | 4.4062 | 4.4038 | 4.3429 | 4.2859 | 4.3952 | 4.6451 | 4.9347 | 5.3351 | 5.3311 | 5.5348 | 5.3258 | 5.0015 | 4.5669 | 4.292
2037-07-10 | 4.1786 | 4.1033 | 4.0068 | 3.9475 | 4.0489 | 4.1513 | 4.1021 | 4.2523 | 4.9063 | 4.6356 | 4.4144 | 4.5061 | 4.5803 | 4.4029 | 4.4259 | 4.6781 | 4.8935 | 5.4081 | 5.4636 | 5.3683 | 5.1487 | 4.9271 | 4.5285 | 4.2937
2037-07-11 | 4.1627 | 4.0187 | 3.9865 | 3.9991 | 3.9797 | 4.058 | 3.9875 | 4.1928 | 4.6673 | 4.586 | 4.2946 | 4.2944 | 4.2336 | 4.2558 | 4.3921 | 4.4651 | 4.5844 | 5.2006 | 5.2678 | 5.2558 | 5.1709 | 4.7188 | 4.3931 | 4.0737
2037-07-12 | 4.0208 | 3.8891 | 3.8382 | 3.7725 | 3.7342 | 3.7757 | 3.7433 | 3.932 | 4.269 | 4.1991 | 4.0977 | 4.2379 | 4.1438 | 4.1793 | 4.2783 | 4.5213 | 4.6126 | 5.1989 | 5.3182 | 5.2696 | 5.2384 | 4.8826 | 4.5619 | 4.2068
2037-07-13 | 4.0992 | 4.015 | 3.9936 | 3.9119 | 3.9318 | 4.0927 | 3.9531 | 4.3043 | 4.728 | 4.5256 | 4.5346 | 4.6184 | 4.8147 | 4.7637 | 4.8487 | 5.0071 | 5.2155 | 5.6715 | 5.7798 | 5.8492 | 5.6301 | 5.257 | 4.6757 | 4.3407
2037-07-14 | 4.1858 | 4.0197 | 3.9681 | 3.9583 | 3.9617 | 4.174 | 4.1001 | 4.2363 | 4.6055 | 4.4833 | 4.4102 | 4.4118 | 4.5018 | 4.5147 | 4.6243 | 4.669 | 4.9604 | 5.4325 | 5.4769 | 5.6116 | 5.3534 | 5.0342 | 4.6144 | 4.3019
2037-07-15 | 4.1634 | 4.0386 | 3.9822 | 3.954 | 4.0141 | 4.392 | 4.3556 | 4.3996 | 5.0853 | 4.9199 | 4.8435 | 4.8009 | 4.7882 | 4.6049 | 4.9782 | 5.1244 | 5.3913 | 5.6333 | 5.8699 | 5.9873 | 5.8308 | 5.2735 | 4.7966 | 4.3222
2037-07-16 | 4.1659 | 4.1455 | 4.0319 | 3.9557 | 4.0364 | 4.2192 | 4.1641 | 4.3189 | 4.5838 | 4.5629 | 4.296 | 4.3391 | 4.2818 | 4.2532 | 4.3407 | 4.5439 | 4.9004 | 5.3205 | 5.3894 | 5.4993 | 5.3667 | 5.0622 | 4.5917 | 4.2662
2037-07-17 | 4.2296 | 4.1362 | 4.1534 | 4.0706 | 4.2845 | 4.5584 | 4.7292 | 4.8221 | 5.137 | 5.065 | 5.1131 | 5.046 | 5.1936 | 5.1297 | 5.2354 | 5.2569 | 5.3104 | 5.8524 | 5.6817 | 5.6474 | 5.3266 | 5.04 | 4.4163 | 4.2497
2037-07-18 | 4.1249 | 4.0519 | 4.0298 | 4.0281 | 4.0428 | 4.0949 | 4.1385 | 4.1746 | 4.3241 | 4.3354 | 4.2911 | 4.3359 | 4.2943 | 4.1841 | 4.2467 | 4.5618 | 4.5783 | 5.0511 | 5.1248 | 5.2451 | 5.1151 | 4.8486 | 4.4445 | 4.2702
2037-07-19 | 4.1018 | 4.0223 | 3.9608 | 3.9072 | 3.9341 | 4.1039 | 4.0005 | 4.4553 | 4.7756 | 4.8364 | 4.6504 | 4.5957 | 4.5875 | 4.449 | 4.3868 | 4.5966 | 4.8116 | 5.3337 | 5.4505 | 5.5861 | 5.6986 | 5.225 | 4.8059 | 4.4039
2037-07-20 | 4.2766 | 4.1672 | 4.0923 | 3.9969 | 3.9539 | 4.2464 | 4.1987 | 4.4987 | 4.758 | 4.5703 | 4.4143 | 4.792 | 4.7848 | 4.6163 | 4.4044 | 4.773 | 5 | 5.3492 | 5.3848 | 5.4079 | 5.3139 | 4.9885 | 4.5901 | 4.319
2037-07-21 | 4.1682 | 4.0995 | 4.11 | 4.0311 | 4.1383 | 4.3756 | 4.4036 | 4.5126 | 4.7971 | 4.433 | 4.4291 | 4.4007 | 4.456 | 4.5649 | 4.7389 | 5.207 | 5.3076 | 5.7442 | 5.7772 | 5.8774 | 5.7254 | 5.3966 | 4.853 | 4.4006
2037-07-22 | 4.1683 | 4.0751 | 3.9944 | 3.9586 | 4.0544 | 4.2315 | 4.3241 | 4.513 | 4.8369 | 4.7574 | 4.6008 | 4.7546 | 4.5555 | 4.5431 | 4.7397 | 4.9826 | 5.3652 | 5.5663 | 5.7212 | 5.8313 | 5.8488 | 5.2617 | 4.6139 | 4.2466
2037-07-23 | 4.066 | 4.0383 | 3.9344 | 3.9344 | 4.0206 | 4.235 | 4.3311 | 4.4402 | 4.5672 | 4.7328 | 4.852 | 4.9317 | 4.9082 | 4.7058 | 4.8329 | 5.2163 | 5.3252 | 5.6895 | 5.8545 | 5.8272 | 5.6293 | 5.2306 | 4.7804 | 4.3402
2037-07-24 | 4.1607 | 4.0823 | 3.9911 | 4.0663 | 4.1455 | 4.2828 | 4.3715 | 4.6102 | 4.8647 | 4.6199 | 4.5588 | 4.6194 | 4.5558 | 4.5183 | 4.5692 | 5.0779 | 5.0748 | 5.298 | 5.4307 | 5.4808 | 5.2933 | 4.945 | 4.5952 | 4.2274
2037-07-25 | 4.1987 | 4.0372 | 3.9968 | 3.9512 | 3.9517 | 4.224 | 4.3007 | 4.4529 | 4.63 | 4.7127 | 4.6462 | 4.9007 | 4.8843 | 4.7444 | 4.7101 | 4.7595 | 4.917 | 5.0972 | 5.223 | 5.3991 | 5.1757 | 4.8543 | 4.5281 | 4.2096
2037-07-26 | 4.1139 | 3.9626 | 3.9185 | 3.9538 | 3.9586 | 4.0198 | 4.0531 | 4.3897 | 4.567 | 4.4254 | 4.4464 | 4.503 | 4.8139 | 4.3888 | 4.4395 | 4.6433 | 4.8587 | 5.1673 | 5.2365 | 5.5313 | 5.3289 | 4.9028 | 4.6686 | 4.2955
2037-07-27 | 4.3418 | 4.2438 | 4.1413 | 4.176 | 4.1879 | 4.3878 | 4.5449 | 4.762 | 4.9699 | 4.8568 | 4.9944 | 4.86 | 5.0488 | 4.808 | 4.9176 | 5.2699 | 5.6029 | 5.9265 | 6.2158 | 6.4825 | 6.3018 | 5.9857 | 5.2541 | 4.8091
2037-07-28 | 4.3253 | 3.7003 | 3.6641 | 3.9327 | 4.1123 | 4.246 | 4.3095 | 4.7248 | 5.2725 | 5.0695 | 4.6433 | 4.5555 | 4.5854 | 4.4475 | 4.5687 | 4.9316 | 5.1996 | 5.5514 | 5.6589 | 5.706 | 5.4781 | 5.0901 | 4.6407 | 4.2527
2037-07-29 | 4.0973 | 3.9836 | 4.0165 | 3.9355 | 4.0438 | 4.3878 | 4.4197 | 4.6031 | 4.7134 | 4.4908 | 4.3952 | 4.5217 | 4.3913 | 4.4645 | 4.8089 | 5.2155 | 5.4195 | 5.6786 | 5.8995 | 5.928 | 5.7867 | 5.561 | 5.0603 | 4.5905
2037-07-30 | 4.5364 | 4.307 | 4.2041 | 4.155 | 4.1169 | 4.2157 | 4.3854 | 4.6182 | 4.6888 | 4.6906 | 4.4454 | 4.4572 | 4.3327 | 4.2216 | 4.5009 | 4.8794 | 4.9254 | 5.3497 | 5.4605 | 5.536 | 5.4388 | 5.2028 | 4.7122 | 4.3872
2037-07-31 | 4.2846 | 4.2493 | 4.1803 | 4.2873 | 4.3042 | 4.5207 | 4.6466 | 4.7435 | 4.8148 | 4.6867 | 4.5703 | 4.6324 | 4.8871 | 4.6983 | 4.795 | 4.8371 | 5.0468 | 5.174 | 5.2929 | 5.3517 | 5.1564 | 4.9883 | 4.7194 | 4.432
2037-08-01 | 4.3209 | 4.2023 | 4.1825 | 4.1908 | 4.2594 | 4.4399 | 4.5076 | 4.6638 | 4.8045 | 4.5779 | 4.4731 | 4.5784 | 4.4923 | 4.3163 | 4.6258 | 5.0765 | 5.2315 | 5.4202 | 5.6048 | 5.7293 | 5.5701 | 5.3221 | 4.9407 | 4.5236
2037-08-02 | 4.3902 | 4.2836 | 4.2262 | 4.2073 | 4.1973 | 4.315 | 4.4498 | 4.481 | 4.664 | 4.5491 | 4.7752 | 4.7662 | 4.9329 | 4.8041 | 4.6962 | 5.3488 | 5.3612 | 5.6881 | 5.8457 | 5.9004 | 5.8493 | 5.4219 | 5.118 | 4.6734
2037-08-03 | 4.4735 | 4.3478 | 4.1394 | 4.1625 | 4.1858 | 4.3069 | 4.697 | 4.7276 | 4.9967 | 4.827 | 4.5741 | 4.6438 | 4.5116 | 4.2761 | 4.6694 | 5.1886 | 5.3518 | 5.6114 | 5.7206 | 5.737 | 5.4964 | 5.0801 | 4.7578 | 4.479
2037-08-04 | 4.2745 | 4.2064 | 4.2523 | 4.2243 | 4.3284 | 4.5554 | 4.8464 | 4.8868 | 5.0234 | 4.8204 | 4.8999 | 5.1007 | 4.9978 | 5.1026 | 5.1907 | 5.5139 | 5.6635 | 5.9548 | 6.0654 | 6.0724 | 5.8923 | 5.5531 | 5.0152 | 4.6529
2037-08-05 | 4.517 | 4.4469 | 4.3169 | 4.3541 | 4.4277 | 4.5638 | 4.7364 | 4.7746 | 4.8802 | 4.9019 | 4.8594 | 4.8708 | 4.9322 | 4.7387 | 4.9075 | 5.2914 | 5.4127 | 5.6385 | 5.7817 | 5.9626 | 5.8818 | 5.4382 | 5.0298 | 4.7127
2037-08-06 | 4.6178 | 4.5993 | 4.5484 | 4.4527 | 4.3983 | 4.5392 | 4.7399 | 4.7116 | 4.7892 | 4.6999 | 4.6522 | 4.6288 | 4.629 | 4.4256 | 4.719 | 5.0095 | 5.3756 | 5.505 | 5.6152 | 5.6754 | 5.4097 | 5.1996 | 4.7222 | 4.5084
2037-08-07 | 4.4879 | 4.3494 | 4.2724 | 4.2472 | 4.2522 | 4.5191 | 4.494 | 4.7138 | 5.274 | 5.22 | 4.8431 | 4.8852 | 4.9211 | 4.8267 | 5.0024 | 5.0918 | 5.2172 | 5.5163 | 5.507 | 5.5991 | 5.3521 | 5.1014 | 4.6832 | 4.416
2037-08-08 | 4.3513 | 4.2097 | 4.1847 | 4.1085 | 4.1756 | 4.2282 | 4.3202 | 4.5234 | 4.7168 | 4.746 | 4.7411 | 4.745 | 4.7629 | 4.6671 | 4.604 | 5.0387 | 5.1856 | 5.3467 | 5.5102 | 5.6991 | 5.4613 | 5.2011 | 4.8853 | 4.6102
2037-08-09 | 4.5029 | 4.4119 | 4.3063 | 4.3741 | 4.3496 | 4.5643 | 4.6195 | 4.7296 | 4.8825 | 4.7024 | 4.8275 | 4.8668 | 4.9211 | 5.0545 | 4.8632 | 5.1909 | 5.2505 | 5.4708 | 5.5181 | 5.6163 | 5.4134 | 5.1567 | 4.7105 | 4.4889
2037-08-10 | 4.4021 | 4.2619 | 4.2471 | 4.2495 | 4.2772 | 4.5352 | 4.7633 | 4.9275 | 5.104 | 4.8573 | 4.7185 | 4.6289 | 4.6769 | 4.5953 | 4.504 | 4.8794 | 5.1278 | 5.389 | 5.7156 | 5.8364 | 5.6474 | 5.361 | 4.9515 | 4.6064
2037-08-11 | 4.4396 | 4.396 | 4.353 | 4.2961 | 4.3493 | 4.4937 | 4.5938 | 4.598 | 5.1456 | 5.0576 | 5.0724 | 5.2012 | 5.1442 | 4.9923 | 5.0242 | 5.1413 | 5.3175 | 5.6613 | 5.7953 | 5.8678 | 5.6972 | 5.2112 | 4.7681 | 4.4691
2037-08-12 | 4.3388 | 4.2097 | 4.153 | 4.129 | 4.0735 | 4.46 | 4.6119 | 4.6266 | 5.1864 | 4.9377 | 4.7452 | 4.8374 | 4.8541 | 4.5788 | 4.8634 | 5.2769 | 5.3507 | 5.6521 | 5.6763 | 5.6516 | 5.5273 | 5.3426 | 4.829 | 4.505
2037-08-13 | 4.3922 | 4.3089 | 4.3244 | 4.2732 | 4.3784 | 4.6567 | 4.57 | 4.8363 | 5.186 | 5.249 | 5.1258 | 4.9942 | 5.0833 | 5.0962 | 5.1735 | 5.2727 | 5.4441 | 5.6757 | 5.6059 | 5.7397 | 5.5512 | 5.3543 | 4.9084 | 4.5692
2037-08-14 | 4.4328 | 4.3265 | 4.3203 | 4.1294 | 4.1229 | 4.3742 | 4.6867 | 4.7269 | 4.923 | 4.8811 | 4.9611 | 4.8498 | 4.9508 | 4.7431 | 4.9401 | 5.1368 | 5.3931 | 5.6293 | 5.8267 | 5.8142 | 5.4578 | 5.2273 | 4.8876 | 4.5019
2037-08-15 | 4.4018 | 4.3063 | 4.2948 | 4.2058 | 4.3328 | 4.4885 | 4.7226 | 4.7919 | 5.0094 | 4.9624 | 4.8015 | 4.9164 | 4.7094 | 4.5785 | 4.6675 | 4.9751 | 5.1512 | 5.646 | 5.7493 | 5.6497 | 5.39 | 5.1809 | 4.7799 | 4.5088
2037-08-16 | 4.2941 | 4.1397 | 4.0988 | 3.938 | 4.0642 | 4.2202 | 4.2648 | 4.1468 | 4.7691 | 4.6427 | 4.5411 | 4.4745 | 4.6253 | 4.7035 | 4.542 | 4.9413 | 5.0452 | 5.4803 | 5.6655 | 5.6807 | 5.5384 | 5.1071 | 4.7981 | 4.4458
2037-08-17 | 4.3715 | 4.267 | 4.1473 | 4.0823 | 4.1731 | 4.4227 | 4.6509 | 4.4992 | 4.9918 | 5.0389 | 4.7852 | 4.7997 | 4.7971 | 4.6711 | 4.7697 | 4.9515 | 5.3206 | 5.6496 | 5.7533 | 5.7998 | 5.4399 | 5.1124 | 4.8035 | 4.4552
2037-08-18 | 4.2954 | 4.1667 | 4.1299 | 4.0753 | 4.1205 | 4.3367 | 4.7034 | 4.7456 | 4.9755 | 4.8108 | 4.7141 | 4.8101 | 4.6497 | 4.7258 | 4.7838 | 4.9594 | 5.2703 | 5.4708 | 5.7171 | 5.7952 | 5.5773 | 5.3038 | 4.9303 | 4.6033
2037-08-19 | 4.4159 | 4.3227 | 4.2049 | 4.1441 | 4.2039 | 4.5398 | 4.8862 | 4.9247 | 5.0744 | 4.9175 | 4.6858 | 4.774 | 4.7946 | 4.5656 | 4.8115 | 5.4479 | 5.652 | 5.7924 | 5.9027 | 5.943 | 5.599 | 5.349 | 4.8506 | 4.6608
2037-08-20 | 4.5485 | 4.4101 | 4.3979 | 4.2576 | 4.2649 | 4.6575 | 5.0524 | 4.7573 | 4.9738 | 4.843 | 4.8702 | 5.0255 | 4.9719 | 4.6942 | 4.6577 | 4.9408 | 5.1919 | 5.4634 | 5.7113 | 5.7635 | 5.5598 | 5.2363 | 4.9125 | 4.5462
2037-08-21 | 4.4234 | 4.323 | 4.29 | 4.1672 | 4.1817 | 4.459 | 4.8435 | 4.9093 | 5.1115 | 5.1612 | 5.0726 | 4.9257 | 4.9721 | 4.9614 | 5.1888 | 5.3521 | 5.5413 | 5.8883 | 5.8734 | 5.8098 | 5.6079 | 5.2638 | 4.9218 | 4.5859
2037-08-22 | 4.4354 | 4.3622 | 4.2703 | 4.2189 | 4.1621 | 4.2714 | 4.4489 | 4.7038 | 4.9724 | 4.9168 | 4.8015 | 4.8596 | 4.8096 | 4.7187 | 4.8233 | 5.2405 | 5.3794 | 5.6186 | 5.5266 | 5.6146 | 5.4199 | 5.219 | 4.889 | 4.4975
2037-08-23 | 4.3707 | 4.2012 | 4.2291 | 4.1041 | 4.1379 | 4.4043 | 4.4837 | 4.7557 | 5.1084 | 4.9803 | 4.9114 | 4.9201 | 4.8013 | 5.0119 | 5.0216 | 5.0524 | 5.276 | 5.6437 | 5.7661 | 5.9127 | 5.7726 | 5.4288 | 5.0465 | 4.7218
2037-08-24 | 4.5684 | 4.3699 | 4.2865 | 4.1735 | 4.2521 | 4.5011 | 5.0115 | 5.2309 | 5.4332 | 5.1792 | 5.0077 | 5.0268 | 4.9225 | 4.9046 | 4.8905 | 5.1538 | 5.1954 | 5.5115 | 5.6714 | 5.8176 | 5.4297 | 5.1915 | 4.7555 | 4.4788
2037-08-25 | 4.4982 | 4.4161 | 4.4065 | 4.3698 | 4.5851 | 4.892 | 5.288 | 5.1374 | 5.2997 | 5.2502 | 5.3909 | 5.2118 | 5.3136 | 5.0608 | 5.3035 | 5.631 | 5.9115 | 6.2134 | 6.2408 | 6.3653 | 5.9986 | 5.6752 | 5.2245 | 4.8952
2037-08-26 | 4.513 | 4.438 | 4.3836 | 4.3449 | 4.2787 | 4.6185 | 4.8044 | 4.894 | 5.1978 | 4.9019 | 4.7389 | 4.7557 | 4.9101 | 4.7299 | 4.84 | 5.046 | 5.2133 | 5.5747 | 5.6631 | 5.6929 | 5.3221 | 5.035 | 4.7285 | 4.4171
2037-08-27 | 4.4404 | 4.4059 | 4.3748 | 4.3203 | 4.3751 | 4.454 | 4.6645 | 4.567 | 4.6862 | 5.2068 | 5.196 | 5.0746 | 4.9384 | 4.8154 | 4.6826 | 5.2152 | 5.4351 | 5.5694 | 5.5446 | 5.6654 | 5.5889 | 5.3226 | 4.88 | 4.5534
2037-08-28 | 4.4181 | 4.3418 | 4.2585 | 4.221 | 4.3488 | 4.5598 | 4.6063 | 4.6579 | 4.704 | 4.6938 | 4.6898 | 4.6117 | 4.5286 | 4.7967 | 5.1734 | 5.1312 | 5.2166 | 5.6421 | 5.5966 | 5.4988 | 5.4 | 5.2878 | 4.8334 | 4.456
2037-08-29 | 4.3346 | 4.2422 | 4.2598 | 4.2405 | 4.281 | 4.4661 | 4.5133 | 4.5506 | 4.7908 | 4.7104 | 4.5536 | 4.6605 | 4.7708 | 4.3595 | 4.4462 | 4.7148 | 4.8936 | 5.6586 | 5.6363 | 5.5621 | 5.4118 | 5.0353 | 4.6811 | 4.4629
2037-08-30 | 4.3571 | 4.2497 | 4.3355 | 4.2414 | 4.3232 | 4.534 | 4.7249 | 4.78 | 5.0434 | 4.9812 | 4.7773 | 4.8444 | 4.7782 | 4.7602 | 4.9095 | 4.9027 | 5.1901 | 5.5121 | 5.691 | 5.6085 | 5.2301 | 5.0215 | 4.6918 | 4.459
2037-08-31 | 4.2758 | 4.1805 | 4.1069 | 4.1662 | 4.2184 | 4.3906 | 4.5606 | 4.6796 | 4.8295 | 4.6937 | 4.6981 | 4.6674 | 4.6476 | 4.6968 | 4.8662 | 5.053 | 5.2626 | 5.5732 | 5.5308 | 5.5772 | 5.247 | 5.088 | 4.6814 | 4.4418
2037-09-01 | 4.2635 | 4.1725 | 4.1493 | 3.9815 | 4.0033 | 4.1955 | 4.2677 | 4.3258 | 4.4173 | 4.6045 | 4.861 | 4.6631 | 4.6224 | 4.4403 | 4.7539 | 4.7893 | 5.054 | 5.6473 | 5.7805 | 5.8965 | 5.4218 | 5.1522 | 4.7134 | 4.5363
2037-09-02 | 4.3915 | 4.2524 | 4.1898 | 4.1461 | 4.2124 | 4.5255 | 4.7959 | 4.9594 | 5.0931 | 5.0796 | 4.9699 | 5.2725 | 5.3391 | 4.9563 | 5.1656 | 5.0318 | 5.389 | 5.7811 | 5.9377 | 5.6494 | 5.1981 | 5.1995 | 4.839 | 4.526
2037-09-03 | 4.3329 | 4.2953 | 4.2143 | 4.202 | 4.1864 | 4.4822 | 4.7572 | 4.9654 | 5.156 | 4.979 | 4.7419 | 4.8605 | 4.8878 | 4.8032 | 4.8356 | 5.1535 | 5.3625 | 5.7284 | 5.7158 | 5.9799 | 5.8153 | 5.468 | 4.9329 | 4.5347
2037-09-04 | 4.416 | 4.2557 | 4.2922 | 4.1864 | 4.2412 | 4.4837 | 4.9111 | 4.8795 | 5.172 | 5.1366 | 4.958 | 5.0034 | 5.2527 | 4.9281 | 4.9715 | 4.9771 | 5.301 | 5.7265 | 5.6783 | 5.5151 | 5.2927 | 4.9799 | 4.6646 | 4.3689
2037-09-05 | 4.3037 | 4.1942 | 4.1734 | 4.1314 | 4.1609 | 4.331 | 4.4366 | 4.564 | 4.6938 | 4.6943 | 4.7925 | 4.6973 | 4.5929 | 4.5838 | 4.6171 | 4.5776 | 4.8535 | 5.2256 | 5.3796 | 5.3624 | 5.1877 | 4.8372 | 4.6524 | 4.3495
2037-09-06 | 4.2829 | 4.1726 | 4.1584 | 4.0607 | 4.1249 | 4.2661 | 4.4246 | 4.5845 | 4.6553 | 4.6151 | 4.5937 | 4.7328 | 4.7602 | 4.6756 | 4.7546 | 5.0308 | 5.1603 | 5.2535 | 5.4292 | 5.4908 | 5.2417 | 4.9536 | 4.545 | 4.3068
2037-09-07 | 4.211 | 4.1379 | 3.9701 | 3.9432 | 4.0455 | 4.3526 | 4.613 | 4.4923 | 4.6968 | 4.6954 | 4.4376 | 4.7643 | 4.7778 | 4.8983 | 4.8895 | 5.187 | 5.3728 | 5.6699 | 5.9409 | 6.1268 | 5.865 | 5.5472 | 5.0351 | 4.71
2037-09-08 | 4.5784 | 4.4477 | 4.4256 | 4.1974 | 4.1323 | 4.3824 | 4.6292 | 4.7509 | 4.7302 | 4.7212 | 4.5962 | 4.6204 | 4.5557 | 4.5248 | 4.5939 | 4.6726 | 5.063 | 5.4199 | 5.6222 | 5.5714 | 5.1337 | 4.9576 | 4.5998 | 4.4732
2037-09-09 | 4.4604 | 4.3227 | 4.2623 | 4.2199 | 4.3308 | 4.6104 | 5.0405 | 5.081 | 5.2313 | 5.2476 | 4.973 | 5.2414 | 5.1298 | 4.843 | 4.9866 | 5.213 | 5.5486 | 5.845 | 5.9886 | 5.9131 | 5.3861 | 5.1494 | 4.7032 | 4.3995
2037-09-10 | 4.2184 | 4.2182 | 4.1276 | 4.1479 | 4.2141 | 4.6083 | 4.8865 | 5.1106 | 5.1985 | 5.0443 | 4.9615 | 5.0858 | 5.053 | 4.984 | 4.988 | 5.4313 | 5.5385 | 5.945 | 6.0493 | 6.1458 | 5.9628 | 5.6821 | 5.104 | 4.8157
2037-09-11 | 4.585 | 4.3702 | 4.3293 | 4.2419 | 4.2675 | 4.5567 | 4.8553 | 4.8877 | 4.9822 | 4.9191 | 4.9912 | 5.0421 | 5.0078 | 5.0202 | 5.0026 | 5.0826 | 5.2139 | 5.7844 | 5.8255 | 5.6605 | 5.4479 | 5.2815 | 4.9183 | 4.6421
2037-09-12 | 4.3985 | 4.3201 | 4.3359 | 4.1655 | 4.2051 | 4.4835 | 4.6946 | 4.8947 | 5.1383 | 5.0099 | 5.1864 | 5.1304 | 5.3476 | 5.2028 | 4.8773 | 5.2049 | 5.3017 | 5.6011 | 5.6348 | 5.3965 | 5.1766 | 4.9119 | 4.7162 | 4.5308
2037-09-13 | 4.4229 | 4.3082 | 4.2794 | 4.215 | 4.235 | 4.4205 | 4.3072 | 4.5858 | 4.9129 | 4.8397 | 4.8285 | 4.8626 | 4.9084 | 5.0996 | 5.2445 | 5.3459 | 5.6046 | 5.9433 | 6.2862 | 6.009 | 5.7743 | 5.5172 | 4.9895 | 4.7288
2037-09-14 | 4.4904 | 4.3623 | 4.2543 | 4.2195 | 4.3412 | 4.6149 | 4.9013 | 5.1851 | 5.4203 | 5.048 | 4.9835 | 4.9519 | 4.8855 | 5.0052 | 5.1379 | 5.25 | 5.4345 | 5.8277 | 6.0143 | 6.0213 | 5.6876 | 5.3824 | 4.9618 | 4.5786
2037-09-15 | 4.4568 | 4.2813 | 4.2719 | 4.1935 | 4.2881 | 4.6211 | 4.5674 | 4.9726 | 5.2284 | 4.9807 | 5.1683 | 5.218 | 5.1713 | 4.9297 | 4.8128 | 5.1236 | 5.2963 | 5.8511 | 5.9217 | 5.855 | 5.3502 | 5.0552 | 4.8734 | 4.5119
2037-09-16 | 4.3433 | 4.0994 | 4.1065 | 4.2414 | 4.2702 | 4.5294 | 4.6287 | 4.8876 | 4.9413 | 4.8252 | 4.9939 | 4.8169 | 4.9528 | 4.7415 | 4.8447 | 5.035 | 5.1932 | 5.6541 | 5.9429 | 5.9281 | 5.5731 | 5.3163 | 4.8886 | 4.5379
2037-09-17 | 4.3409 | 4.2191 | 4.1787 | 4.1753 | 4.2681 | 4.6515 | 4.7653 | 4.9761 | 5.4693 | 5.1668 | 4.9477 | 5.0725 | 4.9107 | 4.9609 | 4.9469 | 5.1527 | 5.3287 | 5.6405 | 5.7908 | 5.8728 | 5.5255 | 5.2324 | 4.8311 | 4.4847
2037-09-18 | 4.3457 | 4.3064 | 4.1915 | 4.2023 | 4.3095 | 4.5184 | 4.5567 | 4.614 | 4.8747 | 4.7933 | 4.8028 | 4.7281 | 4.7336 | 4.7052 | 4.7607 | 4.8927 | 4.9032 | 5.3164 | 5.4379 | 5.5014 | 5.1575 | 5.0514 | 4.7135 | 4.4268
2037-09-19 | 4.2488 | 4.188 | 4.2125 | 4.1875 | 4.3077 | 4.4055 | 4.5202 | 4.6416 | 4.7536 | 4.6547 | 4.5297 | 4.6396 | 4.5742 | 4.3862 | 4.5129 | 4.599 | 4.7817 | 5.3033 | 5.5885 | 5.6402 | 5.3518 | 5.1821 | 4.851 | 4.5796
2037-09-20 | 4.4294 | 4.3215 | 4.2867 | 4.2085 | 4.1197 | 4.4501 | 4.4249 | 4.6011 | 4.7499 | 4.6304 | 4.6141 | 4.5914 | 4.6411 | 4.5777 | 4.7011 | 4.8855 | 5.239 | 5.7503 | 5.9819 | 5.9063 | 5.7352 | 5.4535 | 5.0576 | 4.6708
2037-09-21 | 4.5076 | 4.36 | 4.3958 | 4.4434 | 4.4677 | 4.7098 | 4.9441 | 5.2626 | 5.3547 | 5.162 | 5.2222 | 5.5687 | 5.7007 | 5.6424 | 5.5441 | 5.5065 | 5.5241 | 5.9573 | 6.119 | 6.1621 | 5.5802 | 5.2861 | 4.7319 | 4.4512
2037-09-22 | 4.36 | 4.25 | 4.2603 | 4.2324 | 4.3199 | 4.6171 | 4.7669 | 4.9581 | 4.9069 | 4.9027 | 4.8278 | 4.8043 | 4.6523 | 4.68 | 4.7429 | 4.9564 | 5.2277 | 5.7366 | 5.9947 | 5.9868 | 5.741 | 5.4962 | 5.0754 | 4.7718
2037-09-23 | 4.4874 | 4.3704 | 4.3686 | 4.3043 | 4.377 | 4.7411 | 4.9098 | 4.948 | 5.226 | 4.9867 | 4.9851 | 4.9249 | 5.0295 | 4.725 | 4.8256 | 5.0233 | 5.2263 | 5.5015 | 5.7451 | 5.6928 | 5.3917 | 5.1468 | 4.8848 | 4.5629
2037-09-24 | 4.5216 | 4.369 | 4.2996 | 4.3512 | 4.3739 | 4.6662 | 4.8955 | 4.9135 | 5.0562 | 4.8129 | 4.9231 | 5.0824 | 5.2914 | 5.3296 | 5.3593 | 5.7243 | 6.0577 | 6.3884 | 6.4871 | 6.4634 | 6.1795 | 5.5555 | 5.1559 | 4.8761
2037-09-25 | 4.5108 | 4.4027 | 4.3025 | 4.2664 | 4.4196 | 4.6287 | 4.8436 | 4.9391 | 5.0329 | 5.0811 | 5.1437 | 5.4815 | 5.2035 | 5.1353 | 5.3492 | 5.6345 | 5.8338 | 6.0209 | 6.1446 | 6.0259 | 5.8184 | 5.6803 | 5.1748 | 4.8348
2037-09-26 | 4.7047 | 4.6791 | 4.4608 | 4.4321 | 4.4754 | 4.5493 | 4.6038 | 4.8623 | 4.9623 | 5.0124 | 4.836 | 4.7299 | 5.0801 | 5.1848 | 5.1124 | 5.1856 | 5.3283 | 5.5168 | 5.5486 | 5.255 | 5.137 | 4.9996 | 4.7481 | 4.367
2037-09-27 | 4.2603 | 4.252 | 4.1647 | 4.2301 | 4.3016 | 4.4623 | 4.6817 | 4.8596 | 4.9785 | 5.1636 | 5.1023 | 5.1967 | 5.1137 | 4.9071 | 4.9488 | 5.1442 | 5.2966 | 5.5589 | 5.7371 | 5.7346 | 5.5542 | 5.2556 | 4.8732 | 4.6637
2037-09-28 | 4.4951 | 4.3315 | 4.2897 | 4.2743 | 4.269 | 4.4777 | 4.6574 | 4.7738 | 4.723 | 4.7514 | 4.7424 | 5.1361 | 5.1843 | 5.0212 | 4.9668 | 5.1875 | 5.3822 | 5.7583 | 6.0097 | 5.7687 | 5.4367 | 5.1091 | 4.6816 | 4.4601
2037-09-29 | 4.3888 | 4.3212 | 4.3734 | 4.3088 | 4.3517 | 4.6529 | 4.7367 | 4.8568 | 4.9952 | 4.9256 | 4.9447 | 5.2106 | 5.0158 | 4.9652 | 4.788 | 5.0325 | 5.3328 | 5.8536 | 5.9809 | 5.9169 | 5.5289 | 5.4838 | 5.147 | 4.7822
2037-09-30 | 4.6379 | 4.5235 | 4.522 | 4.4556 | 4.5487 | 4.7249 | 4.8858 | 4.9948 | 4.9371 | 4.8485 | 4.8771 | 5.0035 | 4.9593 | 4.8303 | 4.9557 | 5.2281 | 5.6823 | 5.8 | 5.9518 | 5.8729 | 5.5714 | 5.3045 | 4.9349 | 4.6332
2037-10-01 | 4.548 | 4.5204 | 4.4526 | 4.4067 | 4.4845 | 4.7532 | 4.9509 | 5.1336 | 5.2098 | 5.1392 | 5.0835 | 5.0232 | 4.8612 | 4.746 | 4.8791 | 5.1559 | 5.5772 | 5.9004 | 6.1712 | 6.1251 | 5.9706 | 5.7655 | 5.1444 | 4.7925
2037-10-02 | 4.5389 | 4.453 | 4.2823 | 4.2292 | 4.249 | 4.5455 | 4.7739 | 4.8572 | 4.8768 | 4.8433 | 4.7377 | 4.8099 | 4.8443 | 4.7147 | 4.8825 | 5.1136 | 5.3864 | 5.7123 | 5.6906 | 5.5304 | 5.2979 | 5.0943 | 4.6646 | 4.4144
2037-10-03 | 4.3043 | 4.3241 | 4.2379 | 4.1654 | 4.1862 | 4.4071 | 4.2496 | 4.6051 | 4.6337 | 4.7351 | 4.6127 | 4.7666 | 4.8897 | 4.7731 | 4.762 | 4.8795 | 5.2386 | 5.5088 | 5.6484 | 5.6141 | 5.2715 | 5.1515 | 4.8376 | 4.5165
2037-10-04 | 4.349 | 4.1491 | 4.1836 | 4.1657 | 4.1305 | 4.269 | 4.3225 | 4.4895 | 4.5862 | 4.5628 | 4.7013 | 4.9066 | 4.7992 | 4.8988 | 5.1101 | 5.233 | 5.3639 | 5.4422 | 5.4363 | 5.4381 | 5.0904 | 4.9706 | 4.6556 | 4.3364
2037-10-05 | 4.1973 | 4.19 | 4.0968 | 4.0483 | 3.9556 | 4.2407 | 4.4171 | 4.5223 | 4.8749 | 5.0236 | 4.9142 | 5.0623 | 4.9118 | 4.7306 | 4.8541 | 4.9446 | 5.1135 | 5.4092 | 5.7786 | 5.6856 | 5.5229 | 5.325 | 4.9428 | 4.6218
2037-10-06 | 4.4648 | 4.3792 | 4.272 | 4.1301 | 4.1651 | 4.4132 | 4.4563 | 4.6456 | 4.736 | 4.6671 | 4.8881 | 4.9193 | 4.8817 | 4.8306 | 4.8878 | 4.8851 | 5.4042 | 5.799 | 5.8383 | 5.6062 | 5.2669 | 5.0282 | 4.8173 | 4.4738
2037-10-07 | 4.2944 | 4.1921 | 4.158 | 4.1683 | 4.2227 | 4.4024 | 4.4745 | 5.0121 | 5.0908 | 5.0141 | 5.1043 | 5.0653 | 5.191 | 5.0647 | 5.0636 | 5.2279 | 5.5054 | 5.838 | 6.028 | 5.9477 | 5.6065 | 5.2821 | 4.97 | 4.6039
2037-10-08 | 4.6053 | 4.5566 | 4.5948 | 4.5239 | 4.586 | 4.9584 | 5.117 | 5.423 | 5.5661 | 5.4693 | 5.6487 | 5.3691 | 5.0993 | 5.0009 | 5.7301 | 5.9191 | 6.1562 | 6.4511 | 6.4254 | 6.4678 | 6.2835 | 6.0503 | 5.4327 | 4.9524
2037-10-09 | 4.6539 | 4.517 | 4.4257 | 4.4087 | 4.4704 | 4.6498 | 4.8044 | 4.8797 | 5.0134 | 4.917 | 4.9524 | 5.2279 | 4.9334 | 5.2362 | 5.3857 | 5.4641 | 5.7704 | 6.0975 | 5.9464 | 5.7463 | 5.4621 | 5.2016 | 4.8812 | 4.4888
2037-10-10 | 4.3523 | 4.2001 | 4.2083 | 4.1882 | 4.212 | 4.3953 | 4.5167 | 4.7958 | 4.9936 | 4.8948 | 4.9146 | 5.0401 | 4.7607 | 4.6318 | 4.9047 | 5.2152 | 5.4461 | 5.6983 | 5.7154 | 5.6505 | 5.4831 | 5.2691 | 4.8408 | 4.5297
2037-10-11 | 4.3929 | 4.2129 | 4.2071 | 4.1224 | 4.1489 | 4.3418 | 4.3268 | 4.5312 | 4.6526 | 4.726 | 4.8157 | 4.9832 | 5.094 | 5.0706 | 5.0678 | 5.3112 | 5.3417 | 5.6035 | 5.6257 | 5.5869 | 5.274 | 5.0257 | 4.7174 | 4.3783
2037-10-12 | 4.2572 | 4.1713 | 4.0659 | 4.1223 | 4.3141 | 4.5386 | 4.5906 | 4.7287 | 5.0509 | 5.0532 | 5.0527 | 4.983 | 4.9159 | 4.7783 | 5.1148 | 5.1796 | 5.3905 | 5.704 | 5.8733 | 5.7552 | 5.3793 | 5.1809 | 4.9644 | 4.5478
2037-10-13 | 4.4026 | 4.2787 | 4.2161 | 4.2152 | 4.2872 | 4.5214 | 4.7932 | 4.972 | 5.1081 | 5.0713 | 5.0525 | 5.1098 | 4.9601 | 4.9775 | 4.9851 | 5.2536 | 5.3236 | 5.5675 | 5.7334 | 5.5649 | 5.3043 | 4.9927 | 4.7164 | 4.4106
2037-10-14 | 4.3102 | 4.1212 | 4.1258 | 4.208 | 4.3418 | 4.6156 | 4.4927 | 4.8379 | 5.0896 | 4.9075 | 4.9334 | 4.9775 | 5.0398 | 4.8244 | 4.8657 | 5.0768 | 5.3059 | 5.6587 | 5.8447 | 5.5364 | 5.2854 | 5.192 | 4.8644 | 4.487
2037-10-15 | 4.4249 | 4.3207 | 4.2893 | 4.2455 | 4.3041 | 4.633 | 4.4942 | 4.8056 | 5.2607 | 5.3583 | 5.6123 | 5.3051 | 5.0368 | 4.9127 | 4.9846 | 5.2004 | 5.4168 | 5.8483 | 5.7301 | 5.5824 | 5.335 | 5.1259 | 4.9422 | 4.5461
2037-10-16 | 4.3818 | 4.3039 | 4.2512 | 4.2038 | 4.2343 | 4.4079 | 4.5411 | 4.7254 | 5.0143 | 4.9485 | 4.7388 | 5.0886 | 5.0923 | 5.1166 | 5.3137 | 5.3792 | 5.5745 | 6.1523 | 6.2321 | 6.0049 | 5.704 | 5.5176 | 5.0624 | 4.7769
2037-10-17 | 4.3946 | 4.2922 | 4.2823 | 4.2903 | 4.3225 | 4.3986 | 4.5833 | 4.6002 | 4.7457 | 4.8481 | 4.8776 | 4.895 | 4.9465 | 4.9798 | 5.0671 | 5.1453 | 5.2335 | 5.5864 | 5.5369 | 5.4739 | 5.3895 | 5.1515 | 4.9555 | 4.6248
2037-10-18 | 4.654 | 4.4614 | 4.3754 | 4.3383 | 4.4005 | 4.569 | 4.8608 | 5.1677 | 5.1418 | 5.1991 | 5.0973 | 5.2862 | 5.3081 | 5.2805 | 5.5026 | 5.5174 | 5.8221 | 6.0308 | 6.246 | 5.9393 | 5.8416 | 5.5305 | 5.1022 | 4.6125
2037-10-19 | 4.5393 | 4.4247 | 4.2919 | 4.2338 | 4.3051 | 4.5776 | 4.914 | 5.17 | 5.1495 | 5.0043 | 5.0549 | 5.0076 | 5.0824 | 5.3155 | 5.3308 | 5.3899 | 5.6467 | 5.7599 | 5.849 | 5.5738 | 5.2707 | 4.9682 | 4.7215 | 4.4966
2037-10-20 | 4.4369 | 4.2699 | 4.245 | 4.1674 | 4.3005 | 4.5633 | 4.9369 | 5.0612 | 5.0759 | 4.8147 | 4.958 | 5.0058 | 5.014 | 4.9 | 5.1983 | 5.3908 | 5.5921 | 5.9519 | 6.1728 | 5.7945 | 5.4458 | 5.1916 | 4.8107 | 4.541
2037-10-21 | 4.4106 | 4.284 | 4.1694 | 4.1576 | 4.2579 | 4.461 | 4.8131 | 4.747 | 5.0904 | 4.904 | 4.9836 | 4.8874 | 5.0527 | 4.8811 | 5.2019 | 5.2441 | 5.4803 | 5.6659 | 6.0151 | 5.7896 | 5.4264 | 5.142 | 4.7326 | 4.4441
2037-10-22 | 4.3229 | 4.2152 | 4.1266 | 4.1688 | 4.2888 | 4.5389 | 4.9283 | 4.9758 | 5.0981 | 5.0328 | 5.1116 | 5.2391 | 5.1704 | 5.2114 | 5.2223 | 5.4234 | 5.5354 | 5.9471 | 5.79 | 5.5658 | 5.3356 | 4.97 | 4.6662 | 4.3845
2037-10-23 | 4.2508 | 4.2689 | 4.2493 | 4.1859 | 4.2867 | 4.4533 | 4.7409 | 4.9022 | 5.0856 | 4.9641 | 4.9441 | 4.9585 | 5.0594 | 4.9345 | 5.0829 | 5.3315 | 5.5964 | 5.8653 | 5.9798 | 5.871 | 5.6374 | 5.4281 | 5.0421 | 4.7279
2037-10-24 | 4.5679 | 4.3985 | 4.3037 | 4.2554 | 4.35 | 4.6555 | 4.8815 | 5.1501 | 5.2144 | 5.0931 | 4.9036 | 5.0288 | 5.1352 | 5.0377 | 5.2106 | 5.2223 | 5.4805 | 5.7342 | 5.6963 | 5.5234 | 5.2089 | 5.0066 | 4.7129 | 4.3439
2037-10-25 | 4.2838 | 4.1607 | 4.1719 | 4.109 | 4.0858 | 4.3292 | 4.3085 | 4.5164 | 4.6316 | 4.905 | 4.7969 | 4.9052 | 4.7552 | 4.7046 | 4.8293 | 4.9582 | 5.2903 | 5.6366 | 5.7292 | 5.6799 | 5.4586 | 5.1195 | 4.7899 | 4.4417
2037-10-26 | 4.2943 | 4.1675 | 4.1579 | 4.1062 | 4.1857 | 4.4498 | 4.6988 | 4.8816 | 4.9469 | 4.8985 | 4.785 | 4.8685 | 4.9459 | 4.816 | 5.0587 | 5.3236 | 5.6389 | 5.8944 | 6.0497 | 5.9485 | 5.5832 | 5.349 | 4.9635 | 4.5911
2037-10-27 | 4.4255 | 4.1932 | 4.1006 | 4.0944 | 4.0878 | 4.3172 | 4.6805 | 4.8329 | 5.1778 | 4.9892 | 4.8965 | 4.8091 | 4.9902 | 4.8247 | 4.8863 | 5.2625 | 5.5759 | 5.9272 | 6.0272 | 5.8324 | 5.4767 | 5.1703 | 4.907 | 4.5287
2037-10-28 | 4.4223 | 4.2843 | 4.1538 | 4.1109 | 4.0655 | 4.3998 | 4.7006 | 4.8577 | 5.0221 | 4.9278 | 4.8378 | 4.8067 | 4.8693 | 4.7003 | 4.9452 | 4.9882 | 5.4385 | 5.8867 | 6.0862 | 5.8995 | 5.6561 | 5.4027 | 4.9405 | 4.5492
2037-10-29 | 4.433 | 4.303 | 4.2008 | 4.2024 | 4.2473 | 4.4362 | 4.6573 | 4.7624 | 4.849 | 4.9055 | 4.8732 | 4.9277 | 4.8261 | 4.7386 | 4.8856 | 5.0965 | 5.5505 | 5.9048 | 5.7577 | 5.4643 | 5.2204 | 5.0575 | 4.7365 | 4.4807
2037-10-30 | 4.372 | 4.2781 | 4.226 | 4.234 | 4.2018 | 4.4847 | 4.6811 | 4.9189 | 4.9451 | 5.0138 | 4.9016 | 4.9751 | 4.8895 | 4.8956 | 4.9358 | 5.3546 | 5.5447 | 5.8757 | 5.8761 | 5.7127 | 5.4518 | 5.1725 | 4.8441 | 4.5691
2037-10-31 | 4.4002 | 4.3384 | 4.2558 | 4.2956 | 4.3064 | 4.439 | 4.5413 | 4.6406 | 4.8903 | 4.957 | 4.9021 | 4.9759 | 4.9495 | 4.9653 | 5.1163 | 5.3396 | 5.5789 | 5.7859 | 5.8475 | 5.5763 | 5.268 | 4.8828 | 4.734 | 4.3795
2037-11-01 | 4.2591 | 4.1179 | 4.0732 | 3.8592 | 3.9297 | 4.1985 | 4.3059 | 4.5503 | 4.8451 | 4.6883 | 4.791 | 4.5783 | 4.5894 | 4.4856 | 4.6533 | 4.9221 | 5.3733 | 5.6411 | 5.8001 | 5.4974 | 5.2679 | 5.0485 | 4.7453 | 4.4314
2037-11-02 | 4.236 | 3.9633 | 3.903 | 3.8794 | 4.1233 | 4.3462 | 4.6419 | 4.721 | 4.8176 | 4.7376 | 4.5767 | 4.5667 | 4.7236 | 4.5741 | 4.7069 | 5.2079 | 5.6186 | 5.9616 | 6.056 | 5.8866 | 5.4574 | 5.2201 | 4.8949 | 4.5321
2037-11-03 | 4.3404 | 4.1566 | 4.1147 | 4.0613 | 4.2337 | 4.5495 | 4.9251 | 4.937 | 4.9865 | 5.0005 | 4.949 | 4.9125 | 4.9674 | 5.0355 | 5.0837 | 5.4444 | 5.6792 | 6.0279 | 6.0576 | 5.7994 | 5.5643 | 5.2901 | 4.8662 | 4.6968
2037-11-04 | 4.5404 | 4.4331 | 4.3197 | 4.2822 | 4.325 | 4.7053 | 4.9248 | 5.0418 | 5.1634 | 4.87 | 4.7365 | 4.8354 | 4.8608 | 4.6812 | 4.729 | 5.0975 | 5.5684 | 5.8779 | 5.9247 | 5.7973 | 5.5168 | 5.2558 | 4.8291 | 4.5282
2037-11-05 | 4.4027 | 4.3035 | 4.2588 | 4.3031 | 4.3132 | 4.4864 | 4.9365 | 5.2975 | 5.247 | 5.0216 | 5.0867 | 4.789 | 4.9733 | 4.7347 | 4.7923 | 4.69 | 4.58 | 5.0086 | 5.5191 | 5.5995 | 5.2975 | 5.0729 | 4.8465 | 4.6079
2037-11-06 | 4.1669 | 3.8696 | 3.9803 | 3.9418 | 4.2784 | 4.6318 | 4.86 | 5.1641 | 5.1496 | 5.0188 | 5.0626 | 5.1054 | 5.1175 | 4.9158 | 4.9232 | 5.2664 | 5.451 | 5.727 | 5.7181 | 5.5042 | 5.1748 | 4.9398 | 4.615 | 4.2523
2037-11-07 | 4.0661 | 4.0254 | 4.0351 | 4.038 | 4.2118 | 4.2352 | 4.513 | 4.6674 | 4.9458 | 4.9074 | 4.8008 | 4.7391 | 4.833 | 4.9939 | 5.0294 | 5.1222 | 5.4099 | 5.7435 | 5.6899 | 5.3059 | 5.058 | 4.9028 | 4.6049 | 4.3212
2037-11-08 | 4.2181 | 4.1158 | 4.0095 | 3.908 | 4.0705 | 4.2627 | 4.3564 | 4.6276 | 4.8057 | 4.781 | 4.9185 | 4.8007 | 4.802 | 4.7349 | 4.8221 | 5.0228 | 5.3811 | 5.5465 | 5.6151 | 5.4864 | 5.1989 | 5.0173 | 4.7079 | 4.4908
2037-11-09 | 4.3546 | 4.2601 | 4.1939 | 4.0391 | 4.2043 | 4.3233 | 4.4794 | 4.7273 | 4.8219 | 4.6757 | 4.6731 | 4.725 | 4.8515 | 4.9142 | 5.0849 | 5.2346 | 5.4587 | 5.747 | 5.8628 | 5.6356 | 5.3889 | 5.1457 | 4.701 | 4.4547
2037-11-10 | 4.607 | 4.4964 | 4.4206 | 4.5733 | 4.7561 | 4.948 | 5.0186 | 5.1344 | 5.4606 | 5.3294 | 5.1792 | 5.2105 | 5.2486 | 5.3154 | 5.5125 | 5.5626 | 5.9139 | 6.4731 | 6.573 | 6.1953 | 5.8368 | 5.4523 | 5.078 | 4.7368
2037-11-11 | 4.2798 | 4.172 | 4.0919 | 4.1438 | 4.0447 | 4.421 | 4.6006 | 4.5121 | 4.9405 | 4.7176 | 4.7907 | 4.7907 | 5.041 | 4.886 | 5.0252 | 5.3436 | 5.536 | 6.0125 | 6.1545 | 5.931 | 5.6905 | 5.47 | 4.949 | 4.6731
2037-11-12 | 4.5044 | 4.3852 | 4.3799 | 4.251 | 4.339 | 4.4758 | 4.7219 | 5.2057 | 5.3384 | 5.0523 | 4.8176 | 4.7089 | 4.7207 | 4.6988 | 4.8396 | 5.083 | 5.4019 | 5.7663 | 5.8881 | 5.679 | 5.5019 | 5.2957 | 4.8527 | 4.5159
2037-11-13 | 4.3402 | 4.2556 | 4.2673 | 4.2497 | 4.3338 | 4.6501 | 4.8693 | 5.2104 | 5.1684 | 5.1298 | 5.0156 | 5.1262 | 5.3469 | 5.1923 | 5.3035 | 5.481 | 5.6175 | 5.9603 | 6.007 | 5.7505 | 5.4097 | 5.2431 | 4.8085 | 4.5078
2037-11-14 | 4.426 | 4.298 | 4.2988 | 4.2971 | 4.3429 | 4.5507 | 4.7439 | 4.7851 | 5.0915 | 4.8219 | 4.8913 | 4.8961 | 4.8267 | 4.822 | 4.7223 | 4.8252 | 5.0535 | 5.4128 | 5.4425 | 5.2319 | 5.0438 | 4.8393 | 4.5866 | 4.3159
2037-11-15 | 4.2354 | 4.0294 | 4.1307 | 4.1734 | 4.2722 | 4.5203 | 4.684 | 5.0305 | 5.1518 | 5.1067 | 5.0523 | 5.1141 | 5.0958 | 4.8039 | 4.9122 | 5.285 | 5.4641 | 5.6818 | 5.7087 | 5.444 | 5.1344 | 4.8667 | 4.6618 | 4.2638
2037-11-16 | 4.152 | 4.0025 | 3.9484 | 4.0072 | 4.1905 | 4.4475 | 4.7403 | 5.0031 | 4.906 | 4.7569 | 4.9037 | 4.8588 | 4.8846 | 4.8523 | 5.1938 | 5.3909 | 5.7179 | 5.8931 | 6.0335 | 5.8679 | 5.5597 | 5.3245 | 4.7421 | 4.5638
2037-11-17 | 4.2988 | 4.0931 | 4.0674 | 4.0241 | 4.2361 | 4.5563 | 4.8198 | 4.942 | 4.9518 | 4.7859 | 4.8627 | 4.9926 | 5.084 | 5.0271 | 4.9699 | 5.0995 | 5.3746 | 5.7217 | 5.8902 | 5.6071 | 5.3623 | 5.1424 | 4.8324 | 4.5083
2037-11-18 | 4.3005 | 4.1226 | 4.0552 | 4.1354 | 4.2159 | 4.5871 | 4.9274 | 5.1265 | 5.1969 | 4.9347 | 4.9969 | 5.0407 | 5.2391 | 5.1311 | 5.1162 | 5.2816 | 5.6026 | 5.7474 | 5.7471 | 5.6018 | 5.3488 | 5.0434 | 4.7557 | 4.4999
2037-11-19 | 4.3908 | 4.2622 | 4.1579 | 4.168 | 4.2384 | 4.4089 | 4.6676 | 4.8685 | 4.8213 | 4.7558 | 4.7775 | 4.7066 | 4.6868 | 4.8395 | 4.912 | 5.0574 | 5.2734 | 5.5463 | 5.7605 | 5.5935 | 5.3159 | 5.1994 | 4.8709 | 4.656
2037-11-20 | 4.5383 | 4.4349 | 4.3353 | 4.3188 | 4.4538 | 4.6848 | 4.9082 | 4.9578 | 5.3051 | 4.9156 | 4.8507 | 4.7126 | 4.8506 | 4.953 | 4.9283 | 5.0629 | 5.2167 | 5.5177 | 5.6949 | 5.3674 | 5.1602 | 4.9373 | 4.7574 | 4.4767
2037-11-21 | 4.2933 | 4.1497 | 4.1603 | 4.2045 | 4.0979 | 4.2764 | 4.4769 | 4.7068 | 4.8612 | 4.7102 | 4.5161 | 4.6464 | 4.6454 | 4.7374 | 4.6771 | 4.7496 | 5.0722 | 5.3914 | 5.5278 | 5.31 | 5.0085 | 4.6568 | 4.4329 | 4.2764
2037-11-22 | 4.2665 | 4.1071 | 3.9034 | 3.9033 | 3.886 | 4.2062 | 4.4921 | 4.6945 | 4.917 | 4.9306 | 4.8403 | 4.778 | 4.9356 | 5.0496 | 4.9558 | 5.2223 | 5.4538 | 5.7653 | 5.7705 | 5.4414 | 5.1891 | 4.7237 | 4.4689 | 4.3528
2037-11-23 | 4.1686 | 3.9891 | 3.9692 | 3.8729 | 3.9395 | 4.3238 | 4.5274 | 4.8169 | 4.9017 | 4.8093 | 4.6722 | 4.6699 | 4.6513 | 4.6643 | 4.8311 | 5.2408 | 5.546 | 5.6075 | 5.7924 | 5.7478 | 5.4697 | 5.3034 | 4.7824 | 4.5309
2037-11-24 | 4.3521 | 4.1667 | 4.148 | 4.1212 | 4.3034 | 4.3867 | 4.6517 | 4.8814 | 5.0273 | 4.9684 | 4.8273 | 4.7929 | 4.9658 | 5.136 | 5.1796 | 5.2501 | 5.5728 | 5.7261 | 5.8177 | 5.6101 | 5.3383 | 5.0381 | 4.6223 | 4.2844
2037-11-25 | 4.1584 | 4.0377 | 3.9612 | 4.0665 | 4.1558 | 4.2811 | 4.5105 | 4.8155 | 5.1257 | 5.1211 | 5.0542 | 5.1831 | 5.2943 | 5.1878 | 5.292 | 5.4472 | 5.605 | 5.8086 | 5.8545 | 5.63 | 5.2672 | 4.9896 | 4.7006 | 4.3192
2037-11-26 | 4.1576 | 4.0348 | 4.0375 | 4.012 | 4.1463 | 4.3492 | 4.7414 | 4.9349 | 5.3269 | 5.2489 | 5.0772 | 4.9386 | 4.9058 | 5.0354 | 5.1631 | 5.2304 | 5.5668 | 5.6948 | 5.6716 | 5.3697 | 5.1609 | 4.9817 | 4.7159 | 4.3216
2037-11-27 | 4.1136 | 4.039 | 3.9772 | 3.8194 | 3.9376 | 3.9635 | 4.1807 | 4.4366 | 4.7413 | 4.6874 | 4.6289 | 4.5826 | 4.7133 | 4.8204 | 4.8761 | 5.1745 | 5.352 | 5.463 | 5.375 | 5.1429 | 5.1019 | 4.9331 | 4.3526 | 4.1643
2037-11-28 | 4.1842 | 4.1261 | 3.8809 | 4.0248 | 4.0635 | 4.0973 | 4.3417 | 4.5355 | 4.783 | 4.6941 | 4.545 | 4.5281 | 4.6192 | 4.5681 | 4.7294 | 4.868 | 5.1451 | 5.3121 | 5.3514 | 5.2265 | 4.973 | 4.7539 | 4.4816 | 4.3353
2037-11-29 | 3.8199 | 3.6302 | 3.6361 | 3.6239 | 3.6462 | 3.8366 | 4.0936 | 4.4741 | 4.5381 | 4.4814 | 4.1809 | 4.1651 | 4.2108 | 4.0783 | 4.2995 | 4.3943 | 4.5529 | 4.9197 | 5.0217 | 4.8837 | 4.67 | 4.3697 | 3.9975 | 3.822
2037-11-30 | 3.7253 | 3.5639 | 3.5021 | 3.467 | 3.5307 | 3.8261 | 4.2263 | 4.4684 | 4.5435 | 4.5988 | 4.2034 | 4.2345 | 4.2463 | 4.3196 | 4.4342 | 4.5952 | 4.7958 | 5.1316 | 5.2229 | 5.0444 | 4.5531 | 4.2439 | 3.9217 | 3.7032
2037-12-01 | 3.6914 | 3.5099 | 3.4471 | 3.4502 | 3.6057 | 3.972 | 4.2773 | 4.4283 | 4.592 | 4.6145 | 4.3513 | 4.3014 | 4.5995 | 4.2967 | 4.4926 | 4.6979 | 4.7938 | 5.1912 | 5.4678 | 5.4 | 5.1778 | 4.8394 | 4.3114 | 4.0498
2037-12-02 | 3.8666 | 3.7695 | 3.7117 | 3.6819 | 3.7902 | 4.2178 | 4.6356 | 4.7952 | 4.7031 | 4.6202 | 4.6098 | 4.4702 | 4.3791 | 4.3968 | 4.5609 | 4.6024 | 4.989 | 5.2582 | 5.6924 | 5.2636 | 4.8414 | 4.5372 | 4.0686 | 3.7269
2037-12-03 | 3.6506 | 3.6178 | 3.5536 | 3.5361 | 3.6149 | 4.0517 | 4.3301 | 4.5461 | 4.3492 | 4.2997 | 4.2519 | 4.32 | 4.3714 | 4.318 | 4.3936 | 4.5591 | 4.77 | 5.2377 | 5.5798 | 5.5682 | 5.3771 | 5.0104 | 4.5008 | 4.1761
2037-12-04 | 4.0385 | 3.9738 | 3.8422 | 3.8042 | 3.8918 | 4.2248 | 4.6849 | 4.9483 | 4.7166 | 4.3888 | 4.4221 | 4.4024 | 4.4087 | 4.2427 | 4.4339 | 4.5676 | 4.798 | 5.0414 | 5.1725 | 4.9335 | 4.7329 | 4.4507 | 4.2125 | 3.9741
2037-12-05 | 3.7695 | 3.6533 | 3.6276 | 3.575 | 3.6321 | 3.9349 | 4.0327 | 4.3032 | 4.4295 | 4.5796 | 4.4384 | 4.4345 | 4.4085 | 4.391 | 4.5798 | 4.7569 | 4.7434 | 5.033 | 5.1569 | 4.9046 | 4.8465 | 4.5816 | 4.281 | 4.0239
2037-12-06 | 3.9549 | 3.758 | 3.71 | 3.7115 | 3.8104 | 4.0453 | 4.2234 | 4.525 | 4.6122 | 4.5904 | 4.4585 | 4.2485 | 4.3171 | 4.3252 | 4.2858 | 4.4492 | 4.8974 | 5.1906 | 5.4305 | 4.9108 | 4.7156 | 4.4125 | 4.1671 | 3.8367
2037-12-07 | 3.6367 | 3.5572 | 3.4489 | 3.4648 | 3.5303 | 3.8869 | 4.1229 | 4.4214 | 4.7177 | 4.4589 | 4.3551 | 4.4454 | 4.4615 | 4.3099 | 4.4136 | 4.7034 | 4.9199 | 5.1829 | 5.2703 | 5.0609 | 4.991 | 4.7124 | 4.2394 | 3.9601
2037-12-08 | 3.7968 | 3.8371 | 3.705 | 3.6151 | 3.7007 | 3.9485 | 4.242 | 4.6407 | 4.6676 | 4.6839 | 4.4992 | 4.5629 | 4.5339 | 4.6538 | 4.5822 | 4.8233 | 4.9001 | 5.4074 | 5.6915 | 5.5385 | 5.1424 | 4.8319 | 4.397 | 4.1301
2037-12-09 | 3.9952 | 3.7646 | 3.6685 | 3.6932 | 3.7907 | 4.1581 | 4.5617 | 4.8555 | 4.9644 | 5.0019 | 4.9432 | 4.9882 | 4.8385 | 4.9198 | 5.0034 | 5.0386 | 5.0563 | 5.3262 | 5.6036 | 5.3157 | 4.9285 | 4.5974 | 4.2426 | 3.9989
2037-12-10 | 3.8902 | 3.8389 | 3.7901 | 3.7834 | 3.8758 | 4.2311 | 4.5678 | 4.7655 | 4.6363 | 4.6357 | 4.5456 | 4.3326 | 4.2564 | 4.2529 | 4.4078 | 4.5622 | 4.8224 | 5.2752 | 5.4744 | 5.2629 | 4.9272 | 4.5692 | 4.2443 | 4.0096
2037-12-11 | 3.8224 | 3.7119 | 3.7408 | 3.6314 | 3.6535 | 3.9915 | 4.3266 | 4.6091 | 4.5758 | 4.8661 | 4.6763 | 4.6577 | 4.6538 | 4.6849 | 4.8337 | 5.0997 | 5.2968 | 5.4386 | 5.419 | 5.1176 | 4.8989 | 4.6531 | 4.2673 | 3.9639
2037-12-12 | 3.7105 | 3.6024 | 3.5825 | 3.5032 | 3.5524 | 3.729 | 3.9284 | 4.1996 | 4.2859 | 4.2919 | 4.1637 | 4.1515 | 4.1923 | 4.2441 | 4.3745 | 4.371 | 4.7011 | 4.9747 | 5.2344 | 5.0571 | 4.7383 | 4.451 | 4.1651 | 3.9501
2037-12-13 | 3.7558 | 3.5767 | 3.4628 | 3.3181 | 3.4224 | 3.5563 | 3.8558 | 4.2261 | 4.4183 | 4.4524 | 4.32 | 4.2806 | 4.2824 | 4.1572 | 4.2775 | 4.4682 | 4.8707 | 5.4283 | 5.6022 | 5.3762 | 4.8469 | 4.6031 | 4.3174 | 3.9964
2037-12-14 | 3.8377 | 3.6737 | 3.5938 | 3.5828 | 3.5507 | 3.8509 | 4.0731 | 4.4716 | 4.3461 | 4.3264 | 4.3292 | 4.3666 | 4.4676 | 4.2645 | 4.3043 | 4.3265 | 4.8326 | 5.2812 | 5.451 | 5.3514 | 4.998 | 4.7121 | 4.1553 | 3.8838
2037-12-15 | 3.9321 | 3.8372 | 3.6498 | 3.5749 | 3.6883 | 3.9689 | 4.1057 | 4.4008 | 4.4264 | 4.4336 | 4.2722 | 4.3632 | 4.3552 | 4.3306 | 4.3784 | 4.4139 | 4.6215 | 5.0786 | 5.3525 | 5.1944 | 4.8901 | 4.6415 | 4.2877 | 4.0102
2037-12-16 | 3.8627 | 3.7308 | 3.6328 | 3.5718 | 3.6517 | 4.0087 | 4.2623 | 4.6469 | 4.6358 | 4.5475 | 4.3687 | 4.3044 | 4.4299 | 4.3124 | 4.3496 | 4.5221 | 4.9738 | 5.2239 | 5.2857 | 5.3838 | 5.129 | 4.6915 | 4.2071 | 3.8797
2037-12-17 | 3.755 | 3.6329 | 3.5322 | 3.4602 | 3.6172 | 3.9183 | 4.3855 | 4.4925 | 4.46 | 4.4882 | 4.2338 | 4.1286 | 4.1529 | 4.1481 | 4.0389 | 4.4851 | 4.7146 | 5.2444 | 5.7021 | 5.5253 | 5.0803 | 4.7485 | 4.3524 | 4.1296
2037-12-18 | 3.9209 | 3.7097 | 3.7202 | 3.6374 | 3.7881 | 4.0761 | 4.2099 | 4.4596 | 4.3879 | 4.3693 | 4.4211 | 4.8062 | 4.7158 | 4.5594 | 4.6526 | 4.9481 | 5.0891 | 5.434 | 5.6206 | 5.5191 | 5.1947 | 4.7843 | 4.404 | 4.2266
2037-12-19 | 4.0931 | 3.947 | 3.8866 | 3.8729 | 3.9082 | 3.985 | 4.1701 | 4.2626 | 4.3405 | 4.4197 | 4.3148 | 4.4664 | 4.464 | 4.3767 | 4.4993 | 4.8623 | 4.8621 | 5.3458 | 5.6126 | 5.4448 | 5.0798 | 4.8678 | 4.3664 | 4.0455
2037-12-20 | 4.0507 | 3.8522 | 3.7549 | 3.6774 | 3.6441 | 3.7798 | 4.03 | 4.2355 | 4.2225 | 4.3065 | 4.3541 | 4.3493 | 4.2874 | 4.3827 | 4.4331 | 4.5938 | 4.9283 | 5.4054 | 5.5981 | 5.4401 | 5.0961 | 4.6928 | 4.2948 | 4.0138
2037-12-21 | 3.9548 | 3.7998 | 3.6438 | 3.6171 | 3.6966 | 3.8634 | 4.0865 | 4.3742 | 4.6934 | 4.8301 | 4.8552 | 5.002 | 4.9176 | 4.9181 | 5.0425 | 5.2098 | 5.4073 | 5.8972 | 5.9655 | 5.6833 | 5.3681 | 4.9995 | 4.6991 | 4.3489
2037-12-22 | 4.095 | 3.874 | 3.7356 | 3.6218 | 3.7143 | 3.8341 | 4.0223 | 4.2311 | 4.4973 | 4.6019 | 4.7994 | 4.7169 | 4.796 | 4.8412 | 4.8486 | 4.8333 | 5.133 | 5.6087 | 5.8282 | 5.6369 | 5.2698 | 4.9719 | 4.6032 | 4.3734
2037-12-23 | 4.2418 | 4.1186 | 3.9921 | 3.9814 | 4.1221 | 4.2879 | 4.4811 | 4.8114 | 5.0851 | 4.8288 | 5.0288 | 5.0997 | 5.1494 | 5.0323 | 5.3785 | 5.4547 | 5.7897 | 6.0126 | 6.3134 | 6.2102 | 5.6281 | 5.1439 | 4.6375 | 4.1468
2037-12-24 | 3.9793 | 3.8465 | 3.7876 | 3.7438 | 3.7992 | 4.0678 | 4.2689 | 4.5709 | 4.8433 | 4.7863 | 4.902 | 5.0003 | 4.9476 | 5.0316 | 5.1637 | 5.1888 | 5.5836 | 5.9802 | 6.1106 | 5.9617 | 5.5212 | 5.2723 | 4.8743 | 4.2783
2037-12-25 | 4.0759 | 3.9569 | 3.9292 | 3.7765 | 3.9074 | 4.1046 | 4.2834 | 4.6231 | 4.8771 | 4.9969 | 5.1773 | 5.3857 | 5.515 | 5.225 | 5.3692 | 5.4498 | 5.8185 | 6.2525 | 6.2661 | 5.8854 | 5.5882 | 5.4421 | 4.9918 | 4.443
2037-12-26 | 4.2546 | 4.0922 | 4.1601 | 4.0155 | 3.8244 | 4.0025 | 4.2692 | 4.6402 | 4.8245 | 4.9216 | 4.9824 | 4.7909 | 4.8761 | 4.8353 | 4.8593 | 5.031 | 5.5004 | 5.9004 | 6.0619 | 5.9029 | 5.5796 | 5.2542 | 4.7514 | 4.3497
2037-12-27 | 4.1411 | 3.9196 | 3.8269 | 3.8929 | 3.7911 | 3.9636 | 4.2128 | 4.6241 | 4.8544 | 4.8508 | 4.8232 | 4.909 | 4.9763 | 4.7119 | 5.0022 | 5.2341 | 5.5931 | 6.0488 | 6.1815 | 6.0251 | 5.5662 | 5.3655 | 5.0227 | 4.5234
2037-12-28 | 4.1925 | 4.0405 | 3.9308 | 3.8153 | 3.9843 | 4.0297 | 4.0973 | 4.4226 | 4.7861 | 4.8559 | 4.9505 | 5.0599 | 4.9548 | 4.6803 | 4.9158 | 5.2437 | 5.522 | 5.9622 | 6.078 | 5.9569 | 5.502 | 5.3472 | 4.9999 | 4.488
2037-12-29 | 4.0435 | 3.8284 | 3.6105 | 3.6285 | 3.6821 | 3.8112 | 3.9311 | 4.1243 | 4.4114 | 4.409 | 4.6829 | 4.6308 | 4.7076 | 4.8049 | 4.8848 | 4.8922 | 5.1552 | 5.5949 | 5.8122 | 5.5694 | 5.2497 | 4.9506 | 4.5881 | 4.317
2037-12-30 | 4.4681 | 4.3344 | 4.2148 | 4.251 | 4.4055 | 4.5739 | 4.7346 | 5.0879 | 5.398 | 5.1309 | 5.3243 | 5.4425 | 5.4246 | 5.323 | 5.688 | 5.8209 | 6.1366 | 6.3531 | 6.6706 | 6.5625 | 5.9467 | 5.4147 | 4.8909 | 4.3723
2037-12-31 | 4.0278 | 3.8822 | 3.8257 | 3.7907 | 3.8451 | 4.1211 | 4.3225 | 4.5927 | 4.8045 | 4.7609 | 4.8976 | 4.9941 | 4.8725 | 4.954 | 5.0656 | 5.1198 | 5.5526 | 5.9648 | 6.1099 | 5.9477 | 5.5147 | 5.269 | 4.8773 | 4.2726
2038-01-01 | 3.885 | 3.8043 | 3.7943 | 3.8508 | 3.8941 | 4.1807 | 4.3891 | 4.5453 | 4.5354 | 4.3949 | 4.2824 | 4.3668 | 4.3311 | 4.2525 | 4.4641 | 4.7931 | 5.3485 | 5.6757 | 5.8781 | 5.7096 | 5.3076 | 4.9697 | 4.5007 | 4.1232
2038-01-02 | 3.9282 | 3.8531 | 3.8035 | 3.7603 | 3.8032 | 3.9271 | 4.2611 | 4.3661 | 4.4071 | 4.342 | 4.2015 | 4.0378 | 4.2278 | 4.4596 | 4.4016 | 4.6694 | 5.0653 | 5.204 | 5.3691 | 5.2395 | 4.9799 | 4.7144 | 4.2526 | 4.0834
2038-01-03 | 3.9661 | 3.8246 | 3.7794 | 3.7116 | 3.6956 | 3.8457 | 4.0126 | 4.0416 | 4.1864 | 4.1307 | 4.0004 | 3.9575 | 4.0462 | 4.2312 | 4.3971 | 4.5226 | 4.8442 | 5.2153 | 5.2599 | 5.1352 | 4.9467 | 4.578 | 4.2093 | 3.9648
2038-01-04 | 3.8255 | 3.7804 | 3.76 | 3.781 | 3.7932 | 3.947 | 4.2163 | 4.3323 | 4.3661 | 4.2482 | 4.2709 | 4.2856 | 4.3916 | 4.3849 | 4.849 | 5.067 | 5.2797 | 5.6386 | 5.7223 | 5.5235 | 5.1276 | 4.7131 | 4.3234 | 3.951
2038-01-05 | 3.9197 | 3.7776 | 3.7435 | 3.7802 | 3.7686 | 3.973 | 4.1863 | 4.3145 | 4.3067 | 4.0733 | 4.1002 | 4.1679 | 4.3137 | 4.5491 | 5.0228 | 4.9821 | 5.0879 | 5.4061 | 5.792 | 5.5229 | 5.0846 | 4.763 | 4.2826 | 3.9415
2038-01-06 | 3.8079 | 3.7381 | 3.613 | 3.6054 | 3.7449 | 4.0926 | 4.3503 | 4.6402 | 4.5148 | 4.3307 | 4.2742 | 4.3153 | 4.2671 | 4.5601 | 4.5231 | 4.6062 | 4.8864 | 5.3523 | 5.6224 | 5.3482 | 5.1231 | 4.7286 | 4.3576 | 4.0327
2038-01-07 | 4.0673 | 3.9662 | 3.9516 | 3.9236 | 3.9762 | 4.2629 | 4.5735 | 4.8465 | 4.6589 | 4.826 | 4.9095 | 4.6117 | 4.6188 | 4.7347 | 4.74 | 4.7646 | 5.1368 | 5.8089 | 6.1644 | 5.8566 | 5.3982 | 5.1322 | 4.6455 | 4.49
2038-01-08 | 3.9517 | 3.8042 | 3.7208 | 3.7329 | 3.8173 | 4.0858 | 4.5023 | 4.6429 | 4.5199 | 4.5488 | 4.5491 | 4.7878 | 4.7152 | 4.6415 | 4.7242 | 4.8332 | 4.8965 | 5.4441 | 5.6174 | 5.3018 | 5.0061 | 4.6241 | 4.1763 | 4.1394
2038-01-09 | 3.9107 | 3.6374 | 3.6273 | 3.6359 | 3.62 | 3.7885 | 3.9831 | 4.2794 | 4.505 | 4.666 | 4.3687 | 4.4128 | 4.5709 | 4.426 | 4.4987 | 4.7914 | 5.032 | 5.3313 | 5.4978 | 5.4001 | 5.0977 | 4.6636 | 4.2823 | 4.2172
2038-01-10 | 3.9071 | 3.7009 | 3.6596 | 3.6698 | 3.6072 | 3.8217 | 4.0205 | 4.2449 | 4.4676 | 4.7109 | 4.814 | 4.6925 | 4.5299 | 4.4994 | 4.592 | 4.813 | 4.8768 | 5.1914 | 5.5365 | 5.4051 | 4.9951 | 4.6046 | 4.1575 | 3.879
2038-01-11 | 3.7931 | 3.7053 | 3.6353 | 3.6357 | 3.7338 | 3.8692 | 4.1771 | 4.5749 | 4.6187 | 4.5069 | 4.5271 | 4.4844 | 4.7204 | 4.5982 | 4.6809 | 4.4463 | 4.6753 | 5.3441 | 5.6231 | 5.3393 | 5.1017 | 4.9228 | 4.1885 | 3.895
2038-01-12 | 3.8105 | 3.6649 | 3.5729 | 3.5827 | 3.6263 | 3.8248 | 4.1441 | 4.3267 | 4.2791 | 4.1223 | 3.9991 | 4.0887 | 4.0621 | 4.0589 | 3.9786 | 4.0477 | 4.3089 | 4.7185 | 5.1956 | 5.0722 | 4.7961 | 4.4196 | 4.0713 | 3.7175
2038-01-13 | 3.6301 | 3.6769 | 3.6254 | 3.6024 | 3.724 | 4.0616 | 4.4332 | 4.5969 | 4.3855 | 4.3419 | 4.2541 | 4.6124 | 4.3046 | 4.2234 | 4.1997 | 4.3431 | 4.5455 | 4.9333 | 5.3989 | 5.2774 | 4.8413 | 4.5113 | 4.1442 | 3.78
2038-01-14 | 3.6538 | 3.5305 | 3.4704 | 3.4828 | 3.6046 | 3.9212 | 4.2644 | 4.4936 | 4.4088 | 4.4259 | 4.5595 | 4.5991 | 4.4113 | 4.4657 | 4.5603 | 4.608 | 4.8912 | 5.2465 | 5.383 | 5.2126 | 4.9564 | 4.756 | 4.2351 | 3.8056
2038-01-15 | 3.8428 | 3.7508 | 3.6912 | 3.7072 | 3.7583 | 4.0901 | 4.6533 | 4.9177 | 4.7199 | 4.5976 | 4.6535 | 4.7346 | 4.7502 | 4.6805 | 4.7244 | 4.8438 | 4.8504 | 5.1531 | 5.3688 | 5.1329 | 4.783 | 4.563 | 4.229 | 3.8965
2038-01-16 | 3.7493 | 3.634 | 3.5663 | 3.5439 | 3.5993 | 3.8925 | 4.1359 | 4.3421 | 4.5142 | 4.4745 | 4.2355 | 4.2176 | 4.3313 | 4.4908 | 4.6488 | 4.8156 | 4.8485 | 5.1977 | 5.4078 | 5.2716 | 4.8993 | 4.5811 | 4.2784 | 3.9018
2038-01-17 | 3.7925 | 3.6034 | 3.5461 | 3.5429 | 3.5472 | 3.7661 | 4.1152 | 4.422 | 4.6131 | 4.5807 | 4.3388 | 4.5471 | 4.6481 | 4.6468 | 4.9486 | 5.079 | 5.1858 | 5.398 | 5.5754 | 5.4529 | 4.999 | 4.6896 | 4.2221 | 3.8966
2038-01-18 | 3.754 | 3.6802 | 3.7123 | 3.6629 | 3.6667 | 3.8869 | 4.1125 | 4.3436 | 4.3995 | 4.1937 | 3.9684 | 4.0835 | 4.1069 | 4.1751 | 4.0728 | 4.3794 | 4.5704 | 5.019 | 5.4253 | 5.3479 | 4.7948 | 4.5044 | 4.1192 | 3.7912
2038-01-19 | 3.6876 | 3.5833 | 3.5453 | 3.5272 | 3.6204 | 3.823 | 4.1612 | 4.4857 | 4.2917 | 4.3475 | 4.5931 | 4.6856 | 4.7601 | 4.5119 | 4.3364 | 4.5713 | 4.7377 | 5.3208 | 5.6499 | 5.0219 | 5.0366 | 4.8647 | 4.3984 | 3.9821
2038-01-20 | 3.8458 | 3.7103 | 3.583 | 3.5819 | 3.6741 | 3.974 | 4.3409 | 4.4921 | 4.143 | 4.0888 | 4.0624 | 4.0432 | 4.4125 | 4.5701 | 4.5808 | 5.1329 | 5.2806 | 5.5931 | 5.6878 | 5.4983 | 5.2167 | 4.8227 | 4.3913 | 3.9064
2038-01-21 | 3.7376 | 3.5891 | 3.5835 | 3.5415 | 3.62 | 3.971 | 4.3338 | 4.5775 | 4.3727 | 4.2725 | 4.4869 | 4.5988 | 4.5536 | 4.4683 | 4.9033 | 4.9195 | 5.1684 | 5.5292 | 5.7266 | 5.3301 | 5.0756 | 4.6149 | 4.2444 | 3.9412
2038-01-22 | 3.7297 | 3.6525 | 3.6135 | 3.5917 | 3.8503 | 4.1036 | 4.6019 | 4.8325 | 4.813 | 4.6027 | 4.6843 | 4.83 | 4.768 | 4.8117 | 4.8292 | 4.8284 | 5.2003 | 5.6635 | 5.7428 | 5.4163 | 5.1586 | 5.0406 | 4.5753 | 4.2773
2038-01-23 | 4.0659 | 4.0207 | 3.7298 | 3.6746 | 3.6832 | 3.9276 | 4.1211 | 4.4031 | 4.5344 | 4.427 | 4.2187 | 4.0698 | 3.9653 | 3.9428 | 3.8988 | 4.0457 | 4.3375 | 4.8942 | 5.2023 | 5.0774 | 4.8106 | 4.552 | 4.1889 | 3.9141
2038-01-24 | 3.8166 | 3.6547 | 3.6409 | 3.4736 | 3.4745 | 3.6854 | 3.8911 | 4.0966 | 4.241 | 4.2279 | 4.1174 | 4.2511 | 4.2827 | 4.2137 | 4.0707 | 4.2106 | 4.5352 | 4.855 | 5.0525 | 5.1401 | 4.9243 | 4.4788 | 4.0828 | 3.8185
2038-01-25 | 3.7399 | 3.6651 | 3.6438 | 3.6486 | 3.6954 | 3.9678 | 4.251 | 4.5243 | 4.3753 | 4.1839 | 3.9656 | 4.0296 | 4.0069 | 4.0075 | 3.8697 | 4.0374 | 4.3863 | 4.9405 | 5.3093 | 5.2627 | 5.0626 | 4.5903 | 4.0892 | 3.8243
2038-01-26 | 3.7753 | 3.6518 | 3.6168 | 3.5692 | 3.6824 | 4.0118 | 4.5442 | 4.6403 | 4.5226 | 4.541 | 4.3135 | 4.3392 | 4.3998 | 4.2132 | 4.67 | 4.9139 | 5.3464 | 5.4157 | 5.6601 | 5.4665 | 5.1961 | 4.8146 | 4.201 | 3.9301
2038-01-27 | 3.8173 | 3.7391 | 3.6379 | 3.6006 | 3.6881 | 4.1301 | 4.5334 | 4.7892 | 4.769 | 4.7773 | 4.5728 | 4.2767 | 4.2286 | 4.4747 | 4.463 | 4.6014 | 5.0603 | 5.2666 | 5.3824 | 5.4352 | 5.2386 | 4.8773 | 4.3253 | 4.0724
2038-01-28 | 3.9019 | 3.8039 | 3.7574 | 3.7342 | 3.8234 | 4.1763 | 4.496 | 4.8681 | 4.9478 | 4.5477 | 4.3746 | 4.5328 | 5.0059 | 4.7773 | 4.7033 | 4.7529 | 5.0678 | 5.3353 | 5.6633 | 5.3491 | 4.9426 | 4.6544 | 4.1794 | 3.8815
2038-01-29 | 3.7664 | 3.7053 | 3.6148 | 3.6064 | 3.7235 | 4.0464 | 4.4351 | 4.7142 | 4.7686 | 4.6271 | 4.5265 | 4.7793 | 4.7651 | 4.5563 | 5.0275 | 4.9311 | 5.0125 | 5.6098 | 5.66 | 5.2357 | 4.8323 | 4.6985 | 4.3903 | 3.9701
2038-01-30 | 3.8376 | 3.76 | 3.6464 | 3.6284 | 3.6225 | 3.9074 | 4.143 | 4.5125 | 4.686 | 4.7728 | 4.8398 | 4.9036 | 4.793 | 4.6058 | 4.7394 | 4.7479 | 4.8151 | 5.2049 | 5.3185 | 5.3328 | 5.1944 | 4.8849 | 4.3475 | 4.0068
2038-01-31 | 3.7755 | 3.6555 | 3.6112 | 3.5447 | 3.5934 | 3.8032 | 4.0071 | 4.3721 | 4.6535 | 4.6198 | 4.5022 | 4.6493 | 4.4076 | 4.2637 | 4.267 | 4.4898 | 4.4933 | 5.0456 | 5.2709 | 5.1259 | 4.8549 | 4.4934 | 4.1191 | 3.7794
2038-02-01 | 3.5191 | 3.4451 | 3.4276 | 3.3844 | 3.4568 | 3.8271 | 4.2175 | 4.5481 | 4.6787 | 4.59 | 4.3305 | 4.1475 | 4.3319 | 4.2688 | 4.514 | 4.7548 | 4.8557 | 5.1338 | 5.3373 | 5.0986 | 4.8726 | 4.5195 | 4.0211 | 3.7776
2038-02-02 | 3.7079 | 3.5648 | 3.5437 | 3.6044 | 3.6926 | 3.9867 | 4.3897 | 4.6284 | 4.6569 | 4.5601 | 4.338 | 4.5191 | 4.5155 | 4.3834 | 4.567 | 4.4495 | 4.8925 | 5.0127 | 5.3816 | 5.5134 | 5.0762 | 4.5662 | 4.1238 | 3.8387
2038-02-03 | 3.6725 | 3.5896 | 3.4388 | 3.4225 | 3.487 | 3.8087 | 4.2938 | 4.5821 | 4.4949 | 4.5892 | 4.6936 | 4.6466 | 4.4645 | 4.6163 | 4.8264 | 4.9148 | 5.2779 | 5.4945 | 5.8856 | 5.7496 | 5.3993 | 5.0157 | 4.4576 | 4.3387
2038-02-04 | 4.1327 | 3.8248 | 3.8265 | 3.8183 | 3.9894 | 4.406 | 4.7969 | 5.1816 | 5.3043 | 5.1243 | 5.1837 | 5.0836 | 4.5813 | 4.658 | 4.6898 | 4.7533 | 5.0038 | 5.3408 | 5.5794 | 5.4225 | 4.9525 | 4.6978 | 4.3928 | 3.9315
2038-02-05 | 3.6492 | 3.5462 | 3.4882 | 3.4577 | 3.5736 | 3.987 | 4.5101 | 4.8939 | 4.7315 | 4.3838 | 4.3759 | 4.3448 | 4.4242 | 4.4241 | 4.4326 | 4.5227 | 5.0806 | 5.3901 | 5.4775 | 5.2722 | 5.0498 | 4.911 | 4.3948 | 4.1059
2038-02-06 | 3.818 | 3.7377 | 3.5776 | 3.5649 | 3.6032 | 3.8016 | 4.1965 | 4.6197 | 4.7967 | 4.4991 | 3.9908 | 4.1193 | 4.3169 | 4.3179 | 4.2376 | 4.3914 | 4.5828 | 5.0148 | 5.138 | 5.0706 | 4.5372 | 4.2558 | 4.1419 | 3.8593
2038-02-07 | 3.5957 | 3.4637 | 3.4079 | 3.375 | 3.4156 | 3.5798 | 3.8638 | 4.0973 | 4.3913 | 4.4762 | 4.4092 | 4.4125 | 4.2122 | 4.2353 | 3.9786 | 4.3675 | 4.7432 | 5.1622 | 5.4141 | 5.1975 | 4.916 | 4.6999 | 4.2417 | 3.9646
2038-02-08 | 3.8188 | 3.6627 | 3.518 | 3.5351 | 3.5367 | 3.8782 | 4.218 | 4.5626 | 4.5822 | 4.2044 | 3.9905 | 3.7893 | 3.7907 | 3.6985 | 3.7509 | 4.0898 | 4.389 | 4.9496 | 5.3246 | 5.1829 | 4.8264 | 4.5293 | 4.0772 | 3.6654
2038-02-09 | 3.5771 | 3.4606 | 3.4125 | 3.3816 | 3.4591 | 3.9394 | 4.4429 | 4.7675 | 4.6242 | 4.3872 | 4.1473 | 4.1319 | 3.9871 | 3.8179 | 3.878 | 4.0678 | 4.57 | 5.1171 | 5.3477 | 5.444 | 5.1211 | 4.6901 | 4.1564 | 3.7199
2038-02-10 | 3.574 | 3.4961 | 3.4333 | 3.3989 | 3.4776 | 3.9788 | 4.2018 | 4.6024 | 4.5468 | 4.4005 | 4.0248 | 3.9269 | 3.8537 | 3.9734 | 4.0162 | 4.1841 | 4.5964 | 4.9519 | 5.3778 | 5.2613 | 4.8759 | 4.463 | 4.0983 | 3.8427
2038-02-11 | 3.7029 | 3.5919 | 3.518 | 3.506 | 3.6011 | 3.9399 | 4.2593 | 4.4665 | 4.4844 | 4.5542 | 4.4535 | 4.1246 | 4.1341 | 3.9947 | 4.0587 | 4.1944 | 4.5165 | 4.8197 | 5.3583 | 5.1956 | 4.8022 | 4.6056 | 4.2208 | 3.787
2038-02-12 | 3.5728 | 3.477 | 3.4151 | 3.4322 | 3.5084 | 3.7759 | 4.0219 | 4.3644 | 4.616 | 4.4891 | 4.3268 | 4.1281 | 4.0237 | 3.786 | 3.9444 | 4.0551 | 4.3514 | 4.8577 | 5.2727 | 5.3422 | 5.0862 | 4.9187 | 4.4637 | 4.0327
2038-02-13 | 3.807 | 3.6845 | 3.6158 | 3.5489 | 3.684 | 3.8843 | 4.0978 | 4.3822 | 4.7923 | 4.6412 | 4.4273 | 4.2985 | 4.4342 | 4.037 | 4.3299 | 4.4902 | 4.5588 | 4.965 | 5.3236 | 5.3045 | 5.0089 | 4.7606 | 4.2971 | 3.9007
2038-02-14 | 3.5723 | 3.4439 | 3.4425 | 3.372 | 3.4148 | 3.5495 | 3.7164 | 4.1121 | 4.2757 | 4.1754 | 4.1888 | 4.0475 | 4.2464 | 4.1704 | 4.4627 | 4.6377 | 4.7488 | 4.972 | 5.1904 | 5.2119 | 4.9702 | 4.6848 | 4.3238 | 3.9362
2038-02-15 | 3.6967 | 3.5964 | 3.5855 | 3.5456 | 3.5849 | 3.7777 | 3.9915 | 4.2099 | 4.3578 | 4.1727 | 3.936 | 3.8593 | 3.8301 | 3.8141 | 4.0092 | 4.2692 | 4.9251 | 5.1429 | 5.199 | 5.2278 | 4.874 | 4.6151 | 4.1433 | 3.749
2038-02-16 | 3.677 | 3.5392 | 3.487 | 3.4723 | 3.5507 | 3.7771 | 4.0518 | 4.4771 | 4.8154 | 4.6681 | 4.6725 | 4.5543 | 4.521 | 4.4588 | 4.4502 | 4.3972 | 4.6147 | 5.1122 | 5.2065 | 5.0972 | 4.7842 | 4.456 | 4.0833 | 3.7468
2038-02-17 | 3.5913 | 3.5048 | 3.5331 | 3.4893 | 3.6619 | 4.1536 | 4.5181 | 4.8186 | 4.8618 | 4.6735 | 4.6141 | 4.673 | 4.6563 | 4.6479 | 4.5485 | 4.5571 | 4.7412 | 5.1734 | 5.5098 | 5.3677 | 4.8945 | 4.8595 | 4.2265 | 3.7479
2038-02-18 | 3.6367 | 3.5398 | 3.5475 | 3.4671 | 3.5275 | 3.9038 | 4.1094 | 4.3378 | 4.4004 | 4.2137 | 4.3158 | 4.5191 | 4.2957 | 4.4062 | 4.5455 | 4.8051 | 5.2024 | 5.5396 | 5.8596 | 5.4348 | 5.2024 | 4.69 | 4.0847 | 3.796
2038-02-19 | 3.5751 | 3.435 | 3.3782 | 3.4631 | 3.565 | 3.9775 | 4.4321 | 4.619 | 4.3894 | 4.2526 | 4.627 | 4.7266 | 4.9045 | 4.7345 | 4.5727 | 5.053 | 5.4084 | 5.9328 | 5.983 | 5.8182 | 5.6287 | 5.2161 | 4.6192 | 4.2559
2038-02-20 | 3.8419 | 3.6246 | 3.6176 | 3.5013 | 3.5355 | 3.774 | 4.0464 | 4.339 | 4.5556 | 4.6205 | 4.4933 | 4.3097 | 4.232 | 4.1978 | 4.2201 | 4.5376 | 4.8736 | 5.115 | 5.215 | 5.3242 | 4.904 | 4.462 | 4.1883 | 3.7852
2038-02-21 | 3.6828 | 3.4108 | 3.4283 | 3.4385 | 3.4816 | 3.6269 | 3.9013 | 4.1626 | 4.4238 | 4.49 | 4.205 | 4.0479 | 4.2188 | 4.2914 | 4.3324 | 4.5764 | 4.8084 | 5.3691 | 5.4508 | 5.413 | 5.0877 | 4.731 | 4.1679 | 3.8667
2038-02-22 | 3.6972 | 3.6899 | 3.6066 | 3.4993 | 3.474 | 3.6711 | 4.161 | 4.6307 | 4.5043 | 4.2009 | 4.0675 | 4.1987 | 4.3934 | 4.2312 | 4.4149 | 4.5237 | 4.63 | 5.02 | 5.4443 | 5.2804 | 4.8723 | 4.4814 | 4.0931 | 3.7617
2038-02-23 | 3.7008 | 3.5957 | 3.5515 | 3.4893 | 3.5588 | 3.9137 | 4.0755 | 4.3256 | 4.5059 | 4.4613 | 4.2713 | 4.0832 | 3.9143 | 4.2082 | 4.1115 | 4.2991 | 4.596 | 5.0655 | 5.4908 | 5.212 | 4.8815 | 4.5969 | 4.0869 | 3.8389
2038-02-24 | 3.7245 | 3.6077 | 3.5643 | 3.5306 | 3.6206 | 3.9617 | 4.2344 | 4.4009 | 4.2813 | 4.1235 | 3.9995 | 3.8121 | 3.7507 | 3.6459 | 3.6771 | 3.9294 | 4.1248 | 4.7298 | 5.2691 | 5.3863 | 5.0702 | 4.6649 | 4.1041 | 3.7275
2038-02-25 | 3.629 | 3.539 | 3.3742 | 3.3401 | 3.405 | 3.7997 | 4.0315 | 4.0469 | 3.9841 | 3.8451 | 3.768 | 3.7291 | 3.6672 | 3.9893 | 3.9107 | 4.189 | 4.3456 | 4.9797 | 5.2061 | 5.0839 | 4.8488 | 4.4466 | 4.0321 | 3.608
2038-02-26 | 3.5916 | 3.4471 | 3.4389 | 3.3936 | 3.4826 | 3.8382 | 4.278 | 4.5415 | 4.3439 | 4.1567 | 3.911 | 3.8876 | 3.7954 | 3.661 | 3.6433 | 3.8776 | 4.1725 | 4.6475 | 4.951 | 5.134 | 4.8896 | 4.6715 | 4.2581 | 3.8721
2038-02-27 | 3.6742 | 3.604 | 3.5077 | 3.3939 | 3.465 | 3.6236 | 3.8749 | 4.0674 | 4.2879 | 4.2008 | 3.9149 | 3.804 | 3.8818 | 3.5094 | 3.733 | 3.9729 | 4.1572 | 4.6206 | 5.0156 | 5.1064 | 4.7163 | 4.5103 | 4.077 | 3.719
2038-02-28 | 3.619 | 3.5706 | 3.5348 | 3.4592 | 3.4699 | 3.6354 | 3.9059 | 4.2058 | 4.3468 | 4.3429 | 4.1793 | 4.083 | 3.9098 | 3.8602 | 3.8856 | 3.9835 | 4.2161 | 4.6021 | 5.0099 | 5.0986 | 4.9588 | 4.4647 | 4.0797 | 3.6527
2038-03-01 | 3.7146 | 3.6376 | 3.6063 | 3.4338 | 3.5362 | 3.8201 | 4.1012 | 4.3541 | 4.6341 | 4.3579 | 4.1467 | 3.9993 | 3.9303 | 3.8497 | 3.906 | 4.1228 | 4.2985 | 4.9157 | 5.4374 | 5.3518 | 4.9185 | 4.6783 | 4.3642 | 3.936
2038-03-02 | 3.7751 | 3.685 | 3.5939 | 3.6504 | 3.6605 | 4.0501 | 4.5524 | 4.9062 | 4.8505 | 4.7433 | 4.4989 | 4.3831 | 4.2593 | 4.3985 | 4.4474 | 4.9425 | 5.146 | 5.6373 | 5.9364 | 5.9411 | 5.5952 | 4.9389 | 4.2934 | 3.8878
2038-03-03 | 3.7662 | 3.6655 | 3.6305 | 3.6094 | 3.6937 | 4.0321 | 4.5922 | 4.7225 | 4.8832 | 4.8319 | 4.5534 | 4.4532 | 4.8087 | 5.2344 | 5.1394 | 5.0629 | 5.3506 | 5.9393 | 5.9917 | 5.892 | 5.5739 | 5.2317 | 4.6804 | 4.1568
2038-03-04 | 4.0062 | 3.8839 | 3.7258 | 3.6598 | 3.7007 | 4.1985 | 4.6961 | 5.1739 | 5.4908 | 5.0389 | 4.4998 | 4.7082 | 4.6942 | 4.7789 | 4.7861 | 4.925 | 5.3134 | 5.7808 | 5.7967 | 5.7227 | 5.2837 | 4.8558 | 4.2596 | 3.9321
2038-03-05 | 3.7848 | 3.719 | 3.7334 | 3.6677 | 3.6854 | 4.1554 | 4.805 | 5.0095 | 4.6402 | 4.354 | 4.1458 | 4.1516 | 4.1855 | 4.1176 | 4.4743 | 4.8636 | 5.0044 | 5.5712 | 5.8116 | 5.6444 | 5.3564 | 4.9358 | 4.3919 | 4.0254
2038-03-06 | 3.873 | 3.8084 | 3.7546 | 3.7534 | 3.7538 | 3.9976 | 4.3497 | 4.5375 | 4.9965 | 4.8745 | 4.3857 | 4.3536 | 4.3666 | 4.2006 | 4.1581 | 4.2792 | 4.9146 | 5.4204 | 5.151 | 5.2488 | 4.955 | 4.8369 | 4.2767 | 3.8873
2038-03-07 | 3.8007 | 3.7393 | 3.7998 | 3.6518 | 3.6984 | 3.8429 | 3.998 | 4.3287 | 4.6479 | 4.4769 | 4.352 | 4.3733 | 4.7539 | 4.6583 | 4.4968 | 5.0356 | 5.4741 | 5.66 | 5.8456 | 5.6991 | 5.6256 | 5.3133 | 4.745 | 4.2393
2038-03-08 | 4.0677 | 3.943 | 3.8715 | 3.7941 | 3.8474 | 4.124 | 4.5743 | 4.7692 | 4.7416 | 4.7477 | 4.6078 | 4.8028 | 4.6776 | 4.3911 | 4.5243 | 4.5347 | 4.9656 | 5.5604 | 5.768 | 5.4995 | 5.2494 | 4.7867 | 4.3411 | 3.9968
2038-03-09 | 3.8798 | 3.7583 | 3.6707 | 3.6615 | 3.7003 | 4.0151 | 4.6192 | 4.7798 | 4.6787 | 4.6032 | 4.4136 | 4.3423 | 4.2555 | 4.7349 | 4.7702 | 4.8722 | 5.2711 | 5.6346 | 5.7132 | 5.8022 | 5.4439 | 4.9967 | 4.363 | 4.0389
2038-03-10 | 3.9587 | 3.8671 | 3.7607 | 3.759 | 3.768 | 4.1379 | 4.619 | 4.8947 | 4.7875 | 4.6142 | 4.2229 | 4.2236 | 4.4818 | 4.1507 | 4.5049 | 4.8588 | 5.0549 | 5.7159 | 6.113 | 5.9672 | 5.5413 | 5.1273 | 4.4107 | 4.0161
2038-03-11 | 4.0727 | 3.9196 | 3.8392 | 3.8049 | 3.8477 | 4.2713 | 4.696 | 4.8855 | 4.7663 | 4.4276 | 4.3104 | 4.6708 | 4.816 | 4.821 | 4.8486 | 5.2368 | 5.557 | 6.1115 | 6.274 | 6.0764 | 5.436 | 5.0347 | 4.4959 | 4.0216
2038-03-12 | 3.8886 | 3.7573 | 3.7 | 3.6756 | 3.655 | 3.9995 | 4.4642 | 4.5646 | 4.6139 | 4.3783 | 4.215 | 4.1922 | 4.4538 | 4.6128 | 4.6653 | 4.9552 | 5.2119 | 5.3665 | 5.5488 | 5.5867 | 5.0815 | 4.7456 | 4.3333 | 4.029
2038-03-13 | 3.8208 | 3.7326 | 3.7285 | 3.7487 | 3.7336 | 3.9178 | 4.3861 | 4.6671 | 4.7629 | 4.6777 | 4.6094 | 4.3243 | 4.6894 | 4.3373 | 4.4551 | 4.8786 | 5.165 | 5.7199 | 5.6798 | 5.8393 | 5.5613 | 5.3191 | 4.7226 | 4.1406
2038-03-14 | 3.8696 | 3.8043 | 3.7616 | 3.7943 | 3.6466 | 3.7769 | 3.9566 | 4.0468 | 4.1682 | 4.0841 | 3.9637 | 3.9123 | 3.8904 | 3.657 | 3.7301 | 4.0053 | 4.3544 | 5.0074 | 5.2033 | 5.107 | 4.7632 | 4.5576 | 4.1439 | 3.8159
2038-03-15 | 3.7083 | 3.5823 | 3.5863 | 3.4446 | 3.517 | 3.7176 | 3.9106 | 4.167 | 4.6306 | 4.4546 | 4.1755 | 3.853 | 3.6999 | 3.7025 | 3.6144 | 3.962 | 4.283 | 4.9211 | 5.3288 | 5.4752 | 5.2064 | 4.6233 | 4.0549 | 3.767
2038-03-16 | 3.649 | 3.7055 | 3.6717 | 3.6665 | 3.6761 | 3.9907 | 4.2721 | 4.2995 | 4.3236 | 4.296 | 4.2987 | 4.1095 | 4.0693 | 3.894 | 3.7172 | 3.9788 | 4.3976 | 5.0204 | 5.1884 | 5.2839 | 5.0357 | 4.6818 | 4.1994 | 3.7903
2038-03-17 | 3.6947 | 3.5867 | 3.5822 | 3.5528 | 3.5391 | 3.9186 | 4.1399 | 4.244 | 4.336 | 4.2332 | 4.1988 | 4.3061 | 4.4791 | 4.4753 | 4.4321 | 4.4855 | 4.6961 | 5.2329 | 5.3649 | 5.541 | 5.2748 | 5.0113 | 4.4439 | 3.883
2038-03-18 | 3.7845 | 3.6635 | 3.6112 | 3.5523 | 3.6127 | 4.03 | 4.2876 | 4.4399 | 4.5907 | 4.1983 | 4.1566 | 3.9497 | 3.5257 | 3.5132 | 3.9533 | 4.1836 | 4.3783 | 4.947 | 5.3124 | 5.413 | 5.0589 | 4.6054 | 4.1393 | 3.7309
2038-03-19 | 3.6312 | 3.5731 | 3.5202 | 3.4432 | 3.5618 | 3.8324 | 4.1925 | 4.5053 | 4.5734 | 4.3944 | 4.6352 | 4.5193 | 4.1021 | 4.2345 | 4.432 | 4.6067 | 4.8473 | 5.268 | 5.5577 | 5.4831 | 5.185 | 4.762 | 4.3086 | 3.9345
2038-03-20 | 3.8482 | 3.7515 | 3.7166 | 3.6831 | 3.6998 | 3.858 | 4.1073 | 4.1512 | 4.1 | 4.0082 | 3.7964 | 3.8217 | 3.7784 | 3.5066 | 3.8177 | 4.7089 | 4.6651 | 5.1546 | 5.2018 | 5.1577 | 4.8087 | 4.8973 | 4.3033 | 3.873
2038-03-21 | 3.9787 | 3.9209 | 3.7072 | 3.6293 | 3.6064 | 3.7883 | 3.9646 | 4.081 | 4.2923 | 4.3012 | 4.3491 | 4.7225 | 4.5108 | 4.9097 | 4.874 | 4.7772 | 5.2105 | 5.6944 | 5.8396 | 5.8629 | 5.9493 | 5.3209 | 4.7252 | 4.2378
2038-03-22 | 4.106 | 3.9394 | 3.8751 | 3.7368 | 3.8108 | 3.8955 | 4.2755 | 4.5868 | 5.1378 | 4.9103 | 5.1449 | 4.431 | 4.8757 | 4.6616 | 4.632 | 4.678 | 5.1309 | 5.3921 | 5.5662 | 5.8698 | 5.4089 | 4.7828 | 4.2962 | 3.887
2038-03-23 | 3.7446 | 3.6962 | 3.5713 | 3.5651 | 3.6158 | 3.9103 | 4.3408 | 4.5414 | 4.6712 | 4.4624 | 4.2807 | 4.3067 | 4.6708 | 4.5019 | 4.7017 | 5.223 | 5.3205 | 5.5822 | 5.8884 | 5.8316 | 5.34 | 4.8274 | 4.3311 | 3.9239
2038-03-24 | 3.7232 | 3.633 | 3.5795 | 3.5144 | 3.5717 | 3.8496 | 4.3303 | 4.2796 | 4.3591 | 4.3002 | 4.2121 | 4.4619 | 4.5449 | 4.5778 | 4.6515 | 4.8028 | 4.939 | 5.4282 | 5.4534 | 5.5537 | 5.4502 | 4.9451 | 4.3898 | 3.8796
2038-03-25 | 3.7927 | 3.729 | 3.6621 | 3.6927 | 3.7037 | 4.0591 | 4.4558 | 4.6739 | 4.8405 | 4.9488 | 5.088 | 5.1465 | 4.861 | 4.5717 | 4.7253 | 4.8976 | 5.3437 | 5.8069 | 5.6018 | 5.7803 | 5.6146 | 4.801 | 4.1639 | 3.7993
2038-03-26 | 3.6627 | 3.5597 | 3.498 | 3.4932 | 3.5361 | 3.7752 | 4.2041 | 4.2487 | 4.2614 | 4.1126 | 4.241 | 4.3918 | 4.3624 | 4.318 | 4.3281 | 4.6162 | 4.7553 | 5.058 | 5.0887 | 5.1685 | 4.946 | 4.5006 | 4.2075 | 3.921
2038-03-27 | 3.7603 | 3.6742 | 3.6676 | 3.5786 | 3.5646 | 3.7611 | 3.9438 | 4.0529 | 4.3304 | 4.4062 | 4.3155 | 4.9018 | 4.0988 | 3.8159 | 4.128 | 4.4075 | 4.6851 | 5.309 | 5.325 | 5.4567 | 4.9643 | 4.4346 | 4.1822 | 3.7685
2038-03-28 | 3.6388 | 3.5471 | 3.5224 | 3.4807 | 3.4946 | 3.6507 | 3.7266 | 3.8018 | 4.2154 | 3.9959 | 4.0812 | 4.1936 | 4.0594 | 4.0133 | 3.9852 | 4.3311 | 4.6677 | 5.2677 | 5.3074 | 5.4389 | 5.1474 | 4.6651 | 4.0564 | 3.7592
2038-03-29 | 3.7067 | 3.7282 | 3.6594 | 3.6389 | 3.6872 | 3.9462 | 4.2044 | 4.5898 | 4.7877 | 4.4966 | 4.603 | 4.4439 | 4.4765 | 4.4009 | 4.0817 | 4.4425 | 4.5223 | 5.0847 | 5.1075 | 5.3536 | 4.9203 | 4.3817 | 3.9653 | 3.6941
2038-03-30 | 3.6093 | 3.4585 | 3.3731 | 3.392 | 3.4974 | 3.7855 | 3.9401 | 4.0971 | 4.1085 | 4.0096 | 3.91 | 4.0598 | 3.7338 | 3.5688 | 3.9024 | 4.0941 | 4.4089 | 5.1571 | 5.6847 | 5.8927 | 5.5404 | 5.1164 | 4.3649 | 4.0379
2038-03-31 | 3.883 | 3.8164 | 3.7138 | 3.6434 | 3.6896 | 3.987 | 4.267 | 4.4456 | 4.5524 | 4.8628 | 4.7997 | 4.5156 | 4.4996 | 4.3923 | 4.4697 | 5.0733 | 5.2851 | 5.8489 | 5.9745 | 6.1194 | 5.6399 | 4.5322 | 4.2103 | 4.0145
2038-04-01 | 4.0133 | 3.6324 | 3.7082 | 3.6188 | 3.6522 | 3.9327 | 4.1756 | 4.2828 | 4.3635 | 4.1719 | 4.5008 | 4.6186 | 4.5506 | 4.459 | 4.5184 | 4.9953 | 5.4862 | 5.8765 | 6.1476 | 5.9883 | 5.4739 | 5.1176 | 4.5424 | 4.2173
2038-04-02 | 3.9031 | 3.8719 | 3.7879 | 3.7812 | 3.8349 | 4.1197 | 4.476 | 4.7939 | 5.1728 | 5.0001 | 4.9178 | 4.7393 | 4.3776 | 4.6172 | 4.96 | 5.1572 | 5.2163 | 5.5234 | 5.5092 | 5.6402 | 5.313 | 4.7256 | 4.3103 | 3.8102
2038-04-03 | 3.6833 | 3.5305 | 3.5659 | 3.5727 | 3.5943 | 3.8117 | 3.8451 | 3.9685 | 3.9829 | 3.8984 | 3.8682 | 4.2581 | 4.063 | 3.9677 | 3.9882 | 4.275 | 4.6879 | 5.2936 | 5.6233 | 5.8409 | 5.1694 | 4.9958 | 4.593 | 4.1392
2038-04-04 | 3.9787 | 3.8363 | 3.7905 | 3.7805 | 3.7723 | 3.8881 | 4.0356 | 4.2127 | 4.3878 | 4.2279 | 4.7269 | 4.7103 | 4.5373 | 4.4655 | 4.5368 | 4.8774 | 5.0526 | 5.3084 | 5.357 | 5.5997 | 4.9787 | 4.6448 | 4.236 | 4.0032
2038-04-05 | 3.9376 | 3.6322 | 3.6411 | 3.6433 | 3.6946 | 3.937 | 4.3336 | 4.5217 | 4.6891 | 4.5194 | 4.7283 | 4.965 | 4.9463 | 4.8316 | 5.1324 | 5.3922 | 5.8135 | 6.0478 | 6.1856 | 6.1591 | 5.6702 | 5.079 | 4.4122 | 4.0557
2038-04-06 | 3.9638 | 3.8921 | 3.7491 | 3.6332 | 3.5939 | 3.855 | 4.2703 | 4.5019 | 4.5524 | 4.3067 | 4.4561 | 4.3616 | 3.9741 | 4.1526 | 4.3251 | 4.7178 | 5.1604 | 5.7477 | 6.1427 | 6.1052 | 5.7708 | 4.896 | 4.3729 | 3.9147
2038-04-07 | 3.8797 | 3.7971 | 3.7184 | 3.6125 | 3.7019 | 4.0402 | 4.4099 | 4.9981 | 5.1799 | 5.2158 | 4.8712 | 4.7888 | 4.7474 | 4.8397 | 4.6181 | 4.8734 | 5.2609 | 5.8457 | 5.9865 | 5.9995 | 5.511 | 4.951 | 4.5924 | 3.9843
2038-04-08 | 3.7984 | 3.7893 | 3.7085 | 3.6494 | 3.6977 | 4.0104 | 4.4819 | 4.9634 | 5.1402 | 5.3461 | 5.4854 | 4.791 | 4.5854 | 4.3457 | 4.5216 | 5.047 | 5.4029 | 5.8432 | 5.9472 | 6.1634 | 5.8003 | 4.8899 | 4.4297 | 3.9956
2038-04-09 | 3.8367 | 3.7741 | 3.7601 | 3.7468 | 3.7958 | 4.0992 | 4.6975 | 5.0486 | 5.883 | 5.6706 | 5.2715 | 5.0205 | 4.9997 | 4.7642 | 4.9947 | 5.161 | 5.5677 | 5.9548 | 6.0713 | 6.093 | 5.8519 | 5.2598 | 4.7574 | 4.1668
2038-04-10 | 3.9762 | 3.8795 | 3.8943 | 3.8185 | 3.7926 | 4.024 | 4.3073 | 4.499 | 4.7304 | 4.5564 | 4.4284 | 4.1673 | 4.1949 | 4.2306 | 4.0853 | 4.1718 | 4.5976 | 5.4087 | 5.2741 | 5.4567 | 4.8827 | 4.5234 | 4.2053 | 3.8684
2038-04-11 | 3.7798 | 3.6748 | 3.7129 | 3.7076 | 3.7219 | 3.9707 | 4.1534 | 4.1303 | 4.5474 | 4.5539 | 4.1869 | 4.3487 | 4.5009 | 4.1701 | 4.4627 | 5.0139 | 5.1336 | 5.8085 | 5.9118 | 5.9872 | 5.6737 | 5.1452 | 4.4498 | 4.0047
2038-04-12 | 3.72 | 3.7 | 3.6448 | 3.6477 | 3.6374 | 3.9534 | 4.2856 | 4.5401 | 4.3684 | 4.013 | 3.9255 | 3.6932 | 3.6278 | 3.4541 | 3.6017 | 4.1129 | 4.5939 | 5.2883 | 5.8406 | 6.0511 | 5.6673 | 5.1061 | 4.4264 | 4.0355
2038-04-13 | 3.9368 | 3.8637 | 3.6719 | 3.6111 | 3.5715 | 3.8105 | 4.1947 | 4.2329 | 4.2344 | 4.2652 | 4.0963 | 3.6357 | 4.5313 | 4.138 | 4.2982 | 5.4567 | 5.5752 | 6.0169 | 6.0878 | 6.0214 | 5.7469 | 4.9634 | 4.3805 | 4.2002
2038-04-14 | 4.0867 | 3.9192 | 3.7208 | 3.78 | 3.8844 | 4.198 | 4.7117 | 4.666 | 5.1327 | 5.1535 | 4.4769 | 4.426 | 4.6063 | 4.7799 | 5.1548 | 5.419 | 5.7354 | 6.1337 | 6.0491 | 5.9469 | 5.7331 | 5.0235 | 4.4075 | 3.9972
2038-04-15 | 3.8503 | 3.8535 | 3.7825 | 3.799 | 3.7694 | 4.0631 | 4.2228 | 4.0522 | 4.209 | 4.0436 | 3.8859 | 4.3482 | 4.4444 | 3.8933 | 4.2831 | 4.6728 | 4.9852 | 5.4632 | 5.7354 | 5.7864 | 5.271 | 4.6196 | 4.2802 | 4.0009
2038-04-16 | 3.7721 | 3.6615 | 3.6808 | 3.5984 | 3.797 | 3.9002 | 4.2973 | 4.3556 | 4.9034 | 4.909 | 5.1475 | 4.9299 | 4.9114 | 4.5815 | 4.9025 | 5.4127 | 5.5319 | 6.0674 | 6.1774 | 6.0652 | 5.6943 | 5.3475 | 4.5105 | 4.1578
2038-04-17 | 4.0114 | 3.9499 | 3.9237 | 3.8322 | 3.911 | 3.9677 | 4.0895 | 4.3263 | 4.6974 | 4.8002 | 4.8671 | 4.5884 | 4.4063 | 4.48 | 4.5984 | 4.7552 | 4.8852 | 5.4793 | 5.7367 | 5.6851 | 5.2902 | 4.7353 | 4.2317 | 3.9208
2038-04-18 | 3.8859 | 4.1255 | 3.9402 | 3.7459 | 3.8452 | 4.1317 | 4.3455 | 4.6058 | 4.8967 | 5.0817 | 4.8031 | 4.5642 | 4.4637 | 4.4376 | 4.7831 | 5.0597 | 5.5153 | 5.9144 | 6.0209 | 6.2485 | 5.9991 | 5.4532 | 4.2617 | 3.926
2038-04-19 | 3.8744 | 3.7497 | 3.7655 | 3.6574 | 3.7068 | 3.9323 | 4.2175 | 4.563 | 4.7652 | 4.3754 | 5.0059 | 4.5334 | 4.3234 | 4.1635 | 4.2136 | 4.0369 | 4.3768 | 4.9876 | 5.2558 | 5.5205 | 5.1667 | 4.6129 | 4.0883 | 3.816
2038-04-20 | 3.807 | 3.7402 | 3.6844 | 3.6475 | 3.6555 | 4.0892 | 4.2944 | 4.3321 | 4.6451 | 4.7177 | 4.4832 | 4.143 | 4.1744 | 4.0594 | 4.3002 | 4.3677 | 4.8055 | 5.2776 | 5.5581 | 5.6638 | 5.2501 | 4.7162 | 4.0548 | 3.8643
2038-04-21 | 3.759 | 3.6997 | 3.6595 | 3.6305 | 3.6519 | 4.0285 | 4.3204 | 4.4132 | 4.5545 | 4.211 | 4.0688 | 3.9255 | 3.9537 | 3.873 | 3.9941 | 4.7035 | 5.0124 | 5.2914 | 5.583 | 5.6484 | 5.2731 | 4.7869 | 4.1997 | 3.9232
2038-04-22 | 3.8761 | 3.7502 | 3.8418 | 3.9129 | 4.0443 | 4.5683 | 4.7201 | 4.7639 | 4.9348 | 4.0956 | 3.9932 | 3.8416 | 3.7977 | 3.6213 | 3.8006 | 4.3258 | 4.6741 | 5.4543 | 5.6803 | 5.748 | 5.4781 | 4.7904 | 4.2496 | 3.9103
2038-04-23 | 3.8378 | 3.7304 | 3.7198 | 3.7186 | 3.7521 | 4.1309 | 4.3439 | 4.4746 | 4.6661 | 4.3898 | 4.1393 | 4.1058 | 4.0375 | 4.2578 | 4.7385 | 4.7772 | 5.0784 | 5.5359 | 6.0164 | 5.8985 | 5.4834 | 5.0775 | 4.5637 | 4.2165
2038-04-24 | 4.0796 | 3.9059 | 3.856 | 3.8111 | 3.6674 | 3.9122 | 4.0706 | 4.2767 | 4.4862 | 4.2108 | 4.5836 | 4.7527 | 4.6039 | 4.5408 | 4.6007 | 4.6766 | 5.0545 | 5.2874 | 5.4364 | 5.2633 | 5.1902 | 4.8623 | 4.6143 | 4.2754
2038-04-25 | 4.0853 | 3.9684 | 3.8524 | 3.7068 | 3.8194 | 3.9317 | 4.0405 | 4.3275 | 4.4873 | 4.3769 | 4.4912 | 4.4941 | 4.8306 | 4.5511 | 4.8468 | 4.842 | 5.2701 | 5.6212 | 5.7495 | 5.7126 | 5.4374 | 4.9292 | 4.6874 | 4.1084
2038-04-26 | 4.0612 | 4.0641 | 4.1117 | 4.0778 | 4.0809 | 4.1511 | 4.7265 | 4.9541 | 4.8808 | 4.4689 | 4.4656 | 4.8188 | 4.7148 | 4.4304 | 4.2128 | 5.1327 | 5.4624 | 5.5599 | 5.6939 | 5.561 | 5.2284 | 4.7643 | 4.3628 | 4.0758
2038-04-27 | 3.9314 | 3.7819 | 3.6793 | 3.608 | 3.6517 | 3.9274 | 4.1078 | 4.2158 | 4.441 | 4.2312 | 4.2669 | 4.2614 | 4.2634 | 4.5696 | 4.6928 | 4.7322 | 4.9752 | 5.4979 | 5.6623 | 5.6843 | 5.0127 | 4.537 | 4.1515 | 3.7977
2038-04-28 | 3.6967 | 3.5569 | 3.4797 | 3.4922 | 3.5999 | 3.9762 | 4.2457 | 4.2517 | 4.5357 | 4.6461 | 4.5519 | 4.5555 | 4.3763 | 4.2647 | 4.2316 | 4.3232 | 4.4418 | 4.7661 | 5.1921 | 5.3964 | 5.0359 | 4.6139 | 4.1073 | 3.8524
2038-04-29 | 3.7358 | 3.6508 | 3.637 | 3.5704 | 3.6011 | 4.0452 | 4.0481 | 4.2565 | 4.4336 | 4.2072 | 4.2236 | 4.4085 | 4.7375 | 4.4851 | 4.6433 | 4.9541 | 5.0947 | 5.1412 | 5.2904 | 5.4031 | 4.9999 | 4.6777 | 4.2114 | 3.8625
2038-04-30 | 3.7988 | 3.6026 | 3.6045 | 3.6874 | 3.7776 | 4.0644 | 4.4264 | 4.4234 | 4.5514 | 4.4278 | 4.2664 | 3.9676 | 3.9029 | 3.7893 | 3.8795 | 4.4011 | 4.89 | 5.1782 | 5.4526 | 5.4221 | 5.2389 | 4.9695 | 4.3724 | 4.0824
2038-05-01 | 3.6992 | 3.6006 | 3.6637 | 3.6551 | 3.7211 | 4.0143 | 4.0698 | 4.106 | 4.135 | 4.3735 | 4.1871 | 4.0965 | 4.1387 | 4.0403 | 4.1439 | 4.3406 | 4.4402 | 4.4015 | 4.5883 | 4.4713 | 4.2405 | 4.1839 | 3.8014 | 3.4963
2038-05-02 | 3.4098 | 3.3876 | 3.3387 | 3.2936 | 3.2968 | 3.6226 | 3.6719 | 3.7868 | 3.8761 | 3.703 | 3.4852 | 3.4225 | 3.3886 | 3.3206 | 3.4257 | 3.6131 | 3.7314 | 3.9833 | 4.1872 | 4.3081 | 4.1489 | 3.9394 | 3.6392 | 3.4637
2038-05-03 | 3.3823 | 3.2698 | 3.2878 | 3.2188 | 3.2788 | 3.5267 | 3.8651 | 3.9247 | 3.8137 | 3.6576 | 3.735 | 3.8132 | 3.6634 | 3.3659 | 3.6393 | 3.75 | 3.9302 | 4.2128 | 4.5056 | 4.6548 | 4.5922 | 4.2014 | 3.6796 | 3.369
2038-05-04 | 3.3252 | 3.2211 | 3.1594 | 3.1869 | 3.2068 | 3.5833 | 3.6821 | 3.9267 | 3.9913 | 4.0007 | 4.0695 | 4.1252 | 4.1257 | 3.7551 | 3.8323 | 4.5572 | 4.6434 | 4.6532 | 4.973 | 5.0481 | 4.5738 | 4.3106 | 3.8965 | 3.6093
2038-05-05 | 3.492 | 3.3305 | 3.3819 | 3.4268 | 3.5463 | 4.0127 | 4.1245 | 4.1636 | 4.2461 | 4.1587 | 4.2464 | 4.7047 | 4.2934 | 3.9224 | 4.5065 | 5.098 | 5.1904 | 5.0825 | 5.2126 | 5.4485 | 5.2192 | 4.7807 | 4.2744 | 3.6391
2038-05-06 | 3.5918 | 3.4365 | 3.4284 | 3.4533 | 3.547 | 3.9158 | 4.1438 | 4.162 | 4.1004 | 3.9975 | 4.0659 | 4.112 | 3.9573 | 3.6383 | 3.7801 | 3.869 | 4.1515 | 4.542 | 4.807 | 4.8896 | 4.715 | 4.4529 | 4.1429 | 3.7332
2038-05-07 | 3.6492 | 3.5112 | 3.6152 | 3.5468 | 3.6074 | 3.9054 | 4.091 | 4.1749 | 4.3236 | 4.0332 | 4.0648 | 3.9799 | 3.8762 | 3.9842 | 3.9877 | 4.1247 | 4.4557 | 4.8165 | 4.9431 | 4.9135 | 4.6656 | 4.4826 | 3.8956 | 3.6627
2038-05-08 | 3.5591 | 3.5627 | 3.5851 | 3.5336 | 3.5261 | 3.6994 | 3.8969 | 4.0227 | 4.2531 | 4.0827 | 3.8895 | 4.2927 | 4.7167 | 4.5358 | 4.6572 | 4.6042 | 4.7394 | 5.0335 | 4.9526 | 4.9354 | 4.7768 | 4.6067 | 4.2243 | 3.9102
2038-05-09 | 3.8088 | 3.7015 | 3.6668 | 3.5904 | 3.658 | 3.6443 | 3.7527 | 4.0176 | 4.197 | 3.9679 | 4.1827 | 4.4111 | 4.2842 | 4.2537 | 4.3048 | 4.4436 | 4.5134 | 4.9479 | 5.1519 | 5.3188 | 5.1634 | 4.6685 | 4.2317 | 3.9359
2038-05-10 | 3.9005 | 3.7719 | 3.812 | 3.7757 | 3.8835 | 4.1032 | 4.327 | 4.4535 | 4.8857 | 4.767 | 4.514 | 4.7233 | 4.4915 | 4.4047 | 4.5848 | 4.8366 | 5.6798 | 5.8282 | 5.8252 | 5.6393 | 5.6715 | 5.1433 | 4.6407 | 4.163
2038-05-11 | 4.2703 | 4.2747 | 4.1993 | 4.214 | 4.1957 | 4.6002 | 4.709 | 5.0264 | 5.356 | 5.1772 | 5.2318 | 5.3418 | 4.9061 | 4.8423 | 5.1681 | 5.1964 | 5.4782 | 5.8507 | 6.0297 | 6.1708 | 6.0206 | 5.5371 | 4.8646 | 4.355
2038-05-12 | 3.9369 | 3.7951 | 3.763 | 3.746 | 3.9025 | 4.2124 | 4.397 | 4.5908 | 5.1661 | 4.9909 | 4.8673 | 4.6932 | 4.7432 | 4.6509 | 4.7153 | 5.1559 | 5.2187 | 5.7128 | 5.5643 | 5.802 | 5.781 | 5.3643 | 4.6093 | 4.2806
2038-05-13 | 4.1538 | 3.9999 | 3.9228 | 4.0458 | 4.0592 | 4.4043 | 4.718 | 5.0197 | 5.1336 | 4.8605 | 4.8229 | 4.7115 | 4.5657 | 4.3897 | 4.7405 | 5.1138 | 5.3965 | 5.8006 | 5.7687 | 5.7005 | 5.4681 | 5.1421 | 4.6542 | 4.2736
2038-05-14 | 4.111 | 4.0215 | 3.9881 | 4.1367 | 4.1165 | 4.5097 | 4.7402 | 5.0656 | 5.141 | 5.1129 | 5.0984 | 4.9267 | 4.8423 | 4.9228 | 5.0538 | 5.3954 | 5.6661 | 5.7267 | 5.6769 | 5.6796 | 5.5499 | 5.3797 | 4.914 | 4.3921
2038-05-15 | 4.1615 | 4.0154 | 4.0545 | 4.0429 | 4.0814 | 4.3886 | 4.4788 | 4.5617 | 5.2036 | 5.0097 | 4.8698 | 4.7614 | 4.6407 | 4.5346 | 4.624 | 4.8321 | 5.0495 | 5.2826 | 5.4047 | 5.5464 | 5.4088 | 5.1326 | 4.6853 | 4.2171
2038-05-16 | 4.0866 | 3.9522 | 3.9396 | 3.9059 | 3.9419 | 4.1153 | 4.1344 | 4.2968 | 4.8692 | 4.7316 | 4.8355 | 4.8855 | 4.7221 | 4.6152 | 4.6134 | 4.9512 | 5.1947 | 5.2714 | 5.4867 | 5.4588 | 5.4015 | 5.0873 | 4.6343 | 4.1362
2038-05-17 | 4.0452 | 4.0983 | 3.9661 | 3.8914 | 3.9248 | 4.1398 | 4.4448 | 4.5254 | 5.0991 | 5.0242 | 4.7221 | 4.9566 | 4.7664 | 4.6184 | 4.9328 | 5.1321 | 5.2452 | 5.6783 | 5.8018 | 5.7485 | 5.8146 | 5.3611 | 5.0065 | 4.4743
2038-05-18 | 4.2324 | 3.9645 | 3.8956 | 3.8668 | 3.8295 | 4.1768 | 4.651 | 4.8139 | 5.2332 | 4.9742 | 4.7379 | 4.8193 | 4.6837 | 4.7432 | 4.8466 | 5.2359 | 5.3393 | 5.5859 | 5.6781 | 5.7031 | 5.5996 | 4.9493 | 4.4176 | 4.1062
2038-05-19 | 4.0191 | 3.9009 | 4.0104 | 3.8316 | 4.0306 | 4.3267 | 4.517 | 4.5647 | 4.6354 | 4.4917 | 4.504 | 4.6384 | 4.3729 | 4.3338 | 4.6281 | 4.6792 | 4.9549 | 5.3559 | 5.4192 | 5.5394 | 5.4315 | 5.2311 | 4.6762 | 4.3506
2038-05-20 | 4.2005 | 4.0984 | 4.0431 | 4.1401 | 4.1982 | 4.5179 | 4.6627 | 4.8538 | 5.0116 | 5.0786 | 5.0882 | 4.9246 | 4.8264 | 4.7928 | 5.2257 | 5.2187 | 5.271 | 5.5033 | 5.6118 | 5.6355 | 5.3853 | 5.1791 | 4.5973 | 4.169
2038-05-21 | 4.0518 | 3.9301 | 3.8938 | 3.9359 | 4.1025 | 4.3845 | 4.5856 | 4.6184 | 4.8312 | 4.6595 | 4.755 | 4.7014 | 4.3363 | 4.3257 | 4.2771 | 4.6539 | 4.9585 | 5.559 | 5.5158 | 5.7689 | 5.5256 | 5.2908 | 4.8616 | 4.4277
2038-05-22 | 4.2165 | 4.1039 | 4.133 | 4.1475 | 4.0747 | 4.2998 | 3.9766 | 4.1654 | 4.6284 | 4.6356 | 4.4184 | 4.689 | 4.3256 | 4.0557 | 4.1357 | 4.2902 | 4.5321 | 5.0363 | 5.0819 | 4.9883 | 4.8085 | 4.7117 | 4.337 | 4.0092
2038-05-23 | 3.8878 | 3.8888 | 3.9081 | 3.829 | 3.9107 | 3.9914 | 3.9955 | 4.0524 | 4.4842 | 4.4558 | 4.4528 | 4.388 | 4.1724 | 4.2807 | 4.4715 | 4.7334 | 4.9021 | 5.3312 | 5.4277 | 5.3717 | 4.9746 | 4.8066 | 4.556 | 4.1716
2038-05-24 | 4.0981 | 3.9696 | 3.9382 | 3.8706 | 3.8461 | 3.9491 | 4.0013 | 4.2305 | 4.4142 | 4.435 | 4.7377 | 4.5949 | 4.481 | 4.326 | 4.4086 | 4.5611 | 4.8404 | 5.0421 | 5.1613 | 5.1979 | 5.2195 | 4.8877 | 4.5734 | 4.2664
2038-05-25 | 4.1913 | 4.1245 | 4.0269 | 3.9975 | 4.0666 | 4.2851 | 4.2716 | 4.4678 | 4.9219 | 4.9314 | 4.8877 | 4.8816 | 5.0748 | 5.0471 | 5.1439 | 5.2076 | 5.4487 | 5.6166 | 5.4336 | 5.6003 | 5.264 | 5.0054 | 4.4769 | 4.0982
2038-05-26 | 3.9521 | 3.8476 | 3.885 | 3.9151 | 3.7571 | 4.082 | 4.3345 | 4.351 | 4.6051 | 4.7154 | 4.4517 | 4.5178 | 4.545 | 4.5602 | 4.6957 | 4.7671 | 5.1026 | 5.2584 | 5.3514 | 5.4158 | 5.332 | 5.0075 | 4.3329 | 4.0932
2038-05-27 | 4.0151 | 3.8191 | 3.7809 | 3.8068 | 3.6385 | 4.0631 | 4.2482 | 4.5106 | 4.6786 | 4.5597 | 4.5841 | 4.6036 | 4.6851 | 4.4788 | 4.4892 | 4.985 | 5.1712 | 5.3633 | 5.5307 | 5.6575 | 5.6132 | 5.0784 | 4.5739 | 4.0351
2038-05-28 | 3.8864 | 3.7655 | 3.705 | 3.7444 | 3.885 | 4.3198 | 4.708 | 4.6172 | 4.9034 | 4.8728 | 4.8037 | 4.7515 | 4.5266 | 4.3602 | 4.6443 | 4.9533 | 4.9263 | 5.2909 | 5.0972 | 5.0363 | 5.0238 | 5.0053 | 4.4645 | 4.1692
2038-05-29 | 4.0377 | 3.923 | 3.8441 | 3.8166 | 3.8928 | 4.202 | 4.1372 | 4.3362 | 4.7336 | 4.486 | 4.3595 | 4.5381 | 4.582 | 4.3882 | 4.5872 | 4.6885 | 4.8565 | 5.1896 | 5.3807 | 5.2769 | 5.2066 | 4.9383 | 4.5801 | 4.1806
2038-05-30 | 3.9696 | 3.84 | 3.8013 | 3.867 | 3.9211 | 4.0173 | 4.1486 | 4.0609 | 4.5746 | 4.4209 | 4.2832 | 4.1135 | 4.2425 | 3.9939 | 4.2859 | 4.4586 | 4.624 | 5.0261 | 5.0307 | 5.1645 | 5.0436 | 4.8714 | 4.3285 | 4.0458
2038-05-31 | 3.9668 | 3.9114 | 3.832 | 3.9459 | 3.969 | 4.1949 | 4.2178 | 4.2725 | 4.5057 | 4.5579 | 4.7879 | 4.5386 | 4.7491 | 4.616 | 4.9591 | 5.0815 | 5.1221 | 5.3065 | 5.5752 | 5.6135 | 5.4579 | 4.8962 | 4.5411 | 4.1865
2038-06-01 | 3.9313 | 3.8057 | 3.74 | 3.7034 | 3.7942 | 4.1487 | 4.5054 | 4.2633 | 4.3632 | 4.5447 | 4.6431 | 4.6127 | 4.4928 | 4.4645 | 4.6657 | 4.8429 | 4.8397 | 5.2753 | 5.2583 | 5.3005 | 5.1576 | 4.8176 | 4.4705 | 4.1042
2038-06-02 | 3.9902 | 3.8832 | 3.9 | 3.9331 | 3.9622 | 4.1958 | 4.2817 | 4.2327 | 4.6475 | 4.6207 | 4.4086 | 4.2829 | 4.2286 | 4.3927 | 4.4466 | 4.7959 | 4.8743 | 5.2269 | 5.3516 | 5.4717 | 5.4727 | 5.2102 | 4.8706 | 4.511
2038-06-03 | 4.2621 | 4.152 | 4.0432 | 4.031 | 4.1266 | 4.3556 | 4.4831 | 4.552 | 4.8066 | 4.7703 | 4.5147 | 4.5779 | 4.3933 | 4.3782 | 4.4581 | 4.7669 | 4.8593 | 5.1035 | 5.1939 | 5.1832 | 5.1453 | 4.8247 | 4.4666 | 4.0811
2038-06-04 | 3.9293 | 3.8933 | 3.8943 | 3.8372 | 3.9612 | 4.2455 | 4.3472 | 4.3851 | 4.6316 | 4.5612 | 4.5945 | 4.4279 | 4.4255 | 4.236 | 4.3739 | 4.6372 | 4.73 | 5.029 | 5.3393 | 5.4194 | 5.2154 | 5.0133 | 4.6239 | 4.3417
2038-06-05 | 4.1513 | 3.8366 | 3.8168 | 3.7762 | 3.9287 | 4.0748 | 4.2202 | 4.3141 | 4.5419 | 4.4925 | 4.4332 | 4.626 | 4.3032 | 4.2401 | 4.4119 | 4.6972 | 4.7907 | 5.3095 | 5.1277 | 5.1998 | 5.1061 | 4.9103 | 4.52 | 4.083
2038-06-06 | 3.9572 | 3.8846 | 3.8955 | 3.8865 | 3.9285 | 4.0089 | 4.1272 | 4.26 | 4.4821 | 4.4155 | 4.4978 | 4.3909 | 4.4996 | 4.4888 | 4.4687 | 4.6367 | 4.6076 | 4.9372 | 5.284 | 5.3439 | 5.335 | 4.9466 | 4.6473 | 4.1888
2038-06-07 | 4.0927 | 3.8616 | 3.875 | 3.9341 | 3.9858 | 4.1552 | 4.1885 | 4.5306 | 4.9485 | 4.7114 | 4.8299 | 4.6655 | 4.4664 | 4.4681 | 4.6594 | 4.8928 | 5.1489 | 5.5291 | 5.5707 | 5.4871 | 5.4859 | 5.1962 | 4.8562 | 4.31
2038-06-08 | 3.9904 | 3.8768 | 3.7622 | 3.8069 | 3.8914 | 4.0479 | 4.2156 | 4.299 | 4.7167 | 4.4413 | 4.3927 | 4.2946 | 4.1552 | 4.0258 | 4.2297 | 4.5496 | 4.7427 | 5.1872 | 5.4353 | 5.5325 | 5.3895 | 5.0924 | 4.6006 | 4.261
2038-06-09 | 4.1528 | 3.913 | 3.8808 | 3.8741 | 3.8955 | 4.236 | 4.2224 | 4.3888 | 4.6647 | 4.7714 | 4.8276 | 4.7853 | 4.5213 | 4.5023 | 4.5746 | 4.966 | 4.9479 | 5.3255 | 5.4389 | 5.4993 | 5.4399 | 5.2093 | 4.8064 | 4.4436
2038-06-10 | 4.2999 | 4.2695 | 4.0964 | 4.0068 | 4.0372 | 4.3312 | 4.3291 | 4.3895 | 4.4858 | 4.2923 | 4.39 | 4.4345 | 4.4668 | 4.2766 | 4.3568 | 4.5078 | 4.651 | 5.0242 | 5.112 | 5.1892 | 5.0116 | 4.7334 | 4.3 | 4.0692
2038-06-11 | 3.8794 | 3.7699 | 3.8086 | 3.7863 | 3.8482 | 3.9613 | 3.9442 | 4.1399 | 4.5317 | 4.6899 | 4.7569 | 4.7661 | 4.6779 | 4.5458 | 4.8142 | 5.0704 | 4.9687 | 5.2633 | 5.3772 | 5.3403 | 5.1003 | 4.8931 | 4.5022 | 4.179
2038-06-12 | 4.0387 | 3.8304 | 3.818 | 3.8161 | 3.868 | 4.0492 | 4.0642 | 4.3068 | 4.2899 | 4.346 | 3.9982 | 4.0933 | 3.8966 | 3.8358 | 4.0401 | 4.3403 | 4.5411 | 4.9544 | 4.9939 | 4.9639 | 4.7519 | 4.5533 | 4.2704 | 4.0223
2038-06-13 | 3.9262 | 3.9252 | 3.8964 | 3.9094 | 3.8379 | 4.0042 | 3.8009 | 3.8981 | 4.2697 | 4.1675 | 4.339 | 4.3147 | 4.3781 | 4.4594 | 4.473 | 4.5778 | 4.7736 | 5.0713 | 5.2334 | 5.3729 | 5.3108 | 4.885 | 4.44 | 4.1572
2038-06-14 | 4.0651 | 3.9287 | 3.756 | 3.8021 | 3.913 | 4.0011 | 3.9789 | 4.1414 | 4.5478 | 4.4005 | 4.5157 | 4.3203 | 4.1801 | 4.4959 | 4.5409 | 4.5199 | 4.81 | 5.1226 | 5.2673 | 5.2029 | 5.0892 | 4.7169 | 4.4411 | 4.2731
2038-06-15 | 4.1793 | 4.078 | 3.9586 | 3.9865 | 4.0288 | 4.2953 | 4.2919 | 4.4408 | 4.6624 | 4.838 | 4.9086 | 4.9401 | 4.8062 | 4.515 | 4.9352 | 5.0935 | 5.2561 | 5.538 | 5.5521 | 5.6434 | 5.4936 | 5.0831 | 4.6885 | 4.3797
2038-06-16 | 4.1719 | 4.1421 | 4.009 | 3.9513 | 4.0355 | 4.3091 | 4.3443 | 4.5792 | 4.6219 | 4.4979 | 4.4307 | 4.2908 | 4.0237 | 4.2201 | 4.5388 | 4.7531 | 4.8974 | 5.3342 | 5.3929 | 5.4989 | 5.4406 | 5.0358 | 4.5426 | 4.1957
2038-06-17 | 4.0476 | 3.9502 | 3.9074 | 3.9996 | 3.956 | 4.0779 | 4.1178 | 4.2299 | 4.9584 | 4.7535 | 4.7186 | 4.8617 | 4.8561 | 4.5623 | 4.4141 | 4.7131 | 4.8792 | 5.2698 | 5.4289 | 5.483 | 5.3282 | 4.9565 | 4.4726 | 4.2419
2038-06-18 | 4.1422 | 4.0364 | 4.0118 | 3.9288 | 3.9372 | 4.1436 | 4.2695 | 4.321 | 4.6152 | 4.6488 | 4.7067 | 4.8339 | 4.4497 | 4.5771 | 4.7149 | 4.8233 | 4.8344 | 5.0207 | 4.9061 | 5.1502 | 4.9501 | 4.8796 | 4.5043 | 4.135
2038-06-19 | 3.9218 | 3.8308 | 3.8786 | 3.847 | 3.8061 | 4.0503 | 4.2708 | 4.2882 | 4.5444 | 4.5975 | 4.4913 | 4.534 | 4.6053 | 4.4151 | 4.7465 | 4.9574 | 5.197 | 5.4768 | 5.3521 | 5.4652 | 5.3514 | 5.1458 | 4.7205 | 4.3219
2038-06-20 | 4.1549 | 4.1622 | 3.9548 | 3.9363 | 3.976 | 4.0158 | 4.2075 | 4.2711 | 4.5602 | 4.5757 | 4.5514 | 4.6001 | 4.6039 | 4.3912 | 4.48 | 4.869 | 4.836 | 5.1104 | 5.193 | 5.2915 | 5.2572 | 5.081 | 4.6108 | 4.3434
2038-06-21 | 4.2289 | 4.1215 | 4.1333 | 4.046 | 3.9624 | 4.2016 | 4.307 | 4.4163 | 4.6891 | 4.6536 | 4.4799 | 4.7141 | 4.6426 | 4.397 | 4.7279 | 4.8778 | 4.9746 | 5.3503 | 5.4942 | 5.4879 | 5.352 | 5.0448 | 4.69 | 4.2676
2038-06-22 | 4.2012 | 4.1183 | 4.0357 | 4.0975 | 4.1376 | 4.3599 | 4.42 | 4.5721 | 4.8383 | 4.7872 | 4.7071 | 4.5275 | 4.3952 | 4.4462 | 4.6321 | 4.7728 | 4.8248 | 5.3498 | 5.516 | 5.5989 | 5.2916 | 4.9734 | 4.742 | 4.5018
2038-06-23 | 4.2844 | 4.1322 | 4.0598 | 4.0824 | 4.1092 | 4.3063 | 4.2537 | 4.5396 | 4.6621 | 4.7943 | 4.7514 | 4.6673 | 4.3774 | 4.1922 | 4.4843 | 4.647 | 4.6699 | 5.1205 | 5.1356 | 5.1433 | 4.9935 | 4.7366 | 4.4403 | 4.0793
2038-06-24 | 3.9684 | 3.8424 | 3.8541 | 3.8179 | 3.8221 | 4.1319 | 4.3216 | 4.4093 | 4.6589 | 4.6886 | 4.5917 | 4.6573 | 4.7439 | 4.7102 | 4.8593 | 4.7759 | 5.0464 | 5.3743 | 5.4955 | 5.5628 | 5.4177 | 5.0575 | 4.6631 | 4.373
2038-06-25 | 4.2554 | 4.1546 | 4.1603 | 4.0872 | 4.2097 | 4.3756 | 4.5164 | 4.6118 | 5.1084 | 5.0508 | 5.1048 | 4.8629 | 4.8228 | 4.437 | 4.7412 | 4.6613 | 4.6933 | 5.2067 | 5.3814 | 5.3631 | 5.1853 | 4.9876 | 4.6546 | 4.3182
2038-06-26 | 4.0935 | 4.0912 | 4.0124 | 3.9606 | 3.9205 | 4.0836 | 4.1601 | 4.2483 | 4.4693 | 4.2542 | 4.1686 | 4.0654 | 4.0613 | 4.0086 | 4.1693 | 4.5062 | 4.4948 | 4.9774 | 5.0709 | 4.9806 | 4.8955 | 4.6282 | 4.4689 | 4.2494
2038-06-27 | 4.0822 | 3.9924 | 3.9985 | 3.9211 | 4.0101 | 4.1387 | 4.1337 | 4.1933 | 4.3677 | 4.4241 | 4.3956 | 4.4627 | 4.4607 | 4.1776 | 4.3046 | 4.545 | 4.6577 | 5.0511 | 5.1988 | 5.2158 | 5.0135 | 4.8077 | 4.4324 | 4.2013
2038-06-28 | 4.1387 | 4.0885 | 4.0807 | 4.0252 | 4.0881 | 4.1965 | 4.2544 | 4.4729 | 4.8424 | 4.9464 | 4.9747 | 4.8431 | 4.9843 | 5.0556 | 5.1304 | 5.3302 | 5.6321 | 5.8953 | 5.9502 | 6.0593 | 5.9134 | 5.2198 | 4.7168 | 4.3293
2038-06-29 | 4.0462 | 3.9435 | 3.807 | 3.7637 | 3.8185 | 4.0578 | 4.2412 | 4.3894 | 4.6427 | 4.4665 | 4.5275 | 4.4742 | 4.5107 | 4.311 | 4.4115 | 4.6612 | 4.9048 | 5.3299 | 5.4214 | 5.6051 | 5.4539 | 4.9135 | 4.6866 | 4.2563
2038-06-30 | 4.1225 | 3.9975 | 3.9918 | 4.0608 | 3.9673 | 4.1923 | 4.0005 | 4.1725 | 4.7187 | 4.8119 | 4.8313 | 4.7133 | 4.6882 | 4.7037 | 4.5896 | 4.9337 | 5.0664 | 5.5529 | 5.4433 | 5.6358 | 5.3877 | 5.1388 | 4.5426 | 4.178
2038-07-01 | 3.9929 | 3.8908 | 3.9117 | 3.9087 | 3.9426 | 4.1266 | 4.1792 | 4.3545 | 4.5504 | 4.6143 | 4.569 | 4.75 | 4.7049 | 4.6627 | 4.6651 | 4.7506 | 4.9781 | 5.41 | 5.0818 | 5.1815 | 4.9396 | 4.7892 | 4.7545 | 4.2201
2038-07-02 | 4.05 | 3.9124 | 4.0192 | 4.0204 | 4.0394 | 4.2975 | 4.3403 | 4.6508 | 4.7446 | 4.6207 | 4.9073 | 4.7984 | 4.9085 | 4.8236 | 4.8683 | 5.0968 | 5.2849 | 5.3202 | 5.419 | 5.4129 | 5.2658 | 5.0274 | 4.7888 | 4.3467
2038-07-03 | 4.1549 | 4.0656 | 4.034 | 3.9078 | 4.0925 | 4.2374 | 4.1814 | 4.4704 | 4.7547 | 4.5272 | 4.3577 | 4.4383 | 4.3806 | 4.3969 | 4.6269 | 4.8473 | 4.8475 | 5.0812 | 5.108 | 4.9536 | 4.8164 | 4.72 | 4.6167 | 4.299
2038-07-04 | 4.2329 | 4.1786 | 4.1406 | 4.1132 | 4.1204 | 4.1586 | 4.2047 | 4.5043 | 4.6738 | 4.7776 | 4.5616 | 4.6907 | 4.5252 | 4.4746 | 4.6063 | 4.9469 | 5.1019 | 5.0969 | 5.1555 | 5.2511 | 5.17 | 4.857 | 4.4074 | 4.177
2038-07-05 | 4.0804 | 3.9392 | 3.9763 | 3.975 | 4.0757 | 4.2892 | 4.3699 | 4.8549 | 5.2392 | 4.9465 | 4.8314 | 4.8352 | 4.8687 | 4.9312 | 4.8932 | 4.9305 | 5.1519 | 5.3351 | 5.6396 | 5.7749 | 5.6828 | 5.2411 | 4.9019 | 4.5307
2038-07-06 | 4.3791 | 4.2047 | 4.1899 | 4.175 | 4.2575 | 4.5996 | 4.7948 | 4.9611 | 5.1599 | 4.9473 | 4.8043 | 5.0499 | 4.9942 | 4.7978 | 4.6068 | 4.8772 | 5.4494 | 6.0813 | 6.1019 | 6.166 | 5.9633 | 5.6568 | 5.1311 | 4.7201
2038-07-07 | 4.3799 | 4.203 | 4.1447 | 4.1028 | 4.2809 | 4.4378 | 4.5858 | 4.7976 | 5.0257 | 4.8217 | 4.7015 | 4.6136 | 4.488 | 4.6674 | 4.6995 | 5.2383 | 5.6275 | 6.0569 | 6.1284 | 6.1432 | 6.0212 | 5.6117 | 5.0753 | 4.5382
2038-07-08 | 4.2294 | 4.233 | 4.0883 | 3.9897 | 3.9909 | 4.256 | 4.2893 | 4.6225 | 4.8187 | 4.5913 | 4.4248 | 4.4568 | 4.4324 | 4.3409 | 4.3895 | 4.6566 | 4.9168 | 5.2995 | 5.3371 | 5.5516 | 5.3194 | 5.0298 | 4.5861 | 4.3171
2038-07-09 | 4.1966 | 4.1177 | 4.0121 | 3.9628 | 4.0599 | 4.1627 | 4.0731 | 4.2347 | 4.8829 | 4.6311 | 4.3734 | 4.4631 | 4.5381 | 4.3296 | 4.3766 | 4.632 | 4.9195 | 5.4629 | 5.4899 | 5.3843 | 5.1786 | 4.9484 | 4.5643 | 4.3183
2038-07-10 | 4.1929 | 4.036 | 3.9801 | 3.9793 | 3.9821 | 4.0861 | 4.0487 | 4.238 | 4.6945 | 4.5748 | 4.3169 | 4.3254 | 4.2332 | 4.1968 | 4.3964 | 4.4866 | 4.6484 | 5.2392 | 5.2621 | 5.2675 | 5.1673 | 4.7316 | 4.4122 | 4.0871
2038-07-11 | 4.0011 | 3.9099 | 3.8461 | 3.8014 | 3.7469 | 3.774 | 3.7621 | 3.9757 | 4.3709 | 4.2506 | 4.1214 | 4.2185 | 4.0863 | 4.1614 | 4.2241 | 4.5018 | 4.493 | 5.1884 | 5.3213 | 5.2866 | 5.2334 | 4.8915 | 4.5481 | 4.1759
2038-07-12 | 4.1089 | 4.0036 | 4.0378 | 3.926 | 3.9532 | 4.1199 | 3.9432 | 4.278 | 4.6861 | 4.5283 | 4.5542 | 4.6567 | 4.8792 | 4.7813 | 4.9033 | 4.9892 | 5.23 | 5.652 | 5.862 | 5.9179 | 5.7074 | 5.2854 | 4.7027 | 4.392
2038-07-13 | 4.2431 | 4.0659 | 3.9777 | 3.9664 | 3.9698 | 4.1892 | 4.0904 | 4.2505 | 4.6016 | 4.4306 | 4.3438 | 4.3412 | 4.4329 | 4.4422 | 4.5327 | 4.6861 | 4.9594 | 5.4494 | 5.4995 | 5.6307 | 5.3711 | 5.0555 | 4.6394 | 4.3238
2038-07-14 | 4.1837 | 4.0541 | 4.0002 | 3.9627 | 4.0272 | 4.4008 | 4.3555 | 4.3805 | 5.0581 | 4.9729 | 4.8838 | 4.8886 | 4.8704 | 4.7586 | 5.1502 | 5.1464 | 5.3956 | 5.6605 | 5.8771 | 5.9958 | 5.8312 | 5.2817 | 4.8168 | 4.3399
2038-07-15 | 4.1881 | 4.1561 | 4.042 | 3.9642 | 4.0381 | 4.2291 | 4.1936 | 4.3779 | 4.6909 | 4.581 | 4.3338 | 4.3644 | 4.3018 | 4.246 | 4.2878 | 4.5885 | 5.0071 | 5.3539 | 5.3994 | 5.5125 | 5.3745 | 5.0979 | 4.6105 | 4.297
2038-07-16 | 4.2566 | 4.1591 | 4.1586 | 4.0851 | 4.2978 | 4.5802 | 4.6736 | 4.7818 | 5.1283 | 5.08 | 5.1716 | 5.0486 | 5.1328 | 5.0568 | 5.2088 | 5.2075 | 5.2293 | 5.8475 | 5.7047 | 5.6786 | 5.3504 | 5.0472 | 4.4552 | 4.2757
2038-07-17 | 4.1535 | 4.0657 | 4.0223 | 4.0136 | 4.0467 | 4.1213 | 4.1916 | 4.2486 | 4.3673 | 4.3796 | 4.3366 | 4.3902 | 4.4057 | 4.3551 | 4.2735 | 4.5479 | 4.6396 | 5.0696 | 5.1394 | 5.2424 | 5.1066 | 4.8663 | 4.4518 | 4.2776
2038-07-18 | 4.0758 | 4.0391 | 3.9708 | 3.9296 | 3.9459 | 4.1002 | 4.0622 | 4.4384 | 4.8049 | 4.8894 | 4.6198 | 4.5509 | 4.5466 | 4.406 | 4.4032 | 4.5855 | 4.7488 | 5.3273 | 5.4217 | 5.5946 | 5.7031 | 5.2309 | 4.7839 | 4.3745
2038-07-19 | 4.2895 | 4.1607 | 4.1376 | 4.0111 | 3.9648 | 4.2397 | 4.1809 | 4.474 | 4.7023 | 4.5327 | 4.4292 | 4.7548 | 4.7172 | 4.4538 | 4.4263 | 4.8302 | 4.987 | 5.3657 | 5.4312 | 5.4274 | 5.3796 | 5.0164 | 4.6259 | 4.3712
2038-07-20 | 4.2192 | 4.1423 | 4.1205 | 4.0412 | 4.1489 | 4.388 | 4.4014 | 4.5425 | 4.8119 | 4.4305 | 4.4584 | 4.5042 | 4.5654 | 4.7674 | 4.7414 | 5.2048 | 5.3103 | 5.747 | 5.7855 | 5.9129 | 5.7463 | 5.4145 | 4.8778 | 4.4256
2038-07-21 | 4.1904 | 4.0926 | 4.0135 | 3.9711 | 4.0684 | 4.2364 | 4.2768 | 4.508 | 4.8808 | 4.812 | 4.6447 | 4.7558 | 4.6665 | 4.6588 | 4.7633 | 4.9709 | 5.4272 | 5.6009 | 5.7429 | 5.8305 | 5.8484 | 5.2746 | 4.6375 | 4.2692
2038-07-22 | 4.0933 | 4.0537 | 3.9419 | 3.9472 | 4.0276 | 4.2549 | 4.3222 | 4.4453 | 4.5617 | 4.7031 | 4.8079 | 4.9466 | 4.8446 | 4.6462 | 4.7712 | 5.2291 | 5.3571 | 5.7283 | 5.8578 | 5.8413 | 5.6308 | 5.2562 | 4.7954 | 4.3618
2038-07-23 | 4.1812 | 4.0959 | 4.0001 | 4.0768 | 4.1524 | 4.296 | 4.4024 | 4.5823 | 4.8716 | 4.6414 | 4.5498 | 4.6208 | 4.5227 | 4.4012 | 4.5887 | 4.9762 | 5.0465 | 5.3218 | 5.4514 | 5.502 | 5.3284 | 4.96 | 4.6434 | 4.2645
2038-07-24 | 4.2286 | 4.057 | 3.9892 | 3.9381 | 3.9626 | 4.2535 | 4.3193 | 4.5325 | 4.706 | 4.7718 | 4.666 | 4.8807 | 4.7997 | 4.6247 | 4.564 | 4.8812 | 4.9539 | 5.0978 | 5.2411 | 5.4074 | 5.1633 | 4.8721 | 4.5373 | 4.2139
2038-07-25 | 4.0898 | 3.9811 | 3.928 | 3.9816 | 3.9675 | 4.0222 | 4.091 | 4.4313 | 4.5797 | 4.4362 | 4.4697 | 4.5297 | 4.94 | 4.6835 | 4.6334 | 4.6063 | 4.7966 | 5.1525 | 5.2156 | 5.5498 | 5.3306 | 4.9124 | 4.6496 | 4.2665
2038-07-26 | 4.3945 | 4.2812 | 4.226 | 4.2285 | 4.2407 | 4.4236 | 4.5271 | 4.7647 | 5.0056 | 4.8699 | 5.0563 | 4.9215 | 5.146 | 4.843 | 5.0419 | 5.4221 | 5.7557 | 6.0443 | 6.3258 | 6.5586 | 6.4389 | 6.0928 | 5.351 | 4.9149
2038-07-27 | 4.3872 | 3.7468 | 3.6763 | 3.9441 | 4.1246 | 4.2621 | 4.2868 | 4.7646 | 5.3023 | 5.1326 | 4.7033 | 4.5952 | 4.6342 | 4.4615 | 4.5532 | 4.915 | 5.1605 | 5.5231 | 5.6737 | 5.734 | 5.4873 | 5.0957 | 4.6607 | 4.28
2038-07-28 | 4.1186 | 3.9988 | 4.0351 | 3.9434 | 4.0537 | 4.3873 | 4.4445 | 4.611 | 4.7387 | 4.5068 | 4.42 | 4.575 | 4.5082 | 4.5926 | 4.8799 | 5.2035 | 5.4495 | 5.7561 | 5.8931 | 5.941 | 5.7901 | 5.5787 | 5.0923 | 4.6095
2038-07-29 | 4.562 | 4.3185 | 4.2096 | 4.1707 | 4.1245 | 4.2313 | 4.3795 | 4.6365 | 4.7145 | 4.6852 | 4.4356 | 4.4623 | 4.3822 | 4.1798 | 4.5081 | 4.8957 | 4.9449 | 5.3432 | 5.4841 | 5.5456 | 5.4425 | 5.229 | 4.72 | 4.4105
2038-07-30 | 4.3032 | 4.2654 | 4.1861 | 4.2991 | 4.3163 | 4.5427 | 4.6481 | 4.7408 | 4.821 | 4.7148 | 4.5729 | 4.5149 | 4.5801 | 4.3986 | 4.6355 | 4.8016 | 4.9507 | 5.1355 | 5.3418 | 5.3733 | 5.1817 | 4.9967 | 4.7611 | 4.4627
2038-07-31 | 4.2485 | 4.1273 | 4.0791 | 4.0794 | 4.1634 | 4.3632 | 4.3781 | 4.5937 | 4.7229 | 4.4631 | 4.4054 | 4.621 | 4.5542 | 4.4671 | 4.6493 | 5.0402 | 5.2231 | 5.3358 | 5.4897 | 5.625 | 5.4625 | 5.232 | 4.8539 | 4.4462
2038-08-01 | 4.3797 | 4.3027 | 4.2385 | 4.2312 | 4.2099 | 4.315 | 4.394 | 4.4771 | 4.6518 | 4.5947 | 4.7556 | 4.7409 | 4.8989 | 4.7087 | 4.7308 | 5.3814 | 5.3824 | 5.7201 | 5.8282 | 5.9215 | 5.8503 | 5.4323 | 5.0913 | 4.6313
2038-08-02 | 4.486 | 4.3447 | 4.1915 | 4.1812 | 4.2071 | 4.304 | 4.7252 | 4.7331 | 5.0353 | 4.8631 | 4.6405 | 4.6975 | 4.6804 | 4.4542 | 4.6868 | 5.173 | 5.3656 | 5.614 | 5.7452 | 5.7503 | 5.5598 | 5.1108 | 4.7963 | 4.5277
2038-08-03 | 4.3273 | 4.2525 | 4.2626 | 4.2346 | 4.3335 | 4.5703 | 4.8773 | 4.906 | 5.0096 | 4.7965 | 4.9349 | 5.0779 | 4.8932 | 5.0036 | 5.1208 | 5.522 | 5.6734 | 5.9781 | 6.0804 | 6.1045 | 5.919 | 5.5791 | 5.0371 | 4.6852
2038-08-04 | 4.5383 | 4.4647 | 4.3356 | 4.3672 | 4.4437 | 4.5751 | 4.7769 | 4.7741 | 4.9074 | 4.8995 | 4.8003 | 4.8794 | 4.9326 | 4.7677 | 4.9079 | 5.2576 | 5.3845 | 5.6378 | 5.7945 | 5.9646 | 5.8765 | 5.4393 | 5.0588 | 4.7378
2038-08-05 | 4.6497 | 4.6199 | 4.5637 | 4.4682 | 4.4118 | 4.5584 | 4.7444 | 4.7125 | 4.768 | 4.7058 | 4.6746 | 4.6727 | 4.6596 | 4.4109 | 4.7554 | 5.0268 | 5.3948 | 5.5185 | 5.6332 | 5.7023 | 5.4229 | 5.2328 | 4.7462 | 4.536
2038-08-06 | 4.5052 | 4.3677 | 4.2832 | 4.2618 | 4.2667 | 4.5411 | 4.4805 | 4.7392 | 5.3242 | 5.2385 | 4.8986 | 4.887 | 4.9483 | 4.7364 | 4.9138 | 5.0831 | 5.2326 | 5.5224 | 5.5398 | 5.6145 | 5.3682 | 5.1195 | 4.7314 | 4.4483
2038-08-07 | 4.3899 | 4.23 | 4.1782 | 4.1013 | 4.1786 | 4.2565 | 4.3541 | 4.5827 | 4.7852 | 4.8063 | 4.694 | 4.7075 | 4.7047 | 4.6123 | 4.781 | 5.0681 | 5.2006 | 5.3831 | 5.516 | 5.7139 | 5.4723 | 5.2188 | 4.8922 | 4.6237
2038-08-08 | 4.4868 | 4.437 | 4.3251 | 4.4077 | 4.3681 | 4.5663 | 4.6553 | 4.6896 | 4.8617 | 4.672 | 4.8383 | 4.8765 | 4.9742 | 5.0774 | 4.7958 | 5.2231 | 5.2643 | 5.4917 | 5.5074 | 5.6357 | 5.412 | 5.1701 | 4.6984 | 4.4646
2038-08-09 | 4.4098 | 4.2572 | 4.2957 | 4.2648 | 4.3008 | 4.5389 | 4.7332 | 4.926 | 5.1073 | 4.8805 | 4.7698 | 4.703 | 4.7314 | 4.7014 | 4.5638 | 4.9101 | 5.1986 | 5.4294 | 5.791 | 5.857 | 5.7159 | 5.4035 | 4.9912 | 4.6633
2038-08-10 | 4.5019 | 4.4459 | 4.3685 | 4.3065 | 4.354 | 4.5086 | 4.5774 | 4.6762 | 5.2407 | 5.1214 | 5.101 | 5.1857 | 5.0962 | 4.9613 | 4.9636 | 5.1221 | 5.3061 | 5.6542 | 5.7919 | 5.8976 | 5.7224 | 5.2286 | 4.7934 | 4.4984
2038-08-11 | 4.3691 | 4.2353 | 4.177 | 4.1449 | 4.0918 | 4.4735 | 4.5848 | 4.6457 | 5.1809 | 4.9958 | 4.7729 | 4.9241 | 4.9804 | 4.8202 | 4.9487 | 5.3788 | 5.396 | 5.6818 | 5.6843 | 5.6676 | 5.5358 | 5.3641 | 4.86 | 4.5305
2038-08-12 | 4.4222 | 4.324 | 4.338 | 4.2897 | 4.3972 | 4.6592 | 4.5741 | 4.8295 | 5.2212 | 5.2022 | 5.1127 | 4.9672 | 5.0013 | 4.7983 | 5.0223 | 5.1938 | 5.4097 | 5.6861 | 5.6253 | 5.7505 | 5.5547 | 5.3817 | 4.9337 | 4.5958
2038-08-13 | 4.4529 | 4.3449 | 4.3239 | 4.1429 | 4.133 | 4.414 | 4.7116 | 4.7631 | 4.9547 | 4.9506 | 5.0011 | 4.865 | 4.9913 | 4.8985 | 5.0586 | 5.108 | 5.3708 | 5.6367 | 5.8605 | 5.8425 | 5.486 | 5.2501 | 4.935 | 4.5362
2038-08-14 | 4.4385 | 4.3303 | 4.2959 | 4.1961 | 4.3403 | 4.5049 | 4.7537 | 4.8367 | 5.0435 | 4.9973 | 4.8578 | 4.9792 | 4.7807 | 4.6242 | 4.6871 | 5.1274 | 5.2185 | 5.6697 | 5.7563 | 5.6795 | 5.3884 | 5.2049 | 4.7961 | 4.5314
2038-08-15 | 4.2757 | 4.162 | 4.1131 | 3.9658 | 4.0772 | 4.2326 | 4.2825 | 4.1256 | 4.747 | 4.5527 | 4.4829 | 4.4532 | 4.5437 | 4.4643 | 4.4955 | 4.9456 | 5.0928 | 5.5152 | 5.6739 | 5.6904 | 5.5406 | 5.1087 | 4.773 | 4.4097
2038-08-16 | 4.3862 | 4.26 | 4.1913 | 4.0948 | 4.1879 | 4.426 | 4.6546 | 4.5198 | 5.039 | 5.1473 | 4.8708 | 4.7845 | 4.8558 | 4.9795 | 4.8534 | 4.9285 | 5.2797 | 5.6497 | 5.7735 | 5.802 | 5.5129 | 5.1458 | 4.8462 | 4.51
2038-08-17 | 4.3498 | 4.2158 | 4.1431 | 4.0888 | 4.1304 | 4.3484 | 4.7519 | 4.7596 | 4.9564 | 4.7461 | 4.6697 | 4.8527 | 4.664 | 4.4477 | 4.6834 | 4.8978 | 5.2797 | 5.4736 | 5.7398 | 5.8305 | 5.5922 | 5.319 | 4.9535 | 4.6359
2038-08-18 | 4.4449 | 4.345 | 4.2258 | 4.1569 | 4.2206 | 4.5506 | 4.853 | 4.8808 | 5.0372 | 4.9632 | 4.7631 | 4.8043 | 4.875 | 4.7479 | 4.9089 | 5.4798 | 5.6954 | 5.827 | 5.915 | 5.9594 | 5.602 | 5.3683 | 4.8747 | 4.6841
2038-08-19 | 4.577 | 4.4277 | 4.4194 | 4.2771 | 4.2794 | 4.6251 | 5.0757 | 4.8316 | 5.0759 | 4.8941 | 4.8265 | 5.0227 | 4.9715 | 4.6557 | 4.6314 | 5.0204 | 5.2404 | 5.4605 | 5.7164 | 5.7728 | 5.5639 | 5.2628 | 4.9397 | 4.5682
2038-08-20 | 4.4417 | 4.3367 | 4.2883 | 4.176 | 4.1883 | 4.5256 | 4.8989 | 4.8807 | 5.0895 | 5.1443 | 5.0516 | 4.9548 | 4.9269 | 4.8577 | 5.0938 | 5.3526 | 5.5523 | 5.9001 | 5.905 | 5.8435 | 5.6316 | 5.2795 | 4.9591 | 4.6147
2038-08-21 | 4.463 | 4.3795 | 4.2634 | 4.2065 | 4.1651 | 4.3026 | 4.5369 | 4.7525 | 5.0004 | 4.9402 | 4.85 | 4.8585 | 4.8466 | 4.815 | 4.9122 | 5.1714 | 5.3916 | 5.6437 | 5.5303 | 5.6071 | 5.4274 | 5.2466 | 4.9116 | 4.5197
2038-08-22 | 4.3569 | 4.2231 | 4.2455 | 4.132 | 4.1488 | 4.4081 | 4.5203 | 4.7463 | 5.1154 | 4.9894 | 4.9177 | 4.9246 | 4.8101 | 4.9476 | 4.8816 | 5.0725 | 5.2011 | 5.658 | 5.7661 | 5.9408 | 5.7786 | 5.4359 | 5.0413 | 4.7015
2038-08-23 | 4.5827 | 4.3748 | 4.3375 | 4.1931 | 4.2712 | 4.5027 | 4.9065 | 5.18 | 5.3766 | 5.0835 | 4.9143 | 4.9213 | 4.8063 | 4.9203 | 4.8876 | 5.0777 | 5.247 | 5.5331 | 5.7255 | 5.8416 | 5.501 | 5.2285 | 4.7832 | 4.5272
2038-08-24 | 4.6026 | 4.4926 | 4.4205 | 4.3825 | 4.5951 | 4.9027 | 5.3233 | 5.2819 | 5.4874 | 5.4661 | 5.6559 | 5.4682 | 5.5729 | 5.3921 | 5.5394 | 5.7814 | 6.0409 | 6.2891 | 6.2953 | 6.4544 | 6.0787 | 5.7482 | 5.3005 | 4.9718
2038-08-25 | 4.5354 | 4.4702 | 4.4411 | 4.4013 | 4.3407 | 4.6782 | 4.8915 | 4.895 | 5.1721 | 4.8927 | 4.7 | 4.7423 | 4.9059 | 4.5991 | 4.798 | 5.0815 | 5.2567 | 5.6038 | 5.6802 | 5.7005 | 5.3254 | 5.0436 | 4.7466 | 4.4368
2038-08-26 | 4.473 | 4.4176 | 4.3902 | 4.3301 | 4.3864 | 4.4741 | 4.7122 | 4.5782 | 4.7364 | 5.2177 | 5.2108 | 5.095 | 4.9521 | 4.8574 | 4.9159 | 5.3066 | 5.5014 | 5.5784 | 5.5601 | 5.6799 | 5.5856 | 5.3536 | 4.9021 | 4.5793
2038-08-27 | 4.4319 | 4.362 | 4.2698 | 4.2383 | 4.3618 | 4.5754 | 4.594 | 4.6686 | 4.7647 | 4.7687 | 4.7177 | 4.5945 | 4.5503 | 4.8262 | 4.9824 | 5.0794 | 5.2237 | 5.6601 | 5.6298 | 5.5229 | 5.4434 | 5.3164 | 4.8889 | 4.4897
2038-08-28 | 4.3758 | 4.2674 | 4.2582 | 4.231 | 4.2923 | 4.4954 | 4.5128 | 4.6109 | 4.8256 | 4.7235 | 4.625 | 4.7638 | 4.8399 | 4.5018 | 4.6091 | 4.8312 | 4.9111 | 5.6888 | 5.6457 | 5.5786 | 5.407 | 5.0571 | 4.6919 | 4.4747
2038-08-29 | 4.3373 | 4.2652 | 4.3484 | 4.2728 | 4.3369 | 4.5463 | 4.7688 | 4.7711 | 5.0224 | 4.9815 | 4.8128 | 4.8189 | 4.7508 | 4.6035 | 4.7394 | 4.7817 | 5.0998 | 5.5245 | 5.6955 | 5.6334 | 5.2282 | 5.0202 | 4.6749 | 4.4373
2038-08-30 | 4.2909 | 4.1877 | 4.1571 | 4.1854 | 4.2308 | 4.3966 | 4.5358 | 4.6637 | 4.8554 | 4.7001 | 4.6829 | 4.6744 | 4.6378 | 4.6664 | 4.9031 | 5.1713 | 5.3701 | 5.6008 | 5.5643 | 5.5854 | 5.359 | 5.1194 | 4.719 | 4.501
2038-08-31 | 4.3033 | 4.1999 | 4.1374 | 3.9688 | 3.9858 | 4.1835 | 4.2735 | 4.344 | 4.4336 | 4.6592 | 4.8437 | 4.7076 | 4.7639 | 4.6411 | 4.8469 | 4.8071 | 5.1073 | 5.6022 | 5.7379 | 5.8754 | 5.3941 | 5.1364 | 4.7022 | 4.5338
2038-09-01 | 4.395 | 4.2501 | 4.1905 | 4.1382 | 4.2114 | 4.5117 | 4.8535 | 4.9301 | 5.0158 | 5.0214 | 4.9984 | 5.1926 | 5.1689 | 4.8497 | 5.1839 | 5.0777 | 5.3338 | 5.7978 | 5.9241 | 5.6468 | 5.1859 | 5.203 | 4.8481 | 4.5366
2038-09-02 | 4.3553 | 4.3026 | 4.2175 | 4.2046 | 4.187 | 4.4873 | 4.709 | 4.9695 | 5.1623 | 4.9637 | 4.7387 | 4.8659 | 4.9278 | 4.6873 | 4.679 | 4.9915 | 5.298 | 5.7141 | 5.7206 | 5.9741 | 5.7955 | 5.4764 | 4.9358 | 4.5486
2038-09-03 | 4.4093 | 4.2548 | 4.2868 | 4.1867 | 4.2377 | 4.4943 | 4.9211 | 4.9066 | 5.2501 | 5.1626 | 4.969 | 4.9901 | 5.2939 | 5.0871 | 5.1049 | 5.1122 | 5.3682 | 5.7262 | 5.6788 | 5.5269 | 5.3022 | 4.9778 | 4.7002 | 4.382
2038-09-04 | 4.3249 | 4.2056 | 4.1586 | 4.1096 | 4.1572 | 4.3407 | 4.4723 | 4.5804 | 4.7114 | 4.6828 | 4.7544 | 4.7711 | 4.5366 | 4.381 | 4.5059 | 4.5183 | 4.7832 | 5.2439 | 5.3823 | 5.3567 | 5.1826 | 4.8559 | 4.6576 | 4.361
2038-09-05 | 4.2617 | 4.1844 | 4.1604 | 4.0801 | 4.1285 | 4.2539 | 4.3786 | 4.5801 | 4.6692 | 4.668 | 4.5925 | 4.6849 | 4.8223 | 4.8511 | 4.7218 | 5.003 | 5.1595 | 5.2485 | 5.4059 | 5.4794 | 5.2112 | 4.9338 | 4.5052 | 4.2638
2038-09-06 | 4.2046 | 4.1177 | 4.0021 | 3.9493 | 4.0462 | 4.3421 | 4.598 | 4.4644 | 4.702 | 4.6494 | 4.4317 | 4.7374 | 4.665 | 4.6492 | 4.8573 | 5.0421 | 5.3688 | 5.7018 | 5.979 | 6.1463 | 5.9322 | 5.5695 | 5.06 | 4.7465
2038-09-07 | 4.6198 | 4.4833 | 4.4273 | 4.1929 | 4.1263 | 4.3858 | 4.5962 | 4.7483 | 4.7018 | 4.7298 | 4.6504 | 4.6591 | 4.6275 | 4.7214 | 4.6346 | 4.8129 | 4.9965 | 5.3609 | 5.6072 | 5.5686 | 5.1326 | 4.9631 | 4.6063 | 4.487
2038-09-08 | 4.4795 | 4.3257 | 4.2686 | 4.2206 | 4.3307 | 4.6009 | 5.0369 | 5.0603 | 5.2268 | 5.2583 | 4.9262 | 5.2845 | 5.2131 | 4.9626 | 5.1207 | 5.2335 | 5.6921 | 5.859 | 5.9704 | 5.8967 | 5.3681 | 5.1462 | 4.7142 | 4.4059
2038-09-09 | 4.2268 | 4.2171 | 4.1242 | 4.1423 | 4.2125 | 4.6094 | 4.9159 | 5.1233 | 5.1787 | 4.9888 | 4.913 | 5.0202 | 4.9732 | 4.7744 | 4.8414 | 5.251 | 5.4681 | 5.9548 | 6.0597 | 6.1495 | 5.9605 | 5.6873 | 5.1122 | 4.8318
2038-09-10 | 4.5905 | 4.3771 | 4.3256 | 4.2441 | 4.2685 | 4.5661 | 4.8243 | 4.8962 | 5.0033 | 4.9777 | 5.0014 | 5.025 | 4.9793 | 4.9416 | 5.0371 | 5.245 | 5.233 | 5.7755 | 5.834 | 5.6716 | 5.4482 | 5.2915 | 4.9444 | 4.6569
2038-09-11 | 4.4166 | 4.3244 | 4.3159 | 4.1361 | 4.1939 | 4.492 | 4.7511 | 4.8961 | 5.147 | 5 | 5.1568 | 5.0953 | 5.2878 | 5.099 | 4.7512 | 5.106 | 5.2808 | 5.6001 | 5.6277 | 5.376 | 5.1494 | 4.9119 | 4.7127 | 4.5348
2038-09-12 | 4.394 | 4.3148 | 4.28 | 4.2314 | 4.2294 | 4.4079 | 4.3604 | 4.5601 | 4.8454 | 4.7862 | 4.8634 | 4.9314 | 4.926 | 5.057 | 5.0399 | 5.2199 | 5.4789 | 5.919 | 6.2552 | 6.0204 | 5.7648 | 5.5108 | 4.9568 | 4.6808
2038-09-13 | 4.4868 | 4.3462 | 4.2839 | 4.2233 | 4.3487 | 4.5964 | 4.8387 | 5.1741 | 5.4603 | 5.087 | 5.0087 | 4.9235 | 4.9365 | 5.058 | 5.3511 | 5.282 | 5.4618 | 5.8267 | 6.0379 | 6.01 | 5.7403 | 5.4028 | 4.9831 | 4.6217
2038-09-14 | 4.4975 | 4.3152 | 4.2692 | 4.187 | 4.2801 | 4.6211 | 4.5916 | 4.9732 | 5.2274 | 4.9914 | 5.184 | 5.2411 | 5.1826 | 5.1849 | 4.9186 | 5.2394 | 5.4166 | 5.8853 | 5.9134 | 5.8661 | 5.3508 | 5.0478 | 4.8846 | 4.5214
2038-09-15 | 4.357 | 4.0991 | 4.1099 | 4.2413 | 4.2693 | 4.5193 | 4.6867 | 4.8544 | 4.9348 | 4.8066 | 4.982 | 4.8362 | 4.9696 | 4.7668 | 4.8923 | 5.0873 | 5.2386 | 5.6586 | 5.9415 | 5.9123 | 5.5594 | 5.3117 | 4.901 | 4.5475
2038-09-16 | 4.3521 | 4.2259 | 4.1794 | 4.1785 | 4.2655 | 4.6592 | 4.7222 | 5.022 | 5.5212 | 5.216 | 4.9789 | 5.0462 | 5.0176 | 4.8387 | 4.873 | 5.0704 | 5.3055 | 5.6479 | 5.7884 | 5.8721 | 5.5162 | 5.2487 | 4.8339 | 4.497
2038-09-17 | 4.3491 | 4.3055 | 4.1896 | 4.2014 | 4.311 | 4.5272 | 4.5391 | 4.6173 | 4.8845 | 4.7377 | 4.7623 | 4.7237 | 4.598 | 4.6014 | 4.6643 | 4.8715 | 4.8188 | 5.3004 | 5.4435 | 5.5103 | 5.161 | 5.0585 | 4.7508 | 4.4485
2038-09-18 | 4.2733 | 4.1995 | 4.1935 | 4.1609 | 4.2986 | 4.423 | 4.5428 | 4.6722 | 4.7596 | 4.6948 | 4.589 | 4.6909 | 4.5809 | 4.4707 | 4.5607 | 4.5847 | 4.7967 | 5.2969 | 5.5821 | 5.6395 | 5.3455 | 5.1865 | 4.8479 | 4.5807
2038-09-19 | 4.3955 | 4.3281 | 4.2866 | 4.2267 | 4.1199 | 4.4328 | 4.4198 | 4.5769 | 4.739 | 4.6669 | 4.6146 | 4.6169 | 4.7547 | 4.6274 | 4.6623 | 4.7666 | 5.154 | 5.726 | 5.9598 | 5.9169 | 5.7158 | 5.4427 | 5.0284 | 4.6291
2038-09-20 | 4.5046 | 4.3439 | 4.4325 | 4.4437 | 4.4737 | 4.6935 | 4.8994 | 5.2274 | 5.3265 | 5.1136 | 5.2055 | 5.4942 | 5.5477 | 5.5118 | 5.5225 | 5.5599 | 5.5961 | 5.9872 | 6.1588 | 6.1453 | 5.6378 | 5.3087 | 4.7601 | 4.4944
2038-09-21 | 4.4101 | 4.2864 | 4.259 | 4.2328 | 4.3161 | 4.6226 | 4.7263 | 4.9532 | 4.9462 | 4.9023 | 4.8645 | 4.9037 | 4.9627 | 4.8717 | 4.8556 | 5.1007 | 5.2564 | 5.7377 | 5.9781 | 6.0129 | 5.7431 | 5.4993 | 5.0778 | 4.7811
2038-09-22 | 4.4923 | 4.3747 | 4.3731 | 4.3071 | 4.3778 | 4.737 | 4.9424 | 4.9572 | 5.2204 | 4.9742 | 4.9492 | 4.8614 | 4.7579 | 4.6565 | 4.7651 | 4.8734 | 5.1323 | 5.4809 | 5.7427 | 5.6722 | 5.3685 | 5.1373 | 4.9035 | 4.5738
2038-09-23 | 4.6036 | 4.4326 | 4.3604 | 4.4101 | 4.4283 | 4.7277 | 4.9462 | 4.9797 | 5.099 | 4.9047 | 5.0207 | 5.1988 | 5.5007 | 5.4433 | 5.5005 | 5.8804 | 6.2106 | 6.4931 | 6.5673 | 6.5572 | 6.2538 | 5.6464 | 5.2239 | 4.9548
2038-09-24 | 4.5111 | 4.4044 | 4.2957 | 4.2674 | 4.4226 | 4.6381 | 4.8641 | 4.9182 | 5.0637 | 5.0858 | 5.1113 | 5.4615 | 5.178 | 5.1063 | 5.2839 | 5.555 | 5.7723 | 6.002 | 6.1593 | 6.0384 | 5.8434 | 5.6854 | 5.208 | 4.8562
2038-09-25 | 4.7343 | 4.6919 | 4.4466 | 4.4128 | 4.4701 | 4.5655 | 4.5788 | 4.8963 | 4.9745 | 5.0094 | 4.7419 | 4.6608 | 4.9501 | 4.9045 | 5.1083 | 5.1666 | 5.3313 | 5.5208 | 5.5412 | 5.2398 | 5.1176 | 5.0124 | 4.752 | 4.3694
2038-09-26 | 4.2219 | 4.2586 | 4.1635 | 4.2419 | 4.3014 | 4.459 | 4.679 | 4.8391 | 4.937 | 5.063 | 5.0394 | 5.0685 | 4.9882 | 4.8248 | 4.6367 | 4.9671 | 5.1617 | 5.5397 | 5.7096 | 5.738 | 5.5389 | 5.2456 | 4.8306 | 4.6171
2038-09-27 | 4.4992 | 4.3116 | 4.3259 | 4.2701 | 4.2326 | 4.41 | 4.5047 | 4.7514 | 4.7432 | 4.8257 | 4.927 | 5.3019 | 5.3547 | 5.2386 | 5.1371 | 5.3109 | 5.4797 | 5.7705 | 6.0457 | 5.771 | 5.494 | 5.125 | 4.718 | 4.5019
2038-09-28 | 4.43 | 4.3634 | 4.3715 | 4.3199 | 4.3888 | 4.7016 | 4.8451 | 4.8529 | 4.9491 | 4.9151 | 4.871 | 5.2009 | 4.9688 | 4.7671 | 4.8527 | 5.0892 | 5.3674 | 5.8517 | 5.9774 | 5.9269 | 5.5233 | 5.4928 | 5.1511 | 4.799
2038-09-29 | 4.6508 | 4.5261 | 4.5318 | 4.4521 | 4.549 | 4.7194 | 4.8947 | 4.9933 | 4.9724 | 4.9401 | 4.933 | 5.0375 | 4.9936 | 4.9984 | 4.937 | 5.2194 | 5.6537 | 5.8031 | 5.9308 | 5.8579 | 5.5562 | 5.2988 | 4.9467 | 4.6383
2038-09-30 | 4.5693 | 4.5325 | 4.4594 | 4.4173 | 4.4894 | 4.7693 | 4.9713 | 5.1639 | 5.2293 | 5.0712 | 5.117 | 5.0024 | 4.8713 | 4.7531 | 4.9446 | 5.2075 | 5.6209 | 5.9351 | 6.2161 | 6.1768 | 5.996 | 5.8007 | 5.1693 | 4.8206
2038-10-01 | 4.5719 | 4.4819 | 4.3011 | 4.2559 | 4.2773 | 4.5743 | 4.7865 | 4.8721 | 4.9441 | 4.9089 | 4.7505 | 4.8501 | 4.9135 | 4.9026 | 4.7808 | 5.0204 | 5.404 | 5.7416 | 5.7165 | 5.5493 | 5.3354 | 5.1302 | 4.7268 | 4.4681
2038-10-02 | 4.3478 | 4.3584 | 4.2454 | 4.169 | 4.2036 | 4.4441 | 4.3187 | 4.6393 | 4.6677 | 4.7544 | 4.6242 | 4.8186 | 4.8325 | 4.4854 | 4.748 | 4.9831 | 5.2697 | 5.5543 | 5.7011 | 5.6621 | 5.2911 | 5.1892 | 4.8676 | 4.5397
2038-10-03 | 4.3409 | 4.1776 | 4.2126 | 4.2054 | 4.1563 | 4.2892 | 4.2703 | 4.5256 | 4.61 | 4.5926 | 4.6944 | 4.8643 | 4.8332 | 4.8744 | 5.0103 | 5.0903 | 5.2821 | 5.4449 | 5.4287 | 5.4516 | 5.0938 | 4.9823 | 4.641 | 4.3206
2038-10-04 | 4.218 | 4.203 | 4.1571 | 4.0743 | 3.9818 | 4.2484 | 4.4156 | 4.5163 | 4.8712 | 4.9796 | 4.9157 | 5.1231 | 4.9889 | 4.8831 | 5.0852 | 5.062 | 5.2362 | 5.4724 | 5.8325 | 5.7057 | 5.6168 | 5.3801 | 5.0047 | 4.6885
2038-10-05 | 4.5372 | 4.4408 | 4.2971 | 4.1553 | 4.1852 | 4.4379 | 4.4991 | 4.6981 | 4.8113 | 4.7926 | 4.9565 | 4.9851 | 4.9978 | 5.0442 | 4.9935 | 5.0291 | 5.4894 | 5.8059 | 5.8607 | 5.6605 | 5.3012 | 5.0734 | 4.8543 | 4.5141
2038-10-06 | 4.3302 | 4.2209 | 4.1888 | 4.1902 | 4.2512 | 4.4199 | 4.4582 | 5.0274 | 5.1066 | 5.0337 | 5.1237 | 5.0759 | 5.085 | 4.9462 | 4.9641 | 5.1011 | 5.448 | 5.8555 | 6.059 | 5.9605 | 5.6144 | 5.2981 | 5.0053 | 4.6342
2038-10-07 | 4.6165 | 4.5533 | 4.5845 | 4.5174 | 4.5698 | 4.9491 | 5.1058 | 5.4134 | 5.5372 | 5.4077 | 5.6406 | 5.3444 | 5.1664 | 4.9294 | 5.7555 | 5.9715 | 6.1839 | 6.4326 | 6.4002 | 6.4576 | 6.2577 | 6.0477 | 5.4345 | 4.9626
2038-10-08 | 4.6837 | 4.5476 | 4.4449 | 4.4353 | 4.4967 | 4.6872 | 4.7832 | 4.8972 | 5.0763 | 5.0034 | 5.0353 | 5.313 | 5.0208 | 5.4142 | 5.471 | 5.5407 | 5.8136 | 6.1323 | 5.9668 | 5.7852 | 5.4973 | 5.2278 | 4.9291 | 4.5305
2038-10-09 | 4.3987 | 4.2318 | 4.2181 | 4.1888 | 4.2344 | 4.4323 | 4.6075 | 4.8212 | 4.9809 | 4.9176 | 4.9429 | 5.0801 | 4.7141 | 4.5432 | 4.7813 | 5.1477 | 5.4097 | 5.7176 | 5.7356 | 5.6622 | 5.5077 | 5.3029 | 4.8668 | 4.556
2038-10-10 | 4.3878 | 4.2444 | 4.2292 | 4.164 | 4.164 | 4.3566 | 4.3761 | 4.5789 | 4.7286 | 4.7249 | 4.7872 | 4.8757 | 5.0635 | 4.9949 | 5.129 | 5.3264 | 5.339 | 5.6326 | 5.6563 | 5.6228 | 5.2718 | 5.0417 | 4.7135 | 4.359
2038-10-11 | 4.2779 | 4.1776 | 4.1235 | 4.1473 | 4.3485 | 4.5501 | 4.5527 | 4.7376 | 5.0525 | 5.0651 | 5.1037 | 5.0257 | 4.9156 | 4.7337 | 5.0459 | 5.1275 | 5.3873 | 5.733 | 5.9202 | 5.7765 | 5.4739 | 5.232 | 5.0112 | 4.6102
2038-10-12 | 4.4678 | 4.3392 | 4.2398 | 4.2375 | 4.3016 | 4.5476 | 4.8424 | 4.9959 | 5.1204 | 5.0638 | 5.054 | 5.2159 | 5.1306 | 5.2572 | 5.2316 | 5.4288 | 5.3995 | 5.577 | 5.7526 | 5.6017 | 5.3274 | 5.0214 | 4.7518 | 4.4519
2038-10-13 | 4.3475 | 4.1481 | 4.1584 | 4.23 | 4.3696 | 4.6342 | 4.5272 | 4.8386 | 5.1102 | 5.0054 | 5.0502 | 5.0184 | 5.0486 | 4.7851 | 4.699 | 5.0417 | 5.35 | 5.7075 | 5.8715 | 5.5496 | 5.2899 | 5.2144 | 4.903 | 4.5214
2038-10-14 | 4.4657 | 4.3463 | 4.3103 | 4.2719 | 4.3275 | 4.6561 | 4.5154 | 4.8337 | 5.2943 | 5.3141 | 5.5647 | 5.303 | 5.0309 | 4.9599 | 5.1291 | 5.2591 | 5.4503 | 5.8744 | 5.7604 | 5.6247 | 5.3566 | 5.1692 | 4.9775 | 4.5851
2038-10-15 | 4.4114 | 4.3335 | 4.2743 | 4.2317 | 4.2637 | 4.4416 | 4.5259 | 4.748 | 5.0285 | 5.0307 | 4.8456 | 5.1163 | 5.086 | 4.9548 | 5.1963 | 5.2947 | 5.5831 | 6.1876 | 6.2655 | 6.0348 | 5.7418 | 5.5428 | 5.1208 | 4.8238
2038-10-16 | 4.439 | 4.3262 | 4.2861 | 4.2899 | 4.3336 | 4.4373 | 4.6762 | 4.6805 | 4.8292 | 4.8882 | 4.8197 | 4.9407 | 4.9768 | 4.9559 | 5.0175 | 5.1862 | 5.2539 | 5.6285 | 5.5687 | 5.5037 | 5.4102 | 5.1915 | 4.9932 | 4.6566
2038-10-17 | 4.6543 | 4.4929 | 4.405 | 4.3836 | 4.4321 | 4.5899 | 4.8262 | 5.1353 | 5.1393 | 5.1852 | 5.1161 | 5.2064 | 5.2721 | 5.3561 | 5.4807 | 5.4496 | 5.8031 | 6.0452 | 6.2538 | 5.9783 | 5.8576 | 5.5534 | 5.0893 | 4.5944
2038-10-18 | 4.5667 | 4.4393 | 4.3544 | 4.2611 | 4.3325 | 4.5842 | 4.8821 | 5.178 | 5.1455 | 5.0304 | 5.1101 | 5.1145 | 5.1326 | 5.3622 | 5.4515 | 5.4893 | 5.6943 | 5.7931 | 5.9193 | 5.5924 | 5.3534 | 5.0175 | 4.7753 | 4.5667
2038-10-19 | 4.5032 | 4.3333 | 4.2683 | 4.1938 | 4.3321 | 4.6017 | 4.9318 | 5.0972 | 5.1537 | 4.8535 | 5.0097 | 5.1321 | 5.1921 | 5.1938 | 5.3489 | 5.5107 | 5.6809 | 5.9976 | 6.1807 | 5.8401 | 5.4732 | 5.2245 | 4.8433 | 4.5789
2038-10-20 | 4.448 | 4.3144 | 4.1995 | 4.1787 | 4.277 | 4.4733 | 4.8811 | 4.7912 | 5.1233 | 4.9616 | 5.0039 | 4.8819 | 4.9965 | 4.7349 | 5.1942 | 5.2577 | 5.4811 | 5.679 | 6.0471 | 5.8062 | 5.4356 | 5.1603 | 4.7736 | 4.4737
2038-10-21 | 4.3591 | 4.2363 | 4.1529 | 4.1913 | 4.3075 | 4.5635 | 4.9696 | 4.9961 | 5.1302 | 5.083 | 5.1227 | 5.1935 | 5.1813 | 5.1604 | 5.1616 | 5.3697 | 5.5515 | 5.9732 | 5.8226 | 5.5965 | 5.3534 | 5.0044 | 4.6936 | 4.4185
2038-10-22 | 4.2777 | 4.2943 | 4.264 | 4.215 | 4.31 | 4.4822 | 4.786 | 4.9277 | 5.1343 | 4.9985 | 5.0265 | 5.0623 | 5.1092 | 5.0721 | 5.0955 | 5.3397 | 5.6622 | 5.905 | 6.0075 | 5.9043 | 5.6788 | 5.4583 | 5.1032 | 4.7768
2038-10-23 | 4.6178 | 4.4381 | 4.3124 | 4.2529 | 4.3736 | 4.7023 | 4.9393 | 5.1965 | 5.2255 | 5.0512 | 4.8877 | 5.0043 | 5.0931 | 4.8912 | 5.1135 | 5.2853 | 5.5108 | 5.7618 | 5.7322 | 5.5464 | 5.2201 | 5.0425 | 4.7365 | 4.3664
2038-10-24 | 4.2754 | 4.1887 | 4.1959 | 4.1518 | 4.1035 | 4.3433 | 4.3438 | 4.5457 | 4.7028 | 4.9566 | 4.7663 | 4.8391 | 4.8156 | 4.7508 | 4.9363 | 5.0026 | 5.2537 | 5.6638 | 5.7326 | 5.7138 | 5.4736 | 5.1404 | 4.7802 | 4.4223
2038-10-25 | 4.3148 | 4.1751 | 4.2176 | 4.1284 | 4.2124 | 4.4596 | 4.6873 | 4.8872 | 4.9455 | 4.9733 | 4.8881 | 5.0417 | 5.0273 | 5.024 | 5.1998 | 5.3372 | 5.7068 | 5.9368 | 6.1018 | 5.9717 | 5.6709 | 5.3957 | 5.0191 | 4.6589
2038-10-26 | 4.5 | 4.2537 | 4.1238 | 4.1205 | 4.1107 | 4.3395 | 4.6854 | 4.8475 | 5.1956 | 4.9775 | 4.9201 | 4.8619 | 5.0496 | 4.9068 | 5.0009 | 5.3171 | 5.6367 | 5.9532 | 6.0511 | 5.8767 | 5.5144 | 5.2099 | 4.9425 | 4.5717
2038-10-27 | 4.4546 | 4.3129 | 4.1815 | 4.1351 | 4.0888 | 4.4236 | 4.7157 | 4.8841 | 5.0643 | 5.0003 | 4.8939 | 4.7948 | 4.9049 | 4.7676 | 4.8858 | 5.0197 | 5.4562 | 5.9088 | 6.0952 | 5.9181 | 5.6608 | 5.4146 | 4.9739 | 4.582
2038-10-28 | 4.4781 | 4.3325 | 4.2275 | 4.2285 | 4.2663 | 4.4615 | 4.7247 | 4.7889 | 4.858 | 4.8938 | 4.8845 | 4.8915 | 4.7914 | 4.5095 | 4.8877 | 5.0456 | 5.5402 | 5.9363 | 5.8058 | 5.4928 | 5.2414 | 5.1038 | 4.7774 | 4.5172
2038-10-29 | 4.3984 | 4.3057 | 4.2461 | 4.2604 | 4.2283 | 4.5147 | 4.6475 | 4.9391 | 5.0063 | 5.0608 | 4.9088 | 5.0208 | 4.9453 | 4.7995 | 4.9612 | 5.3124 | 5.5435 | 5.9025 | 5.9165 | 5.7501 | 5.4861 | 5.1951 | 4.8967 | 4.6133
2038-10-30 | 4.447 | 4.3752 | 4.2604 | 4.2946 | 4.322 | 4.4823 | 4.6197 | 4.7046 | 4.9181 | 4.9644 | 4.9335 | 5.0148 | 4.9296 | 5.0274 | 5.0272 | 5.4804 | 5.6767 | 5.8286 | 5.856 | 5.5912 | 5.2775 | 4.9163 | 4.7539 | 4.4062
2038-10-31 | 4.3495 | 4.2377 | 4.1897 | 3.9834 | 4.0411 | 4.3054 | 4.5025 | 4.6812 | 5.0077 | 4.8628 | 4.9307 | 4.7632 | 4.7988 | 4.8256 | 4.9602 | 5.0688 | 5.5269 | 5.8185 | 5.9696 | 5.6879 | 5.415 | 5.1937 | 4.853 | 4.5163
2038-11-01 | 4.2653 | 3.976 | 3.9697 | 3.9129 | 4.1605 | 4.3666 | 4.5898 | 4.7065 | 4.8136 | 4.7552 | 4.6592 | 4.6279 | 4.8131 | 4.6937 | 4.7165 | 5.2514 | 5.6183 | 6.0045 | 6.1217 | 5.9113 | 5.5421 | 5.2705 | 4.9572 | 4.6024
2038-11-02 | 4.4161 | 4.2269 | 4.143 | 4.0947 | 4.2581 | 4.5859 | 4.9468 | 4.9673 | 5.0243 | 5.0307 | 4.936 | 4.8859 | 4.9134 | 4.7555 | 4.9961 | 5.3674 | 5.7025 | 6.0576 | 6.0984 | 5.8623 | 5.6054 | 5.3247 | 4.9042 | 4.7498
2038-11-03 | 4.5779 | 4.4685 | 4.3543 | 4.3059 | 4.3548 | 4.7332 | 4.9799 | 5.091 | 5.2028 | 4.8982 | 4.8282 | 4.9108 | 4.9349 | 4.954 | 4.8689 | 5.1596 | 5.6146 | 5.9134 | 5.9571 | 5.8311 | 5.53 | 5.2849 | 4.8701 | 4.5604
2038-11-04 | 4.4522 | 4.3298 | 4.2879 | 4.3352 | 4.344 | 4.5205 | 4.9659 | 5.3095 | 5.2578 | 5.0089 | 5.0857 | 4.8294 | 4.9622 | 4.643 | 4.7815 | 4.7429 | 4.6534 | 5.0417 | 5.5378 | 5.6196 | 5.3169 | 5.1165 | 4.8844 | 4.6556
2038-11-05 | 4.1989 | 3.9029 | 4.0034 | 3.9699 | 4.3092 | 4.6663 | 4.9255 | 5.2119 | 5.2406 | 5.1412 | 5.0714 | 5.0886 | 5.1617 | 4.9239 | 4.9129 | 5.3099 | 5.4634 | 5.7593 | 5.7714 | 5.5556 | 5.2279 | 4.9771 | 4.672 | 4.3018
2038-11-06 | 4.1155 | 4.0666 | 4.0493 | 4.047 | 4.2404 | 4.2911 | 4.5288 | 4.7346 | 4.9842 | 4.9039 | 4.8316 | 4.7947 | 4.8423 | 4.9014 | 4.9449 | 5.0942 | 5.4173 | 5.784 | 5.7219 | 5.3361 | 5.0698 | 4.9463 | 4.6418 | 4.3538
2038-11-07 | 4.2134 | 4.1442 | 4.0356 | 3.9465 | 4.0943 | 4.2787 | 4.3808 | 4.6278 | 4.7878 | 4.7467 | 4.9523 | 4.8286 | 4.8989 | 4.917 | 5.0759 | 5.1921 | 5.4723 | 5.6146 | 5.6234 | 5.5286 | 5.2179 | 5.03 | 4.7052 | 4.4742
2038-11-08 | 4.3812 | 4.2747 | 4.2581 | 4.072 | 4.2378 | 4.3418 | 4.5004 | 4.7516 | 4.903 | 4.8166 | 4.768 | 4.7496 | 4.8081 | 4.9854 | 5.0404 | 5.1973 | 5.4633 | 5.7745 | 5.932 | 5.6671 | 5.485 | 5.2105 | 4.7623 | 4.5268
2038-11-09 | 4.6516 | 4.5277 | 4.4133 | 4.5688 | 4.7478 | 4.944 | 4.9504 | 5.1388 | 5.4385 | 5.2836 | 5.0808 | 5.224 | 5.273 | 5.2117 | 5.4529 | 5.5151 | 5.9301 | 6.4445 | 6.5542 | 6.1846 | 5.8194 | 5.4392 | 5.0818 | 4.7516
2038-11-10 | 4.315 | 4.2031 | 4.125 | 4.1677 | 4.0722 | 4.4411 | 4.6651 | 4.5134 | 4.9692 | 4.7668 | 4.8851 | 4.8242 | 5.0386 | 4.8053 | 5.043 | 5.3496 | 5.5162 | 6.0435 | 6.1761 | 5.9685 | 5.7022 | 5.4949 | 4.9802 | 4.7006
2038-11-11 | 4.554 | 4.4181 | 4.4126 | 4.2875 | 4.3665 | 4.5203 | 4.7546 | 5.2539 | 5.3962 | 5.0832 | 4.8489 | 4.7492 | 4.7854 | 4.9807 | 4.9819 | 5.2251 | 5.5234 | 5.8347 | 5.9373 | 5.7059 | 5.5343 | 5.3422 | 4.901 | 4.564
2038-11-12 | 4.3724 | 4.2896 | 4.2923 | 4.2778 | 4.3653 | 4.6852 | 4.8933 | 5.235 | 5.17 | 5.1023 | 4.9786 | 5.0975 | 5.3355 | 5.0063 | 5.1565 | 5.3883 | 5.5809 | 5.9863 | 6.0534 | 5.8128 | 5.4523 | 5.2879 | 4.8692 | 4.5556
2038-11-13 | 4.4792 | 4.343 | 4.3112 | 4.3053 | 4.366 | 4.5992 | 4.7832 | 4.8473 | 5.1883 | 4.9071 | 4.9834 | 4.9966 | 4.9684 | 4.9822 | 4.9312 | 4.9346 | 5.1258 | 5.4357 | 5.4541 | 5.2386 | 5.0511 | 4.8773 | 4.6165 | 4.3508
2038-11-14 | 4.2311 | 4.0594 | 4.1594 | 4.217 | 4.3052 | 4.5423 | 4.7864 | 5.0582 | 5.16 | 5.1445 | 5.0723 | 5.1356 | 5.1197 | 4.8971 | 4.8646 | 5.2331 | 5.4434 | 5.7238 | 5.7359 | 5.486 | 5.1631 | 4.8875 | 4.6602 | 4.2455
2038-11-15 | 4.1786 | 4.0165 | 4.0158 | 4.0412 | 4.2257 | 4.4693 | 4.6616 | 5.0124 | 4.9368 | 4.8087 | 4.9976 | 4.904 | 4.8841 | 4.9246 | 5.3057 | 5.4842 | 5.7718 | 5.9614 | 6.1082 | 5.9018 | 5.6414 | 5.3815 | 4.8045 | 4.6321
2038-11-16 | 4.3734 | 4.1527 | 4.0898 | 4.0503 | 4.2588 | 4.5885 | 4.8498 | 4.989 | 4.9855 | 4.7779 | 4.868 | 4.9935 | 5.1097 | 4.854 | 4.8999 | 5.1142 | 5.4434 | 5.7421 | 5.9105 | 5.665 | 5.3964 | 5.1739 | 4.8572 | 4.5582
2038-11-17 | 4.3388 | 4.1557 | 4.0895 | 4.1604 | 4.2447 | 4.6106 | 5.0077 | 5.1495 | 5.2017 | 4.9759 | 4.9591 | 4.9976 | 5.2558 | 5.1599 | 5.1208 | 5.2633 | 5.6374 | 5.7781 | 5.7881 | 5.6273 | 5.3671 | 5.0636 | 4.8008 | 4.5385
2038-11-18 | 4.4443 | 4.2992 | 4.189 | 4.2039 | 4.2738 | 4.4456 | 4.7102 | 4.9019 | 4.8821 | 4.7234 | 4.8369 | 4.8099 | 4.7366 | 4.8266 | 4.8497 | 5.0554 | 5.2595 | 5.5776 | 5.8011 | 5.616 | 5.3296 | 5.2332 | 4.9029 | 4.6877
2038-11-19 | 4.5722 | 4.472 | 4.3625 | 4.3504 | 4.487 | 4.7235 | 4.8968 | 4.9856 | 5.3413 | 4.9834 | 4.8841 | 4.7305 | 4.9153 | 5.0396 | 4.9915 | 5.0895 | 5.2518 | 5.5418 | 5.7296 | 5.4179 | 5.1986 | 4.9724 | 4.8217 | 4.5291
2038-11-20 | 4.3462 | 4.1863 | 4.1705 | 4.2096 | 4.1176 | 4.3321 | 4.5281 | 4.78 | 4.9363 | 4.7935 | 4.6255 | 4.7354 | 4.6456 | 4.6971 | 4.6348 | 4.8021 | 5.1364 | 5.4314 | 5.5489 | 5.331 | 5.0407 | 4.703 | 4.4613 | 4.3068
2038-11-21 | 4.263 | 4.1413 | 3.9343 | 3.9484 | 3.9154 | 4.2216 | 4.5418 | 4.7005 | 4.9267 | 4.9388 | 4.8493 | 4.803 | 4.9472 | 5.1341 | 5.0205 | 5.2237 | 5.443 | 5.8064 | 5.7865 | 5.4845 | 5.19 | 4.7347 | 4.4659 | 4.3403
2038-11-22 | 4.1951 | 4.0029 | 4.0339 | 3.9053 | 3.9749 | 4.3421 | 4.5076 | 4.8309 | 4.9008 | 4.8266 | 4.6656 | 4.6712 | 4.6918 | 4.6919 | 4.8716 | 5.2691 | 5.5878 | 5.6376 | 5.8523 | 5.7697 | 5.5559 | 5.3632 | 4.8369 | 4.6011
2038-11-23 | 4.4279 | 4.2313 | 4.1742 | 4.1494 | 4.3285 | 4.4175 | 4.7154 | 4.9198 | 5.0953 | 5.0123 | 4.8533 | 4.8411 | 5.0489 | 5.1612 | 5.261 | 5.3138 | 5.6166 | 5.7602 | 5.8573 | 5.6605 | 5.3688 | 5.069 | 4.6598 | 4.3278
2038-11-24 | 4.1951 | 4.0686 | 3.9957 | 4.0925 | 4.1836 | 4.3079 | 4.5301 | 4.8341 | 5.1155 | 5.1466 | 5.111 | 5.1911 | 5.3022 | 5.2414 | 5.3557 | 5.53 | 5.6627 | 5.8595 | 5.8947 | 5.6632 | 5.2941 | 5.0316 | 4.7582 | 4.3617
2038-11-25 | 4.2104 | 4.0714 | 4.0693 | 4.0436 | 4.1777 | 4.3428 | 4.6997 | 4.9911 | 5.4353 | 5.2943 | 5.1174 | 5.0438 | 5.0146 | 5.0743 | 5.086 | 5.2082 | 5.6255 | 5.7263 | 5.6766 | 5.3886 | 5.1733 | 5.0106 | 4.7395 | 4.3605
2038-11-26 | 4.1442 | 4.0671 | 3.9922 | 3.8441 | 3.9598 | 4.0415 | 4.2985 | 4.4444 | 4.7495 | 4.6907 | 4.6619 | 4.5591 | 4.693 | 4.835 | 4.9185 | 5.2045 | 5.3637 | 5.4887 | 5.4422 | 5.2008 | 5.1425 | 4.965 | 4.419 | 4.2173
2038-11-27 | 4.2305 | 4.1635 | 3.8935 | 4.032 | 4.0851 | 4.1352 | 4.3637 | 4.6018 | 4.8223 | 4.7624 | 4.586 | 4.5897 | 4.6415 | 4.6066 | 4.7798 | 4.9375 | 5.1822 | 5.3573 | 5.381 | 5.2443 | 4.9976 | 4.7922 | 4.5104 | 4.3603
2038-11-28 | 3.8105 | 3.6589 | 3.6608 | 3.6606 | 3.6734 | 3.856 | 4.1353 | 4.498 | 4.5486 | 4.4793 | 4.1881 | 4.1567 | 4.2036 | 4.0997 | 4.2718 | 4.3506 | 4.5759 | 4.9467 | 5.0123 | 4.9228 | 4.6787 | 4.3849 | 3.9876 | 3.8034
2038-11-29 | 3.7508 | 3.5683 | 3.5624 | 3.4993 | 3.5575 | 3.8415 | 4.1936 | 4.4503 | 4.5671 | 4.606 | 4.1934 | 4.2257 | 4.2668 | 4.3453 | 4.4634 | 4.6076 | 4.8278 | 5.1818 | 5.2945 | 5.0765 | 4.6381 | 4.2883 | 3.9666 | 3.7734
2038-11-30 | 3.6675 | 3.4942 | 3.3908 | 3.3873 | 3.5361 | 3.881 | 4.1669 | 4.3359 | 4.5073 | 4.5123 | 4.2935 | 4.2449 | 4.455 | 4.1809 | 4.3986 | 4.5631 | 4.6856 | 5.0124 | 5.2682 | 5.201 | 4.9991 | 4.7021 | 4.2186 | 3.9745
2038-12-01 | 3.8791 | 3.7728 | 3.7139 | 3.676 | 3.7841 | 4.2051 | 4.6215 | 4.7617 | 4.6509 | 4.6608 | 4.6267 | 4.4555 | 4.4235 | 4.4546 | 4.5705 | 4.6541 | 4.9726 | 5.2479 | 5.6616 | 5.2468 | 4.8082 | 4.5138 | 4.0673 | 3.729
2038-12-02 | 3.6603 | 3.6177 | 3.5503 | 3.5393 | 3.6129 | 4.0579 | 4.427 | 4.5728 | 4.3884 | 4.2773 | 4.2786 | 4.338 | 4.3422 | 4.2616 | 4.3933 | 4.5941 | 4.7721 | 5.2286 | 5.5821 | 5.5615 | 5.3613 | 5.0197 | 4.5078 | 4.1907
2038-12-03 | 4.0439 | 3.9791 | 3.8354 | 3.8014 | 3.8909 | 4.2326 | 4.6399 | 4.926 | 4.7162 | 4.4127 | 4.3685 | 4.3543 | 4.4152 | 4.307 | 4.4087 | 4.4867 | 4.7691 | 5.0427 | 5.1764 | 4.9344 | 4.7257 | 4.443 | 4.2414 | 3.9905
2038-12-04 | 3.7859 | 3.6596 | 3.6131 | 3.5491 | 3.6223 | 3.942 | 4.0567 | 4.3363 | 4.4299 | 4.5394 | 4.4319 | 4.4463 | 4.4223 | 4.3512 | 4.6044 | 4.7646 | 4.7589 | 5.0097 | 5.1243 | 4.8967 | 4.8369 | 4.6001 | 4.2862 | 4.0288
2038-12-05 | 3.9274 | 3.7666 | 3.7126 | 3.7315 | 3.811 | 4.0372 | 4.2174 | 4.5167 | 4.6391 | 4.6415 | 4.5134 | 4.286 | 4.3229 | 4.352 | 4.3982 | 4.5312 | 4.8571 | 5.1895 | 5.4037 | 4.9061 | 4.6857 | 4.3873 | 4.1229 | 3.7866
2038-12-06 | 3.6301 | 3.5354 | 3.4787 | 3.4657 | 3.53 | 3.8707 | 4.121 | 4.3942 | 4.6871 | 4.4714 | 4.3904 | 4.4302 | 4.4693 | 4.4147 | 4.3902 | 4.7185 | 4.9881 | 5.1929 | 5.3009 | 5.0489 | 5.0485 | 4.7323 | 4.2612 | 3.9956
2038-12-07 | 3.8389 | 3.8723 | 3.7035 | 3.612 | 3.7014 | 3.9495 | 4.1939 | 4.6487 | 4.6568 | 4.6 | 4.4199 | 4.5061 | 4.458 | 4.4504 | 4.4432 | 4.6378 | 4.8597 | 5.3966 | 5.6954 | 5.5553 | 5.146 | 4.833 | 4.4001 | 4.1418
2038-12-08 | 4.0034 | 3.77 | 3.6725 | 3.6926 | 3.7884 | 4.1545 | 4.4761 | 4.8221 | 4.9229 | 4.9859 | 4.853 | 4.9805 | 4.8734 | 4.9507 | 5.0058 | 5.0569 | 5.0306 | 5.3161 | 5.5686 | 5.2871 | 4.8844 | 4.5838 | 4.2471 | 4.0044
2038-12-09 | 3.9021 | 3.837 | 3.7914 | 3.7804 | 3.8728 | 4.2257 | 4.5963 | 4.7769 | 4.6291 | 4.6324 | 4.5956 | 4.3826 | 4.2809 | 4.2563 | 4.3846 | 4.5488 | 4.8071 | 5.2573 | 5.4628 | 5.2506 | 4.912 | 4.5729 | 4.2526 | 4.0176
2038-12-10 | 3.8269 | 3.7121 | 3.7284 | 3.6374 | 3.6502 | 4.0056 | 4.3908 | 4.6007 | 4.5981 | 4.8778 | 4.7054 | 4.6081 | 4.624 | 4.7001 | 4.8514 | 5.0626 | 5.2883 | 5.4323 | 5.4178 | 5.1317 | 4.9051 | 4.6556 | 4.2956 | 3.9805
2038-12-11 | 3.7273 | 3.6157 | 3.5663 | 3.4733 | 3.5434 | 3.7362 | 3.9197 | 4.2412 | 4.324 | 4.3321 | 4.1365 | 4.2038 | 4.1838 | 4.1928 | 4.3267 | 4.3773 | 4.6942 | 4.9804 | 5.2245 | 5.0322 | 4.7208 | 4.4484 | 4.1545 | 3.9578
2038-12-12 | 3.7276 | 3.5791 | 3.4614 | 3.329 | 3.4219 | 3.5463 | 3.8459 | 4.2173 | 4.4288 | 4.441 | 4.3737 | 4.3309 | 4.3755 | 4.3183 | 4.4983 | 4.6054 | 4.8874 | 5.4071 | 5.5627 | 5.3715 | 4.8278 | 4.5948 | 4.2862 | 3.9479
2038-12-13 | 3.837 | 3.6571 | 3.6299 | 3.5866 | 3.5528 | 3.8358 | 4.0862 | 4.4336 | 4.3005 | 4.2968 | 4.281 | 4.2563 | 4.3846 | 4.2038 | 4.2058 | 4.3067 | 4.8552 | 5.2867 | 5.4739 | 5.3465 | 5.0359 | 4.7144 | 4.1741 | 3.9224
2038-12-14 | 3.9706 | 3.8727 | 3.6456 | 3.5749 | 3.686 | 3.9729 | 4.095 | 4.4164 | 4.4317 | 4.4266 | 4.2657 | 4.3851 | 4.369 | 4.2689 | 4.3209 | 4.4178 | 4.5997 | 5.0692 | 5.3608 | 5.1995 | 4.8919 | 4.652 | 4.299 | 4.0262
2038-12-15 | 3.872 | 3.7367 | 3.6409 | 3.5695 | 3.6563 | 3.9972 | 4.1948 | 4.6243 | 4.6147 | 4.5496 | 4.3978 | 4.3205 | 4.4571 | 4.3197 | 4.3689 | 4.4917 | 4.9497 | 5.2186 | 5.2737 | 5.3671 | 5.105 | 4.6835 | 4.2148 | 3.8814
2038-12-16 | 3.7733 | 3.6318 | 3.533 | 3.4606 | 3.6067 | 3.9239 | 4.3593 | 4.4947 | 4.4854 | 4.4845 | 4.2449 | 4.1747 | 4.1751 | 4.1589 | 4.2037 | 4.4781 | 4.7509 | 5.2271 | 5.6748 | 5.525 | 5.0494 | 4.7431 | 4.3554 | 4.1491
2038-12-17 | 3.9227 | 3.7186 | 3.7096 | 3.6399 | 3.7869 | 4.0846 | 4.2299 | 4.4507 | 4.4001 | 4.3435 | 4.3399 | 4.649 | 4.5633 | 4.4282 | 4.3626 | 4.7689 | 5.0045 | 5.4362 | 5.629 | 5.5202 | 5.2102 | 4.789 | 4.4284 | 4.1868
2038-12-18 | 4.0719 | 3.9138 | 3.8352 | 3.8073 | 3.8569 | 3.9504 | 4.1076 | 4.2896 | 4.3402 | 4.4216 | 4.3137 | 4.5232 | 4.4731 | 4.4472 | 4.5627 | 4.9316 | 4.9159 | 5.3609 | 5.5988 | 5.4218 | 5.0562 | 4.8675 | 4.3661 | 4.0973
2038-12-19 | 4.0569 | 3.8938 | 3.7894 | 3.7301 | 3.6906 | 3.7897 | 4.0306 | 4.232 | 4.2493 | 4.3502 | 4.3939 | 4.4055 | 4.3697 | 4.3877 | 4.3705 | 4.568 | 4.9136 | 5.3917 | 5.5462 | 5.4408 | 5.0803 | 4.6834 | 4.2615 | 3.9742
2038-12-20 | 3.9581 | 3.7829 | 3.6825 | 3.621 | 3.7018 | 3.8751 | 4.1122 | 4.343 | 4.65 | 4.8144 | 4.8363 | 4.9852 | 4.943 | 4.9527 | 5.1195 | 5.2749 | 5.3815 | 5.9026 | 5.9984 | 5.6848 | 5.4235 | 5.0175 | 4.7268 | 4.3866
2038-12-21 | 4.141 | 3.9181 | 3.7355 | 3.6206 | 3.7079 | 3.7907 | 3.9526 | 4.237 | 4.54 | 4.6661 | 4.8594 | 4.729 | 4.7154 | 4.8034 | 4.8572 | 4.8556 | 5.131 | 5.5813 | 5.8083 | 5.6089 | 5.2349 | 4.9677 | 4.5947 | 4.3806
2038-12-22 | 4.2466 | 4.1132 | 3.995 | 3.9814 | 4.1216 | 4.3163 | 4.4793 | 4.7939 | 5.0551 | 4.7955 | 5.0361 | 5.1126 | 5.2015 | 5.0434 | 5.3155 | 5.364 | 5.7996 | 6.0032 | 6.2776 | 6.1863 | 5.5924 | 5.132 | 4.6468 | 4.1496
2038-12-23 | 3.9903 | 3.8453 | 3.785 | 3.7416 | 3.7912 | 4.0746 | 4.3153 | 4.5787 | 4.8404 | 4.7479 | 4.8901 | 4.9759 | 4.9252 | 4.9827 | 5.1594 | 5.1981 | 5.5923 | 5.9908 | 6.1208 | 5.9645 | 5.5019 | 5.2828 | 4.8906 | 4.3034
2038-12-24 | 4.1028 | 3.9504 | 3.8911 | 3.7458 | 3.8689 | 4.0772 | 4.26 | 4.6423 | 4.9265 | 5.0643 | 5.2239 | 5.3861 | 5.4692 | 5.2528 | 5.3695 | 5.4292 | 5.798 | 6.2033 | 6.2458 | 5.9162 | 5.6241 | 5.4369 | 5.0081 | 4.4428
2038-12-25 | 4.2523 | 4.1165 | 4.1723 | 4.0196 | 3.8467 | 4.048 | 4.2999 | 4.6649 | 4.8154 | 4.8915 | 4.919 | 4.8251 | 4.9311 | 4.8331 | 4.8909 | 5.0349 | 5.4605 | 5.884 | 6.0376 | 5.8544 | 5.5278 | 5.2478 | 4.7411 | 4.3449
2038-12-26 | 4.1103 | 3.9236 | 3.8322 | 3.9106 | 3.7859 | 3.9152 | 4.1985 | 4.6177 | 4.8716 | 4.8541 | 4.8498 | 4.9077 | 5.0211 | 4.733 | 5.0485 | 5.3489 | 5.595 | 6.04 | 6.1464 | 6.027 | 5.5461 | 5.3556 | 4.9886 | 4.4865
2038-12-27 | 4.1878 | 4.0199 | 3.9651 | 3.8204 | 3.9618 | 4.0126 | 4.0725 | 4.3916 | 4.7277 | 4.8112 | 4.9416 | 4.9736 | 4.8828 | 4.6458 | 4.8634 | 5.0856 | 5.5143 | 5.9674 | 6.0939 | 5.9397 | 5.5397 | 5.3545 | 5.027 | 4.5277
2038-12-28 | 4.0803 | 3.8637 | 3.6054 | 3.5951 | 3.6699 | 3.8078 | 3.9131 | 4.1302 | 4.4307 | 4.4314 | 4.6402 | 4.6675 | 4.725 | 4.7845 | 4.8597 | 4.9044 | 5.116 | 5.5671 | 5.7763 | 5.5414 | 5.2073 | 4.9441 | 4.5759 | 4.3277
2038-12-29 | 4.4674 | 4.3288 | 4.2026 | 4.2144 | 4.3893 | 4.5531 | 4.7167 | 5.0413 | 5.3148 | 5.0659 | 5.3229 | 5.4014 | 5.4275 | 5.2866 | 5.6222 | 5.7107 | 6.1036 | 6.3289 | 6.6449 | 6.5413 | 5.924 | 5.399 | 4.8833 | 4.356
2038-12-30 | 3.983 | 3.8347 | 3.7853 | 3.7901 | 3.8439 | 4.123 | 4.3222 | 4.5962 | 4.8715 | 4.7683 | 4.8891 | 5.013 | 4.8972 | 4.9826 | 5.1574 | 5.2499 | 5.6108 | 5.9872 | 6.1083 | 5.9512 | 5.4981 | 5.2595 | 4.8828 | 4.2939
2038-12-31 | 4.1519 | 3.9831 | 3.9277 | 3.7918 | 3.9163 | 4.1297 | 4.3105 | 4.6593 | 4.8979 | 5.0471 | 5.2405 | 5.4076 | 5.428 | 5.1983 | 5.3034 | 5.3999 | 5.7885 | 6.2109 | 6.2616 | 5.8947 | 5.6027 | 5.4456 | 5.0117 | 4.4403
2039-01-01 | 3.9377 | 3.906 | 3.8365 | 3.7806 | 3.8132 | 3.9359 | 4.2595 | 4.3818 | 4.4126 | 4.3633 | 4.2341 | 4.1255 | 4.2757 | 4.4192 | 4.4545 | 4.7344 | 5.1077 | 5.2781 | 5.4021 | 5.2471 | 4.969 | 4.7489 | 4.2754 | 4.0599
2039-01-02 | 3.9327 | 3.7961 | 3.7738 | 3.7309 | 3.7131 | 3.8725 | 4.024 | 4.052 | 4.2676 | 4.1761 | 4.0452 | 3.947 | 4.074 | 4.3142 | 4.4263 | 4.5983 | 4.916 | 5.2223 | 5.3011 | 5.169 | 4.9789 | 4.6008 | 4.2561 | 4.0579
2039-01-03 | 3.9179 | 3.852 | 3.7683 | 3.7691 | 3.8015 | 3.9853 | 4.2768 | 4.4114 | 4.4063 | 4.3286 | 4.3593 | 4.4076 | 4.4656 | 4.4885 | 4.9432 | 5.0981 | 5.3532 | 5.7271 | 5.7819 | 5.5891 | 5.1598 | 4.755 | 4.3415 | 3.9623
2039-01-04 | 3.8606 | 3.7536 | 3.7475 | 3.8176 | 3.7898 | 3.983 | 4.2039 | 4.3164 | 4.3456 | 4.0919 | 4.1161 | 4.1636 | 4.2849 | 4.537 | 4.9948 | 5.0117 | 5.0669 | 5.4236 | 5.7739 | 5.5322 | 5.0637 | 4.7568 | 4.2585 | 3.9094
2039-01-05 | 3.8537 | 3.7804 | 3.7146 | 3.6672 | 3.7689 | 4.0915 | 4.3422 | 4.6289 | 4.5193 | 4.341 | 4.2548 | 4.3398 | 4.3559 | 4.6227 | 4.6379 | 4.7155 | 4.9509 | 5.3751 | 5.6701 | 5.3495 | 5.2047 | 4.7669 | 4.4082 | 4.0977
2039-01-06 | 4.1159 | 3.9994 | 3.9396 | 3.9139 | 3.9916 | 4.2588 | 4.5561 | 4.857 | 4.6577 | 4.8048 | 4.9538 | 4.6333 | 4.6252 | 4.6465 | 4.7256 | 4.7184 | 5.1173 | 5.7801 | 6.147 | 5.8576 | 5.369 | 5.1153 | 4.6273 | 4.4899
2039-01-07 | 3.975 | 3.8232 | 3.7485 | 3.7462 | 3.8511 | 4.1151 | 4.5214 | 4.6394 | 4.511 | 4.5634 | 4.5121 | 4.7519 | 4.6603 | 4.705 | 4.6911 | 4.8028 | 4.9276 | 5.4678 | 5.6328 | 5.3105 | 5.0101 | 4.6493 | 4.2071 | 4.1696
2039-01-08 | 3.945 | 3.6599 | 3.6358 | 3.6508 | 3.5858 | 3.7937 | 4.0108 | 4.3097 | 4.5105 | 4.6579 | 4.373 | 4.4737 | 4.6069 | 4.4203 | 4.474 | 4.7477 | 4.9987 | 5.3551 | 5.4956 | 5.4009 | 5.093 | 4.6752 | 4.3028 | 4.2431
2039-01-09 | 3.9292 | 3.7179 | 3.6687 | 3.6902 | 3.6669 | 3.8683 | 4.0326 | 4.2565 | 4.5415 | 4.7453 | 4.8101 | 4.6804 | 4.5771 | 4.4633 | 4.6149 | 4.8253 | 4.8904 | 5.1823 | 5.5668 | 5.4452 | 5.0225 | 4.6227 | 4.2098 | 3.9168
2039-01-10 | 3.8286 | 3.7288 | 3.6321 | 3.6201 | 3.7045 | 3.8838 | 4.2219 | 4.6338 | 4.6785 | 4.582 | 4.6602 | 4.5197 | 4.6944 | 4.6993 | 4.7219 | 4.5324 | 4.8075 | 5.4171 | 5.6753 | 5.3635 | 5.106 | 4.9553 | 4.2031 | 3.9106
2039-01-11 | 3.7931 | 3.6881 | 3.583 | 3.619 | 3.6819 | 3.8816 | 4.166 | 4.3429 | 4.2577 | 4.1291 | 4.009 | 4.1626 | 4.1657 | 4.094 | 4.1421 | 4.1458 | 4.2433 | 4.73 | 5.1679 | 5.0902 | 4.8027 | 4.4208 | 4.0426 | 3.6857
2039-01-12 | 3.6427 | 3.6742 | 3.6846 | 3.6185 | 3.7448 | 4.0487 | 4.4209 | 4.5844 | 4.4075 | 4.3832 | 4.2827 | 4.5884 | 4.3508 | 4.3124 | 4.3495 | 4.3832 | 4.5868 | 4.9474 | 5.4478 | 5.2803 | 4.9092 | 4.5571 | 4.1876 | 3.833
2039-01-13 | 3.7195 | 3.5924 | 3.4851 | 3.4989 | 3.6174 | 3.9527 | 4.2853 | 4.5211 | 4.4139 | 4.3811 | 4.5243 | 4.6579 | 4.4277 | 4.3921 | 4.3345 | 4.5864 | 4.9078 | 5.2452 | 5.4032 | 5.2424 | 4.9773 | 4.7619 | 4.2619 | 3.8496
2039-01-14 | 3.8749 | 3.7716 | 3.7135 | 3.7265 | 3.7735 | 4.1037 | 4.6614 | 4.9191 | 4.7207 | 4.6605 | 4.6921 | 4.6885 | 4.6865 | 4.6939 | 4.7038 | 4.7606 | 4.8198 | 5.1957 | 5.3854 | 5.1581 | 4.7867 | 4.574 | 4.2607 | 3.914
2039-01-15 | 3.7816 | 3.6569 | 3.5818 | 3.5601 | 3.6011 | 3.861 | 4.1646 | 4.3759 | 4.5771 | 4.5034 | 4.2541 | 4.2708 | 4.4009 | 4.5483 | 4.6796 | 4.8405 | 4.9116 | 5.2384 | 5.4164 | 5.2815 | 4.9046 | 4.6286 | 4.3012 | 3.9461
2039-01-16 | 3.8162 | 3.6169 | 3.5547 | 3.5524 | 3.5689 | 3.7927 | 4.1274 | 4.4348 | 4.6701 | 4.6149 | 4.4002 | 4.5579 | 4.6737 | 4.6037 | 4.9094 | 5.0225 | 5.1761 | 5.3915 | 5.6022 | 5.488 | 5.0338 | 4.7011 | 4.2722 | 3.9133
2039-01-17 | 3.787 | 3.7052 | 3.7081 | 3.6484 | 3.6673 | 3.9119 | 4.1273 | 4.3693 | 4.4011 | 4.1856 | 3.9689 | 4.1573 | 4.0731 | 4.2025 | 4.2242 | 4.472 | 4.5669 | 4.9895 | 5.3923 | 5.3037 | 4.7115 | 4.489 | 4.1199 | 3.8079
2039-01-18 | 3.6694 | 3.6044 | 3.5567 | 3.5683 | 3.637 | 3.8742 | 4.2055 | 4.4985 | 4.2932 | 4.336 | 4.5335 | 4.629 | 4.8012 | 4.5826 | 4.2837 | 4.6056 | 4.7516 | 5.3573 | 5.627 | 5.0294 | 5.0341 | 4.886 | 4.3725 | 3.9459
2039-01-19 | 3.8599 | 3.7093 | 3.6429 | 3.5996 | 3.6968 | 3.9726 | 4.3324 | 4.4774 | 4.1555 | 4.1076 | 4.0648 | 4.0327 | 4.3862 | 4.4738 | 4.5127 | 4.9841 | 5.2443 | 5.5984 | 5.7636 | 5.5142 | 5.3015 | 4.868 | 4.4447 | 3.9656
2039-01-20 | 3.7997 | 3.6506 | 3.5802 | 3.5134 | 3.5904 | 3.9409 | 4.3154 | 4.6115 | 4.3745 | 4.2773 | 4.5458 | 4.6623 | 4.6024 | 4.4898 | 4.9363 | 5.1311 | 5.2686 | 5.5586 | 5.7322 | 5.3719 | 5.0956 | 4.6169 | 4.2613 | 3.9745
2039-01-21 | 3.7616 | 3.666 | 3.6525 | 3.6452 | 3.9102 | 4.1666 | 4.6416 | 4.8387 | 4.8102 | 4.6478 | 4.7535 | 4.8685 | 4.8209 | 4.9089 | 4.9817 | 4.8582 | 5.2322 | 5.6878 | 5.753 | 5.4201 | 5.1567 | 5.0547 | 4.6003 | 4.3027
2039-01-22 | 4.0986 | 4.0413 | 3.7492 | 3.6868 | 3.6953 | 3.9442 | 4.1558 | 4.4359 | 4.5899 | 4.416 | 4.1787 | 4.0756 | 3.9985 | 3.9758 | 3.9739 | 4.0831 | 4.3726 | 4.9172 | 5.2026 | 5.0766 | 4.8152 | 4.5793 | 4.2148 | 3.9523
2039-01-23 | 3.8435 | 3.6806 | 3.6473 | 3.4952 | 3.486 | 3.711 | 3.9167 | 4.104 | 4.2761 | 4.2913 | 4.1892 | 4.2667 | 4.3042 | 4.1925 | 3.9133 | 4.1519 | 4.5436 | 4.8826 | 5.095 | 5.1746 | 4.9353 | 4.505 | 4.1358 | 3.8522
2039-01-24 | 3.7754 | 3.6864 | 3.6428 | 3.6338 | 3.7027 | 4.004 | 4.3001 | 4.5914 | 4.4153 | 4.1926 | 3.9814 | 4.0368 | 3.9597 | 3.9998 | 3.8382 | 3.9641 | 4.3619 | 4.9424 | 5.3143 | 5.2803 | 5.0773 | 4.6036 | 4.1061 | 3.8318
2039-01-25 | 3.752 | 3.6714 | 3.6295 | 3.6058 | 3.6995 | 4.0219 | 4.5803 | 4.6461 | 4.5436 | 4.5388 | 4.2876 | 4.3563 | 4.4206 | 4.2573 | 4.729 | 5.0359 | 5.3863 | 5.456 | 5.6526 | 5.4866 | 5.2023 | 4.8257 | 4.1964 | 3.9068
2039-01-26 | 3.8373 | 3.7388 | 3.6984 | 3.6245 | 3.7062 | 4.1328 | 4.4614 | 4.779 | 4.7586 | 4.7981 | 4.6331 | 4.3042 | 4.2876 | 4.442 | 4.3848 | 4.416 | 5.0024 | 5.2729 | 5.4352 | 5.4532 | 5.3049 | 4.9234 | 4.3531 | 4.1321
2039-01-27 | 3.9653 | 3.8666 | 3.7691 | 3.7457 | 3.8267 | 4.1423 | 4.5057 | 4.9071 | 4.9793 | 4.5701 | 4.3566 | 4.5063 | 4.964 | 4.7993 | 4.7786 | 4.8725 | 5.1364 | 5.3684 | 5.6829 | 5.3785 | 4.977 | 4.6795 | 4.2053 | 3.9227
2039-01-28 | 3.7989 | 3.7246 | 3.6348 | 3.6238 | 3.7151 | 4.0597 | 4.4543 | 4.7135 | 4.753 | 4.6706 | 4.5837 | 4.8553 | 4.9024 | 4.6028 | 5.0584 | 5.0755 | 5.0664 | 5.6274 | 5.6608 | 5.2393 | 4.8164 | 4.7076 | 4.4245 | 3.9928
2039-01-29 | 3.8681 | 3.7798 | 3.6663 | 3.6371 | 3.6781 | 3.9683 | 4.1715 | 4.5467 | 4.744 | 4.7797 | 4.8426 | 4.9032 | 4.7622 | 4.6315 | 4.79 | 4.7942 | 4.9142 | 5.2453 | 5.3319 | 5.3499 | 5.1934 | 4.9015 | 4.3611 | 4.037
2039-01-30 | 3.8037 | 3.6754 | 3.6165 | 3.5657 | 3.6076 | 3.8351 | 4.061 | 4.3863 | 4.6946 | 4.6706 | 4.5012 | 4.652 | 4.4257 | 4.2937 | 4.2694 | 4.2498 | 4.341 | 5.0418 | 5.3058 | 5.1643 | 4.8852 | 4.5155 | 4.1751 | 3.8209
2039-01-31 | 3.7005 | 3.6102 | 3.567 | 3.5022 | 3.5669 | 3.9855 | 4.415 | 4.8196 | 4.9046 | 4.7961 | 4.5594 | 4.3884 | 4.5307 | 4.4717 | 4.6779 | 5.0213 | 5.1083 | 5.3654 | 5.587 | 5.35 | 5.1067 | 4.7481 | 4.2112 | 3.9462
2039-02-01 | 3.6942 | 3.5907 | 3.5638 | 3.6513 | 3.7573 | 4.0456 | 4.4257 | 4.6428 | 4.7011 | 4.5486 | 4.3468 | 4.4979 | 4.5239 | 4.5188 | 4.6561 | 4.5939 | 4.9178 | 5.0443 | 5.3878 | 5.5273 | 5.0767 | 4.5783 | 4.1065 | 3.8142
2039-02-02 | 3.6894 | 3.5941 | 3.5018 | 3.4492 | 3.5138 | 3.8128 | 4.3569 | 4.5814 | 4.531 | 4.6722 | 4.7352 | 4.6691 | 4.445 | 4.4666 | 4.814 | 4.7797 | 5.2873 | 5.5304 | 5.9504 | 5.7784 | 5.4774 | 5.0656 | 4.5123 | 4.4072
2039-02-03 | 4.2087 | 3.892 | 3.8287 | 3.8027 | 3.9682 | 4.3904 | 4.7361 | 5.2236 | 5.3223 | 5.13 | 5.2547 | 5.162 | 4.688 | 4.7638 | 4.7349 | 4.9674 | 5.0936 | 5.3571 | 5.5958 | 5.4711 | 4.9935 | 4.7265 | 4.4238 | 3.9728
2039-02-04 | 3.6797 | 3.5713 | 3.5322 | 3.518 | 3.636 | 4.0527 | 4.6097 | 4.9048 | 4.741 | 4.4158 | 4.3802 | 4.3839 | 4.4843 | 4.4605 | 4.4357 | 4.4093 | 5.1178 | 5.4311 | 5.502 | 5.2754 | 5.0444 | 4.9246 | 4.4292 | 4.1461
2039-02-05 | 3.8622 | 3.7629 | 3.5998 | 3.5847 | 3.6182 | 3.8284 | 4.2242 | 4.6629 | 4.816 | 4.493 | 3.9924 | 4.1128 | 4.2505 | 4.1849 | 4.1929 | 4.3548 | 4.5361 | 5.0239 | 5.1482 | 5.0995 | 4.5421 | 4.2875 | 4.1735 | 3.89
2039-02-06 | 3.6075 | 3.4496 | 3.3866 | 3.361 | 3.399 | 3.5639 | 3.8081 | 4.1199 | 4.5078 | 4.61 | 4.5501 | 4.5593 | 4.4073 | 4.5509 | 4.3368 | 4.7065 | 4.8474 | 5.206 | 5.4601 | 5.2361 | 4.9544 | 4.7232 | 4.2978 | 4.0083
2039-02-07 | 3.8803 | 3.7347 | 3.5583 | 3.5637 | 3.5895 | 3.965 | 4.3933 | 4.635 | 4.5834 | 4.2054 | 3.9714 | 3.7756 | 3.7616 | 3.6361 | 3.6317 | 3.9852 | 4.4459 | 4.9888 | 5.3442 | 5.2137 | 4.8402 | 4.5648 | 4.1005 | 3.6765
2039-02-08 | 3.5553 | 3.487 | 3.4316 | 3.4245 | 3.4834 | 3.9561 | 4.4553 | 4.7787 | 4.6795 | 4.448 | 4.1779 | 4.1242 | 4.0265 | 3.9808 | 3.9893 | 4.0772 | 4.5446 | 5.1473 | 5.3408 | 5.4575 | 5.1162 | 4.7092 | 4.1403 | 3.7027
2039-02-09 | 3.595 | 3.5008 | 3.4985 | 3.423 | 3.502 | 3.9874 | 4.1907 | 4.5935 | 4.5286 | 4.3629 | 4.0051 | 3.9258 | 3.8098 | 3.7827 | 3.8676 | 4.1646 | 4.6418 | 4.967 | 5.4473 | 5.285 | 4.9648 | 4.5054 | 4.149 | 3.9101
2039-02-10 | 3.7784 | 3.6541 | 3.5329 | 3.5253 | 3.6194 | 3.9634 | 4.2653 | 4.5104 | 4.53 | 4.592 | 4.4732 | 4.1445 | 4.1541 | 4.0085 | 4.0904 | 4.1808 | 4.5034 | 4.8441 | 5.3733 | 5.2244 | 4.8249 | 4.6315 | 4.2505 | 3.8178
2039-02-11 | 3.6056 | 3.5031 | 3.446 | 3.4507 | 3.5277 | 3.7924 | 4.0644 | 4.3789 | 4.6528 | 4.5613 | 4.438 | 4.1925 | 4.1187 | 3.9891 | 4.1181 | 4.2136 | 4.4482 | 4.9033 | 5.28 | 5.3621 | 5.0854 | 4.9352 | 4.5022 | 4.0669
2039-02-12 | 3.8496 | 3.7104 | 3.6358 | 3.5695 | 3.7063 | 3.9093 | 4.1283 | 4.4068 | 4.7635 | 4.5533 | 4.3189 | 4.2853 | 4.4318 | 3.8299 | 4.1436 | 4.2723 | 4.5563 | 4.9559 | 5.354 | 5.3295 | 5.0286 | 4.8002 | 4.3292 | 3.9393
2039-02-13 | 3.599 | 3.4639 | 3.4518 | 3.394 | 3.429 | 3.5762 | 3.7317 | 4.1352 | 4.3568 | 4.2633 | 4.2411 | 4.0234 | 4.1657 | 4.1743 | 4.4421 | 4.6326 | 4.6577 | 4.9836 | 5.2154 | 5.2458 | 5.0023 | 4.7131 | 4.3806 | 3.9825
2039-02-14 | 3.7324 | 3.6273 | 3.5847 | 3.507 | 3.5527 | 3.7517 | 3.8586 | 4.2445 | 4.4149 | 4.2634 | 4.0604 | 3.9922 | 3.9564 | 3.8994 | 4.1839 | 4.4693 | 5.0494 | 5.1849 | 5.2276 | 5.2425 | 4.8773 | 4.6326 | 4.1718 | 3.7631
2039-02-15 | 3.6631 | 3.5652 | 3.5119 | 3.5398 | 3.6126 | 3.835 | 4.2185 | 4.5002 | 4.8367 | 4.6831 | 4.6819 | 4.5434 | 4.4856 | 4.4645 | 4.3802 | 4.4023 | 4.5898 | 5.1397 | 5.2068 | 5.1261 | 4.782 | 4.4719 | 4.0653 | 3.7279
2039-02-16 | 3.6189 | 3.5129 | 3.5959 | 3.5188 | 3.6849 | 4.16 | 4.4552 | 4.808 | 4.8658 | 4.6687 | 4.6197 | 4.6945 | 4.7139 | 4.6819 | 4.5698 | 4.504 | 4.8037 | 5.1944 | 5.5555 | 5.3866 | 4.9804 | 4.91 | 4.2724 | 3.8142
2039-02-17 | 3.6995 | 3.6048 | 3.5656 | 3.4877 | 3.5495 | 3.9293 | 4.1513 | 4.3864 | 4.4557 | 4.2718 | 4.3095 | 4.4975 | 4.3173 | 4.4006 | 4.5579 | 4.8732 | 5.1576 | 5.5644 | 5.8838 | 5.489 | 5.2351 | 4.7107 | 4.1131 | 3.8291
2039-02-18 | 3.5814 | 3.428 | 3.3793 | 3.4495 | 3.5522 | 3.9605 | 4.4102 | 4.5873 | 4.3717 | 4.2592 | 4.6911 | 4.7972 | 4.9203 | 4.738 | 4.7664 | 5.0974 | 5.4703 | 5.9384 | 5.9571 | 5.7777 | 5.5919 | 5.1975 | 4.6216 | 4.2548
2039-02-19 | 3.8837 | 3.6482 | 3.6387 | 3.523 | 3.5556 | 3.8025 | 4.0758 | 4.3855 | 4.6336 | 4.6813 | 4.5287 | 4.3624 | 4.2853 | 4.3444 | 4.2089 | 4.4814 | 4.88 | 5.1295 | 5.243 | 5.3518 | 4.9178 | 4.5004 | 4.233 | 3.8279
2039-02-20 | 3.7127 | 3.4395 | 3.4404 | 3.4637 | 3.5066 | 3.6567 | 3.8619 | 4.1802 | 4.4525 | 4.5027 | 4.2765 | 4.0642 | 4.1607 | 4.1871 | 4.3269 | 4.6168 | 4.8109 | 5.3704 | 5.4765 | 5.4594 | 5.1142 | 4.7478 | 4.2083 | 3.9025
2039-02-21 | 3.7314 | 3.7146 | 3.6055 | 3.4865 | 3.4873 | 3.7234 | 4.3508 | 4.7284 | 4.5172 | 4.198 | 3.981 | 4.1315 | 4.3955 | 4.2006 | 4.2181 | 4.426 | 4.6604 | 5.0458 | 5.4528 | 5.2925 | 4.8799 | 4.5292 | 4.1152 | 3.7755
2039-02-22 | 3.6834 | 3.6234 | 3.5721 | 3.5324 | 3.579 | 3.9323 | 4.09 | 4.3489 | 4.5162 | 4.4728 | 4.332 | 4.1392 | 3.9821 | 4.2539 | 4.3644 | 4.5068 | 4.6853 | 5.1096 | 5.481 | 5.2415 | 4.89 | 4.6147 | 4.0796 | 3.8197
2039-02-23 | 3.7496 | 3.612 | 3.6307 | 3.5522 | 3.6494 | 3.9655 | 4.1819 | 4.3851 | 4.3438 | 4.1686 | 4.0767 | 3.9058 | 3.8547 | 3.8359 | 3.727 | 3.9015 | 4.13 | 4.7552 | 5.3408 | 5.4072 | 5.1648 | 4.7052 | 4.1589 | 3.8042
2039-02-24 | 3.7025 | 3.5984 | 3.3871 | 3.362 | 3.4219 | 3.8305 | 3.9946 | 4.0901 | 3.9724 | 3.8213 | 3.7041 | 3.6688 | 3.571 | 3.8221 | 3.7347 | 4.0639 | 4.2766 | 5.0037 | 5.2439 | 5.1582 | 4.9051 | 4.4925 | 4.0698 | 3.6379
2039-02-25 | 3.6265 | 3.4715 | 3.468 | 3.4072 | 3.5028 | 3.8576 | 4.2884 | 4.5449 | 4.3649 | 4.2131 | 4.003 | 3.9837 | 3.9311 | 3.8714 | 3.9657 | 4.1397 | 4.3514 | 4.7265 | 4.9814 | 5.1524 | 4.8923 | 4.6924 | 4.2936 | 3.9086
2039-02-26 | 3.7107 | 3.6274 | 3.5274 | 3.4223 | 3.4837 | 3.6435 | 3.9363 | 4.1211 | 4.3737 | 4.2856 | 3.9546 | 3.8488 | 3.9316 | 3.729 | 3.6508 | 3.9028 | 4.1629 | 4.6148 | 5.0269 | 5.1293 | 4.7172 | 4.5448 | 4.1055 | 3.7545
2039-02-27 | 3.6492 | 3.6016 | 3.5494 | 3.4801 | 3.4888 | 3.6641 | 3.9418 | 4.2002 | 4.3379 | 4.2883 | 4.1205 | 3.9884 | 3.7761 | 3.5094 | 3.6633 | 3.8181 | 4.1184 | 4.6001 | 5.0558 | 5.1401 | 4.999 | 4.4969 | 4.1396 | 3.6913
2039-02-28 | 3.5892 | 3.5392 | 3.4432 | 3.2819 | 3.388 | 3.6743 | 3.8951 | 4.2489 | 4.467 | 4.2512 | 4.1037 | 3.9716 | 3.9274 | 3.8436 | 3.9046 | 4.1058 | 4.263 | 4.8148 | 5.2859 | 5.2348 | 4.7775 | 4.5394 | 4.1983 | 3.7789
2039-03-01 | 3.7738 | 3.6729 | 3.677 | 3.6985 | 3.7073 | 4.0887 | 4.5823 | 4.8831 | 4.8661 | 4.7657 | 4.4704 | 4.3809 | 4.2561 | 4.3641 | 4.3818 | 4.8715 | 5.0843 | 5.6424 | 5.9657 | 5.9334 | 5.6531 | 4.9645 | 4.3248 | 3.9372
2039-03-02 | 3.8214 | 3.7158 | 3.6336 | 3.617 | 3.7004 | 4.0349 | 4.5671 | 4.7537 | 4.9237 | 4.8514 | 4.6116 | 4.4762 | 4.8335 | 5.2494 | 5.2685 | 5.198 | 5.3972 | 5.9421 | 6.0007 | 5.9034 | 5.5686 | 5.2387 | 4.7028 | 4.172
2039-03-03 | 4.0244 | 3.8978 | 3.7454 | 3.6591 | 3.7037 | 4.1964 | 4.6905 | 5.1635 | 5.4878 | 5.036 | 4.4793 | 4.6918 | 4.6559 | 4.7974 | 4.717 | 4.8384 | 5.2935 | 5.7925 | 5.7696 | 5.7298 | 5.2725 | 4.8465 | 4.2653 | 3.9472
2039-03-04 | 3.8075 | 3.7214 | 3.7319 | 3.6743 | 3.6864 | 4.1682 | 4.85 | 5.0656 | 4.7112 | 4.3971 | 4.1774 | 4.2818 | 4.3034 | 4.3665 | 4.7479 | 5.1162 | 5.1425 | 5.5786 | 5.8138 | 5.6416 | 5.3457 | 4.945 | 4.3982 | 4.0438
2039-03-05 | 3.8829 | 3.8179 | 3.7503 | 3.7597 | 3.7597 | 4.0117 | 4.3733 | 4.5126 | 5.0103 | 4.9196 | 4.4189 | 4.3067 | 4.3649 | 4.0821 | 4.1206 | 4.2052 | 4.8688 | 5.4226 | 5.1675 | 5.2572 | 4.9558 | 4.8415 | 4.3233 | 3.9208
2039-03-06 | 3.8302 | 3.7566 | 3.7852 | 3.6257 | 3.6959 | 3.857 | 4.0645 | 4.3701 | 4.6695 | 4.4961 | 4.3745 | 4.404 | 4.7546 | 4.5774 | 4.4064 | 4.9692 | 5.4379 | 5.6679 | 5.8491 | 5.7029 | 5.6241 | 5.3344 | 4.75 | 4.2423
2039-03-07 | 4.039 | 3.9523 | 3.8778 | 3.8201 | 3.8502 | 4.1177 | 4.5154 | 4.757 | 4.7143 | 4.6937 | 4.568 | 4.7768 | 4.6778 | 4.3445 | 4.3607 | 4.5024 | 4.8981 | 5.5442 | 5.7508 | 5.506 | 5.2339 | 4.7848 | 4.3096 | 3.9536
2039-03-08 | 3.8823 | 3.7492 | 3.7202 | 3.6686 | 3.712 | 3.9997 | 4.5508 | 4.7547 | 4.6761 | 4.6281 | 4.441 | 4.3525 | 4.2379 | 4.8037 | 5.0132 | 4.9906 | 5.4142 | 5.6789 | 5.7523 | 5.8012 | 5.5053 | 5.0265 | 4.4036 | 4.0891
2039-03-09 | 4.0158 | 3.9148 | 3.7636 | 3.7586 | 3.761 | 4.1488 | 4.6465 | 4.9577 | 4.8464 | 4.7063 | 4.3225 | 4.3356 | 4.7445 | 4.5317 | 4.6138 | 4.9491 | 5.1156 | 5.7173 | 6.1048 | 5.9869 | 5.5547 | 5.1438 | 4.4188 | 4.0362
2039-03-10 | 4.0828 | 3.911 | 3.8338 | 3.7943 | 3.8428 | 4.2487 | 4.6637 | 4.8258 | 4.6784 | 4.3211 | 4.1971 | 4.5135 | 4.5296 | 4.373 | 4.6263 | 5.0492 | 5.4097 | 6.0726 | 6.2472 | 6.0397 | 5.3833 | 4.9962 | 4.4846 | 4.0164
2039-03-11 | 3.9057 | 3.7647 | 3.7051 | 3.6871 | 3.6513 | 4.0087 | 4.4931 | 4.5711 | 4.6353 | 4.3684 | 4.2143 | 4.2499 | 4.4356 | 4.6121 | 4.6706 | 5.0299 | 5.2463 | 5.3758 | 5.5476 | 5.5963 | 5.089 | 4.7625 | 4.3461 | 4.0467
2039-03-12 | 3.8211 | 3.7445 | 3.7249 | 3.7458 | 3.7368 | 3.924 | 4.3914 | 4.6906 | 4.8576 | 4.7615 | 4.6888 | 4.356 | 4.7804 | 4.5981 | 4.5936 | 4.857 | 5.1739 | 5.7289 | 5.7015 | 5.8504 | 5.5712 | 5.3202 | 4.7635 | 4.1715
2039-03-13 | 3.8989 | 3.8148 | 3.7448 | 3.7723 | 3.6414 | 3.7975 | 4.0321 | 4.0921 | 4.1679 | 4.0542 | 3.9732 | 3.9753 | 3.916 | 3.5676 | 3.6498 | 4.0289 | 4.3966 | 5.0427 | 5.2004 | 5.1029 | 4.7416 | 4.5694 | 4.1375 | 3.8161
2039-03-14 | 3.6791 | 3.5951 | 3.5912 | 3.467 | 3.5225 | 3.7097 | 3.9374 | 4.1598 | 4.6455 | 4.5012 | 4.1984 | 3.8003 | 3.7111 | 3.8354 | 3.7148 | 4.0088 | 4.2863 | 4.9102 | 5.2857 | 5.4943 | 5.1852 | 4.6186 | 4.0256 | 3.7282
2039-03-15 | 3.6544 | 3.6951 | 3.7188 | 3.6776 | 3.6866 | 3.9746 | 4.2052 | 4.2734 | 4.3123 | 4.237 | 4.2571 | 4.0906 | 4.0354 | 3.8457 | 3.7018 | 3.9324 | 4.3503 | 5.0111 | 5.2285 | 5.2636 | 5.1098 | 4.7057 | 4.231 | 3.841
2039-03-16 | 3.75 | 3.6373 | 3.5887 | 3.5543 | 3.5374 | 3.9251 | 4.1053 | 4.2674 | 4.3509 | 4.3113 | 4.1799 | 4.3031 | 4.4835 | 4.4278 | 4.3919 | 4.5202 | 4.7282 | 5.2525 | 5.3825 | 5.5641 | 5.2721 | 5.0234 | 4.4602 | 3.9001
2039-03-17 | 3.799 | 3.6663 | 3.6228 | 3.5558 | 3.6158 | 4.033 | 4.2638 | 4.4493 | 4.5884 | 4.2387 | 4.2712 | 4.018 | 3.712 | 3.6291 | 3.9875 | 4.1887 | 4.4355 | 4.9626 | 5.2873 | 5.4036 | 5.0395 | 4.5976 | 4.1468 | 3.738
2039-03-18 | 3.6518 | 3.5803 | 3.5189 | 3.4473 | 3.5617 | 3.8272 | 4.2732 | 4.5248 | 4.5928 | 4.3367 | 4.6082 | 4.5337 | 4.1046 | 4.1536 | 4.4045 | 4.6139 | 4.8338 | 5.2817 | 5.5584 | 5.4887 | 5.1848 | 4.7795 | 4.329 | 3.9593
2039-03-19 | 3.8559 | 3.7606 | 3.7156 | 3.6856 | 3.7028 | 3.8676 | 4.0604 | 4.1279 | 4.135 | 4.0454 | 3.7824 | 3.7568 | 3.6138 | 3.4555 | 3.8168 | 4.693 | 4.657 | 5.1255 | 5.2077 | 5.1591 | 4.8161 | 4.8959 | 4.334 | 3.8928
2039-03-20 | 4.0122 | 3.9353 | 3.6926 | 3.6079 | 3.5977 | 3.8145 | 4.0289 | 4.083 | 4.2661 | 4.2406 | 4.2051 | 4.6546 | 4.4163 | 4.6572 | 4.583 | 4.6173 | 5.0928 | 5.6724 | 5.8301 | 5.8536 | 5.9415 | 5.3253 | 4.7305 | 4.2485
2039-03-21 | 4.0732 | 3.9515 | 3.8801 | 3.7592 | 3.8165 | 3.889 | 4.2707 | 4.6213 | 5.1386 | 4.9351 | 5.2177 | 4.4627 | 4.8804 | 4.6254 | 4.5791 | 4.6435 | 5.141 | 5.3921 | 5.5345 | 5.8714 | 5.3929 | 4.7836 | 4.2642 | 3.8495
2039-03-22 | 3.7503 | 3.6872 | 3.6197 | 3.5733 | 3.6264 | 3.899 | 4.3043 | 4.4952 | 4.6098 | 4.4682 | 4.3272 | 4.2878 | 4.6579 | 4.5319 | 4.7056 | 5.1747 | 5.3185 | 5.6145 | 5.9225 | 5.8227 | 5.4071 | 4.8545 | 4.3698 | 3.9568
2039-03-23 | 3.7835 | 3.6795 | 3.5848 | 3.515 | 3.5693 | 3.8413 | 4.3153 | 4.2978 | 4.3926 | 4.2492 | 4.1457 | 4.4257 | 4.5071 | 4.5451 | 4.6452 | 4.7881 | 5.0122 | 5.4227 | 5.4497 | 5.5714 | 5.4356 | 4.9457 | 4.3982 | 3.905
2039-03-24 | 3.7987 | 3.7343 | 3.6661 | 3.6939 | 3.7123 | 4.0607 | 4.5195 | 4.6787 | 4.8822 | 5.0646 | 5.1934 | 5.2962 | 5.0845 | 5.0139 | 5.1017 | 5.1168 | 5.2941 | 5.7928 | 5.598 | 5.7758 | 5.6021 | 4.7995 | 4.1763 | 3.8165
2039-03-25 | 3.6874 | 3.5629 | 3.5046 | 3.4999 | 3.5326 | 3.775 | 4.1904 | 4.2675 | 4.2509 | 4.0569 | 4.1637 | 4.2871 | 4.2872 | 4.0016 | 4.1622 | 4.5228 | 4.802 | 5.0861 | 5.0995 | 5.1664 | 4.9323 | 4.5278 | 4.2111 | 3.9446
2039-03-26 | 3.7662 | 3.6858 | 3.6657 | 3.5863 | 3.5708 | 3.7762 | 3.9138 | 4.0879 | 4.4216 | 4.5145 | 4.4774 | 5.0427 | 4.3507 | 4.1665 | 4.3454 | 4.5473 | 4.7263 | 5.3153 | 5.3349 | 5.4635 | 4.9855 | 4.4307 | 4.2325 | 3.7862
2039-03-27 | 3.6701 | 3.5553 | 3.5054 | 3.459 | 3.491 | 3.6712 | 3.7869 | 3.832 | 4.2188 | 3.921 | 3.9642 | 4.1585 | 3.7692 | 3.7354 | 3.8158 | 4.2535 | 4.6351 | 5.2242 | 5.3081 | 5.4477 | 5.1293 | 4.6828 | 4.0483 | 3.7627
2039-03-28 | 3.6798 | 3.7489 | 3.6636 | 3.6605 | 3.693 | 3.9386 | 4.1788 | 4.5703 | 4.777 | 4.4789 | 4.5989 | 4.4312 | 4.4478 | 4.3462 | 4.0982 | 4.3755 | 4.5296 | 5.116 | 5.0616 | 5.3526 | 4.904 | 4.3636 | 3.9304 | 3.6517
2039-03-29 | 3.6069 | 3.4375 | 3.4239 | 3.3992 | 3.5004 | 3.7692 | 3.9645 | 4.1098 | 4.1233 | 4.0758 | 3.9796 | 4.1065 | 4.0058 | 3.9049 | 3.9818 | 4.2031 | 4.4574 | 5.1825 | 5.7287 | 5.8827 | 5.5978 | 5.1318 | 4.3964 | 4.0843
2039-03-30 | 3.9412 | 3.8655 | 3.7174 | 3.6432 | 3.6919 | 3.992 | 4.2766 | 4.4313 | 4.5545 | 4.8231 | 4.7386 | 4.4277 | 4.2478 | 4.0449 | 4.1833 | 4.8538 | 5.1532 | 5.8116 | 5.9733 | 6.1359 | 5.6464 | 4.5517 | 4.2232 | 4.0347
2039-03-31 | 4.012 | 3.6266 | 3.6984 | 3.6064 | 3.6441 | 3.9157 | 4.109 | 4.2427 | 4.3165 | 4.1623 | 4.4837 | 4.5722 | 4.486 | 4.3043 | 4.5245 | 4.9615 | 5.4387 | 5.8441 | 6.1031 | 5.9632 | 5.4374 | 5.0983 | 4.5441 | 4.2196
2039-04-01 | 3.9424 | 3.8955 | 3.8065 | 3.8039 | 3.8468 | 4.1415 | 4.5056 | 4.8298 | 5.1947 | 4.9836 | 4.9765 | 4.8311 | 4.455 | 4.7029 | 5.0207 | 5.2618 | 5.3374 | 5.5722 | 5.534 | 5.665 | 5.3153 | 4.7527 | 4.3385 | 3.8431
2039-04-02 | 3.7073 | 3.5572 | 3.5791 | 3.5919 | 3.6124 | 3.8437 | 3.8958 | 3.9647 | 4.0426 | 3.998 | 3.9231 | 4.2921 | 4.1515 | 4.1516 | 4.1789 | 4.3384 | 4.6588 | 5.32 | 5.6681 | 5.8776 | 5.2345 | 5.0249 | 4.6531 | 4.1902
2039-04-03 | 4.0306 | 3.8691 | 3.7937 | 3.7772 | 3.7881 | 3.9283 | 4.0537 | 4.3216 | 4.4291 | 4.2296 | 4.7453 | 4.7424 | 4.5253 | 4.5811 | 4.4717 | 4.8687 | 5.1129 | 5.3319 | 5.3995 | 5.6506 | 4.9909 | 4.6821 | 4.2631 | 4.0243
2039-04-04 | 3.9244 | 3.6606 | 3.666 | 3.6811 | 3.7196 | 3.9535 | 4.2874 | 4.5333 | 4.7533 | 4.564 | 4.7339 | 5.0161 | 5.0071 | 4.7901 | 5.1408 | 5.4491 | 5.8177 | 6.0881 | 6.1419 | 6.1354 | 5.6785 | 5.1066 | 4.3917 | 4.0245
2039-04-05 | 3.9849 | 3.897 | 3.8118 | 3.6606 | 3.6138 | 3.853 | 4.2951 | 4.4999 | 4.5439 | 4.37 | 4.5777 | 4.4248 | 4.2443 | 4.333 | 4.5091 | 4.815 | 5.2828 | 5.8006 | 6.1713 | 6.1302 | 5.86 | 4.9234 | 4.4207 | 3.9849
2039-04-06 | 3.9504 | 3.8617 | 3.7394 | 3.631 | 3.7216 | 4.0665 | 4.4613 | 4.9859 | 5.1728 | 5.1163 | 4.7583 | 4.7536 | 4.5154 | 4.4541 | 4.2846 | 4.6382 | 5.1017 | 5.826 | 6.0223 | 6.0431 | 5.534 | 4.987 | 4.6298 | 4.0247
2039-04-07 | 3.8075 | 3.7849 | 3.7016 | 3.6416 | 3.6878 | 3.997 | 4.4086 | 4.901 | 5.1035 | 5.3788 | 5.5384 | 4.8002 | 4.5767 | 4.5776 | 4.7097 | 5.1322 | 5.4355 | 5.858 | 5.9177 | 6.1322 | 5.7651 | 4.8785 | 4.4311 | 3.9902
2039-04-08 | 3.8738 | 3.7965 | 3.7848 | 3.7705 | 3.8166 | 4.1241 | 4.6889 | 5.1594 | 5.9617 | 5.7274 | 5.3003 | 5.0412 | 5.021 | 4.7478 | 5.0504 | 5.3295 | 5.7007 | 5.9998 | 6.1098 | 6.1267 | 5.8787 | 5.3045 | 4.7917 | 4.2136
2039-04-09 | 4.0035 | 3.9056 | 3.9096 | 3.8415 | 3.8123 | 4.0547 | 4.3352 | 4.5361 | 4.8333 | 4.6298 | 4.4744 | 4.1595 | 4.2222 | 4.0954 | 4.0949 | 4.2294 | 4.6651 | 5.4316 | 5.3157 | 5.4999 | 4.9195 | 4.5502 | 4.2812 | 3.916
2039-04-10 | 3.8329 | 3.7237 | 3.7166 | 3.7001 | 3.7361 | 4.0027 | 4.196 | 4.2174 | 4.5967 | 4.6286 | 4.2522 | 4.4121 | 4.5803 | 4.4288 | 4.4313 | 4.9376 | 5.1104 | 5.8269 | 5.9142 | 6.0003 | 5.6847 | 5.1808 | 4.4673 | 4.028
2039-04-11 | 3.7056 | 3.7144 | 3.6657 | 3.6888 | 3.6612 | 3.9651 | 4.3657 | 4.4949 | 4.3616 | 4.0302 | 3.9163 | 3.7629 | 3.7178 | 3.5343 | 3.7406 | 4.1214 | 4.5885 | 5.3158 | 5.8431 | 6.1021 | 5.684 | 5.1143 | 4.4018 | 4.006
2039-04-12 | 3.9521 | 3.8676 | 3.7394 | 3.6335 | 3.596 | 3.8117 | 4.1642 | 4.2228 | 4.232 | 4.2516 | 4.1301 | 3.6402 | 4.6402 | 4.0726 | 4.2561 | 5.3067 | 5.519 | 6.0493 | 6.1732 | 6.0379 | 5.8357 | 5.0165 | 4.4339 | 4.2656
2039-04-13 | 4.1602 | 3.9814 | 3.7361 | 3.797 | 3.903 | 4.2238 | 4.7172 | 4.7344 | 5.144 | 5.1026 | 4.4292 | 4.4271 | 4.4035 | 4.6471 | 5.0886 | 5.4473 | 5.7472 | 6.1438 | 6.0482 | 5.9796 | 5.7544 | 5.0439 | 4.4409 | 4.0378
2039-04-14 | 3.8818 | 3.8835 | 3.8105 | 3.8202 | 3.7893 | 4.0792 | 4.3228 | 4.0171 | 4.2113 | 4.0732 | 3.9381 | 4.3054 | 4.452 | 3.9321 | 4.3212 | 4.7519 | 5.0599 | 5.5179 | 5.7629 | 5.8209 | 5.2822 | 4.6388 | 4.3171 | 4.031
2039-04-15 | 3.8126 | 3.6869 | 3.7027 | 3.6227 | 3.8151 | 3.9224 | 4.3041 | 4.4137 | 4.9661 | 5.0078 | 5.2151 | 5.0483 | 5.0232 | 4.7381 | 5.0039 | 5.468 | 5.5835 | 6.0827 | 6.1606 | 6.0921 | 5.7158 | 5.3926 | 4.5371 | 4.1967
2039-04-16 | 4.0417 | 3.9725 | 3.9373 | 3.8563 | 3.9359 | 4.0069 | 4.1075 | 4.3025 | 4.702 | 4.78 | 4.8643 | 4.5734 | 4.3987 | 4.4166 | 4.5397 | 4.7493 | 4.8489 | 5.4973 | 5.7664 | 5.7239 | 5.3223 | 4.7533 | 4.2927 | 3.9619
2039-04-17 | 3.9276 | 4.1578 | 3.9434 | 3.7427 | 3.8587 | 4.1653 | 4.4165 | 4.7471 | 5.0214 | 5.1711 | 4.9058 | 4.6978 | 4.7272 | 4.6013 | 4.8791 | 5.1578 | 5.5958 | 5.9589 | 6.0585 | 6.2362 | 6.0102 | 5.5004 | 4.2802 | 3.9575
2039-04-18 | 3.8702 | 3.7818 | 3.796 | 3.6929 | 3.7256 | 3.9461 | 4.2377 | 4.4864 | 4.694 | 4.3386 | 4.9684 | 4.4554 | 4.0506 | 3.859 | 4.0441 | 3.8946 | 4.2893 | 4.9921 | 5.246 | 5.5289 | 5.182 | 4.6218 | 4.0702 | 3.7808
2039-04-19 | 3.8187 | 3.7403 | 3.7405 | 3.6724 | 3.6778 | 4.094 | 4.3049 | 4.3369 | 4.6396 | 4.6757 | 4.4624 | 4.1465 | 4.1858 | 4.0599 | 4.2293 | 4.3674 | 4.8448 | 5.3346 | 5.6226 | 5.6877 | 5.3409 | 4.7731 | 4.1203 | 3.9344
2039-04-20 | 3.8381 | 3.7669 | 3.6789 | 3.6506 | 3.6703 | 4.0586 | 4.2851 | 4.4789 | 4.6049 | 4.2493 | 4.0677 | 3.9512 | 3.987 | 3.8868 | 4.1612 | 4.7875 | 5.0711 | 5.3201 | 5.6215 | 5.7033 | 5.2941 | 4.8153 | 4.2096 | 3.9535
2039-04-21 | 3.9046 | 3.7742 | 3.8686 | 3.9343 | 4.0751 | 4.576 | 4.8108 | 4.8355 | 5.0516 | 4.2445 | 4.0748 | 3.9236 | 3.9372 | 3.8829 | 3.8407 | 4.312 | 4.6704 | 5.4768 | 5.6837 | 5.7683 | 5.4795 | 4.8031 | 4.2899 | 3.9482
2039-04-22 | 3.8756 | 3.7524 | 3.7395 | 3.7383 | 3.762 | 4.1572 | 4.3573 | 4.4619 | 4.6507 | 4.3873 | 4.1714 | 4.1434 | 4.1107 | 4.2959 | 4.7453 | 4.8661 | 5.1473 | 5.5693 | 6.0428 | 5.9275 | 5.4992 | 5.1055 | 4.5923 | 4.2525
2039-04-23 | 4.1067 | 3.9331 | 3.8729 | 3.8351 | 3.6909 | 3.9451 | 4.0838 | 4.3109 | 4.5427 | 4.2066 | 4.5725 | 4.6177 | 4.4235 | 4.23 | 4.323 | 4.5827 | 5.0416 | 5.3148 | 5.4962 | 5.3162 | 5.2411 | 4.8913 | 4.675 | 4.318
2039-04-24 | 4.1253 | 3.9977 | 3.8521 | 3.7035 | 3.832 | 3.9685 | 4.0654 | 4.3679 | 4.5131 | 4.4065 | 4.4792 | 4.5635 | 4.8478 | 4.6479 | 4.9798 | 5.005 | 5.3596 | 5.6455 | 5.75 | 5.7195 | 5.4507 | 4.9642 | 4.7104 | 4.133
2039-04-25 | 4.0551 | 4.0975 | 4.1351 | 4.1155 | 4.1043 | 4.165 | 4.7828 | 4.9783 | 4.9561 | 4.5041 | 4.5577 | 4.882 | 4.7629 | 4.5688 | 4.461 | 5.1582 | 5.4448 | 5.5991 | 5.6875 | 5.6062 | 5.2298 | 4.772 | 4.355 | 4.0452
2039-04-26 | 3.9475 | 3.7834 | 3.7429 | 3.6324 | 3.676 | 3.9332 | 4.118 | 4.1953 | 4.3587 | 4.2028 | 4.2977 | 4.2208 | 4.2171 | 4.3642 | 4.4376 | 4.5821 | 4.9196 | 5.5023 | 5.7406 | 5.6957 | 5.1005 | 4.5814 | 4.198 | 3.8654
2039-04-27 | 3.7738 | 3.622 | 3.503 | 3.513 | 3.6166 | 3.9982 | 4.211 | 4.3009 | 4.6104 | 4.6979 | 4.5495 | 4.6025 | 4.4122 | 4.3138 | 4.338 | 4.4104 | 4.5137 | 4.8096 | 5.2077 | 5.4296 | 5.0577 | 4.6453 | 4.1365 | 3.8985
2039-04-28 | 3.7694 | 3.6732 | 3.6589 | 3.5843 | 3.6211 | 4.0574 | 4.1369 | 4.2498 | 4.4378 | 4.2511 | 4.2863 | 4.5053 | 4.8119 | 4.6581 | 4.7357 | 4.9055 | 5.0775 | 5.1484 | 5.3025 | 5.4229 | 5.0111 | 4.6998 | 4.24 | 3.8851
2039-04-29 | 3.8371 | 3.6288 | 3.6268 | 3.7155 | 3.8024 | 4.0925 | 4.3663 | 4.4465 | 4.5552 | 4.3779 | 4.2643 | 4.0209 | 4.0211 | 3.8928 | 3.96 | 4.4484 | 4.9325 | 5.2148 | 5.4782 | 5.449 | 5.2491 | 5.0102 | 4.4049 | 4.1176
2039-04-30 | 3.9478 | 3.8453 | 3.9013 | 3.9027 | 3.9674 | 4.2921 | 4.3411 | 4.4093 | 4.5054 | 4.7583 | 4.5544 | 4.432 | 4.6003 | 4.4847 | 4.4618 | 4.6696 | 4.7575 | 4.6941 | 4.8895 | 4.7731 | 4.5291 | 4.4523 | 4.0982 | 3.7693
2039-05-01 | 3.4449 | 3.3969 | 3.3192 | 3.2615 | 3.2848 | 3.6355 | 3.727 | 3.8034 | 3.8596 | 3.6892 | 3.4411 | 3.3884 | 3.1844 | 3.2084 | 3.41 | 3.6298 | 3.7436 | 3.9857 | 4.1796 | 4.2915 | 4.1372 | 3.9549 | 3.6315 | 3.4568
2039-05-02 | 3.3338 | 3.2721 | 3.2826 | 3.2358 | 3.2745 | 3.507 | 3.8686 | 3.9263 | 3.8704 | 3.6807 | 3.7431 | 3.7681 | 3.6694 | 3.3847 | 3.4983 | 3.6541 | 3.873 | 4.2116 | 4.4777 | 4.644 | 4.5536 | 4.1807 | 3.6381 | 3.3231
2039-05-03 | 3.3184 | 3.1996 | 3.2002 | 3.1842 | 3.2064 | 3.5621 | 3.6368 | 3.8954 | 3.9563 | 3.9303 | 3.99 | 4.025 | 4.0318 | 3.5396 | 3.8906 | 4.5123 | 4.6205 | 4.6392 | 5.0018 | 5.042 | 4.6403 | 4.3268 | 3.9185 | 3.6472
2039-05-04 | 3.5366 | 3.3668 | 3.3723 | 3.421 | 3.5379 | 4.0104 | 4.1031 | 4.1833 | 4.2679 | 4.1855 | 4.3428 | 4.8887 | 4.5506 | 4.2184 | 4.5258 | 5.1282 | 5.195 | 5.0821 | 5.2035 | 5.4497 | 5.2073 | 4.7723 | 4.2815 | 3.6505
2039-05-05 | 3.6052 | 3.4389 | 3.4328 | 3.4496 | 3.5433 | 3.9064 | 4.1422 | 4.14 | 4.0806 | 4.0291 | 4.0417 | 4.033 | 3.7876 | 3.5316 | 3.7929 | 3.9899 | 4.2393 | 4.5459 | 4.7806 | 4.8739 | 4.682 | 4.4455 | 4.1531 | 3.7361
2039-05-06 | 3.6593 | 3.5091 | 3.6106 | 3.5426 | 3.6037 | 3.9033 | 4.1192 | 4.1553 | 4.2726 | 4.0132 | 4.0394 | 3.9892 | 3.8862 | 3.809 | 3.8845 | 4.0327 | 4.4134 | 4.7843 | 4.9497 | 4.91 | 4.6532 | 4.4845 | 3.8936 | 3.6763
2039-05-07 | 3.5607 | 3.5669 | 3.5746 | 3.5353 | 3.5215 | 3.7101 | 3.8062 | 3.9626 | 4.2226 | 4.0439 | 3.8846 | 4.1565 | 4.6164 | 4.4422 | 4.5001 | 4.4857 | 4.6314 | 5.0325 | 4.949 | 4.9585 | 4.7856 | 4.6139 | 4.262 | 3.9236
2039-05-08 | 3.8278 | 3.7044 | 3.6444 | 3.5586 | 3.6406 | 3.6498 | 3.8088 | 4.1146 | 4.3412 | 4.0363 | 4.2218 | 4.5457 | 4.3521 | 4.4343 | 4.4816 | 4.564 | 4.6234 | 4.9444 | 5.1302 | 5.2881 | 5.1441 | 4.6685 | 4.2255 | 3.934
2039-05-09 | 3.8641 | 3.7809 | 3.8063 | 3.7909 | 3.8807 | 4.0943 | 4.3457 | 4.4069 | 4.8332 | 4.7704 | 4.4826 | 4.6549 | 4.483 | 4.3122 | 4.5333 | 4.8232 | 5.6272 | 5.828 | 5.7932 | 5.6343 | 5.6415 | 5.1327 | 4.5934 | 4.1073
2039-05-10 | 4.3219 | 4.3094 | 4.3015 | 4.2682 | 4.2557 | 4.6311 | 4.7496 | 5.0656 | 5.4383 | 5.257 | 5.2896 | 5.4282 | 4.9793 | 4.9698 | 5.2912 | 5.2885 | 5.5568 | 5.9457 | 6.1578 | 6.2487 | 6.1749 | 5.6365 | 4.9655 | 4.4638
2039-05-11 | 3.9856 | 3.8321 | 3.7543 | 3.7433 | 3.8964 | 4.2167 | 4.319 | 4.5961 | 5.1436 | 4.9341 | 4.8709 | 4.7391 | 4.7786 | 4.6884 | 4.7484 | 5.063 | 5.2292 | 5.7279 | 5.5569 | 5.8172 | 5.7749 | 5.3528 | 4.6112 | 4.2867
2039-05-12 | 4.1636 | 4.0021 | 3.9273 | 4.0415 | 4.0588 | 4.3957 | 4.7375 | 4.9984 | 5.1157 | 4.8901 | 4.8764 | 4.7077 | 4.6408 | 4.4622 | 4.7419 | 5.1051 | 5.4239 | 5.8094 | 5.7489 | 5.6854 | 5.4345 | 5.1375 | 4.662 | 4.2853
2039-05-13 | 4.1236 | 4.0194 | 3.9815 | 4.1337 | 4.109 | 4.5083 | 4.7764 | 5.0835 | 5.1475 | 5.0854 | 5.0239 | 4.8586 | 4.7026 | 4.5849 | 4.9404 | 5.4022 | 5.576 | 5.6525 | 5.6609 | 5.6761 | 5.5388 | 5.3938 | 4.918 | 4.4025
2039-05-14 | 4.1625 | 4.0179 | 4.0469 | 4.0398 | 4.0785 | 4.3988 | 4.4121 | 4.5416 | 5.2056 | 4.9989 | 4.9113 | 4.7473 | 4.7018 | 4.5806 | 4.5693 | 4.8192 | 5.0755 | 5.3153 | 5.4286 | 5.5509 | 5.4223 | 5.1288 | 4.7224 | 4.235
2039-05-15 | 4.1128 | 3.9623 | 3.9156 | 3.8788 | 3.9286 | 4.123 | 4.1716 | 4.3711 | 4.9474 | 4.7457 | 4.8001 | 4.8721 | 4.657 | 4.6347 | 4.7712 | 5.0436 | 5.3045 | 5.3096 | 5.4831 | 5.4489 | 5.3827 | 5.0946 | 4.6347 | 4.1384
2039-05-16 | 4.0035 | 4.1026 | 3.9677 | 3.9053 | 3.9256 | 4.1322 | 4.4407 | 4.5163 | 5.0388 | 5.1159 | 4.81 | 4.9932 | 4.8299 | 4.757 | 4.8466 | 5.078 | 5.1822 | 5.6425 | 5.7535 | 5.7407 | 5.7801 | 5.3406 | 4.9536 | 4.4193
2039-05-17 | 4.2273 | 3.9396 | 3.9338 | 3.8657 | 3.8274 | 4.1523 | 4.6479 | 4.7887 | 5.2523 | 4.9257 | 4.6892 | 4.8576 | 4.6928 | 4.7395 | 4.8307 | 5.1848 | 5.3209 | 5.587 | 5.7092 | 5.681 | 5.6581 | 4.9654 | 4.4509 | 4.1493
2039-05-18 | 4.0656 | 3.9461 | 4.0006 | 3.8259 | 4.0224 | 4.3288 | 4.4972 | 4.5634 | 4.6451 | 4.4953 | 4.5267 | 4.6272 | 4.3753 | 4.3024 | 4.6296 | 4.7251 | 4.9636 | 5.3419 | 5.4118 | 5.5811 | 5.4474 | 5.2352 | 4.6765 | 4.3601
2039-05-19 | 4.2114 | 4.0903 | 4.0459 | 4.1332 | 4.1946 | 4.498 | 4.6578 | 4.8266 | 4.9678 | 5.0215 | 5.0085 | 4.9061 | 4.7955 | 4.7065 | 5.1812 | 5.192 | 5.2464 | 5.5063 | 5.591 | 5.6116 | 5.3534 | 5.1715 | 4.6082 | 4.176
2039-05-20 | 4.0683 | 3.9333 | 3.8918 | 3.9377 | 4.0967 | 4.3925 | 4.5722 | 4.6214 | 4.8773 | 4.7137 | 4.8079 | 4.741 | 4.5093 | 4.4017 | 4.4094 | 4.7096 | 5.0042 | 5.5622 | 5.5127 | 5.7495 | 5.5036 | 5.2984 | 4.8634 | 4.4388
2039-05-21 | 4.2145 | 4.1058 | 4.1213 | 4.1451 | 4.0697 | 4.3039 | 3.9969 | 4.1614 | 4.6253 | 4.5945 | 4.3691 | 4.5978 | 4.1328 | 4.0521 | 3.9795 | 4.2683 | 4.5791 | 5.0533 | 5.1023 | 5.0148 | 4.8171 | 4.7129 | 4.3699 | 4.0285
2039-05-22 | 3.9147 | 3.8997 | 3.892 | 3.7975 | 3.9057 | 4 | 3.9885 | 4.0698 | 4.5219 | 4.5394 | 4.5478 | 4.5202 | 4.4189 | 4.3147 | 4.4905 | 4.6785 | 4.8617 | 5.3176 | 5.4048 | 5.3467 | 4.9556 | 4.8088 | 4.5552 | 4.1639
2039-05-23 | 4.0608 | 3.9748 | 3.9354 | 3.8902 | 3.8426 | 3.9392 | 3.9898 | 4.1989 | 4.3648 | 4.3547 | 4.6554 | 4.5009 | 4.1975 | 4.1756 | 4.3664 | 4.5675 | 4.837 | 5.0179 | 5.1064 | 5.1871 | 5.1841 | 4.8712 | 4.5358 | 4.2214
2039-05-24 | 4.1817 | 4.1056 | 4.0658 | 3.9955 | 4.0646 | 4.2586 | 4.2403 | 4.4311 | 4.8812 | 4.8964 | 4.8679 | 4.9072 | 5.0441 | 4.8886 | 4.9888 | 5.1341 | 5.3677 | 5.6226 | 5.4681 | 5.5864 | 5.3305 | 5.0156 | 4.4916 | 4.1431
2039-05-25 | 4.0037 | 3.8802 | 3.8774 | 3.913 | 3.7502 | 4.0852 | 4.2946 | 4.3688 | 4.5952 | 4.7053 | 4.4646 | 4.5242 | 4.5575 | 4.5767 | 4.7397 | 4.6962 | 5.0594 | 5.2468 | 5.3416 | 5.4375 | 5.331 | 5.0177 | 4.3555 | 4.1031
2039-05-26 | 4.0245 | 3.8215 | 3.7869 | 3.8014 | 3.6419 | 4.053 | 4.1936 | 4.4952 | 4.6823 | 4.5992 | 4.6494 | 4.63 | 4.6799 | 4.5636 | 4.5769 | 5.0091 | 5.1631 | 5.3323 | 5.5045 | 5.6353 | 5.5868 | 5.0609 | 4.5689 | 4.0427
2039-05-27 | 3.9043 | 3.7682 | 3.7017 | 3.7394 | 3.8748 | 4.324 | 4.7458 | 4.6524 | 4.9305 | 4.8009 | 4.6753 | 4.7314 | 4.598 | 4.3592 | 4.576 | 4.9949 | 5.033 | 5.3096 | 5.0946 | 5.0394 | 5.0067 | 5.016 | 4.4682 | 4.1841
2039-05-28 | 4.041 | 3.9245 | 3.8354 | 3.8199 | 3.8909 | 4.2144 | 4.0912 | 4.2548 | 4.7116 | 4.5427 | 4.4434 | 4.4973 | 4.4585 | 4.2368 | 4.458 | 4.598 | 4.7968 | 5.178 | 5.4033 | 5.2911 | 5.2361 | 4.95 | 4.6293 | 4.2071
2039-05-29 | 3.9903 | 3.8505 | 3.7775 | 3.8346 | 3.9134 | 4.0034 | 4.1116 | 4.1657 | 4.6592 | 4.4752 | 4.2813 | 4.1896 | 4.4424 | 4.2973 | 4.4575 | 4.5306 | 4.6993 | 5.0497 | 5.0058 | 5.1439 | 5.0034 | 4.8635 | 4.3097 | 4.0411
2039-05-30 | 3.9302 | 3.9124 | 3.8321 | 3.9637 | 3.9635 | 4.1924 | 4.2493 | 4.2326 | 4.4666 | 4.5297 | 4.733 | 4.4366 | 4.5595 | 4.5379 | 4.8825 | 5.0217 | 5.0286 | 5.2865 | 5.4554 | 5.5236 | 5.4077 | 4.8809 | 4.4895 | 4.1334
2039-05-31 | 4.0554 | 3.9076 | 3.8991 | 3.8243 | 3.918 | 4.2648 | 4.5919 | 4.344 | 4.4535 | 4.64 | 4.8052 | 4.7772 | 4.7103 | 4.4979 | 4.8839 | 4.9992 | 5.0422 | 5.4175 | 5.4611 | 5.4755 | 5.4051 | 4.9911 | 4.6493 | 4.2826
2039-06-01 | 4.0483 | 3.9321 | 3.901 | 3.9389 | 3.9651 | 4.2033 | 4.2685 | 4.2437 | 4.6971 | 4.6747 | 4.4967 | 4.4027 | 4.4932 | 4.607 | 4.5133 | 4.8716 | 4.8882 | 5.2826 | 5.3697 | 5.4956 | 5.4859 | 5.226 | 4.893 | 4.5382
2039-06-02 | 4.2873 | 4.1692 | 4.0685 | 4.0377 | 4.1446 | 4.375 | 4.5231 | 4.5725 | 4.7649 | 4.7128 | 4.4125 | 4.4273 | 4.0519 | 4.0251 | 4.1984 | 4.6528 | 4.786 | 5.0602 | 5.2036 | 5.188 | 5.1363 | 4.8319 | 4.487 | 4.1054
2039-06-03 | 3.9573 | 3.9077 | 3.9038 | 3.8547 | 3.972 | 4.2143 | 4.3325 | 4.3989 | 4.7094 | 4.5985 | 4.6321 | 4.5148 | 4.5419 | 4.4778 | 4.5689 | 4.7475 | 4.8176 | 5.0726 | 5.3338 | 5.4175 | 5.2102 | 5.0398 | 4.6432 | 4.3654
2039-06-04 | 4.1676 | 3.8487 | 3.8196 | 3.7871 | 3.9337 | 4.1356 | 4.3035 | 4.3404 | 4.6181 | 4.5584 | 4.481 | 4.6265 | 4.2315 | 4.0559 | 4.4022 | 4.6968 | 4.795 | 5.3364 | 5.1592 | 5.228 | 5.1253 | 4.9182 | 4.5686 | 4.1179
2039-06-05 | 3.9947 | 3.9087 | 3.8915 | 3.8689 | 3.9322 | 4.0333 | 4.1802 | 4.2799 | 4.4665 | 4.4091 | 4.5157 | 4.4202 | 4.5324 | 4.5353 | 4.4651 | 4.6424 | 4.5882 | 4.9261 | 5.2929 | 5.3452 | 5.3324 | 4.9709 | 4.6595 | 4.2052
2039-06-06 | 4.0768 | 3.8762 | 3.8853 | 3.9666 | 3.9977 | 4.1565 | 4.2242 | 4.5571 | 4.982 | 4.7753 | 4.915 | 4.7024 | 4.7208 | 4.6539 | 4.7422 | 4.9714 | 5.2255 | 5.5663 | 5.5631 | 5.5285 | 5.4913 | 5.2085 | 4.8344 | 4.2728
2039-06-07 | 3.9896 | 3.8696 | 3.8124 | 3.8204 | 3.9089 | 4.0475 | 4.1396 | 4.2444 | 4.7059 | 4.4401 | 4.43 | 4.3745 | 4.2271 | 4.1457 | 4.2458 | 4.5091 | 4.7571 | 5.2136 | 5.4836 | 5.5259 | 5.4708 | 5.1309 | 4.6408 | 4.3154
2039-06-08 | 4.2131 | 3.9754 | 3.8893 | 3.8813 | 3.8996 | 4.2405 | 4.2674 | 4.4244 | 4.6286 | 4.6991 | 4.7274 | 4.729 | 4.3025 | 4.3256 | 4.4827 | 4.9333 | 4.908 | 5.3193 | 5.4397 | 5.5374 | 5.4549 | 5.2288 | 4.8433 | 4.4796
2039-06-09 | 4.3334 | 4.2863 | 4.1147 | 4.0148 | 4.0557 | 4.3405 | 4.3219 | 4.3817 | 4.5256 | 4.3362 | 4.4315 | 4.381 | 4.4103 | 4.1564 | 4.3425 | 4.5425 | 4.6794 | 5.0156 | 5.1122 | 5.1943 | 5.0123 | 4.7377 | 4.3088 | 4.0766
2039-06-10 | 3.9006 | 3.7776 | 3.8174 | 3.8001 | 3.8508 | 3.9742 | 3.9906 | 4.1597 | 4.5388 | 4.707 | 4.7701 | 4.851 | 4.7357 | 4.6096 | 4.7431 | 5.0184 | 4.9891 | 5.364 | 5.4027 | 5.3452 | 5.0831 | 4.9194 | 4.5216 | 4.2108
2039-06-11 | 4.0595 | 3.8494 | 3.8247 | 3.8295 | 3.8791 | 4.0833 | 4.0843 | 4.3267 | 4.3369 | 4.3949 | 4.1036 | 4.1437 | 4.0896 | 4.0772 | 4.1929 | 4.3497 | 4.5231 | 4.9145 | 5.0116 | 4.991 | 4.7757 | 4.5652 | 4.3208 | 4.0573
2039-06-12 | 3.9608 | 3.9433 | 3.8869 | 3.8904 | 3.8422 | 4.0158 | 3.8658 | 3.9524 | 4.3261 | 4.1814 | 4.2335 | 4.3044 | 4.2035 | 4.2545 | 4.4695 | 4.6645 | 4.7172 | 5.044 | 5.254 | 5.3822 | 5.3033 | 4.9015 | 4.4546 | 4.1749
2039-06-13 | 4.0437 | 3.9512 | 3.7673 | 3.8343 | 3.9228 | 4.0008 | 3.9484 | 4.0986 | 4.5161 | 4.4057 | 4.5482 | 4.2963 | 4.1803 | 4.4273 | 4.4547 | 4.4871 | 4.8402 | 5.1782 | 5.2552 | 5.2204 | 5.104 | 4.7363 | 4.4215 | 4.2376
2039-06-14 | 4.1917 | 4.0715 | 4.0197 | 4.0075 | 4.0501 | 4.2932 | 4.2391 | 4.4457 | 4.6866 | 4.8794 | 5.026 | 4.9627 | 4.8113 | 4.6971 | 5.1105 | 5.2136 | 5.3467 | 5.5591 | 5.6047 | 5.6679 | 5.5735 | 5.1158 | 4.7291 | 4.4484
2039-06-15 | 4.2412 | 4.1989 | 4.0146 | 3.9585 | 4.0438 | 4.3259 | 4.3359 | 4.6269 | 4.6643 | 4.5395 | 4.4482 | 4.3945 | 4.4165 | 4.3281 | 4.4621 | 4.7298 | 4.9034 | 5.32 | 5.4049 | 5.5278 | 5.462 | 5.0599 | 4.5673 | 4.2148
2039-06-16 | 4.0652 | 3.9662 | 3.925 | 4.0126 | 3.9651 | 4.0814 | 4.1268 | 4.1869 | 4.9128 | 4.7246 | 4.6515 | 4.7893 | 4.5556 | 4.4245 | 4.3946 | 4.6217 | 4.9028 | 5.3282 | 5.422 | 5.4921 | 5.3232 | 4.9661 | 4.5016 | 4.263
2039-06-17 | 4.175 | 4.0528 | 4.0272 | 3.943 | 3.9446 | 4.1593 | 4.2629 | 4.3416 | 4.6053 | 4.6826 | 4.7913 | 4.9605 | 4.7336 | 4.775 | 4.858 | 4.9725 | 4.8774 | 5.0452 | 4.9313 | 5.1572 | 4.9548 | 4.906 | 4.5174 | 4.1664
2039-06-18 | 3.9359 | 3.8429 | 3.881 | 3.859 | 3.8187 | 4.0744 | 4.284 | 4.2843 | 4.6242 | 4.5885 | 4.4933 | 4.4926 | 4.3679 | 4.3534 | 4.7467 | 4.9439 | 5.139 | 5.47 | 5.3772 | 5.4836 | 5.3731 | 5.1659 | 4.7713 | 4.352
2039-06-19 | 4.1959 | 4.181 | 3.9436 | 3.9199 | 3.9837 | 4.039 | 4.2633 | 4.3336 | 4.5718 | 4.5784 | 4.5413 | 4.6331 | 4.5922 | 4.3592 | 4.4244 | 4.7874 | 4.8853 | 5.1208 | 5.1917 | 5.3051 | 5.257 | 5.099 | 4.6276 | 4.3648
2039-06-20 | 4.2037 | 4.1479 | 4.1512 | 4.0747 | 3.9749 | 4.2121 | 4.329 | 4.4567 | 4.7728 | 4.7371 | 4.5255 | 4.6988 | 4.7942 | 4.4145 | 4.6759 | 4.9205 | 4.9965 | 5.4006 | 5.4871 | 5.4912 | 5.3457 | 5.0493 | 4.6622 | 4.2322
2039-06-21 | 4.2151 | 4.1146 | 4.0901 | 4.1156 | 4.154 | 4.3485 | 4.4262 | 4.5316 | 4.8091 | 4.7531 | 4.7571 | 4.5504 | 4.4266 | 4.5737 | 4.7498 | 4.7791 | 4.844 | 5.365 | 5.5743 | 5.6173 | 5.3783 | 5.0088 | 4.7855 | 4.5582
2039-06-22 | 4.3449 | 4.1879 | 4.0669 | 4.091 | 4.1153 | 4.3263 | 4.231 | 4.5222 | 4.6447 | 4.8414 | 4.694 | 4.7182 | 4.3079 | 4.1504 | 4.4732 | 4.6761 | 4.6651 | 5.1298 | 5.1445 | 5.1809 | 5.0051 | 4.7586 | 4.4615 | 4.1035
2039-06-23 | 3.9927 | 3.8579 | 3.8769 | 3.8318 | 3.8358 | 4.131 | 4.3192 | 4.4375 | 4.6377 | 4.6979 | 4.6558 | 4.5722 | 4.5956 | 4.3912 | 4.762 | 4.757 | 4.9184 | 5.3339 | 5.4843 | 5.566 | 5.4046 | 5.0519 | 4.6841 | 4.3904
2039-06-24 | 4.2881 | 4.1686 | 4.1675 | 4.095 | 4.2168 | 4.3931 | 4.5682 | 4.6018 | 5.1699 | 5.053 | 5.1075 | 4.9373 | 4.9142 | 4.7705 | 4.8429 | 4.7389 | 4.8345 | 5.2482 | 5.4012 | 5.3786 | 5.1981 | 5.0181 | 4.6796 | 4.3484
2039-06-25 | 4.1087 | 4.1079 | 4.0209 | 3.9727 | 3.9338 | 4.1094 | 4.1628 | 4.2595 | 4.4539 | 4.2417 | 4.147 | 4.0608 | 4.1203 | 3.8869 | 4.2415 | 4.4643 | 4.5074 | 5.0157 | 5.1 | 5.0163 | 4.9223 | 4.6477 | 4.5152 | 4.2898
2039-06-26 | 4.1213 | 4.0156 | 3.9888 | 3.9088 | 4.0141 | 4.1608 | 4.174 | 4.2927 | 4.491 | 4.4861 | 4.4665 | 4.5105 | 4.516 | 4.2403 | 4.2444 | 4.5822 | 4.5832 | 5.0206 | 5.1999 | 5.2074 | 4.9958 | 4.8289 | 4.4446 | 4.2122
2039-06-27 | 4.1406 | 4.1333 | 4.1241 | 4.0867 | 4.1326 | 4.2348 | 4.3274 | 4.5103 | 4.8458 | 4.9185 | 4.9264 | 4.8191 | 4.928 | 4.8738 | 5.0928 | 5.3591 | 5.6834 | 5.9506 | 6.0051 | 6.1391 | 5.9723 | 5.277 | 4.7371 | 4.3297
2039-06-28 | 4.0594 | 3.9349 | 3.8648 | 3.778 | 3.8347 | 4.0467 | 4.1579 | 4.3602 | 4.6427 | 4.5529 | 4.6448 | 4.5445 | 4.5658 | 4.4882 | 4.5146 | 4.673 | 4.9816 | 5.4119 | 5.4687 | 5.6097 | 5.5241 | 4.9395 | 4.7257 | 4.3096
2039-06-29 | 4.1807 | 4.0526 | 3.9933 | 4.07 | 3.97 | 4.1959 | 4.0535 | 4.1872 | 4.7274 | 4.7565 | 4.844 | 4.7137 | 4.6252 | 4.5399 | 4.5853 | 4.9399 | 5.1242 | 5.5484 | 5.4343 | 5.6593 | 5.4325 | 5.1594 | 4.5623 | 4.2096
2039-06-30 | 4.0126 | 3.8991 | 3.9228 | 3.9165 | 3.9469 | 4.1286 | 4.1649 | 4.3122 | 4.565 | 4.702 | 4.4669 | 4.7534 | 4.7509 | 4.71 | 4.6555 | 4.6311 | 4.8598 | 5.3718 | 5.0747 | 5.1706 | 4.9165 | 4.7858 | 4.7666 | 4.2316
2039-07-01 | 4.0739 | 3.9242 | 4.0292 | 4.0287 | 4.0433 | 4.3102 | 4.4009 | 4.6792 | 4.7701 | 4.6208 | 4.917 | 4.7904 | 4.9151 | 4.8538 | 4.8619 | 5.2147 | 5.3507 | 5.3435 | 5.4269 | 5.4237 | 5.2671 | 5.0539 | 4.8035 | 4.3715
2039-07-02 | 4.1743 | 4.0815 | 4.0343 | 3.9155 | 4.1017 | 4.2574 | 4.1701 | 4.4594 | 4.7672 | 4.5224 | 4.4712 | 4.486 | 4.4411 | 4.4501 | 4.6166 | 4.8126 | 4.8713 | 5.1123 | 5.1404 | 4.9843 | 4.8417 | 4.7309 | 4.6702 | 4.3331
2039-07-03 | 4.265 | 4.201 | 4.1361 | 4.0951 | 4.1278 | 4.1956 | 4.2489 | 4.5987 | 4.7532 | 4.8188 | 4.557 | 4.7352 | 4.573 | 4.5909 | 4.7035 | 4.9996 | 5.1033 | 5.1386 | 5.1721 | 5.2361 | 5.1567 | 4.8826 | 4.4247 | 4.1971
2039-07-04 | 4.0531 | 3.9534 | 3.9843 | 4.0059 | 4.0852 | 4.2869 | 4.4264 | 4.8211 | 5.1935 | 4.8616 | 4.7916 | 4.7647 | 4.766 | 4.7281 | 4.6976 | 4.9649 | 5.2057 | 5.3202 | 5.62 | 5.8052 | 5.6797 | 5.2446 | 4.8802 | 4.4896
2039-07-05 | 4.393 | 4.196 | 4.2466 | 4.1945 | 4.2778 | 4.5872 | 4.6855 | 4.9326 | 5.1427 | 4.9795 | 4.8493 | 5.0858 | 5.0817 | 4.9078 | 4.823 | 4.8506 | 5.4589 | 6.1318 | 6.1308 | 6.1611 | 6.0381 | 5.6837 | 5.1624 | 4.7757
2039-07-06 | 4.4363 | 4.2541 | 4.149 | 4.1007 | 4.2849 | 4.4528 | 4.6182 | 4.8075 | 5.0048 | 4.8403 | 4.7019 | 4.6222 | 4.547 | 4.6036 | 4.6533 | 5.2721 | 5.6575 | 6.0378 | 6.1295 | 6.1673 | 6.0308 | 5.6312 | 5.0971 | 4.561
2039-07-07 | 4.2472 | 4.2542 | 4.1051 | 3.9976 | 3.9993 | 4.2615 | 4.2905 | 4.6225 | 4.8739 | 4.625 | 4.4693 | 4.5148 | 4.4269 | 4.471 | 4.4296 | 4.6714 | 4.9029 | 5.3091 | 5.3418 | 5.5422 | 5.3145 | 5.0224 | 4.6063 | 4.3393
2039-07-08 | 4.2277 | 4.125 | 4.0215 | 3.9788 | 4.065 | 4.173 | 4.0818 | 4.268 | 4.9261 | 4.6531 | 4.3878 | 4.5137 | 4.6286 | 4.3836 | 4.368 | 4.6419 | 4.898 | 5.4223 | 5.4914 | 5.3955 | 5.162 | 4.9742 | 4.5815 | 4.3431
2039-07-09 | 4.2095 | 4.049 | 3.9826 | 3.9935 | 3.9917 | 4.0977 | 4.0166 | 4.2173 | 4.6707 | 4.5711 | 4.2774 | 4.2805 | 4.187 | 4.1189 | 4.3459 | 4.4357 | 4.6707 | 5.2894 | 5.2871 | 5.2824 | 5.1974 | 4.749 | 4.4491 | 4.1112
2039-07-10 | 4.0323 | 3.9269 | 3.8355 | 3.7757 | 3.7462 | 3.8014 | 3.8259 | 4.0235 | 4.3962 | 4.2354 | 4.1409 | 4.2501 | 4.0831 | 4.0991 | 4.2243 | 4.522 | 4.556 | 5.2227 | 5.306 | 5.2897 | 5.223 | 4.9022 | 4.5655 | 4.1885
2039-07-11 | 4.0896 | 4.0303 | 4.0506 | 3.961 | 3.9709 | 4.1137 | 3.9581 | 4.3214 | 4.7805 | 4.5789 | 4.5847 | 4.6528 | 4.8362 | 4.7759 | 4.8581 | 4.9736 | 5.1072 | 5.6356 | 5.8179 | 5.897 | 5.6965 | 5.2914 | 4.6828 | 4.3586
2039-07-12 | 4.2512 | 4.0546 | 4.0293 | 3.9799 | 3.9834 | 4.1758 | 4.0324 | 4.1914 | 4.5306 | 4.42 | 4.3571 | 4.3804 | 4.4987 | 4.4606 | 4.5778 | 4.6466 | 4.9541 | 5.4107 | 5.5246 | 5.6331 | 5.4369 | 5.0787 | 4.667 | 4.3843
2039-07-13 | 4.2458 | 4.1044 | 4.0081 | 3.9689 | 4.0334 | 4.4145 | 4.3425 | 4.3941 | 5.0535 | 4.9183 | 4.8155 | 4.817 | 4.7996 | 4.6786 | 5.0502 | 5.1627 | 5.3913 | 5.6716 | 5.8939 | 6.0111 | 5.8442 | 5.2996 | 4.8403 | 4.3614
2039-07-14 | 4.2083 | 4.171 | 4.0595 | 3.9711 | 4.0496 | 4.2343 | 4.1904 | 4.3534 | 4.6575 | 4.6321 | 4.3709 | 4.4484 | 4.3796 | 4.4015 | 4.4614 | 4.6042 | 5.0041 | 5.3747 | 5.3976 | 5.5119 | 5.3644 | 5.0996 | 4.6281 | 4.3136
2039-07-15 | 4.2794 | 4.168 | 4.1672 | 4.0925 | 4.2977 | 4.5896 | 4.7047 | 4.8421 | 5.2368 | 5.0944 | 5.2083 | 5.0743 | 5.1539 | 5.05 | 5.154 | 5.2533 | 5.3367 | 5.8783 | 5.7105 | 5.687 | 5.3491 | 5.0807 | 4.4718 | 4.3068
2039-07-16 | 4.1796 | 4.0878 | 4.0243 | 4.0263 | 4.0573 | 4.1417 | 4.1291 | 4.2023 | 4.3567 | 4.3924 | 4.3917 | 4.386 | 4.3398 | 4.2733 | 4.2414 | 4.4898 | 4.5495 | 5.0564 | 5.1597 | 5.2718 | 5.1291 | 4.8687 | 4.4924 | 4.3039
2039-07-17 | 4.1057 | 4.0525 | 3.9592 | 3.9096 | 3.9469 | 4.127 | 4.1174 | 4.516 | 4.8479 | 4.9321 | 4.6638 | 4.6065 | 4.6558 | 4.5842 | 4.4273 | 4.5692 | 4.8097 | 5.3419 | 5.4291 | 5.5835 | 5.6889 | 5.2468 | 4.7892 | 4.3804
2039-07-18 | 4.2578 | 4.1774 | 4.147 | 4.0347 | 3.9753 | 4.2315 | 4.2426 | 4.4512 | 4.7279 | 4.5805 | 4.3935 | 4.7041 | 4.6719 | 4.4047 | 4.4402 | 4.8157 | 4.9169 | 5.353 | 5.3912 | 5.4275 | 5.3732 | 5.0155 | 4.5951 | 4.3333
2039-07-19 | 4.23 | 4.1315 | 4.1692 | 4.0541 | 4.1588 | 4.3768 | 4.3778 | 4.5103 | 4.7493 | 4.3886 | 4.4711 | 4.4622 | 4.4955 | 4.5955 | 4.764 | 5.2585 | 5.2939 | 5.7595 | 5.8316 | 5.9273 | 5.8158 | 5.4416 | 4.9151 | 4.4821
2039-07-20 | 4.2461 | 4.1391 | 4.0218 | 3.979 | 4.0762 | 4.246 | 4.2705 | 4.5375 | 4.8946 | 4.8087 | 4.6731 | 4.8592 | 4.7741 | 4.864 | 4.7605 | 4.9638 | 5.4245 | 5.5957 | 5.7433 | 5.8614 | 5.8629 | 5.287 | 4.6592 | 4.2933
2039-07-21 | 4.1151 | 4.0704 | 3.9603 | 3.9581 | 4.04 | 4.2573 | 4.2699 | 4.4345 | 4.6003 | 4.7559 | 4.85 | 4.9446 | 4.9576 | 4.7644 | 4.7921 | 5.2123 | 5.4147 | 5.7586 | 5.8732 | 5.8328 | 5.6208 | 5.2634 | 4.8181 | 4.384
2039-07-22 | 4.2098 | 4.1104 | 4.0063 | 4.0887 | 4.1575 | 4.3149 | 4.3914 | 4.5874 | 4.8661 | 4.6061 | 4.5004 | 4.6323 | 4.4517 | 4.3331 | 4.5212 | 4.9854 | 5.0745 | 5.3545 | 5.4462 | 5.5089 | 5.3186 | 4.9821 | 4.6556 | 4.2857
2039-07-23 | 4.2481 | 4.0693 | 3.9956 | 3.9464 | 3.9667 | 4.2664 | 4.3498 | 4.4993 | 4.7129 | 4.7942 | 4.6564 | 4.8797 | 4.7653 | 4.5012 | 4.5828 | 4.7715 | 4.9195 | 5.1162 | 5.2606 | 5.4274 | 5.1984 | 4.8829 | 4.5869 | 4.2515
2039-07-24 | 4.1205 | 4.0005 | 3.9162 | 3.9635 | 3.9763 | 4.0511 | 4.1091 | 4.5147 | 4.6542 | 4.4914 | 4.4859 | 4.5075 | 4.8512 | 4.5596 | 4.4769 | 4.729 | 4.8319 | 5.1489 | 5.226 | 5.5497 | 5.3114 | 4.9275 | 4.6562 | 4.269
2039-07-25 | 4.3422 | 4.2779 | 4.2128 | 4.2354 | 4.2259 | 4.3991 | 4.5408 | 4.7781 | 4.9894 | 4.8531 | 5.0514 | 4.9178 | 5.2442 | 5.1267 | 5.2199 | 5.3512 | 5.6553 | 5.9927 | 6.264 | 6.5387 | 6.401 | 6.0685 | 5.2977 | 4.8537
2039-07-26 | 4.3962 | 3.7381 | 3.7231 | 3.9536 | 4.1348 | 4.2503 | 4.2176 | 4.7144 | 5.2839 | 5.0958 | 4.7123 | 4.6056 | 4.6784 | 4.4449 | 4.6253 | 5.0049 | 5.2503 | 5.5739 | 5.7156 | 5.7335 | 5.5603 | 5.1375 | 4.7048 | 4.341
2039-07-27 | 4.1853 | 4.051 | 4.0475 | 3.9534 | 4.0637 | 4.4014 | 4.4169 | 4.6485 | 4.7645 | 4.5645 | 4.477 | 4.6128 | 4.555 | 4.6043 | 4.8599 | 5.1836 | 5.4047 | 5.7202 | 5.9006 | 5.964 | 5.7923 | 5.5794 | 5.1103 | 4.637
2039-07-28 | 4.5835 | 4.3329 | 4.2273 | 4.1767 | 4.1321 | 4.2262 | 4.4017 | 4.6385 | 4.7347 | 4.7008 | 4.4585 | 4.5127 | 4.5001 | 4.3075 | 4.5757 | 4.876 | 4.9672 | 5.4146 | 5.468 | 5.5503 | 5.4365 | 5.2397 | 4.7488 | 4.4271
2039-07-29 | 4.328 | 4.2749 | 4.1892 | 4.3135 | 4.3219 | 4.5577 | 4.6406 | 4.7583 | 4.8462 | 4.7037 | 4.5592 | 4.5182 | 4.6302 | 4.3525 | 4.6399 | 4.8157 | 4.9684 | 5.1238 | 5.3603 | 5.3772 | 5.1755 | 5.0197 | 4.7661 | 4.4856
2039-07-30 | 4.2656 | 4.1419 | 4.0818 | 4.0885 | 4.1731 | 4.385 | 4.3769 | 4.587 | 4.7294 | 4.4919 | 4.4088 | 4.5005 | 4.2381 | 4.1539 | 4.4835 | 5.0001 | 5.1208 | 5.2935 | 5.54 | 5.6469 | 5.4884 | 5.2366 | 4.8969 | 4.4765
2039-07-31 | 4.306 | 4.2234 | 4.1288 | 4.1116 | 4.1074 | 4.2364 | 4.2563 | 4.4047 | 4.5652 | 4.4714 | 4.6799 | 4.7806 | 4.9544 | 4.8649 | 4.7495 | 5.3284 | 5.363 | 5.6173 | 5.6954 | 5.7987 | 5.7256 | 5.3308 | 4.9938 | 4.5506
2039-08-01 | 4.4719 | 4.3652 | 4.2042 | 4.2075 | 4.2202 | 4.3018 | 4.6654 | 4.7278 | 5.0235 | 4.9093 | 4.6172 | 4.6663 | 4.6406 | 4.3489 | 4.7199 | 5.2021 | 5.3824 | 5.6428 | 5.719 | 5.7669 | 5.5529 | 5.1163 | 4.7617 | 4.4779
2039-08-02 | 4.3395 | 4.2473 | 4.3215 | 4.2548 | 4.3566 | 4.5662 | 4.9039 | 4.9079 | 5.0445 | 4.8318 | 5.0044 | 5.135 | 5.0719 | 5.1917 | 5.1417 | 5.5033 | 5.6878 | 5.9807 | 6.1078 | 6.1151 | 5.9899 | 5.6129 | 5.0804 | 4.7412
2039-08-03 | 4.5993 | 4.518 | 4.3466 | 4.3781 | 4.4484 | 4.5895 | 4.8059 | 4.793 | 4.8932 | 4.8741 | 4.8332 | 4.8539 | 4.821 | 4.6615 | 4.832 | 5.2628 | 5.3897 | 5.6543 | 5.8026 | 5.9941 | 5.8997 | 5.4631 | 5.0803 | 4.7722
2039-08-04 | 4.6725 | 4.6387 | 4.5839 | 4.4814 | 4.4276 | 4.5684 | 4.7854 | 4.7072 | 4.7913 | 4.7024 | 4.6131 | 4.6782 | 4.6562 | 4.438 | 4.7527 | 4.9868 | 5.361 | 5.514 | 5.6395 | 5.6967 | 5.4087 | 5.2282 | 4.7737 | 4.5605
2039-08-05 | 4.5383 | 4.3873 | 4.2969 | 4.2764 | 4.2793 | 4.56 | 4.4835 | 4.7415 | 5.3063 | 5.2435 | 4.92 | 4.932 | 4.9797 | 4.7184 | 4.9499 | 5.1003 | 5.2505 | 5.5327 | 5.5546 | 5.6385 | 5.3754 | 5.1523 | 4.7555 | 4.4773
2039-08-06 | 4.4072 | 4.2487 | 4.1879 | 4.116 | 4.1934 | 4.2801 | 4.3393 | 4.6067 | 4.8357 | 4.8249 | 4.7511 | 4.7076 | 4.7324 | 4.5208 | 4.6907 | 5.0571 | 5.2146 | 5.3877 | 5.5518 | 5.7311 | 5.4902 | 5.2364 | 4.9455 | 4.6597
2039-08-07 | 4.5299 | 4.4602 | 4.3173 | 4.3989 | 4.3714 | 4.5983 | 4.694 | 4.7549 | 4.9328 | 4.7316 | 4.7905 | 4.8421 | 4.9156 | 5.0186 | 4.9751 | 5.2532 | 5.279 | 5.5263 | 5.5066 | 5.6443 | 5.4191 | 5.1866 | 4.7031 | 4.4773
2039-08-08 | 4.389 | 4.2834 | 4.3154 | 4.3007 | 4.3196 | 4.5379 | 4.7688 | 4.8822 | 5.0848 | 4.8491 | 4.7772 | 4.7066 | 4.7807 | 4.7206 | 4.4917 | 4.9394 | 5.208 | 5.4474 | 5.7742 | 5.8735 | 5.7091 | 5.4145 | 4.975 | 4.6342
2039-08-09 | 4.5102 | 4.4402 | 4.4236 | 4.3227 | 4.3788 | 4.5099 | 4.5417 | 4.669 | 5.2408 | 5.1445 | 5.1554 | 5.2635 | 5.1553 | 5.0738 | 5.0292 | 5.1515 | 5.3792 | 5.6955 | 5.8714 | 5.9154 | 5.7969 | 5.2717 | 4.8355 | 4.5611
2039-08-10 | 4.4383 | 4.2905 | 4.192 | 4.1546 | 4.095 | 4.4883 | 4.5654 | 4.7265 | 5.2765 | 5.0579 | 4.7988 | 4.906 | 4.9301 | 4.787 | 4.884 | 5.3592 | 5.3818 | 5.6703 | 5.6743 | 5.694 | 5.5577 | 5.3808 | 4.8865 | 4.5627
2039-08-11 | 4.4553 | 4.3519 | 4.3644 | 4.3069 | 4.4176 | 4.6718 | 4.5434 | 4.8452 | 5.2122 | 5.2616 | 5.1413 | 5.0531 | 5.1268 | 5.0468 | 5.1075 | 5.2926 | 5.4508 | 5.7111 | 5.627 | 5.7617 | 5.557 | 5.3993 | 4.9646 | 4.6217
2039-08-12 | 4.4848 | 4.3601 | 4.337 | 4.1592 | 4.1503 | 4.415 | 4.7156 | 4.7566 | 4.9893 | 4.898 | 4.9839 | 4.8368 | 4.9073 | 4.5856 | 4.9007 | 5.0257 | 5.334 | 5.6447 | 5.8785 | 5.8508 | 5.4836 | 5.277 | 4.9608 | 4.565
2039-08-13 | 4.46 | 4.35 | 4.2986 | 4.2107 | 4.352 | 4.5488 | 4.7799 | 4.872 | 5.0785 | 5.0704 | 4.9006 | 4.9946 | 4.8219 | 4.7852 | 4.8082 | 5.095 | 5.1925 | 5.6752 | 5.7911 | 5.708 | 5.4174 | 5.2257 | 4.8465 | 4.5679
2039-08-14 | 4.315 | 4.187 | 4.1114 | 3.9519 | 4.0828 | 4.2491 | 4.314 | 4.1725 | 4.7796 | 4.5837 | 4.5358 | 4.5148 | 4.612 | 4.5129 | 4.5128 | 5.1 | 5.1597 | 5.5349 | 5.6739 | 5.7151 | 5.535 | 5.1319 | 4.7884 | 4.4328
2039-08-15 | 4.3642 | 4.2847 | 4.2073 | 4.1268 | 4.2022 | 4.4379 | 4.673 | 4.4981 | 5.0161 | 5.058 | 4.8122 | 4.7602 | 4.7714 | 4.7279 | 4.8005 | 4.9293 | 5.3235 | 5.6815 | 5.7748 | 5.8069 | 5.5085 | 5.1438 | 4.8148 | 4.4676
2039-08-16 | 4.3648 | 4.2065 | 4.1928 | 4.1021 | 4.1457 | 4.3488 | 4.7519 | 4.7766 | 5.0007 | 4.8519 | 4.7558 | 4.8378 | 4.7247 | 4.766 | 4.7739 | 4.8709 | 5.237 | 5.47 | 5.7592 | 5.8277 | 5.6711 | 5.3538 | 4.9995 | 4.6972
2039-08-17 | 4.5065 | 4.4007 | 4.2393 | 4.1709 | 4.2306 | 4.5626 | 4.9015 | 4.8955 | 5.0174 | 4.8971 | 4.7176 | 4.8474 | 4.8899 | 4.4577 | 4.8042 | 5.4185 | 5.7041 | 5.8275 | 5.9345 | 5.9937 | 5.6138 | 5.3817 | 4.8977 | 4.7191
2039-08-18 | 4.6085 | 4.4514 | 4.4424 | 4.2906 | 4.2967 | 4.635 | 5.0393 | 4.7822 | 5.0347 | 4.9402 | 4.9036 | 5.0523 | 5.0512 | 4.844 | 4.7296 | 5.0473 | 5.2793 | 5.4916 | 5.723 | 5.7837 | 5.5608 | 5.2788 | 4.964 | 4.5916
2039-08-19 | 4.4719 | 4.3544 | 4.3098 | 4.196 | 4.2026 | 4.4902 | 4.9212 | 4.9574 | 5.1936 | 5.1937 | 5.0065 | 4.9519 | 4.9262 | 4.8189 | 5.0681 | 5.4362 | 5.6029 | 5.8965 | 5.9078 | 5.8497 | 5.63 | 5.3059 | 4.9866 | 4.6382
2039-08-20 | 4.4821 | 4.3939 | 4.2604 | 4.2158 | 4.172 | 4.3732 | 4.593 | 4.7211 | 4.981 | 4.9249 | 4.8302 | 4.8865 | 4.8019 | 4.7062 | 4.8106 | 5.1679 | 5.399 | 5.6512 | 5.5609 | 5.6416 | 5.4515 | 5.2611 | 4.953 | 4.5514
2039-08-21 | 4.3879 | 4.2418 | 4.2366 | 4.1165 | 4.1514 | 4.4428 | 4.6152 | 4.8 | 5.1441 | 5.0112 | 4.9652 | 4.9241 | 4.8439 | 5.045 | 4.9727 | 4.9999 | 5.2116 | 5.6813 | 5.7658 | 5.9283 | 5.7832 | 5.4635 | 5.0636 | 4.7247
2039-08-22 | 4.5658 | 4.3993 | 4.3556 | 4.2245 | 4.2832 | 4.5046 | 4.9442 | 5.1691 | 5.3834 | 5.0919 | 4.9191 | 4.9219 | 4.8137 | 4.8525 | 4.7384 | 5.0948 | 5.1652 | 5.5442 | 5.7178 | 5.8647 | 5.4994 | 5.2309 | 4.7718 | 4.5006
2039-08-23 | 4.5896 | 4.4697 | 4.4515 | 4.3776 | 4.5885 | 4.8736 | 5.1735 | 5.19 | 5.3904 | 5.332 | 5.5257 | 5.326 | 5.4212 | 5.3756 | 5.5042 | 5.6628 | 6.0596 | 6.2725 | 6.3144 | 6.4375 | 6.1206 | 5.7533 | 5.3001 | 4.9976
2039-08-24 | 4.6063 | 4.5128 | 4.4153 | 4.3744 | 4.3071 | 4.6427 | 4.8745 | 4.9915 | 5.3074 | 5.0523 | 4.9043 | 4.942 | 5.1061 | 4.8787 | 4.9807 | 5.1778 | 5.326 | 5.6154 | 5.6702 | 5.7253 | 5.3445 | 5.0599 | 4.7738 | 4.4697
2039-08-25 | 4.4969 | 4.4511 | 4.4504 | 4.3884 | 4.4511 | 4.5339 | 4.801 | 4.5731 | 4.7051 | 5.209 | 5.1718 | 5.0799 | 4.9447 | 4.72 | 4.8698 | 5.3382 | 5.5407 | 5.6019 | 5.5694 | 5.6805 | 5.5832 | 5.3589 | 4.9198 | 4.5995
2039-08-26 | 4.466 | 4.3727 | 4.284 | 4.2472 | 4.3721 | 4.5949 | 4.641 | 4.68 | 4.8146 | 4.7734 | 4.7267 | 4.6113 | 4.5614 | 4.8657 | 5.2216 | 5.1723 | 5.2899 | 5.6679 | 5.643 | 5.5338 | 5.4321 | 5.3473 | 4.911 | 4.5163
2039-08-27 | 4.3897 | 4.2883 | 4.2693 | 4.2491 | 4.3052 | 4.5131 | 4.5004 | 4.62 | 4.8892 | 4.8008 | 4.655 | 4.7458 | 4.8635 | 4.5321 | 4.41 | 4.7732 | 4.9145 | 5.704 | 5.6819 | 5.605 | 5.4531 | 5.0834 | 4.7508 | 4.5115
2039-08-28 | 4.3822 | 4.2923 | 4.3451 | 4.2602 | 4.348 | 4.5788 | 4.7715 | 4.8379 | 5.0604 | 4.9948 | 4.8848 | 4.9264 | 4.819 | 4.7528 | 4.9055 | 4.9011 | 5.1173 | 5.5519 | 5.7008 | 5.6466 | 5.2183 | 5.0416 | 4.6849 | 4.4492
2039-08-29 | 4.2706 | 4.2108 | 4.1782 | 4.2285 | 4.2527 | 4.4247 | 4.5936 | 4.6732 | 4.8468 | 4.7119 | 4.7345 | 4.6708 | 4.6422 | 4.5329 | 4.7664 | 5.0879 | 5.319 | 5.6617 | 5.6084 | 5.6386 | 5.3751 | 5.1393 | 4.719 | 4.4916
2039-08-30 | 4.3132 | 4.2014 | 4.1909 | 3.9877 | 3.9986 | 4.1781 | 4.2251 | 4.315 | 4.4517 | 4.6572 | 4.8264 | 4.7121 | 4.7529 | 4.6161 | 4.9026 | 4.9404 | 5.2276 | 5.6441 | 5.7865 | 5.8874 | 5.4776 | 5.1714 | 4.7458 | 4.5901
2039-08-31 | 4.4571 | 4.298 | 4.1929 | 4.14 | 4.2083 | 4.515 | 4.8757 | 4.9673 | 5.051 | 5.0926 | 4.9966 | 5.2551 | 5.3334 | 5.0753 | 5.2967 | 5.1152 | 5.4057 | 5.7666 | 5.8954 | 5.641 | 5.1712 | 5.2019 | 4.8531 | 4.551
2039-09-01 | 4.3802 | 4.3207 | 4.2386 | 4.2161 | 4.2057 | 4.493 | 4.7908 | 4.9597 | 5.1056 | 4.9293 | 4.7896 | 4.8074 | 4.7734 | 4.5993 | 4.72 | 5.061 | 5.2639 | 5.7548 | 5.7284 | 5.9954 | 5.8055 | 5.5025 | 4.968 | 4.5813
2039-09-02 | 4.455 | 4.2828 | 4.3103 | 4.2094 | 4.2585 | 4.5213 | 4.8939 | 4.9344 | 5.2813 | 5.168 | 4.9877 | 5.0204 | 5.3609 | 4.9932 | 4.9692 | 4.9718 | 5.3276 | 5.7364 | 5.7074 | 5.5431 | 5.2999 | 5.0084 | 4.7245 | 4.4181
2039-09-03 | 4.3383 | 4.2251 | 4.1721 | 4.1299 | 4.1734 | 4.3738 | 4.5037 | 4.6283 | 4.815 | 4.7344 | 4.7913 | 4.7791 | 4.6011 | 4.5697 | 4.667 | 4.6781 | 4.8734 | 5.2662 | 5.4103 | 5.3966 | 5.2188 | 4.8752 | 4.7195 | 4.3971
2039-09-04 | 4.3062 | 4.2173 | 4.163 | 4.0743 | 4.1437 | 4.2849 | 4.4384 | 4.623 | 4.7111 | 4.6782 | 4.5756 | 4.7836 | 4.7861 | 4.6651 | 4.63 | 4.9677 | 5.1123 | 5.2889 | 5.4276 | 5.4933 | 5.2268 | 4.9759 | 4.5311 | 4.2961
2039-09-05 | 4.211 | 4.1621 | 4.0317 | 3.9984 | 4.0768 | 4.359 | 4.5789 | 4.4867 | 4.7322 | 4.7181 | 4.4488 | 4.7081 | 4.7393 | 4.8335 | 4.8307 | 5.0329 | 5.3856 | 5.7115 | 5.9212 | 6.1036 | 5.9101 | 5.5646 | 5.0431 | 4.7264
2039-09-06 | 4.6354 | 4.4826 | 4.4864 | 4.2199 | 4.147 | 4.3922 | 4.5974 | 4.7375 | 4.7263 | 4.7049 | 4.6681 | 4.6551 | 4.5379 | 4.4843 | 4.6253 | 4.6834 | 5.0147 | 5.4155 | 5.6693 | 5.6071 | 5.2286 | 5.0085 | 4.6547 | 4.5493
2039-09-07 | 4.5479 | 4.3867 | 4.2898 | 4.2358 | 4.3447 | 4.6258 | 5.0242 | 5.0829 | 5.2237 | 5.2913 | 5.0047 | 5.3493 | 5.3111 | 5.1929 | 5.187 | 5.4044 | 5.6501 | 5.8227 | 5.9789 | 5.9201 | 5.3902 | 5.1748 | 4.7434 | 4.4423
2039-09-08 | 4.2675 | 4.2404 | 4.1508 | 4.1625 | 4.2319 | 4.62 | 4.9333 | 5.1222 | 5.1948 | 5.0235 | 4.8896 | 5.0865 | 5.0817 | 4.9221 | 5.0025 | 5.2952 | 5.6382 | 5.9943 | 6.0645 | 6.1565 | 5.9652 | 5.7077 | 5.1478 | 4.8616
2039-09-09 | 4.6227 | 4.3968 | 4.3428 | 4.2588 | 4.2871 | 4.5883 | 4.8772 | 4.9324 | 5.0073 | 4.9409 | 4.9732 | 4.9818 | 4.9198 | 4.7459 | 4.9108 | 5.0849 | 5.1848 | 5.8085 | 5.8677 | 5.6977 | 5.4641 | 5.3194 | 4.9747 | 4.6955
2039-09-10 | 4.4425 | 4.3519 | 4.3315 | 4.158 | 4.215 | 4.5245 | 4.7409 | 4.9266 | 5.1957 | 5.0862 | 5.1936 | 5.1012 | 5.285 | 5.0441 | 4.8112 | 5.2955 | 5.3241 | 5.6151 | 5.6644 | 5.4146 | 5.1752 | 4.943 | 4.7636 | 4.5722
2039-09-11 | 4.4352 | 4.3403 | 4.2771 | 4.218 | 4.2368 | 4.4375 | 4.4411 | 4.5864 | 4.8766 | 4.7971 | 4.8555 | 4.9213 | 4.8863 | 4.9729 | 4.9321 | 5.1441 | 5.483 | 5.9421 | 6.2695 | 6.0208 | 5.7597 | 5.5357 | 4.9753 | 4.707
2039-09-12 | 4.4744 | 4.3743 | 4.3048 | 4.262 | 4.3632 | 4.6024 | 4.9165 | 5.1696 | 5.4159 | 5.0566 | 5.0654 | 5.0119 | 4.9751 | 5.0363 | 5.1631 | 5.1752 | 5.3543 | 5.826 | 6.0256 | 6.0448 | 5.7506 | 5.4169 | 4.967 | 4.5879
2039-09-13 | 4.5145 | 4.3169 | 4.3241 | 4.2112 | 4.3083 | 4.621 | 4.5445 | 4.9802 | 5.2879 | 5.0523 | 5.2351 | 5.2375 | 5.2613 | 5.2643 | 5.1649 | 5.294 | 5.4687 | 5.9083 | 5.9649 | 5.8773 | 5.4331 | 5.0916 | 4.9304 | 4.591
2039-09-14 | 4.4242 | 4.1577 | 4.1261 | 4.2543 | 4.2805 | 4.5405 | 4.7339 | 4.8788 | 4.957 | 4.8399 | 5.0203 | 4.8825 | 5.004 | 5.0548 | 5.0249 | 5.232 | 5.3867 | 5.7159 | 5.9569 | 5.9502 | 5.5841 | 5.3277 | 4.9356 | 4.5802
2039-09-15 | 4.3884 | 4.2468 | 4.2039 | 4.1981 | 4.2849 | 4.6694 | 4.8056 | 5.0082 | 5.5388 | 5.2241 | 4.9906 | 5.0903 | 5.0585 | 4.8906 | 4.9468 | 5.1473 | 5.3754 | 5.6766 | 5.8093 | 5.8782 | 5.5228 | 5.265 | 4.8691 | 4.5284
2039-09-16 | 4.3826 | 4.3331 | 4.2098 | 4.2249 | 4.3285 | 4.5565 | 4.5162 | 4.6865 | 4.9594 | 4.8057 | 4.8149 | 4.7192 | 4.7327 | 4.4975 | 4.6115 | 4.812 | 4.8186 | 5.3312 | 5.4635 | 5.5321 | 5.17 | 5.0984 | 4.7756 | 4.4833
2039-09-17 | 4.2973 | 4.2184 | 4.2109 | 4.1798 | 4.3203 | 4.4545 | 4.5464 | 4.6973 | 4.7954 | 4.6649 | 4.5733 | 4.7092 | 4.4638 | 4.3872 | 4.4871 | 4.5849 | 4.7329 | 5.3043 | 5.616 | 5.6765 | 5.3758 | 5.2164 | 4.912 | 4.6263
2039-09-18 | 4.4442 | 4.3618 | 4.2853 | 4.2164 | 4.129 | 4.4729 | 4.4665 | 4.6337 | 4.7685 | 4.7293 | 4.6971 | 4.6945 | 4.7853 | 4.741 | 4.734 | 4.7764 | 5.1948 | 5.7438 | 5.9744 | 5.9374 | 5.7323 | 5.4714 | 5.0473 | 4.6516
2039-09-19 | 4.4865 | 4.3718 | 4.4531 | 4.4854 | 4.4952 | 4.6952 | 4.9163 | 5.2248 | 5.3404 | 5.1747 | 5.2302 | 5.5428 | 5.6906 | 5.5889 | 5.5088 | 5.4637 | 5.5316 | 5.9867 | 6.1567 | 6.1797 | 5.6364 | 5.3174 | 4.7462 | 4.4666
2039-09-20 | 4.427 | 4.2879 | 4.3208 | 4.2527 | 4.3424 | 4.6243 | 4.6984 | 4.9354 | 4.9366 | 4.8752 | 4.8708 | 4.8507 | 4.8283 | 4.7583 | 4.8575 | 5.1753 | 5.3537 | 5.7921 | 6.0471 | 6.0188 | 5.8332 | 5.5483 | 5.133 | 4.8526
2039-09-21 | 4.5704 | 4.4373 | 4.3919 | 4.3275 | 4.3938 | 4.7644 | 4.9213 | 4.9762 | 5.2853 | 4.9966 | 5.0097 | 4.9853 | 5.1029 | 4.8765 | 4.9036 | 5.0468 | 5.1856 | 5.5032 | 5.7472 | 5.7234 | 5.3923 | 5.1616 | 4.9278 | 4.6054
2039-09-22 | 4.5973 | 4.4257 | 4.3536 | 4.4008 | 4.4168 | 4.7087 | 4.9662 | 4.9721 | 5.0761 | 4.8791 | 4.9701 | 5.1186 | 5.1969 | 5.358 | 5.4216 | 5.705 | 6.0928 | 6.4522 | 6.5427 | 6.513 | 6.2078 | 5.6183 | 5.2293 | 4.9532
2039-09-23 | 4.5523 | 4.4273 | 4.3157 | 4.2845 | 4.4353 | 4.6553 | 4.8688 | 4.94 | 5.0607 | 5.129 | 5.1596 | 5.5295 | 5.3389 | 5.1657 | 5.3728 | 5.6553 | 5.8641 | 6.0398 | 6.1698 | 6.0631 | 5.8481 | 5.7219 | 5.2267 | 4.8898
2039-09-24 | 4.7563 | 4.7157 | 4.4595 | 4.4347 | 4.494 | 4.5986 | 4.6224 | 4.8966 | 5.0325 | 5.0411 | 4.7348 | 4.6619 | 4.9464 | 4.9013 | 5.0685 | 5.1089 | 5.2922 | 5.5258 | 5.5845 | 5.2789 | 5.1687 | 5.0379 | 4.8101 | 4.4132
2039-09-25 | 4.2741 | 4.292 | 4.1663 | 4.2387 | 4.3148 | 4.4979 | 4.6768 | 4.9006 | 4.9745 | 5.0839 | 4.9697 | 5.0276 | 4.8782 | 4.5564 | 4.6541 | 4.9721 | 5.1892 | 5.5682 | 5.7226 | 5.7441 | 5.5414 | 5.2828 | 4.8567 | 4.6417
2039-09-26 | 4.4773 | 4.3399 | 4.3454 | 4.3041 | 4.2522 | 4.4247 | 4.5211 | 4.7493 | 4.7219 | 4.7459 | 4.8849 | 5.1936 | 5.2519 | 5.1793 | 4.8373 | 5.152 | 5.3643 | 5.7749 | 6.0387 | 5.7974 | 5.4981 | 5.1352 | 4.6913 | 4.4698
2039-09-27 | 4.455 | 4.3616 | 4.4338 | 4.3363 | 4.3717 | 4.6507 | 4.7047 | 4.8483 | 4.9901 | 5.0119 | 5.0801 | 5.3918 | 5.1645 | 5.0146 | 5.0552 | 5.2371 | 5.4904 | 5.8874 | 6.0411 | 5.9527 | 5.6121 | 5.5349 | 5.215 | 4.8688
2039-09-28 | 4.72 | 4.5953 | 4.5503 | 4.4844 | 4.6087 | 4.7916 | 5.0299 | 5.0142 | 4.9498 | 4.9526 | 4.8825 | 5.0514 | 4.97 | 4.815 | 5.0272 | 5.304 | 5.715 | 5.8251 | 5.9516 | 5.8944 | 5.5738 | 5.3307 | 4.9731 | 4.6783
2039-09-29 | 4.6046 | 4.5564 | 4.4905 | 4.4337 | 4.51 | 4.7845 | 5.0036 | 5.1833 | 5.2868 | 5.1888 | 5.1976 | 5.0601 | 4.9304 | 4.9541 | 4.9498 | 5.2217 | 5.6149 | 5.9632 | 6.2186 | 6.1854 | 6.003 | 5.8182 | 5.2054 | 4.8485
2039-09-30 | 4.5959 | 4.4865 | 4.2984 | 4.2554 | 4.2719 | 4.5792 | 4.7941 | 4.894 | 4.95 | 4.8259 | 4.7716 | 4.8175 | 4.9189 | 4.9065 | 4.8409 | 5.0684 | 5.4398 | 5.768 | 5.7436 | 5.5805 | 5.3364 | 5.1486 | 4.7381 | 4.4851
2039-10-01 | 4.3664 | 4.3734 | 4.2492 | 4.1818 | 4.2184 | 4.4609 | 4.3152 | 4.6384 | 4.7246 | 4.8086 | 4.6251 | 4.8448 | 4.8888 | 4.6619 | 4.6272 | 4.8686 | 5.2698 | 5.5672 | 5.7151 | 5.669 | 5.3173 | 5.2114 | 4.9211 | 4.5831
2039-10-02 | 4.3739 | 4.1988 | 4.2037 | 4.1918 | 4.1587 | 4.3144 | 4.3299 | 4.5497 | 4.6317 | 4.5969 | 4.6913 | 4.9044 | 4.7591 | 4.5604 | 4.9797 | 5.1828 | 5.2993 | 5.4756 | 5.4651 | 5.4839 | 5.0957 | 5.0054 | 4.6556 | 4.3289
2039-10-03 | 4.194 | 4.22 | 4.1746 | 4.1048 | 3.9988 | 4.2633 | 4.3528 | 4.5245 | 4.8784 | 4.996 | 4.895 | 5.0672 | 5.0119 | 4.8397 | 4.9632 | 4.9015 | 5.1364 | 5.4532 | 5.7925 | 5.6974 | 5.5991 | 5.3709 | 4.969 | 4.6511
2039-10-04 | 4.5508 | 4.4397 | 4.3493 | 4.1663 | 4.1975 | 4.4296 | 4.4841 | 4.6736 | 4.7886 | 4.731 | 4.9454 | 5.0358 | 5.066 | 5.1844 | 5.221 | 5.1394 | 5.6076 | 5.8578 | 5.9085 | 5.6646 | 5.3808 | 5.1033 | 4.8991 | 4.5718
2039-10-05 | 4.3947 | 4.2733 | 4.1993 | 4.2017 | 4.2572 | 4.4295 | 4.4867 | 5.0685 | 5.1698 | 5.1457 | 5.1787 | 5.1279 | 5.1895 | 5.1535 | 5.0541 | 5.2347 | 5.5187 | 5.8449 | 6.0655 | 6.0038 | 5.6354 | 5.3313 | 5.0298 | 4.6631
2039-10-06 | 4.686 | 4.6144 | 4.6486 | 4.5702 | 4.6296 | 5.0023 | 5.1234 | 5.4661 | 5.5921 | 5.4686 | 5.7024 | 5.3923 | 5.0877 | 4.8338 | 5.6921 | 5.881 | 6.1691 | 6.4997 | 6.4799 | 6.5194 | 6.3124 | 6.1104 | 5.5113 | 5.0297
2039-10-07 | 4.7199 | 4.5663 | 4.4561 | 4.4503 | 4.5018 | 4.7019 | 4.7969 | 4.915 | 5.076 | 4.9648 | 5.0509 | 5.3156 | 5.1137 | 5.3663 | 5.5244 | 5.6242 | 5.8736 | 6.1468 | 5.9731 | 5.8069 | 5.4977 | 5.2551 | 4.957 | 4.5649
2039-10-08 | 4.4135 | 4.2477 | 4.2216 | 4.201 | 4.2463 | 4.4577 | 4.57 | 4.8235 | 5.0338 | 4.9933 | 5.0144 | 5.1494 | 4.7879 | 4.7082 | 4.8499 | 5.2076 | 5.4363 | 5.7358 | 5.7441 | 5.6909 | 5.5325 | 5.3151 | 4.9043 | 4.5864
2039-10-09 | 4.4238 | 4.2638 | 4.2228 | 4.1468 | 4.1715 | 4.3809 | 4.4573 | 4.5922 | 4.6997 | 4.7309 | 4.7991 | 4.9011 | 4.9997 | 4.889 | 4.9851 | 5.2416 | 5.2863 | 5.6359 | 5.6569 | 5.6146 | 5.2791 | 5.0607 | 4.7246 | 4.3707
2039-10-10 | 4.2651 | 4.2038 | 4.1374 | 4.1792 | 4.3406 | 4.5269 | 4.555 | 4.7433 | 5.101 | 5.0461 | 5.0545 | 4.9188 | 4.8839 | 4.6599 | 5.1074 | 5.1405 | 5.3826 | 5.7604 | 5.8963 | 5.7506 | 5.4378 | 5.2211 | 4.9953 | 4.5775
2039-10-11 | 4.476 | 4.3305 | 4.2901 | 4.2495 | 4.3228 | 4.5416 | 4.7837 | 4.9861 | 5.1036 | 5.0598 | 5.0918 | 5.2472 | 5.1201 | 5.1999 | 5.1467 | 5.3581 | 5.3818 | 5.5906 | 5.7841 | 5.6028 | 5.4152 | 5.0601 | 4.7869 | 4.5056
2039-10-12 | 4.4048 | 4.1995 | 4.1676 | 4.2379 | 4.3692 | 4.6459 | 4.5608 | 4.8486 | 5.1088 | 4.9814 | 5.0348 | 5.1089 | 5.205 | 5.0565 | 4.9326 | 5.2051 | 5.4129 | 5.7011 | 5.8744 | 5.5728 | 5.2976 | 5.2302 | 4.9264 | 4.5516
2039-10-13 | 4.492 | 4.3612 | 4.331 | 4.28 | 4.3413 | 4.6605 | 4.5358 | 4.8168 | 5.2991 | 5.4016 | 5.6709 | 5.3303 | 5.026 | 4.9051 | 4.9421 | 5.2057 | 5.4787 | 5.9094 | 5.7696 | 5.6213 | 5.3433 | 5.1756 | 5.0037 | 4.6072
2039-10-14 | 4.4406 | 4.3455 | 4.2812 | 4.2444 | 4.2725 | 4.4497 | 4.533 | 4.7624 | 5.0479 | 4.9665 | 4.7761 | 5.0972 | 5.0622 | 4.9814 | 5.3281 | 5.3401 | 5.6033 | 6.2004 | 6.2835 | 6.0656 | 5.748 | 5.5757 | 5.1438 | 4.8519
2039-10-15 | 4.4551 | 4.3425 | 4.2946 | 4.3043 | 4.3494 | 4.4597 | 4.646 | 4.6884 | 4.8328 | 4.96 | 4.9169 | 4.9535 | 4.9561 | 4.7745 | 4.88 | 5.0806 | 5.2445 | 5.6462 | 5.5865 | 5.519 | 5.4345 | 5.1994 | 5.0405 | 4.6911
2039-10-16 | 4.6889 | 4.5153 | 4.3927 | 4.3659 | 4.4282 | 4.6178 | 4.9119 | 5.2098 | 5.2114 | 5.2115 | 5.043 | 5.2417 | 5.2881 | 5.3172 | 5.414 | 5.4777 | 5.8118 | 6.0744 | 6.2706 | 5.9927 | 5.8644 | 5.583 | 5.1145 | 4.6128
2039-10-17 | 4.5487 | 4.4581 | 4.3706 | 4.2949 | 4.3502 | 4.589 | 4.8283 | 5.1269 | 5.1281 | 5.0004 | 5.1132 | 5.0143 | 5.0777 | 5.4223 | 5.4077 | 5.3996 | 5.6556 | 5.789 | 5.9042 | 5.6127 | 5.3474 | 5.0206 | 4.7404 | 4.5283
2039-10-18 | 4.5166 | 4.3316 | 4.3223 | 4.2074 | 4.3461 | 4.5919 | 4.8801 | 5.0857 | 5.1315 | 4.8633 | 5.051 | 5.2257 | 5.2308 | 5.2246 | 5.461 | 5.5972 | 5.7145 | 6.0178 | 6.2426 | 5.8443 | 5.5505 | 5.2636 | 4.8874 | 4.6417
2039-10-19 | 4.5068 | 4.3697 | 4.2084 | 4.1911 | 4.2942 | 4.4977 | 4.8591 | 4.8132 | 5.1883 | 4.9866 | 5.0407 | 4.994 | 5.1605 | 5.0235 | 5.3326 | 5.3649 | 5.556 | 5.7069 | 6.0356 | 5.8382 | 5.4478 | 5.1789 | 4.7926 | 4.4991
2039-10-20 | 4.3843 | 4.2533 | 4.17 | 4.1985 | 4.3127 | 4.5608 | 5.0255 | 5.0248 | 5.1472 | 5.1292 | 5.1294 | 5.1741 | 5.1093 | 4.9929 | 5.1356 | 5.3656 | 5.5354 | 5.972 | 5.8372 | 5.5949 | 5.3439 | 5.0059 | 4.7216 | 4.4348
2039-10-21 | 4.3018 | 4.3018 | 4.2773 | 4.2239 | 4.3142 | 4.4928 | 4.814 | 4.9344 | 5.1524 | 5.0296 | 5.0189 | 4.9989 | 5.1046 | 5.0005 | 5.0148 | 5.2681 | 5.6639 | 5.915 | 6.026 | 5.9221 | 5.6807 | 5.4826 | 5.1194 | 4.8006
2039-10-22 | 4.6335 | 4.4515 | 4.3122 | 4.2687 | 4.3833 | 4.7202 | 4.9722 | 5.2078 | 5.2642 | 5.0749 | 4.9579 | 5.0928 | 5.1289 | 5.0179 | 5.1109 | 5.2748 | 5.5603 | 5.7852 | 5.7462 | 5.5658 | 5.2477 | 5.0554 | 4.7856 | 4.4017
2039-10-23 | 4.3127 | 4.2149 | 4.1876 | 4.1309 | 4.1111 | 4.3766 | 4.3883 | 4.5789 | 4.6971 | 4.8977 | 4.7332 | 4.8002 | 4.7544 | 4.5786 | 4.8142 | 5.0491 | 5.2679 | 5.6744 | 5.7487 | 5.7177 | 5.4683 | 5.1631 | 4.7894 | 4.431
2039-10-24 | 4.2881 | 4.1905 | 4.2283 | 4.1601 | 4.2166 | 4.4577 | 4.709 | 4.9015 | 5.0035 | 5.0102 | 4.8424 | 4.9575 | 5.0724 | 5.0555 | 5.2952 | 5.3693 | 5.6541 | 5.951 | 6.0876 | 5.9914 | 5.6685 | 5.4019 | 4.9911 | 4.6206
2039-10-25 | 4.5077 | 4.2458 | 4.1751 | 4.1292 | 4.1237 | 4.3325 | 4.6548 | 4.834 | 5.177 | 5.0378 | 5.0112 | 5.0224 | 5.1198 | 5.1095 | 5.1344 | 5.3124 | 5.6912 | 5.9816 | 6.0917 | 5.8834 | 5.5951 | 5.2438 | 4.9871 | 4.6311
2039-10-26 | 4.522 | 4.3657 | 4.1911 | 4.1474 | 4.0972 | 4.4321 | 4.7042 | 4.8855 | 5.0687 | 4.9733 | 4.9025 | 4.8337 | 4.9488 | 4.8327 | 4.9853 | 5.059 | 5.5019 | 5.9172 | 6.1017 | 5.949 | 5.6846 | 5.4418 | 4.997 | 4.6139
2039-10-27 | 4.4986 | 4.3483 | 4.2428 | 4.2396 | 4.2768 | 4.4712 | 4.725 | 4.7982 | 4.8824 | 4.9531 | 4.9267 | 4.8647 | 4.8114 | 4.5622 | 4.8086 | 5.0602 | 5.541 | 5.9428 | 5.7953 | 5.492 | 5.2252 | 5.0972 | 4.7964 | 4.5365
2039-10-28 | 4.4317 | 4.3216 | 4.259 | 4.2729 | 4.2325 | 4.5263 | 4.7029 | 4.953 | 5.003 | 5.0324 | 4.9043 | 4.9708 | 4.897 | 4.5452 | 4.948 | 5.2477 | 5.5192 | 5.9195 | 5.9516 | 5.7662 | 5.4913 | 5.2299 | 4.9253 | 4.638
2039-10-29 | 4.4603 | 4.3901 | 4.2662 | 4.3079 | 4.3355 | 4.5005 | 4.5693 | 4.7096 | 4.9698 | 5.001 | 4.9299 | 5.047 | 4.9735 | 4.9142 | 5.0394 | 5.4208 | 5.6604 | 5.8401 | 5.8847 | 5.6163 | 5.2991 | 4.9226 | 4.7958 | 4.438
2039-10-30 | 4.3854 | 4.2619 | 4.1777 | 3.9633 | 4.0401 | 4.3368 | 4.5718 | 4.7365 | 5.0228 | 4.8541 | 4.9461 | 4.7875 | 4.7603 | 4.8729 | 4.8477 | 5.1952 | 5.6097 | 5.8451 | 5.958 | 5.6835 | 5.405 | 5.2151 | 4.8583 | 4.5299
2039-10-31 | 4.3323 | 4.0783 | 4.0689 | 4.0273 | 4.2635 | 4.4612 | 4.783 | 4.8229 | 4.9561 | 4.9095 | 4.7751 | 4.7942 | 5.0096 | 5.0274 | 5.0134 | 5.3879 | 5.7563 | 6.167 | 6.2743 | 6.093 | 5.6756 | 5.4018 | 5.0465 | 4.6667
2039-11-01 | 4.4472 | 4.2406 | 4.2187 | 4.1321 | 4.299 | 4.6082 | 4.8928 | 4.9519 | 5.021 | 5.0527 | 5.0266 | 4.9544 | 5.0107 | 4.8828 | 5.0113 | 5.4119 | 5.7042 | 6.1026 | 6.1692 | 5.8854 | 5.6993 | 5.3785 | 4.9702 | 4.8279
2039-11-02 | 4.6628 | 4.5489 | 4.3866 | 4.3437 | 4.3831 | 4.7747 | 5.0033 | 5.1273 | 5.2471 | 4.9305 | 4.8181 | 4.8895 | 4.8834 | 4.662 | 4.777 | 5.0805 | 5.6392 | 5.9418 | 5.997 | 5.8976 | 5.5716 | 5.3196 | 4.9084 | 4.6147
2039-11-03 | 4.4939 | 4.3684 | 4.3263 | 4.3622 | 4.377 | 4.5503 | 5.0271 | 5.363 | 5.2999 | 5.0439 | 5.1852 | 4.9074 | 5.0402 | 4.9295 | 4.9276 | 4.8062 | 4.6976 | 5.0769 | 5.5698 | 5.6539 | 5.3282 | 5.1463 | 4.9301 | 4.6927
2039-11-04 | 4.2533 | 3.9305 | 4.035 | 4.0041 | 4.3427 | 4.7048 | 4.9587 | 5.2287 | 5.2565 | 5.1303 | 5.0725 | 5.1363 | 5.1574 | 4.8291 | 4.9052 | 5.3727 | 5.5483 | 5.8013 | 5.7955 | 5.5811 | 5.2512 | 5.0259 | 4.7133 | 4.3531
2039-11-05 | 4.1505 | 4.1036 | 4.0731 | 4.0775 | 4.2741 | 4.328 | 4.5972 | 4.783 | 5.0822 | 5.0329 | 4.8443 | 4.7784 | 4.8901 | 4.9138 | 4.9391 | 5.1397 | 5.4332 | 5.8221 | 5.7824 | 5.3931 | 5.1284 | 4.988 | 4.7069 | 4.4098
2039-11-06 | 4.2697 | 4.1908 | 4.0507 | 3.9544 | 4.1237 | 4.3397 | 4.3992 | 4.7019 | 4.8299 | 4.7438 | 4.9882 | 4.8913 | 4.9093 | 4.8251 | 4.9889 | 5.1677 | 5.4856 | 5.6578 | 5.657 | 5.5611 | 5.2307 | 5.0799 | 4.7474 | 4.5123
2039-11-07 | 4.377 | 4.3091 | 4.2898 | 4.1174 | 4.266 | 4.3599 | 4.5273 | 4.7533 | 4.8885 | 4.7849 | 4.8013 | 4.7754 | 4.9073 | 5.1726 | 5.3055 | 5.3736 | 5.5572 | 5.8482 | 5.941 | 5.7135 | 5.5059 | 5.2254 | 4.7577 | 4.5072
2039-11-08 | 4.6362 | 4.4992 | 4.4419 | 4.5618 | 4.7406 | 4.9179 | 4.925 | 5.1135 | 5.4695 | 5.3807 | 5.1315 | 5.2014 | 5.1798 | 5.2401 | 5.3524 | 5.4185 | 5.8778 | 6.4133 | 6.5691 | 6.1584 | 5.8702 | 5.4569 | 5.1015 | 4.787
2039-11-09 | 4.4065 | 4.2792 | 4.1562 | 4.2019 | 4.102 | 4.4789 | 4.6372 | 4.561 | 4.9954 | 4.7663 | 4.8352 | 4.8838 | 5.1096 | 4.7423 | 5.0293 | 5.3541 | 5.5846 | 6.0703 | 6.2134 | 6.0148 | 5.7374 | 5.533 | 5.0313 | 4.7611
2039-11-10 | 4.5958 | 4.4548 | 4.4518 | 4.3147 | 4.3985 | 4.5435 | 4.8258 | 5.2626 | 5.4323 | 5.1427 | 4.9485 | 4.7841 | 4.7827 | 4.9011 | 5.0001 | 5.2293 | 5.5046 | 5.8672 | 5.9585 | 5.743 | 5.5447 | 5.3672 | 4.9338 | 4.5922
2039-11-11 | 4.4266 | 4.3247 | 4.3271 | 4.3181 | 4.3962 | 4.7354 | 4.9315 | 5.2885 | 5.231 | 5.1338 | 5.0122 | 5.1449 | 5.4104 | 5.3027 | 5.3069 | 5.5415 | 5.7118 | 6.0609 | 6.1078 | 5.844 | 5.4866 | 5.3395 | 4.9231 | 4.6099
2039-11-12 | 4.5164 | 4.3815 | 4.3388 | 4.3371 | 4.401 | 4.6385 | 4.8093 | 4.8725 | 5.1969 | 4.8852 | 4.9529 | 4.9706 | 4.9587 | 4.7898 | 4.7787 | 4.8359 | 5.0869 | 5.4616 | 5.5029 | 5.3052 | 5.0981 | 4.9265 | 4.6841 | 4.4036
2039-11-13 | 4.2887 | 4.107 | 4.1711 | 4.2238 | 4.3295 | 4.5959 | 4.8324 | 5.1315 | 5.2651 | 5.2361 | 5.1701 | 5.2447 | 5.2677 | 5.0682 | 5.0843 | 5.3535 | 5.5262 | 5.7538 | 5.7516 | 5.4947 | 5.1703 | 4.9298 | 4.6936 | 4.2837
2039-11-14 | 4.1731 | 4.0508 | 4.047 | 4.089 | 4.262 | 4.4934 | 4.77 | 5.0411 | 4.9458 | 4.8472 | 5.0186 | 4.9223 | 4.9067 | 5.0213 | 5.2611 | 5.4339 | 5.7542 | 6.0096 | 6.1391 | 5.9517 | 5.6759 | 5.4085 | 4.8031 | 4.6135
2039-11-15 | 4.4047 | 4.1684 | 4.1667 | 4.0881 | 4.2976 | 4.6116 | 4.766 | 4.9962 | 5.0163 | 4.8318 | 4.9664 | 5.0446 | 5.1181 | 4.9319 | 5.016 | 5.2077 | 5.4997 | 5.8144 | 5.9922 | 5.6999 | 5.4878 | 5.2358 | 4.9283 | 4.6361
2039-11-16 | 4.4237 | 4.2238 | 4.1145 | 4.1909 | 4.2703 | 4.6471 | 5.0429 | 5.2053 | 5.2435 | 4.9734 | 4.9687 | 5.0042 | 5.2872 | 4.9826 | 5.0517 | 5.2848 | 5.7143 | 5.8017 | 5.8105 | 5.6935 | 5.4059 | 5.0976 | 4.8285 | 4.594
2039-11-17 | 4.4741 | 4.3242 | 4.2193 | 4.2251 | 4.3043 | 4.4728 | 4.7978 | 4.9248 | 4.8711 | 4.7413 | 4.7632 | 4.7286 | 4.714 | 4.8201 | 4.826 | 5.023 | 5.2728 | 5.5947 | 5.84 | 5.6468 | 5.3475 | 5.2334 | 4.9568 | 4.7303
2039-11-18 | 4.6263 | 4.5069 | 4.3931 | 4.3866 | 4.5206 | 4.7615 | 4.9419 | 5.0186 | 5.4061 | 4.954 | 4.9478 | 4.8448 | 4.9824 | 5.0393 | 4.9493 | 5.1105 | 5.2535 | 5.5891 | 5.7853 | 5.4575 | 5.2267 | 5.0237 | 4.8677 | 4.5692
2039-11-19 | 4.3824 | 4.2254 | 4.1987 | 4.2434 | 4.1514 | 4.3724 | 4.5138 | 4.808 | 4.9759 | 4.8659 | 4.6609 | 4.7544 | 4.7118 | 4.7851 | 4.6975 | 4.8263 | 5.1727 | 5.4565 | 5.5872 | 5.389 | 5.0856 | 4.7423 | 4.5317 | 4.3639
2039-11-20 | 4.3218 | 4.182 | 3.9433 | 3.9511 | 3.9352 | 4.2825 | 4.6005 | 4.7832 | 5.0086 | 5.0276 | 4.9656 | 4.8995 | 4.9521 | 5.1019 | 4.9821 | 5.2859 | 5.5167 | 5.855 | 5.8123 | 5.5075 | 5.2238 | 4.7867 | 4.4982 | 4.3748
2039-11-21 | 4.1906 | 4.0414 | 4.0695 | 3.9568 | 4.0091 | 4.3606 | 4.5612 | 4.8395 | 4.9144 | 4.8376 | 4.6757 | 4.6951 | 4.703 | 4.7757 | 4.9358 | 5.2718 | 5.5776 | 5.6798 | 5.8675 | 5.8182 | 5.5584 | 5.3789 | 4.8344 | 4.5879
2039-11-22 | 4.4597 | 4.2476 | 4.2491 | 4.187 | 4.3699 | 4.4377 | 4.6951 | 4.9339 | 5.0954 | 5.0332 | 4.8513 | 4.846 | 5.0976 | 5.1959 | 5.3125 | 5.3432 | 5.6629 | 5.7951 | 5.9256 | 5.6835 | 5.4655 | 5.1334 | 4.7205 | 4.4056
2039-11-23 | 4.2793 | 4.1405 | 4.0231 | 4.1233 | 4.2104 | 4.3412 | 4.597 | 4.877 | 5.1891 | 5.1951 | 5.1429 | 5.2487 | 5.3936 | 5.2705 | 5.4451 | 5.6027 | 5.7124 | 5.8983 | 5.9386 | 5.7206 | 5.3276 | 5.0658 | 4.8014 | 4.4114
2039-11-24 | 4.2571 | 4.1092 | 4.1097 | 4.072 | 4.2111 | 4.3734 | 4.718 | 5.0095 | 5.429 | 5.3327 | 5.1766 | 5.0572 | 5.0213 | 5.137 | 5.1498 | 5.2901 | 5.6737 | 5.7753 | 5.7212 | 5.4613 | 5.2449 | 5.0602 | 4.8011 | 4.4012
2039-11-25 | 4.2034 | 4.108 | 4.0271 | 3.8778 | 3.993 | 4.0346 | 4.2528 | 4.5014 | 4.8587 | 4.7312 | 4.6995 | 4.666 | 4.8056 | 4.876 | 4.8393 | 5.1846 | 5.4267 | 5.5218 | 5.4479 | 5.222 | 5.157 | 4.9975 | 4.445 | 4.2612
2039-11-26 | 4.2656 | 4.196 | 3.9105 | 4.062 | 4.1115 | 4.2212 | 4.4917 | 4.6141 | 4.8373 | 4.7734 | 4.6259 | 4.5694 | 4.6258 | 4.6266 | 4.8288 | 4.9703 | 5.1966 | 5.3879 | 5.4571 | 5.3118 | 5.0447 | 4.828 | 4.5853 | 4.42
2039-11-27 | 3.8581 | 3.6954 | 3.6696 | 3.6617 | 3.6916 | 3.8947 | 4.1581 | 4.5708 | 4.5903 | 4.547 | 4.2265 | 4.218 | 4.2224 | 4.1362 | 4.3202 | 4.4205 | 4.6129 | 4.9918 | 5.0398 | 4.9374 | 4.7002 | 4.4237 | 4.0149 | 3.8267
2039-11-28 | 3.74 | 3.6011 | 3.5903 | 3.5411 | 3.5878 | 3.8638 | 4.2407 | 4.4766 | 4.5815 | 4.6082 | 4.2025 | 4.2175 | 4.2616 | 4.371 | 4.4385 | 4.5635 | 4.8532 | 5.2133 | 5.2848 | 5.1195 | 4.6448 | 4.3025 | 3.954 | 3.7508
2039-11-29 | 3.6952 | 3.4975 | 3.4582 | 3.4221 | 3.5658 | 3.8971 | 4.1305 | 4.3144 | 4.5303 | 4.52 | 4.2866 | 4.239 | 4.4822 | 4.2064 | 4.4306 | 4.5746 | 4.7196 | 5.0656 | 5.3477 | 5.2375 | 5.1001 | 4.7569 | 4.2725 | 4.0559
2039-11-30 | 3.8915 | 3.7785 | 3.6743 | 3.6265 | 3.7306 | 4.1302 | 4.5148 | 4.6914 | 4.6083 | 4.5693 | 4.5457 | 4.4065 | 4.3282 | 4.3472 | 4.4916 | 4.5444 | 4.8871 | 5.102 | 5.4781 | 5.1061 | 4.699 | 4.4416 | 4.0275 | 3.6971
2039-12-01 | 3.6775 | 3.624 | 3.5554 | 3.535 | 3.6088 | 4.0479 | 4.4173 | 4.5416 | 4.3392 | 4.3261 | 4.3026 | 4.3291 | 4.3929 | 4.3259 | 4.409 | 4.6538 | 4.7607 | 5.2267 | 5.5591 | 5.553 | 5.3337 | 5.002 | 4.5132 | 4.1982
2039-12-02 | 4.0597 | 3.9828 | 3.835 | 3.8079 | 3.8919 | 4.2444 | 4.7495 | 4.9622 | 4.7639 | 4.3931 | 4.3987 | 4.3781 | 4.3916 | 4.2544 | 4.416 | 4.5312 | 4.7803 | 5.0417 | 5.1886 | 4.9368 | 4.7164 | 4.4593 | 4.2545 | 4.0115
2039-12-03 | 3.795 | 3.6682 | 3.6077 | 3.5485 | 3.6242 | 3.9549 | 4.0147 | 4.3189 | 4.4408 | 4.5754 | 4.3874 | 4.404 | 4.4369 | 4.4248 | 4.588 | 4.6902 | 4.7373 | 5.0205 | 5.14 | 4.9088 | 4.8396 | 4.5999 | 4.3248 | 4.0517
2039-12-04 | 3.9504 | 3.7773 | 3.6986 | 3.7048 | 3.8034 | 4.0509 | 4.2508 | 4.5615 | 4.6484 | 4.6063 | 4.5131 | 4.3063 | 4.3421 | 4.3188 | 4.427 | 4.5429 | 4.8797 | 5.1721 | 5.3761 | 4.9017 | 4.6785 | 4.4125 | 4.1324 | 3.7947
2039-12-05 | 3.6011 | 3.5478 | 3.4839 | 3.491 | 3.5334 | 3.8646 | 4.118 | 4.3884 | 4.7199 | 4.5294 | 4.4519 | 4.4712 | 4.4791 | 4.4466 | 4.516 | 4.8147 | 4.9536 | 5.1991 | 5.2772 | 5.0498 | 5.0205 | 4.7098 | 4.2162 | 3.943
2039-12-06 | 3.8355 | 3.8509 | 3.7414 | 3.6157 | 3.704 | 3.9342 | 4.1946 | 4.6228 | 4.6294 | 4.6183 | 4.4612 | 4.4972 | 4.475 | 4.5669 | 4.4269 | 4.6564 | 4.9369 | 5.4164 | 5.7408 | 5.5519 | 5.2205 | 4.8624 | 4.4308 | 4.1874
2039-12-07 | 4.0557 | 3.8136 | 3.6734 | 3.692 | 3.7917 | 4.1601 | 4.4308 | 4.8387 | 4.9222 | 4.9102 | 4.7818 | 4.9331 | 4.8056 | 4.7508 | 4.8695 | 4.8772 | 4.9995 | 5.3141 | 5.5823 | 5.315 | 4.8952 | 4.5911 | 4.2555 | 4.0221
2039-12-08 | 3.9154 | 3.8463 | 3.7993 | 3.7826 | 3.8737 | 4.2262 | 4.5125 | 4.747 | 4.5914 | 4.6234 | 4.5128 | 4.3818 | 4.3217 | 4.2928 | 4.3908 | 4.5705 | 4.7853 | 5.2544 | 5.4343 | 5.2284 | 4.8709 | 4.5634 | 4.2625 | 4.0276
2039-12-09 | 3.8439 | 3.7129 | 3.7324 | 3.6371 | 3.6499 | 4.0047 | 4.4277 | 4.6206 | 4.599 | 4.879 | 4.7605 | 4.6654 | 4.6573 | 4.7097 | 4.8364 | 5.0603 | 5.283 | 5.4238 | 5.4162 | 5.1284 | 4.8966 | 4.6666 | 4.3101 | 3.9943
2039-12-10 | 3.7352 | 3.6184 | 3.5547 | 3.4813 | 3.5417 | 3.7545 | 3.9918 | 4.237 | 4.3551 | 4.354 | 4.1742 | 4.1593 | 4.1608 | 4.2152 | 4.3513 | 4.3434 | 4.6916 | 4.9813 | 5.2333 | 5.058 | 4.737 | 4.4586 | 4.1921 | 3.9804
2039-12-11 | 3.7505 | 3.5967 | 3.4449 | 3.2972 | 3.4141 | 3.5582 | 3.8432 | 4.2682 | 4.474 | 4.4846 | 4.3503 | 4.3905 | 4.3703 | 4.2725 | 4.4544 | 4.6186 | 4.8879 | 5.4205 | 5.5587 | 5.3492 | 4.8109 | 4.5973 | 4.2786 | 3.9586
2039-12-12 | 3.8068 | 3.6624 | 3.6304 | 3.6016 | 3.554 | 3.8264 | 4.0779 | 4.4263 | 4.3144 | 4.29 | 4.3391 | 4.309 | 4.4824 | 4.3726 | 4.4414 | 4.4566 | 4.879 | 5.274 | 5.4397 | 5.3502 | 5.0207 | 4.7099 | 4.1424 | 3.871
2039-12-13 | 3.9738 | 3.8573 | 3.69 | 3.5816 | 3.6913 | 3.9588 | 4.1111 | 4.3789 | 4.3894 | 4.4031 | 4.225 | 4.2823 | 4.295 | 4.212 | 4.2246 | 4.4007 | 4.6302 | 5.0837 | 5.3975 | 5.2026 | 4.945 | 4.6627 | 4.3266 | 4.0752
2039-12-14 | 3.9204 | 3.7806 | 3.6387 | 3.5716 | 3.6561 | 4.0052 | 4.1879 | 4.6481 | 4.6276 | 4.5487 | 4.3983 | 4.35 | 4.4785 | 4.2632 | 4.3157 | 4.5043 | 4.9355 | 5.2162 | 5.2903 | 5.3828 | 5.1147 | 4.7008 | 4.2319 | 3.9031
2039-12-15 | 3.7874 | 3.641 | 3.5444 | 3.4603 | 3.6142 | 3.915 | 4.2938 | 4.4746 | 4.4679 | 4.4946 | 4.2808 | 4.1962 | 4.2081 | 4.1735 | 4.2308 | 4.4533 | 4.7333 | 5.2313 | 5.6724 | 5.5169 | 5.0307 | 4.7409 | 4.3697 | 4.1558
2039-12-16 | 3.9469 | 3.7207 | 3.7132 | 3.6432 | 3.7788 | 4.0952 | 4.2082 | 4.46 | 4.4323 | 4.3417 | 4.3545 | 4.7027 | 4.5933 | 4.4459 | 4.5409 | 4.7716 | 5.0516 | 5.4277 | 5.6116 | 5.5313 | 5.1869 | 4.7912 | 4.4383 | 4.2135
2039-12-17 | 4.0781 | 3.9267 | 3.8263 | 3.8132 | 3.8589 | 3.964 | 4.1339 | 4.2857 | 4.3624 | 4.406 | 4.2413 | 4.3725 | 4.3284 | 4.3229 | 4.2719 | 4.7548 | 4.837 | 5.3731 | 5.6198 | 5.4358 | 5.084 | 4.8814 | 4.4002 | 4.0613
2039-12-18 | 4.0403 | 3.8631 | 3.7367 | 3.6616 | 3.6388 | 3.758 | 3.972 | 4.2696 | 4.2558 | 4.3569 | 4.3971 | 4.4702 | 4.3832 | 4.4647 | 4.4384 | 4.6448 | 4.9769 | 5.4162 | 5.5401 | 5.4243 | 5.0615 | 4.6899 | 4.266 | 4.0325
2039-12-19 | 3.9653 | 3.8305 | 3.7217 | 3.6808 | 3.7534 | 3.8874 | 4.1141 | 4.3405 | 4.6831 | 4.8648 | 4.8826 | 5.0466 | 5.0327 | 4.9656 | 5.0656 | 5.2583 | 5.3743 | 5.8993 | 5.9523 | 5.6929 | 5.4114 | 5.0121 | 4.695 | 4.3465
2039-12-20 | 4.148 | 3.9035 | 3.7817 | 3.6284 | 3.7151 | 3.8029 | 3.9812 | 4.2112 | 4.5049 | 4.654 | 4.8465 | 4.729 | 4.7513 | 4.8439 | 4.9391 | 4.9173 | 5.099 | 5.5789 | 5.8409 | 5.6088 | 5.3025 | 4.9911 | 4.6277 | 4.4288
2039-12-21 | 4.306 | 4.1703 | 3.9986 | 3.9844 | 4.1205 | 4.281 | 4.418 | 4.813 | 5.0981 | 4.8495 | 5.0833 | 5.1244 | 5.128 | 5.0115 | 5.3289 | 5.3952 | 5.806 | 5.9869 | 6.2854 | 6.1944 | 5.5928 | 5.135 | 4.6513 | 4.1677
2039-12-22 | 4.0003 | 3.8433 | 3.7917 | 3.7444 | 3.7936 | 4.1076 | 4.3177 | 4.5635 | 4.8152 | 4.723 | 4.9063 | 4.9977 | 4.9866 | 5.0041 | 5.1057 | 5.1118 | 5.6112 | 5.9926 | 6.0946 | 5.9503 | 5.4722 | 5.2781 | 4.9081 | 4.3124
2039-12-23 | 4.1233 | 3.9538 | 3.8918 | 3.7453 | 3.8584 | 4.0746 | 4.2647 | 4.6064 | 4.9158 | 5.0302 | 5.2367 | 5.3846 | 5.4645 | 5.2222 | 5.3781 | 5.4572 | 5.8293 | 6.2396 | 6.2851 | 5.9179 | 5.6002 | 5.4414 | 5.0372 | 4.4799
2039-12-24 | 4.2874 | 4.1137 | 4.1349 | 3.9908 | 3.808 | 4.0216 | 4.2627 | 4.6673 | 4.8884 | 4.9922 | 4.9904 | 4.8289 | 4.8981 | 4.9128 | 4.9163 | 5.0405 | 5.4949 | 5.8855 | 6.067 | 5.92 | 5.5957 | 5.2643 | 4.7781 | 4.3574
2039-12-25 | 4.1135 | 3.9523 | 3.8448 | 3.9143 | 3.81 | 3.9647 | 4.2211 | 4.6277 | 4.8604 | 4.8256 | 4.7776 | 4.9225 | 5.0595 | 4.7481 | 5.0684 | 5.3425 | 5.5774 | 6.0408 | 6.1411 | 6.0043 | 5.5157 | 5.3691 | 4.9918 | 4.4892
2039-12-26 | 4.1474 | 4.0158 | 3.9644 | 3.831 | 3.9548 | 3.9651 | 4.0855 | 4.4101 | 4.7559 | 4.8076 | 4.9612 | 4.983 | 4.9625 | 4.696 | 4.9382 | 5.2208 | 5.5265 | 5.9795 | 6.0733 | 5.9546 | 5.5279 | 5.3676 | 4.9933 | 4.4864
2039-12-27 | 4.08 | 3.8443 | 3.6482 | 3.6038 | 3.6497 | 3.7912 | 3.8883 | 4.099 | 4.3745 | 4.3913 | 4.6393 | 4.5886 | 4.663 | 4.7569 | 4.8161 | 4.7461 | 5.1166 | 5.5823 | 5.8062 | 5.5323 | 5.2602 | 4.9621 | 4.6129 | 4.3789
2039-12-28 | 4.5749 | 4.4286 | 4.2532 | 4.2333 | 4.4341 | 4.6148 | 4.7674 | 5.1236 | 5.4135 | 5.1701 | 5.3632 | 5.5266 | 5.5257 | 5.3474 | 5.6746 | 5.8045 | 6.1608 | 6.4016 | 6.7249 | 6.6347 | 5.9996 | 5.4703 | 4.946 | 4.4291
2039-12-29 | 4.0051 | 3.85 | 3.7933 | 3.7725 | 3.8478 | 4.1227 | 4.3269 | 4.572 | 4.8154 | 4.7345 | 4.9177 | 5.0022 | 4.9291 | 4.9774 | 5.1243 | 5.1712 | 5.6096 | 5.9988 | 6.1181 | 5.9643 | 5.5044 | 5.2715 | 4.9019 | 4.3004
2039-12-30 | 4.1095 | 3.9396 | 3.8898 | 3.7948 | 3.912 | 4.119 | 4.2626 | 4.6161 | 4.9408 | 5.0383 | 5.2231 | 5.4108 | 5.4316 | 5.2137 | 5.3752 | 5.5106 | 5.8359 | 6.2218 | 6.2481 | 5.8756 | 5.5594 | 5.414 | 5.0187 | 4.4668
2039-12-31 | 4.338 | 4.148 | 4.174 | 4.0399 | 3.8587 | 4.0788 | 4.3332 | 4.7091 | 4.8475 | 4.9505 | 4.9915 | 4.8551 | 4.852 | 4.8127 | 4.8326 | 4.9938 | 5.44 | 5.8517 | 6.0452 | 5.876 | 5.5523 | 5.2601 | 4.771 | 4.3493
2040-01-01 | 3.9381 | 3.8478 | 3.8022 | 3.7465 | 3.7141 | 3.8704 | 4.0096 | 4.0561 | 4.2603 | 4.2189 | 4.0904 | 4.075 | 4.1454 | 4.2941 | 4.483 | 4.6719 | 4.9547 | 5.2971 | 5.3352 | 5.2086 | 4.9979 | 4.6452 | 4.2796 | 4.031
2040-01-02 | 3.8783 | 3.8177 | 3.7572 | 3.7853 | 3.8154 | 4.0086 | 4.2817 | 4.4157 | 4.4871 | 4.3752 | 4.4048 | 4.3958 | 4.4932 | 4.5718 | 4.9728 | 5.1725 | 5.424 | 5.7347 | 5.8261 | 5.6249 | 5.1923 | 4.7765 | 4.3909 | 4.059
2040-01-03 | 4.5726 | 4.375 | 4.1532 | 4.0034 | 3.9884 | 4.1434 | 4.1823 | 4.4573 | 4.4171 | 4.5488 | 4.9613 | 4.966 | 4.8805 | 4.7255 | 4.8007 | 4.7957 | 5.1463 | 5.766 | 6.2205 | 5.9628 | 5.5492 | 5.2958 | 4.843 | 4.2393
2040-01-04 | 3.9577 | 3.8628 | 3.8072 | 3.8814 | 3.87 | 4.0084 | 4.2868 | 4.4722 | 4.6289 | 4.6235 | 4.6442 | 4.5057 | 4.5059 | 4.6003 | 4.804 | 5.0192 | 5.296 | 5.6594 | 6.0177 | 5.8377 | 5.4842 | 5.1279 | 4.6137 | 4.0574
2040-01-05 | 3.9753 | 3.8471 | 3.8161 | 3.7537 | 3.7996 | 4.0262 | 4.2293 | 4.4445 | 4.7112 | 4.6778 | 4.2817 | 4.2702 | 4.273 | 4.2292 | 4.3085 | 4.8599 | 5.3284 | 5.7039 | 5.966 | 5.6182 | 5.246 | 4.971 | 4.5241 | 4.1198
2040-01-06 | 4.0144 | 3.8598 | 3.7848 | 3.8324 | 3.918 | 4.2088 | 4.392 | 4.5501 | 4.5256 | 4.3908 | 4.2895 | 4.3142 | 4.287 | 4.2211 | 4.3577 | 4.6407 | 5.2935 | 5.6582 | 5.8659 | 5.7304 | 5.2822 | 4.9596 | 4.5317 | 4.1715
2040-01-07 | 3.9854 | 3.8906 | 3.8121 | 3.7447 | 3.7991 | 3.9457 | 4.3013 | 4.3846 | 4.3905 | 4.3508 | 4.1671 | 4.0304 | 4.2087 | 4.459 | 4.3438 | 4.5981 | 5.0392 | 5.2546 | 5.3771 | 5.2682 | 4.9877 | 4.7703 | 4.3133 | 4.094
2040-01-08 | 3.9729 | 3.8211 | 3.7536 | 3.7024 | 3.6731 | 3.8742 | 4.0579 | 4.0964 | 4.274 | 4.2232 | 4.0703 | 4.0213 | 4.1348 | 4.264 | 4.3984 | 4.5556 | 4.8519 | 5.2589 | 5.3006 | 5.2215 | 5.0072 | 4.6341 | 4.2823 | 4.0376
2040-01-09 | 3.8895 | 3.8243 | 3.734 | 3.7436 | 3.8164 | 4.0079 | 4.2687 | 4.4012 | 4.4513 | 4.3337 | 4.369 | 4.3143 | 4.4507 | 4.4531 | 4.9324 | 5.1189 | 5.348 | 5.6704 | 5.7768 | 5.5889 | 5.1795 | 4.7697 | 4.4029 | 4.0054
2040-01-10 | 3.9054 | 3.7819 | 3.709 | 3.7525 | 3.7474 | 3.9971 | 4.2491 | 4.3802 | 4.3496 | 4.1372 | 4.2074 | 4.203 | 4.2764 | 4.63 | 5.0264 | 5.0323 | 5.0981 | 5.4476 | 5.7711 | 5.5426 | 5.0661 | 4.7903 | 4.2682 | 3.9194
2040-01-11 | 3.7916 | 3.7562 | 3.6808 | 3.6592 | 3.7786 | 4.0951 | 4.353 | 4.6233 | 4.5189 | 4.371 | 4.2791 | 4.3913 | 4.4041 | 4.647 | 4.6375 | 4.7065 | 4.8523 | 5.3892 | 5.6402 | 5.3792 | 5.215 | 4.766 | 4.3759 | 4.0589
2040-01-12 | 3.9396 | 3.8134 | 3.8221 | 3.7478 | 3.7812 | 4.0019 | 4.3225 | 4.6073 | 4.4722 | 4.6372 | 4.7341 | 4.4479 | 4.4645 | 4.5062 | 4.484 | 4.5381 | 4.9616 | 5.5743 | 5.9505 | 5.6308 | 5.2393 | 4.9219 | 4.4794 | 4.3536
2040-01-13 | 4.0533 | 3.8852 | 3.76 | 3.7593 | 3.8413 | 4.0902 | 4.5237 | 4.6675 | 4.5465 | 4.5737 | 4.549 | 4.8423 | 4.7036 | 4.6294 | 4.5119 | 4.7723 | 4.959 | 5.5025 | 5.6771 | 5.3855 | 5.0547 | 4.671 | 4.2388 | 4.2165
2040-01-14 | 3.9788 | 3.6775 | 3.6619 | 3.6617 | 3.5973 | 3.7746 | 4.0135 | 4.3097 | 4.5303 | 4.7427 | 4.4346 | 4.4854 | 4.5913 | 4.4962 | 4.5171 | 4.7296 | 5.0771 | 5.431 | 5.5349 | 5.4431 | 5.1058 | 4.7112 | 4.3378 | 4.2669
2040-01-15 | 3.9624 | 3.7337 | 3.6792 | 3.6956 | 3.6259 | 3.8298 | 4.0476 | 4.2759 | 4.5695 | 4.7324 | 4.8212 | 4.784 | 4.6501 | 4.5205 | 4.6516 | 4.8471 | 4.9581 | 5.233 | 5.5873 | 5.4486 | 5.0163 | 4.6624 | 4.2346 | 3.9492
2040-01-16 | 3.8468 | 3.7389 | 3.6377 | 3.6313 | 3.7264 | 3.9349 | 4.2499 | 4.6649 | 4.7316 | 4.5807 | 4.6357 | 4.5336 | 4.7058 | 4.6199 | 4.7011 | 4.489 | 4.7685 | 5.3697 | 5.6848 | 5.3975 | 5.1213 | 4.9625 | 4.2552 | 3.939
2040-01-17 | 3.8256 | 3.7065 | 3.5723 | 3.598 | 3.6477 | 3.9175 | 4.2155 | 4.4046 | 4.301 | 4.161 | 4.0485 | 4.2078 | 4.1319 | 4.1756 | 4.218 | 4.2801 | 4.3814 | 4.7824 | 5.2038 | 5.1187 | 4.7921 | 4.4504 | 4.0611 | 3.7127
2040-01-18 | 3.6179 | 3.6953 | 3.6956 | 3.6581 | 3.7632 | 4.0985 | 4.4411 | 4.6043 | 4.4054 | 4.4068 | 4.3032 | 4.5861 | 4.4022 | 4.3573 | 4.3761 | 4.4567 | 4.5893 | 4.9819 | 5.4327 | 5.3006 | 4.9085 | 4.5644 | 4.1478 | 3.7915
2040-01-19 | 3.7242 | 3.583 | 3.5485 | 3.5094 | 3.6391 | 3.9316 | 4.2388 | 4.5006 | 4.4114 | 4.4359 | 4.6318 | 4.6899 | 4.4885 | 4.4596 | 4.574 | 4.6514 | 4.9265 | 5.246 | 5.4461 | 5.2265 | 5.0357 | 4.7984 | 4.2972 | 3.9104
2040-01-20 | 3.9393 | 3.8351 | 3.7261 | 3.7356 | 3.7851 | 4.1192 | 4.6456 | 4.9496 | 4.7197 | 4.652 | 4.7543 | 4.7819 | 4.7862 | 4.7788 | 4.7824 | 4.9731 | 4.8993 | 5.1927 | 5.3725 | 5.1663 | 4.7807 | 4.5628 | 4.2633 | 3.9564
2040-01-21 | 3.8075 | 3.6724 | 3.6221 | 3.6197 | 3.661 | 3.923 | 4.1771 | 4.3678 | 4.576 | 4.5635 | 4.3014 | 4.2525 | 4.3828 | 4.6192 | 4.6855 | 4.723 | 4.8513 | 5.2643 | 5.4337 | 5.2738 | 4.8895 | 4.6279 | 4.327 | 3.9733
2040-01-22 | 3.848 | 3.6428 | 3.5713 | 3.5747 | 3.5686 | 3.7584 | 4.1301 | 4.4612 | 4.7388 | 4.6582 | 4.3973 | 4.5594 | 4.6786 | 4.6239 | 4.7901 | 4.898 | 5.1355 | 5.4154 | 5.5885 | 5.4642 | 4.9973 | 4.7402 | 4.291 | 3.9622
2040-01-23 | 3.8111 | 3.7306 | 3.7155 | 3.6686 | 3.6798 | 3.8893 | 4.0936 | 4.357 | 4.4604 | 4.259 | 4.0459 | 4.1597 | 4.0646 | 4.1487 | 3.9806 | 4.2448 | 4.4781 | 4.9839 | 5.4163 | 5.3357 | 4.7436 | 4.4951 | 4.1678 | 3.8324
2040-01-24 | 3.6998 | 3.6217 | 3.546 | 3.5442 | 3.6388 | 3.8643 | 4.2038 | 4.5547 | 4.3296 | 4.3597 | 4.5528 | 4.7027 | 4.7602 | 4.6058 | 4.4212 | 4.6055 | 4.7305 | 5.3574 | 5.6386 | 5.0524 | 5.0402 | 4.8968 | 4.3915 | 3.9627
2040-01-25 | 3.8317 | 3.7286 | 3.6494 | 3.6407 | 3.7119 | 3.976 | 4.3251 | 4.476 | 4.166 | 4.1025 | 4.0141 | 4.0382 | 4.4398 | 4.5693 | 4.6226 | 5.0747 | 5.257 | 5.637 | 5.7466 | 5.5311 | 5.2873 | 4.889 | 4.4191 | 3.9319
2040-01-26 | 3.8217 | 3.6487 | 3.6399 | 3.5335 | 3.612 | 3.9345 | 4.2638 | 4.5934 | 4.3806 | 4.2977 | 4.5141 | 4.6317 | 4.6048 | 4.4276 | 4.9064 | 4.9132 | 5.1793 | 5.5325 | 5.7957 | 5.3728 | 5.1657 | 4.6669 | 4.2932 | 4.0364
2040-01-27 | 3.8248 | 3.7309 | 3.6402 | 3.6101 | 3.8777 | 4.1179 | 4.6446 | 4.8714 | 4.822 | 4.6434 | 4.7139 | 4.8636 | 4.7943 | 4.8891 | 5.0491 | 5.0437 | 5.294 | 5.6724 | 5.7544 | 5.4376 | 5.1661 | 5.0465 | 4.6257 | 4.3306
2040-01-28 | 4.1261 | 4.0499 | 3.7643 | 3.6934 | 3.7221 | 4.0017 | 4.1922 | 4.4262 | 4.5693 | 4.445 | 4.2273 | 4.1394 | 4.0734 | 4.048 | 4.1434 | 4.2018 | 4.3869 | 4.8795 | 5.1857 | 5.0824 | 4.7841 | 4.5584 | 4.222 | 3.9579
2040-01-29 | 3.868 | 3.6903 | 3.6612 | 3.4966 | 3.5347 | 3.7725 | 3.9653 | 4.1279 | 4.3277 | 4.2468 | 4.143 | 4.2706 | 4.2737 | 4.2427 | 4.1162 | 4.149 | 4.5433 | 4.8501 | 5.0787 | 5.1543 | 4.9212 | 4.5067 | 4.1444 | 3.8762
2040-01-30 | 3.8002 | 3.7023 | 3.6421 | 3.6496 | 3.7045 | 4.0274 | 4.3416 | 4.5883 | 4.4351 | 4.2093 | 4.0029 | 4.0261 | 3.9661 | 3.9934 | 3.835 | 3.8544 | 4.2751 | 4.9126 | 5.335 | 5.2799 | 5.0632 | 4.6246 | 4.1621 | 3.8638
2040-01-31 | 3.7806 | 3.6888 | 3.6219 | 3.5803 | 3.6943 | 4.0542 | 4.6187 | 4.7049 | 4.5714 | 4.5154 | 4.3267 | 4.3703 | 4.3702 | 4.2132 | 4.6813 | 5.0801 | 5.4006 | 5.3969 | 5.6166 | 5.4426 | 5.1725 | 4.8215 | 4.196 | 3.8916
2040-02-01 | 3.6278 | 3.5843 | 3.5395 | 3.4993 | 3.5887 | 3.9913 | 4.3201 | 4.5464 | 4.5841 | 4.6012 | 4.4462 | 4.1168 | 4.0937 | 4.2648 | 4.2746 | 4.3798 | 4.8395 | 5.0511 | 5.157 | 5.1849 | 5.0346 | 4.6827 | 4.1373 | 3.9059
2040-02-02 | 3.7969 | 3.6879 | 3.6613 | 3.5985 | 3.6642 | 3.9503 | 4.2649 | 4.6548 | 4.7539 | 4.4232 | 4.2491 | 4.3731 | 4.7982 | 4.445 | 4.494 | 4.4855 | 4.894 | 5.1275 | 5.4563 | 5.13 | 4.8056 | 4.4913 | 4.0543 | 3.803
2040-02-03 | 3.6959 | 3.6217 | 3.4815 | 3.4726 | 3.5387 | 3.848 | 4.1652 | 4.5169 | 4.538 | 4.4666 | 4.4166 | 4.6809 | 4.7268 | 4.4479 | 4.8651 | 4.9509 | 4.8902 | 5.368 | 5.3907 | 5.0131 | 4.6102 | 4.5005 | 4.2431 | 3.85
2040-02-04 | 3.7239 | 3.6298 | 3.5404 | 3.5296 | 3.5281 | 3.7992 | 3.985 | 4.3241 | 4.4907 | 4.6024 | 4.6393 | 4.7123 | 4.6143 | 4.412 | 4.59 | 4.5923 | 4.7068 | 5.0167 | 5.0698 | 5.0786 | 4.9235 | 4.6781 | 4.1826 | 3.8726
2040-02-05 | 3.6624 | 3.5242 | 3.4675 | 3.4109 | 3.4521 | 3.6665 | 3.8157 | 4.2033 | 4.5141 | 4.4869 | 4.3298 | 4.4531 | 4.2374 | 4.1048 | 4.1673 | 4.2975 | 4.2942 | 4.8873 | 5.0825 | 4.9528 | 4.6637 | 4.327 | 4.0028 | 3.6689
2040-02-06 | 3.5577 | 3.4687 | 3.4131 | 3.36 | 3.4211 | 3.821 | 4.1786 | 4.596 | 4.7665 | 4.6978 | 4.4199 | 4.2401 | 4.4507 | 4.465 | 4.6292 | 4.8514 | 4.9217 | 5.1787 | 5.3868 | 5.1543 | 4.9196 | 4.5548 | 4.0798 | 3.8122
2040-02-07 | 3.7293 | 3.6346 | 3.5723 | 3.6399 | 3.7402 | 4.0589 | 4.4604 | 4.6795 | 4.6679 | 4.5122 | 4.281 | 4.4286 | 4.4219 | 4.3596 | 4.3664 | 4.3098 | 4.8578 | 5.0327 | 5.3759 | 5.5342 | 5.0589 | 4.5973 | 4.1088 | 3.8063
2040-02-08 | 3.6444 | 3.594 | 3.4953 | 3.4644 | 3.5102 | 3.7942 | 4.2288 | 4.5428 | 4.5211 | 4.5827 | 4.6504 | 4.55 | 4.3425 | 4.4761 | 4.6915 | 4.6856 | 5.1298 | 5.4605 | 5.8751 | 5.7249 | 5.4227 | 5.0406 | 4.457 | 4.3489
2040-02-09 | 4.2021 | 3.8618 | 3.8688 | 3.7963 | 3.9646 | 4.3565 | 4.6531 | 5.1717 | 5.2818 | 5.0507 | 5.1671 | 5.0653 | 4.524 | 4.4393 | 4.4734 | 4.7256 | 4.9791 | 5.2929 | 5.6082 | 5.4421 | 5.0465 | 4.7373 | 4.4471 | 4.0104
2040-02-10 | 3.7337 | 3.611 | 3.4998 | 3.4667 | 3.581 | 3.9927 | 4.4738 | 4.9106 | 4.7468 | 4.3936 | 4.398 | 4.3745 | 4.4905 | 4.4528 | 4.3941 | 4.4419 | 5.0836 | 5.4062 | 5.4801 | 5.2883 | 5.0562 | 4.9296 | 4.4285 | 4.152
2040-02-11 | 3.8656 | 3.7609 | 3.5989 | 3.5754 | 3.6089 | 3.8088 | 4.1912 | 4.6328 | 4.7888 | 4.4695 | 3.9946 | 4.1127 | 4.2869 | 4.1989 | 4.1223 | 4.2887 | 4.5646 | 5.024 | 5.145 | 5.0933 | 4.5229 | 4.2779 | 4.1907 | 3.9098
2040-02-12 | 3.625 | 3.4466 | 3.3777 | 3.3536 | 3.3865 | 3.5596 | 3.7594 | 4.1321 | 4.4456 | 4.4867 | 4.4241 | 4.4733 | 4.2631 | 4.1966 | 4.0199 | 4.4194 | 4.7061 | 5.1516 | 5.4545 | 5.2477 | 4.9511 | 4.7263 | 4.2985 | 4.0223
2040-02-13 | 3.8602 | 3.6884 | 3.5027 | 3.5191 | 3.5342 | 3.9146 | 4.2341 | 4.6237 | 4.6751 | 4.3226 | 4.1159 | 3.8712 | 3.8331 | 3.8334 | 3.884 | 4.2657 | 4.4011 | 4.9762 | 5.3396 | 5.216 | 4.8362 | 4.5469 | 4.1273 | 3.6938
2040-02-14 | 3.5709 | 3.4915 | 3.405 | 3.381 | 3.4648 | 3.9661 | 4.4609 | 4.8243 | 4.6919 | 4.473 | 4.2548 | 4.2436 | 4.1576 | 4.128 | 4.1497 | 4.2737 | 4.6568 | 5.1527 | 5.3168 | 5.4462 | 5.0871 | 4.6881 | 4.1185 | 3.6769
2040-02-15 | 3.5394 | 3.5003 | 3.4918 | 3.4675 | 3.5376 | 4.0153 | 4.2969 | 4.5762 | 4.5172 | 4.3733 | 3.9931 | 3.9013 | 3.8293 | 3.9736 | 3.9467 | 4.1474 | 4.6032 | 5.0097 | 5.4192 | 5.2998 | 4.9387 | 4.488 | 4.0861 | 3.8502
2040-02-16 | 3.7694 | 3.6315 | 3.5747 | 3.5251 | 3.6181 | 3.9385 | 4.1827 | 4.4538 | 4.5043 | 4.5899 | 4.4893 | 4.181 | 4.2202 | 4.0573 | 4.1554 | 4.1879 | 4.5806 | 4.8898 | 5.4442 | 5.2521 | 4.915 | 4.6517 | 4.2708 | 3.8586
2040-02-17 | 3.6505 | 3.5421 | 3.4342 | 3.4392 | 3.5211 | 3.789 | 4.0554 | 4.3826 | 4.667 | 4.5973 | 4.4631 | 4.2305 | 4.1464 | 4.0241 | 4.1916 | 4.2678 | 4.4522 | 4.9477 | 5.3136 | 5.3996 | 5.0965 | 4.9347 | 4.5045 | 4.0676
2040-02-18 | 3.8608 | 3.7055 | 3.638 | 3.5557 | 3.697 | 3.8999 | 4.1245 | 4.3749 | 4.7539 | 4.5914 | 4.4486 | 4.4026 | 4.5231 | 4.0684 | 4.3686 | 4.3897 | 4.6804 | 5.0137 | 5.358 | 5.3014 | 4.9831 | 4.7825 | 4.3328 | 3.9348
2040-02-19 | 3.6141 | 3.4616 | 3.4413 | 3.3847 | 3.424 | 3.5736 | 3.7345 | 4.1139 | 4.3118 | 4.1661 | 4.1672 | 4.0267 | 4.2006 | 4.1511 | 4.2121 | 4.4092 | 4.6219 | 4.923 | 5.1748 | 5.1945 | 4.9355 | 4.7101 | 4.3755 | 3.9839
2040-02-20 | 3.7331 | 3.622 | 3.5649 | 3.5015 | 3.5505 | 3.7727 | 3.9048 | 4.24 | 4.3621 | 4.1675 | 3.9604 | 3.8711 | 3.8493 | 3.7404 | 3.9522 | 4.3254 | 4.9585 | 5.1562 | 5.2176 | 5.2402 | 4.8704 | 4.6252 | 4.1818 | 3.7708
2040-02-21 | 3.671 | 3.5617 | 3.4758 | 3.4642 | 3.5489 | 3.7977 | 4.1759 | 4.52 | 4.82 | 4.6884 | 4.6643 | 4.5881 | 4.6045 | 4.5483 | 4.3837 | 4.4875 | 4.687 | 5.221 | 5.251 | 5.1304 | 4.7782 | 4.4758 | 4.0666 | 3.7189
2040-02-22 | 3.5729 | 3.5087 | 3.5897 | 3.5316 | 3.6776 | 4.1436 | 4.4205 | 4.7731 | 4.8601 | 4.6642 | 4.6607 | 4.7381 | 4.7673 | 4.773 | 4.6815 | 4.6781 | 4.8071 | 5.2082 | 5.5426 | 5.3749 | 4.9396 | 4.8832 | 4.2231 | 3.7609
2040-02-23 | 3.7001 | 3.5752 | 3.6065 | 3.4836 | 3.5398 | 3.8964 | 4.0262 | 4.3088 | 4.4179 | 4.2334 | 4.2765 | 4.4888 | 4.3422 | 4.4613 | 4.4024 | 4.7363 | 5.1191 | 5.5491 | 5.933 | 5.4751 | 5.3007 | 4.7248 | 4.1357 | 3.8786
2040-02-24 | 3.6967 | 3.5355 | 3.4326 | 3.5124 | 3.6106 | 4.0279 | 4.4723 | 4.6748 | 4.4265 | 4.3152 | 4.6533 | 4.7588 | 4.9333 | 4.6424 | 4.5948 | 5.1008 | 5.4267 | 6.0171 | 6.0309 | 5.883 | 5.6584 | 5.2894 | 4.6892 | 4.3296
2040-02-25 | 3.8841 | 3.6444 | 3.6429 | 3.511 | 3.5436 | 3.7821 | 4.1123 | 4.3394 | 4.6344 | 4.7249 | 4.5856 | 4.407 | 4.358 | 4.3825 | 4.3808 | 4.6036 | 4.9152 | 5.0963 | 5.1704 | 5.2652 | 4.8319 | 4.4684 | 4.2276 | 3.8312
2040-02-26 | 3.7171 | 3.4322 | 3.4293 | 3.4546 | 3.4879 | 3.6422 | 3.9219 | 4.1839 | 4.4891 | 4.5493 | 4.2627 | 4.065 | 4.1667 | 4.1973 | 4.2082 | 4.4794 | 4.7506 | 5.3462 | 5.497 | 5.4892 | 5.1227 | 4.7534 | 4.2174 | 3.9116
2040-02-27 | 3.7281 | 3.7163 | 3.587 | 3.4747 | 3.4706 | 3.6972 | 4.2545 | 4.6547 | 4.5121 | 4.2181 | 4.0571 | 4.1573 | 4.3085 | 3.8697 | 4.1706 | 4.3897 | 4.5809 | 5.0233 | 5.4644 | 5.3032 | 4.8776 | 4.4902 | 4.1306 | 3.7824
2040-02-28 | 3.6978 | 3.6267 | 3.5439 | 3.4872 | 3.561 | 3.9446 | 4.1745 | 4.4026 | 4.534 | 4.5089 | 4.3423 | 4.1421 | 3.9973 | 4.2232 | 4.319 | 4.5033 | 4.6967 | 5.0998 | 5.4378 | 5.188 | 4.8346 | 4.5944 | 4.0642 | 3.8072
2040-02-29 | 3.6851 | 3.6067 | 3.6196 | 3.5622 | 3.6342 | 3.9392 | 4.2145 | 4.3968 | 4.2539 | 3.9863 | 3.8819 | 3.5853 | 3.4362 | 3.5745 | 3.6569 | 3.8973 | 4.2025 | 4.726 | 5.2789 | 5.4011 | 5.1288 | 4.6661 | 4.1011 | 3.7336
2040-03-01 | 3.8387 | 3.7255 | 3.6127 | 3.5457 | 3.6124 | 4.0089 | 4.2442 | 4.2373 | 4.2238 | 4.0515 | 3.9296 | 3.9052 | 3.7918 | 4.0786 | 4.0541 | 4.354 | 4.4943 | 5.2068 | 5.4573 | 5.3179 | 5.1328 | 4.6849 | 4.261 | 3.8342
2040-03-02 | 3.8285 | 3.6577 | 3.6051 | 3.5463 | 3.6441 | 4.0105 | 4.4624 | 4.759 | 4.5788 | 4.3624 | 4.1576 | 4.1418 | 4.0553 | 3.9739 | 4.1619 | 4.3643 | 4.5242 | 4.8849 | 5.1369 | 5.3449 | 5.0491 | 4.8641 | 4.46 | 4.0695
2040-03-03 | 3.8712 | 3.7713 | 3.6745 | 3.548 | 3.6199 | 3.7867 | 4.1234 | 4.2735 | 4.5368 | 4.4754 | 4.128 | 4.0598 | 4.1555 | 4.0322 | 4.0465 | 4.2597 | 4.4832 | 4.8768 | 5.2537 | 5.3829 | 4.9304 | 4.7229 | 4.2702 | 3.9149
2040-03-04 | 3.8136 | 3.7385 | 3.685 | 3.6265 | 3.6261 | 3.8169 | 4.1855 | 4.3965 | 4.5843 | 4.5392 | 4.3429 | 4.2512 | 4.0659 | 4.004 | 4.0182 | 4.1507 | 4.4055 | 4.784 | 5.2656 | 5.3296 | 5.168 | 4.6916 | 4.3083 | 3.8551
2040-03-05 | 3.7479 | 3.692 | 3.5785 | 3.4244 | 3.5295 | 3.8353 | 4.1184 | 4.3764 | 4.6208 | 4.367 | 4.1941 | 3.9462 | 3.9123 | 3.6592 | 3.6882 | 3.9344 | 4.2531 | 4.9653 | 5.4929 | 5.418 | 4.9482 | 4.7351 | 4.4156 | 3.9554
2040-03-06 | 3.8071 | 3.7217 | 3.6482 | 3.673 | 3.6731 | 4.0449 | 4.5753 | 4.9425 | 4.8451 | 4.7414 | 4.5015 | 4.3965 | 4.2519 | 4.3128 | 4.2062 | 4.7807 | 5.1307 | 5.7314 | 6.0337 | 6.0256 | 5.7401 | 5.0575 | 4.3402 | 3.9314
2040-03-07 | 3.8028 | 3.726 | 3.7081 | 3.6671 | 3.7058 | 3.9891 | 4.4997 | 4.737 | 4.8904 | 4.8187 | 4.5699 | 4.4304 | 4.8164 | 5.2329 | 5.1112 | 5.0739 | 5.3766 | 5.997 | 6.0793 | 5.976 | 5.7126 | 5.3229 | 4.7338 | 4.2026
2040-03-08 | 4.1077 | 3.9535 | 3.8215 | 3.6875 | 3.7101 | 4.1597 | 4.6497 | 5.1941 | 5.5286 | 5.0755 | 4.5159 | 4.6604 | 4.6397 | 4.8246 | 4.8737 | 4.9055 | 5.4137 | 5.8778 | 5.8957 | 5.8223 | 5.4652 | 4.9553 | 4.3689 | 4.0545
2040-03-09 | 3.9103 | 3.8078 | 3.7738 | 3.6961 | 3.6839 | 4.1425 | 4.8767 | 5.1124 | 4.7592 | 4.4334 | 4.2291 | 4.3057 | 4.3351 | 4.3953 | 4.6093 | 5.0046 | 5.1344 | 5.6585 | 5.8622 | 5.7113 | 5.4058 | 5.003 | 4.449 | 4.1065
2040-03-10 | 3.9428 | 3.8537 | 3.794 | 3.8046 | 3.8 | 4.0499 | 4.4417 | 4.542 | 5.0514 | 4.8865 | 4.3651 | 4.314 | 4.2008 | 3.9266 | 4.0977 | 4.2056 | 4.8832 | 5.4726 | 5.2038 | 5.299 | 4.9713 | 4.8661 | 4.3642 | 3.9721
2040-03-11 | 3.8825 | 3.7966 | 3.8132 | 3.6698 | 3.7244 | 3.9071 | 4.1611 | 4.3992 | 4.79 | 4.5923 | 4.4588 | 4.5038 | 4.8716 | 4.7609 | 4.5746 | 5.0906 | 5.5769 | 5.7854 | 5.9579 | 5.8001 | 5.6815 | 5.389 | 4.8398 | 4.323
2040-03-12 | 4.0976 | 4.0024 | 3.8824 | 3.8252 | 3.885 | 4.1809 | 4.6661 | 4.8448 | 4.843 | 4.825 | 4.6721 | 4.8551 | 4.8084 | 4.4403 | 4.4212 | 4.4571 | 4.9274 | 5.6145 | 5.822 | 5.5682 | 5.2774 | 4.8381 | 4.3913 | 4.0185
2040-03-13 | 3.907 | 3.7983 | 3.7285 | 3.7031 | 3.7525 | 4.0649 | 4.6494 | 4.8015 | 4.6541 | 4.5974 | 4.3853 | 4.354 | 4.2536 | 4.5744 | 4.7276 | 4.9244 | 5.3362 | 5.7111 | 5.7448 | 5.845 | 5.5063 | 5.0876 | 4.3925 | 4.0764
2040-03-14 | 3.9907 | 3.9369 | 3.8488 | 3.8299 | 3.8141 | 4.1571 | 4.5739 | 4.928 | 4.8352 | 4.7524 | 4.3145 | 4.3103 | 4.7261 | 4.449 | 4.6234 | 4.929 | 5.0955 | 5.7242 | 6.1249 | 6.0022 | 5.6343 | 5.2049 | 4.4499 | 4.0573
2040-03-15 | 4.2002 | 4.0013 | 3.9541 | 3.8681 | 3.9148 | 4.3128 | 4.6245 | 4.9005 | 4.7338 | 4.4068 | 4.2549 | 4.6294 | 4.7625 | 4.5265 | 4.6584 | 5.1147 | 5.5058 | 6.14 | 6.3748 | 6.1132 | 5.5655 | 5.1259 | 4.6074 | 4.1477
2040-03-16 | 4.0062 | 3.8438 | 3.744 | 3.7172 | 3.6783 | 4.0368 | 4.4612 | 4.5933 | 4.596 | 4.4048 | 4.1941 | 4.2068 | 4.3796 | 4.3222 | 4.4537 | 4.896 | 5.17 | 5.3288 | 5.5149 | 5.5906 | 5.0988 | 4.7856 | 4.3888 | 4.0907
2040-03-17 | 3.8884 | 3.7772 | 3.7692 | 3.7924 | 3.7733 | 3.9658 | 4.4346 | 4.6971 | 4.8421 | 4.7324 | 4.7283 | 4.4205 | 4.7739 | 4.4224 | 4.5078 | 4.8473 | 5.1958 | 5.7744 | 5.7374 | 5.9022 | 5.6111 | 5.3779 | 4.8252 | 4.23
2040-03-18 | 3.9487 | 3.8556 | 3.7717 | 3.8111 | 3.6714 | 3.8352 | 4.0925 | 4.0839 | 4.2115 | 4.0112 | 3.9054 | 3.9335 | 3.7377 | 3.4442 | 3.5917 | 3.9072 | 4.2973 | 5.0124 | 5.2996 | 5.1722 | 4.8137 | 4.6136 | 4.2384 | 3.8882
2040-03-19 | 3.7296 | 3.633 | 3.5936 | 3.4693 | 3.5388 | 3.7641 | 3.9827 | 4.2093 | 4.7367 | 4.5576 | 4.2455 | 3.8746 | 3.588 | 3.7646 | 3.6482 | 3.9391 | 4.2643 | 4.9155 | 5.3372 | 5.5194 | 5.219 | 4.6526 | 4.0905 | 3.7737
2040-03-20 | 3.6796 | 3.7436 | 3.7278 | 3.706 | 3.7252 | 4.0434 | 4.3649 | 4.3106 | 4.2961 | 4.2157 | 4.2781 | 4.1121 | 4.0439 | 3.9052 | 3.7088 | 3.9127 | 4.3486 | 5.0469 | 5.2305 | 5.3252 | 5.1241 | 4.7569 | 4.2346 | 3.8298
2040-03-21 | 3.7267 | 3.6553 | 3.6687 | 3.6218 | 3.5903 | 3.9311 | 4.1117 | 4.2753 | 4.3751 | 4.3307 | 4.3347 | 4.4041 | 4.5894 | 4.7381 | 4.7289 | 4.625 | 4.7853 | 5.2841 | 5.4031 | 5.5961 | 5.3525 | 5.0856 | 4.4742 | 3.9147
2040-03-22 | 3.8793 | 3.7217 | 3.7062 | 3.5961 | 3.6629 | 4.0491 | 4.2384 | 4.4286 | 4.6106 | 4.2923 | 4.3182 | 4.0716 | 3.8053 | 3.9319 | 4.3891 | 4.4303 | 4.5864 | 5.0793 | 5.4209 | 5.4926 | 5.1703 | 4.688 | 4.2334 | 3.8354
2040-03-23 | 3.7437 | 3.656 | 3.557 | 3.4792 | 3.5892 | 3.8526 | 4.2522 | 4.582 | 4.6996 | 4.4518 | 4.7462 | 4.7018 | 4.4209 | 4.5764 | 4.8123 | 4.8929 | 5.0215 | 5.343 | 5.6098 | 5.5634 | 5.2281 | 4.8195 | 4.3721 | 4.0225
2040-03-24 | 3.909 | 3.7953 | 3.7541 | 3.7293 | 3.744 | 3.9073 | 4.1463 | 4.1938 | 4.2312 | 4.1563 | 3.9547 | 3.9778 | 3.9868 | 3.844 | 4.2157 | 5.0051 | 4.7469 | 5.2164 | 5.2702 | 5.224 | 4.8477 | 4.9591 | 4.3918 | 3.9552
2040-03-25 | 4.0733 | 3.9762 | 3.7244 | 3.6516 | 3.6271 | 3.8576 | 3.9908 | 4.1358 | 4.4019 | 4.3126 | 4.3221 | 4.7322 | 4.4652 | 4.6016 | 4.6527 | 4.7297 | 5.2893 | 5.8289 | 6.0062 | 6.0169 | 6.03 | 5.403 | 4.8215 | 4.3273
2040-03-26 | 4.1437 | 4.005 | 3.8881 | 3.7736 | 3.8459 | 3.9654 | 4.3202 | 4.6526 | 5.2368 | 4.9773 | 5.2253 | 4.5152 | 4.8557 | 4.5911 | 4.4659 | 4.6427 | 5.1156 | 5.4237 | 5.5917 | 5.9455 | 5.462 | 4.8259 | 4.3516 | 3.9068
2040-03-27 | 3.78 | 3.7416 | 3.6319 | 3.6108 | 3.6821 | 3.9992 | 4.418 | 4.5675 | 4.6368 | 4.4296 | 4.2324 | 4.2367 | 4.3815 | 4.1119 | 4.3403 | 5.0515 | 5.3121 | 5.7016 | 5.9954 | 5.9264 | 5.4465 | 4.9076 | 4.3754 | 3.9634
2040-03-28 | 3.7778 | 3.7183 | 3.6753 | 3.5871 | 3.6325 | 3.8953 | 4.3092 | 4.2859 | 4.3553 | 4.2951 | 4.2186 | 4.4 | 4.5294 | 4.4381 | 4.3934 | 4.6106 | 4.9564 | 5.5238 | 5.5149 | 5.6297 | 5.5541 | 5.001 | 4.4352 | 3.926
2040-03-29 | 3.887 | 3.794 | 3.7603 | 3.7447 | 3.7753 | 4.119 | 4.5308 | 4.6984 | 4.8821 | 5.0959 | 5.2293 | 5.2549 | 5.0963 | 4.9155 | 4.854 | 5.0163 | 5.3376 | 5.8833 | 5.7171 | 5.8561 | 5.7435 | 4.8805 | 4.2686 | 3.919
2040-03-30 | 3.781 | 3.6527 | 3.5403 | 3.5385 | 3.5914 | 3.8392 | 4.225 | 4.2453 | 4.2442 | 4.0978 | 4.2027 | 4.3151 | 4.2027 | 3.9579 | 4.1729 | 4.5124 | 4.7296 | 5.1172 | 5.1497 | 5.2423 | 5.0062 | 4.5787 | 4.273 | 4.009
2040-03-31 | 3.8283 | 3.7252 | 3.706 | 3.6255 | 3.6046 | 3.8115 | 3.9069 | 4.0948 | 4.4105 | 4.5545 | 4.5134 | 5.079 | 4.4652 | 4.184 | 4.5036 | 4.681 | 4.8398 | 5.4124 | 5.3919 | 5.5193 | 5.0068 | 4.4866 | 4.2886 | 3.8545
2040-04-01 | 3.7099 | 3.5826 | 3.5237 | 3.4919 | 3.5107 | 3.7092 | 3.7848 | 3.8768 | 4.3183 | 4.0385 | 4.1384 | 4.3235 | 4.1583 | 4.2194 | 4.1394 | 4.5096 | 4.794 | 5.3107 | 5.4144 | 5.5248 | 5.1892 | 4.7405 | 4.1339 | 3.8276
2040-04-02 | 3.7379 | 3.7876 | 3.6665 | 3.6699 | 3.7229 | 4.006 | 4.2408 | 4.6548 | 4.8946 | 4.5734 | 4.6297 | 4.5092 | 4.5082 | 4.5201 | 4.2372 | 4.4967 | 4.5708 | 5.1468 | 5.1428 | 5.4168 | 4.9641 | 4.4256 | 4.0004 | 3.7051
2040-04-03 | 3.6223 | 3.4822 | 3.4299 | 3.4293 | 3.5428 | 3.8265 | 3.9772 | 4.2066 | 4.1745 | 4.0552 | 3.9525 | 4.1405 | 3.9545 | 3.8522 | 3.9719 | 4.228 | 4.5803 | 5.2486 | 5.7339 | 5.9278 | 5.5809 | 5.1687 | 4.3853 | 4.0577
2040-04-04 | 3.9169 | 3.8781 | 3.8012 | 3.7043 | 3.7288 | 3.9889 | 4.2983 | 4.4162 | 4.5894 | 4.8845 | 4.807 | 4.5126 | 4.5161 | 4.2256 | 4.3359 | 5.0104 | 5.2591 | 5.8937 | 6.0005 | 6.1371 | 5.7125 | 4.5747 | 4.2231 | 4.0406
2040-04-05 | 4.0861 | 3.673 | 3.7811 | 3.6441 | 3.6775 | 3.9234 | 4.2132 | 4.2498 | 4.3311 | 4.1792 | 4.5103 | 4.5562 | 4.478 | 4.1996 | 4.4005 | 4.8531 | 5.4443 | 5.8621 | 6.1551 | 5.983 | 5.5182 | 5.1379 | 4.6041 | 4.3048
2040-04-06 | 3.988 | 3.9347 | 3.8086 | 3.8036 | 3.8531 | 4.1333 | 4.5193 | 4.7813 | 5.1709 | 4.9611 | 4.8951 | 4.7306 | 4.1221 | 4.2828 | 4.7444 | 5.0666 | 5.2079 | 5.5545 | 5.5398 | 5.6882 | 5.3264 | 4.7667 | 4.364 | 3.8686
2040-04-07 | 3.7297 | 3.5546 | 3.5821 | 3.5953 | 3.6109 | 3.8344 | 3.892 | 3.9752 | 4.0385 | 4.023 | 3.9748 | 4.2863 | 4.1076 | 4.1832 | 4.2724 | 4.4491 | 4.7797 | 5.346 | 5.6407 | 5.8642 | 5.1826 | 5.0251 | 4.6694 | 4.2065
2040-04-08 | 4.0397 | 3.8677 | 3.7839 | 3.7738 | 3.7793 | 3.925 | 4.1381 | 4.3505 | 4.4986 | 4.2875 | 4.7691 | 4.7119 | 4.5402 | 4.5201 | 4.5467 | 4.9304 | 5.1524 | 5.3427 | 5.4451 | 5.7015 | 5.0007 | 4.6845 | 4.3053 | 4.0638
2040-04-09 | 3.9525 | 3.6723 | 3.63 | 3.6446 | 3.6991 | 3.9629 | 4.4085 | 4.5538 | 4.7782 | 4.578 | 4.77 | 5.0253 | 4.9895 | 4.8422 | 5.0567 | 5.3003 | 5.7363 | 6.0454 | 6.2395 | 6.2211 | 5.685 | 5.1026 | 4.4308 | 4.0376
2040-04-10 | 3.9605 | 3.9084 | 3.7861 | 3.6486 | 3.6174 | 3.8666 | 4.3679 | 4.5405 | 4.566 | 4.3602 | 4.539 | 4.4775 | 4.2536 | 4.5189 | 4.4451 | 4.6905 | 5.1914 | 5.8272 | 6.1879 | 6.1267 | 5.8063 | 4.9185 | 4.3528 | 3.9201
2040-04-11 | 3.8918 | 3.8288 | 3.7803 | 3.6536 | 3.72 | 4.0325 | 4.5053 | 4.9128 | 5.1176 | 5.1019 | 4.7889 | 4.8059 | 4.753 | 4.5726 | 4.4616 | 4.7088 | 5.1484 | 5.8839 | 6.0563 | 6.0714 | 5.59 | 4.9841 | 4.5977 | 4.0095
2040-04-12 | 3.9078 | 3.8661 | 3.8107 | 3.7017 | 3.7457 | 4.0419 | 4.4815 | 4.9272 | 5.1083 | 5.3062 | 5.5384 | 4.8161 | 4.532 | 4.2538 | 4.4468 | 5.0016 | 5.3917 | 5.9218 | 6.0495 | 6.2197 | 5.9191 | 4.9766 | 4.5315 | 4.1098
2040-04-13 | 3.9314 | 3.841 | 3.779 | 3.7722 | 3.8097 | 4.1221 | 4.6873 | 5.0975 | 5.9061 | 5.6747 | 5.2867 | 5.0376 | 4.8367 | 4.7057 | 4.9976 | 5.4216 | 5.7104 | 6.0007 | 6.0687 | 6.1234 | 5.8805 | 5.2961 | 4.8003 | 4.22
2040-04-14 | 4.0271 | 3.9077 | 3.9165 | 3.8498 | 3.8099 | 4.0595 | 4.3316 | 4.5116 | 4.832 | 4.6674 | 4.5172 | 4.1504 | 4.2398 | 4.1649 | 4.1559 | 4.4515 | 4.7928 | 5.4765 | 5.3335 | 5.5026 | 4.8953 | 4.5628 | 4.289 | 3.9349
2040-04-15 | 3.8553 | 3.7216 | 3.7088 | 3.7096 | 3.7309 | 4.019 | 4.1041 | 4.2593 | 4.7071 | 4.7165 | 4.3006 | 4.4513 | 4.6304 | 4.3247 | 4.4742 | 5.1556 | 5.2473 | 5.8648 | 6.0067 | 6.0565 | 5.7076 | 5.2288 | 4.5261 | 4.069
2040-04-16 | 3.7366 | 3.735 | 3.6338 | 3.6632 | 3.6534 | 3.996 | 4.3144 | 4.5749 | 4.4541 | 4.0903 | 3.957 | 3.7411 | 3.7236 | 3.5248 | 3.6388 | 4.1984 | 4.6409 | 5.3357 | 5.856 | 6.0997 | 5.6815 | 5.1331 | 4.4514 | 4.0337
2040-04-17 | 3.9339 | 3.8801 | 3.7149 | 3.6295 | 3.5973 | 3.826 | 4.1829 | 4.2652 | 4.2948 | 4.3264 | 4.1381 | 3.6768 | 4.712 | 4.1865 | 4.3246 | 5.3661 | 5.5608 | 6.0213 | 6.0935 | 5.9896 | 5.771 | 4.9972 | 4.3686 | 4.2005
2040-04-18 | 4.1008 | 3.9597 | 3.7724 | 3.8142 | 3.9034 | 4.1888 | 4.6218 | 4.6308 | 5.0824 | 5.0839 | 4.3875 | 4.3553 | 4.3468 | 4.5561 | 5.0509 | 5.2711 | 5.6727 | 6.1486 | 6.0667 | 5.9726 | 5.8058 | 5.0506 | 4.4198 | 4.0129
2040-04-19 | 3.9195 | 3.8996 | 3.8514 | 3.8253 | 3.7975 | 4.0633 | 4.2088 | 4.082 | 4.2548 | 4.0515 | 3.8968 | 4.3204 | 4.4731 | 4.0315 | 4.3946 | 4.7566 | 5.1003 | 5.5296 | 5.7974 | 5.8318 | 5.3488 | 4.6618 | 4.3604 | 4.1028
2040-04-20 | 3.8727 | 3.7392 | 3.7086 | 3.6249 | 3.8203 | 3.9137 | 4.2761 | 4.433 | 5.0157 | 5.0827 | 5.2718 | 5.0395 | 5.0451 | 4.8767 | 5.2009 | 5.5652 | 5.6687 | 6.0995 | 6.2193 | 6.1257 | 5.7195 | 5.3734 | 4.5373 | 4.212
2040-04-21 | 4.0606 | 3.9764 | 3.9448 | 3.8594 | 3.9389 | 3.992 | 4.1263 | 4.307 | 4.7564 | 4.8961 | 4.9703 | 4.6368 | 4.4967 | 4.7117 | 4.6572 | 4.8041 | 4.913 | 5.4899 | 5.7477 | 5.7288 | 5.2993 | 4.7494 | 4.3172 | 3.9886
2040-04-22 | 3.9522 | 4.1611 | 3.9366 | 3.7475 | 3.8525 | 4.1838 | 4.357 | 4.6647 | 4.9813 | 5.1167 | 4.935 | 4.6715 | 4.689 | 4.5696 | 4.9093 | 5.238 | 5.6433 | 5.9598 | 6.1008 | 6.3454 | 6.0281 | 5.5156 | 4.333 | 3.9916
2040-04-23 | 3.8895 | 3.7889 | 3.7638 | 3.6712 | 3.7241 | 3.9762 | 4.2377 | 4.5529 | 4.7825 | 4.3675 | 5.0521 | 4.509 | 4.1794 | 3.9318 | 4.1437 | 3.9558 | 4.3235 | 4.9797 | 5.2543 | 5.5357 | 5.1775 | 4.6344 | 4.1064 | 3.8037
2040-04-24 | 3.8069 | 3.7585 | 3.7313 | 3.6694 | 3.6818 | 4.1213 | 4.3321 | 4.3243 | 4.6359 | 4.7105 | 4.5419 | 4.2842 | 4.2511 | 4.1741 | 4.482 | 4.4258 | 4.8521 | 5.3404 | 5.6028 | 5.6939 | 5.3104 | 4.7783 | 4.0791 | 3.8773
2040-04-25 | 3.7899 | 3.7523 | 3.7257 | 3.678 | 3.6824 | 4.0407 | 4.2853 | 4.3983 | 4.5377 | 4.1984 | 4.1457 | 4.0347 | 4.0583 | 3.9002 | 4.2103 | 4.6673 | 5.0102 | 5.3519 | 5.6584 | 5.7055 | 5.3456 | 4.8336 | 4.2059 | 3.9423
2040-04-26 | 3.9515 | 3.7944 | 3.9175 | 3.9433 | 4.0846 | 4.5764 | 4.7113 | 4.8003 | 4.9582 | 4.1719 | 4.0228 | 3.9404 | 3.9796 | 3.7556 | 3.7697 | 4.2137 | 4.6514 | 5.454 | 5.7335 | 5.7477 | 5.5409 | 4.8371 | 4.3047 | 3.9991
2040-04-27 | 3.9334 | 3.7986 | 3.7425 | 3.7411 | 3.7713 | 4.1462 | 4.3219 | 4.4947 | 4.737 | 4.4852 | 4.1673 | 4.2686 | 4.3043 | 4.6231 | 4.9814 | 4.9044 | 5.1828 | 5.5575 | 5.9924 | 5.8968 | 5.4756 | 5.0956 | 4.5901 | 4.2668
2040-04-28 | 4.1314 | 3.9342 | 3.8755 | 3.8355 | 3.6902 | 3.9398 | 4.1082 | 4.2954 | 4.5457 | 4.2607 | 4.6193 | 4.7606 | 4.6997 | 4.5925 | 4.486 | 4.6478 | 5.0907 | 5.3192 | 5.4858 | 5.3097 | 5.203 | 4.8937 | 4.6875 | 4.3339
2040-04-29 | 4.1351 | 3.9966 | 3.8416 | 3.7109 | 3.8338 | 3.9797 | 4.0036 | 4.3866 | 4.5681 | 4.4039 | 4.4408 | 4.4466 | 4.8554 | 4.5057 | 4.7663 | 5.0925 | 5.4546 | 5.6954 | 5.8465 | 5.7917 | 5.4592 | 4.9913 | 4.7606 | 4.1705
2040-04-30 | 4.0714 | 4.1038 | 4.1019 | 4.0914 | 4.0939 | 4.1928 | 4.8173 | 5.0274 | 5.0428 | 4.5935 | 4.5201 | 4.803 | 4.6749 | 4.4198 | 4.2805 | 5.2962 | 5.5475 | 5.6079 | 5.6979 | 5.6112 | 5.2324 | 4.7755 | 4.3945 | 4.0724
2040-05-01 | 3.7442 | 3.6198 | 3.5407 | 3.4487 | 3.4981 | 3.7536 | 3.9893 | 3.9913 | 4.1501 | 3.9515 | 3.9753 | 3.8571 | 3.6937 | 3.8988 | 4.185 | 4.396 | 4.6503 | 5.2062 | 5.3963 | 5.409 | 4.8047 | 4.3483 | 3.9451 | 3.6001
2040-05-02 | 3.5172 | 3.4204 | 3.3674 | 3.3655 | 3.4331 | 3.7766 | 4.005 | 4.0327 | 4.335 | 4.4387 | 4.3156 | 4.2423 | 4.0788 | 3.7663 | 3.8695 | 4.092 | 4.2126 | 4.5308 | 4.9624 | 5.1689 | 4.8625 | 4.4224 | 3.9269 | 3.6954
2040-05-03 | 3.6274 | 3.5149 | 3.5319 | 3.4162 | 3.4514 | 3.8601 | 3.873 | 4.0319 | 4.173 | 4.0254 | 4.0412 | 4.2472 | 4.52 | 4.142 | 4.5115 | 4.7626 | 4.8929 | 4.9184 | 5.1051 | 5.2026 | 4.8572 | 4.5025 | 4.0737 | 3.7528
2040-05-04 | 3.714 | 3.4966 | 3.4488 | 3.5311 | 3.6172 | 3.8925 | 4.1964 | 4.2116 | 4.2975 | 4.2361 | 4.1369 | 3.9382 | 3.8778 | 3.7586 | 3.7462 | 4.2925 | 4.7404 | 4.983 | 5.2305 | 5.2276 | 5.0459 | 4.793 | 4.2276 | 3.9449
2040-05-05 | 3.7941 | 3.6732 | 3.7313 | 3.7289 | 3.7926 | 4.0996 | 4.1136 | 4.1491 | 4.1938 | 4.488 | 4.2851 | 4.1681 | 4.2442 | 4.0688 | 4.2484 | 4.478 | 4.5634 | 4.4761 | 4.6581 | 4.5638 | 4.2949 | 4.2641 | 3.9204 | 3.5997
2040-05-06 | 3.5093 | 3.4512 | 3.3621 | 3.3206 | 3.3394 | 3.7107 | 3.7557 | 3.8556 | 3.9411 | 3.7463 | 3.5371 | 3.5053 | 3.431 | 3.3274 | 3.4968 | 3.6411 | 3.7725 | 4.0602 | 4.3206 | 4.4474 | 4.2238 | 4.0384 | 3.7376 | 3.5563
2040-05-07 | 3.4344 | 3.3469 | 3.3163 | 3.2735 | 3.3315 | 3.6104 | 3.9313 | 4.0274 | 3.9846 | 3.7567 | 3.8364 | 3.8663 | 3.7249 | 3.5823 | 3.6686 | 3.7594 | 3.9471 | 4.3118 | 4.5567 | 4.7442 | 4.6532 | 4.2876 | 3.7473 | 3.4039
2040-05-08 | 3.3681 | 3.2767 | 3.2387 | 3.2384 | 3.2814 | 3.6394 | 3.8009 | 4.0759 | 4.1545 | 4.0641 | 4.0995 | 4.2282 | 4.2145 | 3.8935 | 4.1295 | 4.7071 | 4.82 | 4.8491 | 5.144 | 5.178 | 4.7232 | 4.4239 | 3.9519 | 3.6728
2040-05-09 | 3.5617 | 3.4211 | 3.489 | 3.5181 | 3.6256 | 4.0651 | 4.175 | 4.2232 | 4.3022 | 4.1995 | 4.3561 | 4.8635 | 4.5697 | 4.1378 | 4.622 | 5.126 | 5.2231 | 5.2097 | 5.3346 | 5.5601 | 5.3689 | 4.8849 | 4.3493 | 3.7202
2040-05-10 | 3.7173 | 3.5231 | 3.5526 | 3.526 | 3.6271 | 3.9728 | 4.1725 | 4.2639 | 4.1908 | 4.0697 | 4.1751 | 4.2541 | 4.0687 | 3.8428 | 3.9272 | 3.9658 | 4.2687 | 4.6185 | 4.8991 | 4.9587 | 4.8448 | 4.5449 | 4.2643 | 3.8744
2040-05-11 | 3.79 | 3.6174 | 3.6779 | 3.6059 | 3.6713 | 3.9818 | 4.1694 | 4.28 | 4.3676 | 4.0931 | 4.1751 | 4.131 | 4.0077 | 3.978 | 4.0129 | 4.1568 | 4.5677 | 4.8831 | 5.0196 | 5.0077 | 4.7474 | 4.5569 | 3.9804 | 3.7667
2040-05-12 | 3.6522 | 3.6359 | 3.6516 | 3.6046 | 3.5954 | 3.7798 | 3.9596 | 4.0478 | 4.2666 | 4.1381 | 3.9684 | 4.2503 | 4.7121 | 4.3962 | 4.4958 | 4.6214 | 4.7381 | 5.0906 | 5.0396 | 5.0415 | 4.84 | 4.7032 | 4.3515 | 4.0249
2040-05-13 | 3.9137 | 3.7744 | 3.7023 | 3.6323 | 3.7067 | 3.7345 | 3.8481 | 4.1704 | 4.3873 | 4.0694 | 4.2562 | 4.5002 | 4.2519 | 4.1975 | 4.3047 | 4.5945 | 4.6012 | 5.0279 | 5.3027 | 5.4594 | 5.2554 | 4.7712 | 4.3429 | 4.0329
2040-05-14 | 3.9602 | 3.8608 | 3.8489 | 3.8397 | 3.9462 | 4.2026 | 4.4134 | 4.5479 | 5.0277 | 4.9129 | 4.6373 | 4.8294 | 4.6047 | 4.622 | 4.6545 | 4.9677 | 5.8207 | 5.9653 | 5.9151 | 5.7435 | 5.7519 | 5.234 | 4.7187 | 4.2062
2040-05-15 | 4.0954 | 4.117 | 4.0629 | 4.0511 | 4.0385 | 4.4145 | 4.5944 | 4.8498 | 5.2086 | 5.0433 | 5.0086 | 5.1854 | 4.6825 | 4.8027 | 5.0559 | 5.0737 | 5.289 | 5.6474 | 5.8012 | 5.929 | 5.8211 | 5.3554 | 4.6664 | 4.1832
2040-05-16 | 4.2522 | 4.1228 | 4.112 | 4.0761 | 4.2271 | 4.5289 | 4.6954 | 4.8966 | 5.5436 | 5.4103 | 5.3165 | 5.2172 | 5.228 | 5.2315 | 5.0854 | 5.4847 | 5.5843 | 6.2107 | 6.0551 | 6.323 | 6.3117 | 5.8114 | 4.968 | 4.6229
2040-05-17 | 4.2814 | 4.0912 | 4.0442 | 4.1287 | 4.14 | 4.4657 | 4.7735 | 5.0447 | 5.2419 | 4.9125 | 4.9322 | 4.8942 | 4.7687 | 4.5946 | 4.9083 | 5.1587 | 5.5156 | 5.975 | 5.9615 | 5.8358 | 5.6381 | 5.2669 | 4.7925 | 4.4259
2040-05-18 | 4.2679 | 4.1469 | 4.0633 | 4.2173 | 4.19 | 4.5833 | 4.8196 | 5.1311 | 5.2342 | 5.184 | 5.179 | 5.0068 | 4.889 | 4.801 | 5.1186 | 5.4924 | 5.6954 | 5.7897 | 5.7574 | 5.8078 | 5.6564 | 5.4911 | 5.0202 | 4.5079
2040-05-19 | 4.2671 | 4.089 | 4.1321 | 4.1222 | 4.1607 | 4.4744 | 4.5144 | 4.5853 | 5.271 | 5.0501 | 4.9453 | 4.8094 | 4.7226 | 4.4555 | 4.609 | 4.8515 | 5.0868 | 5.388 | 5.5177 | 5.6382 | 5.4811 | 5.2357 | 4.8256 | 4.3376
2040-05-20 | 4.2194 | 4.0527 | 3.9942 | 3.9694 | 4.0127 | 4.2292 | 4.2121 | 4.4353 | 5.0838 | 4.8552 | 4.9679 | 4.956 | 4.7834 | 4.6522 | 4.8237 | 5.1104 | 5.3732 | 5.4129 | 5.656 | 5.5922 | 5.4841 | 5.2054 | 4.7666 | 4.2529
2040-05-21 | 4.1067 | 4.1945 | 4.0135 | 3.9579 | 3.9985 | 4.2388 | 4.5317 | 4.6477 | 5.192 | 5.1801 | 4.8796 | 5.0134 | 4.6949 | 4.7029 | 4.9049 | 5.1638 | 5.3105 | 5.786 | 5.8966 | 5.8711 | 5.8983 | 5.4596 | 5.0961 | 4.5327
2040-05-22 | 4.2913 | 4.0319 | 3.9893 | 3.9321 | 3.9045 | 4.2505 | 4.7229 | 4.9281 | 5.3517 | 5.1202 | 4.8929 | 5.0038 | 4.8178 | 4.8338 | 4.9595 | 5.2429 | 5.3396 | 5.6776 | 5.7764 | 5.7726 | 5.7203 | 5.0509 | 4.4832 | 4.1698
2040-05-23 | 4.0821 | 3.9948 | 4.1177 | 3.9272 | 4.1053 | 4.3808 | 4.5467 | 4.6186 | 4.6717 | 4.5007 | 4.5315 | 4.6306 | 4.1967 | 4.301 | 4.6743 | 4.7226 | 4.9345 | 5.3743 | 5.4449 | 5.6181 | 5.5722 | 5.326 | 4.7407 | 4.4327
2040-05-24 | 4.324 | 4.1835 | 4.1616 | 4.2124 | 4.2752 | 4.5744 | 4.7158 | 4.9289 | 5.0599 | 5.1314 | 5.1439 | 5.0099 | 4.9242 | 4.8318 | 5.2912 | 5.2565 | 5.268 | 5.5588 | 5.6944 | 5.707 | 5.5339 | 5.2824 | 4.7063 | 4.3064
2040-05-25 | 4.2043 | 4.0361 | 3.9576 | 4.0033 | 4.1683 | 4.4594 | 4.6409 | 4.717 | 4.9558 | 4.7894 | 4.8781 | 4.7938 | 4.6273 | 4.5993 | 4.6054 | 4.8014 | 5.0633 | 5.6067 | 5.5453 | 5.8464 | 5.5972 | 5.3806 | 4.9619 | 4.5285
2040-05-26 | 4.3238 | 4.187 | 4.2087 | 4.2261 | 4.1496 | 4.3863 | 4.0941 | 4.2518 | 4.7815 | 4.7597 | 4.5011 | 4.7153 | 4.4512 | 4.3555 | 4.304 | 4.5197 | 4.7613 | 5.1515 | 5.1786 | 5.0889 | 4.8692 | 4.7995 | 4.4522 | 4.1253
2040-05-27 | 4.0039 | 3.9716 | 3.9514 | 3.8748 | 3.9695 | 4.0842 | 4.1631 | 4.1829 | 4.6889 | 4.6211 | 4.5599 | 4.5016 | 4.5315 | 4.519 | 4.565 | 4.8678 | 5.0921 | 5.4612 | 5.5296 | 5.4782 | 5.0533 | 4.9186 | 4.6808 | 4.2707
2040-05-28 | 4.1601 | 4.0546 | 3.9777 | 3.9393 | 3.9238 | 4.0728 | 4.1656 | 4.3049 | 4.5218 | 4.5617 | 4.8585 | 4.6109 | 4.4948 | 4.4212 | 4.5214 | 4.6443 | 4.9044 | 5.109 | 5.2028 | 5.2955 | 5.3035 | 4.9837 | 4.6676 | 4.3143
2040-05-29 | 4.2355 | 4.1949 | 4.1131 | 4.0588 | 4.141 | 4.3574 | 4.4583 | 4.5981 | 5.0368 | 5.0075 | 4.9408 | 4.9867 | 5.2009 | 5.1718 | 5.2856 | 5.3979 | 5.5719 | 5.7755 | 5.5572 | 5.7077 | 5.3819 | 5.1108 | 4.5228 | 4.1516
2040-05-30 | 4.0217 | 3.9358 | 3.9975 | 4.0169 | 3.8294 | 4.1578 | 4.5048 | 4.3755 | 4.6169 | 4.7248 | 4.5332 | 4.571 | 4.4964 | 4.383 | 4.6934 | 4.7889 | 5.0811 | 5.3854 | 5.4901 | 5.5628 | 5.4982 | 5.1254 | 4.423 | 4.1646
2040-05-31 | 4.1389 | 3.9072 | 3.8966 | 3.8755 | 3.7128 | 4.1198 | 4.3042 | 4.5335 | 4.6864 | 4.5985 | 4.7496 | 4.7636 | 4.8047 | 4.4381 | 4.6207 | 5.0401 | 5.1878 | 5.4176 | 5.6642 | 5.7576 | 5.77 | 5.1737 | 4.6986 | 4.1767
2040-06-01 | 3.8663 | 3.7257 | 3.6187 | 3.6499 | 3.7832 | 4.2085 | 4.6599 | 4.5429 | 4.8015 | 4.7066 | 4.6228 | 4.6731 | 4.444 | 4.2397 | 4.4313 | 4.8393 | 4.7767 | 5.1447 | 4.9362 | 4.8888 | 4.8751 | 4.8835 | 4.3718 | 4.1059
2040-06-02 | 3.9826 | 3.8496 | 3.7696 | 3.7404 | 3.8129 | 4.1343 | 4.1143 | 4.1984 | 4.5822 | 4.3496 | 4.2125 | 4.3243 | 4.116 | 3.9154 | 4.2119 | 4.4396 | 4.6667 | 5.0216 | 5.2748 | 5.1708 | 5.0728 | 4.8438 | 4.5411 | 4.1417
2040-06-03 | 3.9234 | 3.7722 | 3.6874 | 3.7648 | 3.8259 | 3.9362 | 4.0705 | 4.038 | 4.5993 | 4.4176 | 4.2511 | 4.1424 | 4.3354 | 4.2003 | 4.38 | 4.448 | 4.6185 | 4.9601 | 4.9585 | 5.0916 | 4.8953 | 4.7809 | 4.271 | 3.9923
2040-06-04 | 3.8664 | 3.8414 | 3.7179 | 3.8499 | 3.8677 | 4.132 | 4.1775 | 4.1836 | 4.4105 | 4.5097 | 4.6782 | 4.3916 | 4.5567 | 4.5121 | 4.7825 | 4.9107 | 4.9586 | 5.1987 | 5.3877 | 5.4596 | 5.3137 | 4.8024 | 4.4453 | 4.0762
2040-06-05 | 3.9561 | 3.8471 | 3.7994 | 3.7392 | 3.8405 | 4.1894 | 4.5162 | 4.2909 | 4.3311 | 4.5584 | 4.6721 | 4.6538 | 4.6197 | 4.6248 | 4.7542 | 4.8607 | 4.9026 | 5.3185 | 5.3354 | 5.3953 | 5.2683 | 4.9102 | 4.512 | 4.1366
2040-06-06 | 4.029 | 3.949 | 3.9758 | 4.0046 | 4.0084 | 4.2165 | 4.207 | 4.2392 | 4.6982 | 4.7066 | 4.5319 | 4.4355 | 4.5936 | 4.7319 | 4.6137 | 4.9016 | 4.9958 | 5.3621 | 5.4492 | 5.5994 | 5.6284 | 5.3122 | 4.9376 | 4.5701
2040-06-07 | 4.372 | 4.237 | 4.1501 | 4.0838 | 4.1897 | 4.3949 | 4.4116 | 4.5568 | 4.771 | 4.7339 | 4.4524 | 4.5474 | 4.1724 | 4.1653 | 4.2784 | 4.658 | 4.807 | 5.1141 | 5.2783 | 5.2379 | 5.2645 | 4.8923 | 4.5582 | 4.1976
2040-06-08 | 4.0483 | 3.986 | 3.9369 | 3.876 | 3.9959 | 4.2364 | 4.3178 | 4.4538 | 4.693 | 4.5824 | 4.5457 | 4.4159 | 4.2478 | 4.1574 | 4.3875 | 4.7067 | 4.7733 | 5.0942 | 5.3798 | 5.4937 | 5.2774 | 5.0765 | 4.7008 | 4.4276
2040-06-09 | 4.2322 | 3.8768 | 3.8589 | 3.824 | 3.9745 | 4.1335 | 4.241 | 4.3758 | 4.7065 | 4.6313 | 4.5162 | 4.6587 | 4.2643 | 4.1375 | 4.4819 | 4.7685 | 4.8525 | 5.3918 | 5.1976 | 5.2568 | 5.1382 | 4.9631 | 4.6086 | 4.1653
2040-06-10 | 4.045 | 3.9383 | 3.918 | 3.9148 | 3.9595 | 4.0876 | 4.2193 | 4.3522 | 4.5991 | 4.5122 | 4.5689 | 4.5127 | 4.5688 | 4.5848 | 4.5705 | 4.6967 | 4.642 | 5.0447 | 5.4276 | 5.4494 | 5.3691 | 5.0244 | 4.7453 | 4.2834
2040-06-11 | 4.1433 | 3.92 | 3.8923 | 3.9754 | 4.0235 | 4.2211 | 4.249 | 4.6296 | 5.1094 | 4.8592 | 4.9896 | 4.7612 | 4.7315 | 4.6834 | 4.9194 | 5.0949 | 5.2479 | 5.5644 | 5.6273 | 5.5833 | 5.5555 | 5.2711 | 4.9297 | 4.3524
2040-06-12 | 4.0108 | 3.9067 | 3.8182 | 3.8433 | 3.9383 | 4.0785 | 4.1888 | 4.3241 | 4.79 | 4.5158 | 4.4349 | 4.3588 | 4.2664 | 4.0806 | 4.32 | 4.6647 | 4.8285 | 5.2451 | 5.4947 | 5.5733 | 5.4793 | 5.1699 | 4.6262 | 4.2874
2040-06-13 | 4.1841 | 3.9789 | 3.9608 | 3.9428 | 3.9384 | 4.2619 | 4.1623 | 4.3889 | 4.6545 | 4.7889 | 4.9185 | 4.8453 | 4.6244 | 4.625 | 4.6032 | 4.9904 | 5.0906 | 5.4659 | 5.5277 | 5.6083 | 5.5854 | 5.3075 | 4.8715 | 4.5031
2040-06-14 | 4.4138 | 4.3502 | 4.2029 | 4.0609 | 4.1016 | 4.3672 | 4.2951 | 4.4251 | 4.5304 | 4.3282 | 4.4698 | 4.4484 | 4.5121 | 4.3345 | 4.4411 | 4.5673 | 4.7684 | 5.0467 | 5.1906 | 5.2603 | 5.1453 | 4.7998 | 4.3903 | 4.1848
2040-06-15 | 3.9929 | 3.8569 | 3.844 | 3.8207 | 3.8761 | 3.9878 | 3.9859 | 4.1862 | 4.5593 | 4.6956 | 4.721 | 4.8383 | 4.756 | 4.4708 | 4.637 | 4.945 | 5.0011 | 5.3395 | 5.3644 | 5.3398 | 5.1229 | 4.9362 | 4.5517 | 4.2313
2040-06-16 | 4.1059 | 3.8775 | 3.859 | 3.861 | 3.9081 | 4.1129 | 4.1605 | 4.3312 | 4.3265 | 4.3637 | 4.0536 | 4.1146 | 3.7591 | 3.8849 | 4.1069 | 4.2655 | 4.568 | 5.0471 | 5.0404 | 5.0111 | 4.7702 | 4.6 | 4.3604 | 4.1031
2040-06-17 | 3.9964 | 3.9659 | 3.9008 | 3.9176 | 3.8663 | 4.079 | 3.9566 | 4.0187 | 4.4164 | 4.217 | 4.3547 | 4.3929 | 4.3859 | 4.4524 | 4.5615 | 4.6748 | 4.7045 | 5.0791 | 5.3368 | 5.4507 | 5.3295 | 4.9406 | 4.5148 | 4.2317
2040-06-18 | 4.0967 | 3.9867 | 3.7595 | 3.8302 | 3.9517 | 4.059 | 4.1135 | 4.2018 | 4.6778 | 4.4378 | 4.4913 | 4.2597 | 3.889 | 4.2173 | 4.3959 | 4.4392 | 4.7407 | 5.1559 | 5.3013 | 5.2587 | 5.1181 | 4.7677 | 4.492 | 4.2887
2040-06-19 | 4.4882 | 4.3956 | 4.2944 | 4.2979 | 4.3561 | 4.6272 | 4.6787 | 4.8279 | 5.0527 | 5.2597 | 5.3421 | 5.2919 | 5.1026 | 4.7816 | 5.3309 | 5.5334 | 5.7297 | 5.9975 | 6.0055 | 6.1116 | 5.9691 | 5.509 | 5.0436 | 4.7211
2040-06-20 | 4.2151 | 4.2184 | 4.0972 | 4.0186 | 4.0835 | 4.3355 | 4.3517 | 4.6262 | 4.7185 | 4.6139 | 4.5483 | 4.3632 | 4.3845 | 4.3087 | 4.5497 | 4.881 | 4.9424 | 5.3979 | 5.4816 | 5.5925 | 5.5627 | 5.1131 | 4.573 | 4.235
2040-06-21 | 4.1481 | 4.019 | 4.0047 | 4.0541 | 4.0042 | 4.1034 | 4.1252 | 4.2135 | 4.9475 | 4.7858 | 4.752 | 4.9194 | 4.8142 | 4.519 | 4.4776 | 4.7102 | 4.9263 | 5.3262 | 5.5277 | 5.5888 | 5.4484 | 5.0346 | 4.5764 | 4.3589
2040-06-22 | 4.2664 | 4.1335 | 4.0647 | 3.9765 | 3.9706 | 4.1979 | 4.2553 | 4.3649 | 4.6345 | 4.7598 | 4.774 | 4.98 | 4.6452 | 4.6048 | 4.8082 | 4.9888 | 4.9196 | 5.0882 | 4.9634 | 5.2357 | 5.0189 | 4.9551 | 4.5853 | 4.2253
2040-06-23 | 3.9919 | 3.872 | 3.9232 | 3.896 | 3.8472 | 4.0981 | 4.2907 | 4.3331 | 4.6285 | 4.6234 | 4.5882 | 4.5652 | 4.6205 | 4.3966 | 4.8293 | 5.0496 | 5.2099 | 5.5231 | 5.416 | 5.5265 | 5.3912 | 5.2128 | 4.8241 | 4.4107
2040-06-24 | 4.2516 | 4.2166 | 3.9683 | 3.9613 | 4.0174 | 4.0953 | 4.2963 | 4.373 | 4.7082 | 4.613 | 4.6038 | 4.7733 | 4.777 | 4.6912 | 4.6182 | 4.904 | 5.0363 | 5.2182 | 5.3176 | 5.4057 | 5.3126 | 5.1746 | 4.7104 | 4.4347
2040-06-25 | 4.2641 | 4.1836 | 4.1532 | 4.0869 | 4.0063 | 4.2743 | 4.354 | 4.5564 | 4.8443 | 4.7645 | 4.5547 | 4.7812 | 4.8604 | 4.36 | 4.7045 | 4.8676 | 5.0472 | 5.4578 | 5.5482 | 5.5499 | 5.3888 | 5.1127 | 4.7446 | 4.2984
2040-06-26 | 4.2369 | 4.1639 | 4.0999 | 4.1431 | 4.1863 | 4.4184 | 4.5074 | 4.6987 | 5.0147 | 4.9096 | 4.8889 | 4.6438 | 4.6183 | 4.7016 | 4.6611 | 4.8166 | 4.8952 | 5.4111 | 5.6252 | 5.6611 | 5.3609 | 5.0512 | 4.785 | 4.5324
2040-06-27 | 4.3274 | 4.2004 | 4.1457 | 4.1535 | 4.1614 | 4.3593 | 4.2667 | 4.5218 | 4.6777 | 4.8921 | 4.7972 | 4.7713 | 4.4663 | 4.3321 | 4.5658 | 4.6827 | 4.8249 | 5.2486 | 5.2758 | 5.2715 | 5.1257 | 4.8198 | 4.4835 | 4.1162
2040-06-28 | 4.0751 | 3.9161 | 3.9574 | 3.8701 | 3.8716 | 4.1527 | 4.2656 | 4.4156 | 4.6759 | 4.844 | 4.7751 | 4.7451 | 4.7784 | 4.748 | 4.9241 | 4.8077 | 5.0673 | 5.4373 | 5.5632 | 5.6175 | 5.5167 | 5.1092 | 4.7485 | 4.485
2040-06-29 | 4.3729 | 4.2468 | 4.1964 | 4.1216 | 4.2384 | 4.4123 | 4.5795 | 4.626 | 5.185 | 5.1246 | 5.1633 | 4.933 | 4.87 | 4.5988 | 4.7591 | 4.7339 | 4.7596 | 5.2114 | 5.392 | 5.4057 | 5.2398 | 5.0371 | 4.7173 | 4.39
2040-06-30 | 4.1702 | 4.146 | 4.0626 | 4.0055 | 3.9635 | 4.1495 | 4.1723 | 4.2526 | 4.5154 | 4.3611 | 4.1927 | 4.1383 | 4.2426 | 4.2454 | 4.2769 | 4.5439 | 4.5302 | 5.0437 | 5.1319 | 5.0423 | 4.9327 | 4.6827 | 4.565 | 4.3389
2040-07-01 | 4.1701 | 4.0518 | 4.0149 | 3.939 | 4.0472 | 4.2173 | 4.183 | 4.3061 | 4.4844 | 4.4521 | 4.5396 | 4.5208 | 4.5874 | 4.3783 | 4.3163 | 4.7139 | 4.7354 | 5.1432 | 5.3247 | 5.3275 | 5.0515 | 4.8798 | 4.5114 | 4.272
2040-07-02 | 4.0392 | 4.0148 | 3.9605 | 3.9292 | 4.0003 | 4.137 | 4.1483 | 4.4285 | 4.7438 | 4.7484 | 4.8697 | 4.7062 | 4.8631 | 4.8547 | 4.9 | 5.1664 | 5.4296 | 5.7291 | 5.7918 | 5.9169 | 5.747 | 5.1045 | 4.6236 | 4.214
2040-07-03 | 4.0557 | 3.974 | 3.8692 | 3.7977 | 3.8612 | 4.0634 | 4.1519 | 4.4432 | 4.6475 | 4.4767 | 4.5154 | 4.4737 | 4.4903 | 4.3411 | 4.4226 | 4.7035 | 4.9233 | 5.3987 | 5.4065 | 5.5763 | 5.5098 | 4.9732 | 4.7147 | 4.2897
2040-07-04 | 4.1551 | 4.0554 | 4.066 | 4.1292 | 4.0144 | 4.2089 | 3.9687 | 4.1789 | 4.6823 | 4.7551 | 4.879 | 4.6984 | 4.5987 | 4.4898 | 4.5325 | 4.9519 | 5.1511 | 5.5596 | 5.4452 | 5.6896 | 5.5079 | 5.1844 | 4.563 | 4.211
2040-07-05 | 4.0851 | 3.9479 | 4.0024 | 3.9547 | 3.9893 | 4.1379 | 4.0662 | 4.3435 | 4.5666 | 4.72 | 4.5455 | 4.8089 | 4.7547 | 4.6854 | 4.8117 | 4.5961 | 4.8777 | 5.4072 | 5.1292 | 5.2129 | 5.0376 | 4.8504 | 4.8317 | 4.3266
2040-07-06 | 4.163 | 4.0031 | 4.0605 | 4.0585 | 4.069 | 4.3378 | 4.398 | 4.6964 | 4.795 | 4.6949 | 4.84 | 4.8066 | 4.8758 | 4.7549 | 4.7604 | 5.0824 | 5.2289 | 5.2621 | 5.4336 | 5.4602 | 5.3207 | 5.09 | 4.8526 | 4.4231
2040-07-07 | 4.2325 | 4.1185 | 4.0751 | 3.9568 | 4.1321 | 4.2908 | 4.206 | 4.5032 | 4.8566 | 4.5798 | 4.4073 | 4.4816 | 4.3376 | 4.4588 | 4.5723 | 4.778 | 4.7958 | 5.1049 | 5.1743 | 5.0194 | 4.8491 | 4.773 | 4.7158 | 4.3901
2040-07-08 | 4.3195 | 4.2263 | 4.1536 | 4.1343 | 4.1521 | 4.2465 | 4.2738 | 4.6308 | 4.8035 | 4.8393 | 4.5507 | 4.6962 | 4.5241 | 4.4978 | 4.5892 | 4.9045 | 5.0627 | 5.1479 | 5.2729 | 5.3526 | 5.2007 | 4.9464 | 4.5037 | 4.2618
2040-07-09 | 4.1116 | 3.9989 | 3.9867 | 4.0083 | 4.107 | 4.3355 | 4.4468 | 4.893 | 5.2694 | 4.8984 | 4.7649 | 4.7174 | 4.6642 | 4.694 | 4.6823 | 4.9009 | 5.1868 | 5.4222 | 5.6982 | 5.8488 | 5.7283 | 5.313 | 4.9719 | 4.5625
2040-07-10 | 4.3989 | 4.242 | 4.2495 | 4.2097 | 4.2994 | 4.6319 | 4.821 | 5.0099 | 5.1954 | 4.9306 | 4.8359 | 5.0374 | 4.9506 | 4.7767 | 4.6817 | 4.896 | 5.4738 | 6.1688 | 6.1682 | 6.2273 | 6.0441 | 5.7294 | 5.1735 | 4.7661
2040-07-11 | 4.4292 | 4.2765 | 4.2332 | 4.1748 | 4.3403 | 4.4674 | 4.5806 | 4.8023 | 5.0085 | 4.8366 | 4.7051 | 4.5471 | 4.4863 | 4.6302 | 4.7165 | 5.258 | 5.604 | 6.0772 | 6.1976 | 6.222 | 6.1378 | 5.6977 | 5.1249 | 4.5929
2040-07-12 | 4.3203 | 4.2991 | 4.185 | 4.029 | 4.04 | 4.2774 | 4.2509 | 4.5679 | 4.7343 | 4.5788 | 4.4479 | 4.474 | 4.4919 | 4.4483 | 4.5032 | 4.7039 | 5.0131 | 5.3398 | 5.4073 | 5.5981 | 5.4357 | 5.0906 | 4.6631 | 4.4298
2040-07-13 | 4.3156 | 4.2097 | 4.0583 | 4.0027 | 4.0981 | 4.2086 | 4.0989 | 4.2753 | 4.9338 | 4.6715 | 4.4087 | 4.5109 | 4.6283 | 4.4891 | 4.4419 | 4.746 | 5.0102 | 5.504 | 5.53 | 5.4406 | 5.2449 | 5.0091 | 4.6312 | 4.3952
2040-07-14 | 4.2665 | 4.0865 | 4.0249 | 4.0295 | 4.0231 | 4.1375 | 4.0698 | 4.2515 | 4.7283 | 4.6743 | 4.3895 | 4.4046 | 4.358 | 4.3698 | 4.5272 | 4.5299 | 4.7628 | 5.3293 | 5.3237 | 5.3302 | 5.2128 | 4.7921 | 4.4952 | 4.167
2040-07-15 | 4.0839 | 3.9604 | 3.8577 | 3.818 | 3.7719 | 3.8543 | 3.8525 | 4.065 | 4.4782 | 4.2802 | 4.1694 | 4.2157 | 4.1012 | 4.0984 | 4.176 | 4.5522 | 4.6839 | 5.299 | 5.4169 | 5.3975 | 5.2815 | 4.9654 | 4.6363 | 4.2544
2040-07-16 | 4.1448 | 4.0726 | 4.0501 | 3.964 | 3.9865 | 4.147 | 3.9717 | 4.3197 | 4.75 | 4.5826 | 4.5889 | 4.6301 | 4.8439 | 4.7287 | 4.8507 | 4.9566 | 5.1642 | 5.7005 | 5.8527 | 5.9386 | 5.7365 | 5.3338 | 4.7606 | 4.4116
2040-07-17 | 4.2624 | 4.1045 | 4.0374 | 4.0061 | 4.0131 | 4.2124 | 4.1732 | 4.3016 | 4.6353 | 4.4788 | 4.3415 | 4.3677 | 4.5464 | 4.4976 | 4.5702 | 4.6948 | 4.9969 | 5.4809 | 5.5372 | 5.6727 | 5.4353 | 5.116 | 4.667 | 4.3574
2040-07-18 | 4.2226 | 4.1211 | 4.0853 | 4.0352 | 4.0808 | 4.4208 | 4.3737 | 4.3794 | 5.0502 | 4.9243 | 4.7618 | 4.77 | 4.7869 | 4.5536 | 5.0895 | 5.2129 | 5.381 | 5.7038 | 5.9419 | 6.0811 | 5.9532 | 5.3592 | 4.8737 | 4.3961
2040-07-19 | 4.2844 | 4.2191 | 4.1381 | 4.0151 | 4.0904 | 4.258 | 4.1386 | 4.3756 | 4.6051 | 4.5187 | 4.2918 | 4.3806 | 4.3262 | 4.1965 | 4.3378 | 4.6483 | 5.0397 | 5.4048 | 5.4876 | 5.5762 | 5.4861 | 5.1707 | 4.712 | 4.4113
2040-07-20 | 4.3739 | 4.2538 | 4.2125 | 4.1343 | 4.3443 | 4.6344 | 4.6701 | 4.8715 | 5.2121 | 5.0765 | 5.1563 | 5.1503 | 5.284 | 5.2214 | 5.1928 | 5.2705 | 5.3982 | 5.9245 | 5.7486 | 5.7419 | 5.4245 | 5.1283 | 4.533 | 4.3607
2040-07-21 | 4.2387 | 4.1294 | 4.0703 | 4.0669 | 4.0917 | 4.1797 | 4.1318 | 4.2562 | 4.4309 | 4.3955 | 4.3342 | 4.366 | 4.3556 | 4.2026 | 4.2205 | 4.5549 | 4.7207 | 5.1426 | 5.2065 | 5.303 | 5.1444 | 4.9313 | 4.5533 | 4.3687
2040-07-22 | 4.1685 | 4.0979 | 3.9838 | 3.9506 | 3.9754 | 4.1873 | 4.1168 | 4.5364 | 4.8859 | 4.8979 | 4.6148 | 4.5809 | 4.4811 | 4.289 | 4.3566 | 4.5966 | 4.8321 | 5.386 | 5.5207 | 5.6938 | 5.7402 | 5.3098 | 4.8718 | 4.4481
2040-07-23 | 4.3253 | 4.2249 | 4.1532 | 4.0416 | 4.002 | 4.2986 | 4.3035 | 4.552 | 4.8132 | 4.6259 | 4.4476 | 4.7339 | 4.6866 | 4.3671 | 4.462 | 4.8181 | 4.9721 | 5.3751 | 5.4582 | 5.4799 | 5.4198 | 5.0719 | 4.6757 | 4.3904
2040-07-24 | 4.2429 | 4.1871 | 4.1774 | 4.0771 | 4.1939 | 4.4295 | 4.4811 | 4.6359 | 4.8615 | 4.4716 | 4.5297 | 4.4656 | 4.5135 | 4.659 | 4.7957 | 5.3948 | 5.3387 | 5.7629 | 5.8487 | 5.978 | 5.811 | 5.4875 | 4.9045 | 4.4553
2040-07-25 | 4.2322 | 4.1612 | 4.1002 | 4.0437 | 4.1194 | 4.268 | 4.3377 | 4.5415 | 4.8607 | 4.7855 | 4.71 | 4.8447 | 4.851 | 4.9286 | 5.0184 | 5.0358 | 5.4269 | 5.626 | 5.7941 | 5.9206 | 5.9761 | 5.3625 | 4.6949 | 4.3344
2040-07-26 | 4.2016 | 4.127 | 4.0469 | 3.9981 | 4.0789 | 4.2677 | 4.2729 | 4.4114 | 4.5634 | 4.712 | 4.8906 | 4.9986 | 4.9862 | 4.6757 | 4.8173 | 5.2972 | 5.4677 | 5.7824 | 5.9332 | 5.8693 | 5.7214 | 5.3156 | 4.8859 | 4.4778
2040-07-27 | 4.2961 | 4.1809 | 4.0399 | 4.1153 | 4.1846 | 4.3217 | 4.3966 | 4.5904 | 4.867 | 4.6391 | 4.5525 | 4.6518 | 4.524 | 4.3527 | 4.4571 | 4.9393 | 5.0623 | 5.3293 | 5.4702 | 5.5509 | 5.3902 | 4.9989 | 4.6934 | 4.3324
2040-07-28 | 4.3029 | 4.104 | 4.0342 | 3.9843 | 3.9996 | 4.3018 | 4.3998 | 4.4881 | 4.6981 | 4.7481 | 4.6153 | 4.8898 | 4.7327 | 4.4611 | 4.4819 | 4.7602 | 5.0012 | 5.1844 | 5.2908 | 5.4694 | 5.2123 | 4.926 | 4.6291 | 4.2977
2040-07-29 | 4.1708 | 4.0307 | 3.9391 | 4.0021 | 4.0011 | 4.1042 | 4.165 | 4.4639 | 4.639 | 4.4591 | 4.419 | 4.4426 | 4.6439 | 4.2324 | 4.3114 | 4.6215 | 4.8551 | 5.1639 | 5.3383 | 5.6483 | 5.371 | 4.9894 | 4.7274 | 4.3346
2040-07-30 | 4.4182 | 4.3371 | 4.2355 | 4.2564 | 4.2742 | 4.4851 | 4.6426 | 4.8159 | 5.0311 | 4.8959 | 5.0231 | 4.8507 | 4.8962 | 4.725 | 4.8942 | 5.3788 | 5.7229 | 6.0419 | 6.3586 | 6.6269 | 6.4828 | 6.1429 | 5.3965 | 4.9279
2040-07-31 | 4.4063 | 3.7855 | 3.7311 | 3.974 | 4.1583 | 4.2872 | 4.341 | 4.7829 | 5.3242 | 5.0997 | 4.6739 | 4.6719 | 4.7707 | 4.6621 | 4.6558 | 4.9946 | 5.3207 | 5.6201 | 5.6997 | 5.7805 | 5.5489 | 5.1629 | 4.6841 | 4.3007
2040-08-01 | 4.2271 | 4.1287 | 4.1931 | 4.0809 | 4.1763 | 4.4904 | 4.5944 | 4.7099 | 4.8322 | 4.6405 | 4.5143 | 4.6391 | 4.6233 | 4.6311 | 4.9285 | 5.2948 | 5.5711 | 5.9044 | 6.0512 | 6.1229 | 5.993 | 5.7545 | 5.2309 | 4.7373
2040-08-02 | 4.7555 | 4.4753 | 4.4048 | 4.3108 | 4.2606 | 4.3434 | 4.6275 | 4.7531 | 4.841 | 4.7778 | 4.5718 | 4.596 | 4.6702 | 4.4787 | 4.5991 | 4.9321 | 5.0659 | 5.5312 | 5.6417 | 5.6968 | 5.6391 | 5.4045 | 4.9256 | 4.618
2040-08-03 | 4.4996 | 4.4372 | 4.3094 | 4.4251 | 4.4302 | 4.6678 | 4.8651 | 4.8584 | 4.9277 | 4.7547 | 4.6267 | 4.5812 | 4.6968 | 4.4246 | 4.6868 | 4.8592 | 5.0512 | 5.2777 | 5.4568 | 5.4949 | 5.3126 | 5.136 | 4.9081 | 4.6203
2040-08-04 | 4.4008 | 4.2546 | 4.1979 | 4.2077 | 4.2887 | 4.5025 | 4.5725 | 4.6993 | 4.8728 | 4.5699 | 4.4261 | 4.6131 | 4.5013 | 4.3106 | 4.6353 | 5.0766 | 5.2451 | 5.4442 | 5.6754 | 5.764 | 5.5742 | 5.3695 | 5.0397 | 4.6141
2040-08-05 | 4.4383 | 4.3361 | 4.2298 | 4.2308 | 4.218 | 4.37 | 4.414 | 4.5216 | 4.7107 | 4.6117 | 4.8051 | 4.7846 | 4.9193 | 4.6856 | 4.7657 | 5.4453 | 5.459 | 5.7792 | 5.9568 | 6.0168 | 5.8805 | 5.5035 | 5.1796 | 4.7131
2040-08-06 | 4.5044 | 4.3876 | 4.1825 | 4.1957 | 4.2205 | 4.343 | 4.6888 | 4.7866 | 5.11 | 4.9259 | 4.6467 | 4.6782 | 4.6468 | 4.3542 | 4.7052 | 5.243 | 5.4387 | 5.687 | 5.7816 | 5.7807 | 5.5788 | 5.1546 | 4.8317 | 4.537
2040-08-07 | 4.3403 | 4.2719 | 4.3001 | 4.2516 | 4.3579 | 4.5727 | 4.8757 | 4.9224 | 5.041 | 4.8388 | 4.9 | 5.0647 | 4.9618 | 5.1638 | 5.245 | 5.5763 | 5.7193 | 6.0154 | 6.0759 | 6.1208 | 5.9547 | 5.6074 | 5.0226 | 4.6818
2040-08-08 | 4.5501 | 4.5056 | 4.3973 | 4.4111 | 4.4685 | 4.5666 | 4.7771 | 4.7546 | 4.8786 | 4.8873 | 4.9028 | 4.9359 | 5.002 | 4.9192 | 4.7846 | 5.3185 | 5.4726 | 5.6994 | 5.8387 | 6.032 | 5.9559 | 5.4944 | 5.0763 | 4.7653
2040-08-09 | 4.7291 | 4.6672 | 4.644 | 4.4972 | 4.444 | 4.5747 | 4.7497 | 4.749 | 4.7893 | 4.7277 | 4.6976 | 4.7296 | 4.6959 | 4.6022 | 4.728 | 5.0163 | 5.4385 | 5.5536 | 5.7041 | 5.7433 | 5.5187 | 5.2926 | 4.8347 | 4.6485
2040-08-10 | 4.6188 | 4.4461 | 4.3102 | 4.2794 | 4.2752 | 4.5536 | 4.5088 | 4.7597 | 5.3064 | 5.2227 | 4.869 | 4.8781 | 4.9219 | 4.776 | 4.826 | 5.0362 | 5.1767 | 5.4892 | 5.5065 | 5.6404 | 5.3971 | 5.1382 | 4.7698 | 4.4958
2040-08-11 | 4.435 | 4.2562 | 4.1936 | 4.1207 | 4.1979 | 4.2819 | 4.3974 | 4.5426 | 4.7138 | 4.7429 | 4.7008 | 4.725 | 4.7593 | 4.5906 | 4.6676 | 5.0263 | 5.1752 | 5.3756 | 5.5385 | 5.7326 | 5.4651 | 5.243 | 4.964 | 4.6805
2040-08-12 | 4.5457 | 4.4583 | 4.305 | 4.4025 | 4.3695 | 4.6156 | 4.7766 | 4.6827 | 4.868 | 4.6002 | 4.7783 | 4.7637 | 4.8354 | 4.7182 | 4.7593 | 5.099 | 5.2186 | 5.5148 | 5.5767 | 5.6939 | 5.4103 | 5.2009 | 4.7496 | 4.5105
2040-08-13 | 4.4129 | 4.29 | 4.2777 | 4.2754 | 4.3005 | 4.5935 | 4.8971 | 4.9175 | 5.0891 | 4.864 | 4.7493 | 4.6525 | 4.7514 | 4.7219 | 4.653 | 4.9277 | 5.225 | 5.4674 | 5.8046 | 5.9056 | 5.7273 | 5.4273 | 5.0142 | 4.6597
2040-08-14 | 4.4934 | 4.4572 | 4.4025 | 4.3174 | 4.3713 | 4.5108 | 4.6738 | 4.5999 | 5.1325 | 5.0086 | 5.049 | 5.1471 | 5.0735 | 4.8442 | 4.9192 | 5.1243 | 5.3307 | 5.6452 | 5.7667 | 5.8653 | 5.7328 | 5.2392 | 4.7683 | 4.4925
2040-08-15 | 4.3685 | 4.265 | 4.23 | 4.1838 | 4.1025 | 4.4665 | 4.6305 | 4.5957 | 5.1591 | 4.9262 | 4.7148 | 4.8241 | 4.8562 | 4.6497 | 4.8518 | 5.2372 | 5.3897 | 5.6734 | 5.6733 | 5.6553 | 5.5795 | 5.3662 | 4.8391 | 4.5225
2040-08-16 | 4.482 | 4.3539 | 4.4062 | 4.3113 | 4.4169 | 4.6639 | 4.5767 | 4.8313 | 5.217 | 5.3028 | 5.1551 | 4.9982 | 5.1327 | 5.1823 | 5.1053 | 5.1765 | 5.4248 | 5.7003 | 5.6478 | 5.7616 | 5.6414 | 5.4323 | 5.0114 | 4.6956
2040-08-17 | 4.5495 | 4.4154 | 4.3525 | 4.1634 | 4.1466 | 4.3964 | 4.7008 | 4.7202 | 4.9039 | 4.8516 | 4.8996 | 4.8571 | 4.9502 | 4.6181 | 4.8816 | 5.0286 | 5.3951 | 5.6473 | 5.8597 | 5.855 | 5.497 | 5.2734 | 4.9714 | 4.5848
2040-08-18 | 4.4896 | 4.3591 | 4.3163 | 4.2222 | 4.3636 | 4.5368 | 4.7373 | 4.8287 | 5.0834 | 5.072 | 4.8713 | 4.956 | 4.7675 | 4.8085 | 4.7331 | 5.0779 | 5.2009 | 5.697 | 5.7888 | 5.7014 | 5.3936 | 5.2432 | 4.8685 | 4.5868
2040-08-19 | 4.3285 | 4.1837 | 4.1004 | 3.9585 | 4.0803 | 4.2698 | 4.3367 | 4.2236 | 4.8926 | 4.6344 | 4.4918 | 4.4833 | 4.5376 | 4.5192 | 4.4814 | 5.0521 | 5.1302 | 5.5543 | 5.7379 | 5.777 | 5.5566 | 5.174 | 4.8577 | 4.4799
2040-08-20 | 4.388 | 4.2935 | 4.1713 | 4.1004 | 4.1922 | 4.5167 | 4.7058 | 4.5184 | 5.0565 | 5.0772 | 4.8668 | 4.7924 | 4.7672 | 4.8466 | 4.8139 | 4.9477 | 5.3092 | 5.7068 | 5.7963 | 5.8352 | 5.5137 | 5.1654 | 4.858 | 4.4986
2040-08-21 | 4.3602 | 4.238 | 4.1829 | 4.1043 | 4.1533 | 4.3778 | 4.7591 | 4.8255 | 5.0217 | 4.7898 | 4.7526 | 4.798 | 4.6671 | 4.7227 | 4.8304 | 4.8624 | 5.2438 | 5.5461 | 5.7801 | 5.8512 | 5.6595 | 5.3717 | 4.9737 | 4.6652
2040-08-22 | 4.4807 | 4.4071 | 4.3024 | 4.2163 | 4.2551 | 4.5644 | 4.8049 | 4.9002 | 5.0674 | 4.9386 | 4.7741 | 4.8121 | 4.8762 | 4.6492 | 4.8689 | 5.4843 | 5.6669 | 5.8726 | 5.9676 | 6.0221 | 5.6753 | 5.4007 | 4.8891 | 4.7164
2040-08-23 | 4.6698 | 4.4899 | 4.5104 | 4.3204 | 4.3259 | 4.6439 | 4.9465 | 4.8191 | 5.0642 | 4.9014 | 4.9052 | 5.0521 | 5.0304 | 4.7946 | 4.8342 | 5.0153 | 5.3236 | 5.5211 | 5.7885 | 5.8131 | 5.6584 | 5.3232 | 5.0091 | 4.6705
2040-08-24 | 4.5464 | 4.4082 | 4.3215 | 4.1999 | 4.2118 | 4.477 | 4.8834 | 4.9779 | 5.2122 | 5.2798 | 5.1547 | 5.0583 | 5.0732 | 4.9067 | 5.23 | 5.4739 | 5.573 | 5.8554 | 5.8362 | 5.8154 | 5.6253 | 5.2872 | 4.987 | 4.6544
2040-08-25 | 4.5129 | 4.4198 | 4.3281 | 4.276 | 4.2384 | 4.3818 | 4.6137 | 4.7339 | 4.9746 | 4.9046 | 4.7334 | 4.8072 | 4.7682 | 4.5074 | 4.814 | 5.2481 | 5.4044 | 5.6642 | 5.5716 | 5.642 | 5.4193 | 5.2752 | 4.974 | 4.5734
2040-08-26 | 4.3915 | 4.2317 | 4.2282 | 4.1156 | 4.143 | 4.4406 | 4.5703 | 4.7403 | 5.1142 | 4.9541 | 4.8552 | 4.831 | 4.7175 | 4.8174 | 4.8738 | 4.992 | 5.134 | 5.6277 | 5.8036 | 5.9578 | 5.7562 | 5.4742 | 5.0987 | 4.7463
2040-08-27 | 4.5907 | 4.4154 | 4.3304 | 4.2078 | 4.2828 | 4.5383 | 4.9712 | 5.2013 | 5.3724 | 5.0853 | 4.8839 | 4.8647 | 4.76 | 4.7305 | 4.5051 | 4.9525 | 5.0631 | 5.5461 | 5.7299 | 5.8669 | 5.5067 | 5.2499 | 4.8203 | 4.5297
2040-08-28 | 4.6229 | 4.5306 | 4.4707 | 4.4128 | 4.6316 | 4.9397 | 5.3165 | 5.2569 | 5.3549 | 5.2803 | 5.5042 | 5.3332 | 5.3851 | 5.1775 | 5.367 | 5.6338 | 5.9158 | 6.3401 | 6.3486 | 6.5057 | 6.1368 | 5.8048 | 5.3193 | 5.005
2040-08-29 | 4.5464 | 4.499 | 4.4574 | 4.4077 | 4.3085 | 4.6149 | 4.8249 | 4.845 | 5.1149 | 4.8651 | 4.6938 | 4.7018 | 4.8608 | 4.51 | 4.6204 | 4.8918 | 5.1608 | 5.5956 | 5.6701 | 5.7154 | 5.379 | 5.0608 | 4.7465 | 4.4561
2040-08-30 | 4.5475 | 4.4679 | 4.4626 | 4.3625 | 4.41 | 4.4661 | 4.687 | 4.5553 | 4.692 | 5.1847 | 5.13 | 5.0879 | 4.9568 | 4.8381 | 4.9285 | 5.3311 | 5.5939 | 5.6232 | 5.6103 | 5.7032 | 5.6756 | 5.4068 | 4.9774 | 4.6802
2040-08-31 | 4.54 | 4.4312 | 4.2958 | 4.2548 | 4.3752 | 4.6029 | 4.6827 | 4.6971 | 4.7491 | 4.7505 | 4.6679 | 4.5955 | 4.5744 | 4.8549 | 5.1518 | 5.0337 | 5.2431 | 5.6567 | 5.626 | 5.5411 | 5.4573 | 5.3582 | 4.936 | 4.5685
2040-09-01 | 4.4639 | 4.3341 | 4.3268 | 4.2975 | 4.3624 | 4.565 | 4.6 | 4.635 | 4.8657 | 4.7274 | 4.6262 | 4.695 | 4.7225 | 4.331 | 4.478 | 4.7025 | 4.8681 | 5.7686 | 5.7524 | 5.6738 | 5.4847 | 5.1563 | 4.8194 | 4.5899
2040-09-02 | 4.4546 | 4.3487 | 4.4021 | 4.3266 | 4.4089 | 4.6432 | 4.7744 | 4.9016 | 5.2052 | 5.0752 | 4.8569 | 4.9474 | 4.9153 | 4.7247 | 4.7712 | 4.7323 | 5.1526 | 5.6204 | 5.836 | 5.745 | 5.2983 | 5.1278 | 4.7945 | 4.5442
2040-09-03 | 4.3462 | 4.2682 | 4.2008 | 4.2577 | 4.3101 | 4.5279 | 4.6684 | 4.7972 | 4.996 | 4.7767 | 4.7406 | 4.7583 | 4.7012 | 4.7507 | 4.9367 | 5.1771 | 5.3956 | 5.7074 | 5.6743 | 5.718 | 5.4601 | 5.2247 | 4.8276 | 4.5638
2040-09-04 | 4.3524 | 4.2623 | 4.2164 | 4.0272 | 4.0421 | 4.237 | 4.2788 | 4.3541 | 4.4469 | 4.6581 | 4.8053 | 4.739 | 4.6881 | 4.429 | 4.7011 | 4.7275 | 5.1129 | 5.6946 | 5.8286 | 5.9411 | 5.5008 | 5.2308 | 4.7635 | 4.6027
2040-09-05 | 4.4501 | 4.3284 | 4.2833 | 4.2211 | 4.2653 | 4.5516 | 4.8339 | 4.9426 | 5.0386 | 5.1146 | 5.0236 | 5.2274 | 5.3563 | 5.1073 | 5.2877 | 5.099 | 5.4954 | 5.8536 | 6.0027 | 5.7202 | 5.2885 | 5.2651 | 4.885 | 4.58
2040-09-06 | 4.4563 | 4.3665 | 4.3141 | 4.2548 | 4.236 | 4.516 | 4.7906 | 4.9463 | 5.0815 | 4.9282 | 4.7855 | 4.873 | 4.8765 | 4.6414 | 4.8278 | 5.0737 | 5.3875 | 5.7643 | 5.8019 | 6.0586 | 5.9486 | 5.5738 | 5.0438 | 4.6697
2040-09-07 | 4.5469 | 4.3553 | 4.3389 | 4.2248 | 4.2766 | 4.5381 | 4.9723 | 4.9245 | 5.1614 | 5.1811 | 5.0371 | 5.0242 | 5.3998 | 5.2005 | 5.1322 | 5.2083 | 5.4107 | 5.746 | 5.7349 | 5.5893 | 5.3612 | 5.0423 | 4.771 | 4.4684
2040-09-08 | 4.4052 | 4.2595 | 4.2065 | 4.1576 | 4.2063 | 4.4002 | 4.5785 | 4.6287 | 4.7478 | 4.7031 | 4.7591 | 4.7489 | 4.5933 | 4.4295 | 4.6159 | 4.5795 | 4.9553 | 5.318 | 5.4468 | 5.4308 | 5.2198 | 4.9146 | 4.766 | 4.4487
2040-09-09 | 4.3383 | 4.2412 | 4.1786 | 4.0988 | 4.169 | 4.3421 | 4.5348 | 4.6627 | 4.7393 | 4.673 | 4.6128 | 4.6834 | 4.7326 | 4.5502 | 4.5615 | 4.9931 | 5.1192 | 5.3594 | 5.5646 | 5.6238 | 5.2687 | 5.0171 | 4.6045 | 4.3512
2040-09-10 | 4.2445 | 4.1948 | 4.0216 | 3.991 | 4.083 | 4.3735 | 4.6172 | 4.499 | 4.7807 | 4.7589 | 4.5 | 4.7683 | 4.7047 | 4.7492 | 4.8235 | 5.2003 | 5.3902 | 5.7569 | 5.9713 | 6.166 | 5.9544 | 5.6335 | 5.1111 | 4.7744
2040-09-11 | 4.6602 | 4.5357 | 4.4921 | 4.2387 | 4.1712 | 4.4147 | 4.6801 | 4.7795 | 4.7565 | 4.7156 | 4.6855 | 4.6692 | 4.5794 | 4.6365 | 4.4962 | 4.6031 | 4.9682 | 5.4497 | 5.6584 | 5.6162 | 5.2098 | 5.0315 | 4.648 | 4.5356
2040-09-12 | 4.5263 | 4.4072 | 4.3652 | 4.3086 | 4.39 | 4.6313 | 5.0292 | 5.0987 | 5.2753 | 5.2786 | 5.0786 | 5.3829 | 5.3242 | 5.2195 | 5.1877 | 5.3015 | 5.6377 | 5.9122 | 6.0428 | 5.9951 | 5.4922 | 5.2213 | 4.7576 | 4.4516
2040-09-13 | 4.3365 | 4.2917 | 4.2284 | 4.2058 | 4.2745 | 4.6492 | 4.8372 | 5.1749 | 5.3102 | 5.0786 | 4.9768 | 5.1003 | 5.1617 | 5.2247 | 5.2991 | 5.4882 | 5.7013 | 6.046 | 6.156 | 6.2277 | 6.1091 | 5.7908 | 5.2367 | 4.9757
2040-09-14 | 4.7343 | 4.4873 | 4.394 | 4.3016 | 4.3191 | 4.6263 | 4.8462 | 4.978 | 5.0658 | 4.9882 | 5.0024 | 5.0829 | 5.0484 | 5.1521 | 5.1278 | 5.2834 | 5.3691 | 5.8813 | 5.9088 | 5.7612 | 5.5355 | 5.3544 | 5.0368 | 4.7555
2040-09-15 | 4.5082 | 4.3919 | 4.3823 | 4.2016 | 4.2581 | 4.5674 | 4.711 | 4.9679 | 5.2282 | 5.0467 | 5.1387 | 5.0912 | 5.303 | 4.9202 | 4.7403 | 5.1695 | 5.305 | 5.6596 | 5.7227 | 5.459 | 5.2027 | 4.9943 | 4.8265 | 4.6368
2040-09-16 | 4.4902 | 4.3848 | 4.3162 | 4.2663 | 4.281 | 4.5159 | 4.3123 | 4.6747 | 4.9614 | 4.856 | 4.8413 | 4.875 | 4.8754 | 4.7556 | 4.8679 | 5.1454 | 5.4601 | 6.0073 | 6.4153 | 6.1586 | 5.8134 | 5.6099 | 5.061 | 4.7852
2040-09-17 | 4.5387 | 4.4193 | 4.3155 | 4.2694 | 4.4 | 4.6744 | 4.8862 | 5.2187 | 5.4422 | 5.0363 | 4.9721 | 4.9582 | 4.7541 | 4.8133 | 5.0188 | 5.14 | 5.302 | 5.8456 | 6.0948 | 6.1066 | 5.7906 | 5.4756 | 5.0488 | 4.6543
2040-09-18 | 4.5465 | 4.3786 | 4.3424 | 4.2413 | 4.343 | 4.6886 | 4.6092 | 5.0109 | 5.2428 | 5.0575 | 5.2315 | 5.2843 | 5.2335 | 5.1203 | 4.9167 | 5.1703 | 5.3851 | 5.9255 | 5.9709 | 5.9212 | 5.4318 | 5.1281 | 4.9243 | 4.5743
2040-09-19 | 4.4064 | 4.181 | 4.2081 | 4.3312 | 4.3375 | 4.5493 | 4.6905 | 4.8459 | 4.9361 | 4.8296 | 4.9712 | 4.8132 | 5.0086 | 4.8611 | 4.943 | 5.1383 | 5.2975 | 5.7298 | 6.0101 | 6.0003 | 5.6668 | 5.3835 | 4.9458 | 4.5985
2040-09-20 | 4.4669 | 4.2987 | 4.2826 | 4.2369 | 4.3269 | 4.7015 | 4.7802 | 5.0013 | 5.5249 | 5.1748 | 4.9605 | 5.0187 | 4.932 | 4.8706 | 5.0011 | 5.3016 | 5.5078 | 5.7362 | 5.8739 | 5.9215 | 5.6488 | 5.3294 | 4.9434 | 4.6263
2040-09-21 | 4.4923 | 4.4155 | 4.2542 | 4.2626 | 4.3561 | 4.5749 | 4.5874 | 4.6587 | 4.9494 | 4.7859 | 4.7681 | 4.735 | 4.7742 | 4.648 | 4.7092 | 4.9308 | 4.8909 | 5.3522 | 5.462 | 5.556 | 5.2139 | 5.1135 | 4.8117 | 4.5283
2040-09-22 | 4.353 | 4.2573 | 4.2507 | 4.2224 | 4.3551 | 4.4891 | 4.6395 | 4.7436 | 4.804 | 4.6961 | 4.523 | 4.597 | 4.2822 | 4.2158 | 4.4154 | 4.4849 | 4.7787 | 5.3577 | 5.6582 | 5.6995 | 5.386 | 5.2625 | 4.9629 | 4.6833
2040-09-23 | 4.4863 | 4.3839 | 4.3058 | 4.2473 | 4.154 | 4.521 | 4.5045 | 4.6701 | 4.8124 | 4.7197 | 4.64 | 4.6317 | 4.7531 | 4.5276 | 4.6379 | 4.8383 | 5.2843 | 5.8437 | 6.1063 | 6.052 | 5.776 | 5.5314 | 5.1152 | 4.7165
2040-09-24 | 4.5506 | 4.4176 | 4.4597 | 4.4964 | 4.5298 | 4.7749 | 5.0042 | 5.3128 | 5.4235 | 5.1919 | 5.2228 | 5.5151 | 5.5424 | 5.4414 | 5.3883 | 5.4214 | 5.547 | 6.0309 | 6.219 | 6.2353 | 5.6955 | 5.3761 | 4.8247 | 4.5269
2040-09-25 | 4.4486 | 4.3379 | 4.3312 | 4.275 | 4.3607 | 4.6534 | 4.733 | 4.9946 | 4.9408 | 4.9136 | 4.9035 | 4.8815 | 4.8268 | 4.699 | 4.776 | 5.122 | 5.3635 | 5.8297 | 6.0378 | 6.0478 | 5.8216 | 5.5824 | 5.1346 | 4.8373
2040-09-26 | 4.544 | 4.4544 | 4.4746 | 4.3898 | 4.4405 | 4.768 | 4.9462 | 4.9425 | 5.2494 | 4.9825 | 5.1188 | 4.9978 | 5.0872 | 4.9989 | 4.796 | 5.0371 | 5.252 | 5.5527 | 5.7775 | 5.7535 | 5.4686 | 5.206 | 4.9387 | 4.6168
2040-09-27 | 4.6831 | 4.4801 | 4.4424 | 4.4491 | 4.4578 | 4.7258 | 4.9526 | 5.0016 | 5.1471 | 4.9958 | 5.2138 | 5.417 | 5.7046 | 5.8249 | 5.8433 | 6.1017 | 6.3847 | 6.5508 | 6.6295 | 6.6054 | 6.3483 | 5.705 | 5.3243 | 5.0651
2040-09-28 | 4.6537 | 4.5203 | 4.3609 | 4.3353 | 4.5119 | 4.746 | 5.0631 | 4.9883 | 5.0938 | 5.1564 | 5.161 | 5.5789 | 5.3501 | 5.2973 | 5.5156 | 5.7535 | 5.9452 | 6.0959 | 6.2039 | 6.115 | 5.9008 | 5.7525 | 5.2833 | 4.9572
2040-09-29 | 4.8224 | 4.7536 | 4.5036 | 4.4689 | 4.5281 | 4.6289 | 4.6898 | 4.9495 | 5.0931 | 5.09 | 4.8213 | 4.728 | 5.1214 | 5.2743 | 5.1787 | 5.1837 | 5.3707 | 5.5952 | 5.612 | 5.3105 | 5.1695 | 5.0751 | 4.8602 | 4.4655
2040-09-30 | 4.3164 | 4.3231 | 4.1889 | 4.278 | 4.3464 | 4.5381 | 4.7486 | 4.9254 | 5.0343 | 5.0324 | 4.9597 | 5.0259 | 4.9713 | 4.6917 | 4.6992 | 4.959 | 5.226 | 5.5957 | 5.8181 | 5.8345 | 5.5933 | 5.3362 | 4.9309 | 4.7143
2040-10-01 | 4.5091 | 4.3555 | 4.3257 | 4.2906 | 4.2566 | 4.4632 | 4.5395 | 4.7722 | 4.7585 | 4.7552 | 4.7292 | 5.1303 | 5.1809 | 4.9953 | 4.7862 | 5.0375 | 5.3389 | 5.7621 | 6.0283 | 5.7748 | 5.4927 | 5.152 | 4.7372 | 4.5047
2040-10-02 | 4.4354 | 4.3848 | 4.4146 | 4.3279 | 4.3704 | 4.6748 | 4.7313 | 4.8629 | 4.9354 | 4.8714 | 4.8695 | 5.183 | 4.9147 | 4.5611 | 4.8237 | 5.0817 | 5.3453 | 5.86 | 5.9963 | 5.9375 | 5.5639 | 5.5226 | 5.1569 | 4.8063
2040-10-03 | 4.6742 | 4.5798 | 4.6041 | 4.5065 | 4.5832 | 4.7358 | 4.8377 | 4.9832 | 4.8989 | 4.8962 | 4.8605 | 4.9633 | 4.9743 | 4.9177 | 5.0094 | 5.179 | 5.662 | 5.7878 | 5.9217 | 5.8559 | 5.6103 | 5.3237 | 4.9515 | 4.6665
2040-10-04 | 4.653 | 4.5852 | 4.5393 | 4.4462 | 4.5168 | 4.7397 | 4.988 | 5.1229 | 5.1746 | 5.0959 | 5.1367 | 5.0317 | 4.8713 | 4.9016 | 5.139 | 5.3321 | 5.689 | 5.9251 | 6.2099 | 6.1604 | 6.0624 | 5.8418 | 5.2327 | 4.8943
2040-10-05 | 4.6479 | 4.5233 | 4.2938 | 4.2462 | 4.2534 | 4.5602 | 4.8211 | 4.8699 | 4.9183 | 4.9212 | 4.8027 | 4.7979 | 4.8361 | 4.8831 | 4.755 | 5.0435 | 5.374 | 5.6892 | 5.6822 | 5.5523 | 5.3199 | 5.1302 | 4.7386 | 4.4974
2040-10-06 | 4.3851 | 4.3716 | 4.2497 | 4.1794 | 4.2129 | 4.4594 | 4.338 | 4.6095 | 4.6416 | 4.7056 | 4.632 | 4.7529 | 4.7264 | 4.4579 | 4.5447 | 4.7867 | 5.1924 | 5.5558 | 5.6994 | 5.6574 | 5.2723 | 5.197 | 4.9249 | 4.5901
2040-10-07 | 4.3796 | 4.1904 | 4.1824 | 4.1894 | 4.1456 | 4.3117 | 4.3747 | 4.515 | 4.6068 | 4.5328 | 4.6854 | 4.8312 | 4.7747 | 4.6707 | 4.8981 | 5.1406 | 5.2917 | 5.4551 | 5.4374 | 5.4783 | 5.0853 | 5.0097 | 4.6794 | 4.353
2040-10-08 | 4.2031 | 4.2146 | 4.1289 | 4.0739 | 3.9972 | 4.3072 | 4.4906 | 4.53 | 4.8873 | 4.9776 | 4.8648 | 5.0268 | 4.8443 | 4.6861 | 4.7793 | 4.8536 | 5.0848 | 5.4694 | 5.8189 | 5.7132 | 5.6133 | 5.3876 | 5.0074 | 4.6678
2040-10-09 | 4.5167 | 4.4368 | 4.3143 | 4.1443 | 4.1782 | 4.4149 | 4.558 | 4.6659 | 4.7421 | 4.647 | 4.8324 | 4.8764 | 4.8551 | 4.83 | 4.8493 | 4.8649 | 5.4237 | 5.8273 | 5.8669 | 5.6233 | 5.3095 | 5.0767 | 4.8372 | 4.5011
2040-10-10 | 4.3213 | 4.2416 | 4.2302 | 4.2219 | 4.2584 | 4.4315 | 4.4807 | 5.0419 | 5.1537 | 5.0228 | 5.0656 | 5.0265 | 5.1538 | 5.0716 | 5.1065 | 5.2064 | 5.5649 | 5.9211 | 6.1162 | 6.0152 | 5.6745 | 5.3358 | 5.0151 | 4.6495
2040-10-11 | 4.7763 | 4.688 | 4.76 | 4.6402 | 4.7096 | 5.047 | 5.1571 | 5.5013 | 5.6255 | 5.5256 | 5.7487 | 5.5487 | 5.2837 | 5.1462 | 5.8748 | 6.0775 | 6.3835 | 6.6105 | 6.5822 | 6.6148 | 6.4772 | 6.2318 | 5.612 | 5.1424
2040-10-12 | 4.7709 | 4.6034 | 4.4557 | 4.44 | 4.4925 | 4.6902 | 4.7919 | 4.8791 | 5.0522 | 4.971 | 4.9976 | 5.3675 | 5.1208 | 5.5316 | 5.5955 | 5.6674 | 5.9621 | 6.1704 | 5.9828 | 5.8165 | 5.4961 | 5.2363 | 4.9653 | 4.5809
2040-10-13 | 4.4399 | 4.2483 | 4.2284 | 4.203 | 4.2486 | 4.4486 | 4.549 | 4.8055 | 5.019 | 4.9891 | 4.9814 | 5.0785 | 4.6908 | 4.5008 | 4.6837 | 5.1231 | 5.4787 | 5.7587 | 5.7454 | 5.6913 | 5.4938 | 5.3193 | 4.9258 | 4.6069
2040-10-14 | 4.4365 | 4.2664 | 4.2108 | 4.1522 | 4.1677 | 4.4024 | 4.3872 | 4.6268 | 4.7788 | 4.7395 | 4.7561 | 4.8971 | 5.0128 | 4.9446 | 5.1387 | 5.3125 | 5.3543 | 5.6717 | 5.7211 | 5.7129 | 5.2921 | 5.0748 | 4.7603 | 4.4042
2040-10-15 | 4.2802 | 4.2073 | 4.1021 | 4.1472 | 4.3335 | 4.5383 | 4.52 | 4.7291 | 5.0734 | 5.094 | 5.0667 | 4.9174 | 4.8221 | 4.5385 | 4.919 | 5.021 | 5.3353 | 5.7325 | 5.8492 | 5.7192 | 5.4253 | 5.2114 | 5.0138 | 4.5901
2040-10-16 | 4.4708 | 4.3569 | 4.2675 | 4.2433 | 4.3062 | 4.5514 | 4.8551 | 5.0359 | 5.1725 | 5.0277 | 4.9563 | 5.1276 | 5.035 | 5.1756 | 5.1519 | 5.3633 | 5.3249 | 5.5724 | 5.7495 | 5.5932 | 5.3577 | 5.0472 | 4.743 | 4.4505
2040-10-17 | 4.3549 | 4.1839 | 4.2117 | 4.2705 | 4.3902 | 4.6464 | 4.4963 | 4.8096 | 5.0778 | 4.9362 | 5.0462 | 4.9909 | 5.1135 | 5.031 | 4.9482 | 5.1228 | 5.3431 | 5.6936 | 5.8866 | 5.5831 | 5.3476 | 5.2367 | 4.8908 | 4.5296
2040-10-18 | 4.5281 | 4.3858 | 4.3795 | 4.2883 | 4.3423 | 4.6514 | 4.5573 | 4.8489 | 5.2959 | 5.3642 | 5.6668 | 5.436 | 5.1684 | 5.1138 | 5.2678 | 5.408 | 5.5317 | 5.9021 | 5.7916 | 5.6201 | 5.4246 | 5.2081 | 5.0379 | 4.6617
2040-10-19 | 4.4954 | 4.3873 | 4.2817 | 4.237 | 4.2648 | 4.4495 | 4.6239 | 4.7789 | 5.0618 | 5.0055 | 4.8455 | 5.1526 | 5.1754 | 5.1114 | 5.3468 | 5.3997 | 5.6571 | 6.2055 | 6.2495 | 6.0555 | 5.7373 | 5.5493 | 5.1434 | 4.8622
2040-10-20 | 4.4739 | 4.334 | 4.2939 | 4.2975 | 4.333 | 4.4394 | 4.7738 | 4.694 | 4.7911 | 4.8938 | 4.8412 | 4.8167 | 4.8323 | 4.6037 | 4.8748 | 5.0588 | 5.2247 | 5.6252 | 5.5811 | 5.5048 | 5.3937 | 5.1933 | 5.0485 | 4.6994
2040-10-21 | 4.6975 | 4.5068 | 4.3817 | 4.3655 | 4.4198 | 4.6231 | 4.9604 | 5.1902 | 5.1674 | 5.1607 | 5.0407 | 5.1161 | 5.2227 | 5.1377 | 5.2844 | 5.3355 | 5.7912 | 6.0757 | 6.3221 | 6.0417 | 5.8662 | 5.5847 | 5.1359 | 4.6324
2040-10-22 | 4.5684 | 4.463 | 4.3282 | 4.2648 | 4.3346 | 4.6139 | 4.9312 | 5.182 | 5.1333 | 4.9483 | 5.0677 | 5.0237 | 5.0401 | 5.2833 | 5.3117 | 5.3823 | 5.6557 | 5.8088 | 5.899 | 5.6106 | 5.346 | 5.0272 | 4.7828 | 4.5533
2040-10-23 | 4.4963 | 4.3386 | 4.2903 | 4.1861 | 4.3278 | 4.584 | 4.8848 | 5.0523 | 5.0558 | 4.7337 | 4.9035 | 5.0134 | 5.0665 | 4.9725 | 5.2846 | 5.4754 | 5.6066 | 6.0022 | 6.1949 | 5.815 | 5.4875 | 5.2402 | 4.8245 | 4.5701
2040-10-24 | 4.4464 | 4.3408 | 4.2455 | 4.2158 | 4.2953 | 4.4597 | 4.7632 | 4.7332 | 5.1008 | 4.9494 | 4.9837 | 4.9177 | 5.1127 | 4.9712 | 5.4079 | 5.2819 | 5.4771 | 5.727 | 6.07 | 5.8498 | 5.4889 | 5.1786 | 4.7567 | 4.475
2040-10-25 | 4.4139 | 4.2648 | 4.21 | 4.1997 | 4.3202 | 4.5454 | 4.8828 | 4.9598 | 5.0549 | 5.059 | 5.1395 | 5.3022 | 5.178 | 5.2133 | 5.2504 | 5.3462 | 5.5746 | 5.9725 | 5.8406 | 5.596 | 5.4197 | 5.0397 | 4.7563 | 4.4951
2040-10-26 | 4.3643 | 4.3473 | 4.2756 | 4.221 | 4.3128 | 4.4824 | 4.7619 | 4.9135 | 5.0962 | 4.9473 | 4.9555 | 4.9439 | 5.0289 | 4.8434 | 4.9556 | 5.2509 | 5.6314 | 5.882 | 5.9959 | 5.9097 | 5.6589 | 5.4495 | 5.1156 | 4.8117
2040-10-27 | 4.6552 | 4.4522 | 4.3213 | 4.2674 | 4.3813 | 4.7168 | 4.9574 | 5.2014 | 5.2437 | 5.0702 | 4.8879 | 4.9363 | 5.0115 | 4.7255 | 4.885 | 5.1624 | 5.4904 | 5.7702 | 5.7462 | 5.5585 | 5.1958 | 5.0448 | 4.7956 | 4.4148
2040-10-28 | 4.3235 | 4.2105 | 4.1764 | 4.1311 | 4.102 | 4.3838 | 4.4142 | 4.601 | 4.7285 | 4.8862 | 4.7323 | 4.8119 | 4.7066 | 4.397 | 4.7111 | 4.9605 | 5.2999 | 5.7278 | 5.8445 | 5.801 | 5.4855 | 5.1853 | 4.8377 | 4.4664
2040-10-29 | 4.3081 | 4.1982 | 4.1944 | 4.1274 | 4.2154 | 4.4837 | 4.7119 | 4.9175 | 4.9996 | 4.9386 | 4.7708 | 4.9436 | 4.963 | 4.9263 | 5.0345 | 5.3475 | 5.682 | 5.9513 | 6.0965 | 5.9927 | 5.6526 | 5.4018 | 5.02 | 4.6392
2040-10-30 | 4.4968 | 4.2702 | 4.154 | 4.1225 | 4.125 | 4.3803 | 4.7601 | 4.8914 | 5.1972 | 4.9714 | 4.8962 | 4.8846 | 5.0147 | 5.1569 | 4.9556 | 5.3843 | 5.6535 | 5.9421 | 6.0136 | 5.8522 | 5.4921 | 5.2192 | 4.9337 | 4.5752
2040-10-31 | 4.4691 | 4.3492 | 4.2406 | 4.1766 | 4.1173 | 4.4397 | 4.7072 | 4.8571 | 5.0545 | 4.9893 | 4.8823 | 4.8421 | 4.9668 | 5.0476 | 5.0839 | 5.0073 | 5.4506 | 5.9164 | 6.12 | 5.9635 | 5.6935 | 5.4374 | 4.9811 | 4.597
2040-11-01 | 4.4059 | 4.2403 | 4.1705 | 4.1279 | 4.1728 | 4.3557 | 4.4673 | 4.6022 | 4.6796 | 4.7197 | 4.74 | 4.683 | 4.6161 | 4.4418 | 4.6502 | 4.8703 | 5.349 | 5.7174 | 5.6018 | 5.2948 | 5.0803 | 4.9468 | 4.6793 | 4.4557
2040-11-02 | 4.3579 | 4.2454 | 4.1405 | 4.1542 | 4.121 | 4.4358 | 4.5425 | 4.8196 | 4.8439 | 4.8508 | 4.6706 | 4.6932 | 4.6032 | 4.3354 | 4.6917 | 5.0203 | 5.3631 | 5.6878 | 5.6919 | 5.5512 | 5.2547 | 5.0285 | 4.7704 | 4.516
2040-11-03 | 4.3527 | 4.2597 | 4.1447 | 4.176 | 4.2011 | 4.3572 | 4.4484 | 4.5681 | 4.7849 | 4.7961 | 4.7478 | 4.7974 | 4.7543 | 4.8178 | 4.9061 | 5.2607 | 5.4917 | 5.6465 | 5.6836 | 5.4155 | 5.1005 | 4.7816 | 4.6724 | 4.3181
2040-11-04 | 4.2731 | 4.128 | 4.0422 | 3.8491 | 3.9232 | 4.221 | 4.3734 | 4.5881 | 4.8807 | 4.6917 | 4.6888 | 4.5248 | 4.5642 | 4.3992 | 4.6296 | 4.9737 | 5.4325 | 5.6861 | 5.7994 | 5.5509 | 5.2928 | 5.0817 | 4.7618 | 4.43
2040-11-05 | 4.2265 | 3.9678 | 3.9118 | 3.8753 | 4.1251 | 4.3538 | 4.6223 | 4.7257 | 4.839 | 4.7683 | 4.5542 | 4.5165 | 4.7681 | 4.6885 | 4.6746 | 5.2032 | 5.5517 | 5.9649 | 6.0582 | 5.8752 | 5.4772 | 5.2365 | 4.9252 | 4.5441
2040-11-06 | 4.3763 | 4.2013 | 4.1393 | 4.0677 | 4.2386 | 4.5681 | 4.8689 | 4.9415 | 4.9481 | 4.926 | 4.9164 | 4.8663 | 4.9212 | 4.8796 | 4.9928 | 5.3404 | 5.6539 | 6.051 | 6.0441 | 5.7915 | 5.5635 | 5.3002 | 4.8616 | 4.7077
2040-11-07 | 4.5511 | 4.4676 | 4.3693 | 4.3087 | 4.3207 | 4.6749 | 4.8847 | 4.9973 | 5.1116 | 4.8397 | 4.7723 | 4.8133 | 4.8971 | 4.9143 | 4.8888 | 5.0789 | 5.5638 | 5.8767 | 5.9151 | 5.8072 | 5.5444 | 5.261 | 4.8343 | 4.5354
2040-11-08 | 4.4762 | 4.3284 | 4.3124 | 4.3124 | 4.3142 | 4.4621 | 4.8879 | 5.2504 | 5.2286 | 5.01 | 5.07 | 4.7692 | 4.8861 | 4.6736 | 4.6422 | 4.5188 | 4.5266 | 4.9398 | 5.5005 | 5.5546 | 5.3032 | 5.0884 | 4.8903 | 4.6868
2040-11-09 | 4.2527 | 3.9226 | 3.9788 | 3.9427 | 4.2728 | 4.6276 | 4.8556 | 5.1448 | 5.1386 | 4.9717 | 4.955 | 5.0393 | 5.0984 | 4.7495 | 4.8004 | 5.1822 | 5.4268 | 5.674 | 5.6691 | 5.4471 | 5.0864 | 4.9227 | 4.6487 | 4.2958
2040-11-10 | 4.1143 | 4.0466 | 4.024 | 4.0213 | 4.2106 | 4.2605 | 4.5808 | 4.6826 | 4.9531 | 4.8683 | 4.7931 | 4.6826 | 4.7815 | 4.8427 | 4.871 | 5.0348 | 5.3377 | 5.7359 | 5.6783 | 5.3028 | 5.0093 | 4.9159 | 4.6427 | 4.3563
2040-11-11 | 4.2236 | 4.1287 | 3.9815 | 3.9014 | 4.0627 | 4.2881 | 4.3766 | 4.6542 | 4.785 | 4.6684 | 4.8439 | 4.7565 | 4.8606 | 4.8549 | 4.8741 | 5.085 | 5.4109 | 5.5664 | 5.6058 | 5.5198 | 5.1942 | 5.0418 | 4.723 | 4.4871
2040-11-12 | 4.3405 | 4.2664 | 4.2032 | 4.0345 | 4.2076 | 4.3279 | 4.4939 | 4.7256 | 4.8181 | 4.6641 | 4.6565 | 4.6399 | 4.7814 | 4.7851 | 4.949 | 5.1145 | 5.3721 | 5.7323 | 5.8604 | 5.6414 | 5.4112 | 5.1713 | 4.7244 | 4.4711
2040-11-13 | 4.6721 | 4.5678 | 4.4674 | 4.6021 | 4.7901 | 4.9841 | 5.0249 | 5.2092 | 5.5433 | 5.414 | 5.2181 | 5.2785 | 5.3148 | 5.4023 | 5.5813 | 5.594 | 5.9865 | 6.5076 | 6.6022 | 6.2111 | 5.8822 | 5.4883 | 5.0983 | 4.779
2040-11-14 | 4.2894 | 4.1986 | 4.1408 | 4.1684 | 4.0475 | 4.3861 | 4.5872 | 4.4804 | 4.9006 | 4.732 | 4.8154 | 4.7746 | 4.9511 | 4.706 | 4.8838 | 5.2514 | 5.4881 | 6.0316 | 6.1768 | 5.9746 | 5.7473 | 5.4843 | 4.9581 | 4.6882
2040-11-15 | 4.5824 | 4.4047 | 4.4381 | 4.2646 | 4.3416 | 4.4575 | 4.6327 | 5.1978 | 5.356 | 5.0608 | 4.8489 | 4.7217 | 4.6811 | 4.7077 | 4.8921 | 5.1991 | 5.5038 | 5.8027 | 5.9275 | 5.7133 | 5.5694 | 5.3114 | 4.9046 | 4.6055
2040-11-16 | 4.4257 | 4.3061 | 4.265 | 4.2508 | 4.3275 | 4.6544 | 4.8916 | 5.2104 | 5.1351 | 5.0227 | 4.8702 | 5.0188 | 5.248 | 4.8815 | 5.0414 | 5.3713 | 5.6004 | 5.9229 | 5.9841 | 5.7728 | 5.382 | 5.2389 | 4.8521 | 4.5648
2040-11-17 | 4.4793 | 4.3221 | 4.2859 | 4.2785 | 4.337 | 4.5724 | 4.7837 | 4.7981 | 5.1222 | 4.8173 | 4.8412 | 4.8987 | 4.8534 | 4.8772 | 4.7553 | 4.8126 | 5.0407 | 5.3896 | 5.4237 | 5.2084 | 4.9966 | 4.8528 | 4.6444 | 4.3598
2040-11-18 | 4.2544 | 4.0579 | 4.1128 | 4.1785 | 4.2787 | 4.5527 | 4.7366 | 5.0549 | 5.1934 | 5.0969 | 5.056 | 5.1731 | 5.1088 | 4.9053 | 4.8868 | 5.2359 | 5.371 | 5.6426 | 5.6656 | 5.4694 | 5.1387 | 4.8849 | 4.6689 | 4.2442
2040-11-19 | 4.1336 | 4.004 | 3.9572 | 4.0025 | 4.1861 | 4.4578 | 4.674 | 5.001 | 4.9183 | 4.8405 | 4.9503 | 4.8611 | 4.8631 | 5.0732 | 5.3677 | 5.4489 | 5.7204 | 5.9119 | 6.0252 | 5.8689 | 5.5878 | 5.3597 | 4.784 | 4.5859
2040-11-20 | 4.3336 | 4.1346 | 4.0901 | 4.0269 | 4.2394 | 4.5726 | 4.8142 | 4.9846 | 4.9694 | 4.782 | 4.8777 | 4.9615 | 4.981 | 4.9532 | 4.96 | 5.1055 | 5.3792 | 5.7056 | 5.8269 | 5.5595 | 5.3417 | 5.1331 | 4.7945 | 4.5091
2040-11-21 | 4.3071 | 4.1601 | 4.1078 | 4.1628 | 4.2188 | 4.5531 | 4.9169 | 5.0772 | 5.1168 | 4.8734 | 4.8486 | 4.8507 | 5.1483 | 5.1258 | 5.1664 | 5.1925 | 5.5511 | 5.7113 | 5.711 | 5.5622 | 5.3256 | 5.0374 | 4.7572 | 4.5196
2040-11-22 | 4.4694 | 4.2926 | 4.2157 | 4.1823 | 4.2531 | 4.4037 | 4.6785 | 4.8745 | 4.8156 | 4.6799 | 4.6965 | 4.6377 | 4.6912 | 4.7844 | 4.8995 | 5.0522 | 5.3009 | 5.5656 | 5.8158 | 5.5977 | 5.3651 | 5.2306 | 4.9244 | 4.7418
2040-11-23 | 4.616 | 4.4863 | 4.3305 | 4.3158 | 4.4461 | 4.6791 | 4.9085 | 4.9497 | 5.3123 | 4.8488 | 4.7626 | 4.6246 | 4.8354 | 4.8998 | 4.8762 | 5.0004 | 5.1944 | 5.4958 | 5.6764 | 5.383 | 5.1324 | 4.9509 | 4.8036 | 4.5209
2040-11-24 | 4.3466 | 4.1676 | 4.1457 | 4.1849 | 4.0899 | 4.3069 | 4.4692 | 4.7475 | 4.8872 | 4.7154 | 4.5542 | 4.6249 | 4.5673 | 4.6594 | 4.5368 | 4.7043 | 5.0865 | 5.386 | 5.5037 | 5.301 | 4.9854 | 4.6712 | 4.4812 | 4.3167
2040-11-25 | 4.2873 | 4.1319 | 3.8844 | 3.906 | 3.8872 | 4.2359 | 4.5173 | 4.7342 | 4.9959 | 4.9379 | 4.8643 | 4.8214 | 4.9002 | 5.0562 | 4.8775 | 5.1478 | 5.4487 | 5.7925 | 5.7724 | 5.5007 | 5.1949 | 4.7193 | 4.4642 | 4.3414
2040-11-26 | 4.1485 | 3.9873 | 3.9731 | 3.869 | 3.9367 | 4.3794 | 4.584 | 4.8077 | 4.8487 | 4.7776 | 4.6211 | 4.5594 | 4.5048 | 4.6081 | 4.818 | 5.1641 | 5.4688 | 5.5884 | 5.7983 | 5.7449 | 5.4857 | 5.3136 | 4.8002 | 4.5408
2040-11-27 | 4.3785 | 4.205 | 4.1739 | 4.1279 | 4.3155 | 4.4024 | 4.6594 | 4.9179 | 5.0336 | 4.9611 | 4.7585 | 4.7705 | 4.9417 | 5.1147 | 5.247 | 5.2657 | 5.5827 | 5.756 | 5.8083 | 5.6056 | 5.3523 | 5.0399 | 4.5992 | 4.2826
2040-11-28 | 4.1692 | 4.0641 | 4.0151 | 4.098 | 4.1695 | 4.2746 | 4.4985 | 4.7795 | 5.0711 | 5.0817 | 5.0125 | 5.1109 | 5.2649 | 5.1783 | 5.376 | 5.458 | 5.6192 | 5.8315 | 5.86 | 5.6561 | 5.3111 | 5.0218 | 4.7143 | 4.3369
2040-11-29 | 4.2381 | 4.0691 | 4.1006 | 4.0282 | 4.153 | 4.2822 | 4.5847 | 4.8836 | 5.3495 | 5.2546 | 5.0643 | 4.9707 | 4.9798 | 5.0295 | 5.1867 | 5.2494 | 5.6 | 5.6972 | 5.667 | 5.3354 | 5.1843 | 4.9953 | 4.7555 | 4.4001
2040-11-30 | 4.2057 | 4.1013 | 3.9791 | 3.8218 | 3.9361 | 3.9699 | 4.2192 | 4.4629 | 4.772 | 4.7108 | 4.6944 | 4.6164 | 4.7509 | 4.7843 | 4.894 | 5.1975 | 5.355 | 5.4368 | 5.3521 | 5.1274 | 5.0387 | 4.9373 | 4.4061 | 4.2139
2040-12-01 | 4.4763 | 4.3795 | 4.1007 | 4.2571 | 4.3044 | 4.3586 | 4.6352 | 4.8202 | 5.047 | 5.0016 | 4.8213 | 4.8056 | 4.9464 | 4.8597 | 5.0466 | 5.2547 | 5.4356 | 5.6637 | 5.7053 | 5.5521 | 5.2309 | 5.0368 | 4.7856 | 4.6197
2040-12-02 | 3.9746 | 3.7889 | 3.7441 | 3.756 | 3.7856 | 4.0048 | 4.3287 | 4.7326 | 4.8066 | 4.7167 | 4.362 | 4.3518 | 4.3534 | 4.2095 | 4.4815 | 4.5734 | 4.7668 | 5.2003 | 5.3389 | 5.2236 | 4.9231 | 4.6075 | 4.2075 | 3.9933
2040-12-03 | 3.8715 | 3.705 | 3.6534 | 3.608 | 3.6801 | 4.0079 | 4.3336 | 4.6764 | 4.7733 | 4.8078 | 4.2999 | 4.367 | 4.4455 | 4.5387 | 4.6154 | 4.7039 | 5.0207 | 5.441 | 5.5511 | 5.344 | 4.8132 | 4.4577 | 4.1207 | 3.8713
2040-12-04 | 3.7701 | 3.6009 | 3.5206 | 3.5011 | 3.6594 | 4.034 | 4.286 | 4.5378 | 4.6815 | 4.6193 | 4.4149 | 4.3639 | 4.5792 | 4.2189 | 4.5608 | 4.7426 | 4.8853 | 5.2601 | 5.534 | 5.4772 | 5.283 | 4.9466 | 4.3721 | 4.1158
2040-12-05 | 3.9365 | 3.8535 | 3.8122 | 3.7615 | 3.8521 | 4.2534 | 4.5944 | 4.813 | 4.7286 | 4.7039 | 4.6639 | 4.4963 | 4.4058 | 4.4335 | 4.5782 | 4.6398 | 5.0267 | 5.3444 | 5.7775 | 5.3478 | 4.944 | 4.5969 | 4.1142 | 3.7779
2040-12-06 | 3.7664 | 3.6894 | 3.6497 | 3.5919 | 3.6671 | 4.095 | 4.3803 | 4.5987 | 4.3897 | 4.304 | 4.2613 | 4.3213 | 4.3572 | 4.2925 | 4.3238 | 4.59 | 4.8971 | 5.3364 | 5.7007 | 5.6442 | 5.5102 | 5.1184 | 4.619 | 4.3249
2040-12-07 | 4.1845 | 4.0894 | 3.8982 | 3.8603 | 3.9489 | 4.2975 | 4.6952 | 5.0235 | 4.7943 | 4.4053 | 4.3716 | 4.3979 | 4.4066 | 4.1419 | 4.324 | 4.4678 | 4.7892 | 5.098 | 5.226 | 4.9909 | 4.737 | 4.5108 | 4.3197 | 4.0848
2040-12-08 | 3.8745 | 3.7242 | 3.6655 | 3.6047 | 3.6752 | 4.0138 | 4.1166 | 4.3845 | 4.5091 | 4.6483 | 4.4577 | 4.4959 | 4.5035 | 4.4817 | 4.6569 | 4.8736 | 4.7949 | 5.0884 | 5.1929 | 4.9588 | 4.8644 | 4.6622 | 4.4016 | 4.1322
2040-12-09 | 4.0275 | 3.832 | 3.7411 | 3.7612 | 3.8568 | 4.1243 | 4.3998 | 4.6402 | 4.7664 | 4.7429 | 4.6386 | 4.3586 | 4.3769 | 4.4005 | 4.4413 | 4.5919 | 4.9089 | 5.2332 | 5.4716 | 5.0091 | 4.7638 | 4.4784 | 4.2355 | 3.8875
2040-12-10 | 3.678 | 3.607 | 3.4974 | 3.5077 | 3.5724 | 3.9501 | 4.2656 | 4.4903 | 4.8584 | 4.6046 | 4.4782 | 4.4722 | 4.5111 | 4.5049 | 4.5679 | 4.8762 | 5.0321 | 5.2715 | 5.3506 | 5.1411 | 5.1006 | 4.7989 | 4.3227 | 4.0314
2040-12-11 | 3.8705 | 3.9255 | 3.7755 | 3.6546 | 3.7495 | 4.0019 | 4.2786 | 4.7464 | 4.7645 | 4.724 | 4.5353 | 4.5825 | 4.5069 | 4.6088 | 4.6073 | 4.9027 | 4.9961 | 5.4963 | 5.7785 | 5.6108 | 5.2323 | 4.9051 | 4.4359 | 4.1866
2040-12-12 | 4.0616 | 3.8476 | 3.7698 | 3.7734 | 3.8548 | 4.1978 | 4.5168 | 4.8746 | 4.9834 | 4.9948 | 4.9472 | 4.9743 | 4.889 | 4.9642 | 5.0701 | 5.0757 | 5.1007 | 5.3799 | 5.6707 | 5.4023 | 5.0173 | 4.6674 | 4.3005 | 4.0584
2040-12-13 | 4.012 | 3.9211 | 3.9041 | 3.8499 | 3.9375 | 4.2754 | 4.5563 | 4.8076 | 4.6435 | 4.6461 | 4.5285 | 4.3016 | 4.2183 | 4.1218 | 4.2157 | 4.439 | 4.8397 | 5.3333 | 5.5623 | 5.3212 | 5.0167 | 4.6477 | 4.3533 | 4.1448
2040-12-14 | 3.9569 | 3.8151 | 3.794 | 3.6943 | 3.7032 | 4.0604 | 4.3538 | 4.6777 | 4.6493 | 4.9287 | 4.7493 | 4.6977 | 4.6782 | 4.6387 | 4.7668 | 4.9839 | 5.3063 | 5.4942 | 5.4613 | 5.1765 | 4.9112 | 4.7334 | 4.3778 | 4.0623
2040-12-15 | 3.8121 | 3.6719 | 3.6201 | 3.5345 | 3.5947 | 3.8013 | 3.9579 | 4.2834 | 4.3779 | 4.3811 | 4.1925 | 4.2059 | 4.1862 | 4.2096 | 4.3151 | 4.2344 | 4.7114 | 5.0452 | 5.2803 | 5.1164 | 4.762 | 4.5179 | 4.264 | 4.0454
2040-12-16 | 3.8202 | 3.642 | 3.4803 | 3.3557 | 3.4526 | 3.6291 | 3.9453 | 4.329 | 4.5505 | 4.5501 | 4.3921 | 4.3975 | 4.3572 | 4.2992 | 4.4447 | 4.536 | 4.9598 | 5.5245 | 5.6661 | 5.5153 | 4.9248 | 4.6869 | 4.3887 | 4.0502
2040-12-17 | 3.8824 | 3.7299 | 3.6489 | 3.628 | 3.5997 | 3.9092 | 4.2088 | 4.5376 | 4.4236 | 4.3935 | 4.3415 | 4.3187 | 4.4258 | 4.3219 | 4.1572 | 4.324 | 4.8654 | 5.3676 | 5.5257 | 5.4227 | 5.1047 | 4.7962 | 4.2333 | 3.9488
2040-12-18 | 4.0102 | 3.9191 | 3.7165 | 3.6166 | 3.7368 | 4.0264 | 4.2246 | 4.5075 | 4.4773 | 4.5044 | 4.3395 | 4.4808 | 4.4885 | 4.4766 | 4.505 | 4.6584 | 4.7396 | 5.1543 | 5.4268 | 5.262 | 4.9713 | 4.703 | 4.3382 | 4.1249
2040-12-19 | 3.968 | 3.8546 | 3.7728 | 3.6922 | 3.7656 | 4.0863 | 4.3779 | 4.6875 | 4.668 | 4.6212 | 4.479 | 4.3823 | 4.5854 | 4.3731 | 4.4203 | 4.6475 | 5.0023 | 5.2711 | 5.3506 | 5.4621 | 5.2256 | 4.7645 | 4.2622 | 3.9377
2040-12-20 | 3.8823 | 3.7107 | 3.639 | 3.5186 | 3.6673 | 3.9881 | 4.4791 | 4.5413 | 4.4715 | 4.4817 | 4.2835 | 4.1718 | 4.2298 | 4.2105 | 4.3395 | 4.632 | 4.7897 | 5.2778 | 5.8053 | 5.6 | 5.1733 | 4.8315 | 4.4593 | 4.2701
2040-12-21 | 4.0555 | 3.8215 | 3.7692 | 3.6952 | 3.8321 | 4.1441 | 4.2878 | 4.5286 | 4.4711 | 4.3785 | 4.4455 | 4.7508 | 4.6334 | 4.4659 | 4.6008 | 4.868 | 5.1233 | 5.4722 | 5.6833 | 5.5874 | 5.2048 | 4.8533 | 4.5006 | 4.2846
2040-12-22 | 4.1543 | 3.9727 | 3.8867 | 3.8696 | 3.9088 | 4.0653 | 4.2681 | 4.3461 | 4.3812 | 4.3765 | 4.2804 | 4.4459 | 4.4686 | 4.3908 | 4.5004 | 4.8137 | 4.9459 | 5.4319 | 5.6812 | 5.5126 | 5.1 | 4.9412 | 4.4737 | 4.1381
2040-12-23 | 4.1142 | 3.9224 | 3.7769 | 3.7191 | 3.6827 | 3.8361 | 4.1147 | 4.3198 | 4.3428 | 4.3621 | 4.3633 | 4.3627 | 4.3165 | 4.4326 | 4.4555 | 4.6357 | 5.0404 | 5.5316 | 5.6935 | 5.5554 | 5.1579 | 4.7831 | 4.3694 | 4.07
2040-12-24 | 3.9995 | 3.8545 | 3.7027 | 3.6629 | 3.7508 | 3.9266 | 4.157 | 4.4386 | 4.7698 | 4.9038 | 4.8544 | 5.0387 | 4.9998 | 5.0251 | 5.14 | 5.2933 | 5.4355 | 5.9793 | 6.0449 | 5.7712 | 5.4829 | 5.0792 | 4.7779 | 4.4103
2040-12-25 | 4.1538 | 3.981 | 3.8419 | 3.702 | 3.8135 | 3.9041 | 4.1153 | 4.3439 | 4.571 | 4.6539 | 4.7841 | 4.7594 | 4.8502 | 4.876 | 4.9454 | 4.9511 | 5.1788 | 5.711 | 5.9117 | 5.705 | 5.3599 | 5.0769 | 4.6474 | 4.4372
2040-12-26 | 4.5998 | 4.4854 | 4.3795 | 4.3476 | 4.4888 | 4.6174 | 4.8055 | 5.1744 | 5.4502 | 5.1762 | 5.4276 | 5.4668 | 5.5481 | 5.3827 | 5.7402 | 5.8504 | 6.2513 | 6.5092 | 6.8071 | 6.7106 | 6.1036 | 5.5727 | 5.0106 | 4.4956
2040-12-27 | 4.0983 | 3.9221 | 3.8926 | 3.8051 | 3.8704 | 4.1586 | 4.3443 | 4.6207 | 4.8315 | 4.7505 | 4.8989 | 4.9783 | 4.9032 | 4.955 | 5.0868 | 5.0686 | 5.6445 | 6.0727 | 6.2027 | 6.0083 | 5.6104 | 5.3643 | 4.9951 | 4.4225
2040-12-28 | 4.2408 | 4.0584 | 3.9524 | 3.7989 | 3.9636 | 4.1809 | 4.3195 | 4.6774 | 4.9709 | 5.0945 | 5.2669 | 5.5035 | 5.5375 | 5.2379 | 5.3649 | 5.5106 | 5.8874 | 6.3166 | 6.3484 | 5.9875 | 5.6516 | 5.5068 | 5.1075 | 4.5522
2040-12-29 | 4.3676 | 4.1702 | 4.2018 | 4.0836 | 3.9172 | 4.1332 | 4.3838 | 4.7298 | 4.9085 | 4.9756 | 5.0363 | 4.8579 | 4.9134 | 4.8866 | 4.9186 | 5.082 | 5.5901 | 5.9876 | 6.1529 | 5.9913 | 5.6303 | 5.342 | 4.8638 | 4.4385
2040-12-30 | 4.205 | 3.9823 | 3.8545 | 3.9936 | 3.8784 | 4.0556 | 4.3178 | 4.744 | 5.0282 | 4.9493 | 4.886 | 5.0159 | 5.0469 | 4.796 | 5.1592 | 5.5063 | 5.696 | 6.1301 | 6.2541 | 6.1331 | 5.6161 | 5.456 | 5.105 | 4.5832
2040-12-31 | 4.2944 | 4.1478 | 4.0417 | 3.9201 | 4.0595 | 4.1036 | 4.1638 | 4.4864 | 4.8184 | 4.9259 | 5.0298 | 5.051 | 4.9087 | 4.7065 | 4.9098 | 5.1873 | 5.5289 | 6.0136 | 6.1607 | 6.0362 | 5.6112 | 5.4384 | 5.1037 | 4.5519
2041-01-01 | 4.399 | 4.2558 | 4.0472 | 3.9204 | 3.8972 | 4.0748 | 4.1169 | 4.4031 | 4.3842 | 4.4646 | 4.8567 | 4.8745 | 4.7745 | 4.5823 | 4.7064 | 4.7759 | 5.0895 | 5.668 | 6.1332 | 5.8797 | 5.4666 | 5.2202 | 4.7847 | 4.1825
2041-01-02 | 4.0845 | 3.9684 | 3.8654 | 3.9499 | 3.963 | 4.1487 | 4.4262 | 4.6254 | 4.8053 | 4.7829 | 4.8118 | 4.6408 | 4.6325 | 4.839 | 4.9817 | 5.1975 | 5.5297 | 5.8508 | 6.2273 | 6.0416 | 5.6481 | 5.2759 | 4.7622 | 4.2412
2041-01-03 | 3.9758 | 3.8696 | 3.7914 | 3.7472 | 3.8021 | 4.0505 | 4.2789 | 4.4918 | 4.7197 | 4.6861 | 4.292 | 4.2987 | 4.2176 | 4.2374 | 4.3087 | 4.8567 | 5.326 | 5.7524 | 5.9529 | 5.6372 | 5.2111 | 4.9517 | 4.4706 | 4.0501
2041-01-04 | 3.9443 | 3.8366 | 3.8703 | 3.9159 | 3.9395 | 4.1812 | 4.3683 | 4.4978 | 4.523 | 4.3864 | 4.2374 | 4.2901 | 4.3087 | 4.2345 | 4.4206 | 4.7626 | 5.3162 | 5.6898 | 5.8771 | 5.7197 | 5.3263 | 4.9623 | 4.5201 | 4.1712
2041-01-05 | 4.0798 | 3.9659 | 3.9159 | 3.8035 | 3.8398 | 3.9414 | 4.2652 | 4.3798 | 4.3705 | 4.3302 | 4.1706 | 4.0633 | 4.2953 | 4.4129 | 4.4342 | 4.6494 | 5.0827 | 5.2432 | 5.4307 | 5.2719 | 5.0745 | 4.7906 | 4.348 | 4.1593
2041-01-06 | 4.0464 | 3.8733 | 3.7657 | 3.7039 | 3.7225 | 3.8943 | 4.042 | 4.0866 | 4.2307 | 4.1482 | 4.0323 | 3.9412 | 4.0348 | 4.1922 | 4.3245 | 4.4574 | 4.8578 | 5.2359 | 5.3 | 5.1961 | 4.9609 | 4.6315 | 4.294 | 4.056
2041-01-07 | 3.9153 | 3.8331 | 3.7452 | 3.7476 | 3.7884 | 4.0113 | 4.2837 | 4.3862 | 4.385 | 4.2704 | 4.2526 | 4.2549 | 4.3459 | 4.4381 | 4.7946 | 4.9759 | 5.2917 | 5.6783 | 5.7479 | 5.5534 | 5.1329 | 4.7698 | 4.4187 | 4.0276
2041-01-08 | 3.9304 | 3.7879 | 3.696 | 3.766 | 3.7459 | 4.0221 | 4.2569 | 4.3871 | 4.3865 | 4.1003 | 4.1436 | 4.1822 | 4.3077 | 4.5218 | 4.9747 | 4.9545 | 5.0447 | 5.4372 | 5.7865 | 5.557 | 5.066 | 4.7912 | 4.3239 | 3.9564
2041-01-09 | 3.8201 | 3.7659 | 3.6517 | 3.6331 | 3.7847 | 4.1383 | 4.3873 | 4.6733 | 4.6012 | 4.3882 | 4.2977 | 4.2829 | 4.3056 | 4.6055 | 4.6143 | 4.7325 | 4.9409 | 5.3776 | 5.6621 | 5.3847 | 5.193 | 4.7807 | 4.4282 | 4.0808
2041-01-10 | 3.9144 | 3.8255 | 3.7911 | 3.7372 | 3.7797 | 4.0549 | 4.3752 | 4.6591 | 4.4458 | 4.6016 | 4.7547 | 4.4032 | 4.3935 | 4.5129 | 4.5682 | 4.6145 | 4.92 | 5.5495 | 5.862 | 5.5732 | 5.1562 | 4.9101 | 4.4172 | 4.2867
2041-01-11 | 3.9937 | 3.8676 | 3.8076 | 3.7941 | 3.8993 | 4.1041 | 4.4982 | 4.6278 | 4.4841 | 4.5333 | 4.4964 | 4.7818 | 4.7478 | 4.6432 | 4.7552 | 4.8282 | 4.8516 | 5.4622 | 5.6323 | 5.34 | 5.0765 | 4.6609 | 4.1991 | 4.1802
2041-01-12 | 4.0214 | 3.6991 | 3.7198 | 3.6692 | 3.6067 | 3.7456 | 3.9796 | 4.2756 | 4.4967 | 4.6366 | 4.3123 | 4.3896 | 4.527 | 4.3837 | 4.3194 | 4.6287 | 5.031 | 5.3589 | 5.5515 | 5.4262 | 5.1758 | 4.7226 | 4.3729 | 4.3388
2041-01-13 | 4.0379 | 3.7957 | 3.69 | 3.7072 | 3.6296 | 3.847 | 4.0522 | 4.2788 | 4.5156 | 4.6739 | 4.723 | 4.6908 | 4.4798 | 4.3196 | 4.2529 | 4.6164 | 4.8404 | 5.1932 | 5.5578 | 5.4693 | 5.0059 | 4.6267 | 4.2493 | 3.9742
2041-01-14 | 3.8839 | 3.7508 | 3.6487 | 3.6411 | 3.717 | 3.8807 | 4.236 | 4.6379 | 4.7269 | 4.5958 | 4.601 | 4.4324 | 4.5981 | 4.5836 | 4.6135 | 4.3456 | 4.7397 | 5.4185 | 5.6767 | 5.4015 | 5.0939 | 4.9565 | 4.2721 | 3.9595
2041-01-15 | 3.8482 | 3.7089 | 3.567 | 3.6007 | 3.6445 | 3.8784 | 4.2191 | 4.4084 | 4.3586 | 4.127 | 4.0275 | 4.1631 | 4.1294 | 4.0742 | 4.108 | 4.1413 | 4.3481 | 4.7397 | 5.1801 | 5.0939 | 4.7721 | 4.4619 | 4.0994 | 3.7362
2041-01-16 | 3.6395 | 3.6952 | 3.6585 | 3.6182 | 3.7635 | 4.1454 | 4.4713 | 4.6341 | 4.4251 | 4.3696 | 4.3015 | 4.6075 | 4.344 | 4.2753 | 4.4609 | 4.4617 | 4.5609 | 4.9312 | 5.4273 | 5.2994 | 4.8854 | 4.5483 | 4.1935 | 3.7998
2041-01-17 | 3.7019 | 3.5953 | 3.5128 | 3.5035 | 3.6338 | 4.007 | 4.3148 | 4.5515 | 4.3913 | 4.3737 | 4.5054 | 4.6484 | 4.4427 | 4.5026 | 4.6602 | 4.7888 | 4.9506 | 5.2636 | 5.4066 | 5.2286 | 4.9885 | 4.7928 | 4.2496 | 3.8481
2041-01-18 | 3.8829 | 3.8164 | 3.7771 | 3.7782 | 3.8026 | 4.1399 | 4.6513 | 4.9052 | 4.6829 | 4.5984 | 4.6177 | 4.6121 | 4.721 | 4.6575 | 4.5791 | 4.7765 | 4.8188 | 5.1918 | 5.3992 | 5.156 | 4.8471 | 4.5938 | 4.2535 | 3.9325
2041-01-19 | 3.8564 | 3.7011 | 3.6626 | 3.5824 | 3.6275 | 3.8533 | 4.1091 | 4.3477 | 4.5356 | 4.5206 | 4.2941 | 4.2234 | 4.3345 | 4.4503 | 4.5958 | 4.7328 | 4.8717 | 5.2412 | 5.4866 | 5.3015 | 4.9915 | 4.6488 | 4.3713 | 4.0437
2041-01-20 | 3.921 | 3.6973 | 3.5792 | 3.5729 | 3.5718 | 3.7584 | 4.1152 | 4.4663 | 4.6829 | 4.6397 | 4.4532 | 4.5762 | 4.7059 | 4.6747 | 4.9265 | 5.1146 | 5.2425 | 5.4315 | 5.5898 | 5.5019 | 5.0142 | 4.7171 | 4.3039 | 3.9872
2041-01-21 | 3.8451 | 3.7228 | 3.7466 | 3.713 | 3.7373 | 3.9643 | 4.1923 | 4.4105 | 4.4988 | 4.2596 | 4.0234 | 4.1262 | 4.0933 | 4.2357 | 4.198 | 4.2998 | 4.5477 | 5.0402 | 5.4473 | 5.3526 | 4.7486 | 4.5335 | 4.2012 | 3.8708
2041-01-22 | 3.7284 | 3.6339 | 3.5416 | 3.556 | 3.6378 | 3.88 | 4.236 | 4.5598 | 4.3905 | 4.3473 | 4.527 | 4.6576 | 4.7523 | 4.5455 | 4.2594 | 4.5131 | 4.7131 | 5.3556 | 5.6407 | 5.0453 | 5.0095 | 4.9166 | 4.4398 | 4.0063
2041-01-23 | 3.863 | 3.7431 | 3.6165 | 3.6167 | 3.7037 | 4.0175 | 4.3753 | 4.5194 | 4.1976 | 4.1292 | 4.0472 | 3.9936 | 4.3351 | 4.4746 | 4.3486 | 4.8819 | 5.1777 | 5.6097 | 5.7533 | 5.5452 | 5.2715 | 4.8875 | 4.4577 | 3.942
2041-01-24 | 3.7839 | 3.6541 | 3.6113 | 3.5237 | 3.6075 | 3.9542 | 4.3247 | 4.6354 | 4.3896 | 4.2478 | 4.4541 | 4.6064 | 4.5054 | 4.4221 | 4.8809 | 4.943 | 5.1584 | 5.5473 | 5.7474 | 5.376 | 5.1374 | 4.6555 | 4.2597 | 3.9688
2041-01-25 | 3.7657 | 3.7115 | 3.6927 | 3.6538 | 3.8937 | 4.1033 | 4.5682 | 4.8132 | 4.7825 | 4.6163 | 4.7029 | 4.8623 | 4.8302 | 4.868 | 4.9949 | 4.9605 | 5.245 | 5.7026 | 5.7716 | 5.4545 | 5.2171 | 5.0819 | 4.5973 | 4.3248
2041-01-26 | 4.1776 | 4.0827 | 3.8232 | 3.7067 | 3.7195 | 3.9322 | 4.079 | 4.4116 | 4.5335 | 4.4375 | 4.2323 | 4.0946 | 4.0417 | 3.9796 | 4.0797 | 4.0772 | 4.3789 | 4.912 | 5.2527 | 5.0984 | 4.8856 | 4.6166 | 4.2545 | 4.0428
2041-01-27 | 3.9447 | 3.7526 | 3.6674 | 3.5006 | 3.5018 | 3.7179 | 3.9617 | 4.1337 | 4.294 | 4.2812 | 4.1318 | 4.2611 | 4.3126 | 4.2671 | 4.1887 | 4.4039 | 4.6525 | 4.8908 | 5.0733 | 5.1741 | 4.9163 | 4.5171 | 4.1684 | 3.9128
2041-01-28 | 3.8294 | 3.7103 | 3.6586 | 3.6521 | 3.7312 | 4.0795 | 4.3642 | 4.5805 | 4.4341 | 4.2195 | 4.0143 | 4.0739 | 4.038 | 4.0299 | 3.8721 | 4.0184 | 4.3992 | 4.9408 | 5.3158 | 5.277 | 5.0269 | 4.6119 | 4.1688 | 3.8829
2041-01-29 | 3.8098 | 3.6962 | 3.617 | 3.5871 | 3.7454 | 4.1275 | 4.6812 | 4.7155 | 4.6327 | 4.5281 | 4.2743 | 4.3192 | 4.2991 | 4.2303 | 4.7055 | 4.8684 | 5.3537 | 5.4454 | 5.6679 | 5.5035 | 5.1862 | 4.8439 | 4.2449 | 3.9454
2041-01-30 | 3.8341 | 3.7648 | 3.6734 | 3.6331 | 3.7093 | 4.1865 | 4.5737 | 4.8206 | 4.8126 | 4.7874 | 4.6011 | 4.2878 | 4.2227 | 4.4391 | 4.3639 | 4.3127 | 4.8893 | 5.2557 | 5.4251 | 5.4737 | 5.2981 | 4.9332 | 4.3843 | 4.1095
2041-01-31 | 3.9486 | 3.8703 | 3.8044 | 3.7553 | 3.8338 | 4.1625 | 4.4887 | 4.928 | 4.9757 | 4.5188 | 4.3847 | 4.5218 | 4.9428 | 4.7308 | 4.6776 | 4.8545 | 5.1351 | 5.3611 | 5.6833 | 5.3673 | 4.999 | 4.711 | 4.1918 | 3.9071
2041-02-01 | 3.6392 | 3.6075 | 3.5363 | 3.5215 | 3.6045 | 3.8679 | 4.2296 | 4.4799 | 4.5506 | 4.4422 | 4.355 | 4.5649 | 4.616 | 4.3326 | 4.8546 | 4.8892 | 4.8684 | 5.4067 | 5.428 | 5.0142 | 4.6585 | 4.523 | 4.2278 | 3.8389
2041-02-02 | 3.7742 | 3.6591 | 3.5789 | 3.5054 | 3.4974 | 3.7376 | 3.949 | 4.3178 | 4.4882 | 4.6181 | 4.6662 | 4.7284 | 4.6241 | 4.265 | 4.5419 | 4.6075 | 4.7631 | 5.0317 | 5.1279 | 5.1286 | 5.0367 | 4.7268 | 4.2415 | 3.9577
2041-02-03 | 3.7424 | 3.5919 | 3.481 | 3.4223 | 3.4593 | 3.6766 | 3.8112 | 4.214 | 4.47 | 4.4345 | 4.3021 | 4.4708 | 4.2999 | 4.1455 | 4.11 | 4.303 | 4.3144 | 4.8469 | 5.0447 | 4.9397 | 4.6387 | 4.325 | 4.0242 | 3.7121
2041-02-04 | 3.5946 | 3.4784 | 3.4483 | 3.4126 | 3.4702 | 3.8802 | 4.2771 | 4.5973 | 4.6973 | 4.607 | 4.2864 | 4.1364 | 4.3031 | 4.232 | 4.4617 | 4.5695 | 4.808 | 5.1451 | 5.339 | 5.1037 | 4.8357 | 4.5446 | 4.0937 | 3.8376
2041-02-05 | 3.7417 | 3.5989 | 3.5333 | 3.6131 | 3.703 | 4.0347 | 4.3817 | 4.6959 | 4.7231 | 4.5315 | 4.3042 | 4.4524 | 4.4362 | 4.4506 | 4.6085 | 4.5421 | 4.8374 | 5.016 | 5.3726 | 5.5385 | 5.0545 | 4.5979 | 4.1506 | 3.8371
2041-02-06 | 3.6729 | 3.6059 | 3.4649 | 3.4359 | 3.5097 | 3.8344 | 4.3217 | 4.6072 | 4.5876 | 4.6672 | 4.711 | 4.6167 | 4.4473 | 4.7003 | 4.9147 | 4.9256 | 5.2893 | 5.5336 | 5.9353 | 5.7801 | 5.454 | 5.0636 | 4.5076 | 4.3694
2041-02-07 | 4.1968 | 3.9271 | 3.8867 | 3.8346 | 4.0139 | 4.4373 | 4.8352 | 5.2304 | 5.287 | 5.0575 | 5.115 | 4.9715 | 4.4485 | 4.4868 | 4.41 | 4.5924 | 4.9894 | 5.3511 | 5.591 | 5.4535 | 5.0043 | 4.7506 | 4.4015 | 3.9491
2041-02-08 | 3.6692 | 3.5959 | 3.5567 | 3.5105 | 3.6021 | 3.9771 | 4.4359 | 4.8573 | 4.7135 | 4.3399 | 4.3243 | 4.2747 | 4.386 | 4.3481 | 4.2834 | 4.3614 | 5.0336 | 5.3961 | 5.4947 | 5.2769 | 5.0925 | 4.9367 | 4.412 | 4.1529
2041-02-09 | 3.923 | 3.7872 | 3.6568 | 3.5893 | 3.6216 | 3.8001 | 4.1324 | 4.6151 | 4.7351 | 4.386 | 3.9117 | 4.0617 | 4.1762 | 3.9231 | 3.9157 | 4.1763 | 4.5209 | 4.9985 | 5.1872 | 5.0985 | 4.6109 | 4.3034 | 4.2216 | 3.9733
2041-02-10 | 3.7005 | 3.5041 | 3.3862 | 3.358 | 3.3891 | 3.5591 | 3.7595 | 4.1326 | 4.4736 | 4.5438 | 4.4981 | 4.5063 | 4.3151 | 4.368 | 4.1723 | 4.5163 | 4.7372 | 5.1751 | 5.4259 | 5.2389 | 4.9137 | 4.7256 | 4.3238 | 4.0481
2041-02-11 | 3.9002 | 3.7018 | 3.5229 | 3.5283 | 3.545 | 3.9205 | 4.2815 | 4.6196 | 4.6156 | 4.2304 | 4.0362 | 3.8388 | 3.8384 | 3.754 | 3.7971 | 4.1423 | 4.4463 | 4.9695 | 5.337 | 5.2173 | 4.8064 | 4.5598 | 4.156 | 3.7278
2041-02-12 | 3.6028 | 3.4968 | 3.3967 | 3.3943 | 3.4696 | 3.9868 | 4.4779 | 4.8318 | 4.6848 | 4.3957 | 4.1015 | 4.107 | 3.9696 | 3.805 | 3.8413 | 3.9516 | 4.4953 | 5.1157 | 5.3495 | 5.4779 | 5.1038 | 4.7307 | 4.1841 | 3.7346
2041-02-13 | 3.5715 | 3.514 | 3.4591 | 3.4147 | 3.492 | 4.0119 | 4.193 | 4.6314 | 4.6314 | 4.4849 | 4.0937 | 3.9198 | 3.8004 | 4.0188 | 4.0523 | 4.302 | 4.5706 | 4.9805 | 5.4173 | 5.2955 | 4.9279 | 4.5014 | 4.1442 | 3.8802
2041-02-14 | 3.7453 | 3.651 | 3.5556 | 3.5182 | 3.6209 | 3.9661 | 4.2443 | 4.5205 | 4.5203 | 4.5741 | 4.4864 | 4.1724 | 4.2007 | 4.0555 | 4.1585 | 4.3215 | 4.5941 | 4.8687 | 5.3887 | 5.2241 | 4.8486 | 4.646 | 4.2278 | 3.8017
2041-02-15 | 3.6028 | 3.5312 | 3.4931 | 3.5143 | 3.5794 | 3.8159 | 4.1344 | 4.3448 | 4.6194 | 4.5043 | 4.3496 | 4.0929 | 4.0163 | 3.9101 | 3.9945 | 4.0806 | 4.3614 | 4.8966 | 5.2741 | 5.37 | 5.1254 | 4.9469 | 4.4757 | 4.0629
2041-02-16 | 3.9125 | 3.7404 | 3.6967 | 3.5763 | 3.7119 | 3.8867 | 4.0559 | 4.3634 | 4.7446 | 4.5577 | 4.3393 | 4.2756 | 4.4788 | 3.9631 | 4.2848 | 4.2958 | 4.6031 | 4.9694 | 5.3658 | 5.3295 | 5.0847 | 4.8169 | 4.3723 | 4.0074
2041-02-17 | 3.6847 | 3.5209 | 3.4559 | 3.3891 | 3.4312 | 3.5783 | 3.7686 | 4.1399 | 4.3089 | 4.1854 | 4.1463 | 3.9796 | 4.1442 | 4.0669 | 4.3715 | 4.5026 | 4.6361 | 4.9681 | 5.2003 | 5.2516 | 4.9645 | 4.7117 | 4.4031 | 4.012
2041-02-18 | 3.7749 | 3.6283 | 3.5844 | 3.5085 | 3.5571 | 3.7809 | 3.918 | 4.2474 | 4.3921 | 4.1909 | 4.0144 | 3.9504 | 3.8644 | 3.8499 | 4.1122 | 4.285 | 5.0146 | 5.1741 | 5.2236 | 5.2273 | 4.8445 | 4.6475 | 4.2267 | 3.8093
2041-02-19 | 3.7041 | 3.5729 | 3.4717 | 3.4813 | 3.5623 | 3.8247 | 4.1277 | 4.5426 | 4.8624 | 4.6559 | 4.6536 | 4.523 | 4.4661 | 4.4607 | 4.2292 | 4.3316 | 4.5678 | 5.1153 | 5.2157 | 5.1243 | 4.7486 | 4.4835 | 4.1121 | 3.7572
2041-02-20 | 3.5977 | 3.5255 | 3.5563 | 3.5051 | 3.6782 | 4.1837 | 4.5083 | 4.8278 | 4.8308 | 4.6001 | 4.5686 | 4.6062 | 4.6012 | 4.527 | 4.3609 | 4.5076 | 4.7558 | 5.1929 | 5.5425 | 5.3957 | 4.9377 | 4.897 | 4.2548 | 3.7748
2041-02-21 | 3.6724 | 3.5935 | 3.58 | 3.4753 | 3.5375 | 3.9214 | 4.1865 | 4.3763 | 4.3901 | 4.1837 | 4.1839 | 4.4173 | 4.3316 | 4.3989 | 4.3772 | 4.7899 | 5.1823 | 5.5921 | 5.8908 | 5.4663 | 5.254 | 4.7346 | 4.0901 | 3.8138
2041-02-22 | 3.6142 | 3.4938 | 3.464 | 3.5253 | 3.5996 | 3.9803 | 4.3619 | 4.5928 | 4.3888 | 4.2512 | 4.6743 | 4.7824 | 4.997 | 4.8002 | 4.8505 | 5.217 | 5.4528 | 5.9973 | 6.0178 | 5.861 | 5.7095 | 5.2683 | 4.6618 | 4.3106
2041-02-23 | 3.949 | 3.6716 | 3.7022 | 3.5258 | 3.5583 | 3.772 | 3.9704 | 4.3174 | 4.6089 | 4.6601 | 4.4955 | 4.3428 | 4.2824 | 4.3405 | 4.1861 | 4.3878 | 4.8031 | 5.1224 | 5.2767 | 5.3407 | 4.9806 | 4.519 | 4.2786 | 3.9077
2041-02-24 | 3.8033 | 3.4927 | 3.4447 | 3.4653 | 3.4984 | 3.6571 | 3.8489 | 4.1852 | 4.4412 | 4.4893 | 4.1859 | 3.9879 | 4.0879 | 4.1108 | 4.227 | 4.4989 | 4.7259 | 5.3446 | 5.4481 | 5.4531 | 5.0678 | 4.7604 | 4.2372 | 3.9384
2041-02-25 | 3.769 | 3.7282 | 3.6082 | 3.4895 | 3.4809 | 3.7064 | 4.3042 | 4.6719 | 4.5547 | 4.2753 | 4.0986 | 4.2029 | 4.4182 | 4.2552 | 4.3721 | 4.5453 | 4.7158 | 5.051 | 5.4752 | 5.2983 | 4.8349 | 4.5046 | 4.1579 | 3.8202
2041-02-26 | 3.7198 | 3.6353 | 3.5361 | 3.5051 | 3.5643 | 3.9551 | 4.2345 | 4.4 | 4.5554 | 4.4864 | 4.2619 | 4.0392 | 3.8518 | 4.0358 | 3.948 | 4.2292 | 4.5733 | 5.0518 | 5.4817 | 5.2456 | 4.8552 | 4.6246 | 4.1134 | 3.845
2041-02-27 | 3.7261 | 3.6312 | 3.5918 | 3.5373 | 3.6372 | 3.9898 | 4.2819 | 4.404 | 4.3027 | 4.1038 | 4.0264 | 3.8087 | 3.7344 | 3.4125 | 3.6552 | 3.9081 | 4.0943 | 4.747 | 5.3164 | 5.4184 | 5.1395 | 4.6956 | 4.156 | 3.7664
2041-02-28 | 3.6668 | 3.5881 | 3.4036 | 3.3453 | 3.4203 | 3.822 | 4.0009 | 4.1 | 4.0026 | 3.857 | 3.7837 | 3.7673 | 3.6947 | 3.969 | 3.9493 | 4.228 | 4.3422 | 5.0176 | 5.2135 | 5.1059 | 4.8992 | 4.4831 | 4.037 | 3.6257
2041-03-01 | 3.8302 | 3.6443 | 3.7079 | 3.6038 | 3.6982 | 4.0555 | 4.4989 | 4.7337 | 4.5841 | 4.3749 | 4.1006 | 4.0962 | 4.0048 | 3.8978 | 4.0607 | 4.2533 | 4.44 | 4.8967 | 5.2152 | 5.3804 | 5.1843 | 4.9132 | 4.5218 | 4.1424
2041-03-02 | 3.9455 | 3.8382 | 3.6808 | 3.5593 | 3.6301 | 3.7944 | 4.0999 | 4.3145 | 4.5738 | 4.4716 | 4.1568 | 4.0477 | 4.1432 | 4.0074 | 4.1532 | 4.3878 | 4.5214 | 4.8769 | 5.2711 | 5.4102 | 4.9342 | 4.7376 | 4.3003 | 3.938
2041-03-03 | 3.8397 | 3.7587 | 3.7133 | 3.6312 | 3.637 | 3.8203 | 4.1858 | 4.3948 | 4.5797 | 4.5112 | 4.2822 | 4.1807 | 3.9632 | 3.9424 | 3.8625 | 3.9816 | 4.3327 | 4.7654 | 5.1829 | 5.2799 | 5.1071 | 4.6834 | 4.3225 | 3.8778
2041-03-04 | 3.779 | 3.6976 | 3.5795 | 3.4343 | 3.5324 | 3.853 | 4.1726 | 4.4396 | 4.6854 | 4.382 | 4.189 | 4.0411 | 3.9976 | 3.8821 | 3.9449 | 4.1813 | 4.3864 | 4.9694 | 5.5015 | 5.4212 | 4.9389 | 4.7547 | 4.4284 | 3.982
2041-03-05 | 3.8086 | 3.7327 | 3.6465 | 3.6934 | 3.7046 | 4.114 | 4.614 | 4.9165 | 4.844 | 4.7563 | 4.4869 | 4.2799 | 4.1919 | 4.1269 | 4.1174 | 4.6541 | 5.0285 | 5.7016 | 6.04 | 6.0238 | 5.7028 | 5.034 | 4.3809 | 3.9563
2041-03-06 | 3.8404 | 3.7515 | 3.6956 | 3.6514 | 3.7392 | 4.082 | 4.6068 | 4.7919 | 4.9015 | 4.8149 | 4.5674 | 4.4371 | 4.7841 | 5.1259 | 4.9901 | 4.9983 | 5.3414 | 6.0163 | 6.0876 | 5.9731 | 5.6764 | 5.3381 | 4.7377 | 4.2041
2041-03-07 | 4.0658 | 3.9708 | 3.8392 | 3.7412 | 3.7544 | 4.2254 | 4.619 | 5.1844 | 5.4887 | 4.998 | 4.466 | 4.6421 | 4.6327 | 4.7662 | 4.6597 | 4.8391 | 5.3181 | 5.8562 | 5.8577 | 5.8063 | 5.3805 | 4.9215 | 4.3066 | 3.986
2041-03-08 | 3.9102 | 3.7971 | 3.8459 | 3.7239 | 3.7366 | 4.1976 | 4.8322 | 5.082 | 4.7187 | 4.4069 | 4.1845 | 4.2413 | 4.2368 | 4.3987 | 4.7998 | 5.0623 | 5.2243 | 5.6704 | 5.9082 | 5.7239 | 5.4837 | 5.021 | 4.499 | 4.1678
2041-03-09 | 4.0193 | 3.9183 | 3.801 | 3.8089 | 3.797 | 4.0704 | 4.4779 | 4.6146 | 5.1035 | 4.9555 | 4.4322 | 4.3901 | 4.4409 | 4.2952 | 4.1717 | 4.2718 | 4.9292 | 5.4686 | 5.2025 | 5.3343 | 4.9937 | 4.891 | 4.3789 | 4.0006
2041-03-10 | 3.9061 | 3.8044 | 3.8275 | 3.6788 | 3.7441 | 3.909 | 4.1568 | 4.3667 | 4.7006 | 4.4642 | 4.3042 | 4.3066 | 4.5318 | 4.24 | 4.2991 | 4.8622 | 5.3885 | 5.722 | 5.9204 | 5.7703 | 5.6598 | 5.3816 | 4.8595 | 4.3442
2041-03-11 | 4.1241 | 4.0146 | 3.8914 | 3.8419 | 3.8844 | 4.1964 | 4.7057 | 4.8568 | 4.8572 | 4.7839 | 4.6332 | 4.8772 | 4.7505 | 4.3931 | 4.386 | 4.5096 | 4.9499 | 5.6235 | 5.8292 | 5.5883 | 5.2938 | 4.8668 | 4.4113 | 4.0442
2041-03-12 | 3.91 | 3.811 | 3.7268 | 3.6996 | 3.7504 | 4.0611 | 4.6529 | 4.8364 | 4.7712 | 4.6814 | 4.4688 | 4.3528 | 4.3252 | 4.8215 | 4.8764 | 4.8875 | 5.3642 | 5.7352 | 5.8134 | 5.8854 | 5.5423 | 5.089 | 4.4601 | 4.1123
2041-03-13 | 4.0442 | 3.9553 | 3.8296 | 3.8007 | 3.8096 | 4.1903 | 4.6779 | 4.9944 | 4.8326 | 4.6882 | 4.2842 | 4.3129 | 4.7197 | 4.3193 | 4.5641 | 4.995 | 5.2015 | 5.8141 | 6.1886 | 6.0596 | 5.6454 | 5.241 | 4.4641 | 4.0714
2041-03-14 | 4.184 | 4.0395 | 3.9811 | 3.9194 | 3.9429 | 4.3277 | 4.6848 | 4.9219 | 4.7763 | 4.4824 | 4.3066 | 4.5952 | 4.8141 | 4.7137 | 4.8439 | 5.2276 | 5.5843 | 6.2162 | 6.4091 | 6.2196 | 5.5861 | 5.1598 | 4.5994 | 4.1207
2041-03-15 | 4.027 | 3.8364 | 3.8145 | 3.7396 | 3.7052 | 4.0315 | 4.3981 | 4.5625 | 4.5804 | 4.3323 | 4.1476 | 4.1926 | 4.3747 | 4.3007 | 4.499 | 4.9094 | 5.2122 | 5.4234 | 5.6689 | 5.6532 | 5.2185 | 4.8479 | 4.4538 | 4.1737
2041-03-16 | 3.9628 | 3.8447 | 3.7795 | 3.798 | 3.7755 | 3.9796 | 4.4027 | 4.727 | 4.8437 | 4.7886 | 4.6741 | 4.379 | 4.7395 | 4.3246 | 4.4246 | 4.8583 | 5.2187 | 5.7988 | 5.7706 | 5.9479 | 5.6215 | 5.4033 | 4.853 | 4.258
2041-03-17 | 3.9757 | 3.8651 | 3.7896 | 3.8218 | 3.6839 | 3.8484 | 4.0797 | 4.1096 | 4.2194 | 4.0636 | 4.0429 | 4.0194 | 3.9424 | 3.5951 | 3.6448 | 3.9438 | 4.3911 | 5.0798 | 5.253 | 5.1609 | 4.7826 | 4.6239 | 4.2413 | 3.9095
2041-03-18 | 3.7678 | 3.6494 | 3.597 | 3.4811 | 3.5509 | 3.7776 | 4.0907 | 4.2205 | 4.7142 | 4.435 | 4.144 | 3.8251 | 3.5403 | 3.6329 | 3.5808 | 3.9356 | 4.2532 | 4.9559 | 5.3629 | 5.5611 | 5.2345 | 4.6977 | 4.1169 | 3.8155
2041-03-19 | 3.6839 | 3.7579 | 3.7282 | 3.7113 | 3.7228 | 4.0458 | 4.3038 | 4.3079 | 4.3732 | 4.2872 | 4.264 | 4.0507 | 3.8687 | 3.8699 | 3.6989 | 3.8895 | 4.3288 | 5.0276 | 5.2547 | 5.3372 | 5.1316 | 4.7573 | 4.273 | 3.8563
2041-03-20 | 3.7751 | 3.6765 | 3.6485 | 3.593 | 3.5792 | 3.9677 | 4.1922 | 4.3042 | 4.3558 | 4.2528 | 4.1543 | 4.3214 | 4.4686 | 4.4625 | 4.3821 | 4.4597 | 4.679 | 5.3012 | 5.4492 | 5.6194 | 5.3657 | 5.1087 | 4.4955 | 3.9414
2041-03-21 | 3.8394 | 3.7441 | 3.717 | 3.6308 | 3.6714 | 4.0506 | 4.2368 | 4.5005 | 4.6373 | 4.3277 | 4.3945 | 4.1012 | 3.7982 | 3.885 | 4.2645 | 4.3321 | 4.5376 | 5.0445 | 5.3766 | 5.4911 | 5.1441 | 4.6836 | 4.1858 | 3.781
2041-03-22 | 3.7561 | 3.6478 | 3.6256 | 3.4963 | 3.6137 | 3.8493 | 4.2181 | 4.5419 | 4.6312 | 4.4382 | 4.7728 | 4.6628 | 4.3937 | 4.592 | 4.7986 | 4.8117 | 4.9964 | 5.3859 | 5.673 | 5.5687 | 5.3 | 4.8656 | 4.4281 | 4.0731
2041-03-23 | 3.989 | 3.8583 | 3.7632 | 3.7336 | 3.7453 | 3.905 | 4.1339 | 4.2167 | 4.2581 | 4.0736 | 3.8465 | 3.9068 | 3.9153 | 3.7737 | 4.1745 | 4.9647 | 4.8085 | 5.2041 | 5.2774 | 5.2592 | 4.8395 | 4.9672 | 4.4073 | 3.9896
2041-03-24 | 4.0816 | 3.9854 | 3.7326 | 3.6572 | 3.6444 | 3.8676 | 4.0709 | 4.1191 | 4.3865 | 4.3695 | 4.341 | 4.7952 | 4.6087 | 4.9921 | 4.9792 | 4.894 | 5.1617 | 5.7382 | 5.9131 | 5.9376 | 6.0054 | 5.4046 | 4.8393 | 4.3474
2041-03-25 | 4.1774 | 4.0124 | 3.899 | 3.7851 | 3.8453 | 3.9697 | 4.312 | 4.6723 | 5.21 | 4.8775 | 5.102 | 4.36 | 4.7247 | 4.1901 | 4.242 | 4.5098 | 5.1502 | 5.4484 | 5.609 | 5.9515 | 5.4541 | 4.8635 | 4.3591 | 3.9366
2041-03-26 | 3.7843 | 3.7547 | 3.6275 | 3.6099 | 3.6609 | 3.9759 | 4.3571 | 4.5606 | 4.6915 | 4.5019 | 4.3635 | 4.335 | 4.5873 | 4.4154 | 4.4985 | 5.1215 | 5.288 | 5.6469 | 5.9607 | 5.9107 | 5.4658 | 4.9048 | 4.4315 | 3.9777
2041-03-27 | 3.8106 | 3.7217 | 3.6455 | 3.5483 | 3.6067 | 3.8885 | 4.367 | 4.2732 | 4.2972 | 4.1567 | 4.0397 | 4.2979 | 4.1302 | 4.0544 | 4.1853 | 4.517 | 4.927 | 5.4798 | 5.5003 | 5.6335 | 5.5388 | 5.0286 | 4.4322 | 3.9314
2041-03-28 | 3.849 | 3.8186 | 3.7634 | 3.7647 | 3.7571 | 4.076 | 4.4815 | 4.6383 | 4.826 | 5.0242 | 5.1754 | 5.1859 | 5.0094 | 4.8012 | 4.8209 | 4.9093 | 5.3191 | 5.899 | 5.6488 | 5.8539 | 5.7194 | 4.8574 | 4.2207 | 3.8615
2041-03-29 | 3.782 | 3.6261 | 3.6044 | 3.5404 | 3.5768 | 3.7941 | 4.2354 | 4.2438 | 4.2366 | 4.138 | 4.244 | 4.3324 | 4.4682 | 4.2948 | 4.2334 | 4.6018 | 4.7581 | 5.1284 | 5.1939 | 5.2258 | 5.0489 | 4.5987 | 4.3159 | 4.0704
2041-03-30 | 3.9048 | 3.7906 | 3.7128 | 3.6282 | 3.6097 | 3.822 | 3.9205 | 4.0741 | 4.39 | 4.4759 | 4.4086 | 4.9463 | 4.1458 | 3.7545 | 4.1553 | 4.4159 | 4.6784 | 5.3696 | 5.4012 | 5.5536 | 5.0217 | 4.5144 | 4.3085 | 3.8826
2041-03-31 | 3.743 | 3.6076 | 3.5437 | 3.5078 | 3.5332 | 3.7252 | 3.7494 | 3.8641 | 4.2736 | 4.0277 | 4.1165 | 4.2808 | 4.0987 | 4.0693 | 4.1665 | 4.5049 | 4.774 | 5.3245 | 5.3795 | 5.5164 | 5.18 | 4.7445 | 4.1644 | 3.8575
2041-04-01 | 3.7661 | 3.7962 | 3.6698 | 3.6789 | 3.7185 | 4.0133 | 4.2563 | 4.6664 | 4.8722 | 4.4927 | 4.6275 | 4.5465 | 4.5373 | 4.5551 | 4.2481 | 4.5646 | 4.6636 | 5.1728 | 5.1502 | 5.4241 | 4.9452 | 4.439 | 4.0144 | 3.7271
2041-04-02 | 3.6373 | 3.4988 | 3.4264 | 3.4295 | 3.5365 | 3.8336 | 4.0047 | 4.1675 | 4.209 | 4.1217 | 3.9603 | 4.1252 | 3.9931 | 3.9861 | 4.1075 | 4.2271 | 4.4822 | 5.2423 | 5.7747 | 5.9602 | 5.6522 | 5.188 | 4.4388 | 4.0978
2041-04-03 | 3.9605 | 3.8968 | 3.7821 | 3.6801 | 3.7329 | 4.0268 | 4.3139 | 4.5354 | 4.6099 | 4.848 | 4.7551 | 4.4843 | 4.4382 | 4.2888 | 4.1969 | 4.9496 | 5.2973 | 5.9056 | 6.0457 | 6.1932 | 5.7129 | 4.612 | 4.2428 | 4.0536
2041-04-04 | 4.0483 | 3.69 | 3.7932 | 3.676 | 3.692 | 3.9239 | 4.147 | 4.2174 | 4.3423 | 4.159 | 4.4402 | 4.5268 | 4.4674 | 4.0851 | 4.3494 | 4.8669 | 5.4061 | 5.8991 | 6.1554 | 6.0087 | 5.5281 | 5.1654 | 4.5684 | 4.2562
2041-04-05 | 4.0079 | 3.927 | 3.8739 | 3.8191 | 3.8621 | 4.1158 | 4.5295 | 4.7571 | 5.1103 | 4.934 | 4.9233 | 4.695 | 4.3143 | 4.3762 | 4.8527 | 5.0724 | 5.2584 | 5.5507 | 5.5519 | 5.67 | 5.3689 | 4.7734 | 4.4005 | 3.9335
2041-04-06 | 3.7996 | 3.6165 | 3.5882 | 3.5992 | 3.616 | 3.8477 | 3.9285 | 3.9327 | 3.9829 | 3.8517 | 3.7839 | 4.1751 | 3.7764 | 3.6912 | 3.8471 | 4.1427 | 4.5624 | 5.2924 | 5.6589 | 5.8966 | 5.1869 | 5.0463 | 4.6939 | 4.2376
2041-04-07 | 4.0686 | 3.8819 | 3.7973 | 3.7879 | 3.7919 | 3.9383 | 4.0893 | 4.3053 | 4.4501 | 4.3129 | 4.8067 | 4.711 | 4.5106 | 4.7573 | 4.724 | 5.011 | 5.1754 | 5.3581 | 5.3895 | 5.6472 | 4.981 | 4.6903 | 4.3261 | 4.0794
2041-04-08 | 3.9714 | 3.6751 | 3.6391 | 3.6587 | 3.7138 | 3.9841 | 4.3888 | 4.6679 | 4.8283 | 4.5693 | 4.7033 | 4.9635 | 4.9514 | 4.7823 | 5.0769 | 5.4502 | 5.8701 | 6.0792 | 6.2774 | 6.2415 | 5.677 | 5.1309 | 4.4477 | 4.0763
2041-04-09 | 3.9797 | 3.9245 | 3.7837 | 3.652 | 3.6124 | 3.8774 | 4.3681 | 4.5269 | 4.6068 | 4.3731 | 4.5324 | 4.3986 | 4.2192 | 4.3022 | 4.3844 | 4.6748 | 5.1812 | 5.7815 | 6.1742 | 6.1477 | 5.8429 | 4.9306 | 4.4264 | 3.9538
2041-04-10 | 3.9336 | 3.865 | 3.763 | 3.6255 | 3.7223 | 4.0581 | 4.5391 | 4.98 | 5.1163 | 5.1046 | 4.7816 | 4.805 | 4.7435 | 4.7679 | 4.334 | 4.5288 | 5.0488 | 5.8366 | 6.0018 | 6.0335 | 5.559 | 4.9924 | 4.5908 | 4.0072
2041-04-11 | 3.8806 | 3.8836 | 3.8353 | 3.7553 | 3.7786 | 4.0624 | 4.585 | 4.8776 | 5.0928 | 5.3043 | 5.5048 | 4.8474 | 4.5899 | 4.3091 | 4.5734 | 4.9925 | 5.372 | 5.965 | 6.072 | 6.3028 | 5.949 | 4.9941 | 4.5062 | 4.0771
2041-04-12 | 3.9356 | 3.8262 | 3.8473 | 3.7803 | 3.8231 | 4.1098 | 4.6405 | 5.0546 | 5.851 | 5.5879 | 5.2489 | 4.9555 | 4.8596 | 4.5532 | 4.878 | 5.1863 | 5.6004 | 6.0129 | 6.1634 | 6.1254 | 5.9396 | 5.3403 | 4.8505 | 4.2927
2041-04-13 | 4.1007 | 3.968 | 3.9175 | 3.8524 | 3.813 | 4.0719 | 4.3166 | 4.5593 | 4.7965 | 4.5509 | 4.4029 | 4.0817 | 3.9474 | 3.949 | 4.0135 | 4.4345 | 4.7615 | 5.4534 | 5.3072 | 5.5202 | 4.8936 | 4.5636 | 4.3084 | 3.9649
2041-04-14 | 3.8706 | 3.7357 | 3.7224 | 3.7168 | 3.7386 | 4.025 | 4.2043 | 4.1972 | 4.656 | 4.6928 | 4.286 | 4.333 | 4.5694 | 4.3009 | 4.4486 | 5.1855 | 5.2759 | 5.8723 | 5.9568 | 6.0283 | 5.6832 | 5.2089 | 4.544 | 4.086
2041-04-15 | 3.7678 | 3.747 | 3.6419 | 3.6751 | 3.6563 | 4.0047 | 4.3054 | 4.6133 | 4.4757 | 4.1276 | 3.9531 | 3.7988 | 3.7784 | 3.6215 | 3.6778 | 4.2047 | 4.6522 | 5.3187 | 5.8637 | 6.1072 | 5.6823 | 5.1633 | 4.4619 | 4.0606
2041-04-16 | 3.9544 | 3.8917 | 3.7102 | 3.6337 | 3.5969 | 3.842 | 4.1776 | 4.2295 | 4.2763 | 4.2711 | 4.0968 | 3.618 | 4.6838 | 4.0865 | 4.2336 | 5.3536 | 5.5293 | 6.0732 | 6.1644 | 6.0668 | 5.8271 | 5.0234 | 4.4412 | 4.2448
2041-04-17 | 4.1434 | 3.9854 | 3.7666 | 3.796 | 3.9072 | 4.2167 | 4.6867 | 4.7662 | 5.1901 | 5.1406 | 4.4414 | 4.441 | 4.5678 | 4.6763 | 5.1008 | 5.3492 | 5.744 | 6.1842 | 6.093 | 5.98 | 5.7993 | 5.0878 | 4.4261 | 4.0312
2041-04-18 | 3.8867 | 3.9175 | 3.8657 | 3.8511 | 3.8011 | 4.0548 | 4.2041 | 3.9452 | 4.1183 | 3.9541 | 3.7874 | 4.1651 | 4.1153 | 3.6275 | 4.1523 | 4.56 | 4.9686 | 5.5133 | 5.7648 | 5.8337 | 5.3469 | 4.6534 | 4.3148 | 4.0307
2041-04-19 | 3.874 | 3.7201 | 3.7627 | 3.6336 | 3.8286 | 3.8984 | 4.2614 | 4.4005 | 4.9666 | 4.9756 | 5.1843 | 4.9683 | 5.0062 | 4.8244 | 5.0747 | 5.52 | 5.6745 | 6.1343 | 6.2773 | 6.1375 | 5.7921 | 5.4337 | 4.6134 | 4.2922
2041-04-20 | 4.1414 | 4.043 | 3.9506 | 3.8659 | 3.9433 | 4.0099 | 4.0676 | 4.354 | 4.7753 | 4.8938 | 4.9182 | 4.6058 | 4.4769 | 4.6663 | 4.7881 | 4.8547 | 4.9406 | 5.4914 | 5.7707 | 5.7745 | 5.3027 | 4.7616 | 4.3116 | 4.0077
2041-04-21 | 3.9636 | 4.1703 | 3.949 | 3.7553 | 3.8716 | 4.177 | 4.4411 | 4.7008 | 5.044 | 5.2222 | 4.9538 | 4.6812 | 4.7614 | 4.7792 | 4.8823 | 5.1623 | 5.5906 | 5.9428 | 6.045 | 6.3043 | 6.0035 | 5.5026 | 4.3573 | 4.0156
2041-04-22 | 3.9219 | 3.7995 | 3.7716 | 3.6788 | 3.7188 | 3.9887 | 4.2352 | 4.5092 | 4.717 | 4.2965 | 5.0239 | 4.4788 | 4.1924 | 3.9052 | 4.0884 | 4.0066 | 4.3612 | 4.9854 | 5.259 | 5.5464 | 5.1748 | 4.6517 | 4.1242 | 3.8322
2041-04-23 | 3.8157 | 3.7664 | 3.7187 | 3.6699 | 3.679 | 4.1267 | 4.3109 | 4.2985 | 4.6154 | 4.6125 | 4.443 | 4.0473 | 3.9668 | 3.7569 | 4.103 | 4.2426 | 4.7584 | 5.3067 | 5.6067 | 5.6897 | 5.3336 | 4.7799 | 4.1234 | 3.9043
2041-04-24 | 3.8165 | 3.7645 | 3.702 | 3.6484 | 3.671 | 4.0603 | 4.292 | 4.4146 | 4.5129 | 4.1433 | 4.0404 | 4.0173 | 3.9846 | 3.9325 | 4.2807 | 4.7784 | 5.0468 | 5.3227 | 5.6026 | 5.6651 | 5.3225 | 4.8524 | 4.2071 | 3.9451
2041-04-25 | 3.9172 | 3.8118 | 3.9256 | 3.9696 | 4.0884 | 4.5666 | 4.7475 | 4.7848 | 4.983 | 4.1505 | 4.0698 | 3.9413 | 3.9625 | 3.835 | 3.9947 | 4.2002 | 4.6019 | 5.4858 | 5.7093 | 5.7844 | 5.5273 | 4.831 | 4.2729 | 3.9439
2041-04-26 | 3.9403 | 3.7818 | 3.8063 | 3.7508 | 3.7795 | 4.1344 | 4.3165 | 4.454 | 4.6106 | 4.4114 | 4.1542 | 4.1906 | 4.2439 | 4.3752 | 4.676 | 4.7182 | 5.1072 | 5.5631 | 6.0982 | 5.921 | 5.5597 | 5.148 | 4.6434 | 4.3443
2041-04-27 | 4.2108 | 3.9993 | 3.8863 | 3.844 | 3.6927 | 3.9495 | 4.0517 | 4.3246 | 4.5873 | 4.2614 | 4.5574 | 4.759 | 4.6941 | 4.5975 | 4.5505 | 4.7064 | 5.1399 | 5.3395 | 5.4845 | 5.3321 | 5.2093 | 4.912 | 4.7063 | 4.3729
2041-04-28 | 4.166 | 4.0125 | 3.8571 | 3.7139 | 3.8418 | 3.9834 | 4.0887 | 4.3575 | 4.5328 | 4.4087 | 4.4594 | 4.5167 | 4.9026 | 4.6532 | 4.8123 | 4.9313 | 5.362 | 5.6519 | 5.7796 | 5.7487 | 5.4451 | 4.9786 | 4.7746 | 4.1801
2041-04-29 | 4.1014 | 4.1184 | 4.1124 | 4.1084 | 4.1053 | 4.2081 | 4.7359 | 5.0289 | 5.0099 | 4.4854 | 4.4559 | 4.7991 | 4.7493 | 4.4727 | 4.3164 | 5.3158 | 5.5679 | 5.6244 | 5.7086 | 5.6245 | 5.2252 | 4.8042 | 4.4137 | 4.0965
2041-04-30 | 3.9399 | 3.8082 | 3.711 | 3.627 | 3.6706 | 3.9608 | 4.1919 | 4.2365 | 4.4829 | 4.2823 | 4.293 | 4.1288 | 4.1033 | 4.2857 | 4.4499 | 4.7039 | 4.9674 | 5.5225 | 5.7212 | 5.727 | 5.0812 | 4.5728 | 4.2125 | 3.8415
2041-05-01 | 3.5746 | 3.4467 | 3.3535 | 3.3351 | 3.4413 | 3.8056 | 4.0757 | 4.0652 | 4.3092 | 4.4072 | 4.2497 | 4.1828 | 3.8312 | 3.6234 | 3.8262 | 4.1111 | 4.2467 | 4.581 | 4.9973 | 5.1871 | 4.8624 | 4.4555 | 3.9256 | 3.6926
2041-05-02 | 3.5754 | 3.5256 | 3.5337 | 3.4447 | 3.4529 | 3.8362 | 3.8718 | 4.0066 | 4.1996 | 4.0049 | 4.0117 | 4.1333 | 4.4506 | 4.0813 | 4.2977 | 4.6202 | 4.8129 | 4.9139 | 5.0759 | 5.1954 | 4.8255 | 4.4891 | 4.0335 | 3.706
2041-05-03 | 3.7169 | 3.4797 | 3.5134 | 3.5391 | 3.6295 | 3.8781 | 4.1458 | 4.1579 | 4.219 | 4.1176 | 4.014 | 3.787 | 3.726 | 3.4534 | 3.7665 | 4.2037 | 4.6872 | 4.9548 | 5.2673 | 5.2219 | 5.0898 | 4.8123 | 4.2563 | 3.9984
2041-05-04 | 3.8574 | 3.7263 | 3.7256 | 3.7276 | 3.788 | 4.1033 | 4.0929 | 4.1628 | 4.1905 | 4.4864 | 4.3507 | 4.3233 | 4.484 | 4.3444 | 4.2326 | 4.4982 | 4.559 | 4.468 | 4.652 | 4.5739 | 4.2855 | 4.2587 | 3.9331 | 3.6199
2041-05-05 | 3.5409 | 3.4682 | 3.3825 | 3.3309 | 3.3506 | 3.7172 | 3.7637 | 3.8229 | 3.8815 | 3.7575 | 3.4761 | 3.3862 | 3.2187 | 3.1667 | 3.4616 | 3.7281 | 3.8366 | 4.0394 | 4.2348 | 4.3786 | 4.1894 | 4.0335 | 3.7569 | 3.5689
2041-05-06 | 3.4523 | 3.3486 | 3.3151 | 3.2738 | 3.331 | 3.613 | 3.9673 | 3.9969 | 3.9039 | 3.6939 | 3.765 | 3.8312 | 3.6932 | 3.3469 | 3.5211 | 3.6357 | 3.8848 | 4.269 | 4.5649 | 4.743 | 4.6419 | 4.2952 | 3.7494 | 3.4253
2041-05-07 | 3.3699 | 3.2806 | 3.2255 | 3.241 | 3.2598 | 3.6529 | 3.7036 | 3.9895 | 4.1144 | 4.0042 | 4.0604 | 4.0358 | 4.0569 | 3.7298 | 3.8939 | 4.5146 | 4.6342 | 4.7408 | 5.0612 | 5.1429 | 4.7004 | 4.417 | 3.9932 | 3.6869
2041-05-08 | 3.5787 | 3.4228 | 3.4582 | 3.4768 | 3.6049 | 4.0764 | 4.2395 | 4.3242 | 4.4296 | 4.2338 | 4.343 | 4.9739 | 4.6038 | 4.3039 | 4.7838 | 5.2394 | 5.3278 | 5.1879 | 5.3034 | 5.5264 | 5.3371 | 4.8821 | 4.3334 | 3.7087
2041-05-09 | 3.6678 | 3.5313 | 3.5447 | 3.5442 | 3.6234 | 3.9544 | 4.1861 | 4.1797 | 4.0912 | 4.0218 | 4.0901 | 4.1302 | 4.0212 | 3.7107 | 3.8666 | 3.9686 | 4.2292 | 4.6453 | 4.8903 | 4.978 | 4.8218 | 4.5408 | 4.2156 | 3.8097
2041-05-10 | 3.7924 | 3.5976 | 3.7453 | 3.6154 | 3.6843 | 3.9482 | 4.1318 | 4.2216 | 4.3212 | 4.0334 | 4.0998 | 4.0883 | 3.9608 | 3.9912 | 4.0332 | 4.1478 | 4.5585 | 4.8922 | 5.0808 | 5.0037 | 4.8003 | 4.588 | 4.0277 | 3.8324
2041-05-11 | 3.7186 | 3.6884 | 3.6458 | 3.6058 | 3.5923 | 3.7899 | 3.8757 | 4.0477 | 4.2145 | 4.0363 | 3.9314 | 4.2559 | 4.7075 | 4.392 | 4.4947 | 4.5014 | 4.7362 | 5.0971 | 5.0348 | 5.0671 | 4.8355 | 4.6932 | 4.3579 | 4.038
2041-05-12 | 3.9321 | 3.7833 | 3.7141 | 3.6337 | 3.7145 | 3.7337 | 3.8714 | 4.1285 | 4.3296 | 4.0575 | 4.2661 | 4.4602 | 4.2948 | 4.235 | 4.2679 | 4.5564 | 4.6011 | 4.9891 | 5.2188 | 5.4017 | 5.2142 | 4.7695 | 4.3624 | 4.0584
2041-05-13 | 3.981 | 3.8625 | 3.8459 | 3.8409 | 3.9413 | 4.205 | 4.4564 | 4.5597 | 5.0082 | 4.8389 | 4.5101 | 4.7143 | 4.4114 | 4.2095 | 4.4965 | 4.9594 | 5.7115 | 5.8788 | 5.9007 | 5.7437 | 5.7423 | 5.2546 | 4.7269 | 4.2237
2041-05-14 | 4.3518 | 4.3754 | 4.3082 | 4.3051 | 4.289 | 4.704 | 4.8037 | 5.1137 | 5.5163 | 5.3282 | 5.3399 | 5.4555 | 5.0132 | 5.1218 | 5.2862 | 5.3581 | 5.63 | 6.0233 | 6.1927 | 6.3075 | 6.2046 | 5.6857 | 5.0046 | 4.4687
2041-05-15 | 4.0366 | 3.9005 | 3.8473 | 3.8086 | 3.9694 | 4.2823 | 4.4681 | 4.6827 | 5.2729 | 5.0687 | 4.9024 | 4.8371 | 4.7939 | 4.8945 | 4.8987 | 5.2132 | 5.3232 | 5.8355 | 5.6537 | 5.9088 | 5.9097 | 5.477 | 4.6742 | 4.3547
2041-05-16 | 4.2328 | 4.1008 | 4.0508 | 4.1486 | 4.1451 | 4.4529 | 4.761 | 4.9999 | 5.1273 | 4.9483 | 4.9526 | 4.8628 | 4.7668 | 4.6816 | 4.751 | 5.0538 | 5.4059 | 5.8917 | 5.8489 | 5.8046 | 5.5859 | 5.2354 | 4.7245 | 4.3556
2041-05-17 | 4.2622 | 4.1171 | 4.116 | 4.219 | 4.1944 | 4.5642 | 4.8184 | 5.07 | 5.2048 | 5.0734 | 5.0607 | 4.9778 | 4.84 | 4.7336 | 5.0553 | 5.4049 | 5.6625 | 5.782 | 5.8031 | 5.7908 | 5.7076 | 5.5205 | 5.0663 | 4.5669
2041-05-18 | 4.3319 | 4.1513 | 4.1257 | 4.1207 | 4.1556 | 4.4824 | 4.4941 | 4.5726 | 5.2516 | 5.0107 | 4.9231 | 4.7531 | 4.6847 | 4.3804 | 4.5744 | 4.882 | 5.0808 | 5.3627 | 5.5112 | 5.6929 | 5.5017 | 5.2432 | 4.8301 | 4.3543
2041-05-19 | 4.2248 | 4.0384 | 3.9936 | 3.9583 | 4.0082 | 4.2081 | 4.2007 | 4.3735 | 4.9788 | 4.7373 | 4.8269 | 4.8776 | 4.6981 | 4.5107 | 4.7214 | 5.0397 | 5.3256 | 5.4044 | 5.5954 | 5.5373 | 5.4527 | 5.1991 | 4.7833 | 4.2657
2041-05-20 | 4.1316 | 4.2019 | 4.0153 | 3.9646 | 3.9956 | 4.2516 | 4.5194 | 4.637 | 5.2121 | 5.1935 | 4.8919 | 5.0107 | 4.8404 | 4.744 | 5.01 | 5.2016 | 5.3446 | 5.7798 | 5.8934 | 5.8517 | 5.8749 | 5.4723 | 5.1012 | 4.5502
2041-05-21 | 4.293 | 4.038 | 3.9788 | 3.9341 | 3.903 | 4.259 | 4.7444 | 4.905 | 5.3207 | 5.0396 | 4.8027 | 4.8632 | 4.564 | 4.7877 | 4.7534 | 5.1877 | 5.3662 | 5.6846 | 5.801 | 5.806 | 5.7353 | 5.0551 | 4.5296 | 4.1984
2041-05-22 | 4.1194 | 4.0143 | 4.1014 | 3.8926 | 4.1041 | 4.406 | 4.5646 | 4.6538 | 4.721 | 4.5939 | 4.6405 | 4.7732 | 4.4632 | 4.3387 | 4.7063 | 4.689 | 4.9265 | 5.4162 | 5.5054 | 5.646 | 5.5689 | 5.347 | 4.7485 | 4.4317
2041-05-23 | 4.2814 | 4.1982 | 4.1665 | 4.2458 | 4.2802 | 4.5659 | 4.7065 | 4.892 | 5.0125 | 5.0387 | 5.0476 | 4.8903 | 4.6165 | 4.6781 | 5.2526 | 5.2724 | 5.2651 | 5.5812 | 5.7059 | 5.7513 | 5.5179 | 5.2804 | 4.6757 | 4.2595
2041-05-24 | 4.2058 | 4.0256 | 4.0229 | 4.0131 | 4.1786 | 4.4433 | 4.6139 | 4.6828 | 4.9145 | 4.7466 | 4.8566 | 4.8209 | 4.6004 | 4.4347 | 4.4546 | 4.7335 | 5.0008 | 5.6601 | 5.645 | 5.8766 | 5.6852 | 5.4227 | 5.0064 | 4.6071
2041-05-25 | 4.395 | 4.236 | 4.2051 | 4.2287 | 4.1466 | 4.3963 | 4.0525 | 4.2646 | 4.7518 | 4.717 | 4.4801 | 4.684 | 4.4335 | 4.3391 | 4.3252 | 4.4291 | 4.7026 | 5.1312 | 5.1735 | 5.1241 | 4.8725 | 4.815 | 4.4828 | 4.1436
2041-05-26 | 4.0223 | 3.982 | 3.966 | 3.8738 | 3.9804 | 4.0856 | 4.1111 | 4.1384 | 4.6498 | 4.6277 | 4.5937 | 4.4973 | 4.511 | 4.591 | 4.6428 | 4.904 | 5.0887 | 5.4302 | 5.5117 | 5.4598 | 5.0192 | 4.9021 | 4.6834 | 4.2917
2041-05-27 | 4.1947 | 4.0694 | 3.9816 | 3.9409 | 3.9145 | 4.0813 | 4.1996 | 4.3243 | 4.5081 | 4.4314 | 4.6691 | 4.5288 | 4.5035 | 4.3579 | 4.3958 | 4.6577 | 4.9889 | 5.0955 | 5.1565 | 5.2492 | 5.2466 | 4.9801 | 4.6623 | 4.3382
2041-05-28 | 4.244 | 4.2022 | 4.1073 | 4.0684 | 4.1384 | 4.3585 | 4.3793 | 4.4779 | 4.9888 | 5.0417 | 5.003 | 4.9117 | 5.0451 | 4.9785 | 5.109 | 5.2458 | 5.4394 | 5.7172 | 5.5432 | 5.6832 | 5.3942 | 5.1102 | 4.5787 | 4.1828
2041-05-29 | 4.0431 | 3.948 | 3.9668 | 3.9756 | 3.8177 | 4.1394 | 4.4612 | 4.4735 | 4.6786 | 4.7421 | 4.4722 | 4.5943 | 4.6562 | 4.6649 | 4.8387 | 4.8289 | 5.1116 | 5.3553 | 5.4231 | 5.4977 | 5.4276 | 5.1101 | 4.3889 | 4.1519
2041-05-30 | 4.0878 | 3.9102 | 3.9016 | 3.904 | 3.7107 | 4.1184 | 4.3534 | 4.4881 | 4.6556 | 4.5615 | 4.6785 | 4.6186 | 4.569 | 4.3169 | 4.527 | 4.9908 | 5.0832 | 5.4049 | 5.6105 | 5.7509 | 5.7432 | 5.1737 | 4.6489 | 4.1049
2041-05-31 | 4.0309 | 3.8586 | 3.8264 | 3.811 | 3.9541 | 4.3775 | 4.7982 | 4.6494 | 4.9108 | 4.803 | 4.8022 | 4.8431 | 4.6678 | 4.2551 | 4.674 | 5.0176 | 5.0113 | 5.3332 | 5.2131 | 5.1253 | 5.1528 | 5.1141 | 4.6026 | 4.3405
2041-06-01 | 4.0542 | 3.9093 | 3.7675 | 3.7437 | 3.8125 | 4.1427 | 4.0963 | 4.1987 | 4.6062 | 4.3634 | 4.2608 | 4.4052 | 4.3537 | 4.099 | 4.2428 | 4.4969 | 4.6563 | 5.0657 | 5.2946 | 5.2026 | 5.0852 | 4.8585 | 4.5636 | 4.1709
2041-06-02 | 3.9524 | 3.7907 | 3.7162 | 3.7721 | 3.8469 | 3.9535 | 4.1037 | 4.0264 | 4.49 | 4.3094 | 4.0982 | 3.9361 | 3.9271 | 3.7787 | 4.0512 | 4.2653 | 4.4986 | 4.8848 | 4.9191 | 5.0571 | 4.8898 | 4.7893 | 4.2981 | 4.0245
2041-06-03 | 3.898 | 3.8545 | 3.7256 | 3.8679 | 3.8766 | 4.0965 | 4.1596 | 4.1835 | 4.464 | 4.5076 | 4.6793 | 4.4455 | 4.6441 | 4.7354 | 4.9651 | 5.0112 | 5.0365 | 5.2366 | 5.3821 | 5.4593 | 5.3085 | 4.8322 | 4.4649 | 4.1017
2041-06-04 | 3.9741 | 3.8614 | 3.8004 | 3.7516 | 3.8421 | 4.256 | 4.6045 | 4.2973 | 4.3851 | 4.5999 | 4.7082 | 4.6289 | 4.5171 | 4.3936 | 4.7088 | 4.8301 | 4.8794 | 5.3289 | 5.349 | 5.4003 | 5.283 | 4.9117 | 4.5673 | 4.1777
2041-06-05 | 4.0725 | 3.9754 | 3.9657 | 3.9785 | 4.0118 | 4.2436 | 4.2729 | 4.2507 | 4.6366 | 4.6534 | 4.5013 | 4.4181 | 4.5996 | 4.7459 | 4.5634 | 4.8607 | 4.9258 | 5.3078 | 5.4261 | 5.5658 | 5.596 | 5.3217 | 4.9349 | 4.5756
2041-06-06 | 4.3278 | 4.241 | 4.1508 | 4.1139 | 4.1954 | 4.3918 | 4.4454 | 4.5642 | 4.7707 | 4.7545 | 4.4857 | 4.5271 | 4.3942 | 4.3251 | 4.3194 | 4.7051 | 4.8544 | 5.1503 | 5.2677 | 5.2809 | 5.2672 | 4.9093 | 4.529 | 4.1437
2041-06-07 | 4.0501 | 3.9779 | 4.005 | 3.8959 | 4.0256 | 4.246 | 4.2437 | 4.376 | 4.6322 | 4.5107 | 4.5171 | 4.431 | 4.2609 | 4.2165 | 4.3368 | 4.5923 | 4.7295 | 5.0829 | 5.4349 | 5.4802 | 5.341 | 5.1229 | 4.7503 | 4.4952
2041-06-08 | 4.3056 | 3.9508 | 3.8657 | 3.8298 | 3.9768 | 4.1386 | 4.2879 | 4.4027 | 4.6389 | 4.5107 | 4.3581 | 4.545 | 3.9715 | 3.8933 | 4.3439 | 4.7082 | 4.783 | 5.3694 | 5.197 | 5.3035 | 5.1519 | 4.9818 | 4.6473 | 4.2039
2041-06-09 | 4.0752 | 3.9488 | 3.9336 | 3.9184 | 3.9777 | 4.0915 | 4.1956 | 4.3226 | 4.6029 | 4.5146 | 4.5627 | 4.4004 | 4.4494 | 4.3885 | 4.5046 | 4.6867 | 4.6211 | 4.9882 | 5.3616 | 5.403 | 5.368 | 5.0261 | 4.7569 | 4.2946
2041-06-10 | 4.1673 | 3.9264 | 3.9006 | 3.9905 | 4.0283 | 4.237 | 4.3068 | 4.6446 | 5.0762 | 4.8276 | 4.9395 | 4.7838 | 4.7432 | 4.6913 | 4.8019 | 4.9955 | 5.2261 | 5.6433 | 5.6517 | 5.5891 | 5.5262 | 5.2924 | 4.9406 | 4.3756
2041-06-11 | 4.0358 | 3.9291 | 3.8242 | 3.8592 | 3.9479 | 4.1166 | 4.2078 | 4.3309 | 4.8261 | 4.5409 | 4.5223 | 4.3919 | 4.4415 | 4.3069 | 4.4699 | 4.6699 | 4.8062 | 5.2131 | 5.5361 | 5.6277 | 5.5301 | 5.1979 | 4.7028 | 4.344
2041-06-12 | 4.2347 | 4.0061 | 3.9499 | 3.9185 | 3.9448 | 4.2732 | 4.2391 | 4.4394 | 4.6768 | 4.7444 | 4.7399 | 4.7782 | 4.3771 | 4.3436 | 4.5538 | 5.0506 | 4.994 | 5.3888 | 5.5136 | 5.592 | 5.5633 | 5.3187 | 4.8781 | 4.5177
2041-06-13 | 4.3739 | 4.3683 | 4.2089 | 4.0937 | 4.1061 | 4.3604 | 4.2551 | 4.3594 | 4.4678 | 4.285 | 4.4592 | 4.3739 | 4.4657 | 4.2224 | 4.3284 | 4.5201 | 4.7854 | 5.1084 | 5.1619 | 5.2777 | 5.1479 | 4.8197 | 4.354 | 4.1229
2041-06-14 | 4.0011 | 3.8407 | 3.9172 | 3.843 | 3.9054 | 3.9951 | 3.9351 | 4.1695 | 4.5548 | 4.7037 | 4.814 | 4.8313 | 4.7429 | 4.6359 | 4.8188 | 5.0717 | 5.0978 | 5.3893 | 5.4809 | 5.4167 | 5.2133 | 4.9888 | 4.6111 | 4.3216
2041-06-15 | 4.1885 | 3.9438 | 3.8612 | 3.8661 | 3.9139 | 4.1305 | 4.1471 | 4.3658 | 4.3371 | 4.3599 | 4.0157 | 4.177 | 4.1403 | 3.9558 | 3.9837 | 4.2089 | 4.5478 | 5.0162 | 5.0508 | 5.0463 | 4.7893 | 4.623 | 4.3859 | 4.124
2041-06-16 | 4.028 | 3.9914 | 3.928 | 3.9365 | 3.8811 | 4.0792 | 3.9584 | 3.9479 | 4.3267 | 4.1481 | 4.2387 | 4.273 | 4.0102 | 4.2652 | 4.5137 | 4.5619 | 4.72 | 5.1256 | 5.2979 | 5.4336 | 5.3296 | 4.9542 | 4.5539 | 4.2625
2041-06-17 | 4.1333 | 4.0021 | 3.7726 | 3.8437 | 3.9574 | 4.0764 | 4.1061 | 4.2126 | 4.6429 | 4.4243 | 4.5304 | 4.3419 | 4.1424 | 4.3834 | 4.515 | 4.5772 | 4.7631 | 5.1695 | 5.3317 | 5.2695 | 5.1245 | 4.7981 | 4.5064 | 4.3252
2041-06-18 | 4.5555 | 4.459 | 4.3439 | 4.3617 | 4.4175 | 4.7051 | 4.7338 | 4.8617 | 5.1813 | 5.2774 | 5.3605 | 5.2516 | 4.832 | 4.7277 | 5.3373 | 5.5322 | 5.6869 | 6.0394 | 6.104 | 6.2055 | 6.0655 | 5.5947 | 5.1639 | 4.8152
2041-06-19 | 4.264 | 4.2399 | 4.0807 | 3.994 | 4.0914 | 4.3618 | 4.4216 | 4.6987 | 4.7092 | 4.5871 | 4.4858 | 4.3478 | 4.3265 | 4.2356 | 4.447 | 4.7571 | 4.9643 | 5.3732 | 5.4615 | 5.5933 | 5.5511 | 5.129 | 4.5957 | 4.2565
2041-06-20 | 4.1047 | 4.0415 | 4.0169 | 4.0839 | 4.0135 | 4.097 | 4.1279 | 4.2163 | 4.9882 | 4.814 | 4.7227 | 4.8146 | 4.8978 | 4.4764 | 4.3628 | 4.7135 | 4.9096 | 5.3527 | 5.4916 | 5.5721 | 5.4398 | 5.0379 | 4.5338 | 4.3005
2041-06-21 | 4.2774 | 4.1196 | 4.1282 | 3.9922 | 3.9882 | 4.1665 | 4.2456 | 4.2792 | 4.5259 | 4.6466 | 4.7471 | 4.9395 | 4.6044 | 4.6711 | 4.8785 | 4.9263 | 4.8869 | 5.0709 | 5.0058 | 5.2419 | 5.0765 | 4.9873 | 4.6251 | 4.2813
2041-06-22 | 4.0635 | 3.9375 | 3.9277 | 3.902 | 3.85 | 4.1189 | 4.2621 | 4.3007 | 4.5796 | 4.6287 | 4.4737 | 4.5667 | 4.4892 | 4.2998 | 4.7792 | 5.0584 | 5.1806 | 5.5176 | 5.426 | 5.5761 | 5.4065 | 5.239 | 4.8492 | 4.4401
2041-06-23 | 4.2743 | 4.2279 | 3.9887 | 3.9705 | 4.0272 | 4.087 | 4.2798 | 4.3664 | 4.6303 | 4.5603 | 4.5959 | 4.6106 | 4.5506 | 4.2886 | 4.465 | 4.8479 | 4.8649 | 5.1451 | 5.249 | 5.3615 | 5.2935 | 5.1658 | 4.7361 | 4.4589
2041-06-24 | 4.3001 | 4.1961 | 4.1582 | 4.0936 | 4.0102 | 4.2918 | 4.4096 | 4.5336 | 4.8816 | 4.7146 | 4.499 | 4.8159 | 4.9211 | 4.6798 | 4.7815 | 4.9284 | 5.1854 | 5.4924 | 5.5687 | 5.5683 | 5.4022 | 5.1478 | 4.7712 | 4.3319
2041-06-25 | 4.2464 | 4.1772 | 4.1031 | 4.1554 | 4.2001 | 4.4274 | 4.4765 | 4.6662 | 4.9434 | 4.8259 | 4.7877 | 4.5634 | 4.5989 | 4.4906 | 4.6874 | 4.7336 | 4.8866 | 5.4608 | 5.6262 | 5.6835 | 5.4126 | 5.0755 | 4.8402 | 4.5894
2041-06-26 | 4.3719 | 4.2279 | 4.1298 | 4.1346 | 4.163 | 4.3629 | 4.2866 | 4.6083 | 4.7624 | 4.8917 | 4.7978 | 4.7663 | 4.4472 | 4.3269 | 4.4394 | 4.6818 | 4.7095 | 5.1928 | 5.2118 | 5.2115 | 5.0879 | 4.8358 | 4.494 | 4.1331
2041-06-27 | 4.0252 | 3.9238 | 3.9643 | 3.9027 | 3.8828 | 4.1543 | 4.2972 | 4.3786 | 4.5913 | 4.7203 | 4.6174 | 4.6086 | 4.6099 | 4.4588 | 4.7918 | 4.7472 | 5.0461 | 5.4461 | 5.5688 | 5.6561 | 5.5388 | 5.1358 | 4.7293 | 4.4391
2041-06-28 | 4.3999 | 4.2444 | 4.2792 | 4.1493 | 4.2715 | 4.4132 | 4.4978 | 4.5695 | 5.1477 | 5.1694 | 5.2477 | 4.9721 | 4.8969 | 4.7646 | 4.8653 | 4.7249 | 4.8277 | 5.3109 | 5.4805 | 5.4408 | 5.3146 | 5.0827 | 4.7763 | 4.4674
2041-06-29 | 4.2467 | 4.2156 | 4.0643 | 4.0152 | 3.9701 | 4.1611 | 4.24 | 4.2549 | 4.4879 | 4.2475 | 4.1373 | 4.0777 | 4.1189 | 4.0133 | 4.2366 | 4.5219 | 4.5572 | 5.0242 | 5.1407 | 5.0944 | 4.9604 | 4.7042 | 4.589 | 4.3756
2041-06-30 | 4.2009 | 4.0688 | 4.0376 | 3.9527 | 4.0578 | 4.229 | 4.1837 | 4.2796 | 4.5134 | 4.5681 | 4.4482 | 4.548 | 4.6755 | 4.454 | 4.3212 | 4.5927 | 4.5926 | 5.0721 | 5.2567 | 5.2696 | 5.0324 | 4.8875 | 4.5465 | 4.3056
2041-07-01 | 4.0637 | 4.0255 | 3.9672 | 3.9337 | 3.9961 | 4.1395 | 4.2007 | 4.4493 | 4.7634 | 4.7383 | 4.8694 | 4.6919 | 4.8677 | 4.8839 | 4.8907 | 5.2988 | 5.5002 | 5.7465 | 5.7906 | 5.9158 | 5.7318 | 5.1235 | 4.6309 | 4.2377
2041-07-02 | 4.0857 | 3.9944 | 3.8705 | 3.8091 | 3.8744 | 4.1142 | 4.1764 | 4.4544 | 4.7004 | 4.5167 | 4.7021 | 4.5661 | 4.61 | 4.4562 | 4.4536 | 4.6905 | 4.9636 | 5.4381 | 5.4958 | 5.6546 | 5.5336 | 4.9841 | 4.7729 | 4.3218
2041-07-03 | 4.2007 | 4.0871 | 4.0606 | 4.1047 | 4.0126 | 4.2459 | 4.0133 | 4.2832 | 4.7963 | 4.8402 | 4.912 | 4.7716 | 4.6802 | 4.6545 | 4.662 | 5.0276 | 5.1615 | 5.611 | 5.5069 | 5.6926 | 5.4668 | 5.2041 | 4.5747 | 4.2279
2041-07-04 | 4.0503 | 3.9649 | 4.0095 | 3.9921 | 4.0022 | 4.1493 | 4.1427 | 4.3129 | 4.5112 | 4.6252 | 4.509 | 4.7305 | 4.6613 | 4.4906 | 4.6137 | 4.6554 | 4.9446 | 5.3884 | 5.0981 | 5.2513 | 5.0277 | 4.8361 | 4.7904 | 4.2657
2041-07-05 | 4.1743 | 3.984 | 4.1277 | 4.0761 | 4.0904 | 4.323 | 4.2768 | 4.6616 | 4.7795 | 4.7311 | 4.8977 | 4.8431 | 4.9772 | 4.8839 | 5.0168 | 5.0654 | 5.2534 | 5.3392 | 5.4847 | 5.4607 | 5.3705 | 5.1143 | 4.8876 | 4.488
2041-07-06 | 4.2968 | 4.1761 | 4.0727 | 3.9477 | 4.1291 | 4.3029 | 4.2347 | 4.5099 | 4.8277 | 4.5949 | 4.4014 | 4.4865 | 4.401 | 4.3817 | 4.5146 | 4.8137 | 4.8245 | 5.0749 | 5.1692 | 5.0437 | 4.8504 | 4.7852 | 4.7326 | 4.4103
2041-07-07 | 4.3407 | 4.2495 | 4.173 | 4.1415 | 4.1614 | 4.2421 | 4.2652 | 4.6229 | 4.8493 | 4.8729 | 4.605 | 4.7784 | 4.5299 | 4.6544 | 4.6438 | 4.9223 | 5.0436 | 5.1503 | 5.2234 | 5.2925 | 5.1832 | 4.9283 | 4.5197 | 4.2846
2041-07-08 | 4.1412 | 3.9998 | 3.9901 | 4.0198 | 4.105 | 4.3411 | 4.4517 | 4.9259 | 5.3127 | 4.9136 | 4.774 | 4.771 | 4.7618 | 4.7476 | 4.6688 | 4.9112 | 5.1606 | 5.369 | 5.6911 | 5.8532 | 5.7018 | 5.335 | 4.9834 | 4.585
2041-07-09 | 4.4194 | 4.2525 | 4.2475 | 4.223 | 4.3103 | 4.6511 | 4.7915 | 4.987 | 5.1796 | 4.9366 | 4.7949 | 4.9748 | 4.887 | 4.685 | 4.6127 | 4.8199 | 5.4882 | 6.2162 | 6.1757 | 6.2365 | 6.0744 | 5.7415 | 5.2119 | 4.786
2041-07-10 | 4.4533 | 4.285 | 4.206 | 4.1303 | 4.3281 | 4.4876 | 4.6499 | 4.8567 | 5.0451 | 4.8277 | 4.7352 | 4.5932 | 4.4788 | 4.5656 | 4.7187 | 5.2806 | 5.677 | 6.1194 | 6.1775 | 6.22 | 6.1092 | 5.6988 | 5.1271 | 4.5933
2041-07-11 | 4.2804 | 4.3193 | 4.1876 | 4.062 | 4.0457 | 4.2708 | 4.2687 | 4.6125 | 4.8566 | 4.6454 | 4.4765 | 4.4525 | 4.4255 | 4.4305 | 4.4456 | 4.6782 | 4.8653 | 5.3196 | 5.3978 | 5.6105 | 5.4136 | 5.0884 | 4.6315 | 4.378
2041-07-12 | 4.3218 | 4.1896 | 4.121 | 4.0147 | 4.1073 | 4.1904 | 4.0342 | 4.2054 | 4.8482 | 4.6535 | 4.4193 | 4.5457 | 4.7018 | 4.5054 | 4.4945 | 4.689 | 4.9936 | 5.4634 | 5.572 | 5.4404 | 5.2777 | 5.0319 | 4.6634 | 4.4663
2041-07-13 | 4.3372 | 4.1431 | 4.0265 | 4.03 | 4.0228 | 4.1478 | 4.0487 | 4.2639 | 4.7182 | 4.6057 | 4.306 | 4.3185 | 4.2726 | 4.2777 | 4.4123 | 4.5471 | 4.7533 | 5.3331 | 5.336 | 5.3443 | 5.2174 | 4.8029 | 4.5136 | 4.1858
2041-07-14 | 4.101 | 3.9702 | 3.8723 | 3.819 | 3.7792 | 3.8433 | 3.835 | 4.0241 | 4.4197 | 4.3235 | 4.2066 | 4.3245 | 4.2049 | 4.2726 | 4.3541 | 4.5586 | 4.663 | 5.3044 | 5.3549 | 5.3396 | 5.2576 | 4.9569 | 4.6487 | 4.2678
2041-07-15 | 4.165 | 4.0752 | 4.0527 | 3.9661 | 3.9786 | 4.1496 | 3.999 | 4.382 | 4.8659 | 4.5867 | 4.6208 | 4.6528 | 4.8624 | 4.7112 | 4.7831 | 5.005 | 5.2809 | 5.7263 | 5.8497 | 5.9382 | 5.726 | 5.3642 | 4.7714 | 4.4404
2041-07-16 | 4.2817 | 4.1174 | 4.028 | 4.0119 | 4.0186 | 4.2371 | 4.1024 | 4.2556 | 4.6133 | 4.4778 | 4.3869 | 4.337 | 4.4424 | 4.3885 | 4.5193 | 4.6141 | 4.8892 | 5.4593 | 5.5531 | 5.6986 | 5.4613 | 5.1156 | 4.7143 | 4.385
2041-07-17 | 4.25 | 4.1293 | 4.0602 | 3.9995 | 4.0725 | 4.442 | 4.4345 | 4.4604 | 5.0833 | 4.9581 | 4.8039 | 4.8281 | 4.8923 | 4.7224 | 5.0829 | 5.1672 | 5.4329 | 5.7041 | 5.9304 | 6.0513 | 5.9169 | 5.363 | 4.8636 | 4.3884
2041-07-18 | 4.2372 | 4.234 | 4.1436 | 4.0407 | 4.0966 | 4.237 | 4.196 | 4.3332 | 4.6276 | 4.5671 | 4.2356 | 4.3139 | 4.2732 | 4.1528 | 4.3554 | 4.6337 | 4.9628 | 5.3966 | 5.4373 | 5.5758 | 5.4681 | 5.1599 | 4.6658 | 4.3563
2041-07-19 | 4.38 | 4.2304 | 4.268 | 4.1418 | 4.349 | 4.6129 | 4.6405 | 4.8299 | 5.1499 | 5.037 | 5.1707 | 5.1048 | 5.2002 | 5.0257 | 5.2263 | 5.3272 | 5.3812 | 5.9442 | 5.808 | 5.7547 | 5.46 | 5.1483 | 4.5748 | 4.428
2041-07-20 | 4.3023 | 4.1818 | 4.0726 | 4.0691 | 4.0933 | 4.1859 | 4.1188 | 4.2859 | 4.4415 | 4.3849 | 4.3606 | 4.4801 | 4.4753 | 4.427 | 4.2131 | 4.5457 | 4.713 | 5.1282 | 5.2003 | 5.3347 | 5.1508 | 4.9362 | 4.5699 | 4.3907
2041-07-21 | 4.188 | 4.1109 | 4.0009 | 3.9572 | 3.9853 | 4.1802 | 4.0461 | 4.5186 | 4.9148 | 4.9523 | 4.6606 | 4.5799 | 4.6062 | 4.4252 | 4.3718 | 4.5702 | 4.8891 | 5.4128 | 5.491 | 5.638 | 5.7252 | 5.311 | 4.8947 | 4.4723
2041-07-22 | 4.3525 | 4.2341 | 4.1537 | 4.0489 | 4.0002 | 4.3127 | 4.2855 | 4.5505 | 4.7996 | 4.5738 | 4.3816 | 4.7414 | 4.605 | 4.2859 | 4.3811 | 4.8253 | 4.9994 | 5.4041 | 5.4439 | 5.4783 | 5.4003 | 5.0896 | 4.6811 | 4.4082
2041-07-23 | 4.2545 | 4.1894 | 4.1732 | 4.0783 | 4.1928 | 4.4361 | 4.5032 | 4.5869 | 4.8589 | 4.4759 | 4.4847 | 4.4266 | 4.4504 | 4.5061 | 4.8011 | 5.2488 | 5.2778 | 5.7679 | 5.8552 | 5.9798 | 5.8506 | 5.4952 | 4.9616 | 4.492
2041-07-24 | 4.2566 | 4.1718 | 4.0705 | 4.0046 | 4.1141 | 4.2775 | 4.3438 | 4.6241 | 4.9345 | 4.8346 | 4.7162 | 4.794 | 4.7015 | 4.7353 | 4.7977 | 5.1309 | 5.4293 | 5.5907 | 5.7866 | 5.9001 | 5.9254 | 5.3534 | 4.6731 | 4.3097
2041-07-25 | 4.1415 | 4.1294 | 4.04 | 4.0214 | 4.0794 | 4.2613 | 4.3098 | 4.4463 | 4.562 | 4.7158 | 4.9088 | 5.0091 | 5.1082 | 4.9927 | 5.015 | 5.2383 | 5.378 | 5.7578 | 5.9116 | 5.9093 | 5.7269 | 5.3239 | 4.8476 | 4.4238
2041-07-26 | 4.3085 | 4.1687 | 4.1042 | 4.1309 | 4.2032 | 4.3226 | 4.3328 | 4.5456 | 4.8573 | 4.6097 | 4.5784 | 4.673 | 4.5811 | 4.3453 | 4.5447 | 5.0351 | 5.1728 | 5.401 | 5.5362 | 5.5583 | 5.4252 | 5.0454 | 4.7499 | 4.4072
2041-07-27 | 4.3782 | 4.1622 | 4.0403 | 3.9883 | 4.003 | 4.3124 | 4.363 | 4.5266 | 4.7223 | 4.8083 | 4.6748 | 4.929 | 4.7807 | 4.4674 | 4.4531 | 4.7349 | 4.9451 | 5.1347 | 5.2929 | 5.4931 | 5.2063 | 4.918 | 4.6412 | 4.3227
2041-07-28 | 4.1901 | 4.0402 | 3.954 | 4.0046 | 4.0073 | 4.0902 | 4.1816 | 4.4606 | 4.6402 | 4.459 | 4.4261 | 4.5032 | 4.7784 | 4.3815 | 4.387 | 4.5964 | 4.8715 | 5.2313 | 5.2645 | 5.6021 | 5.353 | 4.9744 | 4.7481 | 4.3517
2041-07-29 | 4.4266 | 4.3261 | 4.218 | 4.2522 | 4.2587 | 4.4802 | 4.6119 | 4.8133 | 5.0362 | 4.8565 | 4.9826 | 4.833 | 4.9331 | 4.6498 | 4.8784 | 5.3745 | 5.7209 | 6.0011 | 6.351 | 6.6021 | 6.4463 | 6.1422 | 5.376 | 4.9315
2041-07-30 | 4.42 | 3.7943 | 3.7266 | 3.9808 | 4.169 | 4.316 | 4.3376 | 4.7748 | 5.3285 | 5.1386 | 4.6852 | 4.5387 | 4.4294 | 4.3316 | 4.4825 | 4.9641 | 5.2156 | 5.5699 | 5.7394 | 5.7917 | 5.5904 | 5.1759 | 4.7442 | 4.3455
2041-07-31 | 4.1929 | 4.0845 | 4.1027 | 3.9797 | 4.0987 | 4.4326 | 4.477 | 4.6673 | 4.7713 | 4.523 | 4.4496 | 4.6963 | 4.7043 | 4.8327 | 4.9829 | 5.2862 | 5.5855 | 5.8231 | 5.9136 | 5.9986 | 5.87 | 5.6638 | 5.1439 | 4.669
2041-08-01 | 4.7189 | 4.4864 | 4.4073 | 4.3343 | 4.2693 | 4.3251 | 4.5552 | 4.7406 | 4.8333 | 4.8361 | 4.5495 | 4.5572 | 4.6091 | 4.3443 | 4.6295 | 4.9705 | 5.0807 | 5.5541 | 5.5974 | 5.7102 | 5.6254 | 5.4024 | 4.871 | 4.5486
2041-08-02 | 4.5185 | 4.4333 | 4.3893 | 4.4569 | 4.4664 | 4.6688 | 4.8987 | 4.8743 | 4.9892 | 4.8147 | 4.7153 | 4.6644 | 4.9242 | 4.6504 | 4.7311 | 4.853 | 5.0933 | 5.3036 | 5.5164 | 5.5276 | 5.3731 | 5.1891 | 4.9748 | 4.7023
2041-08-03 | 4.4827 | 4.3262 | 4.2147 | 4.2247 | 4.299 | 4.527 | 4.6117 | 4.7333 | 4.8686 | 4.5516 | 4.4752 | 4.5973 | 4.3906 | 4.2048 | 4.5637 | 5.1015 | 5.2678 | 5.4765 | 5.699 | 5.8152 | 5.6111 | 5.406 | 5.0726 | 4.661
2041-08-04 | 4.4753 | 4.3665 | 4.2601 | 4.2541 | 4.2456 | 4.3872 | 4.4693 | 4.5221 | 4.7306 | 4.5977 | 4.7237 | 4.7927 | 4.9265 | 4.7247 | 4.7548 | 5.3954 | 5.4082 | 5.7571 | 5.9032 | 5.9595 | 5.8619 | 5.4899 | 5.2067 | 4.7384
2041-08-05 | 4.5493 | 4.4125 | 4.2005 | 4.2151 | 4.2389 | 4.3683 | 4.7005 | 4.7904 | 5.0894 | 4.9185 | 4.6538 | 4.7129 | 4.6679 | 4.3275 | 4.7462 | 5.2628 | 5.4508 | 5.6859 | 5.7922 | 5.813 | 5.5784 | 5.1831 | 4.8491 | 4.5616
2041-08-06 | 4.3611 | 4.2962 | 4.3133 | 4.2737 | 4.3779 | 4.616 | 4.8763 | 4.9686 | 5.1277 | 4.8942 | 5.0057 | 5.1063 | 5.0288 | 5.0937 | 5.1671 | 5.5778 | 5.7564 | 6.048 | 6.1418 | 6.1564 | 6.0031 | 5.6523 | 5.1099 | 4.7405
2041-08-07 | 4.6142 | 4.5429 | 4.3923 | 4.4012 | 4.4779 | 4.607 | 4.822 | 4.8306 | 4.9488 | 4.9481 | 4.8354 | 4.8796 | 4.9266 | 4.8574 | 4.9802 | 5.3313 | 5.4571 | 5.717 | 5.8181 | 6.0228 | 5.9629 | 5.5182 | 5.0847 | 4.7835
2041-08-08 | 4.6971 | 4.6947 | 4.6616 | 4.5367 | 4.462 | 4.559 | 4.78 | 4.68 | 4.7504 | 4.6831 | 4.7064 | 4.7147 | 4.7201 | 4.5928 | 4.624 | 5.0258 | 5.417 | 5.5525 | 5.6625 | 5.7463 | 5.4927 | 5.2857 | 4.789 | 4.5889
2041-08-09 | 4.6221 | 4.4324 | 4.3784 | 4.3006 | 4.3083 | 4.5603 | 4.4745 | 4.7601 | 5.3196 | 5.267 | 4.9518 | 4.9813 | 4.9945 | 4.8952 | 4.9041 | 5.0661 | 5.2667 | 5.5497 | 5.6151 | 5.6679 | 5.4647 | 5.1995 | 4.8323 | 4.5831
2041-08-10 | 4.5269 | 4.3309 | 4.2159 | 4.1371 | 4.2073 | 4.3058 | 4.3826 | 4.6456 | 4.8338 | 4.8251 | 4.7435 | 4.7178 | 4.7146 | 4.5644 | 4.6081 | 5.0205 | 5.1738 | 5.3735 | 5.5412 | 5.7805 | 5.5003 | 5.2704 | 5.0021 | 4.7257
2041-08-11 | 4.5886 | 4.4966 | 4.3416 | 4.4294 | 4.4006 | 4.6355 | 4.7503 | 4.7246 | 4.8762 | 4.6828 | 4.8125 | 4.8768 | 4.9895 | 5.0167 | 4.8776 | 5.2269 | 5.268 | 5.5333 | 5.5383 | 5.6725 | 5.4218 | 5.2215 | 4.7894 | 4.5459
2041-08-12 | 4.4584 | 4.3131 | 4.2984 | 4.3008 | 4.3288 | 4.5963 | 4.9026 | 4.9087 | 5.1203 | 4.7916 | 4.7162 | 4.6067 | 4.649 | 4.3619 | 4.4723 | 4.829 | 5.1668 | 5.46 | 5.809 | 5.9023 | 5.7194 | 5.4546 | 5.0394 | 4.6934
2041-08-13 | 4.5205 | 4.4842 | 4.4095 | 4.3403 | 4.3879 | 4.5705 | 4.715 | 4.6592 | 5.2224 | 5.1294 | 5.1327 | 5.2069 | 5.1734 | 5.0916 | 5.1236 | 5.1658 | 5.3907 | 5.7234 | 5.871 | 5.9556 | 5.8018 | 5.2899 | 4.8538 | 4.553
2041-08-14 | 4.4296 | 4.3048 | 4.2327 | 4.1698 | 4.1154 | 4.5017 | 4.6842 | 4.674 | 5.2161 | 4.9795 | 4.7782 | 4.9097 | 4.9589 | 4.7323 | 4.9075 | 5.445 | 5.5005 | 5.7351 | 5.7106 | 5.7126 | 5.6024 | 5.4234 | 4.8839 | 4.5739
2041-08-15 | 4.4686 | 4.3968 | 4.4344 | 4.3588 | 4.4413 | 4.6756 | 4.5998 | 4.8085 | 5.2038 | 5.2093 | 5.0891 | 4.9618 | 5.0278 | 4.8979 | 5.0468 | 5.1757 | 5.4755 | 5.7406 | 5.6531 | 5.7827 | 5.6385 | 5.4302 | 4.9681 | 4.6379
2041-08-16 | 4.5742 | 4.4096 | 4.4254 | 4.1902 | 4.1768 | 4.4168 | 4.7197 | 4.7585 | 4.9948 | 5.0099 | 5.033 | 4.868 | 5.0378 | 4.9772 | 4.9874 | 5.0038 | 5.3558 | 5.6689 | 5.9237 | 5.8851 | 5.5879 | 5.3391 | 5.0514 | 4.68
2041-08-17 | 4.5739 | 4.435 | 4.3373 | 4.2443 | 4.3816 | 4.5601 | 4.7988 | 4.8585 | 5.0743 | 5.0092 | 4.8329 | 5.0206 | 4.7985 | 4.4999 | 4.6294 | 5.0263 | 5.226 | 5.7112 | 5.8251 | 5.7578 | 5.4181 | 5.2681 | 4.9035 | 4.6353
2041-08-18 | 4.3756 | 4.2217 | 4.1366 | 3.9839 | 4.1112 | 4.2871 | 4.2999 | 4.1676 | 4.8299 | 4.6683 | 4.5578 | 4.4991 | 4.6111 | 4.7189 | 4.5758 | 5.0619 | 5.1533 | 5.5742 | 5.716 | 5.7471 | 5.5516 | 5.1812 | 4.8772 | 4.5008
2041-08-19 | 4.4354 | 4.3218 | 4.203 | 4.1307 | 4.2177 | 4.4878 | 4.7388 | 4.6112 | 5.1586 | 5.126 | 4.8035 | 4.7803 | 4.7521 | 4.7769 | 4.7706 | 5.0206 | 5.3449 | 5.7051 | 5.8124 | 5.8547 | 5.5241 | 5.2061 | 4.8976 | 4.5379
2041-08-20 | 4.3759 | 4.2515 | 4.1772 | 4.1153 | 4.1602 | 4.454 | 4.8153 | 4.7863 | 5.011 | 4.7827 | 4.7479 | 4.84 | 4.6231 | 4.6121 | 4.7218 | 4.8739 | 5.2496 | 5.5329 | 5.7963 | 5.8775 | 5.6839 | 5.3853 | 5.0218 | 4.6953
2041-08-21 | 4.5099 | 4.4214 | 4.2813 | 4.1866 | 4.2541 | 4.5916 | 4.9072 | 4.9636 | 5.0933 | 4.9511 | 4.8188 | 4.8052 | 4.904 | 4.7543 | 4.9642 | 5.4087 | 5.6741 | 5.8881 | 5.9576 | 6.0012 | 5.681 | 5.4359 | 4.9129 | 4.7415
2041-08-22 | 4.6373 | 4.5106 | 4.5212 | 4.3498 | 4.3323 | 4.6338 | 4.9806 | 4.7951 | 5.0564 | 4.9054 | 4.9112 | 5.0561 | 5.0501 | 4.741 | 4.6901 | 5.0543 | 5.2434 | 5.5287 | 5.77 | 5.846 | 5.6467 | 5.3169 | 4.9784 | 4.6241
2041-08-23 | 4.5636 | 4.4113 | 4.3985 | 4.231 | 4.2432 | 4.4957 | 4.7733 | 4.9348 | 5.1703 | 5.2049 | 5.0951 | 4.9929 | 5.0035 | 4.9918 | 5.306 | 5.451 | 5.7049 | 5.9603 | 5.9837 | 5.8998 | 5.7239 | 5.3588 | 5.0476 | 4.7392
2041-08-24 | 4.6063 | 4.4802 | 4.3039 | 4.2511 | 4.2065 | 4.3503 | 4.6015 | 4.8549 | 5.1421 | 5.1008 | 4.9825 | 5.0525 | 5.013 | 4.8329 | 5.0308 | 5.3745 | 5.4997 | 5.6913 | 5.5743 | 5.6882 | 5.452 | 5.3039 | 5.0138 | 4.6197
2041-08-25 | 4.4499 | 4.2905 | 4.3106 | 4.1964 | 4.2352 | 4.5354 | 4.7052 | 4.7906 | 5.1332 | 4.9904 | 4.8619 | 4.8855 | 4.78 | 4.744 | 4.8855 | 5.0907 | 5.2371 | 5.7171 | 5.8224 | 5.9778 | 5.7873 | 5.5046 | 5.1418 | 4.7919
2041-08-26 | 4.6387 | 4.4341 | 4.3522 | 4.2243 | 4.2997 | 4.57 | 5.0378 | 5.2306 | 5.4462 | 5.1013 | 4.9074 | 4.9011 | 4.7912 | 4.7904 | 4.7893 | 5.0762 | 5.1563 | 5.5706 | 5.7613 | 5.8968 | 5.5075 | 5.2966 | 4.8539 | 4.57
2041-08-27 | 4.6111 | 4.5284 | 4.4559 | 4.4083 | 4.6179 | 4.9329 | 5.265 | 5.2334 | 5.412 | 5.3613 | 5.5246 | 5.2936 | 5.4018 | 5.2058 | 5.1292 | 5.5657 | 5.8994 | 6.32 | 6.3496 | 6.4974 | 6.1538 | 5.8024 | 5.3622 | 5.0178
2041-08-28 | 4.6133 | 4.5418 | 4.4599 | 4.3965 | 4.3323 | 4.6695 | 4.8511 | 4.9543 | 5.1792 | 4.8758 | 4.7557 | 4.811 | 4.9274 | 4.6701 | 4.8134 | 5.0446 | 5.1992 | 5.6477 | 5.6997 | 5.751 | 5.3838 | 5.101 | 4.7761 | 4.485
2041-08-29 | 4.5194 | 4.493 | 4.4806 | 4.4049 | 4.4318 | 4.4799 | 4.7462 | 4.5426 | 4.6633 | 5.1801 | 5.1512 | 5.0249 | 4.8896 | 4.6193 | 4.6971 | 5.1594 | 5.4576 | 5.6109 | 5.5815 | 5.7189 | 5.6614 | 5.3922 | 4.9359 | 4.6339
2041-08-30 | 4.5516 | 4.4294 | 4.3652 | 4.28 | 4.4019 | 4.5882 | 4.6195 | 4.6551 | 4.7634 | 4.7352 | 4.6276 | 4.5779 | 4.5364 | 4.8141 | 5.2089 | 5.1661 | 5.3595 | 5.6953 | 5.6842 | 5.554 | 5.5242 | 5.3969 | 4.9842 | 4.6195
2041-08-31 | 4.5104 | 4.3648 | 4.2992 | 4.2696 | 4.329 | 4.541 | 4.5936 | 4.6491 | 4.8732 | 4.7745 | 4.5889 | 4.7314 | 4.8701 | 4.5471 | 4.5696 | 4.7144 | 4.9163 | 5.6949 | 5.6833 | 5.6359 | 5.4334 | 5.1209 | 4.7937 | 4.5777
2041-09-01 | 4.4697 | 4.3558 | 4.4118 | 4.3251 | 4.4163 | 4.6485 | 4.863 | 4.8644 | 5.1081 | 5.0071 | 4.8921 | 4.8637 | 4.7014 | 4.5855 | 4.7804 | 4.7732 | 5.0774 | 5.6338 | 5.8101 | 5.7432 | 5.2901 | 5.139 | 4.8164 | 4.5664
2041-09-02 | 4.3957 | 4.296 | 4.2226 | 4.2798 | 4.3283 | 4.5688 | 4.6476 | 4.8277 | 5.0263 | 4.7764 | 4.7645 | 4.7975 | 4.7899 | 4.6365 | 4.7726 | 5.0279 | 5.3557 | 5.7333 | 5.7114 | 5.7224 | 5.4356 | 5.242 | 4.8493 | 4.6068
2041-09-03 | 4.3569 | 4.275 | 4.2202 | 4.0415 | 4.0559 | 4.2669 | 4.3095 | 4.3993 | 4.5682 | 4.7319 | 4.8797 | 4.7757 | 4.7855 | 4.6561 | 4.8863 | 4.8997 | 5.2103 | 5.7272 | 5.8699 | 5.9951 | 5.5462 | 5.2477 | 4.825 | 4.6306
2041-09-04 | 4.4998 | 4.357 | 4.2715 | 4.1986 | 4.2711 | 4.5717 | 4.8934 | 4.9885 | 5.0831 | 5.119 | 4.9988 | 5.3328 | 5.2973 | 4.8883 | 5.168 | 5.0429 | 5.4243 | 5.88 | 6.0079 | 5.7181 | 5.2882 | 5.3016 | 4.9072 | 4.6097
2041-09-05 | 4.4317 | 4.3943 | 4.3276 | 4.2941 | 4.2515 | 4.5124 | 4.7503 | 4.9598 | 5.1234 | 5.0134 | 4.8067 | 4.8237 | 4.9453 | 4.8452 | 4.8046 | 5.0636 | 5.4068 | 5.7894 | 5.7858 | 6.0613 | 5.9111 | 5.5589 | 4.999 | 4.6199
2041-09-06 | 4.5544 | 4.3412 | 4.4061 | 4.251 | 4.2994 | 4.5406 | 4.9684 | 4.9045 | 5.1998 | 5.1363 | 5.0413 | 5.0225 | 5.2975 | 4.9304 | 5.1172 | 5.0504 | 5.4189 | 5.7925 | 5.7863 | 5.6134 | 5.4329 | 5.0906 | 4.8255 | 4.5383
2041-09-07 | 4.4798 | 4.3249 | 4.2199 | 4.1647 | 4.2112 | 4.4192 | 4.5528 | 4.6455 | 4.7344 | 4.7296 | 4.8395 | 4.8135 | 4.6956 | 4.6741 | 4.6803 | 4.7652 | 4.8977 | 5.2643 | 5.4454 | 5.4503 | 5.2331 | 4.9352 | 4.7895 | 4.4821
2041-09-08 | 4.3815 | 4.2636 | 4.2028 | 4.1145 | 4.1845 | 4.3352 | 4.5369 | 4.6612 | 4.7401 | 4.6924 | 4.5688 | 4.7526 | 4.8397 | 4.7124 | 4.739 | 5.0273 | 5.2818 | 5.3523 | 5.4755 | 5.5538 | 5.2508 | 5.0255 | 4.635 | 4.3786
2041-09-09 | 4.2753 | 4.2062 | 4.0298 | 3.9961 | 4.0861 | 4.3864 | 4.664 | 4.5295 | 4.765 | 4.6974 | 4.4403 | 4.6889 | 4.608 | 4.5017 | 4.6574 | 5 | 5.3175 | 5.7661 | 5.9785 | 6.1675 | 5.9494 | 5.6523 | 5.136 | 4.8141
2041-09-10 | 4.6769 | 4.5593 | 4.5014 | 4.2594 | 4.1882 | 4.4566 | 4.6654 | 4.8106 | 4.8307 | 4.822 | 4.7376 | 4.6767 | 4.5834 | 4.5985 | 4.5896 | 4.8378 | 5.0256 | 5.4729 | 5.7085 | 5.6695 | 5.2395 | 5.0599 | 4.7005 | 4.5683
2041-09-11 | 4.5713 | 4.4291 | 4.3489 | 4.2786 | 4.388 | 4.6643 | 5.1187 | 5.1214 | 5.3068 | 5.2941 | 5.059 | 5.3769 | 5.2855 | 5.1387 | 5.0819 | 5.226 | 5.6454 | 5.9298 | 6.0447 | 5.9812 | 5.4728 | 5.2421 | 4.7759 | 4.4783
2041-09-12 | 4.3069 | 4.3174 | 4.2441 | 4.2453 | 4.2826 | 4.6439 | 4.9107 | 5.1412 | 5.2329 | 5.0427 | 5.0341 | 5.1834 | 5.2003 | 5.1971 | 5.0881 | 5.3749 | 5.583 | 6.0444 | 6.1293 | 6.2515 | 6.0991 | 5.7884 | 5.1965 | 4.9139
2041-09-13 | 4.74 | 4.4728 | 4.4528 | 4.3204 | 4.3454 | 4.6167 | 4.7779 | 4.9523 | 5.111 | 5.0316 | 5.0348 | 5.0499 | 5.1089 | 5.2089 | 5.3849 | 5.3288 | 5.4234 | 5.8974 | 5.9576 | 5.7546 | 5.5934 | 5.4042 | 5.0884 | 4.8309
2041-09-14 | 4.5823 | 4.4559 | 4.3918 | 4.2067 | 4.2606 | 4.5827 | 4.7526 | 4.9881 | 5.2462 | 5.0766 | 5.1737 | 5.1373 | 5.3353 | 5.2328 | 4.8806 | 5.3278 | 5.4643 | 5.7139 | 5.7294 | 5.4939 | 5.2178 | 4.9999 | 4.8543 | 4.665
2041-09-15 | 4.5225 | 4.4007 | 4.3343 | 4.278 | 4.2933 | 4.5032 | 4.3819 | 4.6437 | 4.9468 | 4.8331 | 4.8261 | 4.9079 | 4.8887 | 4.7781 | 4.9187 | 5.2014 | 5.5003 | 5.9962 | 6.3573 | 6.0982 | 5.8099 | 5.6175 | 5.0904 | 4.8086
2041-09-16 | 4.5691 | 4.4399 | 4.3289 | 4.2864 | 4.4086 | 4.6966 | 4.8527 | 5.2891 | 5.5186 | 5.101 | 5.0204 | 4.9453 | 4.8962 | 4.687 | 4.9525 | 5.0682 | 5.2971 | 5.8712 | 6.1071 | 6.1203 | 5.7903 | 5.5115 | 5.0663 | 4.6848
2041-09-17 | 4.5556 | 4.384 | 4.3441 | 4.2485 | 4.3504 | 4.6945 | 4.5827 | 5.0176 | 5.2658 | 4.997 | 5.1976 | 5.2693 | 5.0695 | 5.0098 | 4.8128 | 5.1431 | 5.296 | 5.9192 | 6.0091 | 5.9648 | 5.4641 | 5.1492 | 4.984 | 4.6085
2041-09-18 | 4.4511 | 4.2031 | 4.1844 | 4.2957 | 4.3287 | 4.5792 | 4.725 | 4.8984 | 4.9496 | 4.8774 | 5.0493 | 4.8905 | 5.0189 | 4.9662 | 5.0048 | 5.1362 | 5.3404 | 5.7437 | 6.0172 | 6.0092 | 5.6707 | 5.4058 | 4.9592 | 4.6161
2041-09-19 | 4.4271 | 4.3205 | 4.2944 | 4.275 | 4.3388 | 4.6808 | 4.7835 | 4.9801 | 5.5281 | 5.2341 | 4.9664 | 5.0564 | 5.0803 | 4.9669 | 4.986 | 5.1852 | 5.4339 | 5.7429 | 5.8702 | 5.9574 | 5.6276 | 5.3286 | 4.9061 | 4.5736
2041-09-20 | 4.4946 | 4.4013 | 4.3118 | 4.2762 | 4.3814 | 4.5758 | 4.5565 | 4.6448 | 4.9413 | 4.7511 | 4.7798 | 4.6802 | 4.6377 | 4.5409 | 4.7448 | 5.0375 | 5.0206 | 5.4261 | 5.5552 | 5.5767 | 5.2892 | 5.1729 | 4.878 | 4.6108
2041-09-21 | 4.4375 | 4.3241 | 4.2611 | 4.2348 | 4.3622 | 4.5096 | 4.6044 | 4.7562 | 4.8674 | 4.7113 | 4.5823 | 4.7315 | 4.6598 | 4.4546 | 4.5631 | 4.6751 | 4.8313 | 5.3729 | 5.6545 | 5.7515 | 5.4016 | 5.2794 | 4.9803 | 4.7107
2041-09-22 | 4.5213 | 4.4141 | 4.3354 | 4.2712 | 4.1749 | 4.5306 | 4.5548 | 4.6943 | 4.806 | 4.7259 | 4.6271 | 4.5945 | 4.4762 | 4.4781 | 4.583 | 4.6686 | 5.1723 | 5.801 | 6.0402 | 5.9857 | 5.765 | 5.5415 | 5.1613 | 4.7513
2041-09-23 | 4.5886 | 4.4325 | 4.472 | 4.5065 | 4.533 | 4.7855 | 5.0012 | 5.3297 | 5.4116 | 5.2284 | 5.2674 | 5.5852 | 5.715 | 5.5 | 5.4809 | 5.5289 | 5.6436 | 6.0635 | 6.2196 | 6.2515 | 5.6876 | 5.4058 | 4.8332 | 4.5544
2041-09-24 | 4.46 | 4.3537 | 4.3337 | 4.2935 | 4.3875 | 4.6989 | 4.7967 | 5.0101 | 5.0244 | 4.9455 | 4.877 | 4.8538 | 4.7999 | 4.6696 | 4.7045 | 5.0205 | 5.2915 | 5.8249 | 6.0953 | 6.101 | 5.882 | 5.6122 | 5.1943 | 4.8773
2041-09-25 | 4.5978 | 4.4824 | 4.4594 | 4.3657 | 4.4422 | 4.807 | 4.9498 | 5.0389 | 5.3027 | 5.0054 | 5.0337 | 4.939 | 4.9404 | 4.6733 | 4.799 | 5.0357 | 5.2707 | 5.586 | 5.8128 | 5.7586 | 5.4682 | 5.2411 | 4.9672 | 4.6449
2041-09-26 | 4.6295 | 4.4879 | 4.4361 | 4.4632 | 4.4594 | 4.7152 | 4.9513 | 4.9602 | 5.0964 | 4.8728 | 5.1264 | 5.2333 | 5.5164 | 5.6834 | 5.4331 | 5.8638 | 6.2024 | 6.5276 | 6.599 | 6.5969 | 6.3152 | 5.6775 | 5.2564 | 4.9915
2041-09-27 | 4.6631 | 4.4973 | 4.4214 | 4.3401 | 4.4895 | 4.6704 | 4.9003 | 4.9724 | 5.1311 | 5.2481 | 5.3736 | 5.7582 | 5.5371 | 5.5395 | 5.7105 | 5.8764 | 6.0476 | 6.126 | 6.2768 | 6.1298 | 5.967 | 5.8023 | 5.3549 | 5.0292
2041-09-28 | 4.8976 | 4.8275 | 4.5129 | 4.4938 | 4.5825 | 4.6993 | 4.8268 | 4.9654 | 5.0589 | 5.0943 | 4.7528 | 4.7344 | 5.0852 | 5.0634 | 5.2721 | 5.2736 | 5.4305 | 5.6082 | 5.625 | 5.344 | 5.1765 | 5.0984 | 4.879 | 4.5011
2041-09-29 | 4.3508 | 4.3395 | 4.2125 | 4.2859 | 4.3632 | 4.5532 | 4.7848 | 4.9462 | 5.0885 | 5.1601 | 5.0473 | 5.0953 | 5.0502 | 4.9297 | 4.7145 | 4.9792 | 5.2202 | 5.6362 | 5.7826 | 5.8104 | 5.5884 | 5.3412 | 4.9663 | 4.7388
2041-09-30 | 4.5785 | 4.4007 | 4.3603 | 4.3308 | 4.292 | 4.5057 | 4.5904 | 4.842 | 4.8146 | 4.7039 | 4.8008 | 5.1612 | 5.2524 | 5.0621 | 4.916 | 5.1576 | 5.4411 | 5.8462 | 6.1185 | 5.8644 | 5.5435 | 5.2187 | 4.7914 | 4.5646
2041-10-01 | 4.4615 | 4.4068 | 4.423 | 4.3488 | 4.3926 | 4.6997 | 4.7321 | 4.8645 | 5.0096 | 4.9443 | 4.8813 | 5.2211 | 4.9885 | 4.7739 | 4.7004 | 4.96 | 5.3513 | 5.8799 | 6.0175 | 5.9509 | 5.6002 | 5.5524 | 5.2281 | 4.863
2041-10-02 | 4.7185 | 4.6108 | 4.595 | 4.4899 | 4.5857 | 4.7605 | 4.9116 | 5.0252 | 4.9357 | 4.907 | 4.8798 | 5.0335 | 4.912 | 4.6013 | 4.9927 | 5.2935 | 5.6913 | 5.8304 | 5.9707 | 5.9004 | 5.6143 | 5.3589 | 4.9729 | 4.6798
2041-10-03 | 4.6238 | 4.6088 | 4.5607 | 4.4849 | 4.5357 | 4.7782 | 4.9288 | 5.1678 | 5.2095 | 5.1382 | 5.1396 | 4.9985 | 4.935 | 4.8931 | 5.0389 | 5.1838 | 5.6196 | 5.9462 | 6.2059 | 6.1832 | 6.0517 | 5.8397 | 5.199 | 4.8656
2041-10-04 | 4.6808 | 4.5394 | 4.3825 | 4.2831 | 4.2968 | 4.5754 | 4.8213 | 4.8618 | 4.9108 | 4.8704 | 4.8145 | 4.8825 | 4.9573 | 5.0912 | 5.0684 | 5.2192 | 5.5491 | 5.7851 | 5.7718 | 5.592 | 5.4165 | 5.1919 | 4.8132 | 4.5811
2041-10-05 | 4.4703 | 4.4425 | 4.2658 | 4.1969 | 4.224 | 4.4787 | 4.3756 | 4.6651 | 4.7226 | 4.8419 | 4.7025 | 4.8229 | 4.8538 | 4.696 | 4.6568 | 4.951 | 5.2823 | 5.5491 | 5.7126 | 5.7151 | 5.2993 | 5.2384 | 4.9577 | 4.6296
2041-10-06 | 4.4212 | 4.2172 | 4.2131 | 4.2091 | 4.1741 | 4.3366 | 4.3571 | 4.5227 | 4.6142 | 4.5577 | 4.7094 | 4.8472 | 4.6624 | 4.5487 | 4.7872 | 4.9934 | 5.2283 | 5.4826 | 5.4666 | 5.4831 | 5.0772 | 5.0172 | 4.7234 | 4.3887
2041-10-07 | 4.2521 | 4.2438 | 4.1484 | 4.0935 | 3.9919 | 4.293 | 4.4706 | 4.5448 | 4.8945 | 4.947 | 4.8908 | 5.0392 | 4.9678 | 4.6558 | 4.8786 | 4.9847 | 5.1787 | 5.5121 | 5.8484 | 5.7604 | 5.59 | 5.4288 | 5.0457 | 4.7152
2041-10-08 | 4.5396 | 4.4638 | 4.3265 | 4.1713 | 4.2074 | 4.4669 | 4.5283 | 4.6853 | 4.8203 | 4.7557 | 4.9182 | 4.9624 | 4.9464 | 5.0184 | 4.9421 | 4.9494 | 5.4719 | 5.8719 | 5.8934 | 5.6723 | 5.3637 | 5.1096 | 4.8986 | 4.5478
2041-10-09 | 4.375 | 4.2753 | 4.2278 | 4.2039 | 4.2675 | 4.4275 | 4.566 | 5.0593 | 5.1187 | 5.0209 | 5.0598 | 5.0302 | 5.0512 | 4.9295 | 4.9202 | 5.0881 | 5.4713 | 5.892 | 6.0897 | 5.983 | 5.6735 | 5.3588 | 5.0244 | 4.6584
2041-10-10 | 4.7102 | 4.6725 | 4.7285 | 4.6354 | 4.6625 | 5.005 | 5.1627 | 5.5 | 5.6629 | 5.476 | 5.6534 | 5.3386 | 5.1572 | 4.9619 | 5.8506 | 5.9987 | 6.2886 | 6.5689 | 6.5476 | 6.5911 | 6.4082 | 6.186 | 5.5466 | 5.0674
2041-10-11 | 4.7881 | 4.6008 | 4.5312 | 4.4653 | 4.5276 | 4.6839 | 4.73 | 4.8774 | 5.041 | 4.9721 | 5.0336 | 5.3865 | 5.0963 | 5.4477 | 5.4828 | 5.5596 | 5.909 | 6.1673 | 6.0131 | 5.8131 | 5.579 | 5.2992 | 5.0231 | 4.6548
2041-10-12 | 4.5174 | 4.3183 | 4.2433 | 4.2164 | 4.2519 | 4.4685 | 4.5918 | 4.8258 | 5.0251 | 4.9697 | 4.9725 | 5.1927 | 4.8777 | 4.8112 | 4.9559 | 5.3197 | 5.5573 | 5.7553 | 5.7538 | 5.728 | 5.5078 | 5.3415 | 4.9568 | 4.6479
2041-10-13 | 4.475 | 4.2869 | 4.2391 | 4.1677 | 4.1917 | 4.4027 | 4.3991 | 4.5771 | 4.7428 | 4.8099 | 4.8454 | 4.9074 | 4.9927 | 4.8648 | 4.9011 | 5.2272 | 5.3653 | 5.6849 | 5.6678 | 5.6456 | 5.2662 | 5.0813 | 4.795 | 4.4316
2041-10-14 | 4.3191 | 4.2232 | 4.1134 | 4.1724 | 4.3666 | 4.5935 | 4.5841 | 4.7825 | 5.1143 | 5.0183 | 4.9889 | 4.9001 | 4.8012 | 4.5643 | 5.0622 | 5.0792 | 5.3676 | 5.761 | 5.8924 | 5.7802 | 5.4663 | 5.2737 | 5.0579 | 4.6319
2041-10-15 | 4.4799 | 4.3691 | 4.2715 | 4.2602 | 4.3285 | 4.5845 | 4.8198 | 5.0377 | 5.1782 | 5.1199 | 5.0775 | 5.1533 | 5.033 | 5.0005 | 5.0313 | 5.2711 | 5.3393 | 5.6139 | 5.7881 | 5.6268 | 5.401 | 5.0644 | 4.8002 | 4.4869
2041-10-16 | 4.3949 | 4.2099 | 4.1938 | 4.2441 | 4.3793 | 4.6559 | 4.5738 | 4.8853 | 5.1594 | 4.951 | 4.9437 | 5.031 | 5.1293 | 4.9975 | 4.8808 | 5.1651 | 5.3653 | 5.7222 | 5.8899 | 5.5786 | 5.3461 | 5.2694 | 4.9158 | 4.5458
2041-10-17 | 4.5004 | 4.4041 | 4.3931 | 4.3252 | 4.3592 | 4.6483 | 4.4805 | 4.7734 | 5.267 | 5.3245 | 5.6573 | 5.3046 | 5.0945 | 5.1712 | 5.2156 | 5.3016 | 5.4854 | 5.8933 | 5.7726 | 5.6418 | 5.4061 | 5.2001 | 4.9891 | 4.6131
2041-10-18 | 4.5118 | 4.3865 | 4.3555 | 4.2585 | 4.2858 | 4.4347 | 4.5577 | 4.76 | 5.0366 | 5.0111 | 4.8624 | 5.2178 | 5.1983 | 5.1387 | 5.4727 | 5.4875 | 5.6892 | 6.2277 | 6.3285 | 6.0651 | 5.819 | 5.6117 | 5.2098 | 4.9435
2041-10-19 | 4.5527 | 4.4081 | 4.3087 | 4.3166 | 4.3568 | 4.473 | 4.7525 | 4.7273 | 4.8727 | 4.9292 | 4.8907 | 4.9541 | 5.0281 | 4.9329 | 5.0363 | 5.1911 | 5.3167 | 5.6611 | 5.5729 | 5.5495 | 5.4116 | 5.2182 | 5.0754 | 4.7356
2041-10-20 | 4.7342 | 4.5298 | 4.407 | 4.3803 | 4.4338 | 4.6271 | 5.021 | 5.2307 | 5.1825 | 5.2283 | 5.0754 | 5.1282 | 5.1556 | 4.9675 | 5.2831 | 5.3584 | 5.7927 | 6.08 | 6.2895 | 5.9989 | 5.8534 | 5.5935 | 5.1835 | 4.6662
2041-10-21 | 4.6036 | 4.4765 | 4.348 | 4.2804 | 4.3436 | 4.6316 | 4.9686 | 5.1977 | 5.1612 | 4.9878 | 5.0655 | 4.9604 | 5.0442 | 5.2117 | 5.2322 | 5.3141 | 5.6667 | 5.8246 | 5.9226 | 5.6325 | 5.349 | 5.0575 | 4.8036 | 4.5851
2041-10-22 | 4.5207 | 4.3618 | 4.2967 | 4.2161 | 4.3541 | 4.6316 | 4.9392 | 5.0974 | 5.1327 | 4.7925 | 5.0195 | 5.1434 | 5.1476 | 5.1542 | 5.3266 | 5.4976 | 5.6833 | 6.0448 | 6.2294 | 5.8731 | 5.5467 | 5.2799 | 4.9005 | 4.6299
2041-10-23 | 4.505 | 4.3839 | 4.2412 | 4.1949 | 4.3058 | 4.5072 | 4.8331 | 4.8044 | 5.1227 | 4.8978 | 4.9693 | 4.9057 | 5.074 | 4.8315 | 5.3089 | 5.3643 | 5.5035 | 5.7274 | 6.0655 | 5.846 | 5.4912 | 5.2223 | 4.7862 | 4.5053
2041-10-24 | 4.3949 | 4.2952 | 4.231 | 4.2483 | 4.3365 | 4.5523 | 4.9121 | 4.9893 | 5.1496 | 5.1353 | 5.1338 | 5.2408 | 5.2609 | 5.2885 | 5.3938 | 5.4166 | 5.5382 | 6.0102 | 5.8363 | 5.6324 | 5.4143 | 5.0419 | 4.7221 | 4.4569
2041-10-25 | 4.382 | 4.3463 | 4.3531 | 4.2432 | 4.3391 | 4.4814 | 4.7234 | 4.9079 | 5.1002 | 5.0385 | 5.0819 | 5.1454 | 5.1355 | 5.0978 | 5.1462 | 5.2755 | 5.7136 | 5.9366 | 6.0694 | 5.9425 | 5.7606 | 5.5255 | 5.1988 | 4.9046
2041-10-26 | 4.7443 | 4.524 | 4.3368 | 4.2871 | 4.397 | 4.7347 | 4.9507 | 5.2132 | 5.2573 | 5.0468 | 4.9058 | 4.9911 | 5.072 | 4.8118 | 5.0078 | 5.2205 | 5.5503 | 5.7835 | 5.7581 | 5.6016 | 5.225 | 5.0779 | 4.8256 | 4.4568
2041-10-27 | 4.3565 | 4.2333 | 4.2012 | 4.1515 | 4.1231 | 4.3948 | 4.409 | 4.5831 | 4.7192 | 4.9252 | 4.7414 | 4.7387 | 4.6795 | 4.4184 | 4.5898 | 4.9299 | 5.2525 | 5.6871 | 5.7622 | 5.7305 | 5.4457 | 5.17 | 4.8602 | 4.4898
2041-10-28 | 4.3519 | 4.2197 | 4.2128 | 4.1458 | 4.2245 | 4.5019 | 4.7795 | 4.9397 | 5.0023 | 4.9086 | 4.7706 | 4.8937 | 4.9168 | 4.6509 | 5.0304 | 5.2858 | 5.6637 | 5.9752 | 6.1394 | 6.0147 | 5.6609 | 5.4466 | 5.0564 | 4.673
2041-10-29 | 4.5052 | 4.277 | 4.1525 | 4.1333 | 4.1326 | 4.3666 | 4.6891 | 4.8744 | 5.2472 | 5.0167 | 4.9066 | 4.9328 | 5.0651 | 5.0209 | 4.9741 | 5.3353 | 5.6743 | 6.0056 | 6.0918 | 5.9126 | 5.5778 | 5.2534 | 4.9914 | 4.6115
2041-10-30 | 4.509 | 4.3734 | 4.2192 | 4.1454 | 4.1059 | 4.4399 | 4.7714 | 4.9133 | 5.0602 | 4.9702 | 4.8938 | 4.8743 | 4.9164 | 5.0862 | 4.9461 | 5.1503 | 5.5636 | 5.9595 | 6.1086 | 5.9541 | 5.7259 | 5.4823 | 4.9922 | 4.6151
2041-10-31 | 4.51 | 4.3847 | 4.306 | 4.2836 | 4.3005 | 4.4484 | 4.6964 | 4.7559 | 4.8587 | 4.9332 | 4.9126 | 4.9147 | 4.8719 | 4.8377 | 5.0045 | 5.048 | 5.5534 | 5.9652 | 5.8225 | 5.5342 | 5.3054 | 5.1384 | 4.8066 | 4.5548
2041-11-01 | 4.3805 | 4.2399 | 4.2141 | 4.1761 | 4.1343 | 4.3847 | 4.4283 | 4.7585 | 4.8144 | 4.8682 | 4.7748 | 4.7806 | 4.7372 | 4.4896 | 4.7049 | 5.0716 | 5.3586 | 5.7386 | 5.7864 | 5.5888 | 5.3963 | 5.1037 | 4.8493 | 4.6023
2041-11-02 | 4.4393 | 4.3401 | 4.1639 | 4.202 | 4.2155 | 4.3851 | 4.4551 | 4.594 | 4.8198 | 4.8198 | 4.7245 | 4.7615 | 4.6837 | 4.4823 | 4.7932 | 5.1651 | 5.5064 | 5.6612 | 5.7115 | 5.4766 | 5.1313 | 4.8035 | 4.7002 | 4.3654
2041-11-03 | 4.3087 | 4.1614 | 4.0765 | 3.8673 | 3.9439 | 4.2326 | 4.4165 | 4.6149 | 4.9022 | 4.7009 | 4.7739 | 4.5888 | 4.6054 | 4.6814 | 4.7518 | 4.996 | 5.434 | 5.6685 | 5.7823 | 5.5053 | 5.221 | 5.0843 | 4.792 | 4.4557
2041-11-04 | 4.2758 | 3.9854 | 3.9322 | 3.8994 | 4.1464 | 4.3799 | 4.6427 | 4.7265 | 4.8402 | 4.7346 | 4.5357 | 4.5539 | 4.7473 | 4.5712 | 4.6539 | 5.2628 | 5.6355 | 5.9967 | 6.07 | 5.8879 | 5.4859 | 5.2801 | 4.9588 | 4.5909
2041-11-05 | 4.3943 | 4.2235 | 4.1455 | 4.0829 | 4.2522 | 4.5861 | 4.9199 | 4.9645 | 5.0436 | 5.0597 | 4.9134 | 4.8337 | 4.9546 | 4.8754 | 4.9627 | 5.3567 | 5.6275 | 6.053 | 6.0927 | 5.8412 | 5.621 | 5.3339 | 4.9275 | 4.7532
2041-11-06 | 4.6005 | 4.5038 | 4.3673 | 4.298 | 4.3421 | 4.7332 | 4.9052 | 5.0772 | 5.1538 | 4.8119 | 4.7847 | 4.8639 | 4.8775 | 4.784 | 4.7597 | 5.0305 | 5.5567 | 5.9064 | 5.927 | 5.8124 | 5.5249 | 5.2873 | 4.855 | 4.5546
2041-11-07 | 4.4505 | 4.3551 | 4.3335 | 4.3551 | 4.3348 | 4.476 | 4.9184 | 5.254 | 5.2011 | 4.9656 | 5.1079 | 4.7916 | 4.9796 | 4.867 | 4.9305 | 4.7108 | 4.6352 | 5.0313 | 5.5117 | 5.6095 | 5.325 | 5.0999 | 4.8714 | 4.6485
2041-11-08 | 4.2751 | 3.9246 | 4.0562 | 3.9729 | 4.3052 | 4.6408 | 4.8781 | 5.1716 | 5.2161 | 5.1281 | 5.0612 | 5.0761 | 5.0722 | 4.8602 | 4.7664 | 5.1434 | 5.433 | 5.7158 | 5.7778 | 5.5317 | 5.2605 | 5.0031 | 4.7227 | 4.3903
2041-11-09 | 4.2099 | 4.1236 | 4.0433 | 4.044 | 4.2293 | 4.2874 | 4.5351 | 4.729 | 4.9719 | 4.8579 | 4.7249 | 4.741 | 4.851 | 4.7669 | 4.8449 | 5.0304 | 5.4019 | 5.7478 | 5.7005 | 5.3403 | 5.0311 | 4.9399 | 4.6833 | 4.409
2041-11-10 | 4.262 | 4.1612 | 4.0157 | 3.9205 | 4.0855 | 4.301 | 4.4465 | 4.6374 | 4.7933 | 4.7022 | 4.9404 | 4.7687 | 4.8386 | 4.7602 | 4.9071 | 5.0974 | 5.3943 | 5.5979 | 5.6003 | 5.5099 | 5.1491 | 5.0364 | 4.7409 | 4.5064
2041-11-11 | 4.385 | 4.2885 | 4.2245 | 4.0625 | 4.2245 | 4.3659 | 4.519 | 4.7677 | 4.8709 | 4.6788 | 4.6775 | 4.678 | 4.85 | 5.1005 | 5.1049 | 5.2728 | 5.5037 | 5.7957 | 5.8984 | 5.655 | 5.427 | 5.2104 | 4.7629 | 4.5131
2041-11-12 | 4.6651 | 4.5637 | 4.4523 | 4.5936 | 4.7819 | 4.981 | 4.9977 | 5.1674 | 5.4716 | 5.3101 | 5.1018 | 5.1741 | 5.2392 | 5.117 | 5.3518 | 5.4261 | 5.8778 | 6.4707 | 6.5979 | 6.2363 | 5.8878 | 5.5061 | 5.1416 | 4.7991
2041-11-13 | 4.3394 | 4.236 | 4.1347 | 4.1556 | 4.0624 | 4.4339 | 4.6248 | 4.5322 | 4.9831 | 4.7813 | 4.8564 | 4.8326 | 5.0471 | 4.8351 | 5.0621 | 5.337 | 5.5328 | 6.0128 | 6.138 | 5.9269 | 5.6976 | 5.4949 | 4.9629 | 4.7043
2041-11-14 | 4.5509 | 4.4356 | 4.4579 | 4.3068 | 4.3677 | 4.4732 | 4.7285 | 5.1941 | 5.3268 | 5.0588 | 4.819 | 4.6775 | 4.6383 | 4.7427 | 4.7816 | 5.0865 | 5.4347 | 5.8109 | 5.9108 | 5.7008 | 5.5441 | 5.3206 | 4.8802 | 4.5544
2041-11-15 | 4.4459 | 4.3071 | 4.3462 | 4.2816 | 4.3585 | 4.6618 | 4.7802 | 5.1985 | 5.1535 | 5.0723 | 4.9707 | 5.0644 | 5.2458 | 4.9562 | 5.1648 | 5.4616 | 5.6507 | 5.9887 | 6.0648 | 5.7937 | 5.4798 | 5.2944 | 4.9207 | 4.6447
2041-11-16 | 4.5694 | 4.3933 | 4.3012 | 4.2992 | 4.3516 | 4.5982 | 4.8038 | 4.8454 | 5.1547 | 4.7997 | 4.8386 | 4.8926 | 4.8723 | 4.6647 | 4.6621 | 4.8238 | 5.1095 | 5.3969 | 5.4304 | 5.2672 | 5.0232 | 4.8764 | 4.6615 | 4.409
2041-11-17 | 4.2836 | 4.0774 | 4.1353 | 4.1867 | 4.2888 | 4.558 | 4.8218 | 5.065 | 5.1881 | 5.133 | 5.0163 | 5.1332 | 5.1424 | 4.9539 | 4.8956 | 5.2173 | 5.426 | 5.6935 | 5.7063 | 5.4489 | 5.0978 | 4.8937 | 4.717 | 4.2876
2041-11-18 | 4.1867 | 4.0338 | 3.9804 | 4.0318 | 4.2137 | 4.4892 | 4.7129 | 5.0319 | 4.9811 | 4.7877 | 5.0068 | 4.9741 | 4.9153 | 5.0479 | 5.2895 | 5.4448 | 5.7005 | 5.9397 | 6.0613 | 5.885 | 5.5907 | 5.3919 | 4.8094 | 4.613
2041-11-19 | 4.3532 | 4.1556 | 4.0988 | 4.0434 | 4.2546 | 4.5981 | 4.7778 | 4.9864 | 5.0012 | 4.8607 | 4.9125 | 4.9858 | 5.0742 | 5.0734 | 5.0605 | 5.1501 | 5.4284 | 5.7443 | 5.8843 | 5.6427 | 5.4072 | 5.1889 | 4.8859 | 4.5704
2041-11-20 | 4.3638 | 4.186 | 4.1014 | 4.149 | 4.2326 | 4.6126 | 4.9909 | 5.1783 | 5.2137 | 4.973 | 4.9714 | 4.9781 | 5.1721 | 5.1096 | 5.1429 | 5.2963 | 5.6605 | 5.78 | 5.7399 | 5.6068 | 5.3715 | 5.0708 | 4.7706 | 4.5384
2041-11-21 | 4.4377 | 4.3198 | 4.2357 | 4.2233 | 4.2668 | 4.3934 | 4.6963 | 4.8409 | 4.799 | 4.6686 | 4.6884 | 4.6436 | 4.6843 | 4.8577 | 4.9502 | 5.0196 | 5.2477 | 5.5738 | 5.7831 | 5.6127 | 5.3352 | 5.2244 | 4.8984 | 4.7003
2041-11-22 | 4.6471 | 4.4946 | 4.4149 | 4.352 | 4.4832 | 4.6939 | 4.8699 | 4.9578 | 5.3114 | 4.8919 | 4.7938 | 4.654 | 4.9116 | 4.9659 | 4.9639 | 5.0569 | 5.2536 | 5.5308 | 5.7539 | 5.3923 | 5.235 | 4.9895 | 4.8725 | 4.6148
2041-11-23 | 4.4364 | 4.2424 | 4.163 | 4.2051 | 4.1046 | 4.33 | 4.5269 | 4.7831 | 4.9563 | 4.7546 | 4.5742 | 4.6754 | 4.6547 | 4.6764 | 4.6183 | 4.7728 | 5.1267 | 5.4105 | 5.5343 | 5.3529 | 5.0096 | 4.6953 | 4.515 | 4.3606
2041-11-24 | 4.3153 | 4.1533 | 3.9088 | 3.9177 | 3.8984 | 4.2477 | 4.529 | 4.7365 | 4.9507 | 4.9398 | 4.8847 | 4.7789 | 4.8658 | 5.0547 | 4.8733 | 5.1745 | 5.4545 | 5.7954 | 5.7533 | 5.4607 | 5.1487 | 4.7442 | 4.5145 | 4.3801
2041-11-25 | 4.2034 | 4.0186 | 3.9988 | 3.8949 | 3.9601 | 4.3608 | 4.5243 | 4.8631 | 4.9612 | 4.8078 | 4.6491 | 4.6696 | 4.621 | 4.638 | 4.717 | 5.1324 | 5.5287 | 5.6119 | 5.7915 | 5.7568 | 5.4866 | 5.3405 | 4.8173 | 4.5792
2041-11-26 | 4.3977 | 4.2216 | 4.1713 | 4.138 | 4.3188 | 4.4674 | 4.7661 | 4.9006 | 5.0374 | 4.9768 | 4.7976 | 4.7221 | 4.8962 | 5.1013 | 5.2466 | 5.2292 | 5.5306 | 5.7352 | 5.8584 | 5.6518 | 5.3831 | 5.0754 | 4.6758 | 4.3327
2041-11-27 | 4.2099 | 4.0979 | 4.0085 | 4.0805 | 4.1746 | 4.2959 | 4.5103 | 4.8501 | 5.1121 | 5.144 | 5.0389 | 5.155 | 5.2582 | 5.1908 | 5.3799 | 5.4878 | 5.6176 | 5.8455 | 5.8538 | 5.6343 | 5.2932 | 5.036 | 4.7261 | 4.3476
2041-11-28 | 4.2074 | 4.094 | 4.1189 | 4.066 | 4.1794 | 4.3113 | 4.6719 | 4.941 | 5.3742 | 5.2437 | 5.0616 | 4.9427 | 4.9608 | 5.0349 | 5.1299 | 5.1705 | 5.5977 | 5.716 | 5.6497 | 5.3848 | 5.188 | 5.0194 | 4.7364 | 4.3659
2041-11-29 | 4.2259 | 4.0944 | 4.052 | 3.8501 | 3.9587 | 3.9754 | 4.1648 | 4.4166 | 4.7797 | 4.684 | 4.6345 | 4.5804 | 4.762 | 4.808 | 4.9172 | 5.1954 | 5.3735 | 5.4799 | 5.4464 | 5.1759 | 5.1784 | 4.9898 | 4.4667 | 4.3069
2041-11-30 | 4.3249 | 4.2256 | 3.8837 | 4.0236 | 4.0725 | 4.1395 | 4.4039 | 4.6247 | 4.8502 | 4.7614 | 4.6099 | 4.6036 | 4.6679 | 4.5729 | 4.7924 | 4.9618 | 5.1735 | 5.3219 | 5.3682 | 5.2552 | 4.9578 | 4.7934 | 4.5704 | 4.4143
2041-12-01 | 4.0172 | 3.8151 | 3.7709 | 3.7706 | 3.8007 | 4.0188 | 4.3431 | 4.7283 | 4.7594 | 4.7449 | 4.3922 | 4.3588 | 4.4448 | 4.3145 | 4.5087 | 4.6531 | 4.7888 | 5.2202 | 5.3027 | 5.1867 | 4.8705 | 4.5976 | 4.2288 | 4.0201
2041-12-02 | 3.9134 | 3.7362 | 3.6748 | 3.6376 | 3.7001 | 4.0449 | 4.4821 | 4.7549 | 4.8607 | 4.8006 | 4.3571 | 4.4075 | 4.4352 | 4.4972 | 4.6484 | 4.7914 | 5.0738 | 5.4764 | 5.5937 | 5.3724 | 4.8177 | 4.4882 | 4.1529 | 3.9174
2041-12-03 | 3.7933 | 3.6156 | 3.5244 | 3.5125 | 3.6756 | 4.0629 | 4.2521 | 4.5201 | 4.7068 | 4.668 | 4.3577 | 4.3415 | 4.6445 | 4.3471 | 4.5383 | 4.6433 | 4.8753 | 5.298 | 5.5771 | 5.5169 | 5.3137 | 4.9635 | 4.4342 | 4.1565
2041-12-04 | 3.9801 | 3.883 | 3.8098 | 3.7455 | 3.8592 | 4.29 | 4.6568 | 4.8944 | 4.7612 | 4.6825 | 4.7027 | 4.561 | 4.454 | 4.4323 | 4.6448 | 4.6963 | 5.098 | 5.3543 | 5.7651 | 5.3529 | 4.9402 | 4.6389 | 4.1375 | 3.8035
2041-12-05 | 3.7443 | 3.72 | 3.6725 | 3.64 | 3.6908 | 4.1066 | 4.3971 | 4.6087 | 4.4307 | 4.3823 | 4.3739 | 4.4046 | 4.4052 | 4.3346 | 4.4485 | 4.6753 | 4.8512 | 5.3511 | 5.6929 | 5.6751 | 5.4978 | 5.1132 | 4.5837 | 4.2737
2041-12-06 | 4.1993 | 4.0826 | 3.9668 | 3.8854 | 3.9741 | 4.3042 | 4.7239 | 5.0128 | 4.7758 | 4.4371 | 4.4296 | 4.4042 | 4.4484 | 4.2919 | 4.3318 | 4.5041 | 4.9038 | 5.1522 | 5.3255 | 5.033 | 4.881 | 4.5637 | 4.3841 | 4.1657
2041-12-07 | 3.9595 | 3.7983 | 3.6842 | 3.6212 | 3.6962 | 4.0396 | 4.086 | 4.427 | 4.531 | 4.585 | 4.4003 | 4.4665 | 4.4506 | 4.2794 | 4.5298 | 4.7012 | 4.7855 | 5.1099 | 5.2334 | 5.0197 | 4.9031 | 4.6938 | 4.4332 | 4.1739
2041-12-08 | 4.0638 | 3.8625 | 3.7704 | 3.7835 | 3.8785 | 4.146 | 4.3373 | 4.6359 | 4.7579 | 4.7415 | 4.5657 | 4.377 | 4.4479 | 4.4743 | 4.4975 | 4.6692 | 4.9405 | 5.2797 | 5.4743 | 4.9839 | 4.7183 | 4.4909 | 4.2702 | 3.9157
2041-12-09 | 3.7191 | 3.6286 | 3.5222 | 3.53 | 3.5909 | 3.9729 | 4.333 | 4.5451 | 4.8896 | 4.6309 | 4.5955 | 4.5683 | 4.5579 | 4.5252 | 4.6102 | 4.9394 | 5.0668 | 5.2898 | 5.3751 | 5.1562 | 5.1053 | 4.8349 | 4.3603 | 4.0708
2041-12-10 | 3.9058 | 3.9517 | 3.7817 | 3.6828 | 3.7688 | 4.0426 | 4.3739 | 4.7582 | 4.8325 | 4.7863 | 4.6047 | 4.568 | 4.5238 | 4.6763 | 4.6675 | 4.8769 | 5.0161 | 5.5286 | 5.8264 | 5.678 | 5.29 | 4.9511 | 4.5148 | 4.244
2041-12-11 | 4.1116 | 3.8857 | 3.766 | 3.7521 | 3.8629 | 4.2345 | 4.5422 | 4.9611 | 5.0647 | 5.0789 | 4.9341 | 5.0612 | 4.9057 | 4.9639 | 5.0849 | 5.1691 | 5.1675 | 5.4449 | 5.696 | 5.397 | 5.0143 | 4.6924 | 4.3142 | 4.0905
2041-12-12 | 3.9918 | 3.9461 | 3.9245 | 3.8888 | 3.9611 | 4.2864 | 4.5705 | 4.8158 | 4.6661 | 4.6518 | 4.6128 | 4.373 | 4.3481 | 4.3336 | 4.5007 | 4.645 | 4.9075 | 5.3621 | 5.563 | 5.3647 | 5.0281 | 4.668 | 4.3355 | 4.0997
2041-12-13 | 3.9787 | 3.8132 | 3.8696 | 3.7214 | 3.7298 | 4.0666 | 4.3956 | 4.6571 | 4.6145 | 4.9127 | 4.7154 | 4.6067 | 4.6268 | 4.6059 | 4.6959 | 4.9951 | 5.3704 | 5.5474 | 5.5645 | 5.2378 | 5.0435 | 4.773 | 4.4438 | 4.151
2041-12-14 | 3.8917 | 3.7448 | 3.6343 | 3.5538 | 3.6116 | 3.8287 | 3.9693 | 4.3328 | 4.415 | 4.4033 | 4.2158 | 4.2649 | 4.2355 | 4.1687 | 4.2787 | 4.2769 | 4.7218 | 5.0671 | 5.3255 | 5.1643 | 4.798 | 4.56 | 4.3048 | 4.0911
2041-12-15 | 3.8569 | 3.6702 | 3.5129 | 3.3739 | 3.4802 | 3.6384 | 3.899 | 4.331 | 4.5568 | 4.5595 | 4.4334 | 4.4182 | 4.4013 | 4.3164 | 4.4708 | 4.5001 | 4.9341 | 5.5203 | 5.6461 | 5.462 | 4.8696 | 4.6907 | 4.4154 | 4.0693
2041-12-16 | 3.9251 | 3.7459 | 3.6685 | 3.6493 | 3.6047 | 3.9399 | 4.2109 | 4.573 | 4.4657 | 4.3913 | 4.3561 | 4.3737 | 4.4714 | 4.3542 | 4.3802 | 4.3776 | 4.9515 | 5.383 | 5.5289 | 5.4539 | 5.0914 | 4.8158 | 4.2585 | 3.9892
2041-12-17 | 4.0333 | 3.9496 | 3.7199 | 3.6377 | 3.7558 | 4.0572 | 4.2655 | 4.5117 | 4.528 | 4.5121 | 4.289 | 4.3416 | 4.3443 | 4.3509 | 4.1992 | 4.4669 | 4.6633 | 5.1844 | 5.4671 | 5.2956 | 5.0239 | 4.7574 | 4.4024 | 4.1088
2041-12-18 | 3.9715 | 3.8395 | 3.7277 | 3.6286 | 3.7253 | 4.075 | 4.3394 | 4.7584 | 4.7015 | 4.6523 | 4.5067 | 4.4833 | 4.6242 | 4.4882 | 4.521 | 4.7632 | 5.1021 | 5.3247 | 5.3678 | 5.4653 | 5.2241 | 4.7949 | 4.2863 | 4.02
2041-12-19 | 3.9005 | 3.7792 | 3.6994 | 3.6042 | 3.7437 | 4.0202 | 4.5033 | 4.5523 | 4.538 | 4.5869 | 4.3831 | 4.2765 | 4.3575 | 4.2472 | 4.3076 | 4.6403 | 4.8085 | 5.3107 | 5.7879 | 5.6452 | 5.1824 | 4.8486 | 4.4398 | 4.236
2041-12-20 | 4.0858 | 3.8218 | 3.8496 | 3.7231 | 3.8636 | 4.182 | 4.3437 | 4.516 | 4.4412 | 4.3857 | 4.4464 | 4.756 | 4.6919 | 4.5326 | 4.7236 | 4.965 | 5.129 | 5.5235 | 5.7873 | 5.6453 | 5.3517 | 4.907 | 4.575 | 4.3669
2041-12-21 | 4.247 | 4.061 | 3.9077 | 3.8906 | 3.9248 | 4.0454 | 4.2199 | 4.3912 | 4.4534 | 4.4618 | 4.3576 | 4.4849 | 4.4088 | 4.3779 | 4.5386 | 4.8779 | 4.9782 | 5.4385 | 5.7157 | 5.5524 | 5.1271 | 4.9686 | 4.5009 | 4.1807
2041-12-22 | 4.1439 | 3.9393 | 3.804 | 3.7402 | 3.7043 | 3.8914 | 4.1561 | 4.3458 | 4.3194 | 4.3376 | 4.3905 | 4.4143 | 4.4036 | 4.4347 | 4.3986 | 4.54 | 5.0336 | 5.5144 | 5.648 | 5.5422 | 5.1266 | 4.7822 | 4.3977 | 4.0921
2041-12-23 | 4.0394 | 3.8748 | 3.7204 | 3.6821 | 3.7622 | 3.9582 | 4.2382 | 4.479 | 4.801 | 4.8861 | 4.8709 | 5.0475 | 5.012 | 5.0016 | 5.1719 | 5.3471 | 5.4886 | 6.0338 | 6.0983 | 5.814 | 5.494 | 5.1264 | 4.8268 | 4.469
2041-12-24 | 4.21 | 4.0002 | 3.8182 | 3.6893 | 3.7836 | 3.8793 | 4.0509 | 4.334 | 4.6476 | 4.7628 | 4.8746 | 4.7797 | 4.8243 | 4.9496 | 4.9915 | 4.9717 | 5.1899 | 5.6973 | 5.9316 | 5.7385 | 5.3935 | 5.0651 | 4.6985 | 4.4689
2041-12-25 | 4.3379 | 4.2554 | 4.1336 | 4.0912 | 4.2575 | 4.4267 | 4.6163 | 4.9494 | 5.1702 | 4.8881 | 5.0625 | 5.2079 | 5.3052 | 5.1184 | 5.4645 | 5.5363 | 5.9037 | 6.1686 | 6.4412 | 6.3399 | 5.7599 | 5.2768 | 4.7267 | 4.2387
2041-12-26 | 4.0729 | 3.9478 | 3.9195 | 3.8514 | 3.8882 | 4.1236 | 4.3494 | 4.627 | 4.8797 | 4.7929 | 4.9731 | 5.0208 | 5.0001 | 5.0186 | 5.1852 | 5.2443 | 5.6845 | 6.1098 | 6.2073 | 6.0629 | 5.6177 | 5.3857 | 4.9778 | 4.3977
2041-12-27 | 4.522 | 4.3039 | 4.2774 | 4.0703 | 4.2113 | 4.4405 | 4.5789 | 4.9518 | 5.2385 | 5.397 | 5.6321 | 5.7907 | 5.8487 | 5.571 | 5.6897 | 5.7074 | 6.2959 | 6.7692 | 6.8303 | 6.3932 | 6.1181 | 5.9112 | 5.4988 | 4.9223
2041-12-28 | 4.4558 | 4.2499 | 4.2212 | 4.0692 | 3.9256 | 4.1599 | 4.3973 | 4.7802 | 4.9735 | 5.0488 | 5.0356 | 4.9496 | 4.9751 | 4.9076 | 4.9242 | 5.137 | 5.5998 | 6.0098 | 6.1777 | 6.0367 | 5.6601 | 5.3731 | 4.891 | 4.4843
2041-12-29 | 4.2492 | 4.0207 | 3.8854 | 3.9964 | 3.9 | 4.0718 | 4.3425 | 4.7393 | 4.9919 | 4.9403 | 4.9375 | 5.0187 | 5.101 | 4.8146 | 5.1482 | 5.4463 | 5.7225 | 6.169 | 6.2786 | 6.1543 | 5.6246 | 5.4799 | 5.1427 | 4.6097
2041-12-30 | 4.2783 | 4.1102 | 4.0146 | 3.9448 | 4.078 | 4.1324 | 4.1989 | 4.5342 | 4.935 | 4.938 | 5.0363 | 5.1116 | 4.9794 | 4.7574 | 5.0488 | 5.3953 | 5.652 | 6.0831 | 6.2002 | 6.0821 | 5.6146 | 5.4757 | 5.1403 | 4.6128
2041-12-31 | 4.2179 | 3.9876 | 3.7346 | 3.7262 | 3.7578 | 3.9088 | 4.0185 | 4.2421 | 4.5058 | 4.5055 | 4.7325 | 4.6861 | 4.7073 | 4.8364 | 4.8836 | 4.8946 | 5.1781 | 5.6596 | 5.9016 | 5.6572 | 5.3481 | 5.0638 | 4.6996 | 4.4221
2042-01-01 | 3.9995 | 3.9272 | 3.8019 | 3.874 | 3.8787 | 4.0805 | 4.3759 | 4.5959 | 4.73 | 4.6855 | 4.7185 | 4.6141 | 4.5493 | 4.6249 | 4.8767 | 5.0982 | 5.4026 | 5.753 | 6.1215 | 5.9398 | 5.5498 | 5.2067 | 4.6884 | 4.1126
2042-01-02 | 4.1201 | 4.0144 | 3.959 | 3.9473 | 4.0014 | 4.2737 | 4.4895 | 4.7116 | 5.0483 | 4.9782 | 4.5612 | 4.4981 | 4.4615 | 4.5508 | 4.56 | 5.1876 | 5.6745 | 6.0475 | 6.3089 | 5.968 | 5.514 | 5.2248 | 4.75 | 4.356
2042-01-03 | 4.0554 | 3.9177 | 3.8698 | 3.8866 | 3.9418 | 4.2255 | 4.4288 | 4.5743 | 4.5297 | 4.3925 | 4.2625 | 4.3386 | 4.3029 | 4.2606 | 4.4493 | 4.72 | 5.3325 | 5.7124 | 5.8784 | 5.7286 | 5.3173 | 4.9803 | 4.5307 | 4.1761
2042-01-04 | 3.9919 | 3.9328 | 3.9127 | 3.8452 | 3.8582 | 3.9437 | 4.2818 | 4.3753 | 4.4119 | 4.3504 | 4.1849 | 4.0483 | 4.2563 | 4.3956 | 4.3975 | 4.682 | 5.0533 | 5.2613 | 5.3964 | 5.2801 | 5.0401 | 4.775 | 4.3017 | 4.1006
2042-01-05 | 4.0908 | 3.9081 | 3.8894 | 3.7695 | 3.7442 | 3.8788 | 4.0177 | 4.0555 | 4.2245 | 4.1549 | 4.0093 | 3.9682 | 4.1404 | 4.2613 | 4.4607 | 4.5755 | 4.9334 | 5.2625 | 5.3644 | 5.1929 | 5.0729 | 4.6771 | 4.3542 | 4.1377
2042-01-06 | 4.0065 | 3.9044 | 3.7507 | 3.7563 | 3.8244 | 4.0293 | 4.2854 | 4.4302 | 4.4143 | 4.2758 | 4.3329 | 4.3136 | 4.3859 | 4.3709 | 4.8128 | 4.969 | 5.3118 | 5.6854 | 5.7694 | 5.601 | 5.1369 | 4.7825 | 4.426 | 4.0551
2042-01-07 | 3.9528 | 3.8029 | 3.7225 | 3.7741 | 3.7773 | 4.0464 | 4.2708 | 4.3687 | 4.3654 | 4.1164 | 4.0983 | 4.1364 | 4.2413 | 4.5975 | 4.9391 | 4.9168 | 5.0776 | 5.4647 | 5.8013 | 5.5638 | 5.0618 | 4.8147 | 4.3564 | 3.9853
2042-01-08 | 3.8563 | 3.7844 | 3.6538 | 3.6438 | 3.7378 | 4.1404 | 4.4162 | 4.7078 | 4.6051 | 4.3659 | 4.2936 | 4.3503 | 4.3452 | 4.5942 | 4.5843 | 4.6859 | 4.9053 | 5.4047 | 5.6584 | 5.3815 | 5.179 | 4.794 | 4.4472 | 4.1067
2042-01-09 | 3.9328 | 3.8384 | 3.7921 | 3.7547 | 3.8421 | 4.1047 | 4.3796 | 4.6629 | 4.5316 | 4.6429 | 4.7517 | 4.382 | 4.4459 | 4.4719 | 4.5952 | 4.6209 | 4.9305 | 5.5383 | 5.9018 | 5.6202 | 5.1875 | 4.9278 | 4.4842 | 4.3311
2042-01-10 | 4.0324 | 3.8892 | 3.7916 | 3.7597 | 3.8579 | 4.1239 | 4.5596 | 4.7064 | 4.5417 | 4.5939 | 4.6183 | 4.798 | 4.6852 | 4.7404 | 4.7833 | 4.9231 | 4.9918 | 5.5206 | 5.6617 | 5.3428 | 5.0618 | 4.6952 | 4.2129 | 4.194
2042-01-11 | 3.9814 | 3.7192 | 3.7234 | 3.7098 | 3.6643 | 3.8011 | 3.9995 | 4.2865 | 4.4695 | 4.6439 | 4.3204 | 4.4664 | 4.6436 | 4.4233 | 4.5098 | 4.7463 | 4.9546 | 5.3751 | 5.511 | 5.4483 | 5.1758 | 4.7172 | 4.3228 | 4.2826
2042-01-12 | 4.0455 | 3.7788 | 3.7645 | 3.7202 | 3.6472 | 3.8178 | 4.0233 | 4.2486 | 4.5315 | 4.7197 | 4.7589 | 4.664 | 4.5379 | 4.4205 | 4.4308 | 4.6566 | 4.8902 | 5.2112 | 5.6259 | 5.4713 | 5.1046 | 4.6821 | 4.302 | 4.0425
2042-01-13 | 3.9682 | 3.8283 | 3.6583 | 3.6529 | 3.7241 | 3.9105 | 4.2507 | 4.6703 | 4.733 | 4.5406 | 4.5575 | 4.4985 | 4.6161 | 4.4952 | 4.3502 | 4.323 | 4.7576 | 5.4132 | 5.6982 | 5.4405 | 5.1161 | 4.9598 | 4.2984 | 4.0078
2042-01-14 | 3.8803 | 3.7255 | 3.5864 | 3.6146 | 3.654 | 3.8836 | 4.2188 | 4.3941 | 4.3466 | 4.1966 | 4.0661 | 4.103 | 4.0484 | 4.0856 | 4.0779 | 4.0343 | 4.3029 | 4.7834 | 5.191 | 5.1146 | 4.7643 | 4.4655 | 4.1305 | 3.7491
2042-01-15 | 3.6724 | 3.7134 | 3.6689 | 3.6306 | 3.7579 | 4.104 | 4.501 | 4.6714 | 4.4938 | 4.3891 | 4.3136 | 4.6675 | 4.4223 | 4.333 | 4.4911 | 4.4897 | 4.6321 | 4.9739 | 5.4338 | 5.3061 | 4.8816 | 4.6011 | 4.2137 | 3.8464
2042-01-16 | 3.7211 | 3.6032 | 3.512 | 3.5075 | 3.6515 | 4.0334 | 4.3187 | 4.5553 | 4.4561 | 4.4136 | 4.5777 | 4.6555 | 4.4692 | 4.4515 | 4.6127 | 4.7145 | 4.9319 | 5.2522 | 5.4396 | 5.2693 | 5.0289 | 4.8016 | 4.3121 | 3.8654
2042-01-17 | 3.9227 | 3.8379 | 3.7549 | 3.7432 | 3.7995 | 4.1899 | 4.7138 | 4.9826 | 4.7046 | 4.6081 | 4.6379 | 4.74 | 4.7205 | 4.7343 | 4.8082 | 4.9514 | 4.8822 | 5.2131 | 5.4103 | 5.175 | 4.8202 | 4.6071 | 4.2692 | 3.9535
2042-01-18 | 3.8155 | 3.7195 | 3.6682 | 3.6287 | 3.6406 | 3.9034 | 4.1558 | 4.3547 | 4.5345 | 4.5048 | 4.2185 | 4.1451 | 4.3734 | 4.5278 | 4.5368 | 4.7747 | 4.8838 | 5.2817 | 5.4484 | 5.3101 | 4.9779 | 4.6631 | 4.3225 | 3.9785
2042-01-19 | 3.9281 | 3.6815 | 3.6537 | 3.5867 | 3.5916 | 3.7424 | 4.0909 | 4.4343 | 4.6904 | 4.6606 | 4.4586 | 4.5672 | 4.6829 | 4.5631 | 4.8567 | 4.9361 | 5.2022 | 5.4379 | 5.6876 | 5.516 | 5.1293 | 4.7704 | 4.3672 | 4.0621
2042-01-20 | 3.9231 | 3.7987 | 3.7332 | 3.6723 | 3.6909 | 3.917 | 4.1552 | 4.4429 | 4.4849 | 4.259 | 4.1005 | 4.2193 | 4.1681 | 4.2658 | 4.2508 | 4.5661 | 4.6799 | 5.0705 | 5.4532 | 5.4276 | 4.7943 | 4.5434 | 4.2228 | 3.9068
2042-01-21 | 3.7604 | 3.6423 | 3.5805 | 3.6095 | 3.6981 | 3.9418 | 4.2728 | 4.5527 | 4.375 | 4.3987 | 4.6052 | 4.6984 | 4.8107 | 4.6564 | 4.4298 | 4.5398 | 4.742 | 5.3804 | 5.6464 | 5.0406 | 4.9957 | 4.9246 | 4.4642 | 4.0282
2042-01-22 | 3.8967 | 3.7573 | 3.6301 | 3.6236 | 3.7092 | 4.0309 | 4.4117 | 4.5548 | 4.2564 | 4.1016 | 3.99 | 3.9959 | 4.3733 | 4.5076 | 4.4347 | 4.9331 | 5.2237 | 5.6367 | 5.753 | 5.5424 | 5.2699 | 4.9194 | 4.4834 | 3.9821
2042-01-23 | 3.807 | 3.6761 | 3.6081 | 3.5419 | 3.614 | 3.9799 | 4.3458 | 4.6354 | 4.4308 | 4.3219 | 4.5392 | 4.6199 | 4.5293 | 4.3982 | 4.705 | 4.8734 | 5.1662 | 5.5795 | 5.8035 | 5.4187 | 5.1519 | 4.6806 | 4.3261 | 4.0062
2042-01-24 | 3.8055 | 3.7304 | 3.6765 | 3.6195 | 3.8933 | 4.1451 | 4.6304 | 4.9001 | 4.8307 | 4.6247 | 4.7214 | 4.8785 | 4.7745 | 4.8659 | 4.9605 | 4.8859 | 5.2262 | 5.7102 | 5.7782 | 5.472 | 5.2268 | 5.098 | 4.6131 | 4.3296
2042-01-25 | 4.1321 | 4.1014 | 3.8306 | 3.7481 | 3.7333 | 3.9344 | 4.1142 | 4.4098 | 4.5543 | 4.4309 | 4.198 | 4.1033 | 4.0587 | 4.0258 | 4.1425 | 4.2128 | 4.4144 | 4.9542 | 5.2305 | 5.1175 | 4.8803 | 4.6194 | 4.2305 | 3.9933
2042-01-26 | 3.9589 | 3.7376 | 3.743 | 3.5213 | 3.5159 | 3.706 | 3.8624 | 4.1033 | 4.2694 | 4.2985 | 4.1994 | 4.2932 | 4.3865 | 4.2271 | 4.1022 | 4.1817 | 4.5843 | 4.8961 | 5.1422 | 5.1884 | 5.0087 | 4.5699 | 4.2015 | 3.987
2042-01-27 | 3.9092 | 3.7871 | 3.6634 | 3.6573 | 3.7263 | 4.0337 | 4.3657 | 4.6238 | 4.4664 | 4.2402 | 3.9893 | 4.0415 | 3.9838 | 4.0475 | 3.9504 | 4.1567 | 4.4754 | 4.9733 | 5.3343 | 5.3155 | 5.0662 | 4.6374 | 4.1944 | 3.9278
2042-01-28 | 3.8432 | 3.7117 | 3.6348 | 3.5997 | 3.7289 | 4.1347 | 4.6985 | 4.7023 | 4.6045 | 4.5803 | 4.3394 | 4.4041 | 4.4542 | 4.2849 | 4.7404 | 5.032 | 5.4155 | 5.4664 | 5.6657 | 5.5049 | 5.1611 | 4.8492 | 4.2799 | 3.9659
2042-01-29 | 3.8664 | 3.7797 | 3.689 | 3.6366 | 3.7654 | 4.252 | 4.6037 | 4.8592 | 4.8779 | 4.7833 | 4.5949 | 4.2817 | 4.1834 | 4.4611 | 4.417 | 4.3671 | 5.0074 | 5.3015 | 5.4384 | 5.4905 | 5.2893 | 4.9529 | 4.3958 | 4.1417
2042-01-30 | 3.9751 | 3.8871 | 3.8014 | 3.7744 | 3.8444 | 4.1966 | 4.5432 | 4.9367 | 5.0262 | 4.5789 | 4.3838 | 4.5186 | 4.9663 | 4.7688 | 4.6839 | 4.5747 | 4.9602 | 5.3579 | 5.7306 | 5.4159 | 5.0362 | 4.7326 | 4.2614 | 3.9539
2042-01-31 | 3.8408 | 3.7888 | 3.6768 | 3.6369 | 3.7174 | 4.0368 | 4.4411 | 4.7731 | 4.7778 | 4.6407 | 4.5945 | 4.8462 | 4.8368 | 4.5529 | 5.0363 | 5.1843 | 5.1368 | 5.6583 | 5.683 | 5.2579 | 4.8764 | 4.7618 | 4.4335 | 4.0145
2042-02-01 | 3.7393 | 3.6844 | 3.595 | 3.5584 | 3.5657 | 3.7958 | 3.9851 | 4.3261 | 4.5358 | 4.604 | 4.6767 | 4.6989 | 4.6323 | 4.4206 | 4.6466 | 4.779 | 4.7885 | 5.069 | 5.123 | 5.1423 | 5.0274 | 4.7339 | 4.2043 | 3.9087
2042-02-02 | 3.7547 | 3.5846 | 3.5619 | 3.4492 | 3.4866 | 3.6688 | 3.8688 | 4.1963 | 4.5015 | 4.5246 | 4.3478 | 4.4969 | 4.2811 | 3.9678 | 4.0946 | 4.1338 | 4.3174 | 4.8817 | 5.1211 | 4.9602 | 4.7396 | 4.379 | 4.0868 | 3.7942
2042-02-03 | 3.6869 | 3.5599 | 3.4414 | 3.3854 | 3.4351 | 3.8527 | 4.194 | 4.6403 | 4.7105 | 4.6035 | 4.3566 | 4.2181 | 4.4216 | 4.3457 | 4.5066 | 4.8181 | 4.9086 | 5.1558 | 5.35 | 5.1586 | 4.8781 | 4.5724 | 4.1235 | 3.883
2042-02-04 | 3.774 | 3.6227 | 3.5803 | 3.6774 | 3.7697 | 4.1018 | 4.4884 | 4.6932 | 4.7223 | 4.5683 | 4.3058 | 4.4938 | 4.5016 | 4.4919 | 4.6097 | 4.4051 | 4.8724 | 5.0578 | 5.3917 | 5.535 | 5.0362 | 4.6034 | 4.1839 | 3.8761
2042-02-05 | 3.7203 | 3.6266 | 3.4826 | 3.452 | 3.5186 | 3.8597 | 4.3497 | 4.653 | 4.6052 | 4.6481 | 4.7092 | 4.609 | 4.3697 | 4.5417 | 4.8637 | 4.8896 | 5.2426 | 5.545 | 5.9474 | 5.8111 | 5.4551 | 5.1043 | 4.5424 | 4.406
2042-02-06 | 4.2087 | 3.9083 | 3.8568 | 3.8165 | 3.9928 | 4.4208 | 4.7677 | 5.2536 | 5.4285 | 5.2178 | 5.2836 | 5.1387 | 4.6735 | 4.8524 | 4.8261 | 4.9758 | 5.1026 | 5.3965 | 5.6446 | 5.4981 | 5.0471 | 4.7711 | 4.472 | 3.9984
2042-02-07 | 3.7389 | 3.6738 | 3.5894 | 3.5272 | 3.6544 | 4.0777 | 4.643 | 4.9505 | 4.7148 | 4.3374 | 4.3002 | 4.2654 | 4.3502 | 4.2832 | 4.1454 | 4.2451 | 5.1051 | 5.4414 | 5.5124 | 5.3058 | 5.0998 | 4.976 | 4.4346 | 4.1629
2042-02-08 | 3.8806 | 3.8146 | 3.6733 | 3.6401 | 3.6461 | 3.8105 | 4.1415 | 4.6194 | 4.7947 | 4.4529 | 3.9414 | 4.0439 | 4.2191 | 4.1113 | 4.0459 | 4.1904 | 4.4869 | 5.0311 | 5.1654 | 5.109 | 4.5903 | 4.3128 | 4.184 | 3.9325
2042-02-09 | 3.717 | 3.4962 | 3.4685 | 3.3811 | 3.4124 | 3.5542 | 3.7319 | 4.1041 | 4.4417 | 4.4979 | 4.4804 | 4.5111 | 4.2744 | 4.1519 | 4.0101 | 4.4922 | 4.7947 | 5.1963 | 5.5171 | 5.2615 | 5.0345 | 4.7779 | 4.3861 | 4.1344
2042-02-10 | 3.9969 | 3.7808 | 3.5335 | 3.5447 | 3.5587 | 3.9421 | 4.2802 | 4.6707 | 4.6678 | 4.269 | 4.0547 | 3.862 | 3.8605 | 3.7665 | 3.8301 | 4.1339 | 4.4334 | 4.9959 | 5.3513 | 5.2543 | 4.8305 | 4.5864 | 4.1866 | 3.7618
2042-02-11 | 3.6377 | 3.5219 | 3.4287 | 3.4096 | 3.4862 | 3.9994 | 4.5242 | 4.8389 | 4.7174 | 4.4792 | 4.227 | 4.1789 | 4.076 | 4.0407 | 4.0394 | 4.1288 | 4.6026 | 5.1681 | 5.351 | 5.4936 | 5.0907 | 4.7407 | 4.2228 | 3.7672
2042-02-12 | 3.6172 | 3.5357 | 3.4745 | 3.4322 | 3.5091 | 4.0361 | 4.2244 | 4.6579 | 4.5937 | 4.3692 | 3.9571 | 3.8991 | 3.7913 | 3.7728 | 3.8315 | 4.0503 | 4.5677 | 4.965 | 5.4457 | 5.316 | 4.9378 | 4.5431 | 4.1749 | 3.9219
2042-02-13 | 3.7712 | 3.6698 | 3.5585 | 3.5396 | 3.6329 | 3.9955 | 4.2552 | 4.5379 | 4.6171 | 4.6809 | 4.55 | 4.1402 | 4.1056 | 4.059 | 4.1318 | 4.3033 | 4.4783 | 4.8735 | 5.4167 | 5.2594 | 4.881 | 4.6718 | 4.297 | 3.853
2042-02-14 | 3.6458 | 3.5622 | 3.4813 | 3.4578 | 3.5431 | 3.8137 | 4.0427 | 4.4327 | 4.6901 | 4.5818 | 4.4731 | 4.2451 | 4.1879 | 4.0535 | 4.2248 | 4.3528 | 4.5329 | 4.9583 | 5.3131 | 5.3943 | 5.1398 | 4.9781 | 4.5081 | 4.0809
2042-02-15 | 3.8786 | 3.7668 | 3.7198 | 3.6552 | 3.7796 | 3.9465 | 4.2454 | 4.3824 | 4.7644 | 4.5708 | 4.3428 | 4.251 | 4.4323 | 3.9634 | 4.2036 | 4.3035 | 4.571 | 5.0004 | 5.3568 | 5.3637 | 5.0746 | 4.8298 | 4.3358 | 3.966
2042-02-16 | 3.7092 | 3.5172 | 3.5353 | 3.4178 | 3.452 | 3.57 | 3.6801 | 4.1087 | 4.2998 | 4.1726 | 4.1506 | 4.0002 | 4.2121 | 4.1008 | 4.4012 | 4.4359 | 4.71 | 4.9908 | 5.2605 | 5.268 | 5.0823 | 4.7707 | 4.4601 | 4.0978
2042-02-17 | 3.857 | 3.7104 | 3.599 | 3.5266 | 3.5758 | 3.8048 | 3.9581 | 4.3033 | 4.454 | 4.2531 | 4.001 | 3.9202 | 3.8844 | 3.8347 | 4.1179 | 4.3628 | 4.9596 | 5.1928 | 5.2399 | 5.2887 | 4.8749 | 4.6671 | 4.2559 | 3.8456
2042-02-18 | 3.7438 | 3.5939 | 3.5029 | 3.4937 | 3.5769 | 3.8348 | 4.1382 | 4.5377 | 4.8779 | 4.7082 | 4.7701 | 4.6448 | 4.5237 | 4.5068 | 4.4902 | 4.4192 | 4.6772 | 5.1689 | 5.2293 | 5.1203 | 4.7425 | 4.4998 | 4.1518 | 3.7889
2042-02-19 | 3.6414 | 3.5447 | 3.5731 | 3.5246 | 3.695 | 4.2135 | 4.5405 | 4.8813 | 4.9188 | 4.6563 | 4.5994 | 4.6648 | 4.6617 | 4.6887 | 4.3435 | 4.4424 | 4.761 | 5.2044 | 5.5691 | 5.42 | 4.9425 | 4.9422 | 4.3016 | 3.8213
2042-02-20 | 3.7009 | 3.6218 | 3.586 | 3.4994 | 3.5609 | 3.9538 | 4.1337 | 4.3872 | 4.4237 | 4.1992 | 4.2676 | 4.4327 | 4.264 | 4.2808 | 4.3736 | 4.8323 | 5.1827 | 5.5916 | 5.9255 | 5.5209 | 5.286 | 4.7483 | 4.1413 | 3.8541
2042-02-21 | 3.6713 | 3.5352 | 3.4632 | 3.5082 | 3.6148 | 4.0378 | 4.5601 | 4.7006 | 4.4272 | 4.2956 | 4.6351 | 4.7759 | 5.0437 | 4.8124 | 4.6725 | 5.1728 | 5.5444 | 6.0914 | 6.0873 | 5.9077 | 5.7424 | 5.3315 | 4.7003 | 4.3403
2042-02-22 | 3.9115 | 3.6994 | 3.7202 | 3.5761 | 3.5774 | 3.7855 | 3.9848 | 4.3377 | 4.6176 | 4.6709 | 4.5623 | 4.3987 | 4.3574 | 4.391 | 4.4777 | 4.6277 | 4.9015 | 5.1709 | 5.2509 | 5.3722 | 4.9793 | 4.5303 | 4.253 | 3.8642
2042-02-23 | 3.8247 | 3.4841 | 3.5282 | 3.4857 | 3.5267 | 3.6479 | 3.7747 | 4.1509 | 4.5042 | 4.5391 | 4.2771 | 4.0982 | 4.2152 | 4.3316 | 4.2928 | 4.4609 | 4.7349 | 5.3747 | 5.5379 | 5.4699 | 5.1929 | 4.8092 | 4.3042 | 4.0357
2042-02-24 | 3.8666 | 3.8078 | 3.6214 | 3.5121 | 3.4951 | 3.7334 | 4.2523 | 4.7236 | 4.5419 | 4.2277 | 3.9981 | 4.1142 | 4.292 | 4.0354 | 4.1422 | 4.389 | 4.6019 | 5.0523 | 5.484 | 5.3451 | 4.857 | 4.5396 | 4.1843 | 3.8486
2042-02-25 | 3.7569 | 3.6586 | 3.5659 | 3.5148 | 3.5818 | 3.9695 | 4.2391 | 4.3891 | 4.5697 | 4.5535 | 4.368 | 4.1476 | 4.0052 | 4.2812 | 4.3202 | 4.5282 | 4.7764 | 5.1419 | 5.5115 | 5.258 | 4.8454 | 4.6383 | 4.1486 | 3.8811
2042-02-26 | 3.7657 | 3.6506 | 3.6079 | 3.5653 | 3.652 | 4.0092 | 4.3501 | 4.4643 | 4.3974 | 4.1884 | 4.0635 | 3.8577 | 3.7898 | 3.6594 | 3.559 | 3.8321 | 4.1041 | 4.7395 | 5.3279 | 5.4427 | 5.1347 | 4.7346 | 4.184 | 3.8049
2042-02-27 | 3.6941 | 3.6175 | 3.4104 | 3.3634 | 3.4326 | 3.8465 | 4.0287 | 4.0796 | 3.9889 | 3.7963 | 3.72 | 3.6589 | 3.5374 | 3.5656 | 3.6858 | 4.0182 | 4.2253 | 5.0104 | 5.26 | 5.1558 | 4.9428 | 4.507 | 4.1051 | 3.6661
2042-02-28 | 3.6676 | 3.5245 | 3.501 | 3.4116 | 3.5157 | 3.8792 | 4.2609 | 4.6087 | 4.3871 | 4.2196 | 4.019 | 4.0229 | 3.9633 | 3.851 | 4.0036 | 4.1732 | 4.3421 | 4.758 | 4.9842 | 5.1756 | 4.9473 | 4.7273 | 4.2959 | 3.9264
2042-03-01 | 3.9484 | 3.8237 | 3.7957 | 3.6216 | 3.6915 | 3.8391 | 4.1342 | 4.2852 | 4.5948 | 4.507 | 4.138 | 4.0595 | 4.1591 | 3.98 | 4.0957 | 4.3106 | 4.4637 | 4.8955 | 5.3274 | 5.4105 | 5.0323 | 4.7818 | 4.352 | 4.0147
2042-03-02 | 3.9238 | 3.8346 | 3.7218 | 3.6454 | 3.6496 | 3.8307 | 4.1622 | 4.4448 | 4.6386 | 4.5423 | 4.3586 | 4.2194 | 4.0012 | 3.9653 | 4.0163 | 4.1502 | 4.3955 | 4.7736 | 5.1999 | 5.3079 | 5.1108 | 4.7002 | 4.3563 | 3.9052
2042-03-03 | 3.8083 | 3.7198 | 3.6095 | 3.4387 | 3.5415 | 3.8541 | 4.1718 | 4.427 | 4.6835 | 4.391 | 4.1755 | 4.0293 | 3.9605 | 3.9136 | 3.8734 | 4.0855 | 4.3678 | 4.9926 | 5.4771 | 5.4358 | 4.9293 | 4.7491 | 4.445 | 4.007
2042-03-04 | 3.8449 | 3.7406 | 3.65 | 3.7077 | 3.7108 | 4.1362 | 4.6758 | 4.9939 | 4.9383 | 4.8088 | 4.5299 | 4.4416 | 4.3406 | 4.4209 | 4.4439 | 4.9624 | 5.2047 | 5.7226 | 6.0536 | 6.0315 | 5.6969 | 5.0581 | 4.3958 | 3.9868
2042-03-05 | 3.8578 | 3.7683 | 3.6936 | 3.6651 | 3.7518 | 4.107 | 4.6375 | 4.7672 | 4.933 | 4.8838 | 4.6214 | 4.3908 | 4.795 | 5.0056 | 4.9639 | 4.9215 | 5.2983 | 6.031 | 6.1231 | 5.9977 | 5.6916 | 5.3531 | 4.811 | 4.2555
2042-03-06 | 4.1131 | 3.9996 | 3.8219 | 3.708 | 3.7556 | 4.2565 | 4.7144 | 5.2557 | 5.5307 | 5.0311 | 4.5019 | 4.6954 | 4.6405 | 4.6878 | 4.5651 | 4.779 | 5.2928 | 5.8783 | 5.8702 | 5.8168 | 5.379 | 4.9544 | 4.3174 | 3.9952
2042-03-07 | 3.8694 | 3.8147 | 3.8584 | 3.7663 | 3.7478 | 4.1977 | 4.7744 | 5.0742 | 4.697 | 4.3539 | 4.1457 | 4.2134 | 4.2441 | 4.3551 | 4.6248 | 5.0402 | 5.1538 | 5.6632 | 5.89 | 5.7423 | 5.4661 | 5.022 | 4.4572 | 4.1084
2042-03-08 | 4.0265 | 3.9073 | 3.878 | 3.8254 | 3.8197 | 4.0567 | 4.4007 | 4.5839 | 5.1057 | 4.9951 | 4.4783 | 4.4168 | 4.4403 | 4.3874 | 4.4698 | 4.413 | 5.1069 | 5.532 | 5.2702 | 5.3415 | 5.0939 | 4.9393 | 4.4407 | 4.0776
2042-03-09 | 3.9924 | 3.8778 | 3.8362 | 3.6847 | 3.7419 | 3.9305 | 4.1931 | 4.4521 | 4.7805 | 4.581 | 4.4321 | 4.4529 | 4.8503 | 4.6917 | 4.4344 | 4.9843 | 5.4731 | 5.7331 | 5.9206 | 5.8106 | 5.6875 | 5.4118 | 4.8795 | 4.379
2042-03-10 | 4.1636 | 4.0296 | 3.9111 | 3.8533 | 3.9032 | 4.1952 | 4.6974 | 4.8116 | 4.7814 | 4.6971 | 4.5354 | 4.7289 | 4.4543 | 3.9145 | 4.1635 | 4.3238 | 4.8118 | 5.6165 | 5.833 | 5.58 | 5.2611 | 4.8502 | 4.4281 | 4.0642
2042-03-11 | 3.9396 | 3.8245 | 3.7378 | 3.7194 | 3.7512 | 4.0796 | 4.6969 | 4.8571 | 4.8075 | 4.6721 | 4.473 | 4.4295 | 4.3147 | 4.8258 | 4.8925 | 4.9894 | 5.4187 | 5.7567 | 5.8221 | 5.9075 | 5.5587 | 5.1218 | 4.4829 | 4.1424
2042-03-12 | 4.0513 | 3.9755 | 3.8284 | 3.8039 | 3.8191 | 4.2055 | 4.6883 | 5.0271 | 4.9581 | 4.8006 | 4.3879 | 4.355 | 4.835 | 4.6322 | 4.7383 | 4.9776 | 5.2188 | 5.8328 | 6.2285 | 6.0864 | 5.6711 | 5.2506 | 4.5287 | 4.1185
2042-03-13 | 4.2087 | 4.039 | 3.9401 | 3.8699 | 3.9193 | 4.341 | 4.765 | 4.971 | 4.7658 | 4.4339 | 4.3057 | 4.6629 | 4.8295 | 4.6029 | 4.7386 | 5.2471 | 5.6241 | 6.2401 | 6.3849 | 6.1916 | 5.5378 | 5.1577 | 4.5766 | 4.1065
2042-03-14 | 3.987 | 3.8587 | 3.8258 | 3.7779 | 3.719 | 4.0273 | 4.4385 | 4.5607 | 4.6086 | 4.3968 | 4.1854 | 4.138 | 4.3991 | 4.468 | 4.6335 | 4.9818 | 5.2292 | 5.4256 | 5.6235 | 5.6873 | 5.1951 | 4.8469 | 4.416 | 4.1201
2042-03-15 | 3.9745 | 3.8323 | 3.8537 | 3.8187 | 3.7963 | 3.9636 | 4.3278 | 4.6962 | 4.8358 | 4.7321 | 4.6441 | 4.3736 | 4.7226 | 4.285 | 4.4312 | 4.8158 | 5.1843 | 5.807 | 5.8458 | 5.9385 | 5.7409 | 5.4483 | 4.9077 | 4.3378
2042-03-16 | 4.061 | 3.9425 | 3.8026 | 3.8303 | 3.6883 | 3.8654 | 4.0458 | 4.1505 | 4.2491 | 4.1647 | 4.0337 | 4.0311 | 3.9611 | 3.5516 | 3.6107 | 4.0031 | 4.4421 | 5.1124 | 5.2831 | 5.2058 | 4.7895 | 4.6478 | 4.2686 | 3.9399
2042-03-17 | 3.7933 | 3.659 | 3.6184 | 3.4906 | 3.5609 | 3.7859 | 4.0701 | 4.2319 | 4.7163 | 4.4975 | 4.2892 | 3.9154 | 3.7675 | 3.7845 | 3.6349 | 3.9528 | 4.3301 | 4.9887 | 5.344 | 5.5603 | 5.216 | 4.6943 | 4.1348 | 3.8315
2042-03-18 | 3.7174 | 3.7715 | 3.7323 | 3.7232 | 3.728 | 4.0482 | 4.4072 | 4.3426 | 4.4083 | 4.2245 | 4.2398 | 4.0804 | 3.8873 | 3.7874 | 3.6808 | 3.9168 | 4.3307 | 5.0564 | 5.2669 | 5.3554 | 5.1393 | 4.7903 | 4.3047 | 3.8948
2042-03-19 | 3.7905 | 3.6931 | 3.6502 | 3.6022 | 3.5879 | 3.9863 | 4.1419 | 4.2822 | 4.414 | 4.3141 | 4.1562 | 4.2579 | 4.2958 | 4.424 | 4.4014 | 4.4526 | 4.6813 | 5.2806 | 5.4713 | 5.6356 | 5.3898 | 5.1171 | 4.55 | 3.9768
2042-03-20 | 3.8909 | 3.7689 | 3.6991 | 3.6025 | 3.6643 | 4.0926 | 4.3274 | 4.5266 | 4.6243 | 4.2693 | 4.2401 | 4.0403 | 3.6964 | 3.6093 | 3.9389 | 4.1653 | 4.419 | 5.0327 | 5.3753 | 5.4882 | 5.138 | 4.6985 | 4.1976 | 3.7994
2042-03-21 | 3.7106 | 3.6684 | 3.6361 | 3.5335 | 3.6268 | 3.8462 | 4.2205 | 4.5884 | 4.643 | 4.4785 | 4.8675 | 4.7056 | 4.4091 | 4.5633 | 4.7525 | 4.7887 | 5.0179 | 5.3999 | 5.6398 | 5.5817 | 5.2811 | 4.8706 | 4.3857 | 4.0206
2042-03-22 | 4.0001 | 3.8473 | 3.8387 | 3.7511 | 3.7661 | 3.8946 | 4.0922 | 4.1613 | 4.1903 | 4.0899 | 3.9138 | 3.8991 | 3.919 | 3.8205 | 4.1969 | 4.9156 | 4.8202 | 5.2553 | 5.3421 | 5.2593 | 4.9476 | 5.0137 | 4.4683 | 4.0477
2042-03-23 | 4.1723 | 4.0583 | 3.7441 | 3.6639 | 3.6476 | 3.8679 | 4.0591 | 4.1551 | 4.4389 | 4.3223 | 4.2771 | 4.7701 | 4.58 | 4.9672 | 4.9812 | 4.8952 | 5.26 | 5.7415 | 5.9207 | 5.9774 | 6.0014 | 5.4165 | 4.8591 | 4.3882
2042-03-24 | 4.194 | 4.026 | 3.9125 | 3.7929 | 3.8624 | 3.9767 | 4.3929 | 4.6796 | 5.2644 | 5.0268 | 5.238 | 4.5438 | 4.9946 | 4.7152 | 4.6887 | 4.771 | 5.1023 | 5.4448 | 5.6129 | 5.9546 | 5.4434 | 4.8672 | 4.3834 | 3.9643
2042-03-25 | 3.8204 | 3.7626 | 3.6399 | 3.6238 | 3.6617 | 3.9835 | 4.3522 | 4.5949 | 4.6927 | 4.4422 | 4.2826 | 4.2273 | 4.5146 | 4.0589 | 4.3202 | 5.0331 | 5.3594 | 5.6914 | 5.9841 | 5.9193 | 5.4566 | 4.9464 | 4.4406 | 4.0114
2042-03-26 | 3.8263 | 3.7428 | 3.6474 | 3.5643 | 3.6199 | 3.9134 | 4.3373 | 4.3179 | 4.4174 | 4.2973 | 4.2393 | 4.4659 | 4.4319 | 4.4734 | 4.4529 | 4.688 | 4.9863 | 5.4994 | 5.5285 | 5.6575 | 5.5822 | 5.0378 | 4.5125 | 3.9675
2042-03-27 | 3.898 | 3.8367 | 3.743 | 3.7364 | 3.7559 | 4.1111 | 4.5679 | 4.6951 | 4.8445 | 4.9497 | 5.0528 | 5.1651 | 4.6857 | 4.4997 | 4.6382 | 4.8392 | 5.3005 | 5.8629 | 5.6594 | 5.8726 | 5.7039 | 4.8896 | 4.2186 | 3.8724
2042-03-28 | 3.7439 | 3.6569 | 3.6142 | 3.5769 | 3.5899 | 3.7886 | 4.2136 | 4.2247 | 4.2312 | 4.126 | 4.2471 | 4.3211 | 4.4426 | 4.2423 | 4.2657 | 4.538 | 4.7736 | 5.1748 | 5.1407 | 5.2333 | 5.029 | 4.5822 | 4.2704 | 4.0125
2042-03-29 | 3.9066 | 3.7658 | 3.7911 | 3.6443 | 3.6212 | 3.8048 | 3.949 | 4.0863 | 4.411 | 4.5642 | 4.5071 | 5.0197 | 4.4811 | 4.1566 | 4.2686 | 4.5501 | 4.7512 | 5.4147 | 5.4772 | 5.5525 | 5.117 | 4.545 | 4.3596 | 3.9549
2042-03-30 | 3.8297 | 3.682 | 3.5523 | 3.5126 | 3.5407 | 3.7394 | 3.766 | 3.8611 | 4.2891 | 3.9907 | 4.0566 | 4.1945 | 3.8228 | 3.6822 | 3.8489 | 4.2721 | 4.6372 | 5.292 | 5.3885 | 5.553 | 5.1973 | 4.7762 | 4.1874 | 3.8906
2042-03-31 | 3.7978 | 3.8207 | 3.6909 | 3.6946 | 3.7404 | 4.0252 | 4.216 | 4.6569 | 4.8616 | 4.5338 | 4.6586 | 4.5397 | 4.5092 | 4.4281 | 4.3024 | 4.5711 | 4.6526 | 5.184 | 5.1408 | 5.4388 | 4.9362 | 4.449 | 4.0511 | 3.7607
2042-04-01 | 3.6762 | 3.5147 | 3.4369 | 3.4461 | 3.5389 | 3.8492 | 4.0301 | 4.1995 | 4.2217 | 4.0825 | 4.0115 | 4.2228 | 4.0775 | 4.0729 | 4.1681 | 4.3434 | 4.6172 | 5.2904 | 5.7959 | 5.9814 | 5.6453 | 5.2168 | 4.4646 | 4.1322
2042-04-02 | 3.9814 | 3.921 | 3.7873 | 3.6951 | 3.7458 | 4.0571 | 4.3621 | 4.5215 | 4.6815 | 4.9686 | 4.8223 | 4.5175 | 4.5393 | 4.5024 | 4.4189 | 5.0182 | 5.2588 | 5.9289 | 6.0915 | 6.2279 | 5.7839 | 4.6334 | 4.3113 | 4.1074
2042-04-03 | 4.1048 | 3.72 | 3.7804 | 3.6531 | 3.6985 | 3.9668 | 4.1687 | 4.3474 | 4.3866 | 4.1527 | 4.4514 | 4.5617 | 4.443 | 4.2152 | 4.2666 | 4.8561 | 5.4757 | 5.9234 | 6.1977 | 6.0569 | 5.5296 | 5.204 | 4.5919 | 4.2734
2042-04-04 | 3.9755 | 3.9561 | 3.8965 | 3.8629 | 3.8854 | 4.1254 | 4.4698 | 4.7605 | 5.179 | 4.9806 | 4.9223 | 4.738 | 4.3707 | 4.3201 | 4.8559 | 5.1318 | 5.2492 | 5.5862 | 5.5255 | 5.6735 | 5.358 | 4.7934 | 4.3589 | 3.8761
2042-04-05 | 3.8117 | 3.605 | 3.664 | 3.6234 | 3.6326 | 3.8321 | 3.9404 | 3.9098 | 3.9583 | 3.9163 | 3.9181 | 4.2446 | 4.0901 | 3.8953 | 4.0599 | 4.2408 | 4.6967 | 5.3453 | 5.7211 | 5.9135 | 5.2968 | 5.0747 | 4.7492 | 4.3244
2042-04-06 | 4.1569 | 3.9611 | 3.8131 | 3.8016 | 3.8061 | 3.9614 | 4.1364 | 4.2841 | 4.432 | 4.1848 | 4.668 | 4.6646 | 4.237 | 4.3059 | 4.3333 | 4.7411 | 4.9862 | 5.3209 | 5.4165 | 5.6915 | 4.9953 | 4.7211 | 4.3601 | 4.1214
2042-04-07 | 4.014 | 3.6993 | 3.6618 | 3.6776 | 3.7307 | 3.9973 | 4.3367 | 4.6256 | 4.8193 | 4.6516 | 4.8106 | 5.0184 | 4.9845 | 5.0987 | 5.3422 | 5.5945 | 5.9544 | 6.1482 | 6.2788 | 6.2535 | 5.6762 | 5.1544 | 4.4865 | 4.1024
2042-04-08 | 4.014 | 3.939 | 3.8014 | 3.6698 | 3.6252 | 3.8967 | 4.3483 | 4.6446 | 4.6819 | 4.4135 | 4.5486 | 4.4132 | 4.2347 | 4.2697 | 4.4377 | 4.8622 | 5.3248 | 5.8195 | 6.2035 | 6.1713 | 5.8556 | 4.9668 | 4.4485 | 3.9945
2042-04-09 | 3.9555 | 3.8859 | 3.7682 | 3.6434 | 3.7362 | 4.0864 | 4.5589 | 5.0117 | 5.2348 | 5.1918 | 4.8361 | 4.7927 | 4.7749 | 4.6136 | 4.3458 | 4.5885 | 5.1195 | 5.8553 | 6.0468 | 6.0775 | 5.5988 | 5.0164 | 4.6816 | 4.0594
2042-04-10 | 3.9154 | 3.9097 | 3.8004 | 3.7054 | 3.7603 | 4.0705 | 4.6063 | 4.9545 | 5.1158 | 5.351 | 5.5423 | 4.8912 | 4.6419 | 4.5764 | 4.5 | 4.8709 | 5.3098 | 5.9407 | 6.0234 | 6.2626 | 5.9058 | 4.9938 | 4.4886 | 4.0702
2042-04-11 | 3.8979 | 3.836 | 3.8627 | 3.8257 | 3.8437 | 4.1132 | 4.7243 | 4.9916 | 5.8406 | 5.6078 | 5.2359 | 5.0282 | 4.961 | 4.6464 | 5.041 | 5.1971 | 5.5871 | 6.0371 | 6.1438 | 6.1706 | 5.9363 | 5.3342 | 4.8002 | 4.2338
2042-04-12 | 4.1073 | 3.9565 | 4.001 | 3.872 | 3.8355 | 4.0607 | 4.2655 | 4.5295 | 4.7823 | 4.5285 | 4.4396 | 4.0846 | 4.072 | 3.8698 | 3.9664 | 4.2423 | 4.6864 | 5.4793 | 5.4039 | 5.525 | 5.0012 | 4.6184 | 4.3682 | 4.0433
2042-04-13 | 3.9604 | 3.8108 | 3.7306 | 3.7273 | 3.7497 | 4.0467 | 4.1967 | 4.2711 | 4.6604 | 4.6238 | 4.2245 | 4.3307 | 4.3317 | 4.1394 | 4.3607 | 5.2145 | 5.2797 | 5.8691 | 5.9422 | 6.0616 | 5.6961 | 5.2226 | 4.5744 | 4.1277
2042-04-14 | 3.7976 | 3.7727 | 3.6668 | 3.6899 | 3.6702 | 4.0124 | 4.412 | 4.5614 | 4.4683 | 4.1616 | 4.0114 | 3.7418 | 3.7773 | 3.6642 | 3.7169 | 4.2864 | 4.7287 | 5.3751 | 5.8851 | 6.1348 | 5.6793 | 5.1745 | 4.4983 | 4.0887
2042-04-15 | 3.9978 | 3.9131 | 3.7271 | 3.6545 | 3.6073 | 3.8598 | 4.1788 | 4.2921 | 4.3395 | 4.3658 | 4.1571 | 3.7441 | 4.8058 | 4.2547 | 4.341 | 5.4153 | 5.5852 | 6.0811 | 6.1857 | 6.0868 | 5.8388 | 5.0665 | 4.4618 | 4.2833
2042-04-16 | 4.1693 | 4.0023 | 3.7699 | 3.8156 | 3.927 | 4.2554 | 4.6972 | 4.7275 | 5.1948 | 5.1165 | 4.4322 | 4.4137 | 4.5558 | 4.6024 | 5.0334 | 5.3354 | 5.6972 | 6.1981 | 6.1211 | 6.018 | 5.8328 | 5.1005 | 4.4988 | 4.0755
2042-04-17 | 3.9324 | 3.9477 | 3.8536 | 3.8297 | 3.8046 | 4.0891 | 4.2839 | 4.108 | 4.2526 | 4.0428 | 3.8939 | 4.3185 | 4.4097 | 3.8129 | 4.2516 | 4.6687 | 5.0548 | 5.5538 | 5.793 | 5.8435 | 5.3373 | 4.6937 | 4.326 | 4.0582
2042-04-18 | 3.8429 | 3.7469 | 3.7861 | 3.6705 | 3.8424 | 3.9025 | 4.2755 | 4.2986 | 4.8759 | 4.9287 | 5.1329 | 4.8673 | 4.6887 | 4.4722 | 4.8807 | 5.3589 | 5.5688 | 6.1364 | 6.2496 | 6.1369 | 5.7885 | 5.4283 | 4.5681 | 4.2244
2042-04-19 | 4.1466 | 4.0297 | 4.0225 | 3.8891 | 3.9641 | 4.0017 | 4.0629 | 4.3413 | 4.7562 | 4.838 | 4.8931 | 4.6084 | 4.4916 | 4.6638 | 4.7099 | 4.8444 | 4.9809 | 5.5507 | 5.8491 | 5.7905 | 5.4176 | 4.8234 | 4.3872 | 4.0937
2042-04-20 | 4.0614 | 4.2532 | 3.9631 | 3.7703 | 3.8845 | 4.2054 | 4.39 | 4.7743 | 5.0994 | 5.264 | 4.9508 | 4.712 | 4.7995 | 4.7921 | 5.0725 | 5.262 | 5.6566 | 5.9681 | 6.0812 | 6.3668 | 6.0219 | 5.5292 | 4.3616 | 4.046
2042-04-21 | 3.9492 | 3.8194 | 3.7951 | 3.6932 | 3.7431 | 3.9823 | 4.3262 | 4.5725 | 4.8358 | 4.4669 | 5.1177 | 4.5707 | 4.3494 | 4.2064 | 4.1318 | 3.9799 | 4.3445 | 5.0002 | 5.2473 | 5.5545 | 5.1568 | 4.6516 | 4.1628 | 3.8678
2042-04-22 | 3.8587 | 3.785 | 3.7342 | 3.6864 | 3.6814 | 4.1492 | 4.3203 | 4.2788 | 4.5921 | 4.5964 | 4.4716 | 4.0868 | 4.0502 | 3.7938 | 4.1053 | 4.3455 | 4.8374 | 5.339 | 5.6281 | 5.7154 | 5.3424 | 4.8106 | 4.1523 | 3.9448
2042-04-23 | 3.8384 | 3.7871 | 3.7099 | 3.668 | 3.6895 | 4.0917 | 4.2965 | 4.4424 | 4.5765 | 4.1384 | 4.0225 | 3.8494 | 3.7701 | 3.5709 | 3.9577 | 4.6607 | 5.0224 | 5.3464 | 5.6662 | 5.7211 | 5.3766 | 4.8769 | 4.2779 | 3.9899
2042-04-24 | 3.9605 | 3.8387 | 3.9103 | 3.9492 | 4.0935 | 4.6087 | 4.7798 | 4.8378 | 5.0101 | 4.1744 | 4.0464 | 4.0173 | 3.9664 | 3.9401 | 4.1346 | 4.385 | 4.701 | 5.5065 | 5.6983 | 5.7792 | 5.5265 | 4.8643 | 4.2882 | 3.9633
2042-04-25 | 3.9109 | 3.8114 | 3.8225 | 3.7899 | 3.7969 | 4.1381 | 4.3695 | 4.4651 | 4.6855 | 4.4429 | 4.2487 | 4.2434 | 4.2841 | 4.525 | 4.9575 | 4.7399 | 5.0737 | 5.5991 | 6.0713 | 5.9619 | 5.5412 | 5.1437 | 4.6127 | 4.2847
2042-04-26 | 4.2198 | 3.9863 | 3.9655 | 3.8661 | 3.7145 | 3.9426 | 4.0477 | 4.2825 | 4.4794 | 4.2206 | 4.5906 | 4.7094 | 4.6428 | 4.3553 | 4.2571 | 4.5205 | 5.0709 | 5.3361 | 5.5766 | 5.3321 | 5.322 | 4.9616 | 4.7608 | 4.4572
2042-04-27 | 4.2624 | 4.0933 | 3.8763 | 3.7307 | 3.8529 | 4.0024 | 4.0388 | 4.4136 | 4.6151 | 4.4603 | 4.4501 | 4.5677 | 4.9427 | 4.7053 | 4.9313 | 5.0358 | 5.4454 | 5.6969 | 5.7905 | 5.7857 | 5.4635 | 5.0076 | 4.8034 | 4.2299
2042-04-28 | 4.1361 | 4.1388 | 4.1337 | 4.1185 | 4.1226 | 4.2132 | 4.8332 | 5.011 | 5.0061 | 4.5373 | 4.5264 | 4.9098 | 4.833 | 4.6737 | 4.4197 | 5.2545 | 5.5418 | 5.6299 | 5.7146 | 5.6381 | 5.2239 | 4.8181 | 4.4411 | 4.1165
2042-04-29 | 3.9809 | 3.8307 | 3.7288 | 3.652 | 3.6893 | 3.9852 | 4.1164 | 4.2591 | 4.4827 | 4.2108 | 4.2816 | 4.1891 | 4.2399 | 4.4011 | 4.5417 | 4.7617 | 5.0173 | 5.5606 | 5.7442 | 5.7519 | 5.0823 | 4.6128 | 4.241 | 3.8757
2042-04-30 | 3.7708 | 3.6395 | 3.5277 | 3.5247 | 3.6293 | 4.0276 | 4.2925 | 4.3148 | 4.6518 | 4.752 | 4.576 | 4.4669 | 4.2483 | 4.0183 | 4.0794 | 4.369 | 4.4923 | 4.8181 | 5.2546 | 5.4599 | 5.1223 | 4.6765 | 4.1931 | 3.9369
2042-05-01 | 3.6282 | 3.5445 | 3.5101 | 3.4044 | 3.4426 | 3.8617 | 3.9498 | 4.0445 | 4.1916 | 3.9958 | 3.9684 | 4.1084 | 4.2199 | 3.9653 | 4.2868 | 4.6539 | 4.8415 | 4.9276 | 5.0738 | 5.1811 | 4.8129 | 4.5156 | 4.0303 | 3.7044
2042-05-02 | 3.6541 | 3.4899 | 3.5129 | 3.5712 | 3.6322 | 3.8592 | 4.1565 | 4.1631 | 4.2924 | 4.1533 | 4.0316 | 3.7373 | 3.7394 | 3.4848 | 3.6165 | 4.1065 | 4.6289 | 4.9647 | 5.2347 | 5.2174 | 5.0412 | 4.7906 | 4.2022 | 3.9363
2042-05-03 | 3.8545 | 3.7015 | 3.7929 | 3.7326 | 3.7967 | 4.0805 | 4.0411 | 4.1239 | 4.1518 | 4.4128 | 4.2722 | 4.2207 | 4.3931 | 4.1088 | 4.3175 | 4.4511 | 4.5456 | 4.4651 | 4.7092 | 4.5749 | 4.3897 | 4.2896 | 3.9726 | 3.6829
2042-05-04 | 3.6133 | 3.5289 | 3.3769 | 3.3302 | 3.3462 | 3.722 | 3.7433 | 3.8581 | 3.9163 | 3.7951 | 3.595 | 3.6078 | 3.524 | 3.5137 | 3.4888 | 3.7743 | 3.8494 | 4.0425 | 4.2285 | 4.3913 | 4.1826 | 4.0302 | 3.7724 | 3.5929
2042-05-05 | 3.477 | 3.3586 | 3.3286 | 3.2756 | 3.3331 | 3.6057 | 3.9708 | 3.9704 | 3.8814 | 3.741 | 3.7453 | 3.7472 | 3.5047 | 3.2364 | 3.5438 | 3.7768 | 3.9875 | 4.2794 | 4.5358 | 4.7261 | 4.602 | 4.288 | 3.7683 | 3.4355
2042-05-06 | 3.3912 | 3.2831 | 3.225 | 3.2424 | 3.2597 | 3.6571 | 3.7454 | 3.9773 | 4.0653 | 3.9818 | 4.0354 | 4.0568 | 4.0798 | 3.534 | 3.7846 | 4.4228 | 4.598 | 4.7105 | 5.0745 | 5.1456 | 4.6909 | 4.429 | 3.998 | 3.7122
2042-05-07 | 3.5868 | 3.4339 | 3.4492 | 3.4858 | 3.6059 | 4.0963 | 4.138 | 4.2571 | 4.4073 | 4.204 | 4.3509 | 4.8236 | 4.4978 | 4.2077 | 4.6151 | 5.1076 | 5.2088 | 5.194 | 5.3097 | 5.5627 | 5.3579 | 4.8962 | 4.3933 | 3.7353
2042-05-08 | 3.7021 | 3.5428 | 3.5178 | 3.5044 | 3.607 | 3.9721 | 4.2656 | 4.3104 | 4.2685 | 4.1078 | 4.1423 | 4.2985 | 4.1032 | 3.9296 | 4.0747 | 4.1196 | 4.3679 | 4.6499 | 4.8701 | 4.9451 | 4.7996 | 4.5492 | 4.2137 | 3.8135
2042-05-09 | 3.7431 | 3.6151 | 3.744 | 3.645 | 3.688 | 3.9407 | 4.159 | 4.1694 | 4.2659 | 4.043 | 4.0688 | 4.0084 | 3.954 | 3.8913 | 3.9815 | 4.1401 | 4.499 | 4.8958 | 5.0371 | 5.0004 | 4.7575 | 4.5754 | 3.9651 | 3.7573
2042-05-10 | 3.7161 | 3.6614 | 3.7168 | 3.6095 | 3.6031 | 3.7549 | 3.8476 | 4.0098 | 4.2239 | 4.0512 | 3.9268 | 4.2804 | 4.7302 | 4.4678 | 4.5671 | 4.5238 | 4.7492 | 5.1215 | 5.1052 | 5.0635 | 4.9419 | 4.7296 | 4.4113 | 4.1138
2042-05-11 | 4.008 | 3.8438 | 3.7086 | 3.6357 | 3.7118 | 3.7457 | 3.7858 | 4.1458 | 4.3119 | 3.9978 | 4.277 | 4.5239 | 4.3447 | 4.2862 | 4.314 | 4.4642 | 4.6237 | 5.0118 | 5.2162 | 5.4324 | 5.2134 | 4.7619 | 4.3715 | 4.075
2042-05-12 | 4.0005 | 3.8713 | 3.8587 | 3.8414 | 3.9467 | 4.1981 | 4.4834 | 4.5336 | 4.9877 | 4.8839 | 4.5804 | 4.7182 | 4.5056 | 4.3062 | 4.5089 | 4.9545 | 5.7484 | 5.8981 | 5.8826 | 5.73 | 5.7029 | 5.2509 | 4.7436 | 4.2442
2042-05-13 | 4.3612 | 4.3628 | 4.2904 | 4.2922 | 4.2692 | 4.6916 | 4.838 | 5.1263 | 5.5127 | 5.2759 | 5.2343 | 5.363 | 4.8369 | 4.7043 | 5.1403 | 5.36 | 5.514 | 5.9213 | 6.1589 | 6.2884 | 6.1746 | 5.6918 | 4.998 | 4.474
2042-05-14 | 4.0436 | 3.9094 | 3.8413 | 3.8112 | 3.9717 | 4.3008 | 4.3936 | 4.6615 | 5.2879 | 5.0697 | 4.9621 | 4.8257 | 4.8736 | 4.9587 | 4.8467 | 5.2003 | 5.3554 | 5.8769 | 5.6892 | 5.9214 | 5.9351 | 5.4782 | 4.7332 | 4.3862
2042-05-15 | 4.2748 | 4.1204 | 4.0217 | 4.1138 | 4.1331 | 4.4726 | 4.8188 | 5.1044 | 5.228 | 4.9711 | 4.918 | 4.8603 | 4.695 | 4.7144 | 4.9368 | 5.1713 | 5.5432 | 5.9433 | 5.8483 | 5.7949 | 5.5631 | 5.251 | 4.7294 | 4.3636
2042-05-16 | 4.2062 | 4.1286 | 4.1226 | 4.247 | 4.2024 | 4.5586 | 4.8197 | 5.0618 | 5.1408 | 5.1853 | 5.1675 | 5.0189 | 4.9169 | 4.8995 | 4.9649 | 5.3516 | 5.5935 | 5.7476 | 5.7435 | 5.7868 | 5.6621 | 5.4973 | 4.9971 | 4.4926
2042-05-17 | 4.3294 | 4.1214 | 4.1885 | 4.1266 | 4.1611 | 4.4546 | 4.4891 | 4.5387 | 5.2729 | 4.9605 | 4.877 | 4.8066 | 4.7096 | 4.3856 | 4.5718 | 4.8247 | 5.0692 | 5.3732 | 5.5672 | 5.6732 | 5.5953 | 5.2731 | 4.8821 | 4.4228
2042-05-18 | 4.299 | 4.1089 | 3.9873 | 3.9573 | 4.0034 | 4.2177 | 4.1819 | 4.3841 | 4.9989 | 4.7479 | 4.861 | 4.8755 | 4.711 | 4.4829 | 4.7304 | 5.1075 | 5.3464 | 5.3928 | 5.591 | 5.598 | 5.4778 | 5.2101 | 4.7908 | 4.2864
2042-05-19 | 4.1524 | 4.1989 | 4.0263 | 3.962 | 3.9971 | 4.2321 | 4.5193 | 4.6043 | 5.1621 | 5.1388 | 4.8085 | 4.9965 | 4.8117 | 4.6563 | 4.968 | 5.1761 | 5.3214 | 5.7914 | 5.8726 | 5.8269 | 5.8374 | 5.4657 | 5.1218 | 4.5656
2042-05-20 | 4.322 | 4.0466 | 3.9814 | 3.9423 | 3.9009 | 4.2747 | 4.7382 | 4.9189 | 5.3826 | 5.1015 | 4.8666 | 4.9179 | 4.7736 | 4.8802 | 4.9147 | 5.2664 | 5.4324 | 5.6965 | 5.8038 | 5.7899 | 5.7132 | 5.0723 | 4.5369 | 4.2193
2042-05-21 | 4.1217 | 4.0215 | 4.0899 | 3.8958 | 4.1037 | 4.4172 | 4.5904 | 4.6507 | 4.73 | 4.5602 | 4.5961 | 4.673 | 4.2514 | 4.3475 | 4.5391 | 4.6676 | 4.9855 | 5.4426 | 5.5395 | 5.6858 | 5.5896 | 5.3544 | 4.803 | 4.4652
2042-05-22 | 4.3246 | 4.2186 | 4.1464 | 4.206 | 4.2776 | 4.5863 | 4.7135 | 4.932 | 5.0674 | 5.1424 | 5.1644 | 5.057 | 4.9052 | 4.7307 | 5.2808 | 5.221 | 5.2305 | 5.5739 | 5.6816 | 5.7234 | 5.4962 | 5.291 | 4.6797 | 4.2563
2042-05-23 | 4.1494 | 4.0368 | 4.023 | 4.047 | 4.1813 | 4.4367 | 4.6128 | 4.6522 | 4.8765 | 4.672 | 4.7682 | 4.7076 | 4.2905 | 4.2799 | 4.4266 | 4.7579 | 4.9973 | 5.6497 | 5.6103 | 5.8753 | 5.645 | 5.4098 | 4.9531 | 4.5425
2042-05-24 | 4.3883 | 4.2137 | 4.2697 | 4.234 | 4.1524 | 4.3669 | 4.0166 | 4.2194 | 4.7066 | 4.6844 | 4.47 | 4.7259 | 4.4143 | 4.1672 | 4.1642 | 4.3488 | 4.6217 | 5.1494 | 5.2362 | 5.1158 | 4.976 | 4.8384 | 4.5139 | 4.2148
2042-05-25 | 4.1026 | 4.0384 | 3.9627 | 3.8772 | 3.9777 | 4.0978 | 4.0707 | 4.1718 | 4.6492 | 4.6245 | 4.6189 | 4.5179 | 4.5375 | 4.6188 | 4.7013 | 4.8398 | 5.0521 | 5.4252 | 5.5115 | 5.5027 | 5.0262 | 4.921 | 4.7179 | 4.3139
2042-05-26 | 4.2147 | 4.0794 | 3.9968 | 3.9408 | 3.925 | 4.0747 | 4.1431 | 4.3062 | 4.5134 | 4.4885 | 4.754 | 4.5677 | 4.5048 | 4.4667 | 4.5058 | 4.6891 | 4.984 | 5.0681 | 5.1289 | 5.2258 | 5.2147 | 4.9614 | 4.6645 | 4.3543
2042-05-27 | 4.2747 | 4.211 | 4.1093 | 4.0694 | 4.1312 | 4.3693 | 4.4304 | 4.5283 | 5.0287 | 4.9582 | 4.858 | 4.8981 | 5.1386 | 4.983 | 5.0389 | 5.3071 | 5.5746 | 5.7459 | 5.546 | 5.6927 | 5.3787 | 5.1315 | 4.589 | 4.2086
2042-05-28 | 4.0522 | 3.9555 | 3.9596 | 3.9858 | 3.8212 | 4.1602 | 4.4101 | 4.3808 | 4.665 | 4.8206 | 4.5801 | 4.5516 | 4.522 | 4.5013 | 4.7008 | 4.7273 | 5.0465 | 5.3473 | 5.4576 | 5.5215 | 5.4718 | 5.1293 | 4.4615 | 4.1933
2042-05-29 | 4.1237 | 3.9304 | 3.8731 | 3.8628 | 3.705 | 4.1133 | 4.3255 | 4.6283 | 4.7634 | 4.6308 | 4.6836 | 4.7207 | 4.8038 | 4.6784 | 4.73 | 5.088 | 5.1838 | 5.4416 | 5.5878 | 5.7313 | 5.6977 | 5.173 | 4.6326 | 4.1056
2042-05-30 | 3.9812 | 3.8674 | 3.8346 | 3.8468 | 3.9596 | 4.3869 | 4.8639 | 4.6325 | 4.9158 | 4.8144 | 4.7798 | 4.7548 | 4.4848 | 4.1959 | 4.6262 | 5.0054 | 4.9454 | 5.3581 | 5.1704 | 5.1244 | 5.1267 | 5.1151 | 4.5464 | 4.2623
2042-05-31 | 4.2036 | 4.0294 | 3.9723 | 3.8938 | 3.9645 | 4.275 | 4.1767 | 4.2843 | 4.7184 | 4.4716 | 4.4429 | 4.5958 | 4.6127 | 4.1334 | 4.4925 | 4.6625 | 4.8896 | 5.2243 | 5.5424 | 5.3983 | 5.3859 | 5.0636 | 4.7809 | 4.3946
2042-06-01 | 4.034 | 3.8603 | 3.717 | 3.7786 | 3.8489 | 3.9628 | 4.0846 | 4.0437 | 4.547 | 4.3686 | 4.1986 | 4.0766 | 4.233 | 4.0235 | 4.1258 | 4.3551 | 4.513 | 4.9393 | 4.9301 | 5.0814 | 4.8951 | 4.799 | 4.3197 | 4.057
2042-06-02 | 3.9285 | 3.8742 | 3.7566 | 3.875 | 3.8964 | 4.1149 | 4.2025 | 4.197 | 4.4065 | 4.4423 | 4.5617 | 4.2709 | 4.2507 | 4.3322 | 4.6661 | 4.8733 | 4.9445 | 5.1803 | 5.3805 | 5.4515 | 5.2811 | 4.8295 | 4.4868 | 4.1302
2042-06-03 | 4.0109 | 3.8778 | 3.8116 | 3.7733 | 3.8532 | 4.2188 | 4.5865 | 4.3146 | 4.4736 | 4.6318 | 4.7441 | 4.7287 | 4.6515 | 4.6672 | 4.9305 | 4.9591 | 4.9811 | 5.3726 | 5.3326 | 5.3869 | 5.2647 | 4.9372 | 4.5848 | 4.2058
2042-06-04 | 4.0901 | 3.9905 | 3.967 | 3.9927 | 4.018 | 4.3132 | 4.3618 | 4.2739 | 4.725 | 4.7328 | 4.5598 | 4.4139 | 4.5184 | 4.5375 | 4.5546 | 4.8517 | 4.9224 | 5.3283 | 5.4552 | 5.5894 | 5.6121 | 5.322 | 4.9961 | 4.6192
2042-06-05 | 4.3767 | 4.2712 | 4.1395 | 4.0844 | 4.1968 | 4.4235 | 4.5133 | 4.5973 | 4.7528 | 4.7419 | 4.5015 | 4.5645 | 4.4268 | 4.3804 | 4.3109 | 4.713 | 4.8338 | 5.1321 | 5.2656 | 5.2672 | 5.2461 | 4.9308 | 4.537 | 4.1604
2042-06-06 | 4.0177 | 3.9967 | 4.0167 | 3.9397 | 4.0402 | 4.2434 | 4.2832 | 4.3986 | 4.6643 | 4.5791 | 4.6078 | 4.4625 | 4.5483 | 4.4271 | 4.4298 | 4.6788 | 4.8063 | 5.1149 | 5.4023 | 5.5125 | 5.3228 | 5.1216 | 4.7048 | 4.4328
2042-06-07 | 4.3023 | 3.9364 | 3.9381 | 3.8476 | 3.9987 | 4.1322 | 4.1923 | 4.328 | 4.6166 | 4.5063 | 4.4029 | 4.6381 | 4.063 | 4.0337 | 4.3688 | 4.6515 | 4.796 | 5.3914 | 5.2545 | 5.2825 | 5.2534 | 5.0217 | 4.6955 | 4.2767
2042-06-08 | 4.1574 | 4.033 | 3.9428 | 3.9269 | 3.9815 | 4.0973 | 4.2435 | 4.3671 | 4.561 | 4.4271 | 4.4432 | 4.334 | 4.1975 | 4.1831 | 4.3947 | 4.6498 | 4.5722 | 4.9712 | 5.3513 | 5.4422 | 5.3738 | 5.0394 | 4.7944 | 4.3365
2042-06-09 | 4.2059 | 3.9443 | 3.9229 | 3.9988 | 4.0487 | 4.243 | 4.2957 | 4.6253 | 5.1121 | 4.8799 | 4.9856 | 4.719 | 4.6744 | 4.5538 | 4.7828 | 5.0273 | 5.2497 | 5.6249 | 5.6392 | 5.581 | 5.5097 | 5.2858 | 4.9488 | 4.384
2042-06-10 | 4.0624 | 3.9376 | 3.8339 | 3.876 | 3.9497 | 4.1314 | 4.2624 | 4.3554 | 4.8323 | 4.5472 | 4.5276 | 4.486 | 4.5047 | 4.3724 | 4.3826 | 4.6073 | 4.8256 | 5.3161 | 5.5497 | 5.6178 | 5.4941 | 5.2198 | 4.717 | 4.3785
2042-06-11 | 4.2605 | 4.031 | 3.9572 | 3.9362 | 3.9585 | 4.3124 | 4.2572 | 4.4563 | 4.7353 | 4.8053 | 4.865 | 4.8326 | 4.6019 | 4.6249 | 4.7327 | 5.055 | 4.9681 | 5.3349 | 5.5294 | 5.6182 | 5.5892 | 5.3281 | 4.9454 | 4.5647
2042-06-12 | 4.4192 | 4.3908 | 4.1907 | 4.0622 | 4.1083 | 4.3779 | 4.3383 | 4.4343 | 4.5351 | 4.2994 | 4.335 | 4.3664 | 4.2598 | 3.9898 | 4.32 | 4.6219 | 4.7208 | 5.0712 | 5.1735 | 5.2734 | 5.1211 | 4.8327 | 4.3656 | 4.1415
2042-06-13 | 3.9625 | 3.8681 | 3.9309 | 3.8871 | 3.9181 | 3.9919 | 3.9008 | 4.1157 | 4.5152 | 4.707 | 4.8466 | 4.7946 | 4.74 | 4.5534 | 4.718 | 5.0325 | 5.1236 | 5.446 | 5.4473 | 5.4263 | 5.2102 | 4.9994 | 4.5716 | 4.2628
2042-06-14 | 4.1997 | 3.9292 | 3.9451 | 3.8917 | 3.9397 | 4.1208 | 4.0778 | 4.3582 | 4.3552 | 4.4012 | 4.1492 | 4.2004 | 4.1478 | 4.1614 | 4.187 | 4.3346 | 4.6465 | 5.032 | 5.1137 | 5.0614 | 4.8901 | 4.6577 | 4.435 | 4.2131
2042-06-15 | 4.1205 | 4.0676 | 3.9328 | 3.944 | 3.889 | 4.0979 | 3.9448 | 4.0052 | 4.3751 | 4.1929 | 4.2568 | 4.3945 | 4.4639 | 4.3879 | 4.4218 | 4.5377 | 4.7239 | 5.098 | 5.2997 | 5.4614 | 5.3424 | 4.9736 | 4.5789 | 4.2861
2042-06-16 | 4.1551 | 4.0209 | 3.7951 | 3.858 | 3.9675 | 4.0777 | 4.1147 | 4.154 | 4.5789 | 4.3909 | 4.4505 | 4.2534 | 3.7935 | 4.2263 | 4.4923 | 4.4658 | 4.7821 | 5.2287 | 5.3103 | 5.2657 | 5.1002 | 4.7969 | 4.5375 | 4.348
2042-06-17 | 4.2615 | 4.1494 | 4.0382 | 4.0535 | 4.0966 | 4.3772 | 4.3781 | 4.528 | 4.791 | 4.9117 | 5.048 | 4.9963 | 4.788 | 4.5859 | 5.0926 | 5.2852 | 5.306 | 5.6089 | 5.6652 | 5.7352 | 5.6033 | 5.1998 | 4.7971 | 4.5011
2042-06-18 | 4.281 | 4.2551 | 4.0812 | 4.0094 | 4.1063 | 4.3895 | 4.4301 | 4.6873 | 4.8036 | 4.58 | 4.4901 | 4.2951 | 4.0533 | 4.1674 | 4.4468 | 4.7316 | 4.888 | 5.354 | 5.4828 | 5.6048 | 5.5686 | 5.1421 | 4.6593 | 4.2941
2042-06-19 | 4.157 | 4.0644 | 3.9972 | 4.0555 | 4.0196 | 4.1277 | 4.1991 | 4.2997 | 5.0013 | 4.8129 | 4.7077 | 4.8559 | 4.8782 | 4.4433 | 4.2948 | 4.6199 | 4.9659 | 5.3572 | 5.4769 | 5.5723 | 5.4218 | 5.0514 | 4.547 | 4.3221
2042-06-20 | 4.2332 | 4.1498 | 4.1465 | 4.0305 | 4.0034 | 4.1737 | 4.2681 | 4.3185 | 4.6162 | 4.7369 | 4.7933 | 4.9083 | 4.7697 | 4.6869 | 4.8129 | 4.9681 | 4.8995 | 5.118 | 4.9748 | 5.2317 | 5.0466 | 4.9781 | 4.5738 | 4.2216
2042-06-21 | 4.0759 | 3.9252 | 4.003 | 3.9231 | 3.8693 | 4.098 | 4.2591 | 4.2404 | 4.5346 | 4.5834 | 4.5304 | 4.593 | 4.5304 | 4.4448 | 4.9166 | 5.0528 | 5.1971 | 5.525 | 5.4931 | 5.5824 | 5.5146 | 5.2762 | 4.901 | 4.5136
2042-06-22 | 4.3558 | 4.3028 | 3.9952 | 3.979 | 4.0318 | 4.1096 | 4.249 | 4.3473 | 4.608 | 4.6079 | 4.5236 | 4.666 | 4.469 | 4.2388 | 4.4478 | 4.8832 | 4.8578 | 5.1464 | 5.2498 | 5.4022 | 5.2994 | 5.1849 | 4.758 | 4.4892
2042-06-23 | 4.3304 | 4.2148 | 4.1865 | 4.1096 | 4.0263 | 4.2869 | 4.4037 | 4.5557 | 4.8473 | 4.7251 | 4.571 | 4.714 | 4.7452 | 4.3133 | 4.6661 | 4.8994 | 5.0288 | 5.4364 | 5.5405 | 5.5556 | 5.3672 | 5.1274 | 4.791 | 4.3499
2042-06-24 | 4.2854 | 4.1907 | 4.1089 | 4.1634 | 4.2046 | 4.4446 | 4.534 | 4.6535 | 5.0088 | 4.8136 | 4.779 | 4.6454 | 4.7017 | 4.8677 | 4.8001 | 4.826 | 5.0506 | 5.5004 | 5.637 | 5.6893 | 5.414 | 5.1049 | 4.8631 | 4.624
2042-06-25 | 4.3881 | 4.2465 | 4.1359 | 4.1488 | 4.1779 | 4.3923 | 4.2839 | 4.6142 | 4.7478 | 4.882 | 4.7763 | 4.7582 | 4.5172 | 4.1922 | 4.5262 | 4.6271 | 4.7181 | 5.228 | 5.2386 | 5.2452 | 5.1138 | 4.8514 | 4.553 | 4.1827
2042-06-26 | 4.0759 | 3.9531 | 3.9461 | 3.8792 | 3.8846 | 4.1831 | 4.3497 | 4.5024 | 4.7332 | 4.7867 | 4.6949 | 4.6665 | 4.6667 | 4.5338 | 4.7177 | 4.7913 | 4.9609 | 5.4051 | 5.5586 | 5.6329 | 5.5025 | 5.1545 | 4.7378 | 4.449
2042-06-27 | 4.3515 | 4.2607 | 4.2917 | 4.1903 | 4.2869 | 4.4149 | 4.5397 | 4.5648 | 5.1022 | 5.087 | 5.1401 | 4.8884 | 4.7794 | 4.5088 | 4.772 | 4.7034 | 4.8217 | 5.3101 | 5.4626 | 5.4593 | 5.3039 | 5.087 | 4.74 | 4.4123
2042-06-28 | 4.2586 | 4.1983 | 4.1444 | 4.0336 | 3.9907 | 4.1407 | 4.134 | 4.2078 | 4.4769 | 4.3423 | 4.2723 | 4.1591 | 4.1862 | 4.2151 | 4.3593 | 4.5249 | 4.6422 | 5.1116 | 5.1955 | 5.0851 | 5.0508 | 4.7326 | 4.6365 | 4.4476
2042-06-29 | 4.2865 | 4.1472 | 4.0403 | 3.9643 | 4.0658 | 4.2412 | 4.2538 | 4.3011 | 4.5128 | 4.4869 | 4.4419 | 4.5341 | 4.5877 | 4.253 | 4.3171 | 4.6007 | 4.6472 | 5.0597 | 5.2556 | 5.3148 | 5.0539 | 4.9051 | 4.569 | 4.3447
2042-06-30 | 4.2441 | 4.1911 | 4.1392 | 4.0946 | 4.1566 | 4.3039 | 4.3541 | 4.5737 | 4.9733 | 5.0453 | 4.9591 | 4.8832 | 5.1271 | 5.1514 | 5.0922 | 5.3882 | 5.5953 | 5.9456 | 6.0415 | 6.1685 | 5.9568 | 5.3291 | 4.8304 | 4.4136
2042-07-01 | 4.1195 | 4.0095 | 3.8828 | 3.8207 | 3.8794 | 4.1334 | 4.2542 | 4.4968 | 4.7398 | 4.5177 | 4.7178 | 4.5672 | 4.6294 | 4.4971 | 4.4566 | 4.8422 | 5.0544 | 5.476 | 5.5164 | 5.6791 | 5.5416 | 5.0238 | 4.7944 | 4.3565
2042-07-02 | 4.2242 | 4.104 | 4.0582 | 4.1161 | 4.0267 | 4.2806 | 4.012 | 4.2779 | 4.8288 | 4.8527 | 5.063 | 4.8351 | 4.762 | 4.7295 | 4.6631 | 4.9934 | 5.1968 | 5.6583 | 5.5619 | 5.7483 | 5.5158 | 5.2269 | 4.6514 | 4.2736
2042-07-03 | 4.088 | 3.9888 | 3.9941 | 3.9589 | 3.9992 | 4.171 | 4.1723 | 4.4108 | 4.6036 | 4.6822 | 4.5002 | 4.7719 | 4.6955 | 4.6152 | 4.7043 | 4.7043 | 4.9416 | 5.4431 | 5.1145 | 5.2229 | 4.9994 | 4.8681 | 4.8099 | 4.2862
2042-07-04 | 4.1322 | 4.0047 | 4.1376 | 4.1218 | 4.1095 | 4.3312 | 4.3588 | 4.6351 | 4.7279 | 4.6449 | 4.8693 | 4.7753 | 4.8861 | 4.6869 | 4.8193 | 5.1308 | 5.3258 | 5.3164 | 5.4452 | 5.4992 | 5.4028 | 5.1101 | 4.8404 | 4.4197
2042-07-05 | 4.3122 | 4.161 | 4.1529 | 3.9729 | 4.156 | 4.286 | 4.1058 | 4.4713 | 4.8082 | 4.6383 | 4.4645 | 4.5392 | 4.5171 | 4.5175 | 4.7808 | 4.7882 | 4.8477 | 5.1435 | 5.2245 | 5.0438 | 4.9613 | 4.825 | 4.7798 | 4.4896
2042-07-06 | 4.423 | 4.3237 | 4.1795 | 4.1413 | 4.1673 | 4.2643 | 4.3048 | 4.6455 | 4.8352 | 4.9033 | 4.6152 | 4.8019 | 4.6102 | 4.5906 | 4.6006 | 4.979 | 5.091 | 5.1343 | 5.2311 | 5.3344 | 5.2004 | 4.9553 | 4.5489 | 4.3172
2042-07-07 | 4.1666 | 4.0264 | 4.0134 | 4.031 | 4.1176 | 4.3495 | 4.4586 | 4.9261 | 5.3805 | 4.9668 | 4.8375 | 4.8484 | 4.7662 | 4.9128 | 4.7284 | 4.938 | 5.1545 | 5.3925 | 5.7049 | 5.8502 | 5.6979 | 5.3293 | 5.014 | 4.6156
2042-07-08 | 4.4624 | 4.2628 | 4.2605 | 4.2451 | 4.3183 | 4.6697 | 4.8123 | 5.0381 | 5.241 | 4.9639 | 4.8178 | 5.0464 | 5.0056 | 4.7566 | 4.6153 | 4.8497 | 5.4826 | 6.1839 | 6.1897 | 6.2624 | 6.0649 | 5.7837 | 5.2387 | 4.8226
2042-07-09 | 4.476 | 4.3032 | 4.2091 | 4.1503 | 4.3425 | 4.5068 | 4.6159 | 4.8359 | 5.0321 | 4.8381 | 4.703 | 4.5473 | 4.4359 | 4.4895 | 4.6745 | 5.2299 | 5.7132 | 6.1897 | 6.2216 | 6.2514 | 6.1586 | 5.7275 | 5.1867 | 4.631
2042-07-10 | 4.3258 | 4.3444 | 4.1714 | 4.0258 | 4.0453 | 4.3127 | 4.3575 | 4.6879 | 4.8982 | 4.6361 | 4.5074 | 4.5047 | 4.4278 | 4.3727 | 4.4539 | 4.7169 | 4.9543 | 5.3712 | 5.3882 | 5.6209 | 5.4031 | 5.1091 | 4.6553 | 4.3963
2042-07-11 | 4.2826 | 4.218 | 4.131 | 4.0586 | 4.1253 | 4.1868 | 4.0604 | 4.2546 | 4.9721 | 4.7196 | 4.4505 | 4.5179 | 4.6374 | 4.4903 | 4.4389 | 4.6746 | 4.8546 | 5.4568 | 5.5657 | 5.4621 | 5.2581 | 5.0373 | 4.6303 | 4.4093
2042-07-12 | 4.347 | 4.1255 | 4.1015 | 4.0492 | 4.0424 | 4.1305 | 3.9802 | 4.1909 | 4.6381 | 4.6019 | 4.3339 | 4.376 | 4.3651 | 4.3095 | 4.4819 | 4.5061 | 4.76 | 5.3009 | 5.3878 | 5.3552 | 5.3207 | 4.8399 | 4.5567 | 4.2708
2042-07-13 | 4.1892 | 4.0425 | 3.8821 | 3.8276 | 3.7868 | 3.8626 | 3.8217 | 4.0507 | 4.4239 | 4.2677 | 4.1363 | 4.2543 | 4.1341 | 4.1897 | 4.2472 | 4.5941 | 4.6698 | 5.3252 | 5.3822 | 5.3721 | 5.2796 | 4.9831 | 4.681 | 4.2996
2042-07-14 | 4.1933 | 4.095 | 4.0773 | 3.9761 | 3.9941 | 4.1575 | 3.9997 | 4.3528 | 4.83 | 4.6585 | 4.6755 | 4.7606 | 4.9643 | 4.9059 | 4.9964 | 5.0325 | 5.2866 | 5.7634 | 5.8564 | 5.9455 | 5.7161 | 5.3691 | 4.7984 | 4.4642
2042-07-15 | 4.3147 | 4.1292 | 4.0393 | 4.0232 | 4.0191 | 4.2517 | 4.1447 | 4.3332 | 4.7455 | 4.492 | 4.4306 | 4.375 | 4.4769 | 4.3855 | 4.4655 | 4.6821 | 5.0279 | 5.5049 | 5.5691 | 5.7181 | 5.4668 | 5.1643 | 4.7389 | 4.4274
2042-07-16 | 4.2829 | 4.1573 | 4.0622 | 4.0174 | 4.0872 | 4.4708 | 4.3639 | 4.4079 | 5.0855 | 4.9885 | 4.8819 | 4.8313 | 4.828 | 4.6414 | 5.0609 | 5.1076 | 5.3381 | 5.6997 | 5.9682 | 6.0984 | 5.9571 | 5.373 | 4.9266 | 4.4273
2042-07-17 | 4.2808 | 4.2543 | 4.1253 | 4.0102 | 4.0976 | 4.2764 | 4.2731 | 4.4407 | 4.6877 | 4.6221 | 4.2918 | 4.3911 | 4.4025 | 4.3689 | 4.3891 | 4.6293 | 5.0484 | 5.4252 | 5.4533 | 5.5692 | 5.4523 | 5.186 | 4.6749 | 4.366
2042-07-18 | 4.3329 | 4.2532 | 4.2805 | 4.1777 | 4.3659 | 4.6065 | 4.7194 | 4.8086 | 5.189 | 5.1026 | 5.1394 | 5.0492 | 5.1553 | 4.9807 | 5.2568 | 5.325 | 5.3097 | 5.9435 | 5.7637 | 5.7651 | 5.4493 | 5.1484 | 4.5299 | 4.3712
2042-07-19 | 4.3152 | 4.1646 | 4.1439 | 4.0874 | 4.1087 | 4.1711 | 4.09 | 4.2438 | 4.3697 | 4.3443 | 4.3883 | 4.4447 | 4.4113 | 4.2396 | 4.2554 | 4.6101 | 4.7055 | 5.1533 | 5.275 | 5.3584 | 5.257 | 4.9773 | 4.6239 | 4.4717
2042-07-20 | 4.2693 | 4.1793 | 4.0119 | 3.9682 | 3.9954 | 4.1966 | 4.0421 | 4.5644 | 4.9421 | 4.9583 | 4.7037 | 4.7125 | 4.7431 | 4.6719 | 4.3781 | 4.5792 | 4.8987 | 5.4159 | 5.5008 | 5.6902 | 5.7511 | 5.3325 | 4.9264 | 4.508
2042-07-21 | 4.3839 | 4.2571 | 4.18 | 4.064 | 4.0168 | 4.3172 | 4.2305 | 4.5369 | 4.8469 | 4.6474 | 4.44 | 4.7499 | 4.7455 | 4.4363 | 4.4167 | 4.8128 | 5.0724 | 5.4495 | 5.4673 | 5.4736 | 5.3886 | 5.0992 | 4.713 | 4.438
2042-07-22 | 4.294 | 4.2078 | 4.1824 | 4.0951 | 4.2002 | 4.4628 | 4.499 | 4.6022 | 4.8616 | 4.4339 | 4.4309 | 4.4494 | 4.3809 | 4.4357 | 4.7354 | 5.2779 | 5.3272 | 5.8189 | 5.8609 | 5.9995 | 5.8485 | 5.5323 | 4.9815 | 4.5233
2042-07-23 | 4.2819 | 4.1887 | 4.0776 | 4.0175 | 4.1217 | 4.2968 | 4.3794 | 4.5873 | 4.9559 | 4.875 | 4.7186 | 4.7988 | 4.6716 | 4.6062 | 4.8328 | 5.0106 | 5.3981 | 5.6226 | 5.8228 | 5.9357 | 5.98 | 5.3731 | 4.7455 | 4.3618
2042-07-24 | 4.1857 | 4.1564 | 4.0214 | 3.9931 | 4.0894 | 4.3041 | 4.3451 | 4.5605 | 4.6586 | 4.7868 | 4.9362 | 4.9996 | 5.0111 | 4.8628 | 4.8419 | 5.3952 | 5.435 | 5.7674 | 5.9336 | 5.9165 | 5.7071 | 5.3509 | 4.8595 | 4.4303
2042-07-25 | 4.2638 | 4.1941 | 4.1162 | 4.1733 | 4.2162 | 4.3231 | 4.3815 | 4.5913 | 4.8772 | 4.628 | 4.609 | 4.6983 | 4.725 | 4.6976 | 4.7826 | 4.9999 | 5.1001 | 5.3891 | 5.5016 | 5.5805 | 5.4135 | 5.0521 | 4.7105 | 4.3519
2042-07-26 | 4.389 | 4.1484 | 4.1105 | 4.0028 | 4.0183 | 4.2969 | 4.2818 | 4.4632 | 4.701 | 4.7727 | 4.6977 | 4.9545 | 4.8487 | 4.4599 | 4.5534 | 4.8416 | 5.0601 | 5.2039 | 5.3633 | 5.5002 | 5.3167 | 4.976 | 4.7032 | 4.4084
2042-07-27 | 4.2834 | 4.1144 | 3.9687 | 4.0176 | 4.0196 | 4.1107 | 4.1525 | 4.5151 | 4.68 | 4.5336 | 4.5014 | 4.56 | 4.846 | 4.4052 | 4.3724 | 4.5897 | 4.832 | 5.1974 | 5.2817 | 5.6458 | 5.3642 | 4.9809 | 4.7741 | 4.3901
2042-07-28 | 4.4843 | 4.3729 | 4.2695 | 4.2882 | 4.2973 | 4.5046 | 4.6728 | 4.8459 | 5.0952 | 4.9189 | 5.0545 | 4.9359 | 5.1184 | 4.8504 | 5.0053 | 5.3958 | 5.7955 | 6.1396 | 6.3849 | 6.6622 | 6.486 | 6.2004 | 5.4521 | 4.9873
2042-07-29 | 4.4556 | 3.8052 | 3.7305 | 3.9998 | 4.1768 | 4.3383 | 4.337 | 4.8058 | 5.3695 | 5.1281 | 4.6747 | 4.5536 | 4.5001 | 4.2876 | 4.4998 | 4.9986 | 5.2535 | 5.5697 | 5.7719 | 5.8079 | 5.5913 | 5.2131 | 4.7553 | 4.3783
2042-07-30 | 4.2153 | 4.1037 | 4.1054 | 3.9932 | 4.1123 | 4.4626 | 4.4767 | 4.6609 | 4.7917 | 4.5697 | 4.4656 | 4.5631 | 4.3505 | 4.486 | 4.8065 | 5.2462 | 5.4753 | 5.7849 | 5.9844 | 6.0357 | 5.9127 | 5.6766 | 5.2098 | 4.7139
2042-07-31 | 4.6708 | 4.4313 | 4.3028 | 4.218 | 4.1813 | 4.2713 | 4.4372 | 4.7036 | 4.776 | 4.7294 | 4.4987 | 4.6456 | 4.7072 | 4.5619 | 4.6858 | 4.9664 | 5.1076 | 5.4836 | 5.4907 | 5.6126 | 5.5225 | 5.3276 | 4.7971 | 4.4868
2042-08-01 | 4.4882 | 4.4574 | 4.4026 | 4.4934 | 4.4824 | 4.6637 | 4.8303 | 4.8657 | 4.9764 | 4.8697 | 4.6897 | 4.6238 | 4.8793 | 4.5332 | 4.7745 | 4.8914 | 5.1116 | 5.3393 | 5.4777 | 5.5468 | 5.3546 | 5.1916 | 4.9224 | 4.6292
2042-08-02 | 4.4943 | 4.3121 | 4.2946 | 4.248 | 4.326 | 4.5156 | 4.6334 | 4.7245 | 4.9034 | 4.5926 | 4.5597 | 4.6657 | 4.6033 | 4.4223 | 4.5963 | 5.0756 | 5.2879 | 5.4813 | 5.7444 | 5.8277 | 5.7131 | 5.45 | 5.1297 | 4.7368
2042-08-03 | 4.5582 | 4.4384 | 4.2701 | 4.2644 | 4.248 | 4.4038 | 4.4996 | 4.5494 | 4.7182 | 4.569 | 4.764 | 4.7692 | 4.8036 | 4.6065 | 4.67 | 5.4122 | 5.4203 | 5.7766 | 5.9131 | 6.0013 | 5.8902 | 5.5179 | 5.2323 | 4.7807
2042-08-04 | 4.5768 | 4.4327 | 4.2233 | 4.2281 | 4.2554 | 4.3766 | 4.7472 | 4.7786 | 5.1139 | 4.9226 | 4.5879 | 4.7236 | 4.6679 | 4.3672 | 4.7487 | 5.2184 | 5.4128 | 5.6854 | 5.7996 | 5.8061 | 5.5567 | 5.1745 | 4.8831 | 4.5906
2042-08-05 | 4.4021 | 4.3168 | 4.3277 | 4.2904 | 4.3908 | 4.6393 | 4.8847 | 4.9767 | 5.1097 | 4.8929 | 5.0292 | 5.1644 | 5.0726 | 5.0769 | 5.215 | 5.6098 | 5.7881 | 6.0667 | 6.1644 | 6.1891 | 6.0138 | 5.697 | 5.1403 | 4.7782
2042-08-06 | 4.6346 | 4.565 | 4.4008 | 4.4192 | 4.4949 | 4.6358 | 4.8018 | 4.8543 | 5.014 | 4.9779 | 4.9077 | 4.8797 | 4.9626 | 4.7593 | 4.8828 | 5.3165 | 5.4718 | 5.7237 | 5.8641 | 6.0468 | 5.9901 | 5.5397 | 5.1573 | 4.8301
2042-08-07 | 4.7526 | 4.7231 | 4.6451 | 4.5159 | 4.4621 | 4.5997 | 4.8326 | 4.7671 | 4.835 | 4.7507 | 4.65 | 4.6802 | 4.6477 | 4.5278 | 4.8273 | 5.0648 | 5.4394 | 5.595 | 5.6611 | 5.7535 | 5.495 | 5.3074 | 4.7938 | 4.6032
2042-08-08 | 4.5843 | 4.4628 | 4.399 | 4.3468 | 4.3295 | 4.5552 | 4.5145 | 4.7059 | 5.2955 | 5.2341 | 4.9619 | 4.9811 | 5.0505 | 4.9186 | 4.8263 | 5.1041 | 5.2758 | 5.5731 | 5.586 | 5.686 | 5.4452 | 5.2063 | 4.7991 | 4.5316
2042-08-09 | 4.533 | 4.3154 | 4.2909 | 4.1552 | 4.2357 | 4.3001 | 4.3335 | 4.6264 | 4.827 | 4.8514 | 4.8106 | 4.8105 | 4.7907 | 4.6959 | 4.6934 | 5.0501 | 5.2611 | 5.4227 | 5.6459 | 5.8 | 5.6062 | 5.3258 | 5.0587 | 4.8106
2042-08-10 | 4.6823 | 4.5723 | 4.3573 | 4.44 | 4.4033 | 4.6535 | 4.7259 | 4.8239 | 4.9896 | 4.7551 | 4.8457 | 4.8619 | 4.9358 | 4.9814 | 4.8048 | 5.2129 | 5.2562 | 5.5194 | 5.5269 | 5.7109 | 5.4482 | 5.2406 | 4.8197 | 4.5854
2042-08-11 | 4.4976 | 4.344 | 4.3291 | 4.319 | 4.3508 | 4.608 | 4.8675 | 4.9206 | 5.1052 | 4.8653 | 4.7524 | 4.7081 | 4.7955 | 4.654 | 4.5737 | 4.9422 | 5.2138 | 5.4928 | 5.8116 | 5.9147 | 5.7169 | 5.4718 | 5.0774 | 4.7243
2042-08-12 | 4.5608 | 4.5004 | 4.4235 | 4.3596 | 4.4068 | 4.5729 | 4.7224 | 4.6567 | 5.267 | 5.0636 | 5.1116 | 5.1802 | 5.0834 | 4.7346 | 4.9472 | 5.082 | 5.3578 | 5.7375 | 5.8944 | 5.9684 | 5.7995 | 5.3252 | 4.8837 | 4.5886
2042-08-13 | 4.4528 | 4.3261 | 4.2316 | 4.1861 | 4.1268 | 4.5522 | 4.7086 | 4.7102 | 5.2638 | 5.0708 | 4.8319 | 4.9253 | 5.0096 | 4.9235 | 5.0538 | 5.4066 | 5.4697 | 5.7418 | 5.7546 | 5.7485 | 5.6419 | 5.4487 | 4.9531 | 4.6211
2042-08-14 | 4.5203 | 4.4276 | 4.425 | 4.3332 | 4.445 | 4.6998 | 4.6447 | 4.8777 | 5.2487 | 5.2493 | 5.154 | 5.0433 | 5.1075 | 4.9628 | 5.0695 | 5.3619 | 5.5602 | 5.7667 | 5.6521 | 5.8092 | 5.6268 | 5.4604 | 4.9854 | 4.6642
2042-08-15 | 4.535 | 4.4386 | 4.4422 | 4.2319 | 4.193 | 4.4268 | 4.74 | 4.7309 | 4.9707 | 4.9087 | 4.9669 | 4.8357 | 4.9412 | 4.6917 | 4.9332 | 5.0119 | 5.4073 | 5.7096 | 5.9183 | 5.8924 | 5.5729 | 5.3333 | 5.0028 | 4.6151
2042-08-16 | 4.589 | 4.4167 | 4.4076 | 4.2606 | 4.401 | 4.5554 | 4.7914 | 4.8682 | 5.1207 | 5.1335 | 4.9391 | 5.01 | 4.8791 | 4.8703 | 4.7443 | 4.9939 | 5.1832 | 5.7141 | 5.8645 | 5.7562 | 5.5305 | 5.3143 | 4.9644 | 4.7183
2042-08-17 | 4.46 | 4.2968 | 4.1497 | 3.9981 | 4.1206 | 4.3016 | 4.3519 | 4.1888 | 4.811 | 4.5933 | 4.5079 | 4.5535 | 4.6318 | 4.3878 | 4.4566 | 4.9992 | 5.1672 | 5.575 | 5.7395 | 5.7947 | 5.5675 | 5.1974 | 4.905 | 4.544
2042-08-18 | 4.4732 | 4.3485 | 4.2302 | 4.1448 | 4.2369 | 4.4968 | 4.6955 | 4.5477 | 5.1077 | 5.1873 | 4.8976 | 4.8169 | 4.8454 | 4.9991 | 4.8873 | 5.0503 | 5.3882 | 5.745 | 5.8194 | 5.8658 | 5.5146 | 5.2208 | 4.9276 | 4.5654
2042-08-19 | 4.4135 | 4.2699 | 4.2001 | 4.1379 | 4.1745 | 4.4136 | 4.8427 | 4.8789 | 5.1341 | 4.8318 | 4.6922 | 4.8393 | 4.6257 | 4.565 | 4.6932 | 4.9763 | 5.3132 | 5.5292 | 5.8 | 5.8866 | 5.6813 | 5.4206 | 5.0544 | 4.7254
2042-08-20 | 4.5314 | 4.4375 | 4.2742 | 4.1973 | 4.2616 | 4.6735 | 4.9674 | 4.9235 | 5.0772 | 4.9406 | 4.8011 | 4.8358 | 4.8552 | 4.634 | 4.8531 | 5.4024 | 5.6805 | 5.8965 | 5.9983 | 6.0447 | 5.7139 | 5.4526 | 4.9702 | 4.7824
2042-08-21 | 4.6783 | 4.5337 | 4.503 | 4.3211 | 4.3314 | 4.6778 | 5.0981 | 4.8694 | 5.0924 | 4.9293 | 4.965 | 5.0629 | 5.0875 | 4.8569 | 4.7928 | 4.9772 | 5.2614 | 5.5564 | 5.7676 | 5.8274 | 5.6452 | 5.3497 | 5.0016 | 4.6488
2042-08-22 | 4.5288 | 4.4389 | 4.4168 | 4.2717 | 4.2564 | 4.4938 | 4.8155 | 4.917 | 5.1772 | 5.216 | 5.1011 | 4.9881 | 5.011 | 4.9148 | 5.1398 | 5.4773 | 5.611 | 5.9764 | 5.9666 | 5.9262 | 5.7119 | 5.3569 | 5.021 | 4.6914
2042-08-23 | 4.6189 | 4.4752 | 4.3814 | 4.2749 | 4.2297 | 4.342 | 4.46 | 4.7755 | 5.0644 | 4.9884 | 4.8804 | 4.9366 | 4.891 | 4.8534 | 5.0383 | 5.2763 | 5.5651 | 5.7181 | 5.6525 | 5.7114 | 5.5621 | 5.3539 | 5.0571 | 4.6948
2042-08-24 | 4.5446 | 4.3501 | 4.2775 | 4.1627 | 4.1939 | 4.4951 | 4.6831 | 4.9076 | 5.2938 | 5.1773 | 5.102 | 5.1231 | 5.0155 | 5.0696 | 5.0981 | 5.2116 | 5.3233 | 5.7322 | 5.8132 | 6.0169 | 5.8128 | 5.5258 | 5.175 | 4.8338
2042-08-25 | 4.6683 | 4.4721 | 4.4219 | 4.2893 | 4.3726 | 4.6368 | 5.1405 | 5.2218 | 5.4091 | 5.0988 | 4.8676 | 4.8884 | 4.7877 | 4.6428 | 4.7429 | 5.114 | 5.2028 | 5.6043 | 5.7749 | 5.8995 | 5.4996 | 5.2999 | 4.8768 | 4.5945
2042-08-26 | 4.6275 | 4.5131 | 4.445 | 4.3923 | 4.601 | 4.9297 | 5.2958 | 5.2236 | 5.4462 | 5.3335 | 5.5053 | 5.2906 | 5.3942 | 5.2256 | 5.3874 | 5.6544 | 5.9544 | 6.2991 | 6.3342 | 6.4793 | 6.1078 | 5.8104 | 5.3589 | 5.025
2042-08-27 | 4.63 | 4.5664 | 4.4699 | 4.418 | 4.3467 | 4.6913 | 4.8343 | 4.9637 | 5.2628 | 4.9749 | 4.798 | 4.7914 | 4.9598 | 4.7128 | 4.5932 | 4.9784 | 5.2042 | 5.6669 | 5.7462 | 5.7859 | 5.4429 | 5.1325 | 4.8555 | 4.5328
2042-08-28 | 4.5779 | 4.5267 | 4.4694 | 4.3805 | 4.4415 | 4.5205 | 4.7567 | 4.6321 | 4.7112 | 5.1968 | 5.2366 | 5.1576 | 4.9677 | 4.7983 | 4.8885 | 5.3056 | 5.4865 | 5.6452 | 5.5836 | 5.7295 | 5.6464 | 5.4208 | 4.9474 | 4.6476
2042-08-29 | 4.5107 | 4.4497 | 4.3787 | 4.3245 | 4.4184 | 4.5948 | 4.6667 | 4.6366 | 4.7362 | 4.7337 | 4.6654 | 4.5362 | 4.4988 | 4.6273 | 5.0122 | 5.0273 | 5.248 | 5.709 | 5.6701 | 5.5762 | 5.5056 | 5.3886 | 4.9467 | 4.5718
2042-08-30 | 4.5195 | 4.3588 | 4.3736 | 4.2929 | 4.3456 | 4.5303 | 4.5316 | 4.6061 | 4.89 | 4.7727 | 4.5725 | 4.7405 | 4.8661 | 4.5213 | 4.6425 | 4.8641 | 5.0589 | 5.747 | 5.7551 | 5.6501 | 5.5512 | 5.1671 | 4.8524 | 4.6555
2042-08-31 | 4.5293 | 4.3978 | 4.3876 | 4.301 | 4.3861 | 4.6297 | 4.8609 | 4.8852 | 5.1208 | 5.0563 | 4.8579 | 4.9061 | 4.8593 | 4.8118 | 4.8758 | 4.7912 | 5.1297 | 5.5615 | 5.7427 | 5.7116 | 5.2443 | 5.1093 | 4.7963 | 4.5608
2042-09-01 | 4.4177 | 4.308 | 4.24 | 4.2842 | 4.3416 | 4.5658 | 4.7332 | 4.8004 | 4.9468 | 4.7337 | 4.819 | 4.7244 | 4.6082 | 4.5368 | 4.8175 | 5.1001 | 5.3069 | 5.7717 | 5.707 | 5.7314 | 5.4271 | 5.2553 | 4.8775 | 4.6354
2042-09-02 | 4.4033 | 4.2966 | 4.2366 | 4.0584 | 4.0685 | 4.2884 | 4.27 | 4.4248 | 4.5955 | 4.7215 | 4.8902 | 4.8042 | 4.8557 | 4.5384 | 4.7256 | 4.7385 | 5.1608 | 5.7301 | 5.8932 | 6.0053 | 5.5318 | 5.2767 | 4.8431 | 4.6657
2042-09-03 | 4.5058 | 4.3701 | 4.2746 | 4.2133 | 4.2804 | 4.6015 | 4.9162 | 5.0307 | 5.2005 | 5.1784 | 5.039 | 5.3339 | 5.3677 | 5.1041 | 5.3531 | 5.2176 | 5.5189 | 5.8964 | 6.0333 | 5.7556 | 5.3227 | 5.3137 | 4.9788 | 4.6469
2042-09-04 | 4.4796 | 4.4252 | 4.3144 | 4.2688 | 4.257 | 4.545 | 4.8198 | 5.0138 | 5.1688 | 5.018 | 4.7807 | 4.9368 | 4.8937 | 4.6305 | 4.6917 | 5.023 | 5.3516 | 5.8307 | 5.8004 | 6.0651 | 5.9133 | 5.6003 | 5.0192 | 4.6482
2042-09-05 | 4.526 | 4.3712 | 4.4218 | 4.2965 | 4.3191 | 4.5365 | 4.9283 | 4.9097 | 5.2343 | 5.2181 | 5.0585 | 4.9782 | 5.3872 | 5.1592 | 5.1028 | 5.0419 | 5.4331 | 5.8078 | 5.7626 | 5.6145 | 5.3974 | 5.0752 | 4.7754 | 4.4803
2042-09-06 | 4.4847 | 4.3062 | 4.2907 | 4.1879 | 4.2281 | 4.4119 | 4.5374 | 4.6136 | 4.7489 | 4.6933 | 4.8577 | 4.8063 | 4.5946 | 4.3995 | 4.6726 | 4.6052 | 4.9137 | 5.3199 | 5.52 | 5.4829 | 5.3536 | 4.9822 | 4.8436 | 4.5571
2042-09-07 | 4.4648 | 4.3367 | 4.2166 | 4.1219 | 4.1896 | 4.355 | 4.509 | 4.6825 | 4.7297 | 4.7202 | 4.6509 | 4.8205 | 4.9445 | 4.9678 | 4.8067 | 5.2225 | 5.2262 | 5.2971 | 5.4716 | 5.5753 | 5.2656 | 5.0479 | 4.6595 | 4.4143
2042-09-08 | 4.3152 | 4.224 | 4.0528 | 4.0093 | 4.0986 | 4.3863 | 4.6724 | 4.5103 | 4.769 | 4.7337 | 4.4068 | 4.7571 | 4.7243 | 4.6701 | 4.8384 | 5.041 | 5.5008 | 5.8011 | 5.9687 | 6.1597 | 5.9345 | 5.659 | 5.1672 | 4.8384
2042-09-09 | 4.7075 | 4.5717 | 4.511 | 4.2675 | 4.1985 | 4.4731 | 4.7182 | 4.8471 | 4.8294 | 4.7645 | 4.6934 | 4.6214 | 4.5117 | 4.3671 | 4.4402 | 4.654 | 4.9684 | 5.5017 | 5.7366 | 5.6895 | 5.2446 | 5.0839 | 4.7245 | 4.6052
2042-09-10 | 4.5918 | 4.4515 | 4.3542 | 4.2956 | 4.4031 | 4.6931 | 5.0931 | 5.143 | 5.3602 | 5.3923 | 5.0981 | 5.3749 | 5.2763 | 5.0734 | 5.1508 | 5.4326 | 5.6844 | 5.9362 | 6.0792 | 6.0179 | 5.4964 | 5.2677 | 4.8349 | 4.5166
2042-09-11 | 4.3504 | 4.3388 | 4.2236 | 4.2106 | 4.2791 | 4.6751 | 5.0043 | 5.1771 | 5.2651 | 5.0481 | 5.0177 | 5.1718 | 5.1457 | 5.0988 | 4.9562 | 5.2866 | 5.5849 | 6.0627 | 6.1325 | 6.2377 | 6.0755 | 5.8079 | 5.2066 | 4.9343
2042-09-12 | 4.7027 | 4.4968 | 4.4669 | 4.3619 | 4.3536 | 4.6118 | 4.8574 | 4.9328 | 5.0503 | 4.9884 | 5.091 | 5.137 | 5.143 | 5.1763 | 5.1639 | 5.2025 | 5.289 | 5.8874 | 5.9221 | 5.7815 | 5.5814 | 5.4038 | 5.0455 | 4.7655
2042-09-13 | 4.5897 | 4.4414 | 4.4589 | 4.2261 | 4.2849 | 4.5677 | 4.6834 | 4.9758 | 5.3009 | 5.1388 | 5.2277 | 5.1279 | 5.4254 | 5.3172 | 5.1634 | 5.378 | 5.5189 | 5.7326 | 5.7916 | 5.4943 | 5.3219 | 5.0453 | 4.9045 | 4.7484
2042-09-14 | 4.6052 | 4.4722 | 4.3436 | 4.2835 | 4.296 | 4.519 | 4.4239 | 4.6675 | 4.967 | 4.8641 | 4.8626 | 4.9573 | 4.9224 | 5.1012 | 5.0646 | 5.3685 | 5.6657 | 6.0506 | 6.3629 | 6.1367 | 5.8279 | 5.6259 | 5.121 | 4.8404
2042-09-15 | 4.6039 | 4.4551 | 4.3496 | 4.2992 | 4.4214 | 4.6958 | 4.9387 | 5.2562 | 5.5218 | 5.1054 | 5.0281 | 4.9881 | 4.935 | 4.7448 | 5.0334 | 5.1471 | 5.3667 | 5.8955 | 6.117 | 6.1122 | 5.779 | 5.515 | 5.0981 | 4.712
2042-09-16 | 4.5886 | 4.4051 | 4.3577 | 4.2666 | 4.3594 | 4.7189 | 4.5506 | 5.0922 | 5.3459 | 5.0599 | 5.247 | 5.2598 | 5.2213 | 4.8842 | 4.7485 | 5.0762 | 5.296 | 5.9476 | 6.0232 | 5.9804 | 5.4622 | 5.1876 | 5.0024 | 4.6415
2042-09-17 | 4.4692 | 4.2153 | 4.1918 | 4.3088 | 4.3436 | 4.6069 | 4.7166 | 4.9138 | 4.9884 | 4.8419 | 5.0295 | 4.9022 | 4.8813 | 4.8699 | 4.9192 | 5.1271 | 5.258 | 5.7428 | 6.049 | 6.0431 | 5.699 | 5.429 | 5.0327 | 4.6634
2042-09-18 | 4.4792 | 4.351 | 4.2755 | 4.2437 | 4.3377 | 4.7231 | 4.8384 | 5.0505 | 5.5601 | 5.2992 | 5.0541 | 5.1464 | 5.1059 | 5.0968 | 5.0614 | 5.1971 | 5.4788 | 5.7556 | 5.8739 | 5.9661 | 5.6275 | 5.3513 | 4.9154 | 4.5884
2042-09-19 | 4.4499 | 4.4246 | 4.324 | 4.3197 | 4.3969 | 4.5646 | 4.5661 | 4.6265 | 4.9467 | 4.8119 | 4.7974 | 4.7176 | 4.7867 | 4.6196 | 4.7223 | 4.9204 | 4.9337 | 5.4148 | 5.5302 | 5.6026 | 5.2645 | 5.1668 | 4.8384 | 4.5526
2042-09-20 | 4.4448 | 4.309 | 4.3356 | 4.2494 | 4.3844 | 4.4957 | 4.5558 | 4.7147 | 4.8415 | 4.6713 | 4.585 | 4.6659 | 4.506 | 4.3203 | 4.5675 | 4.7474 | 4.9374 | 5.4269 | 5.7357 | 5.7452 | 5.5129 | 5.3285 | 5.04 | 4.7949
2042-09-21 | 4.6154 | 4.4889 | 4.3464 | 4.2844 | 4.1819 | 4.5525 | 4.5181 | 4.7113 | 4.873 | 4.7426 | 4.6887 | 4.7327 | 4.8674 | 4.7264 | 4.7368 | 4.8689 | 5.2301 | 5.8168 | 6.035 | 6.0414 | 5.7832 | 5.5606 | 5.1806 | 4.7817
2042-09-22 | 4.6121 | 4.4521 | 4.4933 | 4.523 | 4.5475 | 4.7917 | 5.0557 | 5.3471 | 5.4152 | 5.2398 | 5.2491 | 5.5343 | 5.4162 | 5.4513 | 5.4363 | 5.3714 | 5.5499 | 6.0604 | 6.2301 | 6.2393 | 5.6651 | 5.4037 | 4.8721 | 4.5827
2042-09-23 | 4.5009 | 4.3692 | 4.3465 | 4.3044 | 4.3908 | 4.7108 | 4.796 | 5.0303 | 5.0151 | 4.9796 | 4.9207 | 4.9247 | 4.9796 | 4.7297 | 4.8011 | 5.1345 | 5.3935 | 5.8596 | 6.0972 | 6.1193 | 5.8741 | 5.6458 | 5.205 | 4.9083
2042-09-24 | 4.6123 | 4.4987 | 4.4615 | 4.3816 | 4.4595 | 4.8371 | 4.9878 | 5.0258 | 5.3675 | 5.0406 | 5.0241 | 4.932 | 4.9319 | 4.667 | 4.7498 | 4.9572 | 5.2133 | 5.5799 | 5.854 | 5.7958 | 5.5206 | 5.2597 | 5.0347 | 4.6911
2042-09-25 | 4.6623 | 4.4953 | 4.3993 | 4.4167 | 4.4385 | 4.7297 | 4.9206 | 5.0058 | 5.1063 | 4.8597 | 5.007 | 5.1534 | 5.3477 | 5.3399 | 5.4166 | 5.8362 | 6.1982 | 6.5176 | 6.566 | 6.5539 | 6.2671 | 5.6804 | 5.2466 | 4.9828
2042-09-26 | 4.6143 | 4.5212 | 4.4331 | 4.3758 | 4.5041 | 4.6753 | 4.9112 | 4.9573 | 5.0991 | 5.1486 | 5.3153 | 5.6166 | 5.4055 | 5.4607 | 5.3616 | 5.6879 | 5.9021 | 6.1208 | 6.2463 | 6.1476 | 5.9493 | 5.7989 | 5.3012 | 4.9663
2042-09-27 | 4.9146 | 4.8091 | 4.5876 | 4.5035 | 4.5544 | 4.6249 | 4.6487 | 4.9406 | 5.0912 | 5.1965 | 4.988 | 4.9462 | 5.3087 | 5.3412 | 5.5052 | 5.4298 | 5.5658 | 5.6412 | 5.7014 | 5.3603 | 5.2869 | 5.1393 | 4.9478 | 4.5828
2042-09-28 | 4.4337 | 4.4206 | 4.2217 | 4.3118 | 4.4193 | 4.6267 | 4.9272 | 4.9668 | 5.0582 | 5.1677 | 4.9832 | 5.1078 | 5.0181 | 4.7133 | 4.8111 | 5.0759 | 5.2836 | 5.6493 | 5.7944 | 5.8477 | 5.5978 | 5.3668 | 4.987 | 4.7784
2042-09-29 | 4.6111 | 4.4178 | 4.3872 | 4.3387 | 4.3046 | 4.5095 | 4.6152 | 4.8451 | 4.8641 | 4.8348 | 4.8873 | 5.2216 | 5.3144 | 5.2907 | 4.9182 | 5.1645 | 5.4219 | 5.8688 | 6.1059 | 5.8573 | 5.5297 | 5.2201 | 4.8219 | 4.5858
2042-09-30 | 4.5249 | 4.4454 | 4.4584 | 4.3917 | 4.4258 | 4.7493 | 4.7936 | 4.9388 | 5.0685 | 4.8867 | 4.9489 | 5.243 | 5.05 | 4.8186 | 4.8162 | 5.0719 | 5.442 | 5.9552 | 6.0994 | 6.0407 | 5.6484 | 5.6283 | 5.2868 | 4.9258
2042-10-01 | 4.7468 | 4.6346 | 4.6033 | 4.5125 | 4.6098 | 4.7875 | 4.9129 | 5.0272 | 5.0157 | 4.9857 | 4.8964 | 5.0717 | 4.9892 | 4.8235 | 4.8723 | 5.1707 | 5.699 | 5.8524 | 5.9966 | 5.9176 | 5.6557 | 5.3906 | 5.0512 | 4.741
2042-10-02 | 4.6745 | 4.6424 | 4.5499 | 4.4663 | 4.5428 | 4.8192 | 5.016 | 5.2174 | 5.2481 | 5.1528 | 5.1458 | 5.0611 | 4.8566 | 4.5506 | 5.0145 | 5.3076 | 5.6554 | 5.9924 | 6.2532 | 6.2239 | 6.0577 | 5.8772 | 5.2227 | 4.8831
2042-10-03 | 4.6436 | 4.5658 | 4.4063 | 4.328 | 4.3182 | 4.5838 | 4.7477 | 4.8894 | 4.9296 | 4.8971 | 4.7957 | 4.8143 | 4.9849 | 5.0528 | 4.9425 | 5.0444 | 5.4388 | 5.7806 | 5.736 | 5.5923 | 5.3953 | 5.1887 | 4.7674 | 4.5308
2042-10-04 | 4.4887 | 4.4396 | 4.3449 | 4.2173 | 4.2461 | 4.47 | 4.3587 | 4.6344 | 4.6994 | 4.7799 | 4.7034 | 4.8952 | 4.9502 | 4.8676 | 4.936 | 5.0825 | 5.4286 | 5.6179 | 5.7888 | 5.7267 | 5.418 | 5.2851 | 5.0232 | 4.7153
2042-10-05 | 4.5158 | 4.2954 | 4.2297 | 4.2275 | 4.1855 | 4.3573 | 4.3964 | 4.582 | 4.6984 | 4.696 | 4.7829 | 4.9212 | 4.7954 | 4.7989 | 4.9046 | 5.1674 | 5.3234 | 5.4763 | 5.4811 | 5.5472 | 5.1066 | 5.061 | 4.7579 | 4.4311
2042-10-06 | 4.2879 | 4.2689 | 4.1772 | 4.1079 | 4.0141 | 4.3013 | 4.4399 | 4.5418 | 4.8965 | 4.9691 | 4.9077 | 5.0449 | 4.8351 | 4.5134 | 4.7572 | 4.8237 | 5.0977 | 5.5228 | 5.8689 | 5.7587 | 5.576 | 5.4313 | 5.0795 | 4.7428
2042-10-07 | 4.5899 | 4.4895 | 4.3437 | 4.1939 | 4.2167 | 4.49 | 4.5523 | 4.7161 | 4.8296 | 4.7123 | 4.9416 | 4.976 | 5.0665 | 4.972 | 5.0165 | 5.0624 | 5.5557 | 5.8969 | 5.9084 | 5.7043 | 5.3685 | 5.1503 | 4.9369 | 4.5965
2042-10-08 | 4.3979 | 4.2998 | 4.2348 | 4.2246 | 4.2868 | 4.4623 | 4.524 | 5.0643 | 5.1931 | 5.1234 | 5.1565 | 5.1174 | 5.1503 | 5.1389 | 5.0183 | 5.1648 | 5.5083 | 5.9203 | 6.1099 | 6.0253 | 5.7129 | 5.3785 | 5.0845 | 4.7047
2042-10-09 | 4.7374 | 4.677 | 4.6938 | 4.586 | 4.6479 | 5.0163 | 5.2437 | 5.5051 | 5.6107 | 5.4618 | 5.6456 | 5.3536 | 5.058 | 4.8238 | 5.6593 | 5.8809 | 6.2056 | 6.5459 | 6.5174 | 6.5491 | 6.3829 | 6.1833 | 5.5346 | 5.0599
2042-10-10 | 4.7552 | 4.6311 | 4.5471 | 4.5133 | 4.5368 | 4.6873 | 4.7795 | 4.9197 | 5.1225 | 4.9636 | 4.9906 | 5.2447 | 5.0477 | 5.3464 | 5.5506 | 5.5714 | 5.8914 | 6.1927 | 6.025 | 5.8425 | 5.5502 | 5.3012 | 4.9908 | 4.6007
2042-10-11 | 4.5304 | 4.3069 | 4.3202 | 4.2373 | 4.2834 | 4.4616 | 4.5229 | 4.8103 | 5.0074 | 4.9729 | 5.0281 | 5.2397 | 4.8802 | 4.7527 | 4.8754 | 5.2414 | 5.5473 | 5.7799 | 5.8105 | 5.7356 | 5.6361 | 5.3986 | 5.0115 | 4.7293
2042-10-12 | 4.5615 | 4.3647 | 4.2546 | 4.1817 | 4.195 | 4.4232 | 4.442 | 4.6001 | 4.7507 | 4.7908 | 4.837 | 5.024 | 5.1838 | 5.1871 | 5.182 | 5.4332 | 5.448 | 5.6819 | 5.6754 | 5.6853 | 5.2822 | 5.1051 | 4.8282 | 4.4756
2042-10-13 | 4.3535 | 4.2468 | 4.1445 | 4.1859 | 4.3864 | 4.6128 | 4.6319 | 4.7879 | 5.1536 | 5.1573 | 5.1394 | 4.9498 | 4.8079 | 4.514 | 4.8761 | 5.0388 | 5.4056 | 5.8138 | 5.9683 | 5.8421 | 5.4535 | 5.2844 | 5.0879 | 4.6597
2042-10-14 | 4.523 | 4.3876 | 4.2844 | 4.2811 | 4.3436 | 4.6016 | 4.8393 | 5.0661 | 5.2112 | 5.0473 | 5.0052 | 5.1448 | 5.0209 | 5.0432 | 5.1968 | 5.3421 | 5.3762 | 5.6341 | 5.8129 | 5.6667 | 5.4098 | 5.109 | 4.8309 | 4.5262
2042-10-15 | 4.4192 | 4.2338 | 4.2059 | 4.267 | 4.4034 | 4.6885 | 4.5407 | 4.8964 | 5.1772 | 5.0481 | 5.0695 | 5.053 | 5.1179 | 4.8044 | 4.7388 | 5.0504 | 5.3607 | 5.7487 | 5.9211 | 5.6045 | 5.3835 | 5.2846 | 4.9862 | 4.5957
2042-10-16 | 4.551 | 4.4368 | 4.3769 | 4.3002 | 4.357 | 4.691 | 4.5923 | 4.876 | 5.3615 | 5.3626 | 5.5827 | 5.3599 | 5.1174 | 5.1385 | 5.1459 | 5.348 | 5.5069 | 5.9342 | 5.7936 | 5.6588 | 5.4103 | 5.2392 | 5.0216 | 4.6398
2042-10-17 | 4.4826 | 4.4144 | 4.3786 | 4.3091 | 4.3126 | 4.4423 | 4.5006 | 4.7018 | 5.0235 | 4.985 | 4.8714 | 5.103 | 5.1408 | 5.2145 | 5.4337 | 5.3962 | 5.6491 | 6.2331 | 6.3099 | 6.0965 | 5.8094 | 5.6189 | 5.1639 | 4.8899
2042-10-18 | 4.5717 | 4.405 | 4.3902 | 4.3398 | 4.3803 | 4.4613 | 4.6902 | 4.7084 | 4.8487 | 4.95 | 4.9519 | 5.0744 | 5.0888 | 4.9783 | 5.1803 | 5.2919 | 5.3642 | 5.6915 | 5.6614 | 5.5584 | 5.527 | 5.2741 | 5.1401 | 4.8268
2042-10-19 | 4.8232 | 4.6125 | 4.4228 | 4.4006 | 4.459 | 4.6633 | 4.9986 | 5.2701 | 5.2685 | 5.2666 | 5.1279 | 5.2716 | 5.3563 | 5.3111 | 5.4527 | 5.4997 | 5.891 | 6.1192 | 6.2833 | 6.0497 | 5.8761 | 5.6235 | 5.2144 | 4.7062
2042-10-20 | 4.6419 | 4.5034 | 4.3763 | 4.2946 | 4.3555 | 4.6324 | 5.037 | 5.2306 | 5.1827 | 5.0537 | 5.0841 | 4.9475 | 4.9709 | 5.0374 | 5.2168 | 5.3173 | 5.6536 | 5.8299 | 5.9427 | 5.6333 | 5.3365 | 5.0613 | 4.844 | 4.6114
2042-10-21 | 4.559 | 4.3756 | 4.317 | 4.2327 | 4.3637 | 4.6512 | 4.9799 | 5.1165 | 5.1638 | 4.8294 | 5.0164 | 5.0826 | 5.1552 | 5.0816 | 5.249 | 5.434 | 5.6992 | 6.0649 | 6.2579 | 5.8996 | 5.5512 | 5.3157 | 4.9239 | 4.6651
2042-10-22 | 4.5275 | 4.4042 | 4.2435 | 4.2193 | 4.322 | 4.5335 | 4.8717 | 4.8176 | 5.1801 | 4.9405 | 5.0658 | 5.0156 | 5.1268 | 4.9932 | 5.3231 | 5.36 | 5.5666 | 5.7606 | 6.0917 | 5.8777 | 5.534 | 5.2434 | 4.8595 | 4.5578
2042-10-23 | 4.4507 | 4.3339 | 4.2204 | 4.2211 | 4.3493 | 4.6025 | 4.9801 | 5.0494 | 5.1578 | 5.0774 | 5.1079 | 5.216 | 5.2005 | 5.1107 | 5.2653 | 5.4898 | 5.5719 | 6.0346 | 5.8617 | 5.6412 | 5.4081 | 5.0757 | 4.7376 | 4.4732
2042-10-24 | 4.3441 | 4.3718 | 4.3711 | 4.2924 | 4.3517 | 4.4834 | 4.7557 | 4.9286 | 5.1766 | 5.0907 | 5.0386 | 5.0517 | 5.1957 | 5.1445 | 5.2675 | 5.3258 | 5.6581 | 5.9607 | 6.0501 | 5.9711 | 5.7535 | 5.5343 | 5.1599 | 4.8509
2042-10-25 | 4.7578 | 4.5149 | 4.4163 | 4.3053 | 4.421 | 4.7292 | 4.9165 | 5.1963 | 5.2391 | 5.1255 | 5.0243 | 5.1903 | 5.1717 | 5.0594 | 5.1812 | 5.22 | 5.6224 | 5.8234 | 5.8236 | 5.6136 | 5.3435 | 5.1279 | 4.8904 | 4.5439
2042-10-26 | 4.4539 | 4.3118 | 4.2169 | 4.1715 | 4.1383 | 4.4124 | 4.3993 | 4.5962 | 4.7344 | 4.9029 | 4.7608 | 4.7964 | 4.741 | 4.5064 | 4.7155 | 4.9931 | 5.3151 | 5.7003 | 5.773 | 5.7771 | 5.4784 | 5.2062 | 4.893 | 4.5355
2042-10-27 | 4.3831 | 4.2436 | 4.2379 | 4.1637 | 4.242 | 4.5166 | 4.785 | 4.9501 | 5.0339 | 4.9918 | 4.8314 | 4.8741 | 4.9517 | 4.7325 | 4.9565 | 5.3132 | 5.6711 | 5.9908 | 6.1318 | 6.0186 | 5.6428 | 5.442 | 5.0868 | 4.7024
2042-10-28 | 4.5533 | 4.2998 | 4.1718 | 4.1534 | 4.1419 | 4.3864 | 4.7617 | 4.9006 | 5.2542 | 4.9849 | 4.9064 | 4.8851 | 5.0219 | 4.7394 | 4.9724 | 5.2777 | 5.6603 | 6.0329 | 6.1387 | 5.9376 | 5.587 | 5.3027 | 5.0303 | 4.6485
2042-10-29 | 4.5299 | 4.3958 | 4.2281 | 4.1663 | 4.1258 | 4.4673 | 4.7153 | 4.9206 | 5.1326 | 5.0259 | 4.9013 | 4.9155 | 4.9756 | 4.9676 | 4.9742 | 5.0834 | 5.5471 | 5.977 | 6.1507 | 5.9918 | 5.762 | 5.4973 | 5.0577 | 4.6635
2042-10-30 | 4.5639 | 4.4208 | 4.2908 | 4.2576 | 4.3033 | 4.4952 | 4.7906 | 4.8381 | 4.8863 | 4.9311 | 4.9387 | 4.9597 | 4.8347 | 4.9054 | 4.8843 | 5.209 | 5.6625 | 6.005 | 5.8132 | 5.5312 | 5.2961 | 5.1704 | 4.8171 | 4.576
2042-10-31 | 4.4698 | 4.3838 | 4.3516 | 4.3394 | 4.2747 | 4.5156 | 4.6752 | 4.9217 | 5.0116 | 5.0887 | 4.9487 | 5.0077 | 4.9964 | 4.9041 | 5.0901 | 5.2686 | 5.5438 | 5.9588 | 5.9785 | 5.8219 | 5.5672 | 5.2743 | 4.9627 | 4.6846
2042-11-01 | 4.4689 | 4.3436 | 4.2584 | 4.2407 | 4.2576 | 4.395 | 4.3772 | 4.5593 | 4.807 | 4.8424 | 4.8313 | 4.8441 | 4.8035 | 4.6331 | 4.8214 | 5.2133 | 5.5117 | 5.7148 | 5.8052 | 5.5005 | 5.2584 | 4.8661 | 4.781 | 4.4621
2042-11-02 | 4.4111 | 4.2561 | 4.1026 | 3.8986 | 3.963 | 4.2689 | 4.4305 | 4.6534 | 4.9507 | 4.7358 | 4.7619 | 4.5635 | 4.5442 | 4.3448 | 4.6463 | 4.9107 | 5.4612 | 5.6949 | 5.8232 | 5.5822 | 5.2632 | 5.1192 | 4.8309 | 4.5146
2042-11-03 | 4.3178 | 4.0209 | 3.9688 | 3.9195 | 4.1751 | 4.4032 | 4.7032 | 4.7703 | 4.876 | 4.7748 | 4.6453 | 4.6407 | 4.8347 | 4.905 | 4.8241 | 5.3358 | 5.6876 | 6.0421 | 6.1062 | 5.9246 | 5.491 | 5.3084 | 5.0087 | 4.6279
2042-11-04 | 4.4576 | 4.2501 | 4.1746 | 4.1161 | 4.2818 | 4.6239 | 4.955 | 4.9797 | 5.0599 | 5.0366 | 4.9069 | 4.8861 | 4.9491 | 4.7659 | 4.958 | 5.4373 | 5.7323 | 6.105 | 6.124 | 5.872 | 5.6453 | 5.3966 | 4.9765 | 4.8165
2042-11-05 | 4.6381 | 4.5434 | 4.3882 | 4.3295 | 4.3753 | 4.7744 | 4.977 | 5.1241 | 5.2708 | 4.9632 | 4.8013 | 4.8416 | 4.9312 | 4.7998 | 4.7544 | 5.0763 | 5.5695 | 5.9454 | 5.9995 | 5.8808 | 5.5952 | 5.3332 | 4.9368 | 4.6196
2042-11-06 | 4.5168 | 4.4056 | 4.3388 | 4.351 | 4.3619 | 4.5486 | 4.9499 | 5.3535 | 5.2545 | 4.9616 | 5.1464 | 4.8666 | 4.9859 | 4.761 | 4.8238 | 4.6817 | 4.6451 | 5.0745 | 5.5439 | 5.6398 | 5.3294 | 5.1535 | 4.9134 | 4.6864
2042-11-07 | 4.2488 | 3.9555 | 4.0836 | 4.024 | 4.3326 | 4.6554 | 4.909 | 5.1701 | 5.1987 | 5.0932 | 5.1003 | 5.102 | 5.186 | 5.0731 | 5.0707 | 5.3484 | 5.5348 | 5.7985 | 5.7749 | 5.5817 | 5.2707 | 5.0081 | 4.6974 | 4.343
2042-11-08 | 4.2333 | 4.1254 | 4.1315 | 4.0792 | 4.2673 | 4.297 | 4.5489 | 4.7427 | 5.0586 | 5.0245 | 4.8437 | 4.778 | 4.8149 | 4.8608 | 4.8052 | 4.98 | 5.4118 | 5.7849 | 5.7987 | 5.3735 | 5.1714 | 5.0213 | 4.7643 | 4.5085
2042-11-09 | 4.374 | 4.253 | 4.0417 | 3.9495 | 4.1104 | 4.3363 | 4.4047 | 4.6952 | 4.8231 | 4.7006 | 4.8854 | 4.8415 | 4.9212 | 4.6914 | 4.8935 | 5.1098 | 5.4749 | 5.6214 | 5.6352 | 5.5633 | 5.1828 | 5.0726 | 4.7934 | 4.5718
2042-11-10 | 4.4298 | 4.3246 | 4.2637 | 4.0849 | 4.253 | 4.3814 | 4.5916 | 4.7609 | 4.8985 | 4.7454 | 4.792 | 4.719 | 4.8483 | 5.0159 | 5.133 | 5.2797 | 5.4793 | 5.8322 | 5.9175 | 5.6931 | 5.4291 | 5.2318 | 4.7985 | 4.5434
2042-11-11 | 4.4438 | 4.3222 | 4.2131 | 4.3547 | 4.5214 | 4.7344 | 4.7358 | 4.9139 | 5.2127 | 5.0118 | 4.8209 | 4.9092 | 5.0028 | 5.1347 | 5.1935 | 5.2682 | 5.6708 | 6.1628 | 6.2516 | 5.8826 | 5.5558 | 5.2235 | 4.8873 | 4.5688
2042-11-12 | 4.6962 | 4.5868 | 4.4652 | 4.4984 | 4.3997 | 4.8047 | 4.9898 | 4.8844 | 5.3601 | 5.1144 | 5.1831 | 5.1591 | 5.4167 | 4.9714 | 5.2704 | 5.6254 | 5.9026 | 6.5008 | 6.6775 | 6.4721 | 6.1971 | 5.9737 | 5.4214 | 5.1182
2042-11-13 | 4.6204 | 4.4896 | 4.4607 | 4.299 | 4.3872 | 4.5349 | 4.7846 | 5.287 | 5.4494 | 5.1598 | 4.925 | 4.8003 | 4.7965 | 4.9377 | 5.0292 | 5.2263 | 5.5304 | 5.8434 | 5.9248 | 5.7056 | 5.5465 | 5.3706 | 4.9143 | 4.5944
2042-11-14 | 4.4211 | 4.3428 | 4.377 | 4.3383 | 4.3956 | 4.6819 | 4.901 | 5.2241 | 5.161 | 5.1158 | 4.9902 | 5.0776 | 5.2705 | 5.0669 | 5.1143 | 5.4055 | 5.6227 | 6.0411 | 6.0857 | 5.8447 | 5.5036 | 5.3126 | 4.9004 | 4.5999
2042-11-15 | 4.5976 | 4.3991 | 4.3981 | 4.3398 | 4.3926 | 4.6126 | 4.6952 | 4.8376 | 5.1826 | 4.8602 | 4.9548 | 4.9538 | 4.8862 | 4.756 | 4.8034 | 4.9228 | 5.1712 | 5.4756 | 5.529 | 5.2981 | 5.1429 | 4.946 | 4.7429 | 4.503
2042-11-16 | 4.3878 | 4.1606 | 4.1566 | 4.2145 | 4.3106 | 4.5936 | 4.8519 | 5.1287 | 5.2364 | 5.13 | 5.0282 | 5.1444 | 5.1775 | 4.7479 | 4.8147 | 5.2481 | 5.5128 | 5.7159 | 5.7272 | 5.5241 | 5.1351 | 4.928 | 4.7438 | 4.3467
2042-11-17 | 4.2311 | 4.0696 | 4.0187 | 4.0547 | 4.2433 | 4.5093 | 4.8034 | 5.0456 | 4.9782 | 4.8425 | 4.9681 | 4.9248 | 4.9326 | 5.0866 | 5.2994 | 5.4224 | 5.7392 | 5.9795 | 6.1088 | 5.9117 | 5.6032 | 5.413 | 4.8642 | 4.6584
2042-11-18 | 4.4091 | 4.1836 | 4.1226 | 4.0744 | 4.2815 | 4.6332 | 4.8242 | 5.0211 | 5.0705 | 4.8141 | 4.9785 | 5.1186 | 5.1541 | 5.0679 | 5.0121 | 5.1796 | 5.4351 | 5.7991 | 5.9475 | 5.6883 | 5.4349 | 5.2509 | 4.9339 | 4.613
2042-11-19 | 4.3976 | 4.2226 | 4.1219 | 4.1807 | 4.2646 | 4.656 | 4.9703 | 5.2051 | 5.2663 | 5.0637 | 5.0198 | 4.9999 | 5.2561 | 5.2185 | 5.2258 | 5.326 | 5.7037 | 5.8108 | 5.7898 | 5.6776 | 5.4262 | 5.1129 | 4.8581 | 4.6041
2042-11-20 | 4.5148 | 4.3716 | 4.2399 | 4.2174 | 4.2913 | 4.471 | 4.7738 | 4.9532 | 4.8983 | 4.7651 | 4.8182 | 4.7526 | 4.6707 | 4.8101 | 4.8817 | 5.0724 | 5.3194 | 5.6133 | 5.7959 | 5.6172 | 5.3506 | 5.2673 | 4.9209 | 4.7316
2042-11-21 | 4.6254 | 4.5368 | 4.4507 | 4.4134 | 4.5208 | 4.7093 | 4.9298 | 4.9598 | 5.3269 | 4.9038 | 4.8046 | 4.6744 | 4.9241 | 5.0651 | 5.0418 | 5.0615 | 5.2344 | 5.5782 | 5.7586 | 5.4407 | 5.2217 | 4.9934 | 4.8508 | 4.5764
2042-11-22 | 4.4633 | 4.2466 | 4.2546 | 4.2424 | 4.145 | 4.3388 | 4.4879 | 4.7809 | 4.9444 | 4.7735 | 4.5718 | 4.6841 | 4.7152 | 4.7129 | 4.6787 | 4.7965 | 5.1767 | 5.4477 | 5.6199 | 5.3731 | 5.1372 | 4.7682 | 4.5862 | 4.4569
2042-11-23 | 4.4205 | 4.242 | 3.9312 | 3.9436 | 3.9182 | 4.279 | 4.5974 | 4.7851 | 5.034 | 4.9924 | 4.9187 | 4.8435 | 4.9675 | 5.0847 | 4.9709 | 5.2629 | 5.5124 | 5.8366 | 5.7997 | 5.5286 | 5.1842 | 4.7791 | 4.5583 | 4.4344
2042-11-24 | 4.2476 | 4.0523 | 4.0383 | 3.9193 | 3.9872 | 4.3862 | 4.544 | 4.8734 | 4.9419 | 4.8435 | 4.7168 | 4.6769 | 4.6252 | 4.702 | 4.788 | 5.2259 | 5.5933 | 5.6726 | 5.8347 | 5.7927 | 5.5111 | 5.3883 | 4.8876 | 4.6302
2042-11-25 | 4.4646 | 4.2614 | 4.2056 | 4.173 | 4.3518 | 4.4573 | 4.7154 | 4.9702 | 5.1656 | 5.0169 | 4.8363 | 4.8461 | 5.029 | 5.1457 | 5.1581 | 5.2113 | 5.6071 | 5.7735 | 5.8656 | 5.6765 | 5.3932 | 5.1136 | 4.7007 | 4.3791
2042-11-26 | 4.2422 | 4.1266 | 4.0178 | 4.1084 | 4.1984 | 4.3911 | 4.6489 | 4.8559 | 5.1342 | 5.1634 | 5.0905 | 5.1314 | 5.2452 | 5.2179 | 5.4406 | 5.5222 | 5.6301 | 5.8787 | 5.9454 | 5.7134 | 5.3468 | 5.0725 | 4.818 | 4.4145
2042-11-27 | 4.2661 | 4.1361 | 4.1198 | 4.056 | 4.197 | 4.3616 | 4.7104 | 5.0384 | 5.4322 | 5.3281 | 5.114 | 5.0275 | 4.9862 | 5.0883 | 5.1892 | 5.2625 | 5.651 | 5.7735 | 5.6822 | 5.3987 | 5.207 | 5.0674 | 4.7686 | 4.3921
2042-11-28 | 4.1981 | 4.1318 | 4.0813 | 3.9012 | 3.9926 | 3.9943 | 4.2138 | 4.4371 | 4.7933 | 4.6847 | 4.6463 | 4.5668 | 4.7565 | 4.8405 | 4.8927 | 5.1522 | 5.4018 | 5.517 | 5.424 | 5.2227 | 5.1793 | 5.0043 | 4.4395 | 4.2645
2042-11-29 | 4.3546 | 4.2232 | 3.9741 | 4.0657 | 4.1084 | 4.1489 | 4.3527 | 4.5879 | 4.8715 | 4.7723 | 4.6112 | 4.6059 | 4.7099 | 4.6099 | 4.8423 | 4.9741 | 5.2198 | 5.3879 | 5.472 | 5.294 | 5.0929 | 4.8596 | 4.6388 | 4.5197
2042-11-30 | 3.9623 | 3.7626 | 3.6578 | 3.6526 | 3.6771 | 3.8997 | 4.1989 | 4.5938 | 4.6222 | 4.5471 | 4.2511 | 4.232 | 4.2537 | 4.1021 | 4.3335 | 4.4523 | 4.607 | 4.9564 | 5.0255 | 4.9473 | 4.6528 | 4.4261 | 4.0806 | 3.8852
2042-12-01 | 3.9341 | 3.7426 | 3.6814 | 3.6312 | 3.6941 | 4.0284 | 4.4668 | 4.7076 | 4.7964 | 4.859 | 4.3852 | 4.3967 | 4.493 | 4.575 | 4.6671 | 4.8555 | 5.0555 | 5.4705 | 5.5569 | 5.3517 | 4.7725 | 4.4577 | 4.1563 | 3.9236
2042-12-02 | 3.8122 | 3.6158 | 3.5206 | 3.5181 | 3.6727 | 4.0729 | 4.3747 | 4.5594 | 4.7606 | 4.6359 | 4.3871 | 4.3701 | 4.6202 | 4.2842 | 4.5472 | 4.7007 | 4.891 | 5.2938 | 5.5845 | 5.5138 | 5.2935 | 4.9824 | 4.4458 | 4.1806
2042-12-03 | 3.9883 | 3.891 | 3.7989 | 3.7441 | 3.8593 | 4.3036 | 4.6022 | 4.8654 | 4.7758 | 4.7261 | 4.6547 | 4.5096 | 4.4721 | 4.5198 | 4.6261 | 4.6027 | 5.0661 | 5.3601 | 5.7798 | 5.3625 | 4.9396 | 4.6327 | 4.1885 | 3.8322
2042-12-04 | 3.7742 | 3.7319 | 3.647 | 3.5972 | 3.6768 | 4.1244 | 4.44 | 4.6667 | 4.44 | 4.3372 | 4.3696 | 4.4323 | 4.422 | 4.2988 | 4.4766 | 4.6918 | 4.8789 | 5.3273 | 5.6513 | 5.6601 | 5.4771 | 5.1384 | 4.5899 | 4.2809
2042-12-05 | 4.1504 | 4.0961 | 3.9704 | 3.9188 | 3.9772 | 4.2913 | 4.7174 | 4.9971 | 4.8085 | 4.5009 | 4.496 | 4.443 | 4.4564 | 4.3274 | 4.4737 | 4.6113 | 4.8568 | 5.1555 | 5.2827 | 5.029 | 4.8352 | 4.5278 | 4.3155 | 4.086
2042-12-06 | 3.9511 | 3.7644 | 3.739 | 3.6252 | 3.6989 | 4.0129 | 4.0772 | 4.3829 | 4.4909 | 4.6046 | 4.4525 | 4.4603 | 4.4781 | 4.4143 | 4.5207 | 4.7175 | 4.8754 | 5.1304 | 5.2915 | 5.0086 | 5.0059 | 4.729 | 4.4729 | 4.2364
2042-12-07 | 4.136 | 3.9232 | 3.7689 | 3.7803 | 3.879 | 4.1499 | 4.2807 | 4.6563 | 4.7557 | 4.6504 | 4.4832 | 4.3244 | 4.3711 | 4.2422 | 4.337 | 4.466 | 4.903 | 5.2698 | 5.4829 | 5.018 | 4.7286 | 4.4972 | 4.2784 | 3.9374
2042-12-08 | 3.7346 | 3.6376 | 3.5309 | 3.5302 | 3.5896 | 3.9676 | 4.2326 | 4.4985 | 4.8378 | 4.6235 | 4.5009 | 4.567 | 4.6048 | 4.5712 | 4.6201 | 4.9614 | 5.0368 | 5.2831 | 5.3333 | 5.1218 | 5.0466 | 4.8162 | 4.3705 | 4.0807
2042-12-09 | 3.9271 | 3.9498 | 3.7835 | 3.681 | 3.7649 | 4.0387 | 4.4136 | 4.7794 | 4.8321 | 4.7766 | 4.6608 | 4.6331 | 4.563 | 4.682 | 4.6482 | 4.8766 | 5.0108 | 5.5138 | 5.8167 | 5.6676 | 5.2702 | 4.9636 | 4.5281 | 4.2599
2042-12-10 | 4.1188 | 3.8878 | 3.7487 | 3.7612 | 3.8596 | 4.2552 | 4.6176 | 4.947 | 5.1043 | 5.1077 | 4.9806 | 5.006 | 4.8795 | 4.9929 | 5.1169 | 5.1262 | 5.1602 | 5.4417 | 5.7043 | 5.4223 | 5.0297 | 4.6984 | 4.3642 | 4.119
2042-12-11 | 4.0218 | 3.9662 | 3.8967 | 3.8413 | 3.948 | 4.3038 | 4.5737 | 4.8827 | 4.7186 | 4.6997 | 4.5845 | 4.448 | 4.3387 | 4.285 | 4.4473 | 4.6652 | 4.9118 | 5.3754 | 5.551 | 5.3306 | 4.999 | 4.669 | 4.3232 | 4.1099
2042-12-12 | 3.9289 | 3.8192 | 3.8678 | 3.7435 | 3.7316 | 4.0516 | 4.3845 | 4.6419 | 4.6294 | 4.9042 | 4.7807 | 4.661 | 4.7365 | 4.7993 | 4.9666 | 5.1669 | 5.3906 | 5.5287 | 5.5094 | 5.2358 | 5.0125 | 4.758 | 4.3911 | 4.0738
2042-12-13 | 3.8912 | 3.7178 | 3.6975 | 3.5615 | 3.6177 | 3.804 | 3.979 | 4.2766 | 4.3581 | 4.3749 | 4.173 | 4.1504 | 4.1588 | 4.1059 | 4.177 | 4.2513 | 4.7572 | 5.0813 | 5.3738 | 5.1615 | 4.8776 | 4.5749 | 4.3414 | 4.158
2042-12-14 | 3.925 | 3.7316 | 3.5083 | 3.3748 | 3.4779 | 3.6465 | 3.8881 | 4.3601 | 4.5718 | 4.5557 | 4.4327 | 4.4541 | 4.4272 | 4.2506 | 4.4082 | 4.5214 | 4.9178 | 5.5104 | 5.6578 | 5.4801 | 4.8764 | 4.7073 | 4.433 | 4.0955
2042-12-15 | 3.9415 | 3.7551 | 3.6819 | 3.6474 | 3.6117 | 3.9251 | 4.1329 | 4.5388 | 4.4373 | 4.4051 | 4.3975 | 4.3979 | 4.5091 | 4.3746 | 4.4125 | 4.3467 | 4.9256 | 5.3835 | 5.5151 | 5.4336 | 5.0572 | 4.8041 | 4.2727 | 3.9946
2042-12-16 | 4.0622 | 3.9489 | 3.7212 | 3.6403 | 3.7432 | 4.0668 | 4.2403 | 4.5223 | 4.5659 | 4.5015 | 4.301 | 4.4035 | 4.3802 | 4.3668 | 4.404 | 4.4747 | 4.7192 | 5.17 | 5.4394 | 5.3007 | 4.9863 | 4.7594 | 4.4097 | 4.1389
2042-12-17 | 3.9757 | 3.8521 | 3.7126 | 3.6339 | 3.7252 | 4.0898 | 4.3622 | 4.7447 | 4.7309 | 4.6391 | 4.4275 | 4.3061 | 4.4578 | 4.3477 | 4.1911 | 4.5531 | 5.0044 | 5.3314 | 5.3888 | 5.4756 | 5.2509 | 4.8038 | 4.3319 | 3.9811
2042-12-18 | 3.8849 | 3.7435 | 3.6296 | 3.5142 | 3.6799 | 3.9876 | 4.441 | 4.6029 | 4.5473 | 4.5918 | 4.3853 | 4.3559 | 4.3687 | 4.3389 | 4.3821 | 4.732 | 4.8825 | 5.335 | 5.7716 | 5.613 | 5.1462 | 4.8525 | 4.4402 | 4.2994
2042-12-19 | 4.0772 | 3.8747 | 3.8911 | 3.7953 | 3.9212 | 4.1903 | 4.3427 | 4.5056 | 4.4752 | 4.4403 | 4.4952 | 4.8158 | 4.7889 | 4.5434 | 4.6591 | 4.9431 | 5.1121 | 5.5127 | 5.7155 | 5.6454 | 5.3215 | 4.8901 | 4.5197 | 4.2998
2042-12-20 | 4.2506 | 4.0332 | 3.9735 | 3.8982 | 3.9344 | 4.0522 | 4.2426 | 4.3425 | 4.3986 | 4.4484 | 4.3489 | 4.4779 | 4.4565 | 4.4263 | 4.6443 | 4.9541 | 4.9579 | 5.4527 | 5.7749 | 5.5563 | 5.2266 | 5.0026 | 4.5475 | 4.246
2042-12-21 | 4.2226 | 4.0137 | 3.8041 | 3.7403 | 3.6988 | 3.8486 | 4.0816 | 4.3699 | 4.3683 | 4.398 | 4.4427 | 4.4289 | 4.3184 | 4.3951 | 4.4092 | 4.5789 | 5.0376 | 5.4864 | 5.6466 | 5.5507 | 5.1229 | 4.781 | 4.3999 | 4.1139
2042-12-22 | 4.0508 | 3.8709 | 3.7279 | 3.6829 | 3.763 | 3.9909 | 4.237 | 4.4507 | 4.7633 | 4.8602 | 4.8882 | 5.0694 | 5.0791 | 5.0266 | 5.1074 | 5.2417 | 5.5015 | 6.0288 | 6.0557 | 5.785 | 5.4457 | 5.1089 | 4.8425 | 4.4756
2042-12-23 | 4.2303 | 3.9994 | 3.8155 | 3.6887 | 3.7739 | 3.8904 | 4.1122 | 4.3514 | 4.6527 | 4.7134 | 4.8604 | 4.7598 | 4.8083 | 4.8943 | 4.9931 | 4.9968 | 5.2134 | 5.7168 | 5.9484 | 5.7465 | 5.3693 | 5.0848 | 4.7216 | 4.5052
2042-12-24 | 4.372 | 4.2497 | 4.084 | 4.0548 | 4.2032 | 4.3741 | 4.5184 | 4.907 | 5.2144 | 4.9557 | 5.1213 | 5.1922 | 5.2472 | 5.1563 | 5.4689 | 5.5153 | 5.8721 | 6.1034 | 6.4025 | 6.3193 | 5.7472 | 5.2475 | 4.7545 | 4.2455
2042-12-25 | 4.0847 | 3.9828 | 3.9268 | 3.8468 | 3.9185 | 4.2078 | 4.4481 | 4.7189 | 4.9187 | 4.799 | 4.9137 | 5.0717 | 5.0679 | 5.0702 | 5.2381 | 5.2734 | 5.7021 | 6.1428 | 6.2289 | 6.0734 | 5.6285 | 5.4186 | 4.9836 | 4.3977
2042-12-26 | 4.2065 | 4.0599 | 4.034 | 3.8587 | 3.9579 | 4.1176 | 4.2901 | 4.6459 | 4.9515 | 5.0821 | 5.329 | 5.4364 | 5.5513 | 5.2627 | 5.4081 | 5.5033 | 5.9203 | 6.3584 | 6.3663 | 6.0071 | 5.7162 | 5.5386 | 5.1207 | 4.5736
2042-12-27 | 4.4496 | 4.2174 | 4.2812 | 4.078 | 3.9018 | 4.1317 | 4.3588 | 4.7312 | 4.9005 | 5.0007 | 5.0356 | 4.8595 | 4.9088 | 4.8758 | 4.8795 | 4.948 | 5.6005 | 6.0236 | 6.2166 | 6.0179 | 5.7377 | 5.394 | 4.9367 | 4.5516
2042-12-28 | 4.3216 | 4.0845 | 3.8812 | 3.9578 | 3.8862 | 4.0769 | 4.3309 | 4.7668 | 5.031 | 4.9852 | 4.908 | 5.0843 | 5.1354 | 4.807 | 5.1255 | 5.4761 | 5.7004 | 6.1543 | 6.2647 | 6.1653 | 5.6203 | 5.4799 | 5.143 | 4.633
2042-12-29 | 4.3016 | 4.1282 | 4.0258 | 3.9251 | 4.0787 | 4.1252 | 4.1977 | 4.4974 | 4.8664 | 4.9031 | 5.0606 | 5.0843 | 5.0028 | 4.7494 | 5.0076 | 5.2995 | 5.6412 | 6.0845 | 6.1833 | 6.062 | 5.5839 | 5.4638 | 5.1493 | 4.614
2042-12-30 | 4.1677 | 3.9334 | 3.6873 | 3.7256 | 3.7564 | 3.9121 | 4.0198 | 4.2486 | 4.5906 | 4.5191 | 4.7289 | 4.7153 | 4.7449 | 4.8775 | 4.999 | 5.0535 | 5.2534 | 5.6918 | 5.9039 | 5.6655 | 5.3314 | 5.0567 | 4.7105 | 4.452
2042-12-31 | 4.6745 | 4.5204 | 4.356 | 4.3393 | 4.4939 | 4.683 | 4.837 | 5.1993 | 5.4502 | 5.193 | 5.4037 | 5.4949 | 5.4639 | 5.3476 | 5.6599 | 5.7559 | 6.1738 | 6.4338 | 6.7796 | 6.6777 | 6.0626 | 5.5464 | 5.0211 | 4.478
2043-01-01 | 3.9494 | 3.8903 | 3.8092 | 3.7847 | 3.8293 | 4.1148 | 4.3457 | 4.58 | 4.8587 | 4.764 | 4.3727 | 4.3798 | 4.2983 | 4.26 | 4.3795 | 5.0043 | 5.4437 | 5.8322 | 6.0589 | 5.7408 | 5.2973 | 5.0516 | 4.5777 | 4.1366
2043-01-02 | 4.24 | 4.1002 | 4.0765 | 4.1324 | 4.1869 | 4.5001 | 4.688 | 4.84 | 4.8968 | 4.7162 | 4.5763 | 4.5817 | 4.596 | 4.6208 | 4.7549 | 5.0892 | 5.7323 | 6.0587 | 6.292 | 6.1245 | 5.6819 | 5.3044 | 4.8639 | 4.5362
2043-01-03 | 4.1158 | 4.0238 | 3.9141 | 3.8147 | 3.8636 | 3.9959 | 4.3545 | 4.4664 | 4.4281 | 4.3645 | 4.2174 | 4.1073 | 4.2562 | 4.4327 | 4.4314 | 4.6471 | 5.0769 | 5.2883 | 5.3999 | 5.2927 | 5.0343 | 4.8003 | 4.3169 | 4.1104
2043-01-04 | 3.9991 | 3.8789 | 3.8905 | 3.8197 | 3.7676 | 3.8843 | 4.0379 | 4.0524 | 4.2724 | 4.1794 | 4.0274 | 3.9536 | 4.1045 | 4.2477 | 4.4301 | 4.6158 | 4.9077 | 5.2874 | 5.3302 | 5.2054 | 5.0376 | 4.6638 | 4.3062 | 4.0753
2043-01-05 | 4.0575 | 3.9436 | 3.89 | 3.8303 | 3.8526 | 4.0156 | 4.2615 | 4.3991 | 4.4117 | 4.2903 | 4.322 | 4.3532 | 4.5057 | 4.4493 | 4.9662 | 5.0984 | 5.3995 | 5.7232 | 5.8501 | 5.6051 | 5.2689 | 4.839 | 4.4989 | 4.152
2043-01-06 | 4.06 | 3.8878 | 3.7328 | 3.7881 | 3.819 | 4.0703 | 4.276 | 4.4214 | 4.4033 | 4.1277 | 4.185 | 4.2039 | 4.2905 | 4.5387 | 4.9667 | 4.9198 | 5.1043 | 5.476 | 5.8292 | 5.6223 | 5.0712 | 4.8343 | 4.3701 | 4.021
2043-01-07 | 3.8859 | 3.8054 | 3.6871 | 3.6563 | 3.7756 | 4.1706 | 4.4367 | 4.6934 | 4.5891 | 4.3936 | 4.2577 | 4.3126 | 4.2849 | 4.6781 | 4.5496 | 4.6506 | 4.9425 | 5.4389 | 5.6769 | 5.3917 | 5.1777 | 4.8227 | 4.4883 | 4.1438
2043-01-08 | 3.9783 | 3.863 | 3.7998 | 3.7719 | 3.7978 | 4.1119 | 4.4159 | 4.7059 | 4.5444 | 4.6259 | 4.7554 | 4.4585 | 4.4955 | 4.4654 | 4.5712 | 4.5798 | 4.9026 | 5.574 | 5.9054 | 5.6246 | 5.177 | 4.95 | 4.5105 | 4.3664
2043-01-09 | 4.058 | 3.9088 | 3.7966 | 3.7834 | 3.9284 | 4.1822 | 4.5692 | 4.7145 | 4.6397 | 4.6462 | 4.625 | 4.7863 | 4.7483 | 4.71 | 4.8211 | 4.9366 | 5.0083 | 5.5151 | 5.7106 | 5.3987 | 5.1018 | 4.7168 | 4.2916 | 4.2473
2043-01-10 | 4.0292 | 3.7466 | 3.7082 | 3.6744 | 3.6234 | 3.8273 | 4.0706 | 4.3782 | 4.538 | 4.7129 | 4.4485 | 4.4916 | 4.586 | 4.5291 | 4.5421 | 4.8514 | 5.1074 | 5.4408 | 5.546 | 5.4581 | 5.1661 | 4.7614 | 4.3436 | 4.303
2043-01-11 | 4.0042 | 3.8063 | 3.7738 | 3.7705 | 3.7128 | 3.8803 | 4.0497 | 4.2637 | 4.5111 | 4.7349 | 4.7771 | 4.7462 | 4.6608 | 4.4671 | 4.6361 | 4.7869 | 4.8165 | 5.2346 | 5.5864 | 5.5005 | 5.1065 | 4.68 | 4.2496 | 3.9814
2043-01-12 | 3.9746 | 3.8063 | 3.7459 | 3.6718 | 3.7463 | 3.8749 | 4.2137 | 4.6294 | 4.7444 | 4.5743 | 4.5888 | 4.4661 | 4.6867 | 4.5977 | 4.5303 | 4.3396 | 4.7924 | 5.4154 | 5.7459 | 5.4058 | 5.1986 | 5.0408 | 4.3634 | 4.0919
2043-01-13 | 3.9796 | 3.8167 | 3.6008 | 3.6315 | 3.6657 | 3.9201 | 4.2376 | 4.4335 | 4.3588 | 4.1459 | 4.027 | 4.177 | 4.0726 | 3.9998 | 3.8107 | 4.0204 | 4.3266 | 4.7793 | 5.215 | 5.1608 | 4.7904 | 4.4729 | 4.1632 | 3.8055
2043-01-14 | 3.7112 | 3.7363 | 3.6957 | 3.6502 | 3.7736 | 4.1156 | 4.5078 | 4.6609 | 4.4866 | 4.4706 | 4.3628 | 4.6191 | 4.3516 | 4.3567 | 4.4706 | 4.3886 | 4.594 | 5.0278 | 5.4521 | 5.3343 | 4.8778 | 4.6103 | 4.2537 | 3.8669
2043-01-15 | 3.7633 | 3.6268 | 3.5267 | 3.5249 | 3.6493 | 3.9948 | 4.3545 | 4.6005 | 4.535 | 4.4379 | 4.5975 | 4.7246 | 4.5575 | 4.5159 | 4.6511 | 4.755 | 5.0163 | 5.3059 | 5.4538 | 5.2835 | 5.031 | 4.866 | 4.3405 | 3.922
2043-01-16 | 3.9503 | 3.8538 | 3.7601 | 3.7546 | 3.8247 | 4.2251 | 4.725 | 4.9936 | 4.7839 | 4.6612 | 4.7222 | 4.7544 | 4.7577 | 4.6943 | 4.7712 | 4.8818 | 4.8683 | 5.2078 | 5.4535 | 5.2256 | 4.8694 | 4.6202 | 4.3446 | 3.9803
2043-01-17 | 3.8644 | 3.7472 | 3.6464 | 3.5924 | 3.6403 | 3.9614 | 4.228 | 4.4439 | 4.5644 | 4.5209 | 4.2432 | 4.2828 | 4.3773 | 4.6138 | 4.7775 | 4.9638 | 4.9583 | 5.3107 | 5.4649 | 5.3361 | 4.9552 | 4.6849 | 4.3445 | 4.006
2043-01-18 | 3.8862 | 3.7067 | 3.6646 | 3.6427 | 3.6106 | 3.798 | 4.1445 | 4.4457 | 4.6978 | 4.6532 | 4.3908 | 4.4933 | 4.7295 | 4.6476 | 4.8046 | 4.9881 | 5.2212 | 5.4875 | 5.651 | 5.531 | 5.1169 | 4.7893 | 4.3166 | 3.9933
2043-01-19 | 3.9355 | 3.7855 | 3.8221 | 3.6927 | 3.7175 | 3.9036 | 4.1314 | 4.4098 | 4.4944 | 4.2853 | 4.1141 | 4.2183 | 4.1541 | 4.1602 | 4.1864 | 4.3826 | 4.6438 | 5.0822 | 5.5657 | 5.4484 | 4.9285 | 4.6064 | 4.2975 | 3.9956
2043-01-20 | 3.8544 | 3.732 | 3.5721 | 3.5724 | 3.6581 | 3.9039 | 4.2443 | 4.6003 | 4.3841 | 4.4072 | 4.678 | 4.7806 | 4.8754 | 4.6838 | 4.4664 | 4.8021 | 4.8658 | 5.4155 | 5.6558 | 5.1019 | 5.0238 | 4.9317 | 4.4879 | 4.0735
2043-01-21 | 3.938 | 3.7726 | 3.6773 | 3.6847 | 3.7777 | 4.1011 | 4.4568 | 4.5502 | 4.2443 | 4.1619 | 4.0735 | 4.0409 | 4.4371 | 4.6277 | 4.62 | 4.9699 | 5.262 | 5.6706 | 5.7647 | 5.5461 | 5.2607 | 4.9321 | 4.5159 | 4.0108
2043-01-22 | 3.8487 | 3.6955 | 3.6269 | 3.5538 | 3.6237 | 3.9991 | 4.3896 | 4.6799 | 4.5003 | 4.2977 | 4.4889 | 4.6339 | 4.5778 | 4.4359 | 4.8047 | 4.9361 | 5.2223 | 5.6141 | 5.8087 | 5.4205 | 5.1529 | 4.7197 | 4.3579 | 4.0552
2043-01-23 | 3.8355 | 3.7595 | 3.6775 | 3.6445 | 3.9074 | 4.1798 | 4.6589 | 4.9058 | 4.8867 | 4.7138 | 4.8198 | 4.9004 | 4.809 | 4.8549 | 4.7876 | 4.8193 | 5.2401 | 5.7509 | 5.8461 | 5.5263 | 5.2515 | 5.1325 | 4.695 | 4.3792
2043-01-24 | 4.184 | 4.1299 | 3.8172 | 3.7145 | 3.7362 | 3.9853 | 4.1869 | 4.51 | 4.6119 | 4.4462 | 4.2214 | 4.1267 | 4.0045 | 4.0283 | 4.1083 | 4.1416 | 4.4002 | 4.9652 | 5.2397 | 5.1396 | 4.8933 | 4.6406 | 4.2503 | 4.0017
2043-01-25 | 3.9104 | 3.7609 | 3.7554 | 3.5712 | 3.5346 | 3.7111 | 3.903 | 4.103 | 4.2961 | 4.2976 | 4.1713 | 4.3066 | 4.4115 | 4.281 | 4.1736 | 4.3296 | 4.6263 | 4.9454 | 5.1193 | 5.2129 | 5.0045 | 4.5763 | 4.1766 | 3.9344
2043-01-26 | 3.9291 | 3.7749 | 3.7535 | 3.6859 | 3.7483 | 4.0257 | 4.2654 | 4.5946 | 4.4449 | 4.2631 | 4.0653 | 4.0815 | 4.0678 | 4.0134 | 3.8722 | 3.9303 | 4.4122 | 4.9861 | 5.4185 | 5.3365 | 5.178 | 4.701 | 4.2386 | 4.0166
2043-01-27 | 3.9383 | 3.8024 | 3.6443 | 3.6096 | 3.728 | 4.0926 | 4.7057 | 4.7553 | 4.6467 | 4.6114 | 4.3248 | 4.3829 | 4.4112 | 4.3113 | 4.8316 | 5.1888 | 5.5074 | 5.51 | 5.6934 | 5.5555 | 5.2088 | 4.8834 | 4.3137 | 4.0204
2043-01-28 | 3.9082 | 3.8019 | 3.714 | 3.6549 | 3.7531 | 4.2641 | 4.626 | 4.8487 | 4.8555 | 4.8473 | 4.6708 | 4.3743 | 4.3455 | 4.5257 | 4.4568 | 4.5376 | 5.0734 | 5.3275 | 5.4388 | 5.4962 | 5.2667 | 4.9635 | 4.4403 | 4.1707
2043-01-29 | 4.0172 | 3.9087 | 3.8233 | 3.7843 | 3.9083 | 4.2705 | 4.5805 | 4.9849 | 5.1021 | 4.5758 | 4.38 | 4.5215 | 4.9399 | 4.7985 | 4.7461 | 4.643 | 5.0905 | 5.4117 | 5.7522 | 5.4387 | 5.0293 | 4.7588 | 4.2783 | 3.9933
2043-01-30 | 3.873 | 3.811 | 3.6766 | 3.6609 | 3.7324 | 4.0774 | 4.5016 | 4.7849 | 4.8386 | 4.7137 | 4.6063 | 4.851 | 4.8683 | 4.5989 | 5.0538 | 4.9045 | 4.9635 | 5.6635 | 5.7403 | 5.3156 | 4.9221 | 4.7891 | 4.5178 | 4.072
2043-01-31 | 3.9477 | 3.8685 | 3.7316 | 3.6666 | 3.6702 | 3.9581 | 4.1819 | 4.6136 | 4.7609 | 4.8094 | 4.9303 | 4.9897 | 4.8488 | 4.6453 | 4.8116 | 5.0676 | 5.0532 | 5.3015 | 5.3597 | 5.3895 | 5.2587 | 4.9814 | 4.4055 | 4.084
2043-02-01 | 3.7173 | 3.6152 | 3.5825 | 3.5104 | 3.5616 | 3.7316 | 3.9093 | 4.2066 | 4.5563 | 4.5159 | 4.362 | 4.4675 | 4.2908 | 4.1268 | 4.2029 | 4.3128 | 4.3448 | 4.9251 | 5.1162 | 4.9755 | 4.7268 | 4.3865 | 4.0462 | 3.7398
2043-02-02 | 3.7033 | 3.5536 | 3.5349 | 3.4172 | 3.4674 | 3.8462 | 4.2555 | 4.6226 | 4.7456 | 4.7005 | 4.4113 | 4.25 | 4.4139 | 4.1748 | 4.5035 | 4.6506 | 4.9224 | 5.2002 | 5.4411 | 5.1851 | 4.9978 | 4.6368 | 4.1971 | 3.9794
2043-02-03 | 3.8815 | 3.7175 | 3.5772 | 3.6541 | 3.738 | 4.0786 | 4.4059 | 4.7449 | 4.7434 | 4.5711 | 4.383 | 4.5871 | 4.6302 | 4.615 | 4.6618 | 4.6693 | 4.9836 | 5.073 | 5.4088 | 5.6034 | 5.0876 | 4.6376 | 4.2203 | 3.9292
2043-02-04 | 3.7589 | 3.6554 | 3.5354 | 3.5208 | 3.5901 | 3.9316 | 4.4652 | 4.6516 | 4.6081 | 4.6976 | 4.724 | 4.6606 | 4.4442 | 4.5945 | 4.8763 | 4.7577 | 5.2878 | 5.5995 | 5.9766 | 5.8144 | 5.4419 | 5.1175 | 4.5858 | 4.4557
2043-02-05 | 4.2678 | 3.936 | 3.8815 | 3.8399 | 4.0086 | 4.4556 | 4.8063 | 5.3122 | 5.4605 | 5.2047 | 5.2903 | 5.1431 | 4.606 | 4.6994 | 4.7807 | 4.9491 | 5.0626 | 5.4142 | 5.6611 | 5.5344 | 5.0491 | 4.8178 | 4.5126 | 4.0394
2043-02-06 | 3.7523 | 3.6564 | 3.5586 | 3.5101 | 3.6336 | 4.063 | 4.5745 | 4.9755 | 4.8641 | 4.5042 | 4.4735 | 4.4338 | 4.5826 | 4.6627 | 4.5791 | 4.6401 | 5.2262 | 5.4936 | 5.5757 | 5.3593 | 5.1528 | 5.0028 | 4.5176 | 4.2225
2043-02-07 | 3.9615 | 3.902 | 3.709 | 3.6582 | 3.7036 | 3.9208 | 4.3654 | 4.726 | 4.8061 | 4.4584 | 3.922 | 4.0449 | 4.189 | 4.0505 | 3.9084 | 4.0819 | 4.5663 | 5.0831 | 5.1873 | 5.1444 | 4.5993 | 4.3567 | 4.2095 | 3.9455
2043-02-08 | 3.6704 | 3.5273 | 3.488 | 3.439 | 3.4407 | 3.5661 | 3.7433 | 4.1075 | 4.5061 | 4.5717 | 4.5198 | 4.499 | 4.3236 | 4.355 | 4.1543 | 4.5177 | 4.7683 | 5.2386 | 5.4984 | 5.2774 | 5.0163 | 4.7937 | 4.3474 | 4.0909
2043-02-09 | 4.02 | 3.7762 | 3.63 | 3.5744 | 3.5885 | 3.9404 | 4.2549 | 4.6433 | 4.6391 | 4.2268 | 4.0429 | 3.871 | 3.828 | 3.5476 | 3.6693 | 4.1094 | 4.4963 | 5.0218 | 5.4547 | 5.2812 | 4.9687 | 4.6468 | 4.2589 | 3.86
2043-02-10 | 3.747 | 3.6121 | 3.4423 | 3.4293 | 3.5033 | 4.0266 | 4.5281 | 4.8997 | 4.7783 | 4.5264 | 4.2539 | 4.2131 | 4.1073 | 4.0606 | 4.0798 | 4.13 | 4.5979 | 5.2013 | 5.3705 | 5.5417 | 5.1227 | 4.7747 | 4.26 | 3.8088
2043-02-11 | 3.6593 | 3.5663 | 3.513 | 3.452 | 3.5306 | 4.0531 | 4.2763 | 4.6655 | 4.6297 | 4.4622 | 4.0899 | 3.9769 | 3.9043 | 4.0253 | 4.0455 | 4.2375 | 4.6827 | 5.0237 | 5.4518 | 5.3351 | 4.9254 | 4.5554 | 4.2206 | 3.962
2043-02-12 | 3.826 | 3.6971 | 3.5785 | 3.5624 | 3.6548 | 4.0249 | 4.295 | 4.5718 | 4.5874 | 4.5685 | 4.4206 | 4.1291 | 4.1071 | 3.8117 | 3.9116 | 4.0554 | 4.4847 | 4.8646 | 5.4523 | 5.2865 | 4.8948 | 4.7224 | 4.3345 | 3.9016
2043-02-13 | 3.6764 | 3.5851 | 3.4862 | 3.4834 | 3.5586 | 3.8482 | 4.0569 | 4.453 | 4.7992 | 4.701 | 4.5478 | 4.2203 | 4.1028 | 4.068 | 4.2086 | 4.3413 | 4.4212 | 4.971 | 5.351 | 5.4408 | 5.1837 | 5.0116 | 4.5914 | 4.143
2043-02-14 | 3.932 | 3.8056 | 3.7102 | 3.5973 | 3.7463 | 3.9522 | 4.1613 | 4.4861 | 4.8461 | 4.6557 | 4.4736 | 4.4158 | 4.6123 | 4.1176 | 4.4473 | 4.5938 | 4.7572 | 5.0717 | 5.4038 | 5.3951 | 5.0936 | 4.8685 | 4.3728 | 3.9883
2043-02-15 | 3.6715 | 3.5477 | 3.562 | 3.505 | 3.5247 | 3.633 | 3.8796 | 4.1295 | 4.3227 | 4.1896 | 4.1593 | 3.9767 | 4.1696 | 4.1086 | 4.3245 | 4.4531 | 4.6836 | 5.0303 | 5.252 | 5.3075 | 5.0727 | 4.7864 | 4.4217 | 4.0532
2043-02-16 | 3.8876 | 3.7093 | 3.6922 | 3.5619 | 3.6028 | 3.7987 | 3.8677 | 4.27 | 4.4479 | 4.2462 | 4.0126 | 3.9491 | 3.9625 | 3.8748 | 4.1573 | 4.2968 | 5.0437 | 5.2223 | 5.311 | 5.3076 | 5.0084 | 4.735 | 4.322 | 3.9437
2043-02-17 | 3.8392 | 3.6883 | 3.5209 | 3.5157 | 3.5994 | 3.8634 | 4.183 | 4.6031 | 4.951 | 4.7807 | 4.7685 | 4.6276 | 4.5549 | 4.5007 | 4.5023 | 4.5087 | 4.6259 | 5.1924 | 5.2505 | 5.1908 | 4.7781 | 4.5231 | 4.1863 | 3.8321
2043-02-18 | 3.6874 | 3.5706 | 3.6107 | 3.5414 | 3.7149 | 4.2299 | 4.5594 | 4.8802 | 4.9381 | 4.7183 | 4.7245 | 4.7958 | 4.7286 | 4.7465 | 4.6222 | 4.539 | 4.8798 | 5.2671 | 5.5908 | 5.423 | 4.9408 | 4.9659 | 4.35 | 3.8599
2043-02-19 | 3.7532 | 3.646 | 3.607 | 3.5236 | 3.5809 | 3.9877 | 4.1715 | 4.4463 | 4.5189 | 4.2564 | 4.3018 | 4.4992 | 4.3328 | 4.4524 | 4.3658 | 4.7803 | 5.2018 | 5.6142 | 5.9624 | 5.5537 | 5.2977 | 4.801 | 4.1947 | 3.9092
2043-02-20 | 3.6857 | 3.5497 | 3.4526 | 3.5184 | 3.6238 | 4.0555 | 4.4858 | 4.6917 | 4.4474 | 4.2995 | 4.7075 | 4.7731 | 4.9597 | 4.6742 | 4.6527 | 5.1951 | 5.5214 | 6.0654 | 6.098 | 5.9417 | 5.7535 | 5.324 | 4.7408 | 4.3683
2043-02-21 | 3.9651 | 3.7345 | 3.7081 | 3.5442 | 3.5815 | 3.8352 | 4.1801 | 4.4413 | 4.6507 | 4.7078 | 4.5105 | 4.3823 | 4.3855 | 4.3906 | 4.2806 | 4.5649 | 4.9774 | 5.2436 | 5.2971 | 5.3978 | 4.9883 | 4.5757 | 4.2753 | 3.8786
2043-02-22 | 3.7835 | 3.5164 | 3.5494 | 3.5441 | 3.5506 | 3.6637 | 3.7932 | 4.1731 | 4.5183 | 4.5546 | 4.348 | 4.1548 | 4.2942 | 4.3873 | 4.5987 | 4.7147 | 4.8382 | 5.4309 | 5.5119 | 5.506 | 5.1923 | 4.8251 | 4.2768 | 3.989
2043-02-23 | 3.893 | 3.8022 | 3.7188 | 3.5377 | 3.5287 | 3.7249 | 4.1775 | 4.6899 | 4.608 | 4.2817 | 4.0972 | 4.2336 | 4.4322 | 4.2695 | 4.2209 | 4.3541 | 4.6184 | 5.0885 | 5.588 | 5.3659 | 4.9991 | 4.5949 | 4.2612 | 3.9591
2043-02-24 | 3.8684 | 3.7499 | 3.5825 | 3.5418 | 3.6002 | 4.0031 | 4.1877 | 4.4473 | 4.5648 | 4.515 | 4.2768 | 4.0678 | 3.8838 | 4.0617 | 4.0881 | 4.376 | 4.6681 | 5.1491 | 5.5252 | 5.3146 | 4.874 | 4.6808 | 4.1814 | 3.9171
2043-02-25 | 3.8101 | 3.6791 | 3.6439 | 3.5793 | 3.6746 | 4.028 | 4.3604 | 4.4554 | 4.4145 | 4.2633 | 4.1756 | 3.972 | 3.9499 | 3.9138 | 3.9474 | 4.1423 | 4.3137 | 4.8355 | 5.3622 | 5.461 | 5.1289 | 4.7531 | 4.2269 | 3.8474
2043-02-26 | 3.741 | 3.6413 | 3.4296 | 3.3952 | 3.45 | 3.8703 | 4.104 | 4.1463 | 4.0901 | 3.8813 | 3.7601 | 3.7149 | 3.6002 | 3.829 | 3.5964 | 3.952 | 4.2461 | 5.0115 | 5.2772 | 5.1854 | 4.9403 | 4.553 | 4.1391 | 3.7117
2043-02-27 | 3.7024 | 3.5595 | 3.512 | 3.4353 | 3.5366 | 3.9163 | 4.3006 | 4.5973 | 4.3904 | 4.1703 | 3.9623 | 3.9146 | 3.8167 | 3.447 | 3.7517 | 3.9757 | 4.2252 | 4.7578 | 5.0465 | 5.2307 | 4.9998 | 4.7663 | 4.3838 | 3.9807
2043-02-28 | 3.7948 | 3.7133 | 3.5949 | 3.4403 | 3.5185 | 3.6847 | 3.9207 | 4.1902 | 4.424 | 4.3562 | 4.0698 | 3.9916 | 4.1093 | 3.9316 | 4.0289 | 4.2143 | 4.3425 | 4.7291 | 5.0602 | 5.1709 | 4.775 | 4.6036 | 4.141 | 3.8091
2043-03-01 | 3.9289 | 3.8192 | 3.8492 | 3.7131 | 3.7162 | 3.8769 | 4.1968 | 4.4127 | 4.6615 | 4.5816 | 4.3468 | 4.2379 | 4.0252 | 3.9416 | 3.9664 | 4.0725 | 4.342 | 4.798 | 5.2667 | 5.3097 | 5.225 | 4.7526 | 4.4172 | 3.9938
2043-03-02 | 3.905 | 3.807 | 3.6201 | 3.4549 | 3.5556 | 3.8671 | 4.1473 | 4.4831 | 4.7489 | 4.4267 | 4.2568 | 4.0744 | 4.0053 | 3.9412 | 4.0361 | 4.2676 | 4.4383 | 5.0066 | 5.5006 | 5.473 | 4.9372 | 4.7705 | 4.4845 | 4.0407
2043-03-03 | 3.8794 | 3.7667 | 3.6845 | 3.7151 | 3.7232 | 4.1403 | 4.6799 | 4.9835 | 4.94 | 4.8285 | 4.5249 | 4.4378 | 4.3107 | 4.4622 | 4.3771 | 4.8715 | 5.1937 | 5.7546 | 6.0352 | 6.0539 | 5.6923 | 5.056 | 4.4173 | 4.0163
2043-03-04 | 3.9001 | 3.7789 | 3.6993 | 3.6823 | 3.7603 | 4.1337 | 4.7066 | 4.8519 | 5.0358 | 4.9393 | 4.6691 | 4.5603 | 4.9546 | 5.3174 | 5.3113 | 5.2488 | 5.4889 | 6.0611 | 6.1439 | 6.0119 | 5.6893 | 5.3858 | 4.8323 | 4.293
2043-03-05 | 4.1351 | 4.0206 | 3.8215 | 3.725 | 3.7712 | 4.287 | 4.75 | 5.2353 | 5.575 | 5.1117 | 4.5654 | 4.6555 | 4.6579 | 4.5701 | 4.5461 | 4.7044 | 5.253 | 5.8978 | 5.914 | 5.8492 | 5.4002 | 4.9722 | 4.3997 | 4.0532
2043-03-06 | 3.9233 | 3.8475 | 3.8396 | 3.7301 | 3.7505 | 4.2357 | 4.8825 | 5.1576 | 4.7445 | 4.3901 | 4.1854 | 4.2749 | 4.2551 | 4.2808 | 4.5335 | 4.9886 | 5.1365 | 5.6933 | 5.909 | 5.7591 | 5.4693 | 5.0617 | 4.4728 | 4.1219
2043-03-07 | 3.9821 | 3.9292 | 3.8935 | 3.8747 | 3.8348 | 4.0587 | 4.3448 | 4.5774 | 5.092 | 4.9504 | 4.4469 | 4.3922 | 4.4532 | 4.349 | 4.2945 | 4.3952 | 5.039 | 5.5301 | 5.2513 | 5.3646 | 5.0757 | 4.9425 | 4.3947 | 4.012
2043-03-08 | 4.002 | 3.866 | 3.9241 | 3.704 | 3.7679 | 3.9144 | 4.11 | 4.418 | 4.7822 | 4.6239 | 4.4855 | 4.4868 | 4.8608 | 4.7917 | 4.7519 | 5.1339 | 5.6629 | 5.8046 | 6.0023 | 5.8237 | 5.8083 | 5.4715 | 4.9536 | 4.4699
2043-03-09 | 4.2636 | 4.1147 | 3.9225 | 3.8617 | 3.9028 | 4.2204 | 4.7379 | 4.9063 | 4.869 | 4.8211 | 4.6703 | 4.884 | 4.7859 | 4.3842 | 4.3067 | 4.4564 | 4.904 | 5.6323 | 5.8373 | 5.6286 | 5.2925 | 4.8838 | 4.4514 | 4.1041
2043-03-10 | 3.9839 | 3.8422 | 3.7609 | 3.733 | 3.7728 | 4.0803 | 4.6918 | 4.8124 | 4.7345 | 4.5938 | 4.3821 | 4.2862 | 4.0177 | 4.3434 | 4.6745 | 4.8078 | 5.2846 | 5.7567 | 5.8303 | 5.9035 | 5.5269 | 5.1077 | 4.5051 | 4.167
2043-03-11 | 4.0872 | 3.9923 | 3.8422 | 3.8273 | 3.8222 | 4.2293 | 4.7392 | 5.0559 | 5.0032 | 4.7931 | 4.3953 | 4.4385 | 4.8336 | 4.6405 | 4.762 | 5.0921 | 5.2828 | 5.8617 | 6.2447 | 6.1163 | 5.6922 | 5.2911 | 4.5568 | 4.1545
2043-03-12 | 4.1917 | 4.0367 | 3.9145 | 3.8503 | 3.906 | 4.3331 | 4.7476 | 4.9743 | 4.8704 | 4.527 | 4.3909 | 4.6809 | 4.9217 | 4.9066 | 4.8957 | 5.1997 | 5.6109 | 6.2251 | 6.392 | 6.1856 | 5.5332 | 5.1366 | 4.6215 | 4.1337
2043-03-13 | 4.0406 | 3.8833 | 3.8042 | 3.7459 | 3.7174 | 4.0704 | 4.5548 | 4.6476 | 4.6314 | 4.3779 | 4.2133 | 4.2402 | 4.4437 | 4.3886 | 4.5593 | 5.0394 | 5.3078 | 5.4874 | 5.6362 | 5.6954 | 5.1767 | 4.8775 | 4.4205 | 4.1311
2043-03-14 | 3.9304 | 3.8587 | 3.8679 | 3.8637 | 3.8144 | 3.9626 | 4.3752 | 4.6977 | 4.8703 | 4.8039 | 4.6893 | 4.322 | 4.7529 | 4.4615 | 4.5753 | 4.8963 | 5.2055 | 5.8171 | 5.8018 | 5.9813 | 5.7204 | 5.4516 | 4.8684 | 4.2795
2043-03-15 | 4.0761 | 3.93 | 3.8882 | 3.8551 | 3.7131 | 3.8485 | 3.9667 | 4.116 | 4.241 | 4.1104 | 4.0084 | 4.0308 | 3.9507 | 3.5157 | 3.6253 | 3.9608 | 4.4108 | 5.1239 | 5.3673 | 5.1965 | 4.9235 | 4.6985 | 4.33 | 4.0306
2043-03-16 | 3.8905 | 3.7471 | 3.6335 | 3.5005 | 3.5664 | 3.8054 | 4.036 | 4.2798 | 4.7546 | 4.6055 | 4.2855 | 3.9331 | 3.7918 | 3.7473 | 3.6057 | 4.0222 | 4.3884 | 5.0259 | 5.3795 | 5.615 | 5.2289 | 4.7229 | 4.1669 | 3.8677
2043-03-17 | 3.7474 | 3.7847 | 3.7581 | 3.7358 | 3.7412 | 4.0597 | 4.3896 | 4.3555 | 4.4126 | 4.2958 | 4.3941 | 4.1787 | 4.129 | 3.9539 | 3.7444 | 3.9394 | 4.4137 | 5.0949 | 5.2509 | 5.3574 | 5.1211 | 4.789 | 4.3283 | 3.9151
2043-03-18 | 3.8304 | 3.7093 | 3.6562 | 3.6166 | 3.5949 | 3.9923 | 4.2541 | 4.3243 | 4.4564 | 4.2522 | 4.1346 | 4.2947 | 4.3247 | 4.3478 | 4.3932 | 4.4934 | 4.6952 | 5.3187 | 5.4916 | 5.6621 | 5.4024 | 5.1586 | 4.588 | 4.0219
2043-03-19 | 3.9101 | 3.7893 | 3.7024 | 3.6151 | 3.6764 | 4.117 | 4.2785 | 4.508 | 4.6942 | 4.3419 | 4.2525 | 3.9816 | 3.5225 | 3.5746 | 3.9663 | 4.1611 | 4.4242 | 5.0161 | 5.4049 | 5.5119 | 5.1687 | 4.7098 | 4.261 | 3.8408
2043-03-20 | 3.7691 | 3.6973 | 3.6166 | 3.5021 | 3.6208 | 3.8952 | 4.3224 | 4.6262 | 4.6378 | 4.4255 | 4.7195 | 4.6552 | 4.3131 | 4.2907 | 4.4234 | 4.6289 | 4.9077 | 5.3964 | 5.6445 | 5.5837 | 5.2767 | 4.8917 | 4.4017 | 4.0435
2043-03-21 | 3.9511 | 3.8728 | 3.8527 | 3.7957 | 3.7839 | 3.8951 | 4.0996 | 4.2094 | 4.2052 | 4.1346 | 4.0097 | 3.9403 | 3.9363 | 3.7935 | 4.1551 | 4.9004 | 4.8458 | 5.2746 | 5.3094 | 5.2784 | 4.9292 | 5.0208 | 4.4222 | 3.9893
2043-03-22 | 4.1864 | 4.0472 | 3.8306 | 3.6848 | 3.6722 | 3.857 | 4.0152 | 4.0968 | 4.3719 | 4.3437 | 4.3544 | 4.7733 | 4.5961 | 5.0246 | 5.0175 | 4.8493 | 5.2809 | 5.8021 | 5.9978 | 5.9823 | 6.1307 | 5.4736 | 4.9316 | 4.4592
2043-03-23 | 4.299 | 4.1107 | 3.9276 | 3.8027 | 3.868 | 3.9795 | 4.383 | 4.7245 | 5.328 | 4.9871 | 5.183 | 4.5261 | 4.9738 | 4.6946 | 4.6934 | 4.7767 | 5.21 | 5.452 | 5.6243 | 6.0034 | 5.4422 | 4.8823 | 4.4069 | 4.0104
2043-03-24 | 3.8406 | 3.7789 | 3.6564 | 3.6335 | 3.6813 | 3.9931 | 4.4404 | 4.6034 | 4.7492 | 4.6006 | 4.4251 | 4.4183 | 4.7934 | 4.6066 | 4.7872 | 5.3108 | 5.3176 | 5.6961 | 5.9942 | 5.9275 | 5.447 | 4.9528 | 4.4703 | 4.0438
2043-03-25 | 3.8681 | 3.7525 | 3.6617 | 3.5809 | 3.6226 | 3.9249 | 4.3374 | 4.3581 | 4.4243 | 4.2372 | 4.1604 | 4.3648 | 4.3653 | 4.1118 | 4.2808 | 4.6077 | 5.0672 | 5.5516 | 5.5574 | 5.6719 | 5.5765 | 5.0876 | 4.5273 | 4.0077
2043-03-26 | 3.9184 | 3.8624 | 3.7473 | 3.7567 | 3.7729 | 4.1424 | 4.5408 | 4.7459 | 4.9781 | 5.1044 | 5.2667 | 5.3428 | 5.0075 | 4.9441 | 4.9227 | 5.0205 | 5.3669 | 5.8903 | 5.6981 | 5.907 | 5.7558 | 4.9028 | 4.3108 | 3.9162
2043-03-27 | 3.8037 | 3.6809 | 3.5937 | 3.5467 | 3.5907 | 3.8308 | 4.3114 | 4.2931 | 4.2568 | 4.0552 | 4.1289 | 4.309 | 4.1152 | 3.9419 | 4.0867 | 4.4784 | 4.765 | 5.1455 | 5.1578 | 5.2576 | 5.0157 | 4.6253 | 4.2769 | 4.0325
2043-03-28 | 3.8648 | 3.8014 | 3.804 | 3.6877 | 3.6386 | 3.8027 | 3.9306 | 4.0696 | 4.4127 | 4.5606 | 4.5176 | 5.0145 | 4.4614 | 4.1064 | 4.31 | 4.4935 | 4.7727 | 5.4702 | 5.4262 | 5.5686 | 5.099 | 4.5292 | 4.3099 | 3.8904
2043-03-29 | 3.8334 | 3.6556 | 3.641 | 3.5317 | 3.5555 | 3.7217 | 3.7959 | 3.8721 | 4.3114 | 4.0818 | 4.1605 | 4.2718 | 4.1725 | 4.1038 | 3.974 | 4.4118 | 4.7186 | 5.3436 | 5.4753 | 5.554 | 5.3093 | 4.8143 | 4.2469 | 3.9743
2043-03-30 | 3.8974 | 3.9066 | 3.7024 | 3.7024 | 3.7505 | 4.0427 | 4.2363 | 4.6629 | 4.8864 | 4.5049 | 4.6071 | 4.4622 | 4.2365 | 4.0388 | 3.9864 | 4.3451 | 4.5219 | 5.1561 | 5.1542 | 5.4842 | 4.9577 | 4.4854 | 4.079 | 3.7998
2043-03-31 | 3.7071 | 3.5354 | 3.4546 | 3.4572 | 3.5566 | 3.856 | 3.9829 | 4.177 | 4.1975 | 4.1182 | 4.0338 | 4.2087 | 4.0409 | 3.9357 | 4.2175 | 4.3397 | 4.5971 | 5.2969 | 5.7861 | 5.9963 | 5.6386 | 5.2312 | 4.5058 | 4.169
2043-04-01 | 4.0221 | 3.9359 | 3.7961 | 3.7107 | 3.7457 | 4.0719 | 4.3886 | 4.5556 | 4.6964 | 4.927 | 4.8734 | 4.6161 | 4.6259 | 4.5901 | 4.4817 | 5.1412 | 5.4001 | 5.9776 | 6.1098 | 6.2461 | 5.7704 | 4.6593 | 4.3348 | 4.1415
2043-04-02 | 4.1235 | 3.742 | 3.7814 | 3.6658 | 3.7088 | 3.996 | 4.2144 | 4.3274 | 4.4598 | 4.2731 | 4.5184 | 4.5925 | 4.5435 | 4.4347 | 4.494 | 4.9215 | 5.4323 | 5.9428 | 6.2428 | 6.0893 | 5.5999 | 5.224 | 4.6655 | 4.3295
2043-04-03 | 4.0306 | 3.9838 | 3.8754 | 3.8309 | 3.8876 | 4.1695 | 4.4939 | 4.8985 | 5.2264 | 4.9739 | 4.9317 | 4.7748 | 4.3425 | 4.4549 | 4.7697 | 5.12 | 5.316 | 5.6034 | 5.5578 | 5.7124 | 5.3462 | 4.8234 | 4.3733 | 3.8847
2043-04-04 | 3.765 | 3.6295 | 3.6818 | 3.6664 | 3.6529 | 3.8377 | 3.8739 | 3.9049 | 4.0209 | 3.9573 | 3.911 | 4.2798 | 4.1419 | 3.8333 | 4.0583 | 4.295 | 4.6784 | 5.3757 | 5.6848 | 5.912 | 5.2756 | 5.0855 | 4.693 | 4.2514
2043-04-05 | 4.1676 | 3.9449 | 3.8955 | 3.8249 | 3.8213 | 3.9396 | 4.1425 | 4.2543 | 4.4023 | 4.2487 | 4.8064 | 4.737 | 4.565 | 4.5182 | 4.5554 | 4.8395 | 5.1238 | 5.3707 | 5.4779 | 5.6998 | 5.1128 | 4.7474 | 4.416 | 4.2133
2043-04-06 | 4.1087 | 3.7833 | 3.674 | 3.6876 | 3.7408 | 4.0171 | 4.3805 | 4.6042 | 4.803 | 4.5235 | 4.6713 | 4.974 | 4.7051 | 4.6359 | 4.9458 | 5.3241 | 5.7642 | 6.1105 | 6.2637 | 6.277 | 5.6893 | 5.1851 | 4.5206 | 4.1458
2043-04-07 | 4.0575 | 3.9626 | 3.8234 | 3.6863 | 3.6394 | 3.9062 | 4.2907 | 4.5941 | 4.6666 | 4.4957 | 4.6547 | 4.4647 | 4.2631 | 4.592 | 4.7034 | 5.0016 | 5.4023 | 5.8842 | 6.21 | 6.1759 | 5.8473 | 4.985 | 4.4863 | 4.0187
2043-04-08 | 3.9897 | 3.8973 | 3.7827 | 3.6588 | 3.7465 | 4.1047 | 4.5366 | 5.1328 | 5.3129 | 5.2301 | 4.8492 | 4.8079 | 4.793 | 4.5806 | 4.4004 | 4.7817 | 5.2668 | 5.8914 | 6.0723 | 6.0972 | 5.6048 | 5.0524 | 4.7024 | 4.1006
2043-04-09 | 3.9079 | 3.9014 | 3.7747 | 3.6948 | 3.745 | 4.0689 | 4.5895 | 4.9461 | 5.2004 | 5.4035 | 5.5609 | 4.8413 | 4.6385 | 4.3846 | 4.481 | 4.893 | 5.3394 | 5.9125 | 6.0236 | 6.2602 | 5.9021 | 4.9783 | 4.5518 | 4.0953
2043-04-10 | 3.9597 | 3.8865 | 3.8455 | 3.7914 | 3.8452 | 4.1477 | 4.7765 | 5.1051 | 5.8972 | 5.6849 | 5.3044 | 5.105 | 5.0428 | 4.9539 | 4.9955 | 5.1077 | 5.5594 | 6.0479 | 6.1283 | 6.1641 | 5.9227 | 5.3657 | 4.8093 | 4.251
2043-04-11 | 4.0608 | 3.9652 | 4.0145 | 3.9192 | 3.8546 | 4.0609 | 4.3491 | 4.4591 | 4.7656 | 4.543 | 4.4219 | 4.1486 | 4.1691 | 3.9619 | 4.1294 | 4.2495 | 4.6655 | 5.4991 | 5.3736 | 5.5666 | 4.9881 | 4.6033 | 4.3051 | 3.9712
2043-04-12 | 3.9631 | 3.7924 | 3.819 | 3.7443 | 3.7702 | 4.0289 | 4.1362 | 4.2317 | 4.6398 | 4.5986 | 4.2612 | 4.3359 | 4.4652 | 4.0609 | 4.3179 | 5.0169 | 5.204 | 5.8941 | 6.044 | 6.0614 | 5.8154 | 5.2806 | 4.6373 | 4.2125
2043-04-13 | 3.8945 | 3.8534 | 3.672 | 3.6974 | 3.6777 | 4.0304 | 4.3985 | 4.637 | 4.4718 | 4.09 | 3.9489 | 3.7392 | 3.5306 | 3.494 | 3.6242 | 4.3148 | 4.7304 | 5.3661 | 5.8649 | 6.1664 | 5.6873 | 5.1853 | 4.5283 | 4.1317
2043-04-14 | 4.0283 | 3.938 | 3.7511 | 3.6665 | 3.6184 | 3.8633 | 4.2855 | 4.2316 | 4.3269 | 4.4021 | 4.2165 | 3.6867 | 4.8069 | 4.3011 | 4.3834 | 5.499 | 5.6615 | 6.1361 | 6.2012 | 6.1083 | 5.8278 | 5.0718 | 4.4971 | 4.3102
2043-04-15 | 4.2133 | 4.0211 | 3.7839 | 3.8346 | 3.9352 | 4.2727 | 4.698 | 4.7919 | 5.2613 | 5.2069 | 4.4888 | 4.5421 | 4.681 | 4.7765 | 5.1455 | 5.3988 | 5.7546 | 6.203 | 6.1384 | 6.0345 | 5.8392 | 5.1437 | 4.5178 | 4.1138
2043-04-16 | 3.9561 | 3.9626 | 3.8531 | 3.8473 | 3.8217 | 4.1264 | 4.2889 | 4.0615 | 4.2554 | 4.0175 | 3.8852 | 4.2881 | 4.3945 | 3.7348 | 4.1804 | 4.6472 | 4.9991 | 5.5614 | 5.8175 | 5.879 | 5.3673 | 4.7014 | 4.4026 | 4.1034
2043-04-17 | 3.8901 | 3.7756 | 3.7668 | 3.6402 | 3.8418 | 3.9372 | 4.3596 | 4.4696 | 5.0152 | 5.0194 | 5.243 | 5.0253 | 4.9909 | 4.6672 | 4.9832 | 5.4735 | 5.659 | 6.1765 | 6.2689 | 6.142 | 5.7718 | 5.4702 | 4.5775 | 4.2514
2043-04-18 | 4.1113 | 4.0588 | 4.0466 | 3.9293 | 3.9772 | 4.0039 | 4.0761 | 4.2352 | 4.664 | 4.7899 | 4.8393 | 4.5014 | 4.1616 | 4.2995 | 4.5124 | 4.6791 | 4.8689 | 5.5505 | 5.8153 | 5.7885 | 5.4096 | 4.8152 | 4.3358 | 4.018
2043-04-19 | 4.0628 | 4.2334 | 4.0397 | 3.791 | 3.9031 | 4.1912 | 4.3799 | 4.7543 | 5.0742 | 5.2051 | 4.9245 | 4.7145 | 4.8174 | 4.7873 | 4.9943 | 5.2472 | 5.6984 | 6.0265 | 6.1615 | 6.3773 | 6.1479 | 5.5948 | 4.4407 | 4.1383
2043-04-20 | 4.0546 | 3.9073 | 3.8059 | 3.7051 | 3.7518 | 4.0069 | 4.2664 | 4.645 | 4.889 | 4.5043 | 5.1132 | 4.6008 | 4.3851 | 4.2144 | 4.3208 | 4.0781 | 4.4052 | 5.0167 | 5.2751 | 5.6127 | 5.1668 | 4.6718 | 4.1641 | 3.8977
2043-04-21 | 3.885 | 3.8028 | 3.7558 | 3.6976 | 3.7028 | 4.1385 | 4.4116 | 4.3355 | 4.7053 | 4.7691 | 4.5633 | 4.1774 | 4.2118 | 4.1082 | 4.1511 | 4.3177 | 4.8195 | 5.3542 | 5.6132 | 5.7199 | 5.3177 | 4.8066 | 4.1911 | 3.9804
2043-04-22 | 3.8824 | 3.8036 | 3.7229 | 3.6824 | 3.6887 | 4.1125 | 4.3049 | 4.4238 | 4.5536 | 4.1154 | 4.0459 | 3.8883 | 3.8534 | 3.6064 | 3.9592 | 4.7684 | 5.1038 | 5.3761 | 5.6835 | 5.7431 | 5.3798 | 4.9076 | 4.3061 | 4.0312
2043-04-23 | 3.981 | 3.8598 | 3.9151 | 3.9677 | 4.1112 | 4.6411 | 4.7819 | 4.8629 | 5.0785 | 4.1728 | 4.0316 | 3.8475 | 3.7484 | 3.5693 | 3.8037 | 4.2602 | 4.6718 | 5.5279 | 5.7625 | 5.8353 | 5.5808 | 4.8858 | 4.3633 | 4.0094
2043-04-24 | 3.9558 | 3.8373 | 3.7997 | 3.7603 | 3.7961 | 4.1787 | 4.4021 | 4.5215 | 4.7115 | 4.4663 | 4.2235 | 4.3228 | 4.2863 | 4.634 | 5.0987 | 4.9309 | 5.176 | 5.6177 | 6.0564 | 5.9518 | 5.5327 | 5.1766 | 4.6262 | 4.3029
2043-04-25 | 4.1817 | 4.0152 | 3.9794 | 3.9065 | 3.7299 | 3.9427 | 4.1 | 4.2884 | 4.5527 | 4.2499 | 4.6849 | 4.7583 | 4.6815 | 4.5057 | 4.545 | 4.5413 | 5.032 | 5.3677 | 5.5386 | 5.3688 | 5.295 | 4.9501 | 4.72 | 4.3854
2043-04-26 | 4.2682 | 4.0741 | 3.9611 | 3.7507 | 3.8732 | 3.9894 | 4.0286 | 4.3636 | 4.5008 | 4.4177 | 4.4821 | 4.5174 | 4.8944 | 4.4591 | 4.6324 | 4.8422 | 5.3744 | 5.6924 | 5.8859 | 5.7799 | 5.5856 | 5.0575 | 4.8603 | 4.3197
2043-04-27 | 4.2399 | 4.2256 | 4.1509 | 4.1334 | 4.1308 | 4.2297 | 4.7783 | 5.0694 | 5.09 | 4.5878 | 4.5167 | 4.9626 | 4.8722 | 4.7238 | 4.5387 | 5.3637 | 5.6259 | 5.671 | 5.7207 | 5.6749 | 5.238 | 4.8449 | 4.468 | 4.1674
2043-04-28 | 4.0153 | 3.8482 | 3.7474 | 3.6575 | 3.7026 | 3.9853 | 4.212 | 4.2309 | 4.4713 | 4.2631 | 4.351 | 4.2964 | 4.3196 | 4.6053 | 4.648 | 4.6932 | 4.9843 | 5.5633 | 5.7443 | 5.7598 | 5.0733 | 4.6214 | 4.267 | 3.8938
2043-04-29 | 3.8119 | 3.6592 | 3.5424 | 3.5474 | 3.6449 | 4.0504 | 4.2126 | 4.3376 | 4.652 | 4.6759 | 4.5611 | 4.5267 | 4.3853 | 4.1326 | 4.171 | 4.4275 | 4.5415 | 4.8514 | 5.2725 | 5.4804 | 5.1179 | 4.7171 | 4.2201 | 3.9714
2043-04-30 | 3.8383 | 3.7532 | 3.7014 | 3.6088 | 3.6419 | 4.1016 | 4.1733 | 4.305 | 4.5491 | 4.3456 | 4.3035 | 4.4077 | 4.6797 | 4.4038 | 4.582 | 4.9538 | 5.1324 | 5.1992 | 5.3589 | 5.4781 | 5.0927 | 4.7561 | 4.3239 | 3.9664
2043-05-01 | 3.7173 | 3.5155 | 3.4905 | 3.5305 | 3.626 | 3.895 | 4.2497 | 4.2168 | 4.2965 | 4.1534 | 3.997 | 3.7253 | 3.5107 | 3.3779 | 3.6147 | 4.1539 | 4.6709 | 4.9902 | 5.2429 | 5.2124 | 5.034 | 4.8282 | 4.206 | 3.9414
2043-05-02 | 3.79 | 3.7183 | 3.7981 | 3.7744 | 3.806 | 4.0679 | 4.0619 | 4.1362 | 4.2353 | 4.4593 | 4.3001 | 4.1778 | 4.4169 | 4.1534 | 4.1771 | 4.3651 | 4.4954 | 4.4851 | 4.6826 | 4.5805 | 4.3452 | 4.272 | 3.9167 | 3.617
2043-05-03 | 3.6148 | 3.5051 | 3.4568 | 3.3399 | 3.36 | 3.7008 | 3.6919 | 3.8199 | 3.8806 | 3.728 | 3.5248 | 3.5141 | 3.4437 | 3.277 | 3.586 | 3.7285 | 3.8427 | 4.0462 | 4.2965 | 4.3963 | 4.3071 | 4.0716 | 3.8231 | 3.67
2043-05-04 | 3.5639 | 3.4322 | 3.3272 | 3.2791 | 3.3323 | 3.6149 | 3.9544 | 4.0152 | 3.9261 | 3.7863 | 3.8724 | 3.9791 | 3.8239 | 3.6048 | 3.5811 | 3.8353 | 4.0097 | 4.2904 | 4.5376 | 4.7509 | 4.6033 | 4.2928 | 3.7914 | 3.4673
2043-05-05 | 3.4229 | 3.2981 | 3.244 | 3.2482 | 3.2657 | 3.6544 | 3.7558 | 3.9543 | 4.0497 | 4.0423 | 4.0281 | 3.9846 | 3.8985 | 3.4335 | 3.8198 | 4.5775 | 4.713 | 4.731 | 5.0534 | 5.1373 | 4.6552 | 4.4278 | 4.0254 | 3.7295
2043-05-06 | 3.6161 | 3.4412 | 3.4533 | 3.4927 | 3.6112 | 4.1085 | 4.1915 | 4.2568 | 4.3698 | 4.1872 | 4.3338 | 4.8573 | 4.5329 | 4.018 | 4.5173 | 5.0316 | 5.1882 | 5.1779 | 5.3367 | 5.5786 | 5.3571 | 4.9197 | 4.4062 | 3.7689
2043-05-07 | 3.7164 | 3.5597 | 3.5124 | 3.5189 | 3.6133 | 4.0002 | 4.1668 | 4.2483 | 4.2597 | 4.091 | 4.1627 | 4.1559 | 4.0076 | 3.8398 | 3.9108 | 3.9918 | 4.2543 | 4.6653 | 4.8889 | 4.9946 | 4.8325 | 4.5723 | 4.2881 | 3.8497
2043-05-08 | 3.7875 | 3.6335 | 3.7189 | 3.605 | 3.6754 | 3.9678 | 4.2528 | 4.3163 | 4.4551 | 4.1372 | 4.1294 | 4.1892 | 4.0429 | 4.1308 | 4.2047 | 4.3054 | 4.6518 | 4.9107 | 5.0248 | 4.9745 | 4.7384 | 4.5928 | 3.9693 | 3.7671
2043-05-09 | 3.665 | 3.6857 | 3.7207 | 3.648 | 3.6128 | 3.7536 | 3.8855 | 3.9643 | 4.1787 | 4.0712 | 3.9045 | 4.2063 | 4.7332 | 4.376 | 4.5276 | 4.5282 | 4.6976 | 5.1365 | 5.068 | 5.0722 | 4.9054 | 4.7229 | 4.3479 | 4.0356
2043-05-10 | 4.011 | 3.8185 | 3.7933 | 3.6451 | 3.7288 | 3.712 | 3.7597 | 4.1097 | 4.3265 | 4.0209 | 4.2842 | 4.5617 | 4.3817 | 4.376 | 4.4026 | 4.4943 | 4.6485 | 5.0482 | 5.3023 | 5.4364 | 5.3427 | 4.811 | 4.4382 | 4.1664
2043-05-11 | 4.0926 | 3.9461 | 3.8587 | 3.8493 | 3.9494 | 4.2162 | 4.3999 | 4.5619 | 4.9828 | 4.8353 | 4.6024 | 4.7947 | 4.5672 | 4.369 | 4.5673 | 4.876 | 5.7865 | 5.934 | 5.8927 | 5.7763 | 5.7136 | 5.2536 | 4.7624 | 4.2705
2043-05-12 | 4.4108 | 4.4006 | 4.3324 | 4.3198 | 4.3019 | 4.7139 | 4.8996 | 5.1306 | 5.527 | 5.3632 | 5.3476 | 5.4066 | 4.9731 | 4.8467 | 5.1929 | 5.3929 | 5.5917 | 5.9829 | 6.1817 | 6.3187 | 6.1736 | 5.7276 | 5.0498 | 4.5254
2043-05-13 | 4.0768 | 3.9175 | 3.844 | 3.8197 | 3.9728 | 4.3132 | 4.4557 | 4.7042 | 5.3181 | 5.044 | 4.8878 | 4.7679 | 4.7337 | 4.5755 | 4.7354 | 5.2366 | 5.2758 | 5.8108 | 5.688 | 5.9359 | 5.9356 | 5.5165 | 4.7528 | 4.4165
2043-05-14 | 4.2891 | 4.1362 | 4.0204 | 4.1232 | 4.1418 | 4.5002 | 4.7492 | 5.0904 | 5.2585 | 4.9875 | 4.9921 | 4.8582 | 4.7868 | 4.7923 | 4.898 | 5.1684 | 5.5871 | 5.998 | 5.8998 | 5.8219 | 5.6017 | 5.2615 | 4.8035 | 4.406
2043-05-15 | 4.2593 | 4.1564 | 4.0956 | 4.2134 | 4.1954 | 4.5896 | 4.893 | 5.1843 | 5.2557 | 5.2194 | 5.1445 | 5.0316 | 4.8548 | 4.946 | 5.1661 | 5.487 | 5.749 | 5.813 | 5.7541 | 5.788 | 5.6457 | 5.5253 | 5.0112 | 4.5087
2043-05-16 | 4.2728 | 4.1406 | 4.2018 | 4.1646 | 4.1765 | 4.4564 | 4.5004 | 4.5385 | 5.2211 | 5.0856 | 4.995 | 4.8556 | 4.7968 | 4.5696 | 4.4929 | 4.7832 | 5.0091 | 5.3516 | 5.515 | 5.6824 | 5.5567 | 5.2564 | 4.813 | 4.3463
2043-05-17 | 4.3027 | 4.0813 | 4.0642 | 3.9694 | 4.0155 | 4.1927 | 4.1804 | 4.3525 | 5.0263 | 4.7064 | 4.8281 | 4.9422 | 4.7537 | 4.5016 | 4.7434 | 5.0578 | 5.3475 | 5.4142 | 5.6626 | 5.585 | 5.594 | 5.2533 | 4.8569 | 4.3706
2043-05-18 | 4.2427 | 4.2846 | 4.0257 | 3.967 | 3.9978 | 4.2481 | 4.5061 | 4.6265 | 5.1952 | 5.1614 | 4.8535 | 5.0074 | 4.8357 | 4.6396 | 4.989 | 5.2603 | 5.3555 | 5.7902 | 5.8785 | 5.9035 | 5.8747 | 5.4879 | 5.1396 | 4.5967
2043-05-19 | 4.352 | 4.0499 | 3.9993 | 3.9451 | 3.9081 | 4.2608 | 4.7479 | 4.892 | 5.3416 | 5.0613 | 4.7959 | 4.9164 | 4.7551 | 4.8045 | 4.8852 | 5.2517 | 5.4201 | 5.7212 | 5.7932 | 5.7749 | 5.6821 | 5.0724 | 4.5665 | 4.2422
2043-05-20 | 4.1596 | 4.036 | 4.0983 | 3.9101 | 4.107 | 4.4409 | 4.5932 | 4.6753 | 4.8039 | 4.628 | 4.6681 | 4.7382 | 4.4802 | 4.4529 | 4.716 | 4.7618 | 5.066 | 5.4665 | 5.5536 | 5.6805 | 5.5757 | 5.3844 | 4.8198 | 4.4962
2043-05-21 | 4.3346 | 4.2333 | 4.1402 | 4.2165 | 4.2843 | 4.6069 | 4.749 | 4.9373 | 5.0917 | 5.1245 | 5.1351 | 4.9682 | 4.6996 | 4.7527 | 5.1263 | 5.2099 | 5.3014 | 5.6119 | 5.7301 | 5.7782 | 5.5297 | 5.308 | 4.7487 | 4.3
2043-05-22 | 4.2032 | 4.065 | 4.0051 | 4.0073 | 4.1838 | 4.4678 | 4.633 | 4.7086 | 4.9452 | 4.7861 | 4.8955 | 4.8885 | 4.5976 | 4.3487 | 4.4648 | 4.7194 | 4.9766 | 5.6561 | 5.5966 | 5.8577 | 5.6302 | 5.4328 | 4.9666 | 4.5476
2043-05-23 | 4.3318 | 4.2328 | 4.2766 | 4.2785 | 4.1624 | 4.3678 | 4.0246 | 4.1955 | 4.6788 | 4.6208 | 4.391 | 4.6193 | 4.1049 | 4.017 | 4.1475 | 4.3853 | 4.6269 | 5.1492 | 5.2073 | 5.1251 | 4.9403 | 4.8305 | 4.4601 | 4.1472
2043-05-24 | 4.1013 | 4.0184 | 4.0413 | 3.8888 | 3.9901 | 4.0712 | 4.0379 | 4.1279 | 4.6091 | 4.6012 | 4.6214 | 4.5725 | 4.5338 | 4.4546 | 4.5486 | 4.7666 | 4.9829 | 5.4563 | 5.5929 | 5.5039 | 5.152 | 4.9569 | 4.762 | 4.4009
2043-05-25 | 4.3114 | 4.1499 | 3.9989 | 3.9501 | 3.9274 | 4.0932 | 4.1059 | 4.3503 | 4.523 | 4.4934 | 4.7885 | 4.5995 | 4.5407 | 4.5029 | 4.5768 | 4.6345 | 4.9567 | 5.0705 | 5.1331 | 5.2788 | 5.231 | 4.9899 | 4.709 | 4.3861
2043-05-26 | 4.3034 | 4.2282 | 4.1322 | 4.0753 | 4.1485 | 4.3677 | 4.3788 | 4.5148 | 5.0426 | 5.0305 | 4.9565 | 4.9497 | 5.153 | 5.1102 | 5.165 | 5.3505 | 5.5806 | 5.7308 | 5.5279 | 5.6784 | 5.3529 | 5.1201 | 4.6 | 4.2324
2043-05-27 | 4.092 | 3.9699 | 3.967 | 3.9928 | 3.8188 | 4.1789 | 4.4725 | 4.4427 | 4.7163 | 4.7427 | 4.4416 | 4.5487 | 4.6268 | 4.5151 | 4.6414 | 4.8038 | 5.1985 | 5.3878 | 5.4718 | 5.543 | 5.4644 | 5.1626 | 4.4799 | 4.2284
2043-05-28 | 4.1399 | 3.9444 | 3.87 | 3.8794 | 3.714 | 4.1428 | 4.2792 | 4.5419 | 4.7648 | 4.7249 | 4.8066 | 4.6879 | 4.6819 | 4.5235 | 4.6007 | 4.9949 | 5.1289 | 5.4463 | 5.6386 | 5.7714 | 5.7573 | 5.2029 | 4.7212 | 4.1581
2043-05-29 | 4.0279 | 3.8954 | 3.808 | 3.8061 | 3.9591 | 4.3923 | 4.8481 | 4.7909 | 5.0383 | 4.8948 | 4.7963 | 4.8723 | 4.7307 | 4.581 | 4.8456 | 5.1186 | 5.0625 | 5.4083 | 5.1571 | 5.1132 | 5.085 | 5.125 | 4.5377 | 4.2706
2043-05-30 | 4.1537 | 4.0459 | 3.9871 | 3.9395 | 3.9766 | 4.292 | 4.2534 | 4.2749 | 4.7347 | 4.4944 | 4.4308 | 4.5152 | 4.4386 | 4.0835 | 4.4567 | 4.6624 | 4.8324 | 5.2613 | 5.5071 | 5.4102 | 5.3674 | 5.0713 | 4.7251 | 4.3138
2043-05-31 | 4.1759 | 3.968 | 3.9211 | 3.9238 | 3.9966 | 4.0796 | 4.1533 | 4.1138 | 4.6519 | 4.475 | 4.3789 | 4.2566 | 4.4917 | 4.0504 | 4.3765 | 4.512 | 4.7441 | 5.0958 | 5.173 | 5.273 | 5.2046 | 5.0061 | 4.5312 | 4.2804
2043-06-01 | 4.0147 | 3.9464 | 3.7511 | 3.8759 | 3.8923 | 4.1189 | 4.1761 | 4.2137 | 4.464 | 4.5004 | 4.6611 | 4.4113 | 4.5636 | 4.5834 | 4.7416 | 4.9689 | 4.962 | 5.2361 | 5.3919 | 5.4803 | 5.287 | 4.8391 | 4.507 | 4.1613
2043-06-02 | 4.039 | 3.8934 | 3.8388 | 3.775 | 3.8683 | 4.2328 | 4.6269 | 4.3219 | 4.4127 | 4.5698 | 4.6292 | 4.5551 | 4.2516 | 4.2564 | 4.6253 | 4.8171 | 4.8878 | 5.3195 | 5.3325 | 5.3799 | 5.2345 | 4.9319 | 4.6057 | 4.2316
2043-06-03 | 4.1251 | 4.0017 | 3.9726 | 4.0097 | 4.0238 | 4.2711 | 4.3413 | 4.2914 | 4.8143 | 4.7602 | 4.593 | 4.514 | 4.6545 | 4.8171 | 4.7848 | 4.989 | 5.0299 | 5.3745 | 5.4402 | 5.5784 | 5.5937 | 5.3506 | 5.0128 | 4.6462
2043-06-04 | 4.3906 | 4.2821 | 4.1346 | 4.0944 | 4.1983 | 4.4931 | 4.601 | 4.6168 | 4.8468 | 4.8261 | 4.5624 | 4.5581 | 4.3457 | 4.1685 | 4.3039 | 4.7026 | 4.8304 | 5.1549 | 5.3007 | 5.2966 | 5.2675 | 4.9321 | 4.6039 | 4.2049
2043-06-05 | 4.0675 | 4.0249 | 3.9975 | 3.9002 | 4.0364 | 4.2763 | 4.3561 | 4.4386 | 4.6493 | 4.5664 | 4.6231 | 4.5041 | 4.5794 | 4.4839 | 4.42 | 4.6906 | 4.7893 | 5.0992 | 5.4018 | 5.4999 | 5.2985 | 5.1449 | 4.7107 | 4.4465
2043-06-06 | 4.2589 | 3.9515 | 3.9451 | 3.8902 | 4.0093 | 4.1258 | 4.2318 | 4.3472 | 4.6495 | 4.5745 | 4.4921 | 4.6651 | 4.3558 | 4.2517 | 4.4654 | 4.7421 | 4.8741 | 5.4267 | 5.2212 | 5.3205 | 5.2341 | 5.0185 | 4.6409 | 4.2019
2043-06-07 | 4.1493 | 4.0098 | 4.0182 | 3.9403 | 3.9997 | 4.0831 | 4.1366 | 4.2838 | 4.5333 | 4.4221 | 4.4903 | 4.4293 | 4.2936 | 4.3261 | 4.4236 | 4.5892 | 4.587 | 4.9959 | 5.4153 | 5.4194 | 5.4898 | 5.0835 | 4.8464 | 4.4146
2043-06-08 | 4.2936 | 4.0324 | 3.9269 | 4.0022 | 4.0469 | 4.2438 | 4.3397 | 4.6705 | 5.0716 | 4.792 | 4.8667 | 4.6542 | 4.4161 | 4.3425 | 4.6716 | 4.9947 | 5.2031 | 5.6089 | 5.6308 | 5.627 | 5.5175 | 5.3001 | 4.987 | 4.4255
2043-06-09 | 4.0993 | 3.9512 | 3.8524 | 3.8792 | 3.9657 | 4.1327 | 4.2472 | 4.3298 | 4.8669 | 4.6031 | 4.5767 | 4.4231 | 4.4368 | 4.2331 | 4.3648 | 4.6402 | 4.8514 | 5.3017 | 5.5386 | 5.6111 | 5.4768 | 5.2129 | 4.7256 | 4.3849
2043-06-10 | 4.2854 | 4.0337 | 3.9611 | 3.9482 | 3.9547 | 4.3239 | 4.3121 | 4.4817 | 4.7431 | 4.8071 | 4.867 | 4.9275 | 4.6674 | 4.6899 | 4.6449 | 4.9953 | 4.9912 | 5.442 | 5.5449 | 5.6106 | 5.552 | 5.3531 | 4.9591 | 4.5987
2043-06-11 | 4.4428 | 4.4127 | 4.1925 | 4.0761 | 4.1176 | 4.4165 | 4.3531 | 4.4471 | 4.5976 | 4.3648 | 4.4654 | 4.422 | 4.4913 | 4.2845 | 4.5072 | 4.628 | 4.6953 | 5.0208 | 5.196 | 5.3069 | 5.1525 | 4.8438 | 4.4403 | 4.1906
2043-06-12 | 4.0083 | 3.8881 | 3.9044 | 3.8454 | 3.9147 | 4.0096 | 3.9893 | 4.197 | 4.5846 | 4.7207 | 4.7224 | 4.7907 | 4.5283 | 4.3168 | 4.7085 | 5.1398 | 5.0621 | 5.4126 | 5.4619 | 5.4239 | 5.1804 | 5.014 | 4.581 | 4.2784
2043-06-13 | 4.1496 | 3.9526 | 3.9536 | 3.9344 | 3.948 | 4.113 | 4.0406 | 4.3006 | 4.316 | 4.4056 | 4.1817 | 4.1608 | 4.1435 | 4.0751 | 4.0856 | 4.2963 | 4.6723 | 5.0916 | 5.0785 | 5.0747 | 4.8852 | 4.6659 | 4.3857 | 4.1413
2043-06-14 | 4.1271 | 4.0444 | 4.0202 | 3.9656 | 3.9111 | 4.0802 | 3.8649 | 3.988 | 4.3869 | 4.2323 | 4.3909 | 4.4189 | 4.4751 | 4.5998 | 4.632 | 4.6621 | 4.8256 | 5.1149 | 5.3682 | 5.475 | 5.4562 | 5.0109 | 4.6307 | 4.3805
2043-06-15 | 4.2531 | 4.1006 | 3.7941 | 3.8601 | 3.9694 | 4.0918 | 4.0935 | 4.2105 | 4.6273 | 4.4338 | 4.4677 | 4.3753 | 4.258 | 4.3518 | 4.3984 | 4.4449 | 4.7884 | 5.2013 | 5.313 | 5.2986 | 5.114 | 4.8166 | 4.5613 | 4.3702
2043-06-16 | 4.2812 | 4.1644 | 4.0568 | 4.0628 | 4.1019 | 4.3733 | 4.3835 | 4.463 | 4.7248 | 4.8822 | 4.9713 | 4.9095 | 4.4294 | 4.4283 | 5.0721 | 5.1723 | 5.3266 | 5.6733 | 5.645 | 5.7332 | 5.577 | 5.1971 | 4.8286 | 4.5226
2043-06-17 | 4.3208 | 4.2686 | 4.0932 | 4.0222 | 4.1086 | 4.4052 | 4.4217 | 4.7151 | 4.7943 | 4.6041 | 4.5769 | 4.4382 | 4.3903 | 4.3945 | 4.6134 | 4.9145 | 4.9443 | 5.3799 | 5.5089 | 5.608 | 5.5647 | 5.1719 | 4.6705 | 4.3325
2043-06-18 | 4.1706 | 4.0761 | 3.9916 | 4.0668 | 4.0304 | 4.1538 | 4.2038 | 4.2851 | 5.1009 | 4.8102 | 4.7157 | 4.8023 | 4.5988 | 4.3761 | 4.2966 | 4.5929 | 4.8882 | 5.34 | 5.5037 | 5.5887 | 5.4441 | 5.0657 | 4.6153 | 4.3595
2043-06-19 | 4.2858 | 4.1698 | 4.1181 | 3.992 | 4.0036 | 4.2039 | 4.3426 | 4.4068 | 4.6316 | 4.7355 | 4.7783 | 4.955 | 4.7491 | 4.655 | 4.743 | 4.8754 | 4.9606 | 5.1255 | 4.9609 | 5.2339 | 5.0253 | 4.993 | 4.5845 | 4.2401
2043-06-20 | 4.0199 | 3.952 | 4.0166 | 3.9601 | 3.8803 | 4.102 | 4.2814 | 4.2766 | 4.6268 | 4.6757 | 4.5772 | 4.5585 | 4.7006 | 4.4645 | 4.8542 | 5.1 | 5.2109 | 5.576 | 5.4602 | 5.576 | 5.4834 | 5.2651 | 4.8406 | 4.4415
2043-06-21 | 4.3639 | 4.2825 | 4.0741 | 3.9961 | 4.0471 | 4.0806 | 4.2388 | 4.2779 | 4.5576 | 4.5611 | 4.5814 | 4.6951 | 4.5161 | 4.3877 | 4.5924 | 4.8762 | 4.8786 | 5.1574 | 5.3251 | 5.4084 | 5.4225 | 5.2269 | 4.8142 | 4.5687
2043-06-22 | 4.4177 | 4.2942 | 4.1882 | 4.1134 | 4.0254 | 4.3051 | 4.3666 | 4.5373 | 4.8271 | 4.7741 | 4.5006 | 4.7727 | 4.6615 | 4.264 | 4.6499 | 4.9416 | 5.026 | 5.4394 | 5.5429 | 5.6025 | 5.3745 | 5.1479 | 4.8126 | 4.38
2043-06-23 | 4.3144 | 4.2064 | 4.1348 | 4.1753 | 4.2164 | 4.4351 | 4.525 | 4.6701 | 4.9716 | 4.8275 | 4.8528 | 4.5449 | 4.527 | 4.4953 | 4.685 | 4.7965 | 4.8917 | 5.4479 | 5.61 | 5.6781 | 5.377 | 5.0824 | 4.8828 | 4.6402
2043-06-24 | 4.4268 | 4.2561 | 4.137 | 4.1529 | 4.178 | 4.4076 | 4.343 | 4.6038 | 4.8165 | 4.8667 | 4.7665 | 4.842 | 4.6222 | 4.5783 | 4.6424 | 4.7253 | 4.8883 | 5.2699 | 5.2516 | 5.2537 | 5.1144 | 4.8834 | 4.5754 | 4.2168
2043-06-25 | 4.0886 | 3.9679 | 3.9463 | 3.8893 | 3.8953 | 4.2111 | 4.3429 | 4.5041 | 4.7221 | 4.7823 | 4.677 | 4.6573 | 4.7373 | 4.3973 | 4.8091 | 4.7343 | 4.9697 | 5.4437 | 5.5913 | 5.6728 | 5.5335 | 5.1711 | 4.8019 | 4.499
2043-06-26 | 4.4028 | 4.2874 | 4.2651 | 4.1567 | 4.2829 | 4.4441 | 4.5964 | 4.6956 | 5.2482 | 5.1546 | 5.2182 | 4.9511 | 4.8371 | 4.5903 | 4.6978 | 4.7521 | 4.7389 | 5.2724 | 5.4554 | 5.438 | 5.2648 | 5.108 | 4.7469 | 4.4195
2043-06-27 | 4.1992 | 4.2116 | 4.1532 | 4.0741 | 4.0029 | 4.139 | 4.1772 | 4.2007 | 4.4328 | 4.261 | 4.166 | 4.0717 | 4.0662 | 3.9506 | 4.2656 | 4.5051 | 4.6353 | 5.1135 | 5.1764 | 5.1078 | 5.0386 | 4.7349 | 4.5917 | 4.3804
2043-06-28 | 4.294 | 4.1221 | 4.1243 | 3.9788 | 4.0827 | 4.2129 | 4.1371 | 4.2456 | 4.4977 | 4.5804 | 4.5788 | 4.6175 | 4.6594 | 4.4613 | 4.4461 | 4.6011 | 4.735 | 5.1493 | 5.3157 | 5.3022 | 5.1563 | 4.936 | 4.6198 | 4.4222
2043-06-29 | 4.3027 | 4.2409 | 4.1042 | 4.0689 | 4.1264 | 4.2785 | 4.3888 | 4.5581 | 4.9342 | 4.9232 | 4.914 | 4.8319 | 4.9988 | 4.9007 | 5.0483 | 5.3582 | 5.6105 | 5.8876 | 5.9968 | 6.1733 | 5.9324 | 5.3042 | 4.8136 | 4.4175
2043-06-30 | 4.1542 | 4.026 | 3.9049 | 3.8323 | 3.8878 | 4.1451 | 4.253 | 4.4513 | 4.7641 | 4.6368 | 4.6156 | 4.5697 | 4.6877 | 4.5647 | 4.4558 | 4.708 | 4.9186 | 5.438 | 5.5258 | 5.6882 | 5.5292 | 5.0254 | 4.8279 | 4.3809
2043-07-01 | 4.2632 | 4.1236 | 4.0733 | 4.1301 | 4.0299 | 4.2943 | 4.0829 | 4.3156 | 4.8652 | 4.8485 | 5.0727 | 4.8382 | 4.7842 | 4.772 | 4.6701 | 5.1535 | 5.2921 | 5.6941 | 5.5762 | 5.764 | 5.5118 | 5.2647 | 4.672 | 4.3122
2043-07-02 | 4.1135 | 4.01 | 3.992 | 3.971 | 4.0116 | 4.1998 | 4.159 | 4.3965 | 4.635 | 4.6963 | 4.6483 | 4.8335 | 4.7783 | 4.6937 | 4.709 | 4.6671 | 4.9744 | 5.486 | 5.1642 | 5.2702 | 5.0409 | 4.885 | 4.893 | 4.3374
2043-07-03 | 4.1787 | 4.0326 | 4.1195 | 4.0849 | 4.111 | 4.3735 | 4.4175 | 4.7621 | 4.8314 | 4.7042 | 4.8782 | 4.8381 | 4.9448 | 4.8515 | 4.9381 | 5.2049 | 5.3377 | 5.3714 | 5.4588 | 5.4748 | 5.3766 | 5.1344 | 4.849 | 4.4361
2043-07-04 | 4.262 | 4.1802 | 4.1618 | 4.0178 | 4.1667 | 4.2589 | 4.1487 | 4.4118 | 4.7297 | 4.5375 | 4.4303 | 4.4653 | 4.4165 | 4.3008 | 4.5667 | 4.8392 | 4.8936 | 5.0908 | 5.0992 | 5.0074 | 4.9256 | 4.8031 | 4.7166 | 4.4092
2043-07-05 | 4.4387 | 4.3054 | 4.2685 | 4.1681 | 4.1953 | 4.2428 | 4.1676 | 4.6004 | 4.8111 | 4.9468 | 4.6818 | 4.8586 | 4.7333 | 4.7326 | 4.8793 | 4.9508 | 5.1166 | 5.2034 | 5.2893 | 5.3306 | 5.3233 | 4.9982 | 4.6001 | 4.4047
2043-07-06 | 4.2577 | 4.108 | 4.0189 | 4.0296 | 4.1222 | 4.3717 | 4.4986 | 4.9519 | 5.3691 | 4.9974 | 4.8487 | 4.8736 | 4.8482 | 4.8478 | 4.6849 | 4.999 | 5.2041 | 5.3749 | 5.7111 | 5.8948 | 5.7144 | 5.3569 | 5.0455 | 4.6517
2043-07-07 | 4.4904 | 4.2912 | 4.2858 | 4.2565 | 4.3313 | 4.6777 | 4.8207 | 5.0338 | 5.3055 | 5.0203 | 4.8834 | 5.1253 | 5.0116 | 4.9296 | 4.6776 | 4.8754 | 5.4749 | 6.2081 | 6.1997 | 6.255 | 6.0549 | 5.7744 | 5.2701 | 4.8543
2043-07-08 | 4.5215 | 4.3129 | 4.2212 | 4.1722 | 4.3492 | 4.5246 | 4.6379 | 4.8887 | 5.0946 | 4.8609 | 4.7237 | 4.6192 | 4.5577 | 4.5625 | 4.6789 | 5.2648 | 5.7097 | 6.1547 | 6.2332 | 6.2746 | 6.1432 | 5.7696 | 5.2126 | 4.6688
2043-07-09 | 4.3484 | 4.3631 | 4.1726 | 4.0459 | 4.0587 | 4.3324 | 4.3203 | 4.6638 | 4.8888 | 4.6505 | 4.4786 | 4.4583 | 4.3847 | 4.2958 | 4.4113 | 4.6616 | 4.9867 | 5.4376 | 5.4308 | 5.6501 | 5.4508 | 5.1344 | 4.7188 | 4.4362
2043-07-10 | 4.3319 | 4.2442 | 4.1104 | 4.0164 | 4.1234 | 4.2321 | 4.1568 | 4.3369 | 5.0171 | 4.7107 | 4.4821 | 4.5749 | 4.6395 | 4.4342 | 4.4479 | 4.7174 | 4.9481 | 5.5094 | 5.553 | 5.4687 | 5.2404 | 5.0576 | 4.6535 | 4.4275
2043-07-11 | 4.3003 | 4.1552 | 4.1114 | 4.0973 | 4.0611 | 4.1261 | 4.0092 | 4.2394 | 4.7629 | 4.6698 | 4.3663 | 4.3452 | 4.3004 | 4.2965 | 4.4284 | 4.4936 | 4.6171 | 5.2928 | 5.3752 | 5.3764 | 5.296 | 4.8411 | 4.5156 | 4.2037
2043-07-12 | 4.1982 | 4.0211 | 3.9651 | 3.8472 | 3.8068 | 3.8402 | 3.7471 | 3.9709 | 4.3394 | 4.2632 | 4.1675 | 4.3155 | 4.2328 | 4.2246 | 4.323 | 4.5501 | 4.6777 | 5.2918 | 5.4372 | 5.3782 | 5.3932 | 5.023 | 4.7291 | 4.3938
2043-07-13 | 4.2914 | 4.1758 | 4.0874 | 3.9849 | 4.0014 | 4.1777 | 3.9852 | 4.3831 | 4.8375 | 4.6041 | 4.607 | 4.6935 | 4.8965 | 4.8206 | 4.8867 | 5.0736 | 5.2964 | 5.7831 | 5.8824 | 5.9803 | 5.737 | 5.3958 | 4.8321 | 4.499
2043-07-14 | 4.3454 | 4.1498 | 4.065 | 4.0331 | 4.0349 | 4.2592 | 4.147 | 4.3001 | 4.7065 | 4.567 | 4.487 | 4.4833 | 4.5778 | 4.5855 | 4.6857 | 4.7077 | 5.0306 | 5.5399 | 5.5706 | 5.72 | 5.4495 | 5.1647 | 4.7665 | 4.4518
2043-07-15 | 4.3182 | 4.1689 | 4.0731 | 4.0288 | 4.0869 | 4.4861 | 4.4103 | 4.4887 | 5.2218 | 5.0006 | 4.9256 | 4.8729 | 4.8666 | 4.6409 | 5.0088 | 5.1815 | 5.4826 | 5.7454 | 5.9829 | 6.1165 | 5.9589 | 5.4234 | 4.9515 | 4.472
2043-07-16 | 4.3147 | 4.2835 | 4.1258 | 4.0286 | 4.1123 | 4.3062 | 4.1984 | 4.3858 | 4.694 | 4.6569 | 4.3726 | 4.3925 | 4.3384 | 4.2857 | 4.3678 | 4.5653 | 4.9487 | 5.4178 | 5.4907 | 5.6154 | 5.491 | 5.1932 | 4.7429 | 4.408
2043-07-17 | 4.3806 | 4.2747 | 4.2584 | 4.1418 | 4.3657 | 4.6505 | 4.8053 | 4.9259 | 5.2534 | 5.1594 | 5.1994 | 5.1335 | 5.2864 | 5.2097 | 5.2931 | 5.325 | 5.3999 | 5.973 | 5.7778 | 5.7547 | 5.4262 | 5.174 | 4.5376 | 4.3808
2043-07-18 | 4.2602 | 4.1885 | 4.1559 | 4.1266 | 4.1253 | 4.1621 | 4.172 | 4.2189 | 4.4076 | 4.4081 | 4.354 | 4.3831 | 4.363 | 4.1918 | 4.2857 | 4.6068 | 4.6289 | 5.1488 | 5.2225 | 5.3663 | 5.2407 | 4.9729 | 4.5708 | 4.4056
2043-07-19 | 4.2818 | 4.1584 | 4.0912 | 3.9869 | 4.0112 | 4.1777 | 4.009 | 4.516 | 4.867 | 4.9188 | 4.7351 | 4.6805 | 4.6851 | 4.4811 | 4.427 | 4.6422 | 4.8926 | 5.4413 | 5.5799 | 5.7102 | 5.8689 | 5.3767 | 4.9858 | 4.5977
2043-07-20 | 4.4749 | 4.3336 | 4.1909 | 4.0749 | 4.0262 | 4.3332 | 4.2256 | 4.5852 | 4.8753 | 4.6524 | 4.4834 | 4.8853 | 4.8844 | 4.6903 | 4.4241 | 4.8264 | 5.0832 | 5.4502 | 5.4738 | 5.5265 | 5.4108 | 5.1189 | 4.7447 | 4.476
2043-07-21 | 4.3269 | 4.2311 | 4.2097 | 4.1098 | 4.2173 | 4.4664 | 4.4429 | 4.5844 | 4.9066 | 4.5105 | 4.4916 | 4.4574 | 4.5253 | 4.5941 | 4.7747 | 5.2648 | 5.4003 | 5.8644 | 5.8819 | 5.9915 | 5.8313 | 5.5394 | 5.015 | 4.5543
2043-07-22 | 4.3242 | 4.207 | 4.0859 | 4.0342 | 4.1279 | 4.3237 | 4.3762 | 4.6052 | 4.961 | 4.8308 | 4.6645 | 4.8248 | 4.602 | 4.5327 | 4.7667 | 5.0416 | 5.45 | 5.6722 | 5.825 | 5.9527 | 5.9725 | 5.4098 | 4.7642 | 4.3944
2043-07-23 | 4.2115 | 4.1737 | 4.027 | 4.0062 | 4.0965 | 4.3247 | 4.3816 | 4.5206 | 4.684 | 4.8318 | 4.9423 | 5.004 | 4.9833 | 4.7327 | 4.8806 | 5.2708 | 5.4008 | 5.7981 | 5.971 | 5.9524 | 5.7615 | 5.3685 | 4.9385 | 4.4864
2043-07-24 | 4.3124 | 4.2229 | 4.0937 | 4.1397 | 4.225 | 4.3695 | 4.4231 | 4.7148 | 4.9781 | 4.6992 | 4.636 | 4.6921 | 4.6254 | 4.5674 | 4.6026 | 5.161 | 5.1588 | 5.3967 | 5.5192 | 5.5825 | 5.385 | 5.0779 | 4.7207 | 4.3577
2043-07-25 | 4.3366 | 4.1748 | 4.122 | 4.0484 | 4.0311 | 4.2963 | 4.334 | 4.5067 | 4.7211 | 4.7922 | 4.7283 | 4.9768 | 4.9932 | 4.8215 | 4.8002 | 4.8064 | 4.9837 | 5.1905 | 5.3225 | 5.5217 | 5.2999 | 4.9787 | 4.6552 | 4.3434
2043-07-26 | 4.2935 | 4.0969 | 4.0468 | 4.0328 | 4.0356 | 4.0901 | 4.0642 | 4.4453 | 4.6544 | 4.4969 | 4.5266 | 4.587 | 4.9189 | 4.4005 | 4.4797 | 4.6955 | 4.9501 | 5.2676 | 5.3557 | 5.6482 | 5.4856 | 5.0422 | 4.8415 | 4.4847
2043-07-27 | 4.5635 | 4.4319 | 4.2608 | 4.2769 | 4.2847 | 4.5 | 4.6139 | 4.8761 | 5.1096 | 4.9696 | 5.106 | 4.9687 | 5.1607 | 4.8499 | 4.9627 | 5.3615 | 5.7224 | 6.068 | 6.3651 | 6.6709 | 6.4591 | 6.1725 | 5.449 | 5.0019
2043-07-28 | 4.4878 | 3.8244 | 3.7557 | 4.0083 | 4.1885 | 4.334 | 4.3698 | 4.8042 | 5.3943 | 5.1644 | 4.7155 | 4.624 | 4.6524 | 4.4586 | 4.5948 | 4.983 | 5.2871 | 5.6653 | 5.7569 | 5.8168 | 5.5794 | 5.2245 | 4.7965 | 4.4026
2043-07-29 | 4.253 | 4.1156 | 4.11 | 4.0126 | 4.1189 | 4.4854 | 4.4775 | 4.6933 | 4.8328 | 4.5527 | 4.4523 | 4.5793 | 4.425 | 4.442 | 4.8265 | 5.2844 | 5.5157 | 5.7835 | 6.015 | 6.0493 | 5.9086 | 5.7149 | 5.2208 | 4.7491
2043-07-30 | 4.6942 | 4.4513 | 4.3038 | 4.2319 | 4.1945 | 4.3019 | 4.4354 | 4.6948 | 4.8007 | 4.7821 | 4.5195 | 4.5118 | 4.3495 | 4.2059 | 4.507 | 4.9219 | 4.9909 | 5.4419 | 5.5617 | 5.6489 | 5.5645 | 5.3368 | 4.867 | 4.5338
2043-07-31 | 4.4397 | 4.3939 | 4.2884 | 4.3651 | 4.3852 | 4.608 | 4.7119 | 4.8376 | 4.9196 | 4.7606 | 4.6376 | 4.7181 | 4.9806 | 4.7677 | 4.8406 | 4.9007 | 5.1493 | 5.2755 | 5.3724 | 5.4495 | 5.2499 | 5.1225 | 4.849 | 4.5689
2043-08-01 | 4.4584 | 4.3382 | 4.3087 | 4.2882 | 4.3435 | 4.5118 | 4.5655 | 4.7175 | 4.8955 | 4.6527 | 4.5393 | 4.6276 | 4.562 | 4.3073 | 4.6488 | 5.1236 | 5.3122 | 5.5247 | 5.7077 | 5.8555 | 5.6975 | 5.4548 | 5.0727 | 4.6554
2043-08-02 | 4.5711 | 4.4222 | 4.3594 | 4.2896 | 4.2768 | 4.3893 | 4.5189 | 4.5365 | 4.7516 | 4.6132 | 4.8562 | 4.8454 | 5.0325 | 4.8391 | 4.7135 | 5.3894 | 5.4475 | 5.7883 | 5.9682 | 6.0158 | 6.0095 | 5.569 | 5.2976 | 4.8671
2043-08-03 | 4.6711 | 4.5139 | 4.2334 | 4.2387 | 4.2575 | 4.3944 | 4.7795 | 4.8124 | 5.1103 | 4.9006 | 4.6337 | 4.7068 | 4.5453 | 4.2494 | 4.6676 | 5.2442 | 5.4321 | 5.7094 | 5.8142 | 5.8565 | 5.5882 | 5.2055 | 4.9112 | 4.6368
2043-08-04 | 4.4321 | 4.3382 | 4.353 | 4.3044 | 4.4091 | 4.6499 | 4.9369 | 4.9651 | 5.1359 | 4.9049 | 4.9717 | 5.1837 | 5.0812 | 5.1303 | 5.2275 | 5.5718 | 5.7564 | 6.0759 | 6.1782 | 6.1879 | 5.9948 | 5.692 | 5.1801 | 4.8114
2043-08-05 | 4.6813 | 4.588 | 4.4164 | 4.4377 | 4.5087 | 4.6619 | 4.8137 | 4.8677 | 5.0021 | 4.9774 | 4.9335 | 4.9429 | 5.013 | 4.7451 | 4.9377 | 5.3573 | 5.511 | 5.7469 | 5.8918 | 6.086 | 6.0039 | 5.5909 | 5.1916 | 4.8726
2043-08-06 | 4.7755 | 4.7479 | 4.6544 | 4.5359 | 4.4805 | 4.6322 | 4.8134 | 4.7923 | 4.9089 | 4.7893 | 4.73 | 4.6831 | 4.6885 | 4.4338 | 4.7355 | 5.0527 | 5.4585 | 5.6071 | 5.7159 | 5.7846 | 5.527 | 5.3313 | 4.8742 | 4.6541
2043-08-07 | 4.6452 | 4.493 | 4.3785 | 4.3209 | 4.3285 | 4.6017 | 4.5749 | 4.8054 | 5.3916 | 5.3101 | 4.9123 | 4.958 | 4.9844 | 4.8582 | 5.0401 | 5.1533 | 5.3071 | 5.6234 | 5.589 | 5.6975 | 5.4473 | 5.2323 | 4.8055 | 4.5474
2043-08-08 | 4.4888 | 4.3477 | 4.3122 | 4.2056 | 4.2585 | 4.2957 | 4.3782 | 4.5729 | 4.8064 | 4.8225 | 4.8251 | 4.8114 | 4.8507 | 4.7247 | 4.6214 | 5.0966 | 5.2752 | 5.4527 | 5.6189 | 5.8259 | 5.5887 | 5.3346 | 5.0217 | 4.7528
2043-08-09 | 4.69 | 4.5552 | 4.4421 | 4.4611 | 4.4349 | 4.6472 | 4.6742 | 4.8026 | 4.9836 | 4.7849 | 4.9206 | 4.9632 | 5.0233 | 5.1255 | 4.9032 | 5.2465 | 5.352 | 5.5758 | 5.6422 | 5.7321 | 5.5703 | 5.3032 | 4.8829 | 4.6799
2043-08-10 | 4.6019 | 4.428 | 4.3453 | 4.3297 | 4.3531 | 4.6272 | 4.842 | 5.0268 | 5.2254 | 4.9424 | 4.7902 | 4.6982 | 4.7461 | 4.623 | 4.5037 | 4.9355 | 5.2081 | 5.4838 | 5.8055 | 5.9631 | 5.7486 | 5.4959 | 5.1128 | 4.7691
2043-08-11 | 4.6042 | 4.5344 | 4.4575 | 4.379 | 4.4304 | 4.5862 | 4.6876 | 4.6678 | 5.2557 | 5.1478 | 5.1577 | 5.2918 | 5.2397 | 5.0451 | 5.0604 | 5.2039 | 5.4117 | 5.7786 | 5.9024 | 5.9862 | 5.7988 | 5.3442 | 4.9257 | 4.6221
2043-08-12 | 4.4971 | 4.3427 | 4.2455 | 4.206 | 4.1453 | 4.5565 | 4.7189 | 4.7139 | 5.3156 | 5.0054 | 4.8116 | 4.9034 | 4.9252 | 4.5605 | 4.8809 | 5.3316 | 5.4445 | 5.762 | 5.7827 | 5.7655 | 5.6414 | 5.4912 | 4.9873 | 4.6613
2043-08-13 | 4.5461 | 4.4513 | 4.424 | 4.3516 | 4.4589 | 4.7552 | 4.6698 | 4.9159 | 5.3063 | 5.3521 | 5.2186 | 5.0637 | 5.1653 | 5.1672 | 5.2277 | 5.3264 | 5.5329 | 5.7791 | 5.705 | 5.8541 | 5.6733 | 5.4894 | 5.0637 | 4.7166
2043-08-14 | 4.5884 | 4.4698 | 4.4282 | 4.1997 | 4.1943 | 4.455 | 4.7924 | 4.8111 | 5.0221 | 4.9523 | 5.0364 | 4.9261 | 5.0247 | 4.7664 | 4.9602 | 5.2073 | 5.4991 | 5.7406 | 5.9202 | 5.9216 | 5.5569 | 5.3628 | 5.0174 | 4.6389
2043-08-15 | 4.5443 | 4.4486 | 4.426 | 4.3077 | 4.4204 | 4.5682 | 4.8162 | 4.8436 | 5.1028 | 5.0386 | 4.8785 | 4.9805 | 4.7868 | 4.5818 | 4.6926 | 5.0103 | 5.2401 | 5.7628 | 5.8616 | 5.7697 | 5.5165 | 5.3089 | 4.91 | 4.6454
2043-08-16 | 4.4755 | 4.2749 | 4.2278 | 4.0145 | 4.1405 | 4.2934 | 4.3391 | 4.193 | 4.856 | 4.7192 | 4.6184 | 4.5466 | 4.7202 | 4.7736 | 4.5856 | 4.968 | 5.1287 | 5.5824 | 5.7873 | 5.7944 | 5.697 | 5.2501 | 4.9736 | 4.6369
2043-08-17 | 4.5688 | 4.4332 | 4.2444 | 4.1602 | 4.2467 | 4.5133 | 4.7503 | 4.5759 | 5.0956 | 5.119 | 4.8544 | 4.8803 | 4.8734 | 4.6642 | 4.7718 | 4.9952 | 5.4091 | 5.7515 | 5.8487 | 5.9228 | 5.5342 | 5.2407 | 4.9591 | 4.6132
2043-08-18 | 4.4547 | 4.2982 | 4.2293 | 4.1525 | 4.1946 | 4.423 | 4.7996 | 4.8152 | 5.0866 | 4.9011 | 4.7931 | 4.8824 | 4.7249 | 4.8006 | 4.8205 | 5.0118 | 5.3625 | 5.576 | 5.8115 | 5.9026 | 5.6729 | 5.4383 | 5.0892 | 4.7565
2043-08-19 | 4.5739 | 4.4576 | 4.2982 | 4.2213 | 4.2767 | 4.6337 | 4.9992 | 5.0236 | 5.2071 | 4.9906 | 4.7475 | 4.8415 | 4.8653 | 4.592 | 4.8317 | 5.5185 | 5.7557 | 5.9001 | 6.0085 | 6.0605 | 5.7137 | 5.4943 | 5.0064 | 4.8171
2043-08-20 | 4.7026 | 4.5519 | 4.496 | 4.3334 | 4.3401 | 4.766 | 5.1629 | 4.8302 | 5.0858 | 4.9286 | 4.9566 | 5.0995 | 5.0472 | 4.74 | 4.6845 | 4.9739 | 5.2717 | 5.5694 | 5.8173 | 5.8799 | 5.685 | 5.3697 | 5.0677 | 4.6943
2043-08-21 | 4.5789 | 4.4668 | 4.3974 | 4.2399 | 4.256 | 4.5442 | 4.9451 | 5.0049 | 5.223 | 5.2483 | 5.1635 | 5.0055 | 5.0531 | 5.0412 | 5.2562 | 5.4128 | 5.643 | 6.0167 | 5.9739 | 5.9153 | 5.715 | 5.4011 | 5.0531 | 4.7241
2043-08-22 | 4.5784 | 4.5053 | 4.4007 | 4.3203 | 4.2445 | 4.3408 | 4.5065 | 4.7592 | 5.0773 | 5.0047 | 4.8907 | 4.9332 | 4.9028 | 4.7811 | 4.8725 | 5.3103 | 5.4735 | 5.7411 | 5.6358 | 5.7443 | 5.5508 | 5.353 | 5.0266 | 4.6399
2043-08-23 | 4.5583 | 4.3426 | 4.3642 | 4.188 | 4.219 | 4.4853 | 4.5346 | 4.8245 | 5.2167 | 5.0685 | 5.0064 | 5.0138 | 4.902 | 5.0964 | 5.1136 | 5.1107 | 5.3949 | 5.7651 | 5.9032 | 6.0445 | 5.9409 | 5.5839 | 5.2262 | 4.9197
2043-08-24 | 4.775 | 4.541 | 4.3883 | 4.2546 | 4.3296 | 4.5954 | 5.1181 | 5.3479 | 5.5777 | 5.2912 | 5.1131 | 5.1332 | 5.0296 | 4.9832 | 4.967 | 5.2468 | 5.2962 | 5.623 | 5.7692 | 5.9465 | 5.5281 | 5.3243 | 4.9131 | 4.6403
2043-08-25 | 4.6928 | 4.5861 | 4.5523 | 4.494 | 4.7128 | 5.0376 | 5.4456 | 5.2507 | 5.4472 | 5.3767 | 5.5117 | 5.3219 | 5.4372 | 5.1159 | 5.3871 | 5.7435 | 6.0548 | 6.3882 | 6.4012 | 6.5364 | 6.1481 | 5.8603 | 5.4252 | 5.0893
2043-08-26 | 4.6781 | 4.5791 | 4.4866 | 4.43 | 4.357 | 4.7193 | 4.9001 | 4.9911 | 5.3344 | 4.978 | 4.8105 | 4.8238 | 4.9894 | 4.7639 | 4.8841 | 5.1071 | 5.3003 | 5.688 | 5.772 | 5.8096 | 5.4327 | 5.1786 | 4.8854 | 4.5718
2043-08-27 | 4.5965 | 4.5532 | 4.4793 | 4.4036 | 4.4576 | 4.545 | 4.7404 | 4.6419 | 4.8029 | 5.3067 | 5.2898 | 5.1438 | 5.0067 | 4.8515 | 4.6729 | 5.2429 | 5.4968 | 5.6691 | 5.6381 | 5.7721 | 5.7137 | 5.4569 | 5.0362 | 4.7006
2043-08-28 | 4.5746 | 4.4858 | 4.3638 | 4.295 | 4.4279 | 4.641 | 4.6824 | 4.7374 | 4.7915 | 4.754 | 4.7546 | 4.6771 | 4.5799 | 4.8209 | 5.2155 | 5.1858 | 5.2862 | 5.7518 | 5.6779 | 5.591 | 5.4894 | 5.4228 | 4.9608 | 4.587
2043-08-29 | 4.4725 | 4.381 | 4.3884 | 4.3426 | 4.3639 | 4.5396 | 4.5848 | 4.5895 | 4.8683 | 4.7771 | 4.6152 | 4.7016 | 4.835 | 4.3348 | 4.4473 | 4.7286 | 4.9487 | 5.7681 | 5.7442 | 5.6803 | 5.5343 | 5.158 | 4.8089 | 4.6006
2043-08-30 | 4.5391 | 4.3894 | 4.4715 | 4.3262 | 4.4048 | 4.6179 | 4.796 | 4.8409 | 5.1401 | 5.0604 | 4.8503 | 4.924 | 4.8658 | 4.7928 | 4.9615 | 4.9471 | 5.2824 | 5.6195 | 5.8253 | 5.7292 | 5.3777 | 5.1621 | 4.8624 | 4.6484
2043-08-31 | 4.4706 | 4.3424 | 4.2008 | 4.2434 | 4.2926 | 4.4701 | 4.6383 | 4.7582 | 4.9321 | 4.7659 | 4.7591 | 4.7286 | 4.7111 | 4.7292 | 4.8908 | 5.0891 | 5.3292 | 5.6722 | 5.6123 | 5.6881 | 5.3187 | 5.2144 | 4.8319 | 4.5958
2043-09-01 | 4.4219 | 4.3039 | 4.2497 | 4.0558 | 4.075 | 4.2763 | 4.3502 | 4.386 | 4.5062 | 4.677 | 4.942 | 4.727 | 4.6637 | 4.4293 | 4.7649 | 4.8027 | 5.1035 | 5.7654 | 5.8835 | 6.0098 | 5.5158 | 5.2848 | 4.8679 | 4.6907
2043-09-02 | 4.5509 | 4.387 | 4.2857 | 4.2255 | 4.2877 | 4.6191 | 4.8716 | 5.0555 | 5.2269 | 5.1599 | 5.0418 | 5.3596 | 5.4361 | 4.9781 | 5.1848 | 5.0515 | 5.4669 | 5.8963 | 6.0537 | 5.7613 | 5.3007 | 5.3411 | 4.9936 | 4.6798
2043-09-03 | 4.4806 | 4.4338 | 4.3107 | 4.2786 | 4.2606 | 4.5712 | 4.8366 | 5.0492 | 5.2865 | 5.0769 | 4.8185 | 4.9306 | 4.9597 | 4.8459 | 4.8742 | 5.1929 | 5.4415 | 5.8432 | 5.8244 | 6.1032 | 5.9485 | 5.6096 | 5.0937 | 4.6843
2043-09-04 | 4.5737 | 4.3988 | 4.3999 | 4.2607 | 4.3184 | 4.5678 | 4.9999 | 4.9666 | 5.2793 | 5.2186 | 5.0285 | 5.0918 | 5.3305 | 4.9352 | 4.9808 | 4.9968 | 5.3746 | 5.8467 | 5.7725 | 5.6118 | 5.3904 | 5.1137 | 4.7907 | 4.5043
2043-09-05 | 4.4444 | 4.3324 | 4.3009 | 4.2316 | 4.243 | 4.4019 | 4.4908 | 4.6123 | 4.7779 | 4.7703 | 4.8691 | 4.7521 | 4.676 | 4.6257 | 4.6513 | 4.5901 | 4.92 | 5.3311 | 5.4889 | 5.4814 | 5.3101 | 4.959 | 4.7811 | 4.4848
2043-09-06 | 4.4642 | 4.3091 | 4.2902 | 4.1405 | 4.2017 | 4.3382 | 4.4829 | 4.6392 | 4.7353 | 4.6774 | 4.6646 | 4.8095 | 4.842 | 4.6791 | 4.7959 | 5.0507 | 5.2385 | 5.3481 | 5.5457 | 5.6011 | 5.3946 | 5.0944 | 4.7136 | 4.4922
2043-09-07 | 4.4033 | 4.2973 | 4.0605 | 4.0138 | 4.1154 | 4.4478 | 4.7026 | 4.5774 | 4.799 | 4.7729 | 4.5029 | 4.8441 | 4.8687 | 4.9713 | 4.9306 | 5.2618 | 5.461 | 5.779 | 6.0618 | 6.2766 | 5.9785 | 5.6921 | 5.2014 | 4.878
2043-09-08 | 4.7463 | 4.5863 | 4.5316 | 4.276 | 4.206 | 4.4667 | 4.7215 | 4.8194 | 4.826 | 4.7989 | 4.6569 | 4.6855 | 4.6255 | 4.534 | 4.6181 | 4.6872 | 5.1479 | 5.5333 | 5.7208 | 5.675 | 5.2199 | 5.0832 | 4.7516 | 4.6251
2043-09-09 | 4.6202 | 4.4583 | 4.3578 | 4.2984 | 4.408 | 4.7054 | 5.1448 | 5.1784 | 5.3572 | 5.3272 | 5.0475 | 5.3175 | 5.2009 | 4.8279 | 4.9936 | 5.2439 | 5.6253 | 5.9627 | 6.1049 | 6.0356 | 5.4961 | 5.2903 | 4.8558 | 4.5512
2043-09-10 | 4.3658 | 4.3565 | 4.2217 | 4.2225 | 4.2886 | 4.7006 | 4.9708 | 5.1918 | 5.3182 | 5.1461 | 5.0554 | 5.1634 | 5.1322 | 5.0278 | 5.0214 | 5.4897 | 5.6185 | 6.0664 | 6.1674 | 6.2751 | 6.0997 | 5.8321 | 5.269 | 4.9726
2043-09-11 | 4.7466 | 4.5151 | 4.4378 | 4.3165 | 4.3436 | 4.6413 | 4.9535 | 4.9705 | 5.0803 | 4.9879 | 5.0694 | 5.1237 | 5.0809 | 5.071 | 5.0203 | 5.1085 | 5.2873 | 5.902 | 5.9197 | 5.7605 | 5.5472 | 5.4199 | 5.0506 | 4.7812
2043-09-12 | 4.5396 | 4.4611 | 4.4678 | 4.2658 | 4.2882 | 4.5574 | 4.7623 | 4.9508 | 5.2374 | 5.0928 | 5.2804 | 5.2081 | 5.456 | 5.2803 | 4.9322 | 5.2448 | 5.3758 | 5.7196 | 5.7484 | 5.5193 | 5.3022 | 5.037 | 4.8491 | 4.6685
2043-09-13 | 4.6073 | 4.4491 | 4.4133 | 4.2986 | 4.316 | 4.4941 | 4.3407 | 4.6433 | 5.0117 | 4.9195 | 4.913 | 4.9446 | 5.0112 | 5.1826 | 5.3542 | 5.4114 | 5.718 | 6.066 | 6.4269 | 6.1308 | 5.9421 | 5.6727 | 5.1726 | 4.9286
2043-09-14 | 4.6913 | 4.5295 | 4.3531 | 4.2987 | 4.4177 | 4.7061 | 4.9751 | 5.2785 | 5.5401 | 5.1326 | 5.0601 | 5.0341 | 4.9648 | 5.0704 | 5.1749 | 5.314 | 5.5312 | 5.945 | 6.1175 | 6.1502 | 5.793 | 5.5192 | 5.1257 | 4.7416
2043-09-15 | 4.6209 | 4.4157 | 4.3746 | 4.274 | 4.3667 | 4.7119 | 4.633 | 5.0498 | 5.3424 | 5.0622 | 5.2523 | 5.2997 | 5.2567 | 4.939 | 4.8242 | 5.1492 | 5.3601 | 5.9695 | 6.0281 | 5.9667 | 5.4423 | 5.1843 | 5.0312 | 4.6648
2043-09-16 | 4.4998 | 4.231 | 4.1994 | 4.3222 | 4.3465 | 4.6273 | 4.6787 | 4.9864 | 5.0655 | 4.8957 | 5.0719 | 4.8882 | 5.0341 | 4.7335 | 4.8477 | 5.0559 | 5.2554 | 5.7687 | 6.0602 | 6.0562 | 5.6923 | 5.4673 | 5.0481 | 4.6947
2043-09-17 | 4.4932 | 4.359 | 4.2768 | 4.2518 | 4.3477 | 4.7476 | 4.8228 | 5.0603 | 5.6015 | 5.2653 | 5.0328 | 5.1529 | 4.9599 | 4.9938 | 4.9702 | 5.1802 | 5.3887 | 5.7505 | 5.9049 | 5.9995 | 5.6544 | 5.3708 | 4.9913 | 4.6346
2043-09-18 | 4.5014 | 4.4521 | 4.2957 | 4.2777 | 4.3893 | 4.6056 | 4.621 | 4.6989 | 4.9753 | 4.8706 | 4.88 | 4.8062 | 4.8057 | 4.7481 | 4.7905 | 4.9284 | 4.9755 | 5.4236 | 5.5282 | 5.6055 | 5.2553 | 5.1867 | 4.8429 | 4.5629
2043-09-19 | 4.3879 | 4.3281 | 4.3429 | 4.2914 | 4.3954 | 4.4786 | 4.5614 | 4.6898 | 4.8428 | 4.7278 | 4.5967 | 4.694 | 4.651 | 4.3928 | 4.5385 | 4.6227 | 4.8421 | 5.4119 | 5.7041 | 5.7701 | 5.4813 | 5.3158 | 4.9892 | 4.7233
2043-09-20 | 4.6179 | 4.4656 | 4.4242 | 4.2945 | 4.1993 | 4.5295 | 4.4572 | 4.6586 | 4.8377 | 4.6965 | 4.6883 | 4.6637 | 4.7093 | 4.583 | 4.7385 | 4.9335 | 5.3347 | 5.8685 | 6.118 | 6.028 | 5.9043 | 5.6105 | 5.2419 | 4.8702
2043-09-21 | 4.7113 | 4.5299 | 4.499 | 4.5314 | 4.5492 | 4.8088 | 5.0105 | 5.3631 | 5.4813 | 5.2532 | 5.308 | 5.6727 | 5.8158 | 5.7008 | 5.5871 | 5.5742 | 5.6057 | 6.0719 | 6.22 | 6.2955 | 5.6785 | 5.4186 | 4.8869 | 4.6104
2043-09-22 | 4.521 | 4.3843 | 4.3637 | 4.3152 | 4.3997 | 4.7107 | 4.8462 | 5.0388 | 5.0102 | 4.989 | 4.8986 | 4.8679 | 4.664 | 4.6733 | 4.7479 | 4.9653 | 5.291 | 5.8532 | 6.1031 | 6.1019 | 5.8447 | 5.6392 | 5.2428 | 4.9344
2043-09-23 | 4.6522 | 4.5096 | 4.4692 | 4.3876 | 4.4569 | 4.8449 | 4.9828 | 5.0436 | 5.3567 | 5.066 | 5.0607 | 4.9988 | 5.1136 | 4.7188 | 4.8414 | 5.0703 | 5.3144 | 5.6107 | 5.8507 | 5.8098 | 5.5056 | 5.2907 | 5.041 | 4.7194
2043-09-24 | 4.7144 | 4.5478 | 4.4346 | 4.4686 | 4.4915 | 4.7984 | 4.9977 | 5.0295 | 5.2165 | 4.938 | 5.0397 | 5.1872 | 5.3816 | 5.3793 | 5.4114 | 5.8026 | 6.1917 | 6.5697 | 6.6712 | 6.6548 | 6.381 | 5.7499 | 5.365 | 5.0742
2043-09-25 | 4.6715 | 4.5495 | 4.4112 | 4.3426 | 4.5011 | 4.714 | 4.9067 | 5.0337 | 5.1355 | 5.1582 | 5.2213 | 5.5676 | 5.2595 | 5.1387 | 5.3681 | 5.6901 | 5.9294 | 6.143 | 6.2439 | 6.1343 | 5.926 | 5.8316 | 5.3161 | 4.9803
2043-09-26 | 4.8542 | 4.8301 | 4.5947 | 4.5382 | 4.5649 | 4.6254 | 4.6557 | 4.9196 | 5.0559 | 5.0933 | 4.9239 | 4.7943 | 5.1716 | 5.2581 | 5.1425 | 5.2324 | 5.4119 | 5.6327 | 5.6634 | 5.375 | 5.2607 | 5.1276 | 4.8806 | 4.5045
2043-09-27 | 4.4447 | 4.3924 | 4.2988 | 4.3164 | 4.3848 | 4.541 | 4.7331 | 4.9317 | 5.082 | 5.2652 | 5.2172 | 5.3196 | 5.2423 | 4.9933 | 5.049 | 5.2277 | 5.4173 | 5.6787 | 5.8719 | 5.8585 | 5.7179 | 5.4081 | 5.0578 | 4.8649
2043-09-28 | 4.6992 | 4.5022 | 4.3911 | 4.3595 | 4.3559 | 4.5786 | 4.7535 | 4.8609 | 4.8284 | 4.8362 | 4.818 | 5.2315 | 5.2794 | 5.062 | 5.0101 | 5.2614 | 5.4836 | 5.8773 | 6.1134 | 5.8934 | 5.5343 | 5.2419 | 4.8386 | 4.623
2043-09-29 | 4.5549 | 4.4583 | 4.4821 | 4.3946 | 4.434 | 4.7482 | 4.8143 | 4.9334 | 5.1114 | 5.0161 | 5.0315 | 5.2989 | 5.1082 | 5.0506 | 4.8115 | 5.0706 | 5.4156 | 5.9743 | 6.0799 | 6.0282 | 5.6272 | 5.6252 | 5.316 | 4.9442
2043-09-30 | 4.8063 | 4.6678 | 4.6274 | 4.5451 | 4.6339 | 4.8249 | 4.961 | 5.0935 | 5.0637 | 4.9135 | 4.952 | 5.0813 | 5.0424 | 4.8597 | 4.9882 | 5.2809 | 5.7885 | 5.9207 | 6.0654 | 5.9965 | 5.6902 | 5.4549 | 5.0965 | 4.794
2043-10-01 | 4.7055 | 4.6688 | 4.5584 | 4.4909 | 4.5686 | 4.8504 | 5.0194 | 5.2216 | 5.338 | 5.241 | 5.1713 | 5.1027 | 4.9392 | 4.7822 | 4.898 | 5.1848 | 5.6666 | 6.0203 | 6.2891 | 6.2505 | 6.1088 | 5.9159 | 5.3122 | 4.9518
2043-10-02 | 4.7008 | 4.6026 | 4.3923 | 4.3044 | 4.3241 | 4.6293 | 4.8431 | 4.9487 | 4.9737 | 4.9143 | 4.8035 | 4.8832 | 4.908 | 4.7075 | 4.9196 | 5.1762 | 5.4815 | 5.8335 | 5.7871 | 5.6353 | 5.3986 | 5.2292 | 4.792 | 4.549
2043-10-03 | 4.4447 | 4.4682 | 4.37 | 4.2669 | 4.2694 | 4.4801 | 4.2844 | 4.6636 | 4.7225 | 4.8108 | 4.6876 | 4.8276 | 4.9807 | 4.8302 | 4.8103 | 4.9083 | 5.3184 | 5.6176 | 5.7534 | 5.7328 | 5.3972 | 5.2828 | 4.973 | 4.6582
2043-10-04 | 4.5359 | 4.2898 | 4.318 | 4.2496 | 4.2094 | 4.3461 | 4.3761 | 4.5461 | 4.6734 | 4.6362 | 4.79 | 4.9999 | 4.8999 | 4.9767 | 5.1983 | 5.3028 | 5.4772 | 5.5501 | 5.5672 | 5.5608 | 5.2401 | 5.1136 | 4.8304 | 4.5262
2043-10-05 | 4.3936 | 4.3557 | 4.1934 | 4.1261 | 4.0244 | 4.3246 | 4.484 | 4.6061 | 4.9867 | 5.1163 | 5.0003 | 5.149 | 4.994 | 4.7844 | 4.8773 | 5.0025 | 5.1976 | 5.5058 | 5.8702 | 5.8087 | 5.6222 | 5.4628 | 5.1055 | 4.787
2043-10-06 | 4.631 | 4.5178 | 4.376 | 4.2095 | 4.241 | 4.4996 | 4.522 | 4.7122 | 4.8318 | 4.7405 | 4.9636 | 4.9855 | 4.9355 | 4.8329 | 4.8977 | 4.9005 | 5.4774 | 5.914 | 5.9318 | 5.7037 | 5.3539 | 5.1522 | 4.9739 | 4.6262
2043-10-07 | 4.4522 | 4.326 | 4.2523 | 4.2488 | 4.2967 | 4.4863 | 4.5512 | 5.1019 | 5.2095 | 5.0801 | 5.1824 | 5.1365 | 5.2767 | 5.0936 | 5.098 | 5.2873 | 5.6 | 5.9512 | 6.131 | 6.0648 | 5.7213 | 5.4267 | 5.1275 | 4.7586
2043-10-08 | 4.7902 | 4.7309 | 4.7285 | 4.6354 | 4.6959 | 5.0857 | 5.2311 | 5.5441 | 5.728 | 5.6076 | 5.7866 | 5.4786 | 5.1953 | 5.0764 | 5.803 | 6.0005 | 6.2862 | 6.6201 | 6.5857 | 6.6413 | 6.4708 | 6.2474 | 5.6374 | 5.1423
2043-10-09 | 4.8164 | 4.6663 | 4.5372 | 4.4869 | 4.5502 | 4.7333 | 4.8993 | 4.9677 | 5.1101 | 4.9848 | 5.0179 | 5.2999 | 4.9824 | 5.2477 | 5.3987 | 5.4973 | 5.8533 | 6.2138 | 6.0359 | 5.8402 | 5.5591 | 5.3373 | 5.0123 | 4.6235
2043-10-10 | 4.4905 | 4.3384 | 4.3364 | 4.2897 | 4.2936 | 4.4661 | 4.5774 | 4.8546 | 5.0943 | 4.9693 | 4.9897 | 5.0988 | 4.8329 | 4.6469 | 4.9468 | 5.2583 | 5.5318 | 5.8102 | 5.8247 | 5.7722 | 5.6082 | 5.4018 | 4.9743 | 4.6678
2043-10-11 | 4.5759 | 4.3509 | 4.3408 | 4.204 | 4.2284 | 4.4131 | 4.3663 | 4.5791 | 4.7292 | 4.7947 | 4.8975 | 5.0759 | 5.1961 | 5.1341 | 5.1083 | 5.3547 | 5.4428 | 5.7115 | 5.7401 | 5.6931 | 5.4262 | 5.1683 | 4.89 | 4.5666
2043-10-12 | 4.4501 | 4.3336 | 4.16 | 4.2006 | 4.3905 | 4.637 | 4.6789 | 4.8188 | 5.1707 | 5.1447 | 5.1374 | 5.073 | 5.0037 | 4.8455 | 5.1657 | 5.2555 | 5.4954 | 5.8155 | 5.9841 | 5.8938 | 5.4744 | 5.3134 | 5.1265 | 4.7096
2043-10-13 | 4.5656 | 4.4133 | 4.3186 | 4.2971 | 4.3671 | 4.6114 | 4.874 | 5.0464 | 5.2196 | 5.1675 | 5.1424 | 5.1915 | 5.0338 | 5.0061 | 4.9995 | 5.2928 | 5.418 | 5.6879 | 5.8312 | 5.6689 | 5.3933 | 5.1192 | 4.872 | 4.5609
2043-10-14 | 4.4664 | 4.2526 | 4.2189 | 4.2893 | 4.4192 | 4.7074 | 4.5625 | 4.9298 | 5.2159 | 4.9742 | 4.9984 | 5.0488 | 5.1094 | 4.8456 | 4.9091 | 5.1282 | 5.4051 | 5.7745 | 5.9517 | 5.6496 | 5.3942 | 5.3367 | 5.0215 | 4.6399
2043-10-15 | 4.5784 | 4.4639 | 4.3898 | 4.325 | 4.3827 | 4.7281 | 4.5586 | 4.8883 | 5.3895 | 5.4713 | 5.7204 | 5.3869 | 5.1108 | 4.9483 | 5.0085 | 5.234 | 5.5054 | 5.9668 | 5.8321 | 5.692 | 5.4545 | 5.2574 | 5.1019 | 4.6959
2043-10-16 | 4.5391 | 4.4504 | 4.3597 | 4.2798 | 4.3098 | 4.4894 | 4.6221 | 4.8155 | 5.1237 | 5.0252 | 4.7959 | 5.1649 | 5.1664 | 5.1864 | 5.3664 | 5.4507 | 5.6786 | 6.2831 | 6.339 | 6.1202 | 5.8163 | 5.6663 | 5.2012 | 4.9207
2043-10-17 | 4.5371 | 4.4352 | 4.4148 | 4.3959 | 4.4099 | 4.4708 | 4.6351 | 4.6507 | 4.8401 | 4.9285 | 4.9664 | 4.9609 | 5.0347 | 5.0589 | 5.1418 | 5.202 | 5.325 | 5.7 | 5.6409 | 5.594 | 5.5165 | 5.2803 | 5.0883 | 4.7652
2043-10-18 | 4.845 | 4.6083 | 4.5144 | 4.4262 | 4.4852 | 4.6501 | 4.9331 | 5.2504 | 5.2446 | 5.2915 | 5.1959 | 5.3998 | 5.4273 | 5.3627 | 5.6104 | 5.6065 | 5.9474 | 6.1575 | 6.3857 | 6.0624 | 6.0108 | 5.6897 | 5.2891 | 4.8086
2043-10-19 | 4.7418 | 4.5958 | 4.3931 | 4.3158 | 4.3811 | 4.6701 | 5.013 | 5.2753 | 5.2742 | 5.0955 | 5.1411 | 5.0967 | 5.177 | 5.3957 | 5.3939 | 5.468 | 5.7587 | 5.872 | 5.9379 | 5.6899 | 5.3601 | 5.0924 | 4.8768 | 4.6559
2043-10-20 | 4.6011 | 4.4043 | 4.3477 | 4.2476 | 4.3771 | 4.6532 | 5.0528 | 5.1491 | 5.1867 | 4.9015 | 5.0404 | 5.0748 | 5.0871 | 4.9085 | 5.2393 | 5.4414 | 5.6897 | 6.0779 | 6.2846 | 5.9053 | 5.5399 | 5.3224 | 4.9693 | 4.6948
2043-10-21 | 4.5702 | 4.4192 | 4.2646 | 4.237 | 4.3317 | 4.5548 | 4.9169 | 4.841 | 5.2172 | 4.9772 | 5.0642 | 4.9589 | 5.1398 | 4.9206 | 5.2486 | 5.3023 | 5.5894 | 5.7847 | 6.125 | 5.9094 | 5.5406 | 5.2851 | 4.8861 | 4.5968
2043-10-22 | 4.4752 | 4.3557 | 4.2219 | 4.2473 | 4.3672 | 4.6324 | 5.0209 | 5.0643 | 5.2241 | 5.1298 | 5.2133 | 5.3311 | 5.26 | 5.2832 | 5.2854 | 5.4881 | 5.6396 | 6.0749 | 5.8954 | 5.6794 | 5.4571 | 5.0992 | 4.8198 | 4.5311
2043-10-23 | 4.4052 | 4.4138 | 4.3584 | 4.2608 | 4.3648 | 4.5392 | 4.8321 | 4.9997 | 5.1914 | 5.0354 | 5.015 | 5.0335 | 5.1379 | 4.966 | 5.1364 | 5.4057 | 5.6995 | 5.9913 | 6.0817 | 5.9854 | 5.7492 | 5.5766 | 5.1805 | 4.8715
2043-10-24 | 4.7159 | 4.5436 | 4.4357 | 4.3596 | 4.4357 | 4.734 | 4.9544 | 5.2203 | 5.3216 | 5.1825 | 4.9842 | 5.0967 | 5.2348 | 5.1098 | 5.309 | 5.2764 | 5.568 | 5.8524 | 5.8043 | 5.6468 | 5.3349 | 5.1355 | 4.8446 | 4.4808
2043-10-25 | 4.4671 | 4.2993 | 4.3051 | 4.1906 | 4.163 | 4.403 | 4.3588 | 4.5726 | 4.7117 | 4.9835 | 4.8836 | 4.9999 | 4.8467 | 4.764 | 4.8997 | 4.9914 | 5.3922 | 5.7449 | 5.8467 | 5.7897 | 5.6138 | 5.2633 | 4.9659 | 4.6331
2043-10-26 | 4.4918 | 4.3315 | 4.2548 | 4.1844 | 4.2576 | 4.535 | 4.7751 | 4.9691 | 5.0555 | 4.9738 | 4.8561 | 4.9393 | 5.0203 | 4.8264 | 5.0896 | 5.3872 | 5.743 | 6.0105 | 6.1493 | 6.0756 | 5.681 | 5.4839 | 5.1247 | 4.7541
2043-10-27 | 4.589 | 4.3259 | 4.199 | 4.1722 | 4.1603 | 4.4019 | 4.7691 | 4.9104 | 5.2877 | 5.0758 | 4.9733 | 4.8697 | 5.0621 | 4.8291 | 4.9018 | 5.3087 | 5.6716 | 6.0551 | 6.1351 | 5.9453 | 5.5689 | 5.2991 | 5.0648 | 4.6808
2043-10-28 | 4.5828 | 4.4205 | 4.2485 | 4.1875 | 4.1349 | 4.4894 | 4.7937 | 4.9527 | 5.1452 | 4.993 | 4.9019 | 4.8722 | 4.9368 | 4.6809 | 4.9764 | 5.0301 | 5.5393 | 6.0097 | 6.2038 | 6.0224 | 5.7746 | 5.5548 | 5.1015 | 4.7053
2043-10-29 | 4.5876 | 4.4455 | 4.2999 | 4.2807 | 4.3255 | 4.5262 | 4.7335 | 4.8461 | 4.9664 | 4.9951 | 4.9541 | 5.0048 | 4.8992 | 4.7885 | 4.9177 | 5.143 | 5.6493 | 6.0282 | 5.8629 | 5.5745 | 5.3368 | 5.187 | 4.8908 | 4.6298
2043-10-30 | 4.5295 | 4.423 | 4.3337 | 4.3092 | 4.277 | 4.5681 | 4.7785 | 5.0158 | 5.0469 | 5.0918 | 4.9793 | 5.0616 | 4.9627 | 4.9793 | 4.97 | 5.4411 | 5.662 | 6.0064 | 5.9742 | 5.8241 | 5.5592 | 5.3125 | 4.9764 | 4.7088
2043-10-31 | 4.5432 | 4.4814 | 4.3879 | 4.401 | 4.3949 | 4.5126 | 4.6102 | 4.7008 | 4.9899 | 5.0436 | 4.9884 | 5.0512 | 5.0478 | 5.0431 | 5.1986 | 5.3982 | 5.6804 | 5.9126 | 5.9661 | 5.7063 | 5.3969 | 5.0104 | 4.8696 | 4.5181
2043-11-01 | 4.445 | 4.2603 | 4.21 | 3.9405 | 4.0083 | 4.2794 | 4.349 | 4.6167 | 4.9386 | 4.7617 | 4.876 | 4.6514 | 4.672 | 4.5043 | 4.6814 | 4.9566 | 5.4689 | 5.7515 | 5.9245 | 5.6057 | 5.4046 | 5.1915 | 4.9222 | 4.6258
2043-11-02 | 4.435 | 4.1289 | 3.9996 | 3.9576 | 4.2009 | 4.4466 | 4.7215 | 4.8164 | 4.9307 | 4.8151 | 4.6374 | 4.6236 | 4.7819 | 4.5652 | 4.7213 | 5.2591 | 5.7217 | 6.0724 | 6.1506 | 6.011 | 5.5389 | 5.348 | 5.0541 | 4.6955
2043-11-03 | 4.505 | 4.2914 | 4.2176 | 4.1411 | 4.3153 | 4.6515 | 5.0222 | 5.0251 | 5.0983 | 5.0868 | 5.0267 | 4.981 | 5.043 | 5.1165 | 5.1381 | 5.5134 | 5.7849 | 6.1505 | 6.1569 | 5.9049 | 5.6465 | 5.4228 | 5.0276 | 4.8566
2043-11-04 | 4.708 | 4.5754 | 4.4226 | 4.3689 | 4.4103 | 4.8179 | 5.0165 | 5.1459 | 5.2953 | 4.9387 | 4.7968 | 4.9007 | 4.9311 | 4.6867 | 4.7512 | 5.1606 | 5.6784 | 5.9962 | 6.0275 | 5.9102 | 5.6163 | 5.3971 | 4.986 | 4.6847
2043-11-05 | 4.5583 | 4.4494 | 4.3623 | 4.3876 | 4.3993 | 4.594 | 5.0269 | 5.4047 | 5.3807 | 5.124 | 5.1744 | 4.8481 | 5.0468 | 4.7828 | 4.8256 | 4.7286 | 4.6545 | 5.1113 | 5.619 | 5.7113 | 5.4032 | 5.2007 | 5.0053 | 4.76
2043-11-06 | 4.3228 | 4.0105 | 4.0889 | 4.0174 | 4.3624 | 4.7368 | 4.9478 | 5.2808 | 5.2588 | 5.0946 | 5.1435 | 5.1894 | 5.1979 | 4.9748 | 4.9656 | 5.3303 | 5.5577 | 5.8513 | 5.8113 | 5.6149 | 5.2764 | 5.0668 | 4.7424 | 4.3837
2043-11-07 | 4.2037 | 4.1626 | 4.1627 | 4.1386 | 4.2996 | 4.312 | 4.5819 | 4.7398 | 5.045 | 4.9938 | 4.885 | 4.8017 | 4.9303 | 5.0791 | 5.1223 | 5.1921 | 5.5164 | 5.8728 | 5.7925 | 5.4249 | 5.1792 | 5.0272 | 4.7359 | 4.4572
2043-11-08 | 4.403 | 4.2572 | 4.1434 | 3.9899 | 4.1523 | 4.3463 | 4.416 | 4.7049 | 4.9079 | 4.8693 | 5.013 | 4.8865 | 4.8942 | 4.796 | 4.8614 | 5.0597 | 5.4897 | 5.6601 | 5.7414 | 5.5977 | 5.3391 | 5.163 | 4.8854 | 4.6865
2043-11-09 | 4.5583 | 4.4313 | 4.2967 | 4.1205 | 4.2831 | 4.4222 | 4.5503 | 4.8261 | 4.9355 | 4.7489 | 4.7399 | 4.7978 | 4.9366 | 4.9479 | 5.123 | 5.2996 | 5.5651 | 5.8581 | 5.9553 | 5.753 | 5.4674 | 5.2725 | 4.8563 | 4.6163
2043-11-10 | 4.7553 | 4.6181 | 4.5092 | 4.6434 | 4.8262 | 5.0341 | 5.0975 | 5.1969 | 5.5499 | 5.3913 | 5.2376 | 5.2548 | 5.3061 | 5.3583 | 5.5414 | 5.5948 | 5.9852 | 6.5739 | 6.6552 | 6.2854 | 5.8979 | 5.5634 | 5.2159 | 4.8712
2043-11-11 | 4.439 | 4.3084 | 4.1894 | 4.2278 | 4.1225 | 4.5285 | 4.6881 | 4.6075 | 5.0658 | 4.7795 | 4.8532 | 4.853 | 5.1266 | 4.9584 | 5.0722 | 5.4125 | 5.6473 | 6.1343 | 6.2654 | 6.0457 | 5.7909 | 5.6158 | 5.1081 | 4.8319
2043-11-12 | 4.6623 | 4.5333 | 4.487 | 4.3339 | 4.4248 | 4.5808 | 4.8081 | 5.3107 | 5.472 | 5.1486 | 4.8988 | 4.7663 | 4.7886 | 4.7187 | 4.8615 | 5.1109 | 5.4846 | 5.876 | 5.9922 | 5.7914 | 5.6094 | 5.4286 | 5.0092 | 4.6634
2043-11-13 | 4.4978 | 4.4021 | 4.3789 | 4.3297 | 4.4183 | 4.7523 | 4.9671 | 5.328 | 5.289 | 5.2213 | 5.1027 | 5.2139 | 5.4389 | 5.2771 | 5.3736 | 5.5573 | 5.7272 | 6.0783 | 6.1012 | 5.8512 | 5.5049 | 5.3656 | 4.9383 | 4.6452
2043-11-14 | 4.5714 | 4.4416 | 4.4339 | 4.4053 | 4.4354 | 4.6346 | 4.8228 | 4.8628 | 5.1947 | 4.9079 | 4.9795 | 4.9687 | 4.9123 | 4.8717 | 4.7548 | 4.8655 | 5.1407 | 5.5274 | 5.5427 | 5.3486 | 5.1641 | 4.9641 | 4.7176 | 4.4521
2043-11-15 | 4.4181 | 4.1655 | 4.2653 | 4.2596 | 4.3563 | 4.6079 | 4.7387 | 5.1207 | 5.2654 | 5.1972 | 5.1529 | 5.2139 | 5.2033 | 4.8479 | 4.9684 | 5.3537 | 5.584 | 5.803 | 5.8377 | 5.5571 | 5.2694 | 5.005 | 4.8353 | 4.4536
2043-11-16 | 4.35 | 4.1665 | 4.0437 | 4.0857 | 4.2683 | 4.5489 | 4.8343 | 5.1144 | 5.0304 | 4.841 | 4.984 | 4.9401 | 4.9709 | 4.8795 | 5.2238 | 5.4617 | 5.8334 | 6.005 | 6.1336 | 5.9977 | 5.6487 | 5.4556 | 4.8973 | 4.7283
2043-11-17 | 4.4622 | 4.2264 | 4.1684 | 4.1023 | 4.3158 | 4.6568 | 4.9206 | 5.0335 | 5.0684 | 4.8762 | 4.9449 | 5.0753 | 5.1789 | 5.1126 | 5.0218 | 5.1558 | 5.4729 | 5.8399 | 5.9938 | 5.7129 | 5.4442 | 5.2709 | 4.9952 | 4.664
2043-11-18 | 4.4615 | 4.2558 | 4.1505 | 4.2186 | 4.296 | 4.6966 | 5.0248 | 5.2486 | 5.3445 | 5.0198 | 5.0895 | 5.1394 | 5.3437 | 5.2168 | 5.183 | 5.3649 | 5.7189 | 5.8701 | 5.8552 | 5.7271 | 5.4555 | 5.1794 | 4.9099 | 4.653
2043-11-19 | 4.5462 | 4.4064 | 4.2589 | 4.2485 | 4.3198 | 4.5118 | 4.7453 | 4.9696 | 4.9508 | 4.8626 | 4.8733 | 4.7811 | 4.7684 | 4.9322 | 4.9891 | 5.1221 | 5.3753 | 5.6574 | 5.8628 | 5.7094 | 5.425 | 5.3326 | 5.0329 | 4.8135
2043-11-20 | 4.7046 | 4.588 | 4.451 | 4.4024 | 4.5421 | 4.7916 | 5.014 | 5.0771 | 5.4321 | 5.0075 | 4.9406 | 4.7998 | 4.9288 | 5.0373 | 4.9975 | 5.1436 | 5.3265 | 5.635 | 5.7842 | 5.4607 | 5.2515 | 5.056 | 4.8879 | 4.6165
2043-11-21 | 4.4367 | 4.2923 | 4.2937 | 4.3109 | 4.1849 | 4.3535 | 4.5493 | 4.7823 | 4.9605 | 4.7889 | 4.5844 | 4.7054 | 4.7291 | 4.8133 | 4.7565 | 4.8023 | 5.1581 | 5.4975 | 5.62 | 5.4256 | 5.123 | 4.7732 | 4.5589 | 4.4123
2043-11-22 | 4.4511 | 4.2473 | 4.0344 | 3.9846 | 3.9627 | 4.2878 | 4.557 | 4.781 | 5.0233 | 5.0172 | 4.927 | 4.8602 | 5.0401 | 5.1301 | 5.0461 | 5.2929 | 5.5717 | 5.882 | 5.8966 | 5.5497 | 5.3273 | 4.8607 | 4.6396 | 4.5447
2043-11-23 | 4.3675 | 4.1542 | 4.0668 | 3.9508 | 4.0127 | 4.4235 | 4.6161 | 4.9297 | 5.0316 | 4.9003 | 4.7545 | 4.7484 | 4.7309 | 4.7324 | 4.8908 | 5.3217 | 5.6559 | 5.7132 | 5.8822 | 5.8688 | 5.5522 | 5.4311 | 4.9391 | 4.6943
2043-11-24 | 4.5178 | 4.3026 | 4.2531 | 4.204 | 4.386 | 4.487 | 4.7402 | 4.9811 | 5.1492 | 5.0624 | 4.9125 | 4.8604 | 5.0424 | 5.2224 | 5.2374 | 5.3088 | 5.6748 | 5.8399 | 5.9104 | 5.7122 | 5.4159 | 5.1609 | 4.7763 | 4.4341
2043-11-25 | 4.3155 | 4.1704 | 4.0553 | 4.1483 | 4.2347 | 4.3834 | 4.5994 | 4.9314 | 5.2707 | 5.2059 | 5.1355 | 5.2671 | 5.3893 | 5.2671 | 5.3561 | 5.5126 | 5.7142 | 5.9213 | 5.9543 | 5.7411 | 5.3571 | 5.1154 | 4.8485 | 4.4687
2043-11-26 | 4.3044 | 4.171 | 4.1326 | 4.0883 | 4.2251 | 4.4649 | 4.8575 | 5.0476 | 5.465 | 5.3584 | 5.1747 | 5.0058 | 4.9762 | 5.1213 | 5.2545 | 5.2981 | 5.6658 | 5.8093 | 5.7789 | 5.4818 | 5.2662 | 5.1085 | 4.8722 | 4.4682
2043-11-27 | 4.2664 | 4.1814 | 4.0833 | 3.8895 | 4.0123 | 4.0505 | 4.2566 | 4.5418 | 4.8519 | 4.7668 | 4.6985 | 4.6571 | 4.7834 | 4.8992 | 4.9543 | 5.2521 | 5.4597 | 5.5771 | 5.4568 | 5.237 | 5.1992 | 5.0566 | 4.4741 | 4.2952
2043-11-28 | 4.3255 | 4.2677 | 4.0091 | 4.1283 | 4.1499 | 4.173 | 4.4102 | 4.6137 | 4.8916 | 4.7808 | 4.6291 | 4.5957 | 4.709 | 4.647 | 4.8234 | 4.9319 | 5.2495 | 5.429 | 5.4476 | 5.3468 | 5.093 | 4.8752 | 4.6088 | 4.4735
2043-11-29 | 3.9926 | 3.7567 | 3.7579 | 3.6957 | 3.7137 | 3.9067 | 4.1419 | 4.5527 | 4.6416 | 4.5596 | 4.2556 | 4.2367 | 4.3005 | 4.1389 | 4.3866 | 4.4603 | 4.6543 | 5.0233 | 5.1353 | 4.9835 | 4.7999 | 4.4963 | 4.1545 | 3.9998
2043-11-30 | 3.9106 | 3.7169 | 3.5858 | 3.5311 | 3.5908 | 3.9124 | 4.308 | 4.5776 | 4.6642 | 4.6871 | 4.2753 | 4.3063 | 4.3208 | 4.3852 | 4.5079 | 4.6795 | 4.8918 | 5.2283 | 5.3024 | 5.1496 | 4.6135 | 4.3443 | 4.0572 | 3.8427
2043-12-01 | 3.8375 | 3.6244 | 3.5299 | 3.5127 | 3.6682 | 4.0582 | 4.363 | 4.5127 | 4.6993 | 4.7038 | 4.4216 | 4.3651 | 4.6847 | 4.3695 | 4.5727 | 4.7721 | 4.8774 | 5.2963 | 5.5545 | 5.5001 | 5.2515 | 4.9557 | 4.4549 | 4.1909
2043-12-02 | 4.0124 | 3.8934 | 3.7966 | 3.7521 | 3.858 | 4.3183 | 4.7358 | 4.9139 | 4.8382 | 4.6961 | 4.688 | 4.5447 | 4.4544 | 4.4602 | 4.6427 | 4.6709 | 5.0922 | 5.3648 | 5.7974 | 5.3684 | 4.9244 | 4.6602 | 4.2051 | 3.8617
2043-12-03 | 3.7855 | 3.7424 | 3.6362 | 3.5976 | 3.6789 | 4.1432 | 4.3875 | 4.6407 | 4.4645 | 4.3911 | 4.331 | 4.3856 | 4.4471 | 4.3937 | 4.4628 | 4.5994 | 4.8516 | 5.3418 | 5.6795 | 5.682 | 5.487 | 5.1392 | 4.6527 | 4.3166
2043-12-04 | 4.1874 | 4.1123 | 3.9433 | 3.8726 | 3.9641 | 4.3167 | 4.7724 | 5.0701 | 4.827 | 4.4608 | 4.4963 | 4.4797 | 4.4766 | 4.2985 | 4.5065 | 4.6349 | 4.8937 | 5.1392 | 5.2487 | 5.0217 | 4.8199 | 4.5606 | 4.3266 | 4.0975
2043-12-05 | 3.8978 | 3.7816 | 3.7447 | 3.6645 | 3.7049 | 4.0025 | 4.0767 | 4.372 | 4.5311 | 4.6761 | 4.5239 | 4.5001 | 4.4898 | 4.4545 | 4.6744 | 4.8376 | 4.8339 | 5.1424 | 5.2522 | 5.013 | 4.9629 | 4.6965 | 4.4007 | 4.1506
2043-12-06 | 4.1301 | 3.888 | 3.834 | 3.7873 | 3.8851 | 4.1234 | 4.2727 | 4.6116 | 4.7175 | 4.675 | 4.5437 | 4.3251 | 4.4082 | 4.3865 | 4.3365 | 4.4839 | 5.0012 | 5.2986 | 5.5554 | 5.0103 | 4.8487 | 4.5413 | 4.3271 | 4.0111
2043-12-07 | 3.8186 | 3.7082 | 3.5305 | 3.5285 | 3.5914 | 3.9748 | 4.1754 | 4.5257 | 4.8435 | 4.5379 | 4.4238 | 4.5207 | 4.5333 | 4.3392 | 4.4592 | 4.7638 | 5.0068 | 5.2792 | 5.349 | 5.166 | 5.0629 | 4.828 | 4.384 | 4.1083
2043-12-08 | 3.9471 | 3.9616 | 3.7953 | 3.6826 | 3.7653 | 4.0353 | 4.3138 | 4.7336 | 4.7844 | 4.778 | 4.5722 | 4.6381 | 4.6162 | 4.7364 | 4.6628 | 4.9023 | 4.9854 | 5.5157 | 5.7815 | 5.6397 | 5.2143 | 4.9491 | 4.5443 | 4.2744
2043-12-09 | 4.1457 | 3.8881 | 3.7522 | 3.7617 | 3.8572 | 4.2553 | 4.6653 | 4.9774 | 5.1132 | 5.1012 | 5.0412 | 5.0789 | 4.9269 | 5.0041 | 5.1059 | 5.1381 | 5.1658 | 5.4361 | 5.7041 | 5.4205 | 5.0146 | 4.7189 | 4.3825 | 4.1407
2043-12-10 | 4.0326 | 3.9711 | 3.8799 | 3.8533 | 3.9474 | 4.3305 | 4.6565 | 4.873 | 4.7686 | 4.7389 | 4.6412 | 4.3979 | 4.3195 | 4.321 | 4.4855 | 4.6242 | 4.9087 | 5.3793 | 5.5714 | 5.3677 | 5.024 | 4.6806 | 4.3837 | 4.1449
2043-12-11 | 3.9654 | 3.8432 | 3.8383 | 3.6925 | 3.7198 | 4.0766 | 4.3981 | 4.7237 | 4.6915 | 4.9584 | 4.758 | 4.7463 | 4.7313 | 4.7589 | 4.9181 | 5.1969 | 5.4048 | 5.5521 | 5.5062 | 5.2084 | 4.988 | 4.7655 | 4.3827 | 4.088
2043-12-12 | 3.8362 | 3.7263 | 3.6973 | 3.5886 | 3.6216 | 3.7901 | 3.9726 | 4.265 | 4.379 | 4.3732 | 4.2434 | 4.2062 | 4.273 | 4.3063 | 4.4611 | 4.4335 | 4.7829 | 5.07 | 5.3212 | 5.1684 | 4.8499 | 4.5645 | 4.286 | 4.0747
2043-12-13 | 3.9267 | 3.7031 | 3.5814 | 3.3849 | 3.4867 | 3.6205 | 3.8976 | 4.301 | 4.5157 | 4.5304 | 4.3958 | 4.3451 | 4.3591 | 4.1903 | 4.3101 | 4.4972 | 4.9612 | 5.5329 | 5.7203 | 5.4814 | 4.9716 | 4.73 | 4.4782 | 4.1734
2043-12-14 | 4.021 | 3.8261 | 3.678 | 3.6494 | 3.6094 | 3.9352 | 4.1219 | 4.5739 | 4.4576 | 4.4059 | 4.4017 | 4.4401 | 4.5411 | 4.313 | 4.3541 | 4.3782 | 4.9178 | 5.382 | 5.5367 | 5.4639 | 5.0712 | 4.8273 | 4.2961 | 4.027
2043-12-15 | 4.0835 | 3.9614 | 3.7378 | 3.6398 | 3.7523 | 4.0535 | 4.1634 | 4.4887 | 4.5402 | 4.5246 | 4.3498 | 4.4346 | 4.4244 | 4.3952 | 4.4435 | 4.4464 | 4.6977 | 5.1792 | 5.4331 | 5.287 | 4.9553 | 4.752 | 4.43 | 4.1488
2043-12-16 | 4.0103 | 3.8534 | 3.7155 | 3.6385 | 3.7136 | 4.1034 | 4.3417 | 4.7634 | 4.7765 | 4.6297 | 4.4425 | 4.3744 | 4.5009 | 4.3686 | 4.4068 | 4.57 | 5.0708 | 5.3246 | 5.3686 | 5.4898 | 5.2179 | 4.8135 | 4.3441 | 4.017
2043-12-17 | 3.8921 | 3.7589 | 3.6145 | 3.5215 | 3.6819 | 4.0073 | 4.4683 | 4.5924 | 4.5872 | 4.5891 | 4.3149 | 4.1823 | 4.2089 | 4.2043 | 4.0514 | 4.5222 | 4.7895 | 5.3508 | 5.8063 | 5.6359 | 5.1844 | 4.8685 | 4.4971 | 4.265
2043-12-18 | 4.0668 | 3.8412 | 3.8179 | 3.6998 | 3.8564 | 4.1629 | 4.2873 | 4.5694 | 4.4926 | 4.4497 | 4.5013 | 4.9048 | 4.8044 | 4.6424 | 4.7376 | 5.0444 | 5.1971 | 5.5474 | 5.7089 | 5.6218 | 5.2912 | 4.9018 | 4.5254 | 4.3699
2043-12-19 | 4.2394 | 4.0914 | 4.0187 | 3.9781 | 3.9973 | 4.0633 | 4.247 | 4.3364 | 4.4393 | 4.5095 | 4.4031 | 4.541 | 4.5592 | 4.4432 | 4.5867 | 4.94 | 4.9464 | 5.451 | 5.7063 | 5.5672 | 5.2011 | 4.9915 | 4.49 | 4.1738
2043-12-20 | 4.2294 | 3.985 | 3.8806 | 3.7511 | 3.7116 | 3.8555 | 4.1055 | 4.3199 | 4.3144 | 4.3892 | 4.4416 | 4.429 | 4.3755 | 4.4492 | 4.5243 | 4.6607 | 5.0257 | 5.5104 | 5.722 | 5.5625 | 5.2425 | 4.8252 | 4.4567 | 4.1912
2043-12-21 | 4.1423 | 3.9565 | 3.7299 | 3.6849 | 3.7585 | 3.9489 | 4.1595 | 4.4803 | 4.8195 | 4.9271 | 4.9472 | 5.0927 | 5.0013 | 4.9931 | 5.1246 | 5.2928 | 5.5153 | 6.0098 | 6.0647 | 5.8049 | 5.4488 | 5.1135 | 4.851 | 4.5046
2043-12-22 | 4.2506 | 3.9986 | 3.8266 | 3.6902 | 3.7796 | 3.9287 | 4.1163 | 4.3172 | 4.6058 | 4.6848 | 4.8825 | 4.7902 | 4.8827 | 4.9214 | 4.9268 | 4.8836 | 5.2262 | 5.7214 | 5.9249 | 5.745 | 5.3468 | 5.0871 | 4.7538 | 4.5222
2043-12-23 | 4.3992 | 4.2522 | 4.0838 | 4.0572 | 4.1958 | 4.3896 | 4.5872 | 4.9324 | 5.2285 | 4.9086 | 5.1126 | 5.1816 | 5.241 | 5.1067 | 5.4787 | 5.5518 | 5.9083 | 6.1343 | 6.4312 | 6.3386 | 5.7295 | 5.2783 | 4.7846 | 4.289
2043-12-24 | 4.1215 | 3.9776 | 3.8759 | 3.8105 | 3.8665 | 4.1588 | 4.349 | 4.6707 | 4.9741 | 4.8884 | 4.9966 | 5.0806 | 5.0332 | 5.1233 | 5.2613 | 5.2648 | 5.6828 | 6.0953 | 6.22 | 6.0834 | 5.6323 | 5.4005 | 5.0261 | 4.4166
2043-12-25 | 4.2185 | 4.097 | 4.0388 | 3.8511 | 3.9894 | 4.2042 | 4.3908 | 4.7428 | 4.9922 | 5.0811 | 5.2629 | 5.4877 | 5.6229 | 5.3162 | 5.4674 | 5.5456 | 5.9379 | 6.3879 | 6.372 | 5.9946 | 5.6927 | 5.582 | 5.1221 | 4.5753
2043-12-26 | 4.3936 | 4.2298 | 4.2916 | 4.1153 | 3.9007 | 4.0705 | 4.3451 | 4.7219 | 4.9304 | 5.0151 | 5.0754 | 4.854 | 4.9662 | 4.911 | 4.9489 | 5.1029 | 5.6089 | 6.0274 | 6.1689 | 6.0319 | 5.7084 | 5.3836 | 4.8788 | 4.4832
2043-12-27 | 4.3188 | 4.0514 | 3.9524 | 3.9706 | 3.8645 | 4.0478 | 4.2917 | 4.7176 | 4.9609 | 4.9434 | 4.9179 | 5.0042 | 5.0819 | 4.7817 | 5.0915 | 5.2877 | 5.7111 | 6.1798 | 6.3213 | 6.1552 | 5.7186 | 5.5123 | 5.2008 | 4.714
2043-12-28 | 4.3875 | 4.2037 | 4.0245 | 3.8881 | 4.0667 | 4.1333 | 4.1857 | 4.531 | 4.9128 | 4.9549 | 5.0381 | 5.1587 | 5.045 | 4.747 | 4.9898 | 5.3405 | 5.6292 | 6.0788 | 6.1794 | 6.0861 | 5.5876 | 5.4719 | 5.1579 | 4.6457
2043-12-29 | 4.1987 | 3.9532 | 3.7001 | 3.7041 | 3.7604 | 3.9079 | 4.0243 | 4.2098 | 4.5202 | 4.4923 | 4.7694 | 4.7071 | 4.7861 | 4.8814 | 4.9657 | 4.9605 | 5.2486 | 5.7081 | 5.9108 | 5.6754 | 5.328 | 5.0649 | 4.7354 | 4.4618
2043-12-30 | 4.6696 | 4.509 | 4.3498 | 4.3841 | 4.5395 | 4.7347 | 4.8882 | 5.2608 | 5.5996 | 5.2645 | 5.4608 | 5.5882 | 5.5663 | 5.4524 | 5.8467 | 5.9895 | 6.3246 | 6.5428 | 6.8627 | 6.7663 | 6.1157 | 5.6029 | 5.0874 | 4.5583
2043-12-31 | 4.19 | 4.0192 | 3.9232 | 3.8728 | 3.9241 | 4.2294 | 4.4241 | 4.7076 | 4.9314 | 4.8391 | 4.9787 | 5.076 | 4.9464 | 5.0206 | 5.141 | 5.1958 | 5.6578 | 6.0788 | 6.2202 | 6.0672 | 5.6166 | 5.4022 | 5.0291 | 4.4135
2044-01-01 | 4.033 | 3.943 | 3.8956 | 3.9374 | 3.9778 | 4.297 | 4.5017 | 4.671 | 4.6809 | 4.4788 | 4.3651 | 4.4536 | 4.4225 | 4.3228 | 4.5566 | 4.892 | 5.4756 | 5.8053 | 5.9964 | 5.8316 | 5.4111 | 5.1101 | 4.6533 | 4.2725
2044-01-02 | 4.0762 | 3.9905 | 3.903 | 3.8419 | 3.8876 | 4.0359 | 4.3671 | 4.4768 | 4.5455 | 4.4427 | 4.2908 | 4.1015 | 4.3033 | 4.547 | 4.4823 | 4.7371 | 5.1649 | 5.304 | 5.4707 | 5.3543 | 5.0915 | 4.8346 | 4.3998 | 4.2392
2044-01-03 | 4.133 | 3.9766 | 3.8919 | 3.7874 | 3.7754 | 3.9449 | 4.1201 | 4.1551 | 4.2952 | 4.1963 | 4.0626 | 4.0193 | 4.1051 | 4.29 | 4.4662 | 4.5862 | 4.9364 | 5.3191 | 5.3358 | 5.2182 | 5.0307 | 4.6931 | 4.3246 | 4.0883
2044-01-04 | 3.9591 | 3.9173 | 3.8945 | 3.8897 | 3.8824 | 4.0248 | 4.2869 | 4.3994 | 4.4643 | 4.3187 | 4.3442 | 4.3396 | 4.4725 | 4.4395 | 4.942 | 5.1478 | 5.3786 | 5.7552 | 5.8154 | 5.6224 | 5.2319 | 4.8266 | 4.4465 | 4.083
2044-01-05 | 4.1148 | 3.9283 | 3.8869 | 3.8698 | 3.8532 | 4.0572 | 4.2511 | 4.3873 | 4.4004 | 4.1454 | 4.1798 | 4.2498 | 4.419 | 4.6228 | 5.131 | 5.0519 | 5.1956 | 5.5167 | 5.9205 | 5.628 | 5.2196 | 4.8985 | 4.4515 | 4.1293
2044-01-06 | 4.0057 | 3.9019 | 3.701 | 3.674 | 3.8224 | 4.2001 | 4.4454 | 4.7559 | 4.6338 | 4.4099 | 4.3488 | 4.3863 | 4.3389 | 4.6224 | 4.5788 | 4.6584 | 4.9728 | 5.4516 | 5.7066 | 5.4561 | 5.1914 | 4.8463 | 4.5064 | 4.1862
2044-01-07 | 4.2212 | 4.0912 | 4.0427 | 3.9914 | 4.0449 | 4.3621 | 4.6714 | 4.9364 | 4.7634 | 4.9093 | 4.9804 | 4.663 | 4.6771 | 4.7983 | 4.7821 | 4.7923 | 5.2075 | 5.9131 | 6.2507 | 5.9474 | 5.4608 | 5.2522 | 4.7945 | 4.6378
2044-01-08 | 4.1108 | 3.9379 | 3.8084 | 3.8059 | 3.8868 | 4.1943 | 4.6127 | 4.7649 | 4.659 | 4.6284 | 4.6291 | 4.8711 | 4.806 | 4.7077 | 4.8024 | 4.9022 | 4.987 | 5.5553 | 5.7163 | 5.4053 | 5.0921 | 4.742 | 4.3207 | 4.2876
2044-01-09 | 4.0583 | 3.769 | 3.7153 | 3.703 | 3.6992 | 3.8908 | 4.0816 | 4.3876 | 4.6449 | 4.7744 | 4.4623 | 4.4811 | 4.6548 | 4.5038 | 4.5851 | 4.8663 | 5.1269 | 5.437 | 5.6018 | 5.5238 | 5.2153 | 4.7884 | 4.4337 | 4.3641
2044-01-10 | 4.0599 | 3.8396 | 3.7589 | 3.7339 | 3.6739 | 3.9153 | 4.1328 | 4.3693 | 4.5884 | 4.8103 | 4.9117 | 4.7808 | 4.6047 | 4.5798 | 4.6714 | 4.9004 | 4.9778 | 5.3056 | 5.6259 | 5.5131 | 5.0971 | 4.7298 | 4.2735 | 4.0043
2044-01-11 | 3.9292 | 3.8424 | 3.7587 | 3.7299 | 3.8197 | 3.944 | 4.2456 | 4.6483 | 4.7143 | 4.5855 | 4.6047 | 4.548 | 4.8198 | 4.6625 | 4.7724 | 4.4988 | 4.7383 | 5.4476 | 5.7071 | 5.4367 | 5.209 | 5.0444 | 4.3108 | 4.0237
2044-01-12 | 3.9941 | 3.8013 | 3.7018 | 3.6558 | 3.6959 | 3.8922 | 4.2066 | 4.3987 | 4.3764 | 4.1991 | 4.0741 | 4.1627 | 4.1476 | 4.114 | 4.0147 | 4.063 | 4.3878 | 4.8059 | 5.3043 | 5.1649 | 4.9202 | 4.5451 | 4.2352 | 3.8984
2044-01-13 | 3.8222 | 3.8396 | 3.7148 | 3.6721 | 3.7901 | 4.1593 | 4.5316 | 4.7095 | 4.5063 | 4.4266 | 4.3306 | 4.7029 | 4.3838 | 4.2751 | 4.2029 | 4.385 | 4.6255 | 5.0281 | 5.4813 | 5.3896 | 4.9101 | 4.6225 | 4.2918 | 3.931
2044-01-14 | 3.8085 | 3.6537 | 3.5585 | 3.5486 | 3.6692 | 4.0088 | 4.3638 | 4.5892 | 4.528 | 4.5275 | 4.6535 | 4.6813 | 4.4914 | 4.5467 | 4.634 | 4.6547 | 4.9819 | 5.3674 | 5.4752 | 5.3146 | 5.0287 | 4.8786 | 4.3867 | 3.9475
2044-01-15 | 4.0008 | 3.8833 | 3.781 | 3.7791 | 3.8279 | 4.1912 | 4.7699 | 5.0492 | 4.8717 | 4.6874 | 4.746 | 4.83 | 4.8549 | 4.7636 | 4.8155 | 4.9318 | 4.9607 | 5.2663 | 5.4714 | 5.2435 | 4.8724 | 4.6899 | 4.3773 | 4.044
2044-01-16 | 3.8954 | 3.766 | 3.6534 | 3.608 | 3.6697 | 4.0014 | 4.2401 | 4.455 | 4.6527 | 4.583 | 4.3334 | 4.2976 | 4.4171 | 4.5785 | 4.7464 | 4.8944 | 4.9465 | 5.3086 | 5.5149 | 5.3954 | 5.0133 | 4.703 | 4.431 | 4.0396
2044-01-17 | 3.9432 | 3.7395 | 3.6424 | 3.6049 | 3.6133 | 3.8646 | 4.2279 | 4.5489 | 4.7356 | 4.6741 | 4.4193 | 4.6408 | 4.7373 | 4.7406 | 5.054 | 5.1889 | 5.3053 | 5.5225 | 5.6722 | 5.5603 | 5.0939 | 4.8166 | 4.3422 | 4.0251
2044-01-18 | 3.8888 | 3.8158 | 3.8372 | 3.7581 | 3.7426 | 3.965 | 4.1912 | 4.4236 | 4.504 | 4.2792 | 4.0477 | 4.1425 | 4.2004 | 4.2465 | 4.1324 | 4.4376 | 4.6622 | 5.1348 | 5.5259 | 5.4676 | 4.9144 | 4.6263 | 4.2414 | 3.9193
2044-01-19 | 3.8684 | 3.7178 | 3.6735 | 3.5982 | 3.6906 | 3.8906 | 4.2185 | 4.5638 | 4.3927 | 4.4387 | 4.7018 | 4.7877 | 4.8723 | 4.5834 | 4.4067 | 4.6128 | 4.8329 | 5.432 | 5.7793 | 5.1197 | 5.1739 | 5.0045 | 4.5731 | 4.1753
2044-01-20 | 4.0459 | 3.8755 | 3.6731 | 3.6512 | 3.7408 | 4.0676 | 4.4314 | 4.6059 | 4.2579 | 4.1721 | 4.1466 | 4.1249 | 4.5041 | 4.6584 | 4.6612 | 5.2492 | 5.3963 | 5.7104 | 5.7779 | 5.6191 | 5.2958 | 4.9427 | 4.5442 | 4.0619
2044-01-21 | 3.895 | 3.7145 | 3.6805 | 3.6207 | 3.6983 | 4.0742 | 4.4391 | 4.6756 | 4.4902 | 4.3669 | 4.5809 | 4.688 | 4.6472 | 4.5622 | 5.0019 | 4.9751 | 5.2626 | 5.6518 | 5.8215 | 5.4239 | 5.1416 | 4.7323 | 4.394 | 4.0885
2044-01-22 | 3.8838 | 3.783 | 3.7011 | 3.662 | 3.9232 | 4.2055 | 4.7113 | 4.9591 | 4.9653 | 4.6915 | 4.7717 | 4.9209 | 4.8649 | 4.8975 | 4.8941 | 4.8902 | 5.3041 | 5.7916 | 5.8557 | 5.5332 | 5.256 | 5.1804 | 4.7336 | 4.4371
2044-01-23 | 4.2204 | 4.1657 | 3.8217 | 3.7457 | 3.7539 | 4.0256 | 4.2177 | 4.5168 | 4.6756 | 4.5447 | 4.3265 | 4.1482 | 4.0407 | 4.0204 | 3.9301 | 4.0704 | 4.4124 | 5.006 | 5.3128 | 5.2001 | 4.9234 | 4.6774 | 4.3409 | 4.0566
2044-01-24 | 3.9689 | 3.7927 | 3.7416 | 3.5353 | 3.5396 | 3.7696 | 3.9855 | 4.2149 | 4.3599 | 4.3161 | 4.1974 | 4.3389 | 4.3614 | 4.291 | 4.1412 | 4.2638 | 4.619 | 4.9603 | 5.1297 | 5.2365 | 5.0178 | 4.6022 | 4.1995 | 3.946
2044-01-25 | 3.8757 | 3.8033 | 3.7698 | 3.7456 | 3.774 | 4.0359 | 4.3133 | 4.5989 | 4.4758 | 4.264 | 4.0387 | 4.0923 | 4.0912 | 4.0681 | 3.9463 | 4.0844 | 4.4545 | 5.0397 | 5.3942 | 5.365 | 5.1733 | 4.7084 | 4.2097 | 3.9573
2044-01-26 | 3.9604 | 3.7896 | 3.7471 | 3.6436 | 3.7554 | 4.0855 | 4.6036 | 4.7241 | 4.6258 | 4.6414 | 4.4097 | 4.4318 | 4.5076 | 4.2841 | 4.7672 | 4.9644 | 5.4547 | 5.5313 | 5.7908 | 5.5799 | 5.3373 | 4.9561 | 4.3661 | 4.1212
2044-01-27 | 4.0161 | 3.905 | 3.7277 | 3.6695 | 3.7559 | 4.225 | 4.635 | 4.91 | 4.9049 | 4.8843 | 4.663 | 4.3586 | 4.3061 | 4.5558 | 4.5484 | 4.6985 | 5.1683 | 5.3728 | 5.4676 | 5.5536 | 5.3202 | 5.0031 | 4.4799 | 4.2332
2044-01-28 | 4.0656 | 3.9364 | 3.855 | 3.8084 | 3.9008 | 4.286 | 4.6066 | 4.9751 | 5.0814 | 4.6456 | 4.4594 | 4.6199 | 5.1111 | 4.8718 | 4.7923 | 4.8219 | 5.16 | 5.4418 | 5.7553 | 5.4448 | 5.0037 | 4.7691 | 4.3269 | 4.0255
2044-01-29 | 3.9202 | 3.8354 | 3.7019 | 3.6747 | 3.8011 | 4.157 | 4.5445 | 4.8391 | 4.9189 | 4.7109 | 4.6048 | 4.8598 | 4.8459 | 4.6293 | 5.122 | 4.9837 | 5.1018 | 5.7232 | 5.7653 | 5.3414 | 4.9155 | 4.82 | 4.5398 | 4.1182
2044-01-30 | 3.9848 | 3.8955 | 3.7346 | 3.6965 | 3.6903 | 4.0053 | 4.247 | 4.6275 | 4.8309 | 4.8938 | 4.9533 | 5.0009 | 4.8875 | 4.6997 | 4.8355 | 4.7838 | 4.8792 | 5.309 | 5.4237 | 5.4574 | 5.3155 | 5.0151 | 4.5003 | 4.1493
2044-01-31 | 3.9243 | 3.7926 | 3.7096 | 3.6066 | 3.6596 | 3.8895 | 4.103 | 4.495 | 4.7814 | 4.7127 | 4.5932 | 4.744 | 4.481 | 4.3327 | 4.3359 | 4.5729 | 4.5805 | 5.1412 | 5.3474 | 5.2119 | 4.939 | 4.6147 | 4.2343 | 3.9014
2044-02-01 | 3.6686 | 3.5964 | 3.5664 | 3.4943 | 3.5567 | 3.9237 | 4.3131 | 4.6492 | 4.8194 | 4.7118 | 4.4443 | 4.2333 | 4.4419 | 4.3536 | 4.6344 | 4.8578 | 4.9713 | 5.2654 | 5.4514 | 5.2188 | 4.9977 | 4.6587 | 4.1623 | 3.9282
2044-02-02 | 3.9091 | 3.7193 | 3.6923 | 3.7017 | 3.7866 | 4.0839 | 4.4817 | 4.7379 | 4.7933 | 4.6883 | 4.4613 | 4.6453 | 4.6513 | 4.4711 | 4.6863 | 4.5137 | 5.0189 | 5.1373 | 5.5274 | 5.6517 | 5.2402 | 4.7222 | 4.3128 | 4.0457
2044-02-03 | 3.8868 | 3.7699 | 3.542 | 3.5064 | 3.5668 | 3.9194 | 4.393 | 4.7233 | 4.6491 | 4.7234 | 4.8277 | 4.7814 | 4.5961 | 4.7414 | 4.953 | 5.0565 | 5.428 | 5.6393 | 6.0208 | 5.9123 | 5.519 | 5.1754 | 4.642 | 4.5311
2044-02-04 | 4.3262 | 3.9809 | 3.953 | 3.927 | 4.1001 | 4.5484 | 4.9462 | 5.3313 | 5.4881 | 5.2861 | 5.3376 | 5.2255 | 4.7065 | 4.7795 | 4.8167 | 4.8344 | 5.1269 | 5.4904 | 5.7088 | 5.5544 | 5.0473 | 4.8439 | 4.5723 | 4.1008
2044-02-05 | 3.8232 | 3.6938 | 3.5934 | 3.5443 | 3.6594 | 4.1109 | 4.6299 | 5.0539 | 4.9135 | 4.5019 | 4.4934 | 4.4575 | 4.5398 | 4.53 | 4.5533 | 4.6357 | 5.2106 | 5.5333 | 5.6128 | 5.4157 | 5.1727 | 5.071 | 4.5751 | 4.2814
2044-02-06 | 3.9885 | 3.897 | 3.6882 | 3.6539 | 3.6949 | 3.919 | 4.3077 | 4.7662 | 4.9804 | 4.6506 | 4.1155 | 4.2309 | 4.4422 | 4.4544 | 4.3699 | 4.5005 | 4.703 | 5.153 | 5.2724 | 5.2211 | 4.6705 | 4.3959 | 4.3115 | 4.0199
2044-02-07 | 3.7659 | 3.6267 | 3.5307 | 3.4627 | 3.5087 | 3.6933 | 3.9897 | 4.2343 | 4.5382 | 4.6006 | 4.5282 | 4.5327 | 4.3172 | 4.3169 | 4.0322 | 4.436 | 4.8754 | 5.3153 | 5.543 | 5.3316 | 5.0425 | 4.8598 | 4.3888 | 4.118
2044-02-08 | 3.9795 | 3.8225 | 3.6625 | 3.6504 | 3.6313 | 3.9673 | 4.2843 | 4.6648 | 4.7229 | 4.3174 | 4.0972 | 3.8695 | 3.8919 | 3.7708 | 3.8345 | 4.1522 | 4.483 | 5.0818 | 5.4486 | 5.3148 | 4.9609 | 4.675 | 4.225 | 3.8164
2044-02-09 | 3.7779 | 3.6129 | 3.5579 | 3.4708 | 3.5457 | 4.0356 | 4.5153 | 4.8848 | 4.7655 | 4.5076 | 4.2674 | 4.248 | 4.1029 | 3.8598 | 3.9371 | 4.1189 | 4.6824 | 5.2488 | 5.5014 | 5.5893 | 5.2946 | 4.8571 | 4.3516 | 3.9272
2044-02-10 | 3.7893 | 3.676 | 3.5382 | 3.4837 | 3.5597 | 4.0956 | 4.2918 | 4.7456 | 4.7107 | 4.5301 | 4.1361 | 4.0325 | 3.9556 | 4.0647 | 4.1045 | 4.2623 | 4.6986 | 5.0735 | 5.4908 | 5.4048 | 4.975 | 4.6046 | 4.2725 | 4.0197
2044-02-11 | 3.8829 | 3.7411 | 3.6313 | 3.5952 | 3.6901 | 4.0545 | 4.3636 | 4.5912 | 4.6382 | 4.6871 | 4.5788 | 4.2288 | 4.2427 | 4.0927 | 4.1538 | 4.2625 | 4.6178 | 4.9423 | 5.4763 | 5.3227 | 4.8953 | 4.7496 | 4.3965 | 3.9542
2044-02-12 | 3.7444 | 3.6226 | 3.5168 | 3.5181 | 3.5917 | 3.8904 | 4.1116 | 4.5045 | 4.792 | 4.6067 | 4.4395 | 4.2338 | 4.129 | 3.8338 | 4.0028 | 4.1122 | 4.4497 | 4.9831 | 5.4074 | 5.4905 | 5.2176 | 5.0849 | 4.6474 | 4.2096
2044-02-13 | 3.9772 | 3.8422 | 3.7272 | 3.6375 | 3.7767 | 4.0039 | 4.1921 | 4.5226 | 4.9806 | 4.8007 | 4.5724 | 4.4131 | 4.5559 | 4.1557 | 4.4558 | 4.6031 | 4.6646 | 5.1054 | 5.4668 | 5.4668 | 5.1606 | 4.9201 | 4.477 | 4.0665
2044-02-14 | 3.7387 | 3.5974 | 3.5584 | 3.4505 | 3.4985 | 3.6517 | 3.8079 | 4.2561 | 4.4223 | 4.2905 | 4.3084 | 4.1631 | 4.365 | 4.2855 | 4.5922 | 4.7728 | 4.8961 | 5.1235 | 5.3184 | 5.3572 | 5.1075 | 4.8434 | 4.4747 | 4.0895
2044-02-15 | 3.8548 | 3.7539 | 3.7318 | 3.6677 | 3.6916 | 3.877 | 4.0889 | 4.3044 | 4.4895 | 4.2831 | 4.0391 | 3.9409 | 3.9381 | 3.901 | 4.0955 | 4.3341 | 5.0373 | 5.283 | 5.3145 | 5.3645 | 5.0084 | 4.7641 | 4.288 | 3.8998
2044-02-16 | 3.88 | 3.6942 | 3.6338 | 3.564 | 3.6396 | 3.8663 | 4.0994 | 4.5807 | 4.9641 | 4.7986 | 4.8108 | 4.6866 | 4.6638 | 4.5669 | 4.5695 | 4.4585 | 4.7283 | 5.2415 | 5.3467 | 5.225 | 4.9403 | 4.6087 | 4.2699 | 3.9498
2044-02-17 | 3.8023 | 3.6843 | 3.641 | 3.5761 | 3.7512 | 4.2769 | 4.6235 | 4.9696 | 5.0334 | 4.8128 | 4.7458 | 4.8061 | 4.7873 | 4.7663 | 4.6559 | 4.6553 | 4.8515 | 5.3123 | 5.6357 | 5.5209 | 4.9979 | 5.0112 | 4.4015 | 3.9184
2044-02-18 | 3.8137 | 3.6847 | 3.6586 | 3.5524 | 3.6126 | 4.0155 | 4.2032 | 4.4542 | 4.5515 | 4.34 | 4.449 | 4.6533 | 4.4218 | 4.535 | 4.6766 | 4.9037 | 5.3473 | 5.7039 | 6.0095 | 5.577 | 5.3154 | 4.8396 | 4.2584 | 3.9622
2044-02-19 | 3.7635 | 3.5952 | 3.495 | 3.5665 | 3.6675 | 4.1176 | 4.5576 | 4.7871 | 4.5768 | 4.3876 | 4.7809 | 4.8837 | 5.0774 | 4.892 | 4.686 | 5.1888 | 5.5875 | 6.1357 | 6.1797 | 6.0194 | 5.8064 | 5.4189 | 4.8303 | 4.457
2044-02-20 | 4.014 | 3.7814 | 3.7288 | 3.5872 | 3.6232 | 3.8892 | 4.1416 | 4.4719 | 4.7219 | 4.7673 | 4.6352 | 4.4255 | 4.3501 | 4.2983 | 4.3069 | 4.6315 | 5.0012 | 5.2663 | 5.3607 | 5.4867 | 5.049 | 4.6097 | 4.3595 | 3.9434
2044-02-21 | 3.852 | 3.5624 | 3.5431 | 3.5178 | 3.5652 | 3.7294 | 4.012 | 4.3001 | 4.5738 | 4.6122 | 4.3166 | 4.1632 | 4.3414 | 4.4102 | 4.4175 | 4.6724 | 4.9373 | 5.5271 | 5.5795 | 5.5501 | 5.2172 | 4.8912 | 4.3132 | 4.0168
2044-02-22 | 3.8558 | 3.8497 | 3.753 | 3.6129 | 3.5652 | 3.7525 | 4.2132 | 4.7305 | 4.6406 | 4.3151 | 4.1855 | 4.3069 | 4.5318 | 4.345 | 4.554 | 4.6371 | 4.7409 | 5.1645 | 5.5772 | 5.4209 | 5.0091 | 4.622 | 4.2387 | 3.9133
2044-02-23 | 3.9047 | 3.751 | 3.7001 | 3.5805 | 3.648 | 4.0059 | 4.1199 | 4.4207 | 4.6463 | 4.5927 | 4.4034 | 4.2111 | 4.0475 | 4.3233 | 4.1937 | 4.3586 | 4.7079 | 5.2077 | 5.6582 | 5.3532 | 5.0476 | 4.7572 | 4.2771 | 4.0488
2044-02-24 | 3.9432 | 3.7903 | 3.6729 | 3.6193 | 3.7061 | 4.0771 | 4.3215 | 4.5339 | 4.4295 | 4.244 | 4.1052 | 3.915 | 3.8505 | 3.7055 | 3.7246 | 4.0064 | 4.2202 | 4.8589 | 5.3945 | 5.5433 | 5.1796 | 4.8145 | 4.2749 | 3.8974
2044-02-25 | 3.8058 | 3.6863 | 3.4826 | 3.4225 | 3.4864 | 3.9076 | 4.1362 | 4.1518 | 4.1209 | 3.9622 | 3.8777 | 3.8323 | 3.7783 | 4.1087 | 4.0227 | 4.2963 | 4.466 | 5.1257 | 5.3361 | 5.2135 | 4.9463 | 4.5852 | 4.2014 | 3.7701
2044-02-26 | 3.764 | 3.5942 | 3.5436 | 3.4808 | 3.5668 | 3.9551 | 4.397 | 4.6884 | 4.5147 | 4.2733 | 4.0227 | 3.9955 | 3.9048 | 3.737 | 3.6822 | 3.9319 | 4.2683 | 4.7772 | 5.0812 | 5.2811 | 5.0139 | 4.8341 | 4.4352 | 4.0435
2044-02-27 | 3.8427 | 3.7618 | 3.6171 | 3.4769 | 3.552 | 3.7355 | 3.973 | 4.19 | 4.4522 | 4.3338 | 4.0376 | 3.9035 | 3.9871 | 3.541 | 3.7913 | 4.0286 | 4.2393 | 4.746 | 5.1447 | 5.2478 | 4.8465 | 4.6585 | 4.2484 | 3.8779
2044-02-28 | 3.7873 | 3.7277 | 3.653 | 3.5397 | 3.555 | 3.7394 | 4.0064 | 4.3475 | 4.4937 | 4.4694 | 4.3045 | 4.2093 | 4.0279 | 3.9722 | 3.9957 | 4.0961 | 4.3422 | 4.7405 | 5.1318 | 5.2406 | 5.0959 | 4.614 | 4.2208 | 3.7968
2044-02-29 | 3.698 | 3.6619 | 3.5841 | 3.396 | 3.4663 | 3.7172 | 3.9056 | 4.2908 | 4.493 | 4.1193 | 3.9276 | 3.6386 | 3.4956 | 3.6367 | 3.7141 | 3.9795 | 4.3299 | 4.8981 | 5.4038 | 5.3519 | 4.9039 | 4.6541 | 4.3283 | 3.9085
2044-03-01 | 3.9352 | 3.7929 | 3.7991 | 3.772 | 3.7769 | 4.1663 | 4.6571 | 4.9656 | 4.9811 | 4.8535 | 4.5491 | 4.4495 | 4.3348 | 4.4134 | 4.44 | 4.9105 | 5.1516 | 5.753 | 6.0649 | 6.0078 | 5.7643 | 5.0792 | 4.4727 | 4.1011
2044-03-02 | 3.9861 | 3.8535 | 3.7054 | 3.6711 | 3.7494 | 4.1039 | 4.6345 | 4.8493 | 5.0292 | 4.9172 | 4.6593 | 4.5242 | 4.8926 | 5.309 | 5.3285 | 5.2571 | 5.4564 | 6.0194 | 6.0801 | 6.018 | 5.6416 | 5.341 | 4.8306 | 4.2999
2044-03-03 | 4.1611 | 4.0083 | 3.8242 | 3.715 | 3.7557 | 4.2729 | 4.7724 | 5.2523 | 5.6089 | 5.1376 | 4.5536 | 4.7527 | 4.713 | 4.8665 | 4.7718 | 4.8994 | 5.3946 | 5.9157 | 5.8723 | 5.8363 | 5.363 | 4.9638 | 4.4025 | 4.0728
2044-03-04 | 3.9391 | 3.8295 | 3.8036 | 3.7305 | 3.7418 | 4.2516 | 4.945 | 5.1724 | 4.8467 | 4.473 | 4.2694 | 4.382 | 4.4177 | 4.4461 | 4.8514 | 5.2206 | 5.2597 | 5.6848 | 5.8869 | 5.7037 | 5.3756 | 5.054 | 4.5117 | 4.1664
2044-03-05 | 4.0093 | 3.935 | 3.8283 | 3.8186 | 3.8221 | 4.0959 | 4.4542 | 4.6103 | 5.1488 | 5.0142 | 4.4955 | 4.3439 | 4.4016 | 4.0557 | 4.0889 | 4.1656 | 4.8894 | 5.4916 | 5.1987 | 5.2893 | 4.989 | 4.9467 | 4.452 | 4.0398
2044-03-06 | 3.9561 | 3.8716 | 3.8684 | 3.6804 | 3.7583 | 3.9539 | 4.1685 | 4.48 | 4.7843 | 4.5629 | 4.4296 | 4.4657 | 4.8244 | 4.6414 | 4.4453 | 5.0478 | 5.546 | 5.7902 | 5.9749 | 5.8272 | 5.7177 | 5.4434 | 4.8433 | 4.3408
2044-03-07 | 4.1438 | 4.0675 | 3.9869 | 3.9097 | 3.9338 | 4.2189 | 4.5633 | 4.818 | 4.7948 | 4.7539 | 4.6207 | 4.8184 | 4.7408 | 4.3828 | 4.3911 | 4.5275 | 4.9354 | 5.6134 | 5.8154 | 5.5804 | 5.2832 | 4.8507 | 4.3899 | 4.042
2044-03-08 | 4.0475 | 3.8691 | 3.8312 | 3.7311 | 3.7739 | 4.0615 | 4.6065 | 4.8165 | 4.751 | 4.6956 | 4.5141 | 4.4243 | 4.3101 | 4.8752 | 5.0944 | 5.0352 | 5.527 | 5.7958 | 5.8764 | 5.915 | 5.6536 | 5.1618 | 4.5582 | 4.2607
2044-03-09 | 4.1817 | 4.0549 | 3.8406 | 3.8167 | 3.8094 | 4.2121 | 4.7263 | 5.0551 | 4.9505 | 4.7921 | 4.4048 | 4.4251 | 4.8251 | 4.5863 | 4.6149 | 4.9758 | 5.1772 | 5.816 | 6.1976 | 6.0986 | 5.6363 | 5.2546 | 4.5447 | 4.1629
2044-03-10 | 4.3004 | 4.0928 | 3.9833 | 3.9205 | 3.9677 | 4.3939 | 4.8338 | 4.9899 | 4.8553 | 4.4362 | 4.2821 | 4.584 | 4.5964 | 4.3961 | 4.7129 | 5.1608 | 5.5574 | 6.2772 | 6.4508 | 6.2594 | 5.5696 | 5.2054 | 4.7046 | 4.2208
2044-03-11 | 4.0297 | 3.8722 | 3.7723 | 3.7372 | 3.6884 | 4.0665 | 4.5706 | 4.6681 | 4.7663 | 4.4495 | 4.2907 | 4.3224 | 4.5054 | 4.6749 | 4.715 | 5.0924 | 5.3417 | 5.4748 | 5.6408 | 5.6952 | 5.1831 | 4.8692 | 4.465 | 4.1663
2044-03-12 | 3.9324 | 3.8539 | 3.797 | 3.7996 | 3.7953 | 3.9995 | 4.476 | 4.7983 | 4.9845 | 4.8552 | 4.7687 | 4.4194 | 4.8637 | 4.6692 | 4.6304 | 4.8747 | 5.2173 | 5.7945 | 5.766 | 5.9436 | 5.6899 | 5.4494 | 4.9081 | 4.3012
2044-03-13 | 4.0324 | 3.9335 | 3.8302 | 3.8251 | 3.6894 | 3.8563 | 4.0998 | 4.1537 | 4.2365 | 4.1072 | 4.0433 | 4.0465 | 4.0002 | 3.5857 | 3.6799 | 4.0703 | 4.4946 | 5.177 | 5.3394 | 5.2248 | 4.8485 | 4.6733 | 4.2542 | 3.9201
2044-03-14 | 3.7894 | 3.7026 | 3.6934 | 3.5344 | 3.5659 | 3.7294 | 3.9594 | 4.2104 | 4.7548 | 4.5924 | 4.2915 | 3.8403 | 3.7742 | 3.8495 | 3.7654 | 4.0385 | 4.3669 | 5.0131 | 5.4006 | 5.611 | 5.3048 | 4.7139 | 4.1369 | 3.8291
2044-03-15 | 3.8143 | 3.8146 | 3.8299 | 3.7408 | 3.749 | 4.0361 | 4.2431 | 4.3126 | 4.3579 | 4.2766 | 4.2966 | 4.136 | 4.0988 | 3.8436 | 3.703 | 3.9478 | 4.4229 | 5.1264 | 5.3481 | 5.3768 | 5.2455 | 4.8413 | 4.3733 | 4.0081
2044-03-16 | 3.9054 | 3.7711 | 3.6596 | 3.6077 | 3.5815 | 3.9834 | 4.1508 | 4.343 | 4.4458 | 4.3953 | 4.2413 | 4.3766 | 4.5563 | 4.4529 | 4.3948 | 4.5348 | 4.759 | 5.3165 | 5.4243 | 5.6539 | 5.3385 | 5.1359 | 4.5875 | 4.0277
2044-03-17 | 3.9352 | 3.7713 | 3.6983 | 3.607 | 3.6643 | 4.0955 | 4.3343 | 4.516 | 4.6849 | 4.2974 | 4.3272 | 4.0631 | 3.7525 | 3.6336 | 3.9793 | 4.2144 | 4.5154 | 5.0795 | 5.3978 | 5.5074 | 5.1146 | 4.7002 | 4.2741 | 3.8591
2044-03-18 | 3.7717 | 3.6818 | 3.5797 | 3.492 | 3.5954 | 3.8781 | 4.3429 | 4.6061 | 4.715 | 4.4043 | 4.6736 | 4.597 | 4.1248 | 4.138 | 4.4108 | 4.6297 | 4.8776 | 5.3485 | 5.6259 | 5.5639 | 5.2926 | 4.8857 | 4.4494 | 4.0805
2044-03-19 | 3.9849 | 3.8759 | 3.7888 | 3.7417 | 3.7609 | 3.9448 | 4.1258 | 4.2144 | 4.2651 | 4.1609 | 3.8909 | 3.8506 | 3.667 | 3.5173 | 3.8704 | 4.7671 | 4.7532 | 5.2623 | 5.2675 | 5.2434 | 4.8929 | 5.0183 | 4.447 | 4.0179
2044-03-20 | 4.1411 | 4.0546 | 3.7746 | 3.6561 | 3.6443 | 3.8733 | 4.0955 | 4.1654 | 4.3597 | 4.3058 | 4.2546 | 4.7177 | 4.47 | 4.6883 | 4.5874 | 4.6313 | 5.1645 | 5.7995 | 5.9979 | 6.0222 | 6.062 | 5.4561 | 4.8496 | 4.3668
2044-03-21 | 4.1852 | 4.0717 | 3.9877 | 3.8354 | 3.8669 | 3.9144 | 4.2944 | 4.7023 | 5.2861 | 5.0735 | 5.355 | 4.5806 | 5.0152 | 4.7457 | 4.6775 | 4.7087 | 5.2216 | 5.4999 | 5.6225 | 5.9718 | 5.4872 | 4.8852 | 4.3607 | 3.9546
2044-03-22 | 3.9069 | 3.8003 | 3.7254 | 3.6319 | 3.6866 | 3.956 | 4.3461 | 4.5293 | 4.6536 | 4.4942 | 4.3651 | 4.3295 | 4.7158 | 4.5764 | 4.7662 | 5.2033 | 5.3854 | 5.7087 | 6.0422 | 5.9346 | 5.5601 | 4.9927 | 4.5303 | 4.1278
2044-03-23 | 3.9484 | 3.8176 | 3.66 | 3.5692 | 3.6147 | 3.9022 | 4.3719 | 4.3869 | 4.5097 | 4.3224 | 4.2118 | 4.5 | 4.5785 | 4.5973 | 4.6573 | 4.7967 | 5.0402 | 5.4666 | 5.5013 | 5.6568 | 5.4907 | 5.0398 | 4.5107 | 4.021
2044-03-24 | 3.9253 | 3.8338 | 3.7363 | 3.7453 | 3.762 | 4.1173 | 4.5954 | 4.7274 | 4.9701 | 5.1478 | 5.2735 | 5.3723 | 5.1617 | 5.082 | 5.232 | 5.2174 | 5.385 | 5.9198 | 5.6853 | 5.8731 | 5.6919 | 4.9101 | 4.3055 | 3.942
2044-03-25 | 3.8106 | 3.6643 | 3.5678 | 3.5466 | 3.5664 | 3.8264 | 4.2358 | 4.3292 | 4.3348 | 4.0952 | 4.2096 | 4.32 | 4.3059 | 3.9481 | 4.1304 | 4.5287 | 4.8669 | 5.1627 | 5.1669 | 5.2438 | 5.0286 | 4.6275 | 4.3255 | 4.0609
2044-03-26 | 3.8848 | 3.7969 | 3.7361 | 3.6383 | 3.6252 | 3.8501 | 3.9708 | 4.1338 | 4.482 | 4.552 | 4.4961 | 5.0584 | 4.3419 | 4.1524 | 4.3162 | 4.5201 | 4.7153 | 5.3257 | 5.3214 | 5.4774 | 5.0624 | 4.5219 | 4.3516 | 3.8924
2044-03-27 | 3.797 | 3.665 | 3.5806 | 3.4988 | 3.5224 | 3.7055 | 3.8099 | 3.8428 | 4.2732 | 3.9733 | 4.0336 | 4.2483 | 3.7913 | 3.7155 | 3.8024 | 4.2642 | 4.6943 | 5.3333 | 5.437 | 5.5905 | 5.2309 | 4.7952 | 4.1475 | 3.8637
2044-03-28 | 3.7812 | 3.8588 | 3.7606 | 3.7201 | 3.7153 | 3.9326 | 4.1764 | 4.5704 | 4.8265 | 4.5315 | 4.668 | 4.4707 | 4.4956 | 4.3348 | 4.0733 | 4.3317 | 4.5216 | 5.1456 | 5.068 | 5.4032 | 4.9801 | 4.4452 | 4.0106 | 3.7386
2044-03-29 | 3.7552 | 3.5419 | 3.5265 | 3.4576 | 3.5604 | 3.8281 | 4.0052 | 4.1582 | 4.1976 | 4.1363 | 4.0461 | 4.1548 | 4.0681 | 3.9285 | 3.9996 | 4.2373 | 4.539 | 5.2988 | 5.8627 | 5.9959 | 5.7355 | 5.2542 | 4.5462 | 4.2475
2044-03-30 | 4.1133 | 4.0093 | 3.7912 | 3.6945 | 3.7355 | 4.051 | 4.3172 | 4.4948 | 4.6504 | 4.8801 | 4.7874 | 4.4796 | 4.2735 | 4.0228 | 4.1789 | 4.8784 | 5.2046 | 5.9099 | 6.0685 | 6.2612 | 5.7365 | 4.655 | 4.3489 | 4.17
2044-03-31 | 4.1523 | 3.7327 | 3.7734 | 3.6595 | 3.6934 | 3.9819 | 4.1616 | 4.3161 | 4.4124 | 4.2522 | 4.5671 | 4.645 | 4.5587 | 4.348 | 4.5738 | 5.0118 | 5.517 | 5.9527 | 6.1968 | 6.0617 | 5.5143 | 5.2069 | 4.6802 | 4.3506
2044-04-01 | 4.0719 | 4.0072 | 3.8811 | 3.8668 | 3.9012 | 4.2145 | 4.5687 | 4.8986 | 5.2982 | 5.0584 | 5.0643 | 4.9242 | 4.5425 | 4.772 | 5.0722 | 5.3314 | 5.4393 | 5.6934 | 5.6546 | 5.7923 | 5.4633 | 4.881 | 4.472 | 3.972
2044-04-02 | 3.8349 | 3.6729 | 3.6547 | 3.6492 | 3.6718 | 3.9244 | 3.96 | 4.0412 | 4.139 | 4.0662 | 3.9801 | 4.3553 | 4.2236 | 4.2244 | 4.2241 | 4.3771 | 4.7192 | 5.4331 | 5.7491 | 5.9737 | 5.3415 | 5.1339 | 4.7873 | 4.3166
2044-04-03 | 4.1606 | 3.9843 | 3.8738 | 3.8247 | 3.8373 | 3.9892 | 4.1026 | 4.398 | 4.5271 | 4.2907 | 4.8215 | 4.8019 | 4.5687 | 4.5931 | 4.4694 | 4.8967 | 5.1935 | 5.4546 | 5.5475 | 5.8064 | 5.0908 | 4.8034 | 4.369 | 4.1322
2044-04-04 | 4.0192 | 3.753 | 3.7463 | 3.7286 | 3.7438 | 3.9586 | 4.2827 | 4.5335 | 4.8087 | 4.607 | 4.7779 | 5.0603 | 5.0632 | 4.7538 | 5.1308 | 5.4391 | 5.8324 | 6.1582 | 6.3246 | 6.2886 | 5.7751 | 5.1947 | 4.4717 | 4.1117
2044-04-05 | 4.139 | 4.0114 | 3.9221 | 3.7253 | 3.6752 | 3.9095 | 4.3477 | 4.5628 | 4.6225 | 4.4222 | 4.6226 | 4.4699 | 4.319 | 4.3662 | 4.5614 | 4.8529 | 5.3911 | 5.9197 | 6.3261 | 6.2489 | 5.9928 | 5.0472 | 4.5736 | 4.1566
2044-04-06 | 4.1241 | 4.0038 | 3.8136 | 3.6819 | 3.7664 | 4.1282 | 4.5232 | 5.0523 | 5.266 | 5.1907 | 4.8308 | 4.8157 | 4.532 | 4.4436 | 4.2778 | 4.6701 | 5.1514 | 5.9383 | 6.128 | 6.1672 | 5.632 | 5.1026 | 4.7729 | 4.1627
2044-04-07 | 4.0363 | 3.9844 | 3.8674 | 3.7827 | 3.825 | 4.1545 | 4.5698 | 5.0937 | 5.3157 | 5.5822 | 5.7442 | 4.967 | 4.7247 | 4.7105 | 4.833 | 5.2648 | 5.6164 | 6.0633 | 6.1069 | 6.3174 | 5.965 | 5.0848 | 4.6531 | 4.1943
2044-04-08 | 3.9863 | 3.8949 | 3.85 | 3.8244 | 3.8658 | 4.1902 | 4.7671 | 5.263 | 6.1165 | 5.8377 | 5.3957 | 5.1246 | 5.1192 | 4.7874 | 5.1052 | 5.4001 | 5.8019 | 6.1067 | 6.213 | 6.2379 | 6.007 | 5.4239 | 4.919 | 4.3371
2044-04-09 | 4.127 | 4.0211 | 3.9865 | 3.9013 | 3.8719 | 4.1366 | 4.4283 | 4.6148 | 4.9333 | 4.7012 | 4.5298 | 4.2125 | 4.2771 | 4.1015 | 4.0717 | 4.2037 | 4.6786 | 5.491 | 5.3458 | 5.5471 | 5.0033 | 4.6413 | 4.4006 | 4.0326
2044-04-10 | 3.9645 | 3.8422 | 3.7995 | 3.7485 | 3.7865 | 4.0651 | 4.2759 | 4.2768 | 4.6782 | 4.6852 | 4.3038 | 4.4577 | 4.632 | 4.4741 | 4.4433 | 4.9523 | 5.1767 | 5.9511 | 6.063 | 6.1565 | 5.7977 | 5.3129 | 4.5735 | 4.1339
2044-04-11 | 3.822 | 3.8284 | 3.7673 | 3.7588 | 3.7074 | 4.0005 | 4.4138 | 4.501 | 4.3916 | 4.0528 | 3.9585 | 3.7815 | 3.7497 | 3.4944 | 3.7332 | 4.103 | 4.5895 | 5.3669 | 5.8929 | 6.2045 | 5.8118 | 5.2254 | 4.5085 | 4.1121
2044-04-12 | 4.1023 | 3.9805 | 3.8496 | 3.6974 | 3.6582 | 3.8617 | 4.2112 | 4.2651 | 4.3041 | 4.2987 | 4.1883 | 3.6818 | 4.6689 | 4.0404 | 4.2502 | 5.3313 | 5.6039 | 6.1823 | 6.3277 | 6.134 | 5.9666 | 5.1348 | 4.5809 | 4.4336
2044-04-13 | 4.337 | 4.1254 | 3.8093 | 3.8509 | 3.9504 | 4.2934 | 4.7982 | 4.828 | 5.2548 | 5.1768 | 4.4828 | 4.4822 | 4.4351 | 4.6511 | 5.1004 | 5.5191 | 5.8368 | 6.2568 | 6.147 | 6.1001 | 5.8419 | 5.1536 | 4.5721 | 4.1748
2044-04-14 | 4.0227 | 3.9983 | 3.8932 | 3.8815 | 3.8441 | 4.1477 | 4.4021 | 4.0604 | 4.2911 | 4.1379 | 3.9945 | 4.3604 | 4.5179 | 3.9643 | 4.3444 | 4.8008 | 5.1401 | 5.625 | 5.8609 | 5.9178 | 5.3573 | 4.7399 | 4.4442 | 4.1607
2044-04-15 | 3.9418 | 3.7935 | 3.7731 | 3.6799 | 3.8672 | 3.9856 | 4.3633 | 4.4828 | 5.0808 | 5.085 | 5.2876 | 5.1318 | 5.1129 | 4.7725 | 5.0354 | 5.5335 | 5.6795 | 6.1999 | 6.3293 | 6.2061 | 5.8515 | 5.5306 | 4.6726 | 4.3235
2044-04-16 | 4.1657 | 4.0878 | 4.014 | 3.915 | 3.9976 | 4.0885 | 4.1792 | 4.373 | 4.7981 | 4.8459 | 4.923 | 4.615 | 4.4373 | 4.4181 | 4.5372 | 4.7635 | 4.8871 | 5.5705 | 5.8104 | 5.7873 | 5.412 | 4.8354 | 4.4118 | 4.0801
2044-04-17 | 4.0608 | 4.2819 | 4.0299 | 3.7914 | 3.911 | 4.2314 | 4.49 | 4.8401 | 5.142 | 5.2705 | 5.0015 | 4.7829 | 4.8057 | 4.6397 | 4.9129 | 5.2157 | 5.6927 | 6.0966 | 6.217 | 6.445 | 6.1262 | 5.6367 | 4.3819 | 4.0643
2044-04-18 | 3.9908 | 3.9009 | 3.9006 | 3.7628 | 3.7731 | 3.9783 | 4.2668 | 4.5386 | 4.7825 | 4.4157 | 5.0616 | 4.5188 | 4.1 | 3.8639 | 4.0772 | 3.9378 | 4.3772 | 5.1376 | 5.3813 | 5.6779 | 5.3247 | 4.7464 | 4.1858 | 3.8977
2044-04-19 | 3.9787 | 3.8578 | 3.8596 | 3.7409 | 3.7433 | 4.1582 | 4.3459 | 4.3799 | 4.7219 | 4.7378 | 4.5092 | 4.181 | 4.2285 | 4.0683 | 4.2316 | 4.3681 | 4.8922 | 5.3852 | 5.6892 | 5.7436 | 5.4406 | 4.8709 | 4.2497 | 4.0866
2044-04-20 | 4 | 3.9011 | 3.7395 | 3.6969 | 3.7106 | 4.116 | 4.3277 | 4.5312 | 4.6755 | 4.3024 | 4.1201 | 4.0041 | 4.0505 | 3.9269 | 4.1931 | 4.8319 | 5.1343 | 5.3993 | 5.7036 | 5.8181 | 5.365 | 4.9138 | 4.3278 | 4.0814
2044-04-21 | 4.0377 | 3.8791 | 3.9464 | 3.9937 | 4.1353 | 4.6548 | 4.8959 | 4.9122 | 5.1684 | 4.3034 | 4.1135 | 3.9526 | 3.9898 | 3.9398 | 3.8425 | 4.3376 | 4.7341 | 5.5704 | 5.7595 | 5.8547 | 5.5601 | 4.9099 | 4.4293 | 4.0781
2044-04-22 | 4.0073 | 3.8645 | 3.816 | 3.8011 | 3.8154 | 4.232 | 4.412 | 4.5279 | 4.7534 | 4.4434 | 4.2319 | 4.1916 | 4.1463 | 4.2947 | 4.7779 | 4.9214 | 5.2287 | 5.6593 | 6.1253 | 6.0159 | 5.6092 | 5.2197 | 4.7116 | 4.3759
2044-04-23 | 4.2277 | 4.0457 | 3.9463 | 3.893 | 3.749 | 4.0247 | 4.1431 | 4.3695 | 4.6332 | 4.2636 | 4.6278 | 4.6506 | 4.4326 | 4.2095 | 4.3229 | 4.5881 | 5.0907 | 5.3893 | 5.5528 | 5.3697 | 5.3407 | 4.9911 | 4.8038 | 4.44
2044-04-24 | 4.259 | 4.1172 | 3.9332 | 3.7507 | 3.8836 | 4.0293 | 4.1203 | 4.4282 | 4.589 | 4.4451 | 4.5294 | 4.6213 | 4.9095 | 4.709 | 5.0652 | 5.0842 | 5.4582 | 5.7535 | 5.8734 | 5.8563 | 5.554 | 5.099 | 4.8287 | 4.2478
2044-04-25 | 4.169 | 4.2122 | 4.2318 | 4.1887 | 4.157 | 4.1977 | 4.8143 | 4.9949 | 4.9982 | 4.5228 | 4.6039 | 4.9259 | 4.8278 | 4.6044 | 4.5014 | 5.1603 | 5.4713 | 5.6622 | 5.732 | 5.658 | 5.316 | 4.8633 | 4.4502 | 4.1514
2044-04-26 | 4.0982 | 3.8954 | 3.8523 | 3.6902 | 3.7278 | 3.9808 | 4.1404 | 4.2321 | 4.4239 | 4.256 | 4.3566 | 4.2779 | 4.2997 | 4.3984 | 4.463 | 4.5973 | 4.9963 | 5.6017 | 5.872 | 5.8202 | 5.2257 | 4.6986 | 4.3399 | 4.0209
2044-04-27 | 3.9418 | 3.7568 | 3.5715 | 3.5642 | 3.6645 | 4.0647 | 4.257 | 4.3741 | 4.7243 | 4.7969 | 4.6415 | 4.7133 | 4.5218 | 4.4061 | 4.4248 | 4.5044 | 4.6317 | 4.9352 | 5.3199 | 5.5584 | 5.1549 | 4.7618 | 4.2781 | 4.0465
2044-04-28 | 3.9096 | 3.7854 | 3.7372 | 3.6423 | 3.6753 | 4.1313 | 4.2022 | 4.3196 | 4.5432 | 4.3351 | 4.3612 | 4.5943 | 4.9379 | 4.766 | 4.8078 | 4.9601 | 5.1452 | 5.23 | 5.3733 | 5.5076 | 5.0701 | 4.799 | 4.3617 | 4.0016
2044-04-29 | 3.9621 | 3.7309 | 3.6916 | 3.7689 | 3.8506 | 4.1563 | 4.4077 | 4.5081 | 4.6581 | 4.4324 | 4.3198 | 4.057 | 4.057 | 3.8934 | 3.9541 | 4.4766 | 5.0067 | 5.2929 | 5.553 | 5.5285 | 5.3651 | 5.1248 | 4.5314 | 4.2453
2044-04-30 | 4.079 | 3.9647 | 3.9828 | 3.9639 | 4.0275 | 4.3806 | 4.4133 | 4.4885 | 4.6198 | 4.8552 | 4.6383 | 4.5063 | 4.6796 | 4.5283 | 4.4823 | 4.6469 | 4.7856 | 4.7448 | 4.9094 | 4.8097 | 4.6062 | 4.5278 | 4.215 | 3.882
2044-05-01 | 3.5649 | 3.5077 | 3.3948 | 3.3052 | 3.3315 | 3.6962 | 3.7938 | 3.868 | 3.9501 | 3.7524 | 3.4977 | 3.4276 | 3.1982 | 3.2005 | 3.4396 | 3.7486 | 3.8581 | 4.1118 | 4.3263 | 4.4245 | 4.2158 | 4.0569 | 3.7246 | 3.5595
2044-05-02 | 3.4513 | 3.3886 | 3.3873 | 3.3124 | 3.3319 | 3.5548 | 3.9052 | 3.9878 | 3.9873 | 3.7999 | 3.8756 | 3.886 | 3.8129 | 3.4413 | 3.5724 | 3.7582 | 4.0115 | 4.3689 | 4.6177 | 4.7849 | 4.6878 | 4.3013 | 3.7593 | 3.4489
2044-05-03 | 3.4742 | 3.3167 | 3.3113 | 3.247 | 3.2803 | 3.6135 | 3.652 | 3.9167 | 3.9851 | 3.9495 | 4.0181 | 4.0561 | 4.0711 | 3.5146 | 3.9052 | 4.5205 | 4.6736 | 4.7219 | 5.0992 | 5.1253 | 4.76 | 4.4405 | 4.0626 | 3.8056
2044-05-04 | 3.709 | 3.5052 | 3.4466 | 3.4808 | 3.5788 | 4.0815 | 4.1524 | 4.2394 | 4.3529 | 4.247 | 4.4026 | 4.9585 | 4.6179 | 4.2421 | 4.5318 | 5.1827 | 5.2458 | 5.1055 | 5.2308 | 5.5183 | 5.2777 | 4.8774 | 4.4189 | 3.7875
2044-05-05 | 3.7398 | 3.5488 | 3.5112 | 3.511 | 3.6025 | 3.9833 | 4.2078 | 4.1943 | 4.1604 | 4.1017 | 4.0952 | 4.0787 | 3.8086 | 3.51 | 3.8019 | 4.0155 | 4.2876 | 4.6051 | 4.8277 | 4.9395 | 4.7203 | 4.5312 | 4.2678 | 3.8511
2044-05-06 | 3.7814 | 3.6104 | 3.678 | 3.5959 | 3.6553 | 3.9782 | 4.1853 | 4.2268 | 4.3849 | 4.0858 | 4.1132 | 4.0622 | 3.9719 | 3.833 | 3.9367 | 4.1002 | 4.5075 | 4.8932 | 5.0551 | 5.0176 | 4.7908 | 4.6124 | 4.029 | 3.8077
2044-05-07 | 3.6966 | 3.6931 | 3.6629 | 3.6048 | 3.5921 | 3.8015 | 3.8602 | 4.0313 | 4.3198 | 4.1231 | 3.9564 | 4.2224 | 4.7053 | 4.4928 | 4.5306 | 4.5064 | 4.6797 | 5.1046 | 4.9744 | 4.9986 | 4.8867 | 4.7259 | 4.3983 | 4.0509
2044-05-08 | 3.9545 | 3.8197 | 3.7264 | 3.6074 | 3.6917 | 3.7091 | 3.8768 | 4.1902 | 4.4417 | 4.0891 | 4.2719 | 4.5982 | 4.3943 | 4.4822 | 4.5377 | 4.6243 | 4.6923 | 5.0197 | 5.2442 | 5.4034 | 5.2294 | 4.7733 | 4.3238 | 4.0405
2044-05-09 | 3.9793 | 3.8962 | 3.9125 | 3.8712 | 3.9284 | 4.1442 | 4.3869 | 4.4301 | 4.9124 | 4.8465 | 4.5458 | 4.7004 | 4.5429 | 4.2996 | 4.5408 | 4.8242 | 5.6503 | 5.8265 | 5.7984 | 5.6658 | 5.718 | 5.2298 | 4.6984 | 4.2188
2044-05-10 | 4.4421 | 4.3919 | 4.3802 | 4.2974 | 4.2849 | 4.6423 | 4.7207 | 5.0637 | 5.4435 | 5.2402 | 5.282 | 5.4444 | 5.01 | 4.9579 | 5.308 | 5.2944 | 5.6039 | 6.0259 | 6.2589 | 6.3346 | 6.2925 | 5.7267 | 5.0786 | 4.593
2044-05-11 | 4.1687 | 3.9791 | 3.8352 | 3.8078 | 3.9594 | 4.2934 | 4.369 | 4.6624 | 5.2459 | 5.0093 | 4.9549 | 4.8175 | 4.8583 | 4.7183 | 4.7952 | 5.1447 | 5.3369 | 5.8509 | 5.6568 | 5.9391 | 5.8607 | 5.4698 | 4.7547 | 4.4354
2044-05-12 | 4.3083 | 4.1229 | 4.0162 | 4.1184 | 4.1309 | 4.4878 | 4.8253 | 5.0855 | 5.2252 | 4.9843 | 4.9605 | 4.7799 | 4.7149 | 4.4888 | 4.7718 | 5.1596 | 5.4967 | 5.8965 | 5.8279 | 5.7749 | 5.517 | 5.2586 | 4.8035 | 4.4227
2044-05-13 | 4.2658 | 4.1392 | 4.0635 | 4.2008 | 4.1719 | 4.5876 | 4.8471 | 5.1748 | 5.2783 | 5.1616 | 5.0943 | 4.9276 | 4.7644 | 4.5859 | 4.9738 | 5.4793 | 5.6585 | 5.7361 | 5.7374 | 5.7588 | 5.6604 | 5.5169 | 5.0562 | 4.5386
2044-05-14 | 4.2998 | 4.1444 | 4.1341 | 4.1095 | 4.1523 | 4.4938 | 4.4715 | 4.6078 | 5.3152 | 5.0802 | 4.9919 | 4.8305 | 4.7884 | 4.657 | 4.6157 | 4.8661 | 5.1512 | 5.3804 | 5.466 | 5.6173 | 5.5319 | 5.2503 | 4.8705 | 4.3738
2044-05-15 | 4.252 | 4.0894 | 4.008 | 3.94 | 3.9931 | 4.1983 | 4.2513 | 4.4506 | 5.0454 | 4.8206 | 4.8676 | 4.9516 | 4.7149 | 4.6934 | 4.831 | 5.1279 | 5.4119 | 5.4382 | 5.6211 | 5.5845 | 5.4734 | 5.2034 | 4.7359 | 4.2444
2044-05-16 | 4.1278 | 4.2299 | 4.0851 | 3.9951 | 3.9982 | 4.1917 | 4.488 | 4.5555 | 5.1284 | 5.2157 | 4.9028 | 5.0737 | 4.9265 | 4.8111 | 4.885 | 5.1275 | 5.2428 | 5.7353 | 5.8387 | 5.8398 | 5.8982 | 5.4584 | 5.076 | 4.5475
2044-05-17 | 4.3985 | 4.0661 | 4.0529 | 3.9367 | 3.8965 | 4.2105 | 4.6894 | 4.8232 | 5.3283 | 4.9679 | 4.7311 | 4.9142 | 4.7555 | 4.7579 | 4.8773 | 5.236 | 5.4016 | 5.6807 | 5.8159 | 5.7734 | 5.7996 | 5.095 | 4.6054 | 4.3204
2044-05-18 | 4.2487 | 4.0949 | 4.0856 | 3.8913 | 4.0867 | 4.4076 | 4.5481 | 4.6309 | 4.7314 | 4.5538 | 4.5954 | 4.707 | 4.4274 | 4.3084 | 4.6523 | 4.7842 | 5.0451 | 5.4271 | 5.4669 | 5.6924 | 5.5303 | 5.352 | 4.8209 | 4.508
2044-05-19 | 4.356 | 4.2081 | 4.1333 | 4.2041 | 4.264 | 4.5869 | 4.7393 | 4.8998 | 5.0835 | 5.1193 | 5.0981 | 4.9887 | 4.8785 | 4.743 | 5.2447 | 5.2657 | 5.3401 | 5.6328 | 5.7229 | 5.7147 | 5.4364 | 5.2923 | 4.7479 | 4.3104
2044-05-20 | 4.2079 | 4.0486 | 3.9686 | 4.0031 | 4.1596 | 4.4677 | 4.6271 | 4.6864 | 4.9838 | 4.7804 | 4.8853 | 4.8132 | 4.5781 | 4.4279 | 4.4234 | 4.7394 | 5.0615 | 5.6477 | 5.5889 | 5.8335 | 5.6115 | 5.4132 | 4.9926 | 4.5671
2044-05-21 | 4.3387 | 4.2224 | 4.2008 | 4.2075 | 4.1357 | 4.3894 | 4.0461 | 4.2116 | 4.7026 | 4.6511 | 4.4279 | 4.6463 | 4.1513 | 4.0616 | 3.9667 | 4.2775 | 4.6332 | 5.1415 | 5.1589 | 5.085 | 4.9223 | 4.8259 | 4.5051 | 4.1564
2044-05-22 | 4.0528 | 4.0258 | 3.9854 | 3.8579 | 3.9688 | 4.0636 | 4.037 | 4.1538 | 4.635 | 4.6253 | 4.626 | 4.6071 | 4.4918 | 4.3521 | 4.5514 | 4.7215 | 4.918 | 5.4249 | 5.5022 | 5.4497 | 5.053 | 4.9296 | 4.6728 | 4.2867
2044-05-23 | 4.1855 | 4.0995 | 4.0496 | 3.9784 | 3.9107 | 3.9898 | 4.0162 | 4.2301 | 4.4323 | 4.4087 | 4.7234 | 4.5529 | 4.2198 | 4.1761 | 4.4032 | 4.6082 | 4.8941 | 5.1054 | 5.186 | 5.2808 | 5.2926 | 4.9821 | 4.652 | 4.3456
2044-05-24 | 4.3491 | 4.2354 | 4.1896 | 4.0702 | 4.1373 | 4.3309 | 4.2907 | 4.4998 | 5.0013 | 5.016 | 5.0045 | 5.035 | 5.1914 | 4.98 | 5.0914 | 5.2316 | 5.501 | 5.7913 | 5.673 | 5.747 | 5.4895 | 5.1586 | 4.6514 | 4.3177
2044-05-25 | 4.187 | 4.0275 | 3.9623 | 3.9814 | 3.8117 | 4.1568 | 4.3333 | 4.4349 | 4.6956 | 4.7721 | 4.5279 | 4.5937 | 4.6377 | 4.6438 | 4.7977 | 4.7458 | 5.1184 | 5.3303 | 5.4095 | 5.5411 | 5.42 | 5.1351 | 4.5043 | 4.2503
2044-05-26 | 4.1665 | 3.937 | 3.87 | 3.8646 | 3.701 | 4.1295 | 4.2597 | 4.5516 | 4.7729 | 4.6738 | 4.7127 | 4.688 | 4.7463 | 4.615 | 4.6189 | 5.0614 | 5.2288 | 5.4049 | 5.5642 | 5.6928 | 5.656 | 5.168 | 4.6882 | 4.1658
2044-05-27 | 4.0351 | 3.8802 | 3.7766 | 3.801 | 3.9267 | 4.3849 | 4.8067 | 4.7126 | 5.0416 | 4.8673 | 4.7319 | 4.7908 | 4.6717 | 4.385 | 4.5997 | 5.0525 | 5.0958 | 5.3643 | 5.1369 | 5.0935 | 5.1025 | 5.1223 | 4.5899 | 4.3098
2044-05-28 | 4.1752 | 4.0467 | 3.9149 | 3.8812 | 3.9526 | 4.2906 | 4.132 | 4.2882 | 4.774 | 4.591 | 4.4906 | 4.5238 | 4.4845 | 4.2539 | 4.47 | 4.5879 | 4.8102 | 5.2262 | 5.398 | 5.292 | 5.3052 | 5.0478 | 4.7582 | 4.3431
2044-05-29 | 4.1346 | 3.983 | 3.8726 | 3.9006 | 3.9818 | 4.0857 | 4.2039 | 4.262 | 4.7774 | 4.5608 | 4.3675 | 4.266 | 4.5167 | 4.3636 | 4.5343 | 4.627 | 4.7869 | 5.1529 | 5.1325 | 5.2736 | 5.0832 | 4.9711 | 4.4095 | 4.1487
2044-05-30 | 4.0439 | 4.0264 | 3.9409 | 4.0504 | 4.0373 | 4.259 | 4.3276 | 4.2698 | 4.5512 | 4.5963 | 4.8089 | 4.4947 | 4.644 | 4.5647 | 4.9518 | 5.0827 | 5.0943 | 5.3969 | 5.5817 | 5.6742 | 5.5632 | 5.0124 | 4.6169 | 4.2506
2044-05-31 | 4.2157 | 4.0266 | 4.0126 | 3.8886 | 3.9843 | 4.3287 | 4.6517 | 4.3818 | 4.5209 | 4.6872 | 4.8555 | 4.8245 | 4.7764 | 4.4981 | 4.9333 | 5.0499 | 5.1127 | 5.4964 | 5.5684 | 5.5734 | 5.5511 | 5.1251 | 4.8125 | 4.4579
2044-06-01 | 4.2251 | 4.0783 | 3.9831 | 4.0041 | 4.0248 | 4.2827 | 4.3453 | 4.3129 | 4.7961 | 4.7483 | 4.5711 | 4.4714 | 4.551 | 4.6424 | 4.5328 | 4.9387 | 4.9541 | 5.3828 | 5.4563 | 5.6056 | 5.5737 | 5.3471 | 5.039 | 4.6861
2044-06-02 | 4.442 | 4.2947 | 4.1616 | 4.1095 | 4.2171 | 4.4578 | 4.6186 | 4.6263 | 4.8501 | 4.7842 | 4.4834 | 4.4856 | 4.0722 | 4.0267 | 4.2232 | 4.6928 | 4.8356 | 5.138 | 5.2785 | 5.2679 | 5.1962 | 4.9287 | 4.6146 | 4.2348
2044-06-03 | 4.0828 | 4.0165 | 3.9765 | 3.9137 | 4.0235 | 4.2783 | 4.3981 | 4.4629 | 4.8128 | 4.6598 | 4.6924 | 4.5757 | 4.614 | 4.5339 | 4.6298 | 4.8134 | 4.8898 | 5.154 | 5.4088 | 5.5011 | 5.3332 | 5.1655 | 4.7807 | 4.504
2044-06-04 | 4.3038 | 3.9698 | 3.9018 | 3.8496 | 4.0005 | 4.2249 | 4.3841 | 4.3902 | 4.6885 | 4.6278 | 4.5557 | 4.6908 | 4.2986 | 4.0847 | 4.4283 | 4.7038 | 4.8283 | 5.4055 | 5.2012 | 5.2885 | 5.2349 | 5.0326 | 4.7086 | 4.2494
2044-06-05 | 4.1264 | 4.0303 | 3.9785 | 3.9265 | 3.9948 | 4.1099 | 4.2709 | 4.3556 | 4.564 | 4.4611 | 4.5632 | 4.48 | 4.6079 | 4.6052 | 4.513 | 4.7027 | 4.6485 | 5.0171 | 5.4146 | 5.4751 | 5.4156 | 5.0816 | 4.7632 | 4.3121
2044-06-06 | 4.2019 | 3.9988 | 3.9962 | 4.0544 | 4.0652 | 4.2087 | 4.2641 | 4.5903 | 5.0626 | 4.8474 | 5.0096 | 4.7782 | 4.813 | 4.7131 | 4.7869 | 5.0159 | 5.2866 | 5.6572 | 5.6247 | 5.5988 | 5.5937 | 5.3177 | 4.9497 | 4.393
2044-06-07 | 4.1489 | 3.9904 | 3.9269 | 3.8879 | 3.9783 | 4.1051 | 4.1741 | 4.2809 | 4.7609 | 4.4859 | 4.4699 | 4.4097 | 4.25 | 4.138 | 4.2629 | 4.5121 | 4.7923 | 5.2879 | 5.5981 | 5.6292 | 5.6027 | 5.2549 | 4.7902 | 4.4776
2044-06-08 | 4.3849 | 4.1154 | 3.9642 | 3.9396 | 3.9544 | 4.3203 | 4.3316 | 4.4913 | 4.7287 | 4.7709 | 4.8055 | 4.809 | 4.3156 | 4.3307 | 4.5174 | 5.016 | 4.9915 | 5.4478 | 5.562 | 5.684 | 5.5634 | 5.368 | 5.0054 | 4.6392
2044-06-09 | 4.4977 | 4.4218 | 4.2139 | 4.0917 | 4.1306 | 4.4216 | 4.3928 | 4.4347 | 4.6007 | 4.3847 | 4.4781 | 4.4186 | 4.4565 | 4.1556 | 4.3483 | 4.558 | 4.7067 | 5.0566 | 5.1668 | 5.2618 | 5.0772 | 4.8369 | 4.4334 | 4.2095
2044-06-10 | 4.0317 | 3.8864 | 3.8915 | 3.8605 | 3.9006 | 4.0371 | 4.0414 | 4.2269 | 4.6445 | 4.7759 | 4.8342 | 4.9296 | 4.8146 | 4.6895 | 4.8131 | 5.079 | 5.0571 | 5.4524 | 5.4626 | 5.4157 | 5.1785 | 5.0264 | 4.6446 | 4.3378
2044-06-11 | 4.1876 | 3.9636 | 3.9007 | 3.8882 | 3.9429 | 4.1617 | 4.1286 | 4.3894 | 4.4284 | 4.4565 | 4.1568 | 4.1795 | 4.1281 | 4.1015 | 4.2295 | 4.3718 | 4.5423 | 4.9526 | 5.0351 | 5.036 | 4.8743 | 4.6698 | 4.4532 | 4.1862
2044-06-12 | 4.0942 | 4.0658 | 3.9744 | 3.9489 | 3.9004 | 4.0926 | 3.9358 | 4.0265 | 4.4163 | 4.246 | 4.2903 | 4.3632 | 4.2257 | 4.2686 | 4.5064 | 4.7274 | 4.7926 | 5.1686 | 5.4103 | 5.5381 | 5.4045 | 5.0213 | 4.5661 | 4.2908
2044-06-13 | 4.168 | 4.0752 | 3.8761 | 3.9198 | 3.9897 | 4.0519 | 3.9673 | 4.1262 | 4.5907 | 4.4697 | 4.6359 | 4.3677 | 4.2518 | 4.4678 | 4.5068 | 4.5395 | 4.9278 | 5.2949 | 5.3514 | 5.3304 | 5.2293 | 4.8554 | 4.5432 | 4.3692
2044-06-14 | 4.357 | 4.1948 | 4.1377 | 4.0767 | 4.1202 | 4.355 | 4.2643 | 4.4806 | 4.7549 | 4.929 | 5.0921 | 5.023 | 4.888 | 4.7576 | 5.1844 | 5.2627 | 5.4197 | 5.6341 | 5.708 | 5.766 | 5.7152 | 5.2477 | 4.887 | 4.6203
2044-06-15 | 4.4189 | 4.3478 | 4.0959 | 4.0227 | 4.1038 | 4.4079 | 4.3937 | 4.6983 | 4.7563 | 4.5955 | 4.4997 | 4.4556 | 4.4766 | 4.3399 | 4.4698 | 4.7707 | 4.9621 | 5.4173 | 5.493 | 5.6429 | 5.5447 | 5.1819 | 4.7057 | 4.3524
2044-06-16 | 4.2108 | 4.0863 | 4.0142 | 4.0846 | 4.0334 | 4.1626 | 4.2025 | 4.2389 | 5.0095 | 4.8108 | 4.7232 | 4.8597 | 4.5807 | 4.4577 | 4.4556 | 4.6695 | 4.9725 | 5.4395 | 5.5293 | 5.6086 | 5.4121 | 5.0744 | 4.6429 | 4.4099
2044-06-17 | 4.3198 | 4.1755 | 4.1119 | 4.0097 | 4.0023 | 4.2357 | 4.3275 | 4.4225 | 4.7365 | 4.7627 | 4.8713 | 5.0345 | 4.814 | 4.827 | 4.9266 | 5.067 | 4.952 | 5.1143 | 5.0006 | 5.2258 | 5.0703 | 5.0232 | 4.6496 | 4.2998
2044-06-18 | 4.0764 | 3.9693 | 3.9693 | 3.9264 | 3.8889 | 4.1529 | 4.3511 | 4.345 | 4.7313 | 4.6696 | 4.5625 | 4.5473 | 4.3855 | 4.3648 | 4.7823 | 4.99 | 5.206 | 5.552 | 5.4409 | 5.561 | 5.4903 | 5.2898 | 4.9188 | 4.4905
2044-06-19 | 4.3277 | 4.305 | 4.0296 | 3.9762 | 4.0455 | 4.1118 | 4.3476 | 4.4044 | 4.6616 | 4.64 | 4.602 | 4.6982 | 4.6615 | 4.3757 | 4.4524 | 4.8239 | 4.934 | 5.2015 | 5.2875 | 5.4172 | 5.336 | 5.2052 | 4.7279 | 4.4715
2044-06-20 | 4.3249 | 4.2721 | 4.2652 | 4.1615 | 4.0391 | 4.2614 | 4.3598 | 4.4869 | 4.8537 | 4.812 | 4.5906 | 4.7482 | 4.8697 | 4.436 | 4.7057 | 4.9554 | 5.0335 | 5.4868 | 5.5679 | 5.5838 | 5.4505 | 5.157 | 4.7747 | 4.3533
2044-06-21 | 4.3817 | 4.24 | 4.2107 | 4.1881 | 4.2269 | 4.4141 | 4.4781 | 4.5779 | 4.8771 | 4.8074 | 4.8174 | 4.6103 | 4.4729 | 4.5792 | 4.8111 | 4.8258 | 4.9094 | 5.445 | 5.6863 | 5.7211 | 5.5104 | 5.1416 | 4.9527 | 4.7299
2044-06-22 | 4.5232 | 4.3359 | 4.1494 | 4.1579 | 4.1784 | 4.4014 | 4.2701 | 4.5683 | 4.7211 | 4.9052 | 4.7422 | 4.7694 | 4.3261 | 4.1372 | 4.5008 | 4.7417 | 4.7318 | 5.2394 | 5.2455 | 5.3069 | 5.1028 | 4.8709 | 4.5923 | 4.2445
2044-06-23 | 4.1408 | 3.977 | 3.9656 | 3.8994 | 3.8997 | 4.2054 | 4.3963 | 4.5161 | 4.7438 | 4.7806 | 4.7411 | 4.645 | 4.6676 | 4.4024 | 4.8124 | 4.8104 | 4.9713 | 5.4106 | 5.5565 | 5.6513 | 5.4654 | 5.1506 | 4.8164 | 4.5277
2044-06-24 | 4.4261 | 4.2852 | 4.2483 | 4.1606 | 4.2781 | 4.4709 | 4.6322 | 4.678 | 5.3028 | 5.1306 | 5.1907 | 5.0238 | 5.0129 | 4.8463 | 4.8951 | 4.7887 | 4.9212 | 5.3366 | 5.475 | 5.4561 | 5.312 | 5.1429 | 4.816 | 4.486
2044-06-25 | 4.2336 | 4.2227 | 4.0987 | 4.0309 | 3.994 | 4.1861 | 4.21 | 4.3067 | 4.5289 | 4.2892 | 4.1756 | 4.0811 | 4.1527 | 3.8694 | 4.2583 | 4.4792 | 4.541 | 5.0849 | 5.1399 | 5.0687 | 5.0229 | 4.7581 | 4.6548 | 4.4267
2044-06-26 | 4.2659 | 4.1468 | 4.0872 | 3.9774 | 4.0853 | 4.2432 | 4.2458 | 4.3699 | 4.5861 | 4.5461 | 4.5356 | 4.5678 | 4.5563 | 4.2485 | 4.2533 | 4.6206 | 4.6354 | 5.129 | 5.3551 | 5.3601 | 5.0899 | 4.9384 | 4.5431 | 4.3141
2044-06-27 | 4.2519 | 4.248 | 4.2313 | 4.1691 | 4.1992 | 4.2626 | 4.3237 | 4.5009 | 4.8741 | 4.939 | 4.95 | 4.8372 | 4.9464 | 4.8497 | 5.1203 | 5.3946 | 5.7626 | 6.0755 | 6.0683 | 6.2302 | 6.1143 | 5.3935 | 4.8463 | 4.457
2044-06-28 | 4.2262 | 4.0608 | 3.9825 | 3.8448 | 3.8964 | 4.1019 | 4.1764 | 4.3926 | 4.7191 | 4.6278 | 4.7262 | 4.6242 | 4.6576 | 4.5559 | 4.5778 | 4.7105 | 5.0584 | 5.5049 | 5.5866 | 5.7142 | 5.6561 | 5.0597 | 4.8821 | 4.4827
2044-06-29 | 4.3704 | 4.2068 | 4.0809 | 4.1406 | 4.035 | 4.3023 | 4.1539 | 4.2858 | 4.8668 | 4.8751 | 4.9601 | 4.8166 | 4.7388 | 4.6131 | 4.6517 | 5.0269 | 5.2084 | 5.6364 | 5.5782 | 5.8223 | 5.5157 | 5.2721 | 4.6926 | 4.342
2044-06-30 | 4.1674 | 4.0241 | 4.0183 | 3.9924 | 4.0246 | 4.2213 | 4.2346 | 4.3631 | 4.6487 | 4.7685 | 4.5198 | 4.8234 | 4.8366 | 4.7908 | 4.714 | 4.6765 | 4.9123 | 5.4838 | 5.1836 | 5.2889 | 4.9661 | 4.9065 | 4.9182 | 4.3758
2044-07-01 | 4.2083 | 4.0388 | 4.1089 | 4.095 | 4.1073 | 4.3885 | 4.4537 | 4.7518 | 4.8641 | 4.6745 | 4.9856 | 4.8485 | 4.9882 | 4.9048 | 4.8911 | 5.2829 | 5.4283 | 5.4241 | 5.5083 | 5.5163 | 5.3934 | 5.1779 | 4.9389 | 4.5049
2044-07-02 | 4.311 | 4.2075 | 4.1199 | 3.9797 | 4.1736 | 4.3472 | 4.2224 | 4.5422 | 4.8745 | 4.5999 | 4.5646 | 4.5716 | 4.5349 | 4.5268 | 4.6726 | 4.8576 | 4.9198 | 5.1726 | 5.1607 | 5.0217 | 4.9367 | 4.8504 | 4.8275 | 4.4861
2044-07-03 | 4.4009 | 4.3275 | 4.2288 | 4.1583 | 4.1954 | 4.2825 | 4.3207 | 4.6902 | 4.8712 | 4.8986 | 4.611 | 4.7822 | 4.6138 | 4.6232 | 4.7329 | 5.0534 | 5.1835 | 5.2652 | 5.3327 | 5.3926 | 5.2643 | 5.0054 | 4.5377 | 4.312
2044-07-04 | 4.1743 | 4.0739 | 4.0958 | 4.0933 | 4.1579 | 4.3453 | 4.4532 | 4.861 | 5.2708 | 4.9231 | 4.8561 | 4.8141 | 4.8335 | 4.7443 | 4.729 | 5.0055 | 5.2678 | 5.4036 | 5.7068 | 5.9155 | 5.8026 | 5.3632 | 4.9994 | 4.613
2044-07-05 | 4.5618 | 4.3254 | 4.3707 | 4.2687 | 4.3485 | 4.6507 | 4.6891 | 4.9772 | 5.2185 | 5.0523 | 4.9184 | 5.1742 | 5.1843 | 4.9644 | 4.9013 | 4.894 | 5.5401 | 6.2496 | 6.2767 | 6.284 | 6.1982 | 5.8255 | 5.3333 | 4.9648
2044-07-06 | 4.6296 | 4.4136 | 4.2414 | 4.1739 | 4.3583 | 4.5476 | 4.6791 | 4.894 | 5.1166 | 4.9253 | 4.7709 | 4.6855 | 4.6191 | 4.6543 | 4.6638 | 5.3257 | 5.7212 | 6.124 | 6.2088 | 6.2854 | 6.129 | 5.7605 | 5.2517 | 4.7119
2044-07-07 | 4.3874 | 4.3701 | 4.1902 | 4.0624 | 4.065 | 4.3346 | 4.339 | 4.69 | 4.9806 | 4.6953 | 4.5303 | 4.5724 | 4.4678 | 4.5218 | 4.4576 | 4.7033 | 4.9506 | 5.4034 | 5.4245 | 5.6361 | 5.3896 | 5.1338 | 4.736 | 4.4694
2044-07-08 | 4.3673 | 4.2415 | 4.0998 | 4.044 | 4.1274 | 4.2537 | 4.1239 | 4.3398 | 5.0319 | 4.7118 | 4.4416 | 4.5827 | 4.6973 | 4.4016 | 4.3796 | 4.6696 | 4.9535 | 5.4989 | 5.574 | 5.4906 | 5.2986 | 5.1024 | 4.7169 | 4.4809
2044-07-09 | 4.3514 | 4.1782 | 4.0717 | 4.0623 | 4.0641 | 4.176 | 4.0544 | 4.2823 | 4.7613 | 4.6435 | 4.3429 | 4.3417 | 4.2358 | 4.1448 | 4.3773 | 4.4587 | 4.7194 | 5.3819 | 5.3355 | 5.347 | 5.3081 | 4.8629 | 4.5839 | 4.2427
2044-07-10 | 4.1645 | 4.0474 | 3.9201 | 3.8292 | 3.8031 | 3.8846 | 3.881 | 4.0917 | 4.4863 | 4.2942 | 4.1907 | 4.288 | 4.1024 | 4.1099 | 4.2451 | 4.5638 | 4.6107 | 5.3156 | 5.4421 | 5.4342 | 5.3168 | 5.0162 | 4.6765 | 4.3018
2044-07-11 | 4.2149 | 4.1548 | 4.1654 | 4.0469 | 4.0352 | 4.1445 | 3.9448 | 4.3384 | 4.8607 | 4.6499 | 4.644 | 4.6773 | 4.8802 | 4.8081 | 4.8712 | 4.9759 | 5.1229 | 5.7108 | 5.8832 | 5.9816 | 5.8058 | 5.4106 | 4.7985 | 4.4804
2044-07-12 | 4.4131 | 4.1795 | 4.148 | 4.0478 | 4.0451 | 4.2255 | 4.0292 | 4.2186 | 4.5918 | 4.4835 | 4.4267 | 4.4565 | 4.5997 | 4.5281 | 4.637 | 4.6849 | 5.0269 | 5.5032 | 5.6407 | 5.7358 | 5.5707 | 5.2051 | 4.8211 | 4.5605
2044-07-13 | 4.4308 | 4.2562 | 4.0951 | 4.0372 | 4.1 | 4.5079 | 4.39 | 4.4773 | 5.1612 | 4.9905 | 4.8787 | 4.882 | 4.8605 | 4.7283 | 5.0981 | 5.2349 | 5.472 | 5.7728 | 5.9922 | 6.1353 | 5.9497 | 5.4307 | 4.9928 | 4.5118
2044-07-14 | 4.3506 | 4.2877 | 4.1454 | 4.035 | 4.1145 | 4.3111 | 4.2391 | 4.408 | 4.7337 | 4.6945 | 4.4305 | 4.5027 | 4.4408 | 4.4492 | 4.5006 | 4.6273 | 5.0628 | 5.4638 | 5.4727 | 5.5979 | 5.4435 | 5.2153 | 4.7617 | 4.4449
2044-07-15 | 4.4204 | 4.2885 | 4.2503 | 4.1607 | 4.3656 | 4.668 | 4.7517 | 4.9139 | 5.3476 | 5.1558 | 5.2769 | 5.1357 | 5.2256 | 5.0887 | 5.1787 | 5.2998 | 5.4073 | 5.9654 | 5.7913 | 5.7845 | 5.4879 | 5.21 | 4.5992 | 4.4372
2044-07-16 | 4.3149 | 4.2119 | 4.1082 | 4.0914 | 4.1263 | 4.2139 | 4.1618 | 4.2592 | 4.4367 | 4.4577 | 4.4605 | 4.4512 | 4.4118 | 4.3107 | 4.2581 | 4.5059 | 4.576 | 5.1268 | 5.1986 | 5.3286 | 5.2366 | 4.9812 | 4.627 | 4.4349
2044-07-17 | 4.2397 | 4.1757 | 4.0475 | 3.9679 | 4.0092 | 4.2042 | 4.1877 | 4.6095 | 4.9519 | 5.0151 | 4.7224 | 4.6515 | 4.7162 | 4.6377 | 4.4675 | 4.619 | 4.8863 | 5.4455 | 5.5582 | 5.7277 | 5.7915 | 5.3697 | 4.9033 | 4.4976
2044-07-18 | 4.3814 | 4.2993 | 4.2603 | 4.1204 | 4.0465 | 4.2939 | 4.2758 | 4.5037 | 4.796 | 4.6281 | 4.4252 | 4.7249 | 4.7085 | 4.3946 | 4.4634 | 4.8502 | 4.9685 | 5.4442 | 5.4723 | 5.5283 | 5.4964 | 5.1364 | 4.715 | 4.4598
2044-07-19 | 4.4022 | 4.2639 | 4.2958 | 4.1311 | 4.2314 | 4.4384 | 4.388 | 4.5436 | 4.8206 | 4.4454 | 4.5476 | 4.5488 | 4.5857 | 4.6236 | 4.8032 | 5.3067 | 5.3669 | 5.8542 | 5.9474 | 6.0356 | 5.9591 | 5.577 | 5.0777 | 4.6582
2044-07-20 | 4.4295 | 4.2905 | 4.1088 | 4.048 | 4.1427 | 4.3268 | 4.2964 | 4.6127 | 4.9946 | 4.8702 | 4.7167 | 4.9309 | 4.8721 | 4.9599 | 4.8089 | 5.0381 | 5.5265 | 5.7061 | 5.8414 | 5.9831 | 5.9656 | 5.4167 | 4.8076 | 4.443
2044-07-21 | 4.2556 | 4.1861 | 4.0433 | 4.0219 | 4.1045 | 4.3297 | 4.3059 | 4.4925 | 4.6932 | 4.8315 | 4.9132 | 5.0012 | 5.0138 | 4.7715 | 4.8158 | 5.248 | 5.4816 | 5.8452 | 5.9506 | 5.9191 | 5.7016 | 5.3797 | 4.9548 | 4.5154
2044-07-22 | 4.3489 | 4.2292 | 4.0857 | 4.1568 | 4.222 | 4.3959 | 4.4371 | 4.6595 | 4.9572 | 4.6465 | 4.5372 | 4.6749 | 4.4858 | 4.3122 | 4.5326 | 5.0356 | 5.1458 | 5.4428 | 5.5326 | 5.61 | 5.466 | 5.106 | 4.7867 | 4.416
2044-07-23 | 4.3842 | 4.194 | 4.0811 | 4.0105 | 4.0348 | 4.3493 | 4.3969 | 4.5778 | 4.8139 | 4.8772 | 4.7299 | 4.9453 | 4.8308 | 4.5295 | 4.6197 | 4.8116 | 4.9782 | 5.1989 | 5.3176 | 5.4984 | 5.3171 | 5.0021 | 4.7305 | 4.3884
2044-07-24 | 4.2584 | 4.1282 | 4.0058 | 4.0248 | 4.0411 | 4.1357 | 4.1689 | 4.5948 | 4.7574 | 4.5549 | 4.5425 | 4.5533 | 4.8998 | 4.5864 | 4.5037 | 4.7834 | 4.8915 | 5.2285 | 5.345 | 5.6882 | 5.4018 | 5.0505 | 4.7668 | 4.382
2044-07-25 | 4.4481 | 4.3831 | 4.3084 | 4.3056 | 4.2815 | 4.436 | 4.5425 | 4.8001 | 5.037 | 4.8728 | 5.0663 | 4.9176 | 5.2976 | 5.1581 | 5.2682 | 5.3635 | 5.6893 | 6.0595 | 6.3315 | 6.6231 | 6.52 | 6.1881 | 5.4096 | 4.966
2044-07-26 | 4.5682 | 3.8601 | 3.8373 | 4.0203 | 4.1976 | 4.295 | 4.211 | 4.7509 | 5.367 | 5.1681 | 4.7941 | 4.681 | 4.7588 | 4.4469 | 4.6619 | 5.0549 | 5.3418 | 5.673 | 5.8429 | 5.8492 | 5.6876 | 5.2539 | 4.847 | 4.5044
2044-07-27 | 4.3571 | 4.1903 | 4.1272 | 4.0179 | 4.1318 | 4.5019 | 4.4781 | 4.7389 | 4.8641 | 4.6431 | 4.5456 | 4.6944 | 4.6347 | 4.6346 | 4.8953 | 5.2623 | 5.4969 | 5.8238 | 6.0114 | 6.1168 | 5.9271 | 5.7372 | 5.284 | 4.8073
2044-07-28 | 4.7573 | 4.4771 | 4.3375 | 4.2636 | 4.2128 | 4.3183 | 4.4727 | 4.714 | 4.8348 | 4.7716 | 4.5176 | 4.5708 | 4.5628 | 4.3292 | 4.6111 | 4.9241 | 5.0521 | 5.5204 | 5.5389 | 5.6211 | 5.4962 | 5.3479 | 4.8866 | 4.5618
2044-07-29 | 4.4607 | 4.388 | 4.2649 | 4.3793 | 4.3848 | 4.6354 | 4.688 | 4.8263 | 4.9367 | 4.7462 | 4.6001 | 4.5527 | 4.6465 | 4.32 | 4.6467 | 4.8671 | 5.0323 | 5.1866 | 5.4381 | 5.4659 | 5.308 | 5.1404 | 4.8973 | 4.6224
2044-07-30 | 4.4027 | 4.2674 | 4.1679 | 4.1566 | 4.2473 | 4.4713 | 4.431 | 4.6621 | 4.8162 | 4.5517 | 4.456 | 4.5546 | 4.2599 | 4.152 | 4.4971 | 5.0498 | 5.189 | 5.3728 | 5.5931 | 5.717 | 5.6054 | 5.3417 | 5.0371 | 4.616
2044-07-31 | 4.4446 | 4.3491 | 4.2216 | 4.1708 | 4.1702 | 4.316 | 4.3159 | 4.478 | 4.6664 | 4.5518 | 4.762 | 4.8677 | 5.052 | 4.9411 | 4.8076 | 5.4151 | 5.4881 | 5.7474 | 5.8553 | 5.9646 | 5.8365 | 5.4674 | 5.1221 | 4.6735
2044-08-01 | 4.6034 | 4.4934 | 4.3215 | 4.2988 | 4.3001 | 4.3687 | 4.7199 | 4.7791 | 5.1012 | 4.9835 | 4.6797 | 4.7142 | 4.7167 | 4.3579 | 4.7552 | 5.2642 | 5.4707 | 5.7413 | 5.7881 | 5.8601 | 5.6829 | 5.2467 | 4.8916 | 4.6151
2044-08-02 | 4.5033 | 4.3699 | 4.4411 | 4.3257 | 4.4285 | 4.6287 | 4.9636 | 4.9492 | 5.1149 | 4.87 | 5.0468 | 5.1754 | 5.1256 | 5.2 | 5.148 | 5.5199 | 5.7434 | 6.0466 | 6.2043 | 6.2128 | 6.113 | 5.7277 | 5.2249 | 4.9026
2044-08-03 | 4.7729 | 4.6665 | 4.4318 | 4.4486 | 4.5139 | 4.6787 | 4.8914 | 4.8788 | 5.0019 | 4.9522 | 4.9112 | 4.9422 | 4.8736 | 4.6528 | 4.8416 | 5.3285 | 5.4873 | 5.7639 | 5.9034 | 6.1134 | 5.9959 | 5.5931 | 5.2357 | 4.9304
2044-08-04 | 4.835 | 4.7779 | 4.6921 | 4.5685 | 4.5105 | 4.6647 | 4.8694 | 4.7796 | 4.8844 | 4.769 | 4.6542 | 4.7361 | 4.7337 | 4.4748 | 4.7968 | 5.0391 | 5.4503 | 5.6285 | 5.7468 | 5.8077 | 5.4999 | 5.3593 | 4.9331 | 4.7155
2044-08-05 | 4.6882 | 4.5135 | 4.383 | 4.3445 | 4.3421 | 4.6484 | 4.5517 | 4.8134 | 5.4107 | 5.3033 | 4.978 | 4.9861 | 5.0457 | 4.7221 | 4.9781 | 5.1575 | 5.3284 | 5.6219 | 5.6376 | 5.7277 | 5.501 | 5.2745 | 4.8882 | 4.6114
2044-08-06 | 4.5479 | 4.3786 | 4.2755 | 4.1854 | 4.2664 | 4.3642 | 4.4079 | 4.6817 | 4.9308 | 4.8792 | 4.7919 | 4.7392 | 4.7823 | 4.5236 | 4.6859 | 5.0802 | 5.2627 | 5.446 | 5.5706 | 5.77 | 5.5844 | 5.336 | 5.0722 | 4.784
2044-08-07 | 4.6629 | 4.5839 | 4.4068 | 4.4602 | 4.4354 | 4.6791 | 4.7749 | 4.8274 | 5.0219 | 4.7942 | 4.8552 | 4.8977 | 4.9668 | 5.0638 | 5.0248 | 5.3194 | 5.3725 | 5.641 | 5.648 | 5.7928 | 5.5191 | 5.3157 | 4.8204 | 4.6007
2044-08-08 | 4.5111 | 4.4089 | 4.4317 | 4.391 | 4.3926 | 4.6052 | 4.8299 | 4.9369 | 5.1778 | 4.9299 | 4.8681 | 4.7874 | 4.874 | 4.776 | 4.5042 | 4.9833 | 5.2911 | 5.5532 | 5.8727 | 5.9781 | 5.8381 | 5.5519 | 5.1125 | 4.7724
2044-08-09 | 4.6833 | 4.572 | 4.55 | 4.398 | 4.4547 | 4.568 | 4.5718 | 4.7082 | 5.3059 | 5.1983 | 5.2112 | 5.3197 | 5.2201 | 5.1008 | 5.0446 | 5.1718 | 5.436 | 5.7627 | 5.9616 | 5.9967 | 5.9235 | 5.3885 | 4.9823 | 4.7307
2044-08-10 | 4.6171 | 4.4394 | 4.277 | 4.223 | 4.1557 | 4.5694 | 4.6355 | 4.8116 | 5.391 | 5.1383 | 4.8712 | 4.9829 | 4.9936 | 4.8176 | 4.8974 | 5.4384 | 5.4874 | 5.7879 | 5.7821 | 5.8294 | 5.6466 | 5.5017 | 5.0297 | 4.7071
2044-08-11 | 4.6067 | 4.4795 | 4.4626 | 4.3858 | 4.4963 | 4.7833 | 4.6471 | 4.9303 | 5.3203 | 5.3529 | 5.2245 | 5.1476 | 5.2418 | 5.1226 | 5.1703 | 5.3749 | 5.5651 | 5.8451 | 5.7365 | 5.8723 | 5.6613 | 5.5448 | 5.1376 | 4.7885
2044-08-12 | 4.6447 | 4.4938 | 4.4305 | 4.2318 | 4.2164 | 4.479 | 4.7932 | 4.818 | 5.0817 | 4.9331 | 5.0231 | 4.8642 | 4.9447 | 4.5577 | 4.9032 | 5.0522 | 5.3969 | 5.7162 | 5.9511 | 5.9349 | 5.5939 | 5.3873 | 5.0849 | 4.6893
2044-08-13 | 4.5983 | 4.4806 | 4.3878 | 4.2809 | 4.4261 | 4.6422 | 4.8775 | 4.9664 | 5.1962 | 5.1573 | 4.9649 | 5.0571 | 4.8862 | 4.8425 | 4.8574 | 5.1444 | 5.261 | 5.747 | 5.8368 | 5.7694 | 5.5265 | 5.3366 | 4.9826 | 4.7015
2044-08-14 | 4.4576 | 4.3135 | 4.2035 | 4.0095 | 4.1456 | 4.3293 | 4.4167 | 4.2366 | 4.8716 | 4.6534 | 4.6148 | 4.5874 | 4.684 | 4.5306 | 4.53 | 5.1811 | 5.2745 | 5.6611 | 5.8117 | 5.8629 | 5.6305 | 5.2534 | 4.9036 | 4.5525
2044-08-15 | 4.4883 | 4.4115 | 4.3232 | 4.2158 | 4.2719 | 4.5026 | 4.7511 | 4.5444 | 5.1252 | 5.1397 | 4.8887 | 4.8334 | 4.8699 | 4.7819 | 4.8748 | 5.0222 | 5.4786 | 5.8415 | 5.9158 | 5.9506 | 5.6437 | 5.2757 | 4.9481 | 4.6012
2044-08-16 | 4.5378 | 4.3346 | 4.3157 | 4.1753 | 4.2172 | 4.4112 | 4.8158 | 4.8177 | 5.0474 | 4.9057 | 4.8041 | 4.8815 | 4.778 | 4.7848 | 4.7794 | 4.85 | 5.2724 | 5.5435 | 5.8659 | 5.9267 | 5.8134 | 5.4859 | 5.1621 | 4.8803
2044-08-17 | 4.695 | 4.5611 | 4.3326 | 4.247 | 4.2985 | 4.6566 | 5.0025 | 4.9766 | 5.1225 | 4.9668 | 4.7869 | 4.9282 | 4.9644 | 4.4525 | 4.8 | 5.4662 | 5.7996 | 5.9213 | 6.0179 | 6.106 | 5.6943 | 5.4966 | 5.0377 | 4.8654
2044-08-18 | 4.7619 | 4.5796 | 4.5419 | 4.3693 | 4.3728 | 4.7244 | 5.1384 | 4.8505 | 5.1461 | 5.0304 | 4.984 | 5.1273 | 5.1293 | 4.915 | 4.7655 | 5.1012 | 5.3544 | 5.5864 | 5.8068 | 5.8758 | 5.6447 | 5.4024 | 5.1161 | 4.7363
2044-08-19 | 4.611 | 4.4713 | 4.3886 | 4.2573 | 4.2584 | 4.5581 | 5.0067 | 5.0298 | 5.2817 | 5.2312 | 5.036 | 4.9879 | 4.9764 | 4.8348 | 5.0815 | 5.4932 | 5.6905 | 5.9709 | 5.9783 | 5.936 | 5.7469 | 5.4277 | 5.119 | 4.7728
2044-08-20 | 4.6248 | 4.5273 | 4.3495 | 4.2879 | 4.244 | 4.4702 | 4.6831 | 4.7821 | 5.0599 | 4.9677 | 4.869 | 4.9146 | 4.8289 | 4.7208 | 4.8068 | 5.1673 | 5.4408 | 5.7219 | 5.6154 | 5.6934 | 5.5524 | 5.3628 | 5.0788 | 4.6742
2044-08-21 | 4.5134 | 4.3623 | 4.3287 | 4.1735 | 4.2114 | 4.5176 | 4.699 | 4.8757 | 5.2477 | 5.092 | 5.0595 | 5.0048 | 4.9249 | 5.1189 | 5.0352 | 5.0501 | 5.3006 | 5.791 | 5.8759 | 6.0654 | 5.8939 | 5.6029 | 5.197 | 4.8608
2044-08-22 | 4.6872 | 4.5239 | 4.4696 | 4.3109 | 4.3509 | 4.5541 | 4.9854 | 5.209 | 5.4747 | 5.1593 | 4.9949 | 4.9745 | 4.8807 | 4.89 | 4.7586 | 5.1484 | 5.2209 | 5.6084 | 5.7709 | 5.9422 | 5.595 | 5.3337 | 4.877 | 4.6107
2044-08-23 | 4.7246 | 4.5619 | 4.5376 | 4.4147 | 4.6253 | 4.9009 | 5.1802 | 5.2065 | 5.425 | 5.3448 | 5.5524 | 5.3502 | 5.4527 | 5.3833 | 5.5215 | 5.6417 | 6.1138 | 6.3392 | 6.3956 | 6.5078 | 6.2249 | 5.8477 | 5.4199 | 5.1417
2044-08-24 | 4.8008 | 4.6755 | 4.5119 | 4.4542 | 4.3782 | 4.7406 | 4.9706 | 5.0926 | 5.4449 | 5.1676 | 5.0161 | 5.0596 | 5.2342 | 4.9792 | 5.0715 | 5.2828 | 5.4332 | 5.721 | 5.7587 | 5.8468 | 5.4203 | 5.1712 | 4.9145 | 4.6155
2044-08-25 | 4.6524 | 4.5869 | 4.5646 | 4.4828 | 4.543 | 4.6485 | 4.9186 | 4.6564 | 4.8109 | 5.2965 | 5.253 | 5.1638 | 5.0402 | 4.758 | 4.9424 | 5.4375 | 5.6677 | 5.7594 | 5.709 | 5.8097 | 5.6904 | 5.505 | 5.0865 | 4.7585
2044-08-26 | 4.6194 | 4.5015 | 4.3734 | 4.318 | 4.4398 | 4.6894 | 4.738 | 4.7613 | 4.9245 | 4.8374 | 4.7862 | 4.6618 | 4.6173 | 4.884 | 5.2462 | 5.2044 | 5.3482 | 5.7439 | 5.7168 | 5.6206 | 5.5674 | 5.4755 | 5.0506 | 4.6661
2044-08-27 | 4.553 | 4.4332 | 4.3676 | 4.3312 | 4.3921 | 4.6249 | 4.6006 | 4.7382 | 5.0386 | 4.9119 | 4.7641 | 4.8558 | 4.9814 | 4.6254 | 4.4504 | 4.8469 | 5.0143 | 5.853 | 5.7769 | 5.7167 | 5.588 | 5.215 | 4.9036 | 4.6599
2044-08-28 | 4.5142 | 4.4151 | 4.438 | 4.3214 | 4.4115 | 4.6437 | 4.8383 | 4.8971 | 5.1311 | 5.0553 | 4.9429 | 4.9633 | 4.8528 | 4.763 | 4.9313 | 4.9459 | 5.1917 | 5.6625 | 5.8082 | 5.7505 | 5.2977 | 5.146 | 4.7865 | 4.5627
2044-08-29 | 4.3968 | 4.3386 | 4.2951 | 4.3211 | 4.3268 | 4.4819 | 4.6497 | 4.7081 | 4.9145 | 4.766 | 4.7858 | 4.7028 | 4.6933 | 4.5154 | 4.7756 | 5.1089 | 5.3778 | 5.7625 | 5.6928 | 5.7356 | 5.4858 | 5.2541 | 4.8376 | 4.6194
2044-08-30 | 4.4839 | 4.327 | 4.3072 | 4.0492 | 4.0607 | 4.2193 | 4.2568 | 4.3417 | 4.5084 | 4.6804 | 4.8275 | 4.708 | 4.7562 | 4.5739 | 4.891 | 4.927 | 5.2568 | 5.6852 | 5.8503 | 5.9576 | 5.5942 | 5.2775 | 4.8873 | 4.754
2044-08-31 | 4.6365 | 4.4498 | 4.281 | 4.2096 | 4.2725 | 4.6033 | 4.9676 | 5.0488 | 5.1417 | 5.1819 | 5.0821 | 5.3477 | 5.4293 | 5.1259 | 5.3348 | 5.1508 | 5.4797 | 5.8743 | 5.9904 | 5.7518 | 5.2492 | 5.3217 | 4.988 | 4.6924
2044-09-01 | 4.5295 | 4.4432 | 4.3318 | 4.2895 | 4.2775 | 4.5697 | 4.8762 | 5.0238 | 5.1972 | 4.9937 | 4.8533 | 4.8628 | 4.8174 | 4.6055 | 4.7355 | 5.0786 | 5.3076 | 5.857 | 5.8197 | 6.0993 | 5.9043 | 5.6297 | 5.1159 | 4.7235
2044-09-02 | 4.5998 | 4.4042 | 4.3928 | 4.2752 | 4.3175 | 4.594 | 4.9533 | 5.0217 | 5.4029 | 5.2397 | 5.048 | 5.0689 | 5.4243 | 4.9982 | 4.9812 | 4.9891 | 5.3973 | 5.8391 | 5.8101 | 5.6464 | 5.4193 | 5.128 | 4.8597 | 4.5587
2044-09-03 | 4.4884 | 4.3646 | 4.2684 | 4.207 | 4.2499 | 4.4716 | 4.5886 | 4.7084 | 4.918 | 4.803 | 4.8527 | 4.836 | 4.6484 | 4.585 | 4.682 | 4.6996 | 4.9283 | 5.3495 | 5.4441 | 5.4365 | 5.3121 | 4.9818 | 4.8678 | 4.5381
2044-09-04 | 4.442 | 4.3412 | 4.2555 | 4.1358 | 4.2089 | 4.3722 | 4.527 | 4.6991 | 4.8077 | 4.7546 | 4.6416 | 4.8673 | 4.8737 | 4.6943 | 4.6506 | 5.0066 | 5.1935 | 5.4275 | 5.6 | 5.6522 | 5.327 | 5.0941 | 4.6416 | 4.4209
2044-09-05 | 4.3312 | 4.2807 | 4.1387 | 4.0794 | 4.1432 | 4.4015 | 4.6122 | 4.52 | 4.7977 | 4.7697 | 4.4851 | 4.7325 | 4.7838 | 4.8656 | 4.8686 | 5.0372 | 5.4419 | 5.7857 | 5.9991 | 6.2183 | 6.0479 | 5.6992 | 5.1649 | 4.8483
2044-09-06 | 4.8139 | 4.615 | 4.6143 | 4.2931 | 4.2081 | 4.4533 | 4.6443 | 4.7791 | 4.7805 | 4.752 | 4.7147 | 4.6972 | 4.5781 | 4.4583 | 4.6425 | 4.6786 | 5.0727 | 5.4919 | 5.7654 | 5.6916 | 5.3541 | 5.1351 | 4.8143 | 4.732
2044-09-07 | 4.7287 | 4.542 | 4.3823 | 4.3095 | 4.4149 | 4.7181 | 5.1096 | 5.1706 | 5.324 | 5.3764 | 5.0795 | 5.4352 | 5.3998 | 5.2601 | 5.2361 | 5.4856 | 5.746 | 5.9389 | 6.0834 | 6.04 | 5.4768 | 5.2941 | 4.8825 | 4.5841
2044-09-08 | 4.4159 | 4.3601 | 4.2397 | 4.2314 | 4.2999 | 4.6937 | 5.0171 | 5.1903 | 5.2962 | 5.0828 | 4.9299 | 5.1446 | 5.1526 | 4.9432 | 5.0374 | 5.3172 | 5.7139 | 6.0853 | 6.1468 | 6.2577 | 6.0595 | 5.8386 | 5.3015 | 5.0132
2044-09-09 | 4.7727 | 4.5218 | 4.4269 | 4.3253 | 4.3472 | 4.6728 | 4.9654 | 5.0106 | 5.0914 | 5.0058 | 5.0536 | 5.0473 | 4.985 | 4.7414 | 4.9203 | 5.1162 | 5.2523 | 5.9246 | 5.978 | 5.8063 | 5.5939 | 5.4415 | 5.1106 | 4.8351
2044-09-10 | 4.588 | 4.4864 | 4.4242 | 4.2284 | 4.2878 | 4.6048 | 4.8159 | 5.0153 | 5.3022 | 5.1613 | 5.2676 | 5.1668 | 5.3482 | 5.0844 | 4.8426 | 5.3397 | 5.3741 | 5.6757 | 5.6842 | 5.4551 | 5.275 | 5.0623 | 4.9087 | 4.7133
2044-09-11 | 4.5754 | 4.4666 | 4.3711 | 4.2808 | 4.3018 | 4.5295 | 4.5433 | 4.6527 | 4.9774 | 4.8714 | 4.9256 | 4.9764 | 4.9568 | 5.0316 | 4.9523 | 5.171 | 5.5737 | 6.0874 | 6.4465 | 6.1904 | 5.864 | 5.6593 | 5.0945 | 4.8269
2044-09-12 | 4.6022 | 4.5069 | 4.4267 | 4.3601 | 4.4427 | 4.6791 | 4.9823 | 5.2276 | 5.5287 | 5.1387 | 5.1613 | 5.0884 | 5.0783 | 5.1284 | 5.2501 | 5.2427 | 5.4406 | 5.9521 | 6.1417 | 6.1764 | 5.8844 | 5.5448 | 5.0919 | 4.7143
2044-09-13 | 4.6887 | 4.4468 | 4.4474 | 4.2837 | 4.3809 | 4.6854 | 4.5764 | 5.0258 | 5.3586 | 5.1276 | 5.3034 | 5.3167 | 5.3569 | 5.3288 | 5.2559 | 5.3405 | 5.5671 | 6.0211 | 6.0783 | 5.967 | 5.5697 | 5.2229 | 5.0995 | 4.777
2044-09-14 | 4.6061 | 4.3097 | 4.2152 | 4.329 | 4.3488 | 4.61 | 4.7889 | 4.9493 | 5.0478 | 4.8932 | 5.076 | 4.9308 | 5.0652 | 5.1066 | 5.0443 | 5.2851 | 5.4643 | 5.8051 | 6.0403 | 6.0614 | 5.6673 | 5.4414 | 5.0721 | 4.7177
2044-09-15 | 4.5324 | 4.3616 | 4.2882 | 4.2629 | 4.35 | 4.7565 | 4.8713 | 5.0737 | 5.6343 | 5.2833 | 5.057 | 5.1561 | 5.1188 | 4.886 | 4.9504 | 5.1608 | 5.4352 | 5.7814 | 5.9043 | 5.9814 | 5.6138 | 5.3909 | 5.0181 | 4.672
2044-09-16 | 4.5314 | 4.4582 | 4.3028 | 4.2949 | 4.3904 | 4.6346 | 4.5579 | 4.7688 | 5.0684 | 4.8702 | 4.867 | 4.7778 | 4.8009 | 4.4929 | 4.6139 | 4.8225 | 4.8597 | 5.4215 | 5.5559 | 5.631 | 5.2892 | 5.2188 | 4.9104 | 4.6235
2044-09-17 | 4.4356 | 4.3474 | 4.2989 | 4.2491 | 4.3936 | 4.5301 | 4.5914 | 4.7673 | 4.8749 | 4.7087 | 4.614 | 4.7584 | 4.4675 | 4.371 | 4.472 | 4.5767 | 4.7449 | 5.3612 | 5.6487 | 5.7354 | 5.4942 | 5.3427 | 5.06 | 4.7635
2044-09-18 | 4.5843 | 4.4916 | 4.3809 | 4.2804 | 4.1926 | 4.5564 | 4.5328 | 4.7014 | 4.8632 | 4.7995 | 4.7581 | 4.7514 | 4.8421 | 4.781 | 4.7752 | 4.8248 | 5.2885 | 5.881 | 6.1434 | 6.0981 | 5.8327 | 5.5925 | 5.1647 | 4.7764
2044-09-19 | 4.609 | 4.4965 | 4.5687 | 4.5783 | 4.5681 | 4.7364 | 4.9347 | 5.2623 | 5.4125 | 5.2221 | 5.2855 | 5.5741 | 5.7492 | 5.6039 | 5.5323 | 5.4802 | 5.5887 | 6.0891 | 6.266 | 6.3046 | 5.7616 | 5.4364 | 4.8592 | 4.5839
2044-09-20 | 4.604 | 4.4203 | 4.4479 | 4.3287 | 4.417 | 4.693 | 4.7253 | 4.978 | 5.0045 | 4.9247 | 4.9257 | 4.9139 | 4.895 | 4.7528 | 4.8832 | 5.2247 | 5.4423 | 5.8932 | 6.1524 | 6.106 | 5.969 | 5.6848 | 5.3025 | 5.0404
2044-09-21 | 4.7541 | 4.5935 | 4.4851 | 4.4046 | 4.4652 | 4.8547 | 4.9907 | 5.061 | 5.3924 | 5.0653 | 5.0732 | 5.0606 | 5.1893 | 4.9316 | 4.9357 | 5.0952 | 5.2568 | 5.6123 | 5.8451 | 5.8495 | 5.4761 | 5.2852 | 5.0667 | 4.7487
2044-09-22 | 4.7272 | 4.5272 | 4.4241 | 4.4533 | 4.4661 | 4.7838 | 5.028 | 5.0409 | 5.1542 | 4.9337 | 5.0155 | 5.1642 | 5.2095 | 5.3451 | 5.4399 | 5.7285 | 6.1494 | 6.5393 | 6.6229 | 6.6067 | 6.2858 | 5.7219 | 5.3666 | 5.0883
2044-09-23 | 4.71 | 4.5621 | 4.4088 | 4.3612 | 4.5072 | 4.7487 | 4.9288 | 5.007 | 5.1684 | 5.2062 | 5.2318 | 5.6023 | 5.4074 | 5.1566 | 5.3769 | 5.7034 | 5.9622 | 6.1555 | 6.2803 | 6.1721 | 5.9961 | 5.8617 | 5.3748 | 5.0418
2044-09-24 | 4.9183 | 4.8658 | 4.5631 | 4.5182 | 4.5789 | 4.6946 | 4.6859 | 4.978 | 5.1329 | 5.1221 | 4.8075 | 4.7267 | 5.0017 | 4.9114 | 5.0742 | 5.1167 | 5.3353 | 5.5871 | 5.6093 | 5.3258 | 5.2876 | 5.1692 | 4.9643 | 4.5569
2044-09-25 | 4.4066 | 4.4155 | 4.255 | 4.3009 | 4.3809 | 4.5776 | 4.7444 | 4.9786 | 5.066 | 5.1434 | 5.0145 | 5.0598 | 4.897 | 4.5432 | 4.6665 | 5.0186 | 5.2855 | 5.702 | 5.8962 | 5.9026 | 5.6454 | 5.407 | 4.9754 | 4.7691
2044-09-26 | 4.6078 | 4.4722 | 4.4665 | 4.4021 | 4.3385 | 4.5014 | 4.5878 | 4.8211 | 4.8209 | 4.8112 | 4.9528 | 5.2417 | 5.3192 | 5.2215 | 4.8388 | 5.1678 | 5.4233 | 5.8846 | 6.1575 | 5.9238 | 5.6272 | 5.2654 | 4.8101 | 4.5951
2044-09-27 | 4.6287 | 4.4911 | 4.5591 | 4.4088 | 4.4347 | 4.7011 | 4.7316 | 4.9047 | 5.0664 | 5.1003 | 5.1975 | 5.5224 | 5.2916 | 5.1076 | 5.1594 | 5.3332 | 5.6173 | 6.0254 | 6.1906 | 6.0672 | 5.7571 | 5.6751 | 5.3952 | 5.0657
2044-09-28 | 4.9153 | 4.7581 | 4.6489 | 4.568 | 4.6984 | 4.9024 | 5.1337 | 5.082 | 5.0447 | 5.0267 | 4.944 | 5.1268 | 5.0446 | 4.8385 | 5.0624 | 5.3732 | 5.8112 | 5.9227 | 6.0261 | 6.0057 | 5.6567 | 5.4474 | 5.1172 | 4.8259
2044-09-29 | 4.7538 | 4.6853 | 4.5903 | 4.5132 | 4.5862 | 4.8707 | 5.0732 | 5.2576 | 5.3957 | 5.2718 | 5.273 | 5.1218 | 4.9989 | 5.0261 | 4.9723 | 5.2496 | 5.6881 | 6.075 | 6.3102 | 6.2911 | 6.1071 | 5.9648 | 5.3671 | 4.9987
2044-09-30 | 4.7496 | 4.6142 | 4.3858 | 4.328 | 4.3396 | 4.6685 | 4.8671 | 4.979 | 5.0612 | 4.8787 | 4.8421 | 4.8962 | 5.0032 | 4.9423 | 4.8657 | 5.109 | 5.5302 | 5.8649 | 5.8285 | 5.6652 | 5.4411 | 5.2586 | 4.8652 | 4.6236
2044-10-01 | 4.5096 | 4.5044 | 4.3371 | 4.2512 | 4.2931 | 4.5585 | 4.3862 | 4.726 | 4.8337 | 4.8905 | 4.6939 | 4.9201 | 4.9773 | 4.7189 | 4.6594 | 4.906 | 5.3595 | 5.6937 | 5.7935 | 5.7581 | 5.4348 | 5.337 | 5.0755 | 4.7266
2044-10-02 | 4.5108 | 4.3274 | 4.2974 | 4.2523 | 4.2188 | 4.3782 | 4.3883 | 4.632 | 4.7202 | 4.6491 | 4.7462 | 4.9749 | 4.7985 | 4.5487 | 5.0152 | 5.2405 | 5.3874 | 5.5795 | 5.5543 | 5.5762 | 5.1913 | 5.1223 | 4.7623 | 4.442
2044-10-03 | 4.3206 | 4.349 | 4.2932 | 4.1948 | 4.0689 | 4.3192 | 4.3793 | 4.5634 | 4.9517 | 5.0608 | 4.9599 | 5.1213 | 5.0943 | 4.892 | 5.0144 | 4.9287 | 5.2053 | 5.547 | 5.8736 | 5.7936 | 5.7159 | 5.4923 | 5.093 | 4.7814
2044-10-04 | 4.73 | 4.5738 | 4.473 | 4.2361 | 4.2595 | 4.4778 | 4.5247 | 4.7208 | 4.8645 | 4.7885 | 5.038 | 5.1356 | 5.1783 | 5.279 | 5.3159 | 5.2061 | 5.7207 | 5.9665 | 6.0361 | 5.7751 | 5.5116 | 5.2234 | 5.0552 | 4.7472
2044-10-05 | 4.5769 | 4.4236 | 4.2861 | 4.2743 | 4.3282 | 4.5498 | 4.5601 | 5.1643 | 5.286 | 5.2481 | 5.2588 | 5.2105 | 5.2738 | 5.21 | 5.091 | 5.3126 | 5.6361 | 5.9679 | 6.1696 | 6.1343 | 5.737 | 5.4628 | 5.1891 | 4.8283
2044-10-06 | 4.8439 | 4.7512 | 4.7568 | 4.6589 | 4.7197 | 5.0703 | 5.1927 | 5.5271 | 5.673 | 5.5281 | 5.7775 | 5.4487 | 5.1305 | 4.8397 | 5.7203 | 5.9155 | 6.2257 | 6.5918 | 6.5466 | 6.6034 | 6.3956 | 6.238 | 5.6527 | 5.1563
2044-10-07 | 4.8596 | 4.6791 | 4.5274 | 4.5063 | 4.5452 | 4.7657 | 4.8587 | 4.9761 | 5.1691 | 5.0063 | 5.1086 | 5.3781 | 5.1757 | 5.3857 | 5.5568 | 5.6832 | 5.9813 | 6.2688 | 6.076 | 5.9066 | 5.622 | 5.3691 | 5.0883 | 4.7029
2044-10-08 | 4.5633 | 4.3824 | 4.3154 | 4.271 | 4.304 | 4.5165 | 4.6026 | 4.8624 | 5.1233 | 5.0717 | 5.0844 | 5.2351 | 4.8609 | 4.7808 | 4.8927 | 5.2579 | 5.5264 | 5.8534 | 5.7965 | 5.7409 | 5.6255 | 5.422 | 5.0522 | 4.7267
2044-10-09 | 4.562 | 4.3935 | 4.3183 | 4.2092 | 4.235 | 4.4671 | 4.559 | 4.691 | 4.8103 | 4.8089 | 4.8713 | 4.9648 | 5.0442 | 4.8949 | 5.0104 | 5.2897 | 5.362 | 5.7442 | 5.8041 | 5.7693 | 5.3778 | 5.1806 | 4.8306 | 4.4851
2044-10-10 | 4.3813 | 4.3207 | 4.2452 | 4.2695 | 4.4282 | 4.606 | 4.6315 | 4.7978 | 5.1729 | 5.087 | 5.1052 | 4.9327 | 4.928 | 4.6531 | 5.1248 | 5.1523 | 5.4438 | 5.8473 | 5.9755 | 5.848 | 5.565 | 5.3518 | 5.1222 | 4.7042
2044-10-11 | 4.6502 | 4.4606 | 4.4131 | 4.319 | 4.3855 | 4.5883 | 4.8098 | 5.0201 | 5.1704 | 5.117 | 5.1517 | 5.3108 | 5.1914 | 5.2432 | 5.1697 | 5.3765 | 5.4528 | 5.658 | 5.8657 | 5.6734 | 5.5329 | 5.1761 | 4.9402 | 4.6826
2044-10-12 | 4.5838 | 4.3464 | 4.2525 | 4.3093 | 4.4397 | 4.751 | 4.6448 | 4.9281 | 5.2097 | 5.0671 | 5.125 | 5.2053 | 5.2996 | 5.135 | 4.9825 | 5.2817 | 5.5167 | 5.8132 | 5.9687 | 5.6873 | 5.3805 | 5.3484 | 5.074 | 4.7005
2044-10-13 | 4.6421 | 4.4887 | 4.43 | 4.36 | 4.4183 | 4.7324 | 4.6041 | 4.8844 | 5.4021 | 5.4809 | 5.7501 | 5.4024 | 5.0898 | 4.9342 | 4.9643 | 5.252 | 5.5759 | 6.0345 | 5.8598 | 5.7154 | 5.4264 | 5.3018 | 5.1523 | 4.743
2044-10-14 | 4.5814 | 4.4618 | 4.3586 | 4.3079 | 4.3304 | 4.5272 | 4.5916 | 4.8294 | 5.1425 | 5.0155 | 4.8354 | 5.1836 | 5.1407 | 5.0151 | 5.3843 | 5.3934 | 5.7012 | 6.3081 | 6.3783 | 6.1663 | 5.8676 | 5.6974 | 5.2817 | 4.998
2044-10-15 | 4.5978 | 4.4708 | 4.3834 | 4.3773 | 4.4248 | 4.5383 | 4.6976 | 4.7285 | 4.8947 | 5.0092 | 4.9539 | 4.9843 | 4.9946 | 4.772 | 4.8604 | 5.0749 | 5.2934 | 5.7184 | 5.6124 | 5.5529 | 5.5336 | 5.3158 | 5.1875 | 4.8266
2044-10-16 | 4.8275 | 4.6473 | 4.4874 | 4.4288 | 4.4922 | 4.6971 | 5.0036 | 5.3054 | 5.3411 | 5.2977 | 5.1145 | 5.3147 | 5.362 | 5.3948 | 5.475 | 5.5559 | 5.9246 | 6.2071 | 6.4228 | 6.1484 | 5.9777 | 5.7076 | 5.2272 | 4.7298
2044-10-17 | 4.6663 | 4.5792 | 4.4829 | 4.384 | 4.4261 | 4.6514 | 4.8674 | 5.1617 | 5.2014 | 5.0666 | 5.1895 | 5.0732 | 5.1675 | 5.516 | 5.5062 | 5.4761 | 5.7665 | 5.9124 | 6.0059 | 5.7226 | 5.4688 | 5.1391 | 4.8517 | 4.6452
2044-10-18 | 4.6978 | 4.4687 | 4.4517 | 4.2827 | 4.4134 | 4.6498 | 4.9293 | 5.1454 | 5.221 | 4.9277 | 5.1323 | 5.3266 | 5.3232 | 5.2842 | 5.5381 | 5.66 | 5.8138 | 6.1142 | 6.3444 | 5.9228 | 5.6775 | 5.3879 | 5.0521 | 4.8238
2044-10-19 | 4.6914 | 4.5237 | 4.2971 | 4.2646 | 4.3679 | 4.59 | 4.9507 | 4.9016 | 5.2943 | 5.0627 | 5.1106 | 5.0595 | 5.2422 | 5.0763 | 5.3855 | 5.4354 | 5.6547 | 5.8201 | 6.1424 | 5.9708 | 5.5332 | 5.2951 | 4.9356 | 4.6455
2044-10-20 | 4.5284 | 4.3737 | 4.2596 | 4.27 | 4.3788 | 4.6429 | 5.1347 | 5.103 | 5.2411 | 5.2013 | 5.1953 | 5.2311 | 5.1766 | 5.0164 | 5.1814 | 5.4158 | 5.6198 | 6.0802 | 5.9146 | 5.6803 | 5.4278 | 5.127 | 4.8659 | 4.5694
2044-10-21 | 4.4436 | 4.4206 | 4.3599 | 4.2918 | 4.3791 | 4.5765 | 4.9036 | 5.0211 | 5.2737 | 5.1111 | 5.1101 | 5.0792 | 5.185 | 5.0419 | 5.0609 | 5.3291 | 5.7775 | 6.0285 | 6.1184 | 6.0224 | 5.7967 | 5.5985 | 5.2521 | 4.9452
2044-10-22 | 4.779 | 4.5806 | 4.3994 | 4.34 | 4.4578 | 4.8158 | 5.0573 | 5.3005 | 5.3715 | 5.1601 | 5.0574 | 5.1908 | 5.2091 | 5.0819 | 5.1842 | 5.3488 | 5.6658 | 5.8957 | 5.7906 | 5.6257 | 5.3524 | 5.1772 | 4.9379 | 4.5455
2044-10-23 | 4.4564 | 4.3496 | 4.2839 | 4.1935 | 4.1741 | 4.4617 | 4.4776 | 4.6832 | 4.8165 | 4.974 | 4.8047 | 4.8704 | 4.8361 | 4.6261 | 4.8727 | 5.1227 | 5.3666 | 5.805 | 5.9129 | 5.8912 | 5.5926 | 5.2999 | 4.9108 | 4.5584
2044-10-24 | 4.418 | 4.3209 | 4.3489 | 4.2577 | 4.2987 | 4.5385 | 4.779 | 4.9828 | 5.112 | 5.1069 | 4.9347 | 5.0342 | 5.1895 | 5.1429 | 5.418 | 5.4498 | 5.7549 | 6.0759 | 6.1935 | 6.1325 | 5.8103 | 5.5461 | 5.1258 | 4.7624
2044-10-25 | 4.6864 | 4.3774 | 4.2991 | 4.2005 | 4.1852 | 4.3799 | 4.6951 | 4.8744 | 5.2401 | 5.091 | 5.0792 | 5.1016 | 5.1974 | 5.1685 | 5.1906 | 5.3386 | 5.777 | 6.0715 | 6.1892 | 5.9612 | 5.7226 | 5.3659 | 5.1552 | 4.8154
2044-10-26 | 4.7086 | 4.5194 | 4.2791 | 4.2197 | 4.1665 | 4.5159 | 4.7718 | 4.9562 | 5.1652 | 5.0471 | 4.9843 | 4.8988 | 5.0201 | 4.8497 | 5.0269 | 5.1292 | 5.6149 | 6.0566 | 6.2251 | 6.0846 | 5.771 | 5.5564 | 5.1326 | 4.7541
2044-10-27 | 4.6403 | 4.4681 | 4.3321 | 4.3097 | 4.3417 | 4.5491 | 4.8012 | 4.8675 | 4.9826 | 5.0324 | 4.9879 | 4.9137 | 4.8643 | 4.5596 | 4.8359 | 5.1057 | 5.631 | 6.057 | 5.8767 | 5.5807 | 5.3084 | 5.2261 | 4.9475 | 4.6781
2044-10-28 | 4.5804 | 4.4447 | 4.3436 | 4.3425 | 4.2967 | 4.6092 | 4.7895 | 5.0357 | 5.0952 | 5.0693 | 4.942 | 5.0106 | 4.9297 | 4.5011 | 4.9487 | 5.2577 | 5.5921 | 6.0146 | 6.0358 | 5.8489 | 5.5932 | 5.3435 | 5.0569 | 4.7767
2044-10-29 | 4.6046 | 4.52 | 4.3566 | 4.3826 | 4.4136 | 4.5846 | 4.6327 | 4.7561 | 5.0374 | 5.0418 | 4.9502 | 5.0613 | 4.9785 | 4.9118 | 5.0336 | 5.4172 | 5.6987 | 5.8961 | 5.9096 | 5.6477 | 5.3827 | 5.0269 | 4.9332 | 4.569
2044-10-30 | 4.5203 | 4.384 | 4.2628 | 4.0133 | 4.0931 | 4.3985 | 4.6477 | 4.8118 | 5.1292 | 4.9383 | 5.0399 | 4.8813 | 4.8459 | 4.9672 | 4.8948 | 5.3009 | 5.761 | 6.0053 | 6.1143 | 5.8464 | 5.5696 | 5.3549 | 4.983 | 4.6539
2044-10-31 | 4.4478 | 4.1897 | 4.1728 | 4.1045 | 4.3198 | 4.4753 | 4.8229 | 4.8509 | 5.0207 | 4.9619 | 4.825 | 4.8449 | 5.0705 | 5.061 | 5.0604 | 5.4317 | 5.8622 | 6.298 | 6.3851 | 6.216 | 5.8528 | 5.5572 | 5.1849 | 4.7982
2044-11-01 | 4.6219 | 4.3737 | 4.344 | 4.2075 | 4.3754 | 4.6842 | 4.9261 | 5.0053 | 5.0946 | 5.1134 | 5.0957 | 5.0084 | 5.086 | 4.9011 | 5.0384 | 5.4408 | 5.788 | 6.2034 | 6.2747 | 5.9697 | 5.8118 | 5.4919 | 5.1217 | 5.0064
2044-11-02 | 4.8504 | 4.7064 | 4.4758 | 4.4146 | 4.4461 | 4.866 | 5.0754 | 5.2208 | 5.3618 | 5.0207 | 4.8804 | 4.946 | 4.9375 | 4.6638 | 4.8025 | 5.1312 | 5.741 | 6.0529 | 6.0994 | 6.0312 | 5.6674 | 5.4547 | 5.0639 | 4.7713
2044-11-03 | 4.6423 | 4.4887 | 4.4169 | 4.4331 | 4.4466 | 4.6302 | 5.1077 | 5.4382 | 5.4006 | 5.1041 | 5.2532 | 4.969 | 5.1189 | 5.0059 | 4.9752 | 4.8531 | 4.7528 | 5.1504 | 5.6315 | 5.7318 | 5.381 | 5.244 | 5.0653 | 4.8246
2044-11-04 | 4.3926 | 4.0429 | 4.1154 | 4.0693 | 4.4084 | 4.7936 | 5.0295 | 5.3063 | 5.3691 | 5.1895 | 5.132 | 5.1877 | 5.1932 | 4.8101 | 4.9179 | 5.4244 | 5.6526 | 5.9034 | 5.8701 | 5.628 | 5.2887 | 5.1441 | 4.8485 | 4.4885
2044-11-05 | 4.2854 | 4.2316 | 4.1616 | 4.1474 | 4.3459 | 4.4148 | 4.6695 | 4.8622 | 5.1933 | 5.1045 | 4.8989 | 4.8137 | 4.9215 | 4.9364 | 4.9469 | 5.1498 | 5.4797 | 5.8875 | 5.8455 | 5.4293 | 5.1575 | 5.0875 | 4.8388 | 4.5391
2044-11-06 | 4.4032 | 4.3111 | 4.1351 | 4.0072 | 4.1838 | 4.4158 | 4.4716 | 4.803 | 4.9252 | 4.8148 | 5.0543 | 4.9603 | 4.9968 | 4.877 | 5.0371 | 5.2299 | 5.5783 | 5.7822 | 5.7595 | 5.711 | 5.3706 | 5.2102 | 4.8684 | 4.6352
2044-11-07 | 4.4981 | 4.4305 | 4.4013 | 4.1996 | 4.329 | 4.4098 | 4.5645 | 4.7882 | 4.9633 | 4.8451 | 4.8583 | 4.8197 | 4.9734 | 5.235 | 5.3732 | 5.4155 | 5.6247 | 5.9388 | 6.0277 | 5.8168 | 5.6179 | 5.3433 | 4.8792 | 4.626
2044-11-08 | 4.8732 | 4.6897 | 4.6252 | 4.7025 | 4.8864 | 5.0656 | 5.0478 | 5.2622 | 5.6487 | 5.5457 | 5.2723 | 5.328 | 5.3162 | 5.3498 | 5.4612 | 5.5342 | 6.077 | 6.637 | 6.7958 | 6.3539 | 6.0811 | 5.6659 | 5.3298 | 5.0351
2044-11-09 | 4.5947 | 4.4367 | 4.2451 | 4.2742 | 4.1629 | 4.5674 | 4.6992 | 4.6424 | 5.0866 | 4.8294 | 4.9107 | 4.9686 | 5.2116 | 4.7878 | 5.0835 | 5.4259 | 5.6882 | 6.1872 | 6.3226 | 6.1538 | 5.8416 | 5.6716 | 5.19 | 4.9189
2044-11-10 | 4.7468 | 4.5779 | 4.547 | 4.3856 | 4.4673 | 4.6224 | 4.9044 | 5.3257 | 5.5328 | 5.2094 | 5.0106 | 4.831 | 4.8451 | 4.9645 | 5.0448 | 5.2749 | 5.5766 | 5.9604 | 6.0323 | 5.8233 | 5.6009 | 5.4784 | 5.0715 | 4.7316
2044-11-11 | 4.5721 | 4.4487 | 4.4151 | 4.3918 | 4.466 | 4.8326 | 5.0148 | 5.3812 | 5.3464 | 5.193 | 5.0633 | 5.1971 | 5.4831 | 5.3576 | 5.3494 | 5.6071 | 5.8306 | 6.1837 | 6.2022 | 5.9322 | 5.5594 | 5.4845 | 5.0562 | 4.7369
2044-11-12 | 4.6583 | 4.515 | 4.4318 | 4.4112 | 4.477 | 4.738 | 4.9003 | 4.9576 | 5.3006 | 4.9433 | 5.0201 | 5.0096 | 5.0193 | 4.8242 | 4.8283 | 4.8814 | 5.1792 | 5.5699 | 5.5829 | 5.3692 | 5.1525 | 5.0213 | 4.8107 | 4.5286
2044-11-13 | 4.429 | 4.2369 | 4.2688 | 4.2944 | 4.4082 | 4.6878 | 4.922 | 5.2403 | 5.3756 | 5.338 | 5.2554 | 5.3303 | 5.3456 | 5.1358 | 5.1409 | 5.4172 | 5.624 | 5.8629 | 5.8533 | 5.6249 | 5.3002 | 5.0611 | 4.8128 | 4.3998
2044-11-14 | 4.2885 | 4.1653 | 4.155 | 4.1719 | 4.3294 | 4.5527 | 4.8172 | 5.0776 | 4.9927 | 4.8803 | 5.0558 | 4.9459 | 4.9532 | 5.0416 | 5.2901 | 5.4742 | 5.8295 | 6.1068 | 6.2243 | 6.0562 | 5.7834 | 5.534 | 4.9255 | 4.737
2044-11-15 | 4.5821 | 4.3016 | 4.2925 | 4.164 | 4.3755 | 4.6901 | 4.8103 | 5.0693 | 5.1106 | 4.8993 | 5.0459 | 5.1142 | 5.1922 | 4.9563 | 5.0465 | 5.2431 | 5.5922 | 5.9121 | 6.1014 | 5.7888 | 5.603 | 5.3473 | 5.0778 | 4.808
2044-11-16 | 4.604 | 4.3775 | 4.1944 | 4.2559 | 4.3264 | 4.733 | 5.112 | 5.2852 | 5.3427 | 5.0414 | 5.0408 | 5.0764 | 5.3764 | 5.0121 | 5.0874 | 5.3452 | 5.8161 | 5.8983 | 5.8984 | 5.7914 | 5.4725 | 5.231 | 4.9849 | 4.7533
2044-11-17 | 4.6306 | 4.4437 | 4.3134 | 4.2979 | 4.3737 | 4.5507 | 4.8952 | 5.0149 | 4.9948 | 4.846 | 4.8573 | 4.8297 | 4.825 | 4.9266 | 4.9048 | 5.1088 | 5.3988 | 5.7356 | 5.9498 | 5.7786 | 5.4476 | 5.3648 | 5.0949 | 4.8668
2044-11-18 | 4.7762 | 4.6355 | 4.4792 | 4.4567 | 4.5888 | 4.8516 | 5.0154 | 5.1044 | 5.53 | 5.0125 | 5.0123 | 4.9103 | 5.0497 | 5.0929 | 4.9765 | 5.142 | 5.3167 | 5.6706 | 5.8637 | 5.5461 | 5.3039 | 5.1577 | 4.9954 | 4.6976
2044-11-19 | 4.5118 | 4.3408 | 4.2756 | 4.3017 | 4.2063 | 4.4553 | 4.5928 | 4.9036 | 5.0985 | 4.9516 | 4.7484 | 4.8357 | 4.8049 | 4.8868 | 4.7732 | 4.8962 | 5.294 | 5.587 | 5.6903 | 5.4614 | 5.1409 | 4.8536 | 4.6734 | 4.5049
2044-11-20 | 4.4662 | 4.3113 | 4.0343 | 4.0102 | 3.9993 | 4.3658 | 4.6848 | 4.8834 | 5.1107 | 5.1082 | 5.0328 | 4.9743 | 5.0115 | 5.1747 | 5.0384 | 5.3568 | 5.6066 | 5.9622 | 5.9011 | 5.6465 | 5.3632 | 4.9027 | 4.6041 | 4.4859
2044-11-21 | 4.3081 | 4.1565 | 4.1776 | 4.0364 | 4.0698 | 4.4151 | 4.6104 | 4.8846 | 4.9977 | 4.9101 | 4.7358 | 4.7552 | 4.801 | 4.8686 | 5.0477 | 5.3599 | 5.6893 | 5.8079 | 5.9819 | 5.9543 | 5.6902 | 5.5195 | 4.9727 | 4.7224
2044-11-22 | 4.6367 | 4.3827 | 4.3762 | 4.265 | 4.4485 | 4.5125 | 4.7508 | 5.0131 | 5.1923 | 5.1107 | 4.9321 | 4.927 | 5.2007 | 5.2724 | 5.401 | 5.4139 | 5.7807 | 5.9005 | 6.0338 | 5.7667 | 5.5797 | 5.2436 | 4.8629 | 4.5767
2044-11-23 | 4.4616 | 4.2906 | 4.1062 | 4.1904 | 4.2692 | 4.4292 | 4.6708 | 4.978 | 5.3082 | 5.2922 | 5.2364 | 5.327 | 5.4736 | 5.3365 | 5.5098 | 5.6803 | 5.8116 | 5.9998 | 6.032 | 5.8437 | 5.4131 | 5.1944 | 4.9522 | 4.5583
2044-11-24 | 4.4008 | 4.2253 | 4.1956 | 4.1378 | 4.2778 | 4.4599 | 4.8029 | 5.1025 | 5.5461 | 5.4217 | 5.2565 | 5.1232 | 5.0882 | 5.2127 | 5.2073 | 5.3517 | 5.773 | 5.8865 | 5.8095 | 5.5634 | 5.3237 | 5.1723 | 4.9426 | 4.5364
2044-11-25 | 4.3424 | 4.2269 | 4.1081 | 3.9411 | 4.0532 | 4.1046 | 4.3232 | 4.5972 | 4.9831 | 4.7947 | 4.7638 | 4.72 | 4.8719 | 4.9152 | 4.8681 | 5.2229 | 5.5289 | 5.6288 | 5.5203 | 5.2905 | 5.213 | 5.1125 | 4.566 | 4.3883
2044-11-26 | 4.3909 | 4.3139 | 3.9839 | 4.1211 | 4.1689 | 4.3115 | 4.5857 | 4.7029 | 4.9303 | 4.8343 | 4.6603 | 4.5747 | 4.6456 | 4.6364 | 4.836 | 4.9708 | 5.2328 | 5.4443 | 5.5044 | 5.3539 | 5.0807 | 4.9286 | 4.7148 | 4.5497
2044-11-27 | 3.9842 | 3.8088 | 3.7489 | 3.7106 | 3.744 | 3.9624 | 4.2322 | 4.671 | 4.6965 | 4.6431 | 4.3157 | 4.3129 | 4.289 | 4.2295 | 4.4071 | 4.4848 | 4.6985 | 5.1022 | 5.141 | 5.0655 | 4.8164 | 4.5251 | 4.1126 | 3.9319
2044-11-28 | 3.8454 | 3.7062 | 3.6842 | 3.6046 | 3.6314 | 3.8952 | 4.2649 | 4.514 | 4.6608 | 4.6854 | 4.2579 | 4.238 | 4.3015 | 4.3904 | 4.4509 | 4.5406 | 4.8744 | 5.2662 | 5.335 | 5.1924 | 4.7198 | 4.4029 | 4.0524 | 3.8518
2044-11-29 | 3.8517 | 3.6154 | 3.5662 | 3.4819 | 3.6212 | 3.96 | 4.1735 | 4.3843 | 4.6226 | 4.5785 | 4.3461 | 4.2842 | 4.5501 | 4.2475 | 4.5017 | 4.6325 | 4.8157 | 5.1661 | 5.456 | 5.331 | 5.2176 | 4.8629 | 4.4159 | 4.2217
2044-11-30 | 4.0604 | 3.9108 | 3.7461 | 3.6791 | 3.7826 | 4.2096 | 4.59 | 4.778 | 4.7056 | 4.6373 | 4.6001 | 4.4661 | 4.394 | 4.3972 | 4.5496 | 4.606 | 4.9637 | 5.1914 | 5.5634 | 5.2118 | 4.7661 | 4.5386 | 4.15 | 3.8192
2044-12-01 | 3.8095 | 3.7324 | 3.6306 | 3.5928 | 3.6621 | 4.1249 | 4.4991 | 4.6257 | 4.4319 | 4.3935 | 4.353 | 4.3801 | 4.4613 | 4.4054 | 4.4942 | 4.7425 | 4.8527 | 5.3265 | 5.6382 | 5.6418 | 5.4023 | 5.1135 | 4.6487 | 4.3339
2044-12-02 | 4.1958 | 4.0975 | 3.9128 | 3.8716 | 3.9523 | 4.329 | 4.8333 | 5.0699 | 4.8973 | 4.4705 | 4.4828 | 4.4547 | 4.4721 | 4.3094 | 4.4885 | 4.59 | 4.8665 | 5.1311 | 5.2514 | 4.9973 | 4.7579 | 4.5707 | 4.3792 | 4.1362
2044-12-03 | 3.9251 | 3.7858 | 3.6865 | 3.606 | 3.6847 | 4.0466 | 4.0745 | 4.4172 | 4.5394 | 4.6063 | 4.4331 | 4.4526 | 4.5142 | 4.5014 | 4.647 | 4.7297 | 4.8296 | 5.1132 | 5.1925 | 4.954 | 4.8925 | 4.7001 | 4.4536 | 4.1768
2044-12-04 | 4.0812 | 3.8973 | 3.7842 | 3.7616 | 3.8635 | 4.1215 | 4.3087 | 4.6428 | 4.7482 | 4.7028 | 4.5805 | 4.3659 | 4.3922 | 4.3736 | 4.5338 | 4.6516 | 4.9957 | 5.289 | 5.4859 | 5.0321 | 4.7951 | 4.5239 | 4.2362 | 3.9066
2044-12-05 | 3.7103 | 3.6502 | 3.582 | 3.5635 | 3.5912 | 3.9144 | 4.1472 | 4.427 | 4.7984 | 4.5847 | 4.4898 | 4.5289 | 4.571 | 4.5182 | 4.5598 | 4.8404 | 5.0264 | 5.299 | 5.3526 | 5.1357 | 5.1182 | 4.8068 | 4.3158 | 4.0497
2044-12-06 | 3.9978 | 3.9745 | 3.8586 | 3.6847 | 3.7675 | 4.002 | 4.2353 | 4.6997 | 4.7184 | 4.6905 | 4.5594 | 4.5666 | 4.5344 | 4.6057 | 4.5126 | 4.733 | 5.0452 | 5.52 | 5.8597 | 5.6488 | 5.342 | 4.9848 | 4.5847 | 4.3608
2044-12-07 | 4.2328 | 3.9577 | 3.7504 | 3.7512 | 3.8514 | 4.2449 | 4.4887 | 4.9392 | 5.0212 | 4.9706 | 4.8306 | 5.0016 | 4.8828 | 4.7722 | 4.885 | 4.8953 | 5.0488 | 5.388 | 5.6639 | 5.4295 | 4.9701 | 4.6989 | 4.3897 | 4.1588
2044-12-08 | 4.0523 | 3.9602 | 3.881 | 3.8467 | 3.9337 | 4.3084 | 4.5849 | 4.8318 | 4.7113 | 4.7193 | 4.5653 | 4.4339 | 4.385 | 4.3808 | 4.5033 | 4.6768 | 4.8913 | 5.3745 | 5.5092 | 5.304 | 4.9238 | 4.6632 | 4.3926 | 4.1573
2044-12-09 | 3.9781 | 3.8217 | 3.8085 | 3.6961 | 3.7054 | 4.0836 | 4.5108 | 4.72 | 4.7179 | 4.9569 | 4.8446 | 4.7347 | 4.721 | 4.7637 | 4.9033 | 5.1377 | 5.3858 | 5.514 | 5.4794 | 5.1923 | 4.9459 | 4.7778 | 4.4317 | 4.1175
2044-12-10 | 3.8621 | 3.7348 | 3.6304 | 3.5374 | 3.5999 | 3.8371 | 4.0725 | 4.3351 | 4.487 | 4.4239 | 4.2478 | 4.207 | 4.2152 | 4.281 | 4.4473 | 4.4271 | 4.8039 | 5.1004 | 5.3335 | 5.1351 | 4.8116 | 4.569 | 4.3266 | 4.1037
2044-12-11 | 3.8795 | 3.7137 | 3.5252 | 3.3447 | 3.4656 | 3.6235 | 3.8998 | 4.3632 | 4.5712 | 4.5981 | 4.4393 | 4.4871 | 4.4542 | 4.3441 | 4.5264 | 4.6985 | 4.9794 | 5.5469 | 5.6801 | 5.5063 | 4.9505 | 4.7208 | 4.3953 | 4.079
2044-12-12 | 3.9321 | 3.7831 | 3.7394 | 3.6815 | 3.617 | 3.8787 | 4.1105 | 4.4759 | 4.3981 | 4.3621 | 4.404 | 4.3644 | 4.572 | 4.4421 | 4.5274 | 4.5062 | 4.9598 | 5.3751 | 5.5279 | 5.457 | 5.1315 | 4.827 | 4.2609 | 3.9935
2044-12-13 | 4.1306 | 3.9734 | 3.7998 | 3.6434 | 3.7487 | 4.0209 | 4.151 | 4.4429 | 4.4522 | 4.4502 | 4.2629 | 4.3044 | 4.3428 | 4.2306 | 4.2581 | 4.4564 | 4.718 | 5.1763 | 5.5024 | 5.291 | 5.0554 | 4.7715 | 4.4714 | 4.2326
2044-12-14 | 4.0904 | 3.9233 | 3.7143 | 3.6296 | 3.7126 | 4.0863 | 4.2377 | 4.7418 | 4.7382 | 4.6236 | 4.4583 | 4.4103 | 4.5404 | 4.3017 | 4.3619 | 4.5595 | 5.0271 | 5.3247 | 5.3796 | 5.5016 | 5.1981 | 4.8169 | 4.3671 | 4.0392
2044-12-15 | 3.9234 | 3.7516 | 3.6212 | 3.5181 | 3.6691 | 3.9899 | 4.3546 | 4.5606 | 4.5782 | 4.5722 | 4.3439 | 4.2618 | 4.2655 | 4.2235 | 4.2798 | 4.4737 | 4.7919 | 5.3095 | 5.7393 | 5.5994 | 5.0902 | 4.8389 | 4.4986 | 4.2859
2044-12-16 | 4.083 | 3.8311 | 3.7903 | 3.7036 | 3.8348 | 4.177 | 4.272 | 4.5537 | 4.5636 | 4.4282 | 4.4394 | 4.7799 | 4.6585 | 4.4984 | 4.6032 | 4.8308 | 5.1503 | 5.5302 | 5.6836 | 5.6098 | 5.2423 | 4.9104 | 4.5655 | 4.3433
2044-12-17 | 4.212 | 4.0485 | 3.9079 | 3.8758 | 3.9239 | 4.0491 | 4.2145 | 4.3843 | 4.4851 | 4.4646 | 4.2842 | 4.3921 | 4.359 | 4.3504 | 4.2629 | 4.7636 | 4.8777 | 5.4373 | 5.6708 | 5.4696 | 5.1296 | 4.9826 | 4.5243 | 4.1776
2044-12-18 | 4.1761 | 3.9849 | 3.8222 | 3.7153 | 3.6942 | 3.8266 | 4.0272 | 4.3518 | 4.3573 | 4.4438 | 4.4881 | 4.5655 | 4.4662 | 4.5521 | 4.5298 | 4.7468 | 5.0887 | 5.5359 | 5.6396 | 5.5407 | 5.1676 | 4.8108 | 4.3785 | 4.1594
2044-12-19 | 4.0925 | 3.957 | 3.8361 | 3.7681 | 3.8271 | 3.9468 | 4.1658 | 4.3888 | 4.7779 | 4.9514 | 4.9769 | 5.1311 | 5.1235 | 5.021 | 5.1427 | 5.3173 | 5.4515 | 5.9998 | 6.0302 | 5.7897 | 5.5155 | 5.141 | 4.8131 | 4.4715
2044-12-20 | 4.3149 | 4.0289 | 3.8991 | 3.6957 | 3.7774 | 3.873 | 4.0395 | 4.2781 | 4.5873 | 4.7241 | 4.9141 | 4.7797 | 4.8307 | 4.9164 | 5.0412 | 5.0029 | 5.209 | 5.7019 | 5.9845 | 5.7309 | 5.4438 | 5.1019 | 4.7862 | 4.6043
2044-12-21 | 4.764 | 4.5868 | 4.3434 | 4.3097 | 4.4529 | 4.6424 | 4.7732 | 5.2157 | 5.5514 | 5.2742 | 5.5248 | 5.5545 | 5.5407 | 5.4028 | 5.7611 | 5.831 | 6.2976 | 6.4974 | 6.8134 | 6.7404 | 6.0476 | 5.5931 | 5.093 | 4.5742
2044-12-22 | 4.1405 | 3.9564 | 3.8731 | 3.8061 | 3.8498 | 4.1938 | 4.4068 | 4.6533 | 4.9178 | 4.7838 | 4.9649 | 5.0456 | 5.0511 | 5.0674 | 5.1675 | 5.1575 | 5.7035 | 6.0956 | 6.1693 | 6.0335 | 5.5361 | 5.3877 | 5.0468 | 4.4403
2044-12-23 | 4.2577 | 4.0681 | 3.9693 | 3.8067 | 3.9168 | 4.1548 | 4.345 | 4.7001 | 5.0343 | 5.091 | 5.3012 | 5.4502 | 5.5466 | 5.2805 | 5.4655 | 5.5448 | 5.9247 | 6.3432 | 6.3699 | 6.0014 | 5.6548 | 5.5688 | 5.1708 | 4.6159
2044-12-24 | 4.4225 | 4.2399 | 4.2228 | 4.0564 | 3.8698 | 4.107 | 4.364 | 4.794 | 4.9994 | 5.07 | 5.0584 | 4.8964 | 4.9628 | 4.944 | 4.977 | 5.0792 | 5.5323 | 5.9454 | 6.128 | 6.0179 | 5.689 | 5.3673 | 4.9026 | 4.4771
2044-12-25 | 4.2445 | 4.0782 | 3.9399 | 3.9804 | 3.8772 | 4.0478 | 4.3136 | 4.7327 | 4.9612 | 4.8932 | 4.837 | 4.9947 | 5.1393 | 4.8116 | 5.1448 | 5.4236 | 5.679 | 6.159 | 6.2335 | 6.1065 | 5.6086 | 5.4936 | 5.11 | 4.6113
2044-12-26 | 4.2801 | 4.1488 | 4.0872 | 3.929 | 4.0396 | 4.042 | 4.1806 | 4.5139 | 4.8822 | 4.925 | 5.0758 | 5.0653 | 5.0509 | 4.7513 | 5.0324 | 5.3162 | 5.643 | 6.1122 | 6.1881 | 6.1026 | 5.6747 | 5.4999 | 5.122 | 4.6165
2044-12-27 | 4.2492 | 3.9709 | 3.766 | 3.6731 | 3.7145 | 3.8656 | 3.9475 | 4.1714 | 4.4662 | 4.472 | 4.7177 | 4.6562 | 4.7314 | 4.8158 | 4.8812 | 4.7763 | 5.2194 | 5.6963 | 5.9323 | 5.6406 | 5.4026 | 5.0697 | 4.7685 | 4.5517
2044-12-28 | 4.4777 | 4.3124 | 4.0766 | 4.0407 | 4.2384 | 4.4284 | 4.5571 | 4.9119 | 5.2004 | 4.9251 | 5.0959 | 5.2666 | 5.2691 | 5.0723 | 5.3995 | 5.542 | 5.8738 | 6.1043 | 6.3812 | 6.3181 | 5.6675 | 5.2423 | 4.7722 | 4.2959
2044-12-29 | 4.1447 | 3.9621 | 3.875 | 3.8396 | 3.9171 | 4.2128 | 4.4166 | 4.655 | 4.9182 | 4.8083 | 4.9929 | 5.071 | 4.9995 | 5.0434 | 5.1996 | 5.2378 | 5.7061 | 6.1126 | 6.2149 | 6.0692 | 5.5804 | 5.3825 | 5.0438 | 4.4323
2044-12-30 | 4.2479 | 4.0538 | 3.9688 | 3.8681 | 3.9837 | 4.216 | 4.3529 | 4.7213 | 5.0722 | 5.1143 | 5.2992 | 5.4936 | 5.5116 | 5.2807 | 5.4621 | 5.6067 | 5.9475 | 6.339 | 6.3547 | 5.9853 | 5.6509 | 5.5375 | 5.161 | 4.604
2044-12-31 | 4.4765 | 4.289 | 4.2726 | 4.1119 | 3.9332 | 4.1709 | 4.4183 | 4.7999 | 4.9607 | 5.0783 | 5.0978 | 4.9228 | 4.9105 | 4.8972 | 4.9038 | 5.0306 | 5.5097 | 5.9558 | 6.1498 | 5.9893 | 5.6753 | 5.366 | 4.9093 | 4.4671
2045-01-01 | 4.0687 | 3.9651 | 3.883 | 3.8115 | 3.7832 | 3.9881 | 4.1324 | 4.1691 | 4.3687 | 4.216 | 4.0799 | 4.0564 | 4.1367 | 4.2628 | 4.4835 | 4.6786 | 4.9801 | 5.3483 | 5.4211 | 5.3238 | 5.0693 | 4.7539 | 4.4098 | 4.1573
2045-01-02 | 4.0071 | 3.9378 | 3.841 | 3.8528 | 3.8835 | 4.1042 | 4.3699 | 4.5108 | 4.6142 | 4.4653 | 4.4906 | 4.4627 | 4.5712 | 4.6616 | 5.0694 | 5.258 | 5.5344 | 5.8522 | 5.9316 | 5.7306 | 5.2907 | 4.8902 | 4.5261 | 4.1978
2045-01-03 | 4.8154 | 4.6011 | 4.3343 | 4.1439 | 4.1309 | 4.3006 | 4.3497 | 4.644 | 4.5865 | 4.6947 | 5.1092 | 5.1269 | 5.0163 | 4.8667 | 4.9432 | 4.9476 | 5.3218 | 5.9786 | 6.4101 | 6.1706 | 5.7433 | 5.5167 | 5.0439 | 4.4382
2045-01-04 | 4.079 | 3.9848 | 3.9238 | 3.9744 | 3.9432 | 4.0682 | 4.3479 | 4.5373 | 4.7333 | 4.7186 | 4.7304 | 4.5855 | 4.5915 | 4.6703 | 4.8845 | 5.1006 | 5.3903 | 5.7879 | 6.1194 | 5.9592 | 5.6048 | 5.2463 | 4.7252 | 4.1798
2045-01-05 | 4.151 | 3.9814 | 3.9402 | 3.8239 | 3.8678 | 4.0903 | 4.2864 | 4.5176 | 4.8039 | 4.7697 | 4.3584 | 4.367 | 4.376 | 4.3093 | 4.4104 | 4.9503 | 5.4554 | 5.8336 | 6.0987 | 5.7362 | 5.4001 | 5.1038 | 4.6795 | 4.2953
2045-01-06 | 4.1902 | 4.002 | 3.8578 | 3.8881 | 3.9773 | 4.2862 | 4.4666 | 4.6443 | 4.6248 | 4.4642 | 4.3551 | 4.3918 | 4.3625 | 4.2849 | 4.4113 | 4.699 | 5.3882 | 5.7642 | 5.9386 | 5.8312 | 5.3494 | 5.0862 | 4.667 | 4.3157
2045-01-07 | 4.1315 | 4.0107 | 3.8949 | 3.8064 | 3.8645 | 4.0545 | 4.3955 | 4.466 | 4.4863 | 4.4357 | 4.2328 | 4.0941 | 4.2785 | 4.5444 | 4.3988 | 4.6512 | 5.1326 | 5.3696 | 5.4499 | 5.3267 | 5.0205 | 4.8633 | 4.4424 | 4.2257
2045-01-08 | 4.1095 | 3.9344 | 3.8244 | 3.7584 | 3.7229 | 3.9673 | 4.1324 | 4.1671 | 4.3802 | 4.2755 | 4.1399 | 4.0937 | 4.2227 | 4.3427 | 4.4886 | 4.6467 | 4.9613 | 5.3843 | 5.4339 | 5.3417 | 5.0776 | 4.7471 | 4.4162 | 4.1667
2045-01-09 | 4.016 | 3.9412 | 3.8064 | 3.7972 | 3.8782 | 4.0858 | 4.3412 | 4.4857 | 4.5688 | 4.4272 | 4.4427 | 4.3778 | 4.5209 | 4.5252 | 5.0049 | 5.1874 | 5.4274 | 5.7816 | 5.8676 | 5.7027 | 5.277 | 4.892 | 4.5408 | 4.1324
2045-01-10 | 4.0419 | 3.9062 | 3.7963 | 3.8062 | 3.8045 | 4.0744 | 4.3456 | 4.4908 | 4.4507 | 4.2102 | 4.274 | 4.2684 | 4.3347 | 4.7121 | 5.1197 | 5.1378 | 5.2119 | 5.571 | 5.8633 | 5.6458 | 5.1694 | 4.9113 | 4.3812 | 4.0376
2045-01-11 | 3.916 | 3.8796 | 3.7886 | 3.7388 | 3.8482 | 4.1576 | 4.4174 | 4.7019 | 4.614 | 4.4494 | 4.3428 | 4.4539 | 4.4827 | 4.706 | 4.7183 | 4.7702 | 4.9272 | 5.5027 | 5.7306 | 5.4927 | 5.3314 | 4.8764 | 4.4884 | 4.1767
2045-01-12 | 4.1075 | 3.9354 | 3.9376 | 3.8086 | 3.8384 | 4.055 | 4.381 | 4.6799 | 4.5576 | 4.6972 | 4.7916 | 4.4926 | 4.5229 | 4.5429 | 4.5121 | 4.5418 | 5.0267 | 5.6499 | 6.0403 | 5.7098 | 5.3592 | 5.045 | 4.6312 | 4.5296
2045-01-13 | 4.2298 | 4.0296 | 3.8328 | 3.814 | 3.89 | 4.1569 | 4.6016 | 4.7642 | 4.6452 | 4.6286 | 4.6014 | 4.9067 | 4.752 | 4.6558 | 4.4994 | 4.793 | 5.021 | 5.5768 | 5.7172 | 5.4522 | 5.0942 | 4.7686 | 4.3631 | 4.3503
2045-01-14 | 4.1208 | 3.7869 | 3.7396 | 3.7189 | 3.6529 | 3.8561 | 4.0965 | 4.3823 | 4.629 | 4.8085 | 4.4795 | 4.5156 | 4.6247 | 4.5325 | 4.5321 | 4.7206 | 5.1112 | 5.5086 | 5.5829 | 5.4934 | 5.1313 | 4.7912 | 4.4616 | 4.395
2045-01-15 | 4.0975 | 3.8441 | 3.7494 | 3.7502 | 3.6751 | 3.9144 | 4.1319 | 4.3604 | 4.6853 | 4.7895 | 4.8911 | 4.8519 | 4.7201 | 4.5639 | 4.7065 | 4.8991 | 5.0357 | 5.3223 | 5.7005 | 5.5738 | 5.0879 | 4.7671 | 4.3596 | 4.0721
2045-01-16 | 3.9777 | 3.8523 | 3.7074 | 3.6808 | 3.7887 | 4.0444 | 4.3756 | 4.8016 | 4.8718 | 4.6913 | 4.7422 | 4.6367 | 4.8219 | 4.7317 | 4.8379 | 4.6059 | 4.912 | 5.5258 | 5.8384 | 5.5841 | 5.3014 | 5.1088 | 4.4086 | 4.0672
2045-01-17 | 3.9578 | 3.8273 | 3.6556 | 3.6477 | 3.7017 | 3.9968 | 4.309 | 4.5117 | 4.383 | 4.2047 | 4.0756 | 4.2441 | 4.1657 | 4.2126 | 4.2753 | 4.3354 | 4.4459 | 4.8558 | 5.2633 | 5.1834 | 4.8664 | 4.5477 | 4.1651 | 3.8184
2045-01-18 | 3.732 | 3.8137 | 3.8034 | 3.7377 | 3.825 | 4.1602 | 4.5062 | 4.6742 | 4.4957 | 4.4726 | 4.3619 | 4.6221 | 4.4732 | 4.3919 | 4.4161 | 4.483 | 4.6582 | 5.0764 | 5.5151 | 5.3914 | 5.014 | 4.6686 | 4.2583 | 3.9021
2045-01-19 | 3.889 | 3.6998 | 3.6582 | 3.564 | 3.694 | 3.9831 | 4.2903 | 4.5738 | 4.5069 | 4.5029 | 4.697 | 4.7344 | 4.5506 | 4.471 | 4.6144 | 4.6545 | 4.9942 | 5.3173 | 5.5487 | 5.3102 | 5.1755 | 4.9165 | 4.4537 | 4.0798
2045-01-20 | 4.1169 | 3.9793 | 3.8005 | 3.7905 | 3.8347 | 4.1867 | 4.7242 | 5.0582 | 4.8305 | 4.7217 | 4.831 | 4.8443 | 4.8543 | 4.824 | 4.8349 | 5.0341 | 4.9762 | 5.2627 | 5.4187 | 5.2345 | 4.8278 | 4.6593 | 4.3973 | 4.0863
2045-01-21 | 3.9522 | 3.7826 | 3.7047 | 3.6859 | 3.7293 | 4.0201 | 4.2686 | 4.4445 | 4.6792 | 4.6227 | 4.3419 | 4.2765 | 4.427 | 4.6641 | 4.7384 | 4.7293 | 4.8865 | 5.3225 | 5.4754 | 5.3184 | 4.9143 | 4.7092 | 4.4545 | 4.0989
2045-01-22 | 3.9817 | 3.7529 | 3.64 | 3.6282 | 3.6186 | 3.8424 | 4.2138 | 4.551 | 4.862 | 4.7077 | 4.4479 | 4.6047 | 4.7445 | 4.673 | 4.841 | 4.9449 | 5.2263 | 5.519 | 5.7321 | 5.614 | 5.1009 | 4.8461 | 4.4277 | 4.0866
2045-01-23 | 3.938 | 3.8428 | 3.786 | 3.7209 | 3.7289 | 3.9553 | 4.156 | 4.4393 | 4.5751 | 4.348 | 4.1303 | 4.2015 | 4.1188 | 4.2072 | 4.0113 | 4.2716 | 4.5548 | 5.0898 | 5.5218 | 5.4425 | 4.8345 | 4.6078 | 4.3072 | 3.9538
2045-01-24 | 3.8318 | 3.7414 | 3.6296 | 3.5939 | 3.6935 | 3.9331 | 4.2899 | 4.6676 | 4.4343 | 4.4156 | 4.6201 | 4.7653 | 4.8239 | 4.6596 | 4.4693 | 4.6329 | 4.7818 | 5.4312 | 5.7022 | 5.1141 | 5.1182 | 5.006 | 4.5019 | 4.0744
2045-01-25 | 3.9517 | 3.8486 | 3.7566 | 3.7208 | 3.7737 | 4.0272 | 4.3788 | 4.5407 | 4.2516 | 4.1746 | 4.0823 | 4.0855 | 4.5231 | 4.626 | 4.7052 | 5.1398 | 5.3321 | 5.7293 | 5.8277 | 5.6265 | 5.3971 | 4.9967 | 4.5308 | 4.0485
2045-01-26 | 3.9816 | 3.7649 | 3.751 | 3.5903 | 3.6665 | 3.9827 | 4.3021 | 4.6618 | 4.4686 | 4.3752 | 4.6032 | 4.7045 | 4.6961 | 4.4788 | 4.9929 | 4.9576 | 5.2691 | 5.6231 | 5.9055 | 5.4665 | 5.3054 | 4.7883 | 4.4455 | 4.2065
2045-01-27 | 3.9994 | 3.8734 | 3.7123 | 3.6622 | 3.9348 | 4.1922 | 4.7284 | 4.9708 | 4.9469 | 4.7412 | 4.8126 | 4.9583 | 4.8862 | 4.9769 | 5.1525 | 5.1526 | 5.408 | 5.777 | 5.8252 | 5.5335 | 5.2354 | 5.1763 | 4.7655 | 4.4746
2045-01-28 | 4.2797 | 4.1736 | 3.8499 | 3.7548 | 3.788 | 4.1029 | 4.2823 | 4.5031 | 4.6753 | 4.5158 | 4.2966 | 4.1964 | 4.1399 | 4.1025 | 4.1987 | 4.2368 | 4.456 | 4.9609 | 5.2422 | 5.1291 | 4.8163 | 4.6522 | 4.3581 | 4.0885
2045-01-29 | 4.0056 | 3.8026 | 3.7344 | 3.5482 | 3.5948 | 3.8711 | 4.0522 | 4.2147 | 4.4485 | 4.3117 | 4.2108 | 4.3297 | 4.3494 | 4.3173 | 4.2102 | 4.2106 | 4.6555 | 4.9726 | 5.2289 | 5.3214 | 5.0361 | 4.6185 | 4.2752 | 4.0024
2045-01-30 | 3.9244 | 3.8159 | 3.7137 | 3.7026 | 3.76 | 4.1066 | 4.4254 | 4.6795 | 4.5683 | 4.3222 | 4.1111 | 4.1158 | 4.0611 | 4.0939 | 3.9292 | 3.8959 | 4.3572 | 5.0275 | 5.4494 | 5.4064 | 5.1937 | 4.7436 | 4.2987 | 3.9874
2045-01-31 | 3.9171 | 3.8128 | 3.7074 | 3.6312 | 3.7525 | 4.1315 | 4.7262 | 4.8225 | 4.6919 | 4.602 | 4.4247 | 4.4648 | 4.4595 | 4.2976 | 4.7826 | 5.2067 | 5.5425 | 5.5252 | 5.7168 | 5.5534 | 5.2752 | 4.949 | 4.3096 | 4.009
2045-02-01 | 3.7328 | 3.6899 | 3.6322 | 3.5645 | 3.6409 | 4.037 | 4.3687 | 4.5991 | 4.6699 | 4.6603 | 4.5055 | 4.1543 | 4.1506 | 4.3029 | 4.3437 | 4.4253 | 4.9022 | 5.134 | 5.2223 | 5.2648 | 5.1227 | 4.7681 | 4.2239 | 4.0044
2045-02-02 | 3.9428 | 3.7887 | 3.757 | 3.6419 | 3.702 | 3.983 | 4.2955 | 4.7047 | 4.8274 | 4.479 | 4.2987 | 4.4313 | 4.8783 | 4.4707 | 4.5595 | 4.513 | 4.9742 | 5.2062 | 5.551 | 5.2094 | 4.9226 | 4.5938 | 4.1884 | 3.9552
2045-02-03 | 3.8544 | 3.7462 | 3.5331 | 3.5051 | 3.5668 | 3.8936 | 4.2012 | 4.5922 | 4.6293 | 4.5246 | 4.4741 | 4.7462 | 4.808 | 4.5044 | 4.9263 | 5.0382 | 4.9852 | 5.4679 | 5.4503 | 5.09 | 4.6544 | 4.6007 | 4.3532 | 3.9661
2045-02-04 | 3.8505 | 3.7263 | 3.6062 | 3.5782 | 3.5766 | 3.877 | 4.0635 | 4.3884 | 4.5922 | 4.6705 | 4.7012 | 4.7678 | 4.679 | 4.4592 | 4.6455 | 4.6167 | 4.7797 | 5.1122 | 5.1288 | 5.1205 | 4.9468 | 4.7595 | 4.3095 | 3.992
2045-02-05 | 3.7856 | 3.621 | 3.5232 | 3.4466 | 3.4877 | 3.7404 | 3.8714 | 4.2852 | 4.6235 | 4.5398 | 4.3796 | 4.4924 | 4.2806 | 4.1386 | 4.2301 | 4.3442 | 4.3362 | 4.9568 | 5.1916 | 5.0773 | 4.7328 | 4.4162 | 4.1134 | 3.7746
2045-02-06 | 3.6615 | 3.5621 | 3.4636 | 3.3898 | 3.4541 | 3.8766 | 4.2254 | 4.6685 | 4.8698 | 4.7789 | 4.4817 | 4.283 | 4.5064 | 4.5419 | 4.7051 | 4.9031 | 4.9904 | 5.2622 | 5.4554 | 5.228 | 4.9927 | 4.6354 | 4.1838 | 3.9124
2045-02-07 | 3.8489 | 3.7479 | 3.6474 | 3.6836 | 3.7902 | 4.1278 | 4.5448 | 4.7712 | 4.7446 | 4.5528 | 4.3174 | 4.4724 | 4.4647 | 4.399 | 4.3884 | 4.3363 | 4.9435 | 5.1302 | 5.4432 | 5.6083 | 5.1318 | 4.6838 | 4.1901 | 3.8991
2045-02-08 | 3.8921 | 3.8403 | 3.7259 | 3.6663 | 3.6943 | 3.98 | 4.4224 | 4.7799 | 4.7755 | 4.8291 | 4.9023 | 4.7837 | 4.5869 | 4.7124 | 4.9628 | 4.9496 | 5.4374 | 5.8082 | 6.2289 | 6.0768 | 5.7622 | 5.3503 | 4.7334 | 4.633
2045-02-09 | 4.3563 | 3.9656 | 3.9683 | 3.8421 | 4.0065 | 4.3964 | 4.6711 | 5.231 | 5.365 | 5.1214 | 5.2468 | 5.145 | 4.5994 | 4.4626 | 4.5249 | 4.784 | 5.08 | 5.399 | 5.7214 | 5.5331 | 5.1688 | 4.8438 | 4.5867 | 4.1645
2045-02-10 | 3.8914 | 3.7341 | 3.5519 | 3.4996 | 3.6113 | 4.0405 | 4.5061 | 4.9887 | 4.8374 | 4.4501 | 4.4471 | 4.4279 | 4.5409 | 4.4958 | 4.4314 | 4.4808 | 5.1485 | 5.489 | 5.5282 | 5.3632 | 5.091 | 5.0233 | 4.542 | 4.2721
2045-02-11 | 3.9935 | 3.8589 | 3.6625 | 3.617 | 3.6504 | 3.878 | 4.2402 | 4.6962 | 4.8794 | 4.5267 | 4.0478 | 4.1686 | 4.3466 | 4.2474 | 4.1564 | 4.3021 | 4.6043 | 5.0885 | 5.182 | 5.1244 | 4.5277 | 4.3431 | 4.3024 | 4.0228
2045-02-12 | 3.7414 | 3.5389 | 3.4275 | 3.387 | 3.4184 | 3.6277 | 3.7885 | 4.1911 | 4.5533 | 4.5425 | 4.4837 | 4.5381 | 4.3223 | 4.2165 | 4.0415 | 4.4301 | 4.7421 | 5.2151 | 5.559 | 5.353 | 5.0043 | 4.8219 | 4.413 | 4.1357
2045-02-13 | 3.9705 | 3.7867 | 3.5565 | 3.5535 | 3.5695 | 3.9731 | 4.2705 | 4.6988 | 4.7782 | 4.3986 | 4.1777 | 3.9041 | 3.8633 | 3.8846 | 3.9338 | 4.3038 | 4.4418 | 5.0558 | 5.4076 | 5.2925 | 4.9083 | 4.6286 | 4.2339 | 3.7938
2045-02-14 | 3.6853 | 3.5958 | 3.4706 | 3.4125 | 3.5024 | 4.0246 | 4.5174 | 4.92 | 4.7763 | 4.5267 | 4.308 | 4.3024 | 4.2174 | 4.189 | 4.2255 | 4.3569 | 4.7559 | 5.2694 | 5.4005 | 5.5369 | 5.1707 | 4.7896 | 4.2129 | 3.7763
2045-02-15 | 3.6421 | 3.6019 | 3.5819 | 3.5341 | 3.5871 | 4.0592 | 4.3433 | 4.6208 | 4.5987 | 4.4335 | 4.0466 | 3.9283 | 3.875 | 4.007 | 3.9905 | 4.1772 | 4.6566 | 5.0696 | 5.4786 | 5.374 | 5.0139 | 4.5692 | 4.1706 | 3.9468
2045-02-16 | 3.915 | 3.7325 | 3.6695 | 3.567 | 3.6548 | 3.9715 | 4.1833 | 4.4965 | 4.5629 | 4.6256 | 4.513 | 4.1959 | 4.2475 | 4.0514 | 4.1692 | 4.1625 | 4.6051 | 4.9232 | 5.4962 | 5.2922 | 4.9959 | 4.7459 | 4.3991 | 4.0057
2045-02-17 | 3.8037 | 3.6644 | 3.4849 | 3.4707 | 3.5509 | 3.8331 | 4.0844 | 4.4511 | 4.751 | 4.6342 | 4.4754 | 4.2325 | 4.1345 | 3.993 | 4.1595 | 4.239 | 4.4328 | 4.9666 | 5.3113 | 5.4368 | 5.1044 | 5.0119 | 4.6118 | 4.1811
2045-02-18 | 3.9863 | 3.8014 | 3.7013 | 3.5951 | 3.7397 | 3.9679 | 4.167 | 4.4301 | 4.8383 | 4.6365 | 4.4895 | 4.432 | 4.5437 | 4.0725 | 4.3713 | 4.3578 | 4.6869 | 5.0403 | 5.3688 | 5.3233 | 4.9902 | 4.8543 | 4.447 | 4.0466
2045-02-19 | 3.7287 | 3.5526 | 3.4906 | 3.4173 | 3.4558 | 3.6426 | 3.7753 | 4.1819 | 4.4005 | 4.2033 | 4.1909 | 4.0357 | 4.2234 | 4.1765 | 4.2162 | 4.4256 | 4.6808 | 5.0057 | 5.2974 | 5.33 | 5.0117 | 4.8033 | 4.4899 | 4.0939
2045-02-20 | 3.8514 | 3.7292 | 3.6238 | 3.5368 | 3.5819 | 3.8114 | 3.8931 | 4.2713 | 4.4555 | 4.2518 | 4.045 | 3.9362 | 3.9011 | 3.7761 | 3.9925 | 4.3816 | 5.0352 | 5.2691 | 5.3255 | 5.3317 | 4.9447 | 4.6964 | 4.2905 | 3.8743
2045-02-21 | 3.7865 | 3.6648 | 3.5414 | 3.4947 | 3.5848 | 3.8507 | 4.2376 | 4.602 | 4.8894 | 4.7115 | 4.6736 | 4.5941 | 4.6225 | 4.5607 | 4.3668 | 4.4742 | 4.7076 | 5.2714 | 5.2796 | 5.168 | 4.8234 | 4.5628 | 4.1517 | 3.81
2045-02-22 | 3.6694 | 3.6072 | 3.6797 | 3.5925 | 3.7203 | 4.1801 | 4.4318 | 4.8155 | 4.9246 | 4.6988 | 4.7003 | 4.7589 | 4.8076 | 4.7946 | 4.7121 | 4.6656 | 4.8169 | 5.2469 | 5.5694 | 5.4326 | 5.0104 | 4.9702 | 4.313 | 3.8563
2045-02-23 | 3.8432 | 3.6731 | 3.7001 | 3.5225 | 3.577 | 3.9247 | 4.018 | 4.3415 | 4.476 | 4.251 | 4.2827 | 4.4986 | 4.3538 | 4.4492 | 4.3576 | 4.673 | 5.105 | 5.5759 | 5.9686 | 5.4943 | 5.3653 | 4.8152 | 4.2544 | 4.0222
2045-02-24 | 3.7725 | 3.5808 | 3.4078 | 3.4693 | 3.5587 | 3.9891 | 4.4022 | 4.6381 | 4.3877 | 4.2348 | 4.5479 | 4.6474 | 4.8222 | 4.509 | 4.4535 | 4.9816 | 5.3249 | 5.9193 | 5.9164 | 5.8086 | 5.5665 | 5.2576 | 4.7039 | 4.356
2045-02-25 | 4.0075 | 3.7393 | 3.7037 | 3.5466 | 3.5789 | 3.8436 | 4.1634 | 4.3875 | 4.6999 | 4.7807 | 4.6214 | 4.4314 | 4.395 | 4.427 | 4.4215 | 4.6374 | 4.9759 | 5.166 | 5.2274 | 5.3388 | 4.8773 | 4.5408 | 4.3397 | 3.9396
2045-02-26 | 3.8326 | 3.5239 | 3.4816 | 3.4919 | 3.5221 | 3.712 | 3.9773 | 4.2477 | 4.5914 | 4.5918 | 4.2921 | 4.0708 | 4.1765 | 4.1809 | 4.164 | 4.4451 | 4.754 | 5.3893 | 5.5692 | 5.5672 | 5.1562 | 4.837 | 4.3263 | 4.0215
2045-02-27 | 3.84 | 3.8186 | 3.6447 | 3.5086 | 3.5054 | 3.7561 | 4.3064 | 4.7265 | 4.5938 | 4.2473 | 4.0744 | 4.1486 | 4.31 | 3.812 | 4.1465 | 4.3561 | 4.5732 | 5.059 | 5.5104 | 5.3617 | 4.9448 | 4.5801 | 4.2489 | 3.8883
2045-02-28 | 3.8069 | 3.7263 | 3.6058 | 3.5149 | 3.595 | 3.993 | 4.2151 | 4.4725 | 4.602 | 4.5609 | 4.3922 | 4.1947 | 4.0416 | 4.2642 | 4.3665 | 4.5637 | 4.7577 | 5.1544 | 5.4855 | 5.2569 | 4.8998 | 4.6799 | 4.1416 | 3.8967
2045-03-01 | 4.0746 | 3.8945 | 3.9482 | 3.8057 | 3.8875 | 4.2007 | 4.5701 | 4.6543 | 4.666 | 4.4649 | 4.3317 | 4.1443 | 4.0777 | 3.9564 | 4.0602 | 4.2521 | 4.413 | 5.0287 | 5.6396 | 5.7271 | 5.529 | 5.0469 | 4.5059 | 4.1482
2045-03-02 | 4.0495 | 3.9073 | 3.6005 | 3.5436 | 3.5959 | 4.0004 | 4.2721 | 4.3586 | 4.3197 | 4.0929 | 4.0005 | 3.9509 | 3.8321 | 4.146 | 4.1472 | 4.4728 | 4.6003 | 5.2681 | 5.4884 | 5.4356 | 5.1614 | 4.7831 | 4.3787 | 3.9355
2045-03-03 | 3.9278 | 3.725 | 3.6844 | 3.5863 | 3.6703 | 4.0344 | 4.5591 | 4.801 | 4.635 | 4.4196 | 4.1407 | 4.1419 | 4.0473 | 3.9808 | 4.0283 | 4.2207 | 4.5182 | 4.9655 | 5.2069 | 5.4372 | 5.1775 | 5.0017 | 4.6058 | 4.2124
2045-03-04 | 4.0162 | 3.8884 | 3.7339 | 3.603 | 3.6574 | 3.8405 | 4.2008 | 4.3764 | 4.6723 | 4.5449 | 4.2042 | 4.1273 | 4.2492 | 4.0408 | 4.1514 | 4.3838 | 4.5583 | 4.9357 | 5.3536 | 5.4516 | 5.0302 | 4.8742 | 4.4216 | 4.0571
2045-03-05 | 3.9404 | 3.8734 | 3.77 | 3.6699 | 3.6677 | 3.8529 | 4.1944 | 4.415 | 4.6364 | 4.597 | 4.3956 | 4.1479 | 3.9675 | 3.7095 | 3.6952 | 3.8445 | 4.285 | 4.8637 | 5.3731 | 5.4565 | 5.2952 | 4.8131 | 4.4643 | 3.9834
2045-03-06 | 3.8879 | 3.8168 | 3.6714 | 3.4557 | 3.5553 | 3.8424 | 4.1481 | 4.4939 | 4.7047 | 4.3888 | 4.2227 | 4.0636 | 3.9641 | 3.8103 | 3.7244 | 4.0523 | 4.3761 | 5.0601 | 5.5785 | 5.5367 | 5.0886 | 4.8882 | 4.495 | 4.0527
2045-03-07 | 3.9045 | 3.8385 | 3.79 | 3.7958 | 3.7477 | 4.0906 | 4.5415 | 4.9584 | 4.915 | 4.7953 | 4.5375 | 4.3965 | 4.3092 | 4.4326 | 4.3236 | 4.8774 | 5.2133 | 5.8088 | 6.1084 | 6.1155 | 5.8469 | 5.1448 | 4.4478 | 4.0516
2045-03-08 | 4.0263 | 3.8549 | 3.8334 | 3.7113 | 3.7776 | 4.0786 | 4.62 | 4.8141 | 5.011 | 4.9548 | 4.6871 | 4.533 | 4.909 | 5.3623 | 5.3664 | 5.1422 | 5.5355 | 6.1202 | 6.2184 | 6.0714 | 5.8804 | 5.474 | 4.9526 | 4.4547
2045-03-09 | 4.3119 | 4.1373 | 3.8562 | 3.7503 | 3.7657 | 4.278 | 4.8241 | 5.3332 | 5.6585 | 5.1414 | 4.5638 | 4.7445 | 4.7288 | 4.8072 | 4.591 | 4.7842 | 5.3055 | 5.9194 | 5.9159 | 5.9183 | 5.4565 | 5.0333 | 4.4633 | 4.146
2045-03-10 | 4.004 | 3.8795 | 3.861 | 3.7633 | 3.7628 | 4.2249 | 4.9506 | 5.1168 | 4.7781 | 4.373 | 4.1365 | 4.1863 | 4.0209 | 3.9053 | 4.433 | 4.8629 | 5.0669 | 5.7211 | 5.9252 | 5.7611 | 5.4549 | 5.0965 | 4.5882 | 4.2312
2045-03-11 | 4.0779 | 3.9815 | 3.8675 | 3.8588 | 3.8322 | 4.1107 | 4.5341 | 4.6879 | 5.2665 | 5.0491 | 4.5241 | 4.5086 | 4.525 | 4.389 | 4.3067 | 4.3804 | 5.0777 | 5.579 | 5.2614 | 5.3911 | 5.0999 | 5.0298 | 4.5169 | 4.12
2045-03-12 | 4.004 | 3.9222 | 3.8918 | 3.7129 | 3.7845 | 3.9789 | 4.2281 | 4.5098 | 4.926 | 4.7054 | 4.5267 | 4.4797 | 4.9442 | 4.8136 | 4.59 | 5.0218 | 5.5977 | 5.8552 | 6.0677 | 5.9165 | 5.7923 | 5.5049 | 4.9846 | 4.4515
2045-03-13 | 4.2508 | 4.1316 | 3.9867 | 3.89 | 3.9478 | 4.2611 | 4.7583 | 4.929 | 4.851 | 4.8122 | 4.6509 | 4.8938 | 4.7807 | 4.1601 | 4.2665 | 4.5045 | 4.9692 | 5.6983 | 5.8647 | 5.6337 | 5.3444 | 4.954 | 4.4564 | 4.1057
2045-03-14 | 4.0145 | 3.9245 | 3.8765 | 3.823 | 3.8329 | 4.1031 | 4.616 | 4.8099 | 4.7533 | 4.7128 | 4.4602 | 4.3268 | 4.2961 | 4.6833 | 4.8609 | 4.9209 | 5.3693 | 5.783 | 5.8562 | 5.9601 | 5.6484 | 5.1849 | 4.5305 | 4.2047
2045-03-15 | 4.2261 | 4.0663 | 3.9807 | 3.8816 | 3.8864 | 4.252 | 4.595 | 5.0001 | 4.9053 | 4.7744 | 4.3671 | 4.4363 | 4.8139 | 4.3117 | 4.5554 | 4.9131 | 5.2025 | 5.8776 | 6.3456 | 6.1213 | 5.8277 | 5.365 | 4.6692 | 4.3036
2045-03-16 | 4.4674 | 4.2468 | 4.053 | 3.9882 | 4.037 | 4.5016 | 4.8511 | 5.1025 | 4.9261 | 4.6203 | 4.4362 | 4.8017 | 4.9624 | 4.669 | 4.7726 | 5.2953 | 5.7293 | 6.3647 | 6.5228 | 6.3682 | 5.6458 | 5.3104 | 4.7977 | 4.3084
2045-03-17 | 4.1078 | 3.9147 | 3.8296 | 3.7835 | 3.7517 | 4.1238 | 4.591 | 4.6342 | 4.6796 | 4.3965 | 4.2873 | 4.2734 | 4.4518 | 4.4045 | 4.5282 | 4.9065 | 5.2445 | 5.4528 | 5.6165 | 5.6909 | 5.1777 | 4.8939 | 4.5268 | 4.2229
2045-03-18 | 4.025 | 3.9021 | 3.8367 | 3.8515 | 3.8249 | 4.0465 | 4.5757 | 4.8193 | 4.9927 | 4.7367 | 4.6366 | 4.3774 | 4.5743 | 4.239 | 4.437 | 4.8337 | 5.162 | 5.8097 | 5.8106 | 5.9899 | 5.7328 | 5.5311 | 4.9731 | 4.3778
2045-03-19 | 4.0763 | 3.9849 | 3.859 | 3.8677 | 3.7271 | 3.9241 | 4.0893 | 4.1661 | 4.3482 | 4.1897 | 4.0459 | 4.0028 | 3.7855 | 3.5673 | 3.6708 | 3.9396 | 4.3992 | 5.1279 | 5.4129 | 5.2891 | 4.9207 | 4.718 | 4.364 | 4.0036
2045-03-20 | 3.8825 | 3.7638 | 3.6936 | 3.5253 | 3.6042 | 3.8478 | 4.1283 | 4.3195 | 4.7872 | 4.5704 | 4.3175 | 3.9937 | 3.8097 | 3.8173 | 3.6491 | 3.9767 | 4.3564 | 5.0701 | 5.4426 | 5.6374 | 5.3146 | 4.7812 | 4.1748 | 3.8778
2045-03-21 | 3.7769 | 3.8696 | 3.8743 | 3.8272 | 3.8101 | 4.0776 | 4.3385 | 4.3751 | 4.4437 | 4.3967 | 4.5567 | 4.2889 | 4.2788 | 4.2819 | 4.1345 | 4.1545 | 4.5798 | 5.2146 | 5.3642 | 5.4588 | 5.2363 | 4.8667 | 4.3473 | 3.9457
2045-03-22 | 3.9556 | 3.7798 | 3.794 | 3.6695 | 3.658 | 4.0185 | 4.1599 | 4.3001 | 4.4757 | 4.3952 | 4.3677 | 4.4948 | 4.7343 | 4.9103 | 4.922 | 4.7429 | 4.8982 | 5.4369 | 5.6076 | 5.7383 | 5.5374 | 5.2471 | 4.7025 | 4.164
2045-03-23 | 4.0823 | 3.9056 | 3.7432 | 3.6586 | 3.722 | 4.1672 | 4.3545 | 4.6038 | 4.8388 | 4.3945 | 4.3688 | 4.2038 | 3.9292 | 4.0015 | 4.4413 | 4.5421 | 4.6565 | 5.1383 | 5.4826 | 5.6324 | 5.1547 | 4.7712 | 4.3306 | 3.9454
2045-03-24 | 3.8289 | 3.7261 | 3.637 | 3.5418 | 3.6606 | 3.9519 | 4.3531 | 4.6429 | 4.7998 | 4.6191 | 4.9312 | 4.8539 | 4.5789 | 4.7267 | 4.9476 | 5.0107 | 5.0337 | 5.4883 | 5.7308 | 5.6596 | 5.321 | 4.9389 | 4.5125 | 4.1417
2045-03-25 | 4.0619 | 3.9192 | 3.832 | 3.7923 | 3.7896 | 3.9916 | 4.162 | 4.3127 | 4.3435 | 4.1096 | 3.9351 | 3.9155 | 3.8408 | 3.3856 | 3.8647 | 4.8502 | 4.9207 | 5.3594 | 5.3372 | 5.3096 | 4.9527 | 5.1018 | 4.5263 | 4.0893
2045-03-26 | 4.1909 | 4.1102 | 3.7999 | 3.7016 | 3.6855 | 3.9414 | 4.0837 | 4.2165 | 4.5594 | 4.4723 | 4.4839 | 4.9028 | 4.6003 | 5.0168 | 4.8833 | 4.8711 | 5.3214 | 5.9078 | 6.0979 | 6.1433 | 6.173 | 5.5156 | 4.9823 | 4.4507
2045-03-27 | 4.301 | 4.1421 | 3.9946 | 3.8286 | 3.9051 | 4.0346 | 4.4368 | 4.7304 | 5.2958 | 4.9812 | 5.1768 | 4.494 | 4.6647 | 4.2563 | 4.2731 | 4.563 | 5.1906 | 5.5716 | 5.707 | 6.0714 | 5.5356 | 4.9554 | 4.4104 | 4.0128
2045-03-28 | 3.8772 | 3.8706 | 3.7726 | 3.7174 | 3.7352 | 4.0084 | 4.3669 | 4.5456 | 4.6988 | 4.5813 | 4.4394 | 4.3406 | 4.7828 | 4.4365 | 4.5423 | 5.1461 | 5.3983 | 5.8515 | 6.0775 | 6.0261 | 5.5782 | 5.0066 | 4.5022 | 4.0858
2045-03-29 | 3.9902 | 3.8274 | 3.7976 | 3.6265 | 3.6781 | 3.9556 | 4.3632 | 4.3354 | 4.4446 | 4.4022 | 4.3365 | 4.519 | 4.6779 | 4.5633 | 4.4146 | 4.7233 | 5.04 | 5.6122 | 5.6918 | 5.7425 | 5.7195 | 5.162 | 4.6498 | 4.1638
2045-03-30 | 4.0905 | 3.9849 | 3.7855 | 3.795 | 3.8157 | 4.204 | 4.5454 | 4.7521 | 4.9857 | 5.1175 | 5.2541 | 5.3122 | 4.8706 | 4.5624 | 4.7934 | 4.9596 | 5.3674 | 5.9755 | 5.7565 | 5.9959 | 5.7525 | 4.9797 | 4.3758 | 4.0145
2045-03-31 | 3.8672 | 3.717 | 3.6148 | 3.5888 | 3.6266 | 3.8893 | 4.2516 | 4.3117 | 4.3501 | 4.2424 | 4.373 | 4.506 | 4.5635 | 4.3946 | 4.5471 | 4.8145 | 4.9576 | 5.2717 | 5.2263 | 5.3108 | 5.047 | 4.6516 | 4.3968 | 4.1234
2045-04-01 | 3.9672 | 3.8448 | 3.7818 | 3.6892 | 3.6645 | 3.912 | 4.063 | 4.2431 | 4.5728 | 4.5881 | 4.5444 | 5.1501 | 4.566 | 4.368 | 4.5075 | 4.7313 | 4.9382 | 5.5014 | 5.4564 | 5.5812 | 5.1198 | 4.6181 | 4.4155 | 3.9869
2045-04-02 | 3.843 | 3.7184 | 3.6131 | 3.551 | 3.5816 | 3.7907 | 3.8445 | 3.9388 | 4.452 | 4.1835 | 4.19 | 4.3317 | 4.1908 | 4.2475 | 4.1685 | 4.477 | 4.7719 | 5.4129 | 5.534 | 5.6597 | 5.3493 | 4.868 | 4.2819 | 3.9571
2045-04-03 | 3.8848 | 3.9227 | 3.7709 | 3.7274 | 3.7838 | 4.0675 | 4.2735 | 4.7726 | 4.9502 | 4.5517 | 4.6666 | 4.5809 | 4.5123 | 4.3758 | 4.0432 | 4.4594 | 4.674 | 5.2313 | 5.192 | 5.5026 | 5.0175 | 4.5468 | 4.0701 | 3.7949
2045-04-04 | 3.7238 | 3.6049 | 3.5711 | 3.5433 | 3.6132 | 3.853 | 4.0078 | 4.1308 | 4.2288 | 4.1435 | 4.0335 | 4.189 | 4.0572 | 3.713 | 4.058 | 4.2537 | 4.5728 | 5.3517 | 5.8224 | 6.0258 | 5.7347 | 5.2842 | 4.5016 | 4.1885
2045-04-05 | 4.1462 | 4.0094 | 3.9288 | 3.7588 | 3.7955 | 4.0648 | 4.4323 | 4.4895 | 4.6495 | 4.9537 | 4.9157 | 4.5741 | 4.5894 | 4.3213 | 4.3963 | 5.0128 | 5.3949 | 6.0231 | 6.2013 | 6.305 | 5.9072 | 4.7179 | 4.4515 | 4.3069
2045-04-06 | 4.2983 | 3.8614 | 3.8223 | 3.7021 | 3.7392 | 4.0319 | 4.2901 | 4.3582 | 4.4799 | 4.2096 | 4.4749 | 4.5848 | 4.2401 | 4.0238 | 4.2328 | 4.8284 | 5.4272 | 5.9784 | 6.2658 | 6.1491 | 5.5555 | 5.2757 | 4.7448 | 4.4241
2045-04-07 | 4.1124 | 4.0287 | 3.9089 | 3.8783 | 3.9223 | 4.2148 | 4.5703 | 4.9103 | 5.3325 | 5.1943 | 5.1333 | 4.8714 | 4.4571 | 4.7756 | 5.1708 | 5.3899 | 5.4882 | 5.7234 | 5.6284 | 5.7796 | 5.4186 | 4.8755 | 4.5085 | 4.0001
2045-04-08 | 3.869 | 3.6794 | 3.6642 | 3.6615 | 3.6737 | 3.9199 | 4.0458 | 4.128 | 4.1797 | 4.0276 | 3.9538 | 4.3321 | 4.1859 | 3.9441 | 4.0926 | 4.3975 | 4.8204 | 5.4169 | 5.7189 | 5.9715 | 5.3125 | 5.1678 | 4.8183 | 4.3634
2045-04-09 | 4.1824 | 4.0104 | 3.8724 | 3.8397 | 3.8464 | 4.0073 | 4.2744 | 4.3498 | 4.5876 | 4.3689 | 4.8783 | 4.8106 | 4.6374 | 4.6149 | 4.5491 | 4.8094 | 5.1184 | 5.4535 | 5.5602 | 5.8389 | 5.1397 | 4.8084 | 4.4624 | 4.1934
2045-04-10 | 4.1 | 3.807 | 3.7341 | 3.7032 | 3.7674 | 4.036 | 4.5116 | 4.6402 | 4.8085 | 4.5943 | 4.8104 | 5.15 | 5.0768 | 5.0885 | 5.1003 | 5.2953 | 5.7855 | 6.193 | 6.36 | 6.3426 | 5.7867 | 5.2407 | 4.492 | 4.1429
2045-04-11 | 4.0687 | 4.0204 | 3.9343 | 3.772 | 3.6911 | 3.9095 | 4.4085 | 4.4921 | 4.6001 | 4.3566 | 4.5562 | 4.4798 | 4.2622 | 4.2569 | 4.5261 | 4.797 | 5.2807 | 5.9297 | 6.3036 | 6.2807 | 5.9687 | 5.0325 | 4.4809 | 4.0475
2045-04-12 | 4.1183 | 3.9726 | 3.912 | 3.7025 | 3.7877 | 4.115 | 4.5033 | 5.0444 | 5.2489 | 5.1841 | 4.9092 | 4.8394 | 4.7476 | 4.4973 | 4.3406 | 4.7289 | 5.2524 | 6.0031 | 6.2371 | 6.177 | 5.7705 | 5.1539 | 4.8383 | 4.2688
2045-04-13 | 4.156 | 4.0915 | 3.8772 | 3.7973 | 3.8342 | 4.187 | 4.6758 | 5.1191 | 5.3132 | 5.4872 | 5.6681 | 4.9449 | 4.5013 | 4.3701 | 4.5425 | 5.2965 | 5.6098 | 6.0814 | 6.1421 | 6.4288 | 5.9952 | 5.111 | 4.6924 | 4.2581
2045-04-14 | 4.041 | 3.9293 | 3.8795 | 3.8447 | 3.8773 | 4.2058 | 4.8212 | 5.1405 | 6.0703 | 5.8766 | 5.4666 | 5.1403 | 5.1564 | 4.9239 | 5.1348 | 5.4826 | 5.8297 | 6.1591 | 6.2307 | 6.2437 | 5.9866 | 5.4321 | 4.9541 | 4.3639
2045-04-15 | 4.1834 | 4.0362 | 4.0008 | 3.9251 | 3.8769 | 4.1561 | 4.3355 | 4.6842 | 4.9987 | 4.7406 | 4.5603 | 4.3084 | 4.3513 | 4.1855 | 4.1602 | 4.4495 | 4.8247 | 5.5647 | 5.4041 | 5.5844 | 5.0266 | 4.7158 | 4.431 | 4.0844
2045-04-16 | 3.9852 | 3.8535 | 3.7948 | 3.7704 | 3.799 | 4.1071 | 4.2036 | 4.3062 | 4.807 | 4.7507 | 4.3453 | 4.4171 | 4.6111 | 4.2067 | 4.4201 | 5.1853 | 5.3162 | 6.0244 | 6.1491 | 6.2137 | 5.8673 | 5.3602 | 4.6901 | 4.203
2045-04-17 | 3.8848 | 3.8791 | 3.7405 | 3.7173 | 3.7071 | 4.056 | 4.403 | 4.718 | 4.5689 | 4.1915 | 4.0406 | 3.8361 | 3.817 | 3.6192 | 3.7187 | 4.2611 | 4.7704 | 5.4354 | 5.936 | 6.2181 | 5.8058 | 5.2893 | 4.5355 | 4.1445
2045-04-18 | 4.056 | 4.0164 | 3.8645 | 3.7485 | 3.6732 | 3.8626 | 4.1727 | 4.1856 | 4.2795 | 4.3468 | 4.1438 | 3.6104 | 4.5077 | 4.0367 | 4.2899 | 5.364 | 5.627 | 6.1893 | 6.2559 | 6.1739 | 5.9661 | 5.126 | 4.516 | 4.3381
2045-04-19 | 4.3335 | 4.0965 | 3.9067 | 3.8795 | 3.9855 | 4.2774 | 4.6823 | 4.8161 | 5.3171 | 5.2591 | 4.5488 | 4.5514 | 4.7614 | 4.9704 | 5.322 | 5.5166 | 5.921 | 6.3176 | 6.2714 | 6.1351 | 6.0007 | 5.2253 | 4.6524 | 4.2817
2045-04-20 | 4.1419 | 4.1003 | 3.9027 | 3.8912 | 3.86 | 4.1679 | 4.2865 | 4.1808 | 4.3973 | 4.2076 | 4.0182 | 4.4252 | 4.5761 | 4.1092 | 4.542 | 4.8515 | 5.1756 | 5.6074 | 5.8654 | 5.9827 | 5.3624 | 4.7409 | 4.4616 | 4.207
2045-04-21 | 3.9701 | 3.8154 | 3.7983 | 3.6865 | 3.8857 | 3.9795 | 4.4244 | 4.4528 | 5.1149 | 5.1702 | 5.3941 | 5.114 | 5.1322 | 4.9764 | 5.0895 | 5.5595 | 5.7321 | 6.2311 | 6.3295 | 6.2229 | 5.8264 | 5.5048 | 4.7226 | 4.3659
2045-04-22 | 4.2214 | 4.1134 | 4.0329 | 3.9358 | 3.9997 | 4.1023 | 4.1323 | 4.3553 | 4.7956 | 4.8323 | 4.9882 | 4.6449 | 4.4372 | 4.475 | 4.6757 | 4.9182 | 5.048 | 5.609 | 5.8545 | 5.8369 | 5.4517 | 4.9091 | 4.4603 | 4.1318
2045-04-23 | 4.0832 | 4.3028 | 4.0282 | 3.8137 | 3.9331 | 4.2722 | 4.4461 | 4.7965 | 5.1763 | 5.2754 | 5.0377 | 4.7281 | 4.6943 | 4.5805 | 4.979 | 5.2259 | 5.7049 | 6.1038 | 6.2591 | 6.511 | 6.1997 | 5.6661 | 4.4845 | 4.1192
2045-04-24 | 4.0421 | 3.9282 | 3.8684 | 3.7259 | 3.7805 | 4.039 | 4.3226 | 4.6481 | 4.8731 | 4.4851 | 5.2096 | 4.7959 | 4.4979 | 4.3851 | 4.5745 | 4.1732 | 4.4851 | 5.1366 | 5.3599 | 5.6633 | 5.2907 | 4.7816 | 4.1977 | 3.9187
2045-04-25 | 3.9305 | 3.892 | 3.8829 | 3.7882 | 3.7594 | 4.158 | 4.3653 | 4.3243 | 4.7043 | 4.763 | 4.6539 | 4.2802 | 4.3272 | 4.1307 | 4.4302 | 4.2804 | 4.8256 | 5.4341 | 5.7064 | 5.7975 | 5.4373 | 4.8782 | 4.1947 | 4.0043
2045-04-26 | 4.0115 | 3.8782 | 3.8572 | 3.7286 | 3.7417 | 4.1109 | 4.279 | 4.4384 | 4.5534 | 4.2338 | 4.1352 | 4.0537 | 4.1155 | 3.7979 | 3.9791 | 4.6689 | 5.1254 | 5.4289 | 5.8188 | 5.7912 | 5.5236 | 4.997 | 4.4125 | 4.1963
2045-04-27 | 4.1676 | 3.9867 | 3.9611 | 4.0086 | 4.1463 | 4.6884 | 4.7924 | 4.9421 | 5.2001 | 4.2994 | 4.0799 | 4.0843 | 4.1393 | 4.0695 | 4.1351 | 4.479 | 4.8487 | 5.6077 | 5.7883 | 5.9042 | 5.5723 | 4.9473 | 4.4415 | 4.116
2045-04-28 | 4.0424 | 3.8842 | 3.834 | 3.8073 | 3.8363 | 4.2299 | 4.4637 | 4.5452 | 4.81 | 4.5592 | 4.2826 | 4.3447 | 4.4248 | 4.7255 | 4.9938 | 4.91 | 5.2361 | 5.6728 | 6.1297 | 6.0188 | 5.5777 | 5.2231 | 4.7488 | 4.4009
2045-04-29 | 4.2824 | 4.0682 | 3.9621 | 3.9151 | 3.7546 | 4.038 | 4.0989 | 4.4268 | 4.7046 | 4.3138 | 4.6615 | 4.7723 | 4.7502 | 4.4887 | 4.4582 | 4.7993 | 5.2478 | 5.4528 | 5.5849 | 5.4073 | 5.3324 | 5.0404 | 4.845 | 4.4947
2045-04-30 | 4.2787 | 4.1364 | 3.9314 | 3.7671 | 3.8932 | 4.0594 | 4.1664 | 4.4734 | 4.7335 | 4.5976 | 4.5678 | 4.4935 | 4.8443 | 4.4712 | 4.7526 | 5.0872 | 5.523 | 5.8043 | 5.9656 | 5.9314 | 5.6188 | 5.1164 | 4.9267 | 4.3121
2045-05-01 | 4.0403 | 4.0583 | 4.0236 | 3.9674 | 3.9798 | 4.0719 | 4.6964 | 4.8667 | 4.8239 | 4.3455 | 4.2819 | 4.5949 | 4.2991 | 4.0273 | 4.0434 | 5.0774 | 5.353 | 5.4495 | 5.512 | 5.4191 | 5.0814 | 4.6869 | 4.2584 | 3.9707
2045-05-02 | 3.8357 | 3.7416 | 3.6815 | 3.5685 | 3.5718 | 3.7879 | 3.9582 | 4.0106 | 4.2678 | 4.0584 | 4.1218 | 3.9629 | 4.0179 | 4.0399 | 4.2545 | 4.4538 | 4.7505 | 5.348 | 5.536 | 5.5613 | 4.9347 | 4.4415 | 4.0716 | 3.7357
2045-05-03 | 3.7559 | 3.5507 | 3.4983 | 3.4086 | 3.5103 | 3.8589 | 4.0215 | 4.0715 | 4.3528 | 4.491 | 4.3984 | 4.3836 | 4.1773 | 3.7584 | 4.073 | 4.2498 | 4.3867 | 4.6755 | 5.1566 | 5.3153 | 5.0656 | 4.5868 | 4.1478 | 3.9411
2045-05-04 | 3.8413 | 3.7047 | 3.5679 | 3.4785 | 3.5045 | 3.9597 | 3.97 | 4.1362 | 4.311 | 4.168 | 4.196 | 4.4283 | 4.7047 | 4.4147 | 4.4657 | 4.8838 | 5.0021 | 5.02 | 5.1479 | 5.3148 | 4.8559 | 4.6006 | 4.2027 | 3.8674
2045-05-05 | 3.8247 | 3.5805 | 3.5444 | 3.5994 | 3.6852 | 3.9724 | 4.2846 | 4.242 | 4.3643 | 4.2866 | 4.0987 | 3.7882 | 3.6239 | 3.4034 | 3.7137 | 4.2766 | 4.7902 | 5.0612 | 5.308 | 5.3051 | 5.1147 | 4.9077 | 4.3617 | 4.0766
2045-05-06 | 3.937 | 3.7989 | 3.8092 | 3.8006 | 3.8613 | 4.2008 | 4.1883 | 4.259 | 4.3266 | 4.5105 | 4.3609 | 4.3112 | 4.4916 | 4.1705 | 4.2431 | 4.3329 | 4.5114 | 4.53 | 4.7157 | 4.6359 | 4.4175 | 4.398 | 4.0529 | 3.7387
2045-05-07 | 3.6432 | 3.5855 | 3.4474 | 3.3826 | 3.4021 | 3.7976 | 3.7782 | 3.9459 | 4.1203 | 3.8715 | 3.6537 | 3.5599 | 3.4924 | 3.5499 | 3.6396 | 3.7676 | 3.8798 | 4.1947 | 4.4016 | 4.5512 | 4.3469 | 4.1549 | 3.8859 | 3.6765
2045-05-08 | 3.5758 | 3.4702 | 3.4135 | 3.3156 | 3.3827 | 3.6672 | 4.1062 | 4.1907 | 4.1381 | 3.8871 | 3.9384 | 4.1256 | 3.9415 | 3.7646 | 3.9291 | 3.9948 | 4.1961 | 4.4453 | 4.6681 | 4.8302 | 4.747 | 4.4057 | 3.8167 | 3.5102
2045-05-09 | 3.4721 | 3.3998 | 3.3775 | 3.353 | 3.3571 | 3.6797 | 3.7679 | 3.9912 | 4.0746 | 4.063 | 4.1338 | 4.1392 | 4.222 | 3.6875 | 3.954 | 4.5956 | 4.7496 | 4.9044 | 5.217 | 5.2778 | 4.8251 | 4.5233 | 4.0678 | 3.7962
2045-05-10 | 3.7815 | 3.5376 | 3.6188 | 3.5632 | 3.6902 | 4.1363 | 4.1722 | 4.3112 | 4.4271 | 4.2483 | 4.4606 | 5.032 | 4.6816 | 4.2662 | 4.726 | 5.1837 | 5.3723 | 5.3052 | 5.4969 | 5.6794 | 5.5637 | 5.0412 | 4.5794 | 3.9744
2045-05-11 | 3.9272 | 3.7098 | 3.5808 | 3.5876 | 3.6788 | 4.083 | 4.2414 | 4.3616 | 4.2727 | 4.1124 | 4.2492 | 4.3111 | 4.1288 | 3.7876 | 3.8951 | 4.0036 | 4.3495 | 4.6989 | 4.9353 | 5.0818 | 4.8321 | 4.6308 | 4.3756 | 3.9732
2045-05-12 | 3.8937 | 3.6997 | 3.7751 | 3.6736 | 3.738 | 4.0562 | 4.3241 | 4.3312 | 4.4826 | 4.223 | 4.2404 | 4.1437 | 4.0314 | 3.9501 | 3.9983 | 4.3031 | 4.6292 | 4.9621 | 5.1153 | 5.0843 | 4.8223 | 4.6848 | 4.1263 | 3.908
2045-05-13 | 3.8015 | 3.7653 | 3.7324 | 3.6789 | 3.6613 | 3.8794 | 4.017 | 4.1696 | 4.4161 | 4.1815 | 3.982 | 4.3396 | 4.7223 | 4.3191 | 4.5233 | 4.7038 | 4.7978 | 5.1848 | 5.121 | 5.1286 | 4.9851 | 4.8511 | 4.4994 | 4.1664
2045-05-14 | 4.0501 | 3.9129 | 3.7948 | 3.6971 | 3.7788 | 3.8193 | 3.8636 | 4.2235 | 4.5138 | 4.1967 | 4.4287 | 4.6505 | 4.4745 | 4.6265 | 4.4616 | 4.627 | 4.7601 | 5.1797 | 5.406 | 5.5662 | 5.392 | 4.8873 | 4.4988 | 4.1692
2045-05-15 | 4.1121 | 3.9968 | 3.9542 | 3.9006 | 4.0083 | 4.2725 | 4.5692 | 4.6565 | 5.1433 | 5.0161 | 4.6798 | 4.9451 | 4.6114 | 4.6277 | 4.74 | 5.032 | 5.8876 | 6.0097 | 5.9479 | 5.8088 | 5.8234 | 5.3662 | 4.7972 | 4.3142
2045-05-16 | 4.4367 | 4.4821 | 4.4548 | 4.4128 | 4.36 | 4.7214 | 4.8545 | 5.0803 | 5.5032 | 5.4033 | 5.4192 | 5.5749 | 5.1163 | 5.1072 | 5.2071 | 5.3019 | 5.5286 | 6.0232 | 6.2407 | 6.4041 | 6.3142 | 5.7878 | 5.0573 | 4.5531
2045-05-17 | 4.2406 | 4.0161 | 4.003 | 3.8921 | 4.0469 | 4.3358 | 4.4524 | 4.6442 | 5.3651 | 5.0524 | 4.9708 | 4.9438 | 4.9441 | 4.7895 | 4.9106 | 5.2541 | 5.3885 | 5.9697 | 5.8607 | 6.0562 | 6.1406 | 5.6426 | 4.9176 | 4.6186
2045-05-18 | 4.5032 | 4.2941 | 4.092 | 4.2031 | 4.2094 | 4.5805 | 4.8323 | 5.1453 | 5.3237 | 5.0193 | 5.0329 | 4.9147 | 4.8023 | 4.5934 | 4.9422 | 5.2806 | 5.6132 | 6.0521 | 5.9735 | 5.9679 | 5.6507 | 5.3725 | 4.9128 | 4.5403
2045-05-19 | 4.3812 | 4.2266 | 4.1668 | 4.2947 | 4.2669 | 4.6703 | 4.9139 | 5.1898 | 5.3264 | 5.2581 | 5.2227 | 5.0782 | 4.9422 | 4.8443 | 5.1562 | 5.5043 | 5.7767 | 5.9137 | 5.8579 | 5.8568 | 5.7213 | 5.6169 | 5.184 | 4.6563
2045-05-20 | 4.4244 | 4.2372 | 4.2224 | 4.2084 | 4.2395 | 4.5968 | 4.5967 | 4.71 | 5.4666 | 5.1891 | 5.1165 | 4.9173 | 4.8435 | 4.5801 | 4.6902 | 4.9278 | 5.1807 | 5.4476 | 5.5833 | 5.7301 | 5.6282 | 5.3982 | 4.9816 | 4.4943
2045-05-21 | 4.3469 | 4.1832 | 4.0802 | 4.0291 | 4.0858 | 4.308 | 4.2903 | 4.4938 | 5.1545 | 4.8871 | 5.0043 | 4.9801 | 4.6227 | 4.5917 | 4.6913 | 5.0815 | 5.3938 | 5.5086 | 5.7636 | 5.729 | 5.6365 | 5.3314 | 4.924 | 4.3844
2045-05-22 | 4.2654 | 4.3395 | 4.1309 | 4.0237 | 4.0698 | 4.3188 | 4.5749 | 4.7393 | 5.3051 | 5.3115 | 5.0149 | 5.2071 | 4.9845 | 4.7334 | 5.1087 | 5.2409 | 5.3239 | 5.8661 | 5.9638 | 5.9427 | 6.0045 | 5.5988 | 5.1916 | 4.65
2045-05-23 | 4.4056 | 4.1635 | 4.1388 | 4.0654 | 3.9855 | 4.3013 | 4.7656 | 4.9368 | 5.3867 | 5.088 | 4.8396 | 4.8941 | 4.5697 | 4.7904 | 4.9851 | 5.348 | 5.4319 | 5.7776 | 5.8856 | 5.8978 | 5.8631 | 5.1675 | 4.6044 | 4.3137
2045-05-24 | 4.3258 | 4.1338 | 4.2619 | 3.98 | 4.1831 | 4.4657 | 4.5934 | 4.7035 | 4.8104 | 4.6651 | 4.7276 | 4.8458 | 4.6044 | 4.5144 | 4.7934 | 4.7847 | 5.0594 | 5.5323 | 5.6449 | 5.7766 | 5.7808 | 5.502 | 4.977 | 4.7003
2045-05-25 | 4.5589 | 4.3852 | 4.215 | 4.2924 | 4.3509 | 4.6998 | 4.8116 | 5.0668 | 5.2444 | 5.2767 | 5.2756 | 5.0901 | 5.0718 | 5.1053 | 5.5698 | 5.4501 | 5.4737 | 5.6898 | 5.7776 | 5.8832 | 5.5597 | 5.4109 | 4.8663 | 4.4285
2045-05-26 | 4.3191 | 4.1353 | 4.0614 | 4.0752 | 4.2451 | 4.5441 | 4.7574 | 4.7636 | 5.0919 | 4.9048 | 4.965 | 4.8759 | 4.7112 | 4.6719 | 4.6309 | 4.9569 | 5.2143 | 5.7541 | 5.6662 | 5.9358 | 5.6883 | 5.5025 | 5.1021 | 4.6806
2045-05-27 | 4.472 | 4.3153 | 4.2888 | 4.3042 | 4.213 | 4.4897 | 4.2349 | 4.3427 | 4.8917 | 4.7653 | 4.4793 | 4.7424 | 4.5251 | 4.2883 | 4.2221 | 4.5442 | 4.8469 | 5.2641 | 5.2475 | 5.1703 | 4.9932 | 4.954 | 4.6064 | 4.2657
2045-05-28 | 4.1268 | 4.1008 | 4.0391 | 3.9404 | 4.0438 | 4.1568 | 4.1851 | 4.1992 | 4.7807 | 4.803 | 4.7944 | 4.5882 | 4.5362 | 4.5887 | 4.7064 | 4.885 | 5.0515 | 5.5621 | 5.6432 | 5.5896 | 5.1917 | 5.0433 | 4.8418 | 4.4086
2045-05-29 | 4.3161 | 4.1978 | 4.0888 | 3.9978 | 3.992 | 4.1372 | 4.2995 | 4.4762 | 4.6433 | 4.5676 | 4.8463 | 4.7355 | 4.7068 | 4.6575 | 4.7326 | 4.812 | 5.0474 | 5.2211 | 5.2551 | 5.3733 | 5.3707 | 5.0997 | 4.7353 | 4.4173
2045-05-30 | 4.3592 | 4.3336 | 4.2776 | 4.198 | 4.2251 | 4.4266 | 4.5451 | 4.5063 | 5.0367 | 5.0413 | 5.05 | 4.9913 | 5.1012 | 4.8909 | 5.188 | 5.3892 | 5.557 | 5.8585 | 5.6754 | 5.8302 | 5.5273 | 5.2329 | 4.6639 | 4.2878
2045-05-31 | 4.2528 | 4.0727 | 4.1288 | 4.0662 | 3.894 | 4.2092 | 4.4874 | 4.4224 | 4.7065 | 4.8017 | 4.6501 | 4.7451 | 4.7846 | 4.4804 | 4.8246 | 4.8673 | 5.2261 | 5.4605 | 5.6542 | 5.6746 | 5.6698 | 5.2717 | 4.6519 | 4.4333
2045-06-01 | 4.1779 | 3.9328 | 3.7748 | 3.7727 | 3.608 | 4.0482 | 4.2644 | 4.4789 | 4.6607 | 4.5422 | 4.6199 | 4.6274 | 4.6068 | 4.4081 | 4.391 | 4.9164 | 5.0036 | 5.3331 | 5.5028 | 5.6591 | 5.5418 | 5.0759 | 4.6293 | 4.1127
2045-06-02 | 3.975 | 3.8066 | 3.7145 | 3.7144 | 3.8506 | 4.2923 | 4.7831 | 4.5895 | 4.8656 | 4.7509 | 4.6297 | 4.6265 | 4.1955 | 4.0252 | 4.4061 | 4.8224 | 4.8378 | 5.2048 | 5.0302 | 4.9817 | 4.9419 | 4.9936 | 4.5083 | 4.2353
2045-06-03 | 4.1137 | 3.9596 | 3.8236 | 3.7996 | 3.8593 | 4.2039 | 4.1687 | 4.2569 | 4.7425 | 4.4629 | 4.3792 | 4.556 | 4.564 | 4.3607 | 4.5721 | 4.6408 | 4.8309 | 5.1721 | 5.3363 | 5.2558 | 5.1995 | 4.989 | 4.6832 | 4.2792
2045-06-04 | 4.0484 | 3.8988 | 3.7673 | 3.814 | 3.8873 | 4.0729 | 4.1881 | 4.0889 | 4.6254 | 4.4873 | 4.3261 | 4.1294 | 4.2998 | 3.9945 | 4.2295 | 4.3825 | 4.5969 | 5.0286 | 5.0871 | 5.2307 | 5.0369 | 4.8941 | 4.4149 | 4.122
2045-06-05 | 4.0105 | 3.9755 | 3.8177 | 3.9039 | 3.9289 | 4.1454 | 4.1608 | 4.2257 | 4.4189 | 4.5188 | 4.7292 | 4.4983 | 4.7447 | 4.8069 | 4.8606 | 4.9846 | 5.0343 | 5.283 | 5.4588 | 5.5478 | 5.3956 | 4.9254 | 4.5154 | 4.1711
2045-06-06 | 4.0585 | 3.9645 | 3.9344 | 3.8564 | 3.9108 | 4.2213 | 4.4997 | 4.2896 | 4.4285 | 4.6485 | 4.751 | 4.6985 | 4.6955 | 4.6548 | 4.8286 | 4.9078 | 4.9875 | 5.4323 | 5.41 | 5.4928 | 5.3886 | 5.0073 | 4.6299 | 4.2596
2045-06-07 | 4.2442 | 4.0779 | 4.1035 | 4.0472 | 4.0714 | 4.2857 | 4.2031 | 4.2509 | 4.7467 | 4.7232 | 4.5284 | 4.4795 | 4.395 | 4.5686 | 4.5734 | 4.8435 | 4.9713 | 5.4161 | 5.5856 | 5.6632 | 5.7802 | 5.4507 | 5.1522 | 4.8194
2045-06-08 | 4.5858 | 4.4215 | 4.1854 | 4.1401 | 4.2388 | 4.4917 | 4.5745 | 4.6995 | 4.9067 | 4.8274 | 4.4931 | 4.54 | 4.1173 | 4.0438 | 4.2917 | 4.7744 | 4.8631 | 5.2093 | 5.3452 | 5.393 | 5.2685 | 4.9891 | 4.6853 | 4.3051
2045-06-09 | 4.1568 | 4.0564 | 4.029 | 3.9429 | 4.0655 | 4.3249 | 4.3503 | 4.474 | 4.8364 | 4.7455 | 4.7367 | 4.5367 | 4.5402 | 4.3651 | 4.5104 | 4.776 | 4.8675 | 5.1973 | 5.4945 | 5.5718 | 5.3557 | 5.1919 | 4.8304 | 4.5583
2045-06-10 | 4.3707 | 3.9997 | 3.933 | 3.8921 | 4.0301 | 4.2239 | 4.3389 | 4.4777 | 4.7751 | 4.6578 | 4.5606 | 4.8125 | 4.421 | 4.3401 | 4.5616 | 4.8034 | 4.9052 | 5.514 | 5.2767 | 5.3458 | 5.2583 | 5.1126 | 4.7657 | 4.3257
2045-06-11 | 4.1749 | 4.0706 | 4.0009 | 3.9696 | 4.0341 | 4.1701 | 4.2437 | 4.4127 | 4.7211 | 4.5923 | 4.6492 | 4.494 | 4.595 | 4.5944 | 4.7351 | 4.8207 | 4.6781 | 5.0245 | 5.5093 | 5.5732 | 5.5272 | 5.1366 | 4.8917 | 4.4056
2045-06-12 | 4.2868 | 4.0459 | 3.99 | 4.0284 | 4.0833 | 4.266 | 4.2999 | 4.6984 | 5.1665 | 4.8895 | 4.9494 | 4.7773 | 4.5767 | 4.4399 | 4.8051 | 5.1535 | 5.3341 | 5.7046 | 5.6976 | 5.6513 | 5.6296 | 5.3921 | 5.0013 | 4.4464
2045-06-13 | 4.1198 | 4.0342 | 3.9634 | 3.968 | 4.0124 | 4.1252 | 4.1412 | 4.2935 | 4.8164 | 4.5837 | 4.639 | 4.4378 | 4.5475 | 4.3381 | 4.3812 | 4.618 | 4.9671 | 5.393 | 5.5798 | 5.6859 | 5.6227 | 5.2855 | 4.7467 | 4.4149
2045-06-14 | 4.4129 | 4.1009 | 4.0882 | 3.9851 | 4.003 | 4.3348 | 4.2235 | 4.4773 | 4.7768 | 4.862 | 4.9887 | 4.9722 | 4.7358 | 4.7778 | 4.7782 | 5.0794 | 5.1477 | 5.5104 | 5.6767 | 5.71 | 5.7398 | 5.4465 | 5.0879 | 4.7572
2045-06-15 | 4.622 | 4.5421 | 4.231 | 4.1122 | 4.1481 | 4.4678 | 4.4231 | 4.5051 | 4.6199 | 4.3474 | 4.412 | 4.5038 | 4.5851 | 4.1595 | 4.2772 | 4.4914 | 4.7364 | 5.1239 | 5.2251 | 5.3622 | 5.14 | 4.8997 | 4.5056 | 4.2683
2045-06-16 | 4.0843 | 3.9286 | 3.9356 | 3.8853 | 3.9375 | 4.0626 | 4.0791 | 4.1916 | 4.6222 | 4.7409 | 4.7877 | 4.8077 | 4.3549 | 4.3786 | 4.7845 | 5.0248 | 5.0736 | 5.4932 | 5.4857 | 5.4494 | 5.196 | 5.0437 | 4.6933 | 4.3774
2045-06-17 | 4.2531 | 3.995 | 3.9289 | 3.9204 | 3.9749 | 4.2084 | 4.2402 | 4.4796 | 4.4999 | 4.4448 | 4.1788 | 4.2596 | 4.1511 | 4.0584 | 4.1784 | 4.427 | 4.6044 | 5.0623 | 5.0986 | 5.0721 | 4.8829 | 4.7301 | 4.4823 | 4.2413
2045-06-18 | 4.1263 | 4.0999 | 3.9839 | 3.9777 | 3.9387 | 4.1619 | 4.054 | 4.0856 | 4.5699 | 4.2866 | 4.363 | 4.3346 | 4.1107 | 4.2743 | 4.4618 | 4.57 | 4.7426 | 5.1749 | 5.4491 | 5.5949 | 5.4688 | 5.0582 | 4.6701 | 4.3572
2045-06-19 | 4.2461 | 4.1233 | 3.8598 | 3.8819 | 4.0065 | 4.1147 | 4.1883 | 4.2958 | 4.7022 | 4.5295 | 4.5724 | 4.3924 | 4.2131 | 4.3031 | 4.4304 | 4.5026 | 4.8839 | 5.2797 | 5.37 | 5.3471 | 5.2008 | 4.8785 | 4.5648 | 4.3976
2045-06-20 | 4.6537 | 4.5869 | 4.5022 | 4.4769 | 4.4847 | 4.7239 | 4.7153 | 4.8524 | 5.1959 | 5.4097 | 5.5076 | 5.3841 | 5.2718 | 4.9054 | 5.5121 | 5.7411 | 5.7975 | 6.1676 | 6.1919 | 6.3 | 6.1853 | 5.7009 | 5.2302 | 4.9093
2045-06-21 | 4.4474 | 4.3406 | 4.2215 | 4.0668 | 4.1465 | 4.3973 | 4.375 | 4.636 | 4.719 | 4.5966 | 4.5795 | 4.4623 | 4.2916 | 4.3014 | 4.6631 | 4.8734 | 4.9784 | 5.4279 | 5.618 | 5.7057 | 5.7309 | 5.2687 | 4.8017 | 4.4804
2045-06-22 | 4.3464 | 4.1988 | 4.0367 | 4.1093 | 4.0553 | 4.2027 | 4.1727 | 4.321 | 5.0897 | 4.8976 | 4.7545 | 4.9586 | 4.812 | 4.3748 | 4.3746 | 4.7705 | 4.973 | 5.4162 | 5.5712 | 5.7145 | 5.4556 | 5.1361 | 4.6959 | 4.4653
2045-06-23 | 4.3767 | 4.2123 | 4.1595 | 4.0422 | 4.0346 | 4.2579 | 4.3551 | 4.4468 | 4.7627 | 4.7976 | 4.9163 | 4.9991 | 4.7842 | 4.6558 | 4.8692 | 5.0161 | 4.9886 | 5.1763 | 5.0466 | 5.3024 | 5.0825 | 5.0508 | 4.7203 | 4.355
2045-06-24 | 4.1396 | 3.9974 | 3.9951 | 3.9591 | 3.9094 | 4.2022 | 4.391 | 4.4158 | 4.7983 | 4.6893 | 4.5979 | 4.7506 | 4.8828 | 4.8221 | 5.0102 | 5.1605 | 5.4792 | 5.6932 | 5.5288 | 5.6386 | 5.54 | 5.3864 | 4.9776 | 4.5687
2045-06-25 | 4.3764 | 4.3498 | 4.0562 | 4.0245 | 4.0877 | 4.1731 | 4.3179 | 4.4625 | 4.7739 | 4.7105 | 4.6846 | 4.7718 | 4.7752 | 4.3719 | 4.5725 | 4.8764 | 4.9661 | 5.2877 | 5.4091 | 5.5172 | 5.4321 | 5.2882 | 4.8521 | 4.5632
2045-06-26 | 4.4133 | 4.3165 | 4.2531 | 4.1433 | 4.0591 | 4.3275 | 4.4202 | 4.6359 | 4.9785 | 4.8541 | 4.6526 | 4.8733 | 4.8761 | 4.5272 | 4.6447 | 4.9551 | 5.0868 | 5.5117 | 5.6053 | 5.6095 | 5.464 | 5.2294 | 4.8254 | 4.3944
2045-06-27 | 4.3362 | 4.2831 | 4.2463 | 4.2621 | 4.2672 | 4.4415 | 4.4788 | 4.604 | 4.94 | 4.88 | 4.8498 | 4.6144 | 4.5864 | 4.6039 | 4.7455 | 4.7948 | 5.0343 | 5.5539 | 5.6811 | 5.7559 | 5.5148 | 5.1612 | 4.9147 | 4.6755
2045-06-28 | 4.5604 | 4.3337 | 4.2741 | 4.2015 | 4.2242 | 4.4007 | 4.2151 | 4.5329 | 4.7722 | 5.0144 | 4.9452 | 4.9085 | 4.6332 | 4.5985 | 4.6943 | 4.7223 | 4.9004 | 5.3508 | 5.3563 | 5.3184 | 5.2757 | 4.9523 | 4.6915 | 4.3661
2045-06-29 | 4.2724 | 4.0993 | 3.9829 | 3.9241 | 3.9188 | 4.2532 | 4.4205 | 4.5143 | 4.7859 | 4.8301 | 4.7099 | 4.7347 | 4.7902 | 4.5912 | 4.8513 | 4.8596 | 5.0666 | 5.4599 | 5.6224 | 5.7606 | 5.547 | 5.2231 | 4.8764 | 4.5964
2045-06-30 | 4.4911 | 4.3348 | 4.3061 | 4.1965 | 4.3132 | 4.5004 | 4.5857 | 4.6768 | 5.3198 | 5.3073 | 5.2709 | 5.0478 | 5.0656 | 4.8847 | 4.8319 | 4.7969 | 4.7854 | 5.3363 | 5.5017 | 5.4833 | 5.3045 | 5.1512 | 4.8671 | 4.5274
2045-07-01 | 4.3141 | 4.2784 | 4.1418 | 4.0727 | 4.0345 | 4.2419 | 4.2558 | 4.3798 | 4.5948 | 4.2927 | 4.3349 | 4.1838 | 4.2603 | 4.2361 | 4.3026 | 4.732 | 4.731 | 5.1688 | 5.1817 | 5.1159 | 5.0619 | 4.8331 | 4.7104 | 4.491
2045-07-02 | 4.3109 | 4.192 | 4.1094 | 4.0086 | 4.1296 | 4.3069 | 4.1794 | 4.3681 | 4.5883 | 4.5573 | 4.6501 | 4.6336 | 4.6944 | 4.4353 | 4.3889 | 4.6397 | 4.7319 | 5.2154 | 5.4096 | 5.4279 | 5.1816 | 4.9958 | 4.6682 | 4.4082
2045-07-03 | 4.1715 | 4.1433 | 4.0653 | 3.9856 | 4.0607 | 4.1709 | 4.1814 | 4.5108 | 4.8163 | 4.806 | 4.7842 | 4.7147 | 4.847 | 4.8263 | 4.9424 | 5.264 | 5.4844 | 5.8088 | 5.8031 | 5.955 | 5.8443 | 5.2386 | 4.6995 | 4.3196
2045-07-04 | 4.18 | 4.105 | 4.0174 | 3.9296 | 3.9539 | 4.1237 | 4.1733 | 4.4145 | 4.6674 | 4.5237 | 4.6311 | 4.5198 | 4.5583 | 4.2715 | 4.3936 | 4.7221 | 5.0169 | 5.4723 | 5.5023 | 5.7429 | 5.6792 | 5.0875 | 4.8416 | 4.4189
2045-07-05 | 4.3959 | 4.1969 | 4.2108 | 4.1859 | 4.0844 | 4.2724 | 3.8912 | 4.2533 | 4.8405 | 4.9615 | 5.0389 | 4.8957 | 4.8408 | 4.7827 | 4.8379 | 4.9591 | 5.1777 | 5.6986 | 5.6084 | 5.7784 | 5.6862 | 5.3584 | 4.7953 | 4.4819
2045-07-06 | 4.3015 | 4.1497 | 4.0469 | 4.0192 | 4.0475 | 4.2537 | 4.2392 | 4.4708 | 4.7213 | 4.7964 | 4.5936 | 4.8824 | 4.7774 | 4.6506 | 4.6281 | 4.712 | 4.9544 | 5.4592 | 5.1904 | 5.3491 | 5.045 | 4.9616 | 4.9821 | 4.4487
2045-07-07 | 4.2811 | 4.0922 | 4.1668 | 4.1474 | 4.1506 | 4.4183 | 4.4246 | 4.7722 | 4.9619 | 4.7897 | 4.9547 | 4.9014 | 4.915 | 4.933 | 4.888 | 5.1275 | 5.2897 | 5.4123 | 5.5485 | 5.5562 | 5.4079 | 5.2092 | 5.0063 | 4.5703
2045-07-08 | 4.3912 | 4.2421 | 4.1581 | 4.0304 | 4.2069 | 4.3885 | 4.2703 | 4.6163 | 4.9287 | 4.6138 | 4.4346 | 4.5109 | 4.4451 | 4.3674 | 4.5755 | 4.8206 | 4.8759 | 5.1714 | 5.2104 | 5.0952 | 4.962 | 4.9368 | 4.8673 | 4.5413
2045-07-09 | 4.4589 | 4.3787 | 4.2544 | 4.2026 | 4.2385 | 4.3408 | 4.3343 | 4.7019 | 4.9111 | 4.9441 | 4.6483 | 4.7344 | 4.5072 | 4.4984 | 4.6601 | 4.9457 | 5.1698 | 5.3268 | 5.3917 | 5.475 | 5.3694 | 5.0749 | 4.6623 | 4.4016
2045-07-10 | 4.2643 | 4.1394 | 4.0965 | 4.0668 | 4.1778 | 4.4184 | 4.5575 | 5.0309 | 5.4446 | 5.0098 | 4.9224 | 4.8805 | 4.8116 | 4.8535 | 4.8043 | 5.0342 | 5.25 | 5.4808 | 5.7757 | 5.9591 | 5.8227 | 5.4546 | 5.0778 | 4.6877
2045-07-11 | 4.5338 | 4.3879 | 4.4135 | 4.3571 | 4.4008 | 4.6884 | 4.7935 | 5.0221 | 5.2976 | 5.0661 | 4.9245 | 5.0919 | 5.0624 | 4.9145 | 4.7525 | 4.9337 | 5.4817 | 6.2666 | 6.3173 | 6.3744 | 6.2153 | 5.8762 | 5.3108 | 4.9156
2045-07-12 | 4.6748 | 4.4156 | 4.3807 | 4.2327 | 4.4177 | 4.5557 | 4.5822 | 4.8159 | 5.0142 | 4.9041 | 4.8128 | 4.7041 | 4.7053 | 4.7575 | 4.8845 | 5.3698 | 5.8756 | 6.243 | 6.3777 | 6.366 | 6.3483 | 5.8751 | 5.3587 | 4.8654
2045-07-13 | 4.547 | 4.5092 | 4.2391 | 4.1016 | 4.1065 | 4.4014 | 4.3706 | 4.7455 | 4.973 | 4.7145 | 4.5433 | 4.5424 | 4.5313 | 4.5258 | 4.5343 | 4.859 | 5.1345 | 5.5181 | 5.4971 | 5.7482 | 5.4711 | 5.2166 | 4.8152 | 4.5503
2045-07-14 | 4.4332 | 4.3064 | 4.1621 | 4.0807 | 4.1749 | 4.2971 | 4.1794 | 4.3433 | 5.0821 | 4.8597 | 4.6079 | 4.7098 | 4.8384 | 4.6917 | 4.6524 | 4.8079 | 5.1234 | 5.6333 | 5.6343 | 5.5499 | 5.3346 | 5.1357 | 4.7836 | 4.5489
2045-07-15 | 4.4287 | 4.224 | 4.1124 | 4.1106 | 4.098 | 4.2384 | 4.153 | 4.4024 | 4.9287 | 4.7122 | 4.444 | 4.4069 | 4.3717 | 4.2643 | 4.3898 | 4.5795 | 4.8651 | 5.4304 | 5.4028 | 5.4284 | 5.3618 | 4.9567 | 4.6509 | 4.3259
2045-07-16 | 4.2272 | 4.1044 | 3.9505 | 3.8877 | 3.855 | 3.9462 | 3.8751 | 4.0858 | 4.4941 | 4.3802 | 4.2367 | 4.2782 | 4.1691 | 4.1737 | 4.2909 | 4.5502 | 4.6334 | 5.3929 | 5.5373 | 5.5269 | 5.4361 | 5.0844 | 4.7978 | 4.3866
2045-07-17 | 4.2951 | 4.2088 | 4.1667 | 4.0283 | 4.0591 | 4.2246 | 4.1166 | 4.4801 | 4.8986 | 4.6774 | 4.6272 | 4.7387 | 5.0302 | 4.9058 | 4.9628 | 5.1122 | 5.3828 | 5.8574 | 5.9509 | 6.047 | 5.8512 | 5.4947 | 4.8614 | 4.5359
2045-07-18 | 4.3869 | 4.2469 | 4.1947 | 4.1395 | 4.1025 | 4.2593 | 4.1494 | 4.2754 | 4.694 | 4.529 | 4.3793 | 4.3679 | 4.5147 | 4.3441 | 4.619 | 4.7878 | 5.0247 | 5.6043 | 5.6509 | 5.8283 | 5.6009 | 5.2463 | 4.8122 | 4.5115
2045-07-19 | 4.4746 | 4.2657 | 4.2308 | 4.1022 | 4.1574 | 4.5193 | 4.331 | 4.4729 | 5.1472 | 4.9894 | 4.9397 | 4.9686 | 4.9861 | 4.6748 | 5.1653 | 5.3168 | 5.5863 | 5.8631 | 6.1548 | 6.2384 | 6.1561 | 5.5375 | 5.1199 | 4.6658
2045-07-20 | 4.509 | 4.4297 | 4.1973 | 4.0915 | 4.1642 | 4.3778 | 4.2068 | 4.5154 | 4.8243 | 4.6782 | 4.3716 | 4.5492 | 4.5466 | 4.51 | 4.3858 | 4.6938 | 5.1933 | 5.5368 | 5.5583 | 5.7153 | 5.5214 | 5.298 | 4.8589 | 4.5385
2045-07-21 | 4.5008 | 4.3573 | 4.3188 | 4.2139 | 4.4259 | 4.7308 | 4.7377 | 4.9298 | 5.3513 | 5.2136 | 5.2451 | 5.1541 | 5.2961 | 5.0892 | 5.2923 | 5.3722 | 5.5281 | 6.0816 | 5.8704 | 5.8354 | 5.5177 | 5.2644 | 4.6865 | 4.5098
2045-07-22 | 4.3963 | 4.2637 | 4.1553 | 4.1422 | 4.1648 | 4.2869 | 4.2599 | 4.3826 | 4.5245 | 4.4118 | 4.366 | 4.4686 | 4.3133 | 4.0845 | 4.2355 | 4.6479 | 4.75 | 5.2221 | 5.2624 | 5.4081 | 5.2899 | 5.092 | 4.7066 | 4.523
2045-07-23 | 4.3061 | 4.238 | 4.0829 | 4.0178 | 4.0565 | 4.2709 | 4.1987 | 4.6532 | 5.0568 | 5.0809 | 4.7956 | 4.6612 | 4.6536 | 4.4133 | 4.4974 | 4.6555 | 4.8965 | 5.4865 | 5.6601 | 5.8374 | 5.9225 | 5.4575 | 5.0518 | 4.6006
2045-07-24 | 4.4802 | 4.3735 | 4.2645 | 4.1098 | 4.0787 | 4.3873 | 4.3432 | 4.7222 | 4.9488 | 4.7098 | 4.5601 | 4.8391 | 4.8298 | 4.5812 | 4.5068 | 5.0555 | 5.1351 | 5.4905 | 5.5542 | 5.59 | 5.5104 | 5.2186 | 4.7673 | 4.5038
2045-07-25 | 4.3683 | 4.3264 | 4.3396 | 4.214 | 4.2821 | 4.4784 | 4.4999 | 4.6051 | 4.8882 | 4.4963 | 4.6009 | 4.5629 | 4.7313 | 4.8868 | 5.0737 | 5.3303 | 5.3921 | 5.8977 | 5.9557 | 6.1137 | 5.9917 | 5.6297 | 5.0575 | 4.6139
2045-07-26 | 4.4807 | 4.3013 | 4.2434 | 4.0999 | 4.1947 | 4.3382 | 4.3062 | 4.5522 | 4.965 | 4.8803 | 4.8044 | 4.9398 | 4.8389 | 4.6378 | 4.8722 | 5.1509 | 5.6251 | 5.7808 | 5.9911 | 6.0523 | 6.1668 | 5.5207 | 4.9175 | 4.5891
2045-07-27 | 4.4127 | 4.3176 | 4.0933 | 4.0683 | 4.1498 | 4.3875 | 4.4103 | 4.5738 | 4.7238 | 4.8768 | 4.9996 | 5.119 | 5.0619 | 4.7502 | 4.7894 | 5.2982 | 5.4862 | 5.8606 | 6.0289 | 6.0553 | 5.7797 | 5.4362 | 5.0279 | 4.5992
2045-07-28 | 4.4169 | 4.2823 | 4.1477 | 4.2033 | 4.2719 | 4.4254 | 4.5182 | 4.6444 | 4.9821 | 4.6911 | 4.6007 | 4.7259 | 4.5882 | 4.4035 | 4.5468 | 5.0455 | 5.2416 | 5.5221 | 5.5911 | 5.6633 | 5.5007 | 5.1475 | 4.8581 | 4.478
2045-07-29 | 4.4603 | 4.2393 | 4.1189 | 4.0643 | 4.0769 | 4.4172 | 4.4547 | 4.6136 | 4.8202 | 4.8211 | 4.6789 | 4.931 | 4.6801 | 4.3226 | 4.4343 | 4.8646 | 5.0864 | 5.2136 | 5.3895 | 5.5651 | 5.3579 | 5.0833 | 4.7766 | 4.4586
2045-07-30 | 4.3153 | 4.1782 | 4.0423 | 4.0709 | 4.0857 | 4.1971 | 4.2501 | 4.5507 | 4.7551 | 4.5821 | 4.5286 | 4.5192 | 4.6364 | 4.2955 | 4.3351 | 4.6582 | 4.9193 | 5.2919 | 5.4313 | 5.784 | 5.5336 | 5.1156 | 4.9026 | 4.4823
2045-07-31 | 4.6 | 4.5067 | 4.3749 | 4.3491 | 4.3707 | 4.5849 | 4.7499 | 4.9582 | 5.181 | 4.9803 | 5.1353 | 5.1271 | 5.4041 | 5.1946 | 5.174 | 5.5426 | 6.0075 | 6.2679 | 6.4571 | 6.7813 | 6.648 | 6.3562 | 5.5407 | 5.0831
2045-08-01 | 4.6068 | 3.9657 | 3.9356 | 4.168 | 4.3198 | 4.3918 | 4.4846 | 4.8611 | 5.4787 | 5.2927 | 4.8047 | 4.6438 | 4.7551 | 4.472 | 4.6339 | 5.054 | 5.3899 | 5.799 | 5.8867 | 5.9751 | 5.7642 | 5.3606 | 4.8834 | 4.4965
2045-08-02 | 4.453 | 4.2598 | 4.3269 | 4.1344 | 4.2437 | 4.5649 | 4.7183 | 4.769 | 4.9494 | 4.6698 | 4.6326 | 4.7607 | 4.7754 | 4.7903 | 4.9373 | 5.3196 | 5.6595 | 5.9855 | 6.2159 | 6.2363 | 6.1759 | 5.9145 | 5.4694 | 5.0113
2045-08-03 | 4.9688 | 4.6687 | 4.4421 | 4.3706 | 4.311 | 4.4432 | 4.6915 | 4.8518 | 4.9417 | 4.8415 | 4.5907 | 4.6343 | 4.5422 | 4.2777 | 4.6022 | 5.044 | 5.1639 | 5.6487 | 5.7127 | 5.8198 | 5.6564 | 5.5098 | 5.0504 | 4.7335
2045-08-04 | 4.6169 | 4.532 | 4.4129 | 4.508 | 4.5167 | 4.7624 | 4.9375 | 4.9306 | 5.0864 | 4.9006 | 4.6863 | 4.721 | 4.9394 | 4.6049 | 4.8453 | 4.9401 | 5.1742 | 5.4053 | 5.5775 | 5.5967 | 5.3936 | 5.2611 | 5.0763 | 4.7687
2045-08-05 | 4.5621 | 4.3911 | 4.283 | 4.2828 | 4.3594 | 4.6033 | 4.6251 | 4.8258 | 4.9868 | 4.6453 | 4.5679 | 4.6946 | 4.5886 | 4.2878 | 4.6792 | 5.1981 | 5.3936 | 5.5663 | 5.7433 | 5.8693 | 5.7265 | 5.5465 | 5.1947 | 4.7743
2045-08-06 | 4.5807 | 4.4773 | 4.3243 | 4.2997 | 4.2913 | 4.4558 | 4.4985 | 4.6211 | 4.8839 | 4.719 | 4.8796 | 4.8136 | 4.9783 | 4.7432 | 4.7635 | 5.4948 | 5.5424 | 5.8991 | 6.063 | 6.126 | 6.0229 | 5.623 | 5.3355 | 4.8493
2045-08-07 | 4.6679 | 4.531 | 4.2872 | 4.254 | 4.2825 | 4.4007 | 4.7931 | 4.8556 | 5.1757 | 4.996 | 4.6582 | 4.7564 | 4.6891 | 4.5026 | 4.8612 | 5.3439 | 5.5353 | 5.7989 | 5.8299 | 5.8734 | 5.6711 | 5.2742 | 4.9024 | 4.6406
2045-08-08 | 4.4489 | 4.4039 | 4.4537 | 4.372 | 4.4449 | 4.6119 | 4.8984 | 4.9052 | 5.0722 | 4.8737 | 5.0754 | 5.2076 | 5.1521 | 5.3124 | 5.0948 | 5.6212 | 5.8157 | 6.1058 | 6.1869 | 6.2376 | 6.0943 | 5.7405 | 5.1692 | 4.8263
2045-08-09 | 4.788 | 4.6364 | 4.5266 | 4.4588 | 4.5347 | 4.6424 | 4.7821 | 4.8613 | 5.0033 | 5.0209 | 5.003 | 5.0347 | 5.0591 | 4.9685 | 4.908 | 5.3276 | 5.5494 | 5.7703 | 5.9715 | 6.1173 | 6.1335 | 5.6443 | 5.2918 | 5.0189
2045-08-10 | 4.9494 | 4.8661 | 4.6909 | 4.5658 | 4.4963 | 4.6666 | 4.8679 | 4.8519 | 4.9172 | 4.7998 | 4.7324 | 4.7339 | 4.7091 | 4.5213 | 4.6737 | 5.0559 | 5.4534 | 5.6126 | 5.7042 | 5.8533 | 5.5226 | 5.3755 | 4.949 | 4.7458
2045-08-11 | 4.7204 | 4.5317 | 4.4025 | 4.3543 | 4.3536 | 4.6509 | 4.6402 | 4.7558 | 5.3351 | 5.2766 | 4.9589 | 5.0241 | 5.112 | 4.9026 | 4.9697 | 5.1488 | 5.3198 | 5.6556 | 5.6412 | 5.7372 | 5.4811 | 5.2701 | 4.9277 | 4.6426
2045-08-12 | 4.5875 | 4.3813 | 4.2706 | 4.1898 | 4.2615 | 4.3752 | 4.5502 | 4.6339 | 4.8632 | 4.743 | 4.7376 | 4.7051 | 4.7042 | 4.3095 | 4.5918 | 4.9705 | 5.2246 | 5.4525 | 5.6021 | 5.8098 | 5.5875 | 5.3829 | 5.1056 | 4.8281
2045-08-13 | 4.6779 | 4.5982 | 4.3936 | 4.4669 | 4.4341 | 4.7248 | 4.8911 | 4.7975 | 4.9762 | 4.7718 | 4.8963 | 4.8766 | 5.0264 | 5.155 | 5.0137 | 5.2589 | 5.355 | 5.6183 | 5.6731 | 5.8183 | 5.5587 | 5.3222 | 4.8962 | 4.6434
2045-08-14 | 4.5641 | 4.4274 | 4.3897 | 4.3338 | 4.3666 | 4.6347 | 4.9824 | 4.9682 | 5.1588 | 4.8618 | 4.7868 | 4.718 | 4.7862 | 4.5776 | 4.5411 | 5.0275 | 5.3442 | 5.5536 | 5.8343 | 5.9627 | 5.8052 | 5.5464 | 5.0919 | 4.7654
2045-08-15 | 4.6057 | 4.5878 | 4.5493 | 4.4425 | 4.452 | 4.5621 | 4.718 | 4.5892 | 5.2187 | 5.0748 | 5.093 | 5.1675 | 5.1195 | 4.8542 | 4.9856 | 5.0407 | 5.4001 | 5.7736 | 5.8908 | 5.9715 | 5.887 | 5.3558 | 4.897 | 4.6206
2045-08-16 | 4.6045 | 4.3918 | 4.3588 | 4.232 | 4.1656 | 4.53 | 4.6849 | 4.6735 | 5.2941 | 5.1386 | 4.8857 | 4.9557 | 5.0828 | 5.015 | 4.9887 | 5.2925 | 5.4585 | 5.7747 | 5.8273 | 5.7834 | 5.7696 | 5.5421 | 5.0816 | 4.7982
2045-08-17 | 4.6998 | 4.5606 | 4.4631 | 4.3871 | 4.4849 | 4.7762 | 4.6916 | 4.9128 | 5.3094 | 5.2948 | 5.1625 | 5.1322 | 5.1766 | 4.8663 | 5.0505 | 5.2851 | 5.6018 | 5.8387 | 5.7382 | 5.9105 | 5.6583 | 5.5436 | 5.1409 | 4.8117
2045-08-18 | 4.6728 | 4.512 | 4.4589 | 4.2411 | 4.2228 | 4.4914 | 4.7664 | 4.7911 | 5.0815 | 5.0641 | 5.08 | 4.9222 | 5.0487 | 5.0355 | 5.0623 | 5.1723 | 5.503 | 5.7933 | 5.9667 | 5.9477 | 5.592 | 5.4098 | 5.1343 | 4.7261
2045-08-19 | 4.6329 | 4.4844 | 4.3951 | 4.2937 | 4.4294 | 4.6352 | 4.9034 | 5.0153 | 5.2913 | 5.1032 | 4.8505 | 5.008 | 4.7613 | 4.6541 | 4.6667 | 5.1222 | 5.256 | 5.7623 | 5.8531 | 5.7787 | 5.5243 | 5.3872 | 5.018 | 4.7362
2045-08-20 | 4.4655 | 4.3201 | 4.179 | 4.0137 | 4.1462 | 4.4241 | 4.428 | 4.2245 | 4.9083 | 4.6722 | 4.6269 | 4.5468 | 4.6028 | 4.6105 | 4.5401 | 4.9933 | 5.1475 | 5.6708 | 5.8645 | 5.8965 | 5.6959 | 5.2816 | 4.9894 | 4.6054
2045-08-21 | 4.5428 | 4.4382 | 4.2893 | 4.1633 | 4.2621 | 4.5348 | 4.7532 | 4.6519 | 5.2042 | 5.1975 | 4.9891 | 4.8555 | 4.9186 | 5.0602 | 5.0095 | 5.028 | 5.4231 | 5.8513 | 5.8849 | 5.9258 | 5.6201 | 5.3071 | 4.9618 | 4.6229
2045-08-22 | 4.4744 | 4.3675 | 4.3309 | 4.2249 | 4.2314 | 4.3964 | 4.699 | 4.8037 | 5.0936 | 4.8567 | 4.7948 | 4.8729 | 4.7234 | 4.6756 | 4.7956 | 5.0213 | 5.3248 | 5.6308 | 5.8765 | 5.9805 | 5.7893 | 5.4796 | 5.0922 | 4.7906
2045-08-23 | 4.7074 | 4.534 | 4.4274 | 4.2633 | 4.3221 | 4.6329 | 4.8081 | 4.9746 | 5.1694 | 5.0214 | 4.8733 | 4.9149 | 4.9815 | 4.8036 | 5.1209 | 5.5293 | 5.8866 | 5.9866 | 6.1208 | 6.1267 | 5.8568 | 5.5646 | 5.0977 | 4.9683
2045-08-24 | 4.8854 | 4.6768 | 4.5532 | 4.3816 | 4.3826 | 4.7488 | 5.1825 | 5.0007 | 5.2944 | 5.1479 | 5.15 | 5.3208 | 5.3088 | 4.8927 | 4.9396 | 5.2266 | 5.3897 | 5.6168 | 5.8261 | 5.9335 | 5.6668 | 5.4191 | 5.1454 | 4.7853
2045-08-25 | 4.6511 | 4.5152 | 4.4749 | 4.3291 | 4.3447 | 4.6425 | 5.0397 | 4.9752 | 5.208 | 5.2321 | 5.0533 | 4.9644 | 4.9937 | 4.6938 | 5.1508 | 5.508 | 5.6605 | 6.0368 | 6.0193 | 5.9528 | 5.725 | 5.4308 | 5.15 | 4.8043
2045-08-26 | 4.6731 | 4.5407 | 4.372 | 4.3038 | 4.2554 | 4.4262 | 4.6273 | 4.8559 | 5.1538 | 4.9871 | 4.844 | 4.8941 | 4.8538 | 4.6866 | 4.9069 | 5.2732 | 5.4403 | 5.7345 | 5.6375 | 5.7218 | 5.5356 | 5.4194 | 5.1173 | 4.7132
2045-08-27 | 4.5355 | 4.3877 | 4.328 | 4.1952 | 4.2273 | 4.5393 | 4.6302 | 4.8688 | 5.2501 | 5.0996 | 4.9912 | 4.9477 | 4.8444 | 4.8826 | 4.6706 | 4.9691 | 5.1665 | 5.7749 | 5.9263 | 6.1087 | 5.9363 | 5.6118 | 5.2663 | 4.8936
2045-08-28 | 4.7447 | 4.5484 | 4.4288 | 4.2579 | 4.3417 | 4.6021 | 5.0737 | 5.2877 | 5.4212 | 5.0853 | 4.9453 | 4.9833 | 4.8194 | 4.7456 | 4.7763 | 5.1026 | 5.1461 | 5.6392 | 5.7747 | 5.9416 | 5.5658 | 5.3634 | 4.8878 | 4.6313
2045-08-29 | 4.7728 | 4.7017 | 4.6631 | 4.5824 | 4.7567 | 5.0224 | 5.4354 | 5.2738 | 5.4628 | 5.4119 | 5.5719 | 5.3282 | 5.4536 | 5.0682 | 5.2691 | 5.6159 | 6.0482 | 6.4988 | 6.5194 | 6.6899 | 6.3575 | 5.9911 | 5.5124 | 5.201
2045-08-30 | 4.7907 | 4.6436 | 4.5978 | 4.4615 | 4.382 | 4.6952 | 4.8536 | 4.9385 | 5.268 | 4.9592 | 4.7358 | 4.8283 | 5.0088 | 4.7409 | 4.8928 | 5.1038 | 5.3886 | 5.7144 | 5.8271 | 5.8346 | 5.5583 | 5.2248 | 4.9727 | 4.7103
2045-08-31 | 4.7669 | 4.6606 | 4.5142 | 4.4289 | 4.4823 | 4.5895 | 4.8611 | 4.7041 | 4.8095 | 5.3057 | 5.2582 | 5.1964 | 5.0851 | 4.9357 | 4.9245 | 5.2584 | 5.5689 | 5.71 | 5.6731 | 5.8461 | 5.6851 | 5.5156 | 5.1014 | 4.7962
2045-09-01 | 4.6923 | 4.5645 | 4.4424 | 4.3764 | 4.5033 | 4.74 | 4.8024 | 4.77 | 4.864 | 4.8069 | 4.8124 | 4.66 | 4.5166 | 4.6948 | 5.1269 | 5.0813 | 5.2839 | 5.8738 | 5.822 | 5.7146 | 5.6289 | 5.5545 | 5.1532 | 4.7648
2045-09-02 | 4.6371 | 4.484 | 4.425 | 4.3884 | 4.4407 | 4.6779 | 4.6082 | 4.7888 | 5.1137 | 4.8741 | 4.6778 | 4.9089 | 5.0507 | 4.4976 | 4.4919 | 4.6893 | 5.0118 | 5.8557 | 5.8212 | 5.7498 | 5.6171 | 5.3077 | 4.9753 | 4.7455
2045-09-03 | 4.5793 | 4.4815 | 4.4917 | 4.3915 | 4.4763 | 4.7205 | 4.8977 | 4.9719 | 5.3323 | 5.2043 | 4.9585 | 5.025 | 4.9395 | 4.8989 | 4.9899 | 4.9465 | 5.2991 | 5.7434 | 5.919 | 5.8571 | 5.4467 | 5.2493 | 4.9487 | 4.6739
2045-09-04 | 4.5132 | 4.4131 | 4.3085 | 4.3209 | 4.3826 | 4.5954 | 4.7412 | 4.8544 | 5.0087 | 4.8185 | 4.7954 | 4.8609 | 4.7211 | 4.5791 | 4.7992 | 5.0536 | 5.3983 | 5.8242 | 5.7573 | 5.7989 | 5.5509 | 5.3626 | 4.9083 | 4.6839
2045-09-05 | 4.4707 | 4.3914 | 4.3657 | 4.1497 | 4.1218 | 4.2715 | 4.2632 | 4.3547 | 4.5048 | 4.7469 | 4.9416 | 4.7226 | 4.8596 | 4.7066 | 4.8742 | 4.8101 | 5.2609 | 5.7849 | 5.9303 | 6.0683 | 5.631 | 5.3294 | 4.8843 | 4.7262
2045-09-06 | 4.6787 | 4.4545 | 4.4151 | 4.2677 | 4.3265 | 4.6274 | 4.9313 | 4.9936 | 5.1061 | 5.1306 | 5.1191 | 5.3867 | 5.3926 | 4.922 | 5.3758 | 5.1437 | 5.5783 | 5.9557 | 6.1546 | 5.8358 | 5.4739 | 5.4348 | 5.1209 | 4.8418
2045-09-07 | 4.6734 | 4.5648 | 4.3626 | 4.3156 | 4.2964 | 4.6185 | 4.8905 | 5.0733 | 5.1928 | 5.0719 | 4.874 | 4.9934 | 5.0973 | 4.9875 | 4.8985 | 5.3162 | 5.4776 | 5.8325 | 5.8439 | 6.1629 | 5.952 | 5.6785 | 5.1732 | 4.786
2045-09-08 | 4.6617 | 4.4416 | 4.4338 | 4.2992 | 4.3502 | 4.6103 | 5.1015 | 4.9978 | 5.3178 | 5.2593 | 5.0457 | 5.055 | 5.4063 | 5.0102 | 5.1269 | 5.0674 | 5.5667 | 5.9181 | 5.8343 | 5.6835 | 5.4384 | 5.1547 | 4.9203 | 4.6063
2045-09-09 | 4.5445 | 4.3903 | 4.2835 | 4.2233 | 4.2691 | 4.4909 | 4.6639 | 4.7384 | 4.8643 | 4.7454 | 4.8856 | 4.7734 | 4.5514 | 4.2554 | 4.4527 | 4.5705 | 4.8508 | 5.3878 | 5.5063 | 5.5121 | 5.3452 | 5.0572 | 4.9062 | 4.5949
2045-09-10 | 4.4776 | 4.3823 | 4.2693 | 4.1666 | 4.2339 | 4.4187 | 4.5704 | 4.7276 | 4.8864 | 4.8467 | 4.7812 | 4.859 | 4.9212 | 4.8476 | 4.7755 | 5.2602 | 5.2715 | 5.4482 | 5.6372 | 5.722 | 5.3933 | 5.1431 | 4.7494 | 4.484
2045-09-11 | 4.3988 | 4.3288 | 4.1223 | 4.0437 | 4.1393 | 4.4313 | 4.7389 | 4.5654 | 4.8495 | 4.754 | 4.5584 | 4.873 | 4.8118 | 4.8849 | 4.7942 | 5.0396 | 5.4402 | 5.8703 | 6.0381 | 6.25 | 6.0591 | 5.7636 | 5.2129 | 4.9008
2045-09-12 | 4.7889 | 4.6824 | 4.6567 | 4.3784 | 4.2595 | 4.4693 | 4.6657 | 4.8175 | 4.8533 | 4.8145 | 4.8231 | 4.7847 | 4.7587 | 4.8403 | 4.714 | 4.7623 | 5.0629 | 5.5628 | 5.77 | 5.7628 | 5.3626 | 5.1513 | 4.7815 | 4.6703
2045-09-13 | 4.7676 | 4.5473 | 4.5052 | 4.3663 | 4.4712 | 4.7262 | 5.0112 | 5.1883 | 5.4703 | 5.4574 | 5.1492 | 5.428 | 5.4486 | 5.3805 | 5.5594 | 5.5265 | 5.9121 | 6.0705 | 6.2219 | 6.0993 | 5.6676 | 5.3823 | 4.9946 | 4.7268
2045-09-14 | 4.5553 | 4.4909 | 4.2851 | 4.2756 | 4.3334 | 4.758 | 4.9768 | 5.2787 | 5.3933 | 5.1276 | 5.0245 | 5.2188 | 5.1963 | 5.2486 | 5.1113 | 5.5432 | 5.7749 | 6.1573 | 6.2111 | 6.3645 | 6.1317 | 5.9001 | 5.3766 | 5.0908
2045-09-15 | 4.8536 | 4.5776 | 4.4948 | 4.3796 | 4.3949 | 4.7102 | 4.8814 | 5.0338 | 5.1686 | 5.0517 | 5.0672 | 5.1304 | 5.1135 | 4.8754 | 5.028 | 5.1777 | 5.2962 | 5.9533 | 6.0093 | 5.8426 | 5.6162 | 5.4886 | 5.1856 | 4.9001
2045-09-16 | 4.6563 | 4.5301 | 4.4697 | 4.2725 | 4.3254 | 4.6668 | 4.6899 | 5.1191 | 5.3727 | 5.1403 | 5.2454 | 5.1765 | 5.3996 | 4.9045 | 4.7023 | 5.1494 | 5.3204 | 5.7483 | 5.7699 | 5.5401 | 5.3241 | 5.1463 | 4.9704 | 4.7937
2045-09-17 | 4.6289 | 4.5174 | 4.4047 | 4.3261 | 4.3501 | 4.5894 | 4.402 | 4.6964 | 5.0249 | 4.8969 | 4.8986 | 4.9883 | 4.8119 | 4.9302 | 4.9724 | 5.2607 | 5.5405 | 6.1091 | 6.5236 | 6.282 | 5.9619 | 5.7341 | 5.2223 | 4.9226
2045-09-18 | 4.701 | 4.5728 | 4.4255 | 4.3392 | 4.4691 | 4.7586 | 4.9802 | 5.317 | 5.5672 | 5.1956 | 5.1201 | 5.0649 | 5.0025 | 5.0057 | 5.1915 | 5.2364 | 5.4965 | 5.986 | 6.1899 | 6.217 | 5.8994 | 5.6095 | 5.1352 | 4.7671
2045-09-19 | 4.6584 | 4.5079 | 4.497 | 4.373 | 4.4285 | 4.7189 | 4.5941 | 5.0009 | 5.322 | 5.0874 | 5.2423 | 5.2762 | 5.3067 | 5.0471 | 4.9077 | 5.218 | 5.4401 | 6.053 | 6.0938 | 6.0508 | 5.5675 | 5.2469 | 5.062 | 4.7129
2045-09-20 | 4.6488 | 4.314 | 4.3424 | 4.3825 | 4.4051 | 4.6301 | 4.7028 | 4.9086 | 5.0288 | 4.8533 | 5.0517 | 4.8632 | 4.9599 | 4.8148 | 5.036 | 5.3301 | 5.5021 | 5.8733 | 6.1717 | 6.0984 | 5.8537 | 5.5493 | 5.1757 | 4.8623
2045-09-21 | 4.6827 | 4.4935 | 4.3269 | 4.3072 | 4.3842 | 4.8051 | 4.8839 | 5.1258 | 5.6828 | 5.3134 | 5.0484 | 5.1909 | 5.2005 | 5.0789 | 5.0657 | 5.3115 | 5.519 | 5.8195 | 5.9177 | 6.0708 | 5.6555 | 5.4332 | 5.0631 | 4.7304
2045-09-22 | 4.5915 | 4.4986 | 4.3477 | 4.3307 | 4.4257 | 4.6556 | 4.7078 | 4.7407 | 5.0112 | 4.8727 | 4.8023 | 4.6944 | 4.4582 | 4.4541 | 4.6249 | 4.8001 | 4.9352 | 5.4698 | 5.5821 | 5.6367 | 5.2908 | 5.2368 | 4.9724 | 4.6758
2045-09-23 | 4.5094 | 4.3873 | 4.333 | 4.2901 | 4.4218 | 4.5806 | 4.6622 | 4.8291 | 4.9304 | 4.771 | 4.6267 | 4.7479 | 4.669 | 4.2804 | 4.4835 | 4.685 | 4.9549 | 5.467 | 5.7061 | 5.797 | 5.5265 | 5.4237 | 5.0991 | 4.8298
2045-09-24 | 4.6268 | 4.5314 | 4.4048 | 4.3226 | 4.2324 | 4.6127 | 4.5765 | 4.7449 | 4.9692 | 4.7973 | 4.7036 | 4.6585 | 4.6661 | 4.4945 | 4.5699 | 4.7659 | 5.2673 | 5.9281 | 6.2118 | 6.1636 | 5.9323 | 5.6639 | 5.2886 | 4.8597
2045-09-25 | 4.7112 | 4.5619 | 4.5724 | 4.5624 | 4.5932 | 4.8398 | 5.0366 | 5.4323 | 5.4971 | 5.2643 | 5.3418 | 5.6237 | 5.6274 | 5.4966 | 5.4983 | 5.5748 | 5.7211 | 6.1814 | 6.3086 | 6.3395 | 5.7796 | 5.513 | 4.9126 | 4.6363
2045-09-26 | 4.5568 | 4.469 | 4.4828 | 4.4018 | 4.4532 | 4.7036 | 4.8063 | 5.0074 | 5.0254 | 4.9888 | 5.0824 | 4.9955 | 5.0413 | 5.0465 | 4.7879 | 5.1599 | 5.4282 | 5.939 | 6.1645 | 6.1938 | 5.9796 | 5.7074 | 5.2687 | 4.9792
2045-09-27 | 4.7921 | 4.5901 | 4.6111 | 4.4467 | 4.5108 | 4.839 | 4.9915 | 5.0443 | 5.4109 | 5.1998 | 5.3094 | 5.2631 | 5.3573 | 5.1787 | 5.2511 | 5.3151 | 5.5327 | 5.7146 | 5.9868 | 5.8806 | 5.6561 | 5.3752 | 5.1892 | 4.8931
2045-09-28 | 4.9213 | 4.7043 | 4.5082 | 4.5498 | 4.603 | 4.9373 | 5.2687 | 5.154 | 5.2741 | 5.0201 | 5.0948 | 5.3319 | 5.6186 | 5.6436 | 5.731 | 6.0894 | 6.4298 | 6.7176 | 6.7554 | 6.7928 | 6.4129 | 5.8545 | 5.478 | 5.2141
2045-09-29 | 4.7676 | 4.6001 | 4.4573 | 4.392 | 4.5456 | 4.7836 | 5.0284 | 5.0687 | 5.2729 | 5.2694 | 5.3377 | 5.6707 | 5.487 | 5.6037 | 5.4773 | 5.732 | 5.9994 | 6.2414 | 6.3336 | 6.2229 | 6.0101 | 5.8915 | 5.459 | 5.1053
2045-09-30 | 4.9882 | 4.9032 | 4.5925 | 4.5544 | 4.6038 | 4.7277 | 4.746 | 5.0517 | 5.1814 | 5.0468 | 4.8328 | 4.7768 | 5.1844 | 5.1244 | 5.2292 | 5.237 | 5.4861 | 5.675 | 5.6714 | 5.386 | 5.2933 | 5.2305 | 5.0068 | 4.6201
2045-10-01 | 4.4307 | 4.4446 | 4.2632 | 4.3242 | 4.3992 | 4.5945 | 4.767 | 4.9404 | 5.1138 | 5.202 | 4.9973 | 5.1093 | 5.0258 | 4.7181 | 4.6393 | 4.9124 | 5.2446 | 5.664 | 5.864 | 5.8897 | 5.6832 | 5.4168 | 5.0508 | 4.8214
2045-10-02 | 4.668 | 4.5048 | 4.4436 | 4.3593 | 4.3251 | 4.5426 | 4.627 | 4.8804 | 4.8168 | 4.775 | 4.8003 | 5.1875 | 5.1919 | 4.7968 | 4.9614 | 5.2282 | 5.4384 | 5.8694 | 6.1211 | 5.8898 | 5.5863 | 5.2799 | 4.8145 | 4.603
2045-10-03 | 4.5592 | 4.5227 | 4.5751 | 4.4563 | 4.4552 | 4.7129 | 4.7015 | 4.9027 | 5.0134 | 4.9584 | 4.9688 | 5.2171 | 5.1017 | 4.9676 | 4.9297 | 5.0286 | 5.4225 | 5.9656 | 6.0882 | 6.036 | 5.6999 | 5.6439 | 5.2953 | 4.9622
2045-10-04 | 4.9244 | 4.7274 | 4.7436 | 4.5671 | 4.6553 | 4.805 | 4.973 | 5.0242 | 4.9965 | 4.9757 | 5.0187 | 5.1687 | 5.0966 | 5.076 | 5.2584 | 5.4497 | 5.9154 | 5.9391 | 6.1153 | 6.0039 | 5.8011 | 5.4934 | 5.1929 | 4.9288
2045-10-05 | 4.8712 | 4.7814 | 4.5912 | 4.5221 | 4.5869 | 4.8849 | 5.1062 | 5.2705 | 5.3559 | 5.2996 | 5.2801 | 5.1045 | 4.9172 | 4.8381 | 4.9539 | 5.3173 | 5.7051 | 6.0195 | 6.2958 | 6.3276 | 6.0924 | 5.9715 | 5.3777 | 5.0298
2045-10-06 | 4.774 | 4.6311 | 4.4093 | 4.3359 | 4.3518 | 4.6706 | 4.8939 | 4.9167 | 4.9791 | 4.9088 | 4.8666 | 4.8571 | 4.8316 | 4.7269 | 4.7194 | 4.9679 | 5.4124 | 5.8529 | 5.7959 | 5.6334 | 5.398 | 5.2401 | 4.8922 | 4.6379
2045-10-07 | 4.541 | 4.5082 | 4.3355 | 4.2591 | 4.2779 | 4.5574 | 4.4618 | 4.7076 | 4.7662 | 4.7701 | 4.7114 | 4.8512 | 4.9885 | 4.6687 | 4.738 | 5.034 | 5.3946 | 5.682 | 5.7604 | 5.7659 | 5.4058 | 5.3561 | 5.0787 | 4.7486
2045-10-08 | 4.5155 | 4.329 | 4.2795 | 4.2578 | 4.2235 | 4.3934 | 4.4455 | 4.5823 | 4.7446 | 4.6926 | 4.7845 | 4.9382 | 4.7804 | 4.8295 | 4.9156 | 5.1221 | 5.3497 | 5.5987 | 5.5541 | 5.5876 | 5.2242 | 5.1275 | 4.8293 | 4.4816
2045-10-09 | 4.3589 | 4.3564 | 4.2413 | 4.1372 | 4.0637 | 4.374 | 4.6408 | 4.6296 | 4.9468 | 4.9819 | 4.8763 | 5.0475 | 4.8398 | 4.5343 | 4.733 | 4.8404 | 5.1561 | 5.5769 | 5.9156 | 5.7961 | 5.7138 | 5.5323 | 5.1146 | 4.7899
2045-10-10 | 4.6399 | 4.5811 | 4.473 | 4.2807 | 4.264 | 4.4642 | 4.5361 | 4.715 | 4.8888 | 4.7339 | 4.9198 | 4.9307 | 5.0325 | 4.9904 | 5.0862 | 5.025 | 5.5973 | 5.9772 | 6.0021 | 5.7745 | 5.4475 | 5.205 | 4.9783 | 4.6438
2045-10-11 | 4.5622 | 4.3806 | 4.3734 | 4.277 | 4.3396 | 4.5032 | 4.4846 | 5.0691 | 5.1931 | 5.1429 | 5.227 | 5.2878 | 5.3324 | 5.2479 | 5.1103 | 5.2563 | 5.7038 | 6.0299 | 6.2479 | 6.1214 | 5.8749 | 5.505 | 5.2476 | 4.9206
2045-10-12 | 4.9702 | 4.8614 | 4.7846 | 4.6853 | 4.7395 | 5.14 | 5.2922 | 5.5857 | 5.7528 | 5.618 | 5.7907 | 5.5978 | 5.3722 | 5.2658 | 6 | 6.2164 | 6.4892 | 6.6839 | 6.6165 | 6.7201 | 6.4468 | 6.3055 | 5.7248 | 5.2391
2045-10-13 | 4.8981 | 4.7038 | 4.5654 | 4.5263 | 4.5867 | 4.781 | 4.8546 | 4.9554 | 5.1916 | 5.1169 | 5.1284 | 5.3723 | 5.0375 | 5.2872 | 5.3733 | 5.5441 | 6.0111 | 6.3307 | 6.0985 | 5.9126 | 5.5884 | 5.3667 | 5.1224 | 4.7182
2045-10-14 | 4.5967 | 4.3854 | 4.3124 | 4.2837 | 4.3163 | 4.546 | 4.6134 | 4.9353 | 5.1573 | 4.9744 | 4.9519 | 5.163 | 4.8096 | 4.6299 | 4.9729 | 5.2703 | 5.5888 | 5.872 | 5.8205 | 5.7957 | 5.6389 | 5.4773 | 5.0825 | 4.7636
2045-10-15 | 4.5795 | 4.4127 | 4.3124 | 4.2225 | 4.2413 | 4.4926 | 4.4537 | 4.6935 | 4.8852 | 4.9277 | 4.936 | 5.0115 | 5.1372 | 4.9696 | 5.0439 | 5.3174 | 5.4412 | 5.7999 | 5.8256 | 5.8116 | 5.4224 | 5.1883 | 4.9132 | 4.5365
2045-10-16 | 4.437 | 4.3529 | 4.2113 | 4.215 | 4.4042 | 4.6189 | 4.6622 | 4.841 | 5.2141 | 5.1214 | 5.0587 | 5.0222 | 4.9515 | 4.8244 | 5.1474 | 5.2379 | 5.477 | 5.8709 | 5.9592 | 5.8424 | 5.536 | 5.3688 | 5.1162 | 4.7083
2045-10-17 | 4.5865 | 4.4887 | 4.4248 | 4.3751 | 4.4017 | 4.5906 | 4.8091 | 4.9994 | 5.1967 | 5.0974 | 5.1388 | 5.1654 | 5.1282 | 5.3153 | 5.3313 | 5.413 | 5.431 | 5.6736 | 5.8497 | 5.7082 | 5.4936 | 5.1588 | 4.856 | 4.578
2045-10-18 | 4.5853 | 4.319 | 4.3421 | 4.3192 | 4.4503 | 4.711 | 4.6026 | 4.9286 | 5.213 | 5.0727 | 5.1545 | 5.2315 | 5.3084 | 5.0528 | 5.0956 | 5.3018 | 5.5152 | 5.818 | 6.0365 | 5.665 | 5.5189 | 5.3944 | 5.1306 | 4.7914
2045-10-19 | 4.7419 | 4.5777 | 4.4254 | 4.3584 | 4.4084 | 4.7629 | 4.7068 | 4.9663 | 5.4651 | 5.464 | 5.7245 | 5.433 | 5.2285 | 5.1553 | 5.2128 | 5.4043 | 5.614 | 6.0059 | 5.8256 | 5.7467 | 5.4273 | 5.301 | 5.1641 | 4.7687
2045-10-20 | 4.6069 | 4.4712 | 4.38 | 4.3061 | 4.3235 | 4.513 | 4.7615 | 4.8338 | 5.1041 | 5.0723 | 4.8824 | 5.0982 | 5.0728 | 4.8244 | 5.2491 | 5.3342 | 5.6746 | 6.307 | 6.3759 | 6.1361 | 5.8277 | 5.6774 | 5.3049 | 5.0054
2045-10-21 | 4.6322 | 4.4691 | 4.383 | 4.3809 | 4.4112 | 4.5441 | 4.8249 | 4.7641 | 4.8953 | 4.9139 | 4.9109 | 4.9293 | 5.0243 | 4.8382 | 4.956 | 5.1298 | 5.3599 | 5.7519 | 5.6367 | 5.5923 | 5.5236 | 5.3505 | 5.1943 | 4.8563
2045-10-22 | 4.8436 | 4.6563 | 4.4734 | 4.4392 | 4.498 | 4.7116 | 5.0298 | 5.2859 | 5.2981 | 5.2552 | 5.188 | 5.3166 | 5.3514 | 5.3204 | 5.4823 | 5.5202 | 5.9397 | 6.2286 | 6.4292 | 6.1602 | 6.0118 | 5.7147 | 5.3029 | 4.7753
2045-10-23 | 4.7229 | 4.6078 | 4.4423 | 4.3225 | 4.4037 | 4.6884 | 4.9977 | 5.2772 | 5.213 | 5.015 | 5.075 | 5.0144 | 5.1001 | 5.2067 | 5.4012 | 5.4967 | 5.7327 | 5.9262 | 5.9986 | 5.7117 | 5.4409 | 5.1661 | 4.8652 | 4.6599
2045-10-24 | 4.6176 | 4.4722 | 4.4479 | 4.3254 | 4.4132 | 4.6304 | 4.9036 | 5.0961 | 5.1965 | 4.9172 | 5.0569 | 5.1614 | 5.2757 | 5.262 | 5.5593 | 5.5147 | 5.7086 | 6.1268 | 6.289 | 5.9486 | 5.646 | 5.3727 | 4.9687 | 4.7255
2045-10-25 | 4.6967 | 4.4876 | 4.3869 | 4.27 | 4.3732 | 4.5393 | 4.798 | 4.7943 | 5.1549 | 5.0124 | 5.1611 | 5.1513 | 5.2043 | 5.0483 | 5.4224 | 5.3157 | 5.6607 | 5.8211 | 6.211 | 5.9454 | 5.6699 | 5.3442 | 5.0034 | 4.7545
2045-10-26 | 4.6422 | 4.4669 | 4.2592 | 4.2783 | 4.3903 | 4.6567 | 5.0054 | 5.0846 | 5.223 | 5.1012 | 5.1564 | 5.2374 | 5.2224 | 5.0677 | 5.1866 | 5.4594 | 5.6448 | 6.0784 | 5.9021 | 5.7248 | 5.4232 | 5.1388 | 4.8815 | 4.6114
2045-10-27 | 4.4677 | 4.4364 | 4.3753 | 4.2924 | 4.3862 | 4.5704 | 4.8672 | 5.0045 | 5.2413 | 5.1049 | 5.0651 | 5.0002 | 5.089 | 4.8209 | 4.9164 | 5.2926 | 5.7051 | 6.0176 | 6.1033 | 6.0004 | 5.741 | 5.5771 | 5.2813 | 4.9597
2045-10-28 | 4.8171 | 4.5867 | 4.4079 | 4.3406 | 4.4508 | 4.8092 | 5.0603 | 5.3081 | 5.3613 | 5.0924 | 4.9421 | 5.0836 | 5.0992 | 4.6864 | 5.0466 | 5.2376 | 5.6306 | 5.904 | 5.8301 | 5.6439 | 5.3248 | 5.2049 | 4.9477 | 4.5659
2045-10-29 | 4.4596 | 4.3501 | 4.2684 | 4.1985 | 4.1766 | 4.4658 | 4.427 | 4.6695 | 4.8692 | 5.0283 | 4.8355 | 4.9542 | 4.838 | 4.7333 | 4.7774 | 5.0848 | 5.4278 | 5.8342 | 5.9219 | 5.9114 | 5.6149 | 5.2948 | 4.9833 | 4.6073
2045-10-30 | 4.4698 | 4.3442 | 4.305 | 4.1912 | 4.2841 | 4.5695 | 4.882 | 5.0462 | 5.091 | 5.0102 | 4.8886 | 5.0338 | 5.0334 | 5.1756 | 5.1052 | 5.5395 | 5.8527 | 6.0832 | 6.1735 | 6.1029 | 5.7693 | 5.5679 | 5.1281 | 4.7674
2045-10-31 | 4.6148 | 4.3935 | 4.3049 | 4.2482 | 4.2006 | 4.3753 | 4.7351 | 4.8764 | 5.2866 | 5.0758 | 4.9853 | 4.9532 | 5.1745 | 5.1942 | 5.1749 | 5.3241 | 5.697 | 6.0716 | 6.1594 | 5.999 | 5.6953 | 5.3667 | 5.091 | 4.7245
2045-11-01 | 4.5708 | 4.358 | 4.2501 | 4.1082 | 4.0625 | 4.3867 | 4.5057 | 4.7612 | 4.9654 | 4.8694 | 4.8304 | 4.7285 | 4.832 | 4.7038 | 4.7829 | 4.8911 | 5.3901 | 5.833 | 6.0463 | 5.8424 | 5.6663 | 5.4069 | 5.0424 | 4.7115
2045-11-02 | 4.6152 | 4.4302 | 4.2052 | 4.1847 | 4.2195 | 4.4517 | 4.6307 | 4.76 | 4.8502 | 4.8377 | 4.7678 | 4.7318 | 4.629 | 4.361 | 4.7178 | 4.9337 | 5.511 | 5.8327 | 5.6544 | 5.4347 | 5.0966 | 5.0534 | 4.8005 | 4.5699
2045-11-03 | 4.4646 | 4.3205 | 4.2297 | 4.2104 | 4.1827 | 4.4992 | 4.6239 | 4.8952 | 4.9551 | 4.9531 | 4.8194 | 4.8503 | 4.8096 | 4.7933 | 4.9057 | 5.2197 | 5.4744 | 5.8117 | 5.7747 | 5.6218 | 5.3253 | 5.1474 | 4.9224 | 4.6445
2045-11-04 | 4.511 | 4.3912 | 4.23 | 4.2579 | 4.2789 | 4.4885 | 4.5131 | 4.6572 | 4.907 | 4.8564 | 4.7315 | 4.8057 | 4.7678 | 4.5562 | 4.8198 | 5.2868 | 5.5678 | 5.7299 | 5.7238 | 5.4787 | 5.171 | 4.9005 | 4.8061 | 4.4649
2045-11-05 | 4.3976 | 4.2687 | 4.1288 | 3.9038 | 3.9833 | 4.3153 | 4.4369 | 4.6821 | 5.0468 | 4.8488 | 4.8261 | 4.5749 | 4.6673 | 4.5836 | 4.7059 | 4.9775 | 5.4617 | 5.7812 | 5.9349 | 5.6705 | 5.3781 | 5.1732 | 4.9021 | 4.5485
2045-11-06 | 4.373 | 4.0938 | 4.0113 | 3.928 | 4.1836 | 4.4289 | 4.6672 | 4.8166 | 4.8812 | 4.7336 | 4.6699 | 4.6764 | 4.8453 | 4.7913 | 4.7855 | 5.2855 | 5.714 | 6.1125 | 6.1359 | 5.9727 | 5.5666 | 5.3718 | 5.0217 | 4.6511
2045-11-07 | 4.4809 | 4.3165 | 4.2771 | 4.1787 | 4.3058 | 4.5854 | 4.9237 | 4.9385 | 5.0287 | 5.0452 | 5.0067 | 4.9084 | 5.0487 | 5.1049 | 5.2166 | 5.4674 | 5.7734 | 6.1555 | 6.1355 | 5.9011 | 5.7041 | 5.3982 | 4.9757 | 4.8312
2045-11-08 | 4.7872 | 4.6054 | 4.5031 | 4.3635 | 4.3943 | 4.7604 | 4.9404 | 5.1114 | 5.2896 | 5.0201 | 4.8756 | 4.9199 | 4.929 | 4.8094 | 4.684 | 4.9626 | 5.6188 | 5.965 | 6.0815 | 5.9103 | 5.7144 | 5.4279 | 5.0569 | 4.797
2045-11-09 | 4.6931 | 4.5206 | 4.3547 | 4.375 | 4.3688 | 4.5624 | 4.9741 | 5.3834 | 5.3076 | 4.98 | 5.1014 | 4.8843 | 5.0892 | 4.6928 | 4.7901 | 4.6797 | 4.6676 | 5.0626 | 5.5522 | 5.6941 | 5.3144 | 5.1795 | 5.0145 | 4.8001
2045-11-10 | 4.3532 | 3.9992 | 4.0691 | 4.002 | 4.334 | 4.698 | 5.0047 | 5.2068 | 5.2693 | 5.1112 | 5.1673 | 5.1132 | 5.1755 | 4.9538 | 4.934 | 5.2912 | 5.4948 | 5.8151 | 5.7713 | 5.5509 | 5.1719 | 5.0517 | 4.7936 | 4.4288
2045-11-11 | 4.2586 | 4.1704 | 4.0996 | 4.0926 | 4.2766 | 4.3748 | 4.6132 | 4.8028 | 5.0907 | 4.9012 | 4.7886 | 4.7494 | 4.8913 | 5.0379 | 4.9228 | 5.1151 | 5.4935 | 5.8234 | 5.7606 | 5.3523 | 5.0785 | 5.0379 | 4.7817 | 4.5019
2045-11-12 | 4.3503 | 4.2639 | 4.0647 | 3.9515 | 4.1276 | 4.3682 | 4.4441 | 4.7098 | 4.8851 | 4.761 | 4.934 | 4.794 | 4.8927 | 4.6024 | 4.791 | 4.9967 | 5.3936 | 5.6357 | 5.7087 | 5.6457 | 5.2726 | 5.1267 | 4.8487 | 4.6066
2045-11-13 | 4.4852 | 4.3963 | 4.3018 | 4.0874 | 4.2614 | 4.3912 | 4.5796 | 4.8327 | 4.9653 | 4.8094 | 4.8236 | 4.8122 | 4.9277 | 5.1247 | 5.2264 | 5.3327 | 5.5545 | 5.8461 | 5.9211 | 5.6978 | 5.4934 | 5.2787 | 4.8023 | 4.5697
2045-11-14 | 4.8172 | 4.7198 | 4.6522 | 4.7649 | 4.9168 | 5.0625 | 5.1063 | 5.2618 | 5.588 | 5.4573 | 5.2472 | 5.2826 | 5.2949 | 5.3278 | 5.4579 | 5.5963 | 6.0842 | 6.7027 | 6.79 | 6.418 | 6.086 | 5.6593 | 5.2734 | 4.9489
2045-11-15 | 4.5196 | 4.3288 | 4.2695 | 4.2189 | 4.1088 | 4.4627 | 4.5371 | 4.545 | 5.0194 | 4.7897 | 4.9066 | 4.8642 | 5.0464 | 4.6549 | 5.0106 | 5.3939 | 5.6546 | 6.1299 | 6.3033 | 6.0624 | 5.8886 | 5.632 | 5.1713 | 4.9446
2045-11-16 | 4.7928 | 4.5976 | 4.4728 | 4.3197 | 4.39 | 4.5514 | 4.8246 | 5.3186 | 5.4699 | 5.1016 | 4.8374 | 4.764 | 4.7778 | 4.6676 | 4.8104 | 5.1799 | 5.5678 | 5.8468 | 5.9427 | 5.7972 | 5.5534 | 5.4132 | 5.0239 | 4.721
2045-11-17 | 4.5339 | 4.3954 | 4.364 | 4.3179 | 4.3939 | 4.7255 | 4.9754 | 5.2648 | 5.2499 | 5.1704 | 4.9996 | 5.1575 | 5.3718 | 5.2181 | 5.2322 | 5.459 | 5.6758 | 6.0718 | 6.096 | 5.8382 | 5.4504 | 5.3868 | 5.0132 | 4.6904
2045-11-18 | 4.6291 | 4.4487 | 4.3641 | 4.3527 | 4.4027 | 4.6856 | 4.8097 | 4.9063 | 5.295 | 4.8645 | 4.9974 | 5.0603 | 4.959 | 4.9475 | 4.8462 | 4.941 | 5.1324 | 5.4834 | 5.479 | 5.2839 | 5.0673 | 4.9702 | 4.7632 | 4.49
2045-11-19 | 4.3765 | 4.1882 | 4.1994 | 4.2366 | 4.3431 | 4.6515 | 4.8043 | 5.1494 | 5.3098 | 5.2946 | 5.1375 | 5.1655 | 5.1726 | 5.0506 | 5.065 | 5.3285 | 5.5307 | 5.7636 | 5.7817 | 5.5785 | 5.2149 | 4.9742 | 4.8079 | 4.3786
2045-11-20 | 4.2799 | 4.1306 | 4.0546 | 4.0557 | 4.247 | 4.532 | 4.8147 | 5.1199 | 5.0194 | 4.8606 | 5.0106 | 4.9449 | 4.8757 | 5.0703 | 5.3821 | 5.526 | 5.8214 | 6.0286 | 6.0862 | 5.9235 | 5.6573 | 5.4726 | 4.8518 | 4.6832
2045-11-21 | 4.4342 | 4.2512 | 4.232 | 4.1422 | 4.3163 | 4.5918 | 4.8349 | 4.9741 | 4.9967 | 4.7828 | 4.8394 | 4.9433 | 5.1086 | 5.1165 | 5.1429 | 5.1452 | 5.4357 | 5.815 | 5.9341 | 5.6877 | 5.4569 | 5.2378 | 4.9276 | 4.6409
2045-11-22 | 4.5368 | 4.2848 | 4.2295 | 4.2075 | 4.2807 | 4.6355 | 4.944 | 5.1758 | 5.239 | 4.9775 | 4.9579 | 4.9609 | 5.3046 | 5.1641 | 5.2427 | 5.3161 | 5.7403 | 5.8255 | 5.857 | 5.6526 | 5.5058 | 5.1968 | 4.9739 | 4.7726
2045-11-23 | 4.6752 | 4.4729 | 4.2458 | 4.235 | 4.3048 | 4.5228 | 4.8473 | 5.0365 | 4.9859 | 4.7656 | 4.7957 | 4.7355 | 4.7315 | 4.8354 | 4.9228 | 5.1116 | 5.3559 | 5.6386 | 5.8479 | 5.766 | 5.4096 | 5.3233 | 5.0471 | 4.8442
2045-11-24 | 4.7211 | 4.5675 | 4.4221 | 4.3788 | 4.5095 | 4.7582 | 4.9427 | 5.0184 | 5.386 | 4.9307 | 4.8615 | 4.676 | 4.8532 | 5.005 | 4.8904 | 5.0226 | 5.2657 | 5.5906 | 5.7412 | 5.4428 | 5.1899 | 5.0597 | 4.9438 | 4.6499
2045-11-25 | 4.4912 | 4.2907 | 4.2186 | 4.2533 | 4.15 | 4.4076 | 4.5633 | 4.8669 | 5.0777 | 4.7912 | 4.5991 | 4.7303 | 4.6915 | 4.71 | 4.5601 | 4.7093 | 5.175 | 5.4763 | 5.5803 | 5.3689 | 5.0405 | 4.7716 | 4.5914 | 4.4503
2045-11-26 | 4.3966 | 4.2497 | 3.9534 | 3.9512 | 3.9342 | 4.3766 | 4.692 | 4.7862 | 5.0247 | 5.0202 | 4.9202 | 4.7627 | 4.8585 | 5.0934 | 5.033 | 5.222 | 5.4706 | 5.8779 | 5.9023 | 5.6118 | 5.2761 | 4.8202 | 4.61 | 4.4619
2045-11-27 | 4.2879 | 4.1128 | 4.0766 | 3.919 | 3.994 | 4.3938 | 4.5566 | 4.9309 | 4.9719 | 4.8721 | 4.6669 | 4.6922 | 4.6323 | 4.7056 | 4.8906 | 5.2571 | 5.6098 | 5.7172 | 5.8383 | 5.819 | 5.5788 | 5.4535 | 4.882 | 4.6404
2045-11-28 | 4.4865 | 4.3236 | 4.3114 | 4.2375 | 4.3852 | 4.4269 | 4.6941 | 4.9127 | 5.1104 | 5.0016 | 4.8178 | 4.785 | 5.0366 | 5.1655 | 5.2917 | 5.2397 | 5.6369 | 5.8222 | 5.8734 | 5.7086 | 5.4562 | 5.1483 | 4.7158 | 4.4103
2045-11-29 | 4.3953 | 4.1922 | 4.1365 | 4.1423 | 4.2187 | 4.3302 | 4.5074 | 4.8478 | 5.1955 | 5.207 | 5.1298 | 5.2403 | 5.4113 | 5.2508 | 5.5184 | 5.5843 | 5.715 | 5.9246 | 6.0117 | 5.7336 | 5.4628 | 5.1691 | 4.9315 | 4.5862
2045-11-30 | 4.4373 | 4.255 | 4.1298 | 4.0694 | 4.1956 | 4.3618 | 4.7203 | 5.0359 | 5.484 | 5.3712 | 5.178 | 5.0815 | 5.0634 | 5.0883 | 5.2351 | 5.3268 | 5.666 | 5.753 | 5.674 | 5.4276 | 5.1629 | 5.0805 | 4.8753 | 4.4887
2045-12-01 | 4.5514 | 4.4152 | 4.2912 | 4.1051 | 4.2326 | 4.2822 | 4.5481 | 4.7741 | 5.1179 | 5.0744 | 5.0383 | 4.9335 | 5.16 | 5.2284 | 5.3039 | 5.6646 | 5.7904 | 5.9356 | 5.8039 | 5.5461 | 5.4246 | 5.3436 | 4.8277 | 4.6218
2045-12-02 | 4.6283 | 4.5175 | 4.1892 | 4.3432 | 4.3893 | 4.491 | 4.7581 | 4.9844 | 5.2567 | 5.036 | 4.8671 | 4.886 | 4.9743 | 4.8296 | 5.0898 | 5.2541 | 5.5415 | 5.7583 | 5.8017 | 5.6419 | 5.3286 | 5.1925 | 4.9421 | 4.778
2045-12-03 | 4.1105 | 3.9232 | 3.8325 | 3.8123 | 3.8536 | 4.1078 | 4.2954 | 4.8121 | 4.8966 | 4.8378 | 4.4265 | 4.4118 | 4.4792 | 4.3672 | 4.5381 | 4.5475 | 4.8335 | 5.3038 | 5.4341 | 5.3331 | 5.0046 | 4.691 | 4.3401 | 4.1127
2045-12-04 | 4.0172 | 3.8423 | 3.7585 | 3.6668 | 3.7384 | 4.0728 | 4.456 | 4.8248 | 4.9025 | 4.8776 | 4.4583 | 4.5128 | 4.5116 | 4.5281 | 4.7211 | 4.8742 | 5.1586 | 5.5418 | 5.6125 | 5.4297 | 4.9034 | 4.5839 | 4.1983 | 3.9762
2045-12-05 | 3.8781 | 3.7206 | 3.6561 | 3.6176 | 3.7355 | 4.0713 | 4.2795 | 4.5443 | 4.7809 | 4.7549 | 4.4948 | 4.4161 | 4.6707 | 4.3355 | 4.5893 | 4.7594 | 4.9415 | 5.3884 | 5.6503 | 5.5891 | 5.4076 | 5.0342 | 4.481 | 4.2362
2045-12-06 | 4.1593 | 3.9773 | 3.939 | 3.8048 | 3.9158 | 4.3306 | 4.637 | 4.8998 | 4.8043 | 4.7368 | 4.7167 | 4.559 | 4.5064 | 4.4723 | 4.5175 | 4.5883 | 5.1868 | 5.4511 | 5.9331 | 5.4504 | 5.1173 | 4.7559 | 4.337 | 4.0317
2045-12-07 | 3.9742 | 3.8794 | 3.6897 | 3.6481 | 3.7222 | 4.1977 | 4.4368 | 4.741 | 4.5395 | 4.3571 | 4.2959 | 4.4224 | 4.4299 | 4.1934 | 4.3595 | 4.5967 | 4.8736 | 5.397 | 5.7323 | 5.778 | 5.514 | 5.2154 | 4.746 | 4.4362
2045-12-08 | 4.2892 | 4.1733 | 3.988 | 3.9277 | 4.0082 | 4.3765 | 4.825 | 5.1066 | 4.9373 | 4.6016 | 4.5399 | 4.5378 | 4.5825 | 4.4571 | 4.5703 | 4.7493 | 4.9168 | 5.2097 | 5.287 | 5.0476 | 4.7889 | 4.6129 | 4.4632 | 4.2158
2045-12-09 | 4.0226 | 3.8464 | 3.7421 | 3.6682 | 3.7404 | 4.1319 | 4.3217 | 4.5526 | 4.6935 | 4.725 | 4.6478 | 4.5977 | 4.5602 | 4.5213 | 4.7127 | 4.9106 | 4.9056 | 5.1735 | 5.2741 | 5.0408 | 4.9606 | 4.7851 | 4.5387 | 4.2755
2045-12-10 | 4.1616 | 3.9705 | 3.824 | 3.8271 | 3.928 | 4.2409 | 4.46 | 4.7275 | 4.9266 | 4.8524 | 4.6846 | 4.3684 | 4.4212 | 4.494 | 4.59 | 4.7131 | 5.0549 | 5.3855 | 5.6221 | 5.1382 | 4.8517 | 4.5707 | 4.3685 | 4.0144
2045-12-11 | 3.8192 | 3.7415 | 3.605 | 3.5527 | 3.6311 | 4.0068 | 4.2586 | 4.6141 | 4.9619 | 4.68 | 4.5437 | 4.6332 | 4.6264 | 4.5613 | 4.6289 | 5.015 | 5.1512 | 5.3833 | 5.414 | 5.1978 | 5.1734 | 4.91 | 4.3986 | 4.1372
2045-12-12 | 3.992 | 4.0514 | 3.9254 | 3.7834 | 3.8309 | 4.0435 | 4.3153 | 4.754 | 4.8314 | 4.7796 | 4.6759 | 4.6058 | 4.6265 | 4.7529 | 4.7682 | 4.9558 | 5.0926 | 5.5956 | 5.8783 | 5.7508 | 5.3699 | 5.0269 | 4.578 | 4.319
2045-12-13 | 4.292 | 3.9797 | 3.9025 | 3.8282 | 3.9199 | 4.277 | 4.5684 | 4.9622 | 5.0743 | 5.1028 | 4.9845 | 5.0087 | 4.892 | 4.8465 | 4.8884 | 4.9782 | 5.1917 | 5.5077 | 5.8369 | 5.5088 | 5.1787 | 4.8091 | 4.5167 | 4.3159
2045-12-14 | 4.2167 | 4.11 | 3.9432 | 3.9097 | 3.995 | 4.3812 | 4.6003 | 4.9633 | 4.8183 | 4.7655 | 4.6557 | 4.4964 | 4.388 | 4.246 | 4.3842 | 4.5401 | 4.9144 | 5.4364 | 5.6151 | 5.4449 | 5.0376 | 4.7603 | 4.4804 | 4.2491
2045-12-15 | 4.062 | 3.8924 | 3.8852 | 3.7545 | 3.761 | 4.1302 | 4.4243 | 4.7444 | 4.76 | 5.0295 | 4.8307 | 4.7445 | 4.7395 | 4.7873 | 4.9143 | 5.0267 | 5.4235 | 5.61 | 5.524 | 5.2561 | 4.976 | 4.8292 | 4.5119 | 4.1867
2045-12-16 | 3.9543 | 3.7904 | 3.6892 | 3.5976 | 3.6478 | 3.9183 | 4.1138 | 4.4193 | 4.5413 | 4.4308 | 4.2202 | 4.2555 | 4.2242 | 4.2698 | 4.385 | 4.3539 | 4.8669 | 5.1604 | 5.368 | 5.2052 | 4.8401 | 4.6365 | 4.3967 | 4.1916
2045-12-17 | 3.9416 | 3.7733 | 3.5581 | 3.4093 | 3.5235 | 3.7209 | 4.056 | 4.4216 | 4.6624 | 4.6632 | 4.4721 | 4.403 | 4.399 | 4.3634 | 4.3006 | 4.596 | 5.0076 | 5.6691 | 5.8336 | 5.6322 | 5.0342 | 4.7953 | 4.5316 | 4.1646
2045-12-18 | 4.0327 | 3.8551 | 3.7579 | 3.6791 | 3.6549 | 3.9696 | 4.26 | 4.6579 | 4.5086 | 4.4992 | 4.514 | 4.5911 | 4.6946 | 4.5595 | 4.5705 | 4.6264 | 5.0751 | 5.4718 | 5.5812 | 5.5041 | 5.1702 | 4.9086 | 4.3167 | 4.1271
2045-12-19 | 4.1788 | 4.1005 | 3.9082 | 3.79 | 3.8724 | 4.1211 | 4.3434 | 4.5217 | 4.5643 | 4.5865 | 4.4329 | 4.4867 | 4.5768 | 4.4525 | 4.5182 | 4.639 | 4.7508 | 5.2233 | 5.5042 | 5.3777 | 5.0983 | 4.8275 | 4.4587 | 4.1972
2045-12-20 | 4.1559 | 3.9424 | 3.8638 | 3.6968 | 3.7753 | 4.1473 | 4.4382 | 4.7636 | 4.7276 | 4.651 | 4.5189 | 4.3946 | 4.596 | 4.4435 | 4.6005 | 4.7625 | 5.138 | 5.4007 | 5.5393 | 5.5792 | 5.4034 | 4.9192 | 4.4816 | 4.1826
2045-12-21 | 4.0799 | 3.8951 | 3.6684 | 3.5706 | 3.7134 | 4.0569 | 4.5295 | 4.6836 | 4.6517 | 4.6023 | 4.3925 | 4.2751 | 4.2723 | 4.2315 | 4.325 | 4.6402 | 4.9161 | 5.3674 | 5.8486 | 5.722 | 5.1758 | 4.9231 | 4.5757 | 4.3772
2045-12-22 | 4.1531 | 3.8859 | 3.8553 | 3.7556 | 3.8931 | 4.273 | 4.4508 | 4.6002 | 4.5441 | 4.4108 | 4.4741 | 4.8172 | 4.8042 | 4.5812 | 4.6722 | 4.8942 | 5.2214 | 5.6086 | 5.7628 | 5.6817 | 5.2853 | 4.9679 | 4.6523 | 4.4129
2045-12-23 | 4.3082 | 4.1093 | 3.9672 | 3.9368 | 3.9739 | 4.1433 | 4.379 | 4.4836 | 4.5504 | 4.4718 | 4.3327 | 4.4961 | 4.4875 | 4.4418 | 4.6621 | 5.008 | 5.0352 | 5.5442 | 5.8068 | 5.6136 | 5.1994 | 5.0742 | 4.6096 | 4.2853
2045-12-24 | 4.2391 | 4.0491 | 3.8553 | 3.7667 | 3.7375 | 3.8968 | 4.1262 | 4.3983 | 4.4534 | 4.4758 | 4.4505 | 4.476 | 4.4467 | 4.5705 | 4.5611 | 4.6872 | 5.0785 | 5.5956 | 5.744 | 5.6008 | 5.2259 | 4.8558 | 4.4783 | 4.1675
2045-12-25 | 4.1237 | 4.0103 | 3.8572 | 3.7725 | 3.8839 | 4.0807 | 4.3765 | 4.624 | 4.878 | 4.9595 | 4.9204 | 5.1727 | 5.1633 | 5.076 | 5.2376 | 5.4252 | 5.5918 | 6.1717 | 6.1744 | 5.9139 | 5.6185 | 5.2613 | 4.8869 | 4.5432
2045-12-26 | 4.2917 | 4.0932 | 3.9593 | 3.792 | 3.8534 | 3.8815 | 4.0826 | 4.3271 | 4.6337 | 4.7335 | 4.9299 | 4.7744 | 4.8643 | 4.8949 | 4.9896 | 4.998 | 5.2582 | 5.7901 | 5.967 | 5.7868 | 5.4548 | 5.162 | 4.7643 | 4.5727
2045-12-27 | 4.8133 | 4.5999 | 4.4869 | 4.3762 | 4.546 | 4.7307 | 4.8596 | 5.2286 | 5.5078 | 5.2472 | 5.4768 | 5.5537 | 5.5833 | 5.408 | 5.7651 | 5.7411 | 6.3408 | 6.6157 | 6.9609 | 6.8084 | 6.265 | 5.7068 | 5.212 | 4.7206
2045-12-28 | 4.308 | 4.1137 | 3.931 | 3.8588 | 3.961 | 4.2738 | 4.4597 | 4.7629 | 5.0316 | 4.9074 | 4.9981 | 5.1835 | 5.0789 | 5.0708 | 5.2353 | 5.3511 | 5.7611 | 6.1798 | 6.269 | 6.1557 | 5.64 | 5.4768 | 5.1187 | 4.5291
2045-12-29 | 4.342 | 4.1351 | 4.0434 | 3.9029 | 4.0454 | 4.2601 | 4.4136 | 4.7386 | 5.0545 | 5.142 | 5.3819 | 5.5194 | 5.5916 | 5.3214 | 5.4858 | 5.5733 | 6.0101 | 6.4401 | 6.4272 | 6.0522 | 5.7 | 5.628 | 5.2567 | 4.6771
2045-12-30 | 4.5101 | 4.287 | 4.2838 | 4.1845 | 3.9937 | 4.2592 | 4.4962 | 4.888 | 5.111 | 5.0771 | 5.0947 | 4.9842 | 4.9819 | 4.9422 | 5.0596 | 5.2776 | 5.6741 | 6.0685 | 6.2351 | 6.0807 | 5.7095 | 5.4656 | 5.0028 | 4.5902
2045-12-31 | 4.4228 | 4.1725 | 3.9906 | 4.0701 | 3.9489 | 4.1597 | 4.4286 | 4.8634 | 5.1055 | 5.0377 | 4.9902 | 5.0833 | 5.1076 | 4.8347 | 5.1444 | 5.4538 | 5.7492 | 6.2374 | 6.4156 | 6.2975 | 5.7395 | 5.6064 | 5.2552 | 4.7063
2046-01-01 | 4.0242 | 3.9943 | 3.8718 | 3.8717 | 3.89 | 4.1286 | 4.4073 | 4.5669 | 4.6034 | 4.3838 | 4.4219 | 4.4762 | 4.5404 | 4.4851 | 5.0322 | 5.2493 | 5.5008 | 5.8568 | 5.9255 | 5.736 | 5.2858 | 4.9445 | 4.5635 | 4.1639
2046-01-02 | 4.7263 | 4.5208 | 4.278 | 4.1337 | 4.1164 | 4.3036 | 4.3155 | 4.6028 | 4.6604 | 4.7107 | 5.1097 | 5.0307 | 4.9802 | 4.9092 | 4.9196 | 4.9654 | 5.3458 | 5.9329 | 6.4267 | 6.1767 | 5.749 | 5.4987 | 5.0931 | 4.5393
2046-01-03 | 4.2176 | 4.0812 | 3.9079 | 3.921 | 3.9399 | 4.1293 | 4.4349 | 4.6489 | 4.7373 | 4.7004 | 4.7241 | 4.6177 | 4.5419 | 4.672 | 4.8764 | 5.0361 | 5.3966 | 5.8062 | 6.1078 | 5.9548 | 5.5771 | 5.2671 | 4.7325 | 4.1829
2046-01-04 | 4.0216 | 3.9441 | 3.9339 | 3.8837 | 3.8907 | 4.0868 | 4.3029 | 4.5019 | 4.8359 | 4.764 | 4.3327 | 4.2965 | 4.2897 | 4.2497 | 4.3372 | 4.9658 | 5.3986 | 5.8474 | 6.0322 | 5.7358 | 5.3347 | 5.0715 | 4.597 | 4.1933
2046-01-05 | 4.2354 | 4.0277 | 4.0264 | 3.967 | 4.0057 | 4.2549 | 4.4206 | 4.5847 | 4.5895 | 4.4451 | 4.3072 | 4.395 | 4.4577 | 4.3233 | 4.5444 | 4.7934 | 5.4591 | 5.7893 | 6.0285 | 5.8163 | 5.5139 | 5.1467 | 4.7498 | 4.434
2046-01-06 | 4.2641 | 4.1168 | 3.8997 | 3.8161 | 3.9041 | 4.076 | 4.3914 | 4.5248 | 4.5105 | 4.415 | 4.2846 | 4.1263 | 4.2866 | 4.4345 | 4.3832 | 4.6279 | 5.1384 | 5.362 | 5.4625 | 5.3857 | 5.0214 | 4.8754 | 4.4503 | 4.2637
2046-01-07 | 4.1393 | 3.9525 | 3.8595 | 3.7675 | 3.7601 | 3.9912 | 4.1478 | 4.1308 | 4.3318 | 4.2809 | 4.0638 | 4.009 | 4.1121 | 4.3937 | 4.408 | 4.5713 | 4.9713 | 5.4086 | 5.4362 | 5.3363 | 5.0548 | 4.7623 | 4.4548 | 4.2013
2046-01-08 | 4.0651 | 3.961 | 3.8085 | 3.8121 | 3.8224 | 4.0882 | 4.3778 | 4.5295 | 4.5666 | 4.3634 | 4.3989 | 4.4191 | 4.5373 | 4.4689 | 4.9387 | 5.1205 | 5.381 | 5.8066 | 5.8558 | 5.6941 | 5.2483 | 4.9106 | 4.5608 | 4.167
2046-01-09 | 4.0624 | 3.921 | 3.7919 | 3.8288 | 3.877 | 4.1354 | 4.3436 | 4.4836 | 4.5462 | 4.2461 | 4.2535 | 4.2052 | 4.3613 | 4.6439 | 5.1264 | 5.1128 | 5.2014 | 5.5478 | 5.9113 | 5.7021 | 5.2093 | 4.9259 | 4.4758 | 4.096
2046-01-10 | 3.9708 | 3.9074 | 3.7556 | 3.6806 | 3.7951 | 4.1914 | 4.5046 | 4.8156 | 4.673 | 4.4895 | 4.4397 | 4.4483 | 4.3727 | 4.787 | 4.7088 | 4.8575 | 5.0744 | 5.5613 | 5.7531 | 5.4837 | 5.2989 | 4.9179 | 4.5016 | 4.1906
2046-01-11 | 4.0342 | 3.9617 | 3.9412 | 3.8688 | 3.9084 | 4.1149 | 4.4037 | 4.6826 | 4.5115 | 4.675 | 4.7615 | 4.5203 | 4.6041 | 4.5457 | 4.6954 | 4.6512 | 4.9134 | 5.6609 | 5.9659 | 5.7241 | 5.3329 | 5.0247 | 4.5443 | 4.4299
2046-01-12 | 4.2328 | 3.9964 | 3.9455 | 3.8326 | 3.915 | 4.1106 | 4.5497 | 4.7035 | 4.6325 | 4.6458 | 4.6085 | 4.8446 | 4.7867 | 4.728 | 4.6771 | 4.7946 | 5.0628 | 5.5913 | 5.8091 | 5.4387 | 5.2409 | 4.8394 | 4.4369 | 4.4537
2046-01-13 | 4.2453 | 3.9004 | 3.7497 | 3.7331 | 3.6599 | 3.8925 | 4.1072 | 4.4263 | 4.6283 | 4.7234 | 4.3984 | 4.5557 | 4.6045 | 4.3903 | 4.1947 | 4.6825 | 5.1194 | 5.4897 | 5.5961 | 5.543 | 5.1535 | 4.7925 | 4.4924 | 4.4581
2046-01-14 | 4.1391 | 3.8645 | 3.7774 | 3.7672 | 3.6878 | 3.9178 | 4.1314 | 4.329 | 4.6492 | 4.854 | 4.9077 | 4.7557 | 4.5987 | 4.5507 | 4.6439 | 4.7498 | 4.967 | 5.3697 | 5.704 | 5.5886 | 5.0639 | 4.7621 | 4.3985 | 4.0897
2046-01-15 | 4.0244 | 3.8721 | 3.7186 | 3.6976 | 3.7809 | 3.9975 | 4.4139 | 4.8508 | 4.9416 | 4.6709 | 4.7158 | 4.6708 | 4.8796 | 4.75 | 4.8391 | 4.627 | 4.988 | 5.57 | 5.841 | 5.5889 | 5.2884 | 5.176 | 4.4318 | 4.1277
2046-01-16 | 3.9807 | 3.8378 | 3.651 | 3.6564 | 3.724 | 4.0311 | 4.3068 | 4.5052 | 4.4556 | 4.2358 | 4.1295 | 4.2089 | 4.159 | 4.1262 | 4.2003 | 4.2185 | 4.3988 | 4.8314 | 5.3039 | 5.2326 | 4.9163 | 4.552 | 4.2552 | 3.848
2046-01-17 | 3.7883 | 3.8414 | 3.7633 | 3.6787 | 3.8165 | 4.2279 | 4.5934 | 4.7841 | 4.5109 | 4.4521 | 4.341 | 4.7334 | 4.4252 | 4.4443 | 4.6325 | 4.6634 | 4.7201 | 5.0928 | 5.5162 | 5.4006 | 4.9674 | 4.6849 | 4.2724 | 3.925
2046-01-18 | 3.815 | 3.7235 | 3.6634 | 3.6306 | 3.7124 | 4.0355 | 4.3424 | 4.5711 | 4.4896 | 4.4583 | 4.5798 | 4.594 | 4.5468 | 4.5084 | 4.509 | 4.6759 | 4.9795 | 5.3528 | 5.4756 | 5.3087 | 5.1341 | 4.9187 | 4.3678 | 3.9708
2046-01-19 | 4.1197 | 3.9476 | 3.9138 | 3.8109 | 3.8621 | 4.156 | 4.678 | 4.9952 | 4.8082 | 4.7197 | 4.8199 | 4.8058 | 4.8069 | 4.6656 | 4.7333 | 4.7882 | 4.9148 | 5.2602 | 5.5433 | 5.2352 | 4.9939 | 4.727 | 4.4829 | 4.1966
2046-01-20 | 4.071 | 3.8947 | 3.6896 | 3.6401 | 3.6788 | 3.974 | 4.2268 | 4.4965 | 4.6739 | 4.6011 | 4.3831 | 4.3237 | 4.4528 | 4.6505 | 4.7368 | 4.9934 | 5.0012 | 5.3399 | 5.4689 | 5.3845 | 4.9364 | 4.7061 | 4.4726 | 4.1464
2046-01-21 | 4.0238 | 3.7641 | 3.69 | 3.6907 | 3.6895 | 3.9105 | 4.2558 | 4.5266 | 4.8243 | 4.7523 | 4.5024 | 4.61 | 4.7663 | 4.763 | 5.0048 | 4.94 | 5.2331 | 5.5378 | 5.7256 | 5.5995 | 5.0679 | 4.8423 | 4.4562 | 4.1121
2046-01-22 | 3.9835 | 3.8573 | 3.8014 | 3.7312 | 3.7337 | 3.9714 | 4.2007 | 4.4847 | 4.6357 | 4.278 | 4.0247 | 4.1693 | 4.1235 | 4.1909 | 4.073 | 4.3074 | 4.5922 | 5.1091 | 5.5116 | 5.4315 | 4.8182 | 4.6464 | 4.3342 | 4.0052
2046-01-23 | 3.8582 | 3.7675 | 3.6212 | 3.6184 | 3.7029 | 3.9671 | 4.3075 | 4.6563 | 4.4831 | 4.4901 | 4.6927 | 4.7366 | 4.8125 | 4.6036 | 4.2359 | 4.5118 | 4.7596 | 5.4537 | 5.7685 | 5.1651 | 5.1386 | 5.0308 | 4.5972 | 4.1267
2046-01-24 | 4.0095 | 3.8744 | 3.7241 | 3.6636 | 3.7676 | 4.0863 | 4.4664 | 4.6617 | 4.2989 | 4.1557 | 4.0621 | 4.0761 | 4.4146 | 4.5943 | 4.6234 | 5.0371 | 5.2993 | 5.7279 | 5.8218 | 5.6322 | 5.3904 | 5.013 | 4.5429 | 4.0498
2046-01-25 | 3.9002 | 3.786 | 3.7573 | 3.6503 | 3.6848 | 3.9795 | 4.3416 | 4.6488 | 4.4764 | 4.3409 | 4.5307 | 4.6625 | 4.6724 | 4.4918 | 5.032 | 5.0905 | 5.2832 | 5.662 | 5.8525 | 5.4784 | 5.2743 | 4.7771 | 4.3889 | 4.1153
2046-01-26 | 4.0099 | 3.8423 | 3.8261 | 3.6905 | 3.9561 | 4.1663 | 4.5971 | 4.9118 | 4.8929 | 4.7354 | 4.8638 | 4.9652 | 4.9478 | 4.9036 | 5.0475 | 4.8671 | 5.3212 | 5.7787 | 5.9216 | 5.5377 | 5.3772 | 5.245 | 4.8179 | 4.5849
2046-01-27 | 4.3995 | 4.2868 | 3.8544 | 3.7609 | 3.7804 | 4.0505 | 4.2766 | 4.5593 | 4.7051 | 4.5178 | 4.2437 | 4.1371 | 4.0547 | 4.0902 | 4.2577 | 4.3792 | 4.5298 | 4.9864 | 5.2544 | 5.1787 | 4.8577 | 4.6796 | 4.3886 | 4.147
2046-01-28 | 4.0486 | 3.8217 | 3.7601 | 3.5634 | 3.5762 | 3.874 | 4.0674 | 4.1811 | 4.3944 | 4.3552 | 4.2553 | 4.3886 | 4.4808 | 4.3527 | 4.2176 | 4.3556 | 4.6939 | 4.9845 | 5.2116 | 5.3093 | 4.988 | 4.6118 | 4.317 | 4.0268
2046-01-29 | 3.9686 | 3.8311 | 3.7308 | 3.709 | 3.8229 | 4.1816 | 4.4617 | 4.7266 | 4.6313 | 4.2733 | 4.0585 | 4.0759 | 3.9838 | 4.0756 | 3.9538 | 3.9394 | 4.4745 | 5.0674 | 5.4574 | 5.4184 | 5.1694 | 4.7677 | 4.3096 | 4.0285
2046-01-30 | 3.946 | 3.8313 | 3.698 | 3.6548 | 3.765 | 4.1738 | 4.7814 | 4.8186 | 4.7471 | 4.6586 | 4.4079 | 4.4242 | 4.4499 | 4.3097 | 4.7641 | 4.8586 | 5.3215 | 5.5099 | 5.7737 | 5.6121 | 5.3228 | 4.9693 | 4.4087 | 4.0724
2046-01-31 | 3.9768 | 3.9026 | 3.7826 | 3.6803 | 3.769 | 4.2517 | 4.6369 | 4.9608 | 4.924 | 4.8578 | 4.7364 | 4.4105 | 4.3123 | 4.5076 | 4.4694 | 4.704 | 5.1932 | 5.3811 | 5.4815 | 5.5457 | 5.3875 | 5.0588 | 4.4559 | 4.2097
2046-02-01 | 3.8766 | 3.8207 | 3.7751 | 3.7166 | 3.7848 | 4.0465 | 4.3387 | 4.708 | 4.8732 | 4.4443 | 4.2786 | 4.3503 | 4.8473 | 4.5999 | 4.6471 | 4.6871 | 4.9851 | 5.2472 | 5.5272 | 5.2211 | 4.8902 | 4.5899 | 4.1179 | 3.8651
2046-02-02 | 3.8636 | 3.724 | 3.6529 | 3.5396 | 3.6022 | 3.8728 | 4.2531 | 4.5498 | 4.6404 | 4.6039 | 4.5107 | 4.7556 | 4.7806 | 4.2844 | 4.9046 | 4.82 | 4.9884 | 5.5135 | 5.5639 | 5.1095 | 4.8122 | 4.6752 | 4.4417 | 4.0867
2046-02-03 | 3.9855 | 3.8453 | 3.5974 | 3.5472 | 3.5353 | 3.8472 | 3.9627 | 4.4469 | 4.6035 | 4.6477 | 4.7545 | 4.8408 | 4.7869 | 4.5564 | 4.6681 | 4.8923 | 4.8884 | 5.1185 | 5.141 | 5.1995 | 5.0016 | 4.7948 | 4.3471 | 4.052
2046-02-04 | 3.8273 | 3.6494 | 3.5815 | 3.5196 | 3.5641 | 3.8128 | 3.9936 | 4.2664 | 4.6027 | 4.5764 | 4.3618 | 4.5096 | 4.3195 | 4.1596 | 4.21 | 4.1615 | 4.355 | 5.0049 | 5.2109 | 5.0679 | 4.6992 | 4.4148 | 4.1552 | 3.8211
2046-02-05 | 3.7232 | 3.5837 | 3.4834 | 3.4104 | 3.4631 | 3.9083 | 4.2644 | 4.7293 | 4.8894 | 4.7256 | 4.4428 | 4.2472 | 4.3985 | 4.3378 | 4.6276 | 4.8585 | 4.9345 | 5.2719 | 5.4667 | 5.2618 | 4.9844 | 4.6862 | 4.2216 | 3.9565
2046-02-06 | 3.8583 | 3.7236 | 3.6051 | 3.6634 | 3.7644 | 4.1107 | 4.4599 | 4.785 | 4.8997 | 4.7168 | 4.475 | 4.6067 | 4.6745 | 4.7839 | 4.8368 | 4.7315 | 5.0502 | 5.1737 | 5.515 | 5.67 | 5.1916 | 4.7056 | 4.2895 | 3.9647
2046-02-07 | 3.9389 | 3.89 | 3.7068 | 3.6248 | 3.7067 | 4.0613 | 4.6306 | 4.8536 | 4.7187 | 4.7452 | 4.7844 | 4.6908 | 4.443 | 4.5463 | 4.7054 | 4.742 | 5.4474 | 5.7893 | 6.1736 | 6.0347 | 5.6935 | 5.3369 | 4.7024 | 4.5905
2046-02-08 | 4.2821 | 3.9995 | 3.9867 | 3.9142 | 4.0389 | 4.4066 | 4.6857 | 5.2298 | 5.4206 | 5.1701 | 5.2492 | 5.0778 | 4.5973 | 4.6382 | 4.6481 | 4.7836 | 5.0227 | 5.4334 | 5.6785 | 5.5433 | 5.1282 | 4.8472 | 4.5177 | 4.0846
2046-02-09 | 3.9059 | 3.7122 | 3.6742 | 3.5303 | 3.6432 | 4.0252 | 4.4625 | 4.9372 | 4.7778 | 4.3734 | 4.4049 | 4.4048 | 4.4764 | 4.2188 | 4.2298 | 4.415 | 5.2028 | 5.5101 | 5.6546 | 5.3831 | 5.2711 | 5.0949 | 4.6294 | 4.3969
2046-02-10 | 4.1321 | 3.9742 | 3.6738 | 3.6364 | 3.6657 | 3.905 | 4.2355 | 4.7649 | 4.9336 | 4.55 | 4.0434 | 4.1732 | 4.3462 | 4.2308 | 4.1625 | 4.2886 | 4.5835 | 5.1099 | 5.1962 | 5.1802 | 4.5577 | 4.3741 | 4.3398 | 4.0704
2046-02-11 | 3.787 | 3.5689 | 3.469 | 3.4052 | 3.4389 | 3.6377 | 3.8406 | 4.1807 | 4.5642 | 4.6221 | 4.5959 | 4.5864 | 4.4043 | 4.4624 | 4.2454 | 4.6031 | 4.8436 | 5.2713 | 5.5591 | 5.3669 | 4.9776 | 4.8262 | 4.4619 | 4.177
2046-02-12 | 4.0324 | 3.8114 | 3.5743 | 3.5769 | 3.5889 | 4.003 | 4.3155 | 4.7381 | 4.7348 | 4.2369 | 3.9934 | 3.8535 | 3.822 | 3.5677 | 3.6556 | 4.0126 | 4.434 | 5.0386 | 5.4427 | 5.3191 | 4.9145 | 4.6852 | 4.2705 | 3.8472
2046-02-13 | 3.7141 | 3.6168 | 3.4682 | 3.4392 | 3.5168 | 4.0643 | 4.5294 | 4.9343 | 4.8914 | 4.6431 | 4.3669 | 4.2379 | 4.0929 | 4.1795 | 4.184 | 4.3161 | 4.6119 | 5.275 | 5.4461 | 5.5909 | 5.2211 | 4.8202 | 4.3132 | 3.8457
2046-02-14 | 3.7038 | 3.6416 | 3.5548 | 3.451 | 3.5414 | 4.0713 | 4.2604 | 4.7505 | 4.6758 | 4.4943 | 4.1501 | 4.0765 | 4.0201 | 4.1436 | 4.2183 | 4.4745 | 4.8477 | 5.1385 | 5.5222 | 5.3968 | 5.0191 | 4.6073 | 4.2038 | 3.966
2046-02-15 | 3.8484 | 3.7644 | 3.694 | 3.67 | 3.7346 | 4.0355 | 4.403 | 4.5094 | 4.5706 | 4.6166 | 4.4837 | 4.1181 | 4.1523 | 4.0177 | 4.0455 | 4.1504 | 4.5458 | 4.9529 | 5.4646 | 5.3258 | 4.962 | 4.7483 | 4.3288 | 3.9238
2046-02-16 | 3.827 | 3.6464 | 3.6028 | 3.5074 | 3.5787 | 3.8117 | 3.9672 | 4.3915 | 4.7169 | 4.5993 | 4.4605 | 4.2305 | 4.1896 | 3.9974 | 4.178 | 4.1264 | 4.5016 | 4.987 | 5.4014 | 5.4478 | 5.2789 | 5.0911 | 4.6925 | 4.305
2046-02-17 | 4.1089 | 3.9206 | 3.717 | 3.6164 | 3.7607 | 3.9982 | 4.2102 | 4.5041 | 4.903 | 4.6852 | 4.4536 | 4.3812 | 4.5391 | 4.0227 | 4.3468 | 4.4376 | 4.6149 | 5.0521 | 5.3872 | 5.408 | 5.0295 | 4.8789 | 4.4836 | 4.0967
2046-02-18 | 3.7784 | 3.5772 | 3.5308 | 3.4314 | 3.4732 | 3.651 | 3.7886 | 4.1597 | 4.3899 | 4.2442 | 4.292 | 4.1356 | 4.2496 | 4.2028 | 4.4874 | 4.4955 | 4.7847 | 5.0622 | 5.3113 | 5.3242 | 4.9963 | 4.8173 | 4.5415 | 4.1341
2046-02-19 | 3.9111 | 3.7508 | 3.6429 | 3.5618 | 3.5994 | 3.8456 | 3.9343 | 4.335 | 4.5405 | 4.2666 | 4.033 | 3.9629 | 3.9312 | 3.9149 | 3.9434 | 4.3001 | 5.039 | 5.2802 | 5.356 | 5.361 | 4.9439 | 4.7538 | 4.3447 | 3.9343
2046-02-20 | 3.8189 | 3.6971 | 3.5425 | 3.5249 | 3.6131 | 3.8925 | 4.173 | 4.6062 | 4.9282 | 4.7208 | 4.7444 | 4.5676 | 4.5188 | 4.3995 | 4.3357 | 4.487 | 4.6821 | 5.2603 | 5.3245 | 5.237 | 4.8652 | 4.5753 | 4.2305 | 3.8654
2046-02-21 | 3.7304 | 3.6432 | 3.65 | 3.5389 | 3.7183 | 4.2425 | 4.6607 | 4.9449 | 4.9482 | 4.7045 | 4.6034 | 4.712 | 4.797 | 4.7655 | 4.4558 | 4.5699 | 4.8832 | 5.314 | 5.6116 | 5.4481 | 5.0043 | 5.0191 | 4.3305 | 3.8666
2046-02-22 | 3.7711 | 3.7063 | 3.7181 | 3.5925 | 3.6014 | 3.9356 | 4.0367 | 4.3535 | 4.4696 | 4.2318 | 4.3161 | 4.508 | 4.3915 | 4.4725 | 4.6571 | 4.9218 | 5.1881 | 5.6245 | 5.9193 | 5.5257 | 5.3443 | 4.8185 | 4.197 | 3.9388
2046-02-23 | 3.7912 | 3.5571 | 3.5303 | 3.4962 | 3.5955 | 3.9676 | 4.304 | 4.5758 | 4.426 | 4.2578 | 4.6214 | 4.7365 | 4.9403 | 4.7321 | 4.5118 | 4.9003 | 5.323 | 5.9514 | 6.0434 | 5.823 | 5.7531 | 5.3259 | 4.7981 | 4.4946
2046-02-24 | 4.1483 | 3.8547 | 3.7176 | 3.5729 | 3.5945 | 3.8778 | 4.0991 | 4.453 | 4.6798 | 4.7095 | 4.4874 | 4.3081 | 4.2271 | 4.1489 | 4.1253 | 4.4469 | 4.8385 | 5.158 | 5.2324 | 5.4052 | 4.9061 | 4.5831 | 4.3732 | 3.9802
2046-02-25 | 3.8801 | 3.5507 | 3.5202 | 3.5033 | 3.5434 | 3.7248 | 3.9833 | 4.2194 | 4.5841 | 4.6557 | 4.381 | 4.1549 | 4.3097 | 4.4261 | 4.5556 | 4.7497 | 4.9583 | 5.4844 | 5.5984 | 5.5786 | 5.1348 | 4.8465 | 4.3715 | 4.0653
2046-02-26 | 3.8931 | 3.8395 | 3.6622 | 3.5427 | 3.5204 | 3.7793 | 4.3921 | 4.803 | 4.6889 | 4.2958 | 4.0703 | 4.1674 | 4.3367 | 4.0497 | 4.0094 | 4.259 | 4.5778 | 5.0459 | 5.5239 | 5.39 | 4.9308 | 4.6315 | 4.2819 | 3.9388
2046-02-27 | 3.8397 | 3.7604 | 3.6096 | 3.5392 | 3.6148 | 4.0335 | 4.2501 | 4.4452 | 4.597 | 4.4903 | 4.3047 | 4.0358 | 3.8475 | 3.7863 | 4.0625 | 4.3125 | 4.602 | 5.142 | 5.5587 | 5.3188 | 4.9583 | 4.7156 | 4.2475 | 3.958
2046-02-28 | 3.8557 | 3.747 | 3.6828 | 3.5759 | 3.6822 | 4.0448 | 4.33 | 4.5381 | 4.4335 | 4.2535 | 4.1832 | 4.0068 | 3.9667 | 3.8702 | 3.9597 | 4.1432 | 4.2783 | 4.8363 | 5.323 | 5.4663 | 5.1951 | 4.7943 | 4.2107 | 3.8564
2046-03-01 | 4.0504 | 3.8785 | 3.7612 | 3.6204 | 3.6718 | 4.0406 | 4.2974 | 4.3034 | 4.3215 | 4.1101 | 3.9624 | 3.9391 | 3.8307 | 4.0854 | 4.0721 | 4.3545 | 4.5294 | 5.2922 | 5.5802 | 5.4331 | 5.3197 | 4.8497 | 4.4571 | 4.0518
2046-03-02 | 4.0552 | 3.8394 | 3.6952 | 3.605 | 3.6853 | 4.0497 | 4.5292 | 4.8701 | 4.6978 | 4.4336 | 4.1973 | 4.1608 | 4.0621 | 3.9737 | 4.1745 | 4.4086 | 4.5847 | 4.9717 | 5.2307 | 5.4885 | 5.1912 | 5.0285 | 4.652 | 4.2556
2046-03-03 | 4.0583 | 3.9183 | 3.7757 | 3.6112 | 3.6719 | 3.8412 | 4.2044 | 4.3504 | 4.6514 | 4.5502 | 4.1687 | 4.0892 | 4.1828 | 4.0538 | 4.0428 | 4.2528 | 4.5227 | 4.9618 | 5.3258 | 5.4695 | 5.0141 | 4.8659 | 4.4479 | 4.0909
2046-03-04 | 3.9922 | 3.883 | 3.7756 | 3.6903 | 3.6755 | 3.8828 | 4.275 | 4.5102 | 4.7338 | 4.6175 | 4.4045 | 4.2904 | 4.1003 | 3.9998 | 4.0341 | 4.178 | 4.4763 | 4.8853 | 5.3944 | 5.4729 | 5.2876 | 4.8535 | 4.4867 | 4.0278
2046-03-05 | 3.9103 | 3.8387 | 3.6661 | 3.4756 | 3.5726 | 3.8773 | 4.1813 | 4.4583 | 4.741 | 4.456 | 4.262 | 3.9684 | 3.9379 | 3.6372 | 3.6656 | 3.928 | 4.3013 | 5.0676 | 5.6341 | 5.5791 | 5.1198 | 4.9083 | 4.6027 | 4.1247
2046-03-06 | 3.973 | 3.8772 | 3.7579 | 3.7419 | 3.7473 | 4.1411 | 4.6761 | 5.0683 | 4.9567 | 4.8052 | 4.5439 | 4.4323 | 4.273 | 4.3156 | 4.1814 | 4.7992 | 5.1822 | 5.8365 | 6.1269 | 6.1299 | 5.8437 | 5.1933 | 4.4634 | 4.0656
2046-03-07 | 3.9555 | 3.8801 | 3.8486 | 3.7751 | 3.7958 | 4.076 | 4.5586 | 4.7995 | 4.9794 | 4.8788 | 4.6165 | 4.4546 | 4.8763 | 5.2851 | 5.1416 | 5.0996 | 5.4403 | 6.1147 | 6.1835 | 6.0964 | 5.8484 | 5.4727 | 4.8828 | 4.3574
2046-03-08 | 4.3188 | 4.1137 | 3.9741 | 3.7748 | 3.7974 | 4.2516 | 4.7218 | 5.2791 | 5.6381 | 5.1618 | 4.5928 | 4.7454 | 4.7078 | 4.8776 | 4.9149 | 4.9066 | 5.4955 | 5.99 | 6.0215 | 5.926 | 5.6182 | 5.1051 | 4.5538 | 4.2634
2046-03-09 | 4.134 | 3.991 | 3.8723 | 3.7725 | 3.7612 | 4.2549 | 4.9922 | 5.225 | 4.8585 | 4.4726 | 4.2395 | 4.3095 | 4.3377 | 4.3732 | 4.5465 | 4.9847 | 5.1481 | 5.7249 | 5.9278 | 5.8243 | 5.492 | 5.1357 | 4.6158 | 4.2808
2046-03-10 | 4.1305 | 4.0023 | 3.8972 | 3.8752 | 3.8583 | 4.1111 | 4.5291 | 4.6236 | 5.1642 | 4.9431 | 4.3896 | 4.3109 | 4.1542 | 3.8178 | 4.0264 | 4.1424 | 4.9021 | 5.5702 | 5.2632 | 5.3798 | 5.0531 | 5.0075 | 4.5431 | 4.1475
2046-03-11 | 4.0481 | 3.9382 | 3.9061 | 3.7402 | 3.7874 | 4.0078 | 4.2887 | 4.5431 | 4.9648 | 4.6587 | 4.4944 | 4.5336 | 4.9103 | 4.7785 | 4.5781 | 5.1263 | 5.6575 | 5.8814 | 6.0863 | 5.952 | 5.8115 | 5.5568 | 5.0172 | 4.4961
2046-03-12 | 4.2616 | 4.1578 | 3.9833 | 3.8996 | 3.9637 | 4.2889 | 4.7703 | 4.9578 | 4.9902 | 4.9271 | 4.7443 | 4.8989 | 4.8761 | 4.4897 | 4.4368 | 4.4494 | 4.9664 | 5.7137 | 5.9251 | 5.6782 | 5.3869 | 4.9675 | 4.5545 | 4.1725
2046-03-13 | 4.082 | 3.9538 | 3.8414 | 3.7741 | 3.8288 | 4.1621 | 4.7617 | 4.9234 | 4.7651 | 4.6622 | 4.4482 | 4.4011 | 4.2928 | 4.5576 | 4.7353 | 4.958 | 5.44 | 5.8424 | 5.8668 | 5.9647 | 5.6214 | 5.2227 | 4.5341 | 4.2161
2046-03-14 | 4.1561 | 4.097 | 3.9949 | 3.9413 | 3.9088 | 4.2483 | 4.6495 | 4.9934 | 4.9221 | 4.821 | 4.3685 | 4.3226 | 4.7935 | 4.4555 | 4.6722 | 4.9694 | 5.195 | 5.8763 | 6.2789 | 6.1646 | 5.7893 | 5.3595 | 4.6026 | 4.2118
2046-03-15 | 4.439 | 4.1829 | 4.1301 | 3.9806 | 4.0295 | 4.4328 | 4.7074 | 4.9977 | 4.8415 | 4.4851 | 4.3293 | 4.7174 | 4.8701 | 4.5367 | 4.7115 | 5.1557 | 5.6244 | 6.3129 | 6.5725 | 6.2937 | 5.7723 | 5.3256 | 4.8337 | 4.3879
2046-03-16 | 4.2362 | 4.0307 | 3.8458 | 3.7953 | 3.7576 | 4.148 | 4.551 | 4.691 | 4.7039 | 4.4812 | 4.2472 | 4.2578 | 4.4405 | 4.3188 | 4.4559 | 4.9614 | 5.2945 | 5.4827 | 5.6543 | 5.7608 | 5.1935 | 4.9275 | 4.5652 | 4.2688
2046-03-17 | 4.0623 | 3.9172 | 3.8691 | 3.8663 | 3.8413 | 4.0585 | 4.5589 | 4.8197 | 4.9693 | 4.7869 | 4.766 | 4.4409 | 4.7971 | 4.3847 | 4.4694 | 4.8215 | 5.2277 | 5.8454 | 5.7911 | 5.9914 | 5.7064 | 5.5274 | 5.0042 | 4.4028
2046-03-18 | 4.1266 | 4.0021 | 3.8662 | 3.887 | 3.7355 | 3.9347 | 4.2203 | 4.2129 | 4.3756 | 4.0744 | 3.9677 | 3.9943 | 3.7708 | 3.4318 | 3.6182 | 3.9561 | 4.3955 | 5.1591 | 5.4365 | 5.3208 | 4.9284 | 4.7688 | 4.4056 | 4.0574
2046-03-19 | 3.9025 | 3.7856 | 3.6932 | 3.5413 | 3.6189 | 3.8792 | 4.0705 | 4.2859 | 4.8526 | 4.6285 | 4.2964 | 3.8822 | 3.5749 | 3.742 | 3.6427 | 3.9292 | 4.333 | 5.0419 | 5.4848 | 5.6724 | 5.3564 | 4.7934 | 4.2605 | 3.9309
2046-03-20 | 3.85 | 3.9046 | 3.8424 | 3.7797 | 3.8015 | 4.144 | 4.4682 | 4.4334 | 4.4253 | 4.3096 | 4.3629 | 4.2081 | 4.1309 | 3.9504 | 3.7257 | 3.9518 | 4.4456 | 5.2055 | 5.3671 | 5.4569 | 5.2238 | 4.8929 | 4.3634 | 3.9701
2046-03-21 | 3.8793 | 3.8084 | 3.8073 | 3.7281 | 3.6794 | 4.0157 | 4.1693 | 4.3444 | 4.4761 | 4.4195 | 4.442 | 4.4967 | 4.7171 | 4.8531 | 4.8488 | 4.7042 | 4.9041 | 5.4519 | 5.5553 | 5.7582 | 5.5043 | 5.2485 | 4.6312 | 4.0739
2046-03-22 | 4.093 | 3.8815 | 3.8593 | 3.6846 | 3.7525 | 4.1462 | 4.2946 | 4.5198 | 4.7418 | 4.3878 | 4.4227 | 4.1754 | 3.9222 | 4.0304 | 4.4609 | 4.4565 | 4.6625 | 5.1973 | 5.583 | 5.6313 | 5.325 | 4.8398 | 4.419 | 4.04
2046-03-23 | 3.9671 | 3.8384 | 3.6531 | 3.553 | 3.6658 | 3.9569 | 4.3383 | 4.6963 | 4.8584 | 4.5504 | 4.84 | 4.8112 | 4.5305 | 4.6748 | 4.9253 | 5.0029 | 5.1389 | 5.4867 | 5.7459 | 5.7259 | 5.3248 | 4.9621 | 4.5453 | 4.203
2046-03-24 | 4.0877 | 3.9379 | 3.8543 | 3.8043 | 3.8134 | 4.0015 | 4.2609 | 4.3056 | 4.3757 | 4.2579 | 4.0558 | 4.0838 | 4.104 | 3.9522 | 4.3412 | 5.1176 | 4.8478 | 5.3554 | 5.341 | 5.312 | 4.9309 | 5.1029 | 4.5616 | 4.1259
2046-03-25 | 4.2456 | 4.122 | 3.8169 | 3.7233 | 3.6891 | 3.9583 | 4.0904 | 4.2635 | 4.554 | 4.3648 | 4.3578 | 4.7607 | 4.4887 | 4.5715 | 4.6598 | 4.7647 | 5.4018 | 5.9621 | 6.1387 | 6.1687 | 6.1674 | 5.5825 | 5.0039 | 4.5042
2046-03-26 | 4.32 | 4.1686 | 3.9946 | 3.8528 | 3.9256 | 4.0738 | 4.403 | 4.7714 | 5.4308 | 5.1219 | 5.374 | 4.6369 | 4.9742 | 4.7019 | 4.5452 | 4.7163 | 5.2316 | 5.5857 | 5.7538 | 6.1128 | 5.5958 | 4.9657 | 4.5233 | 4.0637
2046-03-27 | 3.948 | 3.8977 | 3.7376 | 3.6695 | 3.7332 | 4.0668 | 4.4917 | 4.6336 | 4.7107 | 4.4702 | 4.2698 | 4.2927 | 4.3739 | 4.0656 | 4.2988 | 5.0525 | 5.3728 | 5.8137 | 6.095 | 6.0498 | 5.5549 | 5.0532 | 4.5028 | 4.1017
2046-03-28 | 3.9224 | 3.8679 | 3.8103 | 3.6843 | 3.6996 | 3.9502 | 4.3452 | 4.3055 | 4.4236 | 4.367 | 4.3079 | 4.4575 | 4.6133 | 4.4631 | 4.4221 | 4.6323 | 5.0343 | 5.6634 | 5.6178 | 5.7576 | 5.6869 | 5.1393 | 4.5749 | 4.0671
2046-03-29 | 4.0904 | 3.9451 | 3.9051 | 3.8199 | 3.836 | 4.1755 | 4.5682 | 4.7397 | 4.9778 | 5.1858 | 5.3374 | 5.3606 | 5.223 | 4.9839 | 4.9025 | 5.0701 | 5.4363 | 6.0251 | 5.8696 | 5.9935 | 5.9087 | 5.0314 | 4.4533 | 4.1259
2046-03-30 | 3.9979 | 3.8296 | 3.6263 | 3.597 | 3.636 | 3.9093 | 4.2696 | 4.3147 | 4.3528 | 4.1758 | 4.279 | 4.3854 | 4.223 | 3.9187 | 4.1641 | 4.5464 | 4.7956 | 5.2278 | 5.2379 | 5.3687 | 5.0724 | 4.6939 | 4.4298 | 4.1726
2046-03-31 | 4.0016 | 3.8666 | 3.8038 | 3.6971 | 3.6693 | 3.9023 | 3.9921 | 4.1885 | 4.5209 | 4.6266 | 4.5665 | 5.138 | 4.5198 | 4.216 | 4.5631 | 4.7336 | 4.9199 | 5.5185 | 5.4374 | 5.5927 | 5.0845 | 4.619 | 4.4569 | 4.0192
2046-04-01 | 3.8852 | 3.7253 | 3.6151 | 3.5633 | 3.5741 | 3.8029 | 3.8721 | 3.9675 | 4.4428 | 4.0859 | 4.1929 | 4.395 | 4.2461 | 4.2974 | 4.1995 | 4.5858 | 4.9044 | 5.4496 | 5.5446 | 5.6706 | 5.3182 | 4.8944 | 4.3002 | 3.9912
2046-04-02 | 3.8972 | 3.9398 | 3.7612 | 3.737 | 3.7897 | 4.0977 | 4.3139 | 4.7311 | 5.0135 | 4.6553 | 4.7022 | 4.5623 | 4.5759 | 4.5775 | 4.252 | 4.4849 | 4.59 | 5.2325 | 5.2378 | 5.534 | 5.0911 | 4.5583 | 4.1582 | 3.8557
2046-04-03 | 3.7896 | 3.6328 | 3.5315 | 3.4885 | 3.6063 | 3.9056 | 4.0428 | 4.2863 | 4.2551 | 4.0916 | 3.9929 | 4.1899 | 3.9731 | 3.8187 | 3.9118 | 4.2105 | 4.6259 | 5.3586 | 5.8504 | 6.0589 | 5.7097 | 5.3191 | 4.5149 | 4.1964
2046-04-04 | 4.0669 | 4.0316 | 3.9403 | 3.8095 | 3.8136 | 4.0605 | 4.3525 | 4.4624 | 4.6875 | 4.9592 | 4.8609 | 4.5511 | 4.5905 | 4.2042 | 4.3517 | 5.0377 | 5.3408 | 6.0397 | 6.1334 | 6.2891 | 5.8596 | 4.7121 | 4.3591 | 4.1921
2046-04-05 | 4.298 | 3.8247 | 3.9269 | 3.7235 | 3.752 | 3.9905 | 4.2762 | 4.2904 | 4.4034 | 4.232 | 4.5789 | 4.6122 | 4.5551 | 4.2041 | 4.4362 | 4.8822 | 5.5484 | 6.0177 | 6.3419 | 6.1442 | 5.7078 | 5.3058 | 4.8108 | 4.5375
2046-04-06 | 4.2268 | 4.1309 | 3.9129 | 3.8817 | 3.9253 | 4.231 | 4.6069 | 4.8783 | 5.2883 | 5.015 | 4.9359 | 4.7739 | 4.0942 | 4.214 | 4.6885 | 5.0619 | 5.2491 | 5.657 | 5.6398 | 5.8248 | 5.4205 | 4.8956 | 4.5337 | 4.04
2046-04-07 | 3.9122 | 3.6982 | 3.6849 | 3.6737 | 3.6843 | 3.9226 | 3.9761 | 4.0498 | 4.128 | 4.0885 | 4.0267 | 4.3388 | 4.1663 | 4.2594 | 4.344 | 4.511 | 4.8737 | 5.4729 | 5.7103 | 5.9615 | 5.2829 | 5.1735 | 4.8547 | 4.3839
2046-04-08 | 4.2183 | 4.0146 | 3.8813 | 3.8524 | 3.8507 | 4.0237 | 4.2479 | 4.4735 | 4.6463 | 4.3567 | 4.8373 | 4.7773 | 4.6096 | 4.5252 | 4.5618 | 4.9888 | 5.2559 | 5.4769 | 5.5793 | 5.8531 | 5.1313 | 4.8452 | 4.4774 | 4.2361
2046-04-09 | 4.1145 | 3.8205 | 3.7246 | 3.7164 | 3.7746 | 4.0638 | 4.5173 | 4.6449 | 4.9169 | 4.6601 | 4.8321 | 5.0835 | 5.0645 | 4.8711 | 5.0732 | 5.3053 | 5.82 | 6.1888 | 6.4069 | 6.3841 | 5.827 | 5.255 | 4.6052 | 4.2025
2046-04-10 | 4.1385 | 4.072 | 3.8974 | 3.7134 | 3.6829 | 3.9509 | 4.4726 | 4.6167 | 4.6294 | 4.3884 | 4.5758 | 4.5236 | 4.2962 | 4.5528 | 4.423 | 4.6598 | 5.2208 | 5.9236 | 6.2729 | 6.2582 | 5.9358 | 5.0601 | 4.4802 | 4.0577
2046-04-11 | 4.0379 | 3.976 | 3.9179 | 3.7571 | 3.804 | 4.1044 | 4.5885 | 4.9449 | 5.1958 | 5.1519 | 4.8375 | 4.8442 | 4.7955 | 4.545 | 4.4702 | 4.6983 | 5.1912 | 6.0083 | 6.1771 | 6.21 | 5.7327 | 5.1221 | 4.7405 | 4.156
2046-04-12 | 4.1279 | 4.0339 | 3.9696 | 3.7935 | 3.834 | 4.1296 | 4.5654 | 5.0181 | 5.2211 | 5.3837 | 5.6364 | 4.876 | 4.5799 | 4.2121 | 4.4321 | 5.0067 | 5.4723 | 6.0634 | 6.2283 | 6.3796 | 6.1167 | 5.1478 | 4.7426 | 4.3427
2046-04-13 | 4.1619 | 4.03 | 3.8777 | 3.8466 | 3.878 | 4.2206 | 4.7943 | 5.2144 | 6.0485 | 5.7613 | 5.3566 | 5.0926 | 4.8391 | 4.6883 | 4.9871 | 5.493 | 5.8097 | 6.1297 | 6.1948 | 6.2767 | 5.987 | 5.4358 | 4.9805 | 4.4089
2046-04-14 | 4.2123 | 4.0564 | 4.0238 | 3.9323 | 3.8843 | 4.1526 | 4.4476 | 4.5925 | 4.948 | 4.7526 | 4.5851 | 4.2012 | 4.3053 | 4.1932 | 4.1628 | 4.4988 | 4.8727 | 5.606 | 5.4045 | 5.5925 | 4.9936 | 4.7063 | 4.464 | 4.1069
2046-04-15 | 4.0314 | 3.8653 | 3.803 | 3.7864 | 3.8004 | 4.1218 | 4.2019 | 4.3674 | 4.8506 | 4.7907 | 4.3489 | 4.5085 | 4.7058 | 4.3419 | 4.4918 | 5.2256 | 5.3543 | 6.0111 | 6.1578 | 6.2238 | 5.8584 | 5.4047 | 4.7034 | 4.242
2046-04-16 | 3.9026 | 3.8876 | 3.7285 | 3.7316 | 3.7199 | 4.0948 | 4.3979 | 4.6476 | 4.5548 | 4.1341 | 3.9921 | 3.7476 | 3.7512 | 3.4881 | 3.598 | 4.1938 | 4.6757 | 5.4265 | 5.9614 | 6.2549 | 5.8366 | 5.2893 | 4.6281 | 4.1946
2046-04-17 | 4.1099 | 4.0439 | 3.8255 | 3.6948 | 3.6625 | 3.9049 | 4.2734 | 4.3756 | 4.4049 | 4.3988 | 4.2073 | 3.7338 | 4.78 | 4.2035 | 4.3458 | 5.456 | 5.7027 | 6.2168 | 6.2703 | 6.1644 | 5.93 | 5.1648 | 4.5161 | 4.3594
2046-04-18 | 4.2657 | 4.1226 | 3.9244 | 3.9265 | 3.995 | 4.2692 | 4.6903 | 4.6792 | 5.1883 | 5.1656 | 4.4361 | 4.3683 | 4.3415 | 4.5157 | 5.0612 | 5.3038 | 5.767 | 6.3018 | 6.2051 | 6.119 | 5.9675 | 5.2001 | 4.5669 | 4.1646
2046-04-19 | 4.1312 | 4.0594 | 4.0005 | 3.9102 | 3.8761 | 4.1343 | 4.2534 | 4.1253 | 4.3323 | 4.1052 | 3.9507 | 4.3844 | 4.5619 | 4.0577 | 4.428 | 4.7928 | 5.1983 | 5.6554 | 5.9588 | 5.9769 | 5.5198 | 4.8104 | 4.5523 | 4.3203
2046-04-20 | 4.0998 | 3.9236 | 3.8022 | 3.6931 | 3.8876 | 4.0012 | 4.346 | 4.5245 | 5.1518 | 5.1801 | 5.3501 | 5.1048 | 5.1314 | 4.9382 | 5.2565 | 5.6479 | 5.7801 | 6.2308 | 6.3505 | 6.2887 | 5.8314 | 5.5215 | 4.7186 | 4.3976
2046-04-21 | 4.2471 | 4.1271 | 4.054 | 3.9424 | 4.0188 | 4.0824 | 4.2268 | 4.3887 | 4.8772 | 4.987 | 5.0493 | 4.6939 | 4.5696 | 4.7821 | 4.684 | 4.8512 | 4.9981 | 5.6094 | 5.8228 | 5.8271 | 5.4055 | 4.8905 | 4.498 | 4.1647
2046-04-22 | 4.13 | 4.3128 | 4.0356 | 3.8249 | 3.9252 | 4.2915 | 4.4539 | 4.7655 | 5.1219 | 5.1947 | 5.0117 | 4.72 | 4.7382 | 4.5672 | 4.9385 | 5.3198 | 5.776 | 6.1214 | 6.2704 | 6.5291 | 6.1899 | 5.698 | 4.5085 | 4.1617
2046-04-23 | 4.0567 | 3.944 | 3.8623 | 3.7409 | 3.793 | 4.0702 | 4.3115 | 4.6504 | 4.926 | 4.454 | 5.1614 | 4.5654 | 4.2178 | 3.94 | 4.1797 | 3.9967 | 4.421 | 5.1402 | 5.4275 | 5.7224 | 5.3476 | 4.7959 | 4.2884 | 3.9696
2046-04-24 | 3.9816 | 3.9162 | 3.84 | 3.7351 | 3.7488 | 4.2063 | 4.4087 | 4.39 | 4.7089 | 4.7488 | 4.5878 | 4.3374 | 4.2852 | 4.2135 | 4.5404 | 4.4609 | 4.9162 | 5.4372 | 5.675 | 5.7708 | 5.4103 | 4.9079 | 4.1993 | 4.0157
2046-04-25 | 3.9405 | 3.9043 | 3.864 | 3.7762 | 3.7544 | 4.1003 | 4.3297 | 4.4215 | 4.6005 | 4.2265 | 4.1933 | 4.0501 | 4.1105 | 3.9117 | 4.252 | 4.6565 | 5.0487 | 5.4447 | 5.749 | 5.8194 | 5.4695 | 4.9679 | 4.3379 | 4.083
2046-04-26 | 4.1616 | 3.9467 | 4.0682 | 4.027 | 4.1649 | 4.6574 | 4.7607 | 4.8526 | 5.0353 | 4.2137 | 4.0755 | 3.9924 | 4.0594 | 3.7597 | 3.7728 | 4.2234 | 4.749 | 5.587 | 5.8997 | 5.8828 | 5.7285 | 5.0025 | 4.5071 | 4.2263
2046-04-27 | 4.1703 | 3.9908 | 3.8444 | 3.8163 | 3.8366 | 4.2419 | 4.3888 | 4.5972 | 4.875 | 4.5756 | 4.2287 | 4.3645 | 4.4335 | 4.7409 | 5.0828 | 5.0064 | 5.3068 | 5.6946 | 6.123 | 6.0586 | 5.5861 | 5.246 | 4.7724 | 4.4552
2046-04-28 | 4.3166 | 4.0813 | 3.9797 | 3.915 | 3.7636 | 4.0299 | 4.1981 | 4.369 | 4.6542 | 4.3397 | 4.6959 | 4.8452 | 4.7999 | 4.677 | 4.5377 | 4.6894 | 5.1835 | 5.4393 | 5.5691 | 5.4011 | 5.3043 | 5.0369 | 4.8691 | 4.5091
2046-04-29 | 4.323 | 4.1505 | 3.9414 | 3.7882 | 3.904 | 4.0811 | 4.0767 | 4.4903 | 4.7106 | 4.4663 | 4.4991 | 4.509 | 4.9511 | 4.5441 | 4.8132 | 5.1338 | 5.5644 | 5.8286 | 5.9787 | 5.9483 | 5.6012 | 5.1598 | 4.9505 | 4.3477
2046-04-30 | 4.244 | 4.2635 | 4.2059 | 4.1696 | 4.17 | 4.291 | 4.9075 | 5.1114 | 5.1682 | 4.6691 | 4.5805 | 4.8355 | 4.7106 | 4.4222 | 4.2748 | 5.3396 | 5.6225 | 5.7054 | 5.7914 | 5.7036 | 5.3517 | 4.9049 | 4.5601 | 4.2322
2046-05-01 | 3.9153 | 3.7735 | 3.6467 | 3.5103 | 3.5624 | 3.8391 | 4.0778 | 4.082 | 4.2585 | 4.0273 | 4.0457 | 3.9168 | 3.7225 | 3.8898 | 4.2149 | 4.4917 | 4.79 | 5.3717 | 5.5453 | 5.5554 | 4.9217 | 4.4863 | 4.0744 | 3.7405
2046-05-02 | 3.6632 | 3.5703 | 3.5019 | 3.4639 | 3.5222 | 3.8412 | 4.045 | 4.0681 | 4.4199 | 4.5119 | 4.3912 | 4.2864 | 4.1588 | 3.7644 | 3.8892 | 4.1367 | 4.3114 | 4.6903 | 5.112 | 5.3224 | 5.0056 | 4.5622 | 4.0665 | 3.8435
2046-05-03 | 3.839 | 3.6679 | 3.6777 | 3.4933 | 3.5239 | 3.9276 | 3.9013 | 4.0664 | 4.2365 | 4.0677 | 4.0965 | 4.302 | 4.6006 | 4.116 | 4.5565 | 4.8107 | 4.9906 | 5.023 | 5.2446 | 5.3211 | 5.0278 | 4.6577 | 4.2717 | 3.9722
2046-05-04 | 3.9424 | 3.6809 | 3.5427 | 3.6047 | 3.685 | 3.9865 | 4.2643 | 4.2895 | 4.3945 | 4.3124 | 4.2054 | 4.0058 | 3.9393 | 3.7672 | 3.7221 | 4.3365 | 4.8115 | 5.067 | 5.3136 | 5.3475 | 5.1217 | 4.9174 | 4.3912 | 4.1194
2046-05-05 | 3.9773 | 3.8181 | 3.8361 | 3.81 | 3.8723 | 4.1995 | 4.2036 | 4.2134 | 4.2758 | 4.5558 | 4.3202 | 4.1931 | 4.2541 | 4.0259 | 4.2517 | 4.4751 | 4.618 | 4.5466 | 4.6895 | 4.624 | 4.3695 | 4.3919 | 4.086 | 3.7589
2046-05-06 | 3.681 | 3.5919 | 3.4514 | 3.3917 | 3.407 | 3.8142 | 3.8435 | 3.9426 | 4.06 | 3.8086 | 3.5903 | 3.5544 | 3.4928 | 3.2983 | 3.4989 | 3.6665 | 3.845 | 4.1701 | 4.4323 | 4.5706 | 4.3401 | 4.1857 | 3.8998 | 3.7184
2046-05-07 | 3.5909 | 3.4886 | 3.4037 | 3.3339 | 3.3907 | 3.703 | 3.9936 | 4.11 | 4.1227 | 3.8516 | 3.9336 | 3.9345 | 3.8084 | 3.634 | 3.7233 | 3.8298 | 4.0542 | 4.4545 | 4.6982 | 4.8945 | 4.7919 | 4.4315 | 3.9141 | 3.5572
2046-05-08 | 3.5291 | 3.422 | 3.3377 | 3.2943 | 3.3395 | 3.7211 | 3.8873 | 4.1637 | 4.264 | 4.1347 | 4.1629 | 4.3122 | 4.2833 | 3.9237 | 4.166 | 4.7663 | 4.9124 | 4.9173 | 5.2036 | 5.2488 | 4.8 | 4.5468 | 4.072 | 3.8071
2046-05-09 | 3.7041 | 3.5657 | 3.6215 | 3.6161 | 3.7039 | 4.1332 | 4.2163 | 4.2473 | 4.3522 | 4.2378 | 4.3986 | 4.9058 | 4.6437 | 4.1272 | 4.6548 | 5.1721 | 5.2981 | 5.3173 | 5.4406 | 5.6896 | 5.5123 | 5.0286 | 4.4896 | 3.8621
2046-05-10 | 3.9259 | 3.6707 | 3.6951 | 3.6016 | 3.7014 | 4.0377 | 4.2016 | 4.2971 | 4.2518 | 4.1013 | 4.2284 | 4.3205 | 4.1435 | 3.851 | 3.9715 | 4.0019 | 4.3651 | 4.7339 | 5.0474 | 5.0822 | 5.0065 | 4.6948 | 4.4612 | 4.0931
2046-05-11 | 4.0161 | 3.8004 | 3.7746 | 3.6827 | 3.7401 | 4.0787 | 4.2281 | 4.3614 | 4.4561 | 4.1368 | 4.2307 | 4.1914 | 4.062 | 3.9774 | 4.0253 | 4.2044 | 4.6568 | 4.9861 | 5.1229 | 5.1445 | 4.8345 | 4.6883 | 4.1474 | 3.9416
2046-05-12 | 3.8353 | 3.7831 | 3.7585 | 3.6864 | 3.6754 | 3.8776 | 4.0579 | 4.1271 | 4.3679 | 4.2205 | 4.036 | 4.3164 | 4.7998 | 4.4101 | 4.5176 | 4.6847 | 4.827 | 5.2077 | 5.1043 | 5.1192 | 4.9378 | 4.8498 | 4.5308 | 4.199
2046-05-13 | 4.0922 | 3.92 | 3.797 | 3.708 | 3.7789 | 3.8356 | 3.9373 | 4.2676 | 4.5248 | 4.1216 | 4.3035 | 4.5538 | 4.2878 | 4.1635 | 4.3084 | 4.6568 | 4.6666 | 5.1014 | 5.4075 | 5.5864 | 5.3876 | 4.9348 | 4.5206 | 4.2067
2046-05-14 | 4.1269 | 4.0138 | 3.9491 | 3.9133 | 4.0193 | 4.3082 | 4.4888 | 4.6258 | 5.1649 | 5.0156 | 4.7322 | 4.9069 | 4.6778 | 4.686 | 4.6763 | 5.0031 | 5.9198 | 6.0627 | 6.0154 | 5.849 | 5.8759 | 5.3791 | 4.8959 | 4.369
2046-05-15 | 4.5316 | 4.5424 | 4.4416 | 4.3887 | 4.3753 | 4.7944 | 4.9809 | 5.2558 | 5.6443 | 5.4403 | 5.3855 | 5.5992 | 5.0343 | 5.1574 | 5.4302 | 5.47 | 5.7265 | 6.1251 | 6.2913 | 6.4458 | 6.3317 | 5.8597 | 5.1021 | 4.5965
2046-05-16 | 4.157 | 4.0386 | 4.016 | 3.9438 | 4.0665 | 4.3348 | 4.4656 | 4.6255 | 5.2853 | 5.1537 | 5.0568 | 4.9529 | 4.997 | 4.9557 | 4.7921 | 5.1893 | 5.2989 | 5.9377 | 5.7862 | 6.0652 | 6.0861 | 5.6187 | 4.821 | 4.5086
2046-05-17 | 4.5033 | 4.2532 | 4.1986 | 4.2211 | 4.2271 | 4.5448 | 4.8193 | 5.0802 | 5.3184 | 4.9369 | 4.9632 | 4.9533 | 4.8238 | 4.5794 | 4.9362 | 5.195 | 5.6016 | 6.0713 | 6.0712 | 5.951 | 5.8117 | 5.4302 | 4.9979 | 4.653
2046-05-18 | 4.5022 | 4.3397 | 4.1657 | 4.3018 | 4.2678 | 4.6918 | 4.8965 | 5.2108 | 5.3407 | 5.2472 | 5.2342 | 5.0565 | 4.9355 | 4.7901 | 5.1459 | 5.5855 | 5.8028 | 5.9007 | 5.8637 | 5.9536 | 5.7659 | 5.644 | 5.2056 | 4.6963
2046-05-19 | 4.461 | 4.2423 | 4.2468 | 4.2133 | 4.2503 | 4.5817 | 4.6076 | 4.6561 | 5.3882 | 5.1212 | 5.0074 | 4.8787 | 4.7845 | 4.4668 | 4.6277 | 4.8826 | 5.1442 | 5.4649 | 5.5666 | 5.7106 | 5.5858 | 5.3949 | 5.0186 | 4.5219
2046-05-20 | 4.395 | 4.1982 | 4.0895 | 4.0478 | 4.0896 | 4.3383 | 4.2984 | 4.5145 | 5.2131 | 4.9144 | 5.0406 | 5.0141 | 4.8407 | 4.6686 | 4.8506 | 5.1716 | 5.4737 | 5.5272 | 5.781 | 5.7279 | 5.6179 | 5.3713 | 4.9437 | 4.4229
2046-05-21 | 4.2757 | 4.356 | 4.1206 | 4.0377 | 4.0784 | 4.3468 | 4.6108 | 4.7251 | 5.3156 | 5.2693 | 4.9559 | 5.073 | 4.7222 | 4.7216 | 4.9113 | 5.197 | 5.3762 | 5.8972 | 6.0272 | 6.0142 | 6.0525 | 5.6199 | 5.2861 | 4.7077
2046-05-22 | 4.4752 | 4.1978 | 4.1087 | 4.0084 | 3.9856 | 4.3476 | 4.805 | 5.0081 | 5.4426 | 5.1751 | 4.9372 | 5.0614 | 4.8628 | 4.8352 | 4.993 | 5.2919 | 5.3974 | 5.7769 | 5.87 | 5.876 | 5.8419 | 5.1958 | 4.6169 | 4.3179
2046-05-23 | 4.2418 | 4.156 | 4.2678 | 4.0386 | 4.1969 | 4.4638 | 4.6041 | 4.6614 | 4.7546 | 4.5609 | 4.6025 | 4.6791 | 4.2184 | 4.3087 | 4.7462 | 4.8053 | 5.0399 | 5.5242 | 5.597 | 5.7872 | 5.7308 | 5.489 | 4.8986 | 4.6014
2046-05-24 | 4.5539 | 4.3528 | 4.3231 | 4.3096 | 4.3691 | 4.6622 | 4.764 | 4.9935 | 5.17 | 5.2229 | 5.2546 | 5.1203 | 5.0486 | 4.8946 | 5.3844 | 5.3385 | 5.3841 | 5.718 | 5.8835 | 5.8804 | 5.7326 | 5.4615 | 4.927 | 4.5435
2046-05-25 | 4.4467 | 4.2317 | 4.063 | 4.0862 | 4.248 | 4.5671 | 4.7133 | 4.8102 | 5.0889 | 4.8833 | 4.972 | 4.8799 | 4.7234 | 4.6797 | 4.684 | 4.8922 | 5.1762 | 5.7488 | 5.6739 | 6.01 | 5.7123 | 5.539 | 5.1549 | 4.7223
2046-05-26 | 4.5077 | 4.3354 | 4.3187 | 4.3124 | 4.2344 | 4.4883 | 4.1789 | 4.3068 | 4.8782 | 4.8217 | 4.5522 | 4.7606 | 4.5075 | 4.3983 | 4.3323 | 4.5685 | 4.8342 | 5.2406 | 5.224 | 5.152 | 4.9557 | 4.9365 | 4.6217 | 4.2936
2046-05-27 | 4.1765 | 4.1157 | 4.0474 | 3.9506 | 4.0418 | 4.1817 | 4.2596 | 4.2611 | 4.8182 | 4.678 | 4.6059 | 4.5491 | 4.6179 | 4.5658 | 4.6153 | 4.9608 | 5.2101 | 5.6024 | 5.6643 | 5.6204 | 5.1801 | 5.0875 | 4.865 | 4.4532
2046-05-28 | 4.3345 | 4.2139 | 4.0828 | 4.0197 | 4.0048 | 4.1767 | 4.2461 | 4.367 | 4.6353 | 4.6513 | 4.9555 | 4.6597 | 4.5467 | 4.462 | 4.5711 | 4.6844 | 4.964 | 5.2169 | 5.3201 | 5.4275 | 5.4453 | 5.1334 | 4.8507 | 4.4842
2046-05-29 | 4.4209 | 4.369 | 4.2389 | 4.1407 | 4.2227 | 4.4442 | 4.5421 | 4.6882 | 5.1545 | 5.0949 | 5.0333 | 5.0911 | 5.3294 | 5.2894 | 5.3992 | 5.5039 | 5.6752 | 5.908 | 5.6612 | 5.8184 | 5.4774 | 5.2482 | 4.6537 | 4.2967
2046-05-30 | 4.1764 | 4.0923 | 4.1441 | 4.1274 | 3.9101 | 4.2245 | 4.5719 | 4.3916 | 4.6969 | 4.7893 | 4.5994 | 4.6065 | 4.5515 | 4.3845 | 4.7583 | 4.8503 | 5.1383 | 5.4909 | 5.5976 | 5.6869 | 5.637 | 5.2747 | 4.5695 | 4.3184
2046-05-31 | 4.3551 | 4.0662 | 4.0472 | 3.9591 | 3.7854 | 4.1894 | 4.3537 | 4.5684 | 4.7737 | 4.6632 | 4.8387 | 4.8485 | 4.9139 | 4.4469 | 4.6898 | 5.1119 | 5.2847 | 5.5324 | 5.8223 | 5.8961 | 5.9558 | 5.344 | 4.9077 | 4.4018
2046-06-01 | 4.102 | 3.9153 | 3.7181 | 3.7266 | 3.8566 | 4.3116 | 4.7637 | 4.6195 | 4.9226 | 4.794 | 4.7148 | 4.7575 | 4.5127 | 4.2743 | 4.4671 | 4.9288 | 4.8541 | 5.2669 | 5.0568 | 5.0399 | 4.9668 | 5.0216 | 4.5456 | 4.2871
2046-06-02 | 4.1593 | 3.9884 | 3.8682 | 3.813 | 3.8889 | 4.2311 | 4.2268 | 4.2565 | 4.6585 | 4.386 | 4.2368 | 4.3458 | 4.1029 | 3.8929 | 4.2201 | 4.47 | 4.7193 | 5.1226 | 5.3499 | 5.2627 | 5.1745 | 4.9937 | 4.723 | 4.3212
2046-06-03 | 4.1037 | 3.9201 | 3.7836 | 3.8459 | 3.9046 | 4.0414 | 4.1832 | 4.1165 | 4.715 | 4.4885 | 4.3373 | 4.218 | 4.4296 | 4.2742 | 4.469 | 4.5351 | 4.7179 | 5.0875 | 5.0895 | 5.2403 | 5.0285 | 4.947 | 4.4467 | 4.1676
2046-06-04 | 4.0363 | 3.9978 | 3.8191 | 3.9286 | 3.9432 | 4.24 | 4.2671 | 4.2416 | 4.5173 | 4.6026 | 4.7878 | 4.4659 | 4.6427 | 4.5615 | 4.8475 | 4.9615 | 5.0222 | 5.3135 | 5.5256 | 5.6094 | 5.4458 | 4.9425 | 4.6195 | 4.2403
2046-06-05 | 4.134 | 4.0093 | 3.9131 | 3.81 | 3.9147 | 4.2812 | 4.61 | 4.3573 | 4.4058 | 4.6144 | 4.7466 | 4.7331 | 4.7085 | 4.7043 | 4.7998 | 4.922 | 4.973 | 5.4239 | 5.4251 | 5.494 | 5.3736 | 5.0521 | 4.6491 | 4.2865
2046-06-06 | 4.1864 | 4.1073 | 4.1215 | 4.1161 | 4.0976 | 4.2881 | 4.2593 | 4.2656 | 4.7677 | 4.7754 | 4.597 | 4.4713 | 4.6883 | 4.7893 | 4.6634 | 4.9367 | 5.0451 | 5.4609 | 5.5491 | 5.722 | 5.7646 | 5.4581 | 5.0869 | 4.7251
2046-06-07 | 4.5854 | 4.3976 | 4.3018 | 4.1701 | 4.2749 | 4.48 | 4.4569 | 4.5927 | 4.8521 | 4.7977 | 4.5188 | 4.6174 | 4.2032 | 4.1768 | 4.3147 | 4.6878 | 4.8751 | 5.2434 | 5.4496 | 5.3811 | 5.4445 | 5.0617 | 4.7673 | 4.4217
2046-06-08 | 4.2854 | 4.1836 | 4.044 | 3.9583 | 4.0744 | 4.3408 | 4.4081 | 4.5334 | 4.7865 | 4.6323 | 4.585 | 4.4424 | 4.2292 | 4.1049 | 4.3705 | 4.7423 | 4.8134 | 5.1802 | 5.5002 | 5.6511 | 5.3842 | 5.2256 | 4.8888 | 4.6228
2046-06-09 | 4.4275 | 4.0268 | 3.9685 | 3.9074 | 4.0608 | 4.237 | 4.3366 | 4.4414 | 4.7944 | 4.7122 | 4.5985 | 4.7263 | 4.3267 | 4.17 | 4.5307 | 4.827 | 4.9218 | 5.505 | 5.2754 | 5.3511 | 5.2459 | 5.114 | 4.7908 | 4.3452
2046-06-10 | 4.2216 | 4.0847 | 4.017 | 3.997 | 4.0416 | 4.1991 | 4.324 | 4.4515 | 4.7246 | 4.567 | 4.6242 | 4.578 | 4.651 | 4.6396 | 4.6312 | 4.7606 | 4.7063 | 5.1503 | 5.5501 | 5.5916 | 5.5039 | 5.1904 | 4.9255 | 4.4635
2046-06-11 | 4.3199 | 4.0779 | 3.9971 | 4.0564 | 4.1059 | 4.3261 | 4.3254 | 4.7076 | 5.2354 | 4.953 | 5.074 | 4.8067 | 4.8064 | 4.7443 | 5.0025 | 5.1475 | 5.2941 | 5.65 | 5.7461 | 5.7119 | 5.687 | 5.4173 | 5.1104 | 4.5166
2046-06-12 | 4.1911 | 4.0702 | 3.9342 | 3.9196 | 4.0175 | 4.1681 | 4.2678 | 4.4039 | 4.8863 | 4.5768 | 4.4794 | 4.4148 | 4.282 | 4.0609 | 4.3488 | 4.7339 | 4.9037 | 5.3662 | 5.6105 | 5.6982 | 5.6016 | 5.3218 | 4.7702 | 4.4446
2046-06-13 | 4.3484 | 4.1396 | 4.1075 | 4.0532 | 4.026 | 4.3354 | 4.1957 | 4.4119 | 4.7234 | 4.8489 | 5.0045 | 4.895 | 4.7039 | 4.6623 | 4.6574 | 5.0354 | 5.1699 | 5.5836 | 5.6379 | 5.7415 | 5.7399 | 5.4668 | 5.0286 | 4.6665
2046-06-14 | 4.6384 | 4.5192 | 4.361 | 4.1514 | 4.1885 | 4.4527 | 4.3357 | 4.4709 | 4.6103 | 4.3686 | 4.5385 | 4.513 | 4.5891 | 4.3747 | 4.5023 | 4.6062 | 4.8454 | 5.1495 | 5.3336 | 5.3908 | 5.3134 | 4.9643 | 4.5869 | 4.4029
2046-06-15 | 4.2244 | 4.0458 | 3.9451 | 3.8994 | 3.9503 | 4.0926 | 4.0642 | 4.2608 | 4.6649 | 4.7652 | 4.779 | 4.9196 | 4.8449 | 4.4932 | 4.6656 | 5.0025 | 5.0802 | 5.4686 | 5.5052 | 5.5153 | 5.2318 | 5.0837 | 4.7358 | 4.4203
2046-06-16 | 4.2905 | 4.0233 | 3.964 | 3.9426 | 3.9938 | 4.2155 | 4.2605 | 4.3999 | 4.4074 | 4.3977 | 4.0721 | 4.1376 | 3.7224 | 3.8641 | 4.1418 | 4.288 | 4.613 | 5.1382 | 5.0864 | 5.0814 | 4.8596 | 4.7355 | 4.5321 | 4.2774
2046-06-17 | 4.186 | 4.1232 | 4.0073 | 4.0048 | 3.9518 | 4.1948 | 4.063 | 4.1257 | 4.5556 | 4.277 | 4.4229 | 4.4627 | 4.4529 | 4.4947 | 4.6285 | 4.7704 | 4.8043 | 5.2098 | 5.4979 | 5.6217 | 5.4789 | 5.1138 | 4.6972 | 4.4165
2046-06-18 | 4.2725 | 4.1475 | 3.8603 | 3.9076 | 4.0315 | 4.1614 | 4.2035 | 4.2783 | 4.8124 | 4.5169 | 4.5619 | 4.2981 | 3.8737 | 4.2084 | 4.4189 | 4.4535 | 4.7876 | 5.2655 | 5.4266 | 5.3921 | 5.2499 | 4.9092 | 4.6697 | 4.4588
2046-06-19 | 4.6836 | 4.5738 | 4.4231 | 4.3843 | 4.4456 | 4.7301 | 4.7769 | 4.9227 | 5.1552 | 5.3314 | 5.4045 | 5.3561 | 5.1585 | 4.7939 | 5.3508 | 5.5716 | 5.8058 | 6.1183 | 6.1265 | 6.2521 | 6.1094 | 5.6779 | 5.2015 | 4.8924
2046-06-20 | 4.3781 | 4.3854 | 4.2481 | 4.1301 | 4.174 | 4.4122 | 4.4136 | 4.6721 | 4.808 | 4.6771 | 4.6022 | 4.3837 | 4.4431 | 4.2984 | 4.5805 | 4.9206 | 4.9808 | 5.4892 | 5.5813 | 5.7153 | 5.7011 | 5.2663 | 4.7286 | 4.388
2046-06-21 | 4.363 | 4.177 | 4.1563 | 4.1438 | 4.0877 | 4.1739 | 4.1616 | 4.2272 | 5.0119 | 4.826 | 4.7945 | 4.9707 | 4.8484 | 4.5149 | 4.5276 | 4.7443 | 4.9918 | 5.435 | 5.6884 | 5.7367 | 5.6412 | 5.2076 | 4.7831 | 4.5845
2046-06-22 | 4.5063 | 4.3305 | 4.1725 | 4.0582 | 4.0442 | 4.2926 | 4.3229 | 4.4382 | 4.7351 | 4.8308 | 4.8171 | 5.0405 | 4.6627 | 4.5747 | 4.8326 | 5.0629 | 4.9813 | 5.178 | 5.0613 | 5.3811 | 5.1088 | 5.0902 | 4.7591 | 4.4056
2046-06-23 | 4.1858 | 4.0259 | 4.0386 | 3.9841 | 3.9352 | 4.2026 | 4.3958 | 4.4275 | 4.7418 | 4.691 | 4.6557 | 4.6186 | 4.6725 | 4.3987 | 4.8737 | 5.1168 | 5.2992 | 5.6443 | 5.5109 | 5.6408 | 5.508 | 5.3734 | 5.0171 | 4.6006
2046-06-24 | 4.4365 | 4.3704 | 4.0681 | 4.042 | 4.0988 | 4.2057 | 4.4024 | 4.4622 | 4.8437 | 4.659 | 4.6369 | 4.8399 | 4.8732 | 4.769 | 4.6852 | 4.9842 | 5.1582 | 5.3426 | 5.4427 | 5.5487 | 5.4473 | 5.3471 | 4.8922 | 4.6184
2046-06-25 | 4.4394 | 4.3451 | 4.2621 | 4.1692 | 4.0841 | 4.3763 | 4.4231 | 4.6377 | 4.9716 | 4.8431 | 4.6168 | 4.8346 | 4.9307 | 4.356 | 4.7323 | 4.877 | 5.0857 | 5.5585 | 5.6679 | 5.6807 | 5.5235 | 5.2636 | 4.9263 | 4.4699
2046-06-26 | 4.4137 | 4.3271 | 4.2175 | 4.2231 | 4.2719 | 4.4979 | 4.5709 | 4.7715 | 5.098 | 4.9356 | 4.9078 | 4.6662 | 4.6159 | 4.6788 | 4.6416 | 4.8466 | 4.9487 | 5.5223 | 5.6892 | 5.7478 | 5.483 | 5.2038 | 4.9359 | 4.6968
2046-06-27 | 4.4864 | 4.362 | 4.2941 | 4.2685 | 4.2527 | 4.4087 | 4.2763 | 4.5197 | 4.713 | 4.9125 | 4.807 | 4.7804 | 4.4724 | 4.285 | 4.5786 | 4.6943 | 4.8854 | 5.3618 | 5.3332 | 5.3579 | 5.2645 | 4.9627 | 4.6342 | 4.2776
2046-06-28 | 4.2875 | 4.0713 | 4.1077 | 3.9545 | 3.9521 | 4.2245 | 4.2911 | 4.4357 | 4.7491 | 4.9135 | 4.8427 | 4.8071 | 4.8562 | 4.8025 | 4.9904 | 4.841 | 5.1639 | 5.5679 | 5.7242 | 5.7627 | 5.7103 | 5.2828 | 4.9584 | 4.7137
2046-06-29 | 4.6256 | 4.4567 | 4.315 | 4.2165 | 4.3281 | 4.5247 | 4.6704 | 4.7098 | 5.3187 | 5.2054 | 5.2416 | 5.0171 | 4.9566 | 4.6366 | 4.8098 | 4.8105 | 4.8457 | 5.325 | 5.5187 | 5.5687 | 5.3495 | 5.1887 | 4.9068 | 4.5885
2046-06-30 | 4.3575 | 4.2971 | 4.1736 | 4.0891 | 4.0472 | 4.2523 | 4.2557 | 4.3143 | 4.6113 | 4.4292 | 4.2193 | 4.186 | 4.3259 | 4.3173 | 4.3066 | 4.5891 | 4.5821 | 5.1362 | 5.1872 | 5.1169 | 5.0246 | 4.8234 | 4.7462 | 4.5213
2046-07-01 | 4.3506 | 4.2011 | 4.1168 | 4.0183 | 4.1285 | 4.3256 | 4.2703 | 4.4196 | 4.631 | 4.536 | 4.6506 | 4.6307 | 4.7134 | 4.4681 | 4.3872 | 4.8172 | 4.8372 | 5.2506 | 5.4221 | 5.4454 | 5.1729 | 5.0402 | 4.6852 | 4.447
2046-07-02 | 4.1933 | 4.1609 | 4.0536 | 3.9959 | 4.0701 | 4.2014 | 4.158 | 4.4838 | 4.8542 | 4.8248 | 4.9509 | 4.7734 | 4.9351 | 4.9116 | 4.9458 | 5.2097 | 5.5092 | 5.8476 | 5.8593 | 6.0073 | 5.8902 | 5.25 | 4.7999 | 4.3775
2046-07-03 | 4.2314 | 4.1331 | 3.9816 | 3.8673 | 3.9379 | 4.1522 | 4.2181 | 4.5451 | 4.7728 | 4.5703 | 4.6136 | 4.5766 | 4.5883 | 4.4201 | 4.491 | 4.7849 | 5.016 | 5.5189 | 5.501 | 5.6864 | 5.6232 | 5.1191 | 4.8542 | 4.437
2046-07-04 | 4.3171 | 4.2162 | 4.2148 | 4.245 | 4.1065 | 4.282 | 3.9985 | 4.2243 | 4.7925 | 4.8669 | 5.0049 | 4.7996 | 4.7221 | 4.5466 | 4.6102 | 5.0329 | 5.2536 | 5.6918 | 5.5577 | 5.8312 | 5.6601 | 5.3353 | 4.7087 | 4.3649
2046-07-05 | 4.3079 | 4.1119 | 4.1598 | 4.0458 | 4.0755 | 4.2141 | 4.0691 | 4.398 | 4.6779 | 4.8373 | 4.6665 | 4.9424 | 4.9177 | 4.8019 | 4.9398 | 4.663 | 4.9778 | 5.5306 | 5.2638 | 5.332 | 5.2038 | 5.0101 | 5.0434 | 4.5578
2046-07-06 | 4.3966 | 4.1949 | 4.1664 | 4.1407 | 4.1489 | 4.4382 | 4.4588 | 4.8017 | 4.9452 | 4.8171 | 4.9612 | 4.9271 | 5.0023 | 4.852 | 4.8302 | 5.1973 | 5.3411 | 5.3817 | 5.5456 | 5.6064 | 5.4197 | 5.2333 | 5.0352 | 4.6087
2046-07-07 | 4.4191 | 4.268 | 4.1837 | 4.0376 | 4.2167 | 4.3893 | 4.2745 | 4.5961 | 4.9859 | 4.677 | 4.5035 | 4.5923 | 4.4439 | 4.5575 | 4.6398 | 4.8381 | 4.8546 | 5.19 | 5.2079 | 5.0729 | 4.9322 | 4.912 | 4.8965 | 4.5701
2046-07-08 | 4.508 | 4.3817 | 4.2614 | 4.2228 | 4.2393 | 4.3577 | 4.3589 | 4.762 | 4.9781 | 4.9522 | 4.6584 | 4.8102 | 4.64 | 4.5682 | 4.659 | 4.9863 | 5.1652 | 5.2801 | 5.3968 | 5.4939 | 5.3384 | 5.1188 | 4.6836 | 4.4409
2046-07-09 | 4.2826 | 4.1534 | 4.0882 | 4.0859 | 4.1884 | 4.4387 | 4.5078 | 4.993 | 5.437 | 5.0298 | 4.8909 | 4.8186 | 4.7604 | 4.7678 | 4.7557 | 4.96 | 5.2746 | 5.5463 | 5.8237 | 5.9908 | 5.8748 | 5.4747 | 5.1571 | 4.7331
2046-07-10 | 4.5911 | 4.4135 | 4.3744 | 4.2914 | 4.3903 | 4.7437 | 4.9114 | 5.1297 | 5.3473 | 5.0486 | 4.9525 | 5.1584 | 5.053 | 4.8516 | 4.7519 | 4.982 | 5.5866 | 6.3197 | 6.2934 | 6.37 | 6.1818 | 5.8951 | 5.3289 | 4.9294
2046-07-11 | 4.5962 | 4.4441 | 4.3846 | 4.2901 | 4.4351 | 4.5416 | 4.6102 | 4.8604 | 5.1467 | 4.9732 | 4.8401 | 4.6523 | 4.6203 | 4.7342 | 4.8186 | 5.3517 | 5.7039 | 6.2268 | 6.339 | 6.3784 | 6.2989 | 5.8622 | 5.286 | 4.7596
2046-07-12 | 4.5467 | 4.469 | 4.3462 | 4.121 | 4.1266 | 4.3619 | 4.2708 | 4.6354 | 4.8629 | 4.7031 | 4.5779 | 4.6092 | 4.6457 | 4.5598 | 4.6223 | 4.7935 | 5.1395 | 5.4748 | 5.5666 | 5.7421 | 5.6193 | 5.2618 | 4.8727 | 4.667
2046-07-13 | 4.5566 | 4.4084 | 4.1668 | 4.0853 | 4.1769 | 4.3155 | 4.1543 | 4.379 | 5.0879 | 4.7926 | 4.5253 | 4.6319 | 4.757 | 4.5885 | 4.5211 | 4.8553 | 5.1302 | 5.6436 | 5.653 | 5.5891 | 5.3512 | 5.1585 | 4.8151 | 4.5861
2046-07-14 | 4.4596 | 4.2414 | 4.1386 | 4.1163 | 4.111 | 4.2394 | 4.1516 | 4.3509 | 4.8712 | 4.7978 | 4.5041 | 4.5232 | 4.4788 | 4.4862 | 4.6293 | 4.5972 | 4.8564 | 5.4627 | 5.3921 | 5.4176 | 5.325 | 4.9438 | 4.6768 | 4.3472
2046-07-15 | 4.2653 | 4.1096 | 3.9567 | 3.8968 | 3.8486 | 3.96 | 3.9271 | 4.1784 | 4.6438 | 4.3761 | 4.2722 | 4.3194 | 4.2081 | 4.1606 | 4.2257 | 4.6344 | 4.7941 | 5.4377 | 5.547 | 5.5407 | 5.4246 | 5.1386 | 4.8189 | 4.4339
2046-07-16 | 4.3258 | 4.2347 | 4.1576 | 4.0453 | 4.0708 | 4.2563 | 4.0253 | 4.4078 | 4.9086 | 4.72 | 4.7193 | 4.7311 | 4.9546 | 4.8131 | 4.9382 | 5.0284 | 5.26 | 5.8405 | 5.9932 | 6.0976 | 5.8933 | 5.4948 | 4.9455 | 4.5835
2046-07-17 | 4.4422 | 4.2672 | 4.1534 | 4.0804 | 4.0933 | 4.312 | 4.2536 | 4.4202 | 4.765 | 4.5841 | 4.4371 | 4.4634 | 4.649 | 4.5962 | 4.6474 | 4.7868 | 5.1242 | 5.63 | 5.6557 | 5.8038 | 5.5605 | 5.2704 | 4.8129 | 4.5153
2046-07-18 | 4.3866 | 4.2875 | 4.2369 | 4.1498 | 4.1723 | 4.4999 | 4.4166 | 4.4344 | 5.183 | 5.055 | 4.8927 | 4.8827 | 4.9203 | 4.6142 | 5.1934 | 5.3085 | 5.4881 | 5.8504 | 6.0715 | 6.2357 | 6.1155 | 5.5177 | 5.0337 | 4.5603
2046-07-19 | 4.5124 | 4.3898 | 4.3001 | 4.1099 | 4.1793 | 4.3411 | 4.1524 | 4.4392 | 4.7234 | 4.6257 | 4.4049 | 4.5104 | 4.4839 | 4.292 | 4.4433 | 4.7476 | 5.182 | 5.5589 | 5.6542 | 5.7239 | 5.6735 | 5.3474 | 4.9283 | 4.6497
2046-07-20 | 4.6159 | 4.4542 | 4.3243 | 4.2208 | 4.4301 | 4.7442 | 4.7234 | 4.9856 | 5.3806 | 5.213 | 5.2883 | 5.3032 | 5.4468 | 5.3633 | 5.2919 | 5.3895 | 5.5365 | 6.0716 | 5.8685 | 5.8958 | 5.5362 | 5.28 | 4.716 | 4.5505
2046-07-21 | 4.4297 | 4.2841 | 4.1831 | 4.1537 | 4.1794 | 4.2835 | 4.1938 | 4.3484 | 4.5604 | 4.499 | 4.4308 | 4.4722 | 4.4678 | 4.26 | 4.2738 | 4.621 | 4.8191 | 5.2656 | 5.2728 | 5.386 | 5.2527 | 5.0858 | 4.7385 | 4.5517
2046-07-22 | 4.3522 | 4.2509 | 4.0863 | 4.0328 | 4.0572 | 4.2982 | 4.1958 | 4.6745 | 5.0596 | 5.0135 | 4.7218 | 4.6857 | 4.5742 | 4.3216 | 4.4174 | 4.692 | 4.9541 | 5.5357 | 5.6562 | 5.8502 | 5.9007 | 5.4967 | 5.0663 | 4.635
2046-07-23 | 4.5022 | 4.3866 | 4.2613 | 4.1212 | 4.0821 | 4.4089 | 4.3747 | 4.6665 | 4.9803 | 4.7635 | 4.5672 | 4.8336 | 4.7937 | 4.4349 | 4.5481 | 4.9026 | 5.0843 | 5.5151 | 5.5951 | 5.6281 | 5.5692 | 5.2298 | 4.8631 | 4.5669
2046-07-24 | 4.4248 | 4.3551 | 4.2984 | 4.1574 | 4.2832 | 4.5344 | 4.5561 | 4.7571 | 5.0006 | 4.5683 | 4.6227 | 4.5576 | 4.6075 | 4.74 | 4.8625 | 5.5094 | 5.4569 | 5.9003 | 5.965 | 6.1035 | 5.9457 | 5.6541 | 5.0606 | 4.6136
2046-07-25 | 4.3956 | 4.3263 | 4.2493 | 4.1548 | 4.2058 | 4.3278 | 4.3586 | 4.5906 | 4.9803 | 4.8953 | 4.8295 | 4.9467 | 4.9879 | 5.0318 | 5.1397 | 5.1067 | 5.5267 | 5.7584 | 5.9206 | 6.0646 | 6.1261 | 5.509 | 4.8368 | 4.4851
2046-07-26 | 4.413 | 4.2813 | 4.1946 | 4.0823 | 4.165 | 4.3493 | 4.2945 | 4.4733 | 4.6787 | 4.8282 | 5.0264 | 5.1463 | 5.1458 | 4.7389 | 4.9116 | 5.3993 | 5.6131 | 5.933 | 6.1198 | 6.0446 | 5.9369 | 5.5054 | 5.1065 | 4.716
2046-07-27 | 4.5458 | 4.3863 | 4.1576 | 4.2123 | 4.2784 | 4.4438 | 4.4736 | 4.7098 | 5.0271 | 4.7702 | 4.6815 | 4.7904 | 4.6604 | 4.4249 | 4.5226 | 5.0447 | 5.1943 | 5.4705 | 5.5985 | 5.7141 | 5.5045 | 5.1478 | 4.8821 | 4.5226
2046-07-28 | 4.4927 | 4.2562 | 4.1455 | 4.0687 | 4.0852 | 4.4047 | 4.4866 | 4.5966 | 4.8329 | 4.8615 | 4.7211 | 5.0041 | 4.8424 | 4.5122 | 4.5346 | 4.8348 | 5.1111 | 5.3131 | 5.3601 | 5.562 | 5.3269 | 5.0824 | 4.8172 | 4.4799
2046-07-29 | 4.3559 | 4.1837 | 4.041 | 4.089 | 4.0872 | 4.2194 | 4.2517 | 4.5883 | 4.7983 | 4.546 | 4.5009 | 4.5326 | 4.7169 | 4.2356 | 4.3509 | 4.702 | 4.9637 | 5.2839 | 5.4589 | 5.7937 | 5.5163 | 5.1561 | 4.908 | 4.5189
2046-07-30 | 4.5826 | 4.4875 | 4.3316 | 4.3254 | 4.3454 | 4.5811 | 4.7013 | 4.8973 | 5.169 | 5.0021 | 5.1172 | 4.9205 | 4.9413 | 4.7406 | 4.9222 | 5.4329 | 5.8127 | 6.159 | 6.4855 | 6.7664 | 6.6392 | 6.3066 | 5.5823 | 5.0954
2046-07-31 | 4.596 | 3.9489 | 3.8472 | 4.0515 | 4.2448 | 4.3813 | 4.4128 | 4.8968 | 5.4697 | 5.2207 | 4.7887 | 4.8003 | 4.9031 | 4.7754 | 4.7381 | 5.1044 | 5.4736 | 5.7674 | 5.8075 | 5.9032 | 5.6814 | 5.3201 | 4.8311 | 4.4592
2046-08-01 | 4.3918 | 4.2899 | 4.3413 | 4.1889 | 4.2653 | 4.557 | 4.6434 | 4.7566 | 4.939 | 4.7367 | 4.6065 | 4.7063 | 4.7229 | 4.6624 | 4.9972 | 5.3749 | 5.6803 | 6.034 | 6.1571 | 6.2621 | 6.143 | 5.9115 | 5.3848 | 4.8959
2046-08-02 | 4.9796 | 4.6405 | 4.5624 | 4.4023 | 4.3467 | 4.4177 | 4.7007 | 4.8227 | 4.9704 | 4.8918 | 4.6987 | 4.7236 | 4.8063 | 4.5369 | 4.6611 | 5.0068 | 5.1948 | 5.661 | 5.787 | 5.8274 | 5.8151 | 5.5727 | 5.1317 | 4.8468
2046-08-03 | 4.7413 | 4.6401 | 4.4242 | 4.5216 | 4.5194 | 4.785 | 4.9693 | 4.9766 | 5.0846 | 4.8756 | 4.7394 | 4.7068 | 4.8076 | 4.4748 | 4.7534 | 4.9768 | 5.1976 | 5.4265 | 5.5891 | 5.6587 | 5.428 | 5.2958 | 5.1088 | 4.8255
2046-08-04 | 4.5987 | 4.4154 | 4.3145 | 4.299 | 4.3809 | 4.6127 | 4.6826 | 4.8031 | 5.0075 | 4.6646 | 4.5038 | 4.7133 | 4.5943 | 4.3488 | 4.6913 | 5.1476 | 5.3494 | 5.5721 | 5.7486 | 5.8585 | 5.6916 | 5.5318 | 5.2393 | 4.8106
2046-08-05 | 4.6364 | 4.5001 | 4.3405 | 4.3216 | 4.3053 | 4.4869 | 4.5168 | 4.6424 | 4.8731 | 4.7063 | 4.9016 | 4.8858 | 5.0374 | 4.7229 | 4.8244 | 5.5487 | 5.5923 | 5.9253 | 6.0931 | 6.1691 | 6.0301 | 5.683 | 5.3725 | 4.8994
2046-08-06 | 4.6914 | 4.5566 | 4.2918 | 4.2773 | 4.3033 | 4.4404 | 4.7681 | 4.879 | 5.269 | 5.0503 | 4.7557 | 4.7574 | 4.7381 | 4.4038 | 4.7641 | 5.3245 | 5.551 | 5.81 | 5.8976 | 5.9131 | 5.712 | 5.2982 | 5.0065 | 4.704
2046-08-07 | 4.5243 | 4.4396 | 4.4203 | 4.3301 | 4.4416 | 4.6745 | 4.9825 | 5.0375 | 5.1834 | 4.9551 | 5.0178 | 5.1906 | 5.0728 | 5.2536 | 5.3299 | 5.6841 | 5.8581 | 6.1638 | 6.1882 | 6.2457 | 6.0898 | 5.7724 | 5.1754 | 4.844
2046-08-08 | 4.7187 | 4.6748 | 4.5499 | 4.526 | 4.5636 | 4.6353 | 4.8339 | 4.7976 | 4.9793 | 4.9881 | 5.0166 | 5.0256 | 5.1217 | 4.9998 | 4.8292 | 5.3812 | 5.5582 | 5.8028 | 5.9224 | 6.1405 | 6.0984 | 5.6452 | 5.2291 | 4.9287
2046-08-09 | 4.9533 | 4.8365 | 4.806 | 4.5922 | 4.5346 | 4.6493 | 4.7978 | 4.811 | 4.8992 | 4.8321 | 4.8201 | 4.85 | 4.8146 | 4.6788 | 4.7912 | 5.0812 | 5.5616 | 5.6754 | 5.8469 | 5.8694 | 5.6857 | 5.4516 | 5.0295 | 4.869
2046-08-10 | 4.8567 | 4.6433 | 4.4198 | 4.3666 | 4.3552 | 4.6735 | 4.607 | 4.8814 | 5.4737 | 5.3648 | 5.003 | 5.0188 | 5.0596 | 4.8669 | 4.891 | 5.1504 | 5.3159 | 5.6406 | 5.6293 | 5.796 | 5.5145 | 5.2949 | 4.966 | 4.696
2046-08-11 | 4.6377 | 4.4181 | 4.3105 | 4.2111 | 4.2884 | 4.3873 | 4.5117 | 4.6372 | 4.8401 | 4.8424 | 4.7894 | 4.8273 | 4.8764 | 4.6586 | 4.7176 | 5.0998 | 5.277 | 5.4953 | 5.6014 | 5.82 | 5.573 | 5.3959 | 5.1537 | 4.8661
2046-08-12 | 4.7324 | 4.6158 | 4.4096 | 4.4923 | 4.4557 | 4.7328 | 4.9085 | 4.8088 | 5.0354 | 4.6853 | 4.8669 | 4.8526 | 4.9335 | 4.7463 | 4.8196 | 5.1815 | 5.3316 | 5.6397 | 5.7032 | 5.8374 | 5.5504 | 5.3721 | 4.9325 | 4.691
2046-08-13 | 4.5912 | 4.4527 | 4.3842 | 4.3565 | 4.3827 | 4.7001 | 5.0076 | 5.0061 | 5.2313 | 4.9846 | 4.8642 | 4.7361 | 4.8515 | 4.8081 | 4.72 | 4.9789 | 5.3064 | 5.5636 | 5.9 | 6.0179 | 5.8619 | 5.576 | 5.1933 | 4.8304
2046-08-14 | 4.6778 | 4.6279 | 4.5253 | 4.3959 | 4.4529 | 4.6054 | 4.7924 | 4.7 | 5.2836 | 5.1238 | 5.1707 | 5.2794 | 5.2091 | 4.9451 | 5.0129 | 5.2681 | 5.5109 | 5.8111 | 5.8915 | 6.0005 | 5.8652 | 5.3958 | 4.9163 | 4.6513
2046-08-15 | 4.533 | 4.4277 | 4.3771 | 4.2937 | 4.1882 | 4.5396 | 4.7113 | 4.6402 | 5.2722 | 5.0303 | 4.8131 | 4.9098 | 4.9728 | 4.6929 | 4.9336 | 5.3132 | 5.515 | 5.8261 | 5.8032 | 5.792 | 5.7376 | 5.5272 | 4.9994 | 4.6911
2046-08-16 | 4.7128 | 4.5264 | 4.5715 | 4.4102 | 4.5118 | 4.7591 | 4.6661 | 4.9047 | 5.3518 | 5.4384 | 5.2949 | 5.1315 | 5.2881 | 5.2989 | 5.2051 | 5.2414 | 5.5618 | 5.8476 | 5.805 | 5.9025 | 5.8297 | 5.6098 | 5.2274 | 4.9335
2046-08-17 | 4.7992 | 4.6244 | 4.4743 | 4.259 | 4.2329 | 4.5109 | 4.8224 | 4.831 | 5.0716 | 4.9867 | 5.0328 | 4.9976 | 5.0826 | 4.6623 | 4.9321 | 5.1203 | 5.5294 | 5.795 | 5.995 | 6.0175 | 5.6132 | 5.4318 | 5.1701 | 4.7846
2046-08-18 | 4.6824 | 4.5173 | 4.4322 | 4.3115 | 4.4544 | 4.6452 | 4.8567 | 4.9355 | 5.2294 | 5.1881 | 4.9666 | 5.057 | 4.873 | 4.922 | 4.8101 | 5.1572 | 5.3047 | 5.8146 | 5.859 | 5.7885 | 5.5023 | 5.3985 | 5.0571 | 4.7707
2046-08-19 | 4.5171 | 4.3399 | 4.205 | 4.0422 | 4.1626 | 4.3824 | 4.4671 | 4.3415 | 5.0566 | 4.7165 | 4.5598 | 4.5538 | 4.6162 | 4.5581 | 4.5158 | 5.1289 | 5.2351 | 5.6738 | 5.8746 | 5.9132 | 5.6881 | 5.331 | 5.0286 | 4.6463
2046-08-20 | 4.5677 | 4.4572 | 4.2769 | 4.179 | 4.2728 | 4.6363 | 4.8196 | 4.6024 | 5.206 | 5.2074 | 4.9867 | 4.8918 | 4.8737 | 4.9356 | 4.8953 | 5.0176 | 5.4286 | 5.8639 | 5.9467 | 5.9887 | 5.6687 | 5.3266 | 5.0493 | 4.68
2046-08-21 | 4.5334 | 4.3978 | 4.296 | 4.1743 | 4.2271 | 4.4619 | 4.8563 | 4.9207 | 5.1485 | 4.8878 | 4.8594 | 4.8985 | 4.7623 | 4.8187 | 4.9146 | 4.9488 | 5.3597 | 5.6695 | 5.8747 | 5.9573 | 5.7788 | 5.5234 | 5.1188 | 4.8199
2046-08-22 | 4.6414 | 4.5688 | 4.4475 | 4.3237 | 4.3414 | 4.6291 | 4.8614 | 4.9521 | 5.1817 | 5.0382 | 4.8811 | 4.8992 | 4.9884 | 4.7191 | 4.9363 | 5.5677 | 5.7764 | 6.0094 | 6.0836 | 6.1578 | 5.8278 | 5.5542 | 5.0414 | 4.8816
2046-08-23 | 4.8962 | 4.6582 | 4.6705 | 4.4136 | 4.4144 | 4.7286 | 5.0064 | 4.8912 | 5.196 | 5.0233 | 5.0465 | 5.2014 | 5.1906 | 4.9208 | 4.9639 | 5.1031 | 5.4699 | 5.6516 | 5.9387 | 5.9541 | 5.8351 | 5.4886 | 5.2109 | 4.8974
2046-08-24 | 4.7886 | 4.6091 | 4.4364 | 4.291 | 4.296 | 4.5976 | 5.0088 | 5.1212 | 5.3981 | 5.4476 | 5.3297 | 5.2432 | 5.2675 | 5.07 | 5.3974 | 5.6649 | 5.7681 | 6.0531 | 6.0087 | 6.0107 | 5.7565 | 5.4574 | 5.1911 | 4.86
2046-08-25 | 4.7119 | 4.5857 | 4.4569 | 4.3796 | 4.3407 | 4.501 | 4.7463 | 4.8345 | 5.104 | 4.9993 | 4.8086 | 4.8861 | 4.8554 | 4.532 | 4.8634 | 5.3169 | 5.4926 | 5.778 | 5.6489 | 5.7203 | 5.5151 | 5.4171 | 5.1484 | 4.7439
2046-08-26 | 4.5924 | 4.3985 | 4.3447 | 4.2092 | 4.2377 | 4.5724 | 4.7082 | 4.9058 | 5.3328 | 5.0919 | 4.9993 | 4.986 | 4.8793 | 4.9353 | 4.9959 | 5.1208 | 5.2797 | 5.7978 | 5.9546 | 6.1359 | 5.9194 | 5.6684 | 5.2995 | 4.9411
2046-08-27 | 4.7641 | 4.5769 | 4.4353 | 4.2851 | 4.3601 | 4.6341 | 5.053 | 5.296 | 5.5352 | 5.2179 | 5.0107 | 4.9635 | 4.8656 | 4.8101 | 4.5413 | 5.0255 | 5.1512 | 5.6638 | 5.8433 | 5.9954 | 5.6449 | 5.4009 | 5.0007 | 4.6969
2046-08-28 | 4.8063 | 4.6992 | 4.5905 | 4.4911 | 4.7176 | 5.0357 | 5.4157 | 5.3581 | 5.4805 | 5.3827 | 5.6227 | 5.4504 | 5.4942 | 5.2472 | 5.4476 | 5.7498 | 6.0386 | 6.485 | 6.4608 | 6.6375 | 6.2695 | 5.9718 | 5.4728 | 5.1683
2046-08-29 | 4.7182 | 4.6706 | 4.6135 | 4.5271 | 4.4049 | 4.7025 | 4.9144 | 4.918 | 5.245 | 4.9652 | 4.7827 | 4.7751 | 4.9694 | 4.5343 | 4.6775 | 4.9561 | 5.2605 | 5.7361 | 5.7955 | 5.8632 | 5.5232 | 5.2061 | 4.9035 | 4.6238
2046-08-30 | 4.7737 | 4.6412 | 4.628 | 4.4604 | 4.5066 | 4.5657 | 4.7756 | 4.6381 | 4.82 | 5.3095 | 5.256 | 5.2216 | 5.103 | 4.9166 | 5.0301 | 5.4244 | 5.7431 | 5.7757 | 5.7775 | 5.8574 | 5.8633 | 5.5825 | 5.1856 | 4.9118
2046-08-31 | 4.7834 | 4.6324 | 4.4091 | 4.3436 | 4.4666 | 4.7237 | 4.8061 | 4.8175 | 4.8968 | 4.8744 | 4.7826 | 4.7192 | 4.703 | 4.9549 | 5.2344 | 5.1174 | 5.3549 | 5.8014 | 5.7604 | 5.71 | 5.5786 | 5.516 | 5.1232 | 4.758
2046-09-01 | 4.6719 | 4.5033 | 4.454 | 4.3979 | 4.4614 | 4.6757 | 4.7116 | 4.7507 | 5.021 | 4.8454 | 4.7521 | 4.8373 | 4.8534 | 4.401 | 4.5551 | 4.7745 | 4.9586 | 5.9097 | 5.8185 | 5.7624 | 5.6026 | 5.3225 | 5.0166 | 4.7847
2046-09-02 | 4.6446 | 4.5087 | 4.5142 | 4.4178 | 4.4952 | 4.7549 | 4.8676 | 5.0202 | 5.3796 | 5.1872 | 4.9697 | 5.0695 | 5.0324 | 4.7698 | 4.819 | 4.7869 | 5.2632 | 5.7583 | 5.9567 | 5.8802 | 5.4308 | 5.2971 | 4.9763 | 4.725
2046-09-03 | 4.5241 | 4.4326 | 4.3111 | 4.3451 | 4.3995 | 4.6415 | 4.7703 | 4.9028 | 5.1635 | 4.9077 | 4.8596 | 4.8642 | 4.8112 | 4.8418 | 5.0264 | 5.2544 | 5.5094 | 5.8509 | 5.8061 | 5.8618 | 5.6092 | 5.3835 | 5.0175 | 4.7417
2046-09-04 | 4.542 | 4.4346 | 4.3405 | 4.1059 | 4.1277 | 4.3267 | 4.3688 | 4.4503 | 4.5717 | 4.7581 | 4.9201 | 4.8716 | 4.803 | 4.4789 | 4.7506 | 4.7835 | 5.2167 | 5.8435 | 5.9534 | 6.0763 | 5.6299 | 5.3875 | 4.9113 | 4.7633
2046-09-05 | 4.6236 | 4.4953 | 4.4354 | 4.3366 | 4.3561 | 4.6236 | 4.8931 | 5.0016 | 5.1525 | 5.2323 | 5.1447 | 5.3321 | 5.4962 | 5.1913 | 5.3726 | 5.1482 | 5.5966 | 5.9834 | 6.1173 | 5.844 | 5.4229 | 5.4143 | 5.0423 | 4.7471
2046-09-06 | 4.6784 | 4.5337 | 4.4748 | 4.3495 | 4.3232 | 4.6013 | 4.8614 | 5.0224 | 5.2041 | 5.0388 | 4.9102 | 5.0008 | 5.0074 | 4.6846 | 4.9132 | 5.1319 | 5.5106 | 5.9082 | 5.9584 | 6.2025 | 6.1405 | 5.7527 | 5.2568 | 4.9024
2046-09-07 | 4.7898 | 4.5542 | 4.4526 | 4.312 | 4.3586 | 4.6392 | 5.0698 | 5.0402 | 5.3217 | 5.302 | 5.1509 | 5.1485 | 5.5395 | 5.3125 | 5.2122 | 5.3129 | 5.5192 | 5.8632 | 5.8379 | 5.7294 | 5.4655 | 5.189 | 4.9569 | 4.6601
2046-09-08 | 4.5996 | 4.416 | 4.3187 | 4.243 | 4.2892 | 4.4934 | 4.68 | 4.7115 | 4.8666 | 4.8052 | 4.8631 | 4.8613 | 4.6936 | 4.4659 | 4.6708 | 4.6203 | 5.0607 | 5.437 | 5.4966 | 5.5042 | 5.3214 | 5.0623 | 4.9503 | 4.6282
2046-09-09 | 4.5237 | 4.3976 | 4.2826 | 4.1816 | 4.2488 | 4.4458 | 4.6438 | 4.7864 | 4.899 | 4.7753 | 4.7315 | 4.8096 | 4.8546 | 4.5882 | 4.6178 | 5.0751 | 5.2271 | 5.4918 | 5.6797 | 5.7566 | 5.4004 | 5.185 | 4.7832 | 4.5365
2046-09-10 | 4.4252 | 4.3578 | 4.1261 | 4.0688 | 4.1611 | 4.4744 | 4.7098 | 4.5887 | 4.931 | 4.8861 | 4.6197 | 4.8732 | 4.8117 | 4.8259 | 4.8894 | 5.2757 | 5.4876 | 5.8859 | 6.0986 | 6.3126 | 6.1061 | 5.8018 | 5.3089 | 4.9611
2046-09-11 | 4.8568 | 4.7162 | 4.6245 | 4.3247 | 4.2555 | 4.5232 | 4.7992 | 4.8937 | 4.9063 | 4.8269 | 4.8104 | 4.7917 | 4.697 | 4.7429 | 4.5656 | 4.6798 | 5.0823 | 5.5935 | 5.7785 | 5.7489 | 5.3298 | 5.1827 | 4.7957 | 4.6973
2046-09-12 | 4.7021 | 4.5812 | 4.5239 | 4.4309 | 4.4881 | 4.7221 | 5.1124 | 5.1696 | 5.412 | 5.4201 | 5.2192 | 5.5223 | 5.4909 | 5.3512 | 5.319 | 5.397 | 5.7626 | 6.0701 | 6.1708 | 6.1381 | 5.6442 | 5.3783 | 4.9234 | 4.6226
2046-09-13 | 4.5627 | 4.464 | 4.3926 | 4.3055 | 4.3691 | 4.7322 | 4.8865 | 5.2504 | 5.4486 | 5.2045 | 5.1017 | 5.225 | 5.3222 | 5.3558 | 5.4582 | 5.5973 | 5.8505 | 6.1907 | 6.312 | 6.3677 | 6.3025 | 5.9734 | 5.4567 | 5.2182
2046-09-14 | 4.9821 | 4.6889 | 4.5085 | 4.3901 | 4.4004 | 4.7347 | 4.931 | 5.079 | 5.2056 | 5.0963 | 5.1192 | 5.2016 | 5.1643 | 5.2538 | 5.2019 | 5.3905 | 5.4979 | 6.0193 | 6.0215 | 5.9069 | 5.6453 | 5.506 | 5.2284 | 4.9486
2046-09-15 | 4.7053 | 4.5526 | 4.5023 | 4.2909 | 4.3453 | 4.6686 | 4.7974 | 5.0761 | 5.3749 | 5.1651 | 5.2685 | 5.2365 | 5.4551 | 4.9914 | 4.8076 | 5.2453 | 5.4042 | 5.7871 | 5.7833 | 5.5318 | 5.3044 | 5.1482 | 5.0156 | 4.8313
2046-09-16 | 4.6786 | 4.544 | 4.4237 | 4.3534 | 4.3633 | 4.6257 | 4.3797 | 4.797 | 5.129 | 4.9613 | 4.9537 | 4.9894 | 5.0005 | 4.7929 | 4.913 | 5.2096 | 5.5633 | 6.155 | 6.5528 | 6.3131 | 5.963 | 5.795 | 5.2511 | 4.9724
2046-09-17 | 4.7264 | 4.5917 | 4.4335 | 4.3611 | 4.4923 | 4.8018 | 4.9745 | 5.3367 | 5.6362 | 5.1807 | 5.1179 | 5.0825 | 4.8577 | 4.9128 | 5.1131 | 5.2287 | 5.4069 | 5.9938 | 6.2473 | 6.2753 | 5.9497 | 5.6431 | 5.2466 | 4.8365
2046-09-18 | 4.735 | 4.551 | 4.4656 | 4.323 | 4.4275 | 4.7866 | 4.6849 | 5.117 | 5.3748 | 5.1671 | 5.3493 | 5.4006 | 5.3388 | 5.2142 | 4.9976 | 5.252 | 5.5105 | 6.0804 | 6.1047 | 6.0642 | 5.5636 | 5.2833 | 5.0768 | 4.7344
2046-09-19 | 4.575 | 4.3464 | 4.3588 | 4.4493 | 4.4298 | 4.6182 | 4.7231 | 4.8894 | 5.0426 | 4.9306 | 5.0777 | 4.8992 | 5.133 | 4.9141 | 5.0233 | 5.211 | 5.4061 | 5.8712 | 6.1331 | 6.1361 | 5.8172 | 5.5399 | 5.1094 | 4.7672
2046-09-20 | 4.6907 | 4.4662 | 4.4433 | 4.3311 | 4.4174 | 4.781 | 4.8182 | 5.0642 | 5.6497 | 5.2772 | 5.0689 | 5.1337 | 5.0503 | 4.9394 | 5.0955 | 5.3912 | 5.6545 | 5.893 | 6.0398 | 6.0645 | 5.8318 | 5.508 | 5.1524 | 4.8567
2046-09-21 | 4.7316 | 4.6126 | 4.3624 | 4.3495 | 4.4365 | 4.6863 | 4.6659 | 4.7772 | 5.1009 | 4.9002 | 4.8817 | 4.865 | 4.9169 | 4.745 | 4.8061 | 5.0503 | 5.0139 | 5.491 | 5.5808 | 5.7199 | 5.3191 | 5.2657 | 5.0015 | 4.7222
2046-09-22 | 4.5449 | 4.4143 | 4.3652 | 4.3124 | 4.4433 | 4.5895 | 4.7317 | 4.8417 | 4.9303 | 4.8017 | 4.6181 | 4.6989 | 4.3341 | 4.2405 | 4.4426 | 4.507 | 4.8493 | 5.4727 | 5.7203 | 5.7852 | 5.4956 | 5.4211 | 5.1539 | 4.8695
2046-09-23 | 4.6858 | 4.5516 | 4.4226 | 4.3411 | 4.2385 | 4.6341 | 4.5893 | 4.784 | 4.9723 | 4.8278 | 4.7512 | 4.7487 | 4.8855 | 4.5669 | 4.6912 | 4.9175 | 5.4035 | 5.9797 | 6.2255 | 6.1969 | 5.9247 | 5.7174 | 5.3076 | 4.906
2046-09-24 | 4.7317 | 4.5847 | 4.5739 | 4.5879 | 4.6191 | 4.8849 | 5.0834 | 5.419 | 5.5936 | 5.3285 | 5.3518 | 5.6226 | 5.6328 | 5.5123 | 5.4638 | 5.4896 | 5.6607 | 6.1848 | 6.3784 | 6.403 | 5.8576 | 5.541 | 5.0161 | 4.7039
2046-09-25 | 4.6386 | 4.5126 | 4.4578 | 4.3617 | 4.4571 | 4.7687 | 4.831 | 5.1268 | 5.0853 | 5.0118 | 4.9884 | 4.9612 | 4.8875 | 4.711 | 4.8078 | 5.1846 | 5.4796 | 5.9791 | 6.1738 | 6.1891 | 5.9603 | 5.7581 | 5.2949 | 5.0049
2046-09-26 | 4.7137 | 4.6242 | 4.6277 | 4.5048 | 4.5349 | 4.8472 | 5.0136 | 5.0292 | 5.3844 | 5.0968 | 5.2494 | 5.0964 | 5.2111 | 5.0959 | 4.8628 | 5.1115 | 5.368 | 5.718 | 5.9401 | 5.9073 | 5.6254 | 5.3668 | 5.1053 | 4.7917
2046-09-27 | 4.9122 | 4.6454 | 4.5977 | 4.5407 | 4.5495 | 4.8128 | 5.018 | 5.0804 | 5.2742 | 5.1125 | 5.3514 | 5.5609 | 5.8677 | 5.9475 | 5.993 | 6.2344 | 6.5637 | 6.7301 | 6.8345 | 6.775 | 6.5529 | 5.8862 | 5.5477 | 5.3094
2046-09-28 | 4.8958 | 4.7221 | 4.4707 | 4.4255 | 4.6125 | 4.8736 | 5.1913 | 5.1086 | 5.2519 | 5.2865 | 5.2759 | 5.7012 | 5.4636 | 5.364 | 5.596 | 5.8667 | 6.0877 | 6.2622 | 6.3549 | 6.2873 | 6.0316 | 5.9312 | 5.4923 | 5.1638
2046-09-29 | 5.0359 | 4.9296 | 4.6324 | 4.5685 | 4.625 | 4.7356 | 4.7833 | 5.0504 | 5.2354 | 5.2137 | 4.9417 | 4.8523 | 5.2628 | 5.4029 | 5.2444 | 5.2479 | 5.4665 | 5.7103 | 5.6585 | 5.3789 | 5.2715 | 5.2315 | 5.0512 | 4.6505
2046-09-30 | 4.5071 | 4.4817 | 4.2952 | 4.369 | 4.4365 | 4.6576 | 4.8579 | 5.0537 | 5.2065 | 5.1348 | 5.068 | 5.1342 | 5.1049 | 4.7713 | 4.7818 | 5.0559 | 5.373 | 5.7703 | 5.9854 | 6.0079 | 5.7432 | 5.5169 | 5.1277 | 4.9095
2046-10-01 | 4.6937 | 4.5253 | 4.4409 | 4.381 | 4.347 | 4.5736 | 4.6199 | 4.8719 | 4.9187 | 4.8764 | 4.8285 | 5.2253 | 5.2823 | 5.0571 | 4.8325 | 5.0799 | 5.4383 | 5.8911 | 6.1603 | 5.9165 | 5.6384 | 5.31 | 4.9188 | 4.6769
2046-10-02 | 4.6229 | 4.5582 | 4.5421 | 4.4104 | 4.453 | 4.7683 | 4.8178 | 4.9837 | 5.0637 | 4.9714 | 4.972 | 5.3001 | 5.0057 | 4.586 | 4.8949 | 5.1772 | 5.4702 | 6.019 | 6.136 | 6.0732 | 5.6896 | 5.6852 | 5.3153 | 4.976
2046-10-03 | 4.8491 | 4.7541 | 4.7643 | 4.6266 | 4.6784 | 4.807 | 4.8882 | 5.047 | 5.0163 | 5.0051 | 4.9942 | 5.0775 | 5.1203 | 5.0286 | 5.1165 | 5.2551 | 5.7822 | 5.9329 | 6.0518 | 6.0002 | 5.7561 | 5.4756 | 5.1087 | 4.8326
2046-10-04 | 4.8824 | 4.7585 | 4.7037 | 4.5438 | 4.6111 | 4.8576 | 5.0672 | 5.2111 | 5.3147 | 5.2284 | 5.2891 | 5.1919 | 5.0393 | 5.0329 | 5.2855 | 5.4532 | 5.8743 | 6.0992 | 6.4018 | 6.3313 | 6.2671 | 6.0338 | 5.4638 | 5.1488
2046-10-05 | 4.9058 | 4.7409 | 4.4218 | 4.3514 | 4.3577 | 4.6903 | 4.929 | 4.9915 | 5.0775 | 5.0632 | 4.9491 | 4.9454 | 4.9853 | 5.0114 | 4.8492 | 5.1771 | 5.5241 | 5.8407 | 5.8059 | 5.7138 | 5.4301 | 5.2878 | 4.9292 | 4.6889
2046-10-06 | 4.5818 | 4.5329 | 4.3679 | 4.2709 | 4.3001 | 4.5608 | 4.4246 | 4.6891 | 4.7556 | 4.8039 | 4.7334 | 4.8576 | 4.8382 | 4.5161 | 4.6026 | 4.8453 | 5.2959 | 5.694 | 5.7741 | 5.7538 | 5.3726 | 5.3455 | 5.115 | 4.7759
2046-10-07 | 4.5737 | 4.3493 | 4.2917 | 4.2797 | 4.227 | 4.4179 | 4.4764 | 4.6241 | 4.7591 | 4.6263 | 4.8002 | 4.956 | 4.9193 | 4.7693 | 5.0006 | 5.2631 | 5.4534 | 5.6266 | 5.5695 | 5.6243 | 5.2181 | 5.1773 | 4.8683 | 4.5372
2046-10-08 | 4.3787 | 4.3787 | 4.2383 | 4.1575 | 4.0814 | 4.4171 | 4.586 | 4.6251 | 5.0433 | 5.1109 | 4.9943 | 5.1403 | 4.9549 | 4.7784 | 4.8515 | 4.9181 | 5.19 | 5.6048 | 5.9475 | 5.8517 | 5.7645 | 5.5504 | 5.1999 | 4.8482
2046-10-09 | 4.7081 | 4.6147 | 4.4437 | 4.2299 | 4.2681 | 4.5189 | 4.6777 | 4.7828 | 4.8744 | 4.7503 | 4.944 | 4.9951 | 4.9503 | 4.882 | 4.907 | 4.9434 | 5.5552 | 5.9949 | 6.0051 | 5.7609 | 5.4426 | 5.2393 | 4.9925 | 4.6612
2046-10-10 | 4.4901 | 4.4103 | 4.3833 | 4.3384 | 4.347 | 4.4982 | 4.5392 | 5.1087 | 5.2836 | 5.1332 | 5.1761 | 5.1129 | 5.2712 | 5.129 | 5.1884 | 5.273 | 5.6752 | 6.058 | 6.2401 | 6.1519 | 5.8219 | 5.4931 | 5.1785 | 4.8201
2046-10-11 | 4.9892 | 4.8431 | 4.909 | 4.7213 | 4.7886 | 5.1299 | 5.207 | 5.561 | 5.7335 | 5.6366 | 5.8805 | 5.6743 | 5.4045 | 5.2147 | 5.9395 | 6.1322 | 6.5009 | 6.7355 | 6.722 | 6.7421 | 6.6539 | 6.4001 | 5.816 | 5.3685
2046-10-12 | 5.0212 | 4.8135 | 4.5771 | 4.5377 | 4.5844 | 4.8017 | 4.8947 | 4.9908 | 5.2069 | 5.096 | 5.1206 | 5.5112 | 5.2554 | 5.6532 | 5.691 | 5.7913 | 6.1104 | 6.3236 | 6.1039 | 5.9685 | 5.6052 | 5.3919 | 5.1583 | 4.7712
2046-10-13 | 4.6396 | 4.4071 | 4.3469 | 4.2954 | 4.3371 | 4.5484 | 4.6461 | 4.8977 | 5.1525 | 5.1102 | 5.1025 | 5.2097 | 4.8158 | 4.5866 | 4.7482 | 5.2043 | 5.6246 | 5.926 | 5.8282 | 5.786 | 5.6036 | 5.476 | 5.1233 | 4.7967
2046-10-14 | 4.6307 | 4.4257 | 4.3203 | 4.2424 | 4.2511 | 4.51 | 4.4785 | 4.7315 | 4.9251 | 4.8282 | 4.8438 | 5.0029 | 5.1266 | 5.0091 | 5.2315 | 5.4098 | 5.4922 | 5.8235 | 5.8531 | 5.8574 | 5.4215 | 5.2429 | 4.9442 | 4.5819
2046-10-15 | 4.4586 | 4.3748 | 4.214 | 4.2377 | 4.4273 | 4.6577 | 4.6169 | 4.8436 | 5.2472 | 5.2455 | 5.2112 | 5.0417 | 4.9404 | 4.6113 | 4.9952 | 5.0991 | 5.4638 | 5.8982 | 6.004 | 5.8804 | 5.5846 | 5.381 | 5.2131 | 4.7705
2046-10-16 | 4.6506 | 4.524 | 4.3861 | 4.3224 | 4.3896 | 4.6482 | 4.9552 | 5.1423 | 5.3101 | 5.1364 | 5.0498 | 5.2391 | 5.1465 | 5.285 | 5.2461 | 5.475 | 5.4631 | 5.7202 | 5.8687 | 5.7196 | 5.4835 | 5.2028 | 4.8856 | 4.6021
2046-10-17 | 4.5185 | 4.3464 | 4.3606 | 4.384 | 4.4786 | 4.7121 | 4.536 | 4.8543 | 5.1969 | 5.0425 | 5.1623 | 5.0874 | 5.2368 | 5.1347 | 5.0483 | 5.1985 | 5.4594 | 5.8204 | 5.99 | 5.6933 | 5.4842 | 5.386 | 5.0443 | 4.6896
2046-10-18 | 4.7531 | 4.5541 | 4.54 | 4.3824 | 4.4334 | 4.7318 | 4.613 | 4.9193 | 5.4224 | 5.485 | 5.8014 | 5.5742 | 5.3101 | 5.2065 | 5.3892 | 5.5049 | 5.6703 | 6.0412 | 5.9446 | 5.7454 | 5.5952 | 5.3719 | 5.2484 | 4.8929
2046-10-19 | 4.7301 | 4.5841 | 4.3905 | 4.3231 | 4.3442 | 4.5493 | 4.7224 | 4.8827 | 5.2035 | 5.1134 | 4.9403 | 5.2644 | 5.3006 | 5.2132 | 5.4378 | 5.5057 | 5.788 | 6.3452 | 6.3633 | 6.2031 | 5.8502 | 5.708 | 5.3368 | 5.0536
2046-10-20 | 4.6745 | 4.4945 | 4.4137 | 4.3919 | 4.4209 | 4.5374 | 4.8982 | 4.7833 | 4.9057 | 4.9966 | 4.934 | 4.9143 | 4.9409 | 4.6464 | 4.9396 | 5.1259 | 5.3355 | 5.7572 | 5.6497 | 5.5839 | 5.4925 | 5.3432 | 5.2394 | 4.8828
2046-10-21 | 4.8894 | 4.6646 | 4.4903 | 4.4549 | 4.5024 | 4.7324 | 5.0794 | 5.315 | 5.3373 | 5.2809 | 5.1739 | 5.2501 | 5.3638 | 5.2308 | 5.3946 | 5.4598 | 5.9668 | 6.2513 | 6.4607 | 6.1906 | 6.0075 | 5.7604 | 5.3266 | 4.8162
2046-10-22 | 4.7429 | 4.6256 | 4.4343 | 4.3475 | 4.4182 | 4.7198 | 5.033 | 5.2831 | 5.2902 | 5.0771 | 5.1933 | 5.1323 | 5.1619 | 5.3982 | 5.4236 | 5.482 | 5.7965 | 5.9608 | 6.0372 | 5.754 | 5.4943 | 5.1842 | 4.9648 | 4.7248
2046-10-23 | 4.6879 | 4.5145 | 4.4161 | 4.2701 | 4.4182 | 4.6971 | 4.9981 | 5.1902 | 5.2128 | 4.8478 | 5.0237 | 5.1446 | 5.1995 | 5.0661 | 5.4058 | 5.606 | 5.755 | 6.1552 | 6.3139 | 5.9509 | 5.6244 | 5.4121 | 4.9804 | 4.7389
2046-10-24 | 4.6209 | 4.5132 | 4.3998 | 4.3332 | 4.3849 | 4.5329 | 4.8328 | 4.808 | 5.2389 | 5.0697 | 5.1085 | 5.0295 | 5.2634 | 5.0968 | 5.5605 | 5.3759 | 5.5879 | 5.846 | 6.1652 | 5.9718 | 5.6387 | 5.3376 | 4.9245 | 4.6524
2046-10-25 | 4.6455 | 4.4355 | 4.3706 | 4.2964 | 4.4153 | 4.6312 | 4.944 | 5.0384 | 5.1848 | 5.1862 | 5.2965 | 5.4673 | 5.3482 | 5.3517 | 5.3974 | 5.4458 | 5.7294 | 6.1252 | 5.994 | 5.7266 | 5.5952 | 5.2024 | 4.9654 | 4.7309
2046-10-26 | 4.6017 | 4.5457 | 4.3868 | 4.3098 | 4.397 | 4.5869 | 4.8467 | 5.0282 | 5.2644 | 5.0801 | 5.0898 | 5.0736 | 5.1641 | 4.9225 | 5.0587 | 5.3793 | 5.7821 | 6.0283 | 6.1126 | 6.0649 | 5.7773 | 5.617 | 5.3172 | 5.0154
2046-10-27 | 4.8534 | 4.6105 | 4.4361 | 4.3562 | 4.4675 | 4.8205 | 5.0646 | 5.3058 | 5.3861 | 5.1965 | 5.0154 | 5.0634 | 5.1395 | 4.7893 | 4.9664 | 5.2623 | 5.6309 | 5.9205 | 5.811 | 5.6378 | 5.2856 | 5.1862 | 4.9799 | 4.5951
2046-10-28 | 4.5155 | 4.368 | 4.2836 | 4.2176 | 4.1805 | 4.4875 | 4.5124 | 4.7059 | 4.8803 | 4.9755 | 4.8251 | 4.903 | 4.7928 | 4.407 | 4.776 | 5.0308 | 5.4195 | 5.864 | 5.9729 | 5.9389 | 5.6144 | 5.3543 | 5.0233 | 4.6499
2046-10-29 | 4.4872 | 4.3636 | 4.3043 | 4.2121 | 4.3032 | 4.6025 | 4.8097 | 5.045 | 5.1855 | 5.0874 | 4.9079 | 5.0759 | 5.1039 | 5.0477 | 5.1457 | 5.4564 | 5.8271 | 6.1003 | 6.2309 | 6.1536 | 5.8158 | 5.5797 | 5.219 | 4.8276
2046-10-30 | 4.6827 | 4.4323 | 4.2669 | 4.1939 | 4.1935 | 4.4378 | 4.8592 | 4.9959 | 5.3271 | 5.0718 | 5.0123 | 5.0159 | 5.1262 | 5.2788 | 5.033 | 5.517 | 5.8288 | 6.118 | 6.1444 | 5.989 | 5.6709 | 5.4037 | 5.0969 | 4.7432
2046-10-31 | 4.6372 | 4.5127 | 4.3881 | 4.2862 | 4.1981 | 4.475 | 4.7537 | 4.9075 | 5.1688 | 5.0987 | 5.0085 | 4.9521 | 5.1051 | 5.1551 | 5.2002 | 5.0885 | 5.5895 | 6.0759 | 6.2482 | 6.0988 | 5.8846 | 5.6094 | 5.1457 | 4.7681
2046-11-01 | 4.6353 | 4.4111 | 4.3318 | 4.2233 | 4.2619 | 4.442 | 4.517 | 4.6906 | 4.8127 | 4.853 | 4.8878 | 4.8235 | 4.7707 | 4.5287 | 4.7564 | 4.9638 | 5.5088 | 5.8834 | 5.7667 | 5.4398 | 5.2692 | 5.1268 | 4.8982 | 4.6977
2046-11-02 | 4.6019 | 4.4459 | 4.2508 | 4.2411 | 4.197 | 4.5348 | 4.6262 | 4.9416 | 5.0071 | 4.9869 | 4.8007 | 4.825 | 4.7402 | 4.4038 | 4.7783 | 5.1304 | 5.5 | 5.8259 | 5.8045 | 5.7097 | 5.365 | 5.1773 | 4.9592 | 4.7106
2046-11-03 | 4.556 | 4.4263 | 4.2697 | 4.2751 | 4.305 | 4.5029 | 4.5728 | 4.6848 | 4.9293 | 4.9064 | 4.8555 | 4.9009 | 4.8603 | 4.938 | 5.0102 | 5.3547 | 5.6084 | 5.7679 | 5.7412 | 5.4969 | 5.149 | 4.9102 | 4.8539 | 4.4977
2046-11-04 | 4.4647 | 4.2871 | 4.1518 | 3.9338 | 4.0049 | 4.3491 | 4.4702 | 4.6975 | 5.0623 | 4.7971 | 4.8024 | 4.6285 | 4.6559 | 4.4419 | 4.6916 | 5.0671 | 5.5751 | 5.8233 | 5.9518 | 5.6891 | 5.3809 | 5.235 | 4.9427 | 4.6106
2046-11-05 | 4.4037 | 4.1272 | 4.0187 | 3.9555 | 4.2115 | 4.4684 | 4.733 | 4.8506 | 5.0158 | 4.9109 | 4.6921 | 4.6384 | 4.9015 | 4.8088 | 4.7809 | 5.3221 | 5.7114 | 6.1429 | 6.2164 | 6.0472 | 5.6439 | 5.4118 | 5.126 | 4.7262
2046-11-06 | 4.5619 | 4.3698 | 4.2604 | 4.1459 | 4.3229 | 4.6717 | 4.969 | 5.0665 | 5.0879 | 5.0323 | 5.0393 | 5.0003 | 5.0428 | 4.9891 | 5.0852 | 5.4431 | 5.7946 | 6.2056 | 6.1635 | 5.9227 | 5.6927 | 5.4583 | 5.0161 | 4.8688
2046-11-07 | 4.7233 | 4.6381 | 4.5258 | 4.428 | 4.42 | 4.7626 | 4.9657 | 5.0909 | 5.2608 | 4.9712 | 4.9062 | 4.9237 | 5.0393 | 5.0379 | 5.0225 | 5.187 | 5.7155 | 6.0473 | 6.0444 | 5.9521 | 5.6964 | 5.415 | 4.9923 | 4.7027
2046-11-08 | 4.709 | 4.5027 | 4.4767 | 4.4128 | 4.4076 | 4.5527 | 4.9648 | 5.3685 | 5.3826 | 5.1574 | 5.237 | 4.9254 | 5.0559 | 4.7943 | 4.7501 | 4.5983 | 4.6673 | 5.0895 | 5.6705 | 5.7125 | 5.5043 | 5.2735 | 5.1138 | 4.9323
2046-11-09 | 4.4977 | 4.1182 | 4.0888 | 4.0274 | 4.3532 | 4.7323 | 4.9441 | 5.2757 | 5.3016 | 5.104 | 5.0981 | 5.1947 | 5.2645 | 4.8634 | 4.9043 | 5.3058 | 5.5752 | 5.8219 | 5.7917 | 5.607 | 5.1966 | 5.0765 | 4.839 | 4.4949
2046-11-10 | 4.3064 | 4.2039 | 4.1402 | 4.1111 | 4.3028 | 4.3815 | 4.6895 | 4.7745 | 5.1053 | 4.983 | 4.9172 | 4.7917 | 4.8835 | 4.9415 | 4.9472 | 5.1064 | 5.4498 | 5.8574 | 5.7651 | 5.3779 | 5.0568 | 5.0443 | 4.819 | 4.5313
2046-11-11 | 4.4109 | 4.2865 | 4.0874 | 3.986 | 4.145 | 4.4169 | 4.4836 | 4.7724 | 4.9568 | 4.7633 | 4.9537 | 4.8498 | 4.9845 | 4.9675 | 4.9792 | 5.2013 | 5.5627 | 5.7154 | 5.7576 | 5.6673 | 5.2847 | 5.1832 | 4.8958 | 4.664
2046-11-12 | 4.5179 | 4.4309 | 4.313 | 4.1144 | 4.2905 | 4.4315 | 4.5875 | 4.8371 | 4.9827 | 4.7912 | 4.7878 | 4.7583 | 4.9099 | 4.8777 | 5.0352 | 5.1871 | 5.4868 | 5.87 | 5.9932 | 5.7898 | 5.5593 | 5.3309 | 4.912 | 4.6428
2046-11-13 | 4.5473 | 4.4339 | 4.2927 | 4.3803 | 4.5652 | 4.7648 | 4.8046 | 4.9946 | 5.317 | 5.1586 | 4.9705 | 5.0357 | 5.0696 | 5.1507 | 5.3162 | 5.3338 | 5.7387 | 6.2342 | 6.2748 | 5.9148 | 5.6045 | 5.2775 | 4.9122 | 4.6249
2046-11-14 | 4.7708 | 4.67 | 4.5964 | 4.5932 | 4.4416 | 4.7908 | 5.0006 | 4.8809 | 5.3717 | 5.1749 | 5.2704 | 5.2078 | 5.4218 | 5.1199 | 5.3116 | 5.7168 | 6.0132 | 6.6265 | 6.7622 | 6.565 | 6.3238 | 6.0533 | 5.4774 | 5.1956
2046-11-15 | 4.8115 | 4.5821 | 4.6028 | 4.3603 | 4.4311 | 4.5442 | 4.6732 | 5.2794 | 5.4786 | 5.1612 | 4.9665 | 4.8282 | 4.798 | 4.765 | 4.9775 | 5.2717 | 5.6337 | 5.93 | 6.0672 | 5.8155 | 5.7221 | 5.496 | 5.1243 | 4.8468
2046-11-16 | 4.6747 | 4.5098 | 4.3803 | 4.3419 | 4.4088 | 4.7582 | 4.9928 | 5.3358 | 5.2984 | 5.1566 | 5.004 | 5.1662 | 5.4055 | 4.9748 | 5.1312 | 5.4979 | 5.7679 | 6.0811 | 6.1049 | 5.9261 | 5.4865 | 5.4199 | 5.0379 | 4.759
2046-11-17 | 4.679 | 4.4854 | 4.407 | 4.3735 | 4.4301 | 4.697 | 4.9038 | 4.897 | 5.2725 | 4.9288 | 4.9494 | 4.9982 | 4.9706 | 4.9878 | 4.8452 | 4.8947 | 5.1529 | 5.512 | 5.5065 | 5.2884 | 5.051 | 4.9701 | 4.8175 | 4.5325
2046-11-18 | 4.4388 | 4.2106 | 4.219 | 4.2683 | 4.3652 | 4.6853 | 4.8552 | 5.1899 | 5.3868 | 5.2221 | 5.1962 | 5.3104 | 5.2586 | 5.0277 | 5.0029 | 5.3665 | 5.5383 | 5.8152 | 5.84 | 5.6188 | 5.2259 | 5.0393 | 4.8515 | 4.4223
2046-11-19 | 4.3088 | 4.1644 | 4.065 | 4.0853 | 4.2761 | 4.5762 | 4.7738 | 5.1303 | 5.0817 | 4.9678 | 5.0675 | 4.9552 | 4.9611 | 5.189 | 5.4739 | 5.541 | 5.8516 | 6.0501 | 6.1422 | 6.0009 | 5.7174 | 5.5119 | 4.9634 | 4.7597
2046-11-20 | 4.5149 | 4.2944 | 4.2062 | 4.1008 | 4.3213 | 4.6776 | 4.9281 | 5.1105 | 5.1036 | 4.8829 | 4.9765 | 5.08 | 5.0956 | 5.0757 | 5.0748 | 5.2298 | 5.5321 | 5.8663 | 5.946 | 5.6931 | 5.4696 | 5.2989 | 4.9535 | 4.6711
2046-11-21 | 4.4726 | 4.3234 | 4.2574 | 4.2796 | 4.3144 | 4.6367 | 5.0021 | 5.1615 | 5.2449 | 4.9829 | 4.9595 | 4.9631 | 5.3056 | 5.2649 | 5.3227 | 5.3162 | 5.7034 | 5.8692 | 5.828 | 5.6948 | 5.4621 | 5.1828 | 4.9107 | 4.6854
2046-11-22 | 4.6922 | 4.4555 | 4.3693 | 4.2722 | 4.347 | 4.512 | 4.7793 | 5.0041 | 4.9505 | 4.7781 | 4.7961 | 4.7451 | 4.808 | 4.8716 | 5.0011 | 5.1198 | 5.4082 | 5.6739 | 5.957 | 5.7728 | 5.5877 | 5.4112 | 5.137 | 4.9736
2046-11-23 | 4.8636 | 4.6881 | 4.4418 | 4.4034 | 4.5267 | 4.7894 | 5.0074 | 5.0754 | 5.4781 | 4.9819 | 4.8926 | 4.7481 | 4.9631 | 5.0272 | 4.9905 | 5.1244 | 5.3224 | 5.6177 | 5.7767 | 5.5191 | 5.2211 | 5.0919 | 4.9884 | 4.7121
2046-11-24 | 4.5394 | 4.3236 | 4.2614 | 4.2753 | 4.1751 | 4.4246 | 4.5773 | 4.8542 | 5.0361 | 4.8343 | 4.6731 | 4.7346 | 4.6918 | 4.785 | 4.6353 | 4.7981 | 5.2291 | 5.535 | 5.6086 | 5.3871 | 5.0404 | 4.803 | 4.6634 | 4.4994
2046-11-25 | 4.4709 | 4.2846 | 3.9819 | 3.9838 | 3.9595 | 4.3571 | 4.6302 | 4.8634 | 5.1662 | 5.0428 | 4.9494 | 4.9004 | 5.0061 | 5.128 | 4.9227 | 5.2057 | 5.5571 | 5.9131 | 5.8989 | 5.6298 | 5.2692 | 4.8599 | 4.63 | 4.5133
2046-11-26 | 4.317 | 4.1384 | 4.0748 | 3.9445 | 4.0131 | 4.499 | 4.7009 | 4.9209 | 5.0009 | 4.8985 | 4.7248 | 4.6488 | 4.6075 | 4.7305 | 4.952 | 5.2756 | 5.6059 | 5.7399 | 5.9398 | 5.9071 | 5.6405 | 5.4868 | 4.999 | 4.72
2046-11-27 | 4.5592 | 4.3688 | 4.2915 | 4.2007 | 4.3939 | 4.4897 | 4.7489 | 5.0409 | 5.1714 | 5.0826 | 4.8636 | 4.8838 | 5.0504 | 5.2252 | 5.344 | 5.344 | 5.695 | 5.8778 | 5.8956 | 5.7086 | 5.4571 | 5.1965 | 4.7397 | 4.4306
2046-11-28 | 4.3283 | 4.2292 | 4.1613 | 4.2085 | 4.2545 | 4.3419 | 4.5604 | 4.8603 | 5.2055 | 5.2049 | 5.1369 | 5.208 | 5.3955 | 5.28 | 5.4876 | 5.5298 | 5.7298 | 5.9579 | 5.956 | 5.7763 | 5.4346 | 5.1661 | 4.865 | 4.496
2046-11-29 | 4.4578 | 4.2296 | 4.2533 | 4.1123 | 4.2321 | 4.3521 | 4.6372 | 4.9639 | 5.4882 | 5.3773 | 5.1824 | 5.085 | 5.1192 | 5.1249 | 5.2969 | 5.3183 | 5.7139 | 5.8205 | 5.802 | 5.4519 | 5.3464 | 5.1581 | 4.9609 | 4.6261
2046-11-30 | 4.4379 | 4.294 | 4.0788 | 3.8927 | 3.9995 | 4.0518 | 4.3004 | 4.5788 | 4.9204 | 4.8186 | 4.7838 | 4.7125 | 4.8599 | 4.8863 | 4.9904 | 5.3089 | 5.4704 | 5.5481 | 5.4382 | 5.2498 | 5.1241 | 5.0773 | 4.5792 | 4.3947
2046-12-01 | 4.676 | 4.5441 | 4.2187 | 4.3544 | 4.4022 | 4.4892 | 4.764 | 4.9425 | 5.2006 | 5.1399 | 4.9295 | 4.9013 | 5.0662 | 4.9503 | 5.1393 | 5.3493 | 5.5436 | 5.7842 | 5.7855 | 5.6428 | 5.2923 | 5.1755 | 4.9718 | 4.807
2046-12-02 | 4.1549 | 3.9358 | 3.8413 | 3.8352 | 3.8641 | 4.1397 | 4.4637 | 4.8903 | 4.9887 | 4.8124 | 4.4746 | 4.4705 | 4.4802 | 4.3116 | 4.5724 | 4.6498 | 4.8874 | 5.3302 | 5.4748 | 5.3619 | 5.0017 | 4.7435 | 4.3735 | 4.1633
2046-12-03 | 4.042 | 3.8662 | 3.7553 | 3.682 | 3.7547 | 4.1116 | 4.4112 | 4.8086 | 4.9591 | 4.9677 | 4.439 | 4.474 | 4.5593 | 4.6571 | 4.7298 | 4.7842 | 5.1428 | 5.5771 | 5.6725 | 5.4802 | 4.9377 | 4.5981 | 4.296 | 4.035
2046-12-04 | 3.9391 | 3.7516 | 3.6259 | 3.5637 | 3.7296 | 4.1225 | 4.3702 | 4.6616 | 4.8253 | 4.7268 | 4.5104 | 4.4828 | 4.7069 | 4.3252 | 4.6384 | 4.8118 | 5.0078 | 5.3923 | 5.6308 | 5.5972 | 5.4018 | 5.0923 | 4.5068 | 4.2619
2046-12-05 | 4.092 | 4.0103 | 3.9566 | 3.8711 | 3.9381 | 4.3307 | 4.6546 | 4.9011 | 4.8664 | 4.8343 | 4.8136 | 4.6115 | 4.5321 | 4.5336 | 4.7052 | 4.7396 | 5.1525 | 5.4838 | 5.8943 | 5.4713 | 5.0705 | 4.7275 | 4.2494 | 3.9227
2046-12-06 | 3.9743 | 3.8404 | 3.7934 | 3.6697 | 3.7434 | 4.1718 | 4.4301 | 4.6901 | 4.5017 | 4.3993 | 4.3845 | 4.4442 | 4.4981 | 4.371 | 4.3848 | 4.6252 | 5.0034 | 5.45 | 5.8497 | 5.7862 | 5.6983 | 5.2913 | 4.8274 | 4.5515
2046-12-07 | 4.4169 | 4.2837 | 4.0004 | 3.9398 | 4.0234 | 4.401 | 4.7765 | 5.1643 | 4.9653 | 4.5233 | 4.4713 | 4.5078 | 4.5221 | 4.2141 | 4.4059 | 4.5549 | 4.9045 | 5.2208 | 5.3221 | 5.1242 | 4.826 | 4.6422 | 4.4938 | 4.2649
2046-12-08 | 4.0603 | 3.8719 | 3.7705 | 3.683 | 3.755 | 4.1408 | 4.2279 | 4.5088 | 4.6489 | 4.7517 | 4.5692 | 4.6217 | 4.6375 | 4.6044 | 4.7479 | 4.953 | 4.8905 | 5.1949 | 5.2483 | 5.0218 | 4.9062 | 4.7787 | 4.5736 | 4.3058
2046-12-09 | 4.2095 | 3.9819 | 3.8403 | 3.8426 | 3.9385 | 4.2584 | 4.5343 | 4.7853 | 4.9574 | 4.8513 | 4.7635 | 4.468 | 4.4937 | 4.5166 | 4.5918 | 4.7504 | 5.0858 | 5.3998 | 5.644 | 5.157 | 4.8477 | 4.6147 | 4.4032 | 4.0549
2046-12-10 | 3.8419 | 3.7578 | 3.5934 | 3.5794 | 3.6431 | 4.0535 | 4.3616 | 4.6141 | 5.0468 | 4.7519 | 4.6316 | 4.5916 | 4.6255 | 4.6245 | 4.6944 | 4.982 | 5.1621 | 5.4059 | 5.4643 | 5.2648 | 5.2274 | 4.9397 | 4.4962 | 4.1967
2046-12-11 | 4.0542 | 4.0935 | 3.8944 | 3.7255 | 3.8268 | 4.0945 | 4.3612 | 4.8824 | 4.9249 | 4.8569 | 4.6661 | 4.7269 | 4.6322 | 4.73 | 4.725 | 5.0129 | 5.1327 | 5.6428 | 5.8934 | 5.7369 | 5.3533 | 5.0562 | 4.5822 | 4.3481
2046-12-12 | 4.2239 | 4.0036 | 3.9135 | 3.8812 | 3.9401 | 4.2736 | 4.5797 | 4.9634 | 5.1171 | 5.1205 | 5.0812 | 5.0815 | 5.0345 | 5.0893 | 5.2247 | 5.2037 | 5.234 | 5.5153 | 5.783 | 5.5318 | 5.149 | 4.8047 | 4.4476 | 4.2109
2046-12-13 | 4.2267 | 4.0802 | 4.0577 | 3.9373 | 4.0217 | 4.3584 | 4.6153 | 4.8993 | 4.7626 | 4.7543 | 4.6379 | 4.3958 | 4.338 | 4.1974 | 4.3035 | 4.5216 | 4.9838 | 5.483 | 5.7211 | 5.4607 | 5.192 | 4.8093 | 4.5558 | 4.3675
2046-12-14 | 4.1832 | 4.0012 | 3.8927 | 3.7696 | 3.7712 | 4.1575 | 4.4259 | 4.8099 | 4.8059 | 5.0509 | 4.8555 | 4.8159 | 4.7965 | 4.7357 | 4.8655 | 5.0913 | 5.4386 | 5.6251 | 5.5658 | 5.3171 | 5.0112 | 4.8723 | 4.554 | 4.2412
2046-12-15 | 3.9927 | 3.8159 | 3.7229 | 3.6097 | 3.6714 | 3.9147 | 4.0444 | 4.3879 | 4.5205 | 4.4801 | 4.2941 | 4.3071 | 4.2899 | 4.3229 | 4.4469 | 4.3355 | 4.8571 | 5.1909 | 5.3763 | 5.2042 | 4.8139 | 4.6385 | 4.4364 | 4.217
2046-12-16 | 3.9975 | 3.7853 | 3.5726 | 3.4278 | 3.5222 | 3.751 | 4.0538 | 4.4646 | 4.7334 | 4.659 | 4.4995 | 4.4987 | 4.468 | 4.3981 | 4.5585 | 4.6425 | 5.108 | 5.6849 | 5.8358 | 5.6714 | 5.0105 | 4.8282 | 4.5604 | 4.2218
2046-12-17 | 4.0524 | 3.884 | 3.7495 | 3.702 | 3.6702 | 4.0086 | 4.3011 | 4.6568 | 4.5782 | 4.5217 | 4.4584 | 4.4099 | 4.5352 | 4.4306 | 4.2255 | 4.4029 | 4.9848 | 5.5078 | 5.6478 | 5.5562 | 5.2383 | 4.9421 | 4.409 | 4.1092
2046-12-18 | 4.1886 | 4.0784 | 3.8278 | 3.6823 | 3.8097 | 4.1139 | 4.313 | 4.6298 | 4.6067 | 4.6133 | 4.455 | 4.6114 | 4.6054 | 4.5857 | 4.6178 | 4.7756 | 4.8689 | 5.2814 | 5.5133 | 5.3649 | 5.073 | 4.8598 | 4.4772 | 4.2863
2046-12-19 | 4.1344 | 4.0198 | 3.9241 | 3.8066 | 3.8594 | 4.1701 | 4.4587 | 4.769 | 4.79 | 4.7364 | 4.5938 | 4.4704 | 4.7229 | 4.477 | 4.5525 | 4.7661 | 5.1386 | 5.4183 | 5.466 | 5.6066 | 5.3773 | 4.9144 | 4.4105 | 4.0892
2046-12-20 | 4.0942 | 3.8634 | 3.7847 | 3.5968 | 3.7429 | 4.0685 | 4.5582 | 4.6267 | 4.5982 | 4.6078 | 4.4119 | 4.295 | 4.3625 | 4.3092 | 4.4794 | 4.7387 | 4.9228 | 5.4148 | 5.9699 | 5.7486 | 5.3558 | 4.997 | 4.6647 | 4.4952
2046-12-21 | 4.2878 | 4.0112 | 3.8692 | 3.7707 | 3.9006 | 4.2425 | 4.3767 | 4.6576 | 4.627 | 4.5019 | 4.5575 | 4.8657 | 4.7367 | 4.5585 | 4.7055 | 4.9784 | 5.2588 | 5.6035 | 5.7908 | 5.733 | 5.3095 | 4.992 | 4.6779 | 4.4637
2046-12-22 | 4.3427 | 4.1214 | 3.9954 | 3.9533 | 3.9917 | 4.1948 | 4.3977 | 4.4598 | 4.5206 | 4.4773 | 4.3812 | 4.548 | 4.5887 | 4.5024 | 4.6167 | 4.909 | 5.0707 | 5.5711 | 5.7845 | 5.6051 | 5.1596 | 5.073 | 4.6524 | 4.3132
2046-12-23 | 4.2954 | 4.0721 | 3.8749 | 3.7969 | 3.7563 | 3.9623 | 4.2463 | 4.4622 | 4.5077 | 4.4506 | 4.4698 | 4.4747 | 4.4311 | 4.4992 | 4.583 | 4.7618 | 5.1493 | 5.6593 | 5.8476 | 5.7081 | 5.244 | 4.9221 | 4.5364 | 4.2386
2046-12-24 | 4.1628 | 3.999 | 3.7944 | 3.721 | 3.8083 | 3.9887 | 4.221 | 4.5354 | 4.9148 | 5.0233 | 4.9731 | 5.1728 | 5.1568 | 5.1811 | 5.2816 | 5.3952 | 5.5577 | 6.1117 | 6.1138 | 5.842 | 5.598 | 5.2381 | 4.9523 | 4.575
2046-12-25 | 4.3409 | 4.1612 | 3.9756 | 3.7964 | 3.9156 | 4.0296 | 4.268 | 4.5151 | 4.7448 | 4.809 | 4.9344 | 4.9054 | 4.9777 | 4.9942 | 5.0812 | 5.0952 | 5.3405 | 5.8825 | 6.0514 | 5.8712 | 5.5138 | 5.2401 | 4.7949 | 4.5982
2046-12-26 | 4.7602 | 4.6449 | 4.5257 | 4.4562 | 4.5771 | 4.6887 | 4.8764 | 5.2485 | 5.5788 | 5.2992 | 5.5587 | 5.5783 | 5.6861 | 5.4853 | 5.8881 | 5.9658 | 6.3895 | 6.6653 | 6.9419 | 6.8697 | 6.2611 | 5.7268 | 5.161 | 4.6493
2046-12-27 | 4.3129 | 4.0784 | 4.0426 | 3.888 | 3.9528 | 4.2455 | 4.4169 | 4.7059 | 4.9593 | 4.8759 | 5.0322 | 5.1159 | 5.0461 | 5.0619 | 5.2251 | 5.15 | 5.7947 | 6.2301 | 6.3687 | 6.1587 | 5.7974 | 5.5385 | 5.2095 | 4.6509
2046-12-28 | 4.4708 | 4.2495 | 4.0536 | 3.8746 | 4.0439 | 4.284 | 4.4111 | 4.8005 | 5.1285 | 5.2186 | 5.3777 | 5.6283 | 5.6627 | 5.3375 | 5.484 | 5.6482 | 6.0211 | 6.4532 | 6.4436 | 6.1086 | 5.726 | 5.6579 | 5.2842 | 4.7318
2046-12-29 | 4.5601 | 4.3262 | 4.3187 | 4.1791 | 4.0114 | 4.2653 | 4.5154 | 4.8561 | 5.0484 | 5.0755 | 5.1543 | 4.9818 | 5.0357 | 4.9667 | 5.0413 | 5.1903 | 5.6849 | 6.1045 | 6.2442 | 6.0848 | 5.692 | 5.4728 | 5.0395 | 4.6127
2046-12-30 | 4.3851 | 4.1279 | 3.9516 | 4.0863 | 3.966 | 4.1926 | 4.4348 | 4.8673 | 5.1999 | 5.042 | 4.9827 | 5.1112 | 5.145 | 4.8788 | 5.2782 | 5.6355 | 5.8357 | 6.2775 | 6.4275 | 6.3157 | 5.7264 | 5.6212 | 5.2959 | 4.7657
2046-12-31 | 4.4991 | 4.3031 | 4.1506 | 4.013 | 4.1431 | 4.2098 | 4.3002 | 4.6588 | 5.0132 | 5.0348 | 5.1484 | 5.1994 | 5.0617 | 4.8038 | 5.0462 | 5.352 | 5.7049 | 6.1814 | 6.304 | 6.1976 | 5.7384 | 5.6423 | 5.2861 | 4.7313
2047-01-01 | 4.5865 | 4.4265 | 4.1638 | 4.014 | 3.9846 | 4.2004 | 4.2362 | 4.5418 | 4.554 | 4.5712 | 4.9829 | 5.0049 | 4.912 | 4.6934 | 4.8412 | 4.9066 | 5.2404 | 5.8243 | 6.2801 | 6.0267 | 5.5869 | 5.3901 | 4.9688 | 4.3583
2047-01-02 | 4.3625 | 4.2271 | 4.0723 | 4.1389 | 4.1521 | 4.3688 | 4.6488 | 4.8689 | 5.0985 | 5.0216 | 5.0401 | 4.8278 | 4.8147 | 5.0331 | 5.175 | 5.3805 | 5.7545 | 6.1056 | 6.5032 | 6.3312 | 5.9262 | 5.5667 | 5.0638 | 4.5282
2047-01-03 | 4.1646 | 4.0415 | 3.9115 | 3.8221 | 3.8846 | 4.1521 | 4.3971 | 4.6254 | 4.8559 | 4.7717 | 4.3591 | 4.3684 | 4.273 | 4.2897 | 4.359 | 4.9282 | 5.4261 | 5.8735 | 6.025 | 5.7343 | 5.3062 | 5.0953 | 4.6035 | 4.1943
2047-01-04 | 4.092 | 3.9867 | 4.0169 | 4.0303 | 4.029 | 4.2503 | 4.4384 | 4.5691 | 4.6353 | 4.4652 | 4.3162 | 4.3565 | 4.4016 | 4.2973 | 4.5011 | 4.8348 | 5.4148 | 5.8104 | 5.9598 | 5.8202 | 5.4448 | 5.1125 | 4.6572 | 4.3183
2047-01-05 | 4.3057 | 4.137 | 4.0783 | 3.8969 | 3.9333 | 4.0402 | 4.341 | 4.4602 | 4.4848 | 4.4221 | 4.2707 | 4.1682 | 4.4265 | 4.5154 | 4.5579 | 4.7496 | 5.2292 | 5.3942 | 5.5637 | 5.3714 | 5.203 | 4.9409 | 4.5372 | 4.3889
2047-01-06 | 4.2792 | 4.0644 | 3.8619 | 3.7755 | 3.7983 | 4.0117 | 4.1401 | 4.1933 | 4.3717 | 4.2867 | 4.1542 | 4.0831 | 4.162 | 4.3157 | 4.4242 | 4.5769 | 4.9961 | 5.4062 | 5.454 | 5.4048 | 5.0591 | 4.7754 | 4.4618 | 4.2394
2047-01-07 | 4.0937 | 3.9771 | 3.8438 | 3.82 | 3.8593 | 4.1096 | 4.3914 | 4.489 | 4.527 | 4.3973 | 4.3563 | 4.3703 | 4.4615 | 4.5612 | 4.8922 | 5.0676 | 5.4097 | 5.839 | 5.8606 | 5.6897 | 5.2243 | 4.9254 | 4.6003 | 4.2005
2047-01-08 | 4.1119 | 3.9378 | 3.7917 | 3.8433 | 3.8173 | 4.137 | 4.382 | 4.5315 | 4.5558 | 4.1997 | 4.2364 | 4.2856 | 4.4136 | 4.6222 | 5.0935 | 5.0722 | 5.1726 | 5.58 | 5.9043 | 5.6978 | 5.1805 | 4.9479 | 4.4949 | 4.1304
2047-01-09 | 3.9883 | 3.9192 | 3.7472 | 3.7024 | 3.8686 | 4.2549 | 4.5012 | 4.8085 | 4.7886 | 4.5544 | 4.4491 | 4.4198 | 4.4373 | 4.7509 | 4.7489 | 4.8543 | 5.0774 | 5.5431 | 5.8101 | 5.548 | 5.3458 | 4.934 | 4.6034 | 4.2513
2047-01-10 | 4.0909 | 3.9881 | 3.9013 | 3.8025 | 3.8509 | 4.1519 | 4.4985 | 4.8085 | 4.5889 | 4.7429 | 4.8965 | 4.5527 | 4.5219 | 4.6646 | 4.7169 | 4.7705 | 5.0867 | 5.7297 | 5.9943 | 5.7184 | 5.2996 | 5.0704 | 4.557 | 4.4429
2047-01-11 | 4.1477 | 4.0212 | 3.9458 | 3.8959 | 3.9865 | 4.1708 | 4.5745 | 4.7074 | 4.5987 | 4.6511 | 4.6142 | 4.9121 | 4.9079 | 4.7697 | 4.903 | 4.938 | 4.9622 | 5.6097 | 5.7313 | 5.4559 | 5.2107 | 4.8161 | 4.3384 | 4.3399
2047-01-12 | 4.2431 | 3.8585 | 3.8695 | 3.751 | 3.6841 | 3.8403 | 4.0491 | 4.3602 | 4.6263 | 4.7715 | 4.4453 | 4.5325 | 4.6885 | 4.5083 | 4.4209 | 4.7118 | 5.1815 | 5.5118 | 5.7002 | 5.5314 | 5.3176 | 4.869 | 4.5707 | 4.5686
2047-01-13 | 4.2708 | 3.9842 | 3.7852 | 3.7801 | 3.6926 | 3.9539 | 4.1396 | 4.3772 | 4.6624 | 4.793 | 4.8613 | 4.8404 | 4.6238 | 4.4453 | 4.3318 | 4.7437 | 4.9943 | 5.355 | 5.7231 | 5.648 | 5.0902 | 4.7643 | 4.4288 | 4.153
2047-01-14 | 4.0633 | 3.8918 | 3.7478 | 3.7124 | 3.7832 | 3.9664 | 4.3475 | 4.7547 | 4.8788 | 4.7321 | 4.7303 | 4.5628 | 4.7421 | 4.7294 | 4.7435 | 4.428 | 4.8631 | 5.5745 | 5.7811 | 5.5164 | 5.1847 | 5.1279 | 4.4508 | 4.1332
2047-01-15 | 4.0273 | 3.8546 | 3.66 | 3.6721 | 3.7134 | 3.9806 | 4.345 | 4.5568 | 4.5397 | 4.2366 | 4.1308 | 4.2774 | 4.2523 | 4.1802 | 4.2316 | 4.2645 | 4.4917 | 4.8807 | 5.3074 | 5.2378 | 4.9 | 4.621 | 4.2765 | 3.9078
2047-01-16 | 3.8074 | 3.8488 | 3.755 | 3.6863 | 3.8384 | 4.2642 | 4.5906 | 4.7779 | 4.6035 | 4.5163 | 4.435 | 4.7341 | 4.4581 | 4.3937 | 4.5864 | 4.5631 | 4.6859 | 5.0733 | 5.5654 | 5.4579 | 5.0236 | 4.69 | 4.3689 | 3.9551
2047-01-17 | 3.8725 | 3.7489 | 3.6148 | 3.5624 | 3.7003 | 4.1072 | 4.4368 | 4.6926 | 4.5219 | 4.4647 | 4.5967 | 4.7537 | 4.5335 | 4.6016 | 4.7641 | 4.8887 | 5.0628 | 5.3772 | 5.4801 | 5.3202 | 5.0859 | 4.9382 | 4.381 | 3.9917
2047-01-18 | 4.0339 | 3.9701 | 3.9164 | 3.8812 | 3.8806 | 4.2091 | 4.7343 | 4.9952 | 4.8055 | 4.7007 | 4.7321 | 4.6988 | 4.8421 | 4.7487 | 4.6623 | 4.8389 | 4.9153 | 5.3043 | 5.4668 | 5.2361 | 4.9476 | 4.7268 | 4.386 | 4.0729
2047-01-19 | 4.0684 | 3.8549 | 3.8099 | 3.6595 | 3.7061 | 3.9386 | 4.1753 | 4.4278 | 4.6615 | 4.6221 | 4.3984 | 4.3194 | 4.4427 | 4.5248 | 4.6684 | 4.7615 | 4.9538 | 5.3452 | 5.6066 | 5.3872 | 5.12 | 4.7791 | 4.5629 | 4.2632
2047-01-20 | 4.1493 | 3.882 | 3.6714 | 3.6412 | 3.6348 | 3.8612 | 4.2104 | 4.584 | 4.8337 | 4.7548 | 4.5751 | 4.6988 | 4.8318 | 4.7819 | 5.0363 | 5.2444 | 5.3714 | 5.5635 | 5.7247 | 5.6763 | 5.0943 | 4.8404 | 4.4737 | 4.16
2047-01-21 | 4.0262 | 3.8649 | 3.8505 | 3.795 | 3.8147 | 4.0698 | 4.3064 | 4.5191 | 4.6387 | 4.3834 | 4.1533 | 4.2596 | 4.2359 | 4.3708 | 4.3411 | 4.3987 | 4.6833 | 5.1868 | 5.5715 | 5.5064 | 4.8617 | 4.6838 | 4.3827 | 4.0391
2047-01-22 | 3.9031 | 3.7782 | 3.634 | 3.6272 | 3.7056 | 3.9826 | 4.3546 | 4.7071 | 4.5571 | 4.4385 | 4.6173 | 4.7454 | 4.863 | 4.6293 | 4.3364 | 4.5832 | 4.8207 | 5.4827 | 5.7628 | 5.1557 | 5.1227 | 5.0745 | 4.6246 | 4.179
2047-01-23 | 4.0338 | 3.8982 | 3.7119 | 3.6878 | 3.776 | 4.1222 | 4.4839 | 4.6498 | 4.3631 | 4.2595 | 4.1714 | 4.0818 | 4.445 | 4.5772 | 4.4201 | 4.9427 | 5.2977 | 5.7605 | 5.8986 | 5.6928 | 5.4179 | 5.0403 | 4.6458 | 4.1037
2047-01-24 | 3.9593 | 3.8098 | 3.7174 | 3.5842 | 3.6754 | 4.0427 | 4.437 | 4.7828 | 4.5397 | 4.3454 | 4.5454 | 4.6938 | 4.5966 | 4.4943 | 4.9806 | 5.014 | 5.2706 | 5.6691 | 5.8508 | 5.4865 | 5.2673 | 4.7953 | 4.3998 | 4.1142
2047-01-25 | 3.9155 | 3.8614 | 3.8291 | 3.7534 | 3.9751 | 4.1621 | 4.6401 | 4.9006 | 4.9155 | 4.7258 | 4.822 | 4.9573 | 4.9596 | 4.9546 | 5.1236 | 5.0331 | 5.3539 | 5.8286 | 5.8669 | 5.5537 | 5.3433 | 5.2338 | 4.7531 | 4.4814
2047-01-26 | 4.4065 | 4.2492 | 3.9761 | 3.7894 | 3.8019 | 4.0206 | 4.1375 | 4.4952 | 4.6585 | 4.535 | 4.3294 | 4.1804 | 4.156 | 4.0454 | 4.1768 | 4.1014 | 4.4537 | 4.994 | 5.3617 | 5.1841 | 5.0155 | 4.7529 | 4.4436 | 4.2632
2047-01-27 | 4.1749 | 3.9405 | 3.7619 | 3.567 | 3.5652 | 3.8177 | 4.0582 | 4.2413 | 4.4375 | 4.3804 | 4.2314 | 4.3624 | 4.427 | 4.3712 | 4.3038 | 4.5311 | 4.788 | 5.0161 | 5.2282 | 5.3682 | 5.0346 | 4.6407 | 4.3469 | 4.0859
2047-01-28 | 4.0106 | 3.8481 | 3.7561 | 3.7232 | 3.8025 | 4.1819 | 4.4764 | 4.6903 | 4.5825 | 4.3437 | 4.1361 | 4.171 | 4.1564 | 4.1451 | 3.9891 | 4.1166 | 4.5301 | 5.0865 | 5.4403 | 5.406 | 5.1191 | 4.7595 | 4.3516 | 4.0513
2047-01-29 | 3.9902 | 3.8434 | 3.7131 | 3.6599 | 3.828 | 4.251 | 4.8219 | 4.8719 | 4.8249 | 4.6303 | 4.3854 | 4.4207 | 4.4123 | 4.3236 | 4.8249 | 4.9419 | 5.4713 | 5.5629 | 5.7874 | 5.6294 | 5.2991 | 4.9976 | 4.4185 | 4.1136
2047-01-30 | 4.0033 | 3.9185 | 3.7693 | 3.7036 | 3.7804 | 4.2963 | 4.6931 | 4.958 | 4.9975 | 4.9471 | 4.7529 | 4.401 | 4.3397 | 4.5568 | 4.4834 | 4.3654 | 4.981 | 5.3736 | 5.5467 | 5.6132 | 5.4428 | 5.0817 | 4.5628 | 4.2761
2047-01-31 | 4.1197 | 4.0292 | 3.916 | 3.8224 | 3.9066 | 4.2535 | 4.5988 | 5.076 | 5.1385 | 4.6382 | 4.512 | 4.6433 | 5.0697 | 4.8462 | 4.8008 | 4.9925 | 5.2842 | 5.4922 | 5.7888 | 5.4836 | 5.1251 | 4.8586 | 4.3293 | 4.0477
2047-02-01 | 3.7867 | 3.7561 | 3.6695 | 3.6191 | 3.688 | 3.9383 | 4.3008 | 4.556 | 4.7002 | 4.5928 | 4.5228 | 4.707 | 4.7861 | 4.4621 | 5.0328 | 5.0324 | 5.0163 | 5.569 | 5.5409 | 5.1256 | 4.7769 | 4.6722 | 4.3648 | 3.9858
2047-02-02 | 3.9928 | 3.8184 | 3.7278 | 3.5847 | 3.5739 | 3.8245 | 4.0144 | 4.4023 | 4.6269 | 4.7564 | 4.8276 | 4.8887 | 4.7968 | 4.3685 | 4.6805 | 4.6896 | 4.9088 | 5.1735 | 5.2682 | 5.225 | 5.1819 | 4.879 | 4.4431 | 4.1826
2047-02-03 | 3.9717 | 3.7768 | 3.572 | 3.4877 | 3.5214 | 3.7828 | 3.8889 | 4.3327 | 4.631 | 4.58 | 4.4502 | 4.6219 | 4.4661 | 4.2935 | 4.2621 | 4.4741 | 4.4833 | 5.0188 | 5.2306 | 5.1586 | 4.7598 | 4.4524 | 4.1941 | 3.8831
2047-02-04 | 3.7656 | 3.612 | 3.5442 | 3.4856 | 3.5423 | 3.9834 | 4.3939 | 4.7133 | 4.8813 | 4.7922 | 4.4609 | 4.3029 | 4.481 | 4.4012 | 4.6399 | 4.7 | 4.9761 | 5.3335 | 5.491 | 5.2553 | 4.9528 | 4.6873 | 4.2668 | 4.0055
2047-02-05 | 3.9242 | 3.7456 | 3.6264 | 3.6879 | 3.7764 | 4.1472 | 4.5061 | 4.8559 | 4.9341 | 4.6804 | 4.4644 | 4.6081 | 4.6011 | 4.6018 | 4.7835 | 4.711 | 5.0137 | 5.1934 | 5.5334 | 5.7139 | 5.1875 | 4.7635 | 4.3299 | 4.0115
2047-02-06 | 3.9704 | 3.8857 | 3.6822 | 3.6249 | 3.7012 | 4.0684 | 4.5701 | 4.9007 | 4.9288 | 4.9803 | 5.0247 | 4.9094 | 4.7396 | 5.0205 | 5.248 | 5.2258 | 5.6168 | 5.8865 | 6.3024 | 6.1503 | 5.804 | 5.4017 | 4.8432 | 4.6934
2047-02-07 | 4.3838 | 4.0982 | 4.0097 | 3.9139 | 4.0995 | 4.5478 | 4.9646 | 5.3829 | 5.4467 | 5.1796 | 5.2346 | 5.0989 | 4.5567 | 4.577 | 4.4861 | 4.6737 | 5.1257 | 5.498 | 5.7045 | 5.5796 | 5.129 | 4.903 | 4.5439 | 4.0947
2047-02-08 | 3.8192 | 3.7455 | 3.6906 | 3.6066 | 3.6766 | 4.0352 | 4.4807 | 4.9403 | 4.85 | 4.4529 | 4.4412 | 4.3716 | 4.522 | 4.4463 | 4.3944 | 4.4445 | 5.1656 | 5.5597 | 5.6122 | 5.3989 | 5.2303 | 5.1019 | 4.554 | 4.3083
2047-02-09 | 4.1463 | 3.9491 | 3.8078 | 3.6711 | 3.7014 | 3.8876 | 4.1899 | 4.712 | 4.8874 | 4.502 | 4.0354 | 4.1904 | 4.3267 | 3.9856 | 3.9923 | 4.2467 | 4.6591 | 5.1427 | 5.3365 | 5.2044 | 4.7547 | 4.4497 | 4.4331 | 4.2037
2047-02-10 | 3.934 | 3.6907 | 3.4789 | 3.424 | 3.4534 | 3.6651 | 3.8334 | 4.2548 | 4.6358 | 4.6758 | 4.6295 | 4.6343 | 4.445 | 4.4857 | 4.2886 | 4.6225 | 4.8461 | 5.3069 | 5.5839 | 5.4361 | 5.0174 | 4.8651 | 4.5033 | 4.2291
2047-02-11 | 4.0818 | 3.8439 | 3.6198 | 3.5977 | 3.6121 | 4.0153 | 4.374 | 4.7326 | 4.7624 | 4.35 | 4.1457 | 3.9401 | 3.9475 | 3.8599 | 3.8999 | 4.2186 | 4.5575 | 5.1088 | 5.4452 | 5.3353 | 4.8875 | 4.6896 | 4.3218 | 3.8881
2047-02-12 | 3.7773 | 3.6397 | 3.4854 | 3.4633 | 3.5365 | 4.0978 | 4.5825 | 4.9842 | 4.863 | 4.4993 | 4.2091 | 4.2284 | 4.0982 | 3.8901 | 3.9317 | 4.0466 | 4.631 | 5.2714 | 5.4891 | 5.6271 | 5.2332 | 4.8854 | 4.3524 | 3.9021
2047-02-13 | 3.7325 | 3.6623 | 3.5513 | 3.4798 | 3.5574 | 4.1156 | 4.2727 | 4.7677 | 4.8112 | 4.6415 | 4.2408 | 4.041 | 3.9251 | 4.1662 | 4.205 | 4.4528 | 4.7164 | 5.1534 | 5.5797 | 5.4606 | 5.0778 | 4.6405 | 4.3136 | 4.0412
2047-02-14 | 3.9154 | 3.8063 | 3.6629 | 3.5808 | 3.6879 | 4.0528 | 4.3257 | 4.6548 | 4.6684 | 4.7094 | 4.6284 | 4.3137 | 4.3426 | 4.1968 | 4.3118 | 4.4867 | 4.765 | 5.0351 | 5.5155 | 5.3535 | 4.9689 | 4.7928 | 4.3649 | 3.943
2047-02-15 | 3.7497 | 3.678 | 3.626 | 3.6163 | 3.6617 | 3.8772 | 4.1956 | 4.4082 | 4.7429 | 4.6203 | 4.467 | 4.1881 | 4.1314 | 4.0006 | 4.0859 | 4.1448 | 4.4587 | 5.0299 | 5.3696 | 5.4896 | 5.2463 | 5.0976 | 4.6173 | 4.2144
2047-02-16 | 4.1322 | 3.8994 | 3.847 | 3.6573 | 3.7936 | 3.977 | 4.0903 | 4.4444 | 4.8835 | 4.6777 | 4.476 | 4.4223 | 4.6446 | 4.0679 | 4.4045 | 4.348 | 4.7099 | 5.0867 | 5.4929 | 5.4243 | 5.2247 | 4.9668 | 4.5711 | 4.2298
2047-02-17 | 3.9089 | 3.7036 | 3.5456 | 3.4526 | 3.4935 | 3.6815 | 3.8313 | 4.2415 | 4.4728 | 4.3214 | 4.2869 | 4.118 | 4.2856 | 4.1909 | 4.4969 | 4.6112 | 4.7329 | 5.0857 | 5.3374 | 5.4221 | 5.0437 | 4.847 | 4.5819 | 4.1884
2047-02-18 | 3.9643 | 3.7772 | 3.6869 | 3.5781 | 3.6194 | 3.8546 | 3.9493 | 4.3135 | 4.5458 | 4.3428 | 4.1725 | 4.1045 | 3.9993 | 3.9797 | 4.2588 | 4.4021 | 5.1693 | 5.3538 | 5.3737 | 5.3572 | 4.9284 | 4.7686 | 4.3985 | 3.9748
2047-02-19 | 3.8806 | 3.7174 | 3.5612 | 3.5512 | 3.6315 | 3.9296 | 4.2207 | 4.6827 | 5.0417 | 4.771 | 4.7743 | 4.6439 | 4.5997 | 4.5851 | 4.3239 | 4.4359 | 4.7082 | 5.2843 | 5.3612 | 5.2718 | 4.8663 | 4.6384 | 4.2871 | 3.928
2047-02-20 | 3.7622 | 3.6755 | 3.6505 | 3.572 | 3.7499 | 4.2918 | 4.5993 | 4.9569 | 5.0145 | 4.7526 | 4.7221 | 4.7306 | 4.7334 | 4.6427 | 4.4645 | 4.6115 | 4.8779 | 5.3135 | 5.6699 | 5.5301 | 5.0562 | 5.039 | 4.4195 | 3.9266
2047-02-21 | 3.8369 | 3.7438 | 3.6837 | 3.5329 | 3.598 | 4.0033 | 4.2787 | 4.4976 | 4.5125 | 4.2662 | 4.2505 | 4.5004 | 4.4125 | 4.4767 | 4.4235 | 4.8586 | 5.2841 | 5.7112 | 5.9728 | 5.5479 | 5.3433 | 4.8737 | 4.2163 | 3.9502
2047-02-22 | 3.709 | 3.5906 | 3.5473 | 3.5722 | 3.6227 | 3.9807 | 4.3292 | 4.5965 | 4.4372 | 4.27 | 4.6968 | 4.7859 | 5.0234 | 4.7929 | 4.8595 | 5.1952 | 5.4356 | 6.0198 | 5.9964 | 5.8646 | 5.7356 | 5.3349 | 4.7378 | 4.4036
2047-02-23 | 4.167 | 3.8272 | 3.8525 | 3.6026 | 3.6343 | 3.8539 | 3.9958 | 4.3896 | 4.7391 | 4.7707 | 4.6085 | 4.4476 | 4.3966 | 4.4159 | 4.2261 | 4.392 | 4.8612 | 5.2013 | 5.3713 | 5.4224 | 5.1099 | 4.6556 | 4.4728 | 4.1265
2047-02-24 | 4.0298 | 3.6731 | 3.533 | 3.5306 | 3.5595 | 3.7606 | 3.9163 | 4.2947 | 4.583 | 4.6113 | 4.2772 | 4.0687 | 4.1756 | 4.1725 | 4.2862 | 4.5882 | 4.8401 | 5.4906 | 5.614 | 5.6597 | 5.173 | 4.8962 | 4.408 | 4.1096
2047-02-25 | 3.943 | 3.8687 | 3.7042 | 3.5556 | 3.5432 | 3.792 | 4.4021 | 4.7804 | 4.6962 | 4.3895 | 4.1981 | 4.297 | 4.5178 | 4.3445 | 4.4537 | 4.6059 | 4.8103 | 5.1567 | 5.5574 | 5.4033 | 4.9086 | 4.641 | 4.3295 | 3.9836
2047-02-26 | 3.8953 | 3.7803 | 3.6274 | 3.5754 | 3.6311 | 4.0606 | 4.3421 | 4.5315 | 4.7172 | 4.5724 | 4.3416 | 4.1014 | 3.9218 | 4.0783 | 3.961 | 4.2495 | 4.6365 | 5.1443 | 5.58 | 5.3539 | 4.9472 | 4.7747 | 4.2828 | 4.0119
2047-02-27 | 3.8892 | 3.7816 | 3.6862 | 3.6029 | 3.7046 | 4.0902 | 4.3688 | 4.5151 | 4.4489 | 4.2104 | 4.1278 | 3.8764 | 3.8017 | 3.4136 | 3.6757 | 3.9062 | 4.1355 | 4.8335 | 5.4075 | 5.5408 | 5.2658 | 4.8358 | 4.3268 | 3.9221
2047-02-28 | 3.8339 | 3.7408 | 3.5054 | 3.401 | 3.4811 | 3.9044 | 4.0846 | 4.2206 | 4.1214 | 3.9378 | 3.8661 | 3.8502 | 3.7692 | 4.0445 | 4.0155 | 4.2863 | 4.4241 | 5.1152 | 5.2749 | 5.1968 | 4.9963 | 4.6152 | 4.1642 | 3.76
2047-03-01 | 4.0472 | 3.7992 | 3.862 | 3.6804 | 3.76 | 4.0839 | 4.5486 | 4.8089 | 4.7038 | 4.4703 | 4.1855 | 4.1817 | 4.0969 | 3.9419 | 4.1268 | 4.3032 | 4.5242 | 4.9999 | 5.3275 | 5.4826 | 5.3625 | 5.0976 | 4.7325 | 4.3767
2047-03-02 | 4.1904 | 4.0365 | 3.7814 | 3.6255 | 3.6822 | 3.8524 | 4.1674 | 4.4217 | 4.7267 | 4.5869 | 4.2562 | 4.1415 | 4.2324 | 4.0778 | 4.2194 | 4.4694 | 4.6045 | 4.9699 | 5.3481 | 5.5235 | 5.0257 | 4.8894 | 4.4895 | 4.1302
2047-03-03 | 4.0295 | 3.9073 | 3.8143 | 3.6938 | 3.6855 | 3.8772 | 4.2736 | 4.4785 | 4.7187 | 4.6458 | 4.3984 | 4.2819 | 4.0601 | 4.0462 | 3.9506 | 4.0589 | 4.4492 | 4.9162 | 5.3633 | 5.489 | 5.2667 | 4.8389 | 4.5091 | 4.0564
2047-03-04 | 3.9588 | 3.8418 | 3.666 | 3.4911 | 3.5744 | 3.902 | 4.2595 | 4.5583 | 4.8553 | 4.4948 | 4.298 | 4.1534 | 4.111 | 3.9718 | 4.0488 | 4.3012 | 4.5172 | 5.0952 | 5.6531 | 5.5922 | 5.1057 | 4.9481 | 4.6208 | 4.1664
2047-03-05 | 3.99 | 3.8936 | 3.7461 | 3.7593 | 3.7615 | 4.1751 | 4.7079 | 5.0337 | 5.0136 | 4.9061 | 4.621 | 4.3752 | 4.2882 | 4.1803 | 4.1599 | 4.7013 | 5.1264 | 5.8542 | 6.1888 | 6.1773 | 5.8797 | 5.2116 | 4.5745 | 4.1363
2047-03-06 | 4.0226 | 3.9144 | 3.806 | 3.7095 | 3.7894 | 4.127 | 4.6987 | 4.9192 | 5.0398 | 4.9169 | 4.6569 | 4.5333 | 4.8802 | 5.2083 | 5.0298 | 5.0477 | 5.4281 | 6.1517 | 6.202 | 6.1092 | 5.8412 | 5.5228 | 4.8963 | 4.3675
2047-03-07 | 4.2338 | 4.1349 | 3.984 | 3.8386 | 3.8117 | 4.2442 | 4.6562 | 5.2665 | 5.6214 | 5.1082 | 4.549 | 4.6985 | 4.7091 | 4.8275 | 4.7103 | 4.8858 | 5.4074 | 5.988 | 5.9781 | 5.9488 | 5.5763 | 5.0957 | 4.4678 | 4.1473
2047-03-08 | 4.1315 | 3.9557 | 3.9944 | 3.7934 | 3.7899 | 4.2202 | 4.88 | 5.1634 | 4.8419 | 4.5134 | 4.2996 | 4.3467 | 4.3549 | 4.4797 | 4.9163 | 5.1369 | 5.3625 | 5.805 | 6.0413 | 5.8294 | 5.6671 | 5.2097 | 4.7084 | 4.4024
2047-03-09 | 4.2655 | 4.1177 | 3.9039 | 3.8808 | 3.8523 | 4.1384 | 4.5662 | 4.7385 | 5.267 | 5.0806 | 4.5375 | 4.4859 | 4.5276 | 4.3456 | 4.1806 | 4.3012 | 5.0079 | 5.5798 | 5.2609 | 5.4438 | 5.0878 | 5.044 | 4.5659 | 4.1937
2047-03-10 | 4.0961 | 3.953 | 3.9319 | 3.7513 | 3.809 | 4.0013 | 4.2774 | 4.4736 | 4.8673 | 4.5768 | 4.3917 | 4.3686 | 4.5706 | 4.2324 | 4.3261 | 4.9108 | 5.4968 | 5.8821 | 6.0909 | 5.9419 | 5.7625 | 5.5318 | 5.0427 | 4.5208
2047-03-11 | 4.3039 | 4.169 | 3.9937 | 3.9244 | 3.9623 | 4.3149 | 4.8313 | 4.9957 | 5.0408 | 4.8986 | 4.7401 | 4.9934 | 4.8745 | 4.4846 | 4.4553 | 4.5837 | 5.0432 | 5.7447 | 5.9399 | 5.7093 | 5.3994 | 5.0162 | 4.5808 | 4.2126
2047-03-12 | 4.0859 | 3.9739 | 3.8306 | 3.7792 | 3.8404 | 4.1871 | 4.7694 | 4.9529 | 4.9263 | 4.8112 | 4.5819 | 4.4449 | 4.4279 | 4.9388 | 4.9516 | 4.93 | 5.4557 | 5.8656 | 5.9315 | 6.0126 | 5.6664 | 5.2343 | 4.6358 | 4.2823
2047-03-13 | 4.2229 | 4.1224 | 3.9497 | 3.8815 | 3.8989 | 4.3088 | 4.8017 | 5.121 | 4.9542 | 4.7958 | 4.393 | 4.4464 | 4.8321 | 4.3664 | 4.5758 | 5.0391 | 5.2886 | 5.9471 | 6.2911 | 6.168 | 5.7579 | 5.3974 | 4.6017 | 4.2179
2047-03-14 | 4.3966 | 4.2494 | 4.1784 | 4.0796 | 4.0884 | 4.4676 | 4.8087 | 5.0409 | 4.9224 | 4.6045 | 4.4117 | 4.6839 | 4.9393 | 4.7806 | 4.9225 | 5.3022 | 5.6947 | 6.3853 | 6.5652 | 6.403 | 5.7834 | 5.3684 | 4.7998 | 4.3199
2047-03-15 | 4.2391 | 3.9939 | 3.9648 | 3.8217 | 3.7847 | 4.1116 | 4.4418 | 4.6274 | 4.6772 | 4.4141 | 4.2209 | 4.2583 | 4.4381 | 4.2771 | 4.4846 | 4.8993 | 5.2625 | 5.4962 | 5.7715 | 5.7419 | 5.3863 | 4.9932 | 4.6455 | 4.3913
2047-03-16 | 4.1944 | 4.0361 | 3.8799 | 3.8738 | 3.8427 | 4.0796 | 4.5137 | 4.8856 | 5.0158 | 4.9061 | 4.7619 | 4.4661 | 4.8279 | 4.3386 | 4.4329 | 4.9136 | 5.2997 | 5.8846 | 5.8308 | 6.0678 | 5.7253 | 5.5631 | 5.0419 | 4.4475
2047-03-17 | 4.1604 | 4.0123 | 3.8957 | 3.898 | 3.7476 | 3.9407 | 4.1964 | 4.2098 | 4.3637 | 4.1602 | 4.1401 | 4.1003 | 4.0406 | 3.6227 | 3.6876 | 3.9721 | 4.4802 | 5.2021 | 5.4128 | 5.3169 | 4.8918 | 4.7554 | 4.43 | 4.0755
2047-03-18 | 3.9486 | 3.7956 | 3.6941 | 3.5551 | 3.6214 | 3.8842 | 4.2009 | 4.339 | 4.9028 | 4.54 | 4.2582 | 3.9191 | 3.6037 | 3.6408 | 3.6259 | 3.9812 | 4.3527 | 5.083 | 5.506 | 5.7021 | 5.3606 | 4.8428 | 4.297 | 3.981
2047-03-19 | 3.8635 | 3.9211 | 3.8357 | 3.7927 | 3.8128 | 4.1737 | 4.4042 | 4.3999 | 4.5126 | 4.4024 | 4.3841 | 4.1337 | 3.9333 | 3.9147 | 3.7595 | 3.9344 | 4.4421 | 5.1843 | 5.4116 | 5.4927 | 5.266 | 4.9018 | 4.4524 | 4.0217
2047-03-20 | 3.9515 | 3.8384 | 3.7644 | 3.6688 | 3.6638 | 4.0824 | 4.3033 | 4.4122 | 4.4745 | 4.3543 | 4.2679 | 4.4488 | 4.5996 | 4.5489 | 4.4639 | 4.5298 | 4.787 | 5.4501 | 5.5572 | 5.7547 | 5.4881 | 5.2753 | 4.6441 | 4.0939
2047-03-21 | 4.0016 | 3.9058 | 3.8669 | 3.7433 | 3.7709 | 4.1388 | 4.3016 | 4.568 | 4.7577 | 4.4366 | 4.5256 | 4.2035 | 3.9292 | 3.9934 | 4.4109 | 4.4384 | 4.6794 | 5.2171 | 5.5216 | 5.6489 | 5.2819 | 4.8332 | 4.3318 | 3.9312
2047-03-22 | 3.9648 | 3.8004 | 3.7709 | 3.5732 | 3.6914 | 3.9255 | 4.267 | 4.6056 | 4.7655 | 4.5686 | 4.9316 | 4.816 | 4.5573 | 4.7342 | 4.9738 | 4.9315 | 5.1604 | 5.5531 | 5.8507 | 5.718 | 5.5048 | 5.0269 | 4.6298 | 4.2958
2047-03-23 | 4.2269 | 4.0515 | 3.8638 | 3.8103 | 3.8135 | 4.0027 | 4.2402 | 4.3633 | 4.4454 | 4.2069 | 3.9862 | 4.0641 | 4.0769 | 3.92 | 4.3373 | 5.1341 | 4.9716 | 5.3564 | 5.3492 | 5.3762 | 4.9274 | 5.1178 | 4.5845 | 4.179
2047-03-24 | 4.2665 | 4.1358 | 3.8354 | 3.7303 | 3.7085 | 3.9622 | 4.1872 | 4.255 | 4.6014 | 4.5507 | 4.52 | 4.9751 | 4.8 | 5.2021 | 5.1924 | 5.0718 | 5.3461 | 5.9691 | 6.1456 | 6.174 | 6.1454 | 5.5817 | 5.0387 | 4.5388
2047-03-25 | 4.3721 | 4.1743 | 4.0073 | 3.8711 | 3.9244 | 4.0861 | 4.4065 | 4.8259 | 5.4455 | 5.0384 | 5.2769 | 4.5237 | 4.9015 | 4.2788 | 4.3454 | 4.6349 | 5.3326 | 5.6446 | 5.7867 | 6.1305 | 5.5797 | 5.0267 | 4.5348 | 4.1096
2047-03-26 | 3.962 | 3.9186 | 3.7304 | 3.6901 | 3.7494 | 4.1042 | 4.4522 | 4.6795 | 4.8706 | 4.6526 | 4.5127 | 4.4789 | 4.7384 | 4.5729 | 4.6228 | 5.2474 | 5.44 | 5.8422 | 6.1511 | 6.098 | 5.6206 | 5.0638 | 4.6235 | 4.1544
2047-03-27 | 3.9918 | 3.8899 | 3.7644 | 3.6248 | 3.6912 | 4.0088 | 4.4747 | 4.4085 | 4.4573 | 4.2824 | 4.1682 | 4.4529 | 4.2286 | 4.1243 | 4.2074 | 4.5683 | 5.029 | 5.6297 | 5.6316 | 5.7775 | 5.6586 | 5.1858 | 4.5708 | 4.0776
2047-03-28 | 4.0076 | 3.9815 | 3.9118 | 3.8779 | 3.8545 | 4.1653 | 4.5475 | 4.7157 | 4.9783 | 5.181 | 5.3437 | 5.3366 | 5.1908 | 4.9228 | 4.9492 | 5.0083 | 5.4519 | 6.0876 | 5.7883 | 6.0081 | 5.8676 | 5.0006 | 4.3626 | 4.0106
2047-03-29 | 3.9882 | 3.7772 | 3.7493 | 3.6173 | 3.6517 | 3.8705 | 4.2837 | 4.301 | 4.358 | 4.2722 | 4.3996 | 4.4741 | 4.6299 | 4.3976 | 4.3168 | 4.6889 | 4.8886 | 5.2848 | 5.3549 | 5.3583 | 5.2375 | 4.7445 | 4.5075 | 4.2875
2047-03-30 | 4.1363 | 3.9827 | 3.8103 | 3.7009 | 3.674 | 3.9193 | 4.0053 | 4.2007 | 4.5478 | 4.5909 | 4.5059 | 5.0561 | 4.2088 | 3.7649 | 4.1975 | 4.4862 | 4.7727 | 5.4802 | 5.448 | 5.6548 | 5.1094 | 4.6586 | 4.4854 | 4.0644
2047-03-31 | 3.9207 | 3.7465 | 3.6379 | 3.5711 | 3.5793 | 3.7925 | 3.7994 | 3.9169 | 4.4133 | 4.1616 | 4.2522 | 4.4152 | 4.2321 | 4.1795 | 4.2872 | 4.6148 | 4.9076 | 5.4829 | 5.5358 | 5.6929 | 5.2873 | 4.899 | 4.3442 | 4.0251
2047-04-01 | 3.9429 | 3.9476 | 3.7649 | 3.7523 | 3.7837 | 4.1125 | 4.3461 | 4.7755 | 5.0315 | 4.5871 | 4.7458 | 4.6722 | 4.6744 | 4.6662 | 4.3191 | 4.632 | 4.7544 | 5.2832 | 5.2519 | 5.5489 | 5.0606 | 4.5892 | 4.1779 | 3.8924
2047-04-02 | 3.802 | 3.65 | 3.5207 | 3.5002 | 3.6143 | 3.9399 | 4.086 | 4.2523 | 4.3474 | 4.2387 | 4.0747 | 4.2153 | 4.0845 | 4.0702 | 4.1721 | 4.2708 | 4.5639 | 5.3735 | 5.9085 | 6.1014 | 5.7948 | 5.336 | 4.6134 | 4.2632
2047-04-03 | 4.1387 | 4.0624 | 3.8975 | 3.7505 | 3.8078 | 4.1211 | 4.398 | 4.6443 | 4.7448 | 4.9473 | 4.8667 | 4.6027 | 4.5497 | 4.3638 | 4.2449 | 5.0342 | 5.4269 | 6.0634 | 6.1701 | 6.33 | 5.8378 | 4.7518 | 4.3743 | 4.2013
2047-04-04 | 4.21 | 3.848 | 3.939 | 3.7804 | 3.7733 | 3.9876 | 4.198 | 4.2765 | 4.4711 | 4.2758 | 4.5652 | 4.6338 | 4.6028 | 4.1297 | 4.4334 | 4.9467 | 5.5192 | 6.0503 | 6.2747 | 6.1342 | 5.659 | 5.3022 | 4.7111 | 4.4119
2047-04-05 | 4.2246 | 4.0902 | 4.0287 | 3.9068 | 3.9421 | 4.1883 | 4.5933 | 4.8199 | 5.2386 | 5.0838 | 5.096 | 4.8571 | 4.477 | 4.4534 | 4.9525 | 5.1583 | 5.4068 | 5.7142 | 5.7299 | 5.8243 | 5.5929 | 4.9321 | 4.6065 | 4.1625
2047-04-06 | 4.0403 | 3.8116 | 3.6918 | 3.6805 | 3.6901 | 3.9432 | 4.0168 | 4.0321 | 4.109 | 3.9383 | 3.8638 | 4.2884 | 3.844 | 3.724 | 3.8841 | 4.2102 | 4.6554 | 5.4195 | 5.7328 | 6.0221 | 5.2954 | 5.2052 | 4.8898 | 4.4339
2047-04-07 | 4.2651 | 4.0356 | 3.9058 | 3.8674 | 3.8644 | 4.028 | 4.179 | 4.3994 | 4.6144 | 4.4567 | 4.9581 | 4.8339 | 4.639 | 4.8976 | 4.862 | 5.1381 | 5.334 | 5.5481 | 5.5765 | 5.8484 | 5.1024 | 4.8522 | 4.5169 | 4.2583
2047-04-08 | 4.1537 | 3.8243 | 3.7348 | 3.7316 | 3.7804 | 4.0825 | 4.4934 | 4.7863 | 5.004 | 4.6816 | 4.8333 | 5.1 | 5.0863 | 4.8237 | 5.134 | 5.5361 | 5.9956 | 6.229 | 6.4339 | 6.4081 | 5.8227 | 5.2992 | 4.6225 | 4.2488
2047-04-09 | 4.154 | 4.087 | 3.888 | 3.7296 | 3.6924 | 3.9831 | 4.4807 | 4.6348 | 4.7743 | 4.4989 | 4.6459 | 4.498 | 4.3292 | 4.3722 | 4.4422 | 4.714 | 5.2885 | 5.9347 | 6.3324 | 6.3141 | 5.9862 | 5.0782 | 4.604 | 4.1224
2047-04-10 | 4.1133 | 4.0306 | 3.8773 | 3.6938 | 3.7967 | 4.1537 | 4.6644 | 5.0994 | 5.2631 | 5.232 | 4.9075 | 4.9397 | 4.8775 | 4.8997 | 4.407 | 4.6025 | 5.1648 | 6.0192 | 6.1529 | 6.1929 | 5.702 | 5.156 | 4.7425 | 4.1677
2047-04-11 | 4.0536 | 4.0537 | 3.991 | 3.8694 | 3.8685 | 4.1365 | 4.6763 | 4.9502 | 5.2189 | 5.4199 | 5.6344 | 4.9497 | 4.6973 | 4.3293 | 4.6334 | 5.0378 | 5.4607 | 6.1079 | 6.1936 | 6.4465 | 6.1033 | 5.1366 | 4.6544 | 4.2346
2047-04-12 | 4.1549 | 3.9895 | 4.0024 | 3.8664 | 3.9017 | 4.183 | 4.7055 | 5.1466 | 6.0114 | 5.7311 | 5.4052 | 5.1041 | 5.0044 | 4.6012 | 4.9526 | 5.2554 | 5.7287 | 6.1607 | 6.3334 | 6.2688 | 6.1643 | 5.514 | 5.0675 | 4.5293
2047-04-13 | 4.3444 | 4.1672 | 4.0236 | 3.9368 | 3.8873 | 4.1718 | 4.4232 | 4.6865 | 4.9546 | 4.67 | 4.5135 | 4.2022 | 4.0262 | 3.9951 | 4.0521 | 4.5405 | 4.8753 | 5.5868 | 5.3726 | 5.6352 | 4.9991 | 4.7131 | 4.4927 | 4.1554
2047-04-14 | 4.0623 | 3.8868 | 3.829 | 3.7956 | 3.8102 | 4.1197 | 4.3205 | 4.2821 | 4.8225 | 4.8404 | 4.4173 | 4.4431 | 4.7032 | 4.3987 | 4.5387 | 5.3093 | 5.4293 | 6.0708 | 6.1666 | 6.2395 | 5.8288 | 5.3983 | 4.7406 | 4.2666
2047-04-15 | 3.9519 | 3.8997 | 3.738 | 3.7504 | 3.7225 | 4.1117 | 4.4 | 4.726 | 4.6275 | 4.2123 | 4.0405 | 3.889 | 3.8917 | 3.672 | 3.7164 | 4.2703 | 4.743 | 5.4268 | 5.976 | 6.2709 | 5.8312 | 5.3409 | 4.6436 | 4.2371
2047-04-16 | 4.129 | 4.0537 | 3.8134 | 3.7122 | 3.6779 | 3.9482 | 4.2704 | 4.3128 | 4.4185 | 4.383 | 4.2055 | 3.6885 | 4.7612 | 4.1181 | 4.2691 | 5.4221 | 5.6315 | 6.2227 | 6.3082 | 6.212 | 5.9706 | 5.1685 | 4.6188 | 4.4152
2047-04-17 | 4.3254 | 4.1528 | 3.8818 | 3.8688 | 3.9857 | 4.3199 | 4.8051 | 4.9 | 5.3518 | 5.263 | 4.5514 | 4.5541 | 4.6733 | 4.7421 | 5.1676 | 5.4398 | 5.8756 | 6.3462 | 6.2277 | 6.1151 | 5.9342 | 5.2457 | 4.5692 | 4.1874
2047-04-18 | 4.0544 | 4.0875 | 4.0194 | 3.9639 | 3.8886 | 4.1277 | 4.2662 | 3.9951 | 4.2219 | 4.0444 | 3.8784 | 4.2424 | 4.1738 | 3.6334 | 4.1993 | 4.605 | 5.0598 | 5.6514 | 5.8923 | 5.9662 | 5.4851 | 4.7845 | 4.4587 | 4.1917
2047-04-19 | 4.0867 | 3.8777 | 3.9107 | 3.7149 | 3.9075 | 3.9657 | 4.3123 | 4.4737 | 5.1037 | 5.108 | 5.3262 | 5.1123 | 5.164 | 4.9316 | 5.1783 | 5.615 | 5.828 | 6.2965 | 6.4613 | 6.2889 | 6.0107 | 5.6015 | 4.8179 | 4.5215
2047-04-20 | 4.3883 | 4.2459 | 4.06 | 3.952 | 4.0236 | 4.1088 | 4.1494 | 4.479 | 4.939 | 5.0277 | 5.0419 | 4.7316 | 4.6108 | 4.7871 | 4.894 | 4.9755 | 5.0711 | 5.6225 | 5.8516 | 5.9045 | 5.4171 | 4.9113 | 4.4958 | 4.1997
2047-04-21 | 4.1579 | 4.3288 | 4.0604 | 3.8337 | 3.9475 | 4.273 | 4.5559 | 4.8147 | 5.2355 | 5.3982 | 5.1173 | 4.8214 | 4.9199 | 4.9321 | 4.9911 | 5.2813 | 5.7482 | 6.1392 | 6.2464 | 6.5271 | 6.1473 | 5.683 | 4.5499 | 4.1967
2047-04-22 | 4.1073 | 3.9541 | 3.8713 | 3.7548 | 3.7862 | 4.0917 | 4.3233 | 4.6354 | 4.9013 | 4.4089 | 5.1777 | 4.6104 | 4.3133 | 3.9701 | 4.1782 | 4.1257 | 4.5175 | 5.171 | 5.4429 | 5.7445 | 5.339 | 4.8325 | 4.3138 | 4.0151
2047-04-23 | 3.9967 | 3.9329 | 3.8338 | 3.7533 | 3.764 | 4.2428 | 4.4007 | 4.4053 | 4.7948 | 4.7597 | 4.5796 | 4.1382 | 4.0387 | 3.7948 | 4.1677 | 4.3064 | 4.8724 | 5.4557 | 5.7562 | 5.841 | 5.4769 | 4.926 | 4.2994 | 4.0716
2047-04-24 | 3.9964 | 3.9305 | 3.817 | 3.7185 | 3.7443 | 4.1564 | 4.3841 | 4.5113 | 4.6347 | 4.247 | 4.1586 | 4.1479 | 4.1011 | 4.037 | 4.3984 | 4.8789 | 5.1702 | 5.4635 | 5.724 | 5.7973 | 5.4447 | 5.0036 | 4.3446 | 4.0958
2047-04-25 | 4.082 | 3.9748 | 4.0761 | 4.0817 | 4.182 | 4.6505 | 4.8201 | 4.8514 | 5.1152 | 4.2426 | 4.1719 | 4.0253 | 4.0889 | 3.9216 | 4.0955 | 4.246 | 4.6919 | 5.6199 | 5.83 | 5.9179 | 5.6734 | 4.9735 | 4.425 | 4.1013
2047-04-26 | 4.1622 | 3.9462 | 3.9625 | 3.8377 | 3.8586 | 4.2094 | 4.3566 | 4.5143 | 4.7273 | 4.5221 | 4.2677 | 4.3095 | 4.3872 | 4.4599 | 4.7523 | 4.7699 | 5.2264 | 5.6889 | 6.252 | 6.0421 | 5.7629 | 5.31 | 4.8458 | 4.5761
2047-04-27 | 4.4557 | 4.1979 | 3.9918 | 3.9268 | 3.7659 | 4.0458 | 4.1246 | 4.4407 | 4.7484 | 4.3916 | 4.6824 | 4.9062 | 4.8419 | 4.7261 | 4.665 | 4.8201 | 5.2786 | 5.4759 | 5.5689 | 5.4503 | 5.3195 | 5.0648 | 4.8964 | 4.5683
2047-04-28 | 4.3601 | 4.1654 | 3.9623 | 3.7899 | 3.916 | 4.0741 | 4.1828 | 4.4421 | 4.6825 | 4.5326 | 4.5776 | 4.627 | 5.038 | 4.7795 | 4.9333 | 5.0468 | 5.518 | 5.8306 | 5.9705 | 5.9485 | 5.5753 | 5.1581 | 4.9785 | 4.3636
2047-04-29 | 4.2922 | 4.2788 | 4.2184 | 4.1949 | 4.1835 | 4.3157 | 4.8208 | 5.1457 | 5.1702 | 4.5626 | 4.5498 | 4.9023 | 4.8664 | 4.5413 | 4.3754 | 5.4178 | 5.6879 | 5.7439 | 5.8099 | 5.7248 | 5.3357 | 4.9543 | 4.5857 | 4.2712
2047-04-30 | 4.1135 | 3.9673 | 3.8124 | 3.6972 | 3.7384 | 4.0553 | 4.2685 | 4.3131 | 4.6189 | 4.3826 | 4.3881 | 4.1885 | 4.1748 | 4.3406 | 4.5005 | 4.7583 | 5.0547 | 5.6359 | 5.8328 | 5.8494 | 5.192 | 4.6986 | 4.3777 | 3.9975
2047-05-01 | 3.7416 | 3.598 | 3.4569 | 3.3947 | 3.5068 | 3.8921 | 4.1683 | 4.1544 | 4.4296 | 4.5065 | 4.3462 | 4.283 | 3.8889 | 3.6483 | 3.877 | 4.1954 | 4.3628 | 4.715 | 5.1111 | 5.3037 | 4.9807 | 4.6021 | 4.0626 | 3.8424
2047-05-02 | 3.7303 | 3.6831 | 3.6759 | 3.5492 | 3.5326 | 3.903 | 3.9212 | 4.0693 | 4.3248 | 4.1145 | 4.1188 | 4.2328 | 4.6131 | 4.1588 | 4.3924 | 4.7096 | 4.9188 | 5.04 | 5.184 | 5.3168 | 4.9509 | 4.6213 | 4.1738 | 3.8562
2047-05-03 | 3.9315 | 3.6332 | 3.6574 | 3.6166 | 3.7017 | 3.9447 | 4.1848 | 4.2199 | 4.3358 | 4.2322 | 4.131 | 3.9032 | 3.8598 | 3.4953 | 3.8427 | 4.2681 | 4.8051 | 5.0715 | 5.4104 | 5.3421 | 5.3002 | 4.9709 | 4.4586 | 4.2268
2047-05-04 | 4.0988 | 3.922 | 3.8298 | 3.8116 | 3.8676 | 4.2098 | 4.1771 | 4.2737 | 4.33 | 4.6052 | 4.4624 | 4.4578 | 4.6167 | 4.4422 | 4.2888 | 4.5528 | 4.6465 | 4.5518 | 4.686 | 4.6604 | 4.3684 | 4.3933 | 4.1089 | 3.7973
2047-05-05 | 3.7163 | 3.6055 | 3.4744 | 3.3959 | 3.4129 | 3.8052 | 3.8536 | 3.9003 | 4.0267 | 3.8831 | 3.582 | 3.4702 | 3.2822 | 3.189 | 3.5369 | 3.8305 | 3.9636 | 4.191 | 4.398 | 4.5497 | 4.2804 | 4.17 | 3.9277 | 3.7335
2047-05-06 | 3.626 | 3.4899 | 3.4037 | 3.3403 | 3.3915 | 3.7143 | 4.0564 | 4.1147 | 4.0792 | 3.8111 | 3.8988 | 3.9673 | 3.8461 | 3.4063 | 3.6054 | 3.7476 | 4.0327 | 4.431 | 4.7215 | 4.9046 | 4.7753 | 4.4583 | 3.922 | 3.5956
2047-05-07 | 3.5387 | 3.4356 | 3.3219 | 3.3101 | 3.3441 | 3.7542 | 3.7645 | 4.0814 | 4.2632 | 4.1261 | 4.1913 | 4.1415 | 4.1742 | 3.8219 | 3.9796 | 4.6071 | 4.7712 | 4.9267 | 5.23 | 5.3084 | 4.8397 | 4.5651 | 4.1712 | 3.8525
2047-05-08 | 3.7604 | 3.5844 | 3.5725 | 3.5473 | 3.681 | 4.1745 | 4.3407 | 4.439 | 4.5698 | 4.3388 | 4.4613 | 5.1189 | 4.7327 | 4.4044 | 4.8982 | 5.365 | 5.4758 | 5.331 | 5.4175 | 5.6482 | 5.4752 | 5.0463 | 4.4869 | 3.8671
2047-05-09 | 3.833 | 3.6947 | 3.692 | 3.6545 | 3.7113 | 4.0272 | 4.2422 | 4.236 | 4.1952 | 4.1196 | 4.1954 | 4.2166 | 4.1322 | 3.7374 | 3.921 | 4.0042 | 4.2921 | 4.7443 | 4.9743 | 5.0801 | 4.9371 | 4.6696 | 4.3534 | 3.9618
2047-05-10 | 4.0061 | 3.7504 | 3.8939 | 3.6933 | 3.7595 | 4.0226 | 4.1772 | 4.2935 | 4.4527 | 4.1567 | 4.2414 | 4.2335 | 4.1118 | 4.0756 | 4.1332 | 4.2188 | 4.6822 | 5.023 | 5.2359 | 5.1334 | 5.0152 | 4.7483 | 4.2311 | 4.064
2047-05-11 | 3.961 | 3.8866 | 3.7523 | 3.6912 | 3.6727 | 3.8962 | 3.9534 | 4.166 | 4.3618 | 4.1599 | 4.0565 | 4.4026 | 4.8669 | 4.4737 | 4.574 | 4.6016 | 4.8652 | 5.233 | 5.1034 | 5.175 | 4.9433 | 4.8458 | 4.5458 | 4.2285
2047-05-12 | 4.1215 | 3.9324 | 3.8195 | 3.7108 | 3.7887 | 3.827 | 3.9746 | 4.225 | 4.4917 | 4.1923 | 4.3953 | 4.5663 | 4.4033 | 4.2956 | 4.3323 | 4.6483 | 4.7051 | 5.1287 | 5.3824 | 5.5669 | 5.3272 | 4.9228 | 4.5455 | 4.2334
2047-05-13 | 4.1652 | 4.0147 | 3.9464 | 3.9208 | 4.0144 | 4.3191 | 4.5603 | 4.6771 | 5.1952 | 4.9626 | 4.6316 | 4.8378 | 4.5172 | 4.2358 | 4.5437 | 5.0496 | 5.833 | 5.9818 | 6.0063 | 5.8574 | 5.859 | 5.4211 | 4.9107 | 4.402
2047-05-14 | 4.2797 | 4.2933 | 4.1704 | 4.1382 | 4.1245 | 4.5476 | 4.6011 | 4.9214 | 5.3602 | 5.1483 | 5.156 | 5.2575 | 4.837 | 4.9393 | 5.0624 | 5.1246 | 5.422 | 5.8131 | 5.9696 | 6.084 | 5.9932 | 5.5103 | 4.9019 | 4.3826
2047-05-15 | 4.4579 | 4.2932 | 4.1898 | 4.1052 | 4.2809 | 4.626 | 4.8222 | 5.0567 | 5.7194 | 5.4785 | 5.3086 | 5.2578 | 5.196 | 5.2988 | 5.298 | 5.6552 | 5.7922 | 6.3527 | 6.1329 | 6.415 | 6.4077 | 5.9776 | 5.1016 | 4.7725
2047-05-16 | 4.4029 | 4.2703 | 4.2053 | 4.2722 | 4.2422 | 4.5361 | 4.8277 | 5.0686 | 5.252 | 5.0703 | 5.0847 | 4.9855 | 4.9066 | 4.7805 | 4.8413 | 5.1448 | 5.5176 | 6.0381 | 5.9789 | 5.9471 | 5.7377 | 5.3917 | 4.8822 | 4.5228
2047-05-17 | 4.4922 | 4.2864 | 4.2757 | 4.3149 | 4.2808 | 4.6444 | 4.8726 | 5.1468 | 5.3494 | 5.1925 | 5.1978 | 5.1301 | 4.9916 | 4.807 | 5.1673 | 5.5078 | 5.7996 | 5.9194 | 5.9588 | 5.9224 | 5.9306 | 5.6959 | 5.2876 | 4.8099
2047-05-18 | 4.5844 | 4.3577 | 4.2394 | 4.2146 | 4.245 | 4.5976 | 4.5829 | 4.6882 | 5.4243 | 5.1395 | 5.0526 | 4.8906 | 4.8084 | 4.4399 | 4.6406 | 4.9831 | 5.1797 | 5.4495 | 5.5622 | 5.8018 | 5.6218 | 5.4125 | 5.0315 | 4.5562
2047-05-19 | 4.4257 | 4.1964 | 4.1092 | 4.0465 | 4.0946 | 4.3143 | 4.3037 | 4.4636 | 5.1471 | 4.8722 | 4.958 | 5.0054 | 4.8115 | 4.5822 | 4.8115 | 5.1403 | 5.4441 | 5.5471 | 5.7544 | 5.696 | 5.5603 | 5.3554 | 4.9729 | 4.4432
2047-05-20 | 4.3193 | 4.3642 | 4.1242 | 4.0521 | 4.0759 | 4.3708 | 4.6143 | 4.7563 | 5.3961 | 5.3228 | 5.0202 | 5.1417 | 4.9814 | 4.828 | 5.1047 | 5.3097 | 5.4702 | 5.9173 | 6.0336 | 5.9998 | 6.02 | 5.6527 | 5.2973 | 4.741
2047-05-21 | 4.4782 | 4.2071 | 4.0903 | 4.0178 | 3.9888 | 4.3709 | 4.835 | 4.9999 | 5.4759 | 5.1615 | 4.9063 | 4.9489 | 4.6241 | 4.8581 | 4.8164 | 5.2628 | 5.4633 | 5.8096 | 5.9281 | 5.9396 | 5.881 | 5.2056 | 4.7088 | 4.3709
2047-05-22 | 4.3082 | 4.185 | 4.2266 | 3.9693 | 4.1901 | 4.5078 | 4.6426 | 4.7488 | 4.8339 | 4.6811 | 4.7359 | 4.8879 | 4.5544 | 4.3898 | 4.7767 | 4.7649 | 5.0187 | 5.5247 | 5.5694 | 5.7511 | 5.6944 | 5.5097 | 4.9033 | 4.5985
2047-05-23 | 4.453 | 4.3695 | 4.322 | 4.3677 | 4.378 | 4.6525 | 4.77 | 4.9559 | 5.1316 | 5.1452 | 5.1562 | 4.9775 | 4.6823 | 4.7153 | 5.3609 | 5.3777 | 5.3757 | 5.7105 | 5.8189 | 5.8786 | 5.6641 | 5.4344 | 4.8296 | 4.4239
2047-05-24 | 4.4309 | 4.1867 | 4.1741 | 4.0981 | 4.2608 | 4.5172 | 4.6532 | 4.7329 | 5.023 | 4.8494 | 4.9758 | 4.9413 | 4.7272 | 4.488 | 4.5154 | 4.787 | 5.0936 | 5.7783 | 5.7779 | 5.9935 | 5.8896 | 5.5834 | 5.212 | 4.8389
2047-05-25 | 4.6382 | 4.4337 | 4.3144 | 4.3184 | 4.2313 | 4.5063 | 4.1269 | 4.3639 | 4.89 | 4.8227 | 4.5859 | 4.7975 | 4.5461 | 4.4318 | 4.4058 | 4.5155 | 4.8026 | 5.2332 | 5.2215 | 5.2192 | 4.9701 | 4.9635 | 4.6665 | 4.3294
2047-05-26 | 4.2059 | 4.129 | 4.0724 | 3.9525 | 4.0576 | 4.1719 | 4.1967 | 4.228 | 4.8163 | 4.7644 | 4.7153 | 4.6017 | 4.6262 | 4.7108 | 4.7532 | 4.9971 | 5.2034 | 5.5797 | 5.6321 | 5.5919 | 5.1298 | 5.0586 | 4.8732 | 4.4747
2047-05-27 | 4.3804 | 4.222 | 4.0852 | 4.0252 | 3.9968 | 4.1966 | 4.3194 | 4.4421 | 4.6917 | 4.541 | 4.7845 | 4.6537 | 4.6636 | 4.4652 | 4.4979 | 4.7774 | 5.1398 | 5.258 | 5.3301 | 5.4466 | 5.4219 | 5.1711 | 4.8655 | 4.5235
2047-05-28 | 4.4321 | 4.3787 | 4.2254 | 4.1585 | 4.2305 | 4.4791 | 4.4796 | 4.5786 | 5.1648 | 5.2102 | 5.1765 | 5.0434 | 5.1903 | 5.1147 | 5.2533 | 5.3833 | 5.5998 | 5.9049 | 5.723 | 5.8654 | 5.5453 | 5.2729 | 4.7685 | 4.3601
2047-05-29 | 4.2349 | 4.1216 | 4.0934 | 4.0574 | 3.9 | 4.2389 | 4.5677 | 4.594 | 4.8375 | 4.8727 | 4.6102 | 4.7459 | 4.8162 | 4.8254 | 4.9949 | 4.9816 | 5.2739 | 5.5424 | 5.5724 | 5.6612 | 5.572 | 5.2816 | 4.5502 | 4.3201
2047-05-30 | 4.262 | 4.0801 | 4.0556 | 4.0192 | 3.7971 | 4.1977 | 4.4362 | 4.5464 | 4.7845 | 4.6826 | 4.8146 | 4.735 | 4.7027 | 4.382 | 4.6437 | 5.1092 | 5.2052 | 5.567 | 5.7496 | 5.8965 | 5.9055 | 5.3343 | 4.8072 | 4.2667
2047-05-31 | 4.254 | 4.0239 | 3.9805 | 3.8959 | 4.0276 | 4.4392 | 4.846 | 4.701 | 5.0448 | 4.9372 | 4.9536 | 5.0018 | 4.8389 | 4.3241 | 4.7859 | 5.1205 | 5.1316 | 5.45 | 5.3423 | 5.2239 | 5.3474 | 5.2672 | 4.8043 | 4.571
2047-06-01 | 4.2863 | 4.0963 | 3.8622 | 3.8163 | 3.8854 | 4.2426 | 4.1965 | 4.2937 | 4.736 | 4.4582 | 4.3558 | 4.5179 | 4.469 | 4.1835 | 4.3084 | 4.5976 | 4.7516 | 5.1903 | 5.3713 | 5.3183 | 5.1934 | 5.0136 | 4.7523 | 4.3661
2047-06-02 | 4.1405 | 3.9391 | 3.8207 | 3.8508 | 3.9264 | 4.0581 | 4.2341 | 4.1164 | 4.6412 | 4.436 | 4.2175 | 4.0278 | 3.9808 | 3.8189 | 4.1284 | 4.3726 | 4.6123 | 5.0383 | 5.0943 | 5.2373 | 4.9898 | 4.9398 | 4.4767 | 4.1997
2047-06-03 | 4.0843 | 4.0094 | 3.8264 | 3.9531 | 3.9515 | 4.198 | 4.2543 | 4.2767 | 4.6283 | 4.624 | 4.8235 | 4.5877 | 4.8082 | 4.8799 | 5.1193 | 5.1398 | 5.1646 | 5.3781 | 5.5205 | 5.61 | 5.4277 | 4.9895 | 4.6428 | 4.2787
2047-06-04 | 4.1502 | 4.022 | 3.9038 | 3.8266 | 3.9205 | 4.3709 | 4.7121 | 4.378 | 4.5321 | 4.7316 | 4.8347 | 4.7293 | 4.628 | 4.4773 | 4.8084 | 4.9108 | 4.9722 | 5.4595 | 5.4887 | 5.5495 | 5.4176 | 5.0602 | 4.7514 | 4.35
2047-06-05 | 4.2568 | 4.144 | 4.0866 | 4.0553 | 4.0923 | 4.3445 | 4.3692 | 4.3469 | 4.7673 | 4.7681 | 4.6195 | 4.5385 | 4.7231 | 4.8695 | 4.6535 | 4.9694 | 5.0454 | 5.4571 | 5.5574 | 5.714 | 5.7395 | 5.4986 | 5.0987 | 4.7446
2047-06-06 | 4.5098 | 4.4194 | 4.3105 | 4.2356 | 4.2944 | 4.473 | 4.5088 | 4.6149 | 4.8952 | 4.8828 | 4.6227 | 4.6382 | 4.5341 | 4.4294 | 4.4309 | 4.8016 | 4.9641 | 5.293 | 5.3985 | 5.4303 | 5.4117 | 5.0547 | 4.6805 | 4.3031
2047-06-07 | 4.2702 | 4.1433 | 4.1598 | 3.9801 | 4.1027 | 4.3158 | 4.2745 | 4.4228 | 4.7477 | 4.6325 | 4.6529 | 4.5629 | 4.36 | 4.2763 | 4.4243 | 4.6685 | 4.8439 | 5.2213 | 5.6069 | 5.6293 | 5.5674 | 5.2949 | 4.9677 | 4.7399
2047-06-08 | 4.557 | 4.1528 | 3.9738 | 3.9139 | 4.0607 | 4.2447 | 4.3882 | 4.5108 | 4.7612 | 4.6202 | 4.4721 | 4.6678 | 4.0415 | 3.9334 | 4.4077 | 4.8105 | 4.8819 | 5.4917 | 5.2723 | 5.4249 | 5.2662 | 5.1388 | 4.8402 | 4.4016
2047-06-09 | 4.2693 | 4.1024 | 4.0452 | 4.0041 | 4.0648 | 4.2021 | 4.3133 | 4.4157 | 4.758 | 4.648 | 4.6912 | 4.5146 | 4.5816 | 4.4954 | 4.62 | 4.7988 | 4.7354 | 5.1436 | 5.5428 | 5.5892 | 5.4813 | 5.1815 | 4.9428 | 4.4741
2047-06-10 | 4.3584 | 4.0809 | 4.0034 | 4.0759 | 4.1037 | 4.3463 | 4.4004 | 4.7542 | 5.2582 | 4.9475 | 5.0754 | 4.9237 | 4.8916 | 4.8174 | 4.9107 | 5.1017 | 5.3418 | 5.7851 | 5.7763 | 5.7163 | 5.6485 | 5.4627 | 5.1326 | 4.5646
2047-06-11 | 4.2162 | 4.0937 | 3.9312 | 3.9404 | 4.0322 | 4.2217 | 4.2852 | 4.4158 | 4.9772 | 4.6712 | 4.6419 | 4.4767 | 4.5535 | 4.4086 | 4.572 | 4.7369 | 4.8758 | 5.3171 | 5.6591 | 5.7573 | 5.6568 | 5.3414 | 4.8805 | 4.5123
2047-06-12 | 4.4153 | 4.1673 | 4.0642 | 3.9893 | 4.021 | 4.3746 | 4.3242 | 4.5407 | 4.8183 | 4.8711 | 4.8707 | 4.9116 | 4.462 | 4.4081 | 4.6467 | 5.1748 | 5.1182 | 5.5585 | 5.6625 | 5.7443 | 5.7073 | 5.4969 | 5.0438 | 4.6881
2047-06-13 | 4.5557 | 4.5519 | 4.3718 | 4.217 | 4.205 | 4.4443 | 4.3003 | 4.4066 | 4.5718 | 4.3784 | 4.5766 | 4.4579 | 4.5818 | 4.278 | 4.394 | 4.5734 | 4.874 | 5.2251 | 5.279 | 5.4114 | 5.2966 | 4.9701 | 4.506 | 4.2879
2047-06-14 | 4.2257 | 4.0045 | 4.0743 | 3.9304 | 3.9825 | 4.0626 | 3.9603 | 4.224 | 4.6702 | 4.8171 | 4.9473 | 4.963 | 4.8802 | 4.7446 | 4.9257 | 5.1396 | 5.2095 | 5.5021 | 5.6171 | 5.5345 | 5.4117 | 5.1446 | 4.8138 | 4.5552
2047-06-15 | 4.4315 | 4.1395 | 3.9637 | 3.9482 | 3.998 | 4.2385 | 4.2374 | 4.4828 | 4.4737 | 4.4525 | 4.0974 | 4.2878 | 4.2608 | 4.0101 | 4.037 | 4.2835 | 4.6325 | 5.1117 | 5.0966 | 5.1407 | 4.8865 | 4.766 | 4.5649 | 4.312
2047-06-16 | 4.2137 | 4.1425 | 4.0355 | 4.0189 | 3.9622 | 4.1917 | 4.075 | 4.0445 | 4.4753 | 4.2593 | 4.3465 | 4.3714 | 4.0491 | 4.3285 | 4.6133 | 4.6424 | 4.8285 | 5.2934 | 5.4805 | 5.6251 | 5.4464 | 5.1098 | 4.74 | 4.4442
2047-06-17 | 4.3262 | 4.1615 | 3.8744 | 3.9269 | 4.0358 | 4.1855 | 4.2045 | 4.3243 | 4.8121 | 4.5335 | 4.6565 | 4.468 | 4.2666 | 4.4663 | 4.6143 | 4.68 | 4.8697 | 5.3062 | 5.4668 | 5.4063 | 5.2463 | 4.9572 | 4.6866 | 4.5106
2047-06-18 | 4.7445 | 4.6312 | 4.4567 | 4.4464 | 4.5064 | 4.8152 | 4.828 | 4.9505 | 5.3389 | 5.3988 | 5.4829 | 5.3472 | 4.8821 | 4.7746 | 5.4217 | 5.5973 | 5.7743 | 6.1678 | 6.2438 | 6.3573 | 6.2172 | 5.7586 | 5.356 | 4.9948
2047-06-19 | 4.4528 | 4.4144 | 4.2034 | 4.0708 | 4.1741 | 4.4671 | 4.527 | 4.8108 | 4.844 | 4.6824 | 4.5909 | 4.4551 | 4.4184 | 4.2762 | 4.5023 | 4.8356 | 5.0702 | 5.5122 | 5.5761 | 5.7254 | 5.68 | 5.2973 | 4.7453 | 4.4126
2047-06-20 | 4.2731 | 4.2122 | 4.1724 | 4.2031 | 4.1072 | 4.1781 | 4.193 | 4.2685 | 5.1242 | 4.9388 | 4.8519 | 4.9256 | 5.0434 | 4.5438 | 4.4628 | 4.8086 | 5.0087 | 5.5037 | 5.6389 | 5.7364 | 5.5953 | 5.1921 | 4.69 | 4.47
2047-06-21 | 4.5108 | 4.294 | 4.293 | 4.0849 | 4.0689 | 4.2501 | 4.2995 | 4.3428 | 4.6699 | 4.7843 | 4.8983 | 5.0892 | 4.7397 | 4.7553 | 5.0196 | 5.0505 | 5.0184 | 5.2022 | 5.1781 | 5.3908 | 5.2985 | 5.1561 | 4.8415 | 4.5226
2047-06-22 | 4.3137 | 4.1415 | 4.0412 | 3.9911 | 3.9359 | 4.2299 | 4.3545 | 4.4253 | 4.732 | 4.7539 | 4.5852 | 4.6981 | 4.5866 | 4.3493 | 4.8605 | 5.1868 | 5.3107 | 5.6538 | 5.5219 | 5.7182 | 5.53 | 5.4074 | 5.0492 | 4.6455
2047-06-23 | 4.476 | 4.3915 | 4.1049 | 4.0593 | 4.1173 | 4.196 | 4.3989 | 4.4741 | 4.7964 | 4.6921 | 4.7311 | 4.7356 | 4.6837 | 4.3591 | 4.5627 | 4.9525 | 4.9795 | 5.2934 | 5.4162 | 5.5403 | 5.4016 | 5.3215 | 4.9226 | 4.6407
2047-06-24 | 4.4923 | 4.3557 | 4.2659 | 4.1796 | 4.0859 | 4.4005 | 4.5022 | 4.6413 | 5.0602 | 4.8163 | 4.6014 | 4.9384 | 5.061 | 4.7949 | 4.8715 | 5.0095 | 5.2989 | 5.619 | 5.6952 | 5.7033 | 5.5282 | 5.3167 | 4.958 | 4.5177
2047-06-25 | 4.4302 | 4.3463 | 4.2159 | 4.2418 | 4.29 | 4.5411 | 4.5652 | 4.7733 | 5.1075 | 4.9536 | 4.9062 | 4.6574 | 4.7049 | 4.5374 | 4.7598 | 4.7817 | 4.9609 | 5.575 | 5.7503 | 5.8152 | 5.5378 | 5.2294 | 5.0357 | 4.7681
2047-06-26 | 4.5592 | 4.3978 | 4.2508 | 4.2147 | 4.2475 | 4.4607 | 4.3674 | 4.7045 | 4.8939 | 4.9956 | 4.9004 | 4.8719 | 4.537 | 4.393 | 4.4947 | 4.7678 | 4.8099 | 5.3314 | 5.3315 | 5.337 | 5.2185 | 4.9974 | 4.6443 | 4.2872
2047-06-27 | 4.1921 | 4.0894 | 4.1169 | 4.0163 | 3.9717 | 4.2218 | 4.3471 | 4.4278 | 4.7049 | 4.8298 | 4.7269 | 4.7009 | 4.7207 | 4.5064 | 4.8939 | 4.8312 | 5.1579 | 5.5813 | 5.6898 | 5.7958 | 5.6867 | 5.2834 | 4.8838 | 4.6049
2047-06-28 | 4.6302 | 4.4151 | 4.4419 | 4.2407 | 4.356 | 4.4839 | 4.5258 | 4.6309 | 5.296 | 5.3184 | 5.4138 | 5.1257 | 5.0592 | 4.8835 | 4.9786 | 4.8054 | 4.9577 | 5.4399 | 5.6217 | 5.5588 | 5.5176 | 5.2431 | 4.9844 | 4.7045
2047-06-29 | 4.4908 | 4.4173 | 4.1724 | 4.1001 | 4.0524 | 4.2678 | 4.3333 | 4.3553 | 4.6217 | 4.3418 | 4.2166 | 4.1821 | 4.2349 | 4.083 | 4.3035 | 4.6227 | 4.6596 | 5.1271 | 5.1949 | 5.1971 | 5.0618 | 4.8516 | 4.7768 | 4.5752
2047-06-30 | 4.4028 | 4.2303 | 4.1584 | 4.0447 | 4.1501 | 4.3453 | 4.2795 | 4.3611 | 4.6561 | 4.6904 | 4.5545 | 4.6513 | 4.7983 | 4.5626 | 4.4012 | 4.6804 | 4.6946 | 5.2317 | 5.4465 | 5.463 | 5.1412 | 5.035 | 4.7215 | 4.4756
2047-07-01 | 4.2297 | 4.1641 | 4.0562 | 4.0019 | 4.0637 | 4.215 | 4.2468 | 4.5308 | 4.8876 | 4.7861 | 4.9379 | 4.7597 | 4.9442 | 4.9313 | 4.9328 | 5.3857 | 5.612 | 5.8788 | 5.8675 | 6.0215 | 5.8762 | 5.2934 | 4.8121 | 4.4128
2047-07-02 | 4.2474 | 4.1449 | 3.9628 | 3.8736 | 3.943 | 4.18 | 4.188 | 4.5088 | 4.8057 | 4.5819 | 4.773 | 4.6218 | 4.666 | 4.4963 | 4.4849 | 4.7175 | 5.0309 | 5.5524 | 5.5587 | 5.7402 | 5.6698 | 5.1264 | 4.9577 | 4.4933
2047-07-03 | 4.3666 | 4.2391 | 4.1683 | 4.1716 | 4.0841 | 4.3106 | 4.0448 | 4.3575 | 4.8919 | 4.9017 | 4.9731 | 4.8476 | 4.7375 | 4.6903 | 4.6967 | 5.091 | 5.2471 | 5.735 | 5.5524 | 5.7695 | 5.5966 | 5.3653 | 4.717 | 4.3779
2047-07-04 | 4.2138 | 4.1263 | 4.1581 | 4.1052 | 4.0943 | 4.2185 | 4.1763 | 4.3608 | 4.6196 | 4.7311 | 4.6194 | 4.8292 | 4.783 | 4.5461 | 4.6959 | 4.7306 | 5.0441 | 5.5184 | 5.2028 | 5.3832 | 5.1681 | 4.9799 | 4.944 | 4.4239
2047-07-05 | 4.3947 | 4.1459 | 4.284 | 4.1643 | 4.1741 | 4.39 | 4.2753 | 4.715 | 4.8874 | 4.8473 | 5.0249 | 4.9774 | 5.1365 | 4.9954 | 5.1421 | 5.1342 | 5.3575 | 5.4492 | 5.6237 | 5.5845 | 5.5905 | 5.2822 | 5.0967 | 4.7211
2047-07-06 | 4.5384 | 4.374 | 4.1779 | 4.0259 | 4.2106 | 4.407 | 4.3055 | 4.6245 | 4.9627 | 4.6941 | 4.4978 | 4.6079 | 4.5191 | 4.4612 | 4.5679 | 4.9029 | 4.8988 | 5.1507 | 5.2009 | 5.1244 | 4.942 | 4.933 | 4.9215 | 4.6054
2047-07-07 | 4.5317 | 4.403 | 4.2838 | 4.2258 | 4.2451 | 4.3529 | 4.3586 | 4.7311 | 5.0234 | 5.0087 | 4.7167 | 4.8803 | 4.625 | 4.7532 | 4.7132 | 4.9924 | 5.1328 | 5.2935 | 5.3901 | 5.4673 | 5.3015 | 5.0871 | 4.7087 | 4.4647
2047-07-08 | 4.3286 | 4.15 | 4.0903 | 4.1027 | 4.1841 | 4.4509 | 4.5288 | 5.0496 | 5.4958 | 5.0216 | 4.8847 | 4.8823 | 4.8832 | 4.8249 | 4.7418 | 4.9941 | 5.2632 | 5.4929 | 5.8244 | 6.0064 | 5.8377 | 5.518 | 5.1745 | 4.7696
2047-07-09 | 4.604 | 4.4221 | 4.3597 | 4.3075 | 4.3974 | 4.762 | 4.8551 | 5.0831 | 5.3346 | 5.0619 | 4.9115 | 5.0812 | 4.9866 | 4.7515 | 4.6925 | 4.894 | 5.6019 | 6.382 | 6.3444 | 6.404 | 6.236 | 5.9131 | 5.4116 | 4.9738
2047-07-10 | 4.6524 | 4.4655 | 4.3353 | 4.2129 | 4.4189 | 4.5978 | 4.733 | 4.9725 | 5.1917 | 4.9449 | 4.8561 | 4.7107 | 4.5946 | 4.6596 | 4.8049 | 5.3949 | 5.8051 | 6.2765 | 6.3118 | 6.371 | 6.2598 | 5.8796 | 5.3 | 4.7682
2047-07-11 | 4.4523 | 4.4931 | 4.344 | 4.1783 | 4.1404 | 4.342 | 4.296 | 4.6728 | 4.9873 | 4.762 | 4.5914 | 4.5384 | 4.5437 | 4.5241 | 4.5437 | 4.766 | 4.9527 | 5.4518 | 5.5174 | 5.7514 | 5.5596 | 5.2416 | 4.7851 | 4.543
2047-07-12 | 4.5478 | 4.3569 | 4.2783 | 4.1014 | 4.1941 | 4.267 | 4.0426 | 4.2533 | 4.9619 | 4.7693 | 4.5494 | 4.6875 | 4.8635 | 4.6121 | 4.6032 | 4.7751 | 5.1281 | 5.5952 | 5.7277 | 5.5786 | 5.5108 | 5.2037 | 4.8723 | 4.7061
2047-07-13 | 4.587 | 4.3462 | 4.1379 | 4.1165 | 4.1083 | 4.2549 | 4.1211 | 4.3851 | 4.8698 | 4.7194 | 4.4087 | 4.4338 | 4.3846 | 4.367 | 4.4814 | 4.6395 | 4.8563 | 5.4665 | 5.4074 | 5.4583 | 5.3403 | 4.9635 | 4.7042 | 4.381
2047-07-14 | 4.2916 | 4.1216 | 3.9794 | 3.8975 | 3.857 | 3.9546 | 3.9204 | 4.1152 | 4.5727 | 4.4553 | 4.3227 | 4.4242 | 4.3025 | 4.3763 | 4.4598 | 4.641 | 4.7753 | 5.4657 | 5.5322 | 5.526 | 5.3807 | 5.1192 | 4.841 | 4.4501
2047-07-15 | 4.3607 | 4.2338 | 4.1588 | 4.0504 | 4.0588 | 4.2652 | 4.074 | 4.4964 | 5.0513 | 4.7 | 4.7405 | 4.7608 | 4.9829 | 4.787 | 4.8604 | 5.1082 | 5.4186 | 5.8809 | 5.9989 | 6.1082 | 5.8766 | 5.5487 | 4.9619 | 4.6281
2047-07-16 | 4.4677 | 4.2878 | 4.1374 | 4.0941 | 4.1011 | 4.3414 | 4.1536 | 4.3378 | 4.7695 | 4.6209 | 4.5202 | 4.4398 | 4.5606 | 4.489 | 4.6128 | 4.6889 | 4.9884 | 5.6068 | 5.6992 | 5.8561 | 5.6031 | 5.2664 | 4.8997 | 4.5612
2047-07-17 | 4.4407 | 4.3033 | 4.1852 | 4.0794 | 4.1571 | 4.5535 | 4.5251 | 4.5836 | 5.2485 | 5.1004 | 4.9381 | 4.9705 | 5.0416 | 4.8638 | 5.2101 | 5.3018 | 5.5849 | 5.8721 | 6.0735 | 6.2077 | 6.0692 | 5.5404 | 5.0296 | 4.5586
2047-07-18 | 4.4085 | 4.407 | 4.3002 | 4.157 | 4.1908 | 4.3157 | 4.2374 | 4.3928 | 4.7498 | 4.6797 | 4.3418 | 4.4045 | 4.4002 | 4.2159 | 4.46 | 4.7311 | 5.0714 | 5.5406 | 5.5599 | 5.7178 | 5.6233 | 5.3206 | 4.827 | 4.5262
2047-07-19 | 4.6112 | 4.4032 | 4.4318 | 4.2361 | 4.4424 | 4.6993 | 4.6598 | 4.8959 | 5.265 | 5.1483 | 5.3119 | 5.2535 | 5.3765 | 5.1289 | 5.3436 | 5.4322 | 5.519 | 6.0906 | 5.9705 | 5.9009 | 5.7001 | 5.3296 | 4.7852 | 4.6649
2047-07-20 | 4.5484 | 4.3837 | 4.1832 | 4.1562 | 4.179 | 4.294 | 4.1744 | 4.4032 | 4.5828 | 4.4871 | 4.4614 | 4.6117 | 4.6087 | 4.5283 | 4.2603 | 4.6324 | 4.8214 | 5.2486 | 5.267 | 5.4484 | 5.27 | 5.0985 | 4.7639 | 4.5895
2047-07-21 | 4.3813 | 4.2661 | 4.1108 | 4.0398 | 4.0677 | 4.2889 | 4.1226 | 4.6293 | 5.0835 | 5.094 | 4.7753 | 4.6757 | 4.7188 | 4.49 | 4.4448 | 4.6532 | 5.0149 | 5.5754 | 5.6633 | 5.8242 | 5.857 | 5.4847 | 5.095 | 4.659
2047-07-22 | 4.5455 | 4.3936 | 4.2596 | 4.1325 | 4.0774 | 4.4318 | 4.3671 | 4.6839 | 4.9739 | 4.6789 | 4.4758 | 4.8454 | 4.6988 | 4.3237 | 4.4545 | 4.9341 | 5.1375 | 5.5597 | 5.586 | 5.6368 | 5.5412 | 5.2675 | 4.8726 | 4.5979
2047-07-23 | 4.4413 | 4.3626 | 4.2889 | 4.1652 | 4.2827 | 4.5534 | 4.5833 | 4.6925 | 5.028 | 4.6159 | 4.6202 | 4.5367 | 4.5585 | 4.5776 | 4.8957 | 5.3433 | 5.3958 | 5.9196 | 6.0077 | 6.1435 | 6.0064 | 5.6622 | 5.1598 | 4.6757
2047-07-24 | 4.4507 | 4.3506 | 4.1976 | 4.087 | 4.2013 | 4.3845 | 4.4174 | 4.7483 | 5.0878 | 4.9569 | 4.8394 | 4.9333 | 4.85 | 4.8733 | 4.9107 | 5.2841 | 5.5888 | 5.7563 | 5.9271 | 6.051 | 6.0742 | 5.5319 | 4.8348 | 4.4791
2047-07-25 | 4.312 | 4.3015 | 4.1943 | 4.1371 | 4.1723 | 4.3333 | 4.3452 | 4.5045 | 4.6845 | 4.8318 | 5.0385 | 5.1361 | 5.2824 | 5.1287 | 5.1752 | 5.3472 | 5.5034 | 5.9051 | 6.0396 | 6.0545 | 5.8868 | 5.4873 | 5.0115 | 4.5943
2047-07-26 | 4.5377 | 4.339 | 4.2632 | 4.2231 | 4.2906 | 4.3969 | 4.3462 | 4.5952 | 4.9676 | 4.7092 | 4.6977 | 4.8064 | 4.7352 | 4.3998 | 4.6386 | 5.135 | 5.3173 | 5.5393 | 5.6945 | 5.6991 | 5.6735 | 5.2177 | 4.9612 | 4.6426
2047-07-27 | 4.6259 | 4.3631 | 4.1503 | 4.0732 | 4.087 | 4.4208 | 4.4365 | 4.661 | 4.8709 | 4.9302 | 4.7906 | 5.0589 | 4.904 | 4.521 | 4.4966 | 4.8278 | 5.0566 | 5.2535 | 5.364 | 5.6149 | 5.329 | 5.0793 | 4.8372 | 4.5215
2047-07-28 | 4.3839 | 4.1954 | 4.0642 | 4.0889 | 4.0913 | 4.2005 | 4.2796 | 4.5602 | 4.7974 | 4.5782 | 4.5311 | 4.5924 | 4.8689 | 4.4168 | 4.4405 | 4.6602 | 4.9793 | 5.3798 | 5.4246 | 5.7873 | 5.4783 | 5.1489 | 4.9454 | 4.5351
2047-07-29 | 4.6709 | 4.5365 | 4.3739 | 4.39 | 4.3913 | 4.6493 | 4.7486 | 4.9834 | 5.2593 | 5.0046 | 5.1295 | 4.9755 | 5.0689 | 4.7156 | 4.9823 | 5.5344 | 5.9195 | 6.2137 | 6.5857 | 6.8522 | 6.6946 | 6.4207 | 5.6439 | 5.1854
2047-07-30 | 4.6093 | 3.9581 | 3.8311 | 4.0599 | 4.2515 | 4.4123 | 4.3964 | 4.8671 | 5.4959 | 5.2775 | 4.8035 | 4.6247 | 4.4809 | 4.3563 | 4.5226 | 5.0292 | 5.3205 | 5.7059 | 5.8894 | 5.9446 | 5.728 | 5.318 | 4.9199 | 4.5105
2047-07-31 | 4.3701 | 4.2457 | 4.2187 | 4.0519 | 4.1815 | 4.5407 | 4.5658 | 4.7814 | 4.9085 | 4.6325 | 4.5629 | 4.8418 | 4.8467 | 4.9587 | 5.083 | 5.4113 | 5.7518 | 5.9915 | 6.0657 | 6.1792 | 6.0474 | 5.8639 | 5.3228 | 4.8493
2047-08-01 | 4.9118 | 4.6737 | 4.5777 | 4.4633 | 4.3711 | 4.4093 | 4.6259 | 4.8095 | 4.9571 | 4.9551 | 4.6637 | 4.6557 | 4.7427 | 4.3953 | 4.7142 | 5.0599 | 5.2108 | 5.7108 | 5.7233 | 5.8567 | 5.7791 | 5.5688 | 5.0373 | 4.7183
2047-08-02 | 4.7487 | 4.6063 | 4.5547 | 4.5566 | 4.5591 | 4.7585 | 4.9782 | 4.9418 | 5.106 | 4.9198 | 4.8436 | 4.7907 | 5.075 | 4.7341 | 4.8113 | 4.9318 | 5.2295 | 5.4408 | 5.6752 | 5.6692 | 5.6052 | 5.3657 | 5.1975 | 4.9487
2047-08-03 | 4.7324 | 4.5316 | 4.3257 | 4.3129 | 4.3842 | 4.638 | 4.7161 | 4.8536 | 5.0046 | 4.632 | 4.5481 | 4.6929 | 4.4495 | 4.2058 | 4.5898 | 5.1867 | 5.3749 | 5.5945 | 5.7652 | 5.9319 | 5.7344 | 5.5726 | 5.2752 | 4.871
2047-08-04 | 4.6749 | 4.5253 | 4.3746 | 4.3392 | 4.3281 | 4.4959 | 4.5763 | 4.6133 | 4.8859 | 4.7235 | 4.8323 | 4.8987 | 5.0381 | 4.7823 | 4.8322 | 5.4947 | 5.5462 | 5.936 | 6.1045 | 6.1641 | 5.9974 | 5.6697 | 5.4214 | 4.9381
2047-08-05 | 4.7509 | 4.5797 | 4.3085 | 4.301 | 4.318 | 4.4727 | 4.7895 | 4.9034 | 5.2579 | 5.0289 | 4.7675 | 4.8231 | 4.7902 | 4.37 | 4.8195 | 5.3799 | 5.6042 | 5.8383 | 5.931 | 5.9599 | 5.7202 | 5.3633 | 5.0444 | 4.7565
2047-08-06 | 4.547 | 4.4649 | 4.4244 | 4.356 | 4.4653 | 4.7194 | 4.9585 | 5.0606 | 5.2797 | 5.01 | 5.1143 | 5.1852 | 5.1183 | 5.151 | 5.23 | 5.6623 | 5.8745 | 6.18 | 6.2681 | 6.2966 | 6.1413 | 5.8023 | 5.2906 | 4.9132
2047-08-07 | 4.8001 | 4.7131 | 4.5125 | 4.4796 | 4.5606 | 4.705 | 4.9278 | 4.9404 | 5.0918 | 5.0662 | 4.9521 | 5.0064 | 5.0338 | 4.9324 | 5.0603 | 5.4455 | 5.6036 | 5.8642 | 5.9272 | 6.1532 | 6.0968 | 5.6832 | 5.2376 | 4.9483
2047-08-08 | 4.8756 | 4.8778 | 4.8312 | 4.6666 | 4.5669 | 4.6431 | 4.8548 | 4.7454 | 4.8718 | 4.7935 | 4.8255 | 4.8288 | 4.8673 | 4.7009 | 4.7032 | 5.1342 | 5.5689 | 5.7109 | 5.7955 | 5.8972 | 5.6473 | 5.4524 | 4.9582 | 4.7669
2047-08-09 | 4.8576 | 4.6077 | 4.5444 | 4.3947 | 4.396 | 4.6542 | 4.5323 | 4.8351 | 5.4518 | 5.396 | 5.0896 | 5.1328 | 5.165 | 5.0235 | 5.0099 | 5.1704 | 5.4267 | 5.7081 | 5.7859 | 5.8156 | 5.6971 | 5.3785 | 5.0533 | 4.8284
2047-08-10 | 4.7837 | 4.5382 | 4.3282 | 4.2241 | 4.2906 | 4.4118 | 4.4776 | 4.7683 | 4.977 | 4.9245 | 4.827 | 4.8157 | 4.8171 | 4.6147 | 4.6294 | 5.1022 | 5.2738 | 5.4808 | 5.5929 | 5.8891 | 5.6135 | 5.4256 | 5.1956 | 4.924
2047-08-11 | 4.7854 | 4.6545 | 4.4528 | 4.5165 | 4.4857 | 4.7469 | 4.8714 | 4.808 | 5.0055 | 4.783 | 4.9155 | 4.9711 | 5.1024 | 5.1007 | 4.9434 | 5.31 | 5.3835 | 5.687 | 5.7072 | 5.8529 | 5.5373 | 5.3867 | 4.983 | 4.7298
2047-08-12 | 4.6482 | 4.4693 | 4.4007 | 4.3837 | 4.4054 | 4.7093 | 5.028 | 5.0204 | 5.2893 | 4.8877 | 4.8248 | 4.7049 | 4.751 | 4.3784 | 4.5147 | 4.8987 | 5.2839 | 5.5869 | 5.9347 | 6.042 | 5.8567 | 5.6333 | 5.2331 | 4.8821
2047-08-13 | 4.7058 | 4.6544 | 4.5196 | 4.4214 | 4.4714 | 4.6757 | 4.8183 | 4.7347 | 5.358 | 5.2485 | 5.2481 | 5.2925 | 5.2723 | 5.1778 | 5.1938 | 5.2153 | 5.4713 | 5.8247 | 5.9676 | 6.0656 | 5.9314 | 5.4285 | 5.0264 | 4.7205
2047-08-14 | 4.6093 | 4.4685 | 4.3478 | 4.2409 | 4.1879 | 4.5891 | 4.7951 | 4.7612 | 5.3382 | 5.074 | 4.8833 | 5.0195 | 5.0542 | 4.7818 | 4.9542 | 5.5474 | 5.6321 | 5.8683 | 5.8078 | 5.8251 | 5.717 | 5.5742 | 5.0213 | 4.7237
2047-08-15 | 4.6323 | 4.5644 | 4.5907 | 4.4786 | 4.5387 | 4.7714 | 4.6963 | 4.8711 | 5.328 | 5.3269 | 5.2166 | 5.0745 | 5.1694 | 4.9638 | 5.1417 | 5.2606 | 5.6179 | 5.9034 | 5.7794 | 5.9164 | 5.7965 | 5.5957 | 5.1378 | 4.8152
2047-08-16 | 4.8105 | 4.5849 | 4.5931 | 4.2839 | 4.2613 | 4.4902 | 4.7939 | 4.8158 | 5.1057 | 5.1251 | 5.1617 | 4.991 | 5.1928 | 5.0985 | 5.0885 | 5.0679 | 5.4895 | 5.8077 | 6.0754 | 6.0135 | 5.8045 | 5.5056 | 5.2642 | 4.9159
2047-08-17 | 4.8191 | 4.639 | 4.4487 | 4.3315 | 4.4674 | 4.669 | 4.9171 | 4.9812 | 5.2191 | 5.1056 | 4.913 | 5.1305 | 4.9019 | 4.5314 | 4.6697 | 5.1053 | 5.3326 | 5.8188 | 5.8924 | 5.8683 | 5.5297 | 5.4249 | 5.0954 | 4.8329
2047-08-18 | 4.5678 | 4.3727 | 4.2435 | 4.0598 | 4.1882 | 4.3914 | 4.418 | 4.2529 | 4.987 | 4.7999 | 4.6703 | 4.5942 | 4.7204 | 4.8269 | 4.6561 | 5.1605 | 5.2827 | 5.731 | 5.8857 | 5.9287 | 5.6678 | 5.3432 | 5.0708 | 4.6818
2047-08-19 | 4.6224 | 4.4774 | 4.3044 | 4.2102 | 4.2905 | 4.5949 | 4.8633 | 4.7239 | 5.3546 | 5.2445 | 4.9106 | 4.8946 | 4.8817 | 4.8756 | 4.8653 | 5.1565 | 5.5213 | 5.8708 | 5.961 | 6.01 | 5.6629 | 5.3823 | 5.0911 | 4.7238
2047-08-20 | 4.5583 | 4.4166 | 4.2821 | 4.1919 | 4.2393 | 4.5686 | 4.9255 | 4.8689 | 5.1518 | 4.8963 | 4.8541 | 4.9269 | 4.7109 | 4.6847 | 4.7917 | 4.9317 | 5.3629 | 5.6839 | 5.9465 | 6.0308 | 5.8369 | 5.5477 | 5.2165 | 4.8826
2047-08-21 | 4.7057 | 4.6014 | 4.4081 | 4.2678 | 4.3371 | 4.7026 | 5.032 | 5.0809 | 5.2384 | 5.0658 | 4.9413 | 4.9231 | 5.0205 | 4.8598 | 5.0526 | 5.4967 | 5.8168 | 6.0544 | 6.0872 | 6.139 | 5.8196 | 5.6043 | 5.0702 | 4.9131
2047-08-22 | 4.8219 | 4.6951 | 4.6919 | 4.4804 | 4.4366 | 4.7264 | 5.0665 | 4.868 | 5.2075 | 5.0365 | 5.049 | 5.1767 | 5.1902 | 4.8286 | 4.7679 | 5.1401 | 5.3544 | 5.6776 | 5.8999 | 5.9907 | 5.8047 | 5.4785 | 5.1477 | 4.7993
2047-08-23 | 4.7968 | 4.5854 | 4.5637 | 4.3252 | 4.3303 | 4.5744 | 4.8252 | 5.0052 | 5.2938 | 5.32 | 5.2251 | 5.12 | 5.1485 | 5.0945 | 5.4234 | 5.535 | 5.8543 | 6.0952 | 6.1365 | 6.0361 | 5.9453 | 5.5352 | 5.2635 | 4.9817
2047-08-24 | 4.8599 | 4.6882 | 4.4169 | 4.3411 | 4.2913 | 4.4562 | 4.7147 | 4.9872 | 5.2963 | 5.2128 | 5.0824 | 5.1647 | 5.1273 | 4.9104 | 5.1106 | 5.4795 | 5.6037 | 5.7957 | 5.6409 | 5.7873 | 5.5525 | 5.448 | 5.1924 | 4.803
2047-08-25 | 4.6326 | 4.4443 | 4.4338 | 4.2879 | 4.3266 | 4.6502 | 4.8326 | 4.8799 | 5.2772 | 5.1035 | 4.9594 | 4.9715 | 4.8738 | 4.7728 | 4.9478 | 5.1607 | 5.3302 | 5.8462 | 5.9723 | 6.1414 | 5.9021 | 5.6687 | 5.3347 | 4.9743
2047-08-26 | 4.8254 | 4.5885 | 4.4536 | 4.3013 | 4.3719 | 4.6691 | 5.1372 | 5.338 | 5.6186 | 5.202 | 5.0107 | 4.9969 | 4.896 | 4.8546 | 4.8659 | 5.1807 | 5.2676 | 5.69 | 5.8754 | 6.0268 | 5.6285 | 5.4629 | 5.035 | 4.7468
2047-08-27 | 4.8518 | 4.7542 | 4.6233 | 4.5475 | 4.7666 | 5.1004 | 5.4253 | 5.3948 | 5.6278 | 5.5497 | 5.7208 | 5.4529 | 5.5691 | 5.342 | 5.2251 | 5.6995 | 6.0801 | 6.554 | 6.5818 | 6.744 | 6.3998 | 6.0523 | 5.6297 | 5.2699
2047-08-28 | 4.8038 | 4.7161 | 4.5834 | 4.477 | 4.413 | 4.773 | 4.9585 | 5.0652 | 5.3168 | 4.9832 | 4.8766 | 4.9435 | 5.0509 | 4.7567 | 4.8946 | 5.1426 | 5.312 | 5.7889 | 5.8057 | 5.8796 | 5.4979 | 5.2498 | 4.9181 | 4.6411
2047-08-29 | 4.6921 | 4.6697 | 4.6442 | 4.5324 | 4.533 | 4.5742 | 4.842 | 4.6157 | 4.7932 | 5.3124 | 5.2973 | 5.1584 | 5.0537 | 4.6983 | 4.8058 | 5.2739 | 5.6117 | 5.8016 | 5.7444 | 5.8915 | 5.8275 | 5.5651 | 5.1092 | 4.8144
2047-08-30 | 4.7876 | 4.6077 | 4.5324 | 4.3772 | 4.4937 | 4.698 | 4.7152 | 4.744 | 4.8987 | 4.8709 | 4.7736 | 4.7369 | 4.7165 | 4.9299 | 5.3434 | 5.2798 | 5.5326 | 5.8724 | 5.8785 | 5.7245 | 5.7769 | 5.5915 | 5.2154 | 4.8832
2047-08-31 | 4.772 | 4.5792 | 4.4201 | 4.3657 | 4.4266 | 4.6657 | 4.7219 | 4.8059 | 5.0509 | 4.9042 | 4.7126 | 4.8883 | 5.0348 | 4.6583 | 4.6581 | 4.8097 | 5.0299 | 5.8373 | 5.7596 | 5.7653 | 5.5571 | 5.2884 | 4.9894 | 4.7809
2047-09-01 | 4.6724 | 4.5204 | 4.5381 | 4.4207 | 4.51 | 4.7448 | 4.9674 | 4.9688 | 5.2702 | 5.1471 | 5.0302 | 4.9808 | 4.813 | 4.6536 | 4.8661 | 4.8551 | 5.1941 | 5.8043 | 5.9463 | 5.8851 | 5.4042 | 5.3019 | 5.0106 | 4.7568
2047-09-02 | 4.5844 | 4.4518 | 4.3261 | 4.3656 | 4.4114 | 4.67 | 4.7325 | 4.9447 | 5.1987 | 4.8684 | 4.8487 | 4.8922 | 4.8887 | 4.6896 | 4.8342 | 5.0795 | 5.4628 | 5.8566 | 5.8344 | 5.8762 | 5.5835 | 5.4269 | 5.0377 | 4.7875
2047-09-03 | 4.5444 | 4.4462 | 4.3344 | 4.1236 | 4.1371 | 4.3667 | 4.3874 | 4.4845 | 4.7167 | 4.8374 | 4.9712 | 4.8579 | 4.879 | 4.7301 | 4.9655 | 4.968 | 5.3137 | 5.8606 | 5.9993 | 6.1361 | 5.6838 | 5.4002 | 5.02 | 4.8169
2047-09-04 | 4.6918 | 4.5324 | 4.3981 | 4.2805 | 4.355 | 4.6785 | 5.0017 | 5.0997 | 5.2123 | 5.2309 | 5.1069 | 5.4725 | 5.4224 | 4.9446 | 5.2291 | 5.1085 | 5.5427 | 6.0348 | 6.1334 | 5.8423 | 5.4103 | 5.4674 | 5.0618 | 4.7769
2047-09-05 | 4.6059 | 4.5682 | 4.4874 | 4.4168 | 4.3475 | 4.5897 | 4.8154 | 5.0195 | 5.2376 | 5.1261 | 4.9174 | 4.9221 | 5.09 | 4.9394 | 4.8908 | 5.1211 | 5.5138 | 5.9271 | 5.9059 | 6.2041 | 6.0776 | 5.7221 | 5.1609 | 4.7878
2047-09-06 | 4.7846 | 4.5099 | 4.5676 | 4.3409 | 4.3806 | 4.6118 | 5.0296 | 4.9722 | 5.3152 | 5.2535 | 5.1746 | 5.1424 | 5.4382 | 4.9859 | 5.2158 | 5.1066 | 5.5414 | 5.9314 | 5.9534 | 5.759 | 5.6599 | 5.258 | 5.0369 | 4.7767
2047-09-07 | 4.7293 | 4.5296 | 4.3304 | 4.2493 | 4.2908 | 4.5172 | 4.6386 | 4.748 | 4.8563 | 4.8307 | 4.9516 | 4.9401 | 4.8098 | 4.7556 | 4.7382 | 4.8568 | 4.9997 | 5.3685 | 5.4912 | 5.5464 | 5.3423 | 5.0898 | 4.9798 | 4.6766
2047-09-08 | 4.5726 | 4.4161 | 4.3127 | 4.1949 | 4.2629 | 4.4403 | 4.6532 | 4.7455 | 4.8841 | 4.8239 | 4.6923 | 4.8811 | 4.9826 | 4.7864 | 4.8226 | 5.1092 | 5.4275 | 5.5335 | 5.662 | 5.7406 | 5.3651 | 5.1803 | 4.8199 | 4.5622
2047-09-09 | 4.4657 | 4.3649 | 4.1319 | 4.0774 | 4.1688 | 4.495 | 4.7788 | 4.6401 | 4.9303 | 4.7933 | 4.5491 | 4.8064 | 4.7256 | 4.5374 | 4.7099 | 5.075 | 5.4322 | 5.9224 | 6.1345 | 6.341 | 6.1059 | 5.8413 | 5.3373 | 5.01
2047-09-10 | 4.8771 | 4.7394 | 4.6218 | 4.3457 | 4.272 | 4.5624 | 4.761 | 4.9062 | 4.9798 | 4.9507 | 4.8613 | 4.7741 | 4.681 | 4.6662 | 4.6455 | 4.9008 | 5.1139 | 5.5983 | 5.8348 | 5.8057 | 5.3691 | 5.2108 | 4.8893 | 4.7523
2047-09-11 | 4.7658 | 4.6078 | 4.4786 | 4.3642 | 4.4768 | 4.7754 | 5.2498 | 5.2473 | 5.4574 | 5.4194 | 5.1932 | 5.5214 | 5.414 | 5.2395 | 5.1503 | 5.3025 | 5.7748 | 6.0947 | 6.1726 | 6.1161 | 5.6009 | 5.4045 | 4.93 | 4.6418
2047-09-12 | 4.4787 | 4.4907 | 4.4028 | 4.3677 | 4.3798 | 4.7202 | 4.9832 | 5.2209 | 5.3772 | 5.1513 | 5.1554 | 5.2986 | 5.346 | 5.3099 | 5.1967 | 5.4524 | 5.6835 | 6.182 | 6.2463 | 6.4002 | 6.2676 | 5.9608 | 5.3693 | 5.0953
2047-09-13 | 4.9804 | 4.6497 | 4.6192 | 4.4154 | 4.4316 | 4.6983 | 4.8267 | 5.0339 | 5.2437 | 5.1586 | 5.184 | 5.193 | 5.2796 | 5.3487 | 5.546 | 5.4277 | 5.5638 | 6.0447 | 6.1223 | 5.8987 | 5.821 | 5.5739 | 5.3046 | 5.0759
2047-09-14 | 4.8345 | 4.6645 | 4.509 | 4.2948 | 4.3441 | 4.688 | 4.8403 | 5.1173 | 5.4022 | 5.1959 | 5.3053 | 5.2943 | 5.4923 | 5.361 | 4.9655 | 5.4508 | 5.5994 | 5.8429 | 5.7872 | 5.5924 | 5.327 | 5.1576 | 5.0511 | 4.8743
2047-09-15 | 4.7215 | 4.5594 | 4.4508 | 4.3659 | 4.3773 | 4.6195 | 4.4811 | 4.7387 | 5.1137 | 4.9739 | 4.9608 | 5.0325 | 5.0373 | 4.863 | 5.0025 | 5.2886 | 5.6332 | 6.1869 | 6.5611 | 6.2989 | 5.9343 | 5.7891 | 5.2908 | 5.0036
2047-09-16 | 4.7712 | 4.6108 | 4.4458 | 4.383 | 4.4991 | 4.8327 | 4.9458 | 5.4333 | 5.7302 | 5.2257 | 5.1539 | 5.0675 | 5.0339 | 4.7512 | 5.0332 | 5.1625 | 5.4171 | 6.03 | 6.2667 | 6.2976 | 5.9403 | 5.6989 | 5.2675 | 4.8803
2047-09-17 | 4.7524 | 4.5622 | 4.4653 | 4.3394 | 4.4447 | 4.8255 | 4.6687 | 5.1243 | 5.4339 | 5.1411 | 5.3343 | 5.4014 | 5.1747 | 5.1039 | 4.9012 | 5.2258 | 5.4039 | 6.0785 | 6.1585 | 6.1183 | 5.6083 | 5.3082 | 5.1878 | 4.7997
2047-09-18 | 4.6478 | 4.3827 | 4.3146 | 4.3864 | 4.4207 | 4.684 | 4.814 | 5.0052 | 5.0842 | 4.9952 | 5.1676 | 5.0108 | 5.1467 | 5.0696 | 5.0959 | 5.2326 | 5.4675 | 5.8899 | 6.1362 | 6.1414 | 5.8038 | 5.5718 | 5.1164 | 4.7813
2047-09-19 | 4.5992 | 4.4922 | 4.4521 | 4.3957 | 4.4368 | 4.7616 | 4.8326 | 5.0344 | 5.6533 | 5.3412 | 5.0766 | 5.148 | 5.2067 | 5.0219 | 5.0651 | 5.2568 | 5.5427 | 5.882 | 5.9863 | 6.0947 | 5.7807 | 5.4872 | 5.0682 | 4.7412
2047-09-20 | 4.729 | 4.5726 | 4.4815 | 4.3684 | 4.4648 | 4.6511 | 4.5858 | 4.6978 | 5.0475 | 4.8454 | 4.8863 | 4.7901 | 4.7489 | 4.5835 | 4.822 | 5.1125 | 5.1384 | 5.5564 | 5.703 | 5.7025 | 5.5013 | 5.3364 | 5.088 | 4.8493
2047-09-21 | 4.6866 | 4.5294 | 4.3732 | 4.3252 | 4.4476 | 4.6153 | 4.6806 | 4.8738 | 5.0091 | 4.8134 | 4.6801 | 4.8553 | 4.7852 | 4.5177 | 4.608 | 4.7489 | 4.9179 | 5.4837 | 5.7118 | 5.8673 | 5.5193 | 5.4442 | 5.1763 | 4.9109
2047-09-22 | 4.7153 | 4.572 | 4.4499 | 4.3573 | 4.2533 | 4.6354 | 4.6525 | 4.7831 | 4.9549 | 4.8476 | 4.7275 | 4.6816 | 4.5244 | 4.5098 | 4.6323 | 4.7195 | 5.2833 | 5.9792 | 6.2335 | 6.1773 | 5.8832 | 5.7053 | 5.3564 | 4.9387
2047-09-23 | 4.786 | 4.597 | 4.5854 | 4.6016 | 4.6194 | 4.9006 | 5.0907 | 5.4532 | 5.5859 | 5.3406 | 5.3814 | 5.7 | 5.8448 | 5.5675 | 5.5709 | 5.6341 | 5.7904 | 6.229 | 6.3832 | 6.4282 | 5.8389 | 5.5889 | 5.026 | 4.7437
2047-09-24 | 4.6507 | 4.5276 | 4.4503 | 4.3811 | 4.4767 | 4.8092 | 4.8692 | 5.1004 | 5.172 | 5.0644 | 4.9825 | 4.9377 | 4.8708 | 4.7049 | 4.7525 | 5.0779 | 5.4028 | 5.9724 | 6.2404 | 6.2488 | 6.036 | 5.78 | 5.3998 | 5.07
2047-09-25 | 4.7931 | 4.6621 | 4.591 | 4.4521 | 4.5312 | 4.9116 | 5.0375 | 5.15 | 5.4368 | 5.1055 | 5.1399 | 5.0501 | 5.0353 | 4.7355 | 4.8628 | 5.1244 | 5.4107 | 5.7504 | 5.9406 | 5.8923 | 5.5935 | 5.4105 | 5.1226 | 4.8088
2047-09-26 | 4.8431 | 4.6987 | 4.6325 | 4.6233 | 4.5945 | 4.841 | 5.0627 | 5.0832 | 5.2626 | 5.02 | 5.3043 | 5.4024 | 5.7341 | 5.8821 | 5.6046 | 6.0476 | 6.4204 | 6.7675 | 6.8174 | 6.8389 | 6.5504 | 5.9042 | 5.478 | 5.2183
2047-09-27 | 4.9042 | 4.6773 | 4.59 | 4.4386 | 4.5816 | 4.767 | 4.9583 | 5.0493 | 5.2653 | 5.396 | 5.5484 | 5.9482 | 5.7317 | 5.6859 | 5.8828 | 6.0296 | 6.2489 | 6.3054 | 6.474 | 6.2997 | 6.2161 | 5.9951 | 5.5917 | 5.2902
2047-09-28 | 5.167 | 5.0544 | 4.6396 | 4.5973 | 4.6876 | 4.8226 | 4.9428 | 5.0862 | 5.204 | 5.2165 | 4.862 | 4.8653 | 5.2228 | 5.1392 | 5.3468 | 5.3721 | 5.5439 | 5.7197 | 5.6701 | 5.4377 | 5.2844 | 5.2623 | 5.0753 | 4.702
2047-09-29 | 4.5465 | 4.4992 | 4.3291 | 4.3761 | 4.4513 | 4.6576 | 4.8891 | 5.0397 | 5.2452 | 5.2914 | 5.164 | 5.1949 | 5.1685 | 5.0419 | 4.7785 | 5.0496 | 5.3392 | 5.799 | 5.9652 | 5.9946 | 5.7117 | 5.5088 | 5.1662 | 4.9336
2047-09-30 | 4.7809 | 4.5689 | 4.4728 | 4.4256 | 4.3858 | 4.633 | 4.7016 | 4.9808 | 4.9981 | 4.789 | 4.8845 | 5.2482 | 5.3558 | 5.112 | 4.9744 | 5.2296 | 5.5735 | 6.0036 | 6.2868 | 6.0315 | 5.6915 | 5.4054 | 4.9855 | 4.7558
2047-10-01 | 4.6481 | 4.5787 | 4.5389 | 4.4347 | 4.4772 | 4.8033 | 4.8105 | 4.9719 | 5.1664 | 5.0714 | 4.9949 | 5.3282 | 5.0878 | 4.8409 | 4.7552 | 5.0165 | 5.4646 | 6.0413 | 6.1813 | 6.1058 | 5.7476 | 5.7189 | 5.4302 | 5.0557
2047-10-02 | 4.9182 | 4.7919 | 4.7275 | 4.576 | 4.6768 | 4.8689 | 5.0143 | 5.1377 | 5.065 | 5.011 | 4.9882 | 5.156 | 5.0124 | 4.6305 | 5.0721 | 5.404 | 5.8318 | 5.9885 | 6.1023 | 6.039 | 5.7447 | 5.5197 | 5.1286 | 4.846
2047-10-03 | 4.7967 | 4.7863 | 4.7243 | 4.6088 | 4.6364 | 4.8601 | 4.982 | 5.2334 | 5.3315 | 5.2519 | 5.2557 | 5.0863 | 5.0518 | 4.9757 | 5.1332 | 5.2506 | 5.7343 | 6.0945 | 6.3344 | 6.3302 | 6.2194 | 6.0164 | 5.3715 | 5.0416
2047-10-04 | 4.9146 | 4.7126 | 4.5436 | 4.3745 | 4.3834 | 4.6588 | 4.8849 | 4.9225 | 5.0248 | 4.9832 | 4.9515 | 5.0263 | 5.1037 | 5.2012 | 5.183 | 5.3059 | 5.6941 | 5.9221 | 5.9203 | 5.7148 | 5.6187 | 5.3525 | 5.0191 | 4.815
2047-10-05 | 4.7219 | 4.6507 | 4.3803 | 4.2874 | 4.3066 | 4.5825 | 4.4592 | 4.7668 | 4.8506 | 4.9522 | 4.8086 | 4.9394 | 4.986 | 4.7963 | 4.7231 | 5.054 | 5.4068 | 5.6795 | 5.7856 | 5.8418 | 5.4084 | 5.3964 | 5.1541 | 4.8299
2047-10-06 | 4.6158 | 4.3736 | 4.326 | 4.2924 | 4.2503 | 4.42 | 4.4377 | 4.5987 | 4.7382 | 4.6554 | 4.816 | 4.9535 | 4.7556 | 4.6049 | 4.8545 | 5.0633 | 5.3476 | 5.6391 | 5.5834 | 5.6118 | 5.1812 | 5.1641 | 4.9048 | 4.5637
2047-10-07 | 4.4402 | 4.4032 | 4.2545 | 4.1797 | 4.0694 | 4.4077 | 4.5775 | 4.649 | 5.0524 | 5.0472 | 5.0137 | 5.1679 | 5.0997 | 4.7184 | 4.9487 | 5.0732 | 5.3031 | 5.644 | 5.968 | 5.8883 | 5.7408 | 5.5965 | 5.2329 | 4.9043
2047-10-08 | 4.729 | 4.638 | 4.4401 | 4.2523 | 4.2873 | 4.5643 | 4.6194 | 4.7741 | 4.9701 | 4.877 | 5.0581 | 5.0781 | 5.0591 | 5.1256 | 5.0207 | 5.013 | 5.5858 | 6.0254 | 6.0434 | 5.8219 | 5.4969 | 5.2568 | 5.0844 | 4.7223
2047-10-09 | 4.5616 | 4.4441 | 4.3486 | 4.2821 | 4.351 | 4.559 | 4.6911 | 5.1869 | 5.2688 | 5.1439 | 5.1922 | 5.1726 | 5.1757 | 5.0108 | 4.995 | 5.1867 | 5.6323 | 6.0778 | 6.246 | 6.1401 | 5.8176 | 5.532 | 5.1942 | 4.8385
2047-10-10 | 4.9466 | 4.9127 | 4.9578 | 4.8271 | 4.8364 | 5.1669 | 5.3096 | 5.6462 | 5.8692 | 5.6631 | 5.8648 | 5.5241 | 5.3697 | 5.1179 | 6.0625 | 6.1964 | 6.5207 | 6.8212 | 6.7676 | 6.8325 | 6.6516 | 6.442 | 5.7849 | 5.2975
2047-10-11 | 5.0242 | 4.7764 | 4.6975 | 4.5624 | 4.6223 | 4.773 | 4.7887 | 4.9395 | 5.1601 | 5.089 | 5.1852 | 5.5664 | 5.2703 | 5.5828 | 5.6107 | 5.6792 | 6.1026 | 6.3566 | 6.1968 | 5.9659 | 5.8055 | 5.4691 | 5.2368 | 4.8929
2047-10-12 | 4.7705 | 4.5237 | 4.3578 | 4.3069 | 4.3342 | 4.5707 | 4.6871 | 4.9362 | 5.1654 | 5.0827 | 5.0864 | 5.3427 | 5.0261 | 4.9479 | 5.059 | 5.4522 | 5.7237 | 5.9168 | 5.834 | 5.8478 | 5.6238 | 5.5038 | 5.1606 | 4.8525
2047-10-13 | 4.6751 | 4.4478 | 4.3572 | 4.2548 | 4.2731 | 4.5116 | 4.5114 | 4.6866 | 4.9103 | 4.961 | 4.9878 | 5.0399 | 5.1252 | 4.9595 | 4.9951 | 5.3348 | 5.524 | 5.8802 | 5.8626 | 5.8487 | 5.3829 | 5.2393 | 4.986 | 4.6145
2047-10-14 | 4.5102 | 4.3822 | 4.218 | 4.2604 | 4.4537 | 4.7122 | 4.6863 | 4.9031 | 5.2868 | 5.1204 | 5.0935 | 5.0081 | 4.9068 | 4.6212 | 5.1557 | 5.1726 | 5.5052 | 5.9124 | 6.0302 | 5.9306 | 5.603 | 5.4505 | 5.2549 | 4.8227
2047-10-15 | 4.6727 | 4.5466 | 4.3885 | 4.3477 | 4.4145 | 4.6904 | 4.9089 | 5.1426 | 5.3445 | 5.2602 | 5.198 | 5.249 | 5.1277 | 5.0624 | 5.0846 | 5.3261 | 5.4447 | 5.7475 | 5.9191 | 5.7622 | 5.537 | 5.2151 | 4.9895 | 4.6675
2047-10-16 | 4.5861 | 4.382 | 4.3163 | 4.3255 | 4.466 | 4.7762 | 4.6915 | 5.0068 | 5.31 | 5.0741 | 5.0631 | 5.1568 | 5.2451 | 5.0972 | 4.9507 | 5.2578 | 5.4922 | 5.8698 | 6.0113 | 5.7051 | 5.4726 | 5.4345 | 5.0755 | 4.7144
2047-10-17 | 4.6772 | 4.5832 | 4.5591 | 4.4532 | 4.4641 | 4.7332 | 4.546 | 4.842 | 5.404 | 5.4506 | 5.8043 | 5.4182 | 5.2268 | 5.2818 | 5.3337 | 5.3956 | 5.6097 | 6.0455 | 5.8923 | 5.7756 | 5.5556 | 5.3613 | 5.1528 | 4.7788
2047-10-18 | 4.7384 | 4.555 | 4.5149 | 4.3491 | 4.3712 | 4.5137 | 4.6224 | 4.8273 | 5.1506 | 5.1262 | 5.009 | 5.4005 | 5.38 | 5.2572 | 5.6159 | 5.6011 | 5.8453 | 6.3848 | 6.4957 | 6.2039 | 6.037 | 5.7864 | 5.4281 | 5.188
2047-10-19 | 4.8074 | 4.6162 | 4.4246 | 4.4105 | 4.4433 | 4.5766 | 4.8593 | 4.8363 | 5.0032 | 5.0312 | 4.984 | 5.0735 | 5.1617 | 5.0335 | 5.122 | 5.2972 | 5.4485 | 5.7932 | 5.6346 | 5.655 | 5.5168 | 5.3745 | 5.272 | 4.933
2047-10-20 | 4.934 | 4.6911 | 4.5237 | 4.467 | 4.5136 | 4.7258 | 5.1568 | 5.332 | 5.3414 | 5.3633 | 5.1918 | 5.2265 | 5.2707 | 5.0278 | 5.3717 | 5.4492 | 5.9403 | 6.2607 | 6.4794 | 6.1859 | 5.9769 | 5.7541 | 5.3746 | 4.843
2047-10-21 | 4.791 | 4.6332 | 4.4518 | 4.3646 | 4.4226 | 4.7413 | 5.0852 | 5.3135 | 5.3252 | 5.0898 | 5.1678 | 5.056 | 5.1659 | 5.2964 | 5.3258 | 5.4177 | 5.8239 | 5.9835 | 6.0684 | 5.7836 | 5.4867 | 5.2313 | 4.9872 | 4.7674
2047-10-22 | 4.7075 | 4.5318 | 4.4066 | 4.2971 | 4.4343 | 4.7315 | 5.034 | 5.1928 | 5.2901 | 4.9064 | 5.1377 | 5.2537 | 5.2548 | 5.2541 | 5.4238 | 5.5843 | 5.8159 | 6.1922 | 6.36 | 5.9997 | 5.684 | 5.4324 | 5.0886 | 4.8081
2047-10-23 | 4.6955 | 4.5569 | 4.3628 | 4.2719 | 4.3894 | 4.6054 | 4.9362 | 4.9105 | 5.2541 | 4.9934 | 5.0661 | 5.0072 | 5.1764 | 4.8879 | 5.3942 | 5.4653 | 5.6345 | 5.8752 | 6.1917 | 5.9749 | 5.6154 | 5.3802 | 4.9362 | 4.6654
2047-10-24 | 4.5592 | 4.4614 | 4.3826 | 4.3651 | 4.4289 | 4.6249 | 4.9819 | 5.0513 | 5.2658 | 5.2387 | 5.2355 | 5.3336 | 5.3981 | 5.3932 | 5.5307 | 5.5035 | 5.651 | 6.1532 | 5.9422 | 5.7536 | 5.5586 | 5.1929 | 4.8765 | 4.6158
2047-10-25 | 4.6015 | 4.5088 | 4.5087 | 4.3299 | 4.4246 | 4.5579 | 4.7799 | 4.974 | 5.2159 | 5.1578 | 5.2253 | 5.2984 | 5.286 | 5.2052 | 5.2702 | 5.3553 | 5.8676 | 6.0776 | 6.2157 | 6.0684 | 5.968 | 5.6883 | 5.4089 | 5.1455
2047-10-26 | 4.9987 | 4.7291 | 4.4478 | 4.3751 | 4.4796 | 4.8404 | 5.0447 | 5.3344 | 5.4078 | 5.1645 | 5.0318 | 5.1292 | 5.2062 | 4.8804 | 5.1011 | 5.3478 | 5.7078 | 5.9304 | 5.8204 | 5.7069 | 5.3235 | 5.2269 | 5.0158 | 4.6519
2047-10-27 | 4.5516 | 4.3911 | 4.3135 | 4.2336 | 4.1973 | 4.4972 | 4.5151 | 4.6963 | 4.8947 | 5.0768 | 4.8914 | 4.8719 | 4.8218 | 4.5012 | 4.6838 | 5.0465 | 5.4143 | 5.8821 | 5.9553 | 5.9349 | 5.5738 | 5.3343 | 5.0571 | 4.6796
2047-10-28 | 4.5459 | 4.3812 | 4.3205 | 4.2331 | 4.3077 | 4.6255 | 4.9001 | 5.0844 | 5.1932 | 5.0214 | 4.8849 | 5.0165 | 5.0503 | 4.7022 | 5.1366 | 5.4002 | 5.8207 | 6.133 | 6.2852 | 6.1836 | 5.8155 | 5.6451 | 5.2611 | 4.8733
2047-10-29 | 4.7005 | 4.4518 | 4.2647 | 4.2168 | 4.2137 | 4.4731 | 4.7843 | 4.9915 | 5.4229 | 5.1473 | 5.027 | 5.0486 | 5.1899 | 5.1419 | 5.0668 | 5.4251 | 5.7993 | 6.1359 | 6.2083 | 6.0451 | 5.7222 | 5.4159 | 5.1955 | 4.8071
2047-10-30 | 4.7093 | 4.5531 | 4.3453 | 4.226 | 4.1901 | 4.5436 | 4.8876 | 5.037 | 5.2082 | 5.088 | 5.0275 | 5.0114 | 5.045 | 5.2357 | 5.0449 | 5.2814 | 5.7238 | 6.1254 | 6.2346 | 6.0896 | 5.8594 | 5.6508 | 5.1522 | 4.7871
2047-10-31 | 4.6824 | 4.5569 | 4.4633 | 4.404 | 4.3975 | 4.5229 | 4.7591 | 4.8231 | 4.9963 | 5.0622 | 5.0458 | 5.029 | 5.0157 | 4.9591 | 5.1546 | 5.152 | 5.6931 | 6.1231 | 5.9392 | 5.664 | 5.4552 | 5.3031 | 4.9753 | 4.7289
2047-11-01 | 4.6133 | 4.4155 | 4.3819 | 4.2765 | 4.2361 | 4.5164 | 4.4993 | 4.8584 | 4.9544 | 4.9892 | 4.9094 | 4.9031 | 4.8708 | 4.5586 | 4.8057 | 5.1451 | 5.4898 | 5.8724 | 5.9214 | 5.71 | 5.5492 | 5.2509 | 5.0576 | 4.8421
2047-11-02 | 4.6973 | 4.5552 | 4.2855 | 4.3019 | 4.3154 | 4.5356 | 4.5688 | 4.7287 | 4.9733 | 4.927 | 4.822 | 4.8617 | 4.7752 | 4.5234 | 4.8657 | 5.2563 | 5.6284 | 5.7747 | 5.766 | 5.5845 | 5.1846 | 4.9342 | 4.885 | 4.5598
2047-11-03 | 4.5048 | 4.3163 | 4.1875 | 3.9442 | 4.0246 | 4.3565 | 4.5252 | 4.7146 | 5.0713 | 4.8381 | 4.9144 | 4.7074 | 4.732 | 4.8189 | 4.8701 | 5.1214 | 5.6065 | 5.8578 | 5.966 | 5.7036 | 5.3515 | 5.2391 | 4.987 | 4.6388
2047-11-04 | 4.468 | 4.1386 | 4.0361 | 3.9821 | 4.2297 | 4.4987 | 4.764 | 4.8624 | 5.0216 | 4.841 | 4.6482 | 4.677 | 4.8761 | 4.6445 | 4.7506 | 5.4068 | 5.8224 | 6.1821 | 6.2288 | 6.0621 | 5.6411 | 5.4729 | 5.1626 | 4.7859
2047-11-05 | 4.5847 | 4.397 | 4.2606 | 4.1695 | 4.3466 | 4.709 | 5.0308 | 5.0928 | 5.2178 | 5.2037 | 5.0519 | 4.9458 | 5.0856 | 4.9924 | 5.0682 | 5.4647 | 5.7791 | 6.2279 | 6.2411 | 5.9929 | 5.7667 | 5.4906 | 5.1185 | 4.9398
2047-11-06 | 4.8015 | 4.6875 | 4.499 | 4.3845 | 4.4316 | 4.8505 | 5.0116 | 5.2237 | 5.3146 | 4.9434 | 4.924 | 5.0055 | 5.0147 | 4.9062 | 4.8693 | 5.1497 | 5.7294 | 6.0902 | 6.064 | 5.9653 | 5.674 | 5.4693 | 5.0238 | 4.7306
2047-11-07 | 4.6288 | 4.5296 | 4.4929 | 4.4772 | 4.4294 | 4.5481 | 4.9871 | 5.342 | 5.3447 | 5.0972 | 5.2547 | 4.9084 | 5.1497 | 5.0093 | 5.0813 | 4.8138 | 4.7496 | 5.1634 | 5.619 | 5.748 | 5.4733 | 5.2505 | 5.0339 | 4.8201
2047-11-08 | 4.504 | 4.0873 | 4.2143 | 4.0604 | 4.3885 | 4.7142 | 4.9246 | 5.2475 | 5.362 | 5.2703 | 5.2223 | 5.2243 | 5.2205 | 4.9548 | 4.8525 | 5.2089 | 5.5713 | 5.8479 | 5.9152 | 5.6187 | 5.3965 | 5.1702 | 4.9375 | 4.6286
2047-11-09 | 4.4584 | 4.3286 | 4.1561 | 4.1335 | 4.3182 | 4.4119 | 4.6204 | 4.8409 | 5.1302 | 4.9624 | 4.8332 | 4.86 | 4.9593 | 4.8336 | 4.9039 | 5.1149 | 5.5278 | 5.8612 | 5.7844 | 5.4366 | 5.0816 | 5.0707 | 4.8658 | 4.6001
2047-11-10 | 4.4545 | 4.3149 | 4.1244 | 3.9989 | 4.1656 | 4.4167 | 4.555 | 4.7321 | 4.9563 | 4.8355 | 5.0726 | 4.8777 | 4.9627 | 4.8572 | 4.991 | 5.1797 | 5.5085 | 5.7445 | 5.7569 | 5.6898 | 5.2557 | 5.1832 | 4.9294 | 4.689
2047-11-11 | 4.5702 | 4.4457 | 4.3306 | 4.1462 | 4.3081 | 4.4891 | 4.63 | 4.8935 | 5.0387 | 4.7585 | 4.7566 | 4.7648 | 4.953 | 5.1893 | 5.1789 | 5.3664 | 5.641 | 5.9343 | 6.0232 | 5.7844 | 5.5394 | 5.3726 | 4.945 | 4.6814
2047-11-12 | 4.9176 | 4.7983 | 4.6278 | 4.7474 | 4.9471 | 5.1706 | 5.1761 | 5.3725 | 5.7293 | 5.5298 | 5.3045 | 5.3552 | 5.4326 | 5.2718 | 5.5154 | 5.5847 | 6.1036 | 6.7408 | 6.8558 | 6.4924 | 6.1227 | 5.7474 | 5.4018 | 5.0475
2047-11-13 | 4.534 | 4.414 | 4.2604 | 4.239 | 4.145 | 4.5433 | 4.7406 | 4.6749 | 5.1452 | 4.9176 | 5.0145 | 4.9913 | 5.2091 | 4.9832 | 5.2049 | 5.4781 | 5.7085 | 6.2028 | 6.2879 | 6.0888 | 5.8599 | 5.6824 | 5.1335 | 4.884
2047-11-14 | 4.733 | 4.613 | 4.6229 | 4.4291 | 4.4639 | 4.5455 | 4.8008 | 5.2845 | 5.469 | 5.1897 | 4.9617 | 4.7967 | 4.7869 | 4.8634 | 4.8962 | 5.1873 | 5.5711 | 5.9718 | 6.0438 | 5.8523 | 5.7085 | 5.4891 | 5.0484 | 4.7347
2047-11-15 | 4.6839 | 4.4824 | 4.5142 | 4.3793 | 4.4471 | 4.7432 | 4.8286 | 5.2835 | 5.2911 | 5.2031 | 5.1226 | 5.2194 | 5.4188 | 5.0603 | 5.2914 | 5.5781 | 5.8295 | 6.1629 | 6.2347 | 5.9393 | 5.6648 | 5.5022 | 5.1385 | 4.8878
2047-11-16 | 4.8242 | 4.6029 | 4.4179 | 4.3933 | 4.4403 | 4.7263 | 4.9152 | 4.9651 | 5.3136 | 4.9007 | 4.9392 | 4.9935 | 4.9884 | 4.7204 | 4.7237 | 4.9217 | 5.236 | 5.5105 | 5.5063 | 5.3733 | 5.0816 | 4.9965 | 4.8356 | 4.597
2047-11-17 | 4.4827 | 4.2404 | 4.2577 | 4.2839 | 4.3881 | 4.6904 | 4.9468 | 5.172 | 5.3519 | 5.2807 | 5.137 | 5.2357 | 5.2576 | 5.0564 | 4.988 | 5.3092 | 5.5516 | 5.8418 | 5.8655 | 5.6195 | 5.2016 | 5.0316 | 4.9019 | 4.459
2047-11-18 | 4.3676 | 4.1802 | 4.0781 | 4.1117 | 4.2924 | 4.6048 | 4.8209 | 5.167 | 5.1487 | 4.8753 | 5.1096 | 5.0867 | 5.0325 | 5.1495 | 5.3987 | 5.5731 | 5.8556 | 6.0993 | 6.198 | 6.0389 | 5.7247 | 5.5789 | 5.0032 | 4.8018
2047-11-19 | 4.539 | 4.3232 | 4.2105 | 4.127 | 4.3465 | 4.7196 | 4.8795 | 5.1124 | 5.1612 | 4.984 | 5.0231 | 5.0751 | 5.1696 | 5.1832 | 5.1538 | 5.2297 | 5.5512 | 5.8809 | 6.0003 | 5.7685 | 5.5272 | 5.3322 | 5.0678 | 4.7458
2047-11-20 | 4.552 | 4.3622 | 4.2208 | 4.2278 | 4.3132 | 4.7237 | 5.0993 | 5.3044 | 5.3481 | 5.073 | 5.0838 | 5.0911 | 5.2769 | 5.2141 | 5.24 | 5.3955 | 5.7977 | 5.917 | 5.8342 | 5.694 | 5.4673 | 5.241 | 4.9308 | 4.7101
2047-11-21 | 4.6097 | 4.49 | 4.3918 | 4.3426 | 4.3659 | 4.4698 | 4.7753 | 4.923 | 4.9168 | 4.7576 | 4.7737 | 4.71 | 4.782 | 4.9453 | 5.0558 | 5.0969 | 5.3584 | 5.7038 | 5.881 | 5.7296 | 5.4573 | 5.3644 | 5.0497 | 4.8661
2047-11-22 | 4.8735 | 4.6611 | 4.571 | 4.4385 | 4.5674 | 4.771 | 4.9283 | 5.0298 | 5.4307 | 4.9828 | 4.8811 | 4.7435 | 5.0307 | 5.051 | 5.0615 | 5.1181 | 5.3681 | 5.6484 | 5.8882 | 5.5156 | 5.4063 | 5.1775 | 5.0775 | 4.8434
2047-11-23 | 4.6843 | 4.4454 | 4.2746 | 4.2946 | 4.1854 | 4.4504 | 4.6351 | 4.9088 | 5.1195 | 4.873 | 4.6893 | 4.7943 | 4.7874 | 4.7906 | 4.7218 | 4.8926 | 5.2803 | 5.5554 | 5.6388 | 5.4636 | 5.0679 | 4.8298 | 4.7019 | 4.5574
2047-11-24 | 4.5143 | 4.3119 | 4.0199 | 3.9996 | 3.9788 | 4.3674 | 4.6392 | 4.841 | 5.1126 | 5.0798 | 5.0147 | 4.8916 | 4.993 | 5.1948 | 4.9865 | 5.286 | 5.6051 | 5.9716 | 5.9248 | 5.6446 | 5.2623 | 4.8848 | 4.6983 | 4.5574
2047-11-25 | 4.3881 | 4.1668 | 4.0987 | 3.9733 | 4.0339 | 4.474 | 4.6326 | 4.9963 | 5.1358 | 4.9036 | 4.7358 | 4.773 | 4.7405 | 4.7464 | 4.8237 | 5.2495 | 5.688 | 5.768 | 5.9294 | 5.9207 | 5.628 | 5.5275 | 5.0151 | 4.7693
2047-11-26 | 4.5838 | 4.3898 | 4.2838 | 4.2238 | 4.4105 | 4.5946 | 4.8918 | 5.0235 | 5.1954 | 5.1034 | 4.9121 | 4.8234 | 5.0131 | 5.2418 | 5.3975 | 5.3495 | 5.6813 | 5.896 | 5.9985 | 5.7957 | 5.5167 | 5.2233 | 4.8581 | 4.5072
2047-11-27 | 4.398 | 4.269 | 4.1298 | 4.1602 | 4.2562 | 4.4042 | 4.6158 | 4.9933 | 5.2617 | 5.2759 | 5.1709 | 5.3 | 5.3951 | 5.3298 | 5.5275 | 5.6297 | 5.784 | 6.0109 | 5.9739 | 5.7708 | 5.4277 | 5.2115 | 4.8843 | 4.5109
2047-11-28 | 4.3785 | 4.2619 | 4.2722 | 4.1794 | 4.2761 | 4.3947 | 4.7466 | 5.0299 | 5.5215 | 5.3787 | 5.1822 | 5.0476 | 5.0905 | 5.1515 | 5.261 | 5.2614 | 5.7182 | 5.8571 | 5.7692 | 5.5713 | 5.3826 | 5.1721 | 4.8893 | 4.5214
2047-11-29 | 4.4499 | 4.2574 | 4.2065 | 3.9313 | 4.0316 | 4.0315 | 4.2032 | 4.4913 | 4.9078 | 4.8089 | 4.7742 | 4.7005 | 4.9045 | 4.9082 | 5.0421 | 5.2846 | 5.5108 | 5.6108 | 5.569 | 5.2667 | 5.3177 | 5.1544 | 4.663 | 4.5349
2047-11-30 | 4.5671 | 4.4269 | 3.9855 | 4.104 | 4.148 | 4.2507 | 4.5054 | 4.7492 | 4.9916 | 4.8687 | 4.6877 | 4.6859 | 4.7687 | 4.6316 | 4.8427 | 5.0325 | 5.2587 | 5.406 | 5.4183 | 5.3402 | 4.9996 | 4.9242 | 4.7479 | 4.6011
2047-12-01 | 4.203 | 3.961 | 3.8719 | 3.8455 | 3.8767 | 4.1367 | 4.4711 | 4.8468 | 4.9281 | 4.9199 | 4.5344 | 4.4807 | 4.5675 | 4.4301 | 4.6188 | 4.7436 | 4.8871 | 5.3609 | 5.463 | 5.3669 | 4.965 | 4.7252 | 4.4038 | 4.1917
2047-12-02 | 4.0909 | 3.8801 | 3.7664 | 3.7082 | 3.7673 | 4.1474 | 4.5905 | 4.895 | 5.0551 | 4.9372 | 4.4807 | 4.5305 | 4.559 | 4.5971 | 4.7658 | 4.8939 | 5.2053 | 5.6123 | 5.7219 | 5.516 | 4.9374 | 4.6573 | 4.3323 | 4.0894
2047-12-03 | 3.9648 | 3.776 | 3.6219 | 3.5815 | 3.7491 | 4.1671 | 4.3264 | 4.646 | 4.887 | 4.8203 | 4.4907 | 4.4389 | 4.7553 | 4.4531 | 4.6459 | 4.7174 | 4.9921 | 5.434 | 5.7035 | 5.6606 | 5.4493 | 5.1148 | 4.6171 | 4.3284
2047-12-04 | 4.16 | 4.0457 | 3.925 | 3.8146 | 3.9349 | 4.3922 | 4.7608 | 5.0358 | 4.9168 | 4.8066 | 4.8303 | 4.6828 | 4.5633 | 4.5243 | 4.7533 | 4.7955 | 5.2275 | 5.4957 | 5.884 | 5.4852 | 5.0663 | 4.7913 | 4.277 | 3.949
2047-12-05 | 3.8979 | 3.8747 | 3.8108 | 3.7419 | 3.7683 | 4.1733 | 4.4525 | 4.6936 | 4.564 | 4.4952 | 4.476 | 4.4884 | 4.5177 | 4.4285 | 4.5744 | 4.7826 | 4.9691 | 5.4906 | 5.8126 | 5.8173 | 5.6559 | 5.2689 | 4.7368 | 4.4354
2047-12-06 | 4.4184 | 4.2436 | 4.118 | 3.9678 | 4.0515 | 4.3769 | 4.7745 | 5.1152 | 4.9268 | 4.5651 | 4.5604 | 4.5285 | 4.5921 | 4.3931 | 4.4347 | 4.5796 | 5.0414 | 5.281 | 5.4533 | 5.1333 | 5.0273 | 4.7231 | 4.5815 | 4.3899
2047-12-07 | 4.1984 | 3.9916 | 3.7842 | 3.6967 | 3.7721 | 4.1693 | 4.1781 | 4.5719 | 4.6789 | 4.6727 | 4.4975 | 4.5917 | 4.5762 | 4.354 | 4.5771 | 4.759 | 4.8817 | 5.2109 | 5.2908 | 5.11 | 4.9523 | 4.8148 | 4.6087 | 4.3604
2047-12-08 | 4.2513 | 4.0102 | 3.8733 | 3.8618 | 3.9579 | 4.2706 | 4.4427 | 4.7425 | 4.9128 | 4.8836 | 4.6856 | 4.4901 | 4.5686 | 4.6007 | 4.6256 | 4.7913 | 5.0729 | 5.43 | 5.6266 | 5.1433 | 4.7932 | 4.6089 | 4.4409 | 4.0862
2047-12-09 | 3.8923 | 3.7686 | 3.6102 | 3.5963 | 3.654 | 4.0725 | 4.4418 | 4.6782 | 5.0823 | 4.7454 | 4.7066 | 4.6917 | 4.6986 | 4.6434 | 4.6953 | 5.0266 | 5.2006 | 5.4272 | 5.4912 | 5.2897 | 5.2293 | 4.9936 | 4.536 | 4.243
2047-12-10 | 4.0799 | 4.1129 | 3.8845 | 3.7572 | 3.8427 | 4.1474 | 4.4712 | 4.8862 | 5.0173 | 4.9351 | 4.7565 | 4.681 | 4.6297 | 4.7944 | 4.7923 | 4.9786 | 5.1461 | 5.674 | 5.9599 | 5.8199 | 5.4193 | 5.0925 | 4.6917 | 4.4151
2047-12-11 | 4.2929 | 4.0487 | 3.879 | 3.8194 | 3.9383 | 4.3346 | 4.6392 | 5.1096 | 5.2196 | 5.2019 | 5.0731 | 5.2106 | 5.0395 | 5.0703 | 5.1829 | 5.2689 | 5.2826 | 5.5709 | 5.8057 | 5.5222 | 5.1341 | 4.8392 | 4.4536 | 4.2423
2047-12-12 | 4.1506 | 4.1074 | 4.0712 | 3.9982 | 4.047 | 4.3585 | 4.6332 | 4.9047 | 4.8065 | 4.7694 | 4.7302 | 4.4568 | 4.4718 | 4.4357 | 4.6429 | 4.7513 | 5.0265 | 5.4973 | 5.6674 | 5.4905 | 5.1622 | 4.8064 | 4.4801 | 4.252
2047-12-13 | 4.1918 | 3.9665 | 4.0186 | 3.8005 | 3.8013 | 4.1331 | 4.4421 | 4.7428 | 4.7478 | 5.0413 | 4.8385 | 4.715 | 4.7493 | 4.6847 | 4.7857 | 5.0732 | 5.5177 | 5.6818 | 5.6881 | 5.3378 | 5.1862 | 4.9307 | 4.6384 | 4.3706
2047-12-14 | 4.1242 | 3.9344 | 3.7312 | 3.6267 | 3.6834 | 3.9449 | 4.0464 | 4.4587 | 4.5675 | 4.4981 | 4.3148 | 4.3759 | 4.3429 | 4.2632 | 4.3917 | 4.401 | 4.8743 | 5.2095 | 5.4261 | 5.2771 | 4.8568 | 4.6872 | 4.4828 | 4.2766
2047-12-15 | 4.0394 | 3.8132 | 3.6096 | 3.442 | 3.5485 | 3.7479 | 3.9854 | 4.4331 | 4.7115 | 4.7137 | 4.5748 | 4.5493 | 4.5321 | 4.4516 | 4.6215 | 4.6232 | 5.1005 | 5.7263 | 5.8542 | 5.6792 | 4.9867 | 4.8329 | 4.6045 | 4.2497
2047-12-16 | 4.1131 | 3.8971 | 3.767 | 3.725 | 3.6707 | 4.0428 | 4.3035 | 4.707 | 4.6507 | 4.5105 | 4.4795 | 4.5032 | 4.6021 | 4.4608 | 4.4862 | 4.4516 | 5.0926 | 5.5298 | 5.6554 | 5.6019 | 5.2193 | 4.9835 | 4.4412 | 4.1715
2047-12-17 | 4.2108 | 4.1101 | 3.8195 | 3.7086 | 3.8292 | 4.1592 | 4.3592 | 4.6317 | 4.6837 | 4.642 | 4.4001 | 4.4248 | 4.4429 | 4.4553 | 4.2643 | 4.5468 | 4.7771 | 5.3231 | 5.5923 | 5.4274 | 5.151 | 4.8986 | 4.581 | 4.2724
2047-12-18 | 4.1484 | 3.9985 | 3.8393 | 3.6936 | 3.7967 | 4.1702 | 4.4376 | 4.8943 | 4.8401 | 4.7652 | 4.6155 | 4.599 | 4.7498 | 4.6125 | 4.65 | 4.9095 | 5.2679 | 5.4867 | 5.4824 | 5.6012 | 5.3574 | 4.9545 | 4.4322 | 4.1826
2047-12-19 | 4.0659 | 3.9443 | 3.8471 | 3.7148 | 3.8328 | 4.0941 | 4.586 | 4.6353 | 4.6631 | 4.6939 | 4.4838 | 4.3634 | 4.4845 | 4.3389 | 4.4283 | 4.744 | 4.9228 | 5.4392 | 5.9005 | 5.7856 | 5.3306 | 4.9954 | 4.5889 | 4.3938
2047-12-20 | 4.3028 | 3.9768 | 3.9988 | 3.8022 | 3.9361 | 4.2563 | 4.406 | 4.5982 | 4.5703 | 4.5064 | 4.5792 | 4.8888 | 4.8317 | 4.6369 | 4.8668 | 5.08 | 5.2732 | 5.662 | 5.9296 | 5.7669 | 5.5127 | 5.0766 | 4.7772 | 4.5943
2047-12-21 | 4.4905 | 4.2589 | 4.0123 | 3.9726 | 4.0028 | 4.1666 | 4.3244 | 4.5257 | 4.6077 | 4.5684 | 4.4631 | 4.595 | 4.5177 | 4.4753 | 4.6472 | 4.9998 | 5.1127 | 5.5713 | 5.8214 | 5.6681 | 5.192 | 5.1044 | 4.6827 | 4.3691
2047-12-22 | 4.3335 | 4.0863 | 3.907 | 3.8161 | 3.7766 | 4.0165 | 4.2684 | 4.4378 | 4.4754 | 4.4593 | 4.519 | 4.5241 | 4.5308 | 4.561 | 4.5357 | 4.6578 | 5.1886 | 5.6953 | 5.8327 | 5.7071 | 5.2072 | 4.923 | 4.5838 | 4.269
2047-12-23 | 4.2232 | 4.0233 | 3.8163 | 3.7549 | 3.83 | 4.0589 | 4.3491 | 4.607 | 4.9754 | 4.9964 | 4.9916 | 5.1752 | 5.1444 | 5.1083 | 5.307 | 5.4797 | 5.6392 | 6.1878 | 6.2299 | 5.9602 | 5.6232 | 5.3153 | 5.0182 | 4.655
2047-12-24 | 4.3839 | 4.152 | 3.9124 | 3.7469 | 3.8414 | 3.9389 | 4.1097 | 4.4252 | 4.7867 | 4.8772 | 4.9888 | 4.8997 | 4.969 | 5.0996 | 5.1254 | 5.0597 | 5.3046 | 5.8263 | 6.0012 | 5.8081 | 5.502 | 5.222 | 4.8702 | 4.6362
2047-12-25 | 4.5302 | 4.4415 | 4.2715 | 4.1904 | 4.3674 | 4.5647 | 4.7826 | 5.1379 | 5.3663 | 5.055 | 5.2259 | 5.3735 | 5.4545 | 5.2477 | 5.6202 | 5.7027 | 6.0918 | 6.3606 | 6.6013 | 6.532 | 5.9348 | 5.4544 | 4.8817 | 4.3964
2047-12-26 | 4.2351 | 4.1085 | 4.0664 | 3.9587 | 3.9712 | 4.1891 | 4.4217 | 4.71 | 5.0121 | 4.9083 | 5.0905 | 5.1114 | 5.1196 | 5.1149 | 5.3235 | 5.3517 | 5.821 | 6.2648 | 6.3239 | 6.2009 | 5.7696 | 5.5407 | 5.1364 | 4.5553
2047-12-27 | 4.8344 | 4.5527 | 4.5166 | 4.2355 | 4.3764 | 4.6062 | 4.7291 | 5.1327 | 5.466 | 5.6173 | 5.8635 | 6.0255 | 6.1012 | 5.7771 | 5.9365 | 5.9073 | 6.5699 | 7.0613 | 7.1219 | 6.6499 | 6.4073 | 6.2197 | 5.8208 | 5.2518
2047-12-28 | 4.7027 | 4.4532 | 4.3337 | 4.1548 | 4.0123 | 4.2941 | 4.5174 | 4.9288 | 5.1272 | 5.1537 | 5.1481 | 5.0898 | 5.1042 | 4.9788 | 5.0356 | 5.2698 | 5.7011 | 6.1228 | 6.2688 | 6.1552 | 5.7279 | 5.5091 | 5.0705 | 4.6731
2047-12-29 | 4.4387 | 4.1692 | 3.9893 | 4.0832 | 3.9872 | 4.2005 | 4.4577 | 4.8352 | 5.1362 | 5.0448 | 5.0438 | 5.1087 | 5.199 | 4.9034 | 5.2616 | 5.55 | 5.8511 | 6.3248 | 6.4474 | 6.3298 | 5.7137 | 5.6346 | 5.3415 | 4.7939
2047-12-30 | 4.4637 | 4.2611 | 4.1148 | 4.0331 | 4.166 | 4.2468 | 4.3089 | 4.6656 | 5.1112 | 5.0409 | 5.1413 | 5.2279 | 5.0979 | 4.8464 | 5.1811 | 5.5374 | 5.7968 | 6.2299 | 6.3237 | 6.2231 | 5.7321 | 5.6643 | 5.3333 | 4.7965
2047-12-31 | 4.4159 | 4.1495 | 3.8398 | 3.8091 | 3.8355 | 4.0055 | 4.1393 | 4.392 | 4.6862 | 4.6342 | 4.8607 | 4.8177 | 4.8428 | 4.9507 | 5.0196 | 5.0275 | 5.3283 | 5.8214 | 6.0443 | 5.8098 | 5.4796 | 5.2435 | 4.8724 | 4.5925
2048-01-01 | 4.185 | 4.0942 | 3.9172 | 3.9713 | 3.9707 | 4.2151 | 4.5093 | 4.7486 | 4.9221 | 4.8067 | 4.8493 | 4.7473 | 4.6897 | 4.7445 | 5.0224 | 5.2453 | 5.5706 | 5.9205 | 6.2759 | 6.0992 | 5.6851 | 5.391 | 4.8819 | 4.2951
2048-01-02 | 4.3398 | 4.2177 | 4.1092 | 4.0716 | 4.1306 | 4.4324 | 4.6469 | 4.8825 | 5.2691 | 5.1393 | 4.6917 | 4.5949 | 4.564 | 4.6656 | 4.6659 | 5.3061 | 5.8319 | 6.229 | 6.479 | 6.1589 | 5.6959 | 5.4345 | 4.9766 | 4.584
2048-01-03 | 4.2466 | 4.0921 | 3.9952 | 3.968 | 4.0274 | 4.3268 | 4.5464 | 4.7087 | 4.66 | 4.4719 | 4.3409 | 4.4313 | 4.381 | 4.3385 | 4.5206 | 4.7989 | 5.4482 | 5.8437 | 5.9584 | 5.8244 | 5.4196 | 5.1437 | 4.669 | 4.3244
2048-01-04 | 4.1558 | 4.0999 | 4.0723 | 3.9695 | 3.9628 | 4.0397 | 4.3664 | 4.449 | 4.534 | 4.4421 | 4.2757 | 4.1208 | 4.3654 | 4.4872 | 4.5125 | 4.7934 | 5.1845 | 5.4194 | 5.4922 | 5.3793 | 5.1317 | 4.9076 | 4.4391 | 4.2658
2048-01-05 | 4.3243 | 4.0855 | 4.0564 | 3.8642 | 3.8335 | 3.9765 | 4.0886 | 4.1251 | 4.3434 | 4.2927 | 4.1399 | 4.1245 | 4.304 | 4.394 | 4.6046 | 4.6986 | 5.0916 | 5.4459 | 5.5714 | 5.3964 | 5.2621 | 4.8504 | 4.5591 | 4.378
2048-01-06 | 4.2479 | 4.1025 | 3.8508 | 3.8338 | 3.9038 | 4.1357 | 4.3873 | 4.5618 | 4.5713 | 4.4024 | 4.4462 | 4.4448 | 4.5103 | 4.4795 | 4.9094 | 5.0792 | 5.4411 | 5.8433 | 5.8858 | 5.7696 | 5.2362 | 4.9458 | 4.6133 | 4.246
2048-01-07 | 4.1467 | 3.9589 | 3.8339 | 3.8568 | 3.8609 | 4.1635 | 4.4014 | 4.4917 | 4.5142 | 4.2363 | 4.1921 | 4.2334 | 4.3335 | 4.716 | 5.044 | 5.017 | 5.2014 | 5.6181 | 5.9148 | 5.6984 | 5.1587 | 4.9667 | 4.5405 | 4.1692
2048-01-08 | 4.0445 | 3.9401 | 3.7513 | 3.7221 | 3.8118 | 4.2627 | 4.5484 | 4.867 | 4.804 | 4.5053 | 4.4289 | 4.5011 | 4.4907 | 4.7253 | 4.7118 | 4.814 | 5.0525 | 5.5822 | 5.809 | 5.5494 | 5.3214 | 4.9639 | 4.6284 | 4.2931
2048-01-09 | 4.1133 | 4.0047 | 3.8968 | 3.8314 | 3.9322 | 4.2234 | 4.4994 | 4.8049 | 4.7121 | 4.8149 | 4.9112 | 4.5205 | 4.5869 | 4.628 | 4.7582 | 4.7649 | 5.0908 | 5.717 | 6.0636 | 5.7945 | 5.3564 | 5.093 | 4.6719 | 4.5133
2048-01-10 | 4.2135 | 4.0537 | 3.9058 | 3.8284 | 3.9318 | 4.2176 | 4.6833 | 4.8494 | 4.683 | 4.7197 | 4.7475 | 4.9488 | 4.8225 | 4.892 | 4.9226 | 5.0638 | 5.1443 | 5.686 | 5.7655 | 5.4535 | 5.179 | 4.8681 | 4.3549 | 4.3573
2048-01-11 | 4.1525 | 3.8876 | 3.8729 | 3.8234 | 3.7627 | 3.9064 | 4.0795 | 4.3676 | 4.5944 | 4.7767 | 4.4472 | 4.5922 | 4.8068 | 4.5469 | 4.6505 | 4.8604 | 5.0797 | 5.536 | 5.6212 | 5.5557 | 5.2884 | 4.848 | 4.468 | 4.448
2048-01-12 | 4.2708 | 3.9421 | 3.9196 | 3.8045 | 3.7235 | 3.9026 | 4.0816 | 4.3088 | 4.6595 | 4.8418 | 4.9109 | 4.8175 | 4.7087 | 4.5628 | 4.5652 | 4.7706 | 5.061 | 5.3836 | 5.8443 | 5.643 | 5.2749 | 4.8511 | 4.517 | 4.2751
2048-01-13 | 4.2088 | 4.025 | 3.7602 | 3.7304 | 3.7932 | 4.0083 | 4.3598 | 4.8135 | 4.8973 | 4.6701 | 4.6808 | 4.6464 | 4.7655 | 4.6187 | 4.4208 | 4.4226 | 4.8938 | 5.5646 | 5.8059 | 5.5848 | 5.2188 | 5.1375 | 4.4872 | 4.2045
2048-01-14 | 4.0741 | 3.8778 | 3.6937 | 3.6931 | 3.7304 | 3.9846 | 4.3473 | 4.522 | 4.5083 | 4.3333 | 4.1803 | 4.2101 | 4.1588 | 4.2042 | 4.1955 | 4.1271 | 4.4311 | 4.9397 | 5.3151 | 5.2568 | 4.8751 | 4.6162 | 4.3211 | 3.9274
2048-01-15 | 3.86 | 3.8697 | 3.7692 | 3.7082 | 3.8327 | 4.219 | 4.6385 | 4.84 | 4.6938 | 4.5145 | 4.4346 | 4.8058 | 4.5541 | 4.4454 | 4.6189 | 4.6159 | 4.7875 | 5.1308 | 5.577 | 5.4712 | 5.012 | 4.7689 | 4.396 | 4.0228
2048-01-16 | 3.8964 | 3.7598 | 3.6087 | 3.5751 | 3.7275 | 4.15 | 4.4372 | 4.6891 | 4.6222 | 4.5336 | 4.6937 | 4.7507 | 4.5648 | 4.5497 | 4.7188 | 4.7857 | 5.0301 | 5.3635 | 5.5399 | 5.3874 | 5.1527 | 4.95 | 4.4907 | 4.0298
2048-01-17 | 4.1012 | 4.0027 | 3.8688 | 3.813 | 3.8733 | 4.2927 | 4.8443 | 5.1352 | 4.8447 | 4.708 | 4.7472 | 4.8627 | 4.8265 | 4.8452 | 4.9217 | 5.0617 | 5.0059 | 5.3353 | 5.4776 | 5.2528 | 4.9004 | 4.7521 | 4.4042 | 4.0992
2048-01-18 | 3.9769 | 3.882 | 3.8159 | 3.7391 | 3.7303 | 3.9976 | 4.2382 | 4.4302 | 4.6613 | 4.6026 | 4.3049 | 4.2008 | 4.471 | 4.6034 | 4.5918 | 4.8142 | 4.9544 | 5.3956 | 5.5291 | 5.3947 | 5.074 | 4.782 | 4.4616 | 4.132
2048-01-19 | 4.149 | 3.8413 | 3.8059 | 3.6669 | 3.6685 | 3.8264 | 4.1591 | 4.514 | 4.8213 | 4.7785 | 4.5944 | 4.696 | 4.8253 | 4.6537 | 4.9705 | 5.0053 | 5.3293 | 5.5767 | 5.8813 | 5.6868 | 5.2996 | 4.9241 | 4.5747 | 4.29
2048-01-20 | 4.1656 | 3.9963 | 3.8362 | 3.7492 | 3.7634 | 4.0245 | 4.2635 | 4.5861 | 4.6512 | 4.384 | 4.2244 | 4.3476 | 4.2987 | 4.3868 | 4.3687 | 4.7128 | 4.827 | 5.2161 | 5.5758 | 5.5948 | 4.8959 | 4.6874 | 4.4055 | 4.094
2048-01-21 | 3.9499 | 3.7914 | 3.6913 | 3.6965 | 3.7845 | 4.0558 | 4.4022 | 4.6803 | 4.5233 | 4.5149 | 4.711 | 4.7908 | 4.9254 | 4.7637 | 4.5427 | 4.6039 | 4.8449 | 5.5158 | 5.7622 | 5.1426 | 5.0893 | 5.0737 | 4.66 | 4.2087
2048-01-22 | 4.0866 | 3.9137 | 3.7301 | 3.7028 | 3.7842 | 4.1449 | 4.5406 | 4.7096 | 4.4418 | 4.2017 | 4.0875 | 4.0854 | 4.4926 | 4.5976 | 4.522 | 5.0211 | 5.3679 | 5.7979 | 5.9005 | 5.6931 | 5.408 | 5.0927 | 4.6792 | 4.1628
2048-01-23 | 3.9877 | 3.8379 | 3.7079 | 3.6142 | 3.6889 | 4.0855 | 4.4591 | 4.7746 | 4.6126 | 4.4563 | 4.6603 | 4.6988 | 4.6261 | 4.476 | 4.7727 | 4.9142 | 5.269 | 5.7069 | 5.939 | 5.5564 | 5.3028 | 4.8272 | 4.5144 | 4.1766
2048-01-24 | 3.9833 | 3.8911 | 3.7893 | 3.6864 | 3.9711 | 4.2367 | 4.7506 | 5.0522 | 4.9877 | 4.7325 | 4.8358 | 4.9924 | 4.8799 | 4.9603 | 5.0686 | 4.9576 | 5.3466 | 5.8432 | 5.872 | 5.568 | 5.3406 | 5.2617 | 4.7711 | 4.4868
2048-01-25 | 4.3088 | 4.2755 | 3.9839 | 3.8627 | 3.8267 | 4.0211 | 4.1873 | 4.4871 | 4.6837 | 4.5243 | 4.2822 | 4.162 | 4.1596 | 4.09 | 4.248 | 4.2686 | 4.4829 | 5.0462 | 5.304 | 5.2048 | 4.9803 | 4.7417 | 4.3733 | 4.1512
2048-01-26 | 4.1832 | 3.9006 | 3.8976 | 3.6013 | 3.5921 | 3.788 | 3.9152 | 4.1736 | 4.3879 | 4.3976 | 4.3189 | 4.4072 | 4.5341 | 4.3265 | 4.2259 | 4.2451 | 4.716 | 5.0307 | 5.3517 | 5.3809 | 5.2137 | 4.724 | 4.4113 | 4.215
2048-01-27 | 4.1509 | 3.9804 | 3.7624 | 3.7329 | 3.7971 | 4.13 | 4.4717 | 4.7618 | 4.6306 | 4.3692 | 4.11 | 4.1428 | 4.0987 | 4.1603 | 4.0734 | 4.2967 | 4.6283 | 5.1232 | 5.4632 | 5.4749 | 5.1745 | 4.796 | 4.3878 | 4.1183
2048-01-28 | 4.0386 | 3.8654 | 3.7448 | 3.6793 | 3.8123 | 4.2561 | 4.8445 | 4.8377 | 4.7763 | 4.7075 | 4.4656 | 4.5174 | 4.5868 | 4.3961 | 4.865 | 5.1271 | 5.5339 | 5.5903 | 5.7768 | 5.6225 | 5.251 | 4.9937 | 4.4674 | 4.1419
2048-01-29 | 4.0546 | 3.935 | 3.7897 | 3.7145 | 3.8503 | 4.3822 | 4.7412 | 5.021 | 5.0823 | 4.9161 | 4.7277 | 4.396 | 4.2988 | 4.568 | 4.5415 | 4.4504 | 5.1365 | 5.4318 | 5.566 | 5.6376 | 5.4239 | 5.1188 | 4.5784 | 4.3253
2048-01-30 | 4.1517 | 4.0504 | 3.9065 | 3.8529 | 3.9247 | 4.3059 | 4.6611 | 5.0776 | 5.2215 | 4.7322 | 4.5302 | 4.6324 | 5.1008 | 4.8981 | 4.8175 | 4.6459 | 5.0688 | 5.4902 | 5.8667 | 5.5612 | 5.189 | 4.8862 | 4.4482 | 4.1218
2048-01-31 | 4.0185 | 3.9517 | 3.7901 | 3.7035 | 3.7916 | 4.1329 | 4.5549 | 4.9145 | 4.9434 | 4.777 | 4.7514 | 5.0028 | 4.9816 | 4.6837 | 5.1867 | 5.3441 | 5.3037 | 5.816 | 5.7854 | 5.3648 | 4.9875 | 4.9352 | 4.5786 | 4.1656
2048-02-01 | 3.9307 | 3.8751 | 3.7675 | 3.693 | 3.6863 | 3.9157 | 4.0882 | 4.4333 | 4.7147 | 4.7736 | 4.8686 | 4.8635 | 4.8264 | 4.5725 | 4.8345 | 4.9341 | 4.9626 | 5.2562 | 5.2659 | 5.2713 | 5.1728 | 4.9021 | 4.3819 | 4.0945
2048-02-02 | 3.9996 | 3.7671 | 3.7349 | 3.5496 | 3.585 | 3.7798 | 3.9623 | 4.3062 | 4.6777 | 4.7156 | 4.5505 | 4.6972 | 4.505 | 4.1294 | 4.3013 | 4.2864 | 4.5283 | 5.1036 | 5.3975 | 5.2123 | 4.9803 | 4.5646 | 4.319 | 4.0442
2048-02-03 | 3.942 | 3.7704 | 3.5563 | 3.4753 | 3.5206 | 3.9774 | 4.3126 | 4.8137 | 4.9404 | 4.8238 | 4.5763 | 4.4422 | 4.6568 | 4.5629 | 4.7203 | 5.0538 | 5.1403 | 5.3771 | 5.5406 | 5.3794 | 5.0452 | 4.7549 | 4.3326 | 4.0958
2048-02-04 | 3.9931 | 3.7986 | 3.7144 | 3.7914 | 3.8849 | 4.2505 | 4.6674 | 4.8639 | 4.9494 | 4.7776 | 4.5105 | 4.6935 | 4.7125 | 4.6971 | 4.8257 | 4.5722 | 5.0827 | 5.284 | 5.5862 | 5.7383 | 5.1813 | 4.7893 | 4.4022 | 4.0857
2048-02-05 | 4.0113 | 3.8805 | 3.6775 | 3.6236 | 3.6856 | 4.0762 | 4.5841 | 4.938 | 4.9277 | 4.9023 | 4.9767 | 4.8757 | 4.6298 | 4.7953 | 5.1541 | 5.1686 | 5.5382 | 5.8622 | 6.2711 | 6.1442 | 5.7527 | 5.4225 | 4.8522 | 4.7133
2048-02-06 | 4.4212 | 4.0973 | 3.9888 | 3.9205 | 4.101 | 4.5631 | 4.9056 | 5.4331 | 5.6682 | 5.4213 | 5.4802 | 5.3161 | 4.8501 | 5.0492 | 5.025 | 5.1497 | 5.2852 | 5.5868 | 5.8259 | 5.687 | 5.2314 | 4.9583 | 4.6897 | 4.195
2048-02-07 | 3.9451 | 3.8679 | 3.7309 | 3.6223 | 3.7587 | 4.2054 | 4.7972 | 5.1295 | 4.9022 | 4.4832 | 4.4459 | 4.4179 | 4.506 | 4.4092 | 4.2508 | 4.3604 | 5.3034 | 5.6573 | 5.6677 | 5.4626 | 5.2578 | 5.19 | 4.607 | 4.3451
2048-02-08 | 4.0754 | 4.0086 | 3.848 | 3.7771 | 3.7608 | 3.9207 | 4.2343 | 4.7397 | 4.9885 | 4.6092 | 4.0925 | 4.1758 | 4.3947 | 4.2424 | 4.186 | 4.3034 | 4.6419 | 5.2191 | 5.314 | 5.2471 | 4.7301 | 4.4743 | 4.3718 | 4.126
2048-02-09 | 3.9669 | 3.6804 | 3.6434 | 3.4811 | 3.5119 | 3.6654 | 3.8035 | 4.2156 | 4.6093 | 4.6557 | 4.6567 | 4.6846 | 4.4575 | 4.2646 | 4.1436 | 4.6065 | 4.9544 | 5.3723 | 5.768 | 5.4916 | 5.2619 | 4.9765 | 4.6289 | 4.3968
2048-02-10 | 4.2648 | 4 | 3.6539 | 3.642 | 3.6514 | 4.0705 | 4.3948 | 4.8423 | 4.8645 | 4.4273 | 4.2008 | 4.0094 | 4.0097 | 3.9004 | 3.963 | 4.264 | 4.5847 | 5.1697 | 5.4963 | 5.4352 | 4.9551 | 4.7547 | 4.388 | 3.9634
2048-02-11 | 3.8487 | 3.6936 | 3.5544 | 3.5062 | 3.5831 | 4.1345 | 4.6712 | 5.004 | 4.9148 | 4.645 | 4.3905 | 4.3437 | 4.251 | 4.2191 | 4.211 | 4.2798 | 4.7828 | 5.3732 | 5.519 | 5.6735 | 5.233 | 4.9162 | 4.4307 | 3.9675
2048-02-12 | 3.8213 | 3.7077 | 3.5921 | 3.5283 | 3.6008 | 4.1754 | 4.352 | 4.8462 | 4.8104 | 4.5191 | 4.1042 | 4.0563 | 3.9553 | 3.8934 | 3.971 | 4.208 | 4.7663 | 5.1773 | 5.6539 | 5.5251 | 5.1146 | 4.7332 | 4.3782 | 4.1251
2048-02-13 | 3.9687 | 3.851 | 3.6815 | 3.6353 | 3.7292 | 4.1233 | 4.3633 | 4.6954 | 4.8353 | 4.8909 | 4.7535 | 4.3044 | 4.2777 | 4.2479 | 4.3272 | 4.4892 | 4.656 | 5.0767 | 5.6057 | 5.4485 | 5.0577 | 4.8542 | 4.5085 | 4.0451
2048-02-14 | 3.8424 | 3.7429 | 3.6118 | 3.5421 | 3.6347 | 3.9203 | 4.1434 | 4.589 | 4.8728 | 4.7401 | 4.638 | 4.4148 | 4.3442 | 4.2072 | 4.3806 | 4.5154 | 4.7094 | 5.1422 | 5.4493 | 5.547 | 5.2813 | 5.1748 | 4.6826 | 4.2608
2048-02-15 | 4.0715 | 3.9574 | 3.8954 | 3.7974 | 3.9059 | 4.0706 | 4.3546 | 4.4881 | 4.9393 | 4.7267 | 4.5082 | 4.403 | 4.615 | 4.0966 | 4.3372 | 4.3968 | 4.6936 | 5.1604 | 5.4858 | 5.4958 | 5.2141 | 4.997 | 4.511 | 4.1512
2048-02-16 | 3.9513 | 3.6981 | 3.7066 | 3.5167 | 3.5488 | 3.6776 | 3.7255 | 4.1977 | 4.4715 | 4.3362 | 4.3363 | 4.1842 | 4.4195 | 4.264 | 4.5884 | 4.546 | 4.8599 | 5.151 | 5.4814 | 5.4677 | 5.2827 | 4.9666 | 4.7013 | 4.3553
2048-02-17 | 4.1292 | 3.9374 | 3.7264 | 3.6246 | 3.6645 | 3.9112 | 4.0171 | 4.4258 | 4.6581 | 4.4472 | 4.1919 | 4.1139 | 4.0594 | 3.9898 | 4.2901 | 4.5492 | 5.1498 | 5.4081 | 5.4281 | 5.488 | 5.0044 | 4.8252 | 4.4637 | 4.0537
2048-02-18 | 3.9581 | 3.7667 | 3.6295 | 3.5908 | 3.6758 | 3.9624 | 4.2639 | 4.6871 | 5.0752 | 4.8823 | 4.9498 | 4.819 | 4.6996 | 4.6843 | 4.6766 | 4.5652 | 4.8623 | 5.3868 | 5.4059 | 5.2931 | 4.8737 | 4.6765 | 4.3669 | 3.9927
2048-02-19 | 3.849 | 3.7177 | 3.6934 | 3.6233 | 3.7936 | 4.3591 | 4.6804 | 5.0677 | 5.1587 | 4.8257 | 4.7762 | 4.8372 | 4.8459 | 4.8604 | 4.4811 | 4.5915 | 4.9367 | 5.3678 | 5.7401 | 5.5977 | 5.0851 | 5.1372 | 4.5044 | 4.0161
2048-02-20 | 3.8928 | 3.7999 | 3.7062 | 3.5906 | 3.6531 | 4.0775 | 4.2364 | 4.53 | 4.6062 | 4.3417 | 4.3962 | 4.5421 | 4.3725 | 4.3759 | 4.4594 | 4.9291 | 5.3092 | 5.7443 | 6.0695 | 5.6647 | 5.4308 | 4.9201 | 4.337 | 4.0388
2048-02-21 | 3.8016 | 3.6515 | 3.5298 | 3.5299 | 3.6424 | 4.0793 | 4.6126 | 4.7806 | 4.51 | 4.3309 | 4.6615 | 4.8135 | 5.0765 | 4.8303 | 4.649 | 5.1625 | 5.5674 | 6.1429 | 6.0827 | 5.9195 | 5.7653 | 5.4251 | 4.788 | 4.444
2048-02-22 | 4.1017 | 3.8867 | 3.8946 | 3.7075 | 3.6867 | 3.8905 | 4.0464 | 4.4348 | 4.7807 | 4.8149 | 4.7103 | 4.5163 | 4.4987 | 4.5003 | 4.605 | 4.7179 | 4.9974 | 5.2937 | 5.3409 | 5.4905 | 5.1097 | 4.6826 | 4.4257 | 4.0447
2048-02-23 | 4.0686 | 3.6614 | 3.6989 | 3.5846 | 3.6244 | 3.7557 | 3.8298 | 4.2488 | 4.6651 | 4.6989 | 4.4261 | 4.2341 | 4.3762 | 4.4728 | 4.4217 | 4.5581 | 4.8933 | 5.5693 | 5.7972 | 5.7094 | 5.4236 | 5.003 | 4.5389 | 4.2903
2048-02-24 | 4.1265 | 4.0257 | 3.7418 | 3.6073 | 3.5826 | 3.8529 | 4.3602 | 4.8913 | 4.7245 | 4.3693 | 4.1186 | 4.2403 | 4.4126 | 4.1095 | 4.2012 | 4.469 | 4.7167 | 5.1871 | 5.6002 | 5.5148 | 4.9736 | 4.7168 | 4.3913 | 4.0528
2048-02-25 | 3.9699 | 3.8325 | 3.6943 | 3.6119 | 3.6791 | 4.0994 | 4.377 | 4.5284 | 4.7475 | 4.6995 | 4.4992 | 4.2566 | 4.1242 | 4.4036 | 4.4411 | 4.6284 | 4.8988 | 5.2856 | 5.6426 | 5.3937 | 4.9488 | 4.81 | 4.3569 | 4.0821
2048-02-26 | 3.9711 | 3.8243 | 3.7283 | 3.6646 | 3.7456 | 4.144 | 4.4921 | 4.6323 | 4.596 | 4.3109 | 4.1855 | 3.9661 | 3.9017 | 3.7332 | 3.5942 | 3.8679 | 4.1953 | 4.8614 | 5.4568 | 5.608 | 5.2837 | 4.926 | 4.3883 | 4.0017
2048-02-27 | 3.8904 | 3.7986 | 3.5288 | 3.4508 | 3.5259 | 3.9754 | 4.1466 | 4.2176 | 4.1644 | 3.9222 | 3.8365 | 3.7421 | 3.6281 | 3.6067 | 3.7525 | 4.0691 | 4.3038 | 5.1428 | 5.3925 | 5.3012 | 5.0967 | 4.6821 | 4.3126 | 3.852
2048-02-28 | 3.863 | 3.7037 | 3.6314 | 3.4949 | 3.6037 | 3.99 | 4.3751 | 4.7674 | 4.5419 | 4.3343 | 4.1257 | 4.1306 | 4.0649 | 3.9471 | 4.1067 | 4.2818 | 4.4623 | 4.8771 | 5.0678 | 5.29 | 5.0746 | 4.897 | 4.4625 | 4.102
2048-02-29 | 3.9179 | 3.8611 | 3.7746 | 3.5922 | 3.6138 | 3.7264 | 3.9175 | 4.2044 | 4.4315 | 4.2172 | 3.8718 | 3.6119 | 3.6402 | 3.701 | 3.8263 | 4.0572 | 4.4225 | 4.8179 | 5.1843 | 5.3262 | 4.9464 | 4.7205 | 4.2854 | 3.9576
2048-03-01 | 4.1202 | 3.957 | 3.9828 | 3.7777 | 3.7651 | 3.9079 | 4.2353 | 4.4619 | 4.7649 | 4.6874 | 4.4446 | 4.3253 | 4.1154 | 4.0068 | 4.0564 | 4.1432 | 4.4456 | 4.9284 | 5.4709 | 5.5113 | 5.4462 | 4.9091 | 4.6052 | 4.1958
2048-03-02 | 4.1073 | 3.9688 | 3.6965 | 3.4994 | 3.5857 | 3.8927 | 4.1994 | 4.5791 | 4.8811 | 4.5298 | 4.3484 | 4.1675 | 4.0885 | 4.0124 | 4.1155 | 4.3815 | 4.5475 | 5.1076 | 5.6186 | 5.6374 | 5.0734 | 4.9291 | 4.6562 | 4.2085
2048-03-03 | 4.0501 | 3.8975 | 3.7732 | 3.771 | 3.7662 | 4.1807 | 4.7721 | 5.0806 | 5.0747 | 4.9438 | 4.6178 | 4.5217 | 4.3905 | 4.5418 | 4.4374 | 4.9371 | 5.2945 | 5.8893 | 6.1485 | 6.1772 | 5.8163 | 5.2076 | 4.5845 | 4.1802
2048-03-04 | 4.0618 | 3.9075 | 3.7774 | 3.7359 | 3.7971 | 4.1756 | 4.7972 | 4.9642 | 5.1808 | 5.0225 | 4.7352 | 4.6292 | 5.0422 | 5.3888 | 5.3822 | 5.3116 | 5.5686 | 6.1688 | 6.2589 | 6.1435 | 5.8364 | 5.5555 | 5.0024 | 4.4585
2048-03-05 | 4.2931 | 4.1612 | 3.9063 | 3.7769 | 3.8098 | 4.3227 | 4.8187 | 5.3337 | 5.7134 | 5.2195 | 4.6351 | 4.6858 | 4.6892 | 4.5759 | 4.545 | 4.7023 | 5.3044 | 6.0081 | 6.0331 | 5.98 | 5.5745 | 5.1327 | 4.5722 | 4.2053
2048-03-06 | 4.0802 | 3.9858 | 3.932 | 3.7744 | 3.7868 | 4.2575 | 4.9523 | 5.2611 | 4.8521 | 4.4596 | 4.2577 | 4.3429 | 4.3133 | 4.3114 | 4.5542 | 5.0366 | 5.2286 | 5.8064 | 5.9805 | 5.8322 | 5.577 | 5.2184 | 4.5979 | 4.2566
2048-03-07 | 4.1281 | 4.0723 | 4.0202 | 3.9604 | 3.8889 | 4.0803 | 4.3669 | 4.6338 | 5.1947 | 5.0333 | 4.5195 | 4.4335 | 4.5062 | 4.3663 | 4.313 | 4.4013 | 5.0986 | 5.6242 | 5.2967 | 5.4382 | 5.1913 | 5.0772 | 4.5312 | 4.1557
2048-03-08 | 4.195 | 4.0041 | 4.0543 | 3.7683 | 3.8237 | 3.9746 | 4.174 | 4.4983 | 4.913 | 4.7203 | 4.5691 | 4.5478 | 4.9368 | 4.8485 | 4.8394 | 5.1997 | 5.7961 | 5.9425 | 6.1888 | 5.9862 | 5.9697 | 5.6221 | 5.1339 | 4.6691
2048-03-09 | 4.4674 | 4.2841 | 4.012 | 3.9312 | 3.9683 | 4.3207 | 4.8376 | 5.0221 | 5.0067 | 4.9219 | 4.7517 | 4.9706 | 4.8765 | 4.4424 | 4.3279 | 4.5019 | 4.9548 | 5.7197 | 5.9123 | 5.7356 | 5.3594 | 4.9956 | 4.5964 | 4.2551
2048-03-10 | 4.1492 | 3.9742 | 3.8531 | 3.8061 | 3.8515 | 4.1902 | 4.8019 | 4.894 | 4.8362 | 4.6647 | 4.4359 | 4.3347 | 4.037 | 4.3364 | 4.6822 | 4.8179 | 5.3357 | 5.8638 | 5.917 | 5.9982 | 5.5947 | 5.2246 | 4.6548 | 4.3183
2048-03-11 | 4.2409 | 4.1263 | 3.9315 | 3.9031 | 3.8985 | 4.3473 | 4.8537 | 5.1664 | 5.1361 | 4.8785 | 4.484 | 4.5473 | 4.9318 | 4.7141 | 4.7852 | 5.1245 | 5.3532 | 5.969 | 6.3472 | 6.2218 | 5.7898 | 5.4325 | 4.7057 | 4.3013
2048-03-12 | 4.4154 | 4.2457 | 4.0749 | 3.9874 | 4.0563 | 4.5202 | 4.9298 | 5.1512 | 5.0639 | 4.6735 | 4.5145 | 4.7917 | 5.0517 | 5.031 | 4.9899 | 5.2835 | 5.7414 | 6.411 | 6.5809 | 6.3896 | 5.7348 | 5.3565 | 4.8543 | 4.3456
2048-03-13 | 4.1875 | 4.0199 | 3.8979 | 3.8033 | 3.7816 | 4.1562 | 4.6469 | 4.739 | 4.7136 | 4.4295 | 4.2479 | 4.2683 | 4.4504 | 4.3511 | 4.5135 | 5.0386 | 5.3398 | 5.5415 | 5.6701 | 5.7542 | 5.2643 | 4.9862 | 4.5259 | 4.2489
2048-03-14 | 4.0622 | 3.9942 | 3.9914 | 3.9542 | 3.8816 | 4.0186 | 4.4459 | 4.7921 | 4.9891 | 4.8823 | 4.7408 | 4.3447 | 4.8056 | 4.4631 | 4.5978 | 4.9134 | 5.2447 | 5.8756 | 5.8409 | 6.0616 | 5.8449 | 5.5878 | 5.002 | 4.4188
2048-03-15 | 4.263 | 4.0666 | 4.0203 | 3.924 | 3.7688 | 3.9077 | 4.0159 | 4.1834 | 4.342 | 4.1748 | 4.0729 | 4.0901 | 4.0331 | 3.5011 | 3.6533 | 3.9683 | 4.488 | 5.2226 | 5.5538 | 5.3439 | 5.0956 | 4.8306 | 4.5187 | 4.2199
2048-03-16 | 4.0931 | 3.9089 | 3.7194 | 3.5625 | 3.6251 | 3.8963 | 4.1078 | 4.3807 | 4.9002 | 4.715 | 4.3913 | 4.0155 | 3.8713 | 3.7614 | 3.6305 | 4.0665 | 4.4815 | 5.1316 | 5.4927 | 5.7471 | 5.3173 | 4.8328 | 4.3261 | 4.015
2048-03-17 | 3.9158 | 3.9164 | 3.8535 | 3.8088 | 3.8196 | 4.1704 | 4.4979 | 4.4278 | 4.5085 | 4.3659 | 4.4842 | 4.2453 | 4.2116 | 3.9877 | 3.791 | 3.9816 | 4.5231 | 5.2409 | 5.3791 | 5.4869 | 5.2032 | 4.9094 | 4.4851 | 4.0638
2048-03-18 | 3.9856 | 3.8389 | 3.7417 | 3.6884 | 3.6686 | 4.1053 | 4.3592 | 4.4141 | 4.5805 | 4.3202 | 4.2114 | 4.3778 | 4.4014 | 4.3839 | 4.4618 | 4.5489 | 4.7818 | 5.4433 | 5.6019 | 5.7968 | 5.5101 | 5.3115 | 4.7487 | 4.1753
2048-03-19 | 4.0628 | 3.9274 | 3.7939 | 3.6833 | 3.7569 | 4.2295 | 4.3607 | 4.5886 | 4.8221 | 4.4387 | 4.3401 | 4.0451 | 3.5674 | 3.6167 | 4.0239 | 4.2172 | 4.5285 | 5.1627 | 5.5483 | 5.6569 | 5.2829 | 4.8403 | 4.4144 | 3.9804
2048-03-20 | 3.9137 | 3.8305 | 3.7067 | 3.5554 | 3.6828 | 3.9797 | 4.4097 | 4.7172 | 4.7538 | 4.5216 | 4.8242 | 4.7636 | 4.4037 | 4.3541 | 4.4897 | 4.7133 | 5.0312 | 5.5417 | 5.7594 | 5.7014 | 5.4073 | 5.0164 | 4.5193 | 4.17
2048-03-21 | 4.0887 | 4.0107 | 3.977 | 3.8867 | 3.8521 | 3.9509 | 4.1653 | 4.2989 | 4.333 | 4.2429 | 4.1457 | 4.0581 | 4.0767 | 3.9122 | 4.3057 | 5.0201 | 4.9831 | 5.4175 | 5.3646 | 5.3581 | 5.0414 | 5.1522 | 4.5479 | 4.1263
2048-03-22 | 4.3754 | 4.1864 | 3.9598 | 3.7502 | 3.7282 | 3.9163 | 4.0752 | 4.198 | 4.543 | 4.4874 | 4.5124 | 4.9313 | 4.7734 | 5.2029 | 5.2131 | 4.985 | 5.4709 | 6.0137 | 6.2504 | 6.2109 | 6.3249 | 5.647 | 5.1284 | 4.6705
2048-03-23 | 4.513 | 4.2869 | 4.0215 | 3.8745 | 3.9353 | 4.0759 | 4.4668 | 4.859 | 5.5324 | 5.1462 | 5.3399 | 4.6878 | 5.1565 | 4.856 | 4.8476 | 4.9312 | 5.3718 | 5.6179 | 5.7723 | 6.1731 | 5.5277 | 5.0083 | 4.56 | 4.1692
2048-03-24 | 4.0052 | 3.911 | 3.7476 | 3.7057 | 3.7587 | 4.1048 | 4.5426 | 4.7019 | 4.8891 | 4.7214 | 4.539 | 4.5453 | 4.943 | 4.7567 | 4.9362 | 5.4539 | 5.4522 | 5.8763 | 6.1603 | 6.0852 | 5.5464 | 5.0912 | 4.6365 | 4.206
2048-03-25 | 4.0284 | 3.8878 | 3.7517 | 3.6549 | 3.6957 | 4.0461 | 4.4236 | 4.4886 | 4.596 | 4.3411 | 4.2727 | 4.4886 | 4.4891 | 4.1705 | 4.3035 | 4.6544 | 5.168 | 5.6847 | 5.6958 | 5.8141 | 5.6808 | 5.2328 | 4.6787 | 4.1537
2048-03-26 | 4.0667 | 4.0007 | 3.8368 | 3.8268 | 3.8535 | 4.2559 | 4.6279 | 4.8528 | 5.1509 | 5.2562 | 5.422 | 5.4904 | 5.1438 | 5.0785 | 5.0401 | 5.1162 | 5.4843 | 6.0498 | 5.8369 | 6.0509 | 5.879 | 5.0296 | 4.4612 | 4.0523
2048-03-27 | 3.9431 | 3.8113 | 3.6814 | 3.5988 | 3.6508 | 3.9132 | 4.392 | 4.3734 | 4.3633 | 4.1448 | 4.2227 | 4.4052 | 4.1564 | 3.9526 | 4.1103 | 4.5383 | 4.8687 | 5.2793 | 5.2527 | 5.3597 | 5.125 | 4.7293 | 4.3757 | 4.145
2048-03-28 | 3.9953 | 3.9372 | 3.9258 | 3.7748 | 3.7017 | 3.8561 | 3.9876 | 4.1401 | 4.5187 | 4.6478 | 4.5939 | 5.0776 | 4.5477 | 4.1548 | 4.3725 | 4.538 | 4.8499 | 5.5707 | 5.4535 | 5.6291 | 5.2065 | 4.6485 | 4.4327 | 4.0218
2048-03-29 | 4.0132 | 3.7818 | 3.7626 | 3.5875 | 3.593 | 3.7541 | 3.8122 | 3.8925 | 4.4091 | 4.1889 | 4.2784 | 4.3849 | 4.302 | 4.1878 | 4.0499 | 4.4818 | 4.8281 | 5.4741 | 5.6536 | 5.7212 | 5.4755 | 4.9698 | 4.4257 | 4.1652
2048-03-30 | 4.0942 | 4.0731 | 3.7829 | 3.7569 | 3.7875 | 4.1061 | 4.2753 | 4.7273 | 4.9992 | 4.6004 | 4.7164 | 4.578 | 4.3129 | 4.0586 | 4.0081 | 4.3869 | 4.5796 | 5.247 | 5.2269 | 5.6107 | 5.0336 | 4.6083 | 4.2228 | 3.9469
2048-03-31 | 3.8581 | 3.6549 | 3.5347 | 3.5147 | 3.6053 | 3.9285 | 4.0322 | 4.224 | 4.2919 | 4.2129 | 4.1411 | 4.3101 | 4.1318 | 4.004 | 4.3013 | 4.4209 | 4.7037 | 5.4323 | 5.8943 | 6.1193 | 5.7161 | 5.3554 | 4.6568 | 4.3139
2048-04-01 | 4.1772 | 4.067 | 3.8794 | 3.7757 | 3.8055 | 4.1644 | 4.4709 | 4.6435 | 4.8326 | 4.9996 | 4.9649 | 4.7108 | 4.7353 | 4.6847 | 4.5589 | 5.2328 | 5.518 | 6.1151 | 6.2355 | 6.3782 | 5.8807 | 4.7842 | 4.4773 | 4.2898
2048-04-02 | 4.275 | 3.8764 | 3.8673 | 3.7245 | 3.7705 | 4.0824 | 4.2873 | 4.4176 | 4.6043 | 4.3902 | 4.6272 | 4.6837 | 4.6446 | 4.5327 | 4.5731 | 4.9868 | 5.5245 | 6.0713 | 6.3639 | 6.2074 | 5.7107 | 5.3434 | 4.8161 | 4.4733
2048-04-03 | 4.186 | 4.1286 | 3.977 | 3.8944 | 3.9529 | 4.2484 | 4.5661 | 4.9953 | 5.3489 | 5.0925 | 5.0588 | 4.9048 | 4.4469 | 4.5267 | 4.8195 | 5.2089 | 5.4479 | 5.7533 | 5.6822 | 5.8417 | 5.4991 | 4.9558 | 4.4996 | 4.0176
2048-04-04 | 3.9056 | 3.7684 | 3.8092 | 3.762 | 3.7254 | 3.8887 | 3.9162 | 3.9425 | 4.0965 | 4.0217 | 3.9769 | 4.3562 | 4.2477 | 3.8684 | 4.1262 | 4.3504 | 4.7588 | 5.4907 | 5.737 | 5.9944 | 5.4045 | 5.2194 | 4.8305 | 4.3951
2048-04-05 | 4.3648 | 4.086 | 4.0281 | 3.896 | 3.8839 | 3.9938 | 4.1949 | 4.3047 | 4.5125 | 4.346 | 4.9307 | 4.8389 | 4.6813 | 4.5791 | 4.6495 | 4.9115 | 5.2565 | 5.5338 | 5.6866 | 5.8949 | 5.2939 | 4.9068 | 4.6054 | 4.4168
2048-04-06 | 4.3141 | 3.949 | 3.7568 | 3.7481 | 3.7953 | 4.0974 | 4.4539 | 4.6811 | 4.9258 | 4.6087 | 4.7646 | 5.0806 | 4.7568 | 4.6302 | 4.9474 | 5.365 | 5.8337 | 6.2298 | 6.4163 | 6.4481 | 5.7975 | 5.3207 | 4.6748 | 4.3003
2048-04-07 | 4.2193 | 4.0931 | 3.9155 | 3.7561 | 3.7076 | 3.9954 | 4.3745 | 4.6848 | 4.795 | 4.5953 | 4.7373 | 4.5398 | 4.3466 | 4.6825 | 4.7868 | 5.0783 | 5.5222 | 6.0294 | 6.3406 | 6.3114 | 5.9357 | 5.1107 | 4.6395 | 4.17
2048-04-08 | 4.1463 | 4.0284 | 3.8667 | 3.7228 | 3.8082 | 4.1994 | 4.6384 | 5.2517 | 5.4747 | 5.3393 | 4.9486 | 4.9008 | 4.9052 | 4.642 | 4.4669 | 4.8762 | 5.3925 | 6.0518 | 6.2294 | 6.2574 | 5.7335 | 5.2038 | 4.8688 | 4.2634
2048-04-09 | 4.0982 | 4.0772 | 3.8963 | 3.7883 | 3.8408 | 4.191 | 4.7248 | 5.0843 | 5.3816 | 5.5577 | 5.7151 | 4.9598 | 4.7526 | 4.452 | 4.5375 | 4.9438 | 5.4466 | 6.0694 | 6.1786 | 6.4308 | 6.0699 | 5.1381 | 4.7408 | 4.2695
2048-04-10 | 4.1116 | 4.0284 | 3.943 | 3.8511 | 3.9071 | 4.2231 | 4.8791 | 5.2152 | 6.0363 | 5.7989 | 5.4181 | 5.2257 | 5.1534 | 5.0491 | 5.0494 | 5.153 | 5.6468 | 6.1711 | 6.2259 | 6.2726 | 6.0668 | 5.4934 | 4.9304 | 4.3807
2048-04-11 | 4.2016 | 4.1037 | 4.1437 | 4.0171 | 3.928 | 4.1155 | 4.4215 | 4.5106 | 4.8601 | 4.6191 | 4.4993 | 4.2268 | 4.2597 | 3.9861 | 4.1809 | 4.2846 | 4.7288 | 5.6162 | 5.428 | 5.6462 | 5.1173 | 4.7324 | 4.4336 | 4.1095
2048-04-12 | 4.1553 | 3.9305 | 3.9505 | 3.814 | 3.8331 | 4.0881 | 4.1876 | 4.2872 | 4.7544 | 4.6934 | 4.3625 | 4.4242 | 4.5631 | 4.0843 | 4.372 | 5.0846 | 5.3271 | 6.0627 | 6.2704 | 6.2589 | 6.0168 | 5.4673 | 4.8323 | 4.416
2048-04-13 | 4.1 | 4.0222 | 3.754 | 3.7585 | 3.7304 | 4.1177 | 4.4821 | 4.7224 | 4.5732 | 4.1518 | 4.0076 | 3.7941 | 3.5691 | 3.4988 | 3.6265 | 4.3782 | 4.7994 | 5.4443 | 5.9371 | 6.318 | 5.7969 | 5.3236 | 4.6886 | 4.2909
2048-04-14 | 4.1892 | 4.0691 | 3.8417 | 3.7362 | 3.6863 | 3.9513 | 4.3862 | 4.2869 | 4.4275 | 4.4843 | 4.2932 | 3.7349 | 4.8729 | 4.3419 | 4.4172 | 5.5689 | 5.7573 | 6.2652 | 6.3146 | 6.2243 | 5.9155 | 5.1924 | 4.6489 | 4.4618
2048-04-15 | 4.3742 | 4.1541 | 3.8682 | 3.9031 | 4.0009 | 4.3758 | 4.7988 | 4.9057 | 5.4185 | 5.2996 | 4.5688 | 4.627 | 4.7731 | 4.8259 | 5.1969 | 5.4697 | 5.856 | 6.335 | 6.27 | 6.1668 | 5.9556 | 5.2863 | 4.6713 | 4.2691
2048-04-16 | 4.1119 | 4.1066 | 3.9461 | 3.9148 | 3.8897 | 4.2216 | 4.375 | 4.1436 | 4.3786 | 4.1008 | 3.9642 | 4.3559 | 4.4609 | 3.7552 | 4.2051 | 4.6833 | 5.0712 | 5.6788 | 5.9425 | 5.9983 | 5.4772 | 4.8155 | 4.5536 | 4.2542
2048-04-17 | 4.0423 | 3.916 | 3.8636 | 3.6979 | 3.9044 | 4.0092 | 4.4469 | 4.5683 | 5.1398 | 5.1213 | 5.3438 | 5.131 | 5.0802 | 4.7144 | 5.0318 | 5.551 | 5.7802 | 6.3198 | 6.3993 | 6.258 | 5.9172 | 5.6054 | 4.6994 | 4.3848
2048-04-18 | 4.2567 | 4.2041 | 4.1783 | 4.0277 | 4.054 | 4.0587 | 4.1255 | 4.2823 | 4.7528 | 4.8678 | 4.9146 | 4.5571 | 4.2089 | 4.3156 | 4.559 | 4.7273 | 4.9516 | 5.6653 | 5.8769 | 5.8748 | 5.5476 | 4.9453 | 4.469 | 4.1579
2048-04-19 | 4.2588 | 4.379 | 4.1742 | 3.8615 | 3.969 | 4.2534 | 4.4325 | 4.8397 | 5.2197 | 5.3397 | 5.0572 | 4.8375 | 4.9678 | 4.9002 | 5.1044 | 5.3513 | 5.8533 | 6.2014 | 6.3848 | 6.5933 | 6.3476 | 5.7747 | 4.6293 | 4.3413
2048-04-20 | 4.2613 | 4.0775 | 3.8919 | 3.7676 | 3.8077 | 4.0883 | 4.335 | 4.7632 | 5.0467 | 4.6277 | 5.2488 | 4.7211 | 4.5089 | 4.3175 | 4.4207 | 4.1922 | 4.539 | 5.1774 | 5.4292 | 5.8049 | 5.2927 | 4.8168 | 4.3295 | 4.0641
2048-04-21 | 4.0537 | 3.9383 | 3.8589 | 3.7717 | 3.7751 | 4.234 | 4.5105 | 4.4209 | 4.8479 | 4.8924 | 4.6698 | 4.2544 | 4.2921 | 4.1801 | 4.1969 | 4.3777 | 4.9197 | 5.4853 | 5.7297 | 5.841 | 5.4038 | 4.9256 | 4.3448 | 4.1322
2048-04-22 | 4.0413 | 3.9363 | 3.808 | 3.7478 | 3.7481 | 4.2081 | 4.3825 | 4.4995 | 4.6696 | 4.1805 | 4.1328 | 3.9621 | 3.9219 | 3.6181 | 3.9963 | 4.8408 | 5.2084 | 5.4961 | 5.8125 | 5.8797 | 5.4902 | 5.0448 | 4.4557 | 4.182
2048-04-23 | 4.1328 | 3.9975 | 4.0047 | 4.0346 | 4.1844 | 4.7447 | 4.8663 | 4.9524 | 5.2199 | 4.2524 | 4.1035 | 3.895 | 3.7984 | 3.5953 | 3.8343 | 4.2929 | 4.7492 | 5.6393 | 5.88 | 5.9567 | 5.7049 | 5.0118 | 4.5233 | 4.1551
2048-04-24 | 4.1122 | 3.9817 | 3.8993 | 3.8215 | 3.8583 | 4.2574 | 4.4765 | 4.6044 | 4.821 | 4.5485 | 4.3013 | 4.4171 | 4.3743 | 4.731 | 5.2057 | 5.0086 | 5.2755 | 5.7231 | 6.1384 | 6.0402 | 5.6579 | 5.2993 | 4.7437 | 4.4328
2048-04-25 | 4.3253 | 4.1566 | 4.1075 | 4.002 | 3.8012 | 3.9951 | 4.1491 | 4.3397 | 4.6515 | 4.3407 | 4.793 | 4.853 | 4.796 | 4.5822 | 4.6388 | 4.5844 | 5.1159 | 5.4838 | 5.6087 | 5.4511 | 5.4256 | 5.0793 | 4.8558 | 4.528
2048-04-26 | 4.4638 | 4.2142 | 4.092 | 3.8192 | 3.9381 | 4.0453 | 4.0646 | 4.4134 | 4.5961 | 4.5038 | 4.5765 | 4.6061 | 5.0102 | 4.5147 | 4.6999 | 4.9158 | 5.5134 | 5.8437 | 6.0976 | 5.9685 | 5.775 | 5.2375 | 5.0603 | 4.5284
2048-04-27 | 4.4529 | 4.4003 | 4.2425 | 4.2043 | 4.1942 | 4.3151 | 4.8452 | 5.1588 | 5.2087 | 4.6583 | 4.5867 | 5.0568 | 4.9674 | 4.8032 | 4.6021 | 5.4469 | 5.7164 | 5.7614 | 5.7846 | 5.7614 | 5.3125 | 4.9611 | 4.6163 | 4.3249
2048-04-28 | 4.1765 | 3.9763 | 3.8364 | 3.7183 | 3.7583 | 4.061 | 4.2811 | 4.278 | 4.5557 | 4.3154 | 4.4058 | 4.3444 | 4.3869 | 4.6768 | 4.7034 | 4.7255 | 5.0477 | 5.6567 | 5.8249 | 5.8525 | 5.1296 | 4.7254 | 4.4067 | 4.0296
2048-04-29 | 3.9652 | 3.7839 | 3.6212 | 3.6059 | 3.6966 | 4.1362 | 4.2742 | 4.4191 | 4.7805 | 4.7504 | 4.6464 | 4.612 | 4.4891 | 4.1965 | 4.2397 | 4.5196 | 4.6631 | 4.9806 | 5.3983 | 5.61 | 5.2323 | 4.86 | 4.381 | 4.1322
2048-04-30 | 3.9952 | 3.8945 | 3.7905 | 3.6702 | 3.6999 | 4.1904 | 4.25 | 4.4007 | 4.697 | 4.4646 | 4.4098 | 4.5039 | 4.8128 | 4.5064 | 4.6719 | 5.0499 | 5.2449 | 5.3215 | 5.4748 | 5.6005 | 5.2078 | 4.8825 | 4.4826 | 4.115
2048-05-01 | 3.8708 | 3.6527 | 3.5822 | 3.5857 | 3.6835 | 3.9669 | 4.3339 | 4.3074 | 4.4101 | 4.2441 | 4.0729 | 3.7971 | 3.5544 | 3.3963 | 3.6356 | 4.2082 | 4.7629 | 5.0932 | 5.3285 | 5.3015 | 5.1708 | 4.9535 | 4.3248 | 4.0732
2048-05-02 | 3.9309 | 3.8592 | 3.9274 | 3.874 | 3.8854 | 4.13 | 4.1121 | 4.1888 | 4.3285 | 4.5417 | 4.3776 | 4.2471 | 4.5136 | 4.1812 | 4.2194 | 4.3567 | 4.5411 | 4.554 | 4.7044 | 4.6339 | 4.4545 | 4.3883 | 4.0416 | 3.7482
2048-05-03 | 3.7946 | 3.6329 | 3.5765 | 3.3998 | 3.4164 | 3.7568 | 3.7309 | 3.8694 | 3.9866 | 3.8212 | 3.6199 | 3.6016 | 3.5402 | 3.3032 | 3.6773 | 3.8149 | 3.9653 | 4.1812 | 4.4891 | 4.5677 | 4.4645 | 4.2104 | 3.996 | 3.8608
2048-05-04 | 3.7637 | 3.5927 | 3.4063 | 3.3362 | 3.3828 | 3.6999 | 4.0232 | 4.1147 | 4.0655 | 3.909 | 4.004 | 4.1202 | 3.9714 | 3.7008 | 3.6569 | 3.9733 | 4.1591 | 4.4347 | 4.6662 | 4.9059 | 4.7009 | 4.4228 | 3.9479 | 3.6251
2048-05-05 | 3.5841 | 3.4266 | 3.3327 | 3.3118 | 3.342 | 3.7407 | 3.8283 | 4.0212 | 4.1469 | 4.1316 | 4.1158 | 4.0579 | 3.9628 | 3.4539 | 3.8748 | 4.6697 | 4.8476 | 4.9035 | 5.2005 | 5.2778 | 4.742 | 4.5539 | 4.1816 | 3.8811
2048-05-06 | 3.7792 | 3.5732 | 3.5397 | 3.5617 | 3.6771 | 4.2083 | 4.2717 | 4.345 | 4.4971 | 4.2564 | 4.4204 | 4.9473 | 4.6298 | 4.0357 | 4.561 | 5.1001 | 5.2897 | 5.2965 | 5.4568 | 5.7063 | 5.483 | 5.074 | 4.5741 | 3.9307
2048-05-07 | 3.8741 | 3.7025 | 3.6037 | 3.5878 | 3.6828 | 4.0964 | 4.2345 | 4.3332 | 4.3913 | 4.1876 | 4.2573 | 4.2265 | 4.078 | 3.8887 | 3.9481 | 4.0129 | 4.3039 | 4.7467 | 4.9682 | 5.0875 | 4.926 | 4.687 | 4.4363 | 3.992
2048-05-08 | 3.9381 | 3.769 | 3.8128 | 3.6598 | 3.7342 | 4.0487 | 4.3481 | 4.4238 | 4.5916 | 4.2479 | 4.2367 | 4.3135 | 4.1509 | 4.2236 | 4.3041 | 4.4013 | 4.7685 | 5.0275 | 5.1182 | 5.0717 | 4.8805 | 4.719 | 4.0884 | 3.9011
2048-05-09 | 3.8103 | 3.831 | 3.8535 | 3.7492 | 3.6945 | 3.8166 | 3.9395 | 4.0184 | 4.2691 | 4.1677 | 4.0003 | 4.3011 | 4.8687 | 4.4305 | 4.6084 | 4.5962 | 4.7912 | 5.2621 | 5.1252 | 5.1446 | 5.0393 | 4.8586 | 4.4847 | 4.1785
2048-05-10 | 4.2044 | 3.9567 | 3.9264 | 3.7167 | 3.7968 | 3.7724 | 3.8021 | 4.1747 | 4.4473 | 4.1198 | 4.3967 | 4.6646 | 4.4906 | 4.4347 | 4.4786 | 4.5542 | 4.7488 | 5.1722 | 5.4922 | 5.5979 | 5.5195 | 4.9637 | 4.6224 | 4.3666
2048-05-11 | 4.3005 | 4.1152 | 3.9476 | 3.918 | 4.011 | 4.3132 | 4.4734 | 4.6553 | 5.1196 | 4.9429 | 4.713 | 4.9059 | 4.6678 | 4.4097 | 4.5993 | 4.9346 | 5.8872 | 6.011 | 5.962 | 5.8791 | 5.7891 | 5.3825 | 4.9239 | 4.4329
2048-05-12 | 4.5534 | 4.514 | 4.4077 | 4.3694 | 4.3487 | 4.7812 | 4.9578 | 5.1784 | 5.6038 | 5.4172 | 5.3958 | 5.4556 | 5.0235 | 4.8536 | 5.2074 | 5.4319 | 5.6511 | 6.0602 | 6.2586 | 6.4051 | 6.2373 | 5.8341 | 5.1814 | 4.6537
2048-05-13 | 4.2424 | 4.0519 | 3.9316 | 3.8882 | 4.0395 | 4.4093 | 4.5362 | 4.7924 | 5.4581 | 5.1211 | 4.9711 | 4.8558 | 4.8181 | 4.6032 | 4.8009 | 5.3515 | 5.399 | 5.9522 | 5.8268 | 6.0789 | 6.0602 | 5.6722 | 4.919 | 4.5816
2048-05-14 | 4.4507 | 4.2839 | 4.1167 | 4.2032 | 4.2197 | 4.6051 | 4.8263 | 5.1872 | 5.401 | 5.1009 | 5.1062 | 4.9607 | 4.8898 | 4.8968 | 4.9878 | 5.258 | 5.7078 | 6.1357 | 6.0319 | 5.9532 | 5.7306 | 5.4012 | 4.9718 | 4.5636
2048-05-15 | 4.4256 | 4.3074 | 4.2016 | 4.2849 | 4.2657 | 4.674 | 4.9824 | 5.2943 | 5.3904 | 5.3259 | 5.2479 | 5.1524 | 4.9492 | 5.0393 | 5.2612 | 5.5973 | 5.8733 | 5.9332 | 5.8453 | 5.8867 | 5.7903 | 5.6618 | 5.1449 | 4.6523
2048-05-16 | 4.4244 | 4.2902 | 4.34 | 4.2722 | 4.2649 | 4.5277 | 4.561 | 4.5924 | 5.3325 | 5.1877 | 5.1036 | 4.9583 | 4.9131 | 4.64 | 4.5413 | 4.8289 | 5.0641 | 5.4138 | 5.5448 | 5.748 | 5.6955 | 5.4024 | 4.9598 | 4.498
2048-05-17 | 4.506 | 4.2291 | 4.2046 | 4.0507 | 4.0931 | 4.2655 | 4.2402 | 4.4089 | 5.1553 | 4.8011 | 4.9343 | 5.0598 | 4.8649 | 4.5483 | 4.8251 | 5.1376 | 5.4551 | 5.5296 | 5.8413 | 5.7417 | 5.766 | 5.4089 | 5.0453 | 4.5719
2048-05-18 | 4.4533 | 4.4623 | 4.1217 | 4.0414 | 4.0648 | 4.3465 | 4.5786 | 4.7184 | 5.3293 | 5.2685 | 4.9498 | 5.1126 | 4.9414 | 4.6867 | 5.0513 | 5.3595 | 5.4523 | 5.8968 | 5.9834 | 6.0455 | 5.9847 | 5.6322 | 5.3124 | 4.77
2048-05-19 | 4.5263 | 4.188 | 4.0999 | 4.0206 | 3.9814 | 4.3542 | 4.8325 | 4.9559 | 5.449 | 5.1401 | 4.8523 | 4.9751 | 4.8244 | 4.8514 | 4.946 | 5.3216 | 5.5034 | 5.8277 | 5.8873 | 5.8713 | 5.7679 | 5.1987 | 4.7225 | 4.3983
2048-05-20 | 4.3278 | 4.1752 | 4.1937 | 3.9844 | 4.1801 | 4.5434 | 4.6669 | 4.7534 | 4.9176 | 4.6858 | 4.7344 | 4.8097 | 4.5488 | 4.4935 | 4.7712 | 4.8302 | 5.1597 | 5.5557 | 5.6214 | 5.7868 | 5.6839 | 5.5341 | 4.9857 | 4.6631
2048-05-21 | 4.4967 | 4.3823 | 4.2377 | 4.2927 | 4.3632 | 4.7133 | 4.834 | 5.0216 | 5.22 | 5.225 | 5.2282 | 5.0415 | 4.7458 | 4.7979 | 5.1856 | 5.2836 | 5.3981 | 5.7215 | 5.8403 | 5.8946 | 5.652 | 5.4451 | 4.9119 | 4.4529
2048-05-22 | 4.3644 | 4.2078 | 4.1024 | 4.0684 | 4.2504 | 4.546 | 4.6998 | 4.7791 | 5.0391 | 4.8618 | 4.9763 | 4.976 | 4.6635 | 4.3654 | 4.4928 | 4.7667 | 5.0414 | 5.7503 | 5.6641 | 5.9369 | 5.7559 | 5.5548 | 5.0867 | 4.6782
2048-05-23 | 4.4721 | 4.3744 | 4.4084 | 4.3822 | 4.2446 | 4.433 | 4.0668 | 4.2295 | 4.7525 | 4.6785 | 4.4563 | 4.6755 | 4.1374 | 4.0234 | 4.1841 | 4.4259 | 4.6848 | 5.2348 | 5.242 | 5.1825 | 5.0624 | 4.9576 | 4.5886 | 4.2851
2048-05-24 | 4.2877 | 4.1533 | 4.173 | 3.9612 | 4.0586 | 4.1227 | 4.0683 | 4.186 | 4.7267 | 4.6996 | 4.7234 | 4.6706 | 4.6411 | 4.5178 | 4.6305 | 4.811 | 5.0659 | 5.5826 | 5.7317 | 5.6291 | 5.3275 | 5.1148 | 4.9527 | 4.608
2048-05-25 | 4.5203 | 4.3177 | 4.0909 | 4.0226 | 3.9993 | 4.19 | 4.1859 | 4.4485 | 4.6673 | 4.5993 | 4.8962 | 4.712 | 4.6784 | 4.6164 | 4.6873 | 4.738 | 5.0762 | 5.2034 | 5.277 | 5.4719 | 5.3732 | 5.1478 | 4.893 | 4.5551
2048-05-26 | 4.4812 | 4.3757 | 4.2399 | 4.1559 | 4.2284 | 4.472 | 4.4745 | 4.5974 | 5.1801 | 5.1564 | 5.082 | 5.0586 | 5.2831 | 5.2391 | 5.2947 | 5.4922 | 5.7465 | 5.9009 | 5.6804 | 5.8346 | 5.4488 | 5.2578 | 4.7641 | 4.3951
2048-05-27 | 4.2657 | 4.1129 | 4.0651 | 4.072 | 3.8893 | 4.2819 | 4.567 | 4.5422 | 4.8755 | 4.8432 | 4.5461 | 4.6581 | 4.7635 | 4.6199 | 4.7454 | 4.9351 | 5.3563 | 5.5596 | 5.6328 | 5.715 | 5.6009 | 5.3266 | 4.66 | 4.402
2048-05-28 | 4.3059 | 4.0934 | 3.9667 | 3.9519 | 3.7842 | 4.2407 | 4.3573 | 4.6256 | 4.9133 | 4.8579 | 4.9411 | 4.7943 | 4.7945 | 4.6245 | 4.7055 | 5.0944 | 5.2414 | 5.594 | 5.7776 | 5.9069 | 5.8954 | 5.3471 | 4.8892 | 4.3119
2048-05-29 | 4.1878 | 4.0433 | 3.9093 | 3.8684 | 4.0179 | 4.4563 | 4.9218 | 4.8803 | 5.1736 | 5.0099 | 4.9055 | 4.9965 | 4.855 | 4.688 | 4.9528 | 5.2341 | 5.1681 | 5.5163 | 5.2226 | 5.1809 | 5.2034 | 5.2424 | 4.6516 | 4.4005
2048-05-30 | 4.2932 | 4.1854 | 4.1146 | 4.0349 | 4.0516 | 4.3507 | 4.3188 | 4.3078 | 4.8159 | 4.5648 | 4.5122 | 4.5872 | 4.5301 | 4.1214 | 4.5396 | 4.7372 | 4.9049 | 5.3693 | 5.5594 | 5.4789 | 5.5004 | 5.212 | 4.8677 | 4.4644
2048-05-31 | 4.373 | 4.1134 | 4.0572 | 4.0016 | 4.0693 | 4.1489 | 4.2195 | 4.1714 | 4.7704 | 4.584 | 4.5097 | 4.3716 | 4.623 | 4.1048 | 4.4856 | 4.6275 | 4.8682 | 5.2308 | 5.3669 | 5.4387 | 5.3659 | 5.1583 | 4.7162 | 4.4863
2048-06-01 | 4.2215 | 4.1153 | 3.8379 | 3.9446 | 3.9527 | 4.2022 | 4.2452 | 4.2865 | 4.5846 | 4.603 | 4.7804 | 4.529 | 4.6869 | 4.6795 | 4.8222 | 5.0687 | 5.05 | 5.3521 | 5.5049 | 5.6229 | 5.3702 | 4.9605 | 4.6624 | 4.3218
2048-06-02 | 4.2021 | 4.0225 | 3.9307 | 3.8403 | 3.9346 | 4.3198 | 4.7239 | 4.3814 | 4.5179 | 4.6561 | 4.702 | 4.6155 | 4.2891 | 4.2906 | 4.6893 | 4.8834 | 4.9652 | 5.4297 | 5.4441 | 5.4994 | 5.3137 | 5.0569 | 4.7647 | 4.3857
2048-06-03 | 4.2874 | 4.1354 | 4.0618 | 4.082 | 4.0892 | 4.3693 | 4.4338 | 4.3755 | 4.9642 | 4.8591 | 4.6945 | 4.6107 | 4.7638 | 4.9186 | 4.8981 | 5.101 | 5.1478 | 5.5111 | 5.576 | 5.7276 | 5.7209 | 5.5134 | 5.1877 | 4.8137
2048-06-04 | 4.5619 | 4.4355 | 4.2345 | 4.1689 | 4.275 | 4.6035 | 4.7035 | 4.6927 | 4.9844 | 4.9524 | 4.6909 | 4.6565 | 4.4414 | 4.2355 | 4.3889 | 4.7814 | 4.9202 | 5.2783 | 5.4349 | 5.438 | 5.3878 | 5.0598 | 4.7633 | 4.354
2048-06-05 | 4.2241 | 4.1687 | 4.096 | 3.9582 | 4.0947 | 4.3488 | 4.4281 | 4.5106 | 4.7486 | 4.6626 | 4.7303 | 4.6068 | 4.6812 | 4.5756 | 4.489 | 4.7822 | 4.8936 | 5.2228 | 5.5167 | 5.6252 | 5.4534 | 5.2827 | 4.8428 | 4.5912
2048-06-06 | 4.4079 | 4.0951 | 4.0749 | 3.988 | 4.0913 | 4.1882 | 4.2861 | 4.3891 | 4.7169 | 4.6586 | 4.5967 | 4.7565 | 4.47 | 4.3324 | 4.5455 | 4.813 | 4.96 | 5.5395 | 5.2838 | 5.4088 | 5.3752 | 5.1571 | 4.7793 | 4.3476
2048-06-07 | 4.3417 | 4.1525 | 4.153 | 4.0164 | 4.0764 | 4.1581 | 4.2005 | 4.3393 | 4.6345 | 4.5087 | 4.5869 | 4.5314 | 4.3861 | 4.3942 | 4.5162 | 4.6654 | 4.6878 | 5.1281 | 5.6163 | 5.5994 | 5.6646 | 5.2391 | 5.0326 | 4.6171
2048-06-08 | 4.5061 | 4.2031 | 4.0154 | 4.0716 | 4.1082 | 4.3313 | 4.4141 | 4.7562 | 5.2069 | 4.8919 | 4.968 | 4.7544 | 4.4821 | 4.3853 | 4.7315 | 5.085 | 5.2882 | 5.7157 | 5.7202 | 5.7461 | 5.6053 | 5.4336 | 5.156 | 4.5948
2048-06-09 | 4.267 | 4.0828 | 3.9461 | 3.9497 | 4.0356 | 4.2194 | 4.3263 | 4.3905 | 4.9781 | 4.7027 | 4.6625 | 4.4854 | 4.5221 | 4.2886 | 4.4251 | 4.6881 | 4.9101 | 5.4003 | 5.6343 | 5.7092 | 5.5447 | 5.3303 | 4.8745 | 4.5317
2048-06-10 | 4.4421 | 4.1599 | 4.0435 | 4.0137 | 4.0151 | 4.4275 | 4.3982 | 4.5695 | 4.8853 | 4.9107 | 4.9842 | 5.0448 | 4.78 | 4.7917 | 4.7382 | 5.0912 | 5.096 | 5.5987 | 5.7009 | 5.7646 | 5.6772 | 5.5182 | 5.1365 | 4.769
2048-06-11 | 4.613 | 4.5704 | 4.2948 | 4.1523 | 4.1958 | 4.5213 | 4.4319 | 4.5235 | 4.72 | 4.4561 | 4.5632 | 4.4915 | 4.5691 | 4.3437 | 4.5737 | 4.6776 | 4.75 | 5.1027 | 5.3154 | 5.4326 | 5.276 | 4.9759 | 4.6015 | 4.3452
2048-06-12 | 4.1674 | 4.0313 | 4.0045 | 3.9063 | 3.9734 | 4.0772 | 4.0484 | 4.2751 | 4.6886 | 4.8038 | 4.799 | 4.8751 | 4.5703 | 4.3457 | 4.7609 | 5.2124 | 5.1435 | 5.5075 | 5.5394 | 5.512 | 5.3066 | 5.1355 | 4.6997 | 4.4124
2048-06-13 | 4.2914 | 4.0913 | 4.0799 | 4.0309 | 4.0302 | 4.1761 | 4.0787 | 4.3498 | 4.3952 | 4.4695 | 4.2568 | 4.2219 | 4.2385 | 4.1247 | 4.1521 | 4.3495 | 4.7484 | 5.1782 | 5.1104 | 5.1379 | 5.0108 | 4.7914 | 4.5117 | 4.281
2048-06-14 | 4.3158 | 4.1825 | 4.1521 | 4.0397 | 3.9833 | 4.1592 | 3.9199 | 4.0582 | 4.4989 | 4.3214 | 4.4978 | 4.5213 | 4.5927 | 4.6979 | 4.7385 | 4.7374 | 4.941 | 5.2563 | 5.5741 | 5.6646 | 5.6351 | 5.1664 | 4.8143 | 4.5845
2048-06-15 | 4.4663 | 4.2749 | 3.8814 | 3.9291 | 4.0324 | 4.1808 | 4.1659 | 4.2969 | 4.7504 | 4.5299 | 4.5614 | 4.4852 | 4.3689 | 4.4098 | 4.4521 | 4.5111 | 4.8733 | 5.3172 | 5.416 | 5.429 | 5.2023 | 4.9426 | 4.7221 | 4.5362
2048-06-16 | 4.4528 | 4.3028 | 4.1555 | 4.1367 | 4.1743 | 4.4656 | 4.4706 | 4.525 | 4.8298 | 4.9634 | 5.054 | 4.9857 | 4.4566 | 4.4673 | 5.1586 | 5.2357 | 5.4079 | 5.7922 | 5.7491 | 5.8453 | 5.6655 | 5.3274 | 4.9928 | 4.6826
2048-06-17 | 4.4865 | 4.4068 | 4.184 | 4.093 | 4.1763 | 4.5102 | 4.5112 | 4.811 | 4.933 | 4.6691 | 4.6629 | 4.5205 | 4.4673 | 4.4379 | 4.6809 | 4.9999 | 5.0268 | 5.4968 | 5.6329 | 5.7397 | 5.6789 | 5.3295 | 4.8307 | 4.4879
2048-06-18 | 4.3284 | 4.2202 | 4.0856 | 4.1397 | 4.105 | 4.2569 | 4.2943 | 4.3652 | 5.2551 | 4.9218 | 4.8216 | 4.8897 | 4.6513 | 4.4212 | 4.3621 | 4.6502 | 4.9676 | 5.4685 | 5.6509 | 5.7455 | 5.5757 | 5.2035 | 4.7805 | 4.5179
2048-06-19 | 4.4532 | 4.3236 | 4.226 | 4.0579 | 4.0675 | 4.2938 | 4.4357 | 4.5082 | 4.7776 | 4.8563 | 4.8921 | 5.0657 | 4.8555 | 4.7237 | 4.8301 | 4.9925 | 5.0848 | 5.2488 | 5.0749 | 5.3538 | 5.1749 | 5.1255 | 4.7166 | 4.3841
2048-06-20 | 4.1699 | 4.1011 | 4.1535 | 4.0625 | 3.9641 | 4.1687 | 4.3449 | 4.3401 | 4.7312 | 4.7726 | 4.6719 | 4.642 | 4.8121 | 4.5215 | 4.9425 | 5.1973 | 5.3187 | 5.703 | 5.5452 | 5.6816 | 5.6314 | 5.4124 | 4.9855 | 4.5952
2048-06-21 | 4.5664 | 4.4334 | 4.2135 | 4.0759 | 4.1263 | 4.1548 | 4.3064 | 4.3416 | 4.67 | 4.6589 | 4.6933 | 4.8146 | 4.6281 | 4.4534 | 4.7005 | 4.9647 | 4.9864 | 5.2823 | 5.5164 | 5.5864 | 5.5935 | 5.3834 | 4.9982 | 4.7711
2048-06-22 | 4.6298 | 4.4686 | 4.2822 | 4.1851 | 4.0865 | 4.3928 | 4.4268 | 4.62 | 4.9522 | 4.8674 | 4.5773 | 4.8653 | 4.7298 | 4.2872 | 4.6896 | 5.0074 | 5.0838 | 5.529 | 5.6339 | 5.7296 | 5.4622 | 5.2784 | 4.976 | 4.5463
2048-06-23 | 4.4857 | 4.3432 | 4.2342 | 4.2506 | 4.2911 | 4.5282 | 4.6166 | 4.7532 | 5.0927 | 4.9113 | 4.9347 | 4.6067 | 4.5938 | 4.5192 | 4.7326 | 4.8415 | 4.9485 | 5.5382 | 5.7023 | 5.7799 | 5.447 | 5.2094 | 5.0534 | 4.7988
2048-06-24 | 4.5909 | 4.3903 | 4.2252 | 4.2248 | 4.2471 | 4.5049 | 4.4201 | 4.6785 | 4.9469 | 4.9345 | 4.8305 | 4.9177 | 4.711 | 4.6567 | 4.7158 | 4.7996 | 4.9986 | 5.3978 | 5.3792 | 5.3856 | 5.2354 | 5.0357 | 4.7382 | 4.3727
2048-06-25 | 4.2452 | 4.1098 | 4.0391 | 3.9575 | 3.964 | 4.2997 | 4.4139 | 4.5887 | 4.8567 | 4.8883 | 4.7705 | 4.7353 | 4.8267 | 4.4331 | 4.8882 | 4.7985 | 5.0513 | 5.5566 | 5.7118 | 5.802 | 5.654 | 5.302 | 4.9624 | 4.6526
2048-06-26 | 4.565 | 4.4351 | 4.3692 | 4.222 | 4.3485 | 4.517 | 4.6647 | 4.7922 | 5.393 | 5.2696 | 5.3376 | 5.062 | 4.9322 | 4.6544 | 4.7477 | 4.8357 | 4.8333 | 5.3763 | 5.5375 | 5.5251 | 5.3926 | 5.2344 | 4.8712 | 4.5562
2048-06-27 | 4.341 | 4.3536 | 4.2841 | 4.1716 | 4.0826 | 4.1997 | 4.225 | 4.2351 | 4.5044 | 4.3213 | 4.2208 | 4.1291 | 4.147 | 3.9855 | 4.3337 | 4.5674 | 4.7227 | 5.2118 | 5.218 | 5.1757 | 5.1641 | 4.8623 | 4.7261 | 4.5282
2048-06-28 | 4.4973 | 4.2703 | 4.2681 | 4.0618 | 4.1648 | 4.2914 | 4.1824 | 4.2875 | 4.5921 | 4.6689 | 4.6791 | 4.7117 | 4.7664 | 4.5372 | 4.5352 | 4.669 | 4.8507 | 5.2963 | 5.5282 | 5.4935 | 5.3278 | 5.0819 | 4.7914 | 4.614
2048-06-29 | 4.5514 | 4.4546 | 4.2373 | 4.1834 | 4.2378 | 4.3924 | 4.4804 | 4.6643 | 5.0773 | 5.0225 | 5.0051 | 4.9415 | 5.1064 | 4.9688 | 5.1362 | 5.4877 | 5.7628 | 6.0703 | 6.1256 | 6.3578 | 6.1203 | 5.5116 | 5.0372 | 4.6387
2048-06-30 | 4.3161 | 4.1575 | 3.9971 | 3.9001 | 3.9525 | 4.2042 | 4.282 | 4.4825 | 4.839 | 4.6861 | 4.6418 | 4.612 | 4.7377 | 4.6047 | 4.481 | 4.7441 | 4.9772 | 5.549 | 5.5723 | 5.7557 | 5.6138 | 5.1496 | 4.9947 | 4.5463
2048-07-01 | 4.4081 | 4.2429 | 4.1501 | 4.1912 | 4.0877 | 4.3565 | 4.1147 | 4.3743 | 4.9615 | 4.8789 | 5.1241 | 4.8875 | 4.833 | 4.7954 | 4.6888 | 5.213 | 5.3735 | 5.7992 | 5.6209 | 5.8376 | 5.626 | 5.4122 | 4.827 | 4.4635
2048-07-02 | 4.2687 | 4.1509 | 4.0834 | 4.0382 | 4.0814 | 4.2842 | 4.2053 | 4.4693 | 4.762 | 4.7912 | 4.7572 | 4.9313 | 4.8831 | 4.7858 | 4.7884 | 4.7274 | 5.058 | 5.595 | 5.2609 | 5.375 | 5.1489 | 5.0109 | 5.056 | 4.4867
2048-07-03 | 4.337 | 4.175 | 4.2219 | 4.15 | 4.1837 | 4.4575 | 4.4861 | 4.861 | 4.9476 | 4.7951 | 4.9707 | 4.9362 | 5.0396 | 4.9314 | 5.0126 | 5.2965 | 5.4407 | 5.4907 | 5.5589 | 5.5865 | 5.488 | 5.2666 | 4.9761 | 4.5719
2048-07-04 | 4.4057 | 4.324 | 4.2942 | 4.1167 | 4.253 | 4.3411 | 4.211 | 4.4765 | 4.8342 | 4.6087 | 4.499 | 4.528 | 4.496 | 4.3181 | 4.6203 | 4.8975 | 4.9741 | 5.1993 | 5.2076 | 5.1317 | 5.0632 | 4.9517 | 4.8717 | 4.5634
2048-07-05 | 4.6321 | 4.4467 | 4.4049 | 4.2443 | 4.2715 | 4.3199 | 4.2053 | 4.6726 | 4.9354 | 5.0595 | 4.7841 | 4.9554 | 4.8475 | 4.8131 | 4.9776 | 5.0025 | 5.2052 | 5.3256 | 5.4718 | 5.4958 | 5.5012 | 5.1559 | 4.7864 | 4.6082
2048-07-06 | 4.4661 | 4.2771 | 4.1071 | 4.0981 | 4.188 | 4.4632 | 4.5639 | 5.0511 | 5.5131 | 5.103 | 4.9473 | 4.9783 | 4.9531 | 4.9263 | 4.7359 | 5.08 | 5.2843 | 5.4664 | 5.8078 | 6.0309 | 5.811 | 5.4993 | 5.2133 | 4.8186
2048-07-07 | 4.6626 | 4.4308 | 4.3866 | 4.3332 | 4.4044 | 4.7687 | 4.8836 | 5.1081 | 5.4309 | 5.1169 | 4.972 | 5.2264 | 5.1069 | 5.0146 | 4.7474 | 4.9469 | 5.565 | 6.3437 | 6.3351 | 6.3861 | 6.1538 | 5.9154 | 5.4427 | 5.0238
2048-07-08 | 4.7003 | 4.459 | 4.3205 | 4.2528 | 4.4262 | 4.6311 | 4.7054 | 4.9876 | 5.2387 | 4.9521 | 4.814 | 4.706 | 4.6651 | 4.6293 | 4.7449 | 5.3554 | 5.8188 | 6.2847 | 6.3658 | 6.4195 | 6.2727 | 5.9357 | 5.3931 | 4.8416
2048-07-09 | 4.5103 | 4.5127 | 4.2705 | 4.1174 | 4.1347 | 4.4245 | 4.3731 | 4.7469 | 5.0257 | 4.7567 | 4.5755 | 4.5286 | 4.4576 | 4.3596 | 4.4818 | 4.7292 | 5.0772 | 5.5627 | 5.5431 | 5.7757 | 5.5711 | 5.2687 | 4.8799 | 4.5885
2048-07-10 | 4.4925 | 4.3927 | 4.2123 | 4.0784 | 4.1943 | 4.3134 | 4.2144 | 4.423 | 5.1386 | 4.8058 | 4.5834 | 4.6854 | 4.7373 | 4.5124 | 4.5171 | 4.8061 | 5.0511 | 5.6237 | 5.643 | 5.5745 | 5.3953 | 5.1912 | 4.7808 | 4.568
2048-07-11 | 4.4501 | 4.3032 | 4.2468 | 4.2001 | 4.147 | 4.1878 | 4.0475 | 4.301 | 4.868 | 4.7606 | 4.4527 | 4.4207 | 4.3934 | 4.3648 | 4.4966 | 4.5395 | 4.6671 | 5.3952 | 5.428 | 5.4519 | 5.4367 | 4.979 | 4.6518 | 4.3506
2048-07-12 | 4.3926 | 4.1611 | 4.0991 | 3.9199 | 3.8779 | 3.9192 | 3.7796 | 4.0242 | 4.4397 | 4.3566 | 4.2603 | 4.4005 | 4.3258 | 4.2873 | 4.4063 | 4.6095 | 4.7802 | 5.4205 | 5.6328 | 5.5546 | 5.5739 | 5.183 | 4.9182 | 4.6003
2048-07-13 | 4.5099 | 4.3511 | 4.1823 | 4.057 | 4.0703 | 4.2754 | 4.0394 | 4.472 | 4.9736 | 4.7065 | 4.702 | 4.7862 | 4.9906 | 4.8918 | 4.955 | 5.1704 | 5.4047 | 5.9106 | 5.9973 | 6.1333 | 5.8478 | 5.5418 | 5.0003 | 4.6682
2048-07-14 | 4.5179 | 4.2894 | 4.1638 | 4.106 | 4.1035 | 4.345 | 4.2048 | 4.3638 | 4.833 | 4.6858 | 4.5975 | 4.5849 | 4.6918 | 4.696 | 4.7869 | 4.7861 | 5.1341 | 5.6753 | 5.685 | 5.8441 | 5.5331 | 5.2913 | 4.9262 | 4.6114
2048-07-15 | 4.4904 | 4.3122 | 4.169 | 4.1056 | 4.1581 | 4.596 | 4.4832 | 4.5961 | 5.3999 | 5.1197 | 5.0486 | 4.9867 | 4.9911 | 4.7381 | 5.1083 | 5.2975 | 5.6175 | 5.8896 | 6.1253 | 6.2705 | 6.0921 | 5.586 | 5.1273 | 4.643
2048-07-16 | 4.4782 | 4.4339 | 4.2233 | 4.1008 | 4.1876 | 4.4083 | 4.2556 | 4.4701 | 4.8277 | 4.7728 | 4.4827 | 4.4798 | 4.4393 | 4.3728 | 4.4517 | 4.6321 | 5.0355 | 5.5375 | 5.61 | 5.7419 | 5.6172 | 5.3323 | 4.9092 | 4.5644
2048-07-17 | 4.545 | 4.4272 | 4.367 | 4.2108 | 4.4425 | 4.7382 | 4.8788 | 5.0205 | 5.3644 | 5.2549 | 5.3019 | 5.247 | 5.4159 | 5.326 | 5.3849 | 5.4213 | 5.512 | 6.0949 | 5.8713 | 5.8603 | 5.5872 | 5.3167 | 4.6611 | 4.5173
2048-07-18 | 4.4057 | 4.3338 | 4.2895 | 4.2274 | 4.2095 | 4.2243 | 4.2118 | 4.2689 | 4.4918 | 4.4816 | 4.4278 | 4.456 | 4.4557 | 4.2225 | 4.3425 | 4.6658 | 4.6913 | 5.2481 | 5.2687 | 5.4413 | 5.3802 | 5.1118 | 4.7093 | 4.554
2048-07-19 | 4.477 | 4.3002 | 4.2263 | 4.0627 | 4.0855 | 4.2518 | 4.0432 | 4.5934 | 4.9834 | 5.0217 | 4.84 | 4.7752 | 4.7986 | 4.5314 | 4.4998 | 4.7146 | 5.0036 | 5.5767 | 5.7698 | 5.8909 | 6.0569 | 5.5453 | 5.1826 | 4.8071
2048-07-20 | 4.6885 | 4.5083 | 4.2853 | 4.1469 | 4.0923 | 4.4323 | 4.277 | 4.6973 | 5.0164 | 4.7558 | 4.571 | 4.9873 | 4.9961 | 4.786 | 4.4808 | 4.9186 | 5.2047 | 5.5798 | 5.5847 | 5.672 | 5.5137 | 5.2596 | 4.915 | 4.6493
2048-07-21 | 4.5026 | 4.3755 | 4.3142 | 4.1896 | 4.2945 | 4.5661 | 4.5073 | 4.6629 | 5.0373 | 4.6176 | 4.591 | 4.5491 | 4.6203 | 4.6558 | 4.8412 | 5.3446 | 5.5151 | 6.0047 | 6.0016 | 6.1187 | 5.9252 | 5.6784 | 5.1858 | 4.7197
2048-07-22 | 4.4995 | 4.3538 | 4.1845 | 4.1133 | 4.2011 | 4.4299 | 4.4459 | 4.7049 | 5.1101 | 4.9224 | 4.7512 | 4.934 | 4.7134 | 4.607 | 4.861 | 5.1567 | 5.588 | 5.8217 | 5.9628 | 6.0997 | 6.1042 | 5.573 | 4.9372 | 4.5655
2048-07-23 | 4.3731 | 4.3225 | 4.1235 | 4.0773 | 4.171 | 4.4178 | 4.4448 | 4.6055 | 4.8265 | 4.9532 | 5.0557 | 5.1114 | 5.099 | 4.8141 | 4.9842 | 5.362 | 5.5064 | 5.922 | 6.0936 | 6.0807 | 5.8933 | 5.5112 | 5.1089 | 4.6447
2048-07-24 | 4.4754 | 4.3747 | 4.198 | 4.2082 | 4.2975 | 4.4485 | 4.4788 | 4.8058 | 5.0882 | 4.7817 | 4.7239 | 4.7911 | 4.7307 | 4.6466 | 4.6739 | 5.274 | 5.2728 | 5.509 | 5.6135 | 5.6895 | 5.5546 | 5.2131 | 4.8457 | 4.492
2048-07-25 | 4.4832 | 4.3204 | 4.2548 | 4.148 | 4.1135 | 4.3595 | 4.3728 | 4.5811 | 4.8165 | 4.8788 | 4.8248 | 5.066 | 5.1195 | 4.9108 | 4.8985 | 4.8727 | 5.0694 | 5.2956 | 5.3743 | 5.6038 | 5.4442 | 5.1223 | 4.7987 | 4.4937
2048-07-26 | 4.4915 | 4.2414 | 4.1837 | 4.1103 | 4.1121 | 4.1674 | 4.1007 | 4.5098 | 4.7706 | 4.5904 | 4.6276 | 4.6736 | 5.0196 | 4.42 | 4.5393 | 4.7521 | 5.0552 | 5.3907 | 5.5349 | 5.8232 | 5.6676 | 5.2147 | 5.0375 | 4.6935
2048-07-27 | 4.7897 | 4.6177 | 4.3663 | 4.3619 | 4.3649 | 4.6063 | 4.6868 | 4.9837 | 5.2527 | 5.0751 | 5.2004 | 5.0636 | 5.2624 | 4.8964 | 5.01 | 5.4476 | 5.8315 | 6.1979 | 6.4974 | 6.84 | 6.6012 | 6.3488 | 5.6451 | 5.1916
2048-07-28 | 4.6641 | 3.9588 | 3.8493 | 4.0798 | 4.2576 | 4.41 | 4.4285 | 4.8723 | 5.523 | 5.2642 | 4.7976 | 4.697 | 4.7213 | 4.4858 | 4.6339 | 5.0348 | 5.3797 | 5.7905 | 5.8737 | 5.9365 | 5.6578 | 5.3415 | 4.9456 | 4.5488
2048-07-29 | 4.4096 | 4.2437 | 4.195 | 4.0824 | 4.1896 | 4.5935 | 4.5539 | 4.7907 | 4.9714 | 4.6386 | 4.5397 | 4.6746 | 4.5035 | 4.4685 | 4.8833 | 5.3855 | 5.6417 | 5.9152 | 6.1749 | 6.226 | 6.0676 | 5.8971 | 5.4057 | 4.9276
2048-07-30 | 4.8758 | 4.6159 | 4.4172 | 4.3198 | 4.2846 | 4.4181 | 4.5207 | 4.7954 | 4.9446 | 4.9052 | 4.6324 | 4.6103 | 4.4281 | 4.2632 | 4.5736 | 5.0052 | 5.1056 | 5.5728 | 5.6926 | 5.7871 | 5.6994 | 5.4829 | 5.0416 | 4.6949
2048-07-31 | 4.6059 | 4.5475 | 4.3997 | 4.4414 | 4.4676 | 4.7081 | 4.7981 | 4.9379 | 5.0309 | 4.8499 | 4.7362 | 4.8381 | 5.1047 | 4.8792 | 4.9304 | 5.0037 | 5.2868 | 5.4014 | 5.4666 | 5.5626 | 5.4123 | 5.262 | 4.9844 | 4.714
2048-08-01 | 4.6117 | 4.4892 | 4.4457 | 4.3924 | 4.4301 | 4.5783 | 4.6258 | 4.7804 | 4.9827 | 4.718 | 4.5972 | 4.685 | 4.6324 | 4.3119 | 4.6907 | 5.175 | 5.3944 | 5.6289 | 5.7502 | 5.935 | 5.841 | 5.5993 | 5.2186 | 4.8118
2048-08-02 | 4.7734 | 4.5693 | 4.5011 | 4.369 | 4.352 | 4.4651 | 4.5892 | 4.5998 | 4.8706 | 4.7141 | 4.9683 | 4.9479 | 5.152 | 4.8973 | 4.7795 | 5.4664 | 5.5792 | 5.9431 | 6.1861 | 6.2152 | 6.205 | 5.7489 | 5.5096 | 5.0906
2048-08-03 | 4.8934 | 4.6969 | 4.3303 | 4.313 | 4.3242 | 4.4807 | 4.858 | 4.9028 | 5.2382 | 4.9968 | 4.7255 | 4.7986 | 4.6217 | 4.273 | 4.7074 | 5.343 | 5.5527 | 5.835 | 5.9202 | 5.9911 | 5.6943 | 5.3491 | 5.086 | 4.8177
2048-08-04 | 4.6073 | 4.4782 | 4.4535 | 4.3791 | 4.485 | 4.7362 | 5.0196 | 5.0291 | 5.2441 | 4.9837 | 5.0356 | 5.2474 | 5.1518 | 5.1691 | 5.2798 | 5.6396 | 5.8501 | 6.1853 | 6.2744 | 6.297 | 6.0752 | 5.8142 | 5.337 | 4.9671
2048-08-05 | 4.8464 | 4.7262 | 4.5078 | 4.5125 | 4.58 | 4.7608 | 4.9011 | 4.9647 | 5.1481 | 5.0733 | 5.0386 | 5.0471 | 5.1142 | 4.7775 | 4.9984 | 5.4564 | 5.6432 | 5.8717 | 6.0082 | 6.2167 | 6.1205 | 5.7437 | 5.3574 | 5.0377
2048-08-06 | 4.9447 | 4.9071 | 4.7649 | 4.6227 | 4.5665 | 4.7404 | 4.903 | 4.8928 | 5.0593 | 4.909 | 4.8374 | 4.7808 | 4.7993 | 4.5086 | 4.8165 | 5.1483 | 5.5974 | 5.7515 | 5.8491 | 5.924 | 5.6583 | 5.4802 | 5.0512 | 4.8213
2048-08-07 | 4.8179 | 4.6508 | 4.4913 | 4.3937 | 4.4014 | 4.7014 | 4.6725 | 4.9041 | 5.5176 | 5.4155 | 5.0064 | 5.0725 | 5.1014 | 4.9581 | 5.1382 | 5.2705 | 5.4494 | 5.7722 | 5.6977 | 5.8158 | 5.6077 | 5.3759 | 4.9427 | 4.6955
2048-08-08 | 4.6459 | 4.5011 | 4.4506 | 4.3096 | 4.3451 | 4.3596 | 4.4388 | 4.6284 | 4.8943 | 4.891 | 4.8956 | 4.8808 | 4.9513 | 4.7795 | 4.6471 | 5.1532 | 5.3595 | 5.5515 | 5.6607 | 5.8983 | 5.7224 | 5.4711 | 5.1623 | 4.9024
2048-08-09 | 4.8894 | 4.7011 | 4.5802 | 4.5405 | 4.512 | 4.7256 | 4.7328 | 4.8654 | 5.0854 | 4.8698 | 5.0218 | 5.0556 | 5.1314 | 5.2042 | 4.9658 | 5.309 | 5.4665 | 5.7092 | 5.8354 | 5.9078 | 5.7468 | 5.4689 | 5.0759 | 4.8896
2048-08-10 | 4.8171 | 4.6035 | 4.4386 | 4.4014 | 4.4177 | 4.7224 | 4.9254 | 5.1309 | 5.3673 | 5.0505 | 4.8918 | 4.7937 | 4.8386 | 4.6802 | 4.5328 | 5.01 | 5.3033 | 5.5847 | 5.8945 | 6.0926 | 5.8525 | 5.6399 | 5.287 | 4.9426
2048-08-11 | 4.7797 | 4.6762 | 4.5577 | 4.4535 | 4.5049 | 4.6706 | 4.7703 | 4.7194 | 5.3509 | 5.2305 | 5.2365 | 5.3638 | 5.3213 | 5.0911 | 5.0966 | 5.2437 | 5.4713 | 5.8627 | 5.9682 | 6.0638 | 5.8719 | 5.4601 | 5.0764 | 4.7734
2048-08-12 | 4.6578 | 4.4751 | 4.3315 | 4.2753 | 4.2083 | 4.645 | 4.8139 | 4.7884 | 5.4449 | 5.076 | 4.8962 | 4.9802 | 4.996 | 4.5586 | 4.9127 | 5.3937 | 5.5411 | 5.8721 | 5.8868 | 5.8783 | 5.7403 | 5.6296 | 5.1375 | 4.8119
2048-08-13 | 4.7011 | 4.5965 | 4.5221 | 4.4278 | 4.5375 | 4.8756 | 4.7838 | 5.0122 | 5.4482 | 5.4808 | 5.3477 | 5.1771 | 5.2916 | 5.2815 | 5.3309 | 5.4186 | 5.6637 | 5.924 | 5.8312 | 5.9825 | 5.8069 | 5.6394 | 5.2429 | 4.8857
2048-08-14 | 4.7611 | 4.6283 | 4.5438 | 4.2713 | 4.2653 | 4.5335 | 4.8931 | 4.8952 | 5.1221 | 5.0311 | 5.1284 | 5.0235 | 5.1245 | 4.8332 | 5.0205 | 5.3047 | 5.6315 | 5.8689 | 6.0126 | 6.0205 | 5.698 | 5.4919 | 5.1441 | 4.7759
2048-08-15 | 4.6905 | 4.5971 | 4.5608 | 4.4096 | 4.5055 | 4.6361 | 4.896 | 4.9085 | 5.1992 | 5.1071 | 4.9388 | 5.0389 | 4.8645 | 4.6099 | 4.7445 | 5.0502 | 5.3143 | 5.8535 | 5.9087 | 5.8379 | 5.6513 | 5.4432 | 5.0474 | 4.792
2048-08-16 | 4.6714 | 4.4145 | 4.3609 | 4.085 | 4.2106 | 4.3659 | 4.4172 | 4.2542 | 4.9758 | 4.8293 | 4.7247 | 4.64 | 4.8405 | 4.8605 | 4.6635 | 5.0309 | 5.2405 | 5.7129 | 5.9748 | 5.969 | 5.873 | 5.4105 | 5.1665 | 4.8441
2048-08-17 | 4.7794 | 4.6072 | 4.3356 | 4.2291 | 4.309 | 4.6017 | 4.8449 | 4.6581 | 5.241 | 5.2251 | 4.9495 | 4.9918 | 4.9962 | 4.7309 | 4.8482 | 5.1149 | 5.5679 | 5.8961 | 5.9689 | 6.071 | 5.6368 | 5.3822 | 5.1316 | 4.7853
2048-08-18 | 4.6282 | 4.4363 | 4.3274 | 4.2237 | 4.2647 | 4.5076 | 4.8915 | 4.8772 | 5.1944 | 4.9951 | 4.868 | 4.9526 | 4.8038 | 4.8825 | 4.8889 | 5.0817 | 5.4739 | 5.7119 | 5.9321 | 6.0261 | 5.7695 | 5.5776 | 5.261 | 4.9258
2048-08-19 | 4.7499 | 4.6052 | 4.3961 | 4.3003 | 4.3484 | 4.744 | 5.1204 | 5.1304 | 5.3634 | 5.0844 | 4.8344 | 4.9337 | 4.959 | 4.6414 | 4.8793 | 5.6054 | 5.8878 | 6.0393 | 6.1404 | 6.199 | 5.835 | 5.6493 | 5.1751 | 4.9867
2048-08-20 | 4.8756 | 4.7113 | 4.6055 | 4.4188 | 4.4245 | 4.8926 | 5.2896 | 4.9255 | 5.2452 | 5.0558 | 5.0854 | 5.2103 | 5.1494 | 4.8153 | 4.74 | 5.0269 | 5.366 | 5.6993 | 5.9444 | 6.01 | 5.8187 | 5.5148 | 5.245 | 4.8594
2048-08-21 | 4.7468 | 4.6216 | 4.5084 | 4.3102 | 4.3272 | 4.6291 | 5.0476 | 5.1025 | 5.338 | 5.3391 | 5.2642 | 5.098 | 5.1497 | 5.1279 | 5.3239 | 5.4842 | 5.7516 | 6.1355 | 6.063 | 6.0158 | 5.8619 | 5.5409 | 5.1887 | 4.8707
2048-08-22 | 4.7333 | 4.66 | 4.5392 | 4.4264 | 4.3294 | 4.4042 | 4.5644 | 4.8185 | 5.1688 | 5.0698 | 4.9509 | 4.9831 | 4.9764 | 4.8192 | 4.9109 | 5.357 | 5.5357 | 5.8284 | 5.6892 | 5.8089 | 5.6731 | 5.4749 | 5.1504 | 4.7732
2048-08-23 | 4.745 | 4.4834 | 4.5036 | 4.2634 | 4.2919 | 4.5532 | 4.5787 | 4.8858 | 5.3282 | 5.1605 | 5.1057 | 5.1049 | 5.0045 | 5.1632 | 5.2046 | 5.1596 | 5.497 | 5.869 | 6.0686 | 6.2006 | 6.1152 | 5.746 | 5.4146 | 5.1247
2048-08-24 | 4.9839 | 4.7116 | 4.4769 | 4.3203 | 4.3905 | 4.6745 | 5.201 | 5.4437 | 5.7223 | 5.4054 | 5.224 | 5.2421 | 5.1412 | 5.0632 | 5.0497 | 5.365 | 5.4008 | 5.7173 | 5.8469 | 6.0628 | 5.6141 | 5.4533 | 5.0721 | 4.8009
2048-08-25 | 4.8836 | 4.7458 | 4.6796 | 4.5959 | 4.8207 | 5.1582 | 5.5818 | 5.3435 | 5.5768 | 5.4824 | 5.6167 | 5.414 | 5.5361 | 5.1619 | 5.463 | 5.8432 | 6.1864 | 6.5514 | 6.5492 | 6.6924 | 6.2812 | 6.0333 | 5.6206 | 5.2807
2048-08-26 | 4.8469 | 4.7193 | 4.5809 | 4.5057 | 4.4254 | 4.8219 | 4.9982 | 5.0881 | 5.4873 | 5.0733 | 4.9146 | 4.9275 | 5.1047 | 4.8462 | 4.9659 | 5.198 | 5.4094 | 5.8087 | 5.8856 | 5.9391 | 5.5343 | 5.3186 | 5.0418 | 4.7289
2048-08-27 | 4.7601 | 4.7083 | 4.5863 | 4.4882 | 4.5419 | 4.6625 | 4.842 | 4.7493 | 4.9592 | 5.4484 | 5.4398 | 5.2818 | 5.1555 | 4.9788 | 4.7636 | 5.3577 | 5.6409 | 5.8467 | 5.8047 | 5.9378 | 5.8591 | 5.6158 | 5.2199 | 4.8704
2048-08-28 | 4.7478 | 4.6454 | 4.4773 | 4.3694 | 4.5056 | 4.7601 | 4.8106 | 4.8603 | 4.9198 | 4.8679 | 4.8856 | 4.8227 | 4.7195 | 4.9265 | 5.3194 | 5.3011 | 5.4242 | 5.9174 | 5.8155 | 5.7363 | 5.6679 | 5.5793 | 5.1078 | 4.7543
2048-08-29 | 4.6343 | 4.5412 | 4.5335 | 4.4556 | 4.4612 | 4.6228 | 4.6744 | 4.6847 | 4.9968 | 4.8791 | 4.7217 | 4.8153 | 4.9749 | 4.3902 | 4.5189 | 4.7958 | 5.0409 | 5.8999 | 5.8066 | 5.7757 | 5.6827 | 5.3036 | 4.953 | 4.7556
2048-08-30 | 4.7419 | 4.5411 | 4.6192 | 4.4111 | 4.4908 | 4.6887 | 4.8627 | 4.9311 | 5.2796 | 5.1894 | 4.973 | 5.0418 | 5.0057 | 4.8827 | 5.0753 | 5.0453 | 5.4333 | 5.7789 | 5.9928 | 5.8795 | 5.5543 | 5.32 | 5.0479 | 4.8552
2048-08-31 | 4.6919 | 4.527 | 4.3042 | 4.3254 | 4.3668 | 4.5955 | 4.7683 | 4.8847 | 5.079 | 4.8924 | 4.8877 | 4.8736 | 4.8708 | 4.8438 | 4.9842 | 5.1951 | 5.4655 | 5.825 | 5.7478 | 5.8539 | 5.478 | 5.3675 | 5.0115 | 4.7931
2048-09-01 | 4.6005 | 4.4469 | 4.3545 | 4.1312 | 4.1476 | 4.3605 | 4.4301 | 4.4498 | 4.6076 | 4.7403 | 5.0057 | 4.7819 | 4.7159 | 4.4484 | 4.8094 | 4.8506 | 5.1757 | 5.885 | 5.9858 | 6.1224 | 5.5978 | 5.4154 | 5.0398 | 4.8622
2048-09-02 | 4.723 | 4.5317 | 4.3849 | 4.3055 | 4.3613 | 4.7297 | 4.9636 | 5.1604 | 5.3729 | 5.252 | 5.132 | 5.4721 | 5.5657 | 5.0359 | 5.2426 | 5.1098 | 5.5759 | 6.0297 | 6.1838 | 5.8894 | 5.4088 | 5.4944 | 5.162 | 4.8478
2048-09-03 | 4.6447 | 4.5863 | 4.415 | 4.3595 | 4.3405 | 4.6736 | 4.9313 | 5.1418 | 5.4308 | 5.1929 | 4.919 | 5.0338 | 5.0752 | 4.941 | 4.9546 | 5.2593 | 5.5375 | 5.9666 | 5.9449 | 6.2376 | 6.0939 | 5.7583 | 5.2673 | 4.8435
2048-09-04 | 4.7426 | 4.5518 | 4.5086 | 4.3293 | 4.3872 | 4.6439 | 5.0863 | 5.0651 | 5.3936 | 5.3232 | 5.1265 | 5.1897 | 5.4222 | 4.9837 | 5.0312 | 5.0498 | 5.4695 | 5.9745 | 5.883 | 5.7268 | 5.5435 | 5.2468 | 4.9191 | 4.6481
2048-09-05 | 4.5973 | 4.4839 | 4.4369 | 4.3348 | 4.3241 | 4.4582 | 4.5333 | 4.6573 | 4.8597 | 4.8521 | 4.965 | 4.8326 | 4.7693 | 4.6734 | 4.7074 | 4.6226 | 5.0004 | 5.4291 | 5.5224 | 5.5454 | 5.4432 | 5.0931 | 4.918 | 4.6304
2048-09-06 | 4.658 | 4.4512 | 4.4279 | 4.2167 | 4.2733 | 4.4141 | 4.5449 | 4.6922 | 4.8415 | 4.7823 | 4.7915 | 4.9397 | 4.9832 | 4.7349 | 4.8859 | 5.1237 | 5.369 | 5.5071 | 5.7568 | 5.7868 | 5.5747 | 5.2526 | 4.8993 | 4.7019
2048-09-07 | 4.626 | 4.4803 | 4.1572 | 4.0878 | 4.1878 | 4.5345 | 4.7835 | 4.6747 | 4.9066 | 4.8492 | 4.5682 | 4.9277 | 4.9391 | 5.0334 | 4.9853 | 5.3413 | 5.5502 | 5.8565 | 6.0846 | 6.3591 | 6.0902 | 5.8452 | 5.3813 | 5.0551
2048-09-08 | 4.936 | 4.7358 | 4.6408 | 4.3542 | 4.2797 | 4.5561 | 4.8202 | 4.8955 | 4.9352 | 4.8903 | 4.7359 | 4.7659 | 4.7102 | 4.571 | 4.6647 | 4.7195 | 5.241 | 5.6492 | 5.8211 | 5.7831 | 5.2983 | 5.2106 | 4.9192 | 4.7938
2048-09-09 | 4.7942 | 4.6058 | 4.4594 | 4.3813 | 4.4873 | 4.8189 | 5.2634 | 5.297 | 5.5116 | 5.4314 | 5.1558 | 5.4218 | 5.2979 | 4.8551 | 5.0418 | 5.3128 | 5.7334 | 6.1087 | 6.2409 | 6.1744 | 5.611 | 5.4425 | 5.0228 | 4.7167
2048-09-10 | 4.5294 | 4.5083 | 4.3242 | 4.3016 | 4.369 | 4.8007 | 5.066 | 5.2983 | 5.4817 | 5.2631 | 5.1654 | 5.2626 | 5.2336 | 5.1072 | 5.0967 | 5.5703 | 5.7077 | 6.1828 | 6.2823 | 6.4098 | 6.238 | 5.9865 | 5.4481 | 5.1428
2048-09-11 | 4.923 | 4.6734 | 4.5503 | 4.3877 | 4.413 | 4.7276 | 5.058 | 5.0766 | 5.1972 | 5.085 | 5.1906 | 5.2478 | 5.1974 | 5.1705 | 5.0855 | 5.1728 | 5.3838 | 6.0307 | 6.0224 | 5.8751 | 5.6994 | 5.5526 | 5.1817 | 4.9272
2048-09-12 | 4.6933 | 4.6151 | 4.6084 | 4.3707 | 4.3722 | 4.6186 | 4.8196 | 5.0212 | 5.3417 | 5.1856 | 5.4047 | 5.3352 | 5.6087 | 5.3904 | 5.0286 | 5.3211 | 5.4675 | 5.8295 | 5.7881 | 5.5834 | 5.4363 | 5.1765 | 4.9919 | 4.8284
2048-09-13 | 4.8089 | 4.5969 | 4.555 | 4.38 | 4.3931 | 4.5782 | 4.3945 | 4.7107 | 5.1491 | 5.0476 | 5.0473 | 5.0657 | 5.1757 | 5.3213 | 5.506 | 5.5165 | 5.877 | 6.2396 | 6.6492 | 6.3246 | 6.1262 | 5.841 | 5.3712 | 5.1473
2048-09-14 | 4.9172 | 4.7168 | 4.4592 | 4.3839 | 4.4961 | 4.8236 | 5.0736 | 5.397 | 5.7145 | 5.2539 | 5.1822 | 5.1539 | 5.0895 | 5.1941 | 5.2754 | 5.442 | 5.6663 | 6.0866 | 6.2468 | 6.3163 | 5.9078 | 5.6683 | 5.3073 | 4.9211
2048-09-15 | 4.8075 | 4.5657 | 4.4855 | 4.3585 | 4.4498 | 4.8272 | 4.7282 | 5.1381 | 5.4806 | 5.1823 | 5.3612 | 5.4156 | 5.3767 | 5.0064 | 4.9031 | 5.2284 | 5.4658 | 6.1179 | 6.1512 | 6.0894 | 5.5333 | 5.3217 | 5.2123 | 4.8408
2048-09-16 | 4.6769 | 4.3803 | 4.3039 | 4.4115 | 4.4286 | 4.7351 | 4.7518 | 5.0914 | 5.2151 | 4.9931 | 5.1692 | 4.9784 | 5.148 | 4.7801 | 4.9076 | 5.1292 | 5.3525 | 5.8952 | 6.1829 | 6.1894 | 5.8097 | 5.6235 | 5.2185 | 4.8616
2048-09-17 | 4.6573 | 4.5084 | 4.3777 | 4.3285 | 4.4281 | 4.8538 | 4.8961 | 5.1459 | 5.74 | 5.3686 | 5.1377 | 5.2455 | 5.0331 | 5.0574 | 5.0295 | 5.2381 | 5.4752 | 5.8688 | 6.0194 | 6.1272 | 5.7848 | 5.5137 | 5.1631 | 4.793
2048-09-18 | 4.673 | 4.6063 | 4.4123 | 4.3467 | 4.4572 | 4.6857 | 4.6891 | 4.7809 | 5.0745 | 4.958 | 4.9672 | 4.9042 | 4.8992 | 4.82 | 4.8499 | 4.9882 | 5.0665 | 5.5354 | 5.6173 | 5.7056 | 5.3951 | 5.3134 | 4.969 | 4.7034
2048-09-19 | 4.5373 | 4.4788 | 4.4799 | 4.3974 | 4.4817 | 4.5392 | 4.6022 | 4.7447 | 4.9327 | 4.8057 | 4.6765 | 4.7731 | 4.7561 | 4.429 | 4.5834 | 4.6579 | 4.9055 | 5.5111 | 5.7494 | 5.8486 | 5.6218 | 5.4605 | 5.1333 | 4.8746
2048-09-20 | 4.8161 | 4.6126 | 4.5651 | 4.3741 | 4.2716 | 4.6022 | 4.4973 | 4.7131 | 4.9526 | 4.7872 | 4.7834 | 4.7524 | 4.8028 | 4.6199 | 4.8121 | 5.0148 | 5.4645 | 6.0314 | 6.3326 | 6.2147 | 6.0833 | 5.7737 | 5.4347 | 5.0813
2048-09-21 | 4.9316 | 4.7119 | 4.6009 | 4.6154 | 4.6232 | 4.9059 | 5.0814 | 5.4673 | 5.6233 | 5.3587 | 5.409 | 5.7805 | 5.931 | 5.7921 | 5.6734 | 5.6746 | 5.72 | 6.2097 | 6.3516 | 6.4632 | 5.7937 | 5.5655 | 5.0609 | 4.7844
2048-09-22 | 4.7012 | 4.5292 | 4.4696 | 4.395 | 4.4761 | 4.8028 | 4.9236 | 5.1102 | 5.1149 | 5.079 | 4.9722 | 4.9332 | 4.6992 | 4.697 | 4.7923 | 5.0103 | 5.3887 | 5.9862 | 6.2188 | 6.2178 | 5.9392 | 5.7803 | 5.4231 | 5.1096
2048-09-23 | 4.8268 | 4.657 | 4.5717 | 4.4705 | 4.5343 | 4.9485 | 5.067 | 5.1384 | 5.4939 | 5.1492 | 5.1454 | 5.0881 | 5.223 | 4.7777 | 4.9083 | 5.1524 | 5.4443 | 5.7574 | 5.9843 | 5.9482 | 5.6197 | 5.4494 | 5.2069 | 4.8842
2048-09-24 | 4.8783 | 4.6966 | 4.5343 | 4.5461 | 4.5699 | 4.9076 | 5.0858 | 5.137 | 5.3606 | 5.0445 | 5.1436 | 5.2882 | 5.489 | 5.4657 | 5.5124 | 5.9051 | 6.3292 | 6.7296 | 6.8268 | 6.8223 | 6.5342 | 5.908 | 5.5486 | 5.246
2048-09-25 | 4.8486 | 4.7118 | 4.5261 | 4.4176 | 4.578 | 4.8196 | 4.9913 | 5.1406 | 5.2598 | 5.2686 | 5.3398 | 5.6969 | 5.3609 | 5.2014 | 5.4468 | 5.8083 | 6.0879 | 6.3064 | 6.3796 | 6.2729 | 6.0994 | 5.9878 | 5.4657 | 5.1412
2048-09-26 | 5.0232 | 4.9999 | 4.7459 | 4.6542 | 4.6592 | 4.6934 | 4.7047 | 4.9794 | 5.1514 | 5.187 | 5.0367 | 4.8962 | 5.3016 | 5.3478 | 5.1959 | 5.2897 | 5.4923 | 5.7279 | 5.694 | 5.4362 | 5.3937 | 5.2709 | 5.0248 | 4.6563
2048-09-27 | 4.6453 | 4.5425 | 4.4424 | 4.4017 | 4.4654 | 4.6111 | 4.7856 | 4.9914 | 5.1968 | 5.3828 | 5.3421 | 5.4397 | 5.3817 | 5.0868 | 5.1647 | 5.321 | 5.5568 | 5.8216 | 6.0789 | 6.0386 | 5.9013 | 5.5759 | 5.2578 | 5.0847
2048-09-28 | 4.9244 | 4.6889 | 4.4936 | 4.4453 | 4.4476 | 4.6994 | 4.8746 | 4.9818 | 4.9758 | 4.9326 | 4.8853 | 5.3088 | 5.362 | 5.1011 | 5.0627 | 5.3379 | 5.5951 | 6.011 | 6.2484 | 6.0505 | 5.6467 | 5.3953 | 5.0122 | 4.7986
2048-09-29 | 4.735 | 4.6033 | 4.5879 | 4.4735 | 4.5131 | 4.8456 | 4.9139 | 5.0456 | 5.2534 | 5.1222 | 5.1293 | 5.3872 | 5.1983 | 5.143 | 4.8695 | 5.1365 | 5.5284 | 6.146 | 6.247 | 6.1716 | 5.7325 | 5.7777 | 5.5043 | 5.1272
2048-09-30 | 4.9897 | 4.8183 | 4.7297 | 4.6296 | 4.721 | 4.945 | 5.0733 | 5.2142 | 5.2202 | 4.9974 | 5.0462 | 5.1733 | 5.1414 | 4.9139 | 5.0565 | 5.3726 | 5.9293 | 6.0835 | 6.2315 | 6.1511 | 5.819 | 5.6159 | 5.2759 | 4.9716
2048-10-01 | 4.8688 | 4.8231 | 4.6632 | 4.5715 | 4.6523 | 4.9547 | 5.1007 | 5.3104 | 5.4818 | 5.3596 | 5.2732 | 5.189 | 5.0193 | 4.8375 | 4.945 | 5.2331 | 5.7662 | 6.1555 | 6.421 | 6.3889 | 6.2528 | 6.0767 | 5.4944 | 5.1176
2048-10-02 | 4.869 | 4.7563 | 4.5004 | 4.3734 | 4.3971 | 4.7205 | 4.9306 | 5.041 | 5.0844 | 5.0062 | 4.9022 | 4.9941 | 4.9937 | 4.734 | 4.9729 | 5.2508 | 5.5885 | 5.9562 | 5.8796 | 5.7302 | 5.5264 | 5.3532 | 4.913 | 4.6845
2048-10-03 | 4.598 | 4.6222 | 4.5106 | 4.3731 | 4.353 | 4.5422 | 4.3188 | 4.7083 | 4.7988 | 4.8863 | 4.7676 | 4.9027 | 5.1093 | 4.9235 | 4.9006 | 4.9691 | 5.4174 | 5.7385 | 5.8098 | 5.8192 | 5.5286 | 5.4181 | 5.1155 | 4.8097
2048-10-04 | 4.7356 | 4.4374 | 4.4584 | 4.3274 | 4.2788 | 4.3959 | 4.4147 | 4.5939 | 4.7636 | 4.7157 | 4.8907 | 5.1158 | 5.0246 | 5.084 | 5.3241 | 5.4018 | 5.6229 | 5.6894 | 5.704 | 5.6848 | 5.4099 | 5.2645 | 5.0133 | 4.7274
2048-10-05 | 4.606 | 4.5341 | 4.291 | 4.2026 | 4.0933 | 4.4201 | 4.5632 | 4.6955 | 5.1146 | 5.2247 | 5.1018 | 5.247 | 5.082 | 4.8455 | 4.9249 | 5.0836 | 5.2974 | 5.6228 | 5.9782 | 5.9506 | 5.7287 | 5.6156 | 5.2862 | 4.9643
2048-10-06 | 4.8115 | 4.6641 | 4.4801 | 4.2841 | 4.3103 | 4.5814 | 4.6048 | 4.7822 | 4.9425 | 4.8239 | 5.0736 | 5.0823 | 5.0214 | 4.8852 | 4.9503 | 4.9472 | 5.5724 | 6.0526 | 6.0585 | 5.8281 | 5.4329 | 5.2755 | 5.1383 | 4.7862
2048-10-07 | 4.6206 | 4.4645 | 4.3445 | 4.3249 | 4.3691 | 4.6242 | 4.658 | 5.2187 | 5.3695 | 5.1857 | 5.3067 | 5.2637 | 5.4202 | 5.1832 | 5.192 | 5.4029 | 5.7616 | 6.1217 | 6.2901 | 6.2288 | 5.8515 | 5.5882 | 5.3098 | 4.942
2048-10-08 | 4.9822 | 4.9137 | 4.8649 | 4.7488 | 4.8193 | 5.235 | 5.3599 | 5.6704 | 5.9031 | 5.7629 | 5.9552 | 5.6272 | 5.3395 | 5.2133 | 5.9371 | 6.1321 | 6.4461 | 6.8024 | 6.7466 | 6.8164 | 6.6385 | 6.4323 | 5.8371 | 5.3214
2048-10-09 | 4.989 | 4.8231 | 4.6494 | 4.5609 | 4.6292 | 4.8293 | 5.0086 | 5.0618 | 5.2252 | 5.0766 | 5.1314 | 5.4329 | 5.0853 | 5.3279 | 5.4825 | 5.6064 | 6.0135 | 6.3894 | 6.1675 | 5.9645 | 5.7121 | 5.4709 | 5.1427 | 4.7634
2048-10-10 | 4.6457 | 4.4896 | 4.4753 | 4.3965 | 4.3765 | 4.5262 | 4.6347 | 4.9138 | 5.1921 | 5.0506 | 5.0812 | 5.1922 | 4.9537 | 4.7298 | 5.0454 | 5.3429 | 5.6615 | 5.9602 | 5.8943 | 5.8568 | 5.7476 | 5.5443 | 5.1252 | 4.823
2048-10-11 | 4.7789 | 4.5017 | 4.4857 | 4.2851 | 4.3031 | 4.4911 | 4.4301 | 4.6611 | 4.8571 | 4.9166 | 5.0322 | 5.2221 | 5.3511 | 5.2521 | 5.2301 | 5.4636 | 5.6012 | 5.8842 | 5.9559 | 5.892 | 5.6075 | 5.3285 | 5.0802 | 4.7754
2048-10-12 | 4.6688 | 4.5097 | 4.2552 | 4.2786 | 4.4679 | 4.7267 | 4.7525 | 4.8907 | 5.2706 | 5.2223 | 5.2188 | 5.1754 | 5.1144 | 4.9433 | 5.2335 | 5.3473 | 5.6231 | 5.9391 | 6.0283 | 5.9684 | 5.5708 | 5.4538 | 5.3112 | 4.8906
2048-10-13 | 4.749 | 4.5614 | 4.4256 | 4.3775 | 4.4431 | 4.6995 | 4.9644 | 5.1272 | 5.3483 | 5.2766 | 5.2335 | 5.2674 | 5.1029 | 5.0404 | 5.0269 | 5.338 | 5.5145 | 5.8108 | 5.9386 | 5.7791 | 5.475 | 5.2484 | 5.0396 | 4.7266
2048-10-14 | 4.639 | 4.3937 | 4.3139 | 4.369 | 4.4965 | 4.8298 | 4.664 | 5.0399 | 5.3705 | 5.0752 | 5.1008 | 5.1446 | 5.2006 | 4.8908 | 4.9697 | 5.1959 | 5.5145 | 5.9043 | 6.0788 | 5.7812 | 5.5081 | 5.49 | 5.1946 | 4.811
2048-10-15 | 4.746 | 4.6211 | 4.4983 | 4.4098 | 4.4698 | 4.8378 | 4.6513 | 4.9929 | 5.5472 | 5.6078 | 5.855 | 5.4952 | 5.2091 | 5.0142 | 5.0673 | 5.2974 | 5.611 | 6.1067 | 5.9539 | 5.8173 | 5.5834 | 5.4031 | 5.2771 | 4.8529
2048-10-16 | 4.7026 | 4.6004 | 4.4652 | 4.348 | 4.3811 | 4.5771 | 4.7179 | 4.9095 | 5.2365 | 5.1148 | 4.8986 | 5.3078 | 5.2904 | 5.2902 | 5.4493 | 5.5483 | 5.8051 | 6.4242 | 6.4466 | 6.231 | 5.9603 | 5.805 | 5.3345 | 5.0667
2048-10-17 | 4.6953 | 4.5898 | 4.5571 | 4.5065 | 4.4982 | 4.5321 | 4.6832 | 4.6909 | 4.9141 | 4.999 | 5.0449 | 5.0371 | 5.145 | 5.1472 | 5.2348 | 5.2704 | 5.4245 | 5.8163 | 5.6923 | 5.6647 | 5.6456 | 5.4179 | 5.2306 | 4.9144
2048-10-18 | 5.0477 | 4.7605 | 4.658 | 4.5074 | 4.56 | 4.7178 | 5.0004 | 5.3187 | 5.3692 | 5.4034 | 5.3094 | 5.5216 | 5.5717 | 5.4665 | 5.7409 | 5.7143 | 6.1027 | 6.3201 | 6.5948 | 6.2436 | 6.1937 | 5.8502 | 5.4782 | 5.0109
2048-10-19 | 4.9518 | 4.7705 | 4.4857 | 4.3888 | 4.4502 | 4.7631 | 5.1072 | 5.3757 | 5.4117 | 5.202 | 5.2322 | 5.1919 | 5.2899 | 5.4929 | 5.4879 | 5.5803 | 5.8984 | 6.008 | 6.0524 | 5.8338 | 5.4633 | 5.2322 | 5.0411 | 4.8217
2048-10-20 | 4.7769 | 4.5443 | 4.4484 | 4.3203 | 4.4443 | 4.7339 | 5.1536 | 5.2253 | 5.308 | 4.9941 | 5.122 | 5.1496 | 5.1589 | 4.9403 | 5.297 | 5.503 | 5.7991 | 6.205 | 6.3901 | 6.0022 | 5.6216 | 5.4497 | 5.1345 | 4.8551
2048-10-21 | 4.7396 | 4.5584 | 4.3577 | 4.312 | 4.4037 | 4.653 | 5.016 | 4.9336 | 5.3559 | 5.0565 | 5.1467 | 5.0338 | 5.2316 | 4.9681 | 5.3071 | 5.372 | 5.7095 | 5.9147 | 6.2556 | 6.0399 | 5.6512 | 5.4302 | 5.0487 | 4.7586
2048-10-22 | 4.6312 | 4.5009 | 4.3159 | 4.3211 | 4.4435 | 4.7301 | 5.1179 | 5.1534 | 5.3537 | 5.2222 | 5.3063 | 5.4186 | 5.3591 | 5.3746 | 5.3705 | 5.5627 | 5.7454 | 6.2014 | 6.002 | 5.7901 | 5.5789 | 5.2354 | 4.984 | 4.6803
2048-10-23 | 4.5613 | 4.5582 | 4.4596 | 4.324 | 4.4357 | 4.6239 | 4.9268 | 5.097 | 5.3059 | 5.1261 | 5.1112 | 5.1353 | 5.2333 | 5.028 | 5.2184 | 5.5024 | 5.8232 | 6.1173 | 6.1697 | 6.0807 | 5.8808 | 5.7025 | 5.3036 | 5.0116
2048-10-24 | 4.8696 | 4.6929 | 4.5715 | 4.4632 | 4.5171 | 4.7962 | 5.0111 | 5.2838 | 5.4276 | 5.2885 | 5.0973 | 5.2063 | 5.3682 | 5.207 | 5.4476 | 5.3761 | 5.6958 | 5.9894 | 5.8503 | 5.7166 | 5.4586 | 5.2649 | 4.9823 | 4.6275
2048-10-25 | 4.6671 | 4.4475 | 4.445 | 4.2674 | 4.2316 | 4.4733 | 4.4099 | 4.6542 | 4.847 | 5.1149 | 5.0395 | 5.1613 | 5.0087 | 4.8864 | 5.0395 | 5.1001 | 5.5652 | 5.9235 | 6.0628 | 5.9918 | 5.8077 | 5.4309 | 5.1635 | 4.8499
2048-10-26 | 4.7101 | 4.511 | 4.3516 | 4.2625 | 4.3311 | 4.6432 | 4.8683 | 5.0942 | 5.2134 | 5.087 | 4.965 | 5.0516 | 5.1442 | 4.8987 | 5.1821 | 5.5036 | 5.8817 | 6.1417 | 6.2604 | 6.2356 | 5.8009 | 5.6467 | 5.3082 | 4.94
2048-10-27 | 4.7749 | 4.4732 | 4.3025 | 4.2495 | 4.2304 | 4.4943 | 4.87 | 5.0089 | 5.4261 | 5.1776 | 5.0662 | 4.9541 | 5.1622 | 4.8944 | 4.9633 | 5.3805 | 5.7728 | 6.1681 | 6.2247 | 6.0481 | 5.658 | 5.4377 | 5.2473 | 4.8602
2048-10-28 | 4.7639 | 4.569 | 4.3472 | 4.2666 | 4.2097 | 4.5948 | 4.8953 | 5.0637 | 5.301 | 5.088 | 5.0127 | 4.9785 | 5.0515 | 4.7367 | 5.0687 | 5.1243 | 5.6723 | 6.1563 | 6.3405 | 6.1601 | 5.8934 | 5.7109 | 5.2745 | 4.8782
2048-10-29 | 4.7505 | 4.5965 | 4.3999 | 4.3582 | 4.4054 | 4.6263 | 4.8115 | 4.9448 | 5.126 | 5.1266 | 5.0775 | 5.1176 | 5.0122 | 4.8943 | 5.0274 | 5.2452 | 5.7825 | 6.1712 | 5.9768 | 5.6936 | 5.4631 | 5.335 | 5.0664 | 4.7941
2048-10-30 | 4.6964 | 4.5742 | 4.4396 | 4.3783 | 4.35 | 4.6565 | 4.8742 | 5.1212 | 5.1661 | 5.184 | 5.0745 | 5.1593 | 5.0389 | 5.0663 | 5.0348 | 5.5296 | 5.7873 | 6.1317 | 6.0528 | 5.9099 | 5.6837 | 5.4461 | 5.1075 | 4.8557
2048-10-31 | 4.7006 | 4.6348 | 4.5275 | 4.5095 | 4.4816 | 4.5704 | 4.6578 | 4.7434 | 5.0752 | 5.1187 | 5.0675 | 5.1189 | 5.1323 | 5.1088 | 5.2842 | 5.4468 | 5.7673 | 6.0158 | 6.016 | 5.7747 | 5.5211 | 5.1425 | 5.0114 | 4.669
2048-11-01 | 4.6467 | 4.4078 | 4.3502 | 4.0159 | 4.0848 | 4.3737 | 4.3953 | 4.6797 | 5.0674 | 4.8753 | 5.0109 | 4.7662 | 4.8001 | 4.5809 | 4.7758 | 5.0506 | 5.6286 | 5.9214 | 6.1333 | 5.8032 | 5.603 | 5.3468 | 5.1179 | 4.8363
2048-11-02 | 4.6507 | 4.3024 | 4.0942 | 4.031 | 4.2734 | 4.5477 | 4.8265 | 4.9372 | 5.0799 | 4.9203 | 4.744 | 4.7376 | 4.8873 | 4.6252 | 4.8032 | 5.3833 | 5.8867 | 6.2338 | 6.2825 | 6.1821 | 5.664 | 5.5069 | 5.2373 | 4.8759
2048-11-03 | 4.6893 | 4.4379 | 4.3253 | 4.2225 | 4.4004 | 4.7571 | 5.1357 | 5.1329 | 5.235 | 5.1941 | 5.1414 | 5.0888 | 5.1603 | 5.2414 | 5.247 | 5.6294 | 5.9374 | 6.3161 | 6.2805 | 6.0311 | 5.743 | 5.561 | 5.2001 | 5.0305
2048-11-04 | 4.8909 | 4.7274 | 4.5266 | 4.4537 | 4.4898 | 4.9328 | 5.1214 | 5.2784 | 5.4671 | 5.0598 | 4.9098 | 5.0131 | 5.0554 | 4.7615 | 4.8444 | 5.2787 | 5.8418 | 6.1627 | 6.1715 | 6.0663 | 5.7585 | 5.5714 | 5.1683 | 4.8654
2048-11-05 | 4.7286 | 4.6043 | 4.4657 | 4.4676 | 4.4783 | 4.6899 | 5.1163 | 5.5245 | 5.5497 | 5.2657 | 5.3096 | 4.9565 | 5.1875 | 4.9016 | 4.9279 | 4.8127 | 4.7505 | 5.2303 | 5.7315 | 5.8446 | 5.5346 | 5.3406 | 5.179 | 4.9237
2048-11-06 | 4.4894 | 4.1575 | 4.1956 | 4.0839 | 4.4321 | 4.8155 | 5.0172 | 5.3813 | 5.3916 | 5.1991 | 5.2748 | 5.314 | 5.3043 | 5.0596 | 5.0483 | 5.418 | 5.6841 | 5.9777 | 5.8889 | 5.672 | 5.3362 | 5.1999 | 4.8766 | 4.526
2048-11-07 | 4.3549 | 4.314 | 4.3019 | 4.2453 | 4.3893 | 4.3949 | 4.6346 | 4.7893 | 5.157 | 5.0821 | 4.9877 | 4.8822 | 5.0213 | 5.1676 | 5.2161 | 5.2581 | 5.6198 | 5.9769 | 5.8651 | 5.4885 | 5.257 | 5.1399 | 4.868 | 4.6007
2048-11-08 | 4.6026 | 4.4029 | 4.2808 | 4.0657 | 4.2276 | 4.4312 | 4.4664 | 4.7726 | 5.0419 | 4.9938 | 5.1334 | 4.9968 | 5.0146 | 4.8657 | 4.9213 | 5.1077 | 5.5973 | 5.782 | 5.9224 | 5.7728 | 5.5137 | 5.3139 | 5.0776 | 4.8984
2048-11-09 | 4.7755 | 4.6101 | 4.3947 | 4.1945 | 4.3523 | 4.5128 | 4.6305 | 4.9338 | 5.0736 | 4.8415 | 4.8372 | 4.9153 | 5.0585 | 5.0304 | 5.2017 | 5.3958 | 5.6868 | 5.983 | 6.0641 | 5.8975 | 5.5741 | 5.4139 | 5.0282 | 4.7857
2048-11-10 | 4.9492 | 4.776 | 4.6286 | 4.7423 | 4.9291 | 5.1547 | 5.2302 | 5.326 | 5.7194 | 5.529 | 5.3693 | 5.3693 | 5.4286 | 5.4739 | 5.6556 | 5.7098 | 6.1437 | 6.7671 | 6.8144 | 6.4437 | 6.0166 | 5.7204 | 5.4003 | 5.0537
2048-11-11 | 4.6096 | 4.4536 | 4.2872 | 4.3103 | 4.2003 | 4.6528 | 4.8002 | 4.7375 | 5.2245 | 4.8705 | 4.9509 | 4.9454 | 5.2406 | 5.0441 | 5.1598 | 5.5204 | 5.8003 | 6.2995 | 6.4109 | 6.1925 | 5.9195 | 5.783 | 5.2851 | 4.999
2048-11-12 | 4.8363 | 4.6911 | 4.5951 | 4.4135 | 4.5039 | 4.6752 | 4.8964 | 5.4274 | 5.6328 | 5.2792 | 5.0339 | 4.8823 | 4.9226 | 4.8293 | 4.9647 | 5.194 | 5.6034 | 6.0176 | 6.1232 | 5.935 | 5.753 | 5.5857 | 5.1874 | 4.8365
2048-11-13 | 4.674 | 4.5617 | 4.494 | 4.4051 | 4.4931 | 4.8386 | 5.0625 | 5.4422 | 5.4265 | 5.3413 | 5.2328 | 5.3519 | 5.5801 | 5.4113 | 5.4968 | 5.6786 | 5.8871 | 6.2398 | 6.2119 | 5.9654 | 5.6184 | 5.5431 | 5.0743 | 4.7919
2048-11-14 | 4.7282 | 4.5976 | 4.5779 | 4.517 | 4.5268 | 4.7214 | 4.8936 | 4.9208 | 5.3015 | 4.9891 | 5.0701 | 5.0296 | 5.0051 | 4.932 | 4.8253 | 4.929 | 5.2351 | 5.6376 | 5.613 | 5.4223 | 5.2487 | 5.0661 | 4.8424 | 4.5914
2048-11-15 | 4.6235 | 4.3203 | 4.4166 | 4.3536 | 4.4501 | 4.7091 | 4.7941 | 5.195 | 5.391 | 5.318 | 5.2694 | 5.3083 | 5.3116 | 4.8957 | 5.0554 | 5.4371 | 5.7125 | 5.9341 | 6.0185 | 5.7273 | 5.4386 | 5.1454 | 5.0193 | 4.653
2048-11-16 | 4.5562 | 4.3318 | 4.132 | 4.1554 | 4.3359 | 4.6448 | 4.9318 | 5.2292 | 5.1567 | 4.9202 | 5.0565 | 5.0234 | 5.0637 | 4.9245 | 5.2858 | 5.5692 | 5.971 | 6.1371 | 6.2398 | 6.1446 | 5.7513 | 5.607 | 5.0701 | 4.9046
2048-11-17 | 4.6392 | 4.3669 | 4.2713 | 4.18 | 4.3978 | 4.7596 | 5.0326 | 5.135 | 5.1897 | 4.9599 | 5.0175 | 5.1482 | 5.2575 | 5.1889 | 5.0757 | 5.2159 | 5.5749 | 5.964 | 6.0902 | 5.8112 | 5.5144 | 5.3918 | 5.1564 | 4.8225
2048-11-18 | 4.6313 | 4.4026 | 4.2434 | 4.2967 | 4.3677 | 4.8062 | 5.1124 | 5.3562 | 5.4854 | 5.0933 | 5.1867 | 5.2366 | 5.4469 | 5.2984 | 5.261 | 5.4466 | 5.8335 | 5.9884 | 5.9578 | 5.8178 | 5.5396 | 5.3437 | 5.0864 | 4.8269
2048-11-19 | 4.7108 | 4.556 | 4.3588 | 4.3258 | 4.4025 | 4.6138 | 4.8365 | 5.082 | 5.0911 | 4.9671 | 4.9633 | 4.8485 | 4.8374 | 5.0177 | 5.0653 | 5.1895 | 5.479 | 5.7717 | 5.9585 | 5.8182 | 5.5309 | 5.4611 | 5.194 | 4.97
2048-11-20 | 4.8676 | 4.7365 | 4.5543 | 4.4663 | 4.6114 | 4.8742 | 5.1081 | 5.1765 | 5.5471 | 5.0821 | 5.006 | 4.8717 | 4.9911 | 5.1058 | 5.0523 | 5.2066 | 5.4202 | 5.7428 | 5.8593 | 5.5573 | 5.351 | 5.2139 | 5.0102 | 4.7482
2048-11-21 | 4.5867 | 4.4427 | 4.4326 | 4.4183 | 4.2691 | 4.4318 | 4.6199 | 4.8442 | 5.069 | 4.879 | 4.675 | 4.782 | 4.8474 | 4.9147 | 4.8711 | 4.8854 | 5.2809 | 5.6325 | 5.7155 | 5.5023 | 5.2028 | 4.89 | 4.6952 | 4.5626
2048-11-22 | 4.6559 | 4.3977 | 4.1746 | 4.0634 | 4.0394 | 4.3762 | 4.6201 | 4.8529 | 5.1481 | 5.1341 | 5.0401 | 4.9684 | 5.1799 | 5.2438 | 5.1722 | 5.3942 | 5.7195 | 6.0377 | 6.093 | 5.7301 | 5.507 | 5.0055 | 4.8247 | 4.7489
2048-11-23 | 4.5773 | 4.3211 | 4.1574 | 4.0195 | 4.0764 | 4.5181 | 4.709 | 5.0403 | 5.1692 | 4.995 | 4.8328 | 4.8428 | 4.8376 | 4.8318 | 4.9935 | 5.4493 | 5.8 | 5.8531 | 5.9973 | 6.0283 | 5.6659 | 5.5893 | 5.1232 | 4.8722
2048-11-24 | 4.6967 | 4.445 | 4.3583 | 4.2842 | 4.4684 | 4.5874 | 4.843 | 5.0842 | 5.278 | 5.1613 | 5.0044 | 4.959 | 5.1544 | 5.3463 | 5.3513 | 5.4218 | 5.8224 | 5.9914 | 6.0217 | 5.8277 | 5.5005 | 5.289 | 4.9385 | 4.5954
2048-11-25 | 4.4884 | 4.3132 | 4.15 | 4.2272 | 4.3066 | 4.4933 | 4.7001 | 5.0617 | 5.4325 | 5.3155 | 5.251 | 5.3909 | 5.5214 | 5.3828 | 5.4726 | 5.6321 | 5.8667 | 6.0673 | 6.082 | 5.8834 | 5.4814 | 5.2811 | 5.0207 | 4.6367
2048-11-26 | 4.4682 | 4.3186 | 4.2295 | 4.1603 | 4.3046 | 4.5791 | 4.9648 | 5.1604 | 5.6204 | 5.4938 | 5.2874 | 5.0983 | 5.0665 | 5.2365 | 5.369 | 5.3839 | 5.7683 | 5.9364 | 5.9074 | 5.6646 | 5.446 | 5.248 | 5.037 | 4.6156
2048-11-27 | 4.4275 | 4.3283 | 4.1871 | 3.9504 | 4.0739 | 4.1132 | 4.3278 | 4.6498 | 4.973 | 4.8742 | 4.8087 | 4.752 | 4.8718 | 4.9878 | 5.042 | 5.3354 | 5.5782 | 5.6977 | 5.5181 | 5.2991 | 5.2656 | 5.1891 | 4.5888 | 4.4263
2048-11-28 | 4.4708 | 4.415 | 4.1385 | 4.2271 | 4.2283 | 4.245 | 4.4717 | 4.6727 | 4.9832 | 4.8566 | 4.68 | 4.6285 | 4.7876 | 4.68 | 4.8592 | 4.9463 | 5.3061 | 5.5038 | 5.4854 | 5.4007 | 5.1598 | 4.9882 | 4.7344 | 4.6145
2048-11-29 | 4.1772 | 3.8881 | 3.8805 | 3.7579 | 3.7716 | 3.9762 | 4.1973 | 4.6176 | 4.7522 | 4.6769 | 4.3532 | 4.3294 | 4.4044 | 4.2062 | 4.4545 | 4.4858 | 4.7179 | 5.1173 | 5.2901 | 5.1273 | 4.9366 | 4.619 | 4.3213 | 4.1904
2048-11-30 | 4.1074 | 3.8757 | 3.6611 | 3.5818 | 3.6347 | 3.9781 | 4.3763 | 4.676 | 4.7936 | 4.7993 | 4.3634 | 4.3991 | 4.4156 | 4.4584 | 4.5702 | 4.7445 | 4.9679 | 5.3107 | 5.3698 | 5.2551 | 4.6779 | 4.4708 | 4.2078 | 3.9922
2048-12-01 | 4.0027 | 3.7601 | 3.6203 | 3.5784 | 3.7329 | 4.1463 | 4.4589 | 4.6187 | 4.8438 | 4.8332 | 4.5368 | 4.4519 | 4.7842 | 4.4565 | 4.6685 | 4.8636 | 4.983 | 5.4202 | 5.6558 | 5.6173 | 5.3355 | 5.0842 | 4.6168 | 4.3499
2048-12-02 | 4.1753 | 4.0271 | 3.885 | 3.821 | 3.9254 | 4.4226 | 4.845 | 5.043 | 5.0073 | 4.8028 | 4.794 | 4.6398 | 4.554 | 4.5348 | 4.7372 | 4.7528 | 5.2052 | 5.4929 | 5.9272 | 5.5061 | 5.0406 | 4.8056 | 4.3632 | 4.014
2048-12-03 | 3.9341 | 3.8791 | 3.7214 | 3.6585 | 3.7419 | 4.2333 | 4.4614 | 4.7528 | 4.6166 | 4.5056 | 4.4181 | 4.4608 | 4.5389 | 4.4982 | 4.5694 | 4.6792 | 4.9572 | 5.4645 | 5.7964 | 5.8159 | 5.6247 | 5.2833 | 4.8189 | 4.4718
2048-12-04 | 4.3456 | 4.2578 | 4.0446 | 3.935 | 4.0284 | 4.3939 | 4.858 | 5.2021 | 4.9791 | 4.5739 | 4.6082 | 4.5899 | 4.58 | 4.39 | 4.6151 | 4.74 | 5.013 | 5.2549 | 5.3152 | 5.0955 | 4.8937 | 4.6909 | 4.4435 | 4.2268
2048-12-05 | 4.0412 | 3.9228 | 3.8722 | 3.76 | 3.7839 | 4.0922 | 4.1449 | 4.4575 | 4.6344 | 4.7532 | 4.6238 | 4.5963 | 4.6074 | 4.5425 | 4.7491 | 4.8886 | 4.9144 | 5.2372 | 5.302 | 5.0705 | 5.0373 | 4.7981 | 4.5239 | 4.2885
2048-12-06 | 4.3227 | 4.0269 | 3.9654 | 3.8617 | 3.9603 | 4.2166 | 4.3288 | 4.6851 | 4.8297 | 4.7839 | 4.6499 | 4.4264 | 4.5241 | 4.4785 | 4.4295 | 4.5585 | 5.137 | 5.4331 | 5.7374 | 5.1711 | 4.9957 | 4.6654 | 4.5001 | 4.2103
2048-12-07 | 4.0189 | 3.8702 | 3.6119 | 3.5876 | 3.6477 | 4.0581 | 4.2367 | 4.635 | 4.9941 | 4.6358 | 4.4974 | 4.6281 | 4.6538 | 4.4166 | 4.4918 | 4.8079 | 5.1089 | 5.395 | 5.4375 | 5.2942 | 5.1549 | 4.9552 | 4.5413 | 4.2679
2048-12-08 | 4.1128 | 4.0957 | 3.891 | 3.7526 | 3.8309 | 4.1234 | 4.3982 | 4.8369 | 4.926 | 4.8954 | 4.6907 | 4.7472 | 4.7203 | 4.8397 | 4.7662 | 5 | 5.0984 | 5.6463 | 5.8846 | 5.7499 | 5.2888 | 5.0685 | 4.701 | 4.4306
2048-12-09 | 4.3095 | 4.0208 | 3.8389 | 3.8299 | 3.9239 | 4.3566 | 4.7765 | 5.1125 | 5.2744 | 5.2046 | 5.175 | 5.204 | 5.0532 | 5.0912 | 5.1899 | 5.2151 | 5.2641 | 5.5432 | 5.82 | 5.5526 | 5.1274 | 4.8602 | 4.54 | 4.2965
2048-12-10 | 4.1849 | 4.1135 | 3.9704 | 3.9216 | 4.0168 | 4.4262 | 4.7515 | 4.9912 | 4.9359 | 4.8686 | 4.7528 | 4.4797 | 4.4127 | 4.4233 | 4.6037 | 4.713 | 5.016 | 5.5037 | 5.6782 | 5.4861 | 5.1414 | 4.8078 | 4.5392 | 4.292
2048-12-11 | 4.118 | 3.9819 | 3.9361 | 3.7493 | 3.7788 | 4.1481 | 4.4726 | 4.8419 | 4.8296 | 5.0722 | 4.8569 | 4.8482 | 4.8226 | 4.8506 | 5.0217 | 5.3123 | 5.5391 | 5.6735 | 5.5697 | 5.2772 | 5.0591 | 4.8927 | 4.4956 | 4.2134
2048-12-12 | 3.9752 | 3.8645 | 3.8227 | 3.6807 | 3.6975 | 3.8671 | 4.0282 | 4.3293 | 4.4843 | 4.4409 | 4.3306 | 4.2752 | 4.3727 | 4.4014 | 4.6043 | 4.5586 | 4.9247 | 5.2036 | 5.4121 | 5.2504 | 4.9334 | 4.6728 | 4.4142 | 4.2138
2048-12-13 | 4.1161 | 3.8393 | 3.7086 | 3.4524 | 3.5527 | 3.7021 | 3.95 | 4.3716 | 4.6294 | 4.6594 | 4.5239 | 4.4635 | 4.4871 | 4.2867 | 4.4297 | 4.6115 | 5.1289 | 5.7242 | 5.9596 | 5.6986 | 5.1575 | 4.8771 | 4.6716 | 4.3842
2048-12-14 | 4.2351 | 3.9991 | 3.7696 | 3.7178 | 3.6705 | 4.021 | 4.1828 | 4.6882 | 4.6084 | 4.5267 | 4.5223 | 4.5714 | 4.6659 | 4.4034 | 4.4372 | 4.4475 | 5.0326 | 5.5087 | 5.642 | 5.6054 | 5.172 | 4.9679 | 4.4646 | 4.1983
2048-12-15 | 4.2546 | 4.0958 | 3.8322 | 3.7075 | 3.8176 | 4.14 | 4.2383 | 4.5853 | 4.6619 | 4.627 | 4.4411 | 4.5167 | 4.5198 | 4.488 | 4.5403 | 4.5221 | 4.8081 | 5.3057 | 5.5323 | 5.3956 | 5.0306 | 4.8717 | 4.5894 | 4.3011
2048-12-16 | 4.1716 | 3.9853 | 3.8016 | 3.7051 | 3.776 | 4.202 | 4.4327 | 4.8847 | 4.9278 | 4.7199 | 4.5236 | 4.4504 | 4.5991 | 4.4554 | 4.5072 | 4.6734 | 5.218 | 5.472 | 5.4919 | 5.6331 | 5.3427 | 4.9659 | 4.5064 | 4.1725
2048-12-17 | 4.0411 | 3.8959 | 3.698 | 3.5826 | 3.7453 | 4.094 | 4.5576 | 4.7031 | 4.7323 | 4.6962 | 4.3963 | 4.2497 | 4.2882 | 4.2904 | 4.109 | 4.5923 | 4.8899 | 5.4726 | 5.9224 | 5.7653 | 5.3164 | 5.0041 | 4.6579 | 4.4141
2048-12-18 | 4.2216 | 3.9795 | 3.9158 | 3.7572 | 3.917 | 4.2354 | 4.3628 | 4.6824 | 4.6245 | 4.5614 | 4.613 | 5.0321 | 4.9149 | 4.7501 | 4.8507 | 5.1707 | 5.334 | 5.6774 | 5.7872 | 5.7119 | 5.3785 | 5.0408 | 4.6473 | 4.5132
2048-12-19 | 4.3954 | 4.244 | 4.1586 | 4.0865 | 4.089 | 4.1539 | 4.3276 | 4.4104 | 4.5495 | 4.6005 | 4.4999 | 4.6242 | 4.6759 | 4.5296 | 4.7008 | 5.0428 | 5.0531 | 5.5754 | 5.8002 | 5.6525 | 5.2939 | 5.1109 | 4.6241 | 4.3177
2048-12-20 | 4.4279 | 4.1272 | 4.0147 | 3.8251 | 3.7814 | 3.9463 | 4.1642 | 4.3785 | 4.4369 | 4.4971 | 4.5694 | 4.5378 | 4.5001 | 4.5561 | 4.6729 | 4.7875 | 5.1744 | 5.6727 | 5.9359 | 5.722 | 5.389 | 4.9707 | 4.6459 | 4.3973
2048-12-21 | 4.3527 | 4.1259 | 3.8183 | 3.7506 | 3.8184 | 4.0313 | 4.2351 | 4.5879 | 4.9616 | 5.0392 | 5.0662 | 5.2155 | 5.1129 | 5.0849 | 5.2267 | 5.4031 | 5.646 | 6.1364 | 6.1629 | 5.9384 | 5.544 | 5.2712 | 5.0231 | 4.6767
2048-12-22 | 4.4194 | 4.1316 | 3.9211 | 3.7591 | 3.8421 | 4.0141 | 4.2071 | 4.4074 | 4.7399 | 4.7959 | 4.9935 | 4.8896 | 4.9922 | 5.0251 | 5.0357 | 4.969 | 5.3479 | 5.8512 | 6.0112 | 5.8356 | 5.4056 | 5.2224 | 4.9102 | 4.6796
2048-12-23 | 4.8812 | 4.6944 | 4.4709 | 4.424 | 4.5691 | 4.803 | 5.0195 | 5.4015 | 5.762 | 5.3783 | 5.5977 | 5.676 | 5.7428 | 5.5809 | 6.0157 | 6.0864 | 6.4876 | 6.7366 | 7.0589 | 6.9779 | 6.2957 | 5.831 | 5.2954 | 4.7533
2048-12-24 | 4.2699 | 4.1098 | 3.9584 | 3.8621 | 3.9154 | 4.2117 | 4.41 | 4.768 | 5.111 | 4.9953 | 5.086 | 5.1791 | 5.157 | 5.2616 | 5.3903 | 5.3512 | 5.7986 | 6.222 | 6.2835 | 6.1455 | 5.7438 | 5.5314 | 5.1832 | 4.5572
2048-12-25 | 4.3856 | 4.257 | 4.1567 | 3.9335 | 4.0805 | 4.3171 | 4.5334 | 4.9066 | 5.1642 | 5.2358 | 5.411 | 5.6338 | 5.7498 | 5.4233 | 5.5961 | 5.6892 | 6.1045 | 6.5648 | 6.5182 | 6.1658 | 5.8536 | 5.7424 | 5.2666 | 4.7214
2048-12-26 | 4.5434 | 4.3788 | 4.4312 | 4.2198 | 3.9824 | 4.1527 | 4.4242 | 4.8077 | 5.0331 | 5.0889 | 5.1754 | 4.9449 | 5.0783 | 4.9574 | 5.0612 | 5.1952 | 5.6827 | 6.1275 | 6.245 | 6.1144 | 5.797 | 5.4994 | 5.0091 | 4.6275
2048-12-27 | 4.5139 | 4.192 | 4.0855 | 4.0467 | 3.9385 | 4.1429 | 4.3526 | 4.7789 | 5.063 | 5.0237 | 5.0094 | 5.085 | 5.1751 | 4.8418 | 5.1841 | 5.3441 | 5.8279 | 6.3136 | 6.5085 | 6.3201 | 5.8677 | 5.6666 | 5.3992 | 4.926
2048-12-28 | 4.5996 | 4.3769 | 4.1155 | 3.9551 | 4.1406 | 4.2275 | 4.2713 | 4.6406 | 5.0492 | 5.0573 | 5.1306 | 5.2691 | 5.1544 | 4.8219 | 5.0889 | 5.4607 | 5.7449 | 6.2011 | 6.2718 | 6.2156 | 5.6739 | 5.6291 | 5.3291 | 4.8144
2048-12-29 | 4.3651 | 4.0876 | 3.7928 | 3.7779 | 3.8327 | 3.9945 | 4.1127 | 4.2953 | 4.6398 | 4.5815 | 4.8504 | 4.7765 | 4.8664 | 4.9603 | 5.0705 | 5.0505 | 5.3497 | 5.8256 | 5.9867 | 5.752 | 5.3743 | 5.1906 | 4.8842 | 4.6128
2048-12-30 | 4.5525 | 4.3705 | 4.1715 | 4.1954 | 4.3424 | 4.5558 | 4.6977 | 5.0666 | 5.4258 | 5.0324 | 5.2191 | 5.3498 | 5.3342 | 5.2015 | 5.6146 | 5.751 | 6.0681 | 6.2716 | 6.5467 | 6.4694 | 5.8366 | 5.4165 | 4.939 | 4.4358
2048-12-31 | 4.3369 | 4.1751 | 4.0226 | 3.9371 | 3.9999 | 4.3053 | 4.5136 | 4.8128 | 5.0887 | 5.0332 | 5.1428 | 5.1963 | 5.0621 | 5.166 | 5.2798 | 5.277 | 5.7647 | 6.2273 | 6.3527 | 6.21 | 5.7781 | 5.5447 | 5.1946 | 4.544
2049-01-01 | 4.1899 | 4.0828 | 3.9918 | 4.0172 | 4.0548 | 4.4095 | 4.6134 | 4.7985 | 4.8387 | 4.5706 | 4.4583 | 4.5519 | 4.5259 | 4.4037 | 4.6615 | 5.0036 | 5.6146 | 5.9472 | 6.1258 | 5.9651 | 5.5222 | 5.258 | 4.8141 | 4.4295
2049-01-02 | 4.2297 | 4.1329 | 4.0004 | 3.9187 | 3.971 | 4.1521 | 4.4656 | 4.5743 | 4.6859 | 4.5355 | 4.3764 | 4.1636 | 4.3786 | 4.6484 | 4.5748 | 4.8286 | 5.2849 | 5.4405 | 5.5644 | 5.441 | 5.1578 | 4.9492 | 4.5437 | 4.4025
2049-01-03 | 4.3004 | 4.1315 | 4.0003 | 3.8557 | 3.8477 | 4.0455 | 4.2195 | 4.2511 | 4.406 | 4.3108 | 4.161 | 4.1474 | 4.2068 | 4.4041 | 4.5663 | 4.7023 | 5.0649 | 5.4866 | 5.4773 | 5.3911 | 5.1377 | 4.8254 | 4.4414 | 4.2249
2049-01-04 | 4.0946 | 4.0561 | 4.0254 | 3.9918 | 3.9607 | 4.0831 | 4.3475 | 4.4638 | 4.5745 | 4.4183 | 4.43 | 4.4286 | 4.5816 | 4.5237 | 5.0428 | 5.2426 | 5.4773 | 5.8948 | 5.9137 | 5.7507 | 5.3525 | 4.9661 | 4.5791 | 4.223
2049-01-05 | 4.3181 | 4.0811 | 4.0335 | 3.9545 | 3.9344 | 4.1362 | 4.3252 | 4.4767 | 4.5092 | 4.2364 | 4.2634 | 4.3477 | 4.5246 | 4.7088 | 5.2455 | 5.1458 | 5.3164 | 5.6429 | 6.0515 | 5.7526 | 5.3786 | 5.0481 | 4.6308 | 4.3368
2049-01-06 | 4.2163 | 4.0735 | 3.7881 | 3.7404 | 3.8932 | 4.3021 | 4.5473 | 4.8886 | 4.7892 | 4.5421 | 4.47 | 4.5214 | 4.4532 | 4.7321 | 4.6674 | 4.7623 | 5.0967 | 5.6026 | 5.8271 | 5.6154 | 5.2989 | 4.9823 | 4.6623 | 4.3554
2049-01-07 | 4.4149 | 4.2525 | 4.1605 | 4.083 | 4.1379 | 4.4828 | 4.8099 | 5.0781 | 4.9212 | 5.0715 | 5.1227 | 4.8119 | 4.8185 | 4.9635 | 4.9319 | 4.935 | 5.379 | 6.1166 | 6.4234 | 6.1318 | 5.6159 | 5.4302 | 4.9858 | 4.829
2049-01-08 | 4.27 | 4.0683 | 3.8911 | 3.8718 | 3.9472 | 4.2843 | 4.7185 | 4.8887 | 4.8065 | 4.7272 | 4.7292 | 4.9948 | 4.9387 | 4.8203 | 4.9186 | 5.0092 | 5.1096 | 5.6929 | 5.8181 | 5.5138 | 5.1925 | 4.9006 | 4.4747 | 4.4499
2049-01-09 | 4.2177 | 3.9127 | 3.806 | 3.7718 | 3.7793 | 4.0176 | 4.1767 | 4.4932 | 4.7946 | 4.9126 | 4.588 | 4.589 | 4.7773 | 4.6272 | 4.7007 | 4.971 | 5.2543 | 5.5782 | 5.7132 | 5.6166 | 5.2986 | 4.9029 | 4.5872 | 4.5171
2049-01-10 | 4.2164 | 3.982 | 3.8568 | 3.7938 | 3.7355 | 4.0114 | 4.2192 | 4.4566 | 4.7022 | 4.9078 | 5.0405 | 4.9091 | 4.7252 | 4.72 | 4.8074 | 5.0477 | 5.132 | 5.4676 | 5.7815 | 5.65 | 5.1871 | 4.8622 | 4.4005 | 4.1352
2049-01-11 | 4.0719 | 3.9848 | 3.8854 | 3.8241 | 3.8997 | 4.0105 | 4.3203 | 4.7364 | 4.8436 | 4.7127 | 4.7239 | 4.6694 | 4.9594 | 4.7717 | 4.8941 | 4.5946 | 4.8397 | 5.6016 | 5.827 | 5.5823 | 5.358 | 5.1837 | 4.4374 | 4.1663
2049-01-12 | 4.1894 | 3.943 | 3.837 | 3.7285 | 3.766 | 3.9588 | 4.2809 | 4.4906 | 4.4986 | 4.3047 | 4.169 | 4.2635 | 4.2616 | 4.2032 | 4.1056 | 4.1404 | 4.5149 | 4.9352 | 5.4503 | 5.2977 | 5.0958 | 4.6953 | 4.4246 | 4.1035
2049-01-13 | 4.034 | 4.014 | 3.8042 | 3.7401 | 3.853 | 4.2554 | 4.6384 | 4.8505 | 4.66 | 4.5419 | 4.4285 | 4.8215 | 4.4782 | 4.3525 | 4.2465 | 4.4723 | 4.7457 | 5.1604 | 5.5944 | 5.5466 | 5.0087 | 4.7513 | 4.4535 | 4.0922
2049-01-14 | 3.9728 | 3.7816 | 3.6454 | 3.6105 | 3.7306 | 4.0923 | 4.4723 | 4.6957 | 4.6566 | 4.621 | 4.7365 | 4.75 | 4.5608 | 4.6221 | 4.7067 | 4.6937 | 5.0598 | 5.4682 | 5.543 | 5.401 | 5.0978 | 5.0062 | 4.5404 | 4.0965
2049-01-15 | 4.1575 | 4.0135 | 3.8647 | 3.8441 | 3.8883 | 4.2769 | 4.8815 | 5.1817 | 5.025 | 4.7649 | 4.8377 | 4.9247 | 4.9526 | 4.8393 | 4.902 | 5.0069 | 5.0651 | 5.3637 | 5.5367 | 5.3183 | 4.9392 | 4.8261 | 4.5233 | 4.1882
2049-01-16 | 4.046 | 3.9027 | 3.7408 | 3.6713 | 3.7417 | 4.1171 | 4.3368 | 4.5536 | 4.7934 | 4.6754 | 4.4108 | 4.3538 | 4.4762 | 4.6438 | 4.8007 | 4.9245 | 4.9971 | 5.3941 | 5.5901 | 5.4676 | 5.0802 | 4.7993 | 4.5776 | 4.1785
2049-01-17 | 4.096 | 3.8786 | 3.737 | 3.6623 | 3.6745 | 3.9642 | 4.3308 | 4.6544 | 4.8492 | 4.7569 | 4.5047 | 4.738 | 4.8247 | 4.8264 | 5.15 | 5.2861 | 5.413 | 5.6444 | 5.7974 | 5.6978 | 5.1803 | 4.9329 | 4.4613 | 4.1507
2049-01-18 | 4.0282 | 3.9555 | 3.9646 | 3.8523 | 3.816 | 4.0366 | 4.2643 | 4.4991 | 4.6176 | 4.3747 | 4.1378 | 4.2122 | 4.3077 | 4.3292 | 4.2144 | 4.5128 | 4.7664 | 5.2629 | 5.6358 | 5.5946 | 5.0401 | 4.7534 | 4.3694 | 4.0534
2049-01-19 | 4.0589 | 3.8567 | 3.8073 | 3.6681 | 3.7595 | 3.9569 | 4.2856 | 4.6549 | 4.4972 | 4.525 | 4.7952 | 4.8713 | 4.9783 | 4.6419 | 4.4933 | 4.663 | 4.9309 | 5.5395 | 5.9156 | 5.2171 | 5.3334 | 5.1491 | 4.7657 | 4.3789
2049-01-20 | 4.2576 | 4.0476 | 3.7613 | 3.7177 | 3.8035 | 4.1596 | 4.5291 | 4.7352 | 4.3972 | 4.2678 | 4.2418 | 4.2108 | 4.6088 | 4.741 | 4.7518 | 5.3648 | 5.5296 | 5.844 | 5.8879 | 5.7577 | 5.3986 | 5.0749 | 4.714 | 4.2252
2049-01-21 | 4.0642 | 3.8444 | 3.7741 | 3.6925 | 3.7701 | 4.1692 | 4.5516 | 4.7882 | 4.6343 | 4.4655 | 4.6614 | 4.7448 | 4.7287 | 4.624 | 5.0881 | 5.0126 | 5.3525 | 5.7599 | 5.9204 | 5.5235 | 5.2375 | 4.854 | 4.5565 | 4.2423
2049-01-22 | 4.0411 | 3.9114 | 3.7842 | 3.726 | 3.987 | 4.2928 | 4.8201 | 5.091 | 5.1291 | 4.7754 | 4.8598 | 4.9992 | 4.9561 | 4.9574 | 4.9601 | 4.9341 | 5.4056 | 5.9016 | 5.9485 | 5.6229 | 5.3494 | 5.3316 | 4.9027 | 4.5933
2049-01-23 | 4.386 | 4.3147 | 3.9148 | 3.8155 | 3.8277 | 4.1348 | 4.311 | 4.6182 | 4.8199 | 4.6388 | 4.4045 | 4.1911 | 4.0961 | 4.0703 | 3.9631 | 4.0763 | 4.4541 | 5.0751 | 5.3835 | 5.2748 | 4.9962 | 4.7802 | 4.4917 | 4.1991
2049-01-24 | 4.1236 | 3.9338 | 3.8396 | 3.5916 | 3.6008 | 3.8577 | 4.0746 | 4.3129 | 4.4713 | 4.3809 | 4.2723 | 4.4171 | 4.4427 | 4.3717 | 4.2264 | 4.3356 | 4.7268 | 5.0796 | 5.2772 | 5.4001 | 5.1498 | 4.7168 | 4.3271 | 4.0711
2049-01-25 | 4.014 | 3.9376 | 3.8932 | 3.8386 | 3.844 | 4.0879 | 4.368 | 4.6689 | 4.5861 | 4.3625 | 4.1405 | 4.1556 | 4.1975 | 4.1519 | 4.0576 | 4.1691 | 4.5693 | 5.176 | 5.5104 | 5.4894 | 5.3038 | 4.8481 | 4.3479 | 4.0971
2049-01-26 | 4.1579 | 3.9325 | 3.8837 | 3.7176 | 3.8282 | 4.1579 | 4.6774 | 4.8237 | 4.7535 | 4.7413 | 4.5239 | 4.5314 | 4.6353 | 4.3597 | 4.8713 | 5.0117 | 5.5538 | 5.6298 | 5.9202 | 5.6876 | 5.4912 | 5.1018 | 4.5479 | 4.3225
2049-01-27 | 4.2265 | 4.0774 | 3.8157 | 3.736 | 3.8193 | 4.3186 | 4.7409 | 5.0445 | 5.0629 | 5.0145 | 4.7792 | 4.4607 | 4.4091 | 4.6498 | 4.6549 | 4.8155 | 5.2861 | 5.4781 | 5.5605 | 5.6865 | 5.4201 | 5.1324 | 4.6413 | 4.4004
2049-01-28 | 4.2294 | 4.0681 | 3.9494 | 3.8775 | 3.9717 | 4.3817 | 4.7155 | 5.0864 | 5.2336 | 4.7664 | 4.5742 | 4.7191 | 5.2333 | 4.9783 | 4.9066 | 4.9192 | 5.2764 | 5.5591 | 5.8571 | 5.557 | 5.0978 | 4.895 | 4.4877 | 4.1751
2049-01-29 | 4.0777 | 3.9649 | 3.7856 | 3.738 | 3.8723 | 4.2603 | 4.652 | 4.9618 | 5.0932 | 4.825 | 4.7325 | 4.981 | 4.9676 | 4.7365 | 5.257 | 5.0811 | 5.2336 | 5.8583 | 5.8702 | 5.4502 | 5.0124 | 4.9806 | 4.6951 | 4.2705
2049-01-30 | 4.1454 | 4.0418 | 3.8286 | 3.766 | 3.7639 | 4.1169 | 4.3429 | 4.7303 | 4.9837 | 5.011 | 5.0787 | 5.1008 | 4.9925 | 4.7982 | 4.9344 | 4.827 | 4.966 | 5.4213 | 5.5183 | 5.5378 | 5.4087 | 5.1429 | 4.6657 | 4.3001
2049-01-31 | 4.0802 | 3.9347 | 3.8083 | 3.6639 | 3.7251 | 3.985 | 4.1979 | 4.6036 | 4.9106 | 4.8188 | 4.7107 | 4.856 | 4.5961 | 4.4446 | 4.4631 | 4.7148 | 4.7383 | 5.3003 | 5.5175 | 5.3956 | 5.0772 | 4.7425 | 4.359 | 4.0271
2049-02-01 | 3.7813 | 3.7107 | 3.6682 | 3.5649 | 3.614 | 3.9698 | 4.3642 | 4.7052 | 4.9497 | 4.8493 | 4.5876 | 4.3525 | 4.5906 | 4.4776 | 4.7903 | 4.9881 | 5.114 | 5.4191 | 5.574 | 5.3484 | 5.1342 | 4.7703 | 4.2717 | 4.0476
2049-02-02 | 4.0893 | 3.8448 | 3.8087 | 3.7591 | 3.8422 | 4.1401 | 4.5526 | 4.8208 | 4.9236 | 4.8166 | 4.6029 | 4.7838 | 4.8041 | 4.5692 | 4.824 | 4.6109 | 5.171 | 5.2833 | 5.6818 | 5.7889 | 5.3952 | 4.8586 | 4.4842 | 4.2385
2049-02-03 | 4.1291 | 3.9718 | 3.6576 | 3.5998 | 3.6534 | 4.0401 | 4.516 | 4.8918 | 4.8313 | 4.8659 | 4.975 | 4.9392 | 4.7539 | 4.8898 | 5.1053 | 5.2241 | 5.6012 | 5.8175 | 6.1903 | 6.1145 | 5.6716 | 5.3521 | 4.8386 | 4.7361
2049-02-04 | 4.4783 | 4.0945 | 4.0331 | 3.9866 | 4.1568 | 4.6281 | 5.038 | 5.4214 | 5.6116 | 5.3798 | 5.4149 | 5.3054 | 4.7877 | 4.8588 | 4.9108 | 4.8927 | 5.2178 | 5.5996 | 5.7939 | 5.6474 | 5.1172 | 4.9514 | 4.7151 | 4.2362
2049-02-05 | 3.9648 | 3.8045 | 3.6567 | 3.5875 | 3.7006 | 4.1784 | 4.6994 | 5.1592 | 5.0547 | 4.575 | 4.568 | 4.5294 | 4.626 | 4.5955 | 4.6415 | 4.7282 | 5.3278 | 5.6635 | 5.7072 | 5.5133 | 5.2583 | 5.2157 | 4.7085 | 4.4155
2049-02-06 | 4.13 | 4.0245 | 3.7628 | 3.7045 | 3.7501 | 4.0077 | 4.3836 | 4.8591 | 5.1357 | 4.7567 | 4.2109 | 4.3053 | 4.5408 | 4.5581 | 4.4647 | 4.5788 | 4.808 | 5.2692 | 5.3623 | 5.2909 | 4.7372 | 4.4934 | 4.4615 | 4.1562
2049-02-07 | 3.911 | 3.7615 | 3.6199 | 3.5097 | 3.5642 | 3.7804 | 4.0774 | 4.3277 | 4.6379 | 4.6686 | 4.594 | 4.5924 | 4.3722 | 4.3639 | 4.0689 | 4.4646 | 4.9496 | 5.4154 | 5.6666 | 5.4701 | 5.1337 | 4.9688 | 4.4957 | 4.2325
2049-02-08 | 4.0987 | 3.942 | 3.7682 | 3.7244 | 3.6848 | 4.0077 | 4.3118 | 4.7152 | 4.8088 | 4.3856 | 4.1588 | 3.9104 | 3.9575 | 3.8143 | 3.8953 | 4.1825 | 4.547 | 5.1809 | 5.5213 | 5.3994 | 5.0545 | 4.771 | 4.3242 | 3.9281
2049-02-09 | 3.9529 | 3.7348 | 3.6724 | 3.5237 | 3.5969 | 4.0909 | 4.5563 | 4.9579 | 4.8587 | 4.5759 | 4.3501 | 4.3417 | 4.2061 | 3.9118 | 4.0089 | 4.1857 | 4.7971 | 5.3685 | 5.6302 | 5.6969 | 5.4439 | 4.9776 | 4.5101 | 4.1096
2049-02-10 | 3.9774 | 3.8263 | 3.606 | 3.5299 | 3.6003 | 4.1674 | 4.352 | 4.8579 | 4.8337 | 4.6225 | 4.2219 | 4.1242 | 4.0515 | 4.1531 | 4.2025 | 4.3784 | 4.8249 | 5.2082 | 5.603 | 5.5425 | 5.0612 | 4.7075 | 4.4076 | 4.1618
2049-02-11 | 4.0276 | 3.8516 | 3.7044 | 3.6428 | 3.7337 | 4.1169 | 4.427 | 4.6695 | 4.7507 | 4.7898 | 4.677 | 4.3153 | 4.3413 | 4.1908 | 4.2593 | 4.3623 | 4.7354 | 5.0724 | 5.5747 | 5.4226 | 4.9634 | 4.8555 | 4.5365 | 4.0877
2049-02-12 | 3.8814 | 3.7304 | 3.578 | 3.5609 | 3.6316 | 3.9516 | 4.1585 | 4.5924 | 4.9148 | 4.6692 | 4.4998 | 4.3009 | 4.1912 | 3.8583 | 4.0363 | 4.1496 | 4.5268 | 5.0799 | 5.4846 | 5.5791 | 5.2854 | 5.2136 | 4.7815 | 4.3447
2049-02-13 | 4.1152 | 3.9659 | 3.8005 | 3.6868 | 3.8309 | 4.0939 | 4.2407 | 4.6041 | 5.1198 | 4.9083 | 4.682 | 4.501 | 4.641 | 4.2428 | 4.5328 | 4.6568 | 4.7141 | 5.1892 | 5.5328 | 5.5228 | 5.2175 | 5.0137 | 4.6128 | 4.1959
2049-02-14 | 3.8728 | 3.7201 | 3.6362 | 3.4875 | 3.5422 | 3.7249 | 3.8485 | 4.3275 | 4.5347 | 4.3783 | 4.4123 | 4.2704 | 4.4707 | 4.3875 | 4.697 | 4.8626 | 4.9792 | 5.2136 | 5.422 | 5.4658 | 5.1715 | 4.948 | 4.5805 | 4.2012
2049-02-15 | 3.9766 | 3.8779 | 3.8397 | 3.7457 | 3.7453 | 3.9012 | 4.0851 | 4.3159 | 4.5756 | 4.3757 | 4.1305 | 4.0097 | 3.9977 | 3.936 | 4.1458 | 4.3605 | 5.1044 | 5.3877 | 5.3915 | 5.4542 | 5.1054 | 4.8585 | 4.3954 | 4.0162
2049-02-16 | 4.0557 | 3.8176 | 3.7481 | 3.6177 | 3.6919 | 3.9169 | 4.123 | 4.644 | 5.0591 | 4.8797 | 4.8993 | 4.7775 | 4.7758 | 4.6478 | 4.6792 | 4.5216 | 4.8423 | 5.3746 | 5.4822 | 5.3368 | 5.086 | 4.736 | 4.4366 | 4.137
2049-02-17 | 3.9925 | 3.8355 | 3.7106 | 3.6233 | 3.7959 | 4.3524 | 4.692 | 5.0754 | 5.1742 | 4.9189 | 4.8468 | 4.8998 | 4.8815 | 4.8481 | 4.7463 | 4.7539 | 4.9426 | 5.3897 | 5.7096 | 5.6255 | 5.0521 | 5.1131 | 4.5348 | 4.0547
2049-02-18 | 3.9547 | 3.7918 | 3.729 | 3.5962 | 3.6526 | 4.0753 | 4.2565 | 4.5228 | 4.6433 | 4.3954 | 4.4926 | 4.6931 | 4.452 | 4.5663 | 4.7134 | 4.9192 | 5.3991 | 5.771 | 6.0521 | 5.6214 | 5.3434 | 4.9346 | 4.388 | 4.089
2049-02-19 | 3.8427 | 3.649 | 3.5019 | 3.5554 | 3.6533 | 4.1215 | 4.5457 | 4.8092 | 4.6224 | 4.3508 | 4.7318 | 4.8302 | 5.0209 | 4.8188 | 4.5781 | 5.0894 | 5.5222 | 6.0947 | 6.1153 | 5.9748 | 5.7572 | 5.449 | 4.8856 | 4.5218
2049-02-20 | 4.1491 | 3.9042 | 3.8011 | 3.6332 | 3.6741 | 3.9724 | 4.1893 | 4.5445 | 4.8333 | 4.8379 | 4.6972 | 4.4546 | 4.3772 | 4.3069 | 4.2988 | 4.6202 | 5.0159 | 5.3043 | 5.3874 | 5.5306 | 5.0957 | 4.6923 | 4.4882 | 4.0665
2049-02-21 | 3.985 | 3.6817 | 3.6187 | 3.5533 | 3.6069 | 3.8018 | 4.081 | 4.381 | 4.6606 | 4.6784 | 4.3576 | 4.2002 | 4.3917 | 4.4686 | 4.4588 | 4.728 | 5.032 | 5.6484 | 5.7148 | 5.697 | 5.3128 | 4.995 | 4.4147 | 4.125
2049-02-22 | 3.9783 | 3.9731 | 3.8626 | 3.6878 | 3.6169 | 3.7906 | 4.2269 | 4.7745 | 4.7276 | 4.3799 | 4.2567 | 4.3648 | 4.6205 | 4.4105 | 4.6466 | 4.6977 | 4.8066 | 5.2584 | 5.6544 | 5.5101 | 5.1001 | 4.7189 | 4.3445 | 4.0292
2049-02-23 | 4.0812 | 3.873 | 3.8159 | 3.633 | 3.6994 | 4.0575 | 4.1384 | 4.4746 | 4.7275 | 4.6409 | 4.4491 | 4.2448 | 4.0973 | 4.351 | 4.2029 | 4.3308 | 4.7316 | 5.261 | 5.7431 | 5.4195 | 5.1618 | 4.8775 | 4.4383 | 4.2316
2049-02-24 | 4.1314 | 3.9402 | 3.7413 | 3.6668 | 3.7469 | 4.147 | 4.3753 | 4.6262 | 4.5256 | 4.2968 | 4.1418 | 3.9437 | 3.8749 | 3.6993 | 3.6987 | 3.9908 | 4.2389 | 4.9027 | 5.4284 | 5.6338 | 5.2339 | 4.9185 | 4.4104 | 4.0351
2049-02-25 | 3.9428 | 3.792 | 3.5482 | 3.4628 | 3.5273 | 3.9668 | 4.2011 | 4.2153 | 4.2114 | 4.0283 | 3.929 | 3.8703 | 3.8148 | 4.1488 | 4.0491 | 4.3046 | 4.5124 | 5.188 | 5.3717 | 5.2748 | 4.9878 | 4.6859 | 4.3348 | 3.8966
2049-02-26 | 3.8985 | 3.7023 | 3.6051 | 3.5245 | 3.6035 | 4.0186 | 4.4624 | 4.7754 | 4.6185 | 4.3023 | 4.036 | 3.9986 | 3.913 | 3.7198 | 3.6481 | 3.9132 | 4.2876 | 4.8069 | 5.1102 | 5.3356 | 5.0689 | 4.9389 | 4.5654 | 4.1749
2049-02-27 | 3.976 | 3.885 | 3.6859 | 3.5189 | 3.5989 | 3.8154 | 4.025 | 4.2558 | 4.5434 | 4.4018 | 4.0847 | 3.9262 | 4.0184 | 3.5319 | 3.8128 | 4.0421 | 4.2843 | 4.8248 | 5.2291 | 5.3513 | 4.9441 | 4.7521 | 4.3813 | 4.0009
2049-02-28 | 3.9218 | 3.8509 | 3.734 | 3.5803 | 3.6016 | 3.8161 | 4.0658 | 4.4268 | 4.5978 | 4.5412 | 4.3734 | 4.2651 | 4.0753 | 4.0103 | 4.0328 | 4.1274 | 4.3823 | 4.8021 | 5.1971 | 5.3125 | 5.1381 | 4.7015 | 4.3176 | 3.9045
2049-03-01 | 4.0857 | 3.9104 | 3.8772 | 3.573 | 3.6587 | 3.9139 | 4.2012 | 4.491 | 4.8686 | 4.5554 | 4.3313 | 4.1832 | 4.1241 | 3.9726 | 4.0673 | 4.2576 | 4.4773 | 5.1273 | 5.7181 | 5.6129 | 5.2589 | 4.9935 | 4.7353 | 4.3367
2049-03-02 | 4.192 | 4.024 | 3.7702 | 3.7788 | 3.7686 | 4.1845 | 4.72 | 5.1501 | 5.1436 | 4.971 | 4.6987 | 4.5713 | 4.4353 | 4.5578 | 4.613 | 5.1632 | 5.373 | 5.8849 | 6.1581 | 6.2254 | 5.8172 | 5.2208 | 4.6181 | 4.2148
2049-03-03 | 4.0936 | 3.9248 | 3.8126 | 3.7324 | 3.8008 | 4.1593 | 4.7851 | 4.9133 | 5.1479 | 5.0484 | 4.7235 | 4.6138 | 4.9951 | 5.4349 | 5.2879 | 5.1769 | 5.5288 | 6.1905 | 6.2078 | 6.1407 | 5.7935 | 5.5244 | 5.0164 | 4.4798
2049-03-04 | 4.3383 | 4.1545 | 3.8978 | 3.7875 | 3.804 | 4.3424 | 4.896 | 5.433 | 5.8226 | 5.2408 | 4.6575 | 4.8683 | 4.8617 | 4.9178 | 4.9422 | 5.0912 | 5.5261 | 6.0264 | 6.038 | 5.9789 | 5.5429 | 5.1652 | 4.5793 | 4.2416
2049-03-05 | 4.088 | 3.9938 | 3.9089 | 3.786 | 3.7942 | 4.2866 | 4.9721 | 5.2078 | 4.9058 | 4.5601 | 4.3329 | 4.2731 | 4.3222 | 4.1632 | 4.528 | 4.9201 | 5.1544 | 5.8077 | 6.033 | 5.8683 | 5.6018 | 5.2229 | 4.7138 | 4.3262
2049-03-06 | 4.1947 | 4.1007 | 3.9592 | 3.8745 | 3.8723 | 4.1321 | 4.515 | 4.7629 | 5.2504 | 5.0596 | 4.5492 | 4.5121 | 4.4942 | 4.2747 | 4.18 | 4.3394 | 5.0765 | 5.6475 | 5.2954 | 5.4302 | 5.1604 | 5.1153 | 4.5306 | 4.1542
2049-03-07 | 4.08 | 4.0165 | 4.0538 | 3.8332 | 3.8325 | 3.956 | 4.0946 | 4.4678 | 4.8805 | 4.6529 | 4.5131 | 4.4804 | 4.924 | 4.785 | 4.6128 | 5.1682 | 5.6877 | 5.925 | 6.1174 | 5.9939 | 5.9012 | 5.5943 | 5.0187 | 4.5195
2049-03-08 | 4.4513 | 4.2301 | 4.1449 | 3.9468 | 3.9927 | 4.2681 | 4.6982 | 4.9328 | 4.9696 | 4.9527 | 4.8088 | 5.0027 | 4.8935 | 4.5431 | 4.713 | 4.6411 | 5.1652 | 5.7871 | 6.0253 | 5.7202 | 5.5475 | 5.0646 | 4.6882 | 4.3836
2049-03-09 | 4.2938 | 4.0975 | 3.8503 | 3.803 | 3.8356 | 4.2093 | 4.8264 | 5.0071 | 4.9296 | 4.7922 | 4.5768 | 4.5072 | 4.4183 | 4.8818 | 4.8332 | 4.9817 | 5.4372 | 5.8579 | 5.9001 | 6.0574 | 5.6197 | 5.2514 | 4.6683 | 4.3601
2049-03-10 | 4.2842 | 4.1336 | 3.9531 | 3.9078 | 3.9143 | 4.3297 | 4.831 | 5.076 | 5.018 | 4.791 | 4.3723 | 4.3701 | 4.5666 | 4.135 | 4.5134 | 4.885 | 5.1674 | 5.9539 | 6.3291 | 6.1873 | 5.7131 | 5.3855 | 4.7195 | 4.3159
2049-03-11 | 4.347 | 4.1452 | 3.9765 | 3.9074 | 3.9459 | 4.4301 | 4.8663 | 5.0589 | 4.9873 | 4.5102 | 4.384 | 4.7599 | 4.9186 | 4.8887 | 4.8764 | 5.2872 | 5.6724 | 6.2711 | 6.4136 | 6.2439 | 5.584 | 5.2631 | 4.7544 | 4.2767
2049-03-12 | 4.181 | 4.0315 | 3.8758 | 3.8021 | 3.7859 | 4.1755 | 4.6403 | 4.7526 | 4.875 | 4.5787 | 4.3795 | 4.2995 | 4.5804 | 4.7452 | 4.7319 | 4.9931 | 5.3384 | 5.548 | 5.7271 | 5.7921 | 5.3 | 4.9834 | 4.6313 | 4.3127
2049-03-13 | 4.1278 | 4.0125 | 3.9272 | 3.8737 | 3.8608 | 4.0799 | 4.606 | 4.9276 | 5.016 | 4.8448 | 4.7558 | 4.4697 | 4.8304 | 4.3625 | 4.484 | 4.9796 | 5.3345 | 5.9348 | 5.8339 | 6.0448 | 5.7901 | 5.6151 | 4.9884 | 4.4146
2049-03-14 | 4.1487 | 4.0849 | 4.0184 | 3.9845 | 3.7819 | 3.8872 | 4.0632 | 4.1622 | 4.3652 | 4.241 | 4.1019 | 3.9901 | 4.0383 | 3.6899 | 3.8083 | 4.0523 | 4.482 | 5.2149 | 5.4475 | 5.371 | 5.0193 | 4.798 | 4.4076 | 4.0768
2049-03-15 | 4.0823 | 3.853 | 3.8494 | 3.5838 | 3.6476 | 3.8425 | 3.9736 | 4.2915 | 4.8542 | 4.6354 | 4.3594 | 4.0092 | 3.867 | 3.7096 | 3.6577 | 3.9824 | 4.4366 | 5.1332 | 5.6116 | 5.7079 | 5.5262 | 4.8942 | 4.4055 | 4.1447
2049-03-16 | 4.058 | 4.0444 | 3.8557 | 3.8086 | 3.812 | 4.1837 | 4.4346 | 4.4881 | 4.5453 | 4.4754 | 4.4685 | 4.2636 | 4.2332 | 3.9302 | 3.7409 | 4.0718 | 4.5863 | 5.2626 | 5.402 | 5.5538 | 5.2059 | 4.9305 | 4.5106 | 4.1018
2049-03-17 | 4.012 | 3.8397 | 3.7658 | 3.6911 | 3.6736 | 4.1005 | 4.3227 | 4.3931 | 4.5511 | 4.4047 | 4.3814 | 4.4784 | 4.6763 | 4.5834 | 4.5291 | 4.5548 | 4.8569 | 5.4746 | 5.5574 | 5.7726 | 5.4518 | 5.2814 | 4.7647 | 4.1846
2049-03-18 | 4.1055 | 3.9282 | 3.7864 | 3.6917 | 3.7516 | 4.2278 | 4.493 | 4.6391 | 4.8639 | 4.3283 | 4.2859 | 4.0769 | 3.5939 | 3.5014 | 4.0012 | 4.2713 | 4.5456 | 5.1942 | 5.5554 | 5.6724 | 5.2688 | 4.8838 | 4.4427 | 4.0267
2049-03-19 | 3.9183 | 3.8381 | 3.6884 | 3.562 | 3.6868 | 4.0039 | 4.3289 | 4.669 | 4.843 | 4.6168 | 4.8443 | 4.6783 | 4.1894 | 4.3117 | 4.5233 | 4.6846 | 5.0154 | 5.5068 | 5.7979 | 5.7293 | 5.4427 | 5.0131 | 4.6124 | 4.2194
2049-03-20 | 4.1614 | 4.0349 | 3.9161 | 3.8076 | 3.8264 | 4.0204 | 4.3093 | 4.3764 | 4.3279 | 4.1664 | 3.9575 | 4.0061 | 3.9409 | 3.5854 | 3.8858 | 4.833 | 4.8551 | 5.4029 | 5.3498 | 5.335 | 5.0031 | 5.1679 | 4.5484 | 4.1367
2049-03-21 | 4.2554 | 4.2038 | 3.9579 | 3.8101 | 3.741 | 3.8981 | 4.075 | 4.2349 | 4.5482 | 4.5284 | 4.6055 | 4.9434 | 4.77 | 5.1576 | 5.1558 | 4.9622 | 5.4754 | 6.0221 | 6.1627 | 6.215 | 6.2573 | 5.6236 | 5.013 | 4.5301
2049-03-22 | 4.5024 | 4.2338 | 4.1537 | 3.8926 | 3.9583 | 4.0297 | 4.3756 | 4.7437 | 5.4195 | 5.1547 | 5.4282 | 4.6871 | 5.1849 | 4.91 | 4.8971 | 4.8418 | 5.3877 | 5.6783 | 5.8815 | 6.1498 | 5.7267 | 5.0747 | 4.6503 | 4.2735
2049-03-23 | 4.1551 | 4.0332 | 3.7482 | 3.7037 | 3.7497 | 4.0973 | 4.5075 | 4.7581 | 4.9553 | 4.6621 | 4.462 | 4.522 | 4.9108 | 4.7158 | 4.9209 | 5.4625 | 5.5731 | 5.862 | 6.1554 | 6.1453 | 5.5316 | 5.095 | 4.6504 | 4.2554
2049-03-24 | 4.0424 | 3.893 | 3.7652 | 3.6548 | 3.7092 | 4.0392 | 4.5159 | 4.4622 | 4.626 | 4.5263 | 4.4301 | 4.696 | 4.7985 | 4.821 | 4.8485 | 4.9612 | 5.0922 | 5.6757 | 5.6794 | 5.7949 | 5.6317 | 5.211 | 4.7019 | 4.1778
2049-03-25 | 4.1112 | 3.9932 | 3.8389 | 3.8376 | 3.8426 | 4.2607 | 4.6245 | 4.9025 | 5.1542 | 5.1499 | 5.3037 | 5.3661 | 5.0591 | 4.6193 | 4.8233 | 5.0279 | 5.5818 | 6.0983 | 5.8565 | 6.0523 | 5.8427 | 5.0836 | 4.4602 | 4.0916
2049-03-26 | 3.9484 | 3.8245 | 3.6637 | 3.6145 | 3.6606 | 3.9459 | 4.3372 | 4.406 | 4.524 | 4.3298 | 4.4683 | 4.5832 | 4.5314 | 4.4809 | 4.442 | 4.7237 | 4.9208 | 5.2907 | 5.298 | 5.396 | 5.183 | 4.728 | 4.5027 | 4.1965
2049-03-27 | 4.0649 | 3.9529 | 3.862 | 3.6956 | 3.6835 | 3.9167 | 4.1256 | 4.2538 | 4.5502 | 4.5536 | 4.4429 | 5.0732 | 4.1333 | 3.7955 | 4.1386 | 4.4688 | 4.8388 | 5.5238 | 5.452 | 5.6317 | 5.1549 | 4.6848 | 4.4155 | 4.0223
2049-03-28 | 3.9017 | 3.8112 | 3.7594 | 3.6463 | 3.6056 | 3.7328 | 3.7814 | 3.8538 | 4.3982 | 4.17 | 4.2682 | 4.338 | 4.2523 | 4.108 | 4.0874 | 4.4083 | 4.8266 | 5.5227 | 5.5421 | 5.7195 | 5.4069 | 4.9195 | 4.3055 | 4.0169
2049-03-29 | 4.0715 | 4.0019 | 3.9181 | 3.7732 | 3.799 | 4.0514 | 4.2738 | 4.6926 | 4.9884 | 4.6898 | 4.8352 | 4.6637 | 4.7348 | 4.5565 | 4.1664 | 4.5182 | 4.6681 | 5.2956 | 5.3484 | 5.5837 | 5.215 | 4.6554 | 4.3007 | 4.0691
2049-03-30 | 4.0034 | 3.7797 | 3.5326 | 3.511 | 3.6018 | 3.9379 | 4.0341 | 4.2332 | 4.3114 | 4.1658 | 4.0686 | 4.2167 | 3.8003 | 3.5226 | 3.9106 | 4.1611 | 4.5426 | 5.3771 | 5.8917 | 6.1763 | 5.7313 | 5.3875 | 4.6772 | 4.3557
2049-03-31 | 4.3286 | 4.2002 | 4.0134 | 3.8893 | 3.917 | 4.2634 | 4.5151 | 4.7117 | 4.9238 | 5.2271 | 5.171 | 4.8636 | 4.8534 | 4.6949 | 4.7828 | 5.4124 | 5.6769 | 6.3255 | 6.4042 | 6.5857 | 6.0159 | 4.9212 | 4.6452 | 4.4404
2049-04-01 | 4.3366 | 3.892 | 3.8805 | 3.7516 | 3.7737 | 4.1098 | 4.337 | 4.4811 | 4.6372 | 4.3235 | 4.6794 | 4.8115 | 4.7613 | 4.6349 | 4.6591 | 5.1642 | 5.7217 | 6.1476 | 6.4038 | 6.2467 | 5.6956 | 5.3972 | 4.8511 | 4.5275
2049-04-02 | 4.2055 | 4.155 | 3.9723 | 3.9185 | 3.9729 | 4.2995 | 4.6245 | 4.9732 | 5.4725 | 5.2718 | 5.169 | 4.9466 | 4.5778 | 4.8098 | 5.1124 | 5.2861 | 5.3981 | 5.7855 | 5.7641 | 5.9067 | 5.6068 | 4.9799 | 4.6189 | 4.0967
2049-04-03 | 3.9952 | 3.81 | 3.7651 | 3.7002 | 3.7273 | 3.9705 | 3.986 | 4.1577 | 4.1694 | 4.0163 | 3.9894 | 4.4285 | 4.2136 | 4.0521 | 4.0258 | 4.3642 | 4.8661 | 5.5326 | 5.7921 | 6.0545 | 5.3922 | 5.2808 | 4.8608 | 4.4166
2049-04-04 | 4.2683 | 4.1219 | 4.0504 | 3.9737 | 3.919 | 4.001 | 4.1263 | 4.3015 | 4.5971 | 4.4067 | 4.9333 | 4.8696 | 4.741 | 4.5187 | 4.6643 | 4.9977 | 5.2383 | 5.5839 | 5.6227 | 5.9024 | 5.2476 | 4.9104 | 4.4969 | 4.2762
2049-04-05 | 4.3169 | 3.9064 | 3.9004 | 3.7855 | 3.824 | 4.0569 | 4.444 | 4.6225 | 4.8791 | 4.6904 | 4.9475 | 5.1872 | 5.1853 | 4.8998 | 5.2484 | 5.4786 | 6.0218 | 6.3135 | 6.5728 | 6.474 | 6.0196 | 5.3819 | 4.771 | 4.4523
2049-04-06 | 4.3777 | 4.2352 | 3.9327 | 3.7734 | 3.7227 | 4.028 | 4.4276 | 4.6875 | 4.795 | 4.458 | 4.5901 | 4.508 | 4.0253 | 4.1376 | 4.325 | 4.7914 | 5.3183 | 5.9936 | 6.3862 | 6.4029 | 5.971 | 5.1589 | 4.6873 | 4.2347
2049-04-07 | 4.2064 | 4.0594 | 3.9037 | 3.7478 | 3.833 | 4.2132 | 4.5784 | 5.1847 | 5.454 | 5.468 | 5.0904 | 4.9765 | 4.9527 | 5.0531 | 4.7948 | 5.0439 | 5.4883 | 6.1492 | 6.2454 | 6.2699 | 5.7171 | 5.2238 | 4.9256 | 4.2975
2049-04-08 | 4.1691 | 4.1074 | 3.9339 | 3.8324 | 3.8737 | 4.2412 | 4.7361 | 5.2749 | 5.5138 | 5.6162 | 5.7564 | 5.0138 | 4.8111 | 4.4325 | 4.6347 | 5.2279 | 5.6749 | 6.1574 | 6.2542 | 6.5032 | 6.1085 | 5.2255 | 4.791 | 4.3487
2049-04-09 | 4.1362 | 4.0524 | 3.9402 | 3.8801 | 3.9289 | 4.272 | 4.9004 | 5.2491 | 6.2178 | 5.9464 | 5.5181 | 5.2181 | 5.2098 | 4.8808 | 5.0946 | 5.2264 | 5.7354 | 6.2025 | 6.3151 | 6.3574 | 6.1449 | 5.5302 | 5.0863 | 4.4662
2049-04-10 | 4.2974 | 4.1731 | 4.1045 | 3.9526 | 3.9292 | 4.1861 | 4.5239 | 4.7002 | 4.9487 | 4.7128 | 4.5822 | 4.3422 | 4.3531 | 4.3747 | 4.1256 | 4.2046 | 4.7211 | 5.6455 | 5.4159 | 5.642 | 5.0934 | 4.7821 | 4.4454 | 4.1313
2049-04-11 | 4.0564 | 3.9449 | 3.9652 | 3.8949 | 3.8658 | 4.0889 | 4.3 | 4.2062 | 4.7459 | 4.7244 | 4.3479 | 4.4832 | 4.6761 | 4.2029 | 4.5796 | 5.1176 | 5.3069 | 6.1064 | 6.2207 | 6.3246 | 5.9881 | 5.4469 | 4.7189 | 4.2782
2049-04-12 | 4.0932 | 3.978 | 3.9055 | 3.7893 | 3.7661 | 4.0823 | 4.3923 | 4.6526 | 4.5346 | 4.1248 | 4.0672 | 3.816 | 3.7574 | 3.4177 | 3.6057 | 4.133 | 4.7272 | 5.4915 | 6.1108 | 6.325 | 6.0191 | 5.4217 | 4.793 | 4.4341
2049-04-13 | 4.3513 | 4.2076 | 3.8507 | 3.7505 | 3.6984 | 3.9814 | 4.3684 | 4.4016 | 4.4481 | 4.4146 | 4.2353 | 3.7519 | 4.5991 | 4.1465 | 4.3169 | 5.6418 | 5.7847 | 6.2654 | 6.3038 | 6.2971 | 5.9443 | 5.2171 | 4.6923 | 4.5275
2049-04-14 | 4.419 | 4.1872 | 3.9077 | 3.9237 | 4.0233 | 4.3839 | 4.9394 | 4.8258 | 5.4011 | 5.374 | 4.6547 | 4.574 | 4.7844 | 4.9064 | 5.2677 | 5.5727 | 5.9521 | 6.4193 | 6.2971 | 6.1996 | 5.9381 | 5.2908 | 4.7236 | 4.3058
2049-04-15 | 4.1778 | 4.129 | 3.9672 | 3.9474 | 3.9038 | 4.2525 | 4.3928 | 4.2406 | 4.4672 | 4.1823 | 4.0191 | 4.519 | 4.6287 | 3.9609 | 4.3449 | 4.7865 | 5.1639 | 5.6988 | 5.9767 | 6.0343 | 5.4841 | 4.8856 | 4.5809 | 4.3117
2049-04-16 | 4.0742 | 3.9365 | 3.8592 | 3.7284 | 3.9331 | 4.0694 | 4.4559 | 4.5144 | 5.1813 | 5.1357 | 5.3721 | 5.1044 | 5.0789 | 4.6491 | 4.9796 | 5.5342 | 5.7262 | 6.3509 | 6.4708 | 6.338 | 5.9879 | 5.6328 | 4.837 | 4.4647
2049-04-17 | 4.3353 | 4.2474 | 4.1376 | 3.9692 | 4.0542 | 4.1303 | 4.2682 | 4.5392 | 4.9403 | 4.9818 | 5.0494 | 4.7709 | 4.5692 | 4.5737 | 4.6821 | 4.8886 | 5.0829 | 5.7281 | 5.9179 | 5.8868 | 5.5231 | 5.009 | 4.4821 | 4.1921
2049-04-18 | 4.1737 | 4.4199 | 4.2027 | 3.9342 | 3.9951 | 4.2579 | 4.4634 | 4.7221 | 5.1281 | 5.3007 | 5.0024 | 4.7008 | 4.5749 | 4.4719 | 4.8885 | 5.1796 | 5.7276 | 6.2215 | 6.3291 | 6.6069 | 6.3256 | 5.7638 | 4.5288 | 4.1985
2049-04-19 | 4.2535 | 4.0311 | 4.0292 | 3.8029 | 3.8409 | 4.0567 | 4.3055 | 4.7146 | 5.0037 | 4.5645 | 5.2447 | 4.7457 | 4.5615 | 4.3224 | 4.3575 | 4.1596 | 4.601 | 5.2608 | 5.5723 | 5.8197 | 5.5174 | 4.9185 | 4.4509 | 4.2145
2049-04-20 | 4.2236 | 4.0834 | 3.8735 | 3.791 | 3.7885 | 4.2737 | 4.4388 | 4.5332 | 4.9283 | 4.9499 | 4.6766 | 4.3085 | 4.3487 | 4.1947 | 4.4272 | 4.5269 | 5.0142 | 5.5143 | 5.7784 | 5.9481 | 5.4347 | 4.9625 | 4.3534 | 4.1816
2049-04-21 | 4.0811 | 3.9612 | 3.8452 | 3.767 | 3.7817 | 4.197 | 4.5024 | 4.5544 | 4.7897 | 4.4037 | 4.2532 | 4.0766 | 4.1223 | 4.017 | 4.0625 | 4.8109 | 5.1898 | 5.5304 | 5.8 | 5.8897 | 5.4531 | 5.0372 | 4.5118 | 4.2294
2049-04-22 | 4.1991 | 4.0166 | 4.025 | 4.0623 | 4.1902 | 4.7848 | 4.8996 | 4.9602 | 5.2147 | 4.21 | 4.1236 | 3.9533 | 3.9095 | 3.6356 | 3.8457 | 4.4493 | 4.8722 | 5.6921 | 5.9169 | 6.0005 | 5.7116 | 5.0692 | 4.5622 | 4.216
2049-04-23 | 4.137 | 4.0081 | 3.9 | 3.8527 | 3.8859 | 4.3105 | 4.4799 | 4.6315 | 4.9334 | 4.5832 | 4.3131 | 4.226 | 4.1353 | 4.3123 | 4.8381 | 4.8616 | 5.245 | 5.7615 | 6.2515 | 6.1399 | 5.7516 | 5.3348 | 4.8733 | 4.5084
2049-04-24 | 4.4004 | 4.1956 | 4.0608 | 3.9426 | 3.7993 | 4.0723 | 4.2292 | 4.4628 | 4.7063 | 4.3761 | 4.7738 | 4.9788 | 4.7996 | 4.7321 | 4.8012 | 4.8356 | 5.2633 | 5.5212 | 5.5988 | 5.4416 | 5.4107 | 5.1335 | 4.8755 | 4.553
2049-04-25 | 4.3761 | 4.2542 | 4.108 | 3.8921 | 3.9669 | 4.0459 | 4.1401 | 4.4217 | 4.6913 | 4.5482 | 4.6873 | 4.6456 | 5.0534 | 4.6976 | 5.0582 | 4.9609 | 5.4704 | 5.8973 | 6.035 | 6.0256 | 5.7252 | 5.2173 | 4.9741 | 4.3905
2049-04-26 | 4.4509 | 4.3567 | 4.3918 | 4.2411 | 4.2321 | 4.2876 | 4.8214 | 5.0808 | 5.0661 | 4.6168 | 4.6463 | 5.0236 | 4.9465 | 4.5299 | 4.2759 | 5.2136 | 5.6534 | 5.7762 | 5.9491 | 5.7582 | 5.5346 | 5.0467 | 4.7112 | 4.4732
2049-04-27 | 4.3448 | 4.1196 | 3.8578 | 3.7401 | 3.7702 | 4.0886 | 4.2124 | 4.3698 | 4.667 | 4.3807 | 4.4048 | 4.4213 | 4.442 | 4.7383 | 4.8493 | 4.8828 | 5.1635 | 5.7096 | 5.8425 | 5.9302 | 5.1616 | 4.7669 | 4.445 | 4.1027
2049-04-28 | 4.0132 | 3.8067 | 3.6528 | 3.6161 | 3.7183 | 4.137 | 4.3983 | 4.3728 | 4.7579 | 4.8403 | 4.7443 | 4.7486 | 4.5895 | 4.4577 | 4.3798 | 4.4381 | 4.6227 | 4.9974 | 5.4013 | 5.6223 | 5.2134 | 4.8667 | 4.4204 | 4.1579
2049-04-29 | 4.0569 | 3.9165 | 3.8111 | 3.7056 | 3.7218 | 4.228 | 4.1717 | 4.4521 | 4.7135 | 4.3594 | 4.3862 | 4.5862 | 4.9894 | 4.6414 | 4.7937 | 5.1524 | 5.3327 | 5.3773 | 5.5103 | 5.64 | 5.2021 | 4.9513 | 4.5201 | 4.1677
2049-04-30 | 4.101 | 3.8739 | 3.7761 | 3.8141 | 3.9018 | 4.232 | 4.5776 | 4.5899 | 4.832 | 4.6635 | 4.4716 | 4.1074 | 4.0577 | 3.8877 | 3.949 | 4.5098 | 5.0778 | 5.4013 | 5.674 | 5.6531 | 5.5121 | 5.2308 | 4.6928 | 4.3883
2049-05-01 | 4.0152 | 3.8859 | 3.8692 | 3.789 | 3.8647 | 4.1888 | 4.2518 | 4.2929 | 4.3424 | 4.5334 | 4.3284 | 4.2493 | 4.2257 | 4.0625 | 4.2021 | 4.4211 | 4.5972 | 4.578 | 4.6994 | 4.609 | 4.4205 | 4.4294 | 4.033 | 3.7428
2049-05-02 | 3.6618 | 3.6456 | 3.5696 | 3.462 | 3.4245 | 3.7275 | 3.7528 | 3.8678 | 4.0747 | 3.8673 | 3.6392 | 3.5203 | 3.5461 | 3.3456 | 3.506 | 3.7099 | 3.884 | 4.1968 | 4.4141 | 4.5612 | 4.3715 | 4.1639 | 3.8752 | 3.7174
2049-05-03 | 3.7441 | 3.5306 | 3.5366 | 3.3471 | 3.3991 | 3.6468 | 3.9296 | 4.0286 | 3.9937 | 3.823 | 3.9292 | 4.0166 | 3.8959 | 3.4115 | 3.7867 | 3.8923 | 4.1515 | 4.4377 | 4.7757 | 4.894 | 4.9059 | 4.4813 | 4.0214 | 3.7452
2049-05-04 | 3.7205 | 3.5434 | 3.3216 | 3.31 | 3.3327 | 3.7478 | 3.7932 | 4.0858 | 4.2026 | 4.1791 | 4.2576 | 4.3274 | 4.3361 | 3.8897 | 3.9097 | 4.7546 | 4.8769 | 4.9039 | 5.1929 | 5.3187 | 4.739 | 4.5526 | 4.2023 | 3.9207
2049-05-05 | 3.8143 | 3.5841 | 3.5634 | 3.5637 | 3.6811 | 4.1929 | 4.2777 | 4.2893 | 4.4522 | 4.3362 | 4.4133 | 4.8618 | 4.4083 | 3.9241 | 4.5997 | 5.2643 | 5.4066 | 5.3151 | 5.413 | 5.6763 | 5.4105 | 5.0504 | 4.6012 | 3.9429
2049-05-06 | 3.91 | 3.6983 | 3.5997 | 3.5925 | 3.68 | 4.1062 | 4.302 | 4.3416 | 4.3468 | 4.1344 | 4.2134 | 4.2583 | 4.1159 | 3.6465 | 3.8241 | 3.9324 | 4.2846 | 4.7218 | 4.9906 | 5.0956 | 4.902 | 4.7156 | 4.4408 | 4.0312
2049-05-07 | 3.9436 | 3.7793 | 3.7904 | 3.675 | 3.7369 | 4.0833 | 4.2132 | 4.3318 | 4.597 | 4.2453 | 4.269 | 4.1339 | 4.0391 | 4.1147 | 4.1072 | 4.2288 | 4.6158 | 5.0333 | 5.1488 | 5.1367 | 4.9244 | 4.7349 | 4.1994 | 3.9496
2049-05-08 | 3.8707 | 3.8477 | 3.7907 | 3.6645 | 3.6654 | 3.8647 | 4.0799 | 4.2304 | 4.494 | 4.2672 | 4.0602 | 4.5232 | 4.9529 | 4.7267 | 4.8593 | 4.7988 | 4.9776 | 5.2749 | 5.0969 | 5.0959 | 4.9922 | 4.8761 | 4.4775 | 4.1795
2049-05-09 | 4.0886 | 3.9791 | 3.9183 | 3.7756 | 3.806 | 3.7579 | 3.8462 | 4.1083 | 4.3877 | 4.1368 | 4.3586 | 4.547 | 4.4715 | 4.3119 | 4.4253 | 4.5571 | 4.6668 | 5.1816 | 5.4045 | 5.5942 | 5.4348 | 4.9293 | 4.4914 | 4.2071
2049-05-10 | 4.2821 | 4.0512 | 4.0832 | 3.9279 | 4.0305 | 4.2451 | 4.41 | 4.5711 | 5.1052 | 4.9591 | 4.7255 | 4.9498 | 4.7241 | 4.512 | 4.7164 | 4.9402 | 5.9132 | 6.0484 | 6.0891 | 5.8613 | 5.9971 | 5.4482 | 5.0153 | 4.5695
2049-05-11 | 4.4627 | 4.399 | 4.1666 | 4.1409 | 4.1131 | 4.5498 | 4.5834 | 4.9503 | 5.3111 | 5.0708 | 5.1325 | 5.2566 | 4.8259 | 4.6535 | 4.9811 | 5.0581 | 5.3883 | 5.7575 | 5.9103 | 6.1137 | 5.8971 | 5.5106 | 4.9275 | 4.4468
2049-05-12 | 4.5111 | 4.2927 | 4.184 | 4.1165 | 4.2836 | 4.646 | 4.8333 | 5.0109 | 5.7193 | 5.4972 | 5.3592 | 5.1525 | 5.2247 | 5.0302 | 5.1147 | 5.6555 | 5.7559 | 6.3317 | 6.148 | 6.4248 | 6.356 | 5.9959 | 5.225 | 4.8666
2049-05-13 | 4.4903 | 4.2797 | 4.1102 | 4.2091 | 4.2108 | 4.6145 | 4.9026 | 5.2429 | 5.4319 | 5.0344 | 4.9955 | 4.8888 | 4.7236 | 4.4197 | 4.8484 | 5.3104 | 5.6201 | 6.0508 | 6.0197 | 5.9594 | 5.706 | 5.4459 | 4.9835 | 4.597
2049-05-14 | 4.4292 | 4.3146 | 4.1824 | 4.2923 | 4.2699 | 4.7068 | 4.8818 | 5.2565 | 5.4373 | 5.3595 | 5.3398 | 5.1322 | 5.0508 | 5.1319 | 5.2174 | 5.5701 | 5.9027 | 5.982 | 5.9127 | 5.9227 | 5.8394 | 5.661 | 5.2546 | 4.7075
2049-05-15 | 4.4952 | 4.3176 | 4.2749 | 4.1941 | 4.2415 | 4.5785 | 4.6742 | 4.7731 | 5.4701 | 5.2142 | 5.0635 | 4.985 | 4.8216 | 4.6957 | 4.7579 | 4.9931 | 5.2504 | 5.482 | 5.5413 | 5.7286 | 5.6482 | 5.4295 | 4.9619 | 4.5045
2049-05-16 | 4.3817 | 4.2437 | 4.2067 | 4.1076 | 4.1077 | 4.2529 | 4.2497 | 4.3927 | 5.0861 | 4.936 | 5.0536 | 5.081 | 4.9419 | 4.7583 | 4.7257 | 5.0854 | 5.3614 | 5.4936 | 5.733 | 5.7355 | 5.676 | 5.3601 | 4.9056 | 4.4132
2049-05-17 | 4.4344 | 4.3941 | 4.2468 | 4.0536 | 4.0773 | 4.2873 | 4.5433 | 4.6372 | 5.3258 | 5.2076 | 4.9138 | 5.1877 | 5.0068 | 4.7043 | 5.0787 | 5.2689 | 5.4481 | 5.9145 | 6.0913 | 6.0059 | 6.1749 | 5.6887 | 5.4018 | 4.8972
2049-05-18 | 4.6649 | 4.3172 | 4.088 | 4.0189 | 3.9717 | 4.3674 | 4.7998 | 4.9921 | 5.4857 | 5.1557 | 4.8955 | 4.9878 | 4.8468 | 4.8203 | 4.9553 | 5.43 | 5.54 | 5.8058 | 5.8781 | 5.9698 | 5.8036 | 5.2143 | 4.7324 | 4.4332
2049-05-19 | 4.3579 | 4.1697 | 4.2135 | 3.9802 | 4.1827 | 4.5119 | 4.6681 | 4.6887 | 4.8394 | 4.646 | 4.6501 | 4.7989 | 4.5139 | 4.4042 | 4.7291 | 4.7913 | 5.1221 | 5.5732 | 5.5853 | 5.7445 | 5.6131 | 5.5097 | 5.0138 | 4.681
2049-05-20 | 4.5415 | 4.3854 | 4.2377 | 4.3059 | 4.3571 | 4.7364 | 4.838 | 5.0559 | 5.3015 | 5.267 | 5.2853 | 5.1087 | 5.0185 | 4.904 | 5.3841 | 5.4046 | 5.4983 | 5.7405 | 5.8433 | 5.8763 | 5.6107 | 5.4795 | 4.9194 | 4.4861
2049-05-21 | 4.3626 | 4.2132 | 4.0769 | 4.0767 | 4.2514 | 4.5699 | 4.7269 | 4.7635 | 5.078 | 4.8536 | 4.9483 | 4.8571 | 4.4114 | 4.388 | 4.3112 | 4.7295 | 5.1034 | 5.7798 | 5.7279 | 6.006 | 5.7988 | 5.5616 | 5.1902 | 4.7351
2049-05-22 | 4.5435 | 4.4025 | 4.3541 | 4.2972 | 4.2328 | 4.4841 | 4.1166 | 4.3345 | 4.8373 | 4.7981 | 4.5882 | 4.8927 | 4.4849 | 4.1133 | 4.2104 | 4.3872 | 4.6659 | 5.2345 | 5.2097 | 5.1393 | 5.016 | 4.9782 | 4.589 | 4.2773
2049-05-23 | 4.1626 | 4.1671 | 4.1663 | 4.025 | 4.0663 | 4.1088 | 4.0751 | 4.1433 | 4.6857 | 4.6186 | 4.6188 | 4.5133 | 4.2504 | 4.3255 | 4.6049 | 4.8518 | 5.0508 | 5.5727 | 5.6519 | 5.625 | 5.243 | 5.078 | 4.8324 | 4.4606
2049-05-24 | 4.4976 | 4.2648 | 4.2206 | 4.033 | 3.9954 | 4.0798 | 4.0542 | 4.3162 | 4.5781 | 4.5764 | 4.9235 | 4.7867 | 4.6893 | 4.4178 | 4.5249 | 4.6529 | 5.0021 | 5.2308 | 5.3771 | 5.4121 | 5.5405 | 5.1842 | 4.9479 | 4.6833
2049-05-25 | 4.6274 | 4.4869 | 4.2312 | 4.1592 | 4.2211 | 4.4874 | 4.4127 | 4.6583 | 5.1917 | 5.154 | 5.1133 | 5.0964 | 5.3208 | 5.2689 | 5.3705 | 5.442 | 5.7139 | 5.8879 | 5.6736 | 5.9079 | 5.462 | 5.2838 | 4.8081 | 4.4316
2049-05-26 | 4.2944 | 4.1232 | 4.0903 | 4.0711 | 3.9034 | 4.2654 | 4.4956 | 4.4964 | 4.8631 | 4.9351 | 4.658 | 4.7098 | 4.7688 | 4.7729 | 4.8866 | 4.9654 | 5.3418 | 5.5326 | 5.5903 | 5.6761 | 5.5377 | 5.2884 | 4.6655 | 4.4209
2049-05-27 | 4.3535 | 4.097 | 3.9656 | 3.9559 | 3.7718 | 4.2583 | 4.4334 | 4.7044 | 4.9696 | 4.7334 | 4.7584 | 4.7872 | 4.9133 | 4.6221 | 4.6279 | 5.1961 | 5.4269 | 5.6343 | 5.7849 | 5.9237 | 5.8633 | 5.3869 | 4.9005 | 4.3518
2049-05-28 | 4.1947 | 4.0487 | 3.8889 | 3.8852 | 4.0235 | 4.4925 | 4.8509 | 4.7612 | 5.1902 | 5.1339 | 5.0549 | 4.9416 | 4.7122 | 4.5053 | 4.7993 | 5.1011 | 5.0833 | 5.5097 | 5.2901 | 5.2324 | 5.2769 | 5.2649 | 4.7792 | 4.468
2049-05-29 | 4.3561 | 4.2137 | 4.0499 | 3.9488 | 4.0364 | 4.3704 | 4.3223 | 4.5306 | 4.9632 | 4.6472 | 4.5208 | 4.7356 | 4.7957 | 4.5856 | 4.7819 | 4.8767 | 5.0485 | 5.4208 | 5.5292 | 5.4468 | 5.4242 | 5.218 | 4.8428 | 4.4622
2049-05-30 | 4.2567 | 4.1248 | 4.0613 | 4.0681 | 4.0803 | 4.1543 | 4.3067 | 4.1448 | 4.7796 | 4.6014 | 4.48 | 4.244 | 4.399 | 4.0332 | 4.4366 | 4.6242 | 4.7791 | 5.2647 | 5.2785 | 5.4369 | 5.3006 | 5.1398 | 4.5928 | 4.3227
2049-05-31 | 4.3458 | 4.19 | 4.0975 | 4.1029 | 4.1242 | 4.343 | 4.3305 | 4.3548 | 4.6681 | 4.6943 | 4.9769 | 4.7315 | 5.0025 | 4.7083 | 5.1264 | 5.1954 | 5.2996 | 5.5134 | 5.8142 | 5.8346 | 5.8075 | 5.1991 | 4.9187 | 4.6011
2049-06-01 | 4.3435 | 4.1428 | 3.9194 | 3.8398 | 3.9259 | 4.3272 | 4.6843 | 4.4219 | 4.5949 | 4.7261 | 4.8207 | 4.7905 | 4.6686 | 4.5928 | 4.7773 | 5.0201 | 4.9982 | 5.4929 | 5.46 | 5.5588 | 5.3294 | 5.0728 | 4.79 | 4.4304
2049-06-02 | 4.3227 | 4.1511 | 4.0993 | 4.0832 | 4.1086 | 4.3808 | 4.4817 | 4.3638 | 4.8785 | 4.81 | 4.5737 | 4.4167 | 4.2966 | 4.4467 | 4.5403 | 4.9256 | 5.0324 | 5.4589 | 5.5734 | 5.7158 | 5.6709 | 5.4983 | 5.2174 | 4.8446
2049-06-03 | 4.6116 | 4.4424 | 4.2387 | 4.1922 | 4.2799 | 4.5565 | 4.689 | 4.7316 | 5.0971 | 4.9612 | 4.7152 | 4.7765 | 4.6059 | 4.5565 | 4.6662 | 4.9682 | 5.0674 | 5.339 | 5.4229 | 5.4318 | 5.3583 | 5.1071 | 4.7817 | 4.391
2049-06-04 | 4.2348 | 4.1768 | 4.0795 | 3.9734 | 4.0978 | 4.4416 | 4.5278 | 4.524 | 4.8835 | 4.7876 | 4.8228 | 4.5956 | 4.5973 | 4.3375 | 4.4966 | 4.7613 | 4.8846 | 5.253 | 5.5845 | 5.6839 | 5.499 | 5.2858 | 4.9557 | 4.6583
2049-06-05 | 4.4826 | 4.1293 | 4.025 | 3.9093 | 4.0785 | 4.2499 | 4.4094 | 4.4872 | 4.7178 | 4.6451 | 4.6137 | 4.8306 | 4.4973 | 4.4126 | 4.527 | 4.8474 | 4.961 | 5.5319 | 5.2844 | 5.3903 | 5.3349 | 5.1931 | 4.7828 | 4.3599
2049-06-06 | 4.2405 | 4.1689 | 4.1545 | 4.0861 | 4.0929 | 4.144 | 4.2525 | 4.3538 | 4.6724 | 4.5894 | 4.6859 | 4.538 | 4.7235 | 4.6574 | 4.6353 | 4.7818 | 4.7704 | 5.1746 | 5.549 | 5.6473 | 5.6158 | 5.2215 | 4.9223 | 4.4699
2049-06-07 | 4.4815 | 4.1474 | 4.1454 | 4.0922 | 4.1354 | 4.2942 | 4.2613 | 4.6282 | 5.1562 | 4.8882 | 5.0395 | 4.8785 | 4.6228 | 4.5624 | 4.7929 | 4.9987 | 5.3195 | 5.7568 | 5.8386 | 5.7144 | 5.8132 | 5.5064 | 5.2404 | 4.7232
2049-06-08 | 4.4093 | 4.2219 | 3.946 | 3.9524 | 4.03 | 4.2224 | 4.3717 | 4.4623 | 4.9431 | 4.6045 | 4.5303 | 4.4238 | 4.221 | 4.0365 | 4.2919 | 4.6734 | 4.868 | 5.3793 | 5.6263 | 5.7889 | 5.5633 | 5.3526 | 4.9215 | 4.5891
2049-06-09 | 4.4891 | 4.1735 | 4.0706 | 4.0163 | 4.0353 | 4.4238 | 4.3809 | 4.5194 | 4.9078 | 4.9972 | 5.0534 | 4.98 | 4.7066 | 4.6408 | 4.7237 | 5.1244 | 5.1204 | 5.5894 | 5.6836 | 5.7517 | 5.6412 | 5.4998 | 5.1503 | 4.7755
2049-06-10 | 4.6503 | 4.5678 | 4.2964 | 4.1692 | 4.1889 | 4.5397 | 4.5103 | 4.5718 | 4.7386 | 4.4347 | 4.5511 | 4.6059 | 4.6533 | 4.409 | 4.4717 | 4.6291 | 4.7979 | 5.2365 | 5.3399 | 5.4305 | 5.2237 | 5.0185 | 4.6147 | 4.3895
2049-06-11 | 4.1881 | 4.0509 | 3.995 | 3.9257 | 3.9852 | 4.1321 | 4.0603 | 4.2785 | 4.7837 | 4.9058 | 4.97 | 4.9347 | 4.8521 | 4.7134 | 4.995 | 5.2102 | 5.109 | 5.4515 | 5.5908 | 5.5725 | 5.3628 | 5.1508 | 4.8213 | 4.4842
2049-06-12 | 4.3613 | 4.1161 | 4.0216 | 3.9502 | 4.0187 | 4.2197 | 4.2221 | 4.4962 | 4.4928 | 4.4858 | 4.113 | 4.2398 | 3.9777 | 3.859 | 4.1318 | 4.4916 | 4.6938 | 5.1477 | 5.1266 | 5.1294 | 4.9611 | 4.8153 | 4.5182 | 4.2951
2049-06-13 | 4.206 | 4.2089 | 4.1552 | 4.109 | 3.9965 | 4.1433 | 3.8803 | 3.9858 | 4.4564 | 4.3279 | 4.5298 | 4.4522 | 4.577 | 4.5916 | 4.6249 | 4.7029 | 4.9631 | 5.3304 | 5.5037 | 5.6827 | 5.6039 | 5.1627 | 4.7105 | 4.4409
2049-06-14 | 4.459 | 4.2192 | 4.0252 | 3.959 | 4.0641 | 4.139 | 4.0452 | 4.2423 | 4.7424 | 4.5763 | 4.7317 | 4.5267 | 4.4066 | 4.6707 | 4.7237 | 4.6391 | 5.0036 | 5.3472 | 5.5387 | 5.4396 | 5.4054 | 5.0051 | 4.8043 | 4.6835
2049-06-15 | 4.6083 | 4.4321 | 4.1504 | 4.1384 | 4.1738 | 4.4857 | 4.438 | 4.6116 | 4.897 | 5.0173 | 5.0805 | 5.1417 | 5.0209 | 4.6197 | 5.05 | 5.2391 | 5.4307 | 5.7608 | 5.7568 | 5.9119 | 5.6934 | 5.3573 | 5.0243 | 4.7179
2049-06-16 | 4.5133 | 4.4236 | 4.2122 | 4.1042 | 4.1843 | 4.5006 | 4.5195 | 4.7174 | 4.8413 | 4.6552 | 4.5854 | 4.4245 | 4.0388 | 4.263 | 4.6612 | 4.8599 | 5.0442 | 5.5793 | 5.6042 | 5.7323 | 5.6322 | 5.3162 | 4.8712 | 4.5117
2049-06-17 | 4.3824 | 4.2283 | 4.0963 | 4.1574 | 4.1044 | 4.2793 | 4.2945 | 4.4148 | 5.2548 | 4.9268 | 4.9086 | 5.0635 | 5.0647 | 4.6848 | 4.5606 | 4.8886 | 5.0551 | 5.5072 | 5.6886 | 5.7571 | 5.5644 | 5.2532 | 4.793 | 4.5697
2049-06-18 | 4.4643 | 4.3332 | 4.2093 | 4.0747 | 4.0813 | 4.3341 | 4.4355 | 4.4822 | 4.9164 | 4.8813 | 4.9234 | 5.0009 | 4.5323 | 4.6611 | 4.8496 | 4.9528 | 4.9887 | 5.2318 | 5.1309 | 5.3947 | 5.2197 | 5.1433 | 4.8299 | 4.4411
2049-06-19 | 4.2464 | 4.1251 | 4.0929 | 3.9855 | 3.9568 | 4.2282 | 4.4708 | 4.4947 | 4.7695 | 4.774 | 4.6553 | 4.7198 | 4.7798 | 4.4995 | 4.8568 | 5.1126 | 5.4137 | 5.7237 | 5.5325 | 5.6838 | 5.5971 | 5.4407 | 4.9969 | 4.6153
2049-06-20 | 4.4518 | 4.4657 | 4.2234 | 4.1392 | 4.1437 | 4.1537 | 4.338 | 4.3775 | 4.7788 | 4.769 | 4.7446 | 4.7534 | 4.8224 | 4.4806 | 4.6313 | 5.0303 | 4.9955 | 5.3482 | 5.4483 | 5.5794 | 5.5286 | 5.3557 | 4.8805 | 4.6272
2049-06-21 | 4.6244 | 4.4165 | 4.417 | 4.2108 | 4.1098 | 4.3377 | 4.391 | 4.5065 | 4.873 | 4.8139 | 4.6579 | 4.914 | 4.8149 | 4.4705 | 4.886 | 4.9828 | 5.1207 | 5.5528 | 5.7658 | 5.7325 | 5.6781 | 5.348 | 5.0645 | 4.6759
2049-06-22 | 4.6286 | 4.4725 | 4.2318 | 4.254 | 4.2874 | 4.5535 | 4.5653 | 4.7541 | 5.083 | 4.9723 | 4.8616 | 4.6865 | 4.4973 | 4.4644 | 4.7121 | 4.9149 | 4.9573 | 5.54 | 5.7083 | 5.8615 | 5.4649 | 5.2386 | 5.0813 | 4.8434
2049-06-23 | 4.6286 | 4.4071 | 4.2618 | 4.2391 | 4.2629 | 4.488 | 4.4105 | 4.6783 | 4.8859 | 4.9704 | 4.9249 | 4.8084 | 4.5138 | 4.2284 | 4.5859 | 4.7579 | 4.8045 | 5.3433 | 5.3408 | 5.3655 | 5.1735 | 4.997 | 4.7641 | 4.3892
2049-06-24 | 4.297 | 4.1127 | 4.0361 | 3.9637 | 3.9603 | 4.3211 | 4.4959 | 4.5934 | 4.9444 | 4.8478 | 4.7454 | 4.8374 | 4.9567 | 4.8837 | 5.0291 | 4.9383 | 5.2727 | 5.6142 | 5.7346 | 5.821 | 5.6498 | 5.3556 | 4.9896 | 4.7
2049-06-25 | 4.5762 | 4.4496 | 4.3603 | 4.2382 | 4.3636 | 4.5603 | 4.6523 | 4.7858 | 5.4079 | 5.2947 | 5.3405 | 5.0478 | 5.0218 | 4.5059 | 4.8709 | 4.7595 | 4.8375 | 5.4243 | 5.601 | 5.5943 | 5.4486 | 5.2549 | 4.9797 | 4.6292
2049-06-26 | 4.4158 | 4.3856 | 4.2251 | 4.1003 | 4.0696 | 4.2564 | 4.328 | 4.437 | 4.6898 | 4.3988 | 4.3071 | 4.2231 | 4.2051 | 4.0998 | 4.2385 | 4.6444 | 4.6451 | 5.1764 | 5.2093 | 5.1448 | 5.1042 | 4.8945 | 4.7307 | 4.5333
2049-06-27 | 4.3776 | 4.2853 | 4.2722 | 4.1292 | 4.1835 | 4.2836 | 4.2403 | 4.273 | 4.5425 | 4.5784 | 4.5551 | 4.5897 | 4.6177 | 4.2194 | 4.429 | 4.6562 | 4.8341 | 5.3044 | 5.476 | 5.5216 | 5.2853 | 5.0699 | 4.6915 | 4.4749
2049-06-28 | 4.5802 | 4.4312 | 4.413 | 4.2398 | 4.2984 | 4.3728 | 4.348 | 4.6034 | 5.0801 | 5.175 | 5.225 | 5.0943 | 5.2584 | 5.2768 | 5.3639 | 5.5222 | 5.9326 | 6.2429 | 6.2957 | 6.3972 | 6.3677 | 5.616 | 5.1596 | 4.8034
2049-06-29 | 4.463 | 4.2893 | 3.989 | 3.9063 | 3.9519 | 4.2154 | 4.3557 | 4.5263 | 4.8481 | 4.5938 | 4.6363 | 4.6088 | 4.6438 | 4.3552 | 4.4732 | 4.7825 | 5.0577 | 5.534 | 5.5762 | 5.843 | 5.6509 | 5.1754 | 5.0223 | 4.6
2049-06-30 | 4.4632 | 4.2727 | 4.196 | 4.2189 | 4.1102 | 4.3684 | 4.122 | 4.3022 | 4.9727 | 5.0438 | 5.0351 | 4.91 | 4.9141 | 4.9045 | 4.7108 | 5.0749 | 5.2323 | 5.7873 | 5.6372 | 5.8513 | 5.5914 | 5.4095 | 4.8635 | 4.4924
2049-07-01 | 4.3219 | 4.1647 | 4.0982 | 4.0585 | 4.0871 | 4.3127 | 4.3171 | 4.5395 | 4.8178 | 4.7646 | 4.7588 | 4.9431 | 4.9172 | 4.8243 | 4.7974 | 4.9348 | 5.1885 | 5.6452 | 5.2838 | 5.404 | 5.1439 | 5.0736 | 5.0822 | 4.5392
2049-07-02 | 4.3612 | 4.1981 | 4.2123 | 4.1688 | 4.1932 | 4.4791 | 4.4358 | 4.81 | 4.9998 | 4.8266 | 5.141 | 4.9863 | 5.12 | 5.0039 | 5.0087 | 5.2236 | 5.4595 | 5.5325 | 5.6347 | 5.645 | 5.5449 | 5.2958 | 5.1198 | 4.6543
2049-07-03 | 4.4788 | 4.3621 | 4.2496 | 4.0448 | 4.251 | 4.4165 | 4.3196 | 4.6761 | 4.9723 | 4.6777 | 4.5079 | 4.6231 | 4.5537 | 4.5308 | 4.7526 | 5.0031 | 5.0065 | 5.2717 | 5.2224 | 5.0954 | 5.0161 | 4.9887 | 4.8803 | 4.5824
2049-07-04 | 4.5276 | 4.4748 | 4.4149 | 4.3242 | 4.2967 | 4.3127 | 4.3043 | 4.6228 | 4.887 | 4.9625 | 4.7373 | 4.8383 | 4.7045 | 4.5305 | 4.7205 | 5.0764 | 5.2774 | 5.3227 | 5.409 | 5.5474 | 5.4582 | 5.1432 | 4.692 | 4.4683
2049-07-05 | 4.4737 | 4.2287 | 4.255 | 4.1395 | 4.2399 | 4.4444 | 4.4113 | 4.9957 | 5.4779 | 5.1668 | 5.0597 | 5.0727 | 5.1461 | 5.136 | 5.1171 | 5.0492 | 5.3391 | 5.567 | 5.9261 | 6.041 | 6.0402 | 5.5616 | 5.2855 | 4.9534
2049-07-06 | 4.8138 | 4.5666 | 4.393 | 4.3346 | 4.4108 | 4.8014 | 4.9294 | 5.1619 | 5.4307 | 5.1564 | 4.9908 | 5.2705 | 5.2099 | 4.938 | 4.6956 | 5.0431 | 5.6373 | 6.3234 | 6.3458 | 6.4649 | 6.1839 | 5.9554 | 5.4846 | 5.078
2049-07-07 | 4.7397 | 4.4946 | 4.3596 | 4.2696 | 4.4468 | 4.6374 | 4.7195 | 4.9635 | 5.2966 | 5.0379 | 4.8998 | 4.8012 | 4.6752 | 4.8512 | 4.8257 | 5.3819 | 5.8055 | 6.3209 | 6.3728 | 6.405 | 6.2456 | 5.915 | 5.4359 | 4.8805
2049-07-08 | 4.5745 | 4.5206 | 4.2853 | 4.1493 | 4.1424 | 4.4517 | 4.4135 | 4.8273 | 5.1075 | 4.7601 | 4.5865 | 4.6185 | 4.6122 | 4.4398 | 4.4909 | 4.7935 | 5.0925 | 5.5278 | 5.5605 | 5.8082 | 5.5436 | 5.332 | 4.9108 | 4.6419
2049-07-09 | 4.5172 | 4.4136 | 4.2067 | 4.1095 | 4.2154 | 4.3477 | 4.1664 | 4.3865 | 5.1545 | 4.85 | 4.5715 | 4.6278 | 4.6931 | 4.433 | 4.4823 | 4.7321 | 5.0837 | 5.7038 | 5.7173 | 5.6291 | 5.4712 | 5.2228 | 4.8902 | 4.6313
2049-07-10 | 4.5268 | 4.3388 | 4.1993 | 4.1224 | 4.1405 | 4.2674 | 4.2031 | 4.4499 | 4.9388 | 4.7526 | 4.4887 | 4.511 | 4.387 | 4.3136 | 4.5011 | 4.6096 | 4.797 | 5.466 | 5.4129 | 5.4559 | 5.4047 | 5.0121 | 4.6778 | 4.3708
2049-07-11 | 4.2904 | 4.1985 | 4.1072 | 3.999 | 3.9068 | 3.9097 | 3.8233 | 4.0757 | 4.5851 | 4.4372 | 4.2932 | 4.3415 | 4.2412 | 4.2728 | 4.3476 | 4.6046 | 4.6039 | 5.4168 | 5.5886 | 5.5806 | 5.5175 | 5.171 | 4.8259 | 4.4648
2049-07-12 | 4.5086 | 4.301 | 4.3254 | 4.0887 | 4.1033 | 4.2317 | 3.9296 | 4.3486 | 4.8577 | 4.7034 | 4.7546 | 4.8707 | 5.1316 | 4.9408 | 5.0709 | 5.1024 | 5.4259 | 5.8825 | 6.105 | 6.1364 | 6.0531 | 5.6105 | 5.0814 | 4.8191
2049-07-13 | 4.6776 | 4.4242 | 4.1756 | 4.1197 | 4.1134 | 4.3746 | 4.1837 | 4.4211 | 4.8537 | 4.6264 | 4.5231 | 4.5211 | 4.6213 | 4.5895 | 4.6504 | 4.8582 | 5.1575 | 5.6955 | 5.7166 | 5.9095 | 5.5667 | 5.3283 | 4.9698 | 4.6633
2049-07-14 | 4.5324 | 4.3378 | 4.2082 | 4.12 | 4.1814 | 4.6025 | 4.4912 | 4.5398 | 5.3403 | 5.2282 | 5.1259 | 5.1179 | 5.1106 | 4.9899 | 5.3798 | 5.3233 | 5.616 | 5.938 | 6.1235 | 6.2681 | 6.057 | 5.5774 | 5.1658 | 4.6737
2049-07-15 | 4.5306 | 4.4443 | 4.2374 | 4.1207 | 4.1882 | 4.4324 | 4.3258 | 4.5826 | 4.9945 | 4.7641 | 4.5195 | 4.5352 | 4.494 | 4.3677 | 4.3938 | 4.7422 | 5.2254 | 5.5989 | 5.632 | 5.7689 | 5.6115 | 5.4073 | 4.94 | 4.6265
2049-07-16 | 4.5835 | 4.461 | 4.3604 | 4.2396 | 4.4653 | 4.7867 | 4.7879 | 4.951 | 5.4004 | 5.3254 | 5.4185 | 5.2463 | 5.3542 | 5.2402 | 5.3783 | 5.3393 | 5.3906 | 6.0907 | 5.9404 | 5.9369 | 5.6531 | 5.3268 | 4.7757 | 4.5828
2049-07-17 | 4.4803 | 4.3641 | 4.2404 | 4.1576 | 4.2053 | 4.3014 | 4.3526 | 4.4562 | 4.5816 | 4.5469 | 4.4964 | 4.5775 | 4.5963 | 4.5124 | 4.3769 | 4.6842 | 4.8153 | 5.2893 | 5.2843 | 5.4237 | 5.3409 | 5.1515 | 4.7171 | 4.5646
2049-07-18 | 4.3655 | 4.331 | 4.2373 | 4.1315 | 4.1122 | 4.2376 | 4.1514 | 4.5618 | 5.033 | 5.1001 | 4.7989 | 4.683 | 4.7337 | 4.475 | 4.5406 | 4.7201 | 4.9053 | 5.5775 | 5.6796 | 5.9018 | 6.0124 | 5.5277 | 5.0764 | 4.6727
2049-07-19 | 4.6918 | 4.4591 | 4.4241 | 4.1776 | 4.1198 | 4.392 | 4.2178 | 4.6087 | 4.9089 | 4.7108 | 4.6212 | 4.9636 | 4.9564 | 4.5636 | 4.5634 | 4.9754 | 5.2079 | 5.6184 | 5.7185 | 5.6896 | 5.7223 | 5.3318 | 5.0086 | 4.7942
2049-07-20 | 4.6528 | 4.5045 | 4.3269 | 4.2054 | 4.3068 | 4.591 | 4.4994 | 4.7424 | 5.0834 | 4.6273 | 4.6461 | 4.7168 | 4.7866 | 4.9587 | 4.8499 | 5.3871 | 5.5412 | 6.0057 | 6.013 | 6.208 | 5.9624 | 5.7088 | 5.2279 | 4.7757
2049-07-21 | 4.5442 | 4.3824 | 4.2253 | 4.1339 | 4.2261 | 4.4308 | 4.3826 | 4.6654 | 5.1461 | 5.0321 | 4.833 | 4.9506 | 4.8895 | 4.8124 | 4.9144 | 5.1352 | 5.6679 | 5.8814 | 5.9828 | 6.0843 | 6.0683 | 5.5714 | 4.9817 | 4.6036
2049-07-22 | 4.4337 | 4.3408 | 4.1342 | 4.1037 | 4.1794 | 4.4565 | 4.4553 | 4.6457 | 4.8422 | 4.8806 | 4.9837 | 5.1515 | 5.0275 | 4.7199 | 4.9119 | 5.4238 | 5.5889 | 5.9894 | 6.1019 | 6.1077 | 5.877 | 5.5701 | 5.1329 | 4.6928
2049-07-23 | 4.5041 | 4.3941 | 4.1973 | 4.2308 | 4.3108 | 4.4846 | 4.5207 | 4.7511 | 5.1446 | 4.8613 | 4.7508 | 4.7919 | 4.7067 | 4.5041 | 4.7341 | 5.1176 | 5.2261 | 5.5462 | 5.6804 | 5.7518 | 5.6385 | 5.235 | 4.9737 | 4.5747
2049-07-24 | 4.5592 | 4.3596 | 4.2059 | 4.0808 | 4.1203 | 4.4408 | 4.462 | 4.7777 | 4.9504 | 4.9623 | 4.8565 | 5.0854 | 4.9993 | 4.7758 | 4.6766 | 5.0809 | 5.1579 | 5.313 | 5.395 | 5.6024 | 5.3989 | 5.1622 | 4.8091 | 4.4996
2049-07-25 | 4.3829 | 4.275 | 4.1939 | 4.1871 | 4.1347 | 4.1629 | 4.1724 | 4.5562 | 4.7981 | 4.6171 | 4.6599 | 4.6756 | 5.1748 | 4.8466 | 4.8368 | 4.72 | 4.9563 | 5.3809 | 5.4582 | 5.8501 | 5.621 | 5.2047 | 4.9367 | 4.5604
2049-07-26 | 4.7568 | 4.5408 | 4.4722 | 4.3563 | 4.3609 | 4.5318 | 4.5247 | 4.8353 | 5.1655 | 4.9958 | 5.2071 | 5.0702 | 5.3343 | 4.8622 | 5.1272 | 5.5201 | 5.9433 | 6.2473 | 6.5787 | 6.7891 | 6.7692 | 6.4002 | 5.7111 | 5.3081
2049-07-27 | 4.8302 | 4.0947 | 3.8658 | 4.0979 | 4.2725 | 4.4401 | 4.3862 | 4.961 | 5.5874 | 5.3574 | 4.893 | 4.7797 | 4.8112 | 4.521 | 4.6174 | 5.0571 | 5.347 | 5.7467 | 5.8944 | 6.0148 | 5.6778 | 5.3541 | 4.9811 | 4.6089
2049-07-28 | 4.4529 | 4.2685 | 4.2347 | 4.0951 | 4.2076 | 4.585 | 4.5976 | 4.7704 | 4.9828 | 4.7005 | 4.5968 | 4.7604 | 4.6875 | 4.6874 | 5.0031 | 5.3618 | 5.6752 | 6.0353 | 6.1531 | 6.232 | 6.0386 | 5.9027 | 5.4616 | 4.9592
2049-07-29 | 4.9324 | 4.6272 | 4.4235 | 4.35 | 4.2939 | 4.4514 | 4.5361 | 4.8522 | 5.0029 | 4.8637 | 4.6052 | 4.6375 | 4.5283 | 4.2057 | 4.6018 | 5.0734 | 5.1723 | 5.5787 | 5.7338 | 5.8095 | 5.6874 | 5.5435 | 5.0555 | 4.7456
2049-07-30 | 4.6318 | 4.5709 | 4.3947 | 4.4663 | 4.4895 | 4.758 | 4.7951 | 4.9215 | 5.0863 | 4.9395 | 4.7826 | 4.682 | 4.6975 | 4.4689 | 4.7357 | 4.942 | 5.1438 | 5.3564 | 5.5743 | 5.6265 | 5.4814 | 5.2741 | 5.1022 | 4.7864
2049-07-31 | 4.5848 | 4.435 | 4.3031 | 4.23 | 4.3321 | 4.5584 | 4.5465 | 4.8151 | 4.9517 | 4.6149 | 4.5541 | 4.8318 | 4.7511 | 4.6289 | 4.7741 | 5.21 | 5.4636 | 5.568 | 5.6349 | 5.8253 | 5.7146 | 5.5329 | 5.1381 | 4.7459
2049-08-01 | 4.6854 | 4.6035 | 4.5154 | 4.4399 | 4.38 | 4.4566 | 4.5131 | 4.5873 | 4.8636 | 4.7867 | 4.9433 | 4.8824 | 5.0953 | 4.7607 | 4.8467 | 5.532 | 5.5973 | 5.9979 | 6.1096 | 6.2454 | 6.1564 | 5.738 | 5.3963 | 4.938
2049-08-02 | 4.8972 | 4.6535 | 4.4807 | 4.3514 | 4.3677 | 4.4458 | 4.8594 | 4.8573 | 5.2568 | 5.0501 | 4.8459 | 4.8985 | 4.9171 | 4.557 | 4.7855 | 5.2969 | 5.5929 | 5.8549 | 6.0222 | 5.9975 | 5.8994 | 5.4259 | 5.1842 | 4.9573
2049-08-03 | 4.7606 | 4.6126 | 4.4657 | 4.3951 | 4.4889 | 4.7638 | 5.0532 | 5.0908 | 5.253 | 4.9623 | 5.0958 | 5.2448 | 5.0156 | 5.0349 | 5.1858 | 5.6949 | 5.8844 | 6.2087 | 6.2905 | 6.3786 | 6.1198 | 5.8558 | 5.3736 | 5.0332
2049-08-04 | 4.8884 | 4.7536 | 4.5472 | 4.5328 | 4.6064 | 4.7694 | 4.9655 | 4.9304 | 5.1592 | 5.1068 | 4.9818 | 5.0714 | 5.1251 | 4.8554 | 5.0175 | 5.4016 | 5.5946 | 5.8844 | 6.012 | 6.2028 | 6.0759 | 5.723 | 5.4077 | 5.0778
2049-08-05 | 5.0103 | 4.931 | 4.7847 | 4.6512 | 4.5837 | 4.7775 | 4.93 | 4.9269 | 5.0561 | 4.8853 | 4.854 | 4.8607 | 4.8663 | 4.4809 | 4.8843 | 5.2178 | 5.6614 | 5.7818 | 5.8829 | 5.9716 | 5.6611 | 5.551 | 5.09 | 4.8787
2049-08-06 | 4.8413 | 4.6774 | 4.4935 | 4.4234 | 4.4275 | 4.7515 | 4.644 | 4.9263 | 5.6304 | 5.491 | 5.1208 | 5.0736 | 5.1598 | 4.8658 | 5.0474 | 5.2464 | 5.4633 | 5.7874 | 5.7829 | 5.869 | 5.6613 | 5.4025 | 5.0713 | 4.7711
2049-08-07 | 4.7357 | 4.5414 | 4.4033 | 4.2513 | 4.3397 | 4.44 | 4.5483 | 4.7953 | 5.0207 | 4.9773 | 4.839 | 4.8792 | 4.868 | 4.717 | 4.8904 | 5.2298 | 5.414 | 5.616 | 5.6616 | 5.9054 | 5.7111 | 5.5094 | 5.168 | 4.921
2049-08-08 | 4.7916 | 4.7432 | 4.6034 | 4.6248 | 4.5478 | 4.7186 | 4.7959 | 4.7997 | 5.0652 | 4.8398 | 5.0348 | 5.0345 | 5.1904 | 5.2387 | 4.887 | 5.3725 | 5.4721 | 5.7479 | 5.7706 | 5.9351 | 5.6951 | 5.4627 | 4.9855 | 4.7633
2049-08-09 | 4.8128 | 4.5573 | 4.583 | 4.4337 | 4.4638 | 4.6965 | 4.8403 | 5.0738 | 5.3392 | 5.0854 | 4.9924 | 4.921 | 4.9633 | 4.8558 | 4.6733 | 5.0285 | 5.4228 | 5.6565 | 6.0696 | 6.1087 | 6.0636 | 5.7328 | 5.3852 | 5.0937
2049-08-10 | 4.9465 | 4.8154 | 4.5776 | 4.4694 | 4.5082 | 4.6984 | 4.7324 | 4.8632 | 5.5003 | 5.3228 | 5.287 | 5.3684 | 5.2744 | 5.06 | 5.0156 | 5.2601 | 5.475 | 5.8492 | 5.9583 | 6.1408 | 5.9147 | 5.4898 | 5.1192 | 4.8358
2049-08-11 | 4.714 | 4.5151 | 4.3791 | 4.3005 | 4.24 | 4.657 | 4.7727 | 4.7824 | 5.4154 | 5.1928 | 4.958 | 5.1113 | 5.1767 | 4.9401 | 5.0512 | 5.5292 | 5.5948 | 5.9219 | 5.885 | 5.8866 | 5.7175 | 5.6397 | 5.1914 | 4.8528
2049-08-12 | 4.7644 | 4.6135 | 4.5406 | 4.459 | 4.5626 | 4.8871 | 4.8073 | 5.0363 | 5.5168 | 5.384 | 5.3134 | 5.1605 | 5.2051 | 4.8433 | 5.1322 | 5.352 | 5.6517 | 5.9518 | 5.8648 | 6.0047 | 5.7945 | 5.701 | 5.2831 | 4.9418
2049-08-13 | 4.7891 | 4.6551 | 4.5349 | 4.2994 | 4.285 | 4.6101 | 4.9178 | 4.9305 | 5.2126 | 5.1748 | 5.2221 | 5.0418 | 5.1986 | 5.0874 | 5.2196 | 5.2503 | 5.5901 | 5.8832 | 6.0969 | 6.0909 | 5.7688 | 5.5244 | 5.2698 | 4.8534
2049-08-14 | 4.7765 | 4.6419 | 4.524 | 4.3469 | 4.5061 | 4.6969 | 4.9964 | 5.056 | 5.278 | 5.1602 | 5.0196 | 5.169 | 4.9524 | 4.7202 | 4.7711 | 5.3015 | 5.4419 | 5.8988 | 5.9109 | 5.8686 | 5.6214 | 5.4916 | 5.068 | 4.8251
2049-08-15 | 4.5712 | 4.4542 | 4.3787 | 4.1625 | 4.2397 | 4.3763 | 4.45 | 4.2197 | 4.957 | 4.7221 | 4.6501 | 4.5802 | 4.723 | 4.515 | 4.6011 | 5.059 | 5.2956 | 5.7711 | 5.9385 | 5.9818 | 5.826 | 5.3871 | 5.0562 | 4.7005
2049-08-16 | 4.7862 | 4.5574 | 4.4735 | 4.258 | 4.3424 | 4.5755 | 4.8079 | 4.6333 | 5.2728 | 5.3721 | 5.0933 | 4.9992 | 5.125 | 5.1967 | 5.0332 | 5.0609 | 5.5322 | 5.9119 | 6.0621 | 6.0608 | 5.8559 | 5.4628 | 5.2353 | 4.9336
2049-08-17 | 4.7833 | 4.5748 | 4.3436 | 4.2451 | 4.2769 | 4.5319 | 4.951 | 4.9329 | 5.1925 | 4.9185 | 4.8236 | 5.0401 | 4.8445 | 4.4833 | 4.7517 | 5.0413 | 5.5089 | 5.7143 | 5.9649 | 6.1143 | 5.7983 | 5.6045 | 5.3011 | 4.9938
2049-08-18 | 4.8052 | 4.6411 | 4.4404 | 4.3213 | 4.3776 | 4.7529 | 5.0697 | 5.0376 | 5.2927 | 5.1857 | 4.9605 | 4.9875 | 5.0761 | 4.9352 | 5.0364 | 5.6413 | 5.938 | 6.1003 | 6.1457 | 6.2081 | 5.8046 | 5.6571 | 5.2193 | 5.0249
2049-08-19 | 4.937 | 4.7322 | 4.6361 | 4.4552 | 4.4446 | 4.8506 | 5.3396 | 5.06 | 5.4034 | 5.0901 | 5.0127 | 5.2269 | 5.1722 | 4.761 | 4.7181 | 5.1835 | 5.4703 | 5.7052 | 5.9565 | 6.0298 | 5.8065 | 5.5753 | 5.2879 | 4.9079
2049-08-20 | 4.7722 | 4.6412 | 4.4919 | 4.3311 | 4.3416 | 4.7452 | 5.1189 | 5.0494 | 5.3577 | 5.3685 | 5.2767 | 5.1342 | 5.1129 | 4.9997 | 5.2076 | 5.4715 | 5.7564 | 6.1513 | 6.1426 | 6.0948 | 5.9247 | 5.5633 | 5.2998 | 4.9403
2049-08-21 | 4.8056 | 4.6949 | 4.4908 | 4.3599 | 4.3243 | 4.4886 | 4.7549 | 4.9709 | 5.2366 | 5.1047 | 5.0194 | 5.0254 | 5.0123 | 4.976 | 5.0405 | 5.2945 | 5.5848 | 5.8754 | 5.6877 | 5.782 | 5.6556 | 5.5268 | 5.1787 | 4.8041
2049-08-22 | 4.6504 | 4.5212 | 4.5235 | 4.3399 | 4.317 | 4.5492 | 4.6429 | 4.8628 | 5.3469 | 5.1824 | 5.1141 | 5.0776 | 5.0078 | 5.0792 | 5.0084 | 5.2056 | 5.3762 | 5.8989 | 6.0174 | 6.2373 | 6.0719 | 5.7287 | 5.3332 | 5.0033
2049-08-23 | 4.9881 | 4.6788 | 4.6246 | 4.3592 | 4.4297 | 4.6448 | 4.9996 | 5.3149 | 5.612 | 5.2804 | 5.1288 | 5.1292 | 5.0364 | 5.0965 | 5.0881 | 5.2228 | 5.4905 | 5.7592 | 5.9884 | 6.0837 | 5.8295 | 5.5378 | 5.1528 | 4.9391
2049-08-24 | 4.9967 | 4.8101 | 4.5806 | 4.5002 | 4.711 | 5.0511 | 5.4817 | 5.4502 | 5.7205 | 5.647 | 5.8453 | 5.6519 | 5.7645 | 5.5194 | 5.6734 | 5.9601 | 6.2373 | 6.492 | 6.4604 | 6.6887 | 6.2451 | 5.9942 | 5.603 | 5.2861
2049-08-25 | 4.8912 | 4.769 | 4.6784 | 4.5909 | 4.5216 | 4.9027 | 5.1291 | 5.0563 | 5.4284 | 5.0991 | 4.8857 | 4.9226 | 5.1099 | 4.6898 | 4.9246 | 5.2409 | 5.4616 | 5.8581 | 5.896 | 5.9352 | 5.5046 | 5.3104 | 5.0768 | 4.7619
2049-08-26 | 4.8268 | 4.7189 | 4.6058 | 4.5078 | 4.5551 | 4.7014 | 4.9334 | 4.7987 | 5.0496 | 5.4314 | 5.4443 | 5.3294 | 5.2009 | 5.0306 | 5.11 | 5.5326 | 5.7733 | 5.8767 | 5.8363 | 5.9679 | 5.8362 | 5.6833 | 5.2551 | 4.9251
2049-08-27 | 4.7665 | 4.6749 | 4.4813 | 4.4034 | 4.5294 | 4.8013 | 4.7861 | 4.8644 | 5.0505 | 5.0187 | 4.9655 | 4.8005 | 4.772 | 5.0072 | 5.0848 | 5.2175 | 5.4286 | 5.9457 | 5.9025 | 5.8041 | 5.7639 | 5.6216 | 5.247 | 4.8328
2049-08-28 | 4.7283 | 4.5889 | 4.4934 | 4.3933 | 4.4685 | 4.7042 | 4.7307 | 4.8554 | 5.0816 | 4.9057 | 4.8258 | 5.005 | 5.0639 | 4.6376 | 4.7489 | 5.0005 | 5.1038 | 5.9563 | 5.8136 | 5.7875 | 5.649 | 5.3499 | 4.966 | 4.7726
2049-08-29 | 4.6397 | 4.57 | 4.6342 | 4.4932 | 4.5205 | 4.6969 | 4.935 | 4.9109 | 5.2603 | 5.2006 | 5.021 | 4.9777 | 4.9613 | 4.665 | 4.8545 | 4.8973 | 5.2955 | 5.807 | 5.9478 | 5.9132 | 5.5031 | 5.2929 | 4.951 | 4.7337
2049-08-30 | 4.6912 | 4.4925 | 4.4474 | 4.3636 | 4.3977 | 4.5621 | 4.6647 | 4.8001 | 5.0789 | 4.8965 | 4.8953 | 4.9061 | 4.9045 | 4.8267 | 5.1102 | 5.3618 | 5.655 | 5.8988 | 5.8799 | 5.8641 | 5.7038 | 5.4486 | 5.1128 | 4.9352
2049-08-31 | 4.7404 | 4.5599 | 4.3399 | 4.1191 | 4.131 | 4.3697 | 4.4558 | 4.5339 | 4.6694 | 4.8322 | 5.0002 | 4.8713 | 4.9414 | 4.7516 | 4.948 | 4.9278 | 5.2836 | 5.837 | 5.9505 | 6.1573 | 5.5765 | 5.4038 | 5.0338 | 4.8825
2049-09-01 | 4.746 | 4.5368 | 4.405 | 4.3019 | 4.37 | 4.7083 | 5.0597 | 5.0932 | 5.2506 | 5.2176 | 5.1962 | 5.3846 | 5.3377 | 4.9198 | 5.2937 | 5.1767 | 5.4974 | 6.0684 | 6.1569 | 5.8782 | 5.3642 | 5.4861 | 5.1907 | 4.8737
2049-09-02 | 4.7035 | 4.5979 | 4.4237 | 4.3755 | 4.3454 | 4.6962 | 4.8853 | 5.1837 | 5.4651 | 5.143 | 4.9038 | 5.0643 | 5.1572 | 4.7822 | 4.7566 | 5.0846 | 5.4903 | 5.9651 | 5.9638 | 6.2415 | 6.0526 | 5.7977 | 5.2795 | 4.8861
2049-09-03 | 4.7371 | 4.5566 | 4.4933 | 4.3437 | 4.3921 | 4.6824 | 5.0981 | 5.0917 | 5.5477 | 5.4135 | 5.1869 | 5.1736 | 5.5043 | 5.2515 | 5.2575 | 5.2347 | 5.5617 | 5.9819 | 5.9255 | 5.7825 | 5.5943 | 5.2499 | 5.0351 | 4.7008
2049-09-04 | 4.6663 | 4.5166 | 4.3829 | 4.2604 | 4.315 | 4.5162 | 4.6512 | 4.7709 | 4.9247 | 4.8481 | 4.9267 | 4.9817 | 4.6879 | 4.4197 | 4.5548 | 4.5864 | 4.9447 | 5.4732 | 5.5262 | 5.5303 | 5.4157 | 5.1414 | 4.9287 | 4.6532
2049-09-05 | 4.5597 | 4.4807 | 4.4327 | 4.2868 | 4.2939 | 4.3938 | 4.4911 | 4.6819 | 4.8728 | 4.8708 | 4.797 | 4.8518 | 5.0623 | 4.9993 | 4.8634 | 5.1138 | 5.3626 | 5.5186 | 5.6815 | 5.7765 | 5.487 | 5.2041 | 4.7746 | 4.5549
2049-09-06 | 4.6082 | 4.4181 | 4.2841 | 4.114 | 4.207 | 4.4933 | 4.7264 | 4.5883 | 4.8892 | 4.7965 | 4.5947 | 4.924 | 4.8437 | 4.6926 | 4.9948 | 5.118 | 5.5693 | 5.9186 | 6.2059 | 6.377 | 6.3058 | 5.9148 | 5.4644 | 5.1817
2049-09-07 | 5.0781 | 4.8603 | 4.6463 | 4.3553 | 4.2744 | 4.5742 | 4.7651 | 4.9344 | 4.926 | 4.9153 | 4.8267 | 4.8488 | 4.8289 | 4.8761 | 4.7322 | 4.9695 | 5.1764 | 5.5689 | 5.8043 | 5.8226 | 5.3115 | 5.2312 | 4.9423 | 4.8404
2049-09-08 | 4.8402 | 4.6187 | 4.4873 | 4.3898 | 4.4965 | 4.8037 | 5.2648 | 5.2413 | 5.4873 | 5.4873 | 5.1212 | 5.4971 | 5.4318 | 5.0671 | 5.2554 | 5.3433 | 5.9318 | 6.1439 | 6.2073 | 6.1419 | 5.5572 | 5.4242 | 5.0545 | 4.7364
2049-09-09 | 4.568 | 4.5076 | 4.324 | 4.3065 | 4.3707 | 4.8166 | 5.1345 | 5.3525 | 5.4818 | 5.1591 | 5.0895 | 5.1985 | 5.1485 | 4.8044 | 4.9131 | 5.3681 | 5.6516 | 6.212 | 6.3082 | 6.4272 | 6.2221 | 6.0204 | 5.4679 | 5.1879
2049-09-10 | 4.9346 | 4.6887 | 4.5368 | 4.4045 | 4.4251 | 4.7646 | 5.0076 | 5.0799 | 5.2788 | 5.2196 | 5.2488 | 5.2276 | 5.1847 | 5.0966 | 5.1736 | 5.3952 | 5.4091 | 6.0268 | 6.0764 | 5.9288 | 5.7363 | 5.5729 | 5.2823 | 4.9818
2049-09-11 | 4.7578 | 4.6371 | 4.5464 | 4.2848 | 4.3516 | 4.6744 | 4.9673 | 5.1126 | 5.3897 | 5.1823 | 5.3771 | 5.341 | 5.5256 | 5.2767 | 4.8479 | 5.2274 | 5.4796 | 5.8463 | 5.7766 | 5.5456 | 5.3751 | 5.1963 | 4.9897 | 4.8405
2049-09-12 | 4.6986 | 4.6181 | 4.5577 | 4.4455 | 4.3998 | 4.5573 | 4.4916 | 4.6722 | 5.0734 | 4.9932 | 5.0981 | 5.1295 | 5.1926 | 5.2703 | 5.2321 | 5.3643 | 5.6937 | 6.222 | 6.5592 | 6.3465 | 6.0677 | 5.8109 | 5.2551 | 4.9911
2049-09-13 | 4.9025 | 4.6598 | 4.5811 | 4.4053 | 4.5241 | 4.7717 | 4.9483 | 5.3323 | 5.7395 | 5.313 | 5.2514 | 5.1484 | 5.2146 | 5.2914 | 5.6389 | 5.4687 | 5.7295 | 6.1036 | 6.3521 | 6.2931 | 6.1024 | 5.7354 | 5.3851 | 5.058
2049-09-14 | 4.9485 | 4.6877 | 4.4849 | 4.3567 | 4.4411 | 4.84 | 4.7619 | 5.1798 | 5.5072 | 5.2119 | 5.3975 | 5.4759 | 5.4138 | 5.3903 | 5.0639 | 5.4444 | 5.664 | 6.1624 | 6.1433 | 6.1488 | 5.5487 | 5.3228 | 5.2412 | 4.8806
2049-09-15 | 4.7156 | 4.3888 | 4.3275 | 4.4183 | 4.4372 | 4.7184 | 4.8518 | 5.0169 | 5.1885 | 5.0115 | 5.18 | 5.0242 | 5.1859 | 4.8584 | 5.0017 | 5.2054 | 5.4158 | 5.9188 | 6.1734 | 6.1565 | 5.7608 | 5.6021 | 5.2518 | 4.8859
2049-09-16 | 4.6995 | 4.5197 | 4.3836 | 4.3463 | 4.4278 | 4.8794 | 4.8609 | 5.2428 | 5.8338 | 5.4033 | 5.1686 | 5.2324 | 5.2223 | 4.8887 | 4.948 | 5.1756 | 5.4876 | 5.8981 | 6.027 | 6.1381 | 5.7596 | 5.5651 | 5.1753 | 4.833
2049-09-17 | 4.6821 | 4.6095 | 4.4018 | 4.3588 | 4.4692 | 4.7213 | 4.6625 | 4.7791 | 5.1402 | 4.9406 | 4.958 | 4.9003 | 4.7278 | 4.7064 | 4.7541 | 4.9537 | 4.9477 | 5.5224 | 5.6669 | 5.755 | 5.4365 | 5.3297 | 5.087 | 4.7687
2049-09-18 | 4.6118 | 4.5116 | 4.4195 | 4.3154 | 4.4636 | 4.6087 | 4.7026 | 4.876 | 4.9783 | 4.8691 | 4.7658 | 4.8956 | 4.7662 | 4.5952 | 4.6535 | 4.683 | 4.9688 | 5.5227 | 5.7395 | 5.8397 | 5.5918 | 5.4857 | 5.1308 | 4.8811
2049-09-19 | 4.6978 | 4.6334 | 4.5662 | 4.442 | 4.2868 | 4.5731 | 4.5083 | 4.6753 | 4.9531 | 4.8517 | 4.7906 | 4.7574 | 4.9608 | 4.7044 | 4.7811 | 4.8748 | 5.3389 | 6.0118 | 6.2563 | 6.2355 | 6.0098 | 5.7368 | 5.3232 | 4.9341
2049-09-20 | 4.9172 | 4.6542 | 4.7325 | 4.6307 | 4.6486 | 4.8555 | 4.9829 | 5.3693 | 5.557 | 5.3024 | 5.4196 | 5.7108 | 5.7666 | 5.6268 | 5.6985 | 5.7288 | 5.8468 | 6.2708 | 6.4812 | 6.431 | 5.9963 | 5.6361 | 5.1499 | 4.9218
2049-09-21 | 4.856 | 4.6551 | 4.4707 | 4.4024 | 4.4732 | 4.8224 | 4.8586 | 5.1434 | 5.1952 | 5.0905 | 5.0378 | 5.097 | 5.1728 | 4.9866 | 4.9622 | 5.2668 | 5.4591 | 5.9866 | 6.1979 | 6.2988 | 5.9551 | 5.7955 | 5.4382 | 5.1479
2049-09-22 | 4.8514 | 4.6712 | 4.596 | 4.4815 | 4.5446 | 4.9399 | 5.1258 | 5.1235 | 5.4665 | 5.1759 | 5.1272 | 5.0242 | 4.8473 | 4.7263 | 4.8507 | 4.9445 | 5.3115 | 5.7481 | 5.9754 | 5.9099 | 5.5573 | 5.4214 | 5.2495 | 4.9103
2049-09-23 | 4.9066 | 4.6778 | 4.5161 | 4.5314 | 4.5393 | 4.8919 | 5.0618 | 5.144 | 5.3239 | 5.0203 | 5.1417 | 5.3405 | 5.6877 | 5.4917 | 5.5953 | 6.0287 | 6.4317 | 6.7319 | 6.7834 | 6.8011 | 6.4664 | 5.9216 | 5.5226 | 5.2568
2049-09-24 | 4.853 | 4.7201 | 4.5089 | 4.4333 | 4.5928 | 4.857 | 5.0222 | 5.1035 | 5.3541 | 5.3315 | 5.3424 | 5.6726 | 5.3442 | 5.2022 | 5.3958 | 5.6918 | 5.9999 | 6.2891 | 6.4433 | 6.3282 | 6.1725 | 5.9996 | 5.5766 | 5.2055
2049-09-25 | 5.1042 | 5.0334 | 4.692 | 4.5825 | 4.6464 | 4.7605 | 4.733 | 5.1153 | 5.2076 | 5.195 | 4.9249 | 4.8589 | 5.1163 | 4.9742 | 5.194 | 5.3063 | 5.5363 | 5.7543 | 5.6819 | 5.4064 | 5.3447 | 5.3093 | 5.0331 | 4.6654
2049-09-26 | 4.5209 | 4.5638 | 4.4427 | 4.4603 | 4.48 | 4.6031 | 4.7972 | 4.9573 | 5.154 | 5.2629 | 5.2606 | 5.2388 | 5.2096 | 4.9833 | 4.7316 | 5.0899 | 5.36 | 5.8083 | 5.9944 | 6.0482 | 5.835 | 5.5411 | 5.1272 | 4.9306
2049-09-27 | 4.9208 | 4.6258 | 4.6248 | 4.4538 | 4.4091 | 4.5723 | 4.6114 | 4.9019 | 4.975 | 5.0374 | 5.1612 | 5.5576 | 5.6378 | 5.4353 | 5.3674 | 5.4938 | 5.7534 | 6.0448 | 6.3718 | 6.0474 | 5.8488 | 5.4559 | 5.113 | 4.9335
2049-09-28 | 4.8762 | 4.7369 | 4.5871 | 4.4965 | 4.5706 | 4.9296 | 5.0709 | 5.0811 | 5.22 | 5.1224 | 5.0498 | 5.4045 | 5.1589 | 4.8625 | 4.9709 | 5.2682 | 5.6048 | 6.1439 | 6.2477 | 6.2296 | 5.7379 | 5.8018 | 5.5216 | 5.1768
2049-09-29 | 5.026 | 4.8301 | 4.7617 | 4.6308 | 4.7303 | 4.9349 | 5.0971 | 5.1846 | 5.2468 | 5.1608 | 5.1453 | 5.2357 | 5.2074 | 5.2034 | 5.0546 | 5.3601 | 5.8849 | 6.104 | 6.194 | 6.1203 | 5.768 | 5.5928 | 5.3081 | 4.9883
2049-09-30 | 4.9272 | 4.8404 | 4.6746 | 4.5983 | 4.6673 | 5.0002 | 5.1707 | 5.4041 | 5.5471 | 5.2458 | 5.3074 | 5.1795 | 5.0565 | 4.8487 | 5.0601 | 5.3578 | 5.8735 | 6.2324 | 6.5113 | 6.4764 | 6.2778 | 6.158 | 5.5425 | 5.183
2049-10-01 | 4.9064 | 4.789 | 4.5051 | 4.4115 | 4.4346 | 4.7713 | 4.9339 | 5.0401 | 5.2153 | 5.1375 | 4.9553 | 5.0402 | 5.1021 | 5.026 | 4.8555 | 5.1002 | 5.5964 | 5.9921 | 5.9437 | 5.7794 | 5.6031 | 5.3978 | 5.0533 | 4.7826
2049-10-02 | 4.6855 | 4.6734 | 4.4743 | 4.3211 | 4.3599 | 4.6256 | 4.4739 | 4.8331 | 4.8732 | 4.9125 | 4.7818 | 5.0124 | 5.0179 | 4.5348 | 4.8705 | 5.146 | 5.489 | 5.8115 | 5.8735 | 5.8694 | 5.523 | 5.4781 | 5.1473 | 4.8345
2049-10-03 | 4.6407 | 4.4761 | 4.4881 | 4.4123 | 4.3169 | 4.4069 | 4.3364 | 4.6264 | 4.797 | 4.7578 | 4.8741 | 5.0209 | 5.0536 | 5.0439 | 5.1855 | 5.2139 | 5.4896 | 5.6975 | 5.6326 | 5.6928 | 5.3577 | 5.2481 | 4.9101 | 4.605
2049-10-04 | 4.6202 | 4.5064 | 4.4434 | 4.2401 | 4.1334 | 4.392 | 4.52 | 4.6256 | 5.0698 | 5.1636 | 5.131 | 5.3564 | 5.2329 | 5.0602 | 5.2992 | 5.226 | 5.488 | 5.7199 | 6.1226 | 5.9615 | 5.9614 | 5.7026 | 5.4008 | 5.1211
2049-10-05 | 4.9838 | 4.8112 | 4.5044 | 4.3129 | 4.3281 | 4.6154 | 4.6505 | 4.8819 | 5.0598 | 4.9927 | 5.1718 | 5.1913 | 5.2 | 5.2065 | 5.0973 | 5.19 | 5.7077 | 6.0505 | 6.0829 | 5.9387 | 5.4836 | 5.3406 | 5.1909 | 4.8565
2049-10-06 | 4.6773 | 4.5015 | 4.3945 | 4.3506 | 4.407 | 4.6367 | 4.6294 | 5.2028 | 5.3628 | 5.2466 | 5.3492 | 5.2859 | 5.2759 | 5.0411 | 5.0656 | 5.2137 | 5.6672 | 6.1517 | 6.3169 | 6.2263 | 5.8214 | 5.5838 | 5.3627 | 4.9829
2049-10-07 | 5.0081 | 4.8934 | 4.8379 | 4.7358 | 4.7835 | 5.2213 | 5.3546 | 5.6779 | 5.8765 | 5.6349 | 5.9168 | 5.6023 | 5.4437 | 5.0969 | 5.9785 | 6.241 | 6.5106 | 6.7772 | 6.7044 | 6.7972 | 6.5712 | 6.4381 | 5.8321 | 5.3426
2049-10-08 | 5.0216 | 4.8587 | 4.6549 | 4.599 | 4.6636 | 4.8932 | 4.9584 | 5.0657 | 5.3515 | 5.2364 | 5.2763 | 5.5392 | 5.2252 | 5.6102 | 5.6295 | 5.6973 | 6.0607 | 6.4351 | 6.2258 | 6.0462 | 5.7869 | 5.5013 | 5.2613 | 4.8439
2049-10-09 | 4.738 | 4.5377 | 4.4429 | 4.34 | 4.3909 | 4.6098 | 4.8187 | 5.0258 | 5.201 | 5.0831 | 5.1199 | 5.2849 | 4.8724 | 4.6314 | 4.8636 | 5.2803 | 5.6393 | 5.9951 | 5.9093 | 5.8523 | 5.7493 | 5.5988 | 5.1516 | 4.8525
2049-10-10 | 4.6894 | 4.5453 | 4.5054 | 4.3732 | 4.3257 | 4.4961 | 4.5055 | 4.7107 | 4.9624 | 4.9189 | 4.9884 | 5.0425 | 5.294 | 5.1316 | 5.327 | 5.4993 | 5.578 | 5.9291 | 5.9465 | 5.9383 | 5.5471 | 5.3188 | 4.9936 | 4.6485
2049-10-11 | 4.6762 | 4.4716 | 4.4044 | 4.3169 | 4.5215 | 4.7028 | 4.6463 | 4.8419 | 5.232 | 5.2337 | 5.3104 | 5.2533 | 5.1585 | 4.8891 | 5.1761 | 5.2405 | 5.63 | 5.9859 | 6.1492 | 5.9748 | 5.8145 | 5.5526 | 5.4127 | 5.0417
2049-10-12 | 4.9113 | 4.7077 | 4.4485 | 4.4018 | 4.4515 | 4.7357 | 5.0178 | 5.189 | 5.3848 | 5.2695 | 5.2393 | 5.4267 | 5.3409 | 5.4407 | 5.3706 | 5.6215 | 5.6342 | 5.8114 | 5.9568 | 5.8624 | 5.509 | 5.2888 | 5.09 | 4.7987
2049-10-13 | 4.6978 | 4.4276 | 4.366 | 4.3942 | 4.5327 | 4.8421 | 4.7117 | 5.0019 | 5.3663 | 5.2368 | 5.272 | 5.2058 | 5.2273 | 4.8685 | 4.7473 | 5.1335 | 5.5592 | 5.9768 | 6.0977 | 5.7784 | 5.4731 | 5.4949 | 5.2521 | 4.8575
2049-10-14 | 4.8169 | 4.6447 | 4.5189 | 4.4468 | 4.4935 | 4.8714 | 4.6958 | 5.0555 | 5.6086 | 5.5088 | 5.7714 | 5.5059 | 5.2106 | 5.0546 | 5.2763 | 5.4177 | 5.6863 | 6.1473 | 5.9967 | 5.8795 | 5.5903 | 5.4811 | 5.323 | 4.9178
2049-10-15 | 4.7358 | 4.6344 | 4.4766 | 4.3876 | 4.4196 | 4.6353 | 4.6777 | 4.9191 | 5.2971 | 5.2691 | 5.0764 | 5.337 | 5.2965 | 5.0869 | 5.3094 | 5.4097 | 5.8003 | 6.4691 | 6.521 | 6.2957 | 6.0366 | 5.8323 | 5.468 | 5.1538
2049-10-16 | 4.7837 | 4.6406 | 4.5152 | 4.4483 | 4.4952 | 4.6181 | 4.8718 | 4.8802 | 5.0506 | 5.0503 | 4.9648 | 5.1386 | 5.1715 | 5.1322 | 5.1514 | 5.3566 | 5.4796 | 5.8827 | 5.7248 | 5.6868 | 5.6409 | 5.4824 | 5.2745 | 4.9518
2049-10-17 | 4.965 | 4.803 | 4.6881 | 4.6002 | 4.6064 | 4.73 | 4.9461 | 5.2536 | 5.3696 | 5.3896 | 5.3295 | 5.3764 | 5.5061 | 5.5651 | 5.701 | 5.6209 | 6.0544 | 6.3413 | 6.5477 | 6.2918 | 6.1585 | 5.8483 | 5.3759 | 4.8844
2049-10-18 | 4.9678 | 4.7435 | 4.6415 | 4.43 | 4.493 | 4.7325 | 5.0081 | 5.3232 | 5.3661 | 5.2329 | 5.3283 | 5.3528 | 5.3994 | 5.561 | 5.7018 | 5.6927 | 5.9754 | 6.0616 | 6.2137 | 5.8411 | 5.6897 | 5.329 | 5.1534 | 4.9843
2049-10-19 | 4.9404 | 4.695 | 4.4707 | 4.3513 | 4.4789 | 4.788 | 5.1215 | 5.3017 | 5.429 | 5.0487 | 5.1953 | 5.3387 | 5.4075 | 5.3703 | 5.5097 | 5.7085 | 5.9369 | 6.2559 | 6.3897 | 6.0975 | 5.6615 | 5.4955 | 5.18 | 4.9217
2049-10-20 | 4.7984 | 4.5971 | 4.4058 | 4.3359 | 4.4274 | 4.6548 | 5.108 | 4.9554 | 5.37 | 5.1654 | 5.1893 | 5.0333 | 5.16 | 4.7819 | 5.3057 | 5.3767 | 5.6929 | 5.9363 | 6.282 | 6.0412 | 5.6223 | 5.4293 | 5.1103 | 4.7978
2049-10-21 | 4.6946 | 4.5173 | 4.3444 | 4.3518 | 4.4596 | 4.7659 | 5.1882 | 5.2041 | 5.4099 | 5.2457 | 5.2959 | 5.3668 | 5.3893 | 5.2867 | 5.2901 | 5.523 | 5.7947 | 6.2402 | 6.047 | 5.8339 | 5.5796 | 5.3 | 5.0184 | 4.7379
2049-10-22 | 4.5908 | 4.5867 | 4.4587 | 4.366 | 4.4653 | 4.6743 | 4.9745 | 5.1102 | 5.412 | 5.2179 | 5.2561 | 5.2646 | 5.3141 | 5.2489 | 5.2593 | 5.4927 | 5.8982 | 6.168 | 6.2359 | 6.1503 | 5.9621 | 5.7368 | 5.4408 | 5.1016
2049-10-23 | 4.9654 | 4.7514 | 4.5365 | 4.4014 | 4.5327 | 4.8933 | 5.1447 | 5.424 | 5.4685 | 5.2324 | 5.0753 | 5.2168 | 5.2992 | 5.0135 | 5.2873 | 5.4913 | 5.7664 | 6.0353 | 5.8882 | 5.7281 | 5.4399 | 5.3229 | 5.0052 | 4.6515
2049-10-24 | 4.5724 | 4.4858 | 4.4673 | 4.3571 | 4.2581 | 4.4769 | 4.4627 | 4.6784 | 4.947 | 5.1877 | 4.9957 | 5.0354 | 5.0731 | 4.9462 | 5.195 | 5.1808 | 5.4952 | 5.966 | 6.0129 | 6.0348 | 5.773 | 5.4285 | 5.0679 | 4.7226
2049-10-25 | 4.717 | 4.475 | 4.5044 | 4.2967 | 4.3735 | 4.6187 | 4.8031 | 5.0416 | 5.1722 | 5.1843 | 5.1252 | 5.3027 | 5.298 | 5.2201 | 5.4336 | 5.4912 | 5.9882 | 6.2084 | 6.3931 | 6.249 | 6.0342 | 5.7388 | 5.4224 | 5.0987
2049-10-26 | 4.9506 | 4.6196 | 4.3248 | 4.2807 | 4.253 | 4.5255 | 4.8567 | 5.0572 | 5.4696 | 5.1658 | 5.1056 | 5.0478 | 5.2546 | 5.0106 | 5.1224 | 5.496 | 5.8717 | 6.1904 | 6.2485 | 6.1412 | 5.7135 | 5.494 | 5.2978 | 4.9351
2049-10-27 | 4.8155 | 4.6053 | 4.3927 | 4.2958 | 4.2398 | 4.6148 | 4.9108 | 5.0614 | 5.3268 | 5.2185 | 5.1054 | 4.9715 | 5.1057 | 4.8657 | 4.9984 | 5.1567 | 5.6807 | 6.1897 | 6.3316 | 6.1642 | 5.8575 | 5.6991 | 5.3238 | 4.9219
2049-10-28 | 4.8271 | 4.6253 | 4.4282 | 4.3937 | 4.4221 | 4.6635 | 4.9224 | 5.0047 | 5.1547 | 5.0704 | 5.0714 | 5.0819 | 4.9824 | 4.5531 | 5.039 | 5.2125 | 5.7976 | 6.2201 | 6.045 | 5.7348 | 5.4694 | 5.4175 | 5.121 | 4.8553
2049-10-29 | 4.7249 | 4.6058 | 4.4468 | 4.4165 | 4.3847 | 4.7092 | 4.8048 | 5.1276 | 5.2898 | 5.292 | 5.119 | 5.212 | 5.1278 | 4.9456 | 5.0946 | 5.4477 | 5.7682 | 6.1625 | 6.138 | 5.9853 | 5.7546 | 5.4702 | 5.2329 | 4.9393
2049-10-30 | 4.7928 | 4.6898 | 4.487 | 4.45 | 4.4851 | 4.6628 | 4.8222 | 4.9086 | 5.1395 | 5.1277 | 5.1067 | 5.2091 | 5.089 | 5.2151 | 5.1383 | 5.6716 | 5.9267 | 6.0824 | 6.0118 | 5.7732 | 5.4996 | 5.197 | 5.0278 | 4.6989
2049-10-31 | 4.6485 | 4.5298 | 4.4561 | 4.1757 | 4.1919 | 4.416 | 4.6041 | 4.7725 | 5.2284 | 5.0635 | 5.1438 | 4.9289 | 5.0119 | 4.9955 | 5.1529 | 5.2082 | 5.7718 | 6.1152 | 6.2569 | 5.9981 | 5.7517 | 5.4929 | 5.1517 | 4.8194
2049-11-01 | 4.6657 | 4.2687 | 4.2522 | 4.0769 | 4.3255 | 4.5316 | 4.6969 | 4.8518 | 5.0335 | 4.9387 | 4.8773 | 4.8414 | 5.0519 | 4.8131 | 4.8598 | 5.4118 | 5.8971 | 6.3007 | 6.4338 | 6.1955 | 5.8922 | 5.6019 | 5.3577 | 5.0338
2049-11-02 | 4.8556 | 4.5905 | 4.3477 | 4.2569 | 4.4182 | 4.8015 | 5.1408 | 5.1972 | 5.2992 | 5.2351 | 5.1299 | 5.0754 | 5.099 | 4.8279 | 5.1161 | 5.5536 | 5.9761 | 6.3347 | 6.3197 | 6.1419 | 5.7944 | 5.5972 | 5.2395 | 5.1061
2049-11-03 | 4.9441 | 4.7678 | 4.5759 | 4.4757 | 4.5228 | 4.9508 | 5.1923 | 5.3035 | 5.4867 | 5.1275 | 5.0463 | 5.1161 | 5.156 | 5.1831 | 5.0495 | 5.3494 | 5.8875 | 6.215 | 6.1969 | 6.0918 | 5.7351 | 5.5837 | 5.2254 | 4.9039
2049-11-04 | 4.8078 | 4.624 | 4.4932 | 4.5077 | 4.5069 | 4.733 | 5.1651 | 5.5593 | 5.5789 | 5.2066 | 5.2856 | 5.022 | 5.1887 | 4.7448 | 4.918 | 4.9217 | 4.8794 | 5.2796 | 5.754 | 5.8708 | 5.5375 | 5.4159 | 5.2246 | 4.9971
2049-11-05 | 4.5212 | 4.1919 | 4.2011 | 4.1184 | 4.4668 | 4.8672 | 5.0916 | 5.4202 | 5.5503 | 5.4031 | 5.3176 | 5.282 | 5.3753 | 5.0897 | 5.0561 | 5.456 | 5.6821 | 6.0154 | 5.9912 | 5.765 | 5.4307 | 5.2443 | 5.0052 | 4.6135
2049-11-06 | 4.4465 | 4.3714 | 4.2711 | 4.1964 | 4.4073 | 4.5011 | 4.7019 | 4.9538 | 5.2337 | 5.073 | 5.0249 | 4.9937 | 5.0118 | 5.0565 | 5.0719 | 5.2436 | 5.6548 | 6.0361 | 5.8959 | 5.508 | 5.2347 | 5.2055 | 4.9067 | 4.6353
2049-11-07 | 4.5083 | 4.4364 | 4.301 | 4.1441 | 4.2577 | 4.4313 | 4.497 | 4.7502 | 5.0162 | 4.9496 | 5.1683 | 4.9909 | 5.1259 | 5.1029 | 5.2875 | 5.3535 | 5.6972 | 5.8761 | 5.873 | 5.8228 | 5.4825 | 5.2942 | 4.9871 | 4.7694
2049-11-08 | 4.7858 | 4.5785 | 4.548 | 4.2387 | 4.3986 | 4.4941 | 4.6097 | 4.9016 | 5.138 | 5.0229 | 4.9843 | 4.9672 | 5.042 | 5.1567 | 5.1798 | 5.309 | 5.7021 | 6.0267 | 6.2203 | 5.9213 | 5.8192 | 5.5298 | 5.1474 | 4.9464
2049-11-09 | 5.1606 | 4.9567 | 4.6821 | 4.8061 | 4.9865 | 5.2292 | 5.193 | 5.4464 | 5.7987 | 5.5604 | 5.3328 | 5.4996 | 5.5636 | 5.4061 | 5.664 | 5.7783 | 6.2838 | 6.8271 | 6.8957 | 6.5697 | 6.0996 | 5.7979 | 5.4917 | 5.1674
2049-11-10 | 4.6679 | 4.4922 | 4.337 | 4.3333 | 4.2263 | 4.6465 | 4.879 | 4.7003 | 5.2382 | 4.9842 | 5.1241 | 5.0302 | 5.2782 | 5.001 | 5.2279 | 5.5341 | 5.7675 | 6.359 | 6.436 | 6.2473 | 5.9224 | 5.8034 | 5.3379 | 5.0472
2049-11-11 | 4.9074 | 4.7164 | 4.6248 | 4.4591 | 4.5319 | 4.7478 | 4.9571 | 5.5087 | 5.7151 | 5.2598 | 5.0181 | 4.9118 | 4.9868 | 5.1682 | 5.1334 | 5.4066 | 5.7866 | 6.1035 | 6.1737 | 5.9472 | 5.7461 | 5.6494 | 5.2373 | 4.8931
2049-11-12 | 4.7065 | 4.5976 | 4.5036 | 4.4402 | 4.5296 | 4.8917 | 5.0745 | 5.4492 | 5.4641 | 5.3455 | 5.2143 | 5.3018 | 5.5757 | 5.1571 | 5.3048 | 5.5267 | 5.8174 | 6.2707 | 6.3049 | 6.0776 | 5.7 | 5.6005 | 5.2078 | 4.8765
2049-11-13 | 4.8248 | 4.66 | 4.5434 | 4.4658 | 4.5359 | 4.8162 | 4.995 | 5.0782 | 5.457 | 5.099 | 5.1893 | 5.1998 | 5.1758 | 5.1829 | 5.1102 | 5.1093 | 5.3598 | 5.6725 | 5.6136 | 5.4078 | 5.2202 | 5.123 | 4.8702 | 4.6292
2049-11-14 | 4.5306 | 4.3574 | 4.4413 | 4.4398 | 4.4944 | 4.7184 | 4.9417 | 5.2097 | 5.3974 | 5.3684 | 5.2847 | 5.2927 | 5.3224 | 5.0195 | 4.9951 | 5.3734 | 5.6607 | 5.9919 | 5.9969 | 5.7768 | 5.4229 | 5.139 | 4.9314 | 4.5221
2049-11-15 | 4.5663 | 4.2994 | 4.2905 | 4.2019 | 4.3851 | 4.6307 | 4.7601 | 5.175 | 5.1552 | 4.9832 | 5.2018 | 5.1014 | 5.1053 | 5.038 | 5.4818 | 5.6636 | 6.0532 | 6.2389 | 6.4027 | 6.17 | 5.9732 | 5.7108 | 5.1908 | 5.0594
2049-11-16 | 4.8108 | 4.5072 | 4.2879 | 4.2066 | 4.4148 | 4.7987 | 5.0508 | 5.2236 | 5.2492 | 4.949 | 5.0282 | 5.1699 | 5.2999 | 4.9306 | 4.9706 | 5.2717 | 5.6813 | 5.9771 | 6.1064 | 5.9224 | 5.5627 | 5.4326 | 5.1858 | 4.9023
2049-11-17 | 4.6865 | 4.4411 | 4.2925 | 4.3204 | 4.3993 | 4.8181 | 5.2197 | 5.342 | 5.4572 | 5.1753 | 5.148 | 5.1802 | 5.4679 | 5.3528 | 5.2651 | 5.4017 | 5.8609 | 6.0301 | 5.9938 | 5.8274 | 5.5208 | 5.3428 | 5.1498 | 4.8752
2049-11-18 | 4.7845 | 4.5799 | 4.3812 | 4.3638 | 4.4277 | 4.653 | 4.8986 | 5.1361 | 5.1759 | 4.8803 | 5.0179 | 5.0013 | 4.9308 | 4.9902 | 5.0039 | 5.2435 | 5.5009 | 5.8348 | 6.0288 | 5.8693 | 5.5446 | 5.5437 | 5.2453 | 5.0257
2049-11-19 | 4.9013 | 4.7758 | 4.5654 | 4.5056 | 4.6494 | 4.9316 | 5.0665 | 5.187 | 5.634 | 5.2126 | 5.0791 | 4.8827 | 5.0882 | 5.2389 | 5.1554 | 5.218 | 5.4494 | 5.769 | 5.9344 | 5.6523 | 5.426 | 5.2568 | 5.1486 | 4.8389
2049-11-20 | 4.683 | 4.4924 | 4.3951 | 4.3628 | 4.2738 | 4.538 | 4.7397 | 5.0172 | 5.1924 | 4.9857 | 4.816 | 4.9385 | 4.8302 | 4.885 | 4.7962 | 4.9854 | 5.3937 | 5.6941 | 5.7322 | 5.5089 | 5.2117 | 4.9605 | 4.7219 | 4.5941
2049-11-21 | 4.564 | 4.4403 | 4.2024 | 4.1516 | 4.0786 | 4.376 | 4.688 | 4.8375 | 5.1602 | 5.1477 | 5.0453 | 4.9615 | 5.1792 | 5.3513 | 5.2552 | 5.4035 | 5.6819 | 6.095 | 6.0557 | 5.7821 | 5.4496 | 4.9842 | 4.7347 | 4.6268
2049-11-22 | 4.5875 | 4.2886 | 4.3117 | 4.0634 | 4.126 | 4.499 | 4.6253 | 4.9921 | 5.1236 | 5.0105 | 4.8428 | 4.8606 | 4.9311 | 4.8725 | 5.0945 | 5.4541 | 5.8663 | 5.9001 | 6.1401 | 6.0376 | 5.8961 | 5.6981 | 5.2323 | 5.0299
2049-11-23 | 4.8698 | 4.5921 | 4.3796 | 4.3126 | 4.4882 | 4.624 | 4.9121 | 5.1595 | 5.3823 | 5.2203 | 5.0419 | 5.0454 | 5.2766 | 5.3742 | 5.4657 | 5.5477 | 5.8969 | 6.0267 | 6.0686 | 5.9289 | 5.5446 | 5.3299 | 4.9882 | 4.6663
2049-11-24 | 4.5415 | 4.3478 | 4.1996 | 4.2528 | 4.3374 | 4.5108 | 4.7183 | 5.0425 | 5.3868 | 5.3788 | 5.3418 | 5.4069 | 5.5325 | 5.4763 | 5.5586 | 5.7315 | 5.9282 | 6.1423 | 6.1191 | 5.9081 | 5.4795 | 5.3145 | 5.1034 | 4.691
2049-11-25 | 4.5528 | 4.3542 | 4.2615 | 4.1999 | 4.335 | 4.5617 | 4.9055 | 5.2558 | 5.7815 | 5.5136 | 5.3188 | 5.2519 | 5.2298 | 5.2727 | 5.258 | 5.3815 | 5.8748 | 5.9809 | 5.9086 | 5.6894 | 5.439 | 5.3016 | 5.0617 | 4.6758
2049-11-26 | 4.4575 | 4.3553 | 4.1811 | 3.9806 | 4.0967 | 4.2307 | 4.4812 | 4.6342 | 5.0161 | 4.9183 | 4.8818 | 4.7054 | 4.855 | 5.0259 | 5.1161 | 5.3548 | 5.5744 | 5.7274 | 5.6418 | 5.404 | 5.3421 | 5.2259 | 4.7306 | 4.5185
2049-11-27 | 4.5569 | 4.4659 | 4.1047 | 4.1748 | 4.2357 | 4.3246 | 4.5485 | 4.8354 | 5.0588 | 4.9408 | 4.7278 | 4.7443 | 4.7975 | 4.7485 | 4.911 | 5.0682 | 5.3783 | 5.57 | 5.512 | 5.4009 | 5.1559 | 5.0457 | 4.7607 | 4.6372
2049-11-28 | 4.0776 | 3.9238 | 3.9003 | 3.8347 | 3.8086 | 3.9832 | 4.2557 | 4.6278 | 4.7632 | 4.6775 | 4.3549 | 4.2798 | 4.3766 | 4.2311 | 4.4177 | 4.4229 | 4.7235 | 5.1527 | 5.2151 | 5.1733 | 4.8906 | 4.605 | 4.2224 | 4.0603
2049-11-29 | 4.1176 | 3.8298 | 3.8101 | 3.627 | 3.6731 | 3.9559 | 4.2741 | 4.5835 | 4.7843 | 4.8034 | 4.3716 | 4.4049 | 4.4833 | 4.4936 | 4.6423 | 4.7225 | 5.0215 | 5.3873 | 5.5296 | 5.2801 | 4.9076 | 4.5595 | 4.3047 | 4.152
2049-11-30 | 4.0639 | 3.82 | 3.5503 | 3.5017 | 3.6422 | 4.0412 | 4.3191 | 4.5505 | 4.7659 | 4.7081 | 4.4622 | 4.4053 | 4.6308 | 4.3122 | 4.5369 | 4.7232 | 4.8674 | 5.2003 | 5.4243 | 5.4273 | 5.1405 | 4.9445 | 4.5228 | 4.2861
2049-12-01 | 4.2084 | 4.0366 | 3.9028 | 3.8153 | 3.922 | 4.3975 | 4.8283 | 4.964 | 4.9144 | 4.8961 | 4.84 | 4.6336 | 4.6238 | 4.6411 | 4.7654 | 4.8247 | 5.1742 | 5.493 | 5.8755 | 5.4735 | 4.9657 | 4.7563 | 4.3737 | 4.0237
2049-12-02 | 3.9696 | 3.875 | 3.7161 | 3.6714 | 3.7379 | 4.2521 | 4.6291 | 4.8209 | 4.6924 | 4.4425 | 4.4368 | 4.5019 | 4.5221 | 4.4138 | 4.5867 | 4.7752 | 4.999 | 5.4681 | 5.812 | 5.8194 | 5.5917 | 5.3241 | 4.835 | 4.5122
2049-12-03 | 4.3534 | 4.2662 | 4.0218 | 3.9395 | 4.0327 | 4.4231 | 4.7863 | 5.1572 | 5.0279 | 4.658 | 4.5798 | 4.527 | 4.6121 | 4.5075 | 4.6037 | 4.614 | 4.9668 | 5.2657 | 5.3618 | 5.1322 | 4.916 | 4.6851 | 4.5461 | 4.2802
2049-12-04 | 4.0994 | 3.9434 | 3.8141 | 3.6747 | 3.7611 | 4.1434 | 4.2435 | 4.5881 | 4.6693 | 4.7034 | 4.619 | 4.6582 | 4.617 | 4.5204 | 4.7747 | 4.9264 | 4.9684 | 5.2179 | 5.2529 | 5.0497 | 4.9989 | 4.8421 | 4.5312 | 4.2978
2049-12-05 | 4.2103 | 4.0467 | 3.9663 | 3.928 | 3.9718 | 4.1977 | 4.3321 | 4.6625 | 4.8727 | 4.8629 | 4.7234 | 4.4444 | 4.5222 | 4.5183 | 4.6099 | 4.7048 | 5.0726 | 5.4443 | 5.6535 | 5.169 | 4.9076 | 4.6058 | 4.3649 | 4.048
2049-12-06 | 3.9956 | 3.7999 | 3.7298 | 3.6004 | 3.66 | 4.0041 | 4.1993 | 4.5429 | 4.9209 | 4.6571 | 4.5756 | 4.6354 | 4.7156 | 4.5875 | 4.5121 | 4.8046 | 5.2246 | 5.4284 | 5.5532 | 5.2699 | 5.3587 | 5.0208 | 4.6175 | 4.39
2049-12-07 | 4.252 | 4.2156 | 3.8879 | 3.7507 | 3.8309 | 4.1327 | 4.3199 | 4.8837 | 4.9382 | 4.7954 | 4.6017 | 4.7025 | 4.6423 | 4.5625 | 4.5635 | 4.7822 | 5.0667 | 5.6299 | 5.8958 | 5.8182 | 5.3096 | 5.0811 | 4.7152 | 4.47
2049-12-08 | 4.3354 | 4.0327 | 3.8587 | 3.8324 | 3.926 | 4.3452 | 4.6539 | 5.0337 | 5.1973 | 5.2206 | 5.0795 | 5.2097 | 5.1101 | 5.1612 | 5.2048 | 5.2296 | 5.2198 | 5.5431 | 5.7619 | 5.5027 | 5.0357 | 4.8255 | 4.5589 | 4.3106
2049-12-09 | 4.2233 | 4.1068 | 3.9721 | 3.9254 | 4.0116 | 4.4275 | 4.8151 | 5.0375 | 4.9476 | 4.8303 | 4.8015 | 4.5628 | 4.4712 | 4.4186 | 4.5852 | 4.7426 | 5.0336 | 5.4948 | 5.6726 | 5.4805 | 5.1089 | 4.8407 | 4.5575 | 4.3226
2049-12-10 | 4.1248 | 3.9832 | 3.9055 | 3.7674 | 3.7799 | 4.1867 | 4.5626 | 4.8155 | 4.9073 | 5.1389 | 4.9361 | 4.7805 | 4.804 | 4.9004 | 5.0734 | 5.2468 | 5.5216 | 5.6717 | 5.6078 | 5.3335 | 5.1012 | 4.9021 | 4.597 | 4.267
2049-12-11 | 4.0335 | 3.8952 | 3.7619 | 3.5896 | 3.6758 | 3.9179 | 4.0776 | 4.4708 | 4.5684 | 4.4986 | 4.2997 | 4.3926 | 4.3522 | 4.3656 | 4.5348 | 4.6053 | 4.9523 | 5.2313 | 5.3995 | 5.2054 | 4.884 | 4.6862 | 4.3981 | 4.2266
2049-12-12 | 4.0023 | 3.8499 | 3.7034 | 3.5051 | 3.5626 | 3.6803 | 3.947 | 4.3486 | 4.6525 | 4.6556 | 4.5966 | 4.5002 | 4.6025 | 4.5135 | 4.7654 | 4.8311 | 5.1433 | 5.7081 | 5.8604 | 5.6988 | 5.0881 | 4.8436 | 4.5558 | 4.2249
2049-12-13 | 4.2215 | 3.9374 | 3.8976 | 3.7351 | 3.6866 | 3.969 | 4.1676 | 4.581 | 4.5167 | 4.4932 | 4.4904 | 4.4549 | 4.6095 | 4.3325 | 4.3377 | 4.3967 | 5.0864 | 5.5355 | 5.7468 | 5.5919 | 5.3471 | 5.0081 | 4.5371 | 4.3258
2049-12-14 | 4.3882 | 4.2157 | 3.8244 | 3.7098 | 3.8132 | 4.1536 | 4.2164 | 4.6422 | 4.6925 | 4.6266 | 4.4467 | 4.5739 | 4.5595 | 4.4116 | 4.4646 | 4.5777 | 4.8032 | 5.2922 | 5.5499 | 5.4465 | 5.0487 | 4.8984 | 4.616 | 4.3468
2049-12-15 | 4.1991 | 3.9979 | 3.8274 | 3.7052 | 3.7887 | 4.1788 | 4.3389 | 4.8207 | 4.8755 | 4.7621 | 4.5849 | 4.4851 | 4.6468 | 4.4979 | 4.5546 | 4.6284 | 5.1789 | 5.4812 | 5.4697 | 5.601 | 5.2815 | 4.9403 | 4.5307 | 4.1818
2049-12-16 | 4.0894 | 3.8911 | 3.6996 | 3.5913 | 3.7293 | 4.1121 | 4.5408 | 4.7362 | 4.7875 | 4.6557 | 4.395 | 4.3297 | 4.3417 | 4.3017 | 4.363 | 4.63 | 4.9798 | 5.463 | 5.8939 | 5.7788 | 5.2611 | 5.0235 | 4.6688 | 4.462
2049-12-17 | 4.2244 | 3.9937 | 3.8877 | 3.7707 | 3.9214 | 4.2661 | 4.3862 | 4.6559 | 4.691 | 4.5811 | 4.5481 | 4.8241 | 4.7363 | 4.6029 | 4.4698 | 4.9075 | 5.2112 | 5.689 | 5.841 | 5.7493 | 5.4353 | 5.054 | 4.7434 | 4.4828
2049-12-18 | 4.3965 | 4.2048 | 4.0448 | 3.9414 | 4.0035 | 4.1416 | 4.2939 | 4.5314 | 4.5835 | 4.6078 | 4.5014 | 4.7438 | 4.6781 | 4.6515 | 4.7755 | 5.1702 | 5.1628 | 5.6156 | 5.7826 | 5.6102 | 5.236 | 5.1281 | 4.6234 | 4.3955
2049-12-19 | 4.3648 | 4.1955 | 4.0625 | 3.9397 | 3.8608 | 3.9531 | 4.1717 | 4.3613 | 4.4818 | 4.5648 | 4.6229 | 4.5822 | 4.6024 | 4.5693 | 4.6049 | 4.7727 | 5.1444 | 5.6676 | 5.8171 | 5.7261 | 5.3211 | 4.9354 | 4.5276 | 4.2514
2049-12-20 | 4.3449 | 4.0636 | 3.9501 | 3.7684 | 3.8396 | 4.0185 | 4.235 | 4.4898 | 4.8731 | 5.0229 | 5.0746 | 5.2217 | 5.1972 | 5.1452 | 5.3764 | 5.4764 | 5.6341 | 6.1639 | 6.2819 | 5.934 | 5.7448 | 5.3367 | 5.1089 | 4.8026
2049-12-21 | 4.5671 | 4.2687 | 3.9202 | 3.7615 | 3.8346 | 3.9645 | 4.1035 | 4.4572 | 4.8092 | 4.8694 | 5.0592 | 4.9235 | 4.9044 | 4.9783 | 5.0447 | 5.0449 | 5.3659 | 5.8152 | 6.0114 | 5.8722 | 5.4089 | 5.2265 | 4.9174 | 4.7195
2049-12-22 | 4.5908 | 4.3893 | 4.1958 | 4.1349 | 4.2731 | 4.5291 | 4.6975 | 4.9993 | 5.3377 | 5.022 | 5.2647 | 5.3349 | 5.4478 | 5.2585 | 5.5521 | 5.5461 | 6.0659 | 6.2927 | 6.5215 | 6.4586 | 5.7872 | 5.4058 | 4.9813 | 4.4614
2049-12-23 | 4.3079 | 4.1045 | 3.9546 | 3.8668 | 3.9028 | 4.2302 | 4.4987 | 4.8084 | 5.1294 | 4.9121 | 5.0562 | 5.1683 | 5.154 | 5.1883 | 5.3957 | 5.4069 | 5.8505 | 6.255 | 6.3088 | 6.1604 | 5.705 | 5.5744 | 5.2138 | 4.6132
2049-12-24 | 4.4191 | 4.2368 | 4.0781 | 3.8824 | 4.0131 | 4.2736 | 4.4527 | 4.8834 | 5.2723 | 5.3656 | 5.5138 | 5.6458 | 5.7452 | 5.5317 | 5.6598 | 5.6779 | 6.0881 | 6.5298 | 6.5475 | 6.2086 | 5.9003 | 5.7267 | 5.3477 | 4.7512
2049-12-25 | 4.584 | 4.4372 | 4.4206 | 4.193 | 4.0208 | 4.2776 | 4.5429 | 4.9324 | 5.0786 | 5.0964 | 5.1172 | 5.0234 | 5.1148 | 4.9964 | 5.0829 | 5.2384 | 5.7074 | 6.1506 | 6.2483 | 6.1068 | 5.7681 | 5.5416 | 5.0135 | 4.6312
2049-12-26 | 4.397 | 4.2051 | 4.0906 | 4.1096 | 3.9413 | 4.063 | 4.3383 | 4.7573 | 5.0948 | 5.0361 | 5.0455 | 5.0496 | 5.2235 | 4.8732 | 5.2628 | 5.5297 | 5.818 | 6.3124 | 6.4128 | 6.3266 | 5.7941 | 5.6313 | 5.2799 | 4.784
2049-12-27 | 4.58 | 4.3093 | 4.2409 | 3.9748 | 4.1195 | 4.1705 | 4.1948 | 4.5427 | 4.9398 | 5.0011 | 5.1491 | 5.182 | 5.111 | 4.7904 | 5.0648 | 5.2095 | 5.7559 | 6.2274 | 6.3657 | 6.1837 | 5.8481 | 5.6784 | 5.414 | 4.9434
2049-12-28 | 4.505 | 4.2116 | 3.7868 | 3.7324 | 3.8146 | 4.0041 | 4.0873 | 4.3497 | 4.6973 | 4.6374 | 4.8225 | 4.8681 | 4.9163 | 4.9506 | 5.0405 | 5.1143 | 5.3384 | 5.8052 | 5.9712 | 5.7929 | 5.3779 | 5.1978 | 4.8906 | 4.656
2049-12-29 | 4.5891 | 4.3946 | 4.1952 | 4.1727 | 4.3468 | 4.5414 | 4.6975 | 4.9994 | 5.3283 | 5.0198 | 5.2622 | 5.325 | 5.3655 | 5.2104 | 5.5742 | 5.6307 | 6.0452 | 6.2815 | 6.5205 | 6.4381 | 5.7802 | 5.3926 | 4.958 | 4.4402
2049-12-30 | 4.2993 | 4.0923 | 3.9574 | 3.9467 | 3.996 | 4.3309 | 4.5256 | 4.8333 | 5.1782 | 4.941 | 5.065 | 5.2073 | 5.0909 | 5.15 | 5.3854 | 5.4846 | 5.8654 | 6.2446 | 6.3311 | 6.1991 | 5.7019 | 5.564 | 5.2086 | 4.6044
2049-12-31 | 4.7762 | 4.5378 | 4.389 | 4.2046 | 4.324 | 4.5947 | 4.7857 | 5.2111 | 5.5525 | 5.6765 | 5.8995 | 6.0916 | 6.1047 | 5.8326 | 5.9649 | 6.0726 | 6.5414 | 6.9955 | 7.0249 | 6.6142 | 6.2485 | 6.1422 | 5.6751 | 5.0438
2050-01-01 | 4.2534 | 4.1924 | 4.0348 | 3.9436 | 3.9791 | 4.1828 | 4.5163 | 4.6499 | 4.6941 | 4.4614 | 4.3294 | 4.2202 | 4.393 | 4.4935 | 4.5712 | 4.8616 | 5.2789 | 5.4569 | 5.5655 | 5.4557 | 5.1524 | 5.0213 | 4.5858 | 4.3683
2050-01-02 | 4.2362 | 4.0763 | 3.9671 | 3.8826 | 3.868 | 4.091 | 4.2152 | 4.2399 | 4.5525 | 4.4134 | 4.2522 | 4.1235 | 4.2566 | 4.5348 | 4.627 | 4.7833 | 5.1455 | 5.4934 | 5.5711 | 5.4698 | 5.2096 | 4.8532 | 4.5592 | 4.3805
2050-01-03 | 4.2584 | 4.1648 | 3.9922 | 3.9148 | 3.9544 | 4.1671 | 4.4687 | 4.6225 | 4.6068 | 4.4306 | 4.4619 | 4.5205 | 4.5648 | 4.5797 | 5.0676 | 5.2188 | 5.5194 | 5.9307 | 5.9095 | 5.7507 | 5.3188 | 4.9977 | 4.5872 | 4.2251
2050-01-04 | 4.1423 | 4.0384 | 4.0223 | 4.0349 | 3.9646 | 4.1317 | 4.3504 | 4.4607 | 4.5603 | 4.2586 | 4.2711 | 4.2966 | 4.4636 | 4.6854 | 5.2078 | 5.1995 | 5.2688 | 5.6694 | 5.9673 | 5.7601 | 5.2927 | 5.0057 | 4.5109 | 4.1861
2050-01-05 | 4.255 | 4.0842 | 4.0021 | 3.8334 | 3.9307 | 4.2576 | 4.4849 | 4.8079 | 4.755 | 4.5533 | 4.4687 | 4.5772 | 4.6137 | 4.8213 | 4.8681 | 4.8872 | 5.1982 | 5.6448 | 5.9596 | 5.601 | 5.5306 | 5.0646 | 4.7683 | 4.5086
2050-01-06 | 4.6128 | 4.4172 | 4.1906 | 4.1212 | 4.21 | 4.5361 | 4.8306 | 5.1908 | 5.0005 | 5.113 | 5.2567 | 4.9297 | 4.909 | 4.9147 | 4.9864 | 4.9856 | 5.4478 | 6.156 | 6.4912 | 6.2616 | 5.6663 | 5.4861 | 5.0266 | 4.9062
2050-01-07 | 4.3046 | 4.0877 | 3.9356 | 3.8844 | 3.9926 | 4.3085 | 4.7378 | 4.8405 | 4.7594 | 4.7784 | 4.6977 | 4.9542 | 4.8668 | 4.9262 | 4.8692 | 4.9525 | 5.1372 | 5.7326 | 5.8237 | 5.5079 | 5.1617 | 4.9133 | 4.5199 | 4.4885
2050-01-08 | 4.2766 | 3.9298 | 3.8078 | 3.7922 | 3.7167 | 4.0236 | 4.226 | 4.5557 | 4.8142 | 4.8592 | 4.5681 | 4.6809 | 4.8432 | 4.6042 | 4.6683 | 4.9377 | 5.2367 | 5.6185 | 5.7095 | 5.6166 | 5.2672 | 4.9347 | 4.6097 | 4.5608
2050-01-09 | 4.2357 | 3.9953 | 3.8467 | 3.8238 | 3.8194 | 4.0867 | 4.215 | 4.4459 | 4.8373 | 4.9939 | 5.0684 | 4.8832 | 4.8014 | 4.6937 | 4.8598 | 5.0431 | 5.1348 | 5.451 | 5.8582 | 5.7337 | 5.2492 | 4.8816 | 4.5267 | 4.2087
2050-01-10 | 4.142 | 4.0163 | 3.833 | 3.742 | 3.8377 | 4.0635 | 4.4415 | 4.8979 | 4.9388 | 4.7872 | 4.863 | 4.7189 | 4.8748 | 4.9061 | 4.9157 | 4.7319 | 5.0347 | 5.6812 | 5.8612 | 5.5769 | 5.3188 | 5.2396 | 4.4516 | 4.1801
2050-01-11 | 4.0763 | 3.9712 | 3.8362 | 3.8089 | 3.8488 | 4.0251 | 4.3128 | 4.4946 | 4.4656 | 4.3111 | 4.1746 | 4.3198 | 4.3799 | 4.2457 | 4.3505 | 4.3011 | 4.4052 | 4.9579 | 5.3546 | 5.319 | 5.0521 | 4.6647 | 4.2987 | 3.9536
2050-01-12 | 4.0242 | 3.9583 | 3.9556 | 3.7657 | 3.8869 | 4.1947 | 4.5697 | 4.7688 | 4.6498 | 4.5946 | 4.4874 | 4.8101 | 4.5792 | 4.4813 | 4.504 | 4.4971 | 4.8174 | 5.189 | 5.7286 | 5.5341 | 5.2194 | 4.8448 | 4.549 | 4.2273
2050-01-13 | 4.1333 | 3.9286 | 3.6549 | 3.6273 | 3.7385 | 4.1357 | 4.4809 | 4.7603 | 4.6789 | 4.5629 | 4.6938 | 4.8464 | 4.594 | 4.514 | 4.3762 | 4.703 | 5.0975 | 5.4543 | 5.5655 | 5.476 | 5.1332 | 5.0138 | 4.5759 | 4.1706
2050-01-14 | 4.2051 | 4.0357 | 3.9012 | 3.8658 | 3.9063 | 4.2791 | 4.8842 | 5.14 | 4.9884 | 4.8757 | 4.9002 | 4.8691 | 4.87 | 4.8798 | 4.8741 | 4.8696 | 5.0047 | 5.4278 | 5.5419 | 5.3341 | 4.906 | 4.8155 | 4.5691 | 4.207
2050-01-15 | 4.1017 | 3.9202 | 3.7528 | 3.6937 | 3.7334 | 4.0677 | 4.3871 | 4.6203 | 4.8905 | 4.6703 | 4.4119 | 4.4322 | 4.5827 | 4.6997 | 4.8398 | 4.9914 | 5.1101 | 5.4552 | 5.6005 | 5.4799 | 5.0631 | 4.8837 | 4.6034 | 4.2499
2050-01-16 | 4.1176 | 3.8869 | 3.7264 | 3.6763 | 3.7025 | 4.0095 | 4.3274 | 4.646 | 4.9642 | 4.8427 | 4.6159 | 4.7386 | 4.8667 | 4.7861 | 5.1165 | 5.1814 | 5.3796 | 5.6308 | 5.8668 | 5.7742 | 5.2539 | 4.9418 | 4.5834 | 4.1925
2050-01-17 | 4.1002 | 3.9868 | 3.9043 | 3.7695 | 3.8041 | 4.1283 | 4.3861 | 4.6563 | 4.6628 | 4.3842 | 4.1548 | 4.3915 | 4.2928 | 4.4365 | 4.4831 | 4.7519 | 4.8671 | 5.2957 | 5.6466 | 5.6112 | 4.9852 | 4.78 | 4.3847 | 4.0771
2050-01-18 | 3.9449 | 3.8822 | 3.8089 | 3.7559 | 3.7847 | 4.0149 | 4.3511 | 4.6538 | 4.497 | 4.5088 | 4.7076 | 4.7524 | 5.0121 | 4.7281 | 4.4186 | 4.7238 | 4.9293 | 5.5927 | 5.8243 | 5.221 | 5.2742 | 5.1465 | 4.643 | 4.221
2050-01-19 | 4.2495 | 3.9943 | 3.9134 | 3.7454 | 3.8403 | 4.1163 | 4.4667 | 4.6496 | 4.3748 | 4.2932 | 4.2694 | 4.2157 | 4.6162 | 4.6198 | 4.6946 | 5.1124 | 5.4903 | 5.8593 | 6.061 | 5.7627 | 5.6336 | 5.1671 | 4.8243 | 4.3691
2050-01-20 | 4.2192 | 3.9905 | 3.756 | 3.6423 | 3.7135 | 4.1199 | 4.5017 | 4.8619 | 4.6497 | 4.4676 | 4.7386 | 4.8444 | 4.8008 | 4.6443 | 5.1217 | 5.3521 | 5.5068 | 5.789 | 5.9224 | 5.618 | 5.2737 | 4.8561 | 4.5781 | 4.3
2050-01-21 | 4.0886 | 3.9228 | 3.8452 | 3.798 | 4.0707 | 4.3677 | 4.8703 | 5.0562 | 5.0917 | 4.8657 | 4.9643 | 5.0555 | 5.0269 | 5.106 | 5.1863 | 4.9598 | 5.4326 | 5.9383 | 5.9444 | 5.6073 | 5.3082 | 5.3252 | 4.9386 | 4.6229
2050-01-22 | 4.4421 | 4.3281 | 3.9325 | 3.8314 | 3.8347 | 4.1578 | 4.3711 | 4.6837 | 4.9057 | 4.5761 | 4.3204 | 4.2042 | 4.1531 | 4.0914 | 4.0745 | 4.1653 | 4.5304 | 5.1108 | 5.3807 | 5.2712 | 4.9784 | 4.8344 | 4.5221 | 4.2607
2050-01-23 | 4.1497 | 3.9601 | 3.8253 | 3.6231 | 3.6137 | 3.9032 | 4.0928 | 4.2973 | 4.5548 | 4.5079 | 4.4016 | 4.4265 | 4.483 | 4.3669 | 4.015 | 4.23 | 4.7223 | 5.1154 | 5.3725 | 5.4775 | 5.19 | 4.7473 | 4.4539 | 4.1379
2050-01-24 | 4.0875 | 3.9671 | 3.842 | 3.7581 | 3.8356 | 4.171 | 4.4912 | 4.8389 | 4.6644 | 4.3708 | 4.1554 | 4.2012 | 4.1154 | 4.1644 | 3.9976 | 4.0969 | 4.566 | 5.1889 | 5.5112 | 5.5 | 5.2938 | 4.8745 | 4.3607 | 4.0968
2050-01-25 | 4.0358 | 3.9554 | 3.8869 | 3.7983 | 3.8539 | 4.1551 | 4.7317 | 4.8127 | 4.7804 | 4.7344 | 4.4815 | 4.5122 | 4.6428 | 4.411 | 4.954 | 5.1976 | 5.5875 | 5.6871 | 5.8509 | 5.7088 | 5.4446 | 5.0839 | 4.4572 | 4.1839
2050-01-26 | 4.2269 | 4.0247 | 3.9688 | 3.773 | 3.8491 | 4.2815 | 4.5838 | 4.9649 | 5.0074 | 5.0386 | 4.8811 | 4.5176 | 4.5335 | 4.6135 | 4.591 | 4.517 | 5.2183 | 5.4963 | 5.6993 | 5.6947 | 5.6271 | 5.2248 | 4.7132 | 4.5446
2050-01-27 | 4.3858 | 4.2156 | 3.9538 | 3.8868 | 3.9644 | 4.3262 | 4.7066 | 5.1666 | 5.2896 | 4.7989 | 4.5572 | 4.7039 | 5.1888 | 5.0018 | 4.9988 | 5.1173 | 5.3844 | 5.5971 | 5.8806 | 5.6336 | 5.1559 | 4.9317 | 4.5229 | 4.2449
2050-01-28 | 4.1262 | 3.985 | 3.8189 | 3.7572 | 3.8543 | 4.2608 | 4.6715 | 4.9174 | 5.0385 | 4.9148 | 4.8236 | 5.0879 | 5.1529 | 4.8222 | 5.305 | 5.2771 | 5.296 | 5.8871 | 5.854 | 5.4362 | 4.9523 | 4.9693 | 4.7453 | 4.2974
2050-01-29 | 4.1989 | 4.0547 | 3.8474 | 3.7771 | 3.8352 | 4.2052 | 4.393 | 4.7976 | 5.0723 | 4.9736 | 5.0539 | 5.1073 | 4.9646 | 4.8129 | 5.0009 | 4.9316 | 5.1351 | 5.4822 | 5.5368 | 5.561 | 5.3827 | 5.1819 | 4.6782 | 4.3504
2050-01-30 | 4.1089 | 3.9524 | 3.7928 | 3.6949 | 3.7423 | 4.0399 | 4.2578 | 4.5975 | 5.0033 | 4.9293 | 4.7439 | 4.8509 | 4.6352 | 4.5062 | 4.4892 | 4.3549 | 4.513 | 5.2974 | 5.603 | 5.481 | 5.1471 | 4.7678 | 4.4908 | 4.1061
2050-01-31 | 4.0017 | 3.8875 | 3.7607 | 3.6166 | 3.6922 | 4.1567 | 4.6179 | 5.0768 | 5.1969 | 5.035 | 4.8047 | 4.6282 | 4.7553 | 4.6911 | 4.91 | 5.2872 | 5.396 | 5.641 | 5.8032 | 5.5848 | 5.3437 | 5.0237 | 4.4612 | 4.2101
2050-02-01 | 3.9812 | 3.8762 | 3.8216 | 3.8536 | 3.9371 | 4.2086 | 4.6065 | 4.8236 | 4.9817 | 4.7956 | 4.5986 | 4.7036 | 4.7843 | 4.7344 | 4.9416 | 4.8265 | 5.1882 | 5.3363 | 5.6396 | 5.8074 | 5.3439 | 4.8451 | 4.3751 | 4.0985
2050-02-02 | 4.1597 | 3.9599 | 3.8468 | 3.6731 | 3.729 | 4.0402 | 4.603 | 4.8701 | 4.8802 | 5.0127 | 5.0902 | 5.0228 | 4.8019 | 4.723 | 5.1636 | 5.0324 | 5.6734 | 5.9329 | 6.4076 | 6.1989 | 5.9521 | 5.5019 | 4.9933 | 4.9344
2050-02-03 | 4.6528 | 4.2478 | 4.0221 | 3.9535 | 4.1117 | 4.5996 | 4.9257 | 5.5066 | 5.6456 | 5.3776 | 5.501 | 5.42 | 4.931 | 4.9867 | 4.9523 | 5.2299 | 5.3564 | 5.6104 | 5.8146 | 5.7548 | 5.1862 | 4.9944 | 4.7575 | 4.3057
2050-02-04 | 4.0095 | 3.8323 | 3.7241 | 3.6684 | 3.7871 | 4.2565 | 4.8399 | 5.1318 | 5.0294 | 4.6427 | 4.5775 | 4.5749 | 4.6971 | 4.6544 | 4.644 | 4.5397 | 5.3613 | 5.7289 | 5.7286 | 5.5006 | 5.2149 | 5.2119 | 4.7584 | 4.4676
2050-02-05 | 4.2028 | 4.0441 | 3.7836 | 3.7308 | 3.7601 | 4.0455 | 4.4356 | 4.9395 | 5.1708 | 4.697 | 4.177 | 4.2942 | 4.4549 | 4.3501 | 4.3952 | 4.557 | 4.7675 | 5.2882 | 5.3787 | 5.3337 | 4.7215 | 4.5558 | 4.5017 | 4.2073
2050-02-06 | 3.9142 | 3.7269 | 3.563 | 3.4867 | 3.5337 | 3.7628 | 3.9745 | 4.3342 | 4.8294 | 4.8805 | 4.8027 | 4.7626 | 4.63 | 4.8145 | 4.5901 | 4.9146 | 5.0738 | 5.4719 | 5.7674 | 5.5551 | 5.2147 | 4.9956 | 4.6267 | 4.3138
2050-02-07 | 4.2095 | 4.0451 | 3.7767 | 3.7066 | 3.7424 | 4.1648 | 4.6236 | 4.8934 | 4.8314 | 4.3762 | 4.1173 | 3.9159 | 3.8856 | 3.7267 | 3.6934 | 4.057 | 4.651 | 5.2451 | 5.5443 | 5.4311 | 5.0443 | 4.83 | 4.3456 | 3.9323
2050-02-08 | 3.8324 | 3.7668 | 3.6837 | 3.6126 | 3.6325 | 4.0974 | 4.5781 | 4.9552 | 4.9259 | 4.6454 | 4.367 | 4.2752 | 4.2234 | 4.1338 | 4.1703 | 4.2067 | 4.739 | 5.4154 | 5.5661 | 5.7122 | 5.3831 | 4.9726 | 4.4013 | 3.9796
2050-02-09 | 3.9784 | 3.7804 | 3.7652 | 3.5663 | 3.6386 | 4.1385 | 4.2895 | 4.7815 | 4.7644 | 4.5594 | 4.2072 | 4.13 | 4.023 | 3.875 | 4.0126 | 4.3115 | 4.9008 | 5.2405 | 5.7713 | 5.5634 | 5.3052 | 4.7962 | 4.5136 | 4.3175
2050-02-10 | 4.2012 | 3.9974 | 3.7127 | 3.6629 | 3.7483 | 4.1477 | 4.417 | 4.7573 | 4.8227 | 4.8349 | 4.6991 | 4.3524 | 4.3687 | 4.193 | 4.2852 | 4.3795 | 4.7314 | 5.0984 | 5.5952 | 5.501 | 5.0052 | 4.8944 | 4.5768 | 4.1415
2050-02-11 | 3.9295 | 3.7595 | 3.6262 | 3.5802 | 3.6549 | 3.9577 | 4.2169 | 4.5696 | 4.9249 | 4.7868 | 4.6494 | 4.3775 | 4.3051 | 4.1629 | 4.2896 | 4.3507 | 4.6428 | 5.1486 | 5.4794 | 5.5903 | 5.2471 | 5.2126 | 4.8373 | 4.3877
2050-02-12 | 4.1856 | 3.9865 | 3.818 | 3.7143 | 3.8518 | 4.1291 | 4.2981 | 4.658 | 5.0883 | 4.7376 | 4.4997 | 4.481 | 4.6375 | 3.9123 | 4.2489 | 4.3692 | 4.7326 | 5.1808 | 5.5769 | 5.5584 | 5.2221 | 5.0866 | 4.6521 | 4.2578
2050-02-13 | 3.898 | 3.7366 | 3.625 | 3.5186 | 3.558 | 3.7712 | 3.8534 | 4.3327 | 4.6788 | 4.5329 | 4.506 | 4.2177 | 4.3666 | 4.4068 | 4.6811 | 4.8281 | 4.8289 | 5.2252 | 5.4903 | 5.5409 | 5.2406 | 4.9824 | 4.7124 | 4.2861
2050-02-14 | 4.0509 | 3.92 | 3.7912 | 3.6329 | 3.6886 | 3.9256 | 4.0103 | 4.4873 | 4.6768 | 4.4562 | 4.2609 | 4.2066 | 4.1688 | 4.1118 | 4.4103 | 4.7153 | 5.3383 | 5.4721 | 5.438 | 5.4753 | 5.1003 | 4.9041 | 4.4263 | 4.0296
2050-02-15 | 3.9469 | 3.849 | 3.7681 | 3.743 | 3.7827 | 3.9841 | 4.3729 | 4.6578 | 5.0811 | 4.8917 | 4.8915 | 4.7084 | 4.6965 | 4.6393 | 4.5678 | 4.5362 | 4.7849 | 5.4195 | 5.4305 | 5.376 | 5.0302 | 4.7276 | 4.3265 | 4.0054
2050-02-16 | 4.0037 | 3.7945 | 3.8662 | 3.6674 | 3.8321 | 4.3201 | 4.5525 | 4.9959 | 5.1355 | 4.8996 | 4.8645 | 4.9352 | 4.9882 | 4.8873 | 4.8082 | 4.64 | 5.0402 | 5.4254 | 5.8394 | 5.6365 | 5.2894 | 5.2134 | 4.6336 | 4.2089
2050-02-17 | 4.1096 | 3.9418 | 3.7421 | 3.6182 | 3.6725 | 4.1088 | 4.2995 | 4.6169 | 4.7267 | 4.4643 | 4.475 | 4.6697 | 4.4762 | 4.5383 | 4.7058 | 5.0437 | 5.3446 | 5.7932 | 6.0804 | 5.7334 | 5.3967 | 4.9645 | 4.4258 | 4.1458
2050-02-18 | 3.8961 | 3.6722 | 3.5485 | 3.5711 | 3.6741 | 4.1279 | 4.5648 | 4.7766 | 4.609 | 4.4266 | 4.8727 | 4.9701 | 5.0831 | 4.8846 | 4.9084 | 5.1863 | 5.6494 | 6.1732 | 6.1334 | 5.9682 | 5.7362 | 5.4616 | 4.9456 | 4.5657
2050-02-19 | 4.2179 | 3.9212 | 3.8201 | 3.6623 | 3.6917 | 4.0125 | 4.2443 | 4.6289 | 4.9447 | 4.8635 | 4.7035 | 4.5179 | 4.4467 | 4.4832 | 4.2719 | 4.5654 | 5.0449 | 5.3267 | 5.4251 | 5.5689 | 5.0917 | 4.7635 | 4.5466 | 4.1346
2050-02-20 | 4.0149 | 3.7112 | 3.6117 | 3.589 | 3.6389 | 3.8527 | 4.0039 | 4.3796 | 4.7293 | 4.7278 | 4.4718 | 4.193 | 4.3086 | 4.322 | 4.4566 | 4.755 | 5.0139 | 5.6456 | 5.7863 | 5.7941 | 5.3765 | 5.0122 | 4.5224 | 4.1944
2050-02-21 | 4.0558 | 4.0137 | 3.8127 | 3.6089 | 3.6089 | 3.8711 | 4.5048 | 4.9518 | 4.7753 | 4.4044 | 4.1726 | 4.3534 | 4.6255 | 4.4083 | 4.3795 | 4.6217 | 4.9059 | 5.3475 | 5.7101 | 5.5313 | 5.0893 | 4.7794 | 4.3635 | 4.0391
2050-02-22 | 3.9672 | 3.907 | 3.8294 | 3.7222 | 3.7289 | 4.0669 | 4.165 | 4.4884 | 4.7325 | 4.6428 | 4.5066 | 4.2618 | 4.1512 | 4.3942 | 4.5561 | 4.6317 | 4.8291 | 5.3225 | 5.6711 | 5.4563 | 5.1193 | 4.8711 | 4.3433 | 4.0988
2050-02-23 | 4.1384 | 3.8935 | 3.9021 | 3.6994 | 3.7916 | 4.111 | 4.2519 | 4.5392 | 4.5652 | 4.3417 | 4.2541 | 4.0709 | 4.0413 | 3.9675 | 3.7985 | 3.9052 | 4.2511 | 4.944 | 5.5941 | 5.647 | 5.4844 | 5.0037 | 4.5229 | 4.2049
2050-02-24 | 4.1178 | 3.9381 | 3.5582 | 3.4896 | 3.5414 | 4.0051 | 4.123 | 4.2992 | 4.2023 | 3.9653 | 3.8042 | 3.7679 | 3.6581 | 3.8591 | 3.7369 | 4.1243 | 4.3774 | 5.1836 | 5.381 | 5.3641 | 5.0278 | 4.736 | 4.3698 | 3.9421
2050-02-25 | 3.9492 | 3.7285 | 3.6504 | 3.5364 | 3.6279 | 4.0291 | 4.4709 | 4.7366 | 4.6071 | 4.3988 | 4.157 | 4.1164 | 4.0794 | 4.0156 | 4.106 | 4.2626 | 4.517 | 4.9165 | 5.1359 | 5.342 | 5.0352 | 4.9426 | 4.6166 | 4.2212
2050-02-26 | 4.037 | 3.9015 | 3.7028 | 3.5578 | 3.6143 | 3.8428 | 4.1262 | 4.3502 | 4.6625 | 4.4592 | 4.0967 | 3.9773 | 4.0817 | 3.8218 | 3.6886 | 3.9708 | 4.3162 | 4.8205 | 5.2469 | 5.3878 | 4.9245 | 4.8181 | 4.4156 | 4.0583
2050-02-27 | 3.9521 | 3.8835 | 3.731 | 3.6099 | 3.6245 | 3.8654 | 4.1009 | 4.3924 | 4.62 | 4.5016 | 4.3138 | 4.115 | 3.8946 | 3.5138 | 3.7215 | 3.8563 | 4.216 | 4.7933 | 5.2944 | 5.3976 | 5.2184 | 4.7414 | 4.4542 | 3.978
2050-02-28 | 3.8993 | 3.8242 | 3.6413 | 3.3921 | 3.5106 | 3.8397 | 4.055 | 4.4863 | 4.7176 | 4.4253 | 4.2722 | 4.1334 | 4.0877 | 3.9853 | 4.0506 | 4.2529 | 4.4316 | 5.0231 | 5.4568 | 5.4356 | 4.9718 | 4.8077 | 4.458 | 4.0479
2050-03-01 | 4.1682 | 3.9612 | 3.9634 | 3.8579 | 3.8473 | 4.2062 | 4.7214 | 5.058 | 5.1278 | 4.9966 | 4.6844 | 4.5892 | 4.4756 | 4.519 | 4.5704 | 5.0368 | 5.3055 | 5.9086 | 6.2674 | 6.2009 | 6.0191 | 5.2907 | 4.703 | 4.3519
2050-03-02 | 4.2453 | 4.0611 | 3.8114 | 3.7431 | 3.8058 | 4.1658 | 4.7327 | 4.9886 | 5.2199 | 5.0768 | 4.8053 | 4.6662 | 5.0428 | 5.4521 | 5.4669 | 5.4117 | 5.6109 | 6.1868 | 6.2193 | 6.1946 | 5.7976 | 5.5405 | 5.0527 | 4.5179
2050-03-03 | 4.3723 | 4.1735 | 3.937 | 3.7865 | 3.8105 | 4.3269 | 4.8857 | 5.3804 | 5.7879 | 5.2719 | 4.6479 | 4.8547 | 4.8145 | 4.9659 | 4.8447 | 4.9524 | 5.4844 | 6.0489 | 5.9852 | 5.9757 | 5.4978 | 5.132 | 4.5946 | 4.2642
2050-03-04 | 4.1364 | 3.9875 | 3.9024 | 3.8004 | 3.791 | 4.3094 | 5.0549 | 5.3124 | 5.0162 | 4.5764 | 4.3522 | 4.4558 | 4.4956 | 4.5092 | 4.933 | 5.3186 | 5.3823 | 5.8278 | 6.0398 | 5.8691 | 5.5697 | 5.2592 | 4.7222 | 4.3657
2050-03-05 | 4.2031 | 4.1098 | 3.9363 | 3.8903 | 3.8836 | 4.1665 | 4.5373 | 4.7096 | 5.3108 | 5.1673 | 4.6297 | 4.4423 | 4.5057 | 4.1259 | 4.1562 | 4.2196 | 5.0006 | 5.649 | 5.3531 | 5.4712 | 5.1898 | 5.1212 | 4.6551 | 4.2287
2050-03-06 | 4.1516 | 4.0472 | 3.9895 | 3.7431 | 3.817 | 4.0147 | 4.2534 | 4.6087 | 4.9402 | 4.6796 | 4.5434 | 4.5649 | 4.9117 | 4.6955 | 4.4778 | 5.1108 | 5.6705 | 5.9526 | 6.1202 | 5.9888 | 5.8704 | 5.6368 | 5.0198 | 4.5195
2050-03-07 | 4.3281 | 4.2447 | 4.1454 | 4.019 | 4.005 | 4.2501 | 4.6194 | 4.9027 | 4.9381 | 4.8866 | 4.7531 | 4.9318 | 4.8783 | 4.4786 | 4.4807 | 4.6089 | 5.0528 | 5.77 | 5.9468 | 5.7269 | 5.4728 | 5.034 | 4.5638 | 4.2227
2050-03-08 | 4.2756 | 4.0393 | 3.9944 | 3.8226 | 3.8642 | 4.155 | 4.6825 | 4.913 | 4.8884 | 4.8227 | 4.6359 | 4.5405 | 4.4393 | 4.9842 | 5.2302 | 5.1209 | 5.6524 | 5.9274 | 6.0222 | 6.0418 | 5.8237 | 5.326 | 4.7664 | 4.4978
2050-03-09 | 4.4386 | 4.2664 | 3.9522 | 3.9075 | 3.9005 | 4.352 | 4.8571 | 5.196 | 5.1144 | 4.9201 | 4.5144 | 4.5457 | 4.9549 | 4.6899 | 4.6655 | 5.0551 | 5.2721 | 5.9482 | 6.3137 | 6.2525 | 5.7421 | 5.4151 | 4.7348 | 4.361
2050-03-10 | 4.3928 | 4.1537 | 4.0014 | 3.9145 | 3.9648 | 4.4133 | 4.8451 | 4.9656 | 4.8663 | 4.4268 | 4.2745 | 4.584 | 4.5488 | 4.3022 | 4.6016 | 5.0445 | 5.4839 | 6.2578 | 6.3952 | 6.2086 | 5.5044 | 5.2143 | 4.7696 | 4.2923
2050-03-11 | 4.2209 | 4.0324 | 3.879 | 3.8243 | 3.777 | 4.1969 | 4.7 | 4.7884 | 4.9193 | 4.5236 | 4.3565 | 4.3872 | 4.5726 | 4.7245 | 4.743 | 5.1366 | 5.4169 | 5.5679 | 5.7272 | 5.8111 | 5.2948 | 5.0292 | 4.6489 | 4.3505
2050-03-12 | 4.1215 | 4.0252 | 3.9053 | 3.8762 | 3.8689 | 4.1043 | 4.6017 | 4.9428 | 5.184 | 5.001 | 4.8927 | 4.5011 | 4.9632 | 4.7679 | 4.7094 | 4.9327 | 5.3326 | 5.9428 | 5.8976 | 6.0889 | 5.8322 | 5.6148 | 5.1035 | 4.4841
2050-03-13 | 4.2195 | 4.1054 | 3.9509 | 3.9003 | 3.7623 | 3.9557 | 4.2341 | 4.3091 | 4.396 | 4.2041 | 4.1171 | 4.1208 | 4.0613 | 3.5887 | 3.6914 | 4.1222 | 4.5758 | 5.2764 | 5.4427 | 5.3553 | 4.962 | 4.8277 | 4.394 | 4.073
2050-03-14 | 3.9591 | 3.8731 | 3.8482 | 3.6508 | 3.664 | 3.8223 | 4.0239 | 4.2702 | 4.8783 | 4.703 | 4.3881 | 3.905 | 3.8698 | 3.9008 | 3.8145 | 4.069 | 4.4289 | 5.1262 | 5.4979 | 5.7354 | 5.4447 | 4.8595 | 4.2857 | 3.9904
2050-03-15 | 4.045 | 3.9845 | 3.9966 | 3.8342 | 3.839 | 4.1285 | 4.2965 | 4.394 | 4.4952 | 4.3955 | 4.4394 | 4.2594 | 4.2336 | 3.8791 | 3.7729 | 3.9836 | 4.5429 | 5.2668 | 5.5306 | 5.5133 | 5.4307 | 4.9971 | 4.596 | 4.2406
2050-03-16 | 4.1642 | 3.9771 | 3.77 | 3.6935 | 3.6681 | 4.1166 | 4.2586 | 4.4593 | 4.5904 | 4.5154 | 4.3668 | 4.4998 | 4.7007 | 4.5269 | 4.4791 | 4.6514 | 4.9239 | 5.4973 | 5.5825 | 5.8461 | 5.4583 | 5.3054 | 4.7924 | 4.2259
2050-03-17 | 4.1345 | 3.9309 | 3.8146 | 3.6975 | 3.7601 | 4.2245 | 4.4578 | 4.6165 | 4.8318 | 4.4174 | 4.4584 | 4.1781 | 3.8731 | 3.706 | 4.0694 | 4.2756 | 4.6198 | 5.2264 | 5.5098 | 5.6474 | 5.208 | 4.8519 | 4.4603 | 4.0374
2050-03-18 | 3.9639 | 3.8392 | 3.6826 | 3.5737 | 3.6836 | 4.0043 | 4.4674 | 4.7246 | 4.8868 | 4.5024 | 4.7881 | 4.7119 | 4.2188 | 4.1945 | 4.5013 | 4.7443 | 5.0372 | 5.5411 | 5.8071 | 5.747 | 5.4287 | 5.0609 | 4.6423 | 4.269
2050-03-19 | 4.1665 | 4.0435 | 3.8982 | 3.8182 | 3.8341 | 4.0499 | 4.229 | 4.3281 | 4.4229 | 4.2676 | 3.9814 | 3.9201 | 3.7233 | 3.5428 | 3.9215 | 4.8025 | 4.8381 | 5.3684 | 5.3933 | 5.3673 | 5.0433 | 5.1656 | 4.6495 | 4.1907
2050-03-20 | 4.333 | 4.2304 | 3.8937 | 3.7272 | 3.7163 | 3.9749 | 4.2297 | 4.3239 | 4.5482 | 4.4543 | 4.4197 | 4.8985 | 4.6345 | 4.8309 | 4.728 | 4.7763 | 5.3508 | 6.0109 | 6.1516 | 6.1949 | 6.2193 | 5.6429 | 5.0153 | 4.5424
2050-03-21 | 4.3737 | 4.2531 | 4.1527 | 3.9596 | 3.9747 | 4.012 | 4.3777 | 4.7817 | 5.4265 | 5.1979 | 5.5216 | 4.6948 | 5.1798 | 4.8639 | 4.8399 | 4.821 | 5.3903 | 5.6865 | 5.7859 | 6.1528 | 5.6527 | 5.0485 | 4.5256 | 4.1216
2050-03-22 | 4.1419 | 3.9754 | 3.8909 | 3.7252 | 3.7767 | 4.0496 | 4.4132 | 4.6373 | 4.8374 | 4.6695 | 4.5521 | 4.5236 | 4.9433 | 4.7705 | 4.9754 | 5.3696 | 5.5913 | 5.926 | 6.2746 | 6.1215 | 5.7465 | 5.1669 | 4.7467 | 4.3682
2050-03-23 | 4.2024 | 4.0245 | 3.768 | 3.6558 | 3.7024 | 4.0341 | 4.4808 | 4.524 | 4.6948 | 4.4677 | 4.3541 | 4.6758 | 4.7678 | 4.78 | 4.8316 | 4.9706 | 5.216 | 5.6603 | 5.6748 | 5.8604 | 5.6198 | 5.2171 | 4.7176 | 4.2308
2050-03-24 | 4.1271 | 3.9999 | 3.8557 | 3.8401 | 3.8593 | 4.255 | 4.7214 | 4.8745 | 5.1814 | 5.3407 | 5.4645 | 5.575 | 5.3703 | 5.2826 | 5.3779 | 5.3398 | 5.5045 | 6.0912 | 5.84 | 6.0327 | 5.7914 | 5.0604 | 4.485 | 4.1173
2050-03-25 | 3.9997 | 3.8196 | 3.6695 | 3.6298 | 3.6523 | 3.9534 | 4.3373 | 4.461 | 4.5297 | 4.219 | 4.3485 | 4.4618 | 4.4484 | 4.0125 | 4.2249 | 4.6411 | 5.0248 | 5.3435 | 5.3229 | 5.4022 | 5.1488 | 4.79 | 4.5073 | 4.2438
2050-03-26 | 4.0671 | 3.9652 | 3.843 | 3.714 | 3.6962 | 3.9543 | 4.0711 | 4.2868 | 4.7166 | 4.7438 | 4.6918 | 5.2497 | 4.5155 | 4.3342 | 4.4747 | 4.6519 | 4.8876 | 5.5336 | 5.4997 | 5.67 | 5.215 | 4.6791 | 4.5457 | 4.0731
2050-03-27 | 3.9761 | 3.8287 | 3.6919 | 3.563 | 3.5883 | 3.8004 | 3.9299 | 3.9785 | 4.4335 | 4.0769 | 4.1177 | 4.3381 | 3.8294 | 3.7452 | 3.8495 | 4.342 | 4.8193 | 5.478 | 5.5434 | 5.7241 | 5.3537 | 4.9594 | 4.2886 | 4.0183
2050-03-28 | 3.9514 | 4.0338 | 3.9158 | 3.8389 | 3.8152 | 4.0305 | 4.2446 | 4.655 | 4.979 | 4.6723 | 4.8245 | 4.6131 | 4.6834 | 4.4743 | 4.2051 | 4.4458 | 4.665 | 5.345 | 5.2287 | 5.581 | 5.1401 | 4.602 | 4.1717 | 3.9096
2050-03-29 | 3.9779 | 3.7038 | 3.6787 | 3.5308 | 3.617 | 3.8812 | 4.0312 | 4.1929 | 4.2955 | 4.2542 | 4.189 | 4.3034 | 4.2297 | 4.0301 | 4.0743 | 4.2899 | 4.6335 | 5.4281 | 6.0235 | 6.1493 | 5.9291 | 5.4403 | 4.7612 | 4.4871
2050-03-30 | 4.4615 | 4.3131 | 3.992 | 3.8673 | 3.8949 | 4.2532 | 4.4948 | 4.7007 | 4.9203 | 5.1535 | 5.0718 | 4.7449 | 4.4875 | 4.1719 | 4.3551 | 5.1197 | 5.4828 | 6.236 | 6.3677 | 6.6121 | 6.0012 | 4.9286 | 4.6426 | 4.4622
2050-03-31 | 4.3479 | 3.888 | 3.8829 | 3.7356 | 3.755 | 4.066 | 4.2274 | 4.3855 | 4.5599 | 4.3753 | 4.7099 | 4.7986 | 4.7137 | 4.4812 | 4.7169 | 5.1516 | 5.6798 | 6.1391 | 6.3416 | 6.2161 | 5.6102 | 5.3581 | 4.8672 | 4.5347
2050-04-01 | 4.27 | 4.172 | 3.9878 | 3.9496 | 3.9789 | 4.3302 | 4.6789 | 5.0439 | 5.5124 | 5.2067 | 5.2227 | 5.0771 | 4.6957 | 4.9128 | 5.2012 | 5.4691 | 5.597 | 5.858 | 5.7976 | 5.9413 | 5.586 | 5.0325 | 4.652 | 4.1505
2050-04-02 | 4.0172 | 3.8378 | 3.7612 | 3.7281 | 3.7499 | 4.0249 | 4.0439 | 4.1292 | 4.2892 | 4.1923 | 4.0949 | 4.464 | 4.3431 | 4.3374 | 4.3179 | 4.4341 | 4.8102 | 5.5643 | 5.8801 | 6.1257 | 5.5066 | 5.3127 | 4.9957 | 4.5078
2050-04-03 | 4.3648 | 4.1676 | 4.0046 | 3.9092 | 3.9225 | 4.0899 | 4.2049 | 4.5304 | 4.676 | 4.4039 | 4.9505 | 4.9489 | 4.7073 | 4.7113 | 4.5633 | 5.018 | 5.352 | 5.6255 | 5.6768 | 5.96 | 5.2299 | 4.9699 | 4.5238 | 4.2957
2050-04-04 | 4.2094 | 3.9421 | 3.9213 | 3.8677 | 3.8613 | 4.0641 | 4.3754 | 4.6195 | 4.966 | 4.7528 | 4.9476 | 5.2137 | 5.2434 | 4.8374 | 5.2649 | 5.5687 | 6.0035 | 6.367 | 6.4819 | 6.4579 | 5.9696 | 5.3847 | 4.6536 | 4.3003
2050-04-05 | 4.3787 | 4.1895 | 4.0882 | 3.8151 | 3.7553 | 3.9848 | 4.4145 | 4.6227 | 4.7405 | 4.5366 | 4.7729 | 4.6105 | 4.4578 | 4.4058 | 4.6262 | 4.8951 | 5.5024 | 6.073 | 6.5193 | 6.4168 | 6.2051 | 5.2205 | 4.7868 | 4.394
2050-04-06 | 4.3732 | 4.2094 | 3.9218 | 3.7673 | 3.8506 | 4.2492 | 4.6336 | 5.194 | 5.4597 | 5.3363 | 4.9452 | 4.9491 | 4.6298 | 4.5018 | 4.3271 | 4.7573 | 5.2824 | 6.1114 | 6.2884 | 6.3627 | 5.7511 | 5.2728 | 4.9754 | 4.3654
2050-04-07 | 4.1882 | 4.0978 | 3.9328 | 3.8197 | 3.8606 | 4.2112 | 4.6267 | 5.1489 | 5.432 | 5.6885 | 5.8393 | 5.0333 | 4.803 | 4.7956 | 4.9105 | 5.3352 | 5.7057 | 6.1856 | 6.1949 | 6.4386 | 6.0195 | 5.1838 | 4.797 | 4.3386
2050-04-08 | 4.1962 | 4.0673 | 3.9644 | 3.9123 | 3.9481 | 4.3076 | 4.8945 | 5.4238 | 6.3326 | 5.978 | 5.5308 | 5.2537 | 5.253 | 4.8432 | 5.1769 | 5.4981 | 5.9477 | 6.266 | 6.365 | 6.4012 | 6.1569 | 5.6042 | 5.1238 | 4.5366
2050-04-09 | 4.3232 | 4.1987 | 4.1024 | 3.9855 | 3.9538 | 4.2387 | 4.543 | 4.7287 | 5.1261 | 4.856 | 4.6776 | 4.326 | 4.4042 | 4.1976 | 4.1649 | 4.2681 | 4.8001 | 5.6702 | 5.5018 | 5.7243 | 5.1679 | 4.8133 | 4.6053 | 4.2186
2050-04-10 | 4.1556 | 4.0156 | 3.9209 | 3.8251 | 3.8675 | 4.1658 | 4.4101 | 4.4049 | 4.8367 | 4.8179 | 4.4293 | 4.6034 | 4.771 | 4.6021 | 4.5241 | 5.0446 | 5.305 | 6.1385 | 6.2134 | 6.3234 | 5.9665 | 5.5031 | 4.7315 | 4.3009
2050-04-11 | 3.9843 | 3.9933 | 3.9204 | 3.8764 | 3.8017 | 4.0827 | 4.5097 | 4.5721 | 4.523 | 4.1503 | 4.0481 | 3.8656 | 3.8629 | 3.5322 | 3.8093 | 4.1597 | 4.6987 | 5.5295 | 6.0494 | 6.3867 | 5.9813 | 5.3957 | 4.6699 | 4.285
2050-04-12 | 4.3435 | 4.1603 | 4.0139 | 3.785 | 3.7381 | 3.9428 | 4.2726 | 4.3232 | 4.4033 | 4.3881 | 4.2984 | 3.7771 | 4.7984 | 4.0679 | 4.3028 | 5.3964 | 5.7164 | 6.3158 | 6.4842 | 6.2972 | 6.1779 | 5.3163 | 4.8003 | 4.6789
2050-04-13 | 4.5898 | 4.3335 | 3.9174 | 3.9408 | 4.0388 | 4.4189 | 4.9233 | 4.9487 | 5.4294 | 5.3091 | 4.5979 | 4.5963 | 4.5057 | 4.7091 | 5.1696 | 5.6473 | 5.98 | 6.4162 | 6.2832 | 6.2742 | 5.9674 | 5.3158 | 4.7676 | 4.3734
2050-04-14 | 4.2237 | 4.164 | 4.0113 | 3.9711 | 3.9285 | 4.2592 | 4.5338 | 4.1515 | 4.4376 | 4.252 | 4.1025 | 4.4654 | 4.6388 | 4.0375 | 4.4081 | 4.8807 | 5.25 | 5.7752 | 5.9956 | 6.0605 | 5.4568 | 4.8833 | 4.6329 | 4.3485
2050-04-15 | 4.1379 | 3.955 | 3.8784 | 3.7609 | 3.9475 | 4.1007 | 4.4756 | 4.6169 | 5.275 | 5.2174 | 5.4311 | 5.2708 | 5.2517 | 4.8607 | 5.1238 | 5.6438 | 5.8231 | 6.371 | 6.5029 | 6.3705 | 5.9905 | 5.7041 | 4.8607 | 4.521
2050-04-16 | 4.3654 | 4.2678 | 4.1332 | 4.0037 | 4.0861 | 4.1953 | 4.276 | 4.4826 | 4.9832 | 4.9974 | 5.0759 | 4.7376 | 4.5604 | 4.5037 | 4.625 | 4.8592 | 5.0154 | 5.7496 | 5.9841 | 5.9622 | 5.5892 | 5.0256 | 4.6195 | 4.2692
2050-04-17 | 4.2556 | 4.4648 | 4.1573 | 3.8705 | 3.9955 | 4.3368 | 4.6178 | 4.9933 | 5.3213 | 5.4158 | 5.135 | 4.9178 | 4.9401 | 4.7349 | 5.0106 | 5.3472 | 5.867 | 6.2875 | 6.3725 | 6.6218 | 6.302 | 5.8345 | 4.5419 | 4.2331
2050-04-18 | 4.1591 | 4.0721 | 4.0581 | 3.8815 | 3.8689 | 4.0599 | 4.3366 | 4.5937 | 4.9088 | 4.5197 | 5.1888 | 4.6024 | 4.1547 | 3.8801 | 4.1323 | 3.9779 | 4.4612 | 5.2724 | 5.5003 | 5.8229 | 5.4807 | 4.8962 | 4.3392 | 4.0585
2050-04-19 | 4.2121 | 4.0318 | 4.0209 | 3.8296 | 3.8249 | 4.2404 | 4.4064 | 4.4762 | 4.878 | 4.8871 | 4.6698 | 4.3316 | 4.4047 | 4.199 | 4.3663 | 4.4913 | 5.0799 | 5.5998 | 5.9299 | 5.9595 | 5.6727 | 5.0682 | 4.4802 | 4.341
2050-04-20 | 4.2606 | 4.1155 | 3.8611 | 3.7888 | 3.7971 | 4.2388 | 4.4281 | 4.6722 | 4.8699 | 4.4576 | 4.2569 | 4.1307 | 4.1781 | 4.0285 | 4.2921 | 4.9655 | 5.2853 | 5.555 | 5.8455 | 5.9985 | 5.4839 | 5.0751 | 4.5209 | 4.2815
2050-04-21 | 4.2409 | 4.043 | 4.067 | 4.0858 | 4.2298 | 4.777 | 5.0257 | 5.0148 | 5.3332 | 4.4358 | 4.2446 | 4.0677 | 4.1125 | 4.045 | 3.9117 | 4.4142 | 4.8488 | 5.7262 | 5.9003 | 6.0058 | 5.6698 | 5.0574 | 4.6194 | 4.2642
2050-04-22 | 4.2055 | 4.0268 | 3.9204 | 3.8816 | 3.8904 | 4.3486 | 4.5122 | 4.6392 | 4.9262 | 4.5378 | 4.3312 | 4.2873 | 4.2488 | 4.3538 | 4.854 | 5.0248 | 5.3725 | 5.8134 | 6.2882 | 6.1826 | 5.7543 | 5.395 | 4.9133 | 4.5729
2050-04-23 | 4.4261 | 4.2231 | 4.0616 | 3.9773 | 3.8297 | 4.1281 | 4.2309 | 4.4876 | 4.8223 | 4.4139 | 4.792 | 4.7882 | 4.5603 | 4.3059 | 4.4246 | 4.681 | 5.2273 | 5.555 | 5.7105 | 5.5397 | 5.5052 | 5.1664 | 5.0118 | 4.6321
2050-04-24 | 4.455 | 4.2949 | 4.0573 | 3.8281 | 3.966 | 4.1298 | 4.2285 | 4.5559 | 4.7493 | 4.5844 | 4.6644 | 4.7729 | 5.0553 | 4.8506 | 5.2211 | 5.2193 | 5.6231 | 5.937 | 6.0266 | 6.0172 | 5.708 | 5.2734 | 4.9937 | 4.4148
2050-04-25 | 4.3536 | 4.3989 | 4.4096 | 4.3222 | 4.2657 | 4.29 | 4.9041 | 5.092 | 5.1636 | 4.6615 | 4.7579 | 5.0621 | 4.9872 | 4.714 | 4.637 | 5.2599 | 5.6048 | 5.8266 | 5.8745 | 5.8102 | 5.4745 | 5.0203 | 4.613 | 4.3225
2050-04-26 | 4.3388 | 4.0693 | 4.0153 | 3.7776 | 3.809 | 4.0565 | 4.1804 | 4.2792 | 4.5136 | 4.3349 | 4.4629 | 4.3828 | 4.4187 | 4.4598 | 4.5188 | 4.6371 | 5.0955 | 5.7228 | 6.0133 | 5.9232 | 5.395 | 4.8539 | 4.543 | 4.2579
2050-04-27 | 4.1898 | 3.9579 | 3.6748 | 3.6394 | 3.7313 | 4.1668 | 4.3273 | 4.4694 | 4.8721 | 4.9091 | 4.7456 | 4.8297 | 4.6466 | 4.5172 | 4.5249 | 4.5984 | 4.7383 | 5.044 | 5.4144 | 5.7006 | 5.2469 | 4.91 | 4.4594 | 4.2346
2050-04-28 | 4.1071 | 3.9413 | 3.8471 | 3.7191 | 3.7469 | 4.229 | 4.2989 | 4.4023 | 4.6856 | 4.4495 | 4.4826 | 4.7212 | 5.0908 | 4.9085 | 4.9388 | 5.0695 | 5.291 | 5.3948 | 5.5088 | 5.647 | 5.1771 | 4.9544 | 4.5604 | 4.1938
2050-04-29 | 4.1657 | 3.8961 | 3.7983 | 3.8536 | 3.9271 | 4.2722 | 4.501 | 4.6459 | 4.8498 | 4.5542 | 4.4446 | 4.1873 | 4.2299 | 4.0175 | 4.0661 | 4.6118 | 5.1657 | 5.4566 | 5.7091 | 5.6915 | 5.5048 | 5.3034 | 4.7317 | 4.4448
2050-04-30 | 4.2717 | 4.1386 | 4.0968 | 4.0504 | 4.1151 | 4.4909 | 4.5144 | 4.5978 | 4.7907 | 5.0014 | 4.7718 | 4.608 | 4.7952 | 4.6215 | 4.5746 | 4.7588 | 4.9288 | 4.8883 | 5.0476 | 4.9596 | 4.7559 | 4.7063 | 4.4179 | 4.0674
2050-05-01 | 3.7473 | 3.6703 | 3.504 | 3.3688 | 3.4006 | 3.7893 | 3.8992 | 3.9795 | 4.0897 | 3.8562 | 3.587 | 3.5245 | 3.2486 | 3.2238 | 3.4838 | 3.7753 | 3.9412 | 4.2201 | 4.4082 | 4.534 | 4.3323 | 4.2045 | 3.8634 | 3.7087
2050-05-02 | 3.598 | 3.5409 | 3.5261 | 3.4119 | 3.4061 | 3.6134 | 3.9499 | 4.0227 | 4.0787 | 3.8665 | 3.9448 | 3.9275 | 3.8963 | 3.4509 | 3.6104 | 3.7845 | 4.0643 | 4.4511 | 4.6905 | 4.883 | 4.8029 | 4.4286 | 3.8879 | 3.5866
2050-05-03 | 3.6947 | 3.4731 | 3.459 | 3.3207 | 3.3492 | 3.6891 | 3.6921 | 3.9912 | 4.123 | 4.09 | 4.1822 | 4.223 | 4.2625 | 3.5914 | 4.0419 | 4.6669 | 4.8682 | 4.9061 | 5.3086 | 5.3033 | 4.9563 | 4.6124 | 4.2777 | 4.0458
2050-05-04 | 3.9564 | 3.7062 | 3.5498 | 3.5606 | 3.67 | 4.1991 | 4.2393 | 4.3563 | 4.508 | 4.3818 | 4.5534 | 5.1308 | 4.7838 | 4.3667 | 4.6324 | 5.3517 | 5.4356 | 5.3126 | 5.4036 | 5.7195 | 5.4071 | 5.0474 | 4.6197 | 3.9816
2050-05-05 | 3.9432 | 3.7066 | 3.6227 | 3.593 | 3.6828 | 4.0878 | 4.3063 | 4.2794 | 4.295 | 4.2153 | 4.2056 | 4.1713 | 3.8884 | 3.5321 | 3.8609 | 4.0939 | 4.3982 | 4.7383 | 4.9422 | 5.0614 | 4.8229 | 4.6867 | 4.4657 | 4.0406
2050-05-06 | 3.9786 | 3.7717 | 3.7845 | 3.679 | 3.7326 | 4.0921 | 4.2822 | 4.3418 | 4.551 | 4.1844 | 4.2193 | 4.1637 | 4.0757 | 3.8647 | 3.9793 | 4.1488 | 4.5972 | 5.0079 | 5.1708 | 5.1437 | 4.8964 | 4.7633 | 4.2007 | 3.9878
2050-05-07 | 3.8726 | 3.855 | 3.7645 | 3.6796 | 3.6676 | 3.9008 | 3.9404 | 4.1349 | 4.5023 | 4.2673 | 4.0935 | 4.3401 | 4.8407 | 4.6137 | 4.6571 | 4.6199 | 4.8194 | 5.2783 | 5.1294 | 5.1636 | 5.0379 | 4.89 | 4.5931 | 4.2287
2050-05-08 | 4.1499 | 3.994 | 3.8481 | 3.6829 | 3.7738 | 3.8089 | 3.9934 | 4.3286 | 4.6133 | 4.2339 | 4.4157 | 4.7706 | 4.5507 | 4.615 | 4.6773 | 4.7626 | 4.8558 | 5.1938 | 5.375 | 5.5427 | 5.3824 | 4.9457 | 4.4808 | 4.2049
2050-05-09 | 4.1531 | 4.0711 | 4.0714 | 3.9894 | 4.0388 | 4.227 | 4.4533 | 4.5005 | 5.0423 | 4.9737 | 4.683 | 4.8243 | 4.6989 | 4.3825 | 4.6595 | 4.9416 | 5.8256 | 6.0556 | 5.9906 | 5.853 | 5.9024 | 5.4076 | 4.8712 | 4.3944
2050-05-10 | 4.4378 | 4.3262 | 4.3091 | 4.1504 | 4.1326 | 4.4758 | 4.5135 | 4.8579 | 5.2893 | 5.0835 | 5.1449 | 5.2997 | 4.8837 | 4.7559 | 5.1009 | 5.0577 | 5.4133 | 5.7943 | 6.0439 | 6.0923 | 6.1172 | 5.5777 | 5.0208 | 4.5884
2050-05-11 | 4.6669 | 4.4226 | 4.1791 | 4.1261 | 4.284 | 4.6714 | 4.7157 | 5.0646 | 5.7219 | 5.4384 | 5.3872 | 5.2538 | 5.3026 | 5.1021 | 5.1797 | 5.5793 | 5.8072 | 6.3639 | 6.1556 | 6.502 | 6.3727 | 5.9974 | 5.2439 | 4.9036
2050-05-12 | 4.5169 | 4.2867 | 4.1325 | 4.2079 | 4.2178 | 4.5965 | 4.9367 | 5.1812 | 5.3796 | 5.1107 | 5.088 | 4.898 | 4.8399 | 4.5636 | 4.8702 | 5.2909 | 5.65 | 6.074 | 5.9807 | 5.9264 | 5.6259 | 5.4209 | 5.0049 | 4.6189
2050-05-13 | 4.4676 | 4.3067 | 4.1735 | 4.2975 | 4.2592 | 4.7151 | 4.9597 | 5.3135 | 5.4669 | 5.2855 | 5.2238 | 5.0588 | 4.8822 | 4.6422 | 5.0738 | 5.6243 | 5.8147 | 5.8953 | 5.8989 | 5.9276 | 5.8108 | 5.7058 | 5.2632 | 4.7396
2050-05-14 | 4.4952 | 4.3216 | 4.2522 | 4.2011 | 4.2451 | 4.6127 | 4.5699 | 4.7322 | 5.5197 | 5.2506 | 5.156 | 4.9608 | 4.922 | 4.7887 | 4.713 | 4.9606 | 5.2758 | 5.5286 | 5.6115 | 5.7664 | 5.6993 | 5.4263 | 5.0761 | 4.56
2050-05-15 | 4.4533 | 4.2693 | 4.134 | 4.0215 | 4.0812 | 4.3065 | 4.3686 | 4.5811 | 5.2244 | 4.9598 | 5.0105 | 5.1097 | 4.8456 | 4.8135 | 4.9404 | 5.2521 | 5.5506 | 5.5613 | 5.7284 | 5.714 | 5.6232 | 5.3863 | 4.9044 | 4.4166
2050-05-16 | 4.297 | 4.4064 | 4.2455 | 4.1129 | 4.0911 | 4.271 | 4.5509 | 4.617 | 5.2534 | 5.3404 | 5.0289 | 5.2012 | 5.0779 | 4.9158 | 4.9754 | 5.2149 | 5.3485 | 5.8762 | 5.9719 | 5.9951 | 6.0749 | 5.6335 | 5.249 | 4.7231
2050-05-17 | 4.6398 | 4.2406 | 4.2203 | 4.0309 | 3.9841 | 4.3026 | 4.7588 | 4.9024 | 5.4741 | 5.091 | 4.859 | 5.0613 | 4.9152 | 4.8365 | 4.9842 | 5.3324 | 5.5347 | 5.8227 | 5.9921 | 5.926 | 6.0057 | 5.2719 | 4.8234 | 4.5651
2050-05-18 | 4.5019 | 4.3042 | 4.1988 | 3.9768 | 4.171 | 4.5242 | 4.6318 | 4.7272 | 4.8752 | 4.6594 | 4.6914 | 4.8115 | 4.5346 | 4.3697 | 4.7351 | 4.9023 | 5.1584 | 5.5476 | 5.5739 | 5.8466 | 5.6492 | 5.5237 | 5.0212 | 4.715
2050-05-19 | 4.5694 | 4.3767 | 4.2569 | 4.3003 | 4.3587 | 4.7014 | 4.8373 | 4.9844 | 5.2164 | 5.2282 | 5.1998 | 5.0956 | 4.9791 | 4.8118 | 5.3395 | 5.3611 | 5.4561 | 5.7562 | 5.8033 | 5.8297 | 5.5333 | 5.4499 | 4.9453 | 4.501
2050-05-20 | 4.4067 | 4.2128 | 4.0746 | 4.0891 | 4.2432 | 4.5922 | 4.7307 | 4.7988 | 5.1578 | 4.8878 | 4.9999 | 4.9222 | 4.6882 | 4.4916 | 4.5088 | 4.853 | 5.2052 | 5.7977 | 5.7293 | 5.986 | 5.7532 | 5.596 | 5.1948 | 4.7672
2050-05-21 | 4.538 | 4.4048 | 4.3247 | 4.305 | 4.2329 | 4.5092 | 4.1435 | 4.3162 | 4.8786 | 4.7924 | 4.5612 | 4.7707 | 4.226 | 4.1337 | 4.0263 | 4.3448 | 4.7244 | 5.2618 | 5.2764 | 5.211 | 5.0604 | 4.9825 | 4.6966 | 4.3344
2050-05-22 | 4.2349 | 4.1932 | 4.1046 | 3.9318 | 4.0516 | 4.1628 | 4.1295 | 4.256 | 4.7714 | 4.736 | 4.7476 | 4.7314 | 4.5997 | 4.4177 | 4.627 | 4.8136 | 5.0326 | 5.5719 | 5.6186 | 5.5792 | 5.1912 | 5.0976 | 4.8297 | 4.4494
2050-05-23 | 4.3596 | 4.2765 | 4.2108 | 4.0999 | 4.0023 | 4.0621 | 4.0591 | 4.2697 | 4.5339 | 4.493 | 4.8154 | 4.6219 | 4.2857 | 4.2168 | 4.4954 | 4.6921 | 4.9817 | 5.2182 | 5.2866 | 5.4035 | 5.4462 | 5.1412 | 4.8148 | 4.5207
2050-05-24 | 4.5962 | 4.4195 | 4.3647 | 4.17 | 4.2335 | 4.42 | 4.3329 | 4.5557 | 5.106 | 5.1125 | 5.1187 | 5.1602 | 5.3343 | 5.0639 | 5.1936 | 5.3158 | 5.6258 | 5.9169 | 5.7976 | 5.88 | 5.6777 | 5.3333 | 4.872 | 4.5665
2050-05-25 | 4.4461 | 4.2393 | 4.079 | 4.073 | 3.894 | 4.2798 | 4.4293 | 4.5593 | 4.8736 | 4.9296 | 4.6866 | 4.7471 | 4.8049 | 4.7997 | 4.9622 | 4.9163 | 5.308 | 5.5162 | 5.5813 | 5.7524 | 5.5507 | 5.313 | 4.7077 | 4.4565
2050-05-26 | 4.38 | 4.1048 | 3.9905 | 3.9535 | 3.785 | 4.2388 | 4.3584 | 4.6527 | 4.9508 | 4.8265 | 4.8697 | 4.8369 | 4.9156 | 4.7773 | 4.7684 | 5.2228 | 5.4082 | 5.6052 | 5.7384 | 5.8806 | 5.7941 | 5.3432 | 4.9035 | 4.368
2050-05-27 | 4.2413 | 4.0486 | 3.8856 | 3.8882 | 4.009 | 4.5093 | 4.9285 | 4.8411 | 5.2446 | 5.0018 | 4.8664 | 4.9331 | 4.8296 | 4.4984 | 4.7181 | 5.205 | 5.2715 | 5.549 | 5.2961 | 5.2482 | 5.2404 | 5.3047 | 4.7874 | 4.5068
2050-05-28 | 4.3592 | 4.2159 | 4.0255 | 3.9654 | 4.0414 | 4.4083 | 4.2484 | 4.4084 | 4.9826 | 4.7735 | 4.6709 | 4.6768 | 4.6523 | 4.3994 | 4.6249 | 4.7377 | 4.9589 | 5.4123 | 5.5998 | 5.5008 | 5.5004 | 5.2385 | 4.9754 | 4.5307
2050-05-29 | 4.3204 | 4.1512 | 3.9891 | 3.974 | 4.0622 | 4.1763 | 4.3135 | 4.3755 | 4.9278 | 4.6812 | 4.4857 | 4.3934 | 4.66 | 4.5043 | 4.678 | 4.7655 | 4.9248 | 5.3158 | 5.2469 | 5.4024 | 5.2179 | 5.1445 | 4.5642 | 4.317
2050-05-30 | 4.2165 | 4.1989 | 4.0983 | 4.1722 | 4.1348 | 4.3465 | 4.4187 | 4.325 | 4.674 | 4.7084 | 4.9427 | 4.5962 | 4.772 | 4.6313 | 5.0741 | 5.1903 | 5.2045 | 5.5451 | 5.7151 | 5.8292 | 5.7337 | 5.1751 | 4.7825 | 4.4218
2050-05-31 | 4.4589 | 4.2076 | 4.1838 | 3.9852 | 4.0712 | 4.4074 | 4.7071 | 4.4368 | 4.6492 | 4.8236 | 5.0296 | 5.0017 | 4.9752 | 4.6045 | 5.0821 | 5.1602 | 5.2446 | 5.6414 | 5.7413 | 5.713 | 5.7271 | 5.2921 | 5.0342 | 4.7073
2050-06-01 | 4.4796 | 4.2867 | 4.096 | 4.092 | 4.1088 | 4.3972 | 4.4473 | 4.4165 | 4.9651 | 4.888 | 4.6997 | 4.6006 | 4.69 | 4.7627 | 4.6351 | 5.0751 | 5.0746 | 5.5286 | 5.5964 | 5.7869 | 5.6967 | 5.5233 | 5.2515 | 4.8996
2050-06-02 | 4.6562 | 4.4668 | 4.2871 | 4.2028 | 4.3094 | 4.5759 | 4.7463 | 4.7247 | 5.0157 | 4.9242 | 4.6035 | 4.5907 | 4.1398 | 4.0841 | 4.3084 | 4.7939 | 4.9556 | 5.2938 | 5.4253 | 5.4234 | 5.309 | 5.094 | 4.817 | 4.4275
2050-06-03 | 4.2923 | 4.1894 | 4.0908 | 4.0055 | 4.1103 | 4.4014 | 4.5218 | 4.5735 | 5.004 | 4.7982 | 4.8521 | 4.7237 | 4.7714 | 4.6695 | 4.7874 | 4.9626 | 5.0436 | 5.3213 | 5.5797 | 5.6856 | 5.4746 | 5.3433 | 4.982 | 4.7054
2050-06-04 | 4.5006 | 4.144 | 4.0143 | 3.9338 | 4.0902 | 4.3548 | 4.5199 | 4.5077 | 4.8658 | 4.7822 | 4.7165 | 4.8263 | 4.4213 | 4.1793 | 4.5434 | 4.8311 | 4.9574 | 5.5696 | 5.3626 | 5.4584 | 5.39 | 5.2019 | 4.9091 | 4.4366
2050-06-05 | 4.3251 | 4.2114 | 4.1076 | 4.0099 | 4.0876 | 4.2187 | 4.3919 | 4.4698 | 4.6835 | 4.5838 | 4.7102 | 4.623 | 4.7562 | 4.7479 | 4.6222 | 4.8268 | 4.7807 | 5.1743 | 5.5587 | 5.6369 | 5.5807 | 5.2668 | 4.9329 | 4.4899
2050-06-06 | 4.3783 | 4.1716 | 4.1536 | 4.1748 | 4.1613 | 4.2869 | 4.3228 | 4.6496 | 5.2035 | 4.9777 | 5.1463 | 4.8887 | 4.9709 | 4.8391 | 4.9215 | 5.1258 | 5.4106 | 5.8132 | 5.771 | 5.7683 | 5.7647 | 5.4928 | 5.1277 | 4.5707
2050-06-07 | 4.3873 | 4.1676 | 4.0926 | 3.9824 | 4.0672 | 4.1896 | 4.22 | 4.3341 | 4.8937 | 4.6066 | 4.6095 | 4.5557 | 4.3728 | 4.2221 | 4.3634 | 4.5881 | 4.9068 | 5.4277 | 5.7586 | 5.7612 | 5.7918 | 5.4358 | 5.0163 | 4.7319
2050-06-08 | 4.6477 | 4.3285 | 4.0785 | 4.0274 | 4.0378 | 4.4359 | 4.4347 | 4.6041 | 4.8819 | 4.9084 | 4.9316 | 4.9309 | 4.4094 | 4.3928 | 4.5972 | 5.1227 | 5.0875 | 5.5747 | 5.6823 | 5.8431 | 5.6689 | 5.5302 | 5.206 | 4.8432
2050-06-09 | 4.7067 | 4.591 | 4.3343 | 4.1816 | 4.2194 | 4.5438 | 4.5011 | 4.5251 | 4.7638 | 4.5301 | 4.6273 | 4.5473 | 4.5869 | 4.2628 | 4.4631 | 4.6662 | 4.8265 | 5.2328 | 5.3259 | 5.4209 | 5.1891 | 5.0018 | 4.6337 | 4.4011
2050-06-10 | 4.2358 | 4.0544 | 4.0052 | 3.9524 | 3.986 | 4.1586 | 4.1497 | 4.3391 | 4.8127 | 4.8905 | 4.9662 | 5.0613 | 4.9481 | 4.7879 | 4.9031 | 5.1771 | 5.1723 | 5.5997 | 5.6279 | 5.582 | 5.3189 | 5.2075 | 4.8472 | 4.543
2050-06-11 | 4.3858 | 4.1407 | 4.0164 | 3.978 | 4.0393 | 4.2859 | 4.2424 | 4.5058 | 4.5982 | 4.597 | 4.2906 | 4.3015 | 4.2678 | 4.2396 | 4.373 | 4.4884 | 4.6591 | 5.0932 | 5.1838 | 5.1956 | 5.0228 | 4.8305 | 4.6474 | 4.3716
2050-06-12 | 4.286 | 4.242 | 4.0996 | 4.0304 | 3.9921 | 4.1995 | 4.0405 | 4.1501 | 4.5651 | 4.3514 | 4.3938 | 4.482 | 4.3191 | 4.3334 | 4.612 | 4.8589 | 4.9196 | 5.3099 | 5.5307 | 5.684 | 5.561 | 5.1968 | 4.725 | 4.4628
2050-06-13 | 4.3472 | 4.2544 | 4.0348 | 4.0412 | 4.0869 | 4.1297 | 4.0134 | 4.1768 | 4.7084 | 4.5918 | 4.7709 | 4.4599 | 4.3941 | 4.5675 | 4.6155 | 4.6119 | 5.0303 | 5.4282 | 5.4662 | 5.4608 | 5.3729 | 5.004 | 4.697 | 4.5341
2050-06-14 | 4.6048 | 4.3782 | 4.3124 | 4.1789 | 4.2161 | 4.4492 | 4.3198 | 4.5584 | 4.892 | 5.0727 | 5.2623 | 5.1955 | 5.0743 | 4.8964 | 5.3383 | 5.3749 | 5.5728 | 5.8007 | 5.8956 | 5.9298 | 5.9197 | 5.4322 | 5.1196 | 4.8817
2050-06-15 | 4.6855 | 4.5695 | 4.2152 | 4.1149 | 4.1923 | 4.53 | 4.4936 | 4.8171 | 4.9178 | 4.7151 | 4.6177 | 4.5871 | 4.6176 | 4.4217 | 4.5549 | 4.8725 | 5.0741 | 5.5525 | 5.6179 | 5.8092 | 5.6684 | 5.3537 | 4.9092 | 4.5551
2050-06-16 | 4.4162 | 4.2515 | 4.1336 | 4.1774 | 4.121 | 4.276 | 4.3107 | 4.324 | 5.1683 | 4.9257 | 4.842 | 4.9785 | 4.6378 | 4.5175 | 4.5481 | 4.7523 | 5.0782 | 5.5982 | 5.6647 | 5.7543 | 5.5199 | 5.2433 | 4.8411 | 4.6007
2050-06-17 | 4.5277 | 4.3482 | 4.2286 | 4.1016 | 4.0888 | 4.3653 | 4.4451 | 4.5429 | 4.9222 | 4.8878 | 5.0141 | 5.1826 | 4.9598 | 4.935 | 5.0593 | 5.2054 | 5.0873 | 5.2768 | 5.1739 | 5.4115 | 5.2112 | 5.2015 | 4.8483 | 4.5011
2050-06-18 | 4.2628 | 4.1403 | 4.0816 | 4.0118 | 3.9801 | 4.2796 | 4.4793 | 4.476 | 4.9213 | 4.8118 | 4.6972 | 4.6601 | 4.4594 | 4.4449 | 4.8865 | 5.0789 | 5.3233 | 5.7157 | 5.6023 | 5.7369 | 5.6544 | 5.4668 | 5.1256 | 4.6839
2050-06-19 | 4.5408 | 4.4991 | 4.1656 | 4.0647 | 4.1443 | 4.2264 | 4.4801 | 4.5501 | 4.828 | 4.7775 | 4.7349 | 4.8432 | 4.7944 | 4.4663 | 4.5482 | 4.9536 | 5.1003 | 5.3759 | 5.4426 | 5.5875 | 5.4974 | 5.3918 | 4.8981 | 4.6541
2050-06-20 | 4.5066 | 4.4567 | 4.4346 | 4.2872 | 4.1365 | 4.3438 | 4.4313 | 4.5492 | 4.9897 | 4.9321 | 4.715 | 4.855 | 5.0177 | 4.5063 | 4.8239 | 5.0574 | 5.1352 | 5.6274 | 5.6972 | 5.7305 | 5.6131 | 5.3236 | 4.9438 | 4.5263
2050-06-21 | 4.6271 | 4.4223 | 4.3835 | 4.2894 | 4.3218 | 4.5032 | 4.5341 | 4.642 | 5.0064 | 4.9256 | 4.9524 | 4.7438 | 4.5942 | 4.6586 | 4.9215 | 4.8932 | 5.0026 | 5.5721 | 5.8557 | 5.87 | 5.7019 | 5.3184 | 5.1815 | 4.9884
2050-06-22 | 4.7874 | 4.5518 | 4.2671 | 4.2515 | 4.2675 | 4.5221 | 4.3647 | 4.6916 | 4.8854 | 5.0395 | 4.8607 | 4.8984 | 4.4218 | 4.1791 | 4.5712 | 4.8427 | 4.8213 | 5.35 | 5.3518 | 5.4569 | 5.1987 | 5.0331 | 4.7978 | 4.4411
2050-06-23 | 4.3413 | 4.1358 | 4.0817 | 3.986 | 3.9843 | 4.3104 | 4.4941 | 4.5965 | 4.8859 | 4.8942 | 4.848 | 4.736 | 4.7684 | 4.4589 | 4.9069 | 4.9024 | 5.0831 | 5.5681 | 5.7021 | 5.807 | 5.5922 | 5.3219 | 5.0242 | 4.7247
2050-06-24 | 4.6387 | 4.4604 | 4.3665 | 4.2547 | 4.3693 | 4.5917 | 4.7465 | 4.8026 | 5.5067 | 5.2582 | 5.3221 | 5.1592 | 5.161 | 4.9694 | 5.0202 | 4.9112 | 5.0702 | 5.4889 | 5.6307 | 5.6196 | 5.4486 | 5.3173 | 5.0136 | 4.6853
2050-06-25 | 4.4324 | 4.4062 | 4.2218 | 4.1257 | 4.0931 | 4.3099 | 4.3228 | 4.4358 | 4.7136 | 4.433 | 4.3165 | 4.2116 | 4.2999 | 3.9554 | 4.37 | 4.572 | 4.6543 | 5.2306 | 5.2827 | 5.2239 | 5.17 | 4.9208 | 4.853 | 4.617
2050-06-26 | 4.4639 | 4.326 | 4.2162 | 4.0604 | 4.1782 | 4.354 | 4.3594 | 4.494 | 4.7399 | 4.665 | 4.65 | 4.6981 | 4.6847 | 4.3475 | 4.3391 | 4.745 | 4.7668 | 5.2779 | 5.4767 | 5.4985 | 5.2291 | 5.1111 | 4.7021 | 4.4861
2050-06-27 | 4.407 | 4.404 | 4.3742 | 4.2705 | 4.2763 | 4.3206 | 4.3645 | 4.541 | 4.9778 | 5.0294 | 5.0445 | 4.9142 | 5.0499 | 4.8907 | 5.1993 | 5.4531 | 5.8542 | 6.1872 | 6.1701 | 6.3564 | 6.2544 | 5.5424 | 4.9998 | 4.606
2050-06-28 | 4.4603 | 4.2322 | 4.1461 | 3.9372 | 3.987 | 4.1645 | 4.1913 | 4.4292 | 4.8122 | 4.7058 | 4.8181 | 4.7258 | 4.7614 | 4.6222 | 4.6633 | 4.7688 | 5.1813 | 5.6575 | 5.7046 | 5.8287 | 5.8634 | 5.2416 | 5.1159 | 4.7419
2050-06-29 | 4.6265 | 4.4208 | 4.1965 | 4.2351 | 4.1186 | 4.3889 | 4.2045 | 4.3577 | 4.9911 | 4.9607 | 5.0391 | 4.9177 | 4.8298 | 4.6587 | 4.7105 | 5.1266 | 5.3238 | 5.7793 | 5.648 | 5.9504 | 5.6372 | 5.4439 | 4.8973 | 4.555
2050-06-30 | 4.3724 | 4.1885 | 4.1379 | 4.0826 | 4.1071 | 4.3215 | 4.314 | 4.4554 | 4.8205 | 4.9265 | 4.6568 | 4.969 | 4.9973 | 4.9349 | 4.8183 | 4.7819 | 5.0336 | 5.6242 | 5.2827 | 5.3941 | 5.0827 | 5.0533 | 5.1156 | 4.5684
2050-07-01 | 4.4059 | 4.2005 | 4.2174 | 4.1807 | 4.1892 | 4.4987 | 4.5406 | 4.8619 | 5.0197 | 4.7471 | 5.0983 | 4.9489 | 5.1085 | 4.9954 | 4.9734 | 5.4066 | 5.5654 | 5.5625 | 5.6456 | 5.664 | 5.5281 | 5.3511 | 5.135 | 4.6978
2050-07-02 | 4.4959 | 4.3754 | 4.2282 | 4.0577 | 4.2621 | 4.4553 | 4.2895 | 4.6281 | 5.0026 | 4.6786 | 4.658 | 4.6408 | 4.6121 | 4.5925 | 4.7312 | 4.9095 | 5.0041 | 5.2997 | 5.2951 | 5.1639 | 5.0769 | 4.9989 | 5.0093 | 4.6518
2050-07-03 | 4.5937 | 4.5035 | 4.3555 | 4.2369 | 4.2839 | 4.383 | 4.4097 | 4.8116 | 4.9942 | 4.9886 | 4.6937 | 4.8868 | 4.7096 | 4.7012 | 4.8098 | 5.1503 | 5.2792 | 5.3728 | 5.4117 | 5.4999 | 5.3974 | 5.1711 | 4.6884 | 4.4755
2050-07-04 | 4.3477 | 4.2456 | 4.253 | 4.2137 | 4.2562 | 4.4259 | 4.5022 | 4.9198 | 5.3902 | 5.0218 | 4.96 | 4.8971 | 4.9453 | 4.7971 | 4.8058 | 5.0863 | 5.3758 | 5.5372 | 5.8405 | 6.0797 | 5.9792 | 5.534 | 5.1707 | 4.7905
2050-07-05 | 4.8066 | 4.5036 | 4.5422 | 4.3668 | 4.4455 | 4.7445 | 4.7253 | 5.0484 | 5.3441 | 5.1681 | 5.0371 | 5.3031 | 5.3369 | 5.0671 | 5.0177 | 4.9475 | 5.6431 | 6.3923 | 6.4505 | 6.4418 | 6.4036 | 6.0206 | 5.5633 | 5.2182
2050-07-06 | 4.8885 | 4.6276 | 4.3554 | 4.2611 | 4.4432 | 4.6598 | 4.7527 | 4.9981 | 5.2631 | 5.0359 | 4.8685 | 4.7967 | 4.726 | 4.7206 | 4.7233 | 5.4441 | 5.8429 | 6.2706 | 6.3687 | 6.4756 | 6.2654 | 5.9442 | 5.4665 | 4.9248
2050-07-07 | 4.6029 | 4.5457 | 4.3156 | 4.156 | 4.1526 | 4.4456 | 4.4151 | 4.7778 | 5.1309 | 4.8064 | 4.6238 | 4.6653 | 4.5648 | 4.619 | 4.5253 | 4.7754 | 5.0359 | 5.5356 | 5.5486 | 5.777 | 5.4985 | 5.2946 | 4.9413 | 4.6692
2050-07-08 | 4.5726 | 4.4095 | 4.211 | 4.1328 | 4.2135 | 4.3649 | 4.1968 | 4.4473 | 5.2014 | 4.8049 | 4.5266 | 4.6652 | 4.7965 | 4.4629 | 4.442 | 4.7581 | 5.0637 | 5.6433 | 5.7207 | 5.6495 | 5.4292 | 5.2772 | 4.9098 | 4.6753
2050-07-09 | 4.5399 | 4.3481 | 4.1816 | 4.1453 | 4.1526 | 4.2942 | 4.1427 | 4.39 | 4.9206 | 4.7546 | 4.4264 | 4.3946 | 4.2841 | 4.1826 | 4.42 | 4.4903 | 4.7916 | 5.5234 | 5.4772 | 5.502 | 5.4733 | 5.0322 | 4.7826 | 4.4255
2050-07-10 | 4.3593 | 4.2237 | 4.044 | 3.9046 | 3.8886 | 3.9836 | 3.9759 | 4.2135 | 4.6263 | 4.3842 | 4.2815 | 4.3832 | 4.1739 | 4.1708 | 4.3047 | 4.6391 | 4.7003 | 5.4633 | 5.5602 | 5.5729 | 5.4705 | 5.1946 | 4.841 | 4.474
2050-07-11 | 4.3859 | 4.3286 | 4.3226 | 4.1629 | 4.1239 | 4.2109 | 3.9631 | 4.3786 | 4.9717 | 4.7443 | 4.7392 | 4.7548 | 4.9889 | 4.8794 | 4.9673 | 5.0595 | 5.206 | 5.8518 | 6.0393 | 6.1495 | 5.9786 | 5.5848 | 4.9684 | 4.6605
2050-07-12 | 4.6624 | 4.3578 | 4.3176 | 4.1434 | 4.1385 | 4.3167 | 4.0568 | 4.2653 | 4.6905 | 4.5776 | 4.5266 | 4.5539 | 4.715 | 4.5945 | 4.7279 | 4.7461 | 5.1456 | 5.6409 | 5.8159 | 5.8974 | 5.773 | 5.3882 | 5.0433 | 4.8109
2050-07-13 | 4.6894 | 4.4694 | 4.2094 | 4.124 | 4.181 | 4.6233 | 4.4577 | 4.5793 | 5.3282 | 5.1271 | 5.0031 | 5.0027 | 4.9875 | 4.8361 | 5.1964 | 5.3638 | 5.6095 | 5.9354 | 6.1422 | 6.326 | 6.0818 | 5.6044 | 5.199 | 4.7163
2050-07-14 | 4.5627 | 4.4598 | 4.2688 | 4.1261 | 4.2027 | 4.4265 | 4.3215 | 4.5004 | 4.896 | 4.8377 | 4.5544 | 4.6196 | 4.5653 | 4.5777 | 4.6236 | 4.7274 | 5.1888 | 5.6239 | 5.6118 | 5.7504 | 5.5589 | 5.3837 | 4.9671 | 4.6458
2050-07-15 | 4.627 | 4.4597 | 4.3643 | 4.2508 | 4.4561 | 4.8019 | 4.8512 | 5.0476 | 5.539 | 5.2722 | 5.4101 | 5.2514 | 5.3587 | 5.184 | 5.2732 | 5.4172 | 5.5542 | 6.1301 | 5.9488 | 5.9525 | 5.6334 | 5.3931 | 4.7944 | 4.6358
2050-07-16 | 4.5074 | 4.3868 | 4.2217 | 4.1781 | 4.2187 | 4.3413 | 4.2469 | 4.3596 | 4.5811 | 4.577 | 4.5645 | 4.5183 | 4.4791 | 4.3751 | 4.3238 | 4.5561 | 4.6512 | 5.2569 | 5.3418 | 5.4913 | 5.3982 | 5.1496 | 4.8275 | 4.6227
2050-07-17 | 4.4327 | 4.3511 | 4.1725 | 4.0453 | 4.0967 | 4.3098 | 4.2896 | 4.7405 | 5.094 | 5.127 | 4.8164 | 4.7553 | 4.8273 | 4.7258 | 4.532 | 4.7046 | 5.0023 | 5.5973 | 5.6832 | 5.8728 | 5.9593 | 5.5587 | 5.0732 | 4.6719
2050-07-18 | 4.5594 | 4.4798 | 4.4241 | 4.241 | 4.1377 | 4.3658 | 4.3174 | 4.5521 | 4.9206 | 4.7434 | 4.5224 | 4.8098 | 4.8311 | 4.4553 | 4.5598 | 4.9469 | 5.0714 | 5.5942 | 5.6039 | 5.6848 | 5.6572 | 5.2981 | 4.8803 | 4.636
2050-07-19 | 4.6417 | 4.4387 | 4.4645 | 4.2279 | 4.3266 | 4.5368 | 4.4244 | 4.6254 | 4.9329 | 4.5322 | 4.6467 | 4.6406 | 4.6972 | 4.6836 | 4.8927 | 5.4073 | 5.5151 | 6.0231 | 6.1418 | 6.213 | 6.1741 | 5.7743 | 5.3152 | 4.9173
2050-07-20 | 4.6918 | 4.5083 | 4.2272 | 4.1401 | 4.2282 | 4.4454 | 4.3613 | 4.7278 | 5.1603 | 4.9992 | 4.8374 | 5.074 | 5.0152 | 5.0763 | 4.8764 | 5.1417 | 5.6663 | 5.8574 | 5.9794 | 6.1654 | 6.0955 | 5.5904 | 5.0121 | 4.65
2050-07-21 | 4.4683 | 4.3591 | 4.1669 | 4.1151 | 4.1953 | 4.4456 | 4.3789 | 4.5807 | 4.8409 | 4.9508 | 5.0132 | 5.1109 | 5.1535 | 4.8797 | 4.9201 | 5.3631 | 5.639 | 6.0283 | 6.1069 | 6.0773 | 5.8245 | 5.5543 | 5.1673 | 4.7204
2050-07-22 | 4.5561 | 4.4009 | 4.1975 | 4.2485 | 4.3091 | 4.5138 | 4.5214 | 4.7733 | 5.125 | 4.7368 | 4.6178 | 4.7757 | 4.5762 | 4.349 | 4.6124 | 5.1458 | 5.2786 | 5.5896 | 5.6726 | 5.7658 | 5.6072 | 5.2839 | 4.9854 | 4.6128
2050-07-23 | 4.5766 | 4.3677 | 4.1936 | 4.0946 | 4.1242 | 4.4693 | 4.4941 | 4.7023 | 4.977 | 5.0042 | 4.8363 | 5.0305 | 4.9225 | 4.5763 | 4.6965 | 4.8841 | 5.0755 | 5.3245 | 5.451 | 5.6564 | 5.4754 | 5.1726 | 4.9328 | 4.5747
2050-07-24 | 4.4513 | 4.3041 | 4.1291 | 4.1039 | 4.1307 | 4.2385 | 4.2571 | 4.7463 | 4.9045 | 4.6579 | 4.6435 | 4.6439 | 5.0023 | 4.6596 | 4.5652 | 4.9033 | 5.0174 | 5.3736 | 5.466 | 5.8371 | 5.5608 | 5.2351 | 4.9358 | 4.5547
2050-07-25 | 4.6593 | 4.5956 | 4.501 | 4.4585 | 4.405 | 4.5473 | 4.6215 | 4.8968 | 5.19 | 5.0087 | 5.2258 | 5.0541 | 5.4888 | 5.3014 | 5.4357 | 5.4893 | 5.8481 | 6.2559 | 6.5281 | 6.855 | 6.7565 | 6.4255 | 5.6293 | 5.1878
2050-07-26 | 4.8162 | 4.032 | 4.0006 | 4.1155 | 4.2926 | 4.384 | 4.2419 | 4.8188 | 5.4974 | 5.2704 | 4.889 | 4.7717 | 4.8704 | 4.4665 | 4.7278 | 5.1275 | 5.4704 | 5.8166 | 6.0167 | 5.9977 | 5.8943 | 5.441 | 5.0782 | 4.7564
2050-07-27 | 4.6159 | 4.4022 | 4.2419 | 4.1039 | 4.2124 | 4.6058 | 4.542 | 4.8416 | 5.0107 | 4.7495 | 4.6426 | 4.793 | 4.7236 | 4.6688 | 4.9367 | 5.3483 | 5.6108 | 5.9637 | 6.1592 | 6.3026 | 6.0489 | 5.9055 | 5.4871 | 5.0109
2050-07-28 | 4.9671 | 4.6424 | 4.4556 | 4.3543 | 4.3032 | 4.4304 | 4.5689 | 4.8051 | 4.9739 | 4.8824 | 4.6101 | 4.6691 | 4.658 | 4.3747 | 4.6731 | 5.0083 | 5.1729 | 5.675 | 5.6928 | 5.7997 | 5.6411 | 5.5335 | 5.0994 | 4.765
2050-07-29 | 4.6782 | 4.5702 | 4.3904 | 4.488 | 4.489 | 4.7824 | 4.8011 | 4.9577 | 5.1068 | 4.846 | 4.6972 | 4.6507 | 4.7396 | 4.348 | 4.7108 | 4.9769 | 5.1827 | 5.334 | 5.6009 | 5.6365 | 5.4547 | 5.3249 | 5.1041 | 4.8276
2050-07-30 | 4.5987 | 4.4466 | 4.2855 | 4.2453 | 4.3444 | 4.6003 | 4.5312 | 4.7738 | 4.9725 | 4.6615 | 4.5492 | 4.6164 | 4.2779 | 4.1524 | 4.5243 | 5.1089 | 5.2865 | 5.4969 | 5.7327 | 5.8817 | 5.7768 | 5.534 | 5.2518 | 4.8103
2050-07-31 | 4.647 | 4.5334 | 4.3534 | 4.2569 | 4.2656 | 4.4281 | 4.4205 | 4.6035 | 4.7942 | 4.6301 | 4.8418 | 4.9844 | 5.1668 | 5.0309 | 4.8794 | 5.5197 | 5.6354 | 5.903 | 5.9689 | 6.1127 | 6.0034 | 5.6515 | 5.2943 | 4.8573
2050-08-01 | 4.7896 | 4.6784 | 4.484 | 4.4172 | 4.3876 | 4.4262 | 4.772 | 4.8239 | 5.2158 | 5.0815 | 4.7654 | 4.7712 | 4.8005 | 4.3611 | 4.8031 | 5.3272 | 5.581 | 5.8892 | 5.9254 | 6.0168 | 5.8339 | 5.4012 | 5.0493 | 4.7807
2050-08-02 | 4.75 | 4.5528 | 4.6163 | 4.4263 | 4.526 | 4.7171 | 5.0422 | 5.0206 | 5.2343 | 4.9694 | 5.1704 | 5.2952 | 5.2691 | 5.2744 | 5.2188 | 5.6087 | 5.8991 | 6.2104 | 6.3905 | 6.3769 | 6.3324 | 5.9295 | 5.4676 | 5.1711
2050-08-03 | 5.041 | 4.8866 | 4.5502 | 4.5407 | 4.6013 | 4.7885 | 4.9881 | 4.9753 | 5.1325 | 5.0376 | 4.9877 | 5.013 | 4.9294 | 4.6598 | 4.8695 | 5.4234 | 5.6015 | 5.8858 | 6.0168 | 6.2804 | 6.1146 | 5.7571 | 5.4353 | 5.1367
2050-08-04 | 5.044 | 4.9497 | 4.8176 | 4.6638 | 4.6024 | 4.7762 | 4.9859 | 4.8685 | 5.0311 | 4.8772 | 4.7408 | 4.8319 | 4.8221 | 4.5069 | 4.8567 | 5.1244 | 5.5833 | 5.7743 | 5.8744 | 5.9466 | 5.6024 | 5.5175 | 5.1304 | 4.9085
2050-08-05 | 4.8984 | 4.6896 | 4.5027 | 4.443 | 4.4348 | 4.7804 | 4.6621 | 4.9434 | 5.5959 | 5.4233 | 5.0874 | 5.104 | 5.1776 | 4.7824 | 5.0705 | 5.2872 | 5.5052 | 5.8003 | 5.8065 | 5.909 | 5.6538 | 5.4669 | 5.1002 | 4.82
2050-08-06 | 4.7481 | 4.5572 | 4.394 | 4.2728 | 4.3574 | 4.4828 | 4.508 | 4.7976 | 5.1066 | 5.0135 | 4.9055 | 4.8233 | 4.8733 | 4.568 | 4.751 | 5.1697 | 5.4011 | 5.6115 | 5.7414 | 5.9542 | 5.76 | 5.5279 | 5.2951 | 4.9911
2050-08-07 | 4.8758 | 4.7751 | 4.5417 | 4.5527 | 4.533 | 4.7964 | 4.9042 | 4.9582 | 5.1652 | 4.8866 | 4.9259 | 4.9855 | 5.053 | 5.1285 | 5.0908 | 5.4216 | 5.5052 | 5.7975 | 5.7623 | 5.9337 | 5.6723 | 5.4933 | 4.9801 | 4.7708
2050-08-08 | 4.6945 | 4.5897 | 4.5958 | 4.5131 | 4.4915 | 4.6786 | 4.8954 | 4.9864 | 5.2859 | 5.0132 | 4.9588 | 4.8495 | 4.9735 | 4.8348 | 4.5379 | 5.0598 | 5.401 | 5.6762 | 5.9873 | 6.1267 | 5.9971 | 5.7151 | 5.2766 | 4.9461
2050-08-09 | 4.9293 | 4.7545 | 4.7224 | 4.4945 | 4.5477 | 4.6598 | 4.6316 | 4.7815 | 5.4379 | 5.3201 | 5.3463 | 5.4535 | 5.3548 | 5.1871 | 5.1134 | 5.242 | 5.5723 | 5.905 | 6.133 | 6.1474 | 6.1317 | 5.5771 | 5.2116 | 4.984
2050-08-10 | 4.8786 | 4.6511 | 4.3882 | 4.3067 | 4.2327 | 4.6762 | 4.7224 | 4.9132 | 5.536 | 5.2449 | 4.9596 | 5.0646 | 5.0774 | 4.854 | 4.9178 | 5.5146 | 5.5725 | 5.8882 | 5.8639 | 5.9589 | 5.7532 | 5.6625 | 5.2255 | 4.9076
2050-08-11 | 4.8125 | 4.6452 | 4.5822 | 4.4768 | 4.5878 | 4.8902 | 4.7548 | 5.0054 | 5.4456 | 5.4604 | 5.33 | 5.2451 | 5.3415 | 5.1858 | 5.227 | 5.4535 | 5.6783 | 5.9861 | 5.8513 | 6.0037 | 5.7601 | 5.7003 | 5.3288 | 4.9736
2050-08-12 | 4.8446 | 4.6611 | 4.5438 | 4.3217 | 4.2998 | 4.6114 | 4.9328 | 4.9335 | 5.2448 | 5.023 | 5.1344 | 4.9706 | 5.0561 | 4.5803 | 4.9665 | 5.146 | 5.5518 | 5.8934 | 6.1226 | 6.106 | 5.7456 | 5.5791 | 5.3003 | 4.901
2050-08-13 | 4.7941 | 4.6584 | 4.504 | 4.3678 | 4.519 | 4.7689 | 5.0124 | 5.071 | 5.337 | 5.2664 | 5.0693 | 5.1374 | 4.9816 | 4.9324 | 4.9327 | 5.2116 | 5.3729 | 5.895 | 5.989 | 5.934 | 5.687 | 5.5152 | 5.1911 | 4.8961
2050-08-14 | 4.6502 | 4.4891 | 4.3263 | 4.0832 | 4.2288 | 4.4313 | 4.5457 | 4.3512 | 5.0012 | 4.7265 | 4.6802 | 4.662 | 4.7591 | 4.5762 | 4.5774 | 5.2846 | 5.4044 | 5.8004 | 5.9309 | 6.0049 | 5.7847 | 5.428 | 5.0668 | 4.7233
2050-08-15 | 4.666 | 4.5879 | 4.4811 | 4.3314 | 4.3638 | 4.5763 | 4.833 | 4.5754 | 5.2179 | 5.2193 | 4.9665 | 4.8825 | 4.9514 | 4.7956 | 4.9191 | 5.051 | 5.5611 | 5.9539 | 6.0084 | 6.0636 | 5.7933 | 5.4267 | 5.1049 | 4.7672
2050-08-16 | 4.7765 | 4.5088 | 4.4806 | 4.2661 | 4.3027 | 4.4924 | 4.8996 | 4.882 | 5.1865 | 5.0268 | 4.9235 | 4.9968 | 4.9316 | 4.9126 | 4.8899 | 4.9432 | 5.4453 | 5.7115 | 6.0549 | 6.094 | 6.0239 | 5.6808 | 5.4004 | 5.1409
2050-08-17 | 4.9596 | 4.7786 | 4.4476 | 4.3343 | 4.3809 | 4.7696 | 5.12 | 5.0746 | 5.2541 | 5.062 | 4.8644 | 5.0293 | 5.0705 | 4.4737 | 4.8477 | 5.5682 | 5.9523 | 6.0864 | 6.1697 | 6.2934 | 5.827 | 5.6762 | 5.2499 | 5.0855
2050-08-18 | 4.9843 | 4.7591 | 4.6739 | 4.4684 | 4.4662 | 4.85 | 5.2787 | 4.9403 | 5.2953 | 5.1561 | 5.0953 | 5.2328 | 5.242 | 5.0156 | 4.8327 | 5.1839 | 5.4943 | 5.751 | 5.9501 | 6.0285 | 5.7639 | 5.5718 | 5.3236 | 4.9358
2050-08-19 | 4.825 | 4.6507 | 4.5126 | 4.3588 | 4.3519 | 4.6922 | 5.1605 | 5.1689 | 5.4886 | 5.3584 | 5.1497 | 5.1004 | 5.0819 | 4.8926 | 5.1391 | 5.6012 | 5.8408 | 6.1437 | 6.1461 | 6.107 | 5.9024 | 5.6178 | 5.3333 | 4.9805
2050-08-20 | 4.8204 | 4.7042 | 4.4628 | 4.3732 | 4.3304 | 4.5997 | 4.8165 | 4.8928 | 5.2234 | 5.0909 | 4.9869 | 5.011 | 4.9227 | 4.7989 | 4.8744 | 5.2402 | 5.5596 | 5.8733 | 5.7604 | 5.8559 | 5.7127 | 5.5399 | 5.2869 | 4.8666
2050-08-21 | 4.7158 | 4.5463 | 4.4602 | 4.2577 | 4.3014 | 4.6304 | 4.8334 | 5.0058 | 5.3886 | 5.1777 | 5.1427 | 5.0743 | 4.9966 | 5.1948 | 5.0935 | 5.1066 | 5.4008 | 5.9313 | 6.0079 | 6.2027 | 6.0445 | 5.7747 | 5.3526 | 5.0252
2050-08-22 | 4.8744 | 4.708 | 4.6345 | 4.4312 | 4.447 | 4.6302 | 5.0569 | 5.2722 | 5.6013 | 5.2622 | 5.0928 | 5.05 | 4.9882 | 4.958 | 4.8415 | 5.2387 | 5.3396 | 5.7729 | 5.9195 | 6.1102 | 5.7695 | 5.507 | 5.0511 | 4.7948
2050-08-23 | 5.0304 | 4.8042 | 4.7705 | 4.5734 | 4.787 | 5.0553 | 5.3059 | 5.3405 | 5.6224 | 5.5255 | 5.7557 | 5.5359 | 5.6595 | 5.5582 | 5.724 | 5.8309 | 6.3702 | 6.5843 | 6.6664 | 6.7663 | 6.529 | 6.133 | 5.7289 | 5.4698
2050-08-24 | 5.0584 | 4.8861 | 4.6257 | 4.5418 | 4.459 | 4.8471 | 5.0812 | 5.2113 | 5.6106 | 5.2925 | 5.1401 | 5.1845 | 5.3637 | 5.0567 | 5.1543 | 5.3977 | 5.5611 | 5.8581 | 5.8759 | 6.006 | 5.5365 | 5.3331 | 5.1127 | 4.8183
2050-08-25 | 4.8619 | 4.7592 | 4.6971 | 4.586 | 4.6451 | 4.7735 | 5.0574 | 4.7409 | 4.9508 | 5.4175 | 5.3673 | 5.2735 | 5.1538 | 4.821 | 5.0259 | 5.544 | 5.7997 | 5.9123 | 5.8363 | 5.9538 | 5.7953 | 5.6647 | 5.2814 | 4.9486
2050-08-26 | 4.8248 | 4.674 | 4.491 | 4.4144 | 4.5334 | 4.8321 | 4.8698 | 4.8956 | 5.1093 | 4.9544 | 4.919 | 4.7959 | 4.7665 | 5.0089 | 5.3955 | 5.3638 | 5.5362 | 5.9611 | 5.926 | 5.8261 | 5.7299 | 5.6833 | 5.2728 | 4.8792
2050-08-27 | 4.7361 | 4.6081 | 4.4867 | 4.42 | 4.4841 | 4.7389 | 4.6952 | 4.8389 | 5.1831 | 5.0199 | 4.8623 | 4.9316 | 5.0701 | 4.6685 | 4.4559 | 4.8739 | 5.0736 | 5.9693 | 5.8961 | 5.851 | 5.7406 | 5.3823 | 5.1021 | 4.8445
2050-08-28 | 4.7273 | 4.6085 | 4.5797 | 4.4158 | 4.5181 | 4.7745 | 4.9889 | 5.0733 | 5.3131 | 5.1822 | 5.0794 | 5.1246 | 4.9976 | 4.8695 | 5.0441 | 5.0722 | 5.3311 | 5.8493 | 5.9473 | 5.9167 | 5.4563 | 5.3314 | 4.9537 | 4.7402
2050-08-29 | 4.5686 | 4.5115 | 4.4508 | 4.4406 | 4.4188 | 4.5592 | 4.7278 | 4.7562 | 5.0214 | 4.8603 | 4.8886 | 4.7813 | 4.8005 | 4.5497 | 4.8341 | 5.1731 | 5.4832 | 5.9115 | 5.818 | 5.888 | 5.6375 | 5.4092 | 4.9968 | 4.7918
2050-08-30 | 4.7261 | 4.5099 | 4.4824 | 4.1485 | 4.1532 | 4.3223 | 4.3354 | 4.4218 | 4.6299 | 4.7911 | 4.9545 | 4.8529 | 4.927 | 4.685 | 5.0376 | 5.0582 | 5.4499 | 5.8964 | 6.0823 | 6.1586 | 5.8083 | 5.4799 | 5.1296 | 5.0222
2050-08-31 | 4.9002 | 4.663 | 4.396 | 4.2963 | 4.3597 | 4.7258 | 5.0937 | 5.1816 | 5.2978 | 5.287 | 5.1609 | 5.4459 | 5.5417 | 5.2008 | 5.4118 | 5.2373 | 5.5977 | 6.0225 | 6.1335 | 5.9299 | 5.3546 | 5.485 | 5.1925 | 4.9018
2050-09-01 | 4.7374 | 4.613 | 4.4555 | 4.3827 | 4.3656 | 4.6852 | 4.9965 | 5.1148 | 5.3245 | 5.0851 | 4.9425 | 4.9438 | 4.8954 | 4.6328 | 4.7818 | 5.1323 | 5.3994 | 6.0156 | 5.953 | 6.2488 | 6.0236 | 5.8037 | 5.322 | 4.9234
2050-09-02 | 4.809 | 4.5777 | 4.5132 | 4.3717 | 4.4081 | 4.718 | 5.0664 | 5.1406 | 5.5767 | 5.3406 | 5.1404 | 5.1822 | 5.5679 | 5.0607 | 5.0308 | 5.0396 | 5.5101 | 5.9913 | 5.9634 | 5.8046 | 5.5667 | 5.3058 | 5.0591 | 4.7556
2050-09-03 | 4.6695 | 4.5303 | 4.3759 | 4.2866 | 4.3315 | 4.5691 | 4.6749 | 4.799 | 5.0748 | 4.9225 | 4.9601 | 4.9392 | 4.7432 | 4.6687 | 4.7655 | 4.7569 | 5.031 | 5.4893 | 5.5889 | 5.6069 | 5.4863 | 5.158 | 5.0642 | 4.7197
2050-09-04 | 4.6423 | 4.5239 | 4.3835 | 4.2162 | 4.2939 | 4.4677 | 4.6284 | 4.8042 | 4.9269 | 4.8463 | 4.7279 | 4.9818 | 4.9501 | 4.7149 | 4.68 | 5.0588 | 5.301 | 5.5729 | 5.703 | 5.7787 | 5.4722 | 5.268 | 4.7964 | 4.5878
2050-09-05 | 4.5095 | 4.4574 | 4.2969 | 4.1984 | 4.2392 | 4.4836 | 4.6848 | 4.5772 | 4.9069 | 4.8661 | 4.5718 | 4.8005 | 4.8936 | 4.9375 | 4.9504 | 5.0909 | 5.5578 | 5.9392 | 6.1415 | 6.3854 | 6.2306 | 5.8801 | 5.344 | 5.0349
2050-09-06 | 5.0688 | 4.8039 | 4.7941 | 4.3938 | 4.3054 | 4.54 | 4.7143 | 4.8408 | 4.888 | 4.8393 | 4.8305 | 4.8209 | 4.7044 | 4.4969 | 4.724 | 4.7216 | 5.1915 | 5.6412 | 5.9514 | 5.8567 | 5.5563 | 5.318 | 5.0409 | 4.9852
2050-09-07 | 5.0012 | 4.7611 | 4.503 | 4.4017 | 4.5025 | 4.8355 | 5.2218 | 5.2871 | 5.4654 | 5.4962 | 5.1896 | 5.5628 | 5.5358 | 5.3564 | 5.3076 | 5.5926 | 5.8669 | 6.0708 | 6.2099 | 6.2054 | 5.5893 | 5.461 | 5.0901 | 4.7953
2050-09-08 | 4.625 | 4.5304 | 4.3636 | 4.3262 | 4.3918 | 4.8127 | 5.1493 | 5.2966 | 5.441 | 5.1976 | 5.0255 | 5.2471 | 5.257 | 4.9945 | 5.1088 | 5.3808 | 5.8519 | 6.261 | 6.2926 | 6.4133 | 6.1846 | 6.0179 | 5.515 | 5.2209
2050-09-09 | 4.9868 | 4.6977 | 4.5478 | 4.4213 | 4.4382 | 4.7938 | 5.0926 | 5.1405 | 5.2655 | 5.0891 | 5.1453 | 5.1333 | 5.0682 | 4.7528 | 4.9587 | 5.1747 | 5.3457 | 6.0675 | 6.1219 | 5.9651 | 5.7354 | 5.6244 | 5.3153 | 5.0403
2050-09-10 | 4.7793 | 4.6625 | 4.5425 | 4.3137 | 4.3756 | 4.7266 | 4.9289 | 5.1182 | 5.4658 | 5.3052 | 5.4187 | 5.2967 | 5.4897 | 5.1765 | 4.9169 | 5.4424 | 5.4996 | 5.8514 | 5.8527 | 5.6201 | 5.4309 | 5.2306 | 5.1094 | 4.9095
2050-09-11 | 4.7771 | 4.6507 | 4.5006 | 4.3639 | 4.3887 | 4.6296 | 4.6591 | 4.7726 | 5.1128 | 4.9676 | 5.0479 | 5.1153 | 5.0819 | 5.1326 | 5.0229 | 5.2537 | 5.7041 | 6.2522 | 6.5697 | 6.3282 | 6.0214 | 5.849 | 5.2659 | 5.015
2050-09-12 | 4.7932 | 4.692 | 4.5932 | 4.4861 | 4.5431 | 4.7618 | 5.062 | 5.297 | 5.655 | 5.2395 | 5.2844 | 5.1901 | 5.2108 | 5.22 | 5.3413 | 5.3031 | 5.5377 | 6.0969 | 6.2731 | 6.3334 | 6.0551 | 5.7177 | 5.2724 | 4.9002
2050-09-13 | 4.9411 | 4.6352 | 4.6266 | 4.3907 | 4.4826 | 4.7971 | 4.6432 | 5.114 | 5.5249 | 5.2572 | 5.4493 | 5.4475 | 5.5243 | 5.4744 | 5.4262 | 5.4622 | 5.7323 | 6.1948 | 6.2759 | 6.1429 | 5.7735 | 5.4076 | 5.3358 | 5.0362
2050-09-14 | 4.8749 | 4.5277 | 4.336 | 4.4272 | 4.4394 | 4.7442 | 4.8986 | 5.0659 | 5.2056 | 5.0212 | 5.193 | 5.0623 | 5.1999 | 5.2302 | 5.1471 | 5.4185 | 5.6189 | 5.9748 | 6.1849 | 6.2401 | 5.7959 | 5.6197 | 5.2946 | 4.9388
2050-09-15 | 4.7497 | 4.5384 | 4.4196 | 4.3645 | 4.4485 | 4.8744 | 4.9769 | 5.1688 | 5.7964 | 5.406 | 5.1543 | 5.2526 | 5.2338 | 4.9424 | 5.019 | 5.2348 | 5.5438 | 5.9306 | 6.0349 | 6.1224 | 5.7246 | 5.5564 | 5.222 | 4.8682
2050-09-16 | 4.7361 | 4.63 | 4.4177 | 4.3883 | 4.4801 | 4.7601 | 4.6406 | 4.8831 | 5.2239 | 4.9508 | 4.9599 | 4.8586 | 4.8924 | 4.502 | 4.6416 | 4.8719 | 4.9502 | 5.5595 | 5.692 | 5.7838 | 5.4246 | 5.3984 | 5.1113 | 4.8212
2050-09-17 | 4.63 | 4.524 | 4.4178 | 4.3395 | 4.4881 | 4.6591 | 4.6882 | 4.8743 | 5.0334 | 4.8303 | 4.7295 | 4.8646 | 4.5624 | 4.4557 | 4.5324 | 4.6282 | 4.836 | 5.5164 | 5.8114 | 5.9115 | 5.6537 | 5.5176 | 5.2693 | 4.9614
2050-09-18 | 4.7866 | 4.6774 | 4.5111 | 4.3645 | 4.2777 | 4.6596 | 4.628 | 4.8166 | 4.988 | 4.8971 | 4.855 | 4.8575 | 4.9436 | 4.8544 | 4.8306 | 4.8866 | 5.4015 | 6.0351 | 6.267 | 6.246 | 5.995 | 5.78 | 5.3339 | 4.9518
2050-09-19 | 4.7993 | 4.6858 | 4.7436 | 4.7151 | 4.6772 | 4.8375 | 5.0082 | 5.3323 | 5.5467 | 5.3469 | 5.3976 | 5.6857 | 5.9037 | 5.6933 | 5.6473 | 5.5762 | 5.7139 | 6.2629 | 6.4171 | 6.4706 | 5.9325 | 5.6106 | 5.0407 | 4.7728
2050-09-20 | 4.8482 | 4.6017 | 4.6221 | 4.4298 | 4.5116 | 4.7807 | 4.7678 | 5.0407 | 5.1128 | 5.0083 | 5.0198 | 4.9941 | 4.9779 | 4.7914 | 4.969 | 5.3101 | 5.5878 | 6.062 | 6.3557 | 6.2843 | 6.1906 | 5.8869 | 5.5462 | 5.3057
2050-09-21 | 5.0259 | 4.8153 | 4.6078 | 4.5004 | 4.553 | 4.974 | 5.0728 | 5.1645 | 5.5403 | 5.1671 | 5.1654 | 5.1645 | 5.3078 | 4.9974 | 5.0024 | 5.1949 | 5.3792 | 5.7572 | 5.9725 | 6.0141 | 5.5914 | 5.4519 | 5.2774 | 4.9615
2050-09-22 | 4.9774 | 4.7353 | 4.585 | 4.587 | 4.5945 | 4.9297 | 5.1735 | 5.1674 | 5.3153 | 5.0625 | 5.1268 | 5.2768 | 5.3025 | 5.4504 | 5.5517 | 5.8391 | 6.3381 | 6.786 | 6.8482 | 6.8353 | 6.4703 | 5.9526 | 5.6201 | 5.333
2050-09-23 | 4.9181 | 4.7338 | 4.524 | 4.4534 | 4.5968 | 4.8797 | 5.0402 | 5.1426 | 5.3321 | 5.3091 | 5.3366 | 5.7267 | 5.5484 | 5.2272 | 5.4845 | 5.8399 | 6.1388 | 6.3398 | 6.4559 | 6.3629 | 6.1548 | 6.0637 | 5.5925 | 5.2567
2050-09-24 | 5.1198 | 5.0533 | 4.6844 | 4.6112 | 4.6744 | 4.8134 | 4.7777 | 5.0802 | 5.2964 | 5.24 | 4.8982 | 4.7984 | 5.0714 | 4.9464 | 5.1168 | 5.1698 | 5.4402 | 5.7466 | 5.7671 | 5.4815 | 5.437 | 5.3349 | 5.1631 | 4.7434
2050-09-25 | 4.6151 | 4.6077 | 4.3935 | 4.3934 | 4.4772 | 4.6873 | 4.8448 | 5.1077 | 5.2031 | 5.2506 | 5.1225 | 5.1752 | 4.9876 | 4.5718 | 4.7006 | 5.0956 | 5.4049 | 5.8485 | 6.0021 | 6.0371 | 5.8002 | 5.597 | 5.1485 | 4.9516
2050-09-26 | 4.7973 | 4.6582 | 4.6345 | 4.5275 | 4.4355 | 4.5743 | 4.6354 | 4.8696 | 4.9214 | 4.8972 | 5.0631 | 5.3324 | 5.4403 | 5.3076 | 4.9002 | 5.2488 | 5.5511 | 6.0454 | 6.2993 | 6.0741 | 5.7922 | 5.4322 | 4.9844 | 4.7777
2050-09-27 | 4.88 | 4.6785 | 4.739 | 4.518 | 4.5444 | 4.8101 | 4.8122 | 5.0001 | 5.2101 | 5.2188 | 5.3196 | 5.6479 | 5.4285 | 5.1859 | 5.2689 | 5.4187 | 5.7731 | 6.1952 | 6.3996 | 6.245 | 5.972 | 5.8833 | 5.6421 | 5.3322
2050-09-28 | 5.1876 | 4.9835 | 4.7726 | 4.6668 | 4.8019 | 5.0345 | 5.2712 | 5.2296 | 5.2053 | 5.1438 | 5.0376 | 5.2295 | 5.141 | 4.8928 | 5.1398 | 5.4883 | 5.9662 | 6.1152 | 6.2147 | 6.2024 | 5.7927 | 5.6337 | 5.3389 | 5.0517
2050-09-29 | 4.9755 | 4.8633 | 4.72 | 4.6118 | 4.6897 | 5.0024 | 5.2099 | 5.3778 | 5.5667 | 5.3972 | 5.3881 | 5.2173 | 5.0999 | 5.1261 | 5.0367 | 5.3311 | 5.8266 | 6.2684 | 6.4931 | 6.4646 | 6.2433 | 6.1509 | 5.5902 | 5.2127
2050-09-30 | 4.9606 | 4.7906 | 4.5004 | 4.4214 | 4.4335 | 4.8 | 4.986 | 5.1109 | 5.2352 | 4.9598 | 4.9275 | 4.97 | 5.0908 | 4.9912 | 4.9199 | 5.1863 | 5.6745 | 6.0511 | 6.012 | 5.8409 | 5.597 | 5.4557 | 5.0786 | 4.829
2050-10-01 | 4.7045 | 4.6885 | 4.4612 | 4.3449 | 4.383 | 4.6629 | 4.4584 | 4.8025 | 4.9669 | 4.9972 | 4.7749 | 4.9998 | 5.0694 | 4.7761 | 4.6948 | 4.9418 | 5.4585 | 5.8223 | 5.9234 | 5.9047 | 5.5861 | 5.506 | 5.2782 | 4.9198
2050-10-02 | 4.7151 | 4.5107 | 4.4303 | 4.3386 | 4.3067 | 4.4787 | 4.4833 | 4.7335 | 4.8314 | 4.7304 | 4.8293 | 5.0762 | 4.8972 | 4.5864 | 5.1035 | 5.3536 | 5.529 | 5.7478 | 5.6787 | 5.7244 | 5.3299 | 5.2913 | 4.9229 | 4.6109
2050-10-03 | 4.4978 | 4.5292 | 4.4563 | 4.3137 | 4.1569 | 4.3861 | 4.4237 | 4.6326 | 5.0628 | 5.1559 | 5.0564 | 5.1976 | 5.206 | 4.9657 | 5.108 | 4.988 | 5.3143 | 5.7043 | 6.026 | 5.9498 | 5.8863 | 5.6671 | 5.272 | 4.9712
2050-10-04 | 4.9794 | 4.7623 | 4.6505 | 4.3364 | 4.355 | 4.5678 | 4.5862 | 4.7793 | 4.9686 | 4.8782 | 5.1488 | 5.2476 | 5.2997 | 5.3736 | 5.4362 | 5.2938 | 5.8749 | 6.1297 | 6.2172 | 5.9292 | 5.711 | 5.4119 | 5.2915 | 5.0026
2050-10-05 | 4.8405 | 4.6391 | 4.4024 | 4.365 | 4.4094 | 4.6562 | 4.6584 | 5.2817 | 5.4428 | 5.3732 | 5.399 | 5.3411 | 5.3981 | 5.3068 | 5.1591 | 5.4195 | 5.7701 | 6.1239 | 6.3239 | 6.3254 | 5.8585 | 5.6346 | 5.3993 | 5.0392
2050-10-06 | 5.0821 | 4.9472 | 4.9076 | 4.7789 | 4.8392 | 5.2518 | 5.3424 | 5.666 | 5.8562 | 5.6787 | 5.9437 | 5.5981 | 5.2599 | 4.9167 | 5.8258 | 6.033 | 6.415 | 6.8293 | 6.7582 | 6.8222 | 6.5662 | 6.459 | 5.9062 | 5.4012
2050-10-07 | 5.087 | 4.8738 | 4.6649 | 4.6238 | 4.6647 | 4.9193 | 4.9952 | 5.1071 | 5.3417 | 5.1106 | 5.241 | 5.5166 | 5.3311 | 5.4952 | 5.6817 | 5.833 | 6.1633 | 6.4614 | 6.2394 | 6.0831 | 5.7698 | 5.5593 | 5.2985 | 4.9046
2050-10-08 | 4.7519 | 4.5549 | 4.4301 | 4.3633 | 4.4099 | 4.6599 | 4.7496 | 5.0009 | 5.2902 | 5.1977 | 5.2122 | 5.3302 | 4.9496 | 4.8616 | 4.9548 | 5.3212 | 5.6466 | 6.0166 | 5.9523 | 5.92 | 5.8106 | 5.6123 | 5.2598 | 4.9196
2050-10-09 | 4.7688 | 4.5779 | 4.452 | 4.2948 | 4.3233 | 4.5686 | 4.6818 | 4.8045 | 4.93 | 4.8961 | 4.9653 | 5.0731 | 5.1449 | 4.9755 | 5.0834 | 5.3884 | 5.52 | 5.9424 | 5.9446 | 5.9155 | 5.5275 | 5.3563 | 5.0016 | 4.6601
2050-10-10 | 4.5592 | 4.499 | 4.4064 | 4.3942 | 4.5305 | 4.692 | 4.7089 | 4.867 | 5.3012 | 5.1845 | 5.2069 | 5.004 | 5.0341 | 4.7051 | 5.2203 | 5.2303 | 5.5694 | 6.0082 | 6.1142 | 6.001 | 5.7299 | 5.523 | 5.3006 | 4.8865
2050-10-11 | 4.8998 | 4.6485 | 4.592 | 4.4266 | 4.4911 | 4.6913 | 4.8886 | 5.1062 | 5.2989 | 5.2308 | 5.2792 | 5.4565 | 5.3332 | 5.3315 | 5.2628 | 5.4668 | 5.6102 | 5.8371 | 6.0665 | 5.848 | 5.7486 | 5.3731 | 5.1769 | 4.9395
2050-10-12 | 4.8509 | 4.5644 | 4.3723 | 4.4035 | 4.5256 | 4.863 | 4.7468 | 5.0388 | 5.3611 | 5.1794 | 5.222 | 5.3137 | 5.4133 | 5.2204 | 5.0436 | 5.3812 | 5.6518 | 5.9549 | 6.0977 | 5.8475 | 5.4911 | 5.5197 | 5.2863 | 4.9153
2050-10-13 | 4.861 | 4.6635 | 4.5583 | 4.4574 | 4.515 | 4.8664 | 4.727 | 4.9863 | 5.562 | 5.6295 | 5.8924 | 5.5075 | 5.17 | 4.9731 | 4.9916 | 5.3045 | 5.6972 | 6.2008 | 5.995 | 5.8569 | 5.5338 | 5.4657 | 5.3641 | 4.9478
2050-10-14 | 4.7915 | 4.6401 | 4.4807 | 4.4093 | 4.4267 | 4.6521 | 4.7071 | 4.9572 | 5.3165 | 5.1094 | 4.9214 | 5.2845 | 5.2376 | 5.0683 | 5.471 | 5.4884 | 5.8453 | 6.4899 | 6.5484 | 6.3431 | 6.0259 | 5.8971 | 5.4971 | 5.2043
2050-10-15 | 4.7994 | 4.6578 | 4.5092 | 4.4741 | 4.5197 | 4.6636 | 4.8145 | 4.863 | 5.0761 | 5.1631 | 5.0916 | 5.107 | 5.1163 | 4.8629 | 4.952 | 5.1648 | 5.4369 | 5.9027 | 5.781 | 5.734 | 5.7008 | 5.4897 | 5.3963 | 5.0241
2050-10-16 | 5.041 | 4.8387 | 4.6251 | 4.5201 | 4.5865 | 4.8059 | 5.1286 | 5.4296 | 5.4761 | 5.3928 | 5.1882 | 5.4247 | 5.4738 | 5.5009 | 5.5679 | 5.6704 | 6.0822 | 6.3902 | 6.5668 | 6.2987 | 6.1354 | 5.8991 | 5.4031 | 4.9045
2050-10-17 | 4.8579 | 4.7697 | 4.6543 | 4.5114 | 4.5245 | 4.7271 | 4.9351 | 5.2278 | 5.3256 | 5.1664 | 5.2933 | 5.1422 | 5.2709 | 5.6082 | 5.6122 | 5.5541 | 5.89 | 6.058 | 6.1367 | 5.8663 | 5.6262 | 5.3028 | 5.0214 | 4.828
2050-10-18 | 4.9362 | 4.6456 | 4.6195 | 4.3782 | 4.5078 | 4.7375 | 4.9993 | 5.2177 | 5.3428 | 5.0324 | 5.2419 | 5.4538 | 5.4699 | 5.3833 | 5.6807 | 5.7787 | 5.9858 | 6.291 | 6.5421 | 6.0858 | 5.8852 | 5.5799 | 5.2797 | 5.0752
2050-10-19 | 4.9534 | 4.7392 | 4.4116 | 4.3519 | 4.4465 | 4.6934 | 5.0562 | 5.0099 | 5.4572 | 5.1741 | 5.2091 | 5.167 | 5.3564 | 5.1611 | 5.4691 | 5.5446 | 5.8016 | 5.9634 | 6.261 | 6.1225 | 5.6459 | 5.4583 | 5.1385 | 4.8488
2050-10-20 | 4.7371 | 4.5393 | 4.3784 | 4.3608 | 4.4684 | 4.7504 | 5.2652 | 5.1986 | 5.3801 | 5.3106 | 5.2831 | 5.3012 | 5.2492 | 5.0373 | 5.2332 | 5.4789 | 5.7418 | 6.2411 | 6.0521 | 5.8134 | 5.5283 | 5.2779 | 5.0629 | 4.7597
2050-10-21 | 4.6392 | 4.586 | 4.4722 | 4.3822 | 4.4656 | 4.6943 | 5.0299 | 5.1369 | 5.4276 | 5.1859 | 5.1862 | 5.1493 | 5.2847 | 5.0999 | 5.1239 | 5.4081 | 5.918 | 6.1858 | 6.2641 | 6.1784 | 5.9447 | 5.7887 | 5.4595 | 5.1457
2050-10-22 | 4.9793 | 4.7637 | 4.5177 | 4.4295 | 4.5479 | 4.9313 | 5.1769 | 5.4115 | 5.5383 | 5.2747 | 5.1682 | 5.2897 | 5.324 | 5.1865 | 5.2831 | 5.4377 | 5.8084 | 6.0642 | 5.9382 | 5.781 | 5.5049 | 5.3373 | 5.1301 | 4.7258
2050-10-23 | 4.6535 | 4.5278 | 4.4107 | 4.273 | 4.2559 | 4.5618 | 4.5853 | 4.8002 | 4.9478 | 5.078 | 4.9137 | 4.9855 | 4.9418 | 4.6923 | 4.9809 | 5.2573 | 5.5337 | 5.9915 | 6.0343 | 6.0292 | 5.7345 | 5.4712 | 5.0732 | 4.7295
2050-10-24 | 4.5954 | 4.4975 | 4.5101 | 4.3758 | 4.3861 | 4.6053 | 4.8418 | 5.0415 | 5.2355 | 5.2116 | 5.0254 | 5.1164 | 5.3092 | 5.2262 | 5.5453 | 5.5307 | 5.8824 | 6.2305 | 6.3171 | 6.2724 | 5.9753 | 5.7166 | 5.3002 | 4.9426
2050-10-25 | 4.9381 | 4.5617 | 4.4702 | 4.301 | 4.2813 | 4.4808 | 4.7692 | 4.9716 | 5.382 | 5.2146 | 5.2203 | 5.2527 | 5.3569 | 5.2832 | 5.3298 | 5.4349 | 5.9491 | 6.2373 | 6.3697 | 6.1333 | 5.9422 | 5.5712 | 5.3987 | 5.0842
2050-10-26 | 4.9832 | 4.7438 | 4.3996 | 4.3121 | 4.2469 | 4.6308 | 4.8785 | 5.0871 | 5.3297 | 5.1527 | 5.0887 | 5.0039 | 5.1383 | 4.9245 | 5.1069 | 5.231 | 5.7485 | 6.1893 | 6.3364 | 6.2436 | 5.8978 | 5.74 | 5.3574 | 4.982
2050-10-27 | 4.8626 | 4.6453 | 4.4596 | 4.4085 | 4.4386 | 4.6665 | 4.9205 | 4.9733 | 5.1359 | 5.1541 | 5.1093 | 5.01 | 4.9721 | 4.6216 | 4.9098 | 5.1981 | 5.7696 | 6.2326 | 6.0135 | 5.7161 | 5.4092 | 5.3835 | 5.1523 | 4.8815
2050-10-28 | 4.7867 | 4.6173 | 4.4596 | 4.4379 | 4.3854 | 4.731 | 4.9022 | 5.1653 | 5.2767 | 5.1779 | 5.0507 | 5.1159 | 5.0351 | 4.5326 | 5.053 | 5.3716 | 5.7515 | 6.1904 | 6.1895 | 6.0105 | 5.7424 | 5.5386 | 5.2708 | 4.9854
2050-10-29 | 4.8039 | 4.7048 | 4.4771 | 4.4746 | 4.5059 | 4.7022 | 4.7339 | 4.8879 | 5.2281 | 5.1888 | 5.0969 | 5.2073 | 5.1218 | 5.0407 | 5.1494 | 5.5457 | 5.8758 | 6.0916 | 6.0824 | 5.8337 | 5.5555 | 5.2021 | 5.1419 | 4.7677
2050-10-30 | 4.727 | 4.5684 | 4.3936 | 4.0927 | 4.1766 | 4.4967 | 4.7603 | 4.9227 | 5.256 | 5.0215 | 5.1288 | 4.967 | 4.9057 | 5.0544 | 4.9492 | 5.3986 | 5.9063 | 6.1631 | 6.2351 | 5.9785 | 5.7097 | 5.5331 | 5.1506 | 4.8325
2050-10-31 | 4.6383 | 4.3729 | 4.3403 | 4.2307 | 4.4265 | 4.5625 | 4.9042 | 4.9223 | 5.1521 | 5.0742 | 4.947 | 4.9448 | 5.2105 | 5.183 | 5.1916 | 5.5331 | 6.0067 | 6.4761 | 6.5374 | 6.3815 | 6.0229 | 5.7298 | 5.3663 | 4.9888
2050-11-01 | 4.8722 | 4.5567 | 4.5208 | 4.3108 | 4.4783 | 4.7884 | 5.0109 | 5.102 | 5.2306 | 5.2251 | 5.2351 | 5.1425 | 5.2275 | 4.9823 | 5.1456 | 5.5566 | 5.9757 | 6.4035 | 6.4813 | 6.1545 | 6.0399 | 5.6992 | 5.3677 | 5.2771
2050-11-02 | 5.1274 | 4.9366 | 4.6061 | 4.5191 | 4.548 | 5.0031 | 5.2009 | 5.3711 | 5.5389 | 5.1395 | 4.9966 | 5.0631 | 5.0507 | 4.7225 | 4.8835 | 5.2506 | 5.9206 | 6.2356 | 6.2418 | 6.2144 | 5.7951 | 5.6276 | 5.273 | 4.988
2050-11-03 | 4.8652 | 4.6684 | 4.5491 | 4.536 | 4.5461 | 4.7538 | 5.243 | 5.5811 | 5.5783 | 5.2501 | 5.3931 | 5.0888 | 5.2534 | 5.1446 | 5.1009 | 4.9722 | 4.9089 | 5.3272 | 5.7767 | 5.8946 | 5.5103 | 5.4261 | 5.2855 | 5.0397
2050-11-04 | 4.6052 | 4.2126 | 4.2326 | 4.163 | 4.5001 | 4.9165 | 5.1459 | 5.4525 | 5.5613 | 5.312 | 5.2509 | 5.3093 | 5.3375 | 4.8918 | 5.0145 | 5.5542 | 5.812 | 6.0713 | 6.018 | 5.7935 | 5.4339 | 5.3255 | 5.0534 | 4.6906
2050-11-05 | 4.4813 | 4.4108 | 4.2795 | 4.2377 | 4.4486 | 4.5587 | 4.7796 | 4.9865 | 5.3826 | 5.2564 | 5.0316 | 4.9148 | 5.0446 | 5.0509 | 5.0514 | 5.2576 | 5.6396 | 6.0756 | 6.0058 | 5.607 | 5.3358 | 5.2533 | 5.046 | 4.7309
2050-11-06 | 4.6085 | 4.4997 | 4.2703 | 4.0938 | 4.2784 | 4.5473 | 4.5736 | 4.9212 | 5.0772 | 4.9073 | 5.1749 | 5.0725 | 5.0785 | 4.957 | 5.1121 | 5.3209 | 5.7264 | 5.9372 | 5.9079 | 5.8481 | 5.4631 | 5.3672 | 5.0311 | 4.8099
2050-11-07 | 4.6874 | 4.6188 | 4.5746 | 4.3287 | 4.4367 | 4.4987 | 4.6473 | 4.8762 | 5.0971 | 4.9509 | 4.9837 | 4.9185 | 5.1152 | 5.3688 | 5.5277 | 5.5421 | 5.7945 | 6.1253 | 6.1681 | 5.9745 | 5.7871 | 5.5114 | 5.0508 | 4.8087
2050-11-08 | 5.1168 | 4.8694 | 4.7949 | 4.8028 | 4.9843 | 5.1557 | 5.1158 | 5.3469 | 5.7865 | 5.6652 | 5.3891 | 5.4483 | 5.4382 | 5.4315 | 5.5358 | 5.5884 | 6.2147 | 6.7969 | 6.986 | 6.5191 | 6.2918 | 5.8554 | 5.5616 | 5.2862
2050-11-09 | 4.862 | 4.6558 | 4.3665 | 4.3721 | 4.2549 | 4.6943 | 4.8142 | 4.7862 | 5.2647 | 4.9485 | 5.0231 | 5.091 | 5.348 | 4.8667 | 5.172 | 5.5521 | 5.8613 | 6.3779 | 6.4767 | 6.3408 | 5.9733 | 5.8517 | 5.4039 | 5.14
2050-11-10 | 4.9729 | 4.7614 | 4.6837 | 4.4885 | 4.5657 | 4.7455 | 5.0433 | 5.4718 | 5.7133 | 5.3525 | 5.1644 | 4.9562 | 4.9847 | 5.0912 | 5.1731 | 5.3948 | 5.7393 | 6.1617 | 6.1968 | 5.9995 | 5.7465 | 5.6686 | 5.2918 | 4.9425
2050-11-11 | 4.7821 | 4.625 | 4.5371 | 4.4928 | 4.5637 | 4.9723 | 5.1436 | 5.5307 | 5.5268 | 5.2904 | 5.1597 | 5.2949 | 5.6146 | 5.4752 | 5.4503 | 5.7285 | 5.9992 | 6.3609 | 6.3592 | 6.0928 | 5.6927 | 5.6708 | 5.2617 | 4.9388
2050-11-12 | 4.8616 | 4.7005 | 4.5562 | 4.5079 | 4.5787 | 4.8767 | 5.0098 | 5.0787 | 5.4806 | 5.0745 | 5.1371 | 5.1063 | 5.1333 | 4.8838 | 4.8784 | 4.9218 | 5.2692 | 5.6982 | 5.7082 | 5.5225 | 5.3051 | 5.1809 | 5.0128 | 4.7198
2050-11-13 | 4.6332 | 4.4232 | 4.4057 | 4.3874 | 4.5074 | 4.8233 | 5.0556 | 5.3785 | 5.5446 | 5.4589 | 5.3776 | 5.4349 | 5.4634 | 5.2446 | 5.2576 | 5.5445 | 5.7856 | 6.0333 | 6.0047 | 5.7673 | 5.3957 | 5.2017 | 4.9631 | 4.5635
2050-11-14 | 4.467 | 4.3409 | 4.3177 | 4.2958 | 4.4351 | 4.6435 | 4.9159 | 5.187 | 5.1419 | 5.002 | 5.1808 | 5.0384 | 5.0682 | 5.1267 | 5.3885 | 5.5779 | 5.9905 | 6.3015 | 6.3805 | 6.2261 | 5.9597 | 5.7098 | 5.0988 | 4.9231
2050-11-15 | 4.8236 | 4.4749 | 4.4618 | 4.2606 | 4.4715 | 4.7867 | 4.8761 | 5.1603 | 5.2272 | 4.9828 | 5.1425 | 5.2108 | 5.3067 | 5.0063 | 5.1388 | 5.3418 | 5.755 | 6.0805 | 6.2781 | 5.9459 | 5.7994 | 5.5413 | 5.3155 | 5.0684
2050-11-16 | 4.8707 | 4.5938 | 4.3134 | 4.354 | 4.4215 | 4.8637 | 5.2429 | 5.4353 | 5.5039 | 5.1357 | 5.1221 | 5.1646 | 5.4775 | 5.0509 | 5.1258 | 5.4406 | 5.9639 | 6.0429 | 6.0112 | 5.9461 | 5.5739 | 5.387 | 5.1823 | 4.9612
2050-11-17 | 4.8458 | 4.6246 | 4.4391 | 4.3941 | 4.4666 | 4.6674 | 5.0102 | 5.1144 | 5.1252 | 4.9369 | 4.944 | 4.907 | 4.9112 | 5.0091 | 4.9753 | 5.1727 | 5.5128 | 5.8766 | 6.0663 | 5.8798 | 5.5253 | 5.5447 | 5.315 | 5.0804
2050-11-18 | 4.9831 | 4.8051 | 4.5944 | 4.5519 | 4.6823 | 4.9797 | 5.1388 | 5.2438 | 5.7097 | 5.0969 | 5.1049 | 5.0102 | 5.1528 | 5.1778 | 5.0634 | 5.2579 | 5.4628 | 5.8343 | 6.008 | 5.7048 | 5.4395 | 5.3436 | 5.2027 | 4.8983
2050-11-19 | 4.7184 | 4.534 | 4.4087 | 4.4081 | 4.3155 | 4.6002 | 4.6969 | 5.0233 | 5.2649 | 5.0987 | 4.8599 | 4.9129 | 4.892 | 4.9868 | 4.873 | 4.9756 | 5.4143 | 5.7207 | 5.8132 | 5.6109 | 5.2932 | 5.0059 | 4.8698 | 4.6914
2050-11-20 | 4.6679 | 4.4951 | 4.1632 | 4.0936 | 4.0859 | 4.4921 | 4.821 | 5.0215 | 5.2771 | 5.2351 | 5.1611 | 5.0913 | 5.126 | 5.294 | 5.1541 | 5.496 | 5.7958 | 6.1652 | 6.0797 | 5.7944 | 5.4619 | 5.0616 | 4.7655 | 4.6625
2050-11-21 | 4.4893 | 4.3359 | 4.3448 | 4.1623 | 4.1734 | 4.5041 | 4.7003 | 4.9766 | 5.1216 | 4.9957 | 4.807 | 4.81 | 4.8904 | 4.9497 | 5.151 | 5.4458 | 5.816 | 5.9565 | 6.0977 | 6.0941 | 5.8376 | 5.6815 | 5.139 | 4.9014
2050-11-22 | 4.8829 | 4.5602 | 4.5498 | 4.3655 | 4.548 | 4.6076 | 4.8289 | 5.1063 | 5.3213 | 5.2134 | 5.0214 | 5.0282 | 5.3467 | 5.3897 | 5.5458 | 5.5326 | 5.959 | 6.0777 | 6.2224 | 5.9371 | 5.7902 | 5.4434 | 5.1037 | 4.8335
2050-11-23 | 4.7253 | 4.5059 | 4.224 | 4.2867 | 4.3615 | 4.5527 | 4.7911 | 5.1214 | 5.4816 | 5.4156 | 5.3524 | 5.4645 | 5.6267 | 5.4718 | 5.6497 | 5.8478 | 5.9982 | 6.179 | 6.1694 | 6.0174 | 5.5283 | 5.3593 | 5.1584 | 4.7688
2050-11-24 | 4.6118 | 4.3944 | 4.3187 | 4.2311 | 4.372 | 4.5835 | 4.9293 | 5.2343 | 5.7214 | 5.5586 | 5.3819 | 5.2312 | 5.2 | 5.3358 | 5.3163 | 5.46 | 5.928 | 6.0588 | 5.9457 | 5.714 | 5.4378 | 5.337 | 5.1503 | 4.7349
2050-11-25 | 4.5489 | 4.3952 | 4.2182 | 4.0254 | 4.1311 | 4.215 | 4.4216 | 4.7288 | 5.163 | 4.9047 | 4.8747 | 4.8237 | 4.9829 | 5.0258 | 4.9675 | 5.3322 | 5.6739 | 5.7718 | 5.6428 | 5.4288 | 5.3342 | 5.2846 | 4.7568 | 4.5842
2050-11-26 | 4.5914 | 4.498 | 4.1027 | 4.2147 | 4.2667 | 4.4536 | 4.7117 | 4.82 | 5.0937 | 4.9678 | 4.773 | 4.6583 | 4.7412 | 4.7548 | 4.9581 | 5.0628 | 5.3606 | 5.5998 | 5.6446 | 5.5149 | 5.2394 | 5.0853 | 4.9145 | 4.738
2050-11-27 | 4.1668 | 3.9746 | 3.862 | 3.7763 | 3.8148 | 4.0687 | 4.3402 | 4.8001 | 4.8285 | 4.7406 | 4.3679 | 4.3613 | 4.3446 | 4.2684 | 4.4353 | 4.5248 | 4.7851 | 5.2184 | 5.2433 | 5.1738 | 4.8849 | 4.6641 | 4.2476 | 4.0818
2050-11-28 | 4.0122 | 3.8709 | 3.8342 | 3.7139 | 3.717 | 3.9682 | 4.3411 | 4.595 | 4.7864 | 4.781 | 4.3391 | 4.3136 | 4.4184 | 4.4898 | 4.5782 | 4.6402 | 5.0182 | 5.4265 | 5.4513 | 5.3292 | 4.8573 | 4.5449 | 4.1996 | 4.0129
2050-11-29 | 4.0743 | 3.7724 | 3.7128 | 3.5538 | 3.6881 | 4.0212 | 4.2148 | 4.4506 | 4.7424 | 4.6897 | 4.4413 | 4.3781 | 4.672 | 4.316 | 4.587 | 4.6751 | 4.9113 | 5.2787 | 5.5952 | 5.4553 | 5.3924 | 5.0453 | 4.6304 | 4.4603
2050-11-30 | 4.3075 | 4.1192 | 3.8488 | 3.7527 | 3.8478 | 4.3087 | 4.6909 | 4.9175 | 4.8667 | 4.7597 | 4.7107 | 4.5605 | 4.4882 | 4.4701 | 4.6201 | 4.688 | 5.0709 | 5.3059 | 5.6614 | 5.3465 | 4.8452 | 4.6847 | 4.3333 | 4.0044
2050-12-01 | 4.0046 | 3.8849 | 3.7363 | 3.6673 | 3.7366 | 4.2287 | 4.6175 | 4.7405 | 4.5836 | 4.5229 | 4.4583 | 4.4665 | 4.5687 | 4.4989 | 4.5941 | 4.8348 | 4.9623 | 5.4771 | 5.7702 | 5.7962 | 5.523 | 5.2795 | 4.8507 | 4.5252
2050-12-02 | 4.3929 | 4.2629 | 4.0182 | 3.9555 | 4.0313 | 4.447 | 4.9664 | 5.2342 | 5.098 | 4.5701 | 4.5682 | 4.5406 | 4.5679 | 4.3905 | 4.6002 | 4.7015 | 5.0081 | 5.2778 | 5.3888 | 5.146 | 4.8892 | 4.7348 | 4.5663 | 4.3252
2050-12-03 | 4.1084 | 3.953 | 3.7914 | 3.6825 | 3.7689 | 4.1793 | 4.1757 | 4.5447 | 4.7118 | 4.7727 | 4.5616 | 4.5629 | 4.6243 | 4.6151 | 4.7457 | 4.7818 | 4.9162 | 5.2367 | 5.3139 | 5.099 | 5.0324 | 4.8422 | 4.6451 | 4.3575
2050-12-04 | 4.2739 | 4.0694 | 3.9047 | 3.8384 | 3.95 | 4.2569 | 4.4428 | 4.8062 | 4.9026 | 4.7932 | 4.6944 | 4.4851 | 4.5032 | 4.4681 | 4.6127 | 4.7313 | 5.1273 | 5.4336 | 5.6147 | 5.156 | 4.8727 | 4.6568 | 4.3751 | 4.0585
2050-12-05 | 3.874 | 3.821 | 3.7306 | 3.6729 | 3.6744 | 3.9861 | 4.2069 | 4.5214 | 4.957 | 4.7195 | 4.6231 | 4.6229 | 4.6815 | 4.5998 | 4.6721 | 4.9374 | 5.1528 | 5.4471 | 5.4702 | 5.2737 | 5.271 | 4.9632 | 4.4756 | 4.2173
2050-12-06 | 4.2268 | 4.1409 | 4.0166 | 3.7669 | 3.8469 | 4.0778 | 4.2837 | 4.7883 | 4.8496 | 4.7943 | 4.6504 | 4.6788 | 4.6766 | 4.7067 | 4.5626 | 4.7584 | 5.1838 | 5.6739 | 6.0319 | 5.8031 | 5.5372 | 5.1575 | 4.8001 | 4.6026
2050-12-07 | 4.4847 | 4.1612 | 3.8564 | 3.8329 | 3.9283 | 4.3589 | 4.5786 | 5.0887 | 5.2016 | 5.0971 | 4.9576 | 5.1375 | 5.0028 | 4.8481 | 4.9765 | 4.9932 | 5.1834 | 5.5339 | 5.7852 | 5.5863 | 5.0672 | 4.8452 | 4.5768 | 4.3543
2050-12-08 | 4.2517 | 4.1203 | 3.9954 | 3.9304 | 4.0172 | 4.419 | 4.6958 | 4.9585 | 4.8587 | 4.8339 | 4.6816 | 4.5441 | 4.5043 | 4.4682 | 4.5785 | 4.743 | 4.9822 | 5.5027 | 5.6232 | 5.438 | 5.0208 | 4.8092 | 4.5805 | 4.3392
2050-12-09 | 4.1666 | 3.9764 | 3.9089 | 3.7738 | 3.7771 | 4.1924 | 4.6356 | 4.8703 | 4.9161 | 5.0826 | 4.9659 | 4.8411 | 4.8367 | 4.8679 | 5.0332 | 5.2675 | 5.5404 | 5.672 | 5.6138 | 5.3382 | 5.075 | 4.9437 | 4.6193 | 4.3015
2050-12-10 | 4.0407 | 3.8965 | 3.7304 | 3.6103 | 3.6787 | 3.9618 | 4.1741 | 4.4459 | 4.6457 | 4.5538 | 4.3574 | 4.2925 | 4.3045 | 4.3894 | 4.5689 | 4.526 | 4.932 | 5.2377 | 5.4527 | 5.2757 | 4.9381 | 4.7021 | 4.5109 | 4.2861
2050-12-11 | 4.0656 | 3.8827 | 3.6382 | 3.4089 | 3.5411 | 3.7377 | 4.0061 | 4.5022 | 4.7346 | 4.6973 | 4.5384 | 4.5955 | 4.5519 | 4.4504 | 4.6709 | 4.8704 | 5.1723 | 5.7462 | 5.8596 | 5.6623 | 5.0423 | 4.8634 | 4.5421 | 4.2393
2050-12-12 | 4.0988 | 3.9488 | 3.8918 | 3.7932 | 3.6985 | 3.9469 | 4.1676 | 4.5585 | 4.5308 | 4.468 | 4.5372 | 4.4562 | 4.6939 | 4.5362 | 4.66 | 4.6089 | 5.0968 | 5.527 | 5.6491 | 5.5993 | 5.2786 | 4.9773 | 4.415 | 4.1559
2050-12-13 | 4.3729 | 4.1495 | 3.9628 | 3.7302 | 3.8332 | 4.1005 | 4.2025 | 4.531 | 4.5875 | 4.573 | 4.3859 | 4.4213 | 4.4685 | 4.302 | 4.3386 | 4.5056 | 4.8545 | 5.3286 | 5.6741 | 5.4416 | 5.2462 | 4.9486 | 4.6969 | 4.4844
2050-12-14 | 4.3426 | 4.1267 | 3.8204 | 3.7097 | 3.7861 | 4.1963 | 4.3205 | 4.886 | 4.9018 | 4.7447 | 4.5658 | 4.5181 | 4.6595 | 4.384 | 4.449 | 4.6712 | 5.1708 | 5.4749 | 5.4988 | 5.667 | 5.3111 | 4.9749 | 4.5617 | 4.2317
2050-12-15 | 4.1192 | 3.9051 | 3.7286 | 3.5932 | 3.7449 | 4.0905 | 4.4503 | 4.6715 | 4.7248 | 4.6842 | 4.4328 | 4.3355 | 4.3581 | 4.315 | 4.3869 | 4.5654 | 4.9343 | 5.481 | 5.8824 | 5.7562 | 5.2057 | 5.0023 | 4.6981 | 4.4741
2050-12-16 | 4.2765 | 3.9888 | 3.8907 | 3.7824 | 3.9074 | 4.2887 | 4.3755 | 4.6959 | 4.7413 | 4.5196 | 4.5162 | 4.8752 | 4.7575 | 4.5822 | 4.7048 | 4.9338 | 5.3024 | 5.6888 | 5.8248 | 5.7754 | 5.3875 | 5.0828 | 4.7589 | 4.536
2050-12-17 | 4.4009 | 4.2204 | 4.0167 | 3.9585 | 4.0113 | 4.1784 | 4.3228 | 4.5072 | 4.6467 | 4.6146 | 4.4098 | 4.4992 | 4.4647 | 4.4764 | 4.3616 | 4.8868 | 5.0319 | 5.6366 | 5.8532 | 5.6627 | 5.3065 | 5.1492 | 4.7311 | 4.3691
2050-12-18 | 4.3701 | 4.1572 | 3.9437 | 3.7888 | 3.7745 | 3.9462 | 4.1458 | 4.4952 | 4.5123 | 4.5598 | 4.6045 | 4.6873 | 4.5832 | 4.6758 | 4.6607 | 4.8968 | 5.2585 | 5.7189 | 5.8118 | 5.6936 | 5.2684 | 4.9604 | 4.5309 | 4.3335
2050-12-19 | 4.2751 | 4.1351 | 3.9996 | 3.8906 | 3.9236 | 4.0263 | 4.2461 | 4.4742 | 4.9131 | 5.0786 | 5.1072 | 5.2386 | 5.2769 | 5.1326 | 5.2839 | 5.4493 | 5.5982 | 6.1674 | 6.1654 | 5.9465 | 5.6797 | 5.3054 | 4.9861 | 4.6479
2050-12-20 | 4.5583 | 4.2023 | 4.0629 | 3.7829 | 3.8599 | 3.9515 | 4.1043 | 4.3556 | 4.7086 | 4.8356 | 5.0463 | 4.9007 | 4.9632 | 5.0135 | 5.1811 | 5.1044 | 5.3518 | 5.8534 | 6.1515 | 5.8779 | 5.6341 | 5.3036 | 5.013 | 4.857
2050-12-21 | 5.0931 | 4.8685 | 4.5197 | 4.4615 | 4.5989 | 4.8219 | 4.9441 | 5.4367 | 5.804 | 5.4653 | 5.7155 | 5.7524 | 5.7395 | 5.5844 | 5.9681 | 6.0534 | 6.56 | 6.7562 | 7.0654 | 7.0383 | 6.2784 | 5.8546 | 5.3693 | 4.8403
2050-12-22 | 4.3409 | 4.1131 | 3.9854 | 3.8876 | 3.9282 | 4.3059 | 4.5299 | 4.7658 | 5.0779 | 4.9132 | 5.0879 | 5.1653 | 5.1824 | 5.1831 | 5.2984 | 5.2614 | 5.8614 | 6.2774 | 6.318 | 6.1996 | 5.6598 | 5.5598 | 5.2579 | 4.6341
2050-12-23 | 4.4587 | 4.2326 | 4.0754 | 3.8877 | 3.9918 | 4.2655 | 4.4673 | 4.8477 | 5.2266 | 5.2102 | 5.4138 | 5.5566 | 5.6615 | 5.3782 | 5.6008 | 5.678 | 6.0927 | 6.5242 | 6.5307 | 6.1697 | 5.8093 | 5.7566 | 5.3773 | 4.8089
2050-12-24 | 4.62 | 4.4182 | 4.3418 | 4.1446 | 3.955 | 4.2378 | 4.4629 | 4.9104 | 5.1853 | 5.2154 | 5.1965 | 5.0055 | 5.0841 | 5.082 | 5.1279 | 5.2086 | 5.6841 | 6.1222 | 6.2918 | 6.1622 | 5.8265 | 5.532 | 5.1063 | 4.6672
2050-12-25 | 4.4344 | 4.256 | 4.069 | 4.0653 | 3.9643 | 4.159 | 4.4415 | 4.8809 | 5.1145 | 5.001 | 4.935 | 5.1109 | 5.2648 | 4.9144 | 5.2661 | 5.5533 | 5.8364 | 6.3382 | 6.373 | 6.2582 | 5.7455 | 5.673 | 5.2792 | 4.7854
2050-12-26 | 4.4567 | 4.3241 | 4.248 | 4.0474 | 4.1379 | 4.1225 | 4.2683 | 4.6089 | 5.0255 | 5.0473 | 5.2034 | 5.1643 | 5.183 | 4.8407 | 5.1625 | 5.4325 | 5.7913 | 6.2892 | 6.3352 | 6.2719 | 5.8405 | 5.672 | 5.2975 | 4.796
2050-12-27 | 4.4846 | 4.1401 | 3.923 | 3.7559 | 3.7969 | 3.946 | 4.0099 | 4.2485 | 4.5742 | 4.5609 | 4.8156 | 4.7507 | 4.8421 | 4.8862 | 4.9908 | 4.8363 | 5.3468 | 5.8422 | 6.0858 | 5.7708 | 5.5761 | 5.2588 | 4.9857 | 4.7967
2050-12-28 | 4.7404 | 4.5288 | 4.1912 | 4.1291 | 4.3312 | 4.5556 | 4.6755 | 5.063 | 5.383 | 5.0597 | 5.2085 | 5.3968 | 5.3918 | 5.1704 | 5.5197 | 5.6854 | 6.0338 | 6.2701 | 6.5188 | 6.4963 | 5.7964 | 5.4087 | 4.9696 | 4.4881
2050-12-29 | 4.3392 | 4.1186 | 3.9847 | 3.9263 | 4.0037 | 4.3184 | 4.5299 | 4.7659 | 5.0681 | 4.9121 | 5.0865 | 5.1556 | 5.0946 | 5.1324 | 5.3235 | 5.3478 | 5.8404 | 6.2657 | 6.317 | 6.1785 | 5.6527 | 5.5463 | 5.2341 | 4.6124
2050-12-30 | 4.4406 | 4.2088 | 4.0693 | 3.9542 | 4.0695 | 4.3307 | 4.4674 | 4.8586 | 5.2556 | 5.2184 | 5.4025 | 5.6083 | 5.6274 | 5.3694 | 5.5968 | 5.7515 | 6.1021 | 6.5042 | 6.4959 | 6.1362 | 5.779 | 5.7348 | 5.361 | 4.7937
2050-12-31 | 4.7064 | 4.455 | 4.3916 | 4.2172 | 4.0176 | 4.3071 | 4.5738 | 4.9875 | 5.1555 | 5.1474 | 5.182 | 5.0387 | 5.0291 | 4.9642 | 5.0053 | 5.1738 | 5.6864 | 6.1254 | 6.3072 | 6.1614 | 5.7971 | 5.57 | 5.101 | 4.6668