## Assumptions Summary
Modeling Assumptions
This workbook presents the IGP inputs and assumptions as used in the RESOLVE model. Each worksheet contains raw data inputs that RESOLVE writes into .TAB files. The worksheet names reflect the actual .TAB file names that are written by RESOLVE. The topics covered within the .TAB files are summarized in the descriptions for each worksheet.
Version History
Date | Version | Description
2020-09-25 | 1 | First Release of the Draft IGP Inputs and Assumptions Document
2021-03-12 | 2 | First Release of the Draft IGP Inputs and Assumptions Workbooks 1-2 for Oahu, Hawaii Island, Maui, Molokai, and Lanai. Incorporates Stakeholder Feedback to Version 1.0.
2021-08-03 | 3 | Revised Draft IGP Inputs and Assumptions Workbooks 1-2 for Oahu, Hawaii Island, Maui, Molokai, and Lanai. Incorporates the Hawaii Public Utilities Commission's Directives in Order 37730 to Version 2.0. -- Provided clear narrative explanations about the inputs and assumptions -- Provided live and unlocked workbooks with cell logic intact -- Used plain language to describe data, worksheets, and cells -- Provided an Assumptions Summary, Glossary, References Worksheets -- Formatted workbook to improve user understanding
2021-08-18 | 4 | Changes: --Assumptions Summary - Added column for "Source" to Worksheet Descriptions. --References - Update links to August 3, 2021 filing. --Horizon change to 2027-2034, 2040, 2045, 2050 --erm_params - Removed ERM Peaks. ERM Calculation Will Now Scale with Hourly System Level Net Load. --erm_timepoint_params - Updated Table to Show Hourly System Level Net Load --technologies - Updated VOM --renewable_targets - Updated retail sales, non-modeled RPS resources, and incremental pipeline biogas cost to match latest sales forecast, DER forecast, and biofuel price forecast, respectively. --planned_installed_capacities - Updated Fixed O&M for CBRE Phase 1
Worksheet Descriptions
Worksheet | Category | Description | Source
Assumptions Summary | Assumptions Summary | Includes Workbook Version History, Worksheet Descriptions, and References | HECO
Glossary | Glossary | Definitions of All Acronyms and Common Terms Used in the Workbook | INDUSTRY STANDARDS
References | References | Provides Links to All Pertinent and Related Documents and Workbooks | HECO
day_weights | General Inputs | Weighted Sample Days used for Hourly Dispatch Representation. | RESOLVE
zones |  | Representative Zones on the Island. Used for Load Balancing Between Zones. | RESOLVE
transmission_lines |  | Names of Transmission Lines and Maximum Planned Capacities | RESOLVE
simultaneous_flow_limits |  | Transmisison Lines Constraint for Future Upgrades | RESOLVE, HECO
fuels |  | Properties of Fuel Types Used Per Island | EIA, HECO
renewable_targets |  | Renewable Portfolio Standards Constraints | HECO
period_discount_factors |  | Parameters Used to Calculate the Net Present Value of the RESOLVE Resource Plan | HECO
flexible_params |  | Parameters Used to Establish Time and Value Constraints in RESOLVE | RESOLVE
system_params |  | Parameters for RESOLVE to Model the Island System | RESOLVE, HECO
resources | Properties of Resources | Names and Capabilities of All Available Resources in RESOLVE | HECO
planned_installed_capacities |  | Planned Installed Capacity of Resources | HECO
min_cumulative_new_build |  | Minimum Capacity Requirements for New Resources Built by RESOLVE | HECO
capacity_limits |  | Maximum Capacity Limit for New Resources Built by RESOLVE | HECO, NREL POTENTIAL STUDY ALT-1
planned_storage_energy_capacity |  | Planned Installed Energy Capacity for Storage Resources | HECO
resource_storage_paired |  | Constraints Used to Model Paired Resources | RESOLVE
resource_variable_renewable |  | Capability of Resource to be Curtailed | RESOLVE, HECO
reserve_resources |  | Capability of Resource to Provide Regulating Reserve, FFR, and Inertia Services | RESOLVE, HECO
conventional_dr_period_limits |  | Properties of Demand Response Resources | HECO
energy_sharing_max_to_move_with |  | Constraints Used to Limit Maximum Capacity Factor for Resources | HECO
technologies | Properties of Technology | Names and Capabilities of All Available Technology Types in RESOLVE | HECO, INDUSTRY STANDARDS
tech_storage_parms |  | Properties of Battery Energy Storage System (BESS) Technologies | HECO, INDUSTRY STANDARDS
erm_params | ERM Parameters | Energy Reserve Margin (ERM) Requirement | HECO
erm_resource_group_map |  | Grouping of Resources that Contribute to ERM | HECO
erm_shapes |  | Hourly Dependable Capacity (HDC) Shapes by ERM Resource Group | HECO
erm_timepoint_params |  | ERM Load Shape in 8760 Hours/Year Format | HECO

## Glossary
Glossary |  |  |  | Return to Assumptions Summary
Acronym/ Terminology | Definition | Order No. | Worksheets Reference
8760 | 365 days/year x 24 hours/day = 8760 hours/year | 0 | Glossary
resource | Resource Name | 0 | Glossary
period | Reference Year | 0 | Glossary
DR | Demand Response | 0 | Glossary
Pmax | Maximum Power Output (MW) | 0 | Glossary
MW | Megawatts, Unit of Power/ Capacity | 0 | Glossary
ERM | Energy Reserve Margin | 0 | Glossary
HDC | Hourly Dependable Capacity | 0 | Glossary
MWh | Megawatt-hour, Unit of Energy | 0 | Glossary
kW | Kilowatt, Unit of Power/ Capacity | 0 | Glossary
kWh | Kilowatt-hour, Unit of Energy | 0 | Glossary
yr | Year | 0 | Glossary
DER | Distributed Energy Resources | 0 | Glossary
DGPV | Distributed Generation Photovoltaics | 0 | Glossary
FFR | Fast Frequency Response | 0 | Glossary
Inertia | Kinetic Energy (MJ) Produced by a Synchronous Generator | 0 | Glossary
day_id | RESOLVE Sampled Day Number, Ranges from 1-30 | 1 | day_weights
day_weight | Number of Days in a Year that the Sampled Day Represents. Sum of the Day Weights is 365 Days. | 1 | day_weights
zone | User-Defined Zones on an Island Containing Resources. Used for Balancing Generation and Load | 2 | zones
include_in_rps_target | Allow Zones to be Included in the RPS Target Calculation | 2 | zones
include_in_load_following | Allow Zones to Provide Load Following/Regulating Reserve | 2 | zones
include_in_ghg_target | Allow Zones to be Included in the GHG Reduction Target Calculation | 2 | zones
transmission_line | Name of a Transmission Line in RESOLVE | 3 | transmission_lines
transmission_from | Transmission Line Starting Point | 3 | transmission_lines
transmission_to | Transmission Line End Point | 3 | transmission_lines
min_flow | Minimum Transmission Line Capacity | 3 | transmission_lines
max_flow | Maximum Transmission Line Capacity | 3 | transmission_lines
simultaneous_flow_group | Name of Transmission Line Directional Constraint (Forward or Reverse Direction) | 4 | simultaneous_flow_limits
period | Modeled Year in RESOLVE | 4 | simultaneous_flow_limits
simultaneous_flow_limit_mw | Planned Annual Transmission Capacity. Adjustable for Transmission Upgrades | 4 | simultaneous_flow_limits
fuels | Fuel Type | 5 | fuels
tco2_per_mmbtu | Carbon Intensity of Burning Fossil Fuels | 5 | fuels
can_blend_with_pipeline_biogas | TRUE/FALSE Question to Allow Biodiesel Blending | 5 | fuels
period | Modeled Year in RESOLVE | 5 | renewable_targets
non_modeled_rps_resources_mwh | Energy (GWh/year) Provided by DER Resources | 6 | renewable_targets
DER | Distributed Energy Resources | 6 | renewable_targets
pipeline_biogas_available_mmbtu_per_year | Amount of Biodiesel Available To Fuel-Burning Units Per Year (MMBTU/year) | 6 | renewable_targets
incremental_pipeline_biogas_cost_per_mmbtu | Cost of Biodiesel Per Year ($/MMBTU) | 6 | renewable_targets
retail_sales_mw | Portion of Customer Sales (MWh/year) that Contributes to the RPS or RPS-A Requirement | 6 | renewable_targets
RPS | Renewable Portfolio Standards | 6 | renewable_targets
RPS-A | Updated RPS Standard Based on Total Generation | 6 | renewable_targets
RPS_as_fractions_of_retail_sales | Annual Percent RPS Requirement | 6 | renewable_targets
period | Modeled Year in RESOLVE | 7 | period_discount_factors
discount_factor | RESOLVE Conversion Factor from Discount Rate | 7 | period_discount_factors
years_in_period | Linear Interpolation Between Modeled and Non-Modeled Years | 7 | period_discount_factors
period | Modeled Year in RESOLVE | 8 | flexible_params
param | Parameters in RESOLVE | 8 | flexible_params
model_component | Resource Name or Type in RESOLVE | 8 | flexible_params
day | RESOLVE Representative Day(s) | 8 | flexible_params
hour_of_day_from | Starting Hour Between 0-23 | 8 | flexible_params
hour_of_day_to | Ending Hour Between 0-23 | 8 | flexible_params
value | Unitless Number, Percent Fraction, or TRUE/FALSE Statement | 8 | flexible_params
max_gen_fraction | Controls the Generation Output of the Resource Named Under the "model_component". | 8 | flexible_params
energy_budget_cap_factor | Used to Maintain a Daily Capacity Factor for the Resource's Energy Budget | 8 | flexible_params
Energy Budget | The Daily Amount of Available Energy Produced/ Stored by a Resource | 8 | flexible_params
under_freq_load_shedding_fraction | Percent of Allowable Under Frequency Load Shed (UFLS) | 8 | flexible_params
total_freq_resp_violation_penalty_per_mw | Penalty Price for Violating the FFR Requirement ($/MW) | 8 | flexible_params
lf_reserve_timeframe_fraction_of_hour | Timeframe of Reserve Dispatch (Response Time to Ramp) | 8 | flexible_params
erm_shifting_window | Used to Shift Battery Energy From One Hour to Another, From One Day to Another, Throught the Year to Meet the ERM Requirement | 8 | flexible_params
synchronous_condenser_addition_to_load | When Not Committed and in Synchronous Condenser Mode, The Resource Will Add to Load by a Fraction of its Total Installed Capacity (%) | 8 | flexible_params
allow_synchronous_condenser_mode | TRUE/FALSE Decision Variable to Allow a Thermal Generator to Switch into Synchronous Condenser Mode | 8 | flexible_params
decimals | Used to Set the Number of Decimal Places for Result Values | 8 | flexible_params
unserved_energy_penalty | The Cost of Unserved Energy When There Isn't Enough Generation on the System to Meet the System Load ($/MW) | 9 | system_params
overgen_penalty | The Cost of Curtailment ($/MWh) | 9 | system_params
upward_reserve_violation_penalty | The Cost of the Model Not Meeting Upward Regulating Reserve Requirements ($/MW) | 9 | system_params
downward_reserve_violation_penalty | The Cost of the Model Not Meeting Downward Regulating Reserve Requirements ($/MW) | 9 | system_params
lf_reserve_dispatch_fraction | Represents the Regulating Reserve Subhourly Dispatch Fraction (%) | 9 | system_params
var_rnw_available_for_reserves | The Capacity of Variable Resources to Provide Load Following/ Regulating Reserves (%) | 9 | system_params
max_var_rnw_reserves | Represents the Maximum Regulating Reserves Provided by Variable Resources | 9 | system_params
require_overbuild | Allows the RESOLVE Model to Build Enough Resources to Meet All System Constraints as Mentioned Above, and Avoid Penalty Costs | 9 | system_params
enforce_ghg_targets | Allows the RESOLVE Model to Meet Greenhouse Gas (GHG) Emissions Targets | 9 | system_params
count_storage_losses_as_rps_curtailment | An Accounting Feature for Battery Energy Losses to Count as Curtailment of RPS Eligible Resources and Not a Reduction of RPS | 9 | system_params
allow_unserved_energy | Enables the Model to Allow Hours of Unserved Energy, Although Those Hours Will Have an Associated Penalty Cost for Violating the Constraint | 9 | system_params
resource | Name of User-Defined Resource in RESOLVE | 10 | resources
technology | Name of User Defined Technology Type in RESOLVE | 10 | resources
rps_eligible | Tracks if a Resource Contributes to RPS | 10 | resources
can_build_new | Ability for a Resource to be Built and/or Expanded | 10 | resources
capacity_limited | Capacity Build Limit for New Resources | 10 | resources
can_retire | Allows RESOLVE to Retire Thermal Resources | 10 | resources
period | Modeled Year in RESOLVE | 11 | planned_installed_capacities
resource | Name of User-Defined Resource in RESOLVE | 11 | planned_installed_capacities
planned_installed_capacity | Planned Installed Capacity of Resources (MW) | 11 | planned_installed_capacities
min_operational_planned_capacity_mw | Minimum Operational Capacity of Resources (MW) | 11 | planned_installed_capacities
planned_capacity_fixed_o_and_m_dollars_per_kw_yr | Annual Fixed Operations and Maintenance Costs for Resources ($/kW-yr) | 11 | planned_installed_capacities
resource | Name of User Defined Resource in RESOLVE | 12 | min_cumulative_new_build
period | Modeled Year in RESOLVE | 12 | min_cumulative_new_build
min_cumulative_build_by_year | Minimum Capacity of New Resources to be Built Per Year | 12 | min_cumulative_new_build
resource | Name of User-Defined Resource in RESOLVE | 13 | capacity_limits
period | Modeled Year in RESOLVE | 13 | capacity_limits
capacity_limit_mw | Maximum Capacity Limit (MW) for New Resource Builds by RESOLVE | 13 | capacity_limits
storage_resource | Name of User-Defined Storage Resources in RESOLVE | 14 | planned_storage_energy_capacity
period | Modeled Year in RESOLVE | 14 | planned_storage_energy_capacity
planned_storage_energy_capacity_mwh | Planned Storage Energy Capacity (MWH) | 14 | planned_storage_energy_capacity
planned_storage_energy_capacity_fixed_o_and_m_dollars_per_kwh_yr | Fixed Operations and Maintenance Costs For Storage | 14 | planned_storage_energy_capacity
paired_storage_resource | Name of Storage Resource That is Paired to a Supply Resource | 15 | resource_storage_paired
paired_supply_resource | Name of Supply Resource That is Paired to a Storage Resource | 15 | resource_storage_paired
enforce_pairing_ratio | Create a Pairing Ratio Between Supply and Storage Resources | 15 | resource_storage_paired
pairing_ratio | Ratio Between New Paired Resources Built by RESOLVE. For Our Purposes, We Assume a 1:1 Ratio, So That Equal Amounts of Paired Resources Are Built (1 MW Supply Resource Paired to 1 MW Storage Resource) | 15 | resource_storage_paired
Storage Resource | A Device Which Stores Energy. Often a Battery Energy Storage System (BESS) | 15 | resource_storage_paired
Supply Resource | Generator | 15 | resource_storage_paired
resource | Name of User-Defined Resource in RESOLVE | 16 | resource_variable_renewable
curtailable | Allows a Resource to be Curtailed | 16 | resource_variable_renewable
resource | Name of User-Defined Resource in RESOLVE | 17 | reserve_resources
can_provide_lf_reserves | Allows a Resource to Provide Load Following/Regulating Reserves | 17 | reserve_resources
contributes_to_freq_resp_total | The Resource Can Provide a Total Fast Frequency Response | 17 | reserve_resources
thermal_freq_response_fraction_of_commitment | Percent of a Resource That Provides Fast Frequency Response Service | 17 | reserve_resources
can_provide_inertia | Signifies If a Resource Can Provide Inertia | 17 | reserve_resources
inertia_response_multiplier_of_commitment | Conversion Factor in MJ/MW Used to Scale the Inertia Provision by the Thermal Generator or Synchronous Condenser's Maximum Capacity | 17 | reserve_resources
resource | Name of User-Defined Resource in RESOLVE | 18 | conventional_dr_period_limits
period | Modeled Year in RESOLVE | 18 | conventional_dr_period_limits
conventional_dr_availability_hours_per_year | Maximum Number of Hours Per Year a Demand Response Resource May Be called Upon for a Demand Response Event (hour/year) | 18 | conventional_dr_period_limits
daily_capacity_factor | Maximum Duration of the Demand Response Event, Provided as a Fraction of the Day (hour/hour) | 18 | conventional_dr_period_limits
hydro_resource | Name of User-Defined Resource in RESOLVE | 19 | energy_sharing_max_to_move_with
energy_sharing_group_id | Resource Assignment to Representative Days and Months When It Will Be Used | 19 | energy_sharing_max_to_move_with
max_energy_to_move_around_hours | Represents the Number of Hours Within the Month that the Resource is Used at its Pmax | 19 | energy_sharing_max_to_move_with
Pmax | Maximum Power Output (MW) | 19 | energy_sharing_max_to_move_with
technology | Name of User-Defined Technology in RESOLVE | 20 | technologies
thermal | A Fuel Burning Technology Having a Heat Rate and Fuel Type) | 20 | technologies
dispatchable | A Technology That May Be Dispatched at Varying Capacity | 20 | technologies
must_run | Technology is Run at 100% Capacity When Committed | 20 | technologies
variable | Variable Renewable Technology | 20 | technologies
storage | Unpaired and Paired Battery Energy Storage Systems (BESS) or Pumped-Storage Hydro | 20 | technologies
hydro | Hydroelectric Technology | 20 | technologies
variable_cost_dollars_per_mwh | Represents the Variable Costs for Certain Technologies ($/MWh) | 20 | technologies
firm_capacity | Fixed, Thermal Generators e.g., Combustion Turbine | 20 | technologies
conventional_dr | Demand Response Technologies | 20 | technologies
electric_vehicle | Electric Vehicle Technologies | 20 | technologies
energy_efficiency | Energy Efficiency Technologies | 20 | technologies
synchronous_condenser | Synchronous Condenser Technologies | 20 | technologies
storage_technology | Name of Storage Technology in RESOLVE | 21 | tech_storage_params
charging_efficiency | Average Charging Efficiency of Storage | 21 | tech_storage_params
discharging_efficiency | Average Discharging Efficiency of Storage | 21 | tech_storage_params
duration_h | Hourly Duration of Storage | 21 | tech_storage_params
duration_type | Classification of Storage Duration in RESOLVE | 21 | tech_storage_params
minimum-duration | Storage Technology Will Discharge Its Energy for a Minimum Number of Hours or Longer if Needed | 21 | tech_storage_params
fixed-duration | Storage Technology Has a Set Duration for Discharging Energy | 21 | tech_storage_params
period | Modeled Year in RESOLVE | 22 | erm_params
erm_percentage | Percent Energy Reserve Marging (ERM) Requirement | 22 | erm_params
resource | Name of User-Defined Resource in RESOLVE | 23 | erm_resource_group_map
erm_group | Resource Classification Groups by Hourly Dependable Capacity (HDC) Type | 23 | erm_resource_group_map
HDC | Hourly Dependable Capacity | 23 | erm_resource_group_map
erm_hour | Reference Hours of the Year (8760 hours/year) | 24 | erm_shapes
solar | Hourly Dependable Capacity of Utility-Scale Solar | 24 | erm_shapes
wind | Hourly Dependable Capacity of Utility-Scale Wind | 24 | erm_shapes
firm_capacity | Hourly Dependable Capacity of Thermal Generators | 24 | erm_shapes
other | Hourly Dependable Capacity of Synchronous Condensers and Other Small Grid Services | 24 | erm_shapes
dgpv | Hourly Dependable Capacity of Distributed Solar | 24 | erm_shapes
lsdr | Hourly Dependable Capacity of Load Shifting Demand Response | 24 | erm_shapes
stand_alone_storage | Hourly Dependable Capacity of Utility-Scale Standalone Storage (Unpaired BESS) | 24 | erm_shapes
generic_storage | Hourly Dependable Capacity of New Utility-Scale Standalone Storage (New Unpaired BESS) | 24 | erm_shapes
paired_solar | Hourly Dependable Capacity of Paired Utility-Scale Solar (Supply Side) | 24 | erm_shapes
paired_wind | Hourly Dependable Capacity of Paired Utility-Scale Wind (Supply Side) | 24 | erm_shapes
paired_storage | Hourly Dependable Capacity of Paired Storage (Storage Side) | 24 | erm_shapes
erm_hour | Reference Hours of the Year (8760 hours/year) | 25 | erm_timepoint_params

## References
References |  | Return to Assumptions Summary
Source | Materials
Revised Draft IGP Inputs and Assumptions Document, August 3, 2021 | https://www.hawaiianelectric.com/documents/clean_energy_hawaii/integrated_grid_planning/20210803_heco_submittal_of_igp_inputs_and_assum_and_der_hosting_capacity.pdf
Revised Draft Oahu IGP Inputs and Assumptions Workbooks 1, August 3, 2021 | https://www.hawaiianelectric.com/documents/clean_energy_hawaii/integrated_grid_planning/Revised%202021-08-03%20Draft%20Oahu%20Inputs%20Workbook%201.xlsx
Revised Draft Oahu IGP Inputs and Assumptions Workbooks 2, August 3, 2021 | https://www.hawaiianelectric.com/documents/clean_energy_hawaii/integrated_grid_planning/Revised%202021-08-03%20Draft%20Oahu%20Inputs%20Workbook%202.xlsx
Revised Draft Oahu IGP Inputs and Assumptions Workbooks 3, August 3, 2021 | https://www.hawaiianelectric.com/documents/clean_energy_hawaii/integrated_grid_planning/Revised%202021-08-03%20Draft%20Oahu%20Inputs%20Workbook%203.xlsx
Revised Draft Oahu IGP Inputs and Assumptions Workbooks 4, August 3, 2021 | https://www.hawaiianelectric.com/documents/clean_energy_hawaii/integrated_grid_planning/Revised%202021-08-03%20Draft%20Oahu%20Inputs%20Workbook%204.xlsx
Revised Draft Hawaii IGP Inputs and Assumptions Workbooks 1, August 3, 2021 | https://www.hawaiianelectric.com/documents/clean_energy_hawaii/integrated_grid_planning/Revised%202021-08-03%20Draft%20Hawaii%20Island%20Inputs%20Workbook%201.xlsx
Revised Draft Hawaii IGP Inputs and Assumptions Workbooks 2, August 3, 2021 | https://www.hawaiianelectric.com/documents/clean_energy_hawaii/integrated_grid_planning/Revised%202021-08-03%20Draft%20Hawaii%20Island%20Inputs%20Workbook%202.xlsx
Revised Draft Hawaii IGP Inputs and Assumptions Workbooks 3, August 3, 2021 | https://www.hawaiianelectric.com/documents/clean_energy_hawaii/integrated_grid_planning/Revised%202021-08-03%20Draft%20Hawaii%20Island%20Inputs%20Workbook%203.xlsx
Revised Draft Hawaii IGP Inputs and Assumptions Workbooks 4, August 3, 2021 | https://www.hawaiianelectric.com/documents/clean_energy_hawaii/integrated_grid_planning/Revised%202021-08-03%20Draft%20Hawaii%20Island%20Inputs%20Workbook%204.xlsx
Revised Draft Maui IGP Inputs and Assumptions Workbooks 1, August 3, 2021 | https://www.hawaiianelectric.com/documents/clean_energy_hawaii/integrated_grid_planning/Revised%202021-08-03%20Draft%20Maui%20Inputs%20Workbook%201.xlsx
Revised Draft Maui IGP Inputs and Assumptions Workbooks 2, August 3, 2021 | https://www.hawaiianelectric.com/documents/clean_energy_hawaii/integrated_grid_planning/Revised%202021-08-03%20Draft%20Maui%20Inputs%20Workbook%202.xlsx
Revised Draft Maui IGP Inputs and Assumptions Workbooks 3, August 3, 2021 | https://www.hawaiianelectric.com/documents/clean_energy_hawaii/integrated_grid_planning/Revised%202021-08-03%20Draft%20Maui%20Inputs%20Workbook%203.xlsx
Revised Draft Maui IGP Inputs and Assumptions Workbooks 4, August 3, 2021 | https://www.hawaiianelectric.com/documents/clean_energy_hawaii/integrated_grid_planning/Revised%202021-08-03%20Draft%20Maui%20Inputs%20Workbook%204.xlsx
Revised Draft Molokai IGP Inputs and Assumptions Workbooks 1, August 3, 2021 | https://www.hawaiianelectric.com/documents/clean_energy_hawaii/integrated_grid_planning/Revised%202021-08-03%20Draft%20Molokai%20Inputs%20Workbook%201.xlsx
Revised Draft Molokai IGP Inputs and Assumptions Workbooks 2, August 3, 2021 | https://www.hawaiianelectric.com/documents/clean_energy_hawaii/integrated_grid_planning/Revised%202021-08-03%20Draft%20Molokai%20Inputs%20Workbook%202.xlsx
Revised Draft Molokai IGP Inputs and Assumptions Workbooks 3, August 3, 2021 | https://www.hawaiianelectric.com/documents/clean_energy_hawaii/integrated_grid_planning/Revised%202021-08-03%20Draft%20Molokai%20Inputs%20Workbook%203.xlsx
Revised Draft Molokai IGP Inputs and Assumptions Workbooks 4, August 3, 2021 | https://www.hawaiianelectric.com/documents/clean_energy_hawaii/integrated_grid_planning/Revised%202021-08-03%20Draft%20Molokai%20Inputs%20Workbook%204.xlsx
Revised Draft Lanai IGP Inputs and Assumptions Workbooks 1, August 3, 2021 | https://www.hawaiianelectric.com/documents/clean_energy_hawaii/integrated_grid_planning/Revised%202021-08-03%20Draft%20Lanai%20Inputs%20Workbook%201.xlsx
Revised Draft Lanai IGP Inputs and Assumptions Workbooks 2, August 3, 2021 | https://www.hawaiianelectric.com/documents/clean_energy_hawaii/integrated_grid_planning/Revised%202021-08-03%20Draft%20Lanai%20Inputs%20Workbook%202.xlsx
Revised Draft Lanai IGP Inputs and Assumptions Workbooks 3, August 3, 2021 | https://www.hawaiianelectric.com/documents/clean_energy_hawaii/integrated_grid_planning/Revised%202021-08-03%20Draft%20Lanai%20Inputs%20Workbook%203.xlsx
Revised Draft Lanai IGP Inputs and Assumptions Workbooks 4, August 3, 2021 | https://www.hawaiianelectric.com/documents/clean_energy_hawaii/integrated_grid_planning/Revised%202021-08-03%20Draft%20Lanai%20Inputs%20Workbook%204.xlsx
Revised Draft IGP Inputs and Assumptions Document, March 30, 2021 | https://www.hawaiianelectric.com/documents/clean_energy_hawaii/integrated_grid_planning/stakeholder_engagement/working_groups/forecast_assumptions/20210330_wg_fa_deliverable_draft.pdf
Revised Draft IGP Grid Needs Assessment & Solution Evaluation Methodology Document, March 30, 2021 | https://www.hawaiianelectric.com/documents/clean_energy_hawaii/integrated_grid_planning/stakeholder_engagement/working_groups/solution_evaluation_and_optimization/20210330_wg_seo_deliverable_draft.pdf
Draft Oahu IGP Inputs and Assumptions Workbooks 1, March 12, 2021 | https://www.hawaiianelectric.com/documents/clean_energy_hawaii/integrated_grid_planning/stakeholder_engagement/working_groups/forecast_assumptions/20210312_draft_oahu_inputs_workbook_1.xlsx
Draft Oahu IGP Inputs and Assumptions Workbooks 2, March 12, 2021 | https://www.hawaiianelectric.com/documents/clean_energy_hawaii/integrated_grid_planning/stakeholder_engagement/working_groups/forecast_assumptions/20210312_draft_oahu_inputs_workbook_2.xlsx
Draft Hawaii IGP Inputs and Assumptions Workbooks 1, March 12, 2021 | https://www.hawaiianelectric.com/documents/clean_energy_hawaii/integrated_grid_planning/stakeholder_engagement/working_groups/forecast_assumptions/20210312_draft_hawaii_island_inputs_workbook_1.xlsx
Draft Hawaii IGP Inputs and Assumptions Workbooks 2, March 12, 2021 | https://www.hawaiianelectric.com/documents/clean_energy_hawaii/integrated_grid_planning/stakeholder_engagement/working_groups/forecast_assumptions/20210312_draft_hawaii_island_inputs_workbook_2.xlsx
Draft Maui IGP Inputs and Assumptions Workbooks 1, March 12, 2021 | https://www.hawaiianelectric.com/documents/clean_energy_hawaii/integrated_grid_planning/stakeholder_engagement/working_groups/forecast_assumptions/20210312_draft_maui_inputs_workbook_1.xlsx
Draft Maui IGP Inputs and Assumptions Workbooks 2, March 12, 2021 | https://www.hawaiianelectric.com/documents/clean_energy_hawaii/integrated_grid_planning/stakeholder_engagement/working_groups/forecast_assumptions/20210312_draft_maui_inputs_workbook_2.xlsx
Draft Molokai IGP Inputs and Assumptions Workbooks 1, March 12, 2021 | https://www.hawaiianelectric.com/documents/clean_energy_hawaii/integrated_grid_planning/stakeholder_engagement/working_groups/forecast_assumptions/20210312_draft_molokai_inputs_workbook_1.xlsx
Draft Molokai IGP Inputs and Assumptions Workbooks 2, March 12, 2021 | https://www.hawaiianelectric.com/documents/clean_energy_hawaii/integrated_grid_planning/stakeholder_engagement/working_groups/forecast_assumptions/20210312_draft_molokai_inputs_workbook_2.xlsx
Draft Lanai IGP Inputs and Assumptions Workbooks 1, March 12, 2021 | https://www.hawaiianelectric.com/documents/clean_energy_hawaii/integrated_grid_planning/stakeholder_engagement/working_groups/forecast_assumptions/20210312_draft_lanai_inputs_workbook_1.xlsx
Draft Lanai IGP Inputs and Assumptions Workbooks 2, March 12, 2021 | https://www.hawaiianelectric.com/documents/clean_energy_hawaii/integrated_grid_planning/stakeholder_engagement/working_groups/forecast_assumptions/20210312_draft_lanai_inputs_workbook_2.xlsx
IGP Resource Cost Summary, April 20, 2020 (Updated January 18, 2021) | https://www.hawaiianelectric.com/documents/clean_energy_hawaii/integrated_grid_planning/stakeholder_engagement/working_groups/solution_evaluation_and_optimization/20210118_wg_seo_resource_cost_forecast.xlsx
Draft IGP Inputs and Assumptions Document, September 25, 2020 | https://www.hawaiianelectric.com/documents/clean_energy_hawaii/integrated_grid_planning/stakeholder_engagement/working_groups/forecast_assumptions/20200925_draft_IGP_inputs_and_assumptions.pdf
Oahu Sales and Peak Forecast, August 31, 2020 | https://www.hawaiianelectric.com/documents/clean_energy_hawaii/integrated_grid_planning/stakeholder_engagement/working_groups/forecast_assumptions/hawaii_sales_and_peak_FAWG.xlsx
Hawaii Sales and Peak Forecast, August 31, 2020 | https://www.hawaiianelectric.com/documents/clean_energy_hawaii/integrated_grid_planning/stakeholder_engagement/working_groups/forecast_assumptions/oahu_sales_and_peak_FAWG.xlsx
Maui, Molokai, and Lanai Sales and Peak Forecast, August 31, 2020 | https://www.hawaiianelectric.com/documents/clean_energy_hawaii/integrated_grid_planning/stakeholder_engagement/working_groups/forecast_assumptions/maui_sales_and_peak_FAWG.xlsx
Draft IGP Grid Needs Assessment and Solution Evaluation Methodology Document, June 2, 2020 | https://www.hawaiianelectric.com/documents/clean_energy_hawaii/integrated_grid_planning/stakeholder_engagement/working_groups/solution_evaluation_and_optimization/20200602_wg_seo_deliverable_draft_v1.pdf
IGP 2020 Fuels Forecast, April 20, 2020 | https://www.hawaiianelectric.com/documents/clean_energy_hawaii/integrated_grid_planning/stakeholder_engagement/working_groups/solution_evaluation_and_optimization/20200420_wg_seo_igp_2020_fuels_forecast.xlsx
IGP DER Forecast - Oahu, January 29, 2020 | https://www.hawaiianelectric.com/documents/clean_energy_hawaii/integrated_grid_planning/stakeholder_engagement/working_groups/forecast_assumptions/HE_DER_forecast_IGP.xlsx
IGP DER Forecast - Hawaii, January 29, 2020 | https://www.hawaiianelectric.com/documents/clean_energy_hawaii/integrated_grid_planning/stakeholder_engagement/working_groups/forecast_assumptions/HL_DER_forecast_IGP.xlsx
IGP DER Forecast - Maui (Maui BESS Included from Slide 31), January 29, 2020 | https://www.hawaiianelectric.com/documents/clean_energy_hawaii/integrated_grid_planning/stakeholder_engagement/working_groups/forecast_assumptions/ME_DER_forecast_IGP.xlsx
AEG Hawaii Statewide Market Potential Study, January 29, 2020 | https://www.hawaiianelectric.com/documents/clean_energy_hawaii/integrated_grid_planning/stakeholder_engagement/working_groups/forecast_assumptions/20200129_wg_fa_hawaii_market_potential_study_draft_results.pdf
Electrification of Transportation Workplan, October 29, 2019 | https://www.hawaiianelectric.com/documents/clean_energy_hawaii/electrification_of_transportation/20191029_eot_workplan.pdf
Electric Vehicle Critical Backbone Study: Planning Methodology, July 30, 2019 | https://www.hawaiianelectric.com/documents/clean_energy_hawaii/electrification_of_transportation/2018-0135_20190730_cos_ev_backbone_study.pdf
Addendum to the EoT Strategic Roadmap, November 29, 2018 | https://www.hawaiianelectric.com/documents/clean_energy_hawaii/electrification_of_transportation/eot_strategic_roadmap_addendum.pdf
Electrification of Transportation (EoT) Strategic Roadmap, March 29, 2018 | https://www.hawaiianelectric.com/documents/clean_energy_hawaii/electrification_of_transportation/201803_eot_roadmap.pdf

## day_weights
Return to Assumptions Summary
Day Weights
RESOLVE model optimization uses a set of 30 representative days per each modeled year. Each representative day holds a weighted value called a day weight. In the table below, the "day_id" is the representative day, and the "day_weight" is the corresponding weighted value of that day. The day_weight is used to scale the load profile, variable generation profiles, and any other time-dependent input from 30 representative days to 365 days per year (or 8760 hours per year). The sum of all the "day_weights" is equal to one year, 365 days. The day weights were determined outside of the model using historical production profiles of the system level load and existing variable renewable generation ranging from years 2015-2019. The day weights are unique to each island.
Day Weights
day_id | day_weight
1 | 26.6363
2 | 23.8254
3 | 21.2115
4 | 19.7492
5 | 16.9575
6 | 16.4211
7 | 15.7826
8 | 15.7395
9 | 15.6294
10 | 15.5263
11 | 15.4491
12 | 15.4257
13 | 15.2442
14 | 15.0667
15 | 14.0262
16 | 13.3548
17 | 13.2017
18 | 12.0874
19 | 11.8005
20 | 11.7641
21 | 11.2345
22 | 8.7728
23 | 6.1583
24 | 3.4705
25 | 3.3474
26 | 3.1171
27 | 1
28 | 1
29 | 1
30 | 1

## zones
Return to Assumptions Summary
Zones
RESOLVE has the capability to model an island's system within user-defined zones. Usually, the purpose of creating zones is to separate resources that have a different set of operational capabilities or constraints from each other. For example, resources that cannot provide load following/ regulating reserves are placed into a NoLF (No load Following) zone. Whereas resources that can provide load following/ regulating reserves are placed into the main island zone, which is Hawaii_Island in this case. A Proxy zone is always defined as a point of reference to the main island zone. In the table below, columns 2-4 are properties specified for each zone. The input is a binary value (0 or 1), zero meaning NO/FALSE and one meaning YES/TRUE. As an example, resources in the "Hawaii_Island" zone can be included in the RPS target calculation ("include_in_rps_target"), can provide load following/ regulating reserves ("include_in_load_following"), and can be included in the GHG target calculation ("include_in_ghg_target").
Zones
zone | include_in_rps_target | include_in_load_following | include_in_ghg_target
Molokai | 1 | 1 | 1
Proxy | 0 | 0 | 0

## transmission_lines
Return to Assumptions Summary
Transmission Line Capacity
In RESOLVE, transmission line capacity is model from one point of reference to another. In the first column, "transmission_line", we define the name of the transmission line, specifying the two reference zones "Hawaii_Island" and "Proxy" in line "BI_to_Proxy". In the second and third columns, we state which zone the energy is moved from, "transmission_from" and the zone where it's going to, "transmission_to". In the fourth and fifth columns, we can specify a minimum transmission capacity, "min_flow" and a maximum transmission capacity, "max_flow". The energy flow is one-directional from the outer zone "transmission_from" to the inner zone "transmission_to". In the table below, resources in the NoLF zone have a very high transmission capacity limit 99999 MW to simulate an unlimited scenario. To set a point of interconnection (POI) transmission constraint for a particular resource, a specific value can be used in the "max_flow" field.
Transmission Lines
transmission_line | transmission_from | transmission_to | min_flow | max_flow
Molokai_TO_PROXY | Molokai | Proxy | 0 | 0

## simultaneous_flow_limits
Return to Assumptions Summary
Simultaneous Flow Constraint
The following constraints allow the user to adjust the transmission capacity exchanged between zones on an annual basis. The direction of energy is one-directional (forward or reverse), in that it moves from the outer zone to the inner zone. This setting provides flexbility in comparison to the hard constraint on the previous worksheet, "max_flow". It can be used to account for things like adding new renewable projects to an existing zone, and the subsequent increase or decrease in transmission capacity that is available or needed through an upgrade. The value 99999 is meant to simulate an unlimited scenario.
Simultaneous Flow Constraint
simultaneous_flow_group | period | simultaneous_flow_limit_mw
Proxy_Group | 2027 | 0
Proxy_Group | 2028 | 0
Proxy_Group | 2029 | 0
Proxy_Group | 2030 | 0
Proxy_Group | 2031 | 0
Proxy_Group | 2032 | 0
Proxy_Group | 2033 | 0
Proxy_Group | 2034 | 0
Proxy_Group | 2040 | 0
Proxy_Group | 2045 | 0
Proxy_Group | 2050 | 0

## fuels
Return to Assumptions Summary
Fuel Blending
In the first column, "fuels" represents the type of fuel used on that island. The second column, "tco2_per_mmbtu" represents the carbon dioxide (CO2) intensity for greenhouse gas (GHG) accounting in units tCO2/MMBtu. The third column is a decision variable to allow the fuel to be blended with a renewable fuel source such as biodiesel or biogas. Since biogas is not an option for the islands, assume fuel blending is achieved with biodiesel unless otherwise noted.
Fuels
fuels | tco2_per_mmbtu | can_blend_with_pipeline_biogas
ULSD | 0.081807 | TRUE
Biodiesel | 0 | FALSE
Free | 0 | FALSE

## renewable_targets
Return to Assumptions Summary
Renewable Targets
In the table below are a collection of inputs related to Renewable Portfolio Standards (RPS) targets. -- first column, "period" represents the modeled year -- second column, "non_modeled_rps_resources_mwh" represents the energy (GWh/year) provided by DER resources. Since DER is not modeled as a resource, this is how we capture the RPS contributions by DERs. -- third and fourth columns, "pipeline_biogas_available_mmbtu_per_year" and "incremental_pipeline_biogas_cost_per_mmbtu" go together. It is used to switch the thermal generator fuel source from a fossil fuel (e.g., LSFO, diesel) to biodiesel in year 2045 when 100% RPS is in effect. -- fifth column, "retail_sales_mwh" is the portion of customer sales (MWh/year) that contributes towards RPS or RPS-A -- sixth column, "RPS_as_fractions_of_retail_sales" represents the annual percent RPS requirement
Renewable Targets
period | non_modeled_rps_resources_mwh | pipeline_biogas_available_mmbtu_per_year | incremental_pipeline_biogas_cost_per_mmbtu | retail_sales_mwh | RPS_as_fractions_of_retail_sales
2027 | 6045.7596 | 0 | 9999 | 35766.0328 | 0.37
2028 | 6236.5722 | 0 | 9999 | 35846.2343 | 0.38
2029 | 6336.6691 | 0 | 9999 | 35781.1826 | 0.39
2030 | 6513.7137 | 0 | 9999 | 35820.3705 | 0.4
2031 | 6700.9617 | 0 | 9999 | 35885.5994 | 0.43
2032 | 6831.4231 | 0 | 9999 | 36037.8865 | 0.46
2033 | 6933.636 | 0 | 9999 | 36127.4727 | 0.49
2034 | 7096.4671 | 0 | 9999 | 36287.8494 | 0.52
2040 | 7782.1517 | 0 | 9999 | 37496.0879 | 0.7
2045 | 8168.2673 | 999999 | 34.187 | 38855.5779 | 1
2050 | 8335.2162 | 999999 | 35.3921 | 40540.3303 | 1

## period_discount_factors
Return to Assumptions Summary
Discount Factors
The table below describes how the discount rate (%) is applied over the planning horizon ("horizon"). The discount rate is converted by RESOLVE into a "discount_factor". Between the starting year to the last year of the horizon ("period"), the "discount_factor" and "years_in_period" are used to determine the present value of the resource plan. The "years_in_period" is based on the linear interpolation between modeled and non-modeled years. The last year of "years_in_period" has the highest weight as the assumption is that future years will have the same cost as the last year.
Period Discount Factors
period | discount_factor | years_in_period
2027 | 0.7678 | 1
2028 | 0.73472 | 1
2029 | 0.70307 | 1
2030 | 0.67278 | 1
2031 | 0.64379 | 1
2032 | 0.61605 | 1
2033 | 0.58951 | 1
2034 | 1.8386 | 3.5
2040 | 2.4289 | 5.5
2045 | 1.7444 | 5
2050 | 4.515 | 23

## flexible_params
Return to Assumptions Summary
Flexible Parameters
The parameters, "param" listed below are input into various sections of the RESOLVE model. The main theme here is that these parameters have a time constraint, involving the "period" (year), "day" (representative day from 1-30), and the hour of day (ranging from hours 0 - 23), as well as a representative value in the "value" column. The "value" column is more of a catch-all for various inputs and does not have set units. The following are examples of how the params shown in the table below are used: -- "max_gen_fraction" is used to control the generation output of the resource named under the "model_component". For "Load_Reduce", the value is set to zero in the hours when this resource is unavailable. Hour zero in "hour_of_day_from" represents 12:00AM-1:00AM, and hour 16 in "hour_of_day_to" represents 4:00PM - 5:00PM. Therefore, the resource is unavailable from midnight to 5:00PM. -- "energy_budget_cap_factor" - used to maintain a daily capacity factor for the resource's energy budget (FFR1 resource is not used for energy service, therefore its value is zero). -- "under_freq_load_shedding_fraction" - Percent of allowable under frequency load shed; specific to the island. For Hawaii_Island, it is 15%. -- "total_freq_resp_violation_penalty_per_mw" - penalty price for violating the FFR requirement ($/MW) -- "lf_reserve_timeframe_fraction_of_hour" - describes the timeframe of the reserve dispatch (response time to ramp), e.g. 0.5 hours = 30 minutes. -- "erm_shifting_window" - is used to shift battery energy from one hour to another, from one day to another, throughout the year to meet ERM requirements. It has a value of 8760 hours/year. --"synchronous_condenser_addition_to_load" - when not committed and in synchronous condenser mode, the resource will add to load by a fraction of the resource's total capacity, e.g., a value of 0.04 means 4% of total installed capacity adds to the system load -- "allow_synchronous_condenser_mode" - TRUE/FALSE decision variable to allow a thermal generator to switch into synchronous condenser mode if it has that capability -- "decimals" - are used to set the number of decimal places for result values (e.g., value = "2" means display two decimal places, as in 30.00 MW, or 120.00 MWh)
Flexible Parameters
param | model_component | period | day | hour_of_day_from | hour_of_day_to | value
max_gen_fraction | Load_Reduction | All | All | 0 | 23 | 0
energy_budget_cap_factor | FFR | None | All | None | None | 0
under_freq_load_shedding_fraction | None | None | None | None | None | 0.15
total_freq_resp_violation_penalty_per_mw | None | None | None | None | None | 10000
lf_reserve_timeframe_fraction_of_hour | None | None | None | None | None | 0.33333
reg_reserve_timeframe_fraction_of_hour | None | None | None | None | None | 0.33333
erm_shifting_window | None | None | None | None | None | 8760
synchronous_condenser_addition_to_load | Sync_Condenser | None | None | None | None | 0.04
synchronous_condenser_addition_to_load | Sync_Condenser_New | None | None | None | None | 0.04
decimals | None | None | None | None | None | 4

## system_params
Return to Assumptions Summary
System Parameters
The table below contains a variety of system parameters used in the RESOLVE model. -- first column, "unserved_energy_penalty" is the cost of unserved energy when there isn't enough generation on the system to meet the system load ($/MWh) -- second column, "overgen_penalty" is the cost of curtailment ($/MWh) -- third column, "upward_reserve_violation_penalty" is the cost of the model not meeting upward regulating reserve requirements ($/MW) -- fourth column, "downward_reserve_violation_penalty" is the cost of the model not meeting downward regulating reserve requirements ($/MW) -- fifth column, "lf_reserve_dispatch_fraction" represents the load following/regulating reserve subhourly dispatch fraction (%) -- sixth column, "var_rnw_available_for_reserves" is the capacity of variable resources to provide load following/regulating reserves (%) -- seventh column, "max_var_rnw_reserves" represents the maximum load following/regulating reserves provided by variable resources (%) -- eigth column, "require_overbuild" allows RESOLVE to build enough resources to meet all system constraints as mentioned above, and avoid penalty costs -- ninth column, "enforce_ghg_targets" allows the model to meet greenhous gas (GHG) emissions targets -- tenth column, "count_storage_losses_as_rps_curtailment"is an accounting feature for battery energy losses to count as curtailment of RPS eligible resources and not a reduction in RPS -- eleventh column, "allow_unserved_energy" enables to model to allow hours of unserved energy, although those hours will have an associated penalty cost for violating the constraint
System Parameters
unserved_energy_penalty | overgen_penalty | upward_reserve_violation_penalty | downward_reserve_violation_penalty | lf_reserve_dispatch_fraction | var_rnw_available_for_reserves | max_var_rnw_reserves | require_overbuild | enforce_ghg_targets | count_storage_losses_as_rps_curtailment | allow_unserved_energy
50000 | 50000 | 10000 | 10000 | 0.33333 | 1 | 1 | TRUE | TRUE | TRUE | TRUE

## resources
Return to Assumptions Summary
Resources
The following table contains all of the user-defined resources modeled in RESOLVE by island. The first column, "resource" is the name of the unit or project, which is tied to a "technology" type in column two, and a "zone" in column three. The binary values (1 or 0) in columns four through seven represent TRUE or FALSE values, TRUE = 1 and FALSE = 0. The questions being asked for each resource are: -- Column 4, "rps_eligible" - Does the project count towards RPS? -- Column 5, "can_build_new" - Can the resource be built and/or expanded? -- Column 6, "capacity_limited" - If a new resource, is there a limit on how much capacity can be built? -- Column 7, "can_retire" - Can the unit be retired by RESOLVE? (RESOLVE will optimize and decide when this occurs.)
Resources
resource | technology | zone | rps_eligible | can_build_new | capacity_limited | can_retire
Palaau_G01 | Palaau_G01 | Molokai | 0 | 0 | 0 | 0
Palaau_G02 | Palaau_G02 | Molokai | 0 | 0 | 0 | 0
Palaau_G03 | Palaau_G03 | Molokai | 0 | 0 | 0 | 0
Palaau_G04 | Palaau_G04 | Molokai | 0 | 0 | 0 | 0
Palaau_G05 | Palaau_G05 | Molokai | 0 | 0 | 0 | 0
Palaau_G06 | Palaau_G06 | Molokai | 0 | 0 | 0 | 0
Palaau_G07 | Palaau_G07 | Molokai | 0 | 0 | 0 | 0
Palaau_G08 | Palaau_G08 | Molokai | 0 | 0 | 0 | 0
Palaau_G09 | Palaau_G09 | Molokai | 0 | 0 | 0 | 0
Palaau_G08_MR_min | Palaau_G08_MR_min | Molokai | 0 | 0 | 0 | 0
Palaau_G09_MR_min | Palaau_G09_MR_min | Molokai | 0 | 0 | 0 | 0
Palaau_G08_MR | Palaau_G08_MR | Molokai | 0 | 0 | 0 | 0
Palaau_G09_MR | Palaau_G09_MR | Molokai | 0 | 0 | 0 | 0
Palaau_GT1 | Palaau_GT1 | Molokai | 0 | 0 | 0 | 0
9MW_ICE_New | 9MW_ICE_New | Molokai | 0 | 1 | 1 | 0
Sync_Condenser | Sync_Condenser | Molokai | 0 | 0 | 0 | 0
Sync_Condenser_New | Sync_Condenser_New | Molokai | 0 | 1 | 0 | 0
FFR | FFR | Molokai | 0 | 0 | 0 | 0
CBRE_PV_1 | CBRE_PV_1 | Molokai | 1 | 0 | 0 | 0
PV_New | PV_New | Molokai | 1 | 1 | 1 | 0
Wind_New | Wind_New | Molokai | 1 | 1 | 1 | 0
CBRE_PV_2_Supply | CBRE_PV_2_Supply | Molokai | 1 | 0 | 0 | 0
Molokai_RFP_PV_BESS_Supply | Molokai_RFP_PV_BESS_Supply | Molokai | 1 | 0 | 0 | 0
PV_Paired_2hr_New_Supply | PV_Paired_2hr_New_Supply | Molokai | 1 | 1 | 1 | 0
PV_Paired_4hr_New_Supply | PV_Paired_4hr_New_Supply | Molokai | 1 | 1 | 1 | 0
PV_Paired_6hr_New_Supply | PV_Paired_6hr_New_Supply | Molokai | 1 | 1 | 1 | 0
PV_Paired_8hr_New_Supply | PV_Paired_8hr_New_Supply | Molokai | 1 | 1 | 1 | 0
DER_Agg_PV_New_Supply | DER_Agg_PV_New_Supply | Molokai | 1 | 1 | 1 | 0
BESS_Standalone | BESS_Standalone | Molokai | 0 | 0 | 0 | 0
BESS_Standalone_New | BESS_Standalone_New | Molokai | 0 | 1 | 1 | 0
Load_Build | Load_Build | Molokai | 0 | 0 | 0 | 0
CBRE_PV_2_Battery | CBRE_PV_2_Battery | Molokai | 0 | 0 | 0 | 0
Molokai_RFP_PV_BESS_Battery | Molokai_RFP_PV_BESS_Battery | Molokai | 0 | 0 | 0 | 0
PV_Paired_2hr_New_Battery | PV_Paired_2hr_New_Battery | Molokai | 0 | 1 | 1 | 0
PV_Paired_4hr_New_Battery | PV_Paired_4hr_New_Battery | Molokai | 0 | 1 | 1 | 0
PV_Paired_6hr_New_Battery | PV_Paired_6hr_New_Battery | Molokai | 0 | 1 | 1 | 0
PV_Paired_8hr_New_Battery | PV_Paired_8hr_New_Battery | Molokai | 0 | 1 | 1 | 0
DER_Agg_PV_New_Battery | DER_Agg_PV_New_Battery | Molokai | 0 | 1 | 1 | 0
Load_Reduction | Load_Reduction | Molokai | 0 | 0 | 0 | 0

## planned_installed_capacities
Return to Assumptions Summary
Planned Resource Installed Capacities (MW)
The table below shows the user-defined "resource" names in the first column, modeled year in the "period" column, the planned capacity in megawatts (MW) in the third column. The fourth column, "min_operational_planned_capacity_mw" represents any operating minimum capacity (MW) that is required for a resource. The fifth column, "planned_capacity_fixed_o_and_m_dollars_per_kw_yr" is the associated annual fixed O&M (operations and maintenance) costs to run the units, projects, or grid services.
Planned Installed Capacities
resource | period | planned_installed_capacity | min_operational_planned_capacity_mw | planned_capacity_fixed_o_and_m_dollars_per_kw_yr
Palaau_G01 | 2027 | 1.25 | 0 | 14.5233
Palaau_G01 | 2028 | 1.25 | 0 | 14.5233
Palaau_G01 | 2029 | 1.25 | 0 | 14.5233
Palaau_G01 | 2030 | 1.25 | 0 | 14.5233
Palaau_G01 | 2031 | 1.25 | 0 | 14.5233
Palaau_G01 | 2032 | 1.25 | 0 | 14.5233
Palaau_G01 | 2033 | 1.25 | 0 | 14.5233
Palaau_G01 | 2034 | 1.25 | 0 | 14.5233
Palaau_G01 | 2040 | 1.25 | 0 | 14.5233
Palaau_G01 | 2045 | 1.25 | 0 | 14.5233
Palaau_G01 | 2050 | 1.25 | 0 | 14.5233
Palaau_G02 | 2027 | 1.25 | 0 | 30.7549
Palaau_G02 | 2028 | 1.25 | 0 | 30.7549
Palaau_G02 | 2029 | 1.25 | 0 | 30.7549
Palaau_G02 | 2030 | 1.25 | 0 | 30.7549
Palaau_G02 | 2031 | 1.25 | 0 | 30.7549
Palaau_G02 | 2032 | 1.25 | 0 | 30.7549
Palaau_G02 | 2033 | 1.25 | 0 | 30.7549
Palaau_G02 | 2034 | 1.25 | 0 | 30.7549
Palaau_G02 | 2040 | 1.25 | 0 | 30.7549
Palaau_G02 | 2045 | 1.25 | 0 | 30.7549
Palaau_G02 | 2050 | 1.25 | 0 | 30.7549
Palaau_G03 | 2027 | 0.97 | 0 | 34.9216
Palaau_G03 | 2028 | 0.97 | 0 | 34.9216
Palaau_G03 | 2029 | 0.97 | 0 | 34.9216
Palaau_G03 | 2030 | 0.97 | 0 | 34.9216
Palaau_G03 | 2031 | 0.97 | 0 | 34.9216
Palaau_G03 | 2032 | 0.97 | 0 | 34.9216
Palaau_G03 | 2033 | 0.97 | 0 | 34.9216
Palaau_G03 | 2034 | 0.97 | 0 | 34.9216
Palaau_G03 | 2040 | 0.97 | 0 | 34.9216
Palaau_G03 | 2045 | 0.97 | 0 | 34.9216
Palaau_G03 | 2050 | 0.97 | 0 | 34.9216
Palaau_G04 | 2027 | 0.97 | 0 | 67.8071
Palaau_G04 | 2028 | 0.97 | 0 | 67.8071
Palaau_G04 | 2029 | 0.97 | 0 | 67.8071
Palaau_G04 | 2030 | 0.97 | 0 | 67.8071
Palaau_G04 | 2031 | 0.97 | 0 | 67.8071
Palaau_G04 | 2032 | 0.97 | 0 | 67.8071
Palaau_G04 | 2033 | 0.97 | 0 | 67.8071
Palaau_G04 | 2034 | 0.97 | 0 | 67.8071
Palaau_G04 | 2040 | 0.97 | 0 | 67.8071
Palaau_G04 | 2045 | 0.97 | 0 | 67.8071
Palaau_G04 | 2050 | 0.97 | 0 | 67.8071
Palaau_G05 | 2027 | 0.97 | 0 | 49.1903
Palaau_G05 | 2028 | 0.97 | 0 | 49.1903
Palaau_G05 | 2029 | 0.97 | 0 | 49.1903
Palaau_G05 | 2030 | 0.97 | 0 | 49.1903
Palaau_G05 | 2031 | 0.97 | 0 | 49.1903
Palaau_G05 | 2032 | 0.97 | 0 | 49.1903
Palaau_G05 | 2033 | 0.97 | 0 | 49.1903
Palaau_G05 | 2034 | 0.97 | 0 | 49.1903
Palaau_G05 | 2040 | 0.97 | 0 | 49.1903
Palaau_G05 | 2045 | 0.97 | 0 | 49.1903
Palaau_G05 | 2050 | 0.97 | 0 | 49.1903
Palaau_G06 | 2027 | 0.97 | 0 | 33.5634
Palaau_G06 | 2028 | 0.97 | 0 | 33.5634
Palaau_G06 | 2029 | 0.97 | 0 | 33.5634
Palaau_G06 | 2030 | 0.97 | 0 | 33.5634
Palaau_G06 | 2031 | 0.97 | 0 | 33.5634
Palaau_G06 | 2032 | 0.97 | 0 | 33.5634
Palaau_G06 | 2033 | 0.97 | 0 | 33.5634
Palaau_G06 | 2034 | 0.97 | 0 | 33.5634
Palaau_G06 | 2040 | 0.97 | 0 | 33.5634
Palaau_G06 | 2045 | 0.97 | 0 | 33.5634
Palaau_G06 | 2050 | 0.97 | 0 | 33.5634
Palaau_G07 | 2027 | 2.2 | 0 | 125.7025
Palaau_G07 | 2028 | 2.2 | 0 | 125.7025
Palaau_G07 | 2029 | 2.2 | 0 | 125.7025
Palaau_G07 | 2030 | 2.2 | 0 | 125.7025
Palaau_G07 | 2031 | 2.2 | 0 | 125.7025
Palaau_G07 | 2032 | 2.2 | 0 | 125.7025
Palaau_G07 | 2033 | 2.2 | 0 | 125.7025
Palaau_G07 | 2034 | 2.2 | 0 | 125.7025
Palaau_G07 | 2040 | 2.2 | 0 | 125.7025
Palaau_G07 | 2045 | 2.2 | 0 | 125.7025
Palaau_G07 | 2050 | 2.2 | 0 | 125.7025
Palaau_G08 | 2027 | 2.2 | 0 | 225.05
Palaau_G08 | 2028 | 2.2 | 0 | 225.05
Palaau_G08 | 2029 | 2.2 | 0 | 225.05
Palaau_G08 | 2030 | 2.2 | 0 | 225.05
Palaau_G08 | 2031 | 2.2 | 0 | 225.05
Palaau_G08 | 2032 | 2.2 | 0 | 225.05
Palaau_G08 | 2033 | 2.2 | 0 | 225.05
Palaau_G08 | 2034 | 2.2 | 0 | 225.05
Palaau_G08 | 2040 | 2.2 | 0 | 225.05
Palaau_G08 | 2045 | 2.2 | 0 | 225.05
Palaau_G08 | 2050 | 2.2 | 0 | 225.05
Palaau_G09 | 2027 | 2.2 | 0 | 207.8062
Palaau_G09 | 2028 | 2.2 | 0 | 207.8062
Palaau_G09 | 2029 | 2.2 | 0 | 207.8062
Palaau_G09 | 2030 | 2.2 | 0 | 207.8062
Palaau_G09 | 2031 | 2.2 | 0 | 207.8062
Palaau_G09 | 2032 | 2.2 | 0 | 207.8062
Palaau_G09 | 2033 | 2.2 | 0 | 207.8062
Palaau_G09 | 2034 | 2.2 | 0 | 207.8062
Palaau_G09 | 2040 | 2.2 | 0 | 207.8062
Palaau_G09 | 2045 | 2.2 | 0 | 207.8062
Palaau_G09 | 2050 | 2.2 | 0 | 207.8062
Palaau_G08_MR_min | 2027 | 0 | 0 | 225.05
Palaau_G08_MR_min | 2028 | 0 | 0 | 225.05
Palaau_G08_MR_min | 2029 | 0 | 0 | 225.05
Palaau_G08_MR_min | 2030 | 0 | 0 | 225.05
Palaau_G08_MR_min | 2031 | 0 | 0 | 225.05
Palaau_G08_MR_min | 2032 | 0 | 0 | 225.05
Palaau_G08_MR_min | 2033 | 0 | 0 | 225.05
Palaau_G08_MR_min | 2034 | 0 | 0 | 225.05
Palaau_G08_MR_min | 2040 | 0 | 0 | 225.05
Palaau_G08_MR_min | 2045 | 0 | 0 | 225.05
Palaau_G08_MR_min | 2050 | 0 | 0 | 225.05
Palaau_G09_MR_min | 2027 | 0 | 0 | 207.8062
Palaau_G09_MR_min | 2028 | 0 | 0 | 207.8062
Palaau_G09_MR_min | 2029 | 0 | 0 | 207.8062
Palaau_G09_MR_min | 2030 | 0 | 0 | 207.8062
Palaau_G09_MR_min | 2031 | 0 | 0 | 207.8062
Palaau_G09_MR_min | 2032 | 0 | 0 | 207.8062
Palaau_G09_MR_min | 2033 | 0 | 0 | 207.8062
Palaau_G09_MR_min | 2034 | 0 | 0 | 207.8062
Palaau_G09_MR_min | 2040 | 0 | 0 | 207.8062
Palaau_G09_MR_min | 2045 | 0 | 0 | 207.8062
Palaau_G09_MR_min | 2050 | 0 | 0 | 207.8062
Palaau_G08_MR | 2027 | 0 | 0 | 225.05
Palaau_G08_MR | 2028 | 0 | 0 | 225.05
Palaau_G08_MR | 2029 | 0 | 0 | 225.05
Palaau_G08_MR | 2030 | 0 | 0 | 225.05
Palaau_G08_MR | 2031 | 0 | 0 | 225.05
Palaau_G08_MR | 2032 | 0 | 0 | 225.05
Palaau_G08_MR | 2033 | 0 | 0 | 225.05
Palaau_G08_MR | 2034 | 0 | 0 | 225.05
Palaau_G08_MR | 2040 | 0 | 0 | 225.05
Palaau_G08_MR | 2045 | 0 | 0 | 225.05
Palaau_G08_MR | 2050 | 0 | 0 | 225.05
Palaau_G09_MR | 2027 | 0 | 0 | 207.8062
Palaau_G09_MR | 2028 | 0 | 0 | 207.8062
Palaau_G09_MR | 2029 | 0 | 0 | 207.8062
Palaau_G09_MR | 2030 | 0 | 0 | 207.8062
Palaau_G09_MR | 2031 | 0 | 0 | 207.8062
Palaau_G09_MR | 2032 | 0 | 0 | 207.8062
Palaau_G09_MR | 2033 | 0 | 0 | 207.8062
Palaau_G09_MR | 2034 | 0 | 0 | 207.8062
Palaau_G09_MR | 2040 | 0 | 0 | 207.8062
Palaau_G09_MR | 2045 | 0 | 0 | 207.8062
Palaau_G09_MR | 2050 | 0 | 0 | 207.8062
Palaau_GT1 | 2027 | 2.2 | 0 | 0
Palaau_GT1 | 2028 | 2.2 | 0 | 0
Palaau_GT1 | 2029 | 2.2 | 0 | 0
Palaau_GT1 | 2030 | 2.2 | 0 | 0
Palaau_GT1 | 2031 | 2.2 | 0 | 0
Palaau_GT1 | 2032 | 2.2 | 0 | 0
Palaau_GT1 | 2033 | 2.2 | 0 | 0
Palaau_GT1 | 2034 | 2.2 | 0 | 0
Palaau_GT1 | 2040 | 2.2 | 0 | 0
Palaau_GT1 | 2045 | 2.2 | 0 | 0
Palaau_GT1 | 2050 | 2.2 | 0 | 0
9MW_ICE_New | 2027 | 0 | 0 | 0
9MW_ICE_New | 2028 | 0 | 0 | 0
9MW_ICE_New | 2029 | 0 | 0 | 0
9MW_ICE_New | 2030 | 0 | 0 | 0
9MW_ICE_New | 2031 | 0 | 0 | 0
9MW_ICE_New | 2032 | 0 | 0 | 0
9MW_ICE_New | 2033 | 0 | 0 | 0
9MW_ICE_New | 2034 | 0 | 0 | 0
9MW_ICE_New | 2040 | 0 | 0 | 0
9MW_ICE_New | 2045 | 0 | 0 | 0
9MW_ICE_New | 2050 | 0 | 0 | 0
Sync_Condenser | 2027 | 2.75 | 0 | 0
Sync_Condenser | 2028 | 2.75 | 0 | 0
Sync_Condenser | 2029 | 2.75 | 0 | 0
Sync_Condenser | 2030 | 2.75 | 0 | 0
Sync_Condenser | 2031 | 2.75 | 0 | 0
Sync_Condenser | 2032 | 2.75 | 0 | 0
Sync_Condenser | 2033 | 2.75 | 0 | 0
Sync_Condenser | 2034 | 2.75 | 0 | 0
Sync_Condenser | 2040 | 2.75 | 0 | 0
Sync_Condenser | 2045 | 2.75 | 0 | 0
Sync_Condenser | 2050 | 2.75 | 0 | 0
Sync_Condenser_New | 2027 | 0 | 0 | 0
Sync_Condenser_New | 2028 | 0 | 0 | 0
Sync_Condenser_New | 2029 | 0 | 0 | 0
Sync_Condenser_New | 2030 | 0 | 0 | 0
Sync_Condenser_New | 2031 | 0 | 0 | 0
Sync_Condenser_New | 2032 | 0 | 0 | 0
Sync_Condenser_New | 2033 | 0 | 0 | 0
Sync_Condenser_New | 2034 | 0 | 0 | 0
Sync_Condenser_New | 2040 | 0 | 0 | 0
Sync_Condenser_New | 2045 | 0 | 0 | 0
Sync_Condenser_New | 2050 | 0 | 0 | 0
FFR | 2027 | 0 | 0 | 0
FFR | 2028 | 0 | 0 | 0
FFR | 2029 | 0 | 0 | 0
FFR | 2030 | 0 | 0 | 0
FFR | 2031 | 0 | 0 | 0
FFR | 2032 | 0 | 0 | 0
FFR | 2033 | 0 | 0 | 0
FFR | 2034 | 0 | 0 | 0
FFR | 2040 | 0 | 0 | 0
FFR | 2045 | 0 | 0 | 0
FFR | 2050 | 0 | 0 | 0
CBRE_PV_1 | 2027 | 0.25 | 0 | 383.6113
CBRE_PV_1 | 2028 | 0.25 | 0 | 374.8833
CBRE_PV_1 | 2029 | 0.25 | 0 | 366.3539
CBRE_PV_1 | 2030 | 0.25 | 0 | 358.0185
CBRE_PV_1 | 2031 | 0.25 | 0 | 349.8728
CBRE_PV_1 | 2032 | 0.25 | 0 | 341.9125
CBRE_PV_1 | 2033 | 0.25 | 0 | 334.1332
CBRE_PV_1 | 2034 | 0.25 | 0 | 326.531
CBRE_PV_1 | 2040 | 0.25 | 0 | 284.4151
CBRE_PV_1 | 2045 | 0.25 | 0 | 253.499
CBRE_PV_1 | 2050 | 0.25 | 0 | 225.9435
PV_New | 2027 | 0 | 0 | 0
PV_New | 2028 | 0 | 0 | 0
PV_New | 2029 | 0 | 0 | 0
PV_New | 2030 | 0 | 0 | 0
PV_New | 2031 | 0 | 0 | 0
PV_New | 2032 | 0 | 0 | 0
PV_New | 2033 | 0 | 0 | 0
PV_New | 2034 | 0 | 0 | 0
PV_New | 2040 | 0 | 0 | 0
PV_New | 2045 | 0 | 0 | 0
PV_New | 2050 | 0 | 0 | 0
Wind_New | 2027 | 0 | 0 | 0
Wind_New | 2028 | 0 | 0 | 0
Wind_New | 2029 | 0 | 0 | 0
Wind_New | 2030 | 0 | 0 | 0
Wind_New | 2031 | 0 | 0 | 0
Wind_New | 2032 | 0 | 0 | 0
Wind_New | 2033 | 0 | 0 | 0
Wind_New | 2034 | 0 | 0 | 0
Wind_New | 2040 | 0 | 0 | 0
Wind_New | 2045 | 0 | 0 | 0
Wind_New | 2050 | 0 | 0 | 0
CBRE_PV_2_Supply | 2027 | 2.5 | 0 | 268.5276
CBRE_PV_2_Supply | 2028 | 2.5 | 0 | 262.1057
CBRE_PV_2_Supply | 2029 | 2.5 | 0 | 255.8129
CBRE_PV_2_Supply | 2030 | 2.5 | 0 | 249.6464
CBRE_PV_2_Supply | 2031 | 2.5 | 0 | 244.3391
CBRE_PV_2_Supply | 2032 | 2.5 | 0 | 239.1505
CBRE_PV_2_Supply | 2033 | 2.5 | 0 | 234.0779
CBRE_PV_2_Supply | 2034 | 2.5 | 0 | 229.1186
CBRE_PV_2_Supply | 2040 | 2.5 | 0 | 201.6027
CBRE_PV_2_Supply | 2045 | 2.5 | 0 | 181.3501
CBRE_PV_2_Supply | 2050 | 2.5 | 0 | 163.25
Molokai_RFP_PV_BESS_Supply | 2027 | 4.4 | 0 | 268.5276
Molokai_RFP_PV_BESS_Supply | 2028 | 4.4 | 0 | 262.1057
Molokai_RFP_PV_BESS_Supply | 2029 | 4.4 | 0 | 255.8129
Molokai_RFP_PV_BESS_Supply | 2030 | 4.4 | 0 | 249.6464
Molokai_RFP_PV_BESS_Supply | 2031 | 4.4 | 0 | 244.3391
Molokai_RFP_PV_BESS_Supply | 2032 | 4.4 | 0 | 239.1505
Molokai_RFP_PV_BESS_Supply | 2033 | 4.4 | 0 | 234.0779
Molokai_RFP_PV_BESS_Supply | 2034 | 4.4 | 0 | 229.1186
Molokai_RFP_PV_BESS_Supply | 2040 | 4.4 | 0 | 201.6027
Molokai_RFP_PV_BESS_Supply | 2045 | 4.4 | 0 | 181.3501
Molokai_RFP_PV_BESS_Supply | 2050 | 4.4 | 0 | 163.25
PV_Paired_2hr_New_Supply | 2027 | 0 | 0 | 0
PV_Paired_2hr_New_Supply | 2028 | 0 | 0 | 0
PV_Paired_2hr_New_Supply | 2029 | 0 | 0 | 0
PV_Paired_2hr_New_Supply | 2030 | 0 | 0 | 0
PV_Paired_2hr_New_Supply | 2031 | 0 | 0 | 0
PV_Paired_2hr_New_Supply | 2032 | 0 | 0 | 0
PV_Paired_2hr_New_Supply | 2033 | 0 | 0 | 0
PV_Paired_2hr_New_Supply | 2034 | 0 | 0 | 0
PV_Paired_2hr_New_Supply | 2040 | 0 | 0 | 0
PV_Paired_2hr_New_Supply | 2045 | 0 | 0 | 0
PV_Paired_2hr_New_Supply | 2050 | 0 | 0 | 0
PV_Paired_4hr_New_Supply | 2027 | 0 | 0 | 0
PV_Paired_4hr_New_Supply | 2028 | 0 | 0 | 0
PV_Paired_4hr_New_Supply | 2029 | 0 | 0 | 0
PV_Paired_4hr_New_Supply | 2030 | 0 | 0 | 0
PV_Paired_4hr_New_Supply | 2031 | 0 | 0 | 0
PV_Paired_4hr_New_Supply | 2032 | 0 | 0 | 0
PV_Paired_4hr_New_Supply | 2033 | 0 | 0 | 0
PV_Paired_4hr_New_Supply | 2034 | 0 | 0 | 0
PV_Paired_4hr_New_Supply | 2040 | 0 | 0 | 0
PV_Paired_4hr_New_Supply | 2045 | 0 | 0 | 0
PV_Paired_4hr_New_Supply | 2050 | 0 | 0 | 0
PV_Paired_6hr_New_Supply | 2027 | 0 | 0 | 0
PV_Paired_6hr_New_Supply | 2028 | 0 | 0 | 0
PV_Paired_6hr_New_Supply | 2029 | 0 | 0 | 0
PV_Paired_6hr_New_Supply | 2030 | 0 | 0 | 0
PV_Paired_6hr_New_Supply | 2031 | 0 | 0 | 0
PV_Paired_6hr_New_Supply | 2032 | 0 | 0 | 0
PV_Paired_6hr_New_Supply | 2033 | 0 | 0 | 0
PV_Paired_6hr_New_Supply | 2034 | 0 | 0 | 0
PV_Paired_6hr_New_Supply | 2040 | 0 | 0 | 0
PV_Paired_6hr_New_Supply | 2045 | 0 | 0 | 0
PV_Paired_6hr_New_Supply | 2050 | 0 | 0 | 0
PV_Paired_8hr_New_Supply | 2027 | 0 | 0 | 0
PV_Paired_8hr_New_Supply | 2028 | 0 | 0 | 0
PV_Paired_8hr_New_Supply | 2029 | 0 | 0 | 0
PV_Paired_8hr_New_Supply | 2030 | 0 | 0 | 0
PV_Paired_8hr_New_Supply | 2031 | 0 | 0 | 0
PV_Paired_8hr_New_Supply | 2032 | 0 | 0 | 0
PV_Paired_8hr_New_Supply | 2033 | 0 | 0 | 0
PV_Paired_8hr_New_Supply | 2034 | 0 | 0 | 0
PV_Paired_8hr_New_Supply | 2040 | 0 | 0 | 0
PV_Paired_8hr_New_Supply | 2045 | 0 | 0 | 0
PV_Paired_8hr_New_Supply | 2050 | 0 | 0 | 0
DER_Agg_PV_New_Supply | 2027 | 0 | 0 | 0
DER_Agg_PV_New_Supply | 2028 | 0 | 0 | 0
DER_Agg_PV_New_Supply | 2029 | 0 | 0 | 0
DER_Agg_PV_New_Supply | 2030 | 0 | 0 | 0
DER_Agg_PV_New_Supply | 2031 | 0 | 0 | 0
DER_Agg_PV_New_Supply | 2032 | 0 | 0 | 0
DER_Agg_PV_New_Supply | 2033 | 0 | 0 | 0
DER_Agg_PV_New_Supply | 2034 | 0 | 0 | 0
DER_Agg_PV_New_Supply | 2040 | 0 | 0 | 0
DER_Agg_PV_New_Supply | 2045 | 0 | 0 | 0
DER_Agg_PV_New_Supply | 2050 | 0 | 0 | 0
BESS_Standalone | 2027 | 0 | 0 | 0
BESS_Standalone | 2028 | 0 | 0 | 0
BESS_Standalone | 2029 | 0 | 0 | 0
BESS_Standalone | 2030 | 0 | 0 | 0
BESS_Standalone | 2031 | 0 | 0 | 0
BESS_Standalone | 2032 | 0 | 0 | 0
BESS_Standalone | 2033 | 0 | 0 | 0
BESS_Standalone | 2034 | 0 | 0 | 0
BESS_Standalone | 2040 | 0 | 0 | 0
BESS_Standalone | 2045 | 0 | 0 | 0
BESS_Standalone | 2050 | 0 | 0 | 0
BESS_Standalone_New | 2027 | 0 | 0 | 0
BESS_Standalone_New | 2028 | 0 | 0 | 0
BESS_Standalone_New | 2029 | 0 | 0 | 0
BESS_Standalone_New | 2030 | 0 | 0 | 0
BESS_Standalone_New | 2031 | 0 | 0 | 0
BESS_Standalone_New | 2032 | 0 | 0 | 0
BESS_Standalone_New | 2033 | 0 | 0 | 0
BESS_Standalone_New | 2034 | 0 | 0 | 0
BESS_Standalone_New | 2040 | 0 | 0 | 0
BESS_Standalone_New | 2045 | 0 | 0 | 0
BESS_Standalone_New | 2050 | 0 | 0 | 0
Load_Build | 2027 | 0 | 0 | 0
Load_Build | 2028 | 0 | 0 | 0
Load_Build | 2029 | 0 | 0 | 0
Load_Build | 2030 | 0 | 0 | 0
Load_Build | 2031 | 0 | 0 | 0
Load_Build | 2032 | 0 | 0 | 0
Load_Build | 2033 | 0 | 0 | 0
Load_Build | 2034 | 0 | 0 | 0
Load_Build | 2040 | 0 | 0 | 0
Load_Build | 2045 | 0 | 0 | 0
Load_Build | 2050 | 0 | 0 | 0
CBRE_PV_2_Battery | 2027 | 2.5 | 0 | 151.9724
CBRE_PV_2_Battery | 2028 | 2.5 | 0 | 148.0641
CBRE_PV_2_Battery | 2029 | 2.5 | 0 | 144.2199
CBRE_PV_2_Battery | 2030 | 2.5 | 0 | 140.4383
CBRE_PV_2_Battery | 2031 | 2.5 | 0 | 137.4984
CBRE_PV_2_Battery | 2032 | 2.5 | 0 | 134.6184
CBRE_PV_2_Battery | 2033 | 2.5 | 0 | 131.7967
CBRE_PV_2_Battery | 2034 | 2.5 | 0 | 129.0323
CBRE_PV_2_Battery | 2040 | 2.5 | 0 | 113.5739
CBRE_PV_2_Battery | 2045 | 2.5 | 0 | 102.0408
CBRE_PV_2_Battery | 2050 | 2.5 | 0 | 91.5922
Molokai_RFP_PV_BESS_Battery | 2027 | 4.4 | 0 | 151.9724
Molokai_RFP_PV_BESS_Battery | 2028 | 4.4 | 0 | 148.0641
Molokai_RFP_PV_BESS_Battery | 2029 | 4.4 | 0 | 144.2199
Molokai_RFP_PV_BESS_Battery | 2030 | 4.4 | 0 | 140.4383
Molokai_RFP_PV_BESS_Battery | 2031 | 4.4 | 0 | 137.4984
Molokai_RFP_PV_BESS_Battery | 2032 | 4.4 | 0 | 134.6184
Molokai_RFP_PV_BESS_Battery | 2033 | 4.4 | 0 | 131.7967
Molokai_RFP_PV_BESS_Battery | 2034 | 4.4 | 0 | 129.0323
Molokai_RFP_PV_BESS_Battery | 2040 | 4.4 | 0 | 113.5739
Molokai_RFP_PV_BESS_Battery | 2045 | 4.4 | 0 | 102.0408
Molokai_RFP_PV_BESS_Battery | 2050 | 4.4 | 0 | 91.5922
PV_Paired_2hr_New_Battery | 2027 | 0 | 0 | 0
PV_Paired_2hr_New_Battery | 2028 | 0 | 0 | 0
PV_Paired_2hr_New_Battery | 2029 | 0 | 0 | 0
PV_Paired_2hr_New_Battery | 2030 | 0 | 0 | 0
PV_Paired_2hr_New_Battery | 2031 | 0 | 0 | 0
PV_Paired_2hr_New_Battery | 2032 | 0 | 0 | 0
PV_Paired_2hr_New_Battery | 2033 | 0 | 0 | 0
PV_Paired_2hr_New_Battery | 2034 | 0 | 0 | 0
PV_Paired_2hr_New_Battery | 2040 | 0 | 0 | 0
PV_Paired_2hr_New_Battery | 2045 | 0 | 0 | 0
PV_Paired_2hr_New_Battery | 2050 | 0 | 0 | 0
PV_Paired_4hr_New_Battery | 2027 | 0 | 0 | 0
PV_Paired_4hr_New_Battery | 2028 | 0 | 0 | 0
PV_Paired_4hr_New_Battery | 2029 | 0 | 0 | 0
PV_Paired_4hr_New_Battery | 2030 | 0 | 0 | 0
PV_Paired_4hr_New_Battery | 2031 | 0 | 0 | 0
PV_Paired_4hr_New_Battery | 2032 | 0 | 0 | 0
PV_Paired_4hr_New_Battery | 2033 | 0 | 0 | 0
PV_Paired_4hr_New_Battery | 2034 | 0 | 0 | 0
PV_Paired_4hr_New_Battery | 2040 | 0 | 0 | 0
PV_Paired_4hr_New_Battery | 2045 | 0 | 0 | 0
PV_Paired_4hr_New_Battery | 2050 | 0 | 0 | 0
PV_Paired_6hr_New_Battery | 2027 | 0 | 0 | 0
PV_Paired_6hr_New_Battery | 2028 | 0 | 0 | 0
PV_Paired_6hr_New_Battery | 2029 | 0 | 0 | 0
PV_Paired_6hr_New_Battery | 2030 | 0 | 0 | 0
PV_Paired_6hr_New_Battery | 2031 | 0 | 0 | 0
PV_Paired_6hr_New_Battery | 2032 | 0 | 0 | 0
PV_Paired_6hr_New_Battery | 2033 | 0 | 0 | 0
PV_Paired_6hr_New_Battery | 2034 | 0 | 0 | 0
PV_Paired_6hr_New_Battery | 2040 | 0 | 0 | 0
PV_Paired_6hr_New_Battery | 2045 | 0 | 0 | 0
PV_Paired_6hr_New_Battery | 2050 | 0 | 0 | 0
PV_Paired_8hr_New_Battery | 2027 | 0 | 0 | 0
PV_Paired_8hr_New_Battery | 2028 | 0 | 0 | 0
PV_Paired_8hr_New_Battery | 2029 | 0 | 0 | 0
PV_Paired_8hr_New_Battery | 2030 | 0 | 0 | 0
PV_Paired_8hr_New_Battery | 2031 | 0 | 0 | 0
PV_Paired_8hr_New_Battery | 2032 | 0 | 0 | 0
PV_Paired_8hr_New_Battery | 2033 | 0 | 0 | 0
PV_Paired_8hr_New_Battery | 2034 | 0 | 0 | 0
PV_Paired_8hr_New_Battery | 2040 | 0 | 0 | 0
PV_Paired_8hr_New_Battery | 2045 | 0 | 0 | 0
PV_Paired_8hr_New_Battery | 2050 | 0 | 0 | 0
DER_Agg_PV_New_Battery | 2027 | 0 | 0 | 0
DER_Agg_PV_New_Battery | 2028 | 0 | 0 | 0
DER_Agg_PV_New_Battery | 2029 | 0 | 0 | 0
DER_Agg_PV_New_Battery | 2030 | 0 | 0 | 0
DER_Agg_PV_New_Battery | 2031 | 0 | 0 | 0
DER_Agg_PV_New_Battery | 2032 | 0 | 0 | 0
DER_Agg_PV_New_Battery | 2033 | 0 | 0 | 0
DER_Agg_PV_New_Battery | 2034 | 0 | 0 | 0
DER_Agg_PV_New_Battery | 2040 | 0 | 0 | 0
DER_Agg_PV_New_Battery | 2045 | 0 | 0 | 0
DER_Agg_PV_New_Battery | 2050 | 0 | 0 | 0
Load_Reduction | 2027 | 0 | 0 | 0
Load_Reduction | 2028 | 0 | 0 | 0
Load_Reduction | 2029 | 0 | 0 | 0
Load_Reduction | 2030 | 0 | 0 | 0
Load_Reduction | 2031 | 0 | 0 | 0
Load_Reduction | 2032 | 0 | 0 | 0
Load_Reduction | 2033 | 0 | 0 | 0
Load_Reduction | 2034 | 0 | 0 | 0
Load_Reduction | 2040 | 0 | 0 | 0
Load_Reduction | 2045 | 0 | 0 | 0
Load_Reduction | 2050 | 0 | 0 | 0

## min_cumulative_new_build
Return to Assumptions Summary
New Resource Minimum Cumulative Build (MW)
Candidate resources that can be built by RESOLVE are shown in the first column labeled, "resource". In the second column, "period" shows the year modeled. Third column, "min_cumulative_build_by_year" shows the minimum capacity that should be built per year in megawatts (MW) by RESOLVE. By setting this value to zero, this means that RESOLVE is not constrained by a minimum new build requirement, and it can optimize as much or little of a resource as is needed.
Minimum Cumulative New Build
resource | period | min_cumulative_build_by_year
9MW_ICE_New | 2027 | 0
9MW_ICE_New | 2028 | 0
9MW_ICE_New | 2029 | 0
9MW_ICE_New | 2030 | 0
9MW_ICE_New | 2031 | 0
9MW_ICE_New | 2032 | 0
9MW_ICE_New | 2033 | 0
9MW_ICE_New | 2034 | 0
9MW_ICE_New | 2040 | 0
9MW_ICE_New | 2045 | 0
9MW_ICE_New | 2050 | 0
Sync_Condenser_New | 2027 | 0
Sync_Condenser_New | 2028 | 0
Sync_Condenser_New | 2029 | 0
Sync_Condenser_New | 2030 | 0
Sync_Condenser_New | 2031 | 0
Sync_Condenser_New | 2032 | 0
Sync_Condenser_New | 2033 | 0
Sync_Condenser_New | 2034 | 0
Sync_Condenser_New | 2040 | 0
Sync_Condenser_New | 2045 | 0
Sync_Condenser_New | 2050 | 0
PV_New | 2027 | 0
PV_New | 2028 | 0
PV_New | 2029 | 0
PV_New | 2030 | 0
PV_New | 2031 | 0
PV_New | 2032 | 0
PV_New | 2033 | 0
PV_New | 2034 | 0
PV_New | 2040 | 0
PV_New | 2045 | 0
PV_New | 2050 | 0
Wind_New | 2027 | 0
Wind_New | 2028 | 0
Wind_New | 2029 | 0
Wind_New | 2030 | 0
Wind_New | 2031 | 0
Wind_New | 2032 | 0
Wind_New | 2033 | 0
Wind_New | 2034 | 0
Wind_New | 2040 | 0
Wind_New | 2045 | 0
Wind_New | 2050 | 0
PV_Paired_2hr_New_Supply | 2027 | 0
PV_Paired_2hr_New_Supply | 2028 | 0
PV_Paired_2hr_New_Supply | 2029 | 0
PV_Paired_2hr_New_Supply | 2030 | 0
PV_Paired_2hr_New_Supply | 2031 | 0
PV_Paired_2hr_New_Supply | 2032 | 0
PV_Paired_2hr_New_Supply | 2033 | 0
PV_Paired_2hr_New_Supply | 2034 | 0
PV_Paired_2hr_New_Supply | 2040 | 0
PV_Paired_2hr_New_Supply | 2045 | 0
PV_Paired_2hr_New_Supply | 2050 | 0
PV_Paired_4hr_New_Supply | 2027 | 0
PV_Paired_4hr_New_Supply | 2028 | 0
PV_Paired_4hr_New_Supply | 2029 | 0
PV_Paired_4hr_New_Supply | 2030 | 0
PV_Paired_4hr_New_Supply | 2031 | 0
PV_Paired_4hr_New_Supply | 2032 | 0
PV_Paired_4hr_New_Supply | 2033 | 0
PV_Paired_4hr_New_Supply | 2034 | 0
PV_Paired_4hr_New_Supply | 2040 | 0
PV_Paired_4hr_New_Supply | 2045 | 0
PV_Paired_4hr_New_Supply | 2050 | 0
PV_Paired_6hr_New_Supply | 2027 | 0
PV_Paired_6hr_New_Supply | 2028 | 0
PV_Paired_6hr_New_Supply | 2029 | 0
PV_Paired_6hr_New_Supply | 2030 | 0
PV_Paired_6hr_New_Supply | 2031 | 0
PV_Paired_6hr_New_Supply | 2032 | 0
PV_Paired_6hr_New_Supply | 2033 | 0
PV_Paired_6hr_New_Supply | 2034 | 0
PV_Paired_6hr_New_Supply | 2040 | 0
PV_Paired_6hr_New_Supply | 2045 | 0
PV_Paired_6hr_New_Supply | 2050 | 0
PV_Paired_8hr_New_Supply | 2027 | 0
PV_Paired_8hr_New_Supply | 2028 | 0
PV_Paired_8hr_New_Supply | 2029 | 0
PV_Paired_8hr_New_Supply | 2030 | 0
PV_Paired_8hr_New_Supply | 2031 | 0
PV_Paired_8hr_New_Supply | 2032 | 0
PV_Paired_8hr_New_Supply | 2033 | 0
PV_Paired_8hr_New_Supply | 2034 | 0
PV_Paired_8hr_New_Supply | 2040 | 0
PV_Paired_8hr_New_Supply | 2045 | 0
PV_Paired_8hr_New_Supply | 2050 | 0
DER_Agg_PV_New_Supply | 2027 | 0
DER_Agg_PV_New_Supply | 2028 | 0
DER_Agg_PV_New_Supply | 2029 | 0
DER_Agg_PV_New_Supply | 2030 | 0
DER_Agg_PV_New_Supply | 2031 | 0
DER_Agg_PV_New_Supply | 2032 | 0
DER_Agg_PV_New_Supply | 2033 | 0
DER_Agg_PV_New_Supply | 2034 | 0
DER_Agg_PV_New_Supply | 2040 | 0
DER_Agg_PV_New_Supply | 2045 | 0
DER_Agg_PV_New_Supply | 2050 | 0
BESS_Standalone_New | 2027 | 0
BESS_Standalone_New | 2028 | 0
BESS_Standalone_New | 2029 | 0
BESS_Standalone_New | 2030 | 0
BESS_Standalone_New | 2031 | 0
BESS_Standalone_New | 2032 | 0
BESS_Standalone_New | 2033 | 0
BESS_Standalone_New | 2034 | 0
BESS_Standalone_New | 2040 | 0
BESS_Standalone_New | 2045 | 0
BESS_Standalone_New | 2050 | 0
PV_Paired_2hr_New_Battery | 2027 | 0
PV_Paired_2hr_New_Battery | 2028 | 0
PV_Paired_2hr_New_Battery | 2029 | 0
PV_Paired_2hr_New_Battery | 2030 | 0
PV_Paired_2hr_New_Battery | 2031 | 0
PV_Paired_2hr_New_Battery | 2032 | 0
PV_Paired_2hr_New_Battery | 2033 | 0
PV_Paired_2hr_New_Battery | 2034 | 0
PV_Paired_2hr_New_Battery | 2040 | 0
PV_Paired_2hr_New_Battery | 2045 | 0
PV_Paired_2hr_New_Battery | 2050 | 0
PV_Paired_4hr_New_Battery | 2027 | 0
PV_Paired_4hr_New_Battery | 2028 | 0
PV_Paired_4hr_New_Battery | 2029 | 0
PV_Paired_4hr_New_Battery | 2030 | 0
PV_Paired_4hr_New_Battery | 2031 | 0
PV_Paired_4hr_New_Battery | 2032 | 0
PV_Paired_4hr_New_Battery | 2033 | 0
PV_Paired_4hr_New_Battery | 2034 | 0
PV_Paired_4hr_New_Battery | 2040 | 0
PV_Paired_4hr_New_Battery | 2045 | 0
PV_Paired_4hr_New_Battery | 2050 | 0
PV_Paired_6hr_New_Battery | 2027 | 0
PV_Paired_6hr_New_Battery | 2028 | 0
PV_Paired_6hr_New_Battery | 2029 | 0
PV_Paired_6hr_New_Battery | 2030 | 0
PV_Paired_6hr_New_Battery | 2031 | 0
PV_Paired_6hr_New_Battery | 2032 | 0
PV_Paired_6hr_New_Battery | 2033 | 0
PV_Paired_6hr_New_Battery | 2034 | 0
PV_Paired_6hr_New_Battery | 2040 | 0
PV_Paired_6hr_New_Battery | 2045 | 0
PV_Paired_6hr_New_Battery | 2050 | 0
PV_Paired_8hr_New_Battery | 2027 | 0
PV_Paired_8hr_New_Battery | 2028 | 0
PV_Paired_8hr_New_Battery | 2029 | 0
PV_Paired_8hr_New_Battery | 2030 | 0
PV_Paired_8hr_New_Battery | 2031 | 0
PV_Paired_8hr_New_Battery | 2032 | 0
PV_Paired_8hr_New_Battery | 2033 | 0
PV_Paired_8hr_New_Battery | 2034 | 0
PV_Paired_8hr_New_Battery | 2040 | 0
PV_Paired_8hr_New_Battery | 2045 | 0
PV_Paired_8hr_New_Battery | 2050 | 0
DER_Agg_PV_New_Battery | 2027 | 0
DER_Agg_PV_New_Battery | 2028 | 0
DER_Agg_PV_New_Battery | 2029 | 0
DER_Agg_PV_New_Battery | 2030 | 0
DER_Agg_PV_New_Battery | 2031 | 0
DER_Agg_PV_New_Battery | 2032 | 0
DER_Agg_PV_New_Battery | 2033 | 0
DER_Agg_PV_New_Battery | 2034 | 0
DER_Agg_PV_New_Battery | 2040 | 0
DER_Agg_PV_New_Battery | 2045 | 0
DER_Agg_PV_New_Battery | 2050 | 0

## capacity_limits
Return to Assumptions Summary
New Resource Capacity Limits (MW)
Candidate resources that can be built by RESOLVE are shown in the first column labeled, "resource". In the second column, "period" shows the year modeled. Third column, "capacity_limit_mw" shows the maximum capacity limit in megawatts (MW) that RESOLVE can build up to during the optimization. The model will not install a new resource beyond it's maximum capacity limit. The limits for Wind, PV and DER Aggregator resources are the developable potentials from the 2020-2021 NREL Resource Potential Updates. The values, "999999" are meant to represent an unlimited build limit.
Capacity Limits
resource | period | capacity_limit_mw
9MW_ICE_New | 2027 | 0
9MW_ICE_New | 2028 | 0
9MW_ICE_New | 2029 | 0
9MW_ICE_New | 2030 | 99999
9MW_ICE_New | 2031 | 99999
9MW_ICE_New | 2032 | 99999
9MW_ICE_New | 2033 | 99999
9MW_ICE_New | 2034 | 99999
9MW_ICE_New | 2040 | 99999
9MW_ICE_New | 2045 | 99999
9MW_ICE_New | 2050 | 99999
PV_New | 2027 | 10403.85
PV_New | 2028 | 10403.85
PV_New | 2029 | 10403.85
PV_New | 2030 | 10403.85
PV_New | 2031 | 10403.85
PV_New | 2032 | 10403.85
PV_New | 2033 | 10403.85
PV_New | 2034 | 10403.85
PV_New | 2040 | 10403.85
PV_New | 2045 | 10403.85
PV_New | 2050 | 10403.85
Wind_New | 2027 | 515
Wind_New | 2028 | 515
Wind_New | 2029 | 515
Wind_New | 2030 | 515
Wind_New | 2031 | 515
Wind_New | 2032 | 515
Wind_New | 2033 | 515
Wind_New | 2034 | 515
Wind_New | 2040 | 515
Wind_New | 2045 | 515
Wind_New | 2050 | 515
PV_Paired_2hr_New_Supply | 2027 | 10403.85
PV_Paired_2hr_New_Supply | 2028 | 10403.85
PV_Paired_2hr_New_Supply | 2029 | 10403.85
PV_Paired_2hr_New_Supply | 2030 | 10403.85
PV_Paired_2hr_New_Supply | 2031 | 10403.85
PV_Paired_2hr_New_Supply | 2032 | 10403.85
PV_Paired_2hr_New_Supply | 2033 | 10403.85
PV_Paired_2hr_New_Supply | 2034 | 10403.85
PV_Paired_2hr_New_Supply | 2040 | 10403.85
PV_Paired_2hr_New_Supply | 2045 | 10403.85
PV_Paired_2hr_New_Supply | 2050 | 10403.85
PV_Paired_4hr_New_Supply | 2027 | 10403.85
PV_Paired_4hr_New_Supply | 2028 | 10403.85
PV_Paired_4hr_New_Supply | 2029 | 10403.85
PV_Paired_4hr_New_Supply | 2030 | 10403.85
PV_Paired_4hr_New_Supply | 2031 | 10403.85
PV_Paired_4hr_New_Supply | 2032 | 10403.85
PV_Paired_4hr_New_Supply | 2033 | 10403.85
PV_Paired_4hr_New_Supply | 2034 | 10403.85
PV_Paired_4hr_New_Supply | 2040 | 10403.85
PV_Paired_4hr_New_Supply | 2045 | 10403.85
PV_Paired_4hr_New_Supply | 2050 | 10403.85
PV_Paired_6hr_New_Supply | 2027 | 10403.85
PV_Paired_6hr_New_Supply | 2028 | 10403.85
PV_Paired_6hr_New_Supply | 2029 | 10403.85
PV_Paired_6hr_New_Supply | 2030 | 10403.85
PV_Paired_6hr_New_Supply | 2031 | 10403.85
PV_Paired_6hr_New_Supply | 2032 | 10403.85
PV_Paired_6hr_New_Supply | 2033 | 10403.85
PV_Paired_6hr_New_Supply | 2034 | 10403.85
PV_Paired_6hr_New_Supply | 2040 | 10403.85
PV_Paired_6hr_New_Supply | 2045 | 10403.85
PV_Paired_6hr_New_Supply | 2050 | 10403.85
PV_Paired_8hr_New_Supply | 2027 | 10403.85
PV_Paired_8hr_New_Supply | 2028 | 10403.85
PV_Paired_8hr_New_Supply | 2029 | 10403.85
PV_Paired_8hr_New_Supply | 2030 | 10403.85
PV_Paired_8hr_New_Supply | 2031 | 10403.85
PV_Paired_8hr_New_Supply | 2032 | 10403.85
PV_Paired_8hr_New_Supply | 2033 | 10403.85
PV_Paired_8hr_New_Supply | 2034 | 10403.85
PV_Paired_8hr_New_Supply | 2040 | 10403.85
PV_Paired_8hr_New_Supply | 2045 | 10403.85
PV_Paired_8hr_New_Supply | 2050 | 10403.85
DER_Agg_PV_New_Supply | 2027 | 41.7917
DER_Agg_PV_New_Supply | 2028 | 41.7357
DER_Agg_PV_New_Supply | 2029 | 41.6077
DER_Agg_PV_New_Supply | 2030 | 41.5597
DER_Agg_PV_New_Supply | 2031 | 41.4997
DER_Agg_PV_New_Supply | 2032 | 41.4477
DER_Agg_PV_New_Supply | 2033 | 41.3917
DER_Agg_PV_New_Supply | 2034 | 41.2717
DER_Agg_PV_New_Supply | 2040 | 40.9117
DER_Agg_PV_New_Supply | 2045 | 40.5997
DER_Agg_PV_New_Supply | 2050 | 40.3317
BESS_Standalone_New | 2027 | 99999
BESS_Standalone_New | 2028 | 99999
BESS_Standalone_New | 2029 | 99999
BESS_Standalone_New | 2030 | 99999
BESS_Standalone_New | 2031 | 99999
BESS_Standalone_New | 2032 | 99999
BESS_Standalone_New | 2033 | 99999
BESS_Standalone_New | 2034 | 99999
BESS_Standalone_New | 2040 | 99999
BESS_Standalone_New | 2045 | 99999
BESS_Standalone_New | 2050 | 99999
PV_Paired_2hr_New_Battery | 2027 | 10403.85
PV_Paired_2hr_New_Battery | 2028 | 10403.85
PV_Paired_2hr_New_Battery | 2029 | 10403.85
PV_Paired_2hr_New_Battery | 2030 | 10403.85
PV_Paired_2hr_New_Battery | 2031 | 10403.85
PV_Paired_2hr_New_Battery | 2032 | 10403.85
PV_Paired_2hr_New_Battery | 2033 | 10403.85
PV_Paired_2hr_New_Battery | 2034 | 10403.85
PV_Paired_2hr_New_Battery | 2040 | 10403.85
PV_Paired_2hr_New_Battery | 2045 | 10403.85
PV_Paired_2hr_New_Battery | 2050 | 10403.85
PV_Paired_4hr_New_Battery | 2027 | 10403.85
PV_Paired_4hr_New_Battery | 2028 | 10403.85
PV_Paired_4hr_New_Battery | 2029 | 10403.85
PV_Paired_4hr_New_Battery | 2030 | 10403.85
PV_Paired_4hr_New_Battery | 2031 | 10403.85
PV_Paired_4hr_New_Battery | 2032 | 10403.85
PV_Paired_4hr_New_Battery | 2033 | 10403.85
PV_Paired_4hr_New_Battery | 2034 | 10403.85
PV_Paired_4hr_New_Battery | 2040 | 10403.85
PV_Paired_4hr_New_Battery | 2045 | 10403.85
PV_Paired_4hr_New_Battery | 2050 | 10403.85
PV_Paired_6hr_New_Battery | 2027 | 10403.85
PV_Paired_6hr_New_Battery | 2028 | 10403.85
PV_Paired_6hr_New_Battery | 2029 | 10403.85
PV_Paired_6hr_New_Battery | 2030 | 10403.85
PV_Paired_6hr_New_Battery | 2031 | 10403.85
PV_Paired_6hr_New_Battery | 2032 | 10403.85
PV_Paired_6hr_New_Battery | 2033 | 10403.85
PV_Paired_6hr_New_Battery | 2034 | 10403.85
PV_Paired_6hr_New_Battery | 2040 | 10403.85
PV_Paired_6hr_New_Battery | 2045 | 10403.85
PV_Paired_6hr_New_Battery | 2050 | 10403.85
PV_Paired_8hr_New_Battery | 2027 | 10403.85
PV_Paired_8hr_New_Battery | 2028 | 10403.85
PV_Paired_8hr_New_Battery | 2029 | 10403.85
PV_Paired_8hr_New_Battery | 2030 | 10403.85
PV_Paired_8hr_New_Battery | 2031 | 10403.85
PV_Paired_8hr_New_Battery | 2032 | 10403.85
PV_Paired_8hr_New_Battery | 2033 | 10403.85
PV_Paired_8hr_New_Battery | 2034 | 10403.85
PV_Paired_8hr_New_Battery | 2040 | 10403.85
PV_Paired_8hr_New_Battery | 2045 | 10403.85
PV_Paired_8hr_New_Battery | 2050 | 10403.85
DER_Agg_PV_New_Battery | 2027 | 41.7917
DER_Agg_PV_New_Battery | 2028 | 41.7357
DER_Agg_PV_New_Battery | 2029 | 41.6077
DER_Agg_PV_New_Battery | 2030 | 41.5597
DER_Agg_PV_New_Battery | 2031 | 41.4997
DER_Agg_PV_New_Battery | 2032 | 41.4477
DER_Agg_PV_New_Battery | 2033 | 41.3917
DER_Agg_PV_New_Battery | 2034 | 41.2717
DER_Agg_PV_New_Battery | 2040 | 40.9117
DER_Agg_PV_New_Battery | 2045 | 40.5997
DER_Agg_PV_New_Battery | 2050 | 40.3317

## planned_storage_energy_capacity
Return to Assumptions Summary
Planned Resources - Energy Storage Capacity
The table below shows the planned energy capacity and O&M (operations and maintenance) costs of unpaired and paired battery energy storage system (BESS) resources in RESOLVE. The first column, "storage_resource" shows the user-defined battery name. The second column, "period" shows the modeled year. The third column, "planned_storage_energy_capacity_mwh" is the planned battery energy capacity in (MWH). Taking the third column and dividing by the battery's capacity will give the battery's duration. -- For example, a 40 MW BESS with a 4-hour duration will have a planned energy of 40 MW * 4 h = 160 MWh. The fourth column, "planned_storage_energy_capacity_fixed_o_and_m_dollars per_kWh_yr" represents the O&M costs for the battery. Battery fixed costs are captured within "planned_installed_capacities" worksheet.
Planned Storage Energy Capacity
storage_resource | period | planned_storage_energy_capacity_mwh | planned_storage_energy_capacity_fixed_o_and_m_dollars_per_kwh_yr
BESS_Standalone | 2027 | 0 | 0
BESS_Standalone | 2028 | 0 | 0
BESS_Standalone | 2029 | 0 | 0
BESS_Standalone | 2030 | 0 | 0
BESS_Standalone | 2031 | 0 | 0
BESS_Standalone | 2032 | 0 | 0
BESS_Standalone | 2033 | 0 | 0
BESS_Standalone | 2034 | 0 | 0
BESS_Standalone | 2040 | 0 | 0
BESS_Standalone | 2045 | 0 | 0
BESS_Standalone | 2050 | 0 | 0
BESS_Standalone_New | 2027 | 0 | 0
BESS_Standalone_New | 2028 | 0 | 0
BESS_Standalone_New | 2029 | 0 | 0
BESS_Standalone_New | 2030 | 0 | 0
BESS_Standalone_New | 2031 | 0 | 0
BESS_Standalone_New | 2032 | 0 | 0
BESS_Standalone_New | 2033 | 0 | 0
BESS_Standalone_New | 2034 | 0 | 0
BESS_Standalone_New | 2040 | 0 | 0
BESS_Standalone_New | 2045 | 0 | 0
BESS_Standalone_New | 2050 | 0 | 0
Load_Build | 2027 | 0 | 0
Load_Build | 2028 | 0 | 0
Load_Build | 2029 | 0 | 0
Load_Build | 2030 | 0 | 0
Load_Build | 2031 | 0 | 0
Load_Build | 2032 | 0 | 0
Load_Build | 2033 | 0 | 0
Load_Build | 2034 | 0 | 0
Load_Build | 2040 | 0 | 0
Load_Build | 2045 | 0 | 0
Load_Build | 2050 | 0 | 0
CBRE_PV_2_Battery | 2027 | 10 | 0
CBRE_PV_2_Battery | 2028 | 10 | 0
CBRE_PV_2_Battery | 2029 | 10 | 0
CBRE_PV_2_Battery | 2030 | 10 | 0
CBRE_PV_2_Battery | 2031 | 10 | 0
CBRE_PV_2_Battery | 2032 | 10 | 0
CBRE_PV_2_Battery | 2033 | 10 | 0
CBRE_PV_2_Battery | 2034 | 10 | 0
CBRE_PV_2_Battery | 2040 | 10 | 0
CBRE_PV_2_Battery | 2045 | 10 | 0
CBRE_PV_2_Battery | 2050 | 10 | 0
Molokai_RFP_PV_BESS_Battery | 2027 | 17.6 | 0
Molokai_RFP_PV_BESS_Battery | 2028 | 17.6 | 0
Molokai_RFP_PV_BESS_Battery | 2029 | 17.6 | 0
Molokai_RFP_PV_BESS_Battery | 2030 | 17.6 | 0
Molokai_RFP_PV_BESS_Battery | 2031 | 17.6 | 0
Molokai_RFP_PV_BESS_Battery | 2032 | 17.6 | 0
Molokai_RFP_PV_BESS_Battery | 2033 | 17.6 | 0
Molokai_RFP_PV_BESS_Battery | 2034 | 17.6 | 0
Molokai_RFP_PV_BESS_Battery | 2040 | 17.6 | 0
Molokai_RFP_PV_BESS_Battery | 2045 | 17.6 | 0
Molokai_RFP_PV_BESS_Battery | 2050 | 17.6 | 0
PV_Paired_2hr_New_Battery | 2027 | 0 | 0
PV_Paired_2hr_New_Battery | 2028 | 0 | 0
PV_Paired_2hr_New_Battery | 2029 | 0 | 0
PV_Paired_2hr_New_Battery | 2030 | 0 | 0
PV_Paired_2hr_New_Battery | 2031 | 0 | 0
PV_Paired_2hr_New_Battery | 2032 | 0 | 0
PV_Paired_2hr_New_Battery | 2033 | 0 | 0
PV_Paired_2hr_New_Battery | 2034 | 0 | 0
PV_Paired_2hr_New_Battery | 2040 | 0 | 0
PV_Paired_2hr_New_Battery | 2045 | 0 | 0
PV_Paired_2hr_New_Battery | 2050 | 0 | 0
PV_Paired_4hr_New_Battery | 2027 | 0 | 0
PV_Paired_4hr_New_Battery | 2028 | 0 | 0
PV_Paired_4hr_New_Battery | 2029 | 0 | 0
PV_Paired_4hr_New_Battery | 2030 | 0 | 0
PV_Paired_4hr_New_Battery | 2031 | 0 | 0
PV_Paired_4hr_New_Battery | 2032 | 0 | 0
PV_Paired_4hr_New_Battery | 2033 | 0 | 0
PV_Paired_4hr_New_Battery | 2034 | 0 | 0
PV_Paired_4hr_New_Battery | 2040 | 0 | 0
PV_Paired_4hr_New_Battery | 2045 | 0 | 0
PV_Paired_4hr_New_Battery | 2050 | 0 | 0
PV_Paired_6hr_New_Battery | 2027 | 0 | 0
PV_Paired_6hr_New_Battery | 2028 | 0 | 0
PV_Paired_6hr_New_Battery | 2029 | 0 | 0
PV_Paired_6hr_New_Battery | 2030 | 0 | 0
PV_Paired_6hr_New_Battery | 2031 | 0 | 0
PV_Paired_6hr_New_Battery | 2032 | 0 | 0
PV_Paired_6hr_New_Battery | 2033 | 0 | 0
PV_Paired_6hr_New_Battery | 2034 | 0 | 0
PV_Paired_6hr_New_Battery | 2040 | 0 | 0
PV_Paired_6hr_New_Battery | 2045 | 0 | 0
PV_Paired_6hr_New_Battery | 2050 | 0 | 0
PV_Paired_8hr_New_Battery | 2027 | 0 | 0
PV_Paired_8hr_New_Battery | 2028 | 0 | 0
PV_Paired_8hr_New_Battery | 2029 | 0 | 0
PV_Paired_8hr_New_Battery | 2030 | 0 | 0
PV_Paired_8hr_New_Battery | 2031 | 0 | 0
PV_Paired_8hr_New_Battery | 2032 | 0 | 0
PV_Paired_8hr_New_Battery | 2033 | 0 | 0
PV_Paired_8hr_New_Battery | 2034 | 0 | 0
PV_Paired_8hr_New_Battery | 2040 | 0 | 0
PV_Paired_8hr_New_Battery | 2045 | 0 | 0
PV_Paired_8hr_New_Battery | 2050 | 0 | 0
DER_Agg_PV_New_Battery | 2027 | 0 | 0
DER_Agg_PV_New_Battery | 2028 | 0 | 0
DER_Agg_PV_New_Battery | 2029 | 0 | 0
DER_Agg_PV_New_Battery | 2030 | 0 | 0
DER_Agg_PV_New_Battery | 2031 | 0 | 0
DER_Agg_PV_New_Battery | 2032 | 0 | 0
DER_Agg_PV_New_Battery | 2033 | 0 | 0
DER_Agg_PV_New_Battery | 2034 | 0 | 0
DER_Agg_PV_New_Battery | 2040 | 0 | 0
DER_Agg_PV_New_Battery | 2045 | 0 | 0
DER_Agg_PV_New_Battery | 2050 | 0 | 0

## resource_storage_paired
Return to Assumptions Summary
Paired Resources
The table below shows parameters for paired resources in RESOLVE. In general, a paired resource is modeled as two separate components, a supply resource (generator) and a storage resource (battery). The first column shows the name of the "paired_storage_resource" and its corresponding "paired_supply_resource" in the second column. The third column, "enforce_pairing_ratio" allows for pairing between supply and storage resource capacities. In the fourth column, "pairing_ratio" sets the ratio as 1, meaning a 1:1 pairing ratio (one-to-one pairing). This becomes important when RESOLVE builds new paired resources, so that the supply capacity (MW) built has an equal paired storage capacity (MW).
Resource Storage Paired
paired_storage_resource | paired_supply_resource | enforce_pairing_ratio | pairing_ratio
CBRE_PV_2_Battery | CBRE_PV_2_Supply | TRUE | 1
Molokai_RFP_PV_BESS_Battery | Molokai_RFP_PV_BESS_Supply | TRUE | 1
PV_Paired_2hr_New_Battery | PV_Paired_2hr_New_Supply | TRUE | 1
PV_Paired_4hr_New_Battery | PV_Paired_4hr_New_Supply | TRUE | 1
PV_Paired_6hr_New_Battery | PV_Paired_6hr_New_Supply | TRUE | 1
PV_Paired_8hr_New_Battery | PV_Paired_8hr_New_Supply | TRUE | 1
DER_Agg_PV_New_Battery | DER_Agg_PV_New_Supply | TRUE | 1

## resource_variable_renewable
Return to Assumptions Summary
Curtailable Resources
The table below describes whether a resource is curtailable. The first column, "resource", lists the name of the resource. The second column, "curtailable", asks the question of, "is this resource curtailable?" The input is a decision variable of TRUE or FALSE.
Resource Variable Renewable
resource | curtailable
CBRE_PV_1 | FALSE
PV_New | TRUE
Wind_New | TRUE
CBRE_PV_2_Supply | TRUE
Molokai_RFP_PV_BESS_Supply | TRUE
PV_Paired_2hr_New_Supply | TRUE
PV_Paired_4hr_New_Supply | TRUE
PV_Paired_6hr_New_Supply | TRUE
PV_Paired_8hr_New_Supply | TRUE
DER_Agg_PV_New_Supply | TRUE

## reserve_resources
Return to Assumptions Summary
Reserves, Fast Frequency Response, and Inertia
Grid service capabilities of resources are parametrized in the table below and include load following/ regulating reserves (LF Reserves), fast frequency response (FFR), and inertia. In the first column, "resource" is the name of the user-defined resource. In the second column, "can_provide_lf_reserves" specifies whether a resource can provide load following reserves. The input is a binary value (1 or 0) meaning YES = 1 and NO = 0. The third and fourth columns are for FFR services, "contributes_to_freq_resp_total" means the unit can provide FFR service if needed, the value is binary, YES = 1 and NO = 0. In the fourth column, "thermal_freq_response_fraction_of_commitment" has a different meaning, it is the percent of the resource that can provide FFR service 0%-100% (value between 0 and 1). In this case, we are assuming that if a resource can provide FFR services, then 100% of the unit is available for frequency response. The fifth and sixth columns relate to inertia services, "can_provide_inertia" specifies if a resource is capable of providing inertia. The "inertia_response_multiplier_of_commitment" is a conversion factor in MJ/MW that is applied to the generating resource's capacity (MW) to determine its inertia provision (MJ). Typically, units that can provide inertia are thermal generators and synchronous condensers. -- Example: A 30MW Resource has an inertia multiplier of 3.00 MJ/MW, its inertia provision becomes 30 MW * 3.00 MJ/MW = 90 MJ.
Reserve Resources
resource | can_provide_lf_reserves | contributes_to_freq_resp_total | thermal_freq_response_fraction_of_commitment | can_provide_inertia | inertia_response_multiplier_of_commitment
Palaau_G01 | 0 | 0 | 0 | FALSE | 0
Palaau_G02 | 0 | 0 | 0 | FALSE | 0
Palaau_G03 | 0 | 0 | 0 | FALSE | 0
Palaau_G04 | 0 | 0 | 0 | FALSE | 0
Palaau_G05 | 0 | 0 | 0 | FALSE | 0
Palaau_G06 | 0 | 0 | 0 | FALSE | 0
Palaau_G07 | 1 | 0 | 0 | FALSE | 0
Palaau_G08 | 1 | 0 | 0 | FALSE | 0
Palaau_G09 | 1 | 0 | 0 | FALSE | 0
Palaau_G08_MR_min | 1 | 0 | 0 | FALSE | 0
Palaau_G09_MR_min | 1 | 0 | 0 | FALSE | 0
Palaau_G08_MR | 1 | 0 | 0 | FALSE | 0
Palaau_G09_MR | 1 | 0 | 0 | FALSE | 0
Palaau_GT1 | 0 | 0 | 0 | FALSE | 0
9MW_ICE_New | 1 | 0 | 0 | TRUE | 1.3229
Sync_Condenser | 0 | 0 | 0 | TRUE | 1
Sync_Condenser_New | 0 | 0 | 0 | TRUE | 1
FFR | 0 | 1 | 1 | FALSE | 0
BESS_Standalone | 1 | 1 | 1 | FALSE | 0
BESS_Standalone_New | 1 | 1 | 1 | FALSE | 0
Load_Build | 0 | 0 | 1 | FALSE | 0
CBRE_PV_2_Battery | 0 | 1 | 1 | FALSE | 0
Molokai_RFP_PV_BESS_Battery | 0 | 1 | 1 | FALSE | 0
PV_Paired_2hr_New_Battery | 0 | 1 | 1 | FALSE | 0
PV_Paired_4hr_New_Battery | 0 | 1 | 1 | FALSE | 0
PV_Paired_6hr_New_Battery | 0 | 1 | 1 | FALSE | 0
PV_Paired_8hr_New_Battery | 0 | 1 | 1 | FALSE | 0
DER_Agg_PV_New_Battery | 0 | 1 | 1 | FALSE | 0

## conventional_dr_period_limits
Return to Assumptions Summary
Demand Response (DR) Parameters
The Conventional Demand Response (DR) Period Limits represents the parameters used to model demand response resources in RESOLVE. -- The first column, "resource" shows the name of the DR resource. -- The second column, "period" shows the modeled years. -- The third column, "conventional_dr_availability_hours_per_year" represents the maximum number of hours per year that the DR resource can be called upon for a DR event. As an example, the Load_Reduce resource has a maximum number of calls of 144 per year. On a daily basis, it has a maximum delivery window of 4 hours. Therefore, the maximum total number of hours Load_Reduce is available is (144 times/year) * (4 hours) = 576 hours/year. Fast DR (40 events/year) * (1 hour) = 40 hours/year. -- In the fourth column, "daily_capacity_factor", represents the maximum duration of the DR event provided as a fraction of the day. Since Load_Reduce has a maximum daily duration of 4 hours, its "daily_capacity_factor" becomes (4 hours/day) / (24 hours/day) = 0.16666667.
Conventional DR Period Limits
resource | period | conventional_dr_availability_hours_per_year | daily_capacity_factor
Load_Reduction | 2027 | 0 | 0
Load_Reduction | 2028 | 0 | 0
Load_Reduction | 2029 | 0 | 0
Load_Reduction | 2030 | 0 | 0
Load_Reduction | 2031 | 0 | 0
Load_Reduction | 2032 | 0 | 0
Load_Reduction | 2033 | 0 | 0
Load_Reduction | 2034 | 0 | 0
Load_Reduction | 2040 | 0 | 0
Load_Reduction | 2045 | 0 | 0
Load_Reduction | 2050 | 0 | 0

## energy_sharing_max_to_move_with
Return to Assumptions Summary
Maximum Energy Sharing Within Groups
The input, "energy_sharing_max_to_move_within_group" is being used to enforce an operational constraint on maximum capacity factor for units Waiau 3 and 4 on Oahu. It is not applicable to Hawaii Island modeling in RESOLVE. The resource name is listed under "hydro_resource" (it doesn't need to be hydro type, it can be any resource). The "energy_sharing_group_id" is used to assign the resource to the representative days and months when it will be used. The "max_energy_to_move_around_hours" represents the number of hours within the month that the resource is used at its Pmax (maximum power output).
Energy Sharing Max to Move Within Group
hydro_resource | energy_sharing_group_id | max_energy_to_move_around_hours
N/A | N/A | N/A

## technologies
Return to Assumptions Summary
Technologies
The following table lists all of the resource technology types defined in the RESOLVE model. Similar types of resources may be grouped under the same "technology" if they have the same parameters. The values shown in columns 2-7 and 9-15 are binary (0 or 1) with YES/TRUE = 1 and NO/FALSE = 0. -- As an example, the technology type, "Hill5-6" is a "thermal" resourece type (value = 1) and is both "dispatchable" and "firm_capacity" (value = 1). However, it does not have a "must_run" operational constraint (value = 0), and cannot be classified as any other resource type (other values = 0). -- column 1, "technology" is the name of the technology -- column 2, "thermal" represents any fuel burning resource that has a heat rate and fuel source -- column 3, "dispatchable" represents a technology that can be dispatched at varying capacity -- column 4, "must-run" means that the technology is run at 100% capacity when committed -- column 5, "variable" represents a variable renewable technology -- column 6, "storage" refers to both unpaired and paired battery energy storage systems (BESS) or pumped-storage hydro -- column 7, "hydro" represents a hydroelectric technology -- column 8, "variable_cost_dollars_per_mwh" represents the variable costs for certain technologies ($/MWh) -- column 9, "firm_capacity" refers to fixed, thermal generators e.g., (steam turbine, combustion turbine, etc.) -- column 10, "conventional_dr" refers to demand response (DR) technologies -- column 11, "electric_vehicle" refers to electric, light duty vehicles (LDV) -- column 12, "energy_efficiency" indicates the technology contributes to energy efficiency -- column 13, "synchronous_condenser" refers to technologies that can operate as a synchronous condenser
Technologies
technology | thermal | dispatchable | must_run | variable | storage | hydro | variable_cost_dollars_per_mwh | firm_capacity | conventional_dr | electric_vehicle | energy_efficiency | synchronous_condenser
Palaau_G01 | 1 | 1 | 0 | 0 | 0 | 0 | 45.6771 | 1 | 0 | 0 | 0 | 0
Palaau_G02 | 1 | 1 | 0 | 0 | 0 | 0 | 48.9654 | 1 | 0 | 0 | 0 | 0
Palaau_G03 | 1 | 1 | 0 | 0 | 0 | 0 | 32.4158 | 1 | 0 | 0 | 0 | 0
Palaau_G04 | 1 | 1 | 0 | 0 | 0 | 0 | 20.7109 | 1 | 0 | 0 | 0 | 0
Palaau_G05 | 1 | 1 | 0 | 0 | 0 | 0 | 24.8193 | 1 | 0 | 0 | 0 | 0
Palaau_G06 | 1 | 1 | 0 | 0 | 0 | 0 | 10.9656 | 1 | 0 | 0 | 0 | 0
Palaau_G07 | 1 | 1 | 0 | 0 | 0 | 0 | 19.4409 | 1 | 0 | 0 | 0 | 0
Palaau_G08 | 1 | 1 | 0 | 0 | 0 | 0 | 14.5209 | 1 | 0 | 0 | 0 | 0
Palaau_G09 | 1 | 1 | 0 | 0 | 0 | 0 | 16.2047 | 1 | 0 | 0 | 0 | 0
Palaau_G08_MR_min | 1 | 0 | 1 | 0 | 0 | 0 | 14.5209 | 1 | 0 | 0 | 0 | 0
Palaau_G09_MR_min | 1 | 0 | 1 | 0 | 0 | 0 | 16.2047 | 1 | 0 | 0 | 0 | 0
Palaau_G08_MR | 1 | 1 | 0 | 0 | 0 | 0 | 14.5209 | 1 | 0 | 0 | 0 | 0
Palaau_G09_MR | 1 | 1 | 0 | 0 | 0 | 0 | 16.2047 | 1 | 0 | 0 | 0 | 0
Palaau_GT1 | 1 | 1 | 0 | 0 | 0 | 0 | 0 | 1 | 0 | 0 | 0 | 0
PV_New | 0 | 0 | 0 | 1 | 0 | 0 | 0 | 0 | 0 | 0 | 0 | 0
Wind_New | 0 | 0 | 0 | 1 | 0 | 0 | 0 | 0 | 0 | 0 | 0 | 0
BESS_Standalone | 0 | 0 | 0 | 0 | 1 | 0 | 0 | 0 | 0 | 0 | 0 | 0
BESS_Standalone_New | 0 | 0 | 0 | 0 | 1 | 0 | 0 | 0 | 0 | 0 | 0 | 0
9MW_ICE_New | 1 | 1 | 0 | 0 | 0 | 0 | 29.3422 | 1 | 0 | 0 | 0 | 0
Sync_Condenser | 1 | 1 | 0 | 0 | 0 | 0 | 0 | 1 | 0 | 0 | 0 | 1
Sync_Condenser_New | 1 | 1 | 0 | 0 | 0 | 0 | 0 | 1 | 0 | 0 | 0 | 1
FFR | 0 | 0 | 0 | 0 | 0 | 0 | 0 | 1 | 0 | 0 | 0 | 0
Load_Reduction | 0 | 0 | 0 | 0 | 0 | 0 | 0 | 1 | 1 | 0 | 0 | 0
Load_Build | 0 | 0 | 0 | 0 | 1 | 0 | 0 | 0 | 0 | 0 | 0 | 0
CBRE_PV_1 | 0 | 0 | 0 | 1 | 0 | 0 | 0 | 0 | 0 | 0 | 0 | 0
PV_Paired_2hr_New_Supply | 0 | 0 | 0 | 1 | 0 | 0 | 0 | 0 | 0 | 0 | 0 | 0
PV_Paired_4hr_New_Supply | 0 | 0 | 0 | 1 | 0 | 0 | 0 | 0 | 0 | 0 | 0 | 0
PV_Paired_6hr_New_Supply | 0 | 0 | 0 | 1 | 0 | 0 | 0 | 0 | 0 | 0 | 0 | 0
PV_Paired_8hr_New_Supply | 0 | 0 | 0 | 1 | 0 | 0 | 0 | 0 | 0 | 0 | 0 | 0
CBRE_PV_2_Supply | 0 | 0 | 0 | 1 | 0 | 0 | 0 | 0 | 0 | 0 | 0 | 0
DER_Agg_PV_New_Supply | 0 | 0 | 0 | 1 | 0 | 0 | 0 | 0 | 0 | 0 | 0 | 0
Molokai_RFP_PV_BESS_Supply | 0 | 0 | 0 | 1 | 0 | 0 | 0 | 0 | 0 | 0 | 0 | 0
PV_Paired_2hr_New_Battery | 0 | 0 | 0 | 0 | 1 | 0 | 0 | 0 | 0 | 0 | 0 | 0
PV_Paired_4hr_New_Battery | 0 | 0 | 0 | 0 | 1 | 0 | 0 | 0 | 0 | 0 | 0 | 0
PV_Paired_6hr_New_Battery | 0 | 0 | 0 | 0 | 1 | 0 | 0 | 0 | 0 | 0 | 0 | 0
PV_Paired_8hr_New_Battery | 0 | 0 | 0 | 0 | 1 | 0 | 0 | 0 | 0 | 0 | 0 | 0
CBRE_PV_2_Battery | 0 | 0 | 0 | 0 | 1 | 0 | 0 | 0 | 0 | 0 | 0 | 0
DER_Agg_PV_New_Battery | 0 | 0 | 0 | 0 | 1 | 0 | 0 | 0 | 0 | 0 | 0 | 0
Molokai_RFP_PV_BESS_Battery | 0 | 0 | 0 | 0 | 1 | 0 | 0 | 0 | 0 | 0 | 0 | 0

## tech_storage_params
Return to Assumptions Summary
Battery Energy Storage System (BESS) Parameters
In the table below are properties for both unpaired and paired battery energy storage system (BESS) technologies. The first column, "storage_technology" is the name of the storage resource. The second and third columns are the "charging_efficiency" and "discharging_efficiency" of the battery. Both of these properties are equivalent because it represents the average charging and discharging percentages for the resource. For example, a battery has a charging efficiency of 89% and a discharging efficiency of 100%. Its RESOLVE charging and discharging efficiency becomes (89% + 100%)/2 = 94.5% each. In column four, "duration_hours" is the hourly duration of the battery. In the fifth column, "duration_type" describes how the battery's duration in column four is used in RESOLVE. A minimum-duration means that the battery will discharge its energy for a minimum number of hours or longer if needed. A fixed-duration means that the battery has a set duration for discharging. For example, a battery with a one-hour minimum duration will discharge for an hour, but if needed, it will cycle again if there is available energy to charge it and can be discharged for a longer duration. Essentially, the battery can have an unlimited duration above the minimum if needed. A battery with a four-hour fixed duration can only discharge for 4 hours at a time.
Technology Storage Parameters
storage_technology | charging_efficiency | discharging_efficiency | duration_h | duration_type
BESS_Standalone | 0.94 | 0.94 | 4 | fixed-duration
BESS_Standalone_New | 0.94 | 0.94 | 1 | minimum-duration
Load_Build | 0.94 | 0.0001 | 1 | fixed-duration
PV_Paired_2hr_New_Battery | 0.94 | 0.94 | 2 | fixed-duration
PV_Paired_4hr_New_Battery | 0.94 | 0.94 | 4 | fixed-duration
PV_Paired_6hr_New_Battery | 0.94 | 0.94 | 6 | fixed-duration
PV_Paired_8hr_New_Battery | 0.94 | 0.94 | 8 | fixed-duration
CBRE_PV_2_Battery | 0.94 | 0.94 | 4 | fixed-duration
DER_Agg_PV_New_Battery | 0.94 | 0.94 | 2 | fixed-duration
Molokai_RFP_PV_BESS_Battery | 0.94 | 0.94 | 4 | fixed-duration

## erm_params
Return to Assumptions Summary
Energy Reserve Margin (ERM) Parameters
The Energy Reserve Margin (ERM) is a guideline to minimize the risk of insufficient generation capability from a diverse mix of generating resources available to the system. It is the percentage of system load in which the system capacity must exceed in every hour. In the first column, "period" represents the modeled year. In the second column, "erm_percentage" represents the ERM requirement. In this case for Molokai, 0.6 percent or 60% is the ERM requirement. This means that in every hour, the system available capacity must be higher than 100% + 60% = 160% of the system load.
ERM Params
period | erm_percentage
2027 | 0.6
2028 | 0.6
2029 | 0.6
2030 | 0.6
2031 | 0.6
2032 | 0.6
2033 | 0.6
2034 | 0.6
2040 | 0.6
2045 | 0.6
2050 | 0.6

## erm_resource_group_map
Return to Assumptions Summary
Energy Reserve Margin (ERM) Group Mapping
The resources in RESOLVE are grouped by type of hourly dependable capacity (HDC) that they provide. The grouping is called "erm_group" in the table below, and the resource name is under "resource". The ERM groups include firm capacity generators "firm", synchronous condensers and small grid service resources under "other", wind, solar, paired resources, standalone battery energy storage systems, load-shifting demand response "lsdr" and hydro resources. For islands without hydro projects, it is not included.
ERM Resource Group Map
resource | erm_group
Palaau_G01 | firm
Palaau_G02 | firm
Palaau_G03 | firm
Palaau_G04 | firm
Palaau_G05 | firm
Palaau_G06 | firm
Palaau_G07 | firm
Palaau_G08 | firm
Palaau_G09 | firm
Palaau_GT1 | firm
9MW_ICE_New | firm
Sync_Condenser | other
Sync_Condenser_New | other
FFR | other
CBRE_PV_1 | solar
PV_New | solar
Wind_New | wind
PV_Paired_2hr_New_Supply | paired_solar
PV_Paired_4hr_New_Supply | paired_solar
PV_Paired_6hr_New_Supply | paired_solar
PV_Paired_8hr_New_Supply | paired_solar
DER_Agg_PV_New_Supply | paired_solar
BESS_Standalone | stand_alone_storage
BESS_Standalone_New | generic_storage
Load_Build | other
PV_Paired_2hr_New_Battery | paired_storage
PV_Paired_4hr_New_Battery | paired_storage
PV_Paired_6hr_New_Battery | paired_storage
PV_Paired_8hr_New_Battery | paired_storage
DER_Agg_PV_New_Battery | paired_storage
Load_Reduction | lsdr
CBRE_PV_2_Supply | paired_solar
CBRE_PV_2_Battery | paired_storage
Molokai_RFP_PV_BESS_Supply | paired_solar
Molokai_RFP_PV_BESS_Battery | paired_storage

## erm_shapes
Return to Assumptions Summary
Energy Reserve Margin (ERM) Hourly Dependable Capacity Shapes
The ERM shapes below represent the percent Hourly Dependable Capacity (HDC) for each ERM resource group, by every hour of the year "erm_hour" which is equal to 8760 hours/year. The Hourly Dependable Capacity is the minimum expected capacity primarily from variable generation resources based on empirical data. It is calculated for each hour as the average output minus a number of standard deviations.
ERM Shapes
erm_hour | solar | wind | firm | other | lsdr | stand_alone_storage | generic_storage | paired_solar | paired_wind | paired_storage
1 | 0% | 0.8747% | 100% | 0% | 0% | 100% | 100% | 0% | 0.8747% | 1
2 | 0% | 0% | 100% | 0% | 0% | 100% | 100% | 0% | 0% | 1
3 | 0% | 0% | 100% | 0% | 0% | 100% | 100% | 0% | 0% | 1
4 | 0% | 0% | 100% | 0% | 0% | 100% | 100% | 0% | 0% | 1
5 | 0% | 0% | 100% | 0% | 0% | 100% | 100% | 0% | 0% | 1
6 | 0% | 0% | 100% | 0% | 0% | 100% | 100% | 0% | 0% | 1
7 | 0% | 0% | 100% | 0% | 0% | 100% | 100% | 0% | 0% | 1
8 | 0% | 0% | 100% | 0% | 0% | 100% | 100% | 0% | 0% | 1
9 | 2.226% | 0% | 100% | 0% | 0% | 100% | 100% | 2.226% | 0% | 1
10 | 21.08% | 0% | 100% | 0% | 0% | 100% | 100% | 21.08% | 0% | 1
11 | 36.06% | 0% | 100% | 0% | 0% | 100% | 100% | 36.06% | 0% | 1
12 | 43.1% | 0.566% | 100% | 0% | 0% | 100% | 100% | 43.1% | 0.566% | 1
13 | 37.88% | 0.3033% | 100% | 0% | 0% | 100% | 100% | 37.88% | 0.3033% | 1
14 | 38.02% | 0.9652% | 100% | 0% | 0% | 100% | 100% | 38.02% | 0.9652% | 1
15 | 29.55% | 2.309% | 100% | 0% | 0% | 100% | 100% | 29.55% | 2.309% | 1
16 | 13.65% | 4.272% | 100% | 0% | 0% | 100% | 100% | 13.65% | 4.272% | 1
17 | 0% | 4.547% | 100% | 0% | 0% | 100% | 100% | 0% | 4.547% | 1
18 | 0% | 3.014% | 100% | 0% | 0% | 100% | 100% | 0% | 3.014% | 1
19 | 0% | 2.769% | 100% | 0% | 0% | 100% | 100% | 0% | 2.769% | 1
20 | 0% | 2.308% | 100% | 0% | 0% | 100% | 100% | 0% | 2.308% | 1
21 | 0% | 0% | 100% | 0% | 0% | 100% | 100% | 0% | 0% | 1
22 | 0% | 0% | 100% | 0% | 0% | 100% | 100% | 0% | 0% | 1
23 | 0% | 0% | 100% | 0% | 0% | 100% | 100% | 0% | 0% | 1
24 | 0% | 0% | 100% | 0% | 0% | 100% | 100% | 0% | 0% | 1
25 | 0% | 0.8747% | 100% | 0% | 0% | 100% | 100% | 0% | 0.8747% | 1
26 | 0% | 0% | 100% | 0% | 0% | 100% | 100% | 0% | 0% | 1
27 | 0% | 0% | 100% | 0% | 0% | 100% | 100% | 0% | 0% | 1
28 | 0% | 0% | 100% | 0% | 0% | 100% | 100% | 0% | 0% | 1
29 | 0% | 0% | 100% | 0% | 0% | 100% | 100% | 0% | 0% | 1
30 | 0% | 0% | 100% | 0% | 0% | 100% | 100% | 0% | 0% | 1
31 | 0% | 0% | 100% | 0% | 0% | 100% | 100% | 0% | 0% | 1
32 | 0% | 0% | 100% | 0% | 0% | 100% | 100% | 0% | 0% | 1
33 | 0% | 0% | 100% | 0% | 0% | 100% | 100% | 0% | 0% | 1
34 | 13.7% | 0% | 100% | 0% | 0% | 100% | 100% | 13.7% | 0% | 1
35 | 21.23% | 0% | 100% | 0% | 0% | 100% | 100% | 21.23% | 0% | 1
36 | 27.52% | 0% | 100% | 0% | 0% | 100% | 100% | 27.52% | 0% | 1
37 | 22.45% | 0.7813% | 100% | 0% | 0% | 100% | 100% | 22.45% | 0.7813% | 1
38 | 23.38% | 1.544% | 100% | 0% | 0% | 100% | 100% | 23.38% | 1.544% | 1
39 | 17.66% | 3.651% | 100% | 0% | 0% | 100% | 100% | 17.66% | 3.651% | 1
40 | 5.758% | 4.529% | 100% | 0% | 0% | 100% | 100% | 5.758% | 4.529% | 1
41 | 0% | 3.78% | 100% | 0% | 0% | 100% | 100% | 0% | 3.78% | 1
42 | 0% | 1.484% | 100% | 0% | 0% | 100% | 100% | 0% | 1.484% | 1
43 | 0% | 1.002% | 100% | 0% | 0% | 100% | 100% | 0% | 1.002% | 1
44 | 0% | 2.365% | 100% | 0% | 0% | 100% | 100% | 0% | 2.365% | 1
45 | 0% | 0.7512% | 100% | 0% | 0% | 100% | 100% | 0% | 0.7512% | 1
46 | 0% | 0% | 100% | 0% | 0% | 100% | 100% | 0% | 0% | 1
47 | 0% | 0.09815% | 100% | 0% | 0% | 100% | 100% | 0% | 0.09815% | 1
48 | 0% | 2.112% | 100% | 0% | 0% | 100% | 100% | 0% | 2.112% | 1
49 | 0% | 0% | 100% | 0% | 0% | 100% | 100% | 0% | 0% | 1
50 | 0% | 0% | 100% | 0% | 0% | 100% | 100% | 0% | 0% | 1
51 | 0% | 0% | 100% | 0% | 0% | 100% | 100% | 0% | 0% | 1
52 | 0% | 0% | 100% | 0% | 0% | 100% | 100% | 0% | 0% | 1
53 | 0% | 0% | 100% | 0% | 0% | 100% | 100% | 0% | 0% | 1
54 | 0% | 0% | 100% | 0% | 0% | 100% | 100% | 0% | 0% | 1
55 | 0% | 0% | 100% | 0% | 0% | 100% | 100% | 0% | 0% | 1
56 | 0% | 0% | 100% | 0% | 0% | 100% | 100% | 0% | 0% | 1
57 | 0% | 0% | 100% | 0% | 0% | 100% | 100% | 0% | 0% | 1
58 | 10.67% | 0% | 100% | 0% | 0% | 100% | 100% | 10.67% | 0% | 1
59 | 18.54% | 1.31% | 100% | 0% | 0% | 100% | 100% | 18.54% | 1.31% | 1
60 | 25.84% | 2.78% | 100% | 0% | 0% | 100% | 100% | 25.84% | 2.78% | 1
61 | 25.17% | 3.54% | 100% | 0% | 0% | 100% | 100% | 25.17% | 3.54% | 1
62 | 23.52% | 3.778% | 100% | 0% | 0% | 100% | 100% | 23.52% | 3.778% | 1
63 | 11.46% | 5.052% | 100% | 0% | 0% | 100% | 100% | 11.46% | 5.052% | 1
64 | 3.967% | 3.927% | 100% | 0% | 0% | 100% | 100% | 3.967% | 3.927% | 1
65 | 0% | 3.333% | 100% | 0% | 0% | 100% | 100% | 0% | 3.333% | 1
66 | 0% | 2.224% | 100% | 0% | 0% | 100% | 100% | 0% | 2.224% | 1
67 | 0% | 1.781% | 100% | 0% | 0% | 100% | 100% | 0% | 1.781% | 1
68 | 0% | 2.489% | 100% | 0% | 0% | 100% | 100% | 0% | 2.489% | 1
69 | 0% | 0% | 100% | 0% | 0% | 100% | 100% | 0% | 0% | 1
70 | 0% | 0% | 100% | 0% | 0% | 100% | 100% | 0% | 0% | 1
71 | 0% | 0% | 100% | 0% | 0% | 100% | 100% | 0% | 0% | 1
72 | 0% | 0% | 100% | 0% | 0% | 100% | 100% | 0% | 0% | 1
73 | 0% | 0.7333% | 100% | 0% | 0% | 100% | 100% | 0% | 0.7333% | 1
74 | 0% | 0% | 100% | 0% | 0% | 100% | 100% | 0% | 0% | 1
75 | 0% | 0% | 100% | 0% | 0% | 100% | 100% | 0% | 0% | 1
76 | 0% | 0% | 100% | 0% | 0% | 100% | 100% | 0% | 0% | 1
77 | 0% | 0% | 100% | 0% | 0% | 100% | 100% | 0% | 0% | 1
78 | 0% | 0% | 100% | 0% | 0% | 100% | 100% | 0% | 0% | 1
79 | 0% | 0% | 100% | 0% | 0% | 100% | 100% | 0% | 0% | 1
80 | 0% | 0% | 100% | 0% | 0% | 100% | 100% | 0% | 0% | 1
81 | 0% | 0% | 100% | 0% | 0% | 100% | 100% | 0% | 0% | 1
82 | 12.23% | 0% | 100% | 0% | 0% | 100% | 100% | 12.23% | 0% | 1
83 | 16.94% | 0% | 100% | 0% | 0% | 100% | 100% | 16.94% | 0% | 1
84 | 20.67% | 0% | 100% | 0% | 0% | 100% | 100% | 20.67% | 0% | 1
85 | 17.02% | 0% | 100% | 0% | 0% | 100% | 100% | 17.02% | 0% | 1
86 | 16.3% | 0.05048% | 100% | 0% | 0% | 100% | 100% | 16.3% | 0.05048% | 1
87 | 5.569% | 1.622% | 100% | 0% | 0% | 100% | 100% | 5.569% | 1.622% | 1
88 | 5.345% | 0.1653% | 100% | 0% | 0% | 100% | 100% | 5.345% | 0.1653% | 1
89 | 0% | 0% | 100% | 0% | 0% | 100% | 100% | 0% | 0% | 1
90 | 0% | 0% | 100% | 0% | 0% | 100% | 100% | 0% | 0% | 1
91 | 0% | 0% | 100% | 0% | 0% | 100% | 100% | 0% | 0% | 1
92 | 0% | 0% | 100% | 0% | 0% | 100% | 100% | 0% | 0% | 1
93 | 0% | 0% | 100% | 0% | 0% | 100% | 100% | 0% | 0% | 1
94 | 0% | 0.1368% | 100% | 0% | 0% | 100% | 100% | 0% | 0.1368% | 1
95 | 0% | 0% | 100% | 0% | 0% | 100% | 100% | 0% | 0% | 1
96 | 0% | 0% | 100% | 0% | 0% | 100% | 100% | 0% | 0% | 1
97 | 0% | 0% | 100% | 0% | 0% | 100% | 100% | 0% | 0% | 1
98 | 0% | 0% | 100% | 0% | 0% | 100% | 100% | 0% | 0% | 1
99 | 0% | 1.079% | 100% | 0% | 0% | 100% | 100% | 0% | 1.079% | 1
100 | 0% | 1.485% | 100% | 0% | 0% | 100% | 100% | 0% | 1.485% | 1
101 | 0% | 0% | 100% | 0% | 0% | 100% | 100% | 0% | 0% | 1
102 | 0% | 0.404% | 100% | 0% | 0% | 100% | 100% | 0% | 0.404% | 1
103 | 0% | 0.5358% | 100% | 0% | 0% | 100% | 100% | 0% | 0.5358% | 1
104 | 0% | 0% | 100% | 0% | 0% | 100% | 100% | 0% | 0% | 1
105 | 0% | 0% | 100% | 0% | 0% | 100% | 100% | 0% | 0% | 1
106 | 14.52% | 0% | 100% | 0% | 0% | 100% | 100% | 14.52% | 0% | 1
107 | 20.76% | 0.1959% | 100% | 0% | 0% | 100% | 100% | 20.76% | 0.1959% | 1
108 | 24.74% | 1.301% | 100% | 0% | 0% | 100% | 100% | 24.74% | 1.301% | 1
109 | 21.42% | 1.123% | 100% | 0% | 0% | 100% | 100% | 21.42% | 1.123% | 1
110 | 18.87% | 0.5828% | 100% | 0% | 0% | 100% | 100% | 18.87% | 0.5828% | 1
111 | 8.08% | 3.135% | 100% | 0% | 0% | 100% | 100% | 8.08% | 3.135% | 1
112 | 8.624% | 2.581% | 100% | 0% | 0% | 100% | 100% | 8.624% | 2.581% | 1
113 | 0% | 0.9434% | 100% | 0% | 0% | 100% | 100% | 0% | 0.9434% | 1
114 | 0% | 0% | 100% | 0% | 0% | 100% | 100% | 0% | 0% | 1
115 | 0% | 0% | 100% | 0% | 0% | 100% | 100% | 0% | 0% | 1
116 | 0% | 0% | 100% | 0% | 0% | 100% | 100% | 0% | 0% | 1
117 | 0% | 0% | 100% | 0% | 0% | 100% | 100% | 0% | 0% | 1
118 | 0% | 0.08255% | 100% | 0% | 0% | 100% | 100% | 0% | 0.08255% | 1
119 | 0% | 0% | 100% | 0% | 0% | 100% | 100% | 0% | 0% | 1
120 | 0% | 0% | 100% | 0% | 0% | 100% | 100% | 0% | 0% | 1
121 | 0% | 0% | 100% | 0% | 0% | 100% | 100% | 0% | 0% | 1
122 | 0% | 0% | 100% | 0% | 0% | 100% | 100% | 0% | 0% | 1
123 | 0% | 0% | 100% | 0% | 0% | 100% | 100% | 0% | 0% | 1
124 | 0% | 0% | 100% | 0% | 0% | 100% | 100% | 0% | 0% | 1
125 | 0% | 0% | 100% | 0% | 0% | 100% | 100% | 0% | 0% | 1
126 | 0% | 0% | 100% | 0% | 0% | 100% | 100% | 0% | 0% | 1
127 | 0% | 0% | 100% | 0% | 0% | 100% | 100% | 0% | 0% | 1
128 | 0% | 0% | 100% | 0% | 0% | 100% | 100% | 0% | 0% | 1
129 | 0% | 0% | 100% | 0% | 0% | 100% | 100% | 0% | 0% | 1
130 | 18.11% | 0% | 100% | 0% | 0% | 100% | 100% | 18.11% | 0% | 1
131 | 24.36% | 0% | 100% | 0% | 0% | 100% | 100% | 24.36% | 0% | 1
132 | 21.92% | 0% | 100% | 0% | 0% | 100% | 100% | 21.92% | 0% | 1
133 | 18.52% | 0% | 100% | 0% | 0% | 100% | 100% | 18.52% | 0% | 1
134 | 18.04% | 0% | 100% | 0% | 0% | 100% | 100% | 18.04% | 0% | 1
135 | 13.63% | 2.11% | 100% | 0% | 0% | 100% | 100% | 13.63% | 2.11% | 1
136 | 12.48% | 1.175% | 100% | 0% | 0% | 100% | 100% | 12.48% | 1.175% | 1
137 | 0% | 0% | 100% | 0% | 0% | 100% | 100% | 0% | 0% | 1
138 | 0% | 0% | 100% | 0% | 0% | 100% | 100% | 0% | 0% | 1
139 | 0% | 0% | 100% | 0% | 0% | 100% | 100% | 0% | 0% | 1
140 | 0% | 0% | 100% | 0% | 0% | 100% | 100% | 0% | 0% | 1
141 | 0% | 1.198% | 100% | 0% | 0% | 100% | 100% | 0% | 1.198% | 1
142 | 0% | 1.112% | 100% | 0% | 0% | 100% | 100% | 0% | 1.112% | 1
143 | 0% | 0% | 100% | 0% | 0% | 100% | 100% | 0% | 0% | 1
144 | 0% | 0% | 100% | 0% | 0% | 100% | 100% | 0% | 0% | 1
145 | 0% | 0% | 100% | 0% | 0% | 100% | 100% | 0% | 0% | 1
146 | 0% | 0% | 100% | 0% | 0% | 100% | 100% | 0% | 0% | 1
147 | 0% | 0% | 100% | 0% | 0% | 100% | 100% | 0% | 0% | 1
148 | 0% | 0% | 100% | 0% | 0% | 100% | 100% | 0% | 0% | 1
149 | 0% | 0% | 100% | 0% | 0% | 100% | 100% | 0% | 0% | 1
150 | 0% | 0% | 100% | 0% | 0% | 100% | 100% | 0% | 0% | 1
151 | 0% | 0% | 100% | 0% | 0% | 100% | 100% | 0% | 0% | 1
152 | 0% | 0% | 100% | 0% | 0% | 100% | 100% | 0% | 0% | 1
153 | 0% | 0% | 100% | 0% | 0% | 100% | 100% | 0% | 0% | 1
154 | 17.92% | 0% | 100% | 0% | 0% | 100% | 100% | 17.92% | 0% | 1
155 | 24.82% | 0% | 100% | 0% | 0% | 100% | 100% | 24.82% | 0% | 1
156 | 23.58% | 0% | 100% | 0% | 0% | 100% | 100% | 23.58% | 0% | 1
157 | 29.71% | 0% | 100% | 0% | 0% | 100% | 100% | 29.71% | 0% | 1
158 | 28.03% | 0% | 100% | 0% | 0% | 100% | 100% | 28.03% | 0% | 1
159 | 20.92% | 3.045% | 100% | 0% | 0% | 100% | 100% | 20.92% | 3.045% | 1
160 | 12.69% | 3.076% | 100% | 0% | 0% | 100% | 100% | 12.69% | 3.076% | 1
161 | 0% | 0.08692% | 100% | 0% | 0% | 100% | 100% | 0% | 0.08692% | 1
162 | 0% | 0% | 100% | 0% | 0% | 100% | 100% | 0% | 0% | 1
163 | 0% | 0% | 100% | 0% | 0% | 100% | 100% | 0% | 0% | 1
164 | 0% | 0% | 100% | 0% | 0% | 100% | 100% | 0% | 0% | 1
165 | 0% | 0% | 100% | 0% | 0% | 100% | 100% | 0% | 0% | 1
166 | 0% | 0% | 100% | 0% | 0% | 100% | 100% | 0% | 0% | 1
167 | 0% | 0% | 100% | 0% | 0% | 100% | 100% | 0% | 0% | 1
168 | 0% | 0% | 100% | 0% | 0% | 100% | 100% | 0% | 0% | 1
169 | 0% | 0% | 100% | 0% | 0% | 100% | 100% | 0% | 0% | 1
170 | 0% | 0% | 100% | 0% | 0% | 100% | 100% | 0% | 0% | 1
171 | 0% | 0% | 100% | 0% | 0% | 100% | 100% | 0% | 0% | 1
172 | 0% | 0% | 100% | 0% | 0% | 100% | 100% | 0% | 0% | 1
173 | 0% | 0% | 100% | 0% | 0% | 100% | 100% | 0% | 0% | 1
174 | 0% | 0% | 100% | 0% | 0% | 100% | 100% | 0% | 0% | 1
175 | 0% | 0% | 100% | 0% | 0% | 100% | 100% | 0% | 0% | 1
176 | 0% | 0% | 100% | 0% | 0% | 100% | 100% | 0% | 0% | 1
177 | 0.9691% | 0% | 100% | 0% | 0% | 100% | 100% | 0.9691% | 0% | 1
178 | 19.59% | 0% | 100% | 0% | 0% | 100% | 100% | 19.59% | 0% | 1
179 | 29.56% | 0% | 100% | 0% | 0% | 100% | 100% | 29.56% | 0% | 1
180 | 32.78% | 0% | 100% | 0% | 0% | 100% | 100% | 32.78% | 0% | 1
181 | 44.3% | 0% | 100% | 0% | 0% | 100% | 100% | 44.3% | 0% | 1
182 | 38.65% | 0% | 100% | 0% | 0% | 100% | 100% | 38.65% | 0% | 1
183 | 27.74% | 0.8219% | 100% | 0% | 0% | 100% | 100% | 27.74% | 0.8219% | 1
184 | 12.8% | 0.1308% | 100% | 0% | 0% | 100% | 100% | 12.8% | 0.1308% | 1
185 | 0% | 0% | 100% | 0% | 0% | 100% | 100% | 0% | 0% | 1
186 | 0% | 0% | 100% | 0% | 0% | 100% | 100% | 0% | 0% | 1
187 | 0% | 0% | 100% | 0% | 0% | 100% | 100% | 0% | 0% | 1
188 | 0% | 0% | 100% | 0% | 0% | 100% | 100% | 0% | 0% | 1
189 | 0% | 0% | 100% | 0% | 0% | 100% | 100% | 0% | 0% | 1
190 | 0% | 0% | 100% | 0% | 0% | 100% | 100% | 0% | 0% | 1
191 | 0% | 0% | 100% | 0% | 0% | 100% | 100% | 0% | 0% | 1
192 | 0% | 0% | 100% | 0% | 0% | 100% | 100% | 0% | 0% | 1
193 | 0% | 0% | 85.73% | 0% | 0% | 100% | 100% | 0% | 0% | 1
194 | 0% | 0% | 85.73% | 0% | 0% | 100% | 100% | 0% | 0% | 1
195 | 0% | 0% | 85.73% | 0% | 0% | 100% | 100% | 0% | 0% | 1
196 | 0% | 0% | 85.73% | 0% | 0% | 100% | 100% | 0% | 0% | 1
197 | 0% | 0% | 85.73% | 0% | 0% | 100% | 100% | 0% | 0% | 1
198 | 0% | 0% | 85.73% | 0% | 0% | 100% | 100% | 0% | 0% | 1
199 | 0% | 0% | 85.73% | 0% | 0% | 100% | 100% | 0% | 0% | 1
200 | 0% | 0% | 85.73% | 0% | 0% | 100% | 100% | 0% | 0% | 1
201 | 2.802% | 0% | 85.73% | 0% | 0% | 100% | 100% | 2.802% | 0% | 1
202 | 19.49% | 0% | 85.73% | 0% | 0% | 100% | 100% | 19.49% | 0% | 1
203 | 27.92% | 0% | 85.73% | 0% | 0% | 100% | 100% | 27.92% | 0% | 1
204 | 33.78% | 0% | 85.73% | 0% | 0% | 100% | 100% | 33.78% | 0% | 1
205 | 43.74% | 0% | 85.73% | 0% | 0% | 100% | 100% | 43.74% | 0% | 1
206 | 39.89% | 0% | 85.73% | 0% | 0% | 100% | 100% | 39.89% | 0% | 1
207 | 28.34% | 0.4824% | 85.73% | 0% | 0% | 100% | 100% | 28.34% | 0.4824% | 1
208 | 13.02% | 1.515% | 85.73% | 0% | 0% | 100% | 100% | 13.02% | 1.515% | 1
209 | 0.09132% | 0% | 85.73% | 0% | 0% | 100% | 100% | 0.09132% | 0% | 1
210 | 0% | 0% | 85.73% | 0% | 0% | 100% | 100% | 0% | 0% | 1
211 | 0% | 0% | 85.73% | 0% | 0% | 100% | 100% | 0% | 0% | 1
212 | 0% | 0% | 85.73% | 0% | 0% | 100% | 100% | 0% | 0% | 1
213 | 0% | 0% | 85.73% | 0% | 0% | 100% | 100% | 0% | 0% | 1
214 | 0% | 0% | 85.73% | 0% | 0% | 100% | 100% | 0% | 0% | 1
215 | 0% | 0% | 85.73% | 0% | 0% | 100% | 100% | 0% | 0% | 1
216 | 0% | 0% | 85.73% | 0% | 0% | 100% | 100% | 0% | 0% | 1
217 | 0% | 0% | 85.73% | 0% | 0% | 100% | 100% | 0% | 0% | 1
218 | 0% | 0% | 85.73% | 0% | 0% | 100% | 100% | 0% | 0% | 1
219 | 0% | 0% | 85.73% | 0% | 0% | 100% | 100% | 0% | 0% | 1
220 | 0% | 0% | 85.73% | 0% | 0% | 100% | 100% | 0% | 0% | 1
221 | 0% | 0% | 85.73% | 0% | 0% | 100% | 100% | 0% | 0% | 1
222 | 0% | 0% | 85.73% | 0% | 0% | 100% | 100% | 0% | 0% | 1
223 | 0% | 0% | 85.73% | 0% | 0% | 100% | 100% | 0% | 0% | 1
224 | 0% | 0% | 85.73% | 0% | 0% | 100% | 100% | 0% | 0% | 1
225 | 1.369% | 0% | 85.73% | 0% | 0% | 100% | 100% | 1.369% | 0% | 1
226 | 14.95% | 0% | 85.73% | 0% | 0% | 100% | 100% | 14.95% | 0% | 1
227 | 22.33% | 0% | 85.73% | 0% | 0% | 100% | 100% | 22.33% | 0% | 1
228 | 22.76% | 0% | 85.73% | 0% | 0% | 100% | 100% | 22.76% | 0% | 1
229 | 23.29% | 0% | 85.73% | 0% | 0% | 100% | 100% | 23.29% | 0% | 1
230 | 21.8% | 0% | 85.73% | 0% | 0% | 100% | 100% | 21.8% | 0% | 1
231 | 25.43% | 0.1199% | 85.73% | 0% | 0% | 100% | 100% | 25.43% | 0.1199% | 1
232 | 8.732% | 0% | 85.73% | 0% | 0% | 100% | 100% | 8.732% | 0% | 1
233 | 0% | 0% | 85.73% | 0% | 0% | 100% | 100% | 0% | 0% | 1
234 | 0% | 0% | 85.73% | 0% | 0% | 100% | 100% | 0% | 0% | 1
235 | 0% | 0% | 85.73% | 0% | 0% | 100% | 100% | 0% | 0% | 1
236 | 0% | 0% | 85.73% | 0% | 0% | 100% | 100% | 0% | 0% | 1
237 | 0% | 0% | 85.73% | 0% | 0% | 100% | 100% | 0% | 0% | 1
238 | 0% | 0% | 85.73% | 0% | 0% | 100% | 100% | 0% | 0% | 1
239 | 0% | 0% | 85.73% | 0% | 0% | 100% | 100% | 0% | 0% | 1
240 | 0% | 0% | 85.73% | 0% | 0% | 100% | 100% | 0% | 0% | 1
241 | 0% | 0% | 85.73% | 0% | 0% | 100% | 100% | 0% | 0% | 1
242 | 0% | 0% | 85.73% | 0% | 0% | 100% | 100% | 0% | 0% | 1
243 | 0% | 0% | 85.73% | 0% | 0% | 100% | 100% | 0% | 0% | 1
244 | 0% | 0% | 85.73% | 0% | 0% | 100% | 100% | 0% | 0% | 1
245 | 0% | 0% | 85.73% | 0% | 0% | 100% | 100% | 0% | 0% | 1
246 | 0% | 0% | 85.73% | 0% | 0% | 100% | 100% | 0% | 0% | 1
247 | 0% | 0% | 85.73% | 0% | 0% | 100% | 100% | 0% | 0% | 1
248 | 0% | 0% | 85.73% | 0% | 0% | 100% | 100% | 0% | 0% | 1
249 | 0% | 0% | 85.73% | 0% | 0% | 100% | 100% | 0% | 0% | 1
250 | 10.98% | 0% | 85.73% | 0% | 0% | 100% | 100% | 10.98% | 0% | 1
251 | 16.56% | 0% | 85.73% | 0% | 0% | 100% | 100% | 16.56% | 0% | 1
252 | 12.85% | 0% | 85.73% | 0% | 0% | 100% | 100% | 12.85% | 0% | 1
253 | 12.45% | 0% | 85.73% | 0% | 0% | 100% | 100% | 12.45% | 0% | 1
254 | 12.5% | 0% | 85.73% | 0% | 0% | 100% | 100% | 12.5% | 0% | 1
255 | 16.38% | 0% | 85.73% | 0% | 0% | 100% | 100% | 16.38% | 0% | 1
256 | 6.823% | 0% | 85.73% | 0% | 0% | 100% | 100% | 6.823% | 0% | 1
257 | 0% | 0% | 85.73% | 0% | 0% | 100% | 100% | 0% | 0% | 1
258 | 0% | 0% | 85.73% | 0% | 0% | 100% | 100% | 0% | 0% | 1
259 | 0% | 0% | 85.73% | 0% | 0% | 100% | 100% | 0% | 0% | 1
260 | 0% | 0% | 85.73% | 0% | 0% | 100% | 100% | 0% | 0% | 1
261 | 0% | 0% | 85.73% | 0% | 0% | 100% | 100% | 0% | 0% | 1
262 | 0% | 0% | 85.73% | 0% | 0% | 100% | 100% | 0% | 0% | 1
263 | 0% | 0% | 85.73% | 0% | 0% | 100% | 100% | 0% | 0% | 1
264 | 0% | 0% | 85.73% | 0% | 0% | 100% | 100% | 0% | 0% | 1
265 | 0% | 0% | 85.73% | 0% | 0% | 100% | 100% | 0% | 0% | 1
266 | 0% | 0% | 85.73% | 0% | 0% | 100% | 100% | 0% | 0% | 1
267 | 0% | 0% | 85.73% | 0% | 0% | 100% | 100% | 0% | 0% | 1
268 | 0% | 0% | 85.73% | 0% | 0% | 100% | 100% | 0% | 0% | 1
269 | 0% | 0% | 85.73% | 0% | 0% | 100% | 100% | 0% | 0% | 1
270 | 0% | 0% | 85.73% | 0% | 0% | 100% | 100% | 0% | 0% | 1
271 | 0% | 0% | 85.73% | 0% | 0% | 100% | 100% | 0% | 0% | 1
272 | 0% | 0% | 85.73% | 0% | 0% | 100% | 100% | 0% | 0% | 1
273 | 0% | 0% | 85.73% | 0% | 0% | 100% | 100% | 0% | 0% | 1
274 | 12.73% | 0% | 85.73% | 0% | 0% | 100% | 100% | 12.73% | 0% | 1
275 | 19.06% | 0% | 85.73% | 0% | 0% | 100% | 100% | 19.06% | 0% | 1
276 | 16.95% | 0% | 85.73% | 0% | 0% | 100% | 100% | 16.95% | 0% | 1
277 | 17.68% | 0% | 85.73% | 0% | 0% | 100% | 100% | 17.68% | 0% | 1
278 | 14.15% | 0% | 85.73% | 0% | 0% | 100% | 100% | 14.15% | 0% | 1
279 | 18.83% | 0% | 85.73% | 0% | 0% | 100% | 100% | 18.83% | 0% | 1
280 | 6.01% | 0% | 85.73% | 0% | 0% | 100% | 100% | 6.01% | 0% | 1
281 | 0% | 0% | 85.73% | 0% | 0% | 100% | 100% | 0% | 0% | 1
282 | 0% | 0% | 85.73% | 0% | 0% | 100% | 100% | 0% | 0% | 1
283 | 0% | 0% | 85.73% | 0% | 0% | 100% | 100% | 0% | 0% | 1
284 | 0% | 0% | 85.73% | 0% | 0% | 100% | 100% | 0% | 0% | 1
285 | 0% | 0% | 85.73% | 0% | 0% | 100% | 100% | 0% | 0% | 1
286 | 0% | 0% | 85.73% | 0% | 0% | 100% | 100% | 0% | 0% | 1
287 | 0% | 0% | 85.73% | 0% | 0% | 100% | 100% | 0% | 0% | 1
288 | 0% | 0% | 85.73% | 0% | 0% | 100% | 100% | 0% | 0% | 1
289 | 0% | 0% | 85.73% | 0% | 0% | 100% | 100% | 0% | 0% | 1
290 | 0% | 0% | 85.73% | 0% | 0% | 100% | 100% | 0% | 0% | 1
291 | 0% | 0% | 85.73% | 0% | 0% | 100% | 100% | 0% | 0% | 1
292 | 0% | 0% | 85.73% | 0% | 0% | 100% | 100% | 0% | 0% | 1
293 | 0% | 0% | 85.73% | 0% | 0% | 100% | 100% | 0% | 0% | 1
294 | 0% | 0% | 85.73% | 0% | 0% | 100% | 100% | 0% | 0% | 1
295 | 0% | 0% | 85.73% | 0% | 0% | 100% | 100% | 0% | 0% | 1
296 | 0% | 0% | 85.73% | 0% | 0% | 100% | 100% | 0% | 0% | 1
297 | 0% | 0% | 85.73% | 0% | 0% | 100% | 100% | 0% | 0% | 1
298 | 11.36% | 0% | 85.73% | 0% | 0% | 100% | 100% | 11.36% | 0% | 1
299 | 20.24% | 0% | 85.73% | 0% | 0% | 100% | 100% | 20.24% | 0% | 1
300 | 26.21% | 0% | 85.73% | 0% | 0% | 100% | 100% | 26.21% | 0% | 1
301 | 25.58% | 0% | 85.73% | 0% | 0% | 100% | 100% | 25.58% | 0% | 1
302 | 21.02% | 0% | 85.73% | 0% | 0% | 100% | 100% | 21.02% | 0% | 1
303 | 21.66% | 0% | 85.73% | 0% | 0% | 100% | 100% | 21.66% | 0% | 1
304 | 10.86% | 0% | 85.73% | 0% | 0% | 100% | 100% | 10.86% | 0% | 1
305 | 0.04077% | 0% | 85.73% | 0% | 0% | 100% | 100% | 0.04077% | 0% | 1
306 | 0% | 0% | 85.73% | 0% | 0% | 100% | 100% | 0% | 0% | 1
307 | 0% | 0% | 85.73% | 0% | 0% | 100% | 100% | 0% | 0% | 1
308 | 0% | 0% | 85.73% | 0% | 0% | 100% | 100% | 0% | 0% | 1
309 | 0% | 0% | 85.73% | 0% | 0% | 100% | 100% | 0% | 0% | 1
310 | 0% | 0% | 85.73% | 0% | 0% | 100% | 100% | 0% | 0% | 1
311 | 0% | 0% | 85.73% | 0% | 0% | 100% | 100% | 0% | 0% | 1
312 | 0% | 0% | 85.73% | 0% | 0% | 100% | 100% | 0% | 0% | 1
313 | 0% | 0% | 85.73% | 0% | 0% | 100% | 100% | 0% | 0% | 1
314 | 0% | 0% | 85.73% | 0% | 0% | 100% | 100% | 0% | 0% | 1
315 | 0% | 0% | 85.73% | 0% | 0% | 100% | 100% | 0% | 0% | 1
316 | 0% | 0% | 85.73% | 0% | 0% | 100% | 100% | 0% | 0% | 1
317 | 0% | 0% | 85.73% | 0% | 0% | 100% | 100% | 0% | 0% | 1
318 | 0% | 0% | 85.73% | 0% | 0% | 100% | 100% | 0% | 0% | 1
319 | 0% | 0% | 85.73% | 0% | 0% | 100% | 100% | 0% | 0% | 1
320 | 0% | 0% | 85.73% | 0% | 0% | 100% | 100% | 0% | 0% | 1
321 | 0% | 0% | 85.73% | 0% | 0% | 100% | 100% | 0% | 0% | 1
322 | 12.68% | 0% | 85.73% | 0% | 0% | 100% | 100% | 12.68% | 0% | 1
323 | 23.89% | 0% | 85.73% | 0% | 0% | 100% | 100% | 23.89% | 0% | 1
324 | 32.66% | 0% | 85.73% | 0% | 0% | 100% | 100% | 32.66% | 0% | 1
325 | 34.78% | 0% | 85.73% | 0% | 0% | 100% | 100% | 34.78% | 0% | 1
326 | 26.35% | 0% | 85.73% | 0% | 0% | 100% | 100% | 26.35% | 0% | 1
327 | 26.54% | 0% | 85.73% | 0% | 0% | 100% | 100% | 26.54% | 0% | 1
328 | 13.53% | 0% | 85.73% | 0% | 0% | 100% | 100% | 13.53% | 0% | 1
329 | 4.222% | 0% | 85.73% | 0% | 0% | 100% | 100% | 4.222% | 0% | 1
330 | 0% | 0% | 85.73% | 0% | 0% | 100% | 100% | 0% | 0% | 1
331 | 0% | 0% | 85.73% | 0% | 0% | 100% | 100% | 0% | 0% | 1
332 | 0% | 0% | 85.73% | 0% | 0% | 100% | 100% | 0% | 0% | 1
333 | 0% | 0% | 85.73% | 0% | 0% | 100% | 100% | 0% | 0% | 1
334 | 0% | 0% | 85.73% | 0% | 0% | 100% | 100% | 0% | 0% | 1
335 | 0% | 0% | 85.73% | 0% | 0% | 100% | 100% | 0% | 0% | 1
336 | 0% | 0% | 85.73% | 0% | 0% | 100% | 100% | 0% | 0% | 1
337 | 0% | 0% | 85.73% | 0% | 0% | 100% | 100% | 0% | 0% | 1
338 | 0% | 0% | 85.73% | 0% | 0% | 100% | 100% | 0% | 0% | 1
339 | 0% | 0% | 85.73% | 0% | 0% | 100% | 100% | 0% | 0% | 1
340 | 0% | 0% | 85.73% | 0% | 0% | 100% | 100% | 0% | 0% | 1
341 | 0% | 0% | 85.73% | 0% | 0% | 100% | 100% | 0% | 0% | 1
342 | 0% | 0% | 85.73% | 0% | 0% | 100% | 100% | 0% | 0% | 1
343 | 0% | 0% | 85.73% | 0% | 0% | 100% | 100% | 0% | 0% | 1
344 | 0% | 0% | 85.73% | 0% | 0% | 100% | 100% | 0% | 0% | 1
345 | 0% | 0% | 85.73% | 0% | 0% | 100% | 100% | 0% | 0% | 1
346 | 7.175% | 0% | 85.73% | 0% | 0% | 100% | 100% | 7.175% | 0% | 1
347 | 19.56% | 0% | 85.73% | 0% | 0% | 100% | 100% | 19.56% | 0% | 1
348 | 27.56% | 0% | 85.73% | 0% | 0% | 100% | 100% | 27.56% | 0% | 1
349 | 31.75% | 0% | 85.73% | 0% | 0% | 100% | 100% | 31.75% | 0% | 1
350 | 27.07% | 0% | 85.73% | 0% | 0% | 100% | 100% | 27.07% | 0% | 1
351 | 24.3% | 0% | 85.73% | 0% | 0% | 100% | 100% | 24.3% | 0% | 1
352 | 10.91% | 0% | 85.73% | 0% | 0% | 100% | 100% | 10.91% | 0% | 1
353 | 2.258% | 0% | 85.73% | 0% | 0% | 100% | 100% | 2.258% | 0% | 1
354 | 0% | 0% | 85.73% | 0% | 0% | 100% | 100% | 0% | 0% | 1
355 | 0% | 0% | 85.73% | 0% | 0% | 100% | 100% | 0% | 0% | 1
356 | 0% | 0% | 85.73% | 0% | 0% | 100% | 100% | 0% | 0% | 1
357 | 0% | 0% | 85.73% | 0% | 0% | 100% | 100% | 0% | 0% | 1
358 | 0% | 0% | 85.73% | 0% | 0% | 100% | 100% | 0% | 0% | 1
359 | 0% | 0% | 85.73% | 0% | 0% | 100% | 100% | 0% | 0% | 1
360 | 0% | 0% | 85.73% | 0% | 0% | 100% | 100% | 0% | 0% | 1
361 | 0% | 0% | 85.73% | 0% | 0% | 100% | 100% | 0% | 0% | 1
362 | 0% | 0% | 85.73% | 0% | 0% | 100% | 100% | 0% | 0% | 1
363 | 0% | 0% | 85.73% | 0% | 0% | 100% | 100% | 0% | 0% | 1
364 | 0% | 0% | 85.73% | 0% | 0% | 100% | 100% | 0% | 0% | 1
365 | 0% | 0% | 85.73% | 0% | 0% | 100% | 100% | 0% | 0% | 1
366 | 0% | 0% | 85.73% | 0% | 0% | 100% | 100% | 0% | 0% | 1
367 | 0% | 0% | 85.73% | 0% | 0% | 100% | 100% | 0% | 0% | 1
368 | 0% | 0% | 85.73% | 0% | 0% | 100% | 100% | 0% | 0% | 1
369 | 0% | 0% | 85.73% | 0% | 0% | 100% | 100% | 0% | 0% | 1
370 | 8.036% | 0% | 85.73% | 0% | 0% | 100% | 100% | 8.036% | 0% | 1
371 | 20.76% | 0% | 85.73% | 0% | 0% | 100% | 100% | 20.76% | 0% | 1
372 | 26.83% | 0% | 85.73% | 0% | 0% | 100% | 100% | 26.83% | 0% | 1
373 | 32.07% | 0% | 85.73% | 0% | 0% | 100% | 100% | 32.07% | 0% | 1
374 | 26.06% | 0% | 85.73% | 0% | 0% | 100% | 100% | 26.06% | 0% | 1
375 | 24.94% | 0% | 85.73% | 0% | 0% | 100% | 100% | 24.94% | 0% | 1
376 | 13.51% | 0% | 85.73% | 0% | 0% | 100% | 100% | 13.51% | 0% | 1
377 | 2.554% | 0% | 85.73% | 0% | 0% | 100% | 100% | 2.554% | 0% | 1
378 | 0% | 0% | 85.73% | 0% | 0% | 100% | 100% | 0% | 0% | 1
379 | 0% | 0% | 85.73% | 0% | 0% | 100% | 100% | 0% | 0% | 1
380 | 0% | 0% | 85.73% | 0% | 0% | 100% | 100% | 0% | 0% | 1
381 | 0% | 0% | 85.73% | 0% | 0% | 100% | 100% | 0% | 0% | 1
382 | 0% | 0% | 85.73% | 0% | 0% | 100% | 100% | 0% | 0% | 1
383 | 0% | 0% | 85.73% | 0% | 0% | 100% | 100% | 0% | 0% | 1
384 | 0% | 0% | 85.73% | 0% | 0% | 100% | 100% | 0% | 0% | 1
385 | 0% | 0% | 85.73% | 0% | 0% | 100% | 100% | 0% | 0% | 1
386 | 0% | 0% | 85.73% | 0% | 0% | 100% | 100% | 0% | 0% | 1
387 | 0% | 0% | 85.73% | 0% | 0% | 100% | 100% | 0% | 0% | 1
388 | 0% | 0% | 85.73% | 0% | 0% | 100% | 100% | 0% | 0% | 1
389 | 0% | 0% | 85.73% | 0% | 0% | 100% | 100% | 0% | 0% | 1
390 | 0% | 0% | 85.73% | 0% | 0% | 100% | 100% | 0% | 0% | 1
391 | 0% | 0% | 85.73% | 0% | 0% | 100% | 100% | 0% | 0% | 1
392 | 0% | 0% | 85.73% | 0% | 0% | 100% | 100% | 0% | 0% | 1
393 | 0% | 0% | 85.73% | 0% | 0% | 100% | 100% | 0% | 0% | 1
394 | 10.74% | 0% | 85.73% | 0% | 0% | 100% | 100% | 10.74% | 0% | 1
395 | 23.82% | 0% | 85.73% | 0% | 0% | 100% | 100% | 23.82% | 0% | 1
396 | 28.21% | 0% | 85.73% | 0% | 0% | 100% | 100% | 28.21% | 0% | 1
397 | 29.79% | 0% | 85.73% | 0% | 0% | 100% | 100% | 29.79% | 0% | 1
398 | 28.28% | 0% | 85.73% | 0% | 0% | 100% | 100% | 28.28% | 0% | 1
399 | 25.9% | 0% | 85.73% | 0% | 0% | 100% | 100% | 25.9% | 0% | 1
400 | 15.73% | 0% | 85.73% | 0% | 0% | 100% | 100% | 15.73% | 0% | 1
401 | 1.122% | 0% | 85.73% | 0% | 0% | 100% | 100% | 1.122% | 0% | 1
402 | 0% | 0% | 85.73% | 0% | 0% | 100% | 100% | 0% | 0% | 1
403 | 0% | 0% | 85.73% | 0% | 0% | 100% | 100% | 0% | 0% | 1
404 | 0% | 0% | 85.73% | 0% | 0% | 100% | 100% | 0% | 0% | 1
405 | 0% | 0% | 85.73% | 0% | 0% | 100% | 100% | 0% | 0% | 1
406 | 0% | 0% | 85.73% | 0% | 0% | 100% | 100% | 0% | 0% | 1
407 | 0% | 0% | 85.73% | 0% | 0% | 100% | 100% | 0% | 0% | 1
408 | 0% | 0% | 85.73% | 0% | 0% | 100% | 100% | 0% | 0% | 1
409 | 0% | 0% | 85.73% | 0% | 0% | 100% | 100% | 0% | 0% | 1
410 | 0% | 0% | 85.73% | 0% | 0% | 100% | 100% | 0% | 0% | 1
411 | 0% | 0% | 85.73% | 0% | 0% | 100% | 100% | 0% | 0% | 1
412 | 0% | 0% | 85.73% | 0% | 0% | 100% | 100% | 0% | 0% | 1
413 | 0% | 0% | 85.73% | 0% | 0% | 100% | 100% | 0% | 0% | 1
414 | 0% | 0% | 85.73% | 0% | 0% | 100% | 100% | 0% | 0% | 1
415 | 0% | 0% | 85.73% | 0% | 0% | 100% | 100% | 0% | 0% | 1
416 | 0% | 0% | 85.73% | 0% | 0% | 100% | 100% | 0% | 0% | 1
417 | 0% | 0% | 85.73% | 0% | 0% | 100% | 100% | 0% | 0% | 1
418 | 13.15% | 0% | 85.73% | 0% | 0% | 100% | 100% | 13.15% | 0% | 1
419 | 21.49% | 0% | 85.73% | 0% | 0% | 100% | 100% | 21.49% | 0% | 1
420 | 22.49% | 0% | 85.73% | 0% | 0% | 100% | 100% | 22.49% | 0% | 1
421 | 25.15% | 0% | 85.73% | 0% | 0% | 100% | 100% | 25.15% | 0% | 1
422 | 23.24% | 0% | 85.73% | 0% | 0% | 100% | 100% | 23.24% | 0% | 1
423 | 20.34% | 0% | 85.73% | 0% | 0% | 100% | 100% | 20.34% | 0% | 1
424 | 14.06% | 0% | 85.73% | 0% | 0% | 100% | 100% | 14.06% | 0% | 1
425 | 1.321% | 0% | 85.73% | 0% | 0% | 100% | 100% | 1.321% | 0% | 1
426 | 0% | 0% | 85.73% | 0% | 0% | 100% | 100% | 0% | 0% | 1
427 | 0% | 0% | 85.73% | 0% | 0% | 100% | 100% | 0% | 0% | 1
428 | 0% | 0% | 85.73% | 0% | 0% | 100% | 100% | 0% | 0% | 1
429 | 0% | 0% | 85.73% | 0% | 0% | 100% | 100% | 0% | 0% | 1
430 | 0% | 0% | 85.73% | 0% | 0% | 100% | 100% | 0% | 0% | 1
431 | 0% | 0% | 85.73% | 0% | 0% | 100% | 100% | 0% | 0% | 1
432 | 0% | 0% | 85.73% | 0% | 0% | 100% | 100% | 0% | 0% | 1
433 | 0% | 0% | 85.73% | 0% | 0% | 100% | 100% | 0% | 0% | 1
434 | 0% | 0% | 85.73% | 0% | 0% | 100% | 100% | 0% | 0% | 1
435 | 0% | 0% | 85.73% | 0% | 0% | 100% | 100% | 0% | 0% | 1
436 | 0% | 0% | 85.73% | 0% | 0% | 100% | 100% | 0% | 0% | 1
437 | 0% | 0% | 85.73% | 0% | 0% | 100% | 100% | 0% | 0% | 1
438 | 0% | 0% | 85.73% | 0% | 0% | 100% | 100% | 0% | 0% | 1
439 | 0% | 0% | 85.73% | 0% | 0% | 100% | 100% | 0% | 0% | 1
440 | 0% | 0% | 85.73% | 0% | 0% | 100% | 100% | 0% | 0% | 1
441 | 0% | 0% | 85.73% | 0% | 0% | 100% | 100% | 0% | 0% | 1
442 | 9.547% | 0% | 85.73% | 0% | 0% | 100% | 100% | 9.547% | 0% | 1
443 | 17.53% | 0% | 85.73% | 0% | 0% | 100% | 100% | 17.53% | 0% | 1
444 | 19.64% | 0% | 85.73% | 0% | 0% | 100% | 100% | 19.64% | 0% | 1
445 | 17.85% | 0% | 85.73% | 0% | 0% | 100% | 100% | 17.85% | 0% | 1
446 | 13.5% | 0% | 85.73% | 0% | 0% | 100% | 100% | 13.5% | 0% | 1
447 | 5.396% | 0% | 85.73% | 0% | 0% | 100% | 100% | 5.396% | 0% | 1
448 | 0% | 0% | 85.73% | 0% | 0% | 100% | 100% | 0% | 0% | 1
449 | 0% | 0% | 85.73% | 0% | 0% | 100% | 100% | 0% | 0% | 1
450 | 0% | 0% | 85.73% | 0% | 0% | 100% | 100% | 0% | 0% | 1
451 | 0% | 0% | 85.73% | 0% | 0% | 100% | 100% | 0% | 0% | 1
452 | 0% | 0% | 85.73% | 0% | 0% | 100% | 100% | 0% | 0% | 1
453 | 0% | 0% | 85.73% | 0% | 0% | 100% | 100% | 0% | 0% | 1
454 | 0% | 0% | 85.73% | 0% | 0% | 100% | 100% | 0% | 0% | 1
455 | 0% | 0% | 85.73% | 0% | 0% | 100% | 100% | 0% | 0% | 1
456 | 0% | 0% | 85.73% | 0% | 0% | 100% | 100% | 0% | 0% | 1
457 | 0% | 0% | 85.73% | 0% | 0% | 100% | 100% | 0% | 0% | 1
458 | 0% | 0% | 85.73% | 0% | 0% | 100% | 100% | 0% | 0% | 1
459 | 0% | 0% | 85.73% | 0% | 0% | 100% | 100% | 0% | 0% | 1
460 | 0% | 0% | 85.73% | 0% | 0% | 100% | 100% | 0% | 0% | 1
461 | 0% | 0% | 85.73% | 0% | 0% | 100% | 100% | 0% | 0% | 1
462 | 0% | 0% | 85.73% | 0% | 0% | 100% | 100% | 0% | 0% | 1
463 | 0% | 0% | 85.73% | 0% | 0% | 100% | 100% | 0% | 0% | 1
464 | 0% | 0% | 85.73% | 0% | 0% | 100% | 100% | 0% | 0% | 1
465 | 0% | 0% | 85.73% | 0% | 0% | 100% | 100% | 0% | 0% | 1
466 | 6.381% | 0% | 85.73% | 0% | 0% | 100% | 100% | 6.381% | 0% | 1
467 | 12.45% | 0% | 85.73% | 0% | 0% | 100% | 100% | 12.45% | 0% | 1
468 | 15.43% | 0% | 85.73% | 0% | 0% | 100% | 100% | 15.43% | 0% | 1
469 | 13.37% | 0% | 85.73% | 0% | 0% | 100% | 100% | 13.37% | 0% | 1
470 | 8.34% | 0% | 85.73% | 0% | 0% | 100% | 100% | 8.34% | 0% | 1
471 | 3.231% | 0% | 85.73% | 0% | 0% | 100% | 100% | 3.231% | 0% | 1
472 | 0% | 0% | 85.73% | 0% | 0% | 100% | 100% | 0% | 0% | 1
473 | 0% | 0% | 85.73% | 0% | 0% | 100% | 100% | 0% | 0% | 1
474 | 0% | 0% | 85.73% | 0% | 0% | 100% | 100% | 0% | 0% | 1
475 | 0% | 0% | 85.73% | 0% | 0% | 100% | 100% | 0% | 0% | 1
476 | 0% | 0% | 85.73% | 0% | 0% | 100% | 100% | 0% | 0% | 1
477 | 0% | 0% | 85.73% | 0% | 0% | 100% | 100% | 0% | 0% | 1
478 | 0% | 0% | 85.73% | 0% | 0% | 100% | 100% | 0% | 0% | 1
479 | 0% | 0% | 85.73% | 0% | 0% | 100% | 100% | 0% | 0% | 1
480 | 0% | 0% | 85.73% | 0% | 0% | 100% | 100% | 0% | 0% | 1
481 | 0% | 0% | 85.73% | 0% | 0% | 100% | 100% | 0% | 0% | 1
482 | 0% | 0% | 85.73% | 0% | 0% | 100% | 100% | 0% | 0% | 1
483 | 0% | 0% | 85.73% | 0% | 0% | 100% | 100% | 0% | 0% | 1
484 | 0% | 0% | 85.73% | 0% | 0% | 100% | 100% | 0% | 0% | 1
485 | 0% | 0% | 85.73% | 0% | 0% | 100% | 100% | 0% | 0% | 1
486 | 0% | 0% | 85.73% | 0% | 0% | 100% | 100% | 0% | 0% | 1
487 | 0% | 0% | 85.73% | 0% | 0% | 100% | 100% | 0% | 0% | 1
488 | 0% | 0% | 85.73% | 0% | 0% | 100% | 100% | 0% | 0% | 1
489 | 0% | 0% | 85.73% | 0% | 0% | 100% | 100% | 0% | 0% | 1
490 | 4.438% | 0% | 85.73% | 0% | 0% | 100% | 100% | 4.438% | 0% | 1
491 | 12.15% | 0% | 85.73% | 0% | 0% | 100% | 100% | 12.15% | 0% | 1
492 | 17.51% | 0% | 85.73% | 0% | 0% | 100% | 100% | 17.51% | 0% | 1
493 | 10.57% | 0% | 85.73% | 0% | 0% | 100% | 100% | 10.57% | 0% | 1
494 | 3.551% | 0% | 85.73% | 0% | 0% | 100% | 100% | 3.551% | 0% | 1
495 | 0% | 0% | 85.73% | 0% | 0% | 100% | 100% | 0% | 0% | 1
496 | 0% | 0.6921% | 85.73% | 0% | 0% | 100% | 100% | 0% | 0.6921% | 1
497 | 0% | 1.987% | 85.73% | 0% | 0% | 100% | 100% | 0% | 1.987% | 1
498 | 0% | 0% | 85.73% | 0% | 0% | 100% | 100% | 0% | 0% | 1
499 | 0% | 0% | 85.73% | 0% | 0% | 100% | 100% | 0% | 0% | 1
500 | 0% | 0% | 85.73% | 0% | 0% | 100% | 100% | 0% | 0% | 1
501 | 0% | 0.4466% | 85.73% | 0% | 0% | 100% | 100% | 0% | 0.4466% | 1
502 | 0% | 0% | 85.73% | 0% | 0% | 100% | 100% | 0% | 0% | 1
503 | 0% | 0% | 85.73% | 0% | 0% | 100% | 100% | 0% | 0% | 1
504 | 0% | 0% | 85.73% | 0% | 0% | 100% | 100% | 0% | 0% | 1
505 | 0% | 0% | 100% | 0% | 0% | 100% | 100% | 0% | 0% | 1
506 | 0% | 0% | 100% | 0% | 0% | 100% | 100% | 0% | 0% | 1
507 | 0% | 0% | 100% | 0% | 0% | 100% | 100% | 0% | 0% | 1
508 | 0% | 0% | 100% | 0% | 0% | 100% | 100% | 0% | 0% | 1
509 | 0% | 0% | 100% | 0% | 0% | 100% | 100% | 0% | 0% | 1
510 | 0% | 0% | 100% | 0% | 0% | 100% | 100% | 0% | 0% | 1
511 | 0% | 0% | 100% | 0% | 0% | 100% | 100% | 0% | 0% | 1
512 | 0% | 0% | 100% | 0% | 0% | 100% | 100% | 0% | 0% | 1
513 | 0% | 0% | 100% | 0% | 0% | 100% | 100% | 0% | 0% | 1
514 | 8.166% | 0% | 100% | 0% | 0% | 100% | 100% | 8.166% | 0% | 1
515 | 19.03% | 0% | 100% | 0% | 0% | 100% | 100% | 19.03% | 0% | 1
516 | 21.21% | 2.582% | 100% | 0% | 0% | 100% | 100% | 21.21% | 2.582% | 1
517 | 17.25% | 3.494% | 100% | 0% | 0% | 100% | 100% | 17.25% | 3.494% | 1
518 | 12.55% | 3.243% | 100% | 0% | 0% | 100% | 100% | 12.55% | 3.243% | 1
519 | 11.48% | 2.701% | 100% | 0% | 0% | 100% | 100% | 11.48% | 2.701% | 1
520 | 6.2% | 3.184% | 100% | 0% | 0% | 100% | 100% | 6.2% | 3.184% | 1
521 | 0% | 5.531% | 100% | 0% | 0% | 100% | 100% | 0% | 5.531% | 1
522 | 0% | 2.232% | 100% | 0% | 0% | 100% | 100% | 0% | 2.232% | 1
523 | 0% | 0.02769% | 100% | 0% | 0% | 100% | 100% | 0% | 0.02769% | 1
524 | 0% | 0.7382% | 100% | 0% | 0% | 100% | 100% | 0% | 0.7382% | 1
525 | 0% | 0% | 100% | 0% | 0% | 100% | 100% | 0% | 0% | 1
526 | 0% | 0% | 100% | 0% | 0% | 100% | 100% | 0% | 0% | 1
527 | 0% | 0% | 100% | 0% | 0% | 100% | 100% | 0% | 0% | 1
528 | 0% | 0% | 100% | 0% | 0% | 100% | 100% | 0% | 0% | 1
529 | 0% | 0% | 100% | 0% | 0% | 100% | 100% | 0% | 0% | 1
530 | 0% | 0% | 100% | 0% | 0% | 100% | 100% | 0% | 0% | 1
531 | 0% | 0% | 100% | 0% | 0% | 100% | 100% | 0% | 0% | 1
532 | 0% | 0% | 100% | 0% | 0% | 100% | 100% | 0% | 0% | 1
533 | 0% | 0% | 100% | 0% | 0% | 100% | 100% | 0% | 0% | 1
534 | 0% | 0% | 100% | 0% | 0% | 100% | 100% | 0% | 0% | 1
535 | 0% | 0% | 100% | 0% | 0% | 100% | 100% | 0% | 0% | 1
536 | 0% | 0% | 100% | 0% | 0% | 100% | 100% | 0% | 0% | 1
537 | 0% | 0% | 100% | 0% | 0% | 100% | 100% | 0% | 0% | 1
538 | 6.463% | 0% | 100% | 0% | 0% | 100% | 100% | 6.463% | 0% | 1
539 | 12.74% | 0% | 100% | 0% | 0% | 100% | 100% | 12.74% | 0% | 1
540 | 13.85% | 1.58% | 100% | 0% | 0% | 100% | 100% | 13.85% | 1.58% | 1
541 | 14.01% | 3.234% | 100% | 0% | 0% | 100% | 100% | 14.01% | 3.234% | 1
542 | 13.59% | 2.63% | 100% | 0% | 0% | 100% | 100% | 13.59% | 2.63% | 1
543 | 10.76% | 2.916% | 100% | 0% | 0% | 100% | 100% | 10.76% | 2.916% | 1
544 | 8.521% | 1.603% | 100% | 0% | 0% | 100% | 100% | 8.521% | 1.603% | 1
545 | 0% | 3.284% | 100% | 0% | 0% | 100% | 100% | 0% | 3.284% | 1
546 | 0% | 0.466% | 100% | 0% | 0% | 100% | 100% | 0% | 0.466% | 1
547 | 0% | 0.2287% | 100% | 0% | 0% | 100% | 100% | 0% | 0.2287% | 1
548 | 0% | 0.763% | 100% | 0% | 0% | 100% | 100% | 0% | 0.763% | 1
549 | 0% | 0% | 100% | 0% | 0% | 100% | 100% | 0% | 0% | 1
550 | 0% | 0% | 100% | 0% | 0% | 100% | 100% | 0% | 0% | 1
551 | 0% | 0% | 100% | 0% | 0% | 100% | 100% | 0% | 0% | 1
552 | 0% | 0% | 100% | 0% | 0% | 100% | 100% | 0% | 0% | 1
553 | 0% | 0% | 100% | 0% | 0% | 100% | 100% | 0% | 0% | 1
554 | 0% | 0% | 100% | 0% | 0% | 100% | 100% | 0% | 0% | 1
555 | 0% | 0% | 100% | 0% | 0% | 100% | 100% | 0% | 0% | 1
556 | 0% | 0% | 100% | 0% | 0% | 100% | 100% | 0% | 0% | 1
557 | 0% | 0% | 100% | 0% | 0% | 100% | 100% | 0% | 0% | 1
558 | 0% | 0% | 100% | 0% | 0% | 100% | 100% | 0% | 0% | 1
559 | 0% | 0% | 100% | 0% | 0% | 100% | 100% | 0% | 0% | 1
560 | 0% | 0% | 100% | 0% | 0% | 100% | 100% | 0% | 0% | 1
561 | 0% | 0% | 100% | 0% | 0% | 100% | 100% | 0% | 0% | 1
562 | 5.915% | 0% | 100% | 0% | 0% | 100% | 100% | 5.915% | 0% | 1
563 | 13.68% | 0% | 100% | 0% | 0% | 100% | 100% | 13.68% | 0% | 1
564 | 14.33% | 0.1203% | 100% | 0% | 0% | 100% | 100% | 14.33% | 0.1203% | 1
565 | 17.07% | 1.28% | 100% | 0% | 0% | 100% | 100% | 17.07% | 1.28% | 1
566 | 19.85% | 0% | 100% | 0% | 0% | 100% | 100% | 19.85% | 0% | 1
567 | 18.15% | 0% | 100% | 0% | 0% | 100% | 100% | 18.15% | 0% | 1
568 | 12.7% | 0% | 100% | 0% | 0% | 100% | 100% | 12.7% | 0% | 1
569 | 0.04829% | 0% | 100% | 0% | 0% | 100% | 100% | 0.04829% | 0% | 1
570 | 0% | 0% | 100% | 0% | 0% | 100% | 100% | 0% | 0% | 1
571 | 0% | 0% | 100% | 0% | 0% | 100% | 100% | 0% | 0% | 1
572 | 0% | 0% | 100% | 0% | 0% | 100% | 100% | 0% | 0% | 1
573 | 0% | 0% | 100% | 0% | 0% | 100% | 100% | 0% | 0% | 1
574 | 0% | 0% | 100% | 0% | 0% | 100% | 100% | 0% | 0% | 1
575 | 0% | 0% | 100% | 0% | 0% | 100% | 100% | 0% | 0% | 1
576 | 0% | 0% | 100% | 0% | 0% | 100% | 100% | 0% | 0% | 1
577 | 0% | 0% | 100% | 0% | 0% | 100% | 100% | 0% | 0% | 1
578 | 0% | 0% | 100% | 0% | 0% | 100% | 100% | 0% | 0% | 1
579 | 0% | 0% | 100% | 0% | 0% | 100% | 100% | 0% | 0% | 1
580 | 0% | 0% | 100% | 0% | 0% | 100% | 100% | 0% | 0% | 1
581 | 0% | 0% | 100% | 0% | 0% | 100% | 100% | 0% | 0% | 1
582 | 0% | 0% | 100% | 0% | 0% | 100% | 100% | 0% | 0% | 1
583 | 0% | 0% | 100% | 0% | 0% | 100% | 100% | 0% | 0% | 1
584 | 0% | 0% | 100% | 0% | 0% | 100% | 100% | 0% | 0% | 1
585 | 0% | 0% | 100% | 0% | 0% | 100% | 100% | 0% | 0% | 1
586 | 7.845% | 0% | 100% | 0% | 0% | 100% | 100% | 7.845% | 0% | 1
587 | 14.09% | 0% | 100% | 0% | 0% | 100% | 100% | 14.09% | 0% | 1
588 | 15.79% | 0% | 100% | 0% | 0% | 100% | 100% | 15.79% | 0% | 1
589 | 16.8% | 0.4419% | 100% | 0% | 0% | 100% | 100% | 16.8% | 0.4419% | 1
590 | 19.88% | 0% | 100% | 0% | 0% | 100% | 100% | 19.88% | 0% | 1
591 | 19.04% | 0% | 100% | 0% | 0% | 100% | 100% | 19.04% | 0% | 1
592 | 14.38% | 0% | 100% | 0% | 0% | 100% | 100% | 14.38% | 0% | 1
593 | 0% | 0% | 100% | 0% | 0% | 100% | 100% | 0% | 0% | 1
594 | 0% | 0% | 100% | 0% | 0% | 100% | 100% | 0% | 0% | 1
595 | 0% | 0% | 100% | 0% | 0% | 100% | 100% | 0% | 0% | 1
596 | 0% | 0% | 100% | 0% | 0% | 100% | 100% | 0% | 0% | 1
597 | 0% | 0% | 100% | 0% | 0% | 100% | 100% | 0% | 0% | 1
598 | 0% | 0% | 100% | 0% | 0% | 100% | 100% | 0% | 0% | 1
599 | 0% | 0% | 100% | 0% | 0% | 100% | 100% | 0% | 0% | 1
600 | 0% | 0% | 100% | 0% | 0% | 100% | 100% | 0% | 0% | 1
601 | 0% | 0% | 100% | 0% | 0% | 100% | 100% | 0% | 0% | 1
602 | 0% | 0% | 100% | 0% | 0% | 100% | 100% | 0% | 0% | 1
603 | 0% | 0% | 100% | 0% | 0% | 100% | 100% | 0% | 0% | 1
604 | 0% | 0% | 100% | 0% | 0% | 100% | 100% | 0% | 0% | 1
605 | 0% | 0% | 100% | 0% | 0% | 100% | 100% | 0% | 0% | 1
606 | 0% | 0% | 100% | 0% | 0% | 100% | 100% | 0% | 0% | 1
607 | 0% | 0% | 100% | 0% | 0% | 100% | 100% | 0% | 0% | 1
608 | 0% | 0% | 100% | 0% | 0% | 100% | 100% | 0% | 0% | 1
609 | 1.22% | 0% | 100% | 0% | 0% | 100% | 100% | 1.22% | 0% | 1
610 | 13.79% | 0% | 100% | 0% | 0% | 100% | 100% | 13.79% | 0% | 1
611 | 27.88% | 0% | 100% | 0% | 0% | 100% | 100% | 27.88% | 0% | 1
612 | 26.61% | 0% | 100% | 0% | 0% | 100% | 100% | 26.61% | 0% | 1
613 | 22.3% | 0% | 100% | 0% | 0% | 100% | 100% | 22.3% | 0% | 1
614 | 21.13% | 0% | 100% | 0% | 0% | 100% | 100% | 21.13% | 0% | 1
615 | 13.89% | 0% | 100% | 0% | 0% | 100% | 100% | 13.89% | 0% | 1
616 | 3.857% | 0% | 100% | 0% | 0% | 100% | 100% | 3.857% | 0% | 1
617 | 0% | 0% | 100% | 0% | 0% | 100% | 100% | 0% | 0% | 1
618 | 0% | 0% | 100% | 0% | 0% | 100% | 100% | 0% | 0% | 1
619 | 0% | 0% | 100% | 0% | 0% | 100% | 100% | 0% | 0% | 1
620 | 0% | 0% | 100% | 0% | 0% | 100% | 100% | 0% | 0% | 1
621 | 0% | 0% | 100% | 0% | 0% | 100% | 100% | 0% | 0% | 1
622 | 0% | 0% | 100% | 0% | 0% | 100% | 100% | 0% | 0% | 1
623 | 0% | 0% | 100% | 0% | 0% | 100% | 100% | 0% | 0% | 1
624 | 0% | 0% | 100% | 0% | 0% | 100% | 100% | 0% | 0% | 1
625 | 0% | 0% | 100% | 0% | 0% | 100% | 100% | 0% | 0% | 1
626 | 0% | 0% | 100% | 0% | 0% | 100% | 100% | 0% | 0% | 1
627 | 0% | 0% | 100% | 0% | 0% | 100% | 100% | 0% | 0% | 1
628 | 0% | 0% | 100% | 0% | 0% | 100% | 100% | 0% | 0% | 1
629 | 0% | 0% | 100% | 0% | 0% | 100% | 100% | 0% | 0% | 1
630 | 0% | 0% | 100% | 0% | 0% | 100% | 100% | 0% | 0% | 1
631 | 0% | 0% | 100% | 0% | 0% | 100% | 100% | 0% | 0% | 1
632 | 0% | 0% | 100% | 0% | 0% | 100% | 100% | 0% | 0% | 1
633 | 1.214% | 0% | 100% | 0% | 0% | 100% | 100% | 1.214% | 0% | 1
634 | 15% | 0% | 100% | 0% | 0% | 100% | 100% | 15% | 0% | 1
635 | 29.23% | 0% | 100% | 0% | 0% | 100% | 100% | 29.23% | 0% | 1
636 | 23.3% | 0% | 100% | 0% | 0% | 100% | 100% | 23.3% | 0% | 1
637 | 20.49% | 0% | 100% | 0% | 0% | 100% | 100% | 20.49% | 0% | 1
638 | 21.35% | 0% | 100% | 0% | 0% | 100% | 100% | 21.35% | 0% | 1
639 | 14.06% | 0% | 100% | 0% | 0% | 100% | 100% | 14.06% | 0% | 1
640 | 4.572% | 0% | 100% | 0% | 0% | 100% | 100% | 4.572% | 0% | 1
641 | 0% | 0% | 100% | 0% | 0% | 100% | 100% | 0% | 0% | 1
642 | 0% | 0% | 100% | 0% | 0% | 100% | 100% | 0% | 0% | 1
643 | 0% | 0% | 100% | 0% | 0% | 100% | 100% | 0% | 0% | 1
644 | 0% | 0% | 100% | 0% | 0% | 100% | 100% | 0% | 0% | 1
645 | 0% | 0% | 100% | 0% | 0% | 100% | 100% | 0% | 0% | 1
646 | 0% | 0% | 100% | 0% | 0% | 100% | 100% | 0% | 0% | 1
647 | 0% | 0% | 100% | 0% | 0% | 100% | 100% | 0% | 0% | 1
648 | 0% | 0% | 100% | 0% | 0% | 100% | 100% | 0% | 0% | 1
649 | 0% | 0% | 100% | 0% | 0% | 100% | 100% | 0% | 0% | 1
650 | 0% | 0% | 100% | 0% | 0% | 100% | 100% | 0% | 0% | 1
651 | 0% | 0% | 100% | 0% | 0% | 100% | 100% | 0% | 0% | 1
652 | 0% | 0% | 100% | 0% | 0% | 100% | 100% | 0% | 0% | 1
653 | 0% | 0% | 100% | 0% | 0% | 100% | 100% | 0% | 0% | 1
654 | 0% | 0% | 100% | 0% | 0% | 100% | 100% | 0% | 0% | 1
655 | 0% | 0% | 100% | 0% | 0% | 100% | 100% | 0% | 0% | 1
656 | 0% | 0% | 100% | 0% | 0% | 100% | 100% | 0% | 0% | 1
657 | 0.1727% | 0% | 100% | 0% | 0% | 100% | 100% | 0.1727% | 0% | 1
658 | 11.22% | 0% | 100% | 0% | 0% | 100% | 100% | 11.22% | 0% | 1
659 | 26.41% | 0% | 100% | 0% | 0% | 100% | 100% | 26.41% | 0% | 1
660 | 25.95% | 0% | 100% | 0% | 0% | 100% | 100% | 25.95% | 0% | 1
661 | 21.07% | 0% | 100% | 0% | 0% | 100% | 100% | 21.07% | 0% | 1
662 | 26.14% | 0% | 100% | 0% | 0% | 100% | 100% | 26.14% | 0% | 1
663 | 14.69% | 0% | 100% | 0% | 0% | 100% | 100% | 14.69% | 0% | 1
664 | 6.566% | 0% | 100% | 0% | 0% | 100% | 100% | 6.566% | 0% | 1
665 | 0% | 0% | 100% | 0% | 0% | 100% | 100% | 0% | 0% | 1
666 | 0% | 0% | 100% | 0% | 0% | 100% | 100% | 0% | 0% | 1
667 | 0% | 0% | 100% | 0% | 0% | 100% | 100% | 0% | 0% | 1
668 | 0% | 0% | 100% | 0% | 0% | 100% | 100% | 0% | 0% | 1
669 | 0% | 0% | 100% | 0% | 0% | 100% | 100% | 0% | 0% | 1
670 | 0% | 0% | 100% | 0% | 0% | 100% | 100% | 0% | 0% | 1
671 | 0% | 0% | 100% | 0% | 0% | 100% | 100% | 0% | 0% | 1
672 | 0% | 0% | 100% | 0% | 0% | 100% | 100% | 0% | 0% | 1
673 | 0% | 0% | 100% | 0% | 0% | 100% | 100% | 0% | 0% | 1
674 | 0% | 0% | 100% | 0% | 0% | 100% | 100% | 0% | 0% | 1
675 | 0% | 0% | 100% | 0% | 0% | 100% | 100% | 0% | 0% | 1
676 | 0% | 0% | 100% | 0% | 0% | 100% | 100% | 0% | 0% | 1
677 | 0% | 0% | 100% | 0% | 0% | 100% | 100% | 0% | 0% | 1
678 | 0% | 0% | 100% | 0% | 0% | 100% | 100% | 0% | 0% | 1
679 | 0% | 0% | 100% | 0% | 0% | 100% | 100% | 0% | 0% | 1
680 | 0% | 0% | 100% | 0% | 0% | 100% | 100% | 0% | 0% | 1
681 | 0% | 0% | 100% | 0% | 0% | 100% | 100% | 0% | 0% | 1
682 | 13.22% | 0% | 100% | 0% | 0% | 100% | 100% | 13.22% | 0% | 1
683 | 26.53% | 0% | 100% | 0% | 0% | 100% | 100% | 26.53% | 0% | 1
684 | 27.6% | 0% | 100% | 0% | 0% | 100% | 100% | 27.6% | 0% | 1
685 | 25.37% | 0% | 100% | 0% | 0% | 100% | 100% | 25.37% | 0% | 1
686 | 33.73% | 0% | 100% | 0% | 0% | 100% | 100% | 33.73% | 0% | 1
687 | 31.19% | 0% | 100% | 0% | 0% | 100% | 100% | 31.19% | 0% | 1
688 | 20.49% | 0% | 100% | 0% | 0% | 100% | 100% | 20.49% | 0% | 1
689 | 2.576% | 0% | 100% | 0% | 0% | 100% | 100% | 2.576% | 0% | 1
690 | 0% | 0% | 100% | 0% | 0% | 100% | 100% | 0% | 0% | 1
691 | 0% | 0% | 100% | 0% | 0% | 100% | 100% | 0% | 0% | 1
692 | 0% | 0% | 100% | 0% | 0% | 100% | 100% | 0% | 0% | 1
693 | 0% | 0% | 100% | 0% | 0% | 100% | 100% | 0% | 0% | 1
694 | 0% | 0% | 100% | 0% | 0% | 100% | 100% | 0% | 0% | 1
695 | 0% | 0% | 100% | 0% | 0% | 100% | 100% | 0% | 0% | 1
696 | 0% | 0% | 100% | 0% | 0% | 100% | 100% | 0% | 0% | 1
697 | 0% | 0% | 100% | 0% | 0% | 100% | 100% | 0% | 0% | 1
698 | 0% | 0% | 100% | 0% | 0% | 100% | 100% | 0% | 0% | 1
699 | 0% | 0% | 100% | 0% | 0% | 100% | 100% | 0% | 0% | 1
700 | 0% | 0% | 100% | 0% | 0% | 100% | 100% | 0% | 0% | 1
701 | 0% | 0% | 100% | 0% | 0% | 100% | 100% | 0% | 0% | 1
702 | 0% | 0% | 100% | 0% | 0% | 100% | 100% | 0% | 0% | 1
703 | 0% | 0% | 100% | 0% | 0% | 100% | 100% | 0% | 0% | 1
704 | 0% | 0% | 100% | 0% | 0% | 100% | 100% | 0% | 0% | 1
705 | 0% | 0% | 100% | 0% | 0% | 100% | 100% | 0% | 0% | 1
706 | 6.241% | 0% | 100% | 0% | 0% | 100% | 100% | 6.241% | 0% | 1
707 | 15.58% | 0% | 100% | 0% | 0% | 100% | 100% | 15.58% | 0% | 1
708 | 20.83% | 0% | 100% | 0% | 0% | 100% | 100% | 20.83% | 0% | 1
709 | 20.62% | 0% | 100% | 0% | 0% | 100% | 100% | 20.62% | 0% | 1
710 | 26.6% | 0% | 100% | 0% | 0% | 100% | 100% | 26.6% | 0% | 1
711 | 21.36% | 0% | 100% | 0% | 0% | 100% | 100% | 21.36% | 0% | 1
712 | 13.44% | 0% | 100% | 0% | 0% | 100% | 100% | 13.44% | 0% | 1
713 | 0% | 0% | 100% | 0% | 0% | 100% | 100% | 0% | 0% | 1
714 | 0% | 0% | 100% | 0% | 0% | 100% | 100% | 0% | 0% | 1
715 | 0% | 0% | 100% | 0% | 0% | 100% | 100% | 0% | 0% | 1
716 | 0% | 0% | 100% | 0% | 0% | 100% | 100% | 0% | 0% | 1
717 | 0% | 0% | 100% | 0% | 0% | 100% | 100% | 0% | 0% | 1
718 | 0% | 0% | 100% | 0% | 0% | 100% | 100% | 0% | 0% | 1
719 | 0% | 0% | 100% | 0% | 0% | 100% | 100% | 0% | 0% | 1
720 | 0% | 0% | 100% | 0% | 0% | 100% | 100% | 0% | 0% | 1
721 | 0% | 0% | 100% | 0% | 0% | 100% | 100% | 0% | 0% | 1
722 | 0% | 0% | 100% | 0% | 0% | 100% | 100% | 0% | 0% | 1
723 | 0% | 0% | 100% | 0% | 0% | 100% | 100% | 0% | 0% | 1
724 | 0% | 0% | 100% | 0% | 0% | 100% | 100% | 0% | 0% | 1
725 | 0% | 0% | 100% | 0% | 0% | 100% | 100% | 0% | 0% | 1
726 | 0% | 0% | 100% | 0% | 0% | 100% | 100% | 0% | 0% | 1
727 | 0% | 0% | 100% | 0% | 0% | 100% | 100% | 0% | 0% | 1
728 | 0% | 0% | 100% | 0% | 0% | 100% | 100% | 0% | 0% | 1
729 | 0% | 0% | 100% | 0% | 0% | 100% | 100% | 0% | 0% | 1
730 | 1.75% | 0% | 100% | 0% | 0% | 100% | 100% | 1.75% | 0% | 1
731 | 7.481% | 0% | 100% | 0% | 0% | 100% | 100% | 7.481% | 0% | 1
732 | 8.519% | 0% | 100% | 0% | 0% | 100% | 100% | 8.519% | 0% | 1
733 | 14.54% | 0% | 100% | 0% | 0% | 100% | 100% | 14.54% | 0% | 1
734 | 15.49% | 0% | 100% | 0% | 0% | 100% | 100% | 15.49% | 0% | 1
735 | 17.07% | 0% | 100% | 0% | 0% | 100% | 100% | 17.07% | 0% | 1
736 | 9.161% | 0% | 100% | 0% | 0% | 100% | 100% | 9.161% | 0% | 1
737 | 0% | 0% | 100% | 0% | 0% | 100% | 100% | 0% | 0% | 1
738 | 0% | 0% | 100% | 0% | 0% | 100% | 100% | 0% | 0% | 1
739 | 0% | 0% | 100% | 0% | 0% | 100% | 100% | 0% | 0% | 1
740 | 0% | 0% | 100% | 0% | 0% | 100% | 100% | 0% | 0% | 1
741 | 0% | 0% | 100% | 0% | 0% | 100% | 100% | 0% | 0% | 1
742 | 0% | 0% | 100% | 0% | 0% | 100% | 100% | 0% | 0% | 1
743 | 0% | 0% | 100% | 0% | 0% | 100% | 100% | 0% | 0% | 1
744 | 0% | 0% | 100% | 0% | 0% | 100% | 100% | 0% | 0% | 1
745 | 0% | 0% | 100% | 0% | 0% | 100% | 100% | 0% | 0% | 1
746 | 0% | 0% | 100% | 0% | 0% | 100% | 100% | 0% | 0% | 1
747 | 0% | 0% | 100% | 0% | 0% | 100% | 100% | 0% | 0% | 1
748 | 0% | 0% | 100% | 0% | 0% | 100% | 100% | 0% | 0% | 1
749 | 0% | 0% | 100% | 0% | 0% | 100% | 100% | 0% | 0% | 1
750 | 0% | 0% | 100% | 0% | 0% | 100% | 100% | 0% | 0% | 1
751 | 0% | 0% | 100% | 0% | 0% | 100% | 100% | 0% | 0% | 1
752 | 0% | 0% | 100% | 0% | 0% | 100% | 100% | 0% | 0% | 1
753 | 0% | 0% | 100% | 0% | 0% | 100% | 100% | 0% | 0% | 1
754 | 0% | 0% | 100% | 0% | 0% | 100% | 100% | 0% | 0% | 1
755 | 0% | 0% | 100% | 0% | 0% | 100% | 100% | 0% | 0% | 1
756 | 7.859% | 0% | 100% | 0% | 0% | 100% | 100% | 7.859% | 0% | 1
757 | 14.92% | 0.1622% | 100% | 0% | 0% | 100% | 100% | 14.92% | 0.1622% | 1
758 | 14.28% | 0% | 100% | 0% | 0% | 100% | 100% | 14.28% | 0% | 1
759 | 11.36% | 0.5211% | 100% | 0% | 0% | 100% | 100% | 11.36% | 0.5211% | 1
760 | 4.407% | 0% | 100% | 0% | 0% | 100% | 100% | 4.407% | 0% | 1
761 | 0% | 0.6326% | 100% | 0% | 0% | 100% | 100% | 0% | 0.6326% | 1
762 | 0% | 0% | 100% | 0% | 0% | 100% | 100% | 0% | 0% | 1
763 | 0% | 0% | 100% | 0% | 0% | 100% | 100% | 0% | 0% | 1
764 | 0% | 0% | 100% | 0% | 0% | 100% | 100% | 0% | 0% | 1
765 | 0% | 0% | 100% | 0% | 0% | 100% | 100% | 0% | 0% | 1
766 | 0% | 0% | 100% | 0% | 0% | 100% | 100% | 0% | 0% | 1
767 | 0% | 0% | 100% | 0% | 0% | 100% | 100% | 0% | 0% | 1
768 | 0% | 0% | 100% | 0% | 0% | 100% | 100% | 0% | 0% | 1
769 | 0% | 0% | 100% | 0% | 0% | 100% | 100% | 0% | 0% | 1
770 | 0% | 0% | 100% | 0% | 0% | 100% | 100% | 0% | 0% | 1
771 | 0% | 0% | 100% | 0% | 0% | 100% | 100% | 0% | 0% | 1
772 | 0% | 0% | 100% | 0% | 0% | 100% | 100% | 0% | 0% | 1
773 | 0% | 0% | 100% | 0% | 0% | 100% | 100% | 0% | 0% | 1
774 | 0% | 0% | 100% | 0% | 0% | 100% | 100% | 0% | 0% | 1
775 | 0% | 0% | 100% | 0% | 0% | 100% | 100% | 0% | 0% | 1
776 | 0% | 0% | 100% | 0% | 0% | 100% | 100% | 0% | 0% | 1
777 | 0% | 0% | 100% | 0% | 0% | 100% | 100% | 0% | 0% | 1
778 | 0% | 0% | 100% | 0% | 0% | 100% | 100% | 0% | 0% | 1
779 | 0% | 0% | 100% | 0% | 0% | 100% | 100% | 0% | 0% | 1
780 | 5.639% | 0% | 100% | 0% | 0% | 100% | 100% | 5.639% | 0% | 1
781 | 14.4% | 0% | 100% | 0% | 0% | 100% | 100% | 14.4% | 0% | 1
782 | 11.04% | 0% | 100% | 0% | 0% | 100% | 100% | 11.04% | 0% | 1
783 | 3.562% | 0% | 100% | 0% | 0% | 100% | 100% | 3.562% | 0% | 1
784 | 0% | 0% | 100% | 0% | 0% | 100% | 100% | 0% | 0% | 1
785 | 0% | 0% | 100% | 0% | 0% | 100% | 100% | 0% | 0% | 1
786 | 0% | 0% | 100% | 0% | 0% | 100% | 100% | 0% | 0% | 1
787 | 0% | 0% | 100% | 0% | 0% | 100% | 100% | 0% | 0% | 1
788 | 0% | 0% | 100% | 0% | 0% | 100% | 100% | 0% | 0% | 1
789 | 0% | 0% | 100% | 0% | 0% | 100% | 100% | 0% | 0% | 1
790 | 0% | 0% | 100% | 0% | 0% | 100% | 100% | 0% | 0% | 1
791 | 0% | 0% | 100% | 0% | 0% | 100% | 100% | 0% | 0% | 1
792 | 0% | 0% | 100% | 0% | 0% | 100% | 100% | 0% | 0% | 1
793 | 0% | 0% | 100% | 0% | 0% | 100% | 100% | 0% | 0% | 1
794 | 0% | 0% | 100% | 0% | 0% | 100% | 100% | 0% | 0% | 1
795 | 0% | 0% | 100% | 0% | 0% | 100% | 100% | 0% | 0% | 1
796 | 0% | 0% | 100% | 0% | 0% | 100% | 100% | 0% | 0% | 1
797 | 0% | 0% | 100% | 0% | 0% | 100% | 100% | 0% | 0% | 1
798 | 0% | 0% | 100% | 0% | 0% | 100% | 100% | 0% | 0% | 1
799 | 0% | 0% | 100% | 0% | 0% | 100% | 100% | 0% | 0% | 1
800 | 0% | 0% | 100% | 0% | 0% | 100% | 100% | 0% | 0% | 1
801 | 0% | 0% | 100% | 0% | 0% | 100% | 100% | 0% | 0% | 1
802 | 0% | 0% | 100% | 0% | 0% | 100% | 100% | 0% | 0% | 1
803 | 0% | 0% | 100% | 0% | 0% | 100% | 100% | 0% | 0% | 1
804 | 0.5192% | 0% | 100% | 0% | 0% | 100% | 100% | 0.5192% | 0% | 1
805 | 7.181% | 0% | 100% | 0% | 0% | 100% | 100% | 7.181% | 0% | 1
806 | 7.95% | 0% | 100% | 0% | 0% | 100% | 100% | 7.95% | 0% | 1
807 | 3.458% | 0% | 100% | 0% | 0% | 100% | 100% | 3.458% | 0% | 1
808 | 0% | 0% | 100% | 0% | 0% | 100% | 100% | 0% | 0% | 1
809 | 0% | 0% | 100% | 0% | 0% | 100% | 100% | 0% | 0% | 1
810 | 0% | 0% | 100% | 0% | 0% | 100% | 100% | 0% | 0% | 1
811 | 0% | 0% | 100% | 0% | 0% | 100% | 100% | 0% | 0% | 1
812 | 0% | 0% | 100% | 0% | 0% | 100% | 100% | 0% | 0% | 1
813 | 0% | 0% | 100% | 0% | 0% | 100% | 100% | 0% | 0% | 1
814 | 0% | 0% | 100% | 0% | 0% | 100% | 100% | 0% | 0% | 1
815 | 0% | 0% | 100% | 0% | 0% | 100% | 100% | 0% | 0% | 1
816 | 0% | 0% | 100% | 0% | 0% | 100% | 100% | 0% | 0% | 1
817 | 0% | 0% | 100% | 0% | 0% | 100% | 100% | 0% | 0% | 1
818 | 0% | 0% | 100% | 0% | 0% | 100% | 100% | 0% | 0% | 1
819 | 0% | 0% | 100% | 0% | 0% | 100% | 100% | 0% | 0% | 1
820 | 0% | 0% | 100% | 0% | 0% | 100% | 100% | 0% | 0% | 1
821 | 0% | 0% | 100% | 0% | 0% | 100% | 100% | 0% | 0% | 1
822 | 0% | 0% | 100% | 0% | 0% | 100% | 100% | 0% | 0% | 1
823 | 0% | 0% | 100% | 0% | 0% | 100% | 100% | 0% | 0% | 1
824 | 0% | 0% | 100% | 0% | 0% | 100% | 100% | 0% | 0% | 1
825 | 0% | 0% | 100% | 0% | 0% | 100% | 100% | 0% | 0% | 1
826 | 0% | 0% | 100% | 0% | 0% | 100% | 100% | 0% | 0% | 1
827 | 0% | 0% | 100% | 0% | 0% | 100% | 100% | 0% | 0% | 1
828 | 3.693% | 0% | 100% | 0% | 0% | 100% | 100% | 3.693% | 0% | 1
829 | 7.103% | 0% | 100% | 0% | 0% | 100% | 100% | 7.103% | 0% | 1
830 | 8.153% | 0% | 100% | 0% | 0% | 100% | 100% | 8.153% | 0% | 1
831 | 6.601% | 0% | 100% | 0% | 0% | 100% | 100% | 6.601% | 0% | 1
832 | 0.9922% | 0% | 100% | 0% | 0% | 100% | 100% | 0.9922% | 0% | 1
833 | 0% | 0% | 100% | 0% | 0% | 100% | 100% | 0% | 0% | 1
834 | 0% | 0% | 100% | 0% | 0% | 100% | 100% | 0% | 0% | 1
835 | 0% | 0% | 100% | 0% | 0% | 100% | 100% | 0% | 0% | 1
836 | 0% | 0% | 100% | 0% | 0% | 100% | 100% | 0% | 0% | 1
837 | 0% | 0% | 100% | 0% | 0% | 100% | 100% | 0% | 0% | 1
838 | 0% | 0% | 100% | 0% | 0% | 100% | 100% | 0% | 0% | 1
839 | 0% | 0% | 100% | 0% | 0% | 100% | 100% | 0% | 0% | 1
840 | 0% | 0% | 100% | 0% | 0% | 100% | 100% | 0% | 0% | 1
841 | 0% | 0% | 100% | 0% | 0% | 100% | 100% | 0% | 0% | 1
842 | 0% | 0% | 100% | 0% | 0% | 100% | 100% | 0% | 0% | 1
843 | 0% | 0% | 100% | 0% | 0% | 100% | 100% | 0% | 0% | 1
844 | 0% | 0% | 100% | 0% | 0% | 100% | 100% | 0% | 0% | 1
845 | 0% | 0% | 100% | 0% | 0% | 100% | 100% | 0% | 0% | 1
846 | 0% | 0% | 100% | 0% | 0% | 100% | 100% | 0% | 0% | 1
847 | 0% | 0.1667% | 100% | 0% | 0% | 100% | 100% | 0% | 0.1667% | 1
848 | 0% | 0% | 100% | 0% | 0% | 100% | 100% | 0% | 0% | 1
849 | 0% | 0% | 100% | 0% | 0% | 100% | 100% | 0% | 0% | 1
850 | 0% | 0% | 100% | 0% | 0% | 100% | 100% | 0% | 0% | 1
851 | 0% | 0% | 100% | 0% | 0% | 100% | 100% | 0% | 0% | 1
852 | 0.7777% | 0% | 100% | 0% | 0% | 100% | 100% | 0.7777% | 0% | 1
853 | 6.274% | 0% | 100% | 0% | 0% | 100% | 100% | 6.274% | 0% | 1
854 | 10.19% | 0% | 100% | 0% | 0% | 100% | 100% | 10.19% | 0% | 1
855 | 17.94% | 0% | 100% | 0% | 0% | 100% | 100% | 17.94% | 0% | 1
856 | 9.374% | 0% | 100% | 0% | 0% | 100% | 100% | 9.374% | 0% | 1
857 | 0% | 0% | 100% | 0% | 0% | 100% | 100% | 0% | 0% | 1
858 | 0% | 0% | 100% | 0% | 0% | 100% | 100% | 0% | 0% | 1
859 | 0% | 0% | 100% | 0% | 0% | 100% | 100% | 0% | 0% | 1
860 | 0% | 0% | 100% | 0% | 0% | 100% | 100% | 0% | 0% | 1
861 | 0% | 0% | 100% | 0% | 0% | 100% | 100% | 0% | 0% | 1
862 | 0% | 0% | 100% | 0% | 0% | 100% | 100% | 0% | 0% | 1
863 | 0% | 0% | 100% | 0% | 0% | 100% | 100% | 0% | 0% | 1
864 | 0% | 0% | 100% | 0% | 0% | 100% | 100% | 0% | 0% | 1
865 | 0% | 0% | 100% | 0% | 0% | 100% | 100% | 0% | 0% | 1
866 | 0% | 0% | 100% | 0% | 0% | 100% | 100% | 0% | 0% | 1
867 | 0% | 0.479% | 100% | 0% | 0% | 100% | 100% | 0% | 0.479% | 1
868 | 0% | 2.651% | 100% | 0% | 0% | 100% | 100% | 0% | 2.651% | 1
869 | 0% | 2.155% | 100% | 0% | 0% | 100% | 100% | 0% | 2.155% | 1
870 | 0% | 0% | 100% | 0% | 0% | 100% | 100% | 0% | 0% | 1
871 | 0% | 0% | 100% | 0% | 0% | 100% | 100% | 0% | 0% | 1
872 | 0% | 0% | 100% | 0% | 0% | 100% | 100% | 0% | 0% | 1
873 | 0% | 0% | 100% | 0% | 0% | 100% | 100% | 0% | 0% | 1
874 | 4.423% | 0% | 100% | 0% | 0% | 100% | 100% | 4.423% | 0% | 1
875 | 7.205% | 0% | 100% | 0% | 0% | 100% | 100% | 7.205% | 0% | 1
876 | 12.65% | 0% | 100% | 0% | 0% | 100% | 100% | 12.65% | 0% | 1
877 | 13.95% | 0% | 100% | 0% | 0% | 100% | 100% | 13.95% | 0% | 1
878 | 18.81% | 0.9701% | 100% | 0% | 0% | 100% | 100% | 18.81% | 0.9701% | 1
879 | 20.25% | 0% | 100% | 0% | 0% | 100% | 100% | 20.25% | 0% | 1
880 | 11.48% | 0% | 100% | 0% | 0% | 100% | 100% | 11.48% | 0% | 1
881 | 0.6843% | 0% | 100% | 0% | 0% | 100% | 100% | 0.6843% | 0% | 1
882 | 0% | 0% | 100% | 0% | 0% | 100% | 100% | 0% | 0% | 1
883 | 0% | 0% | 100% | 0% | 0% | 100% | 100% | 0% | 0% | 1
884 | 0% | 0% | 100% | 0% | 0% | 100% | 100% | 0% | 0% | 1
885 | 0% | 0% | 100% | 0% | 0% | 100% | 100% | 0% | 0% | 1
886 | 0% | 0% | 100% | 0% | 0% | 100% | 100% | 0% | 0% | 1
887 | 0% | 0% | 100% | 0% | 0% | 100% | 100% | 0% | 0% | 1
888 | 0% | 0% | 100% | 0% | 0% | 100% | 100% | 0% | 0% | 1
889 | 0% | 0.8741% | 100% | 0% | 0% | 100% | 100% | 0% | 0.8741% | 1
890 | 0% | 0% | 100% | 0% | 0% | 100% | 100% | 0% | 0% | 1
891 | 0% | 0% | 100% | 0% | 0% | 100% | 100% | 0% | 0% | 1
892 | 0% | 0% | 100% | 0% | 0% | 100% | 100% | 0% | 0% | 1
893 | 0% | 0% | 100% | 0% | 0% | 100% | 100% | 0% | 0% | 1
894 | 0% | 0% | 100% | 0% | 0% | 100% | 100% | 0% | 0% | 1
895 | 0% | 0% | 100% | 0% | 0% | 100% | 100% | 0% | 0% | 1
896 | 0% | 0% | 100% | 0% | 0% | 100% | 100% | 0% | 0% | 1
897 | 0% | 0% | 100% | 0% | 0% | 100% | 100% | 0% | 0% | 1
898 | 6.097% | 0% | 100% | 0% | 0% | 100% | 100% | 6.097% | 0% | 1
899 | 5.552% | 0% | 100% | 0% | 0% | 100% | 100% | 5.552% | 0% | 1
900 | 8.151% | 0% | 100% | 0% | 0% | 100% | 100% | 8.151% | 0% | 1
901 | 13.81% | 0% | 100% | 0% | 0% | 100% | 100% | 13.81% | 0% | 1
902 | 20.26% | 0% | 100% | 0% | 0% | 100% | 100% | 20.26% | 0% | 1
903 | 23.04% | 0.3346% | 100% | 0% | 0% | 100% | 100% | 23.04% | 0.3346% | 1
904 | 7.95% | 0% | 100% | 0% | 0% | 100% | 100% | 7.95% | 0% | 1
905 | 0% | 0% | 100% | 0% | 0% | 100% | 100% | 0% | 0% | 1
906 | 0% | 0% | 100% | 0% | 0% | 100% | 100% | 0% | 0% | 1
907 | 0% | 0% | 100% | 0% | 0% | 100% | 100% | 0% | 0% | 1
908 | 0% | 0% | 100% | 0% | 0% | 100% | 100% | 0% | 0% | 1
909 | 0% | 0% | 100% | 0% | 0% | 100% | 100% | 0% | 0% | 1
910 | 0% | 0% | 100% | 0% | 0% | 100% | 100% | 0% | 0% | 1
911 | 0% | 0% | 100% | 0% | 0% | 100% | 100% | 0% | 0% | 1
912 | 0% | 0% | 100% | 0% | 0% | 100% | 100% | 0% | 0% | 1
913 | 0% | 0% | 100% | 0% | 0% | 100% | 100% | 0% | 0% | 1
914 | 0% | 0% | 100% | 0% | 0% | 100% | 100% | 0% | 0% | 1
915 | 0% | 0% | 100% | 0% | 0% | 100% | 100% | 0% | 0% | 1
916 | 0% | 0% | 100% | 0% | 0% | 100% | 100% | 0% | 0% | 1
917 | 0% | 0% | 100% | 0% | 0% | 100% | 100% | 0% | 0% | 1
918 | 0% | 0% | 100% | 0% | 0% | 100% | 100% | 0% | 0% | 1
919 | 0% | 0% | 100% | 0% | 0% | 100% | 100% | 0% | 0% | 1
920 | 0% | 0% | 100% | 0% | 0% | 100% | 100% | 0% | 0% | 1
921 | 5.338% | 0% | 100% | 0% | 0% | 100% | 100% | 5.338% | 0% | 1
922 | 25.09% | 0% | 100% | 0% | 0% | 100% | 100% | 25.09% | 0% | 1
923 | 27.17% | 0% | 100% | 0% | 0% | 100% | 100% | 27.17% | 0% | 1
924 | 32.24% | 0% | 100% | 0% | 0% | 100% | 100% | 32.24% | 0% | 1
925 | 32.14% | 0% | 100% | 0% | 0% | 100% | 100% | 32.14% | 0% | 1
926 | 39.28% | 0% | 100% | 0% | 0% | 100% | 100% | 39.28% | 0% | 1
927 | 32.5% | 0% | 100% | 0% | 0% | 100% | 100% | 32.5% | 0% | 1
928 | 14.38% | 0% | 100% | 0% | 0% | 100% | 100% | 14.38% | 0% | 1
929 | 2.705% | 0% | 100% | 0% | 0% | 100% | 100% | 2.705% | 0% | 1
930 | 0% | 0% | 100% | 0% | 0% | 100% | 100% | 0% | 0% | 1
931 | 0% | 0% | 100% | 0% | 0% | 100% | 100% | 0% | 0% | 1
932 | 0% | 0% | 100% | 0% | 0% | 100% | 100% | 0% | 0% | 1
933 | 0% | 0% | 100% | 0% | 0% | 100% | 100% | 0% | 0% | 1
934 | 0% | 0% | 100% | 0% | 0% | 100% | 100% | 0% | 0% | 1
935 | 0% | 0% | 100% | 0% | 0% | 100% | 100% | 0% | 0% | 1
936 | 0% | 0% | 100% | 0% | 0% | 100% | 100% | 0% | 0% | 1
937 | 0% | 0.01199% | 100% | 0% | 0% | 100% | 100% | 0% | 0.01199% | 1
938 | 0% | 0% | 100% | 0% | 0% | 100% | 100% | 0% | 0% | 1
939 | 0% | 0% | 100% | 0% | 0% | 100% | 100% | 0% | 0% | 1
940 | 0% | 0% | 100% | 0% | 0% | 100% | 100% | 0% | 0% | 1
941 | 0% | 0% | 100% | 0% | 0% | 100% | 100% | 0% | 0% | 1
942 | 0% | 0% | 100% | 0% | 0% | 100% | 100% | 0% | 0% | 1
943 | 0% | 0% | 100% | 0% | 0% | 100% | 100% | 0% | 0% | 1
944 | 0% | 0% | 100% | 0% | 0% | 100% | 100% | 0% | 0% | 1
945 | 2.55% | 0% | 100% | 0% | 0% | 100% | 100% | 2.55% | 0% | 1
946 | 21.81% | 0% | 100% | 0% | 0% | 100% | 100% | 21.81% | 0% | 1
947 | 33.32% | 0% | 100% | 0% | 0% | 100% | 100% | 33.32% | 0% | 1
948 | 41.71% | 0% | 100% | 0% | 0% | 100% | 100% | 41.71% | 0% | 1
949 | 38.88% | 0% | 100% | 0% | 0% | 100% | 100% | 38.88% | 0% | 1
950 | 44.2% | 0% | 100% | 0% | 0% | 100% | 100% | 44.2% | 0% | 1
951 | 36.29% | 0% | 100% | 0% | 0% | 100% | 100% | 36.29% | 0% | 1
952 | 14.82% | 0% | 100% | 0% | 0% | 100% | 100% | 14.82% | 0% | 1
953 | 0% | 0% | 100% | 0% | 0% | 100% | 100% | 0% | 0% | 1
954 | 0% | 0% | 100% | 0% | 0% | 100% | 100% | 0% | 0% | 1
955 | 0% | 0% | 100% | 0% | 0% | 100% | 100% | 0% | 0% | 1
956 | 0% | 0% | 100% | 0% | 0% | 100% | 100% | 0% | 0% | 1
957 | 0% | 0% | 100% | 0% | 0% | 100% | 100% | 0% | 0% | 1
958 | 0% | 0% | 100% | 0% | 0% | 100% | 100% | 0% | 0% | 1
959 | 0% | 0% | 100% | 0% | 0% | 100% | 100% | 0% | 0% | 1
960 | 0% | 0% | 100% | 0% | 0% | 100% | 100% | 0% | 0% | 1
961 | 0% | 0% | 100% | 0% | 0% | 100% | 100% | 0% | 0% | 1
962 | 0% | 0% | 100% | 0% | 0% | 100% | 100% | 0% | 0% | 1
963 | 0% | 0% | 100% | 0% | 0% | 100% | 100% | 0% | 0% | 1
964 | 0% | 0% | 100% | 0% | 0% | 100% | 100% | 0% | 0% | 1
965 | 0% | 0% | 100% | 0% | 0% | 100% | 100% | 0% | 0% | 1
966 | 0% | 0% | 100% | 0% | 0% | 100% | 100% | 0% | 0% | 1
967 | 0% | 0% | 100% | 0% | 0% | 100% | 100% | 0% | 0% | 1
968 | 0% | 0% | 100% | 0% | 0% | 100% | 100% | 0% | 0% | 1
969 | 0% | 0% | 100% | 0% | 0% | 100% | 100% | 0% | 0% | 1
970 | 8.662% | 0% | 100% | 0% | 0% | 100% | 100% | 8.662% | 0% | 1
971 | 16.83% | 0% | 100% | 0% | 0% | 100% | 100% | 16.83% | 0% | 1
972 | 25.64% | 0% | 100% | 0% | 0% | 100% | 100% | 25.64% | 0% | 1
973 | 20.17% | 0% | 100% | 0% | 0% | 100% | 100% | 20.17% | 0% | 1
974 | 24.9% | 0% | 100% | 0% | 0% | 100% | 100% | 24.9% | 0% | 1
975 | 24.69% | 0% | 100% | 0% | 0% | 100% | 100% | 24.69% | 0% | 1
976 | 12.26% | 0% | 100% | 0% | 0% | 100% | 100% | 12.26% | 0% | 1
977 | 0% | 0% | 100% | 0% | 0% | 100% | 100% | 0% | 0% | 1
978 | 0% | 0% | 100% | 0% | 0% | 100% | 100% | 0% | 0% | 1
979 | 0% | 0% | 100% | 0% | 0% | 100% | 100% | 0% | 0% | 1
980 | 0% | 0% | 100% | 0% | 0% | 100% | 100% | 0% | 0% | 1
981 | 0% | 0% | 100% | 0% | 0% | 100% | 100% | 0% | 0% | 1
982 | 0% | 0% | 100% | 0% | 0% | 100% | 100% | 0% | 0% | 1
983 | 0% | 0% | 100% | 0% | 0% | 100% | 100% | 0% | 0% | 1
984 | 0% | 0% | 100% | 0% | 0% | 100% | 100% | 0% | 0% | 1
985 | 0% | 0% | 100% | 0% | 0% | 100% | 100% | 0% | 0% | 1
986 | 0% | 0% | 100% | 0% | 0% | 100% | 100% | 0% | 0% | 1
987 | 0% | 0% | 100% | 0% | 0% | 100% | 100% | 0% | 0% | 1
988 | 0% | 0% | 100% | 0% | 0% | 100% | 100% | 0% | 0% | 1
989 | 0% | 0% | 100% | 0% | 0% | 100% | 100% | 0% | 0% | 1
990 | 0% | 0% | 100% | 0% | 0% | 100% | 100% | 0% | 0% | 1
991 | 0% | 0% | 100% | 0% | 0% | 100% | 100% | 0% | 0% | 1
992 | 0% | 0% | 100% | 0% | 0% | 100% | 100% | 0% | 0% | 1
993 | 0% | 0% | 100% | 0% | 0% | 100% | 100% | 0% | 0% | 1
994 | 5.495% | 0% | 100% | 0% | 0% | 100% | 100% | 5.495% | 0% | 1
995 | 14.65% | 0% | 100% | 0% | 0% | 100% | 100% | 14.65% | 0% | 1
996 | 23.44% | 0% | 100% | 0% | 0% | 100% | 100% | 23.44% | 0% | 1
997 | 17.37% | 0% | 100% | 0% | 0% | 100% | 100% | 17.37% | 0% | 1
998 | 25.8% | 0% | 100% | 0% | 0% | 100% | 100% | 25.8% | 0% | 1
999 | 23.63% | 0% | 100% | 0% | 0% | 100% | 100% | 23.63% | 0% | 1
1000 | 13.79% | 0% | 100% | 0% | 0% | 100% | 100% | 13.79% | 0% | 1
1001 | 0% | 0% | 100% | 0% | 0% | 100% | 100% | 0% | 0% | 1
1002 | 0% | 0% | 100% | 0% | 0% | 100% | 100% | 0% | 0% | 1
1003 | 0% | 0% | 100% | 0% | 0% | 100% | 100% | 0% | 0% | 1
1004 | 0% | 0% | 100% | 0% | 0% | 100% | 100% | 0% | 0% | 1
1005 | 0% | 0% | 100% | 0% | 0% | 100% | 100% | 0% | 0% | 1
1006 | 0% | 0% | 100% | 0% | 0% | 100% | 100% | 0% | 0% | 1
1007 | 0% | 0% | 100% | 0% | 0% | 100% | 100% | 0% | 0% | 1
1008 | 0% | 0% | 100% | 0% | 0% | 100% | 100% | 0% | 0% | 1
1009 | 0% | 0% | 100% | 0% | 0% | 100% | 100% | 0% | 0% | 1
1010 | 0% | 0% | 100% | 0% | 0% | 100% | 100% | 0% | 0% | 1
1011 | 0% | 0% | 100% | 0% | 0% | 100% | 100% | 0% | 0% | 1
1012 | 0% | 0% | 100% | 0% | 0% | 100% | 100% | 0% | 0% | 1
1013 | 0% | 0% | 100% | 0% | 0% | 100% | 100% | 0% | 0% | 1
1014 | 0% | 0% | 100% | 0% | 0% | 100% | 100% | 0% | 0% | 1
1015 | 0% | 0% | 100% | 0% | 0% | 100% | 100% | 0% | 0% | 1
1016 | 0% | 0% | 100% | 0% | 0% | 100% | 100% | 0% | 0% | 1
1017 | 0% | 0% | 100% | 0% | 0% | 100% | 100% | 0% | 0% | 1
1018 | 0% | 0% | 100% | 0% | 0% | 100% | 100% | 0% | 0% | 1
1019 | 5.492% | 0% | 100% | 0% | 0% | 100% | 100% | 5.492% | 0% | 1
1020 | 13.31% | 0% | 100% | 0% | 0% | 100% | 100% | 13.31% | 0% | 1
1021 | 13.92% | 0% | 100% | 0% | 0% | 100% | 100% | 13.92% | 0% | 1
1022 | 19.41% | 0% | 100% | 0% | 0% | 100% | 100% | 19.41% | 0% | 1
1023 | 16.83% | 0% | 100% | 0% | 0% | 100% | 100% | 16.83% | 0% | 1
1024 | 11.51% | 0% | 100% | 0% | 0% | 100% | 100% | 11.51% | 0% | 1
1025 | 1.492% | 0% | 100% | 0% | 0% | 100% | 100% | 1.492% | 0% | 1
1026 | 0% | 0% | 100% | 0% | 0% | 100% | 100% | 0% | 0% | 1
1027 | 0% | 0% | 100% | 0% | 0% | 100% | 100% | 0% | 0% | 1
1028 | 0% | 0% | 100% | 0% | 0% | 100% | 100% | 0% | 0% | 1
1029 | 0% | 0% | 100% | 0% | 0% | 100% | 100% | 0% | 0% | 1
1030 | 0% | 0% | 100% | 0% | 0% | 100% | 100% | 0% | 0% | 1
1031 | 0% | 0% | 100% | 0% | 0% | 100% | 100% | 0% | 0% | 1
1032 | 0% | 0% | 100% | 0% | 0% | 100% | 100% | 0% | 0% | 1
1033 | 0% | 0% | 100% | 0% | 0% | 100% | 100% | 0% | 0% | 1
1034 | 0% | 0% | 100% | 0% | 0% | 100% | 100% | 0% | 0% | 1
1035 | 0% | 0% | 100% | 0% | 0% | 100% | 100% | 0% | 0% | 1
1036 | 0% | 0% | 100% | 0% | 0% | 100% | 100% | 0% | 0% | 1
1037 | 0% | 0% | 100% | 0% | 0% | 100% | 100% | 0% | 0% | 1
1038 | 0% | 0% | 100% | 0% | 0% | 100% | 100% | 0% | 0% | 1
1039 | 0% | 0% | 100% | 0% | 0% | 100% | 100% | 0% | 0% | 1
1040 | 0% | 0% | 100% | 0% | 0% | 100% | 100% | 0% | 0% | 1
1041 | 0% | 0% | 100% | 0% | 0% | 100% | 100% | 0% | 0% | 1
1042 | 0% | 0% | 100% | 0% | 0% | 100% | 100% | 0% | 0% | 1
1043 | 0% | 0% | 100% | 0% | 0% | 100% | 100% | 0% | 0% | 1
1044 | 5.878% | 0% | 100% | 0% | 0% | 100% | 100% | 5.878% | 0% | 1
1045 | 11.93% | 0% | 100% | 0% | 0% | 100% | 100% | 11.93% | 0% | 1
1046 | 17.22% | 0% | 100% | 0% | 0% | 100% | 100% | 17.22% | 0% | 1
1047 | 11.6% | 0% | 100% | 0% | 0% | 100% | 100% | 11.6% | 0% | 1
1048 | 2.984% | 0% | 100% | 0% | 0% | 100% | 100% | 2.984% | 0% | 1
1049 | 0% | 0% | 100% | 0% | 0% | 100% | 100% | 0% | 0% | 1
1050 | 0% | 0% | 100% | 0% | 0% | 100% | 100% | 0% | 0% | 1
1051 | 0% | 0% | 100% | 0% | 0% | 100% | 100% | 0% | 0% | 1
1052 | 0% | 0% | 100% | 0% | 0% | 100% | 100% | 0% | 0% | 1
1053 | 0% | 0% | 100% | 0% | 0% | 100% | 100% | 0% | 0% | 1
1054 | 0% | 0% | 100% | 0% | 0% | 100% | 100% | 0% | 0% | 1
1055 | 0% | 0% | 100% | 0% | 0% | 100% | 100% | 0% | 0% | 1
1056 | 0% | 0% | 100% | 0% | 0% | 100% | 100% | 0% | 0% | 1
1057 | 0% | 0% | 100% | 0% | 0% | 100% | 100% | 0% | 0% | 1
1058 | 0% | 0% | 100% | 0% | 0% | 100% | 100% | 0% | 0% | 1
1059 | 0% | 0% | 100% | 0% | 0% | 100% | 100% | 0% | 0% | 1
1060 | 0% | 0% | 100% | 0% | 0% | 100% | 100% | 0% | 0% | 1
1061 | 0% | 0% | 100% | 0% | 0% | 100% | 100% | 0% | 0% | 1
1062 | 0% | 0% | 100% | 0% | 0% | 100% | 100% | 0% | 0% | 1
1063 | 0% | 0% | 100% | 0% | 0% | 100% | 100% | 0% | 0% | 1
1064 | 0% | 0% | 100% | 0% | 0% | 100% | 100% | 0% | 0% | 1
1065 | 0% | 0% | 100% | 0% | 0% | 100% | 100% | 0% | 0% | 1
1066 | 0% | 0% | 100% | 0% | 0% | 100% | 100% | 0% | 0% | 1
1067 | 0% | 0% | 100% | 0% | 0% | 100% | 100% | 0% | 0% | 1
1068 | 4.488% | 0% | 100% | 0% | 0% | 100% | 100% | 4.488% | 0% | 1
1069 | 12.03% | 0.8218% | 100% | 0% | 0% | 100% | 100% | 12.03% | 0.8218% | 1
1070 | 16.46% | 2.29% | 100% | 0% | 0% | 100% | 100% | 16.46% | 2.29% | 1
1071 | 13.46% | 1.633% | 100% | 0% | 0% | 100% | 100% | 13.46% | 1.633% | 1
1072 | 2.103% | 3.067% | 100% | 0% | 0% | 100% | 100% | 2.103% | 3.067% | 1
1073 | 0% | 2.872% | 100% | 0% | 0% | 100% | 100% | 0% | 2.872% | 1
1074 | 0% | 0% | 100% | 0% | 0% | 100% | 100% | 0% | 0% | 1
1075 | 0% | 0% | 100% | 0% | 0% | 100% | 100% | 0% | 0% | 1
1076 | 0% | 0% | 100% | 0% | 0% | 100% | 100% | 0% | 0% | 1
1077 | 0% | 0% | 100% | 0% | 0% | 100% | 100% | 0% | 0% | 1
1078 | 0% | 0% | 100% | 0% | 0% | 100% | 100% | 0% | 0% | 1
1079 | 0% | 0% | 100% | 0% | 0% | 100% | 100% | 0% | 0% | 1
1080 | 0% | 0% | 100% | 0% | 0% | 100% | 100% | 0% | 0% | 1
1081 | 0% | 0% | 100% | 0% | 0% | 100% | 100% | 0% | 0% | 1
1082 | 0% | 0% | 100% | 0% | 0% | 100% | 100% | 0% | 0% | 1
1083 | 0% | 0% | 100% | 0% | 0% | 100% | 100% | 0% | 0% | 1
1084 | 0% | 0% | 100% | 0% | 0% | 100% | 100% | 0% | 0% | 1
1085 | 0% | 0% | 100% | 0% | 0% | 100% | 100% | 0% | 0% | 1
1086 | 0% | 0% | 100% | 0% | 0% | 100% | 100% | 0% | 0% | 1
1087 | 0% | 0% | 100% | 0% | 0% | 100% | 100% | 0% | 0% | 1
1088 | 0% | 0% | 100% | 0% | 0% | 100% | 100% | 0% | 0% | 1
1089 | 0% | 0% | 100% | 0% | 0% | 100% | 100% | 0% | 0% | 1
1090 | 0% | 0% | 100% | 0% | 0% | 100% | 100% | 0% | 0% | 1
1091 | 0% | 0% | 100% | 0% | 0% | 100% | 100% | 0% | 0% | 1
1092 | 3.102% | 0% | 100% | 0% | 0% | 100% | 100% | 3.102% | 0% | 1
1093 | 6.568% | 0% | 100% | 0% | 0% | 100% | 100% | 6.568% | 0% | 1
1094 | 9.859% | 0.6377% | 100% | 0% | 0% | 100% | 100% | 9.859% | 0.6377% | 1
1095 | 10.96% | 0.1687% | 100% | 0% | 0% | 100% | 100% | 10.96% | 0.1687% | 1
1096 | 0% | 1.416% | 100% | 0% | 0% | 100% | 100% | 0% | 1.416% | 1
1097 | 0% | 0% | 100% | 0% | 0% | 100% | 100% | 0% | 0% | 1
1098 | 0% | 0% | 100% | 0% | 0% | 100% | 100% | 0% | 0% | 1
1099 | 0% | 0% | 100% | 0% | 0% | 100% | 100% | 0% | 0% | 1
1100 | 0% | 0% | 100% | 0% | 0% | 100% | 100% | 0% | 0% | 1
1101 | 0% | 0% | 100% | 0% | 0% | 100% | 100% | 0% | 0% | 1
1102 | 0% | 0% | 100% | 0% | 0% | 100% | 100% | 0% | 0% | 1
1103 | 0% | 0% | 100% | 0% | 0% | 100% | 100% | 0% | 0% | 1
1104 | 0% | 0% | 100% | 0% | 0% | 100% | 100% | 0% | 0% | 1
1105 | 0% | 0% | 100% | 0% | 0% | 100% | 100% | 0% | 0% | 1
1106 | 0% | 0% | 100% | 0% | 0% | 100% | 100% | 0% | 0% | 1
1107 | 0% | 0% | 100% | 0% | 0% | 100% | 100% | 0% | 0% | 1
1108 | 0% | 0% | 100% | 0% | 0% | 100% | 100% | 0% | 0% | 1
1109 | 0% | 0% | 100% | 0% | 0% | 100% | 100% | 0% | 0% | 1
1110 | 0% | 0% | 100% | 0% | 0% | 100% | 100% | 0% | 0% | 1
1111 | 0% | 0% | 100% | 0% | 0% | 100% | 100% | 0% | 0% | 1
1112 | 0% | 0% | 100% | 0% | 0% | 100% | 100% | 0% | 0% | 1
1113 | 0% | 0% | 100% | 0% | 0% | 100% | 100% | 0% | 0% | 1
1114 | 3.543% | 0% | 100% | 0% | 0% | 100% | 100% | 3.543% | 0% | 1
1115 | 17.13% | 0% | 100% | 0% | 0% | 100% | 100% | 17.13% | 0% | 1
1116 | 24.29% | 0% | 100% | 0% | 0% | 100% | 100% | 24.29% | 0% | 1
1117 | 21.98% | 0% | 100% | 0% | 0% | 100% | 100% | 21.98% | 0% | 1
1118 | 17.63% | 0% | 100% | 0% | 0% | 100% | 100% | 17.63% | 0% | 1
1119 | 20.35% | 0% | 100% | 0% | 0% | 100% | 100% | 20.35% | 0% | 1
1120 | 4.252% | 0% | 100% | 0% | 0% | 100% | 100% | 4.252% | 0% | 1
1121 | 0% | 0% | 100% | 0% | 0% | 100% | 100% | 0% | 0% | 1
1122 | 0% | 0% | 100% | 0% | 0% | 100% | 100% | 0% | 0% | 1
1123 | 0% | 0% | 100% | 0% | 0% | 100% | 100% | 0% | 0% | 1
1124 | 0% | 0% | 100% | 0% | 0% | 100% | 100% | 0% | 0% | 1
1125 | 0% | 0% | 100% | 0% | 0% | 100% | 100% | 0% | 0% | 1
1126 | 0% | 0% | 100% | 0% | 0% | 100% | 100% | 0% | 0% | 1
1127 | 0% | 0% | 100% | 0% | 0% | 100% | 100% | 0% | 0% | 1
1128 | 0% | 0% | 100% | 0% | 0% | 100% | 100% | 0% | 0% | 1
1129 | 0% | 0% | 100% | 0% | 0% | 100% | 100% | 0% | 0% | 1
1130 | 0% | 0% | 100% | 0% | 0% | 100% | 100% | 0% | 0% | 1
1131 | 0% | 0% | 100% | 0% | 0% | 100% | 100% | 0% | 0% | 1
1132 | 0% | 0% | 100% | 0% | 0% | 100% | 100% | 0% | 0% | 1
1133 | 0% | 0% | 100% | 0% | 0% | 100% | 100% | 0% | 0% | 1
1134 | 0% | 0% | 100% | 0% | 0% | 100% | 100% | 0% | 0% | 1
1135 | 0% | 0% | 100% | 0% | 0% | 100% | 100% | 0% | 0% | 1
1136 | 0% | 0% | 100% | 0% | 0% | 100% | 100% | 0% | 0% | 1
1137 | 0% | 0% | 100% | 0% | 0% | 100% | 100% | 0% | 0% | 1
1138 | 4.903% | 0% | 100% | 0% | 0% | 100% | 100% | 4.903% | 0% | 1
1139 | 14.5% | 0% | 100% | 0% | 0% | 100% | 100% | 14.5% | 0% | 1
1140 | 14.2% | 0% | 100% | 0% | 0% | 100% | 100% | 14.2% | 0% | 1
1141 | 7.11% | 0% | 100% | 0% | 0% | 100% | 100% | 7.11% | 0% | 1
1142 | 4.618% | 0% | 100% | 0% | 0% | 100% | 100% | 4.618% | 0% | 1
1143 | 2.647% | 0% | 100% | 0% | 0% | 100% | 100% | 2.647% | 0% | 1
1144 | 0% | 0% | 100% | 0% | 0% | 100% | 100% | 0% | 0% | 1
1145 | 0% | 0% | 100% | 0% | 0% | 100% | 100% | 0% | 0% | 1
1146 | 0% | 0% | 100% | 0% | 0% | 100% | 100% | 0% | 0% | 1
1147 | 0% | 0% | 100% | 0% | 0% | 100% | 100% | 0% | 0% | 1
1148 | 0% | 0% | 100% | 0% | 0% | 100% | 100% | 0% | 0% | 1
1149 | 0% | 0% | 100% | 0% | 0% | 100% | 100% | 0% | 0% | 1
1150 | 0% | 0% | 100% | 0% | 0% | 100% | 100% | 0% | 0% | 1
1151 | 0% | 0% | 100% | 0% | 0% | 100% | 100% | 0% | 0% | 1
1152 | 0% | 0% | 100% | 0% | 0% | 100% | 100% | 0% | 0% | 1
1153 | 0% | 0% | 100% | 0% | 0% | 100% | 100% | 0% | 0% | 1
1154 | 0% | 0% | 100% | 0% | 0% | 100% | 100% | 0% | 0% | 1
1155 | 0% | 0% | 100% | 0% | 0% | 100% | 100% | 0% | 0% | 1
1156 | 0% | 0% | 100% | 0% | 0% | 100% | 100% | 0% | 0% | 1
1157 | 0% | 0% | 100% | 0% | 0% | 100% | 100% | 0% | 0% | 1
1158 | 0% | 0% | 100% | 0% | 0% | 100% | 100% | 0% | 0% | 1
1159 | 0% | 0% | 100% | 0% | 0% | 100% | 100% | 0% | 0% | 1
1160 | 0% | 0% | 100% | 0% | 0% | 100% | 100% | 0% | 0% | 1
1161 | 0.05411% | 0% | 100% | 0% | 0% | 100% | 100% | 0.05411% | 0% | 1
1162 | 10.26% | 0% | 100% | 0% | 0% | 100% | 100% | 10.26% | 0% | 1
1163 | 22.48% | 0% | 100% | 0% | 0% | 100% | 100% | 22.48% | 0% | 1
1164 | 21.04% | 0% | 100% | 0% | 0% | 100% | 100% | 21.04% | 0% | 1
1165 | 16.18% | 0% | 100% | 0% | 0% | 100% | 100% | 16.18% | 0% | 1
1166 | 12.73% | 0% | 100% | 0% | 0% | 100% | 100% | 12.73% | 0% | 1
1167 | 7.082% | 0% | 100% | 0% | 0% | 100% | 100% | 7.082% | 0% | 1
1168 | 0% | 0% | 100% | 0% | 0% | 100% | 100% | 0% | 0% | 1
1169 | 0% | 0% | 100% | 0% | 0% | 100% | 100% | 0% | 0% | 1
1170 | 0% | 0% | 100% | 0% | 0% | 100% | 100% | 0% | 0% | 1
1171 | 0% | 0% | 100% | 0% | 0% | 100% | 100% | 0% | 0% | 1
1172 | 0% | 0% | 100% | 0% | 0% | 100% | 100% | 0% | 0% | 1
1173 | 0% | 0% | 100% | 0% | 0% | 100% | 100% | 0% | 0% | 1
1174 | 0% | 0% | 100% | 0% | 0% | 100% | 100% | 0% | 0% | 1
1175 | 0% | 0% | 100% | 0% | 0% | 100% | 100% | 0% | 0% | 1
1176 | 0% | 0% | 100% | 0% | 0% | 100% | 100% | 0% | 0% | 1
1177 | 0% | 0% | 100% | 0% | 0% | 100% | 100% | 0% | 0% | 1
1178 | 0% | 0% | 100% | 0% | 0% | 100% | 100% | 0% | 0% | 1
1179 | 0% | 0% | 100% | 0% | 0% | 100% | 100% | 0% | 0% | 1
1180 | 0% | 0% | 100% | 0% | 0% | 100% | 100% | 0% | 0% | 1
1181 | 0% | 0% | 100% | 0% | 0% | 100% | 100% | 0% | 0% | 1
1182 | 0% | 0% | 100% | 0% | 0% | 100% | 100% | 0% | 0% | 1
1183 | 0% | 0% | 100% | 0% | 0% | 100% | 100% | 0% | 0% | 1
1184 | 0% | 0% | 100% | 0% | 0% | 100% | 100% | 0% | 0% | 1
1185 | 0% | 0% | 100% | 0% | 0% | 100% | 100% | 0% | 0% | 1
1186 | 7.642% | 0% | 100% | 0% | 0% | 100% | 100% | 7.642% | 0% | 1
1187 | 19.85% | 0% | 100% | 0% | 0% | 100% | 100% | 19.85% | 0% | 1
1188 | 12.4% | 0% | 100% | 0% | 0% | 100% | 100% | 12.4% | 0% | 1
1189 | 10.93% | 0% | 100% | 0% | 0% | 100% | 100% | 10.93% | 0% | 1
1190 | 13.04% | 0% | 100% | 0% | 0% | 100% | 100% | 13.04% | 0% | 1
1191 | 3.826% | 0% | 100% | 0% | 0% | 100% | 100% | 3.826% | 0% | 1
1192 | 0% | 0% | 100% | 0% | 0% | 100% | 100% | 0% | 0% | 1
1193 | 0% | 0% | 100% | 0% | 0% | 100% | 100% | 0% | 0% | 1
1194 | 0% | 0% | 100% | 0% | 0% | 100% | 100% | 0% | 0% | 1
1195 | 0% | 0% | 100% | 0% | 0% | 100% | 100% | 0% | 0% | 1
1196 | 0% | 0% | 100% | 0% | 0% | 100% | 100% | 0% | 0% | 1
1197 | 0% | 0% | 100% | 0% | 0% | 100% | 100% | 0% | 0% | 1
1198 | 0% | 0% | 100% | 0% | 0% | 100% | 100% | 0% | 0% | 1
1199 | 0% | 0% | 100% | 0% | 0% | 100% | 100% | 0% | 0% | 1
1200 | 0% | 0% | 100% | 0% | 0% | 100% | 100% | 0% | 0% | 1
1201 | 0% | 0% | 100% | 0% | 0% | 100% | 100% | 0% | 0% | 1
1202 | 0% | 0% | 100% | 0% | 0% | 100% | 100% | 0% | 0% | 1
1203 | 0% | 0% | 100% | 0% | 0% | 100% | 100% | 0% | 0% | 1
1204 | 0% | 0% | 100% | 0% | 0% | 100% | 100% | 0% | 0% | 1
1205 | 0% | 0% | 100% | 0% | 0% | 100% | 100% | 0% | 0% | 1
1206 | 0% | 0% | 100% | 0% | 0% | 100% | 100% | 0% | 0% | 1
1207 | 0% | 0% | 100% | 0% | 0% | 100% | 100% | 0% | 0% | 1
1208 | 0% | 0% | 100% | 0% | 0% | 100% | 100% | 0% | 0% | 1
1209 | 0% | 0% | 100% | 0% | 0% | 100% | 100% | 0% | 0% | 1
1210 | 4.395% | 0% | 100% | 0% | 0% | 100% | 100% | 4.395% | 0% | 1
1211 | 19.89% | 0% | 100% | 0% | 0% | 100% | 100% | 19.89% | 0% | 1
1212 | 21.25% | 0% | 100% | 0% | 0% | 100% | 100% | 21.25% | 0% | 1
1213 | 30.89% | 0% | 100% | 0% | 0% | 100% | 100% | 30.89% | 0% | 1
1214 | 27.98% | 0% | 100% | 0% | 0% | 100% | 100% | 27.98% | 0% | 1
1215 | 18.74% | 0% | 100% | 0% | 0% | 100% | 100% | 18.74% | 0% | 1
1216 | 11.99% | 0% | 100% | 0% | 0% | 100% | 100% | 11.99% | 0% | 1
1217 | 3.679% | 0% | 100% | 0% | 0% | 100% | 100% | 3.679% | 0% | 1
1218 | 0% | 0% | 100% | 0% | 0% | 100% | 100% | 0% | 0% | 1
1219 | 0% | 0% | 100% | 0% | 0% | 100% | 100% | 0% | 0% | 1
1220 | 0% | 0% | 100% | 0% | 0% | 100% | 100% | 0% | 0% | 1
1221 | 0% | 0% | 100% | 0% | 0% | 100% | 100% | 0% | 0% | 1
1222 | 0% | 0% | 100% | 0% | 0% | 100% | 100% | 0% | 0% | 1
1223 | 0% | 0% | 100% | 0% | 0% | 100% | 100% | 0% | 0% | 1
1224 | 0% | 0% | 100% | 0% | 0% | 100% | 100% | 0% | 0% | 1
1225 | 0% | 0% | 100% | 0% | 0% | 100% | 100% | 0% | 0% | 1
1226 | 0% | 0% | 100% | 0% | 0% | 100% | 100% | 0% | 0% | 1
1227 | 0% | 0% | 100% | 0% | 0% | 100% | 100% | 0% | 0% | 1
1228 | 0% | 0% | 100% | 0% | 0% | 100% | 100% | 0% | 0% | 1
1229 | 0% | 0% | 100% | 0% | 0% | 100% | 100% | 0% | 0% | 1
1230 | 0% | 0% | 100% | 0% | 0% | 100% | 100% | 0% | 0% | 1
1231 | 0% | 0% | 100% | 0% | 0% | 100% | 100% | 0% | 0% | 1
1232 | 0% | 0% | 100% | 0% | 0% | 100% | 100% | 0% | 0% | 1
1233 | 0% | 0% | 100% | 0% | 0% | 100% | 100% | 0% | 0% | 1
1234 | 0% | 0% | 100% | 0% | 0% | 100% | 100% | 0% | 0% | 1
1235 | 4.749% | 0% | 100% | 0% | 0% | 100% | 100% | 4.749% | 0% | 1
1236 | 8.384% | 0% | 100% | 0% | 0% | 100% | 100% | 8.384% | 0% | 1
1237 | 14.69% | 0% | 100% | 0% | 0% | 100% | 100% | 14.69% | 0% | 1
1238 | 14.39% | 0% | 100% | 0% | 0% | 100% | 100% | 14.39% | 0% | 1
1239 | 9.78% | 0% | 100% | 0% | 0% | 100% | 100% | 9.78% | 0% | 1
1240 | 2.469% | 0% | 100% | 0% | 0% | 100% | 100% | 2.469% | 0% | 1
1241 | 0% | 0% | 100% | 0% | 0% | 100% | 100% | 0% | 0% | 1
1242 | 0% | 0% | 100% | 0% | 0% | 100% | 100% | 0% | 0% | 1
1243 | 0% | 0% | 100% | 0% | 0% | 100% | 100% | 0% | 0% | 1
1244 | 0% | 0% | 100% | 0% | 0% | 100% | 100% | 0% | 0% | 1
1245 | 0% | 0% | 100% | 0% | 0% | 100% | 100% | 0% | 0% | 1
1246 | 0% | 0% | 100% | 0% | 0% | 100% | 100% | 0% | 0% | 1
1247 | 0% | 0% | 100% | 0% | 0% | 100% | 100% | 0% | 0% | 1
1248 | 0% | 0% | 100% | 0% | 0% | 100% | 100% | 0% | 0% | 1
1249 | 0% | 0% | 100% | 0% | 0% | 100% | 100% | 0% | 0% | 1
1250 | 0% | 0% | 100% | 0% | 0% | 100% | 100% | 0% | 0% | 1
1251 | 0% | 0% | 100% | 0% | 0% | 100% | 100% | 0% | 0% | 1
1252 | 0% | 0% | 100% | 0% | 0% | 100% | 100% | 0% | 0% | 1
1253 | 0% | 0% | 100% | 0% | 0% | 100% | 100% | 0% | 0% | 1
1254 | 0% | 0% | 100% | 0% | 0% | 100% | 100% | 0% | 0% | 1
1255 | 0% | 0% | 100% | 0% | 0% | 100% | 100% | 0% | 0% | 1
1256 | 0% | 0% | 100% | 0% | 0% | 100% | 100% | 0% | 0% | 1
1257 | 0% | 0% | 100% | 0% | 0% | 100% | 100% | 0% | 0% | 1
1258 | 1.256% | 0% | 100% | 0% | 0% | 100% | 100% | 1.256% | 0% | 1
1259 | 14.02% | 0% | 100% | 0% | 0% | 100% | 100% | 14.02% | 0% | 1
1260 | 21.04% | 0% | 100% | 0% | 0% | 100% | 100% | 21.04% | 0% | 1
1261 | 25.76% | 0% | 100% | 0% | 0% | 100% | 100% | 25.76% | 0% | 1
1262 | 21.71% | 0% | 100% | 0% | 0% | 100% | 100% | 21.71% | 0% | 1
1263 | 18.92% | 0% | 100% | 0% | 0% | 100% | 100% | 18.92% | 0% | 1
1264 | 7.313% | 0% | 100% | 0% | 0% | 100% | 100% | 7.313% | 0% | 1
1265 | 2.811% | 0% | 100% | 0% | 0% | 100% | 100% | 2.811% | 0% | 1
1266 | 0% | 0% | 100% | 0% | 0% | 100% | 100% | 0% | 0% | 1
1267 | 0% | 0% | 100% | 0% | 0% | 100% | 100% | 0% | 0% | 1
1268 | 0% | 0% | 100% | 0% | 0% | 100% | 100% | 0% | 0% | 1
1269 | 0% | 0% | 100% | 0% | 0% | 100% | 100% | 0% | 0% | 1
1270 | 0% | 0% | 100% | 0% | 0% | 100% | 100% | 0% | 0% | 1
1271 | 0% | 0% | 100% | 0% | 0% | 100% | 100% | 0% | 0% | 1
1272 | 0% | 0% | 100% | 0% | 0% | 100% | 100% | 0% | 0% | 1
1273 | 0% | 0% | 100% | 0% | 0% | 100% | 100% | 0% | 0% | 1
1274 | 0% | 0% | 100% | 0% | 0% | 100% | 100% | 0% | 0% | 1
1275 | 0% | 0% | 100% | 0% | 0% | 100% | 100% | 0% | 0% | 1
1276 | 0% | 0% | 100% | 0% | 0% | 100% | 100% | 0% | 0% | 1
1277 | 0% | 0% | 100% | 0% | 0% | 100% | 100% | 0% | 0% | 1
1278 | 0% | 0% | 100% | 0% | 0% | 100% | 100% | 0% | 0% | 1
1279 | 0% | 0% | 100% | 0% | 0% | 100% | 100% | 0% | 0% | 1
1280 | 0% | 0% | 100% | 0% | 0% | 100% | 100% | 0% | 0% | 1
1281 | 0% | 0% | 100% | 0% | 0% | 100% | 100% | 0% | 0% | 1
1282 | 0% | 0% | 100% | 0% | 0% | 100% | 100% | 0% | 0% | 1
1283 | 0% | 0% | 100% | 0% | 0% | 100% | 100% | 0% | 0% | 1
1284 | 8.828% | 0% | 100% | 0% | 0% | 100% | 100% | 8.828% | 0% | 1
1285 | 14.22% | 0% | 100% | 0% | 0% | 100% | 100% | 14.22% | 0% | 1
1286 | 14.49% | 0% | 100% | 0% | 0% | 100% | 100% | 14.49% | 0% | 1
1287 | 14.51% | 0% | 100% | 0% | 0% | 100% | 100% | 14.51% | 0% | 1
1288 | 5.447% | 0% | 100% | 0% | 0% | 100% | 100% | 5.447% | 0% | 1
1289 | 1.755% | 0% | 100% | 0% | 0% | 100% | 100% | 1.755% | 0% | 1
1290 | 0% | 0% | 100% | 0% | 0% | 100% | 100% | 0% | 0% | 1
1291 | 0% | 0% | 100% | 0% | 0% | 100% | 100% | 0% | 0% | 1
1292 | 0% | 0% | 100% | 0% | 0% | 100% | 100% | 0% | 0% | 1
1293 | 0% | 0% | 100% | 0% | 0% | 100% | 100% | 0% | 0% | 1
1294 | 0% | 0% | 100% | 0% | 0% | 100% | 100% | 0% | 0% | 1
1295 | 0% | 0% | 100% | 0% | 0% | 100% | 100% | 0% | 0% | 1
1296 | 0% | 0% | 100% | 0% | 0% | 100% | 100% | 0% | 0% | 1
1297 | 0% | 0% | 100% | 0% | 0% | 100% | 100% | 0% | 0% | 1
1298 | 0% | 0% | 100% | 0% | 0% | 100% | 100% | 0% | 0% | 1
1299 | 0% | 0% | 100% | 0% | 0% | 100% | 100% | 0% | 0% | 1
1300 | 0% | 0% | 100% | 0% | 0% | 100% | 100% | 0% | 0% | 1
1301 | 0% | 0% | 100% | 0% | 0% | 100% | 100% | 0% | 0% | 1
1302 | 0% | 0% | 100% | 0% | 0% | 100% | 100% | 0% | 0% | 1
1303 | 0% | 0.9767% | 100% | 0% | 0% | 100% | 100% | 0% | 0.9767% | 1
1304 | 0% | 0.6488% | 100% | 0% | 0% | 100% | 100% | 0% | 0.6488% | 1
1305 | 0% | 0% | 100% | 0% | 0% | 100% | 100% | 0% | 0% | 1
1306 | 0% | 0% | 100% | 0% | 0% | 100% | 100% | 0% | 0% | 1
1307 | 3.74% | 0% | 100% | 0% | 0% | 100% | 100% | 3.74% | 0% | 1
1308 | 19.91% | 0% | 100% | 0% | 0% | 100% | 100% | 19.91% | 0% | 1
1309 | 24.39% | 0.1122% | 100% | 0% | 0% | 100% | 100% | 24.39% | 0.1122% | 1
1310 | 22.45% | 1.504% | 100% | 0% | 0% | 100% | 100% | 22.45% | 1.504% | 1
1311 | 13.57% | 2.273% | 100% | 0% | 0% | 100% | 100% | 13.57% | 2.273% | 1
1312 | 7.898% | 1.138% | 100% | 0% | 0% | 100% | 100% | 7.898% | 1.138% | 1
1313 | 0.6342% | 0.508% | 100% | 0% | 0% | 100% | 100% | 0.6342% | 0.508% | 1
1314 | 0% | 0.3097% | 100% | 0% | 0% | 100% | 100% | 0% | 0.3097% | 1
1315 | 0% | 0% | 100% | 0% | 0% | 100% | 100% | 0% | 0% | 1
1316 | 0% | 0% | 100% | 0% | 0% | 100% | 100% | 0% | 0% | 1
1317 | 0% | 0% | 100% | 0% | 0% | 100% | 100% | 0% | 0% | 1
1318 | 0% | 0% | 100% | 0% | 0% | 100% | 100% | 0% | 0% | 1
1319 | 0% | 0% | 100% | 0% | 0% | 100% | 100% | 0% | 0% | 1
1320 | 0% | 0% | 100% | 0% | 0% | 100% | 100% | 0% | 0% | 1
1321 | 0% | 0% | 100% | 0% | 0% | 100% | 100% | 0% | 0% | 1
1322 | 0% | 0% | 100% | 0% | 0% | 100% | 100% | 0% | 0% | 1
1323 | 0% | 0% | 100% | 0% | 0% | 100% | 100% | 0% | 0% | 1
1324 | 0% | 0% | 100% | 0% | 0% | 100% | 100% | 0% | 0% | 1
1325 | 0% | 0% | 100% | 0% | 0% | 100% | 100% | 0% | 0% | 1
1326 | 0% | 0% | 100% | 0% | 0% | 100% | 100% | 0% | 0% | 1
1327 | 0% | 0% | 100% | 0% | 0% | 100% | 100% | 0% | 0% | 1
1328 | 0% | 0% | 100% | 0% | 0% | 100% | 100% | 0% | 0% | 1
1329 | 0% | 0% | 100% | 0% | 0% | 100% | 100% | 0% | 0% | 1
1330 | 0% | 0% | 100% | 0% | 0% | 100% | 100% | 0% | 0% | 1
1331 | 0% | 0% | 100% | 0% | 0% | 100% | 100% | 0% | 0% | 1
1332 | 17.35% | 0% | 100% | 0% | 0% | 100% | 100% | 17.35% | 0% | 1
1333 | 22.47% | 0.05531% | 100% | 0% | 0% | 100% | 100% | 22.47% | 0.05531% | 1
1334 | 17.95% | 1.278% | 100% | 0% | 0% | 100% | 100% | 17.95% | 1.278% | 1
1335 | 7.943% | 2.719% | 100% | 0% | 0% | 100% | 100% | 7.943% | 2.719% | 1
1336 | 0.908% | 0.7571% | 100% | 0% | 0% | 100% | 100% | 0.908% | 0.7571% | 1
1337 | 0% | 0.09472% | 100% | 0% | 0% | 100% | 100% | 0% | 0.09472% | 1
1338 | 0% | 0% | 100% | 0% | 0% | 100% | 100% | 0% | 0% | 1
1339 | 0% | 0% | 100% | 0% | 0% | 100% | 100% | 0% | 0% | 1
1340 | 0% | 0% | 100% | 0% | 0% | 100% | 100% | 0% | 0% | 1
1341 | 0% | 0% | 100% | 0% | 0% | 100% | 100% | 0% | 0% | 1
1342 | 0% | 0% | 100% | 0% | 0% | 100% | 100% | 0% | 0% | 1
1343 | 0% | 0% | 100% | 0% | 0% | 100% | 100% | 0% | 0% | 1
1344 | 0% | 0% | 100% | 0% | 0% | 100% | 100% | 0% | 0% | 1
1345 | 0% | 0% | 100% | 0% | 0% | 100% | 100% | 0% | 0% | 1
1346 | 0% | 0% | 100% | 0% | 0% | 100% | 100% | 0% | 0% | 1
1347 | 0% | 0% | 100% | 0% | 0% | 100% | 100% | 0% | 0% | 1
1348 | 0% | 0% | 100% | 0% | 0% | 100% | 100% | 0% | 0% | 1
1349 | 0% | 0% | 100% | 0% | 0% | 100% | 100% | 0% | 0% | 1
1350 | 0% | 0% | 100% | 0% | 0% | 100% | 100% | 0% | 0% | 1
1351 | 0% | 0% | 100% | 0% | 0% | 100% | 100% | 0% | 0% | 1
1352 | 0% | 0% | 100% | 0% | 0% | 100% | 100% | 0% | 0% | 1
1353 | 0% | 0% | 100% | 0% | 0% | 100% | 100% | 0% | 0% | 1
1354 | 1.378% | 0% | 100% | 0% | 0% | 100% | 100% | 1.378% | 0% | 1
1355 | 11.29% | 0% | 100% | 0% | 0% | 100% | 100% | 11.29% | 0% | 1
1356 | 27.02% | 0.1304% | 100% | 0% | 0% | 100% | 100% | 27.02% | 0.1304% | 1
1357 | 27.1% | 0% | 100% | 0% | 0% | 100% | 100% | 27.1% | 0% | 1
1358 | 16.35% | 0.1424% | 100% | 0% | 0% | 100% | 100% | 16.35% | 0.1424% | 1
1359 | 6.315% | 1.543% | 100% | 0% | 0% | 100% | 100% | 6.315% | 1.543% | 1
1360 | 0% | 1.149% | 100% | 0% | 0% | 100% | 100% | 0% | 1.149% | 1
1361 | 0% | 0% | 100% | 0% | 0% | 100% | 100% | 0% | 0% | 1
1362 | 0% | 0% | 100% | 0% | 0% | 100% | 100% | 0% | 0% | 1
1363 | 0% | 0% | 100% | 0% | 0% | 100% | 100% | 0% | 0% | 1
1364 | 0% | 0% | 100% | 0% | 0% | 100% | 100% | 0% | 0% | 1
1365 | 0% | 0% | 100% | 0% | 0% | 100% | 100% | 0% | 0% | 1
1366 | 0% | 0% | 100% | 0% | 0% | 100% | 100% | 0% | 0% | 1
1367 | 0% | 0% | 100% | 0% | 0% | 100% | 100% | 0% | 0% | 1
1368 | 0% | 0% | 100% | 0% | 0% | 100% | 100% | 0% | 0% | 1
1369 | 0% | 0% | 100% | 0% | 0% | 100% | 100% | 0% | 0% | 1
1370 | 0% | 0% | 100% | 0% | 0% | 100% | 100% | 0% | 0% | 1
1371 | 0% | 0% | 100% | 0% | 0% | 100% | 100% | 0% | 0% | 1
1372 | 0% | 0% | 100% | 0% | 0% | 100% | 100% | 0% | 0% | 1
1373 | 0% | 0% | 100% | 0% | 0% | 100% | 100% | 0% | 0% | 1
1374 | 0% | 0% | 100% | 0% | 0% | 100% | 100% | 0% | 0% | 1
1375 | 0% | 0% | 100% | 0% | 0% | 100% | 100% | 0% | 0% | 1
1376 | 0% | 0% | 100% | 0% | 0% | 100% | 100% | 0% | 0% | 1
1377 | 0% | 0% | 100% | 0% | 0% | 100% | 100% | 0% | 0% | 1
1378 | 0% | 0% | 100% | 0% | 0% | 100% | 100% | 0% | 0% | 1
1379 | 2.489% | 0% | 100% | 0% | 0% | 100% | 100% | 2.489% | 0% | 1
1380 | 10.52% | 0% | 100% | 0% | 0% | 100% | 100% | 10.52% | 0% | 1
1381 | 10.44% | 0% | 100% | 0% | 0% | 100% | 100% | 10.44% | 0% | 1
1382 | 4.269% | 0% | 100% | 0% | 0% | 100% | 100% | 4.269% | 0% | 1
1383 | 1.538% | 0.4795% | 100% | 0% | 0% | 100% | 100% | 1.538% | 0.4795% | 1
1384 | 0% | 0.1853% | 100% | 0% | 0% | 100% | 100% | 0% | 0.1853% | 1
1385 | 0% | 0% | 100% | 0% | 0% | 100% | 100% | 0% | 0% | 1
1386 | 0% | 0% | 100% | 0% | 0% | 100% | 100% | 0% | 0% | 1
1387 | 0% | 0% | 100% | 0% | 0% | 100% | 100% | 0% | 0% | 1
1388 | 0% | 0% | 100% | 0% | 0% | 100% | 100% | 0% | 0% | 1
1389 | 0% | 0% | 100% | 0% | 0% | 100% | 100% | 0% | 0% | 1
1390 | 0% | 0% | 100% | 0% | 0% | 100% | 100% | 0% | 0% | 1
1391 | 0% | 0% | 100% | 0% | 0% | 100% | 100% | 0% | 0% | 1
1392 | 0% | 0% | 100% | 0% | 0% | 100% | 100% | 0% | 0% | 1
1393 | 0% | 0% | 100% | 0% | 0% | 100% | 100% | 0% | 0% | 1
1394 | 0% | 0% | 100% | 0% | 0% | 100% | 100% | 0% | 0% | 1
1395 | 0% | 0% | 100% | 0% | 0% | 100% | 100% | 0% | 0% | 1
1396 | 0% | 0% | 100% | 0% | 0% | 100% | 100% | 0% | 0% | 1
1397 | 0% | 0% | 100% | 0% | 0% | 100% | 100% | 0% | 0% | 1
1398 | 0% | 1.147% | 100% | 0% | 0% | 100% | 100% | 0% | 1.147% | 1
1399 | 0% | 4.341% | 100% | 0% | 0% | 100% | 100% | 0% | 4.341% | 1
1400 | 0% | 3.408% | 100% | 0% | 0% | 100% | 100% | 0% | 3.408% | 1
1401 | 0% | 1.292% | 100% | 0% | 0% | 100% | 100% | 0% | 1.292% | 1
1402 | 0% | 3.336% | 100% | 0% | 0% | 100% | 100% | 0% | 3.336% | 1
1403 | 0% | 3.367% | 100% | 0% | 0% | 100% | 100% | 0% | 3.367% | 1
1404 | 0% | 4.304% | 100% | 0% | 0% | 100% | 100% | 0% | 4.304% | 1
1405 | 0% | 4.543% | 100% | 0% | 0% | 100% | 100% | 0% | 4.543% | 1
1406 | 0% | 4.478% | 100% | 0% | 0% | 100% | 100% | 0% | 4.478% | 1
1407 | 0% | 4.031% | 100% | 0% | 0% | 100% | 100% | 0% | 4.031% | 1
1408 | 0% | 2.774% | 100% | 0% | 0% | 100% | 100% | 0% | 2.774% | 1
1409 | 0% | 1.282% | 100% | 0% | 0% | 100% | 100% | 0% | 1.282% | 1
1410 | 0% | 0% | 100% | 0% | 0% | 100% | 100% | 0% | 0% | 1
1411 | 0% | 0% | 100% | 0% | 0% | 100% | 100% | 0% | 0% | 1
1412 | 0% | 0% | 100% | 0% | 0% | 100% | 100% | 0% | 0% | 1
1413 | 0% | 0% | 100% | 0% | 0% | 100% | 100% | 0% | 0% | 1
1414 | 0% | 0% | 100% | 0% | 0% | 100% | 100% | 0% | 0% | 1
1415 | 0% | 0% | 100% | 0% | 0% | 100% | 100% | 0% | 0% | 1
1416 | 0% | 0% | 100% | 0% | 0% | 100% | 100% | 0% | 0% | 1
1417 | 0% | 0% | 100% | 0% | 0% | 100% | 100% | 0% | 0% | 1
1418 | 0% | 0% | 100% | 0% | 0% | 100% | 100% | 0% | 0% | 1
1419 | 0% | 0% | 100% | 0% | 0% | 100% | 100% | 0% | 0% | 1
1420 | 0% | 0% | 100% | 0% | 0% | 100% | 100% | 0% | 0% | 1
1421 | 0% | 0% | 100% | 0% | 0% | 100% | 100% | 0% | 0% | 1
1422 | 0% | 0% | 100% | 0% | 0% | 100% | 100% | 0% | 0% | 1
1423 | 0% | 2.213% | 100% | 0% | 0% | 100% | 100% | 0% | 2.213% | 1
1424 | 0% | 3.247% | 100% | 0% | 0% | 100% | 100% | 0% | 3.247% | 1
1425 | 0% | 1.904% | 100% | 0% | 0% | 100% | 100% | 0% | 1.904% | 1
1426 | 0% | 1.472% | 100% | 0% | 0% | 100% | 100% | 0% | 1.472% | 1
1427 | 0% | 1.029% | 100% | 0% | 0% | 100% | 100% | 0% | 1.029% | 1
1428 | 0% | 2.396% | 100% | 0% | 0% | 100% | 100% | 0% | 2.396% | 1
1429 | 0% | 3.437% | 100% | 0% | 0% | 100% | 100% | 0% | 3.437% | 1
1430 | 0% | 2.279% | 100% | 0% | 0% | 100% | 100% | 0% | 2.279% | 1
1431 | 0% | 1.455% | 100% | 0% | 0% | 100% | 100% | 0% | 1.455% | 1
1432 | 0% | 1.221% | 100% | 0% | 0% | 100% | 100% | 0% | 1.221% | 1
1433 | 0% | 0.9863% | 100% | 0% | 0% | 100% | 100% | 0% | 0.9863% | 1
1434 | 0% | 0% | 100% | 0% | 0% | 100% | 100% | 0% | 0% | 1
1435 | 0% | 0% | 100% | 0% | 0% | 100% | 100% | 0% | 0% | 1
1436 | 0% | 0.5535% | 100% | 0% | 0% | 100% | 100% | 0% | 0.5535% | 1
1437 | 0% | 0.4535% | 100% | 0% | 0% | 100% | 100% | 0% | 0.4535% | 1
1438 | 0% | 0% | 100% | 0% | 0% | 100% | 100% | 0% | 0% | 1
1439 | 0% | 0% | 100% | 0% | 0% | 100% | 100% | 0% | 0% | 1
1440 | 0% | 0% | 100% | 0% | 0% | 100% | 100% | 0% | 0% | 1
1441 | 0% | 0% | 100% | 0% | 0% | 100% | 100% | 0% | 0% | 1
1442 | 0% | 0% | 100% | 0% | 0% | 100% | 100% | 0% | 0% | 1
1443 | 0% | 0% | 100% | 0% | 0% | 100% | 100% | 0% | 0% | 1
1444 | 0% | 0% | 100% | 0% | 0% | 100% | 100% | 0% | 0% | 1
1445 | 0% | 0% | 100% | 0% | 0% | 100% | 100% | 0% | 0% | 1
1446 | 0% | 0% | 100% | 0% | 0% | 100% | 100% | 0% | 0% | 1
1447 | 0% | 3.578% | 100% | 0% | 0% | 100% | 100% | 0% | 3.578% | 1
1448 | 0% | 4.777% | 100% | 0% | 0% | 100% | 100% | 0% | 4.777% | 1
1449 | 0% | 2.81% | 100% | 0% | 0% | 100% | 100% | 0% | 2.81% | 1
1450 | 0% | 2.724% | 100% | 0% | 0% | 100% | 100% | 0% | 2.724% | 1
1451 | 0% | 3.033% | 100% | 0% | 0% | 100% | 100% | 0% | 3.033% | 1
1452 | 0% | 5.208% | 100% | 0% | 0% | 100% | 100% | 0% | 5.208% | 1
1453 | 0% | 5.166% | 100% | 0% | 0% | 100% | 100% | 0% | 5.166% | 1
1454 | 0% | 4.668% | 100% | 0% | 0% | 100% | 100% | 0% | 4.668% | 1
1455 | 0% | 3.614% | 100% | 0% | 0% | 100% | 100% | 0% | 3.614% | 1
1456 | 0% | 3.47% | 100% | 0% | 0% | 100% | 100% | 0% | 3.47% | 1
1457 | 0% | 1.371% | 100% | 0% | 0% | 100% | 100% | 0% | 1.371% | 1
1458 | 0% | 0% | 100% | 0% | 0% | 100% | 100% | 0% | 0% | 1
1459 | 0% | 0% | 100% | 0% | 0% | 100% | 100% | 0% | 0% | 1
1460 | 0% | 0% | 100% | 0% | 0% | 100% | 100% | 0% | 0% | 1
1461 | 0% | 0% | 100% | 0% | 0% | 100% | 100% | 0% | 0% | 1
1462 | 0% | 0% | 100% | 0% | 0% | 100% | 100% | 0% | 0% | 1
1463 | 0% | 0% | 100% | 0% | 0% | 100% | 100% | 0% | 0% | 1
1464 | 0% | 0% | 100% | 0% | 0% | 100% | 100% | 0% | 0% | 1
1465 | 0% | 0% | 100% | 0% | 0% | 100% | 100% | 0% | 0% | 1
1466 | 0% | 0% | 100% | 0% | 0% | 100% | 100% | 0% | 0% | 1
1467 | 0% | 0% | 100% | 0% | 0% | 100% | 100% | 0% | 0% | 1
1468 | 0% | 0% | 100% | 0% | 0% | 100% | 100% | 0% | 0% | 1
1469 | 0% | 0% | 100% | 0% | 0% | 100% | 100% | 0% | 0% | 1
1470 | 0% | 0% | 100% | 0% | 0% | 100% | 100% | 0% | 0% | 1
1471 | 0% | 0.8625% | 100% | 0% | 0% | 100% | 100% | 0% | 0.8625% | 1
1472 | 0% | 2.154% | 100% | 0% | 0% | 100% | 100% | 0% | 2.154% | 1
1473 | 0% | 2.007% | 100% | 0% | 0% | 100% | 100% | 0% | 2.007% | 1
1474 | 0% | 0.7629% | 100% | 0% | 0% | 100% | 100% | 0% | 0.7629% | 1
1475 | 1.366% | 2.91% | 100% | 0% | 0% | 100% | 100% | 1.366% | 2.91% | 1
1476 | 5.578% | 4.203% | 100% | 0% | 0% | 100% | 100% | 5.578% | 4.203% | 1
1477 | 11.62% | 4.092% | 100% | 0% | 0% | 100% | 100% | 11.62% | 4.092% | 1
1478 | 3.706% | 4.549% | 100% | 0% | 0% | 100% | 100% | 3.706% | 4.549% | 1
1479 | 5.984% | 2.866% | 100% | 0% | 0% | 100% | 100% | 5.984% | 2.866% | 1
1480 | 0% | 1.285% | 100% | 0% | 0% | 100% | 100% | 0% | 1.285% | 1
1481 | 0% | 0% | 100% | 0% | 0% | 100% | 100% | 0% | 0% | 1
1482 | 0% | 0% | 100% | 0% | 0% | 100% | 100% | 0% | 0% | 1
1483 | 0% | 0% | 100% | 0% | 0% | 100% | 100% | 0% | 0% | 1
1484 | 0% | 0% | 100% | 0% | 0% | 100% | 100% | 0% | 0% | 1
1485 | 0% | 0% | 100% | 0% | 0% | 100% | 100% | 0% | 0% | 1
1486 | 0% | 0% | 100% | 0% | 0% | 100% | 100% | 0% | 0% | 1
1487 | 0% | 0% | 100% | 0% | 0% | 100% | 100% | 0% | 0% | 1
1488 | 0% | 0% | 100% | 0% | 0% | 100% | 100% | 0% | 0% | 1
1489 | 0% | 0% | 100% | 0% | 0% | 100% | 100% | 0% | 0% | 1
1490 | 0% | 0% | 100% | 0% | 0% | 100% | 100% | 0% | 0% | 1
1491 | 0% | 0% | 100% | 0% | 0% | 100% | 100% | 0% | 0% | 1
1492 | 0% | 0% | 100% | 0% | 0% | 100% | 100% | 0% | 0% | 1
1493 | 0% | 0% | 100% | 0% | 0% | 100% | 100% | 0% | 0% | 1
1494 | 0% | 0% | 100% | 0% | 0% | 100% | 100% | 0% | 0% | 1
1495 | 0% | 0% | 100% | 0% | 0% | 100% | 100% | 0% | 0% | 1
1496 | 0% | 0.1936% | 100% | 0% | 0% | 100% | 100% | 0% | 0.1936% | 1
1497 | 0% | 0.7971% | 100% | 0% | 0% | 100% | 100% | 0% | 0.7971% | 1
1498 | 0% | 0.5639% | 100% | 0% | 0% | 100% | 100% | 0% | 0.5639% | 1
1499 | 11.22% | 2.003% | 100% | 0% | 0% | 100% | 100% | 11.22% | 2.003% | 1
1500 | 21.56% | 3.068% | 100% | 0% | 0% | 100% | 100% | 21.56% | 3.068% | 1
1501 | 31.81% | 3.429% | 100% | 0% | 0% | 100% | 100% | 31.81% | 3.429% | 1
1502 | 26% | 4.406% | 100% | 0% | 0% | 100% | 100% | 26% | 4.406% | 1
1503 | 15.19% | 2.512% | 100% | 0% | 0% | 100% | 100% | 15.19% | 2.512% | 1
1504 | 2.821% | 0% | 100% | 0% | 0% | 100% | 100% | 2.821% | 0% | 1
1505 | 0% | 0% | 100% | 0% | 0% | 100% | 100% | 0% | 0% | 1
1506 | 0% | 0% | 100% | 0% | 0% | 100% | 100% | 0% | 0% | 1
1507 | 0% | 0% | 100% | 0% | 0% | 100% | 100% | 0% | 0% | 1
1508 | 0% | 0% | 100% | 0% | 0% | 100% | 100% | 0% | 0% | 1
1509 | 0% | 0% | 100% | 0% | 0% | 100% | 100% | 0% | 0% | 1
1510 | 0% | 0% | 100% | 0% | 0% | 100% | 100% | 0% | 0% | 1
1511 | 0% | 0% | 100% | 0% | 0% | 100% | 100% | 0% | 0% | 1
1512 | 0% | 0% | 100% | 0% | 0% | 100% | 100% | 0% | 0% | 1
1513 | 0% | 0% | 100% | 0% | 0% | 100% | 100% | 0% | 0% | 1
1514 | 0% | 0% | 100% | 0% | 0% | 100% | 100% | 0% | 0% | 1
1515 | 0% | 0% | 100% | 0% | 0% | 100% | 100% | 0% | 0% | 1
1516 | 0% | 0% | 100% | 0% | 0% | 100% | 100% | 0% | 0% | 1
1517 | 0% | 0% | 100% | 0% | 0% | 100% | 100% | 0% | 0% | 1
1518 | 0% | 0% | 100% | 0% | 0% | 100% | 100% | 0% | 0% | 1
1519 | 0% | 0% | 100% | 0% | 0% | 100% | 100% | 0% | 0% | 1
1520 | 0% | 0% | 100% | 0% | 0% | 100% | 100% | 0% | 0% | 1
1521 | 0% | 0% | 100% | 0% | 0% | 100% | 100% | 0% | 0% | 1
1522 | 8.153% | 0% | 100% | 0% | 0% | 100% | 100% | 8.153% | 0% | 1
1523 | 23% | 0% | 100% | 0% | 0% | 100% | 100% | 23% | 0% | 1
1524 | 33.99% | 1.063% | 100% | 0% | 0% | 100% | 100% | 33.99% | 1.063% | 1
1525 | 43.82% | 2.181% | 100% | 0% | 0% | 100% | 100% | 43.82% | 2.181% | 1
1526 | 41.01% | 1.932% | 100% | 0% | 0% | 100% | 100% | 41.01% | 1.932% | 1
1527 | 33.52% | 0.7751% | 100% | 0% | 0% | 100% | 100% | 33.52% | 0.7751% | 1
1528 | 20.05% | 0% | 100% | 0% | 0% | 100% | 100% | 20.05% | 0% | 1
1529 | 4.484% | 0% | 100% | 0% | 0% | 100% | 100% | 4.484% | 0% | 1
1530 | 0% | 0% | 100% | 0% | 0% | 100% | 100% | 0% | 0% | 1
1531 | 0% | 0% | 100% | 0% | 0% | 100% | 100% | 0% | 0% | 1
1532 | 0% | 0% | 100% | 0% | 0% | 100% | 100% | 0% | 0% | 1
1533 | 0% | 0% | 100% | 0% | 0% | 100% | 100% | 0% | 0% | 1
1534 | 0% | 0% | 100% | 0% | 0% | 100% | 100% | 0% | 0% | 1
1535 | 0% | 0% | 100% | 0% | 0% | 100% | 100% | 0% | 0% | 1
1536 | 0% | 0% | 100% | 0% | 0% | 100% | 100% | 0% | 0% | 1
1537 | 0% | 0% | 100% | 0% | 0% | 100% | 100% | 0% | 0% | 1
1538 | 0% | 0% | 100% | 0% | 0% | 100% | 100% | 0% | 0% | 1
1539 | 0% | 0% | 100% | 0% | 0% | 100% | 100% | 0% | 0% | 1
1540 | 0% | 0% | 100% | 0% | 0% | 100% | 100% | 0% | 0% | 1
1541 | 0% | 0% | 100% | 0% | 0% | 100% | 100% | 0% | 0% | 1
1542 | 0% | 0% | 100% | 0% | 0% | 100% | 100% | 0% | 0% | 1
1543 | 0% | 0% | 100% | 0% | 0% | 100% | 100% | 0% | 0% | 1
1544 | 0% | 0% | 100% | 0% | 0% | 100% | 100% | 0% | 0% | 1
1545 | 4.41% | 0% | 100% | 0% | 0% | 100% | 100% | 4.41% | 0% | 1
1546 | 20.59% | 0% | 100% | 0% | 0% | 100% | 100% | 20.59% | 0% | 1
1547 | 34.81% | 0% | 100% | 0% | 0% | 100% | 100% | 34.81% | 0% | 1
1548 | 55.61% | 0% | 100% | 0% | 0% | 100% | 100% | 55.61% | 0% | 1
1549 | 58.88% | 0.9369% | 100% | 0% | 0% | 100% | 100% | 58.88% | 0.9369% | 1
1550 | 48.47% | 1.879% | 100% | 0% | 0% | 100% | 100% | 48.47% | 1.879% | 1
1551 | 40.78% | 0.9841% | 100% | 0% | 0% | 100% | 100% | 40.78% | 0.9841% | 1
1552 | 27.96% | 0% | 100% | 0% | 0% | 100% | 100% | 27.96% | 0% | 1
1553 | 8.026% | 0% | 100% | 0% | 0% | 100% | 100% | 8.026% | 0% | 1
1554 | 0% | 0% | 100% | 0% | 0% | 100% | 100% | 0% | 0% | 1
1555 | 0% | 0% | 100% | 0% | 0% | 100% | 100% | 0% | 0% | 1
1556 | 0% | 0% | 100% | 0% | 0% | 100% | 100% | 0% | 0% | 1
1557 | 0% | 0% | 100% | 0% | 0% | 100% | 100% | 0% | 0% | 1
1558 | 0% | 0% | 100% | 0% | 0% | 100% | 100% | 0% | 0% | 1
1559 | 0% | 0% | 100% | 0% | 0% | 100% | 100% | 0% | 0% | 1
1560 | 0% | 0% | 100% | 0% | 0% | 100% | 100% | 0% | 0% | 1
1561 | 0% | 0% | 100% | 0% | 0% | 100% | 100% | 0% | 0% | 1
1562 | 0% | 0% | 100% | 0% | 0% | 100% | 100% | 0% | 0% | 1
1563 | 0% | 0% | 100% | 0% | 0% | 100% | 100% | 0% | 0% | 1
1564 | 0% | 0% | 100% | 0% | 0% | 100% | 100% | 0% | 0% | 1
1565 | 0% | 0% | 100% | 0% | 0% | 100% | 100% | 0% | 0% | 1
1566 | 0% | 0% | 100% | 0% | 0% | 100% | 100% | 0% | 0% | 1
1567 | 0% | 0% | 100% | 0% | 0% | 100% | 100% | 0% | 0% | 1
1568 | 0% | 0% | 100% | 0% | 0% | 100% | 100% | 0% | 0% | 1
1569 | 4.802% | 0% | 100% | 0% | 0% | 100% | 100% | 4.802% | 0% | 1
1570 | 17.49% | 0% | 100% | 0% | 0% | 100% | 100% | 17.49% | 0% | 1
1571 | 31.73% | 0% | 100% | 0% | 0% | 100% | 100% | 31.73% | 0% | 1
1572 | 55.78% | 0.9876% | 100% | 0% | 0% | 100% | 100% | 55.78% | 0.9876% | 1
1573 | 47.22% | 2.416% | 100% | 0% | 0% | 100% | 100% | 47.22% | 2.416% | 1
1574 | 39.05% | 3.013% | 100% | 0% | 0% | 100% | 100% | 39.05% | 3.013% | 1
1575 | 25.12% | 3.326% | 100% | 0% | 0% | 100% | 100% | 25.12% | 3.326% | 1
1576 | 13.83% | 2.297% | 100% | 0% | 0% | 100% | 100% | 13.83% | 2.297% | 1
1577 | 1.355% | 0% | 100% | 0% | 0% | 100% | 100% | 1.355% | 0% | 1
1578 | 0% | 0% | 100% | 0% | 0% | 100% | 100% | 0% | 0% | 1
1579 | 0% | 0% | 100% | 0% | 0% | 100% | 100% | 0% | 0% | 1
1580 | 0% | 0% | 100% | 0% | 0% | 100% | 100% | 0% | 0% | 1
1581 | 0% | 0% | 100% | 0% | 0% | 100% | 100% | 0% | 0% | 1
1582 | 0% | 0% | 100% | 0% | 0% | 100% | 100% | 0% | 0% | 1
1583 | 0% | 0% | 100% | 0% | 0% | 100% | 100% | 0% | 0% | 1
1584 | 0% | 0% | 100% | 0% | 0% | 100% | 100% | 0% | 0% | 1
1585 | 0% | 0% | 100% | 0% | 0% | 100% | 100% | 0% | 0% | 1
1586 | 0% | 0% | 100% | 0% | 0% | 100% | 100% | 0% | 0% | 1
1587 | 0% | 0% | 100% | 0% | 0% | 100% | 100% | 0% | 0% | 1
1588 | 0% | 0% | 100% | 0% | 0% | 100% | 100% | 0% | 0% | 1
1589 | 0% | 0% | 100% | 0% | 0% | 100% | 100% | 0% | 0% | 1
1590 | 0% | 0% | 100% | 0% | 0% | 100% | 100% | 0% | 0% | 1
1591 | 0% | 0% | 100% | 0% | 0% | 100% | 100% | 0% | 0% | 1
1592 | 0% | 0% | 100% | 0% | 0% | 100% | 100% | 0% | 0% | 1
1593 | 4.57% | 0% | 100% | 0% | 0% | 100% | 100% | 4.57% | 0% | 1
1594 | 20.3% | 0% | 100% | 0% | 0% | 100% | 100% | 20.3% | 0% | 1
1595 | 31.77% | 0% | 100% | 0% | 0% | 100% | 100% | 31.77% | 0% | 1
1596 | 50.22% | 2.009% | 100% | 0% | 0% | 100% | 100% | 50.22% | 2.009% | 1
1597 | 38.13% | 3.659% | 100% | 0% | 0% | 100% | 100% | 38.13% | 3.659% | 1
1598 | 37.05% | 5.074% | 100% | 0% | 0% | 100% | 100% | 37.05% | 5.074% | 1
1599 | 21.13% | 5.981% | 100% | 0% | 0% | 100% | 100% | 21.13% | 5.981% | 1
1600 | 9.021% | 4.398% | 100% | 0% | 0% | 100% | 100% | 9.021% | 4.398% | 1
1601 | 0% | 1.482% | 100% | 0% | 0% | 100% | 100% | 0% | 1.482% | 1
1602 | 0% | 0% | 100% | 0% | 0% | 100% | 100% | 0% | 0% | 1
1603 | 0% | 0% | 100% | 0% | 0% | 100% | 100% | 0% | 0% | 1
1604 | 0% | 0% | 100% | 0% | 0% | 100% | 100% | 0% | 0% | 1
1605 | 0% | 0% | 100% | 0% | 0% | 100% | 100% | 0% | 0% | 1
1606 | 0% | 0% | 100% | 0% | 0% | 100% | 100% | 0% | 0% | 1
1607 | 0% | 0% | 100% | 0% | 0% | 100% | 100% | 0% | 0% | 1
1608 | 0% | 0% | 100% | 0% | 0% | 100% | 100% | 0% | 0% | 1
1609 | 0% | 0% | 100% | 0% | 0% | 100% | 100% | 0% | 0% | 1
1610 | 0% | 0% | 100% | 0% | 0% | 100% | 100% | 0% | 0% | 1
1611 | 0% | 0% | 100% | 0% | 0% | 100% | 100% | 0% | 0% | 1
1612 | 0% | 0% | 100% | 0% | 0% | 100% | 100% | 0% | 0% | 1
1613 | 0% | 0% | 100% | 0% | 0% | 100% | 100% | 0% | 0% | 1
1614 | 0% | 0% | 100% | 0% | 0% | 100% | 100% | 0% | 0% | 1
1615 | 0% | 0% | 100% | 0% | 0% | 100% | 100% | 0% | 0% | 1
1616 | 0% | 0% | 100% | 0% | 0% | 100% | 100% | 0% | 0% | 1
1617 | 0% | 0% | 100% | 0% | 0% | 100% | 100% | 0% | 0% | 1
1618 | 4.014% | 0% | 100% | 0% | 0% | 100% | 100% | 4.014% | 0% | 1
1619 | 25.39% | 0% | 100% | 0% | 0% | 100% | 100% | 25.39% | 0% | 1
1620 | 40.33% | 0.5666% | 100% | 0% | 0% | 100% | 100% | 40.33% | 0.5666% | 1
1621 | 16.88% | 1.691% | 100% | 0% | 0% | 100% | 100% | 16.88% | 1.691% | 1
1622 | 10.37% | 3.119% | 100% | 0% | 0% | 100% | 100% | 10.37% | 3.119% | 1
1623 | 9.143% | 5.065% | 100% | 0% | 0% | 100% | 100% | 9.143% | 5.065% | 1
1624 | 5.917% | 4.202% | 100% | 0% | 0% | 100% | 100% | 5.917% | 4.202% | 1
1625 | 0.2065% | 2.061% | 100% | 0% | 0% | 100% | 100% | 0.2065% | 2.061% | 1
1626 | 0% | 0% | 100% | 0% | 0% | 100% | 100% | 0% | 0% | 1
1627 | 0% | 1.397% | 100% | 0% | 0% | 100% | 100% | 0% | 1.397% | 1
1628 | 0% | 0% | 100% | 0% | 0% | 100% | 100% | 0% | 0% | 1
1629 | 0% | 0% | 100% | 0% | 0% | 100% | 100% | 0% | 0% | 1
1630 | 0% | 0% | 100% | 0% | 0% | 100% | 100% | 0% | 0% | 1
1631 | 0% | 0% | 100% | 0% | 0% | 100% | 100% | 0% | 0% | 1
1632 | 0% | 0% | 100% | 0% | 0% | 100% | 100% | 0% | 0% | 1
1633 | 0% | 0% | 100% | 0% | 0% | 100% | 100% | 0% | 0% | 1
1634 | 0% | 0% | 100% | 0% | 0% | 100% | 100% | 0% | 0% | 1
1635 | 0% | 0% | 100% | 0% | 0% | 100% | 100% | 0% | 0% | 1
1636 | 0% | 0% | 100% | 0% | 0% | 100% | 100% | 0% | 0% | 1
1637 | 0% | 0% | 100% | 0% | 0% | 100% | 100% | 0% | 0% | 1
1638 | 0% | 0% | 100% | 0% | 0% | 100% | 100% | 0% | 0% | 1
1639 | 0% | 0% | 100% | 0% | 0% | 100% | 100% | 0% | 0% | 1
1640 | 0% | 0% | 100% | 0% | 0% | 100% | 100% | 0% | 0% | 1
1641 | 0% | 0% | 100% | 0% | 0% | 100% | 100% | 0% | 0% | 1
1642 | 0% | 0% | 100% | 0% | 0% | 100% | 100% | 0% | 0% | 1
1643 | 11.88% | 0% | 100% | 0% | 0% | 100% | 100% | 11.88% | 0% | 1
1644 | 21.22% | 0% | 100% | 0% | 0% | 100% | 100% | 21.22% | 0% | 1
1645 | 5.651% | 0% | 100% | 0% | 0% | 100% | 100% | 5.651% | 0% | 1
1646 | 3.113% | 0% | 100% | 0% | 0% | 100% | 100% | 3.113% | 0% | 1
1647 | 5.104% | 1.017% | 100% | 0% | 0% | 100% | 100% | 5.104% | 1.017% | 1
1648 | 5.643% | 0% | 100% | 0% | 0% | 100% | 100% | 5.643% | 0% | 1
1649 | 0% | 0% | 100% | 0% | 0% | 100% | 100% | 0% | 0% | 1
1650 | 0% | 0% | 100% | 0% | 0% | 100% | 100% | 0% | 0% | 1
1651 | 0% | 0% | 100% | 0% | 0% | 100% | 100% | 0% | 0% | 1
1652 | 0% | 0% | 100% | 0% | 0% | 100% | 100% | 0% | 0% | 1
1653 | 0% | 0% | 100% | 0% | 0% | 100% | 100% | 0% | 0% | 1
1654 | 0% | 0% | 100% | 0% | 0% | 100% | 100% | 0% | 0% | 1
1655 | 0% | 0% | 100% | 0% | 0% | 100% | 100% | 0% | 0% | 1
1656 | 0% | 0% | 100% | 0% | 0% | 100% | 100% | 0% | 0% | 1
1657 | 0% | 0% | 100% | 0% | 0% | 100% | 100% | 0% | 0% | 1
1658 | 0% | 0% | 100% | 0% | 0% | 100% | 100% | 0% | 0% | 1
1659 | 0% | 0% | 100% | 0% | 0% | 100% | 100% | 0% | 0% | 1
1660 | 0% | 0% | 100% | 0% | 0% | 100% | 100% | 0% | 0% | 1
1661 | 0% | 0% | 100% | 0% | 0% | 100% | 100% | 0% | 0% | 1
1662 | 0% | 0% | 100% | 0% | 0% | 100% | 100% | 0% | 0% | 1
1663 | 0% | 0% | 100% | 0% | 0% | 100% | 100% | 0% | 0% | 1
1664 | 0% | 0% | 100% | 0% | 0% | 100% | 100% | 0% | 0% | 1
1665 | 0% | 0% | 100% | 0% | 0% | 100% | 100% | 0% | 0% | 1
1666 | 0% | 0% | 100% | 0% | 0% | 100% | 100% | 0% | 0% | 1
1667 | 12.99% | 0% | 100% | 0% | 0% | 100% | 100% | 12.99% | 0% | 1
1668 | 16.38% | 0% | 100% | 0% | 0% | 100% | 100% | 16.38% | 0% | 1
1669 | 8.089% | 0% | 100% | 0% | 0% | 100% | 100% | 8.089% | 0% | 1
1670 | 5.3% | 0% | 100% | 0% | 0% | 100% | 100% | 5.3% | 0% | 1
1671 | 7.574% | 0% | 100% | 0% | 0% | 100% | 100% | 7.574% | 0% | 1
1672 | 8.116% | 0% | 100% | 0% | 0% | 100% | 100% | 8.116% | 0% | 1
1673 | 0% | 0% | 100% | 0% | 0% | 100% | 100% | 0% | 0% | 1
1674 | 0% | 0% | 100% | 0% | 0% | 100% | 100% | 0% | 0% | 1
1675 | 0% | 0% | 100% | 0% | 0% | 100% | 100% | 0% | 0% | 1
1676 | 0% | 0% | 100% | 0% | 0% | 100% | 100% | 0% | 0% | 1
1677 | 0% | 0% | 100% | 0% | 0% | 100% | 100% | 0% | 0% | 1
1678 | 0% | 0% | 100% | 0% | 0% | 100% | 100% | 0% | 0% | 1
1679 | 0% | 0% | 100% | 0% | 0% | 100% | 100% | 0% | 0% | 1
1680 | 0% | 0% | 100% | 0% | 0% | 100% | 100% | 0% | 0% | 1
1681 | 0% | 0% | 100% | 0% | 0% | 100% | 100% | 0% | 0% | 1
1682 | 0% | 0% | 100% | 0% | 0% | 100% | 100% | 0% | 0% | 1
1683 | 0% | 0% | 100% | 0% | 0% | 100% | 100% | 0% | 0% | 1
1684 | 0% | 0% | 100% | 0% | 0% | 100% | 100% | 0% | 0% | 1
1685 | 0% | 0% | 100% | 0% | 0% | 100% | 100% | 0% | 0% | 1
1686 | 0% | 0% | 100% | 0% | 0% | 100% | 100% | 0% | 0% | 1
1687 | 0% | 0% | 100% | 0% | 0% | 100% | 100% | 0% | 0% | 1
1688 | 0% | 0% | 100% | 0% | 0% | 100% | 100% | 0% | 0% | 1
1689 | 0% | 0% | 100% | 0% | 0% | 100% | 100% | 0% | 0% | 1
1690 | 0% | 0% | 100% | 0% | 0% | 100% | 100% | 0% | 0% | 1
1691 | 10.53% | 0% | 100% | 0% | 0% | 100% | 100% | 10.53% | 0% | 1
1692 | 12.16% | 0% | 100% | 0% | 0% | 100% | 100% | 12.16% | 0% | 1
1693 | 13.82% | 0.1705% | 100% | 0% | 0% | 100% | 100% | 13.82% | 0.1705% | 1
1694 | 13.68% | 2.001% | 100% | 0% | 0% | 100% | 100% | 13.68% | 2.001% | 1
1695 | 11.31% | 1.47% | 100% | 0% | 0% | 100% | 100% | 11.31% | 1.47% | 1
1696 | 1.451% | 1.602% | 100% | 0% | 0% | 100% | 100% | 1.451% | 1.602% | 1
1697 | 0% | 2.049% | 100% | 0% | 0% | 100% | 100% | 0% | 2.049% | 1
1698 | 0% | 1.291% | 100% | 0% | 0% | 100% | 100% | 0% | 1.291% | 1
1699 | 0% | 0% | 100% | 0% | 0% | 100% | 100% | 0% | 0% | 1
1700 | 0% | 0.4226% | 100% | 0% | 0% | 100% | 100% | 0% | 0.4226% | 1
1701 | 0% | 0.322% | 100% | 0% | 0% | 100% | 100% | 0% | 0.322% | 1
1702 | 0% | 0.2278% | 100% | 0% | 0% | 100% | 100% | 0% | 0.2278% | 1
1703 | 0% | 0% | 100% | 0% | 0% | 100% | 100% | 0% | 0% | 1
1704 | 0% | 0% | 100% | 0% | 0% | 100% | 100% | 0% | 0% | 1
1705 | 0% | 0% | 100% | 0% | 0% | 100% | 100% | 0% | 0% | 1
1706 | 0% | 0% | 100% | 0% | 0% | 100% | 100% | 0% | 0% | 1
1707 | 0% | 0% | 100% | 0% | 0% | 100% | 100% | 0% | 0% | 1
1708 | 0% | 0% | 100% | 0% | 0% | 100% | 100% | 0% | 0% | 1
1709 | 0% | 0% | 100% | 0% | 0% | 100% | 100% | 0% | 0% | 1
1710 | 0% | 0% | 100% | 0% | 0% | 100% | 100% | 0% | 0% | 1
1711 | 0% | 0% | 100% | 0% | 0% | 100% | 100% | 0% | 0% | 1
1712 | 0% | 0% | 100% | 0% | 0% | 100% | 100% | 0% | 0% | 1
1713 | 0% | 0% | 100% | 0% | 0% | 100% | 100% | 0% | 0% | 1
1714 | 1.954% | 0% | 100% | 0% | 0% | 100% | 100% | 1.954% | 0% | 1
1715 | 19.39% | 0.2644% | 100% | 0% | 0% | 100% | 100% | 19.39% | 0.2644% | 1
1716 | 18.6% | 1.818% | 100% | 0% | 0% | 100% | 100% | 18.6% | 1.818% | 1
1717 | 18.4% | 2.058% | 100% | 0% | 0% | 100% | 100% | 18.4% | 2.058% | 1
1718 | 11.54% | 2.579% | 100% | 0% | 0% | 100% | 100% | 11.54% | 2.579% | 1
1719 | 11.6% | 1.458% | 100% | 0% | 0% | 100% | 100% | 11.6% | 1.458% | 1
1720 | 0% | 0.5968% | 100% | 0% | 0% | 100% | 100% | 0% | 0.5968% | 1
1721 | 0% | 0% | 100% | 0% | 0% | 100% | 100% | 0% | 0% | 1
1722 | 0% | 0% | 100% | 0% | 0% | 100% | 100% | 0% | 0% | 1
1723 | 0% | 0% | 100% | 0% | 0% | 100% | 100% | 0% | 0% | 1
1724 | 0% | 0% | 100% | 0% | 0% | 100% | 100% | 0% | 0% | 1
1725 | 0% | 0% | 100% | 0% | 0% | 100% | 100% | 0% | 0% | 1
1726 | 0% | 0% | 100% | 0% | 0% | 100% | 100% | 0% | 0% | 1
1727 | 0% | 0% | 100% | 0% | 0% | 100% | 100% | 0% | 0% | 1
1728 | 0% | 0% | 100% | 0% | 0% | 100% | 100% | 0% | 0% | 1
1729 | 0% | 0% | 100% | 0% | 0% | 100% | 100% | 0% | 0% | 1
1730 | 0% | 0% | 100% | 0% | 0% | 100% | 100% | 0% | 0% | 1
1731 | 0% | 0% | 100% | 0% | 0% | 100% | 100% | 0% | 0% | 1
1732 | 0% | 0% | 100% | 0% | 0% | 100% | 100% | 0% | 0% | 1
1733 | 0% | 0% | 100% | 0% | 0% | 100% | 100% | 0% | 0% | 1
1734 | 0% | 0% | 100% | 0% | 0% | 100% | 100% | 0% | 0% | 1
1735 | 0% | 0% | 100% | 0% | 0% | 100% | 100% | 0% | 0% | 1
1736 | 0% | 0% | 100% | 0% | 0% | 100% | 100% | 0% | 0% | 1
1737 | 0% | 0% | 100% | 0% | 0% | 100% | 100% | 0% | 0% | 1
1738 | 1.729% | 0% | 100% | 0% | 0% | 100% | 100% | 1.729% | 0% | 1
1739 | 16.71% | 0% | 100% | 0% | 0% | 100% | 100% | 16.71% | 0% | 1
1740 | 18.35% | 0% | 100% | 0% | 0% | 100% | 100% | 18.35% | 0% | 1
1741 | 15.66% | 0.9962% | 100% | 0% | 0% | 100% | 100% | 15.66% | 0.9962% | 1
1742 | 5.316% | 0.5483% | 100% | 0% | 0% | 100% | 100% | 5.316% | 0.5483% | 1
1743 | 1.827% | 0% | 100% | 0% | 0% | 100% | 100% | 1.827% | 0% | 1
1744 | 0% | 0% | 100% | 0% | 0% | 100% | 100% | 0% | 0% | 1
1745 | 0% | 0% | 100% | 0% | 0% | 100% | 100% | 0% | 0% | 1
1746 | 0% | 0% | 100% | 0% | 0% | 100% | 100% | 0% | 0% | 1
1747 | 0% | 0% | 100% | 0% | 0% | 100% | 100% | 0% | 0% | 1
1748 | 0% | 0% | 100% | 0% | 0% | 100% | 100% | 0% | 0% | 1
1749 | 0% | 0% | 100% | 0% | 0% | 100% | 100% | 0% | 0% | 1
1750 | 0% | 0% | 100% | 0% | 0% | 100% | 100% | 0% | 0% | 1
1751 | 0% | 0% | 100% | 0% | 0% | 100% | 100% | 0% | 0% | 1
1752 | 0% | 0% | 100% | 0% | 0% | 100% | 100% | 0% | 0% | 1
1753 | 0% | 0% | 100% | 0% | 0% | 100% | 100% | 0% | 0% | 1
1754 | 0% | 0% | 100% | 0% | 0% | 100% | 100% | 0% | 0% | 1
1755 | 0% | 0% | 100% | 0% | 0% | 100% | 100% | 0% | 0% | 1
1756 | 0% | 0% | 100% | 0% | 0% | 100% | 100% | 0% | 0% | 1
1757 | 0% | 0% | 100% | 0% | 0% | 100% | 100% | 0% | 0% | 1
1758 | 0% | 0% | 100% | 0% | 0% | 100% | 100% | 0% | 0% | 1
1759 | 0% | 0% | 100% | 0% | 0% | 100% | 100% | 0% | 0% | 1
1760 | 0% | 0% | 100% | 0% | 0% | 100% | 100% | 0% | 0% | 1
1761 | 0% | 0% | 100% | 0% | 0% | 100% | 100% | 0% | 0% | 1
1762 | 8.754% | 0% | 100% | 0% | 0% | 100% | 100% | 8.754% | 0% | 1
1763 | 20.74% | 0% | 100% | 0% | 0% | 100% | 100% | 20.74% | 0% | 1
1764 | 24.26% | 0% | 100% | 0% | 0% | 100% | 100% | 24.26% | 0% | 1
1765 | 16.52% | 0% | 100% | 0% | 0% | 100% | 100% | 16.52% | 0% | 1
1766 | 10.51% | 0% | 100% | 0% | 0% | 100% | 100% | 10.51% | 0% | 1
1767 | 5.427% | 0% | 100% | 0% | 0% | 100% | 100% | 5.427% | 0% | 1
1768 | 6.063% | 0% | 100% | 0% | 0% | 100% | 100% | 6.063% | 0% | 1
1769 | 0% | 0% | 100% | 0% | 0% | 100% | 100% | 0% | 0% | 1
1770 | 0% | 0% | 100% | 0% | 0% | 100% | 100% | 0% | 0% | 1
1771 | 0% | 0% | 100% | 0% | 0% | 100% | 100% | 0% | 0% | 1
1772 | 0% | 0% | 100% | 0% | 0% | 100% | 100% | 0% | 0% | 1
1773 | 0% | 0% | 100% | 0% | 0% | 100% | 100% | 0% | 0% | 1
1774 | 0% | 0% | 100% | 0% | 0% | 100% | 100% | 0% | 0% | 1
1775 | 0% | 0% | 100% | 0% | 0% | 100% | 100% | 0% | 0% | 1
1776 | 0% | 0% | 100% | 0% | 0% | 100% | 100% | 0% | 0% | 1
1777 | 0% | 0% | 100% | 0% | 0% | 100% | 100% | 0% | 0% | 1
1778 | 0% | 0% | 100% | 0% | 0% | 100% | 100% | 0% | 0% | 1
1779 | 0% | 0% | 100% | 0% | 0% | 100% | 100% | 0% | 0% | 1
1780 | 0% | 0% | 100% | 0% | 0% | 100% | 100% | 0% | 0% | 1
1781 | 0% | 0% | 100% | 0% | 0% | 100% | 100% | 0% | 0% | 1
1782 | 0% | 0% | 100% | 0% | 0% | 100% | 100% | 0% | 0% | 1
1783 | 0% | 0% | 100% | 0% | 0% | 100% | 100% | 0% | 0% | 1
1784 | 0% | 0% | 100% | 0% | 0% | 100% | 100% | 0% | 0% | 1
1785 | 0% | 0% | 100% | 0% | 0% | 100% | 100% | 0% | 0% | 1
1786 | 13.15% | 0% | 100% | 0% | 0% | 100% | 100% | 13.15% | 0% | 1
1787 | 23.95% | 0% | 100% | 0% | 0% | 100% | 100% | 23.95% | 0% | 1
1788 | 27.1% | 0% | 100% | 0% | 0% | 100% | 100% | 27.1% | 0% | 1
1789 | 20.75% | 0% | 100% | 0% | 0% | 100% | 100% | 20.75% | 0% | 1
1790 | 18.72% | 0% | 100% | 0% | 0% | 100% | 100% | 18.72% | 0% | 1
1791 | 10.56% | 0% | 100% | 0% | 0% | 100% | 100% | 10.56% | 0% | 1
1792 | 13.48% | 0% | 100% | 0% | 0% | 100% | 100% | 13.48% | 0% | 1
1793 | 0.6553% | 0% | 100% | 0% | 0% | 100% | 100% | 0.6553% | 0% | 1
1794 | 0% | 0% | 100% | 0% | 0% | 100% | 100% | 0% | 0% | 1
1795 | 0% | 0% | 100% | 0% | 0% | 100% | 100% | 0% | 0% | 1
1796 | 0% | 0% | 100% | 0% | 0% | 100% | 100% | 0% | 0% | 1
1797 | 0% | 0% | 100% | 0% | 0% | 100% | 100% | 0% | 0% | 1
1798 | 0% | 0% | 100% | 0% | 0% | 100% | 100% | 0% | 0% | 1
1799 | 0% | 0% | 100% | 0% | 0% | 100% | 100% | 0% | 0% | 1
1800 | 0% | 0% | 100% | 0% | 0% | 100% | 100% | 0% | 0% | 1
1801 | 0% | 0% | 100% | 0% | 0% | 100% | 100% | 0% | 0% | 1
1802 | 0% | 0% | 100% | 0% | 0% | 100% | 100% | 0% | 0% | 1
1803 | 0% | 0% | 100% | 0% | 0% | 100% | 100% | 0% | 0% | 1
1804 | 0% | 0% | 100% | 0% | 0% | 100% | 100% | 0% | 0% | 1
1805 | 0% | 0% | 100% | 0% | 0% | 100% | 100% | 0% | 0% | 1
1806 | 0% | 0% | 100% | 0% | 0% | 100% | 100% | 0% | 0% | 1
1807 | 0% | 0% | 100% | 0% | 0% | 100% | 100% | 0% | 0% | 1
1808 | 0% | 0% | 100% | 0% | 0% | 100% | 100% | 0% | 0% | 1
1809 | 4.155% | 0% | 100% | 0% | 0% | 100% | 100% | 4.155% | 0% | 1
1810 | 14.98% | 0% | 100% | 0% | 0% | 100% | 100% | 14.98% | 0% | 1
1811 | 22% | 0% | 100% | 0% | 0% | 100% | 100% | 22% | 0% | 1
1812 | 24.48% | 0% | 100% | 0% | 0% | 100% | 100% | 24.48% | 0% | 1
1813 | 15.87% | 0% | 100% | 0% | 0% | 100% | 100% | 15.87% | 0% | 1
1814 | 20.05% | 0% | 100% | 0% | 0% | 100% | 100% | 20.05% | 0% | 1
1815 | 16.17% | 0% | 100% | 0% | 0% | 100% | 100% | 16.17% | 0% | 1
1816 | 11.83% | 0% | 100% | 0% | 0% | 100% | 100% | 11.83% | 0% | 1
1817 | 1.372% | 0% | 100% | 0% | 0% | 100% | 100% | 1.372% | 0% | 1
1818 | 0% | 0% | 100% | 0% | 0% | 100% | 100% | 0% | 0% | 1
1819 | 0% | 0% | 100% | 0% | 0% | 100% | 100% | 0% | 0% | 1
1820 | 0% | 0% | 100% | 0% | 0% | 100% | 100% | 0% | 0% | 1
1821 | 0% | 0% | 100% | 0% | 0% | 100% | 100% | 0% | 0% | 1
1822 | 0% | 0% | 100% | 0% | 0% | 100% | 100% | 0% | 0% | 1
1823 | 0% | 0% | 100% | 0% | 0% | 100% | 100% | 0% | 0% | 1
1824 | 0% | 0% | 100% | 0% | 0% | 100% | 100% | 0% | 0% | 1
1825 | 0% | 0% | 100% | 0% | 0% | 100% | 100% | 0% | 0% | 1
1826 | 0% | 0% | 100% | 0% | 0% | 100% | 100% | 0% | 0% | 1
1827 | 0% | 0% | 100% | 0% | 0% | 100% | 100% | 0% | 0% | 1
1828 | 0% | 0% | 100% | 0% | 0% | 100% | 100% | 0% | 0% | 1
1829 | 0% | 0% | 100% | 0% | 0% | 100% | 100% | 0% | 0% | 1
1830 | 0% | 0% | 100% | 0% | 0% | 100% | 100% | 0% | 0% | 1
1831 | 0% | 0% | 100% | 0% | 0% | 100% | 100% | 0% | 0% | 1
1832 | 0% | 0% | 100% | 0% | 0% | 100% | 100% | 0% | 0% | 1
1833 | 0% | 0% | 100% | 0% | 0% | 100% | 100% | 0% | 0% | 1
1834 | 8.801% | 0% | 100% | 0% | 0% | 100% | 100% | 8.801% | 0% | 1
1835 | 15.85% | 0.3526% | 100% | 0% | 0% | 100% | 100% | 15.85% | 0.3526% | 1
1836 | 16.27% | 1.413% | 100% | 0% | 0% | 100% | 100% | 16.27% | 1.413% | 1
1837 | 14.94% | 1.558% | 100% | 0% | 0% | 100% | 100% | 14.94% | 1.558% | 1
1838 | 16.45% | 1.913% | 100% | 0% | 0% | 100% | 100% | 16.45% | 1.913% | 1
1839 | 13.83% | 2.286% | 100% | 0% | 0% | 100% | 100% | 13.83% | 2.286% | 1
1840 | 8.802% | 2.974% | 100% | 0% | 0% | 100% | 100% | 8.802% | 2.974% | 1
1841 | 1.119% | 1.16% | 100% | 0% | 0% | 100% | 100% | 1.119% | 1.16% | 1
1842 | 0% | 0.1862% | 100% | 0% | 0% | 100% | 100% | 0% | 0.1862% | 1
1843 | 0% | 0% | 100% | 0% | 0% | 100% | 100% | 0% | 0% | 1
1844 | 0% | 0% | 100% | 0% | 0% | 100% | 100% | 0% | 0% | 1
1845 | 0% | 0% | 100% | 0% | 0% | 100% | 100% | 0% | 0% | 1
1846 | 0% | 0% | 100% | 0% | 0% | 100% | 100% | 0% | 0% | 1
1847 | 0% | 0% | 100% | 0% | 0% | 100% | 100% | 0% | 0% | 1
1848 | 0% | 0% | 100% | 0% | 0% | 100% | 100% | 0% | 0% | 1
1849 | 0% | 0% | 100% | 0% | 0% | 100% | 100% | 0% | 0% | 1
1850 | 0% | 0% | 100% | 0% | 0% | 100% | 100% | 0% | 0% | 1
1851 | 0% | 0% | 100% | 0% | 0% | 100% | 100% | 0% | 0% | 1
1852 | 0% | 0% | 100% | 0% | 0% | 100% | 100% | 0% | 0% | 1
1853 | 0% | 0% | 100% | 0% | 0% | 100% | 100% | 0% | 0% | 1
1854 | 0% | 0% | 100% | 0% | 0% | 100% | 100% | 0% | 0% | 1
1855 | 0% | 0% | 100% | 0% | 0% | 100% | 100% | 0% | 0% | 1
1856 | 0% | 3.145% | 100% | 0% | 0% | 100% | 100% | 0% | 3.145% | 1
1857 | 0.2616% | 2.017% | 100% | 0% | 0% | 100% | 100% | 0.2616% | 2.017% | 1
1858 | 12.07% | 2.855% | 100% | 0% | 0% | 100% | 100% | 12.07% | 2.855% | 1
1859 | 15.78% | 5.329% | 100% | 0% | 0% | 100% | 100% | 15.78% | 5.329% | 1
1860 | 16.02% | 7.567% | 100% | 0% | 0% | 100% | 100% | 16.02% | 7.567% | 1
1861 | 14.95% | 8.021% | 100% | 0% | 0% | 100% | 100% | 14.95% | 8.021% | 1
1862 | 11.68% | 8.704% | 100% | 0% | 0% | 100% | 100% | 11.68% | 8.704% | 1
1863 | 6.556% | 9.01% | 100% | 0% | 0% | 100% | 100% | 6.556% | 9.01% | 1
1864 | 0% | 8.964% | 100% | 0% | 0% | 100% | 100% | 0% | 8.964% | 1
1865 | 0% | 8.241% | 100% | 0% | 0% | 100% | 100% | 0% | 8.241% | 1
1866 | 0% | 6.664% | 100% | 0% | 0% | 100% | 100% | 0% | 6.664% | 1
1867 | 0% | 3.272% | 100% | 0% | 0% | 100% | 100% | 0% | 3.272% | 1
1868 | 0% | 3.643% | 100% | 0% | 0% | 100% | 100% | 0% | 3.643% | 1
1869 | 0% | 5.906% | 100% | 0% | 0% | 100% | 100% | 0% | 5.906% | 1
1870 | 0% | 6.586% | 100% | 0% | 0% | 100% | 100% | 0% | 6.586% | 1
1871 | 0% | 5.908% | 100% | 0% | 0% | 100% | 100% | 0% | 5.908% | 1
1872 | 0% | 5.317% | 100% | 0% | 0% | 100% | 100% | 0% | 5.317% | 1
1873 | 0% | 0% | 100% | 0% | 0% | 100% | 100% | 0% | 0% | 1
1874 | 0% | 3.593% | 100% | 0% | 0% | 100% | 100% | 0% | 3.593% | 1
1875 | 0% | 2.498% | 100% | 0% | 0% | 100% | 100% | 0% | 2.498% | 1
1876 | 0% | 4.074% | 100% | 0% | 0% | 100% | 100% | 0% | 4.074% | 1
1877 | 0% | 3.893% | 100% | 0% | 0% | 100% | 100% | 0% | 3.893% | 1
1878 | 0% | 4.205% | 100% | 0% | 0% | 100% | 100% | 0% | 4.205% | 1
1879 | 0% | 1.666% | 100% | 0% | 0% | 100% | 100% | 0% | 1.666% | 1
1880 | 0% | 5.981% | 100% | 0% | 0% | 100% | 100% | 0% | 5.981% | 1
1881 | 0% | 5.843% | 100% | 0% | 0% | 100% | 100% | 0% | 5.843% | 1
1882 | 18.91% | 7.446% | 100% | 0% | 0% | 100% | 100% | 18.91% | 7.446% | 1
1883 | 17.74% | 11.08% | 100% | 0% | 0% | 100% | 100% | 17.74% | 11.08% | 1
1884 | 19.82% | 12.32% | 100% | 0% | 0% | 100% | 100% | 19.82% | 12.32% | 1
1885 | 20.56% | 12.09% | 100% | 0% | 0% | 100% | 100% | 20.56% | 12.09% | 1
1886 | 14.69% | 12.44% | 100% | 0% | 0% | 100% | 100% | 14.69% | 12.44% | 1
1887 | 8.035% | 12.42% | 100% | 0% | 0% | 100% | 100% | 8.035% | 12.42% | 1
1888 | 0% | 12.81% | 100% | 0% | 0% | 100% | 100% | 0% | 12.81% | 1
1889 | 0% | 13.7% | 100% | 0% | 0% | 100% | 100% | 0% | 13.7% | 1
1890 | 0% | 13.08% | 100% | 0% | 0% | 100% | 100% | 0% | 13.08% | 1
1891 | 0% | 9.69% | 100% | 0% | 0% | 100% | 100% | 0% | 9.69% | 1
1892 | 0% | 8.93% | 100% | 0% | 0% | 100% | 100% | 0% | 8.93% | 1
1893 | 0% | 10.57% | 100% | 0% | 0% | 100% | 100% | 0% | 10.57% | 1
1894 | 0% | 11.1% | 100% | 0% | 0% | 100% | 100% | 0% | 11.1% | 1
1895 | 0% | 9.402% | 100% | 0% | 0% | 100% | 100% | 0% | 9.402% | 1
1896 | 0% | 8.635% | 100% | 0% | 0% | 100% | 100% | 0% | 8.635% | 1
1897 | 0% | 5.345% | 100% | 0% | 0% | 100% | 100% | 0% | 5.345% | 1
1898 | 0% | 6.664% | 100% | 0% | 0% | 100% | 100% | 0% | 6.664% | 1
1899 | 0% | 4.81% | 100% | 0% | 0% | 100% | 100% | 0% | 4.81% | 1
1900 | 0% | 4.764% | 100% | 0% | 0% | 100% | 100% | 0% | 4.764% | 1
1901 | 0% | 5.519% | 100% | 0% | 0% | 100% | 100% | 0% | 5.519% | 1
1902 | 0% | 5.994% | 100% | 0% | 0% | 100% | 100% | 0% | 5.994% | 1
1903 | 0% | 2.184% | 100% | 0% | 0% | 100% | 100% | 0% | 2.184% | 1
1904 | 0% | 4.866% | 100% | 0% | 0% | 100% | 100% | 0% | 4.866% | 1
1905 | 0% | 4.137% | 100% | 0% | 0% | 100% | 100% | 0% | 4.137% | 1
1906 | 7.742% | 5.121% | 100% | 0% | 0% | 100% | 100% | 7.742% | 5.121% | 1
1907 | 8.642% | 8.433% | 100% | 0% | 0% | 100% | 100% | 8.642% | 8.433% | 1
1908 | 14.36% | 9.817% | 100% | 0% | 0% | 100% | 100% | 14.36% | 9.817% | 1
1909 | 14.89% | 9.698% | 100% | 0% | 0% | 100% | 100% | 14.89% | 9.698% | 1
1910 | 3.763% | 10.88% | 100% | 0% | 0% | 100% | 100% | 3.763% | 10.88% | 1
1911 | 0% | 9.96% | 100% | 0% | 0% | 100% | 100% | 0% | 9.96% | 1
1912 | 0% | 6.559% | 100% | 0% | 0% | 100% | 100% | 0% | 6.559% | 1
1913 | 0% | 6.623% | 100% | 0% | 0% | 100% | 100% | 0% | 6.623% | 1
1914 | 0% | 6.57% | 100% | 0% | 0% | 100% | 100% | 0% | 6.57% | 1
1915 | 0% | 4.612% | 100% | 0% | 0% | 100% | 100% | 0% | 4.612% | 1
1916 | 0% | 4.034% | 100% | 0% | 0% | 100% | 100% | 0% | 4.034% | 1
1917 | 0% | 5.143% | 100% | 0% | 0% | 100% | 100% | 0% | 5.143% | 1
1918 | 0% | 5.117% | 100% | 0% | 0% | 100% | 100% | 0% | 5.117% | 1
1919 | 0% | 5.638% | 100% | 0% | 0% | 100% | 100% | 0% | 5.638% | 1
1920 | 0% | 5.093% | 100% | 0% | 0% | 100% | 100% | 0% | 5.093% | 1
1921 | 0% | 6.618% | 100% | 0% | 0% | 100% | 100% | 0% | 6.618% | 1
1922 | 0% | 4.745% | 100% | 0% | 0% | 100% | 100% | 0% | 4.745% | 1
1923 | 0% | 3.108% | 100% | 0% | 0% | 100% | 100% | 0% | 3.108% | 1
1924 | 0% | 2.743% | 100% | 0% | 0% | 100% | 100% | 0% | 2.743% | 1
1925 | 0% | 2.821% | 100% | 0% | 0% | 100% | 100% | 0% | 2.821% | 1
1926 | 0% | 1.344% | 100% | 0% | 0% | 100% | 100% | 0% | 1.344% | 1
1927 | 0% | 0% | 100% | 0% | 0% | 100% | 100% | 0% | 0% | 1
1928 | 0% | 0% | 100% | 0% | 0% | 100% | 100% | 0% | 0% | 1
1929 | 0% | 0% | 100% | 0% | 0% | 100% | 100% | 0% | 0% | 1
1930 | 5.229% | 0.8356% | 100% | 0% | 0% | 100% | 100% | 5.229% | 0.8356% | 1
1931 | 9.045% | 4.403% | 100% | 0% | 0% | 100% | 100% | 9.045% | 4.403% | 1
1932 | 17.01% | 4.621% | 100% | 0% | 0% | 100% | 100% | 17.01% | 4.621% | 1
1933 | 15.08% | 4.979% | 100% | 0% | 0% | 100% | 100% | 15.08% | 4.979% | 1
1934 | 6.84% | 7.176% | 100% | 0% | 0% | 100% | 100% | 6.84% | 7.176% | 1
1935 | 0% | 7.249% | 100% | 0% | 0% | 100% | 100% | 0% | 7.249% | 1
1936 | 0% | 4.937% | 100% | 0% | 0% | 100% | 100% | 0% | 4.937% | 1
1937 | 0% | 3.481% | 100% | 0% | 0% | 100% | 100% | 0% | 3.481% | 1
1938 | 0% | 2.9% | 100% | 0% | 0% | 100% | 100% | 0% | 2.9% | 1
1939 | 0% | 1.206% | 100% | 0% | 0% | 100% | 100% | 0% | 1.206% | 1
1940 | 0% | 0.2356% | 100% | 0% | 0% | 100% | 100% | 0% | 0.2356% | 1
1941 | 0% | 0.2378% | 100% | 0% | 0% | 100% | 100% | 0% | 0.2378% | 1
1942 | 0% | 0.4193% | 100% | 0% | 0% | 100% | 100% | 0% | 0.4193% | 1
1943 | 0% | 0.5617% | 100% | 0% | 0% | 100% | 100% | 0% | 0.5617% | 1
1944 | 0% | 0% | 100% | 0% | 0% | 100% | 100% | 0% | 0% | 1
1945 | 0% | 4.751% | 100% | 0% | 0% | 100% | 100% | 0% | 4.751% | 1
1946 | 0% | 0% | 100% | 0% | 0% | 100% | 100% | 0% | 0% | 1
1947 | 0% | 0% | 100% | 0% | 0% | 100% | 100% | 0% | 0% | 1
1948 | 0% | 0% | 100% | 0% | 0% | 100% | 100% | 0% | 0% | 1
1949 | 0% | 0% | 100% | 0% | 0% | 100% | 100% | 0% | 0% | 1
1950 | 0% | 0% | 100% | 0% | 0% | 100% | 100% | 0% | 0% | 1
1951 | 0% | 0% | 100% | 0% | 0% | 100% | 100% | 0% | 0% | 1
1952 | 0% | 0% | 100% | 0% | 0% | 100% | 100% | 0% | 0% | 1
1953 | 0% | 0% | 100% | 0% | 0% | 100% | 100% | 0% | 0% | 1
1954 | 0% | 0% | 100% | 0% | 0% | 100% | 100% | 0% | 0% | 1
1955 | 0% | 0% | 100% | 0% | 0% | 100% | 100% | 0% | 0% | 1
1956 | 0% | 0.3416% | 100% | 0% | 0% | 100% | 100% | 0% | 0.3416% | 1
1957 | 0% | 1.947% | 100% | 0% | 0% | 100% | 100% | 0% | 1.947% | 1
1958 | 0% | 4.116% | 100% | 0% | 0% | 100% | 100% | 0% | 4.116% | 1
1959 | 0% | 4.078% | 100% | 0% | 0% | 100% | 100% | 0% | 4.078% | 1
1960 | 0% | 2.006% | 100% | 0% | 0% | 100% | 100% | 0% | 2.006% | 1
1961 | 0% | 1.793% | 100% | 0% | 0% | 100% | 100% | 0% | 1.793% | 1
1962 | 0% | 0% | 100% | 0% | 0% | 100% | 100% | 0% | 0% | 1
1963 | 0% | 0% | 100% | 0% | 0% | 100% | 100% | 0% | 0% | 1
1964 | 0% | 0% | 100% | 0% | 0% | 100% | 100% | 0% | 0% | 1
1965 | 0% | 0% | 100% | 0% | 0% | 100% | 100% | 0% | 0% | 1
1966 | 0% | 0% | 100% | 0% | 0% | 100% | 100% | 0% | 0% | 1
1967 | 0% | 0% | 100% | 0% | 0% | 100% | 100% | 0% | 0% | 1
1968 | 0% | 0% | 100% | 0% | 0% | 100% | 100% | 0% | 0% | 1
1969 | 0% | 0% | 100% | 0% | 0% | 100% | 100% | 0% | 0% | 1
1970 | 0% | 0% | 100% | 0% | 0% | 100% | 100% | 0% | 0% | 1
1971 | 0% | 0% | 100% | 0% | 0% | 100% | 100% | 0% | 0% | 1
1972 | 0% | 0% | 100% | 0% | 0% | 100% | 100% | 0% | 0% | 1
1973 | 0% | 0% | 100% | 0% | 0% | 100% | 100% | 0% | 0% | 1
1974 | 0% | 0% | 100% | 0% | 0% | 100% | 100% | 0% | 0% | 1
1975 | 0% | 0% | 100% | 0% | 0% | 100% | 100% | 0% | 0% | 1
1976 | 0% | 0% | 100% | 0% | 0% | 100% | 100% | 0% | 0% | 1
1977 | 0% | 0% | 100% | 0% | 0% | 100% | 100% | 0% | 0% | 1
1978 | 0% | 0% | 100% | 0% | 0% | 100% | 100% | 0% | 0% | 1
1979 | 0% | 0.1307% | 100% | 0% | 0% | 100% | 100% | 0% | 0.1307% | 1
1980 | 0% | 0.4298% | 100% | 0% | 0% | 100% | 100% | 0% | 0.4298% | 1
1981 | 0% | 2.387% | 100% | 0% | 0% | 100% | 100% | 0% | 2.387% | 1
1982 | 6.946% | 2.948% | 100% | 0% | 0% | 100% | 100% | 6.946% | 2.948% | 1
1983 | 7.782% | 3.027% | 100% | 0% | 0% | 100% | 100% | 7.782% | 3.027% | 1
1984 | 0.2658% | 2.561% | 100% | 0% | 0% | 100% | 100% | 0.2658% | 2.561% | 1
1985 | 0% | 2.053% | 100% | 0% | 0% | 100% | 100% | 0% | 2.053% | 1
1986 | 0% | 0% | 100% | 0% | 0% | 100% | 100% | 0% | 0% | 1
1987 | 0% | 0% | 100% | 0% | 0% | 100% | 100% | 0% | 0% | 1
1988 | 0% | 0% | 100% | 0% | 0% | 100% | 100% | 0% | 0% | 1
1989 | 0% | 0% | 100% | 0% | 0% | 100% | 100% | 0% | 0% | 1
1990 | 0% | 0% | 100% | 0% | 0% | 100% | 100% | 0% | 0% | 1
1991 | 0% | 0% | 100% | 0% | 0% | 100% | 100% | 0% | 0% | 1
1992 | 0% | 0% | 100% | 0% | 0% | 100% | 100% | 0% | 0% | 1
1993 | 0% | 0% | 100% | 0% | 0% | 100% | 100% | 0% | 0% | 1
1994 | 0% | 0% | 100% | 0% | 0% | 100% | 100% | 0% | 0% | 1
1995 | 0% | 0% | 100% | 0% | 0% | 100% | 100% | 0% | 0% | 1
1996 | 0% | 0% | 100% | 0% | 0% | 100% | 100% | 0% | 0% | 1
1997 | 0% | 0% | 100% | 0% | 0% | 100% | 100% | 0% | 0% | 1
1998 | 0% | 0% | 100% | 0% | 0% | 100% | 100% | 0% | 0% | 1
1999 | 0% | 0% | 100% | 0% | 0% | 100% | 100% | 0% | 0% | 1
2000 | 0% | 0% | 100% | 0% | 0% | 100% | 100% | 0% | 0% | 1
2001 | 0% | 0% | 100% | 0% | 0% | 100% | 100% | 0% | 0% | 1
2002 | 2.103% | 0% | 100% | 0% | 0% | 100% | 100% | 2.103% | 0% | 1
2003 | 0% | 0% | 100% | 0% | 0% | 100% | 100% | 0% | 0% | 1
2004 | 0% | 0% | 100% | 0% | 0% | 100% | 100% | 0% | 0% | 1
2005 | 2.739% | 1.48% | 100% | 0% | 0% | 100% | 100% | 2.739% | 1.48% | 1
2006 | 12.08% | 1.725% | 100% | 0% | 0% | 100% | 100% | 12.08% | 1.725% | 1
2007 | 21.63% | 1.767% | 100% | 0% | 0% | 100% | 100% | 21.63% | 1.767% | 1
2008 | 11.86% | 0.8963% | 100% | 0% | 0% | 100% | 100% | 11.86% | 0.8963% | 1
2009 | 2.157% | 1.189% | 100% | 0% | 0% | 100% | 100% | 2.157% | 1.189% | 1
2010 | 0% | 0% | 100% | 0% | 0% | 100% | 100% | 0% | 0% | 1
2011 | 0% | 0% | 100% | 0% | 0% | 100% | 100% | 0% | 0% | 1
2012 | 0% | 0% | 100% | 0% | 0% | 100% | 100% | 0% | 0% | 1
2013 | 0% | 0% | 100% | 0% | 0% | 100% | 100% | 0% | 0% | 1
2014 | 0% | 0% | 100% | 0% | 0% | 100% | 100% | 0% | 0% | 1
2015 | 0% | 0% | 100% | 0% | 0% | 100% | 100% | 0% | 0% | 1
2016 | 0% | 0% | 100% | 0% | 0% | 100% | 100% | 0% | 0% | 1
2017 | 0% | 0% | 100% | 0% | 0% | 100% | 100% | 0% | 0% | 1
2018 | 0% | 0% | 100% | 0% | 0% | 100% | 100% | 0% | 0% | 1
2019 | 0% | 0% | 100% | 0% | 0% | 100% | 100% | 0% | 0% | 1
2020 | 0% | 0% | 100% | 0% | 0% | 100% | 100% | 0% | 0% | 1
2021 | 0% | 0% | 100% | 0% | 0% | 100% | 100% | 0% | 0% | 1
2022 | 0% | 0% | 100% | 0% | 0% | 100% | 100% | 0% | 0% | 1
2023 | 0% | 0% | 100% | 0% | 0% | 100% | 100% | 0% | 0% | 1
2024 | 0.6906% | 0% | 100% | 0% | 0% | 100% | 100% | 0.6906% | 0% | 1
2025 | 14.28% | 0% | 100% | 0% | 0% | 100% | 100% | 14.28% | 0% | 1
2026 | 27.23% | 0% | 100% | 0% | 0% | 100% | 100% | 27.23% | 0% | 1
2027 | 23.21% | 0% | 100% | 0% | 0% | 100% | 100% | 23.21% | 0% | 1
2028 | 21.79% | 0.1646% | 100% | 0% | 0% | 100% | 100% | 21.79% | 0.1646% | 1
2029 | 25.07% | 4.835% | 100% | 0% | 0% | 100% | 100% | 25.07% | 4.835% | 1
2030 | 31.03% | 4.733% | 100% | 0% | 0% | 100% | 100% | 31.03% | 4.733% | 1
2031 | 31.84% | 4.78% | 100% | 0% | 0% | 100% | 100% | 31.84% | 4.78% | 1
2032 | 22.02% | 3.035% | 100% | 0% | 0% | 100% | 100% | 22.02% | 3.035% | 1
2033 | 9.099% | 2.687% | 100% | 0% | 0% | 100% | 100% | 9.099% | 2.687% | 1
2034 | 0% | 1.801% | 100% | 0% | 0% | 100% | 100% | 0% | 1.801% | 1
2035 | 0% | 0% | 100% | 0% | 0% | 100% | 100% | 0% | 0% | 1
2036 | 0% | 0% | 100% | 0% | 0% | 100% | 100% | 0% | 0% | 1
2037 | 0% | 0% | 100% | 0% | 0% | 100% | 100% | 0% | 0% | 1
2038 | 0% | 0% | 100% | 0% | 0% | 100% | 100% | 0% | 0% | 1
2039 | 0% | 0% | 100% | 0% | 0% | 100% | 100% | 0% | 0% | 1
2040 | 0% | 0% | 100% | 0% | 0% | 100% | 100% | 0% | 0% | 1
2041 | 0% | 0% | 100% | 0% | 0% | 100% | 100% | 0% | 0% | 1
2042 | 0% | 0% | 100% | 0% | 0% | 100% | 100% | 0% | 0% | 1
2043 | 0% | 0% | 100% | 0% | 0% | 100% | 100% | 0% | 0% | 1
2044 | 0% | 0% | 100% | 0% | 0% | 100% | 100% | 0% | 0% | 1
2045 | 0% | 0% | 100% | 0% | 0% | 100% | 100% | 0% | 0% | 1
2046 | 0% | 0% | 100% | 0% | 0% | 100% | 100% | 0% | 0% | 1
2047 | 0% | 0% | 100% | 0% | 0% | 100% | 100% | 0% | 0% | 1
2048 | 0% | 0% | 100% | 0% | 0% | 100% | 100% | 0% | 0% | 1
2049 | 11.81% | 0% | 100% | 0% | 0% | 100% | 100% | 11.81% | 0% | 1
2050 | 24.6% | 0% | 100% | 0% | 0% | 100% | 100% | 24.6% | 0% | 1
2051 | 25.35% | 0% | 100% | 0% | 0% | 100% | 100% | 25.35% | 0% | 1
2052 | 27.25% | 0% | 100% | 0% | 0% | 100% | 100% | 27.25% | 0% | 1
2053 | 33.41% | 0.8017% | 100% | 0% | 0% | 100% | 100% | 33.41% | 0.8017% | 1
2054 | 40.18% | 0.868% | 100% | 0% | 0% | 100% | 100% | 40.18% | 0.868% | 1
2055 | 40.39% | 1.146% | 100% | 0% | 0% | 100% | 100% | 40.39% | 1.146% | 1
2056 | 25.45% | 0.1212% | 100% | 0% | 0% | 100% | 100% | 25.45% | 0.1212% | 1
2057 | 9.83% | 0% | 100% | 0% | 0% | 100% | 100% | 9.83% | 0% | 1
2058 | 0% | 0% | 100% | 0% | 0% | 100% | 100% | 0% | 0% | 1
2059 | 0% | 0% | 100% | 0% | 0% | 100% | 100% | 0% | 0% | 1
2060 | 0% | 0% | 100% | 0% | 0% | 100% | 100% | 0% | 0% | 1
2061 | 0% | 0% | 100% | 0% | 0% | 100% | 100% | 0% | 0% | 1
2062 | 0% | 0% | 100% | 0% | 0% | 100% | 100% | 0% | 0% | 1
2063 | 0% | 0% | 100% | 0% | 0% | 100% | 100% | 0% | 0% | 1
2064 | 0% | 0% | 100% | 0% | 0% | 100% | 100% | 0% | 0% | 1
2065 | 0% | 0% | 100% | 0% | 0% | 100% | 100% | 0% | 0% | 1
2066 | 0% | 0% | 100% | 0% | 0% | 100% | 100% | 0% | 0% | 1
2067 | 0% | 0% | 100% | 0% | 0% | 100% | 100% | 0% | 0% | 1
2068 | 0% | 0% | 100% | 0% | 0% | 100% | 100% | 0% | 0% | 1
2069 | 0% | 0% | 100% | 0% | 0% | 100% | 100% | 0% | 0% | 1
2070 | 0% | 0% | 100% | 0% | 0% | 100% | 100% | 0% | 0% | 1
2071 | 0% | 0% | 100% | 0% | 0% | 100% | 100% | 0% | 0% | 1
2072 | 0% | 0% | 100% | 0% | 0% | 100% | 100% | 0% | 0% | 1
2073 | 4.837% | 0% | 100% | 0% | 0% | 100% | 100% | 4.837% | 0% | 1
2074 | 19.82% | 0% | 100% | 0% | 0% | 100% | 100% | 19.82% | 0% | 1
2075 | 26.38% | 0% | 100% | 0% | 0% | 100% | 100% | 26.38% | 0% | 1
2076 | 24.94% | 0% | 100% | 0% | 0% | 100% | 100% | 24.94% | 0% | 1
2077 | 33.59% | 2.087% | 100% | 0% | 0% | 100% | 100% | 33.59% | 2.087% | 1
2078 | 39.71% | 1.877% | 100% | 0% | 0% | 100% | 100% | 39.71% | 1.877% | 1
2079 | 33.13% | 1.524% | 100% | 0% | 0% | 100% | 100% | 33.13% | 1.524% | 1
2080 | 16.77% | 1.21% | 100% | 0% | 0% | 100% | 100% | 16.77% | 1.21% | 1
2081 | 5.137% | 0% | 100% | 0% | 0% | 100% | 100% | 5.137% | 0% | 1
2082 | 0% | 0% | 100% | 0% | 0% | 100% | 100% | 0% | 0% | 1
2083 | 0% | 0% | 100% | 0% | 0% | 100% | 100% | 0% | 0% | 1
2084 | 0% | 0% | 100% | 0% | 0% | 100% | 100% | 0% | 0% | 1
2085 | 0% | 0% | 100% | 0% | 0% | 100% | 100% | 0% | 0% | 1
2086 | 0% | 0% | 100% | 0% | 0% | 100% | 100% | 0% | 0% | 1
2087 | 0% | 0% | 100% | 0% | 0% | 100% | 100% | 0% | 0% | 1
2088 | 0% | 0% | 100% | 0% | 0% | 100% | 100% | 0% | 0% | 1
2089 | 0% | 0% | 100% | 0% | 0% | 100% | 100% | 0% | 0% | 1
2090 | 0% | 0% | 100% | 0% | 0% | 100% | 100% | 0% | 0% | 1
2091 | 0% | 0% | 100% | 0% | 0% | 100% | 100% | 0% | 0% | 1
2092 | 0% | 0% | 100% | 0% | 0% | 100% | 100% | 0% | 0% | 1
2093 | 0% | 0% | 100% | 0% | 0% | 100% | 100% | 0% | 0% | 1
2094 | 0% | 0% | 100% | 0% | 0% | 100% | 100% | 0% | 0% | 1
2095 | 0% | 0% | 100% | 0% | 0% | 100% | 100% | 0% | 0% | 1
2096 | 0% | 0% | 100% | 0% | 0% | 100% | 100% | 0% | 0% | 1
2097 | 5.753% | 0% | 100% | 0% | 0% | 100% | 100% | 5.753% | 0% | 1
2098 | 19.91% | 0% | 100% | 0% | 0% | 100% | 100% | 19.91% | 0% | 1
2099 | 31.2% | 0.009725% | 100% | 0% | 0% | 100% | 100% | 31.2% | 0.009725% | 1
2100 | 30.63% | 1.701% | 100% | 0% | 0% | 100% | 100% | 30.63% | 1.701% | 1
2101 | 35.66% | 2.894% | 100% | 0% | 0% | 100% | 100% | 35.66% | 2.894% | 1
2102 | 40.9% | 3.037% | 100% | 0% | 0% | 100% | 100% | 40.9% | 3.037% | 1
2103 | 35.52% | 2.296% | 100% | 0% | 0% | 100% | 100% | 35.52% | 2.296% | 1
2104 | 18.55% | 2.048% | 100% | 0% | 0% | 100% | 100% | 18.55% | 2.048% | 1
2105 | 6.006% | 0.426% | 100% | 0% | 0% | 100% | 100% | 6.006% | 0.426% | 1
2106 | 0% | 0% | 100% | 0% | 0% | 100% | 100% | 0% | 0% | 1
2107 | 0% | 0% | 100% | 0% | 0% | 100% | 100% | 0% | 0% | 1
2108 | 0% | 0% | 100% | 0% | 0% | 100% | 100% | 0% | 0% | 1
2109 | 0% | 0% | 100% | 0% | 0% | 100% | 100% | 0% | 0% | 1
2110 | 0% | 0% | 100% | 0% | 0% | 100% | 100% | 0% | 0% | 1
2111 | 0% | 0% | 100% | 0% | 0% | 100% | 100% | 0% | 0% | 1
2112 | 0% | 0% | 100% | 0% | 0% | 100% | 100% | 0% | 0% | 1
2113 | 0% | 0% | 100% | 0% | 0% | 100% | 100% | 0% | 0% | 1
2114 | 0% | 0% | 100% | 0% | 0% | 100% | 100% | 0% | 0% | 1
2115 | 0% | 0% | 100% | 0% | 0% | 100% | 100% | 0% | 0% | 1
2116 | 0% | 0% | 100% | 0% | 0% | 100% | 100% | 0% | 0% | 1
2117 | 0% | 0% | 100% | 0% | 0% | 100% | 100% | 0% | 0% | 1
2118 | 0% | 0% | 100% | 0% | 0% | 100% | 100% | 0% | 0% | 1
2119 | 0% | 0% | 100% | 0% | 0% | 100% | 100% | 0% | 0% | 1
2120 | 0% | 0% | 100% | 0% | 0% | 100% | 100% | 0% | 0% | 1
2121 | 8.315% | 0% | 100% | 0% | 0% | 100% | 100% | 8.315% | 0% | 1
2122 | 19.34% | 0% | 100% | 0% | 0% | 100% | 100% | 19.34% | 0% | 1
2123 | 24.56% | 0% | 100% | 0% | 0% | 100% | 100% | 24.56% | 0% | 1
2124 | 18.35% | 4.518% | 100% | 0% | 0% | 100% | 100% | 18.35% | 4.518% | 1
2125 | 15.96% | 5.323% | 100% | 0% | 0% | 100% | 100% | 15.96% | 5.323% | 1
2126 | 26.96% | 5.664% | 100% | 0% | 0% | 100% | 100% | 26.96% | 5.664% | 1
2127 | 29.55% | 4.2% | 100% | 0% | 0% | 100% | 100% | 29.55% | 4.2% | 1
2128 | 17.05% | 3.317% | 100% | 0% | 0% | 100% | 100% | 17.05% | 3.317% | 1
2129 | 4.075% | 2.485% | 100% | 0% | 0% | 100% | 100% | 4.075% | 2.485% | 1
2130 | 0% | 0.8906% | 100% | 0% | 0% | 100% | 100% | 0% | 0.8906% | 1
2131 | 0% | 0% | 100% | 0% | 0% | 100% | 100% | 0% | 0% | 1
2132 | 0% | 0% | 100% | 0% | 0% | 100% | 100% | 0% | 0% | 1
2133 | 0% | 0% | 100% | 0% | 0% | 100% | 100% | 0% | 0% | 1
2134 | 0% | 0% | 100% | 0% | 0% | 100% | 100% | 0% | 0% | 1
2135 | 0% | 0% | 100% | 0% | 0% | 100% | 100% | 0% | 0% | 1
2136 | 0% | 0% | 100% | 0% | 0% | 100% | 100% | 0% | 0% | 1
2137 | 0% | 0% | 100% | 0% | 0% | 100% | 100% | 0% | 0% | 1
2138 | 0% | 0% | 100% | 0% | 0% | 100% | 100% | 0% | 0% | 1
2139 | 0% | 0% | 100% | 0% | 0% | 100% | 100% | 0% | 0% | 1
2140 | 0% | 0% | 100% | 0% | 0% | 100% | 100% | 0% | 0% | 1
2141 | 0% | 0% | 100% | 0% | 0% | 100% | 100% | 0% | 0% | 1
2142 | 0% | 0% | 100% | 0% | 0% | 100% | 100% | 0% | 0% | 1
2143 | 0% | 0% | 100% | 0% | 0% | 100% | 100% | 0% | 0% | 1
2144 | 0% | 0% | 100% | 0% | 0% | 100% | 100% | 0% | 0% | 1
2145 | 11.04% | 0% | 100% | 0% | 0% | 100% | 100% | 11.04% | 0% | 1
2146 | 18.06% | 0% | 100% | 0% | 0% | 100% | 100% | 18.06% | 0% | 1
2147 | 17.78% | 0% | 100% | 0% | 0% | 100% | 100% | 17.78% | 0% | 1
2148 | 14.96% | 1.734% | 100% | 0% | 0% | 100% | 100% | 14.96% | 1.734% | 1
2149 | 15.64% | 2.411% | 100% | 0% | 0% | 100% | 100% | 15.64% | 2.411% | 1
2150 | 28.62% | 2.734% | 100% | 0% | 0% | 100% | 100% | 28.62% | 2.734% | 1
2151 | 36.03% | 1.694% | 100% | 0% | 0% | 100% | 100% | 36.03% | 1.694% | 1
2152 | 24.52% | 2.608% | 100% | 0% | 0% | 100% | 100% | 24.52% | 2.608% | 1
2153 | 6.365% | 1.442% | 100% | 0% | 0% | 100% | 100% | 6.365% | 1.442% | 1
2154 | 0% | 0% | 100% | 0% | 0% | 100% | 100% | 0% | 0% | 1
2155 | 0% | 0% | 100% | 0% | 0% | 100% | 100% | 0% | 0% | 1
2156 | 0% | 0% | 100% | 0% | 0% | 100% | 100% | 0% | 0% | 1
2157 | 0% | 0% | 100% | 0% | 0% | 100% | 100% | 0% | 0% | 1
2158 | 0% | 0% | 100% | 0% | 0% | 100% | 100% | 0% | 0% | 1
2159 | 0% | 0% | 100% | 0% | 0% | 100% | 100% | 0% | 0% | 1
2160 | 0% | 0% | 100% | 0% | 0% | 100% | 100% | 0% | 0% | 1
2161 | 0% | 0% | 100% | 0% | 0% | 100% | 100% | 0% | 0% | 1
2162 | 0% | 0% | 100% | 0% | 0% | 100% | 100% | 0% | 0% | 1
2163 | 0% | 0% | 100% | 0% | 0% | 100% | 100% | 0% | 0% | 1
2164 | 0% | 0% | 100% | 0% | 0% | 100% | 100% | 0% | 0% | 1
2165 | 0% | 0% | 100% | 0% | 0% | 100% | 100% | 0% | 0% | 1
2166 | 0% | 0% | 100% | 0% | 0% | 100% | 100% | 0% | 0% | 1
2167 | 0% | 0% | 100% | 0% | 0% | 100% | 100% | 0% | 0% | 1
2168 | 0% | 0% | 100% | 0% | 0% | 100% | 100% | 0% | 0% | 1
2169 | 1.174% | 0% | 100% | 0% | 0% | 100% | 100% | 1.174% | 0% | 1
2170 | 9.064% | 0.09956% | 100% | 0% | 0% | 100% | 100% | 9.064% | 0.09956% | 1
2171 | 4.461% | 0% | 100% | 0% | 0% | 100% | 100% | 4.461% | 0% | 1
2172 | 4.298% | 2.571% | 100% | 0% | 0% | 100% | 100% | 4.298% | 2.571% | 1
2173 | 5.829% | 1.69% | 100% | 0% | 0% | 100% | 100% | 5.829% | 1.69% | 1
2174 | 12.33% | 1.832% | 100% | 0% | 0% | 100% | 100% | 12.33% | 1.832% | 1
2175 | 13.68% | 2.823% | 100% | 0% | 0% | 100% | 100% | 13.68% | 2.823% | 1
2176 | 9.439% | 2.333% | 100% | 0% | 0% | 100% | 100% | 9.439% | 2.333% | 1
2177 | 0% | 2.399% | 100% | 0% | 0% | 100% | 100% | 0% | 2.399% | 1
2178 | 0% | 0% | 100% | 0% | 0% | 100% | 100% | 0% | 0% | 1
2179 | 0% | 0% | 100% | 0% | 0% | 100% | 100% | 0% | 0% | 1
2180 | 0% | 0% | 100% | 0% | 0% | 100% | 100% | 0% | 0% | 1
2181 | 0% | 0% | 100% | 0% | 0% | 100% | 100% | 0% | 0% | 1
2182 | 0% | 0% | 100% | 0% | 0% | 100% | 100% | 0% | 0% | 1
2183 | 0% | 0% | 100% | 0% | 0% | 100% | 100% | 0% | 0% | 1
2184 | 0% | 0% | 100% | 0% | 0% | 100% | 100% | 0% | 0% | 1
2185 | 0% | 0% | 100% | 0% | 0% | 100% | 100% | 0% | 0% | 1
2186 | 0% | 0% | 100% | 0% | 0% | 100% | 100% | 0% | 0% | 1
2187 | 0% | 0% | 100% | 0% | 0% | 100% | 100% | 0% | 0% | 1
2188 | 0% | 0% | 100% | 0% | 0% | 100% | 100% | 0% | 0% | 1
2189 | 0% | 0% | 100% | 0% | 0% | 100% | 100% | 0% | 0% | 1
2190 | 0% | 0% | 100% | 0% | 0% | 100% | 100% | 0% | 0% | 1
2191 | 0% | 0% | 100% | 0% | 0% | 100% | 100% | 0% | 0% | 1
2192 | 0% | 0.01539% | 100% | 0% | 0% | 100% | 100% | 0% | 0.01539% | 1
2193 | 0% | 0.8791% | 100% | 0% | 0% | 100% | 100% | 0% | 0.8791% | 1
2194 | 5.93% | 3.024% | 100% | 0% | 0% | 100% | 100% | 5.93% | 3.024% | 1
2195 | 7.008% | 3.215% | 100% | 0% | 0% | 100% | 100% | 7.008% | 3.215% | 1
2196 | 13.14% | 4.804% | 100% | 0% | 0% | 100% | 100% | 13.14% | 4.804% | 1
2197 | 14.1% | 4.838% | 100% | 0% | 0% | 100% | 100% | 14.1% | 4.838% | 1
2198 | 11.35% | 5.381% | 100% | 0% | 0% | 100% | 100% | 11.35% | 5.381% | 1
2199 | 5.075% | 7.302% | 100% | 0% | 0% | 100% | 100% | 5.075% | 7.302% | 1
2200 | 9.487% | 7.08% | 100% | 0% | 0% | 100% | 100% | 9.487% | 7.08% | 1
2201 | 0% | 6.122% | 100% | 0% | 0% | 100% | 100% | 0% | 6.122% | 1
2202 | 0% | 2.515% | 100% | 0% | 0% | 100% | 100% | 0% | 2.515% | 1
2203 | 0% | 1.024% | 100% | 0% | 0% | 100% | 100% | 0% | 1.024% | 1
2204 | 0% | 1.815% | 100% | 0% | 0% | 100% | 100% | 0% | 1.815% | 1
2205 | 0% | 3.097% | 100% | 0% | 0% | 100% | 100% | 0% | 3.097% | 1
2206 | 0% | 1.452% | 100% | 0% | 0% | 100% | 100% | 0% | 1.452% | 1
2207 | 0% | 1.115% | 100% | 0% | 0% | 100% | 100% | 0% | 1.115% | 1
2208 | 0% | 0.7246% | 100% | 0% | 0% | 100% | 100% | 0% | 0.7246% | 1
2209 | 0% | 0.4628% | 93.55% | 0% | 0% | 100% | 100% | 0% | 0.4628% | 1
2210 | 0% | 0.5597% | 93.55% | 0% | 0% | 100% | 100% | 0% | 0.5597% | 1
2211 | 0% | 0% | 93.55% | 0% | 0% | 100% | 100% | 0% | 0% | 1
2212 | 0% | 0% | 93.55% | 0% | 0% | 100% | 100% | 0% | 0% | 1
2213 | 0% | 0% | 93.55% | 0% | 0% | 100% | 100% | 0% | 0% | 1
2214 | 0% | 0% | 93.55% | 0% | 0% | 100% | 100% | 0% | 0% | 1
2215 | 0% | 0% | 93.55% | 0% | 0% | 100% | 100% | 0% | 0% | 1
2216 | 0% | 2.024% | 93.55% | 0% | 0% | 100% | 100% | 0% | 2.024% | 1
2217 | 0% | 5.378% | 93.55% | 0% | 0% | 100% | 100% | 0% | 5.378% | 1
2218 | 7.701% | 7.949% | 93.55% | 0% | 0% | 100% | 100% | 7.701% | 7.949% | 1
2219 | 9.679% | 8.887% | 93.55% | 0% | 0% | 100% | 100% | 9.679% | 8.887% | 1
2220 | 14.53% | 9.614% | 93.55% | 0% | 0% | 100% | 100% | 14.53% | 9.614% | 1
2221 | 10.63% | 6.734% | 93.55% | 0% | 0% | 100% | 100% | 10.63% | 6.734% | 1
2222 | 9.416% | 8.129% | 93.55% | 0% | 0% | 100% | 100% | 9.416% | 8.129% | 1
2223 | 1.967% | 9.47% | 93.55% | 0% | 0% | 100% | 100% | 1.967% | 9.47% | 1
2224 | 5.504% | 7.256% | 93.55% | 0% | 0% | 100% | 100% | 5.504% | 7.256% | 1
2225 | 0% | 5.158% | 93.55% | 0% | 0% | 100% | 100% | 0% | 5.158% | 1
2226 | 0% | 2.835% | 93.55% | 0% | 0% | 100% | 100% | 0% | 2.835% | 1
2227 | 0% | 1.472% | 93.55% | 0% | 0% | 100% | 100% | 0% | 1.472% | 1
2228 | 0% | 2.801% | 93.55% | 0% | 0% | 100% | 100% | 0% | 2.801% | 1
2229 | 0% | 4.163% | 93.55% | 0% | 0% | 100% | 100% | 0% | 4.163% | 1
2230 | 0% | 1.626% | 93.55% | 0% | 0% | 100% | 100% | 0% | 1.626% | 1
2231 | 0% | 0.3975% | 93.55% | 0% | 0% | 100% | 100% | 0% | 0.3975% | 1
2232 | 0% | 0% | 93.55% | 0% | 0% | 100% | 100% | 0% | 0% | 1
2233 | 0% | 2.521% | 93.55% | 0% | 0% | 100% | 100% | 0% | 2.521% | 1
2234 | 0% | 0% | 93.55% | 0% | 0% | 100% | 100% | 0% | 0% | 1
2235 | 0% | 0% | 93.55% | 0% | 0% | 100% | 100% | 0% | 0% | 1
2236 | 0% | 0% | 93.55% | 0% | 0% | 100% | 100% | 0% | 0% | 1
2237 | 0% | 0% | 93.55% | 0% | 0% | 100% | 100% | 0% | 0% | 1
2238 | 0% | 0% | 93.55% | 0% | 0% | 100% | 100% | 0% | 0% | 1
2239 | 0% | 0% | 93.55% | 0% | 0% | 100% | 100% | 0% | 0% | 1
2240 | 0% | 0% | 93.55% | 0% | 0% | 100% | 100% | 0% | 0% | 1
2241 | 1.348% | 0.1524% | 93.55% | 0% | 0% | 100% | 100% | 1.348% | 0.1524% | 1
2242 | 12.14% | 1.32% | 93.55% | 0% | 0% | 100% | 100% | 12.14% | 1.32% | 1
2243 | 18.16% | 3.247% | 93.55% | 0% | 0% | 100% | 100% | 18.16% | 3.247% | 1
2244 | 21.26% | 4.472% | 93.55% | 0% | 0% | 100% | 100% | 21.26% | 4.472% | 1
2245 | 23.35% | 2.557% | 93.55% | 0% | 0% | 100% | 100% | 23.35% | 2.557% | 1
2246 | 25.72% | 4.546% | 93.55% | 0% | 0% | 100% | 100% | 25.72% | 4.546% | 1
2247 | 16.87% | 7.049% | 93.55% | 0% | 0% | 100% | 100% | 16.87% | 7.049% | 1
2248 | 14.14% | 8.304% | 93.55% | 0% | 0% | 100% | 100% | 14.14% | 8.304% | 1
2249 | 0% | 4.776% | 93.55% | 0% | 0% | 100% | 100% | 0% | 4.776% | 1
2250 | 0% | 3.042% | 93.55% | 0% | 0% | 100% | 100% | 0% | 3.042% | 1
2251 | 0% | 0.7654% | 93.55% | 0% | 0% | 100% | 100% | 0% | 0.7654% | 1
2252 | 0% | 2.758% | 93.55% | 0% | 0% | 100% | 100% | 0% | 2.758% | 1
2253 | 0% | 3.089% | 93.55% | 0% | 0% | 100% | 100% | 0% | 3.089% | 1
2254 | 0% | 1.428% | 93.55% | 0% | 0% | 100% | 100% | 0% | 1.428% | 1
2255 | 0% | 0.9163% | 93.55% | 0% | 0% | 100% | 100% | 0% | 0.9163% | 1
2256 | 0% | 1.184% | 93.55% | 0% | 0% | 100% | 100% | 0% | 1.184% | 1
2257 | 0% | 0% | 93.55% | 0% | 0% | 100% | 100% | 0% | 0% | 1
2258 | 0% | 0% | 93.55% | 0% | 0% | 100% | 100% | 0% | 0% | 1
2259 | 0% | 0% | 93.55% | 0% | 0% | 100% | 100% | 0% | 0% | 1
2260 | 0% | 0% | 93.55% | 0% | 0% | 100% | 100% | 0% | 0% | 1
2261 | 0% | 0% | 93.55% | 0% | 0% | 100% | 100% | 0% | 0% | 1
2262 | 0% | 0% | 93.55% | 0% | 0% | 100% | 100% | 0% | 0% | 1
2263 | 0% | 0% | 93.55% | 0% | 0% | 100% | 100% | 0% | 0% | 1
2264 | 0% | 0% | 93.55% | 0% | 0% | 100% | 100% | 0% | 0% | 1
2265 | 7.536% | 1.43% | 93.55% | 0% | 0% | 100% | 100% | 7.536% | 1.43% | 1
2266 | 21.66% | 2.463% | 93.55% | 0% | 0% | 100% | 100% | 21.66% | 2.463% | 1
2267 | 24.18% | 3.419% | 93.55% | 0% | 0% | 100% | 100% | 24.18% | 3.419% | 1
2268 | 33.35% | 4.453% | 93.55% | 0% | 0% | 100% | 100% | 33.35% | 4.453% | 1
2269 | 34.63% | 1.662% | 93.55% | 0% | 0% | 100% | 100% | 34.63% | 1.662% | 1
2270 | 35.89% | 3.845% | 93.55% | 0% | 0% | 100% | 100% | 35.89% | 3.845% | 1
2271 | 31.18% | 9.202% | 93.55% | 0% | 0% | 100% | 100% | 31.18% | 9.202% | 1
2272 | 19.49% | 11.16% | 93.55% | 0% | 0% | 100% | 100% | 19.49% | 11.16% | 1
2273 | 2.424% | 5.03% | 93.55% | 0% | 0% | 100% | 100% | 2.424% | 5.03% | 1
2274 | 0% | 3.963% | 93.55% | 0% | 0% | 100% | 100% | 0% | 3.963% | 1
2275 | 0% | 0.8127% | 93.55% | 0% | 0% | 100% | 100% | 0% | 0.8127% | 1
2276 | 0% | 3.694% | 93.55% | 0% | 0% | 100% | 100% | 0% | 3.694% | 1
2277 | 0% | 3.759% | 93.55% | 0% | 0% | 100% | 100% | 0% | 3.759% | 1
2278 | 0% | 3.057% | 93.55% | 0% | 0% | 100% | 100% | 0% | 3.057% | 1
2279 | 0% | 2.611% | 93.55% | 0% | 0% | 100% | 100% | 0% | 2.611% | 1
2280 | 0% | 4.166% | 93.55% | 0% | 0% | 100% | 100% | 0% | 4.166% | 1
2281 | 0% | 0% | 93.55% | 0% | 0% | 100% | 100% | 0% | 0% | 1
2282 | 0% | 0.03478% | 93.55% | 0% | 0% | 100% | 100% | 0% | 0.03478% | 1
2283 | 0% | 0% | 93.55% | 0% | 0% | 100% | 100% | 0% | 0% | 1
2284 | 0% | 0% | 93.55% | 0% | 0% | 100% | 100% | 0% | 0% | 1
2285 | 0% | 0% | 93.55% | 0% | 0% | 100% | 100% | 0% | 0% | 1
2286 | 0% | 0% | 93.55% | 0% | 0% | 100% | 100% | 0% | 0% | 1
2287 | 0% | 0% | 93.55% | 0% | 0% | 100% | 100% | 0% | 0% | 1
2288 | 0% | 0% | 93.55% | 0% | 0% | 100% | 100% | 0% | 0% | 1
2289 | 0.4414% | 0% | 93.55% | 0% | 0% | 100% | 100% | 0.4414% | 0% | 1
2290 | 11.73% | 1.032% | 93.55% | 0% | 0% | 100% | 100% | 11.73% | 1.032% | 1
2291 | 15.05% | 3.207% | 93.55% | 0% | 0% | 100% | 100% | 15.05% | 3.207% | 1
2292 | 27.71% | 5.113% | 93.55% | 0% | 0% | 100% | 100% | 27.71% | 5.113% | 1
2293 | 32.13% | 5.457% | 93.55% | 0% | 0% | 100% | 100% | 32.13% | 5.457% | 1
2294 | 22.6% | 6.626% | 93.55% | 0% | 0% | 100% | 100% | 22.6% | 6.626% | 1
2295 | 14.14% | 11.28% | 93.55% | 0% | 0% | 100% | 100% | 14.14% | 11.28% | 1
2296 | 6.267% | 11.37% | 93.55% | 0% | 0% | 100% | 100% | 6.267% | 11.37% | 1
2297 | 0% | 6.603% | 93.55% | 0% | 0% | 100% | 100% | 0% | 6.603% | 1
2298 | 0% | 4.827% | 93.55% | 0% | 0% | 100% | 100% | 0% | 4.827% | 1
2299 | 0% | 1.311% | 93.55% | 0% | 0% | 100% | 100% | 0% | 1.311% | 1
2300 | 0% | 3.214% | 93.55% | 0% | 0% | 100% | 100% | 0% | 3.214% | 1
2301 | 0% | 4.233% | 93.55% | 0% | 0% | 100% | 100% | 0% | 4.233% | 1
2302 | 0% | 3.661% | 93.55% | 0% | 0% | 100% | 100% | 0% | 3.661% | 1
2303 | 0% | 3.476% | 93.55% | 0% | 0% | 100% | 100% | 0% | 3.476% | 1
2304 | 0% | 6.74% | 93.55% | 0% | 0% | 100% | 100% | 0% | 6.74% | 1
2305 | 0% | 2.417% | 93.55% | 0% | 0% | 100% | 100% | 0% | 2.417% | 1
2306 | 0% | 2.453% | 93.55% | 0% | 0% | 100% | 100% | 0% | 2.453% | 1
2307 | 0% | 1.494% | 93.55% | 0% | 0% | 100% | 100% | 0% | 1.494% | 1
2308 | 0% | 0% | 93.55% | 0% | 0% | 100% | 100% | 0% | 0% | 1
2309 | 0% | 0.3882% | 93.55% | 0% | 0% | 100% | 100% | 0% | 0.3882% | 1
2310 | 0% | 0% | 93.55% | 0% | 0% | 100% | 100% | 0% | 0% | 1
2311 | 0% | 0% | 93.55% | 0% | 0% | 100% | 100% | 0% | 0% | 1
2312 | 0% | 0.02773% | 93.55% | 0% | 0% | 100% | 100% | 0% | 0.02773% | 1
2313 | 0% | 2.232% | 93.55% | 0% | 0% | 100% | 100% | 0% | 2.232% | 1
2314 | 8.321% | 4.909% | 93.55% | 0% | 0% | 100% | 100% | 8.321% | 4.909% | 1
2315 | 15.72% | 7.739% | 93.55% | 0% | 0% | 100% | 100% | 15.72% | 7.739% | 1
2316 | 23.4% | 10.95% | 93.55% | 0% | 0% | 100% | 100% | 23.4% | 10.95% | 1
2317 | 19.18% | 13.07% | 93.55% | 0% | 0% | 100% | 100% | 19.18% | 13.07% | 1
2318 | 17.59% | 13.26% | 93.55% | 0% | 0% | 100% | 100% | 17.59% | 13.26% | 1
2319 | 13.9% | 14.42% | 93.55% | 0% | 0% | 100% | 100% | 13.9% | 14.42% | 1
2320 | 2.493% | 12.92% | 93.55% | 0% | 0% | 100% | 100% | 2.493% | 12.92% | 1
2321 | 0% | 8.736% | 93.55% | 0% | 0% | 100% | 100% | 0% | 8.736% | 1
2322 | 0% | 5.8% | 93.55% | 0% | 0% | 100% | 100% | 0% | 5.8% | 1
2323 | 0% | 2.186% | 93.55% | 0% | 0% | 100% | 100% | 0% | 2.186% | 1
2324 | 0% | 3.615% | 93.55% | 0% | 0% | 100% | 100% | 0% | 3.615% | 1
2325 | 0% | 4.747% | 93.55% | 0% | 0% | 100% | 100% | 0% | 4.747% | 1
2326 | 0% | 5.745% | 93.55% | 0% | 0% | 100% | 100% | 0% | 5.745% | 1
2327 | 0% | 4.56% | 93.55% | 0% | 0% | 100% | 100% | 0% | 4.56% | 1
2328 | 0% | 8.158% | 93.55% | 0% | 0% | 100% | 100% | 0% | 8.158% | 1
2329 | 0% | 4.508% | 93.55% | 0% | 0% | 100% | 100% | 0% | 4.508% | 1
2330 | 0% | 4.053% | 93.55% | 0% | 0% | 100% | 100% | 0% | 4.053% | 1
2331 | 0% | 2.657% | 93.55% | 0% | 0% | 100% | 100% | 0% | 2.657% | 1
2332 | 0% | 1.646% | 93.55% | 0% | 0% | 100% | 100% | 0% | 1.646% | 1
2333 | 0% | 2.192% | 93.55% | 0% | 0% | 100% | 100% | 0% | 2.192% | 1
2334 | 0% | 0.6261% | 93.55% | 0% | 0% | 100% | 100% | 0% | 0.6261% | 1
2335 | 0% | 0.735% | 93.55% | 0% | 0% | 100% | 100% | 0% | 0.735% | 1
2336 | 0% | 3.399% | 93.55% | 0% | 0% | 100% | 100% | 0% | 3.399% | 1
2337 | 0% | 4.992% | 93.55% | 0% | 0% | 100% | 100% | 0% | 4.992% | 1
2338 | 7.505% | 8.265% | 93.55% | 0% | 0% | 100% | 100% | 7.505% | 8.265% | 1
2339 | 21.38% | 11.36% | 93.55% | 0% | 0% | 100% | 100% | 21.38% | 11.36% | 1
2340 | 20.44% | 13.94% | 93.55% | 0% | 0% | 100% | 100% | 20.44% | 13.94% | 1
2341 | 20.06% | 16.15% | 93.55% | 0% | 0% | 100% | 100% | 20.06% | 16.15% | 1
2342 | 17.83% | 13.98% | 93.55% | 0% | 0% | 100% | 100% | 17.83% | 13.98% | 1
2343 | 14.85% | 11.75% | 93.55% | 0% | 0% | 100% | 100% | 14.85% | 11.75% | 1
2344 | 0% | 9.533% | 93.55% | 0% | 0% | 100% | 100% | 0% | 9.533% | 1
2345 | 0% | 9.639% | 93.55% | 0% | 0% | 100% | 100% | 0% | 9.639% | 1
2346 | 0% | 6.643% | 93.55% | 0% | 0% | 100% | 100% | 0% | 6.643% | 1
2347 | 0% | 1.733% | 93.55% | 0% | 0% | 100% | 100% | 0% | 1.733% | 1
2348 | 0% | 0.6497% | 93.55% | 0% | 0% | 100% | 100% | 0% | 0.6497% | 1
2349 | 0% | 3.178% | 93.55% | 0% | 0% | 100% | 100% | 0% | 3.178% | 1
2350 | 0% | 4.902% | 93.55% | 0% | 0% | 100% | 100% | 0% | 4.902% | 1
2351 | 0% | 3.691% | 93.55% | 0% | 0% | 100% | 100% | 0% | 3.691% | 1
2352 | 0% | 6.437% | 93.55% | 0% | 0% | 100% | 100% | 0% | 6.437% | 1
2353 | 0% | 6.401% | 93.55% | 0% | 0% | 100% | 100% | 0% | 6.401% | 1
2354 | 0% | 0.436% | 93.55% | 0% | 0% | 100% | 100% | 0% | 0.436% | 1
2355 | 0% | 0% | 93.55% | 0% | 0% | 100% | 100% | 0% | 0% | 1
2356 | 0% | 0% | 93.55% | 0% | 0% | 100% | 100% | 0% | 0% | 1
2357 | 0% | 0% | 93.55% | 0% | 0% | 100% | 100% | 0% | 0% | 1
2358 | 0% | 0% | 93.55% | 0% | 0% | 100% | 100% | 0% | 0% | 1
2359 | 0% | 0% | 93.55% | 0% | 0% | 100% | 100% | 0% | 0% | 1
2360 | 0% | 0% | 93.55% | 0% | 0% | 100% | 100% | 0% | 0% | 1
2361 | 5.917% | 2.184% | 93.55% | 0% | 0% | 100% | 100% | 5.917% | 2.184% | 1
2362 | 19.08% | 4.736% | 93.55% | 0% | 0% | 100% | 100% | 19.08% | 4.736% | 1
2363 | 33.4% | 6.541% | 93.55% | 0% | 0% | 100% | 100% | 33.4% | 6.541% | 1
2364 | 27.23% | 9.216% | 93.55% | 0% | 0% | 100% | 100% | 27.23% | 9.216% | 1
2365 | 19.67% | 13.25% | 93.55% | 0% | 0% | 100% | 100% | 19.67% | 13.25% | 1
2366 | 29.18% | 13.05% | 93.55% | 0% | 0% | 100% | 100% | 29.18% | 13.05% | 1
2367 | 22.23% | 12.44% | 93.55% | 0% | 0% | 100% | 100% | 22.23% | 12.44% | 1
2368 | 2.284% | 12.07% | 93.55% | 0% | 0% | 100% | 100% | 2.284% | 12.07% | 1
2369 | 0.7514% | 12.48% | 93.55% | 0% | 0% | 100% | 100% | 0.7514% | 12.48% | 1
2370 | 0% | 9.971% | 93.55% | 0% | 0% | 100% | 100% | 0% | 9.971% | 1
2371 | 0% | 5.479% | 93.55% | 0% | 0% | 100% | 100% | 0% | 5.479% | 1
2372 | 0% | 5.182% | 93.55% | 0% | 0% | 100% | 100% | 0% | 5.182% | 1
2373 | 0% | 5.512% | 93.55% | 0% | 0% | 100% | 100% | 0% | 5.512% | 1
2374 | 0% | 10.63% | 93.55% | 0% | 0% | 100% | 100% | 0% | 10.63% | 1
2375 | 0% | 9.519% | 93.55% | 0% | 0% | 100% | 100% | 0% | 9.519% | 1
2376 | 0% | 9.578% | 93.55% | 0% | 0% | 100% | 100% | 0% | 9.578% | 1
2377 | 0% | 3.55% | 93.55% | 0% | 0% | 100% | 100% | 0% | 3.55% | 1
2378 | 0% | 1.529% | 93.55% | 0% | 0% | 100% | 100% | 0% | 1.529% | 1
2379 | 0% | 0% | 93.55% | 0% | 0% | 100% | 100% | 0% | 0% | 1
2380 | 0% | 0% | 93.55% | 0% | 0% | 100% | 100% | 0% | 0% | 1
2381 | 0% | 0% | 93.55% | 0% | 0% | 100% | 100% | 0% | 0% | 1
2382 | 0% | 0.4626% | 93.55% | 0% | 0% | 100% | 100% | 0% | 0.4626% | 1
2383 | 0% | 1.439% | 93.55% | 0% | 0% | 100% | 100% | 0% | 1.439% | 1
2384 | 0.1709% | 3.02% | 93.55% | 0% | 0% | 100% | 100% | 0.1709% | 3.02% | 1
2385 | 14.67% | 4.264% | 93.55% | 0% | 0% | 100% | 100% | 14.67% | 4.264% | 1
2386 | 28.58% | 6.55% | 93.55% | 0% | 0% | 100% | 100% | 28.58% | 6.55% | 1
2387 | 35.11% | 9.169% | 93.55% | 0% | 0% | 100% | 100% | 35.11% | 9.169% | 1
2388 | 36.42% | 10.67% | 93.55% | 0% | 0% | 100% | 100% | 36.42% | 10.67% | 1
2389 | 32.32% | 14.32% | 93.55% | 0% | 0% | 100% | 100% | 32.32% | 14.32% | 1
2390 | 34.2% | 13.78% | 93.55% | 0% | 0% | 100% | 100% | 34.2% | 13.78% | 1
2391 | 20.13% | 12.12% | 93.55% | 0% | 0% | 100% | 100% | 20.13% | 12.12% | 1
2392 | 9.454% | 12.61% | 93.55% | 0% | 0% | 100% | 100% | 9.454% | 12.61% | 1
2393 | 2.496% | 15.24% | 93.55% | 0% | 0% | 100% | 100% | 2.496% | 15.24% | 1
2394 | 0% | 14.98% | 93.55% | 0% | 0% | 100% | 100% | 0% | 14.98% | 1
2395 | 0% | 11.59% | 93.55% | 0% | 0% | 100% | 100% | 0% | 11.59% | 1
2396 | 0% | 8.45% | 93.55% | 0% | 0% | 100% | 100% | 0% | 8.45% | 1
2397 | 0% | 6.292% | 93.55% | 0% | 0% | 100% | 100% | 0% | 6.292% | 1
2398 | 0% | 10.18% | 93.55% | 0% | 0% | 100% | 100% | 0% | 10.18% | 1
2399 | 0% | 8.925% | 93.55% | 0% | 0% | 100% | 100% | 0% | 8.925% | 1
2400 | 0% | 7.083% | 93.55% | 0% | 0% | 100% | 100% | 0% | 7.083% | 1
2401 | 0% | 6.63% | 93.55% | 0% | 0% | 100% | 100% | 0% | 6.63% | 1
2402 | 0% | 1.052% | 93.55% | 0% | 0% | 100% | 100% | 0% | 1.052% | 1
2403 | 0% | 0.3278% | 93.55% | 0% | 0% | 100% | 100% | 0% | 0.3278% | 1
2404 | 0% | 0.4514% | 93.55% | 0% | 0% | 100% | 100% | 0% | 0.4514% | 1
2405 | 0% | 0.6728% | 93.55% | 0% | 0% | 100% | 100% | 0% | 0.6728% | 1
2406 | 0% | 2.201% | 93.55% | 0% | 0% | 100% | 100% | 0% | 2.201% | 1
2407 | 0% | 3.078% | 93.55% | 0% | 0% | 100% | 100% | 0% | 3.078% | 1
2408 | 0% | 3.464% | 93.55% | 0% | 0% | 100% | 100% | 0% | 3.464% | 1
2409 | 9.868% | 4.822% | 93.55% | 0% | 0% | 100% | 100% | 9.868% | 4.822% | 1
2410 | 26.86% | 7.837% | 93.55% | 0% | 0% | 100% | 100% | 26.86% | 7.837% | 1
2411 | 27.84% | 9.762% | 93.55% | 0% | 0% | 100% | 100% | 27.84% | 9.762% | 1
2412 | 29.74% | 11.48% | 93.55% | 0% | 0% | 100% | 100% | 29.74% | 11.48% | 1
2413 | 24.55% | 15.14% | 93.55% | 0% | 0% | 100% | 100% | 24.55% | 15.14% | 1
2414 | 34.48% | 16.34% | 93.55% | 0% | 0% | 100% | 100% | 34.48% | 16.34% | 1
2415 | 17.58% | 15.51% | 93.55% | 0% | 0% | 100% | 100% | 17.58% | 15.51% | 1
2416 | 13.42% | 15.36% | 93.55% | 0% | 0% | 100% | 100% | 13.42% | 15.36% | 1
2417 | 0% | 16.75% | 93.55% | 0% | 0% | 100% | 100% | 0% | 16.75% | 1
2418 | 0% | 15.8% | 93.55% | 0% | 0% | 100% | 100% | 0% | 15.8% | 1
2419 | 0% | 12.75% | 93.55% | 0% | 0% | 100% | 100% | 0% | 12.75% | 1
2420 | 0% | 12.41% | 93.55% | 0% | 0% | 100% | 100% | 0% | 12.41% | 1
2421 | 0% | 9.527% | 93.55% | 0% | 0% | 100% | 100% | 0% | 9.527% | 1
2422 | 0% | 11.72% | 93.55% | 0% | 0% | 100% | 100% | 0% | 11.72% | 1
2423 | 0% | 8.817% | 93.55% | 0% | 0% | 100% | 100% | 0% | 8.817% | 1
2424 | 0% | 5.316% | 93.55% | 0% | 0% | 100% | 100% | 0% | 5.316% | 1
2425 | 0% | 6.366% | 93.55% | 0% | 0% | 100% | 100% | 0% | 6.366% | 1
2426 | 0% | 1.815% | 93.55% | 0% | 0% | 100% | 100% | 0% | 1.815% | 1
2427 | 0% | 1.62% | 93.55% | 0% | 0% | 100% | 100% | 0% | 1.62% | 1
2428 | 0% | 1.003% | 93.55% | 0% | 0% | 100% | 100% | 0% | 1.003% | 1
2429 | 0% | 2.742% | 93.55% | 0% | 0% | 100% | 100% | 0% | 2.742% | 1
2430 | 0% | 4.473% | 93.55% | 0% | 0% | 100% | 100% | 0% | 4.473% | 1
2431 | 0% | 6.449% | 93.55% | 0% | 0% | 100% | 100% | 0% | 6.449% | 1
2432 | 0% | 8.405% | 93.55% | 0% | 0% | 100% | 100% | 0% | 8.405% | 1
2433 | 9.473% | 10.23% | 93.55% | 0% | 0% | 100% | 100% | 9.473% | 10.23% | 1
2434 | 27% | 14.96% | 93.55% | 0% | 0% | 100% | 100% | 27% | 14.96% | 1
2435 | 31.29% | 15.75% | 93.55% | 0% | 0% | 100% | 100% | 31.29% | 15.75% | 1
2436 | 29.96% | 17.74% | 93.55% | 0% | 0% | 100% | 100% | 29.96% | 17.74% | 1
2437 | 32.63% | 18.51% | 93.55% | 0% | 0% | 100% | 100% | 32.63% | 18.51% | 1
2438 | 33.33% | 18.64% | 93.55% | 0% | 0% | 100% | 100% | 33.33% | 18.64% | 1
2439 | 21.06% | 18.49% | 93.55% | 0% | 0% | 100% | 100% | 21.06% | 18.49% | 1
2440 | 14.18% | 15.94% | 93.55% | 0% | 0% | 100% | 100% | 14.18% | 15.94% | 1
2441 | 0% | 17.3% | 93.55% | 0% | 0% | 100% | 100% | 0% | 17.3% | 1
2442 | 0% | 15.36% | 93.55% | 0% | 0% | 100% | 100% | 0% | 15.36% | 1
2443 | 0% | 12.6% | 93.55% | 0% | 0% | 100% | 100% | 0% | 12.6% | 1
2444 | 0% | 11.37% | 93.55% | 0% | 0% | 100% | 100% | 0% | 11.37% | 1
2445 | 0% | 7.783% | 93.55% | 0% | 0% | 100% | 100% | 0% | 7.783% | 1
2446 | 0% | 7.056% | 93.55% | 0% | 0% | 100% | 100% | 0% | 7.056% | 1
2447 | 0% | 6.478% | 93.55% | 0% | 0% | 100% | 100% | 0% | 6.478% | 1
2448 | 0% | 5.942% | 93.55% | 0% | 0% | 100% | 100% | 0% | 5.942% | 1
2449 | 0% | 5.118% | 93.55% | 0% | 0% | 100% | 100% | 0% | 5.118% | 1
2450 | 0% | 3.397% | 93.55% | 0% | 0% | 100% | 100% | 0% | 3.397% | 1
2451 | 0% | 2.86% | 93.55% | 0% | 0% | 100% | 100% | 0% | 2.86% | 1
2452 | 0% | 2.609% | 93.55% | 0% | 0% | 100% | 100% | 0% | 2.609% | 1
2453 | 0% | 4.299% | 93.55% | 0% | 0% | 100% | 100% | 0% | 4.299% | 1
2454 | 0% | 6.521% | 93.55% | 0% | 0% | 100% | 100% | 0% | 6.521% | 1
2455 | 0% | 8.482% | 93.55% | 0% | 0% | 100% | 100% | 0% | 8.482% | 1
2456 | 0% | 9.796% | 93.55% | 0% | 0% | 100% | 100% | 0% | 9.796% | 1
2457 | 5.202% | 11.58% | 93.55% | 0% | 0% | 100% | 100% | 5.202% | 11.58% | 1
2458 | 27% | 15.95% | 93.55% | 0% | 0% | 100% | 100% | 27% | 15.95% | 1
2459 | 31.16% | 17.27% | 93.55% | 0% | 0% | 100% | 100% | 31.16% | 17.27% | 1
2460 | 24.3% | 18.66% | 93.55% | 0% | 0% | 100% | 100% | 24.3% | 18.66% | 1
2461 | 14.22% | 19.11% | 93.55% | 0% | 0% | 100% | 100% | 14.22% | 19.11% | 1
2462 | 17.99% | 20.72% | 93.55% | 0% | 0% | 100% | 100% | 17.99% | 20.72% | 1
2463 | 18.1% | 21.87% | 93.55% | 0% | 0% | 100% | 100% | 18.1% | 21.87% | 1
2464 | 4.61% | 18.03% | 93.55% | 0% | 0% | 100% | 100% | 4.61% | 18.03% | 1
2465 | 0% | 17.88% | 93.55% | 0% | 0% | 100% | 100% | 0% | 17.88% | 1
2466 | 0% | 15.56% | 93.55% | 0% | 0% | 100% | 100% | 0% | 15.56% | 1
2467 | 0% | 11.39% | 93.55% | 0% | 0% | 100% | 100% | 0% | 11.39% | 1
2468 | 0% | 12.28% | 93.55% | 0% | 0% | 100% | 100% | 0% | 12.28% | 1
2469 | 0% | 11.84% | 93.55% | 0% | 0% | 100% | 100% | 0% | 11.84% | 1
2470 | 0% | 11.48% | 93.55% | 0% | 0% | 100% | 100% | 0% | 11.48% | 1
2471 | 0% | 13.35% | 93.55% | 0% | 0% | 100% | 100% | 0% | 13.35% | 1
2472 | 0% | 12.71% | 93.55% | 0% | 0% | 100% | 100% | 0% | 12.71% | 1
2473 | 0% | 7.461% | 93.55% | 0% | 0% | 100% | 100% | 0% | 7.461% | 1
2474 | 0% | 7.653% | 93.55% | 0% | 0% | 100% | 100% | 0% | 7.653% | 1
2475 | 0% | 4.477% | 93.55% | 0% | 0% | 100% | 100% | 0% | 4.477% | 1
2476 | 0% | 4.359% | 93.55% | 0% | 0% | 100% | 100% | 0% | 4.359% | 1
2477 | 0% | 3.281% | 93.55% | 0% | 0% | 100% | 100% | 0% | 3.281% | 1
2478 | 0% | 3.605% | 93.55% | 0% | 0% | 100% | 100% | 0% | 3.605% | 1
2479 | 0% | 7.544% | 93.55% | 0% | 0% | 100% | 100% | 0% | 7.544% | 1
2480 | 0% | 9.688% | 93.55% | 0% | 0% | 100% | 100% | 0% | 9.688% | 1
2481 | 7.424% | 10.08% | 93.55% | 0% | 0% | 100% | 100% | 7.424% | 10.08% | 1
2482 | 27.93% | 15.49% | 93.55% | 0% | 0% | 100% | 100% | 27.93% | 15.49% | 1
2483 | 31.77% | 17.18% | 93.55% | 0% | 0% | 100% | 100% | 31.77% | 17.18% | 1
2484 | 27.76% | 19.22% | 93.55% | 0% | 0% | 100% | 100% | 27.76% | 19.22% | 1
2485 | 16.74% | 20.46% | 93.55% | 0% | 0% | 100% | 100% | 16.74% | 20.46% | 1
2486 | 21.3% | 21.43% | 93.55% | 0% | 0% | 100% | 100% | 21.3% | 21.43% | 1
2487 | 17.94% | 20.63% | 93.55% | 0% | 0% | 100% | 100% | 17.94% | 20.63% | 1
2488 | 4.339% | 18.59% | 93.55% | 0% | 0% | 100% | 100% | 4.339% | 18.59% | 1
2489 | 0% | 17.33% | 93.55% | 0% | 0% | 100% | 100% | 0% | 17.33% | 1
2490 | 0% | 16.04% | 93.55% | 0% | 0% | 100% | 100% | 0% | 16.04% | 1
2491 | 0% | 13.8% | 93.55% | 0% | 0% | 100% | 100% | 0% | 13.8% | 1
2492 | 0% | 13.47% | 93.55% | 0% | 0% | 100% | 100% | 0% | 13.47% | 1
2493 | 0% | 10.72% | 93.55% | 0% | 0% | 100% | 100% | 0% | 10.72% | 1
2494 | 0% | 10.22% | 93.55% | 0% | 0% | 100% | 100% | 0% | 10.22% | 1
2495 | 0% | 14.45% | 93.55% | 0% | 0% | 100% | 100% | 0% | 14.45% | 1
2496 | 0% | 14.64% | 93.55% | 0% | 0% | 100% | 100% | 0% | 14.64% | 1
2497 | 0% | 11.65% | 93.55% | 0% | 0% | 100% | 100% | 0% | 11.65% | 1
2498 | 0% | 7.578% | 93.55% | 0% | 0% | 100% | 100% | 0% | 7.578% | 1
2499 | 0% | 3.814% | 93.55% | 0% | 0% | 100% | 100% | 0% | 3.814% | 1
2500 | 0% | 4.252% | 93.55% | 0% | 0% | 100% | 100% | 0% | 4.252% | 1
2501 | 0% | 1.978% | 93.55% | 0% | 0% | 100% | 100% | 0% | 1.978% | 1
2502 | 0% | 0.7707% | 93.55% | 0% | 0% | 100% | 100% | 0% | 0.7707% | 1
2503 | 0% | 3.676% | 93.55% | 0% | 0% | 100% | 100% | 0% | 3.676% | 1
2504 | 0% | 3.776% | 93.55% | 0% | 0% | 100% | 100% | 0% | 3.776% | 1
2505 | 7.074% | 3.773% | 93.55% | 0% | 0% | 100% | 100% | 7.074% | 3.773% | 1
2506 | 25.26% | 7.298% | 93.55% | 0% | 0% | 100% | 100% | 25.26% | 7.298% | 1
2507 | 20.11% | 10.52% | 93.55% | 0% | 0% | 100% | 100% | 20.11% | 10.52% | 1
2508 | 21.63% | 12.4% | 93.55% | 0% | 0% | 100% | 100% | 21.63% | 12.4% | 1
2509 | 13.4% | 14.23% | 93.55% | 0% | 0% | 100% | 100% | 13.4% | 14.23% | 1
2510 | 16.1% | 15.12% | 93.55% | 0% | 0% | 100% | 100% | 16.1% | 15.12% | 1
2511 | 16.78% | 14.36% | 93.55% | 0% | 0% | 100% | 100% | 16.78% | 14.36% | 1
2512 | 7.154% | 15.5% | 93.55% | 0% | 0% | 100% | 100% | 7.154% | 15.5% | 1
2513 | 0% | 15.24% | 93.55% | 0% | 0% | 100% | 100% | 0% | 15.24% | 1
2514 | 0% | 14.65% | 93.55% | 0% | 0% | 100% | 100% | 0% | 14.65% | 1
2515 | 0% | 11.63% | 93.55% | 0% | 0% | 100% | 100% | 0% | 11.63% | 1
2516 | 0% | 10.53% | 93.55% | 0% | 0% | 100% | 100% | 0% | 10.53% | 1
2517 | 0% | 11.92% | 93.55% | 0% | 0% | 100% | 100% | 0% | 11.92% | 1
2518 | 0% | 13.09% | 93.55% | 0% | 0% | 100% | 100% | 0% | 13.09% | 1
2519 | 0% | 15.4% | 93.55% | 0% | 0% | 100% | 100% | 0% | 15.4% | 1
2520 | 0% | 13.41% | 93.55% | 0% | 0% | 100% | 100% | 0% | 13.41% | 1
2521 | 0% | 12.54% | 100% | 0% | 0% | 100% | 100% | 0% | 12.54% | 1
2522 | 0% | 8.746% | 100% | 0% | 0% | 100% | 100% | 0% | 8.746% | 1
2523 | 0% | 5.689% | 100% | 0% | 0% | 100% | 100% | 0% | 5.689% | 1
2524 | 0% | 4.894% | 100% | 0% | 0% | 100% | 100% | 0% | 4.894% | 1
2525 | 0% | 2.388% | 100% | 0% | 0% | 100% | 100% | 0% | 2.388% | 1
2526 | 0% | 1.598% | 100% | 0% | 0% | 100% | 100% | 0% | 1.598% | 1
2527 | 0% | 5.491% | 100% | 0% | 0% | 100% | 100% | 0% | 5.491% | 1
2528 | 0% | 6.824% | 100% | 0% | 0% | 100% | 100% | 0% | 6.824% | 1
2529 | 6.085% | 5.683% | 100% | 0% | 0% | 100% | 100% | 6.085% | 5.683% | 1
2530 | 17.74% | 9.341% | 100% | 0% | 0% | 100% | 100% | 17.74% | 9.341% | 1
2531 | 17.19% | 12.13% | 100% | 0% | 0% | 100% | 100% | 17.19% | 12.13% | 1
2532 | 23.67% | 15.86% | 100% | 0% | 0% | 100% | 100% | 23.67% | 15.86% | 1
2533 | 26.24% | 18.34% | 100% | 0% | 0% | 100% | 100% | 26.24% | 18.34% | 1
2534 | 25.66% | 19.36% | 100% | 0% | 0% | 100% | 100% | 25.66% | 19.36% | 1
2535 | 19.53% | 17.47% | 100% | 0% | 0% | 100% | 100% | 19.53% | 17.47% | 1
2536 | 11.6% | 18.48% | 100% | 0% | 0% | 100% | 100% | 11.6% | 18.48% | 1
2537 | 1.051% | 17.48% | 100% | 0% | 0% | 100% | 100% | 1.051% | 17.48% | 1
2538 | 0% | 15.88% | 100% | 0% | 0% | 100% | 100% | 0% | 15.88% | 1
2539 | 0% | 14.35% | 100% | 0% | 0% | 100% | 100% | 0% | 14.35% | 1
2540 | 0% | 14.73% | 100% | 0% | 0% | 100% | 100% | 0% | 14.73% | 1
2541 | 0% | 15.38% | 100% | 0% | 0% | 100% | 100% | 0% | 15.38% | 1
2542 | 0% | 15.95% | 100% | 0% | 0% | 100% | 100% | 0% | 15.95% | 1
2543 | 0% | 19.17% | 100% | 0% | 0% | 100% | 100% | 0% | 19.17% | 1
2544 | 0% | 17.83% | 100% | 0% | 0% | 100% | 100% | 0% | 17.83% | 1
2545 | 0% | 11.32% | 85.73% | 0% | 0% | 100% | 100% | 0% | 11.32% | 1
2546 | 0% | 11.99% | 85.73% | 0% | 0% | 100% | 100% | 0% | 11.99% | 1
2547 | 0% | 11.28% | 85.73% | 0% | 0% | 100% | 100% | 0% | 11.28% | 1
2548 | 0% | 7.614% | 85.73% | 0% | 0% | 100% | 100% | 0% | 7.614% | 1
2549 | 0% | 5.434% | 85.73% | 0% | 0% | 100% | 100% | 0% | 5.434% | 1
2550 | 0% | 6.187% | 85.73% | 0% | 0% | 100% | 100% | 0% | 6.187% | 1
2551 | 0% | 9.701% | 85.73% | 0% | 0% | 100% | 100% | 0% | 9.701% | 1
2552 | 0% | 11.74% | 85.73% | 0% | 0% | 100% | 100% | 0% | 11.74% | 1
2553 | 5.121% | 10.24% | 85.73% | 0% | 0% | 100% | 100% | 5.121% | 10.24% | 1
2554 | 18.8% | 14.13% | 85.73% | 0% | 0% | 100% | 100% | 18.8% | 14.13% | 1
2555 | 18.72% | 16.96% | 85.73% | 0% | 0% | 100% | 100% | 18.72% | 16.96% | 1
2556 | 24.52% | 20.33% | 85.73% | 0% | 0% | 100% | 100% | 24.52% | 20.33% | 1
2557 | 30.07% | 22.56% | 85.73% | 0% | 0% | 100% | 100% | 30.07% | 22.56% | 1
2558 | 22.74% | 24.11% | 85.73% | 0% | 0% | 100% | 100% | 22.74% | 24.11% | 1
2559 | 19.95% | 22.96% | 85.73% | 0% | 0% | 100% | 100% | 19.95% | 22.96% | 1
2560 | 10.83% | 22.99% | 85.73% | 0% | 0% | 100% | 100% | 10.83% | 22.99% | 1
2561 | 1.369% | 21.59% | 85.73% | 0% | 0% | 100% | 100% | 1.369% | 21.59% | 1
2562 | 0% | 20% | 85.73% | 0% | 0% | 100% | 100% | 0% | 20% | 1
2563 | 0% | 17.29% | 85.73% | 0% | 0% | 100% | 100% | 0% | 17.29% | 1
2564 | 0% | 15.63% | 85.73% | 0% | 0% | 100% | 100% | 0% | 15.63% | 1
2565 | 0% | 16.43% | 85.73% | 0% | 0% | 100% | 100% | 0% | 16.43% | 1
2566 | 0% | 18.4% | 85.73% | 0% | 0% | 100% | 100% | 0% | 18.4% | 1
2567 | 0% | 18.87% | 85.73% | 0% | 0% | 100% | 100% | 0% | 18.87% | 1
2568 | 0% | 17.37% | 85.73% | 0% | 0% | 100% | 100% | 0% | 17.37% | 1
2569 | 0% | 13.95% | 85.73% | 0% | 0% | 100% | 100% | 0% | 13.95% | 1
2570 | 0% | 12.05% | 85.73% | 0% | 0% | 100% | 100% | 0% | 12.05% | 1
2571 | 0% | 13.77% | 85.73% | 0% | 0% | 100% | 100% | 0% | 13.77% | 1
2572 | 0% | 7.664% | 85.73% | 0% | 0% | 100% | 100% | 0% | 7.664% | 1
2573 | 0% | 5.923% | 85.73% | 0% | 0% | 100% | 100% | 0% | 5.923% | 1
2574 | 0% | 6.182% | 85.73% | 0% | 0% | 100% | 100% | 0% | 6.182% | 1
2575 | 0% | 9.513% | 85.73% | 0% | 0% | 100% | 100% | 0% | 9.513% | 1
2576 | 0% | 14.87% | 85.73% | 0% | 0% | 100% | 100% | 0% | 14.87% | 1
2577 | 1.073% | 15.31% | 85.73% | 0% | 0% | 100% | 100% | 1.073% | 15.31% | 1
2578 | 14.56% | 19.19% | 85.73% | 0% | 0% | 100% | 100% | 14.56% | 19.19% | 1
2579 | 21.34% | 21.77% | 85.73% | 0% | 0% | 100% | 100% | 21.34% | 21.77% | 1
2580 | 25.03% | 23.66% | 85.73% | 0% | 0% | 100% | 100% | 25.03% | 23.66% | 1
2581 | 29.86% | 25.78% | 85.73% | 0% | 0% | 100% | 100% | 29.86% | 25.78% | 1
2582 | 26.85% | 27.67% | 85.73% | 0% | 0% | 100% | 100% | 26.85% | 27.67% | 1
2583 | 19.37% | 26.7% | 85.73% | 0% | 0% | 100% | 100% | 19.37% | 26.7% | 1
2584 | 11.28% | 24.66% | 85.73% | 0% | 0% | 100% | 100% | 11.28% | 24.66% | 1
2585 | 0.5074% | 21% | 85.73% | 0% | 0% | 100% | 100% | 0.5074% | 21% | 1
2586 | 0% | 21.98% | 85.73% | 0% | 0% | 100% | 100% | 0% | 21.98% | 1
2587 | 0% | 19.1% | 85.73% | 0% | 0% | 100% | 100% | 0% | 19.1% | 1
2588 | 0% | 17.97% | 85.73% | 0% | 0% | 100% | 100% | 0% | 17.97% | 1
2589 | 0% | 16.69% | 85.73% | 0% | 0% | 100% | 100% | 0% | 16.69% | 1
2590 | 0% | 18.03% | 85.73% | 0% | 0% | 100% | 100% | 0% | 18.03% | 1
2591 | 0% | 17.23% | 85.73% | 0% | 0% | 100% | 100% | 0% | 17.23% | 1
2592 | 0% | 16.19% | 85.73% | 0% | 0% | 100% | 100% | 0% | 16.19% | 1
2593 | 0% | 14.07% | 85.73% | 0% | 0% | 100% | 100% | 0% | 14.07% | 1
2594 | 0% | 11.03% | 85.73% | 0% | 0% | 100% | 100% | 0% | 11.03% | 1
2595 | 0% | 14.13% | 85.73% | 0% | 0% | 100% | 100% | 0% | 14.13% | 1
2596 | 0% | 8.038% | 85.73% | 0% | 0% | 100% | 100% | 0% | 8.038% | 1
2597 | 0% | 5.269% | 85.73% | 0% | 0% | 100% | 100% | 0% | 5.269% | 1
2598 | 0% | 5.235% | 85.73% | 0% | 0% | 100% | 100% | 0% | 5.235% | 1
2599 | 0% | 6.699% | 85.73% | 0% | 0% | 100% | 100% | 0% | 6.699% | 1
2600 | 0% | 11.04% | 85.73% | 0% | 0% | 100% | 100% | 0% | 11.04% | 1
2601 | 0.9582% | 11.46% | 85.73% | 0% | 0% | 100% | 100% | 0.9582% | 11.46% | 1
2602 | 11.11% | 14.85% | 85.73% | 0% | 0% | 100% | 100% | 11.11% | 14.85% | 1
2603 | 21.69% | 16.43% | 85.73% | 0% | 0% | 100% | 100% | 21.69% | 16.43% | 1
2604 | 27.44% | 17.07% | 85.73% | 0% | 0% | 100% | 100% | 27.44% | 17.07% | 1
2605 | 32.73% | 19.2% | 85.73% | 0% | 0% | 100% | 100% | 32.73% | 19.2% | 1
2606 | 29.53% | 19.79% | 85.73% | 0% | 0% | 100% | 100% | 29.53% | 19.79% | 1
2607 | 22.89% | 20.08% | 85.73% | 0% | 0% | 100% | 100% | 22.89% | 20.08% | 1
2608 | 9.921% | 18.38% | 85.73% | 0% | 0% | 100% | 100% | 9.921% | 18.38% | 1
2609 | 0% | 16.95% | 85.73% | 0% | 0% | 100% | 100% | 0% | 16.95% | 1
2610 | 0% | 19.92% | 85.73% | 0% | 0% | 100% | 100% | 0% | 19.92% | 1
2611 | 0% | 17.66% | 85.73% | 0% | 0% | 100% | 100% | 0% | 17.66% | 1
2612 | 0% | 16.26% | 85.73% | 0% | 0% | 100% | 100% | 0% | 16.26% | 1
2613 | 0% | 14.32% | 85.73% | 0% | 0% | 100% | 100% | 0% | 14.32% | 1
2614 | 0% | 15.29% | 85.73% | 0% | 0% | 100% | 100% | 0% | 15.29% | 1
2615 | 0% | 12.16% | 85.73% | 0% | 0% | 100% | 100% | 0% | 12.16% | 1
2616 | 0% | 9.635% | 85.73% | 0% | 0% | 100% | 100% | 0% | 9.635% | 1
2617 | 0% | 11.83% | 85.73% | 0% | 0% | 100% | 100% | 0% | 11.83% | 1
2618 | 0% | 7.186% | 85.73% | 0% | 0% | 100% | 100% | 0% | 7.186% | 1
2619 | 0% | 9.126% | 85.73% | 0% | 0% | 100% | 100% | 0% | 9.126% | 1
2620 | 0% | 7.234% | 85.73% | 0% | 0% | 100% | 100% | 0% | 7.234% | 1
2621 | 0% | 5.016% | 85.73% | 0% | 0% | 100% | 100% | 0% | 5.016% | 1
2622 | 0% | 4.82% | 85.73% | 0% | 0% | 100% | 100% | 0% | 4.82% | 1
2623 | 0% | 5.53% | 85.73% | 0% | 0% | 100% | 100% | 0% | 5.53% | 1
2624 | 0% | 8.801% | 85.73% | 0% | 0% | 100% | 100% | 0% | 8.801% | 1
2625 | 0.5249% | 10.62% | 85.73% | 0% | 0% | 100% | 100% | 0.5249% | 10.62% | 1
2626 | 9.497% | 10.86% | 85.73% | 0% | 0% | 100% | 100% | 9.497% | 10.86% | 1
2627 | 17.38% | 10.79% | 85.73% | 0% | 0% | 100% | 100% | 17.38% | 10.79% | 1
2628 | 27.34% | 11.94% | 85.73% | 0% | 0% | 100% | 100% | 27.34% | 11.94% | 1
2629 | 29.91% | 15.3% | 85.73% | 0% | 0% | 100% | 100% | 29.91% | 15.3% | 1
2630 | 23.78% | 15.11% | 85.73% | 0% | 0% | 100% | 100% | 23.78% | 15.11% | 1
2631 | 16.1% | 16.9% | 85.73% | 0% | 0% | 100% | 100% | 16.1% | 16.9% | 1
2632 | 2.844% | 17.07% | 85.73% | 0% | 0% | 100% | 100% | 2.844% | 17.07% | 1
2633 | 0% | 17.11% | 85.73% | 0% | 0% | 100% | 100% | 0% | 17.11% | 1
2634 | 0% | 19.3% | 85.73% | 0% | 0% | 100% | 100% | 0% | 19.3% | 1
2635 | 0% | 16.92% | 85.73% | 0% | 0% | 100% | 100% | 0% | 16.92% | 1
2636 | 0% | 18.23% | 85.73% | 0% | 0% | 100% | 100% | 0% | 18.23% | 1
2637 | 0% | 16.32% | 85.73% | 0% | 0% | 100% | 100% | 0% | 16.32% | 1
2638 | 0% | 16.84% | 85.73% | 0% | 0% | 100% | 100% | 0% | 16.84% | 1
2639 | 0% | 15.34% | 85.73% | 0% | 0% | 100% | 100% | 0% | 15.34% | 1
2640 | 0% | 13.92% | 85.73% | 0% | 0% | 100% | 100% | 0% | 13.92% | 1
2641 | 0% | 7.242% | 85.73% | 0% | 0% | 100% | 100% | 0% | 7.242% | 1
2642 | 0% | 9.451% | 85.73% | 0% | 0% | 100% | 100% | 0% | 9.451% | 1
2643 | 0% | 8.431% | 85.73% | 0% | 0% | 100% | 100% | 0% | 8.431% | 1
2644 | 0% | 7.87% | 85.73% | 0% | 0% | 100% | 100% | 0% | 7.87% | 1
2645 | 0% | 6.733% | 85.73% | 0% | 0% | 100% | 100% | 0% | 6.733% | 1
2646 | 0% | 7.255% | 85.73% | 0% | 0% | 100% | 100% | 0% | 7.255% | 1
2647 | 0% | 6.976% | 85.73% | 0% | 0% | 100% | 100% | 0% | 6.976% | 1
2648 | 0% | 7.863% | 85.73% | 0% | 0% | 100% | 100% | 0% | 7.863% | 1
2649 | 2.686% | 10.73% | 85.73% | 0% | 0% | 100% | 100% | 2.686% | 10.73% | 1
2650 | 11.48% | 13.33% | 85.73% | 0% | 0% | 100% | 100% | 11.48% | 13.33% | 1
2651 | 20.23% | 12.17% | 85.73% | 0% | 0% | 100% | 100% | 20.23% | 12.17% | 1
2652 | 30.91% | 15% | 85.73% | 0% | 0% | 100% | 100% | 30.91% | 15% | 1
2653 | 32.25% | 16.69% | 85.73% | 0% | 0% | 100% | 100% | 32.25% | 16.69% | 1
2654 | 20.96% | 16.57% | 85.73% | 0% | 0% | 100% | 100% | 20.96% | 16.57% | 1
2655 | 19.09% | 17.48% | 85.73% | 0% | 0% | 100% | 100% | 19.09% | 17.48% | 1
2656 | 0.8893% | 15.14% | 85.73% | 0% | 0% | 100% | 100% | 0.8893% | 15.14% | 1
2657 | 0% | 16.15% | 85.73% | 0% | 0% | 100% | 100% | 0% | 16.15% | 1
2658 | 0% | 18.44% | 85.73% | 0% | 0% | 100% | 100% | 0% | 18.44% | 1
2659 | 0% | 18.17% | 85.73% | 0% | 0% | 100% | 100% | 0% | 18.17% | 1
2660 | 0% | 19.76% | 85.73% | 0% | 0% | 100% | 100% | 0% | 19.76% | 1
2661 | 0% | 17.01% | 85.73% | 0% | 0% | 100% | 100% | 0% | 17.01% | 1
2662 | 0% | 16.86% | 85.73% | 0% | 0% | 100% | 100% | 0% | 16.86% | 1
2663 | 0% | 15.75% | 85.73% | 0% | 0% | 100% | 100% | 0% | 15.75% | 1
2664 | 0% | 15.04% | 85.73% | 0% | 0% | 100% | 100% | 0% | 15.04% | 1
2665 | 0% | 10.35% | 85.73% | 0% | 0% | 100% | 100% | 0% | 10.35% | 1
2666 | 0% | 7.86% | 85.73% | 0% | 0% | 100% | 100% | 0% | 7.86% | 1
2667 | 0% | 6.46% | 85.73% | 0% | 0% | 100% | 100% | 0% | 6.46% | 1
2668 | 0% | 6.087% | 85.73% | 0% | 0% | 100% | 100% | 0% | 6.087% | 1
2669 | 0% | 6.995% | 85.73% | 0% | 0% | 100% | 100% | 0% | 6.995% | 1
2670 | 0% | 5.13% | 85.73% | 0% | 0% | 100% | 100% | 0% | 5.13% | 1
2671 | 0% | 3.669% | 85.73% | 0% | 0% | 100% | 100% | 0% | 3.669% | 1
2672 | 0% | 4.362% | 85.73% | 0% | 0% | 100% | 100% | 0% | 4.362% | 1
2673 | 6.136% | 7.36% | 85.73% | 0% | 0% | 100% | 100% | 6.136% | 7.36% | 1
2674 | 19.97% | 10.3% | 85.73% | 0% | 0% | 100% | 100% | 19.97% | 10.3% | 1
2675 | 24.85% | 10.72% | 85.73% | 0% | 0% | 100% | 100% | 24.85% | 10.72% | 1
2676 | 33.79% | 13.57% | 85.73% | 0% | 0% | 100% | 100% | 33.79% | 13.57% | 1
2677 | 32.62% | 14.04% | 85.73% | 0% | 0% | 100% | 100% | 32.62% | 14.04% | 1
2678 | 17.03% | 14.09% | 85.73% | 0% | 0% | 100% | 100% | 17.03% | 14.09% | 1
2679 | 11.48% | 14.55% | 85.73% | 0% | 0% | 100% | 100% | 11.48% | 14.55% | 1
2680 | 4.036% | 9.426% | 85.73% | 0% | 0% | 100% | 100% | 4.036% | 9.426% | 1
2681 | 0% | 12.94% | 85.73% | 0% | 0% | 100% | 100% | 0% | 12.94% | 1
2682 | 0% | 17.3% | 85.73% | 0% | 0% | 100% | 100% | 0% | 17.3% | 1
2683 | 0% | 15.47% | 85.73% | 0% | 0% | 100% | 100% | 0% | 15.47% | 1
2684 | 0% | 14.64% | 85.73% | 0% | 0% | 100% | 100% | 0% | 14.64% | 1
2685 | 0% | 14.56% | 85.73% | 0% | 0% | 100% | 100% | 0% | 14.56% | 1
2686 | 0% | 14.88% | 85.73% | 0% | 0% | 100% | 100% | 0% | 14.88% | 1
2687 | 0% | 13.95% | 85.73% | 0% | 0% | 100% | 100% | 0% | 13.95% | 1
2688 | 0% | 14.54% | 85.73% | 0% | 0% | 100% | 100% | 0% | 14.54% | 1
2689 | 0% | 12.72% | 85.73% | 0% | 0% | 100% | 100% | 0% | 12.72% | 1
2690 | 0% | 9.609% | 85.73% | 0% | 0% | 100% | 100% | 0% | 9.609% | 1
2691 | 0% | 7.712% | 85.73% | 0% | 0% | 100% | 100% | 0% | 7.712% | 1
2692 | 0% | 5.253% | 85.73% | 0% | 0% | 100% | 100% | 0% | 5.253% | 1
2693 | 0% | 8.101% | 85.73% | 0% | 0% | 100% | 100% | 0% | 8.101% | 1
2694 | 0% | 4.967% | 85.73% | 0% | 0% | 100% | 100% | 0% | 4.967% | 1
2695 | 0% | 3.406% | 85.73% | 0% | 0% | 100% | 100% | 0% | 3.406% | 1
2696 | 0% | 3.208% | 85.73% | 0% | 0% | 100% | 100% | 0% | 3.208% | 1
2697 | 7.153% | 5.603% | 85.73% | 0% | 0% | 100% | 100% | 7.153% | 5.603% | 1
2698 | 17.73% | 11.03% | 85.73% | 0% | 0% | 100% | 100% | 17.73% | 11.03% | 1
2699 | 25.23% | 13.2% | 85.73% | 0% | 0% | 100% | 100% | 25.23% | 13.2% | 1
2700 | 31.5% | 13.06% | 85.73% | 0% | 0% | 100% | 100% | 31.5% | 13.06% | 1
2701 | 35.02% | 11.71% | 85.73% | 0% | 0% | 100% | 100% | 35.02% | 11.71% | 1
2702 | 25.57% | 12.43% | 85.73% | 0% | 0% | 100% | 100% | 25.57% | 12.43% | 1
2703 | 15.76% | 10.75% | 85.73% | 0% | 0% | 100% | 100% | 15.76% | 10.75% | 1
2704 | 9.969% | 4.386% | 85.73% | 0% | 0% | 100% | 100% | 9.969% | 4.386% | 1
2705 | 0% | 7.139% | 85.73% | 0% | 0% | 100% | 100% | 0% | 7.139% | 1
2706 | 0% | 10.62% | 85.73% | 0% | 0% | 100% | 100% | 0% | 10.62% | 1
2707 | 0% | 9.668% | 85.73% | 0% | 0% | 100% | 100% | 0% | 9.668% | 1
2708 | 0% | 5.728% | 85.73% | 0% | 0% | 100% | 100% | 0% | 5.728% | 1
2709 | 0% | 7.814% | 85.73% | 0% | 0% | 100% | 100% | 0% | 7.814% | 1
2710 | 0% | 10.81% | 85.73% | 0% | 0% | 100% | 100% | 0% | 10.81% | 1
2711 | 0% | 8.467% | 85.73% | 0% | 0% | 100% | 100% | 0% | 8.467% | 1
2712 | 0% | 7.552% | 85.73% | 0% | 0% | 100% | 100% | 0% | 7.552% | 1
2713 | 0% | 13.23% | 85.73% | 0% | 0% | 100% | 100% | 0% | 13.23% | 1
2714 | 0% | 6.504% | 85.73% | 0% | 0% | 100% | 100% | 0% | 6.504% | 1
2715 | 0% | 8.152% | 85.73% | 0% | 0% | 100% | 100% | 0% | 8.152% | 1
2716 | 0% | 4.785% | 85.73% | 0% | 0% | 100% | 100% | 0% | 4.785% | 1
2717 | 0% | 6.608% | 85.73% | 0% | 0% | 100% | 100% | 0% | 6.608% | 1
2718 | 0% | 4.96% | 85.73% | 0% | 0% | 100% | 100% | 0% | 4.96% | 1
2719 | 0% | 2.375% | 85.73% | 0% | 0% | 100% | 100% | 0% | 2.375% | 1
2720 | 0% | 2.498% | 85.73% | 0% | 0% | 100% | 100% | 0% | 2.498% | 1
2721 | 10.02% | 4.416% | 85.73% | 0% | 0% | 100% | 100% | 10.02% | 4.416% | 1
2722 | 21.23% | 8.757% | 85.73% | 0% | 0% | 100% | 100% | 21.23% | 8.757% | 1
2723 | 25.58% | 11.38% | 85.73% | 0% | 0% | 100% | 100% | 25.58% | 11.38% | 1
2724 | 31.28% | 11.83% | 85.73% | 0% | 0% | 100% | 100% | 31.28% | 11.83% | 1
2725 | 34.04% | 12.85% | 85.73% | 0% | 0% | 100% | 100% | 34.04% | 12.85% | 1
2726 | 30.57% | 11.32% | 85.73% | 0% | 0% | 100% | 100% | 30.57% | 11.32% | 1
2727 | 15.39% | 8.989% | 85.73% | 0% | 0% | 100% | 100% | 15.39% | 8.989% | 1
2728 | 12.84% | 5.221% | 85.73% | 0% | 0% | 100% | 100% | 12.84% | 5.221% | 1
2729 | 0% | 6.752% | 85.73% | 0% | 0% | 100% | 100% | 0% | 6.752% | 1
2730 | 0% | 6.477% | 85.73% | 0% | 0% | 100% | 100% | 0% | 6.477% | 1
2731 | 0% | 5.314% | 85.73% | 0% | 0% | 100% | 100% | 0% | 5.314% | 1
2732 | 0% | 2.516% | 85.73% | 0% | 0% | 100% | 100% | 0% | 2.516% | 1
2733 | 0% | 5.822% | 85.73% | 0% | 0% | 100% | 100% | 0% | 5.822% | 1
2734 | 0% | 8.317% | 85.73% | 0% | 0% | 100% | 100% | 0% | 8.317% | 1
2735 | 0% | 7.1% | 85.73% | 0% | 0% | 100% | 100% | 0% | 7.1% | 1
2736 | 0% | 6.73% | 85.73% | 0% | 0% | 100% | 100% | 0% | 6.73% | 1
2737 | 0% | 8.1% | 85.73% | 0% | 0% | 100% | 100% | 0% | 8.1% | 1
2738 | 0% | 5.1% | 85.73% | 0% | 0% | 100% | 100% | 0% | 5.1% | 1
2739 | 0% | 5.608% | 85.73% | 0% | 0% | 100% | 100% | 0% | 5.608% | 1
2740 | 0% | 5.451% | 85.73% | 0% | 0% | 100% | 100% | 0% | 5.451% | 1
2741 | 0% | 6.664% | 85.73% | 0% | 0% | 100% | 100% | 0% | 6.664% | 1
2742 | 0% | 4.381% | 85.73% | 0% | 0% | 100% | 100% | 0% | 4.381% | 1
2743 | 0% | 3.551% | 85.73% | 0% | 0% | 100% | 100% | 0% | 3.551% | 1
2744 | 0% | 3.173% | 85.73% | 0% | 0% | 100% | 100% | 0% | 3.173% | 1
2745 | 16.49% | 1.859% | 85.73% | 0% | 0% | 100% | 100% | 16.49% | 1.859% | 1
2746 | 27.95% | 6.923% | 85.73% | 0% | 0% | 100% | 100% | 27.95% | 6.923% | 1
2747 | 30.25% | 8.467% | 85.73% | 0% | 0% | 100% | 100% | 30.25% | 8.467% | 1
2748 | 32.08% | 9.245% | 85.73% | 0% | 0% | 100% | 100% | 32.08% | 9.245% | 1
2749 | 36.1% | 11.66% | 85.73% | 0% | 0% | 100% | 100% | 36.1% | 11.66% | 1
2750 | 36.67% | 10.95% | 85.73% | 0% | 0% | 100% | 100% | 36.67% | 10.95% | 1
2751 | 20.87% | 8.764% | 85.73% | 0% | 0% | 100% | 100% | 20.87% | 8.764% | 1
2752 | 10.88% | 7.438% | 85.73% | 0% | 0% | 100% | 100% | 10.88% | 7.438% | 1
2753 | 0% | 3.737% | 85.73% | 0% | 0% | 100% | 100% | 0% | 3.737% | 1
2754 | 0% | 4.017% | 85.73% | 0% | 0% | 100% | 100% | 0% | 4.017% | 1
2755 | 0% | 2.786% | 85.73% | 0% | 0% | 100% | 100% | 0% | 2.786% | 1
2756 | 0% | 0.5833% | 85.73% | 0% | 0% | 100% | 100% | 0% | 0.5833% | 1
2757 | 0% | 3.973% | 85.73% | 0% | 0% | 100% | 100% | 0% | 3.973% | 1
2758 | 0% | 5.31% | 85.73% | 0% | 0% | 100% | 100% | 0% | 5.31% | 1
2759 | 0% | 4.16% | 85.73% | 0% | 0% | 100% | 100% | 0% | 4.16% | 1
2760 | 0% | 3.57% | 85.73% | 0% | 0% | 100% | 100% | 0% | 3.57% | 1
2761 | 0% | 6.225% | 85.73% | 0% | 0% | 100% | 100% | 0% | 6.225% | 1
2762 | 0% | 3.63% | 85.73% | 0% | 0% | 100% | 100% | 0% | 3.63% | 1
2763 | 0% | 2.859% | 85.73% | 0% | 0% | 100% | 100% | 0% | 2.859% | 1
2764 | 0% | 3.687% | 85.73% | 0% | 0% | 100% | 100% | 0% | 3.687% | 1
2765 | 0% | 3.373% | 85.73% | 0% | 0% | 100% | 100% | 0% | 3.373% | 1
2766 | 0% | 1.964% | 85.73% | 0% | 0% | 100% | 100% | 0% | 1.964% | 1
2767 | 0% | 1.052% | 85.73% | 0% | 0% | 100% | 100% | 0% | 1.052% | 1
2768 | 0% | 1.449% | 85.73% | 0% | 0% | 100% | 100% | 0% | 1.449% | 1
2769 | 8.964% | 0.06034% | 85.73% | 0% | 0% | 100% | 100% | 8.964% | 0.06034% | 1
2770 | 28.73% | 2.932% | 85.73% | 0% | 0% | 100% | 100% | 28.73% | 2.932% | 1
2771 | 34.17% | 3.6% | 85.73% | 0% | 0% | 100% | 100% | 34.17% | 3.6% | 1
2772 | 36.14% | 6.405% | 85.73% | 0% | 0% | 100% | 100% | 36.14% | 6.405% | 1
2773 | 30.41% | 9.601% | 85.73% | 0% | 0% | 100% | 100% | 30.41% | 9.601% | 1
2774 | 25.91% | 7.984% | 85.73% | 0% | 0% | 100% | 100% | 25.91% | 7.984% | 1
2775 | 11.66% | 7.231% | 85.73% | 0% | 0% | 100% | 100% | 11.66% | 7.231% | 1
2776 | 1.248% | 6.468% | 85.73% | 0% | 0% | 100% | 100% | 1.248% | 6.468% | 1
2777 | 0% | 2.738% | 85.73% | 0% | 0% | 100% | 100% | 0% | 2.738% | 1
2778 | 0% | 3.397% | 85.73% | 0% | 0% | 100% | 100% | 0% | 3.397% | 1
2779 | 0% | 1.805% | 85.73% | 0% | 0% | 100% | 100% | 0% | 1.805% | 1
2780 | 0% | 0.1795% | 85.73% | 0% | 0% | 100% | 100% | 0% | 0.1795% | 1
2781 | 0% | 1.273% | 85.73% | 0% | 0% | 100% | 100% | 0% | 1.273% | 1
2782 | 0% | 1.458% | 85.73% | 0% | 0% | 100% | 100% | 0% | 1.458% | 1
2783 | 0% | 2.441% | 85.73% | 0% | 0% | 100% | 100% | 0% | 2.441% | 1
2784 | 0% | 1.851% | 85.73% | 0% | 0% | 100% | 100% | 0% | 1.851% | 1
2785 | 0% | 4.237% | 85.73% | 0% | 0% | 100% | 100% | 0% | 4.237% | 1
2786 | 0% | 1.839% | 85.73% | 0% | 0% | 100% | 100% | 0% | 1.839% | 1
2787 | 0% | 0.5999% | 85.73% | 0% | 0% | 100% | 100% | 0% | 0.5999% | 1
2788 | 0% | 1.928% | 85.73% | 0% | 0% | 100% | 100% | 0% | 1.928% | 1
2789 | 0% | 1.389% | 85.73% | 0% | 0% | 100% | 100% | 0% | 1.389% | 1
2790 | 0% | 0% | 85.73% | 0% | 0% | 100% | 100% | 0% | 0% | 1
2791 | 0% | 0% | 85.73% | 0% | 0% | 100% | 100% | 0% | 0% | 1
2792 | 0% | 0% | 85.73% | 0% | 0% | 100% | 100% | 0% | 0% | 1
2793 | 2.886% | 0% | 85.73% | 0% | 0% | 100% | 100% | 2.886% | 0% | 1
2794 | 18.78% | 0% | 85.73% | 0% | 0% | 100% | 100% | 18.78% | 0% | 1
2795 | 19.2% | 0% | 85.73% | 0% | 0% | 100% | 100% | 19.2% | 0% | 1
2796 | 28.14% | 0.8638% | 85.73% | 0% | 0% | 100% | 100% | 28.14% | 0.8638% | 1
2797 | 23.63% | 3.137% | 85.73% | 0% | 0% | 100% | 100% | 23.63% | 3.137% | 1
2798 | 15.8% | 4.175% | 85.73% | 0% | 0% | 100% | 100% | 15.8% | 4.175% | 1
2799 | 4.836% | 3.591% | 85.73% | 0% | 0% | 100% | 100% | 4.836% | 3.591% | 1
2800 | 0% | 3.004% | 85.73% | 0% | 0% | 100% | 100% | 0% | 3.004% | 1
2801 | 0% | 0.1169% | 85.73% | 0% | 0% | 100% | 100% | 0% | 0.1169% | 1
2802 | 0% | 1.511% | 85.73% | 0% | 0% | 100% | 100% | 0% | 1.511% | 1
2803 | 0% | 0% | 85.73% | 0% | 0% | 100% | 100% | 0% | 0% | 1
2804 | 0% | 0% | 85.73% | 0% | 0% | 100% | 100% | 0% | 0% | 1
2805 | 0% | 0% | 85.73% | 0% | 0% | 100% | 100% | 0% | 0% | 1
2806 | 0% | 0% | 85.73% | 0% | 0% | 100% | 100% | 0% | 0% | 1
2807 | 0% | 0% | 85.73% | 0% | 0% | 100% | 100% | 0% | 0% | 1
2808 | 0% | 0% | 85.73% | 0% | 0% | 100% | 100% | 0% | 0% | 1
2809 | 0% | 1.01% | 85.73% | 0% | 0% | 100% | 100% | 0% | 1.01% | 1
2810 | 0% | 0.1909% | 85.73% | 0% | 0% | 100% | 100% | 0% | 0.1909% | 1
2811 | 0% | 2.007% | 85.73% | 0% | 0% | 100% | 100% | 0% | 2.007% | 1
2812 | 0% | 2.774% | 85.73% | 0% | 0% | 100% | 100% | 0% | 2.774% | 1
2813 | 0% | 0.7488% | 85.73% | 0% | 0% | 100% | 100% | 0% | 0.7488% | 1
2814 | 0% | 0.0656% | 85.73% | 0% | 0% | 100% | 100% | 0% | 0.0656% | 1
2815 | 0% | 0% | 85.73% | 0% | 0% | 100% | 100% | 0% | 0% | 1
2816 | 0% | 0% | 85.73% | 0% | 0% | 100% | 100% | 0% | 0% | 1
2817 | 0% | 0% | 85.73% | 0% | 0% | 100% | 100% | 0% | 0% | 1
2818 | 10.87% | 0% | 85.73% | 0% | 0% | 100% | 100% | 10.87% | 0% | 1
2819 | 9.264% | 0% | 85.73% | 0% | 0% | 100% | 100% | 9.264% | 0% | 1
2820 | 17.04% | 0.4686% | 85.73% | 0% | 0% | 100% | 100% | 17.04% | 0.4686% | 1
2821 | 10.43% | 2.242% | 85.73% | 0% | 0% | 100% | 100% | 10.43% | 2.242% | 1
2822 | 0% | 2.088% | 85.73% | 0% | 0% | 100% | 100% | 0% | 2.088% | 1
2823 | 0% | 1.732% | 85.73% | 0% | 0% | 100% | 100% | 0% | 1.732% | 1
2824 | 0% | 0.2752% | 85.73% | 0% | 0% | 100% | 100% | 0% | 0.2752% | 1
2825 | 0% | 0% | 85.73% | 0% | 0% | 100% | 100% | 0% | 0% | 1
2826 | 0% | 0% | 85.73% | 0% | 0% | 100% | 100% | 0% | 0% | 1
2827 | 0% | 0% | 85.73% | 0% | 0% | 100% | 100% | 0% | 0% | 1
2828 | 0% | 0% | 85.73% | 0% | 0% | 100% | 100% | 0% | 0% | 1
2829 | 0% | 0% | 85.73% | 0% | 0% | 100% | 100% | 0% | 0% | 1
2830 | 0% | 0% | 85.73% | 0% | 0% | 100% | 100% | 0% | 0% | 1
2831 | 0% | 0% | 85.73% | 0% | 0% | 100% | 100% | 0% | 0% | 1
2832 | 0% | 0% | 85.73% | 0% | 0% | 100% | 100% | 0% | 0% | 1
2833 | 0% | 0% | 85.73% | 0% | 0% | 100% | 100% | 0% | 0% | 1
2834 | 0% | 0% | 85.73% | 0% | 0% | 100% | 100% | 0% | 0% | 1
2835 | 0% | 0.5282% | 85.73% | 0% | 0% | 100% | 100% | 0% | 0.5282% | 1
2836 | 0% | 0.6297% | 85.73% | 0% | 0% | 100% | 100% | 0% | 0.6297% | 1
2837 | 0% | 1.529% | 85.73% | 0% | 0% | 100% | 100% | 0% | 1.529% | 1
2838 | 0% | 1.326% | 85.73% | 0% | 0% | 100% | 100% | 0% | 1.326% | 1
2839 | 0% | 0% | 85.73% | 0% | 0% | 100% | 100% | 0% | 0% | 1
2840 | 0% | 0% | 85.73% | 0% | 0% | 100% | 100% | 0% | 0% | 1
2841 | 0% | 0% | 85.73% | 0% | 0% | 100% | 100% | 0% | 0% | 1
2842 | 0% | 0% | 85.73% | 0% | 0% | 100% | 100% | 0% | 0% | 1
2843 | 0% | 0% | 85.73% | 0% | 0% | 100% | 100% | 0% | 0% | 1
2844 | 4.561% | 0% | 85.73% | 0% | 0% | 100% | 100% | 4.561% | 0% | 1
2845 | 4.039% | 0% | 85.73% | 0% | 0% | 100% | 100% | 4.039% | 0% | 1
2846 | 0% | 1.034% | 85.73% | 0% | 0% | 100% | 100% | 0% | 1.034% | 1
2847 | 0% | 1.899% | 85.73% | 0% | 0% | 100% | 100% | 0% | 1.899% | 1
2848 | 0% | 1.367% | 85.73% | 0% | 0% | 100% | 100% | 0% | 1.367% | 1
2849 | 0% | 0.5433% | 85.73% | 0% | 0% | 100% | 100% | 0% | 0.5433% | 1
2850 | 0% | 0% | 85.73% | 0% | 0% | 100% | 100% | 0% | 0% | 1
2851 | 0% | 0% | 85.73% | 0% | 0% | 100% | 100% | 0% | 0% | 1
2852 | 0% | 0% | 85.73% | 0% | 0% | 100% | 100% | 0% | 0% | 1
2853 | 0% | 0% | 85.73% | 0% | 0% | 100% | 100% | 0% | 0% | 1
2854 | 0% | 0% | 85.73% | 0% | 0% | 100% | 100% | 0% | 0% | 1
2855 | 0% | 0% | 85.73% | 0% | 0% | 100% | 100% | 0% | 0% | 1
2856 | 0% | 0% | 85.73% | 0% | 0% | 100% | 100% | 0% | 0% | 1
2857 | 0% | 0% | 85.73% | 0% | 0% | 100% | 100% | 0% | 0% | 1
2858 | 0% | 0% | 85.73% | 0% | 0% | 100% | 100% | 0% | 0% | 1
2859 | 0% | 0.6287% | 85.73% | 0% | 0% | 100% | 100% | 0% | 0.6287% | 1
2860 | 0% | 0.6823% | 85.73% | 0% | 0% | 100% | 100% | 0% | 0.6823% | 1
2861 | 0% | 2.453% | 85.73% | 0% | 0% | 100% | 100% | 0% | 2.453% | 1
2862 | 0% | 3.124% | 85.73% | 0% | 0% | 100% | 100% | 0% | 3.124% | 1
2863 | 0% | 1.973% | 85.73% | 0% | 0% | 100% | 100% | 0% | 1.973% | 1
2864 | 0% | 0.08467% | 85.73% | 0% | 0% | 100% | 100% | 0% | 0.08467% | 1
2865 | 0% | 0.03795% | 85.73% | 0% | 0% | 100% | 100% | 0% | 0.03795% | 1
2866 | 4.254% | 1.791% | 85.73% | 0% | 0% | 100% | 100% | 4.254% | 1.791% | 1
2867 | 5.563% | 4.427% | 85.73% | 0% | 0% | 100% | 100% | 5.563% | 4.427% | 1
2868 | 12.01% | 3.23% | 85.73% | 0% | 0% | 100% | 100% | 12.01% | 3.23% | 1
2869 | 11.95% | 3.197% | 85.73% | 0% | 0% | 100% | 100% | 11.95% | 3.197% | 1
2870 | 1.623% | 3.704% | 85.73% | 0% | 0% | 100% | 100% | 1.623% | 3.704% | 1
2871 | 3.298% | 4.292% | 85.73% | 0% | 0% | 100% | 100% | 3.298% | 4.292% | 1
2872 | 0% | 4.08% | 85.73% | 0% | 0% | 100% | 100% | 0% | 4.08% | 1
2873 | 0% | 4.235% | 85.73% | 0% | 0% | 100% | 100% | 0% | 4.235% | 1
2874 | 0% | 2.605% | 85.73% | 0% | 0% | 100% | 100% | 0% | 2.605% | 1
2875 | 0% | 0% | 85.73% | 0% | 0% | 100% | 100% | 0% | 0% | 1
2876 | 0% | 0% | 85.73% | 0% | 0% | 100% | 100% | 0% | 0% | 1
2877 | 0% | 0.07369% | 85.73% | 0% | 0% | 100% | 100% | 0% | 0.07369% | 1
2878 | 0% | 0% | 85.73% | 0% | 0% | 100% | 100% | 0% | 0% | 1
2879 | 0% | 0.8936% | 85.73% | 0% | 0% | 100% | 100% | 0% | 0.8936% | 1
2880 | 0% | 0% | 85.73% | 0% | 0% | 100% | 100% | 0% | 0% | 1
2881 | 0% | 0% | 85.73% | 0% | 0% | 100% | 100% | 0% | 0% | 1
2882 | 0% | 0% | 85.73% | 0% | 0% | 100% | 100% | 0% | 0% | 1
2883 | 0% | 0% | 85.73% | 0% | 0% | 100% | 100% | 0% | 0% | 1
2884 | 0% | 0% | 85.73% | 0% | 0% | 100% | 100% | 0% | 0% | 1
2885 | 0% | 0.08662% | 85.73% | 0% | 0% | 100% | 100% | 0% | 0.08662% | 1
2886 | 0% | 0.954% | 85.73% | 0% | 0% | 100% | 100% | 0% | 0.954% | 1
2887 | 0% | 0.9385% | 85.73% | 0% | 0% | 100% | 100% | 0% | 0.9385% | 1
2888 | 0% | 0% | 85.73% | 0% | 0% | 100% | 100% | 0% | 0% | 1
2889 | 0% | 0% | 85.73% | 0% | 0% | 100% | 100% | 0% | 0% | 1
2890 | 0% | 1.716% | 85.73% | 0% | 0% | 100% | 100% | 0% | 1.716% | 1
2891 | 2.307% | 5.558% | 85.73% | 0% | 0% | 100% | 100% | 2.307% | 5.558% | 1
2892 | 10.1% | 5.289% | 85.73% | 0% | 0% | 100% | 100% | 10.1% | 5.289% | 1
2893 | 13.63% | 4.604% | 85.73% | 0% | 0% | 100% | 100% | 13.63% | 4.604% | 1
2894 | 15.08% | 4.463% | 85.73% | 0% | 0% | 100% | 100% | 15.08% | 4.463% | 1
2895 | 13.6% | 4.729% | 85.73% | 0% | 0% | 100% | 100% | 13.6% | 4.729% | 1
2896 | 5.601% | 6.249% | 85.73% | 0% | 0% | 100% | 100% | 5.601% | 6.249% | 1
2897 | 0% | 6.427% | 85.73% | 0% | 0% | 100% | 100% | 0% | 6.427% | 1
2898 | 0% | 5.672% | 85.73% | 0% | 0% | 100% | 100% | 0% | 5.672% | 1
2899 | 0% | 2.753% | 85.73% | 0% | 0% | 100% | 100% | 0% | 2.753% | 1
2900 | 0% | 0.02759% | 85.73% | 0% | 0% | 100% | 100% | 0% | 0.02759% | 1
2901 | 0% | 0.7728% | 85.73% | 0% | 0% | 100% | 100% | 0% | 0.7728% | 1
2902 | 0% | 0.922% | 85.73% | 0% | 0% | 100% | 100% | 0% | 0.922% | 1
2903 | 0% | 1.235% | 85.73% | 0% | 0% | 100% | 100% | 0% | 1.235% | 1
2904 | 0% | 0% | 85.73% | 0% | 0% | 100% | 100% | 0% | 0% | 1
2905 | 0% | 0% | 85.73% | 0% | 0% | 100% | 100% | 0% | 0% | 1
2906 | 0% | 0% | 85.73% | 0% | 0% | 100% | 100% | 0% | 0% | 1
2907 | 0% | 0% | 85.73% | 0% | 0% | 100% | 100% | 0% | 0% | 1
2908 | 0% | 0% | 85.73% | 0% | 0% | 100% | 100% | 0% | 0% | 1
2909 | 0% | 0% | 85.73% | 0% | 0% | 100% | 100% | 0% | 0% | 1
2910 | 0% | 0% | 85.73% | 0% | 0% | 100% | 100% | 0% | 0% | 1
2911 | 0% | 0% | 85.73% | 0% | 0% | 100% | 100% | 0% | 0% | 1
2912 | 0% | 0% | 85.73% | 0% | 0% | 100% | 100% | 0% | 0% | 1
2913 | 0% | 0% | 85.73% | 0% | 0% | 100% | 100% | 0% | 0% | 1
2914 | 3.226% | 0.7403% | 85.73% | 0% | 0% | 100% | 100% | 3.226% | 0.7403% | 1
2915 | 8.892% | 4.204% | 85.73% | 0% | 0% | 100% | 100% | 8.892% | 4.204% | 1
2916 | 18.66% | 6.711% | 85.73% | 0% | 0% | 100% | 100% | 18.66% | 6.711% | 1
2917 | 17.45% | 6.223% | 85.73% | 0% | 0% | 100% | 100% | 17.45% | 6.223% | 1
2918 | 21.74% | 3.266% | 85.73% | 0% | 0% | 100% | 100% | 21.74% | 3.266% | 1
2919 | 13.44% | 2.417% | 85.73% | 0% | 0% | 100% | 100% | 13.44% | 2.417% | 1
2920 | 2.132% | 3.13% | 85.73% | 0% | 0% | 100% | 100% | 2.132% | 3.13% | 1
2921 | 0% | 4.503% | 85.73% | 0% | 0% | 100% | 100% | 0% | 4.503% | 1
2922 | 0% | 4.003% | 85.73% | 0% | 0% | 100% | 100% | 0% | 4.003% | 1
2923 | 0% | 2.339% | 85.73% | 0% | 0% | 100% | 100% | 0% | 2.339% | 1
2924 | 0% | 0.1067% | 85.73% | 0% | 0% | 100% | 100% | 0% | 0.1067% | 1
2925 | 0% | 0.01289% | 85.73% | 0% | 0% | 100% | 100% | 0% | 0.01289% | 1
2926 | 0% | 0% | 85.73% | 0% | 0% | 100% | 100% | 0% | 0% | 1
2927 | 0% | 1.019% | 85.73% | 0% | 0% | 100% | 100% | 0% | 1.019% | 1
2928 | 0% | 0% | 85.73% | 0% | 0% | 100% | 100% | 0% | 0% | 1
2929 | 0% | 0% | 85.73% | 0% | 0% | 100% | 100% | 0% | 0% | 1
2930 | 0% | 0% | 85.73% | 0% | 0% | 100% | 100% | 0% | 0% | 1
2931 | 0% | 0% | 85.73% | 0% | 0% | 100% | 100% | 0% | 0% | 1
2932 | 0% | 0% | 85.73% | 0% | 0% | 100% | 100% | 0% | 0% | 1
2933 | 0% | 0% | 85.73% | 0% | 0% | 100% | 100% | 0% | 0% | 1
2934 | 0% | 0% | 85.73% | 0% | 0% | 100% | 100% | 0% | 0% | 1
2935 | 0% | 0% | 85.73% | 0% | 0% | 100% | 100% | 0% | 0% | 1
2936 | 0% | 0% | 85.73% | 0% | 0% | 100% | 100% | 0% | 0% | 1
2937 | 0% | 0% | 85.73% | 0% | 0% | 100% | 100% | 0% | 0% | 1
2938 | 2.77% | 0% | 85.73% | 0% | 0% | 100% | 100% | 2.77% | 0% | 1
2939 | 10.89% | 1.558% | 85.73% | 0% | 0% | 100% | 100% | 10.89% | 1.558% | 1
2940 | 15.87% | 4.773% | 85.73% | 0% | 0% | 100% | 100% | 15.87% | 4.773% | 1
2941 | 17.67% | 4.705% | 85.73% | 0% | 0% | 100% | 100% | 17.67% | 4.705% | 1
2942 | 18.86% | 3.383% | 85.73% | 0% | 0% | 100% | 100% | 18.86% | 3.383% | 1
2943 | 12.81% | 2.185% | 85.73% | 0% | 0% | 100% | 100% | 12.81% | 2.185% | 1
2944 | 4.257% | 1.775% | 85.73% | 0% | 0% | 100% | 100% | 4.257% | 1.775% | 1
2945 | 0% | 2.173% | 85.73% | 0% | 0% | 100% | 100% | 0% | 2.173% | 1
2946 | 0% | 0.01077% | 85.73% | 0% | 0% | 100% | 100% | 0% | 0.01077% | 1
2947 | 0% | 0% | 85.73% | 0% | 0% | 100% | 100% | 0% | 0% | 1
2948 | 0% | 0% | 85.73% | 0% | 0% | 100% | 100% | 0% | 0% | 1
2949 | 0% | 0% | 85.73% | 0% | 0% | 100% | 100% | 0% | 0% | 1
2950 | 0% | 0% | 85.73% | 0% | 0% | 100% | 100% | 0% | 0% | 1
2951 | 0% | 0% | 85.73% | 0% | 0% | 100% | 100% | 0% | 0% | 1
2952 | 0% | 0% | 85.73% | 0% | 0% | 100% | 100% | 0% | 0% | 1
2953 | 0% | 0% | 85.73% | 0% | 0% | 100% | 100% | 0% | 0% | 1
2954 | 0% | 0% | 85.73% | 0% | 0% | 100% | 100% | 0% | 0% | 1
2955 | 0% | 0% | 85.73% | 0% | 0% | 100% | 100% | 0% | 0% | 1
2956 | 0% | 0% | 85.73% | 0% | 0% | 100% | 100% | 0% | 0% | 1
2957 | 0% | 0% | 85.73% | 0% | 0% | 100% | 100% | 0% | 0% | 1
2958 | 0% | 0% | 85.73% | 0% | 0% | 100% | 100% | 0% | 0% | 1
2959 | 0% | 0% | 85.73% | 0% | 0% | 100% | 100% | 0% | 0% | 1
2960 | 0% | 0% | 85.73% | 0% | 0% | 100% | 100% | 0% | 0% | 1
2961 | 0% | 0% | 85.73% | 0% | 0% | 100% | 100% | 0% | 0% | 1
2962 | 12.17% | 0% | 85.73% | 0% | 0% | 100% | 100% | 12.17% | 0% | 1
2963 | 20.21% | 0% | 85.73% | 0% | 0% | 100% | 100% | 20.21% | 0% | 1
2964 | 25.79% | 2.159% | 85.73% | 0% | 0% | 100% | 100% | 25.79% | 2.159% | 1
2965 | 24.13% | 2.795% | 85.73% | 0% | 0% | 100% | 100% | 24.13% | 2.795% | 1
2966 | 23.36% | 2.357% | 85.73% | 0% | 0% | 100% | 100% | 23.36% | 2.357% | 1
2967 | 19.72% | 0.426% | 85.73% | 0% | 0% | 100% | 100% | 19.72% | 0.426% | 1
2968 | 6.018% | 0% | 85.73% | 0% | 0% | 100% | 100% | 6.018% | 0% | 1
2969 | 0% | 0.4031% | 85.73% | 0% | 0% | 100% | 100% | 0% | 0.4031% | 1
2970 | 0% | 0% | 85.73% | 0% | 0% | 100% | 100% | 0% | 0% | 1
2971 | 0% | 0% | 85.73% | 0% | 0% | 100% | 100% | 0% | 0% | 1
2972 | 0% | 0% | 85.73% | 0% | 0% | 100% | 100% | 0% | 0% | 1
2973 | 0% | 0% | 85.73% | 0% | 0% | 100% | 100% | 0% | 0% | 1
2974 | 0% | 0% | 85.73% | 0% | 0% | 100% | 100% | 0% | 0% | 1
2975 | 0% | 0% | 85.73% | 0% | 0% | 100% | 100% | 0% | 0% | 1
2976 | 0% | 0% | 85.73% | 0% | 0% | 100% | 100% | 0% | 0% | 1
2977 | 0% | 0% | 85.73% | 0% | 0% | 100% | 100% | 0% | 0% | 1
2978 | 0% | 0% | 85.73% | 0% | 0% | 100% | 100% | 0% | 0% | 1
2979 | 0% | 0% | 85.73% | 0% | 0% | 100% | 100% | 0% | 0% | 1
2980 | 0% | 0% | 85.73% | 0% | 0% | 100% | 100% | 0% | 0% | 1
2981 | 0% | 0% | 85.73% | 0% | 0% | 100% | 100% | 0% | 0% | 1
2982 | 0% | 0% | 85.73% | 0% | 0% | 100% | 100% | 0% | 0% | 1
2983 | 0% | 0% | 85.73% | 0% | 0% | 100% | 100% | 0% | 0% | 1
2984 | 0% | 0% | 85.73% | 0% | 0% | 100% | 100% | 0% | 0% | 1
2985 | 5.417% | 0% | 85.73% | 0% | 0% | 100% | 100% | 5.417% | 0% | 1
2986 | 20.7% | 0% | 85.73% | 0% | 0% | 100% | 100% | 20.7% | 0% | 1
2987 | 33.2% | 0.3087% | 85.73% | 0% | 0% | 100% | 100% | 33.2% | 0.3087% | 1
2988 | 30.52% | 4.226% | 85.73% | 0% | 0% | 100% | 100% | 30.52% | 4.226% | 1
2989 | 32.48% | 6.08% | 85.73% | 0% | 0% | 100% | 100% | 32.48% | 6.08% | 1
2990 | 25.32% | 8.18% | 85.73% | 0% | 0% | 100% | 100% | 25.32% | 8.18% | 1
2991 | 19.55% | 6.428% | 85.73% | 0% | 0% | 100% | 100% | 19.55% | 6.428% | 1
2992 | 12.37% | 4.644% | 85.73% | 0% | 0% | 100% | 100% | 12.37% | 4.644% | 1
2993 | 1.043% | 4.242% | 85.73% | 0% | 0% | 100% | 100% | 1.043% | 4.242% | 1
2994 | 0% | 1.18% | 85.73% | 0% | 0% | 100% | 100% | 0% | 1.18% | 1
2995 | 0% | 0% | 85.73% | 0% | 0% | 100% | 100% | 0% | 0% | 1
2996 | 0% | 0% | 85.73% | 0% | 0% | 100% | 100% | 0% | 0% | 1
2997 | 0% | 0% | 85.73% | 0% | 0% | 100% | 100% | 0% | 0% | 1
2998 | 0% | 0% | 85.73% | 0% | 0% | 100% | 100% | 0% | 0% | 1
2999 | 0% | 0% | 85.73% | 0% | 0% | 100% | 100% | 0% | 0% | 1
3000 | 0% | 0% | 85.73% | 0% | 0% | 100% | 100% | 0% | 0% | 1
3001 | 0% | 0% | 85.73% | 0% | 0% | 100% | 100% | 0% | 0% | 1
3002 | 0% | 0% | 85.73% | 0% | 0% | 100% | 100% | 0% | 0% | 1
3003 | 0% | 0% | 85.73% | 0% | 0% | 100% | 100% | 0% | 0% | 1
3004 | 0% | 0% | 85.73% | 0% | 0% | 100% | 100% | 0% | 0% | 1
3005 | 0% | 0% | 85.73% | 0% | 0% | 100% | 100% | 0% | 0% | 1
3006 | 0% | 0% | 85.73% | 0% | 0% | 100% | 100% | 0% | 0% | 1
3007 | 0% | 0% | 85.73% | 0% | 0% | 100% | 100% | 0% | 0% | 1
3008 | 0% | 0% | 85.73% | 0% | 0% | 100% | 100% | 0% | 0% | 1
3009 | 8.366% | 0% | 85.73% | 0% | 0% | 100% | 100% | 8.366% | 0% | 1
3010 | 20.52% | 1.48% | 85.73% | 0% | 0% | 100% | 100% | 20.52% | 1.48% | 1
3011 | 37.24% | 0.3822% | 85.73% | 0% | 0% | 100% | 100% | 37.24% | 0.3822% | 1
3012 | 39.96% | 3.615% | 85.73% | 0% | 0% | 100% | 100% | 39.96% | 3.615% | 1
3013 | 35.66% | 5.067% | 85.73% | 0% | 0% | 100% | 100% | 35.66% | 5.067% | 1
3014 | 29.98% | 6.964% | 85.73% | 0% | 0% | 100% | 100% | 29.98% | 6.964% | 1
3015 | 24.66% | 6.165% | 85.73% | 0% | 0% | 100% | 100% | 24.66% | 6.165% | 1
3016 | 13.56% | 5.575% | 85.73% | 0% | 0% | 100% | 100% | 13.56% | 5.575% | 1
3017 | 0.1774% | 7.216% | 85.73% | 0% | 0% | 100% | 100% | 0.1774% | 7.216% | 1
3018 | 0% | 4.899% | 85.73% | 0% | 0% | 100% | 100% | 0% | 4.899% | 1
3019 | 0% | 2.063% | 85.73% | 0% | 0% | 100% | 100% | 0% | 2.063% | 1
3020 | 0% | 0% | 85.73% | 0% | 0% | 100% | 100% | 0% | 0% | 1
3021 | 0% | 0% | 85.73% | 0% | 0% | 100% | 100% | 0% | 0% | 1
3022 | 0% | 0.3247% | 85.73% | 0% | 0% | 100% | 100% | 0% | 0.3247% | 1
3023 | 0% | 0% | 85.73% | 0% | 0% | 100% | 100% | 0% | 0% | 1
3024 | 0% | 0% | 85.73% | 0% | 0% | 100% | 100% | 0% | 0% | 1
3025 | 0% | 0% | 85.73% | 0% | 0% | 100% | 100% | 0% | 0% | 1
3026 | 0% | 0% | 85.73% | 0% | 0% | 100% | 100% | 0% | 0% | 1
3027 | 0% | 0% | 85.73% | 0% | 0% | 100% | 100% | 0% | 0% | 1
3028 | 0% | 0% | 85.73% | 0% | 0% | 100% | 100% | 0% | 0% | 1
3029 | 0% | 0% | 85.73% | 0% | 0% | 100% | 100% | 0% | 0% | 1
3030 | 0% | 0% | 85.73% | 0% | 0% | 100% | 100% | 0% | 0% | 1
3031 | 0% | 0% | 85.73% | 0% | 0% | 100% | 100% | 0% | 0% | 1
3032 | 0% | 0% | 85.73% | 0% | 0% | 100% | 100% | 0% | 0% | 1
3033 | 11.23% | 0% | 85.73% | 0% | 0% | 100% | 100% | 11.23% | 0% | 1
3034 | 20.8% | 1.247% | 85.73% | 0% | 0% | 100% | 100% | 20.8% | 1.247% | 1
3035 | 30.73% | 2.238% | 85.73% | 0% | 0% | 100% | 100% | 30.73% | 2.238% | 1
3036 | 34.31% | 3.838% | 85.73% | 0% | 0% | 100% | 100% | 34.31% | 3.838% | 1
3037 | 29.4% | 4.7% | 85.73% | 0% | 0% | 100% | 100% | 29.4% | 4.7% | 1
3038 | 21.02% | 7.03% | 85.73% | 0% | 0% | 100% | 100% | 21.02% | 7.03% | 1
3039 | 16.49% | 8.047% | 85.73% | 0% | 0% | 100% | 100% | 16.49% | 8.047% | 1
3040 | 6.706% | 7.528% | 85.73% | 0% | 0% | 100% | 100% | 6.706% | 7.528% | 1
3041 | 0% | 7.014% | 85.73% | 0% | 0% | 100% | 100% | 0% | 7.014% | 1
3042 | 0% | 4.793% | 85.73% | 0% | 0% | 100% | 100% | 0% | 4.793% | 1
3043 | 0% | 2.277% | 85.73% | 0% | 0% | 100% | 100% | 0% | 2.277% | 1
3044 | 0% | 0.4632% | 85.73% | 0% | 0% | 100% | 100% | 0% | 0.4632% | 1
3045 | 0% | 0% | 85.73% | 0% | 0% | 100% | 100% | 0% | 0% | 1
3046 | 0% | 0% | 85.73% | 0% | 0% | 100% | 100% | 0% | 0% | 1
3047 | 0% | 0% | 85.73% | 0% | 0% | 100% | 100% | 0% | 0% | 1
3048 | 0% | 0% | 85.73% | 0% | 0% | 100% | 100% | 0% | 0% | 1
3049 | 0% | 0% | 85.73% | 0% | 0% | 100% | 100% | 0% | 0% | 1
3050 | 0% | 0% | 85.73% | 0% | 0% | 100% | 100% | 0% | 0% | 1
3051 | 0% | 0% | 85.73% | 0% | 0% | 100% | 100% | 0% | 0% | 1
3052 | 0% | 0% | 85.73% | 0% | 0% | 100% | 100% | 0% | 0% | 1
3053 | 0% | 0% | 85.73% | 0% | 0% | 100% | 100% | 0% | 0% | 1
3054 | 0% | 0% | 85.73% | 0% | 0% | 100% | 100% | 0% | 0% | 1
3055 | 0% | 0% | 85.73% | 0% | 0% | 100% | 100% | 0% | 0% | 1
3056 | 0% | 0% | 85.73% | 0% | 0% | 100% | 100% | 0% | 0% | 1
3057 | 6.779% | 0.1234% | 85.73% | 0% | 0% | 100% | 100% | 6.779% | 0.1234% | 1
3058 | 15.77% | 0.3673% | 85.73% | 0% | 0% | 100% | 100% | 15.77% | 0.3673% | 1
3059 | 22.93% | 1.926% | 85.73% | 0% | 0% | 100% | 100% | 22.93% | 1.926% | 1
3060 | 25.72% | 2.874% | 85.73% | 0% | 0% | 100% | 100% | 25.72% | 2.874% | 1
3061 | 22.33% | 2.373% | 85.73% | 0% | 0% | 100% | 100% | 22.33% | 2.373% | 1
3062 | 14.64% | 2.804% | 85.73% | 0% | 0% | 100% | 100% | 14.64% | 2.804% | 1
3063 | 9.324% | 3.412% | 85.73% | 0% | 0% | 100% | 100% | 9.324% | 3.412% | 1
3064 | 0% | 3.527% | 85.73% | 0% | 0% | 100% | 100% | 0% | 3.527% | 1
3065 | 0% | 4.157% | 85.73% | 0% | 0% | 100% | 100% | 0% | 4.157% | 1
3066 | 0% | 3.364% | 85.73% | 0% | 0% | 100% | 100% | 0% | 3.364% | 1
3067 | 0% | 0% | 85.73% | 0% | 0% | 100% | 100% | 0% | 0% | 1
3068 | 0% | 0% | 85.73% | 0% | 0% | 100% | 100% | 0% | 0% | 1
3069 | 0% | 0% | 85.73% | 0% | 0% | 100% | 100% | 0% | 0% | 1
3070 | 0% | 0% | 85.73% | 0% | 0% | 100% | 100% | 0% | 0% | 1
3071 | 0% | 0% | 85.73% | 0% | 0% | 100% | 100% | 0% | 0% | 1
3072 | 0% | 0% | 85.73% | 0% | 0% | 100% | 100% | 0% | 0% | 1
3073 | 0% | 0% | 85.73% | 0% | 0% | 100% | 100% | 0% | 0% | 1
3074 | 0% | 0% | 85.73% | 0% | 0% | 100% | 100% | 0% | 0% | 1
3075 | 0% | 0% | 85.73% | 0% | 0% | 100% | 100% | 0% | 0% | 1
3076 | 0% | 0% | 85.73% | 0% | 0% | 100% | 100% | 0% | 0% | 1
3077 | 0% | 0% | 85.73% | 0% | 0% | 100% | 100% | 0% | 0% | 1
3078 | 0% | 0% | 85.73% | 0% | 0% | 100% | 100% | 0% | 0% | 1
3079 | 0% | 0% | 85.73% | 0% | 0% | 100% | 100% | 0% | 0% | 1
3080 | 0% | 0% | 85.73% | 0% | 0% | 100% | 100% | 0% | 0% | 1
3081 | 7.023% | 0% | 85.73% | 0% | 0% | 100% | 100% | 7.023% | 0% | 1
3082 | 15.15% | 0% | 85.73% | 0% | 0% | 100% | 100% | 15.15% | 0% | 1
3083 | 19.2% | 1.872% | 85.73% | 0% | 0% | 100% | 100% | 19.2% | 1.872% | 1
3084 | 18.72% | 2.634% | 85.73% | 0% | 0% | 100% | 100% | 18.72% | 2.634% | 1
3085 | 16.57% | 3.388% | 85.73% | 0% | 0% | 100% | 100% | 16.57% | 3.388% | 1
3086 | 10.8% | 3.821% | 85.73% | 0% | 0% | 100% | 100% | 10.8% | 3.821% | 1
3087 | 2.992% | 4.212% | 85.73% | 0% | 0% | 100% | 100% | 2.992% | 4.212% | 1
3088 | 0% | 3.234% | 85.73% | 0% | 0% | 100% | 100% | 0% | 3.234% | 1
3089 | 0% | 2.257% | 85.73% | 0% | 0% | 100% | 100% | 0% | 2.257% | 1
3090 | 0% | 2.1% | 85.73% | 0% | 0% | 100% | 100% | 0% | 2.1% | 1
3091 | 0% | 0.02568% | 85.73% | 0% | 0% | 100% | 100% | 0% | 0.02568% | 1
3092 | 0% | 0% | 85.73% | 0% | 0% | 100% | 100% | 0% | 0% | 1
3093 | 0% | 0% | 85.73% | 0% | 0% | 100% | 100% | 0% | 0% | 1
3094 | 0% | 0.2451% | 85.73% | 0% | 0% | 100% | 100% | 0% | 0.2451% | 1
3095 | 0% | 0.9731% | 85.73% | 0% | 0% | 100% | 100% | 0% | 0.9731% | 1
3096 | 0% | 2.369% | 85.73% | 0% | 0% | 100% | 100% | 0% | 2.369% | 1
3097 | 0% | 0% | 85.73% | 0% | 0% | 100% | 100% | 0% | 0% | 1
3098 | 0% | 0% | 85.73% | 0% | 0% | 100% | 100% | 0% | 0% | 1
3099 | 0% | 0% | 85.73% | 0% | 0% | 100% | 100% | 0% | 0% | 1
3100 | 0% | 0% | 85.73% | 0% | 0% | 100% | 100% | 0% | 0% | 1
3101 | 0% | 0% | 85.73% | 0% | 0% | 100% | 100% | 0% | 0% | 1
3102 | 0% | 0% | 85.73% | 0% | 0% | 100% | 100% | 0% | 0% | 1
3103 | 0% | 0% | 85.73% | 0% | 0% | 100% | 100% | 0% | 0% | 1
3104 | 0% | 0% | 85.73% | 0% | 0% | 100% | 100% | 0% | 0% | 1
3105 | 7.188% | 0% | 85.73% | 0% | 0% | 100% | 100% | 7.188% | 0% | 1
3106 | 17.9% | 0% | 85.73% | 0% | 0% | 100% | 100% | 17.9% | 0% | 1
3107 | 19.5% | 2.987% | 85.73% | 0% | 0% | 100% | 100% | 19.5% | 2.987% | 1
3108 | 14.26% | 4.398% | 85.73% | 0% | 0% | 100% | 100% | 14.26% | 4.398% | 1
3109 | 10.23% | 5.405% | 85.73% | 0% | 0% | 100% | 100% | 10.23% | 5.405% | 1
3110 | 7.224% | 4.722% | 85.73% | 0% | 0% | 100% | 100% | 7.224% | 4.722% | 1
3111 | 0.667% | 5.2% | 85.73% | 0% | 0% | 100% | 100% | 0.667% | 5.2% | 1
3112 | 0% | 4.423% | 85.73% | 0% | 0% | 100% | 100% | 0% | 4.423% | 1
3113 | 0% | 3.438% | 85.73% | 0% | 0% | 100% | 100% | 0% | 3.438% | 1
3114 | 0% | 5.654% | 85.73% | 0% | 0% | 100% | 100% | 0% | 5.654% | 1
3115 | 0% | 4.88% | 85.73% | 0% | 0% | 100% | 100% | 0% | 4.88% | 1
3116 | 0% | 4.792% | 85.73% | 0% | 0% | 100% | 100% | 0% | 4.792% | 1
3117 | 0% | 4.861% | 85.73% | 0% | 0% | 100% | 100% | 0% | 4.861% | 1
3118 | 0% | 5.476% | 85.73% | 0% | 0% | 100% | 100% | 0% | 5.476% | 1
3119 | 0% | 5.898% | 85.73% | 0% | 0% | 100% | 100% | 0% | 5.898% | 1
3120 | 0% | 5.249% | 85.73% | 0% | 0% | 100% | 100% | 0% | 5.249% | 1
3121 | 0% | 0.9456% | 85.73% | 0% | 0% | 100% | 100% | 0% | 0.9456% | 1
3122 | 0% | 1.322% | 85.73% | 0% | 0% | 100% | 100% | 0% | 1.322% | 1
3123 | 0% | 0% | 85.73% | 0% | 0% | 100% | 100% | 0% | 0% | 1
3124 | 0% | 0% | 85.73% | 0% | 0% | 100% | 100% | 0% | 0% | 1
3125 | 0% | 0% | 85.73% | 0% | 0% | 100% | 100% | 0% | 0% | 1
3126 | 0% | 0% | 85.73% | 0% | 0% | 100% | 100% | 0% | 0% | 1
3127 | 0% | 0% | 85.73% | 0% | 0% | 100% | 100% | 0% | 0% | 1
3128 | 0% | 0% | 85.73% | 0% | 0% | 100% | 100% | 0% | 0% | 1
3129 | 14.16% | 0% | 85.73% | 0% | 0% | 100% | 100% | 14.16% | 0% | 1
3130 | 26.02% | 4.723% | 85.73% | 0% | 0% | 100% | 100% | 26.02% | 4.723% | 1
3131 | 25.46% | 8.483% | 85.73% | 0% | 0% | 100% | 100% | 25.46% | 8.483% | 1
3132 | 24.97% | 10.25% | 85.73% | 0% | 0% | 100% | 100% | 24.97% | 10.25% | 1
3133 | 18.95% | 11.25% | 85.73% | 0% | 0% | 100% | 100% | 18.95% | 11.25% | 1
3134 | 17.97% | 9.83% | 85.73% | 0% | 0% | 100% | 100% | 17.97% | 9.83% | 1
3135 | 10.79% | 10.04% | 85.73% | 0% | 0% | 100% | 100% | 10.79% | 10.04% | 1
3136 | 7.495% | 8.797% | 85.73% | 0% | 0% | 100% | 100% | 7.495% | 8.797% | 1
3137 | 0% | 6.503% | 85.73% | 0% | 0% | 100% | 100% | 0% | 6.503% | 1
3138 | 0% | 6.988% | 85.73% | 0% | 0% | 100% | 100% | 0% | 6.988% | 1
3139 | 0% | 7.159% | 85.73% | 0% | 0% | 100% | 100% | 0% | 7.159% | 1
3140 | 0% | 7.184% | 85.73% | 0% | 0% | 100% | 100% | 0% | 7.184% | 1
3141 | 0% | 6.032% | 85.73% | 0% | 0% | 100% | 100% | 0% | 6.032% | 1
3142 | 0% | 6.396% | 85.73% | 0% | 0% | 100% | 100% | 0% | 6.396% | 1
3143 | 0% | 4.803% | 85.73% | 0% | 0% | 100% | 100% | 0% | 4.803% | 1
3144 | 0% | 3.96% | 85.73% | 0% | 0% | 100% | 100% | 0% | 3.96% | 1
3145 | 0% | 3.59% | 85.73% | 0% | 0% | 100% | 100% | 0% | 3.59% | 1
3146 | 0% | 2.227% | 85.73% | 0% | 0% | 100% | 100% | 0% | 2.227% | 1
3147 | 0% | 1.593% | 85.73% | 0% | 0% | 100% | 100% | 0% | 1.593% | 1
3148 | 0% | 1.089% | 85.73% | 0% | 0% | 100% | 100% | 0% | 1.089% | 1
3149 | 0% | 1.404% | 85.73% | 0% | 0% | 100% | 100% | 0% | 1.404% | 1
3150 | 0% | 0.1411% | 85.73% | 0% | 0% | 100% | 100% | 0% | 0.1411% | 1
3151 | 0% | 1.893% | 85.73% | 0% | 0% | 100% | 100% | 0% | 1.893% | 1
3152 | 0% | 1.424% | 85.73% | 0% | 0% | 100% | 100% | 0% | 1.424% | 1
3153 | 15.82% | 2.968% | 85.73% | 0% | 0% | 100% | 100% | 15.82% | 2.968% | 1
3154 | 29.02% | 7.377% | 85.73% | 0% | 0% | 100% | 100% | 29.02% | 7.377% | 1
3155 | 30.27% | 11.24% | 85.73% | 0% | 0% | 100% | 100% | 30.27% | 11.24% | 1
3156 | 33.35% | 14.04% | 85.73% | 0% | 0% | 100% | 100% | 33.35% | 14.04% | 1
3157 | 24.36% | 13.72% | 85.73% | 0% | 0% | 100% | 100% | 24.36% | 13.72% | 1
3158 | 20.86% | 11.81% | 85.73% | 0% | 0% | 100% | 100% | 20.86% | 11.81% | 1
3159 | 20.48% | 12.92% | 85.73% | 0% | 0% | 100% | 100% | 20.48% | 12.92% | 1
3160 | 22.03% | 12.55% | 85.73% | 0% | 0% | 100% | 100% | 22.03% | 12.55% | 1
3161 | 2.696% | 9.775% | 85.73% | 0% | 0% | 100% | 100% | 2.696% | 9.775% | 1
3162 | 0% | 9.871% | 85.73% | 0% | 0% | 100% | 100% | 0% | 9.871% | 1
3163 | 0% | 9.867% | 85.73% | 0% | 0% | 100% | 100% | 0% | 9.867% | 1
3164 | 0% | 10.36% | 85.73% | 0% | 0% | 100% | 100% | 0% | 10.36% | 1
3165 | 0% | 7.889% | 85.73% | 0% | 0% | 100% | 100% | 0% | 7.889% | 1
3166 | 0% | 6.696% | 85.73% | 0% | 0% | 100% | 100% | 0% | 6.696% | 1
3167 | 0% | 5.577% | 85.73% | 0% | 0% | 100% | 100% | 0% | 5.577% | 1
3168 | 0% | 3.918% | 85.73% | 0% | 0% | 100% | 100% | 0% | 3.918% | 1
3169 | 0% | 3.751% | 85.73% | 0% | 0% | 100% | 100% | 0% | 3.751% | 1
3170 | 0% | 3.166% | 85.73% | 0% | 0% | 100% | 100% | 0% | 3.166% | 1
3171 | 0% | 2.247% | 85.73% | 0% | 0% | 100% | 100% | 0% | 2.247% | 1
3172 | 0% | 1.668% | 85.73% | 0% | 0% | 100% | 100% | 0% | 1.668% | 1
3173 | 0% | 2.303% | 85.73% | 0% | 0% | 100% | 100% | 0% | 2.303% | 1
3174 | 0% | 1.153% | 85.73% | 0% | 0% | 100% | 100% | 0% | 1.153% | 1
3175 | 0% | 3.695% | 85.73% | 0% | 0% | 100% | 100% | 0% | 3.695% | 1
3176 | 0% | 5.954% | 85.73% | 0% | 0% | 100% | 100% | 0% | 5.954% | 1
3177 | 13.67% | 8.493% | 85.73% | 0% | 0% | 100% | 100% | 13.67% | 8.493% | 1
3178 | 29.57% | 11.16% | 85.73% | 0% | 0% | 100% | 100% | 29.57% | 11.16% | 1
3179 | 40.52% | 13.37% | 85.73% | 0% | 0% | 100% | 100% | 40.52% | 13.37% | 1
3180 | 45.42% | 17.55% | 85.73% | 0% | 0% | 100% | 100% | 45.42% | 17.55% | 1
3181 | 43.51% | 19.82% | 85.73% | 0% | 0% | 100% | 100% | 43.51% | 19.82% | 1
3182 | 41.4% | 17.57% | 85.73% | 0% | 0% | 100% | 100% | 41.4% | 17.57% | 1
3183 | 28.62% | 17.38% | 85.73% | 0% | 0% | 100% | 100% | 28.62% | 17.38% | 1
3184 | 23.48% | 15.81% | 85.73% | 0% | 0% | 100% | 100% | 23.48% | 15.81% | 1
3185 | 8.943% | 12.46% | 85.73% | 0% | 0% | 100% | 100% | 8.943% | 12.46% | 1
3186 | 0% | 11.41% | 85.73% | 0% | 0% | 100% | 100% | 0% | 11.41% | 1
3187 | 0% | 9.754% | 85.73% | 0% | 0% | 100% | 100% | 0% | 9.754% | 1
3188 | 0% | 6.537% | 85.73% | 0% | 0% | 100% | 100% | 0% | 6.537% | 1
3189 | 0% | 4.66% | 85.73% | 0% | 0% | 100% | 100% | 0% | 4.66% | 1
3190 | 0% | 4.755% | 85.73% | 0% | 0% | 100% | 100% | 0% | 4.755% | 1
3191 | 0% | 4.17% | 85.73% | 0% | 0% | 100% | 100% | 0% | 4.17% | 1
3192 | 0% | 1.55% | 85.73% | 0% | 0% | 100% | 100% | 0% | 1.55% | 1
3193 | 0% | 3.53% | 85.73% | 0% | 0% | 100% | 100% | 0% | 3.53% | 1
3194 | 0% | 0.8384% | 85.73% | 0% | 0% | 100% | 100% | 0% | 0.8384% | 1
3195 | 0% | 0% | 85.73% | 0% | 0% | 100% | 100% | 0% | 0% | 1
3196 | 0% | 0% | 85.73% | 0% | 0% | 100% | 100% | 0% | 0% | 1
3197 | 0% | 1.056% | 85.73% | 0% | 0% | 100% | 100% | 0% | 1.056% | 1
3198 | 0% | 0% | 85.73% | 0% | 0% | 100% | 100% | 0% | 0% | 1
3199 | 0% | 1.422% | 85.73% | 0% | 0% | 100% | 100% | 0% | 1.422% | 1
3200 | 0% | 2.989% | 85.73% | 0% | 0% | 100% | 100% | 0% | 2.989% | 1
3201 | 9.364% | 3.219% | 85.73% | 0% | 0% | 100% | 100% | 9.364% | 3.219% | 1
3202 | 25.84% | 4.697% | 85.73% | 0% | 0% | 100% | 100% | 25.84% | 4.697% | 1
3203 | 43.74% | 5.913% | 85.73% | 0% | 0% | 100% | 100% | 43.74% | 5.913% | 1
3204 | 42.44% | 11% | 85.73% | 0% | 0% | 100% | 100% | 42.44% | 11% | 1
3205 | 38.63% | 14.2% | 85.73% | 0% | 0% | 100% | 100% | 38.63% | 14.2% | 1
3206 | 41.39% | 11.98% | 85.73% | 0% | 0% | 100% | 100% | 41.39% | 11.98% | 1
3207 | 30.49% | 12.87% | 85.73% | 0% | 0% | 100% | 100% | 30.49% | 12.87% | 1
3208 | 20.53% | 12.76% | 85.73% | 0% | 0% | 100% | 100% | 20.53% | 12.76% | 1
3209 | 8.165% | 10.1% | 85.73% | 0% | 0% | 100% | 100% | 8.165% | 10.1% | 1
3210 | 0% | 9.948% | 85.73% | 0% | 0% | 100% | 100% | 0% | 9.948% | 1
3211 | 0% | 7.587% | 85.73% | 0% | 0% | 100% | 100% | 0% | 7.587% | 1
3212 | 0% | 3.33% | 85.73% | 0% | 0% | 100% | 100% | 0% | 3.33% | 1
3213 | 0% | 2.602% | 85.73% | 0% | 0% | 100% | 100% | 0% | 2.602% | 1
3214 | 0% | 4.219% | 85.73% | 0% | 0% | 100% | 100% | 0% | 4.219% | 1
3215 | 0% | 4.696% | 85.73% | 0% | 0% | 100% | 100% | 0% | 4.696% | 1
3216 | 0% | 1.68% | 85.73% | 0% | 0% | 100% | 100% | 0% | 1.68% | 1
3217 | 0% | 0% | 85.73% | 0% | 0% | 100% | 100% | 0% | 0% | 1
3218 | 0% | 0% | 85.73% | 0% | 0% | 100% | 100% | 0% | 0% | 1
3219 | 0% | 0% | 85.73% | 0% | 0% | 100% | 100% | 0% | 0% | 1
3220 | 0% | 0% | 85.73% | 0% | 0% | 100% | 100% | 0% | 0% | 1
3221 | 0% | 0% | 85.73% | 0% | 0% | 100% | 100% | 0% | 0% | 1
3222 | 0% | 0% | 85.73% | 0% | 0% | 100% | 100% | 0% | 0% | 1
3223 | 0% | 0% | 85.73% | 0% | 0% | 100% | 100% | 0% | 0% | 1
3224 | 0% | 1.937% | 85.73% | 0% | 0% | 100% | 100% | 0% | 1.937% | 1
3225 | 8.203% | 2.026% | 85.73% | 0% | 0% | 100% | 100% | 8.203% | 2.026% | 1
3226 | 27.61% | 4.53% | 85.73% | 0% | 0% | 100% | 100% | 27.61% | 4.53% | 1
3227 | 40.79% | 5.948% | 85.73% | 0% | 0% | 100% | 100% | 40.79% | 5.948% | 1
3228 | 41.08% | 10.52% | 85.73% | 0% | 0% | 100% | 100% | 41.08% | 10.52% | 1
3229 | 34.83% | 12.71% | 85.73% | 0% | 0% | 100% | 100% | 34.83% | 12.71% | 1
3230 | 38.67% | 11.78% | 85.73% | 0% | 0% | 100% | 100% | 38.67% | 11.78% | 1
3231 | 24.53% | 11.64% | 85.73% | 0% | 0% | 100% | 100% | 24.53% | 11.64% | 1
3232 | 12.36% | 12.4% | 85.73% | 0% | 0% | 100% | 100% | 12.36% | 12.4% | 1
3233 | 6.242% | 12.14% | 85.73% | 0% | 0% | 100% | 100% | 6.242% | 12.14% | 1
3234 | 0% | 11.57% | 85.73% | 0% | 0% | 100% | 100% | 0% | 11.57% | 1
3235 | 0% | 8.332% | 85.73% | 0% | 0% | 100% | 100% | 0% | 8.332% | 1
3236 | 0% | 4.045% | 85.73% | 0% | 0% | 100% | 100% | 0% | 4.045% | 1
3237 | 0% | 4.349% | 85.73% | 0% | 0% | 100% | 100% | 0% | 4.349% | 1
3238 | 0% | 6.349% | 85.73% | 0% | 0% | 100% | 100% | 0% | 6.349% | 1
3239 | 0% | 6.615% | 85.73% | 0% | 0% | 100% | 100% | 0% | 6.615% | 1
3240 | 0% | 4.528% | 85.73% | 0% | 0% | 100% | 100% | 0% | 4.528% | 1
3241 | 0% | 0% | 85.73% | 0% | 0% | 100% | 100% | 0% | 0% | 1
3242 | 0% | 0% | 85.73% | 0% | 0% | 100% | 100% | 0% | 0% | 1
3243 | 0% | 0% | 85.73% | 0% | 0% | 100% | 100% | 0% | 0% | 1
3244 | 0% | 0% | 85.73% | 0% | 0% | 100% | 100% | 0% | 0% | 1
3245 | 0% | 1.135% | 85.73% | 0% | 0% | 100% | 100% | 0% | 1.135% | 1
3246 | 0% | 1.638% | 85.73% | 0% | 0% | 100% | 100% | 0% | 1.638% | 1
3247 | 0% | 1.243% | 85.73% | 0% | 0% | 100% | 100% | 0% | 1.243% | 1
3248 | 0% | 2.853% | 85.73% | 0% | 0% | 100% | 100% | 0% | 2.853% | 1
3249 | 3.509% | 0.504% | 85.73% | 0% | 0% | 100% | 100% | 3.509% | 0.504% | 1
3250 | 27.95% | 3.932% | 85.73% | 0% | 0% | 100% | 100% | 27.95% | 3.932% | 1
3251 | 37.31% | 6.581% | 85.73% | 0% | 0% | 100% | 100% | 37.31% | 6.581% | 1
3252 | 40.25% | 9.431% | 85.73% | 0% | 0% | 100% | 100% | 40.25% | 9.431% | 1
3253 | 34.21% | 9.769% | 85.73% | 0% | 0% | 100% | 100% | 34.21% | 9.769% | 1
3254 | 31.31% | 7.319% | 85.73% | 0% | 0% | 100% | 100% | 31.31% | 7.319% | 1
3255 | 27.07% | 6.783% | 85.73% | 0% | 0% | 100% | 100% | 27.07% | 6.783% | 1
3256 | 17.21% | 8.33% | 85.73% | 0% | 0% | 100% | 100% | 17.21% | 8.33% | 1
3257 | 6.487% | 10.74% | 85.73% | 0% | 0% | 100% | 100% | 6.487% | 10.74% | 1
3258 | 0% | 11.17% | 85.73% | 0% | 0% | 100% | 100% | 0% | 11.17% | 1
3259 | 0% | 8.327% | 85.73% | 0% | 0% | 100% | 100% | 0% | 8.327% | 1
3260 | 0% | 6.306% | 85.73% | 0% | 0% | 100% | 100% | 0% | 6.306% | 1
3261 | 0% | 5.239% | 85.73% | 0% | 0% | 100% | 100% | 0% | 5.239% | 1
3262 | 0% | 6.384% | 85.73% | 0% | 0% | 100% | 100% | 0% | 6.384% | 1
3263 | 0% | 5.533% | 85.73% | 0% | 0% | 100% | 100% | 0% | 5.533% | 1
3264 | 0% | 4.157% | 85.73% | 0% | 0% | 100% | 100% | 0% | 4.157% | 1
3265 | 0% | 0.788% | 85.73% | 0% | 0% | 100% | 100% | 0% | 0.788% | 1
3266 | 0% | 0% | 85.73% | 0% | 0% | 100% | 100% | 0% | 0% | 1
3267 | 0% | 0% | 85.73% | 0% | 0% | 100% | 100% | 0% | 0% | 1
3268 | 0% | 0.8585% | 85.73% | 0% | 0% | 100% | 100% | 0% | 0.8585% | 1
3269 | 0% | 0.6623% | 85.73% | 0% | 0% | 100% | 100% | 0% | 0.6623% | 1
3270 | 0% | 1.369% | 85.73% | 0% | 0% | 100% | 100% | 0% | 1.369% | 1
3271 | 0% | 1.46% | 85.73% | 0% | 0% | 100% | 100% | 0% | 1.46% | 1
3272 | 0% | 2.387% | 85.73% | 0% | 0% | 100% | 100% | 0% | 2.387% | 1
3273 | 7.131% | 0.1381% | 85.73% | 0% | 0% | 100% | 100% | 7.131% | 0.1381% | 1
3274 | 32.72% | 2.918% | 85.73% | 0% | 0% | 100% | 100% | 32.72% | 2.918% | 1
3275 | 36.11% | 5.792% | 85.73% | 0% | 0% | 100% | 100% | 36.11% | 5.792% | 1
3276 | 36.97% | 10.1% | 85.73% | 0% | 0% | 100% | 100% | 36.97% | 10.1% | 1
3277 | 32.82% | 10.7% | 85.73% | 0% | 0% | 100% | 100% | 32.82% | 10.7% | 1
3278 | 21.31% | 9.238% | 85.73% | 0% | 0% | 100% | 100% | 21.31% | 9.238% | 1
3279 | 20.27% | 8.069% | 85.73% | 0% | 0% | 100% | 100% | 20.27% | 8.069% | 1
3280 | 13.91% | 7.417% | 85.73% | 0% | 0% | 100% | 100% | 13.91% | 7.417% | 1
3281 | 3.407% | 6.43% | 85.73% | 0% | 0% | 100% | 100% | 3.407% | 6.43% | 1
3282 | 0% | 7.744% | 85.73% | 0% | 0% | 100% | 100% | 0% | 7.744% | 1
3283 | 0% | 5.426% | 85.73% | 0% | 0% | 100% | 100% | 0% | 5.426% | 1
3284 | 0% | 3.627% | 85.73% | 0% | 0% | 100% | 100% | 0% | 3.627% | 1
3285 | 0% | 2.321% | 85.73% | 0% | 0% | 100% | 100% | 0% | 2.321% | 1
3286 | 0% | 1.006% | 85.73% | 0% | 0% | 100% | 100% | 0% | 1.006% | 1
3287 | 0% | 0.2197% | 85.73% | 0% | 0% | 100% | 100% | 0% | 0.2197% | 1
3288 | 0% | 0.1252% | 85.73% | 0% | 0% | 100% | 100% | 0% | 0.1252% | 1
3289 | 0% | 1.867% | 85.73% | 0% | 0% | 100% | 100% | 0% | 1.867% | 1
3290 | 0% | 0% | 85.73% | 0% | 0% | 100% | 100% | 0% | 0% | 1
3291 | 0% | 0% | 85.73% | 0% | 0% | 100% | 100% | 0% | 0% | 1
3292 | 0% | 0% | 85.73% | 0% | 0% | 100% | 100% | 0% | 0% | 1
3293 | 0% | 0% | 85.73% | 0% | 0% | 100% | 100% | 0% | 0% | 1
3294 | 0% | 0% | 85.73% | 0% | 0% | 100% | 100% | 0% | 0% | 1
3295 | 0% | 0% | 85.73% | 0% | 0% | 100% | 100% | 0% | 0% | 1
3296 | 0% | 0.2156% | 85.73% | 0% | 0% | 100% | 100% | 0% | 0.2156% | 1
3297 | 9.608% | 0% | 85.73% | 0% | 0% | 100% | 100% | 9.608% | 0% | 1
3298 | 31.78% | 0.1907% | 85.73% | 0% | 0% | 100% | 100% | 31.78% | 0.1907% | 1
3299 | 36.31% | 4.109% | 85.73% | 0% | 0% | 100% | 100% | 36.31% | 4.109% | 1
3300 | 33.96% | 9.123% | 85.73% | 0% | 0% | 100% | 100% | 33.96% | 9.123% | 1
3301 | 35.6% | 9.946% | 85.73% | 0% | 0% | 100% | 100% | 35.6% | 9.946% | 1
3302 | 17.69% | 7.686% | 85.73% | 0% | 0% | 100% | 100% | 17.69% | 7.686% | 1
3303 | 14.9% | 6.248% | 85.73% | 0% | 0% | 100% | 100% | 14.9% | 6.248% | 1
3304 | 7.482% | 4.011% | 85.73% | 0% | 0% | 100% | 100% | 7.482% | 4.011% | 1
3305 | 0% | 0.9613% | 85.73% | 0% | 0% | 100% | 100% | 0% | 0.9613% | 1
3306 | 0% | 2.331% | 85.73% | 0% | 0% | 100% | 100% | 0% | 2.331% | 1
3307 | 0% | 1.557% | 85.73% | 0% | 0% | 100% | 100% | 0% | 1.557% | 1
3308 | 0% | 0% | 85.73% | 0% | 0% | 100% | 100% | 0% | 0% | 1
3309 | 0% | 0% | 85.73% | 0% | 0% | 100% | 100% | 0% | 0% | 1
3310 | 0% | 0% | 85.73% | 0% | 0% | 100% | 100% | 0% | 0% | 1
3311 | 0% | 0% | 85.73% | 0% | 0% | 100% | 100% | 0% | 0% | 1
3312 | 0% | 0% | 85.73% | 0% | 0% | 100% | 100% | 0% | 0% | 1
3313 | 0% | 0% | 85.73% | 0% | 0% | 100% | 100% | 0% | 0% | 1
3314 | 0% | 0% | 85.73% | 0% | 0% | 100% | 100% | 0% | 0% | 1
3315 | 0% | 0% | 85.73% | 0% | 0% | 100% | 100% | 0% | 0% | 1
3316 | 0% | 0% | 85.73% | 0% | 0% | 100% | 100% | 0% | 0% | 1
3317 | 0% | 0% | 85.73% | 0% | 0% | 100% | 100% | 0% | 0% | 1
3318 | 0% | 0% | 85.73% | 0% | 0% | 100% | 100% | 0% | 0% | 1
3319 | 0% | 0% | 85.73% | 0% | 0% | 100% | 100% | 0% | 0% | 1
3320 | 0% | 0% | 85.73% | 0% | 0% | 100% | 100% | 0% | 0% | 1
3321 | 20.26% | 0.5168% | 85.73% | 0% | 0% | 100% | 100% | 20.26% | 0.5168% | 1
3322 | 33.5% | 0.08332% | 85.73% | 0% | 0% | 100% | 100% | 33.5% | 0.08332% | 1
3323 | 33.23% | 2.667% | 85.73% | 0% | 0% | 100% | 100% | 33.23% | 2.667% | 1
3324 | 27.7% | 6.607% | 85.73% | 0% | 0% | 100% | 100% | 27.7% | 6.607% | 1
3325 | 32.36% | 8.82% | 85.73% | 0% | 0% | 100% | 100% | 32.36% | 8.82% | 1
3326 | 16.74% | 8.444% | 85.73% | 0% | 0% | 100% | 100% | 16.74% | 8.444% | 1
3327 | 6.322% | 6.351% | 85.73% | 0% | 0% | 100% | 100% | 6.322% | 6.351% | 1
3328 | 0% | 3.231% | 85.73% | 0% | 0% | 100% | 100% | 0% | 3.231% | 1
3329 | 0% | 0% | 85.73% | 0% | 0% | 100% | 100% | 0% | 0% | 1
3330 | 0% | 0% | 85.73% | 0% | 0% | 100% | 100% | 0% | 0% | 1
3331 | 0% | 0% | 85.73% | 0% | 0% | 100% | 100% | 0% | 0% | 1
3332 | 0% | 0% | 85.73% | 0% | 0% | 100% | 100% | 0% | 0% | 1
3333 | 0% | 0% | 85.73% | 0% | 0% | 100% | 100% | 0% | 0% | 1
3334 | 0% | 0% | 85.73% | 0% | 0% | 100% | 100% | 0% | 0% | 1
3335 | 0% | 0% | 85.73% | 0% | 0% | 100% | 100% | 0% | 0% | 1
3336 | 0% | 0% | 85.73% | 0% | 0% | 100% | 100% | 0% | 0% | 1
3337 | 0% | 0% | 85.73% | 0% | 0% | 100% | 100% | 0% | 0% | 1
3338 | 0% | 0% | 85.73% | 0% | 0% | 100% | 100% | 0% | 0% | 1
3339 | 0% | 0% | 85.73% | 0% | 0% | 100% | 100% | 0% | 0% | 1
3340 | 0% | 0% | 85.73% | 0% | 0% | 100% | 100% | 0% | 0% | 1
3341 | 0% | 0% | 85.73% | 0% | 0% | 100% | 100% | 0% | 0% | 1
3342 | 0% | 0% | 85.73% | 0% | 0% | 100% | 100% | 0% | 0% | 1
3343 | 0% | 0% | 85.73% | 0% | 0% | 100% | 100% | 0% | 0% | 1
3344 | 0% | 0% | 85.73% | 0% | 0% | 100% | 100% | 0% | 0% | 1
3345 | 17.49% | 0.3571% | 85.73% | 0% | 0% | 100% | 100% | 17.49% | 0.3571% | 1
3346 | 31.48% | 0.7697% | 85.73% | 0% | 0% | 100% | 100% | 31.48% | 0.7697% | 1
3347 | 34.06% | 2.474% | 85.73% | 0% | 0% | 100% | 100% | 34.06% | 2.474% | 1
3348 | 31.41% | 3.695% | 85.73% | 0% | 0% | 100% | 100% | 31.41% | 3.695% | 1
3349 | 38.34% | 6.04% | 85.73% | 0% | 0% | 100% | 100% | 38.34% | 6.04% | 1
3350 | 28.11% | 6.65% | 85.73% | 0% | 0% | 100% | 100% | 28.11% | 6.65% | 1
3351 | 12.18% | 3.976% | 85.73% | 0% | 0% | 100% | 100% | 12.18% | 3.976% | 1
3352 | 2.404% | 1.517% | 85.73% | 0% | 0% | 100% | 100% | 2.404% | 1.517% | 1
3353 | 0% | 0% | 85.73% | 0% | 0% | 100% | 100% | 0% | 0% | 1
3354 | 0% | 0% | 85.73% | 0% | 0% | 100% | 100% | 0% | 0% | 1
3355 | 0% | 0% | 85.73% | 0% | 0% | 100% | 100% | 0% | 0% | 1
3356 | 0% | 0% | 85.73% | 0% | 0% | 100% | 100% | 0% | 0% | 1
3357 | 0% | 0.2641% | 85.73% | 0% | 0% | 100% | 100% | 0% | 0.2641% | 1
3358 | 0% | 0% | 85.73% | 0% | 0% | 100% | 100% | 0% | 0% | 1
3359 | 0% | 0% | 85.73% | 0% | 0% | 100% | 100% | 0% | 0% | 1
3360 | 0% | 0% | 85.73% | 0% | 0% | 100% | 100% | 0% | 0% | 1
3361 | 0% | 0% | 85.73% | 0% | 0% | 100% | 100% | 0% | 0% | 1
3362 | 0% | 0% | 85.73% | 0% | 0% | 100% | 100% | 0% | 0% | 1
3363 | 0% | 0% | 85.73% | 0% | 0% | 100% | 100% | 0% | 0% | 1
3364 | 0% | 0% | 85.73% | 0% | 0% | 100% | 100% | 0% | 0% | 1
3365 | 0% | 0% | 85.73% | 0% | 0% | 100% | 100% | 0% | 0% | 1
3366 | 0% | 0% | 85.73% | 0% | 0% | 100% | 100% | 0% | 0% | 1
3367 | 0% | 0% | 85.73% | 0% | 0% | 100% | 100% | 0% | 0% | 1
3368 | 0% | 0% | 85.73% | 0% | 0% | 100% | 100% | 0% | 0% | 1
3369 | 20.28% | 0% | 85.73% | 0% | 0% | 100% | 100% | 20.28% | 0% | 1
3370 | 34.15% | 1.38% | 85.73% | 0% | 0% | 100% | 100% | 34.15% | 1.38% | 1
3371 | 38.36% | 1.851% | 85.73% | 0% | 0% | 100% | 100% | 38.36% | 1.851% | 1
3372 | 37.42% | 2.545% | 85.73% | 0% | 0% | 100% | 100% | 37.42% | 2.545% | 1
3373 | 40.54% | 4.608% | 85.73% | 0% | 0% | 100% | 100% | 40.54% | 4.608% | 1
3374 | 37.74% | 4.27% | 85.73% | 0% | 0% | 100% | 100% | 37.74% | 4.27% | 1
3375 | 21.15% | 1.18% | 85.73% | 0% | 0% | 100% | 100% | 21.15% | 1.18% | 1
3376 | 11.23% | 0.254% | 85.73% | 0% | 0% | 100% | 100% | 11.23% | 0.254% | 1
3377 | 0% | 0.5643% | 85.73% | 0% | 0% | 100% | 100% | 0% | 0.5643% | 1
3378 | 0% | 1.696% | 85.73% | 0% | 0% | 100% | 100% | 0% | 1.696% | 1
3379 | 0% | 0.4844% | 85.73% | 0% | 0% | 100% | 100% | 0% | 0.4844% | 1
3380 | 0% | 0.4181% | 85.73% | 0% | 0% | 100% | 100% | 0% | 0.4181% | 1
3381 | 0% | 1.243% | 85.73% | 0% | 0% | 100% | 100% | 0% | 1.243% | 1
3382 | 0% | 0% | 85.73% | 0% | 0% | 100% | 100% | 0% | 0% | 1
3383 | 0% | 0% | 85.73% | 0% | 0% | 100% | 100% | 0% | 0% | 1
3384 | 0% | 0% | 85.73% | 0% | 0% | 100% | 100% | 0% | 0% | 1
3385 | 0% | 0% | 85.73% | 0% | 0% | 100% | 100% | 0% | 0% | 1
3386 | 0% | 0% | 85.73% | 0% | 0% | 100% | 100% | 0% | 0% | 1
3387 | 0% | 0% | 85.73% | 0% | 0% | 100% | 100% | 0% | 0% | 1
3388 | 0% | 0% | 85.73% | 0% | 0% | 100% | 100% | 0% | 0% | 1
3389 | 0% | 0% | 85.73% | 0% | 0% | 100% | 100% | 0% | 0% | 1
3390 | 0% | 0% | 85.73% | 0% | 0% | 100% | 100% | 0% | 0% | 1
3391 | 0% | 0% | 85.73% | 0% | 0% | 100% | 100% | 0% | 0% | 1
3392 | 0% | 0% | 85.73% | 0% | 0% | 100% | 100% | 0% | 0% | 1
3393 | 18.7% | 0% | 85.73% | 0% | 0% | 100% | 100% | 18.7% | 0% | 1
3394 | 32.25% | 0.5027% | 85.73% | 0% | 0% | 100% | 100% | 32.25% | 0.5027% | 1
3395 | 41.64% | 2.11% | 85.73% | 0% | 0% | 100% | 100% | 41.64% | 2.11% | 1
3396 | 49.12% | 4.449% | 85.73% | 0% | 0% | 100% | 100% | 49.12% | 4.449% | 1
3397 | 48.99% | 5.957% | 85.73% | 0% | 0% | 100% | 100% | 48.99% | 5.957% | 1
3398 | 47.93% | 4.701% | 85.73% | 0% | 0% | 100% | 100% | 47.93% | 4.701% | 1
3399 | 34.63% | 3.019% | 85.73% | 0% | 0% | 100% | 100% | 34.63% | 3.019% | 1
3400 | 21.22% | 3.518% | 85.73% | 0% | 0% | 100% | 100% | 21.22% | 3.518% | 1
3401 | 4.711% | 5.01% | 85.73% | 0% | 0% | 100% | 100% | 4.711% | 5.01% | 1
3402 | 0% | 3.98% | 85.73% | 0% | 0% | 100% | 100% | 0% | 3.98% | 1
3403 | 0% | 2.893% | 85.73% | 0% | 0% | 100% | 100% | 0% | 2.893% | 1
3404 | 0% | 0.8585% | 85.73% | 0% | 0% | 100% | 100% | 0% | 0.8585% | 1
3405 | 0% | 1.305% | 85.73% | 0% | 0% | 100% | 100% | 0% | 1.305% | 1
3406 | 0% | 0.2805% | 85.73% | 0% | 0% | 100% | 100% | 0% | 0.2805% | 1
3407 | 0% | 0% | 85.73% | 0% | 0% | 100% | 100% | 0% | 0% | 1
3408 | 0% | 0% | 85.73% | 0% | 0% | 100% | 100% | 0% | 0% | 1
3409 | 0% | 0% | 85.73% | 0% | 0% | 100% | 100% | 0% | 0% | 1
3410 | 0% | 0% | 85.73% | 0% | 0% | 100% | 100% | 0% | 0% | 1
3411 | 0% | 0% | 85.73% | 0% | 0% | 100% | 100% | 0% | 0% | 1
3412 | 0% | 0% | 85.73% | 0% | 0% | 100% | 100% | 0% | 0% | 1
3413 | 0% | 0% | 85.73% | 0% | 0% | 100% | 100% | 0% | 0% | 1
3414 | 0% | 0% | 85.73% | 0% | 0% | 100% | 100% | 0% | 0% | 1
3415 | 0% | 0% | 85.73% | 0% | 0% | 100% | 100% | 0% | 0% | 1
3416 | 0% | 0% | 85.73% | 0% | 0% | 100% | 100% | 0% | 0% | 1
3417 | 11.64% | 0% | 85.73% | 0% | 0% | 100% | 100% | 11.64% | 0% | 1
3418 | 29.05% | 0% | 85.73% | 0% | 0% | 100% | 100% | 29.05% | 0% | 1
3419 | 39.8% | 0.9541% | 85.73% | 0% | 0% | 100% | 100% | 39.8% | 0.9541% | 1
3420 | 45.91% | 4.152% | 85.73% | 0% | 0% | 100% | 100% | 45.91% | 4.152% | 1
3421 | 37% | 4.611% | 85.73% | 0% | 0% | 100% | 100% | 37% | 4.611% | 1
3422 | 34.51% | 3.695% | 85.73% | 0% | 0% | 100% | 100% | 34.51% | 3.695% | 1
3423 | 24.5% | 3.39% | 85.73% | 0% | 0% | 100% | 100% | 24.5% | 3.39% | 1
3424 | 18.24% | 4.601% | 85.73% | 0% | 0% | 100% | 100% | 18.24% | 4.601% | 1
3425 | 4% | 6.579% | 85.73% | 0% | 0% | 100% | 100% | 4% | 6.579% | 1
3426 | 0% | 4.846% | 85.73% | 0% | 0% | 100% | 100% | 0% | 4.846% | 1
3427 | 0% | 3.89% | 85.73% | 0% | 0% | 100% | 100% | 0% | 3.89% | 1
3428 | 0% | 1.338% | 85.73% | 0% | 0% | 100% | 100% | 0% | 1.338% | 1
3429 | 0% | 2.817% | 85.73% | 0% | 0% | 100% | 100% | 0% | 2.817% | 1
3430 | 0% | 2.242% | 85.73% | 0% | 0% | 100% | 100% | 0% | 2.242% | 1
3431 | 0% | 0% | 85.73% | 0% | 0% | 100% | 100% | 0% | 0% | 1
3432 | 0% | 0% | 85.73% | 0% | 0% | 100% | 100% | 0% | 0% | 1
3433 | 0% | 0% | 85.73% | 0% | 0% | 100% | 100% | 0% | 0% | 1
3434 | 0% | 0% | 85.73% | 0% | 0% | 100% | 100% | 0% | 0% | 1
3435 | 0% | 0% | 85.73% | 0% | 0% | 100% | 100% | 0% | 0% | 1
3436 | 0% | 0% | 85.73% | 0% | 0% | 100% | 100% | 0% | 0% | 1
3437 | 0% | 0% | 85.73% | 0% | 0% | 100% | 100% | 0% | 0% | 1
3438 | 0% | 0% | 85.73% | 0% | 0% | 100% | 100% | 0% | 0% | 1
3439 | 0% | 0% | 85.73% | 0% | 0% | 100% | 100% | 0% | 0% | 1
3440 | 0% | 0% | 85.73% | 0% | 0% | 100% | 100% | 0% | 0% | 1
3441 | 8.99% | 0% | 85.73% | 0% | 0% | 100% | 100% | 8.99% | 0% | 1
3442 | 24.53% | 0% | 85.73% | 0% | 0% | 100% | 100% | 24.53% | 0% | 1
3443 | 32.87% | 2.944% | 85.73% | 0% | 0% | 100% | 100% | 32.87% | 2.944% | 1
3444 | 32.45% | 5.864% | 85.73% | 0% | 0% | 100% | 100% | 32.45% | 5.864% | 1
3445 | 21.41% | 5.256% | 85.73% | 0% | 0% | 100% | 100% | 21.41% | 5.256% | 1
3446 | 15.12% | 5.598% | 85.73% | 0% | 0% | 100% | 100% | 15.12% | 5.598% | 1
3447 | 8.347% | 5.501% | 85.73% | 0% | 0% | 100% | 100% | 8.347% | 5.501% | 1
3448 | 2.305% | 7.29% | 85.73% | 0% | 0% | 100% | 100% | 2.305% | 7.29% | 1
3449 | 0% | 5.886% | 85.73% | 0% | 0% | 100% | 100% | 0% | 5.886% | 1
3450 | 0% | 4.483% | 85.73% | 0% | 0% | 100% | 100% | 0% | 4.483% | 1
3451 | 0% | 1.858% | 85.73% | 0% | 0% | 100% | 100% | 0% | 1.858% | 1
3452 | 0% | 0% | 85.73% | 0% | 0% | 100% | 100% | 0% | 0% | 1
3453 | 0% | 0.3222% | 85.73% | 0% | 0% | 100% | 100% | 0% | 0.3222% | 1
3454 | 0% | 0.3413% | 85.73% | 0% | 0% | 100% | 100% | 0% | 0.3413% | 1
3455 | 0% | 0% | 85.73% | 0% | 0% | 100% | 100% | 0% | 0% | 1
3456 | 0% | 0% | 85.73% | 0% | 0% | 100% | 100% | 0% | 0% | 1
3457 | 0% | 0% | 85.73% | 0% | 0% | 100% | 100% | 0% | 0% | 1
3458 | 0% | 0% | 85.73% | 0% | 0% | 100% | 100% | 0% | 0% | 1
3459 | 0% | 0% | 85.73% | 0% | 0% | 100% | 100% | 0% | 0% | 1
3460 | 0% | 0% | 85.73% | 0% | 0% | 100% | 100% | 0% | 0% | 1
3461 | 0% | 0% | 85.73% | 0% | 0% | 100% | 100% | 0% | 0% | 1
3462 | 0% | 0% | 85.73% | 0% | 0% | 100% | 100% | 0% | 0% | 1
3463 | 0% | 0% | 85.73% | 0% | 0% | 100% | 100% | 0% | 0% | 1
3464 | 0% | 0% | 85.73% | 0% | 0% | 100% | 100% | 0% | 0% | 1
3465 | 11.81% | 0% | 85.73% | 0% | 0% | 100% | 100% | 11.81% | 0% | 1
3466 | 27.25% | 0% | 85.73% | 0% | 0% | 100% | 100% | 27.25% | 0% | 1
3467 | 29.87% | 0.5686% | 85.73% | 0% | 0% | 100% | 100% | 29.87% | 0.5686% | 1
3468 | 26.23% | 2.749% | 85.73% | 0% | 0% | 100% | 100% | 26.23% | 2.749% | 1
3469 | 16.25% | 2.464% | 85.73% | 0% | 0% | 100% | 100% | 16.25% | 2.464% | 1
3470 | 4.804% | 2.672% | 85.73% | 0% | 0% | 100% | 100% | 4.804% | 2.672% | 1
3471 | 3.906% | 1.609% | 85.73% | 0% | 0% | 100% | 100% | 3.906% | 1.609% | 1
3472 | 0.9861% | 4.271% | 85.73% | 0% | 0% | 100% | 100% | 0.9861% | 4.271% | 1
3473 | 0% | 3.374% | 85.73% | 0% | 0% | 100% | 100% | 0% | 3.374% | 1
3474 | 0% | 3.79% | 85.73% | 0% | 0% | 100% | 100% | 0% | 3.79% | 1
3475 | 0% | 1.476% | 85.73% | 0% | 0% | 100% | 100% | 0% | 1.476% | 1
3476 | 0% | 0% | 85.73% | 0% | 0% | 100% | 100% | 0% | 0% | 1
3477 | 0% | 2.034% | 85.73% | 0% | 0% | 100% | 100% | 0% | 2.034% | 1
3478 | 0% | 2.092% | 85.73% | 0% | 0% | 100% | 100% | 0% | 2.092% | 1
3479 | 0% | 0.3806% | 85.73% | 0% | 0% | 100% | 100% | 0% | 0.3806% | 1
3480 | 0% | 0% | 85.73% | 0% | 0% | 100% | 100% | 0% | 0% | 1
3481 | 0% | 0% | 85.73% | 0% | 0% | 100% | 100% | 0% | 0% | 1
3482 | 0% | 0% | 85.73% | 0% | 0% | 100% | 100% | 0% | 0% | 1
3483 | 0% | 0% | 85.73% | 0% | 0% | 100% | 100% | 0% | 0% | 1
3484 | 0% | 0% | 85.73% | 0% | 0% | 100% | 100% | 0% | 0% | 1
3485 | 0% | 0% | 85.73% | 0% | 0% | 100% | 100% | 0% | 0% | 1
3486 | 0% | 0% | 85.73% | 0% | 0% | 100% | 100% | 0% | 0% | 1
3487 | 0% | 0% | 85.73% | 0% | 0% | 100% | 100% | 0% | 0% | 1
3488 | 0% | 0% | 85.73% | 0% | 0% | 100% | 100% | 0% | 0% | 1
3489 | 19.83% | 0% | 85.73% | 0% | 0% | 100% | 100% | 19.83% | 0% | 1
3490 | 33.53% | 1.033% | 85.73% | 0% | 0% | 100% | 100% | 33.53% | 1.033% | 1
3491 | 28.7% | 2.881% | 85.73% | 0% | 0% | 100% | 100% | 28.7% | 2.881% | 1
3492 | 20.09% | 3.301% | 85.73% | 0% | 0% | 100% | 100% | 20.09% | 3.301% | 1
3493 | 12.92% | 3.112% | 85.73% | 0% | 0% | 100% | 100% | 12.92% | 3.112% | 1
3494 | 1.882% | 2.927% | 85.73% | 0% | 0% | 100% | 100% | 1.882% | 2.927% | 1
3495 | 2.746% | 1.901% | 85.73% | 0% | 0% | 100% | 100% | 2.746% | 1.901% | 1
3496 | 0% | 4.169% | 85.73% | 0% | 0% | 100% | 100% | 0% | 4.169% | 1
3497 | 0% | 2.471% | 85.73% | 0% | 0% | 100% | 100% | 0% | 2.471% | 1
3498 | 0% | 3.116% | 85.73% | 0% | 0% | 100% | 100% | 0% | 3.116% | 1
3499 | 0% | 1.078% | 85.73% | 0% | 0% | 100% | 100% | 0% | 1.078% | 1
3500 | 0% | 0.4119% | 85.73% | 0% | 0% | 100% | 100% | 0% | 0.4119% | 1
3501 | 0% | 1.455% | 85.73% | 0% | 0% | 100% | 100% | 0% | 1.455% | 1
3502 | 0% | 0.8024% | 85.73% | 0% | 0% | 100% | 100% | 0% | 0.8024% | 1
3503 | 0% | 0.1684% | 85.73% | 0% | 0% | 100% | 100% | 0% | 0.1684% | 1
3504 | 0% | 0% | 85.73% | 0% | 0% | 100% | 100% | 0% | 0% | 1
3505 | 0% | 0% | 85.73% | 0% | 0% | 100% | 100% | 0% | 0% | 1
3506 | 0% | 0% | 85.73% | 0% | 0% | 100% | 100% | 0% | 0% | 1
3507 | 0% | 0% | 85.73% | 0% | 0% | 100% | 100% | 0% | 0% | 1
3508 | 0% | 0% | 85.73% | 0% | 0% | 100% | 100% | 0% | 0% | 1
3509 | 0% | 0% | 85.73% | 0% | 0% | 100% | 100% | 0% | 0% | 1
3510 | 0% | 0% | 85.73% | 0% | 0% | 100% | 100% | 0% | 0% | 1
3511 | 0% | 0% | 85.73% | 0% | 0% | 100% | 100% | 0% | 0% | 1
3512 | 0% | 0% | 85.73% | 0% | 0% | 100% | 100% | 0% | 0% | 1
3513 | 14.92% | 0% | 85.73% | 0% | 0% | 100% | 100% | 14.92% | 0% | 1
3514 | 28.6% | 0.5123% | 85.73% | 0% | 0% | 100% | 100% | 28.6% | 0.5123% | 1
3515 | 27.61% | 0.8785% | 85.73% | 0% | 0% | 100% | 100% | 27.61% | 0.8785% | 1
3516 | 19.61% | 2.027% | 85.73% | 0% | 0% | 100% | 100% | 19.61% | 2.027% | 1
3517 | 18.48% | 3.993% | 85.73% | 0% | 0% | 100% | 100% | 18.48% | 3.993% | 1
3518 | 11.09% | 3.915% | 85.73% | 0% | 0% | 100% | 100% | 11.09% | 3.915% | 1
3519 | 6.88% | 3.492% | 85.73% | 0% | 0% | 100% | 100% | 6.88% | 3.492% | 1
3520 | 3.315% | 3.945% | 85.73% | 0% | 0% | 100% | 100% | 3.315% | 3.945% | 1
3521 | 0% | 3.163% | 85.73% | 0% | 0% | 100% | 100% | 0% | 3.163% | 1
3522 | 0% | 2.006% | 85.73% | 0% | 0% | 100% | 100% | 0% | 2.006% | 1
3523 | 0% | 1.347% | 85.73% | 0% | 0% | 100% | 100% | 0% | 1.347% | 1
3524 | 0% | 0.1599% | 85.73% | 0% | 0% | 100% | 100% | 0% | 0.1599% | 1
3525 | 0% | 1.19% | 85.73% | 0% | 0% | 100% | 100% | 0% | 1.19% | 1
3526 | 0% | 0.0344% | 85.73% | 0% | 0% | 100% | 100% | 0% | 0.0344% | 1
3527 | 0% | 0.0577% | 85.73% | 0% | 0% | 100% | 100% | 0% | 0.0577% | 1
3528 | 0% | 0% | 85.73% | 0% | 0% | 100% | 100% | 0% | 0% | 1
3529 | 0% | 0% | 85.73% | 0% | 0% | 100% | 100% | 0% | 0% | 1
3530 | 0% | 0% | 85.73% | 0% | 0% | 100% | 100% | 0% | 0% | 1
3531 | 0% | 0% | 85.73% | 0% | 0% | 100% | 100% | 0% | 0% | 1
3532 | 0% | 0% | 85.73% | 0% | 0% | 100% | 100% | 0% | 0% | 1
3533 | 0% | 0% | 85.73% | 0% | 0% | 100% | 100% | 0% | 0% | 1
3534 | 0% | 0% | 85.73% | 0% | 0% | 100% | 100% | 0% | 0% | 1
3535 | 0% | 0% | 85.73% | 0% | 0% | 100% | 100% | 0% | 0% | 1
3536 | 0% | 0% | 85.73% | 0% | 0% | 100% | 100% | 0% | 0% | 1
3537 | 9.242% | 0% | 85.73% | 0% | 0% | 100% | 100% | 9.242% | 0% | 1
3538 | 25.32% | 0% | 85.73% | 0% | 0% | 100% | 100% | 25.32% | 0% | 1
3539 | 30.92% | 0% | 85.73% | 0% | 0% | 100% | 100% | 30.92% | 0% | 1
3540 | 23.83% | 0% | 85.73% | 0% | 0% | 100% | 100% | 23.83% | 0% | 1
3541 | 22.75% | 0.4108% | 85.73% | 0% | 0% | 100% | 100% | 22.75% | 0.4108% | 1
3542 | 21.23% | 1.186% | 85.73% | 0% | 0% | 100% | 100% | 21.23% | 1.186% | 1
3543 | 4.95% | 1.617% | 85.73% | 0% | 0% | 100% | 100% | 4.95% | 1.617% | 1
3544 | 0% | 0.002722% | 85.73% | 0% | 0% | 100% | 100% | 0% | 0.002722% | 1
3545 | 0% | 0% | 85.73% | 0% | 0% | 100% | 100% | 0% | 0% | 1
3546 | 0% | 0% | 85.73% | 0% | 0% | 100% | 100% | 0% | 0% | 1
3547 | 0% | 0% | 85.73% | 0% | 0% | 100% | 100% | 0% | 0% | 1
3548 | 0% | 0% | 85.73% | 0% | 0% | 100% | 100% | 0% | 0% | 1
3549 | 0% | 0% | 85.73% | 0% | 0% | 100% | 100% | 0% | 0% | 1
3550 | 0% | 0% | 85.73% | 0% | 0% | 100% | 100% | 0% | 0% | 1
3551 | 0% | 0% | 85.73% | 0% | 0% | 100% | 100% | 0% | 0% | 1
3552 | 0% | 0% | 85.73% | 0% | 0% | 100% | 100% | 0% | 0% | 1
3553 | 0% | 0% | 85.73% | 0% | 0% | 100% | 100% | 0% | 0% | 1
3554 | 0% | 0% | 85.73% | 0% | 0% | 100% | 100% | 0% | 0% | 1
3555 | 0% | 0% | 85.73% | 0% | 0% | 100% | 100% | 0% | 0% | 1
3556 | 0% | 0% | 85.73% | 0% | 0% | 100% | 100% | 0% | 0% | 1
3557 | 0% | 0% | 85.73% | 0% | 0% | 100% | 100% | 0% | 0% | 1
3558 | 0% | 0% | 85.73% | 0% | 0% | 100% | 100% | 0% | 0% | 1
3559 | 0% | 0% | 85.73% | 0% | 0% | 100% | 100% | 0% | 0% | 1
3560 | 0% | 0% | 85.73% | 0% | 0% | 100% | 100% | 0% | 0% | 1
3561 | 5.452% | 0% | 85.73% | 0% | 0% | 100% | 100% | 5.452% | 0% | 1
3562 | 16.76% | 0% | 85.73% | 0% | 0% | 100% | 100% | 16.76% | 0% | 1
3563 | 22.92% | 0% | 85.73% | 0% | 0% | 100% | 100% | 22.92% | 0% | 1
3564 | 20.97% | 0.5169% | 85.73% | 0% | 0% | 100% | 100% | 20.97% | 0.5169% | 1
3565 | 19.21% | 3.057% | 85.73% | 0% | 0% | 100% | 100% | 19.21% | 3.057% | 1
3566 | 17.5% | 5.71% | 85.73% | 0% | 0% | 100% | 100% | 17.5% | 5.71% | 1
3567 | 1.291% | 5.677% | 85.73% | 0% | 0% | 100% | 100% | 1.291% | 5.677% | 1
3568 | 0% | 4.583% | 85.73% | 0% | 0% | 100% | 100% | 0% | 4.583% | 1
3569 | 0% | 4.539% | 85.73% | 0% | 0% | 100% | 100% | 0% | 4.539% | 1
3570 | 0% | 3.869% | 85.73% | 0% | 0% | 100% | 100% | 0% | 3.869% | 1
3571 | 0% | 3.984% | 85.73% | 0% | 0% | 100% | 100% | 0% | 3.984% | 1
3572 | 0% | 2.833% | 85.73% | 0% | 0% | 100% | 100% | 0% | 2.833% | 1
3573 | 0% | 1.207% | 85.73% | 0% | 0% | 100% | 100% | 0% | 1.207% | 1
3574 | 0% | 0% | 85.73% | 0% | 0% | 100% | 100% | 0% | 0% | 1
3575 | 0% | 0% | 85.73% | 0% | 0% | 100% | 100% | 0% | 0% | 1
3576 | 0% | 0% | 85.73% | 0% | 0% | 100% | 100% | 0% | 0% | 1
3577 | 0% | 0% | 85.73% | 0% | 0% | 100% | 100% | 0% | 0% | 1
3578 | 0% | 0% | 85.73% | 0% | 0% | 100% | 100% | 0% | 0% | 1
3579 | 0% | 0% | 85.73% | 0% | 0% | 100% | 100% | 0% | 0% | 1
3580 | 0% | 0% | 85.73% | 0% | 0% | 100% | 100% | 0% | 0% | 1
3581 | 0% | 0% | 85.73% | 0% | 0% | 100% | 100% | 0% | 0% | 1
3582 | 0% | 0% | 85.73% | 0% | 0% | 100% | 100% | 0% | 0% | 1
3583 | 0% | 0% | 85.73% | 0% | 0% | 100% | 100% | 0% | 0% | 1
3584 | 0% | 0% | 85.73% | 0% | 0% | 100% | 100% | 0% | 0% | 1
3585 | 4.55% | 0% | 85.73% | 0% | 0% | 100% | 100% | 4.55% | 0% | 1
3586 | 11.05% | 0% | 85.73% | 0% | 0% | 100% | 100% | 11.05% | 0% | 1
3587 | 19.29% | 3.035% | 85.73% | 0% | 0% | 100% | 100% | 19.29% | 3.035% | 1
3588 | 17.19% | 7.161% | 85.73% | 0% | 0% | 100% | 100% | 17.19% | 7.161% | 1
3589 | 15.25% | 9.31% | 85.73% | 0% | 0% | 100% | 100% | 15.25% | 9.31% | 1
3590 | 12.07% | 13.12% | 85.73% | 0% | 0% | 100% | 100% | 12.07% | 13.12% | 1
3591 | 0% | 13.26% | 85.73% | 0% | 0% | 100% | 100% | 0% | 13.26% | 1
3592 | 0% | 11.76% | 85.73% | 0% | 0% | 100% | 100% | 0% | 11.76% | 1
3593 | 0% | 10.76% | 85.73% | 0% | 0% | 100% | 100% | 0% | 10.76% | 1
3594 | 0% | 10.55% | 85.73% | 0% | 0% | 100% | 100% | 0% | 10.55% | 1
3595 | 0% | 11.24% | 85.73% | 0% | 0% | 100% | 100% | 0% | 11.24% | 1
3596 | 0% | 9.584% | 85.73% | 0% | 0% | 100% | 100% | 0% | 9.584% | 1
3597 | 0% | 5.55% | 85.73% | 0% | 0% | 100% | 100% | 0% | 5.55% | 1
3598 | 0% | 4.649% | 85.73% | 0% | 0% | 100% | 100% | 0% | 4.649% | 1
3599 | 0% | 3.032% | 85.73% | 0% | 0% | 100% | 100% | 0% | 3.032% | 1
3600 | 0% | 1.133% | 85.73% | 0% | 0% | 100% | 100% | 0% | 1.133% | 1
3601 | 0% | 0% | 85.73% | 0% | 0% | 100% | 100% | 0% | 0% | 1
3602 | 0% | 0% | 85.73% | 0% | 0% | 100% | 100% | 0% | 0% | 1
3603 | 0% | 0% | 85.73% | 0% | 0% | 100% | 100% | 0% | 0% | 1
3604 | 0% | 0% | 85.73% | 0% | 0% | 100% | 100% | 0% | 0% | 1
3605 | 0% | 0% | 85.73% | 0% | 0% | 100% | 100% | 0% | 0% | 1
3606 | 0% | 0% | 85.73% | 0% | 0% | 100% | 100% | 0% | 0% | 1
3607 | 0% | 0% | 85.73% | 0% | 0% | 100% | 100% | 0% | 0% | 1
3608 | 0% | 0.1949% | 85.73% | 0% | 0% | 100% | 100% | 0% | 0.1949% | 1
3609 | 5.739% | 3.686% | 85.73% | 0% | 0% | 100% | 100% | 5.739% | 3.686% | 1
3610 | 10.5% | 8.223% | 85.73% | 0% | 0% | 100% | 100% | 10.5% | 8.223% | 1
3611 | 16.06% | 13.82% | 85.73% | 0% | 0% | 100% | 100% | 16.06% | 13.82% | 1
3612 | 12.29% | 19.27% | 85.73% | 0% | 0% | 100% | 100% | 12.29% | 19.27% | 1
3613 | 7.637% | 22.7% | 85.73% | 0% | 0% | 100% | 100% | 7.637% | 22.7% | 1
3614 | 7.694% | 27.48% | 85.73% | 0% | 0% | 100% | 100% | 7.694% | 27.48% | 1
3615 | 1.604% | 28.05% | 85.73% | 0% | 0% | 100% | 100% | 1.604% | 28.05% | 1
3616 | 0% | 24.09% | 85.73% | 0% | 0% | 100% | 100% | 0% | 24.09% | 1
3617 | 0% | 24.03% | 85.73% | 0% | 0% | 100% | 100% | 0% | 24.03% | 1
3618 | 0% | 22.67% | 85.73% | 0% | 0% | 100% | 100% | 0% | 22.67% | 1
3619 | 0% | 21.71% | 85.73% | 0% | 0% | 100% | 100% | 0% | 21.71% | 1
3620 | 0% | 17.75% | 85.73% | 0% | 0% | 100% | 100% | 0% | 17.75% | 1
3621 | 0% | 14.26% | 85.73% | 0% | 0% | 100% | 100% | 0% | 14.26% | 1
3622 | 0% | 14.75% | 85.73% | 0% | 0% | 100% | 100% | 0% | 14.75% | 1
3623 | 0% | 12.08% | 85.73% | 0% | 0% | 100% | 100% | 0% | 12.08% | 1
3624 | 0% | 11.1% | 85.73% | 0% | 0% | 100% | 100% | 0% | 11.1% | 1
3625 | 0% | 0% | 85.73% | 0% | 0% | 100% | 100% | 0% | 0% | 1
3626 | 0% | 5.69% | 85.73% | 0% | 0% | 100% | 100% | 0% | 5.69% | 1
3627 | 0% | 6.077% | 85.73% | 0% | 0% | 100% | 100% | 0% | 6.077% | 1
3628 | 0% | 6.659% | 85.73% | 0% | 0% | 100% | 100% | 0% | 6.659% | 1
3629 | 0% | 6.246% | 85.73% | 0% | 0% | 100% | 100% | 0% | 6.246% | 1
3630 | 0% | 6.021% | 85.73% | 0% | 0% | 100% | 100% | 0% | 6.021% | 1
3631 | 0% | 6.87% | 85.73% | 0% | 0% | 100% | 100% | 0% | 6.87% | 1
3632 | 0% | 8.799% | 85.73% | 0% | 0% | 100% | 100% | 0% | 8.799% | 1
3633 | 2.461% | 13.11% | 85.73% | 0% | 0% | 100% | 100% | 2.461% | 13.11% | 1
3634 | 9.389% | 17.48% | 85.73% | 0% | 0% | 100% | 100% | 9.389% | 17.48% | 1
3635 | 14.43% | 20.03% | 85.73% | 0% | 0% | 100% | 100% | 14.43% | 20.03% | 1
3636 | 11.85% | 21.72% | 85.73% | 0% | 0% | 100% | 100% | 11.85% | 21.72% | 1
3637 | 8.339% | 23.85% | 85.73% | 0% | 0% | 100% | 100% | 8.339% | 23.85% | 1
3638 | 11.72% | 27.87% | 85.73% | 0% | 0% | 100% | 100% | 11.72% | 27.87% | 1
3639 | 5.226% | 28.42% | 85.73% | 0% | 0% | 100% | 100% | 5.226% | 28.42% | 1
3640 | 0% | 23.04% | 85.73% | 0% | 0% | 100% | 100% | 0% | 23.04% | 1
3641 | 0% | 21.54% | 85.73% | 0% | 0% | 100% | 100% | 0% | 21.54% | 1
3642 | 0% | 17.94% | 85.73% | 0% | 0% | 100% | 100% | 0% | 17.94% | 1
3643 | 0% | 14.88% | 85.73% | 0% | 0% | 100% | 100% | 0% | 14.88% | 1
3644 | 0% | 11.2% | 85.73% | 0% | 0% | 100% | 100% | 0% | 11.2% | 1
3645 | 0% | 10.07% | 85.73% | 0% | 0% | 100% | 100% | 0% | 10.07% | 1
3646 | 0% | 9.595% | 85.73% | 0% | 0% | 100% | 100% | 0% | 9.595% | 1
3647 | 0% | 5.451% | 85.73% | 0% | 0% | 100% | 100% | 0% | 5.451% | 1
3648 | 0% | 5.125% | 85.73% | 0% | 0% | 100% | 100% | 0% | 5.125% | 1
3649 | 0% | 8.998% | 85.73% | 0% | 0% | 100% | 100% | 0% | 8.998% | 1
3650 | 0% | 2.147% | 85.73% | 0% | 0% | 100% | 100% | 0% | 2.147% | 1
3651 | 0% | 3.685% | 85.73% | 0% | 0% | 100% | 100% | 0% | 3.685% | 1
3652 | 0% | 2.789% | 85.73% | 0% | 0% | 100% | 100% | 0% | 2.789% | 1
3653 | 0% | 2.113% | 85.73% | 0% | 0% | 100% | 100% | 0% | 2.113% | 1
3654 | 0% | 1.73% | 85.73% | 0% | 0% | 100% | 100% | 0% | 1.73% | 1
3655 | 0% | 2.337% | 85.73% | 0% | 0% | 100% | 100% | 0% | 2.337% | 1
3656 | 0% | 3.727% | 85.73% | 0% | 0% | 100% | 100% | 0% | 3.727% | 1
3657 | 8.372% | 8.412% | 85.73% | 0% | 0% | 100% | 100% | 8.372% | 8.412% | 1
3658 | 17.42% | 12.95% | 85.73% | 0% | 0% | 100% | 100% | 17.42% | 12.95% | 1
3659 | 16.82% | 16.55% | 85.73% | 0% | 0% | 100% | 100% | 16.82% | 16.55% | 1
3660 | 18.36% | 18.1% | 85.73% | 0% | 0% | 100% | 100% | 18.36% | 18.1% | 1
3661 | 12.76% | 20.53% | 85.73% | 0% | 0% | 100% | 100% | 12.76% | 20.53% | 1
3662 | 13.09% | 22.08% | 85.73% | 0% | 0% | 100% | 100% | 13.09% | 22.08% | 1
3663 | 16.65% | 21.15% | 85.73% | 0% | 0% | 100% | 100% | 16.65% | 21.15% | 1
3664 | 8.035% | 19.58% | 85.73% | 0% | 0% | 100% | 100% | 8.035% | 19.58% | 1
3665 | 0% | 18.31% | 85.73% | 0% | 0% | 100% | 100% | 0% | 18.31% | 1
3666 | 0% | 13.55% | 85.73% | 0% | 0% | 100% | 100% | 0% | 13.55% | 1
3667 | 0% | 10.75% | 85.73% | 0% | 0% | 100% | 100% | 0% | 10.75% | 1
3668 | 0% | 7.546% | 85.73% | 0% | 0% | 100% | 100% | 0% | 7.546% | 1
3669 | 0% | 9.782% | 85.73% | 0% | 0% | 100% | 100% | 0% | 9.782% | 1
3670 | 0% | 9.154% | 85.73% | 0% | 0% | 100% | 100% | 0% | 9.154% | 1
3671 | 0% | 4.928% | 85.73% | 0% | 0% | 100% | 100% | 0% | 4.928% | 1
3672 | 0% | 7.317% | 85.73% | 0% | 0% | 100% | 100% | 0% | 7.317% | 1
3673 | 0% | 4.405% | 85.73% | 0% | 0% | 100% | 100% | 0% | 4.405% | 1
3674 | 0% | 5.092% | 85.73% | 0% | 0% | 100% | 100% | 0% | 5.092% | 1
3675 | 0% | 4.542% | 85.73% | 0% | 0% | 100% | 100% | 0% | 4.542% | 1
3676 | 0% | 2.16% | 85.73% | 0% | 0% | 100% | 100% | 0% | 2.16% | 1
3677 | 0% | 1.646% | 85.73% | 0% | 0% | 100% | 100% | 0% | 1.646% | 1
3678 | 0% | 0.8081% | 85.73% | 0% | 0% | 100% | 100% | 0% | 0.8081% | 1
3679 | 0% | 2.068% | 85.73% | 0% | 0% | 100% | 100% | 0% | 2.068% | 1
3680 | 0% | 3.522% | 85.73% | 0% | 0% | 100% | 100% | 0% | 3.522% | 1
3681 | 5.335% | 7.245% | 85.73% | 0% | 0% | 100% | 100% | 5.335% | 7.245% | 1
3682 | 8.585% | 10.92% | 85.73% | 0% | 0% | 100% | 100% | 8.585% | 10.92% | 1
3683 | 16.13% | 14.42% | 85.73% | 0% | 0% | 100% | 100% | 16.13% | 14.42% | 1
3684 | 19.7% | 15.75% | 85.73% | 0% | 0% | 100% | 100% | 19.7% | 15.75% | 1
3685 | 21.46% | 17.84% | 85.73% | 0% | 0% | 100% | 100% | 21.46% | 17.84% | 1
3686 | 21.18% | 19.05% | 85.73% | 0% | 0% | 100% | 100% | 21.18% | 19.05% | 1
3687 | 22.34% | 17.31% | 85.73% | 0% | 0% | 100% | 100% | 22.34% | 17.31% | 1
3688 | 16.69% | 17.7% | 85.73% | 0% | 0% | 100% | 100% | 16.69% | 17.7% | 1
3689 | 4.298% | 14.72% | 85.73% | 0% | 0% | 100% | 100% | 4.298% | 14.72% | 1
3690 | 0% | 10.28% | 85.73% | 0% | 0% | 100% | 100% | 0% | 10.28% | 1
3691 | 0% | 9.098% | 85.73% | 0% | 0% | 100% | 100% | 0% | 9.098% | 1
3692 | 0% | 6.386% | 85.73% | 0% | 0% | 100% | 100% | 0% | 6.386% | 1
3693 | 0% | 6.929% | 85.73% | 0% | 0% | 100% | 100% | 0% | 6.929% | 1
3694 | 0% | 6.94% | 85.73% | 0% | 0% | 100% | 100% | 0% | 6.94% | 1
3695 | 0% | 4.125% | 85.73% | 0% | 0% | 100% | 100% | 0% | 4.125% | 1
3696 | 0% | 3.52% | 85.73% | 0% | 0% | 100% | 100% | 0% | 3.52% | 1
3697 | 0% | 7.359% | 85.73% | 0% | 0% | 100% | 100% | 0% | 7.359% | 1
3698 | 0% | 2.093% | 85.73% | 0% | 0% | 100% | 100% | 0% | 2.093% | 1
3699 | 0% | 2.122% | 85.73% | 0% | 0% | 100% | 100% | 0% | 2.122% | 1
3700 | 0% | 0% | 85.73% | 0% | 0% | 100% | 100% | 0% | 0% | 1
3701 | 0% | 0% | 85.73% | 0% | 0% | 100% | 100% | 0% | 0% | 1
3702 | 0% | 0% | 85.73% | 0% | 0% | 100% | 100% | 0% | 0% | 1
3703 | 0% | 0% | 85.73% | 0% | 0% | 100% | 100% | 0% | 0% | 1
3704 | 0% | 0.005574% | 85.73% | 0% | 0% | 100% | 100% | 0% | 0.005574% | 1
3705 | 10.89% | 3.108% | 85.73% | 0% | 0% | 100% | 100% | 10.89% | 3.108% | 1
3706 | 15.62% | 6.296% | 85.73% | 0% | 0% | 100% | 100% | 15.62% | 6.296% | 1
3707 | 25.94% | 9.768% | 85.73% | 0% | 0% | 100% | 100% | 25.94% | 9.768% | 1
3708 | 31.43% | 12.46% | 85.73% | 0% | 0% | 100% | 100% | 31.43% | 12.46% | 1
3709 | 29.14% | 15.28% | 85.73% | 0% | 0% | 100% | 100% | 29.14% | 15.28% | 1
3710 | 26.47% | 15.97% | 85.73% | 0% | 0% | 100% | 100% | 26.47% | 15.97% | 1
3711 | 27.77% | 14.03% | 85.73% | 0% | 0% | 100% | 100% | 27.77% | 14.03% | 1
3712 | 20.79% | 14.44% | 85.73% | 0% | 0% | 100% | 100% | 20.79% | 14.44% | 1
3713 | 6.93% | 11.57% | 85.73% | 0% | 0% | 100% | 100% | 6.93% | 11.57% | 1
3714 | 0% | 9.675% | 85.73% | 0% | 0% | 100% | 100% | 0% | 9.675% | 1
3715 | 0% | 9.487% | 85.73% | 0% | 0% | 100% | 100% | 0% | 9.487% | 1
3716 | 0% | 5.702% | 85.73% | 0% | 0% | 100% | 100% | 0% | 5.702% | 1
3717 | 0% | 4.353% | 85.73% | 0% | 0% | 100% | 100% | 0% | 4.353% | 1
3718 | 0% | 5.285% | 85.73% | 0% | 0% | 100% | 100% | 0% | 5.285% | 1
3719 | 0% | 5.057% | 85.73% | 0% | 0% | 100% | 100% | 0% | 5.057% | 1
3720 | 0% | 4.849% | 85.73% | 0% | 0% | 100% | 100% | 0% | 4.849% | 1
3721 | 0% | 2.833% | 85.73% | 0% | 0% | 100% | 100% | 0% | 2.833% | 1
3722 | 0% | 3.115% | 85.73% | 0% | 0% | 100% | 100% | 0% | 3.115% | 1
3723 | 0% | 2.647% | 85.73% | 0% | 0% | 100% | 100% | 0% | 2.647% | 1
3724 | 0% | 2.112% | 85.73% | 0% | 0% | 100% | 100% | 0% | 2.112% | 1
3725 | 0% | 1.642% | 85.73% | 0% | 0% | 100% | 100% | 0% | 1.642% | 1
3726 | 0% | 0.9296% | 85.73% | 0% | 0% | 100% | 100% | 0% | 0.9296% | 1
3727 | 0% | 2.405% | 85.73% | 0% | 0% | 100% | 100% | 0% | 2.405% | 1
3728 | 0% | 3.921% | 85.73% | 0% | 0% | 100% | 100% | 0% | 3.921% | 1
3729 | 10.22% | 6.63% | 85.73% | 0% | 0% | 100% | 100% | 10.22% | 6.63% | 1
3730 | 17.23% | 9.076% | 85.73% | 0% | 0% | 100% | 100% | 17.23% | 9.076% | 1
3731 | 30.97% | 12.35% | 85.73% | 0% | 0% | 100% | 100% | 30.97% | 12.35% | 1
3732 | 35.19% | 15.47% | 85.73% | 0% | 0% | 100% | 100% | 35.19% | 15.47% | 1
3733 | 32% | 17.25% | 85.73% | 0% | 0% | 100% | 100% | 32% | 17.25% | 1
3734 | 32% | 18.01% | 85.73% | 0% | 0% | 100% | 100% | 32% | 18.01% | 1
3735 | 28.7% | 16.74% | 85.73% | 0% | 0% | 100% | 100% | 28.7% | 16.74% | 1
3736 | 15.84% | 15.35% | 85.73% | 0% | 0% | 100% | 100% | 15.84% | 15.35% | 1
3737 | 4.223% | 12.34% | 85.73% | 0% | 0% | 100% | 100% | 4.223% | 12.34% | 1
3738 | 0% | 12.75% | 85.73% | 0% | 0% | 100% | 100% | 0% | 12.75% | 1
3739 | 0% | 10.67% | 85.73% | 0% | 0% | 100% | 100% | 0% | 10.67% | 1
3740 | 0% | 6.808% | 85.73% | 0% | 0% | 100% | 100% | 0% | 6.808% | 1
3741 | 0% | 4.926% | 85.73% | 0% | 0% | 100% | 100% | 0% | 4.926% | 1
3742 | 0% | 5.021% | 85.73% | 0% | 0% | 100% | 100% | 0% | 5.021% | 1
3743 | 0% | 6.806% | 85.73% | 0% | 0% | 100% | 100% | 0% | 6.806% | 1
3744 | 0% | 5.025% | 85.73% | 0% | 0% | 100% | 100% | 0% | 5.025% | 1
3745 | 0% | 4.572% | 85.73% | 0% | 0% | 100% | 100% | 0% | 4.572% | 1
3746 | 0% | 0.8874% | 85.73% | 0% | 0% | 100% | 100% | 0% | 0.8874% | 1
3747 | 0% | 1.691% | 85.73% | 0% | 0% | 100% | 100% | 0% | 1.691% | 1
3748 | 0% | 3.533% | 85.73% | 0% | 0% | 100% | 100% | 0% | 3.533% | 1
3749 | 0% | 3.685% | 85.73% | 0% | 0% | 100% | 100% | 0% | 3.685% | 1
3750 | 0% | 2.782% | 85.73% | 0% | 0% | 100% | 100% | 0% | 2.782% | 1
3751 | 0% | 4.721% | 85.73% | 0% | 0% | 100% | 100% | 0% | 4.721% | 1
3752 | 0% | 7.55% | 85.73% | 0% | 0% | 100% | 100% | 0% | 7.55% | 1
3753 | 9.948% | 10.1% | 85.73% | 0% | 0% | 100% | 100% | 9.948% | 10.1% | 1
3754 | 25.24% | 13.09% | 85.73% | 0% | 0% | 100% | 100% | 25.24% | 13.09% | 1
3755 | 35.02% | 15.74% | 85.73% | 0% | 0% | 100% | 100% | 35.02% | 15.74% | 1
3756 | 37.93% | 18.36% | 85.73% | 0% | 0% | 100% | 100% | 37.93% | 18.36% | 1
3757 | 34.14% | 19.26% | 85.73% | 0% | 0% | 100% | 100% | 34.14% | 19.26% | 1
3758 | 37.87% | 19.94% | 85.73% | 0% | 0% | 100% | 100% | 37.87% | 19.94% | 1
3759 | 34.57% | 18.77% | 85.73% | 0% | 0% | 100% | 100% | 34.57% | 18.77% | 1
3760 | 19.16% | 17.2% | 85.73% | 0% | 0% | 100% | 100% | 19.16% | 17.2% | 1
3761 | 4.736% | 13.8% | 85.73% | 0% | 0% | 100% | 100% | 4.736% | 13.8% | 1
3762 | 0% | 14.88% | 85.73% | 0% | 0% | 100% | 100% | 0% | 14.88% | 1
3763 | 0% | 12.91% | 85.73% | 0% | 0% | 100% | 100% | 0% | 12.91% | 1
3764 | 0% | 8.511% | 85.73% | 0% | 0% | 100% | 100% | 0% | 8.511% | 1
3765 | 0% | 7.068% | 85.73% | 0% | 0% | 100% | 100% | 0% | 7.068% | 1
3766 | 0% | 6.084% | 85.73% | 0% | 0% | 100% | 100% | 0% | 6.084% | 1
3767 | 0% | 7.491% | 85.73% | 0% | 0% | 100% | 100% | 0% | 7.491% | 1
3768 | 0% | 7.259% | 85.73% | 0% | 0% | 100% | 100% | 0% | 7.259% | 1
3769 | 0% | 3.974% | 85.73% | 0% | 0% | 100% | 100% | 0% | 3.974% | 1
3770 | 0% | 5.021% | 85.73% | 0% | 0% | 100% | 100% | 0% | 5.021% | 1
3771 | 0% | 4.618% | 85.73% | 0% | 0% | 100% | 100% | 0% | 4.618% | 1
3772 | 0% | 5.602% | 85.73% | 0% | 0% | 100% | 100% | 0% | 5.602% | 1
3773 | 0% | 6.323% | 85.73% | 0% | 0% | 100% | 100% | 0% | 6.323% | 1
3774 | 0% | 4.942% | 85.73% | 0% | 0% | 100% | 100% | 0% | 4.942% | 1
3775 | 0% | 7.067% | 85.73% | 0% | 0% | 100% | 100% | 0% | 7.067% | 1
3776 | 0% | 9.338% | 85.73% | 0% | 0% | 100% | 100% | 0% | 9.338% | 1
3777 | 9.93% | 11.58% | 85.73% | 0% | 0% | 100% | 100% | 9.93% | 11.58% | 1
3778 | 27.66% | 14.78% | 85.73% | 0% | 0% | 100% | 100% | 27.66% | 14.78% | 1
3779 | 35.16% | 17.6% | 85.73% | 0% | 0% | 100% | 100% | 35.16% | 17.6% | 1
3780 | 35.45% | 19.98% | 85.73% | 0% | 0% | 100% | 100% | 35.45% | 19.98% | 1
3781 | 33.6% | 20.3% | 85.73% | 0% | 0% | 100% | 100% | 33.6% | 20.3% | 1
3782 | 35.26% | 19.24% | 85.73% | 0% | 0% | 100% | 100% | 35.26% | 19.24% | 1
3783 | 30.7% | 19.04% | 85.73% | 0% | 0% | 100% | 100% | 30.7% | 19.04% | 1
3784 | 18.38% | 17.73% | 85.73% | 0% | 0% | 100% | 100% | 18.38% | 17.73% | 1
3785 | 4.457% | 14.25% | 85.73% | 0% | 0% | 100% | 100% | 4.457% | 14.25% | 1
3786 | 0% | 15.93% | 85.73% | 0% | 0% | 100% | 100% | 0% | 15.93% | 1
3787 | 0% | 13.46% | 85.73% | 0% | 0% | 100% | 100% | 0% | 13.46% | 1
3788 | 0% | 10.46% | 85.73% | 0% | 0% | 100% | 100% | 0% | 10.46% | 1
3789 | 0% | 10.55% | 85.73% | 0% | 0% | 100% | 100% | 0% | 10.55% | 1
3790 | 0% | 10.78% | 85.73% | 0% | 0% | 100% | 100% | 0% | 10.78% | 1
3791 | 0% | 10.49% | 85.73% | 0% | 0% | 100% | 100% | 0% | 10.49% | 1
3792 | 0% | 9.15% | 85.73% | 0% | 0% | 100% | 100% | 0% | 9.15% | 1
3793 | 0% | 6.991% | 85.73% | 0% | 0% | 100% | 100% | 0% | 6.991% | 1
3794 | 0% | 6.383% | 85.73% | 0% | 0% | 100% | 100% | 0% | 6.383% | 1
3795 | 0% | 4.276% | 85.73% | 0% | 0% | 100% | 100% | 0% | 4.276% | 1
3796 | 0% | 6.465% | 85.73% | 0% | 0% | 100% | 100% | 0% | 6.465% | 1
3797 | 0% | 8.167% | 85.73% | 0% | 0% | 100% | 100% | 0% | 8.167% | 1
3798 | 0% | 6.991% | 85.73% | 0% | 0% | 100% | 100% | 0% | 6.991% | 1
3799 | 0% | 8.63% | 85.73% | 0% | 0% | 100% | 100% | 0% | 8.63% | 1
3800 | 0% | 8.423% | 85.73% | 0% | 0% | 100% | 100% | 0% | 8.423% | 1
3801 | 10.87% | 13.01% | 85.73% | 0% | 0% | 100% | 100% | 10.87% | 13.01% | 1
3802 | 27.37% | 16.64% | 85.73% | 0% | 0% | 100% | 100% | 27.37% | 16.64% | 1
3803 | 27.02% | 18.51% | 85.73% | 0% | 0% | 100% | 100% | 27.02% | 18.51% | 1
3804 | 31.39% | 19.58% | 85.73% | 0% | 0% | 100% | 100% | 31.39% | 19.58% | 1
3805 | 33.68% | 20.82% | 85.73% | 0% | 0% | 100% | 100% | 33.68% | 20.82% | 1
3806 | 34.72% | 19.47% | 85.73% | 0% | 0% | 100% | 100% | 34.72% | 19.47% | 1
3807 | 19.68% | 17.86% | 85.73% | 0% | 0% | 100% | 100% | 19.68% | 17.86% | 1
3808 | 15.06% | 18.22% | 85.73% | 0% | 0% | 100% | 100% | 15.06% | 18.22% | 1
3809 | 1.539% | 14.87% | 85.73% | 0% | 0% | 100% | 100% | 1.539% | 14.87% | 1
3810 | 0% | 15.74% | 85.73% | 0% | 0% | 100% | 100% | 0% | 15.74% | 1
3811 | 0% | 12.79% | 85.73% | 0% | 0% | 100% | 100% | 0% | 12.79% | 1
3812 | 0% | 11.2% | 85.73% | 0% | 0% | 100% | 100% | 0% | 11.2% | 1
3813 | 0% | 11.67% | 85.73% | 0% | 0% | 100% | 100% | 0% | 11.67% | 1
3814 | 0% | 12.73% | 85.73% | 0% | 0% | 100% | 100% | 0% | 12.73% | 1
3815 | 0% | 10.35% | 85.73% | 0% | 0% | 100% | 100% | 0% | 10.35% | 1
3816 | 0% | 8.258% | 85.73% | 0% | 0% | 100% | 100% | 0% | 8.258% | 1
3817 | 0% | 8.696% | 100% | 0% | 0% | 100% | 100% | 0% | 8.696% | 1
3818 | 0% | 5.617% | 100% | 0% | 0% | 100% | 100% | 0% | 5.617% | 1
3819 | 0% | 3.859% | 100% | 0% | 0% | 100% | 100% | 0% | 3.859% | 1
3820 | 0% | 3.666% | 100% | 0% | 0% | 100% | 100% | 0% | 3.666% | 1
3821 | 0% | 6.006% | 100% | 0% | 0% | 100% | 100% | 0% | 6.006% | 1
3822 | 0% | 5.245% | 100% | 0% | 0% | 100% | 100% | 0% | 5.245% | 1
3823 | 0% | 6.999% | 100% | 0% | 0% | 100% | 100% | 0% | 6.999% | 1
3824 | 0% | 5.738% | 100% | 0% | 0% | 100% | 100% | 0% | 5.738% | 1
3825 | 13.83% | 10.24% | 100% | 0% | 0% | 100% | 100% | 13.83% | 10.24% | 1
3826 | 29.79% | 12.76% | 100% | 0% | 0% | 100% | 100% | 29.79% | 12.76% | 1
3827 | 27.26% | 16.38% | 100% | 0% | 0% | 100% | 100% | 27.26% | 16.38% | 1
3828 | 29.73% | 17.89% | 100% | 0% | 0% | 100% | 100% | 29.73% | 17.89% | 1
3829 | 33.14% | 20.69% | 100% | 0% | 0% | 100% | 100% | 33.14% | 20.69% | 1
3830 | 31.14% | 18.29% | 100% | 0% | 0% | 100% | 100% | 31.14% | 18.29% | 1
3831 | 20% | 15.97% | 100% | 0% | 0% | 100% | 100% | 20% | 15.97% | 1
3832 | 9.737% | 16.61% | 100% | 0% | 0% | 100% | 100% | 9.737% | 16.61% | 1
3833 | 0% | 13.31% | 100% | 0% | 0% | 100% | 100% | 0% | 13.31% | 1
3834 | 0% | 14.41% | 100% | 0% | 0% | 100% | 100% | 0% | 14.41% | 1
3835 | 0% | 10.97% | 100% | 0% | 0% | 100% | 100% | 0% | 10.97% | 1
3836 | 0% | 9.022% | 100% | 0% | 0% | 100% | 100% | 0% | 9.022% | 1
3837 | 0% | 9.118% | 100% | 0% | 0% | 100% | 100% | 0% | 9.118% | 1
3838 | 0% | 10.04% | 100% | 0% | 0% | 100% | 100% | 0% | 10.04% | 1
3839 | 0% | 8.912% | 100% | 0% | 0% | 100% | 100% | 0% | 8.912% | 1
3840 | 0% | 6.342% | 100% | 0% | 0% | 100% | 100% | 0% | 6.342% | 1
3841 | 0% | 7.308% | 100% | 0% | 0% | 100% | 100% | 0% | 7.308% | 1
3842 | 0% | 4.061% | 100% | 0% | 0% | 100% | 100% | 0% | 4.061% | 1
3843 | 0% | 2.136% | 100% | 0% | 0% | 100% | 100% | 0% | 2.136% | 1
3844 | 0% | 0.5854% | 100% | 0% | 0% | 100% | 100% | 0% | 0.5854% | 1
3845 | 0% | 2.946% | 100% | 0% | 0% | 100% | 100% | 0% | 2.946% | 1
3846 | 0% | 2.436% | 100% | 0% | 0% | 100% | 100% | 0% | 2.436% | 1
3847 | 0% | 5.796% | 100% | 0% | 0% | 100% | 100% | 0% | 5.796% | 1
3848 | 0% | 6.772% | 100% | 0% | 0% | 100% | 100% | 0% | 6.772% | 1
3849 | 15.03% | 11.07% | 100% | 0% | 0% | 100% | 100% | 15.03% | 11.07% | 1
3850 | 28.6% | 14.01% | 100% | 0% | 0% | 100% | 100% | 28.6% | 14.01% | 1
3851 | 24.66% | 18.43% | 100% | 0% | 0% | 100% | 100% | 24.66% | 18.43% | 1
3852 | 27.16% | 21% | 100% | 0% | 0% | 100% | 100% | 27.16% | 21% | 1
3853 | 31.5% | 24.78% | 100% | 0% | 0% | 100% | 100% | 31.5% | 24.78% | 1
3854 | 30.17% | 24.21% | 100% | 0% | 0% | 100% | 100% | 30.17% | 24.21% | 1
3855 | 19.28% | 20.94% | 100% | 0% | 0% | 100% | 100% | 19.28% | 20.94% | 1
3856 | 8.334% | 21.84% | 100% | 0% | 0% | 100% | 100% | 8.334% | 21.84% | 1
3857 | 0% | 18.39% | 100% | 0% | 0% | 100% | 100% | 0% | 18.39% | 1
3858 | 0% | 17.32% | 100% | 0% | 0% | 100% | 100% | 0% | 17.32% | 1
3859 | 0% | 12.45% | 100% | 0% | 0% | 100% | 100% | 0% | 12.45% | 1
3860 | 0% | 9.015% | 100% | 0% | 0% | 100% | 100% | 0% | 9.015% | 1
3861 | 0% | 7.622% | 100% | 0% | 0% | 100% | 100% | 0% | 7.622% | 1
3862 | 0% | 7.119% | 100% | 0% | 0% | 100% | 100% | 0% | 7.119% | 1
3863 | 0% | 7.229% | 100% | 0% | 0% | 100% | 100% | 0% | 7.229% | 1
3864 | 0% | 3.89% | 100% | 0% | 0% | 100% | 100% | 0% | 3.89% | 1
3865 | 0% | 5.623% | 100% | 0% | 0% | 100% | 100% | 0% | 5.623% | 1
3866 | 0% | 3.453% | 100% | 0% | 0% | 100% | 100% | 0% | 3.453% | 1
3867 | 0% | 2.748% | 100% | 0% | 0% | 100% | 100% | 0% | 2.748% | 1
3868 | 0% | 0% | 100% | 0% | 0% | 100% | 100% | 0% | 0% | 1
3869 | 0% | 0.7387% | 100% | 0% | 0% | 100% | 100% | 0% | 0.7387% | 1
3870 | 0% | 0.8048% | 100% | 0% | 0% | 100% | 100% | 0% | 0.8048% | 1
3871 | 0% | 3.662% | 100% | 0% | 0% | 100% | 100% | 0% | 3.662% | 1
3872 | 0% | 6.089% | 100% | 0% | 0% | 100% | 100% | 0% | 6.089% | 1
3873 | 13.1% | 8.868% | 100% | 0% | 0% | 100% | 100% | 13.1% | 8.868% | 1
3874 | 26.24% | 12.2% | 100% | 0% | 0% | 100% | 100% | 26.24% | 12.2% | 1
3875 | 25.11% | 17.84% | 100% | 0% | 0% | 100% | 100% | 25.11% | 17.84% | 1
3876 | 26.18% | 23.05% | 100% | 0% | 0% | 100% | 100% | 26.18% | 23.05% | 1
3877 | 31.89% | 25.68% | 100% | 0% | 0% | 100% | 100% | 31.89% | 25.68% | 1
3878 | 29.86% | 25.09% | 100% | 0% | 0% | 100% | 100% | 29.86% | 25.09% | 1
3879 | 26.48% | 23.7% | 100% | 0% | 0% | 100% | 100% | 26.48% | 23.7% | 1
3880 | 10.98% | 24.62% | 100% | 0% | 0% | 100% | 100% | 10.98% | 24.62% | 1
3881 | 5.105% | 19.91% | 100% | 0% | 0% | 100% | 100% | 5.105% | 19.91% | 1
3882 | 0% | 16.59% | 100% | 0% | 0% | 100% | 100% | 0% | 16.59% | 1
3883 | 0% | 12.63% | 100% | 0% | 0% | 100% | 100% | 0% | 12.63% | 1
3884 | 0% | 11.09% | 100% | 0% | 0% | 100% | 100% | 0% | 11.09% | 1
3885 | 0% | 9.845% | 100% | 0% | 0% | 100% | 100% | 0% | 9.845% | 1
3886 | 0% | 7.89% | 100% | 0% | 0% | 100% | 100% | 0% | 7.89% | 1
3887 | 0% | 8.592% | 100% | 0% | 0% | 100% | 100% | 0% | 8.592% | 1
3888 | 0% | 6.813% | 100% | 0% | 0% | 100% | 100% | 0% | 6.813% | 1
3889 | 0% | 3.562% | 100% | 0% | 0% | 100% | 100% | 0% | 3.562% | 1
3890 | 0% | 6.319% | 100% | 0% | 0% | 100% | 100% | 0% | 6.319% | 1
3891 | 0% | 3.741% | 100% | 0% | 0% | 100% | 100% | 0% | 3.741% | 1
3892 | 0% | 2.489% | 100% | 0% | 0% | 100% | 100% | 0% | 2.489% | 1
3893 | 0% | 2.926% | 100% | 0% | 0% | 100% | 100% | 0% | 2.926% | 1
3894 | 0% | 2.127% | 100% | 0% | 0% | 100% | 100% | 0% | 2.127% | 1
3895 | 0% | 2.626% | 100% | 0% | 0% | 100% | 100% | 0% | 2.626% | 1
3896 | 0% | 5.47% | 100% | 0% | 0% | 100% | 100% | 0% | 5.47% | 1
3897 | 14.71% | 8.121% | 100% | 0% | 0% | 100% | 100% | 14.71% | 8.121% | 1
3898 | 27.63% | 13.62% | 100% | 0% | 0% | 100% | 100% | 27.63% | 13.62% | 1
3899 | 24.34% | 17.58% | 100% | 0% | 0% | 100% | 100% | 24.34% | 17.58% | 1
3900 | 26.37% | 23.23% | 100% | 0% | 0% | 100% | 100% | 26.37% | 23.23% | 1
3901 | 31.35% | 25.25% | 100% | 0% | 0% | 100% | 100% | 31.35% | 25.25% | 1
3902 | 29.05% | 27.27% | 100% | 0% | 0% | 100% | 100% | 29.05% | 27.27% | 1
3903 | 25.19% | 27.31% | 100% | 0% | 0% | 100% | 100% | 25.19% | 27.31% | 1
3904 | 13.33% | 26.34% | 100% | 0% | 0% | 100% | 100% | 13.33% | 26.34% | 1
3905 | 4.259% | 23.64% | 100% | 0% | 0% | 100% | 100% | 4.259% | 23.64% | 1
3906 | 0% | 21.53% | 100% | 0% | 0% | 100% | 100% | 0% | 21.53% | 1
3907 | 0% | 16.85% | 100% | 0% | 0% | 100% | 100% | 0% | 16.85% | 1
3908 | 0% | 14.88% | 100% | 0% | 0% | 100% | 100% | 0% | 14.88% | 1
3909 | 0% | 12.45% | 100% | 0% | 0% | 100% | 100% | 0% | 12.45% | 1
3910 | 0% | 10.22% | 100% | 0% | 0% | 100% | 100% | 0% | 10.22% | 1
3911 | 0% | 10% | 100% | 0% | 0% | 100% | 100% | 0% | 10% | 1
3912 | 0% | 8.524% | 100% | 0% | 0% | 100% | 100% | 0% | 8.524% | 1
3913 | 0% | 7.291% | 100% | 0% | 0% | 100% | 100% | 0% | 7.291% | 1
3914 | 0% | 5.353% | 100% | 0% | 0% | 100% | 100% | 0% | 5.353% | 1
3915 | 0% | 2.696% | 100% | 0% | 0% | 100% | 100% | 0% | 2.696% | 1
3916 | 0% | 3.897% | 100% | 0% | 0% | 100% | 100% | 0% | 3.897% | 1
3917 | 0% | 3.487% | 100% | 0% | 0% | 100% | 100% | 0% | 3.487% | 1
3918 | 0% | 2.459% | 100% | 0% | 0% | 100% | 100% | 0% | 2.459% | 1
3919 | 0% | 3.097% | 100% | 0% | 0% | 100% | 100% | 0% | 3.097% | 1
3920 | 0% | 3.289% | 100% | 0% | 0% | 100% | 100% | 0% | 3.289% | 1
3921 | 16.39% | 6.096% | 100% | 0% | 0% | 100% | 100% | 16.39% | 6.096% | 1
3922 | 27.76% | 12.31% | 100% | 0% | 0% | 100% | 100% | 27.76% | 12.31% | 1
3923 | 24.94% | 16.69% | 100% | 0% | 0% | 100% | 100% | 24.94% | 16.69% | 1
3924 | 28.11% | 23.05% | 100% | 0% | 0% | 100% | 100% | 28.11% | 23.05% | 1
3925 | 28.26% | 24.14% | 100% | 0% | 0% | 100% | 100% | 28.26% | 24.14% | 1
3926 | 27.11% | 27.88% | 100% | 0% | 0% | 100% | 100% | 27.11% | 27.88% | 1
3927 | 28.74% | 26.19% | 100% | 0% | 0% | 100% | 100% | 28.74% | 26.19% | 1
3928 | 17.57% | 24.27% | 100% | 0% | 0% | 100% | 100% | 17.57% | 24.27% | 1
3929 | 3.549% | 22.37% | 100% | 0% | 0% | 100% | 100% | 3.549% | 22.37% | 1
3930 | 0% | 16.76% | 100% | 0% | 0% | 100% | 100% | 0% | 16.76% | 1
3931 | 0% | 12.98% | 100% | 0% | 0% | 100% | 100% | 0% | 12.98% | 1
3932 | 0% | 18.19% | 100% | 0% | 0% | 100% | 100% | 0% | 18.19% | 1
3933 | 0% | 16.03% | 100% | 0% | 0% | 100% | 100% | 0% | 16.03% | 1
3934 | 0% | 15.32% | 100% | 0% | 0% | 100% | 100% | 0% | 15.32% | 1
3935 | 0% | 13.32% | 100% | 0% | 0% | 100% | 100% | 0% | 13.32% | 1
3936 | 0% | 7.663% | 100% | 0% | 0% | 100% | 100% | 0% | 7.663% | 1
3937 | 0% | 9.438% | 100% | 0% | 0% | 100% | 100% | 0% | 9.438% | 1
3938 | 0% | 1.811% | 100% | 0% | 0% | 100% | 100% | 0% | 1.811% | 1
3939 | 0% | 0.02691% | 100% | 0% | 0% | 100% | 100% | 0% | 0.02691% | 1
3940 | 0% | 2.713% | 100% | 0% | 0% | 100% | 100% | 0% | 2.713% | 1
3941 | 0% | 4.935% | 100% | 0% | 0% | 100% | 100% | 0% | 4.935% | 1
3942 | 0% | 4.059% | 100% | 0% | 0% | 100% | 100% | 0% | 4.059% | 1
3943 | 0% | 5.932% | 100% | 0% | 0% | 100% | 100% | 0% | 5.932% | 1
3944 | 0% | 4.943% | 100% | 0% | 0% | 100% | 100% | 0% | 4.943% | 1
3945 | 12.26% | 6.872% | 100% | 0% | 0% | 100% | 100% | 12.26% | 6.872% | 1
3946 | 26.24% | 12.47% | 100% | 0% | 0% | 100% | 100% | 26.24% | 12.47% | 1
3947 | 29.92% | 16.03% | 100% | 0% | 0% | 100% | 100% | 29.92% | 16.03% | 1
3948 | 25.51% | 21.37% | 100% | 0% | 0% | 100% | 100% | 25.51% | 21.37% | 1
3949 | 19.19% | 22.58% | 100% | 0% | 0% | 100% | 100% | 19.19% | 22.58% | 1
3950 | 14.25% | 24.48% | 100% | 0% | 0% | 100% | 100% | 14.25% | 24.48% | 1
3951 | 20.12% | 23.52% | 100% | 0% | 0% | 100% | 100% | 20.12% | 23.52% | 1
3952 | 8.328% | 20.93% | 100% | 0% | 0% | 100% | 100% | 8.328% | 20.93% | 1
3953 | 0.7762% | 17.35% | 100% | 0% | 0% | 100% | 100% | 0.7762% | 17.35% | 1
3954 | 0% | 15.07% | 100% | 0% | 0% | 100% | 100% | 0% | 15.07% | 1
3955 | 0% | 13.9% | 100% | 0% | 0% | 100% | 100% | 0% | 13.9% | 1
3956 | 0% | 19.34% | 100% | 0% | 0% | 100% | 100% | 0% | 19.34% | 1
3957 | 0% | 14.15% | 100% | 0% | 0% | 100% | 100% | 0% | 14.15% | 1
3958 | 0% | 11.31% | 100% | 0% | 0% | 100% | 100% | 0% | 11.31% | 1
3959 | 0% | 8.71% | 100% | 0% | 0% | 100% | 100% | 0% | 8.71% | 1
3960 | 0% | 2.331% | 100% | 0% | 0% | 100% | 100% | 0% | 2.331% | 1
3961 | 0% | 6.564% | 100% | 0% | 0% | 100% | 100% | 0% | 6.564% | 1
3962 | 0% | 0.9461% | 100% | 0% | 0% | 100% | 100% | 0% | 0.9461% | 1
3963 | 0% | 0% | 100% | 0% | 0% | 100% | 100% | 0% | 0% | 1
3964 | 0% | 0% | 100% | 0% | 0% | 100% | 100% | 0% | 0% | 1
3965 | 0% | 0.3895% | 100% | 0% | 0% | 100% | 100% | 0% | 0.3895% | 1
3966 | 0% | 0.7256% | 100% | 0% | 0% | 100% | 100% | 0% | 0.7256% | 1
3967 | 0% | 3.572% | 100% | 0% | 0% | 100% | 100% | 0% | 3.572% | 1
3968 | 0% | 2.116% | 100% | 0% | 0% | 100% | 100% | 0% | 2.116% | 1
3969 | 12.7% | 5.933% | 100% | 0% | 0% | 100% | 100% | 12.7% | 5.933% | 1
3970 | 29.48% | 10.66% | 100% | 0% | 0% | 100% | 100% | 29.48% | 10.66% | 1
3971 | 35.73% | 14.93% | 100% | 0% | 0% | 100% | 100% | 35.73% | 14.93% | 1
3972 | 28.82% | 19.37% | 100% | 0% | 0% | 100% | 100% | 28.82% | 19.37% | 1
3973 | 21.45% | 20.73% | 100% | 0% | 0% | 100% | 100% | 21.45% | 20.73% | 1
3974 | 13.06% | 22.02% | 100% | 0% | 0% | 100% | 100% | 13.06% | 22.02% | 1
3975 | 18.18% | 21% | 100% | 0% | 0% | 100% | 100% | 18.18% | 21% | 1
3976 | 10.8% | 17.35% | 100% | 0% | 0% | 100% | 100% | 10.8% | 17.35% | 1
3977 | 5.611% | 16.78% | 100% | 0% | 0% | 100% | 100% | 5.611% | 16.78% | 1
3978 | 0% | 13.37% | 100% | 0% | 0% | 100% | 100% | 0% | 13.37% | 1
3979 | 0% | 12% | 100% | 0% | 0% | 100% | 100% | 0% | 12% | 1
3980 | 0% | 15.98% | 100% | 0% | 0% | 100% | 100% | 0% | 15.98% | 1
3981 | 0% | 13.38% | 100% | 0% | 0% | 100% | 100% | 0% | 13.38% | 1
3982 | 0% | 10.96% | 100% | 0% | 0% | 100% | 100% | 0% | 10.96% | 1
3983 | 0% | 8.376% | 100% | 0% | 0% | 100% | 100% | 0% | 8.376% | 1
3984 | 0% | 1.336% | 100% | 0% | 0% | 100% | 100% | 0% | 1.336% | 1
3985 | 0% | 3.901% | 100% | 0% | 0% | 100% | 100% | 0% | 3.901% | 1
3986 | 0% | 1.535% | 100% | 0% | 0% | 100% | 100% | 0% | 1.535% | 1
3987 | 0% | 0% | 100% | 0% | 0% | 100% | 100% | 0% | 0% | 1
3988 | 0% | 0.02928% | 100% | 0% | 0% | 100% | 100% | 0% | 0.02928% | 1
3989 | 0% | 0.722% | 100% | 0% | 0% | 100% | 100% | 0% | 0.722% | 1
3990 | 0% | 1.367% | 100% | 0% | 0% | 100% | 100% | 0% | 1.367% | 1
3991 | 0% | 3.651% | 100% | 0% | 0% | 100% | 100% | 0% | 3.651% | 1
3992 | 0% | 3.471% | 100% | 0% | 0% | 100% | 100% | 0% | 3.471% | 1
3993 | 8.084% | 4.698% | 100% | 0% | 0% | 100% | 100% | 8.084% | 4.698% | 1
3994 | 27.29% | 9.549% | 100% | 0% | 0% | 100% | 100% | 27.29% | 9.549% | 1
3995 | 36.14% | 13.42% | 100% | 0% | 0% | 100% | 100% | 36.14% | 13.42% | 1
3996 | 29.47% | 18.1% | 100% | 0% | 0% | 100% | 100% | 29.47% | 18.1% | 1
3997 | 22.75% | 20.23% | 100% | 0% | 0% | 100% | 100% | 22.75% | 20.23% | 1
3998 | 13.78% | 20.41% | 100% | 0% | 0% | 100% | 100% | 13.78% | 20.41% | 1
3999 | 15.91% | 20.52% | 100% | 0% | 0% | 100% | 100% | 15.91% | 20.52% | 1
4000 | 7.564% | 16.74% | 100% | 0% | 0% | 100% | 100% | 7.564% | 16.74% | 1
4001 | 5.736% | 16.73% | 100% | 0% | 0% | 100% | 100% | 5.736% | 16.73% | 1
4002 | 0% | 18.09% | 100% | 0% | 0% | 100% | 100% | 0% | 18.09% | 1
4003 | 0% | 17.08% | 100% | 0% | 0% | 100% | 100% | 0% | 17.08% | 1
4004 | 0% | 15.16% | 100% | 0% | 0% | 100% | 100% | 0% | 15.16% | 1
4005 | 0% | 13.72% | 100% | 0% | 0% | 100% | 100% | 0% | 13.72% | 1
4006 | 0% | 8.887% | 100% | 0% | 0% | 100% | 100% | 0% | 8.887% | 1
4007 | 0% | 6.992% | 100% | 0% | 0% | 100% | 100% | 0% | 6.992% | 1
4008 | 0% | 4.249% | 100% | 0% | 0% | 100% | 100% | 0% | 4.249% | 1
4009 | 0% | 3.533% | 100% | 0% | 0% | 100% | 100% | 0% | 3.533% | 1
4010 | 0% | 3.922% | 100% | 0% | 0% | 100% | 100% | 0% | 3.922% | 1
4011 | 0% | 1.935% | 100% | 0% | 0% | 100% | 100% | 0% | 1.935% | 1
4012 | 0% | 0.72% | 100% | 0% | 0% | 100% | 100% | 0% | 0.72% | 1
4013 | 0% | 0% | 100% | 0% | 0% | 100% | 100% | 0% | 0% | 1
4014 | 0% | 1.295% | 100% | 0% | 0% | 100% | 100% | 0% | 1.295% | 1
4015 | 0% | 2.521% | 100% | 0% | 0% | 100% | 100% | 0% | 2.521% | 1
4016 | 0% | 3.736% | 100% | 0% | 0% | 100% | 100% | 0% | 3.736% | 1
4017 | 5.174% | 6.167% | 100% | 0% | 0% | 100% | 100% | 5.174% | 6.167% | 1
4018 | 24.11% | 10.55% | 100% | 0% | 0% | 100% | 100% | 24.11% | 10.55% | 1
4019 | 30.16% | 14.05% | 100% | 0% | 0% | 100% | 100% | 30.16% | 14.05% | 1
4020 | 28.66% | 17.12% | 100% | 0% | 0% | 100% | 100% | 28.66% | 17.12% | 1
4021 | 32.2% | 19.07% | 100% | 0% | 0% | 100% | 100% | 32.2% | 19.07% | 1
4022 | 27.46% | 20.41% | 100% | 0% | 0% | 100% | 100% | 27.46% | 20.41% | 1
4023 | 25.81% | 19.69% | 100% | 0% | 0% | 100% | 100% | 25.81% | 19.69% | 1
4024 | 21.03% | 16.5% | 100% | 0% | 0% | 100% | 100% | 21.03% | 16.5% | 1
4025 | 9.511% | 18.36% | 100% | 0% | 0% | 100% | 100% | 9.511% | 18.36% | 1
4026 | 0% | 16.77% | 100% | 0% | 0% | 100% | 100% | 0% | 16.77% | 1
4027 | 0% | 13.98% | 100% | 0% | 0% | 100% | 100% | 0% | 13.98% | 1
4028 | 0% | 11.3% | 100% | 0% | 0% | 100% | 100% | 0% | 11.3% | 1
4029 | 0% | 11.26% | 100% | 0% | 0% | 100% | 100% | 0% | 11.26% | 1
4030 | 0% | 9.215% | 100% | 0% | 0% | 100% | 100% | 0% | 9.215% | 1
4031 | 0% | 6.975% | 100% | 0% | 0% | 100% | 100% | 0% | 6.975% | 1
4032 | 0% | 5.463% | 100% | 0% | 0% | 100% | 100% | 0% | 5.463% | 1
4033 | 0% | 7.663% | 100% | 0% | 0% | 100% | 100% | 0% | 7.663% | 1
4034 | 0% | 2.976% | 100% | 0% | 0% | 100% | 100% | 0% | 2.976% | 1
4035 | 0% | 2.452% | 100% | 0% | 0% | 100% | 100% | 0% | 2.452% | 1
4036 | 0% | 1.858% | 100% | 0% | 0% | 100% | 100% | 0% | 1.858% | 1
4037 | 0% | 0.7939% | 100% | 0% | 0% | 100% | 100% | 0% | 0.7939% | 1
4038 | 0% | 3.292% | 100% | 0% | 0% | 100% | 100% | 0% | 3.292% | 1
4039 | 0% | 1.339% | 100% | 0% | 0% | 100% | 100% | 0% | 1.339% | 1
4040 | 0% | 4.692% | 100% | 0% | 0% | 100% | 100% | 0% | 4.692% | 1
4041 | 5.108% | 5.169% | 100% | 0% | 0% | 100% | 100% | 5.108% | 5.169% | 1
4042 | 24.93% | 6.537% | 100% | 0% | 0% | 100% | 100% | 24.93% | 6.537% | 1
4043 | 32.38% | 8.703% | 100% | 0% | 0% | 100% | 100% | 32.38% | 8.703% | 1
4044 | 31.55% | 11.62% | 100% | 0% | 0% | 100% | 100% | 31.55% | 11.62% | 1
4045 | 34.63% | 11.99% | 100% | 0% | 0% | 100% | 100% | 34.63% | 11.99% | 1
4046 | 34.1% | 12.92% | 100% | 0% | 0% | 100% | 100% | 34.1% | 12.92% | 1
4047 | 34.69% | 12.86% | 100% | 0% | 0% | 100% | 100% | 34.69% | 12.86% | 1
4048 | 25.59% | 11.03% | 100% | 0% | 0% | 100% | 100% | 25.59% | 11.03% | 1
4049 | 10.34% | 10.12% | 100% | 0% | 0% | 100% | 100% | 10.34% | 10.12% | 1
4050 | 0% | 8.176% | 100% | 0% | 0% | 100% | 100% | 0% | 8.176% | 1
4051 | 0% | 6.719% | 100% | 0% | 0% | 100% | 100% | 0% | 6.719% | 1
4052 | 0% | 8.898% | 100% | 0% | 0% | 100% | 100% | 0% | 8.898% | 1
4053 | 0% | 10.31% | 100% | 0% | 0% | 100% | 100% | 0% | 10.31% | 1
4054 | 0% | 7.446% | 100% | 0% | 0% | 100% | 100% | 0% | 7.446% | 1
4055 | 0% | 5.65% | 100% | 0% | 0% | 100% | 100% | 0% | 5.65% | 1
4056 | 0% | 4.952% | 100% | 0% | 0% | 100% | 100% | 0% | 4.952% | 1
4057 | 0% | 6.141% | 100% | 0% | 0% | 100% | 100% | 0% | 6.141% | 1
4058 | 0% | 2.223% | 100% | 0% | 0% | 100% | 100% | 0% | 2.223% | 1
4059 | 0% | 1.807% | 100% | 0% | 0% | 100% | 100% | 0% | 1.807% | 1
4060 | 0% | 1.945% | 100% | 0% | 0% | 100% | 100% | 0% | 1.945% | 1
4061 | 0% | 0.548% | 100% | 0% | 0% | 100% | 100% | 0% | 0.548% | 1
4062 | 0% | 1.14% | 100% | 0% | 0% | 100% | 100% | 0% | 1.14% | 1
4063 | 0% | 2.018% | 100% | 0% | 0% | 100% | 100% | 0% | 2.018% | 1
4064 | 0% | 4.869% | 100% | 0% | 0% | 100% | 100% | 0% | 4.869% | 1
4065 | 6.06% | 6.999% | 100% | 0% | 0% | 100% | 100% | 6.06% | 6.999% | 1
4066 | 28.22% | 5.525% | 100% | 0% | 0% | 100% | 100% | 28.22% | 5.525% | 1
4067 | 36.96% | 6.5% | 100% | 0% | 0% | 100% | 100% | 36.96% | 6.5% | 1
4068 | 27.01% | 9.531% | 100% | 0% | 0% | 100% | 100% | 27.01% | 9.531% | 1
4069 | 33.75% | 9.795% | 100% | 0% | 0% | 100% | 100% | 33.75% | 9.795% | 1
4070 | 28.48% | 12.09% | 100% | 0% | 0% | 100% | 100% | 28.48% | 12.09% | 1
4071 | 28.16% | 12.15% | 100% | 0% | 0% | 100% | 100% | 28.16% | 12.15% | 1
4072 | 23.05% | 12.05% | 100% | 0% | 0% | 100% | 100% | 23.05% | 12.05% | 1
4073 | 10.6% | 10.8% | 100% | 0% | 0% | 100% | 100% | 10.6% | 10.8% | 1
4074 | 0% | 7.947% | 100% | 0% | 0% | 100% | 100% | 0% | 7.947% | 1
4075 | 0% | 5.978% | 100% | 0% | 0% | 100% | 100% | 0% | 5.978% | 1
4076 | 0% | 8.7% | 100% | 0% | 0% | 100% | 100% | 0% | 8.7% | 1
4077 | 0% | 9.874% | 100% | 0% | 0% | 100% | 100% | 0% | 9.874% | 1
4078 | 0% | 8.191% | 100% | 0% | 0% | 100% | 100% | 0% | 8.191% | 1
4079 | 0% | 7.06% | 100% | 0% | 0% | 100% | 100% | 0% | 7.06% | 1
4080 | 0% | 5.282% | 100% | 0% | 0% | 100% | 100% | 0% | 5.282% | 1
4081 | 0% | 4.011% | 100% | 0% | 0% | 100% | 100% | 0% | 4.011% | 1
4082 | 0% | 2.945% | 100% | 0% | 0% | 100% | 100% | 0% | 2.945% | 1
4083 | 0% | 3.04% | 100% | 0% | 0% | 100% | 100% | 0% | 3.04% | 1
4084 | 0% | 3.277% | 100% | 0% | 0% | 100% | 100% | 0% | 3.277% | 1
4085 | 0% | 1.342% | 100% | 0% | 0% | 100% | 100% | 0% | 1.342% | 1
4086 | 0% | 0.2715% | 100% | 0% | 0% | 100% | 100% | 0% | 0.2715% | 1
4087 | 0% | 1.532% | 100% | 0% | 0% | 100% | 100% | 0% | 1.532% | 1
4088 | 0% | 1.253% | 100% | 0% | 0% | 100% | 100% | 0% | 1.253% | 1
4089 | 13.31% | 2.324% | 100% | 0% | 0% | 100% | 100% | 13.31% | 2.324% | 1
4090 | 35.73% | 0.4124% | 100% | 0% | 0% | 100% | 100% | 35.73% | 0.4124% | 1
4091 | 43.12% | 2.616% | 100% | 0% | 0% | 100% | 100% | 43.12% | 2.616% | 1
4092 | 29.84% | 6.37% | 100% | 0% | 0% | 100% | 100% | 29.84% | 6.37% | 1
4093 | 31.49% | 7.175% | 100% | 0% | 0% | 100% | 100% | 31.49% | 7.175% | 1
4094 | 21.04% | 8.721% | 100% | 0% | 0% | 100% | 100% | 21.04% | 8.721% | 1
4095 | 19.15% | 9.708% | 100% | 0% | 0% | 100% | 100% | 19.15% | 9.708% | 1
4096 | 15.38% | 8.265% | 100% | 0% | 0% | 100% | 100% | 15.38% | 8.265% | 1
4097 | 8.118% | 7.116% | 100% | 0% | 0% | 100% | 100% | 8.118% | 7.116% | 1
4098 | 0% | 7.086% | 100% | 0% | 0% | 100% | 100% | 0% | 7.086% | 1
4099 | 0% | 8.441% | 100% | 0% | 0% | 100% | 100% | 0% | 8.441% | 1
4100 | 0% | 9.984% | 100% | 0% | 0% | 100% | 100% | 0% | 9.984% | 1
4101 | 0% | 9.673% | 100% | 0% | 0% | 100% | 100% | 0% | 9.673% | 1
4102 | 0% | 7.599% | 100% | 0% | 0% | 100% | 100% | 0% | 7.599% | 1
4103 | 0% | 7.713% | 100% | 0% | 0% | 100% | 100% | 0% | 7.713% | 1
4104 | 0% | 7.583% | 100% | 0% | 0% | 100% | 100% | 0% | 7.583% | 1
4105 | 0% | 3.55% | 100% | 0% | 0% | 100% | 100% | 0% | 3.55% | 1
4106 | 0% | 5.096% | 100% | 0% | 0% | 100% | 100% | 0% | 5.096% | 1
4107 | 0% | 3.642% | 100% | 0% | 0% | 100% | 100% | 0% | 3.642% | 1
4108 | 0% | 4.208% | 100% | 0% | 0% | 100% | 100% | 0% | 4.208% | 1
4109 | 0% | 2.16% | 100% | 0% | 0% | 100% | 100% | 0% | 2.16% | 1
4110 | 0% | 1.667% | 100% | 0% | 0% | 100% | 100% | 0% | 1.667% | 1
4111 | 0% | 4.698% | 100% | 0% | 0% | 100% | 100% | 0% | 4.698% | 1
4112 | 0% | 2.745% | 100% | 0% | 0% | 100% | 100% | 0% | 2.745% | 1
4113 | 13.79% | 3.86% | 100% | 0% | 0% | 100% | 100% | 13.79% | 3.86% | 1
4114 | 34.96% | 3.627% | 100% | 0% | 0% | 100% | 100% | 34.96% | 3.627% | 1
4115 | 42.67% | 5.727% | 100% | 0% | 0% | 100% | 100% | 42.67% | 5.727% | 1
4116 | 30.56% | 10.58% | 100% | 0% | 0% | 100% | 100% | 30.56% | 10.58% | 1
4117 | 31.89% | 12.86% | 100% | 0% | 0% | 100% | 100% | 31.89% | 12.86% | 1
4118 | 13.35% | 12.74% | 100% | 0% | 0% | 100% | 100% | 13.35% | 12.74% | 1
4119 | 16.27% | 14.95% | 100% | 0% | 0% | 100% | 100% | 16.27% | 14.95% | 1
4120 | 12.69% | 13.78% | 100% | 0% | 0% | 100% | 100% | 12.69% | 13.78% | 1
4121 | 6.253% | 13.01% | 100% | 0% | 0% | 100% | 100% | 6.253% | 13.01% | 1
4122 | 0% | 12.56% | 100% | 0% | 0% | 100% | 100% | 0% | 12.56% | 1
4123 | 0% | 12.25% | 100% | 0% | 0% | 100% | 100% | 0% | 12.25% | 1
4124 | 0% | 9.509% | 100% | 0% | 0% | 100% | 100% | 0% | 9.509% | 1
4125 | 0% | 8.787% | 100% | 0% | 0% | 100% | 100% | 0% | 8.787% | 1
4126 | 0% | 8.988% | 100% | 0% | 0% | 100% | 100% | 0% | 8.988% | 1
4127 | 0% | 8.015% | 100% | 0% | 0% | 100% | 100% | 0% | 8.015% | 1
4128 | 0% | 7.122% | 100% | 0% | 0% | 100% | 100% | 0% | 7.122% | 1
4129 | 0% | 6.803% | 100% | 0% | 0% | 100% | 100% | 0% | 6.803% | 1
4130 | 0% | 6.608% | 100% | 0% | 0% | 100% | 100% | 0% | 6.608% | 1
4131 | 0% | 6.03% | 100% | 0% | 0% | 100% | 100% | 0% | 6.03% | 1
4132 | 0% | 6.128% | 100% | 0% | 0% | 100% | 100% | 0% | 6.128% | 1
4133 | 0% | 4.119% | 100% | 0% | 0% | 100% | 100% | 0% | 4.119% | 1
4134 | 0% | 3.558% | 100% | 0% | 0% | 100% | 100% | 0% | 3.558% | 1
4135 | 0% | 6.088% | 100% | 0% | 0% | 100% | 100% | 0% | 6.088% | 1
4136 | 0% | 4.684% | 100% | 0% | 0% | 100% | 100% | 0% | 4.684% | 1
4137 | 13.65% | 5.962% | 100% | 0% | 0% | 100% | 100% | 13.65% | 5.962% | 1
4138 | 36.23% | 8.003% | 100% | 0% | 0% | 100% | 100% | 36.23% | 8.003% | 1
4139 | 38.94% | 10.34% | 100% | 0% | 0% | 100% | 100% | 38.94% | 10.34% | 1
4140 | 40.23% | 14.74% | 100% | 0% | 0% | 100% | 100% | 40.23% | 14.74% | 1
4141 | 38.48% | 17.03% | 100% | 0% | 0% | 100% | 100% | 38.48% | 17.03% | 1
4142 | 22.7% | 15.47% | 100% | 0% | 0% | 100% | 100% | 22.7% | 15.47% | 1
4143 | 27.13% | 18.64% | 100% | 0% | 0% | 100% | 100% | 27.13% | 18.64% | 1
4144 | 19.75% | 16.64% | 100% | 0% | 0% | 100% | 100% | 19.75% | 16.64% | 1
4145 | 7.988% | 15.68% | 100% | 0% | 0% | 100% | 100% | 7.988% | 15.68% | 1
4146 | 0% | 14.47% | 100% | 0% | 0% | 100% | 100% | 0% | 14.47% | 1
4147 | 0% | 13.61% | 100% | 0% | 0% | 100% | 100% | 0% | 13.61% | 1
4148 | 0% | 10.52% | 100% | 0% | 0% | 100% | 100% | 0% | 10.52% | 1
4149 | 0% | 10.06% | 100% | 0% | 0% | 100% | 100% | 0% | 10.06% | 1
4150 | 0% | 10.77% | 100% | 0% | 0% | 100% | 100% | 0% | 10.77% | 1
4151 | 0% | 8.789% | 100% | 0% | 0% | 100% | 100% | 0% | 8.789% | 1
4152 | 0% | 9.281% | 100% | 0% | 0% | 100% | 100% | 0% | 9.281% | 1
4153 | 0% | 7.61% | 100% | 0% | 0% | 100% | 100% | 0% | 7.61% | 1
4154 | 0% | 8.261% | 100% | 0% | 0% | 100% | 100% | 0% | 8.261% | 1
4155 | 0% | 6.762% | 100% | 0% | 0% | 100% | 100% | 0% | 6.762% | 1
4156 | 0% | 6.851% | 100% | 0% | 0% | 100% | 100% | 0% | 6.851% | 1
4157 | 0% | 5.35% | 100% | 0% | 0% | 100% | 100% | 0% | 5.35% | 1
4158 | 0% | 4.274% | 100% | 0% | 0% | 100% | 100% | 0% | 4.274% | 1
4159 | 0% | 6.146% | 100% | 0% | 0% | 100% | 100% | 0% | 6.146% | 1
4160 | 0% | 9.296% | 100% | 0% | 0% | 100% | 100% | 0% | 9.296% | 1
4161 | 11.86% | 11.55% | 100% | 0% | 0% | 100% | 100% | 11.86% | 11.55% | 1
4162 | 33.22% | 13.14% | 100% | 0% | 0% | 100% | 100% | 33.22% | 13.14% | 1
4163 | 34.62% | 16.23% | 100% | 0% | 0% | 100% | 100% | 34.62% | 16.23% | 1
4164 | 44.45% | 20.59% | 100% | 0% | 0% | 100% | 100% | 44.45% | 20.59% | 1
4165 | 38.8% | 22.65% | 100% | 0% | 0% | 100% | 100% | 38.8% | 22.65% | 1
4166 | 23.52% | 21.84% | 100% | 0% | 0% | 100% | 100% | 23.52% | 21.84% | 1
4167 | 29.07% | 22.88% | 100% | 0% | 0% | 100% | 100% | 29.07% | 22.88% | 1
4168 | 19.09% | 22.77% | 100% | 0% | 0% | 100% | 100% | 19.09% | 22.77% | 1
4169 | 10.4% | 20.54% | 100% | 0% | 0% | 100% | 100% | 10.4% | 20.54% | 1
4170 | 0% | 18.08% | 100% | 0% | 0% | 100% | 100% | 0% | 18.08% | 1
4171 | 0% | 15.19% | 100% | 0% | 0% | 100% | 100% | 0% | 15.19% | 1
4172 | 0% | 11.82% | 100% | 0% | 0% | 100% | 100% | 0% | 11.82% | 1
4173 | 0% | 11.93% | 100% | 0% | 0% | 100% | 100% | 0% | 11.93% | 1
4174 | 0% | 12.51% | 100% | 0% | 0% | 100% | 100% | 0% | 12.51% | 1
4175 | 0% | 10.37% | 100% | 0% | 0% | 100% | 100% | 0% | 10.37% | 1
4176 | 0% | 10.67% | 100% | 0% | 0% | 100% | 100% | 0% | 10.67% | 1
4177 | 0% | 9.581% | 100% | 0% | 0% | 100% | 100% | 0% | 9.581% | 1
4178 | 0% | 7.573% | 100% | 0% | 0% | 100% | 100% | 0% | 7.573% | 1
4179 | 0% | 6.408% | 100% | 0% | 0% | 100% | 100% | 0% | 6.408% | 1
4180 | 0% | 5.479% | 100% | 0% | 0% | 100% | 100% | 0% | 5.479% | 1
4181 | 0% | 4.964% | 100% | 0% | 0% | 100% | 100% | 0% | 4.964% | 1
4182 | 0% | 3.693% | 100% | 0% | 0% | 100% | 100% | 0% | 3.693% | 1
4183 | 0% | 5.415% | 100% | 0% | 0% | 100% | 100% | 0% | 5.415% | 1
4184 | 0% | 9.534% | 100% | 0% | 0% | 100% | 100% | 0% | 9.534% | 1
4185 | 10.54% | 13.78% | 100% | 0% | 0% | 100% | 100% | 10.54% | 13.78% | 1
4186 | 30.04% | 15.54% | 100% | 0% | 0% | 100% | 100% | 30.04% | 15.54% | 1
4187 | 31.46% | 19.84% | 100% | 0% | 0% | 100% | 100% | 31.46% | 19.84% | 1
4188 | 41.36% | 22.99% | 100% | 0% | 0% | 100% | 100% | 41.36% | 22.99% | 1
4189 | 38.6% | 24.8% | 100% | 0% | 0% | 100% | 100% | 38.6% | 24.8% | 1
4190 | 32.75% | 27.93% | 100% | 0% | 0% | 100% | 100% | 32.75% | 27.93% | 1
4191 | 29.58% | 26.69% | 100% | 0% | 0% | 100% | 100% | 29.58% | 26.69% | 1
4192 | 19.36% | 24.95% | 100% | 0% | 0% | 100% | 100% | 19.36% | 24.95% | 1
4193 | 10.35% | 22.22% | 100% | 0% | 0% | 100% | 100% | 10.35% | 22.22% | 1
4194 | 0% | 21.47% | 100% | 0% | 0% | 100% | 100% | 0% | 21.47% | 1
4195 | 0% | 19.47% | 100% | 0% | 0% | 100% | 100% | 0% | 19.47% | 1
4196 | 0% | 17.15% | 100% | 0% | 0% | 100% | 100% | 0% | 17.15% | 1
4197 | 0% | 17.77% | 100% | 0% | 0% | 100% | 100% | 0% | 17.77% | 1
4198 | 0% | 16.03% | 100% | 0% | 0% | 100% | 100% | 0% | 16.03% | 1
4199 | 0% | 14.2% | 100% | 0% | 0% | 100% | 100% | 0% | 14.2% | 1
4200 | 0% | 15.29% | 100% | 0% | 0% | 100% | 100% | 0% | 15.29% | 1
4201 | 0% | 8.637% | 100% | 0% | 0% | 100% | 100% | 0% | 8.637% | 1
4202 | 0% | 12.01% | 100% | 0% | 0% | 100% | 100% | 0% | 12.01% | 1
4203 | 0% | 6.347% | 100% | 0% | 0% | 100% | 100% | 0% | 6.347% | 1
4204 | 0% | 4.379% | 100% | 0% | 0% | 100% | 100% | 0% | 4.379% | 1
4205 | 0% | 4.543% | 100% | 0% | 0% | 100% | 100% | 0% | 4.543% | 1
4206 | 0% | 2.57% | 100% | 0% | 0% | 100% | 100% | 0% | 2.57% | 1
4207 | 0% | 4.533% | 100% | 0% | 0% | 100% | 100% | 0% | 4.533% | 1
4208 | 0% | 7.375% | 100% | 0% | 0% | 100% | 100% | 0% | 7.375% | 1
4209 | 10.15% | 13.41% | 100% | 0% | 0% | 100% | 100% | 10.15% | 13.41% | 1
4210 | 25.4% | 13.98% | 100% | 0% | 0% | 100% | 100% | 25.4% | 13.98% | 1
4211 | 23.31% | 18.73% | 100% | 0% | 0% | 100% | 100% | 23.31% | 18.73% | 1
4212 | 35.93% | 22.08% | 100% | 0% | 0% | 100% | 100% | 35.93% | 22.08% | 1
4213 | 34.91% | 24.43% | 100% | 0% | 0% | 100% | 100% | 34.91% | 24.43% | 1
4214 | 29.5% | 28.65% | 100% | 0% | 0% | 100% | 100% | 29.5% | 28.65% | 1
4215 | 24.52% | 25.49% | 100% | 0% | 0% | 100% | 100% | 24.52% | 25.49% | 1
4216 | 13.62% | 22.76% | 100% | 0% | 0% | 100% | 100% | 13.62% | 22.76% | 1
4217 | 7.955% | 18.3% | 100% | 0% | 0% | 100% | 100% | 7.955% | 18.3% | 1
4218 | 0% | 19.88% | 100% | 0% | 0% | 100% | 100% | 0% | 19.88% | 1
4219 | 0% | 19.39% | 100% | 0% | 0% | 100% | 100% | 0% | 19.39% | 1
4220 | 0% | 14.87% | 100% | 0% | 0% | 100% | 100% | 0% | 14.87% | 1
4221 | 0% | 12.95% | 100% | 0% | 0% | 100% | 100% | 0% | 12.95% | 1
4222 | 0% | 11.7% | 100% | 0% | 0% | 100% | 100% | 0% | 11.7% | 1
4223 | 0% | 11% | 100% | 0% | 0% | 100% | 100% | 0% | 11% | 1
4224 | 0% | 12.45% | 100% | 0% | 0% | 100% | 100% | 0% | 12.45% | 1
4225 | 0% | 12.38% | 100% | 0% | 0% | 100% | 100% | 0% | 12.38% | 1
4226 | 0% | 10.33% | 100% | 0% | 0% | 100% | 100% | 0% | 10.33% | 1
4227 | 0% | 4.947% | 100% | 0% | 0% | 100% | 100% | 0% | 4.947% | 1
4228 | 0% | 3.394% | 100% | 0% | 0% | 100% | 100% | 0% | 3.394% | 1
4229 | 0% | 3.201% | 100% | 0% | 0% | 100% | 100% | 0% | 3.201% | 1
4230 | 0% | 1.797% | 100% | 0% | 0% | 100% | 100% | 0% | 1.797% | 1
4231 | 0% | 4.899% | 100% | 0% | 0% | 100% | 100% | 0% | 4.899% | 1
4232 | 0% | 6.008% | 100% | 0% | 0% | 100% | 100% | 0% | 6.008% | 1
4233 | 10.75% | 10.87% | 100% | 0% | 0% | 100% | 100% | 10.75% | 10.87% | 1
4234 | 27.36% | 13.54% | 100% | 0% | 0% | 100% | 100% | 27.36% | 13.54% | 1
4235 | 25.83% | 17.37% | 100% | 0% | 0% | 100% | 100% | 25.83% | 17.37% | 1
4236 | 30.5% | 19.85% | 100% | 0% | 0% | 100% | 100% | 30.5% | 19.85% | 1
4237 | 30.17% | 22.38% | 100% | 0% | 0% | 100% | 100% | 30.17% | 22.38% | 1
4238 | 27.54% | 26.05% | 100% | 0% | 0% | 100% | 100% | 27.54% | 26.05% | 1
4239 | 21.1% | 25.64% | 100% | 0% | 0% | 100% | 100% | 21.1% | 25.64% | 1
4240 | 15.14% | 22.87% | 100% | 0% | 0% | 100% | 100% | 15.14% | 22.87% | 1
4241 | 1.145% | 21.37% | 100% | 0% | 0% | 100% | 100% | 1.145% | 21.37% | 1
4242 | 0% | 21.37% | 100% | 0% | 0% | 100% | 100% | 0% | 21.37% | 1
4243 | 0% | 16.76% | 100% | 0% | 0% | 100% | 100% | 0% | 16.76% | 1
4244 | 0% | 14.95% | 100% | 0% | 0% | 100% | 100% | 0% | 14.95% | 1
4245 | 0% | 11.87% | 100% | 0% | 0% | 100% | 100% | 0% | 11.87% | 1
4246 | 0% | 7.701% | 100% | 0% | 0% | 100% | 100% | 0% | 7.701% | 1
4247 | 0% | 5.918% | 100% | 0% | 0% | 100% | 100% | 0% | 5.918% | 1
4248 | 0% | 6.181% | 100% | 0% | 0% | 100% | 100% | 0% | 6.181% | 1
4249 | 0% | 10.13% | 100% | 0% | 0% | 100% | 100% | 0% | 10.13% | 1
4250 | 0% | 7.102% | 100% | 0% | 0% | 100% | 100% | 0% | 7.102% | 1
4251 | 0% | 2.809% | 100% | 0% | 0% | 100% | 100% | 0% | 2.809% | 1
4252 | 0% | 1.575% | 100% | 0% | 0% | 100% | 100% | 0% | 1.575% | 1
4253 | 0% | 2.866% | 100% | 0% | 0% | 100% | 100% | 0% | 2.866% | 1
4254 | 0% | 1.294% | 100% | 0% | 0% | 100% | 100% | 0% | 1.294% | 1
4255 | 0% | 3.448% | 100% | 0% | 0% | 100% | 100% | 0% | 3.448% | 1
4256 | 0% | 3.418% | 100% | 0% | 0% | 100% | 100% | 0% | 3.418% | 1
4257 | 9.836% | 7.191% | 100% | 0% | 0% | 100% | 100% | 9.836% | 7.191% | 1
4258 | 29% | 10.07% | 100% | 0% | 0% | 100% | 100% | 29% | 10.07% | 1
4259 | 24.56% | 14.39% | 100% | 0% | 0% | 100% | 100% | 24.56% | 14.39% | 1
4260 | 23.82% | 17.78% | 100% | 0% | 0% | 100% | 100% | 23.82% | 17.78% | 1
4261 | 20.87% | 20.39% | 100% | 0% | 0% | 100% | 100% | 20.87% | 20.39% | 1
4262 | 15.98% | 23.05% | 100% | 0% | 0% | 100% | 100% | 15.98% | 23.05% | 1
4263 | 14.34% | 22.74% | 100% | 0% | 0% | 100% | 100% | 14.34% | 22.74% | 1
4264 | 10.62% | 19.52% | 100% | 0% | 0% | 100% | 100% | 10.62% | 19.52% | 1
4265 | 0.4948% | 19% | 100% | 0% | 0% | 100% | 100% | 0.4948% | 19% | 1
4266 | 0% | 20.45% | 100% | 0% | 0% | 100% | 100% | 0% | 20.45% | 1
4267 | 0% | 14.6% | 100% | 0% | 0% | 100% | 100% | 0% | 14.6% | 1
4268 | 0% | 10.5% | 100% | 0% | 0% | 100% | 100% | 0% | 10.5% | 1
4269 | 0% | 5.375% | 100% | 0% | 0% | 100% | 100% | 0% | 5.375% | 1
4270 | 0% | 1.011% | 100% | 0% | 0% | 100% | 100% | 0% | 1.011% | 1
4271 | 0% | 0% | 100% | 0% | 0% | 100% | 100% | 0% | 0% | 1
4272 | 0% | 0.2093% | 100% | 0% | 0% | 100% | 100% | 0% | 0.2093% | 1
4273 | 0% | 4.722% | 100% | 0% | 0% | 100% | 100% | 0% | 4.722% | 1
4274 | 0% | 0% | 100% | 0% | 0% | 100% | 100% | 0% | 0% | 1
4275 | 0% | 0% | 100% | 0% | 0% | 100% | 100% | 0% | 0% | 1
4276 | 0% | 0% | 100% | 0% | 0% | 100% | 100% | 0% | 0% | 1
4277 | 0% | 0% | 100% | 0% | 0% | 100% | 100% | 0% | 0% | 1
4278 | 0% | 0% | 100% | 0% | 0% | 100% | 100% | 0% | 0% | 1
4279 | 0% | 1.21% | 100% | 0% | 0% | 100% | 100% | 0% | 1.21% | 1
4280 | 0% | 0.643% | 100% | 0% | 0% | 100% | 100% | 0% | 0.643% | 1
4281 | 10.96% | 2.534% | 100% | 0% | 0% | 100% | 100% | 10.96% | 2.534% | 1
4282 | 32.47% | 7.047% | 100% | 0% | 0% | 100% | 100% | 32.47% | 7.047% | 1
4283 | 33.16% | 10.58% | 100% | 0% | 0% | 100% | 100% | 33.16% | 10.58% | 1
4284 | 22.38% | 13.69% | 100% | 0% | 0% | 100% | 100% | 22.38% | 13.69% | 1
4285 | 16.59% | 15.16% | 100% | 0% | 0% | 100% | 100% | 16.59% | 15.16% | 1
4286 | 11.88% | 16.99% | 100% | 0% | 0% | 100% | 100% | 11.88% | 16.99% | 1
4287 | 14.72% | 16.4% | 100% | 0% | 0% | 100% | 100% | 14.72% | 16.4% | 1
4288 | 13.3% | 15.15% | 100% | 0% | 0% | 100% | 100% | 13.3% | 15.15% | 1
4289 | 1.769% | 15.21% | 100% | 0% | 0% | 100% | 100% | 1.769% | 15.21% | 1
4290 | 0% | 14.9% | 100% | 0% | 0% | 100% | 100% | 0% | 14.9% | 1
4291 | 0% | 10.02% | 100% | 0% | 0% | 100% | 100% | 0% | 10.02% | 1
4292 | 0% | 7.06% | 100% | 0% | 0% | 100% | 100% | 0% | 7.06% | 1
4293 | 0% | 4.083% | 100% | 0% | 0% | 100% | 100% | 0% | 4.083% | 1
4294 | 0% | 0% | 100% | 0% | 0% | 100% | 100% | 0% | 0% | 1
4295 | 0% | 0% | 100% | 0% | 0% | 100% | 100% | 0% | 0% | 1
4296 | 0% | 0% | 100% | 0% | 0% | 100% | 100% | 0% | 0% | 1
4297 | 0% | 0% | 100% | 0% | 0% | 100% | 100% | 0% | 0% | 1
4298 | 0% | 0% | 100% | 0% | 0% | 100% | 100% | 0% | 0% | 1
4299 | 0% | 0% | 100% | 0% | 0% | 100% | 100% | 0% | 0% | 1
4300 | 0% | 0% | 100% | 0% | 0% | 100% | 100% | 0% | 0% | 1
4301 | 0% | 0.2391% | 100% | 0% | 0% | 100% | 100% | 0% | 0.2391% | 1
4302 | 0% | 0% | 100% | 0% | 0% | 100% | 100% | 0% | 0% | 1
4303 | 0% | 1.487% | 100% | 0% | 0% | 100% | 100% | 0% | 1.487% | 1
4304 | 0% | 1.349% | 100% | 0% | 0% | 100% | 100% | 0% | 1.349% | 1
4305 | 11.34% | 2.601% | 100% | 0% | 0% | 100% | 100% | 11.34% | 2.601% | 1
4306 | 23.18% | 6.024% | 100% | 0% | 0% | 100% | 100% | 23.18% | 6.024% | 1
4307 | 33.81% | 9.279% | 100% | 0% | 0% | 100% | 100% | 33.81% | 9.279% | 1
4308 | 27.14% | 13.38% | 100% | 0% | 0% | 100% | 100% | 27.14% | 13.38% | 1
4309 | 20.64% | 14.73% | 100% | 0% | 0% | 100% | 100% | 20.64% | 14.73% | 1
4310 | 18.51% | 15.58% | 100% | 0% | 0% | 100% | 100% | 18.51% | 15.58% | 1
4311 | 19.61% | 14.26% | 100% | 0% | 0% | 100% | 100% | 19.61% | 14.26% | 1
4312 | 13.48% | 12.71% | 100% | 0% | 0% | 100% | 100% | 13.48% | 12.71% | 1
4313 | 5.823% | 10.76% | 100% | 0% | 0% | 100% | 100% | 5.823% | 10.76% | 1
4314 | 0% | 10.01% | 100% | 0% | 0% | 100% | 100% | 0% | 10.01% | 1
4315 | 0% | 6.543% | 100% | 0% | 0% | 100% | 100% | 0% | 6.543% | 1
4316 | 0% | 2.439% | 100% | 0% | 0% | 100% | 100% | 0% | 2.439% | 1
4317 | 0% | 0.2836% | 100% | 0% | 0% | 100% | 100% | 0% | 0.2836% | 1
4318 | 0% | 0% | 100% | 0% | 0% | 100% | 100% | 0% | 0% | 1
4319 | 0% | 0% | 100% | 0% | 0% | 100% | 100% | 0% | 0% | 1
4320 | 0% | 0% | 100% | 0% | 0% | 100% | 100% | 0% | 0% | 1
4321 | 0% | 0% | 100% | 0% | 0% | 100% | 100% | 0% | 0% | 1
4322 | 0% | 0% | 100% | 0% | 0% | 100% | 100% | 0% | 0% | 1
4323 | 0% | 0% | 100% | 0% | 0% | 100% | 100% | 0% | 0% | 1
4324 | 0% | 0% | 100% | 0% | 0% | 100% | 100% | 0% | 0% | 1
4325 | 0% | 0% | 100% | 0% | 0% | 100% | 100% | 0% | 0% | 1
4326 | 0% | 0% | 100% | 0% | 0% | 100% | 100% | 0% | 0% | 1
4327 | 0% | 0.7891% | 100% | 0% | 0% | 100% | 100% | 0% | 0.7891% | 1
4328 | 0% | 1.215% | 100% | 0% | 0% | 100% | 100% | 0% | 1.215% | 1
4329 | 11.14% | 1.923% | 100% | 0% | 0% | 100% | 100% | 11.14% | 1.923% | 1
4330 | 15.92% | 5.07% | 100% | 0% | 0% | 100% | 100% | 15.92% | 5.07% | 1
4331 | 29.73% | 8.824% | 100% | 0% | 0% | 100% | 100% | 29.73% | 8.824% | 1
4332 | 29.68% | 10.54% | 100% | 0% | 0% | 100% | 100% | 29.68% | 10.54% | 1
4333 | 21.04% | 12.44% | 100% | 0% | 0% | 100% | 100% | 21.04% | 12.44% | 1
4334 | 23.28% | 12.17% | 100% | 0% | 0% | 100% | 100% | 23.28% | 12.17% | 1
4335 | 18.76% | 10.12% | 100% | 0% | 0% | 100% | 100% | 18.76% | 10.12% | 1
4336 | 13.83% | 9.536% | 100% | 0% | 0% | 100% | 100% | 13.83% | 9.536% | 1
4337 | 4.351% | 6.283% | 100% | 0% | 0% | 100% | 100% | 4.351% | 6.283% | 1
4338 | 0% | 5.117% | 100% | 0% | 0% | 100% | 100% | 0% | 5.117% | 1
4339 | 0% | 4.322% | 100% | 0% | 0% | 100% | 100% | 0% | 4.322% | 1
4340 | 0% | 0.7759% | 100% | 0% | 0% | 100% | 100% | 0% | 0.7759% | 1
4341 | 0% | 0.1593% | 100% | 0% | 0% | 100% | 100% | 0% | 0.1593% | 1
4342 | 0% | 0.4856% | 100% | 0% | 0% | 100% | 100% | 0% | 0.4856% | 1
4343 | 0% | 0.321% | 100% | 0% | 0% | 100% | 100% | 0% | 0.321% | 1
4344 | 0% | 0% | 100% | 0% | 0% | 100% | 100% | 0% | 0% | 1
4345 | 0% | 0% | 100% | 0% | 0% | 100% | 100% | 0% | 0% | 1
4346 | 0% | 0% | 100% | 0% | 0% | 100% | 100% | 0% | 0% | 1
4347 | 0% | 0% | 100% | 0% | 0% | 100% | 100% | 0% | 0% | 1
4348 | 0% | 0% | 100% | 0% | 0% | 100% | 100% | 0% | 0% | 1
4349 | 0% | 0% | 100% | 0% | 0% | 100% | 100% | 0% | 0% | 1
4350 | 0% | 0% | 100% | 0% | 0% | 100% | 100% | 0% | 0% | 1
4351 | 0% | 1% | 100% | 0% | 0% | 100% | 100% | 0% | 1% | 1
4352 | 0% | 1.128% | 100% | 0% | 0% | 100% | 100% | 0% | 1.128% | 1
4353 | 13.08% | 1.693% | 100% | 0% | 0% | 100% | 100% | 13.08% | 1.693% | 1
4354 | 14.28% | 4.651% | 100% | 0% | 0% | 100% | 100% | 14.28% | 4.651% | 1
4355 | 26.36% | 7.093% | 100% | 0% | 0% | 100% | 100% | 26.36% | 7.093% | 1
4356 | 29.07% | 8.351% | 100% | 0% | 0% | 100% | 100% | 29.07% | 8.351% | 1
4357 | 23.1% | 11.13% | 100% | 0% | 0% | 100% | 100% | 23.1% | 11.13% | 1
4358 | 25.5% | 9.794% | 100% | 0% | 0% | 100% | 100% | 25.5% | 9.794% | 1
4359 | 20.21% | 9.906% | 100% | 0% | 0% | 100% | 100% | 20.21% | 9.906% | 1
4360 | 12.72% | 10.8% | 100% | 0% | 0% | 100% | 100% | 12.72% | 10.8% | 1
4361 | 4.71% | 7.622% | 100% | 0% | 0% | 100% | 100% | 4.71% | 7.622% | 1
4362 | 0% | 5.892% | 100% | 0% | 0% | 100% | 100% | 0% | 5.892% | 1
4363 | 0% | 5.459% | 100% | 0% | 0% | 100% | 100% | 0% | 5.459% | 1
4364 | 0% | 1.257% | 100% | 0% | 0% | 100% | 100% | 0% | 1.257% | 1
4365 | 0% | 1.514% | 100% | 0% | 0% | 100% | 100% | 0% | 1.514% | 1
4366 | 0% | 1.653% | 100% | 0% | 0% | 100% | 100% | 0% | 1.653% | 1
4367 | 0% | 3.898% | 100% | 0% | 0% | 100% | 100% | 0% | 3.898% | 1
4368 | 0% | 2.802% | 100% | 0% | 0% | 100% | 100% | 0% | 2.802% | 1
4369 | 0% | 0% | 100% | 0% | 0% | 100% | 100% | 0% | 0% | 1
4370 | 0% | 0.6144% | 100% | 0% | 0% | 100% | 100% | 0% | 0.6144% | 1
4371 | 0% | 0% | 100% | 0% | 0% | 100% | 100% | 0% | 0% | 1
4372 | 0% | 0% | 100% | 0% | 0% | 100% | 100% | 0% | 0% | 1
4373 | 0% | 0% | 100% | 0% | 0% | 100% | 100% | 0% | 0% | 1
4374 | 0% | 0.6045% | 100% | 0% | 0% | 100% | 100% | 0% | 0.6045% | 1
4375 | 0% | 5.407% | 100% | 0% | 0% | 100% | 100% | 0% | 5.407% | 1
4376 | 0% | 4.819% | 100% | 0% | 0% | 100% | 100% | 0% | 4.819% | 1
4377 | 6.973% | 5.905% | 100% | 0% | 0% | 100% | 100% | 6.973% | 5.905% | 1
4378 | 10.74% | 8.623% | 100% | 0% | 0% | 100% | 100% | 10.74% | 8.623% | 1
4379 | 16.37% | 10.65% | 100% | 0% | 0% | 100% | 100% | 16.37% | 10.65% | 1
4380 | 26.02% | 10.73% | 100% | 0% | 0% | 100% | 100% | 26.02% | 10.73% | 1
4381 | 21.64% | 14.02% | 100% | 0% | 0% | 100% | 100% | 21.64% | 14.02% | 1
4382 | 20.98% | 12.98% | 100% | 0% | 0% | 100% | 100% | 20.98% | 12.98% | 1
4383 | 18.26% | 13.43% | 100% | 0% | 0% | 100% | 100% | 18.26% | 13.43% | 1
4384 | 13.26% | 14.17% | 100% | 0% | 0% | 100% | 100% | 13.26% | 14.17% | 1
4385 | 5.371% | 11.98% | 100% | 0% | 0% | 100% | 100% | 5.371% | 11.98% | 1
4386 | 0% | 10.45% | 100% | 0% | 0% | 100% | 100% | 0% | 10.45% | 1
4387 | 0% | 10.66% | 100% | 0% | 0% | 100% | 100% | 0% | 10.66% | 1
4388 | 0% | 6.267% | 100% | 0% | 0% | 100% | 100% | 0% | 6.267% | 1
4389 | 0% | 6.759% | 100% | 0% | 0% | 100% | 100% | 0% | 6.759% | 1
4390 | 0% | 6.345% | 100% | 0% | 0% | 100% | 100% | 0% | 6.345% | 1
4391 | 0% | 7.722% | 100% | 0% | 0% | 100% | 100% | 0% | 7.722% | 1
4392 | 0% | 5.46% | 100% | 0% | 0% | 100% | 100% | 0% | 5.46% | 1
4393 | 0% | 0% | 100% | 0% | 0% | 100% | 100% | 0% | 0% | 1
4394 | 0% | 2.513% | 100% | 0% | 0% | 100% | 100% | 0% | 2.513% | 1
4395 | 0% | 1.19% | 100% | 0% | 0% | 100% | 100% | 0% | 1.19% | 1
4396 | 0% | 1.314% | 100% | 0% | 0% | 100% | 100% | 0% | 1.314% | 1
4397 | 0% | 2.433% | 100% | 0% | 0% | 100% | 100% | 0% | 2.433% | 1
4398 | 0% | 3.631% | 100% | 0% | 0% | 100% | 100% | 0% | 3.631% | 1
4399 | 0% | 8.64% | 100% | 0% | 0% | 100% | 100% | 0% | 8.64% | 1
4400 | 0% | 7.528% | 100% | 0% | 0% | 100% | 100% | 0% | 7.528% | 1
4401 | 4.492% | 10.42% | 100% | 0% | 0% | 100% | 100% | 4.492% | 10.42% | 1
4402 | 12.7% | 13.39% | 100% | 0% | 0% | 100% | 100% | 12.7% | 13.39% | 1
4403 | 17.51% | 13.92% | 100% | 0% | 0% | 100% | 100% | 17.51% | 13.92% | 1
4404 | 23.53% | 16.33% | 100% | 0% | 0% | 100% | 100% | 23.53% | 16.33% | 1
4405 | 25.23% | 18.9% | 100% | 0% | 0% | 100% | 100% | 25.23% | 18.9% | 1
4406 | 22.98% | 17.48% | 100% | 0% | 0% | 100% | 100% | 22.98% | 17.48% | 1
4407 | 20.74% | 20.24% | 100% | 0% | 0% | 100% | 100% | 20.74% | 20.24% | 1
4408 | 15.27% | 21.23% | 100% | 0% | 0% | 100% | 100% | 15.27% | 21.23% | 1
4409 | 5.906% | 19.69% | 100% | 0% | 0% | 100% | 100% | 5.906% | 19.69% | 1
4410 | 0% | 16.13% | 100% | 0% | 0% | 100% | 100% | 0% | 16.13% | 1
4411 | 0% | 13.8% | 100% | 0% | 0% | 100% | 100% | 0% | 13.8% | 1
4412 | 0% | 9.793% | 100% | 0% | 0% | 100% | 100% | 0% | 9.793% | 1
4413 | 0% | 9.94% | 100% | 0% | 0% | 100% | 100% | 0% | 9.94% | 1
4414 | 0% | 9.984% | 100% | 0% | 0% | 100% | 100% | 0% | 9.984% | 1
4415 | 0% | 10.45% | 100% | 0% | 0% | 100% | 100% | 0% | 10.45% | 1
4416 | 0% | 10.64% | 100% | 0% | 0% | 100% | 100% | 0% | 10.64% | 1
4417 | 0% | 2.325% | 100% | 0% | 0% | 100% | 100% | 0% | 2.325% | 1
4418 | 0% | 6.9% | 100% | 0% | 0% | 100% | 100% | 0% | 6.9% | 1
4419 | 0% | 5.324% | 100% | 0% | 0% | 100% | 100% | 0% | 5.324% | 1
4420 | 0% | 5.012% | 100% | 0% | 0% | 100% | 100% | 0% | 5.012% | 1
4421 | 0% | 5.809% | 100% | 0% | 0% | 100% | 100% | 0% | 5.809% | 1
4422 | 0% | 6.354% | 100% | 0% | 0% | 100% | 100% | 0% | 6.354% | 1
4423 | 0% | 10.57% | 100% | 0% | 0% | 100% | 100% | 0% | 10.57% | 1
4424 | 0% | 10.26% | 100% | 0% | 0% | 100% | 100% | 0% | 10.26% | 1
4425 | 2.609% | 10.44% | 100% | 0% | 0% | 100% | 100% | 2.609% | 10.44% | 1
4426 | 11.97% | 13.1% | 100% | 0% | 0% | 100% | 100% | 11.97% | 13.1% | 1
4427 | 18.36% | 15.5% | 100% | 0% | 0% | 100% | 100% | 18.36% | 15.5% | 1
4428 | 23.55% | 18.16% | 100% | 0% | 0% | 100% | 100% | 23.55% | 18.16% | 1
4429 | 24.92% | 18.99% | 100% | 0% | 0% | 100% | 100% | 24.92% | 18.99% | 1
4430 | 22.96% | 19.77% | 100% | 0% | 0% | 100% | 100% | 22.96% | 19.77% | 1
4431 | 17.51% | 21.16% | 100% | 0% | 0% | 100% | 100% | 17.51% | 21.16% | 1
4432 | 15.25% | 21.42% | 100% | 0% | 0% | 100% | 100% | 15.25% | 21.42% | 1
4433 | 5.87% | 18.47% | 100% | 0% | 0% | 100% | 100% | 5.87% | 18.47% | 1
4434 | 0% | 18.14% | 100% | 0% | 0% | 100% | 100% | 0% | 18.14% | 1
4435 | 0% | 14.02% | 100% | 0% | 0% | 100% | 100% | 0% | 14.02% | 1
4436 | 0% | 11.35% | 100% | 0% | 0% | 100% | 100% | 0% | 11.35% | 1
4437 | 0% | 10.42% | 100% | 0% | 0% | 100% | 100% | 0% | 10.42% | 1
4438 | 0% | 10.07% | 100% | 0% | 0% | 100% | 100% | 0% | 10.07% | 1
4439 | 0% | 8.441% | 100% | 0% | 0% | 100% | 100% | 0% | 8.441% | 1
4440 | 0% | 6.941% | 100% | 0% | 0% | 100% | 100% | 0% | 6.941% | 1
4441 | 0% | 8.308% | 100% | 0% | 0% | 100% | 100% | 0% | 8.308% | 1
4442 | 0% | 3.461% | 100% | 0% | 0% | 100% | 100% | 0% | 3.461% | 1
4443 | 0% | 3.432% | 100% | 0% | 0% | 100% | 100% | 0% | 3.432% | 1
4444 | 0% | 3.276% | 100% | 0% | 0% | 100% | 100% | 0% | 3.276% | 1
4445 | 0% | 3.077% | 100% | 0% | 0% | 100% | 100% | 0% | 3.077% | 1
4446 | 0% | 1.979% | 100% | 0% | 0% | 100% | 100% | 0% | 1.979% | 1
4447 | 0% | 5.576% | 100% | 0% | 0% | 100% | 100% | 0% | 5.576% | 1
4448 | 0% | 7.153% | 100% | 0% | 0% | 100% | 100% | 0% | 7.153% | 1
4449 | 3.841% | 6.832% | 100% | 0% | 0% | 100% | 100% | 3.841% | 6.832% | 1
4450 | 15.51% | 10.09% | 100% | 0% | 0% | 100% | 100% | 15.51% | 10.09% | 1
4451 | 25.9% | 12.34% | 100% | 0% | 0% | 100% | 100% | 25.9% | 12.34% | 1
4452 | 24.63% | 16.39% | 100% | 0% | 0% | 100% | 100% | 24.63% | 16.39% | 1
4453 | 29.54% | 17.57% | 100% | 0% | 0% | 100% | 100% | 29.54% | 17.57% | 1
4454 | 28.01% | 17.94% | 100% | 0% | 0% | 100% | 100% | 28.01% | 17.94% | 1
4455 | 23.96% | 17.51% | 100% | 0% | 0% | 100% | 100% | 23.96% | 17.51% | 1
4456 | 17.36% | 17.99% | 100% | 0% | 0% | 100% | 100% | 17.36% | 17.99% | 1
4457 | 3.789% | 15.35% | 100% | 0% | 0% | 100% | 100% | 3.789% | 15.35% | 1
4458 | 0% | 14.04% | 100% | 0% | 0% | 100% | 100% | 0% | 14.04% | 1
4459 | 0% | 10.74% | 100% | 0% | 0% | 100% | 100% | 0% | 10.74% | 1
4460 | 0% | 9.556% | 100% | 0% | 0% | 100% | 100% | 0% | 9.556% | 1
4461 | 0% | 9.421% | 100% | 0% | 0% | 100% | 100% | 0% | 9.421% | 1
4462 | 0% | 8.599% | 100% | 0% | 0% | 100% | 100% | 0% | 8.599% | 1
4463 | 0% | 8.277% | 100% | 0% | 0% | 100% | 100% | 0% | 8.277% | 1
4464 | 0% | 7.774% | 100% | 0% | 0% | 100% | 100% | 0% | 7.774% | 1
4465 | 0% | 4.823% | 100% | 0% | 0% | 100% | 100% | 0% | 4.823% | 1
4466 | 0% | 5.538% | 100% | 0% | 0% | 100% | 100% | 0% | 5.538% | 1
4467 | 0% | 6.052% | 100% | 0% | 0% | 100% | 100% | 0% | 6.052% | 1
4468 | 0% | 5.605% | 100% | 0% | 0% | 100% | 100% | 0% | 5.605% | 1
4469 | 0% | 5.301% | 100% | 0% | 0% | 100% | 100% | 0% | 5.301% | 1
4470 | 0% | 5.614% | 100% | 0% | 0% | 100% | 100% | 0% | 5.614% | 1
4471 | 0% | 5.786% | 100% | 0% | 0% | 100% | 100% | 0% | 5.786% | 1
4472 | 0% | 8.508% | 100% | 0% | 0% | 100% | 100% | 0% | 8.508% | 1
4473 | 5.702% | 6.465% | 100% | 0% | 0% | 100% | 100% | 5.702% | 6.465% | 1
4474 | 13.74% | 8.089% | 100% | 0% | 0% | 100% | 100% | 13.74% | 8.089% | 1
4475 | 29.36% | 10.53% | 100% | 0% | 0% | 100% | 100% | 29.36% | 10.53% | 1
4476 | 31.18% | 13.66% | 100% | 0% | 0% | 100% | 100% | 31.18% | 13.66% | 1
4477 | 33.91% | 15.97% | 100% | 0% | 0% | 100% | 100% | 33.91% | 15.97% | 1
4478 | 29.94% | 17.45% | 100% | 0% | 0% | 100% | 100% | 29.94% | 17.45% | 1
4479 | 29.49% | 16.66% | 100% | 0% | 0% | 100% | 100% | 29.49% | 16.66% | 1
4480 | 19% | 14.92% | 100% | 0% | 0% | 100% | 100% | 19% | 14.92% | 1
4481 | 8.634% | 12.78% | 100% | 0% | 0% | 100% | 100% | 8.634% | 12.78% | 1
4482 | 0% | 14.2% | 100% | 0% | 0% | 100% | 100% | 0% | 14.2% | 1
4483 | 0% | 12.65% | 100% | 0% | 0% | 100% | 100% | 0% | 12.65% | 1
4484 | 0% | 11.35% | 100% | 0% | 0% | 100% | 100% | 0% | 11.35% | 1
4485 | 0% | 11.27% | 100% | 0% | 0% | 100% | 100% | 0% | 11.27% | 1
4486 | 0% | 9.271% | 100% | 0% | 0% | 100% | 100% | 0% | 9.271% | 1
4487 | 0% | 8.875% | 100% | 0% | 0% | 100% | 100% | 0% | 8.875% | 1
4488 | 0% | 6.865% | 100% | 0% | 0% | 100% | 100% | 0% | 6.865% | 1
4489 | 0% | 4.848% | 100% | 0% | 0% | 100% | 100% | 0% | 4.848% | 1
4490 | 0% | 3.646% | 100% | 0% | 0% | 100% | 100% | 0% | 3.646% | 1
4491 | 0% | 4.181% | 100% | 0% | 0% | 100% | 100% | 0% | 4.181% | 1
4492 | 0% | 4.532% | 100% | 0% | 0% | 100% | 100% | 0% | 4.532% | 1
4493 | 0% | 5.407% | 100% | 0% | 0% | 100% | 100% | 0% | 5.407% | 1
4494 | 0% | 5.494% | 100% | 0% | 0% | 100% | 100% | 0% | 5.494% | 1
4495 | 0% | 5.176% | 100% | 0% | 0% | 100% | 100% | 0% | 5.176% | 1
4496 | 0% | 8.153% | 100% | 0% | 0% | 100% | 100% | 0% | 8.153% | 1
4497 | 4.056% | 9.416% | 100% | 0% | 0% | 100% | 100% | 4.056% | 9.416% | 1
4498 | 10.29% | 11% | 100% | 0% | 0% | 100% | 100% | 10.29% | 11% | 1
4499 | 31.97% | 12.6% | 100% | 0% | 0% | 100% | 100% | 31.97% | 12.6% | 1
4500 | 31.22% | 15.59% | 100% | 0% | 0% | 100% | 100% | 31.22% | 15.59% | 1
4501 | 35.27% | 19.08% | 100% | 0% | 0% | 100% | 100% | 35.27% | 19.08% | 1
4502 | 31.63% | 20.11% | 100% | 0% | 0% | 100% | 100% | 31.63% | 20.11% | 1
4503 | 32.11% | 18.87% | 100% | 0% | 0% | 100% | 100% | 32.11% | 18.87% | 1
4504 | 16.89% | 16.91% | 100% | 0% | 0% | 100% | 100% | 16.89% | 16.91% | 1
4505 | 6.669% | 16.15% | 100% | 0% | 0% | 100% | 100% | 6.669% | 16.15% | 1
4506 | 0% | 14.84% | 100% | 0% | 0% | 100% | 100% | 0% | 14.84% | 1
4507 | 0% | 14.56% | 100% | 0% | 0% | 100% | 100% | 0% | 14.56% | 1
4508 | 0% | 13.9% | 100% | 0% | 0% | 100% | 100% | 0% | 13.9% | 1
4509 | 0% | 14.39% | 100% | 0% | 0% | 100% | 100% | 0% | 14.39% | 1
4510 | 0% | 14.02% | 100% | 0% | 0% | 100% | 100% | 0% | 14.02% | 1
4511 | 0% | 15.12% | 100% | 0% | 0% | 100% | 100% | 0% | 15.12% | 1
4512 | 0% | 13.94% | 100% | 0% | 0% | 100% | 100% | 0% | 13.94% | 1
4513 | 0% | 3.028% | 100% | 0% | 0% | 100% | 100% | 0% | 3.028% | 1
4514 | 0% | 9.262% | 100% | 0% | 0% | 100% | 100% | 0% | 9.262% | 1
4515 | 0% | 8.809% | 100% | 0% | 0% | 100% | 100% | 0% | 8.809% | 1
4516 | 0% | 9.204% | 100% | 0% | 0% | 100% | 100% | 0% | 9.204% | 1
4517 | 0% | 9.076% | 100% | 0% | 0% | 100% | 100% | 0% | 9.076% | 1
4518 | 0% | 9.006% | 100% | 0% | 0% | 100% | 100% | 0% | 9.006% | 1
4519 | 0% | 9.519% | 100% | 0% | 0% | 100% | 100% | 0% | 9.519% | 1
4520 | 0% | 10.02% | 100% | 0% | 0% | 100% | 100% | 0% | 10.02% | 1
4521 | 9.781% | 12.48% | 100% | 0% | 0% | 100% | 100% | 9.781% | 12.48% | 1
4522 | 16.89% | 14.49% | 100% | 0% | 0% | 100% | 100% | 16.89% | 14.49% | 1
4523 | 28.46% | 16.68% | 100% | 0% | 0% | 100% | 100% | 28.46% | 16.68% | 1
4524 | 27.93% | 19.42% | 100% | 0% | 0% | 100% | 100% | 27.93% | 19.42% | 1
4525 | 28.27% | 22.72% | 100% | 0% | 0% | 100% | 100% | 28.27% | 22.72% | 1
4526 | 29.79% | 24.85% | 100% | 0% | 0% | 100% | 100% | 29.79% | 24.85% | 1
4527 | 31.6% | 24.63% | 100% | 0% | 0% | 100% | 100% | 31.6% | 24.63% | 1
4528 | 16.76% | 22.12% | 100% | 0% | 0% | 100% | 100% | 16.76% | 22.12% | 1
4529 | 10.06% | 21.29% | 100% | 0% | 0% | 100% | 100% | 10.06% | 21.29% | 1
4530 | 0% | 21.51% | 100% | 0% | 0% | 100% | 100% | 0% | 21.51% | 1
4531 | 0% | 20.13% | 100% | 0% | 0% | 100% | 100% | 0% | 20.13% | 1
4532 | 0% | 18.97% | 100% | 0% | 0% | 100% | 100% | 0% | 18.97% | 1
4533 | 0% | 18.32% | 100% | 0% | 0% | 100% | 100% | 0% | 18.32% | 1
4534 | 0% | 17.41% | 100% | 0% | 0% | 100% | 100% | 0% | 17.41% | 1
4535 | 0% | 17.01% | 100% | 0% | 0% | 100% | 100% | 0% | 17.01% | 1
4536 | 0% | 15.88% | 100% | 0% | 0% | 100% | 100% | 0% | 15.88% | 1
4537 | 0% | 9.037% | 100% | 0% | 0% | 100% | 100% | 0% | 9.037% | 1
4538 | 0% | 7.441% | 100% | 0% | 0% | 100% | 100% | 0% | 7.441% | 1
4539 | 0% | 8.031% | 100% | 0% | 0% | 100% | 100% | 0% | 8.031% | 1
4540 | 0% | 6.993% | 100% | 0% | 0% | 100% | 100% | 0% | 6.993% | 1
4541 | 0% | 7.463% | 100% | 0% | 0% | 100% | 100% | 0% | 7.463% | 1
4542 | 0% | 8.688% | 100% | 0% | 0% | 100% | 100% | 0% | 8.688% | 1
4543 | 0% | 8.929% | 100% | 0% | 0% | 100% | 100% | 0% | 8.929% | 1
4544 | 0% | 10.26% | 100% | 0% | 0% | 100% | 100% | 0% | 10.26% | 1
4545 | 10.28% | 12.65% | 100% | 0% | 0% | 100% | 100% | 10.28% | 12.65% | 1
4546 | 20.29% | 16.43% | 100% | 0% | 0% | 100% | 100% | 20.29% | 16.43% | 1
4547 | 27.96% | 18.65% | 100% | 0% | 0% | 100% | 100% | 27.96% | 18.65% | 1
4548 | 27.68% | 21.81% | 100% | 0% | 0% | 100% | 100% | 27.68% | 21.81% | 1
4549 | 27.25% | 24.93% | 100% | 0% | 0% | 100% | 100% | 27.25% | 24.93% | 1
4550 | 37.08% | 26.14% | 100% | 0% | 0% | 100% | 100% | 37.08% | 26.14% | 1
4551 | 38.51% | 24.17% | 100% | 0% | 0% | 100% | 100% | 38.51% | 24.17% | 1
4552 | 22.17% | 23.26% | 100% | 0% | 0% | 100% | 100% | 22.17% | 23.26% | 1
4553 | 8.853% | 21.15% | 100% | 0% | 0% | 100% | 100% | 8.853% | 21.15% | 1
4554 | 0% | 20.08% | 100% | 0% | 0% | 100% | 100% | 0% | 20.08% | 1
4555 | 0% | 19.34% | 100% | 0% | 0% | 100% | 100% | 0% | 19.34% | 1
4556 | 0% | 17.65% | 100% | 0% | 0% | 100% | 100% | 0% | 17.65% | 1
4557 | 0% | 15.95% | 100% | 0% | 0% | 100% | 100% | 0% | 15.95% | 1
4558 | 0% | 15.74% | 100% | 0% | 0% | 100% | 100% | 0% | 15.74% | 1
4559 | 0% | 15.24% | 100% | 0% | 0% | 100% | 100% | 0% | 15.24% | 1
4560 | 0% | 13.89% | 100% | 0% | 0% | 100% | 100% | 0% | 13.89% | 1
4561 | 0% | 9.845% | 100% | 0% | 0% | 100% | 100% | 0% | 9.845% | 1
4562 | 0% | 4.914% | 100% | 0% | 0% | 100% | 100% | 0% | 4.914% | 1
4563 | 0% | 5.978% | 100% | 0% | 0% | 100% | 100% | 0% | 5.978% | 1
4564 | 0% | 5.337% | 100% | 0% | 0% | 100% | 100% | 0% | 5.337% | 1
4565 | 0% | 4.596% | 100% | 0% | 0% | 100% | 100% | 0% | 4.596% | 1
4566 | 0% | 4.445% | 100% | 0% | 0% | 100% | 100% | 0% | 4.445% | 1
4567 | 0% | 3.836% | 100% | 0% | 0% | 100% | 100% | 0% | 3.836% | 1
4568 | 0% | 6.243% | 100% | 0% | 0% | 100% | 100% | 0% | 6.243% | 1
4569 | 8.501% | 8.075% | 100% | 0% | 0% | 100% | 100% | 8.501% | 8.075% | 1
4570 | 23.54% | 11.48% | 100% | 0% | 0% | 100% | 100% | 23.54% | 11.48% | 1
4571 | 22.22% | 14.05% | 100% | 0% | 0% | 100% | 100% | 22.22% | 14.05% | 1
4572 | 25.59% | 17.46% | 100% | 0% | 0% | 100% | 100% | 25.59% | 17.46% | 1
4573 | 24.4% | 19.41% | 100% | 0% | 0% | 100% | 100% | 24.4% | 19.41% | 1
4574 | 33.58% | 20.81% | 100% | 0% | 0% | 100% | 100% | 33.58% | 20.81% | 1
4575 | 33.32% | 19.16% | 100% | 0% | 0% | 100% | 100% | 33.32% | 19.16% | 1
4576 | 23.23% | 18.79% | 100% | 0% | 0% | 100% | 100% | 23.23% | 18.79% | 1
4577 | 14.39% | 12.05% | 100% | 0% | 0% | 100% | 100% | 14.39% | 12.05% | 1
4578 | 0% | 15.42% | 100% | 0% | 0% | 100% | 100% | 0% | 15.42% | 1
4579 | 0% | 15.57% | 100% | 0% | 0% | 100% | 100% | 0% | 15.57% | 1
4580 | 0% | 12.77% | 100% | 0% | 0% | 100% | 100% | 0% | 12.77% | 1
4581 | 0% | 11.2% | 100% | 0% | 0% | 100% | 100% | 0% | 11.2% | 1
4582 | 0% | 9.544% | 100% | 0% | 0% | 100% | 100% | 0% | 9.544% | 1
4583 | 0% | 8.833% | 100% | 0% | 0% | 100% | 100% | 0% | 8.833% | 1
4584 | 0% | 7.73% | 100% | 0% | 0% | 100% | 100% | 0% | 7.73% | 1
4585 | 0% | 7.111% | 100% | 0% | 0% | 100% | 100% | 0% | 7.111% | 1
4586 | 0% | 0% | 100% | 0% | 0% | 100% | 100% | 0% | 0% | 1
4587 | 0% | 0.6027% | 100% | 0% | 0% | 100% | 100% | 0% | 0.6027% | 1
4588 | 0% | 0.08824% | 100% | 0% | 0% | 100% | 100% | 0% | 0.08824% | 1
4589 | 0% | 0.7461% | 100% | 0% | 0% | 100% | 100% | 0% | 0.7461% | 1
4590 | 0% | 1.15% | 100% | 0% | 0% | 100% | 100% | 0% | 1.15% | 1
4591 | 0% | 0% | 100% | 0% | 0% | 100% | 100% | 0% | 0% | 1
4592 | 0% | 1.222% | 100% | 0% | 0% | 100% | 100% | 0% | 1.222% | 1
4593 | 7.824% | 3.402% | 100% | 0% | 0% | 100% | 100% | 7.824% | 3.402% | 1
4594 | 22.02% | 5.774% | 100% | 0% | 0% | 100% | 100% | 22.02% | 5.774% | 1
4595 | 23.42% | 7.389% | 100% | 0% | 0% | 100% | 100% | 23.42% | 7.389% | 1
4596 | 27.27% | 6.577% | 100% | 0% | 0% | 100% | 100% | 27.27% | 6.577% | 1
4597 | 22.16% | 7.909% | 100% | 0% | 0% | 100% | 100% | 22.16% | 7.909% | 1
4598 | 26.62% | 10.51% | 100% | 0% | 0% | 100% | 100% | 26.62% | 10.51% | 1
4599 | 31.96% | 10.77% | 100% | 0% | 0% | 100% | 100% | 31.96% | 10.77% | 1
4600 | 21.99% | 9.804% | 100% | 0% | 0% | 100% | 100% | 21.99% | 9.804% | 1
4601 | 12.2% | 5.699% | 100% | 0% | 0% | 100% | 100% | 12.2% | 5.699% | 1
4602 | 0% | 6.101% | 100% | 0% | 0% | 100% | 100% | 0% | 6.101% | 1
4603 | 0% | 6.409% | 100% | 0% | 0% | 100% | 100% | 0% | 6.409% | 1
4604 | 0% | 6.051% | 100% | 0% | 0% | 100% | 100% | 0% | 6.051% | 1
4605 | 0% | 5.919% | 100% | 0% | 0% | 100% | 100% | 0% | 5.919% | 1
4606 | 0% | 6.349% | 100% | 0% | 0% | 100% | 100% | 0% | 6.349% | 1
4607 | 0% | 5.498% | 100% | 0% | 0% | 100% | 100% | 0% | 5.498% | 1
4608 | 0% | 5.405% | 100% | 0% | 0% | 100% | 100% | 0% | 5.405% | 1
4609 | 0% | 2.391% | 100% | 0% | 0% | 100% | 100% | 0% | 2.391% | 1
4610 | 0% | 0.02886% | 100% | 0% | 0% | 100% | 100% | 0% | 0.02886% | 1
4611 | 0% | 1.367% | 100% | 0% | 0% | 100% | 100% | 0% | 1.367% | 1
4612 | 0% | 0.07917% | 100% | 0% | 0% | 100% | 100% | 0% | 0.07917% | 1
4613 | 0% | 0.4241% | 100% | 0% | 0% | 100% | 100% | 0% | 0.4241% | 1
4614 | 0% | 0.2455% | 100% | 0% | 0% | 100% | 100% | 0% | 0.2455% | 1
4615 | 0% | 0% | 100% | 0% | 0% | 100% | 100% | 0% | 0% | 1
4616 | 0% | 0.7238% | 100% | 0% | 0% | 100% | 100% | 0% | 0.7238% | 1
4617 | 7.045% | 2.422% | 100% | 0% | 0% | 100% | 100% | 7.045% | 2.422% | 1
4618 | 15.15% | 3.65% | 100% | 0% | 0% | 100% | 100% | 15.15% | 3.65% | 1
4619 | 19.03% | 6.326% | 100% | 0% | 0% | 100% | 100% | 19.03% | 6.326% | 1
4620 | 23.79% | 5.148% | 100% | 0% | 0% | 100% | 100% | 23.79% | 5.148% | 1
4621 | 23.83% | 5.994% | 100% | 0% | 0% | 100% | 100% | 23.83% | 5.994% | 1
4622 | 24.68% | 9.462% | 100% | 0% | 0% | 100% | 100% | 24.68% | 9.462% | 1
4623 | 28.1% | 11.37% | 100% | 0% | 0% | 100% | 100% | 28.1% | 11.37% | 1
4624 | 22.14% | 11.74% | 100% | 0% | 0% | 100% | 100% | 22.14% | 11.74% | 1
4625 | 12.14% | 8.215% | 100% | 0% | 0% | 100% | 100% | 12.14% | 8.215% | 1
4626 | 0% | 8.083% | 100% | 0% | 0% | 100% | 100% | 0% | 8.083% | 1
4627 | 0% | 6.51% | 100% | 0% | 0% | 100% | 100% | 0% | 6.51% | 1
4628 | 0% | 6.329% | 100% | 0% | 0% | 100% | 100% | 0% | 6.329% | 1
4629 | 0% | 6.162% | 100% | 0% | 0% | 100% | 100% | 0% | 6.162% | 1
4630 | 0% | 7.006% | 100% | 0% | 0% | 100% | 100% | 0% | 7.006% | 1
4631 | 0% | 6.912% | 100% | 0% | 0% | 100% | 100% | 0% | 6.912% | 1
4632 | 0% | 6.496% | 100% | 0% | 0% | 100% | 100% | 0% | 6.496% | 1
4633 | 0% | 3.019% | 100% | 0% | 0% | 100% | 100% | 0% | 3.019% | 1
4634 | 0% | 4.37% | 100% | 0% | 0% | 100% | 100% | 0% | 4.37% | 1
4635 | 0% | 5.285% | 100% | 0% | 0% | 100% | 100% | 0% | 5.285% | 1
4636 | 0% | 2.352% | 100% | 0% | 0% | 100% | 100% | 0% | 2.352% | 1
4637 | 0% | 3.299% | 100% | 0% | 0% | 100% | 100% | 0% | 3.299% | 1
4638 | 0% | 3.065% | 100% | 0% | 0% | 100% | 100% | 0% | 3.065% | 1
4639 | 0% | 2.817% | 100% | 0% | 0% | 100% | 100% | 0% | 2.817% | 1
4640 | 0% | 1.584% | 100% | 0% | 0% | 100% | 100% | 0% | 1.584% | 1
4641 | 10.03% | 4.032% | 100% | 0% | 0% | 100% | 100% | 10.03% | 4.032% | 1
4642 | 12.18% | 5.227% | 100% | 0% | 0% | 100% | 100% | 12.18% | 5.227% | 1
4643 | 19.51% | 7.555% | 100% | 0% | 0% | 100% | 100% | 19.51% | 7.555% | 1
4644 | 22.31% | 5.601% | 100% | 0% | 0% | 100% | 100% | 22.31% | 5.601% | 1
4645 | 21.31% | 7.874% | 100% | 0% | 0% | 100% | 100% | 21.31% | 7.874% | 1
4646 | 21.75% | 10.67% | 100% | 0% | 0% | 100% | 100% | 21.75% | 10.67% | 1
4647 | 30.01% | 14.03% | 100% | 0% | 0% | 100% | 100% | 30.01% | 14.03% | 1
4648 | 19.13% | 13.72% | 100% | 0% | 0% | 100% | 100% | 19.13% | 13.72% | 1
4649 | 9.283% | 12.32% | 100% | 0% | 0% | 100% | 100% | 9.283% | 12.32% | 1
4650 | 0% | 10.2% | 100% | 0% | 0% | 100% | 100% | 0% | 10.2% | 1
4651 | 0% | 8.128% | 100% | 0% | 0% | 100% | 100% | 0% | 8.128% | 1
4652 | 0% | 8.853% | 100% | 0% | 0% | 100% | 100% | 0% | 8.853% | 1
4653 | 0% | 10.02% | 100% | 0% | 0% | 100% | 100% | 0% | 10.02% | 1
4654 | 0% | 11.93% | 100% | 0% | 0% | 100% | 100% | 0% | 11.93% | 1
4655 | 0% | 10.32% | 100% | 0% | 0% | 100% | 100% | 0% | 10.32% | 1
4656 | 0% | 9.004% | 100% | 0% | 0% | 100% | 100% | 0% | 9.004% | 1
4657 | 0% | 6.797% | 100% | 0% | 0% | 100% | 100% | 0% | 6.797% | 1
4658 | 0% | 10.04% | 100% | 0% | 0% | 100% | 100% | 0% | 10.04% | 1
4659 | 0% | 8.63% | 100% | 0% | 0% | 100% | 100% | 0% | 8.63% | 1
4660 | 0% | 6.144% | 100% | 0% | 0% | 100% | 100% | 0% | 6.144% | 1
4661 | 0% | 8.24% | 100% | 0% | 0% | 100% | 100% | 0% | 8.24% | 1
4662 | 0% | 5.218% | 100% | 0% | 0% | 100% | 100% | 0% | 5.218% | 1
4663 | 0% | 5.869% | 100% | 0% | 0% | 100% | 100% | 0% | 5.869% | 1
4664 | 0% | 5.254% | 100% | 0% | 0% | 100% | 100% | 0% | 5.254% | 1
4665 | 11.7% | 7.836% | 100% | 0% | 0% | 100% | 100% | 11.7% | 7.836% | 1
4666 | 13.86% | 9.913% | 100% | 0% | 0% | 100% | 100% | 13.86% | 9.913% | 1
4667 | 22.16% | 13.89% | 100% | 0% | 0% | 100% | 100% | 22.16% | 13.89% | 1
4668 | 22.66% | 14.93% | 100% | 0% | 0% | 100% | 100% | 22.66% | 14.93% | 1
4669 | 25.6% | 16.92% | 100% | 0% | 0% | 100% | 100% | 25.6% | 16.92% | 1
4670 | 23.3% | 17.14% | 100% | 0% | 0% | 100% | 100% | 23.3% | 17.14% | 1
4671 | 22.2% | 20.67% | 100% | 0% | 0% | 100% | 100% | 22.2% | 20.67% | 1
4672 | 19.35% | 19.72% | 100% | 0% | 0% | 100% | 100% | 19.35% | 19.72% | 1
4673 | 10.31% | 17.38% | 100% | 0% | 0% | 100% | 100% | 10.31% | 17.38% | 1
4674 | 0% | 18.14% | 100% | 0% | 0% | 100% | 100% | 0% | 18.14% | 1
4675 | 0% | 16.54% | 100% | 0% | 0% | 100% | 100% | 0% | 16.54% | 1
4676 | 0% | 14.75% | 100% | 0% | 0% | 100% | 100% | 0% | 14.75% | 1
4677 | 0% | 14.83% | 100% | 0% | 0% | 100% | 100% | 0% | 14.83% | 1
4678 | 0% | 12.92% | 100% | 0% | 0% | 100% | 100% | 0% | 12.92% | 1
4679 | 0% | 11.99% | 100% | 0% | 0% | 100% | 100% | 0% | 11.99% | 1
4680 | 0% | 10.9% | 100% | 0% | 0% | 100% | 100% | 0% | 10.9% | 1
4681 | 0% | 9.674% | 100% | 0% | 0% | 100% | 100% | 0% | 9.674% | 1
4682 | 0% | 10.59% | 100% | 0% | 0% | 100% | 100% | 0% | 10.59% | 1
4683 | 0% | 9.651% | 100% | 0% | 0% | 100% | 100% | 0% | 9.651% | 1
4684 | 0% | 7.655% | 100% | 0% | 0% | 100% | 100% | 0% | 7.655% | 1
4685 | 0% | 11.8% | 100% | 0% | 0% | 100% | 100% | 0% | 11.8% | 1
4686 | 0% | 8.534% | 100% | 0% | 0% | 100% | 100% | 0% | 8.534% | 1
4687 | 0% | 9.586% | 100% | 0% | 0% | 100% | 100% | 0% | 9.586% | 1
4688 | 0% | 8.201% | 100% | 0% | 0% | 100% | 100% | 0% | 8.201% | 1
4689 | 11.19% | 11% | 100% | 0% | 0% | 100% | 100% | 11.19% | 11% | 1
4690 | 20.44% | 11.78% | 100% | 0% | 0% | 100% | 100% | 20.44% | 11.78% | 1
4691 | 24.03% | 15.87% | 100% | 0% | 0% | 100% | 100% | 24.03% | 15.87% | 1
4692 | 26.75% | 16.46% | 100% | 0% | 0% | 100% | 100% | 26.75% | 16.46% | 1
4693 | 27.79% | 18.93% | 100% | 0% | 0% | 100% | 100% | 27.79% | 18.93% | 1
4694 | 23.34% | 18.64% | 100% | 0% | 0% | 100% | 100% | 23.34% | 18.64% | 1
4695 | 22.41% | 20% | 100% | 0% | 0% | 100% | 100% | 22.41% | 20% | 1
4696 | 15.91% | 20.18% | 100% | 0% | 0% | 100% | 100% | 15.91% | 20.18% | 1
4697 | 7.664% | 17.07% | 100% | 0% | 0% | 100% | 100% | 7.664% | 17.07% | 1
4698 | 0% | 18.1% | 100% | 0% | 0% | 100% | 100% | 0% | 18.1% | 1
4699 | 0% | 16.34% | 100% | 0% | 0% | 100% | 100% | 0% | 16.34% | 1
4700 | 0% | 15.91% | 100% | 0% | 0% | 100% | 100% | 0% | 15.91% | 1
4701 | 0% | 14.83% | 100% | 0% | 0% | 100% | 100% | 0% | 14.83% | 1
4702 | 0% | 12.44% | 100% | 0% | 0% | 100% | 100% | 0% | 12.44% | 1
4703 | 0% | 10.73% | 100% | 0% | 0% | 100% | 100% | 0% | 10.73% | 1
4704 | 0% | 10.33% | 100% | 0% | 0% | 100% | 100% | 0% | 10.33% | 1
4705 | 0% | 11.64% | 100% | 0% | 0% | 100% | 100% | 0% | 11.64% | 1
4706 | 0% | 9.771% | 100% | 0% | 0% | 100% | 100% | 0% | 9.771% | 1
4707 | 0% | 7.546% | 100% | 0% | 0% | 100% | 100% | 0% | 7.546% | 1
4708 | 0% | 7.508% | 100% | 0% | 0% | 100% | 100% | 0% | 7.508% | 1
4709 | 0% | 9.412% | 100% | 0% | 0% | 100% | 100% | 0% | 9.412% | 1
4710 | 0% | 7.506% | 100% | 0% | 0% | 100% | 100% | 0% | 7.506% | 1
4711 | 0% | 10.69% | 100% | 0% | 0% | 100% | 100% | 0% | 10.69% | 1
4712 | 0% | 11.36% | 100% | 0% | 0% | 100% | 100% | 0% | 11.36% | 1
4713 | 8.341% | 14.44% | 100% | 0% | 0% | 100% | 100% | 8.341% | 14.44% | 1
4714 | 21.1% | 17.2% | 100% | 0% | 0% | 100% | 100% | 21.1% | 17.2% | 1
4715 | 24.61% | 21.08% | 100% | 0% | 0% | 100% | 100% | 24.61% | 21.08% | 1
4716 | 32.44% | 22.43% | 100% | 0% | 0% | 100% | 100% | 32.44% | 22.43% | 1
4717 | 36.82% | 22.54% | 100% | 0% | 0% | 100% | 100% | 36.82% | 22.54% | 1
4718 | 29.7% | 21.88% | 100% | 0% | 0% | 100% | 100% | 29.7% | 21.88% | 1
4719 | 22.15% | 21.67% | 100% | 0% | 0% | 100% | 100% | 22.15% | 21.67% | 1
4720 | 19.93% | 22.08% | 100% | 0% | 0% | 100% | 100% | 19.93% | 22.08% | 1
4721 | 6.618% | 20.37% | 100% | 0% | 0% | 100% | 100% | 6.618% | 20.37% | 1
4722 | 0% | 20.63% | 100% | 0% | 0% | 100% | 100% | 0% | 20.63% | 1
4723 | 0% | 18.49% | 100% | 0% | 0% | 100% | 100% | 0% | 18.49% | 1
4724 | 0% | 16.81% | 100% | 0% | 0% | 100% | 100% | 0% | 16.81% | 1
4725 | 0% | 13.15% | 100% | 0% | 0% | 100% | 100% | 0% | 13.15% | 1
4726 | 0% | 11.58% | 100% | 0% | 0% | 100% | 100% | 0% | 11.58% | 1
4727 | 0% | 12.99% | 100% | 0% | 0% | 100% | 100% | 0% | 12.99% | 1
4728 | 0% | 12.28% | 100% | 0% | 0% | 100% | 100% | 0% | 12.28% | 1
4729 | 0% | 10.56% | 100% | 0% | 0% | 100% | 100% | 0% | 10.56% | 1
4730 | 0% | 9.592% | 100% | 0% | 0% | 100% | 100% | 0% | 9.592% | 1
4731 | 0% | 9.926% | 100% | 0% | 0% | 100% | 100% | 0% | 9.926% | 1
4732 | 0% | 9.386% | 100% | 0% | 0% | 100% | 100% | 0% | 9.386% | 1
4733 | 0% | 8.553% | 100% | 0% | 0% | 100% | 100% | 0% | 8.553% | 1
4734 | 0% | 8.49% | 100% | 0% | 0% | 100% | 100% | 0% | 8.49% | 1
4735 | 0% | 10.39% | 100% | 0% | 0% | 100% | 100% | 0% | 10.39% | 1
4736 | 0% | 8.921% | 100% | 0% | 0% | 100% | 100% | 0% | 8.921% | 1
4737 | 4.191% | 13.01% | 100% | 0% | 0% | 100% | 100% | 4.191% | 13.01% | 1
4738 | 18.02% | 16.17% | 100% | 0% | 0% | 100% | 100% | 18.02% | 16.17% | 1
4739 | 18.12% | 16.75% | 100% | 0% | 0% | 100% | 100% | 18.12% | 16.75% | 1
4740 | 26.54% | 15.71% | 100% | 0% | 0% | 100% | 100% | 26.54% | 15.71% | 1
4741 | 35.19% | 16.93% | 100% | 0% | 0% | 100% | 100% | 35.19% | 16.93% | 1
4742 | 33.66% | 17.25% | 100% | 0% | 0% | 100% | 100% | 33.66% | 17.25% | 1
4743 | 25.54% | 16.57% | 100% | 0% | 0% | 100% | 100% | 25.54% | 16.57% | 1
4744 | 14.51% | 16.24% | 100% | 0% | 0% | 100% | 100% | 14.51% | 16.24% | 1
4745 | 2.552% | 14.85% | 100% | 0% | 0% | 100% | 100% | 2.552% | 14.85% | 1
4746 | 0% | 16.63% | 100% | 0% | 0% | 100% | 100% | 0% | 16.63% | 1
4747 | 0% | 15.27% | 100% | 0% | 0% | 100% | 100% | 0% | 15.27% | 1
4748 | 0% | 11.27% | 100% | 0% | 0% | 100% | 100% | 0% | 11.27% | 1
4749 | 0% | 8.818% | 100% | 0% | 0% | 100% | 100% | 0% | 8.818% | 1
4750 | 0% | 8.942% | 100% | 0% | 0% | 100% | 100% | 0% | 8.942% | 1
4751 | 0% | 10.32% | 100% | 0% | 0% | 100% | 100% | 0% | 10.32% | 1
4752 | 0% | 8.908% | 100% | 0% | 0% | 100% | 100% | 0% | 8.908% | 1
4753 | 0% | 10.49% | 100% | 0% | 0% | 100% | 100% | 0% | 10.49% | 1
4754 | 0% | 7.356% | 100% | 0% | 0% | 100% | 100% | 0% | 7.356% | 1
4755 | 0% | 6.922% | 100% | 0% | 0% | 100% | 100% | 0% | 6.922% | 1
4756 | 0% | 5.606% | 100% | 0% | 0% | 100% | 100% | 0% | 5.606% | 1
4757 | 0% | 3.446% | 100% | 0% | 0% | 100% | 100% | 0% | 3.446% | 1
4758 | 0% | 2.733% | 100% | 0% | 0% | 100% | 100% | 0% | 2.733% | 1
4759 | 0% | 5.363% | 100% | 0% | 0% | 100% | 100% | 0% | 5.363% | 1
4760 | 0% | 3.085% | 100% | 0% | 0% | 100% | 100% | 0% | 3.085% | 1
4761 | 6.141% | 9.049% | 100% | 0% | 0% | 100% | 100% | 6.141% | 9.049% | 1
4762 | 18.05% | 13.86% | 100% | 0% | 0% | 100% | 100% | 18.05% | 13.86% | 1
4763 | 23.56% | 14.98% | 100% | 0% | 0% | 100% | 100% | 23.56% | 14.98% | 1
4764 | 28.99% | 15.85% | 100% | 0% | 0% | 100% | 100% | 28.99% | 15.85% | 1
4765 | 34.51% | 16.94% | 100% | 0% | 0% | 100% | 100% | 34.51% | 16.94% | 1
4766 | 32.06% | 18.07% | 100% | 0% | 0% | 100% | 100% | 32.06% | 18.07% | 1
4767 | 22.99% | 17.32% | 100% | 0% | 0% | 100% | 100% | 22.99% | 17.32% | 1
4768 | 17.67% | 14.36% | 100% | 0% | 0% | 100% | 100% | 17.67% | 14.36% | 1
4769 | 6.009% | 14.25% | 100% | 0% | 0% | 100% | 100% | 6.009% | 14.25% | 1
4770 | 0% | 15.6% | 100% | 0% | 0% | 100% | 100% | 0% | 15.6% | 1
4771 | 0% | 14.73% | 100% | 0% | 0% | 100% | 100% | 0% | 14.73% | 1
4772 | 0% | 9.901% | 100% | 0% | 0% | 100% | 100% | 0% | 9.901% | 1
4773 | 0% | 8.392% | 100% | 0% | 0% | 100% | 100% | 0% | 8.392% | 1
4774 | 0% | 10.67% | 100% | 0% | 0% | 100% | 100% | 0% | 10.67% | 1
4775 | 0% | 10.84% | 100% | 0% | 0% | 100% | 100% | 0% | 10.84% | 1
4776 | 0% | 9.525% | 100% | 0% | 0% | 100% | 100% | 0% | 9.525% | 1
4777 | 0% | 7.145% | 100% | 0% | 0% | 100% | 100% | 0% | 7.145% | 1
4778 | 0% | 6.768% | 100% | 0% | 0% | 100% | 100% | 0% | 6.768% | 1
4779 | 0% | 6.812% | 100% | 0% | 0% | 100% | 100% | 0% | 6.812% | 1
4780 | 0% | 4.345% | 100% | 0% | 0% | 100% | 100% | 0% | 4.345% | 1
4781 | 0% | 3.203% | 100% | 0% | 0% | 100% | 100% | 0% | 3.203% | 1
4782 | 0% | 2.481% | 100% | 0% | 0% | 100% | 100% | 0% | 2.481% | 1
4783 | 0% | 2.847% | 100% | 0% | 0% | 100% | 100% | 0% | 2.847% | 1
4784 | 0% | 2.191% | 100% | 0% | 0% | 100% | 100% | 0% | 2.191% | 1
4785 | 10.2% | 7.134% | 100% | 0% | 0% | 100% | 100% | 10.2% | 7.134% | 1
4786 | 25.16% | 12.21% | 100% | 0% | 0% | 100% | 100% | 25.16% | 12.21% | 1
4787 | 24.34% | 14.42% | 100% | 0% | 0% | 100% | 100% | 24.34% | 14.42% | 1
4788 | 28.57% | 15.56% | 100% | 0% | 0% | 100% | 100% | 28.57% | 15.56% | 1
4789 | 29.32% | 15.97% | 100% | 0% | 0% | 100% | 100% | 29.32% | 15.97% | 1
4790 | 24.12% | 17.09% | 100% | 0% | 0% | 100% | 100% | 24.12% | 17.09% | 1
4791 | 20.74% | 17.15% | 100% | 0% | 0% | 100% | 100% | 20.74% | 17.15% | 1
4792 | 15.99% | 15.23% | 100% | 0% | 0% | 100% | 100% | 15.99% | 15.23% | 1
4793 | 7.385% | 15.51% | 100% | 0% | 0% | 100% | 100% | 7.385% | 15.51% | 1
4794 | 0% | 17.11% | 100% | 0% | 0% | 100% | 100% | 0% | 17.11% | 1
4795 | 0% | 16.8% | 100% | 0% | 0% | 100% | 100% | 0% | 16.8% | 1
4796 | 0% | 9.134% | 100% | 0% | 0% | 100% | 100% | 0% | 9.134% | 1
4797 | 0% | 6.472% | 100% | 0% | 0% | 100% | 100% | 0% | 6.472% | 1
4798 | 0% | 8.874% | 100% | 0% | 0% | 100% | 100% | 0% | 8.874% | 1
4799 | 0% | 9.049% | 100% | 0% | 0% | 100% | 100% | 0% | 9.049% | 1
4800 | 0% | 7.306% | 100% | 0% | 0% | 100% | 100% | 0% | 7.306% | 1
4801 | 0% | 7.393% | 100% | 0% | 0% | 100% | 100% | 0% | 7.393% | 1
4802 | 0% | 5.004% | 100% | 0% | 0% | 100% | 100% | 0% | 5.004% | 1
4803 | 0% | 5.611% | 100% | 0% | 0% | 100% | 100% | 0% | 5.611% | 1
4804 | 0% | 2.772% | 100% | 0% | 0% | 100% | 100% | 0% | 2.772% | 1
4805 | 0% | 3.436% | 100% | 0% | 0% | 100% | 100% | 0% | 3.436% | 1
4806 | 0% | 0% | 100% | 0% | 0% | 100% | 100% | 0% | 0% | 1
4807 | 0% | 2.335% | 100% | 0% | 0% | 100% | 100% | 0% | 2.335% | 1
4808 | 0% | 3.293% | 100% | 0% | 0% | 100% | 100% | 0% | 3.293% | 1
4809 | 14.22% | 8.428% | 100% | 0% | 0% | 100% | 100% | 14.22% | 8.428% | 1
4810 | 28.55% | 14.87% | 100% | 0% | 0% | 100% | 100% | 28.55% | 14.87% | 1
4811 | 28.84% | 19.05% | 100% | 0% | 0% | 100% | 100% | 28.84% | 19.05% | 1
4812 | 40.3% | 21.73% | 100% | 0% | 0% | 100% | 100% | 40.3% | 21.73% | 1
4813 | 32.75% | 22.28% | 100% | 0% | 0% | 100% | 100% | 32.75% | 22.28% | 1
4814 | 24.17% | 22.54% | 100% | 0% | 0% | 100% | 100% | 24.17% | 22.54% | 1
4815 | 21.88% | 21.41% | 100% | 0% | 0% | 100% | 100% | 21.88% | 21.41% | 1
4816 | 19.14% | 19.51% | 100% | 0% | 0% | 100% | 100% | 19.14% | 19.51% | 1
4817 | 12.85% | 20.59% | 100% | 0% | 0% | 100% | 100% | 12.85% | 20.59% | 1
4818 | 0% | 18.92% | 100% | 0% | 0% | 100% | 100% | 0% | 18.92% | 1
4819 | 0% | 16.02% | 100% | 0% | 0% | 100% | 100% | 0% | 16.02% | 1
4820 | 0% | 9.022% | 100% | 0% | 0% | 100% | 100% | 0% | 9.022% | 1
4821 | 0% | 6.831% | 100% | 0% | 0% | 100% | 100% | 0% | 6.831% | 1
4822 | 0% | 8.66% | 100% | 0% | 0% | 100% | 100% | 0% | 8.66% | 1
4823 | 0% | 9.71% | 100% | 0% | 0% | 100% | 100% | 0% | 9.71% | 1
4824 | 0% | 7.498% | 100% | 0% | 0% | 100% | 100% | 0% | 7.498% | 1
4825 | 0% | 6.105% | 100% | 0% | 0% | 100% | 100% | 0% | 6.105% | 1
4826 | 0% | 4.519% | 100% | 0% | 0% | 100% | 100% | 0% | 4.519% | 1
4827 | 0% | 4.309% | 100% | 0% | 0% | 100% | 100% | 0% | 4.309% | 1
4828 | 0% | 2.412% | 100% | 0% | 0% | 100% | 100% | 0% | 2.412% | 1
4829 | 0% | 3.913% | 100% | 0% | 0% | 100% | 100% | 0% | 3.913% | 1
4830 | 0% | 0.2363% | 100% | 0% | 0% | 100% | 100% | 0% | 0.2363% | 1
4831 | 0% | 2.555% | 100% | 0% | 0% | 100% | 100% | 0% | 2.555% | 1
4832 | 0% | 5.717% | 100% | 0% | 0% | 100% | 100% | 0% | 5.717% | 1
4833 | 9.661% | 8.948% | 100% | 0% | 0% | 100% | 100% | 9.661% | 8.948% | 1
4834 | 28.01% | 11.36% | 100% | 0% | 0% | 100% | 100% | 28.01% | 11.36% | 1
4835 | 27.62% | 15.73% | 100% | 0% | 0% | 100% | 100% | 27.62% | 15.73% | 1
4836 | 34.09% | 17.82% | 100% | 0% | 0% | 100% | 100% | 34.09% | 17.82% | 1
4837 | 27.86% | 19.57% | 100% | 0% | 0% | 100% | 100% | 27.86% | 19.57% | 1
4838 | 19.76% | 21.56% | 100% | 0% | 0% | 100% | 100% | 19.76% | 21.56% | 1
4839 | 17.87% | 21.75% | 100% | 0% | 0% | 100% | 100% | 17.87% | 21.75% | 1
4840 | 12.79% | 20.88% | 100% | 0% | 0% | 100% | 100% | 12.79% | 20.88% | 1
4841 | 4.47% | 19.98% | 100% | 0% | 0% | 100% | 100% | 4.47% | 19.98% | 1
4842 | 0% | 17.1% | 100% | 0% | 0% | 100% | 100% | 0% | 17.1% | 1
4843 | 0% | 15.09% | 100% | 0% | 0% | 100% | 100% | 0% | 15.09% | 1
4844 | 0% | 8.489% | 100% | 0% | 0% | 100% | 100% | 0% | 8.489% | 1
4845 | 0% | 6.253% | 100% | 0% | 0% | 100% | 100% | 0% | 6.253% | 1
4846 | 0% | 7.153% | 100% | 0% | 0% | 100% | 100% | 0% | 7.153% | 1
4847 | 0% | 9.953% | 100% | 0% | 0% | 100% | 100% | 0% | 9.953% | 1
4848 | 0% | 7.248% | 100% | 0% | 0% | 100% | 100% | 0% | 7.248% | 1
4849 | 0% | 5.613% | 100% | 0% | 0% | 100% | 100% | 0% | 5.613% | 1
4850 | 0% | 5.721% | 100% | 0% | 0% | 100% | 100% | 0% | 5.721% | 1
4851 | 0% | 4.748% | 100% | 0% | 0% | 100% | 100% | 0% | 4.748% | 1
4852 | 0% | 3.388% | 100% | 0% | 0% | 100% | 100% | 0% | 3.388% | 1
4853 | 0% | 3.679% | 100% | 0% | 0% | 100% | 100% | 0% | 3.679% | 1
4854 | 0% | 0.5141% | 100% | 0% | 0% | 100% | 100% | 0% | 0.5141% | 1
4855 | 0% | 3.907% | 100% | 0% | 0% | 100% | 100% | 0% | 3.907% | 1
4856 | 0% | 6.036% | 100% | 0% | 0% | 100% | 100% | 0% | 6.036% | 1
4857 | 4.175% | 11.16% | 100% | 0% | 0% | 100% | 100% | 4.175% | 11.16% | 1
4858 | 16.85% | 12.28% | 100% | 0% | 0% | 100% | 100% | 16.85% | 12.28% | 1
4859 | 22.56% | 16.38% | 100% | 0% | 0% | 100% | 100% | 22.56% | 16.38% | 1
4860 | 33.16% | 18.17% | 100% | 0% | 0% | 100% | 100% | 33.16% | 18.17% | 1
4861 | 29.5% | 21.92% | 100% | 0% | 0% | 100% | 100% | 29.5% | 21.92% | 1
4862 | 25.08% | 23.16% | 100% | 0% | 0% | 100% | 100% | 25.08% | 23.16% | 1
4863 | 23.84% | 22.12% | 100% | 0% | 0% | 100% | 100% | 23.84% | 22.12% | 1
4864 | 12.16% | 20.01% | 100% | 0% | 0% | 100% | 100% | 12.16% | 20.01% | 1
4865 | 2.561% | 18.93% | 100% | 0% | 0% | 100% | 100% | 2.561% | 18.93% | 1
4866 | 0% | 17.06% | 100% | 0% | 0% | 100% | 100% | 0% | 17.06% | 1
4867 | 0% | 13.94% | 100% | 0% | 0% | 100% | 100% | 0% | 13.94% | 1
4868 | 0% | 10.25% | 100% | 0% | 0% | 100% | 100% | 0% | 10.25% | 1
4869 | 0% | 8.988% | 100% | 0% | 0% | 100% | 100% | 0% | 8.988% | 1
4870 | 0% | 9.763% | 100% | 0% | 0% | 100% | 100% | 0% | 9.763% | 1
4871 | 0% | 10.57% | 100% | 0% | 0% | 100% | 100% | 0% | 10.57% | 1
4872 | 0% | 8.063% | 100% | 0% | 0% | 100% | 100% | 0% | 8.063% | 1
4873 | 0% | 4.651% | 100% | 0% | 0% | 100% | 100% | 0% | 4.651% | 1
4874 | 0% | 7.781% | 100% | 0% | 0% | 100% | 100% | 0% | 7.781% | 1
4875 | 0% | 5.603% | 100% | 0% | 0% | 100% | 100% | 0% | 5.603% | 1
4876 | 0% | 3.62% | 100% | 0% | 0% | 100% | 100% | 0% | 3.62% | 1
4877 | 0% | 3.165% | 100% | 0% | 0% | 100% | 100% | 0% | 3.165% | 1
4878 | 0% | 2.093% | 100% | 0% | 0% | 100% | 100% | 0% | 2.093% | 1
4879 | 0% | 4.81% | 100% | 0% | 0% | 100% | 100% | 0% | 4.81% | 1
4880 | 0% | 6.811% | 100% | 0% | 0% | 100% | 100% | 0% | 6.811% | 1
4881 | 0% | 10.5% | 100% | 0% | 0% | 100% | 100% | 0% | 10.5% | 1
4882 | 11.07% | 11.55% | 100% | 0% | 0% | 100% | 100% | 11.07% | 11.55% | 1
4883 | 16.56% | 15.35% | 100% | 0% | 0% | 100% | 100% | 16.56% | 15.35% | 1
4884 | 18.88% | 14.64% | 100% | 0% | 0% | 100% | 100% | 18.88% | 14.64% | 1
4885 | 22.69% | 18.6% | 100% | 0% | 0% | 100% | 100% | 22.69% | 18.6% | 1
4886 | 22.12% | 21.01% | 100% | 0% | 0% | 100% | 100% | 22.12% | 21.01% | 1
4887 | 21.19% | 22.87% | 100% | 0% | 0% | 100% | 100% | 21.19% | 22.87% | 1
4888 | 11.87% | 23.39% | 100% | 0% | 0% | 100% | 100% | 11.87% | 23.39% | 1
4889 | 0.4179% | 19.92% | 100% | 0% | 0% | 100% | 100% | 0.4179% | 19.92% | 1
4890 | 0% | 17.17% | 100% | 0% | 0% | 100% | 100% | 0% | 17.17% | 1
4891 | 0% | 12.07% | 100% | 0% | 0% | 100% | 100% | 0% | 12.07% | 1
4892 | 0% | 7.643% | 100% | 0% | 0% | 100% | 100% | 0% | 7.643% | 1
4893 | 0% | 6.88% | 100% | 0% | 0% | 100% | 100% | 0% | 6.88% | 1
4894 | 0% | 8.115% | 100% | 0% | 0% | 100% | 100% | 0% | 8.115% | 1
4895 | 0% | 9.908% | 100% | 0% | 0% | 100% | 100% | 0% | 9.908% | 1
4896 | 0% | 6.383% | 100% | 0% | 0% | 100% | 100% | 0% | 6.383% | 1
4897 | 0% | 6.834% | 100% | 0% | 0% | 100% | 100% | 0% | 6.834% | 1
4898 | 0% | 7.29% | 100% | 0% | 0% | 100% | 100% | 0% | 7.29% | 1
4899 | 0% | 5.309% | 100% | 0% | 0% | 100% | 100% | 0% | 5.309% | 1
4900 | 0% | 4.107% | 100% | 0% | 0% | 100% | 100% | 0% | 4.107% | 1
4901 | 0% | 3.337% | 100% | 0% | 0% | 100% | 100% | 0% | 3.337% | 1
4902 | 0% | 2.413% | 100% | 0% | 0% | 100% | 100% | 0% | 2.413% | 1
4903 | 0% | 4.885% | 100% | 0% | 0% | 100% | 100% | 0% | 4.885% | 1
4904 | 0% | 7.467% | 100% | 0% | 0% | 100% | 100% | 0% | 7.467% | 1
4905 | 0% | 8.471% | 100% | 0% | 0% | 100% | 100% | 0% | 8.471% | 1
4906 | 12.61% | 12.33% | 100% | 0% | 0% | 100% | 100% | 12.61% | 12.33% | 1
4907 | 17.62% | 14.03% | 100% | 0% | 0% | 100% | 100% | 17.62% | 14.03% | 1
4908 | 23.53% | 13.48% | 100% | 0% | 0% | 100% | 100% | 23.53% | 13.48% | 1
4909 | 26.64% | 16.29% | 100% | 0% | 0% | 100% | 100% | 26.64% | 16.29% | 1
4910 | 25.27% | 16.28% | 100% | 0% | 0% | 100% | 100% | 25.27% | 16.28% | 1
4911 | 28.46% | 18.06% | 100% | 0% | 0% | 100% | 100% | 28.46% | 18.06% | 1
4912 | 18.41% | 16.07% | 100% | 0% | 0% | 100% | 100% | 18.41% | 16.07% | 1
4913 | 6.747% | 14.03% | 100% | 0% | 0% | 100% | 100% | 6.747% | 14.03% | 1
4914 | 0% | 11.74% | 100% | 0% | 0% | 100% | 100% | 0% | 11.74% | 1
4915 | 0% | 8.796% | 100% | 0% | 0% | 100% | 100% | 0% | 8.796% | 1
4916 | 0% | 4.761% | 100% | 0% | 0% | 100% | 100% | 0% | 4.761% | 1
4917 | 0% | 3.894% | 100% | 0% | 0% | 100% | 100% | 0% | 3.894% | 1
4918 | 0% | 3.891% | 100% | 0% | 0% | 100% | 100% | 0% | 3.891% | 1
4919 | 0% | 6.366% | 100% | 0% | 0% | 100% | 100% | 0% | 6.366% | 1
4920 | 0% | 3.462% | 100% | 0% | 0% | 100% | 100% | 0% | 3.462% | 1
4921 | 0% | 6.24% | 100% | 0% | 0% | 100% | 100% | 0% | 6.24% | 1
4922 | 0% | 5.065% | 100% | 0% | 0% | 100% | 100% | 0% | 5.065% | 1
4923 | 0% | 3.866% | 100% | 0% | 0% | 100% | 100% | 0% | 3.866% | 1
4924 | 0% | 0.581% | 100% | 0% | 0% | 100% | 100% | 0% | 0.581% | 1
4925 | 0% | 1.46% | 100% | 0% | 0% | 100% | 100% | 0% | 1.46% | 1
4926 | 0% | 1.235% | 100% | 0% | 0% | 100% | 100% | 0% | 1.235% | 1
4927 | 0% | 3.074% | 100% | 0% | 0% | 100% | 100% | 0% | 3.074% | 1
4928 | 0% | 2.997% | 100% | 0% | 0% | 100% | 100% | 0% | 2.997% | 1
4929 | 0% | 5.031% | 100% | 0% | 0% | 100% | 100% | 0% | 5.031% | 1
4930 | 14.7% | 8.729% | 100% | 0% | 0% | 100% | 100% | 14.7% | 8.729% | 1
4931 | 19.68% | 12.21% | 100% | 0% | 0% | 100% | 100% | 19.68% | 12.21% | 1
4932 | 23.76% | 12.1% | 100% | 0% | 0% | 100% | 100% | 23.76% | 12.1% | 1
4933 | 29.82% | 13.68% | 100% | 0% | 0% | 100% | 100% | 29.82% | 13.68% | 1
4934 | 29.71% | 14.23% | 100% | 0% | 0% | 100% | 100% | 29.71% | 14.23% | 1
4935 | 26.53% | 14.91% | 100% | 0% | 0% | 100% | 100% | 26.53% | 14.91% | 1
4936 | 25.7% | 13.05% | 100% | 0% | 0% | 100% | 100% | 25.7% | 13.05% | 1
4937 | 9.437% | 10.63% | 100% | 0% | 0% | 100% | 100% | 9.437% | 10.63% | 1
4938 | 0% | 8.193% | 100% | 0% | 0% | 100% | 100% | 0% | 8.193% | 1
4939 | 0% | 6.432% | 100% | 0% | 0% | 100% | 100% | 0% | 6.432% | 1
4940 | 0% | 0.6023% | 100% | 0% | 0% | 100% | 100% | 0% | 0.6023% | 1
4941 | 0% | 0.4768% | 100% | 0% | 0% | 100% | 100% | 0% | 0.4768% | 1
4942 | 0% | 0.5354% | 100% | 0% | 0% | 100% | 100% | 0% | 0.5354% | 1
4943 | 0% | 3.73% | 100% | 0% | 0% | 100% | 100% | 0% | 3.73% | 1
4944 | 0% | 0.3574% | 100% | 0% | 0% | 100% | 100% | 0% | 0.3574% | 1
4945 | 0% | 2.738% | 100% | 0% | 0% | 100% | 100% | 0% | 2.738% | 1
4946 | 0% | 0.3933% | 100% | 0% | 0% | 100% | 100% | 0% | 0.3933% | 1
4947 | 0% | 0% | 100% | 0% | 0% | 100% | 100% | 0% | 0% | 1
4948 | 0% | 0% | 100% | 0% | 0% | 100% | 100% | 0% | 0% | 1
4949 | 0% | 0.3143% | 100% | 0% | 0% | 100% | 100% | 0% | 0.3143% | 1
4950 | 0% | 1.276% | 100% | 0% | 0% | 100% | 100% | 0% | 1.276% | 1
4951 | 0% | 1.097% | 100% | 0% | 0% | 100% | 100% | 0% | 1.097% | 1
4952 | 0% | 0.9654% | 100% | 0% | 0% | 100% | 100% | 0% | 0.9654% | 1
4953 | 5.971% | 4.71% | 100% | 0% | 0% | 100% | 100% | 5.971% | 4.71% | 1
4954 | 22.57% | 6.862% | 100% | 0% | 0% | 100% | 100% | 22.57% | 6.862% | 1
4955 | 31.96% | 10.9% | 100% | 0% | 0% | 100% | 100% | 31.96% | 10.9% | 1
4956 | 36.19% | 14.05% | 100% | 0% | 0% | 100% | 100% | 36.19% | 14.05% | 1
4957 | 39.01% | 15.36% | 100% | 0% | 0% | 100% | 100% | 39.01% | 15.36% | 1
4958 | 37.89% | 15.52% | 100% | 0% | 0% | 100% | 100% | 37.89% | 15.52% | 1
4959 | 33.52% | 12.22% | 100% | 0% | 0% | 100% | 100% | 33.52% | 12.22% | 1
4960 | 22.69% | 10.01% | 100% | 0% | 0% | 100% | 100% | 22.69% | 10.01% | 1
4961 | 7.439% | 8.562% | 100% | 0% | 0% | 100% | 100% | 7.439% | 8.562% | 1
4962 | 0% | 6.313% | 100% | 0% | 0% | 100% | 100% | 0% | 6.313% | 1
4963 | 0% | 5.297% | 100% | 0% | 0% | 100% | 100% | 0% | 5.297% | 1
4964 | 0% | 1.136% | 100% | 0% | 0% | 100% | 100% | 0% | 1.136% | 1
4965 | 0% | 0.103% | 100% | 0% | 0% | 100% | 100% | 0% | 0.103% | 1
4966 | 0% | 0% | 100% | 0% | 0% | 100% | 100% | 0% | 0% | 1
4967 | 0% | 1.314% | 100% | 0% | 0% | 100% | 100% | 0% | 1.314% | 1
4968 | 0% | 0% | 100% | 0% | 0% | 100% | 100% | 0% | 0% | 1
4969 | 0% | 0% | 100% | 0% | 0% | 100% | 100% | 0% | 0% | 1
4970 | 0% | 0.1896% | 100% | 0% | 0% | 100% | 100% | 0% | 0.1896% | 1
4971 | 0% | 0% | 100% | 0% | 0% | 100% | 100% | 0% | 0% | 1
4972 | 0% | 0% | 100% | 0% | 0% | 100% | 100% | 0% | 0% | 1
4973 | 0% | 0.3087% | 100% | 0% | 0% | 100% | 100% | 0% | 0.3087% | 1
4974 | 0% | 1.005% | 100% | 0% | 0% | 100% | 100% | 0% | 1.005% | 1
4975 | 0% | 1.699% | 100% | 0% | 0% | 100% | 100% | 0% | 1.699% | 1
4976 | 0% | 1.946% | 100% | 0% | 0% | 100% | 100% | 0% | 1.946% | 1
4977 | 5.262% | 6.875% | 100% | 0% | 0% | 100% | 100% | 5.262% | 6.875% | 1
4978 | 21.49% | 11.14% | 100% | 0% | 0% | 100% | 100% | 21.49% | 11.14% | 1
4979 | 29.85% | 15.83% | 100% | 0% | 0% | 100% | 100% | 29.85% | 15.83% | 1
4980 | 32.75% | 18.64% | 100% | 0% | 0% | 100% | 100% | 32.75% | 18.64% | 1
4981 | 34.72% | 20.33% | 100% | 0% | 0% | 100% | 100% | 34.72% | 20.33% | 1
4982 | 36.92% | 22.05% | 100% | 0% | 0% | 100% | 100% | 36.92% | 22.05% | 1
4983 | 31.54% | 16.74% | 100% | 0% | 0% | 100% | 100% | 31.54% | 16.74% | 1
4984 | 22.87% | 16.93% | 100% | 0% | 0% | 100% | 100% | 22.87% | 16.93% | 1
4985 | 10.14% | 14.93% | 100% | 0% | 0% | 100% | 100% | 10.14% | 14.93% | 1
4986 | 0% | 12.6% | 100% | 0% | 0% | 100% | 100% | 0% | 12.6% | 1
4987 | 0% | 9.59% | 100% | 0% | 0% | 100% | 100% | 0% | 9.59% | 1
4988 | 0% | 7.96% | 100% | 0% | 0% | 100% | 100% | 0% | 7.96% | 1
4989 | 0% | 5.73% | 100% | 0% | 0% | 100% | 100% | 0% | 5.73% | 1
4990 | 0% | 6.105% | 100% | 0% | 0% | 100% | 100% | 0% | 6.105% | 1
4991 | 0% | 6.19% | 100% | 0% | 0% | 100% | 100% | 0% | 6.19% | 1
4992 | 0% | 5.496% | 100% | 0% | 0% | 100% | 100% | 0% | 5.496% | 1
4993 | 0% | 0% | 100% | 0% | 0% | 100% | 100% | 0% | 0% | 1
4994 | 0% | 4.645% | 100% | 0% | 0% | 100% | 100% | 0% | 4.645% | 1
4995 | 0% | 2.666% | 100% | 0% | 0% | 100% | 100% | 0% | 2.666% | 1
4996 | 0% | 0.9767% | 100% | 0% | 0% | 100% | 100% | 0% | 0.9767% | 1
4997 | 0% | 2.783% | 100% | 0% | 0% | 100% | 100% | 0% | 2.783% | 1
4998 | 0% | 4.387% | 100% | 0% | 0% | 100% | 100% | 0% | 4.387% | 1
4999 | 0% | 5.522% | 100% | 0% | 0% | 100% | 100% | 0% | 5.522% | 1
5000 | 0% | 6.156% | 100% | 0% | 0% | 100% | 100% | 0% | 6.156% | 1
5001 | 10.8% | 12.44% | 100% | 0% | 0% | 100% | 100% | 10.8% | 12.44% | 1
5002 | 31.46% | 18.87% | 100% | 0% | 0% | 100% | 100% | 31.46% | 18.87% | 1
5003 | 39.23% | 20.16% | 100% | 0% | 0% | 100% | 100% | 39.23% | 20.16% | 1
5004 | 38.02% | 22.95% | 100% | 0% | 0% | 100% | 100% | 38.02% | 22.95% | 1
5005 | 36.14% | 24.9% | 100% | 0% | 0% | 100% | 100% | 36.14% | 24.9% | 1
5006 | 36.24% | 27.33% | 100% | 0% | 0% | 100% | 100% | 36.24% | 27.33% | 1
5007 | 35.56% | 21.26% | 100% | 0% | 0% | 100% | 100% | 35.56% | 21.26% | 1
5008 | 21.42% | 22.34% | 100% | 0% | 0% | 100% | 100% | 21.42% | 22.34% | 1
5009 | 10.07% | 22.04% | 100% | 0% | 0% | 100% | 100% | 10.07% | 22.04% | 1
5010 | 0% | 18.18% | 100% | 0% | 0% | 100% | 100% | 0% | 18.18% | 1
5011 | 0% | 13.49% | 100% | 0% | 0% | 100% | 100% | 0% | 13.49% | 1
5012 | 0% | 14.17% | 100% | 0% | 0% | 100% | 100% | 0% | 14.17% | 1
5013 | 0% | 12.23% | 100% | 0% | 0% | 100% | 100% | 0% | 12.23% | 1
5014 | 0% | 12.18% | 100% | 0% | 0% | 100% | 100% | 0% | 12.18% | 1
5015 | 0% | 10.42% | 100% | 0% | 0% | 100% | 100% | 0% | 10.42% | 1
5016 | 0% | 11.36% | 100% | 0% | 0% | 100% | 100% | 0% | 11.36% | 1
5017 | 0% | 3.82% | 100% | 0% | 0% | 100% | 100% | 0% | 3.82% | 1
5018 | 0% | 9.211% | 100% | 0% | 0% | 100% | 100% | 0% | 9.211% | 1
5019 | 0% | 6.665% | 100% | 0% | 0% | 100% | 100% | 0% | 6.665% | 1
5020 | 0% | 5.023% | 100% | 0% | 0% | 100% | 100% | 0% | 5.023% | 1
5021 | 0% | 5.377% | 100% | 0% | 0% | 100% | 100% | 0% | 5.377% | 1
5022 | 0% | 5.612% | 100% | 0% | 0% | 100% | 100% | 0% | 5.612% | 1
5023 | 0% | 8.297% | 100% | 0% | 0% | 100% | 100% | 0% | 8.297% | 1
5024 | 0% | 10.64% | 100% | 0% | 0% | 100% | 100% | 0% | 10.64% | 1
5025 | 7.681% | 15.92% | 100% | 0% | 0% | 100% | 100% | 7.681% | 15.92% | 1
5026 | 28.44% | 21.94% | 100% | 0% | 0% | 100% | 100% | 28.44% | 21.94% | 1
5027 | 33.81% | 22.4% | 100% | 0% | 0% | 100% | 100% | 33.81% | 22.4% | 1
5028 | 38.01% | 23.73% | 100% | 0% | 0% | 100% | 100% | 38.01% | 23.73% | 1
5029 | 39.41% | 28.16% | 100% | 0% | 0% | 100% | 100% | 39.41% | 28.16% | 1
5030 | 39.47% | 31.1% | 100% | 0% | 0% | 100% | 100% | 39.47% | 31.1% | 1
5031 | 33.19% | 28.82% | 100% | 0% | 0% | 100% | 100% | 33.19% | 28.82% | 1
5032 | 28.99% | 26.93% | 100% | 0% | 0% | 100% | 100% | 28.99% | 26.93% | 1
5033 | 13.36% | 27.69% | 100% | 0% | 0% | 100% | 100% | 13.36% | 27.69% | 1
5034 | 0% | 25.57% | 100% | 0% | 0% | 100% | 100% | 0% | 25.57% | 1
5035 | 0% | 20.74% | 100% | 0% | 0% | 100% | 100% | 0% | 20.74% | 1
5036 | 0% | 19.74% | 100% | 0% | 0% | 100% | 100% | 0% | 19.74% | 1
5037 | 0% | 18.22% | 100% | 0% | 0% | 100% | 100% | 0% | 18.22% | 1
5038 | 0% | 17.69% | 100% | 0% | 0% | 100% | 100% | 0% | 17.69% | 1
5039 | 0% | 15.84% | 100% | 0% | 0% | 100% | 100% | 0% | 15.84% | 1
5040 | 0% | 18.74% | 100% | 0% | 0% | 100% | 100% | 0% | 18.74% | 1
5041 | 0% | 8.334% | 100% | 0% | 0% | 100% | 100% | 0% | 8.334% | 1
5042 | 0% | 11.8% | 100% | 0% | 0% | 100% | 100% | 0% | 11.8% | 1
5043 | 0% | 10.03% | 100% | 0% | 0% | 100% | 100% | 0% | 10.03% | 1
5044 | 0% | 7.526% | 100% | 0% | 0% | 100% | 100% | 0% | 7.526% | 1
5045 | 0% | 7.659% | 100% | 0% | 0% | 100% | 100% | 0% | 7.659% | 1
5046 | 0% | 9.042% | 100% | 0% | 0% | 100% | 100% | 0% | 9.042% | 1
5047 | 0% | 10.82% | 100% | 0% | 0% | 100% | 100% | 0% | 10.82% | 1
5048 | 0% | 11.51% | 100% | 0% | 0% | 100% | 100% | 0% | 11.51% | 1
5049 | 8.575% | 17.23% | 100% | 0% | 0% | 100% | 100% | 8.575% | 17.23% | 1
5050 | 27.95% | 20.61% | 100% | 0% | 0% | 100% | 100% | 27.95% | 20.61% | 1
5051 | 30.59% | 21.49% | 100% | 0% | 0% | 100% | 100% | 30.59% | 21.49% | 1
5052 | 32.66% | 22.95% | 100% | 0% | 0% | 100% | 100% | 32.66% | 22.95% | 1
5053 | 40.83% | 24.34% | 100% | 0% | 0% | 100% | 100% | 40.83% | 24.34% | 1
5054 | 41.09% | 23.97% | 100% | 0% | 0% | 100% | 100% | 41.09% | 23.97% | 1
5055 | 25.36% | 25.23% | 100% | 0% | 0% | 100% | 100% | 25.36% | 25.23% | 1
5056 | 21.69% | 26.38% | 100% | 0% | 0% | 100% | 100% | 21.69% | 26.38% | 1
5057 | 8.709% | 27.77% | 100% | 0% | 0% | 100% | 100% | 8.709% | 27.77% | 1
5058 | 0% | 20.9% | 100% | 0% | 0% | 100% | 100% | 0% | 20.9% | 1
5059 | 0% | 16.28% | 100% | 0% | 0% | 100% | 100% | 0% | 16.28% | 1
5060 | 0% | 15.78% | 100% | 0% | 0% | 100% | 100% | 0% | 15.78% | 1
5061 | 0% | 15.25% | 100% | 0% | 0% | 100% | 100% | 0% | 15.25% | 1
5062 | 0% | 16.06% | 100% | 0% | 0% | 100% | 100% | 0% | 16.06% | 1
5063 | 0% | 15.6% | 100% | 0% | 0% | 100% | 100% | 0% | 15.6% | 1
5064 | 0% | 15.83% | 100% | 0% | 0% | 100% | 100% | 0% | 15.83% | 1
5065 | 0% | 14.58% | 100% | 0% | 0% | 100% | 100% | 0% | 14.58% | 1
5066 | 0% | 9.284% | 100% | 0% | 0% | 100% | 100% | 0% | 9.284% | 1
5067 | 0% | 8.788% | 100% | 0% | 0% | 100% | 100% | 0% | 8.788% | 1
5068 | 0% | 9.885% | 100% | 0% | 0% | 100% | 100% | 0% | 9.885% | 1
5069 | 0% | 8.485% | 100% | 0% | 0% | 100% | 100% | 0% | 8.485% | 1
5070 | 0% | 6.99% | 100% | 0% | 0% | 100% | 100% | 0% | 6.99% | 1
5071 | 0% | 6.688% | 100% | 0% | 0% | 100% | 100% | 0% | 6.688% | 1
5072 | 0% | 9.8% | 100% | 0% | 0% | 100% | 100% | 0% | 9.8% | 1
5073 | 0.0418% | 13.6% | 100% | 0% | 0% | 100% | 100% | 0.0418% | 13.6% | 1
5074 | 12.53% | 16.59% | 100% | 0% | 0% | 100% | 100% | 12.53% | 16.59% | 1
5075 | 15.65% | 18.7% | 100% | 0% | 0% | 100% | 100% | 15.65% | 18.7% | 1
5076 | 22.67% | 20% | 100% | 0% | 0% | 100% | 100% | 22.67% | 20% | 1
5077 | 25.34% | 20.31% | 100% | 0% | 0% | 100% | 100% | 25.34% | 20.31% | 1
5078 | 27.64% | 21.86% | 100% | 0% | 0% | 100% | 100% | 27.64% | 21.86% | 1
5079 | 18.06% | 23.99% | 100% | 0% | 0% | 100% | 100% | 18.06% | 23.99% | 1
5080 | 17.19% | 23.87% | 100% | 0% | 0% | 100% | 100% | 17.19% | 23.87% | 1
5081 | 6.886% | 24.43% | 100% | 0% | 0% | 100% | 100% | 6.886% | 24.43% | 1
5082 | 0% | 19.93% | 100% | 0% | 0% | 100% | 100% | 0% | 19.93% | 1
5083 | 0% | 16.76% | 100% | 0% | 0% | 100% | 100% | 0% | 16.76% | 1
5084 | 0% | 16.02% | 100% | 0% | 0% | 100% | 100% | 0% | 16.02% | 1
5085 | 0% | 15.79% | 100% | 0% | 0% | 100% | 100% | 0% | 15.79% | 1
5086 | 0% | 15.88% | 100% | 0% | 0% | 100% | 100% | 0% | 15.88% | 1
5087 | 0% | 12.21% | 100% | 0% | 0% | 100% | 100% | 0% | 12.21% | 1
5088 | 0% | 10.19% | 100% | 0% | 0% | 100% | 100% | 0% | 10.19% | 1
5089 | 0% | 14.28% | 100% | 0% | 0% | 100% | 100% | 0% | 14.28% | 1
5090 | 0% | 5.084% | 100% | 0% | 0% | 100% | 100% | 0% | 5.084% | 1
5091 | 0% | 5.93% | 100% | 0% | 0% | 100% | 100% | 0% | 5.93% | 1
5092 | 0% | 6.2% | 100% | 0% | 0% | 100% | 100% | 0% | 6.2% | 1
5093 | 0% | 4.639% | 100% | 0% | 0% | 100% | 100% | 0% | 4.639% | 1
5094 | 0% | 3.723% | 100% | 0% | 0% | 100% | 100% | 0% | 3.723% | 1
5095 | 0% | 4.031% | 100% | 0% | 0% | 100% | 100% | 0% | 4.031% | 1
5096 | 0% | 6.888% | 100% | 0% | 0% | 100% | 100% | 0% | 6.888% | 1
5097 | 0% | 9.872% | 100% | 0% | 0% | 100% | 100% | 0% | 9.872% | 1
5098 | 8.477% | 14.35% | 100% | 0% | 0% | 100% | 100% | 8.477% | 14.35% | 1
5099 | 11.52% | 16.98% | 100% | 0% | 0% | 100% | 100% | 11.52% | 16.98% | 1
5100 | 16.24% | 21.16% | 100% | 0% | 0% | 100% | 100% | 16.24% | 21.16% | 1
5101 | 16.97% | 19.75% | 100% | 0% | 0% | 100% | 100% | 16.97% | 19.75% | 1
5102 | 18.79% | 19.47% | 100% | 0% | 0% | 100% | 100% | 18.79% | 19.47% | 1
5103 | 12.84% | 19.82% | 100% | 0% | 0% | 100% | 100% | 12.84% | 19.82% | 1
5104 | 9.262% | 21.05% | 100% | 0% | 0% | 100% | 100% | 9.262% | 21.05% | 1
5105 | 0.8605% | 22.99% | 100% | 0% | 0% | 100% | 100% | 0.8605% | 22.99% | 1
5106 | 0% | 17.94% | 100% | 0% | 0% | 100% | 100% | 0% | 17.94% | 1
5107 | 0% | 15.35% | 100% | 0% | 0% | 100% | 100% | 0% | 15.35% | 1
5108 | 0% | 17.19% | 100% | 0% | 0% | 100% | 100% | 0% | 17.19% | 1
5109 | 0% | 16.46% | 100% | 0% | 0% | 100% | 100% | 0% | 16.46% | 1
5110 | 0% | 15.63% | 100% | 0% | 0% | 100% | 100% | 0% | 15.63% | 1
5111 | 0% | 11.85% | 100% | 0% | 0% | 100% | 100% | 0% | 11.85% | 1
5112 | 0% | 9.014% | 100% | 0% | 0% | 100% | 100% | 0% | 9.014% | 1
5113 | 0% | 10.05% | 100% | 0% | 0% | 100% | 100% | 0% | 10.05% | 1
5114 | 0% | 6.047% | 100% | 0% | 0% | 100% | 100% | 0% | 6.047% | 1
5115 | 0% | 2.892% | 100% | 0% | 0% | 100% | 100% | 0% | 2.892% | 1
5116 | 0% | 3.94% | 100% | 0% | 0% | 100% | 100% | 0% | 3.94% | 1
5117 | 0% | 3.996% | 100% | 0% | 0% | 100% | 100% | 0% | 3.996% | 1
5118 | 0% | 3.463% | 100% | 0% | 0% | 100% | 100% | 0% | 3.463% | 1
5119 | 0% | 4.557% | 100% | 0% | 0% | 100% | 100% | 0% | 4.557% | 1
5120 | 0% | 6.777% | 100% | 0% | 0% | 100% | 100% | 0% | 6.777% | 1
5121 | 0% | 8.129% | 100% | 0% | 0% | 100% | 100% | 0% | 8.129% | 1
5122 | 3.842% | 12.37% | 100% | 0% | 0% | 100% | 100% | 3.842% | 12.37% | 1
5123 | 8.278% | 15.19% | 100% | 0% | 0% | 100% | 100% | 8.278% | 15.19% | 1
5124 | 13.65% | 19.74% | 100% | 0% | 0% | 100% | 100% | 13.65% | 19.74% | 1
5125 | 9.609% | 19.37% | 100% | 0% | 0% | 100% | 100% | 9.609% | 19.37% | 1
5126 | 13.04% | 20.14% | 100% | 0% | 0% | 100% | 100% | 13.04% | 20.14% | 1
5127 | 7.808% | 19.42% | 100% | 0% | 0% | 100% | 100% | 7.808% | 19.42% | 1
5128 | 4.716% | 20.04% | 100% | 0% | 0% | 100% | 100% | 4.716% | 20.04% | 1
5129 | 0% | 21.01% | 100% | 0% | 0% | 100% | 100% | 0% | 21.01% | 1
5130 | 0% | 16.68% | 100% | 0% | 0% | 100% | 100% | 0% | 16.68% | 1
5131 | 0% | 16.14% | 100% | 0% | 0% | 100% | 100% | 0% | 16.14% | 1
5132 | 0% | 14.31% | 100% | 0% | 0% | 100% | 100% | 0% | 14.31% | 1
5133 | 0% | 15.43% | 100% | 0% | 0% | 100% | 100% | 0% | 15.43% | 1
5134 | 0% | 13.22% | 100% | 0% | 0% | 100% | 100% | 0% | 13.22% | 1
5135 | 0% | 9.77% | 100% | 0% | 0% | 100% | 100% | 0% | 9.77% | 1
5136 | 0% | 7.111% | 100% | 0% | 0% | 100% | 100% | 0% | 7.111% | 1
5137 | 0% | 9.697% | 100% | 0% | 0% | 100% | 100% | 0% | 9.697% | 1
5138 | 0% | 6.38% | 100% | 0% | 0% | 100% | 100% | 0% | 6.38% | 1
5139 | 0% | 2.263% | 100% | 0% | 0% | 100% | 100% | 0% | 2.263% | 1
5140 | 0% | 2.578% | 100% | 0% | 0% | 100% | 100% | 0% | 2.578% | 1
5141 | 0% | 2.47% | 100% | 0% | 0% | 100% | 100% | 0% | 2.47% | 1
5142 | 0% | 1.939% | 100% | 0% | 0% | 100% | 100% | 0% | 1.939% | 1
5143 | 0% | 5.066% | 100% | 0% | 0% | 100% | 100% | 0% | 5.066% | 1
5144 | 0% | 5.897% | 100% | 0% | 0% | 100% | 100% | 0% | 5.897% | 1
5145 | 2.172% | 6.486% | 100% | 0% | 0% | 100% | 100% | 2.172% | 6.486% | 1
5146 | 11.08% | 11.1% | 100% | 0% | 0% | 100% | 100% | 11.08% | 11.1% | 1
5147 | 13.75% | 14.57% | 100% | 0% | 0% | 100% | 100% | 13.75% | 14.57% | 1
5148 | 19.08% | 19.34% | 100% | 0% | 0% | 100% | 100% | 19.08% | 19.34% | 1
5149 | 16.44% | 21.41% | 100% | 0% | 0% | 100% | 100% | 16.44% | 21.41% | 1
5150 | 16.93% | 20.86% | 100% | 0% | 0% | 100% | 100% | 16.93% | 20.86% | 1
5151 | 8.606% | 20.1% | 100% | 0% | 0% | 100% | 100% | 8.606% | 20.1% | 1
5152 | 4.092% | 21.41% | 100% | 0% | 0% | 100% | 100% | 4.092% | 21.41% | 1
5153 | 0% | 21.15% | 100% | 0% | 0% | 100% | 100% | 0% | 21.15% | 1
5154 | 0% | 15.74% | 100% | 0% | 0% | 100% | 100% | 0% | 15.74% | 1
5155 | 0% | 16.25% | 100% | 0% | 0% | 100% | 100% | 0% | 16.25% | 1
5156 | 0% | 15.23% | 100% | 0% | 0% | 100% | 100% | 0% | 15.23% | 1
5157 | 0% | 16.79% | 100% | 0% | 0% | 100% | 100% | 0% | 16.79% | 1
5158 | 0% | 14.99% | 100% | 0% | 0% | 100% | 100% | 0% | 14.99% | 1
5159 | 0% | 13.8% | 100% | 0% | 0% | 100% | 100% | 0% | 13.8% | 1
5160 | 0% | 13.59% | 100% | 0% | 0% | 100% | 100% | 0% | 13.59% | 1
5161 | 0% | 7.722% | 100% | 0% | 0% | 100% | 100% | 0% | 7.722% | 1
5162 | 0% | 12.26% | 100% | 0% | 0% | 100% | 100% | 0% | 12.26% | 1
5163 | 0% | 6.869% | 100% | 0% | 0% | 100% | 100% | 0% | 6.869% | 1
5164 | 0% | 7.014% | 100% | 0% | 0% | 100% | 100% | 0% | 7.014% | 1
5165 | 0% | 6.993% | 100% | 0% | 0% | 100% | 100% | 0% | 6.993% | 1
5166 | 0% | 6.54% | 100% | 0% | 0% | 100% | 100% | 0% | 6.54% | 1
5167 | 0% | 8.587% | 100% | 0% | 0% | 100% | 100% | 0% | 8.587% | 1
5168 | 0% | 8.654% | 100% | 0% | 0% | 100% | 100% | 0% | 8.654% | 1
5169 | 5.022% | 11.9% | 100% | 0% | 0% | 100% | 100% | 5.022% | 11.9% | 1
5170 | 15.9% | 13.18% | 100% | 0% | 0% | 100% | 100% | 15.9% | 13.18% | 1
5171 | 21.07% | 19.03% | 100% | 0% | 0% | 100% | 100% | 21.07% | 19.03% | 1
5172 | 25.81% | 22% | 100% | 0% | 0% | 100% | 100% | 25.81% | 22% | 1
5173 | 24.35% | 23.73% | 100% | 0% | 0% | 100% | 100% | 24.35% | 23.73% | 1
5174 | 25.9% | 24.49% | 100% | 0% | 0% | 100% | 100% | 25.9% | 24.49% | 1
5175 | 17.79% | 23.27% | 100% | 0% | 0% | 100% | 100% | 17.79% | 23.27% | 1
5176 | 11.6% | 23.32% | 100% | 0% | 0% | 100% | 100% | 11.6% | 23.32% | 1
5177 | 0.3584% | 23.82% | 100% | 0% | 0% | 100% | 100% | 0.3584% | 23.82% | 1
5178 | 0% | 17.02% | 100% | 0% | 0% | 100% | 100% | 0% | 17.02% | 1
5179 | 0% | 14.01% | 100% | 0% | 0% | 100% | 100% | 0% | 14.01% | 1
5180 | 0% | 14.76% | 100% | 0% | 0% | 100% | 100% | 0% | 14.76% | 1
5181 | 0% | 16.43% | 100% | 0% | 0% | 100% | 100% | 0% | 16.43% | 1
5182 | 0% | 13.92% | 100% | 0% | 0% | 100% | 100% | 0% | 13.92% | 1
5183 | 0% | 14.72% | 100% | 0% | 0% | 100% | 100% | 0% | 14.72% | 1
5184 | 0% | 14.61% | 100% | 0% | 0% | 100% | 100% | 0% | 14.61% | 1
5185 | 0% | 14.55% | 100% | 0% | 0% | 100% | 100% | 0% | 14.55% | 1
5186 | 0% | 13.47% | 100% | 0% | 0% | 100% | 100% | 0% | 13.47% | 1
5187 | 0% | 9.871% | 100% | 0% | 0% | 100% | 100% | 0% | 9.871% | 1
5188 | 0% | 7.296% | 100% | 0% | 0% | 100% | 100% | 0% | 7.296% | 1
5189 | 0% | 3.687% | 100% | 0% | 0% | 100% | 100% | 0% | 3.687% | 1
5190 | 0% | 4.473% | 100% | 0% | 0% | 100% | 100% | 0% | 4.473% | 1
5191 | 0% | 7.934% | 100% | 0% | 0% | 100% | 100% | 0% | 7.934% | 1
5192 | 0% | 7.934% | 100% | 0% | 0% | 100% | 100% | 0% | 7.934% | 1
5193 | 5.738% | 12.93% | 100% | 0% | 0% | 100% | 100% | 5.738% | 12.93% | 1
5194 | 19.99% | 14.51% | 100% | 0% | 0% | 100% | 100% | 19.99% | 14.51% | 1
5195 | 25.77% | 19.14% | 100% | 0% | 0% | 100% | 100% | 25.77% | 19.14% | 1
5196 | 34.77% | 22.72% | 100% | 0% | 0% | 100% | 100% | 34.77% | 22.72% | 1
5197 | 37.4% | 24.43% | 100% | 0% | 0% | 100% | 100% | 37.4% | 24.43% | 1
5198 | 36.77% | 24.27% | 100% | 0% | 0% | 100% | 100% | 36.77% | 24.27% | 1
5199 | 32.11% | 23.36% | 100% | 0% | 0% | 100% | 100% | 32.11% | 23.36% | 1
5200 | 22.58% | 22.51% | 100% | 0% | 0% | 100% | 100% | 22.58% | 22.51% | 1
5201 | 8.439% | 22.57% | 100% | 0% | 0% | 100% | 100% | 8.439% | 22.57% | 1
5202 | 0% | 18.78% | 100% | 0% | 0% | 100% | 100% | 0% | 18.78% | 1
5203 | 0% | 14.78% | 100% | 0% | 0% | 100% | 100% | 0% | 14.78% | 1
5204 | 0% | 13.6% | 100% | 0% | 0% | 100% | 100% | 0% | 13.6% | 1
5205 | 0% | 14.27% | 100% | 0% | 0% | 100% | 100% | 0% | 14.27% | 1
5206 | 0% | 11.12% | 100% | 0% | 0% | 100% | 100% | 0% | 11.12% | 1
5207 | 0% | 11.24% | 100% | 0% | 0% | 100% | 100% | 0% | 11.24% | 1
5208 | 0% | 11.88% | 100% | 0% | 0% | 100% | 100% | 0% | 11.88% | 1
5209 | 0% | 15.66% | 100% | 0% | 0% | 100% | 100% | 0% | 15.66% | 1
5210 | 0% | 10.63% | 100% | 0% | 0% | 100% | 100% | 0% | 10.63% | 1
5211 | 0% | 8.766% | 100% | 0% | 0% | 100% | 100% | 0% | 8.766% | 1
5212 | 0% | 6.654% | 100% | 0% | 0% | 100% | 100% | 0% | 6.654% | 1
5213 | 0% | 3.214% | 100% | 0% | 0% | 100% | 100% | 0% | 3.214% | 1
5214 | 0% | 4.68% | 100% | 0% | 0% | 100% | 100% | 0% | 4.68% | 1
5215 | 0% | 6.765% | 100% | 0% | 0% | 100% | 100% | 0% | 6.765% | 1
5216 | 0% | 5.653% | 100% | 0% | 0% | 100% | 100% | 0% | 5.653% | 1
5217 | 6.759% | 11.6% | 100% | 0% | 0% | 100% | 100% | 6.759% | 11.6% | 1
5218 | 21.15% | 13.42% | 100% | 0% | 0% | 100% | 100% | 21.15% | 13.42% | 1
5219 | 28.91% | 15.93% | 100% | 0% | 0% | 100% | 100% | 28.91% | 15.93% | 1
5220 | 36.91% | 18.08% | 100% | 0% | 0% | 100% | 100% | 36.91% | 18.08% | 1
5221 | 44.18% | 17.71% | 100% | 0% | 0% | 100% | 100% | 44.18% | 17.71% | 1
5222 | 47.79% | 17.27% | 100% | 0% | 0% | 100% | 100% | 47.79% | 17.27% | 1
5223 | 43.7% | 17.69% | 100% | 0% | 0% | 100% | 100% | 43.7% | 17.69% | 1
5224 | 27.53% | 17.21% | 100% | 0% | 0% | 100% | 100% | 27.53% | 17.21% | 1
5225 | 8.462% | 17.98% | 100% | 0% | 0% | 100% | 100% | 8.462% | 17.98% | 1
5226 | 0% | 15.58% | 100% | 0% | 0% | 100% | 100% | 0% | 15.58% | 1
5227 | 0% | 12.68% | 100% | 0% | 0% | 100% | 100% | 0% | 12.68% | 1
5228 | 0% | 9.093% | 100% | 0% | 0% | 100% | 100% | 0% | 9.093% | 1
5229 | 0% | 9.879% | 100% | 0% | 0% | 100% | 100% | 0% | 9.879% | 1
5230 | 0% | 7.073% | 100% | 0% | 0% | 100% | 100% | 0% | 7.073% | 1
5231 | 0% | 7.02% | 100% | 0% | 0% | 100% | 100% | 0% | 7.02% | 1
5232 | 0% | 6.653% | 100% | 0% | 0% | 100% | 100% | 0% | 6.653% | 1
5233 | 0% | 12.74% | 100% | 0% | 0% | 100% | 100% | 0% | 12.74% | 1
5234 | 0% | 7.828% | 100% | 0% | 0% | 100% | 100% | 0% | 7.828% | 1
5235 | 0% | 6.205% | 100% | 0% | 0% | 100% | 100% | 0% | 6.205% | 1
5236 | 0% | 3.545% | 100% | 0% | 0% | 100% | 100% | 0% | 3.545% | 1
5237 | 0% | 0% | 100% | 0% | 0% | 100% | 100% | 0% | 0% | 1
5238 | 0% | 1.862% | 100% | 0% | 0% | 100% | 100% | 0% | 1.862% | 1
5239 | 0% | 5.179% | 100% | 0% | 0% | 100% | 100% | 0% | 5.179% | 1
5240 | 0% | 4.494% | 100% | 0% | 0% | 100% | 100% | 0% | 4.494% | 1
5241 | 5.148% | 5.823% | 100% | 0% | 0% | 100% | 100% | 5.148% | 5.823% | 1
5242 | 17.12% | 8.744% | 100% | 0% | 0% | 100% | 100% | 17.12% | 8.744% | 1
5243 | 26.09% | 11.24% | 100% | 0% | 0% | 100% | 100% | 26.09% | 11.24% | 1
5244 | 37.13% | 14.24% | 100% | 0% | 0% | 100% | 100% | 37.13% | 14.24% | 1
5245 | 44.38% | 14.56% | 100% | 0% | 0% | 100% | 100% | 44.38% | 14.56% | 1
5246 | 47.32% | 14.18% | 100% | 0% | 0% | 100% | 100% | 47.32% | 14.18% | 1
5247 | 44.18% | 16.17% | 100% | 0% | 0% | 100% | 100% | 44.18% | 16.17% | 1
5248 | 26.99% | 16.43% | 100% | 0% | 0% | 100% | 100% | 26.99% | 16.43% | 1
5249 | 8.767% | 15.85% | 100% | 0% | 0% | 100% | 100% | 8.767% | 15.85% | 1
5250 | 0% | 13.75% | 100% | 0% | 0% | 100% | 100% | 0% | 13.75% | 1
5251 | 0% | 15.64% | 100% | 0% | 0% | 100% | 100% | 0% | 15.64% | 1
5252 | 0% | 8.007% | 100% | 0% | 0% | 100% | 100% | 0% | 8.007% | 1
5253 | 0% | 9.098% | 100% | 0% | 0% | 100% | 100% | 0% | 9.098% | 1
5254 | 0% | 8.873% | 100% | 0% | 0% | 100% | 100% | 0% | 8.873% | 1
5255 | 0% | 7.682% | 100% | 0% | 0% | 100% | 100% | 0% | 7.682% | 1
5256 | 0% | 6.271% | 100% | 0% | 0% | 100% | 100% | 0% | 6.271% | 1
5257 | 0% | 8.177% | 100% | 0% | 0% | 100% | 100% | 0% | 8.177% | 1
5258 | 0% | 6.221% | 100% | 0% | 0% | 100% | 100% | 0% | 6.221% | 1
5259 | 0% | 6.434% | 100% | 0% | 0% | 100% | 100% | 0% | 6.434% | 1
5260 | 0% | 5.3% | 100% | 0% | 0% | 100% | 100% | 0% | 5.3% | 1
5261 | 0% | 2.598% | 100% | 0% | 0% | 100% | 100% | 0% | 2.598% | 1
5262 | 0% | 3.868% | 100% | 0% | 0% | 100% | 100% | 0% | 3.868% | 1
5263 | 0% | 5.36% | 100% | 0% | 0% | 100% | 100% | 0% | 5.36% | 1
5264 | 0% | 3.546% | 100% | 0% | 0% | 100% | 100% | 0% | 3.546% | 1
5265 | 1.404% | 3.181% | 100% | 0% | 0% | 100% | 100% | 1.404% | 3.181% | 1
5266 | 13.56% | 5.22% | 100% | 0% | 0% | 100% | 100% | 13.56% | 5.22% | 1
5267 | 22.8% | 9.407% | 100% | 0% | 0% | 100% | 100% | 22.8% | 9.407% | 1
5268 | 31.86% | 11.49% | 100% | 0% | 0% | 100% | 100% | 31.86% | 11.49% | 1
5269 | 39.12% | 12.51% | 100% | 0% | 0% | 100% | 100% | 39.12% | 12.51% | 1
5270 | 39.75% | 12.52% | 100% | 0% | 0% | 100% | 100% | 39.75% | 12.52% | 1
5271 | 37.28% | 15.15% | 100% | 0% | 0% | 100% | 100% | 37.28% | 15.15% | 1
5272 | 23.37% | 15.67% | 100% | 0% | 0% | 100% | 100% | 23.37% | 15.67% | 1
5273 | 3.997% | 14.7% | 100% | 0% | 0% | 100% | 100% | 3.997% | 14.7% | 1
5274 | 0% | 12.18% | 100% | 0% | 0% | 100% | 100% | 0% | 12.18% | 1
5275 | 0% | 16.18% | 100% | 0% | 0% | 100% | 100% | 0% | 16.18% | 1
5276 | 0% | 11.69% | 100% | 0% | 0% | 100% | 100% | 0% | 11.69% | 1
5277 | 0% | 13.4% | 100% | 0% | 0% | 100% | 100% | 0% | 13.4% | 1
5278 | 0% | 14.94% | 100% | 0% | 0% | 100% | 100% | 0% | 14.94% | 1
5279 | 0% | 13.56% | 100% | 0% | 0% | 100% | 100% | 0% | 13.56% | 1
5280 | 0% | 10.11% | 100% | 0% | 0% | 100% | 100% | 0% | 10.11% | 1
5281 | 0% | 5.905% | 100% | 0% | 0% | 100% | 100% | 0% | 5.905% | 1
5282 | 0% | 6.807% | 100% | 0% | 0% | 100% | 100% | 0% | 6.807% | 1
5283 | 0% | 7.52% | 100% | 0% | 0% | 100% | 100% | 0% | 7.52% | 1
5284 | 0% | 5.926% | 100% | 0% | 0% | 100% | 100% | 0% | 5.926% | 1
5285 | 0% | 4.324% | 100% | 0% | 0% | 100% | 100% | 0% | 4.324% | 1
5286 | 0% | 4.824% | 100% | 0% | 0% | 100% | 100% | 0% | 4.824% | 1
5287 | 0% | 7.654% | 100% | 0% | 0% | 100% | 100% | 0% | 7.654% | 1
5288 | 0% | 6.802% | 100% | 0% | 0% | 100% | 100% | 0% | 6.802% | 1
5289 | 1.717% | 6.826% | 100% | 0% | 0% | 100% | 100% | 1.717% | 6.826% | 1
5290 | 14.82% | 6.821% | 100% | 0% | 0% | 100% | 100% | 14.82% | 6.821% | 1
5291 | 25.22% | 10.01% | 100% | 0% | 0% | 100% | 100% | 25.22% | 10.01% | 1
5292 | 33.74% | 11.94% | 100% | 0% | 0% | 100% | 100% | 33.74% | 11.94% | 1
5293 | 41.36% | 13.41% | 100% | 0% | 0% | 100% | 100% | 41.36% | 13.41% | 1
5294 | 38.24% | 13.09% | 100% | 0% | 0% | 100% | 100% | 38.24% | 13.09% | 1
5295 | 34.79% | 14.91% | 100% | 0% | 0% | 100% | 100% | 34.79% | 14.91% | 1
5296 | 19.57% | 16.05% | 100% | 0% | 0% | 100% | 100% | 19.57% | 16.05% | 1
5297 | 5.114% | 14.43% | 100% | 0% | 0% | 100% | 100% | 5.114% | 14.43% | 1
5298 | 0% | 10.56% | 100% | 0% | 0% | 100% | 100% | 0% | 10.56% | 1
5299 | 0% | 11.07% | 100% | 0% | 0% | 100% | 100% | 0% | 11.07% | 1
5300 | 0% | 11.37% | 100% | 0% | 0% | 100% | 100% | 0% | 11.37% | 1
5301 | 0% | 12.36% | 100% | 0% | 0% | 100% | 100% | 0% | 12.36% | 1
5302 | 0% | 13.96% | 100% | 0% | 0% | 100% | 100% | 0% | 13.96% | 1
5303 | 0% | 14.19% | 100% | 0% | 0% | 100% | 100% | 0% | 14.19% | 1
5304 | 0% | 10.76% | 100% | 0% | 0% | 100% | 100% | 0% | 10.76% | 1
5305 | 0% | 6.391% | 100% | 0% | 0% | 100% | 100% | 0% | 6.391% | 1
5306 | 0% | 6.815% | 100% | 0% | 0% | 100% | 100% | 0% | 6.815% | 1
5307 | 0% | 6.329% | 100% | 0% | 0% | 100% | 100% | 0% | 6.329% | 1
5308 | 0% | 4.5% | 100% | 0% | 0% | 100% | 100% | 0% | 4.5% | 1
5309 | 0% | 3.021% | 100% | 0% | 0% | 100% | 100% | 0% | 3.021% | 1
5310 | 0% | 2.449% | 100% | 0% | 0% | 100% | 100% | 0% | 2.449% | 1
5311 | 0% | 4.619% | 100% | 0% | 0% | 100% | 100% | 0% | 4.619% | 1
5312 | 0% | 3.38% | 100% | 0% | 0% | 100% | 100% | 0% | 3.38% | 1
5313 | 4.69% | 5.058% | 100% | 0% | 0% | 100% | 100% | 4.69% | 5.058% | 1
5314 | 20.6% | 6.147% | 100% | 0% | 0% | 100% | 100% | 20.6% | 6.147% | 1
5315 | 27.21% | 7.46% | 100% | 0% | 0% | 100% | 100% | 27.21% | 7.46% | 1
5316 | 35.49% | 9.866% | 100% | 0% | 0% | 100% | 100% | 35.49% | 9.866% | 1
5317 | 39.46% | 11.61% | 100% | 0% | 0% | 100% | 100% | 39.46% | 11.61% | 1
5318 | 35.38% | 11.32% | 100% | 0% | 0% | 100% | 100% | 35.38% | 11.32% | 1
5319 | 31.89% | 12.15% | 100% | 0% | 0% | 100% | 100% | 31.89% | 12.15% | 1
5320 | 14.37% | 11.25% | 100% | 0% | 0% | 100% | 100% | 14.37% | 11.25% | 1
5321 | 0% | 11.88% | 100% | 0% | 0% | 100% | 100% | 0% | 11.88% | 1
5322 | 0% | 9.316% | 100% | 0% | 0% | 100% | 100% | 0% | 9.316% | 1
5323 | 0% | 9.241% | 100% | 0% | 0% | 100% | 100% | 0% | 9.241% | 1
5324 | 0% | 10.9% | 100% | 0% | 0% | 100% | 100% | 0% | 10.9% | 1
5325 | 0% | 11.66% | 100% | 0% | 0% | 100% | 100% | 0% | 11.66% | 1
5326 | 0% | 10.82% | 100% | 0% | 0% | 100% | 100% | 0% | 10.82% | 1
5327 | 0% | 10.19% | 100% | 0% | 0% | 100% | 100% | 0% | 10.19% | 1
5328 | 0% | 8.537% | 100% | 0% | 0% | 100% | 100% | 0% | 8.537% | 1
5329 | 0% | 6.514% | 100% | 0% | 0% | 100% | 100% | 0% | 6.514% | 1
5330 | 0% | 5.465% | 100% | 0% | 0% | 100% | 100% | 0% | 5.465% | 1
5331 | 0% | 4.987% | 100% | 0% | 0% | 100% | 100% | 0% | 4.987% | 1
5332 | 0% | 2.712% | 100% | 0% | 0% | 100% | 100% | 0% | 2.712% | 1
5333 | 0% | 2.626% | 100% | 0% | 0% | 100% | 100% | 0% | 2.626% | 1
5334 | 0% | 1.726% | 100% | 0% | 0% | 100% | 100% | 0% | 1.726% | 1
5335 | 0% | 4.544% | 100% | 0% | 0% | 100% | 100% | 0% | 4.544% | 1
5336 | 0% | 3.696% | 100% | 0% | 0% | 100% | 100% | 0% | 3.696% | 1
5337 | 7.121% | 6.004% | 100% | 0% | 0% | 100% | 100% | 7.121% | 6.004% | 1
5338 | 24.07% | 7.752% | 100% | 0% | 0% | 100% | 100% | 24.07% | 7.752% | 1
5339 | 28.89% | 8.198% | 100% | 0% | 0% | 100% | 100% | 28.89% | 8.198% | 1
5340 | 33.49% | 10.49% | 100% | 0% | 0% | 100% | 100% | 33.49% | 10.49% | 1
5341 | 38.04% | 12.15% | 100% | 0% | 0% | 100% | 100% | 38.04% | 12.15% | 1
5342 | 36.79% | 12.96% | 100% | 0% | 0% | 100% | 100% | 36.79% | 12.96% | 1
5343 | 33.17% | 12.63% | 100% | 0% | 0% | 100% | 100% | 33.17% | 12.63% | 1
5344 | 11.73% | 12.37% | 100% | 0% | 0% | 100% | 100% | 11.73% | 12.37% | 1
5345 | 0.4885% | 13.8% | 100% | 0% | 0% | 100% | 100% | 0.4885% | 13.8% | 1
5346 | 0% | 11.47% | 100% | 0% | 0% | 100% | 100% | 0% | 11.47% | 1
5347 | 0% | 8.658% | 100% | 0% | 0% | 100% | 100% | 0% | 8.658% | 1
5348 | 0% | 8.509% | 100% | 0% | 0% | 100% | 100% | 0% | 8.509% | 1
5349 | 0% | 7.779% | 100% | 0% | 0% | 100% | 100% | 0% | 7.779% | 1
5350 | 0% | 6.884% | 100% | 0% | 0% | 100% | 100% | 0% | 6.884% | 1
5351 | 0% | 7.247% | 100% | 0% | 0% | 100% | 100% | 0% | 7.247% | 1
5352 | 0% | 7.303% | 100% | 0% | 0% | 100% | 100% | 0% | 7.303% | 1
5353 | 0% | 6.31% | 100% | 0% | 0% | 100% | 100% | 0% | 6.31% | 1
5354 | 0% | 6.425% | 100% | 0% | 0% | 100% | 100% | 0% | 6.425% | 1
5355 | 0% | 5.003% | 100% | 0% | 0% | 100% | 100% | 0% | 5.003% | 1
5356 | 0% | 2.419% | 100% | 0% | 0% | 100% | 100% | 0% | 2.419% | 1
5357 | 0% | 2.326% | 100% | 0% | 0% | 100% | 100% | 0% | 2.326% | 1
5358 | 0% | 1.373% | 100% | 0% | 0% | 100% | 100% | 0% | 1.373% | 1
5359 | 0% | 3.13% | 100% | 0% | 0% | 100% | 100% | 0% | 3.13% | 1
5360 | 0% | 4.134% | 100% | 0% | 0% | 100% | 100% | 0% | 4.134% | 1
5361 | 8.982% | 7.222% | 100% | 0% | 0% | 100% | 100% | 8.982% | 7.222% | 1
5362 | 23.07% | 12.66% | 100% | 0% | 0% | 100% | 100% | 23.07% | 12.66% | 1
5363 | 28.67% | 12.9% | 100% | 0% | 0% | 100% | 100% | 28.67% | 12.9% | 1
5364 | 32.45% | 16.47% | 100% | 0% | 0% | 100% | 100% | 32.45% | 16.47% | 1
5365 | 31.15% | 18.32% | 100% | 0% | 0% | 100% | 100% | 31.15% | 18.32% | 1
5366 | 36.13% | 18.93% | 100% | 0% | 0% | 100% | 100% | 36.13% | 18.93% | 1
5367 | 29.78% | 17.58% | 100% | 0% | 0% | 100% | 100% | 29.78% | 17.58% | 1
5368 | 12.92% | 17.8% | 100% | 0% | 0% | 100% | 100% | 12.92% | 17.8% | 1
5369 | 2.307% | 19.47% | 100% | 0% | 0% | 100% | 100% | 2.307% | 19.47% | 1
5370 | 0% | 16.65% | 100% | 0% | 0% | 100% | 100% | 0% | 16.65% | 1
5371 | 0% | 15.27% | 100% | 0% | 0% | 100% | 100% | 0% | 15.27% | 1
5372 | 0% | 12.58% | 100% | 0% | 0% | 100% | 100% | 0% | 12.58% | 1
5373 | 0% | 12.75% | 100% | 0% | 0% | 100% | 100% | 0% | 12.75% | 1
5374 | 0% | 10.09% | 100% | 0% | 0% | 100% | 100% | 0% | 10.09% | 1
5375 | 0% | 10.07% | 100% | 0% | 0% | 100% | 100% | 0% | 10.07% | 1
5376 | 0% | 10.1% | 100% | 0% | 0% | 100% | 100% | 0% | 10.1% | 1
5377 | 0% | 7.802% | 100% | 0% | 0% | 100% | 100% | 0% | 7.802% | 1
5378 | 0% | 7.913% | 100% | 0% | 0% | 100% | 100% | 0% | 7.913% | 1
5379 | 0% | 6.967% | 100% | 0% | 0% | 100% | 100% | 0% | 6.967% | 1
5380 | 0% | 6.537% | 100% | 0% | 0% | 100% | 100% | 0% | 6.537% | 1
5381 | 0% | 7.576% | 100% | 0% | 0% | 100% | 100% | 0% | 7.576% | 1
5382 | 0% | 5.971% | 100% | 0% | 0% | 100% | 100% | 0% | 5.971% | 1
5383 | 0% | 8.114% | 100% | 0% | 0% | 100% | 100% | 0% | 8.114% | 1
5384 | 0% | 9.579% | 100% | 0% | 0% | 100% | 100% | 0% | 9.579% | 1
5385 | 9.781% | 10.23% | 100% | 0% | 0% | 100% | 100% | 9.781% | 10.23% | 1
5386 | 19.18% | 16.19% | 100% | 0% | 0% | 100% | 100% | 19.18% | 16.19% | 1
5387 | 27.13% | 18.75% | 100% | 0% | 0% | 100% | 100% | 27.13% | 18.75% | 1
5388 | 28.78% | 22.35% | 100% | 0% | 0% | 100% | 100% | 28.78% | 22.35% | 1
5389 | 29.79% | 21.9% | 100% | 0% | 0% | 100% | 100% | 29.79% | 21.9% | 1
5390 | 33.73% | 23.03% | 100% | 0% | 0% | 100% | 100% | 33.73% | 23.03% | 1
5391 | 28.93% | 21.2% | 100% | 0% | 0% | 100% | 100% | 28.93% | 21.2% | 1
5392 | 16.5% | 22.43% | 100% | 0% | 0% | 100% | 100% | 16.5% | 22.43% | 1
5393 | 9.233% | 21.97% | 100% | 0% | 0% | 100% | 100% | 9.233% | 21.97% | 1
5394 | 0% | 17.18% | 100% | 0% | 0% | 100% | 100% | 0% | 17.18% | 1
5395 | 0% | 14.62% | 100% | 0% | 0% | 100% | 100% | 0% | 14.62% | 1
5396 | 0% | 12.11% | 100% | 0% | 0% | 100% | 100% | 0% | 12.11% | 1
5397 | 0% | 10.94% | 100% | 0% | 0% | 100% | 100% | 0% | 10.94% | 1
5398 | 0% | 9.526% | 100% | 0% | 0% | 100% | 100% | 0% | 9.526% | 1
5399 | 0% | 9.591% | 100% | 0% | 0% | 100% | 100% | 0% | 9.591% | 1
5400 | 0% | 7.414% | 100% | 0% | 0% | 100% | 100% | 0% | 7.414% | 1
5401 | 0% | 9.625% | 100% | 0% | 0% | 100% | 100% | 0% | 9.625% | 1
5402 | 0% | 7.249% | 100% | 0% | 0% | 100% | 100% | 0% | 7.249% | 1
5403 | 0% | 6.6% | 100% | 0% | 0% | 100% | 100% | 0% | 6.6% | 1
5404 | 0% | 7.162% | 100% | 0% | 0% | 100% | 100% | 0% | 7.162% | 1
5405 | 0% | 8.626% | 100% | 0% | 0% | 100% | 100% | 0% | 8.626% | 1
5406 | 0% | 6.16% | 100% | 0% | 0% | 100% | 100% | 0% | 6.16% | 1
5407 | 0% | 8.23% | 100% | 0% | 0% | 100% | 100% | 0% | 8.23% | 1
5408 | 0% | 10.3% | 100% | 0% | 0% | 100% | 100% | 0% | 10.3% | 1
5409 | 15.38% | 11.33% | 100% | 0% | 0% | 100% | 100% | 15.38% | 11.33% | 1
5410 | 23.92% | 17.46% | 100% | 0% | 0% | 100% | 100% | 23.92% | 17.46% | 1
5411 | 29.47% | 21.35% | 100% | 0% | 0% | 100% | 100% | 29.47% | 21.35% | 1
5412 | 32.49% | 26.64% | 100% | 0% | 0% | 100% | 100% | 32.49% | 26.64% | 1
5413 | 34.77% | 24.94% | 100% | 0% | 0% | 100% | 100% | 34.77% | 24.94% | 1
5414 | 38.97% | 25.64% | 100% | 0% | 0% | 100% | 100% | 38.97% | 25.64% | 1
5415 | 32.26% | 23.62% | 100% | 0% | 0% | 100% | 100% | 32.26% | 23.62% | 1
5416 | 20.92% | 25.23% | 100% | 0% | 0% | 100% | 100% | 20.92% | 25.23% | 1
5417 | 10.06% | 23.98% | 100% | 0% | 0% | 100% | 100% | 10.06% | 23.98% | 1
5418 | 0% | 16.97% | 100% | 0% | 0% | 100% | 100% | 0% | 16.97% | 1
5419 | 0% | 16.24% | 100% | 0% | 0% | 100% | 100% | 0% | 16.24% | 1
5420 | 0% | 16.16% | 100% | 0% | 0% | 100% | 100% | 0% | 16.16% | 1
5421 | 0% | 15.21% | 100% | 0% | 0% | 100% | 100% | 0% | 15.21% | 1
5422 | 0% | 13.23% | 100% | 0% | 0% | 100% | 100% | 0% | 13.23% | 1
5423 | 0% | 11.83% | 100% | 0% | 0% | 100% | 100% | 0% | 11.83% | 1
5424 | 0% | 7.787% | 100% | 0% | 0% | 100% | 100% | 0% | 7.787% | 1
5425 | 0% | 6.21% | 100% | 0% | 0% | 100% | 100% | 0% | 6.21% | 1
5426 | 0% | 6.654% | 100% | 0% | 0% | 100% | 100% | 0% | 6.654% | 1
5427 | 0% | 5.475% | 100% | 0% | 0% | 100% | 100% | 0% | 5.475% | 1
5428 | 0% | 6.081% | 100% | 0% | 0% | 100% | 100% | 0% | 6.081% | 1
5429 | 0% | 7.197% | 100% | 0% | 0% | 100% | 100% | 0% | 7.197% | 1
5430 | 0% | 5.883% | 100% | 0% | 0% | 100% | 100% | 0% | 5.883% | 1
5431 | 0% | 6.563% | 100% | 0% | 0% | 100% | 100% | 0% | 6.563% | 1
5432 | 0% | 7.115% | 100% | 0% | 0% | 100% | 100% | 0% | 7.115% | 1
5433 | 15.83% | 8.446% | 100% | 0% | 0% | 100% | 100% | 15.83% | 8.446% | 1
5434 | 26.17% | 12.15% | 100% | 0% | 0% | 100% | 100% | 26.17% | 12.15% | 1
5435 | 26.08% | 16.79% | 100% | 0% | 0% | 100% | 100% | 26.08% | 16.79% | 1
5436 | 27.78% | 20.68% | 100% | 0% | 0% | 100% | 100% | 27.78% | 20.68% | 1
5437 | 34.06% | 19.6% | 100% | 0% | 0% | 100% | 100% | 34.06% | 19.6% | 1
5438 | 37.04% | 21.63% | 100% | 0% | 0% | 100% | 100% | 37.04% | 21.63% | 1
5439 | 30.68% | 20.14% | 100% | 0% | 0% | 100% | 100% | 30.68% | 20.14% | 1
5440 | 16.82% | 20.65% | 100% | 0% | 0% | 100% | 100% | 16.82% | 20.65% | 1
5441 | 5.312% | 19.1% | 100% | 0% | 0% | 100% | 100% | 5.312% | 19.1% | 1
5442 | 0% | 11.89% | 100% | 0% | 0% | 100% | 100% | 0% | 11.89% | 1
5443 | 0% | 11.82% | 100% | 0% | 0% | 100% | 100% | 0% | 11.82% | 1
5444 | 0% | 12.04% | 100% | 0% | 0% | 100% | 100% | 0% | 12.04% | 1
5445 | 0% | 10.66% | 100% | 0% | 0% | 100% | 100% | 0% | 10.66% | 1
5446 | 0% | 9.764% | 100% | 0% | 0% | 100% | 100% | 0% | 9.764% | 1
5447 | 0% | 6.567% | 100% | 0% | 0% | 100% | 100% | 0% | 6.567% | 1
5448 | 0% | 2.65% | 100% | 0% | 0% | 100% | 100% | 0% | 2.65% | 1
5449 | 0% | 6.895% | 100% | 0% | 0% | 100% | 100% | 0% | 6.895% | 1
5450 | 0% | 2.571% | 100% | 0% | 0% | 100% | 100% | 0% | 2.571% | 1
5451 | 0% | 2.026% | 100% | 0% | 0% | 100% | 100% | 0% | 2.026% | 1
5452 | 0% | 1.803% | 100% | 0% | 0% | 100% | 100% | 0% | 1.803% | 1
5453 | 0% | 2.149% | 100% | 0% | 0% | 100% | 100% | 0% | 2.149% | 1
5454 | 0% | 0.2759% | 100% | 0% | 0% | 100% | 100% | 0% | 0.2759% | 1
5455 | 0% | 0% | 100% | 0% | 0% | 100% | 100% | 0% | 0% | 1
5456 | 0% | 1.884% | 100% | 0% | 0% | 100% | 100% | 0% | 1.884% | 1
5457 | 11.05% | 6.015% | 100% | 0% | 0% | 100% | 100% | 11.05% | 6.015% | 1
5458 | 24.51% | 9.948% | 100% | 0% | 0% | 100% | 100% | 24.51% | 9.948% | 1
5459 | 27.77% | 13.18% | 100% | 0% | 0% | 100% | 100% | 27.77% | 13.18% | 1
5460 | 26.33% | 16.4% | 100% | 0% | 0% | 100% | 100% | 26.33% | 16.4% | 1
5461 | 36.97% | 14.73% | 100% | 0% | 0% | 100% | 100% | 36.97% | 14.73% | 1
5462 | 39.57% | 17.09% | 100% | 0% | 0% | 100% | 100% | 39.57% | 17.09% | 1
5463 | 30.24% | 17.2% | 100% | 0% | 0% | 100% | 100% | 30.24% | 17.2% | 1
5464 | 18.13% | 19.97% | 100% | 0% | 0% | 100% | 100% | 18.13% | 19.97% | 1
5465 | 6.713% | 18.98% | 100% | 0% | 0% | 100% | 100% | 6.713% | 18.98% | 1
5466 | 0% | 13.81% | 100% | 0% | 0% | 100% | 100% | 0% | 13.81% | 1
5467 | 0% | 13.88% | 100% | 0% | 0% | 100% | 100% | 0% | 13.88% | 1
5468 | 0% | 12.37% | 100% | 0% | 0% | 100% | 100% | 0% | 12.37% | 1
5469 | 0% | 11.36% | 100% | 0% | 0% | 100% | 100% | 0% | 11.36% | 1
5470 | 0% | 9.764% | 100% | 0% | 0% | 100% | 100% | 0% | 9.764% | 1
5471 | 0% | 6.602% | 100% | 0% | 0% | 100% | 100% | 0% | 6.602% | 1
5472 | 0% | 3.316% | 100% | 0% | 0% | 100% | 100% | 0% | 3.316% | 1
5473 | 0% | 1.904% | 100% | 0% | 0% | 100% | 100% | 0% | 1.904% | 1
5474 | 0% | 2.006% | 100% | 0% | 0% | 100% | 100% | 0% | 2.006% | 1
5475 | 0% | 1.339% | 100% | 0% | 0% | 100% | 100% | 0% | 1.339% | 1
5476 | 0% | 0.5223% | 100% | 0% | 0% | 100% | 100% | 0% | 0.5223% | 1
5477 | 0% | 0.9141% | 100% | 0% | 0% | 100% | 100% | 0% | 0.9141% | 1
5478 | 0% | 0% | 100% | 0% | 0% | 100% | 100% | 0% | 0% | 1
5479 | 0% | 0% | 100% | 0% | 0% | 100% | 100% | 0% | 0% | 1
5480 | 0% | 0% | 100% | 0% | 0% | 100% | 100% | 0% | 0% | 1
5481 | 8.412% | 2.36% | 100% | 0% | 0% | 100% | 100% | 8.412% | 2.36% | 1
5482 | 22.77% | 5.746% | 100% | 0% | 0% | 100% | 100% | 22.77% | 5.746% | 1
5483 | 33.05% | 7.815% | 100% | 0% | 0% | 100% | 100% | 33.05% | 7.815% | 1
5484 | 30.11% | 10.29% | 100% | 0% | 0% | 100% | 100% | 30.11% | 10.29% | 1
5485 | 35.34% | 8.911% | 100% | 0% | 0% | 100% | 100% | 35.34% | 8.911% | 1
5486 | 37.17% | 10.77% | 100% | 0% | 0% | 100% | 100% | 37.17% | 10.77% | 1
5487 | 27.39% | 10.57% | 100% | 0% | 0% | 100% | 100% | 27.39% | 10.57% | 1
5488 | 14.95% | 12.72% | 100% | 0% | 0% | 100% | 100% | 14.95% | 12.72% | 1
5489 | 4.416% | 13.81% | 100% | 0% | 0% | 100% | 100% | 4.416% | 13.81% | 1
5490 | 0% | 10.29% | 100% | 0% | 0% | 100% | 100% | 0% | 10.29% | 1
5491 | 0% | 9.305% | 100% | 0% | 0% | 100% | 100% | 0% | 9.305% | 1
5492 | 0% | 5.801% | 100% | 0% | 0% | 100% | 100% | 0% | 5.801% | 1
5493 | 0% | 5.968% | 100% | 0% | 0% | 100% | 100% | 0% | 5.968% | 1
5494 | 0% | 3.766% | 100% | 0% | 0% | 100% | 100% | 0% | 3.766% | 1
5495 | 0% | 2.061% | 100% | 0% | 0% | 100% | 100% | 0% | 2.061% | 1
5496 | 0% | 1.549% | 100% | 0% | 0% | 100% | 100% | 0% | 1.549% | 1
5497 | 0% | 3.161% | 100% | 0% | 0% | 100% | 100% | 0% | 3.161% | 1
5498 | 0% | 1.423% | 100% | 0% | 0% | 100% | 100% | 0% | 1.423% | 1
5499 | 0% | 0.9843% | 100% | 0% | 0% | 100% | 100% | 0% | 0.9843% | 1
5500 | 0% | 0% | 100% | 0% | 0% | 100% | 100% | 0% | 0% | 1
5501 | 0% | 0% | 100% | 0% | 0% | 100% | 100% | 0% | 0% | 1
5502 | 0% | 0% | 100% | 0% | 0% | 100% | 100% | 0% | 0% | 1
5503 | 0% | 0% | 100% | 0% | 0% | 100% | 100% | 0% | 0% | 1
5504 | 0% | 0% | 100% | 0% | 0% | 100% | 100% | 0% | 0% | 1
5505 | 9.658% | 1.177% | 100% | 0% | 0% | 100% | 100% | 9.658% | 1.177% | 1
5506 | 22.93% | 4.812% | 100% | 0% | 0% | 100% | 100% | 22.93% | 4.812% | 1
5507 | 39.75% | 7.736% | 100% | 0% | 0% | 100% | 100% | 39.75% | 7.736% | 1
5508 | 31.2% | 10.07% | 100% | 0% | 0% | 100% | 100% | 31.2% | 10.07% | 1
5509 | 40.46% | 10.71% | 100% | 0% | 0% | 100% | 100% | 40.46% | 10.71% | 1
5510 | 35.22% | 11.01% | 100% | 0% | 0% | 100% | 100% | 35.22% | 11.01% | 1
5511 | 27.7% | 10.53% | 100% | 0% | 0% | 100% | 100% | 27.7% | 10.53% | 1
5512 | 19.34% | 12.46% | 100% | 0% | 0% | 100% | 100% | 19.34% | 12.46% | 1
5513 | 5.393% | 11.64% | 100% | 0% | 0% | 100% | 100% | 5.393% | 11.64% | 1
5514 | 0% | 9.094% | 100% | 0% | 0% | 100% | 100% | 0% | 9.094% | 1
5515 | 0% | 6.415% | 100% | 0% | 0% | 100% | 100% | 0% | 6.415% | 1
5516 | 0% | 2.206% | 100% | 0% | 0% | 100% | 100% | 0% | 2.206% | 1
5517 | 0% | 2.779% | 100% | 0% | 0% | 100% | 100% | 0% | 2.779% | 1
5518 | 0% | 0.3231% | 100% | 0% | 0% | 100% | 100% | 0% | 0.3231% | 1
5519 | 0% | 1.027% | 100% | 0% | 0% | 100% | 100% | 0% | 1.027% | 1
5520 | 0% | 0.3481% | 100% | 0% | 0% | 100% | 100% | 0% | 0.3481% | 1
5521 | 0% | 1.41% | 100% | 0% | 0% | 100% | 100% | 0% | 1.41% | 1
5522 | 0% | 0.8331% | 100% | 0% | 0% | 100% | 100% | 0% | 0.8331% | 1
5523 | 0% | 0% | 100% | 0% | 0% | 100% | 100% | 0% | 0% | 1
5524 | 0% | 0% | 100% | 0% | 0% | 100% | 100% | 0% | 0% | 1
5525 | 0% | 0% | 100% | 0% | 0% | 100% | 100% | 0% | 0% | 1
5526 | 0% | 0% | 100% | 0% | 0% | 100% | 100% | 0% | 0% | 1
5527 | 0% | 0% | 100% | 0% | 0% | 100% | 100% | 0% | 0% | 1
5528 | 0% | 0.07343% | 100% | 0% | 0% | 100% | 100% | 0% | 0.07343% | 1
5529 | 11.85% | 1.665% | 100% | 0% | 0% | 100% | 100% | 11.85% | 1.665% | 1
5530 | 25.14% | 4.776% | 100% | 0% | 0% | 100% | 100% | 25.14% | 4.776% | 1
5531 | 37.66% | 7.015% | 100% | 0% | 0% | 100% | 100% | 37.66% | 7.015% | 1
5532 | 35.88% | 7.544% | 100% | 0% | 0% | 100% | 100% | 35.88% | 7.544% | 1
5533 | 39.83% | 9.03% | 100% | 0% | 0% | 100% | 100% | 39.83% | 9.03% | 1
5534 | 36.03% | 9.652% | 100% | 0% | 0% | 100% | 100% | 36.03% | 9.652% | 1
5535 | 29.55% | 8.086% | 100% | 0% | 0% | 100% | 100% | 29.55% | 8.086% | 1
5536 | 17.51% | 8.576% | 100% | 0% | 0% | 100% | 100% | 17.51% | 8.576% | 1
5537 | 1.035% | 9.25% | 100% | 0% | 0% | 100% | 100% | 1.035% | 9.25% | 1
5538 | 0% | 6.11% | 100% | 0% | 0% | 100% | 100% | 0% | 6.11% | 1
5539 | 0% | 4.205% | 100% | 0% | 0% | 100% | 100% | 0% | 4.205% | 1
5540 | 0% | 0.7928% | 100% | 0% | 0% | 100% | 100% | 0% | 0.7928% | 1
5541 | 0% | 1.589% | 100% | 0% | 0% | 100% | 100% | 0% | 1.589% | 1
5542 | 0% | 0.01821% | 100% | 0% | 0% | 100% | 100% | 0% | 0.01821% | 1
5543 | 0% | 1.181% | 100% | 0% | 0% | 100% | 100% | 0% | 1.181% | 1
5544 | 0% | 0% | 100% | 0% | 0% | 100% | 100% | 0% | 0% | 1
5545 | 0% | 0.4722% | 100% | 0% | 0% | 100% | 100% | 0% | 0.4722% | 1
5546 | 0% | 1.396% | 100% | 0% | 0% | 100% | 100% | 0% | 1.396% | 1
5547 | 0% | 0.04679% | 100% | 0% | 0% | 100% | 100% | 0% | 0.04679% | 1
5548 | 0% | 0% | 100% | 0% | 0% | 100% | 100% | 0% | 0% | 1
5549 | 0% | 0% | 100% | 0% | 0% | 100% | 100% | 0% | 0% | 1
5550 | 0% | 0% | 100% | 0% | 0% | 100% | 100% | 0% | 0% | 1
5551 | 0% | 0% | 100% | 0% | 0% | 100% | 100% | 0% | 0% | 1
5552 | 0% | 1.843% | 100% | 0% | 0% | 100% | 100% | 0% | 1.843% | 1
5553 | 11.66% | 1.111% | 100% | 0% | 0% | 100% | 100% | 11.66% | 1.111% | 1
5554 | 18.82% | 2.789% | 100% | 0% | 0% | 100% | 100% | 18.82% | 2.789% | 1
5555 | 21.74% | 5.828% | 100% | 0% | 0% | 100% | 100% | 21.74% | 5.828% | 1
5556 | 29.94% | 6.542% | 100% | 0% | 0% | 100% | 100% | 29.94% | 6.542% | 1
5557 | 32.79% | 8.411% | 100% | 0% | 0% | 100% | 100% | 32.79% | 8.411% | 1
5558 | 32.69% | 9.493% | 100% | 0% | 0% | 100% | 100% | 32.69% | 9.493% | 1
5559 | 31.85% | 8.718% | 100% | 0% | 0% | 100% | 100% | 31.85% | 8.718% | 1
5560 | 18.4% | 8.963% | 100% | 0% | 0% | 100% | 100% | 18.4% | 8.963% | 1
5561 | 0.9451% | 8.782% | 100% | 0% | 0% | 100% | 100% | 0.9451% | 8.782% | 1
5562 | 0% | 6.33% | 100% | 0% | 0% | 100% | 100% | 0% | 6.33% | 1
5563 | 0% | 4.644% | 100% | 0% | 0% | 100% | 100% | 0% | 4.644% | 1
5564 | 0% | 1.522% | 100% | 0% | 0% | 100% | 100% | 0% | 1.522% | 1
5565 | 0% | 2.538% | 100% | 0% | 0% | 100% | 100% | 0% | 2.538% | 1
5566 | 0% | 2.394% | 100% | 0% | 0% | 100% | 100% | 0% | 2.394% | 1
5567 | 0% | 3.235% | 100% | 0% | 0% | 100% | 100% | 0% | 3.235% | 1
5568 | 0% | 2.265% | 100% | 0% | 0% | 100% | 100% | 0% | 2.265% | 1
5569 | 0% | 0.6405% | 100% | 0% | 0% | 100% | 100% | 0% | 0.6405% | 1
5570 | 0% | 3.048% | 100% | 0% | 0% | 100% | 100% | 0% | 3.048% | 1
5571 | 0% | 1.491% | 100% | 0% | 0% | 100% | 100% | 0% | 1.491% | 1
5572 | 0% | 0.8187% | 100% | 0% | 0% | 100% | 100% | 0% | 0.8187% | 1
5573 | 0% | 0.2391% | 100% | 0% | 0% | 100% | 100% | 0% | 0.2391% | 1
5574 | 0% | 1.16% | 100% | 0% | 0% | 100% | 100% | 0% | 1.16% | 1
5575 | 0% | 3.28% | 100% | 0% | 0% | 100% | 100% | 0% | 3.28% | 1
5576 | 0% | 4.023% | 100% | 0% | 0% | 100% | 100% | 0% | 4.023% | 1
5577 | 7.61% | 2.976% | 100% | 0% | 0% | 100% | 100% | 7.61% | 2.976% | 1
5578 | 17.18% | 5.18% | 100% | 0% | 0% | 100% | 100% | 17.18% | 5.18% | 1
5579 | 21.38% | 6.882% | 100% | 0% | 0% | 100% | 100% | 21.38% | 6.882% | 1
5580 | 34.04% | 7.926% | 100% | 0% | 0% | 100% | 100% | 34.04% | 7.926% | 1
5581 | 25.33% | 9.621% | 100% | 0% | 0% | 100% | 100% | 25.33% | 9.621% | 1
5582 | 23.04% | 9.953% | 100% | 0% | 0% | 100% | 100% | 23.04% | 9.953% | 1
5583 | 30.3% | 8.349% | 100% | 0% | 0% | 100% | 100% | 30.3% | 8.349% | 1
5584 | 16.61% | 9.846% | 100% | 0% | 0% | 100% | 100% | 16.61% | 9.846% | 1
5585 | 0.3737% | 10.47% | 100% | 0% | 0% | 100% | 100% | 0.3737% | 10.47% | 1
5586 | 0% | 8.319% | 100% | 0% | 0% | 100% | 100% | 0% | 8.319% | 1
5587 | 0% | 5.973% | 100% | 0% | 0% | 100% | 100% | 0% | 5.973% | 1
5588 | 0% | 3.922% | 100% | 0% | 0% | 100% | 100% | 0% | 3.922% | 1
5589 | 0% | 4.994% | 100% | 0% | 0% | 100% | 100% | 0% | 4.994% | 1
5590 | 0% | 7.47% | 100% | 0% | 0% | 100% | 100% | 0% | 7.47% | 1
5591 | 0% | 6.408% | 100% | 0% | 0% | 100% | 100% | 0% | 6.408% | 1
5592 | 0% | 5.639% | 100% | 0% | 0% | 100% | 100% | 0% | 5.639% | 1
5593 | 0% | 2.607% | 100% | 0% | 0% | 100% | 100% | 0% | 2.607% | 1
5594 | 0% | 4.177% | 100% | 0% | 0% | 100% | 100% | 0% | 4.177% | 1
5595 | 0% | 2.973% | 100% | 0% | 0% | 100% | 100% | 0% | 2.973% | 1
5596 | 0% | 1.637% | 100% | 0% | 0% | 100% | 100% | 0% | 1.637% | 1
5597 | 0% | 0.3468% | 100% | 0% | 0% | 100% | 100% | 0% | 0.3468% | 1
5598 | 0% | 2.218% | 100% | 0% | 0% | 100% | 100% | 0% | 2.218% | 1
5599 | 0% | 0.58% | 100% | 0% | 0% | 100% | 100% | 0% | 0.58% | 1
5600 | 0% | 2.356% | 100% | 0% | 0% | 100% | 100% | 0% | 2.356% | 1
5601 | 0% | 2.653% | 100% | 0% | 0% | 100% | 100% | 0% | 2.653% | 1
5602 | 4.489% | 6.226% | 100% | 0% | 0% | 100% | 100% | 4.489% | 6.226% | 1
5603 | 9.64% | 8.383% | 100% | 0% | 0% | 100% | 100% | 9.64% | 8.383% | 1
5604 | 17.5% | 10.18% | 100% | 0% | 0% | 100% | 100% | 17.5% | 10.18% | 1
5605 | 11.06% | 11.37% | 100% | 0% | 0% | 100% | 100% | 11.06% | 11.37% | 1
5606 | 8.688% | 10.52% | 100% | 0% | 0% | 100% | 100% | 8.688% | 10.52% | 1
5607 | 9.15% | 10.4% | 100% | 0% | 0% | 100% | 100% | 9.15% | 10.4% | 1
5608 | 1.588% | 13.01% | 100% | 0% | 0% | 100% | 100% | 1.588% | 13.01% | 1
5609 | 0% | 10.83% | 100% | 0% | 0% | 100% | 100% | 0% | 10.83% | 1
5610 | 0% | 8.335% | 100% | 0% | 0% | 100% | 100% | 0% | 8.335% | 1
5611 | 0% | 4.118% | 100% | 0% | 0% | 100% | 100% | 0% | 4.118% | 1
5612 | 0% | 1.943% | 100% | 0% | 0% | 100% | 100% | 0% | 1.943% | 1
5613 | 0% | 2.528% | 100% | 0% | 0% | 100% | 100% | 0% | 2.528% | 1
5614 | 0% | 4.59% | 100% | 0% | 0% | 100% | 100% | 0% | 4.59% | 1
5615 | 0% | 3.401% | 100% | 0% | 0% | 100% | 100% | 0% | 3.401% | 1
5616 | 0% | 4.153% | 100% | 0% | 0% | 100% | 100% | 0% | 4.153% | 1
5617 | 0% | 5.817% | 100% | 0% | 0% | 100% | 100% | 0% | 5.817% | 1
5618 | 0% | 0.7068% | 100% | 0% | 0% | 100% | 100% | 0% | 0.7068% | 1
5619 | 0% | 1.293% | 100% | 0% | 0% | 100% | 100% | 0% | 1.293% | 1
5620 | 0% | 0.06535% | 100% | 0% | 0% | 100% | 100% | 0% | 0.06535% | 1
5621 | 0% | 0% | 100% | 0% | 0% | 100% | 100% | 0% | 0% | 1
5622 | 0% | 0% | 100% | 0% | 0% | 100% | 100% | 0% | 0% | 1
5623 | 0% | 0% | 100% | 0% | 0% | 100% | 100% | 0% | 0% | 1
5624 | 0% | 0% | 100% | 0% | 0% | 100% | 100% | 0% | 0% | 1
5625 | 0% | 2.054% | 100% | 0% | 0% | 100% | 100% | 0% | 2.054% | 1
5626 | 0% | 6.345% | 100% | 0% | 0% | 100% | 100% | 0% | 6.345% | 1
5627 | 3.03% | 7.529% | 100% | 0% | 0% | 100% | 100% | 3.03% | 7.529% | 1
5628 | 8.491% | 10.06% | 100% | 0% | 0% | 100% | 100% | 8.491% | 10.06% | 1
5629 | 6.588% | 9.724% | 100% | 0% | 0% | 100% | 100% | 6.588% | 9.724% | 1
5630 | 2.403% | 8.777% | 100% | 0% | 0% | 100% | 100% | 2.403% | 8.777% | 1
5631 | 2.354% | 7.342% | 100% | 0% | 0% | 100% | 100% | 2.354% | 7.342% | 1
5632 | 0% | 8.906% | 100% | 0% | 0% | 100% | 100% | 0% | 8.906% | 1
5633 | 0% | 7.071% | 100% | 0% | 0% | 100% | 100% | 0% | 7.071% | 1
5634 | 0% | 5.89% | 100% | 0% | 0% | 100% | 100% | 0% | 5.89% | 1
5635 | 0% | 2.284% | 100% | 0% | 0% | 100% | 100% | 0% | 2.284% | 1
5636 | 0% | 0.4284% | 100% | 0% | 0% | 100% | 100% | 0% | 0.4284% | 1
5637 | 0% | 0.3171% | 100% | 0% | 0% | 100% | 100% | 0% | 0.3171% | 1
5638 | 0% | 1.203% | 100% | 0% | 0% | 100% | 100% | 0% | 1.203% | 1
5639 | 0% | 1.03% | 100% | 0% | 0% | 100% | 100% | 0% | 1.03% | 1
5640 | 0% | 1.225% | 100% | 0% | 0% | 100% | 100% | 0% | 1.225% | 1
5641 | 0% | 2.833% | 100% | 0% | 0% | 100% | 100% | 0% | 2.833% | 1
5642 | 0% | 0% | 100% | 0% | 0% | 100% | 100% | 0% | 0% | 1
5643 | 0% | 0% | 100% | 0% | 0% | 100% | 100% | 0% | 0% | 1
5644 | 0% | 0% | 100% | 0% | 0% | 100% | 100% | 0% | 0% | 1
5645 | 0% | 0% | 100% | 0% | 0% | 100% | 100% | 0% | 0% | 1
5646 | 0% | 0% | 100% | 0% | 0% | 100% | 100% | 0% | 0% | 1
5647 | 0% | 0% | 100% | 0% | 0% | 100% | 100% | 0% | 0% | 1
5648 | 0% | 0% | 100% | 0% | 0% | 100% | 100% | 0% | 0% | 1
5649 | 0% | 1.943% | 100% | 0% | 0% | 100% | 100% | 0% | 1.943% | 1
5650 | 0% | 4.336% | 100% | 0% | 0% | 100% | 100% | 0% | 4.336% | 1
5651 | 0% | 4.661% | 100% | 0% | 0% | 100% | 100% | 0% | 4.661% | 1
5652 | 3.429% | 6.307% | 100% | 0% | 0% | 100% | 100% | 3.429% | 6.307% | 1
5653 | 8.934% | 5.936% | 100% | 0% | 0% | 100% | 100% | 8.934% | 5.936% | 1
5654 | 7.172% | 5.805% | 100% | 0% | 0% | 100% | 100% | 7.172% | 5.805% | 1
5655 | 1.627% | 5.941% | 100% | 0% | 0% | 100% | 100% | 1.627% | 5.941% | 1
5656 | 0% | 3.959% | 100% | 0% | 0% | 100% | 100% | 0% | 3.959% | 1
5657 | 0% | 4.095% | 100% | 0% | 0% | 100% | 100% | 0% | 4.095% | 1
5658 | 0% | 2.986% | 100% | 0% | 0% | 100% | 100% | 0% | 2.986% | 1
5659 | 0% | 1.161% | 100% | 0% | 0% | 100% | 100% | 0% | 1.161% | 1
5660 | 0% | 0% | 100% | 0% | 0% | 100% | 100% | 0% | 0% | 1
5661 | 0% | 0% | 100% | 0% | 0% | 100% | 100% | 0% | 0% | 1
5662 | 0% | 0% | 100% | 0% | 0% | 100% | 100% | 0% | 0% | 1
5663 | 0% | 0% | 100% | 0% | 0% | 100% | 100% | 0% | 0% | 1
5664 | 0% | 0.5741% | 100% | 0% | 0% | 100% | 100% | 0% | 0.5741% | 1
5665 | 0% | 0% | 100% | 0% | 0% | 100% | 100% | 0% | 0% | 1
5666 | 0% | 0% | 100% | 0% | 0% | 100% | 100% | 0% | 0% | 1
5667 | 0% | 0% | 100% | 0% | 0% | 100% | 100% | 0% | 0% | 1
5668 | 0% | 0% | 100% | 0% | 0% | 100% | 100% | 0% | 0% | 1
5669 | 0% | 0% | 100% | 0% | 0% | 100% | 100% | 0% | 0% | 1
5670 | 0% | 0% | 100% | 0% | 0% | 100% | 100% | 0% | 0% | 1
5671 | 0% | 0.5177% | 100% | 0% | 0% | 100% | 100% | 0% | 0.5177% | 1
5672 | 0% | 0.9899% | 100% | 0% | 0% | 100% | 100% | 0% | 0.9899% | 1
5673 | 0% | 2.332% | 100% | 0% | 0% | 100% | 100% | 0% | 2.332% | 1
5674 | 0% | 4.628% | 100% | 0% | 0% | 100% | 100% | 0% | 4.628% | 1
5675 | 2.99% | 4.04% | 100% | 0% | 0% | 100% | 100% | 2.99% | 4.04% | 1
5676 | 8.11% | 5.424% | 100% | 0% | 0% | 100% | 100% | 8.11% | 5.424% | 1
5677 | 17.91% | 4.98% | 100% | 0% | 0% | 100% | 100% | 17.91% | 4.98% | 1
5678 | 14.75% | 4.948% | 100% | 0% | 0% | 100% | 100% | 14.75% | 4.948% | 1
5679 | 12.88% | 4.126% | 100% | 0% | 0% | 100% | 100% | 12.88% | 4.126% | 1
5680 | 6.249% | 2.068% | 100% | 0% | 0% | 100% | 100% | 6.249% | 2.068% | 1
5681 | 0% | 3.64% | 100% | 0% | 0% | 100% | 100% | 0% | 3.64% | 1
5682 | 0% | 2.461% | 100% | 0% | 0% | 100% | 100% | 0% | 2.461% | 1
5683 | 0% | 2.195% | 100% | 0% | 0% | 100% | 100% | 0% | 2.195% | 1
5684 | 0% | 1.129% | 100% | 0% | 0% | 100% | 100% | 0% | 1.129% | 1
5685 | 0% | 1.307% | 100% | 0% | 0% | 100% | 100% | 0% | 1.307% | 1
5686 | 0% | 1.48% | 100% | 0% | 0% | 100% | 100% | 0% | 1.48% | 1
5687 | 0% | 1.288% | 100% | 0% | 0% | 100% | 100% | 0% | 1.288% | 1
5688 | 0% | 1.478% | 100% | 0% | 0% | 100% | 100% | 0% | 1.478% | 1
5689 | 0% | 0% | 100% | 0% | 0% | 100% | 100% | 0% | 0% | 1
5690 | 0% | 0% | 100% | 0% | 0% | 100% | 100% | 0% | 0% | 1
5691 | 0% | 0% | 100% | 0% | 0% | 100% | 100% | 0% | 0% | 1
5692 | 0% | 0% | 100% | 0% | 0% | 100% | 100% | 0% | 0% | 1
5693 | 0% | 0% | 100% | 0% | 0% | 100% | 100% | 0% | 0% | 1
5694 | 0% | 0% | 100% | 0% | 0% | 100% | 100% | 0% | 0% | 1
5695 | 0% | 0.4669% | 100% | 0% | 0% | 100% | 100% | 0% | 0.4669% | 1
5696 | 0% | 1.898% | 100% | 0% | 0% | 100% | 100% | 0% | 1.898% | 1
5697 | 0% | 2.339% | 100% | 0% | 0% | 100% | 100% | 0% | 2.339% | 1
5698 | 7.828% | 6.881% | 100% | 0% | 0% | 100% | 100% | 7.828% | 6.881% | 1
5699 | 10.03% | 6.782% | 100% | 0% | 0% | 100% | 100% | 10.03% | 6.782% | 1
5700 | 11.83% | 6.504% | 100% | 0% | 0% | 100% | 100% | 11.83% | 6.504% | 1
5701 | 21.62% | 7.193% | 100% | 0% | 0% | 100% | 100% | 21.62% | 7.193% | 1
5702 | 16.42% | 5.116% | 100% | 0% | 0% | 100% | 100% | 16.42% | 5.116% | 1
5703 | 11.81% | 5.267% | 100% | 0% | 0% | 100% | 100% | 11.81% | 5.267% | 1
5704 | 4.248% | 4.074% | 100% | 0% | 0% | 100% | 100% | 4.248% | 4.074% | 1
5705 | 0% | 5.369% | 100% | 0% | 0% | 100% | 100% | 0% | 5.369% | 1
5706 | 0% | 4.817% | 100% | 0% | 0% | 100% | 100% | 0% | 4.817% | 1
5707 | 0% | 3.794% | 100% | 0% | 0% | 100% | 100% | 0% | 3.794% | 1
5708 | 0% | 2.916% | 100% | 0% | 0% | 100% | 100% | 0% | 2.916% | 1
5709 | 0% | 3.148% | 100% | 0% | 0% | 100% | 100% | 0% | 3.148% | 1
5710 | 0% | 2.802% | 100% | 0% | 0% | 100% | 100% | 0% | 2.802% | 1
5711 | 0% | 1.819% | 100% | 0% | 0% | 100% | 100% | 0% | 1.819% | 1
5712 | 0% | 1.996% | 100% | 0% | 0% | 100% | 100% | 0% | 1.996% | 1
5713 | 0% | 0% | 100% | 0% | 0% | 100% | 100% | 0% | 0% | 1
5714 | 0% | 0.1279% | 100% | 0% | 0% | 100% | 100% | 0% | 0.1279% | 1
5715 | 0% | 0% | 100% | 0% | 0% | 100% | 100% | 0% | 0% | 1
5716 | 0% | 0% | 100% | 0% | 0% | 100% | 100% | 0% | 0% | 1
5717 | 0% | 0% | 100% | 0% | 0% | 100% | 100% | 0% | 0% | 1
5718 | 0% | 0% | 100% | 0% | 0% | 100% | 100% | 0% | 0% | 1
5719 | 0% | 0% | 100% | 0% | 0% | 100% | 100% | 0% | 0% | 1
5720 | 0% | 0% | 100% | 0% | 0% | 100% | 100% | 0% | 0% | 1
5721 | 0.415% | 0% | 100% | 0% | 0% | 100% | 100% | 0.415% | 0% | 1
5722 | 12.44% | 2.45% | 100% | 0% | 0% | 100% | 100% | 12.44% | 2.45% | 1
5723 | 16.3% | 3.739% | 100% | 0% | 0% | 100% | 100% | 16.3% | 3.739% | 1
5724 | 21% | 4.474% | 100% | 0% | 0% | 100% | 100% | 21% | 4.474% | 1
5725 | 19.8% | 6.152% | 100% | 0% | 0% | 100% | 100% | 19.8% | 6.152% | 1
5726 | 15.33% | 6.014% | 100% | 0% | 0% | 100% | 100% | 15.33% | 6.014% | 1
5727 | 7.526% | 5.636% | 100% | 0% | 0% | 100% | 100% | 7.526% | 5.636% | 1
5728 | 0% | 4.916% | 100% | 0% | 0% | 100% | 100% | 0% | 4.916% | 1
5729 | 0% | 5.325% | 100% | 0% | 0% | 100% | 100% | 0% | 5.325% | 1
5730 | 0% | 4.523% | 100% | 0% | 0% | 100% | 100% | 0% | 4.523% | 1
5731 | 0% | 2.575% | 100% | 0% | 0% | 100% | 100% | 0% | 2.575% | 1
5732 | 0% | 1.457% | 100% | 0% | 0% | 100% | 100% | 0% | 1.457% | 1
5733 | 0% | 2.544% | 100% | 0% | 0% | 100% | 100% | 0% | 2.544% | 1
5734 | 0% | 3.252% | 100% | 0% | 0% | 100% | 100% | 0% | 3.252% | 1
5735 | 0% | 3.128% | 100% | 0% | 0% | 100% | 100% | 0% | 3.128% | 1
5736 | 0% | 1.387% | 100% | 0% | 0% | 100% | 100% | 0% | 1.387% | 1
5737 | 0% | 1.289% | 100% | 0% | 0% | 100% | 100% | 0% | 1.289% | 1
5738 | 0% | 0% | 100% | 0% | 0% | 100% | 100% | 0% | 0% | 1
5739 | 0% | 0% | 100% | 0% | 0% | 100% | 100% | 0% | 0% | 1
5740 | 0% | 0% | 100% | 0% | 0% | 100% | 100% | 0% | 0% | 1
5741 | 0% | 0% | 100% | 0% | 0% | 100% | 100% | 0% | 0% | 1
5742 | 0% | 0% | 100% | 0% | 0% | 100% | 100% | 0% | 0% | 1
5743 | 0% | 0% | 100% | 0% | 0% | 100% | 100% | 0% | 0% | 1
5744 | 0% | 0% | 100% | 0% | 0% | 100% | 100% | 0% | 0% | 1
5745 | 2.036% | 0% | 100% | 0% | 0% | 100% | 100% | 2.036% | 0% | 1
5746 | 12.26% | 0% | 100% | 0% | 0% | 100% | 100% | 12.26% | 0% | 1
5747 | 14.37% | 1.665% | 100% | 0% | 0% | 100% | 100% | 14.37% | 1.665% | 1
5748 | 18.12% | 4.418% | 100% | 0% | 0% | 100% | 100% | 18.12% | 4.418% | 1
5749 | 20.24% | 7.33% | 100% | 0% | 0% | 100% | 100% | 20.24% | 7.33% | 1
5750 | 18.61% | 8.746% | 100% | 0% | 0% | 100% | 100% | 18.61% | 8.746% | 1
5751 | 9.364% | 8.387% | 100% | 0% | 0% | 100% | 100% | 9.364% | 8.387% | 1
5752 | 0% | 7.052% | 100% | 0% | 0% | 100% | 100% | 0% | 7.052% | 1
5753 | 0% | 8.278% | 100% | 0% | 0% | 100% | 100% | 0% | 8.278% | 1
5754 | 0% | 5.968% | 100% | 0% | 0% | 100% | 100% | 0% | 5.968% | 1
5755 | 0% | 2.649% | 100% | 0% | 0% | 100% | 100% | 0% | 2.649% | 1
5756 | 0% | 0% | 100% | 0% | 0% | 100% | 100% | 0% | 0% | 1
5757 | 0% | 1.83% | 100% | 0% | 0% | 100% | 100% | 0% | 1.83% | 1
5758 | 0% | 0.9912% | 100% | 0% | 0% | 100% | 100% | 0% | 0.9912% | 1
5759 | 0% | 1.469% | 100% | 0% | 0% | 100% | 100% | 0% | 1.469% | 1
5760 | 0% | 0.3066% | 100% | 0% | 0% | 100% | 100% | 0% | 0.3066% | 1
5761 | 0% | 0% | 100% | 0% | 0% | 100% | 100% | 0% | 0% | 1
5762 | 0% | 0% | 100% | 0% | 0% | 100% | 100% | 0% | 0% | 1
5763 | 0% | 0% | 100% | 0% | 0% | 100% | 100% | 0% | 0% | 1
5764 | 0% | 0% | 100% | 0% | 0% | 100% | 100% | 0% | 0% | 1
5765 | 0% | 0% | 100% | 0% | 0% | 100% | 100% | 0% | 0% | 1
5766 | 0% | 0% | 100% | 0% | 0% | 100% | 100% | 0% | 0% | 1
5767 | 0% | 0% | 100% | 0% | 0% | 100% | 100% | 0% | 0% | 1
5768 | 0% | 0% | 100% | 0% | 0% | 100% | 100% | 0% | 0% | 1
5769 | 8.253% | 0% | 100% | 0% | 0% | 100% | 100% | 8.253% | 0% | 1
5770 | 18.84% | 0.05645% | 100% | 0% | 0% | 100% | 100% | 18.84% | 0.05645% | 1
5771 | 26.76% | 2.47% | 100% | 0% | 0% | 100% | 100% | 26.76% | 2.47% | 1
5772 | 30.1% | 6.122% | 100% | 0% | 0% | 100% | 100% | 30.1% | 6.122% | 1
5773 | 31.41% | 9.647% | 100% | 0% | 0% | 100% | 100% | 31.41% | 9.647% | 1
5774 | 31.15% | 12.2% | 100% | 0% | 0% | 100% | 100% | 31.15% | 12.2% | 1
5775 | 19.7% | 11.36% | 100% | 0% | 0% | 100% | 100% | 19.7% | 11.36% | 1
5776 | 5.455% | 8.936% | 100% | 0% | 0% | 100% | 100% | 5.455% | 8.936% | 1
5777 | 2.533% | 9.803% | 100% | 0% | 0% | 100% | 100% | 2.533% | 9.803% | 1
5778 | 0% | 5.48% | 100% | 0% | 0% | 100% | 100% | 0% | 5.48% | 1
5779 | 0% | 3.004% | 100% | 0% | 0% | 100% | 100% | 0% | 3.004% | 1
5780 | 0% | 0.8682% | 100% | 0% | 0% | 100% | 100% | 0% | 0.8682% | 1
5781 | 0% | 3.484% | 100% | 0% | 0% | 100% | 100% | 0% | 3.484% | 1
5782 | 0% | 2.381% | 100% | 0% | 0% | 100% | 100% | 0% | 2.381% | 1
5783 | 0% | 3.728% | 100% | 0% | 0% | 100% | 100% | 0% | 3.728% | 1
5784 | 0% | 2.016% | 100% | 0% | 0% | 100% | 100% | 0% | 2.016% | 1
5785 | 0% | 0% | 100% | 0% | 0% | 100% | 100% | 0% | 0% | 1
5786 | 0% | 0% | 100% | 0% | 0% | 100% | 100% | 0% | 0% | 1
5787 | 0% | 0% | 100% | 0% | 0% | 100% | 100% | 0% | 0% | 1
5788 | 0% | 0% | 100% | 0% | 0% | 100% | 100% | 0% | 0% | 1
5789 | 0% | 0% | 100% | 0% | 0% | 100% | 100% | 0% | 0% | 1
5790 | 0% | 0% | 100% | 0% | 0% | 100% | 100% | 0% | 0% | 1
5791 | 0% | 0% | 100% | 0% | 0% | 100% | 100% | 0% | 0% | 1
5792 | 0% | 0% | 100% | 0% | 0% | 100% | 100% | 0% | 0% | 1
5793 | 9.206% | 0% | 100% | 0% | 0% | 100% | 100% | 9.206% | 0% | 1
5794 | 18.02% | 0.9575% | 100% | 0% | 0% | 100% | 100% | 18.02% | 0.9575% | 1
5795 | 30.38% | 4.712% | 100% | 0% | 0% | 100% | 100% | 30.38% | 4.712% | 1
5796 | 34.21% | 8.661% | 100% | 0% | 0% | 100% | 100% | 34.21% | 8.661% | 1
5797 | 35.74% | 11.32% | 100% | 0% | 0% | 100% | 100% | 35.74% | 11.32% | 1
5798 | 35.37% | 12.04% | 100% | 0% | 0% | 100% | 100% | 35.37% | 12.04% | 1
5799 | 25.88% | 10.9% | 100% | 0% | 0% | 100% | 100% | 25.88% | 10.9% | 1
5800 | 12.18% | 9.634% | 100% | 0% | 0% | 100% | 100% | 12.18% | 9.634% | 1
5801 | 1.214% | 10.22% | 100% | 0% | 0% | 100% | 100% | 1.214% | 10.22% | 1
5802 | 0% | 4.647% | 100% | 0% | 0% | 100% | 100% | 0% | 4.647% | 1
5803 | 0% | 1.196% | 100% | 0% | 0% | 100% | 100% | 0% | 1.196% | 1
5804 | 0% | 0% | 100% | 0% | 0% | 100% | 100% | 0% | 0% | 1
5805 | 0% | 0.1208% | 100% | 0% | 0% | 100% | 100% | 0% | 0.1208% | 1
5806 | 0% | 0% | 100% | 0% | 0% | 100% | 100% | 0% | 0% | 1
5807 | 0% | 0% | 100% | 0% | 0% | 100% | 100% | 0% | 0% | 1
5808 | 0% | 0% | 100% | 0% | 0% | 100% | 100% | 0% | 0% | 1
5809 | 0% | 0% | 100% | 0% | 0% | 100% | 100% | 0% | 0% | 1
5810 | 0% | 0% | 100% | 0% | 0% | 100% | 100% | 0% | 0% | 1
5811 | 0% | 0% | 100% | 0% | 0% | 100% | 100% | 0% | 0% | 1
5812 | 0% | 0% | 100% | 0% | 0% | 100% | 100% | 0% | 0% | 1
5813 | 0% | 0% | 100% | 0% | 0% | 100% | 100% | 0% | 0% | 1
5814 | 0% | 0% | 100% | 0% | 0% | 100% | 100% | 0% | 0% | 1
5815 | 0% | 0% | 100% | 0% | 0% | 100% | 100% | 0% | 0% | 1
5816 | 0% | 0% | 100% | 0% | 0% | 100% | 100% | 0% | 0% | 1
5817 | 9.689% | 0% | 100% | 0% | 0% | 100% | 100% | 9.689% | 0% | 1
5818 | 17.83% | 0% | 100% | 0% | 0% | 100% | 100% | 17.83% | 0% | 1
5819 | 31.39% | 2.732% | 100% | 0% | 0% | 100% | 100% | 31.39% | 2.732% | 1
5820 | 36.25% | 5.308% | 100% | 0% | 0% | 100% | 100% | 36.25% | 5.308% | 1
5821 | 30.17% | 7.764% | 100% | 0% | 0% | 100% | 100% | 30.17% | 7.764% | 1
5822 | 31.93% | 6.778% | 100% | 0% | 0% | 100% | 100% | 31.93% | 6.778% | 1
5823 | 25.8% | 5.018% | 100% | 0% | 0% | 100% | 100% | 25.8% | 5.018% | 1
5824 | 23.84% | 3.6% | 100% | 0% | 0% | 100% | 100% | 23.84% | 3.6% | 1
5825 | 6.18% | 3.756% | 100% | 0% | 0% | 100% | 100% | 6.18% | 3.756% | 1
5826 | 0% | 0% | 100% | 0% | 0% | 100% | 100% | 0% | 0% | 1
5827 | 0% | 0% | 100% | 0% | 0% | 100% | 100% | 0% | 0% | 1
5828 | 0% | 0% | 100% | 0% | 0% | 100% | 100% | 0% | 0% | 1
5829 | 0% | 0% | 100% | 0% | 0% | 100% | 100% | 0% | 0% | 1
5830 | 0% | 0% | 100% | 0% | 0% | 100% | 100% | 0% | 0% | 1
5831 | 0% | 0% | 100% | 0% | 0% | 100% | 100% | 0% | 0% | 1
5832 | 0% | 0% | 100% | 0% | 0% | 100% | 100% | 0% | 0% | 1
5833 | 0% | 0% | 100% | 0% | 0% | 100% | 100% | 0% | 0% | 1
5834 | 0% | 0% | 100% | 0% | 0% | 100% | 100% | 0% | 0% | 1
5835 | 0% | 0% | 100% | 0% | 0% | 100% | 100% | 0% | 0% | 1
5836 | 0% | 0% | 100% | 0% | 0% | 100% | 100% | 0% | 0% | 1
5837 | 0% | 0% | 100% | 0% | 0% | 100% | 100% | 0% | 0% | 1
5838 | 0% | 0% | 100% | 0% | 0% | 100% | 100% | 0% | 0% | 1
5839 | 0% | 0% | 100% | 0% | 0% | 100% | 100% | 0% | 0% | 1
5840 | 0% | 0% | 100% | 0% | 0% | 100% | 100% | 0% | 0% | 1
5841 | 7.56% | 0% | 100% | 0% | 0% | 100% | 100% | 7.56% | 0% | 1
5842 | 18.26% | 0% | 100% | 0% | 0% | 100% | 100% | 18.26% | 0% | 1
5843 | 25.02% | 0% | 100% | 0% | 0% | 100% | 100% | 25.02% | 0% | 1
5844 | 29.25% | 0.4638% | 100% | 0% | 0% | 100% | 100% | 29.25% | 0.4638% | 1
5845 | 23.44% | 3.331% | 100% | 0% | 0% | 100% | 100% | 23.44% | 3.331% | 1
5846 | 24.47% | 3.228% | 100% | 0% | 0% | 100% | 100% | 24.47% | 3.228% | 1
5847 | 17.72% | 1.763% | 100% | 0% | 0% | 100% | 100% | 17.72% | 1.763% | 1
5848 | 15.98% | 0.142% | 100% | 0% | 0% | 100% | 100% | 15.98% | 0.142% | 1
5849 | 2.176% | 0.3369% | 100% | 0% | 0% | 100% | 100% | 2.176% | 0.3369% | 1
5850 | 0% | 0% | 100% | 0% | 0% | 100% | 100% | 0% | 0% | 1
5851 | 0% | 0% | 100% | 0% | 0% | 100% | 100% | 0% | 0% | 1
5852 | 0% | 0% | 100% | 0% | 0% | 100% | 100% | 0% | 0% | 1
5853 | 0% | 0% | 100% | 0% | 0% | 100% | 100% | 0% | 0% | 1
5854 | 0% | 0% | 100% | 0% | 0% | 100% | 100% | 0% | 0% | 1
5855 | 0% | 0% | 100% | 0% | 0% | 100% | 100% | 0% | 0% | 1
5856 | 0% | 0% | 100% | 0% | 0% | 100% | 100% | 0% | 0% | 1
5857 | 0% | 0% | 100% | 0% | 0% | 100% | 100% | 0% | 0% | 1
5858 | 0% | 0% | 100% | 0% | 0% | 100% | 100% | 0% | 0% | 1
5859 | 0% | 0% | 100% | 0% | 0% | 100% | 100% | 0% | 0% | 1
5860 | 0% | 0% | 100% | 0% | 0% | 100% | 100% | 0% | 0% | 1
5861 | 0% | 0% | 100% | 0% | 0% | 100% | 100% | 0% | 0% | 1
5862 | 0% | 0% | 100% | 0% | 0% | 100% | 100% | 0% | 0% | 1
5863 | 0% | 0% | 100% | 0% | 0% | 100% | 100% | 0% | 0% | 1
5864 | 0% | 0% | 100% | 0% | 0% | 100% | 100% | 0% | 0% | 1
5865 | 3.856% | 0% | 100% | 0% | 0% | 100% | 100% | 3.856% | 0% | 1
5866 | 10.98% | 0% | 100% | 0% | 0% | 100% | 100% | 10.98% | 0% | 1
5867 | 17.37% | 0% | 100% | 0% | 0% | 100% | 100% | 17.37% | 0% | 1
5868 | 16.84% | 0% | 100% | 0% | 0% | 100% | 100% | 16.84% | 0% | 1
5869 | 15.6% | 0% | 100% | 0% | 0% | 100% | 100% | 15.6% | 0% | 1
5870 | 18.67% | 0.3452% | 100% | 0% | 0% | 100% | 100% | 18.67% | 0.3452% | 1
5871 | 13.9% | 0% | 100% | 0% | 0% | 100% | 100% | 13.9% | 0% | 1
5872 | 15.93% | 0% | 100% | 0% | 0% | 100% | 100% | 15.93% | 0% | 1
5873 | 0.226% | 0% | 100% | 0% | 0% | 100% | 100% | 0.226% | 0% | 1
5874 | 0% | 0% | 100% | 0% | 0% | 100% | 100% | 0% | 0% | 1
5875 | 0% | 0% | 100% | 0% | 0% | 100% | 100% | 0% | 0% | 1
5876 | 0% | 0% | 100% | 0% | 0% | 100% | 100% | 0% | 0% | 1
5877 | 0% | 0% | 100% | 0% | 0% | 100% | 100% | 0% | 0% | 1
5878 | 0% | 0% | 100% | 0% | 0% | 100% | 100% | 0% | 0% | 1
5879 | 0% | 0% | 100% | 0% | 0% | 100% | 100% | 0% | 0% | 1
5880 | 0% | 0% | 100% | 0% | 0% | 100% | 100% | 0% | 0% | 1
5881 | 0% | 0% | 100% | 0% | 0% | 100% | 100% | 0% | 0% | 1
5882 | 0% | 0% | 100% | 0% | 0% | 100% | 100% | 0% | 0% | 1
5883 | 0% | 0% | 100% | 0% | 0% | 100% | 100% | 0% | 0% | 1
5884 | 0% | 0% | 100% | 0% | 0% | 100% | 100% | 0% | 0% | 1
5885 | 0% | 0% | 100% | 0% | 0% | 100% | 100% | 0% | 0% | 1
5886 | 0% | 0% | 100% | 0% | 0% | 100% | 100% | 0% | 0% | 1
5887 | 0% | 0% | 100% | 0% | 0% | 100% | 100% | 0% | 0% | 1
5888 | 0% | 0% | 100% | 0% | 0% | 100% | 100% | 0% | 0% | 1
5889 | 7.79% | 0% | 100% | 0% | 0% | 100% | 100% | 7.79% | 0% | 1
5890 | 14.66% | 0% | 100% | 0% | 0% | 100% | 100% | 14.66% | 0% | 1
5891 | 20.86% | 0% | 100% | 0% | 0% | 100% | 100% | 20.86% | 0% | 1
5892 | 17.3% | 0.09689% | 100% | 0% | 0% | 100% | 100% | 17.3% | 0.09689% | 1
5893 | 19.58% | 0.3639% | 100% | 0% | 0% | 100% | 100% | 19.58% | 0.3639% | 1
5894 | 18.38% | 1.863% | 100% | 0% | 0% | 100% | 100% | 18.38% | 1.863% | 1
5895 | 10.59% | 3.123% | 100% | 0% | 0% | 100% | 100% | 10.59% | 3.123% | 1
5896 | 8.399% | 1.46% | 100% | 0% | 0% | 100% | 100% | 8.399% | 1.46% | 1
5897 | 0% | 1.537% | 100% | 0% | 0% | 100% | 100% | 0% | 1.537% | 1
5898 | 0% | 0.3111% | 100% | 0% | 0% | 100% | 100% | 0% | 0.3111% | 1
5899 | 0% | 0% | 100% | 0% | 0% | 100% | 100% | 0% | 0% | 1
5900 | 0% | 0% | 100% | 0% | 0% | 100% | 100% | 0% | 0% | 1
5901 | 0% | 0% | 100% | 0% | 0% | 100% | 100% | 0% | 0% | 1
5902 | 0% | 0% | 100% | 0% | 0% | 100% | 100% | 0% | 0% | 1
5903 | 0% | 0% | 100% | 0% | 0% | 100% | 100% | 0% | 0% | 1
5904 | 0% | 0% | 100% | 0% | 0% | 100% | 100% | 0% | 0% | 1
5905 | 0% | 0% | 100% | 0% | 0% | 100% | 100% | 0% | 0% | 1
5906 | 0% | 0% | 100% | 0% | 0% | 100% | 100% | 0% | 0% | 1
5907 | 0% | 0% | 100% | 0% | 0% | 100% | 100% | 0% | 0% | 1
5908 | 0% | 0% | 100% | 0% | 0% | 100% | 100% | 0% | 0% | 1
5909 | 0% | 0% | 100% | 0% | 0% | 100% | 100% | 0% | 0% | 1
5910 | 0% | 0% | 100% | 0% | 0% | 100% | 100% | 0% | 0% | 1
5911 | 0% | 0% | 100% | 0% | 0% | 100% | 100% | 0% | 0% | 1
5912 | 0% | 0% | 100% | 0% | 0% | 100% | 100% | 0% | 0% | 1
5913 | 6.9% | 0% | 100% | 0% | 0% | 100% | 100% | 6.9% | 0% | 1
5914 | 14.59% | 0.256% | 100% | 0% | 0% | 100% | 100% | 14.59% | 0.256% | 1
5915 | 23.55% | 3.356% | 100% | 0% | 0% | 100% | 100% | 23.55% | 3.356% | 1
5916 | 13.97% | 4.89% | 100% | 0% | 0% | 100% | 100% | 13.97% | 4.89% | 1
5917 | 22.63% | 3.231% | 100% | 0% | 0% | 100% | 100% | 22.63% | 3.231% | 1
5918 | 17.68% | 4.641% | 100% | 0% | 0% | 100% | 100% | 17.68% | 4.641% | 1
5919 | 13.58% | 5.13% | 100% | 0% | 0% | 100% | 100% | 13.58% | 5.13% | 1
5920 | 9.422% | 4.899% | 100% | 0% | 0% | 100% | 100% | 9.422% | 4.899% | 1
5921 | 0% | 4.285% | 100% | 0% | 0% | 100% | 100% | 0% | 4.285% | 1
5922 | 0% | 2.083% | 100% | 0% | 0% | 100% | 100% | 0% | 2.083% | 1
5923 | 0% | 0% | 100% | 0% | 0% | 100% | 100% | 0% | 0% | 1
5924 | 0% | 0% | 100% | 0% | 0% | 100% | 100% | 0% | 0% | 1
5925 | 0% | 0% | 100% | 0% | 0% | 100% | 100% | 0% | 0% | 1
5926 | 0% | 0% | 100% | 0% | 0% | 100% | 100% | 0% | 0% | 1
5927 | 0% | 0% | 100% | 0% | 0% | 100% | 100% | 0% | 0% | 1
5928 | 0% | 0% | 100% | 0% | 0% | 100% | 100% | 0% | 0% | 1
5929 | 0% | 0% | 100% | 0% | 0% | 100% | 100% | 0% | 0% | 1
5930 | 0% | 0% | 100% | 0% | 0% | 100% | 100% | 0% | 0% | 1
5931 | 0% | 0% | 100% | 0% | 0% | 100% | 100% | 0% | 0% | 1
5932 | 0% | 0% | 100% | 0% | 0% | 100% | 100% | 0% | 0% | 1
5933 | 0% | 0% | 100% | 0% | 0% | 100% | 100% | 0% | 0% | 1
5934 | 0% | 0% | 100% | 0% | 0% | 100% | 100% | 0% | 0% | 1
5935 | 0% | 0% | 100% | 0% | 0% | 100% | 100% | 0% | 0% | 1
5936 | 0% | 0% | 100% | 0% | 0% | 100% | 100% | 0% | 0% | 1
5937 | 10.96% | 0% | 100% | 0% | 0% | 100% | 100% | 10.96% | 0% | 1
5938 | 23.73% | 0% | 100% | 0% | 0% | 100% | 100% | 23.73% | 0% | 1
5939 | 36.23% | 1.336% | 100% | 0% | 0% | 100% | 100% | 36.23% | 1.336% | 1
5940 | 27.66% | 4.863% | 100% | 0% | 0% | 100% | 100% | 27.66% | 4.863% | 1
5941 | 36.75% | 5.134% | 100% | 0% | 0% | 100% | 100% | 36.75% | 5.134% | 1
5942 | 23.32% | 5.801% | 100% | 0% | 0% | 100% | 100% | 23.32% | 5.801% | 1
5943 | 19.55% | 6.637% | 100% | 0% | 0% | 100% | 100% | 19.55% | 6.637% | 1
5944 | 9.687% | 7.168% | 100% | 0% | 0% | 100% | 100% | 9.687% | 7.168% | 1
5945 | 0% | 6.193% | 100% | 0% | 0% | 100% | 100% | 0% | 6.193% | 1
5946 | 0% | 4.36% | 100% | 0% | 0% | 100% | 100% | 0% | 4.36% | 1
5947 | 0% | 0.6827% | 100% | 0% | 0% | 100% | 100% | 0% | 0.6827% | 1
5948 | 0% | 0% | 100% | 0% | 0% | 100% | 100% | 0% | 0% | 1
5949 | 0% | 0% | 100% | 0% | 0% | 100% | 100% | 0% | 0% | 1
5950 | 0% | 0% | 100% | 0% | 0% | 100% | 100% | 0% | 0% | 1
5951 | 0% | 0% | 100% | 0% | 0% | 100% | 100% | 0% | 0% | 1
5952 | 0% | 0% | 100% | 0% | 0% | 100% | 100% | 0% | 0% | 1
5953 | 0% | 0% | 100% | 0% | 0% | 100% | 100% | 0% | 0% | 1
5954 | 0% | 0% | 100% | 0% | 0% | 100% | 100% | 0% | 0% | 1
5955 | 0% | 0% | 100% | 0% | 0% | 100% | 100% | 0% | 0% | 1
5956 | 0% | 0% | 100% | 0% | 0% | 100% | 100% | 0% | 0% | 1
5957 | 0% | 0% | 100% | 0% | 0% | 100% | 100% | 0% | 0% | 1
5958 | 0% | 0% | 100% | 0% | 0% | 100% | 100% | 0% | 0% | 1
5959 | 0% | 0% | 100% | 0% | 0% | 100% | 100% | 0% | 0% | 1
5960 | 0% | 0% | 100% | 0% | 0% | 100% | 100% | 0% | 0% | 1
5961 | 5.016% | 0% | 100% | 0% | 0% | 100% | 100% | 5.016% | 0% | 1
5962 | 22.87% | 0% | 100% | 0% | 0% | 100% | 100% | 22.87% | 0% | 1
5963 | 32.11% | 0.5588% | 100% | 0% | 0% | 100% | 100% | 32.11% | 0.5588% | 1
5964 | 27.47% | 2.732% | 100% | 0% | 0% | 100% | 100% | 27.47% | 2.732% | 1
5965 | 30.75% | 4.81% | 100% | 0% | 0% | 100% | 100% | 30.75% | 4.81% | 1
5966 | 27.51% | 6.312% | 100% | 0% | 0% | 100% | 100% | 27.51% | 6.312% | 1
5967 | 24.65% | 6.058% | 100% | 0% | 0% | 100% | 100% | 24.65% | 6.058% | 1
5968 | 16.79% | 6.198% | 100% | 0% | 0% | 100% | 100% | 16.79% | 6.198% | 1
5969 | 3.434% | 5.376% | 100% | 0% | 0% | 100% | 100% | 3.434% | 5.376% | 1
5970 | 0% | 3.462% | 100% | 0% | 0% | 100% | 100% | 0% | 3.462% | 1
5971 | 0% | 1.436% | 100% | 0% | 0% | 100% | 100% | 0% | 1.436% | 1
5972 | 0% | 0% | 100% | 0% | 0% | 100% | 100% | 0% | 0% | 1
5973 | 0% | 0% | 100% | 0% | 0% | 100% | 100% | 0% | 0% | 1
5974 | 0% | 0% | 100% | 0% | 0% | 100% | 100% | 0% | 0% | 1
5975 | 0% | 0% | 100% | 0% | 0% | 100% | 100% | 0% | 0% | 1
5976 | 0% | 0% | 100% | 0% | 0% | 100% | 100% | 0% | 0% | 1
5977 | 0% | 0% | 100% | 0% | 0% | 100% | 100% | 0% | 0% | 1
5978 | 0% | 0% | 100% | 0% | 0% | 100% | 100% | 0% | 0% | 1
5979 | 0% | 0% | 100% | 0% | 0% | 100% | 100% | 0% | 0% | 1
5980 | 0% | 0% | 100% | 0% | 0% | 100% | 100% | 0% | 0% | 1
5981 | 0% | 0% | 100% | 0% | 0% | 100% | 100% | 0% | 0% | 1
5982 | 0% | 0% | 100% | 0% | 0% | 100% | 100% | 0% | 0% | 1
5983 | 0% | 0% | 100% | 0% | 0% | 100% | 100% | 0% | 0% | 1
5984 | 0% | 0% | 100% | 0% | 0% | 100% | 100% | 0% | 0% | 1
5985 | 6.912% | 0% | 100% | 0% | 0% | 100% | 100% | 6.912% | 0% | 1
5986 | 24.54% | 0% | 100% | 0% | 0% | 100% | 100% | 24.54% | 0% | 1
5987 | 28.39% | 0.07455% | 100% | 0% | 0% | 100% | 100% | 28.39% | 0.07455% | 1
5988 | 33.81% | 1.832% | 100% | 0% | 0% | 100% | 100% | 33.81% | 1.832% | 1
5989 | 27.4% | 4.358% | 100% | 0% | 0% | 100% | 100% | 27.4% | 4.358% | 1
5990 | 21.08% | 5.278% | 100% | 0% | 0% | 100% | 100% | 21.08% | 5.278% | 1
5991 | 21.19% | 4.892% | 100% | 0% | 0% | 100% | 100% | 21.19% | 4.892% | 1
5992 | 15.35% | 5.229% | 100% | 0% | 0% | 100% | 100% | 15.35% | 5.229% | 1
5993 | 2.015% | 4.504% | 100% | 0% | 0% | 100% | 100% | 2.015% | 4.504% | 1
5994 | 0% | 3.291% | 100% | 0% | 0% | 100% | 100% | 0% | 3.291% | 1
5995 | 0% | 1.152% | 100% | 0% | 0% | 100% | 100% | 0% | 1.152% | 1
5996 | 0% | 0% | 100% | 0% | 0% | 100% | 100% | 0% | 0% | 1
5997 | 0% | 0% | 100% | 0% | 0% | 100% | 100% | 0% | 0% | 1
5998 | 0% | 0% | 100% | 0% | 0% | 100% | 100% | 0% | 0% | 1
5999 | 0% | 0% | 100% | 0% | 0% | 100% | 100% | 0% | 0% | 1
6000 | 0% | 0% | 100% | 0% | 0% | 100% | 100% | 0% | 0% | 1
6001 | 0% | 0% | 100% | 0% | 0% | 100% | 100% | 0% | 0% | 1
6002 | 0% | 0% | 100% | 0% | 0% | 100% | 100% | 0% | 0% | 1
6003 | 0% | 0% | 100% | 0% | 0% | 100% | 100% | 0% | 0% | 1
6004 | 0% | 0% | 100% | 0% | 0% | 100% | 100% | 0% | 0% | 1
6005 | 0% | 0% | 100% | 0% | 0% | 100% | 100% | 0% | 0% | 1
6006 | 0% | 0% | 100% | 0% | 0% | 100% | 100% | 0% | 0% | 1
6007 | 0% | 0% | 100% | 0% | 0% | 100% | 100% | 0% | 0% | 1
6008 | 0% | 0% | 100% | 0% | 0% | 100% | 100% | 0% | 0% | 1
6009 | 3.355% | 0% | 100% | 0% | 0% | 100% | 100% | 3.355% | 0% | 1
6010 | 19.41% | 0.1427% | 100% | 0% | 0% | 100% | 100% | 19.41% | 0.1427% | 1
6011 | 20.09% | 1.468% | 100% | 0% | 0% | 100% | 100% | 20.09% | 1.468% | 1
6012 | 27.73% | 2.336% | 100% | 0% | 0% | 100% | 100% | 27.73% | 2.336% | 1
6013 | 22.68% | 4.611% | 100% | 0% | 0% | 100% | 100% | 22.68% | 4.611% | 1
6014 | 19.25% | 5.356% | 100% | 0% | 0% | 100% | 100% | 19.25% | 5.356% | 1
6015 | 18.28% | 5.258% | 100% | 0% | 0% | 100% | 100% | 18.28% | 5.258% | 1
6016 | 11.3% | 4.786% | 100% | 0% | 0% | 100% | 100% | 11.3% | 4.786% | 1
6017 | 1.137% | 4.178% | 100% | 0% | 0% | 100% | 100% | 1.137% | 4.178% | 1
6018 | 0% | 3.603% | 100% | 0% | 0% | 100% | 100% | 0% | 3.603% | 1
6019 | 0% | 1.456% | 100% | 0% | 0% | 100% | 100% | 0% | 1.456% | 1
6020 | 0% | 0% | 100% | 0% | 0% | 100% | 100% | 0% | 0% | 1
6021 | 0% | 0% | 100% | 0% | 0% | 100% | 100% | 0% | 0% | 1
6022 | 0% | 0% | 100% | 0% | 0% | 100% | 100% | 0% | 0% | 1
6023 | 0% | 0% | 100% | 0% | 0% | 100% | 100% | 0% | 0% | 1
6024 | 0% | 0% | 100% | 0% | 0% | 100% | 100% | 0% | 0% | 1
6025 | 0% | 0% | 100% | 0% | 0% | 100% | 100% | 0% | 0% | 1
6026 | 0% | 0% | 100% | 0% | 0% | 100% | 100% | 0% | 0% | 1
6027 | 0% | 0% | 100% | 0% | 0% | 100% | 100% | 0% | 0% | 1
6028 | 0% | 0% | 100% | 0% | 0% | 100% | 100% | 0% | 0% | 1
6029 | 0% | 0% | 100% | 0% | 0% | 100% | 100% | 0% | 0% | 1
6030 | 0% | 0% | 100% | 0% | 0% | 100% | 100% | 0% | 0% | 1
6031 | 0% | 0% | 100% | 0% | 0% | 100% | 100% | 0% | 0% | 1
6032 | 0% | 0% | 100% | 0% | 0% | 100% | 100% | 0% | 0% | 1
6033 | 9.702% | 0% | 100% | 0% | 0% | 100% | 100% | 9.702% | 0% | 1
6034 | 23.69% | 0% | 100% | 0% | 0% | 100% | 100% | 23.69% | 0% | 1
6035 | 26.02% | 0.6915% | 100% | 0% | 0% | 100% | 100% | 26.02% | 0.6915% | 1
6036 | 31.39% | 2.662% | 100% | 0% | 0% | 100% | 100% | 31.39% | 2.662% | 1
6037 | 22.81% | 4.261% | 100% | 0% | 0% | 100% | 100% | 22.81% | 4.261% | 1
6038 | 21.73% | 2.878% | 100% | 0% | 0% | 100% | 100% | 21.73% | 2.878% | 1
6039 | 19.84% | 2.614% | 100% | 0% | 0% | 100% | 100% | 19.84% | 2.614% | 1
6040 | 11.03% | 1.337% | 100% | 0% | 0% | 100% | 100% | 11.03% | 1.337% | 1
6041 | 0% | 3.196% | 100% | 0% | 0% | 100% | 100% | 0% | 3.196% | 1
6042 | 0% | 2.533% | 100% | 0% | 0% | 100% | 100% | 0% | 2.533% | 1
6043 | 0% | 1.465% | 100% | 0% | 0% | 100% | 100% | 0% | 1.465% | 1
6044 | 0% | 0% | 100% | 0% | 0% | 100% | 100% | 0% | 0% | 1
6045 | 0% | 0% | 100% | 0% | 0% | 100% | 100% | 0% | 0% | 1
6046 | 0% | 0% | 100% | 0% | 0% | 100% | 100% | 0% | 0% | 1
6047 | 0% | 0% | 100% | 0% | 0% | 100% | 100% | 0% | 0% | 1
6048 | 0% | 0% | 100% | 0% | 0% | 100% | 100% | 0% | 0% | 1
6049 | 0% | 0% | 100% | 0% | 0% | 100% | 100% | 0% | 0% | 1
6050 | 0% | 0% | 100% | 0% | 0% | 100% | 100% | 0% | 0% | 1
6051 | 0% | 0% | 100% | 0% | 0% | 100% | 100% | 0% | 0% | 1
6052 | 0% | 0% | 100% | 0% | 0% | 100% | 100% | 0% | 0% | 1
6053 | 0% | 0% | 100% | 0% | 0% | 100% | 100% | 0% | 0% | 1
6054 | 0% | 0% | 100% | 0% | 0% | 100% | 100% | 0% | 0% | 1
6055 | 0% | 0% | 100% | 0% | 0% | 100% | 100% | 0% | 0% | 1
6056 | 0% | 0% | 100% | 0% | 0% | 100% | 100% | 0% | 0% | 1
6057 | 8.291% | 0% | 100% | 0% | 0% | 100% | 100% | 8.291% | 0% | 1
6058 | 22.73% | 0% | 100% | 0% | 0% | 100% | 100% | 22.73% | 0% | 1
6059 | 24.63% | 2.495% | 100% | 0% | 0% | 100% | 100% | 24.63% | 2.495% | 1
6060 | 29.47% | 5.39% | 100% | 0% | 0% | 100% | 100% | 29.47% | 5.39% | 1
6061 | 18.28% | 6.2% | 100% | 0% | 0% | 100% | 100% | 18.28% | 6.2% | 1
6062 | 15.72% | 5.604% | 100% | 0% | 0% | 100% | 100% | 15.72% | 5.604% | 1
6063 | 12.24% | 4.774% | 100% | 0% | 0% | 100% | 100% | 12.24% | 4.774% | 1
6064 | 3.453% | 3.035% | 100% | 0% | 0% | 100% | 100% | 3.453% | 3.035% | 1
6065 | 0% | 3.779% | 100% | 0% | 0% | 100% | 100% | 0% | 3.779% | 1
6066 | 0% | 3.15% | 100% | 0% | 0% | 100% | 100% | 0% | 3.15% | 1
6067 | 0% | 2.582% | 100% | 0% | 0% | 100% | 100% | 0% | 2.582% | 1
6068 | 0% | 0.5754% | 100% | 0% | 0% | 100% | 100% | 0% | 0.5754% | 1
6069 | 0% | 0% | 100% | 0% | 0% | 100% | 100% | 0% | 0% | 1
6070 | 0% | 0% | 100% | 0% | 0% | 100% | 100% | 0% | 0% | 1
6071 | 0% | 0% | 100% | 0% | 0% | 100% | 100% | 0% | 0% | 1
6072 | 0% | 0% | 100% | 0% | 0% | 100% | 100% | 0% | 0% | 1
6073 | 0% | 0% | 100% | 0% | 0% | 100% | 100% | 0% | 0% | 1
6074 | 0% | 0% | 100% | 0% | 0% | 100% | 100% | 0% | 0% | 1
6075 | 0% | 0% | 100% | 0% | 0% | 100% | 100% | 0% | 0% | 1
6076 | 0% | 0% | 100% | 0% | 0% | 100% | 100% | 0% | 0% | 1
6077 | 0% | 0% | 100% | 0% | 0% | 100% | 100% | 0% | 0% | 1
6078 | 0% | 0% | 100% | 0% | 0% | 100% | 100% | 0% | 0% | 1
6079 | 0% | 0% | 100% | 0% | 0% | 100% | 100% | 0% | 0% | 1
6080 | 0% | 0% | 100% | 0% | 0% | 100% | 100% | 0% | 0% | 1
6081 | 7.359% | 0% | 100% | 0% | 0% | 100% | 100% | 7.359% | 0% | 1
6082 | 25.77% | 0% | 100% | 0% | 0% | 100% | 100% | 25.77% | 0% | 1
6083 | 25.22% | 0% | 100% | 0% | 0% | 100% | 100% | 25.22% | 0% | 1
6084 | 22.14% | 0.05593% | 100% | 0% | 0% | 100% | 100% | 22.14% | 0.05593% | 1
6085 | 13.25% | 0% | 100% | 0% | 0% | 100% | 100% | 13.25% | 0% | 1
6086 | 8.975% | 0% | 100% | 0% | 0% | 100% | 100% | 8.975% | 0% | 1
6087 | 8.655% | 0% | 100% | 0% | 0% | 100% | 100% | 8.655% | 0% | 1
6088 | 0.9398% | 0% | 100% | 0% | 0% | 100% | 100% | 0.9398% | 0% | 1
6089 | 0% | 0% | 100% | 0% | 0% | 100% | 100% | 0% | 0% | 1
6090 | 0% | 0% | 100% | 0% | 0% | 100% | 100% | 0% | 0% | 1
6091 | 0% | 0% | 100% | 0% | 0% | 100% | 100% | 0% | 0% | 1
6092 | 0% | 0% | 100% | 0% | 0% | 100% | 100% | 0% | 0% | 1
6093 | 0% | 0% | 100% | 0% | 0% | 100% | 100% | 0% | 0% | 1
6094 | 0% | 0% | 100% | 0% | 0% | 100% | 100% | 0% | 0% | 1
6095 | 0% | 0% | 100% | 0% | 0% | 100% | 100% | 0% | 0% | 1
6096 | 0% | 0% | 100% | 0% | 0% | 100% | 100% | 0% | 0% | 1
6097 | 0% | 0% | 100% | 0% | 0% | 100% | 100% | 0% | 0% | 1
6098 | 0% | 0% | 100% | 0% | 0% | 100% | 100% | 0% | 0% | 1
6099 | 0% | 0% | 100% | 0% | 0% | 100% | 100% | 0% | 0% | 1
6100 | 0% | 0% | 100% | 0% | 0% | 100% | 100% | 0% | 0% | 1
6101 | 0% | 0% | 100% | 0% | 0% | 100% | 100% | 0% | 0% | 1
6102 | 0% | 0% | 100% | 0% | 0% | 100% | 100% | 0% | 0% | 1
6103 | 0% | 0% | 100% | 0% | 0% | 100% | 100% | 0% | 0% | 1
6104 | 0% | 0% | 100% | 0% | 0% | 100% | 100% | 0% | 0% | 1
6105 | 0% | 0% | 100% | 0% | 0% | 100% | 100% | 0% | 0% | 1
6106 | 9.16% | 0% | 100% | 0% | 0% | 100% | 100% | 9.16% | 0% | 1
6107 | 16.92% | 0% | 100% | 0% | 0% | 100% | 100% | 16.92% | 0% | 1
6108 | 15.57% | 0% | 100% | 0% | 0% | 100% | 100% | 15.57% | 0% | 1
6109 | 12.45% | 0% | 100% | 0% | 0% | 100% | 100% | 12.45% | 0% | 1
6110 | 6.426% | 0% | 100% | 0% | 0% | 100% | 100% | 6.426% | 0% | 1
6111 | 4.299% | 0% | 100% | 0% | 0% | 100% | 100% | 4.299% | 0% | 1
6112 | 0% | 0% | 100% | 0% | 0% | 100% | 100% | 0% | 0% | 1
6113 | 0% | 0% | 100% | 0% | 0% | 100% | 100% | 0% | 0% | 1
6114 | 0% | 0% | 100% | 0% | 0% | 100% | 100% | 0% | 0% | 1
6115 | 0% | 0% | 100% | 0% | 0% | 100% | 100% | 0% | 0% | 1
6116 | 0% | 0% | 100% | 0% | 0% | 100% | 100% | 0% | 0% | 1
6117 | 0% | 0% | 100% | 0% | 0% | 100% | 100% | 0% | 0% | 1
6118 | 0% | 0% | 100% | 0% | 0% | 100% | 100% | 0% | 0% | 1
6119 | 0% | 0% | 100% | 0% | 0% | 100% | 100% | 0% | 0% | 1
6120 | 0% | 0% | 100% | 0% | 0% | 100% | 100% | 0% | 0% | 1
6121 | 0% | 0% | 100% | 0% | 0% | 100% | 100% | 0% | 0% | 1
6122 | 0% | 0% | 100% | 0% | 0% | 100% | 100% | 0% | 0% | 1
6123 | 0% | 0% | 100% | 0% | 0% | 100% | 100% | 0% | 0% | 1
6124 | 0% | 0% | 100% | 0% | 0% | 100% | 100% | 0% | 0% | 1
6125 | 0% | 0% | 100% | 0% | 0% | 100% | 100% | 0% | 0% | 1
6126 | 0% | 0% | 100% | 0% | 0% | 100% | 100% | 0% | 0% | 1
6127 | 0% | 0% | 100% | 0% | 0% | 100% | 100% | 0% | 0% | 1
6128 | 0% | 0% | 100% | 0% | 0% | 100% | 100% | 0% | 0% | 1
6129 | 0% | 0% | 100% | 0% | 0% | 100% | 100% | 0% | 0% | 1
6130 | 6.798% | 0% | 100% | 0% | 0% | 100% | 100% | 6.798% | 0% | 1
6131 | 15.8% | 0% | 100% | 0% | 0% | 100% | 100% | 15.8% | 0% | 1
6132 | 14.97% | 0% | 100% | 0% | 0% | 100% | 100% | 14.97% | 0% | 1
6133 | 8.754% | 0% | 100% | 0% | 0% | 100% | 100% | 8.754% | 0% | 1
6134 | 6.03% | 0% | 100% | 0% | 0% | 100% | 100% | 6.03% | 0% | 1
6135 | 3.497% | 0% | 100% | 0% | 0% | 100% | 100% | 3.497% | 0% | 1
6136 | 0% | 0% | 100% | 0% | 0% | 100% | 100% | 0% | 0% | 1
6137 | 0% | 0% | 100% | 0% | 0% | 100% | 100% | 0% | 0% | 1
6138 | 0% | 0% | 100% | 0% | 0% | 100% | 100% | 0% | 0% | 1
6139 | 0% | 0% | 100% | 0% | 0% | 100% | 100% | 0% | 0% | 1
6140 | 0% | 0% | 100% | 0% | 0% | 100% | 100% | 0% | 0% | 1
6141 | 0% | 0% | 100% | 0% | 0% | 100% | 100% | 0% | 0% | 1
6142 | 0% | 0% | 100% | 0% | 0% | 100% | 100% | 0% | 0% | 1
6143 | 0% | 0% | 100% | 0% | 0% | 100% | 100% | 0% | 0% | 1
6144 | 0% | 0% | 100% | 0% | 0% | 100% | 100% | 0% | 0% | 1
6145 | 0% | 0% | 100% | 0% | 0% | 100% | 100% | 0% | 0% | 1
6146 | 0% | 0% | 100% | 0% | 0% | 100% | 100% | 0% | 0% | 1
6147 | 0% | 0% | 100% | 0% | 0% | 100% | 100% | 0% | 0% | 1
6148 | 0% | 0% | 100% | 0% | 0% | 100% | 100% | 0% | 0% | 1
6149 | 0% | 0% | 100% | 0% | 0% | 100% | 100% | 0% | 0% | 1
6150 | 0% | 0% | 100% | 0% | 0% | 100% | 100% | 0% | 0% | 1
6151 | 0% | 0% | 100% | 0% | 0% | 100% | 100% | 0% | 0% | 1
6152 | 0% | 0% | 100% | 0% | 0% | 100% | 100% | 0% | 0% | 1
6153 | 0% | 0% | 100% | 0% | 0% | 100% | 100% | 0% | 0% | 1
6154 | 1.715% | 0.4985% | 100% | 0% | 0% | 100% | 100% | 1.715% | 0.4985% | 1
6155 | 19.93% | 3.834% | 100% | 0% | 0% | 100% | 100% | 19.93% | 3.834% | 1
6156 | 22.56% | 7.12% | 100% | 0% | 0% | 100% | 100% | 22.56% | 7.12% | 1
6157 | 16.47% | 6.207% | 100% | 0% | 0% | 100% | 100% | 16.47% | 6.207% | 1
6158 | 16.78% | 4.286% | 100% | 0% | 0% | 100% | 100% | 16.78% | 4.286% | 1
6159 | 10.02% | 4.323% | 100% | 0% | 0% | 100% | 100% | 10.02% | 4.323% | 1
6160 | 1.094% | 4.805% | 100% | 0% | 0% | 100% | 100% | 1.094% | 4.805% | 1
6161 | 0% | 2.793% | 100% | 0% | 0% | 100% | 100% | 0% | 2.793% | 1
6162 | 0% | 0.9219% | 100% | 0% | 0% | 100% | 100% | 0% | 0.9219% | 1
6163 | 0% | 0.52% | 100% | 0% | 0% | 100% | 100% | 0% | 0.52% | 1
6164 | 0% | 1.646% | 100% | 0% | 0% | 100% | 100% | 0% | 1.646% | 1
6165 | 0% | 0% | 100% | 0% | 0% | 100% | 100% | 0% | 0% | 1
6166 | 0% | 0% | 100% | 0% | 0% | 100% | 100% | 0% | 0% | 1
6167 | 0% | 0.7378% | 100% | 0% | 0% | 100% | 100% | 0% | 0.7378% | 1
6168 | 0% | 3.547% | 100% | 0% | 0% | 100% | 100% | 0% | 3.547% | 1
6169 | 0% | 0% | 100% | 0% | 0% | 100% | 100% | 0% | 0% | 1
6170 | 0% | 0.5845% | 100% | 0% | 0% | 100% | 100% | 0% | 0.5845% | 1
6171 | 0% | 1.644% | 100% | 0% | 0% | 100% | 100% | 0% | 1.644% | 1
6172 | 0% | 2.112% | 100% | 0% | 0% | 100% | 100% | 0% | 2.112% | 1
6173 | 0% | 3.973% | 100% | 0% | 0% | 100% | 100% | 0% | 3.973% | 1
6174 | 0% | 4.314% | 100% | 0% | 0% | 100% | 100% | 0% | 4.314% | 1
6175 | 0% | 4.146% | 100% | 0% | 0% | 100% | 100% | 0% | 4.146% | 1
6176 | 0% | 1.478% | 100% | 0% | 0% | 100% | 100% | 0% | 1.478% | 1
6177 | 1.252% | 0.9554% | 100% | 0% | 0% | 100% | 100% | 1.252% | 0.9554% | 1
6178 | 11.9% | 5.218% | 100% | 0% | 0% | 100% | 100% | 11.9% | 5.218% | 1
6179 | 26.29% | 7.623% | 100% | 0% | 0% | 100% | 100% | 26.29% | 7.623% | 1
6180 | 31.09% | 8.772% | 100% | 0% | 0% | 100% | 100% | 31.09% | 8.772% | 1
6181 | 22.5% | 6.666% | 100% | 0% | 0% | 100% | 100% | 22.5% | 6.666% | 1
6182 | 20.29% | 5.834% | 100% | 0% | 0% | 100% | 100% | 20.29% | 5.834% | 1
6183 | 15.54% | 6.466% | 100% | 0% | 0% | 100% | 100% | 15.54% | 6.466% | 1
6184 | 7.612% | 6.015% | 100% | 0% | 0% | 100% | 100% | 7.612% | 6.015% | 1
6185 | 0% | 5.296% | 100% | 0% | 0% | 100% | 100% | 0% | 5.296% | 1
6186 | 0% | 4.057% | 100% | 0% | 0% | 100% | 100% | 0% | 4.057% | 1
6187 | 0% | 4.514% | 100% | 0% | 0% | 100% | 100% | 0% | 4.514% | 1
6188 | 0% | 3.881% | 100% | 0% | 0% | 100% | 100% | 0% | 3.881% | 1
6189 | 0% | 1.033% | 100% | 0% | 0% | 100% | 100% | 0% | 1.033% | 1
6190 | 0% | 2.049% | 100% | 0% | 0% | 100% | 100% | 0% | 2.049% | 1
6191 | 0% | 2.708% | 100% | 0% | 0% | 100% | 100% | 0% | 2.708% | 1
6192 | 0% | 5.286% | 100% | 0% | 0% | 100% | 100% | 0% | 5.286% | 1
6193 | 0% | 2.914% | 100% | 0% | 0% | 100% | 100% | 0% | 2.914% | 1
6194 | 0% | 0.09759% | 100% | 0% | 0% | 100% | 100% | 0% | 0.09759% | 1
6195 | 0% | 0.827% | 100% | 0% | 0% | 100% | 100% | 0% | 0.827% | 1
6196 | 0% | 2.621% | 100% | 0% | 0% | 100% | 100% | 0% | 2.621% | 1
6197 | 0% | 4.708% | 100% | 0% | 0% | 100% | 100% | 0% | 4.708% | 1
6198 | 0% | 5.213% | 100% | 0% | 0% | 100% | 100% | 0% | 5.213% | 1
6199 | 0% | 5.367% | 100% | 0% | 0% | 100% | 100% | 0% | 5.367% | 1
6200 | 0% | 3.221% | 100% | 0% | 0% | 100% | 100% | 0% | 3.221% | 1
6201 | 4.255% | 3.203% | 100% | 0% | 0% | 100% | 100% | 4.255% | 3.203% | 1
6202 | 12.96% | 7.407% | 100% | 0% | 0% | 100% | 100% | 12.96% | 7.407% | 1
6203 | 30.59% | 9.918% | 100% | 0% | 0% | 100% | 100% | 30.59% | 9.918% | 1
6204 | 33.05% | 10.6% | 100% | 0% | 0% | 100% | 100% | 33.05% | 10.6% | 1
6205 | 29.64% | 9.563% | 100% | 0% | 0% | 100% | 100% | 29.64% | 9.563% | 1
6206 | 23.99% | 9.447% | 100% | 0% | 0% | 100% | 100% | 23.99% | 9.447% | 1
6207 | 24.07% | 12.14% | 100% | 0% | 0% | 100% | 100% | 24.07% | 12.14% | 1
6208 | 10.41% | 11.05% | 100% | 0% | 0% | 100% | 100% | 10.41% | 11.05% | 1
6209 | 2.024% | 10.16% | 100% | 0% | 0% | 100% | 100% | 2.024% | 10.16% | 1
6210 | 0% | 9.38% | 100% | 0% | 0% | 100% | 100% | 0% | 9.38% | 1
6211 | 0% | 7.882% | 100% | 0% | 0% | 100% | 100% | 0% | 7.882% | 1
6212 | 0% | 6.956% | 100% | 0% | 0% | 100% | 100% | 0% | 6.956% | 1
6213 | 0% | 4.66% | 100% | 0% | 0% | 100% | 100% | 0% | 4.66% | 1
6214 | 0% | 4.719% | 100% | 0% | 0% | 100% | 100% | 0% | 4.719% | 1
6215 | 0% | 6.789% | 100% | 0% | 0% | 100% | 100% | 0% | 6.789% | 1
6216 | 0% | 8.415% | 100% | 0% | 0% | 100% | 100% | 0% | 8.415% | 1
6217 | 0% | 3.417% | 100% | 0% | 0% | 100% | 100% | 0% | 3.417% | 1
6218 | 0% | 3.878% | 100% | 0% | 0% | 100% | 100% | 0% | 3.878% | 1
6219 | 0% | 2.867% | 100% | 0% | 0% | 100% | 100% | 0% | 2.867% | 1
6220 | 0% | 3.103% | 100% | 0% | 0% | 100% | 100% | 0% | 3.103% | 1
6221 | 0% | 4.701% | 100% | 0% | 0% | 100% | 100% | 0% | 4.701% | 1
6222 | 0% | 3.81% | 100% | 0% | 0% | 100% | 100% | 0% | 3.81% | 1
6223 | 0% | 5.184% | 100% | 0% | 0% | 100% | 100% | 0% | 5.184% | 1
6224 | 0% | 4.263% | 100% | 0% | 0% | 100% | 100% | 0% | 4.263% | 1
6225 | 12.06% | 5.78% | 100% | 0% | 0% | 100% | 100% | 12.06% | 5.78% | 1
6226 | 20.68% | 7.558% | 100% | 0% | 0% | 100% | 100% | 20.68% | 7.558% | 1
6227 | 32.66% | 6.299% | 100% | 0% | 0% | 100% | 100% | 32.66% | 6.299% | 1
6228 | 36.83% | 10.61% | 100% | 0% | 0% | 100% | 100% | 36.83% | 10.61% | 1
6229 | 27.64% | 11.09% | 100% | 0% | 0% | 100% | 100% | 27.64% | 11.09% | 1
6230 | 22.27% | 11.63% | 100% | 0% | 0% | 100% | 100% | 22.27% | 11.63% | 1
6231 | 16.39% | 12.82% | 100% | 0% | 0% | 100% | 100% | 16.39% | 12.82% | 1
6232 | 8.158% | 10.52% | 100% | 0% | 0% | 100% | 100% | 8.158% | 10.52% | 1
6233 | 0.916% | 10.28% | 100% | 0% | 0% | 100% | 100% | 0.916% | 10.28% | 1
6234 | 0% | 8.842% | 100% | 0% | 0% | 100% | 100% | 0% | 8.842% | 1
6235 | 0% | 5.126% | 100% | 0% | 0% | 100% | 100% | 0% | 5.126% | 1
6236 | 0% | 4.476% | 100% | 0% | 0% | 100% | 100% | 0% | 4.476% | 1
6237 | 0% | 3.937% | 100% | 0% | 0% | 100% | 100% | 0% | 3.937% | 1
6238 | 0% | 5.526% | 100% | 0% | 0% | 100% | 100% | 0% | 5.526% | 1
6239 | 0% | 5.142% | 100% | 0% | 0% | 100% | 100% | 0% | 5.142% | 1
6240 | 0% | 4.503% | 100% | 0% | 0% | 100% | 100% | 0% | 4.503% | 1
6241 | 0% | 5.872% | 100% | 0% | 0% | 100% | 100% | 0% | 5.872% | 1
6242 | 0% | 0% | 100% | 0% | 0% | 100% | 100% | 0% | 0% | 1
6243 | 0% | 0% | 100% | 0% | 0% | 100% | 100% | 0% | 0% | 1
6244 | 0% | 0% | 100% | 0% | 0% | 100% | 100% | 0% | 0% | 1
6245 | 0% | 0% | 100% | 0% | 0% | 100% | 100% | 0% | 0% | 1
6246 | 0% | 0% | 100% | 0% | 0% | 100% | 100% | 0% | 0% | 1
6247 | 0% | 0% | 100% | 0% | 0% | 100% | 100% | 0% | 0% | 1
6248 | 0% | 2.618% | 100% | 0% | 0% | 100% | 100% | 0% | 2.618% | 1
6249 | 4.347% | 3.767% | 100% | 0% | 0% | 100% | 100% | 4.347% | 3.767% | 1
6250 | 18.42% | 5.222% | 100% | 0% | 0% | 100% | 100% | 18.42% | 5.222% | 1
6251 | 31.69% | 5.003% | 100% | 0% | 0% | 100% | 100% | 31.69% | 5.003% | 1
6252 | 35.63% | 9.383% | 100% | 0% | 0% | 100% | 100% | 35.63% | 9.383% | 1
6253 | 26.65% | 10.45% | 100% | 0% | 0% | 100% | 100% | 26.65% | 10.45% | 1
6254 | 20.21% | 10.86% | 100% | 0% | 0% | 100% | 100% | 20.21% | 10.86% | 1
6255 | 15.55% | 10.63% | 100% | 0% | 0% | 100% | 100% | 15.55% | 10.63% | 1
6256 | 10.35% | 8.839% | 100% | 0% | 0% | 100% | 100% | 10.35% | 8.839% | 1
6257 | 0.3016% | 9.209% | 100% | 0% | 0% | 100% | 100% | 0.3016% | 9.209% | 1
6258 | 0% | 7.192% | 100% | 0% | 0% | 100% | 100% | 0% | 7.192% | 1
6259 | 0% | 2.546% | 100% | 0% | 0% | 100% | 100% | 0% | 2.546% | 1
6260 | 0% | 2.145% | 100% | 0% | 0% | 100% | 100% | 0% | 2.145% | 1
6261 | 0% | 1.799% | 100% | 0% | 0% | 100% | 100% | 0% | 1.799% | 1
6262 | 0% | 2.33% | 100% | 0% | 0% | 100% | 100% | 0% | 2.33% | 1
6263 | 0% | 3.037% | 100% | 0% | 0% | 100% | 100% | 0% | 3.037% | 1
6264 | 0% | 1.978% | 100% | 0% | 0% | 100% | 100% | 0% | 1.978% | 1
6265 | 0% | 1.159% | 100% | 0% | 0% | 100% | 100% | 0% | 1.159% | 1
6266 | 0% | 0% | 100% | 0% | 0% | 100% | 100% | 0% | 0% | 1
6267 | 0% | 0% | 100% | 0% | 0% | 100% | 100% | 0% | 0% | 1
6268 | 0% | 0% | 100% | 0% | 0% | 100% | 100% | 0% | 0% | 1
6269 | 0% | 0% | 100% | 0% | 0% | 100% | 100% | 0% | 0% | 1
6270 | 0% | 0% | 100% | 0% | 0% | 100% | 100% | 0% | 0% | 1
6271 | 0% | 0% | 100% | 0% | 0% | 100% | 100% | 0% | 0% | 1
6272 | 0% | 1.564% | 100% | 0% | 0% | 100% | 100% | 0% | 1.564% | 1
6273 | 6.746% | 2.797% | 100% | 0% | 0% | 100% | 100% | 6.746% | 2.797% | 1
6274 | 22.56% | 5.485% | 100% | 0% | 0% | 100% | 100% | 22.56% | 5.485% | 1
6275 | 37.25% | 5.189% | 100% | 0% | 0% | 100% | 100% | 37.25% | 5.189% | 1
6276 | 44.63% | 9.06% | 100% | 0% | 0% | 100% | 100% | 44.63% | 9.06% | 1
6277 | 34.78% | 9.454% | 100% | 0% | 0% | 100% | 100% | 34.78% | 9.454% | 1
6278 | 24.15% | 9.473% | 100% | 0% | 0% | 100% | 100% | 24.15% | 9.473% | 1
6279 | 17.59% | 9.418% | 100% | 0% | 0% | 100% | 100% | 17.59% | 9.418% | 1
6280 | 14.13% | 9.063% | 100% | 0% | 0% | 100% | 100% | 14.13% | 9.063% | 1
6281 | 4.595% | 8.619% | 100% | 0% | 0% | 100% | 100% | 4.595% | 8.619% | 1
6282 | 0% | 5.624% | 100% | 0% | 0% | 100% | 100% | 0% | 5.624% | 1
6283 | 0% | 2.229% | 100% | 0% | 0% | 100% | 100% | 0% | 2.229% | 1
6284 | 0% | 2.428% | 100% | 0% | 0% | 100% | 100% | 0% | 2.428% | 1
6285 | 0% | 1.763% | 100% | 0% | 0% | 100% | 100% | 0% | 1.763% | 1
6286 | 0% | 1.727% | 100% | 0% | 0% | 100% | 100% | 0% | 1.727% | 1
6287 | 0% | 1.854% | 100% | 0% | 0% | 100% | 100% | 0% | 1.854% | 1
6288 | 0% | 1.596% | 100% | 0% | 0% | 100% | 100% | 0% | 1.596% | 1
6289 | 0% | 0% | 100% | 0% | 0% | 100% | 100% | 0% | 0% | 1
6290 | 0% | 0% | 100% | 0% | 0% | 100% | 100% | 0% | 0% | 1
6291 | 0% | 0% | 100% | 0% | 0% | 100% | 100% | 0% | 0% | 1
6292 | 0% | 0% | 100% | 0% | 0% | 100% | 100% | 0% | 0% | 1
6293 | 0% | 0% | 100% | 0% | 0% | 100% | 100% | 0% | 0% | 1
6294 | 0% | 0% | 100% | 0% | 0% | 100% | 100% | 0% | 0% | 1
6295 | 0% | 0% | 100% | 0% | 0% | 100% | 100% | 0% | 0% | 1
6296 | 0% | 1.817% | 100% | 0% | 0% | 100% | 100% | 0% | 1.817% | 1
6297 | 5.395% | 1.544% | 100% | 0% | 0% | 100% | 100% | 5.395% | 1.544% | 1
6298 | 20.03% | 5.956% | 100% | 0% | 0% | 100% | 100% | 20.03% | 5.956% | 1
6299 | 31.56% | 8.882% | 100% | 0% | 0% | 100% | 100% | 31.56% | 8.882% | 1
6300 | 37.58% | 9.515% | 100% | 0% | 0% | 100% | 100% | 37.58% | 9.515% | 1
6301 | 34.25% | 10.13% | 100% | 0% | 0% | 100% | 100% | 34.25% | 10.13% | 1
6302 | 22.76% | 9.367% | 100% | 0% | 0% | 100% | 100% | 22.76% | 9.367% | 1
6303 | 20.95% | 9.941% | 100% | 0% | 0% | 100% | 100% | 20.95% | 9.941% | 1
6304 | 14.6% | 9.078% | 100% | 0% | 0% | 100% | 100% | 14.6% | 9.078% | 1
6305 | 5.533% | 7.621% | 100% | 0% | 0% | 100% | 100% | 5.533% | 7.621% | 1
6306 | 0% | 5.058% | 100% | 0% | 0% | 100% | 100% | 0% | 5.058% | 1
6307 | 0% | 4.456% | 100% | 0% | 0% | 100% | 100% | 0% | 4.456% | 1
6308 | 0% | 4.784% | 100% | 0% | 0% | 100% | 100% | 0% | 4.784% | 1
6309 | 0% | 5.411% | 100% | 0% | 0% | 100% | 100% | 0% | 5.411% | 1
6310 | 0% | 4.703% | 100% | 0% | 0% | 100% | 100% | 0% | 4.703% | 1
6311 | 0% | 4.905% | 100% | 0% | 0% | 100% | 100% | 0% | 4.905% | 1
6312 | 0% | 4.714% | 100% | 0% | 0% | 100% | 100% | 0% | 4.714% | 1
6313 | 0% | 1.145% | 100% | 0% | 0% | 100% | 100% | 0% | 1.145% | 1
6314 | 0% | 0.5569% | 100% | 0% | 0% | 100% | 100% | 0% | 0.5569% | 1
6315 | 0% | 0.91% | 100% | 0% | 0% | 100% | 100% | 0% | 0.91% | 1
6316 | 0% | 1.256% | 100% | 0% | 0% | 100% | 100% | 0% | 1.256% | 1
6317 | 0% | 2.342% | 100% | 0% | 0% | 100% | 100% | 0% | 2.342% | 1
6318 | 0% | 3.875% | 100% | 0% | 0% | 100% | 100% | 0% | 3.875% | 1
6319 | 0% | 3.107% | 100% | 0% | 0% | 100% | 100% | 0% | 3.107% | 1
6320 | 0% | 4.614% | 100% | 0% | 0% | 100% | 100% | 0% | 4.614% | 1
6321 | 14.62% | 6.042% | 100% | 0% | 0% | 100% | 100% | 14.62% | 6.042% | 1
6322 | 27.45% | 10.06% | 100% | 0% | 0% | 100% | 100% | 27.45% | 10.06% | 1
6323 | 38.29% | 12.04% | 100% | 0% | 0% | 100% | 100% | 38.29% | 12.04% | 1
6324 | 41.74% | 12.35% | 100% | 0% | 0% | 100% | 100% | 41.74% | 12.35% | 1
6325 | 40.41% | 13.67% | 100% | 0% | 0% | 100% | 100% | 40.41% | 13.67% | 1
6326 | 31.19% | 13.19% | 100% | 0% | 0% | 100% | 100% | 31.19% | 13.19% | 1
6327 | 30.16% | 13.73% | 100% | 0% | 0% | 100% | 100% | 30.16% | 13.73% | 1
6328 | 17.2% | 12.59% | 100% | 0% | 0% | 100% | 100% | 17.2% | 12.59% | 1
6329 | 8.418% | 9.975% | 100% | 0% | 0% | 100% | 100% | 8.418% | 9.975% | 1
6330 | 0% | 6.522% | 100% | 0% | 0% | 100% | 100% | 0% | 6.522% | 1
6331 | 0% | 5.877% | 100% | 0% | 0% | 100% | 100% | 0% | 5.877% | 1
6332 | 0% | 6.806% | 100% | 0% | 0% | 100% | 100% | 0% | 6.806% | 1
6333 | 0% | 7.02% | 100% | 0% | 0% | 100% | 100% | 0% | 7.02% | 1
6334 | 0% | 5.961% | 100% | 0% | 0% | 100% | 100% | 0% | 5.961% | 1
6335 | 0% | 5.451% | 100% | 0% | 0% | 100% | 100% | 0% | 5.451% | 1
6336 | 0% | 5.738% | 100% | 0% | 0% | 100% | 100% | 0% | 5.738% | 1
6337 | 0% | 2.92% | 100% | 0% | 0% | 100% | 100% | 0% | 2.92% | 1
6338 | 0% | 0.9276% | 100% | 0% | 0% | 100% | 100% | 0% | 0.9276% | 1
6339 | 0% | 1.253% | 100% | 0% | 0% | 100% | 100% | 0% | 1.253% | 1
6340 | 0% | 0.7891% | 100% | 0% | 0% | 100% | 100% | 0% | 0.7891% | 1
6341 | 0% | 2.755% | 100% | 0% | 0% | 100% | 100% | 0% | 2.755% | 1
6342 | 0% | 3.126% | 100% | 0% | 0% | 100% | 100% | 0% | 3.126% | 1
6343 | 0% | 4.378% | 100% | 0% | 0% | 100% | 100% | 0% | 4.378% | 1
6344 | 0% | 5.798% | 100% | 0% | 0% | 100% | 100% | 0% | 5.798% | 1
6345 | 15.7% | 5.65% | 100% | 0% | 0% | 100% | 100% | 15.7% | 5.65% | 1
6346 | 30.89% | 7.461% | 100% | 0% | 0% | 100% | 100% | 30.89% | 7.461% | 1
6347 | 38.26% | 9.793% | 100% | 0% | 0% | 100% | 100% | 38.26% | 9.793% | 1
6348 | 39.99% | 12.13% | 100% | 0% | 0% | 100% | 100% | 39.99% | 12.13% | 1
6349 | 40.99% | 12.82% | 100% | 0% | 0% | 100% | 100% | 40.99% | 12.82% | 1
6350 | 34.46% | 11.45% | 100% | 0% | 0% | 100% | 100% | 34.46% | 11.45% | 1
6351 | 24.84% | 11.12% | 100% | 0% | 0% | 100% | 100% | 24.84% | 11.12% | 1
6352 | 13.15% | 9.966% | 100% | 0% | 0% | 100% | 100% | 13.15% | 9.966% | 1
6353 | 4.119% | 8.091% | 100% | 0% | 0% | 100% | 100% | 4.119% | 8.091% | 1
6354 | 0% | 5.226% | 100% | 0% | 0% | 100% | 100% | 0% | 5.226% | 1
6355 | 0% | 3.657% | 100% | 0% | 0% | 100% | 100% | 0% | 3.657% | 1
6356 | 0% | 4.331% | 100% | 0% | 0% | 100% | 100% | 0% | 4.331% | 1
6357 | 0% | 4.449% | 100% | 0% | 0% | 100% | 100% | 0% | 4.449% | 1
6358 | 0% | 3.621% | 100% | 0% | 0% | 100% | 100% | 0% | 3.621% | 1
6359 | 0% | 2.737% | 100% | 0% | 0% | 100% | 100% | 0% | 2.737% | 1
6360 | 0% | 2.726% | 100% | 0% | 0% | 100% | 100% | 0% | 2.726% | 1
6361 | 0% | 3.937% | 100% | 0% | 0% | 100% | 100% | 0% | 3.937% | 1
6362 | 0% | 0.9679% | 100% | 0% | 0% | 100% | 100% | 0% | 0.9679% | 1
6363 | 0% | 1.269% | 100% | 0% | 0% | 100% | 100% | 0% | 1.269% | 1
6364 | 0% | 0.3893% | 100% | 0% | 0% | 100% | 100% | 0% | 0.3893% | 1
6365 | 0% | 2.057% | 100% | 0% | 0% | 100% | 100% | 0% | 2.057% | 1
6366 | 0% | 1.33% | 100% | 0% | 0% | 100% | 100% | 0% | 1.33% | 1
6367 | 0% | 2.617% | 100% | 0% | 0% | 100% | 100% | 0% | 2.617% | 1
6368 | 1.534% | 3.638% | 100% | 0% | 0% | 100% | 100% | 1.534% | 3.638% | 1
6369 | 21.58% | 4.615% | 100% | 0% | 0% | 100% | 100% | 21.58% | 4.615% | 1
6370 | 40.62% | 5.286% | 100% | 0% | 0% | 100% | 100% | 40.62% | 5.286% | 1
6371 | 42.54% | 7.038% | 100% | 0% | 0% | 100% | 100% | 42.54% | 7.038% | 1
6372 | 42.53% | 8.587% | 100% | 0% | 0% | 100% | 100% | 42.53% | 8.587% | 1
6373 | 46.74% | 8.255% | 100% | 0% | 0% | 100% | 100% | 46.74% | 8.255% | 1
6374 | 38.38% | 7.83% | 100% | 0% | 0% | 100% | 100% | 38.38% | 7.83% | 1
6375 | 30.2% | 6.803% | 100% | 0% | 0% | 100% | 100% | 30.2% | 6.803% | 1
6376 | 19.67% | 5.498% | 100% | 0% | 0% | 100% | 100% | 19.67% | 5.498% | 1
6377 | 6.632% | 4.677% | 100% | 0% | 0% | 100% | 100% | 6.632% | 4.677% | 1
6378 | 0% | 3.508% | 100% | 0% | 0% | 100% | 100% | 0% | 3.508% | 1
6379 | 0% | 0.6325% | 100% | 0% | 0% | 100% | 100% | 0% | 0.6325% | 1
6380 | 0% | 1.136% | 100% | 0% | 0% | 100% | 100% | 0% | 1.136% | 1
6381 | 0% | 0% | 100% | 0% | 0% | 100% | 100% | 0% | 0% | 1
6382 | 0% | 0% | 100% | 0% | 0% | 100% | 100% | 0% | 0% | 1
6383 | 0% | 0% | 100% | 0% | 0% | 100% | 100% | 0% | 0% | 1
6384 | 0% | 0% | 100% | 0% | 0% | 100% | 100% | 0% | 0% | 1
6385 | 0% | 2.159% | 100% | 0% | 0% | 100% | 100% | 0% | 2.159% | 1
6386 | 0% | 0% | 100% | 0% | 0% | 100% | 100% | 0% | 0% | 1
6387 | 0% | 0% | 100% | 0% | 0% | 100% | 100% | 0% | 0% | 1
6388 | 0% | 0% | 100% | 0% | 0% | 100% | 100% | 0% | 0% | 1
6389 | 0% | 0% | 100% | 0% | 0% | 100% | 100% | 0% | 0% | 1
6390 | 0% | 0% | 100% | 0% | 0% | 100% | 100% | 0% | 0% | 1
6391 | 0% | 0% | 100% | 0% | 0% | 100% | 100% | 0% | 0% | 1
6392 | 0% | 0% | 100% | 0% | 0% | 100% | 100% | 0% | 0% | 1
6393 | 9.891% | 0% | 100% | 0% | 0% | 100% | 100% | 9.891% | 0% | 1
6394 | 16.18% | 2.553% | 100% | 0% | 0% | 100% | 100% | 16.18% | 2.553% | 1
6395 | 19.06% | 4.187% | 100% | 0% | 0% | 100% | 100% | 19.06% | 4.187% | 1
6396 | 26.41% | 4.902% | 100% | 0% | 0% | 100% | 100% | 26.41% | 4.902% | 1
6397 | 29.65% | 4.097% | 100% | 0% | 0% | 100% | 100% | 29.65% | 4.097% | 1
6398 | 22.55% | 4.85% | 100% | 0% | 0% | 100% | 100% | 22.55% | 4.85% | 1
6399 | 16.73% | 4.063% | 100% | 0% | 0% | 100% | 100% | 16.73% | 4.063% | 1
6400 | 11.6% | 2.82% | 100% | 0% | 0% | 100% | 100% | 11.6% | 2.82% | 1
6401 | 1.65% | 1.651% | 100% | 0% | 0% | 100% | 100% | 1.65% | 1.651% | 1
6402 | 0% | 0% | 100% | 0% | 0% | 100% | 100% | 0% | 0% | 1
6403 | 0% | 0% | 100% | 0% | 0% | 100% | 100% | 0% | 0% | 1
6404 | 0% | 0% | 100% | 0% | 0% | 100% | 100% | 0% | 0% | 1
6405 | 0% | 0% | 100% | 0% | 0% | 100% | 100% | 0% | 0% | 1
6406 | 0% | 0% | 100% | 0% | 0% | 100% | 100% | 0% | 0% | 1
6407 | 0% | 0% | 100% | 0% | 0% | 100% | 100% | 0% | 0% | 1
6408 | 0% | 0% | 100% | 0% | 0% | 100% | 100% | 0% | 0% | 1
6409 | 0% | 0.3224% | 100% | 0% | 0% | 100% | 100% | 0% | 0.3224% | 1
6410 | 0% | 0% | 100% | 0% | 0% | 100% | 100% | 0% | 0% | 1
6411 | 0% | 0% | 100% | 0% | 0% | 100% | 100% | 0% | 0% | 1
6412 | 0% | 0% | 100% | 0% | 0% | 100% | 100% | 0% | 0% | 1
6413 | 0% | 0% | 100% | 0% | 0% | 100% | 100% | 0% | 0% | 1
6414 | 0% | 0% | 100% | 0% | 0% | 100% | 100% | 0% | 0% | 1
6415 | 0% | 0% | 100% | 0% | 0% | 100% | 100% | 0% | 0% | 1
6416 | 0% | 0% | 100% | 0% | 0% | 100% | 100% | 0% | 0% | 1
6417 | 2.23% | 0% | 100% | 0% | 0% | 100% | 100% | 2.23% | 0% | 1
6418 | 7.536% | 0% | 100% | 0% | 0% | 100% | 100% | 7.536% | 0% | 1
6419 | 12.48% | 0.6243% | 100% | 0% | 0% | 100% | 100% | 12.48% | 0.6243% | 1
6420 | 18.91% | 1.731% | 100% | 0% | 0% | 100% | 100% | 18.91% | 1.731% | 1
6421 | 18.99% | 1.969% | 100% | 0% | 0% | 100% | 100% | 18.99% | 1.969% | 1
6422 | 13.93% | 1.859% | 100% | 0% | 0% | 100% | 100% | 13.93% | 1.859% | 1
6423 | 12.97% | 0.7217% | 100% | 0% | 0% | 100% | 100% | 12.97% | 0.7217% | 1
6424 | 10.23% | 0% | 100% | 0% | 0% | 100% | 100% | 10.23% | 0% | 1
6425 | 1.881% | 0% | 100% | 0% | 0% | 100% | 100% | 1.881% | 0% | 1
6426 | 0% | 0% | 100% | 0% | 0% | 100% | 100% | 0% | 0% | 1
6427 | 0% | 0% | 100% | 0% | 0% | 100% | 100% | 0% | 0% | 1
6428 | 0% | 0% | 100% | 0% | 0% | 100% | 100% | 0% | 0% | 1
6429 | 0% | 0% | 100% | 0% | 0% | 100% | 100% | 0% | 0% | 1
6430 | 0% | 0% | 100% | 0% | 0% | 100% | 100% | 0% | 0% | 1
6431 | 0% | 0% | 100% | 0% | 0% | 100% | 100% | 0% | 0% | 1
6432 | 0% | 0% | 100% | 0% | 0% | 100% | 100% | 0% | 0% | 1
6433 | 0% | 0% | 100% | 0% | 0% | 100% | 100% | 0% | 0% | 1
6434 | 0% | 0% | 100% | 0% | 0% | 100% | 100% | 0% | 0% | 1
6435 | 0% | 0% | 100% | 0% | 0% | 100% | 100% | 0% | 0% | 1
6436 | 0% | 0% | 100% | 0% | 0% | 100% | 100% | 0% | 0% | 1
6437 | 0% | 0% | 100% | 0% | 0% | 100% | 100% | 0% | 0% | 1
6438 | 0% | 0% | 100% | 0% | 0% | 100% | 100% | 0% | 0% | 1
6439 | 0% | 0% | 100% | 0% | 0% | 100% | 100% | 0% | 0% | 1
6440 | 0% | 0% | 100% | 0% | 0% | 100% | 100% | 0% | 0% | 1
6441 | 0% | 0% | 100% | 0% | 0% | 100% | 100% | 0% | 0% | 1
6442 | 0.6931% | 0% | 100% | 0% | 0% | 100% | 100% | 0.6931% | 0% | 1
6443 | 3.434% | 0% | 100% | 0% | 0% | 100% | 100% | 3.434% | 0% | 1
6444 | 4.47% | 1.618% | 100% | 0% | 0% | 100% | 100% | 4.47% | 1.618% | 1
6445 | 6.192% | 1.438% | 100% | 0% | 0% | 100% | 100% | 6.192% | 1.438% | 1
6446 | 5.37% | 1.821% | 100% | 0% | 0% | 100% | 100% | 5.37% | 1.821% | 1
6447 | 2.884% | 0.5599% | 100% | 0% | 0% | 100% | 100% | 2.884% | 0.5599% | 1
6448 | 0.5846% | 0% | 100% | 0% | 0% | 100% | 100% | 0.5846% | 0% | 1
6449 | 0% | 0% | 100% | 0% | 0% | 100% | 100% | 0% | 0% | 1
6450 | 0% | 0% | 100% | 0% | 0% | 100% | 100% | 0% | 0% | 1
6451 | 0% | 0% | 100% | 0% | 0% | 100% | 100% | 0% | 0% | 1
6452 | 0% | 0% | 100% | 0% | 0% | 100% | 100% | 0% | 0% | 1
6453 | 0% | 0% | 100% | 0% | 0% | 100% | 100% | 0% | 0% | 1
6454 | 0% | 0% | 100% | 0% | 0% | 100% | 100% | 0% | 0% | 1
6455 | 0% | 0.1246% | 100% | 0% | 0% | 100% | 100% | 0% | 0.1246% | 1
6456 | 0% | 0% | 100% | 0% | 0% | 100% | 100% | 0% | 0% | 1
6457 | 0% | 0% | 100% | 0% | 0% | 100% | 100% | 0% | 0% | 1
6458 | 0% | 0% | 100% | 0% | 0% | 100% | 100% | 0% | 0% | 1
6459 | 0% | 0% | 100% | 0% | 0% | 100% | 100% | 0% | 0% | 1
6460 | 0% | 0% | 100% | 0% | 0% | 100% | 100% | 0% | 0% | 1
6461 | 0% | 0% | 100% | 0% | 0% | 100% | 100% | 0% | 0% | 1
6462 | 0% | 0% | 100% | 0% | 0% | 100% | 100% | 0% | 0% | 1
6463 | 0% | 0% | 100% | 0% | 0% | 100% | 100% | 0% | 0% | 1
6464 | 0% | 0% | 100% | 0% | 0% | 100% | 100% | 0% | 0% | 1
6465 | 0% | 0% | 100% | 0% | 0% | 100% | 100% | 0% | 0% | 1
6466 | 7.201% | 0% | 100% | 0% | 0% | 100% | 100% | 7.201% | 0% | 1
6467 | 12.31% | 0% | 100% | 0% | 0% | 100% | 100% | 12.31% | 0% | 1
6468 | 10.69% | 0.8103% | 100% | 0% | 0% | 100% | 100% | 10.69% | 0.8103% | 1
6469 | 11.26% | 2.127% | 100% | 0% | 0% | 100% | 100% | 11.26% | 2.127% | 1
6470 | 10.91% | 2.308% | 100% | 0% | 0% | 100% | 100% | 10.91% | 2.308% | 1
6471 | 4.428% | 2.152% | 100% | 0% | 0% | 100% | 100% | 4.428% | 2.152% | 1
6472 | 2.05% | 0% | 100% | 0% | 0% | 100% | 100% | 2.05% | 0% | 1
6473 | 0% | 0% | 100% | 0% | 0% | 100% | 100% | 0% | 0% | 1
6474 | 0% | 0% | 100% | 0% | 0% | 100% | 100% | 0% | 0% | 1
6475 | 0% | 0% | 100% | 0% | 0% | 100% | 100% | 0% | 0% | 1
6476 | 0% | 0% | 100% | 0% | 0% | 100% | 100% | 0% | 0% | 1
6477 | 0% | 0% | 100% | 0% | 0% | 100% | 100% | 0% | 0% | 1
6478 | 0% | 0% | 100% | 0% | 0% | 100% | 100% | 0% | 0% | 1
6479 | 0% | 4.039% | 100% | 0% | 0% | 100% | 100% | 0% | 4.039% | 1
6480 | 0% | 0.1102% | 100% | 0% | 0% | 100% | 100% | 0% | 0.1102% | 1
6481 | 0% | 0.0176% | 100% | 0% | 0% | 100% | 100% | 0% | 0.0176% | 1
6482 | 0% | 0.9963% | 100% | 0% | 0% | 100% | 100% | 0% | 0.9963% | 1
6483 | 0% | 0% | 100% | 0% | 0% | 100% | 100% | 0% | 0% | 1
6484 | 0% | 0% | 100% | 0% | 0% | 100% | 100% | 0% | 0% | 1
6485 | 0% | 0% | 100% | 0% | 0% | 100% | 100% | 0% | 0% | 1
6486 | 0% | 0% | 100% | 0% | 0% | 100% | 100% | 0% | 0% | 1
6487 | 0% | 0% | 100% | 0% | 0% | 100% | 100% | 0% | 0% | 1
6488 | 0% | 0% | 100% | 0% | 0% | 100% | 100% | 0% | 0% | 1
6489 | 0% | 0% | 100% | 0% | 0% | 100% | 100% | 0% | 0% | 1
6490 | 4.629% | 0% | 100% | 0% | 0% | 100% | 100% | 4.629% | 0% | 1
6491 | 8.457% | 0% | 100% | 0% | 0% | 100% | 100% | 8.457% | 0% | 1
6492 | 5.397% | 0.148% | 100% | 0% | 0% | 100% | 100% | 5.397% | 0.148% | 1
6493 | 5.317% | 2.071% | 100% | 0% | 0% | 100% | 100% | 5.317% | 2.071% | 1
6494 | 5.857% | 3.091% | 100% | 0% | 0% | 100% | 100% | 5.857% | 3.091% | 1
6495 | 2.345% | 4.083% | 100% | 0% | 0% | 100% | 100% | 2.345% | 4.083% | 1
6496 | 0% | 1.014% | 100% | 0% | 0% | 100% | 100% | 0% | 1.014% | 1
6497 | 0% | 0% | 100% | 0% | 0% | 100% | 100% | 0% | 0% | 1
6498 | 0% | 0% | 100% | 0% | 0% | 100% | 100% | 0% | 0% | 1
6499 | 0% | 0% | 100% | 0% | 0% | 100% | 100% | 0% | 0% | 1
6500 | 0% | 0% | 100% | 0% | 0% | 100% | 100% | 0% | 0% | 1
6501 | 0% | 0% | 100% | 0% | 0% | 100% | 100% | 0% | 0% | 1
6502 | 0% | 0% | 100% | 0% | 0% | 100% | 100% | 0% | 0% | 1
6503 | 0% | 3.23% | 100% | 0% | 0% | 100% | 100% | 0% | 3.23% | 1
6504 | 0% | 0% | 100% | 0% | 0% | 100% | 100% | 0% | 0% | 1
6505 | 0% | 1.313% | 100% | 0% | 0% | 100% | 100% | 0% | 1.313% | 1
6506 | 0% | 0% | 100% | 0% | 0% | 100% | 100% | 0% | 0% | 1
6507 | 0% | 0% | 100% | 0% | 0% | 100% | 100% | 0% | 0% | 1
6508 | 0% | 0% | 100% | 0% | 0% | 100% | 100% | 0% | 0% | 1
6509 | 0% | 0% | 100% | 0% | 0% | 100% | 100% | 0% | 0% | 1
6510 | 0% | 0% | 100% | 0% | 0% | 100% | 100% | 0% | 0% | 1
6511 | 0% | 0% | 100% | 0% | 0% | 100% | 100% | 0% | 0% | 1
6512 | 0% | 0% | 100% | 0% | 0% | 100% | 100% | 0% | 0% | 1
6513 | 2.483% | 0% | 100% | 0% | 0% | 100% | 100% | 2.483% | 0% | 1
6514 | 12.51% | 0% | 100% | 0% | 0% | 100% | 100% | 12.51% | 0% | 1
6515 | 25.67% | 0% | 100% | 0% | 0% | 100% | 100% | 25.67% | 0% | 1
6516 | 21.52% | 0% | 100% | 0% | 0% | 100% | 100% | 21.52% | 0% | 1
6517 | 15.98% | 0.6813% | 100% | 0% | 0% | 100% | 100% | 15.98% | 0.6813% | 1
6518 | 15.62% | 1.498% | 100% | 0% | 0% | 100% | 100% | 15.62% | 1.498% | 1
6519 | 13.37% | 3.181% | 100% | 0% | 0% | 100% | 100% | 13.37% | 3.181% | 1
6520 | 2.502% | 0.4229% | 100% | 0% | 0% | 100% | 100% | 2.502% | 0.4229% | 1
6521 | 0% | 0% | 100% | 0% | 0% | 100% | 100% | 0% | 0% | 1
6522 | 0% | 0% | 100% | 0% | 0% | 100% | 100% | 0% | 0% | 1
6523 | 0% | 0% | 100% | 0% | 0% | 100% | 100% | 0% | 0% | 1
6524 | 0% | 0.1448% | 100% | 0% | 0% | 100% | 100% | 0% | 0.1448% | 1
6525 | 0% | 0% | 100% | 0% | 0% | 100% | 100% | 0% | 0% | 1
6526 | 0% | 0% | 100% | 0% | 0% | 100% | 100% | 0% | 0% | 1
6527 | 0% | 0% | 100% | 0% | 0% | 100% | 100% | 0% | 0% | 1
6528 | 0% | 0% | 100% | 0% | 0% | 100% | 100% | 0% | 0% | 1
6529 | 0% | 0% | 100% | 0% | 0% | 100% | 100% | 0% | 0% | 1
6530 | 0% | 0% | 100% | 0% | 0% | 100% | 100% | 0% | 0% | 1
6531 | 0% | 0% | 100% | 0% | 0% | 100% | 100% | 0% | 0% | 1
6532 | 0% | 0% | 100% | 0% | 0% | 100% | 100% | 0% | 0% | 1
6533 | 0% | 0% | 100% | 0% | 0% | 100% | 100% | 0% | 0% | 1
6534 | 0% | 0% | 100% | 0% | 0% | 100% | 100% | 0% | 0% | 1
6535 | 0% | 0% | 100% | 0% | 0% | 100% | 100% | 0% | 0% | 1
6536 | 0% | 0% | 100% | 0% | 0% | 100% | 100% | 0% | 0% | 1
6537 | 9.896% | 0% | 100% | 0% | 0% | 100% | 100% | 9.896% | 0% | 1
6538 | 19.68% | 0% | 100% | 0% | 0% | 100% | 100% | 19.68% | 0% | 1
6539 | 30.9% | 0% | 100% | 0% | 0% | 100% | 100% | 30.9% | 0% | 1
6540 | 24.89% | 0% | 100% | 0% | 0% | 100% | 100% | 24.89% | 0% | 1
6541 | 19.22% | 0% | 100% | 0% | 0% | 100% | 100% | 19.22% | 0% | 1
6542 | 20.25% | 0% | 100% | 0% | 0% | 100% | 100% | 20.25% | 0% | 1
6543 | 14.58% | 0% | 100% | 0% | 0% | 100% | 100% | 14.58% | 0% | 1
6544 | 1.436% | 0% | 100% | 0% | 0% | 100% | 100% | 1.436% | 0% | 1
6545 | 0% | 0% | 100% | 0% | 0% | 100% | 100% | 0% | 0% | 1
6546 | 0% | 0% | 100% | 0% | 0% | 100% | 100% | 0% | 0% | 1
6547 | 0% | 0% | 100% | 0% | 0% | 100% | 100% | 0% | 0% | 1
6548 | 0% | 0% | 100% | 0% | 0% | 100% | 100% | 0% | 0% | 1
6549 | 0% | 0% | 100% | 0% | 0% | 100% | 100% | 0% | 0% | 1
6550 | 0% | 0% | 100% | 0% | 0% | 100% | 100% | 0% | 0% | 1
6551 | 0% | 0% | 100% | 0% | 0% | 100% | 100% | 0% | 0% | 1
6552 | 0% | 0% | 100% | 0% | 0% | 100% | 100% | 0% | 0% | 1
6553 | 0% | 0% | 100% | 0% | 0% | 100% | 100% | 0% | 0% | 1
6554 | 0% | 0% | 100% | 0% | 0% | 100% | 100% | 0% | 0% | 1
6555 | 0% | 0% | 100% | 0% | 0% | 100% | 100% | 0% | 0% | 1
6556 | 0% | 0% | 100% | 0% | 0% | 100% | 100% | 0% | 0% | 1
6557 | 0% | 0% | 100% | 0% | 0% | 100% | 100% | 0% | 0% | 1
6558 | 0% | 0% | 100% | 0% | 0% | 100% | 100% | 0% | 0% | 1
6559 | 0% | 0% | 100% | 0% | 0% | 100% | 100% | 0% | 0% | 1
6560 | 1.425% | 0% | 100% | 0% | 0% | 100% | 100% | 1.425% | 0% | 1
6561 | 12.78% | 0% | 100% | 0% | 0% | 100% | 100% | 12.78% | 0% | 1
6562 | 32.18% | 0% | 100% | 0% | 0% | 100% | 100% | 32.18% | 0% | 1
6563 | 50.28% | 0% | 100% | 0% | 0% | 100% | 100% | 50.28% | 0% | 1
6564 | 41.34% | 0% | 100% | 0% | 0% | 100% | 100% | 41.34% | 0% | 1
6565 | 39.55% | 0% | 100% | 0% | 0% | 100% | 100% | 39.55% | 0% | 1
6566 | 28.5% | 0% | 100% | 0% | 0% | 100% | 100% | 28.5% | 0% | 1
6567 | 18.43% | 0% | 100% | 0% | 0% | 100% | 100% | 18.43% | 0% | 1
6568 | 6.542% | 0% | 100% | 0% | 0% | 100% | 100% | 6.542% | 0% | 1
6569 | 0% | 0% | 100% | 0% | 0% | 100% | 100% | 0% | 0% | 1
6570 | 0% | 0% | 100% | 0% | 0% | 100% | 100% | 0% | 0% | 1
6571 | 0% | 0% | 100% | 0% | 0% | 100% | 100% | 0% | 0% | 1
6572 | 0% | 0% | 100% | 0% | 0% | 100% | 100% | 0% | 0% | 1
6573 | 0% | 0% | 100% | 0% | 0% | 100% | 100% | 0% | 0% | 1
6574 | 0% | 0% | 100% | 0% | 0% | 100% | 100% | 0% | 0% | 1
6575 | 0% | 0% | 100% | 0% | 0% | 100% | 100% | 0% | 0% | 1
6576 | 0% | 0% | 100% | 0% | 0% | 100% | 100% | 0% | 0% | 1
6577 | 0% | 0% | 100% | 0% | 0% | 100% | 100% | 0% | 0% | 1
6578 | 0% | 0% | 100% | 0% | 0% | 100% | 100% | 0% | 0% | 1
6579 | 0% | 0% | 100% | 0% | 0% | 100% | 100% | 0% | 0% | 1
6580 | 0% | 0% | 100% | 0% | 0% | 100% | 100% | 0% | 0% | 1
6581 | 0% | 0% | 100% | 0% | 0% | 100% | 100% | 0% | 0% | 1
6582 | 0% | 0% | 100% | 0% | 0% | 100% | 100% | 0% | 0% | 1
6583 | 0% | 0% | 100% | 0% | 0% | 100% | 100% | 0% | 0% | 1
6584 | 0% | 0% | 100% | 0% | 0% | 100% | 100% | 0% | 0% | 1
6585 | 9.673% | 0% | 100% | 0% | 0% | 100% | 100% | 9.673% | 0% | 1
6586 | 29.93% | 0% | 100% | 0% | 0% | 100% | 100% | 29.93% | 0% | 1
6587 | 42.32% | 0% | 100% | 0% | 0% | 100% | 100% | 42.32% | 0% | 1
6588 | 35.01% | 2.456% | 100% | 0% | 0% | 100% | 100% | 35.01% | 2.456% | 1
6589 | 36.99% | 2.312% | 100% | 0% | 0% | 100% | 100% | 36.99% | 2.312% | 1
6590 | 21.66% | 4.849% | 100% | 0% | 0% | 100% | 100% | 21.66% | 4.849% | 1
6591 | 12.74% | 4.934% | 100% | 0% | 0% | 100% | 100% | 12.74% | 4.934% | 1
6592 | 7.131% | 3.837% | 100% | 0% | 0% | 100% | 100% | 7.131% | 3.837% | 1
6593 | 2.64% | 4.532% | 100% | 0% | 0% | 100% | 100% | 2.64% | 4.532% | 1
6594 | 0% | 4.519% | 100% | 0% | 0% | 100% | 100% | 0% | 4.519% | 1
6595 | 0% | 2.412% | 100% | 0% | 0% | 100% | 100% | 0% | 2.412% | 1
6596 | 0% | 1.819% | 100% | 0% | 0% | 100% | 100% | 0% | 1.819% | 1
6597 | 0% | 3.494% | 100% | 0% | 0% | 100% | 100% | 0% | 3.494% | 1
6598 | 0% | 2.869% | 100% | 0% | 0% | 100% | 100% | 0% | 2.869% | 1
6599 | 0% | 0.885% | 100% | 0% | 0% | 100% | 100% | 0% | 0.885% | 1
6600 | 0% | 0% | 100% | 0% | 0% | 100% | 100% | 0% | 0% | 1
6601 | 0% | 0% | 100% | 0% | 0% | 100% | 100% | 0% | 0% | 1
6602 | 0% | 0% | 100% | 0% | 0% | 100% | 100% | 0% | 0% | 1
6603 | 0% | 0% | 100% | 0% | 0% | 100% | 100% | 0% | 0% | 1
6604 | 0% | 0% | 100% | 0% | 0% | 100% | 100% | 0% | 0% | 1
6605 | 0% | 0% | 100% | 0% | 0% | 100% | 100% | 0% | 0% | 1
6606 | 0% | 0% | 100% | 0% | 0% | 100% | 100% | 0% | 0% | 1
6607 | 0% | 0% | 100% | 0% | 0% | 100% | 100% | 0% | 0% | 1
6608 | 0.886% | 0% | 100% | 0% | 0% | 100% | 100% | 0.886% | 0% | 1
6609 | 11.01% | 0.6801% | 100% | 0% | 0% | 100% | 100% | 11.01% | 0.6801% | 1
6610 | 32.32% | 1.468% | 100% | 0% | 0% | 100% | 100% | 32.32% | 1.468% | 1
6611 | 41.6% | 2.926% | 100% | 0% | 0% | 100% | 100% | 41.6% | 2.926% | 1
6612 | 30.7% | 5.755% | 100% | 0% | 0% | 100% | 100% | 30.7% | 5.755% | 1
6613 | 35.84% | 5.324% | 100% | 0% | 0% | 100% | 100% | 35.84% | 5.324% | 1
6614 | 17.46% | 6.631% | 100% | 0% | 0% | 100% | 100% | 17.46% | 6.631% | 1
6615 | 15.6% | 7.148% | 100% | 0% | 0% | 100% | 100% | 15.6% | 7.148% | 1
6616 | 7.856% | 6.613% | 100% | 0% | 0% | 100% | 100% | 7.856% | 6.613% | 1
6617 | 3.187% | 7.748% | 100% | 0% | 0% | 100% | 100% | 3.187% | 7.748% | 1
6618 | 0% | 7.184% | 100% | 0% | 0% | 100% | 100% | 0% | 7.184% | 1
6619 | 0% | 5.882% | 100% | 0% | 0% | 100% | 100% | 0% | 5.882% | 1
6620 | 0% | 4.735% | 100% | 0% | 0% | 100% | 100% | 0% | 4.735% | 1
6621 | 0% | 3.877% | 100% | 0% | 0% | 100% | 100% | 0% | 3.877% | 1
6622 | 0% | 4.364% | 100% | 0% | 0% | 100% | 100% | 0% | 4.364% | 1
6623 | 0% | 1.111% | 100% | 0% | 0% | 100% | 100% | 0% | 1.111% | 1
6624 | 0% | 0% | 100% | 0% | 0% | 100% | 100% | 0% | 0% | 1
6625 | 0% | 0% | 100% | 0% | 0% | 100% | 100% | 0% | 0% | 1
6626 | 0% | 0% | 100% | 0% | 0% | 100% | 100% | 0% | 0% | 1
6627 | 0% | 0% | 100% | 0% | 0% | 100% | 100% | 0% | 0% | 1
6628 | 0% | 0% | 100% | 0% | 0% | 100% | 100% | 0% | 0% | 1
6629 | 0% | 0% | 100% | 0% | 0% | 100% | 100% | 0% | 0% | 1
6630 | 0% | 0% | 100% | 0% | 0% | 100% | 100% | 0% | 0% | 1
6631 | 0% | 0% | 100% | 0% | 0% | 100% | 100% | 0% | 0% | 1
6632 | 0.6027% | 0.8308% | 100% | 0% | 0% | 100% | 100% | 0.6027% | 0.8308% | 1
6633 | 14.09% | 3.173% | 100% | 0% | 0% | 100% | 100% | 14.09% | 3.173% | 1
6634 | 31.07% | 4.292% | 100% | 0% | 0% | 100% | 100% | 31.07% | 4.292% | 1
6635 | 36.69% | 5.202% | 100% | 0% | 0% | 100% | 100% | 36.69% | 5.202% | 1
6636 | 25.88% | 8.095% | 100% | 0% | 0% | 100% | 100% | 25.88% | 8.095% | 1
6637 | 30.98% | 6.335% | 100% | 0% | 0% | 100% | 100% | 30.98% | 6.335% | 1
6638 | 23.96% | 7.161% | 100% | 0% | 0% | 100% | 100% | 23.96% | 7.161% | 1
6639 | 23.44% | 7.046% | 100% | 0% | 0% | 100% | 100% | 23.44% | 7.046% | 1
6640 | 13.09% | 6.733% | 100% | 0% | 0% | 100% | 100% | 13.09% | 6.733% | 1
6641 | 0% | 6.02% | 100% | 0% | 0% | 100% | 100% | 0% | 6.02% | 1
6642 | 0% | 5.003% | 100% | 0% | 0% | 100% | 100% | 0% | 5.003% | 1
6643 | 0% | 4.702% | 100% | 0% | 0% | 100% | 100% | 0% | 4.702% | 1
6644 | 0% | 1.889% | 100% | 0% | 0% | 100% | 100% | 0% | 1.889% | 1
6645 | 0% | 0% | 100% | 0% | 0% | 100% | 100% | 0% | 0% | 1
6646 | 0% | 1.523% | 100% | 0% | 0% | 100% | 100% | 0% | 1.523% | 1
6647 | 0% | 0.8884% | 100% | 0% | 0% | 100% | 100% | 0% | 0.8884% | 1
6648 | 0% | 0% | 100% | 0% | 0% | 100% | 100% | 0% | 0% | 1
6649 | 0% | 0% | 100% | 0% | 0% | 100% | 100% | 0% | 0% | 1
6650 | 0% | 0% | 100% | 0% | 0% | 100% | 100% | 0% | 0% | 1
6651 | 0% | 0% | 100% | 0% | 0% | 100% | 100% | 0% | 0% | 1
6652 | 0% | 0% | 100% | 0% | 0% | 100% | 100% | 0% | 0% | 1
6653 | 0% | 0% | 100% | 0% | 0% | 100% | 100% | 0% | 0% | 1
6654 | 0% | 0% | 100% | 0% | 0% | 100% | 100% | 0% | 0% | 1
6655 | 0% | 0% | 100% | 0% | 0% | 100% | 100% | 0% | 0% | 1
6656 | 0.7199% | 2.828% | 100% | 0% | 0% | 100% | 100% | 0.7199% | 2.828% | 1
6657 | 12.2% | 4.605% | 100% | 0% | 0% | 100% | 100% | 12.2% | 4.605% | 1
6658 | 22.69% | 5.684% | 100% | 0% | 0% | 100% | 100% | 22.69% | 5.684% | 1
6659 | 31.7% | 4.922% | 100% | 0% | 0% | 100% | 100% | 31.7% | 4.922% | 1
6660 | 23.91% | 8.109% | 100% | 0% | 0% | 100% | 100% | 23.91% | 8.109% | 1
6661 | 24.47% | 5.445% | 100% | 0% | 0% | 100% | 100% | 24.47% | 5.445% | 1
6662 | 26.63% | 3.056% | 100% | 0% | 0% | 100% | 100% | 26.63% | 3.056% | 1
6663 | 25.01% | 2.323% | 100% | 0% | 0% | 100% | 100% | 25.01% | 2.323% | 1
6664 | 8.531% | 0.7902% | 100% | 0% | 0% | 100% | 100% | 8.531% | 0.7902% | 1
6665 | 0% | 0% | 100% | 0% | 0% | 100% | 100% | 0% | 0% | 1
6666 | 0% | 0% | 100% | 0% | 0% | 100% | 100% | 0% | 0% | 1
6667 | 0% | 0.4267% | 100% | 0% | 0% | 100% | 100% | 0% | 0.4267% | 1
6668 | 0% | 0% | 100% | 0% | 0% | 100% | 100% | 0% | 0% | 1
6669 | 0% | 0% | 100% | 0% | 0% | 100% | 100% | 0% | 0% | 1
6670 | 0% | 0% | 100% | 0% | 0% | 100% | 100% | 0% | 0% | 1
6671 | 0% | 0% | 100% | 0% | 0% | 100% | 100% | 0% | 0% | 1
6672 | 0% | 0% | 100% | 0% | 0% | 100% | 100% | 0% | 0% | 1
6673 | 0% | 0% | 100% | 0% | 0% | 100% | 100% | 0% | 0% | 1
6674 | 0% | 0% | 100% | 0% | 0% | 100% | 100% | 0% | 0% | 1
6675 | 0% | 0% | 100% | 0% | 0% | 100% | 100% | 0% | 0% | 1
6676 | 0% | 0% | 100% | 0% | 0% | 100% | 100% | 0% | 0% | 1
6677 | 0% | 0% | 100% | 0% | 0% | 100% | 100% | 0% | 0% | 1
6678 | 0% | 0% | 100% | 0% | 0% | 100% | 100% | 0% | 0% | 1
6679 | 0% | 0% | 100% | 0% | 0% | 100% | 100% | 0% | 0% | 1
6680 | 0.09075% | 0% | 100% | 0% | 0% | 100% | 100% | 0.09075% | 0% | 1
6681 | 13.58% | 0% | 100% | 0% | 0% | 100% | 100% | 13.58% | 0% | 1
6682 | 23.07% | 0% | 100% | 0% | 0% | 100% | 100% | 23.07% | 0% | 1
6683 | 22.26% | 0.01847% | 100% | 0% | 0% | 100% | 100% | 22.26% | 0.01847% | 1
6684 | 22.7% | 3.452% | 100% | 0% | 0% | 100% | 100% | 22.7% | 3.452% | 1
6685 | 22.2% | 3.285% | 100% | 0% | 0% | 100% | 100% | 22.2% | 3.285% | 1
6686 | 22.22% | 1.756% | 100% | 0% | 0% | 100% | 100% | 22.22% | 1.756% | 1
6687 | 15.12% | 1.613% | 100% | 0% | 0% | 100% | 100% | 15.12% | 1.613% | 1
6688 | 1.499% | 1.093% | 100% | 0% | 0% | 100% | 100% | 1.499% | 1.093% | 1
6689 | 0% | 0% | 100% | 0% | 0% | 100% | 100% | 0% | 0% | 1
6690 | 0% | 0% | 100% | 0% | 0% | 100% | 100% | 0% | 0% | 1
6691 | 0% | 0% | 100% | 0% | 0% | 100% | 100% | 0% | 0% | 1
6692 | 0% | 0% | 100% | 0% | 0% | 100% | 100% | 0% | 0% | 1
6693 | 0% | 0% | 100% | 0% | 0% | 100% | 100% | 0% | 0% | 1
6694 | 0% | 0% | 100% | 0% | 0% | 100% | 100% | 0% | 0% | 1
6695 | 0% | 0% | 100% | 0% | 0% | 100% | 100% | 0% | 0% | 1
6696 | 0% | 0% | 100% | 0% | 0% | 100% | 100% | 0% | 0% | 1
6697 | 0% | 0% | 100% | 0% | 0% | 100% | 100% | 0% | 0% | 1
6698 | 0% | 0% | 100% | 0% | 0% | 100% | 100% | 0% | 0% | 1
6699 | 0% | 0% | 100% | 0% | 0% | 100% | 100% | 0% | 0% | 1
6700 | 0% | 0% | 100% | 0% | 0% | 100% | 100% | 0% | 0% | 1
6701 | 0% | 0% | 100% | 0% | 0% | 100% | 100% | 0% | 0% | 1
6702 | 0% | 0% | 100% | 0% | 0% | 100% | 100% | 0% | 0% | 1
6703 | 0% | 0% | 100% | 0% | 0% | 100% | 100% | 0% | 0% | 1
6704 | 0.4526% | 0% | 100% | 0% | 0% | 100% | 100% | 0.4526% | 0% | 1
6705 | 13.26% | 0% | 100% | 0% | 0% | 100% | 100% | 13.26% | 0% | 1
6706 | 25.64% | 0% | 100% | 0% | 0% | 100% | 100% | 25.64% | 0% | 1
6707 | 23.42% | 0% | 100% | 0% | 0% | 100% | 100% | 23.42% | 0% | 1
6708 | 27.84% | 1.607% | 100% | 0% | 0% | 100% | 100% | 27.84% | 1.607% | 1
6709 | 23.18% | 3.086% | 100% | 0% | 0% | 100% | 100% | 23.18% | 3.086% | 1
6710 | 17.96% | 2.272% | 100% | 0% | 0% | 100% | 100% | 17.96% | 2.272% | 1
6711 | 9.59% | 2.112% | 100% | 0% | 0% | 100% | 100% | 9.59% | 2.112% | 1
6712 | 0% | 2.705% | 100% | 0% | 0% | 100% | 100% | 0% | 2.705% | 1
6713 | 0% | 1.981% | 100% | 0% | 0% | 100% | 100% | 0% | 1.981% | 1
6714 | 0% | 1.843% | 100% | 0% | 0% | 100% | 100% | 0% | 1.843% | 1
6715 | 0% | 0.2159% | 100% | 0% | 0% | 100% | 100% | 0% | 0.2159% | 1
6716 | 0% | 0% | 100% | 0% | 0% | 100% | 100% | 0% | 0% | 1
6717 | 0% | 0% | 100% | 0% | 0% | 100% | 100% | 0% | 0% | 1
6718 | 0% | 0% | 100% | 0% | 0% | 100% | 100% | 0% | 0% | 1
6719 | 0% | 0% | 100% | 0% | 0% | 100% | 100% | 0% | 0% | 1
6720 | 0% | 0% | 100% | 0% | 0% | 100% | 100% | 0% | 0% | 1
6721 | 0% | 0% | 100% | 0% | 0% | 100% | 100% | 0% | 0% | 1
6722 | 0% | 0% | 100% | 0% | 0% | 100% | 100% | 0% | 0% | 1
6723 | 0% | 0% | 100% | 0% | 0% | 100% | 100% | 0% | 0% | 1
6724 | 0% | 0% | 100% | 0% | 0% | 100% | 100% | 0% | 0% | 1
6725 | 0% | 0% | 100% | 0% | 0% | 100% | 100% | 0% | 0% | 1
6726 | 0% | 0% | 100% | 0% | 0% | 100% | 100% | 0% | 0% | 1
6727 | 0% | 0% | 100% | 0% | 0% | 100% | 100% | 0% | 0% | 1
6728 | 0.8525% | 0% | 100% | 0% | 0% | 100% | 100% | 0.8525% | 0% | 1
6729 | 17.46% | 0% | 100% | 0% | 0% | 100% | 100% | 17.46% | 0% | 1
6730 | 33.8% | 0% | 100% | 0% | 0% | 100% | 100% | 33.8% | 0% | 1
6731 | 25.53% | 0.261% | 100% | 0% | 0% | 100% | 100% | 25.53% | 0.261% | 1
6732 | 31.46% | 2.823% | 100% | 0% | 0% | 100% | 100% | 31.46% | 2.823% | 1
6733 | 32.59% | 4.706% | 100% | 0% | 0% | 100% | 100% | 32.59% | 4.706% | 1
6734 | 14.84% | 4.93% | 100% | 0% | 0% | 100% | 100% | 14.84% | 4.93% | 1
6735 | 2.831% | 4.655% | 100% | 0% | 0% | 100% | 100% | 2.831% | 4.655% | 1
6736 | 0% | 5.471% | 100% | 0% | 0% | 100% | 100% | 0% | 5.471% | 1
6737 | 0% | 5.085% | 100% | 0% | 0% | 100% | 100% | 0% | 5.085% | 1
6738 | 0% | 2.579% | 100% | 0% | 0% | 100% | 100% | 0% | 2.579% | 1
6739 | 0% | 0.6592% | 100% | 0% | 0% | 100% | 100% | 0% | 0.6592% | 1
6740 | 0% | 0% | 100% | 0% | 0% | 100% | 100% | 0% | 0% | 1
6741 | 0% | 0% | 100% | 0% | 0% | 100% | 100% | 0% | 0% | 1
6742 | 0% | 0% | 100% | 0% | 0% | 100% | 100% | 0% | 0% | 1
6743 | 0% | 0% | 100% | 0% | 0% | 100% | 100% | 0% | 0% | 1
6744 | 0% | 0% | 100% | 0% | 0% | 100% | 100% | 0% | 0% | 1
6745 | 0% | 0% | 100% | 0% | 0% | 100% | 100% | 0% | 0% | 1
6746 | 0% | 0% | 100% | 0% | 0% | 100% | 100% | 0% | 0% | 1
6747 | 0% | 0% | 100% | 0% | 0% | 100% | 100% | 0% | 0% | 1
6748 | 0% | 0% | 100% | 0% | 0% | 100% | 100% | 0% | 0% | 1
6749 | 0% | 0% | 100% | 0% | 0% | 100% | 100% | 0% | 0% | 1
6750 | 0% | 0% | 100% | 0% | 0% | 100% | 100% | 0% | 0% | 1
6751 | 0% | 0% | 100% | 0% | 0% | 100% | 100% | 0% | 0% | 1
6752 | 1.456% | 0% | 100% | 0% | 0% | 100% | 100% | 1.456% | 0% | 1
6753 | 15.89% | 0% | 100% | 0% | 0% | 100% | 100% | 15.89% | 0% | 1
6754 | 24.58% | 0% | 100% | 0% | 0% | 100% | 100% | 24.58% | 0% | 1
6755 | 28.25% | 0% | 100% | 0% | 0% | 100% | 100% | 28.25% | 0% | 1
6756 | 29.43% | 3.695% | 100% | 0% | 0% | 100% | 100% | 29.43% | 3.695% | 1
6757 | 25.5% | 7.695% | 100% | 0% | 0% | 100% | 100% | 25.5% | 7.695% | 1
6758 | 14.41% | 8.188% | 100% | 0% | 0% | 100% | 100% | 14.41% | 8.188% | 1
6759 | 8.709% | 7.74% | 100% | 0% | 0% | 100% | 100% | 8.709% | 7.74% | 1
6760 | 0.8953% | 7.882% | 100% | 0% | 0% | 100% | 100% | 0.8953% | 7.882% | 1
6761 | 0% | 7.797% | 100% | 0% | 0% | 100% | 100% | 0% | 7.797% | 1
6762 | 0% | 5.292% | 100% | 0% | 0% | 100% | 100% | 0% | 5.292% | 1
6763 | 0% | 2.63% | 100% | 0% | 0% | 100% | 100% | 0% | 2.63% | 1
6764 | 0% | 2.422% | 100% | 0% | 0% | 100% | 100% | 0% | 2.422% | 1
6765 | 0% | 0.6929% | 100% | 0% | 0% | 100% | 100% | 0% | 0.6929% | 1
6766 | 0% | 0.8694% | 100% | 0% | 0% | 100% | 100% | 0% | 0.8694% | 1
6767 | 0% | 0% | 100% | 0% | 0% | 100% | 100% | 0% | 0% | 1
6768 | 0% | 0% | 100% | 0% | 0% | 100% | 100% | 0% | 0% | 1
6769 | 0% | 0% | 100% | 0% | 0% | 100% | 100% | 0% | 0% | 1
6770 | 0% | 0% | 100% | 0% | 0% | 100% | 100% | 0% | 0% | 1
6771 | 0% | 0% | 100% | 0% | 0% | 100% | 100% | 0% | 0% | 1
6772 | 0% | 0% | 100% | 0% | 0% | 100% | 100% | 0% | 0% | 1
6773 | 0% | 0% | 100% | 0% | 0% | 100% | 100% | 0% | 0% | 1
6774 | 0% | 0% | 100% | 0% | 0% | 100% | 100% | 0% | 0% | 1
6775 | 0% | 0% | 100% | 0% | 0% | 100% | 100% | 0% | 0% | 1
6776 | 0% | 0% | 100% | 0% | 0% | 100% | 100% | 0% | 0% | 1
6777 | 10.34% | 0% | 100% | 0% | 0% | 100% | 100% | 10.34% | 0% | 1
6778 | 14.05% | 0% | 100% | 0% | 0% | 100% | 100% | 14.05% | 0% | 1
6779 | 18% | 0.2403% | 100% | 0% | 0% | 100% | 100% | 18% | 0.2403% | 1
6780 | 23.43% | 4.763% | 100% | 0% | 0% | 100% | 100% | 23.43% | 4.763% | 1
6781 | 20.52% | 8.812% | 100% | 0% | 0% | 100% | 100% | 20.52% | 8.812% | 1
6782 | 14.52% | 9.156% | 100% | 0% | 0% | 100% | 100% | 14.52% | 9.156% | 1
6783 | 9.623% | 9.2% | 100% | 0% | 0% | 100% | 100% | 9.623% | 9.2% | 1
6784 | 4.712% | 8.766% | 100% | 0% | 0% | 100% | 100% | 4.712% | 8.766% | 1
6785 | 0% | 7.333% | 100% | 0% | 0% | 100% | 100% | 0% | 7.333% | 1
6786 | 0% | 4.696% | 100% | 0% | 0% | 100% | 100% | 0% | 4.696% | 1
6787 | 0% | 3.281% | 100% | 0% | 0% | 100% | 100% | 0% | 3.281% | 1
6788 | 0% | 2.73% | 100% | 0% | 0% | 100% | 100% | 0% | 2.73% | 1
6789 | 0% | 0.3856% | 100% | 0% | 0% | 100% | 100% | 0% | 0.3856% | 1
6790 | 0% | 0.7258% | 100% | 0% | 0% | 100% | 100% | 0% | 0.7258% | 1
6791 | 0% | 0% | 100% | 0% | 0% | 100% | 100% | 0% | 0% | 1
6792 | 0% | 0% | 100% | 0% | 0% | 100% | 100% | 0% | 0% | 1
6793 | 0% | 0% | 100% | 0% | 0% | 100% | 100% | 0% | 0% | 1
6794 | 0% | 0% | 100% | 0% | 0% | 100% | 100% | 0% | 0% | 1
6795 | 0% | 0% | 100% | 0% | 0% | 100% | 100% | 0% | 0% | 1
6796 | 0% | 0% | 100% | 0% | 0% | 100% | 100% | 0% | 0% | 1
6797 | 0% | 0% | 100% | 0% | 0% | 100% | 100% | 0% | 0% | 1
6798 | 0% | 0% | 100% | 0% | 0% | 100% | 100% | 0% | 0% | 1
6799 | 0% | 0% | 100% | 0% | 0% | 100% | 100% | 0% | 0% | 1
6800 | 0% | 0% | 100% | 0% | 0% | 100% | 100% | 0% | 0% | 1
6801 | 10.69% | 0% | 100% | 0% | 0% | 100% | 100% | 10.69% | 0% | 1
6802 | 14.74% | 0% | 100% | 0% | 0% | 100% | 100% | 14.74% | 0% | 1
6803 | 19.36% | 0% | 100% | 0% | 0% | 100% | 100% | 19.36% | 0% | 1
6804 | 22.81% | 1.87% | 100% | 0% | 0% | 100% | 100% | 22.81% | 1.87% | 1
6805 | 10.49% | 4.502% | 100% | 0% | 0% | 100% | 100% | 10.49% | 4.502% | 1
6806 | 11.16% | 5.517% | 100% | 0% | 0% | 100% | 100% | 11.16% | 5.517% | 1
6807 | 7.705% | 5.738% | 100% | 0% | 0% | 100% | 100% | 7.705% | 5.738% | 1
6808 | 0% | 4.108% | 100% | 0% | 0% | 100% | 100% | 0% | 4.108% | 1
6809 | 0% | 2.253% | 100% | 0% | 0% | 100% | 100% | 0% | 2.253% | 1
6810 | 0% | 1.728% | 100% | 0% | 0% | 100% | 100% | 0% | 1.728% | 1
6811 | 0% | 0.4211% | 100% | 0% | 0% | 100% | 100% | 0% | 0.4211% | 1
6812 | 0% | 0% | 100% | 0% | 0% | 100% | 100% | 0% | 0% | 1
6813 | 0% | 0% | 100% | 0% | 0% | 100% | 100% | 0% | 0% | 1
6814 | 0% | 0% | 100% | 0% | 0% | 100% | 100% | 0% | 0% | 1
6815 | 0% | 0% | 100% | 0% | 0% | 100% | 100% | 0% | 0% | 1
6816 | 0% | 0% | 100% | 0% | 0% | 100% | 100% | 0% | 0% | 1
6817 | 0% | 0% | 100% | 0% | 0% | 100% | 100% | 0% | 0% | 1
6818 | 0% | 0% | 100% | 0% | 0% | 100% | 100% | 0% | 0% | 1
6819 | 0% | 0% | 100% | 0% | 0% | 100% | 100% | 0% | 0% | 1
6820 | 0% | 0% | 100% | 0% | 0% | 100% | 100% | 0% | 0% | 1
6821 | 0% | 0% | 100% | 0% | 0% | 100% | 100% | 0% | 0% | 1
6822 | 0% | 0% | 100% | 0% | 0% | 100% | 100% | 0% | 0% | 1
6823 | 0% | 0% | 100% | 0% | 0% | 100% | 100% | 0% | 0% | 1
6824 | 0% | 0% | 100% | 0% | 0% | 100% | 100% | 0% | 0% | 1
6825 | 3.737% | 0% | 100% | 0% | 0% | 100% | 100% | 3.737% | 0% | 1
6826 | 11.08% | 0% | 100% | 0% | 0% | 100% | 100% | 11.08% | 0% | 1
6827 | 19.59% | 0% | 100% | 0% | 0% | 100% | 100% | 19.59% | 0% | 1
6828 | 22.45% | 0.2534% | 100% | 0% | 0% | 100% | 100% | 22.45% | 0.2534% | 1
6829 | 12.62% | 1.288% | 100% | 0% | 0% | 100% | 100% | 12.62% | 1.288% | 1
6830 | 13.7% | 1.215% | 100% | 0% | 0% | 100% | 100% | 13.7% | 1.215% | 1
6831 | 6.523% | 2.373% | 100% | 0% | 0% | 100% | 100% | 6.523% | 2.373% | 1
6832 | 0% | 1.021% | 100% | 0% | 0% | 100% | 100% | 0% | 1.021% | 1
6833 | 0% | 0% | 100% | 0% | 0% | 100% | 100% | 0% | 0% | 1
6834 | 0% | 0% | 100% | 0% | 0% | 100% | 100% | 0% | 0% | 1
6835 | 0% | 0% | 100% | 0% | 0% | 100% | 100% | 0% | 0% | 1
6836 | 0% | 0% | 100% | 0% | 0% | 100% | 100% | 0% | 0% | 1
6837 | 0% | 0% | 100% | 0% | 0% | 100% | 100% | 0% | 0% | 1
6838 | 0% | 0% | 100% | 0% | 0% | 100% | 100% | 0% | 0% | 1
6839 | 0% | 0% | 100% | 0% | 0% | 100% | 100% | 0% | 0% | 1
6840 | 0% | 0% | 100% | 0% | 0% | 100% | 100% | 0% | 0% | 1
6841 | 0% | 0% | 100% | 0% | 0% | 100% | 100% | 0% | 0% | 1
6842 | 0% | 0% | 100% | 0% | 0% | 100% | 100% | 0% | 0% | 1
6843 | 0% | 0% | 100% | 0% | 0% | 100% | 100% | 0% | 0% | 1
6844 | 0% | 0% | 100% | 0% | 0% | 100% | 100% | 0% | 0% | 1
6845 | 0% | 0% | 100% | 0% | 0% | 100% | 100% | 0% | 0% | 1
6846 | 0% | 0% | 100% | 0% | 0% | 100% | 100% | 0% | 0% | 1
6847 | 0% | 0% | 100% | 0% | 0% | 100% | 100% | 0% | 0% | 1
6848 | 0% | 0% | 100% | 0% | 0% | 100% | 100% | 0% | 0% | 1
6849 | 5.467% | 0% | 100% | 0% | 0% | 100% | 100% | 5.467% | 0% | 1
6850 | 14.75% | 0% | 100% | 0% | 0% | 100% | 100% | 14.75% | 0% | 1
6851 | 23.66% | 0% | 100% | 0% | 0% | 100% | 100% | 23.66% | 0% | 1
6852 | 20.57% | 0.8608% | 100% | 0% | 0% | 100% | 100% | 20.57% | 0.8608% | 1
6853 | 11.89% | 1.652% | 100% | 0% | 0% | 100% | 100% | 11.89% | 1.652% | 1
6854 | 8.907% | 1.67% | 100% | 0% | 0% | 100% | 100% | 8.907% | 1.67% | 1
6855 | 2.712% | 2.266% | 100% | 0% | 0% | 100% | 100% | 2.712% | 2.266% | 1
6856 | 0% | 1.982% | 100% | 0% | 0% | 100% | 100% | 0% | 1.982% | 1
6857 | 0% | 0.6121% | 100% | 0% | 0% | 100% | 100% | 0% | 0.6121% | 1
6858 | 0% | 0% | 100% | 0% | 0% | 100% | 100% | 0% | 0% | 1
6859 | 0% | 0% | 100% | 0% | 0% | 100% | 100% | 0% | 0% | 1
6860 | 0% | 0% | 100% | 0% | 0% | 100% | 100% | 0% | 0% | 1
6861 | 0% | 0% | 100% | 0% | 0% | 100% | 100% | 0% | 0% | 1
6862 | 0% | 0% | 100% | 0% | 0% | 100% | 100% | 0% | 0% | 1
6863 | 0% | 0% | 100% | 0% | 0% | 100% | 100% | 0% | 0% | 1
6864 | 0% | 0% | 100% | 0% | 0% | 100% | 100% | 0% | 0% | 1
6865 | 0% | 0% | 100% | 0% | 0% | 100% | 100% | 0% | 0% | 1
6866 | 0% | 0% | 100% | 0% | 0% | 100% | 100% | 0% | 0% | 1
6867 | 0% | 0% | 100% | 0% | 0% | 100% | 100% | 0% | 0% | 1
6868 | 0% | 0% | 100% | 0% | 0% | 100% | 100% | 0% | 0% | 1
6869 | 0% | 0% | 100% | 0% | 0% | 100% | 100% | 0% | 0% | 1
6870 | 0% | 0% | 100% | 0% | 0% | 100% | 100% | 0% | 0% | 1
6871 | 0% | 0% | 100% | 0% | 0% | 100% | 100% | 0% | 0% | 1
6872 | 0% | 0% | 100% | 0% | 0% | 100% | 100% | 0% | 0% | 1
6873 | 0% | 0% | 100% | 0% | 0% | 100% | 100% | 0% | 0% | 1
6874 | 12.09% | 0% | 100% | 0% | 0% | 100% | 100% | 12.09% | 0% | 1
6875 | 20.75% | 0.5682% | 100% | 0% | 0% | 100% | 100% | 20.75% | 0.5682% | 1
6876 | 20.87% | 3.249% | 100% | 0% | 0% | 100% | 100% | 20.87% | 3.249% | 1
6877 | 15.88% | 4.111% | 100% | 0% | 0% | 100% | 100% | 15.88% | 4.111% | 1
6878 | 8.264% | 3.367% | 100% | 0% | 0% | 100% | 100% | 8.264% | 3.367% | 1
6879 | 8.151% | 4.205% | 100% | 0% | 0% | 100% | 100% | 8.151% | 4.205% | 1
6880 | 1.33% | 4.777% | 100% | 0% | 0% | 100% | 100% | 1.33% | 4.777% | 1
6881 | 0% | 5.264% | 100% | 0% | 0% | 100% | 100% | 0% | 5.264% | 1
6882 | 0% | 3.895% | 100% | 0% | 0% | 100% | 100% | 0% | 3.895% | 1
6883 | 0% | 0% | 100% | 0% | 0% | 100% | 100% | 0% | 0% | 1
6884 | 0% | 0% | 100% | 0% | 0% | 100% | 100% | 0% | 0% | 1
6885 | 0% | 0% | 100% | 0% | 0% | 100% | 100% | 0% | 0% | 1
6886 | 0% | 0% | 100% | 0% | 0% | 100% | 100% | 0% | 0% | 1
6887 | 0% | 0% | 100% | 0% | 0% | 100% | 100% | 0% | 0% | 1
6888 | 0% | 0% | 100% | 0% | 0% | 100% | 100% | 0% | 0% | 1
6889 | 0% | 0% | 100% | 0% | 0% | 100% | 100% | 0% | 0% | 1
6890 | 0% | 0% | 100% | 0% | 0% | 100% | 100% | 0% | 0% | 1
6891 | 0% | 0% | 100% | 0% | 0% | 100% | 100% | 0% | 0% | 1
6892 | 0% | 0% | 100% | 0% | 0% | 100% | 100% | 0% | 0% | 1
6893 | 0% | 0% | 100% | 0% | 0% | 100% | 100% | 0% | 0% | 1
6894 | 0% | 0% | 100% | 0% | 0% | 100% | 100% | 0% | 0% | 1
6895 | 0% | 0% | 100% | 0% | 0% | 100% | 100% | 0% | 0% | 1
6896 | 0% | 0% | 100% | 0% | 0% | 100% | 100% | 0% | 0% | 1
6897 | 0% | 0% | 100% | 0% | 0% | 100% | 100% | 0% | 0% | 1
6898 | 17.9% | 0% | 100% | 0% | 0% | 100% | 100% | 17.9% | 0% | 1
6899 | 23.43% | 2.744% | 100% | 0% | 0% | 100% | 100% | 23.43% | 2.744% | 1
6900 | 24.44% | 4.493% | 100% | 0% | 0% | 100% | 100% | 24.44% | 4.493% | 1
6901 | 20.11% | 5.404% | 100% | 0% | 0% | 100% | 100% | 20.11% | 5.404% | 1
6902 | 11.39% | 5.55% | 100% | 0% | 0% | 100% | 100% | 11.39% | 5.55% | 1
6903 | 10.16% | 6.441% | 100% | 0% | 0% | 100% | 100% | 10.16% | 6.441% | 1
6904 | 2.703% | 7.875% | 100% | 0% | 0% | 100% | 100% | 2.703% | 7.875% | 1
6905 | 0% | 8.021% | 100% | 0% | 0% | 100% | 100% | 0% | 8.021% | 1
6906 | 0% | 7.124% | 100% | 0% | 0% | 100% | 100% | 0% | 7.124% | 1
6907 | 0% | 1.901% | 100% | 0% | 0% | 100% | 100% | 0% | 1.901% | 1
6908 | 0% | 0% | 100% | 0% | 0% | 100% | 100% | 0% | 0% | 1
6909 | 0% | 0% | 100% | 0% | 0% | 100% | 100% | 0% | 0% | 1
6910 | 0% | 0% | 100% | 0% | 0% | 100% | 100% | 0% | 0% | 1
6911 | 0% | 0% | 100% | 0% | 0% | 100% | 100% | 0% | 0% | 1
6912 | 0% | 0% | 100% | 0% | 0% | 100% | 100% | 0% | 0% | 1
6913 | 0% | 0% | 100% | 0% | 0% | 100% | 100% | 0% | 0% | 1
6914 | 0% | 0% | 100% | 0% | 0% | 100% | 100% | 0% | 0% | 1
6915 | 0% | 0% | 100% | 0% | 0% | 100% | 100% | 0% | 0% | 1
6916 | 0% | 0% | 100% | 0% | 0% | 100% | 100% | 0% | 0% | 1
6917 | 0% | 0% | 100% | 0% | 0% | 100% | 100% | 0% | 0% | 1
6918 | 0% | 0% | 100% | 0% | 0% | 100% | 100% | 0% | 0% | 1
6919 | 0% | 0% | 100% | 0% | 0% | 100% | 100% | 0% | 0% | 1
6920 | 0% | 0% | 100% | 0% | 0% | 100% | 100% | 0% | 0% | 1
6921 | 0% | 0% | 100% | 0% | 0% | 100% | 100% | 0% | 0% | 1
6922 | 13.04% | 0.7598% | 100% | 0% | 0% | 100% | 100% | 13.04% | 0.7598% | 1
6923 | 23.58% | 3.697% | 100% | 0% | 0% | 100% | 100% | 23.58% | 3.697% | 1
6924 | 26.14% | 4.453% | 100% | 0% | 0% | 100% | 100% | 26.14% | 4.453% | 1
6925 | 21.84% | 6.24% | 100% | 0% | 0% | 100% | 100% | 21.84% | 6.24% | 1
6926 | 15.29% | 4.815% | 100% | 0% | 0% | 100% | 100% | 15.29% | 4.815% | 1
6927 | 9.611% | 6.524% | 100% | 0% | 0% | 100% | 100% | 9.611% | 6.524% | 1
6928 | 4.475% | 8.846% | 100% | 0% | 0% | 100% | 100% | 4.475% | 8.846% | 1
6929 | 0% | 9.043% | 100% | 0% | 0% | 100% | 100% | 0% | 9.043% | 1
6930 | 0% | 8.199% | 100% | 0% | 0% | 100% | 100% | 0% | 8.199% | 1
6931 | 0% | 5.357% | 100% | 0% | 0% | 100% | 100% | 0% | 5.357% | 1
6932 | 0% | 2.79% | 100% | 0% | 0% | 100% | 100% | 0% | 2.79% | 1
6933 | 0% | 2.506% | 100% | 0% | 0% | 100% | 100% | 0% | 2.506% | 1
6934 | 0% | 2.951% | 100% | 0% | 0% | 100% | 100% | 0% | 2.951% | 1
6935 | 0% | 3.375% | 100% | 0% | 0% | 100% | 100% | 0% | 3.375% | 1
6936 | 0% | 3.864% | 100% | 0% | 0% | 100% | 100% | 0% | 3.864% | 1
6937 | 0% | 0% | 100% | 0% | 0% | 100% | 100% | 0% | 0% | 1
6938 | 0% | 1.215% | 100% | 0% | 0% | 100% | 100% | 0% | 1.215% | 1
6939 | 0% | 0.633% | 100% | 0% | 0% | 100% | 100% | 0% | 0.633% | 1
6940 | 0% | 1.511% | 100% | 0% | 0% | 100% | 100% | 0% | 1.511% | 1
6941 | 0% | 0.5997% | 100% | 0% | 0% | 100% | 100% | 0% | 0.5997% | 1
6942 | 0% | 1.985% | 100% | 0% | 0% | 100% | 100% | 0% | 1.985% | 1
6943 | 0% | 0% | 100% | 0% | 0% | 100% | 100% | 0% | 0% | 1
6944 | 0% | 0% | 100% | 0% | 0% | 100% | 100% | 0% | 0% | 1
6945 | 0% | 0% | 100% | 0% | 0% | 100% | 100% | 0% | 0% | 1
6946 | 5.236% | 1.34% | 100% | 0% | 0% | 100% | 100% | 5.236% | 1.34% | 1
6947 | 8.299% | 4.519% | 100% | 0% | 0% | 100% | 100% | 8.299% | 4.519% | 1
6948 | 13.25% | 5.055% | 100% | 0% | 0% | 100% | 100% | 13.25% | 5.055% | 1
6949 | 13.42% | 6.3% | 100% | 0% | 0% | 100% | 100% | 13.42% | 6.3% | 1
6950 | 8.411% | 3.08% | 100% | 0% | 0% | 100% | 100% | 8.411% | 3.08% | 1
6951 | 2.945% | 5.551% | 100% | 0% | 0% | 100% | 100% | 2.945% | 5.551% | 1
6952 | 0% | 8.25% | 100% | 0% | 0% | 100% | 100% | 0% | 8.25% | 1
6953 | 0% | 7.968% | 100% | 0% | 0% | 100% | 100% | 0% | 7.968% | 1
6954 | 0% | 7.395% | 100% | 0% | 0% | 100% | 100% | 0% | 7.395% | 1
6955 | 0% | 5.428% | 100% | 0% | 0% | 100% | 100% | 0% | 5.428% | 1
6956 | 0% | 4.123% | 100% | 0% | 0% | 100% | 100% | 0% | 4.123% | 1
6957 | 0% | 4.081% | 100% | 0% | 0% | 100% | 100% | 0% | 4.081% | 1
6958 | 0% | 5.406% | 100% | 0% | 0% | 100% | 100% | 0% | 5.406% | 1
6959 | 0% | 3.481% | 100% | 0% | 0% | 100% | 100% | 0% | 3.481% | 1
6960 | 0% | 2.23% | 100% | 0% | 0% | 100% | 100% | 0% | 2.23% | 1
6961 | 0% | 2.432% | 100% | 0% | 0% | 100% | 100% | 0% | 2.432% | 1
6962 | 0% | 0.8767% | 100% | 0% | 0% | 100% | 100% | 0% | 0.8767% | 1
6963 | 0% | 0.3531% | 100% | 0% | 0% | 100% | 100% | 0% | 0.3531% | 1
6964 | 0% | 0.5382% | 100% | 0% | 0% | 100% | 100% | 0% | 0.5382% | 1
6965 | 0% | 1.262% | 100% | 0% | 0% | 100% | 100% | 0% | 1.262% | 1
6966 | 0% | 2.551% | 100% | 0% | 0% | 100% | 100% | 0% | 2.551% | 1
6967 | 0% | 0% | 100% | 0% | 0% | 100% | 100% | 0% | 0% | 1
6968 | 0% | 0% | 100% | 0% | 0% | 100% | 100% | 0% | 0% | 1
6969 | 0% | 0% | 100% | 0% | 0% | 100% | 100% | 0% | 0% | 1
6970 | 0% | 0.6252% | 100% | 0% | 0% | 100% | 100% | 0% | 0.6252% | 1
6971 | 0% | 2.297% | 100% | 0% | 0% | 100% | 100% | 0% | 2.297% | 1
6972 | 0% | 2.765% | 100% | 0% | 0% | 100% | 100% | 0% | 2.765% | 1
6973 | 0% | 2.575% | 100% | 0% | 0% | 100% | 100% | 0% | 2.575% | 1
6974 | 0% | 0% | 100% | 0% | 0% | 100% | 100% | 0% | 0% | 1
6975 | 0% | 1.136% | 100% | 0% | 0% | 100% | 100% | 0% | 1.136% | 1
6976 | 0% | 3.587% | 100% | 0% | 0% | 100% | 100% | 0% | 3.587% | 1
6977 | 0% | 5.348% | 100% | 0% | 0% | 100% | 100% | 0% | 5.348% | 1
6978 | 0% | 3.96% | 100% | 0% | 0% | 100% | 100% | 0% | 3.96% | 1
6979 | 0% | 3.02% | 100% | 0% | 0% | 100% | 100% | 0% | 3.02% | 1
6980 | 0% | 3.666% | 100% | 0% | 0% | 100% | 100% | 0% | 3.666% | 1
6981 | 0% | 5.639% | 100% | 0% | 0% | 100% | 100% | 0% | 5.639% | 1
6982 | 0% | 5.721% | 100% | 0% | 0% | 100% | 100% | 0% | 5.721% | 1
6983 | 0% | 3.44% | 100% | 0% | 0% | 100% | 100% | 0% | 3.44% | 1
6984 | 0% | 1.493% | 100% | 0% | 0% | 100% | 100% | 0% | 1.493% | 1
6985 | 0% | 1.57% | 100% | 0% | 0% | 100% | 100% | 0% | 1.57% | 1
6986 | 0% | 0% | 100% | 0% | 0% | 100% | 100% | 0% | 0% | 1
6987 | 0% | 0% | 100% | 0% | 0% | 100% | 100% | 0% | 0% | 1
6988 | 0% | 1.046% | 100% | 0% | 0% | 100% | 100% | 0% | 1.046% | 1
6989 | 0% | 0.5699% | 100% | 0% | 0% | 100% | 100% | 0% | 0.5699% | 1
6990 | 0% | 0.6816% | 100% | 0% | 0% | 100% | 100% | 0% | 0.6816% | 1
6991 | 0% | 0.2203% | 100% | 0% | 0% | 100% | 100% | 0% | 0.2203% | 1
6992 | 0% | 1.685% | 100% | 0% | 0% | 100% | 100% | 0% | 1.685% | 1
6993 | 0% | 0% | 100% | 0% | 0% | 100% | 100% | 0% | 0% | 1
6994 | 0% | 0.923% | 100% | 0% | 0% | 100% | 100% | 0% | 0.923% | 1
6995 | 0% | 3.94% | 100% | 0% | 0% | 100% | 100% | 0% | 3.94% | 1
6996 | 0% | 5.402% | 100% | 0% | 0% | 100% | 100% | 0% | 5.402% | 1
6997 | 0.5014% | 3.376% | 100% | 0% | 0% | 100% | 100% | 0.5014% | 3.376% | 1
6998 | 0% | 1.716% | 100% | 0% | 0% | 100% | 100% | 0% | 1.716% | 1
6999 | 0% | 2.28% | 100% | 0% | 0% | 100% | 100% | 0% | 2.28% | 1
7000 | 0% | 1.439% | 100% | 0% | 0% | 100% | 100% | 0% | 1.439% | 1
7001 | 0% | 4.398% | 100% | 0% | 0% | 100% | 100% | 0% | 4.398% | 1
7002 | 0% | 4.63% | 100% | 0% | 0% | 100% | 100% | 0% | 4.63% | 1
7003 | 0% | 3.673% | 100% | 0% | 0% | 100% | 100% | 0% | 3.673% | 1
7004 | 0% | 4.332% | 100% | 0% | 0% | 100% | 100% | 0% | 4.332% | 1
7005 | 0% | 5.861% | 100% | 0% | 0% | 100% | 100% | 0% | 5.861% | 1
7006 | 0% | 4.327% | 100% | 0% | 0% | 100% | 100% | 0% | 4.327% | 1
7007 | 0% | 2.355% | 100% | 0% | 0% | 100% | 100% | 0% | 2.355% | 1
7008 | 0% | 0.6518% | 100% | 0% | 0% | 100% | 100% | 0% | 0.6518% | 1
7009 | 0% | 2.16% | 100% | 0% | 0% | 100% | 100% | 0% | 2.16% | 1
7010 | 0% | 0% | 100% | 0% | 0% | 100% | 100% | 0% | 0% | 1
7011 | 0% | 0% | 100% | 0% | 0% | 100% | 100% | 0% | 0% | 1
7012 | 0% | 0% | 100% | 0% | 0% | 100% | 100% | 0% | 0% | 1
7013 | 0% | 0% | 100% | 0% | 0% | 100% | 100% | 0% | 0% | 1
7014 | 0% | 0% | 100% | 0% | 0% | 100% | 100% | 0% | 0% | 1
7015 | 0% | 1.792% | 100% | 0% | 0% | 100% | 100% | 0% | 1.792% | 1
7016 | 0% | 1.335% | 100% | 0% | 0% | 100% | 100% | 0% | 1.335% | 1
7017 | 1.62% | 0% | 100% | 0% | 0% | 100% | 100% | 1.62% | 0% | 1
7018 | 9.269% | 1.372% | 100% | 0% | 0% | 100% | 100% | 9.269% | 1.372% | 1
7019 | 9.554% | 4.596% | 100% | 0% | 0% | 100% | 100% | 9.554% | 4.596% | 1
7020 | 8.641% | 6.581% | 100% | 0% | 0% | 100% | 100% | 8.641% | 6.581% | 1
7021 | 9.082% | 4.221% | 100% | 0% | 0% | 100% | 100% | 9.082% | 4.221% | 1
7022 | 5.413% | 6.103% | 100% | 0% | 0% | 100% | 100% | 5.413% | 6.103% | 1
7023 | 3.275% | 6.074% | 100% | 0% | 0% | 100% | 100% | 3.275% | 6.074% | 1
7024 | 0.8518% | 2.76% | 100% | 0% | 0% | 100% | 100% | 0.8518% | 2.76% | 1
7025 | 0% | 4.79% | 100% | 0% | 0% | 100% | 100% | 0% | 4.79% | 1
7026 | 0% | 4.425% | 100% | 0% | 0% | 100% | 100% | 0% | 4.425% | 1
7027 | 0% | 2.145% | 100% | 0% | 0% | 100% | 100% | 0% | 2.145% | 1
7028 | 0% | 2.727% | 100% | 0% | 0% | 100% | 100% | 0% | 2.727% | 1
7029 | 0% | 5.224% | 100% | 0% | 0% | 100% | 100% | 0% | 5.224% | 1
7030 | 0% | 3.791% | 100% | 0% | 0% | 100% | 100% | 0% | 3.791% | 1
7031 | 0% | 3.002% | 100% | 0% | 0% | 100% | 100% | 0% | 3.002% | 1
7032 | 0% | 1.138% | 100% | 0% | 0% | 100% | 100% | 0% | 1.138% | 1
7033 | 0% | 0.8386% | 100% | 0% | 0% | 100% | 100% | 0% | 0.8386% | 1
7034 | 0% | 0% | 100% | 0% | 0% | 100% | 100% | 0% | 0% | 1
7035 | 0% | 0% | 100% | 0% | 0% | 100% | 100% | 0% | 0% | 1
7036 | 0% | 0% | 100% | 0% | 0% | 100% | 100% | 0% | 0% | 1
7037 | 0% | 0% | 100% | 0% | 0% | 100% | 100% | 0% | 0% | 1
7038 | 0% | 0% | 100% | 0% | 0% | 100% | 100% | 0% | 0% | 1
7039 | 0% | 0% | 100% | 0% | 0% | 100% | 100% | 0% | 0% | 1
7040 | 0% | 0% | 100% | 0% | 0% | 100% | 100% | 0% | 0% | 1
7041 | 10.76% | 0% | 100% | 0% | 0% | 100% | 100% | 10.76% | 0% | 1
7042 | 25.14% | 0.02384% | 100% | 0% | 0% | 100% | 100% | 25.14% | 0.02384% | 1
7043 | 30.72% | 3.371% | 100% | 0% | 0% | 100% | 100% | 30.72% | 3.371% | 1
7044 | 28.61% | 4.436% | 100% | 0% | 0% | 100% | 100% | 28.61% | 4.436% | 1
7045 | 24.55% | 4.548% | 100% | 0% | 0% | 100% | 100% | 24.55% | 4.548% | 1
7046 | 24.14% | 6.13% | 100% | 0% | 0% | 100% | 100% | 24.14% | 6.13% | 1
7047 | 19.16% | 7.135% | 100% | 0% | 0% | 100% | 100% | 19.16% | 7.135% | 1
7048 | 9.393% | 3.146% | 100% | 0% | 0% | 100% | 100% | 9.393% | 3.146% | 1
7049 | 0% | 3.118% | 100% | 0% | 0% | 100% | 100% | 0% | 3.118% | 1
7050 | 0% | 2.526% | 100% | 0% | 0% | 100% | 100% | 0% | 2.526% | 1
7051 | 0% | 0.0916% | 100% | 0% | 0% | 100% | 100% | 0% | 0.0916% | 1
7052 | 0% | 0% | 100% | 0% | 0% | 100% | 100% | 0% | 0% | 1
7053 | 0% | 0.4252% | 100% | 0% | 0% | 100% | 100% | 0% | 0.4252% | 1
7054 | 0% | 0% | 100% | 0% | 0% | 100% | 100% | 0% | 0% | 1
7055 | 0% | 0% | 100% | 0% | 0% | 100% | 100% | 0% | 0% | 1
7056 | 0% | 0% | 100% | 0% | 0% | 100% | 100% | 0% | 0% | 1
7057 | 0% | 0.2188% | 100% | 0% | 0% | 100% | 100% | 0% | 0.2188% | 1
7058 | 0% | 0% | 100% | 0% | 0% | 100% | 100% | 0% | 0% | 1
7059 | 0% | 0% | 100% | 0% | 0% | 100% | 100% | 0% | 0% | 1
7060 | 0% | 0% | 100% | 0% | 0% | 100% | 100% | 0% | 0% | 1
7061 | 0% | 0% | 100% | 0% | 0% | 100% | 100% | 0% | 0% | 1
7062 | 0% | 0% | 100% | 0% | 0% | 100% | 100% | 0% | 0% | 1
7063 | 0% | 0% | 100% | 0% | 0% | 100% | 100% | 0% | 0% | 1
7064 | 0% | 0% | 100% | 0% | 0% | 100% | 100% | 0% | 0% | 1
7065 | 8.525% | 0% | 100% | 0% | 0% | 100% | 100% | 8.525% | 0% | 1
7066 | 20.77% | 0% | 100% | 0% | 0% | 100% | 100% | 20.77% | 0% | 1
7067 | 19.22% | 0.5397% | 100% | 0% | 0% | 100% | 100% | 19.22% | 0.5397% | 1
7068 | 18.13% | 1.304% | 100% | 0% | 0% | 100% | 100% | 18.13% | 1.304% | 1
7069 | 7.404% | 2.218% | 100% | 0% | 0% | 100% | 100% | 7.404% | 2.218% | 1
7070 | 8.436% | 3.597% | 100% | 0% | 0% | 100% | 100% | 8.436% | 3.597% | 1
7071 | 7.159% | 5.199% | 100% | 0% | 0% | 100% | 100% | 7.159% | 5.199% | 1
7072 | 0% | 4.317% | 100% | 0% | 0% | 100% | 100% | 0% | 4.317% | 1
7073 | 0% | 2.667% | 100% | 0% | 0% | 100% | 100% | 0% | 2.667% | 1
7074 | 0% | 0% | 100% | 0% | 0% | 100% | 100% | 0% | 0% | 1
7075 | 0% | 0% | 100% | 0% | 0% | 100% | 100% | 0% | 0% | 1
7076 | 0% | 0% | 100% | 0% | 0% | 100% | 100% | 0% | 0% | 1
7077 | 0% | 0% | 100% | 0% | 0% | 100% | 100% | 0% | 0% | 1
7078 | 0% | 0% | 100% | 0% | 0% | 100% | 100% | 0% | 0% | 1
7079 | 0% | 0% | 100% | 0% | 0% | 100% | 100% | 0% | 0% | 1
7080 | 0% | 0% | 100% | 0% | 0% | 100% | 100% | 0% | 0% | 1
7081 | 0% | 0% | 100% | 0% | 0% | 100% | 100% | 0% | 0% | 1
7082 | 0% | 0% | 100% | 0% | 0% | 100% | 100% | 0% | 0% | 1
7083 | 0% | 0% | 100% | 0% | 0% | 100% | 100% | 0% | 0% | 1
7084 | 0% | 0% | 100% | 0% | 0% | 100% | 100% | 0% | 0% | 1
7085 | 0% | 0% | 100% | 0% | 0% | 100% | 100% | 0% | 0% | 1
7086 | 0% | 0% | 100% | 0% | 0% | 100% | 100% | 0% | 0% | 1
7087 | 0% | 0% | 100% | 0% | 0% | 100% | 100% | 0% | 0% | 1
7088 | 0% | 0% | 100% | 0% | 0% | 100% | 100% | 0% | 0% | 1
7089 | 4.072% | 0% | 100% | 0% | 0% | 100% | 100% | 4.072% | 0% | 1
7090 | 18.07% | 0% | 100% | 0% | 0% | 100% | 100% | 18.07% | 0% | 1
7091 | 16.89% | 0% | 100% | 0% | 0% | 100% | 100% | 16.89% | 0% | 1
7092 | 17.5% | 0.4915% | 100% | 0% | 0% | 100% | 100% | 17.5% | 0.4915% | 1
7093 | 9.5% | 0.8662% | 100% | 0% | 0% | 100% | 100% | 9.5% | 0.8662% | 1
7094 | 10.52% | 0.5697% | 100% | 0% | 0% | 100% | 100% | 10.52% | 0.5697% | 1
7095 | 3.712% | 1.446% | 100% | 0% | 0% | 100% | 100% | 3.712% | 1.446% | 1
7096 | 0% | 1.929% | 100% | 0% | 0% | 100% | 100% | 0% | 1.929% | 1
7097 | 0% | 0.8332% | 100% | 0% | 0% | 100% | 100% | 0% | 0.8332% | 1
7098 | 0% | 0% | 100% | 0% | 0% | 100% | 100% | 0% | 0% | 1
7099 | 0% | 0% | 100% | 0% | 0% | 100% | 100% | 0% | 0% | 1
7100 | 0% | 0% | 100% | 0% | 0% | 100% | 100% | 0% | 0% | 1
7101 | 0% | 0% | 100% | 0% | 0% | 100% | 100% | 0% | 0% | 1
7102 | 0% | 0% | 100% | 0% | 0% | 100% | 100% | 0% | 0% | 1
7103 | 0% | 0% | 100% | 0% | 0% | 100% | 100% | 0% | 0% | 1
7104 | 0% | 0% | 100% | 0% | 0% | 100% | 100% | 0% | 0% | 1
7105 | 0% | 0% | 100% | 0% | 0% | 100% | 100% | 0% | 0% | 1
7106 | 0% | 0% | 100% | 0% | 0% | 100% | 100% | 0% | 0% | 1
7107 | 0% | 0% | 100% | 0% | 0% | 100% | 100% | 0% | 0% | 1
7108 | 0% | 0% | 100% | 0% | 0% | 100% | 100% | 0% | 0% | 1
7109 | 0% | 0% | 100% | 0% | 0% | 100% | 100% | 0% | 0% | 1
7110 | 0% | 0% | 100% | 0% | 0% | 100% | 100% | 0% | 0% | 1
7111 | 0% | 0% | 100% | 0% | 0% | 100% | 100% | 0% | 0% | 1
7112 | 0% | 0% | 100% | 0% | 0% | 100% | 100% | 0% | 0% | 1
7113 | 2.394% | 0% | 100% | 0% | 0% | 100% | 100% | 2.394% | 0% | 1
7114 | 20.81% | 0% | 100% | 0% | 0% | 100% | 100% | 20.81% | 0% | 1
7115 | 16.02% | 0% | 100% | 0% | 0% | 100% | 100% | 16.02% | 0% | 1
7116 | 11.5% | 2.27% | 100% | 0% | 0% | 100% | 100% | 11.5% | 2.27% | 1
7117 | 11.02% | 2.164% | 100% | 0% | 0% | 100% | 100% | 11.02% | 2.164% | 1
7118 | 8.038% | 2.119% | 100% | 0% | 0% | 100% | 100% | 8.038% | 2.119% | 1
7119 | 2.548% | 2.996% | 100% | 0% | 0% | 100% | 100% | 2.548% | 2.996% | 1
7120 | 0% | 3.908% | 100% | 0% | 0% | 100% | 100% | 0% | 3.908% | 1
7121 | 0% | 2.979% | 100% | 0% | 0% | 100% | 100% | 0% | 2.979% | 1
7122 | 0% | 2.476% | 100% | 0% | 0% | 100% | 100% | 0% | 2.476% | 1
7123 | 0% | 1.199% | 100% | 0% | 0% | 100% | 100% | 0% | 1.199% | 1
7124 | 0% | 0% | 100% | 0% | 0% | 100% | 100% | 0% | 0% | 1
7125 | 0% | 0% | 100% | 0% | 0% | 100% | 100% | 0% | 0% | 1
7126 | 0% | 0% | 100% | 0% | 0% | 100% | 100% | 0% | 0% | 1
7127 | 0% | 0% | 100% | 0% | 0% | 100% | 100% | 0% | 0% | 1
7128 | 0% | 0% | 100% | 0% | 0% | 100% | 100% | 0% | 0% | 1
7129 | 0% | 0% | 100% | 0% | 0% | 100% | 100% | 0% | 0% | 1
7130 | 0% | 0% | 100% | 0% | 0% | 100% | 100% | 0% | 0% | 1
7131 | 0% | 0% | 100% | 0% | 0% | 100% | 100% | 0% | 0% | 1
7132 | 0% | 0% | 100% | 0% | 0% | 100% | 100% | 0% | 0% | 1
7133 | 0% | 0% | 100% | 0% | 0% | 100% | 100% | 0% | 0% | 1
7134 | 0% | 0% | 100% | 0% | 0% | 100% | 100% | 0% | 0% | 1
7135 | 0% | 0% | 100% | 0% | 0% | 100% | 100% | 0% | 0% | 1
7136 | 0% | 0% | 100% | 0% | 0% | 100% | 100% | 0% | 0% | 1
7137 | 5.054% | 0% | 100% | 0% | 0% | 100% | 100% | 5.054% | 0% | 1
7138 | 27.58% | 0% | 100% | 0% | 0% | 100% | 100% | 27.58% | 0% | 1
7139 | 28.77% | 0% | 100% | 0% | 0% | 100% | 100% | 28.77% | 0% | 1
7140 | 24.77% | 0.3882% | 100% | 0% | 0% | 100% | 100% | 24.77% | 0.3882% | 1
7141 | 29.62% | 0% | 100% | 0% | 0% | 100% | 100% | 29.62% | 0% | 1
7142 | 20.93% | 0% | 100% | 0% | 0% | 100% | 100% | 20.93% | 0% | 1
7143 | 14.57% | 0% | 100% | 0% | 0% | 100% | 100% | 14.57% | 0% | 1
7144 | 1.46% | 2.163% | 100% | 0% | 0% | 100% | 100% | 1.46% | 2.163% | 1
7145 | 0% | 1.877% | 100% | 0% | 0% | 100% | 100% | 0% | 1.877% | 1
7146 | 0% | 1.443% | 100% | 0% | 0% | 100% | 100% | 0% | 1.443% | 1
7147 | 0% | 0% | 100% | 0% | 0% | 100% | 100% | 0% | 0% | 1
7148 | 0% | 0% | 100% | 0% | 0% | 100% | 100% | 0% | 0% | 1
7149 | 0% | 0% | 100% | 0% | 0% | 100% | 100% | 0% | 0% | 1
7150 | 0% | 0% | 100% | 0% | 0% | 100% | 100% | 0% | 0% | 1
7151 | 0% | 0% | 100% | 0% | 0% | 100% | 100% | 0% | 0% | 1
7152 | 0% | 0% | 100% | 0% | 0% | 100% | 100% | 0% | 0% | 1
7153 | 0% | 0% | 100% | 0% | 0% | 100% | 100% | 0% | 0% | 1
7154 | 0% | 0% | 100% | 0% | 0% | 100% | 100% | 0% | 0% | 1
7155 | 0% | 0% | 100% | 0% | 0% | 100% | 100% | 0% | 0% | 1
7156 | 0% | 0% | 100% | 0% | 0% | 100% | 100% | 0% | 0% | 1
7157 | 0% | 0% | 100% | 0% | 0% | 100% | 100% | 0% | 0% | 1
7158 | 0% | 0% | 100% | 0% | 0% | 100% | 100% | 0% | 0% | 1
7159 | 0% | 0% | 100% | 0% | 0% | 100% | 100% | 0% | 0% | 1
7160 | 0% | 0% | 100% | 0% | 0% | 100% | 100% | 0% | 0% | 1
7161 | 5.955% | 0% | 100% | 0% | 0% | 100% | 100% | 5.955% | 0% | 1
7162 | 24.33% | 0% | 100% | 0% | 0% | 100% | 100% | 24.33% | 0% | 1
7163 | 24.39% | 0% | 100% | 0% | 0% | 100% | 100% | 24.39% | 0% | 1
7164 | 16.67% | 0% | 100% | 0% | 0% | 100% | 100% | 16.67% | 0% | 1
7165 | 26.47% | 0% | 100% | 0% | 0% | 100% | 100% | 26.47% | 0% | 1
7166 | 14.88% | 0% | 100% | 0% | 0% | 100% | 100% | 14.88% | 0% | 1
7167 | 11.42% | 0% | 100% | 0% | 0% | 100% | 100% | 11.42% | 0% | 1
7168 | 0.7456% | 1.252% | 100% | 0% | 0% | 100% | 100% | 0.7456% | 1.252% | 1
7169 | 0% | 1.599% | 100% | 0% | 0% | 100% | 100% | 0% | 1.599% | 1
7170 | 0% | 1.209% | 100% | 0% | 0% | 100% | 100% | 0% | 1.209% | 1
7171 | 0% | 0% | 100% | 0% | 0% | 100% | 100% | 0% | 0% | 1
7172 | 0% | 0% | 100% | 0% | 0% | 100% | 100% | 0% | 0% | 1
7173 | 0% | 0% | 100% | 0% | 0% | 100% | 100% | 0% | 0% | 1
7174 | 0% | 0% | 100% | 0% | 0% | 100% | 100% | 0% | 0% | 1
7175 | 0% | 0% | 100% | 0% | 0% | 100% | 100% | 0% | 0% | 1
7176 | 0% | 0% | 100% | 0% | 0% | 100% | 100% | 0% | 0% | 1
7177 | 0% | 0% | 100% | 0% | 0% | 100% | 100% | 0% | 0% | 1
7178 | 0% | 0% | 100% | 0% | 0% | 100% | 100% | 0% | 0% | 1
7179 | 0% | 0% | 100% | 0% | 0% | 100% | 100% | 0% | 0% | 1
7180 | 0% | 0% | 100% | 0% | 0% | 100% | 100% | 0% | 0% | 1
7181 | 0% | 0% | 100% | 0% | 0% | 100% | 100% | 0% | 0% | 1
7182 | 0% | 0% | 100% | 0% | 0% | 100% | 100% | 0% | 0% | 1
7183 | 0% | 0% | 100% | 0% | 0% | 100% | 100% | 0% | 0% | 1
7184 | 0% | 0% | 100% | 0% | 0% | 100% | 100% | 0% | 0% | 1
7185 | 6.721% | 0% | 100% | 0% | 0% | 100% | 100% | 6.721% | 0% | 1
7186 | 18.12% | 0% | 100% | 0% | 0% | 100% | 100% | 18.12% | 0% | 1
7187 | 25.19% | 0% | 100% | 0% | 0% | 100% | 100% | 25.19% | 0% | 1
7188 | 24.73% | 0.31% | 100% | 0% | 0% | 100% | 100% | 24.73% | 0.31% | 1
7189 | 28.71% | 1.964% | 100% | 0% | 0% | 100% | 100% | 28.71% | 1.964% | 1
7190 | 13.37% | 0% | 100% | 0% | 0% | 100% | 100% | 13.37% | 0% | 1
7191 | 3.353% | 1.687% | 100% | 0% | 0% | 100% | 100% | 3.353% | 1.687% | 1
7192 | 0% | 2.515% | 100% | 0% | 0% | 100% | 100% | 0% | 2.515% | 1
7193 | 0% | 4.789% | 100% | 0% | 0% | 100% | 100% | 0% | 4.789% | 1
7194 | 0% | 4.623% | 100% | 0% | 0% | 100% | 100% | 0% | 4.623% | 1
7195 | 0% | 0.965% | 100% | 0% | 0% | 100% | 100% | 0% | 0.965% | 1
7196 | 0% | 0.9232% | 100% | 0% | 0% | 100% | 100% | 0% | 0.9232% | 1
7197 | 0% | 1.615% | 100% | 0% | 0% | 100% | 100% | 0% | 1.615% | 1
7198 | 0% | 0.2702% | 100% | 0% | 0% | 100% | 100% | 0% | 0.2702% | 1
7199 | 0% | 0% | 100% | 0% | 0% | 100% | 100% | 0% | 0% | 1
7200 | 0% | 0% | 100% | 0% | 0% | 100% | 100% | 0% | 0% | 1
7201 | 0% | 0% | 100% | 0% | 0% | 100% | 100% | 0% | 0% | 1
7202 | 0% | 0% | 100% | 0% | 0% | 100% | 100% | 0% | 0% | 1
7203 | 0% | 0% | 100% | 0% | 0% | 100% | 100% | 0% | 0% | 1
7204 | 0% | 0% | 100% | 0% | 0% | 100% | 100% | 0% | 0% | 1
7205 | 0% | 0% | 100% | 0% | 0% | 100% | 100% | 0% | 0% | 1
7206 | 0% | 0% | 100% | 0% | 0% | 100% | 100% | 0% | 0% | 1
7207 | 0% | 0% | 100% | 0% | 0% | 100% | 100% | 0% | 0% | 1
7208 | 0% | 0% | 100% | 0% | 0% | 100% | 100% | 0% | 0% | 1
7209 | 0.1236% | 0% | 100% | 0% | 0% | 100% | 100% | 0.1236% | 0% | 1
7210 | 7.511% | 0% | 100% | 0% | 0% | 100% | 100% | 7.511% | 0% | 1
7211 | 15.37% | 0.09915% | 100% | 0% | 0% | 100% | 100% | 15.37% | 0.09915% | 1
7212 | 14.32% | 0.989% | 100% | 0% | 0% | 100% | 100% | 14.32% | 0.989% | 1
7213 | 18.47% | 3.049% | 100% | 0% | 0% | 100% | 100% | 18.47% | 3.049% | 1
7214 | 9.969% | 1.686% | 100% | 0% | 0% | 100% | 100% | 9.969% | 1.686% | 1
7215 | 0% | 4.24% | 100% | 0% | 0% | 100% | 100% | 0% | 4.24% | 1
7216 | 0% | 2.481% | 100% | 0% | 0% | 100% | 100% | 0% | 2.481% | 1
7217 | 0% | 3.182% | 100% | 0% | 0% | 100% | 100% | 0% | 3.182% | 1
7218 | 0% | 2.654% | 100% | 0% | 0% | 100% | 100% | 0% | 2.654% | 1
7219 | 0% | 0.1669% | 100% | 0% | 0% | 100% | 100% | 0% | 0.1669% | 1
7220 | 0% | 0% | 100% | 0% | 0% | 100% | 100% | 0% | 0% | 1
7221 | 0% | 0% | 100% | 0% | 0% | 100% | 100% | 0% | 0% | 1
7222 | 0% | 0% | 100% | 0% | 0% | 100% | 100% | 0% | 0% | 1
7223 | 0% | 0% | 100% | 0% | 0% | 100% | 100% | 0% | 0% | 1
7224 | 0% | 0% | 100% | 0% | 0% | 100% | 100% | 0% | 0% | 1
7225 | 0% | 0% | 100% | 0% | 0% | 100% | 100% | 0% | 0% | 1
7226 | 0% | 0% | 100% | 0% | 0% | 100% | 100% | 0% | 0% | 1
7227 | 0% | 0% | 100% | 0% | 0% | 100% | 100% | 0% | 0% | 1
7228 | 0% | 0% | 100% | 0% | 0% | 100% | 100% | 0% | 0% | 1
7229 | 0% | 0% | 100% | 0% | 0% | 100% | 100% | 0% | 0% | 1
7230 | 0% | 0% | 100% | 0% | 0% | 100% | 100% | 0% | 0% | 1
7231 | 0% | 0% | 100% | 0% | 0% | 100% | 100% | 0% | 0% | 1
7232 | 0% | 0% | 100% | 0% | 0% | 100% | 100% | 0% | 0% | 1
7233 | 0% | 0% | 100% | 0% | 0% | 100% | 100% | 0% | 0% | 1
7234 | 1.262% | 0% | 100% | 0% | 0% | 100% | 100% | 1.262% | 0% | 1
7235 | 12.04% | 0% | 100% | 0% | 0% | 100% | 100% | 12.04% | 0% | 1
7236 | 12.84% | 0% | 100% | 0% | 0% | 100% | 100% | 12.84% | 0% | 1
7237 | 9.734% | 0.1935% | 100% | 0% | 0% | 100% | 100% | 9.734% | 0.1935% | 1
7238 | 3.947% | 0% | 100% | 0% | 0% | 100% | 100% | 3.947% | 0% | 1
7239 | 0% | 0% | 100% | 0% | 0% | 100% | 100% | 0% | 0% | 1
7240 | 0% | 0% | 100% | 0% | 0% | 100% | 100% | 0% | 0% | 1
7241 | 0% | 0% | 100% | 0% | 0% | 100% | 100% | 0% | 0% | 1
7242 | 0% | 0% | 100% | 0% | 0% | 100% | 100% | 0% | 0% | 1
7243 | 0% | 0% | 100% | 0% | 0% | 100% | 100% | 0% | 0% | 1
7244 | 0% | 0% | 100% | 0% | 0% | 100% | 100% | 0% | 0% | 1
7245 | 0% | 0% | 100% | 0% | 0% | 100% | 100% | 0% | 0% | 1
7246 | 0% | 0% | 100% | 0% | 0% | 100% | 100% | 0% | 0% | 1
7247 | 0% | 0% | 100% | 0% | 0% | 100% | 100% | 0% | 0% | 1
7248 | 0% | 0% | 100% | 0% | 0% | 100% | 100% | 0% | 0% | 1
7249 | 0% | 0% | 100% | 0% | 0% | 100% | 100% | 0% | 0% | 1
7250 | 0% | 0% | 100% | 0% | 0% | 100% | 100% | 0% | 0% | 1
7251 | 0% | 0% | 100% | 0% | 0% | 100% | 100% | 0% | 0% | 1
7252 | 0% | 0% | 100% | 0% | 0% | 100% | 100% | 0% | 0% | 1
7253 | 0% | 0% | 100% | 0% | 0% | 100% | 100% | 0% | 0% | 1
7254 | 0% | 0% | 100% | 0% | 0% | 100% | 100% | 0% | 0% | 1
7255 | 0% | 0% | 100% | 0% | 0% | 100% | 100% | 0% | 0% | 1
7256 | 0% | 0% | 100% | 0% | 0% | 100% | 100% | 0% | 0% | 1
7257 | 0% | 0% | 100% | 0% | 0% | 100% | 100% | 0% | 0% | 1
7258 | 0% | 0% | 100% | 0% | 0% | 100% | 100% | 0% | 0% | 1
7259 | 8.196% | 0% | 100% | 0% | 0% | 100% | 100% | 8.196% | 0% | 1
7260 | 9.439% | 0% | 100% | 0% | 0% | 100% | 100% | 9.439% | 0% | 1
7261 | 7.366% | 0% | 100% | 0% | 0% | 100% | 100% | 7.366% | 0% | 1
7262 | 4.129% | 0% | 100% | 0% | 0% | 100% | 100% | 4.129% | 0% | 1
7263 | 0% | 0% | 100% | 0% | 0% | 100% | 100% | 0% | 0% | 1
7264 | 0% | 0% | 100% | 0% | 0% | 100% | 100% | 0% | 0% | 1
7265 | 0% | 0% | 100% | 0% | 0% | 100% | 100% | 0% | 0% | 1
7266 | 0% | 0% | 100% | 0% | 0% | 100% | 100% | 0% | 0% | 1
7267 | 0% | 0% | 100% | 0% | 0% | 100% | 100% | 0% | 0% | 1
7268 | 0% | 0% | 100% | 0% | 0% | 100% | 100% | 0% | 0% | 1
7269 | 0% | 0% | 100% | 0% | 0% | 100% | 100% | 0% | 0% | 1
7270 | 0% | 0% | 100% | 0% | 0% | 100% | 100% | 0% | 0% | 1
7271 | 0% | 0% | 100% | 0% | 0% | 100% | 100% | 0% | 0% | 1
7272 | 0% | 0% | 100% | 0% | 0% | 100% | 100% | 0% | 0% | 1
7273 | 0% | 0% | 100% | 0% | 0% | 100% | 100% | 0% | 0% | 1
7274 | 0% | 0% | 100% | 0% | 0% | 100% | 100% | 0% | 0% | 1
7275 | 0% | 0% | 100% | 0% | 0% | 100% | 100% | 0% | 0% | 1
7276 | 0% | 0% | 100% | 0% | 0% | 100% | 100% | 0% | 0% | 1
7277 | 0% | 0% | 100% | 0% | 0% | 100% | 100% | 0% | 0% | 1
7278 | 0% | 0% | 100% | 0% | 0% | 100% | 100% | 0% | 0% | 1
7279 | 0% | 0% | 100% | 0% | 0% | 100% | 100% | 0% | 0% | 1
7280 | 0% | 0% | 100% | 0% | 0% | 100% | 100% | 0% | 0% | 1
7281 | 0% | 0% | 100% | 0% | 0% | 100% | 100% | 0% | 0% | 1
7282 | 7.289% | 0% | 100% | 0% | 0% | 100% | 100% | 7.289% | 0% | 1
7283 | 17.55% | 0% | 100% | 0% | 0% | 100% | 100% | 17.55% | 0% | 1
7284 | 21.29% | 0% | 100% | 0% | 0% | 100% | 100% | 21.29% | 0% | 1
7285 | 18.3% | 0% | 100% | 0% | 0% | 100% | 100% | 18.3% | 0% | 1
7286 | 10.65% | 0% | 100% | 0% | 0% | 100% | 100% | 10.65% | 0% | 1
7287 | 4.648% | 0% | 100% | 0% | 0% | 100% | 100% | 4.648% | 0% | 1
7288 | 0% | 0% | 100% | 0% | 0% | 100% | 100% | 0% | 0% | 1
7289 | 0% | 0% | 100% | 0% | 0% | 100% | 100% | 0% | 0% | 1
7290 | 0% | 0% | 100% | 0% | 0% | 100% | 100% | 0% | 0% | 1
7291 | 0% | 0% | 100% | 0% | 0% | 100% | 100% | 0% | 0% | 1
7292 | 0% | 0% | 100% | 0% | 0% | 100% | 100% | 0% | 0% | 1
7293 | 0% | 0% | 100% | 0% | 0% | 100% | 100% | 0% | 0% | 1
7294 | 0% | 0% | 100% | 0% | 0% | 100% | 100% | 0% | 0% | 1
7295 | 0% | 0% | 100% | 0% | 0% | 100% | 100% | 0% | 0% | 1
7296 | 0% | 0% | 100% | 0% | 0% | 100% | 100% | 0% | 0% | 1
7297 | 0% | 0% | 100% | 0% | 0% | 100% | 100% | 0% | 0% | 1
7298 | 0% | 0% | 100% | 0% | 0% | 100% | 100% | 0% | 0% | 1
7299 | 0% | 0% | 100% | 0% | 0% | 100% | 100% | 0% | 0% | 1
7300 | 0% | 0% | 100% | 0% | 0% | 100% | 100% | 0% | 0% | 1
7301 | 0% | 0% | 100% | 0% | 0% | 100% | 100% | 0% | 0% | 1
7302 | 0% | 0% | 100% | 0% | 0% | 100% | 100% | 0% | 0% | 1
7303 | 0% | 0% | 100% | 0% | 0% | 100% | 100% | 0% | 0% | 1
7304 | 0% | 0% | 100% | 0% | 0% | 100% | 100% | 0% | 0% | 1
7305 | 4.917% | 0% | 100% | 0% | 0% | 100% | 100% | 4.917% | 0% | 1
7306 | 18.4% | 0% | 100% | 0% | 0% | 100% | 100% | 18.4% | 0% | 1
7307 | 24.31% | 0% | 100% | 0% | 0% | 100% | 100% | 24.31% | 0% | 1
7308 | 35.56% | 0.701% | 100% | 0% | 0% | 100% | 100% | 35.56% | 0.701% | 1
7309 | 36.36% | 2.785% | 100% | 0% | 0% | 100% | 100% | 36.36% | 2.785% | 1
7310 | 26.98% | 1.754% | 100% | 0% | 0% | 100% | 100% | 26.98% | 1.754% | 1
7311 | 17.38% | 0% | 100% | 0% | 0% | 100% | 100% | 17.38% | 0% | 1
7312 | 5.929% | 0% | 100% | 0% | 0% | 100% | 100% | 5.929% | 0% | 1
7313 | 0% | 0% | 100% | 0% | 0% | 100% | 100% | 0% | 0% | 1
7314 | 0% | 0% | 100% | 0% | 0% | 100% | 100% | 0% | 0% | 1
7315 | 0% | 0% | 100% | 0% | 0% | 100% | 100% | 0% | 0% | 1
7316 | 0% | 0% | 100% | 0% | 0% | 100% | 100% | 0% | 0% | 1
7317 | 0% | 0% | 100% | 0% | 0% | 100% | 100% | 0% | 0% | 1
7318 | 0% | 0% | 100% | 0% | 0% | 100% | 100% | 0% | 0% | 1
7319 | 0% | 1.156% | 100% | 0% | 0% | 100% | 100% | 0% | 1.156% | 1
7320 | 0% | 0.1743% | 100% | 0% | 0% | 100% | 100% | 0% | 0.1743% | 1
7321 | 0% | 0% | 100% | 0% | 0% | 100% | 100% | 0% | 0% | 1
7322 | 0% | 1.079% | 100% | 0% | 0% | 100% | 100% | 0% | 1.079% | 1
7323 | 0% | 0.7711% | 100% | 0% | 0% | 100% | 100% | 0% | 0.7711% | 1
7324 | 0% | 0.6485% | 100% | 0% | 0% | 100% | 100% | 0% | 0.6485% | 1
7325 | 0% | 1.416% | 100% | 0% | 0% | 100% | 100% | 0% | 1.416% | 1
7326 | 0% | 0.5233% | 100% | 0% | 0% | 100% | 100% | 0% | 0.5233% | 1
7327 | 0% | 0.7248% | 100% | 0% | 0% | 100% | 100% | 0% | 0.7248% | 1
7328 | 0% | 3.174% | 100% | 0% | 0% | 100% | 100% | 0% | 3.174% | 1
7329 | 7.868% | 3.659% | 100% | 0% | 0% | 100% | 100% | 7.868% | 3.659% | 1
7330 | 21.21% | 4.039% | 100% | 0% | 0% | 100% | 100% | 21.21% | 4.039% | 1
7331 | 24.19% | 5.595% | 100% | 0% | 0% | 100% | 100% | 24.19% | 5.595% | 1
7332 | 32.5% | 6.12% | 100% | 0% | 0% | 100% | 100% | 32.5% | 6.12% | 1
7333 | 30.19% | 7.106% | 100% | 0% | 0% | 100% | 100% | 30.19% | 7.106% | 1
7334 | 25.52% | 6.471% | 100% | 0% | 0% | 100% | 100% | 25.52% | 6.471% | 1
7335 | 23.48% | 6.592% | 100% | 0% | 0% | 100% | 100% | 23.48% | 6.592% | 1
7336 | 8.309% | 4.509% | 100% | 0% | 0% | 100% | 100% | 8.309% | 4.509% | 1
7337 | 0% | 2.661% | 100% | 0% | 0% | 100% | 100% | 0% | 2.661% | 1
7338 | 0% | 2.057% | 100% | 0% | 0% | 100% | 100% | 0% | 2.057% | 1
7339 | 0% | 0% | 100% | 0% | 0% | 100% | 100% | 0% | 0% | 1
7340 | 0% | 1.543% | 100% | 0% | 0% | 100% | 100% | 0% | 1.543% | 1
7341 | 0% | 1.36% | 100% | 0% | 0% | 100% | 100% | 0% | 1.36% | 1
7342 | 0% | 2.97% | 100% | 0% | 0% | 100% | 100% | 0% | 2.97% | 1
7343 | 0% | 4.327% | 100% | 0% | 0% | 100% | 100% | 0% | 4.327% | 1
7344 | 0% | 3.259% | 100% | 0% | 0% | 100% | 100% | 0% | 3.259% | 1
7345 | 0% | 1.475% | 100% | 0% | 0% | 100% | 100% | 0% | 1.475% | 1
7346 | 0% | 1.006% | 100% | 0% | 0% | 100% | 100% | 0% | 1.006% | 1
7347 | 0% | 0% | 100% | 0% | 0% | 100% | 100% | 0% | 0% | 1
7348 | 0% | 1.463% | 100% | 0% | 0% | 100% | 100% | 0% | 1.463% | 1
7349 | 0% | 1.937% | 100% | 0% | 0% | 100% | 100% | 0% | 1.937% | 1
7350 | 0% | 2.004% | 100% | 0% | 0% | 100% | 100% | 0% | 2.004% | 1
7351 | 0% | 4.587% | 100% | 0% | 0% | 100% | 100% | 0% | 4.587% | 1
7352 | 0% | 6.652% | 100% | 0% | 0% | 100% | 100% | 0% | 6.652% | 1
7353 | 3.961% | 6.744% | 100% | 0% | 0% | 100% | 100% | 3.961% | 6.744% | 1
7354 | 16.3% | 7.111% | 100% | 0% | 0% | 100% | 100% | 16.3% | 7.111% | 1
7355 | 17.46% | 9.443% | 100% | 0% | 0% | 100% | 100% | 17.46% | 9.443% | 1
7356 | 26.36% | 9.651% | 100% | 0% | 0% | 100% | 100% | 26.36% | 9.651% | 1
7357 | 26.07% | 11.43% | 100% | 0% | 0% | 100% | 100% | 26.07% | 11.43% | 1
7358 | 25.55% | 10.91% | 100% | 0% | 0% | 100% | 100% | 25.55% | 10.91% | 1
7359 | 26.16% | 11.01% | 100% | 0% | 0% | 100% | 100% | 26.16% | 11.01% | 1
7360 | 14.05% | 8.866% | 100% | 0% | 0% | 100% | 100% | 14.05% | 8.866% | 1
7361 | 0% | 6.702% | 100% | 0% | 0% | 100% | 100% | 0% | 6.702% | 1
7362 | 0% | 5.881% | 100% | 0% | 0% | 100% | 100% | 0% | 5.881% | 1
7363 | 0% | 3.627% | 100% | 0% | 0% | 100% | 100% | 0% | 3.627% | 1
7364 | 0% | 4.394% | 100% | 0% | 0% | 100% | 100% | 0% | 4.394% | 1
7365 | 0% | 3.613% | 100% | 0% | 0% | 100% | 100% | 0% | 3.613% | 1
7366 | 0% | 5.671% | 100% | 0% | 0% | 100% | 100% | 0% | 5.671% | 1
7367 | 0% | 5.849% | 100% | 0% | 0% | 100% | 100% | 0% | 5.849% | 1
7368 | 0% | 6.328% | 100% | 0% | 0% | 100% | 100% | 0% | 6.328% | 1
7369 | 0% | 2.671% | 100% | 0% | 0% | 100% | 100% | 0% | 2.671% | 1
7370 | 0% | 4.759% | 100% | 0% | 0% | 100% | 100% | 0% | 4.759% | 1
7371 | 0% | 2.694% | 100% | 0% | 0% | 100% | 100% | 0% | 2.694% | 1
7372 | 0% | 2.888% | 100% | 0% | 0% | 100% | 100% | 0% | 2.888% | 1
7373 | 0% | 3.828% | 100% | 0% | 0% | 100% | 100% | 0% | 3.828% | 1
7374 | 0% | 3.551% | 100% | 0% | 0% | 100% | 100% | 0% | 3.551% | 1
7375 | 0% | 6.561% | 100% | 0% | 0% | 100% | 100% | 0% | 6.561% | 1
7376 | 0% | 8.13% | 100% | 0% | 0% | 100% | 100% | 0% | 8.13% | 1
7377 | 2.157% | 9.36% | 100% | 0% | 0% | 100% | 100% | 2.157% | 9.36% | 1
7378 | 14.19% | 11.15% | 100% | 0% | 0% | 100% | 100% | 14.19% | 11.15% | 1
7379 | 19.62% | 12.78% | 100% | 0% | 0% | 100% | 100% | 19.62% | 12.78% | 1
7380 | 24.32% | 14.14% | 100% | 0% | 0% | 100% | 100% | 24.32% | 14.14% | 1
7381 | 21.62% | 16.5% | 100% | 0% | 0% | 100% | 100% | 21.62% | 16.5% | 1
7382 | 24.05% | 16.32% | 100% | 0% | 0% | 100% | 100% | 24.05% | 16.32% | 1
7383 | 22.98% | 14.76% | 100% | 0% | 0% | 100% | 100% | 22.98% | 14.76% | 1
7384 | 10.79% | 12.94% | 100% | 0% | 0% | 100% | 100% | 10.79% | 12.94% | 1
7385 | 0% | 11.86% | 100% | 0% | 0% | 100% | 100% | 0% | 11.86% | 1
7386 | 0% | 9.391% | 100% | 0% | 0% | 100% | 100% | 0% | 9.391% | 1
7387 | 0% | 6.555% | 100% | 0% | 0% | 100% | 100% | 0% | 6.555% | 1
7388 | 0% | 7.161% | 100% | 0% | 0% | 100% | 100% | 0% | 7.161% | 1
7389 | 0% | 7.246% | 100% | 0% | 0% | 100% | 100% | 0% | 7.246% | 1
7390 | 0% | 8.583% | 100% | 0% | 0% | 100% | 100% | 0% | 8.583% | 1
7391 | 0% | 5.952% | 100% | 0% | 0% | 100% | 100% | 0% | 5.952% | 1
7392 | 0% | 5.075% | 100% | 0% | 0% | 100% | 100% | 0% | 5.075% | 1
7393 | 0% | 5.001% | 100% | 0% | 0% | 100% | 100% | 0% | 5.001% | 1
7394 | 0% | 2.659% | 100% | 0% | 0% | 100% | 100% | 0% | 2.659% | 1
7395 | 0% | 0.8829% | 100% | 0% | 0% | 100% | 100% | 0% | 0.8829% | 1
7396 | 0% | 0.2702% | 100% | 0% | 0% | 100% | 100% | 0% | 0.2702% | 1
7397 | 0% | 0.9061% | 100% | 0% | 0% | 100% | 100% | 0% | 0.9061% | 1
7398 | 0% | 0.6655% | 100% | 0% | 0% | 100% | 100% | 0% | 0.6655% | 1
7399 | 0% | 2.297% | 100% | 0% | 0% | 100% | 100% | 0% | 2.297% | 1
7400 | 0% | 3.903% | 100% | 0% | 0% | 100% | 100% | 0% | 3.903% | 1
7401 | 5.801% | 3.957% | 100% | 0% | 0% | 100% | 100% | 5.801% | 3.957% | 1
7402 | 18.62% | 5.463% | 100% | 0% | 0% | 100% | 100% | 18.62% | 5.463% | 1
7403 | 25.96% | 6.249% | 100% | 0% | 0% | 100% | 100% | 25.96% | 6.249% | 1
7404 | 30.57% | 7.905% | 100% | 0% | 0% | 100% | 100% | 30.57% | 7.905% | 1
7405 | 31.77% | 9.745% | 100% | 0% | 0% | 100% | 100% | 31.77% | 9.745% | 1
7406 | 34.39% | 9.548% | 100% | 0% | 0% | 100% | 100% | 34.39% | 9.548% | 1
7407 | 27.55% | 7.306% | 100% | 0% | 0% | 100% | 100% | 27.55% | 7.306% | 1
7408 | 13.92% | 5.57% | 100% | 0% | 0% | 100% | 100% | 13.92% | 5.57% | 1
7409 | 0% | 6.089% | 100% | 0% | 0% | 100% | 100% | 0% | 6.089% | 1
7410 | 0% | 3.39% | 100% | 0% | 0% | 100% | 100% | 0% | 3.39% | 1
7411 | 0% | 1.735% | 100% | 0% | 0% | 100% | 100% | 0% | 1.735% | 1
7412 | 0% | 1.212% | 100% | 0% | 0% | 100% | 100% | 0% | 1.212% | 1
7413 | 0% | 0.2154% | 100% | 0% | 0% | 100% | 100% | 0% | 0.2154% | 1
7414 | 0% | 1.44% | 100% | 0% | 0% | 100% | 100% | 0% | 1.44% | 1
7415 | 0% | 0% | 100% | 0% | 0% | 100% | 100% | 0% | 0% | 1
7416 | 0% | 0% | 100% | 0% | 0% | 100% | 100% | 0% | 0% | 1
7417 | 0% | 3.433% | 100% | 0% | 0% | 100% | 100% | 0% | 3.433% | 1
7418 | 0% | 0% | 100% | 0% | 0% | 100% | 100% | 0% | 0% | 1
7419 | 0% | 0% | 100% | 0% | 0% | 100% | 100% | 0% | 0% | 1
7420 | 0% | 0% | 100% | 0% | 0% | 100% | 100% | 0% | 0% | 1
7421 | 0% | 0% | 100% | 0% | 0% | 100% | 100% | 0% | 0% | 1
7422 | 0% | 0% | 100% | 0% | 0% | 100% | 100% | 0% | 0% | 1
7423 | 0% | 0% | 100% | 0% | 0% | 100% | 100% | 0% | 0% | 1
7424 | 0% | 0% | 100% | 0% | 0% | 100% | 100% | 0% | 0% | 1
7425 | 8.708% | 0% | 100% | 0% | 0% | 100% | 100% | 8.708% | 0% | 1
7426 | 23.3% | 0% | 100% | 0% | 0% | 100% | 100% | 23.3% | 0% | 1
7427 | 28.35% | 0% | 100% | 0% | 0% | 100% | 100% | 28.35% | 0% | 1
7428 | 28.17% | 1.796% | 100% | 0% | 0% | 100% | 100% | 28.17% | 1.796% | 1
7429 | 25.28% | 4.348% | 100% | 0% | 0% | 100% | 100% | 25.28% | 4.348% | 1
7430 | 27.85% | 5.374% | 100% | 0% | 0% | 100% | 100% | 27.85% | 5.374% | 1
7431 | 17.64% | 2.308% | 100% | 0% | 0% | 100% | 100% | 17.64% | 2.308% | 1
7432 | 1.87% | 0.6122% | 100% | 0% | 0% | 100% | 100% | 1.87% | 0.6122% | 1
7433 | 0% | 1.782% | 100% | 0% | 0% | 100% | 100% | 0% | 1.782% | 1
7434 | 0% | 0% | 100% | 0% | 0% | 100% | 100% | 0% | 0% | 1
7435 | 0% | 0% | 100% | 0% | 0% | 100% | 100% | 0% | 0% | 1
7436 | 0% | 0% | 100% | 0% | 0% | 100% | 100% | 0% | 0% | 1
7437 | 0% | 0% | 100% | 0% | 0% | 100% | 100% | 0% | 0% | 1
7438 | 0% | 0% | 100% | 0% | 0% | 100% | 100% | 0% | 0% | 1
7439 | 0% | 0% | 100% | 0% | 0% | 100% | 100% | 0% | 0% | 1
7440 | 0% | 0% | 100% | 0% | 0% | 100% | 100% | 0% | 0% | 1
7441 | 0% | 0% | 100% | 0% | 0% | 100% | 100% | 0% | 0% | 1
7442 | 0% | 0% | 100% | 0% | 0% | 100% | 100% | 0% | 0% | 1
7443 | 0% | 0% | 100% | 0% | 0% | 100% | 100% | 0% | 0% | 1
7444 | 0% | 0% | 100% | 0% | 0% | 100% | 100% | 0% | 0% | 1
7445 | 0% | 0% | 100% | 0% | 0% | 100% | 100% | 0% | 0% | 1
7446 | 0% | 0% | 100% | 0% | 0% | 100% | 100% | 0% | 0% | 1
7447 | 0% | 0% | 100% | 0% | 0% | 100% | 100% | 0% | 0% | 1
7448 | 0% | 0% | 100% | 0% | 0% | 100% | 100% | 0% | 0% | 1
7449 | 12.62% | 0% | 100% | 0% | 0% | 100% | 100% | 12.62% | 0% | 1
7450 | 28.35% | 0% | 100% | 0% | 0% | 100% | 100% | 28.35% | 0% | 1
7451 | 30.86% | 0% | 100% | 0% | 0% | 100% | 100% | 30.86% | 0% | 1
7452 | 32.35% | 0% | 100% | 0% | 0% | 100% | 100% | 32.35% | 0% | 1
7453 | 26.53% | 0% | 100% | 0% | 0% | 100% | 100% | 26.53% | 0% | 1
7454 | 25.33% | 0.6847% | 100% | 0% | 0% | 100% | 100% | 25.33% | 0.6847% | 1
7455 | 15.65% | 0% | 100% | 0% | 0% | 100% | 100% | 15.65% | 0% | 1
7456 | 0% | 0% | 100% | 0% | 0% | 100% | 100% | 0% | 0% | 1
7457 | 0% | 0% | 100% | 0% | 0% | 100% | 100% | 0% | 0% | 1
7458 | 0% | 0% | 100% | 0% | 0% | 100% | 100% | 0% | 0% | 1
7459 | 0% | 0% | 100% | 0% | 0% | 100% | 100% | 0% | 0% | 1
7460 | 0% | 0% | 100% | 0% | 0% | 100% | 100% | 0% | 0% | 1
7461 | 0% | 0% | 100% | 0% | 0% | 100% | 100% | 0% | 0% | 1
7462 | 0% | 0% | 100% | 0% | 0% | 100% | 100% | 0% | 0% | 1
7463 | 0% | 0% | 100% | 0% | 0% | 100% | 100% | 0% | 0% | 1
7464 | 0% | 0% | 100% | 0% | 0% | 100% | 100% | 0% | 0% | 1
7465 | 0% | 0% | 100% | 0% | 0% | 100% | 100% | 0% | 0% | 1
7466 | 0% | 0% | 100% | 0% | 0% | 100% | 100% | 0% | 0% | 1
7467 | 0% | 0% | 100% | 0% | 0% | 100% | 100% | 0% | 0% | 1
7468 | 0% | 0% | 100% | 0% | 0% | 100% | 100% | 0% | 0% | 1
7469 | 0% | 0% | 100% | 0% | 0% | 100% | 100% | 0% | 0% | 1
7470 | 0% | 0% | 100% | 0% | 0% | 100% | 100% | 0% | 0% | 1
7471 | 0% | 0% | 100% | 0% | 0% | 100% | 100% | 0% | 0% | 1
7472 | 0% | 0% | 100% | 0% | 0% | 100% | 100% | 0% | 0% | 1
7473 | 12.44% | 0% | 100% | 0% | 0% | 100% | 100% | 12.44% | 0% | 1
7474 | 29.24% | 0% | 100% | 0% | 0% | 100% | 100% | 29.24% | 0% | 1
7475 | 30.98% | 0% | 100% | 0% | 0% | 100% | 100% | 30.98% | 0% | 1
7476 | 29.87% | 0% | 100% | 0% | 0% | 100% | 100% | 29.87% | 0% | 1
7477 | 20.62% | 0% | 100% | 0% | 0% | 100% | 100% | 20.62% | 0% | 1
7478 | 25.48% | 0.3594% | 100% | 0% | 0% | 100% | 100% | 25.48% | 0.3594% | 1
7479 | 12.53% | 0% | 100% | 0% | 0% | 100% | 100% | 12.53% | 0% | 1
7480 | 0% | 0% | 100% | 0% | 0% | 100% | 100% | 0% | 0% | 1
7481 | 0% | 0% | 100% | 0% | 0% | 100% | 100% | 0% | 0% | 1
7482 | 0% | 0% | 100% | 0% | 0% | 100% | 100% | 0% | 0% | 1
7483 | 0% | 0% | 100% | 0% | 0% | 100% | 100% | 0% | 0% | 1
7484 | 0% | 0% | 100% | 0% | 0% | 100% | 100% | 0% | 0% | 1
7485 | 0% | 0% | 100% | 0% | 0% | 100% | 100% | 0% | 0% | 1
7486 | 0% | 0% | 100% | 0% | 0% | 100% | 100% | 0% | 0% | 1
7487 | 0% | 0% | 100% | 0% | 0% | 100% | 100% | 0% | 0% | 1
7488 | 0% | 0% | 100% | 0% | 0% | 100% | 100% | 0% | 0% | 1
7489 | 0% | 0% | 100% | 0% | 0% | 100% | 100% | 0% | 0% | 1
7490 | 0% | 0% | 100% | 0% | 0% | 100% | 100% | 0% | 0% | 1
7491 | 0% | 0% | 100% | 0% | 0% | 100% | 100% | 0% | 0% | 1
7492 | 0% | 0% | 100% | 0% | 0% | 100% | 100% | 0% | 0% | 1
7493 | 0% | 0% | 100% | 0% | 0% | 100% | 100% | 0% | 0% | 1
7494 | 0% | 0% | 100% | 0% | 0% | 100% | 100% | 0% | 0% | 1
7495 | 0% | 0% | 100% | 0% | 0% | 100% | 100% | 0% | 0% | 1
7496 | 0% | 0% | 100% | 0% | 0% | 100% | 100% | 0% | 0% | 1
7497 | 7.723% | 0% | 100% | 0% | 0% | 100% | 100% | 7.723% | 0% | 1
7498 | 23.69% | 0% | 100% | 0% | 0% | 100% | 100% | 23.69% | 0% | 1
7499 | 33.44% | 0% | 100% | 0% | 0% | 100% | 100% | 33.44% | 0% | 1
7500 | 40.05% | 0% | 100% | 0% | 0% | 100% | 100% | 40.05% | 0% | 1
7501 | 30.41% | 0% | 100% | 0% | 0% | 100% | 100% | 30.41% | 0% | 1
7502 | 34.02% | 0% | 100% | 0% | 0% | 100% | 100% | 34.02% | 0% | 1
7503 | 19.7% | 0% | 100% | 0% | 0% | 100% | 100% | 19.7% | 0% | 1
7504 | 4.659% | 0% | 100% | 0% | 0% | 100% | 100% | 4.659% | 0% | 1
7505 | 0% | 0% | 100% | 0% | 0% | 100% | 100% | 0% | 0% | 1
7506 | 0% | 0% | 100% | 0% | 0% | 100% | 100% | 0% | 0% | 1
7507 | 0% | 0% | 100% | 0% | 0% | 100% | 100% | 0% | 0% | 1
7508 | 0% | 0% | 100% | 0% | 0% | 100% | 100% | 0% | 0% | 1
7509 | 0% | 0% | 100% | 0% | 0% | 100% | 100% | 0% | 0% | 1
7510 | 0% | 0% | 100% | 0% | 0% | 100% | 100% | 0% | 0% | 1
7511 | 0% | 0% | 100% | 0% | 0% | 100% | 100% | 0% | 0% | 1
7512 | 0% | 0% | 100% | 0% | 0% | 100% | 100% | 0% | 0% | 1
7513 | 0% | 0% | 100% | 0% | 0% | 100% | 100% | 0% | 0% | 1
7514 | 0% | 0% | 100% | 0% | 0% | 100% | 100% | 0% | 0% | 1
7515 | 0% | 0% | 100% | 0% | 0% | 100% | 100% | 0% | 0% | 1
7516 | 0% | 0% | 100% | 0% | 0% | 100% | 100% | 0% | 0% | 1
7517 | 0% | 0% | 100% | 0% | 0% | 100% | 100% | 0% | 0% | 1
7518 | 0% | 0% | 100% | 0% | 0% | 100% | 100% | 0% | 0% | 1
7519 | 0% | 0% | 100% | 0% | 0% | 100% | 100% | 0% | 0% | 1
7520 | 0% | 0% | 100% | 0% | 0% | 100% | 100% | 0% | 0% | 1
7521 | 6.639% | 0% | 100% | 0% | 0% | 100% | 100% | 6.639% | 0% | 1
7522 | 19.42% | 0% | 100% | 0% | 0% | 100% | 100% | 19.42% | 0% | 1
7523 | 27.89% | 0% | 100% | 0% | 0% | 100% | 100% | 27.89% | 0% | 1
7524 | 27.95% | 0% | 100% | 0% | 0% | 100% | 100% | 27.95% | 0% | 1
7525 | 24.07% | 0% | 100% | 0% | 0% | 100% | 100% | 24.07% | 0% | 1
7526 | 26.58% | 0% | 100% | 0% | 0% | 100% | 100% | 26.58% | 0% | 1
7527 | 18.56% | 0.621% | 100% | 0% | 0% | 100% | 100% | 18.56% | 0.621% | 1
7528 | 6.716% | 0% | 100% | 0% | 0% | 100% | 100% | 6.716% | 0% | 1
7529 | 0% | 0% | 100% | 0% | 0% | 100% | 100% | 0% | 0% | 1
7530 | 0% | 0% | 100% | 0% | 0% | 100% | 100% | 0% | 0% | 1
7531 | 0% | 0% | 100% | 0% | 0% | 100% | 100% | 0% | 0% | 1
7532 | 0% | 0% | 100% | 0% | 0% | 100% | 100% | 0% | 0% | 1
7533 | 0% | 0% | 100% | 0% | 0% | 100% | 100% | 0% | 0% | 1
7534 | 0% | 0% | 100% | 0% | 0% | 100% | 100% | 0% | 0% | 1
7535 | 0% | 0% | 100% | 0% | 0% | 100% | 100% | 0% | 0% | 1
7536 | 0% | 0% | 100% | 0% | 0% | 100% | 100% | 0% | 0% | 1
7537 | 0% | 0% | 100% | 0% | 0% | 100% | 100% | 0% | 0% | 1
7538 | 0% | 0% | 100% | 0% | 0% | 100% | 100% | 0% | 0% | 1
7539 | 0% | 0% | 100% | 0% | 0% | 100% | 100% | 0% | 0% | 1
7540 | 0% | 0% | 100% | 0% | 0% | 100% | 100% | 0% | 0% | 1
7541 | 0% | 0% | 100% | 0% | 0% | 100% | 100% | 0% | 0% | 1
7542 | 0% | 0% | 100% | 0% | 0% | 100% | 100% | 0% | 0% | 1
7543 | 0% | 0% | 100% | 0% | 0% | 100% | 100% | 0% | 0% | 1
7544 | 0% | 0% | 100% | 0% | 0% | 100% | 100% | 0% | 0% | 1
7545 | 6.874% | 0% | 100% | 0% | 0% | 100% | 100% | 6.874% | 0% | 1
7546 | 19.07% | 0% | 100% | 0% | 0% | 100% | 100% | 19.07% | 0% | 1
7547 | 26.29% | 0% | 100% | 0% | 0% | 100% | 100% | 26.29% | 0% | 1
7548 | 27.5% | 0% | 100% | 0% | 0% | 100% | 100% | 27.5% | 0% | 1
7549 | 29.74% | 0% | 100% | 0% | 0% | 100% | 100% | 29.74% | 0% | 1
7550 | 21.68% | 0% | 100% | 0% | 0% | 100% | 100% | 21.68% | 0% | 1
7551 | 21.74% | 0.8238% | 100% | 0% | 0% | 100% | 100% | 21.74% | 0.8238% | 1
7552 | 10.43% | 0% | 100% | 0% | 0% | 100% | 100% | 10.43% | 0% | 1
7553 | 0% | 0% | 100% | 0% | 0% | 100% | 100% | 0% | 0% | 1
7554 | 0% | 0% | 100% | 0% | 0% | 100% | 100% | 0% | 0% | 1
7555 | 0% | 0% | 100% | 0% | 0% | 100% | 100% | 0% | 0% | 1
7556 | 0% | 0% | 100% | 0% | 0% | 100% | 100% | 0% | 0% | 1
7557 | 0% | 0% | 100% | 0% | 0% | 100% | 100% | 0% | 0% | 1
7558 | 0% | 0% | 100% | 0% | 0% | 100% | 100% | 0% | 0% | 1
7559 | 0% | 0% | 100% | 0% | 0% | 100% | 100% | 0% | 0% | 1
7560 | 0% | 0% | 100% | 0% | 0% | 100% | 100% | 0% | 0% | 1
7561 | 0% | 0% | 100% | 0% | 0% | 100% | 100% | 0% | 0% | 1
7562 | 0% | 0% | 100% | 0% | 0% | 100% | 100% | 0% | 0% | 1
7563 | 0% | 0% | 100% | 0% | 0% | 100% | 100% | 0% | 0% | 1
7564 | 0% | 0% | 100% | 0% | 0% | 100% | 100% | 0% | 0% | 1
7565 | 0% | 0% | 100% | 0% | 0% | 100% | 100% | 0% | 0% | 1
7566 | 0% | 0% | 100% | 0% | 0% | 100% | 100% | 0% | 0% | 1
7567 | 0% | 0% | 100% | 0% | 0% | 100% | 100% | 0% | 0% | 1
7568 | 0% | 0% | 100% | 0% | 0% | 100% | 100% | 0% | 0% | 1
7569 | 10.3% | 0% | 100% | 0% | 0% | 100% | 100% | 10.3% | 0% | 1
7570 | 19.73% | 0% | 100% | 0% | 0% | 100% | 100% | 19.73% | 0% | 1
7571 | 31.23% | 0% | 100% | 0% | 0% | 100% | 100% | 31.23% | 0% | 1
7572 | 25.46% | 0% | 100% | 0% | 0% | 100% | 100% | 25.46% | 0% | 1
7573 | 25.54% | 0% | 100% | 0% | 0% | 100% | 100% | 25.54% | 0% | 1
7574 | 21.64% | 0% | 100% | 0% | 0% | 100% | 100% | 21.64% | 0% | 1
7575 | 26.65% | 1.115% | 100% | 0% | 0% | 100% | 100% | 26.65% | 1.115% | 1
7576 | 13.67% | 0% | 100% | 0% | 0% | 100% | 100% | 13.67% | 0% | 1
7577 | 0% | 0% | 100% | 0% | 0% | 100% | 100% | 0% | 0% | 1
7578 | 0% | 0% | 100% | 0% | 0% | 100% | 100% | 0% | 0% | 1
7579 | 0% | 0% | 100% | 0% | 0% | 100% | 100% | 0% | 0% | 1
7580 | 0% | 0% | 100% | 0% | 0% | 100% | 100% | 0% | 0% | 1
7581 | 0% | 0% | 100% | 0% | 0% | 100% | 100% | 0% | 0% | 1
7582 | 0% | 0% | 100% | 0% | 0% | 100% | 100% | 0% | 0% | 1
7583 | 0% | 0% | 100% | 0% | 0% | 100% | 100% | 0% | 0% | 1
7584 | 0% | 0% | 100% | 0% | 0% | 100% | 100% | 0% | 0% | 1
7585 | 0% | 0% | 100% | 0% | 0% | 100% | 100% | 0% | 0% | 1
7586 | 0% | 0% | 100% | 0% | 0% | 100% | 100% | 0% | 0% | 1
7587 | 0% | 0% | 100% | 0% | 0% | 100% | 100% | 0% | 0% | 1
7588 | 0% | 0% | 100% | 0% | 0% | 100% | 100% | 0% | 0% | 1
7589 | 0% | 0% | 100% | 0% | 0% | 100% | 100% | 0% | 0% | 1
7590 | 0% | 0% | 100% | 0% | 0% | 100% | 100% | 0% | 0% | 1
7591 | 0% | 0% | 100% | 0% | 0% | 100% | 100% | 0% | 0% | 1
7592 | 0% | 0% | 100% | 0% | 0% | 100% | 100% | 0% | 0% | 1
7593 | 3.685% | 0% | 100% | 0% | 0% | 100% | 100% | 3.685% | 0% | 1
7594 | 17.84% | 0% | 100% | 0% | 0% | 100% | 100% | 17.84% | 0% | 1
7595 | 29.51% | 0% | 100% | 0% | 0% | 100% | 100% | 29.51% | 0% | 1
7596 | 32.05% | 0% | 100% | 0% | 0% | 100% | 100% | 32.05% | 0% | 1
7597 | 26.88% | 0% | 100% | 0% | 0% | 100% | 100% | 26.88% | 0% | 1
7598 | 26.61% | 0% | 100% | 0% | 0% | 100% | 100% | 26.61% | 0% | 1
7599 | 25.48% | 0% | 100% | 0% | 0% | 100% | 100% | 25.48% | 0% | 1
7600 | 9.44% | 0% | 100% | 0% | 0% | 100% | 100% | 9.44% | 0% | 1
7601 | 0% | 0% | 100% | 0% | 0% | 100% | 100% | 0% | 0% | 1
7602 | 0% | 0% | 100% | 0% | 0% | 100% | 100% | 0% | 0% | 1
7603 | 0% | 0% | 100% | 0% | 0% | 100% | 100% | 0% | 0% | 1
7604 | 0% | 0% | 100% | 0% | 0% | 100% | 100% | 0% | 0% | 1
7605 | 0% | 0% | 100% | 0% | 0% | 100% | 100% | 0% | 0% | 1
7606 | 0% | 0% | 100% | 0% | 0% | 100% | 100% | 0% | 0% | 1
7607 | 0% | 0% | 100% | 0% | 0% | 100% | 100% | 0% | 0% | 1
7608 | 0% | 0% | 100% | 0% | 0% | 100% | 100% | 0% | 0% | 1
7609 | 0% | 0% | 100% | 0% | 0% | 100% | 100% | 0% | 0% | 1
7610 | 0% | 0% | 100% | 0% | 0% | 100% | 100% | 0% | 0% | 1
7611 | 0% | 0% | 100% | 0% | 0% | 100% | 100% | 0% | 0% | 1
7612 | 0% | 0% | 100% | 0% | 0% | 100% | 100% | 0% | 0% | 1
7613 | 0% | 0% | 100% | 0% | 0% | 100% | 100% | 0% | 0% | 1
7614 | 0% | 0% | 100% | 0% | 0% | 100% | 100% | 0% | 0% | 1
7615 | 0% | 0% | 100% | 0% | 0% | 100% | 100% | 0% | 0% | 1
7616 | 0% | 0% | 100% | 0% | 0% | 100% | 100% | 0% | 0% | 1
7617 | 0% | 0% | 100% | 0% | 0% | 100% | 100% | 0% | 0% | 1
7618 | 13.25% | 0% | 100% | 0% | 0% | 100% | 100% | 13.25% | 0% | 1
7619 | 24.32% | 0% | 100% | 0% | 0% | 100% | 100% | 24.32% | 0% | 1
7620 | 25.8% | 0% | 100% | 0% | 0% | 100% | 100% | 25.8% | 0% | 1
7621 | 21.81% | 0% | 100% | 0% | 0% | 100% | 100% | 21.81% | 0% | 1
7622 | 24.5% | 0% | 100% | 0% | 0% | 100% | 100% | 24.5% | 0% | 1
7623 | 14.13% | 0% | 100% | 0% | 0% | 100% | 100% | 14.13% | 0% | 1
7624 | 4.1% | 0% | 100% | 0% | 0% | 100% | 100% | 4.1% | 0% | 1
7625 | 0% | 0% | 100% | 0% | 0% | 100% | 100% | 0% | 0% | 1
7626 | 0% | 0% | 100% | 0% | 0% | 100% | 100% | 0% | 0% | 1
7627 | 0% | 0% | 100% | 0% | 0% | 100% | 100% | 0% | 0% | 1
7628 | 0% | 0% | 100% | 0% | 0% | 100% | 100% | 0% | 0% | 1
7629 | 0% | 0% | 100% | 0% | 0% | 100% | 100% | 0% | 0% | 1
7630 | 0% | 0% | 100% | 0% | 0% | 100% | 100% | 0% | 0% | 1
7631 | 0% | 0% | 100% | 0% | 0% | 100% | 100% | 0% | 0% | 1
7632 | 0% | 0% | 100% | 0% | 0% | 100% | 100% | 0% | 0% | 1
7633 | 0% | 0% | 100% | 0% | 0% | 100% | 100% | 0% | 0% | 1
7634 | 0% | 0% | 100% | 0% | 0% | 100% | 100% | 0% | 0% | 1
7635 | 0% | 0% | 100% | 0% | 0% | 100% | 100% | 0% | 0% | 1
7636 | 0% | 0% | 100% | 0% | 0% | 100% | 100% | 0% | 0% | 1
7637 | 0% | 0% | 100% | 0% | 0% | 100% | 100% | 0% | 0% | 1
7638 | 0% | 0% | 100% | 0% | 0% | 100% | 100% | 0% | 0% | 1
7639 | 0% | 0% | 100% | 0% | 0% | 100% | 100% | 0% | 0% | 1
7640 | 0% | 0% | 100% | 0% | 0% | 100% | 100% | 0% | 0% | 1
7641 | 0% | 0% | 100% | 0% | 0% | 100% | 100% | 0% | 0% | 1
7642 | 7.802% | 0% | 100% | 0% | 0% | 100% | 100% | 7.802% | 0% | 1
7643 | 15.05% | 0% | 100% | 0% | 0% | 100% | 100% | 15.05% | 0% | 1
7644 | 14.44% | 1.272% | 100% | 0% | 0% | 100% | 100% | 14.44% | 1.272% | 1
7645 | 13.94% | 2.886% | 100% | 0% | 0% | 100% | 100% | 13.94% | 2.886% | 1
7646 | 11.66% | 3.944% | 100% | 0% | 0% | 100% | 100% | 11.66% | 3.944% | 1
7647 | 2.984% | 2.959% | 100% | 0% | 0% | 100% | 100% | 2.984% | 2.959% | 1
7648 | 0.1243% | 2.373% | 100% | 0% | 0% | 100% | 100% | 0.1243% | 2.373% | 1
7649 | 0% | 0.7788% | 100% | 0% | 0% | 100% | 100% | 0% | 0.7788% | 1
7650 | 0% | 0% | 100% | 0% | 0% | 100% | 100% | 0% | 0% | 1
7651 | 0% | 0% | 100% | 0% | 0% | 100% | 100% | 0% | 0% | 1
7652 | 0% | 0% | 100% | 0% | 0% | 100% | 100% | 0% | 0% | 1
7653 | 0% | 0% | 100% | 0% | 0% | 100% | 100% | 0% | 0% | 1
7654 | 0% | 0% | 100% | 0% | 0% | 100% | 100% | 0% | 0% | 1
7655 | 0% | 0% | 100% | 0% | 0% | 100% | 100% | 0% | 0% | 1
7656 | 0% | 0.6782% | 100% | 0% | 0% | 100% | 100% | 0% | 0.6782% | 1
7657 | 0% | 0% | 100% | 0% | 0% | 100% | 100% | 0% | 0% | 1
7658 | 0% | 0% | 100% | 0% | 0% | 100% | 100% | 0% | 0% | 1
7659 | 0% | 0% | 100% | 0% | 0% | 100% | 100% | 0% | 0% | 1
7660 | 0% | 0% | 100% | 0% | 0% | 100% | 100% | 0% | 0% | 1
7661 | 0% | 0% | 100% | 0% | 0% | 100% | 100% | 0% | 0% | 1
7662 | 0% | 0% | 100% | 0% | 0% | 100% | 100% | 0% | 0% | 1
7663 | 0% | 0% | 100% | 0% | 0% | 100% | 100% | 0% | 0% | 1
7664 | 0% | 0% | 100% | 0% | 0% | 100% | 100% | 0% | 0% | 1
7665 | 0% | 0% | 100% | 0% | 0% | 100% | 100% | 0% | 0% | 1
7666 | 5.118% | 0% | 100% | 0% | 0% | 100% | 100% | 5.118% | 0% | 1
7667 | 11.34% | 1.189% | 100% | 0% | 0% | 100% | 100% | 11.34% | 1.189% | 1
7668 | 10.12% | 1.97% | 100% | 0% | 0% | 100% | 100% | 10.12% | 1.97% | 1
7669 | 13.28% | 4.185% | 100% | 0% | 0% | 100% | 100% | 13.28% | 4.185% | 1
7670 | 8.663% | 6.367% | 100% | 0% | 0% | 100% | 100% | 8.663% | 6.367% | 1
7671 | 1.818% | 5.923% | 100% | 0% | 0% | 100% | 100% | 1.818% | 5.923% | 1
7672 | 1.159% | 6.152% | 100% | 0% | 0% | 100% | 100% | 1.159% | 6.152% | 1
7673 | 0% | 4.914% | 100% | 0% | 0% | 100% | 100% | 0% | 4.914% | 1
7674 | 0% | 0.9483% | 100% | 0% | 0% | 100% | 100% | 0% | 0.9483% | 1
7675 | 0% | 0.2416% | 100% | 0% | 0% | 100% | 100% | 0% | 0.2416% | 1
7676 | 0% | 0.2693% | 100% | 0% | 0% | 100% | 100% | 0% | 0.2693% | 1
7677 | 0% | 0.126% | 100% | 0% | 0% | 100% | 100% | 0% | 0.126% | 1
7678 | 0% | 0% | 100% | 0% | 0% | 100% | 100% | 0% | 0% | 1
7679 | 0% | 0% | 100% | 0% | 0% | 100% | 100% | 0% | 0% | 1
7680 | 0% | 1.604% | 100% | 0% | 0% | 100% | 100% | 0% | 1.604% | 1
7681 | 0% | 0.8921% | 100% | 0% | 0% | 100% | 100% | 0% | 0.8921% | 1
7682 | 0% | 0.2748% | 100% | 0% | 0% | 100% | 100% | 0% | 0.2748% | 1
7683 | 0% | 0% | 100% | 0% | 0% | 100% | 100% | 0% | 0% | 1
7684 | 0% | 0% | 100% | 0% | 0% | 100% | 100% | 0% | 0% | 1
7685 | 0% | 0% | 100% | 0% | 0% | 100% | 100% | 0% | 0% | 1
7686 | 0% | 0% | 100% | 0% | 0% | 100% | 100% | 0% | 0% | 1
7687 | 0% | 0% | 100% | 0% | 0% | 100% | 100% | 0% | 0% | 1
7688 | 0% | 0% | 100% | 0% | 0% | 100% | 100% | 0% | 0% | 1
7689 | 0.8666% | 0% | 100% | 0% | 0% | 100% | 100% | 0.8666% | 0% | 1
7690 | 6.909% | 0% | 100% | 0% | 0% | 100% | 100% | 6.909% | 0% | 1
7691 | 14.67% | 2.868% | 100% | 0% | 0% | 100% | 100% | 14.67% | 2.868% | 1
7692 | 13.81% | 4.644% | 100% | 0% | 0% | 100% | 100% | 13.81% | 4.644% | 1
7693 | 15.69% | 5.244% | 100% | 0% | 0% | 100% | 100% | 15.69% | 5.244% | 1
7694 | 11.36% | 6.137% | 100% | 0% | 0% | 100% | 100% | 11.36% | 6.137% | 1
7695 | 3.661% | 6.655% | 100% | 0% | 0% | 100% | 100% | 3.661% | 6.655% | 1
7696 | 3.841% | 6.892% | 100% | 0% | 0% | 100% | 100% | 3.841% | 6.892% | 1
7697 | 0% | 5.472% | 100% | 0% | 0% | 100% | 100% | 0% | 5.472% | 1
7698 | 0% | 2.091% | 100% | 0% | 0% | 100% | 100% | 0% | 2.091% | 1
7699 | 0% | 1.29% | 100% | 0% | 0% | 100% | 100% | 0% | 1.29% | 1
7700 | 0% | 1.018% | 100% | 0% | 0% | 100% | 100% | 0% | 1.018% | 1
7701 | 0% | 0.05548% | 100% | 0% | 0% | 100% | 100% | 0% | 0.05548% | 1
7702 | 0% | 0% | 100% | 0% | 0% | 100% | 100% | 0% | 0% | 1
7703 | 0% | 0% | 100% | 0% | 0% | 100% | 100% | 0% | 0% | 1
7704 | 0% | 0% | 100% | 0% | 0% | 100% | 100% | 0% | 0% | 1
7705 | 0% | 1.523% | 100% | 0% | 0% | 100% | 100% | 0% | 1.523% | 1
7706 | 0% | 0% | 100% | 0% | 0% | 100% | 100% | 0% | 0% | 1
7707 | 0% | 0% | 100% | 0% | 0% | 100% | 100% | 0% | 0% | 1
7708 | 0% | 0% | 100% | 0% | 0% | 100% | 100% | 0% | 0% | 1
7709 | 0% | 0% | 100% | 0% | 0% | 100% | 100% | 0% | 0% | 1
7710 | 0% | 0% | 100% | 0% | 0% | 100% | 100% | 0% | 0% | 1
7711 | 0% | 0% | 100% | 0% | 0% | 100% | 100% | 0% | 0% | 1
7712 | 0% | 0% | 100% | 0% | 0% | 100% | 100% | 0% | 0% | 1
7713 | 5.074% | 0% | 100% | 0% | 0% | 100% | 100% | 5.074% | 0% | 1
7714 | 12.93% | 0% | 100% | 0% | 0% | 100% | 100% | 12.93% | 0% | 1
7715 | 22.37% | 1.175% | 100% | 0% | 0% | 100% | 100% | 22.37% | 1.175% | 1
7716 | 23.25% | 3.36% | 100% | 0% | 0% | 100% | 100% | 23.25% | 3.36% | 1
7717 | 23.56% | 4.132% | 100% | 0% | 0% | 100% | 100% | 23.56% | 4.132% | 1
7718 | 20.25% | 5.688% | 100% | 0% | 0% | 100% | 100% | 20.25% | 5.688% | 1
7719 | 7.285% | 5.308% | 100% | 0% | 0% | 100% | 100% | 7.285% | 5.308% | 1
7720 | 2.35% | 4.504% | 100% | 0% | 0% | 100% | 100% | 2.35% | 4.504% | 1
7721 | 0% | 3.025% | 100% | 0% | 0% | 100% | 100% | 0% | 3.025% | 1
7722 | 0% | 0.6104% | 100% | 0% | 0% | 100% | 100% | 0% | 0.6104% | 1
7723 | 0% | 0% | 100% | 0% | 0% | 100% | 100% | 0% | 0% | 1
7724 | 0% | 0% | 100% | 0% | 0% | 100% | 100% | 0% | 0% | 1
7725 | 0% | 0% | 100% | 0% | 0% | 100% | 100% | 0% | 0% | 1
7726 | 0% | 0% | 100% | 0% | 0% | 100% | 100% | 0% | 0% | 1
7727 | 0% | 0% | 100% | 0% | 0% | 100% | 100% | 0% | 0% | 1
7728 | 0% | 0% | 100% | 0% | 0% | 100% | 100% | 0% | 0% | 1
7729 | 0% | 0% | 100% | 0% | 0% | 100% | 100% | 0% | 0% | 1
7730 | 0% | 0% | 100% | 0% | 0% | 100% | 100% | 0% | 0% | 1
7731 | 0% | 0% | 100% | 0% | 0% | 100% | 100% | 0% | 0% | 1
7732 | 0% | 0% | 100% | 0% | 0% | 100% | 100% | 0% | 0% | 1
7733 | 0% | 0% | 100% | 0% | 0% | 100% | 100% | 0% | 0% | 1
7734 | 0% | 0% | 100% | 0% | 0% | 100% | 100% | 0% | 0% | 1
7735 | 0% | 0% | 100% | 0% | 0% | 100% | 100% | 0% | 0% | 1
7736 | 0% | 0% | 100% | 0% | 0% | 100% | 100% | 0% | 0% | 1
7737 | 5.415% | 0.3223% | 100% | 0% | 0% | 100% | 100% | 5.415% | 0.3223% | 1
7738 | 15.56% | 0.2468% | 100% | 0% | 0% | 100% | 100% | 15.56% | 0.2468% | 1
7739 | 20.62% | 0.5262% | 100% | 0% | 0% | 100% | 100% | 20.62% | 0.5262% | 1
7740 | 17.72% | 3.724% | 100% | 0% | 0% | 100% | 100% | 17.72% | 3.724% | 1
7741 | 19.56% | 3.747% | 100% | 0% | 0% | 100% | 100% | 19.56% | 3.747% | 1
7742 | 20.13% | 4.264% | 100% | 0% | 0% | 100% | 100% | 20.13% | 4.264% | 1
7743 | 4.732% | 3.871% | 100% | 0% | 0% | 100% | 100% | 4.732% | 3.871% | 1
7744 | 0% | 2.762% | 100% | 0% | 0% | 100% | 100% | 0% | 2.762% | 1
7745 | 0% | 0.5764% | 100% | 0% | 0% | 100% | 100% | 0% | 0.5764% | 1
7746 | 0% | 0% | 100% | 0% | 0% | 100% | 100% | 0% | 0% | 1
7747 | 0% | 0% | 100% | 0% | 0% | 100% | 100% | 0% | 0% | 1
7748 | 0% | 0% | 100% | 0% | 0% | 100% | 100% | 0% | 0% | 1
7749 | 0% | 0% | 100% | 0% | 0% | 100% | 100% | 0% | 0% | 1
7750 | 0% | 0% | 100% | 0% | 0% | 100% | 100% | 0% | 0% | 1
7751 | 0% | 0% | 100% | 0% | 0% | 100% | 100% | 0% | 0% | 1
7752 | 0% | 0.6935% | 100% | 0% | 0% | 100% | 100% | 0% | 0.6935% | 1
7753 | 0% | 0% | 100% | 0% | 0% | 100% | 100% | 0% | 0% | 1
7754 | 0% | 0.7325% | 100% | 0% | 0% | 100% | 100% | 0% | 0.7325% | 1
7755 | 0% | 0% | 100% | 0% | 0% | 100% | 100% | 0% | 0% | 1
7756 | 0% | 0% | 100% | 0% | 0% | 100% | 100% | 0% | 0% | 1
7757 | 0% | 0% | 100% | 0% | 0% | 100% | 100% | 0% | 0% | 1
7758 | 0% | 0.3168% | 100% | 0% | 0% | 100% | 100% | 0% | 0.3168% | 1
7759 | 0% | 0% | 100% | 0% | 0% | 100% | 100% | 0% | 0% | 1
7760 | 0% | 0% | 100% | 0% | 0% | 100% | 100% | 0% | 0% | 1
7761 | 0% | 0% | 100% | 0% | 0% | 100% | 100% | 0% | 0% | 1
7762 | 8.607% | 0.4225% | 100% | 0% | 0% | 100% | 100% | 8.607% | 0.4225% | 1
7763 | 9.836% | 0.7498% | 100% | 0% | 0% | 100% | 100% | 9.836% | 0.7498% | 1
7764 | 14.02% | 2.952% | 100% | 0% | 0% | 100% | 100% | 14.02% | 2.952% | 1
7765 | 15.81% | 1.04% | 100% | 0% | 0% | 100% | 100% | 15.81% | 1.04% | 1
7766 | 17.3% | 1.385% | 100% | 0% | 0% | 100% | 100% | 17.3% | 1.385% | 1
7767 | 8.238% | 2.556% | 100% | 0% | 0% | 100% | 100% | 8.238% | 2.556% | 1
7768 | 0% | 0.3217% | 100% | 0% | 0% | 100% | 100% | 0% | 0.3217% | 1
7769 | 0% | 0% | 100% | 0% | 0% | 100% | 100% | 0% | 0% | 1
7770 | 0% | 0% | 100% | 0% | 0% | 100% | 100% | 0% | 0% | 1
7771 | 0% | 0% | 100% | 0% | 0% | 100% | 100% | 0% | 0% | 1
7772 | 0% | 0% | 100% | 0% | 0% | 100% | 100% | 0% | 0% | 1
7773 | 0% | 0% | 100% | 0% | 0% | 100% | 100% | 0% | 0% | 1
7774 | 0% | 0.1925% | 100% | 0% | 0% | 100% | 100% | 0% | 0.1925% | 1
7775 | 0% | 1.439% | 100% | 0% | 0% | 100% | 100% | 0% | 1.439% | 1
7776 | 0% | 2.124% | 100% | 0% | 0% | 100% | 100% | 0% | 2.124% | 1
7777 | 0% | 1.371% | 100% | 0% | 0% | 100% | 100% | 0% | 1.371% | 1
7778 | 0% | 0% | 100% | 0% | 0% | 100% | 100% | 0% | 0% | 1
7779 | 0% | 0% | 100% | 0% | 0% | 100% | 100% | 0% | 0% | 1
7780 | 0% | 0% | 100% | 0% | 0% | 100% | 100% | 0% | 0% | 1
7781 | 0% | 0% | 100% | 0% | 0% | 100% | 100% | 0% | 0% | 1
7782 | 0% | 0% | 100% | 0% | 0% | 100% | 100% | 0% | 0% | 1
7783 | 0% | 0% | 100% | 0% | 0% | 100% | 100% | 0% | 0% | 1
7784 | 0% | 0% | 100% | 0% | 0% | 100% | 100% | 0% | 0% | 1
7785 | 0% | 0% | 100% | 0% | 0% | 100% | 100% | 0% | 0% | 1
7786 | 6.167% | 0% | 100% | 0% | 0% | 100% | 100% | 6.167% | 0% | 1
7787 | 9.969% | 0% | 100% | 0% | 0% | 100% | 100% | 9.969% | 0% | 1
7788 | 14.45% | 0% | 100% | 0% | 0% | 100% | 100% | 14.45% | 0% | 1
7789 | 15.74% | 0% | 100% | 0% | 0% | 100% | 100% | 15.74% | 0% | 1
7790 | 20.1% | 0% | 100% | 0% | 0% | 100% | 100% | 20.1% | 0% | 1
7791 | 11.32% | 0.3188% | 100% | 0% | 0% | 100% | 100% | 11.32% | 0.3188% | 1
7792 | 1.126% | 0% | 100% | 0% | 0% | 100% | 100% | 1.126% | 0% | 1
7793 | 0% | 0% | 100% | 0% | 0% | 100% | 100% | 0% | 0% | 1
7794 | 0% | 0% | 100% | 0% | 0% | 100% | 100% | 0% | 0% | 1
7795 | 0% | 0% | 100% | 0% | 0% | 100% | 100% | 0% | 0% | 1
7796 | 0% | 0% | 100% | 0% | 0% | 100% | 100% | 0% | 0% | 1
7797 | 0% | 0% | 100% | 0% | 0% | 100% | 100% | 0% | 0% | 1
7798 | 0% | 0% | 100% | 0% | 0% | 100% | 100% | 0% | 0% | 1
7799 | 0% | 0% | 100% | 0% | 0% | 100% | 100% | 0% | 0% | 1
7800 | 0% | 0% | 100% | 0% | 0% | 100% | 100% | 0% | 0% | 1
7801 | 0% | 0.9798% | 100% | 0% | 0% | 100% | 100% | 0% | 0.9798% | 1
7802 | 0% | 0% | 100% | 0% | 0% | 100% | 100% | 0% | 0% | 1
7803 | 0% | 0% | 100% | 0% | 0% | 100% | 100% | 0% | 0% | 1
7804 | 0% | 0% | 100% | 0% | 0% | 100% | 100% | 0% | 0% | 1
7805 | 0% | 0% | 100% | 0% | 0% | 100% | 100% | 0% | 0% | 1
7806 | 0% | 0% | 100% | 0% | 0% | 100% | 100% | 0% | 0% | 1
7807 | 0% | 0% | 100% | 0% | 0% | 100% | 100% | 0% | 0% | 1
7808 | 0% | 0% | 100% | 0% | 0% | 100% | 100% | 0% | 0% | 1
7809 | 0% | 0% | 100% | 0% | 0% | 100% | 100% | 0% | 0% | 1
7810 | 5.653% | 0% | 100% | 0% | 0% | 100% | 100% | 5.653% | 0% | 1
7811 | 15.26% | 0% | 100% | 0% | 0% | 100% | 100% | 15.26% | 0% | 1
7812 | 23.01% | 0% | 100% | 0% | 0% | 100% | 100% | 23.01% | 0% | 1
7813 | 22.8% | 0% | 100% | 0% | 0% | 100% | 100% | 22.8% | 0% | 1
7814 | 21.34% | 0% | 100% | 0% | 0% | 100% | 100% | 21.34% | 0% | 1
7815 | 18.9% | 0% | 100% | 0% | 0% | 100% | 100% | 18.9% | 0% | 1
7816 | 2.385% | 0% | 100% | 0% | 0% | 100% | 100% | 2.385% | 0% | 1
7817 | 0% | 0% | 100% | 0% | 0% | 100% | 100% | 0% | 0% | 1
7818 | 0% | 0% | 100% | 0% | 0% | 100% | 100% | 0% | 0% | 1
7819 | 0% | 0% | 100% | 0% | 0% | 100% | 100% | 0% | 0% | 1
7820 | 0% | 0% | 100% | 0% | 0% | 100% | 100% | 0% | 0% | 1
7821 | 0% | 0% | 100% | 0% | 0% | 100% | 100% | 0% | 0% | 1
7822 | 0% | 0% | 100% | 0% | 0% | 100% | 100% | 0% | 0% | 1
7823 | 0% | 0% | 100% | 0% | 0% | 100% | 100% | 0% | 0% | 1
7824 | 0% | 0% | 100% | 0% | 0% | 100% | 100% | 0% | 0% | 1
7825 | 0% | 0% | 100% | 0% | 0% | 100% | 100% | 0% | 0% | 1
7826 | 0% | 0% | 100% | 0% | 0% | 100% | 100% | 0% | 0% | 1
7827 | 0% | 0% | 100% | 0% | 0% | 100% | 100% | 0% | 0% | 1
7828 | 0% | 0% | 100% | 0% | 0% | 100% | 100% | 0% | 0% | 1
7829 | 0% | 0% | 100% | 0% | 0% | 100% | 100% | 0% | 0% | 1
7830 | 0% | 0% | 100% | 0% | 0% | 100% | 100% | 0% | 0% | 1
7831 | 0% | 0% | 100% | 0% | 0% | 100% | 100% | 0% | 0% | 1
7832 | 0% | 0% | 100% | 0% | 0% | 100% | 100% | 0% | 0% | 1
7833 | 0% | 0% | 100% | 0% | 0% | 100% | 100% | 0% | 0% | 1
7834 | 13.14% | 0% | 100% | 0% | 0% | 100% | 100% | 13.14% | 0% | 1
7835 | 26.51% | 0% | 100% | 0% | 0% | 100% | 100% | 26.51% | 0% | 1
7836 | 27.41% | 0% | 100% | 0% | 0% | 100% | 100% | 27.41% | 0% | 1
7837 | 23.25% | 0% | 100% | 0% | 0% | 100% | 100% | 23.25% | 0% | 1
7838 | 19.21% | 0% | 100% | 0% | 0% | 100% | 100% | 19.21% | 0% | 1
7839 | 14.15% | 0% | 100% | 0% | 0% | 100% | 100% | 14.15% | 0% | 1
7840 | 1.756% | 0% | 100% | 0% | 0% | 100% | 100% | 1.756% | 0% | 1
7841 | 0% | 0% | 100% | 0% | 0% | 100% | 100% | 0% | 0% | 1
7842 | 0% | 0% | 100% | 0% | 0% | 100% | 100% | 0% | 0% | 1
7843 | 0% | 0% | 100% | 0% | 0% | 100% | 100% | 0% | 0% | 1
7844 | 0% | 0% | 100% | 0% | 0% | 100% | 100% | 0% | 0% | 1
7845 | 0% | 0% | 100% | 0% | 0% | 100% | 100% | 0% | 0% | 1
7846 | 0% | 0% | 100% | 0% | 0% | 100% | 100% | 0% | 0% | 1
7847 | 0% | 0% | 100% | 0% | 0% | 100% | 100% | 0% | 0% | 1
7848 | 0% | 0% | 100% | 0% | 0% | 100% | 100% | 0% | 0% | 1
7849 | 0% | 0% | 100% | 0% | 0% | 100% | 100% | 0% | 0% | 1
7850 | 0% | 0% | 100% | 0% | 0% | 100% | 100% | 0% | 0% | 1
7851 | 0% | 0% | 100% | 0% | 0% | 100% | 100% | 0% | 0% | 1
7852 | 0% | 0% | 100% | 0% | 0% | 100% | 100% | 0% | 0% | 1
7853 | 0% | 0% | 100% | 0% | 0% | 100% | 100% | 0% | 0% | 1
7854 | 0% | 0% | 100% | 0% | 0% | 100% | 100% | 0% | 0% | 1
7855 | 0% | 0% | 100% | 0% | 0% | 100% | 100% | 0% | 0% | 1
7856 | 0% | 0% | 100% | 0% | 0% | 100% | 100% | 0% | 0% | 1
7857 | 1.798% | 0% | 100% | 0% | 0% | 100% | 100% | 1.798% | 0% | 1
7858 | 17.24% | 0% | 100% | 0% | 0% | 100% | 100% | 17.24% | 0% | 1
7859 | 25.74% | 0% | 100% | 0% | 0% | 100% | 100% | 25.74% | 0% | 1
7860 | 26.1% | 0% | 100% | 0% | 0% | 100% | 100% | 26.1% | 0% | 1
7861 | 23.6% | 0% | 100% | 0% | 0% | 100% | 100% | 23.6% | 0% | 1
7862 | 19.2% | 0% | 100% | 0% | 0% | 100% | 100% | 19.2% | 0% | 1
7863 | 15.42% | 0% | 100% | 0% | 0% | 100% | 100% | 15.42% | 0% | 1
7864 | 0.7898% | 0% | 100% | 0% | 0% | 100% | 100% | 0.7898% | 0% | 1
7865 | 0% | 0% | 100% | 0% | 0% | 100% | 100% | 0% | 0% | 1
7866 | 0% | 0% | 100% | 0% | 0% | 100% | 100% | 0% | 0% | 1
7867 | 0% | 0% | 100% | 0% | 0% | 100% | 100% | 0% | 0% | 1
7868 | 0% | 0% | 100% | 0% | 0% | 100% | 100% | 0% | 0% | 1
7869 | 0% | 0% | 100% | 0% | 0% | 100% | 100% | 0% | 0% | 1
7870 | 0% | 0% | 100% | 0% | 0% | 100% | 100% | 0% | 0% | 1
7871 | 0% | 0% | 100% | 0% | 0% | 100% | 100% | 0% | 0% | 1
7872 | 0% | 0% | 100% | 0% | 0% | 100% | 100% | 0% | 0% | 1
7873 | 0% | 0% | 100% | 0% | 0% | 100% | 100% | 0% | 0% | 1
7874 | 0% | 0% | 100% | 0% | 0% | 100% | 100% | 0% | 0% | 1
7875 | 0% | 0% | 100% | 0% | 0% | 100% | 100% | 0% | 0% | 1
7876 | 0% | 0% | 100% | 0% | 0% | 100% | 100% | 0% | 0% | 1
7877 | 0% | 0% | 100% | 0% | 0% | 100% | 100% | 0% | 0% | 1
7878 | 0% | 0% | 100% | 0% | 0% | 100% | 100% | 0% | 0% | 1
7879 | 0% | 0% | 100% | 0% | 0% | 100% | 100% | 0% | 0% | 1
7880 | 0% | 0% | 100% | 0% | 0% | 100% | 100% | 0% | 0% | 1
7881 | 0.9011% | 0% | 100% | 0% | 0% | 100% | 100% | 0.9011% | 0% | 1
7882 | 13.84% | 0.6852% | 100% | 0% | 0% | 100% | 100% | 13.84% | 0.6852% | 1
7883 | 24.6% | 1.737% | 100% | 0% | 0% | 100% | 100% | 24.6% | 1.737% | 1
7884 | 24.56% | 5.277% | 100% | 0% | 0% | 100% | 100% | 24.56% | 5.277% | 1
7885 | 21.67% | 5.579% | 100% | 0% | 0% | 100% | 100% | 21.67% | 5.579% | 1
7886 | 19.8% | 5.669% | 100% | 0% | 0% | 100% | 100% | 19.8% | 5.669% | 1
7887 | 16.97% | 6.42% | 100% | 0% | 0% | 100% | 100% | 16.97% | 6.42% | 1
7888 | 4.987% | 6.729% | 100% | 0% | 0% | 100% | 100% | 4.987% | 6.729% | 1
7889 | 0.3373% | 5.827% | 100% | 0% | 0% | 100% | 100% | 0.3373% | 5.827% | 1
7890 | 0% | 0.7931% | 100% | 0% | 0% | 100% | 100% | 0% | 0.7931% | 1
7891 | 0% | 1.815% | 100% | 0% | 0% | 100% | 100% | 0% | 1.815% | 1
7892 | 0% | 2.711% | 100% | 0% | 0% | 100% | 100% | 0% | 2.711% | 1
7893 | 0% | 2.547% | 100% | 0% | 0% | 100% | 100% | 0% | 2.547% | 1
7894 | 0% | 3.068% | 100% | 0% | 0% | 100% | 100% | 0% | 3.068% | 1
7895 | 0% | 3.223% | 100% | 0% | 0% | 100% | 100% | 0% | 3.223% | 1
7896 | 0% | 1.315% | 100% | 0% | 0% | 100% | 100% | 0% | 1.315% | 1
7897 | 0% | 0% | 100% | 0% | 0% | 100% | 100% | 0% | 0% | 1
7898 | 0% | 0% | 100% | 0% | 0% | 100% | 100% | 0% | 0% | 1
7899 | 0% | 0.4407% | 100% | 0% | 0% | 100% | 100% | 0% | 0.4407% | 1
7900 | 0% | 0% | 100% | 0% | 0% | 100% | 100% | 0% | 0% | 1
7901 | 0% | 1.683% | 100% | 0% | 0% | 100% | 100% | 0% | 1.683% | 1
7902 | 0% | 0% | 100% | 0% | 0% | 100% | 100% | 0% | 0% | 1
7903 | 0% | 0% | 100% | 0% | 0% | 100% | 100% | 0% | 0% | 1
7904 | 0% | 1.191% | 100% | 0% | 0% | 100% | 100% | 0% | 1.191% | 1
7905 | 0% | 4.078% | 100% | 0% | 0% | 100% | 100% | 0% | 4.078% | 1
7906 | 5.349% | 5.639% | 100% | 0% | 0% | 100% | 100% | 5.349% | 5.639% | 1
7907 | 16.75% | 7.47% | 100% | 0% | 0% | 100% | 100% | 16.75% | 7.47% | 1
7908 | 20.76% | 10.77% | 100% | 0% | 0% | 100% | 100% | 20.76% | 10.77% | 1
7909 | 23.34% | 12.3% | 100% | 0% | 0% | 100% | 100% | 23.34% | 12.3% | 1
7910 | 22.06% | 12.52% | 100% | 0% | 0% | 100% | 100% | 22.06% | 12.52% | 1
7911 | 22.08% | 12.04% | 100% | 0% | 0% | 100% | 100% | 22.08% | 12.04% | 1
7912 | 8.52% | 11.1% | 100% | 0% | 0% | 100% | 100% | 8.52% | 11.1% | 1
7913 | 0% | 9.075% | 100% | 0% | 0% | 100% | 100% | 0% | 9.075% | 1
7914 | 0% | 5.408% | 100% | 0% | 0% | 100% | 100% | 0% | 5.408% | 1
7915 | 0% | 8.797% | 100% | 0% | 0% | 100% | 100% | 0% | 8.797% | 1
7916 | 0% | 8.889% | 100% | 0% | 0% | 100% | 100% | 0% | 8.889% | 1
7917 | 0% | 8.36% | 100% | 0% | 0% | 100% | 100% | 0% | 8.36% | 1
7918 | 0% | 9.471% | 100% | 0% | 0% | 100% | 100% | 0% | 9.471% | 1
7919 | 0% | 9.595% | 100% | 0% | 0% | 100% | 100% | 0% | 9.595% | 1
7920 | 0% | 6.995% | 100% | 0% | 0% | 100% | 100% | 0% | 6.995% | 1
7921 | 0% | 0% | 100% | 0% | 0% | 100% | 100% | 0% | 0% | 1
7922 | 0% | 6.235% | 100% | 0% | 0% | 100% | 100% | 0% | 6.235% | 1
7923 | 0% | 6.818% | 100% | 0% | 0% | 100% | 100% | 0% | 6.818% | 1
7924 | 0% | 7.53% | 100% | 0% | 0% | 100% | 100% | 0% | 7.53% | 1
7925 | 0% | 7.554% | 100% | 0% | 0% | 100% | 100% | 0% | 7.554% | 1
7926 | 0% | 6.71% | 100% | 0% | 0% | 100% | 100% | 0% | 6.71% | 1
7927 | 0% | 7.819% | 100% | 0% | 0% | 100% | 100% | 0% | 7.819% | 1
7928 | 0% | 9.342% | 100% | 0% | 0% | 100% | 100% | 0% | 9.342% | 1
7929 | 0% | 10.61% | 100% | 0% | 0% | 100% | 100% | 0% | 10.61% | 1
7930 | 3.496% | 11.65% | 100% | 0% | 0% | 100% | 100% | 3.496% | 11.65% | 1
7931 | 14.44% | 13.44% | 100% | 0% | 0% | 100% | 100% | 14.44% | 13.44% | 1
7932 | 18.45% | 15.4% | 100% | 0% | 0% | 100% | 100% | 18.45% | 15.4% | 1
7933 | 23.29% | 16.89% | 100% | 0% | 0% | 100% | 100% | 23.29% | 16.89% | 1
7934 | 18.32% | 15.97% | 100% | 0% | 0% | 100% | 100% | 18.32% | 15.97% | 1
7935 | 20.11% | 14.61% | 100% | 0% | 0% | 100% | 100% | 20.11% | 14.61% | 1
7936 | 9.336% | 11.96% | 100% | 0% | 0% | 100% | 100% | 9.336% | 11.96% | 1
7937 | 0% | 9.302% | 100% | 0% | 0% | 100% | 100% | 0% | 9.302% | 1
7938 | 0% | 9.811% | 100% | 0% | 0% | 100% | 100% | 0% | 9.811% | 1
7939 | 0% | 10.69% | 100% | 0% | 0% | 100% | 100% | 0% | 10.69% | 1
7940 | 0% | 9.255% | 100% | 0% | 0% | 100% | 100% | 0% | 9.255% | 1
7941 | 0% | 9.304% | 100% | 0% | 0% | 100% | 100% | 0% | 9.304% | 1
7942 | 0% | 10.89% | 100% | 0% | 0% | 100% | 100% | 0% | 10.89% | 1
7943 | 0% | 8.907% | 100% | 0% | 0% | 100% | 100% | 0% | 8.907% | 1
7944 | 0% | 8.742% | 100% | 0% | 0% | 100% | 100% | 0% | 8.742% | 1
7945 | 0% | 4.668% | 100% | 0% | 0% | 100% | 100% | 0% | 4.668% | 1
7946 | 0% | 8.182% | 100% | 0% | 0% | 100% | 100% | 0% | 8.182% | 1
7947 | 0% | 8.934% | 100% | 0% | 0% | 100% | 100% | 0% | 8.934% | 1
7948 | 0% | 10.23% | 100% | 0% | 0% | 100% | 100% | 0% | 10.23% | 1
7949 | 0% | 11.32% | 100% | 0% | 0% | 100% | 100% | 0% | 11.32% | 1
7950 | 0% | 9.757% | 100% | 0% | 0% | 100% | 100% | 0% | 9.757% | 1
7951 | 0% | 10.91% | 100% | 0% | 0% | 100% | 100% | 0% | 10.91% | 1
7952 | 0% | 10.44% | 100% | 0% | 0% | 100% | 100% | 0% | 10.44% | 1
7953 | 0% | 10.24% | 100% | 0% | 0% | 100% | 100% | 0% | 10.24% | 1
7954 | 8.567% | 10.15% | 100% | 0% | 0% | 100% | 100% | 8.567% | 10.15% | 1
7955 | 13.46% | 11.26% | 100% | 0% | 0% | 100% | 100% | 13.46% | 11.26% | 1
7956 | 14.52% | 12.06% | 100% | 0% | 0% | 100% | 100% | 14.52% | 12.06% | 1
7957 | 19.92% | 13.04% | 100% | 0% | 0% | 100% | 100% | 19.92% | 13.04% | 1
7958 | 15.67% | 10.43% | 100% | 0% | 0% | 100% | 100% | 15.67% | 10.43% | 1
7959 | 15.12% | 8.873% | 100% | 0% | 0% | 100% | 100% | 15.12% | 8.873% | 1
7960 | 4.808% | 6.15% | 100% | 0% | 0% | 100% | 100% | 4.808% | 6.15% | 1
7961 | 0% | 3.525% | 100% | 0% | 0% | 100% | 100% | 0% | 3.525% | 1
7962 | 0% | 4.876% | 100% | 0% | 0% | 100% | 100% | 0% | 4.876% | 1
7963 | 0% | 5.84% | 100% | 0% | 0% | 100% | 100% | 0% | 5.84% | 1
7964 | 0% | 6.505% | 100% | 0% | 0% | 100% | 100% | 0% | 6.505% | 1
7965 | 0% | 6.681% | 100% | 0% | 0% | 100% | 100% | 0% | 6.681% | 1
7966 | 0% | 8.594% | 100% | 0% | 0% | 100% | 100% | 0% | 8.594% | 1
7967 | 0% | 7.185% | 100% | 0% | 0% | 100% | 100% | 0% | 7.185% | 1
7968 | 0% | 10.18% | 100% | 0% | 0% | 100% | 100% | 0% | 10.18% | 1
7969 | 0% | 8.167% | 100% | 0% | 0% | 100% | 100% | 0% | 8.167% | 1
7970 | 0% | 9.01% | 100% | 0% | 0% | 100% | 100% | 0% | 9.01% | 1
7971 | 0% | 11.19% | 100% | 0% | 0% | 100% | 100% | 0% | 11.19% | 1
7972 | 0% | 12.1% | 100% | 0% | 0% | 100% | 100% | 0% | 12.1% | 1
7973 | 0% | 12.95% | 100% | 0% | 0% | 100% | 100% | 0% | 12.95% | 1
7974 | 0% | 13.24% | 100% | 0% | 0% | 100% | 100% | 0% | 13.24% | 1
7975 | 0% | 13% | 100% | 0% | 0% | 100% | 100% | 0% | 13% | 1
7976 | 0% | 13.08% | 100% | 0% | 0% | 100% | 100% | 0% | 13.08% | 1
7977 | 1.794% | 8.255% | 100% | 0% | 0% | 100% | 100% | 1.794% | 8.255% | 1
7978 | 12.17% | 9.429% | 100% | 0% | 0% | 100% | 100% | 12.17% | 9.429% | 1
7979 | 20.61% | 10.41% | 100% | 0% | 0% | 100% | 100% | 20.61% | 10.41% | 1
7980 | 19.33% | 10.81% | 100% | 0% | 0% | 100% | 100% | 19.33% | 10.81% | 1
7981 | 20.82% | 11.25% | 100% | 0% | 0% | 100% | 100% | 20.82% | 11.25% | 1
7982 | 14.09% | 8.893% | 100% | 0% | 0% | 100% | 100% | 14.09% | 8.893% | 1
7983 | 15.29% | 8.399% | 100% | 0% | 0% | 100% | 100% | 15.29% | 8.399% | 1
7984 | 2.658% | 6.15% | 100% | 0% | 0% | 100% | 100% | 2.658% | 6.15% | 1
7985 | 0% | 3.258% | 100% | 0% | 0% | 100% | 100% | 0% | 3.258% | 1
7986 | 0% | 2.99% | 100% | 0% | 0% | 100% | 100% | 0% | 2.99% | 1
7987 | 0% | 3.941% | 100% | 0% | 0% | 100% | 100% | 0% | 3.941% | 1
7988 | 0% | 2.913% | 100% | 0% | 0% | 100% | 100% | 0% | 2.913% | 1
7989 | 0% | 3.24% | 100% | 0% | 0% | 100% | 100% | 0% | 3.24% | 1
7990 | 0% | 5.9% | 100% | 0% | 0% | 100% | 100% | 0% | 5.9% | 1
7991 | 0% | 4.525% | 100% | 0% | 0% | 100% | 100% | 0% | 4.525% | 1
7992 | 0% | 6.048% | 100% | 0% | 0% | 100% | 100% | 0% | 6.048% | 1
7993 | 0% | 9.935% | 100% | 0% | 0% | 100% | 100% | 0% | 9.935% | 1
7994 | 0% | 6.146% | 100% | 0% | 0% | 100% | 100% | 0% | 6.146% | 1
7995 | 0% | 7.908% | 100% | 0% | 0% | 100% | 100% | 0% | 7.908% | 1
7996 | 0% | 7.828% | 100% | 0% | 0% | 100% | 100% | 0% | 7.828% | 1
7997 | 0% | 8.643% | 100% | 0% | 0% | 100% | 100% | 0% | 8.643% | 1
7998 | 0% | 7.524% | 100% | 0% | 0% | 100% | 100% | 0% | 7.524% | 1
7999 | 0% | 7.03% | 100% | 0% | 0% | 100% | 100% | 0% | 7.03% | 1
8000 | 0% | 9.65% | 100% | 0% | 0% | 100% | 100% | 0% | 9.65% | 1
8001 | 0% | 6.63% | 100% | 0% | 0% | 100% | 100% | 0% | 6.63% | 1
8002 | 4.925% | 5.445% | 100% | 0% | 0% | 100% | 100% | 4.925% | 5.445% | 1
8003 | 8.169% | 6.007% | 100% | 0% | 0% | 100% | 100% | 8.169% | 6.007% | 1
8004 | 11.03% | 7.659% | 100% | 0% | 0% | 100% | 100% | 11.03% | 7.659% | 1
8005 | 11.56% | 7.886% | 100% | 0% | 0% | 100% | 100% | 11.56% | 7.886% | 1
8006 | 6.405% | 6.314% | 100% | 0% | 0% | 100% | 100% | 6.405% | 6.314% | 1
8007 | 3.551% | 5.169% | 100% | 0% | 0% | 100% | 100% | 3.551% | 5.169% | 1
8008 | 0% | 4.383% | 100% | 0% | 0% | 100% | 100% | 0% | 4.383% | 1
8009 | 0% | 2.832% | 100% | 0% | 0% | 100% | 100% | 0% | 2.832% | 1
8010 | 0% | 2.753% | 100% | 0% | 0% | 100% | 100% | 0% | 2.753% | 1
8011 | 0% | 3.307% | 100% | 0% | 0% | 100% | 100% | 0% | 3.307% | 1
8012 | 0% | 2.204% | 100% | 0% | 0% | 100% | 100% | 0% | 2.204% | 1
8013 | 0% | 3.09% | 100% | 0% | 0% | 100% | 100% | 0% | 3.09% | 1
8014 | 0% | 4.092% | 100% | 0% | 0% | 100% | 100% | 0% | 4.092% | 1
8015 | 0% | 3.715% | 100% | 0% | 0% | 100% | 100% | 0% | 3.715% | 1
8016 | 0% | 6.159% | 100% | 0% | 0% | 100% | 100% | 0% | 6.159% | 1
8017 | 0% | 8.314% | 100% | 0% | 0% | 100% | 100% | 0% | 8.314% | 1
8018 | 0% | 5.024% | 100% | 0% | 0% | 100% | 100% | 0% | 5.024% | 1
8019 | 0% | 5.058% | 100% | 0% | 0% | 100% | 100% | 0% | 5.058% | 1
8020 | 0% | 5.857% | 100% | 0% | 0% | 100% | 100% | 0% | 5.857% | 1
8021 | 0% | 5.451% | 100% | 0% | 0% | 100% | 100% | 0% | 5.451% | 1
8022 | 0% | 5.233% | 100% | 0% | 0% | 100% | 100% | 0% | 5.233% | 1
8023 | 0% | 5.444% | 100% | 0% | 0% | 100% | 100% | 0% | 5.444% | 1
8024 | 0% | 5.024% | 100% | 0% | 0% | 100% | 100% | 0% | 5.024% | 1
8025 | 0% | 4.248% | 100% | 0% | 0% | 100% | 100% | 0% | 4.248% | 1
8026 | 0% | 5.603% | 100% | 0% | 0% | 100% | 100% | 0% | 5.603% | 1
8027 | 0.8721% | 6.488% | 100% | 0% | 0% | 100% | 100% | 0.8721% | 6.488% | 1
8028 | 7.891% | 7.375% | 100% | 0% | 0% | 100% | 100% | 7.891% | 7.375% | 1
8029 | 9.184% | 6.837% | 100% | 0% | 0% | 100% | 100% | 9.184% | 6.837% | 1
8030 | 4.949% | 5.869% | 100% | 0% | 0% | 100% | 100% | 4.949% | 5.869% | 1
8031 | 0.4045% | 4.685% | 100% | 0% | 0% | 100% | 100% | 0.4045% | 4.685% | 1
8032 | 0% | 4.053% | 100% | 0% | 0% | 100% | 100% | 0% | 4.053% | 1
8033 | 0% | 2.408% | 100% | 0% | 0% | 100% | 100% | 0% | 2.408% | 1
8034 | 0% | 2.669% | 100% | 0% | 0% | 100% | 100% | 0% | 2.669% | 1
8035 | 0% | 4.087% | 100% | 0% | 0% | 100% | 100% | 0% | 4.087% | 1
8036 | 0% | 1.405% | 100% | 0% | 0% | 100% | 100% | 0% | 1.405% | 1
8037 | 0% | 0.8878% | 100% | 0% | 0% | 100% | 100% | 0% | 0.8878% | 1
8038 | 0% | 1.613% | 100% | 0% | 0% | 100% | 100% | 0% | 1.613% | 1
8039 | 0% | 0% | 100% | 0% | 0% | 100% | 100% | 0% | 0% | 1
8040 | 0% | 1.775% | 100% | 0% | 0% | 100% | 100% | 0% | 1.775% | 1
8041 | 0% | 6.015% | 100% | 0% | 0% | 100% | 100% | 0% | 6.015% | 1
8042 | 0% | 0.7855% | 100% | 0% | 0% | 100% | 100% | 0% | 0.7855% | 1
8043 | 0% | 0% | 100% | 0% | 0% | 100% | 100% | 0% | 0% | 1
8044 | 0% | 0.01936% | 100% | 0% | 0% | 100% | 100% | 0% | 0.01936% | 1
8045 | 0% | 0% | 100% | 0% | 0% | 100% | 100% | 0% | 0% | 1
8046 | 0% | 0% | 100% | 0% | 0% | 100% | 100% | 0% | 0% | 1
8047 | 0% | 0% | 100% | 0% | 0% | 100% | 100% | 0% | 0% | 1
8048 | 0% | 0% | 100% | 0% | 0% | 100% | 100% | 0% | 0% | 1
8049 | 0% | 0.9298% | 100% | 0% | 0% | 100% | 100% | 0% | 0.9298% | 1
8050 | 0% | 1.557% | 100% | 0% | 0% | 100% | 100% | 0% | 1.557% | 1
8051 | 0% | 3.583% | 100% | 0% | 0% | 100% | 100% | 0% | 3.583% | 1
8052 | 3.322% | 5.101% | 100% | 0% | 0% | 100% | 100% | 3.322% | 5.101% | 1
8053 | 8.583% | 3.752% | 100% | 0% | 0% | 100% | 100% | 8.583% | 3.752% | 1
8054 | 6.812% | 3.818% | 100% | 0% | 0% | 100% | 100% | 6.812% | 3.818% | 1
8055 | 0% | 1.898% | 100% | 0% | 0% | 100% | 100% | 0% | 1.898% | 1
8056 | 0% | 2.712% | 100% | 0% | 0% | 100% | 100% | 0% | 2.712% | 1
8057 | 0% | 0.05238% | 100% | 0% | 0% | 100% | 100% | 0% | 0.05238% | 1
8058 | 0% | 0% | 100% | 0% | 0% | 100% | 100% | 0% | 0% | 1
8059 | 0% | 0% | 100% | 0% | 0% | 100% | 100% | 0% | 0% | 1
8060 | 0% | 0% | 100% | 0% | 0% | 100% | 100% | 0% | 0% | 1
8061 | 0% | 0% | 100% | 0% | 0% | 100% | 100% | 0% | 0% | 1
8062 | 0% | 0% | 100% | 0% | 0% | 100% | 100% | 0% | 0% | 1
8063 | 0% | 0% | 100% | 0% | 0% | 100% | 100% | 0% | 0% | 1
8064 | 0% | 0% | 100% | 0% | 0% | 100% | 100% | 0% | 0% | 1
8065 | 0% | 2.073% | 100% | 0% | 0% | 100% | 100% | 0% | 2.073% | 1
8066 | 0% | 0% | 100% | 0% | 0% | 100% | 100% | 0% | 0% | 1
8067 | 0% | 0% | 100% | 0% | 0% | 100% | 100% | 0% | 0% | 1
8068 | 0% | 0% | 100% | 0% | 0% | 100% | 100% | 0% | 0% | 1
8069 | 0% | 0% | 100% | 0% | 0% | 100% | 100% | 0% | 0% | 1
8070 | 0% | 0% | 100% | 0% | 0% | 100% | 100% | 0% | 0% | 1
8071 | 0% | 0% | 100% | 0% | 0% | 100% | 100% | 0% | 0% | 1
8072 | 0% | 0% | 100% | 0% | 0% | 100% | 100% | 0% | 0% | 1
8073 | 0% | 0% | 100% | 0% | 0% | 100% | 100% | 0% | 0% | 1
8074 | 2.779% | 0% | 100% | 0% | 0% | 100% | 100% | 2.779% | 0% | 1
8075 | 7.5% | 1.84% | 100% | 0% | 0% | 100% | 100% | 7.5% | 1.84% | 1
8076 | 5.335% | 1.603% | 100% | 0% | 0% | 100% | 100% | 5.335% | 1.603% | 1
8077 | 13.06% | 0.561% | 100% | 0% | 0% | 100% | 100% | 13.06% | 0.561% | 1
8078 | 9.039% | 1.108% | 100% | 0% | 0% | 100% | 100% | 9.039% | 1.108% | 1
8079 | 0.6027% | 0.7923% | 100% | 0% | 0% | 100% | 100% | 0.6027% | 0.7923% | 1
8080 | 0% | 0.9066% | 100% | 0% | 0% | 100% | 100% | 0% | 0.9066% | 1
8081 | 0% | 0% | 100% | 0% | 0% | 100% | 100% | 0% | 0% | 1
8082 | 0% | 0% | 100% | 0% | 0% | 100% | 100% | 0% | 0% | 1
8083 | 0% | 0% | 100% | 0% | 0% | 100% | 100% | 0% | 0% | 1
8084 | 0% | 0% | 100% | 0% | 0% | 100% | 100% | 0% | 0% | 1
8085 | 0% | 0% | 100% | 0% | 0% | 100% | 100% | 0% | 0% | 1
8086 | 0% | 0% | 100% | 0% | 0% | 100% | 100% | 0% | 0% | 1
8087 | 0% | 0% | 100% | 0% | 0% | 100% | 100% | 0% | 0% | 1
8088 | 0% | 0% | 100% | 0% | 0% | 100% | 100% | 0% | 0% | 1
8089 | 0% | 0% | 100% | 0% | 0% | 100% | 100% | 0% | 0% | 1
8090 | 0% | 0% | 100% | 0% | 0% | 100% | 100% | 0% | 0% | 1
8091 | 0% | 0% | 100% | 0% | 0% | 100% | 100% | 0% | 0% | 1
8092 | 0% | 0% | 100% | 0% | 0% | 100% | 100% | 0% | 0% | 1
8093 | 0% | 0% | 100% | 0% | 0% | 100% | 100% | 0% | 0% | 1
8094 | 0% | 0% | 100% | 0% | 0% | 100% | 100% | 0% | 0% | 1
8095 | 0% | 0% | 100% | 0% | 0% | 100% | 100% | 0% | 0% | 1
8096 | 0% | 0% | 100% | 0% | 0% | 100% | 100% | 0% | 0% | 1
8097 | 0% | 0% | 100% | 0% | 0% | 100% | 100% | 0% | 0% | 1
8098 | 12.55% | 0% | 100% | 0% | 0% | 100% | 100% | 12.55% | 0% | 1
8099 | 18.34% | 0% | 100% | 0% | 0% | 100% | 100% | 18.34% | 0% | 1
8100 | 11.03% | 0% | 100% | 0% | 0% | 100% | 100% | 11.03% | 0% | 1
8101 | 15% | 0% | 100% | 0% | 0% | 100% | 100% | 15% | 0% | 1
8102 | 10.66% | 0% | 100% | 0% | 0% | 100% | 100% | 10.66% | 0% | 1
8103 | 2.082% | 0% | 100% | 0% | 0% | 100% | 100% | 2.082% | 0% | 1
8104 | 0% | 0% | 100% | 0% | 0% | 100% | 100% | 0% | 0% | 1
8105 | 0% | 0% | 100% | 0% | 0% | 100% | 100% | 0% | 0% | 1
8106 | 0% | 0% | 100% | 0% | 0% | 100% | 100% | 0% | 0% | 1
8107 | 0% | 0% | 100% | 0% | 0% | 100% | 100% | 0% | 0% | 1
8108 | 0% | 0% | 100% | 0% | 0% | 100% | 100% | 0% | 0% | 1
8109 | 0% | 0% | 100% | 0% | 0% | 100% | 100% | 0% | 0% | 1
8110 | 0% | 0% | 100% | 0% | 0% | 100% | 100% | 0% | 0% | 1
8111 | 0% | 0% | 100% | 0% | 0% | 100% | 100% | 0% | 0% | 1
8112 | 0% | 0% | 100% | 0% | 0% | 100% | 100% | 0% | 0% | 1
8113 | 0% | 0% | 100% | 0% | 0% | 100% | 100% | 0% | 0% | 1
8114 | 0% | 0% | 100% | 0% | 0% | 100% | 100% | 0% | 0% | 1
8115 | 0% | 0% | 100% | 0% | 0% | 100% | 100% | 0% | 0% | 1
8116 | 0% | 0% | 100% | 0% | 0% | 100% | 100% | 0% | 0% | 1
8117 | 0% | 0% | 100% | 0% | 0% | 100% | 100% | 0% | 0% | 1
8118 | 0% | 0% | 100% | 0% | 0% | 100% | 100% | 0% | 0% | 1
8119 | 0% | 0% | 100% | 0% | 0% | 100% | 100% | 0% | 0% | 1
8120 | 0% | 0% | 100% | 0% | 0% | 100% | 100% | 0% | 0% | 1
8121 | 1.184% | 0% | 100% | 0% | 0% | 100% | 100% | 1.184% | 0% | 1
8122 | 13.26% | 0% | 100% | 0% | 0% | 100% | 100% | 13.26% | 0% | 1
8123 | 20.82% | 0% | 100% | 0% | 0% | 100% | 100% | 20.82% | 0% | 1
8124 | 14.09% | 0% | 100% | 0% | 0% | 100% | 100% | 14.09% | 0% | 1
8125 | 16.33% | 0% | 100% | 0% | 0% | 100% | 100% | 16.33% | 0% | 1
8126 | 10.39% | 0% | 100% | 0% | 0% | 100% | 100% | 10.39% | 0% | 1
8127 | 0.8872% | 0.347% | 100% | 0% | 0% | 100% | 100% | 0.8872% | 0.347% | 1
8128 | 0% | 0.1597% | 100% | 0% | 0% | 100% | 100% | 0% | 0.1597% | 1
8129 | 0% | 0.5374% | 100% | 0% | 0% | 100% | 100% | 0% | 0.5374% | 1
8130 | 0% | 0.1443% | 100% | 0% | 0% | 100% | 100% | 0% | 0.1443% | 1
8131 | 0% | 0% | 100% | 0% | 0% | 100% | 100% | 0% | 0% | 1
8132 | 0% | 0% | 100% | 0% | 0% | 100% | 100% | 0% | 0% | 1
8133 | 0% | 0% | 100% | 0% | 0% | 100% | 100% | 0% | 0% | 1
8134 | 0% | 0% | 100% | 0% | 0% | 100% | 100% | 0% | 0% | 1
8135 | 0% | 0% | 100% | 0% | 0% | 100% | 100% | 0% | 0% | 1
8136 | 0% | 0% | 100% | 0% | 0% | 100% | 100% | 0% | 0% | 1
8137 | 0% | 0% | 100% | 0% | 0% | 100% | 100% | 0% | 0% | 1
8138 | 0% | 0% | 100% | 0% | 0% | 100% | 100% | 0% | 0% | 1
8139 | 0% | 0% | 100% | 0% | 0% | 100% | 100% | 0% | 0% | 1
8140 | 0% | 0% | 100% | 0% | 0% | 100% | 100% | 0% | 0% | 1
8141 | 0% | 0% | 100% | 0% | 0% | 100% | 100% | 0% | 0% | 1
8142 | 0% | 0% | 100% | 0% | 0% | 100% | 100% | 0% | 0% | 1
8143 | 0% | 0% | 100% | 0% | 0% | 100% | 100% | 0% | 0% | 1
8144 | 0% | 0% | 100% | 0% | 0% | 100% | 100% | 0% | 0% | 1
8145 | 5.821% | 0% | 100% | 0% | 0% | 100% | 100% | 5.821% | 0% | 1
8146 | 22.27% | 0% | 100% | 0% | 0% | 100% | 100% | 22.27% | 0% | 1
8147 | 35.27% | 0% | 100% | 0% | 0% | 100% | 100% | 35.27% | 0% | 1
8148 | 25.26% | 0% | 100% | 0% | 0% | 100% | 100% | 25.26% | 0% | 1
8149 | 23.63% | 0% | 100% | 0% | 0% | 100% | 100% | 23.63% | 0% | 1
8150 | 16.98% | 0% | 100% | 0% | 0% | 100% | 100% | 16.98% | 0% | 1
8151 | 7.161% | 0% | 100% | 0% | 0% | 100% | 100% | 7.161% | 0% | 1
8152 | 0.3066% | 0% | 100% | 0% | 0% | 100% | 100% | 0.3066% | 0% | 1
8153 | 0% | 0% | 100% | 0% | 0% | 100% | 100% | 0% | 0% | 1
8154 | 0% | 0% | 100% | 0% | 0% | 100% | 100% | 0% | 0% | 1
8155 | 0% | 0% | 100% | 0% | 0% | 100% | 100% | 0% | 0% | 1
8156 | 0% | 0% | 100% | 0% | 0% | 100% | 100% | 0% | 0% | 1
8157 | 0% | 0% | 100% | 0% | 0% | 100% | 100% | 0% | 0% | 1
8158 | 0% | 0% | 100% | 0% | 0% | 100% | 100% | 0% | 0% | 1
8159 | 0% | 0% | 100% | 0% | 0% | 100% | 100% | 0% | 0% | 1
8160 | 0% | 0% | 100% | 0% | 0% | 100% | 100% | 0% | 0% | 1
8161 | 0% | 0% | 100% | 0% | 0% | 100% | 100% | 0% | 0% | 1
8162 | 0% | 0% | 100% | 0% | 0% | 100% | 100% | 0% | 0% | 1
8163 | 0% | 0% | 100% | 0% | 0% | 100% | 100% | 0% | 0% | 1
8164 | 0% | 0% | 100% | 0% | 0% | 100% | 100% | 0% | 0% | 1
8165 | 0% | 0% | 100% | 0% | 0% | 100% | 100% | 0% | 0% | 1
8166 | 0% | 0% | 100% | 0% | 0% | 100% | 100% | 0% | 0% | 1
8167 | 0% | 0% | 100% | 0% | 0% | 100% | 100% | 0% | 0% | 1
8168 | 0% | 0% | 100% | 0% | 0% | 100% | 100% | 0% | 0% | 1
8169 | 0% | 0% | 100% | 0% | 0% | 100% | 100% | 0% | 0% | 1
8170 | 11.64% | 0% | 100% | 0% | 0% | 100% | 100% | 11.64% | 0% | 1
8171 | 22.46% | 0% | 100% | 0% | 0% | 100% | 100% | 22.46% | 0% | 1
8172 | 15.44% | 0% | 100% | 0% | 0% | 100% | 100% | 15.44% | 0% | 1
8173 | 22.7% | 0% | 100% | 0% | 0% | 100% | 100% | 22.7% | 0% | 1
8174 | 14.39% | 0% | 100% | 0% | 0% | 100% | 100% | 14.39% | 0% | 1
8175 | 8.102% | 0% | 100% | 0% | 0% | 100% | 100% | 8.102% | 0% | 1
8176 | 0% | 0% | 100% | 0% | 0% | 100% | 100% | 0% | 0% | 1
8177 | 0% | 0% | 100% | 0% | 0% | 100% | 100% | 0% | 0% | 1
8178 | 0% | 0% | 100% | 0% | 0% | 100% | 100% | 0% | 0% | 1
8179 | 0% | 0% | 100% | 0% | 0% | 100% | 100% | 0% | 0% | 1
8180 | 0% | 0% | 100% | 0% | 0% | 100% | 100% | 0% | 0% | 1
8181 | 0% | 0% | 100% | 0% | 0% | 100% | 100% | 0% | 0% | 1
8182 | 0% | 0% | 100% | 0% | 0% | 100% | 100% | 0% | 0% | 1
8183 | 0% | 0% | 100% | 0% | 0% | 100% | 100% | 0% | 0% | 1
8184 | 0% | 0% | 100% | 0% | 0% | 100% | 100% | 0% | 0% | 1
8185 | 0% | 0% | 100% | 0% | 0% | 100% | 100% | 0% | 0% | 1
8186 | 0% | 0% | 100% | 0% | 0% | 100% | 100% | 0% | 0% | 1
8187 | 0% | 0% | 100% | 0% | 0% | 100% | 100% | 0% | 0% | 1
8188 | 0% | 0% | 100% | 0% | 0% | 100% | 100% | 0% | 0% | 1
8189 | 0% | 0% | 100% | 0% | 0% | 100% | 100% | 0% | 0% | 1
8190 | 0% | 0% | 100% | 0% | 0% | 100% | 100% | 0% | 0% | 1
8191 | 0% | 0% | 100% | 0% | 0% | 100% | 100% | 0% | 0% | 1
8192 | 0% | 0% | 100% | 0% | 0% | 100% | 100% | 0% | 0% | 1
8193 | 0% | 0% | 100% | 0% | 0% | 100% | 100% | 0% | 0% | 1
8194 | 6.9% | 0% | 100% | 0% | 0% | 100% | 100% | 6.9% | 0% | 1
8195 | 17.01% | 0% | 100% | 0% | 0% | 100% | 100% | 17.01% | 0% | 1
8196 | 14.31% | 0% | 100% | 0% | 0% | 100% | 100% | 14.31% | 0% | 1
8197 | 19.88% | 0% | 100% | 0% | 0% | 100% | 100% | 19.88% | 0% | 1
8198 | 13.2% | 0% | 100% | 0% | 0% | 100% | 100% | 13.2% | 0% | 1
8199 | 8.801% | 0% | 100% | 0% | 0% | 100% | 100% | 8.801% | 0% | 1
8200 | 0% | 0% | 100% | 0% | 0% | 100% | 100% | 0% | 0% | 1
8201 | 0% | 0% | 100% | 0% | 0% | 100% | 100% | 0% | 0% | 1
8202 | 0% | 0% | 100% | 0% | 0% | 100% | 100% | 0% | 0% | 1
8203 | 0% | 0% | 100% | 0% | 0% | 100% | 100% | 0% | 0% | 1
8204 | 0% | 0% | 100% | 0% | 0% | 100% | 100% | 0% | 0% | 1
8205 | 0% | 0% | 100% | 0% | 0% | 100% | 100% | 0% | 0% | 1
8206 | 0% | 0% | 100% | 0% | 0% | 100% | 100% | 0% | 0% | 1
8207 | 0% | 0% | 100% | 0% | 0% | 100% | 100% | 0% | 0% | 1
8208 | 0% | 0% | 100% | 0% | 0% | 100% | 100% | 0% | 0% | 1
8209 | 0% | 0% | 100% | 0% | 0% | 100% | 100% | 0% | 0% | 1
8210 | 0% | 0% | 100% | 0% | 0% | 100% | 100% | 0% | 0% | 1
8211 | 0% | 0% | 100% | 0% | 0% | 100% | 100% | 0% | 0% | 1
8212 | 0% | 0% | 100% | 0% | 0% | 100% | 100% | 0% | 0% | 1
8213 | 0% | 0% | 100% | 0% | 0% | 100% | 100% | 0% | 0% | 1
8214 | 0% | 0% | 100% | 0% | 0% | 100% | 100% | 0% | 0% | 1
8215 | 0% | 0% | 100% | 0% | 0% | 100% | 100% | 0% | 0% | 1
8216 | 0% | 0% | 100% | 0% | 0% | 100% | 100% | 0% | 0% | 1
8217 | 0% | 0% | 100% | 0% | 0% | 100% | 100% | 0% | 0% | 1
8218 | 5.208% | 0% | 100% | 0% | 0% | 100% | 100% | 5.208% | 0% | 1
8219 | 14.91% | 0% | 100% | 0% | 0% | 100% | 100% | 14.91% | 0% | 1
8220 | 15.16% | 0% | 100% | 0% | 0% | 100% | 100% | 15.16% | 0% | 1
8221 | 14.75% | 0% | 100% | 0% | 0% | 100% | 100% | 14.75% | 0% | 1
8222 | 10.36% | 0% | 100% | 0% | 0% | 100% | 100% | 10.36% | 0% | 1
8223 | 6.352% | 0% | 100% | 0% | 0% | 100% | 100% | 6.352% | 0% | 1
8224 | 0% | 0% | 100% | 0% | 0% | 100% | 100% | 0% | 0% | 1
8225 | 0% | 0% | 100% | 0% | 0% | 100% | 100% | 0% | 0% | 1
8226 | 0% | 0% | 100% | 0% | 0% | 100% | 100% | 0% | 0% | 1
8227 | 0% | 0% | 100% | 0% | 0% | 100% | 100% | 0% | 0% | 1
8228 | 0% | 0% | 100% | 0% | 0% | 100% | 100% | 0% | 0% | 1
8229 | 0% | 0% | 100% | 0% | 0% | 100% | 100% | 0% | 0% | 1
8230 | 0% | 0% | 100% | 0% | 0% | 100% | 100% | 0% | 0% | 1
8231 | 0% | 0% | 100% | 0% | 0% | 100% | 100% | 0% | 0% | 1
8232 | 0% | 0% | 100% | 0% | 0% | 100% | 100% | 0% | 0% | 1
8233 | 0% | 0% | 100% | 0% | 0% | 100% | 100% | 0% | 0% | 1
8234 | 0% | 0% | 100% | 0% | 0% | 100% | 100% | 0% | 0% | 1
8235 | 0% | 0% | 100% | 0% | 0% | 100% | 100% | 0% | 0% | 1
8236 | 0% | 0% | 100% | 0% | 0% | 100% | 100% | 0% | 0% | 1
8237 | 0% | 0% | 100% | 0% | 0% | 100% | 100% | 0% | 0% | 1
8238 | 0% | 0% | 100% | 0% | 0% | 100% | 100% | 0% | 0% | 1
8239 | 0% | 0% | 100% | 0% | 0% | 100% | 100% | 0% | 0% | 1
8240 | 0% | 0% | 100% | 0% | 0% | 100% | 100% | 0% | 0% | 1
8241 | 0% | 0% | 100% | 0% | 0% | 100% | 100% | 0% | 0% | 1
8242 | 14.21% | 0% | 100% | 0% | 0% | 100% | 100% | 14.21% | 0% | 1
8243 | 27.57% | 0% | 100% | 0% | 0% | 100% | 100% | 27.57% | 0% | 1
8244 | 28.45% | 0% | 100% | 0% | 0% | 100% | 100% | 28.45% | 0% | 1
8245 | 20.64% | 0% | 100% | 0% | 0% | 100% | 100% | 20.64% | 0% | 1
8246 | 19.95% | 0% | 100% | 0% | 0% | 100% | 100% | 19.95% | 0% | 1
8247 | 14.4% | 0% | 100% | 0% | 0% | 100% | 100% | 14.4% | 0% | 1
8248 | 1.032% | 0% | 100% | 0% | 0% | 100% | 100% | 1.032% | 0% | 1
8249 | 0% | 0% | 100% | 0% | 0% | 100% | 100% | 0% | 0% | 1
8250 | 0% | 0% | 100% | 0% | 0% | 100% | 100% | 0% | 0% | 1
8251 | 0% | 0% | 100% | 0% | 0% | 100% | 100% | 0% | 0% | 1
8252 | 0% | 0% | 100% | 0% | 0% | 100% | 100% | 0% | 0% | 1
8253 | 0% | 0% | 100% | 0% | 0% | 100% | 100% | 0% | 0% | 1
8254 | 0% | 0% | 100% | 0% | 0% | 100% | 100% | 0% | 0% | 1
8255 | 0% | 0% | 100% | 0% | 0% | 100% | 100% | 0% | 0% | 1
8256 | 0% | 0% | 100% | 0% | 0% | 100% | 100% | 0% | 0% | 1
8257 | 0% | 0% | 100% | 0% | 0% | 100% | 100% | 0% | 0% | 1
8258 | 0% | 0% | 100% | 0% | 0% | 100% | 100% | 0% | 0% | 1
8259 | 0% | 0% | 100% | 0% | 0% | 100% | 100% | 0% | 0% | 1
8260 | 0% | 0% | 100% | 0% | 0% | 100% | 100% | 0% | 0% | 1
8261 | 0% | 0% | 100% | 0% | 0% | 100% | 100% | 0% | 0% | 1
8262 | 0% | 0% | 100% | 0% | 0% | 100% | 100% | 0% | 0% | 1
8263 | 0% | 0% | 100% | 0% | 0% | 100% | 100% | 0% | 0% | 1
8264 | 0% | 0% | 100% | 0% | 0% | 100% | 100% | 0% | 0% | 1
8265 | 0.05092% | 0% | 100% | 0% | 0% | 100% | 100% | 0.05092% | 0% | 1
8266 | 11.02% | 0% | 100% | 0% | 0% | 100% | 100% | 11.02% | 0% | 1
8267 | 23.91% | 0% | 100% | 0% | 0% | 100% | 100% | 23.91% | 0% | 1
8268 | 21.33% | 0% | 100% | 0% | 0% | 100% | 100% | 21.33% | 0% | 1
8269 | 11.41% | 0% | 100% | 0% | 0% | 100% | 100% | 11.41% | 0% | 1
8270 | 18.6% | 0% | 100% | 0% | 0% | 100% | 100% | 18.6% | 0% | 1
8271 | 14.36% | 0% | 100% | 0% | 0% | 100% | 100% | 14.36% | 0% | 1
8272 | 6.772% | 0% | 100% | 0% | 0% | 100% | 100% | 6.772% | 0% | 1
8273 | 0% | 0% | 100% | 0% | 0% | 100% | 100% | 0% | 0% | 1
8274 | 0% | 0% | 100% | 0% | 0% | 100% | 100% | 0% | 0% | 1
8275 | 0% | 0% | 100% | 0% | 0% | 100% | 100% | 0% | 0% | 1
8276 | 0% | 0% | 100% | 0% | 0% | 100% | 100% | 0% | 0% | 1
8277 | 0% | 0% | 100% | 0% | 0% | 100% | 100% | 0% | 0% | 1
8278 | 0% | 0% | 100% | 0% | 0% | 100% | 100% | 0% | 0% | 1
8279 | 0% | 0% | 100% | 0% | 0% | 100% | 100% | 0% | 0% | 1
8280 | 0% | 0% | 100% | 0% | 0% | 100% | 100% | 0% | 0% | 1
8281 | 0% | 0% | 100% | 0% | 0% | 100% | 100% | 0% | 0% | 1
8282 | 0% | 0% | 100% | 0% | 0% | 100% | 100% | 0% | 0% | 1
8283 | 0% | 0% | 100% | 0% | 0% | 100% | 100% | 0% | 0% | 1
8284 | 0% | 0% | 100% | 0% | 0% | 100% | 100% | 0% | 0% | 1
8285 | 0% | 0% | 100% | 0% | 0% | 100% | 100% | 0% | 0% | 1
8286 | 0% | 0% | 100% | 0% | 0% | 100% | 100% | 0% | 0% | 1
8287 | 0% | 0% | 100% | 0% | 0% | 100% | 100% | 0% | 0% | 1
8288 | 0% | 0% | 100% | 0% | 0% | 100% | 100% | 0% | 0% | 1
8289 | 0.7913% | 0% | 100% | 0% | 0% | 100% | 100% | 0.7913% | 0% | 1
8290 | 9.21% | 0% | 100% | 0% | 0% | 100% | 100% | 9.21% | 0% | 1
8291 | 18.15% | 0% | 100% | 0% | 0% | 100% | 100% | 18.15% | 0% | 1
8292 | 21.48% | 0% | 100% | 0% | 0% | 100% | 100% | 21.48% | 0% | 1
8293 | 14.46% | 0% | 100% | 0% | 0% | 100% | 100% | 14.46% | 0% | 1
8294 | 24.27% | 0% | 100% | 0% | 0% | 100% | 100% | 24.27% | 0% | 1
8295 | 21.97% | 0% | 100% | 0% | 0% | 100% | 100% | 21.97% | 0% | 1
8296 | 16.87% | 0% | 100% | 0% | 0% | 100% | 100% | 16.87% | 0% | 1
8297 | 0% | 0% | 100% | 0% | 0% | 100% | 100% | 0% | 0% | 1
8298 | 0% | 0% | 100% | 0% | 0% | 100% | 100% | 0% | 0% | 1
8299 | 0% | 0% | 100% | 0% | 0% | 100% | 100% | 0% | 0% | 1
8300 | 0% | 0% | 100% | 0% | 0% | 100% | 100% | 0% | 0% | 1
8301 | 0% | 0% | 100% | 0% | 0% | 100% | 100% | 0% | 0% | 1
8302 | 0% | 0% | 100% | 0% | 0% | 100% | 100% | 0% | 0% | 1
8303 | 0% | 0% | 100% | 0% | 0% | 100% | 100% | 0% | 0% | 1
8304 | 0% | 0% | 100% | 0% | 0% | 100% | 100% | 0% | 0% | 1
8305 | 0% | 0% | 100% | 0% | 0% | 100% | 100% | 0% | 0% | 1
8306 | 0% | 0% | 100% | 0% | 0% | 100% | 100% | 0% | 0% | 1
8307 | 0% | 0% | 100% | 0% | 0% | 100% | 100% | 0% | 0% | 1
8308 | 0% | 0% | 100% | 0% | 0% | 100% | 100% | 0% | 0% | 1
8309 | 0% | 0% | 100% | 0% | 0% | 100% | 100% | 0% | 0% | 1
8310 | 0% | 0% | 100% | 0% | 0% | 100% | 100% | 0% | 0% | 1
8311 | 0% | 0% | 100% | 0% | 0% | 100% | 100% | 0% | 0% | 1
8312 | 0% | 0% | 100% | 0% | 0% | 100% | 100% | 0% | 0% | 1
8313 | 2.069% | 0% | 100% | 0% | 0% | 100% | 100% | 2.069% | 0% | 1
8314 | 10.77% | 0% | 100% | 0% | 0% | 100% | 100% | 10.77% | 0% | 1
8315 | 16.49% | 0% | 100% | 0% | 0% | 100% | 100% | 16.49% | 0% | 1
8316 | 21.2% | 0% | 100% | 0% | 0% | 100% | 100% | 21.2% | 0% | 1
8317 | 15.35% | 0% | 100% | 0% | 0% | 100% | 100% | 15.35% | 0% | 1
8318 | 23.51% | 0% | 100% | 0% | 0% | 100% | 100% | 23.51% | 0% | 1
8319 | 15.89% | 0% | 100% | 0% | 0% | 100% | 100% | 15.89% | 0% | 1
8320 | 9.237% | 0% | 100% | 0% | 0% | 100% | 100% | 9.237% | 0% | 1
8321 | 2.994% | 0% | 100% | 0% | 0% | 100% | 100% | 2.994% | 0% | 1
8322 | 0% | 0% | 100% | 0% | 0% | 100% | 100% | 0% | 0% | 1
8323 | 0% | 0% | 100% | 0% | 0% | 100% | 100% | 0% | 0% | 1
8324 | 0% | 0% | 100% | 0% | 0% | 100% | 100% | 0% | 0% | 1
8325 | 0% | 0% | 100% | 0% | 0% | 100% | 100% | 0% | 0% | 1
8326 | 0% | 0% | 100% | 0% | 0% | 100% | 100% | 0% | 0% | 1
8327 | 0% | 0% | 100% | 0% | 0% | 100% | 100% | 0% | 0% | 1
8328 | 0% | 0% | 100% | 0% | 0% | 100% | 100% | 0% | 0% | 1
8329 | 0% | 0% | 100% | 0% | 0% | 100% | 100% | 0% | 0% | 1
8330 | 0% | 0% | 100% | 0% | 0% | 100% | 100% | 0% | 0% | 1
8331 | 0% | 0% | 100% | 0% | 0% | 100% | 100% | 0% | 0% | 1
8332 | 0% | 0% | 100% | 0% | 0% | 100% | 100% | 0% | 0% | 1
8333 | 0% | 0% | 100% | 0% | 0% | 100% | 100% | 0% | 0% | 1
8334 | 0% | 0% | 100% | 0% | 0% | 100% | 100% | 0% | 0% | 1
8335 | 0% | 0% | 100% | 0% | 0% | 100% | 100% | 0% | 0% | 1
8336 | 0% | 0% | 100% | 0% | 0% | 100% | 100% | 0% | 0% | 1
8337 | 1.904% | 0% | 100% | 0% | 0% | 100% | 100% | 1.904% | 0% | 1
8338 | 14.39% | 0% | 100% | 0% | 0% | 100% | 100% | 14.39% | 0% | 1
8339 | 19.28% | 0.7004% | 100% | 0% | 0% | 100% | 100% | 19.28% | 0.7004% | 1
8340 | 26.12% | 0.4642% | 100% | 0% | 0% | 100% | 100% | 26.12% | 0.4642% | 1
8341 | 27.02% | 3.632% | 100% | 0% | 0% | 100% | 100% | 27.02% | 3.632% | 1
8342 | 22.85% | 3.175% | 100% | 0% | 0% | 100% | 100% | 22.85% | 3.175% | 1
8343 | 17% | 5.269% | 100% | 0% | 0% | 100% | 100% | 17% | 5.269% | 1
8344 | 5.391% | 4.179% | 100% | 0% | 0% | 100% | 100% | 5.391% | 4.179% | 1
8345 | 2.118% | 3.394% | 100% | 0% | 0% | 100% | 100% | 2.118% | 3.394% | 1
8346 | 0% | 1.403% | 100% | 0% | 0% | 100% | 100% | 0% | 1.403% | 1
8347 | 0% | 1.647% | 100% | 0% | 0% | 100% | 100% | 0% | 1.647% | 1
8348 | 0% | 2.286% | 100% | 0% | 0% | 100% | 100% | 0% | 2.286% | 1
8349 | 0% | 2.8% | 100% | 0% | 0% | 100% | 100% | 0% | 2.8% | 1
8350 | 0% | 3.394% | 100% | 0% | 0% | 100% | 100% | 0% | 3.394% | 1
8351 | 0% | 1.915% | 100% | 0% | 0% | 100% | 100% | 0% | 1.915% | 1
8352 | 0% | 1.756% | 100% | 0% | 0% | 100% | 100% | 0% | 1.756% | 1
8353 | 0% | 0% | 100% | 0% | 0% | 100% | 100% | 0% | 0% | 1
8354 | 0% | 0% | 100% | 0% | 0% | 100% | 100% | 0% | 0% | 1
8355 | 0% | 0.3042% | 100% | 0% | 0% | 100% | 100% | 0% | 0.3042% | 1
8356 | 0% | 0% | 100% | 0% | 0% | 100% | 100% | 0% | 0% | 1
8357 | 0% | 0% | 100% | 0% | 0% | 100% | 100% | 0% | 0% | 1
8358 | 0% | 0.2298% | 100% | 0% | 0% | 100% | 100% | 0% | 0.2298% | 1
8359 | 0% | 0% | 100% | 0% | 0% | 100% | 100% | 0% | 0% | 1
8360 | 0% | 0% | 100% | 0% | 0% | 100% | 100% | 0% | 0% | 1
8361 | 1.627% | 0% | 100% | 0% | 0% | 100% | 100% | 1.627% | 0% | 1
8362 | 16.04% | 0% | 100% | 0% | 0% | 100% | 100% | 16.04% | 0% | 1
8363 | 26.35% | 0.5267% | 100% | 0% | 0% | 100% | 100% | 26.35% | 0.5267% | 1
8364 | 29.38% | 1.978% | 100% | 0% | 0% | 100% | 100% | 29.38% | 1.978% | 1
8365 | 32.5% | 4.712% | 100% | 0% | 0% | 100% | 100% | 32.5% | 4.712% | 1
8366 | 19.5% | 4.638% | 100% | 0% | 0% | 100% | 100% | 19.5% | 4.638% | 1
8367 | 20.92% | 6.249% | 100% | 0% | 0% | 100% | 100% | 20.92% | 6.249% | 1
8368 | 5.627% | 4.807% | 100% | 0% | 0% | 100% | 100% | 5.627% | 4.807% | 1
8369 | 0.3376% | 3.644% | 100% | 0% | 0% | 100% | 100% | 0.3376% | 3.644% | 1
8370 | 0% | 1.071% | 100% | 0% | 0% | 100% | 100% | 0% | 1.071% | 1
8371 | 0% | 1.693% | 100% | 0% | 0% | 100% | 100% | 0% | 1.693% | 1
8372 | 0% | 1.108% | 100% | 0% | 0% | 100% | 100% | 0% | 1.108% | 1
8373 | 0% | 0.1188% | 100% | 0% | 0% | 100% | 100% | 0% | 0.1188% | 1
8374 | 0% | 0% | 100% | 0% | 0% | 100% | 100% | 0% | 0% | 1
8375 | 0% | 0% | 100% | 0% | 0% | 100% | 100% | 0% | 0% | 1
8376 | 0% | 0% | 100% | 0% | 0% | 100% | 100% | 0% | 0% | 1
8377 | 0% | 0.1912% | 100% | 0% | 0% | 100% | 100% | 0% | 0.1912% | 1
8378 | 0% | 0% | 100% | 0% | 0% | 100% | 100% | 0% | 0% | 1
8379 | 0% | 0% | 100% | 0% | 0% | 100% | 100% | 0% | 0% | 1
8380 | 0% | 0% | 100% | 0% | 0% | 100% | 100% | 0% | 0% | 1
8381 | 0% | 0% | 100% | 0% | 0% | 100% | 100% | 0% | 0% | 1
8382 | 0% | 0% | 100% | 0% | 0% | 100% | 100% | 0% | 0% | 1
8383 | 0% | 0% | 100% | 0% | 0% | 100% | 100% | 0% | 0% | 1
8384 | 0% | 0% | 100% | 0% | 0% | 100% | 100% | 0% | 0% | 1
8385 | 1.416% | 0% | 100% | 0% | 0% | 100% | 100% | 1.416% | 0% | 1
8386 | 14.65% | 0% | 100% | 0% | 0% | 100% | 100% | 14.65% | 0% | 1
8387 | 27.56% | 0% | 100% | 0% | 0% | 100% | 100% | 27.56% | 0% | 1
8388 | 31.23% | 0% | 100% | 0% | 0% | 100% | 100% | 31.23% | 0% | 1
8389 | 31.23% | 0.2778% | 100% | 0% | 0% | 100% | 100% | 31.23% | 0.2778% | 1
8390 | 23.04% | 2.653% | 100% | 0% | 0% | 100% | 100% | 23.04% | 2.653% | 1
8391 | 28.26% | 4.67% | 100% | 0% | 0% | 100% | 100% | 28.26% | 4.67% | 1
8392 | 10.78% | 2.905% | 100% | 0% | 0% | 100% | 100% | 10.78% | 2.905% | 1
8393 | 0.199% | 0.3842% | 100% | 0% | 0% | 100% | 100% | 0.199% | 0.3842% | 1
8394 | 0% | 0% | 100% | 0% | 0% | 100% | 100% | 0% | 0% | 1
8395 | 0% | 0% | 100% | 0% | 0% | 100% | 100% | 0% | 0% | 1
8396 | 0% | 0% | 100% | 0% | 0% | 100% | 100% | 0% | 0% | 1
8397 | 0% | 0% | 100% | 0% | 0% | 100% | 100% | 0% | 0% | 1
8398 | 0% | 0% | 100% | 0% | 0% | 100% | 100% | 0% | 0% | 1
8399 | 0% | 0% | 100% | 0% | 0% | 100% | 100% | 0% | 0% | 1
8400 | 0% | 0% | 100% | 0% | 0% | 100% | 100% | 0% | 0% | 1
8401 | 0% | 0% | 100% | 0% | 0% | 100% | 100% | 0% | 0% | 1
8402 | 0% | 0% | 100% | 0% | 0% | 100% | 100% | 0% | 0% | 1
8403 | 0% | 0% | 100% | 0% | 0% | 100% | 100% | 0% | 0% | 1
8404 | 0% | 0% | 100% | 0% | 0% | 100% | 100% | 0% | 0% | 1
8405 | 0% | 0% | 100% | 0% | 0% | 100% | 100% | 0% | 0% | 1
8406 | 0% | 0% | 100% | 0% | 0% | 100% | 100% | 0% | 0% | 1
8407 | 0% | 0% | 100% | 0% | 0% | 100% | 100% | 0% | 0% | 1
8408 | 0% | 0% | 100% | 0% | 0% | 100% | 100% | 0% | 0% | 1
8409 | 5.043% | 0% | 100% | 0% | 0% | 100% | 100% | 5.043% | 0% | 1
8410 | 21.53% | 0% | 100% | 0% | 0% | 100% | 100% | 21.53% | 0% | 1
8411 | 29.33% | 0% | 100% | 0% | 0% | 100% | 100% | 29.33% | 0% | 1
8412 | 29.67% | 0% | 100% | 0% | 0% | 100% | 100% | 29.67% | 0% | 1
8413 | 26.89% | 0% | 100% | 0% | 0% | 100% | 100% | 26.89% | 0% | 1
8414 | 24.77% | 2.155% | 100% | 0% | 0% | 100% | 100% | 24.77% | 2.155% | 1
8415 | 25.98% | 1.05% | 100% | 0% | 0% | 100% | 100% | 25.98% | 1.05% | 1
8416 | 10.98% | 0% | 100% | 0% | 0% | 100% | 100% | 10.98% | 0% | 1
8417 | 0% | 0% | 100% | 0% | 0% | 100% | 100% | 0% | 0% | 1
8418 | 0% | 0% | 100% | 0% | 0% | 100% | 100% | 0% | 0% | 1
8419 | 0% | 0% | 100% | 0% | 0% | 100% | 100% | 0% | 0% | 1
8420 | 0% | 0% | 100% | 0% | 0% | 100% | 100% | 0% | 0% | 1
8421 | 0% | 0% | 100% | 0% | 0% | 100% | 100% | 0% | 0% | 1
8422 | 0% | 0% | 100% | 0% | 0% | 100% | 100% | 0% | 0% | 1
8423 | 0% | 0% | 100% | 0% | 0% | 100% | 100% | 0% | 0% | 1
8424 | 0% | 0% | 100% | 0% | 0% | 100% | 100% | 0% | 0% | 1
8425 | 0% | 0% | 100% | 0% | 0% | 100% | 100% | 0% | 0% | 1
8426 | 0% | 0% | 100% | 0% | 0% | 100% | 100% | 0% | 0% | 1
8427 | 0% | 0% | 100% | 0% | 0% | 100% | 100% | 0% | 0% | 1
8428 | 0% | 0% | 100% | 0% | 0% | 100% | 100% | 0% | 0% | 1
8429 | 0% | 0% | 100% | 0% | 0% | 100% | 100% | 0% | 0% | 1
8430 | 0% | 0% | 100% | 0% | 0% | 100% | 100% | 0% | 0% | 1
8431 | 0% | 0% | 100% | 0% | 0% | 100% | 100% | 0% | 0% | 1
8432 | 0% | 0% | 100% | 0% | 0% | 100% | 100% | 0% | 0% | 1
8433 | 1.635% | 0% | 100% | 0% | 0% | 100% | 100% | 1.635% | 0% | 1
8434 | 12.64% | 0% | 100% | 0% | 0% | 100% | 100% | 12.64% | 0% | 1
8435 | 20.53% | 0% | 100% | 0% | 0% | 100% | 100% | 20.53% | 0% | 1
8436 | 19.33% | 0% | 100% | 0% | 0% | 100% | 100% | 19.33% | 0% | 1
8437 | 15.01% | 0% | 100% | 0% | 0% | 100% | 100% | 15.01% | 0% | 1
8438 | 15.79% | 2.19% | 100% | 0% | 0% | 100% | 100% | 15.79% | 2.19% | 1
8439 | 11.83% | 1.729% | 100% | 0% | 0% | 100% | 100% | 11.83% | 1.729% | 1
8440 | 2.845% | 0% | 100% | 0% | 0% | 100% | 100% | 2.845% | 0% | 1
8441 | 0% | 0.1816% | 100% | 0% | 0% | 100% | 100% | 0% | 0.1816% | 1
8442 | 0% | 0.06736% | 100% | 0% | 0% | 100% | 100% | 0% | 0.06736% | 1
8443 | 0% | 0% | 100% | 0% | 0% | 100% | 100% | 0% | 0% | 1
8444 | 0% | 0% | 100% | 0% | 0% | 100% | 100% | 0% | 0% | 1
8445 | 0% | 0.3837% | 100% | 0% | 0% | 100% | 100% | 0% | 0.3837% | 1
8446 | 0% | 0% | 100% | 0% | 0% | 100% | 100% | 0% | 0% | 1
8447 | 0% | 0% | 100% | 0% | 0% | 100% | 100% | 0% | 0% | 1
8448 | 0% | 0% | 100% | 0% | 0% | 100% | 100% | 0% | 0% | 1
8449 | 0% | 0% | 100% | 0% | 0% | 100% | 100% | 0% | 0% | 1
8450 | 0% | 0% | 100% | 0% | 0% | 100% | 100% | 0% | 0% | 1
8451 | 0% | 0% | 100% | 0% | 0% | 100% | 100% | 0% | 0% | 1
8452 | 0% | 0% | 100% | 0% | 0% | 100% | 100% | 0% | 0% | 1
8453 | 0% | 0% | 100% | 0% | 0% | 100% | 100% | 0% | 0% | 1
8454 | 0% | 0% | 100% | 0% | 0% | 100% | 100% | 0% | 0% | 1
8455 | 0% | 0% | 100% | 0% | 0% | 100% | 100% | 0% | 0% | 1
8456 | 0% | 0% | 100% | 0% | 0% | 100% | 100% | 0% | 0% | 1
8457 | 0% | 0% | 100% | 0% | 0% | 100% | 100% | 0% | 0% | 1
8458 | 5.277% | 0% | 100% | 0% | 0% | 100% | 100% | 5.277% | 0% | 1
8459 | 10.64% | 0% | 100% | 0% | 0% | 100% | 100% | 10.64% | 0% | 1
8460 | 14.43% | 0.2202% | 100% | 0% | 0% | 100% | 100% | 14.43% | 0.2202% | 1
8461 | 6.051% | 3.266% | 100% | 0% | 0% | 100% | 100% | 6.051% | 3.266% | 1
8462 | 4.03% | 5.092% | 100% | 0% | 0% | 100% | 100% | 4.03% | 5.092% | 1
8463 | 2.994% | 4.348% | 100% | 0% | 0% | 100% | 100% | 2.994% | 4.348% | 1
8464 | 0% | 2.375% | 100% | 0% | 0% | 100% | 100% | 0% | 2.375% | 1
8465 | 0% | 3.048% | 100% | 0% | 0% | 100% | 100% | 0% | 3.048% | 1
8466 | 0% | 3.865% | 100% | 0% | 0% | 100% | 100% | 0% | 3.865% | 1
8467 | 0% | 2.377% | 100% | 0% | 0% | 100% | 100% | 0% | 2.377% | 1
8468 | 0% | 4.21% | 100% | 0% | 0% | 100% | 100% | 0% | 4.21% | 1
8469 | 0% | 5.829% | 100% | 0% | 0% | 100% | 100% | 0% | 5.829% | 1
8470 | 0% | 3.305% | 100% | 0% | 0% | 100% | 100% | 0% | 3.305% | 1
8471 | 0% | 1.013% | 100% | 0% | 0% | 100% | 100% | 0% | 1.013% | 1
8472 | 0% | 1.529% | 100% | 0% | 0% | 100% | 100% | 0% | 1.529% | 1
8473 | 0% | 0% | 100% | 0% | 0% | 100% | 100% | 0% | 0% | 1
8474 | 0% | 0% | 100% | 0% | 0% | 100% | 100% | 0% | 0% | 1
8475 | 0% | 0% | 100% | 0% | 0% | 100% | 100% | 0% | 0% | 1
8476 | 0% | 0% | 100% | 0% | 0% | 100% | 100% | 0% | 0% | 1
8477 | 0% | 0% | 100% | 0% | 0% | 100% | 100% | 0% | 0% | 1
8478 | 0% | 0% | 100% | 0% | 0% | 100% | 100% | 0% | 0% | 1
8479 | 0% | 0% | 100% | 0% | 0% | 100% | 100% | 0% | 0% | 1
8480 | 0% | 0% | 100% | 0% | 0% | 100% | 100% | 0% | 0% | 1
8481 | 0% | 0% | 100% | 0% | 0% | 100% | 100% | 0% | 0% | 1
8482 | 5.662% | 0% | 100% | 0% | 0% | 100% | 100% | 5.662% | 0% | 1
8483 | 14.99% | 0.1796% | 100% | 0% | 0% | 100% | 100% | 14.99% | 0.1796% | 1
8484 | 20.29% | 2.7% | 100% | 0% | 0% | 100% | 100% | 20.29% | 2.7% | 1
8485 | 11.52% | 1.66% | 100% | 0% | 0% | 100% | 100% | 11.52% | 1.66% | 1
8486 | 3.561% | 2.503% | 100% | 0% | 0% | 100% | 100% | 3.561% | 2.503% | 1
8487 | 0.4358% | 2.606% | 100% | 0% | 0% | 100% | 100% | 0.4358% | 2.606% | 1
8488 | 0% | 1.854% | 100% | 0% | 0% | 100% | 100% | 0% | 1.854% | 1
8489 | 0% | 1.111% | 100% | 0% | 0% | 100% | 100% | 0% | 1.111% | 1
8490 | 0% | 0.6064% | 100% | 0% | 0% | 100% | 100% | 0% | 0.6064% | 1
8491 | 0% | 0% | 100% | 0% | 0% | 100% | 100% | 0% | 0% | 1
8492 | 0% | 0.6065% | 100% | 0% | 0% | 100% | 100% | 0% | 0.6065% | 1
8493 | 0% | 3.611% | 100% | 0% | 0% | 100% | 100% | 0% | 3.611% | 1
8494 | 0% | 2.568% | 100% | 0% | 0% | 100% | 100% | 0% | 2.568% | 1
8495 | 0% | 0.5344% | 100% | 0% | 0% | 100% | 100% | 0% | 0.5344% | 1
8496 | 0% | 1.031% | 100% | 0% | 0% | 100% | 100% | 0% | 1.031% | 1
8497 | 0% | 0% | 100% | 0% | 0% | 100% | 100% | 0% | 0% | 1
8498 | 0% | 0% | 100% | 0% | 0% | 100% | 100% | 0% | 0% | 1
8499 | 0% | 0% | 100% | 0% | 0% | 100% | 100% | 0% | 0% | 1
8500 | 0% | 0% | 100% | 0% | 0% | 100% | 100% | 0% | 0% | 1
8501 | 0% | 0% | 100% | 0% | 0% | 100% | 100% | 0% | 0% | 1
8502 | 0% | 0% | 100% | 0% | 0% | 100% | 100% | 0% | 0% | 1
8503 | 0% | 0% | 100% | 0% | 0% | 100% | 100% | 0% | 0% | 1
8504 | 0% | 0% | 100% | 0% | 0% | 100% | 100% | 0% | 0% | 1
8505 | 0% | 1.183% | 100% | 0% | 0% | 100% | 100% | 0% | 1.183% | 1
8506 | 13.16% | 0.4652% | 100% | 0% | 0% | 100% | 100% | 13.16% | 0.4652% | 1
8507 | 17.64% | 1.49% | 100% | 0% | 0% | 100% | 100% | 17.64% | 1.49% | 1
8508 | 28.25% | 4.474% | 100% | 0% | 0% | 100% | 100% | 28.25% | 4.474% | 1
8509 | 22.01% | 4.29% | 100% | 0% | 0% | 100% | 100% | 22.01% | 4.29% | 1
8510 | 11.55% | 4.009% | 100% | 0% | 0% | 100% | 100% | 11.55% | 4.009% | 1
8511 | 6.449% | 3.588% | 100% | 0% | 0% | 100% | 100% | 6.449% | 3.588% | 1
8512 | 0% | 2.909% | 100% | 0% | 0% | 100% | 100% | 0% | 2.909% | 1
8513 | 0% | 1.285% | 100% | 0% | 0% | 100% | 100% | 0% | 1.285% | 1
8514 | 0% | 0.7587% | 100% | 0% | 0% | 100% | 100% | 0% | 0.7587% | 1
8515 | 0% | 0% | 100% | 0% | 0% | 100% | 100% | 0% | 0% | 1
8516 | 0% | 0.7098% | 100% | 0% | 0% | 100% | 100% | 0% | 0.7098% | 1
8517 | 0% | 2.608% | 100% | 0% | 0% | 100% | 100% | 0% | 2.608% | 1
8518 | 0% | 2.469% | 100% | 0% | 0% | 100% | 100% | 0% | 2.469% | 1
8519 | 0% | 3.036% | 100% | 0% | 0% | 100% | 100% | 0% | 3.036% | 1
8520 | 0% | 2.654% | 100% | 0% | 0% | 100% | 100% | 0% | 2.654% | 1
8521 | 0% | 0% | 100% | 0% | 0% | 100% | 100% | 0% | 0% | 1
8522 | 0% | 0% | 100% | 0% | 0% | 100% | 100% | 0% | 0% | 1
8523 | 0% | 0% | 100% | 0% | 0% | 100% | 100% | 0% | 0% | 1
8524 | 0% | 0% | 100% | 0% | 0% | 100% | 100% | 0% | 0% | 1
8525 | 0% | 0% | 100% | 0% | 0% | 100% | 100% | 0% | 0% | 1
8526 | 0% | 0.1553% | 100% | 0% | 0% | 100% | 100% | 0% | 0.1553% | 1
8527 | 0% | 0.953% | 100% | 0% | 0% | 100% | 100% | 0% | 0.953% | 1
8528 | 0% | 0.5789% | 100% | 0% | 0% | 100% | 100% | 0% | 0.5789% | 1
8529 | 1.193% | 1.015% | 100% | 0% | 0% | 100% | 100% | 1.193% | 1.015% | 1
8530 | 22.69% | 0.1861% | 100% | 0% | 0% | 100% | 100% | 22.69% | 0.1861% | 1
8531 | 26.5% | 1.359% | 100% | 0% | 0% | 100% | 100% | 26.5% | 1.359% | 1
8532 | 30.77% | 4.365% | 100% | 0% | 0% | 100% | 100% | 30.77% | 4.365% | 1
8533 | 33.27% | 3.346% | 100% | 0% | 0% | 100% | 100% | 33.27% | 3.346% | 1
8534 | 24.39% | 3.697% | 100% | 0% | 0% | 100% | 100% | 24.39% | 3.697% | 1
8535 | 17.19% | 3.702% | 100% | 0% | 0% | 100% | 100% | 17.19% | 3.702% | 1
8536 | 8.534% | 4.089% | 100% | 0% | 0% | 100% | 100% | 8.534% | 4.089% | 1
8537 | 0.7155% | 3.619% | 100% | 0% | 0% | 100% | 100% | 0.7155% | 3.619% | 1
8538 | 0% | 2.463% | 100% | 0% | 0% | 100% | 100% | 0% | 2.463% | 1
8539 | 0% | 0% | 100% | 0% | 0% | 100% | 100% | 0% | 0% | 1
8540 | 0% | 1.754% | 100% | 0% | 0% | 100% | 100% | 0% | 1.754% | 1
8541 | 0% | 3.34% | 100% | 0% | 0% | 100% | 100% | 0% | 3.34% | 1
8542 | 0% | 3.831% | 100% | 0% | 0% | 100% | 100% | 0% | 3.831% | 1
8543 | 0% | 3.071% | 100% | 0% | 0% | 100% | 100% | 0% | 3.071% | 1
8544 | 0% | 2.268% | 100% | 0% | 0% | 100% | 100% | 0% | 2.268% | 1
8545 | 0% | 0.01969% | 100% | 0% | 0% | 100% | 100% | 0% | 0.01969% | 1
8546 | 0% | 0% | 100% | 0% | 0% | 100% | 100% | 0% | 0% | 1
8547 | 0% | 0% | 100% | 0% | 0% | 100% | 100% | 0% | 0% | 1
8548 | 0% | 0% | 100% | 0% | 0% | 100% | 100% | 0% | 0% | 1
8549 | 0% | 0% | 100% | 0% | 0% | 100% | 100% | 0% | 0% | 1
8550 | 0% | 0% | 100% | 0% | 0% | 100% | 100% | 0% | 0% | 1
8551 | 0% | 0% | 100% | 0% | 0% | 100% | 100% | 0% | 0% | 1
8552 | 0% | 0% | 100% | 0% | 0% | 100% | 100% | 0% | 0% | 1
8553 | 0% | 0.8845% | 100% | 0% | 0% | 100% | 100% | 0% | 0.8845% | 1
8554 | 18.13% | 0% | 100% | 0% | 0% | 100% | 100% | 18.13% | 0% | 1
8555 | 23.06% | 1.118% | 100% | 0% | 0% | 100% | 100% | 23.06% | 1.118% | 1
8556 | 29.11% | 3.899% | 100% | 0% | 0% | 100% | 100% | 29.11% | 3.899% | 1
8557 | 32.03% | 3.941% | 100% | 0% | 0% | 100% | 100% | 32.03% | 3.941% | 1
8558 | 27.06% | 4.14% | 100% | 0% | 0% | 100% | 100% | 27.06% | 4.14% | 1
8559 | 20.31% | 4.327% | 100% | 0% | 0% | 100% | 100% | 20.31% | 4.327% | 1
8560 | 8.467% | 4.629% | 100% | 0% | 0% | 100% | 100% | 8.467% | 4.629% | 1
8561 | 0.1626% | 4.361% | 100% | 0% | 0% | 100% | 100% | 0.1626% | 4.361% | 1
8562 | 0% | 3.314% | 100% | 0% | 0% | 100% | 100% | 0% | 3.314% | 1
8563 | 0% | 0.7578% | 100% | 0% | 0% | 100% | 100% | 0% | 0.7578% | 1
8564 | 0% | 2.313% | 100% | 0% | 0% | 100% | 100% | 0% | 2.313% | 1
8565 | 0% | 3.167% | 100% | 0% | 0% | 100% | 100% | 0% | 3.167% | 1
8566 | 0% | 3.412% | 100% | 0% | 0% | 100% | 100% | 0% | 3.412% | 1
8567 | 0% | 2.869% | 100% | 0% | 0% | 100% | 100% | 0% | 2.869% | 1
8568 | 0% | 2.107% | 100% | 0% | 0% | 100% | 100% | 0% | 2.107% | 1
8569 | 0% | 0.2451% | 100% | 0% | 0% | 100% | 100% | 0% | 0.2451% | 1
8570 | 0% | 0% | 100% | 0% | 0% | 100% | 100% | 0% | 0% | 1
8571 | 0% | 0% | 100% | 0% | 0% | 100% | 100% | 0% | 0% | 1
8572 | 0% | 0% | 100% | 0% | 0% | 100% | 100% | 0% | 0% | 1
8573 | 0% | 0% | 100% | 0% | 0% | 100% | 100% | 0% | 0% | 1
8574 | 0% | 0% | 100% | 0% | 0% | 100% | 100% | 0% | 0% | 1
8575 | 0% | 0% | 100% | 0% | 0% | 100% | 100% | 0% | 0% | 1
8576 | 0% | 0% | 100% | 0% | 0% | 100% | 100% | 0% | 0% | 1
8577 | 1.066% | 0% | 100% | 0% | 0% | 100% | 100% | 1.066% | 0% | 1
8578 | 20.96% | 0.2548% | 100% | 0% | 0% | 100% | 100% | 20.96% | 0.2548% | 1
8579 | 28.01% | 2.967% | 100% | 0% | 0% | 100% | 100% | 28.01% | 2.967% | 1
8580 | 28.01% | 4.001% | 100% | 0% | 0% | 100% | 100% | 28.01% | 4.001% | 1
8581 | 25.5% | 3.519% | 100% | 0% | 0% | 100% | 100% | 25.5% | 3.519% | 1
8582 | 29.31% | 4.297% | 100% | 0% | 0% | 100% | 100% | 29.31% | 4.297% | 1
8583 | 27.75% | 5.038% | 100% | 0% | 0% | 100% | 100% | 27.75% | 5.038% | 1
8584 | 13.59% | 6.266% | 100% | 0% | 0% | 100% | 100% | 13.59% | 6.266% | 1
8585 | 0.5846% | 5.36% | 100% | 0% | 0% | 100% | 100% | 0.5846% | 5.36% | 1
8586 | 0% | 3.819% | 100% | 0% | 0% | 100% | 100% | 0% | 3.819% | 1
8587 | 0% | 1.489% | 100% | 0% | 0% | 100% | 100% | 0% | 1.489% | 1
8588 | 0% | 1.778% | 100% | 0% | 0% | 100% | 100% | 0% | 1.778% | 1
8589 | 0% | 2.605% | 100% | 0% | 0% | 100% | 100% | 0% | 2.605% | 1
8590 | 0% | 1.521% | 100% | 0% | 0% | 100% | 100% | 0% | 1.521% | 1
8591 | 0% | 0.0005082% | 100% | 0% | 0% | 100% | 100% | 0% | 0.0005082% | 1
8592 | 0% | 0% | 100% | 0% | 0% | 100% | 100% | 0% | 0% | 1
8593 | 0% | 0.2904% | 100% | 0% | 0% | 100% | 100% | 0% | 0.2904% | 1
8594 | 0% | 0% | 100% | 0% | 0% | 100% | 100% | 0% | 0% | 1
8595 | 0% | 0% | 100% | 0% | 0% | 100% | 100% | 0% | 0% | 1
8596 | 0% | 0% | 100% | 0% | 0% | 100% | 100% | 0% | 0% | 1
8597 | 0% | 0% | 100% | 0% | 0% | 100% | 100% | 0% | 0% | 1
8598 | 0% | 0% | 100% | 0% | 0% | 100% | 100% | 0% | 0% | 1
8599 | 0% | 0% | 100% | 0% | 0% | 100% | 100% | 0% | 0% | 1
8600 | 0% | 0% | 100% | 0% | 0% | 100% | 100% | 0% | 0% | 1
8601 | 0% | 0% | 100% | 0% | 0% | 100% | 100% | 0% | 0% | 1
8602 | 10.93% | 0% | 100% | 0% | 0% | 100% | 100% | 10.93% | 0% | 1
8603 | 18.54% | 0% | 100% | 0% | 0% | 100% | 100% | 18.54% | 0% | 1
8604 | 16.63% | 0% | 100% | 0% | 0% | 100% | 100% | 16.63% | 0% | 1
8605 | 11.94% | 0% | 100% | 0% | 0% | 100% | 100% | 11.94% | 0% | 1
8606 | 16.73% | 0% | 100% | 0% | 0% | 100% | 100% | 16.73% | 0% | 1
8607 | 15.49% | 1.386% | 100% | 0% | 0% | 100% | 100% | 15.49% | 1.386% | 1
8608 | 4.023% | 1.088% | 100% | 0% | 0% | 100% | 100% | 4.023% | 1.088% | 1
8609 | 0% | 0% | 100% | 0% | 0% | 100% | 100% | 0% | 0% | 1
8610 | 0% | 0% | 100% | 0% | 0% | 100% | 100% | 0% | 0% | 1
8611 | 0% | 0% | 100% | 0% | 0% | 100% | 100% | 0% | 0% | 1
8612 | 0% | 0% | 100% | 0% | 0% | 100% | 100% | 0% | 0% | 1
8613 | 0% | 0% | 100% | 0% | 0% | 100% | 100% | 0% | 0% | 1
8614 | 0% | 0% | 100% | 0% | 0% | 100% | 100% | 0% | 0% | 1
8615 | 0% | 0% | 100% | 0% | 0% | 100% | 100% | 0% | 0% | 1
8616 | 0% | 0% | 100% | 0% | 0% | 100% | 100% | 0% | 0% | 1
8617 | 0% | 0% | 100% | 0% | 0% | 100% | 100% | 0% | 0% | 1
8618 | 0% | 0% | 100% | 0% | 0% | 100% | 100% | 0% | 0% | 1
8619 | 0% | 0% | 100% | 0% | 0% | 100% | 100% | 0% | 0% | 1
8620 | 0% | 0% | 100% | 0% | 0% | 100% | 100% | 0% | 0% | 1
8621 | 0% | 0% | 100% | 0% | 0% | 100% | 100% | 0% | 0% | 1
8622 | 0% | 0% | 100% | 0% | 0% | 100% | 100% | 0% | 0% | 1
8623 | 0% | 0% | 100% | 0% | 0% | 100% | 100% | 0% | 0% | 1
8624 | 0% | 0% | 100% | 0% | 0% | 100% | 100% | 0% | 0% | 1
8625 | 0% | 0% | 100% | 0% | 0% | 100% | 100% | 0% | 0% | 1
8626 | 14.18% | 0% | 100% | 0% | 0% | 100% | 100% | 14.18% | 0% | 1
8627 | 21.84% | 0% | 100% | 0% | 0% | 100% | 100% | 21.84% | 0% | 1
8628 | 19.89% | 0% | 100% | 0% | 0% | 100% | 100% | 19.89% | 0% | 1
8629 | 12.02% | 0% | 100% | 0% | 0% | 100% | 100% | 12.02% | 0% | 1
8630 | 17.22% | 0% | 100% | 0% | 0% | 100% | 100% | 17.22% | 0% | 1
8631 | 16.34% | 0% | 100% | 0% | 0% | 100% | 100% | 16.34% | 0% | 1
8632 | 6.567% | 0% | 100% | 0% | 0% | 100% | 100% | 6.567% | 0% | 1
8633 | 0% | 0% | 100% | 0% | 0% | 100% | 100% | 0% | 0% | 1
8634 | 0% | 0% | 100% | 0% | 0% | 100% | 100% | 0% | 0% | 1
8635 | 0% | 0% | 100% | 0% | 0% | 100% | 100% | 0% | 0% | 1
8636 | 0% | 0% | 100% | 0% | 0% | 100% | 100% | 0% | 0% | 1
8637 | 0% | 0% | 100% | 0% | 0% | 100% | 100% | 0% | 0% | 1
8638 | 0% | 0% | 100% | 0% | 0% | 100% | 100% | 0% | 0% | 1
8639 | 0% | 0% | 100% | 0% | 0% | 100% | 100% | 0% | 0% | 1
8640 | 0% | 0% | 100% | 0% | 0% | 100% | 100% | 0% | 0% | 1
8641 | 0% | 0% | 100% | 0% | 0% | 100% | 100% | 0% | 0% | 1
8642 | 0% | 0% | 100% | 0% | 0% | 100% | 100% | 0% | 0% | 1
8643 | 0% | 0% | 100% | 0% | 0% | 100% | 100% | 0% | 0% | 1
8644 | 0% | 0% | 100% | 0% | 0% | 100% | 100% | 0% | 0% | 1
8645 | 0% | 0% | 100% | 0% | 0% | 100% | 100% | 0% | 0% | 1
8646 | 0% | 0% | 100% | 0% | 0% | 100% | 100% | 0% | 0% | 1
8647 | 0% | 0% | 100% | 0% | 0% | 100% | 100% | 0% | 0% | 1
8648 | 0% | 0% | 100% | 0% | 0% | 100% | 100% | 0% | 0% | 1
8649 | 0% | 0% | 100% | 0% | 0% | 100% | 100% | 0% | 0% | 1
8650 | 5.999% | 0% | 100% | 0% | 0% | 100% | 100% | 5.999% | 0% | 1
8651 | 8.742% | 0% | 100% | 0% | 0% | 100% | 100% | 8.742% | 0% | 1
8652 | 6.581% | 0% | 100% | 0% | 0% | 100% | 100% | 6.581% | 0% | 1
8653 | 4.634% | 0% | 100% | 0% | 0% | 100% | 100% | 4.634% | 0% | 1
8654 | 7.159% | 0% | 100% | 0% | 0% | 100% | 100% | 7.159% | 0% | 1
8655 | 4.991% | 0% | 100% | 0% | 0% | 100% | 100% | 4.991% | 0% | 1
8656 | 0.1101% | 0% | 100% | 0% | 0% | 100% | 100% | 0.1101% | 0% | 1
8657 | 0% | 0% | 100% | 0% | 0% | 100% | 100% | 0% | 0% | 1
8658 | 0% | 0% | 100% | 0% | 0% | 100% | 100% | 0% | 0% | 1
8659 | 0% | 0% | 100% | 0% | 0% | 100% | 100% | 0% | 0% | 1
8660 | 0% | 0% | 100% | 0% | 0% | 100% | 100% | 0% | 0% | 1
8661 | 0% | 0% | 100% | 0% | 0% | 100% | 100% | 0% | 0% | 1
8662 | 0% | 0% | 100% | 0% | 0% | 100% | 100% | 0% | 0% | 1
8663 | 0% | 0% | 100% | 0% | 0% | 100% | 100% | 0% | 0% | 1
8664 | 0% | 0% | 100% | 0% | 0% | 100% | 100% | 0% | 0% | 1
8665 | 0% | 0% | 100% | 0% | 0% | 100% | 100% | 0% | 0% | 1
8666 | 0% | 0% | 100% | 0% | 0% | 100% | 100% | 0% | 0% | 1
8667 | 0% | 0% | 100% | 0% | 0% | 100% | 100% | 0% | 0% | 1
8668 | 0% | 0% | 100% | 0% | 0% | 100% | 100% | 0% | 0% | 1
8669 | 0% | 0% | 100% | 0% | 0% | 100% | 100% | 0% | 0% | 1
8670 | 0% | 0% | 100% | 0% | 0% | 100% | 100% | 0% | 0% | 1
8671 | 0% | 0% | 100% | 0% | 0% | 100% | 100% | 0% | 0% | 1
8672 | 0% | 0% | 100% | 0% | 0% | 100% | 100% | 0% | 0% | 1
8673 | 0% | 0% | 100% | 0% | 0% | 100% | 100% | 0% | 0% | 1
8674 | 5.255% | 0% | 100% | 0% | 0% | 100% | 100% | 5.255% | 0% | 1
8675 | 18.27% | 0% | 100% | 0% | 0% | 100% | 100% | 18.27% | 0% | 1
8676 | 19.66% | 0% | 100% | 0% | 0% | 100% | 100% | 19.66% | 0% | 1
8677 | 18.1% | 0% | 100% | 0% | 0% | 100% | 100% | 18.1% | 0% | 1
8678 | 18.9% | 0% | 100% | 0% | 0% | 100% | 100% | 18.9% | 0% | 1
8679 | 15.92% | 0% | 100% | 0% | 0% | 100% | 100% | 15.92% | 0% | 1
8680 | 9.672% | 0% | 100% | 0% | 0% | 100% | 100% | 9.672% | 0% | 1
8681 | 0% | 0% | 100% | 0% | 0% | 100% | 100% | 0% | 0% | 1
8682 | 0% | 0% | 100% | 0% | 0% | 100% | 100% | 0% | 0% | 1
8683 | 0% | 0% | 100% | 0% | 0% | 100% | 100% | 0% | 0% | 1
8684 | 0% | 0% | 100% | 0% | 0% | 100% | 100% | 0% | 0% | 1
8685 | 0% | 0% | 100% | 0% | 0% | 100% | 100% | 0% | 0% | 1
8686 | 0% | 0% | 100% | 0% | 0% | 100% | 100% | 0% | 0% | 1
8687 | 0% | 0% | 100% | 0% | 0% | 100% | 100% | 0% | 0% | 1
8688 | 0% | 0% | 100% | 0% | 0% | 100% | 100% | 0% | 0% | 1
8689 | 0% | 0% | 100% | 0% | 0% | 100% | 100% | 0% | 0% | 1
8690 | 0% | 0% | 100% | 0% | 0% | 100% | 100% | 0% | 0% | 1
8691 | 0% | 0% | 100% | 0% | 0% | 100% | 100% | 0% | 0% | 1
8692 | 0% | 0% | 100% | 0% | 0% | 100% | 100% | 0% | 0% | 1
8693 | 0% | 0% | 100% | 0% | 0% | 100% | 100% | 0% | 0% | 1
8694 | 0% | 0% | 100% | 0% | 0% | 100% | 100% | 0% | 0% | 1
8695 | 0% | 0% | 100% | 0% | 0% | 100% | 100% | 0% | 0% | 1
8696 | 0% | 0% | 100% | 0% | 0% | 100% | 100% | 0% | 0% | 1
8697 | 0% | 0.01354% | 100% | 0% | 0% | 100% | 100% | 0% | 0.01354% | 1
8698 | 0% | 0% | 100% | 0% | 0% | 100% | 100% | 0% | 0% | 1
8699 | 6.749% | 0.4332% | 100% | 0% | 0% | 100% | 100% | 6.749% | 0.4332% | 1
8700 | 13.02% | 2.72% | 100% | 0% | 0% | 100% | 100% | 13.02% | 2.72% | 1
8701 | 11.48% | 5.878% | 100% | 0% | 0% | 100% | 100% | 11.48% | 5.878% | 1
8702 | 9.212% | 6.238% | 100% | 0% | 0% | 100% | 100% | 9.212% | 6.238% | 1
8703 | 11.05% | 2.557% | 100% | 0% | 0% | 100% | 100% | 11.05% | 2.557% | 1
8704 | 8.805% | 1.045% | 100% | 0% | 0% | 100% | 100% | 8.805% | 1.045% | 1
8705 | 0% | 0% | 100% | 0% | 0% | 100% | 100% | 0% | 0% | 1
8706 | 0% | 0% | 100% | 0% | 0% | 100% | 100% | 0% | 0% | 1
8707 | 0% | 0% | 100% | 0% | 0% | 100% | 100% | 0% | 0% | 1
8708 | 0% | 0% | 100% | 0% | 0% | 100% | 100% | 0% | 0% | 1
8709 | 0% | 0% | 100% | 0% | 0% | 100% | 100% | 0% | 0% | 1
8710 | 0% | 0% | 100% | 0% | 0% | 100% | 100% | 0% | 0% | 1
8711 | 0% | 0% | 100% | 0% | 0% | 100% | 100% | 0% | 0% | 1
8712 | 0% | 0% | 100% | 0% | 0% | 100% | 100% | 0% | 0% | 1
8713 | 0% | 0% | 100% | 0% | 0% | 100% | 100% | 0% | 0% | 1
8714 | 0% | 0% | 100% | 0% | 0% | 100% | 100% | 0% | 0% | 1
8715 | 0% | 0% | 100% | 0% | 0% | 100% | 100% | 0% | 0% | 1
8716 | 0% | 0% | 100% | 0% | 0% | 100% | 100% | 0% | 0% | 1
8717 | 0% | 0% | 100% | 0% | 0% | 100% | 100% | 0% | 0% | 1
8718 | 0% | 0% | 100% | 0% | 0% | 100% | 100% | 0% | 0% | 1
8719 | 0% | 0% | 100% | 0% | 0% | 100% | 100% | 0% | 0% | 1
8720 | 0% | 0% | 100% | 0% | 0% | 100% | 100% | 0% | 0% | 1
8721 | 0% | 0% | 100% | 0% | 0% | 100% | 100% | 0% | 0% | 1
8722 | 3.003% | 0% | 100% | 0% | 0% | 100% | 100% | 3.003% | 0% | 1
8723 | 20.12% | 0.482% | 100% | 0% | 0% | 100% | 100% | 20.12% | 0.482% | 1
8724 | 30.82% | 3.084% | 100% | 0% | 0% | 100% | 100% | 30.82% | 3.084% | 1
8725 | 27.27% | 3.688% | 100% | 0% | 0% | 100% | 100% | 27.27% | 3.688% | 1
8726 | 26.41% | 5.21% | 100% | 0% | 0% | 100% | 100% | 26.41% | 5.21% | 1
8727 | 26.44% | 3.93% | 100% | 0% | 0% | 100% | 100% | 26.44% | 3.93% | 1
8728 | 16.35% | 3.612% | 100% | 0% | 0% | 100% | 100% | 16.35% | 3.612% | 1
8729 | 0% | 3.188% | 100% | 0% | 0% | 100% | 100% | 0% | 3.188% | 1
8730 | 0% | 3.214% | 100% | 0% | 0% | 100% | 100% | 0% | 3.214% | 1
8731 | 0% | 2.922% | 100% | 0% | 0% | 100% | 100% | 0% | 2.922% | 1
8732 | 0% | 0.9757% | 100% | 0% | 0% | 100% | 100% | 0% | 0.9757% | 1
8733 | 0% | 0% | 100% | 0% | 0% | 100% | 100% | 0% | 0% | 1
8734 | 0% | 0.8434% | 100% | 0% | 0% | 100% | 100% | 0% | 0.8434% | 1
8735 | 0% | 0% | 100% | 0% | 0% | 100% | 100% | 0% | 0% | 1
8736 | 0% | 0% | 100% | 0% | 0% | 100% | 100% | 0% | 0% | 1
8737 | 0% | 0% | 100% | 0% | 0% | 100% | 100% | 0% | 0% | 1
8738 | 0% | 0% | 100% | 0% | 0% | 100% | 100% | 0% | 0% | 1
8739 | 0% | 0% | 100% | 0% | 0% | 100% | 100% | 0% | 0% | 1
8740 | 0% | 0% | 100% | 0% | 0% | 100% | 100% | 0% | 0% | 1
8741 | 0% | 0% | 100% | 0% | 0% | 100% | 100% | 0% | 0% | 1
8742 | 0% | 0% | 100% | 0% | 0% | 100% | 100% | 0% | 0% | 1
8743 | 0% | 0% | 100% | 0% | 0% | 100% | 100% | 0% | 0% | 1
8744 | 0% | 0% | 100% | 0% | 0% | 100% | 100% | 0% | 0% | 1
8745 | 0% | 0% | 100% | 0% | 0% | 100% | 100% | 0% | 0% | 1
8746 | 11.53% | 0% | 100% | 0% | 0% | 100% | 100% | 11.53% | 0% | 1
8747 | 21.3% | 0% | 100% | 0% | 0% | 100% | 100% | 21.3% | 0% | 1
8748 | 31.41% | 1.054% | 100% | 0% | 0% | 100% | 100% | 31.41% | 1.054% | 1
8749 | 25.35% | 1.406% | 100% | 0% | 0% | 100% | 100% | 25.35% | 1.406% | 1
8750 | 22.98% | 2.507% | 100% | 0% | 0% | 100% | 100% | 22.98% | 2.507% | 1
8751 | 23.11% | 3.022% | 100% | 0% | 0% | 100% | 100% | 23.11% | 3.022% | 1
8752 | 15.41% | 5.171% | 100% | 0% | 0% | 100% | 100% | 15.41% | 5.171% | 1
8753 | 0% | 3.668% | 100% | 0% | 0% | 100% | 100% | 0% | 3.668% | 1
8754 | 0% | 3.781% | 100% | 0% | 0% | 100% | 100% | 0% | 3.781% | 1
8755 | 0% | 4.323% | 100% | 0% | 0% | 100% | 100% | 0% | 4.323% | 1
8756 | 0% | 3.343% | 100% | 0% | 0% | 100% | 100% | 0% | 3.343% | 1
8757 | 0% | 2.272% | 100% | 0% | 0% | 100% | 100% | 0% | 2.272% | 1
8758 | 0% | 2.279% | 100% | 0% | 0% | 100% | 100% | 0% | 2.279% | 1
8759 | 0% | 0% | 100% | 0% | 0% | 100% | 100% | 0% | 0% | 1
8760 | 0% | 0% | 100% | 0% | 0% | 100% | 100% | 0% | 0% | 1

## erm_timepoint_params
Return to Assumptions Summary
Energy Reserve Margin (ERM) Hourly Load
The hourly load below is the system level net load (sum of Underlying Load + DER/DBESS/EE/EV/eBus Load Layers) for ERM prior to gross up by the ERM target percentage. The load is shown on an hourly basis for years 2020-2050, in a 365 days per year by 24 hours per day format equal to 8760 hours per year, except leap years will equate to 8784 hours per year.
ERM Timepoint Params
Dt | Hr01 | Hr02 | Hr03 | Hr04 | Hr05 | Hr06 | Hr07 | Hr08 | Hr09 | Hr10 | Hr11 | Hr12 | Hr13 | Hr14 | Hr15 | Hr16 | Hr17 | Hr18 | Hr19 | Hr20 | Hr21 | Hr22 | Hr23 | Hr24
2020-01-01 | 3.6068 | 3.16 | 3.0745 | 3.0102 | 2.9706 | 3.4538 | 3.5015 | 3.4674 | 3.4968 | 3.2032 | 2.9955 | 2.8559 | 2.5429 | 2.5945 | 2.8045 | 3.1162 | 3.8741 | 4.6983 | 5.2911 | 5.3411 | 4.766 | 4.3582 | 3.9732 | 3.8886
2020-01-02 | 3.4269 | 3.1801 | 3.3072 | 3.1324 | 2.9951 | 3.1066 | 3.3103 | 3.4687 | 3.5271 | 3.1091 | 2.9022 | 2.6512 | 2.5498 | 2.556 | 2.732 | 3.1524 | 3.6322 | 4.2913 | 5.4422 | 5.3099 | 4.3346 | 3.9097 | 3.688 | 3.5993
2020-01-03 | 3.2124 | 3.0324 | 3.0266 | 3.0146 | 2.8456 | 3.2227 | 3.5045 | 3.7565 | 3.9395 | 3.559 | 3.1679 | 2.8274 | 2.6507 | 2.6765 | 2.8597 | 3.0883 | 3.5791 | 4.0696 | 5.0665 | 4.1446 | 3.6643 | 4.1363 | 4.2376 | 3.9002
2020-01-04 | 3.2029 | 3.1751 | 3.2266 | 2.9054 | 2.7875 | 2.7824 | 3.0305 | 3.1425 | 3.0623 | 3.0782 | 2.9479 | 2.443 | 2.188 | 2.3584 | 2.6826 | 2.7907 | 3.349 | 4.2955 | 5.1341 | 5.0508 | 3.9129 | 3.8875 | 3.717 | 3.416
2020-01-05 | 3.4764 | 3.3683 | 3.1224 | 3.0016 | 2.8424 | 3.0554 | 3.0914 | 3.1975 | 3.1518 | 3.0461 | 2.6954 | 2.4746 | 2.1238 | 2.3622 | 2.6401 | 2.7818 | 3.1106 | 4.4025 | 5.3689 | 5.2038 | 4.5228 | 3.6201 | 3.4539 | 3.1361
2020-01-06 | 3.0958 | 2.9554 | 2.8736 | 2.8466 | 2.9818 | 3.2681 | 3.3844 | 3.5341 | 3.707 | 3.1974 | 3.0484 | 2.8105 | 2.7868 | 2.8748 | 2.8878 | 3.1359 | 4.0385 | 4.7265 | 5.5086 | 5.1567 | 4.2716 | 4.0236 | 4.0097 | 3.7708
2020-01-07 | 3.3765 | 3.0883 | 3.0444 | 3.1287 | 2.8628 | 3.0976 | 3.8157 | 4.1116 | 4.2117 | 3.8702 | 3.4477 | 3.2019 | 3.0859 | 3.1088 | 3.2707 | 3.955 | 4.4529 | 4.6567 | 5.7266 | 5.7243 | 5.223 | 4.5894 | 4.2471 | 4.0225
2020-01-08 | 3.4128 | 3.2913 | 3.2259 | 3.1768 | 3.0344 | 3.5179 | 3.824 | 3.9555 | 3.8802 | 3.5502 | 3.1759 | 2.9241 | 3.295 | 3.2324 | 3.1165 | 3.2007 | 4.128 | 5.158 | 5.7269 | 5.5411 | 4.5965 | 4.4598 | 4.0824 | 3.8432
2020-01-09 | 3.6391 | 3.4606 | 3.1561 | 3.1277 | 3.0786 | 3.618 | 4.1563 | 4.3385 | 4.1862 | 3.9995 | 3.5615 | 3.225 | 3.5478 | 3.2718 | 3.3632 | 3.8423 | 4.6924 | 4.8037 | 5.6615 | 5.725 | 5.1912 | 4.7046 | 4.3018 | 4.0791
2020-01-10 | 3.562 | 3.2994 | 3.2013 | 3.1288 | 3.0226 | 3.3526 | 4.2199 | 4.1579 | 3.674 | 3.0984 | 2.8337 | 2.7231 | 2.8257 | 3.1761 | 3.078 | 3.2171 | 3.9894 | 4.4095 | 5.0271 | 5.1812 | 4.6715 | 4.3616 | 4.1885 | 3.9811
2020-01-11 | 3.6137 | 3.1383 | 3.0784 | 3.2055 | 2.9278 | 2.9962 | 3.2506 | 3.4148 | 3.4552 | 3.1737 | 2.9431 | 2.7579 | 2.7377 | 2.5515 | 2.8734 | 3.1335 | 3.2627 | 3.7971 | 5.2291 | 5.1852 | 4.2166 | 4.2424 | 4.298 | 3.4912
2020-01-12 | 3.2171 | 3.1586 | 3.3097 | 3.0159 | 2.8467 | 2.8544 | 2.9818 | 2.9679 | 3.063 | 2.8575 | 2.5575 | 2.0966 | 2.0574 | 2.0805 | 2.3713 | 2.8001 | 3.0219 | 3.6962 | 5.1297 | 5.0687 | 4.5177 | 3.7538 | 3.4608 | 3.2279
2020-01-13 | 3.1518 | 2.942 | 2.8415 | 2.8205 | 2.942 | 3.3075 | 3.4317 | 3.4894 | 3.7633 | 3.3985 | 2.9376 | 2.8594 | 2.9876 | 2.8655 | 2.9726 | 3.1748 | 3.8545 | 4.6111 | 5.5331 | 5.1113 | 4.3771 | 4.0353 | 4.2264 | 3.5483
2020-01-14 | 3.127 | 3.2477 | 3.1559 | 3.0116 | 2.8809 | 3.0411 | 3.732 | 3.6568 | 3.4972 | 3.2378 | 2.993 | 2.8512 | 2.7039 | 2.6524 | 3.0082 | 3.0082 | 3.5686 | 5.0975 | 5.7264 | 5.6654 | 4.9366 | 4.4807 | 4.0856 | 3.6128
2020-01-15 | 3.6194 | 3.3852 | 3.227 | 3.2413 | 3.0925 | 3.4197 | 4.3197 | 4.8285 | 4.4542 | 3.9346 | 3.793 | 3.3893 | 3.2918 | 3.1341 | 3.2123 | 3.6598 | 4.3102 | 4.8559 | 5.7277 | 5.725 | 5.1038 | 4.5811 | 4.1184 | 3.6918
2020-01-16 | 3.6993 | 3.3238 | 3.1841 | 3.1961 | 3.3257 | 3.335 | 3.972 | 3.8197 | 3.9715 | 3.4775 | 3.1202 | 2.8528 | 2.7602 | 2.7972 | 3.1144 | 3.164 | 3.7685 | 4.5387 | 5.7093 | 5.2112 | 4.6112 | 4.2436 | 4.0664 | 3.739
2020-01-17 | 3.2096 | 3.0999 | 3.081 | 3.0646 | 3.0474 | 3.6245 | 4.1654 | 4.4374 | 4.4771 | 3.8387 | 3.1461 | 3.1971 | 3.2034 | 3.202 | 3.2383 | 4.2634 | 4.6978 | 4.619 | 5.3672 | 5.3812 | 4.7966 | 4.2655 | 4.2937 | 3.9195
2020-01-18 | 3.2922 | 3.2099 | 3.3533 | 3.0919 | 2.9653 | 3.0889 | 3.2796 | 3.4369 | 3.3358 | 3.1611 | 2.8147 | 2.6336 | 2.6717 | 2.7992 | 2.985 | 3.0902 | 3.3799 | 4.5511 | 5.6259 | 5.3054 | 4.6846 | 4.1915 | 4.0629 | 3.959
2020-01-19 | 3.3916 | 3.217 | 3.1649 | 3.3276 | 2.9552 | 2.9916 | 3.1829 | 3.5226 | 3.6785 | 3.3228 | 2.9714 | 2.7011 | 2.5295 | 2.5579 | 2.8382 | 3.112 | 3.1918 | 3.9426 | 5.3901 | 5.3837 | 4.8184 | 4.0511 | 3.5516 | 3.4018
2020-01-20 | 3.0019 | 2.7956 | 2.7785 | 2.9213 | 2.8388 | 3.1094 | 3.6892 | 4.1195 | 3.6017 | 3.1552 | 2.9928 | 2.7048 | 2.6044 | 2.6947 | 3.1199 | 3.5452 | 3.8582 | 4.6775 | 5.7261 | 5.4433 | 4.9344 | 4.4649 | 4.0069 | 3.5321
2020-01-21 | 3.6861 | 3.4449 | 3.2284 | 3.3188 | 3.3753 | 3.5136 | 4.3751 | 4.7024 | 4.9009 | 4.4202 | 4.1212 | 3.9036 | 3.2439 | 3.2725 | 3.944 | 4.3551 | 4.7654 | 4.6499 | 5.6492 | 5.7253 | 5.2621 | 4.8791 | 4.3497 | 3.8346
2020-01-22 | 3.7367 | 3.3954 | 3.2658 | 3.2523 | 3.0456 | 3.1796 | 4.1093 | 4.5212 | 4.1701 | 3.6854 | 3.2797 | 2.9475 | 2.8286 | 2.8225 | 3.128 | 3.6474 | 4.0056 | 4.5067 | 5.6811 | 5.7149 | 5.1774 | 4.741 | 4.3304 | 3.7674
2020-01-23 | 3.6942 | 3.3142 | 3.1959 | 3.3239 | 3.2528 | 3.4856 | 4.3947 | 4.8415 | 4.9681 | 4.5348 | 3.9581 | 3.7856 | 3.8678 | 3.8962 | 3.9167 | 4.1384 | 4.2133 | 4.42 | 5.4955 | 5.5155 | 4.9523 | 4.4069 | 3.9909 | 3.7599
2020-01-24 | 3.2504 | 3.1857 | 3.1645 | 3.0923 | 3.0115 | 3.4425 | 3.6979 | 3.7331 | 3.8542 | 3.3992 | 2.9799 | 2.8788 | 2.9708 | 2.9051 | 2.964 | 3.3857 | 4.2278 | 4.8144 | 5.4226 | 5.2187 | 4.5773 | 4.5555 | 4.5702 | 4.1657
2020-01-25 | 3.4539 | 3.1927 | 3.2738 | 3.1606 | 2.9649 | 3.1806 | 3.6258 | 3.7476 | 3.8565 | 3.3659 | 2.9723 | 3.08 | 3.0339 | 3.2746 | 3.567 | 4.0981 | 4.2746 | 4.2837 | 4.9885 | 4.9569 | 4.4281 | 4.2591 | 4.0353 | 3.774
2020-01-26 | 3.4578 | 3.1263 | 3.1772 | 3.1142 | 2.8241 | 2.7819 | 3.0633 | 2.9939 | 3.0232 | 2.8989 | 2.938 | 2.7313 | 2.8165 | 2.6836 | 3.0523 | 2.9663 | 3.0911 | 3.9309 | 5.2557 | 5.372 | 4.7448 | 3.7202 | 3.5805 | 3.3414
2020-01-27 | 2.9907 | 2.8963 | 2.8702 | 2.9977 | 2.9116 | 3.2579 | 4.1033 | 4.7155 | 4.1204 | 3.4268 | 3.5312 | 3.2171 | 3.0831 | 3.196 | 3.6113 | 3.622 | 4.053 | 4.888 | 5.5774 | 5.6125 | 5.202 | 4.943 | 4.1931 | 3.7829
2020-01-28 | 3.5947 | 3.3105 | 3.1793 | 3.2586 | 3.2258 | 3.3156 | 4.1144 | 4.1274 | 4.0902 | 3.6389 | 3.2831 | 2.8922 | 2.9493 | 3.1858 | 3.3232 | 3.4163 | 3.8265 | 4.8321 | 5.7274 | 5.7249 | 5.1211 | 4.5734 | 4.2287 | 3.7948
2020-01-29 | 3.9649 | 3.5076 | 3.3565 | 3.2945 | 3.1769 | 3.6558 | 4.7826 | 4.9919 | 5.0087 | 5.0084 | 4.3617 | 4.0412 | 3.8545 | 3.4575 | 3.9681 | 4.1532 | 4.5407 | 5.1309 | 5.7293 | 5.6042 | 4.5923 | 4.6321 | 4.7203 | 3.8727
2020-01-30 | 3.6039 | 3.7431 | 3.4208 | 3.3165 | 3.1097 | 3.4181 | 4.6084 | 4.566 | 4.5884 | 4.1844 | 3.9286 | 3.2814 | 3.7191 | 3.923 | 3.8157 | 3.3787 | 4.0021 | 4.8881 | 5.7298 | 5.7261 | 5.0999 | 4.6608 | 4.2495 | 3.7922
2020-01-31 | 3.5207 | 3.6027 | 3.2371 | 3.2445 | 3.237 | 3.6535 | 4.6627 | 5.0895 | 5.0383 | 4.24 | 4.4724 | 3.8365 | 3.2826 | 2.9024 | 3.1633 | 3.7232 | 3.881 | 4.4624 | 5.4915 | 5.475 | 4.5427 | 4.859 | 4.7571 | 3.7916
2020-02-01 | 3.1009 | 3.0563 | 2.8727 | 2.6646 | 2.4281 | 2.635 | 2.7386 | 2.7826 | 2.6738 | 2.6494 | 2.4496 | 2.3444 | 2.0596 | 2.143 | 2.5019 | 2.9083 | 3.5573 | 3.6574 | 4.3215 | 4.4769 | 4.1284 | 3.8184 | 3.6881 | 3.4243
2020-02-02 | 3.0378 | 2.9221 | 3.1046 | 2.8781 | 2.7318 | 2.7845 | 2.9675 | 3.2452 | 3.4536 | 3.2251 | 2.8976 | 2.9379 | 3.1197 | 3.0485 | 2.6049 | 2.729 | 2.7697 | 3.1958 | 4.196 | 4.4498 | 4.1057 | 3.6688 | 3.2958 | 2.9361
2020-02-03 | 2.8884 | 2.9267 | 2.713 | 2.6283 | 2.5816 | 2.783 | 3.5348 | 3.6565 | 3.3027 | 3.6846 | 3.7098 | 3.1816 | 3.0138 | 2.5745 | 3.0846 | 3.6029 | 4.0573 | 4.4792 | 4.5677 | 4.3082 | 3.6988 | 3.7725 | 3.3977 | 2.9411
2020-02-04 | 2.9083 | 2.9744 | 2.7544 | 2.6171 | 2.6308 | 3.1009 | 3.5227 | 3.5215 | 3.5692 | 3.052 | 3.3087 | 3.5005 | 3.4978 | 2.9616 | 3.0194 | 3.0311 | 3.4932 | 3.6723 | 4.3894 | 4.6791 | 4.1325 | 3.817 | 3.9265 | 3.3416
2020-02-05 | 2.9254 | 2.8858 | 2.8031 | 2.8482 | 2.6791 | 2.8695 | 3.2369 | 3.2886 | 3.2593 | 2.8713 | 2.5814 | 2.8466 | 2.9441 | 2.8757 | 2.666 | 2.7682 | 3.5193 | 4.0035 | 4.5143 | 4.5463 | 4.2332 | 3.7245 | 3.4834 | 3.3443
2020-02-06 | 3.0311 | 2.8076 | 2.7537 | 2.7291 | 2.8243 | 3.0417 | 3.5052 | 3.2545 | 3.3493 | 2.912 | 2.7974 | 2.5392 | 2.3923 | 2.1308 | 2.2273 | 2.4974 | 2.9437 | 3.5495 | 3.9842 | 4.1099 | 3.8708 | 3.6008 | 3.1556 | 2.9647
2020-02-07 | 2.8302 | 2.5976 | 2.5375 | 2.543 | 2.5164 | 2.7585 | 3.3275 | 3.5289 | 3.3468 | 2.7418 | 2.1846 | 2.0723 | 2.0281 | 2.0594 | 2.2828 | 2.49 | 2.69 | 3.2095 | 4.1718 | 4.075 | 3.4544 | 3.6215 | 3.2894 | 2.8742
2020-02-08 | 2.7135 | 2.7695 | 2.5682 | 2.4888 | 2.459 | 2.5842 | 2.8478 | 2.6507 | 2.5326 | 2.3828 | 2.1282 | 1.8381 | 1.7713 | 1.8089 | 2.0094 | 2.3594 | 2.7987 | 3.2334 | 3.658 | 3.882 | 3.5813 | 3.3756 | 3.1064 | 2.948
2020-02-09 | 2.8735 | 2.6244 | 2.5784 | 2.5521 | 2.4663 | 2.5329 | 2.6418 | 2.6428 | 2.6659 | 2.4335 | 2.0757 | 1.8493 | 1.6445 | 1.75 | 1.9992 | 2.1388 | 2.5728 | 3.105 | 4.1669 | 4.3649 | 3.9434 | 3.3022 | 2.9414 | 2.6781
2020-02-10 | 2.556 | 2.625 | 2.444 | 2.4248 | 2.5189 | 3.01 | 3.3389 | 3.3136 | 3.2349 | 2.7347 | 2.4701 | 2.4367 | 2.2708 | 2.2636 | 2.499 | 2.8263 | 3.45 | 3.8797 | 4.393 | 4.4316 | 4.0299 | 3.7977 | 3.3959 | 3.3268
2020-02-11 | 2.932 | 2.7294 | 2.6648 | 2.7714 | 2.7159 | 2.8443 | 3.3983 | 3.3752 | 3.9165 | 3.7451 | 3.3641 | 3.2861 | 3.162 | 3.4068 | 3.4367 | 3.5609 | 3.7592 | 4.0524 | 4.7287 | 4.7253 | 4.2645 | 3.9659 | 3.7415 | 3.2723
2020-02-12 | 2.9719 | 2.8438 | 2.8338 | 3.057 | 2.9706 | 3.0322 | 3.2462 | 3.3834 | 3.7372 | 3.6068 | 3.4103 | 3.4614 | 3.73 | 3.8539 | 3.8556 | 4.0803 | 4.4491 | 4.3143 | 4.4035 | 4.4104 | 4.145 | 3.7493 | 3.6104 | 3.3349
2020-02-13 | 3.1934 | 2.871 | 2.893 | 2.9501 | 2.9971 | 3.1056 | 3.7793 | 3.9215 | 4.1192 | 3.9806 | 3.6927 | 3.0041 | 2.7806 | 2.8738 | 3.0962 | 2.904 | 3.6454 | 3.6178 | 4.1806 | 4.4301 | 4.2764 | 4.0251 | 3.6175 | 3.4359
2020-02-14 | 2.957 | 2.8158 | 2.7826 | 2.7569 | 2.6803 | 2.9707 | 3.7336 | 3.9409 | 3.4385 | 3.5442 | 3.1716 | 2.5751 | 2.6825 | 2.9883 | 2.7554 | 2.8607 | 3.2409 | 3.6775 | 3.9956 | 4.3528 | 4.1321 | 4.0245 | 3.4715 | 3.1514
2020-02-15 | 3.0936 | 2.7436 | 2.681 | 2.6312 | 2.6067 | 2.6159 | 2.6671 | 2.7268 | 2.7013 | 2.7191 | 2.6115 | 2.216 | 2.077 | 2.2425 | 2.5368 | 3.2038 | 3.566 | 3.8753 | 3.9081 | 3.9386 | 3.7688 | 3.8076 | 3.3475 | 3.1115
2020-02-16 | 2.9592 | 3.0456 | 2.7748 | 2.6632 | 2.5198 | 2.5636 | 2.6836 | 2.7959 | 3.063 | 2.8633 | 2.8014 | 2.7839 | 3.1437 | 2.9874 | 2.7339 | 2.9776 | 3.279 | 3.8418 | 4.1627 | 4.0996 | 3.4674 | 3.0799 | 3.3299 | 2.8817
2020-02-17 | 2.6148 | 2.5042 | 2.5844 | 2.4708 | 2.4959 | 2.5869 | 2.6851 | 2.8238 | 3.0115 | 2.7341 | 2.3706 | 1.7829 | 1.8042 | 2.0684 | 2.4764 | 2.7621 | 2.9115 | 3.4103 | 4.2048 | 4.6602 | 3.8366 | 3.73 | 3.6444 | 3.0216
2020-02-18 | 2.7311 | 2.8767 | 2.7163 | 2.5753 | 2.5092 | 2.7217 | 3.3308 | 3.297 | 2.878 | 2.7593 | 2.643 | 2.3707 | 2.3022 | 2.5631 | 2.7333 | 2.7992 | 3.2925 | 3.932 | 4.6272 | 4.6539 | 4.1914 | 4.2389 | 3.6719 | 3.1323
2020-02-19 | 2.8042 | 2.6717 | 2.7209 | 2.512 | 2.4047 | 2.6618 | 3.2005 | 3.3843 | 3.3427 | 2.9716 | 2.8961 | 2.6848 | 2.5783 | 2.6886 | 2.8588 | 3.2496 | 3.4029 | 3.7111 | 4.4758 | 4.7254 | 4.2595 | 3.8217 | 3.6435 | 3.4797
2020-02-20 | 3.1645 | 2.9701 | 2.8745 | 3.0157 | 2.8341 | 3.0184 | 3.5294 | 3.6316 | 3.8772 | 3.5807 | 3.4137 | 3.9072 | 3.8765 | 3.5342 | 3.5028 | 3.6571 | 4.2487 | 4.1891 | 4.4012 | 4.3854 | 4.0346 | 3.6724 | 3.5644 | 3.2243
2020-02-21 | 2.8951 | 2.7626 | 2.6912 | 2.663 | 2.6753 | 2.8905 | 3.5323 | 3.638 | 3.4036 | 3.2482 | 2.6687 | 2.4451 | 2.5354 | 2.9054 | 2.9291 | 3.0799 | 3.4614 | 4.002 | 4.2432 | 4.2468 | 4.1208 | 4.0901 | 3.6775 | 3.3263
2020-02-22 | 3.3947 | 3.033 | 2.8433 | 2.757 | 2.6553 | 3.0217 | 3.0994 | 3.1953 | 3.1631 | 2.9037 | 2.6438 | 2.2369 | 2.4731 | 2.6354 | 2.6536 | 2.9093 | 3.5098 | 4.0836 | 4.0303 | 4.1884 | 4 | 3.6909 | 3.5157 | 3.2465
2020-02-23 | 3.2553 | 2.876 | 2.7964 | 2.7525 | 2.6076 | 2.6898 | 2.8864 | 3.235 | 3.1038 | 2.7952 | 2.7707 | 2.663 | 2.5756 | 2.4581 | 2.9334 | 3.0441 | 3.3173 | 4.0076 | 4.589 | 4.6027 | 3.9354 | 3.4971 | 3.1873 | 2.8141
2020-02-24 | 2.7592 | 2.7497 | 2.5337 | 2.5654 | 2.6604 | 2.9201 | 3.6243 | 3.5858 | 3.5725 | 3.2568 | 2.8876 | 2.5 | 2.6651 | 2.7324 | 2.9404 | 3.1613 | 3.7715 | 4.1248 | 4.4525 | 4.3508 | 4.1746 | 3.9627 | 3.4156 | 3.055
2020-02-25 | 2.8932 | 2.8351 | 2.6252 | 2.6148 | 2.5906 | 3.112 | 3.4862 | 3.5108 | 3.3393 | 3.0922 | 2.7018 | 2.5436 | 2.6734 | 2.5768 | 2.6446 | 2.8194 | 3.4862 | 3.7955 | 4.4055 | 4.6515 | 4.1992 | 3.8004 | 3.6315 | 3.4202
2020-02-26 | 3.0144 | 2.8591 | 2.4994 | 2.4332 | 2.4337 | 3.0788 | 3.3946 | 3.2699 | 3.7371 | 3.5108 | 3.1706 | 2.8397 | 2.7547 | 2.5537 | 2.8922 | 3.4668 | 3.9522 | 3.7549 | 4.3705 | 4.7004 | 4.331 | 4.1284 | 3.8353 | 3.1343
2020-02-27 | 2.943 | 2.9007 | 3.0164 | 2.829 | 2.7816 | 3.0825 | 3.8793 | 4.0163 | 3.7856 | 3.2307 | 2.5658 | 2.4954 | 2.5808 | 2.4547 | 2.9234 | 3.0518 | 3.3764 | 3.7913 | 4.3402 | 4.4179 | 4.0943 | 3.796 | 3.4577 | 3.0007
2020-02-28 | 2.8234 | 2.743 | 2.823 | 2.924 | 2.6215 | 2.7856 | 3.207 | 3.3798 | 3.2598 | 2.8629 | 2.7316 | 2.7414 | 2.9892 | 2.8739 | 2.6315 | 3.271 | 3.5583 | 3.7914 | 4.1763 | 4.4094 | 3.9665 | 3.6172 | 3.7604 | 3.393
2020-02-29 | 2.8749 | 2.9174 | 2.8342 | 2.6886 | 2.6044 | 2.7434 | 3.1415 | 3.1927 | 2.912 | 3.105 | 3.2492 | 2.7387 | 2.5427 | 2.532 | 2.6563 | 2.6702 | 3.184 | 3.7018 | 4.0287 | 3.7876 | 3.6606 | 3.8053 | 3.5328 | 3.1213
2020-03-01 | 3.3648 | 3.1567 | 2.9062 | 2.9041 | 2.7544 | 2.9708 | 2.9144 | 2.9288 | 3.0304 | 3.0246 | 2.6909 | 2.4561 | 2.2858 | 2.4864 | 2.4443 | 2.4619 | 3.0485 | 3.774 | 4.4682 | 4.6146 | 4.0928 | 3.5533 | 3.2732 | 2.9999
2020-03-02 | 3.0647 | 2.9307 | 2.7979 | 2.7026 | 2.7596 | 3.329 | 3.8721 | 3.6556 | 3.662 | 3.1224 | 2.7796 | 2.4137 | 2.445 | 2.7334 | 2.6408 | 2.8253 | 3.3447 | 3.9274 | 4.5089 | 4.8654 | 4.346 | 3.8871 | 3.5828 | 3.3816
2020-03-03 | 3.3118 | 3.1692 | 2.9569 | 2.8908 | 2.8857 | 3.3534 | 4.0851 | 3.807 | 3.7153 | 3.4761 | 3.1706 | 2.8081 | 2.6242 | 2.8699 | 2.691 | 2.7207 | 3.1164 | 3.8345 | 4.4877 | 4.7919 | 4.3047 | 3.8072 | 3.609 | 3.1347
2020-03-04 | 3.0791 | 3.1114 | 2.9309 | 2.9045 | 2.8673 | 3.1365 | 3.9632 | 3.5136 | 3.153 | 2.5141 | 2.2313 | 2.2834 | 2.6107 | 2.4812 | 2.275 | 2.7428 | 3.1568 | 3.4737 | 4.2252 | 4.6736 | 4.2506 | 3.6657 | 3.6319 | 3.3435
2020-03-05 | 2.9178 | 2.8445 | 2.9205 | 2.7119 | 2.7383 | 3.0733 | 3.6949 | 3.9203 | 3.5985 | 3.2329 | 2.8045 | 2.5825 | 2.501 | 2.5579 | 2.7859 | 2.9551 | 3.2491 | 3.6002 | 4.541 | 4.7659 | 4.2413 | 3.8074 | 3.5255 | 3.1601
2020-03-06 | 2.982 | 2.959 | 3.0406 | 2.8327 | 2.8521 | 3.2538 | 3.9195 | 3.5597 | 3.415 | 3.2537 | 2.7776 | 2.6146 | 2.7999 | 2.632 | 2.3824 | 2.6206 | 3.2294 | 3.472 | 3.811 | 4.0507 | 3.675 | 3.7549 | 3.6663 | 3.3715
2020-03-07 | 3.184 | 2.9275 | 2.7051 | 2.674 | 2.64 | 2.8174 | 3.0419 | 3.2306 | 3.0866 | 2.7574 | 2.3537 | 1.7191 | 1.8608 | 1.848 | 1.9368 | 2.482 | 3.2306 | 3.4107 | 3.8619 | 4.1814 | 3.8823 | 3.5173 | 3.3031 | 3.0932
2020-03-08 | 3.0794 | 2.7745 | 2.6964 | 2.7234 | 2.7624 | 2.6856 | 2.8734 | 3.0631 | 3.3569 | 3.1916 | 2.3665 | 2.3464 | 2.4771 | 2.059 | 2.5322 | 3.0485 | 3.5261 | 3.7735 | 4.217 | 4.1116 | 3.767 | 3.4761 | 3.4529 | 2.9268
2020-03-09 | 2.8338 | 2.853 | 2.6081 | 2.5793 | 2.6724 | 3.0124 | 3.7977 | 4.0103 | 3.7378 | 3.1153 | 3.229 | 3.1421 | 3.3895 | 3.0333 | 3.0286 | 3.644 | 3.6788 | 3.9618 | 4.6436 | 4.6684 | 3.979 | 3.7145 | 3.6545 | 3.0987
2020-03-10 | 2.9276 | 2.2528 | 1.7877 | 2.0212 | 2.5774 | 2.9893 | 3.9537 | 4.1579 | 3.8389 | 3.8648 | 3.8073 | 3.7695 | 3.7778 | 3.8829 | 3.9121 | 3.7724 | 4.0498 | 4.2115 | 4.8516 | 4.7486 | 4.3641 | 4.0108 | 3.6185 | 3.2033
2020-03-11 | 2.9734 | 3.0299 | 2.7835 | 2.5727 | 2.6753 | 3.0268 | 3.5751 | 4.0042 | 4.025 | 3.5627 | 3.3893 | 3.1404 | 3.4007 | 3.1371 | 3.093 | 3.9964 | 4.0078 | 4.0703 | 4.8199 | 5.0196 | 4.5232 | 3.9711 | 3.7411 | 3.6342
2020-03-12 | 3.132 | 3.0401 | 3.1035 | 2.8563 | 2.9312 | 3.3479 | 3.964 | 4.0939 | 3.8555 | 3.4299 | 3.1727 | 3.0004 | 2.9165 | 2.9341 | 3.2742 | 3.5786 | 3.8839 | 4.3567 | 4.8663 | 5.1564 | 4.5761 | 4.001 | 3.5488 | 3.3308
2020-03-13 | 3.0025 | 2.8692 | 2.793 | 2.8403 | 2.9271 | 3.0943 | 3.6082 | 3.7543 | 3.6271 | 3.5455 | 3.5539 | 3.2792 | 3.0614 | 3.2921 | 3.5393 | 3.9056 | 4.1708 | 3.9676 | 4.4476 | 4.7376 | 4.4051 | 4.1107 | 3.8425 | 3.5657
2020-03-14 | 3.4541 | 3.2118 | 2.9826 | 3.0364 | 3.1877 | 3.1211 | 3.2803 | 3.2466 | 3.1817 | 2.8429 | 2.5799 | 2.3277 | 2.2338 | 2.5175 | 2.5618 | 2.7708 | 3.3517 | 3.8854 | 4.3212 | 4.4287 | 4.1276 | 4.0635 | 3.6538 | 3.4131
2020-03-15 | 3.3902 | 3.2769 | 2.9913 | 2.9056 | 2.8187 | 3.1385 | 3.281 | 3.2724 | 3.1079 | 3.1204 | 2.8391 | 2.9341 | 2.6874 | 2.5959 | 2.6163 | 2.5309 | 2.8253 | 3.4496 | 4.3619 | 4.5071 | 4.2079 | 3.8469 | 3.5505 | 3.2034
2020-03-16 | 3.1543 | 3.077 | 2.7695 | 2.5205 | 2.5908 | 3.0145 | 3.2233 | 3.3758 | 3.5905 | 3.278 | 3.0243 | 2.587 | 2.9552 | 3.6268 | 3.4351 | 3.5277 | 3.6321 | 3.6098 | 4.0867 | 4.6018 | 4.2967 | 3.7521 | 3.4642 | 3.3866
2020-03-17 | 3.1792 | 2.8805 | 2.7605 | 2.9692 | 2.914 | 3.1778 | 3.5833 | 3.7477 | 3.9033 | 3.8876 | 3.5992 | 3.0866 | 3.0571 | 3.31 | 3.282 | 3.5515 | 4.0569 | 4.2083 | 4.5232 | 4.6331 | 4.2908 | 3.9015 | 3.4406 | 3.2355
2020-03-18 | 3.0363 | 2.8321 | 2.8208 | 2.8296 | 2.8915 | 3.4385 | 3.6157 | 3.6794 | 3.6668 | 3.3284 | 3.1174 | 2.8168 | 3.1549 | 3.021 | 3.2099 | 3.5124 | 3.8264 | 4.2494 | 4.5816 | 4.6449 | 4.0676 | 3.6336 | 3.4687 | 3.3037
2020-03-19 | 3.272 | 3.0802 | 2.8677 | 2.8282 | 3.0654 | 3.2354 | 3.6006 | 3.6953 | 3.9465 | 3.9242 | 3.4417 | 2.748 | 2.9342 | 3.267 | 3.3697 | 3.6061 | 3.8512 | 4.3513 | 4.6726 | 4.7888 | 4.2209 | 3.8824 | 3.6594 | 3.3728
2020-03-20 | 3.3317 | 3.2106 | 2.985 | 2.9729 | 2.9226 | 3.2492 | 3.6853 | 3.5426 | 3.3234 | 3.4346 | 3.1777 | 3.0241 | 3.0028 | 3.2967 | 3.2452 | 3.7951 | 4.0147 | 4.4471 | 4.2831 | 4.2737 | 4.2742 | 4.1132 | 3.7403 | 3.5558
2020-03-21 | 3.482 | 3.2256 | 3.0076 | 2.967 | 3.224 | 3.2501 | 3.4976 | 3.7648 | 4.0135 | 4.3409 | 4.0296 | 3.5537 | 3.4083 | 3.3725 | 3.3673 | 3.4395 | 3.5334 | 3.7907 | 3.7809 | 4.041 | 3.9673 | 3.587 | 3.4435 | 3.2609
2020-03-22 | 3.0911 | 2.7933 | 2.6906 | 2.5825 | 2.512 | 2.6008 | 2.6982 | 2.9391 | 2.9384 | 2.8714 | 2.4091 | 1.9861 | 2.0519 | 2.0404 | 2.0192 | 2.3068 | 2.9187 | 3.3914 | 3.8064 | 4.4197 | 4.2539 | 3.8416 | 3.6409 | 3.4779
2020-03-23 | 3.1396 | 2.8298 | 2.76 | 2.8546 | 2.9988 | 3.1149 | 3.4233 | 3.5123 | 3.5733 | 3.7711 | 3.0309 | 3.0568 | 3.0137 | 2.6919 | 2.6215 | 2.9354 | 3.2466 | 3.6008 | 4.1274 | 4.6473 | 4.2833 | 3.8142 | 3.8059 | 3.38
2020-03-24 | 2.9587 | 3.0124 | 2.9754 | 2.809 | 2.8213 | 3.1145 | 3.8338 | 3.6052 | 3.146 | 2.9666 | 2.8624 | 2.5743 | 2.5845 | 2.7109 | 2.6802 | 2.9336 | 3.4621 | 4.0449 | 4.3027 | 4.763 | 4.5081 | 4.1811 | 3.796 | 3.5541
2020-03-25 | 3.1155 | 2.9933 | 2.9198 | 2.911 | 2.9303 | 3.4287 | 3.7076 | 3.6277 | 3.5014 | 3.0768 | 2.791 | 2.5714 | 2.7488 | 2.6804 | 2.746 | 3.0033 | 3.6061 | 3.9505 | 4.2976 | 4.8415 | 4.5647 | 4.184 | 3.8248 | 3.5779
2020-03-26 | 3.3084 | 2.9452 | 2.8798 | 3.0607 | 3.1359 | 3.3834 | 3.7493 | 3.7781 | 3.6318 | 3.2923 | 2.9506 | 2.6954 | 2.8681 | 2.9136 | 2.8807 | 3.2031 | 3.7778 | 4.1113 | 4.44 | 4.9218 | 4.6677 | 4.2511 | 3.6602 | 3.3193
2020-03-27 | 3.2922 | 3.0008 | 2.8438 | 2.7671 | 2.8288 | 3.0436 | 3.45 | 3.5423 | 3.21 | 2.8345 | 2.4693 | 2.3942 | 2.5281 | 2.6202 | 2.5499 | 2.8714 | 3.5367 | 3.7493 | 4.1263 | 4.6462 | 4.3664 | 4.0381 | 3.6996 | 3.4605
2020-03-28 | 3.3912 | 3.1444 | 2.8868 | 2.8209 | 2.9814 | 3.1108 | 3.1726 | 3.2496 | 3.0903 | 3.2959 | 3.02 | 3.1319 | 3.3001 | 3.3692 | 3.4249 | 3.3751 | 3.2106 | 3.8165 | 3.8805 | 4.3084 | 4.0923 | 3.8502 | 3.5518 | 3.2817
2020-03-29 | 3.3055 | 2.9926 | 2.831 | 2.8011 | 2.6818 | 2.8351 | 2.8439 | 2.9521 | 3.1432 | 2.9076 | 2.5904 | 2.8862 | 2.8988 | 2.6711 | 2.816 | 3.1792 | 3.3359 | 3.7248 | 4.2899 | 4.6723 | 4.2189 | 3.9752 | 3.862 | 3.594
2020-03-30 | 3.3364 | 3.0695 | 3.0258 | 3.0288 | 3.0894 | 3.5129 | 4.295 | 4.2104 | 4.3416 | 4.1776 | 3.9912 | 3.7336 | 4.1611 | 4.1709 | 4.1335 | 4.0629 | 4.5646 | 4.6951 | 4.6957 | 4.4433 | 3.9839 | 3.7266 | 3.4553 | 3.3124
2020-03-31 | 3.0786 | 2.8843 | 2.829 | 2.4769 | 2.2985 | 2.4373 | 3.1025 | 3.7394 | 3.5266 | 3.285 | 3.5983 | 3.3413 | 3.1239 | 3.2175 | 3.5278 | 3.6051 | 4.1136 | 4.3961 | 4.4851 | 4.5478 | 4.3955 | 4.0411 | 3.6748 | 3.5364
2020-04-01 | 3.0346 | 2.832 | 2.8165 | 2.8501 | 2.8409 | 3.2032 | 3.8153 | 4.1799 | 3.5329 | 3.5682 | 3.8041 | 3.6704 | 3.0323 | 3.0836 | 3.4515 | 3.5551 | 3.893 | 4.2535 | 4.6222 | 4.8323 | 4.4507 | 4.1534 | 3.7213 | 3.1824
2020-04-02 | 3.145 | 3.0481 | 2.9971 | 3.1571 | 3.0444 | 3.3844 | 3.989 | 3.9616 | 4.3024 | 4.2263 | 3.8532 | 4.0751 | 3.456 | 3.418 | 3.7549 | 3.9269 | 4.3066 | 4.2011 | 4.5358 | 4.8334 | 4.502 | 3.9993 | 4.0949 | 3.6255
2020-04-03 | 3.0597 | 2.9074 | 2.8293 | 2.8793 | 2.9655 | 3.0795 | 3.3235 | 3.5568 | 3.612 | 3.3764 | 3.1782 | 2.9494 | 3.0248 | 2.8758 | 3.2991 | 3.6172 | 3.3827 | 3.7503 | 4.467 | 4.7432 | 4.2706 | 3.855 | 3.7028 | 3.3114
2020-04-04 | 3.3319 | 3.1658 | 2.8554 | 2.8238 | 2.9899 | 3.2218 | 3.1183 | 3.1882 | 3.2749 | 3.1667 | 3.1373 | 2.9925 | 3.0304 | 2.9867 | 3.3158 | 3.6538 | 3.7689 | 4.1215 | 4.6073 | 4.5893 | 4.0794 | 4.1795 | 4.112 | 3.4747
2020-04-05 | 3.2074 | 3.097 | 3.2632 | 2.9434 | 2.8435 | 2.8596 | 3.0048 | 3.2086 | 3.1448 | 3.4494 | 3.3685 | 3.1454 | 2.9277 | 2.8695 | 3.0618 | 3.1551 | 3.5314 | 3.7032 | 4.0838 | 4.5689 | 4.2705 | 3.9685 | 3.4949 | 3.0719
2020-04-06 | 2.9074 | 2.8489 | 3.0042 | 2.8367 | 2.843 | 3.1727 | 3.8601 | 3.9104 | 3.4843 | 3.0966 | 2.758 | 2.631 | 2.5266 | 2.6219 | 2.7666 | 2.7798 | 3.1457 | 3.7439 | 4.3095 | 4.7658 | 4.3144 | 3.7782 | 3.4334 | 3.0741
2020-04-07 | 2.9905 | 2.9743 | 2.771 | 2.7127 | 2.9709 | 3.2731 | 3.5943 | 3.5116 | 3.3377 | 2.8618 | 2.6198 | 2.4623 | 2.5792 | 2.7186 | 2.7123 | 2.8752 | 3.36 | 3.8635 | 4.2866 | 4.695 | 4.4531 | 3.9803 | 3.5444 | 3.122
2020-04-08 | 3.0702 | 2.9404 | 2.7701 | 2.7698 | 2.8371 | 3.1265 | 3.3672 | 3.4516 | 3.1877 | 2.895 | 2.7109 | 2.6435 | 2.6075 | 2.7974 | 3.0339 | 3.431 | 3.5896 | 3.7474 | 4.4819 | 4.8323 | 4.4654 | 3.7292 | 3.4671 | 3.4618
2020-04-09 | 2.9845 | 2.8384 | 2.8217 | 2.9355 | 3.0435 | 3.1986 | 3.6337 | 3.6009 | 3.369 | 3.0848 | 2.9111 | 2.6664 | 2.7672 | 2.751 | 2.7566 | 2.9474 | 3.6136 | 3.8086 | 4.1934 | 4.8345 | 4.4496 | 3.9322 | 3.4471 | 3.2754
2020-04-10 | 2.9836 | 2.8446 | 2.7708 | 2.7675 | 2.7695 | 3.0277 | 3.8044 | 3.7699 | 3.5093 | 3.0755 | 2.8435 | 2.8125 | 2.9137 | 3.0066 | 2.9951 | 3.3201 | 3.8195 | 4.3201 | 4.6326 | 4.8317 | 4.428 | 3.9695 | 3.9113 | 3.5343
2020-04-11 | 3.4782 | 3.1974 | 3.012 | 2.9732 | 3.0574 | 3.2274 | 3.0298 | 3.0056 | 3.0336 | 2.791 | 2.5331 | 2.4261 | 2.328 | 2.4929 | 2.5236 | 2.7673 | 3.3052 | 3.8119 | 4.209 | 4.4024 | 3.8275 | 3.6633 | 3.7281 | 3.4244
2020-04-12 | 3.4994 | 3.2154 | 3.0075 | 2.9528 | 3.0058 | 3.2709 | 3.2913 | 3.136 | 2.8878 | 2.7647 | 2.9889 | 2.8591 | 2.6959 | 2.5706 | 2.5342 | 2.981 | 3.2237 | 3.5712 | 4.4595 | 4.8335 | 4.5531 | 4.2137 | 3.8394 | 3.282
2020-04-13 | 3.1048 | 3.1822 | 3.149 | 2.9722 | 2.9659 | 3.6039 | 3.9298 | 3.7738 | 3.7124 | 3.1997 | 3.0034 | 2.876 | 2.7726 | 3.0331 | 3.2427 | 3.0841 | 3.4425 | 4.1332 | 4.6177 | 4.7349 | 4.3484 | 3.8484 | 3.3658 | 3.0543
2020-04-14 | 3.0704 | 2.9258 | 2.7826 | 2.8199 | 3.034 | 3.172 | 3.5754 | 3.8119 | 3.9463 | 3.6649 | 3.115 | 2.9393 | 2.9047 | 2.8229 | 3.0201 | 3.2545 | 3.52 | 3.869 | 4.4858 | 4.7443 | 4.3256 | 3.6051 | 3.3859 | 3.0515
2020-04-15 | 2.8129 | 2.9319 | 2.8008 | 2.7409 | 2.7915 | 3.1125 | 3.5101 | 3.5352 | 3.1994 | 3.0188 | 2.8375 | 2.5542 | 2.4717 | 2.8411 | 2.8713 | 3.067 | 3.5435 | 4.0443 | 4.4093 | 4.772 | 4.3332 | 3.7875 | 3.4105 | 3.1163
2020-04-16 | 3.0156 | 3.1004 | 2.8814 | 2.8509 | 2.8857 | 3.4528 | 3.8946 | 3.5952 | 3.9893 | 3.6392 | 3.6533 | 3.5388 | 3.7798 | 3.5691 | 3.6896 | 3.7625 | 4.219 | 4.3596 | 4.4198 | 4.7703 | 4.5172 | 3.8789 | 3.8499 | 3.676
2020-04-17 | 3.1929 | 3.0135 | 2.9455 | 2.8298 | 2.819 | 3.2299 | 3.404 | 3.6308 | 3.9004 | 3.6111 | 3.2356 | 3.0491 | 3.1883 | 2.9816 | 2.8209 | 2.8721 | 3.4199 | 3.8644 | 3.8577 | 4.1549 | 4.0811 | 3.6409 | 3.5484 | 3.3478
2020-04-18 | 3.1535 | 2.8519 | 2.7328 | 2.6995 | 2.756 | 2.9125 | 3.3203 | 3.1107 | 3.0443 | 3.112 | 2.7125 | 2.3431 | 2.5392 | 2.3463 | 2.6394 | 2.9431 | 3.346 | 3.2884 | 3.9073 | 4.4138 | 4.135 | 3.549 | 3.5395 | 3.4926
2020-04-19 | 3.0108 | 2.9097 | 2.9717 | 2.9616 | 2.8456 | 2.8655 | 2.8011 | 2.8154 | 3.0106 | 2.8221 | 2.5413 | 2.3698 | 2.5005 | 2.2835 | 2.449 | 2.7823 | 3.1154 | 3.6881 | 4.1389 | 4.7025 | 4.4245 | 3.7624 | 3.454 | 3.3421
2020-04-20 | 3.0577 | 2.745 | 2.6977 | 2.6619 | 2.7689 | 3.2415 | 3.8118 | 3.3912 | 3.546 | 3.5165 | 3.4078 | 2.9556 | 2.8785 | 2.9053 | 3.0237 | 3.2945 | 3.6045 | 3.9826 | 4.3757 | 4.7835 | 4.3605 | 3.7915 | 3.4559 | 3.1195
2020-04-21 | 3.0056 | 3.0876 | 2.8165 | 2.7241 | 2.7665 | 2.9652 | 3.4763 | 3.1604 | 3.4316 | 2.986 | 2.9477 | 3.0377 | 2.7417 | 2.7391 | 3.3772 | 3.16 | 3.2804 | 3.7549 | 4.3442 | 4.6293 | 4.2914 | 3.65 | 3.3114 | 3.0311
2020-04-22 | 2.8547 | 2.8367 | 2.9058 | 2.759 | 2.7896 | 3.1853 | 3.5722 | 3.5181 | 3.5048 | 3.2704 | 3.0192 | 2.6979 | 2.7065 | 2.9281 | 2.8605 | 2.8854 | 3.3542 | 3.9554 | 4.3506 | 4.807 | 4.3774 | 3.5613 | 3.1093 | 2.8159
2020-04-23 | 2.8327 | 2.7694 | 2.5411 | 2.6161 | 2.7565 | 2.8442 | 3.2002 | 3.2932 | 3.4038 | 3.2372 | 3.0773 | 2.9618 | 2.7015 | 3.0207 | 3.1637 | 3.48 | 4.0995 | 4.0568 | 4.3996 | 4.8323 | 4.4949 | 3.813 | 3.266 | 2.9464
2020-04-24 | 2.9601 | 2.859 | 2.7141 | 2.6615 | 2.7356 | 3.0508 | 3.6235 | 3.6802 | 3.8209 | 3.9996 | 3.8021 | 3.6476 | 3.35 | 3.2863 | 3.549 | 3.7525 | 3.6864 | 3.6264 | 4.1818 | 4.4409 | 3.9154 | 3.7138 | 3.7206 | 3.0607
2020-04-25 | 2.8859 | 2.8892 | 2.7433 | 2.7313 | 2.7815 | 3.1218 | 3.0375 | 3.285 | 3.3432 | 3.2008 | 3.2527 | 2.9313 | 2.7782 | 2.991 | 2.8934 | 2.8625 | 2.9907 | 3.4897 | 3.9461 | 3.7429 | 3.5416 | 3.5559 | 3.2343 | 2.8615
2020-04-26 | 2.7578 | 2.8724 | 2.6662 | 2.5842 | 2.6623 | 2.8377 | 3.0392 | 2.8594 | 2.7211 | 2.8129 | 2.5578 | 2.1777 | 2.2275 | 2.4644 | 2.6044 | 2.7544 | 2.9401 | 3.3469 | 3.6997 | 4.0235 | 3.9603 | 3.642 | 3.133 | 2.8565
2020-04-27 | 2.9213 | 2.7416 | 2.6712 | 2.6748 | 2.78 | 3.1971 | 3.4318 | 3.4747 | 3.7227 | 3.0434 | 2.8176 | 2.8446 | 2.7188 | 2.7264 | 3.0331 | 3.1868 | 3.0147 | 3.3525 | 4.1849 | 4.3921 | 4.0813 | 4.0087 | 3.7504 | 3.0783
2020-04-28 | 3.0179 | 3.02 | 2.7827 | 2.7912 | 2.84 | 3.1015 | 3.4483 | 2.9578 | 2.9794 | 2.8759 | 2.7753 | 2.5721 | 2.5548 | 2.638 | 2.9012 | 3.2826 | 3.8979 | 4.0467 | 4.1698 | 4.5407 | 4.1285 | 3.652 | 3.2804 | 3.0335
2020-04-29 | 3.0112 | 2.8543 | 2.7327 | 2.6761 | 2.7847 | 3.0894 | 3.6451 | 4.0203 | 4.1598 | 4.1118 | 3.6311 | 3.8819 | 3.8287 | 3.6541 | 3.9434 | 4.0075 | 3.9418 | 4.0501 | 4.5018 | 4.7325 | 4.0884 | 3.5872 | 3.7537 | 3.1545
2020-04-30 | 2.8811 | 3.001 | 2.6904 | 2.4866 | 2.5647 | 2.9616 | 3.4943 | 3.3545 | 3.5884 | 3.4766 | 3.0945 | 3.2257 | 3.5527 | 3.7264 | 3.6477 | 3.7962 | 3.7437 | 4.3542 | 4.4435 | 4.5659 | 4.382 | 4.1596 | 3.8034 | 3.2697
2020-05-01 | 2.976 | 2.839 | 2.9248 | 2.9317 | 2.9395 | 3.3295 | 3.893 | 4.0242 | 3.6649 | 3.2116 | 3.6921 | 3.7271 | 3.628 | 3.0297 | 3.2953 | 3.7727 | 3.826 | 3.8679 | 4.4806 | 4.4423 | 4.0503 | 4.0355 | 3.8765 | 3.2953
2020-05-02 | 3.0799 | 2.9637 | 2.6969 | 2.5467 | 2.5234 | 2.8022 | 2.919 | 2.8535 | 2.886 | 3.0514 | 3.053 | 2.8929 | 2.7629 | 2.8277 | 2.7775 | 2.8421 | 3.2167 | 3.7124 | 4.0722 | 4.0043 | 3.8913 | 3.7914 | 3.4982 | 3.0439
2020-05-03 | 2.8465 | 2.9032 | 2.8211 | 2.6823 | 2.7167 | 2.78 | 2.8428 | 2.8328 | 2.798 | 2.5876 | 2.4874 | 2.2543 | 1.929 | 2.1415 | 2.2507 | 2.4728 | 2.6574 | 3.1217 | 3.9579 | 4.3767 | 4.0213 | 3.4595 | 3.4735 | 3.0454
2020-05-04 | 2.8322 | 2.7866 | 2.8523 | 2.664 | 2.7733 | 3.1718 | 3.8746 | 3.5463 | 3.1522 | 3.0311 | 2.7285 | 2.6673 | 2.855 | 2.7691 | 2.6523 | 2.7988 | 3.1388 | 3.6935 | 3.9908 | 4.4039 | 4.1509 | 3.7406 | 3.213 | 3.0376
2020-05-05 | 2.941 | 2.6847 | 2.4482 | 2.5007 | 2.7323 | 2.8324 | 3.174 | 3.363 | 3.7638 | 3.7301 | 3.4736 | 3.9759 | 3.717 | 4.0132 | 3.6979 | 3.4234 | 3.6797 | 3.95 | 4.2928 | 4.7572 | 4.4147 | 3.9247 | 3.6001 | 3.4857
2020-05-06 | 2.966 | 2.85 | 2.7729 | 2.769 | 2.7806 | 3.1249 | 3.7374 | 3.7953 | 3.473 | 3.2266 | 2.912 | 2.6957 | 2.6695 | 2.6992 | 2.952 | 3.1038 | 3.2606 | 3.7749 | 4.3789 | 4.769 | 4.6222 | 4.021 | 3.5849 | 3.1781
2020-05-07 | 2.9975 | 3.0486 | 2.8464 | 2.7623 | 2.8041 | 3.1965 | 3.8082 | 3.5577 | 3.4558 | 3.1627 | 3.1326 | 3.094 | 2.9609 | 2.946 | 3.3142 | 3.3644 | 3.6423 | 4.1524 | 4.6301 | 4.771 | 4.5873 | 4.0953 | 3.7192 | 3.373
2020-05-08 | 3.1215 | 3.0107 | 3.0006 | 3.0803 | 3.1494 | 3.3458 | 3.7148 | 3.674 | 3.6158 | 3.336 | 3.0375 | 2.97 | 3.1546 | 3.2297 | 3.3867 | 3.4644 | 3.4954 | 3.5756 | 4.144 | 4.6405 | 4.3278 | 3.7956 | 3.5948 | 3.481
2020-05-09 | 3.0685 | 2.9469 | 3.0486 | 2.8209 | 2.7882 | 2.9253 | 3.1 | 3.2313 | 2.8308 | 2.4684 | 2.2594 | 2.0804 | 2.0521 | 2.176 | 2.5777 | 2.7503 | 3.066 | 3.6938 | 4.1321 | 4.4743 | 4.0336 | 3.5868 | 3.518 | 3.2031
2020-05-10 | 3.084 | 3.0422 | 2.8047 | 2.7729 | 2.774 | 2.842 | 3.0626 | 3.0221 | 2.7909 | 2.6734 | 2.5979 | 2.4672 | 2.4095 | 2.4842 | 2.5847 | 2.7295 | 3.083 | 3.7598 | 4.1884 | 4.5063 | 4.0778 | 3.6664 | 3.5508 | 3.258
2020-05-11 | 3.0889 | 2.9251 | 2.7295 | 2.659 | 2.6008 | 2.9169 | 3.2694 | 3.2175 | 3.5481 | 3.4557 | 3.2757 | 3.2671 | 3.0723 | 2.9993 | 3.0738 | 3.323 | 4.0809 | 4.3105 | 4.53 | 4.3672 | 3.8846 | 3.4808 | 3.576 | 3.187
2020-05-12 | 2.8269 | 2.9354 | 2.8688 | 2.7069 | 2.7677 | 3.0289 | 3.7697 | 3.7659 | 3.5078 | 3.5704 | 3.2447 | 2.9121 | 2.7472 | 2.9055 | 2.9718 | 3.0448 | 3.7759 | 4.2137 | 4.2593 | 4.4424 | 4.3026 | 3.8769 | 3.4354 | 3.3994
2020-05-13 | 2.9969 | 2.7901 | 2.7295 | 2.6736 | 2.8194 | 3.0488 | 3.1451 | 2.9733 | 3.0306 | 2.9119 | 2.863 | 2.746 | 2.673 | 2.8213 | 3.063 | 3.1037 | 3.5026 | 4.0496 | 4.4439 | 4.769 | 4.7178 | 4.2946 | 3.6961 | 3.3296
2020-05-14 | 3.0056 | 3.1179 | 2.9017 | 2.7359 | 2.8108 | 3.19 | 3.8476 | 3.8029 | 3.5491 | 3.5312 | 3.2434 | 3.2392 | 3.3046 | 3.4465 | 3.972 | 4.0724 | 4.3241 | 4.3153 | 4.5689 | 4.7687 | 4.4771 | 4.1024 | 3.5652 | 3.2061
2020-05-15 | 3.0996 | 2.9983 | 2.9276 | 2.8547 | 2.8279 | 2.9642 | 3.3044 | 3.6064 | 3.5797 | 3.1786 | 2.7804 | 2.7685 | 2.8281 | 2.7498 | 2.856 | 3.1632 | 3.4542 | 3.5723 | 4.0977 | 4.4115 | 3.9243 | 3.8403 | 3.8573 | 3.4264
2020-05-16 | 3.0987 | 2.7806 | 2.7049 | 2.6874 | 2.7378 | 2.9944 | 2.9883 | 2.8439 | 2.7489 | 2.5183 | 2.3071 | 2.0273 | 2.106 | 2.3579 | 2.3343 | 2.6077 | 3.113 | 3.2583 | 3.6344 | 4.2221 | 3.9176 | 3.5794 | 3.3877 | 3.2904
2020-05-17 | 3.0469 | 2.7953 | 2.7462 | 2.8474 | 2.6347 | 2.4674 | 2.5243 | 2.5641 | 2.5886 | 2.2681 | 2.0921 | 1.8689 | 1.9508 | 2.2692 | 2.4018 | 2.6845 | 3.2269 | 3.948 | 4.4474 | 4.5398 | 4.2313 | 3.6098 | 3.3446 | 3.0128
2020-05-18 | 2.9641 | 2.9243 | 2.6883 | 2.6649 | 2.7176 | 3.0765 | 3.57 | 3.603 | 3.3991 | 3.1689 | 2.9779 | 2.9397 | 2.7634 | 3.2448 | 3.3149 | 3.2573 | 3.912 | 4.1384 | 4.3198 | 4.5644 | 4.241 | 3.5461 | 3.3627 | 2.9991
2020-05-19 | 3.0232 | 2.9632 | 2.7254 | 2.7605 | 3.01 | 3.186 | 3.479 | 3.4854 | 3.5713 | 3.1651 | 2.9995 | 3.1673 | 3.0021 | 3.3654 | 3.2105 | 3.5174 | 3.6765 | 3.8764 | 4.4012 | 4.7545 | 4.4322 | 3.8498 | 3.6729 | 3.439
2020-05-20 | 2.9749 | 2.852 | 2.8195 | 2.8374 | 3.1004 | 3.2656 | 3.6488 | 3.6464 | 3.6335 | 3.3118 | 3.3451 | 3.4581 | 3.0626 | 3.0344 | 3.1862 | 3.4383 | 3.5373 | 3.7294 | 4.3847 | 4.7108 | 4.5363 | 3.9101 | 3.7378 | 3.572
2020-05-21 | 3.0364 | 2.9593 | 2.995 | 2.6281 | 2.7144 | 2.9707 | 3.4316 | 3.3879 | 3.1635 | 3.1072 | 2.8454 | 2.7919 | 2.633 | 2.7868 | 2.9536 | 3.1262 | 3.4863 | 3.842 | 4.2259 | 4.4391 | 4.1631 | 3.7253 | 3.5949 | 3.3919
2020-05-22 | 3.13 | 2.9887 | 2.884 | 2.7211 | 2.8226 | 2.8812 | 3.0721 | 2.9654 | 3.0401 | 2.9237 | 2.6329 | 2.6872 | 2.5452 | 2.6353 | 2.7924 | 3.0982 | 3.3955 | 3.9667 | 4.0732 | 4.1396 | 3.7696 | 3.5311 | 3.462 | 3.218
2020-05-23 | 3.2232 | 3.0195 | 2.7851 | 2.8125 | 2.944 | 2.8031 | 2.7862 | 2.6477 | 2.924 | 2.7669 | 2.4013 | 2.5809 | 2.4606 | 2.4636 | 2.6459 | 3.0667 | 3.2994 | 3.5235 | 3.9132 | 4.2256 | 4.0016 | 3.4688 | 3.5724 | 3.3775
2020-05-24 | 2.9693 | 2.8993 | 3.0102 | 2.7891 | 2.7074 | 2.7844 | 2.9017 | 3.1164 | 2.8662 | 2.7652 | 2.5557 | 2.3854 | 2.6223 | 2.707 | 2.9794 | 3.2569 | 3.4208 | 3.8317 | 4.1618 | 4.2338 | 3.9457 | 3.4997 | 3.2988 | 3.0419
2020-05-25 | 3.0499 | 2.9922 | 2.7362 | 2.6888 | 2.8716 | 2.9386 | 2.9494 | 2.9108 | 2.784 | 2.7627 | 2.6498 | 2.58 | 2.3807 | 2.5361 | 2.7753 | 3.2532 | 3.3599 | 3.5449 | 4.2182 | 4.5859 | 4.3479 | 3.9209 | 3.483 | 3.2969
2020-05-26 | 3.1362 | 2.8323 | 2.8464 | 2.9898 | 2.8342 | 3.2037 | 3.5908 | 3.9463 | 4.4206 | 4.2154 | 4.1398 | 4.0144 | 3.8514 | 3.8491 | 4.3799 | 4.7629 | 4.641 | 4.3709 | 4.7595 | 4.7687 | 4.2522 | 4.351 | 4.1569 | 3.6145
2020-05-27 | 3.3797 | 3.2423 | 3.2306 | 3.3242 | 3.0617 | 3.3404 | 3.9086 | 3.621 | 3.2091 | 3.0787 | 2.9239 | 2.8905 | 2.6577 | 2.6881 | 3.0748 | 3.1333 | 3.3877 | 3.9593 | 4.5048 | 4.7674 | 4.6533 | 4.4062 | 3.9652 | 3.6369
2020-05-28 | 3.5214 | 3.24 | 3.0462 | 3.0935 | 3.2047 | 3.2584 | 3.5892 | 3.6216 | 3.7538 | 3.317 | 3.2297 | 3.1178 | 2.8504 | 3.0531 | 3.5107 | 3.6302 | 3.8017 | 3.7665 | 4.3583 | 4.6893 | 4.5126 | 4.0318 | 3.7161 | 3.4001
2020-05-29 | 3.3755 | 3.238 | 3.1905 | 3.136 | 3.156 | 3.4548 | 3.7331 | 3.8376 | 3.8628 | 3.3713 | 3.6089 | 2.9548 | 3.0416 | 3.2779 | 3.5951 | 3.0349 | 3.3985 | 3.8907 | 3.9025 | 4.1887 | 3.8644 | 3.7525 | 3.7534 | 3.6449
2020-05-30 | 3.3848 | 3.1179 | 2.8589 | 2.821 | 2.864 | 2.9756 | 2.9322 | 2.8671 | 2.7883 | 2.4867 | 2.2688 | 1.8439 | 1.9713 | 2.0381 | 2.1668 | 2.3947 | 2.9525 | 3.5047 | 3.9764 | 4.2966 | 3.9255 | 3.7201 | 3.6155 | 3.3618
2020-05-31 | 3.4433 | 3.2204 | 2.9469 | 2.8714 | 2.776 | 2.9227 | 2.9688 | 2.8105 | 2.8478 | 2.7237 | 2.5199 | 2.2648 | 2.3613 | 2.4271 | 2.4512 | 2.7599 | 3.0658 | 3.401 | 4.1356 | 4.5574 | 4.419 | 4.3283 | 3.8171 | 3.6106
2020-06-01 | 3.274 | 3.064 | 3.0682 | 3.1016 | 2.8883 | 3.0776 | 3.2756 | 3.5664 | 3.4442 | 3.4507 | 3.2636 | 3.0936 | 3.0719 | 3.1338 | 3.3473 | 3.8303 | 4.4361 | 4.129 | 4.2824 | 4.8569 | 4.7204 | 4.4992 | 3.9441 | 3.6642
2020-06-02 | 3.4953 | 3.1264 | 3.0459 | 3.1941 | 3.0835 | 3.2664 | 3.6379 | 3.9664 | 4.0848 | 3.745 | 3.6564 | 3.6706 | 3.2149 | 3.2816 | 3.3439 | 3.9555 | 4.0576 | 4.1232 | 4.5563 | 4.8038 | 4.582 | 4.0401 | 3.8181 | 3.6681
2020-06-03 | 3.1212 | 3.0793 | 3.0506 | 3.0173 | 3.0993 | 3.432 | 3.778 | 3.7375 | 3.0778 | 2.8407 | 3.182 | 3.2194 | 3.1775 | 3.0598 | 2.9572 | 3.1076 | 3.6062 | 3.8883 | 4.3964 | 4.7978 | 4.6224 | 4.3892 | 3.8432 | 3.5971
2020-06-04 | 3.4067 | 3.1475 | 3.0225 | 3.0721 | 3.0557 | 3.1214 | 3.4249 | 3.3715 | 3.3742 | 3.2746 | 3.0856 | 3.2144 | 2.9189 | 2.8847 | 3.2374 | 3.5018 | 3.7505 | 3.9062 | 4.3318 | 4.5716 | 4.4237 | 3.8962 | 3.5431 | 3.1755
2020-06-05 | 3.0773 | 2.9945 | 2.8691 | 2.8274 | 2.8274 | 2.939 | 3.4377 | 3.7549 | 3.6112 | 3.451 | 3.3254 | 3.1834 | 3.4449 | 3.5494 | 3.4314 | 3.5055 | 3.7651 | 3.9823 | 4.2523 | 4.4632 | 4.2972 | 3.8682 | 3.7796 | 3.4892
2020-06-06 | 3.399 | 3.1825 | 3.0055 | 3.0293 | 3.0447 | 2.9203 | 2.9789 | 3.0634 | 3.0167 | 2.7318 | 2.3237 | 2.3988 | 2.7869 | 2.5722 | 2.5734 | 2.7224 | 3.0056 | 3.4053 | 4.0191 | 4.2546 | 4.1829 | 4.0787 | 3.5996 | 3.374
2020-06-07 | 3.2707 | 3.2516 | 3.0056 | 2.9513 | 2.8573 | 2.8495 | 2.9512 | 3.0545 | 2.9947 | 2.7479 | 2.5026 | 2.4069 | 2.5101 | 2.6789 | 2.4983 | 2.6162 | 2.8816 | 3.2269 | 4.1137 | 4.692 | 4.4698 | 4.0419 | 3.7646 | 3.4133
2020-06-08 | 3.3509 | 3.0637 | 2.9358 | 2.9047 | 2.9361 | 3.0016 | 3.1041 | 3.3274 | 3.2277 | 3.1918 | 3.1242 | 2.5969 | 2.3952 | 2.5507 | 2.7993 | 3.214 | 3.0874 | 3.8284 | 4.2432 | 4.6497 | 4.5772 | 4.0631 | 3.6038 | 3.4527
2020-06-09 | 3.2775 | 3.0051 | 2.9723 | 3.1393 | 2.9083 | 3.0113 | 3.3033 | 3.5921 | 3.2961 | 3.3281 | 3.154 | 2.9248 | 2.8927 | 3.0751 | 3.0542 | 3.5136 | 4.1657 | 4.3263 | 4.6211 | 4.8546 | 4.8392 | 4.3724 | 3.9394 | 3.5498
2020-06-10 | 3.2697 | 3.1618 | 3.2968 | 3.0518 | 2.9861 | 3.1933 | 3.8621 | 3.9339 | 3.5881 | 3.492 | 3.4153 | 3.0299 | 3.0299 | 3.6399 | 3.673 | 3.5386 | 3.9629 | 4.3373 | 4.5473 | 4.8539 | 4.7878 | 4.3092 | 3.9976 | 3.8308
2020-06-11 | 3.6896 | 3.4922 | 3.2066 | 3.1168 | 2.9921 | 3.451 | 3.4637 | 3.4388 | 3.6523 | 3.4578 | 4.3369 | 4.1798 | 3.5039 | 3.2644 | 3.5467 | 3.7884 | 4.0034 | 4.3411 | 4.5644 | 4.8536 | 4.7237 | 4.3905 | 3.7336 | 3.371
2020-06-12 | 3.1289 | 3.0782 | 3.1247 | 2.9766 | 2.9863 | 3.0874 | 3.7376 | 3.9002 | 3.6499 | 3.3353 | 3.3059 | 2.9933 | 3.1002 | 3.3409 | 3.2663 | 3.4968 | 3.5543 | 3.9218 | 4.4575 | 4.6391 | 4.6296 | 4.3432 | 3.9166 | 3.7639
2020-06-13 | 3.4468 | 3.1355 | 3.0219 | 3.1319 | 2.9952 | 2.9804 | 3.0389 | 3.0668 | 3.0112 | 2.9092 | 2.881 | 2.9413 | 2.7789 | 2.9081 | 2.98 | 3.1113 | 3.1198 | 3.756 | 4.313 | 4.3706 | 4.2458 | 3.9724 | 3.5258 | 3.2516
2020-06-14 | 3.1922 | 3.0508 | 2.9191 | 2.8801 | 2.9999 | 2.9199 | 2.9047 | 3.0816 | 2.9562 | 2.7448 | 2.5435 | 2.3527 | 2.4984 | 2.5727 | 3.0201 | 3.0576 | 2.9947 | 3.1903 | 3.8549 | 4.2645 | 4.3066 | 3.7169 | 3.4157 | 3.171
2020-06-15 | 3.1484 | 2.9598 | 2.8065 | 2.741 | 2.8869 | 3.0868 | 3.213 | 3.4879 | 3.6905 | 3.3451 | 3.2534 | 3.1656 | 3.1614 | 3.1611 | 3.1551 | 3.5467 | 4.029 | 3.9647 | 4.3936 | 4.6655 | 4.8482 | 4.5584 | 4.2412 | 3.8085
2020-06-16 | 3.3648 | 3.0593 | 3.03 | 2.9886 | 3.0462 | 3.2177 | 3.4289 | 3.7846 | 3.579 | 3.397 | 3.3909 | 3.3036 | 3.1771 | 3.0364 | 3.1754 | 3.5018 | 3.4972 | 3.9229 | 4.5114 | 4.8214 | 4.8471 | 4.4153 | 4.4756 | 4.2185
2020-06-17 | 4.0579 | 3.6604 | 3.4002 | 3.3878 | 3.4964 | 3.6202 | 3.221 | 3.3455 | 3.6134 | 3.4024 | 3.0684 | 3.0758 | 2.881 | 2.9157 | 3.0294 | 3.102 | 3.5357 | 4.3411 | 4.5781 | 4.8538 | 4.7864 | 4.5469 | 4.0287 | 3.5507
2020-06-18 | 4.2149 | 4.1991 | 3.837 | 3.7084 | 3.5749 | 4.0959 | 3.464 | 3.4561 | 3.7162 | 3.4091 | 3.2745 | 3.2067 | 3.0776 | 2.9567 | 2.9867 | 3.4731 | 3.5093 | 3.7458 | 4.3252 | 4.681 | 4.5921 | 4.2938 | 4.2578 | 4.3441
2020-06-19 | 4.1575 | 3.6202 | 3.5065 | 3.545 | 3.7494 | 3.6284 | 3.3704 | 3.6655 | 3.7252 | 3.5493 | 3.5077 | 3.2464 | 3.212 | 3.1538 | 3.3714 | 3.6371 | 3.435 | 3.6123 | 4.0039 | 4.297 | 4.2457 | 4.2214 | 3.8621 | 3.4687
2020-06-20 | 3.2342 | 3.3448 | 3.2192 | 3.0128 | 2.8872 | 2.9992 | 3.0167 | 2.9877 | 2.7322 | 2.475 | 2.366 | 2.0645 | 2.2752 | 2.3759 | 2.2732 | 2.6151 | 3.0209 | 3.2677 | 3.7223 | 4.1362 | 4.1104 | 3.9527 | 4.0177 | 3.9886
2020-06-21 | 4.0262 | 3.7378 | 3.475 | 3.3904 | 3.3684 | 3.5753 | 2.966 | 2.9946 | 3.0934 | 2.8755 | 2.6952 | 2.8038 | 2.7212 | 2.7218 | 2.9059 | 2.6616 | 2.9621 | 3.4153 | 4.012 | 4.5106 | 4.4021 | 3.9234 | 4.102 | 4.2713
2020-06-22 | 3.518 | 3.0174 | 2.9122 | 2.8985 | 2.8869 | 3.3044 | 3.3355 | 3.5772 | 3.9154 | 3.596 | 3.3173 | 3.3859 | 3.5315 | 3.1386 | 3.2615 | 3.3282 | 3.5517 | 4.2417 | 4.7286 | 4.8544 | 4.777 | 4.4408 | 4.4552 | 4.4778
2020-06-23 | 4.1341 | 3.7529 | 3.8239 | 3.8173 | 3.6235 | 3.9307 | 3.7386 | 4.1741 | 4.0143 | 3.6149 | 3.4034 | 3.4036 | 3.404 | 3.4 | 3.3899 | 3.3891 | 2.3346 | 3.0413 | 3.5156 | 4.3922 | 4.8472 | 4.286 | 3.8879 | 3.2839
2020-06-24 | 3.022 | 2.9205 | 2.8385 | 2.7979 | 2.8114 | 2.9967 | 3.1795 | 3.2407 | 3.0561 | 2.9396 | 2.9035 | 2.8147 | 2.7194 | 2.7383 | 2.9042 | 3.0869 | 3.7878 | 4.1668 | 4.7446 | 4.8544 | 4.8478 | 4.6649 | 4.485 | 3.9147
2020-06-25 | 3.5428 | 3.2977 | 3.195 | 3.1453 | 3.1924 | 3.3448 | 3.5605 | 4.1353 | 3.9892 | 3.7965 | 3.7688 | 3.8053 | 3.6388 | 3.4585 | 3.705 | 4.0507 | 3.877 | 4.0991 | 4.4602 | 4.7825 | 4.6676 | 4.378 | 4.1854 | 3.5844
2020-06-26 | 3.1667 | 3.0463 | 2.9676 | 2.982 | 3.067 | 2.937 | 3.0685 | 3.2987 | 3.2323 | 3.0589 | 2.8141 | 3.0341 | 3.2186 | 3.0832 | 3.2994 | 3.6143 | 3.72 | 3.8045 | 4.058 | 4.4405 | 4.4897 | 4.2022 | 3.9524 | 3.3839
2020-06-27 | 3.2894 | 3.2502 | 2.9593 | 2.9314 | 2.8292 | 2.9493 | 3.1339 | 2.8924 | 2.8756 | 2.8425 | 2.6654 | 2.3485 | 2.5725 | 2.78 | 2.8769 | 2.7507 | 2.8329 | 3.4783 | 3.941 | 4.1452 | 4.2128 | 3.9395 | 3.6682 | 3.2707
2020-06-28 | 3.2559 | 3.1602 | 2.9566 | 2.9219 | 2.8522 | 3.0265 | 2.9002 | 2.85 | 2.9583 | 2.9088 | 2.8468 | 2.4828 | 2.5884 | 2.5008 | 2.8088 | 2.8527 | 3.0271 | 3.3377 | 4.0964 | 4.2687 | 4.1174 | 3.8293 | 3.8273 | 3.2882
2020-06-29 | 2.9858 | 2.9727 | 3.0133 | 2.8265 | 2.8726 | 3.0085 | 3.4018 | 3.6551 | 3.6205 | 3.3536 | 3.1282 | 3.0417 | 2.8722 | 3.1863 | 3.4681 | 3.7394 | 4.1414 | 4.6256 | 4.7633 | 4.8533 | 4.8465 | 4.6569 | 4.0562 | 3.5859
2020-06-30 | 3.4086 | 3.3906 | 3.237 | 3.1531 | 3.0969 | 3.4012 | 3.4747 | 3.6865 | 3.9847 | 3.6738 | 3.1503 | 2.8715 | 3.0145 | 3.1513 | 3.2523 | 3.4334 | 3.7068 | 4.0854 | 4.4361 | 4.7161 | 4.7204 | 4.8495 | 4.6051 | 4.2817
2020-07-01 | 3.8541 | 3.9922 | 3.4916 | 3.4871 | 3.3256 | 3.4281 | 3.5329 | 3.2334 | 3.0707 | 2.7823 | 2.6183 | 2.4907 | 2.7482 | 2.494 | 2.5145 | 2.8669 | 3.54 | 3.9042 | 3.9999 | 4.2383 | 4.1933 | 4.6912 | 4.7805 | 4.303
2020-07-02 | 4.147 | 3.7982 | 3.4994 | 3.5167 | 3.5289 | 4.0129 | 3.7749 | 3.4122 | 3.3827 | 3.1194 | 2.975 | 2.8735 | 2.9209 | 2.9009 | 3.3112 | 3.1951 | 3.6109 | 4.2549 | 4.7789 | 5.0373 | 4.8889 | 4.8442 | 4.7078 | 4.3343
2020-07-03 | 4.1957 | 3.97 | 3.6256 | 3.6668 | 3.695 | 3.6373 | 3.8483 | 3.7407 | 3.6318 | 3.4254 | 2.9307 | 2.8785 | 2.8083 | 2.7586 | 2.9127 | 3.143 | 3.4932 | 3.7434 | 3.7307 | 4.5272 | 4.4649 | 4.987 | 4.6982 | 4.3247
2020-07-04 | 4.0486 | 3.7592 | 3.4218 | 3.4165 | 3.5703 | 3.4762 | 3.1989 | 3.1322 | 3.0395 | 2.8932 | 2.8415 | 2.7677 | 2.8562 | 2.7702 | 2.8208 | 3.0176 | 3.1865 | 3.1432 | 3.7792 | 4.0513 | 3.9696 | 3.5958 | 3.3234 | 3.1602
2020-07-05 | 3.0854 | 3.1038 | 2.9255 | 2.8972 | 2.7703 | 2.9528 | 2.7889 | 2.6121 | 2.6058 | 2.4314 | 2.219 | 2.3861 | 2.124 | 2.0251 | 2.3573 | 2.4755 | 2.7124 | 3.189 | 3.8322 | 4.4029 | 3.9755 | 3.783 | 3.572 | 3.1205
2020-07-06 | 2.9854 | 3.0039 | 2.9214 | 2.8369 | 2.9748 | 3.1045 | 3.0979 | 3.257 | 3.1811 | 2.9808 | 2.6454 | 2.4866 | 2.4769 | 2.7176 | 2.9767 | 2.9933 | 3.3284 | 4.1191 | 4.648 | 4.9839 | 4.8325 | 4.9551 | 4.7325 | 4.6653
2020-07-07 | 4.2324 | 3.8827 | 3.3517 | 3.3313 | 3.3212 | 3.5316 | 4.127 | 3.6644 | 3.452 | 3 | 3.1407 | 3.1029 | 2.7087 | 3.1908 | 3.5609 | 3.4149 | 3.3891 | 4.1044 | 4.3527 | 4.8062 | 4.6354 | 5.1189 | 4.5868 | 4.096
2020-07-08 | 3.7721 | 3.8042 | 3.6295 | 3.4703 | 3.3415 | 3.6755 | 3.8396 | 3.3334 | 3.1073 | 2.9701 | 2.8645 | 2.8916 | 2.8456 | 3.0991 | 3.2613 | 3.4882 | 3.3552 | 3.5233 | 4.0862 | 4.8808 | 4.761 | 5.1687 | 4.9167 | 4.2191
2020-07-09 | 4.2061 | 4.0248 | 3.6331 | 3.568 | 3.6912 | 3.897 | 3.9343 | 3.4982 | 3.5359 | 3.2195 | 3.0766 | 3.1045 | 3.5318 | 3.232 | 3.1672 | 3.1996 | 3.4203 | 3.9872 | 4.3879 | 4.8152 | 4.6147 | 4.8814 | 4.7726 | 4.2395
2020-07-10 | 4.0388 | 4.1422 | 3.7024 | 3.4844 | 3.2598 | 3.4772 | 3.5631 | 3.1418 | 3.3141 | 3.2819 | 3.2594 | 3.0579 | 2.8749 | 2.7928 | 2.8772 | 3.1697 | 3.4898 | 3.6657 | 4.1518 | 4.7035 | 4.1669 | 4.7803 | 5.1684 | 4.4142
2020-07-11 | 4.047 | 3.9936 | 3.6375 | 3.4967 | 3.5635 | 3.6144 | 3.3632 | 3.0998 | 3.0506 | 2.9222 | 2.7136 | 2.5121 | 2.5347 | 2.7232 | 2.8882 | 2.8683 | 3.1628 | 3.1907 | 3.5207 | 4.2416 | 4.3693 | 4.796 | 5.0038 | 4.5238
2020-07-12 | 3.3523 | 3.1261 | 3.2634 | 3.071 | 2.9083 | 2.9261 | 3.1132 | 3.0022 | 2.8453 | 2.8211 | 2.7242 | 1.9983 | 2.1377 | 2.2655 | 2.5677 | 2.8325 | 3.1386 | 3.5805 | 4.0962 | 4.6073 | 4.1066 | 3.6483 | 3.778 | 3.4756
2020-07-13 | 3.273 | 3.0297 | 3.0035 | 3.1205 | 3.0399 | 3.1107 | 3.3362 | 3.8242 | 3.7578 | 3.2343 | 2.9734 | 3.0038 | 2.9047 | 2.7963 | 2.9954 | 3.163 | 3.2906 | 3.9292 | 4.639 | 5.0465 | 4.9023 | 5.1388 | 4.9042 | 4.5967
2020-07-14 | 4.3356 | 3.8147 | 3.9293 | 4.0424 | 3.5798 | 3.8345 | 4.1388 | 3.8778 | 3.6447 | 3.5857 | 3.0992 | 2.9747 | 3.0951 | 3.1632 | 3.2865 | 3.2409 | 3.8013 | 4.2866 | 4.5845 | 5.0907 | 4.8707 | 4.9531 | 4.8629 | 4.3525
2020-07-15 | 3.9199 | 4.1111 | 3.8456 | 3.7033 | 3.5514 | 3.9809 | 4.2497 | 3.4631 | 3.7792 | 3.2998 | 3.0791 | 3.0743 | 2.8255 | 2.9255 | 3.314 | 3.5179 | 3.8246 | 4.2369 | 4.6178 | 5.0143 | 4.7404 | 4.6641 | 4.6164 | 4.2668
2020-07-16 | 4.351 | 4.1384 | 3.731 | 3.6499 | 3.6972 | 3.6785 | 3.8991 | 3.4721 | 3.368 | 3.1247 | 2.7982 | 2.8469 | 2.8268 | 2.6663 | 2.9445 | 3.2989 | 3.397 | 3.8149 | 4.2534 | 4.6646 | 4.6829 | 4.7245 | 5.1325 | 4.5764
2020-07-17 | 3.8617 | 3.5873 | 3.7076 | 3.8637 | 3.4284 | 3.6586 | 4.2601 | 3.6727 | 3.4776 | 3.3953 | 3.1688 | 2.9737 | 2.874 | 3.041 | 3.0981 | 3.1206 | 3.6327 | 3.6059 | 3.5111 | 4.0961 | 4.1773 | 4.4826 | 4.5336 | 4.4839
2020-07-18 | 3.9737 | 3.5608 | 3.7496 | 3.4981 | 3.2699 | 3.5421 | 3.7604 | 3.1651 | 2.8912 | 2.6797 | 2.2321 | 1.8946 | 1.8508 | 2.2749 | 2.6011 | 2.6204 | 2.9414 | 3.3358 | 3.5679 | 3.7695 | 4.0595 | 4.5612 | 4.3916 | 4.5835
2020-07-19 | 3.5742 | 3.2735 | 3.0435 | 2.9724 | 2.8184 | 2.8765 | 3.0418 | 2.8628 | 2.7165 | 2.6647 | 2.4853 | 2.4715 | 2.4352 | 2.5459 | 2.7944 | 3.1093 | 3.3575 | 3.7179 | 4.5176 | 4.8693 | 4.3986 | 4.305 | 4.4558 | 4.076
2020-07-20 | 3.2218 | 2.9725 | 3.0127 | 3.1162 | 3.009 | 3.109 | 3.2671 | 3.4775 | 3.2132 | 2.9755 | 3.0848 | 2.9951 | 2.9516 | 3.0401 | 2.9787 | 3.2416 | 4.1336 | 4.7074 | 4.9594 | 5.2671 | 4.7057 | 5.0586 | 4.9461 | 4.9469
2020-07-21 | 4.6016 | 4.3082 | 3.927 | 3.8265 | 3.6596 | 4.2784 | 4.3699 | 3.679 | 4.0196 | 3.6266 | 3.2355 | 2.9141 | 3.0597 | 3.0595 | 3.1845 | 3.5095 | 3.9287 | 4.185 | 4.7349 | 4.9225 | 4.5442 | 5.2638 | 5.1644 | 4.4586
2020-07-22 | 3.5999 | 3.4639 | 3.6997 | 3.913 | 3.4565 | 3.7775 | 4.3486 | 3.7893 | 3.5073 | 3.2802 | 3.0114 | 3.1603 | 3.5283 | 3.4599 | 3.3146 | 3.3918 | 3.5656 | 4.1586 | 4.6245 | 5.0757 | 4.9439 | 4.8664 | 4.7499 | 4.3199
2020-07-23 | 4.2505 | 4.0684 | 3.6874 | 3.7771 | 3.7219 | 3.7704 | 4.0127 | 3.8828 | 3.6161 | 3.3329 | 3.2564 | 3.2928 | 3.0899 | 2.9561 | 3.2629 | 3.3815 | 3.7309 | 3.7502 | 4.5617 | 5.1073 | 5.0103 | 5.1361 | 4.9977 | 4.449
2020-07-24 | 4.2776 | 4.2113 | 3.7515 | 3.5909 | 3.7748 | 4.0515 | 3.9291 | 3.6363 | 4.0537 | 3.3686 | 3.2331 | 3.0372 | 2.9167 | 2.8399 | 2.9566 | 3.3964 | 3.4459 | 4.0019 | 4.5176 | 5.1161 | 4.8824 | 5.2535 | 5.2454 | 4.3711
2020-07-25 | 4.1923 | 4.4255 | 4.28 | 3.8482 | 3.4698 | 3.822 | 3.8423 | 3.1267 | 3.0154 | 2.9378 | 2.5874 | 2.4594 | 2.5902 | 2.3184 | 2.2959 | 2.6469 | 3.051 | 3.3652 | 3.6791 | 4.4104 | 4.2454 | 4.6141 | 4.492 | 4.5094
2020-07-26 | 4.1827 | 3.6912 | 3.5073 | 3.4043 | 3.0723 | 2.9934 | 3.1038 | 2.9578 | 2.6697 | 2.5465 | 2.5012 | 2.3053 | 2.3573 | 2.5001 | 2.3103 | 2.6368 | 3.1036 | 3.487 | 4.2511 | 4.9019 | 4.5679 | 3.7295 | 3.432 | 3.3707
2020-07-27 | 3.2773 | 3.1169 | 3.2229 | 3.9097 | 3.4993 | 3.5996 | 3.4705 | 3.7171 | 3.6259 | 3.6552 | 3.3745 | 3.0755 | 2.974 | 3.3113 | 3.5605 | 3.989 | 4.1031 | 4.8124 | 5.0271 | 5.2651 | 5.2599 | 5.2622 | 5.1452 | 4.9706
2020-07-28 | 4.5357 | 4.188 | 3.8437 | 3.949 | 4.0051 | 4.0253 | 4.2133 | 3.808 | 3.9684 | 3.6014 | 3.3433 | 3.101 | 2.8225 | 2.8632 | 3.3155 | 3.5556 | 3.9816 | 4.2066 | 4.8585 | 5.2676 | 5.0082 | 5.2105 | 4.8925 | 4.6459
2020-07-29 | 4.6335 | 4.0861 | 3.9249 | 4.0436 | 3.9315 | 4.0617 | 4.3346 | 4.0807 | 3.8287 | 3.1402 | 3.2437 | 2.8959 | 2.7465 | 2.6142 | 2.9858 | 3.2167 | 3.5632 | 4.2391 | 4.7867 | 5.2499 | 5.0431 | 5.148 | 5.0005 | 4.7584
2020-07-30 | 4.8154 | 4.5502 | 3.9776 | 3.7987 | 3.8542 | 4.3954 | 4.5636 | 4.5331 | 4.4389 | 3.8854 | 3.8019 | 3.4671 | 3.1116 | 3.0018 | 3.1796 | 3.6309 | 3.7519 | 3.8744 | 4.6813 | 5.0651 | 4.5378 | 5.0155 | 4.6766 | 4.4208
2020-07-31 | 4.3142 | 4.325 | 3.8147 | 3.4719 | 3.4707 | 3.5438 | 3.6127 | 3.4229 | 3.4218 | 3.1609 | 2.8192 | 2.713 | 2.9059 | 2.8914 | 3.1405 | 3.5976 | 3.7849 | 3.8221 | 4.0039 | 4.4437 | 3.8187 | 4.2049 | 4.5375 | 4.4431
2020-08-01 | 4.2071 | 3.5884 | 3.2462 | 3.2768 | 3.1187 | 3.117 | 3.1142 | 3.4475 | 3.3214 | 2.7273 | 2.7047 | 2.6426 | 2.5604 | 2.7826 | 2.7315 | 3.1025 | 3.5601 | 3.9326 | 4.4818 | 4.9633 | 4.6535 | 4.5068 | 4.8863 | 4.7088
2020-08-02 | 4.2013 | 3.4682 | 3.3409 | 3.3096 | 2.984 | 3.0721 | 3.1388 | 3.2968 | 3.1293 | 2.8108 | 2.6803 | 2.6258 | 2.5115 | 2.6435 | 2.7008 | 2.8141 | 3.1774 | 3.7756 | 4.3817 | 5.2657 | 5.0294 | 4.3549 | 3.6292 | 3.3624
2020-08-03 | 3.2793 | 3.2796 | 3.113 | 3.1646 | 3.5773 | 4.1107 | 3.8642 | 3.589 | 3.7363 | 3.4721 | 3.6186 | 3.2184 | 3.2638 | 3.0453 | 3.0725 | 3.3374 | 4.0081 | 4.5499 | 4.8266 | 5.4046 | 4.9058 | 5.0452 | 4.9249 | 4.8425
2020-08-04 | 4.4475 | 4.3343 | 3.9486 | 4.0877 | 4.0397 | 4.1399 | 4.279 | 4.0421 | 3.9105 | 3.5244 | 3.2268 | 3.4487 | 3.2312 | 3.1079 | 3.457 | 3.7045 | 3.9631 | 4.2288 | 5.0541 | 5.5421 | 5.0776 | 5.4667 | 5.4336 | 4.5023
2020-08-05 | 3.9955 | 4.2927 | 4.0081 | 3.7552 | 3.6935 | 4.2658 | 4.3487 | 3.8166 | 3.9988 | 3.5856 | 3.5168 | 3.3385 | 3.2648 | 3.2159 | 3.4425 | 3.8104 | 4.5434 | 4.3464 | 5.0265 | 5.5556 | 5.229 | 5.4352 | 5.4082 | 4.9937
2020-08-06 | 4.5128 | 4.3745 | 4.269 | 4.5746 | 4.3664 | 4.2874 | 4.5947 | 4.3254 | 4.2092 | 3.8621 | 3.6955 | 3.578 | 3.9057 | 4.3151 | 4.6102 | 4.3439 | 5.0816 | 5.1811 | 5.5076 | 5.5544 | 5.0557 | 5.2208 | 5.3538 | 4.3149
2020-08-07 | 3.9889 | 4.3024 | 4.0587 | 4.1202 | 3.985 | 4.7305 | 4.7401 | 4.1335 | 3.9998 | 3.6091 | 3.4964 | 3.6294 | 3.1617 | 3.1896 | 3.3914 | 3.4989 | 3.6346 | 4.4542 | 5.0308 | 5.2373 | 4.9597 | 5.1506 | 4.9595 | 4.7132
2020-08-08 | 4.4791 | 4.3383 | 3.8696 | 3.9442 | 3.5318 | 3.2646 | 3.2975 | 3.3112 | 3.2797 | 2.9705 | 2.6408 | 2.5745 | 2.74 | 2.7414 | 2.8281 | 3.2447 | 3.7138 | 4.172 | 4.7204 | 5.5548 | 5.2484 | 5.3895 | 4.9082 | 4.6285
2020-08-09 | 3.9953 | 3.4281 | 3.3355 | 3.4324 | 3.2857 | 3.1606 | 3.1516 | 3.1931 | 3.2303 | 2.8244 | 2.5344 | 2.7041 | 2.5883 | 2.5598 | 2.6714 | 2.8269 | 3.1554 | 4.0127 | 4.6495 | 5.2406 | 5.0656 | 4.1399 | 3.8497 | 3.7205
2020-08-10 | 3.3837 | 3.5738 | 3.6534 | 3.6934 | 3.1775 | 3.3043 | 3.6407 | 4.0141 | 3.8995 | 3.3926 | 3.526 | 3.4598 | 3.3314 | 3.4683 | 3.5713 | 4.148 | 4.4792 | 4.8477 | 5.4032 | 5.5543 | 5.2983 | 5.2235 | 5.0781 | 4.7006
2020-08-11 | 4.7923 | 4.3954 | 4.0611 | 4.2118 | 4.1617 | 4.2965 | 4.7951 | 4.1737 | 4.1902 | 3.6739 | 3.257 | 3.4815 | 3.6383 | 3.5505 | 3.5047 | 3.8105 | 4.2495 | 4.5408 | 5.13 | 5.5552 | 5.1154 | 5.0049 | 5.1424 | 4.8731
2020-08-12 | 4.1012 | 4.0854 | 4.2334 | 3.9371 | 3.9522 | 4.601 | 4.5126 | 4.0058 | 4.0424 | 3.4979 | 3.0893 | 2.8838 | 3.0646 | 3.0183 | 3.0495 | 3.5851 | 4.2574 | 4.8561 | 5.3288 | 5.5559 | 5.4191 | 5.5009 | 5.0802 | 4.6179
2020-08-13 | 4.5013 | 4.5371 | 4.1108 | 3.9626 | 4.1413 | 4.1527 | 3.9482 | 3.9419 | 4.0558 | 3.787 | 3.7182 | 4.1092 | 3.9884 | 3.4848 | 3.3799 | 3.8416 | 4.2953 | 4.863 | 5.3471 | 5.4194 | 4.9388 | 5.4719 | 5.5601 | 5.3916
2020-08-14 | 4.7331 | 4.6809 | 4.8826 | 4.5542 | 4.3233 | 4.7754 | 4.3618 | 3.5757 | 3.4875 | 3.2082 | 3.1686 | 3.1361 | 3.0173 | 3.1941 | 3.1757 | 3.4248 | 4.3931 | 5.0735 | 5.3742 | 5.5553 | 5.3246 | 5.5558 | 5.4785 | 5.1833
2020-08-15 | 5.1217 | 4.7576 | 4.4148 | 4.0246 | 3.9501 | 4.4166 | 3.9731 | 3.4221 | 3.4291 | 3.2861 | 2.9806 | 2.8739 | 3.0737 | 3.1474 | 3.1022 | 3.533 | 3.8072 | 4.2871 | 4.814 | 4.7462 | 4.6681 | 5.2678 | 5.1844 | 4.5493
2020-08-16 | 4.1092 | 3.6503 | 3.6771 | 3.6309 | 3.262 | 3.153 | 3.033 | 3.2936 | 3.2082 | 2.9796 | 2.6367 | 2.5963 | 2.6119 | 2.854 | 2.9437 | 2.9998 | 3.5663 | 4.2799 | 4.9353 | 5.5521 | 5.2962 | 5.0143 | 4.8096 | 4.4546
2020-08-17 | 4.2632 | 4.1334 | 3.4119 | 3.3103 | 3.3757 | 3.8656 | 3.9077 | 4.0194 | 4.1399 | 3.982 | 3.9053 | 3.5146 | 3.6083 | 3.6437 | 3.6333 | 4.039 | 4.5296 | 4.8701 | 5.2927 | 5.395 | 5.162 | 5.5085 | 5.1224 | 4.9229
2020-08-18 | 4.8514 | 4.4624 | 4.2827 | 4.6206 | 3.9834 | 4.4019 | 4.9939 | 4.6348 | 4.5461 | 3.51 | 3.2747 | 3.3323 | 3.5386 | 3.6553 | 3.6752 | 3.8653 | 4.1845 | 4.7179 | 5.0127 | 5.554 | 4.9411 | 5.0292 | 5.0915 | 4.6849
2020-08-19 | 4.4753 | 4.3297 | 3.9214 | 3.8826 | 3.965 | 4.3721 | 4.8481 | 4.3767 | 3.5941 | 3.4759 | 3.1787 | 2.963 | 2.9062 | 3.262 | 3.5788 | 3.4261 | 4.2565 | 4.9034 | 4.642 | 4.9965 | 4.9777 | 5.1842 | 5.0618 | 4.789
2020-08-20 | 4.7236 | 4.0965 | 4.1549 | 4.4628 | 4.1916 | 4.2101 | 4.6033 | 4.5127 | 3.9095 | 3.9411 | 3.905 | 4.5114 | 4.326 | 3.7702 | 4.0432 | 4.0834 | 4.4378 | 4.2444 | 4.4643 | 4.5796 | 3.9518 | 3.755 | 3.5892 | 3.3804
2020-08-21 | 2.9906 | 2.9348 | 3.0552 | 2.8864 | 2.9038 | 2.8304 | 2.4263 | 2.8861 | 3.3917 | 3.1337 | 3.0432 | 3.1462 | 3.0181 | 2.655 | 2.7894 | 3.3051 | 3.9521 | 4.3983 | 4.3434 | 3.9926 | 3.7294 | 3.5949 | 3.7795 | 3.3813
2020-08-22 | 3.1348 | 2.9208 | 2.8254 | 2.9383 | 2.7657 | 2.8856 | 2.9488 | 3.1787 | 3.0982 | 2.7498 | 3.0457 | 3.1684 | 2.8215 | 3.2869 | 3.0597 | 2.9943 | 3.6343 | 4.2248 | 4.259 | 4.2565 | 3.7365 | 3.5298 | 3.6092 | 3.4887
2020-08-23 | 3.1902 | 3.0359 | 2.9955 | 3.0009 | 3.2471 | 3.1931 | 3.2102 | 3.1168 | 3.3257 | 3.0333 | 2.7607 | 2.433 | 2.5569 | 2.6087 | 2.8539 | 3.2544 | 3.3131 | 3.9825 | 4.6872 | 4.8225 | 4.3839 | 3.7477 | 3.6001 | 3.3428
2020-08-24 | 3.3474 | 3.1718 | 3.0384 | 2.987 | 3.0667 | 3.3859 | 3.3875 | 3.459 | 3.7622 | 3.4691 | 3.3347 | 3.837 | 3.591 | 3.2657 | 3.6897 | 3.9376 | 4.1007 | 4.3185 | 5.3087 | 5.5574 | 5.0872 | 5.1524 | 5.2801 | 4.4172
2020-08-25 | 4.0302 | 4.0062 | 4.0854 | 4.2869 | 3.7859 | 4.1428 | 4.5529 | 3.982 | 4.0643 | 3.4521 | 3.3708 | 3.3749 | 3.2349 | 3.4631 | 3.7321 | 3.782 | 4.1483 | 4.7428 | 5.3698 | 5.5554 | 5.2459 | 5.5556 | 5.1587 | 4.4421
2020-08-26 | 4.5271 | 3.9716 | 3.7175 | 3.6471 | 3.818 | 3.9349 | 4.112 | 3.6847 | 3.6946 | 3.2919 | 3.1764 | 2.9335 | 3.0584 | 3.1368 | 3.2453 | 3.4736 | 4.0255 | 4.1976 | 4.8972 | 5.4375 | 4.9661 | 4.795 | 4.6323 | 4.4583
2020-08-27 | 3.834 | 3.829 | 3.809 | 3.7819 | 3.7039 | 4.4014 | 4.3765 | 3.6847 | 3.4833 | 3.254 | 2.9392 | 3.0889 | 3.2716 | 3.0765 | 3.2182 | 3.3792 | 3.7432 | 3.9102 | 4.9054 | 5.3854 | 4.7509 | 4.6429 | 4.6647 | 4.7067
2020-08-28 | 3.9698 | 3.7537 | 3.7978 | 3.923 | 3.6845 | 3.7511 | 3.8974 | 3.3363 | 3.3767 | 3.2493 | 3.1473 | 2.8131 | 2.9569 | 3.3186 | 3.2152 | 3.3041 | 3.3994 | 3.9009 | 4.5218 | 4.7304 | 4.0607 | 4.6326 | 4.7447 | 3.9909
2020-08-29 | 3.7477 | 3.6868 | 3.706 | 3.3835 | 3.3939 | 3.117 | 3.282 | 3.0767 | 2.765 | 2.7236 | 2.4272 | 2.1802 | 2.3942 | 2.683 | 2.6947 | 3.042 | 3.5466 | 4.1046 | 4.2509 | 4.2276 | 4.2073 | 3.9291 | 3.8617 | 3.7781
2020-08-30 | 3.4641 | 3.2789 | 3.2241 | 3.2601 | 3.1399 | 2.936 | 2.9113 | 2.8647 | 2.9172 | 2.718 | 2.5628 | 2.2604 | 2.0228 | 2.1283 | 2.6172 | 2.9342 | 3.2163 | 3.6671 | 4.3998 | 4.8081 | 4.2395 | 4.3731 | 4.221 | 3.8678
2020-08-31 | 3.8268 | 3.5786 | 3.0456 | 3.025 | 3.2676 | 3.2141 | 3.1498 | 3.4201 | 3.3299 | 3.0034 | 3.0445 | 2.8207 | 2.7483 | 2.807 | 3.1224 | 3.6901 | 3.8786 | 4.5477 | 5.1428 | 5.3466 | 4.9219 | 4.2911 | 3.9028 | 3.6899
2020-09-01 | 3.763 | 3.5061 | 3.3518 | 3.6014 | 3.5067 | 3.4962 | 3.9218 | 3.9604 | 3.9971 | 3.6116 | 3.1831 | 3.1221 | 3.4045 | 3.2467 | 3.361 | 3.9032 | 4.6903 | 5.2466 | 5.5745 | 5.6545 | 5.2289 | 5.3232 | 5.0023 | 4.9598
2020-09-02 | 4.596 | 4.0744 | 4.09 | 4.2841 | 4.1049 | 4.2368 | 4.5063 | 4.3046 | 4.0494 | 3.681 | 3.3869 | 3.1856 | 3.2505 | 3.6492 | 3.7082 | 3.5621 | 4.316 | 4.8243 | 5.2384 | 5.5515 | 5.0603 | 5.0017 | 4.8473 | 4.7386
2020-09-03 | 4.5518 | 4.1279 | 4.1143 | 4.3291 | 3.8676 | 3.9424 | 4.2253 | 3.9435 | 3.7382 | 3.4352 | 3.1529 | 3.1027 | 3.1067 | 3.4214 | 3.8701 | 3.7141 | 4.3622 | 4.8998 | 5.3381 | 5.6057 | 5.198 | 5.2596 | 5.1428 | 4.4984
2020-09-04 | 4.3552 | 4.4192 | 4.1587 | 4.1329 | 4.2253 | 4.8298 | 4.8027 | 4.1288 | 4.1331 | 3.4696 | 3.0482 | 2.8794 | 3.0801 | 2.9733 | 3.0657 | 3.4385 | 3.9742 | 4.2201 | 4.8371 | 5.1988 | 4.5556 | 4.8935 | 5.1786 | 4.6728
2020-09-05 | 4.1701 | 3.9624 | 4.0967 | 3.7122 | 3.4962 | 3.5057 | 3.3618 | 3.2863 | 3.1021 | 2.7834 | 2.5777 | 2.4121 | 2.6717 | 2.5439 | 2.7473 | 3.2143 | 3.6521 | 4.1982 | 4.7322 | 4.6479 | 4.6282 | 4.6693 | 4.8851 | 4.2417
2020-09-06 | 4.0251 | 3.8187 | 3.4124 | 3.1788 | 2.984 | 3.1109 | 3.2623 | 2.9151 | 2.7419 | 2.6379 | 2.3538 | 2.1596 | 2.4331 | 2.5711 | 2.8021 | 2.9819 | 3.3349 | 3.9996 | 4.7733 | 5.1812 | 4.7193 | 4.3036 | 3.7917 | 3.5367
2020-09-07 | 3.4694 | 3.2934 | 3.101 | 3.1218 | 3.313 | 3.3245 | 3.8089 | 4.1233 | 3.8445 | 3.5134 | 3.3642 | 3.1913 | 3.1296 | 3.2851 | 3.707 | 4.1282 | 4.2654 | 4.74 | 5.3649 | 5.6428 | 5.2826 | 5.2252 | 5.0256 | 4.6534
2020-09-08 | 4.368 | 4.4056 | 4.3776 | 4.1164 | 4.0609 | 4.5955 | 5.0306 | 4.2589 | 3.996 | 3.5537 | 3.3135 | 3.4028 | 3.6811 | 3.4909 | 3.3143 | 3.8101 | 4.1324 | 4.5141 | 5.1144 | 4.9808 | 4.3477 | 4.2134 | 3.7877 | 3.4991
2020-09-09 | 3.3215 | 3.2706 | 3.4112 | 3.2128 | 3.1442 | 3.2313 | 3.294 | 3.5247 | 3.2888 | 3.0159 | 2.4984 | 2.5242 | 2.2303 | 2.3615 | 2.5918 | 2.7762 | 3.0146 | 3.1655 | 3.4793 | 3.4344 | 3.0907 | 2.9671 | 3.1418 | 2.8484
2020-09-10 | 2.6621 | 2.591 | 2.5431 | 2.5455 | 2.686 | 2.7943 | 2.8373 | 2.9741 | 3.0955 | 2.8191 | 2.7058 | 2.5437 | 2.487 | 2.6305 | 2.8867 | 3.2744 | 3.2986 | 3.5843 | 4.2104 | 3.7406 | 3.4622 | 4.1685 | 4.4434 | 4.5486
2020-09-11 | 4.0058 | 3.8448 | 3.7791 | 3.9381 | 4.1017 | 4.1436 | 4.5967 | 4.2195 | 3.6752 | 3.1759 | 2.8082 | 2.7093 | 2.7693 | 2.9472 | 3.2781 | 3.5292 | 3.7771 | 4.4503 | 4.9753 | 4.749 | 4.3302 | 4.9384 | 4.7426 | 4.3721
2020-09-12 | 4.0526 | 4.2027 | 3.8233 | 3.7772 | 4.02 | 3.9138 | 3.8496 | 3.3034 | 3.1168 | 2.6602 | 2.1451 | 2.3306 | 2.3998 | 2.255 | 2.4814 | 2.9844 | 3.2369 | 3.7678 | 4.5615 | 4.879 | 4.2166 | 4.4622 | 4.7569 | 4.201
2020-09-13 | 3.8519 | 3.9805 | 3.7553 | 3.5382 | 3.5366 | 3.8512 | 3.7801 | 3.1108 | 2.7842 | 2.8972 | 2.3345 | 1.8774 | 2.0745 | 2.3234 | 2.2713 | 2.6375 | 3.2409 | 3.8791 | 4.3787 | 4.4821 | 4.0287 | 4.4854 | 4.4484 | 3.6371
2020-09-14 | 3.0726 | 2.9758 | 3.0255 | 3.1283 | 3.0755 | 3.4044 | 3.7755 | 3.8734 | 3.2486 | 2.7641 | 2.7334 | 2.4745 | 2.8074 | 3.2121 | 3.1792 | 3.3366 | 3.7891 | 4.3532 | 5.0402 | 5.1911 | 4.7883 | 5.0128 | 4.6403 | 4.2518
2020-09-15 | 3.9932 | 4.0346 | 4.0445 | 3.6281 | 3.2764 | 3.317 | 3.8267 | 3.5439 | 3.2809 | 3.1214 | 2.8904 | 2.7048 | 2.6055 | 2.8204 | 2.8268 | 3.2627 | 3.9449 | 4.4785 | 5.0567 | 5.4499 | 4.7457 | 4.72 | 4.6982 | 4.5577
2020-09-16 | 3.8219 | 3.373 | 3.3631 | 3.3964 | 3.0944 | 3.2059 | 3.6205 | 3.8774 | 3.7413 | 3.4217 | 3.0402 | 2.8766 | 3.006 | 3.0631 | 3.67 | 4.1304 | 4.3216 | 4.6756 | 5.4593 | 5.6325 | 5.2189 | 5.267 | 4.8129 | 4.3599
2020-09-17 | 4.3833 | 4.2746 | 4.2129 | 3.9689 | 4.1386 | 4.1813 | 3.8765 | 3.7367 | 3.6108 | 3.2174 | 2.9381 | 3.0561 | 3.2505 | 3.2353 | 3.729 | 4.2908 | 4.1643 | 4.6547 | 5.4895 | 5.6114 | 4.9887 | 5.1544 | 5.3881 | 4.997
2020-09-18 | 4.0955 | 3.5693 | 3.7384 | 3.5087 | 3.4785 | 3.8727 | 4.4633 | 3.8936 | 3.5524 | 3.3021 | 2.9546 | 2.9063 | 3.1903 | 3.3234 | 3.4017 | 3.8728 | 4.5895 | 4.8931 | 4.5104 | 4.3625 | 4.1443 | 4.8152 | 5.186 | 4.9245
2020-09-19 | 4.2616 | 4.2345 | 3.7518 | 3.3223 | 3.2127 | 3.3409 | 3.6313 | 3.2801 | 3.1719 | 2.9561 | 2.7746 | 2.4232 | 2.3322 | 2.5337 | 2.8089 | 3.0712 | 3.6942 | 4.3314 | 4.5263 | 4.8559 | 4.5497 | 4.1384 | 3.8455 | 3.7178
2020-09-20 | 3.576 | 3.2957 | 3.3634 | 3.5137 | 3.2406 | 3.2816 | 3.299 | 2.9576 | 2.7598 | 2.5895 | 2.4486 | 2.421 | 2.4784 | 2.7625 | 2.9155 | 2.9087 | 3.4539 | 4.1963 | 4.848 | 5.2084 | 4.793 | 4.619 | 4.8086 | 4.5865
2020-09-21 | 4.3198 | 4.1891 | 3.7873 | 3.7413 | 3.8932 | 4.3117 | 4.4399 | 3.657 | 3.6122 | 3.3964 | 3.0553 | 3.1194 | 3.2561 | 3.1404 | 3.3404 | 3.8644 | 4.4587 | 5.2128 | 5.6638 | 5.6537 | 4.9631 | 5.0755 | 5.0243 | 4.9427
2020-09-22 | 4.4657 | 4.2718 | 4.0134 | 4.0455 | 4.1744 | 4.152 | 4.4149 | 3.9559 | 3.9222 | 3.324 | 2.8538 | 3.3001 | 3.2369 | 3.3836 | 3.5103 | 3.8627 | 4.4113 | 5.1592 | 5.5758 | 5.6523 | 5.0297 | 3.949 | 3.7782 | 3.9204
2020-09-23 | 4.1582 | 3.8445 | 3.812 | 3.7052 | 3.5729 | 3.9483 | 4.9051 | 5.046 | 4.418 | 3.9505 | 3.6528 | 3.8502 | 3.696 | 3.3416 | 3.8607 | 4.1742 | 4.8104 | 4.9536 | 5.5104 | 5.6512 | 5.2434 | 4.9111 | 4.5034 | 4.1721
2020-09-24 | 3.9161 | 3.8148 | 3.7554 | 3.7258 | 3.7394 | 4.2497 | 4.7205 | 4.6722 | 4.983 | 4.7678 | 4.6105 | 3.4619 | 3.9084 | 4.0641 | 4.3068 | 4.7858 | 4.5712 | 5.1268 | 4.9659 | 4.2911 | 4.0081 | 4.0572 | 4.0552 | 3.6838
2020-09-25 | 3.469 | 3.348 | 3.5052 | 3.4639 | 3.133 | 3.2007 | 3.4664 | 3.3161 | 3.1691 | 2.938 | 2.8813 | 3.3955 | 3.1952 | 3.3618 | 3.281 | 3.4766 | 4.2745 | 4.7432 | 4.9266 | 5.2083 | 4.7215 | 4.7976 | 4.6824 | 4.3496
2020-09-26 | 4.3396 | 3.6508 | 3.5134 | 3.3594 | 3.2527 | 3.3511 | 3.3456 | 3.2549 | 2.8885 | 2.7042 | 2.5616 | 2.6119 | 2.7559 | 2.7582 | 2.9081 | 3.2654 | 3.7663 | 4.0528 | 4.8999 | 5.0532 | 4.4514 | 4.1037 | 3.9396 | 3.7901
2020-09-27 | 3.6994 | 4.1869 | 3.9661 | 3.8839 | 3.4283 | 3.2011 | 3.1624 | 3.0388 | 2.8575 | 2.5963 | 2.5644 | 2.4127 | 2.5449 | 2.7505 | 2.8791 | 3.1899 | 3.6781 | 4.3919 | 5.1757 | 5.3121 | 4.7167 | 4.1961 | 3.9095 | 3.5603
2020-09-28 | 3.3092 | 3.374 | 3.3442 | 3.143 | 3.1842 | 3.4171 | 3.671 | 3.5093 | 3.2077 | 2.8301 | 2.7686 | 2.8021 | 3.0281 | 3.2886 | 3.626 | 3.9634 | 4.4532 | 4.8708 | 5.4346 | 5.3315 | 4.7039 | 4.8806 | 4.8441 | 4.6629
2020-09-29 | 4.005 | 3.6361 | 3.42 | 3.3209 | 3.1303 | 3.3518 | 3.7355 | 3.5518 | 3.2326 | 2.8 | 2.587 | 2.7242 | 2.9699 | 3.2024 | 3.3726 | 3.6246 | 3.9723 | 4.7071 | 5.471 | 5.3368 | 4.624 | 4.1429 | 4.1605 | 3.9478
2020-09-30 | 3.4856 | 3.3423 | 3.4658 | 3.322 | 3.1609 | 3.3803 | 3.6509 | 3.4854 | 3.1923 | 2.8185 | 2.8422 | 2.9702 | 3.2431 | 3.8474 | 4.4113 | 4.4769 | 4.4945 | 5.0427 | 5.5823 | 5.4666 | 4.9782 | 5.1228 | 4.8516 | 4.4561
2020-10-01 | 4.382 | 4.3154 | 3.8826 | 3.7615 | 3.4494 | 3.673 | 4.0016 | 3.4154 | 3.1754 | 2.9376 | 2.8822 | 2.9955 | 3.2021 | 3.3138 | 3.8837 | 4.4132 | 4.8021 | 5.2969 | 5.5911 | 5.4586 | 4.6987 | 5.0938 | 5.3882 | 4.7916
2020-10-02 | 4.2285 | 3.8006 | 3.5391 | 3.4872 | 3.3214 | 3.4737 | 3.7564 | 3.3139 | 3.2861 | 3.1827 | 2.9565 | 2.9364 | 3.0466 | 3.3461 | 3.8719 | 4.5082 | 4.6862 | 4.619 | 4.9971 | 5.0065 | 4.5624 | 5.2714 | 5.2067 | 4.9817
2020-10-03 | 4.3018 | 3.969 | 4.2456 | 4.0479 | 3.487 | 3.2432 | 3.6223 | 3.3353 | 3.0346 | 2.6683 | 2.4935 | 2.648 | 2.6451 | 2.5569 | 2.8905 | 3.2679 | 4.0606 | 4.6049 | 5.3552 | 5.2704 | 4.6836 | 4.2385 | 4.0078 | 3.6972
2020-10-04 | 3.5434 | 3.2579 | 3.2067 | 3.1796 | 3.1727 | 3.1586 | 3.0963 | 3.0041 | 2.7885 | 2.5532 | 2.6313 | 2.6789 | 2.5985 | 2.9807 | 3.0961 | 3.1583 | 3.6334 | 4.2578 | 5.2674 | 5.0747 | 4.478 | 4.7057 | 4.2074 | 3.8684
2020-10-05 | 3.7458 | 3.2512 | 3.0759 | 3.0483 | 3.06 | 3.2627 | 3.4644 | 3.3234 | 3.3384 | 3.0868 | 3.0038 | 2.9107 | 3.0164 | 3.1239 | 3.4052 | 3.4145 | 3.9298 | 5.0523 | 5.5761 | 5.4913 | 4.5748 | 4.1277 | 4.2207 | 3.7243
2020-10-06 | 3.6088 | 4.2348 | 4.231 | 3.9317 | 3.7557 | 4.1123 | 3.63 | 3.669 | 3.4802 | 3.0151 | 2.8336 | 2.9037 | 2.9337 | 3.0147 | 3.2075 | 3.6472 | 4.5415 | 5.1199 | 5.4039 | 5.1247 | 4.8871 | 5.0264 | 4.5336 | 3.9829
2020-10-07 | 3.9498 | 4.0826 | 3.9885 | 3.9798 | 3.4797 | 3.3881 | 3.6022 | 3.6441 | 3.3967 | 3.1453 | 3.0508 | 2.9975 | 3.1283 | 3.607 | 3.4753 | 3.7642 | 4.3384 | 5.1652 | 5.5662 | 5.2515 | 4.3867 | 4.7942 | 4.6617 | 4.4063
2020-10-08 | 4.2678 | 3.7157 | 3.6831 | 3.9966 | 3.6376 | 3.8755 | 4.1766 | 3.5693 | 3.5223 | 3.109 | 2.8744 | 3.0069 | 3.0862 | 3.2865 | 3.5163 | 3.978 | 4.6762 | 5.1074 | 5.1961 | 5.0337 | 4.7344 | 4.8845 | 4.8267 | 4.4988
2020-10-09 | 4.4297 | 4.3235 | 3.7622 | 3.8553 | 3.9429 | 4.2033 | 4.1656 | 3.4188 | 3.2632 | 2.9446 | 2.9157 | 2.9815 | 3.1289 | 3.393 | 4.2163 | 4.7765 | 4.7585 | 4.9303 | 5.3915 | 4.7786 | 4.1164 | 4.8583 | 5.0035 | 4.1697
2020-10-10 | 4.0395 | 4.0998 | 3.6895 | 3.5081 | 3.4411 | 3.6356 | 3.6345 | 3.3152 | 3.4353 | 3.2565 | 2.9814 | 2.9163 | 2.3886 | 2.4744 | 2.9041 | 2.9896 | 3.5436 | 4.3419 | 5.1153 | 4.8164 | 3.8707 | 4.0828 | 3.7 | 3.2788
2020-10-11 | 3.1796 | 3.2242 | 3.1839 | 3.032 | 2.8502 | 2.9315 | 2.9459 | 2.7564 | 2.6276 | 2.3237 | 2.0756 | 2.0713 | 2.2577 | 2.6507 | 2.7295 | 2.9966 | 3.503 | 4.4462 | 5.1089 | 4.7894 | 4.4214 | 4.3951 | 3.9549 | 3.6217
2020-10-12 | 3.4191 | 3.1014 | 2.9235 | 2.8958 | 2.9428 | 3.1815 | 3.5404 | 3.4528 | 3.48 | 3.7864 | 3.6754 | 3.4085 | 2.8903 | 3.1416 | 3.7738 | 4.1648 | 4.5563 | 4.9049 | 5.1849 | 4.7084 | 4.1352 | 4.8867 | 4.5764 | 4.1729
2020-10-13 | 3.7919 | 3.6334 | 3.632 | 3.9236 | 3.7977 | 3.8581 | 3.8574 | 3.433 | 3.5242 | 3.0641 | 2.8209 | 2.6293 | 2.8279 | 2.9213 | 3.1232 | 3.5054 | 4.3497 | 5.032 | 5.2358 | 5.0424 | 4.6722 | 4.5754 | 4.3436 | 3.9632
2020-10-14 | 4.001 | 3.8319 | 3.593 | 3.6765 | 3.7453 | 3.8081 | 4.2121 | 3.7735 | 3.4721 | 3.0024 | 3.2396 | 3.052 | 2.9374 | 3.0737 | 3.5851 | 4.1797 | 4.4747 | 4.6375 | 5.4454 | 5.1645 | 4.6946 | 5.2196 | 4.9903 | 4.2562
2020-10-15 | 4.296 | 4.327 | 4.1172 | 3.5702 | 3.1218 | 3.2437 | 3.6077 | 3.5371 | 3.5477 | 3.2828 | 3.2402 | 3.0476 | 3.2364 | 3.5972 | 3.8586 | 4.105 | 4.4463 | 4.7125 | 5.4886 | 5.1561 | 4.1001 | 4.3302 | 4.6492 | 4.0426
2020-10-16 | 3.6881 | 3.751 | 3.8532 | 3.6179 | 3.171 | 3.2025 | 3.7609 | 3.8274 | 3.7161 | 3.1988 | 2.7911 | 2.7721 | 3.0429 | 3.3708 | 3.5655 | 3.9311 | 4.3036 | 4.6567 | 4.9466 | 4.6187 | 3.9648 | 3.7342 | 3.7218 | 3.5474
2020-10-17 | 3.4854 | 3.1856 | 3.1307 | 3.2972 | 3.0711 | 3.1637 | 3.4058 | 3.4155 | 3.4876 | 3.0766 | 2.6939 | 2.6268 | 2.7156 | 2.588 | 2.6581 | 3.0092 | 3.487 | 4.229 | 4.7951 | 4.3682 | 3.7667 | 4.2563 | 4.4981 | 4.192
2020-10-18 | 3.9102 | 3.3184 | 3.0511 | 3.0972 | 3.052 | 2.9083 | 2.9382 | 3.0071 | 2.8842 | 2.6375 | 2.329 | 2.1791 | 2.3463 | 2.4848 | 2.7232 | 3.0126 | 3.5972 | 4.4198 | 5.2391 | 4.9671 | 4.3642 | 3.7936 | 3.5101 | 3.263
2020-10-19 | 3.2152 | 3.2464 | 3.081 | 3.0122 | 3.0343 | 3.467 | 4.9618 | 4.193 | 3.5886 | 2.9782 | 2.9946 | 3.0453 | 2.946 | 3.2038 | 3.1595 | 3.3157 | 3.8638 | 4.9414 | 5.4226 | 4.9813 | 4.7176 | 4.776 | 4.6001 | 4.5181
2020-10-20 | 3.9342 | 3.2132 | 3.0522 | 3.2188 | 2.9732 | 3.3247 | 3.8775 | 3.9259 | 3.4703 | 3.0899 | 2.7834 | 2.7019 | 2.7888 | 2.9669 | 3.1343 | 3.5237 | 4.2238 | 5.0866 | 5.5899 | 5.3906 | 4.8257 | 5.1304 | 4.9733 | 4.5829
2020-10-21 | 4.4593 | 4.2974 | 4.08 | 3.8098 | 3.8128 | 4.2466 | 4.6173 | 4.1397 | 3.5636 | 3.2259 | 2.8854 | 2.8554 | 2.9362 | 3.2228 | 3.5309 | 3.6304 | 4.5187 | 5.324 | 5.5901 | 5.4643 | 4.8933 | 4.7463 | 4.7894 | 4.3925
2020-10-22 | 4.4275 | 3.9478 | 3.7302 | 4.0044 | 3.9312 | 4.2832 | 4.7249 | 3.9536 | 3.9322 | 3.4876 | 3.0134 | 3.0296 | 3.1581 | 3.2175 | 3.494 | 4.181 | 4.009 | 4.4761 | 5.2815 | 5.0988 | 4.356 | 4.3525 | 4.6718 | 4.5926
2020-10-23 | 3.9385 | 3.7352 | 3.4491 | 3.3803 | 3.3879 | 3.5214 | 3.8508 | 3.317 | 3.5065 | 3.3731 | 3.3666 | 3.0648 | 3.1676 | 3.3547 | 3.3542 | 3.4975 | 4.5318 | 4.7024 | 5.1417 | 4.9305 | 4.1407 | 4.4709 | 4.3364 | 4.2851
2020-10-24 | 4.0574 | 3.9714 | 3.7787 | 3.1789 | 3.0812 | 3.2556 | 3.4299 | 3.062 | 2.8879 | 2.7905 | 2.7053 | 2.3511 | 2.2338 | 2.4326 | 2.7541 | 3.0202 | 4.0177 | 4.8218 | 5.0701 | 4.4323 | 3.9755 | 3.5661 | 3.5631 | 3.408
2020-10-25 | 3.3866 | 3.2202 | 3.0794 | 3.2114 | 3.054 | 3.0799 | 3.1821 | 3.1055 | 3.0609 | 2.8344 | 2.3011 | 2.3874 | 2.6625 | 2.7599 | 3.13 | 3.5243 | 3.9214 | 4.3966 | 5.2907 | 4.8432 | 4.228 | 4.1237 | 4.3404 | 4.1062
2020-10-26 | 3.5415 | 3.2756 | 3.2087 | 3.0523 | 3.0517 | 3.3008 | 3.6934 | 3.691 | 3.3816 | 3.1448 | 3.1995 | 2.9156 | 3.0127 | 3.2094 | 3.6173 | 3.5463 | 4.825 | 5.5075 | 5.5922 | 5.45 | 4.6898 | 3.9995 | 3.8123 | 3.512
2020-10-27 | 3.5897 | 3.4154 | 3.2203 | 3.2328 | 3.3581 | 3.8146 | 4.172 | 3.8655 | 4.4968 | 4.9886 | 4.6073 | 3.7334 | 4.3044 | 4.5179 | 4.0242 | 4.3198 | 5.1808 | 5.2114 | 5.096 | 4.5334 | 4.2474 | 4.0529 | 3.8266 | 3.4945
2020-10-28 | 3.363 | 3.2454 | 2.9348 | 2.9323 | 2.9221 | 3.1072 | 3.5289 | 3.6938 | 3.4555 | 2.9373 | 2.9588 | 3.0005 | 2.9799 | 3.6094 | 4.197 | 4.0462 | 4.7814 | 5.2208 | 4.7589 | 4.1406 | 3.9275 | 4.9072 | 4.8721 | 4.2049
2020-10-29 | 3.8787 | 3.7511 | 3.8871 | 3.9025 | 3.7767 | 4.2784 | 4.5526 | 3.8945 | 3.9788 | 3.1985 | 3.0038 | 3.0429 | 3.1571 | 2.9778 | 3.1649 | 3.8995 | 4.5059 | 4.5913 | 5.4142 | 4.9155 | 4.4889 | 4.9278 | 4.9946 | 4.0797
2020-10-30 | 3.7839 | 3.7014 | 3.676 | 3.5926 | 3.6702 | 3.8595 | 4.2065 | 3.3836 | 3.3549 | 3.1743 | 2.8081 | 2.6178 | 2.825 | 2.8812 | 2.9527 | 3.5886 | 4.5973 | 4.5059 | 4.9724 | 4.8534 | 3.9754 | 4.2585 | 4.2948 | 4.3069
2020-10-31 | 3.4066 | 3.0717 | 3.1702 | 3.1557 | 2.9513 | 3.1324 | 3.1086 | 3.201 | 2.841 | 2.536 | 2.2075 | 2.0051 | 2.0434 | 2.332 | 2.7327 | 2.8528 | 3.2887 | 4.1045 | 5.038 | 4.3367 | 3.8744 | 3.8257 | 3.5919 | 3.3197
2020-11-01 | 3.2514 | 3.3733 | 3.2215 | 3.1895 | 3.4049 | 3.8483 | 3.9514 | 3.1422 | 2.8073 | 2.6534 | 2.4975 | 2.3628 | 2.1651 | 2.315 | 2.7165 | 2.9127 | 3.4509 | 4.3602 | 5.2001 | 4.6863 | 4.1694 | 4.7402 | 4.5568 | 3.7401
2020-11-02 | 3.0478 | 3.1751 | 2.9867 | 2.9255 | 3.0033 | 3.3797 | 4.0827 | 3.4769 | 3.4034 | 3.244 | 2.9368 | 2.6942 | 2.91 | 2.9125 | 3.4003 | 3.4661 | 4.55 | 4.9217 | 5.3646 | 5.2455 | 4.5545 | 3.9677 | 3.6292 | 3.6902
2020-11-03 | 3.4522 | 3.2501 | 3.1689 | 3.2824 | 3.0578 | 3.2668 | 3.5067 | 3.6728 | 3.3722 | 2.8335 | 2.6384 | 2.7073 | 2.5918 | 2.6597 | 3.1106 | 3.9875 | 4.5596 | 5.1456 | 5.5498 | 5.0872 | 4.5076 | 4.4651 | 4.4814 | 4.1397
2020-11-04 | 3.5345 | 3.1273 | 3.0229 | 3.1389 | 2.9364 | 3.1835 | 3.6973 | 3.7618 | 3.5889 | 3.0989 | 2.8979 | 3.3749 | 3.4517 | 3.5289 | 3.8599 | 4.2957 | 4.4227 | 5.0532 | 5.5672 | 5.3748 | 4.8304 | 4.8814 | 4.916 | 4.5823
2020-11-05 | 3.7628 | 3.6774 | 3.57 | 3.1539 | 3.1289 | 3.4871 | 3.3719 | 3.7546 | 3.3199 | 2.855 | 3.1312 | 3.0141 | 2.7655 | 2.8577 | 3.4294 | 3.762 | 4.3166 | 5.0428 | 5.5664 | 5.187 | 4.4706 | 4.839 | 4.6829 | 4.0512
2020-11-06 | 4.0506 | 4.1711 | 3.6754 | 3.7085 | 3.7807 | 4.2862 | 5.0083 | 3.972 | 3.5795 | 3.6127 | 3.3458 | 2.966 | 3.0142 | 3.242 | 3.1338 | 3.4342 | 4.4855 | 4.9637 | 5.4182 | 5.0445 | 3.9232 | 4.1414 | 3.9045 | 3.8905
2020-11-07 | 3.7944 | 3.3809 | 3.5387 | 3.3092 | 3.161 | 3.3201 | 3.654 | 3.5627 | 3.4037 | 2.9729 | 2.786 | 2.8218 | 2.6732 | 2.6486 | 3.138 | 2.9191 | 3.4014 | 4.3933 | 4.7038 | 3.9958 | 3.9283 | 3.6157 | 3.3722 | 3.3428
2020-11-08 | 3.2181 | 3.332 | 3.3135 | 3.4581 | 2.8304 | 2.9053 | 2.9935 | 3.0256 | 2.8871 | 2.3315 | 2.0222 | 1.784 | 1.7422 | 1.8002 | 2.3592 | 2.7131 | 2.9106 | 3.6185 | 4.512 | 4.7817 | 4.023 | 3.6731 | 3.4613 | 3.0523
2020-11-09 | 2.8947 | 2.9869 | 2.8681 | 2.8056 | 2.7797 | 3.059 | 3.2339 | 3.1085 | 3.005 | 2.9395 | 2.6173 | 2.4097 | 2.6811 | 2.7814 | 2.7083 | 3.1742 | 3.9904 | 4.6879 | 5.2626 | 4.6349 | 3.9162 | 4.229 | 4.2539 | 4.012
2020-11-10 | 3.4388 | 3.0026 | 3.0711 | 2.8841 | 2.8463 | 3.0249 | 3.5992 | 3.9569 | 3.2837 | 3.1173 | 2.9251 | 2.8004 | 2.803 | 2.8157 | 3.0532 | 3.6051 | 4.5565 | 5.2697 | 5.5667 | 5.0416 | 4.3198 | 4.3621 | 4.2791 | 4.1935
2020-11-11 | 3.5883 | 3.6259 | 3.5059 | 3.6545 | 3.6049 | 3.8324 | 4.3544 | 3.936 | 3.8134 | 3.7235 | 3.4451 | 2.8191 | 2.7684 | 3.3501 | 3.2535 | 3.7096 | 4.4446 | 4.9188 | 5.5649 | 4.9728 | 4.178 | 4.6871 | 4.6395 | 4.4669
2020-11-12 | 4.0056 | 3.554 | 3.9202 | 4.0289 | 3.7675 | 4.2052 | 4.6057 | 3.7489 | 3.8332 | 3.3317 | 3.0847 | 3.1265 | 3.3474 | 3.0758 | 3.5847 | 4.1668 | 4.7736 | 5.2454 | 5.5478 | 5.1278 | 4.4072 | 4.4363 | 4.6839 | 4.1875
2020-11-13 | 3.6231 | 3.5483 | 3.8375 | 3.7338 | 3.6142 | 3.9465 | 3.952 | 4.2953 | 4.1649 | 3.7625 | 3.1998 | 3.4496 | 3.7912 | 3.9886 | 3.6851 | 3.8329 | 4.5059 | 4.95 | 5.1247 | 4.4267 | 3.7481 | 4.2433 | 4.3394 | 4.2978
2020-11-14 | 4.0924 | 3.1508 | 2.9487 | 3.0779 | 2.8908 | 2.896 | 3.1124 | 3.2887 | 3.2365 | 2.8213 | 2.4821 | 2.821 | 2.7824 | 2.8106 | 3.1821 | 3.2655 | 3.5443 | 4.3994 | 4.6991 | 4.0277 | 3.8977 | 3.7184 | 3.3367 | 3.1786
2020-11-15 | 3.1339 | 3.1401 | 2.9072 | 2.9443 | 2.9367 | 3.1089 | 3.3969 | 3.2358 | 3.2809 | 3.2554 | 2.8093 | 2.6514 | 2.2243 | 2.326 | 2.6278 | 2.8207 | 3.2884 | 4.214 | 4.6587 | 4.3035 | 4.1044 | 3.9407 | 4.0062 | 3.8853
2020-11-16 | 3.5678 | 3.0339 | 2.9495 | 2.9921 | 2.9954 | 3.3732 | 3.935 | 3.6398 | 3.3363 | 2.9975 | 2.6862 | 2.7871 | 2.8828 | 2.8513 | 3.0158 | 3.6453 | 4.1875 | 4.7017 | 5.3527 | 4.9797 | 4.4229 | 4.3524 | 4.3815 | 4.2246
2020-11-17 | 3.8726 | 3.8568 | 3.7155 | 3.425 | 3.4401 | 3.7163 | 3.9159 | 3.6151 | 3.4419 | 3.5174 | 3.2549 | 3.095 | 3.1224 | 3.3018 | 3.3674 | 3.5011 | 4.4914 | 5.0984 | 5.565 | 5.2819 | 4.4661 | 4.4566 | 4.3326 | 4.2614
2020-11-18 | 3.8063 | 3.4845 | 3.3647 | 3.4768 | 3.662 | 3.7086 | 3.7882 | 3.8604 | 3.5358 | 3.1556 | 2.9673 | 2.8421 | 2.7108 | 2.8126 | 3.0489 | 3.6678 | 4.3243 | 4.6632 | 5.3481 | 4.9344 | 4.2226 | 4.482 | 4.8562 | 4.1029
2020-11-19 | 3.8079 | 4.0194 | 3.437 | 3.0286 | 3.0372 | 3.3624 | 3.6501 | 3.8819 | 4.2245 | 4.0109 | 3.355 | 3.5276 | 2.9842 | 2.8108 | 2.734 | 3.4084 | 3.7686 | 4.0649 | 4.4441 | 4.2139 | 3.6038 | 3.7699 | 3.8999 | 3.314
2020-11-20 | 3.0666 | 3.0873 | 3.1256 | 2.8538 | 2.7684 | 2.981 | 2.9893 | 3.2933 | 3.3186 | 3.0893 | 2.8058 | 2.6713 | 2.7227 | 3.1267 | 2.8888 | 3.3117 | 4.5012 | 5.0502 | 5.2968 | 4.4655 | 3.9286 | 4.3013 | 4.6305 | 4.4305
2020-11-21 | 3.838 | 3.6679 | 3.2261 | 2.9949 | 2.9591 | 3.2881 | 3.3294 | 3.1993 | 3.1702 | 2.747 | 2.3631 | 2.2202 | 2.1025 | 2.3096 | 2.6063 | 3.2201 | 3.8878 | 4.1854 | 4.9987 | 4.5209 | 3.7534 | 3.7127 | 3.745 | 3.2568
2020-11-22 | 3.1454 | 3.1848 | 3.0817 | 2.876 | 2.8716 | 3.0457 | 2.9501 | 2.8562 | 2.759 | 2.5964 | 2.2968 | 2.0924 | 2.5836 | 2.6491 | 2.7297 | 3.1714 | 4.0063 | 4.623 | 5.3316 | 4.9771 | 4.1662 | 4.3504 | 4.6133 | 4.2685
2020-11-23 | 3.5715 | 3.5209 | 3.5956 | 3.41 | 3.5488 | 3.9836 | 4.9662 | 4.1679 | 3.9804 | 3.6064 | 3.0782 | 2.8949 | 3.0511 | 3.1795 | 3.3188 | 3.7741 | 4.5379 | 5.0895 | 5.5666 | 5.338 | 4.639 | 4.8212 | 4.5375 | 4.1191
2020-11-24 | 3.9648 | 4.0787 | 4.0035 | 3.6522 | 3.6416 | 4.1578 | 4.9388 | 4.3776 | 3.7496 | 3.3604 | 2.9551 | 2.6265 | 2.7273 | 3.0008 | 2.9956 | 3.5547 | 4.5443 | 5.0232 | 5.5656 | 5.3275 | 4.7927 | 4.6988 | 4.5679 | 4.2726
2020-11-25 | 3.9731 | 3.4914 | 3.3957 | 3.5245 | 3.8511 | 3.9611 | 4.3926 | 3.7395 | 3.4295 | 3.04 | 2.8793 | 2.7442 | 2.673 | 2.7477 | 3.1571 | 3.5494 | 4.4377 | 4.7776 | 5.5656 | 5.2755 | 4.8039 | 4.8002 | 4.5111 | 3.7061
2020-11-26 | 3.3708 | 3.3073 | 3.1971 | 2.9491 | 2.8967 | 3.1781 | 4.0324 | 3.8227 | 3.6721 | 3.3494 | 2.9961 | 2.7634 | 2.8638 | 3.024 | 2.9585 | 3.5322 | 4.3156 | 4.8494 | 5.4821 | 5.1131 | 4.3368 | 3.7088 | 3.5769 | 3.5296
2020-11-27 | 3.1964 | 2.9998 | 3.1584 | 2.9647 | 2.8709 | 2.9882 | 3.445 | 3.6591 | 3.3175 | 3.1878 | 3.0191 | 2.712 | 2.7358 | 2.9952 | 3.077 | 3.345 | 4.2979 | 4.9561 | 5.3444 | 4.7742 | 4.4123 | 3.868 | 3.7944 | 3.6117
2020-11-28 | 3.3953 | 3.2543 | 2.9959 | 3.0708 | 3.2615 | 3.3118 | 3.3411 | 3.3445 | 3.1803 | 2.821 | 2.5093 | 2.7933 | 2.9284 | 2.7196 | 2.9861 | 3.0994 | 3.4128 | 4.0348 | 4.9499 | 4.4926 | 4.1313 | 3.8418 | 3.5035 | 3.1874
2020-11-29 | 3.2666 | 3.3425 | 3.1518 | 2.9349 | 2.8115 | 2.8271 | 2.9533 | 2.8704 | 2.7428 | 2.5674 | 2.2302 | 2.0012 | 2.3404 | 2.5476 | 2.6316 | 2.8637 | 3.3588 | 4.076 | 5.0296 | 4.7611 | 4.1965 | 3.4639 | 3.4957 | 3.2824
2020-11-30 | 3.1309 | 3.0666 | 2.9648 | 2.9483 | 2.9844 | 3.2203 | 3.825 | 4.0451 | 3.4355 | 3.2145 | 3.1388 | 2.8879 | 2.9544 | 3.3626 | 3.5041 | 3.9093 | 4.556 | 4.9092 | 5.5341 | 5.0137 | 4.4079 | 3.9163 | 3.5731 | 3.5254
2020-12-01 | 3.3693 | 3.139 | 3.0699 | 3.1709 | 2.9773 | 3.2932 | 3.866 | 3.9427 | 3.9253 | 3.2944 | 2.86 | 2.8412 | 2.8696 | 3.0746 | 3.4319 | 3.7294 | 4.2608 | 5.0686 | 5.4419 | 5.1496 | 4.5116 | 3.8918 | 3.8673 | 3.2977
2020-12-02 | 3.0892 | 3.0891 | 3.1321 | 2.879 | 2.9248 | 3.2357 | 3.6842 | 3.8715 | 3.6917 | 3.2198 | 2.8131 | 2.6711 | 2.6967 | 3.0089 | 3.0699 | 3.2725 | 4.2087 | 4.878 | 5.442 | 5.1415 | 4.5089 | 3.8192 | 3.5549 | 3.4964
2020-12-03 | 3.3103 | 3.0273 | 3.1724 | 3.0993 | 3.0322 | 3.2352 | 3.7708 | 3.9331 | 3.845 | 3.3447 | 2.9304 | 2.8033 | 2.8727 | 2.8959 | 3.294 | 3.5837 | 4.02 | 4.5068 | 5.2495 | 4.8592 | 4.0734 | 3.8183 | 3.7211 | 3.142
2020-12-04 | 2.8893 | 2.8924 | 2.7172 | 2.6911 | 2.6843 | 2.9752 | 3.6191 | 3.4143 | 3.4866 | 3.5125 | 3.0392 | 2.7282 | 2.7811 | 3.1288 | 3.0264 | 3.4677 | 4.1108 | 4.5776 | 5.0158 | 4.6782 | 3.9887 | 4.1251 | 4.2658 | 4.2034
2020-12-05 | 3.4183 | 2.9861 | 2.9261 | 2.9204 | 2.8963 | 3.0169 | 3.3115 | 3.4135 | 3.5041 | 3.3413 | 3.0576 | 2.5268 | 2.455 | 2.5409 | 2.5538 | 2.6763 | 3.2536 | 3.699 | 3.8374 | 3.5388 | 3.4841 | 3.3466 | 3.3185 | 3.0443
2020-12-06 | 2.906 | 2.8009 | 2.771 | 2.7713 | 2.7749 | 2.921 | 3.0781 | 2.9887 | 2.6797 | 2.4492 | 2.1589 | 2.0028 | 1.8786 | 1.996 | 2.15 | 2.539 | 3.0514 | 3.7388 | 4.5435 | 4.2809 | 3.8424 | 4.0998 | 3.9649 | 3.6448
2020-12-07 | 3.452 | 3.037 | 2.8093 | 2.7989 | 2.8419 | 3.1285 | 3.7205 | 3.8305 | 3.3052 | 2.8183 | 2.7237 | 2.5403 | 2.6594 | 2.6867 | 2.927 | 3.2739 | 4.1449 | 4.754 | 5.1753 | 4.6664 | 4.0861 | 3.7194 | 3.5258 | 3.2234
2020-12-08 | 3.0807 | 2.9906 | 2.9244 | 2.8606 | 2.935 | 3.277 | 4.0024 | 4.1533 | 3.8023 | 3.421 | 3.0046 | 2.6602 | 2.6864 | 2.8664 | 2.9453 | 3.7117 | 4.4473 | 4.9845 | 5.4429 | 5.3044 | 4.7241 | 4.9012 | 4.8157 | 4.2147
2020-12-09 | 3.8987 | 4.0026 | 3.9072 | 3.8025 | 3.8072 | 4.1924 | 4.6247 | 4.0488 | 3.8724 | 3.5767 | 3.3082 | 3.0999 | 3.1401 | 3.3646 | 3.5542 | 4.1148 | 4.3965 | 4.6915 | 5.4423 | 5.1268 | 4.694 | 4.8608 | 4.4799 | 3.8937
2020-12-10 | 3.6076 | 3.5004 | 3.5606 | 3.2944 | 3.1856 | 3.6434 | 4.2107 | 3.6693 | 3.424 | 3.1607 | 3.0929 | 2.7374 | 2.6433 | 2.637 | 2.8945 | 3.106 | 3.6372 | 4.285 | 5.1216 | 4.8345 | 4.3692 | 4.5668 | 4.4494 | 3.923
2020-12-11 | 3.4969 | 3.3061 | 3.2874 | 3.3072 | 3.3485 | 3.4419 | 3.5256 | 3.6355 | 3.728 | 3.27 | 2.7893 | 2.5774 | 2.5219 | 2.5246 | 2.6544 | 2.9088 | 3.7512 | 4.4017 | 4.9034 | 4.5853 | 3.7617 | 3.5632 | 3.405 | 3.1754
2020-12-12 | 3.3094 | 3.2619 | 3.3134 | 3.2893 | 3.2815 | 3.0857 | 3.1964 | 3.3264 | 3.0545 | 2.7394 | 2.577 | 2.0712 | 1.9625 | 2.1794 | 2.3016 | 2.6052 | 3.2265 | 4.1526 | 4.8392 | 4.6566 | 4.1468 | 3.5764 | 3.3463 | 3.0809
2020-12-13 | 2.8837 | 2.8636 | 2.6616 | 2.5961 | 2.4615 | 2.4887 | 2.6944 | 2.781 | 2.6246 | 2.3769 | 2.1965 | 2.1076 | 1.995 | 1.9438 | 2.0928 | 2.6102 | 3.173 | 3.861 | 4.8606 | 4.5132 | 4.0917 | 4.1796 | 3.8717 | 3.5995
2020-12-14 | 3.6363 | 3.0245 | 2.9228 | 2.7018 | 2.8157 | 3.0669 | 3.6221 | 3.777 | 3.348 | 2.929 | 2.8215 | 2.5591 | 2.7188 | 2.6806 | 2.843 | 3.3766 | 3.8263 | 4.2947 | 5.2205 | 4.8674 | 4.3073 | 3.9134 | 3.7979 | 3.3663
2020-12-15 | 3.0196 | 2.8781 | 2.8127 | 2.8016 | 2.8288 | 3.0395 | 3.4897 | 3.2759 | 2.9632 | 2.6988 | 2.563 | 2.5885 | 2.8156 | 2.7907 | 3.0933 | 3.8629 | 4.2795 | 4.9059 | 5.0816 | 4.6218 | 4.2384 | 4.6158 | 4.6595 | 4.1122
2020-12-16 | 3.6714 | 3.5057 | 3.4115 | 3.3803 | 3.4673 | 3.921 | 4.4995 | 4.0014 | 3.7354 | 3.1673 | 2.8213 | 2.6565 | 2.5054 | 2.4797 | 2.6658 | 2.8724 | 3.5294 | 4.3227 | 4.8461 | 4.7799 | 4.4382 | 4.5274 | 4.4147 | 4.1366
2020-12-17 | 3.831 | 3.6122 | 3.2543 | 3.3119 | 3.374 | 3.7784 | 4.3061 | 3.6716 | 3.4279 | 3.2332 | 2.8145 | 2.6488 | 2.587 | 2.6234 | 2.7714 | 3.2479 | 3.8683 | 4.4949 | 5.2491 | 4.9135 | 4.4504 | 4.6201 | 4.5743 | 3.8301
2020-12-18 | 3.5763 | 3.3682 | 3.3047 | 3.3912 | 3.5153 | 3.6962 | 4.3323 | 3.8876 | 3.6482 | 3.3985 | 3.0065 | 2.8832 | 2.6972 | 2.8157 | 2.6627 | 2.9881 | 3.5668 | 4.1694 | 4.9221 | 4.8071 | 4.3333 | 4.7914 | 4.7602 | 4.2524
2020-12-19 | 3.3924 | 3.2734 | 3.2106 | 3.1553 | 3.0641 | 2.9076 | 3.1053 | 3.2826 | 2.972 | 2.5566 | 2.1975 | 2.0075 | 2.0306 | 2.1384 | 2.4224 | 2.9494 | 3.5865 | 4.4328 | 5.0038 | 4.7138 | 4.3537 | 4.0326 | 3.7422 | 3.1613
2020-12-20 | 3.0476 | 3.1617 | 3.1666 | 3.372 | 3.3075 | 3.4167 | 3.2173 | 3.0949 | 2.9909 | 2.6697 | 2.285 | 2.0088 | 2.0315 | 2.1129 | 2.3316 | 2.712 | 3.4957 | 4.0988 | 4.9268 | 4.8586 | 4.5178 | 4.2119 | 3.825 | 3.4276
2020-12-21 | 3.143 | 2.8651 | 2.7976 | 2.7729 | 2.8364 | 3.0554 | 3.3725 | 3.4946 | 3.712 | 3.4234 | 3.0771 | 3.0642 | 2.9959 | 3.3864 | 3.6182 | 4.1504 | 4.8115 | 5.2087 | 5.1695 | 4.3136 | 4.0004 | 4.3408 | 4.3596 | 4.3485
2020-12-22 | 4.0878 | 3.9477 | 3.6507 | 2.8785 | 2.8702 | 3.05 | 3.3045 | 3.4765 | 3.4892 | 3.2552 | 3.0405 | 2.9239 | 2.5641 | 2.5673 | 2.5539 | 2.8277 | 3.6583 | 4.5419 | 4.7962 | 4.4836 | 4.0739 | 3.8687 | 3.4686 | 3.1828
2020-12-23 | 3.1723 | 2.9867 | 2.8243 | 2.784 | 2.8499 | 3.0307 | 3.2782 | 3.5143 | 3.5535 | 3.2429 | 3.065 | 3.0326 | 2.9566 | 2.887 | 3.0459 | 3.4747 | 4.1592 | 5.0794 | 5.4406 | 5.443 | 4.9389 | 4.6877 | 4.4416 | 4.0179
2020-12-24 | 3.9854 | 3.9813 | 3.8429 | 3.8246 | 3.6351 | 3.8741 | 4.2613 | 3.864 | 3.653 | 3.5629 | 3.1683 | 2.9485 | 2.8572 | 2.9872 | 3.1086 | 3.8723 | 4.5803 | 5.1815 | 5.4415 | 5.4429 | 4.7337 | 4.7217 | 4.7322 | 4.5654
2020-12-25 | 4.2354 | 3.9553 | 3.5129 | 3.4686 | 3.5598 | 3.6207 | 4.0786 | 3.6776 | 3.6927 | 3.6947 | 3.9273 | 3.7624 | 3.7967 | 3.9515 | 4.0775 | 4.0846 | 4.483 | 5.084 | 5.3414 | 4.9713 | 4.4634 | 4.3198 | 4.1846 | 3.7956
2020-12-26 | 3.7712 | 3.6388 | 3.3724 | 3.2503 | 3.29 | 3.5131 | 3.7852 | 3.5401 | 3.4763 | 3.2803 | 2.7057 | 2.3899 | 2.5394 | 2.4876 | 2.7062 | 3.1443 | 4.0661 | 4.6482 | 5.206 | 4.8397 | 4.2925 | 4.3948 | 4.3804 | 3.4397
2020-12-27 | 3.25 | 3.1299 | 3.0297 | 2.8491 | 2.8768 | 2.9014 | 3.0435 | 3.0821 | 3.1359 | 3.0444 | 2.8546 | 2.5898 | 2.5829 | 2.3319 | 2.4032 | 2.7829 | 3.3198 | 4.1175 | 5.0608 | 4.8358 | 4.2688 | 3.7718 | 3.8451 | 3.3952
2020-12-28 | 3.1293 | 2.8071 | 2.9233 | 2.9138 | 3.2768 | 3.5932 | 3.9621 | 3.7355 | 3.9641 | 3.7916 | 3.38 | 3.0961 | 2.9188 | 2.8253 | 3.0036 | 3.6964 | 4.6308 | 5.2282 | 5.3778 | 4.4147 | 3.7429 | 4.0442 | 4.1569 | 3.9487
2020-12-29 | 4.0865 | 3.9466 | 3.65 | 2.8786 | 2.8703 | 3.0499 | 3.3042 | 3.4804 | 3.5122 | 3.3178 | 3.127 | 3.0009 | 2.6548 | 2.642 | 2.6115 | 2.8618 | 3.6768 | 4.5427 | 4.7966 | 4.4845 | 4.0773 | 3.8702 | 3.4684 | 3.1809
2020-12-30 | 3.1723 | 2.9867 | 2.8244 | 2.784 | 2.8499 | 3.0307 | 3.2781 | 3.5166 | 3.562 | 3.2598 | 3.0518 | 2.9806 | 2.914 | 2.8381 | 3.0047 | 3.4405 | 4.143 | 5.0802 | 5.4428 | 5.4432 | 4.9393 | 4.7004 | 4.4496 | 4.0272
2020-12-31 | 3.831 | 3.8284 | 3.691 | 3.6721 | 3.4886 | 3.7179 | 4.0917 | 3.7114 | 3.4912 | 3.4387 | 3.0568 | 2.8483 | 2.7294 | 2.8565 | 2.97 | 3.6826 | 4.3722 | 4.9603 | 5.443 | 5.245 | 4.5425 | 4.5242 | 4.534 | 4.3806
2021-01-01 | 3.1009 | 2.9033 | 2.8977 | 2.8862 | 2.7158 | 3.1108 | 3.3977 | 3.6275 | 3.7285 | 3.302 | 2.8601 | 2.4618 | 2.272 | 2.3081 | 2.512 | 2.7977 | 3.3828 | 3.903 | 4.8111 | 3.975 | 3.5368 | 3.9736 | 4.0708 | 3.7734
2021-01-02 | 3.0938 | 3.0622 | 3.1169 | 2.7764 | 2.6611 | 2.6554 | 2.8987 | 3.0045 | 2.8491 | 2.7861 | 2.5949 | 2.0712 | 1.8351 | 2.0155 | 2.3553 | 2.5108 | 3.1447 | 4.1082 | 4.8611 | 4.7922 | 3.7708 | 3.7494 | 3.5973 | 3.3033
2021-01-03 | 3.3713 | 3.263 | 3 | 2.8725 | 2.7134 | 2.9279 | 2.9644 | 3.0694 | 2.9426 | 2.7402 | 2.3368 | 2.0826 | 1.74 | 1.9922 | 2.2844 | 2.4748 | 2.8794 | 4.2052 | 5.0852 | 4.928 | 4.3358 | 3.4987 | 3.3399 | 3.0083
2021-01-04 | 3.2947 | 3.3098 | 2.8825 | 2.7166 | 2.8943 | 2.8144 | 2.732 | 2.7849 | 2.6864 | 2.6122 | 2.4483 | 2.3235 | 2.0205 | 1.9896 | 2.0939 | 2.5134 | 3.2308 | 4.1637 | 4.7411 | 4.7761 | 4.3595 | 4.0478 | 3.6641 | 3.5473
2021-01-05 | 3.0459 | 2.9448 | 2.9091 | 2.8648 | 2.7509 | 3.1544 | 3.1845 | 3.3113 | 3.306 | 3.0418 | 2.6148 | 2.3507 | 2.3911 | 2.3942 | 2.4817 | 2.834 | 3.9037 | 4.4411 | 5.227 | 5.0747 | 4.6331 | 4.0815 | 3.8835 | 3.4738
2021-01-06 | 3.4936 | 3.0337 | 2.946 | 2.8817 | 2.8409 | 3.3446 | 3.3908 | 3.3424 | 3.3031 | 2.9178 | 2.64 | 2.4559 | 2.1382 | 2.2038 | 2.4401 | 2.811 | 3.6411 | 4.464 | 5.0052 | 5.0535 | 4.5372 | 4.1833 | 3.8316 | 3.7498
2021-01-07 | 3.3123 | 3.0582 | 3.2009 | 3.0115 | 2.8649 | 2.9795 | 3.1989 | 3.3454 | 3.3279 | 2.8029 | 2.5296 | 2.2631 | 2.1554 | 2.1738 | 2.3628 | 2.8371 | 3.4068 | 4.0969 | 5.1553 | 5.0244 | 4.158 | 3.7698 | 3.5681 | 3.4874
2021-01-08 | 3.0965 | 2.898 | 2.8923 | 2.8863 | 2.7157 | 3.1101 | 3.3956 | 3.6278 | 3.7203 | 3.2862 | 2.8231 | 2.4279 | 2.2625 | 2.2899 | 2.4839 | 2.769 | 3.363 | 3.8914 | 4.8067 | 3.9784 | 3.5384 | 3.9761 | 4.0727 | 3.7686
2021-01-09 | 3.0869 | 3.0555 | 3.1108 | 2.7718 | 2.6607 | 2.6548 | 2.8982 | 3.0091 | 2.8543 | 2.7872 | 2.6092 | 2.0923 | 1.835 | 2.015 | 2.3425 | 2.4876 | 3.1379 | 4.1017 | 4.8634 | 4.7885 | 3.7693 | 3.7483 | 3.5961 | 3.3026
2021-01-10 | 3.3741 | 3.262 | 2.9996 | 2.8721 | 2.7132 | 2.9276 | 2.9645 | 3.0704 | 2.9387 | 2.7359 | 2.3363 | 2.1096 | 1.7698 | 2.0093 | 2.3024 | 2.487 | 2.8756 | 4.2008 | 5.0876 | 4.9253 | 4.3391 | 3.5004 | 3.3383 | 3.008
2021-01-11 | 2.9712 | 2.8288 | 2.7429 | 2.7165 | 2.8517 | 3.1591 | 3.2729 | 3.4125 | 3.5046 | 2.9014 | 2.688 | 2.4131 | 2.3784 | 2.4785 | 2.5128 | 2.8181 | 3.7876 | 4.4841 | 5.2155 | 4.8842 | 4.0988 | 3.8769 | 3.8657 | 3.6532
2021-01-12 | 3.2667 | 2.9591 | 2.9098 | 3.0008 | 2.728 | 2.9683 | 3.6893 | 3.9486 | 3.9635 | 3.5606 | 3.1008 | 2.8107 | 2.666 | 2.714 | 2.9173 | 3.6388 | 4.1788 | 4.4244 | 5.3988 | 5.3941 | 4.9463 | 4.3938 | 4.0814 | 3.8814
2021-01-13 | 3.3031 | 3.1833 | 3.1161 | 3.0545 | 2.9 | 3.4108 | 3.699 | 3.8093 | 3.657 | 3.2672 | 2.8279 | 2.5136 | 2.8943 | 2.8394 | 2.7389 | 2.8908 | 3.8647 | 4.864 | 5.3974 | 5.2438 | 4.3934 | 4.2796 | 3.9342 | 3.7153
2021-01-14 | 3.5278 | 3.3541 | 3.0349 | 3.0035 | 2.9448 | 3.5024 | 4.0025 | 4.1637 | 3.9434 | 3.6839 | 3.2194 | 2.8369 | 3.1622 | 2.9 | 3.021 | 3.5403 | 4.39 | 4.5539 | 5.3541 | 5.3988 | 4.9201 | 4.4944 | 4.1357 | 3.9361
2021-01-15 | 3.4509 | 3.1878 | 3.0847 | 3.0023 | 2.8889 | 3.2374 | 4.0578 | 3.9922 | 3.4734 | 2.8043 | 2.4786 | 2.3447 | 2.4383 | 2.8083 | 2.7499 | 2.9543 | 3.7678 | 4.2169 | 4.7706 | 4.9107 | 4.4613 | 4.1901 | 4.0306 | 3.8455
2021-01-16 | 3.4998 | 3.012 | 2.9481 | 3.0935 | 2.7987 | 2.8668 | 3.1402 | 3.2957 | 3.2658 | 2.8759 | 2.5863 | 2.3679 | 2.3267 | 2.1569 | 2.498 | 2.8117 | 3.0421 | 3.6411 | 4.953 | 4.9133 | 4.0513 | 4.075 | 4.1329 | 3.3796
2021-01-17 | 3.103 | 3.0378 | 3.2028 | 2.8881 | 2.719 | 2.7252 | 2.8521 | 2.8267 | 2.8541 | 2.5593 | 2.2223 | 1.7343 | 1.6938 | 1.7173 | 2.0285 | 2.4914 | 2.7778 | 3.5477 | 4.8591 | 4.813 | 4.3333 | 3.6297 | 3.3469 | 3.113
2021-01-18 | 3.027 | 2.809 | 2.7106 | 2.6948 | 2.816 | 3.2036 | 3.326 | 3.3748 | 3.5596 | 3.108 | 2.5652 | 2.4423 | 2.5579 | 2.4469 | 2.5839 | 2.8591 | 3.6082 | 4.3786 | 5.2416 | 4.8459 | 4.2032 | 3.8902 | 4.0674 | 3.437
2021-01-19 | 3.002 | 3.1384 | 3.0352 | 2.8815 | 2.7465 | 2.9063 | 3.613 | 3.5277 | 3.3045 | 2.9571 | 2.6559 | 2.4713 | 2.3119 | 2.265 | 2.6331 | 2.69 | 3.3476 | 4.816 | 5.3994 | 5.3564 | 4.6904 | 4.2977 | 3.9383 | 3.499
2021-01-20 | 3.5078 | 3.2768 | 3.1163 | 3.1307 | 2.9673 | 3.3154 | 4.158 | 4.5961 | 4.2116 | 3.6614 | 3.4855 | 3.0398 | 2.9494 | 2.7927 | 2.8856 | 3.3785 | 4.0437 | 4.5921 | 5.3968 | 5.394 | 4.8396 | 4.3894 | 3.9639 | 3.5764
2021-01-21 | 3.5887 | 3.2202 | 3.0712 | 3.0817 | 3.2182 | 3.2258 | 3.8351 | 3.6857 | 3.7604 | 3.2094 | 2.7861 | 2.4652 | 2.3705 | 2.4258 | 2.7703 | 2.8654 | 3.5423 | 4.3241 | 5.3956 | 4.9334 | 4.4046 | 4.0746 | 3.9184 | 3.6219
2021-01-22 | 3.0944 | 2.9726 | 2.9526 | 2.9357 | 2.9181 | 3.514 | 4.0128 | 4.2574 | 4.2196 | 3.5446 | 2.7955 | 2.8162 | 2.8148 | 2.8313 | 2.9045 | 3.9264 | 4.384 | 4.3858 | 5.0862 | 5.101 | 4.5675 | 4.0963 | 4.1263 | 3.788
2021-01-23 | 3.1812 | 3.0961 | 3.2446 | 2.96 | 2.8322 | 2.9611 | 3.1696 | 3.3146 | 3.1423 | 2.873 | 2.4702 | 2.2667 | 2.2806 | 2.4194 | 2.6335 | 2.7746 | 3.1508 | 4.3299 | 5.3205 | 5.0254 | 4.4728 | 4.0284 | 3.9145 | 3.8247
2021-01-24 | 3.281 | 3.1028 | 3.0449 | 3.2231 | 2.8293 | 2.8675 | 3.067 | 3.4083 | 3.4894 | 3.0552 | 2.6259 | 2.3347 | 2.1619 | 2.2028 | 2.4749 | 2.7923 | 2.9553 | 3.7704 | 5.1072 | 5.1006 | 4.5883 | 3.9013 | 3.4358 | 3.2887
2021-01-25 | 2.8849 | 2.6746 | 2.6583 | 2.8022 | 2.715 | 3.0033 | 3.5656 | 3.9501 | 3.4126 | 2.9013 | 2.672 | 2.3367 | 2.2513 | 2.3583 | 2.8041 | 3.2608 | 3.6029 | 4.4125 | 5.3975 | 5.1456 | 4.6747 | 4.2655 | 3.8534 | 3.4193
2021-01-26 | 3.572 | 3.3391 | 3.1193 | 3.2123 | 3.2685 | 3.4078 | 4.2082 | 4.4864 | 4.5775 | 4.0788 | 3.7357 | 3.4906 | 2.8351 | 2.8757 | 3.5504 | 3.9794 | 4.4191 | 4.4021 | 5.3405 | 5.3956 | 4.9847 | 4.6443 | 4.18 | 3.7054
2021-01-27 | 3.6218 | 3.2866 | 3.1568 | 3.1416 | 2.9101 | 3.0597 | 3.9609 | 4.3323 | 3.9333 | 3.4012 | 2.9346 | 2.5476 | 2.4279 | 2.4418 | 2.7952 | 3.378 | 3.7665 | 4.2983 | 5.3732 | 5.3955 | 4.9028 | 4.5215 | 4.162 | 3.6486
2021-01-28 | 3.5822 | 3.2058 | 3.0833 | 3.2211 | 3.1472 | 3.3798 | 4.2302 | 4.6083 | 4.644 | 4.1912 | 3.6221 | 3.4178 | 3.4776 | 3.5149 | 3.553 | 3.8039 | 3.9401 | 4.2179 | 5.2085 | 5.2219 | 4.704 | 4.2339 | 3.8488 | 3.6415
2021-01-29 | 3.1393 | 3.0685 | 3.0441 | 2.9652 | 2.8821 | 3.3349 | 3.5845 | 3.6055 | 3.6464 | 3.1214 | 2.6117 | 2.4657 | 2.5526 | 2.5043 | 2.5925 | 3.0741 | 3.9447 | 4.5551 | 5.1449 | 4.944 | 4.3818 | 4.3703 | 4.3858 | 4.0126
2021-01-30 | 3.3412 | 3.0709 | 3.1617 | 3.0392 | 2.8351 | 3.0643 | 3.5173 | 3.6224 | 3.6467 | 3.0939 | 2.6327 | 2.7186 | 2.6375 | 2.9133 | 3.2268 | 3.7679 | 3.9888 | 4.0773 | 4.7379 | 4.708 | 4.2505 | 4.0875 | 3.8881 | 3.6537
2021-01-31 | 3.3542 | 3.0035 | 3.0599 | 2.9912 | 2.6949 | 2.6553 | 2.9341 | 2.8507 | 2.8048 | 2.5856 | 2.5687 | 2.3437 | 2.4319 | 2.2899 | 2.6842 | 2.6429 | 2.8506 | 3.7589 | 4.9842 | 5.0921 | 4.5216 | 3.5961 | 3.4669 | 3.2273
2021-02-01 | 2.8801 | 2.7848 | 2.7639 | 2.897 | 2.8068 | 3.1534 | 3.8632 | 4.3495 | 3.79 | 3.1317 | 3.1623 | 2.8404 | 2.6996 | 2.8256 | 3.2238 | 3.272 | 3.691 | 4.4831 | 5.142 | 5.1703 | 4.8026 | 4.5726 | 3.9304 | 3.5943
2021-02-02 | 3.4483 | 3.1993 | 3.0781 | 3.1502 | 3.121 | 3.2047 | 3.8678 | 3.8668 | 3.7654 | 3.3181 | 2.9593 | 2.5355 | 2.5669 | 2.7975 | 2.9531 | 3.1036 | 3.5135 | 4.4285 | 5.3053 | 5.2974 | 4.7455 | 4.2349 | 3.9547 | 3.6063
2021-02-03 | 3.7496 | 3.3728 | 3.2438 | 3.1884 | 3.0782 | 3.5016 | 4.424 | 4.6198 | 4.565 | 4.5075 | 3.8667 | 3.5714 | 3.4057 | 3.0859 | 3.5277 | 3.7248 | 4.1097 | 4.7261 | 5.3073 | 5.1625 | 4.2497 | 4.2861 | 4.3662 | 3.6745
2021-02-04 | 3.4577 | 3.5714 | 3.3003 | 3.2039 | 3.0097 | 3.2972 | 4.276 | 4.2291 | 4.173 | 3.7708 | 3.4898 | 2.9136 | 3.2872 | 3.4573 | 3.3915 | 3.0842 | 3.6575 | 4.4795 | 5.3087 | 5.3012 | 4.7253 | 4.3116 | 3.9674 | 3.6041
2021-02-05 | 3.3811 | 3.4562 | 3.1319 | 3.1386 | 3.1302 | 3.4915 | 4.3208 | 4.7164 | 4.6024 | 3.819 | 3.9848 | 3.4056 | 2.9363 | 2.5564 | 2.8429 | 3.4016 | 3.5897 | 4.112 | 5.064 | 5.0465 | 4.2115 | 4.4905 | 4.3967 | 3.6019
2021-02-06 | 3.3849 | 3.3398 | 3.136 | 2.9173 | 2.6659 | 2.8854 | 2.9905 | 3.021 | 2.8404 | 2.7544 | 2.4992 | 2.3538 | 2.0548 | 2.1651 | 2.5739 | 3.0322 | 3.8189 | 3.9981 | 4.8361 | 5.0009 | 4.594 | 4.2123 | 4.0743 | 3.7633
2021-02-07 | 3.3184 | 3.1903 | 3.3948 | 3.1438 | 2.9899 | 3.0414 | 3.2346 | 3.532 | 3.6993 | 3.336 | 2.9163 | 2.9133 | 3.1031 | 3.0355 | 2.5764 | 2.7634 | 2.8795 | 3.4386 | 4.6857 | 4.9727 | 4.5697 | 4.0471 | 3.5989 | 3.194
2021-02-08 | 3.146 | 3.1887 | 2.9662 | 2.8748 | 2.8231 | 3.0302 | 3.8834 | 4.0222 | 3.5206 | 3.8957 | 3.8621 | 3.1843 | 2.9842 | 2.5213 | 3.0905 | 3.7422 | 4.377 | 4.9685 | 5.1116 | 4.816 | 4.0767 | 4.1666 | 3.7221 | 3.2003
2021-02-09 | 3.1677 | 3.2415 | 3.009 | 2.8652 | 2.8758 | 3.3754 | 3.8719 | 3.8576 | 3.8411 | 3.1466 | 3.3705 | 3.559 | 3.5528 | 2.9625 | 3.0494 | 3.1166 | 3.7066 | 4.0051 | 4.9084 | 5.2406 | 4.598 | 4.2092 | 4.3576 | 3.6596
2021-02-10 | 3.1853 | 3.1444 | 3.0587 | 3.1061 | 2.9282 | 3.1267 | 3.5291 | 3.5773 | 3.478 | 2.9837 | 2.634 | 2.8784 | 2.9736 | 2.9106 | 2.7224 | 2.8784 | 3.7698 | 4.4052 | 5.0475 | 5.0816 | 4.7212 | 4.1112 | 3.8233 | 3.6632
2021-02-11 | 3.3021 | 3.064 | 3.0107 | 2.9843 | 3.0831 | 3.3185 | 3.8562 | 3.541 | 3.5857 | 3.0204 | 2.8494 | 2.5348 | 2.3653 | 2.0849 | 2.2125 | 2.558 | 3.0812 | 3.8648 | 4.4203 | 4.5728 | 4.2804 | 3.9673 | 3.4355 | 3.2223
2021-02-12 | 3.0813 | 2.8398 | 2.7774 | 2.7827 | 2.7565 | 3.012 | 3.6416 | 3.8668 | 3.5646 | 2.8121 | 2.1555 | 1.9864 | 1.9203 | 1.9687 | 2.2332 | 2.503 | 2.7943 | 3.4466 | 4.6522 | 4.5312 | 3.7847 | 3.9899 | 3.5891 | 3.1287
2021-02-13 | 2.964 | 3.0239 | 2.8137 | 2.7307 | 2.6989 | 2.828 | 3.1009 | 2.8851 | 2.7049 | 2.4811 | 2.1761 | 1.7614 | 1.6624 | 1.7179 | 1.9645 | 2.4015 | 2.9243 | 3.4765 | 4.028 | 4.2917 | 3.9374 | 3.6926 | 3.3825 | 3.2079
2021-02-14 | 3.1298 | 2.8726 | 2.8245 | 2.7968 | 2.7121 | 2.783 | 2.8937 | 2.8739 | 2.8283 | 2.5237 | 2.0788 | 1.8437 | 1.6101 | 1.7295 | 2.033 | 2.2184 | 2.7186 | 3.3383 | 4.6467 | 4.8781 | 4.3737 | 3.6069 | 3.2053 | 2.9301
2021-02-15 | 2.8045 | 2.8798 | 2.6879 | 2.6665 | 2.7678 | 3.2884 | 3.6667 | 3.6111 | 3.444 | 2.8175 | 2.4899 | 2.4038 | 2.1985 | 2.2145 | 2.5116 | 2.8953 | 3.6711 | 4.2521 | 4.9093 | 4.9492 | 4.473 | 4.1888 | 3.7192 | 3.641
2021-02-16 | 3.1938 | 2.9789 | 2.9118 | 3.023 | 2.965 | 3.0992 | 3.7272 | 3.6793 | 4.2497 | 3.9714 | 3.4549 | 3.3148 | 3.1591 | 3.4652 | 3.5163 | 3.7209 | 4.0252 | 4.4603 | 5.2992 | 5.2987 | 4.7657 | 4.4004 | 4.1343 | 3.5715
2021-02-17 | 3.2371 | 3.1014 | 3.0917 | 3.3355 | 3.2366 | 3.3006 | 3.5466 | 3.6927 | 4.0327 | 3.8104 | 3.5106 | 3.534 | 3.8437 | 3.9966 | 4.045 | 4.3776 | 4.876 | 4.7854 | 4.9263 | 4.9253 | 4.6155 | 4.1424 | 3.9831 | 3.6524
2021-02-18 | 3.4875 | 3.1311 | 3.1537 | 3.2155 | 3.2669 | 3.3912 | 4.1923 | 4.3351 | 4.5031 | 4.256 | 3.8631 | 3.0197 | 2.7744 | 2.8772 | 3.1343 | 2.9482 | 3.9043 | 3.9457 | 4.6629 | 4.9484 | 4.7813 | 4.4724 | 3.9893 | 3.7717
2021-02-19 | 3.2216 | 3.0725 | 3.0381 | 3.0117 | 2.9262 | 3.2361 | 4.1292 | 4.3575 | 3.6711 | 3.7305 | 3.2422 | 2.5681 | 2.6397 | 2.9611 | 2.7336 | 2.8887 | 3.3773 | 4.0027 | 4.4355 | 4.8654 | 4.5995 | 4.4705 | 3.8039 | 3.4301
2021-02-20 | 3.3683 | 2.9928 | 2.9282 | 2.8775 | 2.8507 | 2.8581 | 2.9073 | 2.9561 | 2.8446 | 2.7739 | 2.5985 | 2.1365 | 1.9946 | 2.1906 | 2.5395 | 3.3063 | 3.7989 | 4.2424 | 4.3282 | 4.3673 | 4.1599 | 4.1979 | 3.6629 | 3.3904
2021-02-21 | 3.223 | 3.3222 | 3.0298 | 2.9134 | 2.7629 | 2.8047 | 2.9185 | 3.029 | 3.2543 | 2.9577 | 2.8395 | 2.8054 | 3.1801 | 3.016 | 2.7539 | 3.0483 | 3.4355 | 4.1953 | 4.6393 | 4.556 | 3.7974 | 3.3467 | 3.6419 | 3.1365
2021-02-22 | 2.8617 | 2.7475 | 2.8313 | 2.7106 | 2.7422 | 2.8359 | 2.9312 | 3.0542 | 3.1823 | 2.8105 | 2.3702 | 1.7005 | 1.7176 | 2.0109 | 2.4715 | 2.8206 | 3.0406 | 3.6872 | 4.6906 | 5.2203 | 4.2332 | 4.1187 | 4.0214 | 3.2909
2021-02-23 | 2.9824 | 3.1355 | 2.9696 | 2.8216 | 2.7515 | 2.9709 | 3.6469 | 3.5792 | 3.0499 | 2.8484 | 2.6504 | 2.3096 | 2.225 | 2.5372 | 2.729 | 2.8249 | 3.4467 | 4.3092 | 5.1814 | 5.2093 | 4.6735 | 4.7352 | 4.0533 | 3.4128
2021-02-24 | 3.0537 | 2.9158 | 2.9678 | 2.7497 | 2.6374 | 2.9029 | 3.5073 | 3.7067 | 3.5809 | 3.0785 | 2.9454 | 2.6769 | 2.576 | 2.6963 | 2.8885 | 3.3817 | 3.6281 | 4.0567 | 5.0129 | 5.2996 | 4.7595 | 4.2428 | 4.023 | 3.8403
2021-02-25 | 3.4523 | 3.2378 | 3.135 | 3.289 | 3.0965 | 3.2953 | 3.8942 | 3.9864 | 4.2027 | 3.7763 | 3.5447 | 4.0987 | 4.0653 | 3.6594 | 3.6446 | 3.8766 | 4.6463 | 4.6275 | 4.9197 | 4.8982 | 4.4792 | 4.0514 | 3.927 | 3.5189
2021-02-26 | 3.154 | 3.0177 | 2.9432 | 2.9196 | 2.9314 | 3.1547 | 3.9017 | 3.9947 | 3.6431 | 3.3883 | 2.6825 | 2.3847 | 2.4829 | 2.8744 | 2.928 | 3.1496 | 3.6713 | 4.4009 | 4.7452 | 4.7461 | 4.5875 | 4.5547 | 4.0599 | 3.6405
2021-02-27 | 3.7241 | 3.3077 | 3.1009 | 3.0107 | 2.9001 | 3.2875 | 3.3748 | 3.4599 | 3.3285 | 2.955 | 2.6292 | 2.1683 | 2.4106 | 2.5831 | 2.6547 | 2.9736 | 3.7348 | 4.4985 | 4.4735 | 4.6667 | 4.4381 | 4.0733 | 3.861 | 3.545
2021-02-28 | 3.5565 | 3.1343 | 3.0513 | 3.007 | 2.8548 | 2.9392 | 3.1437 | 3.5181 | 3.3159 | 2.9157 | 2.8542 | 2.7127 | 2.5814 | 2.4618 | 2.9849 | 3.1581 | 3.5303 | 4.4166 | 5.142 | 5.1577 | 4.3646 | 3.8366 | 3.4736 | 3.069
2021-03-01 | 3.0892 | 3.0797 | 2.8284 | 2.8625 | 2.9745 | 3.2708 | 4.0377 | 3.9696 | 3.8675 | 3.437 | 2.9976 | 2.5221 | 2.7008 | 2.7878 | 3.0356 | 3.3179 | 4.0513 | 4.5019 | 4.8825 | 4.7774 | 4.5889 | 4.3742 | 3.807 | 3.4155
2021-03-02 | 3.2427 | 3.1786 | 2.9329 | 2.9188 | 2.8883 | 3.475 | 3.8894 | 3.8838 | 3.6137 | 3.2731 | 2.7774 | 2.5685 | 2.7159 | 2.6179 | 2.7075 | 2.9487 | 3.7659 | 4.1681 | 4.8383 | 5.101 | 4.6096 | 4.2045 | 4.034 | 3.8152
2021-03-03 | 3.3705 | 3.2005 | 2.7806 | 2.6983 | 2.6998 | 3.4412 | 3.7933 | 3.6266 | 4.0622 | 3.7796 | 3.3556 | 2.9633 | 2.8504 | 2.6088 | 3.0129 | 3.6863 | 4.2582 | 4.117 | 4.8046 | 5.1532 | 4.7529 | 4.5482 | 4.253 | 3.4961
2021-03-04 | 3.2909 | 3.2476 | 3.3759 | 3.1677 | 3.1124 | 3.444 | 4.3072 | 4.4172 | 4.0953 | 3.4103 | 2.5936 | 2.4797 | 2.5621 | 2.4073 | 2.9815 | 3.1772 | 3.626 | 4.1488 | 4.7742 | 4.8444 | 4.5111 | 4.2036 | 3.8515 | 3.351
2021-03-05 | 3.1578 | 3.0667 | 3.1604 | 3.279 | 2.9271 | 3.119 | 3.5832 | 3.7389 | 3.5022 | 2.9931 | 2.7784 | 2.7588 | 3.0255 | 2.9156 | 2.6545 | 3.4133 | 3.8035 | 4.1495 | 4.6016 | 4.8347 | 4.3771 | 4.018 | 4.166 | 3.7848
2021-03-06 | 3.2113 | 3.2608 | 3.1683 | 3 | 2.8987 | 3.0611 | 3.4985 | 3.5363 | 3.1366 | 3.2584 | 3.354 | 2.7795 | 2.5643 | 2.5278 | 2.7044 | 2.7597 | 3.4121 | 4.0562 | 4.446 | 4.1914 | 4.0566 | 4.2115 | 3.9249 | 3.4732
2021-03-07 | 3.4532 | 3.2306 | 2.9739 | 2.9719 | 2.8242 | 3.0345 | 2.9672 | 2.9647 | 2.9997 | 2.9359 | 2.5635 | 2.2988 | 2.1228 | 2.3455 | 2.3389 | 2.4012 | 3.0259 | 3.876 | 4.695 | 4.8582 | 4.2843 | 3.6615 | 3.3528 | 3.0621
2021-03-08 | 3.1323 | 2.9973 | 2.8657 | 2.7728 | 2.8255 | 3.4082 | 4.022 | 3.757 | 3.6923 | 3.0056 | 2.5862 | 2.2041 | 2.2477 | 2.5389 | 2.4571 | 2.679 | 3.2796 | 4.028 | 4.7386 | 5.1288 | 4.567 | 4.0471 | 3.6988 | 3.4762
2021-03-09 | 3.4013 | 3.248 | 3.0314 | 2.9659 | 2.9563 | 3.4401 | 4.2818 | 3.9171 | 3.7187 | 3.3497 | 2.9508 | 2.5458 | 2.3566 | 2.6118 | 2.4779 | 2.5541 | 3.0326 | 3.9273 | 4.7148 | 5.0477 | 4.5176 | 3.9541 | 3.7275 | 3.207
2021-03-10 | 3.1525 | 3.1862 | 3.0014 | 2.9734 | 2.9342 | 3.2065 | 4.1298 | 3.5959 | 3.1516 | 2.4695 | 2.1138 | 2.1457 | 2.4767 | 2.3369 | 2.1348 | 2.6495 | 3.1185 | 3.527 | 4.4267 | 4.9245 | 4.4591 | 3.7904 | 3.7546 | 3.4332
2021-03-11 | 2.9878 | 2.9157 | 2.9911 | 2.7818 | 2.8048 | 3.1337 | 3.825 | 4.0643 | 3.6226 | 3.138 | 2.6473 | 2.4072 | 2.3267 | 2.3945 | 2.6411 | 2.8573 | 3.2278 | 3.6694 | 4.7804 | 5.0217 | 4.4486 | 3.9533 | 3.6346 | 3.2354
2021-03-12 | 3.0527 | 3.0308 | 3.1186 | 2.9087 | 2.925 | 3.3392 | 4.0952 | 3.6327 | 3.3896 | 3.1435 | 2.6022 | 2.43 | 2.6176 | 2.4545 | 2.2203 | 2.5125 | 3.1697 | 3.5141 | 3.9566 | 4.237 | 3.8014 | 3.8922 | 3.7969 | 3.4656
2021-03-13 | 3.2644 | 2.9986 | 2.7812 | 2.7503 | 2.7158 | 2.8902 | 3.1169 | 3.2707 | 3.0294 | 2.6114 | 2.1633 | 1.4804 | 1.6529 | 1.6483 | 1.7481 | 2.3625 | 3.179 | 3.4406 | 4.0142 | 4.3804 | 4.0365 | 3.6196 | 3.3871 | 3.1627
2021-03-14 | 3.1519 | 2.8484 | 2.7728 | 2.7982 | 2.8348 | 2.764 | 2.9466 | 3.0887 | 3.3169 | 3.0566 | 2.1824 | 2.115 | 2.2233 | 1.7952 | 2.3091 | 2.8803 | 3.4813 | 3.8537 | 4.4142 | 4.299 | 3.9014 | 3.575 | 3.5531 | 2.9936
2021-03-15 | 2.9045 | 2.9246 | 2.683 | 2.6533 | 2.7424 | 3.0719 | 3.9336 | 4.1521 | 3.7675 | 3.0055 | 3.0679 | 2.9531 | 3.1998 | 2.8098 | 2.8272 | 3.5412 | 3.6529 | 4.0686 | 4.8899 | 4.9155 | 4.1448 | 3.8439 | 3.7811 | 3.17
2021-03-16 | 2.9961 | 2.3258 | 1.8473 | 2.0873 | 2.6536 | 3.0534 | 4.1279 | 4.3179 | 3.8627 | 3.8111 | 3.6837 | 3.5902 | 3.5976 | 3.7222 | 3.7957 | 3.6651 | 4.0594 | 4.3443 | 5.1107 | 4.9982 | 4.5806 | 4.1857 | 3.7373 | 3.2814
2021-03-17 | 3.044 | 3.1016 | 2.8563 | 2.6514 | 2.7504 | 3.0949 | 3.6918 | 4.1356 | 4.0826 | 3.4838 | 3.2244 | 2.9356 | 3.2001 | 2.917 | 2.8741 | 3.9158 | 4.0073 | 4.1895 | 5.079 | 5.29 | 4.7554 | 4.14 | 3.8763 | 3.759
2021-03-18 | 3.2138 | 3.1149 | 3.1804 | 2.9203 | 2.9943 | 3.4444 | 4.1514 | 4.2609 | 3.903 | 3.3317 | 2.9784 | 2.7536 | 2.6872 | 2.7423 | 3.1129 | 3.4866 | 3.9138 | 4.5199 | 5.1255 | 5.4256 | 4.8189 | 4.19 | 3.6734 | 3.4282
2021-03-19 | 3.0732 | 2.9399 | 2.8658 | 2.9121 | 2.9956 | 3.1602 | 3.7177 | 3.8443 | 3.6079 | 3.4642 | 3.4049 | 3.0846 | 2.8368 | 3.1142 | 3.4426 | 3.8803 | 4.2477 | 4.0767 | 4.6698 | 4.9881 | 4.6269 | 4.3042 | 3.9964 | 3.6825
2021-03-20 | 3.56 | 3.2952 | 3.0541 | 3.1088 | 3.2676 | 3.1913 | 3.3576 | 3.2841 | 3.1316 | 2.6838 | 2.3859 | 2.1032 | 2.0311 | 2.307 | 2.3706 | 2.6485 | 3.3008 | 3.9852 | 4.5374 | 4.6524 | 4.3163 | 4.2512 | 3.7763 | 3.5085
2021-03-21 | 3.486 | 3.3646 | 3.0626 | 2.9771 | 2.8896 | 3.2143 | 3.3762 | 3.3104 | 3.049 | 2.989 | 2.6416 | 2.6935 | 2.4775 | 2.3825 | 2.4372 | 2.4084 | 2.744 | 3.4751 | 4.5776 | 4.7317 | 4.4048 | 3.9978 | 3.6586 | 3.2799
2021-03-22 | 3.2303 | 3.1496 | 2.843 | 2.5985 | 2.6669 | 3.0816 | 3.302 | 3.4248 | 3.5921 | 3.15 | 2.8142 | 2.3706 | 2.757 | 3.4851 | 3.2861 | 3.4411 | 3.607 | 3.6572 | 4.2697 | 4.8401 | 4.5055 | 3.885 | 3.563 | 3.4803
2021-03-23 | 3.2557 | 2.9502 | 2.8342 | 3.0388 | 2.9817 | 3.2526 | 3.7019 | 3.8428 | 3.9501 | 3.873 | 3.4986 | 2.9113 | 2.8767 | 3.148 | 3.157 | 3.5049 | 4.1326 | 4.3568 | 4.7501 | 4.8752 | 4.4961 | 4.0606 | 3.5359 | 3.3144
2021-03-24 | 3.1072 | 2.9032 | 2.8921 | 2.9 | 2.9606 | 3.5384 | 3.7398 | 3.7585 | 3.6724 | 3.2079 | 2.9136 | 2.5691 | 2.919 | 2.7946 | 3.0254 | 3.4252 | 3.8433 | 4.4045 | 4.8207 | 4.8924 | 4.2539 | 3.7504 | 3.5687 | 3.3896
2021-03-25 | 3.3579 | 3.1535 | 2.9385 | 2.8994 | 3.1365 | 3.3219 | 3.7303 | 3.7769 | 3.9761 | 3.8922 | 3.2795 | 2.5153 | 2.6832 | 3.0486 | 3.1638 | 3.4604 | 3.8255 | 4.4956 | 4.9204 | 5.0439 | 4.4218 | 4.0395 | 3.7858 | 3.4637
2021-03-26 | 3.4221 | 3.2932 | 3.0562 | 3.0438 | 2.9924 | 3.3313 | 3.817 | 3.5906 | 3.2435 | 3.279 | 2.9398 | 2.7505 | 2.7249 | 3.0478 | 3.014 | 3.6603 | 4.0037 | 4.6014 | 4.4909 | 4.4815 | 4.4839 | 4.3094 | 3.8757 | 3.6697
2021-03-27 | 3.591 | 3.3092 | 3.0794 | 3.0386 | 3.3064 | 3.3325 | 3.5915 | 3.8518 | 4.0487 | 4.3338 | 3.9317 | 3.3584 | 3.2083 | 3.1574 | 3.139 | 3.277 | 3.4635 | 3.8807 | 3.932 | 4.2395 | 4.1429 | 3.6982 | 3.5415 | 3.3432
2021-03-28 | 3.1659 | 2.8658 | 2.7672 | 2.6614 | 2.5921 | 2.6793 | 2.7635 | 2.955 | 2.8477 | 2.7067 | 2.1968 | 1.739 | 1.8007 | 1.8006 | 1.7885 | 2.1165 | 2.8062 | 3.4044 | 3.9493 | 4.6459 | 4.464 | 3.9975 | 3.7682 | 3.5883
2021-03-29 | 3.2193 | 2.9029 | 2.8349 | 2.9275 | 3.0722 | 3.1878 | 3.5128 | 3.5526 | 3.5207 | 3.659 | 2.7885 | 2.8038 | 2.7505 | 2.4294 | 2.3804 | 2.725 | 3.1353 | 3.6415 | 4.3213 | 4.8979 | 4.4954 | 3.9637 | 3.9601 | 3.4807
2021-03-30 | 3.0298 | 3.0843 | 3.0466 | 2.8809 | 2.892 | 3.1848 | 3.9848 | 3.6624 | 3.0558 | 2.8108 | 2.6502 | 2.3579 | 2.3792 | 2.5017 | 2.4839 | 2.7862 | 3.4126 | 4.1804 | 4.5195 | 5.0202 | 4.7414 | 4.387 | 3.9475 | 3.6755
2021-03-31 | 3.1936 | 3.0652 | 2.9917 | 2.9824 | 3.0013 | 3.5244 | 3.833 | 3.6956 | 3.4657 | 2.9434 | 2.5988 | 2.3637 | 2.5289 | 2.4672 | 2.5492 | 2.8632 | 3.5861 | 4.068 | 4.5148 | 5.1076 | 4.808 | 4.3923 | 3.9834 | 3.7015
2021-04-01 | 3.3852 | 3.0083 | 2.9573 | 3.1116 | 3.1869 | 3.4735 | 3.9512 | 3.9292 | 3.6497 | 3.1517 | 2.7456 | 2.5103 | 2.6681 | 2.7056 | 2.7181 | 3.0685 | 3.8594 | 4.3699 | 4.8568 | 5.242 | 5.1178 | 4.5942 | 3.8275 | 3.3985
2021-04-02 | 3.3639 | 3.057 | 2.9259 | 2.8647 | 2.9142 | 3.0928 | 3.5527 | 3.6139 | 3.1104 | 2.6705 | 2.2857 | 2.1834 | 2.3048 | 2.389 | 2.371 | 2.7106 | 3.5046 | 3.8814 | 4.4362 | 5.0932 | 4.7466 | 4.3314 | 3.8787 | 3.5718
2021-04-03 | 3.4853 | 3.1971 | 2.9616 | 2.9122 | 3.04 | 3.1572 | 3.2187 | 3.2539 | 3.0021 | 3.1496 | 2.8121 | 2.8853 | 3.0656 | 3.1503 | 3.2288 | 3.2267 | 3.1211 | 3.9827 | 4.1301 | 4.6661 | 4.3929 | 4.0853 | 3.6829 | 3.3513
2021-04-04 | 3.3799 | 3.0492 | 2.9159 | 2.8952 | 2.7865 | 2.9176 | 2.9206 | 2.9497 | 3.0409 | 2.7468 | 2.4077 | 2.641 | 2.6351 | 2.4492 | 2.6209 | 2.9901 | 3.2546 | 3.838 | 4.6291 | 5.1098 | 4.5424 | 4.2534 | 4.1047 | 3.7405
2021-04-05 | 3.4175 | 3.1219 | 3.0816 | 3.0841 | 3.1397 | 3.6312 | 4.6403 | 4.4855 | 4.5682 | 4.2688 | 3.9773 | 3.5976 | 4.1473 | 4.1669 | 4.1577 | 4.1053 | 4.8363 | 5.0836 | 5.1535 | 4.8524 | 4.2631 | 3.9111 | 3.5595 | 3.3885
2021-04-06 | 3.1283 | 2.9603 | 2.9164 | 2.5846 | 2.4023 | 2.5376 | 3.1371 | 3.881 | 3.52 | 3.1409 | 3.479 | 3.1303 | 2.8766 | 2.9915 | 3.3867 | 3.5637 | 4.3151 | 4.7502 | 4.908 | 4.9717 | 4.7857 | 4.3286 | 3.8397 | 3.6624
2021-04-07 | 3.1741 | 2.9646 | 2.9496 | 2.9823 | 2.9726 | 3.3649 | 4.0701 | 4.4545 | 3.6136 | 3.5993 | 3.8245 | 3.6391 | 2.8926 | 2.9453 | 3.3932 | 3.5574 | 4.0101 | 4.525 | 5.0129 | 5.2431 | 4.8147 | 4.4672 | 3.9724 | 3.3413
2021-04-08 | 3.2891 | 3.1854 | 3.1339 | 3.3028 | 3.1815 | 3.5553 | 4.2624 | 4.166 | 4.4906 | 4.3195 | 3.8309 | 4.0658 | 3.3357 | 3.3028 | 3.7028 | 3.9477 | 4.4616 | 4.4332 | 4.8984 | 5.2419 | 4.8595 | 4.2723 | 4.3809 | 3.8417
2021-04-09 | 3.1981 | 3.0464 | 2.971 | 3.0168 | 3.1017 | 3.2152 | 3.486 | 3.6845 | 3.6483 | 3.2959 | 3.0195 | 2.7605 | 2.8296 | 2.6954 | 3.164 | 3.5921 | 3.3798 | 3.9106 | 4.8191 | 5.1363 | 4.5782 | 4.1063 | 3.9288 | 3.4756
2021-04-10 | 3.5009 | 3.3131 | 2.9945 | 2.9652 | 3.1262 | 3.3733 | 3.2499 | 3.2644 | 3.2778 | 3.0617 | 2.9784 | 2.8149 | 2.8574 | 2.8146 | 3.1815 | 3.6266 | 3.8334 | 4.3336 | 4.9795 | 4.9588 | 4.36 | 4.4764 | 4.3982 | 3.6645
2021-04-11 | 3.3571 | 3.237 | 3.4235 | 3.0813 | 2.9842 | 2.9983 | 3.1359 | 3.2791 | 3.1102 | 3.3776 | 3.2301 | 2.9484 | 2.7181 | 2.6719 | 2.8844 | 3.0352 | 3.5471 | 3.855 | 4.3593 | 4.9317 | 4.5755 | 4.23 | 3.6816 | 3.2084
2021-04-12 | 3.0451 | 2.9887 | 3.1428 | 2.9781 | 2.9826 | 3.3176 | 4.1067 | 4.1006 | 3.4981 | 2.9815 | 2.5991 | 2.4535 | 2.3512 | 2.462 | 2.6215 | 2.6929 | 3.1398 | 3.9108 | 4.6247 | 5.1648 | 4.6318 | 4.0145 | 3.6117 | 3.2128
2021-04-13 | 3.1291 | 3.1129 | 2.9167 | 2.8596 | 3.1059 | 3.4283 | 3.7904 | 3.6367 | 3.3709 | 2.7922 | 2.5044 | 2.3135 | 2.4278 | 2.575 | 2.5842 | 2.7913 | 3.3849 | 4.058 | 4.5959 | 5.0759 | 4.7989 | 4.2456 | 3.7428 | 3.2623
2021-04-14 | 3.2091 | 3.0801 | 2.9172 | 2.9165 | 2.9776 | 3.2676 | 3.5307 | 3.5582 | 3.1548 | 2.7895 | 2.5673 | 2.4803 | 2.4483 | 2.6253 | 2.8718 | 3.3674 | 3.6262 | 3.9056 | 4.8318 | 5.241 | 4.8178 | 3.9579 | 3.6519 | 3.6501
2021-04-15 | 3.1222 | 2.9793 | 2.9634 | 3.0746 | 3.1809 | 3.3446 | 3.8473 | 3.7296 | 3.3636 | 2.9655 | 2.7296 | 2.48 | 2.5978 | 2.5816 | 2.5799 | 2.8214 | 3.6541 | 3.9754 | 4.482 | 5.2414 | 4.7944 | 4.1936 | 3.626 | 3.4346
2021-04-16 | 3.1218 | 2.9856 | 2.9163 | 2.9136 | 2.9139 | 3.1615 | 4.0451 | 3.9397 | 3.5539 | 3.0094 | 2.6999 | 2.6402 | 2.7492 | 2.8417 | 2.8355 | 3.2607 | 3.9213 | 4.5832 | 5.0088 | 5.2422 | 4.768 | 4.2352 | 4.1781 | 3.7361
2021-04-17 | 3.6711 | 3.3494 | 3.1506 | 3.1111 | 3.1959 | 3.3805 | 3.1603 | 3.0555 | 2.9783 | 2.6687 | 2.36 | 2.2278 | 2.1176 | 2.2906 | 2.3503 | 2.6409 | 3.2883 | 3.9747 | 4.5089 | 4.7425 | 4.0733 | 3.8777 | 3.9629 | 3.6057
2021-04-18 | 3.6953 | 3.3685 | 3.1449 | 3.091 | 3.144 | 3.4334 | 3.4495 | 3.2195 | 2.8779 | 2.6683 | 2.8388 | 2.6974 | 2.5632 | 2.4375 | 2.4381 | 2.915 | 3.236 | 3.7235 | 4.8029 | 5.2388 | 4.9162 | 4.5136 | 4.0859 | 3.4399
2021-04-19 | 3.2444 | 3.3308 | 3.2951 | 3.1094 | 3.102 | 3.8154 | 4.194 | 3.9576 | 3.7999 | 3.1612 | 2.8853 | 2.7418 | 2.6528 | 2.8935 | 3.1445 | 3.004 | 3.4665 | 4.3584 | 4.988 | 5.1226 | 4.6762 | 4.0967 | 3.5331 | 3.1906
2021-04-20 | 3.2103 | 3.0644 | 2.9265 | 2.9599 | 3.1682 | 3.3127 | 3.77 | 3.9869 | 4.071 | 3.6832 | 2.9951 | 2.7862 | 2.7416 | 2.6665 | 2.8769 | 3.1853 | 3.5456 | 4.0519 | 4.8347 | 5.1365 | 4.6446 | 3.808 | 3.5541 | 3.1855
2021-04-21 | 2.9541 | 3.0702 | 2.9453 | 2.8884 | 2.935 | 3.2512 | 3.6978 | 3.6524 | 3.1826 | 2.92 | 2.7036 | 2.3887 | 2.2977 | 2.6487 | 2.7411 | 2.9937 | 3.5977 | 4.2589 | 4.7419 | 5.1704 | 4.6555 | 4.0256 | 3.5848 | 3.2556
2021-04-22 | 3.1515 | 3.2406 | 3.0181 | 2.9887 | 3.0222 | 3.6337 | 4.1464 | 3.7256 | 4.1059 | 3.66 | 3.5995 | 3.4321 | 3.6878 | 3.4605 | 3.6233 | 3.7609 | 4.3653 | 4.6174 | 4.7518 | 5.1692 | 4.8774 | 4.1357 | 4.1006 | 3.8978
2021-04-23 | 3.3413 | 3.1504 | 3.0825 | 2.969 | 2.9583 | 3.3817 | 3.5697 | 3.7623 | 3.997 | 3.5832 | 3.0972 | 2.8677 | 3.0157 | 2.8019 | 2.6759 | 2.7703 | 3.4291 | 4.0487 | 4.1008 | 4.4426 | 4.3564 | 3.8529 | 3.7465 | 3.5168
2021-04-24 | 3.2981 | 2.9907 | 2.8816 | 2.8472 | 2.9029 | 3.0485 | 3.4787 | 3.1736 | 3.013 | 3.0185 | 2.5561 | 2.1473 | 2.3403 | 2.1353 | 2.4592 | 2.8041 | 3.3132 | 3.3567 | 4.1638 | 4.7552 | 4.4227 | 3.7466 | 3.7382 | 3.6855
2021-04-25 | 3.1463 | 3.0473 | 3.1079 | 3.0995 | 2.985 | 3.003 | 2.9289 | 2.8759 | 2.9641 | 2.7248 | 2.3917 | 2.1783 | 2.3141 | 2.0923 | 2.2782 | 2.6749 | 3.0895 | 3.8406 | 4.416 | 5.0798 | 4.7606 | 3.9899 | 3.6311 | 3.5083
2021-04-26 | 3.1946 | 2.8944 | 2.8465 | 2.8058 | 2.9137 | 3.3985 | 4.0544 | 3.4943 | 3.6039 | 3.5158 | 3.3571 | 2.8309 | 2.7766 | 2.7797 | 2.904 | 3.2406 | 3.6727 | 4.1921 | 4.7086 | 5.1886 | 4.6897 | 4.0275 | 3.6341 | 3.258
2021-04-27 | 3.1437 | 3.2294 | 2.9593 | 2.8709 | 2.9119 | 3.0976 | 3.6554 | 3.2301 | 3.4527 | 2.9137 | 2.841 | 2.9053 | 2.6206 | 2.608 | 3.2866 | 3.0948 | 3.2816 | 3.9186 | 4.6718 | 5.0107 | 4.6034 | 3.8591 | 3.4682 | 3.1659
2021-04-28 | 2.9918 | 2.9778 | 3.0456 | 2.9079 | 2.9351 | 3.3326 | 3.7743 | 3.6356 | 3.5383 | 3.2049 | 2.8953 | 2.5886 | 2.6007 | 2.8229 | 2.7992 | 2.8521 | 3.4058 | 4.1748 | 4.6822 | 5.2178 | 4.7141 | 3.758 | 3.2433 | 2.9557
2021-04-29 | 2.9728 | 2.9152 | 2.6812 | 2.7609 | 2.9039 | 2.9779 | 3.3413 | 3.3901 | 3.4487 | 3.1771 | 2.9366 | 2.8187 | 2.5885 | 2.8965 | 3.0664 | 3.4822 | 4.2474 | 4.2689 | 4.7379 | 5.2469 | 4.85 | 4.0525 | 3.4202 | 3.0804
2021-04-30 | 3.0963 | 2.997 | 2.861 | 2.8043 | 2.8837 | 3.1856 | 3.8421 | 3.8284 | 3.9283 | 4.0751 | 3.8063 | 3.5721 | 3.2001 | 3.1393 | 3.5075 | 3.8124 | 3.7719 | 3.7851 | 4.4746 | 4.7906 | 4.1707 | 3.9398 | 3.9523 | 3.197
2021-05-01 | 2.9831 | 2.9889 | 2.8476 | 2.8374 | 2.8855 | 3.2417 | 3.1365 | 3.3558 | 3.343 | 3.1075 | 3.1116 | 2.7382 | 2.6011 | 2.8082 | 2.7291 | 2.7343 | 2.93 | 3.5993 | 4.2314 | 3.981 | 3.7261 | 3.7495 | 3.3644 | 2.9573
2021-05-02 | 2.8607 | 2.9706 | 2.7758 | 2.6967 | 2.7739 | 2.9381 | 3.1365 | 2.8734 | 2.6508 | 2.6828 | 2.3842 | 1.9787 | 2.0324 | 2.2843 | 2.4577 | 2.6582 | 2.8832 | 3.4256 | 3.9265 | 4.3289 | 4.2377 | 3.8494 | 3.2461 | 2.9525
2021-05-03 | 3.0181 | 2.8462 | 2.7822 | 2.7857 | 2.8849 | 3.33 | 3.5997 | 3.5878 | 3.8248 | 2.9652 | 2.7087 | 2.6956 | 2.5771 | 2.5492 | 2.8821 | 3.1108 | 2.9795 | 3.4441 | 4.5209 | 4.7676 | 4.3967 | 4.3041 | 3.9929 | 3.1876
2021-05-04 | 3.1242 | 3.1272 | 2.8864 | 2.8938 | 2.939 | 3.2137 | 3.6167 | 2.9681 | 2.9026 | 2.744 | 2.6127 | 2.3914 | 2.3725 | 2.4456 | 2.7108 | 3.1987 | 4.0117 | 4.285 | 4.5082 | 4.9396 | 4.4532 | 3.8644 | 3.4196 | 3.139
2021-05-05 | 3.1156 | 2.9552 | 2.8393 | 2.7866 | 2.8873 | 3.201 | 3.8533 | 4.2488 | 4.3405 | 4.2326 | 3.5792 | 3.8593 | 3.7818 | 3.5556 | 3.9453 | 4.0488 | 4.0566 | 4.2843 | 4.8828 | 5.1605 | 4.404 | 3.7886 | 3.9952 | 3.2792
2021-05-06 | 2.9798 | 3.1074 | 2.7989 | 2.6002 | 2.6753 | 3.0573 | 3.6608 | 3.4303 | 3.6352 | 3.445 | 2.9422 | 3.0786 | 3.479 | 3.6782 | 3.5934 | 3.8376 | 3.8537 | 4.6756 | 4.816 | 4.9679 | 4.7503 | 4.4959 | 4.0652 | 3.4126
2021-05-07 | 3.1489 | 2.9989 | 3.0927 | 3.1004 | 3.1091 | 3.5689 | 4.2467 | 4.3496 | 3.8324 | 3.2186 | 3.7628 | 3.7957 | 3.6873 | 2.9754 | 3.3296 | 3.9578 | 4.0797 | 4.168 | 4.9399 | 4.9001 | 4.4388 | 4.4236 | 4.2299 | 3.5294
2021-05-08 | 3.2725 | 3.1357 | 2.8613 | 2.7195 | 2.6961 | 2.9595 | 3.0665 | 2.9194 | 2.8613 | 2.9879 | 2.9513 | 2.7501 | 2.6333 | 2.6997 | 2.6834 | 2.7876 | 3.2925 | 3.972 | 4.4706 | 4.391 | 4.2445 | 4.1295 | 3.7692 | 3.2294
2021-05-09 | 3.006 | 3.0679 | 2.9798 | 2.847 | 2.8799 | 2.9387 | 2.9969 | 2.936 | 2.8044 | 2.523 | 2.3804 | 2.1264 | 1.7682 | 1.9842 | 2.1179 | 2.4115 | 2.676 | 3.2549 | 4.327 | 4.8248 | 4.4023 | 3.7119 | 3.7342 | 3.2314
2021-05-10 | 2.9914 | 2.9461 | 3.013 | 2.8324 | 2.9319 | 3.3816 | 4.2112 | 3.7441 | 3.1769 | 2.969 | 2.5934 | 2.5242 | 2.725 | 2.6208 | 2.5352 | 2.7116 | 3.1696 | 3.9389 | 4.3572 | 4.8511 | 4.5608 | 4.068 | 3.4258 | 3.2185
2021-05-11 | 3.1084 | 2.8481 | 2.6204 | 2.673 | 2.891 | 2.9892 | 3.377 | 3.5145 | 3.912 | 3.7974 | 3.4243 | 4.0282 | 3.7154 | 4.0634 | 3.699 | 3.4373 | 3.8339 | 4.246 | 4.7268 | 5.2524 | 4.8622 | 4.2843 | 3.8987 | 3.7526
2021-05-12 | 3.1364 | 3.0099 | 2.9319 | 2.9283 | 2.9391 | 3.3263 | 4.0638 | 4.046 | 3.5379 | 3.1772 | 2.7634 | 2.5251 | 2.4937 | 2.5272 | 2.8178 | 3.0589 | 3.309 | 4.0285 | 4.8181 | 5.2549 | 5.1025 | 4.4036 | 3.8834 | 3.3889
2021-05-13 | 3.1753 | 3.2376 | 3.0061 | 2.9203 | 2.9607 | 3.4086 | 4.1466 | 3.7554 | 3.562 | 3.1639 | 3.0536 | 3.0228 | 2.9077 | 2.8555 | 3.2955 | 3.3938 | 3.8044 | 4.5157 | 5.108 | 5.2561 | 5.0603 | 4.4993 | 4.0426 | 3.6174
2021-05-14 | 3.3231 | 3.1914 | 3.1798 | 3.2748 | 3.3566 | 3.587 | 4.0433 | 3.8943 | 3.7267 | 3.3286 | 2.9217 | 2.8149 | 3.0374 | 3.137 | 3.3427 | 3.4925 | 3.6023 | 3.7834 | 4.5525 | 5.1227 | 4.7675 | 4.1347 | 3.8939 | 3.7471
2021-05-15 | 3.2589 | 3.1169 | 3.2382 | 2.9791 | 2.9461 | 3.0921 | 3.2852 | 3.3543 | 2.7839 | 2.3675 | 2.1017 | 1.8958 | 1.8587 | 1.9975 | 2.432 | 2.6404 | 3.0761 | 3.9369 | 4.5388 | 4.9373 | 4.4211 | 3.8821 | 3.7913 | 3.4187
2021-05-16 | 3.2777 | 3.229 | 2.963 | 2.9318 | 2.9336 | 3.0019 | 3.241 | 3.1124 | 2.773 | 2.5893 | 2.4534 | 2.3161 | 2.2693 | 2.3361 | 2.4476 | 2.645 | 3.0983 | 4.0143 | 4.6018 | 4.9754 | 4.4741 | 3.9713 | 3.8333 | 3.4832
2021-05-17 | 3.2856 | 3.0927 | 2.8892 | 2.8287 | 2.7725 | 3.0793 | 3.4779 | 3.3445 | 3.6436 | 3.4408 | 3.1915 | 3.1661 | 2.9457 | 2.8549 | 2.9699 | 3.3158 | 4.3081 | 4.665 | 4.9923 | 4.811 | 4.232 | 3.7414 | 3.8702 | 3.3994
2021-05-18 | 2.9846 | 3.1042 | 3.0314 | 2.8702 | 2.927 | 3.2128 | 4.0884 | 4.004 | 3.5964 | 3.606 | 3.1593 | 2.7352 | 2.5675 | 2.7323 | 2.844 | 2.9976 | 3.9654 | 4.5727 | 4.6846 | 4.9002 | 4.7389 | 4.23 | 3.6895 | 3.649
2021-05-19 | 3.1734 | 2.9493 | 2.8894 | 2.8392 | 2.978 | 3.2363 | 3.3338 | 3.0516 | 3.028 | 2.8344 | 2.7223 | 2.5723 | 2.529 | 2.6706 | 2.9634 | 3.0501 | 3.604 | 4.3577 | 4.891 | 5.2568 | 5.2079 | 4.7321 | 4.0175 | 3.5682
2021-05-20 | 3.202 | 3.3342 | 3.078 | 2.889 | 2.9705 | 3.4149 | 4.1912 | 4.0572 | 3.6647 | 3.5632 | 3.1668 | 3.1541 | 3.2461 | 3.4225 | 4.0669 | 4.2278 | 4.6263 | 4.6988 | 5.0355 | 5.2554 | 4.936 | 4.5135 | 3.8754 | 3.4342
2021-05-21 | 3.2966 | 3.1768 | 3.0961 | 3.016 | 2.9867 | 3.133 | 3.5209 | 3.8123 | 3.6925 | 3.1432 | 2.6401 | 2.6189 | 2.6707 | 2.5826 | 2.7063 | 3.134 | 3.5373 | 3.777 | 4.4931 | 4.8618 | 4.2812 | 4.1859 | 4.2056 | 3.6802
2021-05-22 | 3.2965 | 2.9398 | 2.8693 | 2.851 | 2.8973 | 3.1697 | 3.1482 | 2.9215 | 2.7429 | 2.4445 | 2.174 | 1.8484 | 1.9368 | 2.2025 | 2.2216 | 2.5464 | 3.1509 | 3.4096 | 3.9273 | 4.6465 | 4.2741 | 3.874 | 3.6317 | 3.5209
2021-05-23 | 3.2346 | 2.9538 | 2.906 | 3.0075 | 2.804 | 2.6422 | 2.6748 | 2.64 | 2.564 | 2.1595 | 1.9403 | 1.677 | 1.7753 | 2.1105 | 2.2749 | 2.5849 | 3.2722 | 4.2329 | 4.8912 | 5.0086 | 4.6526 | 3.9058 | 3.5813 | 3.1913
2021-05-24 | 3.1357 | 3.0915 | 2.8522 | 2.8328 | 2.8791 | 3.268 | 3.8693 | 3.8115 | 3.4617 | 3.1257 | 2.8626 | 2.8082 | 2.6531 | 3.1728 | 3.2781 | 3.2658 | 4.1049 | 4.4775 | 4.749 | 5.0379 | 4.6648 | 3.8217 | 3.6008 | 3.1744
2021-05-25 | 3.206 | 3.1354 | 2.8862 | 2.92 | 3.191 | 3.3994 | 3.7356 | 3.6645 | 3.6857 | 3.1239 | 2.8723 | 3.0548 | 2.8697 | 3.297 | 3.1477 | 3.5956 | 3.8705 | 4.1658 | 4.8434 | 5.2473 | 4.8844 | 4.194 | 3.9817 | 3.6964
2021-05-26 | 3.1477 | 3.0126 | 2.9785 | 2.9983 | 3.3003 | 3.4921 | 3.9433 | 3.8634 | 3.7564 | 3.3029 | 3.3051 | 3.427 | 2.9678 | 2.9219 | 3.1433 | 3.5168 | 3.6918 | 3.9942 | 4.8225 | 5.1974 | 5.0084 | 4.268 | 4.0681 | 3.8619
2021-05-27 | 3.2219 | 3.1308 | 3.1725 | 2.7979 | 2.8763 | 3.1395 | 3.6738 | 3.5325 | 3.1755 | 3.0612 | 2.7368 | 2.6294 | 2.4834 | 2.6441 | 2.8512 | 3.0938 | 3.5908 | 4.1173 | 4.6435 | 4.8967 | 4.5771 | 4.0483 | 3.8955 | 3.6412
2021-05-28 | 3.3332 | 3.1659 | 3.0466 | 2.8847 | 2.9818 | 3.0451 | 3.2576 | 3.046 | 3.0511 | 2.8491 | 2.52 | 2.55 | 2.4293 | 2.5112 | 2.6882 | 3.0865 | 3.4936 | 4.2719 | 4.4621 | 4.5582 | 4.1028 | 3.8037 | 3.7197 | 3.4374
2021-05-29 | 3.4447 | 3.2015 | 2.9437 | 2.9709 | 3.1132 | 2.9598 | 2.9369 | 2.7144 | 2.8869 | 2.6604 | 2.2718 | 2.4284 | 2.3133 | 2.3275 | 2.5337 | 3.0345 | 3.3792 | 3.7266 | 4.2657 | 4.6597 | 4.3851 | 3.7236 | 3.86 | 3.6228
2021-05-30 | 3.1412 | 3.0632 | 3.1909 | 2.948 | 2.8715 | 2.944 | 3.0365 | 3.2338 | 2.8639 | 2.6964 | 2.4785 | 2.2782 | 2.5186 | 2.5625 | 2.8968 | 3.2756 | 3.5402 | 4.1134 | 4.5762 | 4.6629 | 4.3126 | 3.7673 | 3.5291 | 3.2256
2021-05-31 | 3.237 | 3.1679 | 2.895 | 2.8521 | 3.0341 | 3.1089 | 3.1046 | 2.9928 | 2.7689 | 2.6607 | 2.5244 | 2.4306 | 2.2287 | 2.388 | 2.6716 | 3.2464 | 3.4154 | 3.7438 | 4.6391 | 5.067 | 4.7915 | 4.2788 | 3.7468 | 3.5301
2021-06-01 | 3.2218 | 2.9886 | 3.0028 | 3.112 | 2.9899 | 3.2808 | 3.7017 | 4.0918 | 4.6441 | 4.2918 | 4.1111 | 3.9331 | 3.7302 | 3.7275 | 4.4688 | 4.9009 | 4.9178 | 4.6697 | 5.1618 | 5.1604 | 4.5837 | 4.7218 | 4.4377 | 3.7378
2021-06-02 | 3.4571 | 3.3182 | 3.3076 | 3.4011 | 3.1651 | 3.4199 | 4.0981 | 3.6609 | 3.1035 | 2.9155 | 2.7481 | 2.7046 | 2.4913 | 2.5171 | 2.8809 | 2.9772 | 3.2993 | 4.1157 | 4.9054 | 5.1597 | 5.1063 | 4.7945 | 4.1909 | 3.7651
2021-06-03 | 3.622 | 3.3151 | 3.1551 | 3.1877 | 3.2837 | 3.3311 | 3.6866 | 3.66 | 3.7309 | 3.1598 | 3.0239 | 2.9094 | 2.7016 | 2.845 | 3.2988 | 3.5048 | 3.8141 | 3.8371 | 4.7232 | 5.1502 | 4.9255 | 4.2745 | 3.8643 | 3.4741
2021-06-04 | 3.4539 | 3.3141 | 3.2707 | 3.2224 | 3.2408 | 3.5421 | 3.8687 | 3.9495 | 3.894 | 3.2138 | 3.4563 | 2.7851 | 2.8644 | 3.0533 | 3.4346 | 2.9168 | 3.3183 | 4.0197 | 4.0932 | 4.4781 | 4.0536 | 3.8985 | 3.9027 | 3.7748
2021-06-05 | 3.4604 | 3.2066 | 3.0111 | 2.9763 | 3.0137 | 3.1022 | 3.0549 | 2.9311 | 2.76 | 2.3689 | 2.0784 | 1.6124 | 1.7854 | 1.8787 | 2.0401 | 2.2987 | 2.9272 | 3.5277 | 4.2023 | 4.6535 | 4.141 | 3.8602 | 3.7353 | 3.437
2021-06-06 | 3.527 | 3.2986 | 3.0807 | 3.0209 | 2.9306 | 3.0582 | 3.0795 | 2.873 | 2.8095 | 2.6095 | 2.3454 | 2.0572 | 2.1432 | 2.2161 | 2.2788 | 2.6591 | 2.9798 | 3.382 | 4.3958 | 4.9777 | 4.8034 | 4.6863 | 3.9985 | 3.7302
2021-06-07 | 3.4004 | 3.1809 | 3.1856 | 3.2199 | 3.0063 | 3.1914 | 3.3909 | 3.6365 | 3.3954 | 3.3374 | 3.0836 | 2.8816 | 2.8616 | 2.912 | 3.1759 | 3.7589 | 4.5081 | 4.2675 | 4.5003 | 5.1581 | 5.0016 | 4.7557 | 4.1486 | 3.8336
2021-06-08 | 3.642 | 3.2445 | 3.163 | 3.3172 | 3.2 | 3.3898 | 3.8016 | 4.1021 | 4.1427 | 3.6966 | 3.537 | 3.5363 | 3.0576 | 3.1066 | 3.1884 | 3.9308 | 4.1031 | 4.2562 | 4.8236 | 5.0937 | 4.8565 | 4.2569 | 4.0005 | 3.8385
2021-06-09 | 3.2388 | 3.1969 | 3.1677 | 3.1355 | 3.2174 | 3.5714 | 3.9507 | 3.842 | 3.02 | 2.7118 | 3.0064 | 3.0394 | 3.0041 | 2.868 | 2.7984 | 2.9936 | 3.6123 | 4.0007 | 4.6304 | 5.0845 | 4.8976 | 4.633 | 4.0249 | 3.7595
2021-06-10 | 3.5448 | 3.2667 | 3.1403 | 3.1887 | 3.1729 | 3.2368 | 3.5509 | 3.4278 | 3.3499 | 3.1742 | 2.9268 | 3.066 | 2.7102 | 2.6868 | 3.0766 | 3.4283 | 3.7609 | 4.026 | 4.558 | 4.8461 | 4.6676 | 4.0907 | 3.6862 | 3.292
2021-06-11 | 3.1925 | 3.1113 | 2.9868 | 2.9417 | 2.9425 | 3.0551 | 3.5692 | 3.8647 | 3.6245 | 3.3756 | 3.17 | 2.9974 | 3.2927 | 3.3786 | 3.271 | 3.4027 | 3.7743 | 4.1123 | 4.4692 | 4.712 | 4.523 | 4.0551 | 3.9567 | 3.6313
2021-06-12 | 3.5368 | 3.3043 | 3.1221 | 3.1477 | 3.1617 | 3.0347 | 3.0848 | 3.0931 | 2.9528 | 2.5832 | 2.1259 | 2.1931 | 2.6141 | 2.3835 | 2.4055 | 2.6144 | 2.9793 | 3.4804 | 4.2286 | 4.4861 | 4.401 | 4.2978 | 3.7605 | 3.5085
2021-06-13 | 3.3973 | 3.3785 | 3.122 | 3.0678 | 2.9749 | 2.9637 | 3.0633 | 3.0836 | 2.9416 | 2.6385 | 2.3604 | 2.2223 | 2.3145 | 2.4867 | 2.3538 | 2.5262 | 2.8734 | 3.287 | 4.3212 | 4.9757 | 4.7217 | 4.258 | 3.9433 | 3.5513
2021-06-14 | 3.4852 | 3.1815 | 3.0534 | 3.0216 | 3.0528 | 3.1154 | 3.212 | 3.3782 | 3.1735 | 3.067 | 2.9283 | 2.36 | 2.1727 | 2.3461 | 2.6428 | 3.1041 | 3.02 | 3.9201 | 4.4522 | 4.9287 | 4.8503 | 4.2807 | 3.7654 | 3.5938
2021-06-15 | 3.4053 | 3.1216 | 3.091 | 3.2592 | 3.0237 | 3.125 | 3.4227 | 3.6669 | 3.2328 | 3.2033 | 2.973 | 2.7244 | 2.678 | 2.8646 | 2.885 | 3.4321 | 4.2392 | 4.5076 | 4.8949 | 5.1592 | 5.1318 | 4.6144 | 4.1454 | 3.7011
2021-06-16 | 3.3967 | 3.2832 | 3.427 | 3.17 | 3.1046 | 3.3153 | 4.0432 | 4.0849 | 3.6172 | 3.4579 | 3.3224 | 2.8744 | 2.849 | 3.5111 | 3.5544 | 3.458 | 4.0137 | 4.4935 | 4.8073 | 5.1595 | 5.0704 | 4.5412 | 4.2134 | 4.0221
2021-06-17 | 3.8613 | 3.6399 | 3.3309 | 3.2359 | 3.1089 | 3.5926 | 3.5973 | 3.4962 | 3.6477 | 3.3469 | 4.2741 | 4.0775 | 3.3061 | 3.0565 | 3.387 | 3.7143 | 4.0445 | 4.4951 | 4.8252 | 5.1585 | 5.0089 | 4.6364 | 3.9122 | 3.5068
2021-06-18 | 3.2469 | 3.1947 | 3.2435 | 3.0954 | 3.1047 | 3.2026 | 3.9143 | 4.0222 | 3.6393 | 3.2206 | 3.133 | 2.788 | 2.8949 | 3.1559 | 3.0714 | 3.363 | 3.512 | 4.0321 | 4.6982 | 4.9187 | 4.905 | 4.5824 | 4.1215 | 3.9481
2021-06-19 | 3.5891 | 3.2549 | 3.1398 | 3.2508 | 3.1118 | 3.0977 | 3.1359 | 3.114 | 2.9846 | 2.8133 | 2.7187 | 2.7519 | 2.5751 | 2.701 | 2.7838 | 2.9615 | 3.0494 | 3.8394 | 4.539 | 4.6147 | 4.4721 | 4.1831 | 3.6695 | 3.373
2021-06-20 | 3.3145 | 3.1677 | 3.0353 | 2.9996 | 3.1174 | 3.0349 | 2.9973 | 3.1083 | 2.8657 | 2.5714 | 2.3206 | 2.1101 | 2.2728 | 2.3564 | 2.8368 | 2.9097 | 2.9349 | 3.2251 | 4.0275 | 4.491 | 4.5344 | 3.8794 | 3.5465 | 3.2872
2021-06-21 | 3.2666 | 3.077 | 2.9206 | 2.8526 | 3.0049 | 3.2018 | 3.325 | 3.5516 | 3.6676 | 3.2069 | 3.0516 | 2.9372 | 2.9318 | 2.9667 | 2.9598 | 3.4372 | 4.0487 | 4.0657 | 4.6222 | 4.9483 | 5.15 | 4.8327 | 4.468 | 3.9936
2021-06-22 | 3.501 | 3.1765 | 3.1484 | 3.1051 | 3.1621 | 3.3388 | 3.5553 | 3.8933 | 3.5776 | 3.3125 | 3.2365 | 3.1317 | 3.0072 | 2.8313 | 3.0032 | 3.4032 | 3.4638 | 4.0421 | 4.756 | 5.1135 | 5.1492 | 4.6621 | 4.7338 | 4.4506
2021-06-23 | 4.2807 | 3.8417 | 3.5459 | 3.5329 | 3.6614 | 3.7973 | 3.3405 | 3.4109 | 3.6379 | 3.323 | 2.9074 | 2.9257 | 2.7368 | 2.738 | 2.8535 | 2.98 | 3.516 | 4.5053 | 4.8451 | 5.1599 | 5.0832 | 4.8223 | 4.2445 | 3.7146
2021-06-24 | 4.4471 | 4.4323 | 4.029 | 3.8858 | 3.7344 | 4.3204 | 3.5856 | 3.5235 | 3.7133 | 3.2869 | 3.0862 | 2.9874 | 2.8568 | 2.7406 | 2.8115 | 3.357 | 3.4727 | 3.8404 | 4.5472 | 4.9641 | 4.8696 | 4.5262 | 4.4923 | 4.5907
2021-06-25 | 4.3833 | 3.7936 | 3.6558 | 3.6983 | 3.9365 | 3.8003 | 3.4955 | 3.7567 | 3.747 | 3.4678 | 3.3655 | 3.0574 | 3.0199 | 2.9412 | 3.1877 | 3.5428 | 3.405 | 3.7109 | 4.2091 | 4.53 | 4.4714 | 4.4451 | 4.0526 | 3.6122
2021-06-26 | 3.3572 | 3.479 | 3.3432 | 3.1292 | 3.0053 | 3.1143 | 3.1204 | 3.0196 | 2.6609 | 2.3214 | 2.159 | 1.8245 | 2.0359 | 2.1493 | 2.066 | 2.4832 | 2.9686 | 3.2954 | 3.8813 | 4.357 | 4.3278 | 4.1587 | 4.2359 | 4.2054
2021-06-27 | 4.2509 | 3.9192 | 3.6227 | 3.5295 | 3.5055 | 3.7332 | 3.0616 | 3.0298 | 3.0492 | 2.7724 | 2.5363 | 2.6125 | 2.5241 | 2.5214 | 2.7347 | 2.5331 | 2.9002 | 3.4655 | 4.211 | 4.7675 | 4.645 | 4.1226 | 4.3208 | 4.5093
2021-06-28 | 3.666 | 3.1348 | 3.0277 | 3.0148 | 3.0038 | 3.4307 | 3.4587 | 3.6653 | 3.9622 | 3.538 | 3.1514 | 3.1946 | 3.3667 | 2.9325 | 3.1068 | 3.2409 | 3.5506 | 4.3899 | 5.0105 | 5.1605 | 5.0592 | 4.6881 | 4.7076 | 4.741
2021-06-29 | 4.3609 | 3.9382 | 4.0145 | 4.0047 | 3.7953 | 4.1423 | 3.9138 | 4.318 | 4.0623 | 3.5362 | 3.2545 | 3.2205 | 3.2202 | 3.2186 | 3.2409 | 3.293 | 2.2635 | 3.0847 | 3.6484 | 4.6362 | 5.15 | 4.5131 | 4.0841 | 3.4093
2021-06-30 | 3.1383 | 3.036 | 2.9531 | 2.9125 | 2.9271 | 3.1127 | 3.2978 | 3.3026 | 3.0347 | 2.8568 | 2.761 | 2.6368 | 2.5674 | 2.5949 | 2.7982 | 3.0416 | 3.8372 | 4.3223 | 5.0232 | 5.1594 | 5.1468 | 4.9504 | 4.7481 | 4.1188
2021-07-01 | 3.5308 | 3.331 | 3.2457 | 3.2049 | 3.2438 | 3.3707 | 3.5427 | 4.1608 | 3.8642 | 3.543 | 3.4683 | 3.482 | 3.3246 | 3.1535 | 3.4339 | 3.908 | 3.7285 | 4.0912 | 4.6271 | 5.0937 | 4.9188 | 4.5309 | 4.292 | 3.5618
2021-07-02 | 3.2208 | 3.1181 | 3.0439 | 3.0578 | 3.1386 | 3.0133 | 3.1378 | 3.2652 | 3.1236 | 2.9125 | 2.6039 | 2.773 | 2.9305 | 2.8196 | 3.0341 | 3.3321 | 3.5178 | 3.6984 | 4.0979 | 4.6154 | 4.6734 | 4.305 | 3.9879 | 3.403
2021-07-03 | 3.3225 | 3.2932 | 3.0393 | 3.0102 | 2.9151 | 3.0276 | 3.1904 | 2.9024 | 2.7818 | 2.6669 | 2.4604 | 2.1128 | 2.3335 | 2.5415 | 2.6467 | 2.5764 | 2.7219 | 3.3827 | 3.9457 | 4.2286 | 4.3134 | 3.9538 | 3.6411 | 3.3038
2021-07-04 | 3.2957 | 3.2152 | 3.0376 | 3.0021 | 2.9346 | 3.0991 | 2.967 | 2.8589 | 2.8793 | 2.7541 | 2.643 | 2.2609 | 2.382 | 2.2874 | 2.6247 | 2.6812 | 2.913 | 3.2789 | 4.1547 | 4.3658 | 4.1857 | 3.7982 | 3.7973 | 3.3176
2021-07-05 | 3.0593 | 3.0482 | 3.087 | 2.9132 | 2.9566 | 3.0816 | 3.4075 | 3.5678 | 3.454 | 3.1673 | 2.9138 | 2.7969 | 2.6228 | 2.9122 | 3.176 | 3.4607 | 4.0441 | 4.7672 | 5.0446 | 5.3459 | 5.1896 | 4.907 | 4.1083 | 3.5603
2021-07-06 | 3.4257 | 3.4118 | 3.2807 | 3.2102 | 3.167 | 3.4167 | 3.4697 | 3.6066 | 3.8705 | 3.4378 | 2.9308 | 2.6451 | 2.7938 | 2.9118 | 3.0133 | 3.1918 | 3.5138 | 4.0733 | 4.5913 | 4.9949 | 4.9992 | 5.3429 | 4.8199 | 4.3929
2021-07-07 | 4.0638 | 4.2198 | 3.6185 | 3.6116 | 3.4162 | 3.5378 | 3.6679 | 3.2825 | 3.082 | 2.7467 | 2.5886 | 2.4555 | 2.6674 | 2.4695 | 2.4847 | 2.7909 | 3.6031 | 4.0764 | 4.2154 | 4.4804 | 4.4307 | 4.9619 | 5.071 | 4.5594
2021-07-08 | 4.4 | 4.0016 | 3.6282 | 3.6511 | 3.6656 | 4.2431 | 3.9649 | 3.4942 | 3.4219 | 3.0727 | 2.9126 | 2.806 | 2.8527 | 2.8338 | 3.313 | 3.1878 | 3.7275 | 4.4803 | 5.0663 | 5.3327 | 5.1783 | 5.1314 | 4.9856 | 4.5924
2021-07-09 | 4.4519 | 4.196 | 3.7899 | 3.8419 | 3.8738 | 3.8007 | 4.0498 | 3.9146 | 3.775 | 3.4966 | 2.8739 | 2.8047 | 2.7304 | 2.7006 | 2.8699 | 3.143 | 3.6075 | 3.921 | 3.9094 | 4.7896 | 4.7182 | 5.2918 | 4.9807 | 4.5867
2021-07-10 | 4.2837 | 3.9504 | 3.5331 | 3.5252 | 3.7175 | 3.5985 | 3.2724 | 3.1815 | 3.0651 | 2.8975 | 2.8053 | 2.7236 | 2.8025 | 2.7114 | 2.7483 | 2.99 | 3.1935 | 3.173 | 3.9695 | 4.278 | 4.1811 | 3.7439 | 3.4107 | 3.2263
2021-07-11 | 3.1484 | 3.1684 | 2.9976 | 2.9731 | 2.8636 | 3.0211 | 2.8714 | 2.676 | 2.627 | 2.4259 | 2.1958 | 2.3865 | 2.1411 | 2.0237 | 2.3757 | 2.5047 | 2.7559 | 3.2335 | 4.0244 | 4.66 | 4.1892 | 3.973 | 3.7143 | 3.1853
2021-07-12 | 3.0493 | 3.0693 | 2.9922 | 2.9233 | 3.0419 | 3.1712 | 3.1576 | 3.3181 | 3.2094 | 2.9477 | 2.6099 | 2.441 | 2.4357 | 2.6632 | 2.9237 | 2.968 | 3.372 | 4.3391 | 4.9221 | 5.2881 | 5.1215 | 5.2598 | 5.0212 | 4.9493
2021-07-13 | 4.4877 | 4.0977 | 3.4495 | 3.4249 | 3.4124 | 3.6697 | 4.3619 | 3.8261 | 3.5361 | 3.0005 | 3.1434 | 3.0799 | 2.6672 | 3.1837 | 3.6455 | 3.4838 | 3.4684 | 4.3313 | 4.6055 | 5.0968 | 4.8995 | 5.3443 | 4.8544 | 4.3399
2021-07-14 | 3.9641 | 4.0097 | 3.7941 | 3.5918 | 3.4372 | 3.8519 | 4.03 | 3.4202 | 3.1356 | 2.9652 | 2.8361 | 2.8263 | 2.7805 | 3.0614 | 3.2701 | 3.559 | 3.3994 | 3.6274 | 4.3125 | 5.1709 | 5.045 | 5.3429 | 5.2163 | 4.468
2021-07-15 | 4.4615 | 4.2601 | 3.8002 | 3.715 | 3.8713 | 4.1064 | 4.1445 | 3.609 | 3.6463 | 3.2787 | 3.0799 | 3.1118 | 3.6336 | 3.2526 | 3.1653 | 3.2285 | 3.4821 | 4.1932 | 4.6508 | 5.1059 | 4.8815 | 5.1756 | 5.0653 | 4.4935
2021-07-16 | 4.2735 | 4.3929 | 3.8835 | 3.6095 | 3.3389 | 3.5987 | 3.6957 | 3.1978 | 3.338 | 3.2853 | 3.2667 | 3.0309 | 2.8623 | 2.7919 | 2.8913 | 3.2168 | 3.6285 | 3.842 | 4.3938 | 4.9788 | 4.4059 | 5.0703 | 5.3535 | 4.6845
2021-07-17 | 4.281 | 4.2228 | 3.8054 | 3.6254 | 3.7093 | 3.7719 | 3.4622 | 3.1412 | 3.0558 | 2.8756 | 2.6595 | 2.4529 | 2.4748 | 2.6612 | 2.8324 | 2.8579 | 3.1806 | 3.2385 | 3.6485 | 4.4873 | 4.6291 | 5.0851 | 5.3095 | 4.796
2021-07-18 | 3.4493 | 3.1962 | 3.3453 | 3.1352 | 2.9828 | 2.998 | 3.1813 | 3.0442 | 2.8485 | 2.7995 | 2.6908 | 1.9776 | 2.0976 | 2.2303 | 2.5474 | 2.8118 | 3.161 | 3.714 | 4.3299 | 4.8699 | 4.3396 | 3.81 | 3.9683 | 3.5943
2021-07-19 | 3.3543 | 3.0946 | 3.0701 | 3.1884 | 3.1042 | 3.1742 | 3.4219 | 4.004 | 3.8937 | 3.2268 | 2.9194 | 2.9515 | 2.8708 | 2.7396 | 2.9753 | 3.1938 | 3.3565 | 4.1316 | 4.9059 | 5.3468 | 5.1961 | 5.3421 | 5.1998 | 4.8679
2021-07-20 | 4.5963 | 4.0182 | 4.1454 | 4.279 | 3.7326 | 4.0404 | 4.3946 | 4.0653 | 3.7791 | 3.6919 | 3.077 | 2.9529 | 3.1144 | 3.1992 | 3.3562 | 3.3009 | 3.9881 | 4.5341 | 4.8456 | 5.3437 | 5.157 | 5.2548 | 5.1556 | 4.6139
2021-07-21 | 4.1329 | 4.3578 | 4.0552 | 3.8837 | 3.6909 | 4.2028 | 4.5051 | 3.5697 | 3.9132 | 3.2844 | 3.0336 | 3.0318 | 2.7966 | 2.9014 | 3.3852 | 3.6284 | 4.0102 | 4.466 | 4.8806 | 5.3137 | 5.0174 | 4.9388 | 4.8844 | 4.519
2021-07-22 | 4.6147 | 4.3894 | 3.9188 | 3.8213 | 3.8767 | 3.8547 | 4.1081 | 3.5684 | 3.4465 | 3.1364 | 2.7748 | 2.8036 | 2.7544 | 2.5987 | 2.8695 | 3.3041 | 3.4358 | 3.9786 | 4.4937 | 4.9398 | 4.9524 | 5.0013 | 5.352 | 4.8438
2021-07-23 | 4.0726 | 3.7396 | 3.8883 | 4.076 | 3.5393 | 3.83 | 4.5233 | 3.8602 | 3.6366 | 3.5593 | 3.2222 | 2.9807 | 2.891 | 3.0668 | 3.1215 | 3.1463 | 3.7782 | 3.7576 | 3.6356 | 4.3331 | 4.4132 | 4.743 | 4.8032 | 4.7529
2021-07-24 | 4.1973 | 3.7052 | 3.9406 | 3.6266 | 3.3517 | 3.6821 | 3.9483 | 3.2154 | 2.886 | 2.6598 | 2.2088 | 1.8471 | 1.8355 | 2.2554 | 2.5977 | 2.6126 | 2.9131 | 3.3887 | 3.7006 | 3.952 | 4.2832 | 4.8206 | 4.6559 | 4.8496
2021-07-25 | 3.7235 | 3.3621 | 3.1174 | 3.0481 | 2.918 | 2.9632 | 3.1175 | 2.9154 | 2.7603 | 2.6808 | 2.4672 | 2.4416 | 2.3847 | 2.5012 | 2.7246 | 3.0721 | 3.3665 | 3.8537 | 4.7748 | 5.1553 | 4.6541 | 4.5542 | 4.7188 | 4.3135
2021-07-26 | 3.2969 | 3.0407 | 3.0808 | 3.1853 | 3.0763 | 3.1734 | 3.3385 | 3.5938 | 3.239 | 2.9533 | 3.0562 | 2.9383 | 2.8677 | 2.9655 | 2.89 | 3.2002 | 4.2853 | 4.9438 | 5.2555 | 5.3477 | 4.9795 | 5.3429 | 5.2496 | 5.2543
2021-07-27 | 4.6797 | 4.3864 | 3.9759 | 3.8699 | 3.6792 | 4.352 | 4.4471 | 3.6878 | 4.0429 | 3.5851 | 3.1037 | 2.7396 | 2.8663 | 2.8569 | 2.9938 | 3.4111 | 3.8987 | 4.2128 | 4.806 | 5.337 | 4.6014 | 5.0043 | 5.2416 | 4.534
2021-07-28 | 3.7546 | 3.5839 | 3.8799 | 4.1262 | 3.574 | 3.9693 | 4.6165 | 3.9676 | 3.5926 | 3.3037 | 2.9389 | 3.0931 | 3.5676 | 3.4993 | 3.3243 | 3.4177 | 3.6654 | 4.3726 | 4.8888 | 5.3401 | 5.2366 | 5.1579 | 5.0399 | 4.5797
2021-07-29 | 4.5076 | 4.3084 | 3.8675 | 3.972 | 3.9077 | 3.9584 | 4.229 | 4.0471 | 3.6839 | 3.2823 | 3.2028 | 3.2475 | 2.979 | 2.8374 | 3.1895 | 3.3465 | 3.827 | 3.8928 | 4.816 | 5.3409 | 5.3042 | 5.3427 | 5.3035 | 4.7164
2021-07-30 | 4.5355 | 4.4685 | 3.9433 | 3.7457 | 3.9686 | 4.2832 | 4.1371 | 3.7955 | 4.2978 | 3.4614 | 3.2666 | 3.0246 | 2.8736 | 2.7978 | 2.9308 | 3.4882 | 3.6069 | 4.2507 | 4.7701 | 5.3422 | 5.1667 | 5.3436 | 5.351 | 4.6363
2021-07-31 | 4.4462 | 4.6932 | 4.5313 | 4.0516 | 3.5839 | 4.0154 | 4.0366 | 3.1573 | 3.0186 | 2.9027 | 2.5601 | 2.4224 | 2.5602 | 2.3079 | 2.2809 | 2.6607 | 3.0764 | 3.4405 | 3.8412 | 4.6672 | 4.4842 | 4.881 | 4.7576 | 4.7802
2021-08-01 | 4.3036 | 3.8096 | 3.6468 | 3.546 | 3.1977 | 3.1061 | 3.2407 | 3.0096 | 2.6989 | 2.5627 | 2.4916 | 2.2922 | 2.3465 | 2.4804 | 2.3109 | 2.6371 | 3.1637 | 3.5824 | 4.3374 | 5.0277 | 4.688 | 3.8313 | 3.5662 | 3.5088
2021-08-02 | 3.417 | 3.2462 | 3.3588 | 4.0087 | 3.638 | 3.726 | 3.6094 | 3.7587 | 3.6264 | 3.6221 | 3.3692 | 3.0712 | 2.9608 | 3.3234 | 3.5746 | 4.0182 | 4.1735 | 4.9372 | 5.1599 | 5.5306 | 5.4596 | 5.5348 | 5.3093 | 5.117
2021-08-03 | 4.866 | 4.4783 | 4.1044 | 4.2349 | 4.2928 | 4.316 | 4.5081 | 4.0041 | 4.1725 | 3.742 | 3.5205 | 3.2847 | 2.9523 | 2.9925 | 3.4325 | 3.6849 | 4.1819 | 4.4588 | 5.2059 | 5.5331 | 5.3989 | 5.5364 | 5.2655 | 4.9828
2021-08-04 | 4.7645 | 4.1999 | 4.0227 | 4.1509 | 4.0241 | 4.1646 | 4.4436 | 4.1443 | 3.8366 | 3.1705 | 3.2677 | 2.9191 | 2.7386 | 2.5947 | 2.9931 | 3.267 | 3.6129 | 4.3295 | 4.9002 | 5.44 | 5.1883 | 5.3079 | 5.1472 | 4.8905
2021-08-05 | 4.948 | 4.6918 | 4.0776 | 3.8976 | 3.9432 | 4.5117 | 4.6925 | 4.6262 | 4.4968 | 3.8873 | 3.7966 | 3.4615 | 3.1121 | 2.993 | 3.1684 | 3.615 | 3.7455 | 3.9141 | 4.8118 | 5.216 | 4.6618 | 5.1535 | 4.8067 | 4.533
2021-08-06 | 4.4356 | 4.4447 | 3.9104 | 3.6136 | 3.6126 | 3.6761 | 3.7416 | 3.5305 | 3.509 | 3.2268 | 2.8487 | 2.7331 | 2.9266 | 2.897 | 3.166 | 3.6011 | 3.8301 | 3.8965 | 4.0901 | 4.5488 | 3.8936 | 4.314 | 4.6696 | 4.5614
2021-08-07 | 4.0648 | 3.4794 | 3.1656 | 3.1969 | 3.0447 | 3.0403 | 3.0354 | 3.3062 | 3.1389 | 2.5441 | 2.5191 | 2.458 | 2.388 | 2.5873 | 2.5507 | 2.9327 | 3.3899 | 3.7625 | 4.3459 | 4.8562 | 4.5228 | 4.3749 | 4.7834 | 4.5957
2021-08-08 | 4.0593 | 3.3691 | 3.2529 | 3.2269 | 2.9139 | 3.0007 | 3.0531 | 3.1702 | 2.9991 | 2.6632 | 2.5215 | 2.4722 | 2.3793 | 2.4893 | 2.5306 | 2.6487 | 3.0329 | 3.6069 | 4.2294 | 5.1974 | 4.9289 | 4.2053 | 3.5069 | 3.2705
2021-08-09 | 3.1976 | 3.1994 | 3.0422 | 3.0923 | 3.4704 | 3.9626 | 3.7282 | 3.4542 | 3.5463 | 3.2553 | 3.3732 | 3.0172 | 3.0628 | 2.8458 | 2.8804 | 3.1391 | 3.7844 | 4.4009 | 4.7147 | 5.3524 | 4.7923 | 4.9504 | 4.8251 | 4.7412
2021-08-10 | 4.3133 | 4.1958 | 3.8043 | 3.942 | 3.8912 | 3.9909 | 4.139 | 3.8574 | 3.6897 | 3.3058 | 3.0036 | 3.1733 | 2.9985 | 2.9126 | 3.2602 | 3.4884 | 3.7669 | 4.0537 | 4.9555 | 5.4969 | 4.9795 | 5.4194 | 5.3911 | 4.3746
2021-08-11 | 3.8552 | 4.1675 | 3.8719 | 3.6181 | 3.5638 | 4.143 | 4.2358 | 3.6221 | 3.7595 | 3.3051 | 3.2312 | 3.0662 | 3.0031 | 2.9828 | 3.2232 | 3.5697 | 4.3788 | 4.1917 | 4.9505 | 5.5288 | 5.1748 | 5.4044 | 5.3809 | 4.9256
2021-08-12 | 4.3878 | 4.2385 | 4.1272 | 4.4549 | 4.2328 | 4.1554 | 4.4774 | 4.1415 | 3.961 | 3.5815 | 3.4165 | 3.3191 | 3.6339 | 4.0634 | 4.3921 | 4.1533 | 4.9498 | 5.0778 | 5.4628 | 5.5334 | 4.9596 | 5.1432 | 5.3038 | 4.1722
2021-08-13 | 3.8415 | 4.1618 | 3.9144 | 3.9738 | 3.8372 | 4.6268 | 4.6277 | 3.961 | 3.7925 | 3.3916 | 3.2783 | 3.3978 | 2.9749 | 3.0176 | 3.2043 | 3.3054 | 3.4681 | 4.2981 | 4.933 | 5.1642 | 4.8497 | 5.0659 | 4.8616 | 4.601
2021-08-14 | 4.3492 | 4.2021 | 3.7333 | 3.7997 | 3.428 | 3.187 | 3.2236 | 3.1994 | 3.1216 | 2.8032 | 2.4487 | 2.3713 | 2.5275 | 2.5555 | 2.6344 | 3.0549 | 3.5031 | 4.0002 | 4.6004 | 5.5307 | 5.1742 | 5.3394 | 4.8008 | 4.5076
2021-08-15 | 3.8454 | 3.3333 | 3.2482 | 3.3368 | 3.2049 | 3.0964 | 3.0809 | 3.0991 | 3.071 | 2.6522 | 2.3488 | 2.5063 | 2.4113 | 2.3956 | 2.5398 | 2.6938 | 3.0331 | 3.8342 | 4.5201 | 5.1669 | 4.9684 | 3.9798 | 3.7057 | 3.5927
2021-08-16 | 3.2897 | 3.4668 | 3.5392 | 3.5747 | 3.1025 | 3.2263 | 3.5257 | 3.8274 | 3.6593 | 3.1807 | 3.3078 | 3.2502 | 3.1022 | 3.2153 | 3.3211 | 3.8991 | 4.2856 | 4.7225 | 5.3514 | 5.53 | 5.2387 | 5.1476 | 4.9917 | 4.5903
2021-08-17 | 4.6827 | 4.2603 | 3.9175 | 4.0722 | 4.0182 | 4.1501 | 4.6915 | 4.0118 | 3.9939 | 3.4652 | 3.0664 | 3.2768 | 3.4245 | 3.34 | 3.2797 | 3.5864 | 4.0576 | 4.3944 | 5.0476 | 5.5303 | 5.0279 | 4.9058 | 5.0656 | 4.7743
2021-08-18 | 3.955 | 3.9398 | 4.0917 | 3.7955 | 3.8054 | 4.479 | 4.3878 | 3.823 | 3.851 | 3.3017 | 2.897 | 2.6782 | 2.8618 | 2.8264 | 2.8651 | 3.3741 | 4.0607 | 4.7223 | 5.2713 | 5.5305 | 5.3665 | 5.4576 | 4.9942 | 4.4985
2021-08-19 | 4.3745 | 4.4106 | 3.9628 | 3.8168 | 3.9972 | 4.0115 | 3.8002 | 3.7511 | 3.837 | 3.5437 | 3.4561 | 3.8327 | 3.7091 | 3.2216 | 3.1483 | 3.5737 | 4.0812 | 4.7361 | 5.2942 | 5.37 | 4.827 | 5.4256 | 5.5429 | 5.3518
2021-08-20 | 4.6219 | 4.5684 | 4.785 | 4.4301 | 4.1864 | 4.6705 | 4.2206 | 3.4307 | 3.324 | 3.0428 | 2.9925 | 2.9448 | 2.8139 | 2.9821 | 2.9882 | 3.2239 | 4.2284 | 4.9709 | 5.3247 | 5.5298 | 5.2647 | 5.5325 | 5.4361 | 5.1086
2021-08-21 | 5.0467 | 4.646 | 4.2795 | 3.8776 | 3.8058 | 4.2826 | 3.8247 | 3.2808 | 3.2778 | 3.1336 | 2.8495 | 2.7625 | 2.9498 | 2.9972 | 2.9654 | 3.3707 | 3.6387 | 4.1371 | 4.7081 | 4.6203 | 4.5417 | 5.2066 | 5.1102 | 4.4224
2021-08-22 | 3.9614 | 3.536 | 3.5597 | 3.5185 | 3.1833 | 3.075 | 2.9617 | 3.2183 | 3.1228 | 2.8875 | 2.5136 | 2.4818 | 2.5367 | 2.7805 | 2.8663 | 2.9482 | 3.4733 | 4.133 | 4.8341 | 5.5127 | 5.2364 | 4.9156 | 4.6979 | 4.319
2021-08-23 | 4.1228 | 3.9877 | 3.3193 | 3.2369 | 3.2959 | 3.7393 | 3.7661 | 3.889 | 4.0269 | 3.8723 | 3.7653 | 3.3693 | 3.4269 | 3.4381 | 3.4525 | 3.8882 | 4.4272 | 4.7696 | 5.238 | 5.3432 | 5.0741 | 5.469 | 5.0444 | 4.8279
2021-08-24 | 4.7632 | 4.3402 | 4.1532 | 4.5164 | 3.8461 | 4.2736 | 4.9031 | 4.5006 | 4.3656 | 3.2847 | 3.0621 | 3.1178 | 3.2824 | 3.4086 | 3.4612 | 3.6681 | 4.0082 | 4.591 | 4.9198 | 5.5318 | 4.8304 | 4.936 | 5.0114 | 4.5873
2021-08-25 | 4.3567 | 4.2022 | 3.7909 | 3.7547 | 3.8296 | 4.2397 | 4.7477 | 4.2104 | 3.4128 | 3.2941 | 3.0053 | 2.7832 | 2.7284 | 3.0782 | 3.3939 | 3.2927 | 4.0978 | 4.7911 | 4.5185 | 4.8888 | 4.8723 | 5.1068 | 4.9754 | 4.676
2021-08-26 | 4.6148 | 3.9526 | 4.0128 | 4.3309 | 4.0499 | 4.0593 | 4.4833 | 4.3427 | 3.6854 | 3.697 | 3.6743 | 4.3141 | 4.1186 | 3.516 | 3.8179 | 3.8787 | 4.2646 | 4.0792 | 4.3214 | 4.4501 | 3.7934 | 3.6171 | 3.473 | 3.2872
2021-08-27 | 2.9218 | 2.8695 | 2.9867 | 2.822 | 2.8362 | 2.7536 | 2.3633 | 2.7713 | 3.2176 | 2.9542 | 2.8356 | 2.9141 | 2.7825 | 2.4668 | 2.6211 | 3.1459 | 3.7602 | 4.2293 | 4.1824 | 3.8167 | 3.5855 | 3.4714 | 3.6453 | 3.2889
2021-08-28 | 3.0627 | 2.856 | 2.7648 | 2.872 | 2.7052 | 2.8166 | 2.871 | 3.0298 | 2.9181 | 2.5363 | 2.805 | 2.8913 | 2.5353 | 2.9773 | 2.8006 | 2.7494 | 3.3918 | 4.0248 | 4.0969 | 4.0898 | 3.5948 | 3.4137 | 3.4908 | 3.3858
2021-08-29 | 3.1108 | 2.9631 | 2.9247 | 2.9252 | 3.1619 | 3.1078 | 3.1285 | 2.9647 | 3.1034 | 2.7845 | 2.5131 | 2.1838 | 2.3291 | 2.3905 | 2.6195 | 3.0185 | 3.119 | 3.7872 | 4.5586 | 4.6952 | 4.2304 | 3.6084 | 3.4816 | 3.2502
2021-08-30 | 3.2513 | 3.0921 | 2.9589 | 2.9107 | 2.9901 | 3.2845 | 3.2824 | 3.3199 | 3.5518 | 3.2787 | 3.1621 | 3.5874 | 3.3524 | 3.0548 | 3.4221 | 3.6303 | 3.8377 | 4.0978 | 5.2283 | 5.5308 | 4.9958 | 5.0679 | 5.2243 | 4.2702
2021-08-31 | 3.876 | 3.8526 | 3.935 | 4.1413 | 3.6522 | 3.9851 | 4.4252 | 3.7996 | 3.852 | 3.2161 | 3.1155 | 3.1195 | 2.97 | 3.1697 | 3.4069 | 3.4624 | 3.879 | 4.5815 | 5.3098 | 5.5195 | 5.1717 | 5.5366 | 5.0798 | 4.3053
2021-09-01 | 4.5047 | 4.0243 | 3.7674 | 3.6948 | 3.8731 | 3.9851 | 4.1422 | 3.7161 | 3.6952 | 3.2325 | 3.068 | 2.7652 | 2.9152 | 3.012 | 3.0849 | 3.3623 | 3.9771 | 4.1936 | 4.8052 | 5.2607 | 4.8631 | 4.7215 | 4.59 | 4.4516
2021-09-02 | 3.8931 | 3.8876 | 3.866 | 3.8358 | 3.7524 | 4.4024 | 4.3808 | 3.7075 | 3.4612 | 3.186 | 2.8366 | 3.0342 | 3.2739 | 3.0558 | 3.1455 | 3.2931 | 3.7113 | 3.9263 | 4.8151 | 5.217 | 4.6753 | 4.5964 | 4.6214 | 4.6556
2021-09-03 | 4.0228 | 3.807 | 3.8557 | 3.9815 | 3.7335 | 3.8008 | 3.9538 | 3.3394 | 3.3499 | 3.1862 | 3.0592 | 2.6917 | 2.8832 | 3.2609 | 3.1133 | 3.2305 | 3.3564 | 3.9194 | 4.4819 | 4.6481 | 4.0929 | 4.5878 | 4.6818 | 4.0381
2021-09-04 | 3.7999 | 3.7341 | 3.7552 | 3.4163 | 3.4276 | 3.13 | 3.3023 | 3.0464 | 2.6454 | 2.5669 | 2.2276 | 1.9822 | 2.1776 | 2.482 | 2.5034 | 2.8744 | 3.4669 | 4.081 | 4.2666 | 4.237 | 4.2294 | 3.9763 | 3.9121 | 3.8277
2021-09-05 | 3.5019 | 3.3001 | 3.2415 | 3.2797 | 3.1477 | 2.9291 | 2.9072 | 2.8186 | 2.8431 | 2.5801 | 2.3723 | 2.0755 | 1.853 | 1.9449 | 2.4134 | 2.808 | 3.1659 | 3.7079 | 4.3929 | 4.7233 | 4.2587 | 4.3707 | 4.2483 | 3.9209
2021-09-06 | 3.8834 | 3.6236 | 3.0506 | 3.0287 | 3.288 | 3.2401 | 3.1691 | 3.4498 | 3.3402 | 2.9673 | 2.9462 | 2.7043 | 2.6248 | 2.6931 | 3.013 | 3.6214 | 3.8453 | 4.4797 | 5.033 | 5.1846 | 4.828 | 4.3008 | 3.9536 | 3.7368
2021-09-07 | 3.7581 | 3.5056 | 3.3534 | 3.601 | 3.5058 | 3.4974 | 3.925 | 3.922 | 3.8996 | 3.4792 | 3.028 | 2.9727 | 3.2526 | 3.1019 | 3.2511 | 3.7924 | 4.6215 | 5.2179 | 5.5597 | 5.6314 | 5.2214 | 5.3222 | 5.0089 | 4.9727
2021-09-08 | 4.6183 | 4.0824 | 4.0965 | 4.2965 | 4.1105 | 4.2432 | 4.5234 | 4.2935 | 4.0193 | 3.6028 | 3.2715 | 3.0432 | 3.0659 | 3.4591 | 3.5198 | 3.4095 | 4.2282 | 4.808 | 5.2319 | 5.5304 | 5.0557 | 5.0023 | 4.8595 | 4.7562
2021-09-09 | 4.5703 | 4.1354 | 4.1212 | 4.3437 | 3.8662 | 3.9466 | 4.2293 | 3.9219 | 3.6591 | 3.3338 | 3.0108 | 2.958 | 2.974 | 3.314 | 3.7934 | 3.6476 | 4.3502 | 4.9014 | 5.3346 | 5.5846 | 5.1909 | 5.2579 | 5.1459 | 4.5132
2021-09-10 | 4.3668 | 4.436 | 4.1675 | 4.1409 | 4.2314 | 4.8433 | 4.8195 | 4.1093 | 4.118 | 3.4086 | 2.9707 | 2.7653 | 2.9888 | 2.8863 | 2.9587 | 3.3991 | 3.9571 | 4.2112 | 4.8424 | 5.1875 | 4.5531 | 4.8986 | 5.1809 | 4.6911
2021-09-11 | 4.1729 | 3.9628 | 4.1026 | 3.7082 | 3.5027 | 3.5138 | 3.3656 | 3.2766 | 3.0824 | 2.7355 | 2.5275 | 2.4228 | 2.6653 | 2.5695 | 2.7675 | 3.225 | 3.6348 | 4.1949 | 4.7475 | 4.6573 | 4.6378 | 4.6833 | 4.8979 | 4.2431
2021-09-12 | 4.0313 | 3.8177 | 3.4139 | 3.1795 | 2.9821 | 3.1035 | 3.2583 | 2.8901 | 2.6936 | 2.5601 | 2.2734 | 2.066 | 2.337 | 2.491 | 2.7996 | 2.9769 | 3.3353 | 3.9998 | 4.7726 | 5.167 | 4.725 | 4.3064 | 3.7805 | 3.538
2021-09-13 | 3.4815 | 3.3048 | 3.1125 | 3.1317 | 3.3216 | 3.3261 | 3.799 | 4.0924 | 3.8048 | 3.4667 | 3.3167 | 3.1416 | 3.0677 | 3.1967 | 3.6212 | 4.0996 | 4.2515 | 4.7438 | 5.3581 | 5.6209 | 5.278 | 5.2215 | 5.0321 | 4.6725
2021-09-14 | 4.3797 | 4.4232 | 4.3987 | 4.1345 | 4.0807 | 4.6229 | 5.042 | 4.2386 | 3.9196 | 3.4348 | 3.1986 | 3.2475 | 3.5363 | 3.3482 | 3.2091 | 3.7446 | 4.1061 | 4.5122 | 5.1135 | 4.9771 | 4.346 | 4.2093 | 3.7788 | 3.4978
2021-09-15 | 3.3231 | 3.272 | 3.4134 | 3.2139 | 3.1447 | 3.2257 | 3.2829 | 3.4864 | 3.2214 | 2.9258 | 2.374 | 2.3587 | 2.0472 | 2.1893 | 2.393 | 2.6005 | 2.899 | 3.1205 | 3.4634 | 3.4159 | 3.0759 | 2.9512 | 3.1366 | 2.8448
2021-09-16 | 2.6538 | 2.5841 | 2.5369 | 2.539 | 2.6776 | 2.7841 | 2.8308 | 2.9402 | 3.0077 | 2.7124 | 2.5737 | 2.4118 | 2.3629 | 2.5206 | 2.7786 | 3.1697 | 3.2361 | 3.5629 | 4.2051 | 3.722 | 3.4502 | 4.167 | 4.4556 | 4.5672
2021-09-17 | 4.0118 | 3.8447 | 3.777 | 3.9421 | 4.1063 | 4.142 | 4.6065 | 4.1881 | 3.5874 | 3.0295 | 2.6375 | 2.4838 | 2.5272 | 2.6931 | 3.0327 | 3.326 | 3.6628 | 4.4241 | 4.9748 | 4.7506 | 4.3277 | 4.9427 | 4.7591 | 4.3824
2021-09-18 | 4.06 | 4.2077 | 3.8219 | 3.7734 | 4.027 | 3.918 | 3.8529 | 3.2549 | 3.0199 | 2.5048 | 1.9689 | 2.1325 | 2.2044 | 2.0492 | 2.2282 | 2.8135 | 3.1284 | 3.7264 | 4.5684 | 4.8825 | 4.2073 | 4.4653 | 4.7688 | 4.202
2021-09-19 | 3.8441 | 3.9788 | 3.7479 | 3.5335 | 3.5315 | 3.844 | 3.7784 | 3.0886 | 2.7035 | 2.7696 | 2.1892 | 1.7236 | 1.9111 | 2.1703 | 2.1087 | 2.5067 | 3.1708 | 3.8504 | 4.3764 | 4.4797 | 4.0217 | 4.4917 | 4.4581 | 3.632
2021-09-20 | 3.0697 | 2.9705 | 3.0211 | 3.1222 | 3.0685 | 3.3977 | 3.7711 | 3.8369 | 3.1749 | 2.6591 | 2.5936 | 2.3406 | 2.6656 | 3.0862 | 3.0646 | 3.229 | 3.7224 | 4.3428 | 5.0391 | 5.176 | 4.787 | 5.0124 | 4.6544 | 4.2553
2021-09-21 | 3.9948 | 4.0421 | 4.0523 | 3.6268 | 3.2749 | 3.3166 | 3.8306 | 3.5262 | 3.2025 | 2.9993 | 2.7544 | 2.5723 | 2.4657 | 2.6938 | 2.7098 | 3.1704 | 3.8942 | 4.4759 | 5.0592 | 5.4382 | 4.7499 | 4.7303 | 4.7127 | 4.5722
2021-09-22 | 3.82 | 3.3746 | 3.3648 | 3.3976 | 3.0935 | 3.2016 | 3.6121 | 3.8539 | 3.6741 | 3.3159 | 2.9098 | 2.7275 | 2.8608 | 2.9231 | 3.5413 | 4.0495 | 4.2782 | 4.6774 | 5.449 | 5.6127 | 5.2131 | 5.266 | 4.8253 | 4.3704
2021-09-23 | 4.3969 | 4.2861 | 4.2196 | 3.9717 | 4.1449 | 4.1819 | 3.8765 | 3.6934 | 3.5237 | 3.1158 | 2.7987 | 2.9066 | 3.1085 | 3.0949 | 3.5859 | 4.204 | 4.1223 | 4.6564 | 5.4762 | 5.5916 | 4.9859 | 5.1546 | 5.3882 | 5.0085
2021-09-24 | 4.1023 | 3.5695 | 3.7354 | 3.5103 | 3.4799 | 3.8704 | 4.4767 | 3.8699 | 3.4867 | 3.1963 | 2.8322 | 2.7864 | 3.0712 | 3.2011 | 3.287 | 3.796 | 4.5602 | 4.8903 | 4.5134 | 4.3548 | 4.1353 | 4.8264 | 5.1902 | 4.9403
2021-09-25 | 4.27 | 4.2397 | 3.7483 | 3.3232 | 3.2127 | 3.3379 | 3.6314 | 3.2557 | 3.1272 | 2.9266 | 2.7062 | 2.2978 | 2.2006 | 2.4047 | 2.6889 | 2.9753 | 3.6349 | 4.3347 | 4.5349 | 4.8649 | 4.554 | 4.1362 | 3.8371 | 3.7108
2021-09-26 | 3.5746 | 3.2959 | 3.3654 | 3.5141 | 3.2406 | 3.2766 | 3.2923 | 2.9432 | 2.727 | 2.5383 | 2.4078 | 2.3617 | 2.4503 | 2.7373 | 2.8848 | 2.895 | 3.448 | 4.1857 | 4.8433 | 5.1989 | 4.7994 | 4.6332 | 4.8206 | 4.6047
2021-09-27 | 4.3337 | 4.1964 | 3.7859 | 3.7379 | 3.892 | 4.3155 | 4.4347 | 3.6157 | 3.5426 | 3.2891 | 2.9371 | 2.9942 | 3.1099 | 3.0059 | 3.2484 | 3.8055 | 4.4334 | 5.1932 | 5.6326 | 5.6269 | 4.958 | 5.0739 | 5.0304 | 4.9549
2021-09-28 | 4.4828 | 4.2885 | 4.0312 | 4.0616 | 4.1952 | 4.1726 | 4.4324 | 3.9316 | 3.8729 | 3.2318 | 2.7505 | 3.1856 | 3.0916 | 3.2306 | 3.3505 | 3.7403 | 4.3624 | 5.1368 | 5.5432 | 5.628 | 5.0219 | 3.9434 | 3.7727 | 3.9222
2021-09-29 | 4.1646 | 3.8432 | 3.8104 | 3.7028 | 3.5707 | 3.9433 | 4.9131 | 5.0293 | 4.3672 | 3.8704 | 3.5448 | 3.7354 | 3.5897 | 3.2547 | 3.7705 | 4.1058 | 4.7616 | 4.9273 | 5.4808 | 5.6272 | 5.2372 | 4.9147 | 4.5118 | 4.176
2021-09-30 | 3.9167 | 3.8137 | 3.7531 | 3.7216 | 3.734 | 4.2476 | 4.7307 | 4.6489 | 4.9044 | 4.6917 | 4.5547 | 3.3698 | 3.8159 | 3.9721 | 4.2029 | 4.6993 | 4.5281 | 5.1009 | 4.9479 | 4.2789 | 3.9969 | 4.0524 | 4.0552 | 3.6773
2021-10-01 | 3.3772 | 3.2637 | 3.4136 | 3.373 | 3.078 | 3.1274 | 3.366 | 3.1894 | 2.9991 | 2.7627 | 2.6864 | 3.1763 | 2.9913 | 3.1484 | 3.0756 | 3.3156 | 4.2307 | 4.7822 | 4.9938 | 5.3251 | 4.7733 | 4.8726 | 4.731 | 4.3455
2021-10-02 | 4.3296 | 3.5581 | 3.4204 | 3.273 | 3.1783 | 3.2594 | 3.2584 | 3.1367 | 2.7666 | 2.5733 | 2.4095 | 2.4671 | 2.6022 | 2.6169 | 2.7566 | 3.0746 | 3.6292 | 3.9847 | 4.9628 | 5.1366 | 4.4637 | 4.0588 | 3.879 | 3.7105
2021-10-03 | 3.6108 | 4.1599 | 3.9147 | 3.8207 | 3.3383 | 3.1332 | 3.1054 | 2.9497 | 2.7399 | 2.4647 | 2.4382 | 2.2994 | 2.4558 | 2.6539 | 2.7994 | 3.1104 | 3.5903 | 4.3751 | 5.2856 | 5.4272 | 4.7705 | 4.1624 | 3.8454 | 3.4645
2021-10-04 | 3.2252 | 3.2849 | 3.254 | 3.0826 | 3.1248 | 3.3285 | 3.5769 | 3.3787 | 3.033 | 2.6646 | 2.5973 | 2.6075 | 2.8287 | 3.0827 | 3.5124 | 3.905 | 4.4521 | 4.9304 | 5.5506 | 5.4405 | 4.7503 | 4.9566 | 4.9121 | 4.7128
2021-10-05 | 3.9569 | 3.5444 | 3.3295 | 3.2523 | 3.0903 | 3.2764 | 3.6536 | 3.4209 | 3.0774 | 2.6534 | 2.4289 | 2.5552 | 2.776 | 2.9884 | 3.1812 | 3.4504 | 3.8884 | 4.7556 | 5.597 | 5.4517 | 4.6595 | 4.1015 | 4.1232 | 3.8924
2021-10-06 | 3.391 | 3.258 | 3.3732 | 3.2397 | 3.1018 | 3.298 | 3.5614 | 3.3593 | 3.0257 | 2.6577 | 2.6403 | 2.7602 | 3.0232 | 3.7006 | 4.3804 | 4.4405 | 4.4852 | 5.1332 | 5.6124 | 5.5863 | 5.0628 | 5.2364 | 4.9273 | 4.4716
2021-10-07 | 4.421 | 4.358 | 3.9404 | 3.8219 | 3.4949 | 3.7396 | 4.0572 | 3.431 | 3.1365 | 2.8915 | 2.8189 | 2.9033 | 3.1238 | 3.2517 | 3.8514 | 4.3797 | 4.8013 | 5.3159 | 5.617 | 5.474 | 4.7177 | 5.1123 | 5.4128 | 4.8292
2021-10-08 | 4.2751 | 3.8612 | 3.5917 | 3.5365 | 3.3614 | 3.5327 | 3.8184 | 3.3275 | 3.264 | 3.1166 | 2.8448 | 2.8089 | 2.9051 | 3.2147 | 3.7586 | 4.4075 | 4.6352 | 4.6206 | 5.0105 | 5.0191 | 4.5796 | 5.2902 | 5.2336 | 5.0172
2021-10-09 | 4.345 | 4.0194 | 4.2916 | 4.1141 | 3.5479 | 3.2882 | 3.6808 | 3.35 | 2.9881 | 2.5876 | 2.383 | 2.5169 | 2.5413 | 2.477 | 2.7865 | 3.1913 | 4.0558 | 4.6085 | 5.3682 | 5.2769 | 4.7022 | 4.2718 | 4.0514 | 3.7512
2021-10-10 | 3.5956 | 3.2925 | 3.2404 | 3.2139 | 3.2028 | 3.1958 | 3.1265 | 3.005 | 2.7709 | 2.5169 | 2.573 | 2.6192 | 2.5119 | 2.9244 | 3.0196 | 3.0925 | 3.6323 | 4.2802 | 5.2755 | 5.0903 | 4.5074 | 4.7309 | 4.2464 | 3.9236
2021-10-11 | 3.8029 | 3.2851 | 3.1038 | 3.0672 | 3.0843 | 3.3086 | 3.5232 | 3.3502 | 3.3281 | 3.0474 | 2.9765 | 2.865 | 2.9901 | 3.1371 | 3.4578 | 3.4999 | 4.0048 | 5.0727 | 5.6024 | 5.5113 | 4.5952 | 4.1769 | 4.2639 | 3.7816
2021-10-12 | 3.6639 | 4.2831 | 4.2801 | 3.9875 | 3.8166 | 4.1742 | 3.6876 | 3.7235 | 3.5312 | 3.0393 | 2.8278 | 2.8606 | 2.8427 | 2.9111 | 3.1351 | 3.6364 | 4.5279 | 5.1369 | 5.4181 | 5.1418 | 4.9077 | 5.0498 | 4.5635 | 4.0336
2021-10-13 | 4.0031 | 4.1488 | 4.0569 | 4.0459 | 3.5396 | 3.433 | 3.6561 | 3.6772 | 3.3796 | 3.0319 | 2.9084 | 2.8718 | 3.0308 | 3.5582 | 3.4508 | 3.7328 | 4.315 | 5.1769 | 5.5838 | 5.2607 | 4.4133 | 4.8254 | 4.6917 | 4.4456
2021-10-14 | 4.3147 | 3.7778 | 3.7443 | 4.0529 | 3.695 | 3.939 | 4.2301 | 3.6113 | 3.5531 | 3.1284 | 2.884 | 2.983 | 3.0257 | 3.2605 | 3.5117 | 3.9763 | 4.7002 | 5.1284 | 5.2123 | 5.0476 | 4.7582 | 4.9124 | 4.8623 | 4.5409
2021-10-15 | 4.4725 | 4.3686 | 3.8246 | 3.9103 | 3.9917 | 4.2526 | 4.2206 | 3.4495 | 3.2992 | 2.9385 | 2.8992 | 2.932 | 3.0598 | 3.3513 | 4.1693 | 4.7409 | 4.7542 | 4.9487 | 5.4085 | 4.806 | 4.1604 | 4.893 | 5.037 | 4.2258
2021-10-16 | 4.0927 | 4.156 | 3.7518 | 3.56 | 3.4946 | 3.7025 | 3.7011 | 3.3378 | 3.4225 | 3.2119 | 2.9076 | 2.8183 | 2.2976 | 2.3738 | 2.8327 | 2.958 | 3.5627 | 4.3668 | 5.1292 | 4.8421 | 3.917 | 4.1296 | 3.7546 | 3.3137
2021-10-17 | 3.2141 | 3.2602 | 3.2203 | 3.0586 | 2.8778 | 2.9602 | 2.972 | 2.7559 | 2.5936 | 2.2719 | 2.0075 | 1.987 | 2.1656 | 2.5117 | 2.5962 | 2.8777 | 3.4802 | 4.4712 | 5.1208 | 4.8149 | 4.4518 | 4.4269 | 4.0041 | 3.677
2021-10-18 | 3.4647 | 3.1323 | 2.9484 | 2.9217 | 2.9652 | 3.2045 | 3.5904 | 3.4695 | 3.4485 | 3.7188 | 3.5724 | 3.3035 | 2.8059 | 3.0959 | 3.7451 | 4.1445 | 4.5479 | 4.9274 | 5.2026 | 4.7223 | 4.1769 | 4.9138 | 4.6047 | 4.2268
2021-10-19 | 3.8512 | 3.6869 | 3.684 | 3.9823 | 3.8664 | 3.9226 | 3.9177 | 3.4818 | 3.5536 | 3.0312 | 2.7728 | 2.5577 | 2.7154 | 2.7933 | 3.0118 | 3.4487 | 4.3348 | 5.044 | 5.2433 | 5.0602 | 4.6959 | 4.6002 | 4.3817 | 4.0132
2021-10-20 | 4.0557 | 3.8897 | 3.6481 | 3.7362 | 3.8024 | 3.8689 | 4.2576 | 3.8006 | 3.4621 | 2.9187 | 3.1333 | 2.9421 | 2.86 | 2.9725 | 3.5162 | 4.1122 | 4.4506 | 4.6546 | 5.4625 | 5.1742 | 4.7114 | 5.2409 | 5.0212 | 4.3016
2021-10-21 | 4.3401 | 4.3692 | 4.1746 | 3.6245 | 3.1561 | 3.2853 | 3.6645 | 3.5578 | 3.4929 | 3.1906 | 3.1289 | 2.9371 | 3.152 | 3.5343 | 3.8067 | 4.0663 | 4.4388 | 4.7291 | 5.5061 | 5.1691 | 4.1385 | 4.3612 | 4.6743 | 4.0956
2021-10-22 | 3.7487 | 3.8127 | 3.9133 | 3.6755 | 3.2012 | 3.2407 | 3.8208 | 3.8692 | 3.72 | 3.1621 | 2.7316 | 2.7488 | 3.0446 | 3.3868 | 3.5594 | 3.919 | 4.3108 | 4.6772 | 4.9664 | 4.6317 | 4.0023 | 3.7854 | 3.7769 | 3.598
2021-10-23 | 3.5318 | 3.2202 | 3.1623 | 3.3341 | 3.0973 | 3.1958 | 3.4535 | 3.4558 | 3.5189 | 3.0336 | 2.5946 | 2.5251 | 2.6123 | 2.4959 | 2.6082 | 2.9989 | 3.5046 | 4.2609 | 4.8234 | 4.3934 | 3.8127 | 4.2937 | 4.533 | 4.2408
2021-10-24 | 3.9633 | 3.3576 | 3.0913 | 3.1395 | 3.0932 | 2.9475 | 2.9725 | 3.0115 | 2.8431 | 2.5857 | 2.2864 | 2.1055 | 2.2456 | 2.4012 | 2.6633 | 2.9784 | 3.6235 | 4.4527 | 5.2578 | 4.9887 | 4.3845 | 3.8384 | 3.5496 | 3.2891
2021-10-25 | 3.2466 | 3.2804 | 3.1194 | 3.0469 | 3.0664 | 3.5231 | 5.0086 | 4.2081 | 3.5526 | 2.9081 | 2.9129 | 2.9468 | 2.8833 | 3.18 | 3.1385 | 3.3291 | 3.8961 | 4.9721 | 5.4446 | 4.9971 | 4.729 | 4.7994 | 4.6254 | 4.5523
2021-10-26 | 3.984 | 3.2631 | 3.0976 | 3.2711 | 3.0147 | 3.3792 | 3.9381 | 3.9505 | 3.4386 | 3.0088 | 2.6766 | 2.5823 | 2.6672 | 2.8713 | 3.0801 | 3.5142 | 4.2365 | 5.1108 | 5.6279 | 5.4194 | 4.8411 | 5.1462 | 4.991 | 4.6115
2021-10-27 | 4.5004 | 4.3423 | 4.1373 | 3.8695 | 3.8705 | 4.2998 | 4.6549 | 4.1713 | 3.5607 | 3.178 | 2.7989 | 2.7571 | 2.8292 | 3.1492 | 3.4938 | 3.6213 | 4.5133 | 5.3324 | 5.6061 | 5.4777 | 4.9092 | 4.7642 | 4.8169 | 4.4243
2021-10-28 | 4.4664 | 4 | 3.7907 | 4.0596 | 3.9924 | 4.3335 | 4.7691 | 3.9854 | 3.9418 | 3.4842 | 2.9647 | 2.9398 | 3.0439 | 3.1164 | 3.4483 | 4.1293 | 4.0113 | 4.4938 | 5.2822 | 5.1074 | 4.3749 | 4.3732 | 4.6921 | 4.6156
2021-10-29 | 3.9892 | 3.7953 | 3.4964 | 3.4235 | 3.44 | 3.5826 | 3.9183 | 3.342 | 3.4972 | 3.3493 | 3.3333 | 3.0158 | 3.1225 | 3.3274 | 3.3116 | 3.4791 | 4.5212 | 4.7111 | 5.1492 | 4.9372 | 4.1736 | 4.4952 | 4.3659 | 4.3157
2021-10-30 | 4.1059 | 4.027 | 3.8468 | 3.2187 | 3.1161 | 3.2986 | 3.4862 | 3.0795 | 2.8325 | 2.7069 | 2.6094 | 2.2238 | 2.1207 | 2.3466 | 2.6713 | 2.975 | 4.0225 | 4.8386 | 5.0825 | 4.4568 | 4.0089 | 3.6015 | 3.6012 | 3.4405
2021-10-31 | 3.4256 | 3.2556 | 3.1185 | 3.2539 | 3.0896 | 3.12 | 3.232 | 3.1199 | 3.0477 | 2.7878 | 2.2266 | 2.3026 | 2.5566 | 2.6691 | 3.0618 | 3.5037 | 3.923 | 4.4162 | 5.3036 | 4.8693 | 4.2582 | 4.1639 | 4.3734 | 4.1533
2021-11-01 | 3.6224 | 3.3008 | 3.2223 | 3.0331 | 3.0443 | 3.3485 | 3.8076 | 3.7824 | 3.3654 | 3.0487 | 3.1042 | 2.7704 | 2.886 | 3.1415 | 3.6488 | 3.5927 | 4.8292 | 5.4727 | 5.6059 | 5.4263 | 4.7591 | 4.0988 | 3.9159 | 3.5797
2021-11-02 | 3.68 | 3.4718 | 3.2417 | 3.2573 | 3.4115 | 3.9378 | 4.3017 | 3.9762 | 4.5697 | 4.9194 | 4.5592 | 3.7354 | 4.2972 | 4.4632 | 4.0201 | 4.3127 | 5.1321 | 5.1844 | 5.0931 | 4.6243 | 4.3449 | 4.1609 | 3.9394 | 3.5623
2021-11-03 | 3.4066 | 3.2706 | 2.9346 | 2.9312 | 2.9188 | 3.1075 | 3.6145 | 3.7759 | 3.4702 | 2.8105 | 2.8006 | 2.8571 | 2.8389 | 3.5829 | 4.1748 | 4.0658 | 4.7715 | 5.1859 | 4.7995 | 4.2299 | 4.0329 | 4.9322 | 4.9165 | 4.3259
2021-11-04 | 3.9995 | 3.8588 | 4.0135 | 4.0342 | 3.8927 | 4.4004 | 4.6745 | 4.0057 | 4.0496 | 3.1263 | 2.849 | 2.8743 | 3.0174 | 2.8179 | 3.0509 | 3.8922 | 4.5702 | 4.6934 | 5.3941 | 4.9481 | 4.5774 | 4.9654 | 5.03 | 4.2021
2021-11-05 | 3.8981 | 3.7989 | 3.7731 | 3.6799 | 3.7665 | 3.9746 | 4.3356 | 3.4136 | 3.3601 | 3.1051 | 2.6437 | 2.4853 | 2.6668 | 2.7232 | 2.7931 | 3.5607 | 4.6372 | 4.5971 | 4.9977 | 4.891 | 4.0854 | 4.3607 | 4.3995 | 4.4122
2021-11-06 | 3.4609 | 3.0656 | 3.1766 | 3.1603 | 2.9477 | 3.1241 | 3.1046 | 3.2155 | 2.7889 | 2.4555 | 2.1043 | 1.9239 | 1.9764 | 2.2721 | 2.6685 | 2.7709 | 3.296 | 4.202 | 5.0403 | 4.4202 | 3.9801 | 3.9311 | 3.6761 | 3.3526
2021-11-07 | 3.2025 | 3.3184 | 3.178 | 3.1481 | 3.344 | 3.7732 | 3.8925 | 3.0851 | 2.7615 | 2.5855 | 2.4007 | 2.2225 | 2.0437 | 2.1804 | 2.5777 | 2.793 | 3.3364 | 4.3138 | 5.2314 | 4.6744 | 4.1071 | 4.742 | 4.5347 | 3.6645
2021-11-08 | 3.0119 | 3.1313 | 2.9586 | 2.9009 | 2.9794 | 3.3319 | 4.0319 | 3.3986 | 3.2599 | 3.0696 | 2.7516 | 2.5213 | 2.7234 | 2.7459 | 3.2258 | 3.3167 | 4.4961 | 4.9278 | 5.3976 | 5.2736 | 4.5222 | 3.8871 | 3.5521 | 3.6165
2021-11-09 | 3.3907 | 3.2014 | 3.1263 | 3.2449 | 3.0338 | 3.2242 | 3.4461 | 3.5902 | 3.2991 | 2.768 | 2.5571 | 2.6379 | 2.5304 | 2.5887 | 3.0231 | 3.8798 | 4.5224 | 5.1775 | 5.5903 | 5.1113 | 4.4771 | 4.4412 | 4.465 | 4.0875
2021-11-10 | 3.4676 | 3.087 | 2.9911 | 3.0995 | 2.9092 | 3.131 | 3.6313 | 3.6729 | 3.4476 | 2.9588 | 2.7743 | 3.2138 | 3.2858 | 3.3608 | 3.7226 | 4.2327 | 4.3765 | 5.068 | 5.6011 | 5.4074 | 4.8224 | 4.8842 | 4.9319 | 4.5662
2021-11-11 | 3.6958 | 3.6162 | 3.5152 | 3.1189 | 3.0954 | 3.436 | 3.3164 | 3.6787 | 3.2002 | 2.7134 | 2.956 | 2.8312 | 2.5999 | 2.6902 | 3.2688 | 3.6444 | 4.2713 | 5.0703 | 5.5993 | 5.22 | 4.4514 | 4.8571 | 4.6894 | 4.0001
2021-11-12 | 3.9891 | 4.1219 | 3.6061 | 3.6493 | 3.7217 | 4.263 | 5.0513 | 3.8895 | 3.4443 | 3.4508 | 3.1589 | 2.7761 | 2.8116 | 3.0229 | 2.9401 | 3.2487 | 4.4034 | 4.9662 | 5.4571 | 5.0628 | 3.8407 | 4.0783 | 3.8297 | 3.8187
2021-11-13 | 3.7245 | 3.3253 | 3.4743 | 3.2585 | 3.1198 | 3.2677 | 3.5878 | 3.4798 | 3.2691 | 2.8345 | 2.6296 | 2.6367 | 2.4857 | 2.51 | 2.968 | 2.7749 | 3.2932 | 4.3509 | 4.6853 | 3.9107 | 3.841 | 3.5295 | 3.3029 | 3.2804
2021-11-14 | 3.1699 | 3.2768 | 3.2613 | 3.3982 | 2.8024 | 2.885 | 2.9696 | 2.9814 | 2.8268 | 2.2304 | 1.9079 | 1.6703 | 1.6404 | 1.6737 | 2.266 | 2.6399 | 2.8454 | 3.5333 | 4.4776 | 4.777 | 3.943 | 3.5859 | 3.391 | 3.0101
2021-11-15 | 2.8653 | 2.9571 | 2.8427 | 2.7745 | 2.747 | 3.0245 | 3.1884 | 3.051 | 2.8878 | 2.7966 | 2.4617 | 2.2262 | 2.5111 | 2.6357 | 2.5774 | 3.0675 | 3.8917 | 4.6731 | 5.2889 | 4.6029 | 3.826 | 4.1684 | 4.207 | 3.9457
2021-11-16 | 3.3775 | 2.9734 | 3.0453 | 2.8701 | 2.8342 | 3.0027 | 3.5347 | 3.8784 | 3.1868 | 3.0137 | 2.8345 | 2.7276 | 2.7099 | 2.7469 | 2.9933 | 3.5192 | 4.5198 | 5.3043 | 5.6034 | 5.0604 | 4.2761 | 4.3252 | 4.2365 | 4.1457
2021-11-17 | 3.5194 | 3.5521 | 3.4394 | 3.585 | 3.5447 | 3.7653 | 4.3316 | 3.8629 | 3.7075 | 3.6026 | 3.3054 | 2.6915 | 2.615 | 3.1482 | 3.0861 | 3.5708 | 4.3962 | 4.9299 | 5.6022 | 4.9829 | 4.1158 | 4.68 | 4.6242 | 4.4478
2021-11-18 | 3.956 | 3.5021 | 3.8654 | 3.9773 | 3.7031 | 4.1684 | 4.6012 | 3.6782 | 3.7481 | 3.2145 | 2.9822 | 3.0262 | 3.2308 | 2.9715 | 3.4733 | 4.1201 | 4.7734 | 5.2817 | 5.5839 | 5.151 | 4.3693 | 4.4044 | 4.6825 | 4.1368
2021-11-19 | 3.5534 | 3.4829 | 3.766 | 3.6642 | 3.5554 | 3.8906 | 3.8881 | 4.2648 | 4.1166 | 3.6716 | 3.113 | 3.3688 | 3.7304 | 3.9248 | 3.5997 | 3.772 | 4.4814 | 4.9671 | 5.147 | 4.3874 | 3.6633 | 4.1947 | 4.3071 | 4.2628
2021-11-20 | 4.0375 | 3.1187 | 2.9346 | 3.0536 | 2.8761 | 2.8742 | 3.0762 | 3.235 | 3.1546 | 2.7433 | 2.3954 | 2.706 | 2.7018 | 2.7437 | 3.0914 | 3.171 | 3.4443 | 4.3595 | 4.6839 | 3.9501 | 3.8154 | 3.6356 | 3.2745 | 3.1455
2021-11-21 | 3.1061 | 3.1121 | 2.8932 | 2.9313 | 2.9228 | 3.0786 | 3.3452 | 3.186 | 3.2241 | 3.1617 | 2.7142 | 2.5514 | 2.119 | 2.2079 | 2.5145 | 2.7356 | 3.2191 | 4.1568 | 4.6389 | 4.2472 | 4.0308 | 3.8572 | 3.9317 | 3.8204
2021-11-22 | 3.5147 | 3.0132 | 2.9318 | 2.97 | 2.9727 | 3.3217 | 3.8688 | 3.5676 | 3.2602 | 2.8632 | 2.5423 | 2.6426 | 2.757 | 2.739 | 2.8582 | 3.491 | 4.101 | 4.6885 | 5.3824 | 4.9867 | 4.3849 | 4.3139 | 4.3607 | 4.1912
2021-11-23 | 3.8131 | 3.7958 | 3.6585 | 3.3766 | 3.3868 | 3.6511 | 3.8502 | 3.5424 | 3.3291 | 3.3859 | 3.1108 | 2.9811 | 3.0066 | 3.1811 | 3.2532 | 3.4066 | 4.4557 | 5.123 | 5.6046 | 5.3158 | 4.4329 | 4.4269 | 4.2962 | 4.2174
2021-11-24 | 3.7279 | 3.4289 | 3.317 | 3.4245 | 3.6004 | 3.643 | 3.7205 | 3.7765 | 3.4239 | 3.0393 | 2.8417 | 2.7083 | 2.5933 | 2.6975 | 2.9307 | 3.5269 | 4.2588 | 4.6446 | 5.3757 | 4.9376 | 4.1578 | 4.4539 | 4.8641 | 4.0436
2021-11-25 | 3.7407 | 3.9729 | 3.3903 | 3.0082 | 3.0131 | 3.3173 | 3.5913 | 3.8083 | 4.1372 | 3.8755 | 3.1737 | 3.3405 | 2.8139 | 2.6208 | 2.5824 | 3.2358 | 3.6393 | 3.9832 | 4.4019 | 4.1481 | 3.5157 | 3.6853 | 3.8213 | 3.2718
2021-11-26 | 3.0435 | 3.0584 | 3.0938 | 2.8381 | 2.7515 | 2.9607 | 2.9643 | 3.2295 | 3.2093 | 2.9522 | 2.6566 | 2.5245 | 2.5556 | 2.946 | 2.7521 | 3.1813 | 4.4446 | 5.0669 | 5.3305 | 4.4359 | 3.849 | 4.2567 | 4.6136 | 4.4127
2021-11-27 | 3.7716 | 3.6062 | 3.1886 | 2.9737 | 2.9404 | 3.247 | 3.2829 | 3.1461 | 3.0586 | 2.6442 | 2.2629 | 2.1081 | 1.9824 | 2.1808 | 2.4946 | 3.0933 | 3.7656 | 4.1181 | 5.0141 | 4.4871 | 3.6681 | 3.6301 | 3.6667 | 3.1973
2021-11-28 | 3.0965 | 3.1482 | 3.0541 | 2.8594 | 2.8554 | 3.0193 | 2.9289 | 2.8203 | 2.6711 | 2.4907 | 2.1721 | 1.9458 | 2.4325 | 2.5018 | 2.6218 | 3.0522 | 3.902 | 4.5931 | 5.3627 | 4.988 | 4.1026 | 4.3121 | 4.5883 | 4.2186
2021-11-29 | 3.506 | 3.4644 | 3.5367 | 3.3604 | 3.4913 | 3.9251 | 5.0044 | 4.1176 | 3.9038 | 3.5046 | 2.9864 | 2.7861 | 2.9321 | 3.0585 | 3.1784 | 3.6022 | 4.4687 | 5.1104 | 5.6027 | 5.3713 | 4.6219 | 4.8244 | 4.5173 | 4.0673
2021-11-30 | 3.8975 | 4.024 | 3.9499 | 3.5908 | 3.5807 | 4.1149 | 4.97 | 4.3438 | 3.6381 | 3.2289 | 2.8015 | 2.4839 | 2.5965 | 2.8892 | 2.9024 | 3.4519 | 4.4949 | 5.0348 | 5.6011 | 5.3613 | 4.7943 | 4.6972 | 4.5504 | 4.2407
2021-12-01 | 4.0372 | 3.5626 | 3.4592 | 3.5965 | 3.927 | 4.0216 | 4.4226 | 3.7936 | 3.4564 | 3.0055 | 2.8108 | 2.6538 | 2.5857 | 2.7022 | 3.1649 | 3.5864 | 4.4192 | 4.7469 | 5.3919 | 5.2239 | 4.7758 | 4.7771 | 4.5246 | 3.7712
2021-12-02 | 3.4319 | 3.362 | 3.2389 | 2.9558 | 2.8986 | 3.2133 | 4.0771 | 3.8703 | 3.6682 | 3.3236 | 2.8985 | 2.5915 | 2.7161 | 2.9046 | 2.8406 | 3.4985 | 4.2881 | 4.8187 | 5.3931 | 5.0666 | 4.35 | 3.7509 | 3.64 | 3.585
2021-12-03 | 3.2366 | 3.0179 | 3.1959 | 2.9771 | 2.8696 | 3.0021 | 3.5078 | 3.7201 | 3.3447 | 3.1728 | 2.9688 | 2.6314 | 2.6372 | 2.937 | 3.0289 | 3.3542 | 4.2907 | 4.9207 | 5.287 | 4.75 | 4.4159 | 3.9223 | 3.8473 | 3.6776
2021-12-04 | 3.4503 | 3.287 | 3.0007 | 3.0854 | 3.2948 | 3.3587 | 3.3949 | 3.39 | 3.1938 | 2.7699 | 2.4033 | 2.6757 | 2.8484 | 2.5891 | 2.8846 | 3.0289 | 3.4147 | 4.0536 | 4.9212 | 4.4869 | 4.1531 | 3.8962 | 3.5585 | 3.2235
2021-12-05 | 3.3176 | 3.4016 | 3.1885 | 2.9391 | 2.8099 | 2.8216 | 2.9586 | 2.8501 | 2.658 | 2.4316 | 2.0541 | 1.8346 | 2.1827 | 2.3832 | 2.5173 | 2.8093 | 3.3734 | 4.0891 | 4.9962 | 4.731 | 4.2157 | 3.5076 | 3.5434 | 3.3186
2021-12-06 | 3.1492 | 3.0868 | 2.9779 | 2.9553 | 2.9963 | 3.2614 | 3.8936 | 4.0818 | 3.4326 | 3.1626 | 3.0847 | 2.7904 | 2.8167 | 3.2592 | 3.4347 | 3.8488 | 4.4989 | 4.8942 | 5.3928 | 4.9717 | 4.4018 | 3.9596 | 3.6299 | 3.5784
2021-12-07 | 3.3724 | 3.1441 | 3.0836 | 3.1859 | 2.989 | 3.3083 | 3.8792 | 3.9465 | 3.9126 | 3.2879 | 2.8604 | 2.8529 | 2.8685 | 3.0797 | 3.4298 | 3.713 | 4.2253 | 5.0302 | 5.3887 | 5.1102 | 4.4865 | 3.8855 | 3.8647 | 3.2958
2021-12-08 | 3.0866 | 3.0893 | 3.1344 | 2.8904 | 2.9374 | 3.2501 | 3.702 | 3.8854 | 3.698 | 3.2131 | 2.8111 | 2.6677 | 2.6704 | 2.9765 | 3.0312 | 3.2416 | 4.1744 | 4.8364 | 5.3947 | 5.1019 | 4.4814 | 3.8403 | 3.5803 | 3.5189
2021-12-09 | 3.3273 | 3.0386 | 3.1882 | 3.1134 | 3.0443 | 3.25 | 3.7878 | 3.9376 | 3.8357 | 3.3367 | 2.9015 | 2.7594 | 2.8552 | 2.8811 | 3.2737 | 3.5528 | 3.9891 | 4.4794 | 5.2014 | 4.817 | 4.0548 | 3.8111 | 3.7254 | 3.146
2021-12-10 | 2.9062 | 2.9094 | 2.7298 | 2.7035 | 2.6976 | 2.9899 | 3.6384 | 3.4244 | 3.4542 | 3.4599 | 2.987 | 2.6506 | 2.6774 | 3.0684 | 2.9794 | 3.4715 | 4.0927 | 4.5495 | 4.977 | 4.6457 | 3.9776 | 4.1141 | 4.2606 | 4.2116
2021-12-11 | 3.4354 | 2.9973 | 2.9395 | 2.9335 | 2.908 | 3.0282 | 3.3273 | 3.4291 | 3.514 | 3.3303 | 3.0431 | 2.4809 | 2.3976 | 2.5485 | 2.5586 | 2.6638 | 3.228 | 3.6896 | 3.8186 | 3.5291 | 3.4785 | 3.3433 | 3.3181 | 3.0428
2021-12-12 | 2.9182 | 2.8136 | 2.7798 | 2.78 | 2.7841 | 2.9333 | 3.0905 | 2.9927 | 2.6761 | 2.4152 | 2.0876 | 1.9009 | 1.7859 | 1.9057 | 2.0366 | 2.4631 | 3.0106 | 3.7279 | 4.5074 | 4.2528 | 3.8325 | 4.0862 | 3.9795 | 3.669
2021-12-13 | 3.4767 | 3.0539 | 2.8197 | 2.8094 | 2.853 | 3.1415 | 3.7391 | 3.8363 | 3.269 | 2.7576 | 2.6322 | 2.4074 | 2.5157 | 2.5408 | 2.8195 | 3.2111 | 4.1005 | 4.7093 | 5.1301 | 4.6296 | 4.0655 | 3.7195 | 3.5268 | 3.2252
2021-12-14 | 3.0846 | 2.9975 | 2.9434 | 2.8722 | 2.9485 | 3.2917 | 4.0096 | 4.1428 | 3.7678 | 3.3664 | 2.9342 | 2.5618 | 2.6179 | 2.8158 | 2.8665 | 3.6525 | 4.3947 | 4.9433 | 5.3877 | 5.2579 | 4.6837 | 4.8524 | 4.778 | 4.2105
2021-12-15 | 3.9123 | 4.0144 | 3.9229 | 3.8228 | 3.8268 | 4.1987 | 4.6196 | 4.0441 | 3.827 | 3.4837 | 3.1877 | 2.9967 | 3.0257 | 3.2501 | 3.4722 | 4.0372 | 4.338 | 4.6533 | 5.3916 | 5.0866 | 4.6578 | 4.8255 | 4.4638 | 3.896
2021-12-16 | 3.6155 | 3.5093 | 3.5821 | 3.3114 | 3.201 | 3.6627 | 4.2144 | 3.6808 | 3.3966 | 3.0991 | 3.0116 | 2.6337 | 2.5284 | 2.5148 | 2.8006 | 3.0234 | 3.6012 | 4.2525 | 5.0741 | 4.7901 | 4.3386 | 4.5404 | 4.4306 | 3.9207
2021-12-17 | 3.5098 | 3.3239 | 3.3049 | 3.3251 | 3.3661 | 3.4607 | 3.5428 | 3.6455 | 3.7157 | 3.2711 | 2.7962 | 2.5917 | 2.547 | 2.5039 | 2.6452 | 2.9218 | 3.7608 | 4.375 | 4.8534 | 4.5499 | 3.7525 | 3.5595 | 3.4037 | 3.177
2021-12-18 | 3.3206 | 3.278 | 3.3304 | 3.3062 | 3.2984 | 3.0995 | 3.2109 | 3.3419 | 3.0665 | 2.785 | 2.6222 | 2.1001 | 1.9704 | 2.184 | 2.2789 | 2.5716 | 3.2135 | 4.1297 | 4.7962 | 4.6243 | 4.1557 | 3.6019 | 3.3583 | 3.0906
2021-12-19 | 2.8948 | 2.8751 | 2.6704 | 2.6033 | 2.4661 | 2.4932 | 2.701 | 2.7828 | 2.6089 | 2.3275 | 2.1314 | 2.0169 | 1.9275 | 1.8867 | 2.0329 | 2.549 | 3.1392 | 3.8351 | 4.8132 | 4.4848 | 4.1025 | 4.1882 | 3.8888 | 3.6257
2021-12-20 | 3.6619 | 3.0403 | 2.9361 | 2.7097 | 2.8255 | 3.0788 | 3.6396 | 3.7899 | 3.3366 | 2.9034 | 2.738 | 2.4706 | 2.5997 | 2.5595 | 2.7572 | 3.3218 | 3.7833 | 4.2641 | 5.1693 | 4.8197 | 4.2784 | 3.9321 | 3.8208 | 3.3846
2021-12-21 | 3.0295 | 2.8892 | 2.8224 | 2.8107 | 2.8391 | 3.0493 | 3.5036 | 3.283 | 2.9375 | 2.6464 | 2.5001 | 2.4911 | 2.707 | 2.7072 | 3.028 | 3.8215 | 4.2354 | 4.8603 | 5.0328 | 4.5831 | 4.2116 | 4.5868 | 4.6431 | 4.1265
2021-12-22 | 3.6976 | 3.5287 | 3.4301 | 3.3988 | 3.4859 | 3.9366 | 4.4969 | 4.0003 | 3.7096 | 3.1043 | 2.7231 | 2.5522 | 2.3999 | 2.3798 | 2.5765 | 2.8029 | 3.4911 | 4.2867 | 4.794 | 4.7287 | 4.4063 | 4.502 | 4.3998 | 4.1518
2021-12-23 | 3.8528 | 3.6348 | 3.2713 | 3.3292 | 3.3923 | 3.7981 | 4.305 | 3.6846 | 3.4072 | 3.1699 | 2.7404 | 2.583 | 2.489 | 2.5185 | 2.6473 | 3.1528 | 3.8095 | 4.4578 | 5.2 | 4.8717 | 4.4231 | 4.5988 | 4.5559 | 3.8355
2021-12-24 | 3.5845 | 3.3715 | 3.3144 | 3.4102 | 3.5348 | 3.7215 | 4.337 | 3.8939 | 3.6 | 3.2699 | 2.8453 | 2.7248 | 2.568 | 2.6963 | 2.5656 | 2.9108 | 3.5179 | 4.1403 | 4.874 | 4.7648 | 4.2963 | 4.7595 | 4.7399 | 4.2527
2021-12-25 | 3.4097 | 3.2894 | 3.2263 | 3.1697 | 3.0769 | 2.9183 | 3.1159 | 3.2923 | 2.9428 | 2.4809 | 2.1088 | 1.9292 | 1.9189 | 2.034 | 2.3379 | 2.9093 | 3.5526 | 4.4075 | 4.967 | 4.6734 | 4.3137 | 4.0108 | 3.7464 | 3.1724
2021-12-26 | 3.0594 | 3.1767 | 3.1824 | 3.3916 | 3.3256 | 3.436 | 3.2328 | 3.1024 | 2.9519 | 2.5705 | 2.1693 | 1.8797 | 1.9104 | 2.0016 | 2.2513 | 2.6534 | 3.4759 | 4.0794 | 4.8827 | 4.8153 | 4.4932 | 4.1831 | 3.8188 | 3.4372
2021-12-27 | 3.1567 | 2.8767 | 2.8078 | 2.7821 | 2.8469 | 3.0667 | 3.3853 | 3.5004 | 3.6932 | 3.3976 | 3.0438 | 3.0406 | 2.9924 | 3.3741 | 3.5906 | 4.1063 | 4.7629 | 5.1668 | 5.13 | 4.2792 | 3.9815 | 4.3182 | 4.3426 | 4.3293
2021-12-28 | 4.0814 | 3.9516 | 3.6716 | 2.8905 | 2.8816 | 3.0616 | 3.3172 | 3.4876 | 3.4857 | 3.244 | 3.0201 | 2.9043 | 2.5603 | 2.5316 | 2.5334 | 2.7836 | 3.6439 | 4.5099 | 4.7547 | 4.4506 | 4.0535 | 3.8586 | 3.486 | 3.1949
2021-12-29 | 3.1869 | 2.9985 | 2.8353 | 2.7927 | 2.862 | 3.0417 | 3.2913 | 3.523 | 3.5448 | 3.2453 | 3.0491 | 2.9646 | 2.9144 | 2.8441 | 3.0147 | 3.4475 | 4.1306 | 5.0439 | 5.3918 | 5.3968 | 4.9007 | 4.664 | 4.4267 | 4.0321
2021-12-30 | 3.8429 | 3.8403 | 3.7104 | 3.6915 | 3.5089 | 3.7331 | 4.0928 | 3.717 | 3.51 | 3.4141 | 2.9998 | 2.7467 | 2.6422 | 2.7453 | 2.8744 | 3.6357 | 4.334 | 4.9282 | 5.3939 | 5.1954 | 4.5047 | 4.5185 | 4.5277 | 4.3808
2021-12-31 | 4.2414 | 3.9702 | 3.5326 | 3.4886 | 3.5818 | 3.6442 | 4.0911 | 3.6957 | 3.6512 | 3.6719 | 3.8711 | 3.7099 | 3.7257 | 3.8834 | 3.989 | 3.9638 | 4.3998 | 5.0266 | 5.2951 | 4.9325 | 4.4418 | 4.2984 | 4.1687 | 3.8122
2022-01-01 | 3.019 | 2.9887 | 3.044 | 2.7207 | 2.6167 | 2.6089 | 2.8242 | 2.9196 | 2.7411 | 2.6713 | 2.4992 | 1.9832 | 1.7172 | 1.8926 | 2.2327 | 2.3948 | 3.0375 | 4.0612 | 4.8606 | 4.7847 | 3.6997 | 3.6817 | 3.5253 | 3.2395
2022-01-02 | 3.3099 | 3.193 | 2.9285 | 2.8086 | 2.6645 | 2.8596 | 2.8921 | 2.9859 | 2.8354 | 2.6201 | 2.2322 | 1.9793 | 1.6581 | 1.9067 | 2.2034 | 2.3985 | 2.7718 | 4.1658 | 5.0958 | 4.9319 | 4.3036 | 3.4182 | 3.2563 | 2.9212
2022-01-03 | 3.2226 | 3.2484 | 2.8171 | 2.6673 | 2.8278 | 2.7532 | 2.6763 | 2.7171 | 2.5858 | 2.4897 | 2.3271 | 2.1865 | 1.8895 | 1.8739 | 1.9816 | 2.4003 | 3.1203 | 4.1202 | 4.7379 | 4.7731 | 4.3314 | 4.0046 | 3.6018 | 3.4789
2022-01-04 | 2.9593 | 2.8611 | 2.8421 | 2.8013 | 2.6973 | 3.0813 | 3.1101 | 3.2349 | 3.2058 | 2.8985 | 2.4676 | 2.2276 | 2.256 | 2.2607 | 2.3589 | 2.7029 | 3.835 | 4.4166 | 5.2379 | 5.0834 | 4.618 | 4.0319 | 3.8262 | 3.3975
2022-01-05 | 3.4206 | 2.9616 | 2.8783 | 2.8164 | 2.7782 | 3.2776 | 3.3237 | 3.2647 | 3.2004 | 2.7961 | 2.4888 | 2.3032 | 2.0158 | 2.1005 | 2.3096 | 2.6623 | 3.5401 | 4.4334 | 5.0107 | 5.0596 | 4.5199 | 4.1476 | 3.7721 | 3.6919
2022-01-06 | 3.2341 | 2.9728 | 3.1277 | 2.9393 | 2.8006 | 2.9059 | 3.1216 | 3.2704 | 3.234 | 2.6785 | 2.4141 | 2.1362 | 2.016 | 2.0416 | 2.2478 | 2.7092 | 3.3098 | 4.0445 | 5.1643 | 5.0305 | 4.1111 | 3.7004 | 3.4971 | 3.4129
2022-01-07 | 3.011 | 2.8248 | 2.8321 | 2.8211 | 2.6661 | 3.0359 | 3.3301 | 3.5643 | 3.6348 | 3.1453 | 2.6491 | 2.2879 | 2.1205 | 2.1626 | 2.3476 | 2.6275 | 3.2456 | 3.828 | 4.7971 | 3.9119 | 3.4534 | 3.9227 | 4.0307 | 3.7111
2022-01-08 | 3.0032 | 2.9728 | 3.0286 | 2.7198 | 2.6165 | 2.61 | 2.8285 | 2.9245 | 2.7343 | 2.6504 | 2.4535 | 1.9398 | 1.7062 | 1.8702 | 2.1972 | 2.3569 | 3.0102 | 4.0442 | 4.8582 | 4.7856 | 3.6999 | 3.6827 | 3.5258 | 3.2199
2022-01-09 | 3.294 | 3.1775 | 2.9129 | 2.797 | 2.6644 | 2.8594 | 2.8926 | 2.9928 | 2.8435 | 2.6252 | 2.2529 | 2.0061 | 1.6588 | 1.9055 | 2.1863 | 2.3675 | 2.7631 | 4.1661 | 5.0958 | 4.9301 | 4.3041 | 3.4211 | 3.2559 | 2.9216
2022-01-10 | 2.9006 | 2.7679 | 2.6903 | 2.6664 | 2.7883 | 3.085 | 3.1987 | 3.3378 | 3.4062 | 2.7582 | 2.5303 | 2.3 | 2.2703 | 2.3608 | 2.407 | 2.7083 | 3.7044 | 4.4549 | 5.2272 | 4.8794 | 4.0513 | 3.8168 | 3.8098 | 3.5874
2022-01-11 | 3.1999 | 2.8941 | 2.8479 | 2.9345 | 2.6798 | 2.897 | 3.6394 | 3.9113 | 3.9002 | 3.4575 | 2.969 | 2.6554 | 2.5135 | 2.5589 | 2.7647 | 3.5173 | 4.1168 | 4.3941 | 5.4253 | 5.4222 | 4.9548 | 4.3708 | 4.0417 | 3.8316
2022-01-12 | 3.2248 | 3.1024 | 3.0339 | 2.9714 | 2.8285 | 3.3477 | 3.6469 | 3.7553 | 3.572 | 3.1316 | 2.6607 | 2.3644 | 2.7258 | 2.691 | 2.5929 | 2.7574 | 3.7946 | 4.86 | 5.4262 | 5.256 | 4.3646 | 4.2494 | 3.8817 | 3.6554
2022-01-13 | 3.4622 | 3.2822 | 2.9548 | 2.9238 | 2.8664 | 3.4445 | 3.9669 | 4.135 | 3.8708 | 3.5896 | 3.0925 | 2.6727 | 2.9969 | 2.7226 | 2.8533 | 3.4107 | 4.3361 | 4.5287 | 5.3761 | 5.4234 | 4.9218 | 4.4743 | 4.1009 | 3.8888
2022-01-14 | 3.3817 | 3.108 | 3.0023 | 2.9219 | 2.8138 | 3.1577 | 4.0346 | 3.9546 | 3.3759 | 2.6534 | 2.336 | 2.1865 | 2.2736 | 2.6301 | 2.5645 | 2.7857 | 3.6661 | 4.1724 | 4.7612 | 4.9113 | 4.4371 | 4.1557 | 3.9854 | 3.7934
2022-01-15 | 3.4317 | 2.9318 | 2.8708 | 3.0078 | 2.7271 | 2.7838 | 3.0551 | 3.2173 | 3.1542 | 2.7509 | 2.4517 | 2.2524 | 2.2315 | 2.0672 | 2.4192 | 2.7278 | 2.9484 | 3.5677 | 4.9614 | 4.9134 | 4.0016 | 4.0317 | 4.1006 | 3.3055
2022-01-16 | 3.0188 | 2.9564 | 3.1286 | 2.8261 | 2.6691 | 2.6741 | 2.7874 | 2.7588 | 2.7462 | 2.4302 | 2.0981 | 1.6186 | 1.5537 | 1.5876 | 1.907 | 2.3519 | 2.6628 | 3.4591 | 4.8528 | 4.8069 | 4.3023 | 3.5535 | 3.2642 | 3.0236
2022-01-17 | 2.9427 | 2.7409 | 2.6528 | 2.6373 | 2.755 | 3.1288 | 3.2515 | 3.2964 | 3.4792 | 2.9912 | 2.4525 | 2.3186 | 2.431 | 2.3205 | 2.4615 | 2.7325 | 3.5153 | 4.347 | 5.2549 | 4.8376 | 4.1595 | 3.8252 | 4.024 | 3.3616
2022-01-18 | 2.9187 | 3.0552 | 2.9551 | 2.8211 | 2.6981 | 2.8447 | 3.5583 | 3.4619 | 3.1924 | 2.8047 | 2.4739 | 2.288 | 2.1435 | 2.1124 | 2.4665 | 2.5444 | 3.2278 | 4.7997 | 5.4266 | 5.3772 | 4.6816 | 4.27 | 3.8893 | 3.428
2022-01-19 | 3.4408 | 3.2004 | 3.0359 | 3.0497 | 2.8838 | 3.2293 | 4.1376 | 4.6005 | 4.1538 | 3.5299 | 3.3521 | 2.8795 | 2.7501 | 2.5835 | 2.6985 | 3.2365 | 3.9698 | 4.5745 | 5.4235 | 5.4235 | 4.8349 | 4.3632 | 3.9165 | 3.5079
2022-01-20 | 3.5244 | 3.1359 | 2.9842 | 2.9935 | 3.1423 | 3.1532 | 3.7887 | 3.6245 | 3.6836 | 3.1099 | 2.6669 | 2.3508 | 2.2782 | 2.3313 | 2.6282 | 2.7341 | 3.4444 | 4.2835 | 5.4182 | 4.9315 | 4.3771 | 4.031 | 3.8688 | 3.5586
2022-01-21 | 3.0152 | 2.907 | 2.888 | 2.8707 | 2.8499 | 3.4557 | 3.98 | 4.2423 | 4.1847 | 3.4502 | 2.668 | 2.6642 | 2.6614 | 2.6881 | 2.7616 | 3.8434 | 4.3428 | 4.3555 | 5.09 | 5.1135 | 4.5504 | 4.0521 | 4.0919 | 3.734
2022-01-22 | 3.0994 | 3.0143 | 3.1674 | 2.8864 | 2.7738 | 2.8902 | 3.0953 | 3.2382 | 3.0305 | 2.7298 | 2.3288 | 2.1236 | 2.1467 | 2.2825 | 2.4859 | 2.641 | 3.0306 | 4.2903 | 5.3453 | 5.0352 | 4.4499 | 3.9789 | 3.8628 | 3.771
2022-01-23 | 3.2017 | 3.0217 | 2.9632 | 3.1409 | 2.7606 | 2.803 | 2.991 | 3.336 | 3.3896 | 2.9144 | 2.4886 | 2.2094 | 2.0202 | 2.0673 | 2.3618 | 2.6598 | 2.8276 | 3.6914 | 5.1225 | 5.1157 | 4.574 | 3.845 | 3.3588 | 3.2073
2022-01-24 | 2.8013 | 2.6035 | 2.5926 | 2.7328 | 2.6565 | 2.9323 | 3.519 | 3.9251 | 3.3226 | 2.7608 | 2.5121 | 2.2032 | 2.1078 | 2.2084 | 2.6329 | 3.125 | 3.5207 | 4.3977 | 5.4247 | 5.167 | 4.6742 | 4.2454 | 3.8083 | 3.352
2022-01-25 | 3.515 | 3.274 | 3.046 | 3.1417 | 3.1987 | 3.3435 | 4.1914 | 4.4816 | 4.5754 | 4.0451 | 3.6747 | 3.4098 | 2.7476 | 2.8064 | 3.4923 | 3.9361 | 4.3903 | 4.373 | 5.3647 | 5.423 | 4.9947 | 4.6375 | 4.1475 | 3.6447
2022-01-26 | 3.5595 | 3.2235 | 3.091 | 3.0748 | 2.8485 | 2.9851 | 3.9261 | 4.3189 | 3.8581 | 3.274 | 2.7794 | 2.3783 | 2.2533 | 2.2636 | 2.5796 | 3.193 | 3.6412 | 4.2413 | 5.3972 | 5.4228 | 4.9048 | 4.5064 | 4.1282 | 3.5832
2022-01-27 | 3.5185 | 3.1262 | 2.9986 | 3.1367 | 3.0584 | 3.3137 | 4.213 | 4.6094 | 4.6304 | 4.1276 | 3.4729 | 3.2673 | 3.341 | 3.3938 | 3.4679 | 3.7405 | 3.885 | 4.1802 | 5.2173 | 5.2332 | 4.6926 | 4.1975 | 3.7921 | 3.5779
2022-01-28 | 3.0563 | 2.9861 | 2.9687 | 2.8976 | 2.8162 | 3.2681 | 3.527 | 3.5431 | 3.5505 | 2.9832 | 2.5062 | 2.353 | 2.4251 | 2.3815 | 2.4521 | 2.956 | 3.8818 | 4.5395 | 5.1625 | 4.9495 | 4.3561 | 4.3464 | 4.3666 | 3.9699
2022-01-29 | 3.2658 | 2.9877 | 3.0805 | 2.9617 | 2.7738 | 2.9901 | 3.4587 | 3.5622 | 3.5676 | 2.9537 | 2.4584 | 2.5054 | 2.454 | 2.7355 | 3.0823 | 3.6491 | 3.9104 | 4.0225 | 4.7302 | 4.7002 | 4.2127 | 4.0459 | 3.8333 | 3.5895
2022-01-30 | 3.2718 | 2.9151 | 2.9715 | 2.9148 | 2.6467 | 2.6118 | 2.8639 | 2.7795 | 2.7032 | 2.4873 | 2.4635 | 2.254 | 2.28 | 2.1793 | 2.534 | 2.508 | 2.7054 | 3.6747 | 4.9859 | 5.102 | 4.5041 | 3.5154 | 3.3828 | 3.1387
2022-01-31 | 2.7968 | 2.7159 | 2.6914 | 2.8084 | 2.7278 | 3.0746 | 3.923 | 4.4977 | 3.813 | 3.0005 | 3.0407 | 2.6735 | 2.5384 | 2.6379 | 3.1224 | 3.1922 | 3.713 | 4.5992 | 5.3084 | 5.3302 | 4.9311 | 4.6984 | 3.9907 | 3.6001
2022-02-01 | 3.3888 | 3.1354 | 3.025 | 3.1017 | 3.0713 | 3.1486 | 3.8354 | 3.8264 | 3.694 | 3.2066 | 2.815 | 2.3855 | 2.4313 | 2.6795 | 2.8386 | 2.974 | 3.4196 | 4.4151 | 5.331 | 5.3206 | 4.7532 | 4.2097 | 3.9121 | 3.5471
2022-02-02 | 3.7043 | 3.3119 | 3.1808 | 3.1192 | 3.0117 | 3.4534 | 4.4354 | 4.6388 | 4.5562 | 4.4571 | 3.7686 | 3.4576 | 3.2669 | 2.905 | 3.3813 | 3.6265 | 4.0493 | 4.7302 | 5.3279 | 5.1803 | 4.2224 | 4.2669 | 4.3566 | 3.6254
2022-02-03 | 3.4002 | 3.5192 | 3.2398 | 3.1542 | 2.9592 | 3.244 | 4.2775 | 4.2194 | 4.1429 | 3.7091 | 3.4182 | 2.8046 | 3.1696 | 3.3573 | 3.2925 | 2.9595 | 3.5803 | 4.4704 | 5.3331 | 5.324 | 4.7349 | 4.2979 | 3.9316 | 3.5473
2022-02-04 | 3.3214 | 3.4002 | 3.0697 | 3.0759 | 3.0812 | 3.4519 | 4.3293 | 4.7442 | 4.5913 | 3.7333 | 3.8579 | 3.2653 | 2.7777 | 2.4125 | 2.6937 | 3.2678 | 3.4787 | 4.0629 | 5.0897 | 5.0707 | 4.184 | 4.4886 | 4.3931 | 3.5472
2022-02-05 | 3.3241 | 3.2753 | 3.0683 | 2.8593 | 2.6206 | 2.821 | 2.9343 | 2.9609 | 2.7581 | 2.6426 | 2.409 | 2.2238 | 1.9271 | 2.0226 | 2.4195 | 2.9074 | 3.76 | 3.9528 | 4.8452 | 5.0228 | 4.5928 | 4.1885 | 4.0423 | 3.7091
2022-02-06 | 3.2558 | 3.1359 | 3.3468 | 3.0898 | 2.9407 | 2.9881 | 3.1782 | 3.4768 | 3.6481 | 3.2855 | 2.8572 | 2.8608 | 3.0825 | 3.0246 | 2.5832 | 2.7468 | 2.823 | 3.367 | 4.6897 | 4.9897 | 4.5611 | 4.009 | 3.538 | 3.1398
2022-02-07 | 3.0975 | 3.1409 | 2.9252 | 2.8376 | 2.7884 | 2.9842 | 3.8641 | 3.9994 | 3.43 | 3.8131 | 3.7759 | 3.0461 | 2.8342 | 2.3994 | 2.9518 | 3.6702 | 4.3389 | 4.9862 | 5.1429 | 4.8258 | 4.0378 | 4.1419 | 3.6686 | 3.1334
2022-02-08 | 3.1 | 3.1786 | 2.9489 | 2.8132 | 2.8215 | 3.3118 | 3.8179 | 3.818 | 3.7787 | 3.0343 | 3.2601 | 3.4441 | 3.4285 | 2.784 | 2.8784 | 2.9164 | 3.6008 | 3.9584 | 4.9209 | 5.2615 | 4.5943 | 4.1863 | 4.3482 | 3.6051
2022-02-09 | 3.1197 | 3.0805 | 2.9965 | 3.0434 | 2.8719 | 3.0583 | 3.4749 | 3.5204 | 3.3783 | 2.8304 | 2.4547 | 2.6683 | 2.7698 | 2.7357 | 2.5526 | 2.7145 | 3.6544 | 4.3849 | 5.0709 | 5.1039 | 4.7281 | 4.0772 | 3.7763 | 3.6124
2022-02-10 | 3.2401 | 2.9956 | 2.9467 | 2.9221 | 3.0134 | 3.2463 | 3.8062 | 3.485 | 3.5125 | 2.918 | 2.7425 | 2.4469 | 2.2857 | 2.021 | 2.1625 | 2.5038 | 3.0016 | 3.8006 | 4.4083 | 4.5585 | 4.2559 | 3.9241 | 3.3675 | 3.1547
2022-02-11 | 3.0157 | 2.802 | 2.7454 | 2.7499 | 2.7233 | 2.9608 | 3.5996 | 3.8326 | 3.5057 | 2.7396 | 2.1048 | 1.9284 | 1.8673 | 1.9039 | 2.1675 | 2.4509 | 2.717 | 3.3761 | 4.652 | 4.5209 | 3.7264 | 3.9498 | 3.53 | 3.0604
2022-02-12 | 2.9048 | 2.9613 | 2.7648 | 2.6865 | 2.6594 | 2.7931 | 3.0544 | 2.8248 | 2.5857 | 2.3353 | 1.987 | 1.6164 | 1.5221 | 1.5808 | 1.8271 | 2.2628 | 2.7881 | 3.3877 | 3.9866 | 4.2695 | 3.888 | 3.6322 | 3.3133 | 3.1385
2022-02-13 | 3.0631 | 2.82 | 2.7759 | 2.7503 | 2.6647 | 2.7255 | 2.8194 | 2.8252 | 2.765 | 2.452 | 2.0398 | 1.6745 | 1.4231 | 1.555 | 1.8563 | 2.0635 | 2.5942 | 3.2464 | 4.6414 | 4.8908 | 4.3572 | 3.5381 | 3.1255 | 2.8625
2022-02-14 | 2.7468 | 2.8212 | 2.6408 | 2.6213 | 2.7295 | 3.2315 | 3.6191 | 3.5537 | 3.3611 | 2.7408 | 2.4074 | 2.39 | 2.2008 | 2.1959 | 2.4802 | 2.8473 | 3.616 | 4.229 | 4.9268 | 4.9655 | 4.4645 | 4.1715 | 3.6878 | 3.6053
2022-02-15 | 3.1441 | 2.936 | 2.8723 | 2.9767 | 2.9221 | 3.0455 | 3.6871 | 3.633 | 4.2294 | 3.9106 | 3.3626 | 3.1951 | 3.0149 | 3.3504 | 3.4391 | 3.6475 | 3.9924 | 4.4513 | 5.324 | 5.3213 | 4.7769 | 4.3921 | 4.1099 | 3.5152
2022-02-16 | 3.1743 | 3.0388 | 3.0294 | 3.277 | 3.1749 | 3.2481 | 3.4985 | 3.6418 | 3.9864 | 3.7334 | 3.3985 | 3.411 | 3.7403 | 3.9146 | 3.9365 | 4.3003 | 4.8441 | 4.7876 | 4.943 | 4.9387 | 4.6127 | 4.1127 | 3.9465 | 3.5987
2022-02-17 | 3.4281 | 3.0661 | 3.0907 | 3.1531 | 3.2051 | 3.3251 | 4.1843 | 4.3328 | 4.4747 | 4.2144 | 3.7726 | 2.8705 | 2.614 | 2.7242 | 3.0289 | 2.8718 | 3.8532 | 3.8878 | 4.6644 | 4.9604 | 4.7916 | 4.4667 | 3.9531 | 3.7261
2022-02-18 | 3.1577 | 3.0117 | 2.9767 | 2.9526 | 2.8707 | 3.1729 | 4.1206 | 4.3577 | 3.6069 | 3.6477 | 3.1203 | 2.4452 | 2.5458 | 2.8709 | 2.6408 | 2.7779 | 3.3216 | 3.97 | 4.4251 | 4.8764 | 4.5979 | 4.4651 | 3.7542 | 3.3673
2022-02-19 | 3.3075 | 2.9335 | 2.8737 | 2.8258 | 2.798 | 2.82 | 2.8685 | 2.8958 | 2.7557 | 2.681 | 2.5196 | 2.0746 | 1.8735 | 2.0471 | 2.3782 | 3.1346 | 3.6746 | 4.1974 | 4.3061 | 4.3461 | 4.1285 | 4.1742 | 3.6059 | 3.3271
2022-02-20 | 3.1581 | 3.2606 | 2.9682 | 2.86 | 2.7172 | 2.7538 | 2.8607 | 2.9622 | 3.1368 | 2.8 | 2.6607 | 2.5984 | 3.0066 | 2.8463 | 2.6167 | 2.9297 | 3.3454 | 4.1624 | 4.6403 | 4.5517 | 3.7409 | 3.2731 | 3.5826 | 3.0667
2022-02-21 | 2.8076 | 2.7016 | 2.7823 | 2.6682 | 2.6936 | 2.78 | 2.8453 | 2.9903 | 3.0987 | 2.7117 | 2.2756 | 1.6302 | 1.635 | 1.9361 | 2.3755 | 2.7039 | 2.9113 | 3.6163 | 4.6912 | 5.2385 | 4.2044 | 4.0839 | 3.9873 | 3.2236
2022-02-22 | 2.9216 | 3.071 | 2.9132 | 2.7725 | 2.7186 | 2.9264 | 3.6028 | 3.523 | 2.9386 | 2.7238 | 2.5427 | 2.2305 | 2.1495 | 2.4235 | 2.616 | 2.7374 | 3.3723 | 4.2837 | 5.2068 | 5.2292 | 4.6765 | 4.7457 | 4.0231 | 3.3505
2022-02-23 | 2.9916 | 2.8568 | 2.9077 | 2.6997 | 2.5918 | 2.8411 | 3.4651 | 3.6629 | 3.5226 | 2.97 | 2.7872 | 2.4937 | 2.3779 | 2.5267 | 2.7241 | 3.2315 | 3.5152 | 4.0153 | 5.0246 | 5.3164 | 4.7751 | 4.2329 | 4.002 | 3.8101
2022-02-24 | 3.394 | 3.175 | 3.0711 | 3.2271 | 3.0268 | 3.2315 | 3.8659 | 3.9624 | 4.1754 | 3.7097 | 3.4339 | 4.0179 | 3.9895 | 3.5593 | 3.5296 | 3.7755 | 4.6243 | 4.6254 | 4.9374 | 4.9123 | 4.4749 | 4.0176 | 3.8836 | 3.4591
2022-02-25 | 3.0877 | 2.9566 | 2.8876 | 2.8616 | 2.8852 | 3.0985 | 3.8725 | 3.9671 | 3.5655 | 3.2782 | 2.6126 | 2.3398 | 2.4408 | 2.8051 | 2.8639 | 3.0882 | 3.6163 | 4.3858 | 4.7547 | 4.7551 | 4.5828 | 4.5538 | 4.0331 | 3.5861
2022-02-26 | 3.678 | 3.2474 | 3.0394 | 2.9669 | 2.8634 | 3.2429 | 3.3294 | 3.4029 | 3.266 | 2.8806 | 2.5285 | 2.0345 | 2.2874 | 2.4567 | 2.5083 | 2.8251 | 3.6392 | 4.4821 | 4.464 | 4.6713 | 4.4296 | 4.04 | 3.8141 | 3.4847
2022-02-27 | 3.5009 | 3.0698 | 2.9893 | 2.9458 | 2.801 | 2.8783 | 3.0753 | 3.4477 | 3.1677 | 2.7231 | 2.6301 | 2.4934 | 2.3883 | 2.2748 | 2.8198 | 2.9969 | 3.4145 | 4.3903 | 5.1697 | 5.1808 | 4.3469 | 3.7849 | 3.4019 | 2.9971
2022-02-28 | 2.9469 | 2.9431 | 2.7287 | 2.7618 | 2.8548 | 3.1101 | 3.9701 | 3.899 | 3.8086 | 3.327 | 2.8595 | 2.4398 | 2.5561 | 2.6265 | 2.8687 | 3.1778 | 4.0185 | 4.5407 | 4.9934 | 4.8703 | 4.652 | 4.3828 | 3.694 | 3.2703
2022-03-01 | 3.1797 | 3.1154 | 2.8787 | 2.8656 | 2.8369 | 3.4214 | 3.8672 | 3.8572 | 3.5317 | 3.1255 | 2.6406 | 2.446 | 2.5694 | 2.4745 | 2.5594 | 2.8039 | 3.6815 | 4.1345 | 4.8576 | 5.1303 | 4.6196 | 4.1927 | 4.0172 | 3.7962
2022-03-02 | 3.3184 | 3.1438 | 2.7418 | 2.6642 | 2.663 | 3.3856 | 3.7636 | 3.5621 | 4.0008 | 3.6644 | 3.1834 | 2.7738 | 2.6718 | 2.4693 | 2.862 | 3.5844 | 4.235 | 4.0915 | 4.8241 | 5.181 | 4.7716 | 4.5618 | 4.2505 | 3.4311
2022-03-03 | 3.2185 | 3.1766 | 3.3098 | 3.0953 | 3.045 | 3.3967 | 4.3265 | 4.4439 | 4.095 | 3.3882 | 2.5697 | 2.4604 | 2.5343 | 2.3866 | 2.9239 | 3.1183 | 3.5753 | 4.1346 | 4.7948 | 4.8683 | 4.5203 | 4.1878 | 3.8119 | 3.2777
2022-03-04 | 3.0832 | 2.9947 | 3.0885 | 3.2041 | 2.8575 | 3.0354 | 3.5373 | 3.6992 | 3.4329 | 2.8704 | 2.6438 | 2.6148 | 2.8747 | 2.7346 | 2.4949 | 3.292 | 3.7503 | 4.1185 | 4.6151 | 4.8551 | 4.3724 | 3.9944 | 4.157 | 3.7453
2022-03-05 | 3.1355 | 3.1891 | 3.096 | 2.9466 | 2.8522 | 3.0051 | 3.4581 | 3.4704 | 3.0093 | 3.1402 | 3.233 | 2.6079 | 2.382 | 2.3912 | 2.5547 | 2.5998 | 3.284 | 4.0188 | 4.4488 | 4.1696 | 4.0314 | 4.2042 | 3.8947 | 3.4045
2022-03-06 | 3.3887 | 3.1584 | 2.9067 | 2.9051 | 2.7668 | 2.9592 | 2.8888 | 2.889 | 2.8714 | 2.7617 | 2.3755 | 2.1518 | 2.0048 | 2.1701 | 2.1645 | 2.2036 | 2.8493 | 3.814 | 4.7137 | 4.885 | 4.2735 | 3.5962 | 3.2752 | 2.983
2022-03-07 | 3.0565 | 2.9286 | 2.8061 | 2.7197 | 2.767 | 3.3411 | 3.9868 | 3.7078 | 3.6274 | 2.9158 | 2.5367 | 2.1537 | 2.1817 | 2.4799 | 2.4371 | 2.6513 | 3.2408 | 4.0211 | 4.7513 | 5.1617 | 4.5808 | 4.0234 | 3.6407 | 3.4099
2022-03-08 | 3.334 | 3.1765 | 2.9573 | 2.8928 | 2.882 | 3.3613 | 4.2742 | 3.9088 | 3.6876 | 3.2833 | 2.8337 | 2.4521 | 2.2996 | 2.5321 | 2.3778 | 2.455 | 2.909 | 3.8753 | 4.7359 | 5.0775 | 4.5344 | 3.9234 | 3.6763 | 3.1302
2022-03-09 | 3.078 | 3.1145 | 2.9437 | 2.9216 | 2.8824 | 3.1464 | 4.1395 | 3.5193 | 2.9817 | 2.2521 | 1.8982 | 1.9037 | 2.207 | 2.1037 | 1.9508 | 2.4505 | 2.953 | 3.4272 | 4.4267 | 4.954 | 4.4656 | 3.7439 | 3.7068 | 3.3655
2022-03-10 | 2.9197 | 2.8524 | 2.9242 | 2.7256 | 2.7476 | 3.0562 | 3.7823 | 4.0543 | 3.5811 | 3.1019 | 2.5865 | 2.3635 | 2.2875 | 2.3221 | 2.5139 | 2.7336 | 3.1169 | 3.6007 | 4.8041 | 5.0518 | 4.4532 | 3.9219 | 3.5725 | 3.1579
2022-03-11 | 2.9785 | 2.9584 | 3.0398 | 2.8402 | 2.8535 | 3.2572 | 4.0835 | 3.5917 | 3.3197 | 3.034 | 2.4953 | 2.3161 | 2.4843 | 2.3523 | 2.1434 | 2.4291 | 3.0976 | 3.4414 | 3.9223 | 4.221 | 3.7484 | 3.8521 | 3.7548 | 3.3973
2022-03-12 | 3.1918 | 2.9316 | 2.7418 | 2.7138 | 2.6784 | 2.837 | 3.0495 | 3.183 | 2.9111 | 2.5164 | 2.0715 | 1.4182 | 1.5768 | 1.5567 | 1.662 | 2.266 | 3.0477 | 3.3586 | 3.9852 | 4.3799 | 4.0069 | 3.551 | 3.3125 | 3.0836
2022-03-13 | 3.0756 | 2.7886 | 2.7197 | 2.7426 | 2.779 | 2.7209 | 2.8859 | 3.0108 | 3.2198 | 2.9219 | 2.0737 | 2.0123 | 2.1739 | 1.7677 | 2.2556 | 2.7987 | 3.4157 | 3.7981 | 4.4151 | 4.2913 | 3.8569 | 3.504 | 3.4861 | 2.9164
2022-03-14 | 2.8394 | 2.8603 | 2.6342 | 2.6067 | 2.6897 | 3.0054 | 3.9327 | 4.1398 | 3.6738 | 2.8415 | 2.9105 | 2.7575 | 3.0044 | 2.6082 | 2.6342 | 3.4233 | 3.5668 | 4.037 | 4.9123 | 4.9385 | 4.128 | 3.7995 | 3.7374 | 3.0931
2022-03-15 | 2.9255 | 2.2916 | 1.818 | 2.0543 | 2.6055 | 2.9755 | 4.1009 | 4.3288 | 3.8385 | 3.777 | 3.6296 | 3.5511 | 3.5346 | 3.6595 | 3.7436 | 3.5854 | 4.0375 | 4.3418 | 5.1444 | 5.0233 | 4.5919 | 4.1701 | 3.6865 | 3.2049
2022-03-16 | 2.9703 | 3.0293 | 2.7983 | 2.6054 | 2.6965 | 3.014 | 3.6438 | 4.1273 | 4.0437 | 3.3654 | 3.082 | 2.7413 | 3.0348 | 2.7342 | 2.7178 | 3.8371 | 3.9342 | 4.162 | 5.1063 | 5.3215 | 4.7712 | 4.1205 | 3.8367 | 3.7156
2022-03-17 | 3.145 | 3.0439 | 3.1119 | 2.8507 | 2.9214 | 3.388 | 4.1704 | 4.268 | 3.8635 | 3.2459 | 2.8652 | 2.6515 | 2.538 | 2.564 | 2.9356 | 3.3272 | 3.8294 | 4.5182 | 5.1614 | 5.4574 | 4.8499 | 4.1896 | 3.6324 | 3.3696
2022-03-18 | 2.9995 | 2.8742 | 2.8065 | 2.8488 | 2.9249 | 3.0808 | 3.67 | 3.8106 | 3.538 | 3.3389 | 3.2637 | 2.8948 | 2.689 | 2.993 | 3.2761 | 3.7526 | 4.1754 | 4.0362 | 4.6868 | 5.0162 | 4.642 | 4.3066 | 3.9739 | 3.6298
2022-03-19 | 3.5031 | 3.2237 | 2.9836 | 3.0365 | 3.1966 | 3.115 | 3.271 | 3.1907 | 2.9995 | 2.5982 | 2.276 | 2.0126 | 1.9029 | 2.2209 | 2.3358 | 2.5312 | 3.2096 | 3.9449 | 4.5446 | 4.6687 | 4.3139 | 4.2456 | 3.7278 | 3.4455
2022-03-20 | 3.4246 | 3.2972 | 2.991 | 2.9108 | 2.8277 | 3.1398 | 3.296 | 3.234 | 2.9395 | 2.8262 | 2.5072 | 2.5549 | 2.3597 | 2.2481 | 2.2887 | 2.321 | 2.642 | 3.3944 | 4.5889 | 4.7453 | 4.4043 | 3.9672 | 3.5978 | 3.2029
2022-03-21 | 3.1562 | 3.0768 | 2.7849 | 2.555 | 2.6172 | 3.0053 | 3.2373 | 3.3421 | 3.4898 | 3.0371 | 2.6806 | 2.2262 | 2.5929 | 3.3475 | 3.1576 | 3.3155 | 3.5107 | 3.5742 | 4.26 | 4.8589 | 4.5105 | 3.8434 | 3.4958 | 3.4129
2022-03-22 | 3.1817 | 2.883 | 2.7771 | 2.9676 | 2.9109 | 3.1723 | 3.653 | 3.8081 | 3.915 | 3.778 | 3.329 | 2.7205 | 2.721 | 2.9994 | 2.9966 | 3.3681 | 4.0611 | 4.3357 | 4.7631 | 4.8951 | 4.4996 | 4.0327 | 3.468 | 3.2406
2022-03-23 | 3.0288 | 2.8381 | 2.8301 | 2.8355 | 2.8901 | 3.4784 | 3.7072 | 3.7175 | 3.6018 | 3.1236 | 2.8415 | 2.522 | 2.8432 | 2.7008 | 2.9466 | 3.3547 | 3.7983 | 4.398 | 4.8389 | 4.9124 | 4.2402 | 3.6978 | 3.5021 | 3.3166
2022-03-24 | 3.2876 | 3.0791 | 2.8734 | 2.8361 | 3.0612 | 3.2407 | 3.6819 | 3.7332 | 3.9531 | 3.8181 | 3.1296 | 2.3522 | 2.5343 | 2.9127 | 3.0551 | 3.4182 | 3.8097 | 4.5253 | 4.9523 | 5.0743 | 4.4219 | 4.0128 | 3.7403 | 3.3953
2022-03-25 | 3.3559 | 3.2212 | 2.9843 | 2.972 | 2.9231 | 3.2757 | 3.798 | 3.5328 | 3.1544 | 3.2225 | 2.8554 | 2.6444 | 2.6028 | 2.9438 | 2.8885 | 3.5604 | 3.9482 | 4.5982 | 4.4981 | 4.4895 | 4.4917 | 4.31 | 3.836 | 3.6157
2022-03-26 | 3.5347 | 3.2394 | 3.0076 | 2.9681 | 3.2355 | 3.2603 | 3.5365 | 3.7973 | 3.9779 | 4.2671 | 3.8262 | 3.1812 | 3.0073 | 2.9689 | 2.9863 | 3.1001 | 3.3321 | 3.8116 | 3.8936 | 4.2292 | 4.1245 | 3.6388 | 3.4736 | 3.2703
2022-03-27 | 3.0909 | 2.8058 | 2.7138 | 2.6153 | 2.5487 | 2.6258 | 2.6912 | 2.8726 | 2.7527 | 2.5785 | 2.0834 | 1.6288 | 1.7101 | 1.6799 | 1.6121 | 1.9813 | 2.6668 | 3.3382 | 3.9189 | 4.6576 | 4.4694 | 3.9692 | 3.7215 | 3.5281
2022-03-28 | 3.1444 | 2.8384 | 2.7774 | 2.8633 | 2.9996 | 3.1118 | 3.4352 | 3.4948 | 3.4303 | 3.5903 | 2.6561 | 2.657 | 2.6075 | 2.3283 | 2.2735 | 2.5693 | 3.0103 | 3.5572 | 4.315 | 4.924 | 4.5047 | 3.9373 | 3.9363 | 3.4165
2022-03-29 | 2.9586 | 3.0114 | 2.9752 | 2.821 | 2.8291 | 3.1053 | 3.9595 | 3.5927 | 2.928 | 2.6403 | 2.4808 | 2.2104 | 2.2017 | 2.3077 | 2.294 | 2.5544 | 3.2464 | 4.1381 | 4.5254 | 5.0438 | 4.7597 | 4.3887 | 3.9196 | 3.6218
2022-03-30 | 3.1163 | 2.9924 | 2.9235 | 2.9148 | 2.9312 | 3.4605 | 3.805 | 3.6285 | 3.3436 | 2.7917 | 2.4476 | 2.2311 | 2.4122 | 2.3512 | 2.3892 | 2.7145 | 3.4818 | 4.0381 | 4.527 | 5.1388 | 4.8313 | 4.4 | 3.9626 | 3.6557
2022-03-31 | 3.3357 | 2.9449 | 2.8852 | 3.0606 | 3.14 | 3.4124 | 3.8434 | 3.8282 | 3.5341 | 3.0625 | 2.6276 | 2.3654 | 2.507 | 2.5561 | 2.5282 | 2.9236 | 3.7105 | 4.239 | 4.6884 | 5.2335 | 4.9538 | 4.4791 | 3.7517 | 3.3432
2022-04-01 | 3.313 | 3.0035 | 2.881 | 2.8272 | 2.8678 | 3.029 | 3.5119 | 3.5598 | 3.0346 | 2.6032 | 2.2168 | 2.1121 | 2.2605 | 2.3524 | 2.3483 | 2.6381 | 3.4528 | 3.8532 | 4.4415 | 5.1218 | 4.7633 | 4.3351 | 3.854 | 3.5295
2022-04-02 | 3.4385 | 3.1419 | 2.9149 | 2.8701 | 2.9882 | 3.0979 | 3.1522 | 3.1853 | 2.8866 | 3.0113 | 2.6647 | 2.7388 | 2.9178 | 2.9916 | 3.1048 | 3.1161 | 2.9931 | 3.9398 | 4.1129 | 4.6774 | 4.395 | 4.07 | 3.6428 | 3.2947
2022-04-03 | 3.3284 | 2.9963 | 2.8717 | 2.854 | 2.7518 | 2.8685 | 2.8584 | 2.8901 | 2.9644 | 2.6562 | 2.3443 | 2.5506 | 2.5441 | 2.367 | 2.4836 | 2.8546 | 3.1688 | 3.8082 | 4.6322 | 5.135 | 4.5477 | 4.2499 | 4.092 | 3.7075
2022-04-04 | 3.3658 | 3.0645 | 3.0268 | 3.029 | 3.0839 | 3.5918 | 4.6713 | 4.4973 | 4.5616 | 4.2538 | 3.939 | 3.5207 | 4.0975 | 4.1259 | 4.1409 | 4.0558 | 4.8475 | 5.1098 | 5.1904 | 4.8755 | 4.2557 | 3.8827 | 3.5112 | 3.336
2022-04-05 | 3.0719 | 2.9129 | 2.8731 | 2.5572 | 2.3756 | 2.5055 | 3.0563 | 3.8336 | 3.4134 | 2.9966 | 3.3413 | 2.969 | 2.6997 | 2.8088 | 3.2204 | 3.3816 | 4.2172 | 4.7311 | 4.9285 | 4.996 | 4.8077 | 4.3322 | 3.8131 | 3.6233
2022-04-06 | 3.1211 | 2.9115 | 2.898 | 2.929 | 2.9177 | 3.3146 | 4.0645 | 4.4711 | 3.5754 | 3.533 | 3.7623 | 3.5674 | 2.7674 | 2.8478 | 3.2715 | 3.511 | 4.0226 | 4.5629 | 5.0466 | 5.2682 | 4.8394 | 4.4809 | 3.9673 | 3.2944
2022-04-07 | 3.2339 | 3.1294 | 3.0789 | 3.2498 | 3.124 | 3.5095 | 4.2604 | 4.1734 | 4.4892 | 4.3308 | 3.8206 | 4.0474 | 3.2753 | 3.2205 | 3.6678 | 3.9011 | 4.4583 | 4.435 | 4.9268 | 5.2727 | 4.8848 | 4.2707 | 4.389 | 3.8184
2022-04-08 | 3.14 | 2.9918 | 2.9215 | 2.966 | 3.0454 | 3.1515 | 3.434 | 3.6514 | 3.6263 | 3.2235 | 2.913 | 2.6575 | 2.7168 | 2.5878 | 3.0546 | 3.4929 | 3.2807 | 3.8749 | 4.8422 | 5.1613 | 4.5813 | 4.0945 | 3.9091 | 3.4261
2022-04-09 | 3.4546 | 3.2602 | 2.9456 | 2.9174 | 3.0704 | 3.3185 | 3.1888 | 3.1844 | 3.1651 | 2.9469 | 2.856 | 2.6763 | 2.7076 | 2.6792 | 3.0437 | 3.5278 | 3.7676 | 4.3268 | 5.0076 | 4.9852 | 4.3604 | 4.4823 | 4.4082 | 3.6275
2022-04-10 | 3.3032 | 3.1809 | 3.3757 | 3.0272 | 2.9334 | 2.9436 | 3.0709 | 3.2195 | 3.0337 | 3.284 | 3.1242 | 2.8502 | 2.631 | 2.5767 | 2.7475 | 2.911 | 3.4607 | 3.8088 | 4.3571 | 4.9542 | 4.5841 | 4.2227 | 3.6362 | 3.1445
2022-04-11 | 2.9884 | 2.9375 | 3.0859 | 2.9299 | 2.9337 | 3.2626 | 4.098 | 4.077 | 3.4156 | 2.8594 | 2.4711 | 2.3111 | 2.2002 | 2.3097 | 2.45 | 2.5093 | 2.9843 | 3.8659 | 4.6376 | 5.1936 | 4.6388 | 3.9956 | 3.5671 | 3.1541
2022-04-12 | 3.0718 | 3.0568 | 2.8733 | 2.8239 | 3.0482 | 3.3748 | 3.7377 | 3.5719 | 3.2376 | 2.6357 | 2.3587 | 2.1837 | 2.3091 | 2.4544 | 2.4178 | 2.6503 | 3.2884 | 4.0284 | 4.6017 | 5.1025 | 4.8201 | 4.2433 | 3.7074 | 3.2032
2022-04-13 | 3.1526 | 3.027 | 2.8737 | 2.8733 | 2.9284 | 3.206 | 3.4668 | 3.5131 | 3.1216 | 2.7378 | 2.511 | 2.4094 | 2.3641 | 2.5421 | 2.7557 | 3.2794 | 3.5878 | 3.8857 | 4.8599 | 5.2732 | 4.8364 | 3.9318 | 3.6075 | 3.6118
2022-04-14 | 3.0661 | 2.9309 | 2.9173 | 3.0216 | 3.1249 | 3.2853 | 3.8126 | 3.6866 | 3.2669 | 2.8589 | 2.6317 | 2.3944 | 2.4952 | 2.4666 | 2.4874 | 2.6981 | 3.5727 | 3.9299 | 4.475 | 5.2659 | 4.8144 | 4.1831 | 3.5795 | 3.3849
2022-04-15 | 3.0637 | 2.9359 | 2.8724 | 2.8713 | 2.8689 | 3.0973 | 4.0406 | 3.8968 | 3.452 | 2.8361 | 2.5366 | 2.4969 | 2.6071 | 2.6981 | 2.6479 | 3.0912 | 3.8362 | 4.5684 | 5.0353 | 5.2679 | 4.7849 | 4.2272 | 4.1747 | 3.7041
2022-04-16 | 3.6367 | 3.2983 | 3.0943 | 3.0547 | 3.14 | 3.3283 | 3.0935 | 2.9936 | 2.932 | 2.6436 | 2.3054 | 2.1616 | 2.0833 | 2.2381 | 2.23 | 2.5544 | 3.2237 | 3.9614 | 4.5159 | 4.7554 | 4.0421 | 3.8438 | 3.9406 | 3.5627
2022-04-17 | 3.6645 | 3.3191 | 3.089 | 3.0375 | 3.0867 | 3.3813 | 3.4024 | 3.115 | 2.7219 | 2.5232 | 2.6718 | 2.52 | 2.3656 | 2.2475 | 2.2418 | 2.6883 | 3.0738 | 3.6299 | 4.8262 | 5.2701 | 4.9453 | 4.5214 | 4.0755 | 3.3893
2022-04-18 | 3.1869 | 3.279 | 3.2423 | 3.0546 | 3.0474 | 3.7936 | 4.1761 | 3.9286 | 3.7445 | 2.9927 | 2.7299 | 2.5959 | 2.5352 | 2.7805 | 3.0267 | 2.8933 | 3.3985 | 4.3719 | 5.0083 | 5.1494 | 4.6919 | 4.0824 | 3.4826 | 3.129
2022-04-19 | 3.1529 | 3.0116 | 2.8808 | 2.9128 | 3.1092 | 3.2543 | 3.7354 | 3.9778 | 4.0515 | 3.6594 | 2.9033 | 2.701 | 2.676 | 2.5811 | 2.7658 | 3.0692 | 3.4768 | 4.0376 | 4.8634 | 5.1638 | 4.6541 | 3.7724 | 3.504 | 3.1258
2022-04-20 | 2.906 | 3.0176 | 2.8993 | 2.849 | 2.8857 | 3.1872 | 3.6482 | 3.6149 | 3.1108 | 2.8412 | 2.6039 | 2.3038 | 2.2064 | 2.5619 | 2.6205 | 2.8574 | 3.4928 | 4.2246 | 4.7509 | 5.1965 | 4.6635 | 4.0055 | 3.538 | 3.1971
2022-04-21 | 3.0935 | 3.1839 | 2.9688 | 2.9378 | 2.9694 | 3.5916 | 4.153 | 3.671 | 4.0644 | 3.5408 | 3.518 | 3.3376 | 3.6319 | 3.347 | 3.5745 | 3.7085 | 4.3525 | 4.638 | 4.7725 | 5.1972 | 4.8986 | 4.1245 | 4.0911 | 3.8798
2022-04-22 | 3.2872 | 3.0929 | 3.026 | 2.9203 | 2.909 | 3.3233 | 3.515 | 3.7317 | 3.9791 | 3.5768 | 3.0083 | 2.7533 | 2.8726 | 2.679 | 2.5048 | 2.6283 | 3.3429 | 4.0161 | 4.0804 | 4.4398 | 4.3527 | 3.8209 | 3.7145 | 3.4716
2022-04-23 | 3.2433 | 2.9419 | 2.8408 | 2.8095 | 2.8594 | 2.9887 | 3.4262 | 3.0793 | 2.904 | 2.8854 | 2.452 | 2.0597 | 2.251 | 2.0615 | 2.3836 | 2.6952 | 3.2395 | 3.2928 | 4.1467 | 4.7733 | 4.4223 | 3.7047 | 3.696 | 3.6474
2022-04-24 | 3.0879 | 2.995 | 3.0536 | 3.0446 | 2.9355 | 2.9524 | 2.8695 | 2.8115 | 2.8773 | 2.6158 | 2.2701 | 2.0662 | 2.1943 | 1.9643 | 2.1258 | 2.5039 | 2.9257 | 3.7676 | 4.4169 | 5.1089 | 4.7835 | 3.9653 | 3.5833 | 3.4594
2022-04-25 | 3.1352 | 2.8521 | 2.8093 | 2.7718 | 2.87 | 3.3441 | 4.0271 | 3.4274 | 3.4944 | 3.4005 | 3.2026 | 2.6422 | 2.5741 | 2.5961 | 2.6948 | 3.0723 | 3.5794 | 4.1788 | 4.7236 | 5.2186 | 4.7012 | 4.0078 | 3.5902 | 3.1982
2022-04-26 | 3.0855 | 3.1737 | 2.9117 | 2.8322 | 2.8654 | 3.0372 | 3.6058 | 3.1539 | 3.3997 | 2.8299 | 2.759 | 2.8109 | 2.5654 | 2.5329 | 3.1779 | 2.9693 | 3.2017 | 3.8949 | 4.6853 | 5.036 | 4.6102 | 3.825 | 3.413 | 3.1037
2022-04-27 | 2.9408 | 2.93 | 2.9944 | 2.8649 | 2.8854 | 3.2728 | 3.7485 | 3.5905 | 3.4651 | 3.1177 | 2.7962 | 2.472 | 2.4814 | 2.6619 | 2.6263 | 2.7059 | 3.2697 | 4.1283 | 4.6915 | 5.2483 | 4.7245 | 3.7205 | 3.1767 | 2.9048
2022-04-28 | 2.9231 | 2.8715 | 2.6497 | 2.7275 | 2.8599 | 2.9195 | 3.2801 | 3.2995 | 3.3399 | 3.0689 | 2.8388 | 2.728 | 2.4969 | 2.8071 | 3.011 | 3.4195 | 4.2492 | 4.2779 | 4.758 | 5.276 | 4.8729 | 4.032 | 3.3614 | 3.0227
2022-04-29 | 3.0402 | 2.9475 | 2.8243 | 2.7699 | 2.843 | 3.1199 | 3.8087 | 3.8051 | 3.9037 | 4.0222 | 3.6945 | 3.5042 | 3.161 | 3.0831 | 3.4292 | 3.7432 | 3.712 | 3.7252 | 4.4762 | 4.8083 | 4.1526 | 3.9115 | 3.9325 | 3.1337
2022-04-30 | 2.9683 | 2.9731 | 2.8509 | 2.8393 | 2.8795 | 3.2045 | 3.1197 | 3.3071 | 3.2909 | 3.0471 | 3.0618 | 2.6443 | 2.4708 | 2.682 | 2.6667 | 2.7129 | 2.8733 | 3.5645 | 4.2013 | 3.9494 | 3.6899 | 3.7145 | 3.3224 | 2.9425
2022-05-01 | 2.7769 | 2.8739 | 2.7016 | 2.629 | 2.6987 | 2.8414 | 3.009 | 2.763 | 2.542 | 2.5438 | 2.2524 | 1.8812 | 1.9483 | 2.172 | 2.3091 | 2.4658 | 2.7162 | 3.2986 | 3.8399 | 4.2702 | 4.1691 | 3.7501 | 3.1282 | 2.8517
2022-05-02 | 2.9149 | 2.7654 | 2.7081 | 2.7114 | 2.7997 | 3.2193 | 3.4798 | 3.4542 | 3.6713 | 2.7607 | 2.4863 | 2.485 | 2.3873 | 2.401 | 2.7158 | 2.9516 | 2.8058 | 3.3004 | 4.4803 | 4.748 | 4.3478 | 4.2471 | 3.9104 | 3.0764
2022-05-03 | 3.0156 | 3.0198 | 2.8007 | 2.8068 | 2.844 | 3.0987 | 3.5171 | 2.8615 | 2.8108 | 2.6607 | 2.5545 | 2.3278 | 2.3078 | 2.3352 | 2.5828 | 3.0616 | 3.9396 | 4.2344 | 4.4631 | 4.949 | 4.4061 | 3.7661 | 3.3065 | 3.0253
2022-05-04 | 3.0075 | 2.8605 | 2.7601 | 2.7125 | 2.8024 | 3.0855 | 3.771 | 4.1798 | 4.2663 | 4.1439 | 3.4367 | 3.7517 | 3.6832 | 3.44 | 3.85 | 3.9884 | 3.9741 | 4.2266 | 4.8953 | 5.1795 | 4.3551 | 3.6851 | 3.9152 | 3.1697
2022-05-05 | 2.8821 | 3.0024 | 2.7227 | 2.5386 | 2.6056 | 2.9469 | 3.5539 | 3.3069 | 3.5036 | 3.2996 | 2.7725 | 2.8943 | 3.2886 | 3.5126 | 3.4254 | 3.6482 | 3.6937 | 4.6256 | 4.8077 | 4.9758 | 4.74 | 4.4605 | 3.9943 | 3.3054
2022-05-06 | 3.0407 | 2.9005 | 2.9895 | 2.9959 | 3.0028 | 3.46 | 4.1889 | 4.2823 | 3.7107 | 3.0692 | 3.6399 | 3.6601 | 3.5234 | 2.7558 | 3.0819 | 3.7777 | 3.9477 | 4.0963 | 4.9522 | 4.9087 | 4.389 | 4.3792 | 4.1715 | 3.4231
2022-05-07 | 3.1631 | 3.0289 | 2.7784 | 2.6501 | 2.6272 | 2.859 | 2.9515 | 2.8339 | 2.7751 | 2.8787 | 2.8313 | 2.6399 | 2.5474 | 2.6148 | 2.606 | 2.683 | 3.2043 | 3.9014 | 4.4352 | 4.3392 | 4.1799 | 4.0589 | 3.6697 | 3.1181
2022-05-08 | 2.903 | 2.9649 | 2.8834 | 2.7661 | 2.7954 | 2.8432 | 2.8507 | 2.7673 | 2.6163 | 2.3669 | 2.2309 | 1.9827 | 1.6664 | 1.8873 | 2.0456 | 2.3159 | 2.5502 | 3.1155 | 4.2647 | 4.8208 | 4.355 | 3.6042 | 3.6339 | 3.1201
2022-05-09 | 2.8912 | 2.8526 | 2.9126 | 2.7539 | 2.8403 | 3.2716 | 4.1785 | 3.6767 | 3.0775 | 2.8336 | 2.4705 | 2.4096 | 2.558 | 2.4578 | 2.3718 | 2.5384 | 3.0399 | 3.854 | 4.3149 | 4.8511 | 4.5254 | 3.9877 | 3.312 | 3.1063
2022-05-10 | 3.0041 | 2.7675 | 2.5589 | 2.6071 | 2.8041 | 2.8844 | 3.2526 | 3.4022 | 3.8171 | 3.7032 | 3.2971 | 3.9541 | 3.6391 | 4.0094 | 3.6233 | 3.2834 | 3.7144 | 4.1828 | 4.7101 | 5.2786 | 4.8624 | 4.2235 | 3.81 | 3.6558
2022-05-11 | 3.0266 | 2.9095 | 2.8404 | 2.8387 | 2.8465 | 3.2155 | 4.0019 | 3.9625 | 3.4103 | 3.0163 | 2.5823 | 2.3656 | 2.3374 | 2.3596 | 2.5902 | 2.8593 | 3.1511 | 3.9374 | 4.8144 | 5.2821 | 5.1202 | 4.3586 | 3.7893 | 3.2802
2022-05-12 | 3.066 | 3.1296 | 2.907 | 2.8314 | 2.863 | 3.2969 | 4.0819 | 3.6296 | 3.3754 | 2.9405 | 2.8604 | 2.7887 | 2.6188 | 2.5883 | 3.0277 | 3.18 | 3.6399 | 4.451 | 5.1229 | 5.2855 | 5.0742 | 4.4633 | 3.9672 | 3.5181
2022-05-13 | 3.2164 | 3.0841 | 3.0726 | 3.1674 | 3.2501 | 3.4824 | 3.9684 | 3.8128 | 3.6707 | 3.2414 | 2.7883 | 2.7291 | 3.0137 | 3.043 | 3.2141 | 3.3493 | 3.4935 | 3.7033 | 4.52 | 5.143 | 4.7533 | 4.0617 | 3.8025 | 3.6506
2022-05-14 | 3.1483 | 3.0094 | 3.1301 | 2.8819 | 2.8515 | 2.979 | 3.1694 | 3.2252 | 2.6388 | 2.2612 | 1.989 | 1.772 | 1.7447 | 1.887 | 2.3147 | 2.5314 | 2.9312 | 3.8343 | 4.5014 | 4.9445 | 4.3704 | 3.7846 | 3.689 | 3.3074
2022-05-15 | 3.1677 | 3.1209 | 2.8663 | 2.8397 | 2.8403 | 2.9023 | 3.1445 | 2.9717 | 2.6069 | 2.4241 | 2.3141 | 2.1783 | 2.1019 | 2.1846 | 2.2563 | 2.4389 | 2.9314 | 3.9265 | 4.572 | 4.9865 | 4.4322 | 3.8833 | 3.7349 | 3.3759
2022-05-16 | 3.1755 | 2.9869 | 2.8031 | 2.7507 | 2.6988 | 2.9719 | 3.3633 | 3.2146 | 3.5299 | 3.3287 | 3.0289 | 3.0053 | 2.794 | 2.6842 | 2.7691 | 3.1416 | 4.2257 | 4.6431 | 5.0063 | 4.8 | 4.1604 | 3.6345 | 3.7764 | 3.291
2022-05-17 | 2.8852 | 2.9991 | 2.9295 | 2.7867 | 2.8361 | 3.0983 | 4.0262 | 3.9313 | 3.4663 | 3.4485 | 2.9863 | 2.5754 | 2.43 | 2.5805 | 2.6422 | 2.7951 | 3.8242 | 4.5196 | 4.6674 | 4.9129 | 4.7236 | 4.1671 | 3.5876 | 3.5515
2022-05-18 | 3.0636 | 2.8547 | 2.8042 | 2.7594 | 2.8817 | 3.1242 | 3.1993 | 2.9038 | 2.8672 | 2.6464 | 2.5466 | 2.397 | 2.3374 | 2.4489 | 2.729 | 2.8722 | 3.4767 | 4.317 | 4.8975 | 5.2828 | 5.2284 | 4.722 | 3.9398 | 3.4641
2022-05-19 | 3.0974 | 3.236 | 2.9742 | 2.7932 | 2.8687 | 3.3116 | 4.1473 | 4.0076 | 3.5809 | 3.4997 | 3.041 | 3.0068 | 3.1264 | 3.2808 | 3.9687 | 4.1458 | 4.5865 | 4.692 | 5.0646 | 5.2895 | 4.9598 | 4.5003 | 3.802 | 3.3373
2022-05-20 | 3.1902 | 3.0696 | 2.9917 | 2.9143 | 2.8881 | 3.0188 | 3.3879 | 3.6978 | 3.5575 | 2.946 | 2.461 | 2.4416 | 2.5074 | 2.4258 | 2.5107 | 2.9313 | 3.4169 | 3.6766 | 4.4535 | 4.8613 | 4.2114 | 4.1129 | 4.1456 | 3.5782
2022-05-21 | 3.1854 | 2.8469 | 2.7865 | 2.7696 | 2.8095 | 3.0565 | 3.0376 | 2.7788 | 2.5862 | 2.3195 | 2.06 | 1.7627 | 1.8273 | 2.0635 | 2.0282 | 2.3731 | 2.9716 | 3.2658 | 3.8347 | 4.6196 | 4.211 | 3.7757 | 3.5213 | 3.4134
2022-05-22 | 3.1259 | 2.8572 | 2.819 | 2.9071 | 2.7289 | 2.5758 | 2.5938 | 2.561 | 2.4865 | 2.0834 | 1.8359 | 1.5656 | 1.6605 | 1.9773 | 2.1391 | 2.4543 | 3.1284 | 4.1767 | 4.9083 | 5.0259 | 4.6301 | 3.8172 | 3.4713 | 3.077
2022-05-23 | 3.0257 | 2.9862 | 2.7693 | 2.7524 | 2.7922 | 3.1562 | 3.7546 | 3.7111 | 3.31 | 2.9392 | 2.6775 | 2.6099 | 2.4509 | 2.9891 | 3.0782 | 3.0338 | 3.9961 | 4.4238 | 4.7311 | 5.0491 | 4.6404 | 3.719 | 3.4957 | 3.062
2022-05-24 | 3.097 | 3.0282 | 2.8002 | 2.8308 | 3.0811 | 3.2876 | 3.6512 | 3.5387 | 3.5478 | 2.9577 | 2.7195 | 2.9121 | 2.7539 | 3.1586 | 2.9522 | 3.4157 | 3.7013 | 4.0752 | 4.8433 | 5.2711 | 4.8859 | 4.1253 | 3.8998 | 3.598
2022-05-25 | 3.0394 | 2.9127 | 2.8811 | 2.8987 | 3.1931 | 3.3837 | 3.8684 | 3.7685 | 3.6534 | 3.1546 | 3.1247 | 3.2394 | 2.7734 | 2.7215 | 2.9186 | 3.3309 | 3.5589 | 3.9016 | 4.8156 | 5.2206 | 5.0225 | 4.2089 | 3.9955 | 3.7727
2022-05-26 | 3.1135 | 3.0246 | 3.0657 | 2.7232 | 2.7911 | 3.0278 | 3.5499 | 3.4194 | 3.0393 | 2.8944 | 2.563 | 2.5031 | 2.3829 | 2.497 | 2.6716 | 2.981 | 3.5047 | 4.0588 | 4.6199 | 4.9069 | 4.5486 | 3.9669 | 3.8027 | 3.54
2022-05-27 | 3.2241 | 3.0562 | 2.9443 | 2.7988 | 2.8832 | 2.933 | 3.1478 | 2.898 | 2.8767 | 2.6933 | 2.4074 | 2.3844 | 2.2589 | 2.3574 | 2.4909 | 2.8709 | 3.3256 | 4.2006 | 4.4228 | 4.5208 | 4.0185 | 3.6986 | 3.6179 | 3.3305
2022-05-28 | 3.3401 | 3.0936 | 2.8484 | 2.875 | 3.0075 | 2.8612 | 2.8345 | 2.6297 | 2.7857 | 2.5482 | 2.1746 | 2.3211 | 2.2305 | 2.2227 | 2.3897 | 2.8763 | 3.2346 | 3.6172 | 4.2013 | 4.6336 | 4.3291 | 3.6142 | 3.7634 | 3.5193
2022-05-29 | 3.03 | 2.9591 | 3.0826 | 2.8524 | 2.7849 | 2.8442 | 2.9406 | 3.0768 | 2.6631 | 2.4982 | 2.2855 | 2.099 | 2.3187 | 2.4072 | 2.7082 | 3.0685 | 3.3713 | 4.0195 | 4.5396 | 4.6499 | 4.2665 | 3.6572 | 3.416 | 3.1122
2022-05-30 | 3.13 | 3.0614 | 2.8085 | 2.7711 | 2.9334 | 2.9997 | 2.9565 | 2.8664 | 2.6519 | 2.5598 | 2.446 | 2.3533 | 2.178 | 2.2715 | 2.4893 | 3.098 | 3.3193 | 3.6445 | 4.6091 | 5.0754 | 4.7708 | 4.2156 | 3.6451 | 3.424
2022-05-31 | 3.2313 | 2.8922 | 2.906 | 3.0592 | 2.8945 | 3.3147 | 3.7846 | 4.1753 | 4.6911 | 4.3186 | 4.1822 | 3.9753 | 3.7507 | 3.7611 | 4.5344 | 5.0112 | 4.9233 | 4.7244 | 5.2768 | 5.2926 | 4.6601 | 4.7847 | 4.5542 | 3.8416
2022-06-01 | 3.3919 | 3.2522 | 3.2418 | 3.3346 | 3.1052 | 3.3485 | 4.0752 | 3.6043 | 3.0088 | 2.8302 | 2.6391 | 2.5897 | 2.3882 | 2.4166 | 2.69 | 2.8136 | 3.1647 | 4.0593 | 4.9219 | 5.1865 | 5.1367 | 4.8135 | 4.1762 | 3.7177
2022-06-02 | 3.5634 | 3.2484 | 3.0954 | 3.1251 | 3.2175 | 3.2588 | 3.6051 | 3.5877 | 3.6484 | 3.0196 | 2.8767 | 2.7602 | 2.5795 | 2.7121 | 3.1764 | 3.3979 | 3.7438 | 3.7972 | 4.7417 | 5.1813 | 4.9403 | 4.2581 | 3.8179 | 3.4055
2022-06-03 | 3.388 | 3.2469 | 3.2061 | 3.1582 | 3.1751 | 3.4784 | 3.8086 | 3.9118 | 3.843 | 3.1126 | 3.3654 | 2.6905 | 2.7424 | 2.9274 | 3.2537 | 2.7405 | 3.1898 | 3.9683 | 4.0596 | 4.471 | 4.0151 | 3.8453 | 3.8589 | 3.7269
2022-06-04 | 3.3934 | 3.1422 | 2.961 | 2.9261 | 2.964 | 3.0393 | 2.9965 | 2.8581 | 2.6828 | 2.2982 | 2.0306 | 1.557 | 1.7142 | 1.7685 | 1.9152 | 2.1902 | 2.8223 | 3.4392 | 4.1809 | 4.6653 | 4.1124 | 3.8081 | 3.6786 | 3.3655
2022-06-05 | 3.4618 | 3.2311 | 3.026 | 2.9714 | 2.8827 | 3.0021 | 2.9999 | 2.8107 | 2.7357 | 2.5294 | 2.2407 | 1.9716 | 2.1153 | 2.2059 | 2.2332 | 2.5636 | 2.9021 | 3.3172 | 4.3938 | 5.0089 | 4.8205 | 4.7014 | 3.9703 | 3.6779
2022-06-06 | 3.3302 | 3.1178 | 3.1222 | 3.155 | 2.9566 | 3.1234 | 3.2912 | 3.5572 | 3.294 | 3.2134 | 2.9547 | 2.7436 | 2.7003 | 2.7709 | 3.0638 | 3.6821 | 4.4826 | 4.2408 | 4.5052 | 5.1821 | 5.0219 | 4.7735 | 4.1296 | 3.79
2022-06-07 | 3.5847 | 3.1787 | 3.1038 | 3.251 | 3.1366 | 3.3169 | 3.7435 | 4.0653 | 4.088 | 3.6047 | 3.4346 | 3.425 | 2.8944 | 2.934 | 3.0037 | 3.8145 | 4.0417 | 4.2398 | 4.8317 | 5.1136 | 4.8632 | 4.2377 | 3.9739 | 3.7964
2022-06-08 | 3.172 | 3.1327 | 3.1061 | 3.0763 | 3.1527 | 3.5063 | 3.9203 | 3.7902 | 2.9285 | 2.6243 | 2.8896 | 2.9163 | 2.903 | 2.7562 | 2.6331 | 2.8409 | 3.4946 | 3.9533 | 4.6432 | 5.1151 | 4.913 | 4.642 | 3.9975 | 3.7098
2022-06-09 | 3.4817 | 3.2011 | 3.0814 | 3.127 | 3.111 | 3.1669 | 3.4632 | 3.3457 | 3.2386 | 3.0515 | 2.7937 | 2.9209 | 2.635 | 2.5878 | 2.9319 | 3.2847 | 3.69 | 3.9806 | 4.5597 | 4.8588 | 4.6765 | 4.0642 | 3.6252 | 3.2205
2022-06-10 | 3.1263 | 3.0527 | 2.9352 | 2.8928 | 2.8934 | 2.994 | 3.5011 | 3.8126 | 3.5451 | 3.2656 | 3.0726 | 2.9213 | 3.1459 | 3.2791 | 3.1479 | 3.3061 | 3.6939 | 4.0846 | 4.4673 | 4.7272 | 4.5219 | 4.02 | 3.9183 | 3.5672
2022-06-11 | 3.4723 | 3.2364 | 3.0635 | 3.0878 | 3.1013 | 2.9797 | 3.0101 | 3.0255 | 2.89 | 2.5418 | 2.0432 | 2.0934 | 2.5143 | 2.2664 | 2.2759 | 2.4599 | 2.8383 | 3.3728 | 4.2092 | 4.4879 | 4.3941 | 4.2844 | 3.7031 | 3.4403
2022-06-12 | 3.3284 | 3.3125 | 3.0654 | 3.0152 | 2.9246 | 2.9118 | 2.9814 | 2.9984 | 2.8279 | 2.4916 | 2.2156 | 2.1055 | 2.2301 | 2.4026 | 2.2375 | 2.3873 | 2.7543 | 3.1908 | 4.3087 | 4.9972 | 4.7384 | 4.2396 | 3.9002 | 3.4796
2022-06-13 | 3.4145 | 3.1161 | 2.9987 | 2.9708 | 2.9989 | 3.0521 | 3.1519 | 3.2827 | 3.0777 | 2.9833 | 2.8861 | 2.319 | 2.0938 | 2.2398 | 2.5604 | 3.0034 | 2.9742 | 3.9115 | 4.4507 | 4.9458 | 4.8586 | 4.2601 | 3.7102 | 3.5308
2022-06-14 | 3.3343 | 3.0642 | 3.0356 | 3.1918 | 2.9709 | 3.0608 | 3.3533 | 3.6082 | 3.1431 | 3.1031 | 2.8299 | 2.5809 | 2.5809 | 2.7675 | 2.773 | 3.3001 | 4.1617 | 4.4628 | 4.9011 | 5.183 | 5.16 | 4.6168 | 4.1242 | 3.6459
2022-06-15 | 3.3282 | 3.2157 | 3.3617 | 3.1094 | 3.0476 | 3.2414 | 4.0199 | 4.0277 | 3.4725 | 3.2697 | 3.1356 | 2.7109 | 2.6935 | 3.3795 | 3.4453 | 3.3335 | 3.9744 | 4.5217 | 4.8269 | 5.1825 | 5.1013 | 4.5471 | 4.2026 | 4.0023
2022-06-16 | 3.8218 | 3.5844 | 3.2642 | 3.172 | 3.0527 | 3.5289 | 3.5099 | 3.4427 | 3.6304 | 3.3448 | 4.353 | 4.1213 | 3.2467 | 2.9684 | 3.2622 | 3.6463 | 4.0049 | 4.4888 | 4.8436 | 5.1836 | 5.0317 | 4.6457 | 3.87 | 3.4408
2022-06-17 | 3.1809 | 3.1328 | 3.1785 | 3.0409 | 3.0479 | 3.1343 | 3.8669 | 3.991 | 3.5659 | 3.0908 | 2.9853 | 2.6473 | 2.7389 | 3.0103 | 2.9483 | 3.2434 | 3.4148 | 3.9956 | 4.7041 | 4.9351 | 4.9223 | 4.5907 | 4.1013 | 3.9159
2022-06-18 | 3.5251 | 3.1867 | 3.0808 | 3.1858 | 3.0555 | 3.0365 | 3.0709 | 3.0176 | 2.8533 | 2.6741 | 2.5899 | 2.6247 | 2.4724 | 2.6018 | 2.6115 | 2.7884 | 2.912 | 3.7844 | 4.541 | 4.6127 | 4.466 | 4.1594 | 3.6044 | 3.3002
2022-06-19 | 3.2447 | 3.1054 | 2.9835 | 2.9497 | 3.058 | 2.9797 | 2.9344 | 3.0451 | 2.8456 | 2.5633 | 2.2904 | 2.0658 | 2.1908 | 2.2531 | 2.6791 | 2.7592 | 2.8125 | 3.1148 | 3.9971 | 4.4947 | 4.5359 | 3.8284 | 3.4753 | 3.213
2022-06-20 | 3.1972 | 3.0224 | 2.8735 | 2.8097 | 2.9571 | 3.1348 | 3.2231 | 3.4672 | 3.567 | 3.0679 | 2.9104 | 2.8007 | 2.8227 | 2.8351 | 2.8509 | 3.3034 | 4.0234 | 4.0511 | 4.6359 | 4.9632 | 5.1728 | 4.8438 | 4.4718 | 3.967
2022-06-21 | 3.4344 | 3.1122 | 3.0865 | 3.047 | 3.0988 | 3.2643 | 3.4896 | 3.8386 | 3.4514 | 3.1423 | 3.0751 | 2.959 | 2.8142 | 2.7177 | 2.8235 | 3.25 | 3.323 | 3.9862 | 4.7725 | 5.1432 | 5.1748 | 4.6767 | 4.7592 | 4.4611
2022-06-22 | 4.2927 | 3.8227 | 3.4975 | 3.4819 | 3.6205 | 3.7677 | 3.2497 | 3.3396 | 3.586 | 3.2582 | 2.7945 | 2.7896 | 2.6065 | 2.5721 | 2.6719 | 2.8265 | 3.4245 | 4.5092 | 4.8575 | 5.1843 | 5.1067 | 4.8448 | 4.2449 | 3.676
2022-06-23 | 4.4618 | 4.4468 | 4.0142 | 3.851 | 3.6861 | 4.3208 | 3.5206 | 3.4476 | 3.6714 | 3.2148 | 3.0026 | 2.9498 | 2.8287 | 2.6764 | 2.6935 | 3.2445 | 3.3634 | 3.7732 | 4.555 | 4.987 | 4.8817 | 4.5319 | 4.5035 | 4.6121
2022-06-24 | 4.3963 | 3.7524 | 3.6026 | 3.6493 | 3.908 | 3.7546 | 3.3952 | 3.7032 | 3.6428 | 3.3254 | 3.2169 | 2.8855 | 2.859 | 2.8127 | 3.0879 | 3.4187 | 3.2716 | 3.6271 | 4.1816 | 4.5269 | 4.4678 | 4.4412 | 4.0259 | 3.5511
2022-06-25 | 3.2902 | 3.4147 | 3.2758 | 3.0716 | 2.9565 | 3.0524 | 3.0441 | 2.9507 | 2.6299 | 2.2825 | 2.1026 | 1.7634 | 1.9734 | 2.0438 | 1.9004 | 2.3274 | 2.8494 | 3.23 | 3.8321 | 4.3475 | 4.315 | 4.1337 | 4.2241 | 4.1926
2022-06-26 | 4.2479 | 3.8871 | 3.5658 | 3.466 | 3.4407 | 3.6834 | 2.9848 | 2.9452 | 2.9113 | 2.6278 | 2.3925 | 2.4749 | 2.3914 | 2.4083 | 2.5988 | 2.4115 | 2.8048 | 3.3651 | 4.1957 | 4.7883 | 4.6574 | 4.0982 | 4.3156 | 4.5234
2022-06-27 | 3.609 | 3.0739 | 2.9767 | 2.9652 | 2.9552 | 3.3604 | 3.3574 | 3.5883 | 3.9244 | 3.4578 | 3.0633 | 3.1014 | 3.2605 | 2.8284 | 2.9428 | 3.0793 | 3.4186 | 4.374 | 5.0314 | 5.188 | 5.0901 | 4.7061 | 4.7353 | 4.7723
2022-06-28 | 4.3664 | 3.9083 | 3.997 | 3.987 | 3.7513 | 4.129 | 3.8562 | 4.324 | 4.0421 | 3.4802 | 3.1298 | 3.09 | 3.1089 | 3.0778 | 3.1146 | 3.1692 | 2.1913 | 2.9842 | 3.5724 | 4.643 | 5.173 | 4.511 | 4.0571 | 3.3371
2022-06-29 | 3.0764 | 2.9836 | 2.9031 | 2.8643 | 2.8764 | 3.0483 | 3.2214 | 3.1945 | 2.8955 | 2.6943 | 2.6257 | 2.5074 | 2.415 | 2.4307 | 2.5958 | 2.8249 | 3.729 | 4.303 | 5.0488 | 5.1823 | 5.1719 | 4.9724 | 4.7737 | 4.1035
2022-06-30 | 3.6381 | 3.3592 | 3.2508 | 3.1975 | 3.2468 | 3.4106 | 3.6379 | 4.2955 | 4.0407 | 3.7319 | 3.6263 | 3.629 | 3.4578 | 3.2523 | 3.5847 | 4.0616 | 3.8778 | 4.2329 | 4.712 | 5.0882 | 4.9562 | 4.6265 | 4.4076 | 3.688
2022-07-01 | 3.1676 | 3.0668 | 2.9955 | 3.0099 | 3.0867 | 2.9624 | 3.0869 | 3.2035 | 3.0265 | 2.8014 | 2.5281 | 2.6991 | 2.864 | 2.7328 | 2.9465 | 3.2814 | 3.4783 | 3.6382 | 4.0656 | 4.5977 | 4.6583 | 4.271 | 3.9569 | 3.3491
2022-07-02 | 3.2696 | 3.2428 | 2.991 | 2.9631 | 2.8701 | 2.9737 | 3.1344 | 2.8489 | 2.7261 | 2.6196 | 2.3617 | 2.0074 | 2.2269 | 2.4301 | 2.5536 | 2.4526 | 2.6234 | 3.3132 | 3.9016 | 4.1866 | 4.2725 | 3.9156 | 3.592 | 3.2475
2022-07-03 | 3.2431 | 3.1631 | 2.9902 | 2.955 | 2.8909 | 3.0472 | 2.916 | 2.7965 | 2.7773 | 2.6334 | 2.5421 | 2.1764 | 2.2624 | 2.1793 | 2.4513 | 2.5384 | 2.7925 | 3.1903 | 4.1214 | 4.3375 | 4.1513 | 3.748 | 3.7545 | 3.2618
2022-07-04 | 3.0063 | 2.9999 | 3.0373 | 2.87 | 2.9113 | 3.0285 | 3.3329 | 3.5101 | 3.3724 | 3.0569 | 2.7924 | 2.6893 | 2.5558 | 2.8232 | 3.0964 | 3.3532 | 3.9741 | 4.7561 | 5.047 | 5.3654 | 5.2 | 4.9071 | 4.0774 | 3.5097
2022-07-05 | 3.3751 | 3.3615 | 3.2286 | 3.1569 | 3.1149 | 3.3655 | 3.4079 | 3.5449 | 3.8309 | 3.3605 | 2.8292 | 2.5344 | 2.6382 | 2.7661 | 2.8817 | 3.0483 | 3.4051 | 4.0278 | 4.5732 | 4.9935 | 4.9996 | 5.3685 | 4.8209 | 4.3756
2022-07-06 | 4.0423 | 4.2035 | 3.5771 | 3.5695 | 3.3672 | 3.4868 | 3.6106 | 3.2278 | 3.0022 | 2.6919 | 2.5124 | 2.3677 | 2.6129 | 2.3948 | 2.3928 | 2.6901 | 3.5369 | 4.0394 | 4.1755 | 4.4524 | 4.4006 | 4.9612 | 5.0799 | 4.5524
2022-07-07 | 4.3861 | 3.9795 | 3.5874 | 3.6109 | 3.6266 | 4.2222 | 3.9456 | 3.4388 | 3.3666 | 2.9865 | 2.8327 | 2.7294 | 2.7486 | 2.7629 | 3.2423 | 3.0537 | 3.6253 | 4.4401 | 5.0677 | 5.3441 | 5.18 | 5.1327 | 4.9911 | 4.5868
2022-07-08 | 4.443 | 4.1779 | 3.754 | 3.8084 | 3.8428 | 3.7598 | 4.0264 | 3.8682 | 3.6834 | 3.393 | 2.7516 | 2.6817 | 2.6177 | 2.5726 | 2.7392 | 3.0014 | 3.4999 | 3.8743 | 3.8668 | 4.7776 | 4.702 | 5.307 | 4.9863 | 4.5836
2022-07-09 | 4.267 | 3.9235 | 3.4886 | 3.4806 | 3.6821 | 3.5515 | 3.2065 | 3.1118 | 2.9729 | 2.7636 | 2.6721 | 2.5863 | 2.6463 | 2.5949 | 2.5962 | 2.8563 | 3.1199 | 3.1044 | 3.9298 | 4.242 | 4.1363 | 3.6879 | 3.3517 | 3.1713
2022-07-10 | 3.094 | 3.116 | 2.9516 | 2.9281 | 2.8232 | 2.9675 | 2.8192 | 2.6314 | 2.5792 | 2.3826 | 2.1217 | 2.2847 | 2.0395 | 1.9079 | 2.2004 | 2.351 | 2.6135 | 3.1446 | 3.9881 | 4.6411 | 4.1548 | 3.9339 | 3.6668 | 3.1268
2022-07-11 | 2.9992 | 3.0192 | 2.9457 | 2.8795 | 2.9949 | 3.1174 | 3.0857 | 3.2533 | 3.1198 | 2.858 | 2.5318 | 2.3966 | 2.3953 | 2.5995 | 2.8727 | 2.8751 | 3.304 | 4.3065 | 4.9154 | 5.2991 | 5.1227 | 5.2773 | 5.0309 | 4.9598
2022-07-12 | 4.4805 | 4.0776 | 3.4012 | 3.3764 | 3.3632 | 3.6293 | 4.3344 | 3.7814 | 3.4712 | 2.8918 | 3.0196 | 2.9454 | 2.5648 | 3.0678 | 3.5447 | 3.4036 | 3.3718 | 4.2859 | 4.5897 | 5.0954 | 4.8966 | 5.3674 | 4.8573 | 4.3178
2022-07-13 | 3.937 | 3.9888 | 3.7596 | 3.5487 | 3.3888 | 3.8137 | 4.0042 | 3.357 | 3.0487 | 2.8861 | 2.7523 | 2.7596 | 2.6911 | 2.9996 | 3.196 | 3.4551 | 3.3173 | 3.5809 | 4.2819 | 5.1694 | 5.0443 | 5.3674 | 5.2388 | 4.4607
2022-07-14 | 4.4554 | 4.2461 | 3.7668 | 3.6813 | 3.8417 | 4.0849 | 4.0877 | 3.5681 | 3.5712 | 3.1466 | 2.9627 | 2.9489 | 3.5076 | 3.1043 | 3.0485 | 3.0606 | 3.3723 | 4.1303 | 4.6297 | 5.1062 | 4.8765 | 5.178 | 5.0725 | 4.4811
2022-07-15 | 4.2565 | 4.3802 | 3.8542 | 3.5679 | 3.2891 | 3.552 | 3.649 | 3.1138 | 3.2819 | 3.2465 | 3.1845 | 2.9374 | 2.7199 | 2.6574 | 2.6988 | 3.0772 | 3.5069 | 3.7823 | 4.3712 | 4.9803 | 4.3781 | 5.0811 | 5.3843 | 4.6853
2022-07-16 | 4.265 | 4.2078 | 3.7706 | 3.5858 | 3.6739 | 3.7353 | 3.371 | 3.0953 | 2.9613 | 2.7938 | 2.5768 | 2.3888 | 2.4482 | 2.6191 | 2.7743 | 2.7508 | 3.1067 | 3.1794 | 3.5896 | 4.463 | 4.6102 | 5.0891 | 5.3311 | 4.7983
2022-07-17 | 3.4001 | 3.1421 | 3.2972 | 3.0846 | 2.9384 | 2.9465 | 3.1199 | 2.9749 | 2.7698 | 2.6852 | 2.5759 | 1.8713 | 2.0082 | 2.1462 | 2.4731 | 2.7318 | 3.0674 | 3.6509 | 4.2931 | 4.8614 | 4.3077 | 3.7601 | 3.9354 | 3.5484
2022-07-18 | 3.3034 | 3.0436 | 3.0197 | 3.1354 | 3.0503 | 3.1188 | 3.3672 | 3.9771 | 3.851 | 3.1516 | 2.8188 | 2.8616 | 2.7408 | 2.629 | 2.8312 | 3.0575 | 3.2454 | 4.0756 | 4.9075 | 5.3611 | 5.2077 | 5.3697 | 5.2174 | 4.8768
2022-07-19 | 4.5949 | 3.9946 | 4.1304 | 4.2638 | 3.698 | 4.0166 | 4.3634 | 4.0285 | 3.6972 | 3.5994 | 2.9696 | 2.8331 | 2.9971 | 3.0681 | 3.2402 | 3.1736 | 3.9223 | 4.5069 | 4.8401 | 5.3688 | 5.1593 | 5.2668 | 5.1659 | 4.6123
2022-07-20 | 4.1146 | 4.3441 | 4.0348 | 3.8554 | 3.6558 | 4.1804 | 4.4888 | 3.5156 | 3.8844 | 3.2186 | 2.9378 | 2.9251 | 2.6972 | 2.7996 | 3.3002 | 3.5237 | 3.9453 | 4.4474 | 4.8768 | 5.3197 | 5.0186 | 4.9371 | 4.8887 | 4.5141
2022-07-21 | 4.6142 | 4.3746 | 3.8899 | 3.7862 | 3.8451 | 3.818 | 4.0923 | 3.5115 | 3.3421 | 3.0058 | 2.643 | 2.6838 | 2.6708 | 2.5398 | 2.8134 | 3.2386 | 3.3873 | 3.9479 | 4.4822 | 4.9376 | 4.9456 | 5.0067 | 5.3816 | 4.8486
2022-07-22 | 4.0545 | 3.7063 | 3.8616 | 4.06 | 3.4965 | 3.7933 | 4.4868 | 3.7913 | 3.5176 | 3.4051 | 3.0985 | 2.852 | 2.7224 | 2.8815 | 2.9566 | 2.9887 | 3.668 | 3.6765 | 3.568 | 4.2959 | 4.3841 | 4.7294 | 4.7998 | 4.7542
2022-07-23 | 4.1772 | 3.6685 | 3.9127 | 3.5848 | 3.3001 | 3.6411 | 3.94 | 3.1833 | 2.9009 | 2.7158 | 2.1967 | 1.8199 | 1.8156 | 2.2468 | 2.5623 | 2.5916 | 2.8725 | 3.3498 | 3.6539 | 3.9115 | 4.2482 | 4.8119 | 4.647 | 4.8566
2022-07-24 | 3.6864 | 3.3071 | 3.0581 | 2.9906 | 2.8638 | 2.9062 | 3.0499 | 2.8608 | 2.6468 | 2.5421 | 2.369 | 2.3499 | 2.3313 | 2.4287 | 2.6409 | 2.9697 | 3.274 | 3.7881 | 4.7602 | 5.1546 | 4.6313 | 4.5339 | 4.7107 | 4.2921
2022-07-25 | 3.243 | 3.0021 | 3.052 | 3.1534 | 3.0465 | 3.1405 | 3.3156 | 3.5317 | 3.1652 | 2.8656 | 2.952 | 2.83 | 2.7481 | 2.8409 | 2.779 | 3.1147 | 4.2103 | 4.9342 | 5.27 | 5.3658 | 4.9771 | 5.3675 | 5.2724 | 5.2801
2022-07-26 | 4.6914 | 4.3859 | 3.9605 | 3.8516 | 3.647 | 4.3518 | 4.4187 | 3.6499 | 3.9909 | 3.5215 | 3.0034 | 2.6096 | 2.7416 | 2.7428 | 2.8774 | 3.2579 | 3.8112 | 4.1662 | 4.8033 | 5.3603 | 4.5881 | 5.0158 | 5.2683 | 4.5324
2022-07-27 | 3.7188 | 3.5396 | 3.8506 | 4.1099 | 3.5298 | 3.9398 | 4.6034 | 3.9393 | 3.5347 | 3.1965 | 2.8537 | 3.0322 | 3.502 | 3.4212 | 3.2207 | 3.3298 | 3.5883 | 4.3456 | 4.8823 | 5.3467 | 5.2415 | 5.1601 | 5.0467 | 4.5724
2022-07-28 | 4.5002 | 4.2911 | 3.8354 | 3.948 | 3.8771 | 3.9287 | 4.2192 | 4.0164 | 3.6145 | 3.2195 | 3.0953 | 3.1221 | 2.8675 | 2.7237 | 3.1039 | 3.2393 | 3.7575 | 3.8432 | 4.8039 | 5.3561 | 5.3166 | 5.3663 | 5.3262 | 4.7167
2022-07-29 | 4.535 | 4.4617 | 3.9175 | 3.7115 | 3.9435 | 4.2632 | 4.1106 | 3.7328 | 4.2049 | 3.3307 | 3.1153 | 2.8668 | 2.7054 | 2.6435 | 2.7396 | 3.2908 | 3.4289 | 4.1566 | 4.7618 | 5.3572 | 5.165 | 5.366 | 5.3791 | 4.6341
2022-07-30 | 4.438 | 4.6973 | 4.5331 | 4.0313 | 3.5397 | 3.9931 | 4.0104 | 3.1221 | 2.9886 | 2.8563 | 2.5242 | 2.3856 | 2.5143 | 2.243 | 2.1998 | 2.5839 | 3.0577 | 3.4281 | 3.7867 | 4.65 | 4.4598 | 4.8761 | 4.747 | 4.7796
2022-07-31 | 4.4254 | 3.8393 | 3.5973 | 3.4657 | 3.0834 | 2.9997 | 3.1096 | 2.9142 | 2.6233 | 2.4486 | 2.3723 | 2.1758 | 2.2307 | 2.3928 | 2.2058 | 2.5622 | 3.023 | 3.5151 | 4.461 | 5.19 | 4.8097 | 3.8609 | 3.4815 | 3.4137
2022-08-01 | 3.334 | 3.1777 | 3.2803 | 3.9251 | 3.5469 | 3.6332 | 3.5306 | 3.6519 | 3.5351 | 3.5213 | 3.239 | 2.9362 | 2.8335 | 3.1683 | 3.4024 | 3.8546 | 4.0322 | 4.8928 | 5.1343 | 5.5432 | 5.4671 | 5.5551 | 5.3123 | 5.1092
2022-08-02 | 4.8449 | 4.4268 | 4.0279 | 4.1665 | 4.2261 | 4.2431 | 4.4598 | 3.9041 | 4.0488 | 3.5868 | 3.3456 | 3.1245 | 2.824 | 2.8835 | 3.3596 | 3.571 | 4.12 | 4.4089 | 5.1965 | 5.5399 | 5.396 | 5.553 | 5.2652 | 4.9687
2022-08-03 | 4.7322 | 4.1275 | 3.9401 | 4.0764 | 3.9408 | 4.0944 | 4.4037 | 4.0521 | 3.723 | 3.059 | 3.1644 | 2.799 | 2.6216 | 2.4859 | 2.8177 | 3.0861 | 3.461 | 4.2269 | 4.8599 | 5.4437 | 5.1719 | 5.304 | 5.138 | 4.8719
2022-08-04 | 4.9361 | 4.6581 | 4 | 3.8094 | 3.8556 | 4.4587 | 4.6623 | 4.5533 | 4.3991 | 3.7286 | 3.6295 | 3.3257 | 2.9692 | 2.8549 | 2.9874 | 3.4364 | 3.5815 | 3.8011 | 4.7704 | 5.2021 | 4.6103 | 5.143 | 4.7741 | 4.4829
2022-08-05 | 4.3808 | 4.3918 | 3.8226 | 3.527 | 3.5208 | 3.5808 | 3.6311 | 3.4301 | 3.3893 | 3.1205 | 2.7622 | 2.6226 | 2.8096 | 2.7726 | 2.9923 | 3.4489 | 3.6971 | 3.7802 | 3.998 | 4.4861 | 3.7835 | 4.2352 | 4.6245 | 4.5133
2022-08-06 | 3.9847 | 3.3956 | 3.1033 | 3.1307 | 2.9879 | 2.9776 | 2.9826 | 3.2305 | 3.0866 | 2.508 | 2.4621 | 2.3979 | 2.3069 | 2.5139 | 2.4593 | 2.8027 | 3.2772 | 3.6545 | 4.2637 | 4.8114 | 4.4525 | 4.2971 | 4.7429 | 4.5501
2022-08-07 | 3.9774 | 3.2921 | 3.1847 | 3.1606 | 2.8649 | 2.9422 | 3.0116 | 3.084 | 2.8856 | 2.5466 | 2.407 | 2.3482 | 2.2576 | 2.3544 | 2.4086 | 2.5235 | 2.9196 | 3.5019 | 4.1519 | 5.1864 | 4.9018 | 4.1239 | 3.4129 | 3.1933
2022-08-08 | 3.1303 | 3.1337 | 2.9883 | 3.034 | 3.388 | 3.8742 | 3.6074 | 3.324 | 3.4152 | 3.1447 | 3.2413 | 2.9042 | 2.968 | 2.7839 | 2.8091 | 3.0189 | 3.6992 | 4.3363 | 4.6658 | 5.3476 | 4.7451 | 4.9244 | 4.7914 | 4.7058
2022-08-09 | 4.2447 | 4.125 | 3.7146 | 3.8547 | 3.8018 | 3.9062 | 4.0743 | 3.7722 | 3.5875 | 3.1719 | 2.9091 | 3.0905 | 2.8991 | 2.7725 | 3.0765 | 3.3173 | 3.5976 | 3.9416 | 4.9233 | 5.502 | 4.9532 | 5.4276 | 5.4007 | 4.3103
2022-08-10 | 3.7752 | 4.1085 | 3.7946 | 3.5309 | 3.4752 | 4.0651 | 4.1855 | 3.5148 | 3.6607 | 3.1941 | 3.0886 | 2.9119 | 2.8706 | 2.8669 | 3.0932 | 3.4332 | 4.3069 | 4.1155 | 4.9339 | 5.536 | 5.1698 | 5.4162 | 5.399 | 4.9202
2022-08-11 | 4.325 | 4.1706 | 4.0509 | 4.4006 | 4.1574 | 4.0842 | 4.434 | 4.0486 | 3.8485 | 3.432 | 3.2685 | 3.1486 | 3.4614 | 3.9418 | 4.3016 | 3.9951 | 4.8908 | 5.0396 | 5.4598 | 5.5381 | 4.9285 | 5.1297 | 5.3061 | 4.0942
2022-08-12 | 3.7493 | 4.0868 | 3.8235 | 3.8872 | 3.7566 | 4.6033 | 4.5976 | 3.8561 | 3.6546 | 3.2476 | 3.121 | 3.2501 | 2.8379 | 2.86 | 3.0219 | 3.1738 | 3.3343 | 4.2122 | 4.8977 | 5.1479 | 4.8069 | 5.0421 | 4.828 | 4.5561
2022-08-13 | 4.2863 | 4.1296 | 3.6418 | 3.7103 | 3.3458 | 3.132 | 3.1616 | 3.1025 | 3.0182 | 2.7006 | 2.383 | 2.313 | 2.4678 | 2.4862 | 2.5559 | 2.9305 | 3.4088 | 3.9016 | 4.5403 | 5.5423 | 5.1576 | 5.3384 | 4.768 | 4.4532
2022-08-14 | 3.7544 | 3.2591 | 3.1813 | 3.2593 | 3.1391 | 3.0332 | 3.032 | 3.002 | 2.9721 | 2.5776 | 2.256 | 2.3982 | 2.3003 | 2.3169 | 2.416 | 2.5666 | 2.9077 | 3.7242 | 4.456 | 5.1426 | 4.9335 | 3.8768 | 3.6002 | 3.4931
2022-08-15 | 3.2134 | 3.3826 | 3.4529 | 3.487 | 3.0419 | 3.1745 | 3.4508 | 3.7644 | 3.5648 | 3.0586 | 3.1538 | 3.1029 | 2.9986 | 3.0962 | 3.2203 | 3.8022 | 4.2047 | 4.656 | 5.3445 | 5.5414 | 5.2239 | 5.1316 | 4.9723 | 4.54
2022-08-16 | 4.6431 | 4.1923 | 3.8281 | 3.9925 | 3.9349 | 4.091 | 4.6616 | 3.8908 | 3.8531 | 3.3143 | 2.944 | 3.1317 | 3.2392 | 3.1526 | 3.1256 | 3.41 | 3.9226 | 4.3177 | 5.0185 | 5.5401 | 5.0009 | 4.8758 | 5.0506 | 4.7416
2022-08-17 | 3.8637 | 3.8519 | 4.0152 | 3.7053 | 3.7144 | 4.4185 | 4.3374 | 3.736 | 3.7345 | 3.1754 | 2.7993 | 2.6091 | 2.7834 | 2.7507 | 2.7405 | 3.2155 | 3.9473 | 4.6711 | 5.2657 | 5.5401 | 5.3632 | 5.4694 | 4.9788 | 4.445
2022-08-18 | 4.3116 | 4.3543 | 3.877 | 3.7258 | 3.9114 | 3.9203 | 3.7167 | 3.6406 | 3.741 | 3.4256 | 3.3164 | 3.7023 | 3.5775 | 3.0936 | 3.0221 | 3.4759 | 3.9939 | 4.6778 | 5.2764 | 5.3628 | 4.7838 | 5.4279 | 5.5664 | 5.3615
2022-08-19 | 4.5823 | 4.5246 | 4.7571 | 4.3757 | 4.1192 | 4.6452 | 4.1593 | 3.3133 | 3.1801 | 2.9003 | 2.851 | 2.8093 | 2.7089 | 2.843 | 2.8584 | 3.0516 | 4.1058 | 4.942 | 5.3162 | 5.5414 | 5.2499 | 5.5509 | 5.4492 | 5.0998
2022-08-20 | 5.0387 | 4.6059 | 4.2119 | 3.7854 | 3.7194 | 4.2291 | 3.7416 | 3.1862 | 3.1662 | 3.0092 | 2.7183 | 2.5965 | 2.7487 | 2.8346 | 2.7982 | 3.162 | 3.4931 | 4.031 | 4.6518 | 4.5561 | 4.4737 | 5.1893 | 5.0947 | 4.3594
2022-08-21 | 3.8729 | 3.4498 | 3.4729 | 3.434 | 3.1208 | 3.0421 | 2.9202 | 3.1033 | 2.9958 | 2.7603 | 2.4255 | 2.4121 | 2.4491 | 2.6461 | 2.747 | 2.81 | 3.3148 | 4.0282 | 4.7913 | 5.5156 | 5.2241 | 4.89 | 4.6571 | 4.247
2022-08-22 | 4.0434 | 3.9017 | 3.2436 | 3.1594 | 3.2134 | 3.6318 | 3.6808 | 3.7756 | 3.8866 | 3.6962 | 3.5713 | 3.2054 | 3.3193 | 3.3616 | 3.3655 | 3.8011 | 4.3601 | 4.7197 | 5.2333 | 5.3396 | 5.052 | 5.479 | 5.027 | 4.7972
2022-08-23 | 4.7211 | 4.2676 | 4.0703 | 4.4802 | 3.7693 | 4.2188 | 4.8973 | 4.5078 | 4.4007 | 3.3293 | 3.0913 | 3.1109 | 3.2478 | 3.3249 | 3.3621 | 3.5814 | 3.9591 | 4.5511 | 4.887 | 5.5429 | 4.7911 | 4.9135 | 4.9969 | 4.536
2022-08-24 | 4.3093 | 4.1449 | 3.7137 | 3.6771 | 3.752 | 4.1836 | 4.728 | 4.1343 | 3.2809 | 3.109 | 2.8319 | 2.6477 | 2.577 | 2.9187 | 3.2372 | 3.1683 | 3.9871 | 4.7418 | 4.4535 | 4.853 | 4.8322 | 5.0887 | 4.959 | 4.6649
2022-08-25 | 4.5988 | 3.8881 | 3.9534 | 4.2916 | 3.9919 | 4.0008 | 4.4412 | 4.2797 | 3.5634 | 3.592 | 3.5378 | 4.2011 | 3.9966 | 3.3953 | 3.7179 | 3.778 | 4.1891 | 3.9901 | 4.2404 | 4.3686 | 3.68 | 3.5123 | 3.3784 | 3.209
2022-08-26 | 2.8711 | 2.8235 | 2.936 | 2.7775 | 2.7903 | 2.7062 | 2.3279 | 2.6936 | 3.1024 | 2.8413 | 2.7612 | 2.8242 | 2.7021 | 2.3616 | 2.514 | 2.9945 | 3.6199 | 4.1355 | 4.0885 | 3.7047 | 3.4782 | 3.3721 | 3.5468 | 3.213
2022-08-27 | 3.0062 | 2.8101 | 2.7212 | 2.8255 | 2.6645 | 2.7615 | 2.8264 | 2.9567 | 2.8414 | 2.48 | 2.7297 | 2.8217 | 2.485 | 2.9214 | 2.7681 | 2.741 | 3.3287 | 3.9442 | 3.9991 | 3.9899 | 3.4809 | 3.3145 | 3.3969 | 3.3036
2022-08-28 | 3.0524 | 2.9143 | 2.8784 | 2.8773 | 3.1011 | 3.0442 | 3.072 | 2.8883 | 3.0028 | 2.6733 | 2.3927 | 2.0694 | 2.1923 | 2.2546 | 2.5133 | 2.877 | 2.9827 | 3.6486 | 4.4933 | 4.6372 | 4.1438 | 3.5023 | 3.3864 | 3.1763
2022-08-29 | 3.1795 | 3.0329 | 2.9079 | 2.8635 | 2.9373 | 3.212 | 3.2283 | 3.213 | 3.4311 | 3.1477 | 3.0068 | 3.4233 | 3.2181 | 2.9232 | 3.2691 | 3.517 | 3.7707 | 4.0647 | 5.247 | 5.5466 | 4.971 | 5.0485 | 5.2214 | 4.201
2022-08-30 | 3.7841 | 3.7636 | 3.8471 | 4.0685 | 3.5621 | 3.8992 | 4.3544 | 3.6883 | 3.7354 | 3.1213 | 3.0608 | 3.0372 | 2.8929 | 3.0962 | 3.3174 | 3.3214 | 3.7551 | 4.4699 | 5.277 | 5.5286 | 5.1567 | 5.5559 | 5.0694 | 4.2376
2022-08-31 | 4.3431 | 3.7351 | 3.5071 | 3.4468 | 3.5953 | 3.6887 | 3.8774 | 3.4236 | 3.3708 | 2.9522 | 2.8002 | 2.5797 | 2.6722 | 2.7484 | 2.8405 | 3.0436 | 3.617 | 3.9112 | 4.7315 | 5.3649 | 4.8156 | 4.6308 | 4.4567 | 4.2548
2022-09-01 | 3.843 | 3.8382 | 3.8174 | 3.7853 | 3.696 | 4.3769 | 4.3503 | 3.6441 | 3.3924 | 3.0999 | 2.7438 | 2.8517 | 3.0651 | 2.8472 | 2.9004 | 3.1174 | 3.6121 | 3.8621 | 4.7966 | 5.2211 | 4.6454 | 4.5688 | 4.5985 | 4.6399
2022-09-02 | 3.978 | 3.7545 | 3.8063 | 3.9377 | 3.6782 | 3.7411 | 3.9071 | 3.2684 | 3.2703 | 3.106 | 2.9892 | 2.7004 | 2.9015 | 3.2939 | 3.0814 | 3.1504 | 3.2925 | 3.862 | 4.4411 | 4.6122 | 4.0312 | 4.5602 | 4.665 | 3.9904
2022-09-03 | 3.7465 | 3.6789 | 3.702 | 3.3575 | 3.3669 | 3.0598 | 3.2545 | 2.9863 | 2.6091 | 2.5234 | 2.1954 | 1.9441 | 2.175 | 2.451 | 2.4451 | 2.8314 | 3.3989 | 4.03 | 4.2193 | 4.1826 | 4.1739 | 3.9132 | 3.8531 | 3.7687
2022-09-04 | 3.4391 | 3.2412 | 3.1835 | 3.2213 | 3.0959 | 2.9067 | 2.873 | 2.7558 | 2.7414 | 2.4699 | 2.2509 | 1.9613 | 1.7227 | 1.8317 | 2.3091 | 2.6448 | 3.0379 | 3.6065 | 4.3528 | 4.6933 | 4.2099 | 4.3355 | 4.2041 | 3.8652
2022-09-05 | 3.8322 | 3.5664 | 3.004 | 2.9839 | 3.2323 | 3.1818 | 3.1256 | 3.3517 | 3.2019 | 2.8255 | 2.8415 | 2.5859 | 2.5282 | 2.5781 | 2.8526 | 3.5115 | 3.7622 | 4.4435 | 5.0196 | 5.1741 | 4.8081 | 4.2522 | 3.8961 | 3.6761
2022-09-06 | 3.7006 | 3.4451 | 3.2933 | 3.542 | 3.4429 | 3.4451 | 3.8854 | 3.8894 | 3.9068 | 3.4687 | 2.9571 | 2.912 | 3.1712 | 3.0133 | 3.1075 | 3.6644 | 4.5642 | 5.2247 | 5.5762 | 5.6431 | 5.2272 | 5.3332 | 5.0137 | 4.98
2022-09-07 | 4.6015 | 4.0374 | 4.0539 | 4.2651 | 4.0686 | 4.2105 | 4.511 | 4.2318 | 3.8792 | 3.4497 | 3.1127 | 2.868 | 2.9151 | 3.3237 | 3.4414 | 3.2842 | 4.1719 | 4.7821 | 5.2356 | 5.534 | 5.0494 | 5.004 | 4.8588 | 4.749
2022-09-08 | 4.555 | 4.0967 | 4.0818 | 4.3168 | 3.8149 | 3.8986 | 4.2027 | 3.8713 | 3.6362 | 3.2823 | 2.9662 | 2.9164 | 2.8763 | 3.1987 | 3.6121 | 3.4733 | 4.2315 | 4.8799 | 5.3418 | 5.5896 | 5.1912 | 5.2727 | 5.1539 | 4.4906
2022-09-09 | 4.3399 | 4.4171 | 4.1292 | 4.1027 | 4.1962 | 4.8544 | 4.8316 | 4.0609 | 4.0227 | 3.2908 | 2.8262 | 2.6594 | 2.8998 | 2.8147 | 2.9034 | 3.2859 | 3.8945 | 4.1715 | 4.8304 | 5.1863 | 4.5187 | 4.891 | 5.1949 | 4.6791
2022-09-10 | 4.1337 | 3.9165 | 4.0628 | 3.652 | 3.4361 | 3.4434 | 3.3142 | 3.1889 | 2.9912 | 2.6315 | 2.4035 | 2.1966 | 2.465 | 2.3551 | 2.5224 | 3.0435 | 3.5259 | 4.1141 | 4.7194 | 4.6162 | 4.5983 | 4.6522 | 4.8916 | 4.2015
2022-09-11 | 3.9815 | 3.763 | 3.3538 | 3.126 | 2.9504 | 3.0782 | 3.2179 | 2.8289 | 2.6261 | 2.4893 | 2.236 | 2.1183 | 2.3666 | 2.5361 | 2.7463 | 2.9034 | 3.2342 | 3.9355 | 4.7572 | 5.1703 | 4.7017 | 4.2658 | 3.7186 | 3.4679
2022-09-12 | 3.4064 | 3.2356 | 3.0496 | 3.0695 | 3.2517 | 3.2482 | 3.7434 | 4.0733 | 3.7751 | 3.4008 | 3.2141 | 3.021 | 2.9481 | 3.1092 | 3.6141 | 4.0657 | 4.2303 | 4.7374 | 5.3687 | 5.6293 | 5.2881 | 5.2315 | 5.0369 | 4.6651
2022-09-13 | 4.3798 | 4.4279 | 4.3921 | 4.1087 | 4.0503 | 4.619 | 5.0664 | 4.1807 | 3.8512 | 3.3827 | 3.1395 | 3.2147 | 3.5045 | 3.2705 | 3.1169 | 3.6842 | 4.0509 | 4.4701 | 5.107 | 4.9602 | 4.2972 | 4.1573 | 3.7151 | 3.4332
2022-09-14 | 3.2633 | 3.2164 | 3.3738 | 3.1821 | 3.1141 | 3.1923 | 3.2415 | 3.4222 | 3.145 | 2.8236 | 2.3206 | 2.2977 | 1.9882 | 2.1192 | 2.3627 | 2.571 | 2.855 | 3.0588 | 3.3817 | 3.3288 | 3.0035 | 2.8914 | 3.0756 | 2.8007
2022-09-15 | 2.6192 | 2.5503 | 2.5049 | 2.5064 | 2.6431 | 2.7394 | 2.7776 | 2.875 | 2.929 | 2.6338 | 2.4729 | 2.2861 | 2.2222 | 2.3919 | 2.5968 | 2.9744 | 3.0881 | 3.4634 | 4.1476 | 3.6412 | 3.369 | 4.1129 | 4.4278 | 4.55
2022-09-16 | 3.9663 | 3.7948 | 3.7251 | 3.8962 | 4.0649 | 4.0983 | 4.6052 | 4.1403 | 3.4951 | 2.9624 | 2.5624 | 2.4118 | 2.4973 | 2.6619 | 2.9496 | 3.2622 | 3.6107 | 4.3938 | 4.9686 | 4.7265 | 4.2813 | 4.9418 | 4.7516 | 4.3572
2022-09-17 | 4.0161 | 4.1744 | 3.7718 | 3.7212 | 3.9828 | 3.861 | 3.7885 | 3.1874 | 2.9506 | 2.4265 | 1.9138 | 2.0783 | 2.1211 | 1.9665 | 2.1206 | 2.673 | 3.0163 | 3.6481 | 4.5345 | 4.8646 | 4.1512 | 4.4302 | 4.7598 | 4.1595
2022-09-18 | 3.7902 | 3.9288 | 3.6924 | 3.4721 | 3.4719 | 3.7976 | 3.7369 | 3.0132 | 2.6334 | 2.6729 | 2.0793 | 1.6022 | 1.8018 | 2.0503 | 1.9436 | 2.3709 | 3.0451 | 3.7733 | 4.3308 | 4.44 | 3.9585 | 4.4584 | 4.4272 | 3.5689
2022-09-19 | 3.0187 | 2.926 | 2.9751 | 3.0711 | 3.0179 | 3.3355 | 3.7236 | 3.7815 | 3.0938 | 2.5772 | 2.5328 | 2.2855 | 2.5998 | 2.9811 | 2.8961 | 3.1029 | 3.6389 | 4.2954 | 5.0371 | 5.176 | 4.7691 | 5.0138 | 4.6318 | 4.216
2022-09-20 | 3.9463 | 3.9969 | 4.0093 | 3.5683 | 3.218 | 3.2547 | 3.7838 | 3.4352 | 3.1253 | 2.9252 | 2.679 | 2.4996 | 2.387 | 2.6075 | 2.6427 | 3.0704 | 3.8337 | 4.4455 | 5.0559 | 5.4398 | 4.7237 | 4.7083 | 4.6987 | 4.554
2022-09-21 | 3.7668 | 3.3142 | 3.3053 | 3.3384 | 3.0409 | 3.1492 | 3.5691 | 3.8015 | 3.5793 | 3.2016 | 2.7924 | 2.6308 | 2.7348 | 2.8115 | 3.3922 | 3.9129 | 4.1917 | 4.6423 | 5.4628 | 5.6245 | 5.2196 | 5.2799 | 4.8206 | 4.3413
2022-09-22 | 4.3747 | 4.2543 | 4.1846 | 3.9265 | 4.106 | 4.1386 | 3.8245 | 3.6389 | 3.4546 | 3.0379 | 2.7193 | 2.8043 | 3.0306 | 3.0239 | 3.5104 | 4.1693 | 4.0749 | 4.6386 | 5.489 | 5.603 | 4.985 | 5.1611 | 5.4121 | 5.0207
2022-09-23 | 4.0603 | 3.5118 | 3.6822 | 3.4504 | 3.4182 | 3.8076 | 4.4549 | 3.7963 | 3.3877 | 3.1017 | 2.7258 | 2.6703 | 2.9406 | 3.0669 | 3.1081 | 3.6525 | 4.5035 | 4.8698 | 4.4727 | 4.3057 | 4.0745 | 4.819 | 5.2045 | 4.9442
2022-09-24 | 4.2354 | 4.2047 | 3.6916 | 3.2654 | 3.1579 | 3.2832 | 3.5846 | 3.1822 | 3.0333 | 2.7548 | 2.5436 | 2.1903 | 2.1092 | 2.2865 | 2.5424 | 2.8531 | 3.5379 | 4.282 | 4.4993 | 4.8461 | 4.5184 | 4.0798 | 3.776 | 3.6528
2022-09-25 | 3.5148 | 3.238 | 3.3062 | 3.4554 | 3.1828 | 3.2157 | 3.2494 | 2.8749 | 2.6482 | 2.4943 | 2.327 | 2.2367 | 2.2802 | 2.5409 | 2.6476 | 2.6943 | 3.2981 | 4.1223 | 4.8269 | 5.2059 | 4.786 | 4.6102 | 4.8165 | 4.5849
2022-09-26 | 4.3018 | 4.158 | 3.7312 | 3.6813 | 3.8407 | 4.2774 | 4.4194 | 3.5538 | 3.5064 | 3.273 | 2.952 | 2.9982 | 3.1671 | 3.0457 | 3.2457 | 3.8015 | 4.4465 | 5.2194 | 5.6486 | 5.6425 | 4.958 | 5.0797 | 5.037 | 4.9621
2022-09-27 | 4.4715 | 4.2687 | 3.9856 | 4.0173 | 4.1582 | 4.1267 | 4.3974 | 3.8783 | 3.7843 | 3.1007 | 2.6152 | 3.0556 | 2.9484 | 3.1203 | 3.3032 | 3.6967 | 4.3314 | 5.1353 | 5.5558 | 5.6395 | 5.0279 | 3.8912 | 3.7197 | 3.8781
2022-09-28 | 4.1223 | 3.7934 | 3.7813 | 3.6696 | 3.5343 | 3.9187 | 4.9304 | 5.0444 | 4.3483 | 3.8052 | 3.4679 | 3.663 | 3.4769 | 3.1101 | 3.6179 | 3.992 | 4.7387 | 4.9354 | 5.4825 | 5.6332 | 5.2456 | 4.909 | 4.4873 | 4.1327
2022-09-29 | 3.867 | 3.7617 | 3.6998 | 3.6681 | 3.6785 | 4.2105 | 4.7309 | 4.6386 | 4.9063 | 4.6745 | 4.4846 | 3.2271 | 3.7185 | 3.9166 | 4.1148 | 4.6529 | 4.473 | 5.0887 | 4.9392 | 4.2271 | 3.9317 | 3.9938 | 3.9994 | 3.6178
2022-09-30 | 3.4084 | 3.2915 | 3.4474 | 3.4041 | 3.0776 | 3.1315 | 3.3962 | 3.1951 | 2.9831 | 2.7084 | 2.6718 | 3.1918 | 2.9882 | 3.144 | 3.0122 | 3.2534 | 4.1585 | 4.7013 | 4.8945 | 5.1965 | 4.7026 | 4.7943 | 4.6847 | 4.3314
2022-10-01 | 4.2999 | 3.4889 | 3.3534 | 3.2093 | 3.1173 | 3.19 | 3.1945 | 3.0547 | 2.6781 | 2.492 | 2.3021 | 2.3472 | 2.4689 | 2.4604 | 2.5747 | 2.9364 | 3.525 | 3.9106 | 4.9377 | 5.1183 | 4.4185 | 3.9999 | 3.8154 | 3.6432
2022-10-02 | 3.5419 | 4.1204 | 3.8632 | 3.7624 | 3.2713 | 3.0678 | 3.0543 | 2.8926 | 2.694 | 2.4457 | 2.4104 | 2.261 | 2.4211 | 2.6084 | 2.6927 | 2.9375 | 3.474 | 4.3287 | 5.2768 | 5.4216 | 4.7487 | 4.1104 | 3.777 | 3.3885
2022-10-03 | 3.1603 | 3.2181 | 3.1901 | 3.0296 | 3.0602 | 3.2437 | 3.5054 | 3.2897 | 2.9454 | 2.5756 | 2.5267 | 2.5709 | 2.7807 | 3.0451 | 3.4747 | 3.905 | 4.4426 | 4.9126 | 5.5504 | 5.4393 | 4.7314 | 4.9449 | 4.8979 | 4.6969
2022-10-04 | 3.9014 | 3.4744 | 3.2612 | 3.1756 | 3.0406 | 3.222 | 3.5939 | 3.3479 | 2.976 | 2.5639 | 2.3578 | 2.4466 | 2.6636 | 2.8586 | 3.1047 | 3.4077 | 3.8477 | 4.7283 | 5.599 | 5.4392 | 4.6217 | 4.0453 | 4.0711 | 3.8336
2022-10-05 | 3.3198 | 3.1911 | 3.3051 | 3.2018 | 3.0701 | 3.2405 | 3.4967 | 3.2762 | 2.9584 | 2.5884 | 2.5462 | 2.656 | 2.9014 | 3.6045 | 4.3027 | 4.3585 | 4.4149 | 5.1158 | 5.6168 | 5.5859 | 5.0463 | 5.228 | 4.9156 | 4.4414
2022-10-06 | 4.3906 | 4.3282 | 3.8871 | 3.7607 | 3.4243 | 3.6849 | 4.0181 | 3.3415 | 3.0251 | 2.7453 | 2.6762 | 2.7889 | 3.0133 | 3.1515 | 3.7685 | 4.2695 | 4.7498 | 5.3007 | 5.6168 | 5.4657 | 4.6878 | 5.1031 | 5.4185 | 4.8178
2022-10-07 | 4.2384 | 3.8031 | 3.5228 | 3.4683 | 3.2902 | 3.4666 | 3.7645 | 3.2364 | 3.1464 | 3.0471 | 2.7865 | 2.7212 | 2.8231 | 3.13 | 3.7159 | 4.4009 | 4.6484 | 4.5981 | 4.9856 | 4.9928 | 4.5403 | 5.285 | 5.2333 | 5.0155
2022-10-08 | 4.3124 | 3.97 | 4.261 | 4.0578 | 3.4699 | 3.2338 | 3.6225 | 3.2745 | 2.9345 | 2.5401 | 2.3238 | 2.4473 | 2.4276 | 2.3297 | 2.6351 | 3.0243 | 3.933 | 4.5565 | 5.3531 | 5.2618 | 4.6665 | 4.222 | 3.9901 | 3.6801
2022-10-09 | 3.5227 | 3.2229 | 3.1727 | 3.1771 | 3.167 | 3.1471 | 3.0774 | 2.9339 | 2.6543 | 2.3935 | 2.4388 | 2.4844 | 2.4484 | 2.8607 | 2.9434 | 3.0114 | 3.5638 | 4.2297 | 5.2616 | 5.0661 | 4.465 | 4.7054 | 4.2042 | 3.8642
2022-10-10 | 3.7416 | 3.2197 | 3.0471 | 3.0149 | 3.0255 | 3.2455 | 3.4519 | 3.2652 | 3.2531 | 2.964 | 2.8688 | 2.7664 | 2.8316 | 2.9605 | 3.2625 | 3.2914 | 3.872 | 5.0482 | 5.6025 | 5.5055 | 4.5534 | 4.1176 | 4.2111 | 3.7098
2022-10-11 | 3.591 | 4.2466 | 4.2441 | 3.9333 | 3.7569 | 4.1468 | 3.6311 | 3.6333 | 3.3931 | 2.8876 | 2.715 | 2.7621 | 2.8106 | 2.936 | 3.155 | 3.664 | 4.5589 | 5.1308 | 5.4137 | 5.1235 | 4.8874 | 5.0392 | 4.5392 | 3.9833
2022-10-12 | 3.9527 | 4.0983 | 3.9967 | 3.9854 | 3.4583 | 3.3732 | 3.5929 | 3.6232 | 3.3547 | 3.0565 | 2.9329 | 2.8516 | 2.9271 | 3.4247 | 3.3069 | 3.6313 | 4.2678 | 5.1632 | 5.579 | 5.249 | 4.3666 | 4.8053 | 4.671 | 4.415
2022-10-13 | 4.2825 | 3.7327 | 3.7042 | 4.0307 | 3.6517 | 3.8949 | 4.1988 | 3.5127 | 3.397 | 2.8938 | 2.6326 | 2.7694 | 2.8913 | 3.1421 | 3.4279 | 3.9165 | 4.6489 | 5.114 | 5.1971 | 5.0257 | 4.7301 | 4.8852 | 4.8426 | 4.5166
2022-10-14 | 4.4475 | 4.3412 | 3.7666 | 3.8575 | 3.9425 | 4.233 | 4.1925 | 3.3774 | 3.2161 | 2.9126 | 2.8731 | 2.8822 | 2.9544 | 3.235 | 4.0908 | 4.6763 | 4.7241 | 4.9227 | 5.3922 | 4.7691 | 4.1057 | 4.8728 | 5.0273 | 4.1831
2022-10-15 | 4.0469 | 4.1162 | 3.6854 | 3.4919 | 3.4186 | 3.6357 | 3.6422 | 3.2674 | 3.379 | 3.1423 | 2.8499 | 2.7451 | 2.2484 | 2.3541 | 2.7643 | 2.8719 | 3.475 | 4.313 | 5.1119 | 4.8135 | 3.8458 | 4.0751 | 3.6847 | 3.2431
2022-10-16 | 3.1503 | 3.1956 | 3.1586 | 3.0053 | 2.8437 | 2.922 | 2.9314 | 2.7057 | 2.526 | 2.1949 | 1.9088 | 1.8906 | 2.0573 | 2.4182 | 2.5171 | 2.8216 | 3.3898 | 4.4286 | 5.099 | 4.7823 | 4.4078 | 4.3868 | 3.9437 | 3.6056
2022-10-17 | 3.3952 | 3.0752 | 2.901 | 2.876 | 2.9152 | 3.1641 | 3.5288 | 3.3844 | 3.3558 | 3.654 | 3.5522 | 3.2598 | 2.752 | 2.9841 | 3.6446 | 4.047 | 4.5082 | 4.9041 | 5.1867 | 4.6938 | 4.1235 | 4.8935 | 4.5806 | 4.1886
2022-10-18 | 3.7911 | 3.6199 | 3.6178 | 3.9252 | 3.7972 | 3.8558 | 3.8707 | 3.3844 | 3.4392 | 2.9416 | 2.6551 | 2.4491 | 2.6518 | 2.7583 | 2.9673 | 3.4042 | 4.312 | 5.0297 | 5.2313 | 5.0366 | 4.6661 | 4.5679 | 4.3442 | 3.9598
2022-10-19 | 4.0084 | 3.8362 | 3.5807 | 3.6857 | 3.7673 | 3.822 | 4.2304 | 3.758 | 3.3763 | 2.8003 | 3.0232 | 2.8332 | 2.712 | 2.8298 | 3.3932 | 4.0325 | 4.3946 | 4.6148 | 5.4462 | 5.1604 | 4.6856 | 5.2396 | 5.0115 | 4.2677
2022-10-20 | 4.3109 | 4.3409 | 4.1366 | 3.5566 | 3.0888 | 3.2287 | 3.6015 | 3.4854 | 3.4531 | 3.1497 | 3.0627 | 2.8624 | 3.0732 | 3.4198 | 3.7056 | 3.9546 | 4.3814 | 4.7022 | 5.501 | 5.1488 | 4.0753 | 4.3121 | 4.6508 | 4.047
2022-10-21 | 3.6801 | 3.7497 | 3.8586 | 3.6074 | 3.1521 | 3.187 | 3.7689 | 3.7912 | 3.5988 | 3.0119 | 2.5857 | 2.5686 | 2.8552 | 3.2336 | 3.4406 | 3.8236 | 4.2417 | 4.6359 | 4.9345 | 4.5859 | 3.9312 | 3.7105 | 3.706 | 3.5281
2022-10-22 | 3.4633 | 3.1578 | 3.1038 | 3.267 | 3.0402 | 3.1506 | 3.3926 | 3.3737 | 3.4056 | 2.9449 | 2.549 | 2.5294 | 2.6216 | 2.5095 | 2.5462 | 2.8867 | 3.42 | 4.2123 | 4.7906 | 4.3414 | 3.7319 | 4.2466 | 4.5027 | 4.2004
2022-10-23 | 3.9066 | 3.2867 | 3.0238 | 3.0705 | 3.0249 | 2.8994 | 2.9324 | 2.9594 | 2.8061 | 2.5191 | 2.1949 | 2.0284 | 2.1825 | 2.3003 | 2.5776 | 2.8992 | 3.5342 | 4.4122 | 5.2482 | 4.9648 | 4.3355 | 3.7639 | 3.4677 | 3.2182
2022-10-24 | 3.1799 | 3.2204 | 3.0818 | 3.0083 | 3.027 | 3.4648 | 5.0199 | 4.1648 | 3.4781 | 2.8531 | 2.8591 | 2.8714 | 2.7703 | 3.0723 | 3.049 | 3.2277 | 3.8275 | 4.9548 | 5.4409 | 4.9791 | 4.704 | 4.7789 | 4.5984 | 4.5238
2022-10-25 | 3.9409 | 3.1816 | 3.0394 | 3.2185 | 2.9712 | 3.3226 | 3.9042 | 3.9134 | 3.3389 | 2.9031 | 2.5909 | 2.4878 | 2.5994 | 2.8145 | 3.0029 | 3.4596 | 4.1943 | 5.1006 | 5.6234 | 5.4135 | 4.818 | 5.1426 | 4.9928 | 4.6005
2022-10-26 | 4.4775 | 4.3387 | 4.1221 | 3.8391 | 3.8369 | 4.279 | 4.6482 | 4.123 | 3.4766 | 3.0772 | 2.7028 | 2.6629 | 2.7296 | 3.0102 | 3.3785 | 3.508 | 4.465 | 5.3231 | 5.6075 | 5.471 | 4.8881 | 4.741 | 4.7977 | 4.3921
2022-10-27 | 4.4403 | 3.9507 | 3.7293 | 4.0134 | 3.938 | 4.3128 | 4.7671 | 3.9214 | 3.8385 | 3.3344 | 2.8076 | 2.7852 | 2.8999 | 3.0063 | 3.33 | 4.0685 | 3.948 | 4.4464 | 5.269 | 5.0847 | 4.32 | 4.3255 | 4.6683 | 4.5926
2022-10-28 | 3.9359 | 3.7321 | 3.4268 | 3.3531 | 3.3749 | 3.5238 | 3.8733 | 3.2547 | 3.4141 | 3.2731 | 3.2571 | 2.9208 | 3.0007 | 3.2079 | 3.2046 | 3.3416 | 4.4754 | 4.678 | 5.1183 | 4.9113 | 4.1192 | 4.4577 | 4.3271 | 4.2804
2022-10-29 | 4.0608 | 3.9706 | 3.7751 | 3.1458 | 3.0668 | 3.2448 | 3.4281 | 3.0231 | 2.7972 | 2.6621 | 2.5573 | 2.2348 | 2.1282 | 2.3108 | 2.6046 | 2.8978 | 3.9603 | 4.8071 | 5.0535 | 4.3991 | 3.9347 | 3.5107 | 3.5171 | 3.3611
2022-10-30 | 3.3523 | 3.2021 | 3.0764 | 3.2039 | 3.0476 | 3.0766 | 3.1811 | 3.0665 | 2.9363 | 2.6876 | 2.1614 | 2.1949 | 2.4553 | 2.5859 | 2.9769 | 3.4193 | 3.8622 | 4.3731 | 5.2931 | 4.8361 | 4.2 | 4.1097 | 4.3303 | 4.1091
2022-10-31 | 3.5211 | 3.2436 | 3.204 | 3.0472 | 3.0465 | 3.2944 | 3.7122 | 3.6661 | 3.2904 | 3.0164 | 3.0425 | 2.7366 | 2.8235 | 3.0548 | 3.488 | 3.4359 | 4.7715 | 5.514 | 5.6153 | 5.4685 | 4.6791 | 3.9754 | 3.7937 | 3.4762
2022-11-01 | 3.6195 | 3.4084 | 3.1796 | 3.1947 | 3.3608 | 3.9032 | 4.2776 | 3.9364 | 4.5081 | 4.8545 | 4.4852 | 3.6361 | 4.225 | 4.4231 | 3.9952 | 4.317 | 5.1394 | 5.187 | 5.0871 | 4.5983 | 4.2948 | 4.1079 | 3.8847 | 3.4974
2022-11-02 | 3.3432 | 3.2103 | 2.8835 | 2.8802 | 2.8874 | 3.0635 | 3.565 | 3.7104 | 3.3955 | 2.7241 | 2.727 | 2.7668 | 2.7608 | 3.5052 | 4.1174 | 3.9965 | 4.7658 | 5.1839 | 4.7747 | 4.1694 | 3.9706 | 4.9222 | 4.9172 | 4.2914
2022-11-03 | 3.9537 | 3.808 | 3.9722 | 3.9929 | 3.8415 | 4.3793 | 4.6776 | 3.9528 | 3.9777 | 3.0424 | 2.7754 | 2.8096 | 2.9322 | 2.7386 | 2.9787 | 3.8272 | 4.5354 | 4.6579 | 5.392 | 4.9218 | 4.5398 | 4.9533 | 5.0291 | 4.1617
2022-11-04 | 3.8485 | 3.747 | 3.7224 | 3.6257 | 3.7212 | 3.9594 | 4.3171 | 3.3598 | 3.3087 | 3.0357 | 2.5565 | 2.3948 | 2.5871 | 2.6419 | 2.7091 | 3.4709 | 4.6273 | 4.5664 | 4.9857 | 4.8788 | 4.0289 | 4.3213 | 4.3669 | 4.381
2022-11-05 | 3.3971 | 3.0084 | 3.1166 | 3.099 | 2.8946 | 3.0602 | 3.0637 | 3.1448 | 2.7025 | 2.371 | 2.003 | 1.8121 | 1.8401 | 2.1249 | 2.4899 | 2.6155 | 3.1858 | 4.1434 | 5.026 | 4.3743 | 3.9216 | 3.8729 | 3.613 | 3.2891
2022-11-06 | 3.1431 | 3.2588 | 3.1203 | 3.0918 | 3.2837 | 3.7149 | 3.8356 | 3.0188 | 2.6804 | 2.5067 | 2.3402 | 2.2147 | 2.043 | 2.1982 | 2.5537 | 2.7087 | 3.2708 | 4.2702 | 5.2217 | 4.6428 | 4.0399 | 4.7202 | 4.5118 | 3.6007
2022-11-07 | 2.9517 | 3.0718 | 2.9076 | 2.8541 | 2.9185 | 3.2566 | 3.9994 | 3.335 | 3.2244 | 3.0375 | 2.7168 | 2.4595 | 2.6646 | 2.6671 | 3.1472 | 3.2476 | 4.4651 | 4.9155 | 5.404 | 5.2806 | 4.4965 | 3.8314 | 3.48 | 3.5528
2022-11-08 | 3.3263 | 3.1401 | 3.0673 | 3.1729 | 2.9796 | 3.1743 | 3.393 | 3.5205 | 3.139 | 2.5967 | 2.3984 | 2.4518 | 2.35 | 2.4263 | 2.8582 | 3.7885 | 4.4766 | 5.1594 | 5.5783 | 5.0925 | 4.4355 | 4.4005 | 4.4317 | 4.0415
2022-11-09 | 3.4038 | 3.028 | 2.9376 | 3.0651 | 2.886 | 3.0972 | 3.5818 | 3.6192 | 3.4318 | 2.9416 | 2.7365 | 3.2048 | 3.276 | 3.3478 | 3.7118 | 4.1665 | 4.3338 | 5.0637 | 5.5984 | 5.4057 | 4.807 | 4.8784 | 4.9322 | 4.5505
2022-11-10 | 3.6466 | 3.5575 | 3.4505 | 3.0503 | 3.024 | 3.3607 | 3.2664 | 3.6275 | 3.1142 | 2.6436 | 2.8956 | 2.7615 | 2.5416 | 2.623 | 3.2064 | 3.6012 | 4.2439 | 5.0653 | 5.5969 | 5.2209 | 4.425 | 4.8577 | 4.6884 | 3.9588
2022-11-11 | 3.9437 | 4.1001 | 3.5714 | 3.6048 | 3.6808 | 4.2413 | 5.0752 | 3.8435 | 3.3657 | 3.3429 | 3.0419 | 2.6649 | 2.7001 | 2.9123 | 2.8449 | 3.184 | 4.3807 | 4.9521 | 5.4475 | 5.0485 | 3.7649 | 4.0168 | 3.7658 | 3.7592
2022-11-12 | 3.669 | 3.2638 | 3.4154 | 3.2226 | 3.086 | 3.2299 | 3.539 | 3.4115 | 3.1887 | 2.7554 | 2.5589 | 2.5881 | 2.443 | 2.4312 | 2.8809 | 2.6714 | 3.1919 | 4.2948 | 4.6575 | 3.8407 | 3.7745 | 3.4577 | 3.2358 | 3.2186
2022-11-13 | 3.1106 | 3.2178 | 3.2029 | 3.3379 | 2.7628 | 2.828 | 2.9272 | 2.9196 | 2.7361 | 2.1803 | 1.8478 | 1.5663 | 1.5237 | 1.6262 | 2.1703 | 2.5196 | 2.7662 | 3.4522 | 4.4291 | 4.7491 | 3.873 | 3.5089 | 3.3134 | 2.9469
2022-11-14 | 2.8175 | 2.9029 | 2.7993 | 2.7343 | 2.706 | 2.9826 | 3.1376 | 2.9889 | 2.8222 | 2.6923 | 2.379 | 2.1666 | 2.4485 | 2.5158 | 2.507 | 2.9763 | 3.8193 | 4.6462 | 5.2906 | 4.5749 | 3.7577 | 4.1139 | 4.1582 | 3.8898
2022-11-15 | 3.3109 | 2.918 | 2.9782 | 2.8125 | 2.779 | 2.9535 | 3.4831 | 3.8295 | 3.0939 | 2.9108 | 2.6906 | 2.5641 | 2.5804 | 2.6262 | 2.8455 | 3.401 | 4.4759 | 5.3049 | 5.5956 | 5.0427 | 4.2179 | 4.2747 | 4.1933 | 4.1025
2022-11-16 | 3.4578 | 3.4943 | 3.3984 | 3.5468 | 3.4976 | 3.7242 | 4.3098 | 3.8086 | 3.637 | 3.5404 | 3.2661 | 2.6886 | 2.6237 | 3.185 | 3.119 | 3.5736 | 4.3721 | 4.911 | 5.5957 | 4.9713 | 4.0565 | 4.6583 | 4.6073 | 4.4172
2022-11-17 | 3.8931 | 3.4264 | 3.8022 | 3.93 | 3.6617 | 4.1429 | 4.6007 | 3.6191 | 3.6569 | 3.1198 | 2.8632 | 2.8745 | 3.0483 | 2.7766 | 3.3106 | 4.0161 | 4.7458 | 5.279 | 5.5761 | 5.1439 | 4.3224 | 4.3671 | 4.6677 | 4.0999
2022-11-18 | 3.5217 | 3.4498 | 3.741 | 3.6342 | 3.5134 | 3.8543 | 3.8508 | 4.2281 | 4.0652 | 3.572 | 3.0145 | 3.2814 | 3.6432 | 3.8378 | 3.5129 | 3.6945 | 4.4452 | 4.9542 | 5.1373 | 4.3408 | 3.5879 | 4.1408 | 4.2663 | 4.2238
2022-11-19 | 3.9912 | 3.0492 | 2.8724 | 2.9853 | 2.8355 | 2.8416 | 3.03 | 3.1763 | 3.0859 | 2.7038 | 2.3673 | 2.6705 | 2.646 | 2.6914 | 3.0103 | 3.1049 | 3.3758 | 4.3115 | 4.648 | 3.877 | 3.7443 | 3.5662 | 3.2032 | 3.0668
2022-11-20 | 3.0341 | 3.0604 | 2.8606 | 2.8957 | 2.8871 | 3.0339 | 3.2936 | 3.1289 | 3.1232 | 3.0496 | 2.6314 | 2.4753 | 2.0956 | 2.1903 | 2.505 | 2.6845 | 3.1211 | 4.0981 | 4.611 | 4.1928 | 3.9718 | 3.7946 | 3.8787 | 3.7822
2022-11-21 | 3.4664 | 2.9717 | 2.8964 | 2.9313 | 2.9327 | 3.2712 | 3.8273 | 3.5063 | 3.197 | 2.8375 | 2.4986 | 2.5609 | 2.6492 | 2.6123 | 2.7561 | 3.4078 | 4.0705 | 4.6714 | 5.3792 | 4.9698 | 4.3377 | 4.2623 | 4.3023 | 4.156
2022-11-22 | 3.7744 | 3.7586 | 3.6148 | 3.3276 | 3.3372 | 3.6052 | 3.8075 | 3.4796 | 3.278 | 3.2635 | 3 | 2.8721 | 2.9347 | 3.1389 | 3.163 | 3.3061 | 4.3985 | 5.1106 | 5.5971 | 5.3108 | 4.3901 | 4.3878 | 4.2821 | 4.2068
2022-11-23 | 3.7003 | 3.3812 | 3.2684 | 3.3756 | 3.5534 | 3.5963 | 3.6757 | 3.7308 | 3.3275 | 2.956 | 2.7439 | 2.6389 | 2.5043 | 2.5936 | 2.8347 | 3.4745 | 4.2232 | 4.6197 | 5.3742 | 4.9203 | 4.097 | 4.4177 | 4.8607 | 3.997
2022-11-24 | 3.6802 | 3.9368 | 3.341 | 2.9659 | 2.9711 | 3.2683 | 3.5437 | 3.7556 | 4.0978 | 3.8193 | 3.1158 | 3.2666 | 2.7551 | 2.6056 | 2.5603 | 3.1808 | 3.581 | 3.9192 | 4.3512 | 4.0889 | 3.4392 | 3.6198 | 3.764 | 3.1916
2022-11-25 | 2.9845 | 3.0151 | 3.0501 | 2.8095 | 2.725 | 2.9208 | 2.9209 | 3.1679 | 3.1255 | 2.89 | 2.5919 | 2.4804 | 2.4989 | 2.825 | 2.6387 | 3.0565 | 4.3954 | 5.0506 | 5.3189 | 4.3826 | 3.7746 | 4.2059 | 4.5945 | 4.399
2022-11-26 | 3.7315 | 3.5599 | 3.1423 | 2.9352 | 2.9036 | 3.1993 | 3.2327 | 3.0892 | 2.9833 | 2.5445 | 2.1522 | 2.0102 | 1.8984 | 2.1183 | 2.447 | 3.0247 | 3.6958 | 4.0578 | 5.0066 | 4.4527 | 3.6001 | 3.5566 | 3.5999 | 3.1618
2022-11-27 | 3.0646 | 3.1028 | 3.0117 | 2.8292 | 2.8253 | 2.9762 | 2.8894 | 2.7771 | 2.6183 | 2.4656 | 2.158 | 1.9219 | 2.3831 | 2.4263 | 2.5429 | 2.9685 | 3.8481 | 4.5691 | 5.3615 | 4.9724 | 4.0384 | 4.265 | 4.5683 | 4.1763
2022-11-28 | 3.4365 | 3.4151 | 3.4903 | 3.3122 | 3.4443 | 3.8926 | 5.0239 | 4.0687 | 3.8079 | 3.353 | 2.8257 | 2.6291 | 2.7971 | 2.9425 | 3.0897 | 3.5482 | 4.4382 | 5.1015 | 5.6003 | 5.3756 | 4.5951 | 4.8129 | 4.4883 | 4.0183
2022-11-29 | 3.8618 | 3.9996 | 3.9168 | 3.545 | 3.5341 | 4.0874 | 4.9869 | 4.3232 | 3.5874 | 3.1905 | 2.7902 | 2.4769 | 2.555 | 2.8061 | 2.7862 | 3.3137 | 4.4478 | 5.0324 | 5.5979 | 5.3611 | 4.7749 | 4.6797 | 4.5319 | 4.1956
2022-11-30 | 3.8585 | 3.3788 | 3.2984 | 3.4206 | 3.7498 | 3.8668 | 4.3537 | 3.6084 | 3.2546 | 2.8441 | 2.6588 | 2.53 | 2.49 | 2.6183 | 3.0019 | 3.3983 | 4.3618 | 4.7451 | 5.5955 | 5.3042 | 4.786 | 4.7939 | 4.4649 | 3.5828
2022-12-01 | 3.3947 | 3.3234 | 3.1988 | 2.9203 | 2.8648 | 3.1713 | 4.0623 | 3.8483 | 3.6412 | 3.3046 | 2.8841 | 2.6334 | 2.7445 | 2.9239 | 2.8489 | 3.4942 | 4.2821 | 4.8016 | 5.3805 | 5.0468 | 4.3213 | 3.7012 | 3.6002 | 3.5666
2022-12-02 | 3.1953 | 2.9805 | 3.1562 | 2.9413 | 2.8374 | 2.9639 | 3.4704 | 3.6783 | 3.2523 | 3.0579 | 2.8166 | 2.4317 | 2.4742 | 2.7866 | 2.8974 | 3.2454 | 4.2525 | 4.915 | 5.2739 | 4.7335 | 4.3902 | 3.8798 | 3.8068 | 3.6387
2022-12-03 | 3.4276 | 3.2595 | 2.9761 | 3.0589 | 3.2693 | 3.3273 | 3.355 | 3.3465 | 3.1341 | 2.7244 | 2.406 | 2.6945 | 2.8081 | 2.5624 | 2.8547 | 3.0134 | 3.3747 | 4.0019 | 4.9055 | 4.4625 | 4.1133 | 3.8489 | 3.5064 | 3.1576
2022-12-04 | 3.2505 | 3.3392 | 3.1245 | 2.8811 | 2.754 | 2.7784 | 2.9224 | 2.813 | 2.6326 | 2.4152 | 2.0211 | 1.7821 | 2.153 | 2.3374 | 2.4279 | 2.7005 | 3.2854 | 4.045 | 4.9768 | 4.7093 | 4.1792 | 3.4518 | 3.4942 | 3.2805
2022-12-05 | 3.1261 | 3.057 | 2.9422 | 2.9201 | 2.9594 | 3.2197 | 3.8744 | 4.0567 | 3.3661 | 3.08 | 2.9762 | 2.6908 | 2.7581 | 3.1937 | 3.3858 | 3.8281 | 4.4927 | 4.8815 | 5.3985 | 4.9718 | 4.3815 | 3.9185 | 3.5759 | 3.5274
2022-12-06 | 3.313 | 3.0961 | 3.0452 | 3.1459 | 2.9519 | 3.2665 | 3.8576 | 3.9176 | 3.8333 | 3.1497 | 2.7124 | 2.6746 | 2.6583 | 2.8763 | 3.2788 | 3.5929 | 4.1719 | 5.021 | 5.3803 | 5.0972 | 4.4593 | 3.8416 | 3.8255 | 3.2377
2022-12-07 | 3.0339 | 3.0455 | 3.1079 | 2.8588 | 2.9029 | 3.2088 | 3.6743 | 3.858 | 3.6598 | 3.1877 | 2.7989 | 2.7061 | 2.7107 | 3.0257 | 3.0612 | 3.2387 | 4.1606 | 4.8243 | 5.3739 | 5.0889 | 4.4604 | 3.7709 | 3.5081 | 3.4528
2022-12-08 | 3.2581 | 2.974 | 3.1239 | 3.0715 | 3.0058 | 3.2078 | 3.7619 | 3.9172 | 3.7909 | 3.2467 | 2.8096 | 2.6429 | 2.7144 | 2.7368 | 3.1533 | 3.4708 | 3.9361 | 4.4517 | 5.195 | 4.7967 | 4.0065 | 3.8119 | 3.7183 | 3.1176
2022-12-09 | 2.8712 | 2.8752 | 2.705 | 2.6797 | 2.6737 | 2.9522 | 3.6071 | 3.3805 | 3.4279 | 3.4628 | 2.972 | 2.6664 | 2.7111 | 3.0752 | 2.9605 | 3.4161 | 4.0604 | 4.5241 | 4.9618 | 4.6264 | 3.9293 | 4.0685 | 4.2289 | 4.1783
2022-12-10 | 3.3983 | 2.9597 | 2.905 | 2.8987 | 2.8738 | 2.9898 | 3.2861 | 3.3823 | 3.4367 | 3.2516 | 2.951 | 2.3823 | 2.2985 | 2.4191 | 2.4234 | 2.5885 | 3.1618 | 3.6346 | 3.7603 | 3.4595 | 3.413 | 3.276 | 3.2698 | 3.0184
2022-12-11 | 2.889 | 2.7837 | 2.7531 | 2.7534 | 2.7571 | 2.8998 | 3.052 | 2.9507 | 2.6238 | 2.3689 | 2.0609 | 1.8858 | 1.7851 | 1.9597 | 2.1175 | 2.4866 | 2.9613 | 3.6676 | 4.4783 | 4.2115 | 3.7811 | 4.0498 | 3.9238 | 3.6049
2022-12-12 | 3.4272 | 3.0154 | 2.7903 | 2.7806 | 2.8206 | 3.1005 | 3.7121 | 3.8083 | 3.2201 | 2.6728 | 2.534 | 2.3018 | 2.4081 | 2.4362 | 2.6696 | 3.081 | 4.0398 | 4.6941 | 5.1163 | 4.6102 | 4.024 | 3.664 | 3.5085 | 3.1986
2022-12-13 | 3.0588 | 2.9701 | 2.9085 | 2.8402 | 2.9127 | 3.2491 | 3.9933 | 4.1273 | 3.7202 | 3.3297 | 2.8785 | 2.5344 | 2.5412 | 2.7203 | 2.832 | 3.6408 | 4.3833 | 4.9356 | 5.3731 | 5.2489 | 4.6695 | 4.8523 | 4.7781 | 4.1805
2022-12-14 | 3.8692 | 3.9848 | 3.9098 | 3.8041 | 3.8079 | 4.1932 | 4.6301 | 4.0229 | 3.7963 | 3.4505 | 3.1626 | 2.9045 | 2.9669 | 3.2221 | 3.3967 | 3.9926 | 4.3184 | 4.6314 | 5.3708 | 5.0702 | 4.6373 | 4.8079 | 4.4463 | 3.8794
2022-12-15 | 3.6003 | 3.4858 | 3.552 | 3.2719 | 3.1605 | 3.6351 | 4.2067 | 3.6419 | 3.3407 | 3.0237 | 2.9301 | 2.6168 | 2.5192 | 2.4905 | 2.7658 | 2.9644 | 3.5436 | 4.2199 | 5.0652 | 4.7747 | 4.3054 | 4.5222 | 4.4161 | 3.8898
2022-12-16 | 3.4543 | 3.2653 | 3.2656 | 3.2864 | 3.3282 | 3.424 | 3.5081 | 3.6117 | 3.6422 | 3.1366 | 2.624 | 2.3836 | 2.3157 | 2.2925 | 2.4424 | 2.7382 | 3.6622 | 4.342 | 4.83 | 4.5195 | 3.6976 | 3.5007 | 3.3486 | 3.1206
2022-12-17 | 3.2752 | 3.2374 | 3.2921 | 3.2665 | 3.2585 | 3.0598 | 3.1682 | 3.2883 | 2.972 | 2.6844 | 2.5538 | 2.0748 | 1.9901 | 2.1907 | 2.3376 | 2.6269 | 3.1829 | 4.0841 | 4.7583 | 4.5898 | 4.0771 | 3.5065 | 3.2679 | 3.0114
2022-12-18 | 2.8464 | 2.8424 | 2.647 | 2.5818 | 2.4465 | 2.4735 | 2.677 | 2.756 | 2.5961 | 2.3653 | 2.1721 | 2.0643 | 1.9325 | 1.885 | 1.9743 | 2.4758 | 3.0715 | 3.795 | 4.7959 | 4.4565 | 4.0833 | 4.1769 | 3.8682 | 3.5939
2022-12-19 | 3.635 | 3.0023 | 2.9021 | 2.6856 | 2.7945 | 3.039 | 3.6083 | 3.7592 | 3.2826 | 2.825 | 2.6937 | 2.4211 | 2.5769 | 2.5462 | 2.7422 | 3.2849 | 3.7508 | 4.2177 | 5.16 | 4.8085 | 4.3024 | 3.9116 | 3.7973 | 3.3443
2022-12-20 | 2.9905 | 2.8561 | 2.7925 | 2.7815 | 2.8067 | 3.0088 | 3.4648 | 3.2333 | 2.8837 | 2.621 | 2.4356 | 2.4179 | 2.6185 | 2.6071 | 2.9165 | 3.7463 | 4.185 | 4.8454 | 5.0095 | 4.5515 | 4.1741 | 4.6231 | 4.6718 | 4.1151
2022-12-21 | 3.6718 | 3.4957 | 3.3941 | 3.362 | 3.4512 | 3.9213 | 4.5047 | 3.983 | 3.6693 | 3.037 | 2.6787 | 2.5177 | 2.3658 | 2.3636 | 2.5523 | 2.7697 | 3.4463 | 4.2548 | 4.7646 | 4.7039 | 4.3737 | 4.4749 | 4.3846 | 4.1415
2022-12-22 | 3.8335 | 3.6065 | 3.2315 | 3.2907 | 3.355 | 3.7756 | 4.3018 | 3.6456 | 3.3194 | 3.0526 | 2.5711 | 2.3779 | 2.3047 | 2.3559 | 2.5111 | 3.0276 | 3.7418 | 4.4281 | 5.1785 | 4.84 | 4.389 | 4.5742 | 4.5505 | 3.8341
2022-12-23 | 3.5723 | 3.3488 | 3.2837 | 3.374 | 3.5021 | 3.694 | 4.3307 | 3.8677 | 3.5609 | 3.2404 | 2.8523 | 2.7662 | 2.578 | 2.6779 | 2.5388 | 2.8868 | 3.4763 | 4.101 | 4.8525 | 4.7449 | 4.2614 | 4.737 | 4.715 | 4.215
2022-12-24 | 3.3406 | 3.2221 | 3.1719 | 3.1309 | 3.0394 | 2.8855 | 3.0764 | 3.2421 | 2.8687 | 2.4098 | 2.0261 | 1.8441 | 1.8743 | 1.993 | 2.2671 | 2.7937 | 3.4841 | 4.3782 | 4.9453 | 4.6509 | 4.2871 | 3.997 | 3.7329 | 3.1292
2022-12-25 | 3.0193 | 3.1355 | 3.1418 | 3.3523 | 3.2848 | 3.397 | 3.1872 | 3.0539 | 2.9026 | 2.5326 | 2.1658 | 1.8968 | 1.9002 | 1.9913 | 2.2313 | 2.6256 | 3.4127 | 4.0367 | 4.8719 | 4.8006 | 4.4663 | 4.1536 | 3.7904 | 3.4037
2022-12-26 | 3.1147 | 2.8426 | 2.7782 | 2.7537 | 2.8148 | 3.0285 | 3.3497 | 3.4652 | 3.64 | 3.3016 | 2.8972 | 2.8682 | 2.8071 | 3.2195 | 3.4822 | 4.0304 | 4.7364 | 5.1641 | 5.1144 | 4.2436 | 3.938 | 4.2878 | 4.3228 | 4.3353
2022-12-27 | 4.0856 | 3.9506 | 3.6467 | 2.8577 | 2.8488 | 3.0206 | 3.2722 | 3.4398 | 3.4199 | 3.1673 | 2.964 | 2.864 | 2.5259 | 2.5198 | 2.4864 | 2.7476 | 3.5975 | 4.4896 | 4.7321 | 4.4163 | 4.0018 | 3.8132 | 3.414 | 3.119
2022-12-28 | 3.1167 | 2.9388 | 2.8042 | 2.7647 | 2.8294 | 3.0026 | 3.2478 | 3.4829 | 3.4765 | 3.1317 | 2.9068 | 2.849 | 2.8036 | 2.7155 | 2.9197 | 3.3483 | 4.0844 | 5.0323 | 5.3803 | 5.3817 | 4.884 | 4.6437 | 4.444 | 4.0231
2022-12-29 | 3.8317 | 3.8289 | 3.6935 | 3.6729 | 3.4828 | 3.7167 | 4.0888 | 3.6903 | 3.4578 | 3.393 | 3.0027 | 2.7401 | 2.6592 | 2.7729 | 2.896 | 3.6587 | 4.3508 | 4.927 | 5.3774 | 5.1867 | 4.4873 | 4.4845 | 4.5027 | 4.38
2022-12-30 | 4.2405 | 3.9595 | 3.5015 | 3.4555 | 3.5507 | 3.6125 | 4.0708 | 3.658 | 3.6465 | 3.6336 | 3.8222 | 3.6151 | 3.6543 | 3.7883 | 3.9112 | 3.9431 | 4.3977 | 5.0328 | 5.2857 | 4.9112 | 4.4172 | 4.3199 | 4.1849 | 3.7926
2022-12-31 | 3.7683 | 3.6324 | 3.3543 | 3.2278 | 3.2682 | 3.5009 | 3.7852 | 3.5209 | 3.3886 | 3.2129 | 2.6205 | 2.3265 | 2.4367 | 2.3943 | 2.5814 | 2.9754 | 3.9424 | 4.5732 | 5.1501 | 4.7803 | 4.2393 | 4.3527 | 4.3384 | 3.4181
2023-01-01 | 3.2875 | 3.1763 | 2.9172 | 2.7974 | 2.65 | 2.8432 | 2.87 | 2.9596 | 2.7958 | 2.5931 | 2.2232 | 1.9608 | 1.6044 | 1.8448 | 2.1437 | 2.3393 | 2.738 | 4.0925 | 4.9975 | 4.8281 | 4.2221 | 3.3632 | 3.2137 | 2.9246
2023-01-02 | 3.2123 | 3.2291 | 2.806 | 2.6549 | 2.8161 | 2.7395 | 2.6599 | 2.6942 | 2.5524 | 2.4567 | 2.2967 | 2.1605 | 1.8812 | 1.8594 | 1.9725 | 2.393 | 3.0829 | 4.0459 | 4.6416 | 4.6809 | 4.2441 | 3.9353 | 3.5456 | 3.4352
2023-01-03 | 2.9457 | 2.8663 | 2.831 | 2.7896 | 2.6849 | 3.0632 | 3.0876 | 3.2046 | 3.1445 | 2.8383 | 2.4185 | 2.1603 | 2.1877 | 2.2029 | 2.3037 | 2.6499 | 3.7637 | 4.3253 | 5.1288 | 4.9776 | 4.5314 | 3.9679 | 3.77 | 3.3546
2023-01-04 | 3.3785 | 2.9235 | 2.8672 | 2.805 | 2.766 | 3.2565 | 3.2983 | 3.2345 | 3.1523 | 2.7368 | 2.4378 | 2.2658 | 1.9649 | 2.0417 | 2.2684 | 2.6249 | 3.487 | 4.356 | 4.9002 | 4.9571 | 4.4302 | 4.0666 | 3.7091 | 3.6416
2023-01-05 | 3.1967 | 2.9663 | 3.1135 | 2.9277 | 2.7885 | 2.8923 | 3.0986 | 3.2364 | 3.1833 | 2.6525 | 2.3575 | 2.0701 | 1.9685 | 2.0153 | 2.1954 | 2.6522 | 3.2431 | 3.9671 | 5.0578 | 4.9241 | 4.0333 | 3.6405 | 3.4458 | 3.3697
2023-01-06 | 2.9809 | 2.7951 | 2.8166 | 2.81 | 2.6529 | 3.0185 | 3.3017 | 3.5264 | 3.5821 | 3.1027 | 2.6252 | 2.2373 | 2.0532 | 2.0996 | 2.3071 | 2.5954 | 3.1972 | 3.7509 | 4.6947 | 3.837 | 3.3894 | 3.8533 | 3.9745 | 3.6617
2023-01-07 | 2.97 | 2.9505 | 3.0279 | 2.707 | 2.6022 | 2.5952 | 2.8151 | 2.9039 | 2.6909 | 2.5882 | 2.3824 | 1.8842 | 1.6373 | 1.8182 | 2.1441 | 2.308 | 2.9511 | 3.972 | 4.7517 | 4.6836 | 3.6325 | 3.6211 | 3.4728 | 3.1814
2023-01-08 | 3.2597 | 3.1468 | 2.8893 | 2.7967 | 2.6513 | 2.8475 | 2.8791 | 2.9688 | 2.7887 | 2.5762 | 2.1812 | 1.9134 | 1.5912 | 1.8201 | 2.108 | 2.2999 | 2.7106 | 4.077 | 4.9942 | 4.8384 | 4.2253 | 3.3667 | 3.211 | 2.8895
2023-01-09 | 2.8577 | 2.7276 | 2.6515 | 2.6339 | 2.7772 | 3.069 | 3.1788 | 3.3139 | 3.3752 | 2.7376 | 2.5228 | 2.2608 | 2.2197 | 2.3225 | 2.3567 | 2.65 | 3.6456 | 4.3818 | 5.1215 | 4.7817 | 3.9772 | 3.7497 | 3.75 | 3.541
2023-01-10 | 3.183 | 2.8824 | 2.8367 | 2.9225 | 2.6668 | 2.8836 | 3.6053 | 3.8602 | 3.8279 | 3.3838 | 2.8966 | 2.6272 | 2.4924 | 2.5306 | 2.7396 | 3.4779 | 4.0344 | 4.296 | 5.3115 | 5.312 | 4.8591 | 4.2972 | 3.9834 | 3.7737
2023-01-11 | 3.2161 | 3.0995 | 3.0326 | 2.9732 | 2.8264 | 3.3245 | 3.615 | 3.7147 | 3.5147 | 3.0848 | 2.6278 | 2.3243 | 2.6858 | 2.6459 | 2.5519 | 2.6992 | 3.7208 | 4.7692 | 5.3194 | 5.1504 | 4.2827 | 4.1756 | 3.8198 | 3.6122
2023-01-12 | 3.4242 | 3.2477 | 2.9294 | 2.8977 | 2.8508 | 3.421 | 3.9254 | 4.081 | 3.8081 | 3.5121 | 3.0207 | 2.6232 | 2.9343 | 2.69 | 2.8141 | 3.3615 | 4.2641 | 4.4434 | 5.2701 | 5.3122 | 4.8251 | 4.3955 | 4.0355 | 3.83
2023-01-13 | 3.344 | 3.0802 | 2.9785 | 2.8999 | 2.7901 | 3.1483 | 3.9906 | 3.906 | 3.3184 | 2.6206 | 2.3051 | 2.1374 | 2.2133 | 2.5666 | 2.5014 | 2.719 | 3.585 | 4.087 | 4.6655 | 4.8062 | 4.3525 | 4.078 | 3.9247 | 3.7396
2023-01-14 | 3.3954 | 2.9065 | 2.8451 | 2.981 | 2.7014 | 2.7602 | 3.0459 | 3.1938 | 3.1067 | 2.6907 | 2.3915 | 2.173 | 2.1537 | 1.999 | 2.3308 | 2.6497 | 2.8847 | 3.5022 | 4.8548 | 4.8181 | 3.9298 | 3.9686 | 4.0341 | 3.2662
2023-01-15 | 2.9923 | 2.9339 | 3.0991 | 2.7921 | 2.6322 | 2.6275 | 2.7562 | 2.7377 | 2.7003 | 2.4009 | 2.0538 | 1.5859 | 1.545 | 1.573 | 1.9151 | 2.3669 | 2.6495 | 3.4109 | 4.7631 | 4.7111 | 4.2182 | 3.4993 | 3.2241 | 2.9948
2023-01-16 | 2.9149 | 2.7173 | 2.6371 | 2.634 | 2.7423 | 3.1098 | 3.2277 | 3.2684 | 3.4206 | 2.926 | 2.3903 | 2.2663 | 2.3545 | 2.2549 | 2.4029 | 2.6528 | 3.4542 | 4.2599 | 5.1441 | 4.7404 | 4.0831 | 3.7553 | 3.9611 | 3.3155
2023-01-17 | 2.8923 | 3.0273 | 2.9295 | 2.7922 | 2.6857 | 2.8316 | 3.5253 | 3.4268 | 3.1588 | 2.7712 | 2.4568 | 2.2634 | 2.1317 | 2.0822 | 2.4488 | 2.5207 | 3.1785 | 4.7156 | 5.324 | 5.2737 | 4.5991 | 4.1905 | 3.8233 | 3.3854
2023-01-18 | 3.4012 | 3.167 | 3.0109 | 3.0478 | 2.8868 | 3.2265 | 4.0931 | 4.5386 | 4.0681 | 3.4464 | 3.2365 | 2.7723 | 2.6552 | 2.5067 | 2.632 | 3.1677 | 3.8856 | 4.4819 | 5.3177 | 5.3115 | 4.7433 | 4.2911 | 3.8613 | 3.4677
2023-01-19 | 3.485 | 3.1088 | 2.9612 | 2.9691 | 3.1035 | 3.1025 | 3.7478 | 3.5881 | 3.6059 | 3.0227 | 2.6076 | 2.2951 | 2.1812 | 2.2238 | 2.5446 | 2.6671 | 3.3758 | 4.2037 | 5.3066 | 4.8338 | 4.2894 | 3.9597 | 3.8068 | 3.5106
2023-01-20 | 2.9829 | 2.8696 | 2.8512 | 2.8318 | 2.8292 | 3.4291 | 3.9376 | 4.1831 | 4.1132 | 3.4179 | 2.6517 | 2.6388 | 2.652 | 2.6745 | 2.7187 | 3.7797 | 4.262 | 4.2676 | 4.9812 | 4.9988 | 4.4648 | 3.9895 | 4.0326 | 3.6848
2023-01-21 | 3.076 | 3.0127 | 3.1627 | 2.8838 | 2.7612 | 2.878 | 3.0756 | 3.2157 | 3.0006 | 2.7029 | 2.3084 | 2.0845 | 2.1074 | 2.2519 | 2.4483 | 2.6029 | 2.9842 | 4.2102 | 5.2248 | 4.9337 | 4.3657 | 3.9121 | 3.8037 | 3.7189
2023-01-22 | 3.1697 | 2.995 | 2.9407 | 3.1224 | 2.7567 | 2.7912 | 2.9759 | 3.3046 | 3.3364 | 2.8595 | 2.4218 | 2.1346 | 1.9591 | 2.0077 | 2.3071 | 2.6168 | 2.781 | 3.6199 | 5.019 | 5.0134 | 4.4868 | 3.7763 | 3.3111 | 3.1721
2023-01-23 | 2.7753 | 2.5818 | 2.5681 | 2.7005 | 2.6288 | 2.9151 | 3.4871 | 3.8761 | 3.2589 | 2.7013 | 2.4675 | 2.1539 | 2.0351 | 2.1392 | 2.5954 | 3.0772 | 3.4496 | 4.3121 | 5.3255 | 5.0666 | 4.5846 | 4.1698 | 3.7523 | 3.3109
2023-01-24 | 3.4669 | 3.2228 | 3.0048 | 3.1171 | 3.1804 | 3.3198 | 4.1442 | 4.4254 | 4.4924 | 3.951 | 3.5802 | 3.3319 | 2.6668 | 2.7207 | 3.3968 | 3.8434 | 4.3113 | 4.2958 | 5.2543 | 5.3155 | 4.8983 | 4.5597 | 4.0807 | 3.5984
2023-01-25 | 3.5325 | 3.2055 | 3.0746 | 3.0585 | 2.8368 | 2.97 | 3.8831 | 4.2629 | 3.8183 | 3.2631 | 2.7819 | 2.3881 | 2.2912 | 2.3154 | 2.607 | 3.1808 | 3.5908 | 4.171 | 5.291 | 5.316 | 4.8101 | 4.4293 | 4.0621 | 3.5356
2023-01-26 | 3.4786 | 3.1234 | 3.0003 | 3.1354 | 3.0574 | 3.2915 | 4.1648 | 4.5541 | 4.5421 | 4.039 | 3.4031 | 3.1828 | 3.2388 | 3.2829 | 3.3298 | 3.6032 | 3.7715 | 4.077 | 5.1083 | 5.125 | 4.6068 | 4.1204 | 3.7316 | 3.5293
2023-01-27 | 3.0263 | 2.9603 | 2.9371 | 2.8598 | 2.7752 | 3.2439 | 3.4952 | 3.5038 | 3.499 | 2.938 | 2.4235 | 2.2885 | 2.3743 | 2.3438 | 2.4474 | 2.9372 | 3.8348 | 4.461 | 5.0468 | 4.8441 | 4.2661 | 4.2639 | 4.2967 | 3.9192
2023-01-28 | 3.2313 | 2.9613 | 3.063 | 2.9559 | 2.7614 | 2.9763 | 3.4322 | 3.5267 | 3.4987 | 2.898 | 2.4564 | 2.4969 | 2.4397 | 2.7094 | 3.0284 | 3.6027 | 3.8519 | 3.9594 | 4.6438 | 4.6098 | 4.1391 | 3.9813 | 3.7716 | 3.5387
2023-01-29 | 3.2376 | 2.8905 | 2.9454 | 2.8966 | 2.6336 | 2.5969 | 2.8506 | 2.7601 | 2.6711 | 2.4338 | 2.3762 | 2.1368 | 2.2016 | 2.1077 | 2.4845 | 2.4438 | 2.6587 | 3.6051 | 4.8837 | 4.9975 | 4.4143 | 3.4642 | 3.3359 | 3.1054
2023-01-30 | 2.7531 | 2.673 | 2.6513 | 2.7876 | 2.7148 | 3.0566 | 3.8804 | 4.4394 | 3.7535 | 2.9702 | 3.0201 | 2.6656 | 2.4737 | 2.6096 | 3.0642 | 3.1263 | 3.6103 | 4.5016 | 5.1907 | 5.2203 | 4.8373 | 4.6081 | 3.9215 | 3.5448
2023-01-31 | 3.4021 | 3.12 | 2.9796 | 3.0625 | 3.0256 | 3.115 | 3.8881 | 3.8785 | 3.7153 | 3.1641 | 2.7281 | 2.2999 | 2.36 | 2.5754 | 2.7697 | 2.926 | 3.4326 | 4.4649 | 5.3318 | 5.3179 | 4.7558 | 4.2791 | 3.9654 | 3.5609
2023-02-01 | 3.6887 | 3.3155 | 3.204 | 3.1538 | 3.0407 | 3.4626 | 4.3974 | 4.5815 | 4.4771 | 4.3774 | 3.7044 | 3.3861 | 3.2243 | 2.9107 | 3.3682 | 3.5757 | 3.9966 | 4.6488 | 5.2266 | 5.0821 | 4.1585 | 4.208 | 4.2987 | 3.6056
2023-02-02 | 3.3965 | 3.513 | 3.2425 | 3.1468 | 2.9502 | 3.2584 | 4.2475 | 4.1908 | 4.0892 | 3.6423 | 3.3629 | 2.7784 | 3.1203 | 3.267 | 3.2194 | 2.9315 | 3.5348 | 4.3928 | 5.2216 | 5.2106 | 4.6473 | 4.2377 | 3.8937 | 3.5417
2023-02-03 | 3.3224 | 3.4012 | 3.0758 | 3.1056 | 3.0992 | 3.4617 | 4.2967 | 4.6847 | 4.5209 | 3.7102 | 3.8437 | 3.2613 | 2.7706 | 2.4029 | 2.6943 | 3.2316 | 3.4482 | 4.0111 | 4.9905 | 4.9709 | 4.1316 | 4.4233 | 4.343 | 3.5369
2023-02-04 | 3.3243 | 3.2776 | 3.0758 | 2.859 | 2.6377 | 2.8511 | 2.951 | 2.9696 | 2.7323 | 2.6115 | 2.3164 | 2.1686 | 1.8639 | 1.9584 | 2.367 | 2.8625 | 3.6907 | 3.8946 | 4.7551 | 4.9297 | 4.5153 | 4.1402 | 4.0067 | 3.695
2023-02-05 | 3.255 | 3.1298 | 3.3375 | 3.0857 | 2.9292 | 2.9684 | 3.1865 | 3.4817 | 3.6233 | 3.2488 | 2.8499 | 2.8142 | 3.0268 | 2.9523 | 2.4997 | 2.7102 | 2.8185 | 3.3481 | 4.6008 | 4.893 | 4.4861 | 3.9642 | 3.5163 | 3.1216
2023-02-06 | 3.0977 | 3.16 | 2.9373 | 2.8477 | 2.7965 | 2.997 | 3.8516 | 3.9739 | 3.4298 | 3.8277 | 3.7995 | 3.1172 | 2.939 | 2.505 | 3.0696 | 3.7295 | 4.3236 | 4.9064 | 5.0409 | 4.7269 | 3.9849 | 4.0878 | 3.6482 | 3.1601
2023-02-07 | 3.1361 | 3.2122 | 2.9787 | 2.8378 | 2.8469 | 3.3446 | 3.8361 | 3.8057 | 3.7315 | 3.0048 | 3.2263 | 3.4003 | 3.3791 | 2.7719 | 2.8539 | 2.9409 | 3.5602 | 3.9123 | 4.8385 | 5.1665 | 4.5144 | 4.1397 | 4.2959 | 3.5941
2023-02-08 | 3.1219 | 3.0868 | 3.0012 | 3.0496 | 2.8699 | 3.0592 | 3.4433 | 3.5172 | 3.3597 | 2.8156 | 2.4395 | 2.6527 | 2.7473 | 2.674 | 2.4851 | 2.5863 | 3.5885 | 4.3188 | 4.9703 | 5.0016 | 4.6432 | 4.0326 | 3.7538 | 3.5951
2023-02-09 | 3.2425 | 3.0007 | 2.9486 | 2.9231 | 3.0185 | 3.2446 | 3.7981 | 3.4814 | 3.4702 | 2.8629 | 2.6502 | 2.3323 | 2.1765 | 1.9372 | 2.0681 | 2.4146 | 2.9355 | 3.7583 | 4.3376 | 4.4782 | 4.1943 | 3.8784 | 3.3606 | 3.1573
2023-02-10 | 3.0209 | 2.7851 | 2.7281 | 2.7324 | 2.701 | 2.9395 | 3.5651 | 3.8168 | 3.4851 | 2.7281 | 2.0845 | 1.9218 | 1.8636 | 1.9121 | 2.1902 | 2.4681 | 2.7265 | 3.3505 | 4.5736 | 4.4362 | 3.689 | 3.9079 | 3.5152 | 3.0623
2023-02-11 | 2.9009 | 2.9871 | 2.7877 | 2.7065 | 2.6751 | 2.8027 | 3.0718 | 2.8314 | 2.5913 | 2.3502 | 2.0071 | 1.6331 | 1.5478 | 1.5923 | 1.8414 | 2.2918 | 2.8036 | 3.3803 | 3.9342 | 4.2041 | 3.8434 | 3.604 | 3.3071 | 3.1396
2023-02-12 | 3.0685 | 2.8161 | 2.7728 | 2.7458 | 2.6629 | 2.7503 | 2.8544 | 2.8197 | 2.6962 | 2.3593 | 1.8955 | 1.5906 | 1.3429 | 1.4766 | 1.7753 | 1.9816 | 2.5318 | 3.2251 | 4.5642 | 4.7995 | 4.2914 | 3.516 | 3.1196 | 2.855
2023-02-13 | 2.7407 | 2.8204 | 2.6356 | 2.6148 | 2.7115 | 3.2146 | 3.5703 | 3.5563 | 3.3692 | 2.7353 | 2.434 | 2.2701 | 2.0608 | 2.0683 | 2.3533 | 2.7497 | 3.5373 | 4.1597 | 4.8225 | 4.8709 | 4.3949 | 4.116 | 3.6494 | 3.5764
2023-02-14 | 3.1307 | 2.9211 | 2.8575 | 2.9673 | 2.9331 | 3.0611 | 3.6831 | 3.6235 | 4.1755 | 3.8876 | 3.3487 | 3.271 | 3.1176 | 3.4117 | 3.4856 | 3.6803 | 3.9613 | 4.3772 | 5.2248 | 5.2154 | 4.6891 | 4.344 | 4.1064 | 3.5387
2023-02-15 | 3.2061 | 3.0709 | 3.0614 | 3.3063 | 3.206 | 3.2681 | 3.5026 | 3.6368 | 3.9511 | 3.6904 | 3.3812 | 3.3814 | 3.6787 | 3.858 | 3.9125 | 4.2456 | 4.7831 | 4.7084 | 4.8489 | 4.8442 | 4.533 | 4.0669 | 3.9117 | 3.5871
2023-02-16 | 3.4294 | 3.0741 | 3.0984 | 3.1607 | 3.2123 | 3.3456 | 4.1606 | 4.2903 | 4.4045 | 4.1532 | 3.7178 | 2.8397 | 2.581 | 2.7041 | 2.9683 | 2.8211 | 3.7695 | 3.8394 | 4.5804 | 4.8653 | 4.7016 | 4.3993 | 3.9177 | 3.7069
2023-02-17 | 3.159 | 3.0133 | 2.9817 | 2.9552 | 2.8702 | 3.1647 | 4.0909 | 4.3156 | 3.5689 | 3.612 | 3.0897 | 2.4039 | 2.4955 | 2.835 | 2.645 | 2.8119 | 3.3148 | 3.9156 | 4.3515 | 4.7766 | 4.5157 | 4.3968 | 3.7314 | 3.3628
2023-02-18 | 3.3099 | 2.9383 | 2.873 | 2.8253 | 2.7968 | 2.8146 | 2.8792 | 2.9023 | 2.7479 | 2.6667 | 2.4955 | 2.0329 | 1.8778 | 2.0652 | 2.3923 | 3.1378 | 3.6937 | 4.1562 | 4.2461 | 4.2753 | 4.0731 | 4.1229 | 3.581 | 3.3234
2023-02-19 | 3.1627 | 3.2648 | 2.9739 | 2.8608 | 2.7091 | 2.7756 | 2.8929 | 2.9687 | 3.1296 | 2.8047 | 2.6847 | 2.636 | 2.977 | 2.7963 | 2.5469 | 2.8401 | 3.2628 | 4.0891 | 4.5533 | 4.4681 | 3.7013 | 3.2599 | 3.563 | 3.0688
2023-02-20 | 2.8024 | 2.6935 | 2.7782 | 2.6631 | 2.6877 | 2.7727 | 2.8516 | 2.9944 | 3.0557 | 2.6462 | 2.1909 | 1.5079 | 1.5477 | 1.8555 | 2.3312 | 2.6845 | 2.8978 | 3.5829 | 4.6111 | 5.1485 | 4.1518 | 4.0396 | 3.949 | 3.2211
2023-02-21 | 2.9213 | 3.079 | 2.9144 | 2.7693 | 2.7018 | 2.9073 | 3.5299 | 3.5179 | 2.9402 | 2.7209 | 2.527 | 2.2299 | 2.1339 | 2.4291 | 2.6079 | 2.721 | 3.3282 | 4.227 | 5.1066 | 5.1297 | 4.5951 | 4.6664 | 3.987 | 3.3489
2023-02-22 | 2.9951 | 2.8587 | 2.9138 | 2.6973 | 2.6105 | 2.8673 | 3.4626 | 3.6466 | 3.4731 | 2.9367 | 2.7842 | 2.5139 | 2.3977 | 2.5159 | 2.7252 | 3.2411 | 3.5064 | 3.9625 | 4.936 | 5.2106 | 4.6809 | 4.1675 | 3.9607 | 3.7815
2023-02-23 | 3.3967 | 3.1828 | 3.0795 | 3.2336 | 3.0322 | 3.2324 | 3.8541 | 3.932 | 4.1321 | 3.6648 | 3.3604 | 3.8995 | 3.8499 | 3.4745 | 3.4536 | 3.6731 | 4.4932 | 4.5305 | 4.829 | 4.8079 | 4.3995 | 3.9705 | 3.8507 | 3.4506
2023-02-24 | 3.0939 | 2.96 | 2.888 | 2.8599 | 2.8683 | 3.0964 | 3.8626 | 3.9483 | 3.5466 | 3.2741 | 2.5785 | 2.2928 | 2.4043 | 2.788 | 2.8282 | 3.0397 | 3.5689 | 4.3223 | 4.6662 | 4.6639 | 4.5056 | 4.4852 | 3.9909 | 3.5738
2023-02-25 | 3.6641 | 3.2503 | 3.0458 | 2.9584 | 2.8737 | 3.2594 | 3.3422 | 3.4058 | 3.2503 | 2.8599 | 2.5605 | 2.0781 | 2.3461 | 2.5076 | 2.5587 | 2.8743 | 3.6344 | 4.4057 | 4.3871 | 4.5833 | 4.3568 | 3.9934 | 3.7916 | 3.4756
2023-02-26 | 3.4966 | 3.0779 | 2.9963 | 2.9768 | 2.8282 | 2.9089 | 3.1065 | 3.4541 | 3.1903 | 2.7561 | 2.6332 | 2.4463 | 2.3614 | 2.252 | 2.7791 | 2.9565 | 3.3661 | 4.323 | 5.0757 | 5.0868 | 4.2871 | 3.7533 | 3.391 | 2.9945
2023-02-27 | 2.9459 | 2.9445 | 2.7248 | 2.7557 | 2.8494 | 3.1094 | 3.9339 | 3.861 | 3.6996 | 3.216 | 2.7315 | 2.2989 | 2.4494 | 2.5185 | 2.8071 | 3.089 | 3.9317 | 4.4539 | 4.9006 | 4.7762 | 4.5722 | 4.3237 | 3.6629 | 3.2592
2023-02-28 | 3.0894 | 3.0341 | 2.8202 | 2.8096 | 2.7785 | 3.3292 | 3.7779 | 3.7929 | 3.4961 | 3.1165 | 2.6516 | 2.457 | 2.5434 | 2.4524 | 2.5522 | 2.7844 | 3.6159 | 4.0571 | 4.8486 | 5.1329 | 4.6022 | 4.1138 | 3.9381 | 3.7063
2023-03-01 | 3.333 | 3.1629 | 2.7492 | 2.669 | 2.6669 | 3.3979 | 3.7568 | 3.5598 | 3.9401 | 3.5709 | 3.1438 | 2.7525 | 2.6356 | 2.4176 | 2.8166 | 3.5185 | 4.1426 | 4.0174 | 4.7293 | 5.0763 | 4.6803 | 4.4854 | 4.2035 | 3.4584
2023-03-02 | 3.2523 | 3.2109 | 3.3414 | 3.1304 | 3.0744 | 3.409 | 4.2865 | 4.38 | 4.0021 | 3.3045 | 2.4677 | 2.3593 | 2.4535 | 2.331 | 2.8836 | 3.0753 | 3.5403 | 4.0772 | 4.7025 | 4.7639 | 4.4375 | 4.1253 | 3.7802 | 3.2763
2023-03-03 | 3.0898 | 3.0027 | 3.097 | 3.211 | 2.8688 | 3.0732 | 3.5412 | 3.6969 | 3.4501 | 2.9589 | 2.7522 | 2.7286 | 2.9866 | 2.8466 | 2.5747 | 3.3449 | 3.7388 | 4.0674 | 4.5307 | 4.765 | 4.3008 | 3.9386 | 4.1107 | 3.7278
2023-03-04 | 3.1417 | 3.195 | 3.1051 | 2.9384 | 2.8375 | 2.9893 | 3.4687 | 3.4734 | 3.0208 | 3.1185 | 3.2019 | 2.5832 | 2.3386 | 2.3104 | 2.4942 | 2.5762 | 3.2756 | 3.9546 | 4.3725 | 4.102 | 3.9709 | 4.1475 | 3.8616 | 3.4023
2023-03-05 | 3.3868 | 3.1653 | 2.9123 | 2.9358 | 2.7901 | 2.9929 | 2.9302 | 2.8868 | 2.8355 | 2.7459 | 2.3428 | 2.0795 | 1.8993 | 2.1266 | 2.1128 | 2.1362 | 2.8012 | 3.7635 | 4.6273 | 4.7836 | 4.2105 | 3.578 | 3.2685 | 2.9827
2023-03-06 | 3.064 | 2.934 | 2.8049 | 2.7145 | 2.7631 | 3.3366 | 3.9494 | 3.6923 | 3.5695 | 2.8367 | 2.418 | 2.0678 | 2.13 | 2.3676 | 2.3124 | 2.4863 | 3.1412 | 3.9534 | 4.6693 | 5.0669 | 4.495 | 3.9734 | 3.6257 | 3.4031
2023-03-07 | 3.3341 | 3.183 | 2.9635 | 2.8983 | 2.8847 | 3.3625 | 4.1911 | 3.8749 | 3.6626 | 3.3081 | 2.9193 | 2.5059 | 2.3253 | 2.5978 | 2.4741 | 2.54 | 2.979 | 3.8623 | 4.6383 | 4.9787 | 4.4543 | 3.8824 | 3.6518 | 3.1321
2023-03-08 | 3.0837 | 3.1223 | 2.9391 | 2.9102 | 2.8679 | 3.1251 | 4.0675 | 3.5332 | 3.0137 | 2.2736 | 1.8863 | 1.9162 | 2.2576 | 2.14 | 1.933 | 2.4385 | 2.9269 | 3.3928 | 4.3575 | 4.8572 | 4.4003 | 3.7133 | 3.6873 | 3.366
2023-03-09 | 2.9235 | 2.857 | 2.9489 | 2.7489 | 2.7679 | 3.0885 | 3.7922 | 3.9982 | 3.4723 | 2.9222 | 2.4114 | 2.153 | 2.0564 | 2.1281 | 2.4063 | 2.6257 | 3.044 | 3.5527 | 4.7156 | 4.9577 | 4.3788 | 3.8843 | 3.5587 | 3.162
2023-03-10 | 2.9874 | 2.9661 | 3.0507 | 2.841 | 2.8569 | 3.2602 | 4.0336 | 3.5876 | 3.3497 | 3.1326 | 2.5545 | 2.3823 | 2.5595 | 2.3778 | 2.0836 | 2.3832 | 3.0737 | 3.421 | 3.8728 | 4.153 | 3.7124 | 3.816 | 3.7291 | 3.3939
2023-03-11 | 3.1943 | 2.933 | 2.721 | 2.6919 | 2.6547 | 2.8117 | 3.0425 | 3.2056 | 2.9285 | 2.4984 | 2.0509 | 1.3759 | 1.5236 | 1.5325 | 1.6509 | 2.2565 | 3.0806 | 3.3478 | 3.9362 | 4.3006 | 3.954 | 3.5299 | 3.3061 | 3.0839
2023-03-12 | 3.0827 | 2.7907 | 2.7415 | 2.7657 | 2.8003 | 2.7249 | 2.8962 | 3.006 | 3.1935 | 2.9305 | 2.0531 | 2.0227 | 2.1671 | 1.7352 | 2.2295 | 2.7805 | 3.3622 | 3.7628 | 4.3457 | 4.2224 | 3.8129 | 3.4835 | 3.4747 | 2.9166
2023-03-13 | 2.8366 | 2.8607 | 2.628 | 2.5984 | 2.6865 | 3.0264 | 3.9125 | 4.1036 | 3.6427 | 2.8122 | 2.8828 | 2.7456 | 3.0587 | 2.6889 | 2.6908 | 3.4475 | 3.5701 | 3.9786 | 4.8221 | 4.8462 | 4.0677 | 3.7652 | 3.7123 | 3.0913
2023-03-14 | 2.928 | 2.2781 | 1.803 | 2.0397 | 2.5953 | 2.9951 | 4.1024 | 4.273 | 3.758 | 3.6835 | 3.5588 | 3.4422 | 3.406 | 3.5326 | 3.6202 | 3.5336 | 3.969 | 4.2706 | 5.0415 | 4.9237 | 4.5206 | 4.1188 | 3.67 | 3.2085
2023-03-15 | 2.9768 | 3.0399 | 2.7957 | 2.5949 | 2.6891 | 3.0166 | 3.5985 | 4.0903 | 4.019 | 3.3791 | 3.093 | 2.8022 | 3.0586 | 2.7499 | 2.7357 | 3.7682 | 3.8983 | 4.1034 | 5.0097 | 5.2156 | 4.6826 | 4.0657 | 3.8106 | 3.6993
2023-03-16 | 3.1469 | 3.0514 | 3.1194 | 2.8568 | 2.927 | 3.3737 | 4.1217 | 4.215 | 3.7996 | 3.194 | 2.8217 | 2.5684 | 2.4794 | 2.4993 | 2.9068 | 3.2871 | 3.7371 | 4.4281 | 5.0531 | 5.3511 | 4.7487 | 4.1232 | 3.6044 | 3.3626
2023-03-17 | 3.004 | 2.8751 | 2.8043 | 2.8495 | 2.9283 | 3.085 | 3.6726 | 3.7782 | 3.5031 | 3.3307 | 3.2601 | 2.9318 | 2.6687 | 2.9283 | 3.1771 | 3.6128 | 4.0515 | 3.9629 | 4.6045 | 4.9212 | 4.561 | 4.2386 | 3.9359 | 3.619
2023-03-18 | 3.498 | 3.2291 | 2.9908 | 3.0443 | 3.2022 | 3.1166 | 3.2759 | 3.1986 | 3.001 | 2.552 | 2.2144 | 1.9143 | 1.8668 | 2.2107 | 2.2338 | 2.4192 | 3.1307 | 3.8859 | 4.4661 | 4.5834 | 4.2463 | 4.188 | 3.7062 | 3.4363
2023-03-19 | 3.4242 | 3.3003 | 2.9998 | 2.9156 | 2.8286 | 3.143 | 3.2718 | 3.2195 | 2.9026 | 2.8577 | 2.4929 | 2.5659 | 2.3065 | 2.2539 | 2.3585 | 2.276 | 2.6376 | 3.3689 | 4.4985 | 4.6624 | 4.334 | 3.9221 | 3.5804 | 3.2058
2023-03-20 | 3.1628 | 3.0854 | 2.7826 | 2.5469 | 2.6077 | 3.0082 | 3.2154 | 3.3418 | 3.4703 | 2.9737 | 2.6593 | 2.1973 | 2.5836 | 3.2917 | 3.0817 | 3.3079 | 3.4878 | 3.5529 | 4.1875 | 4.7611 | 4.4327 | 3.8043 | 3.4818 | 3.408
2023-03-21 | 3.1867 | 2.8879 | 2.7756 | 2.9747 | 2.9142 | 3.1758 | 3.6566 | 3.7742 | 3.8407 | 3.7407 | 3.308 | 2.6752 | 2.6748 | 2.9451 | 2.9728 | 3.3206 | 3.982 | 4.2545 | 4.6792 | 4.796 | 4.4151 | 3.9853 | 3.4529 | 3.2386
2023-03-22 | 3.0354 | 2.8396 | 2.8325 | 2.8373 | 2.891 | 3.4629 | 3.6894 | 3.7035 | 3.5803 | 3.0646 | 2.7489 | 2.4376 | 2.8066 | 2.6648 | 2.8895 | 3.2767 | 3.7015 | 4.3078 | 4.739 | 4.814 | 4.1654 | 3.6622 | 3.4892 | 3.3186
2023-03-23 | 3.2844 | 3.084 | 2.8761 | 2.8344 | 3.0652 | 3.2451 | 3.6894 | 3.7181 | 3.9021 | 3.8093 | 3.1942 | 2.4419 | 2.6049 | 2.957 | 3.1086 | 3.4295 | 3.7727 | 4.444 | 4.8502 | 4.9706 | 4.3419 | 3.9685 | 3.7141 | 3.3891
2023-03-24 | 3.3582 | 3.2267 | 2.9921 | 2.9781 | 2.9261 | 3.2575 | 3.7684 | 3.5244 | 3.1666 | 3.1794 | 2.8011 | 2.5806 | 2.5738 | 2.9273 | 2.8975 | 3.6088 | 3.9488 | 4.5539 | 4.4311 | 4.4112 | 4.4142 | 4.2471 | 3.8116 | 3.6068
2023-03-25 | 3.5301 | 3.2439 | 3.0146 | 2.9743 | 3.2434 | 3.294 | 3.5621 | 3.7815 | 3.9411 | 4.2645 | 3.8352 | 3.2133 | 3.0218 | 2.9971 | 2.9838 | 3.054 | 3.2988 | 3.7495 | 3.8501 | 4.171 | 4.0681 | 3.615 | 3.4595 | 3.2683
2023-03-26 | 3.0954 | 2.8063 | 2.709 | 2.6073 | 2.5387 | 2.6155 | 2.6935 | 2.857 | 2.703 | 2.5054 | 1.9923 | 1.5191 | 1.5864 | 1.5812 | 1.5877 | 1.8871 | 2.6141 | 3.2919 | 3.8708 | 4.5716 | 4.3961 | 3.9274 | 3.6971 | 3.5232
2023-03-27 | 3.15 | 2.8406 | 2.7759 | 2.8682 | 3.0059 | 3.1114 | 3.4104 | 3.4856 | 3.4307 | 3.5495 | 2.6436 | 2.6425 | 2.6201 | 2.2832 | 2.1253 | 2.5129 | 2.9697 | 3.5595 | 4.2544 | 4.8255 | 4.4249 | 3.8936 | 3.901 | 3.408
2023-03-28 | 2.9612 | 3.0156 | 2.9824 | 2.8204 | 2.8287 | 3.1103 | 3.9026 | 3.5911 | 2.9157 | 2.6435 | 2.4773 | 2.1805 | 2.1769 | 2.3169 | 2.301 | 2.5157 | 3.219 | 4.0608 | 4.4428 | 4.9517 | 4.676 | 4.3285 | 3.8864 | 3.6138
2023-03-29 | 3.1257 | 2.9996 | 2.9286 | 2.9214 | 2.9364 | 3.4524 | 3.7721 | 3.6004 | 3.3092 | 2.7267 | 2.3783 | 2.1652 | 2.3146 | 2.2401 | 2.2994 | 2.5757 | 3.374 | 3.9591 | 4.4431 | 5.0307 | 4.7399 | 4.33 | 3.9231 | 3.6414
2023-03-30 | 3.3318 | 2.9498 | 2.8892 | 3.0691 | 3.1474 | 3.4065 | 3.8375 | 3.7859 | 3.4697 | 3.0218 | 2.584 | 2.3197 | 2.5079 | 2.5513 | 2.453 | 2.8855 | 3.6448 | 4.1776 | 4.608 | 5.1286 | 4.861 | 4.4143 | 3.7317 | 3.3497
2023-03-31 | 3.3219 | 3.0049 | 2.8538 | 2.7786 | 2.8362 | 3.0349 | 3.462 | 3.5148 | 3.0246 | 2.5688 | 2.1467 | 2.0397 | 2.1513 | 2.2508 | 2.1865 | 2.5383 | 3.3643 | 3.7306 | 4.2462 | 4.8357 | 4.5236 | 4.1662 | 3.7748 | 3.5015
2023-04-01 | 3.4445 | 3.1546 | 2.9196 | 2.8693 | 2.9928 | 3.1022 | 3.1745 | 3.1858 | 2.904 | 3.0406 | 2.6766 | 2.7532 | 2.9714 | 3.0542 | 3.1728 | 3.123 | 3.0117 | 3.9083 | 4.0705 | 4.6011 | 4.3323 | 4.0279 | 3.6282 | 3.3013
2023-04-02 | 3.3377 | 3.0053 | 2.8716 | 2.8546 | 2.7486 | 2.8675 | 2.8498 | 2.8877 | 2.9294 | 2.587 | 2.2685 | 2.496 | 2.479 | 2.2745 | 2.4456 | 2.8457 | 3.1176 | 3.7604 | 4.5611 | 5.0406 | 4.4839 | 4.2034 | 4.0569 | 3.6972
2023-04-03 | 3.3749 | 3.0763 | 3.036 | 3.0396 | 3.0954 | 3.5868 | 4.597 | 4.4487 | 4.5137 | 4.2032 | 3.9204 | 3.5104 | 4.063 | 4.0835 | 4.0194 | 3.967 | 4.7649 | 5.0322 | 5.0866 | 4.7818 | 4.2 | 3.8518 | 3.504 | 3.3414
2023-04-04 | 3.0795 | 2.9135 | 2.8709 | 2.5452 | 2.3608 | 2.4894 | 3.0789 | 3.8107 | 3.3858 | 2.9994 | 3.3244 | 2.9548 | 2.6792 | 2.7981 | 3.2487 | 3.3422 | 4.1633 | 4.6519 | 4.8501 | 4.9115 | 4.725 | 4.2821 | 3.794 | 3.6237
2023-04-05 | 3.1329 | 2.9206 | 2.9073 | 2.9406 | 2.9255 | 3.319 | 4.004 | 4.387 | 3.4994 | 3.4421 | 3.6414 | 3.46 | 2.6877 | 2.7531 | 3.1656 | 3.3445 | 3.8727 | 4.4435 | 4.9444 | 5.1693 | 4.7545 | 4.4215 | 3.9328 | 3.2967
2023-04-06 | 3.247 | 3.1435 | 3.0919 | 3.2646 | 3.1363 | 3.5075 | 4.2092 | 4.1321 | 4.4393 | 4.2534 | 3.7559 | 3.9792 | 3.2423 | 3.2216 | 3.5481 | 3.8677 | 4.4335 | 4.407 | 4.8427 | 5.1649 | 4.7962 | 4.222 | 4.3461 | 3.805
2023-04-07 | 3.1511 | 2.9985 | 2.9266 | 2.9716 | 3.0538 | 3.1588 | 3.4206 | 3.653 | 3.6055 | 3.2533 | 2.9631 | 2.6775 | 2.754 | 2.5924 | 3.0807 | 3.4537 | 3.2789 | 3.8384 | 4.7621 | 5.0653 | 4.5151 | 4.0476 | 3.8796 | 3.4282
2023-04-08 | 3.4601 | 3.27 | 2.9487 | 2.9205 | 3.082 | 3.3226 | 3.2 | 3.202 | 3.2022 | 2.9594 | 2.851 | 2.6829 | 2.7093 | 2.6764 | 3.0425 | 3.4715 | 3.709 | 4.2693 | 4.9204 | 4.8914 | 4.2965 | 4.4283 | 4.3636 | 3.623
2023-04-09 | 3.3143 | 3.195 | 3.3869 | 3.0357 | 2.9391 | 2.9438 | 3.0799 | 3.2115 | 2.9919 | 3.2546 | 3.1021 | 2.8195 | 2.5795 | 2.5416 | 2.718 | 2.8705 | 3.4196 | 3.7754 | 4.2976 | 4.8658 | 4.5183 | 4.1709 | 3.6232 | 3.1555
2023-04-10 | 2.9915 | 2.9425 | 3.0986 | 2.9351 | 2.935 | 3.2669 | 4.0636 | 4.0485 | 3.42 | 2.8493 | 2.4466 | 2.3146 | 2.2166 | 2.3083 | 2.399 | 2.475 | 2.962 | 3.823 | 4.5692 | 5.0946 | 4.5733 | 3.9564 | 3.5537 | 3.158
2023-04-11 | 3.0779 | 3.064 | 2.8707 | 2.8193 | 3.059 | 3.3827 | 3.7239 | 3.5473 | 3.213 | 2.6036 | 2.3018 | 2.0966 | 2.21 | 2.3681 | 2.331 | 2.5366 | 3.2019 | 3.9734 | 4.5414 | 5.0088 | 4.7352 | 4.2007 | 3.6959 | 3.2147
2023-04-12 | 3.1643 | 3.0356 | 2.8739 | 2.874 | 2.9306 | 3.2137 | 3.4326 | 3.4861 | 3.051 | 2.656 | 2.4249 | 2.3386 | 2.3116 | 2.493 | 2.6597 | 3.2171 | 3.5422 | 3.8468 | 4.7769 | 5.1723 | 4.7542 | 3.9019 | 3.6019 | 3.6092
2023-04-13 | 3.0767 | 2.9375 | 2.9211 | 3.0315 | 3.1373 | 3.2905 | 3.7731 | 3.6809 | 3.3347 | 2.9225 | 2.6727 | 2.4045 | 2.4892 | 2.4797 | 2.4453 | 2.6897 | 3.5736 | 3.9124 | 4.42 | 5.1722 | 4.726 | 4.1367 | 3.5721 | 3.3906
2023-04-14 | 3.0764 | 2.9411 | 2.8734 | 2.8707 | 2.8689 | 3.1007 | 3.9898 | 3.864 | 3.4061 | 2.827 | 2.5377 | 2.4927 | 2.5968 | 2.675 | 2.6843 | 3.0693 | 3.7705 | 4.4848 | 4.931 | 5.1622 | 4.7057 | 4.1829 | 4.1375 | 3.7022
2023-04-15 | 3.6365 | 3.311 | 3.1082 | 3.0694 | 3.1537 | 3.3323 | 3.1197 | 2.9798 | 2.8887 | 2.5411 | 2.21 | 2.0906 | 2.0131 | 2.1834 | 2.1257 | 2.4504 | 3.1636 | 3.8982 | 4.4513 | 4.674 | 3.9999 | 3.8147 | 3.9188 | 3.5659
2023-04-16 | 3.6612 | 3.3313 | 3.1012 | 3.0455 | 3.0996 | 3.3899 | 3.3985 | 3.1373 | 2.7798 | 2.602 | 2.7136 | 2.5389 | 2.4139 | 2.2746 | 2.1613 | 2.7018 | 3.0937 | 3.6299 | 4.7436 | 5.1641 | 4.8417 | 4.4548 | 4.0354 | 3.3927
2023-04-17 | 3.1998 | 3.2923 | 3.256 | 3.0675 | 3.0559 | 3.7759 | 4.1531 | 3.857 | 3.6266 | 2.9214 | 2.655 | 2.4977 | 2.386 | 2.6471 | 2.9095 | 2.7411 | 3.294 | 4.2548 | 4.9245 | 5.0558 | 4.6244 | 4.0377 | 3.4827 | 3.1408
2023-04-18 | 3.1644 | 3.0211 | 2.883 | 2.9171 | 3.1238 | 3.2653 | 3.6932 | 3.9383 | 3.9918 | 3.5376 | 2.845 | 2.6459 | 2.6489 | 2.5739 | 2.7243 | 3.0535 | 3.4638 | 4.0146 | 4.7662 | 5.0672 | 4.5873 | 3.75 | 3.5019 | 3.1325
2023-04-19 | 2.9067 | 3.0275 | 2.9021 | 2.8477 | 2.8852 | 3.1968 | 3.63 | 3.618 | 3.1172 | 2.8875 | 2.6158 | 2.3166 | 2.2365 | 2.5728 | 2.6021 | 2.8178 | 3.4711 | 4.1911 | 4.6827 | 5.0962 | 4.592 | 3.9678 | 3.5317 | 3.2078
2023-04-20 | 3.1068 | 3.1994 | 2.9776 | 2.9451 | 2.9738 | 3.583 | 4.0942 | 3.6655 | 4.0362 | 3.5425 | 3.492 | 3.3197 | 3.5867 | 3.3489 | 3.5286 | 3.6463 | 4.2405 | 4.5336 | 4.6853 | 5.0929 | 4.8098 | 4.0832 | 4.0578 | 3.863
2023-04-21 | 3.299 | 3.1029 | 3.0377 | 2.9217 | 2.9108 | 3.3281 | 3.5331 | 3.6943 | 3.9084 | 3.4725 | 2.9866 | 2.7373 | 2.8818 | 2.6294 | 2.5401 | 2.6257 | 3.3296 | 3.9909 | 4.0397 | 4.3721 | 4.2914 | 3.7963 | 3.7013 | 3.4767
2023-04-22 | 3.2532 | 2.9454 | 2.8357 | 2.8044 | 2.857 | 2.9886 | 3.4191 | 3.095 | 2.9229 | 2.9621 | 2.4542 | 2.0316 | 2.1901 | 2.026 | 2.2749 | 2.6407 | 3.2214 | 3.2724 | 4.0955 | 4.6889 | 4.3601 | 3.6839 | 3.6886 | 3.645
2023-04-23 | 3.1 | 3.0032 | 3.0621 | 3.0515 | 2.9392 | 2.9492 | 2.8712 | 2.7822 | 2.8564 | 2.562 | 2.2343 | 2.0388 | 2.1764 | 1.9537 | 2.1267 | 2.4906 | 2.9366 | 3.7497 | 4.3536 | 5.0175 | 4.7008 | 3.9251 | 3.5665 | 3.4583
2023-04-24 | 3.147 | 2.8516 | 2.8078 | 2.7694 | 2.8676 | 3.3544 | 3.9914 | 3.4241 | 3.4838 | 3.3647 | 3.1461 | 2.6034 | 2.5275 | 2.534 | 2.6224 | 2.9801 | 3.4714 | 4.0886 | 4.6538 | 5.1238 | 4.6355 | 3.9719 | 3.5797 | 3.2071
2023-04-25 | 3.0938 | 3.1859 | 2.9117 | 2.8312 | 2.8662 | 3.0428 | 3.5754 | 3.1471 | 3.3269 | 2.7737 | 2.6729 | 2.7132 | 2.4283 | 2.4239 | 3.0455 | 2.875 | 3.1505 | 3.8619 | 4.6141 | 4.943 | 4.5395 | 3.8028 | 3.4153 | 3.1118
2023-04-26 | 2.944 | 2.934 | 3.0014 | 2.863 | 2.8838 | 3.2821 | 3.7175 | 3.5734 | 3.4746 | 3.1339 | 2.8265 | 2.4783 | 2.518 | 2.6869 | 2.5813 | 2.6447 | 3.2659 | 4.0926 | 4.619 | 5.1437 | 4.6509 | 3.6942 | 3.1801 | 2.9011
2023-04-27 | 2.9265 | 2.871 | 2.646 | 2.722 | 2.8551 | 2.9168 | 3.2903 | 3.3035 | 3.3191 | 3.07 | 2.8467 | 2.6869 | 2.4364 | 2.7321 | 2.9111 | 3.3491 | 4.1232 | 4.1869 | 4.6766 | 5.174 | 4.7813 | 3.9945 | 3.361 | 3.0295
2023-04-28 | 3.0484 | 2.9532 | 2.8207 | 2.7668 | 2.8396 | 3.1236 | 3.7907 | 3.7494 | 3.8192 | 3.9548 | 3.6681 | 3.5002 | 3.1491 | 3.103 | 3.4696 | 3.7157 | 3.699 | 3.7226 | 4.4185 | 4.7225 | 4.1019 | 3.8786 | 3.9048 | 3.1466
2023-04-29 | 2.9745 | 2.9816 | 2.8499 | 2.8377 | 2.8805 | 3.2078 | 3.1114 | 3.3214 | 3.306 | 3.017 | 2.9851 | 2.6418 | 2.5331 | 2.7339 | 2.6481 | 2.6788 | 2.8573 | 3.5213 | 4.1473 | 3.9045 | 3.6587 | 3.686 | 3.3211 | 2.9377
2023-04-30 | 2.8553 | 2.961 | 2.7681 | 2.6878 | 2.7656 | 2.9228 | 3.1328 | 2.8441 | 2.6154 | 2.6305 | 2.3362 | 1.8609 | 1.8657 | 2.1304 | 2.3614 | 2.5878 | 2.7965 | 3.3754 | 3.8534 | 4.2362 | 4.1593 | 3.7951 | 3.2068 | 2.9376
2023-05-01 | 2.8903 | 2.7429 | 2.6848 | 2.6899 | 2.7744 | 3.1744 | 3.4069 | 3.4037 | 3.6057 | 2.7064 | 2.428 | 2.4545 | 2.3776 | 2.3631 | 2.6275 | 2.8041 | 2.7262 | 3.2389 | 4.4003 | 4.6492 | 4.2597 | 4.168 | 3.847 | 3.0392
2023-05-02 | 2.9869 | 2.9923 | 2.7785 | 2.7851 | 2.8227 | 3.0611 | 3.4416 | 2.8014 | 2.7068 | 2.5509 | 2.4054 | 2.1995 | 2.1837 | 2.2702 | 2.5303 | 2.999 | 3.8221 | 4.1318 | 4.3732 | 4.8413 | 4.3189 | 3.6982 | 3.252 | 2.9948
2023-05-03 | 2.9767 | 2.8366 | 2.7378 | 2.6883 | 2.7777 | 3.0462 | 3.7168 | 4.1229 | 4.2399 | 4.1291 | 3.4654 | 3.7429 | 3.6744 | 3.3863 | 3.7934 | 3.9043 | 3.9109 | 4.1561 | 4.7872 | 5.0816 | 4.2638 | 3.6217 | 3.8506 | 3.1235
2023-05-04 | 2.8576 | 2.9754 | 2.7005 | 2.5123 | 2.5809 | 2.9123 | 3.5173 | 3.2371 | 3.4123 | 3.2075 | 2.7046 | 2.833 | 3.2368 | 3.4624 | 3.364 | 3.6277 | 3.6309 | 4.533 | 4.7191 | 4.8736 | 4.6408 | 4.3767 | 3.9267 | 3.263
2023-05-05 | 3.0115 | 2.8783 | 2.9629 | 2.9691 | 2.9724 | 3.4096 | 4.1131 | 4.201 | 3.6283 | 2.9971 | 3.5456 | 3.5469 | 3.3869 | 2.6506 | 2.9908 | 3.6056 | 3.8018 | 3.9771 | 4.8466 | 4.8016 | 4.3057 | 4.2979 | 4.1018 | 3.3784
2023-05-06 | 3.1252 | 3.0015 | 2.757 | 2.6252 | 2.6004 | 2.8268 | 2.9221 | 2.7769 | 2.7143 | 2.8225 | 2.7698 | 2.5723 | 2.4608 | 2.4998 | 2.4238 | 2.5384 | 3.0874 | 3.8279 | 4.348 | 4.2527 | 4.0865 | 3.9769 | 3.6074 | 3.0756
2023-05-07 | 2.8787 | 2.9391 | 2.8603 | 2.7441 | 2.7719 | 2.8161 | 2.8273 | 2.7779 | 2.6437 | 2.3768 | 2.2338 | 1.9922 | 1.6881 | 1.9243 | 2.0818 | 2.3087 | 2.5676 | 3.0868 | 4.1871 | 4.7237 | 4.2724 | 3.5485 | 3.58 | 3.0831
2023-05-08 | 2.8653 | 2.831 | 2.89 | 2.7314 | 2.8191 | 3.2266 | 4.0379 | 3.55 | 2.9457 | 2.7308 | 2.3861 | 2.3191 | 2.5048 | 2.4209 | 2.3724 | 2.531 | 2.9721 | 3.769 | 4.2195 | 4.7499 | 4.4367 | 3.9161 | 3.2628 | 3.0706
2023-05-09 | 2.9743 | 2.7435 | 2.5313 | 2.581 | 2.7815 | 2.8568 | 3.2412 | 3.3941 | 3.7966 | 3.653 | 3.2536 | 3.8993 | 3.547 | 3.9019 | 3.5014 | 3.1894 | 3.6586 | 4.1096 | 4.6317 | 5.1801 | 4.7586 | 4.1387 | 3.7477 | 3.6059
2023-05-10 | 3.0011 | 2.8882 | 2.8202 | 2.8184 | 2.8236 | 3.1721 | 3.9153 | 3.8996 | 3.3459 | 2.9724 | 2.5563 | 2.3381 | 2.3509 | 2.3563 | 2.6228 | 2.7927 | 3.0786 | 3.863 | 4.7144 | 5.1839 | 5.0148 | 4.2746 | 3.7263 | 3.2307
2023-05-11 | 3.0315 | 3.0951 | 2.8833 | 2.81 | 2.842 | 3.25 | 4.0226 | 3.5626 | 3.3154 | 2.8698 | 2.7711 | 2.7051 | 2.544 | 2.5228 | 2.9024 | 3.0684 | 3.55 | 4.3556 | 5.0241 | 5.1836 | 4.9764 | 4.3767 | 3.8955 | 3.4702
2023-05-12 | 3.1769 | 3.0515 | 3.0429 | 3.1325 | 3.209 | 3.4315 | 3.9045 | 3.7232 | 3.5274 | 3.0863 | 2.6908 | 2.587 | 2.7882 | 2.8509 | 3.0131 | 3.202 | 3.3616 | 3.6028 | 4.4243 | 5.0389 | 4.6505 | 3.9852 | 3.7412 | 3.6041
2023-05-13 | 3.1119 | 2.9829 | 3.0957 | 2.86 | 2.8279 | 2.9486 | 3.1232 | 3.1863 | 2.6747 | 2.2938 | 1.9802 | 1.8251 | 1.876 | 1.9148 | 2.2736 | 2.4675 | 2.8967 | 3.8005 | 4.4177 | 4.8449 | 4.2825 | 3.7144 | 3.6292 | 3.2578
2023-05-14 | 3.1275 | 3.0843 | 2.8429 | 2.8179 | 2.8178 | 2.866 | 3.0912 | 2.9227 | 2.5542 | 2.3873 | 2.2675 | 2.1047 | 2.0363 | 2.1286 | 2.2501 | 2.4574 | 2.8843 | 3.8364 | 4.4798 | 4.8837 | 4.3363 | 3.8129 | 3.6722 | 3.3278
2023-05-15 | 3.136 | 2.9608 | 2.7802 | 2.7256 | 2.6704 | 2.9456 | 3.3472 | 3.1465 | 3.4213 | 3.2165 | 2.9517 | 2.9212 | 2.6722 | 2.6021 | 2.6477 | 2.9994 | 4.1152 | 4.5516 | 4.9057 | 4.6974 | 4.0789 | 3.5708 | 3.7114 | 3.2446
2023-05-16 | 2.8598 | 2.9697 | 2.9049 | 2.7644 | 2.8141 | 3.0639 | 3.9515 | 3.8554 | 3.4163 | 3.4167 | 2.919 | 2.5283 | 2.4057 | 2.5265 | 2.5535 | 2.7151 | 3.7239 | 4.426 | 4.5706 | 4.8055 | 4.6234 | 4.0882 | 3.5314 | 3.5039
2023-05-17 | 3.0309 | 2.8328 | 2.7813 | 2.7373 | 2.8584 | 3.0818 | 3.1726 | 2.8754 | 2.8128 | 2.5692 | 2.4839 | 2.3579 | 2.3035 | 2.4307 | 2.6347 | 2.7637 | 3.3568 | 4.2059 | 4.8014 | 5.193 | 5.1299 | 4.6313 | 3.8764 | 3.4176
2023-05-18 | 3.0578 | 3.1954 | 2.9433 | 2.7708 | 2.8443 | 3.2645 | 4.045 | 3.9074 | 3.487 | 3.3775 | 2.9525 | 2.9054 | 2.9915 | 3.1427 | 3.8 | 4.0321 | 4.4954 | 4.6097 | 4.9687 | 5.1834 | 4.8587 | 4.4134 | 3.7374 | 3.2889
2023-05-19 | 3.1495 | 3.0397 | 2.9658 | 2.8931 | 2.8661 | 2.9833 | 3.3399 | 3.645 | 3.5127 | 2.9559 | 2.45 | 2.4062 | 2.5009 | 2.355 | 2.4349 | 2.8401 | 3.3135 | 3.5942 | 4.3682 | 4.768 | 4.1344 | 4.0384 | 4.0764 | 3.5374
2023-05-20 | 3.1501 | 2.8255 | 2.7631 | 2.7452 | 2.7859 | 3.0197 | 2.9651 | 2.7258 | 2.5304 | 2.2158 | 1.971 | 1.6735 | 1.7647 | 2.0153 | 1.9461 | 2.2764 | 2.9297 | 3.2226 | 3.7644 | 4.5233 | 4.1148 | 3.7008 | 3.4655 | 3.36
2023-05-21 | 3.0856 | 2.835 | 2.7978 | 2.885 | 2.704 | 2.5414 | 2.5743 | 2.4986 | 2.4061 | 2.0286 | 1.7849 | 1.5443 | 1.61 | 1.8928 | 1.9923 | 2.3568 | 3.0281 | 4.0726 | 4.8102 | 4.9232 | 4.5392 | 3.7453 | 3.411 | 3.0384
2023-05-22 | 2.9968 | 2.9576 | 2.7472 | 2.729 | 2.7722 | 3.1127 | 3.6932 | 3.6614 | 3.291 | 2.9163 | 2.6256 | 2.5458 | 2.39 | 2.8987 | 2.9852 | 2.977 | 3.9086 | 4.3495 | 4.6436 | 4.9511 | 4.5457 | 3.6585 | 3.439 | 3.0236
2023-05-23 | 3.0592 | 2.9987 | 2.777 | 2.808 | 3.0484 | 3.2447 | 3.5557 | 3.4795 | 3.4533 | 2.8548 | 2.6353 | 2.8035 | 2.6262 | 3.0616 | 2.8552 | 3.2488 | 3.5956 | 3.9728 | 4.7346 | 5.1627 | 4.7861 | 4.0498 | 3.8401 | 3.5479
2023-05-24 | 3.0088 | 2.8883 | 2.8596 | 2.8768 | 3.1524 | 3.3342 | 3.8292 | 3.6837 | 3.5616 | 3.0751 | 3.0728 | 3.1983 | 2.777 | 2.6832 | 2.8126 | 3.2132 | 3.4141 | 3.8022 | 4.7193 | 5.1144 | 4.9151 | 4.1232 | 3.9243 | 3.7175
2023-05-25 | 3.079 | 2.9978 | 3.0344 | 2.6987 | 2.7679 | 2.9902 | 3.5138 | 3.3648 | 2.9916 | 2.8336 | 2.4812 | 2.409 | 2.2962 | 2.4101 | 2.5497 | 2.8648 | 3.4252 | 3.9789 | 4.5234 | 4.8105 | 4.4552 | 3.8973 | 3.7411 | 3.4928
2023-05-26 | 3.1865 | 3.0268 | 2.9214 | 2.7784 | 2.8621 | 2.9075 | 3.0673 | 2.8657 | 2.8345 | 2.6318 | 2.3391 | 2.3756 | 2.2575 | 2.3224 | 2.4155 | 2.8658 | 3.3162 | 4.1457 | 4.3342 | 4.4328 | 3.9407 | 3.6331 | 3.5581 | 3.282
2023-05-27 | 3.2934 | 3.0575 | 2.8271 | 2.8532 | 2.9787 | 2.8281 | 2.8188 | 2.5715 | 2.7046 | 2.5059 | 2.1497 | 2.2407 | 2.1239 | 2.1468 | 2.3002 | 2.7479 | 3.1291 | 3.5349 | 4.1209 | 4.5348 | 4.2363 | 3.5523 | 3.7028 | 3.4719
2023-05-28 | 3.0014 | 2.9351 | 3.0477 | 2.8328 | 2.7638 | 2.8212 | 2.9078 | 3.0496 | 2.6796 | 2.4925 | 2.2614 | 2.079 | 2.3224 | 2.3831 | 2.6308 | 3.0052 | 3.3001 | 3.946 | 4.4458 | 4.5439 | 4.1732 | 3.5929 | 3.3595 | 3.071
2023-05-29 | 3.0895 | 3.0296 | 2.7855 | 2.7455 | 2.9052 | 2.9634 | 2.96 | 2.7934 | 2.5324 | 2.4412 | 2.3125 | 2.224 | 2.0351 | 2.2055 | 2.4349 | 2.9675 | 3.2105 | 3.5597 | 4.5079 | 4.988 | 4.6915 | 4.1286 | 3.5853 | 3.3751
2023-05-30 | 3.1924 | 2.869 | 2.8812 | 3.0287 | 2.8721 | 3.2668 | 3.6812 | 4.0959 | 4.6179 | 4.2787 | 4.1641 | 3.9613 | 3.7601 | 3.6939 | 4.3746 | 4.9091 | 4.8787 | 4.652 | 5.1875 | 5.204 | 4.5615 | 4.6931 | 4.4747 | 3.7783
2023-05-31 | 3.4798 | 3.3223 | 3.3108 | 3.4215 | 3.1109 | 3.4372 | 4.1053 | 3.6753 | 3.046 | 2.7702 | 2.5536 | 2.4902 | 2.279 | 2.3245 | 2.761 | 2.8563 | 3.2094 | 4.1004 | 4.8869 | 5.195 | 5.0592 | 4.7644 | 4.2134 | 3.8089
2023-06-01 | 3.5638 | 3.257 | 3.1007 | 3.1305 | 3.2258 | 3.2601 | 3.5997 | 3.5789 | 3.6217 | 3.0326 | 2.8521 | 2.7274 | 2.5404 | 2.6837 | 3.0664 | 3.3074 | 3.6656 | 3.733 | 4.6712 | 5.0888 | 4.8611 | 4.2115 | 3.7975 | 3.4081
2023-06-02 | 3.3912 | 3.2545 | 3.213 | 3.164 | 3.1824 | 3.4757 | 3.7595 | 3.8696 | 3.7821 | 3.0547 | 3.2936 | 2.6245 | 2.6927 | 2.8828 | 3.2198 | 2.7101 | 3.1631 | 3.9484 | 4.02 | 4.4123 | 3.9693 | 3.8186 | 3.8355 | 3.7124
2023-06-03 | 3.398 | 3.1473 | 2.9609 | 2.9229 | 2.9611 | 3.0427 | 2.9688 | 2.842 | 2.6605 | 2.2756 | 1.9977 | 1.5329 | 1.6596 | 1.7174 | 1.766 | 2.0771 | 2.7712 | 3.4025 | 4.1256 | 4.5863 | 4.0632 | 3.7731 | 3.6618 | 3.3671
2023-06-04 | 3.4641 | 3.238 | 3.0263 | 2.9698 | 2.8779 | 2.9927 | 3.013 | 2.7902 | 2.7215 | 2.5165 | 2.2515 | 1.9646 | 2.089 | 2.1319 | 2.1359 | 2.5101 | 2.8712 | 3.2982 | 4.3351 | 4.9247 | 4.7438 | 4.6368 | 3.9416 | 3.6662
2023-06-05 | 3.3339 | 3.1219 | 3.1274 | 3.1613 | 2.9535 | 3.1243 | 3.2733 | 3.5471 | 3.286 | 3.204 | 2.9163 | 2.7238 | 2.7569 | 2.854 | 3.0981 | 3.6418 | 4.4406 | 4.2175 | 4.4465 | 5.0974 | 4.9483 | 4.7075 | 4.0906 | 3.7726
2023-06-06 | 3.579 | 3.1838 | 3.1055 | 3.2568 | 3.1395 | 3.3199 | 3.6903 | 4.0102 | 4.0224 | 3.5353 | 3.3798 | 3.3575 | 2.8137 | 2.8923 | 3.017 | 3.751 | 3.9659 | 4.168 | 4.7619 | 5.0264 | 4.784 | 4.187 | 3.9434 | 3.7786
2023-06-07 | 3.176 | 3.1375 | 3.1129 | 3.0804 | 3.1588 | 3.5003 | 3.8843 | 3.7495 | 2.883 | 2.5738 | 2.8542 | 2.871 | 2.8307 | 2.6658 | 2.539 | 2.7572 | 3.4376 | 3.9144 | 4.5665 | 5.0136 | 4.8219 | 4.5751 | 3.9691 | 3.6979
2023-06-08 | 3.4828 | 3.2062 | 3.0843 | 3.1307 | 3.1151 | 3.1683 | 3.4683 | 3.3334 | 3.232 | 3.0425 | 2.7755 | 2.8978 | 2.6323 | 2.5643 | 2.8388 | 3.2175 | 3.6097 | 3.9323 | 4.5027 | 4.7823 | 4.6057 | 4.0208 | 3.6113 | 3.2239
2023-06-09 | 3.1332 | 3.0566 | 2.9335 | 2.8906 | 2.8895 | 2.9917 | 3.4696 | 3.7819 | 3.494 | 3.2246 | 3.0277 | 2.8668 | 3.1565 | 3.2514 | 3.0958 | 3.233 | 3.6523 | 4.0255 | 4.4058 | 4.6569 | 4.4584 | 3.9905 | 3.8949 | 3.5661
2023-06-10 | 3.472 | 3.2419 | 3.0649 | 3.0906 | 3.1048 | 2.9707 | 3.0108 | 3.0139 | 2.8719 | 2.5041 | 2.0271 | 2.1111 | 2.4362 | 2.2345 | 2.2224 | 2.4436 | 2.8061 | 3.365 | 4.1565 | 4.425 | 4.3372 | 4.2327 | 3.6803 | 3.4353
2023-06-11 | 3.3341 | 3.318 | 3.0666 | 3.0152 | 2.9219 | 2.9041 | 2.9654 | 3.0072 | 2.8475 | 2.5219 | 2.1787 | 2.05 | 2.193 | 2.3358 | 2.1588 | 2.2835 | 2.6764 | 3.1538 | 4.2536 | 4.9165 | 4.6601 | 4.1871 | 3.8701 | 3.4789
2023-06-12 | 3.4176 | 3.1237 | 3.002 | 2.9712 | 2.9997 | 3.0528 | 3.1119 | 3.2694 | 3.0372 | 2.8931 | 2.7932 | 2.2469 | 2.0617 | 2.2184 | 2.4906 | 2.9265 | 2.9151 | 3.866 | 4.3887 | 4.8578 | 4.7838 | 4.2081 | 3.68 | 3.5158
2023-06-13 | 3.3312 | 3.0614 | 3.033 | 3.1975 | 2.9677 | 3.0584 | 3.3694 | 3.572 | 3.1347 | 3.1177 | 2.9081 | 2.6225 | 2.5647 | 2.7293 | 2.7734 | 3.2943 | 4.1711 | 4.4392 | 4.8277 | 5.0861 | 5.0612 | 4.548 | 4.0858 | 3.6384
2023-06-14 | 3.329 | 3.2233 | 3.3661 | 3.1103 | 3.0455 | 3.2419 | 3.9996 | 3.995 | 3.457 | 3.2562 | 3.0749 | 2.6381 | 2.6807 | 3.3679 | 3.425 | 3.2717 | 3.8594 | 4.3989 | 4.7394 | 5.0828 | 5.0115 | 4.4784 | 4.1533 | 3.9765
2023-06-15 | 3.8065 | 3.5809 | 3.2713 | 3.1787 | 3.0528 | 3.5212 | 3.5176 | 3.3933 | 3.5122 | 3.2011 | 4.1751 | 3.9864 | 3.1613 | 2.8994 | 3.2287 | 3.575 | 3.956 | 4.4621 | 4.7744 | 5.0815 | 4.948 | 4.5831 | 3.8487 | 3.44
2023-06-16 | 3.1853 | 3.1376 | 3.185 | 3.043 | 3.0515 | 3.1351 | 3.8143 | 3.9833 | 3.6044 | 3.1999 | 3.1012 | 2.7268 | 2.782 | 3.0258 | 2.8762 | 3.2194 | 3.3918 | 3.9428 | 4.6431 | 4.8547 | 4.8378 | 4.5234 | 4.0637 | 3.8966
2023-06-17 | 3.5269 | 3.1959 | 3.0836 | 3.1933 | 3.0573 | 3.0372 | 3.0578 | 3.0128 | 2.8362 | 2.6191 | 2.5169 | 2.5592 | 2.3921 | 2.538 | 2.6235 | 2.7669 | 2.8911 | 3.7484 | 4.4662 | 4.5458 | 4.4089 | 4.1099 | 3.5917 | 3.3023
2023-06-18 | 3.2465 | 3.1066 | 2.9831 | 2.9481 | 3.0619 | 2.9718 | 2.9335 | 3.0192 | 2.7777 | 2.4787 | 2.2163 | 2 | 2.151 | 2.227 | 2.5832 | 2.6803 | 2.7587 | 3.1064 | 3.9559 | 4.4226 | 4.4657 | 3.7972 | 3.4659 | 3.2159
2023-06-19 | 3.202 | 3.0227 | 2.8684 | 2.8012 | 2.9501 | 3.1347 | 3.2267 | 3.4755 | 3.6235 | 3.1545 | 2.9701 | 2.8378 | 2.8163 | 2.8014 | 2.764 | 3.2355 | 3.9364 | 3.9838 | 4.5743 | 4.8877 | 5.0773 | 4.775 | 4.4215 | 3.94
2023-06-20 | 3.4344 | 3.1174 | 3.091 | 3.0511 | 3.1045 | 3.2699 | 3.4435 | 3.7948 | 3.3844 | 3.0805 | 3.0229 | 2.9166 | 2.8114 | 2.6878 | 2.8525 | 3.1878 | 3.3207 | 3.9666 | 4.7123 | 5.0486 | 5.0733 | 4.6002 | 4.6918 | 4.4135
2023-06-21 | 4.2486 | 3.7995 | 3.4888 | 3.475 | 3.6047 | 3.7395 | 3.2614 | 3.3109 | 3.4927 | 3.1453 | 2.7122 | 2.7003 | 2.487 | 2.5627 | 2.5927 | 2.7536 | 3.3358 | 4.4141 | 4.7762 | 5.0873 | 5.0155 | 4.7689 | 4.1963 | 3.6562
2023-06-22 | 4.4185 | 4.4056 | 3.9941 | 3.8353 | 3.6795 | 4.2803 | 3.4856 | 3.436 | 3.6467 | 3.2305 | 2.9893 | 2.9056 | 2.7822 | 2.5739 | 2.5844 | 3.1765 | 3.3231 | 3.7351 | 4.4724 | 4.9011 | 4.8003 | 4.4639 | 4.4439 | 4.5612
2023-06-23 | 4.353 | 3.7365 | 3.6008 | 3.6452 | 3.8894 | 3.7345 | 3.4091 | 3.6779 | 3.6401 | 3.3364 | 3.2307 | 2.972 | 2.9534 | 2.8501 | 3.0479 | 3.3804 | 3.2354 | 3.5832 | 4.1386 | 4.4656 | 4.403 | 4.3908 | 3.9976 | 3.5485
2023-06-24 | 3.2964 | 3.42 | 3.2839 | 3.076 | 2.9547 | 3.0521 | 3.0043 | 2.9458 | 2.5575 | 2.1841 | 2.0083 | 1.6538 | 1.8762 | 1.9959 | 1.9177 | 2.2597 | 2.7922 | 3.1979 | 3.7897 | 4.285 | 4.2562 | 4.0849 | 4.1796 | 4.1561
2023-06-25 | 4.2128 | 3.8723 | 3.5643 | 3.4699 | 3.4436 | 3.6714 | 2.9753 | 2.9442 | 2.9592 | 2.6587 | 2.398 | 2.4774 | 2.3916 | 2.3536 | 2.473 | 2.3067 | 2.762 | 3.3851 | 4.1459 | 4.7106 | 4.5845 | 4.0544 | 4.2665 | 4.4706
2023-06-26 | 3.603 | 3.0765 | 2.974 | 2.9608 | 2.9487 | 3.3616 | 3.3459 | 3.5568 | 3.8231 | 3.3552 | 2.9802 | 3.0302 | 3.1837 | 2.79 | 2.9046 | 3.0281 | 3.3942 | 4.2981 | 4.9603 | 5.0999 | 5.0081 | 4.6424 | 4.6706 | 4.7117
2023-06-27 | 4.3236 | 3.8874 | 3.9763 | 3.9673 | 3.7393 | 4.0966 | 3.8008 | 4.2584 | 3.9957 | 3.4571 | 3.1438 | 3.095 | 3.0856 | 3.0765 | 3.0195 | 3.092 | 2.1034 | 2.9618 | 3.5481 | 4.5779 | 5.0804 | 4.4595 | 4.0294 | 3.3404
2023-06-28 | 3.0756 | 2.9819 | 2.8981 | 2.86 | 2.8704 | 3.0449 | 3.1884 | 3.2016 | 2.8972 | 2.7102 | 2.5783 | 2.4578 | 2.3858 | 2.3641 | 2.5634 | 2.7935 | 3.6897 | 4.2254 | 4.9587 | 5.0825 | 5.0723 | 4.8836 | 4.7045 | 4.0733
2023-06-29 | 3.6318 | 3.3627 | 3.2562 | 3.2017 | 3.2501 | 3.4072 | 3.6354 | 4.2136 | 3.9264 | 3.5953 | 3.5337 | 3.5448 | 3.3442 | 3.1389 | 3.4321 | 3.8735 | 3.7748 | 4.1707 | 4.6456 | 5.0039 | 4.8781 | 4.5606 | 4.3616 | 3.6778
2023-06-30 | 3.2212 | 3.1042 | 3.0314 | 3.0438 | 3.1244 | 2.9909 | 3.0813 | 3.2804 | 3.1274 | 2.8751 | 2.5521 | 2.7258 | 2.9549 | 2.8282 | 3.0514 | 3.4735 | 3.6341 | 3.8443 | 4.1907 | 4.6138 | 4.6649 | 4.3634 | 4.097 | 3.4481
2023-07-01 | 3.2937 | 3.2678 | 2.9974 | 2.9676 | 2.8632 | 2.9795 | 3.1669 | 2.8326 | 2.6578 | 2.5293 | 2.2943 | 1.9428 | 2.178 | 2.3633 | 2.5002 | 2.4442 | 2.6195 | 3.2993 | 3.8522 | 4.0934 | 4.1689 | 3.8575 | 3.5837 | 3.2667
2023-07-02 | 3.2665 | 3.1884 | 2.9963 | 2.9582 | 2.8852 | 3.0546 | 2.9181 | 2.7815 | 2.7695 | 2.6292 | 2.4488 | 2.038 | 2.1392 | 2.0561 | 2.3887 | 2.4392 | 2.7445 | 3.183 | 4.0312 | 4.2123 | 4.052 | 3.7189 | 3.7302 | 3.2831
2023-07-03 | 3.0161 | 3.0085 | 3.0514 | 2.861 | 2.9067 | 3.0344 | 3.3501 | 3.483 | 3.3033 | 2.9781 | 2.7395 | 2.6284 | 2.4335 | 2.7395 | 2.9407 | 3.2263 | 3.8143 | 4.5475 | 4.8367 | 5.1944 | 4.9728 | 4.7179 | 4.0144 | 3.5186
2023-07-04 | 3.392 | 3.3847 | 3.2551 | 3.1827 | 3.1376 | 3.3856 | 3.3938 | 3.523 | 3.7288 | 3.2751 | 2.7563 | 2.4473 | 2.6197 | 2.7338 | 2.8524 | 2.9765 | 3.3369 | 3.9303 | 4.4262 | 4.7873 | 4.7929 | 5.2489 | 4.642 | 4.2678
2023-07-05 | 3.9855 | 4.1276 | 3.5806 | 3.5747 | 3.389 | 3.4976 | 3.5915 | 3.2201 | 2.9992 | 2.6393 | 2.4286 | 2.256 | 2.4661 | 2.2447 | 2.2711 | 2.589 | 3.4315 | 3.9363 | 4.0823 | 4.3253 | 4.2806 | 4.7693 | 4.8769 | 4.4275
2023-07-06 | 4.2848 | 3.9335 | 3.5922 | 3.6132 | 3.627 | 4.1375 | 3.8765 | 3.4423 | 3.3345 | 2.998 | 2.8084 | 2.6769 | 2.7614 | 2.7347 | 3.1678 | 3.0086 | 3.5582 | 4.2917 | 4.8431 | 5.0975 | 4.9492 | 4.9142 | 4.7933 | 4.4556
2023-07-07 | 4.3363 | 4.1067 | 3.7403 | 3.7864 | 3.8158 | 3.7392 | 3.9818 | 3.8101 | 3.6291 | 3.3276 | 2.7304 | 2.6635 | 2.5527 | 2.5496 | 2.7291 | 2.9249 | 3.3995 | 3.7776 | 3.813 | 4.5995 | 4.5326 | 5.0673 | 4.7921 | 4.4511
2023-07-08 | 4.1816 | 3.8866 | 3.5002 | 3.4949 | 3.6754 | 3.5552 | 3.2349 | 3.1057 | 2.9066 | 2.6825 | 2.586 | 2.4908 | 2.5747 | 2.4878 | 2.5308 | 2.7706 | 3.0538 | 3.0966 | 3.8765 | 4.1427 | 4.0499 | 3.6623 | 3.3611 | 3.1905
2023-07-09 | 3.1125 | 3.1348 | 2.9527 | 2.9258 | 2.808 | 2.9682 | 2.7934 | 2.5874 | 2.5119 | 2.2449 | 1.9778 | 2.1383 | 1.8637 | 1.7831 | 2.0506 | 2.2339 | 2.5802 | 3.1501 | 3.9203 | 4.4806 | 4.0518 | 3.8691 | 3.6507 | 3.1494
2023-07-10 | 3.0052 | 3.0312 | 2.9485 | 2.874 | 3.0006 | 3.1252 | 3.0951 | 3.2559 | 3.126 | 2.8664 | 2.4565 | 2.2844 | 2.2684 | 2.4708 | 2.6884 | 2.7507 | 3.1928 | 4.1595 | 4.7261 | 5.0572 | 4.9038 | 5.0378 | 4.8263 | 4.7772
2023-07-11 | 4.3709 | 4.0203 | 3.4206 | 3.3978 | 3.3853 | 3.6259 | 4.2127 | 3.7265 | 3.4111 | 2.8614 | 2.9873 | 2.9499 | 2.5528 | 3.0549 | 3.505 | 3.3259 | 3.3426 | 4.1595 | 4.4332 | 4.8776 | 4.7052 | 5.1912 | 4.6824 | 4.2223
2023-07-12 | 3.8975 | 3.9373 | 3.7433 | 3.5569 | 3.4077 | 3.7884 | 3.9391 | 3.3522 | 3.0358 | 2.8313 | 2.6641 | 2.6588 | 2.6291 | 2.9196 | 3.0973 | 3.3929 | 3.2583 | 3.5282 | 4.1712 | 4.9417 | 4.8297 | 5.2375 | 5.0107 | 4.3442
2023-07-13 | 4.345 | 4.1658 | 3.7511 | 3.6768 | 3.8144 | 4.0201 | 4.0325 | 3.5441 | 3.5068 | 3.1253 | 2.9393 | 2.9469 | 3.4146 | 3.0907 | 3.0188 | 2.9955 | 3.3269 | 4.038 | 4.4774 | 4.8782 | 4.6835 | 4.9598 | 4.8738 | 4.3731
2023-07-14 | 4.1771 | 4.2846 | 3.8287 | 3.5763 | 3.3132 | 3.5554 | 3.5913 | 3.1323 | 3.2411 | 3.1411 | 3.0982 | 2.7992 | 2.595 | 2.5204 | 2.6516 | 2.9513 | 3.4098 | 3.6917 | 4.2485 | 4.777 | 4.2548 | 4.859 | 5.2494 | 4.5348
2023-07-15 | 4.181 | 4.1326 | 3.7535 | 3.5905 | 3.6699 | 3.7208 | 3.3949 | 3.077 | 2.9706 | 2.8196 | 2.5186 | 2.3129 | 2.3102 | 2.5043 | 2.5925 | 2.6487 | 3.0224 | 3.1699 | 3.5871 | 4.3417 | 4.4612 | 4.88 | 5.0997 | 4.6399
2023-07-16 | 3.4192 | 3.1668 | 3.3215 | 3.1053 | 2.9374 | 2.9472 | 3.0792 | 2.9972 | 2.7152 | 2.6463 | 2.5214 | 1.8028 | 1.9966 | 2.1208 | 2.4452 | 2.6665 | 3.0636 | 3.6296 | 4.1783 | 4.6734 | 4.1947 | 3.7219 | 3.8837 | 3.5516
2023-07-17 | 3.3253 | 3.0563 | 3.0334 | 3.1588 | 3.0688 | 3.1348 | 3.3787 | 3.8931 | 3.7516 | 3.0756 | 2.7471 | 2.7706 | 2.6699 | 2.5547 | 2.8122 | 3.0523 | 3.2095 | 3.9732 | 4.708 | 5.1114 | 4.9784 | 5.2139 | 4.9964 | 4.7081
2023-07-18 | 4.4686 | 3.9492 | 4.0655 | 4.1827 | 3.6849 | 3.965 | 4.2624 | 3.9538 | 3.6298 | 3.526 | 2.9254 | 2.802 | 2.9091 | 2.9963 | 3.1155 | 3.0813 | 3.7768 | 4.3307 | 4.6609 | 5.151 | 4.9399 | 5.0391 | 4.9531 | 4.4767
2023-07-19 | 4.0481 | 4.2449 | 3.9819 | 3.8255 | 3.6521 | 4.1051 | 4.3508 | 3.4914 | 3.7506 | 3.1385 | 2.8793 | 2.8518 | 2.6155 | 2.7051 | 3.1992 | 3.4007 | 3.8176 | 4.2932 | 4.6876 | 5.0876 | 4.8067 | 4.7372 | 4.7066 | 4.3944
2023-07-20 | 4.4831 | 4.2787 | 3.8577 | 3.7694 | 3.8209 | 3.7872 | 4.0098 | 3.4994 | 3.337 | 2.9973 | 2.5834 | 2.6169 | 2.6124 | 2.4653 | 2.7729 | 3.1565 | 3.3344 | 3.8722 | 4.3482 | 4.7281 | 4.7495 | 4.8019 | 5.2178 | 4.6818
2023-07-21 | 3.9951 | 3.6934 | 3.8319 | 4.0019 | 3.5062 | 3.768 | 4.3839 | 3.7405 | 3.4245 | 3.289 | 3.0028 | 2.782 | 2.6959 | 2.8851 | 2.9728 | 2.9806 | 3.6306 | 3.6477 | 3.5662 | 4.1901 | 4.2584 | 4.5713 | 4.6357 | 4.5998
2023-07-22 | 4.1089 | 3.6667 | 3.8808 | 3.5928 | 3.3274 | 3.6382 | 3.8453 | 3.1569 | 2.8018 | 2.5522 | 2.0666 | 1.6846 | 1.6265 | 2.036 | 2.3932 | 2.4366 | 2.7877 | 3.3088 | 3.6187 | 3.8529 | 4.1454 | 4.6322 | 4.4973 | 4.6881
2023-07-23 | 3.6766 | 3.33 | 3.0707 | 2.9963 | 2.8521 | 2.8978 | 3.0943 | 2.8831 | 2.7299 | 2.6738 | 2.3715 | 2.3282 | 2.318 | 2.4368 | 2.6571 | 3.0234 | 3.2984 | 3.7673 | 4.5959 | 4.9373 | 4.4783 | 4.3955 | 4.5527 | 4.1995
2023-07-24 | 3.265 | 2.996 | 3.0424 | 3.1528 | 3.0331 | 3.1353 | 3.3039 | 3.5187 | 3.0884 | 2.7538 | 2.8837 | 2.7703 | 2.7382 | 2.8155 | 2.7477 | 3.0585 | 4.0458 | 4.6887 | 5.0254 | 5.264 | 4.7654 | 5.1266 | 5.0393 | 5.0564
2023-07-25 | 4.7174 | 4.4633 | 4.0967 | 3.9977 | 3.8126 | 4.4476 | 4.5246 | 3.7454 | 4.0404 | 3.5906 | 3.0798 | 2.6784 | 2.8013 | 2.7943 | 2.9506 | 3.361 | 3.8193 | 4.2053 | 4.8025 | 4.9858 | 4.6082 | 5.2757 | 5.2523 | 4.5731
2023-07-26 | 3.7064 | 3.55 | 3.8222 | 4.0494 | 3.5405 | 3.8991 | 4.4311 | 3.8768 | 3.4701 | 3.1487 | 2.7952 | 2.9389 | 3.3646 | 3.3062 | 3.1344 | 3.1828 | 3.4778 | 4.187 | 4.6883 | 5.1279 | 5.0049 | 4.941 | 4.8448 | 4.4446
2023-07-27 | 4.3868 | 4.2046 | 3.8098 | 3.9087 | 3.8447 | 3.8837 | 4.1159 | 3.9443 | 3.5604 | 3.1463 | 3.0602 | 3.1067 | 2.836 | 2.6797 | 3.0297 | 3.1841 | 3.6564 | 3.7776 | 4.6199 | 5.1388 | 5.0667 | 5.2015 | 5.0888 | 4.5606
2023-07-28 | 4.4122 | 4.3523 | 3.8813 | 3.7009 | 3.9047 | 4.1746 | 4.0611 | 3.692 | 4.054 | 3.3041 | 3.0409 | 2.7732 | 2.6403 | 2.5707 | 2.7209 | 3.2104 | 3.3641 | 4.0373 | 4.586 | 5.162 | 4.9371 | 5.2751 | 5.2922 | 4.4969
2023-07-29 | 4.3309 | 4.5521 | 4.4145 | 3.9794 | 3.5476 | 3.942 | 3.9531 | 3.1088 | 2.8989 | 2.7478 | 2.3635 | 2.2195 | 2.3442 | 2.0758 | 2.0109 | 2.3739 | 2.9012 | 3.339 | 3.7499 | 4.4859 | 4.3234 | 4.6902 | 4.5864 | 4.6192
2023-07-30 | 4.3222 | 3.8139 | 3.6023 | 3.481 | 3.1013 | 3.0103 | 3.126 | 2.9454 | 2.6429 | 2.44 | 2.3605 | 2.148 | 2.201 | 2.3304 | 2.0952 | 2.5001 | 3.0946 | 3.5655 | 4.3236 | 4.9587 | 4.624 | 3.8065 | 3.4761 | 3.4255
2023-07-31 | 3.1943 | 3.0237 | 3.1396 | 3.8805 | 3.4432 | 3.5428 | 3.3878 | 3.6017 | 3.4448 | 3.419 | 3.0653 | 2.7111 | 2.6065 | 3.0217 | 3.2827 | 3.7433 | 3.8942 | 4.6122 | 4.8808 | 5.2633 | 5.1084 | 5.1782 | 5.0168 | 4.8746
2023-08-01 | 4.8156 | 4.4067 | 4.0271 | 4.1591 | 4.2171 | 4.2345 | 4.4519 | 3.8796 | 4.0235 | 3.5639 | 3.2896 | 3.0458 | 2.7382 | 2.7834 | 3.2476 | 3.4503 | 4.0007 | 4.3416 | 5.1132 | 5.4515 | 5.3208 | 5.4628 | 5.203 | 4.932
2023-08-02 | 4.7074 | 4.1234 | 3.9438 | 4.0733 | 3.9418 | 4.0789 | 4.3799 | 4.0111 | 3.6299 | 2.9509 | 3.0426 | 2.6828 | 2.5242 | 2.4166 | 2.8521 | 3.0547 | 3.4691 | 4.2025 | 4.8161 | 5.3521 | 5.0955 | 5.2273 | 5.0833 | 4.8394
2023-08-03 | 4.9026 | 4.6345 | 3.9994 | 3.8171 | 3.8614 | 4.4422 | 4.6631 | 4.495 | 4.3269 | 3.6732 | 3.5922 | 3.2476 | 2.8761 | 2.7577 | 2.8648 | 3.3225 | 3.5078 | 3.7444 | 4.7153 | 5.131 | 4.5703 | 5.0807 | 4.7421 | 4.4581
2023-08-04 | 4.3643 | 4.3767 | 3.8345 | 3.5402 | 3.5344 | 3.5893 | 3.649 | 3.3844 | 3.3124 | 3.0061 | 2.6311 | 2.545 | 2.7133 | 2.6719 | 2.8632 | 3.3439 | 3.6045 | 3.7503 | 3.9782 | 4.4483 | 3.7806 | 4.2187 | 4.5981 | 4.4908
2023-08-05 | 3.9862 | 3.4063 | 3.1064 | 3.1357 | 2.9826 | 2.9745 | 2.9517 | 3.2207 | 3.0486 | 2.4562 | 2.4044 | 2.2942 | 2.2122 | 2.4126 | 2.3131 | 2.7218 | 3.2224 | 3.6295 | 4.2372 | 4.7701 | 4.4149 | 4.2668 | 4.7104 | 4.527
2023-08-06 | 3.9812 | 3.2982 | 3.1872 | 3.1591 | 2.8594 | 2.9321 | 3.0098 | 3.0893 | 2.9089 | 2.538 | 2.3637 | 2.301 | 2.174 | 2.2925 | 2.3197 | 2.4288 | 2.8833 | 3.4903 | 4.1209 | 5.1059 | 4.8464 | 4.1005 | 3.4113 | 3.1943
2023-08-07 | 3.1306 | 3.1364 | 2.9864 | 3.0323 | 3.3945 | 3.8711 | 3.6465 | 3.3078 | 3.3471 | 3.049 | 3.145 | 2.7859 | 2.8527 | 2.6494 | 2.7006 | 2.9234 | 3.6391 | 4.2989 | 4.6382 | 5.2787 | 4.7121 | 4.8866 | 4.7615 | 4.6769
2023-08-08 | 4.2343 | 4.1192 | 3.7284 | 3.8638 | 3.8128 | 3.9101 | 4.0239 | 3.7202 | 3.5409 | 3.1391 | 2.8454 | 3.0358 | 2.8686 | 2.7605 | 3.0609 | 3.2555 | 3.5971 | 3.9218 | 4.8759 | 5.4163 | 4.8979 | 5.352 | 5.3289 | 4.2929
2023-08-09 | 3.7746 | 4.0964 | 3.7975 | 3.5436 | 3.4878 | 4.0573 | 4.1771 | 3.5231 | 3.6323 | 3.1271 | 3.0546 | 2.9024 | 2.8262 | 2.7539 | 2.9631 | 3.3417 | 4.1782 | 4.0476 | 4.8627 | 5.4386 | 5.0959 | 5.3316 | 5.3205 | 4.8748
2023-08-10 | 4.3121 | 4.1647 | 4.0527 | 4.3845 | 4.1507 | 4.0551 | 4.4141 | 4.0111 | 3.8007 | 3.3983 | 3.1896 | 3.0433 | 3.3775 | 3.8593 | 4.2224 | 3.9068 | 4.7937 | 4.9693 | 5.383 | 5.4344 | 4.8746 | 5.0682 | 5.2403 | 4.0879
2023-08-11 | 3.7598 | 4.0848 | 3.8317 | 3.8933 | 3.7567 | 4.5798 | 4.5835 | 3.8219 | 3.6 | 3.1651 | 3.0382 | 3.1383 | 2.7086 | 2.7614 | 2.9506 | 3.0563 | 3.2713 | 4.149 | 4.8377 | 5.0675 | 4.7603 | 4.9942 | 4.7963 | 4.5328
2023-08-12 | 4.2717 | 4.1223 | 3.6526 | 3.7208 | 3.3689 | 3.1536 | 3.172 | 3.0734 | 2.9429 | 2.6135 | 2.2636 | 2.2088 | 2.3594 | 2.3534 | 2.4087 | 2.8738 | 3.36 | 3.874 | 4.4951 | 5.4465 | 5.0837 | 5.2599 | 4.728 | 4.4284
2023-08-13 | 3.7648 | 3.2602 | 3.1826 | 3.2667 | 3.1376 | 3.043 | 3.032 | 2.9671 | 2.9258 | 2.4945 | 2.1977 | 2.3514 | 2.2535 | 2.2592 | 2.3486 | 2.487 | 2.9001 | 3.706 | 4.4153 | 5.0727 | 4.8865 | 3.8706 | 3.6085 | 3.5029
2023-08-14 | 3.2179 | 3.3939 | 3.4647 | 3.4959 | 3.0395 | 3.1594 | 3.466 | 3.7205 | 3.5271 | 3.018 | 3.0789 | 3.0086 | 2.8955 | 3.0403 | 3.1129 | 3.6885 | 4.1039 | 4.6061 | 5.2685 | 5.4337 | 5.1438 | 5.0677 | 4.926 | 4.5079
2023-08-15 | 4.6202 | 4.1841 | 3.8365 | 3.994 | 3.9379 | 4.1069 | 4.6512 | 3.9206 | 3.8365 | 3.2603 | 2.8465 | 3.0455 | 3.204 | 3.1015 | 3.1047 | 3.3883 | 3.8777 | 4.2489 | 4.9568 | 5.4408 | 4.9404 | 4.8323 | 5.0006 | 4.707
2023-08-16 | 3.8669 | 3.8578 | 4.0148 | 3.7179 | 3.7263 | 4.4227 | 4.3258 | 3.6843 | 3.6313 | 3.0879 | 2.7222 | 2.5117 | 2.6367 | 2.6002 | 2.658 | 3.1161 | 3.8538 | 4.6179 | 5.1885 | 5.4387 | 5.2863 | 5.3912 | 4.9376 | 4.4223
2023-08-17 | 4.294 | 4.3395 | 3.8851 | 3.7405 | 3.9157 | 3.9101 | 3.7369 | 3.6515 | 3.6898 | 3.3746 | 3.2696 | 3.6601 | 3.5447 | 3.0683 | 2.9237 | 3.3869 | 3.9291 | 4.6246 | 5.2117 | 5.2815 | 4.743 | 5.3585 | 5.4802 | 5.2987
2023-08-18 | 4.5618 | 4.5065 | 4.7338 | 4.3596 | 4.1099 | 4.6062 | 4.159 | 3.2926 | 3.1643 | 2.8566 | 2.774 | 2.7168 | 2.6207 | 2.7713 | 2.7849 | 3.0492 | 4.0615 | 4.8615 | 5.2226 | 5.4395 | 5.1745 | 5.4496 | 5.3771 | 5.0562
2023-08-19 | 5.0032 | 4.5858 | 4.2074 | 3.7978 | 3.7382 | 4.2353 | 3.7629 | 3.1491 | 3.0855 | 2.9086 | 2.6093 | 2.488 | 2.6727 | 2.7335 | 2.7116 | 3.0569 | 3.4246 | 3.9974 | 4.6092 | 4.5177 | 4.4312 | 5.1254 | 5.0419 | 4.3372
2023-08-20 | 3.8756 | 3.4573 | 3.4796 | 3.4401 | 3.1284 | 3.0504 | 2.9218 | 3.0816 | 2.9518 | 2.6843 | 2.3062 | 2.24 | 2.2423 | 2.5069 | 2.5943 | 2.6304 | 3.2474 | 3.9771 | 4.7378 | 5.421 | 5.146 | 4.8343 | 4.6207 | 4.2309
2023-08-21 | 4.0413 | 3.9084 | 3.2484 | 3.1615 | 3.2174 | 3.6827 | 3.7019 | 3.7209 | 3.8024 | 3.6004 | 3.5098 | 3.1699 | 3.2647 | 3.2543 | 3.2857 | 3.6941 | 4.2433 | 4.6572 | 5.1589 | 5.2579 | 4.9943 | 5.4055 | 4.9817 | 4.7661
2023-08-22 | 4.6929 | 4.2559 | 4.066 | 4.4352 | 3.7581 | 4.1797 | 4.8711 | 4.4518 | 4.294 | 3.2126 | 2.9464 | 3.0076 | 3.2266 | 3.3467 | 3.3715 | 3.5821 | 3.9347 | 4.4977 | 4.8483 | 5.4477 | 4.7507 | 4.8687 | 4.9501 | 4.5038
2023-08-23 | 4.2713 | 4.1168 | 3.7049 | 3.7019 | 3.777 | 4.1859 | 4.7107 | 4.1856 | 3.3926 | 3.2833 | 2.9648 | 2.728 | 2.6274 | 2.9119 | 3.2194 | 3.1697 | 4.0106 | 4.7155 | 4.4127 | 4.8044 | 4.7915 | 5.0376 | 4.9196 | 4.625
2023-08-24 | 4.5918 | 3.9079 | 3.9694 | 4.2939 | 4.0055 | 4.0119 | 4.4291 | 4.2421 | 3.5017 | 3.4451 | 3.3863 | 4.0562 | 3.83 | 3.2795 | 3.6124 | 3.7256 | 4.1143 | 3.9507 | 4.2111 | 4.3323 | 3.6688 | 3.5083 | 3.382 | 3.2539
2023-08-25 | 2.9036 | 2.8517 | 2.9671 | 2.8036 | 2.8174 | 2.7308 | 2.3199 | 2.6712 | 3.0562 | 2.8053 | 2.6812 | 2.7102 | 2.5956 | 2.2954 | 2.4665 | 2.9566 | 3.6028 | 4.1102 | 4.064 | 3.685 | 3.4684 | 3.3701 | 3.549 | 3.2101
2023-08-26 | 3 | 2.804 | 2.7118 | 2.821 | 2.652 | 2.7569 | 2.8324 | 2.9165 | 2.7841 | 2.3924 | 2.6946 | 2.7777 | 2.4376 | 2.8303 | 2.6756 | 2.6309 | 3.2725 | 3.9103 | 3.978 | 3.9734 | 3.4813 | 3.3097 | 3.3995 | 3.3071
2023-08-27 | 3.0533 | 2.9106 | 2.8744 | 2.8735 | 3.1038 | 3.0333 | 3.0721 | 2.8654 | 2.9737 | 2.6442 | 2.3436 | 2.0327 | 2.1533 | 2.2495 | 2.5283 | 2.9287 | 3.0128 | 3.6573 | 4.4504 | 4.5945 | 4.1156 | 3.4989 | 3.39 | 3.1784
2023-08-28 | 3.1853 | 3.0357 | 2.9086 | 2.8601 | 2.9346 | 3.2085 | 3.2299 | 3.1895 | 3.3998 | 3.0712 | 2.9023 | 3.3218 | 3.085 | 2.7872 | 3.1986 | 3.4404 | 3.691 | 3.9986 | 5.1708 | 5.4438 | 4.9175 | 4.9953 | 5.1583 | 4.1909
2023-08-29 | 3.791 | 3.7753 | 3.854 | 4.0662 | 3.5718 | 3.9038 | 4.3667 | 3.656 | 3.6873 | 3.0575 | 2.9568 | 2.9307 | 2.8211 | 3.0162 | 3.2226 | 3.2961 | 3.7693 | 4.4985 | 5.236 | 5.4334 | 5.0891 | 5.4612 | 5.0182 | 4.2249
2023-08-30 | 4.3261 | 3.75 | 3.5191 | 3.4588 | 3.6078 | 3.7011 | 3.8556 | 3.4043 | 3.3262 | 2.9289 | 2.8227 | 2.5596 | 2.6495 | 2.7462 | 2.8272 | 2.9767 | 3.5637 | 3.8112 | 4.6527 | 5.2827 | 4.7745 | 4.5974 | 4.4317 | 4.2467
2023-08-31 | 3.622 | 3.6198 | 3.6031 | 3.5769 | 3.5047 | 4.1772 | 4.1684 | 3.4055 | 3.1437 | 2.8475 | 2.5172 | 2.6378 | 2.773 | 2.5958 | 2.7243 | 2.8602 | 3.2828 | 3.5968 | 4.6981 | 5.2277 | 4.521 | 4.425 | 4.462 | 4.527
2023-09-01 | 3.9863 | 3.7743 | 3.8263 | 3.9501 | 3.6968 | 3.7556 | 3.9017 | 3.269 | 3.264 | 3.0717 | 2.9298 | 2.5148 | 2.695 | 3.0941 | 2.8431 | 3.0161 | 3.2453 | 3.8489 | 4.4014 | 4.5595 | 4.0172 | 4.5263 | 4.6225 | 3.9951
2023-09-02 | 3.7654 | 3.7001 | 3.723 | 3.3784 | 3.3869 | 3.0624 | 3.2664 | 2.9777 | 2.5713 | 2.4753 | 2.1524 | 1.9876 | 2.2479 | 2.5541 | 2.4566 | 2.7888 | 3.3997 | 4.0145 | 4.1914 | 4.1563 | 4.1519 | 3.9125 | 3.8598 | 3.7856
2023-09-03 | 3.4607 | 3.2579 | 3.199 | 3.237 | 3.1037 | 2.874 | 2.8835 | 2.7432 | 2.7371 | 2.4444 | 2.2207 | 1.909 | 1.7191 | 1.8042 | 2.2611 | 2.6675 | 3.0356 | 3.6071 | 4.3227 | 4.6357 | 4.1832 | 4.3076 | 4.1927 | 3.8717
2023-09-04 | 3.8454 | 3.5869 | 3.0075 | 2.9857 | 3.2488 | 3.2276 | 3.1434 | 3.3426 | 3.1379 | 2.7231 | 2.7156 | 2.4502 | 2.3649 | 2.4451 | 2.7912 | 3.3729 | 3.6748 | 4.3613 | 4.9431 | 5.0853 | 4.7464 | 4.2348 | 3.8968 | 3.6905
2023-09-05 | 3.7165 | 3.4634 | 3.3105 | 3.5637 | 3.4631 | 3.452 | 3.8989 | 3.8389 | 3.798 | 3.3617 | 2.8902 | 2.8149 | 3.1033 | 2.9204 | 2.9736 | 3.5843 | 4.4666 | 5.1298 | 5.4755 | 5.542 | 5.1413 | 5.2477 | 4.9457 | 4.9191
2023-09-06 | 4.5725 | 4.043 | 4.0581 | 4.2576 | 4.0687 | 4.2178 | 4.4981 | 4.2328 | 3.9332 | 3.5073 | 3.0937 | 2.8551 | 2.8729 | 3.274 | 3.3108 | 3.1828 | 4.0729 | 4.7018 | 5.1533 | 5.4415 | 4.9719 | 4.9271 | 4.7987 | 4.7037
2023-09-07 | 4.5286 | 4.0969 | 4.0849 | 4.3066 | 3.8285 | 3.9099 | 4.2024 | 3.8284 | 3.5046 | 3.1461 | 2.8231 | 2.7483 | 2.7416 | 3.0858 | 3.5906 | 3.3919 | 4.1599 | 4.7825 | 5.2447 | 5.4867 | 5.1037 | 5.1906 | 5.0898 | 4.4683
2023-09-08 | 4.3314 | 4.401 | 4.132 | 4.1087 | 4.1942 | 4.8033 | 4.7925 | 4.0492 | 4.0426 | 3.3 | 2.8315 | 2.6611 | 2.8365 | 2.7251 | 2.7068 | 3.1402 | 3.7637 | 4.1235 | 4.7577 | 5.0948 | 4.4736 | 4.8266 | 5.12 | 4.6423
2023-09-09 | 4.1347 | 3.9274 | 4.068 | 3.6732 | 3.4558 | 3.4745 | 3.3382 | 3.1874 | 2.9077 | 2.5326 | 2.2589 | 2.0901 | 2.3989 | 2.3084 | 2.5161 | 2.9822 | 3.5096 | 4.1055 | 4.6667 | 4.5636 | 4.5527 | 4.6064 | 4.8335 | 4.1968
2023-09-10 | 3.9906 | 3.7827 | 3.3747 | 3.1361 | 2.9392 | 3.0623 | 3.2363 | 2.7897 | 2.5693 | 2.3934 | 2.0988 | 1.8381 | 2.1364 | 2.2854 | 2.4749 | 2.7521 | 3.1781 | 3.8782 | 4.685 | 5.0738 | 4.6339 | 4.2344 | 3.7262 | 3.4817
2023-09-11 | 3.4206 | 3.247 | 3.0557 | 3.0767 | 3.2879 | 3.3027 | 3.7788 | 4.0456 | 3.7404 | 3.3656 | 3.2124 | 3.1339 | 3.0339 | 3.2277 | 3.6045 | 4.0161 | 4.1566 | 4.6751 | 5.2844 | 5.5395 | 5.1987 | 5.1591 | 4.9721 | 4.6179
2023-09-12 | 4.3398 | 4.3859 | 4.3547 | 4.0895 | 4.0305 | 4.5569 | 4.9978 | 4.1918 | 3.8707 | 3.3767 | 3.0794 | 3.1297 | 3.4113 | 3.2273 | 3.1693 | 3.67 | 4.0394 | 4.4395 | 5.0303 | 4.8814 | 4.2712 | 4.1389 | 3.7215 | 3.46
2023-09-13 | 3.316 | 3.2648 | 3.4076 | 3.2053 | 3.1334 | 3.2121 | 3.2605 | 3.4031 | 3.112 | 2.8178 | 2.2943 | 2.3005 | 1.9735 | 2.054 | 2.2879 | 2.5363 | 2.8271 | 3.0339 | 3.3745 | 3.3176 | 2.9897 | 2.8796 | 3.0758 | 2.7961
2023-09-14 | 2.6137 | 2.5462 | 2.5275 | 2.5349 | 2.6726 | 2.774 | 2.8025 | 2.8672 | 2.9018 | 2.5505 | 2.425 | 2.2215 | 2.1508 | 2.3136 | 2.6101 | 3.0114 | 3.1094 | 3.4789 | 4.1289 | 3.6386 | 3.3716 | 4.1043 | 4.4045 | 4.5272
2023-09-15 | 3.9779 | 3.8131 | 3.7452 | 3.9084 | 4.0737 | 4.0986 | 4.5585 | 4.1077 | 3.4666 | 2.9116 | 2.4595 | 2.2619 | 2.331 | 2.5349 | 2.7989 | 3.1031 | 3.5086 | 4.3211 | 4.8925 | 4.6612 | 4.2543 | 4.8749 | 4.7041 | 4.3459
2023-09-16 | 4.022 | 4.1757 | 3.7924 | 3.7426 | 3.9897 | 3.8707 | 3.8257 | 3.1808 | 2.8987 | 2.3909 | 1.8386 | 2.0023 | 2.1054 | 1.952 | 2.0699 | 2.6632 | 3.0226 | 3.6514 | 4.4946 | 4.7948 | 4.1359 | 4.4031 | 4.7142 | 4.1598
2023-09-17 | 3.8089 | 3.9448 | 3.7158 | 3.497 | 3.4946 | 3.802 | 3.731 | 3.0066 | 2.603 | 2.6035 | 2.0104 | 1.5321 | 1.6934 | 1.9432 | 1.8382 | 2.2486 | 2.9855 | 3.755 | 4.2983 | 4.3973 | 3.947 | 4.4257 | 4.4049 | 3.5847
2023-09-18 | 3.0218 | 2.9225 | 2.9777 | 3.0761 | 3.0229 | 3.3586 | 3.7512 | 3.7569 | 3.0608 | 2.4929 | 2.4042 | 2.1288 | 2.4672 | 2.858 | 2.7335 | 2.9922 | 3.5607 | 4.2459 | 4.9534 | 5.096 | 4.7109 | 4.9431 | 4.5894 | 4.2079
2023-09-19 | 3.9558 | 4.0064 | 4.0172 | 3.5903 | 3.23 | 3.2673 | 3.8059 | 3.4422 | 3.102 | 2.8712 | 2.6415 | 2.4539 | 2.3369 | 2.526 | 2.4754 | 2.9988 | 3.7901 | 4.3934 | 4.9775 | 5.3477 | 4.6669 | 4.6571 | 4.6505 | 4.5248
2023-09-20 | 3.7811 | 3.3311 | 3.3239 | 3.3546 | 3.0477 | 3.1561 | 3.593 | 3.767 | 3.5575 | 3.1773 | 2.745 | 2.5685 | 2.6636 | 2.7448 | 3.3805 | 3.8468 | 4.1451 | 4.5861 | 5.3664 | 5.515 | 5.1299 | 5.1942 | 4.7683 | 4.3293
2023-09-21 | 4.3612 | 4.2475 | 4.183 | 3.9375 | 4.1074 | 4.1468 | 3.8585 | 3.6473 | 3.4004 | 2.9578 | 2.6174 | 2.7261 | 2.928 | 2.9524 | 3.3896 | 4.0079 | 3.9756 | 4.5642 | 5.3991 | 5.5066 | 4.9083 | 5.083 | 5.331 | 4.9617
2023-09-22 | 4.0648 | 3.5325 | 3.703 | 3.4726 | 3.4382 | 3.8177 | 4.4339 | 3.802 | 3.3748 | 3.0744 | 2.6731 | 2.5882 | 2.9052 | 3.0442 | 3.0822 | 3.63 | 4.4382 | 4.8066 | 4.4362 | 4.2763 | 4.0652 | 4.758 | 5.1362 | 4.8911
2023-09-23 | 4.2302 | 4.2046 | 3.7157 | 3.2805 | 3.168 | 3.2849 | 3.5981 | 3.1615 | 2.9787 | 2.6951 | 2.4468 | 2.0726 | 1.9791 | 2.1685 | 2.3836 | 2.7314 | 3.4855 | 4.2357 | 4.4576 | 4.7722 | 4.4777 | 4.0728 | 3.7852 | 3.6673
2023-09-24 | 3.5343 | 3.2514 | 3.3208 | 3.477 | 3.1976 | 3.2379 | 3.2728 | 2.8535 | 2.5885 | 2.3152 | 2.1455 | 2.1099 | 2.1719 | 2.4122 | 2.5198 | 2.6078 | 3.2558 | 4.0833 | 4.7556 | 5.1137 | 4.7211 | 4.5636 | 4.7624 | 4.5611
2023-09-25 | 4.2937 | 4.1579 | 3.75 | 3.7028 | 3.8502 | 4.2638 | 4.4194 | 3.5388 | 3.468 | 3.2759 | 2.892 | 2.8752 | 2.9919 | 2.8428 | 2.9917 | 3.599 | 4.3016 | 5.1162 | 5.5486 | 5.5474 | 4.8861 | 5.0118 | 4.9721 | 4.9031
2023-09-26 | 4.4363 | 4.2484 | 3.9834 | 4.0132 | 4.1466 | 4.1071 | 4.3814 | 3.8677 | 3.798 | 3.1563 | 2.6971 | 3.1346 | 3.0997 | 3.2467 | 3.3724 | 3.7317 | 4.325 | 5.0644 | 5.4654 | 5.5481 | 4.9524 | 3.8825 | 3.7183 | 3.8788
2023-09-27 | 4.1255 | 3.8096 | 3.7779 | 3.6679 | 3.5307 | 3.8962 | 4.8428 | 4.9597 | 4.2429 | 3.6847 | 3.3427 | 3.5346 | 3.3361 | 3.0198 | 3.6191 | 3.9694 | 4.6489 | 4.8388 | 5.3918 | 5.5369 | 5.1562 | 4.8482 | 4.4643 | 4.1335
2023-09-28 | 3.8762 | 3.7825 | 3.7542 | 3.7222 | 3.7326 | 4.2419 | 4.703 | 4.5882 | 4.8289 | 4.5635 | 4.3736 | 3.1767 | 3.6042 | 3.7654 | 3.944 | 4.4778 | 4.3934 | 5.0225 | 4.8527 | 4.1903 | 3.9187 | 3.9887 | 4.0023 | 3.634
2023-09-29 | 3.4282 | 3.309 | 3.47 | 3.4276 | 3.0865 | 3.1395 | 3.423 | 3.202 | 2.9549 | 2.652 | 2.5505 | 3.0702 | 2.9015 | 3.105 | 2.9308 | 3.1914 | 4.0835 | 4.619 | 4.827 | 5.1158 | 4.647 | 4.7384 | 4.6371 | 4.3215
2023-09-30 | 4.3127 | 3.6132 | 3.4761 | 3.318 | 3.2073 | 3.2947 | 3.3046 | 3.1205 | 2.6527 | 2.4184 | 2.2714 | 2.3126 | 2.4188 | 2.4035 | 2.4791 | 2.9167 | 3.536 | 3.9282 | 4.7919 | 4.9573 | 4.3767 | 4.0342 | 3.881 | 3.741
2023-10-01 | 3.5144 | 4.0693 | 3.8219 | 3.7249 | 3.2505 | 3.0466 | 3.033 | 2.8406 | 2.6037 | 2.3414 | 2.2601 | 2.0921 | 2.2459 | 2.4103 | 2.4775 | 2.814 | 3.3829 | 4.2387 | 5.1814 | 5.3234 | 4.6617 | 4.0446 | 3.7292 | 3.3667
2023-10-02 | 3.1429 | 3.1994 | 3.1733 | 3.0103 | 3.0374 | 3.2098 | 3.4775 | 3.2481 | 2.9057 | 2.5524 | 2.4898 | 2.5189 | 2.7394 | 3.0003 | 3.3391 | 3.6935 | 4.3063 | 4.8265 | 5.4518 | 5.3424 | 4.653 | 4.8629 | 4.8231 | 4.6265
2023-10-03 | 3.8553 | 3.4463 | 3.2417 | 3.1591 | 3.003 | 3.168 | 3.553 | 3.292 | 2.9061 | 2.4589 | 2.2635 | 2.4048 | 2.6229 | 2.8459 | 3.0868 | 3.4117 | 3.8056 | 4.6416 | 5.4958 | 5.3518 | 4.5551 | 3.991 | 4.0169 | 3.7884
2023-10-04 | 3.2951 | 3.1713 | 3.2825 | 3.1557 | 3.0513 | 3.2284 | 3.4742 | 3.2398 | 2.874 | 2.4841 | 2.4512 | 2.5164 | 2.7698 | 3.4382 | 4.1976 | 4.3113 | 4.3497 | 5.0159 | 5.5169 | 5.4804 | 4.9476 | 5.1406 | 4.8384 | 4.3756
2023-10-05 | 4.3282 | 4.2677 | 3.8429 | 3.7581 | 3.4341 | 3.6571 | 3.9717 | 3.291 | 2.9813 | 2.6711 | 2.5636 | 2.6674 | 2.8786 | 3.0253 | 3.6089 | 4.1066 | 4.6066 | 5.1983 | 5.5191 | 5.3673 | 4.6059 | 5.0076 | 5.336 | 4.7466
2023-10-06 | 4.1833 | 3.762 | 3.4934 | 3.4398 | 3.2683 | 3.4521 | 3.7279 | 3.1822 | 3.0444 | 2.8836 | 2.6201 | 2.5977 | 2.714 | 3.0261 | 3.5841 | 4.211 | 4.5178 | 4.5024 | 4.8861 | 4.8949 | 4.4626 | 5.2045 | 5.1526 | 4.9391
2023-10-07 | 4.2521 | 3.9258 | 4.2065 | 4.0089 | 3.4377 | 3.2148 | 3.5967 | 3.218 | 2.8368 | 2.4891 | 2.2691 | 2.3497 | 2.3436 | 2.2453 | 2.5855 | 2.9874 | 3.899 | 4.4903 | 5.2571 | 5.166 | 4.5864 | 4.1505 | 3.9332 | 3.6422
2023-10-08 | 3.4935 | 3.2053 | 3.1571 | 3.1317 | 3.1286 | 3.1368 | 3.065 | 2.8983 | 2.6247 | 2.3341 | 2.3529 | 2.3944 | 2.2953 | 2.6698 | 2.762 | 2.8505 | 3.4102 | 4.1302 | 5.1603 | 4.9626 | 4.3767 | 4.6245 | 4.1351 | 3.8159
2023-10-09 | 3.6984 | 3.1956 | 3.0233 | 3.0307 | 3.0409 | 3.2351 | 3.4301 | 3.2144 | 3.1182 | 2.8066 | 2.6949 | 2.5971 | 2.7505 | 2.9086 | 3.1939 | 3.2287 | 3.8066 | 4.951 | 5.4978 | 5.3999 | 4.4718 | 4.0491 | 4.1539 | 3.6662
2023-10-10 | 3.5593 | 4.1928 | 4.1891 | 3.8912 | 3.716 | 4.0986 | 3.6019 | 3.5763 | 3.3455 | 2.8237 | 2.6124 | 2.6604 | 2.6389 | 2.7428 | 2.9395 | 3.4202 | 4.3757 | 5.0206 | 5.3169 | 5.0282 | 4.8031 | 4.947 | 4.4538 | 3.9266
2023-10-11 | 3.9009 | 4.0421 | 3.9455 | 3.9354 | 3.4315 | 3.358 | 3.5698 | 3.5444 | 3.2181 | 2.8959 | 2.8097 | 2.7471 | 2.9094 | 3.4681 | 3.3635 | 3.6817 | 4.2612 | 5.074 | 5.4879 | 5.1541 | 4.2929 | 4.7299 | 4.6065 | 4.3538
2023-10-12 | 4.23 | 3.676 | 3.6436 | 3.9578 | 3.5947 | 3.8574 | 4.1468 | 3.4878 | 3.4073 | 2.9671 | 2.6956 | 2.7673 | 2.7828 | 2.9722 | 3.2544 | 3.7736 | 4.5428 | 5.0112 | 5.0934 | 4.9314 | 4.6476 | 4.8105 | 4.7723 | 4.4484
2023-10-13 | 4.384 | 4.3084 | 3.7631 | 3.8497 | 3.9309 | 4.1859 | 4.1389 | 3.3067 | 3.0597 | 2.6462 | 2.5629 | 2.6295 | 2.8054 | 3.1063 | 3.9901 | 4.5723 | 4.5948 | 4.8335 | 5.2961 | 4.6846 | 4.0335 | 4.7873 | 4.9418 | 4.1271
2023-10-14 | 3.9959 | 4.0656 | 3.6524 | 3.4653 | 3.3965 | 3.6235 | 3.6178 | 3.2372 | 3.3205 | 3.1434 | 2.8515 | 2.714 | 2.1358 | 2.2319 | 2.6445 | 2.7455 | 3.4045 | 4.2262 | 5.0081 | 4.721 | 3.789 | 4.0123 | 3.6365 | 3.2146
2023-10-15 | 3.1292 | 3.1755 | 3.1362 | 2.9883 | 2.8054 | 2.8946 | 2.9163 | 2.6709 | 2.5137 | 2.1362 | 1.8497 | 1.8031 | 1.9751 | 2.3835 | 2.4489 | 2.7463 | 3.3259 | 4.3371 | 5.0061 | 4.6958 | 4.3294 | 4.3145 | 3.8952 | 3.5721
2023-10-16 | 3.3694 | 3.0561 | 2.8809 | 2.8513 | 2.9092 | 3.1523 | 3.5061 | 3.3398 | 3.2732 | 3.5292 | 3.3915 | 3.1114 | 2.6009 | 2.8593 | 3.5236 | 3.9756 | 4.4103 | 4.8176 | 5.0873 | 4.6079 | 4.0518 | 4.8152 | 4.5078 | 4.1296
2023-10-17 | 3.7502 | 3.589 | 3.5887 | 3.8834 | 3.7569 | 3.8449 | 3.8334 | 3.3321 | 3.361 | 2.8821 | 2.6488 | 2.4223 | 2.6068 | 2.6492 | 2.8514 | 3.261 | 4.2101 | 4.934 | 5.138 | 4.949 | 4.5896 | 4.4943 | 4.2829 | 3.9146
2023-10-18 | 3.9596 | 3.7945 | 3.5518 | 3.6379 | 3.7046 | 3.7527 | 4.1794 | 3.6741 | 3.2674 | 2.7217 | 2.8814 | 2.6913 | 2.6405 | 2.802 | 3.3504 | 3.9867 | 4.322 | 4.5341 | 5.3522 | 5.0602 | 4.605 | 5.1536 | 4.9325 | 4.2096
2023-10-19 | 4.2548 | 4.2848 | 4.0841 | 3.5484 | 3.1067 | 3.2166 | 3.5755 | 3.4661 | 3.3851 | 3.0198 | 2.9516 | 2.7503 | 2.8955 | 3.2398 | 3.5451 | 3.827 | 4.2613 | 4.6097 | 5.3931 | 5.0579 | 4.0134 | 4.2458 | 4.5804 | 3.9953
2023-10-20 | 3.6468 | 3.7123 | 3.817 | 3.5772 | 3.1169 | 3.1742 | 3.7309 | 3.7353 | 3.5746 | 2.9982 | 2.5328 | 2.4969 | 2.7857 | 3.0944 | 3.2943 | 3.6474 | 4.1256 | 4.5533 | 4.8417 | 4.4996 | 3.865 | 3.656 | 3.6609 | 3.4936
2023-10-21 | 3.431 | 3.1344 | 3.0824 | 3.2452 | 3.0393 | 3.1414 | 3.3767 | 3.3118 | 3.271 | 2.7881 | 2.3698 | 2.3024 | 2.4058 | 2.3429 | 2.4239 | 2.792 | 3.3298 | 4.1224 | 4.6925 | 4.253 | 3.6726 | 4.1791 | 4.4301 | 4.1455
2023-10-22 | 3.8654 | 3.2661 | 3.0047 | 3.0515 | 3.0043 | 2.8976 | 2.9189 | 2.9171 | 2.7126 | 2.4381 | 2.1375 | 2.0335 | 2.1988 | 2.3165 | 2.5074 | 2.7936 | 3.4736 | 4.3343 | 5.1528 | 4.8698 | 4.2552 | 3.7071 | 3.4329 | 3.1932
2023-10-23 | 3.1555 | 3.1956 | 3.0377 | 2.9639 | 2.9809 | 3.4293 | 4.9521 | 4.1069 | 3.4511 | 2.7812 | 2.7374 | 2.7609 | 2.6799 | 2.9326 | 2.9498 | 3.16 | 3.7482 | 4.8686 | 5.3485 | 4.8833 | 4.6229 | 4.6984 | 4.5233 | 4.4559
2023-10-24 | 3.8882 | 3.169 | 3.0432 | 3.2077 | 2.9623 | 3.306 | 3.8617 | 3.8422 | 3.2747 | 2.8661 | 2.5538 | 2.4199 | 2.4783 | 2.7121 | 2.924 | 3.358 | 4.1038 | 5.0128 | 5.5326 | 5.3271 | 4.7358 | 5.0608 | 4.9087 | 4.5277
2023-10-25 | 4.4089 | 4.2521 | 4.0657 | 3.8077 | 3.8044 | 4.2315 | 4.5914 | 4.0622 | 3.3716 | 2.9705 | 2.6057 | 2.5438 | 2.6551 | 2.9606 | 3.2969 | 3.4491 | 4.3649 | 5.2183 | 5.491 | 5.363 | 4.799 | 4.6648 | 4.7302 | 4.331
2023-10-26 | 4.3802 | 3.9423 | 3.7282 | 4.0025 | 3.9247 | 4.2664 | 4.7094 | 3.8512 | 3.743 | 3.2302 | 2.7017 | 2.6786 | 2.7883 | 2.8553 | 3.2085 | 3.9344 | 3.8505 | 4.3629 | 5.1752 | 4.9872 | 4.247 | 4.2527 | 4.5922 | 4.5262
2023-10-27 | 3.8917 | 3.6962 | 3.4029 | 3.3314 | 3.3427 | 3.5019 | 3.8325 | 3.2056 | 3.2925 | 3.1112 | 3.0727 | 2.7439 | 2.8405 | 3.0893 | 3.0828 | 3.2602 | 4.3784 | 4.5869 | 5.021 | 4.8205 | 4.0413 | 4.3805 | 4.2603 | 4.2234
2023-10-28 | 4.0063 | 3.9239 | 3.7333 | 3.1235 | 3.0472 | 3.2345 | 3.4114 | 2.9755 | 2.748 | 2.6134 | 2.4979 | 2.1384 | 1.9975 | 2.1842 | 2.5083 | 2.7659 | 3.8682 | 4.7185 | 4.9392 | 4.318 | 3.8764 | 3.4697 | 3.4823 | 3.3342
2023-10-29 | 3.3285 | 3.1694 | 3.0315 | 3.1608 | 3.0307 | 3.0676 | 3.1717 | 3.0439 | 2.9263 | 2.652 | 2.096 | 2.195 | 2.4565 | 2.5394 | 2.9083 | 3.3495 | 3.7838 | 4.2868 | 5.1871 | 4.7342 | 4.1206 | 4.0341 | 4.2576 | 4.0469
2023-10-30 | 3.4887 | 3.2397 | 3.1966 | 3.0393 | 3.038 | 3.283 | 3.6821 | 3.6271 | 3.1811 | 2.9059 | 2.9475 | 2.5849 | 2.6928 | 2.9532 | 3.3928 | 3.3575 | 4.6818 | 5.4183 | 5.5124 | 5.3653 | 4.5868 | 3.912 | 3.7388 | 3.4458
2023-10-31 | 3.5411 | 3.3705 | 3.2094 | 3.2209 | 3.3442 | 3.8043 | 4.1592 | 3.7826 | 4.3411 | 4.7967 | 4.3671 | 3.4562 | 4.0152 | 4.2543 | 3.7714 | 4.1038 | 5.0164 | 5.1019 | 4.9836 | 4.4377 | 4.1668 | 3.9783 | 3.7653 | 3.4318
2023-11-01 | 3.3669 | 3.2328 | 2.892 | 2.8881 | 2.9082 | 3.0927 | 3.5992 | 3.7288 | 3.3239 | 2.5985 | 2.5985 | 2.6656 | 2.65 | 3.4304 | 4.0749 | 4.0021 | 4.6919 | 5.1013 | 4.7128 | 4.1561 | 3.9611 | 4.858 | 4.8577 | 4.2792
2023-11-02 | 3.9692 | 3.8333 | 3.9862 | 4.006 | 3.8877 | 4.3844 | 4.6492 | 3.9381 | 3.9385 | 3.0002 | 2.7392 | 2.75 | 2.8893 | 2.6722 | 2.9211 | 3.7677 | 4.4735 | 4.6003 | 5.284 | 4.8476 | 4.4979 | 4.8853 | 4.9661 | 4.1613
2023-11-03 | 3.8682 | 3.7722 | 3.75 | 3.6541 | 3.7415 | 3.9753 | 4.317 | 3.3672 | 3.2746 | 3.0019 | 2.5068 | 2.3462 | 2.5248 | 2.5879 | 2.6868 | 3.4472 | 4.5373 | 4.5031 | 4.9015 | 4.7927 | 4.0108 | 4.2906 | 4.3425 | 4.3673
2023-11-04 | 3.4241 | 3.0252 | 3.14 | 3.1234 | 2.9148 | 3.1256 | 3.0975 | 3.1731 | 2.708 | 2.3289 | 1.9116 | 1.6959 | 1.7532 | 2.044 | 2.434 | 2.5621 | 3.1926 | 4.1182 | 4.9467 | 4.3432 | 3.9217 | 3.8778 | 3.6336 | 3.3097
2023-11-05 | 3.1632 | 3.2853 | 3.1423 | 3.1101 | 3.309 | 3.7359 | 3.8802 | 3.0211 | 2.6255 | 2.4182 | 2.2109 | 2.0662 | 1.861 | 2.0122 | 2.3665 | 2.5807 | 3.2309 | 4.24 | 5.1222 | 4.5841 | 4.0349 | 4.6684 | 4.483 | 3.6306
2023-11-06 | 2.9724 | 3.0972 | 2.9225 | 2.8673 | 2.9336 | 3.2738 | 3.993 | 3.3459 | 3.1936 | 2.987 | 2.669 | 2.461 | 2.6842 | 2.7181 | 3.1689 | 3.2118 | 4.4245 | 4.853 | 5.2954 | 5.179 | 4.4467 | 3.8319 | 3.5027 | 3.5741
2023-11-07 | 3.3507 | 3.164 | 3.0899 | 3.1984 | 2.9803 | 3.1716 | 3.4287 | 3.5354 | 3.184 | 2.6167 | 2.3909 | 2.3937 | 2.3046 | 2.3603 | 2.8224 | 3.762 | 4.4147 | 5.0759 | 5.4857 | 5.0282 | 4.4151 | 4.3818 | 4.4058 | 4.0456
2023-11-08 | 3.4326 | 3.0467 | 2.9517 | 3.0618 | 2.892 | 3.127 | 3.6152 | 3.6222 | 3.3169 | 2.7824 | 2.5625 | 3.0126 | 3.079 | 3.1824 | 3.5589 | 4.0764 | 4.2629 | 4.9636 | 5.4842 | 5.2907 | 4.7354 | 4.8115 | 4.8695 | 4.5221
2023-11-09 | 3.6647 | 3.579 | 3.4763 | 3.106 | 3.0822 | 3.4252 | 3.3004 | 3.6395 | 3.1804 | 2.6913 | 2.9122 | 2.8156 | 2.583 | 2.6602 | 3.2419 | 3.5328 | 4.1866 | 4.9746 | 5.4952 | 5.1137 | 4.3736 | 4.7882 | 4.6359 | 3.9603
2023-11-10 | 3.9577 | 4.0893 | 3.5773 | 3.6104 | 3.6816 | 4.2079 | 5.0218 | 3.849 | 3.3386 | 3.318 | 3.029 | 2.6275 | 2.6735 | 2.8844 | 2.818 | 3.1848 | 4.3331 | 4.8714 | 5.3413 | 4.9668 | 3.7699 | 4.015 | 3.7815 | 3.7786
2023-11-11 | 3.6961 | 3.3169 | 3.479 | 3.2595 | 3.1182 | 3.2676 | 3.5786 | 3.4358 | 3.1743 | 2.673 | 2.4532 | 2.4886 | 2.3354 | 2.3285 | 2.8255 | 2.6686 | 3.2054 | 4.2644 | 4.587 | 3.8356 | 3.7759 | 3.4704 | 3.2553 | 3.2395
2023-11-12 | 3.1304 | 3.245 | 3.2302 | 3.4018 | 2.8007 | 2.8685 | 2.9471 | 2.9189 | 2.7092 | 2.1191 | 1.7766 | 1.5174 | 1.4694 | 1.5271 | 2.0952 | 2.4362 | 2.7177 | 3.4487 | 4.3911 | 4.6811 | 3.8758 | 3.5288 | 3.3427 | 2.9683
2023-11-13 | 2.8282 | 2.9196 | 2.8087 | 2.739 | 2.7102 | 2.9751 | 3.165 | 2.9926 | 2.7738 | 2.6604 | 2.3048 | 2.0233 | 2.2928 | 2.4601 | 2.3995 | 2.8767 | 3.7947 | 4.589 | 5.1806 | 4.5213 | 3.7582 | 4.1 | 4.1441 | 3.9024
2023-11-14 | 3.3389 | 2.929 | 2.9956 | 2.8195 | 2.7808 | 2.983 | 3.5192 | 3.837 | 3.0959 | 2.8437 | 2.6159 | 2.5082 | 2.5302 | 2.5129 | 2.8047 | 3.3724 | 4.4088 | 5.2064 | 5.5051 | 4.9705 | 4.2019 | 4.2541 | 4.1806 | 4.0972
2023-11-15 | 3.4824 | 3.5204 | 3.4066 | 3.5496 | 3.5009 | 3.7496 | 4.3088 | 3.8186 | 3.6035 | 3.4793 | 3.1447 | 2.523 | 2.4981 | 3.0932 | 3.0065 | 3.502 | 4.3053 | 4.8401 | 5.4864 | 4.8834 | 4.0379 | 4.6008 | 4.5717 | 4.3993
2023-11-16 | 3.9111 | 3.4594 | 3.8547 | 3.9716 | 3.6993 | 4.1567 | 4.5823 | 3.6284 | 3.6401 | 3.108 | 2.8815 | 2.9322 | 3.115 | 2.8839 | 3.4275 | 4.0599 | 4.6843 | 5.1763 | 5.4684 | 5.0557 | 4.2928 | 4.3389 | 4.6239 | 4.0949
2023-11-17 | 3.5234 | 3.4526 | 3.7425 | 3.652 | 3.5534 | 3.8853 | 3.8791 | 4.212 | 4.0015 | 3.5328 | 2.9425 | 3.1633 | 3.4658 | 3.6326 | 3.3668 | 3.6056 | 4.3772 | 4.8793 | 5.0421 | 4.3031 | 3.5954 | 4.1328 | 4.2524 | 4.2302
2023-11-18 | 4.0437 | 3.1076 | 2.9192 | 3.0391 | 2.862 | 2.8597 | 3.0593 | 3.1925 | 3.0799 | 2.6272 | 2.2863 | 2.6138 | 2.5701 | 2.6103 | 2.963 | 3.0734 | 3.3676 | 4.2776 | 4.587 | 3.8777 | 3.7511 | 3.5779 | 3.2221 | 3.0828
2023-11-19 | 3.0484 | 3.0602 | 2.8433 | 2.8806 | 2.8961 | 3.0626 | 3.3303 | 3.1501 | 3.1303 | 3.0712 | 2.6279 | 2.4706 | 2.0561 | 2.16 | 2.4595 | 2.6738 | 3.1331 | 4.0784 | 4.5438 | 4.1611 | 3.9638 | 3.8067 | 3.8881 | 3.775
2023-11-20 | 3.4688 | 2.9891 | 2.9172 | 2.9538 | 2.9552 | 3.3068 | 3.8546 | 3.5301 | 3.1634 | 2.7677 | 2.4282 | 2.4884 | 2.6417 | 2.6123 | 2.7859 | 3.4116 | 4.0193 | 4.6125 | 5.2828 | 4.8975 | 4.3125 | 4.2456 | 4.2922 | 4.1755
2023-11-21 | 3.8095 | 3.7945 | 3.6526 | 3.3669 | 3.3756 | 3.6406 | 3.8367 | 3.4992 | 3.2964 | 3.3117 | 2.9931 | 2.8227 | 2.8616 | 3.0439 | 3.1059 | 3.2829 | 4.3841 | 5.0355 | 5.4904 | 5.2098 | 4.3568 | 4.3543 | 4.234 | 4.2057
2023-11-22 | 3.736 | 3.4207 | 3.3067 | 3.415 | 3.5919 | 3.6321 | 3.7076 | 3.7454 | 3.3554 | 2.8686 | 2.6616 | 2.5536 | 2.4586 | 2.5935 | 2.7856 | 3.4291 | 4.1554 | 4.5527 | 5.2649 | 4.8383 | 4.0823 | 4.3868 | 4.8387 | 4.0466
2023-11-23 | 3.7434 | 3.9665 | 3.3817 | 2.9928 | 2.9967 | 3.3016 | 3.5735 | 3.7769 | 4.0343 | 3.782 | 3.0706 | 3.2481 | 2.6913 | 2.5195 | 2.4985 | 3.201 | 3.6016 | 3.9248 | 4.3192 | 4.0699 | 3.4459 | 3.6333 | 3.7793 | 3.215
2023-11-24 | 2.9892 | 3.0397 | 3.0801 | 2.8243 | 2.7368 | 2.9422 | 2.9414 | 3.1837 | 3.1338 | 2.867 | 2.575 | 2.4299 | 2.4703 | 2.8599 | 2.6534 | 3.0764 | 4.3638 | 4.9723 | 5.2191 | 4.3482 | 3.7794 | 4.1953 | 4.5645 | 4.3565
2023-11-25 | 3.7462 | 3.5989 | 3.1759 | 2.9583 | 2.9249 | 3.2345 | 3.2679 | 3.108 | 2.9707 | 2.5287 | 2.1047 | 1.973 | 1.8458 | 2.0023 | 2.345 | 2.9528 | 3.6673 | 4.0298 | 4.9091 | 4.403 | 3.6024 | 3.5698 | 3.6185 | 3.1952
2023-11-26 | 3.0953 | 3.1354 | 3.0409 | 2.8466 | 2.8418 | 3.003 | 2.908 | 2.7813 | 2.5878 | 2.3657 | 2.0208 | 1.7956 | 2.2809 | 2.357 | 2.5096 | 2.9632 | 3.8297 | 4.5196 | 5.2671 | 4.8992 | 4.0363 | 4.2427 | 4.5328 | 4.2156
2023-11-27 | 3.5043 | 3.4574 | 3.5313 | 3.3519 | 3.4839 | 3.9211 | 4.973 | 4.0683 | 3.7933 | 3.3722 | 2.8417 | 2.6182 | 2.7659 | 2.8857 | 3.0428 | 3.522 | 4.3934 | 5.0247 | 5.4967 | 5.2722 | 4.5419 | 4.7504 | 4.4629 | 4.0236
2023-11-28 | 3.8667 | 4.0216 | 3.9457 | 3.5847 | 3.5735 | 4.1043 | 4.9402 | 4.2981 | 3.534 | 3.0761 | 2.6484 | 2.3152 | 2.4333 | 2.7256 | 2.7434 | 3.3174 | 4.3948 | 4.9476 | 5.495 | 5.2659 | 4.7115 | 4.6253 | 4.4927 | 4.185
2023-11-29 | 3.895 | 3.4292 | 3.3377 | 3.4609 | 3.7857 | 3.8969 | 4.3528 | 3.6382 | 3.2773 | 2.8752 | 2.704 | 2.5481 | 2.4655 | 2.5662 | 2.9273 | 3.3055 | 4.2917 | 4.6893 | 5.4925 | 5.2051 | 4.7221 | 4.7345 | 4.4435 | 3.5939
2023-11-30 | 3.2778 | 3.2384 | 3.1494 | 2.9163 | 2.8628 | 3.1231 | 3.959 | 3.7076 | 3.4868 | 3.1239 | 2.728 | 2.4977 | 2.6137 | 2.8159 | 2.776 | 3.3545 | 4.171 | 4.7517 | 5.4063 | 5.0371 | 4.222 | 3.5786 | 3.4623 | 3.4443
2023-12-01 | 3.2254 | 3.0052 | 3.1862 | 2.9641 | 2.8533 | 2.9863 | 3.4918 | 3.6791 | 3.26 | 3.0758 | 2.8394 | 2.5043 | 2.5348 | 2.8511 | 2.957 | 3.274 | 4.1979 | 4.8172 | 5.1663 | 4.6372 | 4.328 | 3.8569 | 3.8041 | 3.6793
2023-12-02 | 3.4531 | 3.2896 | 3.0006 | 3.0864 | 3.2992 | 3.3552 | 3.3802 | 3.3524 | 3.0838 | 2.6231 | 2.2329 | 2.4609 | 2.6269 | 2.3974 | 2.7328 | 2.926 | 3.3394 | 3.965 | 4.8034 | 4.3921 | 4.0675 | 3.8227 | 3.5072 | 3.1768
2023-12-03 | 3.3065 | 3.3923 | 3.1787 | 2.9257 | 2.7946 | 2.8058 | 2.9422 | 2.8221 | 2.6162 | 2.3912 | 2.0285 | 1.819 | 2.1244 | 2.32 | 2.4243 | 2.7392 | 3.2981 | 3.9896 | 4.8772 | 4.6279 | 4.1276 | 3.4454 | 3.4996 | 3.2807
2023-12-04 | 3.1176 | 3.0492 | 2.9315 | 2.9078 | 2.9454 | 3.2303 | 3.8735 | 4.0345 | 3.3833 | 3.0914 | 2.9473 | 2.6262 | 2.734 | 3.1456 | 3.287 | 3.7078 | 4.3801 | 4.7904 | 5.2785 | 4.8689 | 4.3182 | 3.8957 | 3.5832 | 3.5614
2023-12-05 | 3.3757 | 3.1423 | 3.072 | 3.1752 | 2.9746 | 3.2946 | 3.8553 | 3.8912 | 3.7691 | 3.0894 | 2.6102 | 2.5845 | 2.6194 | 2.8203 | 3.2353 | 3.5637 | 4.1196 | 4.9238 | 5.2935 | 5.0159 | 4.4013 | 3.8156 | 3.8026 | 3.2492
2023-12-06 | 3.0406 | 3.0676 | 3.137 | 2.8771 | 2.9227 | 3.2365 | 3.6827 | 3.8368 | 3.5742 | 3.0618 | 2.6561 | 2.5171 | 2.4795 | 2.8145 | 2.9105 | 3.1179 | 4.064 | 4.7357 | 5.2705 | 4.9864 | 4.39 | 3.7505 | 3.5113 | 3.4633
2023-12-07 | 3.279 | 3.0005 | 3.1786 | 3.1025 | 3.0311 | 3.2368 | 3.7662 | 3.8956 | 3.76 | 3.2693 | 2.8471 | 2.7362 | 2.8109 | 2.8527 | 3.2447 | 3.5099 | 3.9058 | 4.3829 | 5.0758 | 4.7073 | 3.9713 | 3.7502 | 3.6749 | 3.1037
2023-12-08 | 2.8499 | 2.8583 | 2.6801 | 2.6838 | 2.6803 | 2.9739 | 3.6206 | 3.398 | 3.4038 | 3.386 | 2.9067 | 2.5514 | 2.5685 | 2.9342 | 2.8494 | 3.339 | 3.9862 | 4.4475 | 4.8677 | 4.5457 | 3.8908 | 4.1006 | 4.2442 | 4.1871
2023-12-09 | 3.4247 | 2.9833 | 2.9253 | 2.919 | 2.8933 | 3.0141 | 3.3132 | 3.4009 | 3.4536 | 3.2907 | 2.9812 | 2.4238 | 2.3619 | 2.4549 | 2.4332 | 2.551 | 3.152 | 3.6079 | 3.7274 | 3.4519 | 3.4043 | 3.2681 | 3.2643 | 3.0035
2023-12-10 | 2.9084 | 2.7964 | 2.7634 | 2.7637 | 2.768 | 2.9192 | 3.077 | 2.9624 | 2.5673 | 2.2911 | 1.964 | 1.7549 | 1.6459 | 1.7962 | 1.9556 | 2.4245 | 2.9545 | 3.6517 | 4.4038 | 4.1561 | 3.7574 | 4.0119 | 3.9191 | 3.6529
2023-12-11 | 3.4661 | 3.0412 | 2.804 | 2.794 | 2.8368 | 3.1289 | 3.7219 | 3.8029 | 3.2102 | 2.6431 | 2.5085 | 2.2701 | 2.3996 | 2.5081 | 2.7953 | 3.1536 | 4.0079 | 4.6104 | 5.0172 | 4.5292 | 3.9819 | 3.6532 | 3.4744 | 3.1773
2023-12-12 | 3.0673 | 2.9939 | 2.9288 | 2.8564 | 2.9326 | 3.2774 | 3.9812 | 4.0981 | 3.7006 | 3.2685 | 2.7935 | 2.408 | 2.4219 | 2.6126 | 2.6822 | 3.5017 | 4.2696 | 4.8417 | 5.2629 | 5.1494 | 4.5959 | 4.7656 | 4.7576 | 4.1926
2023-12-13 | 3.8971 | 3.9973 | 3.9085 | 3.8107 | 3.8133 | 4.1738 | 4.5811 | 4.0012 | 3.7422 | 3.4333 | 3.1369 | 2.9019 | 2.903 | 3.1369 | 3.383 | 3.9587 | 4.2483 | 4.5556 | 5.2591 | 4.9702 | 4.5651 | 4.7427 | 4.3976 | 3.8473
2023-12-14 | 3.5809 | 3.485 | 3.5748 | 3.3025 | 3.19 | 3.6505 | 4.1843 | 3.6424 | 3.3334 | 3.0124 | 2.9344 | 2.531 | 2.4721 | 2.4717 | 2.6904 | 2.9172 | 3.5136 | 4.1593 | 4.9518 | 4.6817 | 4.247 | 4.447 | 4.3579 | 3.8952
2023-12-15 | 3.5077 | 3.3149 | 3.2963 | 3.3167 | 3.357 | 3.4492 | 3.5277 | 3.6093 | 3.6086 | 3.089 | 2.554 | 2.3798 | 2.3123 | 2.2664 | 2.4268 | 2.7192 | 3.6205 | 4.2837 | 4.7477 | 4.4578 | 3.6744 | 3.4976 | 3.3574 | 3.1379
2023-12-16 | 3.2776 | 3.2405 | 3.3221 | 3.2971 | 3.2888 | 3.0867 | 3.1959 | 3.3081 | 2.9282 | 2.5592 | 2.3667 | 1.8136 | 1.6923 | 1.9226 | 2.0982 | 2.4374 | 3.1115 | 4.0312 | 4.6684 | 4.5096 | 4.0388 | 3.506 | 3.286 | 3.0274
2023-12-17 | 2.8601 | 2.8588 | 2.654 | 2.5875 | 2.4519 | 2.4785 | 2.683 | 2.7513 | 2.5329 | 2.2788 | 2.1123 | 2.0373 | 1.9562 | 1.8969 | 2.0591 | 2.5828 | 3.1146 | 3.756 | 4.6819 | 4.3673 | 3.9733 | 4.0714 | 3.7999 | 3.5594
2023-12-18 | 3.6319 | 3.0276 | 2.9226 | 2.6936 | 2.8088 | 3.0653 | 3.6244 | 3.7668 | 3.3191 | 2.918 | 2.7719 | 2.485 | 2.5928 | 2.5495 | 2.6878 | 3.2297 | 3.7126 | 4.1838 | 5.0629 | 4.7177 | 4.2692 | 3.9021 | 3.7994 | 3.3707
2023-12-19 | 3.015 | 2.8737 | 2.8062 | 2.7943 | 2.8216 | 3.0329 | 3.4851 | 3.2479 | 2.8814 | 2.5692 | 2.409 | 2.3687 | 2.619 | 2.6196 | 2.9435 | 3.7094 | 4.1319 | 4.7362 | 4.9151 | 4.4872 | 4.2053 | 4.5752 | 4.6238 | 4.0988
2023-12-20 | 3.6861 | 3.5207 | 3.4227 | 3.3903 | 3.4769 | 3.9162 | 4.4629 | 3.9625 | 3.6491 | 3.0512 | 2.6244 | 2.441 | 2.2646 | 2.2463 | 2.4414 | 2.6913 | 3.3887 | 4.1969 | 4.6718 | 4.6174 | 4.3148 | 4.4895 | 4.3872 | 4.1242
2023-12-21 | 3.8375 | 3.6253 | 3.2623 | 3.3209 | 3.3828 | 3.7818 | 4.2749 | 3.6515 | 3.3099 | 3.0158 | 2.5472 | 2.3475 | 2.2585 | 2.3354 | 2.5083 | 3.0439 | 3.7141 | 4.3613 | 5.0687 | 4.7461 | 4.3196 | 4.4958 | 4.4878 | 3.8364
2023-12-22 | 3.5931 | 3.3776 | 3.3143 | 3.402 | 3.5263 | 3.7052 | 4.3026 | 3.8484 | 3.4987 | 3.1431 | 2.6773 | 2.5292 | 2.3528 | 2.4886 | 2.3884 | 2.7823 | 3.4211 | 4.045 | 4.7441 | 4.6405 | 4.1982 | 4.6512 | 4.6557 | 4.2303
2023-12-23 | 3.3986 | 3.2791 | 3.2167 | 3.1601 | 3.0657 | 2.9039 | 3.1019 | 3.2663 | 2.8722 | 2.4027 | 2.0579 | 1.9122 | 1.8962 | 1.983 | 2.2469 | 2.8236 | 3.4721 | 4.3077 | 4.8365 | 4.5676 | 4.2236 | 3.933 | 3.6779 | 3.1044
2023-12-24 | 3.0011 | 3.1278 | 3.1519 | 3.3827 | 3.3168 | 3.4275 | 3.2209 | 3.0734 | 2.8791 | 2.4667 | 2.0616 | 1.7761 | 1.8317 | 1.9308 | 2.1458 | 2.5293 | 3.3719 | 3.9823 | 4.7668 | 4.7047 | 4.4012 | 4.1464 | 3.8161 | 3.4291
2023-12-25 | 3.1428 | 2.8588 | 2.791 | 2.7641 | 2.83 | 3.0537 | 3.3753 | 3.4825 | 3.6282 | 3.2858 | 2.9121 | 2.8952 | 2.7933 | 3.1977 | 3.4512 | 3.9922 | 4.6302 | 5.0603 | 5.021 | 4.1946 | 3.8991 | 4.2459 | 4.2971 | 4.3184
2023-12-26 | 4.0727 | 3.9464 | 3.6621 | 2.8759 | 2.8649 | 3.0449 | 3.2982 | 3.4568 | 3.3868 | 3.0846 | 2.8192 | 2.6747 | 2.3062 | 2.3257 | 2.3459 | 2.6504 | 3.5392 | 4.4154 | 4.6384 | 4.3493 | 3.9674 | 3.7844 | 3.4189 | 3.1645
2023-12-27 | 3.174 | 2.9851 | 2.8191 | 2.7768 | 2.844 | 3.0237 | 3.2704 | 3.4889 | 3.4406 | 3.0845 | 2.8809 | 2.8389 | 2.7939 | 2.7323 | 2.8975 | 3.3478 | 4.0274 | 4.9369 | 5.2673 | 5.2623 | 4.783 | 4.5729 | 4.3622 | 3.9665
2023-12-28 | 3.7846 | 3.7916 | 3.697 | 3.6779 | 3.4989 | 3.7175 | 4.064 | 3.6812 | 3.4107 | 3.2885 | 2.8725 | 2.6403 | 2.5631 | 2.6526 | 2.8264 | 3.5375 | 4.247 | 4.8233 | 5.2695 | 5.0748 | 4.4032 | 4.4024 | 4.4818 | 4.3503
2023-12-29 | 4.2208 | 3.9546 | 3.5263 | 3.4813 | 3.5727 | 3.6296 | 4.056 | 3.6578 | 3.6118 | 3.6255 | 3.8353 | 3.6174 | 3.6817 | 3.821 | 3.9311 | 3.947 | 4.3559 | 4.9429 | 5.1708 | 4.8168 | 4.3505 | 4.2278 | 4.1111 | 3.7856
2023-12-30 | 3.7761 | 3.6494 | 3.383 | 3.2583 | 3.2986 | 3.5249 | 3.7911 | 3.5364 | 3.4272 | 3.1948 | 2.5588 | 2.1915 | 2.3348 | 2.2488 | 2.4675 | 2.9551 | 3.8994 | 4.5095 | 5.0445 | 4.6856 | 4.1881 | 4.3651 | 4.3521 | 3.4424
2023-12-31 | 3.2533 | 3.1325 | 3.0302 | 2.8459 | 2.8741 | 2.8987 | 3.0415 | 3.0693 | 3.0096 | 2.9181 | 2.6776 | 2.4018 | 2.3395 | 2.1099 | 2.1777 | 2.5324 | 3.1362 | 3.9784 | 4.9065 | 4.6917 | 4.1662 | 3.7011 | 3.778 | 3.4029
2024-01-01 | 3.157 | 3.1743 | 2.7658 | 2.6225 | 2.7746 | 2.7006 | 2.6223 | 2.65 | 2.4776 | 2.3701 | 2.2252 | 2.0725 | 1.759 | 1.7317 | 1.8542 | 2.2764 | 2.985 | 3.9892 | 4.6223 | 4.6561 | 4.2002 | 3.8812 | 3.4793 | 3.4139
2024-01-02 | 2.9163 | 2.8239 | 2.7898 | 2.7505 | 2.6498 | 3.0079 | 3.0294 | 3.1383 | 3.0587 | 2.7361 | 2.3246 | 2.075 | 2.125 | 2.1372 | 2.2478 | 2.593 | 3.7084 | 4.2925 | 5.1186 | 4.9717 | 4.5032 | 3.9158 | 3.7095 | 3.2878
2024-01-03 | 3.3343 | 2.9074 | 2.825 | 2.7648 | 2.7272 | 3.2011 | 3.2383 | 3.1702 | 3.0466 | 2.6147 | 2.321 | 2.1312 | 1.8376 | 1.9304 | 2.1593 | 2.5151 | 3.3957 | 4.3078 | 4.8917 | 4.9448 | 4.4006 | 4.0274 | 3.658 | 3.5812
2024-01-04 | 3.1282 | 2.8847 | 3.0603 | 2.881 | 2.7486 | 2.8464 | 3.0422 | 3.1722 | 3.0948 | 2.5362 | 2.2457 | 1.9791 | 1.8654 | 1.9045 | 2.107 | 2.5556 | 3.1576 | 3.9243 | 5.0408 | 4.9178 | 3.9806 | 3.5601 | 3.3719 | 3.299
2024-01-05 | 2.9161 | 2.7711 | 2.7808 | 2.7691 | 2.6201 | 2.9647 | 3.2414 | 3.4595 | 3.499 | 3.0107 | 2.4927 | 2.1052 | 1.948 | 2.0236 | 2.2005 | 2.4789 | 3.0907 | 3.6807 | 4.6784 | 3.7713 | 3.3121 | 3.7997 | 3.924 | 3.6009
2024-01-06 | 2.9081 | 2.8826 | 2.9703 | 2.6717 | 2.5731 | 2.5657 | 2.7709 | 2.8499 | 2.6237 | 2.4992 | 2.2985 | 1.7784 | 1.5157 | 1.6981 | 2.0477 | 2.2258 | 2.8598 | 3.909 | 4.7329 | 4.6669 | 3.5544 | 3.5462 | 3.4073 | 3.1136
2024-01-07 | 3.188 | 3.0887 | 2.8713 | 2.7574 | 2.6194 | 2.8054 | 2.8332 | 2.9092 | 2.697 | 2.4484 | 2.0496 | 1.799 | 1.4641 | 1.7111 | 1.9975 | 2.2017 | 2.6044 | 4.0223 | 4.9674 | 4.8053 | 4.169 | 3.2848 | 3.1364 | 2.8277
2024-01-08 | 2.8056 | 2.6821 | 2.6092 | 2.6223 | 2.7375 | 3.0137 | 3.1197 | 3.2451 | 3.263 | 2.6203 | 2.3839 | 2.1033 | 2.0893 | 2.1692 | 2.2152 | 2.5172 | 3.5513 | 4.333 | 5.1075 | 4.7738 | 3.9223 | 3.6853 | 3.6883 | 3.4728
2024-01-09 | 3.086 | 2.7986 | 2.7566 | 2.8478 | 2.6328 | 2.8374 | 3.5484 | 3.8185 | 3.7826 | 3.3035 | 2.811 | 2.5059 | 2.3663 | 2.42 | 2.6097 | 3.3558 | 3.9823 | 4.2749 | 5.3192 | 5.3169 | 4.8457 | 4.2537 | 3.9364 | 3.7194
2024-01-10 | 3.1653 | 3.0455 | 2.9805 | 2.924 | 2.7841 | 3.2677 | 3.558 | 3.6556 | 3.4186 | 2.9459 | 2.4774 | 2.2265 | 2.5721 | 2.5269 | 2.4531 | 2.6124 | 3.6265 | 4.7292 | 5.3049 | 5.1317 | 4.2408 | 4.135 | 3.7679 | 3.5434
2024-01-11 | 3.3913 | 3.22 | 2.9087 | 2.8793 | 2.8251 | 3.3664 | 3.8902 | 4.0501 | 3.7336 | 3.412 | 2.8979 | 2.4867 | 2.7987 | 2.5497 | 2.6789 | 3.2249 | 4.1921 | 4.408 | 5.256 | 5.313 | 4.8128 | 4.3636 | 3.9923 | 3.7838
2024-01-12 | 3.2789 | 3.0154 | 2.9165 | 2.8408 | 2.7507 | 3.0976 | 3.9543 | 3.8612 | 3.2259 | 2.4984 | 2.1732 | 2.0147 | 2.0756 | 2.4427 | 2.3839 | 2.6065 | 3.5002 | 4.0255 | 4.6457 | 4.7814 | 4.3089 | 4.0325 | 3.8738 | 3.681
2024-01-13 | 3.3273 | 2.8504 | 2.7936 | 2.9214 | 2.6545 | 2.7391 | 2.9881 | 3.1263 | 3.0039 | 2.5823 | 2.2866 | 2.0488 | 2.0141 | 1.863 | 2.1861 | 2.5039 | 2.7561 | 3.3991 | 4.8303 | 4.7922 | 3.8681 | 3.9061 | 3.9856 | 3.1943
2024-01-14 | 2.9308 | 2.8736 | 3.0308 | 2.7395 | 2.5882 | 2.5873 | 2.7335 | 2.695 | 2.6148 | 2.283 | 1.9301 | 1.4397 | 1.4011 | 1.4451 | 1.7638 | 2.2319 | 2.5387 | 3.3141 | 4.7345 | 4.6946 | 4.168 | 3.4247 | 3.1465 | 2.9286
2024-01-15 | 2.8606 | 2.6735 | 2.5929 | 2.5712 | 2.6713 | 3.0085 | 3.1454 | 3.2001 | 3.3177 | 2.824 | 2.2845 | 2.17 | 2.2747 | 2.1757 | 2.3521 | 2.6091 | 3.3906 | 4.2243 | 5.1368 | 4.7193 | 4.0268 | 3.6992 | 3.918 | 3.2545
2024-01-16 | 2.8331 | 2.9659 | 2.884 | 2.7687 | 2.65 | 2.7875 | 3.467 | 3.3642 | 3.0574 | 2.6384 | 2.3185 | 2.1319 | 1.9752 | 1.9434 | 2.3091 | 2.3657 | 3.0675 | 4.6798 | 5.3141 | 5.2637 | 4.5709 | 4.1417 | 3.7663 | 3.3106
2024-01-17 | 3.3348 | 3.1038 | 2.9459 | 2.9707 | 2.8418 | 3.1697 | 4.0605 | 4.5215 | 4.0224 | 3.3472 | 3.1367 | 2.6529 | 2.5521 | 2.3892 | 2.5233 | 3.0639 | 3.8119 | 4.4524 | 5.3178 | 5.3169 | 4.7318 | 4.2421 | 3.8003 | 3.3981
2024-01-18 | 3.4185 | 3.0407 | 2.9045 | 2.9446 | 3.0758 | 3.0794 | 3.702 | 3.5244 | 3.5089 | 2.8845 | 2.4239 | 2.1131 | 2.0126 | 2.0683 | 2.3966 | 2.5385 | 3.2613 | 4.1436 | 5.3034 | 4.8119 | 4.251 | 3.9139 | 3.7582 | 3.4492
2024-01-19 | 2.9223 | 2.818 | 2.8019 | 2.7822 | 2.7594 | 3.3297 | 3.901 | 4.1523 | 4.0343 | 3.267 | 2.515 | 2.4947 | 2.4634 | 2.4754 | 2.5444 | 3.6613 | 4.1947 | 4.2218 | 4.9707 | 4.9922 | 4.428 | 3.9315 | 3.9873 | 3.6219
2024-01-20 | 3.0043 | 2.9263 | 3.0738 | 2.8023 | 2.711 | 2.8332 | 3.0188 | 3.1498 | 2.914 | 2.6295 | 2.2422 | 2.0064 | 2.0486 | 2.1866 | 2.3485 | 2.5057 | 2.8867 | 4.1508 | 5.2129 | 4.9064 | 4.3295 | 3.8655 | 3.7508 | 3.6616
2024-01-21 | 3.116 | 2.9688 | 2.9165 | 3.0847 | 2.7189 | 2.7508 | 2.9244 | 3.2484 | 3.2623 | 2.765 | 2.3417 | 2.0382 | 1.8644 | 1.9245 | 2.2122 | 2.5213 | 2.6936 | 3.5486 | 4.9918 | 5.0015 | 4.457 | 3.7147 | 3.2426 | 3.1055
2024-01-22 | 2.721 | 2.5383 | 2.5277 | 2.6637 | 2.6075 | 2.8629 | 3.4331 | 3.836 | 3.1659 | 2.5813 | 2.3267 | 2.0152 | 1.9124 | 2.0203 | 2.4657 | 2.9658 | 3.3669 | 4.2805 | 5.3286 | 5.0609 | 4.5727 | 4.1332 | 3.7027 | 3.2488
2024-01-23 | 3.4033 | 3.1643 | 2.9437 | 3.0363 | 3.1047 | 3.2631 | 4.116 | 4.4012 | 4.4444 | 3.8563 | 3.4781 | 3.209 | 2.5121 | 2.5675 | 3.2877 | 3.7637 | 4.2555 | 4.2514 | 5.2573 | 5.3258 | 4.8914 | 4.536 | 4.0416 | 3.5358
2024-01-24 | 3.4531 | 3.1098 | 2.9865 | 2.9948 | 2.7944 | 2.9199 | 3.842 | 4.2325 | 3.7397 | 3.1269 | 2.6247 | 2.2524 | 2.1413 | 2.1663 | 2.4553 | 3.0421 | 3.4984 | 4.1099 | 5.2743 | 5.3048 | 4.8032 | 4.4037 | 4.0175 | 3.4701
2024-01-25 | 3.4347 | 3.0705 | 2.95 | 3.0816 | 3.0036 | 3.2332 | 4.1344 | 4.5376 | 4.5268 | 4.0043 | 3.3392 | 3.1069 | 3.1967 | 3.2614 | 3.2845 | 3.5463 | 3.7059 | 4.0259 | 5.0915 | 5.1098 | 4.5798 | 4.0783 | 3.6718 | 3.4623
2024-01-26 | 2.9617 | 2.9364 | 2.9168 | 2.8424 | 2.7636 | 3.1895 | 3.4351 | 3.4398 | 3.394 | 2.8054 | 2.3006 | 2.1397 | 2.197 | 2.1656 | 2.2457 | 2.737 | 3.6964 | 4.3816 | 5.0214 | 4.8258 | 4.2231 | 4.2169 | 4.2555 | 3.8705
2024-01-27 | 3.1657 | 2.901 | 2.9867 | 2.8709 | 2.683 | 2.9226 | 3.3719 | 3.4593 | 3.4107 | 2.7838 | 2.2937 | 2.3432 | 2.3038 | 2.5808 | 2.9385 | 3.5327 | 3.7943 | 3.8937 | 4.5885 | 4.5683 | 4.0773 | 3.9248 | 3.7191 | 3.4779
2024-01-28 | 3.173 | 2.8353 | 2.9038 | 2.8631 | 2.6022 | 2.5688 | 2.8064 | 2.7112 | 2.57 | 2.3269 | 2.3112 | 2.0614 | 2.1146 | 2.0199 | 2.3644 | 2.3625 | 2.5679 | 3.5254 | 4.8669 | 4.9809 | 4.3895 | 3.3918 | 3.2647 | 3.0351
2024-01-29 | 2.7053 | 2.6293 | 2.6072 | 2.7409 | 2.6792 | 3.0038 | 3.8397 | 4.4145 | 3.6791 | 2.8419 | 2.8371 | 2.4482 | 2.3007 | 2.4444 | 2.9215 | 2.9814 | 3.5168 | 4.4552 | 5.1691 | 5.2123 | 4.8252 | 4.5938 | 3.8733 | 3.4823
2024-01-30 | 3.305 | 3.0244 | 2.8907 | 2.9959 | 2.973 | 3.0595 | 3.8457 | 3.8274 | 3.6369 | 3.0653 | 2.6346 | 2.2248 | 2.215 | 2.4609 | 2.6342 | 2.7886 | 3.285 | 4.4001 | 5.3063 | 5.3137 | 4.7449 | 4.2236 | 3.9045 | 3.4853
2024-01-31 | 3.7084 | 3.2682 | 3.1136 | 3.0475 | 2.9223 | 3.4039 | 4.5077 | 4.6778 | 4.5358 | 4.3912 | 3.6739 | 3.3038 | 3.1281 | 2.7089 | 3.2757 | 3.5379 | 4.0422 | 4.7099 | 5.3285 | 5.1998 | 4.2309 | 4.2917 | 4.3989 | 3.5701
2024-02-01 | 3.3674 | 3.4897 | 3.2337 | 3.148 | 2.9444 | 3.2325 | 4.2518 | 4.1847 | 4.0515 | 3.5723 | 3.2602 | 2.6282 | 3.0066 | 3.1968 | 3.1513 | 2.8277 | 3.4706 | 4.3804 | 5.2264 | 5.2139 | 4.6324 | 4.221 | 3.8647 | 3.5071
2024-02-02 | 3.2866 | 3.3686 | 3.0359 | 3.0438 | 3.0405 | 3.4419 | 4.3023 | 4.694 | 4.495 | 3.6131 | 3.7445 | 3.1538 | 2.6282 | 2.2271 | 2.5352 | 3.1362 | 3.3725 | 3.9746 | 4.9853 | 4.9632 | 4.1093 | 4.413 | 4.3345 | 3.5166
2024-02-03 | 3.2916 | 3.2447 | 3.0367 | 2.853 | 2.6229 | 2.8243 | 2.9213 | 2.9316 | 2.6759 | 2.5514 | 2.2749 | 2.1056 | 1.7816 | 1.8861 | 2.2926 | 2.755 | 3.632 | 3.859 | 4.7401 | 4.9283 | 4.5142 | 4.1299 | 3.9913 | 3.6683
2024-02-04 | 3.2201 | 3.0924 | 3.3086 | 3.0486 | 2.9267 | 2.9757 | 3.1674 | 3.4575 | 3.5632 | 3.1611 | 2.6799 | 2.6818 | 2.8933 | 2.8136 | 2.3683 | 2.5844 | 2.7078 | 3.2801 | 4.5886 | 4.8947 | 4.4747 | 3.9391 | 3.4929 | 3.0876
2024-02-05 | 3.0536 | 3.1005 | 2.8789 | 2.7913 | 2.7378 | 2.9208 | 3.8316 | 3.9625 | 3.378 | 3.7446 | 3.7363 | 2.9844 | 2.7962 | 2.346 | 2.9104 | 3.6476 | 4.305 | 4.9019 | 5.0369 | 4.7127 | 3.9558 | 4.0681 | 3.612 | 3.0884
2024-02-06 | 3.085 | 3.1866 | 2.951 | 2.8118 | 2.8199 | 3.32 | 3.8229 | 3.7864 | 3.7101 | 2.9934 | 3.2281 | 3.4192 | 3.4292 | 2.8167 | 2.9095 | 2.9699 | 3.5732 | 3.8885 | 4.8269 | 5.1571 | 4.5105 | 4.12 | 4.2919 | 3.6027
2024-02-07 | 3.1271 | 3.0877 | 3.0005 | 3.0477 | 2.8709 | 3.064 | 3.4694 | 3.4948 | 3.2932 | 2.7118 | 2.3312 | 2.5259 | 2.6115 | 2.5624 | 2.3671 | 2.5578 | 3.5249 | 4.2994 | 4.9895 | 5.0141 | 4.6374 | 4.014 | 3.7302 | 3.5751
2024-02-08 | 3.2059 | 2.9641 | 2.9124 | 2.8875 | 2.9797 | 3.2077 | 3.7414 | 3.4531 | 3.4168 | 2.7707 | 2.5574 | 2.229 | 2.0693 | 1.7903 | 1.9265 | 2.1959 | 2.8271 | 3.7209 | 4.3175 | 4.4663 | 4.1752 | 3.8583 | 3.3255 | 3.1153
2024-02-09 | 2.9839 | 2.7524 | 2.697 | 2.7017 | 2.6711 | 2.8975 | 3.5554 | 3.7963 | 3.4122 | 2.595 | 1.9149 | 1.7289 | 1.6818 | 1.7676 | 2.0359 | 2.3188 | 2.587 | 3.2932 | 4.5593 | 4.4243 | 3.6498 | 3.8764 | 3.4864 | 3.0249
2024-02-10 | 2.8657 | 2.9256 | 2.7309 | 2.6532 | 2.6189 | 2.7328 | 2.9966 | 2.7969 | 2.5352 | 2.2851 | 1.9409 | 1.5793 | 1.4959 | 1.556 | 1.8211 | 2.2675 | 2.7624 | 3.3219 | 3.909 | 4.1763 | 3.8097 | 3.571 | 3.2659 | 3.1007
2024-02-11 | 3.0288 | 2.8129 | 2.7738 | 2.7494 | 2.6647 | 2.7292 | 2.8284 | 2.7898 | 2.6642 | 2.3376 | 1.8756 | 1.5602 | 1.3237 | 1.4408 | 1.7452 | 1.9721 | 2.4973 | 3.1833 | 4.5479 | 4.7879 | 4.2707 | 3.4777 | 3.0786 | 2.8167
2024-02-12 | 2.7097 | 2.7838 | 2.6092 | 2.5898 | 2.6868 | 3.2194 | 3.5996 | 3.5213 | 3.248 | 2.5782 | 2.2217 | 2.1152 | 1.9091 | 1.9221 | 2.1988 | 2.5931 | 3.4254 | 4.128 | 4.8285 | 4.8725 | 4.3806 | 4.1028 | 3.6196 | 3.5488
2024-02-13 | 3.0924 | 2.8858 | 2.8243 | 2.9318 | 2.8729 | 2.9867 | 3.6022 | 3.6064 | 4.1785 | 3.853 | 3.3391 | 3.0849 | 2.8995 | 3.2188 | 3.2946 | 3.5232 | 3.865 | 4.3517 | 5.2167 | 5.2168 | 4.6818 | 4.3228 | 4.0558 | 3.4808
2024-02-14 | 3.1387 | 3.0065 | 2.9989 | 3.251 | 3.1798 | 3.2431 | 3.4817 | 3.6105 | 3.9154 | 3.6614 | 3.3207 | 3.409 | 3.7335 | 3.8976 | 3.9433 | 4.284 | 4.7878 | 4.6831 | 4.8409 | 4.8383 | 4.5256 | 4.0607 | 3.9418 | 3.603
2024-02-15 | 3.438 | 3.072 | 3.0967 | 3.1596 | 3.2106 | 3.334 | 4.1585 | 4.2951 | 4.3978 | 4.1002 | 3.6545 | 2.7332 | 2.4513 | 2.587 | 2.9025 | 2.7426 | 3.7462 | 3.8071 | 4.5657 | 4.8628 | 4.6904 | 4.3962 | 3.8977 | 3.6872
2024-02-16 | 3.1279 | 2.9789 | 2.9452 | 2.92 | 2.8364 | 3.1562 | 4.0901 | 4.3105 | 3.515 | 3.5475 | 2.9881 | 2.274 | 2.36 | 2.7153 | 2.4875 | 2.677 | 3.1993 | 3.8722 | 4.3334 | 4.7691 | 4.5097 | 4.3896 | 3.7074 | 3.3291
2024-02-17 | 3.273 | 2.8959 | 2.8372 | 2.7888 | 2.7621 | 2.7586 | 2.8418 | 2.8622 | 2.6675 | 2.5776 | 2.3771 | 1.917 | 1.7472 | 1.9439 | 2.3204 | 3.1055 | 3.6506 | 4.1187 | 4.2184 | 4.2463 | 4.0427 | 4.1065 | 3.5528 | 3.2852
2024-02-18 | 3.127 | 3.2366 | 2.9362 | 2.8263 | 2.6797 | 2.7317 | 2.8666 | 2.9338 | 3.071 | 2.7228 | 2.5839 | 2.514 | 2.9131 | 2.7411 | 2.4836 | 2.7825 | 3.2756 | 4.0861 | 4.5506 | 4.4563 | 3.6675 | 3.2111 | 3.5268 | 3.0269
2024-02-19 | 2.767 | 2.664 | 2.7468 | 2.6367 | 2.6534 | 2.7727 | 2.8628 | 2.9534 | 2.9938 | 2.5722 | 2.1406 | 1.4754 | 1.4391 | 1.7208 | 2.177 | 2.498 | 2.748 | 3.5136 | 4.5924 | 5.1405 | 4.1286 | 4.0147 | 3.9278 | 3.1851
2024-02-20 | 2.8827 | 3.0388 | 2.8762 | 2.737 | 2.6698 | 2.864 | 3.5266 | 3.4864 | 2.8321 | 2.5775 | 2.3679 | 2.037 | 1.9791 | 2.2699 | 2.4837 | 2.6213 | 3.2536 | 4.2005 | 5.1131 | 5.1426 | 4.5925 | 4.6697 | 3.964 | 3.3139
2024-02-21 | 2.9592 | 2.8245 | 2.8782 | 2.6632 | 2.5596 | 2.7995 | 3.3495 | 3.6257 | 3.4354 | 2.8706 | 2.6901 | 2.4414 | 2.3076 | 2.4435 | 2.6333 | 3.1599 | 3.4232 | 3.945 | 4.9389 | 5.2111 | 4.688 | 4.1578 | 3.9547 | 3.768
2024-02-22 | 3.3673 | 3.1466 | 3.0441 | 3.2002 | 3.0287 | 3.2308 | 3.8444 | 3.9169 | 4.0781 | 3.5817 | 3.293 | 3.8722 | 3.823 | 3.3966 | 3.3875 | 3.6481 | 4.4986 | 4.5183 | 4.8368 | 4.8035 | 4.3796 | 3.9367 | 3.829 | 3.4233
2024-02-23 | 3.0599 | 2.9254 | 2.8536 | 2.8254 | 2.8316 | 3.0532 | 3.8508 | 3.9212 | 3.501 | 3.1867 | 2.4264 | 2.1232 | 2.2033 | 2.628 | 2.6744 | 2.8815 | 3.4409 | 4.271 | 4.6318 | 4.6372 | 4.4982 | 4.478 | 3.9709 | 3.5464
2024-02-24 | 3.6442 | 3.2181 | 3.0075 | 2.9189 | 2.8099 | 3.2087 | 3.3196 | 3.3828 | 3.1976 | 2.794 | 2.4477 | 1.9672 | 2.2372 | 2.4026 | 2.4373 | 2.7515 | 3.564 | 4.3938 | 4.3694 | 4.57 | 4.3476 | 3.9717 | 3.7629 | 3.4467
2024-02-25 | 3.4694 | 3.0396 | 2.9599 | 2.9192 | 2.8031 | 2.8821 | 3.0754 | 3.4213 | 3.122 | 2.6546 | 2.5945 | 2.4213 | 2.3522 | 2.2313 | 2.7551 | 2.941 | 3.3383 | 4.288 | 5.0643 | 5.075 | 4.2593 | 3.722 | 3.3614 | 2.9523
2024-02-26 | 2.9107 | 2.9117 | 2.6986 | 2.762 | 2.854 | 3.1161 | 3.9532 | 3.8479 | 3.6915 | 3.186 | 2.6447 | 2.1597 | 2.3313 | 2.4106 | 2.6714 | 2.9872 | 3.8575 | 4.438 | 4.905 | 4.7741 | 4.5678 | 4.3168 | 3.6389 | 3.2232
2024-02-27 | 3.0486 | 2.9949 | 2.7844 | 2.7699 | 2.7371 | 3.2889 | 3.7426 | 3.7456 | 3.3491 | 2.9348 | 2.4253 | 2.2295 | 2.3356 | 2.2405 | 2.392 | 2.605 | 3.519 | 4.0134 | 4.8428 | 5.128 | 4.5975 | 4.1028 | 3.9055 | 3.665
2024-02-28 | 3.1865 | 3.0209 | 2.659 | 2.5925 | 2.5897 | 3.2552 | 3.6402 | 3.4628 | 3.9385 | 3.5514 | 3.0774 | 2.6637 | 2.5199 | 2.3275 | 2.7079 | 3.4574 | 4.1529 | 3.9694 | 4.7898 | 5.1854 | 4.7522 | 4.5226 | 4.1746 | 3.3383
2024-02-29 | 3.1484 | 3.1045 | 3.2365 | 3.0285 | 2.9764 | 3.3063 | 4.2842 | 4.4114 | 3.9629 | 3.1134 | 2.314 | 2.1888 | 2.262 | 2.1626 | 2.6781 | 2.904 | 3.3848 | 4.0116 | 4.756 | 4.8449 | 4.4566 | 4.097 | 3.7097 | 3.207
2024-03-01 | 3.1276 | 3.0367 | 3.1327 | 3.2477 | 2.8938 | 3.0794 | 3.5545 | 3.6975 | 3.3775 | 2.7738 | 2.5798 | 2.5668 | 2.8281 | 2.7148 | 2.4407 | 3.2351 | 3.6842 | 4.054 | 4.5282 | 4.7546 | 4.296 | 3.9459 | 4.1317 | 3.7808
2024-03-02 | 3.1796 | 3.2329 | 3.1392 | 2.9696 | 2.8722 | 3.0301 | 3.4825 | 3.4775 | 2.9888 | 3.1137 | 3.1906 | 2.568 | 2.3418 | 2.3545 | 2.5105 | 2.5761 | 3.277 | 3.9655 | 4.3644 | 4.0956 | 3.9746 | 4.1397 | 3.8621 | 3.4035
2024-03-03 | 3.3936 | 3.1677 | 2.9106 | 2.9094 | 2.7771 | 3.0054 | 2.9441 | 2.9067 | 2.883 | 2.8212 | 2.4337 | 2.1671 | 1.971 | 2.1556 | 2.1254 | 2.19 | 2.8288 | 3.7519 | 4.6271 | 4.7891 | 4.2046 | 3.563 | 3.265 | 2.9803
2024-03-04 | 3.0621 | 2.933 | 2.8106 | 2.7192 | 2.7682 | 3.345 | 4.0289 | 3.7014 | 3.5497 | 2.7798 | 2.3441 | 1.9388 | 1.9481 | 2.2091 | 2.1679 | 2.4186 | 3.1056 | 3.9276 | 4.6736 | 5.0551 | 4.4917 | 3.9864 | 3.6292 | 3.4084
2024-03-05 | 3.3396 | 3.1872 | 2.9656 | 2.9342 | 2.9249 | 3.4155 | 4.2846 | 3.8754 | 3.5765 | 3.1796 | 2.7312 | 2.3185 | 2.1349 | 2.4072 | 2.2713 | 2.3035 | 2.8158 | 3.8264 | 4.6511 | 4.9762 | 4.4552 | 3.8843 | 3.6592 | 3.1245
2024-03-06 | 3.0811 | 3.1229 | 2.9369 | 2.913 | 2.874 | 3.137 | 4.0698 | 3.5256 | 2.9523 | 2.1867 | 1.811 | 1.8664 | 2.2271 | 2.0564 | 1.8894 | 2.3393 | 2.892 | 3.4036 | 4.357 | 4.865 | 4.3844 | 3.7062 | 3.6862 | 3.3592
2024-03-07 | 2.9158 | 2.8546 | 2.9293 | 2.7285 | 2.7504 | 3.0692 | 3.7287 | 4.0237 | 3.506 | 2.9955 | 2.505 | 2.2368 | 2.1496 | 2.2495 | 2.5225 | 2.7331 | 3.1003 | 3.5703 | 4.7037 | 4.9544 | 4.3821 | 3.8839 | 3.5558 | 3.1604
2024-03-08 | 2.9818 | 2.9666 | 3.0521 | 2.8449 | 2.8605 | 3.2657 | 4.0455 | 3.5939 | 3.2736 | 2.95 | 2.3349 | 2.1541 | 2.3515 | 2.1994 | 1.9576 | 2.2571 | 2.9587 | 3.3669 | 3.8711 | 4.1477 | 3.7129 | 3.8153 | 3.7342 | 3.3994
2024-03-09 | 3.1963 | 2.9341 | 2.7478 | 2.7286 | 2.6931 | 2.8622 | 3.0816 | 3.1892 | 2.8445 | 2.3576 | 1.8744 | 1.1695 | 1.297 | 1.304 | 1.4708 | 2.0877 | 2.966 | 3.3036 | 3.9296 | 4.3044 | 3.9565 | 3.5302 | 3.2989 | 3.081
2024-03-10 | 3.0821 | 2.7863 | 2.7164 | 2.7395 | 2.7789 | 2.6988 | 2.8649 | 3.033 | 3.2661 | 3.0366 | 2.1078 | 2.0688 | 2.2065 | 1.7501 | 2.1622 | 2.736 | 3.3769 | 3.7632 | 4.346 | 4.2195 | 3.8103 | 3.4777 | 3.4691 | 2.9071
2024-03-11 | 2.8344 | 2.8583 | 2.624 | 2.5956 | 2.6775 | 2.9832 | 3.8989 | 4.127 | 3.6476 | 2.797 | 2.8562 | 2.7247 | 3.0078 | 2.6394 | 2.6672 | 3.4346 | 3.5697 | 3.9907 | 4.8293 | 4.8455 | 4.0732 | 3.7684 | 3.7214 | 3.0889
2024-03-12 | 2.9269 | 2.2808 | 1.8343 | 2.0722 | 2.6274 | 3.0121 | 4.1266 | 4.2758 | 3.7284 | 3.6563 | 3.5081 | 3.4467 | 3.4757 | 3.5998 | 3.6676 | 3.5552 | 3.9538 | 4.2713 | 5.0591 | 4.9403 | 4.5235 | 4.1274 | 3.6772 | 3.206
2024-03-13 | 2.9689 | 3.034 | 2.7977 | 2.5947 | 2.6925 | 3.0491 | 3.664 | 4.1058 | 3.9695 | 3.2633 | 2.9955 | 2.6581 | 2.9963 | 2.7194 | 2.6846 | 3.8241 | 3.9363 | 4.0981 | 5.0181 | 5.2253 | 4.699 | 4.0789 | 3.8175 | 3.7059
2024-03-14 | 3.1518 | 3.0542 | 3.1203 | 2.8525 | 2.9257 | 3.4048 | 4.1602 | 4.2241 | 3.7781 | 3.1406 | 2.772 | 2.4984 | 2.3502 | 2.3674 | 2.7977 | 3.2593 | 3.7589 | 4.4368 | 5.0601 | 5.3598 | 4.7751 | 4.1406 | 3.6225 | 3.3756
2024-03-15 | 3.0047 | 2.8814 | 2.8058 | 2.8476 | 2.925 | 3.0772 | 3.6348 | 3.7965 | 3.5228 | 3.3189 | 3.2274 | 2.8938 | 2.6155 | 2.8516 | 3.1783 | 3.6047 | 4.0613 | 3.9741 | 4.6088 | 4.9205 | 4.561 | 4.2458 | 3.9486 | 3.6298
2024-03-16 | 3.5055 | 3.2336 | 2.9914 | 3.0441 | 3.2051 | 3.1133 | 3.3032 | 3.19 | 2.9501 | 2.4861 | 2.1455 | 1.823 | 1.7328 | 2.0206 | 2.1007 | 2.3209 | 3.0253 | 3.8588 | 4.4635 | 4.5812 | 4.2399 | 4.1878 | 3.7114 | 3.4435
2024-03-17 | 3.4295 | 3.3028 | 2.9964 | 2.9124 | 2.827 | 3.1411 | 3.314 | 3.2117 | 2.8721 | 2.7971 | 2.4235 | 2.493 | 2.2264 | 2.1509 | 2.1262 | 2.0501 | 2.4806 | 3.3304 | 4.5191 | 4.6733 | 4.3427 | 3.926 | 3.5861 | 3.2027
2024-03-18 | 3.1653 | 3.0841 | 2.7844 | 2.545 | 2.606 | 2.9972 | 3.2042 | 3.3326 | 3.4326 | 2.9448 | 2.5622 | 2.0772 | 2.4839 | 3.3129 | 3.0565 | 3.1506 | 3.416 | 3.5391 | 4.1915 | 4.7741 | 4.4494 | 3.8163 | 3.4876 | 3.4127
2024-03-19 | 3.1942 | 2.887 | 2.7767 | 2.9753 | 2.9142 | 3.1754 | 3.6024 | 3.7639 | 3.795 | 3.7053 | 3.25 | 2.6422 | 2.5841 | 2.9079 | 2.9834 | 3.2879 | 4.0021 | 4.2614 | 4.6795 | 4.8085 | 4.436 | 3.995 | 3.4552 | 3.2454
2024-03-20 | 3.0363 | 2.842 | 2.8328 | 2.8403 | 2.8894 | 3.4726 | 3.672 | 3.7034 | 3.545 | 2.9749 | 2.6884 | 2.3366 | 2.7181 | 2.5286 | 2.7536 | 3.2525 | 3.6922 | 4.3046 | 4.7494 | 4.8097 | 4.1706 | 3.6653 | 3.4892 | 3.3187
2024-03-21 | 3.294 | 3.0891 | 2.8776 | 2.8371 | 3.0648 | 3.24 | 3.7024 | 3.7161 | 3.8695 | 3.7442 | 3.0548 | 2.2553 | 2.4698 | 2.8218 | 2.9954 | 3.3216 | 3.6913 | 4.4101 | 4.857 | 4.9726 | 4.341 | 3.9746 | 3.722 | 3.3968
2024-03-22 | 3.3597 | 3.2289 | 2.9926 | 2.9761 | 2.9174 | 3.2495 | 3.7866 | 3.54 | 3.1524 | 3.1356 | 2.7413 | 2.564 | 2.5772 | 2.9041 | 2.869 | 3.5525 | 3.888 | 4.5251 | 4.4088 | 4.4028 | 4.4081 | 4.2466 | 3.8162 | 3.6173
2024-03-23 | 3.5305 | 3.2426 | 3.0132 | 2.9691 | 3.242 | 3.2713 | 3.5779 | 3.7975 | 3.9601 | 4.2642 | 3.8527 | 3.2445 | 3.0559 | 3.0136 | 3.053 | 3.1884 | 3.3561 | 3.7721 | 3.824 | 4.1397 | 4.052 | 3.6169 | 3.4586 | 3.2639
2024-03-24 | 3.0933 | 2.8025 | 2.7081 | 2.6039 | 2.5352 | 2.6092 | 2.7053 | 2.8474 | 2.7133 | 2.5111 | 1.9558 | 1.4511 | 1.5369 | 1.5662 | 1.576 | 1.9672 | 2.6545 | 3.295 | 3.872 | 4.578 | 4.3928 | 3.922 | 3.6978 | 3.5176
2024-03-25 | 3.148 | 2.8385 | 2.7739 | 2.8621 | 3.0008 | 3.145 | 3.4813 | 3.4685 | 3.3764 | 3.5394 | 2.6016 | 2.5656 | 2.495 | 2.2073 | 2.13 | 2.4054 | 2.902 | 3.4821 | 4.2396 | 4.8303 | 4.4328 | 3.8947 | 3.8988 | 3.4059
2024-03-26 | 2.954 | 3.018 | 2.9813 | 2.821 | 2.8242 | 3.1018 | 3.9314 | 3.564 | 2.8494 | 2.5118 | 2.3339 | 2.0107 | 2.0208 | 2.148 | 2.1536 | 2.3863 | 3.1296 | 4.0423 | 4.441 | 4.9412 | 4.6788 | 4.328 | 3.8829 | 3.6111
2024-03-27 | 3.1184 | 2.9953 | 2.9264 | 2.9175 | 2.9258 | 3.4493 | 3.7441 | 3.6145 | 3.3102 | 2.6991 | 2.3413 | 2.0995 | 2.2899 | 2.1889 | 2.1343 | 2.4956 | 3.3305 | 3.9695 | 4.4458 | 5.0312 | 4.7391 | 4.3328 | 3.9251 | 3.6358
2024-03-28 | 3.3368 | 2.9441 | 2.888 | 3.0672 | 3.1411 | 3.4068 | 3.8049 | 3.7888 | 3.4225 | 2.9271 | 2.4818 | 2.2078 | 2.3539 | 2.4242 | 2.4068 | 2.7135 | 3.5406 | 4.1124 | 4.5865 | 5.1197 | 4.8585 | 4.4143 | 3.7275 | 3.3409
2024-03-29 | 3.3168 | 3.002 | 2.852 | 2.7798 | 2.8297 | 3.0234 | 3.4782 | 3.4799 | 2.9219 | 2.4108 | 1.983 | 1.9006 | 2.0069 | 2.0823 | 2.0229 | 2.3398 | 3.2236 | 3.684 | 4.2305 | 4.8056 | 4.5149 | 4.1556 | 3.7655 | 3.4967
2024-03-30 | 3.4274 | 3.1553 | 2.8953 | 2.8315 | 2.9832 | 3.1041 | 3.1834 | 3.149 | 2.798 | 2.9655 | 2.5761 | 2.6707 | 2.8901 | 2.9635 | 2.9399 | 3.0037 | 2.9296 | 3.817 | 3.9754 | 4.4757 | 4.2175 | 3.9392 | 3.5952 | 3.2992
2024-03-31 | 3.3373 | 2.9939 | 2.8422 | 2.8117 | 2.695 | 2.8264 | 2.8058 | 2.843 | 2.9019 | 2.583 | 2.1989 | 2.4429 | 2.4292 | 2.2233 | 2.3418 | 2.7776 | 3.0833 | 3.6864 | 4.4409 | 4.8741 | 4.3579 | 4.0856 | 3.9698 | 3.6533
2024-04-01 | 3.3607 | 3.0595 | 3.0212 | 3.0229 | 3.0747 | 3.5679 | 4.626 | 4.4357 | 4.4791 | 4.151 | 3.8303 | 3.4252 | 4.0344 | 4.0518 | 4.0752 | 3.9723 | 4.749 | 5.0235 | 5.1003 | 4.7839 | 4.1853 | 3.836 | 3.4847 | 3.3228
2024-04-02 | 3.0607 | 2.9005 | 2.857 | 2.5409 | 2.3549 | 2.4782 | 3.0417 | 3.7983 | 3.3303 | 2.8799 | 3.2286 | 2.8586 | 2.5708 | 2.6604 | 3.1133 | 3.2947 | 4.1062 | 4.6435 | 4.8404 | 4.9102 | 4.7285 | 4.277 | 3.7791 | 3.6099
2024-04-03 | 3.1155 | 2.9013 | 2.8864 | 2.9196 | 2.9056 | 3.2944 | 4.0046 | 4.3876 | 3.4753 | 3.4132 | 3.6332 | 3.4229 | 2.6315 | 2.6979 | 3.0918 | 3.2811 | 3.8668 | 4.4502 | 4.9445 | 5.1696 | 4.7543 | 4.4143 | 3.9124 | 3.2793
2024-04-04 | 3.2299 | 3.125 | 3.0738 | 3.2484 | 3.1207 | 3.4968 | 4.2192 | 4.0912 | 4.3445 | 4.1637 | 3.6242 | 3.8408 | 3.0658 | 3.037 | 3.5149 | 3.7005 | 4.3215 | 4.3421 | 4.8455 | 5.182 | 4.7997 | 4.2144 | 4.3512 | 3.8004
2024-04-05 | 3.1377 | 2.984 | 2.9121 | 2.9589 | 3.0356 | 3.1417 | 3.3719 | 3.5952 | 3.5183 | 3.1011 | 2.7765 | 2.5005 | 2.5611 | 2.4164 | 2.8575 | 3.2975 | 3.17 | 3.7947 | 4.7521 | 5.0638 | 4.5163 | 4.0446 | 3.8781 | 3.414
2024-04-06 | 3.4463 | 3.2587 | 2.9345 | 2.9055 | 3.063 | 3.3046 | 3.1588 | 3.1925 | 3.1804 | 2.929 | 2.8235 | 2.6245 | 2.6617 | 2.6395 | 2.913 | 3.4681 | 3.7573 | 4.2992 | 4.9292 | 4.8865 | 4.2847 | 4.4254 | 4.3645 | 3.6109
2024-04-07 | 3.3001 | 3.1789 | 3.3727 | 3.0184 | 2.9202 | 2.9203 | 3.0453 | 3.2195 | 3.0046 | 3.274 | 3.1098 | 2.7999 | 2.5671 | 2.492 | 2.7226 | 2.8115 | 3.3913 | 3.747 | 4.2967 | 4.8733 | 4.5169 | 4.1685 | 3.6116 | 3.1374
2024-04-08 | 2.9745 | 2.9224 | 3.0784 | 2.9161 | 2.9196 | 3.2433 | 4.0688 | 4.0345 | 3.3879 | 2.7944 | 2.3636 | 2.2295 | 2.1087 | 2.2212 | 2.3682 | 2.3974 | 2.8925 | 3.7932 | 4.5592 | 5.0917 | 4.5597 | 3.9466 | 3.5408 | 3.1425
2024-04-09 | 3.0577 | 3.0486 | 2.8572 | 2.805 | 3.0425 | 3.3611 | 3.7297 | 3.5229 | 3.1416 | 2.5158 | 2.2165 | 2.027 | 2.1344 | 2.297 | 2.2559 | 2.4669 | 3.1411 | 3.9383 | 4.5318 | 5.0143 | 4.7435 | 4.1795 | 3.6735 | 3.1963
2024-04-10 | 3.1426 | 3.0148 | 2.8551 | 2.8542 | 2.9072 | 3.1908 | 3.4392 | 3.4577 | 3.0092 | 2.5559 | 2.3089 | 2.2326 | 2.2078 | 2.3779 | 2.5284 | 3.0751 | 3.4125 | 3.7956 | 4.7809 | 5.1734 | 4.7606 | 3.8854 | 3.5748 | 3.5892
2024-04-11 | 3.0515 | 2.9149 | 2.9024 | 3.013 | 3.1191 | 3.2796 | 3.7526 | 3.6241 | 3.1873 | 2.7505 | 2.4838 | 2.2027 | 2.286 | 2.2962 | 2.2649 | 2.5018 | 3.4393 | 3.8784 | 4.4325 | 5.1783 | 4.733 | 4.1393 | 3.5639 | 3.3784
2024-04-12 | 3.0582 | 2.9259 | 2.8588 | 2.858 | 2.8499 | 3.0816 | 3.9333 | 3.8394 | 3.3644 | 2.7531 | 2.4473 | 2.3954 | 2.5019 | 2.5969 | 2.5105 | 2.9982 | 3.7649 | 4.5003 | 4.9526 | 5.1754 | 4.7048 | 4.1782 | 4.1306 | 3.6875
2024-04-13 | 3.6271 | 3.299 | 3.091 | 3.051 | 3.1384 | 3.3121 | 3.0523 | 2.9632 | 2.9027 | 2.5573 | 2.2277 | 2.0773 | 1.962 | 2.1346 | 2.1158 | 2.4228 | 3.1447 | 3.8887 | 4.4474 | 4.679 | 3.9791 | 3.8008 | 3.9061 | 3.5506
2024-04-14 | 3.6528 | 3.3176 | 3.0869 | 3.031 | 3.0836 | 3.3634 | 3.3737 | 3.0856 | 2.6422 | 2.4298 | 2.58 | 2.4347 | 2.2993 | 2.1539 | 2.1369 | 2.5798 | 2.9814 | 3.5542 | 4.7289 | 5.1685 | 4.8599 | 4.4653 | 4.0395 | 3.3861
2024-04-15 | 3.1848 | 3.2782 | 3.2427 | 3.0519 | 3.0394 | 3.7618 | 4.1663 | 3.8419 | 3.6173 | 2.864 | 2.549 | 2.4117 | 2.346 | 2.604 | 2.7299 | 2.6517 | 3.2435 | 4.2466 | 4.9361 | 5.0506 | 4.6081 | 4.0236 | 3.4654 | 3.1257
2024-04-16 | 3.1485 | 3.004 | 2.868 | 2.901 | 3.109 | 3.2483 | 3.702 | 3.9026 | 3.9533 | 3.5448 | 2.7635 | 2.5177 | 2.5152 | 2.4218 | 2.5042 | 2.9118 | 3.3852 | 3.9637 | 4.7828 | 5.0697 | 4.5697 | 3.7247 | 3.48 | 3.1174
2024-04-17 | 2.8926 | 3.0112 | 2.8852 | 2.8321 | 2.867 | 3.1744 | 3.6224 | 3.5327 | 2.9445 | 2.6349 | 2.396 | 2.0872 | 1.9833 | 2.3454 | 2.4031 | 2.6146 | 3.3476 | 4.1241 | 4.6793 | 5.111 | 4.6035 | 3.9534 | 3.5139 | 3.1898
2024-04-18 | 3.0872 | 3.1884 | 2.9615 | 2.9305 | 2.9591 | 3.5792 | 4.0561 | 3.6533 | 4.0026 | 3.435 | 3.3977 | 3.245 | 3.5837 | 3.3303 | 3.4359 | 3.5898 | 4.2613 | 4.5847 | 4.6855 | 5.1076 | 4.827 | 4.0746 | 4.0548 | 3.8574
2024-04-19 | 3.2865 | 3.0921 | 3.0235 | 2.9104 | 2.8923 | 3.3092 | 3.48 | 3.7068 | 3.9133 | 3.5282 | 2.9622 | 2.7255 | 2.8901 | 2.6281 | 2.4554 | 2.5272 | 3.2563 | 3.9569 | 4.0196 | 4.3595 | 4.2834 | 3.7795 | 3.6851 | 3.4609
2024-04-20 | 3.2414 | 2.9298 | 2.8269 | 2.7918 | 2.8399 | 2.9657 | 3.3985 | 3.0671 | 2.8733 | 2.8553 | 2.3793 | 1.9615 | 2.1387 | 1.95 | 2.2852 | 2.6113 | 3.137 | 3.2196 | 4.0764 | 4.6813 | 4.3503 | 3.6724 | 3.6767 | 3.6355
2024-04-21 | 3.081 | 2.9822 | 3.0476 | 3.032 | 2.9209 | 2.926 | 2.8737 | 2.7453 | 2.7995 | 2.4983 | 2.1903 | 1.9666 | 2.0902 | 1.8313 | 2.0843 | 2.4456 | 2.9076 | 3.744 | 4.3608 | 5.0264 | 4.7023 | 3.9279 | 3.5684 | 3.4516
2024-04-22 | 3.1303 | 2.8324 | 2.7869 | 2.7534 | 2.8488 | 3.3226 | 3.984 | 3.3773 | 3.4454 | 3.3689 | 3.0992 | 2.5355 | 2.4103 | 2.4811 | 2.5145 | 2.9202 | 3.461 | 4.0641 | 4.6332 | 5.1179 | 4.6257 | 3.9606 | 3.5706 | 3.195
2024-04-23 | 3.0777 | 3.1732 | 2.8967 | 2.8121 | 2.8477 | 3.0174 | 3.5748 | 3.0838 | 3.2675 | 2.6374 | 2.5315 | 2.6021 | 2.3195 | 2.3192 | 2.9918 | 2.7783 | 3.0541 | 3.8019 | 4.5992 | 4.9466 | 4.5427 | 3.7838 | 3.3842 | 3.0901
2024-04-24 | 2.9268 | 2.918 | 2.9838 | 2.8464 | 2.8655 | 3.2646 | 3.6756 | 3.5318 | 3.3693 | 2.9898 | 2.6029 | 2.2528 | 2.2614 | 2.4402 | 2.3443 | 2.4252 | 3.0848 | 4.0153 | 4.6116 | 5.1466 | 4.6547 | 3.6822 | 3.1575 | 2.8817
2024-04-25 | 2.905 | 2.8547 | 2.6324 | 2.7116 | 2.8397 | 2.8996 | 3.2205 | 3.2577 | 3.2235 | 2.9685 | 2.7145 | 2.5259 | 2.2843 | 2.5861 | 2.6839 | 3.1534 | 4.0671 | 4.1877 | 4.6649 | 5.1646 | 4.7849 | 3.9904 | 3.3471 | 3.0087
2024-04-26 | 3.031 | 2.9359 | 2.8068 | 2.7525 | 2.8142 | 3.1045 | 3.7541 | 3.7281 | 3.8077 | 3.9487 | 3.6802 | 3.4433 | 3.1184 | 3.0012 | 3.2622 | 3.5605 | 3.6052 | 3.6649 | 4.3982 | 4.707 | 4.0855 | 3.8634 | 3.8945 | 3.127
2024-04-27 | 2.9565 | 2.9652 | 2.8354 | 2.8197 | 2.8596 | 3.1867 | 3.0967 | 3.2597 | 3.1883 | 2.947 | 2.957 | 2.5645 | 2.42 | 2.6098 | 2.5386 | 2.5818 | 2.7562 | 3.4713 | 4.1231 | 3.8762 | 3.6295 | 3.6726 | 3.3018 | 2.9262
2024-04-28 | 2.8397 | 2.9486 | 2.758 | 2.6765 | 2.7518 | 2.8922 | 3.0878 | 2.783 | 2.5352 | 2.5185 | 2.2153 | 1.8453 | 1.9024 | 2.1787 | 2.3827 | 2.5259 | 2.7776 | 3.3494 | 3.8361 | 4.211 | 4.1418 | 3.773 | 3.185 | 2.9189
2024-04-29 | 2.9911 | 2.8296 | 2.7634 | 2.7669 | 2.861 | 3.2692 | 3.5279 | 3.5065 | 3.7119 | 2.7605 | 2.4268 | 2.4623 | 2.394 | 2.3949 | 2.6911 | 2.9351 | 2.8176 | 3.3225 | 4.4148 | 4.6623 | 4.2875 | 4.2163 | 3.9284 | 3.1393
2024-04-30 | 3.0856 | 3.0902 | 2.8651 | 2.8729 | 2.9138 | 3.1639 | 3.5722 | 2.8891 | 2.7967 | 2.6171 | 2.4727 | 2.1787 | 2.1051 | 2.2113 | 2.5478 | 3.0677 | 3.8561 | 4.187 | 4.395 | 4.8488 | 4.346 | 3.7904 | 3.3575 | 3.0967
2024-05-01 | 2.9326 | 2.8009 | 2.7034 | 2.6583 | 2.7414 | 2.9869 | 3.604 | 4.0758 | 4.1377 | 3.9961 | 3.2155 | 3.5858 | 3.5431 | 3.2594 | 3.6668 | 3.7621 | 3.8005 | 4.1145 | 4.8031 | 5.0827 | 4.2475 | 3.5581 | 3.8017 | 3.0627
2024-05-02 | 2.8167 | 2.928 | 2.6694 | 2.4807 | 2.5494 | 2.8706 | 3.4224 | 3.1513 | 3.3098 | 3.0987 | 2.5703 | 2.6916 | 3.1053 | 3.3566 | 3.2766 | 3.5601 | 3.5391 | 4.508 | 4.6992 | 4.8661 | 4.6341 | 4.3658 | 3.883 | 3.1956
2024-05-03 | 2.9569 | 2.8351 | 2.9168 | 2.9202 | 2.9231 | 3.3394 | 4.1206 | 4.1864 | 3.5961 | 2.9454 | 3.5595 | 3.5411 | 3.3924 | 2.5833 | 2.9264 | 3.6229 | 3.7907 | 3.9547 | 4.8377 | 4.7977 | 4.2842 | 4.2856 | 4.0827 | 3.3085
2024-05-04 | 3.0633 | 2.9528 | 2.7243 | 2.5947 | 2.5706 | 2.7843 | 2.8967 | 2.6978 | 2.5853 | 2.6646 | 2.6108 | 2.421 | 2.31 | 2.3642 | 2.3358 | 2.4595 | 2.9427 | 3.7156 | 4.3312 | 4.2197 | 4.0672 | 3.9449 | 3.5461 | 3.0202
2024-05-05 | 2.8384 | 2.8972 | 2.8225 | 2.7117 | 2.7342 | 2.7716 | 2.7978 | 2.6934 | 2.5306 | 2.2787 | 2.1073 | 1.8264 | 1.4651 | 1.68 | 1.8163 | 2.032 | 2.364 | 2.9452 | 4.1565 | 4.7059 | 4.2509 | 3.4725 | 3.5119 | 3.0199
2024-05-06 | 2.8253 | 2.7961 | 2.8496 | 2.6996 | 2.7826 | 3.1493 | 4.0514 | 3.4941 | 2.89 | 2.6794 | 2.3405 | 2.2614 | 2.4236 | 2.3306 | 2.1953 | 2.3729 | 2.8693 | 3.7287 | 4.2 | 4.7428 | 4.4164 | 3.8703 | 3.1879 | 3.0091
2024-05-07 | 2.9234 | 2.7116 | 2.4996 | 2.5505 | 2.7484 | 2.8103 | 3.1081 | 3.2872 | 3.7227 | 3.5651 | 3.1462 | 3.845 | 3.5228 | 3.9538 | 3.5644 | 3.1854 | 3.6435 | 4.092 | 4.6043 | 5.1854 | 4.768 | 4.1366 | 3.6961 | 3.5521
2024-05-08 | 2.9476 | 2.846 | 2.7858 | 2.783 | 2.7869 | 3.1059 | 3.8237 | 3.8244 | 3.2171 | 2.8221 | 2.4266 | 2.2217 | 2.2251 | 2.2436 | 2.5267 | 2.7355 | 3.0039 | 3.81 | 4.7089 | 5.1946 | 5.0204 | 4.2611 | 3.6724 | 3.171
2024-05-09 | 2.9803 | 3.0378 | 2.8458 | 2.7784 | 2.8046 | 3.1874 | 4.0221 | 3.5655 | 3.2878 | 2.8078 | 2.7017 | 2.6466 | 2.4805 | 2.4361 | 2.8454 | 2.9587 | 3.4988 | 4.3423 | 5.0452 | 5.198 | 4.9683 | 4.3606 | 3.8557 | 3.4017
2024-05-10 | 3.1177 | 2.9999 | 2.9893 | 3.0738 | 3.1464 | 3.3664 | 3.8387 | 3.67 | 3.4379 | 2.9751 | 2.5566 | 2.4591 | 2.7025 | 2.7708 | 2.99 | 3.0797 | 3.2535 | 3.5214 | 4.3985 | 5.0351 | 4.6366 | 3.9483 | 3.6802 | 3.5376
2024-05-11 | 3.0481 | 2.934 | 3.0365 | 2.8226 | 2.7933 | 2.8989 | 3.0693 | 3.0731 | 2.513 | 2.0806 | 1.7957 | 1.5894 | 1.5545 | 1.68 | 2.0213 | 2.2794 | 2.7213 | 3.684 | 4.3872 | 4.8345 | 4.2636 | 3.6496 | 3.563 | 3.1972
2024-05-12 | 3.068 | 3.0277 | 2.8081 | 2.7853 | 2.781 | 2.8214 | 3.0238 | 2.8387 | 2.4739 | 2.2732 | 2.1601 | 2.0079 | 1.9383 | 1.9743 | 2.0333 | 2.2748 | 2.7395 | 3.7843 | 4.4621 | 4.8808 | 4.3143 | 3.7575 | 3.6143 | 3.2641
2024-05-13 | 3.076 | 2.9153 | 2.7472 | 2.6936 | 2.6372 | 2.8826 | 3.2445 | 3.0719 | 3.4091 | 3.2161 | 2.8746 | 2.9012 | 2.7672 | 2.5751 | 2.6066 | 2.9537 | 4.1265 | 4.5687 | 4.9141 | 4.6898 | 4.0521 | 3.5029 | 3.651 | 3.1726
2024-05-14 | 2.8183 | 2.9206 | 2.86 | 2.7292 | 2.7762 | 2.99 | 3.9324 | 3.7859 | 3.2492 | 3.2579 | 2.7657 | 2.3552 | 2.205 | 2.3731 | 2.477 | 2.6409 | 3.668 | 4.3851 | 4.5502 | 4.7943 | 4.6089 | 4.0637 | 3.4593 | 3.4357
2024-05-15 | 2.9755 | 2.7942 | 2.7466 | 2.7009 | 2.8139 | 3.0279 | 3.1386 | 2.78 | 2.6792 | 2.4581 | 2.3533 | 2.2318 | 2.1447 | 2.2886 | 2.4628 | 2.5776 | 3.2383 | 4.1872 | 4.7927 | 5.1925 | 5.1402 | 4.6213 | 3.8234 | 3.3523
2024-05-16 | 2.9936 | 3.1323 | 2.887 | 2.7303 | 2.7973 | 3.2079 | 4.0628 | 3.8987 | 3.4214 | 3.2977 | 2.7964 | 2.7799 | 2.9017 | 3.0585 | 3.7167 | 3.944 | 4.4043 | 4.56 | 4.9661 | 5.1907 | 4.8605 | 4.4076 | 3.6926 | 3.2289
2024-05-17 | 3.0883 | 2.9857 | 2.9186 | 2.8507 | 2.826 | 2.927 | 3.2789 | 3.5639 | 3.3838 | 2.7365 | 2.2905 | 2.2609 | 2.321 | 2.2479 | 2.2681 | 2.6899 | 3.1781 | 3.4995 | 4.3466 | 4.7607 | 4.1096 | 4.0101 | 4.055 | 3.4749
2024-05-18 | 3.0846 | 2.7894 | 2.7305 | 2.7151 | 2.756 | 2.9654 | 2.8888 | 2.6505 | 2.45 | 2.1423 | 1.8758 | 1.5353 | 1.6191 | 1.8343 | 1.7897 | 2.1831 | 2.8099 | 3.1338 | 3.7056 | 4.5029 | 4.0972 | 3.6415 | 3.4013 | 3.3011
2024-05-19 | 3.0265 | 2.8001 | 2.7631 | 2.8443 | 2.6706 | 2.5012 | 2.5099 | 2.4438 | 2.344 | 1.9616 | 1.6834 | 1.4136 | 1.5501 | 1.782 | 1.8943 | 2.2247 | 2.9159 | 4.0465 | 4.8099 | 4.929 | 4.5257 | 3.6814 | 3.3467 | 2.9848
2024-05-20 | 2.9477 | 2.9148 | 2.7145 | 2.6946 | 2.7333 | 3.0414 | 3.6027 | 3.5325 | 3.1225 | 2.7103 | 2.4577 | 2.4146 | 2.2749 | 2.7529 | 2.7727 | 2.7835 | 3.8609 | 4.3167 | 4.6283 | 4.9442 | 4.5235 | 3.5837 | 3.3644 | 2.9613
2024-05-21 | 2.9995 | 2.9482 | 2.7461 | 2.7738 | 2.9928 | 3.1706 | 3.5175 | 3.3858 | 3.3617 | 2.7746 | 2.5207 | 2.6981 | 2.4888 | 2.8686 | 2.6203 | 3.1366 | 3.4884 | 3.9338 | 4.7381 | 5.1732 | 4.7918 | 4.0221 | 3.7808 | 3.4822
2024-05-22 | 2.9564 | 2.8426 | 2.8211 | 2.8337 | 3.0939 | 3.2711 | 3.7334 | 3.6486 | 3.5081 | 2.9663 | 2.9234 | 3.0111 | 2.5501 | 2.4981 | 2.6707 | 3.0589 | 3.3188 | 3.7538 | 4.7281 | 5.1314 | 4.9258 | 4.1171 | 3.8886 | 3.6609
2024-05-23 | 3.0161 | 2.9467 | 2.981 | 2.6667 | 2.7319 | 2.9406 | 3.4165 | 3.2644 | 2.8318 | 2.6493 | 2.3553 | 2.2767 | 2.1724 | 2.289 | 2.412 | 2.6178 | 3.2271 | 3.8756 | 4.4967 | 4.7864 | 4.4286 | 3.85 | 3.6903 | 3.4281
2024-05-24 | 3.1241 | 2.9758 | 2.8778 | 2.7424 | 2.8161 | 2.8478 | 3.0444 | 2.7663 | 2.7172 | 2.5075 | 2.2182 | 2.2529 | 2.1902 | 2.1985 | 2.2438 | 2.6648 | 3.1218 | 4.0805 | 4.3097 | 4.3962 | 3.887 | 3.5661 | 3.4943 | 3.2165
2024-05-25 | 3.2323 | 3.0075 | 2.793 | 2.8147 | 2.932 | 2.7885 | 2.7573 | 2.5327 | 2.6362 | 2.3897 | 1.9759 | 2.1196 | 2.0282 | 2.0095 | 2.1329 | 2.6662 | 3.0855 | 3.4876 | 4.0904 | 4.5237 | 4.2149 | 3.4871 | 3.6417 | 3.4073
2024-05-26 | 2.9508 | 2.8911 | 2.9972 | 2.7974 | 2.7302 | 2.7778 | 2.8169 | 2.9506 | 2.5621 | 2.3856 | 2.1639 | 1.9897 | 2.221 | 2.269 | 2.462 | 2.926 | 3.2413 | 3.9169 | 4.4308 | 4.5279 | 4.1451 | 3.5234 | 3.2864 | 3.0097
2024-05-27 | 3.0278 | 2.9737 | 2.7524 | 2.7156 | 2.863 | 2.9086 | 2.919 | 2.72 | 2.4711 | 2.3964 | 2.2784 | 2.1213 | 1.9254 | 2.0961 | 2.2807 | 2.8114 | 3.0703 | 3.4678 | 4.505 | 4.9763 | 4.6651 | 4.1176 | 3.5244 | 3.3116
2024-05-28 | 3.1294 | 2.8305 | 2.8372 | 2.9768 | 2.8278 | 3.1932 | 3.6713 | 4.0519 | 4.5675 | 4.1859 | 4.0257 | 3.8371 | 3.6327 | 3.6123 | 4.3128 | 4.8471 | 4.8149 | 4.6183 | 5.1738 | 5.1961 | 4.5532 | 4.6833 | 4.4602 | 3.7266
2024-05-29 | 3.4181 | 3.2587 | 3.244 | 3.3559 | 3.0447 | 3.3571 | 4.1142 | 3.5607 | 2.8636 | 2.6263 | 2.4255 | 2.3666 | 2.1743 | 2.2192 | 2.5923 | 2.6808 | 3.1339 | 4.0726 | 4.8732 | 5.2196 | 5.0835 | 4.7607 | 4.2059 | 3.7582
2024-05-30 | 3.6047 | 3.2565 | 3.0335 | 3.0874 | 3.2142 | 3.2633 | 3.5929 | 3.6002 | 3.6829 | 3.0038 | 2.8736 | 2.6989 | 2.4424 | 2.5637 | 3.0999 | 3.3686 | 3.7438 | 3.8203 | 4.6858 | 5.1099 | 4.887 | 4.2772 | 3.8516 | 3.437
2024-05-31 | 3.412 | 3.2538 | 3.1988 | 3.1364 | 3.1565 | 3.5086 | 3.831 | 3.8997 | 3.804 | 2.991 | 3.2589 | 2.4173 | 2.4943 | 2.7973 | 3.2725 | 2.6063 | 3.095 | 3.9624 | 4.0776 | 4.4617 | 4.0181 | 3.8844 | 3.9031 | 3.7761
2024-06-01 | 3.4246 | 3.1619 | 2.9602 | 2.9213 | 2.9628 | 3.0387 | 2.9636 | 2.828 | 2.6119 | 2.2152 | 1.8844 | 1.399 | 1.5463 | 1.615 | 1.6634 | 1.9972 | 2.6954 | 3.3951 | 4.1327 | 4.6074 | 4.068 | 3.7982 | 3.6894 | 3.3931
2024-06-02 | 3.4907 | 3.2565 | 3.0255 | 2.966 | 2.8813 | 2.9944 | 2.9614 | 2.7606 | 2.6558 | 2.4279 | 2.1475 | 1.8683 | 1.9744 | 2.024 | 2.0007 | 2.4056 | 2.813 | 3.3051 | 4.3453 | 4.9315 | 4.7488 | 4.6516 | 3.9544 | 3.6956
2024-06-03 | 3.3598 | 3.1309 | 3.1379 | 3.1736 | 2.9489 | 3.1322 | 3.295 | 3.5474 | 3.2816 | 3.2102 | 2.9336 | 2.7263 | 2.6932 | 2.7419 | 2.8738 | 3.5264 | 4.3908 | 4.1792 | 4.4508 | 5.0883 | 4.9535 | 4.7171 | 4.1013 | 3.7982
2024-06-04 | 3.6111 | 3.1989 | 3.1104 | 3.2758 | 3.1506 | 3.3316 | 3.7416 | 4.0104 | 4.0179 | 3.5346 | 3.3755 | 3.3565 | 2.8695 | 2.9196 | 2.9784 | 3.7321 | 3.9784 | 4.1948 | 4.776 | 5.0508 | 4.8088 | 4.1979 | 3.9575 | 3.8017
2024-06-05 | 3.1864 | 3.1472 | 3.1171 | 3.0826 | 3.1682 | 3.5276 | 3.8551 | 3.7457 | 2.8535 | 2.5036 | 2.7627 | 2.7898 | 2.8074 | 2.7201 | 2.6215 | 2.7599 | 3.463 | 3.9343 | 4.5884 | 5.0471 | 4.852 | 4.5954 | 3.9851 | 3.7241
2024-06-06 | 3.5084 | 3.222 | 3.0877 | 3.1408 | 3.1205 | 3.1791 | 3.448 | 3.3117 | 3.1652 | 2.9396 | 2.6738 | 2.7756 | 2.4165 | 2.3952 | 2.827 | 3.1571 | 3.5639 | 3.9035 | 4.5111 | 4.7857 | 4.6089 | 4.0268 | 3.6398 | 3.2425
2024-06-07 | 3.1408 | 3.0551 | 2.9339 | 2.8916 | 2.8902 | 2.98 | 3.5042 | 3.764 | 3.448 | 3.1753 | 2.9615 | 2.7731 | 3.0693 | 3.1289 | 2.9348 | 3.1244 | 3.5762 | 4.0095 | 4.4106 | 4.6506 | 4.4612 | 3.9949 | 3.9134 | 3.5982
2024-06-08 | 3.5014 | 3.2596 | 3.0672 | 3.094 | 3.1115 | 2.9709 | 3.0062 | 2.9971 | 2.8198 | 2.4327 | 1.9338 | 1.9967 | 2.4371 | 2.1725 | 2.0662 | 2.3261 | 2.7278 | 3.3394 | 4.1642 | 4.4327 | 4.3437 | 4.2314 | 3.7023 | 3.4596
2024-06-09 | 3.354 | 3.3385 | 3.0677 | 3.014 | 2.9196 | 2.9011 | 2.9433 | 2.9872 | 2.778 | 2.4324 | 2.1102 | 2.0059 | 2.1172 | 2.2732 | 2.0669 | 2.2315 | 2.6348 | 3.1391 | 4.2561 | 4.9269 | 4.6752 | 4.1999 | 3.8874 | 3.5032
2024-06-10 | 3.4437 | 3.1292 | 2.9956 | 2.9644 | 2.9957 | 3.0413 | 3.123 | 3.284 | 3.0503 | 2.9128 | 2.7722 | 2.2344 | 1.9364 | 2.1187 | 2.3719 | 2.8744 | 2.8307 | 3.8468 | 4.4066 | 4.8788 | 4.7999 | 4.2172 | 3.7024 | 3.5456
2024-06-11 | 3.3587 | 3.0657 | 3.0329 | 3.2132 | 2.9677 | 3.0587 | 3.3328 | 3.5942 | 3.1316 | 3.0768 | 2.7708 | 2.4869 | 2.5004 | 2.6457 | 2.6311 | 3.1593 | 4.0543 | 4.4044 | 4.8409 | 5.0952 | 5.0707 | 4.5677 | 4.0849 | 3.6595
2024-06-12 | 3.3491 | 3.2394 | 3.3919 | 3.1197 | 3.0448 | 3.2609 | 3.9761 | 3.9638 | 3.419 | 3.18 | 3.0605 | 2.6101 | 2.6418 | 3.3258 | 3.3656 | 3.2387 | 3.8808 | 4.4486 | 4.7567 | 5.0901 | 5.0241 | 4.4976 | 4.1579 | 3.9823
2024-06-13 | 3.8242 | 3.608 | 3.2862 | 3.1881 | 3.0495 | 3.5477 | 3.5766 | 3.394 | 3.5201 | 3.2296 | 4.2193 | 3.9672 | 3.153 | 2.8674 | 3.2664 | 3.5752 | 3.9723 | 4.4565 | 4.7773 | 5.0938 | 4.9489 | 4.5885 | 3.8582 | 3.4668
2024-06-14 | 3.1944 | 3.1473 | 3.1986 | 3.0367 | 3.0436 | 3.1375 | 3.8699 | 3.9454 | 3.5093 | 3.0489 | 2.8966 | 2.5172 | 2.6756 | 2.9683 | 2.9075 | 3.1741 | 3.3392 | 3.9114 | 4.6465 | 4.8631 | 4.8532 | 4.5381 | 4.0706 | 3.9143
2024-06-15 | 3.5563 | 3.2084 | 3.0885 | 3.2096 | 3.0579 | 3.0302 | 3.0644 | 2.9884 | 2.77 | 2.558 | 2.4751 | 2.5217 | 2.3277 | 2.4548 | 2.5368 | 2.744 | 2.9093 | 3.7949 | 4.5026 | 4.5617 | 4.4222 | 4.1263 | 3.6267 | 3.3279
2024-06-16 | 3.2676 | 3.1176 | 2.9811 | 2.9468 | 3.0653 | 2.9713 | 2.8874 | 3.0492 | 2.826 | 2.5608 | 2.2828 | 2.0249 | 2.1121 | 2.1682 | 2.5341 | 2.6853 | 2.7479 | 3.0938 | 3.9681 | 4.4437 | 4.4841 | 3.8151 | 3.4934 | 3.2383
2024-06-17 | 3.2195 | 3.0227 | 2.872 | 2.8088 | 2.9504 | 3.1427 | 3.24 | 3.461 | 3.5486 | 3.0194 | 2.8219 | 2.7007 | 2.6933 | 2.7117 | 2.732 | 3.1883 | 3.8872 | 3.9758 | 4.5639 | 4.8879 | 5.0866 | 4.7898 | 4.4405 | 3.9601
2024-06-18 | 3.4579 | 3.1222 | 3.0959 | 3.0523 | 3.1105 | 3.2805 | 3.4984 | 3.7942 | 3.4153 | 3.1022 | 3.0227 | 2.8986 | 2.7664 | 2.6175 | 2.664 | 3.0946 | 3.2545 | 3.9281 | 4.7193 | 5.0534 | 5.0774 | 4.6245 | 4.7129 | 4.4328
2024-06-19 | 4.272 | 3.8186 | 3.5209 | 3.5056 | 3.6276 | 3.7574 | 3.2533 | 3.3308 | 3.5401 | 3.2113 | 2.7328 | 2.6961 | 2.4551 | 2.474 | 2.5463 | 2.6807 | 3.3351 | 4.4171 | 4.8018 | 5.0978 | 5.0228 | 4.7764 | 4.21 | 3.6742
2024-06-20 | 4.4387 | 4.4273 | 4.0126 | 3.8641 | 3.7105 | 4.2956 | 3.4924 | 3.4151 | 3.5129 | 3.0459 | 2.8318 | 2.7411 | 2.6314 | 2.5225 | 2.5831 | 3.1 | 3.3061 | 3.7358 | 4.5013 | 4.9049 | 4.8123 | 4.4727 | 4.4597 | 4.5817
2024-06-21 | 4.3706 | 3.7599 | 3.6258 | 3.672 | 3.9041 | 3.7512 | 3.4338 | 3.6665 | 3.5655 | 3.2461 | 3.1209 | 2.8016 | 2.7451 | 2.7337 | 2.8854 | 3.2838 | 3.1644 | 3.5444 | 4.1181 | 4.4716 | 4.4156 | 4.4051 | 4.0091 | 3.5766
2024-06-22 | 3.311 | 3.4441 | 3.3036 | 3.0764 | 2.9517 | 3.0529 | 3.0144 | 2.928 | 2.5682 | 2.2236 | 2.0004 | 1.6745 | 1.9105 | 1.897 | 1.7511 | 2.2012 | 2.7408 | 3.1728 | 3.7864 | 4.2925 | 4.2526 | 4.0879 | 4.184 | 4.1742
2024-06-23 | 4.2286 | 3.8921 | 3.5967 | 3.5 | 3.4718 | 3.6999 | 2.977 | 2.931 | 2.9175 | 2.5749 | 2.3214 | 2.4629 | 2.4032 | 2.3488 | 2.4827 | 2.263 | 2.6778 | 3.3449 | 4.152 | 4.7267 | 4.5939 | 4.0598 | 4.2856 | 4.4985
2024-06-24 | 3.6417 | 3.084 | 2.975 | 2.9636 | 2.9499 | 3.3823 | 3.3341 | 3.5793 | 3.7988 | 3.3038 | 2.905 | 2.9311 | 3.1045 | 2.6952 | 2.8728 | 2.9253 | 3.3343 | 4.3131 | 4.9523 | 5.0901 | 5.0142 | 4.6518 | 4.6941 | 4.7365
2024-06-25 | 4.3508 | 3.9131 | 3.9959 | 3.9874 | 3.7646 | 4.1025 | 3.8241 | 4.2535 | 3.9804 | 3.4131 | 3.074 | 3.0341 | 3.0256 | 2.9823 | 2.8786 | 2.9866 | 2.067 | 2.9705 | 3.5741 | 4.5865 | 5.0892 | 4.4767 | 4.0341 | 3.3558
2024-06-26 | 3.0774 | 2.9786 | 2.8991 | 2.8598 | 2.8703 | 3.0423 | 3.18 | 3.169 | 2.8024 | 2.5785 | 2.474 | 2.3603 | 2.2574 | 2.3006 | 2.4306 | 2.6997 | 3.6384 | 4.1987 | 4.9804 | 5.1079 | 5.0938 | 4.9091 | 4.7239 | 4.0847
2024-06-27 | 3.6632 | 3.3869 | 3.2764 | 3.2213 | 3.2716 | 3.4309 | 3.6002 | 4.2141 | 3.9345 | 3.6214 | 3.5147 | 3.5094 | 3.3105 | 3.0954 | 3.3203 | 3.8027 | 3.7142 | 4.1354 | 4.6478 | 5.022 | 4.8961 | 4.5831 | 4.383 | 3.713
2024-06-28 | 3.2364 | 3.1113 | 3.0281 | 3.044 | 3.1308 | 2.9808 | 3.0653 | 3.265 | 3.0542 | 2.7711 | 2.4062 | 2.5936 | 2.8248 | 2.628 | 2.9162 | 3.3272 | 3.5765 | 3.806 | 4.1905 | 4.633 | 4.6918 | 4.3674 | 4.1102 | 3.4767
2024-06-29 | 3.3736 | 3.3342 | 3.0192 | 2.9893 | 2.8876 | 2.9991 | 3.1848 | 2.8163 | 2.6515 | 2.488 | 2.276 | 1.9154 | 2.1374 | 2.3567 | 2.4437 | 2.3606 | 2.5737 | 3.4526 | 4.0656 | 4.2998 | 4.3695 | 4.0747 | 3.7841 | 3.3418
2024-06-30 | 3.3362 | 3.2351 | 3.0186 | 2.9825 | 2.914 | 3.0837 | 2.9059 | 2.8092 | 2.812 | 2.6762 | 2.5222 | 2.1022 | 2.2519 | 2.1882 | 2.4798 | 2.5961 | 2.827 | 3.2975 | 4.2353 | 4.4344 | 4.2454 | 3.9498 | 3.9602 | 3.3604
2024-07-01 | 2.9675 | 2.962 | 2.998 | 2.8112 | 2.8568 | 2.9796 | 3.29 | 3.3881 | 3.1947 | 2.9057 | 2.6642 | 2.563 | 2.4035 | 2.6581 | 2.9011 | 3.1999 | 3.7605 | 4.4684 | 4.7777 | 5.1496 | 4.9108 | 4.6391 | 3.895 | 3.4186
2024-07-02 | 3.3045 | 3.3001 | 3.1801 | 3.1144 | 3.0732 | 3.2865 | 3.3253 | 3.4104 | 3.5967 | 3.1754 | 2.645 | 2.3363 | 2.4707 | 2.5908 | 2.7023 | 2.8279 | 3.1934 | 3.8013 | 4.3367 | 4.7096 | 4.7098 | 5.2273 | 4.5734 | 4.1669
2024-07-03 | 3.869 | 4.0176 | 3.4816 | 3.475 | 3.3027 | 3.4009 | 3.482 | 3.1221 | 2.8655 | 2.5015 | 2.3324 | 2.1845 | 2.4098 | 2.1731 | 2.1255 | 2.4805 | 3.2812 | 3.8058 | 3.9696 | 4.2327 | 4.1762 | 4.6898 | 4.8135 | 4.3351
2024-07-04 | 4.1754 | 3.8157 | 3.4885 | 3.5088 | 3.5225 | 4.0299 | 3.7217 | 3.3197 | 3.2219 | 2.8708 | 2.688 | 2.572 | 2.6508 | 2.6173 | 3.0433 | 2.8594 | 3.396 | 4.1887 | 4.7751 | 5.0486 | 4.8937 | 4.8509 | 4.7145 | 4.3582
2024-07-05 | 4.2325 | 3.9949 | 3.6278 | 3.6715 | 3.7034 | 3.6258 | 3.8197 | 3.6842 | 3.5234 | 3.2582 | 2.6657 | 2.5668 | 2.4668 | 2.4391 | 2.6072 | 2.8052 | 3.2685 | 3.6485 | 3.6774 | 4.5095 | 4.4489 | 5.0229 | 4.7236 | 4.3589
2024-07-06 | 4.0699 | 3.7719 | 3.4037 | 3.3976 | 3.5673 | 3.4497 | 3.1452 | 3.0478 | 2.8605 | 2.6806 | 2.5758 | 2.4778 | 2.5885 | 2.5106 | 2.5151 | 2.691 | 2.9573 | 2.9993 | 3.734 | 4.0146 | 3.922 | 3.5406 | 3.2597 | 3.1107
2024-07-07 | 3.0502 | 3.0716 | 2.9015 | 2.8733 | 2.7522 | 2.9194 | 2.7738 | 2.5226 | 2.4247 | 2.1531 | 1.9214 | 2.095 | 1.7934 | 1.7405 | 2.0748 | 2.1321 | 2.4487 | 3.0362 | 3.7957 | 4.3906 | 3.9284 | 3.7381 | 3.5301 | 3.0721
2024-07-08 | 2.9552 | 2.9774 | 2.8969 | 2.8178 | 2.9489 | 3.0576 | 3.0382 | 3.1408 | 2.9583 | 2.677 | 2.3074 | 2.1362 | 2.1151 | 2.3449 | 2.5967 | 2.6214 | 3.0812 | 4.0552 | 4.651 | 4.9991 | 4.8307 | 4.9763 | 4.7582 | 4.7099
2024-07-09 | 4.2709 | 3.8997 | 3.331 | 3.309 | 3.2955 | 3.5061 | 4.1064 | 3.6012 | 3.3099 | 2.7543 | 2.8326 | 2.7659 | 2.3657 | 2.8639 | 3.1824 | 3.1064 | 3.192 | 4.0442 | 4.3452 | 4.8046 | 4.6091 | 5.1412 | 4.6004 | 4.1187
2024-07-10 | 3.7832 | 3.8235 | 3.6353 | 3.4594 | 3.3204 | 3.666 | 3.8133 | 3.252 | 2.9689 | 2.8081 | 2.6229 | 2.6272 | 2.5884 | 2.8098 | 2.8949 | 3.1806 | 3.0962 | 3.3965 | 4.0559 | 4.8843 | 4.7673 | 5.2074 | 4.9554 | 4.2454
2024-07-11 | 4.2432 | 4.0498 | 3.6354 | 3.5648 | 3.6981 | 3.902 | 3.8974 | 3.4172 | 3.3717 | 2.9944 | 2.82 | 2.8618 | 3.3566 | 3.0016 | 2.9562 | 2.9327 | 3.2267 | 3.9052 | 4.3716 | 4.8174 | 4.6017 | 4.9045 | 4.8062 | 4.2662
2024-07-12 | 4.0602 | 4.1738 | 3.7125 | 3.4723 | 3.2309 | 3.4524 | 3.5147 | 3.0425 | 3.1331 | 3.0269 | 2.9651 | 2.7122 | 2.546 | 2.4832 | 2.5625 | 2.8976 | 3.2874 | 3.5637 | 4.1268 | 4.6848 | 4.1379 | 4.7971 | 5.2264 | 4.4516
2024-07-13 | 4.068 | 4.019 | 3.642 | 3.4862 | 3.5594 | 3.605 | 3.3005 | 3.0109 | 2.8634 | 2.6922 | 2.4497 | 2.2151 | 2.1943 | 2.4221 | 2.5806 | 2.5068 | 2.9115 | 3.0636 | 3.4616 | 4.2201 | 4.355 | 4.8116 | 5.0555 | 4.5613
2024-07-14 | 3.3282 | 3.1015 | 3.2406 | 3.0458 | 2.8868 | 2.895 | 2.9934 | 2.9186 | 2.666 | 2.5737 | 2.436 | 1.6458 | 1.7841 | 1.913 | 2.2605 | 2.473 | 2.8758 | 3.4605 | 4.0709 | 4.5982 | 4.0747 | 3.5925 | 3.7535 | 3.4409
2024-07-15 | 3.2413 | 3.0026 | 2.9797 | 3.0938 | 3.0122 | 3.0678 | 3.2527 | 3.765 | 3.637 | 3.0628 | 2.6981 | 2.7376 | 2.6268 | 2.5159 | 2.6161 | 2.8751 | 3.0568 | 3.8686 | 4.6434 | 5.0719 | 4.9228 | 5.1813 | 4.9457 | 4.6344
2024-07-16 | 4.379 | 3.8335 | 3.9536 | 4.0729 | 3.5773 | 3.8385 | 4.081 | 3.8478 | 3.4831 | 3.3765 | 2.8159 | 2.7113 | 2.9001 | 2.9663 | 3.1003 | 3.011 | 3.6794 | 4.261 | 4.565 | 5.1032 | 4.8776 | 4.9776 | 4.8979 | 4.3916
2024-07-17 | 3.9363 | 4.1413 | 3.8683 | 3.7147 | 3.5464 | 3.9907 | 4.2648 | 3.3802 | 3.6347 | 3.0104 | 2.7607 | 2.7306 | 2.4859 | 2.5976 | 3.0521 | 3.2963 | 3.6622 | 4.1656 | 4.5994 | 5.0251 | 4.7423 | 4.6711 | 4.6319 | 4.3008
2024-07-18 | 4.3969 | 4.1703 | 3.7433 | 3.6543 | 3.7 | 3.6728 | 3.8875 | 3.3843 | 3.1987 | 2.8873 | 2.5137 | 2.5478 | 2.4768 | 2.3286 | 2.581 | 2.9688 | 3.1665 | 3.7078 | 4.2422 | 4.6568 | 4.673 | 4.7353 | 5.1849 | 4.6042
2024-07-19 | 3.8743 | 3.5813 | 3.7183 | 3.8849 | 3.4111 | 3.6482 | 4.2519 | 3.6085 | 3.2986 | 3.1597 | 2.8828 | 2.6577 | 2.5915 | 2.7333 | 2.8234 | 2.8078 | 3.4687 | 3.5126 | 3.4388 | 4.0677 | 4.1487 | 4.474 | 4.5494 | 4.5208
2024-07-20 | 3.9907 | 3.5556 | 3.7635 | 3.488 | 3.2461 | 3.5239 | 3.7419 | 3.075 | 2.7304 | 2.4572 | 1.9486 | 1.5884 | 1.5981 | 2.0329 | 2.3977 | 2.3636 | 2.7554 | 3.2293 | 3.5067 | 3.7116 | 4.0222 | 4.5509 | 4.4099 | 4.6099
2024-07-21 | 3.5651 | 3.244 | 3.0165 | 2.9497 | 2.7981 | 2.8471 | 3.0007 | 2.7799 | 2.5247 | 2.4088 | 2.1984 | 2.1856 | 2.1732 | 2.2974 | 2.563 | 2.8657 | 3.1835 | 3.6325 | 4.5147 | 4.8796 | 4.3805 | 4.3028 | 4.4709 | 4.089
2024-07-22 | 3.1922 | 2.9527 | 2.9918 | 3.0913 | 2.9847 | 3.067 | 3.176 | 3.3973 | 3.0456 | 2.761 | 2.8388 | 2.7135 | 2.6272 | 2.6866 | 2.6379 | 2.9512 | 3.9486 | 4.637 | 4.9604 | 5.2951 | 4.6951 | 5.0822 | 4.9874 | 5.0087
2024-07-23 | 4.6433 | 4.3564 | 3.9461 | 3.8438 | 3.6583 | 4.3095 | 4.4333 | 3.6675 | 4.017 | 3.6082 | 3.0492 | 2.6722 | 2.8478 | 2.8447 | 2.9598 | 3.3387 | 3.7804 | 4.1323 | 4.736 | 4.9365 | 4.5233 | 5.3028 | 5.2188 | 4.491
2024-07-24 | 3.5919 | 3.4461 | 3.7094 | 3.9317 | 3.4365 | 3.7811 | 4.3766 | 3.7448 | 3.2925 | 2.9581 | 2.6763 | 2.8207 | 3.2656 | 3.1798 | 3.0263 | 3.1112 | 3.3312 | 4.05 | 4.6074 | 5.0842 | 4.946 | 4.8781 | 4.7747 | 4.3516
2024-07-25 | 4.287 | 4.1158 | 3.736 | 3.8332 | 3.7717 | 3.8159 | 4.0531 | 3.8141 | 3.4349 | 3.0441 | 2.9278 | 2.9477 | 2.6901 | 2.5526 | 2.902 | 3.0629 | 3.4691 | 3.6281 | 4.5463 | 5.1216 | 5.0258 | 5.1736 | 5.0502 | 4.485
2024-07-26 | 4.3198 | 4.2544 | 3.7668 | 3.593 | 3.7914 | 4.0676 | 3.8836 | 3.5875 | 3.9404 | 3.15 | 2.9425 | 2.7011 | 2.5585 | 2.5001 | 2.6174 | 3.0431 | 3.2177 | 3.9093 | 4.5012 | 5.1351 | 4.8857 | 5.2966 | 5.3063 | 4.4072
2024-07-27 | 4.2257 | 4.4722 | 4.3214 | 3.8617 | 3.4491 | 3.8225 | 3.8336 | 3.045 | 2.8354 | 2.6797 | 2.3117 | 2.1841 | 2.3044 | 2.028 | 1.9926 | 2.3527 | 2.8326 | 3.2501 | 3.6283 | 4.3875 | 4.2182 | 4.6051 | 4.5018 | 4.5389
2024-07-28 | 4.2139 | 3.6969 | 3.4969 | 3.3845 | 3.0422 | 2.9586 | 3.0901 | 2.8653 | 2.485 | 2.3345 | 2.1907 | 1.9551 | 2.0338 | 2.1789 | 2.0118 | 2.3115 | 2.8626 | 3.3651 | 4.2379 | 4.9087 | 4.5424 | 3.69 | 3.3792 | 3.333
2024-07-29 | 3.2473 | 3.0883 | 3.197 | 3.9293 | 3.4848 | 3.5857 | 3.4282 | 3.6584 | 3.4682 | 3.4342 | 3.0816 | 2.7425 | 2.6253 | 2.9939 | 3.2139 | 3.6621 | 3.9069 | 4.754 | 5.0454 | 5.2959 | 5.2842 | 5.3027 | 5.1948 | 5.0327
2024-07-30 | 4.5856 | 4.2373 | 3.8685 | 3.9789 | 4.0378 | 4.0471 | 4.2272 | 3.7884 | 3.9389 | 3.4557 | 3.1695 | 2.8911 | 2.5873 | 2.6144 | 3.0281 | 3.3606 | 3.9489 | 4.2271 | 4.8625 | 5.3003 | 5.0261 | 5.2441 | 4.9231 | 4.6901
2024-07-31 | 4.6795 | 4.1164 | 3.9473 | 4.0727 | 3.9523 | 4.0699 | 4.353 | 4.0242 | 3.6909 | 2.886 | 2.9492 | 2.5706 | 2.433 | 2.3404 | 2.6956 | 2.982 | 3.3822 | 4.1589 | 4.7846 | 5.2779 | 5.0606 | 5.1852 | 5.0469 | 4.806
2024-08-01 | 4.9687 | 4.708 | 4.0646 | 3.8731 | 3.9205 | 4.497 | 4.7397 | 4.5626 | 4.3853 | 3.7213 | 3.5865 | 3.2301 | 2.8663 | 2.7568 | 2.9616 | 3.3652 | 3.5549 | 3.8088 | 4.7707 | 5.1817 | 4.6289 | 5.1391 | 4.8121 | 4.5203
2024-08-02 | 4.4261 | 4.439 | 3.8866 | 3.5659 | 3.5603 | 3.6203 | 3.7074 | 3.3924 | 3.2756 | 2.9647 | 2.5946 | 2.4776 | 2.6727 | 2.6653 | 2.9866 | 3.3913 | 3.6905 | 3.7953 | 4.0252 | 4.4864 | 3.816 | 4.2678 | 4.6606 | 4.5509
2024-08-03 | 4.0463 | 3.4265 | 3.118 | 3.1466 | 2.997 | 2.9974 | 3.0105 | 3.1879 | 2.9965 | 2.3929 | 2.3722 | 2.2773 | 2.1656 | 2.3636 | 2.2265 | 2.6395 | 3.1619 | 3.6212 | 4.2749 | 4.8286 | 4.4701 | 4.3235 | 4.7763 | 4.5883
2024-08-04 | 4.0453 | 3.3211 | 3.208 | 3.1788 | 2.8685 | 2.9443 | 3.0009 | 3.0639 | 2.8526 | 2.4764 | 2.3096 | 2.2781 | 2.1414 | 2.2448 | 2.198 | 2.3833 | 2.8163 | 3.4974 | 4.1818 | 5.1638 | 4.9102 | 4.1663 | 3.4339 | 3.2062
2024-08-05 | 3.1478 | 3.1517 | 2.9999 | 3.0471 | 3.4132 | 3.9308 | 3.6487 | 3.3615 | 3.4502 | 3.1459 | 3.2314 | 2.8084 | 2.8571 | 2.6546 | 2.6237 | 2.9177 | 3.6881 | 4.3432 | 4.6937 | 5.3116 | 4.7647 | 4.9361 | 4.8273 | 4.7491
2024-08-06 | 4.3071 | 4.1905 | 3.7749 | 3.9189 | 3.8657 | 3.9601 | 4.1293 | 3.8061 | 3.6267 | 3.1791 | 2.8503 | 3.0386 | 2.8244 | 2.7255 | 3.0309 | 3.2463 | 3.6439 | 3.9978 | 4.938 | 5.4505 | 4.9517 | 5.3946 | 5.3776 | 4.3559
2024-08-07 | 3.8368 | 4.1618 | 3.8575 | 3.587 | 3.5237 | 4.1133 | 4.2239 | 3.5332 | 3.64 | 3.1378 | 3.0497 | 2.8782 | 2.8296 | 2.768 | 3.0082 | 3.3587 | 4.273 | 4.1318 | 4.9347 | 5.4827 | 5.1439 | 5.3783 | 5.3638 | 4.9334
2024-08-08 | 4.3744 | 4.2336 | 4.1243 | 4.455 | 4.2254 | 4.1335 | 4.4225 | 4.0646 | 3.8772 | 3.4533 | 3.2611 | 3.1512 | 3.5128 | 3.9486 | 4.2763 | 3.9348 | 4.8498 | 5.0219 | 5.4214 | 5.4707 | 4.9278 | 5.1276 | 5.2943 | 4.1593
2024-08-09 | 3.81 | 4.1563 | 3.8919 | 3.959 | 3.8089 | 4.6147 | 4.6492 | 3.9042 | 3.6862 | 3.1962 | 3.0734 | 3.1982 | 2.7349 | 2.7272 | 2.9141 | 3.0579 | 3.2257 | 4.1871 | 4.8959 | 5.1177 | 4.8227 | 5.0503 | 4.8629 | 4.5979
2024-08-10 | 4.3402 | 4.1948 | 3.6981 | 3.7707 | 3.3729 | 3.1204 | 3.1846 | 3.0743 | 2.9508 | 2.6098 | 2.2287 | 2.116 | 2.2877 | 2.3412 | 2.4485 | 2.8261 | 3.355 | 3.9156 | 4.5526 | 5.464 | 5.1336 | 5.3081 | 4.7991 | 4.4914
2024-08-11 | 3.8143 | 3.2777 | 3.1958 | 3.2802 | 3.1485 | 3.0604 | 3.0483 | 2.954 | 2.8868 | 2.441 | 2.1358 | 2.2729 | 2.1582 | 2.1703 | 2.2863 | 2.4379 | 2.8597 | 3.731 | 4.4556 | 5.1217 | 4.9351 | 3.9289 | 3.6403 | 3.5327
2024-08-12 | 3.2339 | 3.4116 | 3.487 | 3.5243 | 3.0698 | 3.2027 | 3.4895 | 3.7496 | 3.5314 | 2.9909 | 3.0876 | 3.051 | 2.9222 | 3.0255 | 3.0733 | 3.7612 | 4.1945 | 4.6789 | 5.3079 | 5.4762 | 5.1957 | 5.122 | 4.9843 | 4.5797
2024-08-13 | 4.6953 | 4.2527 | 3.894 | 4.0598 | 4.0012 | 4.1614 | 4.7173 | 3.9321 | 3.8931 | 3.2878 | 2.8762 | 3.0822 | 3.2458 | 3.1697 | 3.0844 | 3.378 | 3.9568 | 4.3194 | 5.0194 | 5.4697 | 4.996 | 4.8909 | 5.0635 | 4.7773
2024-08-14 | 3.9324 | 3.922 | 4.0855 | 3.7625 | 3.7739 | 4.4757 | 4.3986 | 3.7599 | 3.7343 | 3.127 | 2.6833 | 2.4631 | 2.6381 | 2.6363 | 2.6498 | 3.1329 | 3.9005 | 4.6704 | 5.2361 | 5.4636 | 5.3175 | 5.4263 | 4.99 | 4.4709
2024-08-15 | 4.3596 | 4.4055 | 3.9485 | 3.7901 | 3.9818 | 4.0258 | 3.7934 | 3.7242 | 3.7293 | 3.3718 | 3.258 | 3.6721 | 3.5539 | 3.0196 | 2.9853 | 3.4329 | 3.96 | 4.6629 | 5.2469 | 5.3219 | 4.8004 | 5.4002 | 5.5163 | 5.3469
2024-08-16 | 4.6187 | 4.5677 | 4.804 | 4.4256 | 4.1756 | 4.691 | 4.2275 | 3.2936 | 3.0977 | 2.8149 | 2.783 | 2.7365 | 2.579 | 2.7269 | 2.7549 | 2.9782 | 4.0583 | 4.9202 | 5.2729 | 5.4636 | 5.2251 | 5.4884 | 5.4239 | 5.1233
2024-08-17 | 5.0651 | 4.6591 | 4.2786 | 3.8549 | 3.7766 | 4.259 | 3.8165 | 3.1861 | 3.1158 | 2.9343 | 2.6207 | 2.5167 | 2.7127 | 2.7871 | 2.6645 | 3.102 | 3.4639 | 4.0419 | 4.6713 | 4.5703 | 4.4858 | 5.1797 | 5.1058 | 4.4057
2024-08-18 | 3.9425 | 3.4866 | 3.5126 | 3.4687 | 3.1352 | 3.0307 | 2.9339 | 3.0623 | 2.9377 | 2.654 | 2.2589 | 2.1874 | 2.2318 | 2.4745 | 2.5714 | 2.6666 | 3.2484 | 4.021 | 4.7844 | 5.4597 | 5.1875 | 4.8888 | 4.69 | 4.2974
2024-08-19 | 4.1121 | 3.9704 | 3.2663 | 3.1754 | 3.2444 | 3.7269 | 3.7436 | 3.7415 | 3.798 | 3.5785 | 3.464 | 3.0431 | 3.1387 | 3.1655 | 3.191 | 3.5595 | 4.2085 | 4.6909 | 5.1855 | 5.2885 | 5.0331 | 5.4327 | 5.0354 | 4.8328
2024-08-20 | 4.7634 | 4.3207 | 4.1324 | 4.4957 | 3.8164 | 4.293 | 4.9417 | 4.4511 | 4.2877 | 3.1471 | 2.8906 | 2.9188 | 3.0758 | 3.2177 | 3.2452 | 3.3965 | 3.8704 | 4.5128 | 4.8796 | 5.4608 | 4.8005 | 4.9115 | 5.0017 | 4.5583
2024-08-21 | 4.3343 | 4.185 | 3.7474 | 3.7089 | 3.789 | 4.2593 | 4.7852 | 4.1642 | 3.2951 | 3.1416 | 2.855 | 2.6913 | 2.6507 | 2.9287 | 3.2568 | 3.1431 | 4.002 | 4.7499 | 4.4671 | 4.8599 | 4.8497 | 5.0963 | 4.9764 | 4.6772
2024-08-22 | 4.6141 | 3.9304 | 3.9979 | 4.3247 | 4.0329 | 4.0316 | 4.4903 | 4.3618 | 3.6418 | 3.644 | 3.5439 | 4.2253 | 4.0701 | 3.4792 | 3.7795 | 3.8747 | 4.2572 | 4.0295 | 4.2787 | 4.3922 | 3.7164 | 3.5397 | 3.3994 | 3.2263
2024-08-23 | 2.8744 | 2.8233 | 2.943 | 2.8161 | 2.8302 | 2.7477 | 2.3407 | 2.7729 | 3.2043 | 2.9671 | 2.8192 | 2.8448 | 2.6738 | 2.3079 | 2.4592 | 3.0241 | 3.7146 | 4.1982 | 4.1412 | 3.7481 | 3.4945 | 3.3923 | 3.5819 | 3.2426
2024-08-24 | 3.0566 | 2.8536 | 2.764 | 2.8691 | 2.705 | 2.8142 | 2.8562 | 2.9507 | 2.7561 | 2.315 | 2.5799 | 2.6836 | 2.3211 | 2.7961 | 2.6587 | 2.6626 | 3.2922 | 3.9768 | 4.0513 | 4.0394 | 3.4905 | 3.3214 | 3.4183 | 3.3733
2024-08-25 | 3.1067 | 2.9634 | 2.9242 | 2.9235 | 3.1562 | 3.1011 | 3.1016 | 2.8756 | 2.9661 | 2.6586 | 2.3725 | 2.0167 | 2.1573 | 2.2498 | 2.5282 | 2.8957 | 3.0156 | 3.7194 | 4.5193 | 4.6644 | 4.175 | 3.5266 | 3.4051 | 3.1873
2024-08-26 | 3.2005 | 3.0487 | 2.9215 | 2.8721 | 2.9475 | 3.224 | 3.2536 | 3.1936 | 3.4293 | 3.1008 | 2.9859 | 3.4561 | 3.2102 | 2.8617 | 3.2902 | 3.5428 | 3.7939 | 4.0834 | 5.2144 | 5.4812 | 4.9747 | 5.052 | 5.2165 | 4.2622
2024-08-27 | 3.8524 | 3.8307 | 3.9176 | 4.1378 | 3.6104 | 3.9545 | 4.4266 | 3.7164 | 3.7608 | 3.0835 | 2.9546 | 2.9649 | 2.8139 | 3.057 | 3.3528 | 3.4435 | 3.8726 | 4.5586 | 5.2799 | 5.4758 | 5.1381 | 5.4908 | 5.0816 | 4.2936
2024-08-28 | 4.3957 | 3.803 | 3.5533 | 3.485 | 3.6452 | 3.7459 | 3.9554 | 3.4175 | 3.3604 | 2.8986 | 2.7278 | 2.475 | 2.5707 | 2.6535 | 2.7878 | 3.025 | 3.6531 | 3.9253 | 4.7666 | 5.3422 | 4.8358 | 4.6581 | 4.4806 | 4.3063
2024-08-29 | 3.6555 | 3.6576 | 3.6377 | 3.6116 | 3.5325 | 4.2546 | 4.251 | 3.4129 | 3.1468 | 2.8815 | 2.5662 | 2.6598 | 2.8471 | 2.6644 | 2.7514 | 2.9185 | 3.3869 | 3.6557 | 4.785 | 5.2925 | 4.588 | 4.48 | 4.5222 | 4.5916
2024-08-30 | 3.792 | 3.5845 | 3.6279 | 3.7508 | 3.5159 | 3.5658 | 3.6919 | 3.1042 | 3.0486 | 2.9001 | 2.8234 | 2.4656 | 2.5774 | 2.9271 | 2.8156 | 2.8328 | 3.0044 | 3.5547 | 4.2892 | 4.5514 | 3.826 | 4.467 | 4.6185 | 3.809
2024-08-31 | 3.5744 | 3.5196 | 3.5404 | 3.2413 | 3.25 | 2.982 | 3.1573 | 2.8756 | 2.4885 | 2.3497 | 2.005 | 1.759 | 1.9405 | 2.2189 | 2.2535 | 2.5692 | 3.1187 | 3.8382 | 4.0291 | 3.9859 | 3.9807 | 3.7052 | 3.6567 | 3.5918
2024-09-01 | 3.4248 | 3.223 | 3.1682 | 3.2051 | 3.0694 | 2.8479 | 2.8288 | 2.7215 | 2.7215 | 2.4285 | 2.2173 | 1.8751 | 1.6708 | 1.7777 | 2.111 | 2.5446 | 2.9988 | 3.5908 | 4.2967 | 4.6278 | 4.1483 | 4.287 | 4.1678 | 3.8462
2024-09-02 | 3.8181 | 3.554 | 2.9811 | 2.9605 | 3.2128 | 3.1437 | 3.1023 | 3.314 | 3.145 | 2.7414 | 2.7691 | 2.6113 | 2.606 | 2.6828 | 2.8824 | 3.4605 | 3.7132 | 4.3726 | 4.9594 | 5.114 | 4.7429 | 4.2113 | 3.8702 | 3.6592
2024-09-03 | 3.6887 | 3.4313 | 3.2754 | 3.5295 | 3.4284 | 3.3995 | 3.8739 | 3.8061 | 3.7693 | 3.3153 | 2.8339 | 2.751 | 3.0741 | 2.8948 | 3.003 | 3.6051 | 4.4737 | 5.1393 | 5.5192 | 5.5777 | 5.164 | 5.2772 | 4.9614 | 4.9337
2024-09-04 | 4.5646 | 4.0149 | 4.0309 | 4.2371 | 4.0478 | 4.2194 | 4.4877 | 4.1607 | 3.7781 | 3.333 | 2.9665 | 2.7047 | 2.723 | 3.14 | 3.238 | 3.0747 | 4.0182 | 4.677 | 5.1745 | 5.4687 | 4.9943 | 4.9468 | 4.7974 | 4.6985
2024-09-05 | 4.5182 | 4.071 | 4.0601 | 4.2894 | 3.7961 | 3.8731 | 4.1827 | 3.7876 | 3.494 | 3.1382 | 2.8082 | 2.7245 | 2.7158 | 3.0199 | 3.4022 | 3.3148 | 4.1171 | 4.7957 | 5.2696 | 5.522 | 5.1262 | 5.2112 | 5.1062 | 4.4543
2024-09-06 | 4.3103 | 4.386 | 4.1051 | 4.0795 | 4.1677 | 4.8192 | 4.7968 | 4.0273 | 4.0143 | 3.273 | 2.7387 | 2.5649 | 2.7418 | 2.6371 | 2.6649 | 3.0472 | 3.7077 | 4.0788 | 4.7575 | 5.1162 | 4.4546 | 4.827 | 5.1459 | 4.6352
2024-09-07 | 4.1088 | 3.8967 | 4.0402 | 3.6416 | 3.4186 | 3.4353 | 3.3026 | 3.1243 | 2.8187 | 2.4399 | 2.2018 | 2.0196 | 2.2836 | 2.1853 | 2.4228 | 2.8284 | 3.3793 | 4.038 | 4.6457 | 4.5364 | 4.5257 | 4.5952 | 4.8412 | 4.1771
2024-09-08 | 3.9647 | 3.752 | 3.3388 | 3.1061 | 2.9116 | 3.0384 | 3.206 | 2.775 | 2.5607 | 2.3774 | 2.0751 | 1.8757 | 2.1209 | 2.2567 | 2.3641 | 2.5968 | 3.0469 | 3.8505 | 4.6864 | 5.0907 | 4.6226 | 4.2082 | 3.6848 | 3.4476
2024-09-09 | 3.389 | 3.2149 | 3.0271 | 3.045 | 3.2291 | 3.2445 | 3.746 | 3.9916 | 3.6165 | 3.2256 | 3.0035 | 2.8199 | 2.8111 | 2.9977 | 3.4174 | 3.8626 | 4.1067 | 4.6523 | 5.3058 | 5.558 | 5.2153 | 5.1731 | 4.987 | 4.6138
2024-09-10 | 4.3248 | 4.3726 | 4.343 | 4.0624 | 4.0019 | 4.5606 | 5.0344 | 4.1247 | 3.7975 | 3.2779 | 2.996 | 3.0117 | 3.3308 | 3.1411 | 2.9147 | 3.5248 | 3.948 | 4.3803 | 5.0348 | 4.8793 | 4.228 | 4.1047 | 3.6848 | 3.4055
2024-09-11 | 3.232 | 3.1896 | 3.3338 | 3.1364 | 3.0894 | 3.1814 | 3.2274 | 3.3912 | 3.1206 | 2.8028 | 2.2988 | 2.425 | 2.0785 | 2.2386 | 2.4152 | 2.5568 | 2.8011 | 3.0172 | 3.3419 | 3.2823 | 2.9482 | 2.8502 | 3.0339 | 2.7629
2024-09-12 | 2.593 | 2.5279 | 2.4793 | 2.4835 | 2.617 | 2.7011 | 2.761 | 2.8554 | 2.915 | 2.5961 | 2.4229 | 2.2419 | 2.1646 | 2.3115 | 2.6822 | 3.0342 | 3.1126 | 3.439 | 4.0875 | 3.5798 | 3.32 | 4.0637 | 4.3804 | 4.5275
2024-09-13 | 3.9917 | 3.8228 | 3.7541 | 3.9202 | 4.0826 | 4.1133 | 4.5808 | 4.0686 | 3.4174 | 2.8897 | 2.5029 | 2.3486 | 2.4003 | 2.5171 | 2.8637 | 3.2061 | 3.5464 | 4.3128 | 4.8872 | 4.6331 | 4.2198 | 4.8811 | 4.6981 | 4.3272
2024-09-14 | 3.9938 | 4.1535 | 3.7932 | 3.7507 | 4.0035 | 3.8891 | 3.8057 | 3.1443 | 2.8579 | 2.3191 | 1.8018 | 1.9208 | 1.9947 | 1.87 | 2.0863 | 2.6297 | 2.9658 | 3.602 | 4.4764 | 4.7893 | 4.1001 | 4.3838 | 4.7112 | 4.1374
2024-09-15 | 3.7808 | 3.919 | 3.685 | 3.4627 | 3.4623 | 3.7698 | 3.6959 | 2.9568 | 2.5443 | 2.5873 | 1.951 | 1.4319 | 1.64 | 1.9418 | 1.7883 | 2.1751 | 2.9101 | 3.6955 | 4.2792 | 4.3762 | 3.905 | 4.4044 | 4.3909 | 3.554
2024-09-16 | 2.9947 | 2.9063 | 2.9541 | 3.0496 | 2.9924 | 3.3017 | 3.7049 | 3.7218 | 3.0013 | 2.4812 | 2.3966 | 2.141 | 2.495 | 2.8848 | 2.756 | 2.9839 | 3.5514 | 4.2325 | 4.9675 | 5.1078 | 4.7061 | 4.9589 | 4.5894 | 4.1939
2024-09-17 | 3.9315 | 3.9785 | 3.9901 | 3.5572 | 3.1964 | 3.2179 | 3.7362 | 3.3869 | 3.0614 | 2.7892 | 2.5517 | 2.3618 | 2.2205 | 2.4031 | 2.3626 | 2.855 | 3.684 | 4.3595 | 4.9813 | 5.3729 | 4.6557 | 4.6458 | 4.644 | 4.5159
2024-09-18 | 3.7479 | 3.2893 | 3.2859 | 3.3157 | 3.0148 | 3.1252 | 3.5598 | 3.7238 | 3.5177 | 3.1022 | 2.6676 | 2.4727 | 2.589 | 2.6212 | 3.1452 | 3.7431 | 4.0755 | 4.5538 | 5.3934 | 5.559 | 5.1552 | 5.2218 | 4.7591 | 4.3046
2024-09-19 | 4.3446 | 4.2313 | 4.1654 | 3.91 | 4.0814 | 4.1181 | 3.8261 | 3.5917 | 3.3753 | 2.9279 | 2.6325 | 2.7371 | 2.925 | 2.8972 | 3.3178 | 3.9962 | 3.9682 | 4.5459 | 5.4253 | 5.5307 | 4.912 | 5.1011 | 5.3635 | 4.9766
2024-09-20 | 4.0353 | 3.4957 | 3.6709 | 3.434 | 3.4006 | 3.7942 | 4.4413 | 3.7476 | 3.31 | 3.015 | 2.6151 | 2.5539 | 2.8169 | 2.9937 | 3.0877 | 3.5497 | 4.4071 | 4.8063 | 4.4152 | 4.2346 | 4.0186 | 4.7492 | 5.1593 | 4.9069
2024-09-21 | 4.2123 | 4.1836 | 3.6821 | 3.246 | 3.134 | 3.2634 | 3.5834 | 3.149 | 2.9122 | 2.63 | 2.3867 | 2.0319 | 1.9437 | 2.1833 | 2.3737 | 2.671 | 3.418 | 4.2055 | 4.4406 | 4.7695 | 4.4594 | 4.0318 | 3.7497 | 3.6351
2024-09-22 | 3.4996 | 3.2186 | 3.2889 | 3.442 | 3.1624 | 3.1872 | 3.2197 | 2.8242 | 2.5435 | 2.3069 | 2.1142 | 2.0413 | 2.1371 | 2.4012 | 2.4834 | 2.5726 | 3.2175 | 4.0693 | 4.7705 | 5.1353 | 4.7159 | 4.5472 | 4.7634 | 4.5518
2024-09-23 | 4.277 | 4.1406 | 3.7232 | 3.6718 | 3.8263 | 4.2452 | 4.4024 | 3.4842 | 3.3804 | 3.0923 | 2.6923 | 2.7384 | 2.8667 | 2.7121 | 2.8353 | 3.4815 | 4.2508 | 5.1228 | 5.5925 | 5.5711 | 4.8874 | 5.026 | 4.9878 | 4.9214
2024-09-24 | 4.4348 | 4.2386 | 3.9588 | 3.9968 | 4.1326 | 4.1046 | 4.4054 | 3.8229 | 3.7295 | 3.0085 | 2.5048 | 2.9569 | 2.8778 | 2.9717 | 3.0526 | 3.5136 | 4.2063 | 5.0771 | 5.5094 | 5.5751 | 4.9629 | 3.8459 | 3.688 | 3.8561
2024-09-25 | 4.1024 | 3.7769 | 3.7445 | 3.6354 | 3.4938 | 3.8668 | 4.9072 | 4.9782 | 4.2785 | 3.8086 | 3.4554 | 3.5747 | 3.3894 | 3.0012 | 3.4731 | 3.873 | 4.6458 | 4.882 | 5.4509 | 5.5886 | 5.1896 | 4.8604 | 4.4464 | 4.1053
2024-09-26 | 3.8486 | 3.7468 | 3.6867 | 3.6541 | 3.6646 | 4.1775 | 4.6851 | 4.5953 | 4.8758 | 4.6256 | 4.471 | 3.2409 | 3.7494 | 3.9245 | 4.1781 | 4.6725 | 4.4801 | 5.067 | 4.8975 | 4.1775 | 3.8937 | 3.9581 | 3.9721 | 3.6038
2024-09-27 | 3.3929 | 3.2735 | 3.4355 | 3.3915 | 3.0561 | 3.1066 | 3.3565 | 3.1702 | 2.9005 | 2.5491 | 2.4489 | 2.9741 | 2.7328 | 2.9471 | 2.936 | 3.1791 | 4.0794 | 4.631 | 4.8465 | 5.1292 | 4.6308 | 4.7383 | 4.6374 | 4.3048
2024-09-28 | 4.2935 | 3.5828 | 3.4817 | 3.325 | 3.217 | 3.3118 | 3.2945 | 3.1139 | 2.665 | 2.3964 | 2.1946 | 2.2158 | 2.3128 | 2.3126 | 2.3799 | 2.8216 | 3.4943 | 3.9209 | 4.8154 | 4.9716 | 4.3489 | 4.0008 | 3.8499 | 3.7072
2024-09-29 | 3.6258 | 4.137 | 3.911 | 3.824 | 3.354 | 3.1141 | 3.1061 | 2.8933 | 2.6209 | 2.3244 | 2.2376 | 2.0581 | 2.2252 | 2.4509 | 2.4419 | 2.8256 | 3.4226 | 4.2637 | 5.11 | 5.2507 | 4.6321 | 4.0957 | 3.8115 | 3.4767
2024-09-30 | 3.2283 | 3.298 | 3.2638 | 3.0595 | 3.0955 | 3.3049 | 3.5813 | 3.3248 | 2.9275 | 2.5246 | 2.4853 | 2.5061 | 2.7169 | 2.9647 | 3.2153 | 3.6361 | 4.2511 | 4.7558 | 5.3402 | 5.2486 | 4.6138 | 4.8159 | 4.8026 | 4.6277
2024-10-01 | 3.8181 | 3.4029 | 3.2058 | 3.1241 | 2.9713 | 3.1178 | 3.4961 | 3.2278 | 2.8619 | 2.4768 | 2.2368 | 2.3417 | 2.5481 | 2.718 | 2.8389 | 3.179 | 3.6902 | 4.6332 | 5.5223 | 5.3742 | 4.5396 | 3.9421 | 3.9779 | 3.7459
2024-10-02 | 3.2566 | 3.1357 | 3.246 | 3.1248 | 2.9983 | 3.1418 | 3.4152 | 3.1838 | 2.8621 | 2.511 | 2.4961 | 2.601 | 2.8455 | 3.5388 | 4.2223 | 4.2695 | 4.3416 | 5.0494 | 5.5462 | 5.5261 | 4.9848 | 5.1769 | 4.8516 | 4.3579
2024-10-03 | 4.3134 | 4.2504 | 3.7981 | 3.6761 | 3.3535 | 3.5625 | 3.9186 | 3.2406 | 2.9133 | 2.5972 | 2.5442 | 2.6611 | 2.8711 | 3.03 | 3.6929 | 4.2934 | 4.7067 | 5.2318 | 5.5432 | 5.4054 | 4.6107 | 5.0484 | 5.3801 | 4.7549
2024-10-04 | 4.157 | 3.7116 | 3.4445 | 3.392 | 3.2568 | 3.4087 | 3.6789 | 3.1419 | 3.0035 | 2.8289 | 2.5746 | 2.4994 | 2.6091 | 2.9034 | 3.5413 | 4.2774 | 4.5244 | 4.4931 | 4.9049 | 4.9032 | 4.4367 | 5.2319 | 5.1796 | 4.9584
2024-10-05 | 4.2312 | 3.8841 | 4.1822 | 4.0153 | 3.4328 | 3.1874 | 3.5482 | 3.1592 | 2.7973 | 2.3864 | 2.1402 | 2.2721 | 2.2705 | 2.198 | 2.5047 | 2.8346 | 3.787 | 4.4635 | 5.2865 | 5.1931 | 4.5803 | 4.1168 | 3.8974 | 3.589
2024-10-06 | 3.4428 | 3.1681 | 3.1199 | 3.097 | 3.0862 | 3.1054 | 3.0382 | 2.8447 | 2.528 | 2.2539 | 2.2912 | 2.3459 | 2.2831 | 2.653 | 2.7543 | 2.7851 | 3.3918 | 4.1101 | 5.191 | 4.9794 | 4.3598 | 4.6231 | 4.1099 | 3.7669
2024-10-07 | 3.6493 | 3.1617 | 3.0017 | 2.9711 | 2.9753 | 3.1845 | 3.3796 | 3.1506 | 3.071 | 2.8394 | 2.7239 | 2.5754 | 2.6707 | 2.7705 | 3.0833 | 3.1385 | 3.7539 | 4.9786 | 5.5286 | 5.4323 | 4.46 | 4.0101 | 4.1223 | 3.622
2024-10-08 | 3.5095 | 4.1676 | 4.1662 | 3.8473 | 3.6729 | 4.0701 | 3.55 | 3.5138 | 3.262 | 2.7329 | 2.5014 | 2.5487 | 2.5526 | 2.6236 | 2.8076 | 3.3002 | 4.3009 | 5.0153 | 5.3307 | 5.0296 | 4.7952 | 4.9623 | 4.4393 | 3.8859
2024-10-09 | 3.859 | 4.0057 | 3.903 | 3.9418 | 3.4256 | 3.3196 | 3.5197 | 3.4804 | 3.1164 | 2.7754 | 2.6471 | 2.6028 | 2.7844 | 3.3335 | 3.1846 | 3.4807 | 4.1599 | 5.0856 | 5.509 | 5.177 | 4.2632 | 4.7207 | 4.5964 | 4.328
2024-10-10 | 4.2014 | 3.6249 | 3.5909 | 3.9191 | 3.5435 | 3.8066 | 4.1188 | 3.4054 | 3.3033 | 2.8352 | 2.5905 | 2.6938 | 2.7267 | 2.9619 | 3.207 | 3.7058 | 4.5254 | 5.0223 | 5.119 | 4.9417 | 4.643 | 4.8153 | 4.7669 | 4.4301
2024-10-11 | 4.3654 | 4.2568 | 3.6718 | 3.7604 | 3.8528 | 4.1601 | 4.1092 | 3.2507 | 3.0191 | 2.6777 | 2.6528 | 2.6799 | 2.8381 | 3.1545 | 4.06 | 4.7056 | 4.6917 | 4.8455 | 5.33 | 4.6713 | 3.9874 | 4.7971 | 4.9713 | 4.0979
2024-10-12 | 3.9617 | 4.031 | 3.6018 | 3.4167 | 3.3503 | 3.5774 | 3.5657 | 3.1873 | 3.2595 | 3.0523 | 2.7346 | 2.6069 | 2.0394 | 2.0869 | 2.5528 | 2.6889 | 3.3075 | 4.1908 | 5.0177 | 4.7174 | 3.7229 | 3.9688 | 3.5794 | 3.1731
2024-10-13 | 3.0937 | 3.1688 | 3.1457 | 3.0029 | 2.8269 | 2.8901 | 2.8919 | 2.6252 | 2.3839 | 1.9633 | 1.6412 | 1.6498 | 1.8751 | 2.2891 | 2.4134 | 2.6782 | 3.2278 | 4.3036 | 5.0153 | 4.6851 | 4.3019 | 4.2799 | 3.8359 | 3.5158
2024-10-14 | 3.3222 | 3.0275 | 2.8562 | 2.8335 | 2.8738 | 3.1303 | 3.4705 | 3.3089 | 3.2844 | 3.5939 | 3.4664 | 3.1349 | 2.5737 | 2.8407 | 3.4538 | 3.8733 | 4.3933 | 4.8019 | 5.0941 | 4.5873 | 4.0116 | 4.8239 | 4.4987 | 4.0915
2024-10-15 | 3.701 | 3.5405 | 3.535 | 3.8382 | 3.7005 | 3.7769 | 3.7816 | 3.2836 | 3.3549 | 2.8357 | 2.5909 | 2.3553 | 2.5278 | 2.6505 | 2.8163 | 3.2463 | 4.1866 | 4.9417 | 5.1639 | 4.9555 | 4.5757 | 4.4819 | 4.2607 | 3.874
2024-10-16 | 3.9211 | 3.7481 | 3.5054 | 3.5871 | 3.6746 | 3.7454 | 4.1584 | 3.612 | 3.1981 | 2.6764 | 2.8611 | 2.6726 | 2.583 | 2.6972 | 3.2465 | 3.9506 | 4.3023 | 4.5339 | 5.3835 | 5.0891 | 4.6006 | 5.1834 | 4.9488 | 4.1848
2024-10-17 | 4.234 | 4.2673 | 4.0555 | 3.4826 | 3.0424 | 3.1779 | 3.5239 | 3.3702 | 3.2789 | 2.9849 | 2.9394 | 2.7348 | 2.9289 | 3.2412 | 3.5387 | 3.8066 | 4.2679 | 4.6038 | 5.4249 | 5.0802 | 3.9746 | 4.2237 | 4.5874 | 3.9597
2024-10-18 | 3.5972 | 3.664 | 3.7701 | 3.5288 | 3.0857 | 3.0985 | 3.677 | 3.677 | 3.4724 | 2.8915 | 2.4245 | 2.3913 | 2.6838 | 3.0511 | 3.2745 | 3.685 | 4.1197 | 4.5423 | 4.8466 | 4.4876 | 3.8215 | 3.5998 | 3.6055 | 3.4464
2024-10-19 | 3.3873 | 3.1039 | 3.0534 | 3.2304 | 3.0347 | 3.1097 | 3.3308 | 3.2999 | 3.2923 | 2.7671 | 2.3701 | 2.2898 | 2.3189 | 2.2065 | 2.3121 | 2.6762 | 3.2339 | 4.08 | 4.6768 | 4.2263 | 3.6154 | 4.1453 | 4.4114 | 4.1125
2024-10-20 | 3.8216 | 3.2249 | 2.9772 | 3.0208 | 2.9723 | 2.873 | 2.8838 | 2.8753 | 2.6994 | 2.4124 | 2.0612 | 1.8895 | 2.0593 | 2.1602 | 2.396 | 2.6579 | 3.3587 | 4.2849 | 5.1601 | 4.8653 | 4.228 | 3.6513 | 3.3842 | 3.1577
2024-10-21 | 3.1235 | 3.1545 | 3.0071 | 2.9367 | 2.9751 | 3.397 | 4.9624 | 4.0432 | 3.2873 | 2.6481 | 2.6325 | 2.6724 | 2.6152 | 2.915 | 2.8756 | 3.0436 | 3.6688 | 4.8507 | 5.3475 | 4.8757 | 4.6175 | 4.7038 | 4.5279 | 4.4597
2024-10-22 | 3.8662 | 3.1234 | 2.9735 | 3.1284 | 2.8926 | 3.254 | 3.8144 | 3.8074 | 3.2399 | 2.8198 | 2.523 | 2.4956 | 2.5858 | 2.7546 | 2.8707 | 3.2672 | 4.0817 | 5.0344 | 5.5426 | 5.3396 | 4.7493 | 5.0955 | 4.9452 | 4.5442
2024-10-23 | 4.3975 | 4.2377 | 4.013 | 3.7256 | 3.7216 | 4.1893 | 4.5845 | 4.0386 | 3.4021 | 2.9814 | 2.5904 | 2.5261 | 2.5948 | 2.8465 | 3.2356 | 3.396 | 4.3674 | 5.2722 | 5.5481 | 5.4109 | 4.819 | 4.6727 | 4.734 | 4.3208
2024-10-24 | 4.3645 | 3.8751 | 3.6857 | 3.9709 | 3.8876 | 4.2447 | 4.7053 | 3.8149 | 3.701 | 3.2092 | 2.7169 | 2.6493 | 2.7375 | 2.8499 | 3.1908 | 3.943 | 3.8183 | 4.3445 | 5.2054 | 5.0147 | 4.2355 | 4.2492 | 4.611 | 4.5317
2024-10-25 | 3.8537 | 3.6437 | 3.3808 | 3.3305 | 3.3334 | 3.4531 | 3.7749 | 3.1615 | 3.2138 | 3.0252 | 3.0041 | 2.6694 | 2.8094 | 3.0374 | 3.0379 | 3.2347 | 4.3623 | 4.5884 | 5.0407 | 4.8223 | 4.0048 | 4.3713 | 4.2527 | 4.2188
2024-10-26 | 3.9822 | 3.9336 | 3.7296 | 3.1352 | 3.0415 | 3.195 | 3.3555 | 2.9216 | 2.6611 | 2.4783 | 2.3496 | 2.0027 | 1.8861 | 2.0713 | 2.4255 | 2.7174 | 3.8174 | 4.7236 | 4.9777 | 4.2934 | 3.8326 | 3.4231 | 3.434 | 3.3
2024-10-27 | 3.2893 | 3.136 | 3.0026 | 3.1211 | 2.9802 | 3.0337 | 3.1185 | 2.9673 | 2.8347 | 2.5488 | 1.9841 | 2.0574 | 2.3056 | 2.4393 | 2.7973 | 3.223 | 3.7265 | 4.2569 | 5.2134 | 4.7416 | 4.0962 | 4.0051 | 4.2467 | 4.0236
2024-10-28 | 3.44 | 3.177 | 3.121 | 2.9721 | 2.9935 | 3.2368 | 3.6265 | 3.548 | 3.1829 | 2.9289 | 2.9574 | 2.6619 | 2.7135 | 2.9048 | 3.3297 | 3.2416 | 4.6961 | 5.4706 | 5.5373 | 5.3883 | 4.5831 | 3.8619 | 3.6884 | 3.3943
2024-10-29 | 3.4915 | 3.3208 | 3.1357 | 3.1478 | 3.2942 | 3.7541 | 4.1245 | 3.7472 | 4.3433 | 4.8335 | 4.4003 | 3.4732 | 4.0788 | 4.2923 | 3.7613 | 4.1099 | 5.0796 | 5.1516 | 5.009 | 4.3909 | 4.1112 | 3.9188 | 3.7008 | 3.3781
2024-10-30 | 3.2612 | 3.1775 | 2.9076 | 2.9047 | 2.8903 | 3.0563 | 3.4523 | 3.5581 | 3.1654 | 2.6177 | 2.6158 | 2.5688 | 2.5731 | 3.2637 | 3.9075 | 3.8158 | 4.6494 | 5.1684 | 4.6657 | 4.0056 | 3.7783 | 4.8426 | 4.8132 | 4.1213
2024-10-31 | 3.7883 | 3.6668 | 3.8474 | 3.8618 | 3.7243 | 4.2412 | 4.5182 | 3.7439 | 3.7535 | 2.8937 | 2.6534 | 2.6549 | 2.7509 | 2.6216 | 2.8211 | 3.6247 | 4.3077 | 4.4621 | 5.3511 | 4.8365 | 4.3869 | 4.8709 | 4.9563 | 3.9931
2024-11-01 | 3.9108 | 3.8118 | 3.7859 | 3.685 | 3.8102 | 4.0232 | 4.3512 | 3.3809 | 3.2279 | 2.9104 | 2.4398 | 2.2909 | 2.4709 | 2.5536 | 2.7137 | 3.5568 | 4.5898 | 4.5541 | 4.9291 | 4.8282 | 4.0427 | 4.3276 | 4.384 | 4.408
2024-11-02 | 3.447 | 3.0348 | 3.1488 | 3.1305 | 2.9412 | 3.1356 | 3.1056 | 3.1572 | 2.6814 | 2.3114 | 1.9427 | 1.7172 | 1.7618 | 2.0333 | 2.4441 | 2.5757 | 3.203 | 4.1393 | 4.9611 | 4.3596 | 3.9477 | 3.9057 | 3.6616 | 3.3302
2024-11-03 | 3.1716 | 3.2989 | 3.1535 | 3.1205 | 3.3262 | 3.8113 | 3.9277 | 3.0282 | 2.6345 | 2.4367 | 2.2126 | 2.0644 | 1.8579 | 2.0109 | 2.4133 | 2.5997 | 3.2428 | 4.2454 | 5.1428 | 4.6006 | 4.0632 | 4.693 | 4.5183 | 3.6591
2024-11-04 | 2.9806 | 3.1092 | 2.934 | 2.8755 | 2.9511 | 3.3413 | 4.0677 | 3.3737 | 3.2251 | 2.9864 | 2.5949 | 2.3423 | 2.5667 | 2.5855 | 3.0565 | 3.1362 | 4.4287 | 4.8621 | 5.3178 | 5.1993 | 4.4875 | 3.8734 | 3.5319 | 3.6085
2024-11-05 | 3.3775 | 3.1833 | 3.1055 | 3.2138 | 2.9916 | 3.1743 | 3.451 | 3.5533 | 3.147 | 2.5538 | 2.3218 | 2.3805 | 2.2609 | 2.3364 | 2.7392 | 3.6804 | 4.4243 | 5.103 | 5.4954 | 5.0326 | 4.436 | 4.4075 | 4.4439 | 4.0905
2024-11-06 | 3.4626 | 3.0646 | 2.9657 | 3.078 | 2.8797 | 3.0911 | 3.6206 | 3.6503 | 3.3822 | 2.8409 | 2.6413 | 3.1353 | 3.2298 | 3.3384 | 3.6738 | 4.1149 | 4.3203 | 5.0104 | 5.5187 | 5.336 | 4.7744 | 4.8462 | 4.904 | 4.5641
2024-11-07 | 3.7035 | 3.6176 | 3.5089 | 3.087 | 3.0588 | 3.4157 | 3.3239 | 3.6666 | 3.1488 | 2.6295 | 2.8636 | 2.6758 | 2.455 | 2.5351 | 3.1619 | 3.5737 | 4.2018 | 4.9892 | 5.524 | 5.1537 | 4.4157 | 4.8193 | 4.6636 | 4.0018
2024-11-08 | 4.0072 | 4.1369 | 3.6121 | 3.6465 | 3.7464 | 4.2984 | 5.0618 | 3.8839 | 3.3283 | 3.294 | 2.9693 | 2.5685 | 2.6024 | 2.8492 | 2.7838 | 3.1547 | 4.3532 | 4.8915 | 5.3628 | 4.974 | 3.8014 | 4.0585 | 3.8274 | 3.8279
2024-11-09 | 3.7308 | 3.3086 | 3.473 | 3.2799 | 3.1364 | 3.29 | 3.617 | 3.468 | 3.2673 | 2.7907 | 2.5609 | 2.6335 | 2.4871 | 2.459 | 2.9407 | 2.6634 | 3.224 | 4.2985 | 4.6228 | 3.8647 | 3.8129 | 3.5007 | 3.2738 | 3.2541
2024-11-10 | 3.1467 | 3.2634 | 3.2489 | 3.394 | 2.778 | 2.8385 | 2.9652 | 2.9328 | 2.6921 | 2.091 | 1.7659 | 1.4981 | 1.4637 | 1.5156 | 2.1018 | 2.5167 | 2.7475 | 3.4698 | 4.4165 | 4.718 | 3.9146 | 3.5588 | 3.36 | 2.9715
2024-11-11 | 2.8395 | 2.9597 | 2.8601 | 2.7906 | 2.7611 | 3.0247 | 3.1828 | 2.9968 | 2.7699 | 2.614 | 2.2624 | 2.0246 | 2.2935 | 2.4064 | 2.3826 | 2.9095 | 3.8335 | 4.6123 | 5.1949 | 4.5502 | 3.7873 | 4.1395 | 4.1911 | 3.9535
2024-11-12 | 3.3648 | 2.9459 | 3.0125 | 2.8733 | 2.8359 | 2.9979 | 3.5482 | 3.8645 | 3.0738 | 2.8594 | 2.6188 | 2.4768 | 2.4717 | 2.4968 | 2.7445 | 3.2852 | 4.4112 | 5.2203 | 5.5216 | 4.9866 | 4.2292 | 4.2933 | 4.2252 | 4.1539
2024-11-13 | 3.5181 | 3.5579 | 3.4364 | 3.585 | 3.5309 | 3.7645 | 4.3481 | 3.8494 | 3.6197 | 3.492 | 3.1433 | 2.4597 | 2.4119 | 3.0568 | 2.9596 | 3.4358 | 4.3238 | 4.864 | 5.5156 | 4.9153 | 4.0757 | 4.641 | 4.6051 | 4.4376
2024-11-14 | 3.9536 | 3.4807 | 3.8715 | 3.9823 | 3.6979 | 4.2042 | 4.6297 | 3.6575 | 3.6714 | 3.0462 | 2.7614 | 2.8163 | 3.0645 | 2.7548 | 3.3503 | 4.0173 | 4.6837 | 5.2011 | 5.5053 | 5.0786 | 4.3213 | 4.3685 | 4.6581 | 4.1328
2024-11-15 | 3.5474 | 3.4777 | 3.7801 | 3.6713 | 3.546 | 3.9255 | 3.9259 | 4.2379 | 4.0024 | 3.5309 | 2.8972 | 3.1484 | 3.5339 | 3.7619 | 3.4557 | 3.6692 | 4.402 | 4.8927 | 5.055 | 4.3227 | 3.6113 | 4.1573 | 4.2903 | 4.2605
2024-11-16 | 4.0517 | 3.0861 | 2.9274 | 3.0563 | 2.879 | 2.876 | 3.0751 | 3.1908 | 3.0475 | 2.6248 | 2.3022 | 2.6388 | 2.5636 | 2.6327 | 3.0224 | 3.1177 | 3.3889 | 4.2988 | 4.6103 | 3.912 | 3.7852 | 3.6062 | 3.2348 | 3.0944
2024-11-17 | 3.0637 | 3.0725 | 2.856 | 2.9072 | 2.9233 | 3.0793 | 3.3549 | 3.1473 | 3.0979 | 3.0202 | 2.5474 | 2.3587 | 1.8703 | 1.9422 | 2.2952 | 2.5694 | 3.1059 | 4.1063 | 4.57 | 4.1963 | 3.9997 | 3.8463 | 3.9273 | 3.8273
2024-11-18 | 3.5388 | 3.014 | 2.9319 | 2.9697 | 2.9704 | 3.3297 | 3.9029 | 3.5513 | 3.1818 | 2.7681 | 2.4474 | 2.536 | 2.6351 | 2.5971 | 2.7615 | 3.4343 | 4.0556 | 4.6369 | 5.2998 | 4.9201 | 4.344 | 4.2793 | 4.3333 | 4.1786
2024-11-19 | 3.8119 | 3.8017 | 3.6523 | 3.354 | 3.39 | 3.6793 | 3.8831 | 3.5302 | 3.2872 | 3.3355 | 3.0369 | 2.8745 | 2.9425 | 3.1489 | 3.1992 | 3.3472 | 4.4058 | 5.0532 | 5.5104 | 5.2271 | 4.3924 | 4.3985 | 4.279 | 4.218
2024-11-20 | 3.7395 | 3.4413 | 3.3317 | 3.4438 | 3.6287 | 3.671 | 3.7465 | 3.7881 | 3.3591 | 2.914 | 2.6882 | 2.5353 | 2.4757 | 2.588 | 2.8421 | 3.4772 | 4.2022 | 4.6026 | 5.3049 | 4.8775 | 4.1295 | 4.4281 | 4.843 | 4.0994
2024-11-21 | 3.791 | 4.0193 | 3.4106 | 3.0091 | 3.0116 | 3.3205 | 3.6053 | 3.8088 | 4.1257 | 3.8305 | 3.0712 | 3.2192 | 2.6602 | 2.4994 | 2.4457 | 3.1706 | 3.6329 | 3.9598 | 4.3407 | 4.0973 | 3.4677 | 3.6513 | 3.8109 | 3.2659
2024-11-22 | 3.0437 | 3.0599 | 3.0985 | 2.841 | 2.7518 | 2.9524 | 2.9538 | 3.2035 | 3.1562 | 2.7987 | 2.5099 | 2.4022 | 2.454 | 2.8793 | 2.6153 | 3.0862 | 4.3863 | 4.9957 | 5.2387 | 4.3735 | 3.8116 | 4.2265 | 4.6461 | 4.4418
2024-11-23 | 3.8136 | 3.6382 | 3.1949 | 2.9741 | 2.9386 | 3.249 | 3.2816 | 3.1184 | 2.9558 | 2.5339 | 2.1216 | 1.9972 | 1.8473 | 2.0454 | 2.3908 | 3.0412 | 3.7532 | 4.0842 | 4.939 | 4.4374 | 3.6208 | 3.6011 | 3.6528 | 3.1669
2024-11-24 | 3.0689 | 3.1471 | 3.0554 | 2.8604 | 2.8558 | 3.0168 | 2.9218 | 2.7872 | 2.6043 | 2.4097 | 2.0844 | 1.8461 | 2.3393 | 2.3996 | 2.5261 | 2.9539 | 3.8692 | 4.5465 | 5.2765 | 4.9186 | 4.0644 | 4.2808 | 4.5811 | 4.2187
2024-11-25 | 3.5141 | 3.4893 | 3.5651 | 3.3766 | 3.5141 | 3.9676 | 5.0042 | 4.1137 | 3.8314 | 3.3866 | 2.7957 | 2.6082 | 2.7597 | 2.8348 | 3.0162 | 3.5048 | 4.401 | 5.029 | 5.5092 | 5.2821 | 4.5716 | 4.7792 | 4.5005 | 4.1165
2024-11-26 | 3.9586 | 4.0796 | 3.9979 | 3.6227 | 3.6086 | 4.1506 | 4.9754 | 4.3415 | 3.5724 | 3.0834 | 2.6277 | 2.3 | 2.406 | 2.6949 | 2.7392 | 3.346 | 4.4379 | 4.9766 | 5.5288 | 5.2862 | 4.7441 | 4.6532 | 4.533 | 4.2759
2024-11-27 | 3.9654 | 3.4584 | 3.3622 | 3.4901 | 3.8287 | 3.9412 | 4.3923 | 3.6552 | 3.2462 | 2.8232 | 2.6535 | 2.4787 | 2.4042 | 2.4896 | 2.8985 | 3.3423 | 4.3402 | 4.7256 | 5.5231 | 5.2315 | 4.7504 | 4.7652 | 4.4767 | 3.616
2024-11-28 | 3.287 | 3.2694 | 3.1655 | 2.9302 | 2.8787 | 3.1448 | 4.0215 | 3.7546 | 3.4903 | 3.0843 | 2.7035 | 2.4591 | 2.5746 | 2.7619 | 2.7116 | 3.3132 | 4.1858 | 4.7906 | 5.4368 | 5.065 | 4.2478 | 3.5959 | 3.4733 | 3.4347
2024-11-29 | 3.1407 | 2.978 | 3.1295 | 2.9457 | 2.8547 | 2.96 | 3.397 | 3.5889 | 3.1824 | 3.0171 | 2.8197 | 2.5061 | 2.5147 | 2.7739 | 2.833 | 3.0966 | 4.157 | 4.9093 | 5.2935 | 4.7036 | 4.3357 | 3.7748 | 3.7161 | 3.5391
2024-11-30 | 3.3247 | 3.204 | 2.9757 | 3.0454 | 3.2296 | 3.2765 | 3.2971 | 3.2655 | 3.0251 | 2.6211 | 2.2479 | 2.5188 | 2.6689 | 2.5189 | 2.8068 | 2.9486 | 3.2519 | 3.9106 | 4.8774 | 4.4083 | 4.0395 | 3.7472 | 3.4081 | 3.1334
2024-12-01 | 3.278 | 3.365 | 3.1518 | 2.9018 | 2.7758 | 2.7844 | 2.9132 | 2.7881 | 2.568 | 2.3469 | 1.9591 | 1.7541 | 2.0927 | 2.303 | 2.421 | 2.7027 | 3.2558 | 3.9802 | 4.8858 | 4.6265 | 4.1204 | 3.4109 | 3.473 | 3.2941
2024-12-02 | 3.1285 | 3.059 | 2.9415 | 2.9183 | 2.9588 | 3.2213 | 3.8561 | 4.0202 | 3.3032 | 2.9979 | 2.8577 | 2.4984 | 2.5826 | 3.034 | 3.2182 | 3.6988 | 4.4003 | 4.8115 | 5.2912 | 4.8844 | 4.3123 | 3.8669 | 3.5481 | 3.5119
2024-12-03 | 3.3502 | 3.1176 | 3.0488 | 3.1511 | 2.952 | 3.2692 | 3.841 | 3.889 | 3.8046 | 3.1308 | 2.6786 | 2.6633 | 2.653 | 2.8479 | 3.2163 | 3.5643 | 4.1222 | 4.9357 | 5.2979 | 5.0236 | 4.3956 | 3.788 | 3.791 | 3.2239
2024-12-04 | 3.0224 | 3.0261 | 3.0729 | 2.817 | 2.8567 | 3.1873 | 3.6587 | 3.8142 | 3.5755 | 3.0511 | 2.5822 | 2.4307 | 2.4968 | 2.7837 | 2.8286 | 3.047 | 4.0457 | 4.7492 | 5.3002 | 5.0128 | 4.397 | 3.7285 | 3.4779 | 3.4564
2024-12-05 | 3.29 | 3.0035 | 3.153 | 3.0778 | 3.0062 | 3.2074 | 3.743 | 3.8664 | 3.6627 | 3.0907 | 2.6235 | 2.4913 | 2.5847 | 2.6096 | 3.0768 | 3.4008 | 3.8729 | 4.3828 | 5.1307 | 4.7397 | 3.9602 | 3.7201 | 3.6371 | 3.0654
2024-12-06 | 2.8149 | 2.8463 | 2.7004 | 2.674 | 2.6656 | 2.9468 | 3.5906 | 3.3489 | 3.3121 | 3.2917 | 2.8224 | 2.4954 | 2.4703 | 2.8628 | 2.8107 | 3.2782 | 3.9616 | 4.4525 | 4.8721 | 4.5412 | 3.8661 | 4.0292 | 4.1918 | 4.1432
2024-12-07 | 3.3546 | 2.931 | 2.9026 | 2.897 | 2.8718 | 2.9894 | 3.2831 | 3.3659 | 3.4195 | 3.2632 | 2.9863 | 2.4739 | 2.3832 | 2.4907 | 2.4668 | 2.5648 | 3.1213 | 3.5705 | 3.6826 | 3.4021 | 3.3679 | 3.2425 | 3.2331 | 2.969
2024-12-08 | 2.8393 | 2.7369 | 2.7095 | 2.7441 | 2.7508 | 2.8944 | 3.0452 | 2.9352 | 2.5669 | 2.2964 | 1.9764 | 1.7691 | 1.6549 | 1.7601 | 1.9148 | 2.3484 | 2.8968 | 3.6083 | 4.4097 | 4.1529 | 3.7224 | 4.0705 | 3.9454 | 3.6305
2024-12-09 | 3.4397 | 3.0185 | 2.7872 | 2.7766 | 2.817 | 3.1025 | 3.698 | 3.7812 | 3.1799 | 2.6589 | 2.5129 | 2.3035 | 2.4493 | 2.4736 | 2.7148 | 3.0907 | 4.0079 | 4.6219 | 5.0356 | 4.5368 | 3.9619 | 3.6057 | 3.4389 | 3.1565
2024-12-10 | 3.0621 | 2.9727 | 2.9083 | 2.8376 | 2.9109 | 3.2531 | 3.9773 | 4.0999 | 3.6387 | 3.2048 | 2.7416 | 2.3488 | 2.3762 | 2.6044 | 2.7104 | 3.5698 | 4.3177 | 4.8645 | 5.2939 | 5.168 | 4.6072 | 4.7897 | 4.7466 | 4.1984
2024-12-11 | 3.8859 | 3.9928 | 3.8986 | 3.7944 | 3.7974 | 4.1787 | 4.6004 | 3.9942 | 3.7378 | 3.3732 | 3.073 | 2.8331 | 2.8675 | 3.1872 | 3.4269 | 3.9814 | 4.2517 | 4.5623 | 5.2915 | 4.9922 | 4.5792 | 4.7612 | 4.4006 | 3.8249
2024-12-12 | 3.5753 | 3.4874 | 3.5503 | 3.2769 | 3.1635 | 3.626 | 4.1845 | 3.6158 | 3.3047 | 2.9703 | 2.8554 | 2.4631 | 2.3482 | 2.3297 | 2.5766 | 2.8302 | 3.4508 | 4.1622 | 4.971 | 4.7026 | 4.2573 | 4.4676 | 4.43 | 3.9073
2024-12-13 | 3.482 | 3.2882 | 3.2705 | 3.2899 | 3.33 | 3.4193 | 3.4941 | 3.578 | 3.5765 | 3.103 | 2.5871 | 2.3618 | 2.2731 | 2.2401 | 2.4088 | 2.7123 | 3.6012 | 4.2765 | 4.7477 | 4.4497 | 3.6422 | 3.4674 | 3.3225 | 3.1041
2024-12-14 | 3.2458 | 3.2107 | 3.2954 | 3.2704 | 3.262 | 3.0608 | 3.1665 | 3.2688 | 2.9027 | 2.5327 | 2.3682 | 1.8246 | 1.7643 | 1.997 | 2.0799 | 2.4023 | 3.0695 | 4.0178 | 4.6811 | 4.5226 | 4.0256 | 3.4614 | 3.2409 | 3.0206
2024-12-15 | 2.8549 | 2.8373 | 2.6398 | 2.574 | 2.4394 | 2.4646 | 2.6622 | 2.7172 | 2.4692 | 2.1341 | 1.9098 | 1.8674 | 1.7575 | 1.6974 | 1.8738 | 2.3982 | 2.9982 | 3.7311 | 4.7153 | 4.3881 | 3.9679 | 4.0754 | 3.788 | 3.5354
2024-12-16 | 3.5852 | 2.9744 | 2.9013 | 2.6803 | 2.7899 | 3.0398 | 3.598 | 3.7315 | 3.1909 | 2.7082 | 2.5533 | 2.2475 | 2.3724 | 2.3456 | 2.582 | 3.1722 | 3.6698 | 4.1625 | 5.0586 | 4.7137 | 4.1823 | 3.8042 | 3.7189 | 3.2906
2024-12-17 | 2.9731 | 2.8541 | 2.7899 | 2.7782 | 2.8029 | 3.011 | 3.4602 | 3.2174 | 2.8404 | 2.5995 | 2.4849 | 2.4972 | 2.7482 | 2.7212 | 3.0498 | 3.8412 | 4.1996 | 4.771 | 4.9159 | 4.4693 | 4.1034 | 4.4987 | 4.5694 | 4.042
2024-12-18 | 3.6433 | 3.4959 | 3.3963 | 3.3639 | 3.4505 | 3.9048 | 4.4755 | 3.9589 | 3.679 | 3.1356 | 2.7593 | 2.5705 | 2.3798 | 2.3558 | 2.469 | 2.6646 | 3.3828 | 4.2012 | 4.7031 | 4.6436 | 4.4038 | 4.5044 | 4.3972 | 4.1264
2024-12-19 | 3.823 | 3.6034 | 3.2365 | 3.295 | 3.3557 | 3.7621 | 4.2794 | 3.6191 | 3.2965 | 3.0143 | 2.541 | 2.3169 | 2.2662 | 2.3343 | 2.4937 | 2.9914 | 3.6788 | 4.3405 | 5.0947 | 4.7789 | 4.4185 | 4.5986 | 4.5597 | 3.8217
2024-12-20 | 3.5677 | 3.3517 | 3.2884 | 3.3761 | 3.5004 | 3.6807 | 4.306 | 3.8308 | 3.4911 | 3.1554 | 2.6681 | 2.5209 | 2.3224 | 2.4541 | 2.3499 | 2.7444 | 3.3693 | 4.036 | 4.7551 | 4.6527 | 4.1952 | 4.7526 | 4.7312 | 4.2376
2024-12-21 | 3.3717 | 3.2528 | 3.1909 | 3.1347 | 3.0412 | 2.8819 | 3.0743 | 3.2311 | 2.8049 | 2.2984 | 1.9177 | 1.7231 | 1.7237 | 1.8642 | 2.1771 | 2.7557 | 3.4292 | 4.2989 | 4.8369 | 4.5598 | 4.2101 | 3.8971 | 3.6531 | 3.1276
2024-12-22 | 3.0201 | 3.1396 | 3.1464 | 3.3562 | 3.2896 | 3.3991 | 3.1891 | 3.0349 | 2.8176 | 2.4102 | 1.9872 | 1.6863 | 1.718 | 1.8088 | 2.0555 | 2.474 | 3.3219 | 3.9552 | 4.7569 | 4.6997 | 4.3863 | 4.088 | 3.7405 | 3.4007
2024-12-23 | 3.1182 | 2.8403 | 2.7753 | 2.7506 | 2.8105 | 3.0269 | 3.3406 | 3.446 | 3.6001 | 3.2849 | 2.9467 | 2.97 | 2.8766 | 3.2467 | 3.4503 | 4.0021 | 4.6594 | 5.0735 | 5.0167 | 4.1754 | 3.8706 | 4.2372 | 4.2732 | 4.2732
2024-12-24 | 4.0242 | 3.896 | 3.6194 | 2.8556 | 2.8448 | 3.0218 | 3.2715 | 3.4249 | 3.3607 | 3.0611 | 2.8127 | 2.6829 | 2.3443 | 2.367 | 2.3396 | 2.6046 | 3.4919 | 4.4116 | 4.6495 | 4.3466 | 3.9533 | 3.8072 | 3.445 | 3.1531
2024-12-25 | 3.1463 | 2.9595 | 2.7993 | 2.7589 | 2.8238 | 3.0031 | 3.25 | 3.4705 | 3.424 | 3.0298 | 2.8101 | 2.7504 | 2.6422 | 2.6051 | 2.8163 | 3.2975 | 3.9946 | 4.9567 | 5.3014 | 5.3071 | 4.8122 | 4.5904 | 4.3868 | 4.0042
2024-12-26 | 3.8193 | 3.8182 | 3.6835 | 3.6638 | 3.4764 | 3.7007 | 4.0645 | 3.6573 | 3.3509 | 3.1854 | 2.7354 | 2.4807 | 2.3809 | 2.5291 | 2.708 | 3.4915 | 4.2336 | 4.843 | 5.2856 | 5.0958 | 4.4153 | 4.4133 | 4.4535 | 4.349
2024-12-27 | 4.2284 | 3.9474 | 3.5019 | 3.4556 | 3.5467 | 3.6035 | 4.0479 | 3.6215 | 3.5447 | 3.5098 | 3.7365 | 3.5787 | 3.6448 | 3.7986 | 3.9061 | 3.9225 | 4.3491 | 4.9583 | 5.1951 | 4.8185 | 4.3317 | 4.2176 | 4.1104 | 3.7304
2024-12-28 | 3.7123 | 3.5913 | 3.3568 | 3.2319 | 3.2716 | 3.4984 | 3.7691 | 3.4967 | 3.3571 | 3.126 | 2.5103 | 2.1892 | 2.3629 | 2.2683 | 2.5194 | 2.9408 | 3.9171 | 4.516 | 5.0542 | 4.6935 | 4.1667 | 4.2861 | 4.351 | 3.415
2024-12-29 | 3.2265 | 3.1069 | 3.0069 | 2.8254 | 2.8528 | 2.876 | 3.0121 | 3.0308 | 3.0251 | 2.9384 | 2.7301 | 2.3919 | 2.3993 | 2.1455 | 2.2203 | 2.6165 | 3.1757 | 3.9914 | 4.9075 | 4.695 | 4.1508 | 3.6737 | 3.7631 | 3.3598
2024-12-30 | 3.1109 | 2.7874 | 2.9018 | 2.8916 | 3.2569 | 3.5786 | 3.9379 | 3.6936 | 3.8607 | 3.6354 | 3.1613 | 2.8115 | 2.6043 | 2.5079 | 2.681 | 3.4592 | 4.4462 | 5.0973 | 5.2371 | 4.2776 | 3.6311 | 4.0168 | 4.1339 | 3.9307
2024-12-31 | 4.0748 | 3.9374 | 3.642 | 2.8557 | 2.8449 | 3.0214 | 3.2705 | 3.4316 | 3.3323 | 3.1086 | 2.8642 | 2.7583 | 2.3478 | 2.3709 | 2.3335 | 2.5567 | 3.4491 | 4.3918 | 4.6567 | 4.3593 | 3.9629 | 3.7667 | 3.3733 | 3.1537
2025-01-01 | 3.2808 | 2.8541 | 2.7844 | 2.73 | 2.6941 | 3.1269 | 3.1614 | 3.095 | 2.9712 | 2.5668 | 2.327 | 2.1432 | 1.8361 | 1.9043 | 2.1384 | 2.4749 | 3.3364 | 4.2922 | 4.9125 | 4.955 | 4.3861 | 3.9746 | 3.5931 | 3.5657
2025-01-02 | 3.104 | 2.8716 | 2.9922 | 2.8312 | 2.714 | 2.7992 | 2.9671 | 3.0862 | 2.9962 | 2.4677 | 2.2087 | 1.9383 | 1.8555 | 1.8949 | 2.1006 | 2.5306 | 3.0808 | 3.8611 | 5.052 | 4.9277 | 3.9261 | 3.4958 | 3.2924 | 3.2183
2025-01-03 | 2.8721 | 2.7477 | 2.7447 | 2.7332 | 2.5926 | 2.9015 | 3.1614 | 3.3817 | 3.4148 | 2.8832 | 2.4054 | 2.0538 | 1.8806 | 1.9533 | 2.1512 | 2.4223 | 3.0054 | 3.6121 | 4.6639 | 3.7073 | 3.219 | 3.7377 | 3.8786 | 3.5339
2025-01-04 | 2.8357 | 2.8217 | 2.9135 | 2.642 | 2.5465 | 2.5395 | 2.7326 | 2.7904 | 2.5719 | 2.4433 | 2.2268 | 1.7392 | 1.4831 | 1.6759 | 2.0081 | 2.1783 | 2.7725 | 3.8626 | 4.7292 | 4.6587 | 3.4787 | 3.4644 | 3.3132 | 3.0283
2025-01-05 | 3.1038 | 3.034 | 2.8233 | 2.7227 | 2.5923 | 2.7649 | 2.7867 | 2.8418 | 2.6451 | 2.4295 | 2.0149 | 1.7387 | 1.4102 | 1.6838 | 1.9585 | 2.1574 | 2.5403 | 3.959 | 4.9728 | 4.8077 | 4.1189 | 3.1951 | 3.0502 | 2.7689
2025-01-06 | 2.7502 | 2.6408 | 2.6115 | 2.5956 | 2.7036 | 2.9448 | 3.0427 | 3.1597 | 3.18 | 2.5352 | 2.3253 | 2.052 | 2.0015 | 2.0988 | 2.1661 | 2.46 | 3.4791 | 4.3082 | 5.1089 | 4.7622 | 3.856 | 3.6106 | 3.6306 | 3.3954
2025-01-07 | 3.0073 | 2.7599 | 2.7578 | 2.8272 | 2.6038 | 2.7914 | 3.4762 | 3.7528 | 3.6934 | 3.1896 | 2.6587 | 2.3738 | 2.2631 | 2.3097 | 2.4828 | 3.2594 | 3.9063 | 4.2377 | 5.3376 | 5.3364 | 4.852 | 4.2145 | 3.8783 | 3.658
2025-01-08 | 3.0485 | 2.9358 | 2.8755 | 2.8689 | 2.7455 | 3.188 | 3.4857 | 3.5926 | 3.3454 | 2.8785 | 2.4246 | 2.1375 | 2.4644 | 2.4132 | 2.3479 | 2.4954 | 3.5705 | 4.7465 | 5.3432 | 5.1594 | 4.2023 | 4.0845 | 3.7028 | 3.4703
2025-01-09 | 3.2727 | 3.0999 | 2.8133 | 2.7978 | 2.7837 | 3.2884 | 3.8379 | 4.0072 | 3.6946 | 3.3556 | 2.8273 | 2.441 | 2.7324 | 2.493 | 2.6066 | 3.1581 | 4.177 | 4.3941 | 5.271 | 5.3436 | 4.8173 | 4.3449 | 3.9462 | 3.7222
2025-01-10 | 3.2402 | 2.9838 | 2.8925 | 2.8289 | 2.7372 | 3.0261 | 3.9076 | 3.8085 | 3.1256 | 2.4225 | 2.1159 | 2.0044 | 2.0775 | 2.3889 | 2.3517 | 2.5467 | 3.4122 | 3.9542 | 4.6201 | 4.7874 | 4.2891 | 3.9884 | 3.8247 | 3.6211
2025-01-11 | 3.2811 | 2.8331 | 2.7853 | 2.8934 | 2.6596 | 2.7116 | 2.9217 | 3.0511 | 2.9158 | 2.505 | 2.2271 | 2.0056 | 1.97 | 1.8403 | 2.1539 | 2.4351 | 2.6759 | 3.3205 | 4.8388 | 4.7963 | 3.8047 | 3.8554 | 3.9369 | 3.1128
2025-01-12 | 2.8597 | 2.8138 | 2.9564 | 2.695 | 2.5699 | 2.5987 | 2.6959 | 2.6509 | 2.557 | 2.2334 | 1.8799 | 1.3925 | 1.3318 | 1.4011 | 1.7082 | 2.1751 | 2.475 | 3.21 | 4.7365 | 4.6634 | 4.1177 | 3.3321 | 3.0576 | 2.8509
2025-01-13 | 2.8041 | 2.6375 | 2.5577 | 2.5393 | 2.634 | 2.9743 | 3.0877 | 3.1126 | 3.22 | 2.7187 | 2.2268 | 2.0721 | 2.1592 | 2.0778 | 2.211 | 2.4635 | 3.2662 | 4.1771 | 5.1427 | 4.7167 | 3.9757 | 3.6268 | 3.8582 | 3.1701
2025-01-14 | 2.7847 | 2.8958 | 2.8144 | 2.6935 | 2.582 | 2.7021 | 3.3884 | 3.2798 | 2.95 | 2.5485 | 2.2516 | 2.0656 | 1.9391 | 1.9188 | 2.2656 | 2.3483 | 2.9913 | 4.6858 | 5.3397 | 5.2824 | 4.5529 | 4.1072 | 3.7066 | 3.2364
2025-01-15 | 3.2582 | 3.0329 | 2.8846 | 2.8949 | 2.7604 | 3.0433 | 3.9909 | 4.5138 | 3.9546 | 3.276 | 3.036 | 2.5784 | 2.4793 | 2.3439 | 2.4973 | 3.0071 | 3.7966 | 4.4487 | 5.3516 | 5.3454 | 4.7271 | 4.2124 | 3.7473 | 3.318
2025-01-16 | 3.3366 | 2.9703 | 2.8529 | 2.8863 | 3.0051 | 3.0065 | 3.6422 | 3.451 | 3.4584 | 2.7931 | 2.3743 | 2.0892 | 1.9764 | 2.0244 | 2.3459 | 2.4467 | 3.1826 | 4.1019 | 5.3237 | 4.8308 | 4.2302 | 3.8509 | 3.6889 | 3.36
2025-01-17 | 2.8542 | 2.7673 | 2.7543 | 2.7507 | 2.7581 | 3.2975 | 3.8496 | 4.1056 | 3.9983 | 3.1745 | 2.4093 | 2.3751 | 2.3775 | 2.3759 | 2.4655 | 3.6092 | 4.1633 | 4.1944 | 4.9851 | 5.0044 | 4.4241 | 3.8783 | 3.9359 | 3.5588
2025-01-18 | 2.9286 | 2.8567 | 3.0034 | 2.7975 | 2.6911 | 2.7913 | 2.9505 | 3.0736 | 2.793 | 2.4875 | 2.1009 | 1.8758 | 1.8864 | 2.0206 | 2.2225 | 2.4036 | 2.7793 | 4.1096 | 5.2362 | 4.9137 | 4.3017 | 3.8048 | 3.6925 | 3.5983
2025-01-19 | 3.0282 | 2.8682 | 2.8257 | 2.9745 | 2.646 | 2.6656 | 2.8638 | 3.165 | 3.1531 | 2.6599 | 2.2986 | 2 | 1.8091 | 1.8447 | 2.1232 | 2.4352 | 2.6134 | 3.4718 | 4.9994 | 4.9991 | 4.4316 | 3.6449 | 3.1534 | 3.022
2025-01-20 | 2.6659 | 2.5024 | 2.4902 | 2.6053 | 2.5634 | 2.803 | 3.377 | 3.8036 | 3.1085 | 2.5533 | 2.3299 | 2.0132 | 1.9356 | 2.0415 | 2.404 | 2.8875 | 3.3056 | 4.2616 | 5.337 | 5.0617 | 4.5811 | 4.1188 | 3.654 | 3.1706
2025-01-21 | 3.3364 | 3.1247 | 2.9155 | 3.0016 | 3.0532 | 3.1836 | 4.0722 | 4.3891 | 4.4498 | 3.8119 | 3.4151 | 3.1086 | 2.4269 | 2.4904 | 3.2111 | 3.7155 | 4.2443 | 4.2239 | 5.2525 | 5.3541 | 4.8959 | 4.5219 | 3.9963 | 3.4677
2025-01-22 | 3.3773 | 3.0408 | 2.9178 | 2.9149 | 2.7557 | 2.8613 | 3.7871 | 4.1881 | 3.6599 | 3.0104 | 2.5145 | 2.1736 | 2.0587 | 2.0856 | 2.3911 | 2.9572 | 3.4297 | 4.0625 | 5.3029 | 5.3371 | 4.8086 | 4.3813 | 3.9718 | 3.397
2025-01-23 | 3.3327 | 2.9611 | 2.851 | 2.9717 | 2.9137 | 3.1559 | 4.0924 | 4.5315 | 4.5017 | 3.9174 | 3.236 | 3.0026 | 3.0497 | 3.1087 | 3.181 | 3.4747 | 3.6471 | 3.9769 | 5.1177 | 5.1371 | 4.5764 | 4.0302 | 3.6136 | 3.3871
2025-01-24 | 2.8912 | 2.8342 | 2.8235 | 2.7873 | 2.7274 | 3.1138 | 3.3556 | 3.3636 | 3.3406 | 2.745 | 2.2762 | 2.1408 | 2.2068 | 2.1862 | 2.2492 | 2.6835 | 3.6649 | 4.3908 | 5.0386 | 4.8318 | 4.1886 | 4.1894 | 4.2226 | 3.8168
2025-01-25 | 3.108 | 2.8805 | 2.9573 | 2.8545 | 2.6903 | 2.8678 | 3.2934 | 3.3883 | 3.356 | 2.7419 | 2.3056 | 2.33 | 2.3056 | 2.5536 | 2.8418 | 3.4344 | 3.7073 | 3.8219 | 4.5893 | 4.56 | 4.0308 | 3.8741 | 3.6535 | 3.3964
2025-01-26 | 3.0918 | 2.8226 | 2.8708 | 2.8162 | 2.5763 | 2.5419 | 2.7635 | 2.6748 | 2.5159 | 2.2715 | 2.209 | 1.9618 | 2.0106 | 1.9203 | 2.2598 | 2.2655 | 2.4795 | 3.4218 | 4.8536 | 4.9773 | 4.3563 | 3.2927 | 3.1782 | 2.9602
2025-01-27 | 2.6681 | 2.5967 | 2.5759 | 2.6816 | 2.6054 | 2.9331 | 3.7839 | 4.3978 | 3.6036 | 2.748 | 2.7446 | 2.387 | 2.2731 | 2.407 | 2.8774 | 2.9598 | 3.4955 | 4.4701 | 5.1734 | 5.2208 | 4.8254 | 4.5818 | 3.8242 | 3.41
2025-01-28 | 3.2284 | 2.9525 | 2.8484 | 2.9429 | 2.909 | 2.9872 | 3.7913 | 3.7687 | 3.5571 | 2.9531 | 2.5529 | 2.1398 | 2.169 | 2.3874 | 2.5419 | 2.7112 | 3.2234 | 4.4044 | 5.3501 | 5.3452 | 4.7508 | 4.2032 | 3.8574 | 3.4148
2025-01-29 | 3.6138 | 3.1472 | 2.9988 | 2.961 | 2.8663 | 3.3271 | 4.5023 | 4.6797 | 4.5457 | 4.3977 | 3.6114 | 3.1978 | 2.9893 | 2.6155 | 3.1965 | 3.4401 | 3.9649 | 4.6968 | 5.3471 | 5.2158 | 4.1947 | 4.2669 | 4.377 | 3.4988
2025-01-30 | 3.2337 | 3.3864 | 3.0638 | 2.9868 | 2.8095 | 3.0891 | 4.3207 | 4.2411 | 4.1045 | 3.5468 | 3.2073 | 2.5147 | 2.8868 | 3.1226 | 3.0415 | 2.6594 | 3.3876 | 4.4474 | 5.3461 | 5.3466 | 4.724 | 4.2839 | 3.8746 | 3.4089
2025-01-31 | 3.1915 | 3.2833 | 2.9251 | 2.9312 | 2.9204 | 3.3258 | 4.3781 | 4.7821 | 4.5617 | 3.5731 | 3.7314 | 3.0111 | 2.4634 | 2.1137 | 2.3934 | 3.0188 | 3.3014 | 4.0194 | 5.1193 | 5.0915 | 4.1455 | 4.5043 | 4.4251 | 3.4178
2025-02-01 | 3.3327 | 3.2885 | 3.0984 | 2.8916 | 2.6528 | 2.8574 | 2.9558 | 2.9651 | 2.6863 | 2.5307 | 2.2351 | 2.054 | 1.7398 | 1.8497 | 2.2762 | 2.7586 | 3.6578 | 3.9022 | 4.7673 | 4.9587 | 4.5339 | 4.1643 | 4.0224 | 3.7092
2025-02-02 | 3.2576 | 3.1269 | 3.3501 | 3.0832 | 2.93 | 3.0138 | 3.213 | 3.5079 | 3.6076 | 3.1829 | 2.7201 | 2.7215 | 2.8964 | 2.7825 | 2.3424 | 2.565 | 2.7076 | 3.31 | 4.6039 | 4.9096 | 4.5005 | 3.9787 | 3.5321 | 3.1302
2025-02-03 | 3.0884 | 3.139 | 2.9084 | 2.8518 | 2.8046 | 3.0045 | 3.8925 | 4.01 | 3.4109 | 3.7953 | 3.7464 | 3.0206 | 2.799 | 2.3398 | 2.931 | 3.6209 | 4.296 | 4.9243 | 5.0652 | 4.7417 | 3.9979 | 4.1176 | 3.6696 | 3.1334
2025-02-04 | 3.1125 | 3.1957 | 2.9522 | 2.8107 | 2.8532 | 3.3709 | 3.8733 | 3.8364 | 3.7386 | 2.9893 | 3.1874 | 3.3856 | 3.3823 | 2.7366 | 2.8329 | 2.9402 | 3.5898 | 3.9141 | 4.8544 | 5.1945 | 4.5433 | 4.1675 | 4.3325 | 3.6143
2025-02-05 | 3.1354 | 3.095 | 3.0045 | 3.0549 | 2.869 | 3.052 | 3.5064 | 3.5446 | 3.3656 | 2.7923 | 2.4494 | 2.6249 | 2.7451 | 2.6773 | 2.4747 | 2.6829 | 3.6627 | 4.3472 | 5.0074 | 5.0344 | 4.6715 | 4.0525 | 3.7648 | 3.6124
2025-02-06 | 3.2722 | 3.0421 | 2.9861 | 2.9596 | 3.057 | 3.3018 | 3.8538 | 3.501 | 3.4752 | 2.8635 | 2.6661 | 2.3507 | 2.2139 | 1.9655 | 2.0974 | 2.4314 | 2.9457 | 3.7755 | 4.3573 | 4.497 | 4.2139 | 3.8961 | 3.3713 | 3.2
2025-02-07 | 3.0633 | 2.8248 | 2.7654 | 2.7703 | 2.7389 | 2.9795 | 3.6292 | 3.8461 | 3.4377 | 2.5894 | 1.9225 | 1.7238 | 1.6554 | 1.7178 | 1.9793 | 2.2886 | 2.5771 | 3.3315 | 4.6034 | 4.4624 | 3.6869 | 3.9288 | 3.5318 | 3.0615
2025-02-08 | 2.8915 | 2.9597 | 2.7579 | 2.6789 | 2.6448 | 2.759 | 3.0087 | 2.8214 | 2.5296 | 2.2374 | 1.8654 | 1.4764 | 1.3937 | 1.4357 | 1.691 | 2.0559 | 2.6832 | 3.3544 | 3.9363 | 4.2119 | 3.8484 | 3.6097 | 3.3074 | 3.1351
2025-02-09 | 3.0688 | 2.8119 | 2.7689 | 2.7445 | 2.6548 | 2.7088 | 2.831 | 2.8156 | 2.6675 | 2.3005 | 1.7993 | 1.4854 | 1.2631 | 1.4322 | 1.7369 | 1.9561 | 2.4829 | 3.2086 | 4.5827 | 4.8106 | 4.3017 | 3.5126 | 3.1134 | 2.847
2025-02-10 | 2.7394 | 2.8125 | 2.6371 | 2.6173 | 2.703 | 3.2178 | 3.599 | 3.5733 | 3.3295 | 2.6545 | 2.3144 | 2.2291 | 2.0396 | 2.0505 | 2.3471 | 2.7492 | 3.5557 | 4.1754 | 4.8642 | 4.8921 | 4.4108 | 4.1477 | 3.6623 | 3.5963
2025-02-11 | 3.1352 | 2.9518 | 2.8923 | 3.0021 | 2.9411 | 3.0695 | 3.7151 | 3.6455 | 4.1805 | 3.8724 | 3.3046 | 3.1336 | 2.967 | 3.2692 | 3.3421 | 3.5819 | 3.9105 | 4.4 | 5.2542 | 5.2424 | 4.7045 | 4.3538 | 4.1024 | 3.5277
2025-02-12 | 3.1846 | 3.0423 | 3.036 | 3.2955 | 3.1971 | 3.2896 | 3.5272 | 3.6507 | 3.9158 | 3.6364 | 3.2891 | 3.2761 | 3.5845 | 3.7644 | 3.7991 | 4.1474 | 4.7169 | 4.704 | 4.8711 | 4.875 | 4.5582 | 4.0869 | 3.934 | 3.6043
2025-02-13 | 3.4437 | 3.0751 | 3.1045 | 3.1709 | 3.2226 | 3.3353 | 4.1382 | 4.346 | 4.4699 | 4.1907 | 3.7933 | 2.7798 | 2.4858 | 2.6064 | 2.9098 | 2.7552 | 3.7526 | 3.8333 | 4.5869 | 4.9002 | 4.7273 | 4.4359 | 3.9483 | 3.7352
2025-02-14 | 3.1655 | 3.0133 | 2.9803 | 2.9544 | 2.9043 | 3.2175 | 4.1432 | 4.3596 | 3.5766 | 3.6201 | 3.0635 | 2.4265 | 2.5219 | 2.8644 | 2.6468 | 2.8162 | 3.3025 | 3.9193 | 4.3683 | 4.8027 | 4.548 | 4.4538 | 3.8119 | 3.4297
2025-02-15 | 3.3657 | 2.97 | 2.9068 | 2.8566 | 2.8317 | 2.8378 | 2.8815 | 2.898 | 2.7077 | 2.5955 | 2.4034 | 1.9134 | 1.7244 | 1.9461 | 2.3223 | 3.122 | 3.6806 | 4.1651 | 4.2517 | 4.2841 | 4.0856 | 4.1597 | 3.5975 | 3.3337
2025-02-16 | 3.1695 | 3.279 | 2.9704 | 2.8563 | 2.7106 | 2.7717 | 2.9004 | 2.9651 | 3.0997 | 2.7545 | 2.583 | 2.4961 | 2.8932 | 2.7382 | 2.4774 | 2.8324 | 3.2808 | 4.1169 | 4.5748 | 4.481 | 3.6977 | 3.248 | 3.5751 | 3.0589
2025-02-17 | 2.7927 | 2.6894 | 2.7764 | 2.6623 | 2.6835 | 2.7608 | 2.8891 | 2.9911 | 3.0281 | 2.6036 | 2.1377 | 1.4448 | 1.4528 | 1.7604 | 2.2703 | 2.6291 | 2.8881 | 3.5633 | 4.6211 | 5.1559 | 4.1595 | 4.0505 | 3.9706 | 3.2223
2025-02-18 | 2.9171 | 3.0847 | 2.9102 | 2.7678 | 2.6932 | 2.9145 | 3.6301 | 3.5373 | 2.8771 | 2.6278 | 2.4322 | 2.1011 | 2.0226 | 2.305 | 2.4907 | 2.5985 | 3.323 | 4.2353 | 5.1441 | 5.1585 | 4.6165 | 4.6957 | 4.0029 | 3.3594
2025-02-19 | 2.9972 | 2.8553 | 2.913 | 2.695 | 2.5773 | 2.8659 | 3.4873 | 3.6669 | 3.4421 | 2.8695 | 2.709 | 2.4296 | 2.2522 | 2.3626 | 2.5807 | 3.0902 | 3.3868 | 3.9554 | 4.9695 | 5.2447 | 4.7205 | 4.2012 | 3.9984 | 3.8139
2025-02-20 | 3.4149 | 3.1887 | 3.0802 | 3.2475 | 3.0345 | 3.2312 | 3.8314 | 3.9607 | 4.0907 | 3.5819 | 3.2756 | 3.8387 | 3.8164 | 3.4109 | 3.4149 | 3.6852 | 4.4999 | 4.5614 | 4.8781 | 4.8549 | 4.4318 | 3.9912 | 3.8762 | 3.4699
2025-02-21 | 3.0975 | 2.9583 | 2.886 | 2.8548 | 2.8674 | 3.085 | 3.7946 | 3.9699 | 3.5286 | 3.2189 | 2.4655 | 2.2244 | 2.2907 | 2.7053 | 2.7372 | 2.9712 | 3.5057 | 4.3266 | 4.6807 | 4.6758 | 4.5353 | 4.5113 | 4.0272 | 3.5995
2025-02-22 | 3.6931 | 3.2626 | 3.0464 | 2.9521 | 2.8783 | 3.2842 | 3.3694 | 3.4275 | 3.2244 | 2.7922 | 2.4307 | 1.9589 | 2.2047 | 2.3742 | 2.4243 | 2.7654 | 3.5883 | 4.4158 | 4.4047 | 4.5951 | 4.3736 | 4.0042 | 3.8084 | 3.4938
2025-02-23 | 3.524 | 3.0818 | 2.9955 | 2.9493 | 2.7973 | 2.881 | 3.1181 | 3.4718 | 3.1814 | 2.6882 | 2.5407 | 2.3464 | 2.2478 | 2.179 | 2.6979 | 2.8624 | 3.2873 | 4.3078 | 5.068 | 5.0826 | 4.288 | 3.7595 | 3.3959 | 2.9827
2025-02-24 | 2.9445 | 2.9434 | 2.7253 | 2.7574 | 2.847 | 3.1307 | 4.0053 | 3.9044 | 3.7368 | 3.2323 | 2.7177 | 2.2451 | 2.4377 | 2.512 | 2.7586 | 3.0709 | 3.9292 | 4.4755 | 4.9293 | 4.7933 | 4.5972 | 4.3553 | 3.6841 | 3.2685
2025-02-25 | 3.0894 | 3.0327 | 2.817 | 2.8101 | 2.8121 | 3.3844 | 3.825 | 3.7997 | 3.43 | 3.0163 | 2.5374 | 2.3112 | 2.4621 | 2.3593 | 2.4683 | 2.7126 | 3.5846 | 4.0558 | 4.8756 | 5.1614 | 4.628 | 4.1477 | 3.9616 | 3.7086
2025-02-26 | 3.233 | 3.0625 | 2.6915 | 2.6587 | 2.6556 | 3.3449 | 3.7107 | 3.4961 | 3.9375 | 3.5403 | 2.9998 | 2.5152 | 2.431 | 2.2388 | 2.6369 | 3.3957 | 4.1261 | 4.0064 | 4.8327 | 5.2234 | 4.7943 | 4.5635 | 4.2135 | 3.3619
2025-02-27 | 3.1469 | 3.1072 | 3.2458 | 3.0249 | 2.9672 | 3.3025 | 4.2913 | 4.4301 | 3.9491 | 3.1267 | 2.2996 | 2.1887 | 2.2498 | 2.1232 | 2.7026 | 2.8931 | 3.4142 | 4.0492 | 4.7911 | 4.8852 | 4.4955 | 4.1438 | 3.7304 | 3.2041
2025-02-28 | 3.0125 | 2.9343 | 3.022 | 3.1376 | 2.8094 | 2.9662 | 3.4595 | 3.649 | 3.3873 | 2.8123 | 2.618 | 2.5885 | 2.8061 | 2.6797 | 2.4605 | 3.2499 | 3.6914 | 4.0654 | 4.5925 | 4.8791 | 4.3316 | 3.9142 | 4.1285 | 3.6998
2025-03-01 | 3.1434 | 3.1978 | 3.104 | 2.9368 | 2.8431 | 2.9951 | 3.4526 | 3.4516 | 2.9269 | 2.9866 | 3.1209 | 2.4985 | 2.2615 | 2.2667 | 2.4114 | 2.4803 | 3.1983 | 3.9285 | 4.3689 | 4.0852 | 3.9542 | 4.1353 | 3.8601 | 3.4148
2025-03-02 | 3.4011 | 3.168 | 2.9148 | 2.9136 | 2.7759 | 2.9725 | 2.9114 | 2.8541 | 2.7811 | 2.6777 | 2.27 | 2.0182 | 1.847 | 2.0704 | 2.0457 | 2.1116 | 2.7688 | 3.7357 | 4.6438 | 4.7932 | 4.1899 | 3.5244 | 3.2121 | 2.9359
2025-03-03 | 3.0214 | 2.8969 | 2.778 | 2.69 | 2.7509 | 3.3569 | 4.025 | 3.692 | 3.573 | 2.8654 | 2.47 | 2.0846 | 2.0926 | 2.3419 | 2.2647 | 2.4816 | 3.1022 | 3.9264 | 4.6944 | 5.1002 | 4.5137 | 3.9557 | 3.6011 | 3.3716
2025-03-04 | 3.3028 | 3.145 | 2.9265 | 2.8643 | 2.8521 | 3.3302 | 4.2926 | 3.8654 | 3.5728 | 3.1311 | 2.6679 | 2.2576 | 2.0629 | 2.2733 | 2.1625 | 2.2678 | 2.7962 | 3.7961 | 4.678 | 5.0146 | 4.4624 | 3.8703 | 3.632 | 3.0862
2025-03-05 | 3.0389 | 3.0832 | 2.9021 | 2.9158 | 2.8787 | 3.141 | 4.1373 | 3.4866 | 2.8665 | 2.1519 | 1.7731 | 1.7784 | 2.0837 | 2.0039 | 1.8322 | 2.2749 | 2.8021 | 3.3488 | 4.3646 | 4.8835 | 4.4044 | 3.6857 | 3.6624 | 3.3212
2025-03-06 | 2.8818 | 2.8212 | 2.8921 | 2.6986 | 2.7203 | 3.0241 | 3.7225 | 4.0189 | 3.4346 | 2.8446 | 2.317 | 2.1199 | 2.084 | 2.0838 | 2.335 | 2.4806 | 2.9403 | 3.518 | 4.743 | 5.0014 | 4.3818 | 3.8604 | 3.5265 | 3.1139
2025-03-07 | 2.9404 | 2.928 | 3.0117 | 2.8141 | 2.8261 | 3.2331 | 4.0016 | 3.5541 | 3.2415 | 2.9649 | 2.43 | 2.2186 | 2.3789 | 2.2761 | 2.0991 | 2.3715 | 3.0223 | 3.3742 | 3.8344 | 4.146 | 3.6844 | 3.7977 | 3.7052 | 3.3627
2025-03-08 | 3.1541 | 2.8954 | 2.695 | 2.6676 | 2.6318 | 2.7816 | 2.9832 | 3.176 | 2.8501 | 2.3854 | 1.8718 | 1.2064 | 1.3793 | 1.3731 | 1.4606 | 2.0721 | 2.8964 | 3.2451 | 3.9192 | 4.3064 | 3.9523 | 3.4901 | 3.2571 | 3.04
2025-03-09 | 3.0409 | 2.7584 | 2.7159 | 2.7492 | 2.7814 | 2.7056 | 2.867 | 2.9535 | 3.0908 | 2.7388 | 1.8553 | 1.7752 | 1.8804 | 1.4792 | 2.0348 | 2.5719 | 3.2582 | 3.7068 | 4.3486 | 4.216 | 3.7875 | 3.4497 | 3.4391 | 2.8727
2025-03-10 | 2.8049 | 2.8258 | 2.6027 | 2.5707 | 2.6532 | 2.9462 | 3.8684 | 4.1306 | 3.6891 | 2.9044 | 2.9172 | 2.8019 | 3.0964 | 2.6571 | 2.5647 | 3.3676 | 3.5194 | 3.9791 | 4.8543 | 4.8788 | 4.064 | 3.7424 | 3.6921 | 3.0471
2025-03-11 | 2.8837 | 2.2553 | 1.7834 | 2.0202 | 2.5627 | 2.9166 | 4.0889 | 4.3145 | 3.7537 | 3.6459 | 3.5033 | 3.409 | 3.4227 | 3.5948 | 3.6855 | 3.5664 | 4.0174 | 4.2923 | 5.1005 | 4.9657 | 4.5428 | 4.1218 | 3.6489 | 3.16
2025-03-12 | 2.9343 | 3.0018 | 2.8045 | 2.609 | 2.6947 | 3.0096 | 3.6389 | 4.0909 | 3.9517 | 3.2634 | 2.9656 | 2.6652 | 2.9876 | 2.6688 | 2.637 | 3.8078 | 3.8866 | 4.1056 | 5.0673 | 5.2782 | 4.7326 | 4.074 | 3.8053 | 3.6897
2025-03-13 | 3.1114 | 3.0144 | 3.0851 | 2.8168 | 2.8909 | 3.3925 | 4.1688 | 4.2565 | 3.7844 | 3.0859 | 2.7135 | 2.4603 | 2.4166 | 2.461 | 2.8642 | 3.3204 | 3.818 | 4.4724 | 5.1152 | 5.4083 | 4.8076 | 4.1456 | 3.5948 | 3.3375
2025-03-14 | 2.9662 | 2.8451 | 2.7755 | 2.8136 | 2.8886 | 3.0623 | 3.6837 | 3.7729 | 3.4377 | 3.2124 | 3.1529 | 2.7439 | 2.4376 | 2.6925 | 3.0396 | 3.6099 | 4.0724 | 3.9654 | 4.6319 | 4.9585 | 4.6013 | 4.2602 | 3.9461 | 3.6104
2025-03-15 | 3.4773 | 3.1991 | 2.9504 | 3.0029 | 3.1657 | 3.0742 | 3.209 | 3.1536 | 2.9449 | 2.4923 | 2.1511 | 1.8964 | 1.7674 | 2.0283 | 2.1084 | 2.2638 | 3.0224 | 3.8538 | 4.486 | 4.5991 | 4.2397 | 4.1847 | 3.689 | 3.4079
2025-03-16 | 3.3947 | 3.2678 | 2.9609 | 2.877 | 2.7959 | 3.0942 | 3.2757 | 3.1772 | 2.8114 | 2.7036 | 2.3328 | 2.3388 | 2.1174 | 2.0348 | 2.0949 | 2.0492 | 2.41 | 3.2782 | 4.5209 | 4.6851 | 4.3375 | 3.9106 | 3.5525 | 3.1621
2025-03-17 | 3.1225 | 3.0413 | 2.7499 | 2.5215 | 2.5787 | 2.957 | 3.1913 | 3.2817 | 3.3843 | 2.9137 | 2.537 | 2.1134 | 2.4185 | 3.2064 | 2.9125 | 3.0187 | 3.3211 | 3.4812 | 4.1943 | 4.8029 | 4.4699 | 3.787 | 3.4528 | 3.3776
2025-03-18 | 3.1509 | 2.8497 | 2.7449 | 2.934 | 2.8714 | 3.1212 | 3.5863 | 3.7559 | 3.8042 | 3.6568 | 3.1776 | 2.4993 | 2.5274 | 2.8863 | 2.8306 | 3.1376 | 3.9206 | 4.2583 | 4.7077 | 4.8318 | 4.4535 | 3.9886 | 3.4212 | 3.1982
2025-03-19 | 2.9999 | 2.8063 | 2.8013 | 2.8042 | 2.8516 | 3.4339 | 3.6132 | 3.6597 | 3.4748 | 2.9867 | 2.6394 | 2.3271 | 2.6273 | 2.5246 | 2.8389 | 3.1883 | 3.6934 | 4.3131 | 4.7742 | 4.8515 | 4.1756 | 3.638 | 3.4542 | 3.2839
2025-03-20 | 3.2564 | 3.0502 | 2.8418 | 2.8054 | 3.0218 | 3.1964 | 3.6312 | 3.7 | 3.8704 | 3.6645 | 3.0011 | 2.2139 | 2.4272 | 2.7364 | 2.8694 | 3.319 | 3.6952 | 4.4461 | 4.8861 | 5.0074 | 4.3588 | 3.9573 | 3.6961 | 3.3613
2025-03-21 | 3.3282 | 3.1935 | 2.9551 | 2.9393 | 2.8823 | 3.2145 | 3.7824 | 3.4929 | 3.0663 | 3.1018 | 2.6904 | 2.4593 | 2.476 | 2.7996 | 2.805 | 3.5131 | 3.87 | 4.5381 | 4.4359 | 4.4159 | 4.4188 | 4.2599 | 3.7982 | 3.5892
2025-03-22 | 3.5052 | 3.2058 | 2.9767 | 2.9331 | 3.2012 | 3.2171 | 3.5314 | 3.7885 | 3.9639 | 4.2206 | 3.7286 | 3.1106 | 2.9742 | 2.9312 | 2.9419 | 3.0697 | 3.2539 | 3.7275 | 3.7895 | 4.1307 | 4.033 | 3.5713 | 3.4232 | 3.2283
2025-03-23 | 3.0441 | 2.7668 | 2.6796 | 2.5766 | 2.5111 | 2.5912 | 2.706 | 2.8143 | 2.6635 | 2.5258 | 2.0509 | 1.5918 | 1.6345 | 1.6216 | 1.6545 | 1.995 | 2.6223 | 3.2425 | 3.8228 | 4.5816 | 4.3976 | 3.9134 | 3.6699 | 3.4842
2025-03-24 | 3.1069 | 2.8032 | 2.743 | 2.8257 | 2.9577 | 3.06 | 3.419 | 3.4376 | 3.3765 | 3.4809 | 2.4849 | 2.4346 | 2.413 | 2.1582 | 2.1216 | 2.5081 | 2.9399 | 3.5013 | 4.2498 | 4.855 | 4.4438 | 3.8745 | 3.8853 | 3.3677
2025-03-25 | 2.9156 | 2.9753 | 2.9414 | 2.7856 | 2.7894 | 3.0999 | 3.9696 | 3.5542 | 2.8355 | 2.5791 | 2.3942 | 2.0659 | 2.0419 | 2.1784 | 2.142 | 2.335 | 3.0996 | 4.0109 | 4.4569 | 4.9901 | 4.7058 | 4.338 | 3.8688 | 3.5815
2025-03-26 | 3.0757 | 2.9577 | 2.888 | 2.8782 | 2.8846 | 3.4124 | 3.7497 | 3.562 | 3.2115 | 2.5605 | 2.2046 | 1.9506 | 2.1162 | 2.0619 | 2.159 | 2.3932 | 3.2572 | 3.9146 | 4.4522 | 5.0648 | 4.7705 | 4.3419 | 3.9067 | 3.6133
2025-03-27 | 3.2993 | 2.9097 | 2.853 | 3.0291 | 3.0977 | 3.3631 | 3.7727 | 3.7772 | 3.4309 | 2.8847 | 2.4389 | 2.1713 | 2.3501 | 2.352 | 2.1826 | 2.6347 | 3.5022 | 4.1597 | 4.6313 | 5.1616 | 4.8926 | 4.4289 | 3.7035 | 3.2958
2025-03-28 | 3.2798 | 2.961 | 2.8199 | 2.749 | 2.7962 | 2.9862 | 3.4138 | 3.4687 | 2.8696 | 2.3858 | 1.9734 | 1.8704 | 1.9826 | 2.0991 | 2.0657 | 2.302 | 3.2033 | 3.6479 | 4.2335 | 4.8571 | 4.5491 | 4.1734 | 3.7554 | 3.4779
2025-03-29 | 3.4002 | 3.1163 | 2.8593 | 2.8008 | 2.9441 | 3.0602 | 3.1206 | 3.0915 | 2.7293 | 2.8345 | 2.4511 | 2.5643 | 2.7312 | 2.7949 | 2.8474 | 2.8124 | 2.7838 | 3.7631 | 3.9517 | 4.4817 | 4.2114 | 3.9154 | 3.5568 | 3.2505
2025-03-30 | 3.2911 | 2.956 | 2.8077 | 2.7808 | 2.6728 | 2.7957 | 2.8124 | 2.8014 | 2.8125 | 2.4975 | 2.1139 | 2.3588 | 2.402 | 2.1935 | 2.2226 | 2.7136 | 3.0128 | 3.6636 | 4.4434 | 4.8759 | 4.3572 | 4.0871 | 3.968 | 3.6478
2025-03-31 | 3.3408 | 3.036 | 2.9949 | 2.9962 | 3.0556 | 3.5285 | 4.4812 | 4.3169 | 4.339 | 4.0438 | 3.7182 | 3.3463 | 3.8631 | 3.8893 | 3.8317 | 3.7999 | 4.5443 | 4.8486 | 4.9263 | 4.6327 | 4.0702 | 3.7642 | 3.4524 | 3.2967
2025-04-01 | 3.0487 | 2.888 | 2.8485 | 2.535 | 2.3435 | 2.4592 | 3.0435 | 3.794 | 3.3511 | 2.9212 | 3.2557 | 2.8753 | 2.642 | 2.7478 | 3.2157 | 3.3179 | 4.1888 | 4.6959 | 4.8909 | 4.9484 | 4.7599 | 4.3085 | 3.7764 | 3.6042
2025-04-02 | 3.1086 | 2.8936 | 2.8775 | 2.9122 | 2.8976 | 3.2918 | 4.0359 | 4.4239 | 3.4345 | 3.3404 | 3.5893 | 3.3819 | 2.5444 | 2.5878 | 3.0895 | 3.3112 | 3.85 | 4.4654 | 4.9855 | 5.2173 | 4.8011 | 4.4551 | 3.9378 | 3.2742
2025-04-03 | 3.2197 | 3.1146 | 3.0604 | 3.241 | 3.1074 | 3.4851 | 4.2249 | 4.1248 | 4.4154 | 4.2171 | 3.685 | 3.9094 | 3.0976 | 3.0561 | 3.4349 | 3.7018 | 4.3731 | 4.4013 | 4.8712 | 5.2118 | 4.8395 | 4.2401 | 4.3783 | 3.8011
2025-04-04 | 3.1237 | 2.968 | 2.898 | 2.9414 | 3.024 | 3.1283 | 3.4015 | 3.597 | 3.5001 | 3.1015 | 2.7719 | 2.4722 | 2.521 | 2.3925 | 2.9416 | 3.3102 | 3.178 | 3.7982 | 4.8002 | 5.1157 | 4.5408 | 4.0582 | 3.8876 | 3.4146
2025-04-05 | 3.4434 | 3.2523 | 2.9248 | 2.897 | 3.0509 | 3.3034 | 3.1225 | 3.1478 | 3.0998 | 2.8324 | 2.704 | 2.5135 | 2.5386 | 2.4937 | 2.8315 | 3.3163 | 3.6389 | 4.2715 | 4.9583 | 4.9285 | 4.3159 | 4.4698 | 4.4076 | 3.6057
2025-04-06 | 3.296 | 3.1691 | 3.3666 | 3.0082 | 2.9093 | 2.9051 | 3.0251 | 3.2075 | 3.0028 | 3.2371 | 3.065 | 2.7603 | 2.5204 | 2.4911 | 2.5811 | 2.8348 | 3.4429 | 3.7908 | 4.3164 | 4.8894 | 4.5366 | 4.189 | 3.6079 | 3.1228
2025-04-07 | 2.964 | 2.9137 | 3.0706 | 2.9062 | 2.9063 | 3.2328 | 4.0689 | 4.0796 | 3.386 | 2.8348 | 2.4272 | 2.2592 | 2.1584 | 2.235 | 2.4024 | 2.3837 | 2.9034 | 3.7996 | 4.5993 | 5.1357 | 4.6009 | 3.9532 | 3.5296 | 3.1312
2025-04-08 | 3.0492 | 3.033 | 2.843 | 2.7952 | 3.0258 | 3.3417 | 3.7312 | 3.5283 | 3.1865 | 2.5153 | 2.2042 | 2.035 | 2.134 | 2.2861 | 2.2766 | 2.4434 | 3.1147 | 3.9515 | 4.5652 | 5.0475 | 4.7734 | 4.2176 | 3.676 | 3.1819
2025-04-09 | 3.1325 | 3.0055 | 2.8494 | 2.8458 | 2.9007 | 3.1782 | 3.4422 | 3.4387 | 2.9444 | 2.5237 | 2.2873 | 2.1935 | 2.1442 | 2.3402 | 2.5282 | 3.057 | 3.4084 | 3.8026 | 4.8161 | 5.221 | 4.8062 | 3.8906 | 3.5744 | 3.5939
2025-04-10 | 3.039 | 2.9058 | 2.8933 | 3.0019 | 3.1028 | 3.2625 | 3.7687 | 3.6384 | 3.2089 | 2.7256 | 2.4598 | 2.2309 | 2.3328 | 2.3121 | 2.2234 | 2.4877 | 3.4269 | 3.8751 | 4.4651 | 5.2174 | 4.7764 | 4.1524 | 3.5428 | 3.3609
2025-04-11 | 3.0407 | 2.9084 | 2.8464 | 2.8456 | 2.8411 | 3.0718 | 3.97 | 3.836 | 3.3326 | 2.7019 | 2.3754 | 2.2903 | 2.3729 | 2.4948 | 2.4449 | 2.8761 | 3.6872 | 4.5258 | 5.0066 | 5.2164 | 4.7363 | 4.2148 | 4.1617 | 3.693
2025-04-12 | 3.6251 | 3.2907 | 3.0803 | 3.0406 | 3.1242 | 3.3062 | 2.9996 | 2.9207 | 2.7861 | 2.4363 | 2.1291 | 1.9984 | 1.9134 | 2.0767 | 2.0121 | 2.366 | 3.1126 | 3.8945 | 4.4807 | 4.709 | 3.9932 | 3.8103 | 3.9171 | 3.5437
2025-04-13 | 3.6531 | 3.3135 | 3.0734 | 3.0197 | 3.0717 | 3.3579 | 3.3473 | 3.0932 | 2.7303 | 2.509 | 2.6327 | 2.4644 | 2.3054 | 2.1895 | 2.0933 | 2.5845 | 3.016 | 3.5833 | 4.7762 | 5.2098 | 4.8826 | 4.492 | 4.0491 | 3.3725
2025-04-14 | 3.1759 | 3.2702 | 3.2355 | 3.0393 | 3.0293 | 3.7593 | 4.1548 | 3.8524 | 3.5815 | 2.8409 | 2.5506 | 2.4091 | 2.3297 | 2.5592 | 2.8205 | 2.6482 | 3.2154 | 4.2636 | 4.9534 | 5.0841 | 4.6431 | 4.0396 | 3.456 | 3.1171
2025-04-15 | 3.141 | 2.9924 | 2.8604 | 2.8935 | 3.0928 | 3.2266 | 3.7286 | 3.8902 | 3.9172 | 3.4241 | 2.6436 | 2.4429 | 2.441 | 2.3684 | 2.4179 | 2.8055 | 3.3159 | 3.9443 | 4.8161 | 5.1051 | 4.6092 | 3.7217 | 3.4803 | 3.1084
2025-04-16 | 2.8815 | 3.0001 | 2.8754 | 2.8228 | 2.8603 | 3.1665 | 3.6071 | 3.5546 | 3.0333 | 2.7626 | 2.454 | 2.1334 | 2.0806 | 2.4058 | 2.3176 | 2.6588 | 3.4002 | 4.204 | 4.7219 | 5.1489 | 4.6168 | 3.9644 | 3.5039 | 3.1787
2025-04-17 | 3.0786 | 3.1787 | 2.949 | 2.9213 | 2.9435 | 3.5668 | 4.1152 | 3.5958 | 3.913 | 3.349 | 3.311 | 3.1224 | 3.415 | 3.1494 | 3.3364 | 3.4296 | 4.1877 | 4.5329 | 4.7258 | 5.1489 | 4.8713 | 4.0828 | 4.0725 | 3.8711
2025-04-18 | 3.2742 | 3.0785 | 3.0101 | 2.898 | 2.8848 | 3.3047 | 3.4396 | 3.6982 | 3.9135 | 3.3925 | 2.8678 | 2.634 | 2.8448 | 2.6163 | 2.3873 | 2.5173 | 3.2649 | 4.0026 | 4.0127 | 4.3992 | 4.3138 | 3.7795 | 3.6797 | 3.4494
2025-04-19 | 3.23 | 2.9204 | 2.8185 | 2.787 | 2.8298 | 2.9565 | 3.386 | 3.0749 | 2.8677 | 2.9088 | 2.4034 | 2.007 | 2.2132 | 1.9767 | 2.2649 | 2.5495 | 3.1411 | 3.2358 | 4.1082 | 4.7163 | 4.3885 | 3.6625 | 3.6705 | 3.6341
2025-04-20 | 3.0728 | 2.9742 | 3.0391 | 3.0251 | 2.9097 | 2.9084 | 2.827 | 2.7501 | 2.8067 | 2.5173 | 2.1741 | 1.9571 | 2.068 | 1.858 | 2.0559 | 2.4205 | 2.8312 | 3.6945 | 4.3685 | 5.0455 | 4.7238 | 3.9303 | 3.5562 | 3.4422
2025-04-21 | 3.1198 | 2.8222 | 2.7869 | 2.7473 | 2.8399 | 3.3145 | 4.0358 | 3.3482 | 3.4004 | 3.2471 | 3.0665 | 2.4984 | 2.4123 | 2.4001 | 2.6011 | 2.9454 | 3.4708 | 4.1213 | 4.6764 | 5.1532 | 4.655 | 3.9748 | 3.5662 | 3.1846
2025-04-22 | 3.0658 | 3.1602 | 2.8808 | 2.8026 | 2.8326 | 2.9912 | 3.5535 | 3.0832 | 3.2867 | 2.7327 | 2.5491 | 2.59 | 2.2548 | 2.3019 | 2.8811 | 2.7262 | 3.0382 | 3.7885 | 4.6268 | 4.9777 | 4.5703 | 3.7869 | 3.3867 | 3.0828
2025-04-23 | 2.9164 | 2.91 | 2.9707 | 2.8354 | 2.8564 | 3.247 | 3.6916 | 3.501 | 3.345 | 2.9259 | 2.5731 | 2.2486 | 2.2622 | 2.457 | 2.39 | 2.4436 | 3.1176 | 4.0662 | 4.6397 | 5.1894 | 4.6856 | 3.6741 | 3.1327 | 2.8669
2025-04-24 | 2.8961 | 2.8473 | 2.6346 | 2.7087 | 2.8288 | 2.8888 | 3.2105 | 3.2465 | 3.2299 | 2.9371 | 2.6406 | 2.4661 | 2.2235 | 2.496 | 2.6182 | 3.0666 | 4.0096 | 4.1651 | 4.7083 | 5.2183 | 4.8409 | 4.0032 | 3.3299 | 2.9945
2025-04-25 | 3.0167 | 2.9228 | 2.7962 | 2.7506 | 2.8116 | 3.0907 | 3.7282 | 3.7245 | 3.7345 | 3.9023 | 3.5762 | 3.3136 | 2.9393 | 2.8625 | 3.1175 | 3.4755 | 3.5638 | 3.6694 | 4.4404 | 4.7441 | 4.0993 | 3.8793 | 3.9118 | 3.1166
2025-04-26 | 2.9427 | 2.9526 | 2.8267 | 2.8113 | 2.8469 | 3.1802 | 3.0553 | 3.2453 | 3.214 | 2.9615 | 2.9911 | 2.5871 | 2.4874 | 2.6413 | 2.4738 | 2.4874 | 2.7535 | 3.4837 | 4.1434 | 3.8717 | 3.6229 | 3.6602 | 3.2895 | 2.9073
2025-04-27 | 2.8326 | 2.9377 | 2.7565 | 2.6732 | 2.7448 | 2.8819 | 3.0839 | 2.7781 | 2.5057 | 2.5064 | 2.2184 | 1.7871 | 1.8383 | 2.0683 | 2.2333 | 2.4489 | 2.6634 | 3.2719 | 3.8137 | 4.2221 | 4.1477 | 3.7687 | 3.1643 | 2.9043
2025-04-28 | 2.9781 | 2.8235 | 2.76 | 2.7634 | 2.8513 | 3.2561 | 3.5259 | 3.4579 | 3.6521 | 2.7165 | 2.4284 | 2.4779 | 2.3768 | 2.4196 | 2.7637 | 2.9322 | 2.8266 | 3.3475 | 4.4582 | 4.6901 | 4.3182 | 4.2436 | 3.9378 | 3.1342
2025-04-29 | 3.0802 | 3.0836 | 2.8565 | 2.8637 | 2.9022 | 3.1406 | 3.5336 | 2.8888 | 2.8126 | 2.5673 | 2.3657 | 2.1853 | 2.2121 | 2.283 | 2.5163 | 3.027 | 3.8753 | 4.1866 | 4.4329 | 4.8835 | 4.3777 | 3.7869 | 3.3463 | 3.0769
2025-04-30 | 3.0651 | 2.9144 | 2.8138 | 2.7613 | 2.8534 | 3.1365 | 3.8267 | 4.1722 | 4.2302 | 4.0942 | 3.4296 | 3.6448 | 3.5093 | 3.3122 | 3.7804 | 3.9617 | 3.9191 | 4.2193 | 4.8436 | 5.1078 | 4.3381 | 3.71 | 3.9449 | 3.2222
2025-05-01 | 2.8218 | 2.9301 | 2.6673 | 2.4791 | 2.5398 | 2.8635 | 3.4154 | 3.1651 | 3.3437 | 3.1092 | 2.5447 | 2.7074 | 3.1705 | 3.3907 | 3.2447 | 3.4732 | 3.5363 | 4.5483 | 4.7586 | 4.912 | 4.6708 | 4.3999 | 3.9254 | 3.2055
2025-05-02 | 2.9602 | 2.8386 | 2.9194 | 2.9237 | 2.9291 | 3.363 | 4.1223 | 4.1925 | 3.5344 | 2.8464 | 3.4315 | 3.4549 | 3.3085 | 2.5472 | 2.9216 | 3.6731 | 3.7829 | 3.969 | 4.8837 | 4.8316 | 4.3149 | 4.3237 | 4.1192 | 3.3315
2025-05-03 | 3.0681 | 2.9531 | 2.725 | 2.5898 | 2.565 | 2.7849 | 2.8992 | 2.7228 | 2.6581 | 2.7584 | 2.7392 | 2.5068 | 2.3966 | 2.3785 | 2.362 | 2.4479 | 2.971 | 3.7645 | 4.3446 | 4.2564 | 4.0922 | 3.9802 | 3.5746 | 3.0148
2025-05-04 | 2.8393 | 2.8969 | 2.8248 | 2.7133 | 2.7385 | 2.7666 | 2.8189 | 2.6657 | 2.4785 | 2.2199 | 2.0692 | 1.8123 | 1.4765 | 1.6989 | 1.8254 | 2.1229 | 2.377 | 2.9416 | 4.1926 | 4.7352 | 4.2766 | 3.4952 | 3.5375 | 3.0274
2025-05-05 | 2.8285 | 2.7978 | 2.8504 | 2.6987 | 2.7799 | 3.1596 | 4.0943 | 3.5186 | 2.8733 | 2.6534 | 2.2996 | 2.1984 | 2.3215 | 2.2459 | 2.1681 | 2.2609 | 2.7883 | 3.6992 | 4.2191 | 4.7697 | 4.4557 | 3.9093 | 3.2028 | 3.0184
2025-05-06 | 2.928 | 2.7134 | 2.4986 | 2.5457 | 2.7445 | 2.7987 | 3.1295 | 3.2721 | 3.732 | 3.6022 | 3.1603 | 3.8507 | 3.4927 | 3.8859 | 3.3934 | 3.0812 | 3.6035 | 4.1304 | 4.6434 | 5.2319 | 4.8014 | 4.1616 | 3.7172 | 3.5763
2025-05-07 | 2.9491 | 2.8481 | 2.787 | 2.787 | 2.7886 | 3.1119 | 3.8895 | 3.9259 | 3.3323 | 2.9013 | 2.4893 | 2.2935 | 2.3155 | 2.3593 | 2.6401 | 2.7925 | 3.0963 | 3.8871 | 4.7652 | 5.2467 | 5.0757 | 4.3093 | 3.7026 | 3.1836
2025-05-08 | 2.9821 | 3.0446 | 2.8474 | 2.7778 | 2.8062 | 3.1957 | 3.9517 | 3.499 | 3.198 | 2.7365 | 2.6431 | 2.5747 | 2.454 | 2.4309 | 2.9202 | 3.0439 | 3.5226 | 4.3602 | 5.0722 | 5.2401 | 5.0218 | 4.3984 | 3.8951 | 3.4274
2025-05-09 | 3.1254 | 3.003 | 2.9945 | 3.082 | 3.1592 | 3.3862 | 3.9305 | 3.765 | 3.5401 | 3.0184 | 2.5797 | 2.4955 | 2.679 | 2.7453 | 2.9402 | 3.0825 | 3.3105 | 3.5613 | 4.4552 | 5.0867 | 4.6665 | 3.9842 | 3.7141 | 3.5719
2025-05-10 | 3.0626 | 2.9394 | 3.0458 | 2.8261 | 2.7943 | 2.9005 | 3.0424 | 3.0974 | 2.4999 | 2.088 | 1.8098 | 1.5984 | 1.6219 | 1.7257 | 2.1525 | 2.2845 | 2.7142 | 3.7175 | 4.4167 | 4.8774 | 4.2885 | 3.6722 | 3.5947 | 3.2013
2025-05-11 | 3.0736 | 3.0351 | 2.808 | 2.7872 | 2.7864 | 2.8236 | 3.0392 | 2.8312 | 2.4649 | 2.2439 | 2.1021 | 1.9599 | 1.8894 | 1.9565 | 1.9802 | 2.2276 | 2.7273 | 3.8119 | 4.4893 | 4.9139 | 4.3485 | 3.7866 | 3.6387 | 3.2813
2025-05-12 | 3.0844 | 2.9166 | 2.7512 | 2.6954 | 2.6338 | 2.8782 | 3.2592 | 3.0506 | 3.3335 | 3.1023 | 2.8169 | 2.7747 | 2.5258 | 2.4006 | 2.4499 | 2.8751 | 4.079 | 4.5622 | 4.9482 | 4.7246 | 4.0757 | 3.5241 | 3.6834 | 3.1915
2025-05-13 | 2.8229 | 2.925 | 2.8616 | 2.7293 | 2.7749 | 2.9941 | 3.9658 | 3.8448 | 3.3872 | 3.4054 | 2.8389 | 2.5009 | 2.4598 | 2.4735 | 2.4769 | 2.6089 | 3.74 | 4.4805 | 4.5986 | 4.8411 | 4.6533 | 4.0967 | 3.4837 | 3.4584
2025-05-14 | 2.9768 | 2.7928 | 2.7472 | 2.7026 | 2.8157 | 3.0151 | 3.1169 | 2.7735 | 2.6569 | 2.4537 | 2.3342 | 2.1822 | 2.1057 | 2.2637 | 2.5481 | 2.6896 | 3.2851 | 4.196 | 4.8283 | 5.2291 | 5.1756 | 4.6612 | 3.8541 | 3.367
2025-05-15 | 3.0043 | 3.1492 | 2.8914 | 2.7278 | 2.7926 | 3.2267 | 4.1508 | 3.9128 | 3.3918 | 3.2568 | 2.7917 | 2.7651 | 2.8278 | 3.0469 | 3.6987 | 3.9031 | 4.4343 | 4.6142 | 5.0099 | 5.2357 | 4.9097 | 4.44 | 3.723 | 3.2453
2025-05-16 | 3.0955 | 2.9874 | 2.9204 | 2.8527 | 2.8289 | 2.9358 | 3.2858 | 3.5874 | 3.4259 | 2.7947 | 2.2712 | 2.2477 | 2.335 | 2.227 | 2.2437 | 2.6858 | 3.1842 | 3.5216 | 4.3766 | 4.7949 | 4.1382 | 4.0509 | 4.0945 | 3.5024
2025-05-17 | 3.0928 | 2.7914 | 2.7297 | 2.7164 | 2.7555 | 2.9652 | 2.9325 | 2.6673 | 2.434 | 2.0822 | 1.833 | 1.5292 | 1.619 | 1.8707 | 1.7655 | 2.1295 | 2.75 | 3.107 | 3.7329 | 4.549 | 4.1302 | 3.6654 | 3.4253 | 3.3192
2025-05-18 | 3.0333 | 2.8006 | 2.7661 | 2.8468 | 2.6745 | 2.5028 | 2.4679 | 2.3999 | 2.2978 | 1.8785 | 1.6357 | 1.3516 | 1.4417 | 1.7078 | 1.8115 | 2.212 | 2.9368 | 4.0955 | 4.8428 | 4.9529 | 4.5482 | 3.7104 | 3.364 | 2.9866
2025-05-19 | 2.9465 | 2.9181 | 2.7155 | 2.6977 | 2.7347 | 3.0443 | 3.6468 | 3.5818 | 3.1717 | 2.8088 | 2.4916 | 2.4135 | 2.3126 | 2.7149 | 2.7724 | 2.7762 | 3.8519 | 4.3252 | 4.6682 | 4.9928 | 4.5712 | 3.6149 | 3.388 | 2.9767
2025-05-20 | 3.0113 | 2.9527 | 2.7458 | 2.773 | 2.9947 | 3.1787 | 3.4907 | 3.3857 | 3.3692 | 2.6953 | 2.4633 | 2.6499 | 2.4702 | 2.9069 | 2.6234 | 3.1206 | 3.556 | 4.0016 | 4.7884 | 5.2204 | 4.818 | 4.0505 | 3.8178 | 3.5047
2025-05-21 | 2.9528 | 2.8464 | 2.8242 | 2.8368 | 3.0998 | 3.2804 | 3.7921 | 3.6448 | 3.4839 | 2.9667 | 2.9327 | 3.0687 | 2.544 | 2.4433 | 2.5632 | 3.0254 | 3.2988 | 3.7508 | 4.76 | 5.1648 | 4.9762 | 4.1504 | 3.9178 | 3.692
2025-05-22 | 3.0253 | 2.9462 | 2.9868 | 2.6648 | 2.7352 | 2.9351 | 3.4414 | 3.3063 | 2.8968 | 2.705 | 2.3511 | 2.2523 | 2.1425 | 2.2481 | 2.3855 | 2.6577 | 3.2612 | 3.9438 | 4.5535 | 4.8398 | 4.4664 | 3.8911 | 3.7147 | 3.4503
2025-05-23 | 3.1292 | 2.9786 | 2.8783 | 2.742 | 2.8203 | 2.8557 | 2.9858 | 2.7651 | 2.6764 | 2.4387 | 2.1614 | 2.174 | 2.0672 | 2.1419 | 2.2276 | 2.5592 | 3.1138 | 4.0878 | 4.3332 | 4.4223 | 3.9234 | 3.603 | 3.5321 | 3.2321
2025-05-24 | 3.2471 | 3.0112 | 2.7951 | 2.8174 | 2.9307 | 2.7856 | 2.7868 | 2.499 | 2.5976 | 2.3579 | 1.9787 | 2.1402 | 2.0971 | 2.0184 | 2.0906 | 2.6137 | 2.9993 | 3.4781 | 4.1276 | 4.5464 | 4.2356 | 3.5002 | 3.6678 | 3.4277
2025-05-25 | 2.9546 | 2.895 | 3.0016 | 2.797 | 2.7313 | 2.7773 | 2.8503 | 2.9574 | 2.5605 | 2.3625 | 2.0936 | 1.9028 | 2.1464 | 2.1945 | 2.3904 | 2.8729 | 3.2447 | 3.9471 | 4.4557 | 4.5625 | 4.174 | 3.5554 | 3.3045 | 3.0174
2025-05-26 | 3.0406 | 2.9815 | 2.7566 | 2.719 | 2.8651 | 2.9144 | 2.8569 | 2.731 | 2.4746 | 2.3617 | 2.2241 | 2.151 | 1.9711 | 2.0946 | 2.2353 | 2.9061 | 3.1611 | 3.5282 | 4.519 | 5.0071 | 4.6992 | 4.1455 | 3.5411 | 3.3251
2025-05-27 | 3.1363 | 2.828 | 2.8419 | 2.98 | 2.8274 | 3.1925 | 3.7167 | 4.0546 | 4.5551 | 4.2173 | 4.0857 | 3.8195 | 3.5832 | 3.6055 | 4.3155 | 4.8175 | 4.8144 | 4.6355 | 5.2238 | 5.2317 | 4.5773 | 4.7279 | 4.5026 | 3.7656
2025-05-28 | 3.445 | 3.2778 | 3.2563 | 3.3808 | 3.0542 | 3.3805 | 4.152 | 3.6242 | 2.9491 | 2.6738 | 2.4432 | 2.3951 | 2.2257 | 2.2313 | 2.5555 | 2.7016 | 3.1462 | 4.1068 | 4.9061 | 5.2355 | 5.1082 | 4.8069 | 4.2394 | 3.79
2025-05-29 | 3.6354 | 3.2713 | 3.0397 | 3.091 | 3.2209 | 3.2656 | 3.6918 | 3.5777 | 3.6024 | 2.902 | 2.7514 | 2.5797 | 2.2991 | 2.529 | 3.1397 | 3.326 | 3.7283 | 3.8321 | 4.7214 | 5.1794 | 4.9639 | 4.3048 | 3.8848 | 3.4636
2025-05-30 | 3.4408 | 3.2692 | 3.2103 | 3.1476 | 3.1717 | 3.5387 | 3.8328 | 3.9424 | 3.8708 | 3.078 | 3.3866 | 2.5136 | 2.6239 | 2.8284 | 3.215 | 2.6017 | 3.2 | 4.0331 | 4.1281 | 4.5153 | 4.0511 | 3.9316 | 3.9526 | 3.8077
2025-05-31 | 3.4441 | 3.1193 | 2.8528 | 2.8239 | 2.8595 | 2.9597 | 2.8534 | 2.7034 | 2.4911 | 2.0777 | 1.8066 | 1.33 | 1.4484 | 1.5531 | 1.7499 | 2.0019 | 2.5581 | 3.4371 | 4.2282 | 4.6516 | 4.1518 | 3.8673 | 3.7338 | 3.409
2025-06-01 | 3.4459 | 3.2107 | 2.9948 | 2.9391 | 2.862 | 2.9607 | 2.9472 | 2.742 | 2.6236 | 2.4277 | 2.1026 | 1.8201 | 1.9279 | 1.985 | 1.8903 | 2.3135 | 2.7138 | 3.1987 | 4.3286 | 4.9521 | 4.7635 | 4.6622 | 3.9321 | 3.6578
2025-06-02 | 3.3072 | 3.0875 | 3.0926 | 3.126 | 2.9211 | 3.0815 | 3.2134 | 3.4897 | 3.1971 | 3.0925 | 2.8107 | 2.6025 | 2.5886 | 2.6397 | 2.8376 | 3.5023 | 4.3904 | 4.1928 | 4.4509 | 5.135 | 4.973 | 4.7331 | 4.0829 | 3.7656
2025-06-03 | 3.5693 | 3.151 | 3.0713 | 3.2258 | 3.1019 | 3.2856 | 3.6667 | 3.9813 | 3.9949 | 3.5083 | 3.3384 | 3.3369 | 2.7857 | 2.8408 | 2.7767 | 3.6228 | 3.9243 | 4.1523 | 4.7806 | 5.0666 | 4.8174 | 4.1682 | 3.9314 | 3.7718
2025-06-04 | 3.1413 | 3.1029 | 3.0723 | 3.0418 | 3.1201 | 3.4679 | 3.8662 | 3.6992 | 2.8036 | 2.482 | 2.759 | 2.7666 | 2.7578 | 2.6082 | 2.492 | 2.6855 | 3.403 | 3.898 | 4.5937 | 5.076 | 4.8637 | 4.6038 | 3.9614 | 3.6836
2025-06-05 | 3.4583 | 3.1729 | 3.0469 | 3.0961 | 3.0757 | 3.1262 | 3.3832 | 3.2679 | 3.1215 | 2.8985 | 2.5862 | 2.7122 | 2.4774 | 2.4908 | 2.8421 | 3.1268 | 3.5726 | 3.9205 | 4.5133 | 4.8164 | 4.6322 | 4.0039 | 3.594 | 3.1908
2025-06-06 | 3.0937 | 3.0181 | 2.9045 | 2.8665 | 2.864 | 2.951 | 3.4152 | 3.7129 | 3.3835 | 3.0697 | 2.869 | 2.6657 | 2.9218 | 3.0548 | 2.9657 | 3.086 | 3.5314 | 3.9675 | 4.4174 | 4.6682 | 4.4577 | 3.9731 | 3.8842 | 3.5511
2025-06-07 | 3.4508 | 3.2091 | 3.0323 | 3.0541 | 3.0695 | 2.9353 | 2.9586 | 2.9294 | 2.7212 | 2.3641 | 1.8813 | 1.9307 | 2.3255 | 2.0473 | 1.976 | 2.2283 | 2.6564 | 3.283 | 4.1278 | 4.4102 | 4.3194 | 4.2142 | 3.6623 | 3.4101
2025-06-08 | 3.3044 | 3.2875 | 3.0298 | 2.98 | 2.8937 | 2.8739 | 2.9324 | 2.933 | 2.7405 | 2.4046 | 2.0793 | 1.9674 | 2.1119 | 2.243 | 1.9474 | 2.167 | 2.5479 | 3.07 | 4.2455 | 4.9438 | 4.683 | 4.1713 | 3.857 | 3.4566
2025-06-09 | 3.3954 | 3.0868 | 2.9654 | 2.9383 | 2.9645 | 3.0044 | 3.0398 | 3.2244 | 2.9596 | 2.8205 | 2.6724 | 2.1491 | 1.9547 | 2.0892 | 2.3072 | 2.7668 | 2.7779 | 3.7978 | 4.3947 | 4.8948 | 4.811 | 4.2065 | 3.6646 | 3.5016
2025-06-10 | 3.309 | 3.0268 | 2.9968 | 3.164 | 2.9363 | 3.0064 | 3.2874 | 3.5367 | 3.0652 | 3.0015 | 2.7388 | 2.5199 | 2.3896 | 2.59 | 2.5517 | 3.1427 | 4.0331 | 4.417 | 4.854 | 5.135 | 5.111 | 4.5743 | 4.0674 | 3.6166
2025-06-11 | 3.2992 | 3.1879 | 3.3399 | 3.0744 | 3.0099 | 3.204 | 3.943 | 3.9613 | 3.4159 | 3.2 | 2.9954 | 2.5279 | 2.5866 | 3.2348 | 3.2767 | 3.1132 | 3.7895 | 4.4135 | 4.7648 | 5.1324 | 5.0407 | 4.4952 | 4.1332 | 3.9626
2025-06-12 | 3.7982 | 3.5687 | 3.2411 | 3.1428 | 3.013 | 3.501 | 3.4621 | 3.3324 | 3.4386 | 3.0732 | 4.1177 | 3.908 | 3.1073 | 2.8272 | 3.1576 | 3.4813 | 3.8976 | 4.4569 | 4.7917 | 5.1329 | 4.9836 | 4.602 | 3.815 | 3.401
2025-06-13 | 3.1382 | 3.0952 | 3.1465 | 3.0016 | 3.0089 | 3.0913 | 3.8631 | 3.9006 | 3.4694 | 3.0266 | 2.9658 | 2.5536 | 2.6282 | 2.8778 | 2.8716 | 3.1654 | 3.3911 | 3.9456 | 4.6628 | 4.8884 | 4.8624 | 4.5426 | 4.0531 | 3.8904
2025-06-14 | 3.5035 | 3.1616 | 3.0462 | 3.1558 | 3.0162 | 2.9915 | 3.0347 | 2.9495 | 2.7369 | 2.5337 | 2.3823 | 2.4063 | 2.3075 | 2.4505 | 2.5329 | 2.6613 | 2.7771 | 3.6793 | 4.4836 | 4.5641 | 4.4141 | 4.0955 | 3.5726 | 3.2744
2025-06-15 | 3.2229 | 3.074 | 2.9533 | 2.9203 | 3.0264 | 2.9351 | 2.8919 | 2.9423 | 2.6529 | 2.3482 | 2.101 | 1.8979 | 1.9998 | 2.0708 | 2.5038 | 2.603 | 2.7084 | 3.0817 | 3.9342 | 4.4248 | 4.4806 | 3.7747 | 3.4412 | 3.1829
2025-06-16 | 3.169 | 2.9882 | 2.8492 | 2.7898 | 2.924 | 3.0927 | 3.1511 | 3.4474 | 3.6027 | 3.1318 | 2.9443 | 2.7764 | 2.715 | 2.6963 | 2.5901 | 3.1553 | 3.879 | 3.9407 | 4.5814 | 4.9128 | 5.1247 | 4.7994 | 4.4398 | 3.9404
2025-06-17 | 3.413 | 3.0832 | 3.0534 | 3.0154 | 3.0646 | 3.2293 | 3.4301 | 3.7625 | 3.3606 | 3.0002 | 2.9003 | 2.7822 | 2.6366 | 2.5105 | 2.6909 | 3.0649 | 3.2079 | 3.9068 | 4.713 | 5.0893 | 5.1265 | 4.6282 | 4.7268 | 4.4356
2025-06-18 | 4.2708 | 3.794 | 3.4816 | 3.4664 | 3.597 | 3.7237 | 3.2144 | 3.2514 | 3.4319 | 3.077 | 2.6132 | 2.5922 | 2.3969 | 2.4331 | 2.4085 | 2.5675 | 3.2597 | 4.4289 | 4.8238 | 5.1241 | 5.0529 | 4.8006 | 4.2032 | 3.6465
2025-06-19 | 4.4408 | 4.4272 | 3.9914 | 3.8288 | 3.6638 | 4.2809 | 3.4593 | 3.3891 | 3.5988 | 3.1362 | 2.8783 | 2.7563 | 2.5866 | 2.4501 | 2.4341 | 3.0149 | 3.2238 | 3.6652 | 4.5063 | 4.9365 | 4.8305 | 4.4839 | 4.4654 | 4.587
2025-06-20 | 4.3688 | 3.7254 | 3.5851 | 3.6352 | 3.881 | 3.7212 | 3.3283 | 3.61 | 3.4581 | 3.1262 | 3.0194 | 2.7035 | 2.7019 | 2.6627 | 2.9278 | 3.2162 | 3.1473 | 3.5358 | 4.1077 | 4.4636 | 4.4014 | 4.3896 | 3.9809 | 3.5257
2025-06-21 | 3.2572 | 3.3878 | 3.247 | 3.0326 | 2.9179 | 3.0067 | 3.0062 | 2.8643 | 2.4581 | 2.075 | 1.8826 | 1.5477 | 1.7463 | 1.8995 | 1.6777 | 2.1223 | 2.6299 | 3.0783 | 3.7496 | 4.2794 | 4.2419 | 4.0722 | 4.17 | 4.1559
2025-06-22 | 4.215 | 3.8654 | 3.553 | 3.4509 | 3.423 | 3.6626 | 2.9074 | 2.8859 | 2.8681 | 2.5775 | 2.2922 | 2.3833 | 2.3278 | 2.2015 | 2.3327 | 2.2007 | 2.6257 | 3.287 | 4.0993 | 4.7306 | 4.593 | 4.0241 | 4.2638 | 4.5069
2025-06-23 | 3.5945 | 3.0382 | 2.9454 | 2.9336 | 2.9178 | 3.3258 | 3.3231 | 3.5327 | 3.8156 | 3.3044 | 2.8965 | 3.0119 | 3.2045 | 2.7071 | 2.7841 | 2.8846 | 3.2748 | 4.2874 | 4.9909 | 5.1365 | 5.0406 | 4.6679 | 4.7096 | 4.7547
2025-06-24 | 4.3477 | 3.8878 | 3.9779 | 3.9684 | 3.728 | 4.083 | 3.743 | 4.2464 | 3.8865 | 3.2754 | 2.9364 | 2.8784 | 2.8824 | 2.9113 | 2.937 | 2.9103 | 2.0026 | 2.8914 | 3.5066 | 4.5844 | 5.1274 | 4.4651 | 4.0122 | 3.3112
2025-06-25 | 3.0437 | 2.9522 | 2.874 | 2.8396 | 2.8479 | 2.9989 | 3.1338 | 3.1259 | 2.8325 | 2.6083 | 2.4802 | 2.3629 | 2.2676 | 2.234 | 2.2667 | 2.5677 | 3.5814 | 4.2362 | 5.0065 | 5.1368 | 5.1291 | 4.9342 | 4.7378 | 4.0632
2025-06-26 | 3.6198 | 3.3384 | 3.2254 | 3.1695 | 3.2168 | 3.3763 | 3.5583 | 4.1823 | 3.8309 | 3.4907 | 3.3904 | 3.406 | 3.194 | 3.0078 | 3.2796 | 3.7593 | 3.6985 | 4.0966 | 4.6693 | 5.0623 | 4.9274 | 4.5929 | 4.3747 | 3.668
2025-06-27 | 3.1881 | 3.0655 | 2.9955 | 3.0101 | 3.0911 | 2.9503 | 2.9861 | 3.1878 | 2.9999 | 2.7238 | 2.4134 | 2.5699 | 2.7575 | 2.5994 | 2.759 | 3.2286 | 3.4755 | 3.7652 | 4.1673 | 4.6496 | 4.7087 | 4.3784 | 4.1006 | 3.4296
2025-06-28 | 3.3202 | 3.2837 | 2.9838 | 2.9595 | 2.8615 | 2.9634 | 3.0879 | 2.7962 | 2.6331 | 2.5007 | 2.2123 | 1.8586 | 2.11 | 2.2705 | 2.4111 | 2.3284 | 2.5479 | 3.3686 | 4.0339 | 4.2837 | 4.3598 | 4.0385 | 3.7386 | 3.2878
2025-06-29 | 3.2845 | 3.1843 | 2.9831 | 2.9478 | 2.8831 | 3.0358 | 2.8996 | 2.7352 | 2.6789 | 2.4976 | 2.4113 | 2.0197 | 2.1178 | 2.0375 | 2.312 | 2.4022 | 2.704 | 3.2243 | 4.2129 | 4.4271 | 4.2372 | 3.9166 | 3.9401 | 3.3098
2025-06-30 | 3.0016 | 2.9967 | 3.0372 | 2.8623 | 2.9028 | 3.0161 | 3.3845 | 3.6531 | 3.5079 | 3.103 | 2.7476 | 2.6018 | 2.4948 | 2.8281 | 3.1295 | 3.5339 | 4.0773 | 4.7951 | 5.0261 | 5.1257 | 5.0989 | 4.9162 | 4.2076 | 3.6646
2025-07-01 | 3.2761 | 3.2699 | 3.1546 | 3.0942 | 3.0549 | 3.2622 | 3.3148 | 3.3753 | 3.5228 | 3.093 | 2.6454 | 2.3619 | 2.5079 | 2.5893 | 2.6978 | 2.9023 | 3.2245 | 3.7583 | 4.311 | 4.7067 | 4.7142 | 5.2305 | 4.5608 | 4.1353
2025-07-02 | 3.8315 | 3.9884 | 3.4461 | 3.4407 | 3.2712 | 3.3594 | 3.456 | 3.1021 | 2.8742 | 2.5467 | 2.283 | 2.1131 | 2.3532 | 2.1211 | 2.1451 | 2.4391 | 3.2304 | 3.7652 | 3.9282 | 4.1802 | 4.1249 | 4.6901 | 4.8145 | 4.3104
2025-07-03 | 4.1499 | 3.7769 | 3.4543 | 3.4713 | 3.4842 | 3.9903 | 3.6954 | 3.2686 | 3.1368 | 2.783 | 2.6506 | 2.5408 | 2.5612 | 2.5445 | 2.8794 | 2.7753 | 3.3156 | 4.1393 | 4.7722 | 5.0649 | 4.8986 | 4.8548 | 4.7242 | 4.3371
2025-07-04 | 4.2 | 3.961 | 3.5888 | 3.6334 | 3.6634 | 3.5866 | 3.7531 | 3.6391 | 3.4617 | 3.1787 | 2.609 | 2.535 | 2.5081 | 2.447 | 2.6027 | 2.7547 | 3.2143 | 3.6026 | 3.6249 | 4.4837 | 4.4209 | 5.0093 | 4.7036 | 4.323
2025-07-05 | 4.0378 | 3.7284 | 3.3692 | 3.3635 | 3.5299 | 3.418 | 3.1056 | 3.0052 | 2.85 | 2.6539 | 2.5417 | 2.4264 | 2.4638 | 2.4083 | 2.4554 | 2.6222 | 2.8832 | 2.9637 | 3.6869 | 3.9768 | 3.8841 | 3.4986 | 3.2335 | 3.0869
2025-07-06 | 3.0305 | 3.0535 | 2.8842 | 2.8568 | 2.7337 | 2.8949 | 2.716 | 2.5189 | 2.4024 | 2.1886 | 1.9289 | 2.0802 | 1.8659 | 1.7531 | 2.0442 | 2.1232 | 2.4501 | 3.002 | 3.7247 | 4.3454 | 3.8818 | 3.6916 | 3.482 | 3.048
2025-07-07 | 2.9353 | 2.9558 | 2.8788 | 2.7957 | 2.9291 | 3.0345 | 3.037 | 3.1136 | 2.9557 | 2.658 | 2.3187 | 2.1629 | 2.0924 | 2.3802 | 2.6333 | 2.5799 | 3.006 | 3.9955 | 4.6316 | 4.9918 | 4.8265 | 4.9722 | 4.7555 | 4.6977
2025-07-08 | 4.2418 | 3.8632 | 3.2972 | 3.2787 | 3.2652 | 3.4674 | 4.0951 | 3.5446 | 3.2073 | 2.6849 | 2.7679 | 2.7033 | 2.3327 | 2.7831 | 3.1693 | 3.023 | 3.1068 | 4.0019 | 4.3148 | 4.8017 | 4.605 | 5.1547 | 4.5895 | 4.0842
2025-07-09 | 3.7396 | 3.7785 | 3.5917 | 3.4212 | 3.2855 | 3.6178 | 3.7619 | 3.2039 | 2.9203 | 2.6974 | 2.5321 | 2.5311 | 2.466 | 2.7444 | 2.8011 | 3.109 | 3.091 | 3.3664 | 4.0178 | 4.8766 | 4.739 | 5.2052 | 4.9566 | 4.2206
2025-07-10 | 4.2166 | 4.0226 | 3.5993 | 3.5301 | 3.66 | 3.859 | 3.8717 | 3.3813 | 3.3597 | 3.0123 | 2.7913 | 2.8008 | 3.2665 | 2.8936 | 2.7295 | 2.798 | 3.0955 | 3.8447 | 4.3475 | 4.8089 | 4.5926 | 4.9005 | 4.7987 | 4.2393
2025-07-11 | 4.0317 | 4.1467 | 3.6718 | 3.4375 | 3.2042 | 3.4137 | 3.4499 | 3.0057 | 3.0754 | 2.9898 | 2.948 | 2.752 | 2.5968 | 2.5159 | 2.6274 | 2.8515 | 3.2689 | 3.5237 | 4.0806 | 4.6845 | 4.0975 | 4.7982 | 5.2424 | 4.4329
2025-07-12 | 4.0356 | 3.9823 | 3.5984 | 3.4486 | 3.5196 | 3.5673 | 3.2659 | 2.9813 | 2.8429 | 2.6396 | 2.377 | 2.1259 | 2.164 | 2.3619 | 2.509 | 2.5393 | 2.8648 | 3.0072 | 3.4099 | 4.1812 | 4.318 | 4.8035 | 5.0527 | 4.5359
2025-07-13 | 3.293 | 3.0778 | 3.2131 | 3.0268 | 2.8691 | 2.8715 | 3.0178 | 2.8942 | 2.6339 | 2.5703 | 2.441 | 1.7001 | 1.7931 | 1.9597 | 2.2655 | 2.4441 | 2.8596 | 3.4393 | 4.0311 | 4.5699 | 4.0312 | 3.5519 | 3.7198 | 3.4143
2025-07-14 | 3.2166 | 2.9879 | 2.9637 | 3.0735 | 2.9928 | 3.0423 | 3.1668 | 3.7392 | 3.5727 | 2.9387 | 2.6307 | 2.5935 | 2.5116 | 2.3961 | 2.6287 | 2.7533 | 2.9829 | 3.7875 | 4.6218 | 5.0714 | 4.9124 | 5.1765 | 4.94 | 4.6208
2025-07-15 | 4.3541 | 3.7931 | 3.9163 | 4.0414 | 3.54 | 3.8003 | 4.0877 | 3.7766 | 3.4681 | 3.4068 | 2.7953 | 2.6942 | 2.7926 | 2.866 | 2.8714 | 2.9061 | 3.5606 | 4.2175 | 4.5687 | 5.1191 | 4.8831 | 4.9875 | 4.9051 | 4.3681
2025-07-16 | 3.9004 | 4.1131 | 3.8288 | 3.675 | 3.5057 | 3.9556 | 4.1528 | 3.3663 | 3.5704 | 2.9863 | 2.7458 | 2.7383 | 2.5741 | 2.6603 | 3.0728 | 3.2225 | 3.6431 | 4.1598 | 4.5784 | 5.0224 | 4.7312 | 4.6504 | 4.6197 | 4.2689
2025-07-17 | 4.3728 | 4.1423 | 3.7073 | 3.6158 | 3.6663 | 3.6245 | 3.8489 | 3.3337 | 3.1586 | 2.8108 | 2.4561 | 2.4696 | 2.426 | 2.2862 | 2.593 | 2.9888 | 3.1204 | 3.6576 | 4.1948 | 4.6328 | 4.6665 | 4.7284 | 5.1967 | 4.6065
2025-07-18 | 3.8407 | 3.5442 | 3.6759 | 3.847 | 3.3696 | 3.6075 | 4.2337 | 3.5707 | 3.2691 | 3.1435 | 2.8541 | 2.6547 | 2.5189 | 2.686 | 2.7153 | 2.7366 | 3.386 | 3.4461 | 3.4052 | 4.0278 | 4.1118 | 4.4636 | 4.5347 | 4.502
2025-07-19 | 3.9547 | 3.5103 | 3.7213 | 3.4507 | 3.2171 | 3.486 | 3.6799 | 3.0347 | 2.6624 | 2.387 | 1.9099 | 1.5389 | 1.5484 | 1.9548 | 2.3235 | 2.295 | 2.7114 | 3.1804 | 3.4582 | 3.6793 | 3.9787 | 4.53 | 4.3783 | 4.607
2025-07-20 | 3.526 | 3.221 | 2.9981 | 2.9336 | 2.785 | 2.825 | 2.9613 | 2.7609 | 2.5406 | 2.4185 | 2.176 | 2.1557 | 2.1546 | 2.2735 | 2.5374 | 2.7856 | 3.1186 | 3.5824 | 4.4742 | 4.8492 | 4.3513 | 4.2629 | 4.4451 | 4.0568
2025-07-21 | 3.1625 | 2.9278 | 2.9707 | 3.0666 | 2.9601 | 3.0413 | 3.1821 | 3.3511 | 2.9552 | 2.662 | 2.746 | 2.6569 | 2.6347 | 2.7243 | 2.6887 | 2.9463 | 3.97 | 4.6597 | 4.9792 | 5.3091 | 4.6828 | 5.0996 | 4.993 | 5.0139
2025-07-22 | 4.644 | 4.3334 | 3.9158 | 3.8114 | 3.6251 | 4.2861 | 4.325 | 3.5789 | 3.888 | 3.423 | 2.9607 | 2.5942 | 2.6904 | 2.6583 | 2.797 | 3.1759 | 3.6709 | 4.0536 | 4.7073 | 4.9235 | 4.5063 | 5.3075 | 5.2273 | 4.4719
2025-07-23 | 3.5487 | 3.4098 | 3.6615 | 3.8921 | 3.3971 | 3.7302 | 4.39 | 3.7446 | 3.4111 | 3.1672 | 2.7592 | 2.8706 | 3.313 | 3.2471 | 3.0794 | 3.1807 | 3.3622 | 4.0741 | 4.6066 | 5.1003 | 4.9513 | 4.8778 | 4.7737 | 4.3213
2025-07-24 | 4.2602 | 4.066 | 3.6561 | 3.7521 | 3.6862 | 3.7284 | 3.9634 | 3.7802 | 3.3149 | 2.9055 | 2.8613 | 2.8952 | 2.7087 | 2.5592 | 2.8838 | 3.012 | 3.4328 | 3.5559 | 4.524 | 5.1257 | 5.0159 | 5.1728 | 5.047 | 4.4658
2025-07-25 | 4.2924 | 4.247 | 3.7714 | 3.597 | 3.7938 | 4.0831 | 3.9392 | 3.5258 | 3.9199 | 3.1193 | 2.8958 | 2.6662 | 2.5064 | 2.4403 | 2.5789 | 3.0692 | 3.1421 | 3.8726 | 4.4865 | 5.1411 | 4.8772 | 5.3133 | 5.329 | 4.3865
2025-07-26 | 4.1967 | 4.4555 | 4.2941 | 3.8251 | 3.4166 | 3.7872 | 3.7479 | 3.0227 | 2.7946 | 2.651 | 2.2693 | 2.1121 | 2.243 | 1.9867 | 1.9626 | 2.246 | 2.7659 | 3.1849 | 3.5791 | 4.3777 | 4.1844 | 4.5953 | 4.4822 | 4.521
2025-07-27 | 4.1881 | 3.6572 | 3.4628 | 3.3542 | 3.0257 | 2.9359 | 3.0362 | 2.8565 | 2.4768 | 2.2749 | 2.1965 | 2.0088 | 2.0463 | 2.1746 | 1.9759 | 2.3091 | 2.833 | 3.3283 | 4.1861 | 4.8795 | 4.5217 | 3.629 | 3.334 | 3.2938
2025-07-28 | 3.215 | 3.0664 | 3.1716 | 3.8947 | 3.4498 | 3.5416 | 3.4208 | 3.6126 | 3.411 | 3.4317 | 3.0204 | 2.6593 | 2.5887 | 2.9403 | 3.226 | 3.6355 | 3.8725 | 4.7496 | 5.0457 | 5.3006 | 5.2942 | 5.3168 | 5.2095 | 5.0425
2025-07-29 | 4.5858 | 4.2092 | 3.8361 | 3.9493 | 4.009 | 4.0171 | 4.2 | 3.7232 | 3.809 | 3.3208 | 3.021 | 2.7595 | 2.4505 | 2.4962 | 2.8951 | 3.1627 | 3.7472 | 4.1042 | 4.8691 | 5.2923 | 5.0245 | 5.2589 | 4.9411 | 4.6934
2025-07-30 | 4.6787 | 4.0878 | 3.9123 | 4.0391 | 3.9121 | 4.0366 | 4.3145 | 4.0326 | 3.7409 | 2.9309 | 3.0003 | 2.6296 | 2.4883 | 2.3435 | 2.6309 | 2.9412 | 3.4472 | 4.2291 | 4.7691 | 5.2798 | 5.0531 | 5.1828 | 5.0395 | 4.8065
2025-07-31 | 4.8806 | 4.5836 | 3.9679 | 3.775 | 3.8295 | 4.3924 | 4.5615 | 4.4599 | 4.2662 | 3.6067 | 3.4641 | 3.0805 | 2.7062 | 2.6434 | 2.8012 | 3.3189 | 3.4614 | 3.6773 | 4.6531 | 5.0804 | 4.4964 | 5.0464 | 4.6871 | 4.4364
2025-08-01 | 4.4768 | 4.4916 | 3.9344 | 3.6042 | 3.5983 | 3.6669 | 3.771 | 3.4318 | 3.3585 | 3.0371 | 2.6123 | 2.473 | 2.6794 | 2.6482 | 2.9516 | 3.3763 | 3.6654 | 3.8125 | 4.0493 | 4.5411 | 3.8538 | 4.3196 | 4.7068 | 4.5985
2025-08-02 | 4.093 | 3.4572 | 3.1322 | 3.1603 | 3.0061 | 2.9935 | 3.0098 | 3.2041 | 2.956 | 2.3308 | 2.3015 | 2.2333 | 2.1549 | 2.389 | 2.3916 | 2.6944 | 3.2483 | 3.6882 | 4.3216 | 4.8349 | 4.4959 | 4.3621 | 4.8063 | 4.6312
2025-08-03 | 4.0875 | 3.3416 | 3.2232 | 3.1932 | 2.8781 | 2.9687 | 3.052 | 3.0695 | 2.8513 | 2.4892 | 2.3544 | 2.2644 | 2.1194 | 2.2234 | 2.1593 | 2.3332 | 2.7926 | 3.4883 | 4.1962 | 5.1683 | 4.9214 | 4.1971 | 3.4584 | 3.2251
2025-08-04 | 3.1636 | 3.1695 | 3.014 | 3.0604 | 3.4466 | 3.9749 | 3.7066 | 3.3487 | 3.4286 | 3.0919 | 3.1892 | 2.8275 | 2.8518 | 2.6367 | 2.5674 | 2.8887 | 3.6712 | 4.3796 | 4.7195 | 5.3195 | 4.7981 | 4.9642 | 4.8555 | 4.7849
2025-08-05 | 4.3592 | 4.2404 | 3.8248 | 3.9736 | 3.9095 | 4.0078 | 4.1331 | 3.8549 | 3.6697 | 3.2306 | 2.8984 | 3.0441 | 2.8392 | 2.7132 | 2.9755 | 3.2744 | 3.6621 | 4.0235 | 4.9584 | 5.4589 | 4.9708 | 5.4035 | 5.395 | 4.4079
2025-08-06 | 3.8856 | 4.2099 | 3.8994 | 3.6248 | 3.5628 | 4.152 | 4.2678 | 3.6039 | 3.7585 | 3.2427 | 3.1211 | 2.9464 | 2.8575 | 2.8218 | 3.0297 | 3.377 | 4.3152 | 4.1752 | 4.9344 | 5.4722 | 5.1391 | 5.3811 | 5.3725 | 4.9601
2025-08-07 | 4.4268 | 4.2818 | 4.169 | 4.5041 | 4.2668 | 4.1635 | 4.5163 | 4.1053 | 3.8724 | 3.4436 | 3.2549 | 3.1228 | 3.4896 | 3.9136 | 4.2688 | 3.941 | 4.8436 | 5.052 | 5.4452 | 5.4888 | 4.9579 | 5.1536 | 5.3117 | 4.1995
2025-08-08 | 3.8582 | 4.2024 | 3.9399 | 4.0084 | 3.859 | 4.6622 | 4.6274 | 3.9045 | 3.7204 | 3.2624 | 3.1128 | 3.2504 | 2.8017 | 2.8288 | 3.0002 | 3.0664 | 3.3085 | 4.2461 | 4.9186 | 5.1348 | 4.8329 | 5.0718 | 4.8886 | 4.6459
2025-08-09 | 4.3877 | 4.2413 | 3.7426 | 3.8174 | 3.4022 | 3.1406 | 3.2076 | 3.1195 | 2.9927 | 2.5965 | 2.2691 | 2.1966 | 2.3219 | 2.2885 | 2.3765 | 2.827 | 3.3272 | 3.9266 | 4.5887 | 5.4757 | 5.1515 | 5.3216 | 4.8347 | 4.5438
2025-08-10 | 3.867 | 3.3047 | 3.2198 | 3.3094 | 3.1678 | 3.0353 | 3.06 | 2.9656 | 2.9071 | 2.4722 | 2.1205 | 2.2349 | 2.154 | 2.1908 | 2.3201 | 2.4392 | 2.8564 | 3.7771 | 4.4963 | 5.1219 | 4.946 | 3.9609 | 3.6755 | 3.5694
2025-08-11 | 3.2528 | 3.4432 | 3.5201 | 3.5595 | 3.0605 | 3.2044 | 3.5234 | 3.7796 | 3.5616 | 2.9782 | 3.0963 | 3.024 | 2.8783 | 3.0235 | 3.1117 | 3.729 | 4.2063 | 4.6799 | 5.3028 | 5.4664 | 5.2038 | 5.1473 | 5.0126 | 4.6253
2025-08-12 | 4.7403 | 4.3004 | 3.9382 | 4.1029 | 4.0684 | 4.2306 | 4.7621 | 3.9641 | 3.8942 | 3.304 | 2.8524 | 3.0955 | 3.2551 | 3.1399 | 3.0265 | 3.4293 | 3.9793 | 4.3666 | 5.0254 | 5.479 | 5.0066 | 4.907 | 5.078 | 4.8168
2025-08-13 | 3.9786 | 3.9646 | 4.1287 | 3.8104 | 3.8173 | 4.5396 | 4.4443 | 3.7866 | 3.7706 | 3.1332 | 2.7258 | 2.5144 | 2.6987 | 2.6782 | 2.6666 | 3.1476 | 3.986 | 4.6974 | 5.2407 | 5.4694 | 5.3326 | 5.4423 | 5.02 | 4.529
2025-08-14 | 4.4138 | 4.4607 | 3.9954 | 3.8313 | 4.024 | 4.0341 | 3.8345 | 3.7231 | 3.7707 | 3.4337 | 3.285 | 3.6764 | 3.5468 | 3.056 | 2.9437 | 3.4177 | 3.9615 | 4.7012 | 5.262 | 5.3214 | 4.813 | 5.4053 | 5.521 | 5.3547
2025-08-15 | 4.6662 | 4.6139 | 4.8423 | 4.4787 | 4.2234 | 4.7608 | 4.2842 | 3.3883 | 3.1749 | 2.8308 | 2.7625 | 2.7281 | 2.6288 | 2.7634 | 2.819 | 3.0482 | 4.1213 | 4.9181 | 5.2816 | 5.4747 | 5.2239 | 5.4979 | 5.4357 | 5.141
2025-08-16 | 5.0886 | 4.7039 | 4.3257 | 3.902 | 3.8213 | 4.3448 | 3.8653 | 3.1628 | 3.062 | 2.9068 | 2.6201 | 2.4971 | 2.6314 | 2.7032 | 2.6815 | 3.0851 | 3.455 | 4.0838 | 4.6938 | 4.6061 | 4.5241 | 5.1921 | 5.1267 | 4.4568
2025-08-17 | 3.9841 | 3.5217 | 3.5489 | 3.5037 | 3.1489 | 3.0255 | 2.9513 | 3.1083 | 2.942 | 2.6575 | 2.2775 | 2.2427 | 2.2921 | 2.5342 | 2.5243 | 2.6202 | 3.2581 | 4.058 | 4.8171 | 5.4571 | 5.1999 | 4.9198 | 4.7247 | 4.3501
2025-08-18 | 4.1589 | 4.0204 | 3.2904 | 3.1938 | 3.2548 | 3.7346 | 3.7903 | 3.7781 | 3.869 | 3.6391 | 3.4951 | 3.0519 | 3.1578 | 3.2014 | 3.2171 | 3.6775 | 4.2746 | 4.7022 | 5.1767 | 5.2933 | 5.0499 | 5.4338 | 5.0583 | 4.8684
2025-08-19 | 4.8056 | 4.3736 | 4.183 | 4.551 | 3.8671 | 4.3451 | 4.9734 | 4.4693 | 4.276 | 3.1214 | 2.8688 | 2.9067 | 3.1139 | 3.2227 | 3.2669 | 3.3909 | 3.8692 | 4.5548 | 4.8981 | 5.4685 | 4.8158 | 4.9383 | 5.0281 | 4.6052
2025-08-20 | 4.3811 | 4.2277 | 3.7867 | 3.7468 | 3.8423 | 4.3059 | 4.818 | 4.2037 | 3.32 | 3.1448 | 2.8116 | 2.5808 | 2.4936 | 2.8662 | 3.182 | 3.0057 | 3.9914 | 4.7453 | 4.4925 | 4.8707 | 4.8617 | 5.0972 | 4.9914 | 4.7181
2025-08-21 | 4.6616 | 3.9765 | 4.043 | 4.3744 | 4.0783 | 4.1288 | 4.5459 | 4.3491 | 3.6246 | 3.6225 | 3.58 | 4.288 | 4.1077 | 3.4429 | 3.771 | 3.8363 | 4.2284 | 4.0559 | 4.3184 | 4.4308 | 3.7529 | 3.576 | 3.4246 | 3.2398
2025-08-22 | 2.8816 | 2.8302 | 2.9516 | 2.7851 | 2.7998 | 2.7076 | 2.3465 | 2.7498 | 3.1615 | 2.8719 | 2.7062 | 2.7916 | 2.7156 | 2.4017 | 2.5289 | 3.0797 | 3.7623 | 4.2271 | 4.1912 | 3.7928 | 3.5233 | 3.4152 | 3.6178 | 3.2495
2025-08-23 | 3.0233 | 2.8191 | 2.7337 | 2.8834 | 2.721 | 2.8293 | 2.8691 | 3.055 | 2.9392 | 2.5967 | 2.8343 | 2.8855 | 2.4818 | 2.8844 | 2.705 | 2.7163 | 3.4008 | 4.0442 | 4.0867 | 4.0738 | 3.5253 | 3.3495 | 3.444 | 3.3609
2025-08-24 | 3.1274 | 2.9811 | 2.9414 | 2.9412 | 3.178 | 3.122 | 3.1258 | 2.8922 | 2.9387 | 2.5342 | 2.2525 | 1.9486 | 2.0646 | 2.1819 | 2.4739 | 2.9144 | 2.9995 | 3.7404 | 4.5529 | 4.6887 | 4.2011 | 3.5496 | 3.4329 | 3.2637
2025-08-25 | 3.2706 | 3.108 | 2.9791 | 2.9278 | 3.0056 | 3.2953 | 3.2784 | 3.2299 | 3.4578 | 3.156 | 2.9903 | 3.4436 | 3.2049 | 2.9038 | 3.3549 | 3.5935 | 3.8497 | 4.1349 | 5.2252 | 5.471 | 4.9863 | 5.0741 | 5.2315 | 4.3053
2025-08-26 | 3.8979 | 3.8803 | 3.9662 | 4.1864 | 3.6485 | 4.0084 | 4.4897 | 3.7415 | 3.7871 | 3.0874 | 3.0218 | 3.0231 | 2.8757 | 3.053 | 3.3544 | 3.4144 | 3.8747 | 4.5841 | 5.2816 | 5.4829 | 5.1582 | 5.5026 | 5.1064 | 4.3443
2025-08-27 | 4.4499 | 3.8484 | 3.5888 | 3.5167 | 3.6879 | 3.7756 | 3.9942 | 3.4568 | 3.4076 | 2.956 | 2.7724 | 2.54 | 2.6408 | 2.7644 | 2.9095 | 3.1767 | 3.7731 | 3.9903 | 4.785 | 5.3473 | 4.8508 | 4.6887 | 4.5309 | 4.361
2025-08-28 | 3.7021 | 3.7031 | 3.6819 | 3.6501 | 3.5663 | 4.2864 | 4.2842 | 3.4354 | 3.1716 | 2.8639 | 2.5139 | 2.6181 | 2.7701 | 2.5769 | 2.7456 | 2.9183 | 3.368 | 3.6397 | 4.7972 | 5.2907 | 4.6244 | 4.5164 | 4.5608 | 4.6338
2025-08-29 | 3.8364 | 3.6221 | 3.6662 | 3.7952 | 3.5483 | 3.6024 | 3.7743 | 3.0937 | 3.0626 | 2.8989 | 2.7764 | 2.4185 | 2.5834 | 2.9299 | 2.7826 | 2.8933 | 3.1003 | 3.6837 | 4.368 | 4.5785 | 3.8557 | 4.5084 | 4.6576 | 3.8526
2025-08-30 | 3.6102 | 3.5561 | 3.5766 | 3.2644 | 3.271 | 2.9974 | 3.1318 | 2.8747 | 2.4787 | 2.3978 | 2.124 | 1.837 | 2.0153 | 2.3199 | 2.3324 | 2.5747 | 3.1404 | 3.7859 | 4.0225 | 4.0193 | 4.0188 | 3.7423 | 3.7015 | 3.6348
2025-08-31 | 3.3366 | 3.1661 | 3.1154 | 3.1488 | 3.0338 | 2.8202 | 2.8314 | 2.6759 | 2.6408 | 2.3402 | 2.1142 | 1.8211 | 1.5682 | 1.6627 | 2.1714 | 2.4828 | 2.8417 | 3.4493 | 4.2419 | 4.6643 | 4.0502 | 4.2227 | 4.0779 | 3.722
2025-09-01 | 3.7934 | 3.5275 | 2.9681 | 2.9462 | 3.1877 | 3.1216 | 3.0581 | 3.2867 | 3.1282 | 2.717 | 2.724 | 2.4276 | 2.3887 | 2.4592 | 2.6171 | 3.3207 | 3.6524 | 4.3526 | 4.9348 | 5.0928 | 4.7181 | 4.1818 | 3.8329 | 3.6272
2025-09-02 | 3.66 | 3.4009 | 3.2492 | 3.4997 | 3.3979 | 3.3613 | 3.8309 | 3.7782 | 3.7453 | 3.2917 | 2.8391 | 2.8781 | 3.2215 | 3.0729 | 3.0595 | 3.575 | 4.4924 | 5.155 | 5.5182 | 5.5805 | 5.162 | 5.2852 | 4.9652 | 4.9392
2025-09-03 | 4.5577 | 3.9928 | 4.0099 | 4.2213 | 4.0209 | 4.1429 | 4.4721 | 4.1475 | 3.7986 | 3.3445 | 2.9838 | 2.7113 | 2.7918 | 3.1787 | 3.2426 | 3.1676 | 4.0436 | 4.6795 | 5.1759 | 5.4777 | 4.9834 | 4.9383 | 4.795 | 4.6926
2025-09-04 | 4.5061 | 4.0484 | 4.0341 | 4.269 | 3.768 | 3.885 | 4.1656 | 3.7454 | 3.4153 | 3.0422 | 2.7012 | 2.6239 | 2.5817 | 2.9181 | 3.4155 | 3.2025 | 4.054 | 4.7551 | 5.2771 | 5.5259 | 5.1308 | 5.2202 | 5.1064 | 4.4379
2025-09-05 | 4.2937 | 4.3686 | 4.0874 | 4.0596 | 4.1541 | 4.7967 | 4.7927 | 3.9573 | 3.9037 | 3.1528 | 2.6976 | 2.4998 | 2.7059 | 2.5696 | 2.5423 | 3.007 | 3.6807 | 4.0634 | 4.7359 | 5.1081 | 4.4326 | 4.826 | 5.1503 | 4.625
2025-09-06 | 4.0875 | 3.8698 | 4.0149 | 3.6085 | 3.3832 | 3.4186 | 3.2798 | 3.1333 | 2.9135 | 2.5476 | 2.2305 | 2.068 | 2.2912 | 2.1795 | 2.3082 | 2.7402 | 3.3081 | 4.0121 | 4.6372 | 4.5241 | 4.5069 | 4.5707 | 4.8312 | 4.156
2025-09-07 | 3.934 | 3.7174 | 3.3066 | 3.0824 | 2.8913 | 3.0166 | 3.1811 | 2.7195 | 2.3992 | 2.2255 | 1.9407 | 1.7186 | 2.006 | 2.163 | 2.4342 | 2.5488 | 3.0047 | 3.7841 | 4.6501 | 5.0701 | 4.5993 | 4.1873 | 3.6582 | 3.4136
2025-09-08 | 3.3596 | 3.1905 | 3.0062 | 3.0265 | 3.2029 | 3.2112 | 3.7164 | 3.9783 | 3.6686 | 3.2494 | 3.0498 | 2.8751 | 2.7733 | 2.9252 | 3.2014 | 3.7241 | 3.978 | 4.6194 | 5.301 | 5.5567 | 5.2103 | 5.1745 | 4.98 | 4.6041
2025-09-09 | 4.3095 | 4.356 | 4.3285 | 4.0399 | 3.9754 | 4.5604 | 5.0382 | 4.105 | 3.7022 | 3.1898 | 2.8741 | 2.9532 | 3.3154 | 3.1458 | 2.9742 | 3.4784 | 3.9348 | 4.3898 | 5.0404 | 4.8749 | 4.2126 | 4.0853 | 3.6525 | 3.3762
2025-09-10 | 3.2126 | 3.1681 | 3.3064 | 3.1111 | 3.0409 | 3.1137 | 3.1974 | 3.3225 | 3.0585 | 2.7231 | 2.1934 | 2.1415 | 1.8535 | 1.9781 | 2.124 | 2.402 | 2.73 | 2.9328 | 3.2806 | 3.2184 | 2.9014 | 2.8096 | 3.0043 | 2.7423
2025-09-11 | 2.5721 | 2.5101 | 2.4656 | 2.4688 | 2.6291 | 2.7396 | 2.7619 | 2.8145 | 2.8742 | 2.5693 | 2.4543 | 2.4238 | 2.3158 | 2.4939 | 2.6996 | 3.0056 | 3.0502 | 3.4088 | 4.0718 | 3.5509 | 3.279 | 4.0479 | 4.3644 | 4.4943
2025-09-12 | 3.9168 | 3.7489 | 3.68 | 3.8507 | 4.0174 | 4.0363 | 4.5526 | 4.0942 | 3.4515 | 2.8894 | 2.4536 | 2.2722 | 2.3295 | 2.4953 | 2.9439 | 3.2038 | 3.5475 | 4.3081 | 4.8832 | 4.6157 | 4.1914 | 4.8734 | 4.6827 | 4.3267
2025-09-13 | 4.0177 | 4.1823 | 3.7751 | 3.7256 | 3.9822 | 3.8633 | 3.7779 | 3.0909 | 2.8149 | 2.3489 | 1.837 | 2.0022 | 2.0633 | 1.8704 | 2.0596 | 2.633 | 2.944 | 3.5474 | 4.4407 | 4.7629 | 4.0669 | 4.3564 | 4.6983 | 4.114
2025-09-14 | 3.7478 | 3.8926 | 3.6918 | 3.4767 | 3.4739 | 3.7901 | 3.7034 | 2.9454 | 2.526 | 2.5262 | 1.9589 | 1.4377 | 1.6369 | 1.9227 | 1.8986 | 2.2783 | 2.9403 | 3.6761 | 4.2388 | 4.3345 | 3.867 | 4.3872 | 4.3735 | 3.5243
2025-09-15 | 2.9793 | 2.8883 | 2.9346 | 3.0285 | 2.9777 | 3.2697 | 3.6432 | 3.6796 | 2.9608 | 2.4485 | 2.3311 | 2.0307 | 2.3573 | 2.7866 | 2.6321 | 2.8183 | 3.4301 | 4.1698 | 4.9575 | 5.0965 | 4.6879 | 4.9517 | 4.5751 | 4.179
2025-09-16 | 3.9032 | 3.954 | 3.9664 | 3.5272 | 3.1688 | 3.1875 | 3.7307 | 3.3469 | 3.0033 | 2.7949 | 2.5344 | 2.3554 | 2.2865 | 2.4653 | 2.3838 | 2.8918 | 3.702 | 4.3504 | 4.979 | 5.3814 | 4.6484 | 4.6384 | 4.6378 | 4.508
2025-09-17 | 3.7225 | 3.2698 | 3.2607 | 3.2912 | 2.9951 | 3.0817 | 3.4843 | 3.6941 | 3.4975 | 3.0513 | 2.6553 | 2.4767 | 2.5415 | 2.5714 | 3.1177 | 3.6684 | 4.0219 | 4.532 | 5.396 | 5.5584 | 5.1507 | 5.2234 | 4.7597 | 4.2883
2025-09-18 | 4.3279 | 4.2062 | 4.146 | 3.8777 | 4.0579 | 4.1048 | 3.7992 | 3.5372 | 3.3334 | 2.8702 | 2.5395 | 2.6155 | 2.8222 | 2.7955 | 3.1891 | 3.9144 | 3.8974 | 4.522 | 5.4298 | 5.5462 | 4.9095 | 5.1019 | 5.37 | 4.9783
2025-09-19 | 4.0127 | 3.4674 | 3.6388 | 3.4043 | 3.3695 | 3.7623 | 4.4267 | 3.7239 | 3.2779 | 2.9719 | 2.6271 | 2.569 | 2.8251 | 2.9452 | 2.9205 | 3.4956 | 4.3884 | 4.7883 | 4.3888 | 4.2132 | 3.9881 | 4.7445 | 5.1615 | 4.9031
2025-09-20 | 4.1907 | 4.1667 | 3.6536 | 3.2172 | 3.1119 | 3.2311 | 3.5508 | 3.0868 | 2.8918 | 2.6263 | 2.3835 | 2.026 | 1.9239 | 2.1614 | 2.435 | 2.6607 | 3.4037 | 4.1869 | 4.4096 | 4.7386 | 4.4255 | 3.9997 | 3.715 | 3.601
2025-09-21 | 3.4692 | 3.1925 | 3.2595 | 3.4111 | 3.1378 | 3.1798 | 3.2242 | 2.8152 | 2.4826 | 2.2397 | 2.0484 | 2.0115 | 2.0678 | 2.3704 | 2.411 | 2.4588 | 3.1198 | 4.018 | 4.7512 | 5.1249 | 4.6987 | 4.5256 | 4.7571 | 4.5399
2025-09-22 | 4.2602 | 4.1213 | 3.6919 | 3.6416 | 3.7971 | 4.2256 | 4.3786 | 3.4668 | 3.3558 | 3.0752 | 2.6821 | 2.6959 | 2.8683 | 2.7264 | 2.8577 | 3.5062 | 4.2558 | 5.1413 | 5.6023 | 5.5791 | 4.8858 | 5.0212 | 4.9895 | 4.9234
2025-09-23 | 4.4256 | 4.2271 | 3.9454 | 3.9782 | 4.1132 | 4.0654 | 4.3733 | 3.7786 | 3.6761 | 2.968 | 2.4477 | 2.8819 | 2.7888 | 2.9086 | 2.94 | 3.4194 | 4.1623 | 5.0689 | 5.5146 | 5.5803 | 4.9635 | 3.8217 | 3.6552 | 3.8267
2025-09-24 | 4.0826 | 3.746 | 3.7107 | 3.6034 | 3.4634 | 3.85 | 4.9072 | 4.9693 | 4.2339 | 3.6276 | 3.2812 | 3.4876 | 3.3214 | 2.8988 | 3.3883 | 3.8265 | 4.6176 | 4.8562 | 5.4523 | 5.582 | 5.1829 | 4.844 | 4.4279 | 4.0931
2025-09-25 | 3.8229 | 3.7182 | 3.6567 | 3.6257 | 3.6306 | 4.1565 | 4.7006 | 4.5607 | 4.8537 | 4.6694 | 4.4503 | 3.1137 | 3.561 | 3.7057 | 3.8789 | 4.4703 | 4.3608 | 5.0524 | 4.8841 | 4.1495 | 3.8551 | 3.9315 | 3.9439 | 3.5669
2025-09-26 | 3.3583 | 3.2421 | 3.4007 | 3.3575 | 3.0324 | 3.0714 | 3.3459 | 3.1489 | 2.944 | 2.6435 | 2.6031 | 3.1119 | 2.9658 | 3.1421 | 3.0556 | 3.2525 | 4.1415 | 4.6489 | 4.8473 | 5.1352 | 4.6247 | 4.731 | 4.6225 | 4.2879
2025-09-27 | 4.2799 | 3.548 | 3.4111 | 3.2569 | 3.1512 | 3.2332 | 3.2153 | 3.0798 | 2.588 | 2.2928 | 2.0863 | 2.1237 | 2.2004 | 2.2495 | 2.4701 | 2.8673 | 3.464 | 3.863 | 4.8155 | 4.9705 | 4.3213 | 3.9722 | 3.8208 | 3.6777
2025-09-28 | 3.5907 | 4.1225 | 3.9284 | 3.8391 | 3.3702 | 3.1432 | 3.0937 | 2.8761 | 2.6296 | 2.3033 | 2.2268 | 2.0501 | 2.1576 | 2.3391 | 2.3426 | 2.7292 | 3.376 | 4.2459 | 5.0602 | 5.2215 | 4.6094 | 4.0741 | 3.785 | 3.4396
2025-09-29 | 3.2029 | 3.2689 | 3.2384 | 3.0422 | 3.0736 | 3.273 | 3.5554 | 3.3009 | 2.8984 | 2.4984 | 2.3906 | 2.3986 | 2.6535 | 2.9493 | 3.1639 | 3.5932 | 4.2082 | 4.7251 | 5.3494 | 5.2518 | 4.5958 | 4.8061 | 4.7898 | 4.6191
2025-09-30 | 3.917 | 3.5347 | 3.3171 | 3.2172 | 3.0296 | 3.2193 | 3.623 | 3.3353 | 2.9332 | 2.4712 | 2.2865 | 2.4043 | 2.6116 | 2.8075 | 2.8704 | 3.2136 | 3.709 | 4.5842 | 5.3837 | 5.2582 | 4.5154 | 4.0144 | 4.0564 | 3.8467
2025-10-01 | 3.246 | 3.1256 | 3.2341 | 3.1133 | 2.9846 | 3.1232 | 3.3866 | 3.1502 | 2.8168 | 2.4773 | 2.4132 | 2.4984 | 2.7318 | 3.39 | 4.0636 | 4.2112 | 4.3093 | 5.0446 | 5.545 | 5.5261 | 4.9813 | 5.1891 | 4.8593 | 4.3651
2025-10-02 | 4.3172 | 4.2489 | 3.7905 | 3.6625 | 3.3365 | 3.5347 | 3.9086 | 3.2248 | 2.9279 | 2.6562 | 2.5994 | 2.6977 | 2.9142 | 3.0669 | 3.6213 | 4.1421 | 4.6585 | 5.2495 | 5.55 | 5.415 | 4.6091 | 5.0533 | 5.3939 | 4.7554
2025-10-03 | 4.1477 | 3.7001 | 3.432 | 3.3819 | 3.2141 | 3.3391 | 3.6446 | 3.1125 | 2.9821 | 2.789 | 2.5639 | 2.5539 | 2.6586 | 2.9837 | 3.6102 | 4.3844 | 4.576 | 4.4924 | 4.9082 | 4.9264 | 4.4517 | 5.2652 | 5.2072 | 4.9732
2025-10-04 | 4.2212 | 3.8729 | 4.1701 | 3.9603 | 3.4108 | 3.1801 | 3.5353 | 3.1531 | 2.7591 | 2.3517 | 2.1315 | 2.2131 | 2.2238 | 2.1296 | 2.5236 | 2.9152 | 3.8116 | 4.4584 | 5.2969 | 5.1952 | 4.566 | 4.1028 | 3.8783 | 3.5713
2025-10-05 | 3.4271 | 3.1527 | 3.1091 | 3.1366 | 3.1245 | 3.1015 | 3.0287 | 2.8284 | 2.5469 | 2.2553 | 2.2617 | 2.3096 | 2.234 | 2.61 | 2.6941 | 2.7287 | 3.3276 | 4.0869 | 5.2049 | 4.986 | 4.3471 | 4.6141 | 4.0984 | 3.7543
2025-10-06 | 3.6348 | 3.1501 | 2.9905 | 2.9592 | 2.965 | 3.1824 | 3.3634 | 3.1197 | 3.0131 | 2.7216 | 2.6139 | 2.5285 | 2.6413 | 2.7518 | 3.0471 | 3.0357 | 3.7009 | 4.9717 | 5.5273 | 5.4368 | 4.4558 | 3.9971 | 4.1141 | 3.6064
2025-10-07 | 3.4919 | 4.1583 | 4.1563 | 3.8386 | 3.6497 | 4.047 | 3.5313 | 3.4751 | 3.1971 | 2.7574 | 2.5445 | 2.5408 | 2.5614 | 2.6317 | 2.8386 | 3.3321 | 4.3745 | 5.0496 | 5.3399 | 5.0323 | 4.799 | 4.9663 | 4.4401 | 3.8766
2025-10-08 | 3.8488 | 3.9964 | 3.8973 | 3.8854 | 3.3729 | 3.2985 | 3.5004 | 3.4614 | 3.144 | 2.7954 | 2.6469 | 2.599 | 2.7007 | 3.1912 | 3.0413 | 3.3632 | 4.0509 | 5.0623 | 5.5024 | 5.1723 | 4.2401 | 4.717 | 4.5839 | 4.3242
2025-10-09 | 4.1887 | 3.604 | 3.5691 | 3.9531 | 3.5715 | 3.8017 | 4.1048 | 3.3734 | 3.1986 | 2.7221 | 2.4729 | 2.5818 | 2.724 | 2.9867 | 3.2182 | 3.7122 | 4.5494 | 5.0333 | 5.1256 | 4.9387 | 4.6364 | 4.8129 | 4.7754 | 4.4278
2025-10-10 | 4.3655 | 4.2571 | 3.6589 | 3.7523 | 3.8398 | 4.146 | 4.0935 | 3.2322 | 3.0348 | 2.6816 | 2.6163 | 2.6529 | 2.7237 | 3 | 3.8869 | 4.5129 | 4.5749 | 4.8288 | 5.3355 | 4.6686 | 3.9615 | 4.7961 | 4.9685 | 4.0758
2025-10-11 | 3.9419 | 4.0112 | 3.5803 | 3.3946 | 3.3352 | 3.5661 | 3.5551 | 3.139 | 3.1509 | 2.9241 | 2.6677 | 2.5764 | 2.1253 | 2.2674 | 2.7269 | 2.8497 | 3.3905 | 4.1862 | 5.0353 | 4.7073 | 3.7037 | 3.9508 | 3.5682 | 3.1626
2025-10-12 | 3.0858 | 3.1248 | 3.0915 | 2.954 | 2.7816 | 2.8874 | 2.8836 | 2.6397 | 2.4711 | 2.1394 | 1.8195 | 1.7533 | 1.8482 | 2.1904 | 2.3086 | 2.6137 | 3.1966 | 4.2843 | 5.0029 | 4.6686 | 4.2859 | 4.2779 | 3.8268 | 3.5
2025-10-13 | 3.3042 | 3.0484 | 2.8971 | 2.8699 | 2.9093 | 3.1209 | 3.4551 | 3.2612 | 3.1501 | 3.3348 | 3.1637 | 2.9144 | 2.495 | 2.7868 | 3.4778 | 3.8954 | 4.3549 | 4.8015 | 5.1073 | 4.5907 | 3.9827 | 4.8135 | 4.4868 | 4.076
2025-10-14 | 3.6891 | 3.5258 | 3.522 | 3.8271 | 3.6942 | 3.7898 | 3.7736 | 3.2727 | 3.338 | 2.9154 | 2.6806 | 2.4161 | 2.5025 | 2.5982 | 2.7444 | 3.1502 | 4.1753 | 4.9436 | 5.1619 | 4.9531 | 4.5792 | 4.482 | 4.2481 | 3.853
2025-10-15 | 3.907 | 3.7355 | 3.4838 | 3.5729 | 3.635 | 3.7075 | 4.1409 | 3.6001 | 3.2398 | 2.686 | 2.8767 | 2.6682 | 2.5909 | 2.7554 | 3.2532 | 3.9311 | 4.2913 | 4.5092 | 5.3878 | 5.0908 | 4.5949 | 5.1972 | 4.965 | 4.1737
2025-10-16 | 4.2258 | 4.2636 | 4.0401 | 3.4605 | 3.0491 | 3.1677 | 3.5087 | 3.3482 | 3.2438 | 2.9352 | 2.8551 | 2.661 | 2.8352 | 3.1836 | 3.5076 | 3.8473 | 4.2622 | 4.6061 | 5.4337 | 5.0842 | 3.9474 | 4.2118 | 4.5822 | 3.9477
2025-10-17 | 3.5841 | 3.6532 | 3.7621 | 3.5166 | 3.0757 | 3.1295 | 3.6651 | 3.6515 | 3.4563 | 2.8981 | 2.5137 | 2.4638 | 2.7247 | 3.0071 | 3.2162 | 3.5937 | 4.1039 | 4.5378 | 4.8462 | 4.494 | 3.8067 | 3.587 | 3.5993 | 3.4346
2025-10-18 | 3.3713 | 3.0919 | 3.0434 | 3.1951 | 2.9857 | 3.0556 | 3.3143 | 3.2484 | 3.2204 | 2.7479 | 2.2967 | 2.2203 | 2.3395 | 2.2818 | 2.3823 | 2.7494 | 3.2442 | 4.0618 | 4.6779 | 4.2064 | 3.591 | 4.1275 | 4.4084 | 4.0972
2025-10-19 | 3.8113 | 3.2144 | 2.9681 | 3.0393 | 3.0154 | 2.8716 | 2.8795 | 2.8932 | 2.6834 | 2.3336 | 2.0229 | 1.8548 | 1.9486 | 2.0653 | 2.335 | 2.6333 | 3.3137 | 4.2609 | 5.1489 | 4.8657 | 4.2244 | 3.6392 | 3.3682 | 3.1501
2025-10-20 | 3.1146 | 3.1453 | 2.9979 | 2.9292 | 2.9408 | 3.3831 | 4.9712 | 4.0349 | 3.3412 | 2.7173 | 2.6656 | 2.6881 | 2.6316 | 2.8509 | 2.8037 | 2.9347 | 3.624 | 4.855 | 5.3578 | 4.8726 | 4.6069 | 4.6946 | 4.5266 | 4.4539
2025-10-21 | 3.8445 | 3.1038 | 2.9582 | 3.1142 | 2.9083 | 3.2462 | 3.8067 | 3.7639 | 3.1399 | 2.7015 | 2.3941 | 2.3125 | 2.4115 | 2.6396 | 2.8137 | 3.2308 | 4.0402 | 5.0252 | 5.5348 | 5.3362 | 4.7537 | 5.1113 | 4.9584 | 4.5513
2025-10-22 | 4.4043 | 4.2311 | 3.9986 | 3.7116 | 3.7039 | 4.1957 | 4.5853 | 4.0082 | 3.3361 | 2.9616 | 2.6237 | 2.6443 | 2.7236 | 2.9701 | 3.2304 | 3.3229 | 4.3696 | 5.283 | 5.5417 | 5.4104 | 4.8135 | 4.6704 | 4.7365 | 4.3157
2025-10-23 | 4.3603 | 3.8546 | 3.6299 | 3.917 | 3.8314 | 4.2153 | 4.7105 | 3.8129 | 3.7482 | 3.1969 | 2.6594 | 2.6152 | 2.7261 | 2.7776 | 3.1506 | 3.9437 | 3.8017 | 4.3466 | 5.2269 | 5.0203 | 4.2224 | 4.2348 | 4.6081 | 4.5386
2025-10-24 | 3.8422 | 3.6443 | 3.3926 | 3.3234 | 3.3244 | 3.4398 | 3.7627 | 3.1388 | 3.2103 | 3.0578 | 3.0404 | 2.6807 | 2.7539 | 2.9999 | 3.0239 | 3.1968 | 4.3604 | 4.5859 | 5.0598 | 4.8401 | 3.9926 | 4.3768 | 4.2487 | 4.2048
2025-10-25 | 3.9653 | 3.8738 | 3.7003 | 3.129 | 3.0371 | 3.1865 | 3.3423 | 2.9191 | 2.6142 | 2.4359 | 2.3272 | 1.961 | 1.8992 | 2.118 | 2.4374 | 2.7436 | 3.7896 | 4.7053 | 4.9631 | 4.2687 | 3.8039 | 3.4014 | 3.4237 | 3.2881
2025-10-26 | 3.2758 | 3.1696 | 3.0429 | 3.1601 | 3.0148 | 3.036 | 3.1219 | 2.9405 | 2.8009 | 2.5184 | 1.953 | 2.0344 | 2.2785 | 2.3561 | 2.7587 | 3.1799 | 3.6961 | 4.2577 | 5.2331 | 4.726 | 4.0674 | 3.9717 | 4.2267 | 3.9998
2025-10-27 | 3.4263 | 3.1683 | 3.1106 | 2.965 | 2.9684 | 3.2253 | 3.6088 | 3.5145 | 3.0977 | 2.8128 | 2.828 | 2.5396 | 2.619 | 2.8626 | 3.272 | 3.2258 | 4.6988 | 5.4764 | 5.5512 | 5.3935 | 4.5703 | 3.8414 | 3.6711 | 3.3788
2025-10-28 | 3.4738 | 3.3038 | 3.1217 | 3.1315 | 3.2757 | 3.7478 | 4.1128 | 3.709 | 4.3501 | 4.8811 | 4.4353 | 3.4564 | 4.0367 | 4.2542 | 3.7229 | 4.0197 | 5.0884 | 5.1628 | 4.9969 | 4.3911 | 4.1011 | 3.9055 | 3.6876 | 3.3616
2025-10-29 | 3.2472 | 3.1432 | 2.8574 | 2.8562 | 2.8749 | 3.0443 | 3.4382 | 3.5503 | 3.2051 | 2.6485 | 2.6284 | 2.6776 | 2.6755 | 3.2964 | 3.909 | 3.7988 | 4.6273 | 5.1357 | 4.6108 | 3.9419 | 3.7449 | 4.8347 | 4.8124 | 4.1021
2025-10-30 | 3.7744 | 3.673 | 3.8422 | 3.8547 | 3.7154 | 4.2349 | 4.5216 | 3.7426 | 3.6816 | 2.8357 | 2.6369 | 2.5712 | 2.6923 | 2.5993 | 2.8153 | 3.6154 | 4.3196 | 4.4604 | 5.3588 | 4.8241 | 4.358 | 4.8642 | 4.9554 | 3.9775
2025-10-31 | 3.6778 | 3.5982 | 3.6151 | 3.5282 | 3.6018 | 3.7872 | 4.145 | 3.2023 | 3.1049 | 2.8655 | 2.4604 | 2.2764 | 2.4507 | 2.5221 | 2.6018 | 3.2797 | 4.4088 | 4.3576 | 4.878 | 4.7644 | 3.8246 | 4.1412 | 4.1987 | 4.2207
2025-11-01 | 3.4702 | 3.0414 | 3.1638 | 3.1446 | 2.956 | 3.1553 | 3.1234 | 3.187 | 2.611 | 2.2091 | 1.8474 | 1.6606 | 1.6937 | 2.0099 | 2.493 | 2.6621 | 3.2303 | 4.1696 | 4.9701 | 4.3804 | 3.9602 | 3.9285 | 3.6891 | 3.3503
2025-11-02 | 3.1948 | 3.329 | 3.174 | 3.1409 | 3.3887 | 3.8654 | 3.9698 | 3.0362 | 2.6385 | 2.4243 | 2.2373 | 2.066 | 1.8795 | 2.008 | 2.4029 | 2.6084 | 3.2839 | 4.2728 | 5.1402 | 4.6077 | 4.078 | 4.7067 | 4.5442 | 3.6991
2025-11-03 | 2.9914 | 3.1265 | 2.9438 | 2.8815 | 2.9497 | 3.3572 | 4.097 | 3.3878 | 3.2165 | 3.0003 | 2.6157 | 2.373 | 2.575 | 2.5972 | 3.1188 | 3.1756 | 4.4233 | 4.8466 | 5.3106 | 5.1782 | 4.4814 | 3.8807 | 3.5501 | 3.6417
2025-11-04 | 3.4004 | 3.1972 | 3.1191 | 3.234 | 3.0108 | 3.2481 | 3.4836 | 3.5924 | 3.2049 | 2.5746 | 2.3036 | 2.342 | 2.2549 | 2.3332 | 2.7662 | 3.7023 | 4.4544 | 5.1033 | 5.5073 | 5.0456 | 4.4546 | 4.4293 | 4.4681 | 4.1156
2025-11-05 | 3.4877 | 3.0759 | 2.9734 | 3.0871 | 2.8822 | 3.1034 | 3.6801 | 3.6696 | 3.3764 | 2.8093 | 2.5738 | 3.0675 | 3.1274 | 3.2235 | 3.5369 | 4.0257 | 4.2892 | 5.0097 | 5.5156 | 5.3318 | 4.7837 | 4.8579 | 4.9161 | 4.5919
2025-11-06 | 3.742 | 3.6578 | 3.546 | 3.1127 | 3.0812 | 3.436 | 3.3235 | 3.6879 | 3.1438 | 2.609 | 2.8832 | 2.7742 | 2.547 | 2.6674 | 3.2489 | 3.5655 | 4.2358 | 5.0075 | 5.5206 | 5.1467 | 4.4094 | 4.817 | 4.6794 | 4.0257
2025-11-07 | 4.0293 | 4.1654 | 3.6455 | 3.6803 | 3.7546 | 4.2878 | 5.079 | 3.9119 | 3.4249 | 3.4048 | 3.0685 | 2.5948 | 2.6575 | 2.8776 | 2.807 | 3.2013 | 4.3648 | 4.9035 | 5.3813 | 5.0169 | 3.8481 | 4.0932 | 3.8503 | 3.856
2025-11-08 | 3.7645 | 3.3325 | 3.5018 | 3.2631 | 3.1395 | 3.3168 | 3.6527 | 3.4846 | 3.1565 | 2.639 | 2.4073 | 2.453 | 2.296 | 2.3046 | 2.825 | 2.6474 | 3.2147 | 4.2901 | 4.6126 | 3.8668 | 3.8251 | 3.5188 | 3.288 | 3.2734
2025-11-09 | 3.1592 | 3.2823 | 3.2698 | 3.4615 | 2.8268 | 2.8963 | 2.9766 | 2.946 | 2.7871 | 2.1905 | 1.837 | 1.623 | 1.5834 | 1.6243 | 2.1953 | 2.4735 | 2.7519 | 3.4979 | 4.4278 | 4.7078 | 3.9238 | 3.5822 | 3.3863 | 2.9821
2025-11-10 | 2.8445 | 2.9389 | 2.8272 | 2.76 | 2.7266 | 2.9862 | 3.2026 | 3.0076 | 2.757 | 2.6311 | 2.3001 | 2.0461 | 2.3261 | 2.4275 | 2.3947 | 2.952 | 3.8609 | 4.6216 | 5.2034 | 4.5616 | 3.8105 | 4.1704 | 4.2187 | 3.9819
2025-11-11 | 3.3923 | 2.9861 | 3.068 | 2.8831 | 2.8424 | 3.01 | 3.5795 | 3.8916 | 3.0848 | 2.8226 | 2.5755 | 2.4362 | 2.4319 | 2.4619 | 2.7375 | 3.3593 | 4.439 | 5.2166 | 5.5041 | 4.9792 | 4.2372 | 4.3039 | 4.2454 | 4.1714
2025-11-12 | 3.5452 | 3.5883 | 3.4654 | 3.6617 | 3.6075 | 3.839 | 4.3803 | 3.8638 | 3.6432 | 3.5113 | 3.1697 | 2.5005 | 2.4447 | 3.0498 | 2.9597 | 3.414 | 4.2965 | 4.8455 | 5.5143 | 4.9081 | 4.0895 | 4.653 | 4.628 | 4.4675
2025-11-13 | 3.989 | 3.5191 | 3.908 | 4.0152 | 3.7361 | 4.1965 | 4.6534 | 3.6822 | 3.6566 | 3.0777 | 2.7685 | 2.7516 | 2.98 | 2.7735 | 3.3159 | 3.9457 | 4.6853 | 5.2065 | 5.4932 | 5.076 | 4.3306 | 4.3809 | 4.6642 | 4.158
2025-11-14 | 3.5783 | 3.5037 | 3.8135 | 3.7043 | 3.5739 | 3.9692 | 3.9571 | 4.2613 | 4.0377 | 3.5066 | 2.8808 | 3.1792 | 3.5682 | 3.7121 | 3.4765 | 3.6793 | 4.3995 | 4.8915 | 5.0763 | 4.3496 | 3.6468 | 4.1804 | 4.3132 | 4.2829
2025-11-15 | 4.0736 | 3.0971 | 2.8991 | 3.0271 | 2.8424 | 2.8753 | 3.0912 | 3.2096 | 3.0366 | 2.5836 | 2.1921 | 2.4991 | 2.4763 | 2.5637 | 2.9281 | 3.0628 | 3.3829 | 4.3146 | 4.6071 | 3.9108 | 3.793 | 3.6214 | 3.2528 | 3.1085
2025-11-16 | 3.0767 | 3.0904 | 2.8967 | 2.9425 | 2.9332 | 3.0977 | 3.3847 | 3.1578 | 3.1121 | 3.0493 | 2.6172 | 2.4793 | 2.0134 | 2.1346 | 2.4838 | 2.6825 | 3.1412 | 4.1136 | 4.5684 | 4.2103 | 4.0094 | 3.8603 | 3.9528 | 3.8469
2025-11-17 | 3.5246 | 2.9809 | 2.8986 | 2.9555 | 2.9827 | 3.357 | 3.9339 | 3.5726 | 3.1609 | 2.761 | 2.3922 | 2.4336 | 2.4825 | 2.4186 | 2.6259 | 3.377 | 4.0548 | 4.6418 | 5.2924 | 4.914 | 4.3502 | 4.3032 | 4.3552 | 4.2207
2025-11-18 | 3.8968 | 3.8829 | 3.7338 | 3.4263 | 3.4342 | 3.7173 | 3.9175 | 3.552 | 3.3083 | 3.314 | 3.0336 | 2.8815 | 2.9337 | 3.1339 | 3.2025 | 3.3531 | 4.409 | 5.0564 | 5.5175 | 5.242 | 4.4041 | 4.4109 | 4.3056 | 4.2448
2025-11-19 | 3.7676 | 3.4348 | 3.3139 | 3.4311 | 3.6532 | 3.7079 | 3.7834 | 3.8177 | 3.3951 | 2.977 | 2.7412 | 2.5961 | 2.496 | 2.6193 | 2.852 | 3.5249 | 4.2361 | 4.6037 | 5.2895 | 4.8671 | 4.142 | 4.4389 | 4.8514 | 4.0772
2025-11-20 | 3.7837 | 4.0458 | 3.4438 | 3.0246 | 3.0254 | 3.347 | 3.6343 | 3.8357 | 4.1043 | 3.7982 | 3.0741 | 3.2238 | 2.7168 | 2.5565 | 2.5197 | 3.21 | 3.622 | 3.9693 | 4.3552 | 4.1168 | 3.4923 | 3.6851 | 3.8488 | 3.3068
2025-11-21 | 3.0651 | 3.0833 | 3.1218 | 2.8529 | 2.7651 | 2.9677 | 2.9644 | 3.2229 | 3.1987 | 2.9078 | 2.5524 | 2.397 | 2.4141 | 2.8193 | 2.5857 | 3.0971 | 4.4452 | 5.0173 | 5.2413 | 4.3805 | 3.8298 | 4.2416 | 4.6162 | 4.4669
2025-11-22 | 3.852 | 3.6746 | 3.2174 | 2.9854 | 2.9505 | 3.2786 | 3.3153 | 3.1386 | 3.0059 | 2.4441 | 2.0608 | 1.9418 | 1.849 | 2.0989 | 2.3618 | 3.0099 | 3.7228 | 4.0754 | 4.9244 | 4.4411 | 3.6512 | 3.6266 | 3.73 | 3.2358
2025-11-23 | 3.1326 | 3.1756 | 3.0742 | 2.8714 | 2.8654 | 3.0329 | 2.9338 | 2.8014 | 2.5637 | 2.4032 | 2.0615 | 1.8616 | 2.3073 | 2.3486 | 2.5025 | 3.0037 | 3.9127 | 4.5655 | 5.2779 | 4.9141 | 4.0684 | 4.2985 | 4.594 | 4.2459
2025-11-24 | 3.5247 | 3.5194 | 3.6024 | 3.4074 | 3.5495 | 4.0012 | 5.023 | 4.1331 | 3.8685 | 3.4185 | 2.8498 | 2.6225 | 2.806 | 2.9446 | 3.1065 | 3.5745 | 4.4389 | 5.0372 | 5.5127 | 5.2849 | 4.5762 | 4.7938 | 4.5225 | 4.0983
2025-11-25 | 3.9671 | 4.1115 | 4.0319 | 3.6589 | 3.6428 | 4.1823 | 4.9907 | 4.363 | 3.5934 | 3.1456 | 2.6606 | 2.3425 | 2.431 | 2.647 | 2.6889 | 3.3044 | 4.423 | 4.96 | 5.5098 | 5.2767 | 4.742 | 4.6651 | 4.5527 | 4.3131
2025-11-26 | 3.999 | 3.4914 | 3.3928 | 3.5263 | 3.8683 | 3.9753 | 4.4231 | 3.6862 | 3.2606 | 2.7597 | 2.5561 | 2.4058 | 2.353 | 2.4782 | 2.9293 | 3.3789 | 4.3426 | 4.7242 | 5.5294 | 5.2327 | 4.7603 | 4.7653 | 4.4872 | 3.7021
2025-11-27 | 3.3615 | 3.2995 | 3.189 | 2.9422 | 2.8891 | 3.1654 | 4.0529 | 3.787 | 3.5237 | 3.1598 | 2.7835 | 2.5104 | 2.5952 | 2.7482 | 2.6946 | 3.3291 | 4.2179 | 4.8063 | 5.4373 | 5.0616 | 4.2586 | 3.6187 | 3.501 | 3.4602
2025-11-28 | 3.1343 | 2.988 | 3.1517 | 2.9587 | 2.8647 | 2.9754 | 3.4248 | 3.5991 | 3.1329 | 2.9078 | 2.6952 | 2.3745 | 2.4296 | 2.7353 | 2.8354 | 3.1432 | 4.1766 | 4.8981 | 5.2941 | 4.7207 | 4.3561 | 3.7948 | 3.736 | 3.5608
2025-11-29 | 3.37 | 3.2462 | 2.989 | 3.063 | 3.255 | 3.3031 | 3.3232 | 3.296 | 3.0655 | 2.6867 | 2.3536 | 2.6082 | 2.7158 | 2.5095 | 2.7513 | 2.8584 | 3.2379 | 3.9379 | 4.8799 | 4.4163 | 4.0572 | 3.7688 | 3.4357 | 3.1243
2025-11-30 | 3.2138 | 3.3185 | 3.1458 | 2.931 | 2.808 | 2.8213 | 2.9362 | 2.8115 | 2.5806 | 2.3209 | 1.9171 | 1.6853 | 2.0614 | 2.3257 | 2.462 | 2.7383 | 3.2162 | 3.9658 | 4.9567 | 4.6875 | 4.1176 | 3.3723 | 3.4236 | 3.2497
2025-12-01 | 3.1036 | 3.036 | 2.9228 | 2.8995 | 2.9387 | 3.1938 | 3.8338 | 4.007 | 3.2911 | 3.0177 | 2.8995 | 2.6275 | 2.6916 | 3.1297 | 3.3009 | 3.7427 | 4.4032 | 4.7967 | 5.2875 | 4.8574 | 4.2872 | 3.8412 | 3.5288 | 3.5273
2025-12-02 | 3.3228 | 3.0911 | 3.0249 | 3.1246 | 2.9313 | 3.2399 | 3.8165 | 3.8502 | 3.7253 | 3.0105 | 2.5105 | 2.4089 | 2.458 | 2.6782 | 3.0754 | 3.4525 | 4.0793 | 4.9377 | 5.2866 | 5.0158 | 4.3753 | 3.7583 | 3.7585 | 3.1942
2025-12-03 | 3.0404 | 3.0436 | 3.0875 | 2.8388 | 2.8804 | 3.1813 | 3.6313 | 3.7941 | 3.5527 | 3.0456 | 2.6396 | 2.54 | 2.5159 | 2.809 | 2.8633 | 3.1021 | 4.0613 | 4.7273 | 5.2954 | 5.0052 | 4.3727 | 3.684 | 3.442 | 3.3998
2025-12-04 | 3.2178 | 2.9381 | 3.0858 | 3.0116 | 2.9375 | 3.1565 | 3.7187 | 3.8469 | 3.6782 | 3.1096 | 2.6146 | 2.4476 | 2.5814 | 2.5834 | 2.9815 | 3.2969 | 3.8098 | 4.3643 | 5.1068 | 4.716 | 3.9268 | 3.6955 | 3.6187 | 3.0693
2025-12-05 | 2.8539 | 2.8581 | 2.6895 | 2.6626 | 2.6538 | 2.9277 | 3.5649 | 3.3078 | 3.2546 | 3.222 | 2.7126 | 2.4163 | 2.4555 | 2.8146 | 2.7782 | 3.2718 | 3.9532 | 4.4317 | 4.8964 | 4.555 | 3.8518 | 4.0048 | 4.1669 | 4.1223
2025-12-06 | 3.3091 | 2.9086 | 2.8846 | 2.879 | 2.8541 | 2.9675 | 3.2526 | 3.3247 | 3.3139 | 3.1019 | 2.8168 | 2.2673 | 2.1312 | 2.2494 | 2.2926 | 2.4181 | 3.0348 | 3.5285 | 3.6507 | 3.3522 | 3.3177 | 3.1992 | 3.1944 | 2.9364
2025-12-07 | 2.8199 | 2.7334 | 2.7369 | 2.7367 | 2.739 | 2.8791 | 3.0267 | 2.9094 | 2.5566 | 2.3326 | 2.0405 | 1.9167 | 1.805 | 1.931 | 2.049 | 2.4191 | 2.8824 | 3.5653 | 4.3629 | 4.1117 | 3.687 | 3.9764 | 3.8607 | 3.5508
2025-12-08 | 3.3615 | 2.9505 | 2.7304 | 2.7579 | 2.802 | 3.0767 | 3.6717 | 3.7576 | 3.1285 | 2.5755 | 2.441 | 2.1885 | 2.2965 | 2.3163 | 2.5807 | 2.9976 | 3.9623 | 4.6058 | 5.0317 | 4.5138 | 3.9269 | 3.6617 | 3.4737 | 3.1735
2025-12-09 | 3.0379 | 2.9511 | 2.8882 | 2.821 | 2.8905 | 3.2232 | 3.9557 | 4.0794 | 3.6464 | 3.2489 | 2.782 | 2.4519 | 2.5113 | 2.688 | 2.7538 | 3.5348 | 4.3008 | 4.8464 | 5.289 | 5.1665 | 4.5878 | 4.7672 | 4.7164 | 4.1377
2025-12-10 | 3.8688 | 3.979 | 3.883 | 3.7754 | 3.7773 | 4.1668 | 4.5975 | 3.9735 | 3.6741 | 3.3076 | 2.9961 | 2.724 | 2.7491 | 3.0264 | 3.2624 | 3.9357 | 4.2414 | 4.5616 | 5.2915 | 4.9865 | 4.5698 | 4.7557 | 4.4158 | 3.864
2025-12-11 | 3.5726 | 3.4613 | 3.525 | 3.2509 | 3.1383 | 3.6025 | 4.172 | 3.5863 | 3.2628 | 2.9398 | 2.8506 | 2.4828 | 2.3916 | 2.4643 | 2.7489 | 2.918 | 3.4525 | 4.1289 | 4.97 | 4.6836 | 4.2309 | 4.4559 | 4.356 | 3.8262
2025-12-12 | 3.4333 | 3.2633 | 3.2455 | 3.2646 | 3.3042 | 3.3941 | 3.4653 | 3.549 | 3.5645 | 3.0289 | 2.4966 | 2.2524 | 2.1755 | 2.1409 | 2.2455 | 2.5725 | 3.5246 | 4.2546 | 4.7405 | 4.4435 | 3.6161 | 3.4237 | 3.3532 | 3.1317
2025-12-13 | 3.2627 | 3.2146 | 3.2699 | 3.2448 | 3.2358 | 3.0361 | 3.1367 | 3.2373 | 2.8521 | 2.5353 | 2.3601 | 1.8551 | 1.7222 | 1.9311 | 2.1122 | 2.429 | 3.0339 | 3.9915 | 4.6645 | 4.5054 | 4.0032 | 3.4396 | 3.2117 | 2.9623
2025-12-14 | 2.7895 | 2.7889 | 2.6282 | 2.5627 | 2.4288 | 2.4534 | 2.6518 | 2.7011 | 2.4583 | 2.1288 | 1.9391 | 1.8005 | 1.7465 | 1.7201 | 1.807 | 2.3466 | 2.9604 | 3.6825 | 4.6788 | 4.3475 | 3.9288 | 4.0365 | 3.7497 | 3.5305
2025-12-15 | 3.606 | 2.9844 | 2.8834 | 2.6679 | 2.776 | 3.0156 | 3.5691 | 3.6967 | 3.1536 | 2.6551 | 2.4957 | 2.2994 | 2.4261 | 2.3715 | 2.6 | 3.1516 | 3.6329 | 4.1438 | 5.0674 | 4.7188 | 4.1526 | 3.774 | 3.6861 | 3.2576
2025-12-16 | 2.9212 | 2.8017 | 2.7744 | 2.7632 | 2.7873 | 2.9858 | 3.4266 | 3.1818 | 2.7668 | 2.4652 | 2.2977 | 2.2395 | 2.4388 | 2.4409 | 2.7851 | 3.6271 | 4.103 | 4.7559 | 4.9051 | 4.4512 | 4.0872 | 4.4956 | 4.5744 | 4.0305
2025-12-17 | 3.6204 | 3.4706 | 3.371 | 3.3384 | 3.4245 | 3.8863 | 4.4705 | 3.9265 | 3.5943 | 3.0381 | 2.7117 | 2.5753 | 2.4596 | 2.4249 | 2.6153 | 2.8139 | 3.4072 | 4.1621 | 4.6568 | 4.6027 | 4.2782 | 4.3923 | 4.3043 | 4.049
2025-12-18 | 3.7805 | 3.5788 | 3.2121 | 3.2693 | 3.33 | 3.741 | 4.2693 | 3.6008 | 3.3077 | 3.1145 | 2.6474 | 2.4371 | 2.3185 | 2.3661 | 2.4418 | 2.9214 | 3.6523 | 4.3519 | 5.1024 | 4.7675 | 4.4083 | 4.5982 | 4.5611 | 3.8032
2025-12-19 | 3.5446 | 3.3278 | 3.2643 | 3.3518 | 3.476 | 3.6602 | 4.2986 | 3.8059 | 3.4641 | 3.0956 | 2.6651 | 2.5029 | 2.3599 | 2.5026 | 2.4065 | 2.7457 | 3.3584 | 3.9853 | 4.7546 | 4.6622 | 4.2823 | 4.7567 | 4.7382 | 4.2319
2025-12-20 | 3.3454 | 3.2272 | 3.1659 | 3.1103 | 3.0188 | 2.8629 | 3.0468 | 3.198 | 2.7882 | 2.3253 | 1.8846 | 1.6814 | 1.6662 | 1.7814 | 2.0818 | 2.6622 | 3.3504 | 4.2772 | 4.8228 | 4.5462 | 4.1947 | 3.974 | 3.6882 | 3.1005
2025-12-21 | 2.9983 | 3.1153 | 3.1228 | 3.3311 | 3.2643 | 3.3738 | 3.1659 | 3.0159 | 2.7922 | 2.3776 | 1.9958 | 1.7112 | 1.7328 | 1.8452 | 2.0955 | 2.5023 | 3.3068 | 3.9267 | 4.7385 | 4.6846 | 4.3616 | 4.0511 | 3.7043 | 3.3725
2025-12-22 | 3.0935 | 2.8249 | 2.7617 | 2.7375 | 2.7959 | 3.0035 | 3.3103 | 3.4049 | 3.5247 | 3.1695 | 2.7432 | 2.6973 | 2.6347 | 3.0403 | 3.2994 | 3.8867 | 4.6184 | 5.0617 | 4.9923 | 4.1236 | 3.8259 | 4.2017 | 4.2689 | 4.3243
2025-12-23 | 4.0633 | 3.9228 | 3.6204 | 2.8396 | 2.8287 | 2.9982 | 3.241 | 3.3964 | 3.34 | 3.0788 | 2.8953 | 2.821 | 2.4364 | 2.4162 | 2.3696 | 2.652 | 3.48 | 4.3894 | 4.6193 | 4.3217 | 3.9119 | 3.728 | 3.3375 | 3.0608
2025-12-24 | 3.0672 | 2.8941 | 2.7602 | 2.7471 | 2.808 | 2.9771 | 3.2115 | 3.4233 | 3.3627 | 2.9619 | 2.7191 | 2.6484 | 2.6095 | 2.58 | 2.7462 | 3.1854 | 3.9523 | 4.9357 | 5.2815 | 5.2887 | 4.8041 | 4.6258 | 4.4184 | 3.9935
2025-12-25 | 3.8012 | 3.8001 | 3.6635 | 3.6422 | 3.454 | 3.686 | 4.0634 | 3.645 | 3.3476 | 3.1846 | 2.7745 | 2.5487 | 2.4069 | 2.553 | 2.721 | 3.5231 | 4.2207 | 4.8383 | 5.2994 | 5.1045 | 4.3997 | 4.4134 | 4.4701 | 4.3595
2025-12-26 | 4.2211 | 3.9333 | 3.4774 | 3.431 | 3.5214 | 3.58 | 4.0349 | 3.5972 | 3.4981 | 3.4243 | 3.5962 | 3.3858 | 3.4326 | 3.6154 | 3.7858 | 3.8243 | 4.3082 | 4.9566 | 5.1909 | 4.8259 | 4.3337 | 4.1947 | 4.0898 | 3.7437
2025-12-27 | 3.7368 | 3.6041 | 3.3311 | 3.2065 | 3.2457 | 3.4712 | 3.7444 | 3.458 | 3.3043 | 3.0736 | 2.5039 | 2.2163 | 2.387 | 2.3256 | 2.5094 | 2.9515 | 3.9006 | 4.504 | 5.0508 | 4.6773 | 4.1374 | 4.2719 | 4.2898 | 3.3288
2025-12-28 | 3.1489 | 3.0435 | 2.9874 | 2.8115 | 2.8375 | 2.8595 | 2.9935 | 3.0077 | 2.963 | 2.8209 | 2.5798 | 2.2997 | 2.3087 | 2.0262 | 2.1568 | 2.5165 | 3.1118 | 3.9517 | 4.8967 | 4.6658 | 4.1108 | 3.6203 | 3.7874 | 3.3473
2025-12-29 | 3.0864 | 2.7738 | 2.8839 | 2.8741 | 3.2308 | 3.5518 | 3.9182 | 3.6609 | 3.8257 | 3.6572 | 3.2363 | 2.8731 | 2.7033 | 2.6272 | 2.7824 | 3.5312 | 4.4914 | 5.1006 | 5.2165 | 4.2475 | 3.5803 | 3.9153 | 4.0483 | 3.8965
2025-12-30 | 4.062 | 3.9218 | 3.6199 | 2.8397 | 2.8289 | 2.9981 | 3.2401 | 3.3988 | 3.36 | 3.0788 | 2.8031 | 2.6361 | 2.272 | 2.2492 | 2.2339 | 2.5457 | 3.4413 | 4.3942 | 4.6386 | 4.3238 | 3.9323 | 3.8183 | 3.4162 | 3.1279
2025-12-31 | 3.1247 | 2.944 | 2.7883 | 2.7484 | 2.8091 | 2.9791 | 3.2135 | 3.4343 | 3.3384 | 3.0195 | 2.7799 | 2.7343 | 2.6184 | 2.5885 | 2.7446 | 3.1417 | 3.9086 | 4.92 | 5.2928 | 5.3056 | 4.8142 | 4.5746 | 4.3395 | 3.9929
2026-01-01 | 3.1048 | 2.8722 | 2.9937 | 2.8324 | 2.7157 | 2.8011 | 2.9711 | 3.0941 | 2.9917 | 2.4693 | 2.2312 | 1.9542 | 1.8248 | 1.8541 | 2.0583 | 2.4909 | 3.0719 | 3.8517 | 5.0652 | 4.9228 | 3.9238 | 3.4822 | 3.2846 | 3.2714
2026-01-02 | 2.9031 | 2.7492 | 2.7464 | 2.7355 | 2.5925 | 2.9009 | 3.1588 | 3.375 | 3.4103 | 2.8801 | 2.4083 | 2.0645 | 1.9231 | 1.9847 | 2.1885 | 2.4598 | 3.012 | 3.6023 | 4.6595 | 3.6951 | 3.2019 | 3.7272 | 3.8716 | 3.5299
2026-01-03 | 2.858 | 2.87 | 2.915 | 2.6436 | 2.5459 | 2.5386 | 2.7306 | 2.7857 | 2.5412 | 2.4124 | 2.2039 | 1.6991 | 1.4429 | 1.6501 | 1.9832 | 2.1525 | 2.7548 | 3.8335 | 4.7274 | 4.6518 | 3.4645 | 3.4619 | 3.3167 | 3.0259
2026-01-04 | 3.0979 | 2.9988 | 2.8242 | 2.7245 | 2.5929 | 2.7655 | 2.7874 | 2.8388 | 2.6339 | 2.3931 | 1.9926 | 1.7396 | 1.3956 | 1.6533 | 1.9502 | 2.1501 | 2.5331 | 3.9647 | 4.9568 | 4.8096 | 4.1075 | 3.1684 | 3.0369 | 2.7575
2026-01-05 | 2.7402 | 2.6735 | 2.6211 | 2.596 | 2.705 | 2.9446 | 3.0412 | 3.1514 | 3.1682 | 2.5425 | 2.293 | 2.0161 | 1.9909 | 2.119 | 2.1514 | 2.431 | 3.4556 | 4.3007 | 5.1135 | 4.7546 | 3.8465 | 3.6039 | 3.6149 | 3.3895
2026-01-06 | 3.0046 | 2.7426 | 2.7493 | 2.8277 | 2.6045 | 2.7883 | 3.4739 | 3.7477 | 3.6983 | 3.194 | 2.6763 | 2.3578 | 2.2286 | 2.2741 | 2.473 | 3.2574 | 3.9114 | 4.2313 | 5.3345 | 5.3421 | 4.8451 | 4.2097 | 3.8813 | 3.6544
2026-01-07 | 3.0395 | 2.9396 | 2.9187 | 2.8698 | 2.7446 | 3.1886 | 3.4857 | 3.584 | 3.3256 | 2.8393 | 2.3747 | 2.115 | 2.4231 | 2.3915 | 2.321 | 2.4773 | 3.5413 | 4.747 | 5.3318 | 5.1401 | 4.1973 | 4.076 | 3.6913 | 3.4661
2026-01-08 | 3.2752 | 3.1018 | 2.8111 | 2.831 | 2.7837 | 3.2889 | 3.8355 | 4.0036 | 3.6609 | 3.3339 | 2.7881 | 2.3764 | 2.7014 | 2.4365 | 2.5614 | 3.1254 | 4.1688 | 4.3766 | 5.2716 | 5.3542 | 4.8183 | 4.3434 | 3.94 | 3.7156
2026-01-09 | 3.1904 | 2.9359 | 2.8452 | 2.7936 | 2.7377 | 3.0277 | 3.9092 | 3.8107 | 3.1432 | 2.4433 | 2.1489 | 1.9935 | 2.0569 | 2.3841 | 2.3282 | 2.5126 | 3.4173 | 3.9735 | 4.6266 | 4.7928 | 4.284 | 3.9793 | 3.82 | 3.6152
2026-01-10 | 3.2894 | 2.8333 | 2.7859 | 2.8942 | 2.6607 | 2.7117 | 2.9201 | 3.0456 | 2.8973 | 2.4632 | 2.1837 | 2.0181 | 1.9859 | 1.8419 | 2.1628 | 2.4514 | 2.6473 | 3.2774 | 4.8212 | 4.7868 | 3.7972 | 3.8528 | 3.9364 | 3.1023
2026-01-11 | 2.8959 | 2.8554 | 2.9993 | 2.7388 | 2.5971 | 2.6012 | 2.6983 | 2.6537 | 2.5396 | 2.2286 | 1.8759 | 1.3835 | 1.3307 | 1.3867 | 1.6967 | 2.1447 | 2.4506 | 3.2024 | 4.7292 | 4.6694 | 4.1126 | 3.3239 | 3.0525 | 2.8502
2026-01-12 | 2.796 | 2.629 | 2.5496 | 2.5289 | 2.6433 | 2.9802 | 3.0836 | 3.1042 | 3.2113 | 2.6911 | 2.1886 | 2.0541 | 2.1344 | 2.083 | 2.208 | 2.4609 | 3.2662 | 4.1745 | 5.146 | 4.6953 | 3.9578 | 3.6168 | 3.8524 | 3.1609
2026-01-13 | 2.7768 | 2.8935 | 2.8127 | 2.6919 | 2.5777 | 2.7346 | 3.3851 | 3.2699 | 2.9282 | 2.5414 | 2.2533 | 2.0461 | 1.9049 | 1.8821 | 2.2227 | 2.3031 | 2.9547 | 4.672 | 5.3362 | 5.2688 | 4.5439 | 4.0931 | 3.6965 | 3.2296
2026-01-14 | 3.2573 | 3.0282 | 2.8736 | 2.8877 | 2.7517 | 3.0456 | 4.0194 | 4.5203 | 3.9482 | 3.2386 | 3.0028 | 2.5218 | 2.4252 | 2.3051 | 2.4241 | 2.9528 | 3.7689 | 4.4347 | 5.3415 | 5.3515 | 4.7257 | 4.2165 | 3.7336 | 3.3141
2026-01-15 | 3.3408 | 2.9719 | 2.8433 | 2.8477 | 2.9651 | 2.9486 | 3.6088 | 3.4433 | 3.4327 | 2.7988 | 2.3693 | 2.1007 | 2.0154 | 2.0546 | 2.4025 | 2.5135 | 3.2104 | 4.1169 | 5.3353 | 4.8283 | 4.2208 | 3.8512 | 3.6893 | 3.3677
2026-01-16 | 2.8494 | 2.7651 | 2.766 | 2.7782 | 2.7576 | 3.2989 | 3.8485 | 4.1126 | 3.9913 | 3.1513 | 2.3728 | 2.35 | 2.3219 | 2.339 | 2.4356 | 3.5546 | 4.1663 | 4.1847 | 4.9774 | 5.0028 | 4.4228 | 3.8705 | 3.9329 | 3.5465
2026-01-17 | 2.9243 | 2.8548 | 2.9968 | 2.7675 | 2.6926 | 2.7912 | 2.9501 | 3.071 | 2.807 | 2.4862 | 2.1234 | 1.8938 | 1.9242 | 2.0276 | 2.239 | 2.4129 | 2.7733 | 4.1165 | 5.2418 | 4.9272 | 4.3099 | 3.7894 | 3.6746 | 3.5885
2026-01-18 | 3.0236 | 2.8589 | 2.8243 | 3.0178 | 2.6896 | 2.7176 | 2.8649 | 3.1618 | 3.1267 | 2.622 | 2.2082 | 1.9122 | 1.7334 | 1.7833 | 2.0839 | 2.4033 | 2.5835 | 3.4492 | 4.9979 | 4.9832 | 4.4296 | 3.6404 | 3.1526 | 3.0229
2026-01-19 | 2.66 | 2.5002 | 2.4899 | 2.6023 | 2.531 | 2.747 | 3.3789 | 3.8084 | 3.0764 | 2.4913 | 2.2917 | 1.9829 | 1.8575 | 1.9504 | 2.3393 | 2.8499 | 3.2881 | 4.2614 | 5.3433 | 5.073 | 4.5717 | 4.1095 | 3.6458 | 3.1599
2026-01-20 | 3.3222 | 3.0838 | 2.8717 | 2.9559 | 3.0401 | 3.1831 | 4.0733 | 4.3892 | 4.4491 | 3.8391 | 3.4363 | 3.1202 | 2.4618 | 2.5168 | 3.2034 | 3.7121 | 4.2413 | 4.2111 | 5.2484 | 5.3349 | 4.9009 | 4.5272 | 3.9978 | 3.4674
2026-01-21 | 3.39 | 3.0841 | 2.9569 | 2.9415 | 2.7547 | 2.8598 | 3.7848 | 4.1986 | 3.6649 | 3.0182 | 2.5344 | 2.1719 | 2.0559 | 2.0908 | 2.3824 | 2.9545 | 3.4218 | 4.0595 | 5.2808 | 5.3367 | 4.8064 | 4.3806 | 3.9734 | 3.3956
2026-01-22 | 3.333 | 2.9597 | 2.8508 | 2.9863 | 2.9384 | 3.1577 | 4.098 | 4.5322 | 4.4959 | 3.9043 | 3.1929 | 2.958 | 3.0231 | 3.083 | 3.1594 | 3.459 | 3.6371 | 3.9689 | 5.1183 | 5.1392 | 4.5691 | 4.0238 | 3.6031 | 3.3872
2026-01-23 | 2.8878 | 2.8378 | 2.8192 | 2.7553 | 2.7017 | 3.116 | 3.3536 | 3.3547 | 3.3172 | 2.7197 | 2.2689 | 2.1319 | 2.1713 | 2.1476 | 2.2464 | 2.6854 | 3.655 | 4.3857 | 5.048 | 4.8457 | 4.1909 | 4.1908 | 4.2347 | 3.8164
2026-01-24 | 3.0808 | 2.8278 | 2.914 | 2.8413 | 2.6916 | 2.8684 | 3.2954 | 3.3913 | 3.3393 | 2.6966 | 2.2498 | 2.2897 | 2.2427 | 2.4874 | 2.7919 | 3.4017 | 3.6989 | 3.812 | 4.5818 | 4.5479 | 4.0265 | 3.871 | 3.6439 | 3.392
2026-01-25 | 3.1167 | 2.8256 | 2.8721 | 2.8171 | 2.5765 | 2.5416 | 2.7613 | 2.6722 | 2.5381 | 2.3211 | 2.2624 | 2.0188 | 2.1051 | 2.0293 | 2.3373 | 2.3054 | 2.4921 | 3.4272 | 4.8649 | 4.9743 | 4.3531 | 3.2896 | 3.1698 | 2.9555
2026-01-26 | 2.6626 | 2.639 | 2.6212 | 2.7247 | 2.6513 | 2.9358 | 3.7825 | 4.4103 | 3.5796 | 2.7199 | 2.7282 | 2.3442 | 2.203 | 2.3261 | 2.7659 | 2.8582 | 3.4201 | 4.424 | 5.1732 | 5.2202 | 4.8311 | 4.5751 | 3.8163 | 3.4026
2026-01-27 | 3.2268 | 2.9501 | 2.825 | 2.8977 | 2.8588 | 2.9841 | 3.7869 | 3.76 | 3.5512 | 2.9459 | 2.4833 | 2.0957 | 2.1471 | 2.384 | 2.5782 | 2.7397 | 3.2455 | 4.4075 | 5.3299 | 5.3391 | 4.7328 | 4.1948 | 3.8575 | 3.4199
2026-01-28 | 3.6123 | 3.1455 | 3.0186 | 2.9819 | 2.8664 | 3.3283 | 4.509 | 4.6878 | 4.5228 | 4.3923 | 3.6657 | 3.2349 | 3.0208 | 2.6346 | 3.1855 | 3.4604 | 3.9756 | 4.7149 | 5.3611 | 5.217 | 4.2038 | 4.272 | 4.3825 | 3.4916
2026-01-29 | 3.2367 | 3.3875 | 3.0625 | 2.9835 | 2.809 | 3.0912 | 4.3325 | 4.248 | 4.1126 | 3.5283 | 3.1385 | 2.4116 | 2.8364 | 3.0807 | 3.0247 | 2.627 | 3.3821 | 4.4444 | 5.3531 | 5.3511 | 4.717 | 4.3028 | 3.8784 | 3.4152
2026-01-30 | 3.1435 | 3.2358 | 2.878 | 2.9166 | 2.9213 | 3.3272 | 4.3904 | 4.794 | 4.5723 | 3.5934 | 3.7764 | 3.0558 | 2.4321 | 2.1302 | 2.3798 | 2.9923 | 3.2436 | 3.9933 | 5.1027 | 5.0922 | 4.1499 | 4.4881 | 4.4154 | 3.4051
2026-01-31 | 3.1926 | 3.149 | 2.9234 | 2.7382 | 2.5455 | 2.712 | 2.7874 | 2.7851 | 2.5092 | 2.3295 | 2.0771 | 1.945 | 1.6732 | 1.7397 | 2.128 | 2.5595 | 3.5973 | 3.871 | 4.8695 | 5.0432 | 4.5867 | 4.1642 | 4.0141 | 3.6059
2026-02-01 | 3.2466 | 3.119 | 3.3696 | 3.1195 | 2.9601 | 3.0086 | 3.2057 | 3.4998 | 3.59 | 3.1667 | 2.6834 | 2.6565 | 2.865 | 2.797 | 2.3549 | 2.537 | 2.6885 | 3.3014 | 4.6131 | 4.9187 | 4.4952 | 3.9654 | 3.5134 | 3.1058
2026-02-02 | 3.0711 | 3.1227 | 2.8966 | 2.8064 | 2.7648 | 2.9978 | 3.8931 | 4.0135 | 3.3932 | 3.7471 | 3.7011 | 2.982 | 2.7377 | 2.2399 | 2.8462 | 3.5928 | 4.2843 | 4.9219 | 5.0537 | 4.7302 | 3.9802 | 4.1066 | 3.655 | 3.1275
2026-02-03 | 3.0992 | 3.1839 | 2.94 | 2.8398 | 2.8497 | 3.3635 | 3.8726 | 3.8313 | 3.7378 | 2.9931 | 3.226 | 3.4049 | 3.3787 | 2.7344 | 2.8319 | 2.8953 | 3.5704 | 3.9061 | 4.851 | 5.1909 | 4.5486 | 4.1734 | 4.3429 | 3.6071
2026-02-04 | 3.1222 | 3.0825 | 2.9952 | 3.0431 | 2.9032 | 3.0973 | 3.513 | 3.5388 | 3.3376 | 2.7606 | 2.3513 | 2.5783 | 2.6906 | 2.6186 | 2.4259 | 2.6249 | 3.6174 | 4.3333 | 5.0127 | 5.0427 | 4.6748 | 4.0501 | 3.7706 | 3.617
2026-02-05 | 3.2518 | 2.9962 | 2.9421 | 2.918 | 3.01 | 3.2362 | 3.8415 | 3.4978 | 3.4664 | 2.8158 | 2.6517 | 2.2923 | 2.1511 | 1.8779 | 2.0029 | 2.3945 | 2.9405 | 3.7658 | 4.3487 | 4.4993 | 4.2128 | 3.8885 | 3.3461 | 3.1407
2026-02-06 | 3.0293 | 2.8244 | 2.7662 | 2.7705 | 2.7396 | 2.9728 | 3.6255 | 3.8433 | 3.4581 | 2.6544 | 2.0075 | 1.8314 | 1.7971 | 1.8683 | 2.1387 | 2.4059 | 2.6476 | 3.3267 | 4.5933 | 4.4529 | 3.6739 | 3.9161 | 3.5264 | 3.0931
2026-02-07 | 2.936 | 2.9973 | 2.7974 | 2.7197 | 2.6886 | 2.8093 | 3.0734 | 2.817 | 2.5022 | 2.2037 | 1.8354 | 1.4421 | 1.3508 | 1.4218 | 1.6632 | 2.1437 | 2.6602 | 3.3378 | 3.9423 | 4.2183 | 3.8383 | 3.6022 | 3.2898 | 3.127
2026-02-08 | 3.0522 | 2.8035 | 2.762 | 2.7387 | 2.6493 | 2.7011 | 2.7745 | 2.8076 | 2.65 | 2.2785 | 1.7956 | 1.4746 | 1.2412 | 1.3551 | 1.6628 | 1.7815 | 2.4307 | 3.1836 | 4.575 | 4.8068 | 4.2971 | 3.5062 | 3.0959 | 2.8296
2026-02-09 | 2.7327 | 2.806 | 2.632 | 2.6129 | 2.6997 | 3.2021 | 3.6139 | 3.5631 | 3.2912 | 2.5833 | 2.2034 | 2.0997 | 1.9235 | 1.9699 | 2.2505 | 2.6469 | 3.4656 | 4.1703 | 4.863 | 4.8979 | 4.4134 | 4.1395 | 3.6572 | 3.5939
2026-02-10 | 3.1274 | 2.9071 | 2.8484 | 2.9551 | 2.8896 | 3.0047 | 3.656 | 3.6412 | 4.1852 | 3.8675 | 3.3031 | 3.1542 | 2.9863 | 3.3139 | 3.3987 | 3.6265 | 3.948 | 4.3969 | 5.2651 | 5.2331 | 4.7057 | 4.3579 | 4.099 | 3.5221
2026-02-11 | 3.1717 | 3.0722 | 3.0696 | 3.3295 | 3.2216 | 3.2838 | 3.524 | 3.6519 | 3.9507 | 3.6871 | 3.3495 | 3.3347 | 3.6663 | 3.831 | 3.8693 | 4.2366 | 4.7813 | 4.7281 | 4.8708 | 4.8732 | 4.557 | 4.0791 | 3.9336 | 3.6021
2026-02-12 | 3.4417 | 3.063 | 3.0934 | 3.1581 | 3.2197 | 3.3764 | 4.2154 | 4.3423 | 4.3999 | 4.1113 | 3.6446 | 2.7009 | 2.4097 | 2.5322 | 2.8273 | 2.6666 | 3.6892 | 3.82 | 4.6015 | 4.9049 | 4.728 | 4.4391 | 3.9409 | 3.7287
2026-02-13 | 3.1537 | 3.0042 | 2.973 | 2.946 | 2.8603 | 3.1547 | 4.065 | 4.3774 | 3.5992 | 3.631 | 3.1228 | 2.297 | 2.3669 | 2.7222 | 2.5027 | 2.69 | 3.2273 | 3.9048 | 4.352 | 4.8083 | 4.5567 | 4.4408 | 3.7545 | 3.3741
2026-02-14 | 3.307 | 2.9196 | 2.861 | 2.8122 | 2.829 | 2.8345 | 2.8772 | 2.888 | 2.6955 | 2.6136 | 2.4073 | 2.0273 | 1.8632 | 2.0488 | 2.4049 | 3.1976 | 3.6946 | 4.1542 | 4.2462 | 4.2812 | 4.0808 | 4.1822 | 3.656 | 3.3746
2026-02-15 | 3.2049 | 3.3133 | 3.0051 | 2.8917 | 2.7487 | 2.787 | 2.8958 | 2.9627 | 3.0994 | 2.7281 | 2.5787 | 2.4854 | 2.8679 | 2.7195 | 2.5036 | 2.8363 | 3.3095 | 4.1271 | 4.5761 | 4.4842 | 3.6848 | 3.2336 | 3.5668 | 3.0507
2026-02-16 | 2.7901 | 2.689 | 2.7701 | 2.6599 | 2.6818 | 2.7905 | 2.8929 | 2.9768 | 3.0063 | 2.5873 | 2.1147 | 1.4043 | 1.4128 | 1.7364 | 2.1987 | 2.5663 | 2.8122 | 3.5461 | 4.6228 | 5.1596 | 4.1539 | 4.0462 | 3.9692 | 3.2075
2026-02-17 | 2.9019 | 3.0666 | 2.9027 | 2.7597 | 2.6893 | 2.8775 | 3.6172 | 3.5302 | 2.8484 | 2.6114 | 2.3979 | 2.0703 | 1.9739 | 2.2633 | 2.5049 | 2.6394 | 3.3267 | 4.2253 | 5.1356 | 5.1491 | 4.6119 | 4.7004 | 4.0052 | 3.3438
2026-02-18 | 2.9882 | 2.8518 | 2.9018 | 2.6876 | 2.5749 | 2.8355 | 3.4863 | 3.6672 | 3.4364 | 2.8584 | 2.6913 | 2.3909 | 2.2787 | 2.4022 | 2.6068 | 3.1306 | 3.4793 | 3.9763 | 4.9814 | 5.2415 | 4.7236 | 4.1975 | 3.9928 | 3.8123
2026-02-19 | 3.4085 | 3.1809 | 3.0738 | 3.2387 | 3.017 | 3.2651 | 3.8937 | 3.9602 | 4.1026 | 3.5941 | 3.3116 | 3.9146 | 3.8086 | 3.3642 | 3.3464 | 3.5744 | 4.433 | 4.5429 | 4.8722 | 4.8463 | 4.426 | 3.9851 | 3.872 | 3.4645
2026-02-20 | 3.0845 | 2.9448 | 2.8749 | 2.85 | 2.8581 | 3.0665 | 3.8323 | 3.9663 | 3.4751 | 3.1472 | 2.3919 | 2.1053 | 2.213 | 2.6222 | 2.6955 | 2.9483 | 3.486 | 4.3255 | 4.6955 | 4.6993 | 4.5513 | 4.5291 | 4.0233 | 3.5934
2026-02-21 | 3.6911 | 3.2549 | 3.0363 | 2.9421 | 2.8393 | 3.2297 | 3.2412 | 3.4194 | 3.2224 | 2.788 | 2.4135 | 1.9827 | 2.2109 | 2.3979 | 2.4196 | 2.7446 | 3.5535 | 4.4291 | 4.405 | 4.5996 | 4.3815 | 3.9994 | 3.807 | 3.4867
2026-02-22 | 3.5164 | 3.0679 | 2.9863 | 2.9394 | 2.8323 | 2.9144 | 3.1105 | 3.4679 | 3.1346 | 2.6447 | 2.5404 | 2.3801 | 2.2867 | 2.1758 | 2.7011 | 2.8984 | 3.3275 | 4.3191 | 5.089 | 5.0885 | 4.2787 | 3.7411 | 3.387 | 2.9755
2026-02-23 | 2.9398 | 2.9374 | 2.7223 | 2.7524 | 2.8391 | 3.1109 | 4.0074 | 3.8969 | 3.7414 | 3.2084 | 2.6422 | 2.1601 | 2.3173 | 2.4373 | 2.6837 | 2.9795 | 3.8495 | 4.4563 | 4.9111 | 4.7781 | 4.5952 | 4.353 | 3.6762 | 3.2523
2026-02-24 | 3.0803 | 3.0233 | 2.8077 | 2.7982 | 2.763 | 3.344 | 3.8251 | 3.8032 | 3.4255 | 3.0175 | 2.4967 | 2.2716 | 2.4239 | 2.3322 | 2.4167 | 2.6503 | 3.556 | 4.0626 | 4.8706 | 5.1548 | 4.6325 | 4.149 | 3.9516 | 3.7076
2026-02-25 | 3.2215 | 3.0504 | 2.6878 | 2.6212 | 2.6566 | 3.3376 | 3.7092 | 3.4897 | 3.9291 | 3.519 | 3.0536 | 2.5924 | 2.5261 | 2.3188 | 2.7111 | 3.4781 | 4.1794 | 3.9924 | 4.8313 | 5.2232 | 4.7892 | 4.5729 | 4.2262 | 3.3499
2026-02-26 | 3.1388 | 3.1007 | 3.2405 | 3.0647 | 3.0082 | 3.346 | 4.3394 | 4.4467 | 3.9945 | 3.1693 | 2.3074 | 2.1437 | 2.2316 | 2.1198 | 2.6489 | 2.8682 | 3.3765 | 4.0488 | 4.799 | 4.894 | 4.5049 | 4.1412 | 3.7265 | 3.1897
2026-02-27 | 3.0012 | 2.9261 | 3.0139 | 3.1225 | 2.7947 | 2.9474 | 3.4367 | 3.6227 | 3.2769 | 2.6845 | 2.4615 | 2.4276 | 2.6785 | 2.5425 | 2.377 | 3.1319 | 3.6409 | 4.0524 | 4.6037 | 4.8839 | 4.3386 | 3.9151 | 4.1168 | 3.6746
2026-02-28 | 3.0494 | 3.1084 | 3.0177 | 2.8688 | 2.7823 | 2.9136 | 3.382 | 3.4185 | 2.9547 | 3.0679 | 3.1913 | 2.5612 | 2.3061 | 2.3046 | 2.4617 | 2.5327 | 3.1904 | 3.9226 | 4.384 | 4.0773 | 3.9268 | 4.1471 | 3.8291 | 3.3529
2026-03-01 | 3.3966 | 3.1614 | 2.9087 | 2.9074 | 2.7697 | 2.9655 | 2.9031 | 2.8484 | 2.7493 | 2.5694 | 2.2179 | 1.982 | 1.7932 | 2.0048 | 1.975 | 2.0433 | 2.7086 | 3.699 | 4.634 | 4.7931 | 4.1714 | 3.5056 | 3.2104 | 2.9764
2026-03-02 | 3.0572 | 2.9305 | 2.8116 | 2.7219 | 2.7707 | 3.3495 | 4.0267 | 3.6682 | 3.5017 | 2.7487 | 2.3224 | 1.9471 | 1.9794 | 2.2738 | 2.2018 | 2.4195 | 3.0783 | 3.9252 | 4.6902 | 5.0889 | 4.504 | 3.9467 | 3.5789 | 3.3576
2026-03-03 | 3.2919 | 3.1343 | 2.9139 | 2.8517 | 2.855 | 3.3743 | 4.2937 | 3.8762 | 3.6195 | 3.2598 | 2.8329 | 2.4326 | 2.2365 | 2.4449 | 2.2918 | 2.3671 | 2.8228 | 3.7989 | 4.6732 | 5.0265 | 4.4568 | 3.8414 | 3.6214 | 3.0719
2026-03-04 | 3.0294 | 3.0713 | 2.8924 | 2.8674 | 2.8266 | 3.0751 | 4.1397 | 3.4788 | 2.8766 | 2.1257 | 1.7498 | 1.7484 | 2.0328 | 1.8956 | 1.7467 | 2.267 | 2.8175 | 3.3115 | 4.3562 | 4.8845 | 4.3839 | 3.6782 | 3.655 | 3.3173
2026-03-05 | 2.8683 | 2.8102 | 2.8837 | 2.7304 | 2.7515 | 3.0602 | 3.7944 | 4.0081 | 3.3807 | 2.8201 | 2.2866 | 2.0392 | 1.9542 | 2.0465 | 2.2893 | 2.4405 | 2.88 | 3.4846 | 4.7426 | 4.9907 | 4.382 | 3.8575 | 3.5092 | 3.0983
2026-03-06 | 2.9317 | 2.9173 | 2.9992 | 2.8018 | 2.8136 | 3.2148 | 4.0147 | 3.5416 | 3.1808 | 2.8426 | 2.2625 | 2.1176 | 2.3316 | 2.1248 | 1.9353 | 2.1368 | 2.8861 | 3.3338 | 3.8341 | 4.1452 | 3.6593 | 3.7855 | 3.702 | 3.3483
2026-03-07 | 3.1378 | 2.8825 | 2.6817 | 2.6592 | 2.6215 | 2.7787 | 2.9253 | 3.1515 | 2.8439 | 2.44 | 2.0119 | 1.3103 | 1.4504 | 1.4897 | 1.6371 | 2.2211 | 2.9996 | 3.2755 | 3.8853 | 4.2973 | 3.9355 | 3.4709 | 3.2317 | 3.0221
2026-03-08 | 3.0263 | 2.7462 | 2.6772 | 2.6982 | 2.7305 | 2.6382 | 2.7872 | 2.9688 | 3.1319 | 2.7951 | 1.872 | 1.8299 | 1.9811 | 1.5681 | 2.034 | 2.5694 | 3.2164 | 3.6807 | 4.3479 | 4.2001 | 3.7892 | 3.4259 | 3.4244 | 2.8624
2026-03-09 | 2.7932 | 2.8181 | 2.6227 | 2.605 | 2.6812 | 2.9791 | 3.9192 | 4.0977 | 3.546 | 2.6202 | 2.658 | 2.4992 | 2.7654 | 2.3807 | 2.4577 | 3.2481 | 3.4312 | 3.9384 | 4.8566 | 4.8859 | 4.052 | 3.7388 | 3.6845 | 3.0372
2026-03-10 | 2.8779 | 2.2508 | 1.7807 | 2.0116 | 2.5541 | 2.9074 | 4.0647 | 4.3196 | 3.8198 | 3.8155 | 3.6214 | 3.5469 | 3.5664 | 3.6711 | 3.6238 | 3.5195 | 3.989 | 4.2876 | 5.1009 | 4.9723 | 4.5392 | 4.1143 | 3.6343 | 3.1469
2026-03-11 | 2.9197 | 2.9823 | 2.7515 | 2.5571 | 2.6394 | 2.9386 | 3.5908 | 4.1149 | 3.9844 | 3.248 | 2.962 | 2.6319 | 2.9386 | 2.6632 | 2.6521 | 3.8358 | 3.9499 | 4.108 | 5.0757 | 5.2758 | 4.7358 | 4.0677 | 3.7996 | 3.6813
2026-03-12 | 3.104 | 3.0114 | 3.1181 | 2.8491 | 2.9127 | 3.3808 | 4.1704 | 4.2436 | 3.765 | 3.1106 | 2.7172 | 2.5112 | 2.4416 | 2.4486 | 2.855 | 3.3041 | 3.7664 | 4.4883 | 5.1309 | 5.4219 | 4.813 | 4.141 | 3.5914 | 3.3279
2026-03-13 | 2.9517 | 2.831 | 2.7668 | 2.8038 | 2.8827 | 3.0683 | 3.6744 | 3.7784 | 3.433 | 3.1692 | 3.1185 | 2.7303 | 2.5352 | 2.8214 | 3.1325 | 3.6915 | 4.13 | 3.9562 | 4.6398 | 4.9727 | 4.5951 | 4.2536 | 3.9386 | 3.5931
2026-03-14 | 3.4644 | 3.184 | 2.9389 | 2.9901 | 3.1529 | 3.0903 | 3.2776 | 3.1328 | 2.8686 | 2.4058 | 2.1013 | 1.7808 | 1.6236 | 1.8971 | 1.9872 | 2.2757 | 3.0147 | 3.8476 | 4.4773 | 4.5953 | 4.2524 | 4.1867 | 3.6853 | 3.3991
2026-03-15 | 3.3868 | 3.2619 | 2.9469 | 2.8638 | 2.7847 | 3.0838 | 3.2021 | 3.1701 | 2.8402 | 2.7423 | 2.3611 | 2.4356 | 2.172 | 2.0664 | 2.1272 | 2.0145 | 2.4386 | 3.2682 | 4.5171 | 4.68 | 4.3292 | 3.9007 | 3.5414 | 3.147
2026-03-16 | 3.1103 | 3.0335 | 2.7434 | 2.5115 | 2.5673 | 2.933 | 3.1746 | 3.2747 | 3.3554 | 2.8514 | 2.4731 | 1.9885 | 2.3327 | 3.1159 | 2.9087 | 3.0433 | 3.2832 | 3.4606 | 4.1671 | 4.7957 | 4.4489 | 3.7771 | 3.4354 | 3.3679
2026-03-17 | 3.1359 | 2.8344 | 2.7302 | 2.9204 | 2.8567 | 3.1076 | 3.6077 | 3.7394 | 3.7852 | 3.6747 | 3.1969 | 2.5641 | 2.4982 | 2.7955 | 2.7085 | 3.0259 | 3.8484 | 4.2271 | 4.7143 | 4.8346 | 4.449 | 3.973 | 3.4051 | 3.1852
2026-03-18 | 2.9872 | 2.7953 | 2.7897 | 2.7913 | 2.8366 | 3.4121 | 3.6211 | 3.6625 | 3.4812 | 2.9287 | 2.5764 | 2.2127 | 2.6069 | 2.5399 | 2.7117 | 3.0473 | 3.605 | 4.3011 | 4.7841 | 4.8537 | 4.1693 | 3.6338 | 3.4424 | 3.2673
2026-03-19 | 3.2478 | 3.0364 | 2.8328 | 2.7928 | 3.0082 | 3.175 | 3.5802 | 3.6723 | 3.8232 | 3.7263 | 2.9937 | 2.2407 | 2.3739 | 2.7748 | 3.0054 | 3.2758 | 3.7092 | 4.4398 | 4.8811 | 5.0245 | 4.3603 | 3.9522 | 3.6856 | 3.3554
2026-03-20 | 3.321 | 3.1829 | 2.9428 | 2.9297 | 2.8688 | 3.199 | 3.7246 | 3.4862 | 3.061 | 3.0119 | 2.6611 | 2.4433 | 2.4703 | 2.7475 | 2.7009 | 3.543 | 3.8877 | 4.551 | 4.4252 | 4.4039 | 4.4196 | 4.2521 | 3.7932 | 3.5812
2026-03-21 | 3.4954 | 3.197 | 2.9649 | 2.923 | 3.1906 | 3.2098 | 3.5365 | 3.7697 | 3.9195 | 4.2375 | 3.7318 | 3.047 | 2.9093 | 2.861 | 2.9162 | 3.0342 | 3.2249 | 3.7042 | 3.7899 | 4.1147 | 4.0167 | 3.5599 | 3.4042 | 3.2093
2026-03-22 | 3.036 | 2.7584 | 2.6712 | 2.5685 | 2.4988 | 2.563 | 2.6737 | 2.8072 | 2.6542 | 2.4404 | 1.915 | 1.4814 | 1.5849 | 1.5732 | 1.5759 | 1.8997 | 2.5363 | 3.1963 | 3.7942 | 4.5745 | 4.3813 | 3.8907 | 3.661 | 3.4775
2026-03-23 | 3.0854 | 2.788 | 2.7315 | 2.8097 | 2.9407 | 3.0514 | 3.4372 | 3.4313 | 3.3593 | 3.5392 | 2.599 | 2.5929 | 2.5272 | 2.2303 | 2.2151 | 2.5474 | 2.9357 | 3.4797 | 4.2209 | 4.8483 | 4.4291 | 3.8736 | 3.8779 | 3.3534
2026-03-24 | 2.9032 | 2.9621 | 2.9299 | 2.7722 | 2.7732 | 3.0365 | 3.9357 | 3.5466 | 2.8559 | 2.5255 | 2.309 | 1.9666 | 1.9939 | 2.1538 | 2.1582 | 2.4867 | 3.1767 | 4.0586 | 4.4619 | 4.9887 | 4.7022 | 4.33 | 3.8641 | 3.5685
2026-03-25 | 3.0681 | 2.9455 | 2.876 | 2.8647 | 2.8745 | 3.4493 | 3.8003 | 3.5687 | 3.2238 | 2.6591 | 2.2962 | 2.0291 | 2.1587 | 2.1191 | 2.1679 | 2.3705 | 3.2534 | 3.8744 | 4.4442 | 5.0876 | 4.7799 | 4.3407 | 3.9041 | 3.6042
2026-03-26 | 3.2824 | 2.8989 | 2.8397 | 3.0143 | 3.0823 | 3.3472 | 3.798 | 3.7478 | 3.3587 | 2.779 | 2.3277 | 2.0386 | 2.1998 | 2.2489 | 2.2498 | 2.5638 | 3.4562 | 4.1069 | 4.6172 | 5.1576 | 4.8948 | 4.4202 | 3.6822 | 3.2831
2026-03-27 | 3.2707 | 2.9537 | 2.8089 | 2.74 | 2.782 | 2.963 | 3.3817 | 3.4576 | 2.8929 | 2.3782 | 1.9704 | 1.8646 | 2.0172 | 2.0606 | 1.8566 | 2.2607 | 3.1695 | 3.6873 | 4.2477 | 4.8632 | 4.5468 | 4.1676 | 3.7525 | 3.46
2026-03-28 | 3.3857 | 3.1001 | 2.8481 | 2.788 | 2.9316 | 3.0515 | 3.0691 | 3.0979 | 2.7051 | 2.8403 | 2.4589 | 2.5485 | 2.7225 | 2.8326 | 2.9119 | 2.7961 | 2.7732 | 3.7306 | 3.9348 | 4.4882 | 4.2059 | 3.9165 | 3.5439 | 3.2389
2026-03-29 | 3.287 | 2.9459 | 2.7961 | 2.7726 | 2.6616 | 2.7813 | 2.777 | 2.7755 | 2.7781 | 2.3936 | 2.0201 | 2.2869 | 2.2711 | 2.0498 | 2.1624 | 2.5425 | 2.896 | 3.6147 | 4.4259 | 4.8626 | 4.3436 | 4.0678 | 3.9559 | 3.6288
2026-03-30 | 3.3187 | 3.0238 | 2.9834 | 2.9853 | 3.0449 | 3.5133 | 4.5252 | 4.3021 | 4.2816 | 4.0037 | 3.667 | 3.304 | 3.8912 | 3.9044 | 3.7526 | 3.7832 | 4.5302 | 4.8692 | 4.9387 | 4.6225 | 4.0579 | 3.7603 | 3.4414 | 3.2995
2026-03-31 | 3.0356 | 2.84 | 2.7943 | 2.4678 | 2.2845 | 2.396 | 2.9835 | 3.7012 | 3.2769 | 2.9064 | 3.2028 | 2.8452 | 2.5682 | 2.6829 | 3.0218 | 3.1878 | 3.9907 | 4.5022 | 4.6782 | 4.7523 | 4.5793 | 4.1611 | 3.7155 | 3.5486
2026-04-01 | 3.0987 | 2.883 | 2.87 | 2.9009 | 2.882 | 3.27 | 4.0674 | 4.4249 | 3.4598 | 3.3927 | 3.6304 | 3.4166 | 2.6281 | 2.6875 | 3.2013 | 3.3284 | 3.9 | 4.4883 | 5.0022 | 5.2199 | 4.7987 | 4.4551 | 3.9357 | 3.2632
2026-04-02 | 3.2098 | 3.1075 | 3.0521 | 3.233 | 3.0972 | 3.476 | 4.226 | 4.1247 | 4.3725 | 4.1396 | 3.6133 | 3.8618 | 3.0166 | 2.9477 | 3.4395 | 3.7409 | 4.3302 | 4.3842 | 4.8798 | 5.2248 | 4.8552 | 4.2464 | 4.3868 | 3.7948
2026-04-03 | 3.1098 | 2.9584 | 2.8873 | 2.9324 | 3.0114 | 3.1074 | 3.36 | 3.5941 | 3.5304 | 3.1129 | 2.8115 | 2.5019 | 2.5581 | 2.4172 | 2.8321 | 3.2776 | 3.1774 | 3.8083 | 4.7851 | 5.1025 | 4.5328 | 4.0462 | 3.8632 | 3.3927
2026-04-04 | 3.4289 | 3.2381 | 2.9134 | 2.8848 | 3.0432 | 3.2928 | 3.1517 | 3.1371 | 3.0649 | 2.8319 | 2.7066 | 2.4955 | 2.509 | 2.4788 | 2.9292 | 3.3236 | 3.6539 | 4.2692 | 4.9799 | 4.9465 | 4.309 | 4.4666 | 4.4105 | 3.5995
2026-04-05 | 3.2874 | 3.1606 | 3.3582 | 3.0007 | 2.9001 | 2.9019 | 2.9859 | 3.1594 | 2.9166 | 3.1418 | 2.9459 | 2.6525 | 2.4006 | 2.3481 | 2.5004 | 2.656 | 3.2957 | 3.7089 | 4.2968 | 4.8961 | 4.5372 | 4.1937 | 3.5974 | 3.1074
2026-04-06 | 2.9554 | 2.9071 | 3.062 | 2.9003 | 2.8977 | 3.2156 | 4.0603 | 4.0806 | 3.3944 | 2.7992 | 2.3893 | 2.2318 | 2.1305 | 2.2547 | 2.2595 | 2.4184 | 2.9566 | 3.8421 | 4.5999 | 5.128 | 4.5949 | 3.9462 | 3.5263 | 3.1216
2026-04-07 | 3.0418 | 3.0255 | 2.8394 | 2.7888 | 3.012 | 3.3283 | 3.697 | 3.5397 | 3.1795 | 2.5674 | 2.2844 | 2.0789 | 2.194 | 2.3063 | 2.3234 | 2.4345 | 3.1331 | 3.9501 | 4.5721 | 5.059 | 4.7889 | 4.2145 | 3.6587 | 3.1715
2026-04-08 | 3.1222 | 2.9918 | 2.8379 | 2.8379 | 2.8924 | 3.1591 | 3.4377 | 3.4474 | 2.9964 | 2.5366 | 2.2791 | 2.208 | 2.1536 | 2.3416 | 2.5649 | 3.053 | 3.3889 | 3.7914 | 4.8227 | 5.2186 | 4.801 | 3.8905 | 3.5701 | 3.5857
2026-04-09 | 3.0326 | 2.9004 | 2.8872 | 2.9901 | 3.0944 | 3.2453 | 3.7646 | 3.6115 | 3.1366 | 2.6932 | 2.4366 | 2.1895 | 2.2628 | 2.2766 | 2.233 | 2.4592 | 3.4095 | 3.8665 | 4.4577 | 5.2269 | 4.7864 | 4.1453 | 3.5341 | 3.3567
2026-04-10 | 3.0288 | 2.902 | 2.8407 | 2.838 | 2.8277 | 3.0507 | 3.9838 | 3.8493 | 3.3594 | 2.6855 | 2.3662 | 2.3309 | 2.4365 | 2.523 | 2.4071 | 2.876 | 3.6817 | 4.5207 | 5.0101 | 5.2237 | 4.7556 | 4.2104 | 4.1518 | 3.6766
2026-04-11 | 3.6091 | 3.2747 | 3.0666 | 3.028 | 3.1152 | 3.3001 | 3.011 | 2.893 | 2.749 | 2.3972 | 2.0758 | 1.9102 | 1.8007 | 1.9945 | 1.9706 | 2.2432 | 3.0045 | 3.8776 | 4.4941 | 4.715 | 3.9852 | 3.8055 | 3.9119 | 3.5382
2026-04-12 | 3.6452 | 3.3013 | 3.0641 | 3.0114 | 3.058 | 3.3489 | 3.2931 | 3.0531 | 2.6136 | 2.3905 | 2.5298 | 2.3844 | 2.2604 | 2.1341 | 1.9896 | 2.5311 | 2.9807 | 3.5641 | 4.7802 | 5.2105 | 4.8889 | 4.497 | 4.0509 | 3.3577
2026-04-13 | 3.1649 | 3.2634 | 3.2244 | 3.0293 | 3.0177 | 3.7509 | 4.1326 | 3.8693 | 3.6908 | 2.9333 | 2.6191 | 2.4514 | 2.3426 | 2.5967 | 2.767 | 2.6598 | 3.2591 | 4.3066 | 4.9837 | 5.1049 | 4.6385 | 4.0391 | 3.4422 | 3.1032
2026-04-14 | 3.1327 | 2.982 | 2.8544 | 2.884 | 3.0833 | 3.206 | 3.6746 | 3.8886 | 3.8759 | 3.4095 | 2.656 | 2.4525 | 2.4336 | 2.335 | 2.528 | 2.811 | 3.2857 | 3.9194 | 4.7934 | 5.1003 | 4.611 | 3.7089 | 3.4661 | 3.1009
2026-04-15 | 2.8745 | 2.991 | 2.8702 | 2.8216 | 2.8523 | 3.1458 | 3.6314 | 3.5199 | 2.9589 | 2.6177 | 2.3369 | 2.074 | 2.0202 | 2.3623 | 2.2405 | 2.5532 | 3.3306 | 4.1737 | 4.731 | 5.1503 | 4.6277 | 3.9588 | 3.5034 | 3.1743
2026-04-16 | 3.0704 | 3.17 | 2.9396 | 2.9089 | 2.935 | 3.5599 | 4.1022 | 3.6123 | 4.0258 | 3.4951 | 3.3874 | 3.1722 | 3.5296 | 3.2281 | 3.2526 | 3.4931 | 4.2501 | 4.5847 | 4.7333 | 5.1461 | 4.8493 | 4.0755 | 4.0658 | 3.864
2026-04-17 | 3.2707 | 3.0708 | 3.0016 | 2.8929 | 2.873 | 3.2842 | 3.4707 | 3.6307 | 3.7926 | 3.2946 | 2.7617 | 2.5018 | 2.6434 | 2.4182 | 2.2796 | 2.3292 | 3.1441 | 3.9175 | 4.0261 | 4.4049 | 4.3257 | 3.7677 | 3.6783 | 3.4521
2026-04-18 | 3.218 | 2.9134 | 2.8125 | 2.7821 | 2.828 | 2.9517 | 3.3376 | 3.051 | 2.8352 | 2.7576 | 2.3174 | 1.9342 | 2.1861 | 1.9885 | 2.2039 | 2.5516 | 3.1522 | 3.2522 | 4.0835 | 4.7283 | 4.3941 | 3.6504 | 3.6584 | 3.6192
2026-04-19 | 3.0601 | 2.9668 | 3.0273 | 3.016 | 2.8985 | 2.903 | 2.8104 | 2.763 | 2.807 | 2.5842 | 2.2115 | 2.0127 | 2.1555 | 1.8918 | 2.0415 | 2.3614 | 2.833 | 3.7162 | 4.38 | 5.0498 | 4.7318 | 3.9156 | 3.5406 | 3.432
2026-04-20 | 3.1119 | 2.8193 | 2.7845 | 2.7468 | 2.8312 | 3.2944 | 3.995 | 3.3574 | 3.4196 | 3.2838 | 3.0593 | 2.4923 | 2.3941 | 2.4339 | 2.5761 | 2.9356 | 3.4049 | 4.0686 | 4.6622 | 5.1504 | 4.6551 | 3.9708 | 3.5573 | 3.1742
2026-04-21 | 3.0571 | 3.1467 | 2.8783 | 2.7918 | 2.8233 | 2.9778 | 3.5806 | 3.047 | 3.2339 | 2.5973 | 2.5155 | 2.5624 | 2.2724 | 2.2307 | 2.9948 | 2.7549 | 3.0371 | 3.8134 | 4.6366 | 4.9774 | 4.5646 | 3.7781 | 3.3749 | 3.0718
2026-04-22 | 2.9051 | 2.8989 | 2.9577 | 2.8278 | 2.8462 | 3.227 | 3.6668 | 3.5089 | 3.3675 | 3.039 | 2.6021 | 2.249 | 2.2018 | 2.4471 | 2.2722 | 2.3976 | 3.1091 | 4.0466 | 4.6371 | 5.1875 | 4.686 | 3.6621 | 3.1347 | 2.8672
2026-04-23 | 2.8918 | 2.8417 | 2.6277 | 2.6981 | 2.8189 | 2.8646 | 3.212 | 3.2003 | 3.1967 | 2.8686 | 2.6175 | 2.4683 | 2.2349 | 2.5276 | 2.6798 | 3.0971 | 4.0577 | 4.1939 | 4.7101 | 5.2296 | 4.8432 | 3.9928 | 3.3033 | 2.9789
2026-04-24 | 3.0089 | 2.9172 | 2.7958 | 2.7462 | 2.8016 | 3.083 | 3.7205 | 3.7205 | 3.7566 | 3.8917 | 3.5196 | 3.2662 | 2.8829 | 2.781 | 3.06 | 3.3903 | 3.4581 | 3.5968 | 4.4468 | 4.761 | 4.1114 | 3.87 | 3.8984 | 3.106
2026-04-25 | 2.9287 | 2.9413 | 2.8139 | 2.8074 | 2.8463 | 3.1696 | 3.0095 | 3.2203 | 3.1107 | 2.8719 | 2.8632 | 2.441 | 2.3069 | 2.5011 | 2.315 | 2.3756 | 2.6873 | 3.4732 | 4.1412 | 3.8585 | 3.6008 | 3.6532 | 3.2799 | 2.8959
2026-04-26 | 2.8232 | 2.928 | 2.7495 | 2.6662 | 2.7348 | 2.8771 | 3.0401 | 2.7624 | 2.5352 | 2.5286 | 2.2684 | 1.8311 | 1.9262 | 2.1248 | 2.1757 | 2.3531 | 2.6662 | 3.2776 | 3.7954 | 4.2084 | 4.146 | 3.7451 | 3.147 | 2.8873
2026-04-27 | 2.9687 | 2.8177 | 2.7582 | 2.7575 | 2.8399 | 3.2435 | 3.524 | 3.4558 | 3.6283 | 2.7132 | 2.4365 | 2.4191 | 2.3129 | 2.3069 | 2.6078 | 2.8644 | 2.7204 | 3.2711 | 4.4451 | 4.6941 | 4.3042 | 4.2492 | 3.9326 | 3.1256
2026-04-28 | 3.0698 | 3.0747 | 2.8492 | 2.8563 | 2.8921 | 3.123 | 3.5276 | 2.8303 | 2.7296 | 2.531 | 2.3806 | 2.2191 | 2.2068 | 2.3211 | 2.6058 | 3.0274 | 3.9077 | 4.2297 | 4.4399 | 4.8827 | 4.3776 | 3.7746 | 3.3314 | 3.0736
2026-04-29 | 3.0593 | 2.9118 | 2.8086 | 2.758 | 2.846 | 3.1129 | 3.7804 | 4.1962 | 4.2703 | 4.0647 | 3.3193 | 3.6638 | 3.6366 | 3.3954 | 3.7749 | 3.938 | 3.9212 | 4.1842 | 4.8436 | 5.1039 | 4.327 | 3.6861 | 3.9377 | 3.2025
2026-04-30 | 2.9299 | 3.0485 | 2.7697 | 2.5715 | 2.6421 | 2.9772 | 3.6105 | 3.2997 | 3.478 | 3.2568 | 2.747 | 2.79 | 3.1287 | 3.3858 | 3.3812 | 3.6791 | 3.6493 | 4.597 | 4.7795 | 4.9234 | 4.698 | 4.4454 | 4.0071 | 3.3478
2026-05-01 | 2.9664 | 2.8398 | 2.921 | 2.9282 | 2.9265 | 3.3741 | 4.1037 | 4.2131 | 3.5572 | 2.8492 | 3.4228 | 3.4852 | 3.3777 | 2.5613 | 2.8736 | 3.552 | 3.7571 | 3.9789 | 4.9101 | 4.8422 | 4.3202 | 4.3379 | 4.1356 | 3.3435
2026-05-02 | 3.0776 | 2.9582 | 2.7251 | 2.5888 | 2.5679 | 2.7874 | 2.8554 | 2.6851 | 2.5586 | 2.6552 | 2.5804 | 2.3808 | 2.2765 | 2.3414 | 2.3427 | 2.4587 | 2.9302 | 3.7459 | 4.3546 | 4.2519 | 4.1006 | 3.9834 | 3.5804 | 3.0235
2026-05-03 | 2.8359 | 2.8949 | 2.8238 | 2.7104 | 2.7352 | 2.7644 | 2.8199 | 2.6912 | 2.5588 | 2.3165 | 2.2045 | 1.9139 | 1.5764 | 1.7207 | 1.8597 | 2.1055 | 2.3912 | 2.9622 | 4.1751 | 4.739 | 4.2747 | 3.5036 | 3.5514 | 3.022
2026-05-04 | 2.825 | 2.7969 | 2.8525 | 2.7007 | 2.7842 | 3.1619 | 4.1312 | 3.5085 | 2.8362 | 2.6073 | 2.2644 | 2.1866 | 2.3365 | 2.2739 | 2.1881 | 2.3729 | 2.8232 | 3.705 | 4.2381 | 4.7669 | 4.4576 | 3.9159 | 3.2103 | 3.0279
2026-05-05 | 2.9333 | 2.7138 | 2.4955 | 2.5424 | 2.7395 | 2.7954 | 3.1408 | 3.2797 | 3.7203 | 3.5906 | 3.1433 | 3.8096 | 3.4086 | 3.8213 | 3.3942 | 2.9863 | 3.5268 | 4.0763 | 4.6334 | 5.2246 | 4.8144 | 4.1724 | 3.7352 | 3.6004
2026-05-06 | 2.9534 | 2.8509 | 2.7906 | 2.787 | 2.7869 | 3.1093 | 3.912 | 3.8987 | 3.3135 | 2.9066 | 2.4743 | 2.2577 | 2.2461 | 2.2477 | 2.4164 | 2.659 | 3.0253 | 3.8915 | 4.767 | 5.2549 | 5.073 | 4.3082 | 3.7058 | 3.1883
2026-05-07 | 2.989 | 3.0513 | 2.845 | 2.7787 | 2.802 | 3.199 | 3.9852 | 3.5719 | 3.3078 | 2.8198 | 2.7259 | 2.6652 | 2.5578 | 2.5612 | 3.0582 | 3.1079 | 3.6196 | 4.4115 | 5.0929 | 5.2538 | 5.0405 | 4.416 | 3.9111 | 3.4462
2026-05-08 | 3.1331 | 3.0102 | 3.0015 | 3.0908 | 3.1728 | 3.3995 | 3.8217 | 3.6799 | 3.4401 | 2.9532 | 2.5219 | 2.4241 | 2.6683 | 2.7594 | 3.0243 | 3.1781 | 3.3179 | 3.5542 | 4.4433 | 5.0948 | 4.683 | 3.9971 | 3.7306 | 3.5953
2026-05-09 | 3.0667 | 2.9397 | 3.0526 | 2.8245 | 2.7938 | 2.9009 | 3.1119 | 3.174 | 2.5779 | 2.1196 | 1.8401 | 1.6473 | 1.5968 | 1.6948 | 2.0787 | 2.2613 | 2.7516 | 3.7375 | 4.4475 | 4.8879 | 4.2865 | 3.6736 | 3.6085 | 3.2129
2026-05-10 | 3.0909 | 3.0454 | 2.8105 | 2.7897 | 2.7857 | 2.8237 | 3.0072 | 2.8489 | 2.4513 | 2.2594 | 2.1241 | 1.9747 | 1.9704 | 2.0109 | 2.1354 | 2.2367 | 2.725 | 3.8199 | 4.4949 | 4.9185 | 4.3462 | 3.7938 | 3.6533 | 3.2857
2026-05-11 | 3.09 | 2.9194 | 2.7499 | 2.695 | 2.635 | 2.8756 | 3.2802 | 3.0522 | 3.3464 | 3.0966 | 2.7784 | 2.7445 | 2.4899 | 2.4023 | 2.4153 | 2.8447 | 4.0789 | 4.5618 | 4.9513 | 4.7207 | 4.0846 | 3.5339 | 3.687 | 3.2037
2026-05-12 | 2.8227 | 2.9269 | 2.8651 | 2.7323 | 2.7734 | 2.9942 | 3.9769 | 3.8217 | 3.2944 | 3.2783 | 2.7833 | 2.3597 | 2.204 | 2.2941 | 2.3135 | 2.5176 | 3.6616 | 4.4428 | 4.5977 | 4.8419 | 4.6508 | 4.1024 | 3.4997 | 3.4827
2026-05-13 | 2.9852 | 2.7959 | 2.7498 | 2.7027 | 2.8132 | 3.0206 | 3.115 | 2.7939 | 2.773 | 2.5757 | 2.3964 | 2.3408 | 2.3834 | 2.3718 | 2.5462 | 2.653 | 3.3296 | 4.2652 | 4.8433 | 5.2401 | 5.1889 | 4.6694 | 3.8656 | 3.3769
2026-05-14 | 3.014 | 3.1597 | 2.8956 | 2.728 | 2.7938 | 3.2163 | 4.127 | 3.9168 | 3.381 | 3.2741 | 2.7981 | 2.7364 | 2.8105 | 3.0407 | 3.8144 | 4.0459 | 4.471 | 4.602 | 5.0196 | 5.2401 | 4.908 | 4.452 | 3.731 | 3.2565
2026-05-15 | 3.1059 | 2.9943 | 2.9223 | 2.8502 | 2.8219 | 2.9425 | 3.3559 | 3.5833 | 3.377 | 2.7313 | 2.2475 | 2.2144 | 2.2352 | 2.1916 | 2.19 | 2.6121 | 3.1817 | 3.5419 | 4.3808 | 4.7964 | 4.1499 | 4.0568 | 4.1028 | 3.5172
2026-05-16 | 3.0993 | 2.7866 | 2.729 | 2.7152 | 2.7556 | 2.976 | 2.9245 | 2.6595 | 2.4504 | 2.1364 | 1.8182 | 1.5229 | 1.6445 | 1.8574 | 1.7471 | 2.1146 | 2.7383 | 3.1063 | 3.7343 | 4.5429 | 4.1303 | 3.6723 | 3.4315 | 3.3298
2026-05-17 | 3.0396 | 2.8007 | 2.7641 | 2.8474 | 2.6718 | 2.4953 | 2.5128 | 2.4163 | 2.2825 | 1.8256 | 1.6042 | 1.3543 | 1.4515 | 1.7606 | 1.7942 | 2.1617 | 2.8798 | 4.0678 | 4.8483 | 4.9704 | 4.5564 | 3.7208 | 3.3787 | 2.9931
2026-05-18 | 2.9502 | 2.9188 | 2.7174 | 2.6979 | 2.7388 | 3.0521 | 3.6165 | 3.556 | 3.1483 | 2.7398 | 2.4506 | 2.3532 | 2.2005 | 2.6667 | 2.7094 | 2.7834 | 3.8779 | 4.3526 | 4.6721 | 4.9835 | 4.5678 | 3.6273 | 3.4007 | 2.9781
2026-05-19 | 3.0138 | 2.9579 | 2.7467 | 2.7769 | 3.0011 | 3.1855 | 3.5235 | 3.4253 | 3.4175 | 2.8082 | 2.5129 | 2.6704 | 2.5272 | 2.8681 | 2.6212 | 3.118 | 3.5209 | 3.9862 | 4.7937 | 5.2361 | 4.8414 | 4.0628 | 3.8378 | 3.5348
2026-05-20 | 2.964 | 2.8493 | 2.8224 | 2.8339 | 3.1077 | 3.2885 | 3.7483 | 3.6301 | 3.4759 | 2.8846 | 2.8841 | 3.0255 | 2.5296 | 2.4724 | 2.5654 | 2.9899 | 3.3441 | 3.7832 | 4.7634 | 5.1696 | 4.9614 | 4.1484 | 3.9262 | 3.7024
2026-05-21 | 3.0263 | 2.9519 | 2.9938 | 2.6651 | 2.7314 | 2.9282 | 3.4751 | 3.2767 | 2.8451 | 2.7029 | 2.3498 | 2.2957 | 2.1418 | 2.1922 | 2.2669 | 2.6113 | 3.2284 | 3.9214 | 4.557 | 4.8393 | 4.4823 | 3.8939 | 3.7168 | 3.4659
2026-05-22 | 3.1442 | 2.98 | 2.8812 | 2.7417 | 2.8232 | 2.8505 | 2.9987 | 2.7944 | 2.7493 | 2.5018 | 2.1664 | 2.1555 | 2.0418 | 2.1025 | 2.1987 | 2.6069 | 3.141 | 4.1334 | 4.3653 | 4.444 | 3.9329 | 3.6214 | 3.5429 | 3.2414
2026-05-23 | 3.2538 | 3.0158 | 2.7929 | 2.8144 | 2.9351 | 2.7913 | 2.7094 | 2.4966 | 2.5525 | 2.2869 | 1.925 | 2.0631 | 1.9758 | 1.9676 | 2.0859 | 2.5046 | 2.9765 | 3.4508 | 4.1188 | 4.5432 | 4.2429 | 3.5159 | 3.6892 | 3.4398
2026-05-24 | 2.9582 | 2.8943 | 3.0083 | 2.7975 | 2.7276 | 2.7719 | 2.8841 | 2.9345 | 2.5228 | 2.3347 | 2.1059 | 1.9371 | 2.23 | 2.2132 | 2.3545 | 2.8274 | 3.152 | 3.9154 | 4.4672 | 4.5579 | 4.1641 | 3.5549 | 3.3098 | 3.0211
2026-05-25 | 3.0484 | 2.9893 | 2.755 | 2.7165 | 2.8652 | 2.9114 | 2.8951 | 2.735 | 2.4801 | 2.3454 | 2.1582 | 2.0658 | 1.8988 | 2.0253 | 2.1652 | 2.8505 | 3.1545 | 3.5361 | 4.5197 | 5.0154 | 4.7024 | 4.1605 | 3.5599 | 3.3413
2026-05-26 | 3.1532 | 2.8306 | 2.8443 | 2.9867 | 2.8282 | 3.2074 | 3.6603 | 4.0811 | 4.578 | 4.2088 | 4.0631 | 3.8868 | 3.6647 | 3.6331 | 4.2807 | 4.9283 | 4.9118 | 4.6861 | 5.2275 | 5.2442 | 4.5897 | 4.7338 | 4.5089 | 3.7786
2026-05-27 | 3.4569 | 3.2876 | 3.2733 | 3.3955 | 3.0597 | 3.3798 | 4.1842 | 3.6 | 2.8954 | 2.6778 | 2.4735 | 2.3361 | 2.131 | 2.1838 | 2.5206 | 2.6275 | 3.1063 | 4.0861 | 4.9194 | 5.234 | 5.1058 | 4.8159 | 4.2565 | 3.8141
2026-05-28 | 3.6581 | 3.2884 | 3.0436 | 3.1061 | 3.2348 | 3.281 | 3.6963 | 3.6255 | 3.6971 | 2.9657 | 2.7925 | 2.6334 | 2.3676 | 2.56 | 3.1116 | 3.3613 | 3.733 | 3.8442 | 4.7219 | 5.1609 | 4.9464 | 4.3155 | 3.8945 | 3.479
2026-05-29 | 3.4519 | 3.2819 | 3.2223 | 3.154 | 3.1763 | 3.5438 | 3.9268 | 3.8999 | 3.759 | 2.9739 | 3.2678 | 2.3871 | 2.4845 | 2.8072 | 3.2524 | 2.5273 | 3.1555 | 4.0128 | 4.121 | 4.5427 | 4.0906 | 3.9293 | 3.9569 | 3.8274
2026-05-30 | 3.4654 | 3.129 | 2.8503 | 2.8222 | 2.8601 | 2.9577 | 2.8012 | 2.701 | 2.5194 | 2.1528 | 1.9161 | 1.4388 | 1.5891 | 1.5728 | 1.6497 | 1.988 | 2.6437 | 3.4795 | 4.2456 | 4.6718 | 4.1518 | 3.8777 | 3.7537 | 3.4142
2026-05-31 | 3.5398 | 3.2593 | 2.9411 | 2.8685 | 2.79 | 2.9094 | 2.8775 | 2.6441 | 2.5271 | 2.2715 | 2.033 | 1.7449 | 1.8317 | 1.9296 | 2.0086 | 2.2972 | 2.6631 | 3.2982 | 4.4269 | 4.9897 | 4.8122 | 4.7002 | 4.035 | 3.775
2026-06-01 | 3.2784 | 3.0654 | 3.069 | 3.0979 | 2.9075 | 3.0507 | 3.2033 | 3.4718 | 3.171 | 3.0968 | 2.7587 | 2.5448 | 2.5349 | 2.5899 | 2.7052 | 3.4208 | 4.3457 | 4.1316 | 4.4358 | 5.1464 | 4.9773 | 4.7342 | 4.0659 | 3.7396
2026-06-02 | 3.537 | 3.1234 | 3.0462 | 3.1933 | 3.0765 | 3.2472 | 3.602 | 3.9472 | 3.9495 | 3.4187 | 3.2419 | 3.2402 | 2.7009 | 2.7607 | 2.7634 | 3.6063 | 3.8996 | 4.1671 | 4.7735 | 5.0744 | 4.8023 | 4.1527 | 3.9071 | 3.7439
2026-06-03 | 3.1156 | 3.0771 | 3.052 | 3.0196 | 3.0907 | 3.4418 | 3.8058 | 3.6678 | 2.7673 | 2.4754 | 2.7275 | 2.7515 | 2.6975 | 2.5584 | 2.3118 | 2.5613 | 3.3309 | 3.8397 | 4.5757 | 5.0607 | 4.8567 | 4.5877 | 3.9369 | 3.6556
2026-06-04 | 3.4276 | 3.1445 | 3.0225 | 3.07 | 3.0487 | 3.082 | 3.3889 | 3.218 | 3.0895 | 2.8798 | 2.6197 | 2.7195 | 2.4682 | 2.4109 | 2.7107 | 3.072 | 3.5308 | 3.8851 | 4.5018 | 4.8047 | 4.6213 | 3.9796 | 3.563 | 3.1584
2026-06-05 | 3.0683 | 2.9985 | 2.89 | 2.8541 | 2.8503 | 2.9299 | 3.3658 | 3.6988 | 3.3627 | 3.0515 | 2.7988 | 2.6274 | 2.9986 | 3.1728 | 3.0171 | 3.0798 | 3.5578 | 3.9929 | 4.4037 | 4.6822 | 4.4646 | 3.9477 | 3.8608 | 3.5211
2026-06-06 | 3.4117 | 3.1764 | 3.0063 | 3.0288 | 3.0413 | 2.9191 | 2.8887 | 2.8843 | 2.6787 | 2.2984 | 1.8343 | 1.865 | 2.2082 | 2.0053 | 2.0555 | 2.2203 | 2.6134 | 3.2144 | 4.1113 | 4.3998 | 4.2996 | 4.1992 | 3.6252 | 3.3718
2026-06-07 | 3.2701 | 3.2539 | 3.0127 | 2.9643 | 2.8795 | 2.8533 | 2.9017 | 2.8858 | 2.6633 | 2.3463 | 2.0322 | 1.9075 | 2.014 | 2.1205 | 1.8612 | 2.0777 | 2.5028 | 3.0315 | 4.2109 | 4.9184 | 4.6585 | 4.1498 | 3.8362 | 3.4248
2026-06-08 | 3.3608 | 3.0594 | 2.9468 | 2.9187 | 2.9464 | 2.9801 | 3.0362 | 3.1806 | 2.9339 | 2.7904 | 2.6344 | 2.1207 | 1.9626 | 2.072 | 2.1855 | 2.6896 | 2.6943 | 3.7612 | 4.3917 | 4.8909 | 4.804 | 4.1786 | 3.6309 | 3.4706
2026-06-09 | 3.2791 | 3.0082 | 2.9788 | 3.137 | 2.9191 | 2.9861 | 3.2136 | 3.4997 | 2.9939 | 2.9302 | 2.6626 | 2.439 | 2.4164 | 2.557 | 2.4909 | 3.0581 | 4.0241 | 4.3869 | 4.8417 | 5.1394 | 5.1123 | 4.5731 | 4.0511 | 3.5909
2026-06-10 | 3.2679 | 3.1582 | 3.3061 | 3.0488 | 2.9891 | 3.1595 | 3.9331 | 3.9285 | 3.3728 | 3.1493 | 2.9872 | 2.5784 | 2.4806 | 3.2024 | 3.219 | 3.1174 | 3.758 | 4.4177 | 4.7614 | 5.1414 | 5.0559 | 4.489 | 4.1162 | 3.9404
2026-06-11 | 3.7717 | 3.5345 | 3.2046 | 3.111 | 2.9926 | 3.4618 | 3.413 | 3.3131 | 3.4517 | 3.1186 | 4.1064 | 3.8645 | 3.0712 | 2.7383 | 3.0706 | 3.3742 | 3.8047 | 4.4076 | 4.7786 | 5.1401 | 4.9676 | 4.5892 | 3.781 | 3.3646
2026-06-12 | 3.1163 | 3.076 | 3.1239 | 2.9858 | 2.9908 | 3.0652 | 3.7677 | 3.869 | 3.3961 | 2.8793 | 2.8172 | 2.475 | 2.6056 | 2.8635 | 2.7709 | 3.0625 | 3.2997 | 3.9153 | 4.6567 | 4.8793 | 4.8668 | 4.5398 | 4.02 | 3.8541
2026-06-13 | 3.4606 | 3.1237 | 3.0171 | 3.1256 | 2.9946 | 2.9709 | 3.0351 | 2.8979 | 2.7157 | 2.5545 | 2.5003 | 2.4754 | 2.2988 | 2.3989 | 2.5362 | 2.6751 | 2.8505 | 3.7113 | 4.4772 | 4.5561 | 4.3873 | 4.0675 | 3.54 | 3.2411
2026-06-14 | 3.185 | 3.0516 | 2.9349 | 2.898 | 3.0007 | 2.914 | 2.89 | 2.9247 | 2.6462 | 2.3451 | 2.0266 | 1.8038 | 1.998 | 2.0952 | 2.5261 | 2.544 | 2.5997 | 2.9561 | 3.881 | 4.4047 | 4.4632 | 3.7331 | 3.395 | 3.1484
2026-06-15 | 3.1391 | 2.9669 | 2.8344 | 2.7764 | 2.9047 | 3.0573 | 3.1552 | 3.3556 | 3.4396 | 2.9043 | 2.7428 | 2.6335 | 2.5873 | 2.588 | 2.5866 | 3.0997 | 3.8781 | 3.976 | 4.5789 | 4.9026 | 5.1363 | 4.8007 | 4.4343 | 3.9196
2026-06-16 | 3.3773 | 3.057 | 3.03 | 2.9962 | 3.0433 | 3.1924 | 3.3527 | 3.7774 | 3.4272 | 3.1492 | 3.0612 | 2.8943 | 2.6925 | 2.5316 | 2.5583 | 3.0481 | 3.1879 | 3.8693 | 4.7206 | 5.0954 | 5.1305 | 4.6157 | 4.7246 | 4.4317
2026-06-17 | 4.2694 | 3.7824 | 3.4532 | 3.4393 | 3.568 | 3.7055 | 3.1605 | 3.2175 | 3.3983 | 2.9909 | 2.5022 | 2.4899 | 2.2924 | 2.345 | 2.477 | 2.5551 | 3.2345 | 4.4226 | 4.8056 | 5.1351 | 5.0671 | 4.8031 | 4.1909 | 3.6235
2026-06-18 | 4.4287 | 4.4155 | 3.9732 | 3.8075 | 3.637 | 4.2607 | 3.4366 | 3.32 | 3.4937 | 3.0141 | 2.7827 | 2.6786 | 2.55 | 2.4423 | 2.3172 | 2.9208 | 3.1506 | 3.6416 | 4.4874 | 4.9163 | 4.8138 | 4.4737 | 4.4527 | 4.5886
2026-06-19 | 4.3632 | 3.6959 | 3.5551 | 3.6024 | 3.8533 | 3.6855 | 3.3122 | 3.6061 | 3.5649 | 3.2482 | 3.0998 | 2.7476 | 2.6824 | 2.6034 | 2.7842 | 3.1532 | 3.0781 | 3.4667 | 4.0923 | 4.4621 | 4.3872 | 4.3833 | 3.9614 | 3.4892
2026-06-20 | 3.2213 | 3.3555 | 3.217 | 3.0161 | 2.9061 | 2.9918 | 2.919 | 2.8246 | 2.3739 | 1.9909 | 1.8165 | 1.491 | 1.749 | 1.8729 | 1.7744 | 2.0781 | 2.6411 | 3.0765 | 3.7309 | 4.25 | 4.2157 | 4.0314 | 4.1442 | 4.1343
2026-06-21 | 4.1984 | 3.8378 | 3.5145 | 3.4113 | 3.3836 | 3.6235 | 2.9265 | 2.8387 | 2.7496 | 2.4244 | 2.1755 | 2.2589 | 2.1607 | 2.2159 | 2.2568 | 2.1277 | 2.5381 | 3.2094 | 4.079 | 4.7248 | 4.5904 | 4.0066 | 4.2556 | 4.496
2026-06-22 | 3.5627 | 3.019 | 2.9294 | 2.9151 | 2.9018 | 3.293 | 3.2479 | 3.4965 | 3.8031 | 3.3219 | 2.8647 | 2.9286 | 3.1272 | 2.5446 | 2.6256 | 2.8066 | 3.2299 | 4.2688 | 4.9615 | 5.1415 | 5.0375 | 4.6484 | 4.6958 | 4.7585
2026-06-23 | 4.3359 | 3.8611 | 3.957 | 3.9489 | 3.6961 | 4.057 | 3.7665 | 4.2335 | 3.9133 | 3.2949 | 2.9567 | 2.9947 | 3.0144 | 2.9543 | 2.865 | 2.893 | 1.9728 | 2.8379 | 3.4819 | 4.579 | 5.1311 | 4.4636 | 3.9922 | 3.2798
2026-06-24 | 3.0233 | 2.9385 | 2.8632 | 2.8273 | 2.8338 | 2.9747 | 3.0475 | 3.0916 | 2.7253 | 2.4845 | 2.371 | 2.2355 | 2.1562 | 2.1998 | 2.377 | 2.5109 | 3.5108 | 4.1885 | 4.9902 | 5.1359 | 5.1332 | 4.9232 | 4.7396 | 4.0496
2026-06-25 | 3.5991 | 3.3094 | 3.1943 | 3.1424 | 3.1859 | 3.3348 | 3.5303 | 4.1795 | 3.8992 | 3.5487 | 3.42 | 3.4293 | 3.2068 | 2.9376 | 3.118 | 3.6634 | 3.6499 | 4.1356 | 4.664 | 5.0516 | 4.9204 | 4.5844 | 4.3607 | 3.6342
2026-06-26 | 3.1572 | 3.043 | 2.9753 | 2.9871 | 3.0603 | 2.9283 | 2.9612 | 3.1301 | 2.8755 | 2.5865 | 2.2998 | 2.4661 | 2.647 | 2.5392 | 2.729 | 3.1728 | 3.4621 | 3.7164 | 4.1642 | 4.6562 | 4.7081 | 4.3663 | 4.0739 | 3.3903
2026-06-27 | 3.2852 | 3.2464 | 2.966 | 2.9424 | 2.8505 | 2.9453 | 3.0184 | 2.7564 | 2.6239 | 2.499 | 2.2479 | 1.8791 | 2.0921 | 2.2837 | 2.2763 | 2.2474 | 2.4602 | 3.3147 | 3.9968 | 4.2727 | 4.3509 | 4.0294 | 3.7156 | 3.2555
2026-06-28 | 3.2475 | 3.1533 | 2.9627 | 2.9314 | 2.8669 | 3.0084 | 2.8279 | 2.7331 | 2.6746 | 2.5279 | 2.354 | 1.9695 | 2.1029 | 1.9654 | 2.3055 | 2.3813 | 2.6839 | 3.1517 | 4.1831 | 4.4056 | 4.2153 | 3.8718 | 3.9042 | 3.2729
2026-06-29 | 2.9816 | 2.9758 | 3.0137 | 2.8449 | 2.8824 | 2.9872 | 3.3751 | 3.5746 | 3.3799 | 2.9195 | 2.6387 | 2.5112 | 2.3589 | 2.6604 | 2.9558 | 3.341 | 3.9888 | 4.7858 | 5.038 | 5.1441 | 5.118 | 4.9145 | 4.2011 | 3.637
2026-06-30 | 3.4253 | 3.4091 | 3.2386 | 3.1469 | 3.0877 | 3.4094 | 3.4382 | 3.6568 | 3.9235 | 3.4451 | 2.7263 | 2.4118 | 2.5879 | 2.7443 | 2.8187 | 3.0999 | 3.5036 | 4.1192 | 4.6299 | 4.9616 | 4.9536 | 5.1547 | 4.8731 | 4.5049
2026-07-01 | 3.8264 | 3.9861 | 3.4351 | 3.4309 | 3.2613 | 3.3475 | 3.4577 | 3.0874 | 2.8153 | 2.4795 | 2.2846 | 2.1415 | 2.3921 | 2.1224 | 2.1496 | 2.5376 | 3.2865 | 3.7462 | 3.9196 | 4.1716 | 4.1211 | 4.6944 | 4.8263 | 4.3133
2026-07-02 | 4.1486 | 3.7688 | 3.4421 | 3.4598 | 3.4685 | 3.9773 | 3.6967 | 3.2606 | 3.1519 | 2.8336 | 2.5991 | 2.4636 | 2.4976 | 2.487 | 2.8986 | 2.7303 | 3.284 | 4.1322 | 4.7754 | 5.0582 | 4.893 | 4.8723 | 4.7457 | 4.349
2026-07-03 | 4.199 | 3.9549 | 3.5754 | 3.6193 | 3.652 | 3.5719 | 3.7684 | 3.6147 | 3.3923 | 3.0907 | 2.5756 | 2.5077 | 2.4224 | 2.3782 | 2.4479 | 2.6787 | 3.1511 | 3.5602 | 3.5992 | 4.4987 | 4.4273 | 5.019 | 4.7224 | 4.3281
2026-07-04 | 4.0353 | 3.7214 | 3.3609 | 3.3553 | 3.5157 | 3.3993 | 3.05 | 2.9819 | 2.8102 | 2.5985 | 2.4903 | 2.3952 | 2.5075 | 2.4163 | 2.4482 | 2.5744 | 2.8464 | 2.9374 | 3.6527 | 3.9542 | 3.8687 | 3.4656 | 3.2025 | 3.0715
2026-07-05 | 3.0204 | 3.0429 | 2.8752 | 2.848 | 2.7278 | 2.8898 | 2.6915 | 2.4896 | 2.4026 | 2.1675 | 1.8979 | 2.0308 | 1.7363 | 1.6476 | 1.9865 | 2.0603 | 2.3868 | 2.9758 | 3.7063 | 4.344 | 3.8706 | 3.6802 | 3.4734 | 3.038
2026-07-06 | 2.9261 | 2.9486 | 2.8725 | 2.7883 | 2.9206 | 3.0188 | 2.9844 | 3.1127 | 2.936 | 2.6969 | 2.322 | 2.1413 | 2.1627 | 2.3906 | 2.5953 | 2.567 | 3.0115 | 3.9895 | 4.6275 | 4.9987 | 4.8335 | 4.99 | 4.7636 | 4.7154
2026-07-07 | 4.2435 | 3.8545 | 3.2869 | 3.2663 | 3.2551 | 3.4516 | 4.1177 | 3.5313 | 3.2153 | 2.6684 | 2.7794 | 2.7305 | 2.3082 | 2.8175 | 3.2125 | 2.9815 | 3.0427 | 3.9634 | 4.3061 | 4.8037 | 4.6146 | 5.1674 | 4.6017 | 4.0754
2026-07-08 | 3.7269 | 3.7686 | 3.5752 | 3.4067 | 3.2717 | 3.6009 | 3.7684 | 3.1702 | 2.8317 | 2.6245 | 2.469 | 2.4703 | 2.4272 | 2.6652 | 2.8106 | 3.0406 | 3.0219 | 3.3388 | 4.0136 | 4.8886 | 4.7531 | 5.2247 | 4.9691 | 4.2188
2026-07-09 | 4.2163 | 4.0164 | 3.5858 | 3.5149 | 3.6437 | 3.8492 | 3.8541 | 3.351 | 3.3235 | 2.9065 | 2.7041 | 2.7069 | 3.1421 | 2.8397 | 2.6471 | 2.747 | 3.1088 | 3.8477 | 4.3447 | 4.8108 | 4.5809 | 4.9011 | 4.8143 | 4.2477
2026-07-10 | 4.0298 | 4.1486 | 3.6626 | 3.4278 | 3.1967 | 3.3903 | 3.4466 | 2.9962 | 3.0886 | 3.0224 | 2.9261 | 2.6986 | 2.5281 | 2.4191 | 2.3963 | 2.7256 | 3.1535 | 3.4811 | 4.0824 | 4.6931 | 4.0915 | 4.8059 | 5.2582 | 4.4432
2026-07-11 | 4.035 | 3.9801 | 3.5852 | 3.4365 | 3.5066 | 3.5514 | 3.2265 | 2.9553 | 2.8015 | 2.6175 | 2.3785 | 2.1835 | 2.225 | 2.4029 | 2.5786 | 2.4945 | 2.8674 | 2.9909 | 3.3739 | 4.178 | 4.3178 | 4.8152 | 5.0691 | 4.5507
2026-07-12 | 3.2804 | 3.0618 | 3.2009 | 3.0163 | 2.8611 | 2.8663 | 3.0047 | 2.8762 | 2.6234 | 2.5189 | 2.3672 | 1.6085 | 1.7643 | 1.8977 | 2.1917 | 2.4894 | 2.8243 | 3.3908 | 4.0133 | 4.5748 | 4.0177 | 3.5282 | 3.6976 | 3.3903
2026-07-13 | 3.2009 | 2.9757 | 2.9526 | 3.0623 | 2.9824 | 3.027 | 3.2035 | 3.7184 | 3.5423 | 2.9391 | 2.6377 | 2.6437 | 2.5139 | 2.4428 | 2.6366 | 2.7214 | 2.9736 | 3.7998 | 4.6366 | 5.073 | 4.9193 | 5.203 | 4.9694 | 4.6485
2026-07-14 | 4.3674 | 3.7867 | 3.9163 | 4.0404 | 3.5256 | 3.7871 | 4.0232 | 3.7814 | 3.419 | 3.2864 | 2.7253 | 2.5439 | 2.6685 | 2.7343 | 2.8943 | 2.7877 | 3.5052 | 4.1724 | 4.5654 | 5.1284 | 4.8853 | 4.9868 | 4.9084 | 4.3652
2026-07-15 | 3.8959 | 4.1124 | 3.8187 | 3.661 | 3.4936 | 3.9466 | 4.1918 | 3.3124 | 3.5875 | 3.0482 | 2.7383 | 2.7327 | 2.4773 | 2.5742 | 2.8413 | 3.1248 | 3.548 | 4.1455 | 4.6096 | 5.0443 | 4.7448 | 4.6744 | 4.639 | 4.274
2026-07-16 | 4.3828 | 4.1459 | 3.6945 | 3.6059 | 3.6517 | 3.6104 | 3.749 | 3.3444 | 3.1119 | 2.8008 | 2.4497 | 2.489 | 2.5235 | 2.3605 | 2.6381 | 2.9344 | 3.1209 | 3.6705 | 4.1798 | 4.644 | 4.6745 | 4.7318 | 5.2148 | 4.6219
2026-07-17 | 3.8322 | 3.5297 | 3.6673 | 3.8397 | 3.3643 | 3.5861 | 4.2345 | 3.541 | 3.2425 | 3.0672 | 2.7926 | 2.5712 | 2.4655 | 2.6437 | 2.7333 | 2.7818 | 3.3607 | 3.4197 | 3.3715 | 4.0071 | 4.1029 | 4.4718 | 4.5499 | 4.5232
2026-07-18 | 3.9527 | 3.5007 | 3.7088 | 3.4384 | 3.1996 | 3.474 | 3.6787 | 3.0268 | 2.6587 | 2.3958 | 1.8958 | 1.545 | 1.4764 | 1.9142 | 2.2176 | 2.2269 | 2.6481 | 3.1312 | 3.4429 | 3.6534 | 3.9741 | 4.5537 | 4.3818 | 4.6195
2026-07-19 | 3.51 | 3.2037 | 2.9895 | 2.9237 | 2.7755 | 2.8172 | 2.9304 | 2.7357 | 2.4759 | 2.3492 | 2.1367 | 2.1029 | 2.1034 | 2.192 | 2.4635 | 2.7163 | 3.0731 | 3.5493 | 4.4771 | 4.8759 | 4.3457 | 4.2522 | 4.4527 | 4.0551
2026-07-20 | 3.1519 | 2.9229 | 2.9602 | 3.0595 | 2.9571 | 3.0253 | 3.1455 | 3.3325 | 2.9762 | 2.6756 | 2.7186 | 2.6189 | 2.6101 | 2.7006 | 2.6667 | 2.8698 | 3.9406 | 4.6723 | 4.9831 | 5.3004 | 4.7002 | 5.1105 | 5.0067 | 5.0323
2026-07-21 | 4.6577 | 4.3309 | 3.9103 | 3.797 | 3.6069 | 4.2845 | 4.372 | 3.5558 | 3.8163 | 3.3219 | 2.8696 | 2.5406 | 2.7022 | 2.7063 | 2.8542 | 3.1806 | 3.7143 | 4.0722 | 4.736 | 4.941 | 4.5111 | 5.3355 | 5.252 | 4.4862
2026-07-22 | 3.5411 | 3.4018 | 3.6555 | 3.8933 | 3.3904 | 3.7185 | 4.2985 | 3.6769 | 3.2855 | 2.9961 | 2.6835 | 2.7926 | 3.1542 | 3.0565 | 2.9205 | 3.0361 | 3.2671 | 4.0203 | 4.5928 | 5.1036 | 4.9628 | 4.884 | 4.783 | 4.328
2026-07-23 | 4.2632 | 4.0653 | 3.6388 | 3.7403 | 3.6711 | 3.7101 | 4.0068 | 3.8169 | 3.4722 | 3.1502 | 2.9587 | 2.9614 | 2.7894 | 2.6604 | 2.9614 | 3.1066 | 3.4919 | 3.599 | 4.5436 | 5.1499 | 5.0395 | 5.1909 | 5.066 | 4.476
2026-07-24 | 4.2942 | 4.2216 | 3.7132 | 3.5355 | 3.7316 | 4.0276 | 3.8726 | 3.5106 | 3.8219 | 2.978 | 2.8323 | 2.6233 | 2.5323 | 2.4484 | 2.573 | 3.0302 | 3.1243 | 3.8299 | 4.484 | 5.1483 | 4.8735 | 5.319 | 5.3386 | 4.3928
2026-07-25 | 4.1929 | 4.4883 | 4.3492 | 3.8664 | 3.4526 | 3.8312 | 3.8427 | 2.9893 | 2.7902 | 2.642 | 2.2361 | 2.0846 | 2.1874 | 1.9226 | 1.9252 | 2.3016 | 2.7096 | 3.1615 | 3.5655 | 4.3733 | 4.1785 | 4.6124 | 4.5007 | 4.5371
2026-07-26 | 4.1864 | 3.6464 | 3.4494 | 3.3439 | 3.019 | 2.9318 | 2.9726 | 2.8473 | 2.4421 | 2.2493 | 2.1557 | 1.9356 | 1.9868 | 2.131 | 1.9467 | 2.2007 | 2.7699 | 3.2758 | 4.1768 | 4.9099 | 4.5321 | 3.609 | 3.3197 | 3.2829
2026-07-27 | 3.2066 | 3.057 | 3.1625 | 3.8906 | 3.4376 | 3.5225 | 3.3686 | 3.604 | 3.4038 | 3.3684 | 3.0213 | 2.7068 | 2.594 | 2.9291 | 3.1812 | 3.6433 | 3.865 | 4.7717 | 5.0529 | 5.2924 | 5.3009 | 5.3243 | 5.2236 | 5.0551
2026-07-28 | 4.5983 | 4.2147 | 3.8309 | 3.9474 | 4.0076 | 4.0119 | 4.239 | 3.7126 | 3.7879 | 3.3477 | 2.9733 | 2.6751 | 2.4154 | 2.4579 | 2.9323 | 3.1492 | 3.7361 | 4.0972 | 4.8766 | 5.301 | 5.0384 | 5.2789 | 4.9634 | 4.7134
2026-07-29 | 4.6967 | 4.0846 | 3.9071 | 4.0369 | 3.9059 | 4.0298 | 4.3195 | 3.9949 | 3.6201 | 2.8018 | 2.8592 | 2.5029 | 2.3443 | 2.2226 | 2.5135 | 2.746 | 3.2429 | 4.1178 | 4.7851 | 5.2834 | 5.0607 | 5.2039 | 5.062 | 4.82
2026-07-30 | 4.901 | 4.6051 | 3.9648 | 3.7626 | 3.8191 | 4.4033 | 4.5696 | 4.5196 | 4.3742 | 3.6814 | 3.5475 | 3.1516 | 2.772 | 2.6541 | 2.7335 | 3.2879 | 3.5615 | 3.7766 | 4.6561 | 5.0915 | 4.499 | 5.0509 | 4.6918 | 4.4421
2026-07-31 | 4.3379 | 4.3543 | 3.7845 | 3.4115 | 3.404 | 3.4533 | 3.517 | 3.2583 | 3.1649 | 2.8252 | 2.4383 | 2.3118 | 2.4999 | 2.5193 | 2.7482 | 3.272 | 3.5132 | 3.6297 | 3.9046 | 4.397 | 3.695 | 4.156 | 4.5508 | 4.4729
2026-08-01 | 4.1007 | 3.4591 | 3.128 | 3.1554 | 3.0023 | 2.9955 | 3.0265 | 3.2029 | 2.9914 | 2.3678 | 2.2944 | 2.2051 | 2.1261 | 2.3362 | 2.3073 | 2.6124 | 3.1691 | 3.6656 | 4.3081 | 4.8517 | 4.5045 | 4.3722 | 4.8086 | 4.6335
2026-08-02 | 4.0989 | 3.3436 | 3.2219 | 3.1901 | 2.8775 | 2.9476 | 3.0368 | 3.0544 | 2.7711 | 2.3987 | 2.2556 | 2.1953 | 2.0863 | 2.2302 | 2.3266 | 2.3685 | 2.8385 | 3.5131 | 4.2023 | 5.1539 | 4.9078 | 4.1964 | 3.4551 | 3.219
2026-08-03 | 3.1545 | 3.16 | 3.0061 | 3.0528 | 3.4471 | 3.9984 | 3.7569 | 3.3327 | 3.4156 | 3.0955 | 3.2262 | 2.7892 | 2.8058 | 2.5861 | 2.5013 | 2.8172 | 3.6367 | 4.337 | 4.6988 | 5.3287 | 4.7894 | 4.9614 | 4.8577 | 4.7918
2026-08-04 | 4.3749 | 4.2564 | 3.8398 | 3.9871 | 3.9274 | 4.0153 | 4.1597 | 3.8161 | 3.6096 | 3.1379 | 2.8023 | 3.0373 | 2.7981 | 2.6674 | 2.8895 | 3.2151 | 3.6003 | 4.0154 | 4.9555 | 5.4675 | 4.9821 | 5.4248 | 5.4119 | 4.4202
2026-08-05 | 3.897 | 4.2254 | 3.9133 | 3.6419 | 3.5648 | 4.1662 | 4.2315 | 3.6142 | 3.7564 | 3.2582 | 3.1382 | 2.9038 | 2.8344 | 2.7794 | 2.9248 | 3.36 | 4.2844 | 4.1591 | 4.9402 | 5.4855 | 5.1485 | 5.3894 | 5.3893 | 4.9721
2026-08-06 | 4.4457 | 4.2951 | 4.178 | 4.5082 | 4.2795 | 4.1644 | 4.5243 | 4.1435 | 3.9618 | 3.5196 | 3.2946 | 3.1653 | 3.4921 | 3.9451 | 4.2451 | 3.9182 | 4.8591 | 5.0592 | 5.4436 | 5.4807 | 4.9466 | 5.1541 | 5.3194 | 4.2152
2026-08-07 | 3.873 | 4.2182 | 3.9529 | 4.0189 | 3.867 | 4.6555 | 4.6847 | 3.909 | 3.6699 | 3.1989 | 3.0558 | 3.178 | 2.7232 | 2.7339 | 2.951 | 3.019 | 3.2795 | 4.2629 | 4.937 | 5.1528 | 4.8468 | 5.0896 | 4.9014 | 4.6509
2026-08-08 | 4.3986 | 4.252 | 3.7513 | 3.8294 | 3.4058 | 3.1387 | 3.1293 | 3.0668 | 2.9731 | 2.6125 | 2.2628 | 2.1979 | 2.3648 | 2.3663 | 2.4264 | 2.7843 | 3.3753 | 3.942 | 4.5903 | 5.488 | 5.1476 | 5.3313 | 4.8307 | 4.5521
2026-08-09 | 3.8755 | 3.3051 | 3.219 | 3.3111 | 3.1673 | 3.0392 | 3.0657 | 2.9889 | 2.9219 | 2.4356 | 2.1421 | 2.2997 | 2.1699 | 2.1124 | 2.2227 | 2.4156 | 2.7745 | 3.7508 | 4.4936 | 5.1293 | 4.9517 | 3.9662 | 3.6833 | 3.5777
2026-08-10 | 3.2563 | 3.4488 | 3.5307 | 3.5701 | 3.059 | 3.1567 | 3.5227 | 3.7804 | 3.5689 | 2.9946 | 3.0673 | 2.9629 | 2.8501 | 3.0308 | 3.1419 | 3.725 | 4.1942 | 4.6907 | 5.3265 | 5.4727 | 5.204 | 5.1509 | 5.0184 | 4.6349
2026-08-11 | 4.7453 | 4.317 | 3.9506 | 4.1138 | 4.0535 | 4.2246 | 4.7699 | 3.9547 | 3.8806 | 3.2585 | 2.8126 | 3.0263 | 3.1769 | 3.0978 | 3.0251 | 3.3505 | 3.9449 | 4.3333 | 5.0088 | 5.4695 | 5.0059 | 4.9171 | 5.091 | 4.8214
2026-08-12 | 3.9909 | 3.9754 | 4.1373 | 3.8164 | 3.853 | 4.5769 | 4.4621 | 3.7804 | 3.7239 | 3.0997 | 2.6558 | 2.4716 | 2.6447 | 2.5892 | 2.5479 | 3.1483 | 3.9658 | 4.6964 | 5.2341 | 5.4834 | 5.335 | 5.4454 | 5.0147 | 4.5431
2026-08-13 | 4.4266 | 4.4693 | 4.0057 | 3.8466 | 4.031 | 4.058 | 3.8402 | 3.7109 | 3.7654 | 3.4086 | 3.3199 | 3.7272 | 3.5986 | 3.0839 | 2.9387 | 3.4005 | 4.0147 | 4.6969 | 5.2652 | 5.3332 | 4.8217 | 5.424 | 5.5463 | 5.3809
2026-08-14 | 4.6838 | 4.632 | 4.8531 | 4.49 | 4.2348 | 4.7333 | 4.2986 | 3.3435 | 3.1722 | 2.8408 | 2.7337 | 2.6738 | 2.5638 | 2.7632 | 2.7392 | 2.9812 | 4.0863 | 4.9337 | 5.3005 | 5.4785 | 5.2251 | 5.5154 | 5.4533 | 5.1531
2026-08-15 | 5.0976 | 4.7095 | 4.3392 | 3.9147 | 3.8325 | 4.3834 | 3.8871 | 3.2263 | 3.1047 | 2.8904 | 2.5592 | 2.4491 | 2.6521 | 2.7034 | 2.7149 | 3.1238 | 3.4675 | 4.0556 | 4.682 | 4.6041 | 4.5145 | 5.196 | 5.1299 | 4.4566
2026-08-16 | 3.9925 | 3.523 | 3.5525 | 3.5069 | 3.1442 | 3.0654 | 2.9537 | 3.0533 | 2.8441 | 2.5902 | 2.2549 | 2.2013 | 2.1791 | 2.4097 | 2.5204 | 2.5559 | 3.1999 | 4.0639 | 4.8123 | 5.463 | 5.2055 | 4.9187 | 4.725 | 4.3646
2026-08-17 | 4.1639 | 4.0335 | 3.2919 | 3.1942 | 3.252 | 3.7222 | 3.8034 | 3.8141 | 3.8595 | 3.6353 | 3.5095 | 3.0951 | 3.2085 | 3.2502 | 3.146 | 3.6137 | 4.2552 | 4.6998 | 5.1999 | 5.2969 | 5.0585 | 5.4584 | 5.069 | 4.8781
2026-08-18 | 4.813 | 4.3913 | 4.1959 | 4.5644 | 3.8682 | 4.3172 | 4.9848 | 4.4633 | 4.3094 | 3.1352 | 2.844 | 2.8688 | 3.087 | 3.2142 | 3.2495 | 3.4763 | 3.8901 | 4.5334 | 4.8761 | 5.4745 | 4.816 | 4.9307 | 5.035 | 4.6155
2026-08-19 | 4.4008 | 4.2433 | 3.8031 | 3.7606 | 3.8589 | 4.3232 | 4.8257 | 4.1827 | 3.252 | 3.072 | 2.7453 | 2.5198 | 2.4755 | 2.8125 | 3.1561 | 2.9395 | 3.9456 | 4.7439 | 4.4915 | 4.87 | 4.8534 | 5.1096 | 4.9992 | 4.7252
2026-08-20 | 4.6653 | 3.9852 | 4.0473 | 4.3826 | 4.0974 | 4.1427 | 4.5555 | 4.3443 | 3.6225 | 3.5994 | 3.5219 | 4.1609 | 3.9338 | 3.3524 | 3.6498 | 3.6555 | 4.1768 | 4.0276 | 4.303 | 4.4196 | 3.7452 | 3.5554 | 3.4151 | 3.2349
2026-08-21 | 2.8783 | 2.8304 | 2.946 | 2.7858 | 2.8013 | 2.7699 | 2.353 | 2.6838 | 3.0924 | 2.7907 | 2.6833 | 2.8003 | 2.6946 | 2.309 | 2.4683 | 2.9827 | 3.6766 | 4.2081 | 4.182 | 3.7805 | 3.5103 | 3.4083 | 3.6145 | 3.235
2026-08-22 | 3.0141 | 2.8164 | 2.7301 | 2.8351 | 2.6725 | 2.7709 | 2.8666 | 3.0155 | 2.8561 | 2.4757 | 2.6888 | 2.8023 | 2.5112 | 2.9708 | 2.7635 | 2.7452 | 3.4075 | 4.0315 | 4.0985 | 4.0801 | 3.5256 | 3.3393 | 3.4387 | 3.3422
2026-08-23 | 3.0733 | 2.932 | 2.8962 | 2.9483 | 3.1827 | 3.125 | 3.1286 | 2.985 | 3.1161 | 2.8146 | 2.5049 | 2.1373 | 2.2155 | 2.2393 | 2.4985 | 2.9506 | 3.0729 | 3.7743 | 4.5484 | 4.6815 | 4.2125 | 3.5583 | 3.4312 | 3.2196
2026-08-24 | 3.2772 | 3.1122 | 2.9857 | 2.9363 | 3.0081 | 3.3 | 3.2836 | 3.23 | 3.4077 | 3.0041 | 2.8418 | 3.362 | 3.0895 | 2.8076 | 3.2864 | 3.6039 | 3.8203 | 4.121 | 5.2321 | 5.4858 | 4.9756 | 5.0761 | 5.2467 | 4.3885
2026-08-25 | 3.9713 | 3.9468 | 4.0311 | 4.2497 | 3.7099 | 4.0772 | 4.5059 | 3.7621 | 3.7747 | 3.1087 | 2.9922 | 2.9513 | 2.8182 | 3.0686 | 3.3812 | 3.4199 | 3.892 | 4.5954 | 5.2895 | 5.4726 | 5.1564 | 5.5188 | 5.1126 | 4.3527
2026-08-26 | 4.4598 | 3.8622 | 3.5974 | 3.5234 | 3.6937 | 3.7952 | 4.0204 | 3.4366 | 3.3869 | 2.9155 | 2.7985 | 2.5552 | 2.6657 | 2.7089 | 2.8505 | 3.0895 | 3.736 | 3.9811 | 4.7768 | 5.3597 | 4.86 | 4.6893 | 4.5408 | 4.3759
2026-08-27 | 3.714 | 3.7105 | 3.6898 | 3.6585 | 3.5752 | 4.2841 | 4.29 | 3.4402 | 3.1761 | 2.8953 | 2.5367 | 2.6683 | 2.8233 | 2.6703 | 2.8478 | 3.0478 | 3.4545 | 3.6727 | 4.7845 | 5.2985 | 4.617 | 4.5195 | 4.575 | 4.6465
2026-08-28 | 3.8557 | 3.6354 | 3.68 | 3.807 | 3.5547 | 3.5954 | 3.7702 | 3.079 | 3.0579 | 2.849 | 2.6966 | 2.3473 | 2.465 | 2.8174 | 2.7544 | 2.8661 | 3.0377 | 3.6288 | 4.3572 | 4.5649 | 3.8562 | 4.5132 | 4.6603 | 3.8622
2026-08-29 | 3.6126 | 3.5599 | 3.5804 | 3.2617 | 3.2671 | 2.9965 | 3.1824 | 2.8427 | 2.4623 | 2.3686 | 2.0492 | 1.7677 | 2.0016 | 2.2857 | 2.2597 | 2.5992 | 3.2153 | 3.8915 | 4.0807 | 4.0276 | 4.0195 | 3.742 | 3.6982 | 3.6373
2026-08-30 | 3.3356 | 3.1652 | 3.1134 | 3.1491 | 3.0317 | 2.8277 | 2.7878 | 2.6625 | 2.6138 | 2.3744 | 2.2251 | 1.8874 | 1.6265 | 1.7478 | 2.2354 | 2.4586 | 2.8225 | 3.3468 | 4.1983 | 4.6576 | 4.0555 | 4.2281 | 4.092 | 3.7358
2026-08-31 | 3.7001 | 3.4507 | 2.9383 | 2.9168 | 3.1463 | 3.0654 | 3.0341 | 3.1808 | 3.008 | 2.5993 | 2.5732 | 2.3474 | 2.2624 | 2.3168 | 2.6421 | 3.1956 | 3.4852 | 4.37 | 5.0407 | 5.2384 | 4.7901 | 4.1381 | 3.7426 | 3.5437
2026-09-01 | 3.6402 | 3.3809 | 3.2325 | 3.4807 | 3.3726 | 3.3379 | 3.7812 | 3.7545 | 3.7353 | 3.2661 | 2.7936 | 2.6787 | 2.9828 | 2.827 | 2.7705 | 3.4298 | 4.4503 | 5.1648 | 5.5197 | 5.5895 | 5.1623 | 5.2937 | 4.9645 | 4.9425
2026-09-02 | 4.5498 | 3.9749 | 3.9925 | 4.2087 | 4.0034 | 4.1191 | 4.4464 | 4.1283 | 3.775 | 3.3239 | 2.9895 | 2.8493 | 2.9575 | 3.3771 | 3.3045 | 3.1254 | 4.0456 | 4.6828 | 5.167 | 5.4794 | 4.9786 | 4.9433 | 4.795 | 4.6954
2026-09-03 | 4.4996 | 4.0349 | 4.0206 | 4.2566 | 3.7454 | 3.7991 | 4.1514 | 3.7266 | 3.4336 | 3.0585 | 2.7257 | 2.6309 | 2.6561 | 2.958 | 3.4225 | 3.3136 | 4.0855 | 4.7646 | 5.287 | 5.5419 | 5.1257 | 5.2213 | 5.1177 | 4.4261
2026-09-04 | 4.2795 | 4.3546 | 4.0664 | 4.0371 | 4.1408 | 4.8439 | 4.7932 | 3.921 | 3.8276 | 3.0516 | 2.5783 | 2.3875 | 2.5545 | 2.4626 | 2.5577 | 2.8848 | 3.6009 | 3.9982 | 4.7289 | 5.1032 | 4.4199 | 4.8297 | 5.1587 | 4.6193
2026-09-05 | 4.067 | 3.8475 | 3.9973 | 3.589 | 3.3629 | 3.3733 | 3.2586 | 3.0576 | 2.7898 | 2.4318 | 2.1903 | 1.9985 | 2.256 | 2.108 | 2.1714 | 2.698 | 3.2756 | 3.9908 | 4.6135 | 4.5016 | 4.49 | 4.5597 | 4.8244 | 4.1345
2026-09-06 | 3.912 | 3.6993 | 3.2837 | 3.0625 | 2.8703 | 3.0167 | 3.1688 | 2.7405 | 2.5069 | 2.3376 | 1.9651 | 1.7635 | 2.0074 | 2.1464 | 2.2963 | 2.4555 | 2.9324 | 3.7488 | 4.6456 | 5.0782 | 4.5873 | 4.1534 | 3.6288 | 3.3872
2026-09-07 | 3.3316 | 3.1647 | 2.9869 | 3.0082 | 3.1858 | 3.2043 | 3.7142 | 3.9321 | 3.5011 | 3.0811 | 2.8951 | 2.6915 | 2.6461 | 2.8246 | 3.2912 | 3.6816 | 3.952 | 4.581 | 5.3074 | 5.5715 | 5.2063 | 5.1798 | 4.9909 | 4.5951
2026-09-08 | 4.2964 | 4.3429 | 4.3139 | 4.0241 | 3.9542 | 4.5442 | 5.0481 | 4.0941 | 3.7657 | 3.222 | 2.9278 | 3.0156 | 3.2785 | 3.0736 | 2.7358 | 3.3202 | 3.7931 | 4.3463 | 5.0296 | 4.8608 | 4.1811 | 4.0613 | 3.6204 | 3.3537
2026-09-09 | 3.1948 | 3.1495 | 3.285 | 3.092 | 3.0215 | 3.1075 | 3.1786 | 3.2948 | 2.9502 | 2.6322 | 2.0681 | 2.08 | 1.8386 | 1.9892 | 2.1951 | 2.3538 | 2.711 | 2.9359 | 3.2557 | 3.1844 | 2.8818 | 2.7906 | 2.9856 | 2.7319
2026-09-10 | 2.5654 | 2.5019 | 2.4576 | 2.4563 | 2.5866 | 2.6773 | 2.7448 | 2.7578 | 2.8188 | 2.4863 | 2.337 | 2.1181 | 2.0717 | 2.2111 | 2.3835 | 2.834 | 2.973 | 3.3202 | 4.026 | 3.497 | 3.2306 | 4.0063 | 4.3417 | 4.4784
2026-09-11 | 3.891 | 3.7251 | 3.6595 | 3.8297 | 4.0308 | 4.0807 | 4.5655 | 4.0551 | 3.4101 | 2.8548 | 2.4836 | 2.4682 | 2.4895 | 2.6909 | 2.958 | 3.1741 | 3.4856 | 4.2959 | 4.888 | 4.6178 | 4.1652 | 4.8831 | 4.6833 | 4.2914
2026-09-12 | 3.9411 | 4.1153 | 3.7046 | 3.6582 | 3.9126 | 3.7822 | 3.741 | 3.1152 | 2.8608 | 2.3577 | 1.7839 | 1.9154 | 1.9807 | 1.8462 | 2.157 | 2.6408 | 2.9556 | 3.5365 | 4.4239 | 4.7518 | 4.0398 | 4.329 | 4.6826 | 4.1089
2026-09-13 | 3.7855 | 3.926 | 3.6853 | 3.462 | 3.4585 | 3.7745 | 3.686 | 2.8973 | 2.4805 | 2.5465 | 1.9891 | 1.5169 | 1.7025 | 1.9115 | 1.8595 | 2.2821 | 2.9196 | 3.6267 | 4.1954 | 4.2932 | 3.8297 | 4.3634 | 4.3521 | 3.4981
2026-09-14 | 2.9586 | 2.872 | 2.9597 | 3.0627 | 3.0091 | 3.3043 | 3.664 | 3.6643 | 2.9318 | 2.3795 | 2.3248 | 2.0202 | 2.3351 | 2.7473 | 2.737 | 2.9185 | 3.4681 | 4.1733 | 4.9521 | 5.0917 | 4.6751 | 4.9562 | 4.566 | 4.1645
2026-09-15 | 3.8888 | 3.934 | 3.9463 | 3.5058 | 3.1561 | 3.1656 | 3.6766 | 3.3103 | 2.9638 | 2.751 | 2.4531 | 2.2243 | 2.1321 | 2.3688 | 2.2586 | 2.7181 | 3.579 | 4.2862 | 4.9698 | 5.3777 | 4.6322 | 4.6246 | 4.6296 | 4.498
2026-09-16 | 3.704 | 3.2522 | 3.2435 | 3.2722 | 2.9758 | 3.059 | 3.4912 | 3.6628 | 3.4397 | 3.0523 | 2.6313 | 2.4608 | 2.6015 | 2.6275 | 3.1298 | 3.7152 | 4.0483 | 4.5305 | 5.401 | 5.5695 | 5.159 | 5.2354 | 4.7626 | 4.2806
2026-09-17 | 4.318 | 4.2017 | 4.1339 | 3.8636 | 4.0413 | 4.0632 | 3.7297 | 3.5143 | 3.3187 | 2.8209 | 2.5249 | 2.6134 | 2.7622 | 2.7337 | 3.1622 | 3.8352 | 3.8403 | 4.5061 | 5.4383 | 5.5501 | 4.9032 | 5.1057 | 5.3884 | 4.9838
2026-09-18 | 3.9928 | 3.4364 | 3.6159 | 3.3779 | 3.3471 | 3.751 | 4.4193 | 3.6762 | 3.2388 | 2.9081 | 2.5179 | 2.4337 | 2.7133 | 2.8327 | 2.7734 | 3.3887 | 4.3167 | 4.7655 | 4.359 | 4.1932 | 3.9643 | 4.7406 | 5.1676 | 4.9054
2026-09-19 | 4.1762 | 4.1543 | 3.6336 | 3.1989 | 3.0908 | 3.2082 | 3.5315 | 3.0706 | 2.8671 | 2.5897 | 2.3958 | 2.0449 | 1.9444 | 2.1218 | 2.256 | 2.6021 | 3.3662 | 4.1503 | 4.3871 | 4.7326 | 4.4046 | 3.9735 | 3.684 | 3.5721
2026-09-20 | 3.4428 | 3.1734 | 3.2419 | 3.3873 | 3.1213 | 3.1556 | 3.2059 | 2.7585 | 2.465 | 2.2349 | 2.0396 | 1.9952 | 2.0339 | 2.3358 | 2.4762 | 2.4482 | 3.1096 | 3.9944 | 4.7289 | 5.1026 | 4.6753 | 4.5071 | 4.753 | 4.5271
2026-09-21 | 4.2448 | 4.1018 | 3.6697 | 3.6207 | 3.7749 | 4.2258 | 4.3941 | 3.4495 | 3.2809 | 2.9896 | 2.5966 | 2.6449 | 2.778 | 2.6854 | 2.7717 | 3.3781 | 4.1725 | 5.1232 | 5.6183 | 5.5897 | 4.8741 | 5.0174 | 4.9935 | 4.9266
2026-09-22 | 4.4208 | 4.2123 | 3.9275 | 3.9633 | 4.0977 | 4.0464 | 4.3559 | 3.7745 | 3.6614 | 2.9547 | 2.4338 | 2.8343 | 2.7915 | 2.9221 | 2.9681 | 3.4484 | 4.1717 | 5.0922 | 5.5275 | 5.5925 | 4.9726 | 3.7929 | 3.6338 | 3.8093
2026-09-23 | 4.0669 | 3.7317 | 3.6974 | 3.581 | 3.4383 | 3.805 | 4.8868 | 4.9488 | 4.1781 | 3.5906 | 3.2134 | 3.4091 | 3.2267 | 2.8289 | 3.2638 | 3.7179 | 4.5757 | 4.8323 | 5.4519 | 5.5843 | 5.184 | 4.8436 | 4.4133 | 4.0708
2026-09-24 | 3.8037 | 3.6982 | 3.6334 | 3.6065 | 3.6134 | 4.1538 | 4.6993 | 4.5406 | 4.8264 | 4.4955 | 4.288 | 3.016 | 3.49 | 3.6032 | 3.7925 | 4.432 | 4.3211 | 5.035 | 4.8723 | 4.1088 | 3.8172 | 3.8945 | 3.9177 | 3.5536
2026-09-25 | 3.3407 | 3.2227 | 3.3792 | 3.3388 | 3.0117 | 3.0497 | 3.3523 | 3.0996 | 2.8919 | 2.6699 | 2.5644 | 2.9855 | 2.7635 | 2.8994 | 2.7144 | 3.007 | 4.0054 | 4.6233 | 4.8334 | 5.137 | 4.6105 | 4.732 | 4.6194 | 4.2684
2026-09-26 | 4.2593 | 3.5225 | 3.3851 | 3.2316 | 3.1283 | 3.2017 | 3.2192 | 3.0663 | 2.6397 | 2.3923 | 2.2497 | 2.2804 | 2.4575 | 2.4682 | 2.6072 | 2.9501 | 3.5231 | 3.8668 | 4.8178 | 4.9731 | 4.3124 | 3.9437 | 3.7874 | 3.6527
2026-09-27 | 3.5731 | 4.1022 | 3.8636 | 3.7747 | 3.3018 | 3.0667 | 3.0169 | 2.8489 | 2.5444 | 2.1861 | 2.0991 | 1.9418 | 2.0238 | 2.2566 | 2.4375 | 2.784 | 3.349 | 4.1929 | 5.0707 | 5.2273 | 4.5943 | 4.0525 | 3.767 | 3.4203
2026-09-28 | 3.1788 | 3.2515 | 3.2697 | 3.0747 | 3.1066 | 3.3094 | 3.5453 | 3.2809 | 2.9025 | 2.4716 | 2.3728 | 2.3757 | 2.5684 | 2.8185 | 3.0548 | 3.4975 | 4.1845 | 4.7436 | 5.3331 | 5.236 | 4.5746 | 4.8025 | 4.7918 | 4.6106
2026-09-29 | 3.8975 | 3.5135 | 3.2977 | 3.2031 | 3.0131 | 3.1981 | 3.6105 | 3.3206 | 2.9023 | 2.4387 | 2.1793 | 2.2831 | 2.5418 | 2.7948 | 2.8143 | 3.163 | 3.653 | 4.5491 | 5.3967 | 5.2653 | 4.4977 | 3.9881 | 4.0272 | 3.8269
2026-09-30 | 3.3551 | 3.221 | 3.3414 | 3.1969 | 3.0362 | 3.2139 | 3.5085 | 3.2438 | 2.863 | 2.4541 | 2.4746 | 2.5759 | 2.8206 | 3.4384 | 3.934 | 4.0892 | 4.2383 | 4.9325 | 5.5002 | 5.3891 | 4.8948 | 5.0764 | 4.8013 | 4.387
2026-10-01 | 4.3637 | 4.2906 | 3.8235 | 3.692 | 3.3552 | 3.5581 | 3.9303 | 3.2211 | 2.9047 | 2.6289 | 2.5181 | 2.6043 | 2.8183 | 2.9341 | 3.4665 | 4.1122 | 4.6527 | 5.2527 | 5.5528 | 5.4227 | 4.622 | 5.0762 | 5.4177 | 4.7999
2026-10-02 | 4.19 | 3.7305 | 3.4594 | 3.4051 | 3.2286 | 3.3474 | 3.6737 | 3.1286 | 3.0247 | 2.8732 | 2.632 | 2.603 | 2.7244 | 3.0559 | 3.5743 | 4.247 | 4.5461 | 4.5271 | 4.9287 | 4.9485 | 4.4873 | 5.2849 | 5.2312 | 5.0003
2026-10-03 | 4.2594 | 3.9053 | 4.2091 | 3.9974 | 3.3983 | 3.1347 | 3.5416 | 3.155 | 2.7552 | 2.316 | 2.1261 | 2.2822 | 2.2874 | 2.2259 | 2.6079 | 3.0345 | 3.8881 | 4.4821 | 5.3043 | 5.2237 | 4.6096 | 4.1448 | 3.9121 | 3.5962
2026-10-04 | 3.4476 | 3.1682 | 3.1199 | 3.0965 | 3.1263 | 3.1177 | 3.042 | 2.8416 | 2.5183 | 2.2206 | 2.2551 | 2.2453 | 2.1824 | 2.5444 | 2.7287 | 2.8404 | 3.3906 | 4.1144 | 5.2195 | 4.9988 | 4.365 | 4.6452 | 4.128 | 3.7839
2026-10-05 | 3.6602 | 3.1586 | 2.9958 | 3.0207 | 3.0253 | 3.2007 | 3.3837 | 3.1274 | 3.055 | 2.7387 | 2.5943 | 2.4993 | 2.6026 | 2.7295 | 3.0126 | 3.0009 | 3.6725 | 4.9788 | 5.537 | 5.4442 | 4.4825 | 4.008 | 4.1427 | 3.6283
2026-10-06 | 3.5159 | 4.1962 | 4.1916 | 3.8679 | 3.6765 | 4.0942 | 3.5563 | 3.4816 | 3.1677 | 2.6471 | 2.4373 | 2.5008 | 2.5426 | 2.6289 | 2.8267 | 3.2603 | 4.3645 | 5.0548 | 5.345 | 5.0471 | 4.8263 | 4.9993 | 4.484 | 3.9074
2026-10-07 | 3.8799 | 4.0316 | 3.9304 | 3.9213 | 3.3831 | 3.3055 | 3.523 | 3.4595 | 3.1093 | 2.8446 | 2.7098 | 2.6063 | 2.7288 | 3.23 | 3.1034 | 3.4309 | 4.162 | 5.1084 | 5.5157 | 5.1821 | 4.2757 | 4.7389 | 4.6156 | 4.3688
2026-10-08 | 4.2295 | 3.636 | 3.6028 | 3.936 | 3.5562 | 3.834 | 4.1416 | 3.3933 | 3.2662 | 2.7657 | 2.4834 | 2.5943 | 2.6546 | 2.8602 | 3.0999 | 3.6303 | 4.4681 | 5.0244 | 5.1313 | 4.9516 | 4.6488 | 4.8371 | 4.7941 | 4.4679
2026-10-09 | 4.4041 | 4.2897 | 3.6808 | 3.8359 | 3.9254 | 4.1888 | 4.1296 | 3.2348 | 2.9511 | 2.5707 | 2.4968 | 2.5495 | 2.7468 | 3.066 | 3.9572 | 4.5649 | 4.6253 | 4.8487 | 5.3418 | 4.6794 | 3.9833 | 4.8236 | 5.0066 | 4.1104
2026-10-10 | 3.9746 | 4.0468 | 3.6057 | 3.4207 | 3.3534 | 3.5919 | 3.5814 | 3.1526 | 3.2024 | 2.954 | 2.6463 | 2.5628 | 2.0087 | 2.1097 | 2.5382 | 2.63 | 3.2809 | 4.197 | 5.0506 | 4.7315 | 3.7209 | 3.9666 | 3.5655 | 3.1627
2026-10-11 | 3.0861 | 3.1316 | 3.0953 | 2.9528 | 2.785 | 2.8978 | 2.8956 | 2.6035 | 2.3672 | 2.0126 | 1.757 | 1.7247 | 1.942 | 2.3873 | 2.5048 | 2.8017 | 3.3243 | 4.3215 | 5.0347 | 4.684 | 4.3178 | 4.3158 | 3.866 | 3.5288
2026-10-12 | 3.327 | 3.0205 | 2.8527 | 2.8273 | 2.8705 | 3.1352 | 3.4784 | 3.3096 | 3.2782 | 3.5614 | 3.3853 | 3.0472 | 2.4705 | 2.6906 | 3.3922 | 3.8646 | 4.3704 | 4.8118 | 5.1137 | 4.6114 | 4.0041 | 4.8479 | 4.5273 | 4.1094
2026-10-13 | 3.7154 | 3.5876 | 3.601 | 3.9118 | 3.7722 | 3.8222 | 3.802 | 3.2518 | 3.2234 | 2.6525 | 2.3638 | 2.1885 | 2.4249 | 2.5571 | 2.7992 | 3.2053 | 4.1689 | 4.971 | 5.1762 | 4.9759 | 4.5979 | 4.5028 | 4.2753 | 3.8885
2026-10-14 | 3.9422 | 3.7673 | 3.5114 | 3.5987 | 3.666 | 3.7587 | 4.1795 | 3.6291 | 3.2592 | 2.7902 | 2.998 | 2.7485 | 2.573 | 2.7188 | 3.202 | 3.8704 | 4.3142 | 4.5227 | 5.386 | 5.0938 | 4.6237 | 5.2178 | 4.9869 | 4.2033
2026-10-15 | 4.263 | 4.3022 | 4.0685 | 3.4869 | 3.032 | 3.1598 | 3.531 | 3.3718 | 3.3278 | 2.9714 | 2.9013 | 2.675 | 2.8684 | 3.2786 | 3.5556 | 3.8647 | 4.2899 | 4.6165 | 5.451 | 5.1011 | 3.9706 | 4.2438 | 4.6211 | 3.9821
2026-10-16 | 3.6093 | 3.6809 | 3.7922 | 3.5364 | 3.106 | 3.1426 | 3.6948 | 3.6752 | 3.4576 | 2.8676 | 2.4319 | 2.3904 | 2.6429 | 2.9721 | 3.2118 | 3.6763 | 4.1336 | 4.5636 | 4.8626 | 4.5161 | 3.8274 | 3.6103 | 3.6177 | 3.4557
2026-10-17 | 3.3931 | 3.1028 | 3.055 | 3.2133 | 2.9941 | 3.117 | 3.3405 | 3.2538 | 3.2344 | 2.7776 | 2.4012 | 2.3069 | 2.399 | 2.2481 | 2.3306 | 2.6627 | 3.2479 | 4.0854 | 4.6978 | 4.2463 | 3.6132 | 4.1575 | 4.4496 | 4.1339
2026-10-18 | 3.8433 | 3.2311 | 2.9765 | 3.0218 | 2.9778 | 2.8289 | 2.8841 | 2.8595 | 2.6213 | 2.3187 | 1.9405 | 1.7753 | 1.9635 | 2.1433 | 2.4123 | 2.7285 | 3.3631 | 4.2912 | 5.1695 | 4.8775 | 4.2546 | 3.6602 | 3.3888 | 3.1633
2026-10-19 | 3.1291 | 3.1625 | 3.0055 | 2.9674 | 3.0039 | 3.4069 | 5.0042 | 4.099 | 3.3596 | 2.6461 | 2.6365 | 2.6659 | 2.5217 | 2.769 | 2.7569 | 2.9373 | 3.6233 | 4.8637 | 5.3573 | 4.8995 | 4.6417 | 4.7282 | 4.5617 | 4.4971
2026-10-20 | 3.8805 | 3.1235 | 2.9687 | 3.1324 | 2.887 | 3.2684 | 3.8362 | 3.7993 | 3.2342 | 2.7981 | 2.4403 | 2.3374 | 2.4412 | 2.5928 | 2.7616 | 3.1473 | 4.0401 | 5.0421 | 5.5424 | 5.3401 | 4.7658 | 5.1207 | 4.9803 | 4.5772
2026-10-21 | 4.437 | 4.2633 | 4.0289 | 3.7374 | 3.7599 | 4.2374 | 4.6261 | 4.0103 | 3.2641 | 2.8587 | 2.496 | 2.4567 | 2.5487 | 2.8748 | 3.2048 | 3.3208 | 4.3608 | 5.2735 | 5.5313 | 5.41 | 4.8318 | 4.6985 | 4.7675 | 4.3619
2026-10-22 | 4.4122 | 3.8895 | 3.6572 | 3.9492 | 3.861 | 4.2764 | 4.7432 | 3.8256 | 3.725 | 3.2128 | 2.7138 | 2.7589 | 2.8877 | 2.9377 | 3.1809 | 3.912 | 3.834 | 4.3815 | 5.2356 | 5.0376 | 4.2475 | 4.2652 | 4.6402 | 4.5781
2026-10-23 | 3.8707 | 3.662 | 3.3661 | 3.2949 | 3.2938 | 3.4387 | 3.793 | 3.1648 | 3.2906 | 3.0738 | 2.9977 | 2.6537 | 2.758 | 2.9456 | 3.0095 | 3.2189 | 4.3871 | 4.6153 | 5.0817 | 4.8552 | 4.018 | 4.4093 | 4.2799 | 4.2458
2026-10-24 | 3.997 | 3.9216 | 3.7563 | 3.1448 | 3.0497 | 3.2061 | 3.3678 | 2.9189 | 2.6298 | 2.4916 | 2.3877 | 1.9847 | 1.8504 | 2.0922 | 2.4379 | 2.7234 | 3.8156 | 4.7312 | 4.9974 | 4.3144 | 3.8363 | 3.4224 | 3.4379 | 3.2974
2026-10-25 | 3.2881 | 3.128 | 3.0319 | 3.1788 | 3.0282 | 3.0478 | 3.1353 | 2.957 | 2.759 | 2.4734 | 1.9266 | 1.9855 | 2.2914 | 2.4059 | 2.782 | 3.2404 | 3.7091 | 4.2721 | 5.223 | 4.7328 | 4.0856 | 4.0016 | 4.2725 | 4.0368
2026-10-26 | 3.4528 | 3.2384 | 3.1769 | 3.0275 | 3.0209 | 3.2449 | 3.6377 | 3.5263 | 3.1043 | 2.7996 | 2.8122 | 2.5223 | 2.601 | 2.7914 | 3.2648 | 3.218 | 4.7048 | 5.4965 | 5.5643 | 5.402 | 4.5983 | 3.8653 | 3.6901 | 3.4007
2026-10-27 | 3.5 | 3.328 | 3.1366 | 3.1475 | 3.2756 | 3.7786 | 4.1475 | 3.7197 | 4.3105 | 4.7933 | 4.3381 | 3.361 | 3.9791 | 4.2497 | 3.7024 | 4.0533 | 5.104 | 5.1729 | 5.0268 | 4.4182 | 4.1193 | 3.9303 | 3.7114 | 3.3838
2026-10-28 | 3.2649 | 3.1555 | 2.8623 | 2.8571 | 2.8712 | 3.0558 | 3.4616 | 3.5486 | 3.2282 | 2.6801 | 2.6605 | 2.6771 | 2.629 | 3.2698 | 3.9133 | 3.7277 | 4.6426 | 5.1455 | 4.6061 | 3.9693 | 3.777 | 4.8641 | 4.8498 | 4.1418
2026-10-29 | 3.8078 | 3.6766 | 3.8248 | 3.8409 | 3.7359 | 4.2756 | 4.5639 | 3.7767 | 3.7689 | 2.8928 | 2.6709 | 2.7087 | 2.8263 | 2.65 | 2.8318 | 3.648 | 4.3466 | 4.4769 | 5.3528 | 4.8159 | 4.376 | 4.8739 | 4.9745 | 4.0017
2026-10-30 | 3.7012 | 3.6471 | 3.6482 | 3.5585 | 3.633 | 3.82 | 4.1823 | 3.232 | 3.0553 | 2.8242 | 2.4461 | 2.1868 | 2.3945 | 2.5057 | 2.611 | 3.3052 | 4.4499 | 4.3902 | 4.8924 | 4.7747 | 3.8289 | 4.1684 | 4.2246 | 4.26
2026-10-31 | 3.3039 | 2.9935 | 3.1347 | 3.1197 | 2.9222 | 3.0902 | 3.062 | 3.0548 | 2.608 | 2.24 | 1.8587 | 1.6396 | 1.6646 | 1.9779 | 2.3876 | 2.5516 | 3.0202 | 3.9333 | 4.9539 | 4.2182 | 3.7339 | 3.6911 | 3.4632 | 3.1993
2026-11-01 | 3.1622 | 3.2953 | 3.1458 | 3.1128 | 3.3711 | 3.8491 | 3.9566 | 3.0204 | 2.5331 | 2.2849 | 2.1055 | 1.9777 | 1.7772 | 1.9544 | 2.4292 | 2.6736 | 3.2562 | 4.2664 | 5.1496 | 4.6085 | 4.0482 | 4.703 | 4.5349 | 3.6719
2026-11-02 | 2.9733 | 3.1061 | 2.9238 | 2.8645 | 2.9676 | 3.3465 | 4.0844 | 3.3394 | 3.178 | 2.9444 | 2.5951 | 2.3311 | 2.5456 | 2.5403 | 3.0481 | 3.1233 | 4.4203 | 4.8448 | 5.3034 | 5.1795 | 4.4671 | 3.8562 | 3.5257 | 3.6185
2026-11-03 | 3.3695 | 3.1711 | 3.0967 | 3.2068 | 2.9789 | 3.2123 | 3.456 | 3.5496 | 3.13 | 2.5348 | 2.2864 | 2.3421 | 2.2234 | 2.3042 | 2.7655 | 3.6898 | 4.4182 | 5.0744 | 5.4956 | 5.0098 | 4.4131 | 4.3935 | 4.4416 | 4.098
2026-11-04 | 3.4583 | 3.0514 | 2.9548 | 3.0663 | 2.8789 | 3.1437 | 3.6637 | 3.6556 | 3.385 | 2.7923 | 2.5197 | 2.9836 | 3.0846 | 3.1812 | 3.5182 | 4.0014 | 4.2863 | 4.9991 | 5.5247 | 5.3361 | 4.776 | 4.8555 | 4.9179 | 4.58
2026-11-05 | 3.7191 | 3.6351 | 3.5214 | 3.0803 | 3.0504 | 3.4055 | 3.3251 | 3.6545 | 3.07 | 2.5275 | 2.7622 | 2.6347 | 2.3704 | 2.475 | 3.0417 | 3.4252 | 4.1698 | 5.0007 | 5.5212 | 5.1443 | 4.4053 | 4.8242 | 4.682 | 4.0241
2026-11-06 | 4.0237 | 4.1589 | 3.6251 | 3.662 | 3.7336 | 4.2614 | 5.0527 | 3.8851 | 3.36 | 3.3356 | 3.0269 | 2.6458 | 2.7158 | 2.9752 | 2.8354 | 3.1311 | 4.3734 | 4.9159 | 5.3745 | 5.0045 | 3.8044 | 4.0613 | 3.8291 | 3.8312
2026-11-07 | 3.734 | 3.3053 | 3.4752 | 3.237 | 3.0864 | 3.2426 | 3.6332 | 3.4555 | 3.1942 | 2.6934 | 2.4566 | 2.4333 | 2.3055 | 2.2766 | 2.7878 | 2.6324 | 3.1701 | 4.274 | 4.6124 | 3.8716 | 3.8152 | 3.4937 | 3.2482 | 3.2396
2026-11-08 | 3.1338 | 3.2546 | 3.2409 | 3.3897 | 2.7993 | 2.8863 | 2.9624 | 2.9086 | 2.6134 | 1.9926 | 1.6413 | 1.396 | 1.3506 | 1.4334 | 2.0292 | 2.4303 | 2.6932 | 3.4358 | 4.3914 | 4.6793 | 3.8872 | 3.5436 | 3.3475 | 2.9589
2026-11-09 | 2.8245 | 2.9167 | 2.8126 | 2.7943 | 2.7677 | 3.0235 | 3.179 | 2.9827 | 2.8256 | 2.7095 | 2.3514 | 2.1561 | 2.4274 | 2.5118 | 2.466 | 2.8627 | 3.8342 | 4.6165 | 5.2063 | 4.5382 | 3.7807 | 4.1541 | 4.21 | 3.9678
2026-11-10 | 3.3656 | 2.9349 | 3.0045 | 2.8272 | 2.7819 | 2.9336 | 3.554 | 3.8686 | 3.0232 | 2.7919 | 2.5767 | 2.4222 | 2.4342 | 2.45 | 2.7141 | 3.3549 | 4.4356 | 5.2196 | 5.5154 | 4.9829 | 4.2206 | 4.2973 | 4.2335 | 4.1602
2026-11-11 | 3.5194 | 3.5974 | 3.4862 | 3.6434 | 3.5874 | 3.8229 | 4.3736 | 3.8454 | 3.6036 | 3.4192 | 3.066 | 2.41 | 2.3579 | 2.9625 | 2.8944 | 3.4345 | 4.297 | 4.8355 | 5.4952 | 4.8892 | 4.0485 | 4.632 | 4.6167 | 4.4516
2026-11-12 | 3.9725 | 3.4928 | 3.8898 | 4.051 | 3.7632 | 4.2306 | 4.6509 | 3.6425 | 3.6266 | 3.0351 | 2.7358 | 2.7549 | 2.977 | 2.7034 | 3.2643 | 3.8735 | 4.6377 | 5.1865 | 5.5007 | 5.0719 | 4.3184 | 4.375 | 4.6753 | 4.1582
2026-11-13 | 3.5586 | 3.4842 | 3.7979 | 3.6839 | 3.5518 | 3.9079 | 3.9398 | 4.2381 | 3.9766 | 3.4843 | 2.8314 | 3.0526 | 3.4225 | 3.6945 | 3.3772 | 3.5489 | 4.3747 | 4.8865 | 5.0547 | 4.3231 | 3.6032 | 4.1595 | 4.2897 | 4.2713
2026-11-14 | 4.0601 | 3.0696 | 2.8815 | 3.0049 | 2.8249 | 2.8768 | 3.0739 | 3.177 | 3.0146 | 2.503 | 2.1316 | 2.4726 | 2.4574 | 2.4518 | 2.8858 | 3.0108 | 3.3316 | 4.289 | 4.6139 | 3.8967 | 3.7719 | 3.5902 | 3.2123 | 3.069
2026-11-15 | 3.0463 | 3.0613 | 2.8422 | 2.8778 | 2.8686 | 3.0693 | 3.361 | 3.1286 | 3.0449 | 2.9624 | 2.4658 | 2.2962 | 1.8904 | 2.0306 | 2.3385 | 2.576 | 3.0717 | 4.0914 | 4.5449 | 4.1657 | 3.969 | 3.8219 | 3.9336 | 3.8237
2026-11-16 | 3.4969 | 2.9654 | 2.9225 | 2.971 | 2.9697 | 3.3337 | 3.9173 | 3.5328 | 3.1164 | 2.7372 | 2.4371 | 2.5322 | 2.5953 | 2.5876 | 2.788 | 3.4618 | 4.0536 | 4.6194 | 5.2891 | 4.9152 | 4.3355 | 4.2812 | 4.3451 | 4.1967
2026-11-17 | 3.8254 | 3.8125 | 3.6647 | 3.3733 | 3.4117 | 3.6976 | 3.8988 | 3.5147 | 3.2268 | 3.2597 | 2.9352 | 2.7301 | 2.7207 | 2.8962 | 3.0041 | 3.2244 | 4.3695 | 5.0543 | 5.5128 | 5.2336 | 4.3809 | 4.4027 | 4.2889 | 4.2492
2026-11-18 | 3.8062 | 3.4626 | 3.3418 | 3.4557 | 3.65 | 3.689 | 3.764 | 3.785 | 3.3557 | 2.8842 | 2.6748 | 2.5501 | 2.4358 | 2.5408 | 2.7869 | 3.4661 | 4.202 | 4.5872 | 5.2903 | 4.8689 | 4.1173 | 4.4166 | 4.8492 | 4.0588
2026-11-19 | 3.7544 | 3.9924 | 3.3683 | 2.9589 | 2.9931 | 3.3239 | 3.6121 | 3.8134 | 4.0964 | 3.8328 | 3.0943 | 3.2612 | 2.7175 | 2.5723 | 2.5059 | 3.1999 | 3.6069 | 3.9404 | 4.3244 | 4.0855 | 3.4552 | 3.6638 | 3.8264 | 3.2286
2026-11-20 | 2.997 | 3.0554 | 3.1078 | 2.8473 | 2.7604 | 2.954 | 2.9466 | 3.1954 | 3.1167 | 2.8108 | 2.4954 | 2.3425 | 2.4347 | 2.8408 | 2.638 | 3.0822 | 4.3955 | 5.0147 | 5.252 | 4.3704 | 3.8077 | 4.2306 | 4.6218 | 4.4803
2026-11-21 | 3.8366 | 3.6565 | 3.1988 | 2.9732 | 2.9389 | 3.2577 | 3.292 | 3.1084 | 2.9943 | 2.5153 | 2.0719 | 1.9062 | 1.7749 | 1.9911 | 2.297 | 2.958 | 3.7379 | 4.0658 | 4.9144 | 4.4202 | 3.6145 | 3.5835 | 3.6397 | 3.1997
2026-11-22 | 3.1152 | 3.1581 | 3.059 | 2.8641 | 2.8579 | 3.0187 | 2.9211 | 2.7805 | 2.5795 | 2.2895 | 1.9796 | 1.7837 | 2.2925 | 2.3857 | 2.4514 | 2.9242 | 3.8416 | 4.533 | 5.2668 | 4.8974 | 4.0438 | 4.2769 | 4.642 | 4.2955
2026-11-23 | 3.553 | 3.5042 | 3.5827 | 3.3862 | 3.5278 | 3.9882 | 5.0317 | 4.1267 | 3.8024 | 3.3769 | 2.7812 | 2.5973 | 2.7246 | 2.8427 | 3.0358 | 3.5747 | 4.4437 | 5.044 | 5.5173 | 5.2861 | 4.5617 | 4.7897 | 4.5095 | 4.0814
2026-11-24 | 3.9275 | 4.0972 | 4.0221 | 3.6399 | 3.623 | 4.174 | 5.0003 | 4.3435 | 3.5786 | 3.1093 | 2.668 | 2.3244 | 2.4369 | 2.7071 | 2.727 | 3.3166 | 4.435 | 4.9649 | 5.5164 | 5.2784 | 4.7308 | 4.6639 | 4.5501 | 4.2494
2026-11-25 | 3.9589 | 3.4698 | 3.3723 | 3.5053 | 3.8528 | 3.9619 | 4.4153 | 3.6586 | 3.217 | 2.7668 | 2.5498 | 2.4241 | 2.3538 | 2.3831 | 2.8229 | 3.2674 | 4.294 | 4.6913 | 5.5057 | 5.212 | 4.736 | 4.756 | 4.4757 | 3.6865
2026-11-26 | 3.3404 | 3.2796 | 3.1713 | 2.9324 | 2.8806 | 3.1475 | 4.0421 | 3.7662 | 3.4829 | 3.0436 | 2.641 | 2.4029 | 2.5097 | 2.7 | 2.6795 | 3.3072 | 4.1878 | 4.7911 | 5.4482 | 5.0638 | 4.2457 | 3.5821 | 3.4658 | 3.496
2026-11-27 | 3.1692 | 2.9803 | 3.1354 | 2.9475 | 2.8572 | 2.9614 | 3.397 | 3.5691 | 3.099 | 2.9243 | 2.7288 | 2.396 | 2.412 | 2.6668 | 2.7687 | 3.0928 | 4.1686 | 4.9043 | 5.2936 | 4.7055 | 4.3326 | 3.7654 | 3.7127 | 3.5323
2026-11-28 | 3.3146 | 3.2235 | 2.9773 | 3.0486 | 3.2359 | 3.2825 | 3.3004 | 3.2511 | 2.965 | 2.5275 | 2.189 | 2.4382 | 2.5921 | 2.427 | 2.7055 | 2.8497 | 3.2033 | 3.8997 | 4.8733 | 4.4031 | 4.0311 | 3.7313 | 3.3872 | 3.0847
2026-11-29 | 3.2115 | 3.3177 | 3.1293 | 2.922 | 2.8025 | 2.8151 | 2.9234 | 2.8046 | 2.5883 | 2.3672 | 2.0045 | 1.7514 | 2.0766 | 2.2909 | 2.3683 | 2.5983 | 3.1402 | 3.9521 | 4.9516 | 4.6733 | 4.0921 | 3.3326 | 3.3939 | 3.1943
2026-11-30 | 3.0586 | 3.025 | 2.9502 | 2.9349 | 2.965 | 3.1865 | 3.8055 | 3.9999 | 3.238 | 2.9384 | 2.802 | 2.5401 | 2.6309 | 3.0909 | 3.2788 | 3.7576 | 4.459 | 4.8429 | 5.4832 | 4.9479 | 4.3241 | 3.8192 | 3.4744 | 3.4782
2026-12-01 | 3.3075 | 3.0766 | 3.0113 | 3.1101 | 2.9182 | 3.2221 | 3.8006 | 3.8392 | 3.731 | 3.0385 | 2.5608 | 2.5498 | 2.5781 | 2.7837 | 3.1627 | 3.4948 | 4.0778 | 4.924 | 5.2842 | 4.9899 | 4.3566 | 3.7396 | 3.7549 | 3.2266
2026-12-02 | 3.0269 | 3.0304 | 3.0739 | 2.8269 | 2.8668 | 3.1642 | 3.6094 | 3.7635 | 3.4655 | 2.9194 | 2.4571 | 2.2603 | 2.3014 | 2.6235 | 2.7122 | 2.9816 | 4.0214 | 4.7367 | 5.2849 | 4.9976 | 4.3526 | 3.6561 | 3.4107 | 3.3818
2026-12-03 | 3.2506 | 2.9713 | 3.1156 | 3.0409 | 2.9728 | 3.1645 | 3.6991 | 3.8338 | 3.6655 | 3.1122 | 2.6815 | 2.5694 | 2.6054 | 2.6183 | 3.0234 | 3.3582 | 3.8243 | 4.334 | 5.1014 | 4.713 | 3.9004 | 3.6566 | 3.5936 | 3.0211
2026-12-04 | 2.7889 | 2.7952 | 2.6327 | 2.6063 | 2.5908 | 2.8866 | 3.5459 | 3.2891 | 3.2676 | 3.2426 | 2.6967 | 2.3628 | 2.4526 | 2.7868 | 2.6821 | 3.1652 | 3.8962 | 4.4194 | 4.868 | 4.5274 | 3.8239 | 3.9965 | 4.1709 | 4.1531
2026-12-05 | 3.3552 | 2.928 | 2.8718 | 2.8663 | 2.8413 | 2.9536 | 3.2332 | 3.2932 | 3.2636 | 3.0357 | 2.7116 | 2.1926 | 2.1247 | 2.2125 | 2.2735 | 2.4215 | 3.0168 | 3.4856 | 3.6483 | 3.3424 | 3.2953 | 3.1661 | 3.156 | 2.9063
2026-12-06 | 2.7857 | 2.7208 | 2.7287 | 2.7281 | 2.7297 | 2.8652 | 3.0097 | 2.8816 | 2.4587 | 2.1741 | 1.8757 | 1.6995 | 1.536 | 1.6741 | 1.8639 | 2.2631 | 2.8 | 3.5287 | 4.3537 | 4.0845 | 3.6486 | 3.9535 | 3.8406 | 3.5234
2026-12-07 | 3.3426 | 2.9479 | 2.7647 | 2.7527 | 2.7909 | 3.0617 | 3.6511 | 3.7324 | 3.1113 | 2.6128 | 2.5059 | 2.3431 | 2.4515 | 2.4954 | 2.7181 | 3.0692 | 3.9703 | 4.6005 | 5.0039 | 4.494 | 3.913 | 3.5538 | 3.3816 | 3.0972
2026-12-08 | 2.965 | 2.8852 | 2.8255 | 2.8043 | 2.8767 | 3.2055 | 3.945 | 4.0694 | 3.6069 | 3.1583 | 2.7001 | 2.3203 | 2.3409 | 2.512 | 2.611 | 3.4459 | 4.2619 | 4.8389 | 5.2935 | 5.1598 | 4.5752 | 4.8751 | 4.8019 | 4.1841
2026-12-09 | 3.8604 | 3.9744 | 3.8752 | 3.7617 | 3.763 | 4.1612 | 4.5989 | 3.9636 | 3.6953 | 3.3624 | 3.0442 | 2.8239 | 2.8838 | 3.1143 | 3.3115 | 3.9135 | 4.224 | 4.5381 | 5.2892 | 4.9838 | 4.5485 | 4.7384 | 4.3785 | 3.7991
2026-12-10 | 3.5575 | 3.4467 | 3.511 | 3.2355 | 3.1234 | 3.5841 | 4.1639 | 3.5563 | 3.1894 | 2.868 | 2.7693 | 2.372 | 2.2714 | 2.3015 | 2.5756 | 2.86 | 3.4241 | 4.1186 | 4.9648 | 4.678 | 4.2169 | 4.4467 | 4.376 | 3.8813
2026-12-11 | 3.4426 | 3.2486 | 3.231 | 3.2497 | 3.289 | 3.3784 | 3.4482 | 3.5283 | 3.5331 | 3.0033 | 2.4981 | 2.2736 | 2.222 | 2.286 | 2.44 | 2.6778 | 3.5352 | 4.2321 | 4.7433 | 4.4244 | 3.5824 | 3.397 | 3.2592 | 3.0465
2026-12-12 | 3.2198 | 3.1992 | 3.2543 | 3.2293 | 3.2201 | 3.0214 | 3.1184 | 3.2137 | 2.8434 | 2.4661 | 2.2673 | 1.7361 | 1.6144 | 1.8197 | 1.9325 | 2.2826 | 2.9524 | 3.9652 | 4.6569 | 4.4969 | 3.9856 | 3.3991 | 3.257 | 3.0049
2026-12-13 | 2.8269 | 2.8116 | 2.621 | 2.5554 | 2.4217 | 2.4448 | 2.6399 | 2.6862 | 2.4186 | 2.137 | 1.9318 | 1.8311 | 1.6979 | 1.6485 | 1.8414 | 2.376 | 2.9318 | 3.6568 | 4.6703 | 4.3272 | 3.9107 | 4.0381 | 3.7398 | 3.4749
2026-12-14 | 3.5336 | 2.9336 | 2.8712 | 2.66 | 2.7653 | 3.0008 | 3.5486 | 3.673 | 3.1314 | 2.6421 | 2.5188 | 2.2207 | 2.4047 | 2.3882 | 2.5172 | 3.0881 | 3.6076 | 4.1132 | 5.0462 | 4.7027 | 4.1318 | 3.7366 | 3.6507 | 3.2656
2026-12-15 | 2.9588 | 2.8244 | 2.7639 | 2.7529 | 2.7757 | 2.9705 | 3.4057 | 3.1502 | 2.7382 | 2.4149 | 2.2384 | 2.2918 | 2.4944 | 2.4647 | 2.8056 | 3.6223 | 4.0806 | 4.7624 | 4.915 | 4.4545 | 4.0611 | 4.4859 | 4.5659 | 4.0193
2026-12-16 | 3.5703 | 3.4165 | 3.356 | 3.3229 | 3.4086 | 3.876 | 4.468 | 3.9142 | 3.5223 | 2.8877 | 2.5026 | 2.2841 | 2.1261 | 2.1244 | 2.3387 | 2.5824 | 3.2913 | 4.1383 | 4.6508 | 4.5959 | 4.2705 | 4.3895 | 4.3096 | 4.0433
2026-12-17 | 3.7679 | 3.5629 | 3.198 | 3.2541 | 3.3141 | 3.7247 | 4.2646 | 3.563 | 3.2229 | 3.0219 | 2.6093 | 2.4546 | 2.4109 | 2.443 | 2.6031 | 3.0891 | 3.6953 | 4.319 | 5.0667 | 4.7379 | 4.2744 | 4.4786 | 4.4695 | 3.7171
2026-12-18 | 3.5013 | 3.313 | 3.2497 | 3.3366 | 3.4611 | 3.6428 | 4.2976 | 3.803 | 3.4835 | 3.2133 | 2.7768 | 2.6251 | 2.4107 | 2.5336 | 2.3504 | 2.677 | 3.329 | 3.9958 | 4.7632 | 4.6547 | 4.2759 | 4.7697 | 4.7528 | 4.2307
2026-12-19 | 3.3298 | 3.2123 | 3.1517 | 3.0965 | 3.0054 | 2.8499 | 3.0302 | 3.1723 | 2.7678 | 2.2748 | 1.8918 | 1.6671 | 1.7042 | 1.8372 | 2.142 | 2.6678 | 3.3403 | 4.2283 | 4.8233 | 4.5561 | 4.2952 | 3.9672 | 3.6702 | 3.0844
2026-12-20 | 2.9856 | 3.1016 | 3.1093 | 3.3159 | 3.2488 | 3.3571 | 3.1484 | 2.9956 | 2.7811 | 2.401 | 1.9543 | 1.6599 | 1.6635 | 1.7491 | 1.9879 | 2.4081 | 3.2252 | 3.901 | 4.7282 | 4.6797 | 4.3542 | 4.151 | 3.7571 | 3.3557
2026-12-21 | 3.0791 | 2.8136 | 2.7522 | 2.7287 | 2.7845 | 2.9884 | 3.2901 | 3.3867 | 3.5025 | 3.1242 | 2.7425 | 2.71 | 2.6377 | 3.0685 | 3.3357 | 3.9313 | 4.6449 | 5.0657 | 4.9858 | 4.1058 | 3.7981 | 4.1755 | 4.2549 | 4.3252
2026-12-22 | 4.0612 | 3.9153 | 3.6044 | 2.8273 | 2.8176 | 2.9843 | 3.2217 | 3.361 | 3.2544 | 2.9554 | 2.6784 | 2.532 | 2.1835 | 2.1963 | 2.2054 | 2.5125 | 3.4061 | 4.3659 | 4.5983 | 4.2832 | 3.8836 | 3.6924 | 3.3274 | 3.1142
2026-12-23 | 3.1094 | 2.9309 | 2.7763 | 2.7377 | 2.7962 | 2.9621 | 3.1913 | 3.4043 | 3.3476 | 2.9873 | 2.815 | 2.8042 | 2.7047 | 2.6281 | 2.7713 | 3.2373 | 3.9575 | 4.9266 | 5.266 | 5.286 | 4.7905 | 4.5622 | 4.3292 | 3.9116
2026-12-24 | 3.8981 | 3.9028 | 3.7805 | 3.7853 | 3.5846 | 3.8274 | 4.2183 | 3.7681 | 3.4411 | 3.2732 | 2.8252 | 2.5791 | 2.5036 | 2.6584 | 2.7866 | 3.5825 | 4.3728 | 5.0374 | 5.2848 | 5.2942 | 4.5881 | 4.6525 | 4.7185 | 4.5561
2026-12-25 | 4.2118 | 3.9208 | 3.4592 | 3.4118 | 3.5046 | 3.5638 | 4.0362 | 3.5853 | 3.497 | 3.4206 | 3.6431 | 3.4596 | 3.4638 | 3.649 | 3.8159 | 3.8597 | 4.2888 | 4.9466 | 5.1951 | 4.8228 | 4.3006 | 4.1834 | 4.0939 | 3.7386
2026-12-26 | 3.7225 | 3.5888 | 3.316 | 3.1921 | 3.2306 | 3.4558 | 3.7278 | 3.4398 | 3.257 | 2.979 | 2.3399 | 2.0047 | 2.151 | 2.1204 | 2.3675 | 2.8299 | 3.8423 | 4.4891 | 5.0399 | 4.6809 | 4.1317 | 4.2501 | 4.275 | 3.3473
2026-12-27 | 3.186 | 3.0706 | 2.9755 | 2.8008 | 2.8257 | 2.8457 | 2.9771 | 2.9819 | 2.9167 | 2.7725 | 2.5741 | 2.3267 | 2.3347 | 2.0884 | 2.1541 | 2.539 | 3.0873 | 3.9311 | 4.893 | 4.6564 | 4.0864 | 3.5966 | 3.7137 | 3.2641
2026-12-28 | 3.0129 | 2.7174 | 2.8714 | 2.8617 | 3.2151 | 3.5334 | 3.9064 | 3.6381 | 3.7794 | 3.5465 | 3.0741 | 2.7631 | 2.5974 | 2.4882 | 2.7014 | 3.4222 | 4.456 | 5.0931 | 5.2179 | 4.2185 | 3.5345 | 3.8767 | 4.0969 | 3.9062
2026-12-29 | 4.0589 | 3.9132 | 3.603 | 2.8267 | 2.817 | 2.9837 | 3.2211 | 3.3712 | 3.3153 | 3.1002 | 2.8939 | 2.7122 | 2.3897 | 2.3833 | 2.3526 | 2.6259 | 3.4666 | 4.386 | 4.6176 | 4.3054 | 3.9053 | 3.7145 | 3.3209 | 3.0945
2026-12-30 | 3.111 | 2.9327 | 2.7782 | 2.7392 | 2.7975 | 2.9647 | 3.1935 | 3.413 | 3.3756 | 2.9936 | 2.7179 | 2.6057 | 2.5266 | 2.4483 | 2.6269 | 3.1262 | 3.9164 | 4.9376 | 5.2917 | 5.2925 | 4.813 | 4.666 | 4.4181 | 3.9895
2026-12-31 | 3.8008 | 3.8007 | 3.6565 | 3.6343 | 3.4385 | 3.672 | 4.0502 | 3.6246 | 3.2636 | 3.1797 | 2.7497 | 2.5394 | 2.3874 | 2.5395 | 2.6526 | 3.3766 | 4.1412 | 4.8025 | 5.2936 | 5.1064 | 4.407 | 4.403 | 4.4368 | 4.3707
2027-01-01 | 3.0557 | 2.8642 | 2.8603 | 2.8487 | 2.6788 | 3.0615 | 3.3386 | 3.5488 | 3.5524 | 3.0527 | 2.5701 | 2.1596 | 1.9589 | 2.01 | 2.2288 | 2.5416 | 3.177 | 3.7278 | 4.6559 | 3.788 | 3.3589 | 3.8313 | 3.9662 | 3.7364
2027-01-02 | 3.0483 | 3.0196 | 3.0771 | 2.7398 | 2.6266 | 2.6176 | 2.8441 | 2.9179 | 2.6541 | 2.5205 | 2.2978 | 1.7604 | 1.5296 | 1.7287 | 2.0848 | 2.2649 | 2.9215 | 3.9228 | 4.6852 | 4.6353 | 3.5977 | 3.6015 | 3.4717 | 3.1892
2027-01-03 | 3.2984 | 3.2246 | 2.9611 | 2.835 | 2.679 | 2.8862 | 2.9124 | 2.9886 | 2.7411 | 2.4711 | 2.0301 | 1.7474 | 1.3905 | 1.671 | 1.9819 | 2.196 | 2.641 | 4.0199 | 4.911 | 4.7596 | 4.1734 | 3.3396 | 3.2121 | 2.892
2027-01-04 | 3.1917 | 3.2195 | 2.8462 | 2.6829 | 2.8532 | 2.7679 | 2.6692 | 2.691 | 2.4909 | 2.3555 | 2.1512 | 2.0005 | 1.6873 | 1.6755 | 1.796 | 2.2376 | 3.0027 | 4.0007 | 4.5585 | 4.6099 | 4.1989 | 3.8944 | 3.534 | 3.4393
2027-01-05 | 2.9415 | 2.8867 | 2.87 | 2.8259 | 2.711 | 3.1017 | 3.1127 | 3.2111 | 3.1053 | 2.7884 | 2.3087 | 2.0079 | 2.0501 | 2.0865 | 2.1758 | 2.5469 | 3.6906 | 4.2719 | 5.0647 | 4.9093 | 4.481 | 3.9439 | 3.7663 | 3.3668
2027-01-06 | 3.4007 | 2.9378 | 2.8988 | 2.8425 | 2.7989 | 3.2957 | 3.3245 | 3.2474 | 3.1 | 2.6453 | 2.3375 | 2.114 | 1.79 | 1.8673 | 2.1229 | 2.5233 | 3.4156 | 4.289 | 4.8267 | 4.8891 | 4.3808 | 4.0453 | 3.7204 | 3.6539
2027-01-07 | 3.217 | 2.9768 | 3.1651 | 2.9722 | 2.8231 | 2.9266 | 3.1283 | 3.2506 | 3.1188 | 2.5262 | 2.2158 | 1.9261 | 1.8153 | 1.852 | 2.0499 | 2.5515 | 3.171 | 3.9187 | 4.9854 | 4.8553 | 3.995 | 3.621 | 3.4442 | 3.3843
2027-01-08 | 3.0069 | 2.8133 | 2.8089 | 2.8495 | 2.6791 | 3.0599 | 3.3322 | 3.5431 | 3.5269 | 3.0286 | 2.5169 | 2.0863 | 1.9311 | 1.9692 | 2.175 | 2.482 | 3.1385 | 3.7058 | 4.6427 | 3.8041 | 3.3623 | 3.8423 | 3.97 | 3.6768
2027-01-09 | 2.9838 | 2.96 | 3.0193 | 2.6969 | 2.6252 | 2.6149 | 2.842 | 2.9287 | 2.6649 | 2.5232 | 2.3128 | 1.7763 | 1.5129 | 1.7119 | 2.0432 | 2.2081 | 2.9013 | 3.9215 | 4.692 | 4.6262 | 3.5996 | 3.6063 | 3.4728 | 3.1903
2027-01-10 | 3.3339 | 3.2231 | 2.96 | 2.8339 | 2.6786 | 2.8857 | 2.9142 | 2.9921 | 2.7313 | 2.4491 | 2.019 | 1.7952 | 1.4479 | 1.6949 | 2.0076 | 2.2187 | 2.6212 | 4.0026 | 4.9117 | 4.7586 | 4.1906 | 3.3521 | 3.21 | 2.8938
2027-01-11 | 2.9185 | 2.7899 | 2.7075 | 2.6809 | 2.8098 | 3.1068 | 3.2034 | 3.3197 | 3.2972 | 2.6299 | 2.3766 | 2.0708 | 2.035 | 2.1539 | 2.2091 | 2.5277 | 3.5705 | 4.323 | 5.0563 | 4.7174 | 3.934 | 3.7376 | 3.752 | 3.5607
2027-01-12 | 3.176 | 2.8708 | 2.8237 | 2.9112 | 2.6573 | 2.9148 | 3.6295 | 3.8683 | 3.7764 | 3.2994 | 2.7905 | 2.4616 | 2.3056 | 2.383 | 2.6021 | 3.3675 | 3.9767 | 4.2483 | 5.2439 | 5.2247 | 4.8006 | 4.2656 | 3.9718 | 3.7887
2027-01-13 | 3.2141 | 3.1003 | 3.0337 | 2.9707 | 2.8113 | 3.3545 | 3.6407 | 3.7261 | 3.4547 | 3.0033 | 2.5277 | 2.1763 | 2.5508 | 2.5034 | 2.4179 | 2.5983 | 3.6474 | 4.7017 | 5.2363 | 5.0824 | 4.241 | 4.148 | 3.8205 | 3.6221
2027-01-14 | 3.4496 | 3.2737 | 2.9507 | 2.9189 | 2.8547 | 3.4044 | 3.9534 | 4.0962 | 3.7603 | 3.4382 | 2.9267 | 2.5064 | 2.8353 | 2.5785 | 2.7251 | 3.2886 | 4.212 | 4.4028 | 5.2019 | 5.2624 | 4.7858 | 4.3821 | 4.037 | 3.8567
2027-01-15 | 3.3724 | 3.1106 | 3.0103 | 2.9234 | 2.805 | 3.1299 | 3.9846 | 3.9182 | 3.277 | 2.5461 | 2.1854 | 2.0339 | 2.1214 | 2.486 | 2.471 | 2.697 | 3.57 | 4.0609 | 4.6201 | 4.7629 | 4.3205 | 4.0701 | 3.9355 | 3.766
2027-01-16 | 3.4096 | 2.9253 | 2.8786 | 3.0531 | 2.7604 | 2.8235 | 3.0849 | 3.2195 | 3.0769 | 2.6104 | 2.2834 | 2.0449 | 1.9931 | 1.8297 | 2.1979 | 2.5177 | 2.8072 | 3.4446 | 4.7919 | 4.7639 | 3.9067 | 3.9394 | 4.0271 | 3.265
2027-01-17 | 3.0071 | 2.9496 | 3.1201 | 2.819 | 2.6843 | 2.6881 | 2.8021 | 2.7509 | 2.6679 | 2.2954 | 1.9344 | 1.4178 | 1.3769 | 1.3933 | 1.7354 | 2.2307 | 2.5411 | 3.3574 | 4.698 | 4.6547 | 4.1863 | 3.4752 | 3.2155 | 3.0032
2027-01-18 | 2.9291 | 2.7204 | 2.6363 | 2.6607 | 2.7772 | 3.1602 | 3.2746 | 3.2994 | 3.3641 | 2.8435 | 2.2521 | 2.1049 | 2.2082 | 2.1137 | 2.2776 | 2.5842 | 3.3872 | 4.2131 | 5.0865 | 4.679 | 4.0542 | 3.7587 | 3.9722 | 3.3383
2027-01-19 | 2.9097 | 3.054 | 2.9522 | 2.7962 | 2.6583 | 2.7963 | 3.5514 | 3.4392 | 3.1027 | 2.6976 | 2.3839 | 2.1665 | 1.9927 | 1.9582 | 2.3262 | 2.4174 | 3.1245 | 4.6584 | 5.2396 | 5.2045 | 4.5373 | 4.166 | 3.8303 | 3.3987
2027-01-20 | 3.4241 | 3.1941 | 3.0318 | 3.0415 | 2.9077 | 3.2663 | 4.1171 | 4.5409 | 4.0505 | 3.4404 | 3.2309 | 2.736 | 2.6442 | 2.5021 | 2.5963 | 3.1187 | 3.8339 | 4.4192 | 5.2285 | 5.2307 | 4.7025 | 4.2758 | 3.861 | 3.4849
2027-01-21 | 3.5237 | 3.1837 | 3.0338 | 3.0426 | 3.1764 | 3.1747 | 3.7815 | 3.604 | 3.5828 | 2.9623 | 2.5056 | 2.157 | 2.0495 | 2.1264 | 2.4785 | 2.6034 | 3.3204 | 4.1594 | 5.2318 | 4.7841 | 4.2553 | 3.9417 | 3.8158 | 3.532
2027-01-22 | 3.0045 | 2.8894 | 2.8725 | 2.8684 | 2.8756 | 3.4709 | 3.9661 | 4.1912 | 4.0487 | 3.2953 | 2.4916 | 2.4882 | 2.4754 | 2.5124 | 2.6112 | 3.6836 | 4.1888 | 4.2226 | 4.946 | 4.9639 | 4.431 | 3.9685 | 4.0285 | 3.7051
2027-01-23 | 3.0839 | 3.0078 | 3.1596 | 2.8733 | 2.7645 | 2.9153 | 3.1139 | 3.2358 | 2.9448 | 2.6101 | 2.1864 | 1.9655 | 1.965 | 2.1112 | 2.3374 | 2.5058 | 2.9088 | 4.1534 | 5.1746 | 4.8798 | 4.334 | 3.8973 | 3.8035 | 3.7297
2027-01-24 | 3.1874 | 3.0081 | 2.9602 | 3.1722 | 2.7921 | 2.8271 | 3.0145 | 3.3398 | 3.3115 | 2.7995 | 2.3233 | 2.0141 | 1.8383 | 1.8978 | 2.1808 | 2.5102 | 2.7045 | 3.5688 | 4.9406 | 4.9336 | 4.439 | 3.7647 | 3.3043 | 3.1785
2027-01-25 | 2.8177 | 2.6401 | 2.6251 | 2.7639 | 2.6759 | 2.9542 | 3.5119 | 3.8844 | 3.2302 | 2.6624 | 2.39 | 2.0313 | 1.9519 | 2.0762 | 2.5144 | 2.9898 | 3.3792 | 4.2459 | 5.2424 | 4.9908 | 4.5336 | 4.1411 | 3.7406 | 3.3165
2027-01-26 | 3.4858 | 3.2994 | 3.0786 | 3.1727 | 3.2258 | 3.3599 | 4.1667 | 4.4253 | 4.4 | 3.8333 | 3.442 | 3.1573 | 2.4762 | 2.5358 | 3.2356 | 3.7103 | 4.1978 | 4.2083 | 5.171 | 5.2374 | 4.8436 | 4.5165 | 4.0753 | 3.606
2027-01-27 | 3.5386 | 3.2008 | 3.0689 | 3.054 | 2.8157 | 3.0037 | 3.9121 | 4.2666 | 3.7472 | 3.1412 | 2.6202 | 2.2134 | 2.102 | 2.1377 | 2.5085 | 3.1222 | 3.5594 | 4.1364 | 5.207 | 5.2394 | 4.7542 | 4.3985 | 4.0606 | 3.5529
2027-01-28 | 3.5015 | 3.1201 | 3.018 | 3.184 | 3.1045 | 3.3332 | 4.1936 | 4.5552 | 4.4755 | 3.9583 | 3.3619 | 3.1185 | 3.1672 | 3.2132 | 3.2643 | 3.5464 | 3.7167 | 4.0501 | 5.0655 | 5.0724 | 4.5676 | 4.1124 | 3.7343 | 3.5403
2027-01-29 | 3.0463 | 2.9796 | 2.9558 | 2.9055 | 2.84 | 3.2874 | 3.5264 | 3.5211 | 3.4607 | 2.857 | 2.2942 | 2.1196 | 2.1998 | 2.1727 | 2.2857 | 2.779 | 3.721 | 4.3824 | 4.9933 | 4.7925 | 4.2319 | 4.2534 | 4.2907 | 3.9285
2027-01-30 | 3.239 | 2.975 | 3.0716 | 2.9813 | 2.7955 | 3.0187 | 3.471 | 3.5524 | 3.4617 | 2.8302 | 2.3432 | 2.4158 | 2.305 | 2.5948 | 2.9289 | 3.497 | 3.7427 | 3.879 | 4.5601 | 4.5449 | 4.0998 | 3.9361 | 3.7547 | 3.5348
2027-01-31 | 3.3052 | 2.9626 | 3.0205 | 2.952 | 2.66 | 2.6195 | 2.882 | 2.7719 | 2.6047 | 2.3085 | 2.2549 | 2.0173 | 2.1005 | 1.9523 | 2.3688 | 2.362 | 2.6061 | 3.5661 | 4.8273 | 4.9269 | 4.3611 | 3.4416 | 3.3375 | 3.1106
2027-02-01 | 2.7902 | 2.7054 | 2.7175 | 2.8654 | 2.7723 | 3.1065 | 3.8111 | 4.2823 | 3.5994 | 2.877 | 2.8759 | 2.5146 | 2.3724 | 2.5087 | 2.9269 | 2.9919 | 3.4635 | 4.3167 | 4.9842 | 5.0054 | 4.6437 | 4.4393 | 3.8098 | 3.493
2027-02-02 | 3.3592 | 3.112 | 2.9951 | 3.0682 | 3.0432 | 3.1559 | 3.8113 | 3.7846 | 3.5763 | 3.0625 | 2.6691 | 2.2355 | 2.2442 | 2.4631 | 2.6386 | 2.8216 | 3.2806 | 4.2514 | 5.1399 | 5.1243 | 4.5933 | 4.0971 | 3.8416 | 3.5161
2027-02-03 | 3.6746 | 3.2955 | 3.1669 | 3.1495 | 3.04 | 3.4585 | 4.3853 | 4.5585 | 4.406 | 4.3143 | 3.6277 | 3.2937 | 3.1174 | 2.8026 | 3.2591 | 3.4719 | 3.9002 | 4.5659 | 5.1564 | 5.0057 | 4.0956 | 4.1637 | 4.277 | 3.5821
2027-02-04 | 3.3809 | 3.5007 | 3.2295 | 3.1298 | 2.973 | 3.2522 | 4.2362 | 4.1603 | 3.9986 | 3.5448 | 3.2127 | 2.6161 | 2.9957 | 3.173 | 3.1124 | 2.8391 | 3.45 | 4.3168 | 5.1658 | 5.1532 | 4.5801 | 4.184 | 3.8642 | 3.5153
2027-02-05 | 3.3071 | 3.3861 | 3.0598 | 3.0669 | 3.0507 | 3.391 | 4.2709 | 4.6609 | 4.4467 | 3.592 | 3.7511 | 3.1123 | 2.644 | 2.2766 | 2.5655 | 3.1689 | 3.3865 | 3.9403 | 4.9128 | 4.8875 | 4.057 | 4.367 | 4.2944 | 3.5044
2027-02-06 | 3.3161 | 3.3053 | 3.1016 | 2.8844 | 2.6349 | 2.8483 | 2.9421 | 2.94 | 2.6518 | 2.5307 | 2.247 | 2.0831 | 1.7923 | 1.9199 | 2.3359 | 2.8005 | 3.6085 | 3.8211 | 4.6812 | 4.8397 | 4.4465 | 4.0757 | 3.9637 | 3.7112
2027-02-07 | 3.2812 | 3.1557 | 3.3646 | 3.1109 | 2.9557 | 3.0039 | 3.188 | 3.4581 | 3.5045 | 3.0734 | 2.6119 | 2.5767 | 2.7646 | 2.7107 | 2.2589 | 2.4826 | 2.5995 | 3.2483 | 4.5419 | 4.8156 | 4.4126 | 3.9128 | 3.4766 | 3.0919
2027-02-08 | 3.0539 | 3.1077 | 2.8891 | 2.7986 | 2.7398 | 2.9241 | 3.7508 | 3.9424 | 3.3183 | 3.6531 | 3.5847 | 2.861 | 2.6603 | 2.1942 | 2.7723 | 3.3552 | 4.118 | 4.8108 | 4.9556 | 4.6446 | 3.9078 | 4.0336 | 3.6079 | 3.0958
2027-02-09 | 3.0807 | 3.1603 | 2.9308 | 2.7886 | 2.7919 | 3.2691 | 3.7834 | 3.7701 | 3.6504 | 2.9001 | 3.0726 | 3.2349 | 3.2332 | 2.6586 | 2.7552 | 2.8367 | 3.4518 | 3.8297 | 4.7568 | 5.0787 | 4.4409 | 4.068 | 4.2593 | 3.5686
2027-02-10 | 3.0996 | 3.0618 | 2.9832 | 3.0286 | 2.8427 | 3.0214 | 3.4097 | 3.4844 | 3.2863 | 2.7479 | 2.3721 | 2.5932 | 2.6835 | 2.6321 | 2.464 | 2.635 | 3.5696 | 4.2371 | 4.9007 | 4.9105 | 4.5676 | 3.978 | 3.7103 | 3.5721
2027-02-11 | 3.2165 | 3.024 | 2.9795 | 2.9517 | 3.0454 | 3.2736 | 3.8047 | 3.451 | 3.397 | 2.7922 | 2.5864 | 2.2405 | 2.0656 | 1.7822 | 1.9259 | 2.2987 | 2.8373 | 3.6864 | 4.2525 | 4.4056 | 4.119 | 3.8275 | 3.3195 | 3.1259
2027-02-12 | 2.9964 | 2.7616 | 2.7053 | 2.7085 | 2.6883 | 2.9664 | 3.5846 | 3.7815 | 3.3468 | 2.5509 | 1.8602 | 1.6586 | 1.5744 | 1.6314 | 1.9055 | 2.2013 | 2.5099 | 3.2516 | 4.4982 | 4.3713 | 3.6207 | 3.8601 | 3.4771 | 3.031
2027-02-13 | 2.8688 | 2.9405 | 2.7386 | 2.6583 | 2.6251 | 2.7342 | 2.9686 | 2.8075 | 2.535 | 2.2523 | 1.9384 | 1.4554 | 1.3467 | 1.4093 | 1.6742 | 2.1357 | 2.6713 | 3.2707 | 3.8334 | 4.1211 | 3.7784 | 3.5479 | 3.2608 | 3.102
2027-02-14 | 3.0363 | 2.792 | 2.7492 | 2.7245 | 2.6814 | 2.7486 | 2.849 | 2.7933 | 2.6371 | 2.2864 | 1.8002 | 1.588 | 1.354 | 1.4723 | 1.7922 | 2.003 | 2.5075 | 3.1369 | 4.4874 | 4.7148 | 4.2168 | 3.4797 | 3.1441 | 2.8827
2027-02-15 | 2.7688 | 2.8468 | 2.6604 | 2.6385 | 2.7355 | 3.2488 | 3.6222 | 3.5282 | 3.2447 | 2.551 | 2.1928 | 2.0824 | 1.8733 | 1.9065 | 2.2292 | 2.6302 | 3.4534 | 4.0735 | 4.7447 | 4.7764 | 4.308 | 4.0528 | 3.5965 | 3.5419
2027-02-16 | 3.109 | 2.8997 | 2.8347 | 2.9454 | 2.8839 | 3.0301 | 3.6682 | 3.5795 | 4.0554 | 3.7406 | 3.1646 | 2.9899 | 2.8238 | 3.1563 | 3.2132 | 3.4557 | 3.7922 | 4.2833 | 5.1473 | 5.1334 | 4.6106 | 4.2668 | 4.0266 | 3.469
2027-02-17 | 3.1472 | 3.0192 | 3.0143 | 3.2591 | 3.1534 | 3.1955 | 3.4752 | 3.5965 | 3.8404 | 3.5737 | 3.2272 | 3.2318 | 3.544 | 3.7077 | 3.7827 | 4.1393 | 4.6949 | 4.6214 | 4.7738 | 4.7516 | 4.4592 | 4.006 | 3.8724 | 3.5567
2027-02-18 | 3.4108 | 3.0586 | 3.0777 | 3.1407 | 3.1839 | 3.3163 | 4.1496 | 4.2581 | 4.3228 | 4.0287 | 3.6021 | 2.7117 | 2.4683 | 2.5788 | 2.8365 | 2.6613 | 3.6918 | 3.7662 | 4.516 | 4.7901 | 4.639 | 4.344 | 3.8732 | 3.6838
2027-02-19 | 3.1379 | 2.9932 | 2.963 | 2.9369 | 2.8404 | 3.1839 | 4.0853 | 4.2781 | 3.4707 | 3.4785 | 2.9541 | 2.2771 | 2.32 | 2.6422 | 2.4194 | 2.5504 | 3.077 | 3.8133 | 4.276 | 4.7141 | 4.459 | 4.3551 | 3.695 | 3.3396
2027-02-20 | 3.2797 | 2.9083 | 2.8482 | 2.8029 | 2.7753 | 2.7678 | 2.7896 | 2.8663 | 2.6288 | 2.5062 | 2.2966 | 1.8096 | 1.6759 | 1.8846 | 2.2479 | 3.0392 | 3.5468 | 4.0666 | 4.1665 | 4.2119 | 4.0125 | 4.0674 | 3.5393 | 3.2851
2027-02-21 | 3.1368 | 3.2451 | 2.9542 | 2.8367 | 2.6917 | 2.7204 | 2.7504 | 2.9391 | 3.0625 | 2.703 | 2.5405 | 2.5141 | 2.8808 | 2.7314 | 2.4641 | 2.777 | 3.1918 | 4.0177 | 4.469 | 4.3741 | 3.6199 | 3.1841 | 3.523 | 3.0337
2027-02-22 | 2.7785 | 2.6716 | 2.7592 | 2.6373 | 2.7053 | 2.7916 | 2.8674 | 2.9478 | 2.9726 | 2.5505 | 2.0886 | 1.3938 | 1.414 | 1.7095 | 2.1849 | 2.5481 | 2.8004 | 3.4933 | 4.5285 | 5.0539 | 4.0641 | 3.9755 | 3.9136 | 3.1923
2027-02-23 | 2.9002 | 3.0576 | 2.8934 | 2.7468 | 2.6696 | 2.8805 | 3.5859 | 3.4746 | 2.8524 | 2.5998 | 2.3496 | 1.9777 | 1.8936 | 2.2235 | 2.4212 | 2.5224 | 3.1689 | 4.1191 | 5.0038 | 5.0324 | 4.5196 | 4.6101 | 3.9376 | 3.3076
2027-02-24 | 2.9668 | 2.8371 | 2.8899 | 2.6734 | 2.5556 | 2.8218 | 3.4482 | 3.6136 | 3.3911 | 2.8402 | 2.6704 | 2.3681 | 2.2835 | 2.4007 | 2.6037 | 3.1241 | 3.4151 | 3.8839 | 4.8534 | 5.1389 | 4.6164 | 4.1215 | 3.9159 | 3.7549
2027-02-25 | 3.3694 | 3.1606 | 3.0614 | 3.218 | 3.0583 | 3.2497 | 3.8432 | 3.8941 | 4.0228 | 3.533 | 3.2905 | 3.8251 | 3.8124 | 3.391 | 3.3929 | 3.647 | 4.4556 | 4.4479 | 4.7663 | 4.7422 | 4.3271 | 3.9187 | 3.8255 | 3.4233
2027-02-26 | 3.0679 | 2.9417 | 2.8711 | 2.8888 | 2.8962 | 3.1088 | 3.8537 | 3.9063 | 3.4555 | 3.1503 | 2.3919 | 2.0582 | 2.16 | 2.5538 | 2.624 | 2.8518 | 3.4233 | 4.2392 | 4.6027 | 4.5975 | 4.4487 | 4.4362 | 3.9512 | 3.5489
2027-02-27 | 3.6381 | 3.2247 | 3.0199 | 2.9267 | 2.8138 | 3.1924 | 3.2855 | 3.3634 | 3.1048 | 2.679 | 2.3249 | 1.8516 | 2.0838 | 2.2503 | 2.3571 | 2.6352 | 3.4876 | 4.3113 | 4.2974 | 4.4947 | 4.2809 | 3.9347 | 3.7324 | 3.442
2027-02-28 | 3.4681 | 3.0494 | 2.9688 | 2.9275 | 2.7746 | 2.8488 | 3.065 | 3.4384 | 3.1465 | 2.6809 | 2.5978 | 2.4518 | 2.3018 | 2.1946 | 2.7258 | 2.9093 | 3.3035 | 4.2306 | 4.9797 | 5.004 | 4.2022 | 3.6835 | 3.3497 | 2.9887
2027-03-01 | 3.038 | 3.0337 | 2.791 | 2.8221 | 2.9259 | 3.2129 | 4.002 | 3.8866 | 3.6615 | 3.1083 | 2.6535 | 2.1848 | 2.3536 | 2.4536 | 2.6993 | 3.003 | 3.8295 | 4.3442 | 4.7517 | 4.6324 | 4.4542 | 4.257 | 3.7065 | 3.3627
2027-03-02 | 3.1926 | 3.1304 | 2.8888 | 2.8745 | 2.8401 | 3.4204 | 3.8392 | 3.7847 | 3.3969 | 3.0122 | 2.4653 | 2.2543 | 2.4019 | 2.3238 | 2.4163 | 2.6716 | 3.5574 | 4.0112 | 4.7103 | 4.9666 | 4.4799 | 4.0769 | 3.9288 | 3.7269
2027-03-03 | 3.277 | 3.11 | 2.6991 | 2.6183 | 2.6295 | 3.3872 | 3.7403 | 3.524 | 3.9157 | 3.6139 | 3.1511 | 2.7313 | 2.6035 | 2.3501 | 2.7482 | 3.4659 | 4.0806 | 3.9443 | 4.6796 | 5.0369 | 4.6311 | 4.4422 | 4.1735 | 3.3946
2027-03-04 | 3.1975 | 3.1588 | 3.2948 | 3.0796 | 3.0165 | 3.3333 | 4.2888 | 4.355 | 3.9083 | 3.1157 | 2.2464 | 2.1146 | 2.182 | 2.0171 | 2.614 | 2.8496 | 3.3823 | 3.9775 | 4.6548 | 4.7129 | 4.3768 | 4.1 | 3.7462 | 3.2478
2027-03-05 | 3.0589 | 2.9767 | 3.0729 | 3.2364 | 2.8804 | 3.0593 | 3.5212 | 3.6315 | 3.2601 | 2.699 | 2.4377 | 2.4007 | 2.6751 | 2.5925 | 2.3467 | 3.0644 | 3.5314 | 3.988 | 4.4792 | 4.7089 | 4.2575 | 3.9014 | 4.0804 | 3.696
2027-03-06 | 3.1086 | 3.1678 | 3.0745 | 2.9107 | 2.8102 | 2.9576 | 3.362 | 3.4337 | 2.9101 | 2.9716 | 3.038 | 2.4672 | 2.2973 | 2.2239 | 2.4067 | 2.3839 | 3.1346 | 3.8967 | 4.3133 | 4.0494 | 3.9042 | 4.0939 | 3.8142 | 3.3573
2027-03-07 | 3.3556 | 3.1382 | 2.8847 | 2.8843 | 2.7361 | 2.9263 | 2.7861 | 2.8418 | 2.7908 | 2.7071 | 2.3438 | 2.0524 | 1.8692 | 2.1257 | 2.1442 | 2.1889 | 2.8011 | 3.7056 | 4.5515 | 4.7287 | 4.1575 | 3.5159 | 3.2129 | 2.9476
2027-03-08 | 3.0332 | 2.9077 | 2.7808 | 2.6852 | 2.7279 | 3.2802 | 3.9091 | 3.6548 | 3.4865 | 2.7083 | 2.2289 | 1.8539 | 1.9129 | 2.1975 | 2.0999 | 2.332 | 2.9783 | 3.8368 | 4.625 | 5.0114 | 4.467 | 3.9292 | 3.5859 | 3.3781
2027-03-09 | 3.3097 | 3.1586 | 2.9722 | 2.9159 | 2.8957 | 3.367 | 4.252 | 3.8069 | 3.4856 | 3.0216 | 2.5794 | 2.146 | 1.9484 | 2.2047 | 2.1289 | 2.2157 | 2.7531 | 3.7367 | 4.5898 | 4.9298 | 4.397 | 3.8315 | 3.6136 | 3.0961
2027-03-10 | 3.0577 | 3.0938 | 2.9124 | 2.8766 | 2.8329 | 3.0778 | 4.0317 | 3.4841 | 2.9866 | 2.3349 | 1.9241 | 1.957 | 2.2914 | 2.1261 | 1.7963 | 2.3374 | 2.8729 | 3.3308 | 4.2953 | 4.8095 | 4.3459 | 3.6562 | 3.6438 | 3.3289
2027-03-11 | 2.8908 | 2.826 | 2.8999 | 2.6935 | 2.7029 | 2.9944 | 3.7258 | 3.9824 | 3.4185 | 2.8497 | 2.3474 | 2.1013 | 2.0228 | 2.115 | 2.3679 | 2.6005 | 3.0142 | 3.4919 | 4.6805 | 4.9087 | 4.3326 | 3.83 | 3.5235 | 3.1264
2027-03-12 | 2.9598 | 2.9478 | 3.0746 | 2.8642 | 2.8696 | 3.2684 | 4.0571 | 3.506 | 3.1464 | 2.863 | 2.2936 | 2.1337 | 2.3274 | 2.1608 | 1.9287 | 2.234 | 2.9036 | 3.3215 | 3.8107 | 4.1015 | 3.6451 | 3.7684 | 3.7001 | 3.3677
2027-03-13 | 3.1626 | 2.9043 | 2.6986 | 2.6668 | 2.6371 | 2.8332 | 3.0434 | 3.1373 | 2.777 | 2.2964 | 1.8463 | 1.1389 | 1.3364 | 1.3512 | 1.4499 | 2.0856 | 2.9389 | 3.2278 | 3.8586 | 4.24 | 3.8923 | 3.4676 | 3.2537 | 3.0397
2027-03-14 | 3.0519 | 2.7628 | 2.6888 | 2.7112 | 2.7465 | 2.6923 | 2.8787 | 2.9462 | 3.0671 | 2.7601 | 1.8781 | 1.7704 | 1.827 | 1.3953 | 1.9349 | 2.5377 | 3.209 | 3.6562 | 4.2662 | 4.1389 | 3.7518 | 3.426 | 3.4333 | 2.884
2027-03-15 | 2.8111 | 2.8399 | 2.6009 | 2.5696 | 2.6501 | 2.9443 | 3.7942 | 4.0553 | 3.5717 | 2.7405 | 2.7511 | 2.6498 | 2.8916 | 2.4747 | 2.5067 | 3.1489 | 3.3652 | 3.8895 | 4.767 | 4.7853 | 3.9942 | 3.7041 | 3.6718 | 3.0588
2027-03-16 | 2.8958 | 2.2479 | 1.7742 | 2.0083 | 2.5594 | 2.9154 | 4.0564 | 4.2256 | 3.6459 | 3.5472 | 3.3738 | 3.2352 | 3.2544 | 3.3884 | 3.4812 | 3.3226 | 3.7617 | 4.1688 | 4.9826 | 4.866 | 4.4497 | 4.0657 | 3.6203 | 3.1718
2027-03-17 | 2.9452 | 3.004 | 2.7668 | 2.5661 | 2.6514 | 2.9643 | 3.5961 | 4.0273 | 3.8861 | 3.2291 | 2.9228 | 2.6259 | 2.8787 | 2.5944 | 2.4745 | 3.5124 | 3.7117 | 4.0025 | 4.9703 | 5.1755 | 4.6483 | 4.0182 | 3.7672 | 3.6694
2027-03-18 | 3.1227 | 3.0235 | 3.0938 | 2.8264 | 2.8863 | 3.3221 | 4.0536 | 4.1742 | 3.7175 | 3.0601 | 2.65 | 2.3818 | 2.3574 | 2.4622 | 2.8005 | 3.1131 | 3.6552 | 4.3761 | 5.0086 | 5.3107 | 4.7179 | 4.0922 | 3.5669 | 3.3311
2027-03-19 | 2.9813 | 2.85 | 2.7829 | 2.823 | 2.8928 | 3.0332 | 3.5623 | 3.7153 | 3.3768 | 3.2062 | 3.104 | 2.7734 | 2.4987 | 2.7989 | 3.2006 | 3.6064 | 4.0436 | 3.8972 | 4.5331 | 4.8724 | 4.5094 | 4.2027 | 3.8996 | 3.5988
2027-03-20 | 3.4713 | 3.2044 | 2.9616 | 3.0179 | 3.1713 | 3.0825 | 3.2328 | 3.1407 | 2.8974 | 2.358 | 2.0629 | 1.759 | 1.7208 | 1.9517 | 2.004 | 2.3631 | 3.0253 | 3.7979 | 4.4057 | 4.5134 | 4.1741 | 4.1332 | 3.6546 | 3.3977
2027-03-21 | 3.3926 | 3.276 | 2.9723 | 2.8867 | 2.7965 | 3.106 | 3.3074 | 3.1627 | 2.7949 | 2.7129 | 2.3209 | 2.3412 | 2.149 | 2.0531 | 2.1458 | 2.0961 | 2.4404 | 3.2461 | 4.439 | 4.5866 | 4.2556 | 3.8688 | 3.5316 | 3.1634
2027-03-22 | 3.1267 | 3.0524 | 2.7581 | 2.5148 | 2.5702 | 2.9475 | 3.1971 | 3.2795 | 3.3758 | 2.8556 | 2.474 | 2.0488 | 2.4384 | 3.1932 | 2.9831 | 3.1202 | 3.3214 | 3.4456 | 4.1039 | 4.706 | 4.3686 | 3.7448 | 3.4375 | 3.3793
2027-03-23 | 3.1461 | 2.851 | 2.7461 | 2.9376 | 2.8726 | 3.1317 | 3.634 | 3.7171 | 3.7587 | 3.6649 | 3.2591 | 2.6393 | 2.5801 | 2.8582 | 2.8907 | 3.2501 | 3.9207 | 4.2031 | 4.6151 | 4.7402 | 4.3606 | 3.9445 | 3.4053 | 3.1986
2027-03-24 | 3.0073 | 2.8106 | 2.8024 | 2.8051 | 2.8552 | 3.4172 | 3.6412 | 3.6185 | 3.4561 | 2.9068 | 2.5461 | 2.1596 | 2.5189 | 2.4246 | 2.6642 | 3.1261 | 3.6013 | 4.2494 | 4.7106 | 4.7695 | 4.1182 | 3.6086 | 3.442 | 3.2798
2027-03-25 | 3.2634 | 3.059 | 2.8483 | 2.8071 | 3.0312 | 3.2457 | 3.6652 | 3.6375 | 3.7512 | 3.6557 | 2.9816 | 2.1846 | 2.3244 | 2.7012 | 2.7945 | 3.0189 | 3.5146 | 4.3056 | 4.8062 | 4.935 | 4.299 | 3.9219 | 3.6737 | 3.3612
2027-03-26 | 3.3237 | 3.2009 | 2.9629 | 2.949 | 2.8868 | 3.2035 | 3.698 | 3.4265 | 2.9617 | 2.9253 | 2.5548 | 2.3362 | 2.3216 | 2.6523 | 2.6314 | 3.2352 | 3.6924 | 4.4493 | 4.3651 | 4.3365 | 4.3591 | 4.2102 | 3.7658 | 3.5761
2027-03-27 | 3.5031 | 3.2155 | 2.9873 | 2.9486 | 3.2103 | 3.2187 | 3.4316 | 3.7189 | 3.846 | 4.1037 | 3.6661 | 3.0437 | 2.9 | 2.8057 | 2.6158 | 2.827 | 3.1254 | 3.7093 | 3.7944 | 4.106 | 4.0073 | 3.5565 | 3.416 | 3.2241
2027-03-28 | 3.0631 | 2.7709 | 2.684 | 2.5817 | 2.5122 | 2.5848 | 2.6142 | 2.8031 | 2.5676 | 2.3855 | 1.8619 | 1.399 | 1.4417 | 1.4627 | 1.4547 | 1.6734 | 2.4561 | 3.169 | 3.7759 | 4.5084 | 4.3323 | 3.8741 | 3.6525 | 3.4904
2027-03-29 | 3.1225 | 2.8114 | 2.7495 | 2.8404 | 2.9749 | 3.0621 | 3.3829 | 3.3821 | 3.2565 | 3.351 | 2.4097 | 2.4337 | 2.3654 | 2.0437 | 1.9467 | 2.2487 | 2.7757 | 3.4418 | 4.1857 | 4.7606 | 4.3668 | 3.8361 | 3.8634 | 3.3827
2027-03-30 | 2.926 | 2.9859 | 2.9535 | 2.7893 | 2.7927 | 3.0535 | 3.8988 | 3.5013 | 2.7801 | 2.5328 | 2.3315 | 2.0354 | 2.0845 | 2.1996 | 2.0243 | 2.3971 | 3.1186 | 4.0343 | 4.3985 | 4.9011 | 4.6292 | 4.2965 | 3.8565 | 3.5946
2027-03-31 | 3.1036 | 2.9695 | 2.9022 | 2.8891 | 2.8998 | 3.4051 | 3.6934 | 3.547 | 3.2436 | 2.6802 | 2.3072 | 2.0592 | 2.1928 | 2.1426 | 2.1534 | 2.4666 | 3.3099 | 3.8957 | 4.3896 | 5.0016 | 4.7032 | 4.2994 | 3.8922 | 3.6091
2027-04-01 | 3.2994 | 2.9265 | 2.8801 | 3.0282 | 3.0922 | 3.3551 | 3.8524 | 3.7874 | 3.4421 | 2.8777 | 2.4467 | 2.2034 | 2.3745 | 2.4019 | 2.4377 | 2.7192 | 3.6162 | 4.2174 | 4.744 | 5.1244 | 5.011 | 4.4961 | 3.7202 | 3.3023
2027-04-02 | 3.2798 | 2.9753 | 2.8474 | 2.7891 | 2.8297 | 2.9763 | 3.4062 | 3.4648 | 2.8563 | 2.3478 | 1.9619 | 1.8497 | 1.9416 | 2.014 | 2.0174 | 2.3694 | 3.2126 | 3.6978 | 4.2956 | 4.9731 | 4.6316 | 4.2346 | 3.7815 | 3.4853
2027-04-03 | 3.3973 | 3.1111 | 2.8802 | 2.8346 | 2.955 | 3.0511 | 3.0764 | 3.1061 | 2.7827 | 2.8873 | 2.5275 | 2.5704 | 2.7485 | 2.8366 | 2.8283 | 2.8176 | 2.8354 | 3.8084 | 3.9781 | 4.5241 | 4.2531 | 3.9609 | 3.561 | 3.2473
2027-04-04 | 3.29 | 2.9609 | 2.8363 | 2.8162 | 2.7105 | 2.824 | 2.8111 | 2.7944 | 2.7771 | 2.45 | 2.0805 | 2.2883 | 2.2691 | 2.1016 | 2.3072 | 2.5753 | 2.9498 | 3.6301 | 4.4964 | 4.9824 | 4.4014 | 4.1314 | 4.0085 | 3.6531
2027-04-05 | 3.332 | 3.0376 | 3.0016 | 3.0041 | 3.0491 | 3.5294 | 4.5147 | 4.3651 | 4.3809 | 4.0147 | 3.6693 | 3.2674 | 3.8377 | 3.8608 | 3.7638 | 3.7097 | 4.5842 | 4.9441 | 5.0392 | 4.7149 | 4.1226 | 3.7877 | 3.4501 | 3.2922
2027-04-06 | 3.0417 | 2.8789 | 2.8381 | 2.5108 | 2.3195 | 2.4226 | 2.9719 | 3.747 | 3.3242 | 2.8852 | 3.2138 | 2.8333 | 2.5803 | 2.7179 | 2.9575 | 3.2299 | 4.115 | 4.6418 | 4.7985 | 4.8349 | 4.6669 | 4.2189 | 3.7394 | 3.5754
2027-04-07 | 3.086 | 2.8798 | 2.8677 | 2.8969 | 2.8798 | 3.2494 | 3.9527 | 4.356 | 3.4125 | 3.3812 | 3.5915 | 3.3798 | 2.6063 | 2.6469 | 3.1077 | 3.1983 | 3.7644 | 4.3756 | 4.9142 | 5.1312 | 4.7118 | 4.3718 | 3.8801 | 3.2491
2027-04-08 | 3.2007 | 3.0976 | 3.048 | 3.2189 | 3.0906 | 3.4394 | 4.1688 | 4.0331 | 4.3083 | 4.0689 | 3.5235 | 3.7729 | 3.0041 | 2.982 | 3.3873 | 3.6017 | 4.1952 | 4.2761 | 4.7862 | 5.1203 | 4.7415 | 4.1678 | 4.3044 | 3.764
2027-04-09 | 3.1082 | 2.963 | 2.8922 | 2.9318 | 3.0093 | 3.0938 | 3.3475 | 3.5133 | 3.3833 | 2.9886 | 2.6796 | 2.4069 | 2.4668 | 2.3509 | 2.7494 | 3.1907 | 3.0664 | 3.7341 | 4.7049 | 5.0206 | 4.4572 | 3.9891 | 3.8283 | 3.3876
2027-04-10 | 3.4082 | 3.2267 | 2.9126 | 2.8853 | 3.0342 | 3.2701 | 3.111 | 3.0999 | 3.0483 | 2.7578 | 2.6424 | 2.4817 | 2.5403 | 2.4801 | 2.7085 | 3.2184 | 3.5307 | 4.1707 | 4.8791 | 4.8391 | 4.2297 | 4.372 | 4.3063 | 3.5665
2027-04-11 | 3.264 | 3.1469 | 3.3416 | 2.9986 | 2.9011 | 2.9025 | 2.9782 | 3.1029 | 2.8409 | 3.0762 | 2.8897 | 2.5736 | 2.3388 | 2.3089 | 2.432 | 2.5863 | 3.2243 | 3.6728 | 4.2273 | 4.7957 | 4.4303 | 4.1129 | 3.5681 | 3.107
2027-04-12 | 2.9565 | 2.9077 | 3.0617 | 2.9014 | 2.8953 | 3.2016 | 3.9331 | 3.9526 | 3.2531 | 2.6834 | 2.2823 | 2.1339 | 2.0439 | 2.1299 | 2.1452 | 2.3001 | 2.8591 | 3.7424 | 4.5001 | 5.0423 | 4.4999 | 3.8945 | 3.5014 | 3.1159
2027-04-13 | 3.045 | 3.0321 | 2.8398 | 2.7845 | 3.0141 | 3.3075 | 3.6334 | 3.4772 | 3.1804 | 2.5565 | 2.2329 | 2.031 | 2.1327 | 2.2763 | 2.1658 | 2.4052 | 3.1102 | 3.887 | 4.4626 | 4.9526 | 4.6694 | 4.1286 | 3.6335 | 3.1684
2027-04-14 | 3.1246 | 2.9991 | 2.8437 | 2.841 | 2.8927 | 3.1424 | 3.383 | 3.3811 | 2.872 | 2.4729 | 2.2323 | 2.1544 | 2.1295 | 2.2845 | 2.5138 | 2.9688 | 3.3279 | 3.7015 | 4.693 | 5.112 | 4.704 | 3.8314 | 3.5445 | 3.5739
2027-04-15 | 3.0391 | 2.9029 | 2.8876 | 2.997 | 3.0903 | 3.2254 | 3.7565 | 3.5554 | 3.1251 | 2.6567 | 2.3757 | 2.1372 | 2.2716 | 2.2614 | 2.0826 | 2.3828 | 3.3562 | 3.7856 | 4.3505 | 5.1177 | 4.6732 | 4.074 | 3.5198 | 3.3467
2027-04-16 | 3.0373 | 2.9074 | 2.839 | 2.8329 | 2.8282 | 3.0454 | 3.9222 | 3.7871 | 3.35 | 2.7797 | 2.4105 | 2.3114 | 2.4467 | 2.5156 | 2.3447 | 2.8706 | 3.6647 | 4.4423 | 4.8979 | 5.124 | 4.6322 | 4.1207 | 4.0905 | 3.6568
2027-04-17 | 3.5929 | 3.2699 | 3.0676 | 3.0293 | 3.1061 | 3.2771 | 3.0377 | 2.8679 | 2.6794 | 2.325 | 2.0166 | 1.8685 | 1.7461 | 1.9142 | 1.9631 | 2.1885 | 2.9583 | 3.7702 | 4.3839 | 4.6189 | 3.9418 | 3.7432 | 3.8644 | 3.514
2027-04-18 | 3.6185 | 3.2906 | 3.0631 | 3.009 | 3.0585 | 3.3398 | 3.2822 | 3.0659 | 2.6576 | 2.3772 | 2.5316 | 2.3938 | 2.3015 | 2.1777 | 2.0387 | 2.5517 | 2.9614 | 3.5577 | 4.6588 | 5.1099 | 4.7994 | 4.4054 | 3.9871 | 3.3368
2027-04-19 | 3.1531 | 3.2489 | 3.2141 | 3.0249 | 3.0076 | 3.7162 | 4.0748 | 3.8236 | 3.5997 | 2.9497 | 2.6101 | 2.4617 | 2.3772 | 2.5842 | 2.7976 | 2.6152 | 3.1774 | 4.1971 | 4.8742 | 4.9897 | 4.548 | 3.9799 | 3.4191 | 3.0955
2027-04-20 | 3.1252 | 2.9808 | 2.8498 | 2.8753 | 3.07 | 3.1837 | 3.6303 | 3.8347 | 3.8656 | 3.4206 | 2.677 | 2.4519 | 2.3935 | 2.3327 | 2.5448 | 2.8504 | 3.2375 | 3.8449 | 4.6996 | 5.0005 | 4.51 | 3.6794 | 3.4419 | 3.0875
2027-04-21 | 2.8693 | 2.9841 | 2.8675 | 2.8047 | 2.8457 | 3.1291 | 3.5973 | 3.4745 | 2.9234 | 2.6059 | 2.3904 | 2.0628 | 1.9648 | 2.2814 | 2.4076 | 2.6116 | 3.3236 | 4.1039 | 4.6196 | 5.0429 | 4.5286 | 3.9088 | 3.4733 | 3.1602
2027-04-22 | 3.0624 | 3.1556 | 2.93 | 2.9027 | 2.9278 | 3.5171 | 4.0211 | 3.5564 | 3.912 | 3.4547 | 3.3184 | 3.1212 | 3.3523 | 3.1516 | 3.1776 | 3.3706 | 4.1083 | 4.4501 | 4.6256 | 5.0511 | 4.7657 | 4.0204 | 4.0125 | 3.8262
2027-04-23 | 3.2581 | 3.0684 | 2.9966 | 2.8823 | 2.867 | 3.2626 | 3.4292 | 3.5808 | 3.7699 | 3.2751 | 2.7552 | 2.5247 | 2.6827 | 2.4613 | 2.2813 | 2.3588 | 3.1223 | 3.8781 | 3.9592 | 4.3072 | 4.2252 | 3.7251 | 3.6269 | 3.4219
2027-04-24 | 3.2042 | 2.9084 | 2.8062 | 2.7721 | 2.8195 | 2.9507 | 3.326 | 2.9989 | 2.7602 | 2.7266 | 2.2214 | 1.8002 | 1.9973 | 1.7709 | 2.0077 | 2.346 | 2.963 | 3.1311 | 4.0277 | 4.6252 | 4.2972 | 3.6102 | 3.6198 | 3.5907
2027-04-25 | 3.0504 | 2.9608 | 3.0178 | 3.0149 | 2.899 | 2.9008 | 2.7687 | 2.7026 | 2.6908 | 2.4378 | 2.095 | 1.8581 | 1.9959 | 1.771 | 1.8232 | 2.254 | 2.778 | 3.6654 | 4.2687 | 4.9356 | 4.6243 | 3.8553 | 3.5106 | 3.4059
2027-04-26 | 3.1015 | 2.8161 | 2.7727 | 2.7275 | 2.8212 | 3.2843 | 3.9343 | 3.3206 | 3.4018 | 3.2826 | 3.1204 | 2.5697 | 2.5431 | 2.5167 | 2.5202 | 2.8719 | 3.4123 | 4.0338 | 4.5834 | 5.0595 | 4.5596 | 3.8952 | 3.5147 | 3.1553
2027-04-27 | 3.0561 | 3.1451 | 2.8805 | 2.7922 | 2.822 | 2.9707 | 3.5469 | 3.0479 | 3.2135 | 2.6404 | 2.5464 | 2.5914 | 2.3082 | 2.2917 | 2.9676 | 2.8127 | 2.9919 | 3.7293 | 4.5486 | 4.8866 | 4.4678 | 3.727 | 3.3456 | 3.0693
2027-04-28 | 2.904 | 2.8973 | 2.9622 | 2.8298 | 2.8487 | 3.2053 | 3.6605 | 3.4575 | 3.313 | 2.9273 | 2.5816 | 2.3061 | 2.3178 | 2.5611 | 2.5639 | 2.5693 | 3.1632 | 4.0298 | 4.5673 | 5.0965 | 4.5953 | 3.617 | 3.1128 | 2.8601
2027-04-29 | 2.8898 | 2.8359 | 2.6073 | 2.6854 | 2.8174 | 2.8483 | 3.1965 | 3.2226 | 3.257 | 2.9089 | 2.6052 | 2.4926 | 2.295 | 2.5884 | 2.7484 | 3.2102 | 4.0226 | 4.0968 | 4.6193 | 5.1323 | 4.734 | 3.9253 | 3.2976 | 2.9746
2027-04-30 | 3.0039 | 2.9073 | 2.783 | 2.7262 | 2.7986 | 3.0642 | 3.7564 | 3.6639 | 3.7145 | 3.8537 | 3.5637 | 3.2496 | 2.8148 | 2.7769 | 3.2124 | 3.5714 | 3.5152 | 3.6196 | 4.352 | 4.6721 | 4.031 | 3.822 | 3.8553 | 3.1
2027-05-01 | 2.8845 | 2.8985 | 2.7626 | 2.7558 | 2.7943 | 3.1318 | 2.9625 | 3.1876 | 3.1002 | 2.8272 | 2.7935 | 2.4347 | 2.3367 | 2.5148 | 2.3892 | 2.3421 | 2.6207 | 3.3954 | 4.1102 | 3.8183 | 3.5563 | 3.6085 | 3.2283 | 2.8427
2027-05-02 | 2.7688 | 2.8787 | 2.6943 | 2.6161 | 2.6915 | 2.8281 | 2.9891 | 2.6865 | 2.3898 | 2.3903 | 2.0758 | 1.6678 | 1.7215 | 1.9785 | 2.1673 | 2.3661 | 2.5849 | 3.2081 | 3.7602 | 4.1699 | 4.0958 | 3.7113 | 3.1051 | 2.843
2027-05-03 | 2.916 | 2.7594 | 2.7024 | 2.7033 | 2.7921 | 3.203 | 3.4923 | 3.4208 | 3.6439 | 2.7291 | 2.4831 | 2.4361 | 2.3235 | 2.252 | 2.5736 | 2.7714 | 2.6999 | 3.2394 | 4.3809 | 4.6374 | 4.2632 | 4.1991 | 3.898 | 3.078
2027-05-04 | 3.0284 | 3.0352 | 2.8002 | 2.8077 | 2.8417 | 3.0796 | 3.5077 | 2.7647 | 2.6321 | 2.4404 | 2.2861 | 2.0658 | 2.0444 | 2.1309 | 2.3821 | 2.9011 | 3.7807 | 4.1115 | 4.3934 | 4.8143 | 4.3291 | 3.7344 | 3.2966 | 3.0396
2027-05-05 | 3.0208 | 2.8685 | 2.7573 | 2.7058 | 2.7918 | 3.0744 | 3.7328 | 4.1172 | 4.1668 | 4.0226 | 3.3052 | 3.5789 | 3.4789 | 3.2416 | 3.6361 | 3.6747 | 3.7927 | 4.1202 | 4.7742 | 5.0482 | 4.2864 | 3.6546 | 3.899 | 3.178
2027-05-06 | 2.8864 | 3.0181 | 2.7197 | 2.5232 | 2.5895 | 2.9228 | 3.5161 | 3.2492 | 3.4276 | 3.1991 | 2.6605 | 2.7886 | 3.2177 | 3.4155 | 3.2354 | 3.5042 | 3.6216 | 4.5711 | 4.7186 | 4.8654 | 4.6385 | 4.3987 | 3.9723 | 3.3133
2027-05-07 | 3.0538 | 2.9084 | 3.0018 | 3.0108 | 3.0121 | 3.4579 | 4.112 | 4.2324 | 3.6459 | 2.9538 | 3.5123 | 3.5417 | 3.4543 | 2.7293 | 3.1217 | 3.7126 | 3.903 | 4.0325 | 4.8499 | 4.7958 | 4.3192 | 4.3387 | 4.1558 | 3.4432
2027-05-08 | 3.1727 | 3.0431 | 2.7781 | 2.6393 | 2.6163 | 2.8517 | 2.8633 | 2.7186 | 2.5791 | 2.6686 | 2.6103 | 2.3993 | 2.3001 | 2.3543 | 2.3663 | 2.4763 | 3.0208 | 3.7882 | 4.3509 | 4.2571 | 4.1006 | 4.0053 | 3.653 | 3.1177
2027-05-09 | 2.9091 | 2.9754 | 2.8904 | 2.7644 | 2.7929 | 2.8319 | 2.9116 | 2.7906 | 2.5947 | 2.2595 | 2.0838 | 1.8389 | 1.4656 | 1.6581 | 1.7603 | 2.0233 | 2.3968 | 3.0496 | 4.2126 | 4.704 | 4.254 | 3.5565 | 3.6153 | 3.1191
2027-05-10 | 2.8991 | 2.8595 | 2.923 | 2.7514 | 2.8382 | 3.2619 | 4.0947 | 3.5671 | 2.8989 | 2.6589 | 2.257 | 2.1714 | 2.4074 | 2.2918 | 2.2154 | 2.3025 | 2.8572 | 3.7621 | 4.2238 | 4.7269 | 4.4305 | 3.9449 | 3.2951 | 3.1061
2027-05-11 | 3.008 | 2.7619 | 2.5406 | 2.5931 | 2.7974 | 2.8608 | 3.2583 | 3.3152 | 3.6897 | 3.5257 | 3.094 | 3.7213 | 3.3816 | 3.7491 | 3.257 | 3.0282 | 3.5521 | 4.085 | 4.6117 | 5.138 | 4.7507 | 4.1715 | 3.7878 | 3.6705
2027-05-12 | 3.0389 | 2.9173 | 2.8452 | 2.841 | 2.8406 | 3.2039 | 3.9729 | 3.8814 | 3.2914 | 2.8823 | 2.442 | 2.1949 | 2.1575 | 2.1243 | 2.3178 | 2.6399 | 2.9953 | 3.8541 | 4.7033 | 5.1398 | 4.9951 | 4.3 | 3.7773 | 3.2888
2027-05-13 | 3.08 | 3.1477 | 2.9145 | 2.8299 | 2.8611 | 3.2873 | 4.049 | 3.5842 | 3.3744 | 2.9494 | 2.776 | 2.7734 | 2.7215 | 2.545 | 2.897 | 3.0366 | 3.5621 | 4.3994 | 5.0171 | 5.1509 | 4.9621 | 4.405 | 3.9455 | 3.5217
2027-05-14 | 3.2292 | 3.0967 | 3.0871 | 3.1847 | 3.2629 | 3.4708 | 3.9497 | 3.7136 | 3.4592 | 3.0149 | 2.5785 | 2.4296 | 2.6342 | 2.7624 | 2.9911 | 3.1966 | 3.3325 | 3.5836 | 4.4353 | 5.0119 | 4.6482 | 4.0273 | 3.7897 | 3.6626
2027-05-15 | 3.1574 | 3.0217 | 3.1461 | 2.8851 | 2.8494 | 2.9923 | 3.2101 | 3.1615 | 2.5057 | 2.0494 | 1.771 | 1.562 | 1.5072 | 1.6594 | 1.9552 | 2.1906 | 2.7456 | 3.7617 | 4.4177 | 4.8214 | 4.2913 | 3.7435 | 3.6694 | 3.3095
2027-05-16 | 3.1776 | 3.1347 | 2.8712 | 2.8434 | 2.8448 | 2.8977 | 3.0988 | 2.9167 | 2.5287 | 2.312 | 2.1291 | 1.9936 | 1.9765 | 1.9942 | 1.9728 | 2.2315 | 2.7695 | 3.8249 | 4.4791 | 4.8549 | 4.3394 | 3.8419 | 3.7204 | 3.3836
2027-05-17 | 3.1888 | 3.0001 | 2.8012 | 2.7465 | 2.6868 | 2.9503 | 3.3377 | 3.1417 | 3.3964 | 3.1249 | 2.8671 | 2.8323 | 2.6044 | 2.5021 | 2.4725 | 2.8967 | 4.0353 | 4.5159 | 4.8931 | 4.6953 | 4.09 | 3.6039 | 3.7691 | 3.3019
2027-05-18 | 2.8872 | 3.0111 | 2.9406 | 2.7851 | 2.8356 | 3.0879 | 3.9226 | 3.82 | 3.3566 | 3.3331 | 2.8508 | 2.3857 | 2.224 | 2.3197 | 2.3357 | 2.5872 | 3.7128 | 4.4456 | 4.5823 | 4.7785 | 4.6212 | 4.1197 | 3.5762 | 3.5607
2027-05-19 | 3.074 | 2.8614 | 2.8027 | 2.7553 | 2.8807 | 3.1097 | 3.1716 | 2.8547 | 2.7919 | 2.58 | 2.4248 | 2.2595 | 2.2509 | 2.2482 | 2.479 | 2.6228 | 3.3086 | 4.202 | 4.7911 | 5.1544 | 5.1183 | 4.6429 | 3.9188 | 3.4777
2027-05-20 | 3.1134 | 3.2528 | 2.9891 | 2.7945 | 2.8705 | 3.2967 | 4.0475 | 3.8837 | 3.4326 | 3.259 | 2.8407 | 2.8345 | 2.9316 | 3.0991 | 3.6421 | 3.859 | 4.4045 | 4.5787 | 4.9464 | 5.149 | 4.825 | 4.4159 | 3.7733 | 3.3315
2027-05-21 | 3.1989 | 3.0837 | 3.0075 | 2.9244 | 2.8906 | 3.0068 | 3.3934 | 3.6398 | 3.4609 | 2.8779 | 2.3381 | 2.3178 | 2.3453 | 2.1792 | 2.1934 | 2.7213 | 3.2312 | 3.5861 | 4.3834 | 4.7502 | 4.1579 | 4.0841 | 4.1154 | 3.5913
2027-05-22 | 3.2004 | 2.8447 | 2.784 | 2.7638 | 2.8106 | 3.0598 | 2.9955 | 2.7523 | 2.519 | 2.1727 | 1.8676 | 1.5131 | 1.6153 | 1.8573 | 1.8016 | 2.1527 | 2.8422 | 3.2129 | 3.7915 | 4.5295 | 4.1357 | 3.7449 | 3.5071 | 3.4127
2027-05-23 | 3.1339 | 2.8621 | 2.8177 | 2.9155 | 2.7187 | 2.551 | 2.5201 | 2.4505 | 2.284 | 1.8309 | 1.6159 | 1.3451 | 1.4576 | 1.78 | 1.869 | 2.1466 | 2.9505 | 4.0399 | 4.776 | 4.8874 | 4.5203 | 3.7706 | 3.4614 | 3.0779
2027-05-24 | 3.0374 | 2.9972 | 2.7657 | 2.7484 | 2.7828 | 3.1406 | 3.792 | 3.6331 | 3.2221 | 2.8384 | 2.5539 | 2.4999 | 2.3877 | 2.8558 | 2.8155 | 2.8836 | 3.836 | 4.3334 | 4.6371 | 4.9243 | 4.5358 | 3.6804 | 3.475 | 3.0645
2027-05-25 | 3.1119 | 3.0434 | 2.7973 | 2.83 | 3.093 | 3.277 | 3.6119 | 3.4932 | 3.47 | 2.8381 | 2.5385 | 2.7149 | 2.5302 | 2.9666 | 2.6935 | 3.2463 | 3.6412 | 4.028 | 4.7284 | 5.146 | 4.7761 | 4.0814 | 3.8815 | 3.6085
2027-05-26 | 3.051 | 2.9196 | 2.8875 | 2.9083 | 3.2064 | 3.3772 | 3.7914 | 3.6924 | 3.5327 | 3.0305 | 3.0209 | 3.1437 | 2.6675 | 2.6054 | 2.6983 | 3.1892 | 3.4533 | 3.8304 | 4.7063 | 5.0871 | 4.9044 | 4.1514 | 3.9629 | 3.7759
2027-05-27 | 3.1223 | 3.0342 | 3.0792 | 2.7154 | 2.7819 | 3.0036 | 3.5712 | 3.3266 | 2.9092 | 2.7829 | 2.449 | 2.2816 | 2.1314 | 2.3064 | 2.4511 | 2.6832 | 3.2925 | 3.9362 | 4.5334 | 4.784 | 4.4559 | 3.925 | 3.7943 | 3.5536
2027-05-28 | 3.2422 | 3.0736 | 2.9487 | 2.7995 | 2.887 | 2.9276 | 3.1234 | 2.854 | 2.8183 | 2.5513 | 2.2068 | 2.2394 | 2.1378 | 2.2069 | 2.285 | 2.7109 | 3.2154 | 4.1278 | 4.3434 | 4.4435 | 3.9661 | 3.6677 | 3.6038 | 3.3359
2027-05-29 | 3.3459 | 3.104 | 2.8491 | 2.874 | 3.0133 | 2.845 | 2.8178 | 2.5121 | 2.5904 | 2.3309 | 1.9415 | 2.0836 | 1.9716 | 2.0039 | 2.1852 | 2.6316 | 3.0874 | 3.5368 | 4.1404 | 4.5755 | 4.2841 | 3.5679 | 3.7422 | 3.5187
2027-05-30 | 3.0406 | 2.9679 | 3.0968 | 2.859 | 2.7871 | 2.8408 | 2.8202 | 3.0564 | 2.6451 | 2.4356 | 2.2213 | 2.0128 | 2.2633 | 2.2466 | 2.4672 | 2.9091 | 3.2774 | 3.9598 | 4.4666 | 4.5522 | 4.1723 | 3.6222 | 3.4019 | 3.11
2027-05-31 | 3.1305 | 3.0712 | 2.8055 | 2.7671 | 2.9418 | 3.0073 | 2.9289 | 2.8075 | 2.521 | 2.3358 | 2.1807 | 2.0701 | 1.8615 | 2.0559 | 2.3391 | 2.9054 | 3.0912 | 3.5498 | 4.535 | 4.9674 | 4.6786 | 4.1565 | 3.6214 | 3.4324
2027-06-01 | 3.1056 | 2.8963 | 2.9091 | 3.0038 | 2.8936 | 3.1374 | 3.5364 | 3.9666 | 4.5348 | 4.1312 | 3.8779 | 3.6779 | 3.4486 | 3.4376 | 4.1031 | 4.6459 | 4.7599 | 4.5813 | 5.1589 | 5.1544 | 4.5192 | 4.6944 | 4.4031 | 3.647
2027-06-02 | 3.3426 | 3.2041 | 3.1931 | 3.2869 | 3.0494 | 3.2807 | 3.9452 | 3.4733 | 2.8201 | 2.5903 | 2.4185 | 2.3749 | 2.1783 | 2.1929 | 2.4039 | 2.5461 | 2.9811 | 3.9872 | 4.8727 | 5.1499 | 5.0865 | 4.7711 | 4.1247 | 3.6748
2027-06-03 | 3.5244 | 3.1998 | 3.0471 | 3.074 | 3.161 | 3.189 | 3.504 | 3.4785 | 3.5185 | 2.8747 | 2.7168 | 2.5995 | 2.4006 | 2.516 | 2.7994 | 3.0932 | 3.5466 | 3.6501 | 4.6682 | 5.127 | 4.8994 | 4.1888 | 3.7611 | 3.3551
2027-06-04 | 3.341 | 3.1989 | 3.1539 | 3.108 | 3.1215 | 3.4033 | 3.7454 | 3.8002 | 3.6964 | 2.9078 | 3.1656 | 2.4536 | 2.5526 | 2.7281 | 3.0712 | 2.5133 | 3.0123 | 3.8793 | 3.9763 | 4.406 | 3.9265 | 3.7789 | 3.8054 | 3.6858
2027-06-05 | 3.3386 | 3.0871 | 2.9115 | 2.8811 | 2.9132 | 2.981 | 2.8506 | 2.7436 | 2.5077 | 2.0753 | 1.7428 | 1.2794 | 1.4933 | 1.6189 | 1.754 | 1.925 | 2.622 | 3.3203 | 4.0974 | 4.607 | 4.0289 | 3.7228 | 3.6069 | 3.3031
2027-06-06 | 3.4101 | 3.1787 | 2.9749 | 2.9217 | 2.8366 | 2.9408 | 2.8789 | 2.6801 | 2.5411 | 2.2928 | 2.0261 | 1.7224 | 1.765 | 1.8387 | 1.9134 | 2.2427 | 2.6257 | 3.1276 | 4.3006 | 4.9344 | 4.7471 | 4.6463 | 3.9042 | 3.6281
2027-06-07 | 3.279 | 3.0637 | 3.0741 | 3.1039 | 2.9082 | 3.0462 | 3.2129 | 3.4504 | 3.1252 | 3.041 | 2.7475 | 2.5325 | 2.516 | 2.4989 | 2.6531 | 3.3612 | 4.298 | 4.1419 | 4.4224 | 5.1331 | 4.9652 | 4.7259 | 4.0776 | 3.7475
2027-06-08 | 3.5423 | 3.1259 | 3.0488 | 3.199 | 3.081 | 3.2483 | 3.6647 | 3.9787 | 3.9906 | 3.457 | 3.2528 | 3.2511 | 2.7503 | 2.7718 | 2.6905 | 3.5812 | 3.85 | 4.1217 | 4.791 | 5.0722 | 4.8196 | 4.1676 | 3.9074 | 3.7518
2027-06-09 | 3.1186 | 3.0835 | 3.0544 | 3.0262 | 3.0978 | 3.4402 | 3.7996 | 3.6878 | 2.7488 | 2.4226 | 2.6701 | 2.7038 | 2.6666 | 2.5227 | 2.3831 | 2.5644 | 3.3219 | 3.8374 | 4.5614 | 5.0603 | 4.863 | 4.5945 | 3.9307 | 3.6617
2027-06-10 | 3.4326 | 3.1486 | 3.0284 | 3.0725 | 3.0547 | 3.0839 | 3.3807 | 3.2265 | 3.1033 | 2.8857 | 2.6125 | 2.7629 | 2.3539 | 2.3563 | 2.6676 | 3.0474 | 3.4809 | 3.884 | 4.4921 | 4.8094 | 4.6127 | 3.9852 | 3.5493 | 3.1553
2027-06-11 | 3.0668 | 2.9997 | 2.8889 | 2.8468 | 2.8465 | 2.9263 | 3.3862 | 3.7155 | 3.4046 | 3.0977 | 2.8301 | 2.6243 | 2.9864 | 3.049 | 2.8971 | 2.9786 | 3.4892 | 3.9648 | 4.3883 | 4.6574 | 4.4316 | 3.9387 | 3.8458 | 3.5106
2027-06-12 | 3.4174 | 3.1862 | 3.013 | 3.0369 | 3.0462 | 2.921 | 2.914 | 2.886 | 2.676 | 2.2634 | 1.8219 | 1.8788 | 2.3056 | 2.0903 | 2.0706 | 2.2344 | 2.6826 | 3.273 | 4.1245 | 4.4029 | 4.311 | 4.2136 | 3.6296 | 3.37
2027-06-13 | 3.266 | 3.2574 | 3.008 | 2.9624 | 2.8754 | 2.8508 | 2.9646 | 2.8761 | 2.6792 | 2.3761 | 2.1097 | 1.9283 | 1.9961 | 2.1573 | 2.0598 | 2.1723 | 2.607 | 3.0543 | 4.2099 | 4.9399 | 4.6584 | 4.158 | 3.8412 | 3.4315
2027-06-14 | 3.3643 | 3.0669 | 2.9512 | 2.9206 | 2.9447 | 2.9762 | 3.0615 | 3.1768 | 2.8939 | 2.7404 | 2.5287 | 1.9877 | 1.8366 | 2.0243 | 2.3052 | 2.6714 | 2.6611 | 3.7197 | 4.358 | 4.8901 | 4.8127 | 4.1896 | 3.643 | 3.4796
2027-06-15 | 3.2878 | 3.0093 | 2.9865 | 3.1454 | 2.9195 | 2.984 | 3.2535 | 3.4818 | 2.9452 | 2.8725 | 2.6217 | 2.394 | 2.3136 | 2.4817 | 2.4577 | 3.0322 | 4.0341 | 4.4336 | 4.8664 | 5.1447 | 5.1184 | 4.5696 | 4.0767 | 3.601
2027-06-16 | 3.278 | 3.1679 | 3.3153 | 3.0588 | 2.9972 | 3.1713 | 3.8911 | 3.9806 | 3.4458 | 3.2631 | 3.087 | 2.5917 | 2.531 | 3.2087 | 3.1057 | 3.0605 | 3.768 | 4.3683 | 4.7655 | 5.1494 | 5.0495 | 4.4787 | 4.1451 | 3.9635
2027-06-17 | 3.7885 | 3.547 | 3.2156 | 3.1218 | 2.9955 | 3.4645 | 3.4244 | 3.2969 | 3.4048 | 3.0056 | 4.0083 | 3.7895 | 2.935 | 2.6792 | 3.0365 | 3.3381 | 3.7841 | 4.3818 | 4.7714 | 5.1424 | 4.9896 | 4.5952 | 3.8105 | 3.3858
2027-06-18 | 3.1212 | 3.0751 | 3.1284 | 2.9907 | 2.9945 | 3.0531 | 3.7926 | 3.8788 | 3.3973 | 2.9048 | 2.7923 | 2.4402 | 2.5505 | 2.8192 | 2.5457 | 2.9 | 3.1743 | 3.8667 | 4.6475 | 4.8738 | 4.8601 | 4.5395 | 4.0466 | 3.8769
2027-06-19 | 3.4766 | 3.133 | 3.0255 | 3.1306 | 2.9971 | 2.9763 | 2.9607 | 2.9271 | 2.7621 | 2.5574 | 2.4241 | 2.4311 | 2.2537 | 2.3523 | 2.3275 | 2.4949 | 2.692 | 3.6391 | 4.4774 | 4.552 | 4.386 | 4.0824 | 3.5308 | 3.2283
2027-06-20 | 3.1867 | 3.0513 | 2.9331 | 2.9051 | 3.0089 | 2.9215 | 2.7987 | 2.8989 | 2.5437 | 2.2086 | 1.951 | 1.7501 | 1.9364 | 2.0349 | 2.4674 | 2.4502 | 2.5982 | 2.9901 | 3.8926 | 4.3975 | 4.4548 | 3.7314 | 3.394 | 3.1489
2027-06-21 | 3.1397 | 2.966 | 2.8239 | 2.7597 | 2.8997 | 3.0543 | 3.1561 | 3.3584 | 3.4299 | 2.8776 | 2.6831 | 2.5624 | 2.5365 | 2.5919 | 2.4321 | 3.0029 | 3.768 | 3.8878 | 4.5524 | 4.921 | 5.1481 | 4.8167 | 4.4303 | 3.9277
2027-06-22 | 3.3871 | 3.063 | 3.0389 | 2.9981 | 3.0443 | 3.1967 | 3.3468 | 3.7499 | 3.3754 | 3.0709 | 2.9366 | 2.8255 | 2.711 | 2.4156 | 2.4914 | 2.9832 | 3.1368 | 3.8855 | 4.6987 | 5.0948 | 5.136 | 4.6121 | 4.7209 | 4.4415
2027-06-23 | 4.2747 | 3.7878 | 3.4589 | 3.4443 | 3.5808 | 3.7103 | 3.16 | 3.2311 | 3.4455 | 3.0451 | 2.5773 | 2.6302 | 2.4542 | 2.4218 | 2.4356 | 2.5445 | 3.2075 | 4.4135 | 4.8273 | 5.152 | 5.0705 | 4.8191 | 4.2018 | 3.6351
2027-06-24 | 4.4476 | 4.4341 | 3.9852 | 3.8226 | 3.6471 | 4.279 | 3.3507 | 3.3349 | 3.4754 | 2.9582 | 2.7174 | 2.5799 | 2.4456 | 2.37 | 2.438 | 2.9098 | 3.1369 | 3.6653 | 4.4691 | 4.9284 | 4.8376 | 4.4679 | 4.4636 | 4.5986
2027-06-25 | 4.3771 | 3.7196 | 3.5623 | 3.6103 | 3.8733 | 3.7002 | 3.2984 | 3.5898 | 3.5561 | 3.2139 | 3.0647 | 2.7226 | 2.6775 | 2.5647 | 2.6597 | 3.1184 | 3.0809 | 3.5422 | 4.1139 | 4.459 | 4.3948 | 4.3905 | 3.9712 | 3.4981
2027-06-26 | 3.2286 | 3.3631 | 3.2231 | 3.0143 | 2.9008 | 2.9891 | 2.9143 | 2.8202 | 2.3915 | 2.016 | 1.8361 | 1.4932 | 1.6995 | 1.8326 | 1.6675 | 2.0755 | 2.6342 | 3.0367 | 3.7409 | 4.2762 | 4.2368 | 4.063 | 4.1677 | 4.1548
2027-06-27 | 4.2174 | 3.8481 | 3.5236 | 3.4215 | 3.3955 | 3.6336 | 2.8434 | 2.8392 | 2.8074 | 2.5125 | 2.2526 | 2.3075 | 2.2208 | 2.2024 | 2.2647 | 2.1251 | 2.5539 | 3.2278 | 4.0823 | 4.7121 | 4.5818 | 4.0173 | 4.2653 | 4.4977
2027-06-28 | 3.5608 | 3.0201 | 2.9235 | 2.9118 | 2.8969 | 3.292 | 3.2503 | 3.4995 | 3.7783 | 3.27 | 2.7964 | 2.8368 | 3.0448 | 2.5505 | 2.7309 | 2.831 | 3.2591 | 4.2766 | 4.9954 | 5.1548 | 5.0317 | 4.6351 | 4.691 | 4.758
2027-06-29 | 4.3416 | 3.8731 | 3.962 | 3.9473 | 3.7099 | 4.085 | 3.8097 | 4.2181 | 3.8795 | 3.2317 | 2.9318 | 2.8826 | 2.8758 | 2.8836 | 2.8347 | 2.8765 | 1.9668 | 2.8733 | 3.4838 | 4.5752 | 5.1385 | 4.4543 | 4.0057 | 3.2798
2027-06-30 | 3.0214 | 2.9345 | 2.8605 | 2.8209 | 2.833 | 2.9826 | 3.0967 | 3.1139 | 2.8096 | 2.6139 | 2.4725 | 2.3363 | 2.3022 | 2.3455 | 2.4465 | 2.6991 | 3.6018 | 4.212 | 5.0008 | 5.1394 | 5.1134 | 4.9419 | 4.7361 | 4.0614
2027-07-01 | 3.4493 | 3.2525 | 3.1662 | 3.1266 | 3.1603 | 3.2666 | 3.4435 | 4.0168 | 3.6145 | 3.237 | 3.1351 | 3.1355 | 2.9697 | 2.7747 | 3.0619 | 3.5811 | 3.4594 | 3.8798 | 4.4871 | 4.9551 | 4.788 | 4.4037 | 4.1916 | 3.4681
2027-07-02 | 3.1367 | 3.0398 | 2.9665 | 2.9793 | 3.0548 | 2.9057 | 3.0151 | 3.1031 | 2.8943 | 2.6397 | 2.2517 | 2.3825 | 2.53 | 2.4313 | 2.6396 | 2.8816 | 3.1788 | 3.489 | 3.9464 | 4.4656 | 4.5224 | 4.1867 | 3.8858 | 3.311
2027-07-03 | 3.2317 | 3.2094 | 2.9594 | 2.9295 | 2.8373 | 2.9341 | 3.0563 | 2.7395 | 2.5245 | 2.336 | 2.123 | 1.7621 | 1.9663 | 2.1802 | 2.1997 | 2.1227 | 2.3742 | 3.1653 | 3.7945 | 4.0906 | 4.1691 | 3.8088 | 3.5152 | 3.1942
2027-07-04 | 3.2055 | 3.1336 | 2.9595 | 2.9238 | 2.8556 | 3.0007 | 2.7967 | 2.6996 | 2.6501 | 2.4652 | 2.3043 | 1.9019 | 2.0514 | 1.9468 | 2.2585 | 2.2428 | 2.5712 | 3.0599 | 3.9925 | 4.2067 | 4.0324 | 3.6475 | 3.6666 | 3.2099
2027-07-05 | 2.9697 | 2.9625 | 3.0033 | 2.8321 | 2.8784 | 2.9844 | 3.268 | 3.4126 | 3.2304 | 2.8912 | 2.5849 | 2.4373 | 2.2321 | 2.5319 | 2.795 | 3.0275 | 3.711 | 4.5701 | 4.8971 | 5.2077 | 5.0559 | 4.7867 | 3.9934 | 3.4549
2027-07-06 | 3.3381 | 3.3259 | 3.1974 | 3.1271 | 3.0823 | 3.3076 | 3.3365 | 3.4579 | 3.6383 | 3.1632 | 2.6089 | 2.3043 | 2.4818 | 2.5928 | 2.6451 | 2.7644 | 3.1948 | 3.8696 | 4.437 | 4.852 | 4.864 | 5.2342 | 4.7189 | 4.3093
2027-07-07 | 3.9856 | 4.146 | 3.5359 | 3.5273 | 3.3286 | 3.4282 | 3.5718 | 3.1151 | 2.8328 | 2.4178 | 2.2405 | 2.1021 | 2.2677 | 2.1104 | 2.1259 | 2.3517 | 3.2543 | 3.8696 | 4.0717 | 4.3274 | 4.2822 | 4.837 | 4.9747 | 4.4787
2027-07-08 | 4.3323 | 3.9282 | 3.5482 | 3.5719 | 3.5811 | 4.1478 | 3.8479 | 3.3236 | 3.1511 | 2.7414 | 2.5358 | 2.4094 | 2.4572 | 2.4282 | 2.8798 | 2.7284 | 3.394 | 4.2964 | 4.9428 | 5.2008 | 5.0451 | 5.0134 | 4.8935 | 4.5237
2027-07-09 | 4.3873 | 4.1244 | 3.7157 | 3.7674 | 3.7948 | 3.6945 | 3.912 | 3.7594 | 3.5579 | 3.1987 | 2.5217 | 2.4279 | 2.3394 | 2.3339 | 2.3605 | 2.6994 | 3.2975 | 3.7289 | 3.7582 | 4.6433 | 4.5608 | 5.1801 | 4.8945 | 4.5233
2027-07-10 | 4.2094 | 3.8753 | 3.453 | 3.4458 | 3.64 | 3.4987 | 3.1347 | 3.0303 | 2.8424 | 2.6512 | 2.4962 | 2.398 | 2.4849 | 2.3621 | 2.2775 | 2.5496 | 2.8412 | 2.9504 | 3.8201 | 4.1265 | 4.0337 | 3.5978 | 3.2782 | 3.121
2027-07-11 | 3.0613 | 3.0851 | 2.9177 | 2.8948 | 2.7862 | 2.9283 | 2.7185 | 2.5265 | 2.3808 | 2.1268 | 1.8691 | 2.0707 | 1.8416 | 1.7145 | 2.0791 | 2.1289 | 2.4615 | 3.0238 | 3.8556 | 4.5118 | 4.036 | 3.8358 | 3.5933 | 3.0822
2027-07-12 | 2.9602 | 2.9817 | 2.91 | 2.8429 | 2.9597 | 3.0793 | 3.0225 | 3.1683 | 2.9702 | 2.6433 | 2.2559 | 2.0472 | 2.0585 | 2.2919 | 2.5442 | 2.6219 | 3.0565 | 4.15 | 4.8028 | 5.1646 | 4.9956 | 5.1545 | 4.9327 | 4.8762
2027-07-13 | 4.4202 | 4.0269 | 3.3687 | 3.3439 | 3.3279 | 3.5671 | 4.2296 | 3.6785 | 3.283 | 2.7106 | 2.8167 | 2.7338 | 2.2896 | 2.8347 | 3.3062 | 3.047 | 3.1471 | 4.1556 | 4.4712 | 4.9567 | 4.7684 | 5.2442 | 4.7698 | 4.2664
2027-07-14 | 3.8905 | 3.9408 | 3.7207 | 3.5133 | 3.3532 | 3.7508 | 3.8251 | 3.2668 | 2.8845 | 2.6547 | 2.482 | 2.4176 | 2.3779 | 2.6548 | 2.8954 | 3.1113 | 3.057 | 3.4102 | 4.1672 | 5.0398 | 4.9179 | 5.2308 | 5.1209 | 4.3843
2027-07-15 | 4.3979 | 4.1953 | 3.7264 | 3.6405 | 3.7954 | 4.0127 | 3.9914 | 3.447 | 3.4222 | 3.0373 | 2.7574 | 2.7949 | 3.3091 | 2.9232 | 2.6975 | 2.8221 | 3.1547 | 4.0189 | 4.5217 | 4.9788 | 4.7586 | 5.0736 | 4.9815 | 4.4235
2027-07-16 | 4.2058 | 4.3288 | 3.8111 | 3.5326 | 3.2536 | 3.4956 | 3.48 | 3.0558 | 3.0811 | 2.9704 | 2.9258 | 2.6831 | 2.5675 | 2.4945 | 2.5987 | 2.8589 | 3.3568 | 3.663 | 4.2399 | 4.8401 | 4.2603 | 4.9597 | 5.2753 | 4.6185
2027-07-17 | 4.2063 | 4.1496 | 3.7303 | 3.5459 | 3.631 | 3.6771 | 3.3407 | 2.9864 | 2.8159 | 2.5531 | 2.3045 | 2.0769 | 2.0908 | 2.2919 | 2.4901 | 2.5238 | 2.8809 | 3.0192 | 3.4876 | 4.3357 | 4.4931 | 4.9719 | 5.2193 | 4.7218
2027-07-18 | 3.3625 | 3.1121 | 3.2638 | 3.0554 | 2.898 | 2.9076 | 3.0547 | 2.8967 | 2.6088 | 2.5116 | 2.3574 | 1.6438 | 1.7382 | 1.8746 | 2.1649 | 2.4023 | 2.8489 | 3.496 | 4.1823 | 4.7251 | 4.1929 | 3.6709 | 3.8495 | 3.4927
2027-07-19 | 3.2626 | 3.0057 | 2.9887 | 3.1057 | 3.0216 | 3.0679 | 3.2662 | 3.8479 | 3.6385 | 2.9036 | 2.564 | 2.5768 | 2.5333 | 2.3868 | 2.6436 | 2.7987 | 3.0711 | 3.95 | 4.7716 | 5.2241 | 5.0684 | 5.2291 | 5.1111 | 4.799
2027-07-20 | 4.5293 | 3.9444 | 4.0746 | 4.2136 | 3.6558 | 3.9444 | 4.2747 | 3.9231 | 3.5535 | 3.4076 | 2.7266 | 2.5911 | 2.7822 | 2.8732 | 3.0525 | 2.9254 | 3.7181 | 4.3599 | 4.7057 | 5.1993 | 5.0313 | 5.1462 | 5.0675 | 4.5382
2027-07-21 | 4.0549 | 4.2867 | 3.9826 | 3.8045 | 3.6031 | 4.1083 | 4.4043 | 3.413 | 3.6503 | 2.9599 | 2.6845 | 2.6741 | 2.456 | 2.5625 | 3.0703 | 3.2967 | 3.7502 | 4.2829 | 4.7511 | 5.1878 | 4.8829 | 4.8282 | 4.7902 | 4.4399
2027-07-22 | 4.5556 | 4.3282 | 3.8478 | 3.7482 | 3.7987 | 3.7559 | 3.9489 | 3.4148 | 3.2198 | 2.8646 | 2.4686 | 2.4602 | 2.3808 | 2.2064 | 2.4904 | 2.9535 | 3.1194 | 3.7667 | 4.3359 | 4.8003 | 4.823 | 4.8796 | 5.2696 | 4.7756
2027-07-23 | 3.9962 | 3.6588 | 3.8094 | 4.0027 | 3.4486 | 3.7284 | 4.4695 | 3.7467 | 3.4745 | 3.3817 | 2.9376 | 2.664 | 2.6082 | 2.786 | 2.8354 | 2.8746 | 3.5104 | 3.5698 | 3.4811 | 4.1886 | 4.2609 | 4.6236 | 4.7125 | 4.6834
2027-07-24 | 4.117 | 3.6213 | 3.8647 | 3.5434 | 3.2621 | 3.5893 | 3.8435 | 3.0677 | 2.5846 | 2.2734 | 1.8283 | 1.4614 | 1.4736 | 1.8857 | 2.2373 | 2.2555 | 2.587 | 3.1456 | 3.5422 | 3.7912 | 4.1203 | 4.6903 | 4.5491 | 4.7712
2027-07-25 | 3.6373 | 3.3035 | 3.0877 | 3.0185 | 2.8893 | 2.9267 | 3.069 | 2.7719 | 2.5338 | 2.3925 | 2.1198 | 2.0773 | 1.9935 | 2.1097 | 2.3517 | 2.718 | 3.0178 | 3.6397 | 4.6351 | 5.0149 | 4.5079 | 4.4256 | 4.6237 | 4.2281
2027-07-26 | 3.2078 | 2.9603 | 2.9999 | 3.1043 | 2.9942 | 3.0716 | 3.1654 | 3.4507 | 2.9839 | 2.6433 | 2.7037 | 2.5567 | 2.4877 | 2.5915 | 2.516 | 2.7446 | 3.9659 | 4.7508 | 5.1227 | 5.2225 | 4.8435 | 5.2336 | 5.1612 | 5.1888
2027-07-27 | 4.618 | 4.3211 | 3.9054 | 3.7968 | 3.5996 | 4.266 | 4.3473 | 3.5469 | 3.8166 | 3.2865 | 2.7626 | 2.3944 | 2.5081 | 2.4942 | 2.6062 | 3.0051 | 3.5942 | 4.0262 | 4.6619 | 5.1816 | 4.4554 | 4.8894 | 5.1534 | 4.4549
2027-07-28 | 3.6688 | 3.5009 | 3.8042 | 4.0535 | 3.4862 | 3.8664 | 4.5466 | 3.8175 | 3.335 | 3.0166 | 2.566 | 2.6831 | 3.1829 | 3.1167 | 2.9419 | 2.9744 | 3.3401 | 4.1677 | 4.7455 | 5.1987 | 5.1024 | 5.0479 | 4.9479 | 4.5047
2027-07-29 | 4.4422 | 4.2403 | 3.791 | 3.8954 | 3.8222 | 3.8519 | 4.1123 | 3.8941 | 3.4342 | 2.9561 | 2.8406 | 2.8786 | 2.5839 | 2.4506 | 2.7264 | 2.879 | 3.4914 | 3.6802 | 4.6726 | 5.2024 | 5.1682 | 5.2319 | 5.213 | 4.6408
2027-07-30 | 4.4739 | 4.407 | 3.8712 | 3.6667 | 3.8881 | 4.1883 | 4.0184 | 3.6594 | 4.1393 | 3.2155 | 2.9816 | 2.7165 | 2.5642 | 2.481 | 2.499 | 3.126 | 3.3836 | 4.1159 | 4.6199 | 5.2104 | 5.0249 | 5.2336 | 5.2599 | 4.5633
2027-07-31 | 4.3741 | 4.6321 | 4.468 | 3.9789 | 3.4984 | 3.9165 | 3.9331 | 2.9892 | 2.7575 | 2.5795 | 2.1959 | 2.0383 | 2.1833 | 1.9619 | 1.9143 | 2.323 | 2.7583 | 3.1937 | 3.6778 | 4.5222 | 4.3355 | 4.7582 | 4.652 | 4.6978
2027-08-01 | 4.2243 | 3.7318 | 3.5682 | 3.4659 | 3.1142 | 3.0171 | 3.1913 | 2.8288 | 2.4352 | 2.2524 | 2.1426 | 1.9235 | 1.9771 | 2.108 | 1.9548 | 2.2212 | 2.8423 | 3.3619 | 4.157 | 4.8758 | 4.5328 | 3.6873 | 3.4451 | 3.4079
2027-08-02 | 3.3329 | 3.1664 | 3.2809 | 3.9317 | 3.5522 | 3.6218 | 3.5285 | 3.562 | 3.3284 | 3.2739 | 3.0049 | 2.6952 | 2.5853 | 2.9658 | 3.2547 | 3.627 | 3.9032 | 4.7532 | 5.0156 | 5.3768 | 5.3134 | 5.415 | 5.2135 | 5.0405
2027-08-03 | 4.7978 | 4.4082 | 4.032 | 4.1628 | 4.2151 | 4.2348 | 4.4542 | 3.8141 | 3.9303 | 3.4571 | 3.2217 | 2.9523 | 2.5934 | 2.6213 | 2.9417 | 3.2466 | 3.8647 | 4.247 | 5.0554 | 5.3899 | 5.2625 | 5.4225 | 5.1737 | 4.9104
2027-08-04 | 4.7021 | 4.1339 | 3.9542 | 4.0812 | 3.9444 | 4.0643 | 4.3421 | 3.9624 | 3.5926 | 2.8618 | 2.9236 | 2.5899 | 2.3933 | 2.2409 | 2.5067 | 2.8457 | 3.3009 | 4.1436 | 4.7574 | 5.2929 | 5.055 | 5.197 | 5.0526 | 4.815
2027-08-05 | 4.8879 | 4.6296 | 4.0067 | 3.8233 | 3.8562 | 4.4133 | 4.5727 | 4.4743 | 4.3 | 3.6365 | 3.5057 | 3.1189 | 2.7691 | 2.6436 | 2.7302 | 3.216 | 3.4625 | 3.723 | 4.6696 | 5.0666 | 4.5118 | 5.0322 | 4.7079 | 4.4545
2027-08-06 | 4.3694 | 4.3771 | 3.8349 | 3.5314 | 3.5289 | 3.5629 | 3.654 | 3.3612 | 3.2918 | 2.9504 | 2.5292 | 2.4104 | 2.5872 | 2.5652 | 2.805 | 3.1975 | 3.5599 | 3.7114 | 3.9371 | 4.3865 | 3.7264 | 4.1906 | 4.5708 | 4.4858
2027-08-07 | 3.982 | 3.3994 | 3.087 | 3.1177 | 2.9618 | 2.9419 | 2.9619 | 3.1223 | 2.8608 | 2.2132 | 2.1682 | 2.0991 | 2.0458 | 2.2305 | 2.2083 | 2.533 | 3.1028 | 3.571 | 4.2083 | 4.716 | 4.3736 | 4.2478 | 4.6781 | 4.5051
2027-08-08 | 3.977 | 3.2893 | 3.1771 | 3.1515 | 2.837 | 2.9149 | 2.9305 | 2.9863 | 2.7622 | 2.3699 | 2.1987 | 2.1542 | 2.07 | 2.1778 | 2.1903 | 2.259 | 2.7515 | 3.3982 | 4.0621 | 5.0357 | 4.7675 | 4.0644 | 3.3817 | 3.174
2027-08-09 | 3.1116 | 3.1208 | 2.9661 | 3.015 | 3.3881 | 3.8664 | 3.6629 | 3.2836 | 3.2934 | 2.9235 | 3.0303 | 2.6694 | 2.6946 | 2.4538 | 2.49 | 2.7875 | 3.4738 | 4.2005 | 4.5635 | 5.1998 | 4.6435 | 4.8268 | 4.7249 | 4.6642
2027-08-10 | 4.2402 | 4.1242 | 3.7294 | 3.8672 | 3.8076 | 3.887 | 4.0769 | 3.6693 | 3.4204 | 2.9939 | 2.6381 | 2.7749 | 2.6166 | 2.572 | 2.9189 | 3.1042 | 3.488 | 3.8644 | 4.8019 | 5.3344 | 4.8233 | 5.299 | 5.2963 | 4.292
2027-08-11 | 3.7748 | 4.0956 | 3.7938 | 3.5359 | 3.4756 | 4.0858 | 4.1821 | 3.4317 | 3.4855 | 2.9681 | 2.8728 | 2.6998 | 2.6271 | 2.6173 | 2.821 | 3.1696 | 4.1046 | 3.9778 | 4.7782 | 5.3637 | 5.0259 | 5.2876 | 5.2843 | 4.8486
2027-08-12 | 4.3137 | 4.1623 | 4.0503 | 4.3805 | 4.1751 | 4.1121 | 4.422 | 3.9585 | 3.6918 | 3.2696 | 3.071 | 2.9841 | 3.2988 | 3.7228 | 3.9762 | 3.7987 | 4.6961 | 4.901 | 5.3121 | 5.3891 | 4.8077 | 5.0156 | 5.2009 | 4.0856
2027-08-13 | 3.7619 | 4.086 | 3.8389 | 3.8996 | 3.753 | 4.5726 | 4.5766 | 3.7832 | 3.554 | 3.0906 | 2.9659 | 3.0721 | 2.6516 | 2.7106 | 2.849 | 2.9291 | 3.2113 | 4.1064 | 4.7887 | 5.0117 | 4.6989 | 4.9522 | 4.7685 | 4.5206
2027-08-14 | 4.2716 | 4.1296 | 3.6567 | 3.7184 | 3.3454 | 3.1143 | 3.1754 | 3.0327 | 2.882 | 2.5166 | 2.1051 | 2.0025 | 2.1639 | 2.2183 | 2.2871 | 2.6861 | 3.2015 | 3.7988 | 4.4449 | 5.3707 | 5.0104 | 5.2069 | 4.6829 | 4.4023
2027-08-15 | 3.7567 | 3.2507 | 3.1697 | 3.259 | 3.1247 | 3.0626 | 3.0357 | 2.9618 | 2.8151 | 2.335 | 2.0008 | 2.1563 | 2.0733 | 2.0382 | 2.2289 | 2.3599 | 2.7494 | 3.6142 | 4.3513 | 5.003 | 4.8088 | 3.8322 | 3.5803 | 3.4875
2027-08-16 | 3.1992 | 3.386 | 3.4612 | 3.4971 | 3.0199 | 3.1623 | 3.4631 | 3.634 | 3.3533 | 2.8559 | 2.9795 | 2.9052 | 2.721 | 2.8345 | 2.9605 | 3.5147 | 3.99 | 4.5384 | 5.2038 | 5.3726 | 5.0955 | 5.0228 | 4.8914 | 4.5107
2027-08-17 | 4.6088 | 4.1898 | 3.8435 | 3.9995 | 3.9391 | 4.0495 | 4.6391 | 3.8506 | 3.7634 | 3.1821 | 2.7418 | 2.9488 | 3.1177 | 3.0373 | 2.8741 | 3.214 | 3.7905 | 4.1959 | 4.8923 | 5.3719 | 4.879 | 4.7807 | 4.9692 | 4.6971
2027-08-18 | 3.8773 | 3.865 | 4.0187 | 3.7163 | 3.7251 | 4.3985 | 4.3311 | 3.6362 | 3.6141 | 3.005 | 2.5508 | 2.304 | 2.4964 | 2.4687 | 2.5206 | 3.0444 | 3.7994 | 4.5219 | 5.1005 | 5.3745 | 5.2176 | 5.3274 | 4.891 | 4.4133
2027-08-19 | 4.3014 | 4.3382 | 3.8857 | 3.7353 | 3.9291 | 3.9668 | 3.736 | 3.5635 | 3.565 | 3.2231 | 3.1145 | 3.4772 | 3.36 | 2.8643 | 2.8115 | 3.1696 | 3.8053 | 4.5546 | 5.1471 | 5.2183 | 4.6712 | 5.3058 | 5.4487 | 5.2764
2027-08-20 | 4.5421 | 4.4938 | 4.7119 | 4.3527 | 4.1187 | 4.6387 | 4.1646 | 3.2599 | 3.0977 | 2.764 | 2.6786 | 2.6116 | 2.4554 | 2.6454 | 2.649 | 2.8328 | 3.9711 | 4.7797 | 5.1717 | 5.3699 | 5.1091 | 5.4017 | 5.3313 | 5.0227
2027-08-21 | 4.9772 | 4.577 | 4.2074 | 3.8003 | 3.7282 | 4.2563 | 3.7793 | 3.122 | 3.0525 | 2.8651 | 2.5667 | 2.4996 | 2.7084 | 2.7156 | 2.7107 | 3.1284 | 3.4191 | 3.9597 | 4.5692 | 4.4633 | 4.3915 | 5.0916 | 5.0088 | 4.3282
2027-08-22 | 3.8779 | 3.4557 | 3.4809 | 3.4398 | 3.1044 | 2.9819 | 2.9093 | 3.1013 | 2.9294 | 2.6537 | 2.2221 | 2.1895 | 2.2803 | 2.5409 | 2.6298 | 2.7481 | 3.3022 | 3.9594 | 4.6939 | 5.365 | 5.0943 | 4.7885 | 4.5896 | 4.2297
2027-08-23 | 4.0473 | 3.914 | 3.2445 | 3.2101 | 3.2666 | 3.6985 | 3.7099 | 3.7857 | 3.8714 | 3.7032 | 3.5546 | 3.1098 | 3.1251 | 3.1108 | 3.1467 | 3.6431 | 4.2513 | 4.622 | 5.1029 | 5.1947 | 4.933 | 5.3605 | 4.9501 | 4.7689
2027-08-24 | 4.7525 | 4.3236 | 4.1335 | 4.5007 | 3.8177 | 4.2387 | 4.859 | 4.3387 | 4.0816 | 2.9008 | 2.6564 | 2.7147 | 2.8707 | 3.0416 | 3.1392 | 3.396 | 3.7678 | 4.4121 | 4.7719 | 5.3799 | 4.6735 | 4.8111 | 4.9186 | 4.5721
2027-08-25 | 4.3409 | 4.1844 | 3.7673 | 3.7284 | 3.8003 | 4.2014 | 4.6989 | 4.0397 | 3.165 | 3.0259 | 2.7048 | 2.4414 | 2.3922 | 2.7609 | 3.1082 | 2.9822 | 3.8724 | 4.6234 | 4.3626 | 4.7194 | 4.7277 | 4.9893 | 4.8767 | 4.5965
2027-08-26 | 4.547 | 3.8815 | 3.942 | 4.2614 | 3.9703 | 3.9561 | 4.4251 | 4.1561 | 3.4427 | 3.4033 | 3.3815 | 4.0199 | 3.8097 | 3.1695 | 3.5053 | 3.5735 | 4.0225 | 3.8881 | 4.1604 | 4.2926 | 3.6412 | 3.4775 | 3.3635 | 3.202
2027-08-27 | 2.8477 | 2.7951 | 2.9123 | 2.7447 | 2.7555 | 2.633 | 2.274 | 2.5818 | 2.9815 | 2.6714 | 2.501 | 2.5729 | 2.4234 | 2.144 | 2.3348 | 2.8887 | 3.5335 | 4.0396 | 4.0138 | 3.6372 | 3.4146 | 3.3342 | 3.538 | 3.2028
2027-08-28 | 2.9808 | 2.7815 | 2.6913 | 2.7954 | 2.6251 | 2.7195 | 2.8064 | 2.8431 | 2.6741 | 2.2192 | 2.4442 | 2.5055 | 2.138 | 2.579 | 2.4311 | 2.3921 | 3.1012 | 3.8106 | 3.9438 | 3.9147 | 3.4297 | 3.267 | 3.3677 | 3.2871
2027-08-29 | 3.025 | 2.886 | 2.8471 | 2.8492 | 3.0817 | 3.0249 | 3.0817 | 2.7833 | 2.8491 | 2.4869 | 2.1933 | 1.8381 | 2.0006 | 2.0599 | 2.2452 | 2.6407 | 2.8529 | 3.6081 | 4.417 | 4.5332 | 4.0726 | 3.465 | 3.364 | 3.1576
2027-08-30 | 3.1657 | 3.0129 | 2.8795 | 2.8313 | 2.9062 | 3.1793 | 3.162 | 3.1381 | 3.2917 | 2.9848 | 2.8677 | 3.2573 | 2.9967 | 2.7154 | 3.0846 | 3.2087 | 3.5107 | 3.8512 | 5.0554 | 5.3769 | 4.8525 | 4.9465 | 5.1334 | 4.1878
2027-08-31 | 3.7982 | 3.7767 | 3.8619 | 4.0688 | 3.5709 | 3.8798 | 4.3596 | 3.6233 | 3.6046 | 2.886 | 2.7312 | 2.7306 | 2.5711 | 2.7671 | 3.0245 | 3.0529 | 3.557 | 4.4165 | 5.1675 | 5.3574 | 5.0245 | 5.4254 | 4.9837 | 4.2205
2027-09-01 | 4.4431 | 3.9553 | 3.6963 | 3.6212 | 3.7909 | 3.8783 | 4.0406 | 3.5496 | 3.4791 | 2.9628 | 2.7643 | 2.4124 | 2.5824 | 2.6837 | 2.5782 | 2.9414 | 3.7072 | 4.019 | 4.6534 | 5.1083 | 4.7239 | 4.608 | 4.4923 | 4.3761
2027-09-02 | 3.8212 | 3.8161 | 3.7947 | 3.7627 | 3.6707 | 4.3013 | 4.3128 | 3.5371 | 3.2254 | 2.9033 | 2.5356 | 2.7916 | 3.0696 | 2.8616 | 2.8171 | 2.9351 | 3.4525 | 3.7417 | 4.6715 | 5.0655 | 4.5326 | 4.481 | 4.5325 | 4.5881
2027-09-03 | 3.9511 | 3.7339 | 3.784 | 3.9104 | 3.6521 | 3.6936 | 3.8939 | 3.1611 | 3.1057 | 2.8922 | 2.7196 | 2.3119 | 2.5224 | 2.8896 | 2.7284 | 2.9011 | 3.0829 | 3.7271 | 4.3392 | 4.4874 | 3.9355 | 4.4747 | 4.5927 | 3.9536
2027-09-04 | 3.7142 | 3.6522 | 3.6748 | 3.3344 | 3.3477 | 3.0936 | 3.2499 | 2.8722 | 2.3734 | 2.2386 | 1.8525 | 1.5808 | 1.7552 | 2.0699 | 2.0935 | 2.4021 | 3.1332 | 3.8688 | 4.1144 | 4.0608 | 4.0762 | 3.8392 | 3.7905 | 3.726
2027-09-05 | 3.4141 | 3.2181 | 3.1637 | 3.2031 | 3.0658 | 2.8482 | 2.8574 | 2.6517 | 2.5959 | 2.2881 | 2.0462 | 1.7238 | 1.5055 | 1.5702 | 1.9039 | 2.3706 | 2.8477 | 3.5029 | 4.2209 | 4.5466 | 4.0961 | 4.2361 | 4.1372 | 3.8242
2027-09-06 | 3.7988 | 3.5421 | 2.9705 | 2.9508 | 3.2024 | 3.1831 | 3.1212 | 3.3109 | 3.1497 | 2.7224 | 2.6178 | 2.3645 | 2.2687 | 2.3445 | 2.5872 | 3.1785 | 3.5298 | 4.293 | 4.9022 | 5.0353 | 4.6782 | 4.1634 | 3.8391 | 3.6405
2027-09-07 | 3.6738 | 3.4216 | 3.2731 | 3.5228 | 3.4195 | 3.4112 | 3.8609 | 3.7449 | 3.6089 | 3.1263 | 2.6491 | 2.5726 | 2.8664 | 2.7363 | 2.91 | 3.3817 | 4.3375 | 5.0451 | 5.4158 | 5.4681 | 5.0766 | 5.2163 | 4.9234 | 4.9061
2027-09-08 | 4.5581 | 4.0129 | 4.0269 | 4.2314 | 4.0336 | 4.1666 | 4.472 | 4.1459 | 3.8359 | 3.3514 | 2.9773 | 2.7453 | 2.7383 | 3.1286 | 3.0265 | 2.9784 | 3.9273 | 4.6412 | 5.0861 | 5.3656 | 4.9129 | 4.8873 | 4.761 | 4.6864
2027-09-09 | 4.5086 | 4.0672 | 4.0538 | 4.2781 | 3.7847 | 3.8707 | 4.1717 | 3.7567 | 3.3958 | 3.0271 | 2.6465 | 2.5817 | 2.6381 | 2.9995 | 3.4671 | 3.2888 | 4.1188 | 4.7501 | 5.2006 | 5.4281 | 5.0552 | 5.1484 | 5.063 | 4.4406
2027-09-10 | 4.2999 | 4.3738 | 4.1024 | 4.0722 | 4.1598 | 4.7717 | 4.7756 | 3.9449 | 3.9152 | 3.1361 | 2.6649 | 2.4048 | 2.6337 | 2.5328 | 2.5301 | 3.0352 | 3.7046 | 4.0119 | 4.6885 | 5.0219 | 4.3912 | 4.7839 | 5.0992 | 4.619
2027-09-11 | 4.0904 | 3.8837 | 4.03 | 3.6314 | 3.452 | 3.4767 | 3.3162 | 3.133 | 2.8843 | 2.4938 | 2.2722 | 2.2438 | 2.4535 | 2.3877 | 2.5314 | 2.9359 | 3.3953 | 4.0327 | 4.6113 | 4.5029 | 4.4897 | 4.5645 | 4.8026 | 4.1499
2027-09-12 | 3.9535 | 3.7432 | 3.3355 | 3.1043 | 2.9033 | 3.0046 | 3.1893 | 2.7611 | 2.4957 | 2.3055 | 1.9586 | 1.7055 | 1.972 | 2.1266 | 2.5178 | 2.6954 | 3.1126 | 3.8109 | 4.6097 | 4.9922 | 4.5787 | 4.1709 | 3.6618 | 3.4602
2027-09-13 | 3.4543 | 3.2781 | 3.0861 | 3.1036 | 3.289 | 3.2751 | 3.7344 | 3.9224 | 3.5421 | 3.1785 | 3.0163 | 2.8205 | 2.7366 | 2.8318 | 3.2533 | 3.8007 | 4.0134 | 4.5681 | 5.2085 | 5.4549 | 5.1449 | 5.1143 | 4.949 | 4.6046
2027-09-14 | 4.3142 | 4.3621 | 4.3777 | 4.1142 | 4.0542 | 4.5903 | 5.0016 | 4.0853 | 3.6834 | 3.1152 | 2.8552 | 2.8555 | 3.1491 | 2.9805 | 2.8578 | 3.4167 | 3.8518 | 4.3443 | 4.9725 | 4.8175 | 4.1991 | 4.0861 | 3.6744 | 3.4141
2027-09-15 | 3.251 | 3.1998 | 3.3411 | 3.1387 | 3.0678 | 3.1221 | 3.1739 | 3.3134 | 2.9784 | 2.6346 | 2.021 | 1.9603 | 1.6512 | 1.8213 | 1.9041 | 2.1407 | 2.579 | 2.9083 | 3.2921 | 3.2315 | 2.9187 | 2.8156 | 3.0296 | 2.7621
2027-09-16 | 2.5797 | 2.5148 | 2.4688 | 2.4669 | 2.5955 | 2.6774 | 2.7517 | 2.7704 | 2.7707 | 2.4322 | 2.2594 | 2.0891 | 2.054 | 2.1799 | 2.3212 | 2.7912 | 2.9731 | 3.3909 | 4.0511 | 3.5494 | 3.2983 | 4.0455 | 4.3692 | 4.5026
2027-09-17 | 3.9408 | 3.7746 | 3.7052 | 3.8718 | 4.0337 | 4.0434 | 4.5164 | 4.0294 | 3.365 | 2.7173 | 2.3055 | 2.1331 | 2.1403 | 2.2899 | 2.5359 | 2.8836 | 3.3613 | 4.2537 | 4.8309 | 4.5924 | 4.1775 | 4.8377 | 4.6768 | 4.3077
2027-09-18 | 3.9812 | 4.1311 | 3.7472 | 3.6932 | 3.9521 | 3.846 | 3.8071 | 3.09 | 2.7819 | 2.2029 | 1.6218 | 1.7568 | 1.8398 | 1.6699 | 1.6997 | 2.387 | 2.8295 | 3.531 | 4.4134 | 4.7306 | 4.0529 | 4.3362 | 4.6657 | 4.1113
2027-09-19 | 3.7653 | 3.9093 | 3.6763 | 3.4575 | 3.4525 | 3.7629 | 3.733 | 2.9398 | 2.4662 | 2.4758 | 1.8851 | 1.409 | 1.584 | 1.8237 | 1.6271 | 2.1104 | 2.8985 | 3.6617 | 4.212 | 4.3022 | 3.8604 | 4.3646 | 4.3559 | 3.5368
2027-09-20 | 2.9859 | 2.892 | 2.9473 | 3.0431 | 2.9878 | 3.3029 | 3.7103 | 3.6691 | 2.9209 | 2.3583 | 2.2416 | 1.9735 | 2.286 | 2.7302 | 2.6939 | 2.829 | 3.4534 | 4.1761 | 4.8961 | 5.0096 | 4.641 | 4.8983 | 4.5641 | 4.1788
2027-09-21 | 3.9209 | 3.9689 | 3.9803 | 3.5503 | 3.1892 | 3.2246 | 3.7714 | 3.3742 | 2.9428 | 2.6784 | 2.3853 | 2.1974 | 2.0908 | 2.3409 | 2.2373 | 2.7475 | 3.6072 | 4.3109 | 4.9251 | 5.2961 | 4.6159 | 4.6122 | 4.6241 | 4.5031
2027-09-22 | 3.7451 | 3.2993 | 3.2891 | 3.3202 | 3.0094 | 3.0903 | 3.5217 | 3.6976 | 3.4476 | 3.0316 | 2.5765 | 2.3571 | 2.5103 | 2.5453 | 3.0704 | 3.6818 | 4.0315 | 4.5254 | 5.3121 | 5.4664 | 5.0932 | 5.1622 | 4.7393 | 4.2978
2027-09-23 | 4.3354 | 4.2259 | 4.1575 | 3.9003 | 4.0685 | 4.0759 | 3.7928 | 3.5168 | 3.2844 | 2.8092 | 2.4438 | 2.5356 | 2.7208 | 2.6805 | 3.0551 | 3.7861 | 3.8481 | 4.4865 | 5.3366 | 5.4417 | 4.8552 | 5.0542 | 5.313 | 4.95
2027-09-24 | 4.0324 | 3.4922 | 3.6584 | 3.4361 | 3.3992 | 3.7793 | 4.4284 | 3.7102 | 3.2655 | 2.8866 | 2.4955 | 2.4387 | 2.72 | 2.7886 | 2.7899 | 3.4063 | 4.3096 | 4.7351 | 4.3635 | 4.1909 | 3.9833 | 4.7228 | 5.1155 | 4.8866
2027-09-25 | 4.1983 | 4.1692 | 3.6711 | 3.2455 | 3.1291 | 3.2391 | 3.5844 | 3.1084 | 2.9211 | 2.7262 | 2.4655 | 1.9871 | 1.8754 | 2.0471 | 2.2208 | 2.588 | 3.3776 | 4.1795 | 4.3945 | 4.7274 | 4.4166 | 4.013 | 3.7255 | 3.6137
2027-09-26 | 3.4911 | 3.2164 | 3.2878 | 3.435 | 3.1597 | 3.1751 | 3.2141 | 2.8092 | 2.5256 | 2.2741 | 2.1469 | 2.0959 | 2.2176 | 2.5071 | 2.6471 | 2.6491 | 3.2498 | 4.0227 | 4.693 | 5.0521 | 4.6689 | 4.5163 | 4.7284 | 4.5307
2027-09-27 | 4.2653 | 4.1285 | 3.714 | 3.662 | 3.8108 | 4.216 | 4.3219 | 3.4511 | 3.2675 | 2.9321 | 2.535 | 2.582 | 2.6572 | 2.5855 | 2.8775 | 3.4832 | 4.1858 | 5.0251 | 5.4829 | 5.4772 | 4.8195 | 4.9695 | 4.954 | 4.8947
2027-09-28 | 4.4179 | 4.2298 | 4.0131 | 4.0435 | 4.1739 | 4.1346 | 4.3804 | 3.7751 | 3.6514 | 2.9434 | 2.4237 | 2.8366 | 2.7265 | 2.8599 | 2.862 | 3.3331 | 4.1119 | 4.9906 | 5.3755 | 5.4708 | 4.8869 | 3.8167 | 3.6674 | 3.8384
2027-09-29 | 4.0947 | 3.7721 | 3.74 | 3.6302 | 3.487 | 3.8359 | 4.8548 | 4.8883 | 4.1257 | 3.583 | 3.208 | 3.3794 | 3.2556 | 2.9448 | 3.3086 | 3.7277 | 4.5088 | 4.7506 | 5.3279 | 5.4829 | 5.1121 | 4.805 | 4.4105 | 4.0995
2027-09-30 | 3.8457 | 3.7435 | 3.6818 | 3.6444 | 3.65 | 4.142 | 4.6598 | 4.4878 | 4.6757 | 4.4196 | 4.2896 | 3.0678 | 3.502 | 3.6478 | 3.748 | 4.3337 | 4.2792 | 4.941 | 4.7795 | 4.1078 | 3.8466 | 3.9232 | 3.9539 | 3.5967
2027-10-01 | 3.3114 | 3.1969 | 3.3502 | 3.308 | 3 | 3.0198 | 3.2783 | 3.023 | 2.772 | 2.4976 | 2.3689 | 2.8406 | 2.6682 | 2.8317 | 2.6802 | 2.9845 | 4.0133 | 4.6235 | 4.8266 | 5.1664 | 4.6322 | 4.7638 | 4.6414 | 4.2774
2027-10-02 | 4.2553 | 3.4851 | 3.3521 | 3.2044 | 3.1043 | 3.1609 | 3.1958 | 2.9916 | 2.5518 | 2.3145 | 2.1385 | 2.1932 | 2.3415 | 2.3829 | 2.4783 | 2.763 | 3.4145 | 3.8152 | 4.7917 | 4.9755 | 4.3265 | 3.9349 | 3.7701 | 3.6155
2027-10-03 | 3.5325 | 4.0887 | 3.8457 | 3.7553 | 3.2683 | 3.0453 | 3.0403 | 2.7983 | 2.4981 | 2.1477 | 2.1104 | 1.9738 | 2.1375 | 2.3564 | 2.553 | 2.9188 | 3.4121 | 4.1972 | 5.1156 | 5.2667 | 4.6297 | 4.0418 | 3.7437 | 3.3782
2027-10-04 | 3.1419 | 3.2095 | 3.1788 | 3.0076 | 3.0819 | 3.281 | 3.5118 | 3.2201 | 2.7805 | 2.3619 | 2.2565 | 2.2194 | 2.455 | 2.7072 | 3.1967 | 3.6295 | 4.2375 | 4.7635 | 5.3826 | 5.2614 | 4.5958 | 4.832 | 4.8104 | 4.6313
2027-10-05 | 3.8791 | 3.4686 | 3.2562 | 3.2295 | 3.0612 | 3.2321 | 3.5898 | 3.2526 | 2.8331 | 2.3569 | 2.0746 | 2.1979 | 2.4224 | 2.6547 | 2.843 | 3.0863 | 3.6372 | 4.5818 | 5.4224 | 5.2741 | 4.5132 | 3.9666 | 4.0211 | 3.8078
2027-10-06 | 3.3127 | 3.1865 | 3.2999 | 3.1649 | 3.0214 | 3.2441 | 3.4959 | 3.1886 | 2.7535 | 2.3419 | 2.2971 | 2.4172 | 2.6901 | 3.3753 | 4.0576 | 4.0886 | 4.2586 | 4.9587 | 5.4285 | 5.4044 | 4.919 | 5.1151 | 4.8244 | 4.3893
2027-10-07 | 4.3482 | 4.2898 | 3.8712 | 3.7521 | 3.4136 | 3.6795 | 3.9932 | 3.2658 | 2.8928 | 2.6425 | 2.5386 | 2.5745 | 2.786 | 2.916 | 3.5263 | 4.0697 | 4.5962 | 5.1571 | 5.4441 | 5.2969 | 4.5682 | 4.9796 | 5.3069 | 4.7525
2027-10-08 | 4.2041 | 3.7911 | 3.5218 | 3.4635 | 3.2923 | 3.4859 | 3.7559 | 3.174 | 3.042 | 2.8247 | 2.5017 | 2.4594 | 2.5448 | 2.8612 | 3.4018 | 4.0773 | 4.3691 | 4.428 | 4.8292 | 4.8388 | 4.4211 | 5.1716 | 5.1295 | 4.94
2027-10-09 | 4.264 | 3.9405 | 4.2135 | 4.0916 | 3.5233 | 3.2539 | 3.6341 | 3.2049 | 2.7272 | 2.2642 | 2.0268 | 2.1556 | 2.2268 | 2.2026 | 2.5143 | 2.9075 | 3.8473 | 4.4284 | 5.1929 | 5.1023 | 4.5504 | 4.1368 | 3.9374 | 3.6528
2027-10-10 | 3.5174 | 3.2177 | 3.1648 | 3.1424 | 3.1311 | 3.1577 | 3.0772 | 2.8602 | 2.5665 | 2.2608 | 2.2901 | 2.3192 | 2.1721 | 2.599 | 2.7044 | 2.7773 | 3.4013 | 4.0972 | 5.0949 | 4.9135 | 4.3573 | 4.6001 | 4.1298 | 3.833
2027-10-11 | 3.7219 | 3.2059 | 3.0264 | 2.989 | 3.0121 | 3.2746 | 3.4777 | 3.2083 | 3.0935 | 2.767 | 2.6908 | 2.5544 | 2.7068 | 2.8993 | 3.2548 | 3.3286 | 3.851 | 4.902 | 5.4375 | 5.3447 | 4.4503 | 4.0536 | 4.1658 | 3.6994
2027-10-12 | 3.5945 | 4.2143 | 4.2129 | 3.9198 | 3.7452 | 4.1339 | 3.6267 | 3.5905 | 3.3505 | 2.8302 | 2.5671 | 2.552 | 2.4795 | 2.5273 | 2.7852 | 3.3318 | 4.3025 | 4.9714 | 5.2375 | 4.9755 | 4.7642 | 4.9294 | 4.4627 | 3.9521
2027-10-13 | 3.931 | 4.1172 | 4.0383 | 4.0251 | 3.5103 | 3.3835 | 3.592 | 3.5214 | 3.1132 | 2.6738 | 2.5036 | 2.4793 | 2.6808 | 3.2492 | 3.1795 | 3.4705 | 4.0974 | 5.0098 | 5.4057 | 5.0906 | 4.2718 | 4.6976 | 4.5848 | 4.3655
2027-10-14 | 4.2483 | 3.7128 | 3.6766 | 3.9854 | 3.6201 | 3.8927 | 4.1689 | 3.4744 | 3.3762 | 2.955 | 2.6987 | 2.7394 | 2.7219 | 2.9672 | 3.1729 | 3.6611 | 4.503 | 4.9595 | 5.0333 | 4.8751 | 4.6224 | 4.7954 | 4.7659 | 4.4635
2027-10-15 | 4.4059 | 4.3052 | 3.7555 | 3.845 | 3.9153 | 4.1873 | 4.1589 | 3.3079 | 3.1099 | 2.6734 | 2.6077 | 2.6107 | 2.7487 | 3.0744 | 3.8895 | 4.5003 | 4.5593 | 4.782 | 5.2415 | 4.6447 | 4.0178 | 4.7838 | 4.9532 | 4.1559
2027-10-16 | 4.0182 | 4.0885 | 3.6859 | 3.4881 | 3.4437 | 3.6687 | 3.6557 | 3.2025 | 3.193 | 2.936 | 2.6018 | 2.4994 | 1.9721 | 2.0415 | 2.5267 | 2.7101 | 3.3568 | 4.199 | 4.9517 | 4.676 | 3.7687 | 4.0015 | 3.645 | 3.2245
2027-10-17 | 3.1406 | 3.1905 | 3.1533 | 2.9915 | 2.8076 | 2.9255 | 2.9233 | 2.6167 | 2.3657 | 2.0112 | 1.7423 | 1.6987 | 1.8837 | 2.2024 | 2.2996 | 2.5723 | 3.2697 | 4.2974 | 4.9358 | 4.6444 | 4.3074 | 4.3013 | 3.9075 | 3.5975
2027-10-18 | 3.3933 | 3.0628 | 2.8793 | 2.8513 | 2.8899 | 3.1105 | 3.5238 | 3.3253 | 3.2102 | 3.434 | 3.2242 | 2.9421 | 2.4618 | 2.7922 | 3.4684 | 3.9007 | 4.3458 | 4.7627 | 5.0263 | 4.5451 | 4.031 | 4.792 | 4.5081 | 4.1508
2027-10-19 | 3.7812 | 3.6182 | 3.6149 | 3.9429 | 3.8413 | 3.882 | 3.8606 | 3.3612 | 3.3535 | 2.7455 | 2.4682 | 2.2378 | 2.3551 | 2.4245 | 2.6735 | 3.1245 | 4.1091 | 4.8778 | 5.0541 | 4.8909 | 4.5529 | 4.478 | 4.2811 | 3.9358
2027-10-20 | 3.985 | 3.8202 | 3.5788 | 3.6657 | 3.7222 | 3.8249 | 4.1993 | 3.6597 | 3.2537 | 2.6752 | 2.8412 | 2.6295 | 2.5666 | 2.6621 | 3.2 | 3.7675 | 4.2336 | 4.4881 | 5.2789 | 4.9914 | 4.5586 | 5.1156 | 4.9209 | 4.2213
2027-10-21 | 4.2696 | 4.2991 | 4.1067 | 3.5527 | 3.1019 | 3.239 | 3.604 | 3.4085 | 3.2312 | 2.8836 | 2.8022 | 2.602 | 2.8284 | 3.2528 | 3.5346 | 3.7993 | 4.2408 | 4.566 | 5.3288 | 4.9957 | 3.9913 | 4.2393 | 4.5787 | 4.0257
2027-10-22 | 3.6841 | 3.7475 | 3.8486 | 3.6077 | 3.1217 | 3.193 | 3.76 | 3.7356 | 3.5153 | 2.9239 | 2.4721 | 2.5177 | 2.8215 | 3.1573 | 3.2871 | 3.6342 | 4.1298 | 4.5278 | 4.7972 | 4.466 | 3.855 | 3.6696 | 3.6826 | 3.5224
2027-10-23 | 3.4493 | 3.1472 | 3.0913 | 3.2632 | 3.0216 | 3.1382 | 3.4085 | 3.3396 | 3.3404 | 2.782 | 2.2825 | 2.1783 | 2.2667 | 2.1469 | 2.3135 | 2.7509 | 3.3009 | 4.0942 | 4.6537 | 4.2248 | 3.6655 | 4.1678 | 4.4241 | 4.1548
2027-10-24 | 3.8869 | 3.2954 | 3.071 | 3.119 | 3.07 | 2.9167 | 2.9326 | 2.881 | 2.5984 | 2.3153 | 2.003 | 1.7735 | 1.8972 | 2.0896 | 2.38 | 2.7202 | 3.4161 | 4.2824 | 5.0784 | 4.8153 | 4.232 | 3.7082 | 3.4408 | 3.1962
2027-10-25 | 3.1694 | 3.2048 | 3.0776 | 3.0244 | 3.0381 | 3.48 | 4.9583 | 4.0714 | 3.2922 | 2.5877 | 2.5752 | 2.5875 | 2.5554 | 2.8719 | 2.8417 | 3.0816 | 3.6894 | 4.8112 | 5.2619 | 4.8124 | 4.5725 | 4.67 | 4.5275 | 4.4748
2027-10-26 | 3.9154 | 3.2415 | 3.0765 | 3.2498 | 2.9871 | 3.3387 | 3.8853 | 3.8041 | 3.2082 | 2.721 | 2.3514 | 2.2479 | 2.322 | 2.5178 | 2.7701 | 3.227 | 4.0412 | 4.9634 | 5.4633 | 5.2495 | 4.692 | 5.0159 | 4.8806 | 4.5275
2027-10-27 | 4.4289 | 4.2765 | 4.0704 | 3.7989 | 3.8028 | 4.2594 | 4.6043 | 4.032 | 3.3323 | 2.8968 | 2.4795 | 2.4197 | 2.4882 | 2.8447 | 3.1743 | 3.3191 | 4.3148 | 5.156 | 5.4134 | 5.3022 | 4.757 | 4.6356 | 4.7111 | 4.3395
2027-10-28 | 4.3958 | 3.9304 | 3.7225 | 3.9885 | 3.9441 | 4.2929 | 4.7195 | 3.8535 | 3.7515 | 3.2677 | 2.7213 | 2.6778 | 2.7552 | 2.8234 | 3.1575 | 3.8181 | 3.8073 | 4.3202 | 5.0773 | 4.93 | 4.2248 | 4.238 | 4.5854 | 4.531
2027-10-29 | 3.9155 | 3.7258 | 3.4281 | 3.3548 | 3.3997 | 3.5381 | 3.8637 | 3.2195 | 3.2879 | 3.091 | 3.0477 | 2.7319 | 2.847 | 3.0501 | 3.0318 | 3.2432 | 4.3189 | 4.5377 | 4.963 | 4.7538 | 4.0129 | 4.364 | 4.2554 | 4.227
2027-10-30 | 4.0213 | 3.9776 | 3.8248 | 3.1936 | 3.088 | 3.2652 | 3.4465 | 2.9645 | 2.5794 | 2.4095 | 2.2958 | 1.8447 | 1.7518 | 2.0289 | 2.3811 | 2.7216 | 3.8148 | 4.6685 | 4.9087 | 4.2934 | 3.8529 | 3.4662 | 3.4821 | 3.3432
2027-10-31 | 3.3473 | 3.1891 | 3.0989 | 3.2338 | 3.0666 | 3.0934 | 3.2008 | 3.0026 | 2.8401 | 2.5215 | 1.9171 | 1.9845 | 2.2284 | 2.3616 | 2.7712 | 3.2535 | 3.7073 | 4.25 | 5.1365 | 4.7177 | 4.1156 | 4.0391 | 4.2728 | 4.066
2027-11-01 | 3.5476 | 3.2325 | 3.156 | 2.9632 | 3.0116 | 3.3166 | 3.7597 | 3.6597 | 3.1096 | 2.7124 | 2.7441 | 2.4151 | 2.5276 | 2.8046 | 3.3742 | 3.3624 | 4.6311 | 5.3041 | 5.4243 | 5.2508 | 4.5901 | 3.9627 | 3.8112 | 3.4974
2027-11-02 | 3.6079 | 3.4054 | 3.1747 | 3.1882 | 3.3708 | 3.9019 | 4.2489 | 3.8389 | 4.3583 | 4.6526 | 4.2625 | 3.416 | 3.9839 | 4.1414 | 3.704 | 3.9976 | 4.9263 | 4.999 | 4.8982 | 4.4384 | 4.1833 | 4.0243 | 3.8366 | 3.483
2027-11-03 | 3.3323 | 3.2019 | 2.8688 | 2.8618 | 2.845 | 3.0602 | 3.5662 | 3.6492 | 3.2569 | 2.5473 | 2.4844 | 2.5381 | 2.5142 | 3.2717 | 3.8777 | 3.7531 | 4.5598 | 4.9974 | 4.6099 | 4.0368 | 3.8655 | 4.7886 | 4.8021 | 4.2414
2027-11-04 | 3.9279 | 3.7933 | 3.9513 | 3.9699 | 3.8331 | 4.3682 | 4.6266 | 3.8885 | 3.8547 | 2.8669 | 2.5282 | 2.5318 | 2.6889 | 2.5002 | 2.7114 | 3.5569 | 4.3684 | 4.5217 | 5.213 | 4.7791 | 4.4267 | 4.8391 | 4.9295 | 4.1204
2027-11-05 | 3.8278 | 3.7348 | 3.7105 | 3.6136 | 3.6955 | 3.8856 | 4.2868 | 3.2905 | 3.1311 | 2.8236 | 2.323 | 2.1628 | 2.3391 | 2.4093 | 2.439 | 3.2234 | 4.4264 | 4.435 | 4.8139 | 4.7287 | 3.9468 | 4.2419 | 4.3024 | 4.3385
2027-11-06 | 3.3899 | 2.9996 | 3.1134 | 3.0987 | 2.8802 | 3.0413 | 3.0413 | 3.109 | 2.5864 | 2.197 | 1.8277 | 1.657 | 1.7276 | 2.0468 | 2.4131 | 2.4879 | 3.1104 | 4.0349 | 4.8474 | 4.252 | 3.8252 | 3.7963 | 3.5653 | 3.2568
2027-11-07 | 3.1221 | 3.2489 | 3.1127 | 3.0823 | 3.2755 | 3.7021 | 3.861 | 2.9798 | 2.5711 | 2.3396 | 2.1161 | 1.8896 | 1.7218 | 1.8493 | 2.2794 | 2.5473 | 3.1364 | 4.1351 | 5.0459 | 4.5064 | 3.9556 | 4.6135 | 4.4199 | 3.5756
2027-11-08 | 2.9378 | 3.0617 | 2.8918 | 2.8324 | 2.9361 | 3.3001 | 3.9831 | 3.2789 | 3.0083 | 2.7616 | 2.4058 | 2.1698 | 2.3713 | 2.4139 | 2.9222 | 3.0548 | 4.292 | 4.7447 | 5.2032 | 5.0788 | 4.3575 | 3.758 | 3.4512 | 3.5367
2027-11-09 | 3.319 | 3.1324 | 3.0622 | 3.2219 | 3.0065 | 3.1894 | 3.3953 | 3.4745 | 3.1405 | 2.5681 | 2.3167 | 2.4119 | 2.3088 | 2.3569 | 2.8064 | 3.6006 | 4.3303 | 5.0045 | 5.403 | 4.927 | 4.3192 | 4.3153 | 4.3672 | 4.0061
2027-11-10 | 3.3995 | 3.0213 | 2.9282 | 3.0361 | 2.8363 | 3.0431 | 3.5824 | 3.555 | 3.2164 | 2.6725 | 2.4651 | 2.8758 | 2.956 | 3.0347 | 3.4187 | 3.9875 | 4.1743 | 4.8829 | 5.4023 | 5.2231 | 4.6558 | 4.7501 | 4.8224 | 4.4797
2027-11-11 | 3.6247 | 3.582 | 3.4958 | 3.0977 | 3.0713 | 3.4046 | 3.2693 | 3.5598 | 2.9811 | 2.4189 | 2.6161 | 2.4781 | 2.2419 | 2.346 | 2.9565 | 3.3741 | 4.0572 | 4.8791 | 5.3902 | 5.0264 | 4.277 | 4.7089 | 4.5752 | 3.9089
2027-11-12 | 3.9185 | 4.0563 | 3.5447 | 3.6292 | 3.6979 | 4.2301 | 4.9999 | 3.7688 | 3.2275 | 3.188 | 2.8586 | 2.4569 | 2.4884 | 2.7105 | 2.6436 | 2.9289 | 4.1752 | 4.7762 | 5.2689 | 4.8864 | 3.6906 | 3.9509 | 3.7351 | 3.7474
2027-11-13 | 3.6532 | 3.2589 | 3.4113 | 3.1934 | 3.0531 | 3.2009 | 3.5545 | 3.3798 | 3.0541 | 2.5698 | 2.3213 | 2.2956 | 2.1414 | 2.2168 | 2.6857 | 2.4894 | 3.0958 | 4.1771 | 4.4892 | 3.7385 | 3.6846 | 3.3909 | 3.1815 | 3.1828
2027-11-14 | 3.092 | 3.2028 | 3.1925 | 3.33 | 2.7269 | 2.8573 | 2.9352 | 2.884 | 2.6329 | 1.9436 | 1.5884 | 1.3696 | 1.3615 | 1.3609 | 2.0126 | 2.4179 | 2.6434 | 3.3587 | 4.2947 | 4.5967 | 3.7794 | 3.4431 | 3.2779 | 2.9131
2027-11-15 | 2.7848 | 2.8857 | 2.7717 | 2.7024 | 2.6713 | 2.9786 | 3.1381 | 2.9388 | 2.6703 | 2.5423 | 2.1617 | 1.9056 | 2.2054 | 2.3656 | 2.3062 | 2.8405 | 3.694 | 4.5001 | 5.0879 | 4.4121 | 3.6612 | 4.0257 | 4.1051 | 3.8642
2027-11-16 | 3.3068 | 2.9065 | 3.0144 | 2.8463 | 2.805 | 2.9669 | 3.4866 | 3.7678 | 2.9916 | 2.792 | 2.6135 | 2.5097 | 2.4692 | 2.5249 | 2.8057 | 3.3469 | 4.343 | 5.1282 | 5.4081 | 4.8882 | 4.1228 | 4.1963 | 4.1358 | 4.066
2027-11-17 | 3.4499 | 3.4838 | 3.3762 | 3.5377 | 3.5215 | 3.7309 | 4.2838 | 3.7608 | 3.5119 | 3.3639 | 3.023 | 2.3712 | 2.2595 | 2.784 | 2.7553 | 3.3139 | 4.2031 | 4.7616 | 5.4058 | 4.8041 | 3.9589 | 4.5465 | 4.5117 | 4.374
2027-11-18 | 3.938 | 3.4865 | 3.8486 | 3.9569 | 3.6784 | 4.1327 | 4.5486 | 3.5775 | 3.5763 | 2.9814 | 2.7374 | 2.7814 | 2.996 | 2.7433 | 3.2553 | 3.921 | 4.5884 | 5.1087 | 5.3909 | 4.9727 | 4.214 | 4.2713 | 4.5809 | 4.0581
2027-11-19 | 3.485 | 3.4192 | 3.7042 | 3.6018 | 3.5194 | 3.8608 | 3.8435 | 4.1746 | 3.9456 | 3.473 | 2.8844 | 3.124 | 3.5018 | 3.7167 | 3.3947 | 3.5881 | 4.3131 | 4.8022 | 4.9553 | 4.2057 | 3.5128 | 4.0713 | 4.2106 | 4.1895
2027-11-20 | 3.9643 | 3.0844 | 2.9123 | 3.0312 | 2.851 | 2.8456 | 3.0399 | 3.1551 | 2.9715 | 2.4905 | 2.1083 | 2.4035 | 2.4386 | 2.4949 | 2.866 | 2.958 | 3.2553 | 4.1921 | 4.4974 | 3.7836 | 3.6701 | 3.5052 | 3.1663 | 3.11
2027-11-21 | 3.0828 | 3.0917 | 2.8722 | 2.9095 | 2.8985 | 3.0527 | 3.3129 | 3.1055 | 3.071 | 2.9516 | 2.4556 | 2.273 | 1.8261 | 1.919 | 2.2356 | 2.5116 | 3.0575 | 3.9927 | 4.4411 | 4.0587 | 3.8652 | 3.7148 | 3.8143 | 3.7769
2027-11-22 | 3.4939 | 2.9931 | 2.9111 | 2.9476 | 2.9467 | 3.288 | 3.8188 | 3.4742 | 3.0806 | 2.5778 | 2.2474 | 2.3537 | 2.4842 | 2.4905 | 2.595 | 3.2629 | 3.8976 | 4.5082 | 5.1861 | 4.7966 | 4.2226 | 4.1796 | 4.3027 | 4.1621
2027-11-23 | 3.792 | 3.7753 | 3.6387 | 3.3551 | 3.3601 | 3.6159 | 3.7984 | 3.4491 | 3.1238 | 3.1679 | 2.8549 | 2.7222 | 2.7279 | 2.8916 | 3.0106 | 3.2092 | 4.2849 | 4.9575 | 5.4152 | 5.1369 | 4.2707 | 4.2982 | 4.1927 | 4.1351
2027-11-24 | 3.6575 | 3.4038 | 3.298 | 3.4037 | 3.5759 | 3.6075 | 3.6708 | 3.6774 | 3.2472 | 2.8132 | 2.5895 | 2.4322 | 2.3325 | 2.4434 | 2.695 | 3.2993 | 4.0707 | 4.4656 | 5.1796 | 4.7505 | 3.9924 | 4.3177 | 4.7561 | 3.9615
2027-11-25 | 3.6904 | 3.9513 | 3.3713 | 2.9867 | 2.9895 | 3.2926 | 3.5591 | 3.7313 | 3.9504 | 3.6426 | 2.8977 | 3.0694 | 2.5401 | 2.3105 | 2.3045 | 2.9835 | 3.4389 | 3.8035 | 4.2055 | 3.9614 | 3.352 | 3.5481 | 3.7108 | 3.2417
2027-11-26 | 3.0243 | 3.0398 | 3.0762 | 2.8167 | 2.7259 | 2.93 | 2.9167 | 3.1357 | 3.0085 | 2.671 | 2.3357 | 2.1935 | 2.2374 | 2.6665 | 2.5048 | 2.9714 | 4.2572 | 4.9006 | 5.1593 | 4.2743 | 3.7114 | 4.1294 | 4.511 | 4.3881
2027-11-27 | 3.7488 | 3.5864 | 3.17 | 2.953 | 2.9184 | 3.2232 | 3.2489 | 3.0654 | 2.8779 | 2.4244 | 2.0269 | 1.8374 | 1.703 | 1.9033 | 2.2366 | 2.8741 | 3.5886 | 3.958 | 4.829 | 4.3181 | 3.5176 | 3.4991 | 3.5581 | 3.104
2027-11-28 | 3.0227 | 3.1256 | 3.0364 | 2.8394 | 2.8334 | 2.9957 | 2.8942 | 2.7387 | 2.4792 | 2.2212 | 1.8732 | 1.6292 | 2.1422 | 2.2408 | 2.3794 | 2.8389 | 3.7122 | 4.4195 | 5.1704 | 4.8104 | 3.9478 | 4.1796 | 4.4749 | 4.1281
2027-11-29 | 3.4613 | 3.4464 | 3.5204 | 3.3428 | 3.4708 | 3.8969 | 4.957 | 4.0355 | 3.7456 | 3.3147 | 2.7765 | 2.5551 | 2.6879 | 2.8231 | 2.933 | 3.3616 | 4.2654 | 4.9508 | 5.4172 | 5.1935 | 4.4721 | 4.6984 | 4.4215 | 3.9937
2027-11-30 | 3.8326 | 3.9838 | 3.9311 | 3.5721 | 3.559 | 4.0844 | 4.9211 | 4.2529 | 3.4557 | 2.9878 | 2.5091 | 2.1836 | 2.3216 | 2.6561 | 2.6995 | 3.285 | 4.3199 | 4.8596 | 5.4094 | 5.1821 | 4.6458 | 4.5766 | 4.4525 | 4.1951
2027-12-01 | 4.0255 | 3.5194 | 3.4115 | 3.5543 | 3.9043 | 3.9971 | 4.4079 | 3.6994 | 3.2557 | 2.7604 | 2.5282 | 2.3821 | 2.3166 | 2.4305 | 2.906 | 3.3711 | 4.2804 | 4.6263 | 5.2778 | 5.1087 | 4.6706 | 4.7043 | 4.477 | 3.7331
2027-12-02 | 3.3835 | 3.3111 | 3.1869 | 2.9072 | 2.8488 | 3.1464 | 4.0393 | 3.7772 | 3.463 | 3.0496 | 2.5664 | 2.2092 | 2.3425 | 2.5412 | 2.502 | 3.2381 | 4.1316 | 4.7124 | 5.2822 | 4.9679 | 4.2212 | 3.608 | 3.5237 | 3.4929
2027-12-03 | 3.1844 | 2.9688 | 3.1445 | 2.9287 | 2.8232 | 2.9419 | 3.4356 | 3.6228 | 3.1525 | 2.9456 | 2.7251 | 2.4104 | 2.3877 | 2.6735 | 2.769 | 3.1401 | 4.1437 | 4.8084 | 5.1865 | 4.6403 | 4.3001 | 3.7978 | 3.7518 | 3.5894
2027-12-04 | 3.3503 | 3.1859 | 2.9063 | 2.9883 | 3.1903 | 3.2748 | 3.3247 | 3.2818 | 2.9877 | 2.5129 | 2.1043 | 2.3329 | 2.5405 | 2.2774 | 2.5635 | 2.7322 | 3.18 | 3.8888 | 4.8029 | 4.3561 | 4.0173 | 3.7706 | 3.43 | 3.1282
2027-12-05 | 3.2617 | 3.3511 | 3.1358 | 2.8919 | 2.7686 | 2.7763 | 2.8969 | 2.7499 | 2.4392 | 2.1541 | 1.7502 | 1.5348 | 1.8777 | 2.0784 | 2.2559 | 2.5612 | 3.1532 | 3.9207 | 4.897 | 4.6182 | 4.082 | 3.346 | 3.4028 | 3.1907
2027-12-06 | 3.0301 | 3.0029 | 2.9306 | 2.9067 | 2.9437 | 3.1973 | 3.8469 | 4.012 | 3.2134 | 2.8876 | 2.7958 | 2.4752 | 2.4622 | 2.9425 | 3.1596 | 3.617 | 4.3441 | 4.7897 | 5.2847 | 4.8559 | 4.2726 | 3.833 | 3.5079 | 3.4741
2027-12-07 | 3.2708 | 3.0562 | 3.0302 | 3.13 | 2.9345 | 3.2425 | 3.8285 | 3.8677 | 3.765 | 3.0945 | 2.6488 | 2.6586 | 2.6724 | 2.8968 | 3.2475 | 3.5479 | 4.0843 | 4.9257 | 5.2646 | 5.0005 | 4.3685 | 3.7551 | 3.7589 | 3.1814
2027-12-08 | 2.9795 | 2.9903 | 3.0388 | 2.8403 | 2.8857 | 3.1837 | 3.6391 | 3.8096 | 3.5214 | 2.9658 | 2.5291 | 2.3411 | 2.3366 | 2.6344 | 2.7127 | 2.9755 | 4.0078 | 4.7277 | 5.2902 | 4.9967 | 4.3556 | 3.7819 | 3.5201 | 3.4672
2027-12-09 | 3.2766 | 2.9886 | 3.1369 | 3.0596 | 2.9888 | 3.1836 | 3.7296 | 3.8607 | 3.6757 | 3.1271 | 2.6492 | 2.5063 | 2.6162 | 2.6429 | 3.0421 | 3.3469 | 3.8226 | 4.3456 | 5.0895 | 4.7032 | 3.9053 | 3.6584 | 3.6076 | 3.0391
2027-12-10 | 2.8621 | 2.8645 | 2.697 | 2.6699 | 2.6611 | 2.9304 | 3.5741 | 3.3148 | 3.2399 | 3.1996 | 2.6793 | 2.3042 | 2.3223 | 2.7459 | 2.6767 | 3.2567 | 3.9341 | 4.4323 | 4.8631 | 4.5236 | 3.8393 | 4.0052 | 4.2104 | 4.2115
2027-12-11 | 3.3808 | 2.9441 | 2.8909 | 2.8852 | 2.8588 | 2.9706 | 3.2569 | 3.3302 | 3.3312 | 3.0863 | 2.7655 | 2.2004 | 2.1237 | 2.3268 | 2.3644 | 2.4515 | 3.0012 | 3.4928 | 3.617 | 3.3261 | 3.2971 | 3.1756 | 3.1699 | 2.9112
2027-12-12 | 2.8439 | 2.7717 | 2.7437 | 2.7427 | 2.7449 | 2.8804 | 3.0237 | 2.894 | 2.4957 | 2.1665 | 1.8046 | 1.5878 | 1.459 | 1.5683 | 1.6927 | 2.1633 | 2.7504 | 3.5361 | 4.3389 | 4.0913 | 3.666 | 3.9595 | 3.9386 | 3.62
2027-12-13 | 3.4262 | 3.0014 | 2.7803 | 2.7696 | 2.807 | 3.0775 | 3.6804 | 3.7528 | 3.0523 | 2.5166 | 2.37 | 2.1413 | 2.22 | 2.2479 | 2.5569 | 2.9771 | 3.9274 | 4.5908 | 5.002 | 4.4947 | 3.9166 | 3.5755 | 3.3953 | 3.103
2027-12-14 | 2.9796 | 2.9118 | 2.8944 | 2.8268 | 2.8958 | 3.2253 | 3.9678 | 4.0752 | 3.5937 | 3.1101 | 2.6484 | 2.2485 | 2.3319 | 2.5409 | 2.5614 | 3.4077 | 4.2395 | 4.8316 | 5.2596 | 5.1487 | 4.5652 | 4.7634 | 4.7187 | 4.1759
2027-12-15 | 3.8915 | 4.0025 | 3.9053 | 3.7945 | 3.7955 | 4.1854 | 4.6189 | 3.9737 | 3.649 | 3.2284 | 2.874 | 2.7018 | 2.7174 | 2.9468 | 3.2197 | 3.8364 | 4.1751 | 4.5301 | 5.2767 | 4.9793 | 4.5356 | 4.7423 | 4.3907 | 3.8129
2027-12-16 | 3.528 | 3.4311 | 3.5426 | 3.2585 | 3.1432 | 3.6141 | 4.1869 | 3.5868 | 3.1871 | 2.8344 | 2.7141 | 2.2838 | 2.166 | 2.1744 | 2.4879 | 2.7502 | 3.3878 | 4.0975 | 4.9352 | 4.6515 | 4.2026 | 4.4431 | 4.3636 | 3.8436
2027-12-17 | 3.445 | 3.2738 | 3.2551 | 3.2741 | 3.3128 | 3.4042 | 3.4741 | 3.552 | 3.5424 | 3.0748 | 2.6007 | 2.4135 | 2.3884 | 2.3454 | 2.4963 | 2.7763 | 3.6051 | 4.227 | 4.7032 | 4.3984 | 3.5698 | 3.3885 | 3.2595 | 3.0569
2027-12-18 | 3.2392 | 3.2222 | 3.278 | 3.2522 | 3.2428 | 3.0404 | 3.1401 | 3.248 | 2.9025 | 2.6138 | 2.4205 | 1.88 | 1.7209 | 1.9381 | 1.9968 | 2.2878 | 2.9711 | 3.9699 | 4.6575 | 4.493 | 4.1049 | 3.5267 | 3.2815 | 3.0214
2027-12-19 | 2.8457 | 2.8305 | 2.6383 | 2.571 | 2.4337 | 2.4572 | 2.6553 | 2.7001 | 2.4336 | 2.0631 | 1.8412 | 1.695 | 1.6213 | 1.6041 | 1.7728 | 2.2981 | 2.894 | 3.6226 | 4.6602 | 4.3429 | 4.0481 | 4.1508 | 3.8438 | 3.5734
2027-12-20 | 3.622 | 2.9879 | 2.8895 | 2.6749 | 2.781 | 3.0155 | 3.576 | 3.7083 | 3.1391 | 2.6416 | 2.4128 | 2.1337 | 2.2369 | 2.2082 | 2.4185 | 3.0411 | 3.5604 | 4.1165 | 5.0344 | 4.6846 | 4.136 | 3.8788 | 3.7744 | 3.3255
2027-12-21 | 2.9763 | 2.8425 | 2.7815 | 2.7693 | 2.7927 | 2.9851 | 3.4285 | 3.1698 | 2.7168 | 2.3587 | 2.1948 | 2.1655 | 2.3678 | 2.396 | 2.7405 | 3.6116 | 4.0685 | 4.7408 | 4.8855 | 4.4259 | 4.0512 | 4.4735 | 4.5872 | 4.1155
2027-12-22 | 3.6611 | 3.4838 | 3.3817 | 3.3478 | 3.4345 | 3.9073 | 4.488 | 3.9297 | 3.509 | 2.8178 | 2.3801 | 2.1851 | 2.0443 | 2.0366 | 2.2416 | 2.5034 | 3.2547 | 4.1252 | 4.6285 | 4.5681 | 4.2563 | 4.3901 | 4.3289 | 4.1416
2027-12-23 | 3.8293 | 3.5978 | 3.2205 | 3.2776 | 3.339 | 3.7579 | 4.2839 | 3.5952 | 3.2134 | 2.9343 | 2.5191 | 2.391 | 2.2763 | 2.295 | 2.4026 | 2.9263 | 3.6171 | 4.3162 | 5.0713 | 4.7489 | 4.2854 | 4.5066 | 4.4886 | 3.7425
2027-12-24 | 3.4832 | 3.2706 | 3.2359 | 3.3609 | 3.4893 | 3.6839 | 4.335 | 3.8332 | 3.4105 | 2.9881 | 2.5122 | 2.3722 | 2.2387 | 2.3851 | 2.267 | 2.5989 | 3.2742 | 3.9699 | 4.7353 | 4.6328 | 4.1626 | 4.723 | 4.7511 | 4.2436
2027-12-25 | 3.3556 | 3.2326 | 3.1716 | 3.113 | 3.0203 | 2.863 | 3.0441 | 3.194 | 2.7424 | 2.22 | 1.8293 | 1.6441 | 1.6023 | 1.7395 | 2.0724 | 2.6577 | 3.3303 | 4.2687 | 4.8476 | 4.5438 | 4.1723 | 3.8821 | 3.6475 | 3.1029
2027-12-26 | 3.0041 | 3.1221 | 3.1298 | 3.3419 | 3.272 | 3.383 | 3.1677 | 3.0088 | 2.738 | 2.2926 | 1.8434 | 1.5304 | 1.5641 | 1.6695 | 1.954 | 2.3712 | 3.2449 | 3.9195 | 4.7468 | 4.6857 | 4.3699 | 4.0535 | 3.7009 | 3.3568
2027-12-27 | 3.0993 | 2.8318 | 2.7694 | 2.7448 | 2.8014 | 3.0035 | 3.3081 | 3.3989 | 3.5057 | 3.1527 | 2.7741 | 2.7753 | 2.7395 | 3.1401 | 3.3597 | 3.9267 | 4.6411 | 5.0763 | 5.0169 | 4.1133 | 3.8158 | 4.2054 | 4.2717 | 4.2747
2027-12-28 | 4.021 | 3.8948 | 3.6358 | 2.8447 | 2.8337 | 2.9975 | 3.236 | 3.3852 | 3.2892 | 2.9887 | 2.7216 | 2.5898 | 2.2695 | 2.2229 | 2.2643 | 2.506 | 3.4374 | 4.3776 | 4.611 | 4.2888 | 3.8861 | 3.7057 | 3.4056 | 3.133
2027-12-29 | 3.1326 | 2.9491 | 2.7948 | 2.7535 | 2.8154 | 2.9797 | 3.2119 | 3.4261 | 3.3682 | 3.042 | 2.8303 | 2.6919 | 2.6536 | 2.5899 | 2.7563 | 3.2369 | 3.9765 | 4.9475 | 5.2755 | 5.294 | 4.8086 | 4.5825 | 4.3542 | 3.9994
2027-12-30 | 3.8312 | 3.8293 | 3.6903 | 3.6674 | 3.4691 | 3.7008 | 4.0699 | 3.646 | 3.3472 | 3.1811 | 2.6907 | 2.3955 | 2.2786 | 2.3793 | 2.5238 | 3.3774 | 4.1618 | 4.8281 | 5.2881 | 5.0869 | 4.4024 | 4.5167 | 4.5439 | 4.4006
2027-12-31 | 4.2396 | 3.9539 | 3.4887 | 3.4421 | 3.5384 | 3.602 | 4.0728 | 3.6254 | 3.451 | 3.444 | 3.6273 | 3.4602 | 3.4502 | 3.637 | 3.749 | 3.6987 | 4.1987 | 4.9035 | 5.1823 | 4.8236 | 4.3254 | 4.1874 | 4.0643 | 3.7715
2028-01-01 | 3.0371 | 3.0105 | 3.0668 | 2.7334 | 2.6198 | 2.6053 | 2.8159 | 2.8908 | 2.6117 | 2.4835 | 2.2758 | 1.727 | 1.4442 | 1.6363 | 2 | 2.1942 | 2.8916 | 3.91 | 4.6904 | 4.609 | 3.569 | 3.5736 | 3.453 | 3.246
2028-01-02 | 3.3258 | 3.2133 | 2.95 | 2.8253 | 2.6729 | 2.8748 | 2.899 | 2.9667 | 2.7076 | 2.4158 | 1.9791 | 1.6988 | 1.3762 | 1.6481 | 1.9714 | 2.1986 | 2.6109 | 3.9953 | 4.8994 | 4.7516 | 4.1474 | 3.3154 | 3.1846 | 2.8721
2028-01-03 | 3.2083 | 3.2686 | 2.8346 | 2.6769 | 2.8419 | 2.7573 | 2.6621 | 2.6813 | 2.4456 | 2.2985 | 2.0888 | 1.9185 | 1.5986 | 1.6095 | 1.732 | 2.1881 | 2.9706 | 3.9753 | 4.5703 | 4.6109 | 4.1921 | 3.8973 | 3.5355 | 3.4302
2028-01-04 | 2.9189 | 2.8266 | 2.8591 | 2.8158 | 2.7036 | 3.0893 | 3.0982 | 3.1916 | 3.0664 | 2.7038 | 2.2238 | 1.9504 | 1.9708 | 1.9932 | 2.1094 | 2.4896 | 3.6558 | 4.2653 | 5.0433 | 4.906 | 4.4584 | 3.9045 | 3.7403 | 3.3441
2028-01-05 | 3.3791 | 2.9665 | 2.8977 | 2.8318 | 2.7884 | 3.2839 | 3.3104 | 3.2236 | 3.0578 | 2.6071 | 2.2422 | 2.0089 | 1.7131 | 1.8287 | 2.0497 | 2.4395 | 3.358 | 4.257 | 4.8204 | 4.8714 | 4.365 | 4.0332 | 3.6916 | 3.6369
2028-01-06 | 3.2004 | 2.9431 | 3.1441 | 2.9608 | 2.8124 | 2.9124 | 3.1107 | 3.2333 | 3.0945 | 2.4786 | 2.1769 | 1.8475 | 1.7121 | 1.749 | 1.9794 | 2.4945 | 3.1325 | 3.8812 | 4.9685 | 4.8494 | 3.9619 | 3.5913 | 3.4353 | 3.3695
2028-01-07 | 2.9809 | 2.8056 | 2.8528 | 2.8395 | 2.673 | 3.0471 | 3.3196 | 3.5223 | 3.4782 | 2.9373 | 2.4009 | 1.9979 | 1.8197 | 1.8825 | 2.0861 | 2.4102 | 3.0684 | 3.6755 | 4.6127 | 3.7512 | 3.3322 | 3.8156 | 3.95 | 3.6605
2028-01-08 | 2.9707 | 2.9452 | 3.0029 | 2.7299 | 2.619 | 2.6078 | 2.828 | 2.9029 | 2.5931 | 2.4511 | 2.2097 | 1.6465 | 1.4175 | 1.5928 | 1.9389 | 2.1236 | 2.8408 | 3.8768 | 4.6736 | 4.6227 | 3.5737 | 3.5818 | 3.4487 | 3.1664
2028-01-09 | 3.2561 | 3.1475 | 2.8857 | 2.7772 | 2.6726 | 2.8743 | 2.9013 | 2.9819 | 2.7233 | 2.4314 | 2.0086 | 1.7285 | 1.3679 | 1.6353 | 1.9312 | 2.1389 | 2.5934 | 4.0052 | 4.9094 | 4.7551 | 4.1586 | 3.3236 | 3.1863 | 2.8736
2028-01-10 | 2.9164 | 2.7809 | 2.7008 | 2.6743 | 2.7994 | 3.093 | 3.1863 | 3.2952 | 3.2496 | 2.5375 | 2.2743 | 2.0346 | 1.9979 | 2.1011 | 2.1633 | 2.4995 | 3.5122 | 4.2748 | 5.0376 | 4.6989 | 3.9155 | 3.7189 | 3.736 | 3.5353
2028-01-11 | 3.2113 | 2.9121 | 2.8646 | 2.9533 | 2.6849 | 2.9026 | 3.6198 | 3.8592 | 3.7326 | 3.2478 | 2.7262 | 2.3795 | 2.2323 | 2.2993 | 2.5256 | 3.2857 | 3.9232 | 4.2318 | 5.2373 | 5.2352 | 4.7932 | 4.2517 | 3.9573 | 3.7812
2028-01-12 | 3.1963 | 3.0794 | 3.0118 | 2.9457 | 2.8119 | 3.353 | 3.6285 | 3.705 | 3.4194 | 2.9248 | 2.4204 | 2.0828 | 2.4416 | 2.4346 | 2.3494 | 2.5429 | 3.6182 | 4.6828 | 5.2434 | 5.059 | 4.215 | 4.1322 | 3.7997 | 3.6023
2028-01-13 | 3.433 | 3.2608 | 2.937 | 2.9038 | 2.837 | 3.439 | 3.9397 | 4.0772 | 3.7099 | 3.3853 | 2.872 | 2.416 | 2.7306 | 2.469 | 2.6155 | 3.1939 | 4.1436 | 4.3654 | 5.1948 | 5.2443 | 4.7724 | 4.3525 | 4.0199 | 3.8399
2028-01-14 | 3.3605 | 3.0897 | 2.9839 | 2.9016 | 2.7845 | 3.1184 | 4.0099 | 3.9056 | 3.2333 | 2.4569 | 2.0908 | 1.9063 | 1.997 | 2.3787 | 2.3333 | 2.5903 | 3.5062 | 4.0238 | 4.5926 | 4.7557 | 4.3003 | 4.0557 | 3.9125 | 3.7519
2028-01-15 | 3.4013 | 2.9122 | 2.8538 | 2.9905 | 2.6968 | 2.7379 | 3.0324 | 3.1975 | 3.0222 | 2.5664 | 2.224 | 2.0018 | 1.9778 | 1.8067 | 2.2108 | 2.5457 | 2.804 | 3.438 | 4.7913 | 4.7473 | 3.8732 | 3.9281 | 4.0196 | 3.2603
2028-01-16 | 2.9876 | 2.9348 | 3.1227 | 2.8436 | 2.6781 | 2.6813 | 2.7906 | 2.7391 | 2.622 | 2.2248 | 1.8425 | 1.3288 | 1.2512 | 1.2902 | 1.6477 | 2.1149 | 2.4915 | 3.3126 | 4.6765 | 4.6399 | 4.1678 | 3.4483 | 3.1927 | 2.9722
2028-01-17 | 2.9083 | 2.7084 | 2.619 | 2.6158 | 2.7647 | 3.1386 | 3.2447 | 3.2632 | 3.3416 | 2.7862 | 2.2136 | 2.0475 | 2.1633 | 2.0405 | 2.2122 | 2.522 | 3.3258 | 4.1759 | 5.066 | 4.6587 | 4.0146 | 3.7103 | 3.9343 | 3.3125
2028-01-18 | 2.8891 | 3.0293 | 2.9382 | 2.8372 | 2.7048 | 2.849 | 3.5409 | 3.4212 | 3.0412 | 2.6022 | 2.2196 | 1.9995 | 1.8414 | 1.822 | 2.2157 | 2.3293 | 3.0563 | 4.6339 | 5.2425 | 5.1889 | 4.5298 | 4.1578 | 3.8208 | 3.3888
2028-01-19 | 3.4106 | 3.1803 | 3.0182 | 3.0266 | 2.8531 | 3.1817 | 4.1071 | 4.5377 | 3.9893 | 3.3285 | 3.1386 | 2.6384 | 2.4921 | 2.3366 | 2.4615 | 3.0272 | 3.7849 | 4.4016 | 5.2311 | 5.2415 | 4.6768 | 4.2434 | 3.8406 | 3.462
2028-01-20 | 3.4944 | 3.1151 | 2.965 | 2.9692 | 3.1445 | 3.161 | 3.7667 | 3.5816 | 3.5457 | 2.9408 | 2.4737 | 2.1107 | 2.03 | 2.1004 | 2.4115 | 2.538 | 3.2672 | 4.1148 | 5.223 | 4.745 | 4.2338 | 3.9308 | 3.8018 | 3.5203
2028-01-21 | 3.0056 | 2.9292 | 2.9095 | 2.8899 | 2.864 | 3.4612 | 3.9543 | 4.1855 | 4.0329 | 3.2607 | 2.4562 | 2.4193 | 2.4044 | 2.4552 | 2.543 | 3.6369 | 4.1543 | 4.1992 | 4.9069 | 4.9527 | 4.4114 | 3.948 | 4.0199 | 3.6939
2028-01-22 | 3.0678 | 2.9907 | 3.1463 | 2.8766 | 2.7848 | 2.903 | 3.0998 | 3.2148 | 2.8984 | 2.5376 | 2.0846 | 1.853 | 1.8676 | 2.0228 | 2.2562 | 2.4324 | 2.855 | 4.1209 | 5.1704 | 4.8703 | 4.3102 | 3.8705 | 3.7813 | 3.7149
2028-01-23 | 3.17 | 3 | 2.9421 | 3.1192 | 2.748 | 2.8163 | 3.0002 | 3.3187 | 3.2573 | 2.7244 | 2.2634 | 1.9514 | 1.7427 | 1.7974 | 2.1208 | 2.457 | 2.6489 | 3.5329 | 4.9444 | 4.9404 | 4.424 | 3.7412 | 3.2912 | 3.1623
2028-01-24 | 2.7685 | 2.5644 | 2.5613 | 2.7359 | 2.6664 | 2.9418 | 3.5027 | 3.8757 | 3.1834 | 2.5638 | 2.2696 | 1.9266 | 1.822 | 1.9459 | 2.3966 | 2.905 | 3.3291 | 4.2227 | 5.2379 | 4.9839 | 4.5244 | 4.1295 | 3.7219 | 3.3004
2028-01-25 | 3.5057 | 3.2924 | 3.0663 | 3.1611 | 3.2138 | 3.348 | 4.1572 | 4.4144 | 4.4126 | 3.8507 | 3.4479 | 3.1596 | 2.5145 | 2.591 | 3.2655 | 3.7066 | 4.1903 | 4.2086 | 5.1822 | 5.2398 | 4.8377 | 4.514 | 4.0586 | 3.592
2028-01-26 | 3.5232 | 3.2424 | 3.1132 | 3.0953 | 2.8617 | 2.993 | 3.9021 | 4.2604 | 3.6935 | 3.06 | 2.5381 | 2.0978 | 1.9569 | 1.9838 | 2.3182 | 2.9593 | 3.4383 | 4.0571 | 5.2049 | 5.2351 | 4.7482 | 4.3785 | 4.0405 | 3.5312
2028-01-27 | 3.4887 | 3.1041 | 2.9764 | 3.1135 | 3.0275 | 3.3182 | 4.1832 | 4.5452 | 4.4597 | 3.9098 | 3.2271 | 3.0042 | 3.0796 | 3.1517 | 3.2485 | 3.5363 | 3.7115 | 4.0319 | 5.0288 | 5.0537 | 4.5348 | 4.0823 | 3.7222 | 3.5359
2028-01-28 | 3.0321 | 2.9637 | 2.9664 | 2.9185 | 2.8289 | 3.2763 | 3.514 | 3.5037 | 3.3971 | 2.7832 | 2.2906 | 2.0974 | 2.1633 | 2.1271 | 2.2129 | 2.7493 | 3.6903 | 4.3808 | 5.0001 | 4.7831 | 4.2258 | 4.2404 | 4.2812 | 3.9119
2028-01-29 | 3.2295 | 2.9589 | 3.0528 | 2.9615 | 2.7854 | 3.0059 | 3.461 | 3.536 | 3.4318 | 2.759 | 2.206 | 2.2318 | 2.1754 | 2.4797 | 2.8461 | 3.4083 | 3.7044 | 3.8464 | 4.5498 | 4.5328 | 4.0679 | 3.9345 | 3.743 | 3.5274
2028-01-30 | 3.2308 | 2.8843 | 2.9459 | 2.9194 | 2.6539 | 2.6138 | 2.869 | 2.7571 | 2.5714 | 2.2815 | 2.236 | 2.0054 | 2.002 | 1.907 | 2.2894 | 2.273 | 2.4951 | 3.503 | 4.7899 | 4.9134 | 4.3482 | 3.3978 | 3.2949 | 3.0764
2028-01-31 | 2.8023 | 2.7287 | 2.7038 | 2.8245 | 2.7363 | 3.0833 | 3.9005 | 4.4353 | 3.6521 | 2.7813 | 2.7854 | 2.4027 | 2.2649 | 2.3593 | 2.8691 | 2.9702 | 3.5226 | 4.4303 | 5.1351 | 5.1474 | 4.77 | 4.5754 | 3.9107 | 3.5458
2028-02-01 | 3.3306 | 3.0841 | 3.0018 | 3.0957 | 3.0599 | 3.1285 | 3.7925 | 3.7568 | 3.5196 | 2.9885 | 2.5626 | 2.0951 | 2.1375 | 2.3998 | 2.5763 | 2.7296 | 3.2194 | 4.2469 | 5.152 | 5.1342 | 4.5799 | 4.0756 | 3.8076 | 3.4725
2028-02-02 | 3.6423 | 3.2589 | 3.131 | 3.0695 | 2.9652 | 3.4336 | 4.3868 | 4.5606 | 4.3799 | 4.2254 | 3.5166 | 3.1873 | 2.9757 | 2.609 | 3.0995 | 3.3799 | 3.8434 | 4.5445 | 5.1415 | 4.989 | 4.0693 | 4.1437 | 4.2594 | 3.5636
2028-02-03 | 3.3515 | 3.4723 | 3.196 | 3.1459 | 2.948 | 3.2261 | 4.235 | 4.1512 | 3.9796 | 3.5109 | 3.1926 | 2.5553 | 2.9099 | 3.1045 | 3.0471 | 2.7307 | 3.3814 | 4.2991 | 5.161 | 5.1478 | 4.5802 | 4.1803 | 3.8497 | 3.4839
2028-02-04 | 3.2757 | 3.3563 | 3.0292 | 3.0336 | 3.0721 | 3.4342 | 4.2863 | 4.6664 | 4.4089 | 3.5187 | 3.5947 | 2.9926 | 2.5115 | 2.1484 | 2.4419 | 3.0537 | 3.2896 | 3.8914 | 4.9203 | 4.8986 | 4.0391 | 4.363 | 4.3039 | 3.4874
2028-02-05 | 3.272 | 3.2276 | 3.0239 | 2.8129 | 2.5666 | 2.7512 | 2.8998 | 2.9106 | 2.5994 | 2.4292 | 2.1795 | 1.952 | 1.6609 | 1.7655 | 2.172 | 2.7016 | 3.5732 | 3.7838 | 4.6627 | 4.8401 | 4.4362 | 4.0601 | 3.9287 | 3.6236
2028-02-06 | 3.218 | 3.1307 | 3.342 | 3.0852 | 2.931 | 2.9773 | 3.1598 | 3.4275 | 3.495 | 3.0969 | 2.6416 | 2.6251 | 2.8532 | 2.808 | 2.3728 | 2.5505 | 2.6355 | 3.2111 | 4.5157 | 4.8013 | 4.3977 | 3.8814 | 3.4448 | 3.1127
2028-02-07 | 3.0904 | 3.1368 | 2.9176 | 2.8285 | 2.775 | 2.9643 | 3.8251 | 3.9287 | 3.2463 | 3.5691 | 3.4923 | 2.7354 | 2.52 | 2.0968 | 2.6575 | 3.4091 | 4.0771 | 4.8094 | 4.9847 | 4.6515 | 3.8849 | 4.0217 | 3.5772 | 3.0708
2028-02-08 | 3.0421 | 3.129 | 2.8989 | 2.7611 | 2.7615 | 3.2356 | 3.6995 | 3.7458 | 3.5985 | 2.8084 | 2.9939 | 3.1493 | 3.1335 | 2.4877 | 2.5928 | 2.558 | 3.3506 | 3.7929 | 4.7423 | 5.0745 | 4.4265 | 4.0633 | 4.2507 | 3.5318
2028-02-09 | 3.0676 | 3.032 | 2.9491 | 2.9953 | 2.8146 | 2.9833 | 3.4046 | 3.4467 | 3.2048 | 2.6146 | 2.1808 | 2.3652 | 2.4723 | 2.4644 | 2.2855 | 2.4648 | 3.4225 | 4.2124 | 4.8979 | 4.9161 | 4.5624 | 3.9483 | 3.6864 | 3.5474
2028-02-10 | 3.1902 | 2.9461 | 2.9019 | 2.874 | 2.9581 | 3.1741 | 3.7135 | 3.4196 | 3.3491 | 2.7169 | 2.5138 | 2.1949 | 2.0228 | 1.7649 | 1.9278 | 2.29 | 2.8201 | 3.6364 | 4.2483 | 4.3749 | 4.1001 | 3.8044 | 3.2827 | 3.095
2028-02-11 | 2.9625 | 2.7877 | 2.738 | 2.7412 | 2.7087 | 2.941 | 3.5606 | 3.7638 | 3.3393 | 2.5429 | 1.8649 | 1.6517 | 1.5858 | 1.622 | 1.9043 | 2.2222 | 2.5101 | 3.2206 | 4.4834 | 4.3525 | 3.5825 | 3.8322 | 3.4502 | 3.002
2028-02-12 | 2.8427 | 2.906 | 2.7129 | 2.6321 | 2.6125 | 2.776 | 3.032 | 2.7643 | 2.3933 | 2.0976 | 1.7049 | 1.3029 | 1.1915 | 1.2602 | 1.5187 | 1.9801 | 2.5318 | 3.2133 | 3.8199 | 4.1052 | 3.7413 | 3.5103 | 3.2177 | 3.0625
2028-02-13 | 3.0013 | 2.7655 | 2.7269 | 2.7019 | 2.6123 | 2.6596 | 2.7209 | 2.7764 | 2.6253 | 2.2494 | 1.8251 | 1.3898 | 1.1257 | 1.2633 | 1.5859 | 1.8218 | 2.3799 | 3.079 | 4.4552 | 4.7138 | 4.2075 | 3.4182 | 3.0391 | 2.7911
2028-02-14 | 2.6842 | 2.7679 | 2.5883 | 2.5689 | 2.7145 | 3.2112 | 3.5768 | 3.4795 | 3.1939 | 2.5311 | 2.1506 | 2.1524 | 1.9573 | 1.9507 | 2.2528 | 2.6507 | 3.4286 | 4.0547 | 4.7544 | 4.7848 | 4.3048 | 4.0692 | 3.6564 | 3.5863
2028-02-15 | 3.1369 | 2.9266 | 2.8629 | 2.9683 | 2.9069 | 3.0238 | 3.6431 | 3.5566 | 4.047 | 3.6729 | 3.0935 | 2.901 | 2.7125 | 3.0609 | 3.1752 | 3.4084 | 3.7934 | 4.2794 | 5.1495 | 5.1363 | 4.609 | 4.2655 | 4.0117 | 3.4468
2028-02-16 | 3.124 | 2.9922 | 2.9827 | 3.2303 | 3.1252 | 3.2101 | 3.4589 | 3.5616 | 3.7952 | 3.5147 | 3.1334 | 3.1136 | 3.4318 | 3.6249 | 3.6507 | 4.0419 | 4.6105 | 4.6044 | 4.7736 | 4.7543 | 4.4487 | 3.9895 | 3.8543 | 3.5268
2028-02-17 | 3.3749 | 3.0181 | 3.0473 | 3.1076 | 3.1537 | 3.2511 | 4.1306 | 4.2517 | 4.2854 | 3.9872 | 3.5144 | 2.6001 | 2.3342 | 2.4532 | 2.7868 | 2.647 | 3.6636 | 3.7169 | 4.4933 | 4.7754 | 4.6266 | 4.333 | 3.858 | 3.6562
2028-02-18 | 3.1098 | 2.9699 | 2.9307 | 2.9069 | 2.8138 | 3.1267 | 4.0778 | 4.2739 | 3.4229 | 3.4232 | 2.8734 | 2.165 | 2.2687 | 2.608 | 2.374 | 2.5281 | 3.13 | 3.8047 | 4.2748 | 4.7034 | 4.4478 | 4.3409 | 3.6597 | 3.3086
2028-02-19 | 3.251 | 2.8799 | 2.8236 | 2.7768 | 2.7407 | 2.8 | 2.8446 | 2.833 | 2.5833 | 2.4474 | 2.258 | 1.8069 | 1.5781 | 1.7529 | 2.0929 | 2.8293 | 3.3979 | 4.011 | 4.1361 | 4.1788 | 3.9783 | 4.0519 | 3.5055 | 3.2546
2028-02-20 | 3.1022 | 3.2085 | 2.9181 | 2.8116 | 2.6663 | 2.6897 | 2.7719 | 2.9003 | 2.9549 | 2.5598 | 2.3887 | 2.2983 | 2.7145 | 2.5635 | 2.3482 | 2.6893 | 3.1066 | 3.9852 | 4.467 | 4.3817 | 3.5941 | 3.1545 | 3.484 | 2.9953
2028-02-21 | 2.7496 | 2.6496 | 2.7348 | 2.6155 | 2.6433 | 2.7182 | 2.7045 | 2.9242 | 2.9317 | 2.4854 | 1.9969 | 1.3516 | 1.3531 | 1.6745 | 2.1155 | 2.4659 | 2.6955 | 3.4418 | 4.5053 | 5.0458 | 4.0463 | 3.949 | 3.8907 | 3.1544
2028-02-22 | 2.8659 | 3.0213 | 2.8638 | 2.721 | 2.6993 | 2.902 | 3.5593 | 3.4423 | 2.7605 | 2.497 | 2.2849 | 1.9451 | 1.8637 | 2.1445 | 2.3541 | 2.4991 | 3.1675 | 4.1081 | 5.0282 | 5.0408 | 4.5045 | 4.5995 | 3.925 | 3.2848
2028-02-23 | 2.9429 | 2.8109 | 2.862 | 2.6483 | 2.5325 | 2.7801 | 3.4224 | 3.5808 | 3.3553 | 2.7555 | 2.52 | 2.1897 | 2.0714 | 2.2427 | 2.4503 | 2.9617 | 3.2665 | 3.8265 | 4.8255 | 5.1189 | 4.61 | 4.107 | 3.9022 | 3.7335
2028-02-24 | 3.342 | 3.1296 | 3.0261 | 3.1811 | 2.9716 | 3.1815 | 3.8266 | 3.8826 | 4.0016 | 3.5001 | 3.1934 | 3.7405 | 3.7271 | 3.3012 | 3.2821 | 3.5443 | 4.4185 | 4.4535 | 4.7652 | 4.7387 | 4.3281 | 3.9013 | 3.7926 | 3.3978
2028-02-25 | 3.0358 | 2.9088 | 2.8424 | 2.8176 | 2.8733 | 3.0815 | 3.8358 | 3.8885 | 3.3989 | 3.065 | 2.3911 | 2.0796 | 2.2008 | 2.5647 | 2.64 | 2.8821 | 3.4285 | 4.2083 | 4.5942 | 4.589 | 4.4275 | 4.4303 | 3.947 | 3.5206
2028-02-26 | 3.6154 | 3.1983 | 2.9934 | 2.9591 | 2.8521 | 3.2328 | 3.3094 | 3.3377 | 3.1026 | 2.6599 | 2.2589 | 1.7239 | 1.9864 | 2.1618 | 2.2282 | 2.5499 | 3.3983 | 4.2937 | 4.2884 | 4.4891 | 4.2731 | 3.9101 | 3.7091 | 3.4064
2028-02-27 | 3.438 | 3.0177 | 2.9388 | 2.89 | 2.7402 | 2.8101 | 3.0157 | 3.3803 | 2.9771 | 2.4848 | 2.3584 | 2.2039 | 2.0902 | 1.9733 | 2.5613 | 2.7038 | 3.1912 | 4.199 | 4.9916 | 5.0057 | 4.1956 | 3.6617 | 3.2976 | 2.9244
2028-02-28 | 2.8845 | 2.8878 | 2.6732 | 2.7087 | 2.7969 | 3.0405 | 3.895 | 3.8182 | 3.6533 | 3.1228 | 2.6348 | 2.2014 | 2.2977 | 2.3776 | 2.6349 | 2.9555 | 3.8128 | 4.3529 | 4.8104 | 4.6907 | 4.4847 | 4.2459 | 3.5998 | 3.2255
2028-02-29 | 3.097 | 3.0406 | 2.8306 | 2.8174 | 2.7829 | 3.3284 | 3.7632 | 3.7388 | 3.3167 | 2.8114 | 2.2975 | 2.0665 | 2.192 | 2.1305 | 2.2447 | 2.5074 | 3.4082 | 3.9333 | 4.7681 | 5.0428 | 4.5166 | 4.0339 | 3.8952 | 3.71
2028-03-01 | 3.3465 | 3.1742 | 2.7568 | 2.6742 | 2.6674 | 3.398 | 3.7528 | 3.5169 | 3.814 | 3.3575 | 2.9118 | 2.5104 | 2.3851 | 2.178 | 2.5804 | 3.317 | 4.0091 | 3.919 | 4.6697 | 5.0168 | 4.6239 | 4.4424 | 4.1853 | 3.4684
2028-03-02 | 3.2667 | 3.2251 | 3.3583 | 3.1415 | 3.0801 | 3.4125 | 4.2988 | 4.358 | 3.8889 | 3.1481 | 2.2603 | 2.1401 | 2.2353 | 2.1263 | 2.6891 | 2.9023 | 3.4114 | 3.9938 | 4.6439 | 4.7006 | 4.3819 | 4.0809 | 3.7504 | 3.2542
2028-03-03 | 3.0712 | 2.9851 | 3.081 | 3.1953 | 2.8552 | 3.0732 | 3.5367 | 3.6654 | 3.3535 | 2.8382 | 2.6128 | 2.5751 | 2.8241 | 2.6683 | 2.3958 | 3.1975 | 3.6188 | 3.9773 | 4.4672 | 4.7047 | 4.2327 | 3.8881 | 4.0932 | 3.7175
2028-03-04 | 3.1173 | 3.1756 | 3.0875 | 2.9195 | 2.8149 | 2.9565 | 3.4762 | 3.4416 | 2.8868 | 2.9191 | 2.9654 | 2.3162 | 2.0595 | 2.0168 | 2.2235 | 2.3322 | 3.1013 | 3.8421 | 4.2927 | 4.0049 | 3.8811 | 4.1046 | 3.8245 | 3.3706
2028-03-05 | 3.3649 | 3.1448 | 2.8912 | 2.9453 | 2.7982 | 3.0031 | 2.9357 | 2.8444 | 2.6832 | 2.545 | 2.0959 | 1.8189 | 1.6423 | 1.8944 | 1.8928 | 1.8903 | 2.6065 | 3.6637 | 4.5726 | 4.7239 | 4.1504 | 3.5153 | 3.2123 | 2.9377
2028-03-06 | 3.0348 | 2.9103 | 2.7818 | 2.6936 | 2.7415 | 3.311 | 3.8981 | 3.6497 | 3.441 | 2.6393 | 2.1823 | 1.8393 | 1.928 | 2.1395 | 2.0982 | 2.2306 | 2.9689 | 3.8772 | 4.6212 | 5.0248 | 4.4352 | 3.9187 | 3.5821 | 3.3696
2028-03-07 | 3.3171 | 3.1653 | 2.9413 | 2.8752 | 2.8541 | 3.3245 | 4.1273 | 3.8337 | 3.5506 | 3.1622 | 2.7551 | 2.3119 | 2.1249 | 2.4272 | 2.3259 | 2.392 | 2.8468 | 3.7793 | 4.5729 | 4.9291 | 4.4149 | 3.8422 | 3.6178 | 3.1076
2028-03-08 | 3.0599 | 3.104 | 2.9187 | 2.8843 | 2.8327 | 3.0676 | 4.0225 | 3.4921 | 2.8814 | 2.0764 | 1.629 | 1.6515 | 2.007 | 1.8902 | 1.6719 | 2.2031 | 2.7369 | 3.2675 | 4.2993 | 4.7966 | 4.3547 | 3.6605 | 3.6523 | 3.3418
2028-03-09 | 2.904 | 2.8381 | 2.9502 | 2.7519 | 2.7629 | 3.072 | 3.7877 | 3.952 | 3.3225 | 2.6907 | 2.1407 | 1.852 | 1.7435 | 1.8247 | 2.1458 | 2.3846 | 2.8644 | 3.4365 | 4.6612 | 4.9156 | 4.3382 | 3.85 | 3.5312 | 3.143
2028-03-10 | 2.969 | 2.9472 | 3.0327 | 2.8146 | 2.8228 | 3.212 | 3.9951 | 3.5501 | 3.2753 | 3.0599 | 2.4285 | 2.2536 | 2.4372 | 2.2346 | 1.8576 | 2.1914 | 2.9443 | 3.3314 | 3.8091 | 4.0908 | 3.6534 | 3.7759 | 3.7037 | 3.3749
2028-03-11 | 3.1632 | 2.9057 | 2.6954 | 2.6671 | 2.6266 | 2.7675 | 3.0043 | 3.1591 | 2.7887 | 2.2977 | 1.8331 | 1.1393 | 1.2899 | 1.3137 | 1.4438 | 2.0706 | 2.9355 | 3.2267 | 3.8538 | 4.2199 | 3.8857 | 3.4671 | 3.2594 | 3.0434
2028-03-12 | 3.0611 | 2.7737 | 2.7511 | 2.7721 | 2.802 | 2.7189 | 2.882 | 2.9383 | 3.0381 | 2.7417 | 1.8315 | 1.8055 | 1.9605 | 1.5167 | 2.0142 | 2.5841 | 3.1971 | 3.6669 | 4.2922 | 4.1598 | 3.7432 | 3.4191 | 3.4353 | 2.8787
2028-03-13 | 2.8071 | 2.8351 | 2.6039 | 2.5705 | 2.6586 | 3.0107 | 3.9119 | 4.0636 | 3.503 | 2.591 | 2.6468 | 2.4812 | 2.8189 | 2.4549 | 2.4606 | 3.2614 | 3.4293 | 3.875 | 4.7707 | 4.7944 | 4.0128 | 3.7163 | 3.6818 | 3.0588
2028-03-14 | 2.9067 | 2.2543 | 1.7707 | 2.0079 | 2.5651 | 2.9697 | 4.1097 | 4.2321 | 3.611 | 3.493 | 3.3391 | 3.1897 | 3.1226 | 3.2504 | 3.3608 | 3.3131 | 3.8135 | 4.1861 | 4.9924 | 4.8696 | 4.4856 | 4.0867 | 3.6454 | 3.1879
2028-03-15 | 2.9531 | 3.0224 | 2.7728 | 2.5673 | 2.6547 | 2.9621 | 3.5248 | 4.0489 | 3.9188 | 3.2237 | 2.8848 | 2.5902 | 2.837 | 2.5089 | 2.5086 | 3.5115 | 3.7241 | 4.0016 | 4.9511 | 5.1565 | 4.63 | 4.0199 | 3.7797 | 3.6827
2028-03-16 | 3.1296 | 3.0333 | 3.1038 | 2.8304 | 2.8932 | 3.3264 | 4.109 | 4.1743 | 3.665 | 2.9979 | 2.5817 | 2.29 | 2.2053 | 2.2244 | 2.6549 | 3.0448 | 3.5313 | 4.3283 | 5.0005 | 5.3014 | 4.7023 | 4.0846 | 3.5742 | 3.3454
2028-03-17 | 2.9804 | 2.8508 | 2.7803 | 2.8238 | 2.8911 | 3.0324 | 3.6435 | 3.7195 | 3.3668 | 3.1648 | 3.0582 | 2.7168 | 2.4289 | 2.7008 | 2.9091 | 3.3271 | 3.8589 | 3.8515 | 4.5472 | 4.8663 | 4.5196 | 4.2032 | 3.9124 | 3.6042
2028-03-18 | 3.4828 | 3.2093 | 2.9693 | 3.0221 | 3.1801 | 3.0792 | 3.2252 | 3.1332 | 2.8581 | 2.3534 | 1.9781 | 1.6443 | 1.6297 | 2.0177 | 2.0129 | 2.1497 | 2.941 | 3.782 | 4.3921 | 4.5166 | 4.1863 | 4.1504 | 3.6659 | 3.4054
2028-03-19 | 3.4087 | 3.2824 | 2.9799 | 2.8934 | 2.8009 | 3.1055 | 3.2012 | 3.1445 | 2.7388 | 2.6692 | 2.2579 | 2.3323 | 2.0562 | 2.021 | 2.1749 | 2.0568 | 2.4649 | 3.2488 | 4.439 | 4.6107 | 4.2751 | 3.8674 | 3.5349 | 3.1735
2028-03-20 | 3.1412 | 3.0653 | 2.7596 | 2.5227 | 2.5748 | 2.963 | 3.1608 | 3.2796 | 3.3424 | 2.7564 | 2.4236 | 1.9371 | 2.3544 | 3.0469 | 2.8256 | 3.1279 | 3.3321 | 3.454 | 4.1245 | 4.7032 | 4.3811 | 3.7547 | 3.4412 | 3.3844
2028-03-21 | 3.1667 | 2.8662 | 2.7527 | 2.9502 | 2.8823 | 3.1329 | 3.6464 | 3.7073 | 3.6946 | 3.563 | 3.0758 | 2.4038 | 2.4212 | 2.6981 | 2.7551 | 3.1065 | 3.8114 | 4.152 | 4.617 | 4.7349 | 4.3561 | 3.9456 | 3.4141 | 3.2128
2028-03-22 | 3.007 | 2.8151 | 2.8121 | 2.8104 | 2.8538 | 3.4143 | 3.6649 | 3.6497 | 3.4625 | 2.8781 | 2.5162 | 2.2023 | 2.5864 | 2.4439 | 2.6756 | 3.066 | 3.5313 | 4.2119 | 4.6699 | 4.7498 | 4.0951 | 3.6034 | 3.4468 | 3.2932
2028-03-23 | 3.2628 | 3.0605 | 2.8541 | 2.8049 | 3.0299 | 3.2012 | 3.6808 | 3.6539 | 3.7798 | 3.665 | 3.0208 | 2.2442 | 2.3902 | 2.7486 | 2.9292 | 3.2681 | 3.6258 | 4.3604 | 4.7896 | 4.9143 | 4.2867 | 3.9323 | 3.6845 | 3.3669
2028-03-24 | 3.3411 | 3.2077 | 2.9701 | 2.952 | 2.8901 | 3.207 | 3.7381 | 3.4521 | 3.0229 | 2.9806 | 2.5444 | 2.2831 | 2.2841 | 2.6673 | 2.6422 | 3.4126 | 3.7987 | 4.4708 | 4.3738 | 4.343 | 4.3601 | 4.211 | 3.7802 | 3.5873
2028-03-25 | 3.512 | 3.2227 | 2.9912 | 2.9509 | 3.2236 | 3.297 | 3.5632 | 3.7171 | 3.7944 | 4.111 | 3.6457 | 2.9859 | 2.7742 | 2.7533 | 2.7258 | 2.7413 | 3.0712 | 3.5954 | 3.7375 | 4.0697 | 3.992 | 3.5577 | 3.4113 | 3.2325
2028-03-26 | 3.0684 | 2.7831 | 2.6874 | 2.5831 | 2.5058 | 2.5695 | 2.6344 | 2.7489 | 2.4995 | 2.2438 | 1.7076 | 1.2059 | 1.2801 | 1.2748 | 1.2966 | 1.5577 | 2.3682 | 3.1698 | 3.8238 | 4.5389 | 4.3561 | 3.8776 | 3.655 | 3.4924
2028-03-27 | 3.118 | 2.8108 | 2.7509 | 2.84 | 2.9637 | 3.049 | 3.3251 | 3.4028 | 3.2829 | 3.37 | 2.4235 | 2.4066 | 2.3892 | 2.0194 | 1.7486 | 2.191 | 2.7325 | 3.4428 | 4.1726 | 4.7486 | 4.3598 | 3.837 | 3.86 | 3.3628
2028-03-28 | 2.9366 | 2.9906 | 2.9622 | 2.8003 | 2.8048 | 3.0731 | 3.8476 | 3.5188 | 2.73 | 2.4131 | 2.2139 | 1.906 | 1.8942 | 2.0544 | 2.0453 | 2.1961 | 2.9995 | 3.9495 | 4.3778 | 4.8973 | 4.6275 | 4.2986 | 3.8653 | 3.604
2028-03-29 | 3.1053 | 2.9766 | 2.9052 | 2.8958 | 2.9026 | 3.4062 | 3.7234 | 3.5117 | 3.1341 | 2.4881 | 2.1021 | 1.8946 | 2.0331 | 1.9494 | 1.9791 | 2.2462 | 3.1494 | 3.8602 | 4.386 | 4.9691 | 4.6934 | 4.2946 | 3.8944 | 3.6247
2028-03-30 | 3.316 | 2.929 | 2.871 | 3.0486 | 3.1221 | 3.3652 | 3.8135 | 3.7121 | 3.3061 | 2.8378 | 2.3583 | 2.0789 | 2.2857 | 2.3278 | 2.1291 | 2.6278 | 3.4688 | 4.1003 | 4.5621 | 5.085 | 4.825 | 4.3963 | 3.7146 | 3.3411
2028-03-31 | 3.3096 | 2.982 | 2.8329 | 2.7555 | 2.8063 | 2.9848 | 3.3917 | 3.4306 | 2.8733 | 2.3863 | 1.9312 | 1.806 | 1.9014 | 2.0076 | 1.9017 | 2.2707 | 3.1868 | 3.6286 | 4.1846 | 4.7894 | 4.4847 | 4.1388 | 3.7519 | 3.4832
2028-04-01 | 3.4264 | 3.1342 | 2.8991 | 2.8488 | 2.9692 | 3.0672 | 3.1443 | 3.1109 | 2.7601 | 2.8467 | 2.4501 | 2.5174 | 2.7517 | 2.8328 | 2.9687 | 2.8847 | 2.8295 | 3.8065 | 3.9938 | 4.5277 | 4.2651 | 3.9714 | 3.5785 | 3.2643
2028-04-02 | 3.3165 | 2.9885 | 2.8532 | 2.8359 | 2.7264 | 2.8325 | 2.7876 | 2.8101 | 2.7696 | 2.3577 | 2.0277 | 2.2419 | 2.2043 | 1.9853 | 2.1776 | 2.6017 | 2.9193 | 3.6567 | 4.5114 | 4.9988 | 4.4361 | 4.1678 | 4.033 | 3.6796
2028-04-03 | 3.358 | 3.0561 | 3.0159 | 3.0199 | 3.0721 | 3.5518 | 4.5602 | 4.3907 | 4.4004 | 4.0375 | 3.7241 | 3.2812 | 3.8427 | 3.868 | 3.748 | 3.7006 | 4.6181 | 4.9625 | 5.0394 | 4.724 | 4.1426 | 3.8041 | 3.4666 | 3.3205
2028-04-04 | 3.0535 | 2.8907 | 2.8516 | 2.524 | 2.3355 | 2.4485 | 3.0267 | 3.7408 | 3.2256 | 2.7988 | 3.0909 | 2.6919 | 2.4042 | 2.5391 | 3.0299 | 3.0742 | 4.0025 | 4.5679 | 4.8071 | 4.8604 | 4.6731 | 4.2456 | 3.7712 | 3.6155
2028-04-05 | 3.1197 | 2.9013 | 2.8865 | 2.9166 | 2.8919 | 3.2743 | 3.9309 | 4.3156 | 3.3429 | 3.2331 | 3.4013 | 3.2066 | 2.4107 | 2.4771 | 2.8488 | 3.0448 | 3.6786 | 4.3518 | 4.8963 | 5.1154 | 4.7126 | 4.3924 | 3.9098 | 3.2722
2028-04-06 | 3.2314 | 3.1279 | 3.0762 | 3.2487 | 3.1104 | 3.4668 | 4.1617 | 4.0807 | 4.3508 | 4.1145 | 3.5844 | 3.7975 | 3.0416 | 3.0385 | 3.2714 | 3.6699 | 4.3258 | 4.3595 | 4.8085 | 5.1222 | 4.7652 | 4.197 | 4.345 | 3.8032
2028-04-07 | 3.1372 | 2.9819 | 2.9105 | 2.9539 | 3.0288 | 3.1114 | 3.3557 | 3.5846 | 3.4783 | 3.0964 | 2.7747 | 2.4639 | 2.5434 | 2.3721 | 2.8718 | 3.2097 | 3.1025 | 3.7391 | 4.7222 | 5.0226 | 4.4771 | 4.0176 | 3.8578 | 3.4158
2028-04-08 | 3.4413 | 3.2467 | 2.9228 | 2.8962 | 3.0589 | 3.2885 | 3.1604 | 3.1207 | 3.0529 | 2.7428 | 2.593 | 2.4285 | 2.4475 | 2.4207 | 2.782 | 3.2029 | 3.4981 | 4.1591 | 4.8523 | 4.8108 | 4.22 | 4.3796 | 4.3336 | 3.5928
2028-04-09 | 3.2929 | 3.1784 | 3.3749 | 3.014 | 2.9146 | 2.9041 | 3.0259 | 3.1174 | 2.8088 | 3.0366 | 2.8585 | 2.5564 | 2.3099 | 2.2815 | 2.4174 | 2.5777 | 3.214 | 3.6689 | 4.2489 | 4.8282 | 4.4782 | 4.1338 | 3.588 | 3.1293
2028-04-10 | 2.9613 | 2.9194 | 3.0794 | 2.9148 | 2.9069 | 3.2249 | 4.0146 | 3.9742 | 3.2724 | 2.635 | 2.1952 | 2.0594 | 1.9731 | 2.0575 | 2.0558 | 2.173 | 2.7452 | 3.7274 | 4.5212 | 5.0445 | 4.5238 | 3.9104 | 3.5139 | 3.1307
2028-04-11 | 3.0503 | 3.0406 | 2.8502 | 2.8011 | 3.0375 | 3.3493 | 3.6547 | 3.4503 | 3.0382 | 2.3757 | 2.0345 | 1.8026 | 1.9132 | 2.0873 | 2.0004 | 2.2223 | 2.9935 | 3.8869 | 4.5038 | 4.9587 | 4.6881 | 4.1729 | 3.6736 | 3.1983
2028-04-12 | 3.1508 | 3.019 | 2.8552 | 2.8527 | 2.8988 | 3.1642 | 3.3294 | 3.3875 | 2.874 | 2.4354 | 2.1784 | 2.0834 | 2.0683 | 2.2376 | 2.313 | 2.9471 | 3.3649 | 3.744 | 4.7208 | 5.1192 | 4.703 | 3.8545 | 3.5652 | 3.5923
2028-04-13 | 3.0599 | 2.9233 | 2.9052 | 3.0136 | 3.1141 | 3.2456 | 3.7048 | 3.6031 | 3.2222 | 2.7636 | 2.4736 | 2.1952 | 2.2638 | 2.2538 | 2.1522 | 2.4287 | 3.4154 | 3.8336 | 4.3777 | 5.1392 | 4.6873 | 4.1071 | 3.5492 | 3.3837
2028-04-14 | 3.0555 | 2.9214 | 2.8551 | 2.8526 | 2.8447 | 3.0492 | 3.9362 | 3.7714 | 3.2254 | 2.605 | 2.2938 | 2.2505 | 2.361 | 2.4231 | 2.4229 | 2.7888 | 3.5739 | 4.3708 | 4.8548 | 5.0952 | 4.6518 | 4.1315 | 4.1081 | 3.6816
2028-04-15 | 3.6273 | 3.295 | 3.0882 | 3.0516 | 3.1329 | 3.3021 | 3.0955 | 2.8807 | 2.7206 | 2.3098 | 1.9346 | 1.8196 | 1.7607 | 1.9362 | 1.7602 | 2.136 | 2.9498 | 3.7775 | 4.3786 | 4.5953 | 3.9183 | 3.743 | 3.8818 | 3.5403
2028-04-16 | 3.651 | 3.3193 | 3.0835 | 3.0237 | 3.0768 | 3.3609 | 3.346 | 3.0488 | 2.6453 | 2.4467 | 2.5102 | 2.3009 | 2.1961 | 2.0377 | 1.8185 | 2.4299 | 2.9106 | 3.5346 | 4.708 | 5.1275 | 4.795 | 4.4219 | 4.0113 | 3.3714
2028-04-17 | 3.1791 | 3.2786 | 3.241 | 3.0492 | 3.0299 | 3.7435 | 4.117 | 3.7632 | 3.4418 | 2.6743 | 2.3871 | 2.2127 | 2.0901 | 2.353 | 2.6179 | 2.4219 | 3.0851 | 4.154 | 4.8913 | 5.0137 | 4.5908 | 3.997 | 3.4511 | 3.1192
2028-04-18 | 3.1415 | 3.0022 | 2.8655 | 2.8996 | 3.1036 | 3.2308 | 3.6144 | 3.8674 | 3.8644 | 3.3372 | 2.6102 | 2.4073 | 2.4394 | 2.3684 | 2.4372 | 2.8128 | 3.301 | 3.9402 | 4.7029 | 5.0164 | 4.5445 | 3.7086 | 3.4728 | 3.1107
2028-04-19 | 2.8889 | 3.0099 | 2.8796 | 2.822 | 2.8501 | 3.1453 | 3.5634 | 3.5362 | 2.9704 | 2.7376 | 2.4116 | 2.1054 | 2.0273 | 2.3439 | 2.347 | 2.5468 | 3.2812 | 4.0961 | 4.6299 | 5.0403 | 4.5388 | 3.9219 | 3.4937 | 3.1838
2028-04-20 | 3.0901 | 3.1869 | 2.9643 | 2.925 | 2.946 | 3.5425 | 4.0467 | 3.5847 | 3.9106 | 3.3628 | 3.2803 | 3.0869 | 3.3497 | 3.1147 | 3.3041 | 3.431 | 4.0619 | 4.4287 | 4.6222 | 5.0336 | 4.7668 | 4.0539 | 4.045 | 3.8622
2028-04-21 | 3.2847 | 3.082 | 3.0189 | 2.8975 | 2.8824 | 3.282 | 3.4945 | 3.5934 | 3.7562 | 3.2672 | 2.7654 | 2.4901 | 2.629 | 2.3529 | 2.2979 | 2.3666 | 3.1517 | 3.9045 | 3.976 | 4.3068 | 4.2394 | 3.7575 | 3.6755 | 3.4637
2028-04-22 | 3.2338 | 2.9241 | 2.8101 | 2.7812 | 2.8321 | 2.9499 | 3.3666 | 3.0004 | 2.7708 | 2.8013 | 2.2255 | 1.7798 | 1.9126 | 1.7759 | 1.935 | 2.3431 | 3.0182 | 3.1361 | 4.0134 | 4.6156 | 4.2961 | 3.6195 | 3.6458 | 3.6197
2028-04-23 | 3.0776 | 2.9856 | 3.0414 | 3.0275 | 2.9132 | 2.9087 | 2.813 | 2.6693 | 2.6839 | 2.3269 | 1.9793 | 1.7812 | 1.9271 | 1.6969 | 1.8423 | 2.2046 | 2.73 | 3.6495 | 4.3052 | 4.9806 | 4.6588 | 3.8784 | 3.5205 | 3.4322
2028-04-24 | 3.1266 | 2.8313 | 2.7843 | 2.7437 | 2.8336 | 3.3092 | 3.9163 | 3.316 | 3.3186 | 3.1642 | 2.8971 | 2.3265 | 2.2534 | 2.2431 | 2.2775 | 2.6519 | 3.2314 | 3.9694 | 4.5963 | 5.0673 | 4.5954 | 3.9312 | 3.5422 | 3.1793
2028-04-25 | 3.0672 | 3.1659 | 2.8894 | 2.8116 | 2.8403 | 2.9992 | 3.4985 | 3.0408 | 3.1447 | 2.5613 | 2.4317 | 2.4523 | 2.1733 | 2.1703 | 2.7212 | 2.5846 | 2.9562 | 3.7748 | 4.5583 | 4.8836 | 4.4813 | 3.7552 | 3.3773 | 3.0844
2028-04-26 | 2.9257 | 2.9143 | 2.9806 | 2.8377 | 2.85 | 3.2363 | 3.6586 | 3.4806 | 3.3455 | 2.9718 | 2.6549 | 2.2891 | 2.3472 | 2.4905 | 2.3085 | 2.3904 | 3.0975 | 4.011 | 4.5711 | 5.0938 | 4.6026 | 3.6379 | 3.1336 | 2.8728
2028-04-27 | 2.9055 | 2.8548 | 2.6287 | 2.7024 | 2.8286 | 2.8684 | 3.248 | 3.2098 | 3.1661 | 2.8867 | 2.6388 | 2.4605 | 2.2043 | 2.4965 | 2.6786 | 3.1619 | 3.9559 | 4.0846 | 4.625 | 5.1285 | 4.7399 | 3.9564 | 3.3248 | 3.0105
2028-04-28 | 3.0318 | 2.9339 | 2.7997 | 2.7449 | 2.8111 | 3.0662 | 3.7444 | 3.6484 | 3.6808 | 3.7832 | 3.4655 | 3.3037 | 2.9418 | 2.9165 | 3.3156 | 3.5443 | 3.5589 | 3.638 | 4.3678 | 4.6642 | 4.0482 | 3.8342 | 3.8793 | 3.1249
2028-04-29 | 2.9514 | 2.9575 | 2.8265 | 2.8135 | 2.8524 | 3.1647 | 3.0545 | 3.236 | 3.1808 | 2.8211 | 2.7426 | 2.4052 | 2.3196 | 2.515 | 2.4187 | 2.4736 | 2.6723 | 3.3937 | 4.0592 | 3.8018 | 3.5727 | 3.6149 | 3.2668 | 2.8927
2028-04-30 | 2.8258 | 2.9369 | 2.7457 | 2.6647 | 2.7414 | 2.8839 | 3.1077 | 2.7516 | 2.4656 | 2.4499 | 2.1356 | 1.5976 | 1.5721 | 1.856 | 2.1339 | 2.4007 | 2.6079 | 3.2722 | 3.793 | 4.1785 | 4.0975 | 3.7404 | 3.1538 | 2.9031
2028-05-01 | 2.863 | 2.7189 | 2.6621 | 2.6672 | 2.7427 | 3.1312 | 3.3245 | 3.3097 | 3.4546 | 2.5054 | 2.1874 | 2.2313 | 2.1803 | 2.1491 | 2.3898 | 2.5449 | 2.5373 | 3.136 | 4.3682 | 4.6013 | 4.2085 | 4.1336 | 3.8183 | 3.008
2028-05-02 | 2.9593 | 2.9697 | 2.7568 | 2.7625 | 2.7989 | 3.0132 | 3.3744 | 2.6778 | 2.5121 | 2.3274 | 2.1518 | 1.9413 | 1.928 | 2.0269 | 2.299 | 2.7863 | 3.6435 | 4.0255 | 4.3028 | 4.7812 | 4.2685 | 3.6521 | 3.2086 | 2.968
2028-05-03 | 2.9538 | 2.8116 | 2.7131 | 2.6611 | 2.7409 | 2.9906 | 3.6835 | 4.0485 | 4.141 | 4.0071 | 3.3204 | 3.5762 | 3.5041 | 3.1708 | 3.5951 | 3.7008 | 3.76 | 4.0613 | 4.7329 | 5.0357 | 4.2097 | 3.5697 | 3.825 | 3.0953
2028-05-04 | 2.8337 | 2.9568 | 2.6826 | 2.4921 | 2.5545 | 2.8605 | 3.4824 | 3.135 | 3.2511 | 3.0069 | 2.4711 | 2.5952 | 3.0043 | 3.2462 | 3.1458 | 3.4424 | 3.4733 | 4.4478 | 4.6867 | 4.8314 | 4.6054 | 4.3531 | 3.9076 | 3.2471
2028-05-05 | 2.9918 | 2.8572 | 2.9402 | 2.9455 | 2.9407 | 3.3647 | 4.0734 | 4.1247 | 3.4886 | 2.8099 | 3.3453 | 3.3235 | 3.1452 | 2.3923 | 2.7378 | 3.333 | 3.6223 | 3.8755 | 4.8029 | 4.7497 | 4.2659 | 4.2718 | 4.0883 | 3.3618
2028-05-06 | 3.1018 | 2.9776 | 2.7327 | 2.6001 | 2.5736 | 2.7822 | 2.8575 | 2.6715 | 2.5546 | 2.6326 | 2.5579 | 2.347 | 2.2439 | 2.2664 | 2.1334 | 2.2643 | 2.9067 | 3.7373 | 4.2834 | 4.1824 | 4.021 | 3.926 | 3.5628 | 3.0369
2028-05-07 | 2.8493 | 2.9141 | 2.8352 | 2.7199 | 2.744 | 2.7739 | 2.7483 | 2.6926 | 2.5062 | 2.1846 | 2.0224 | 1.7724 | 1.4905 | 1.7432 | 1.9258 | 2.1152 | 2.4255 | 2.9823 | 4.1403 | 4.6834 | 4.2197 | 3.4926 | 3.5402 | 3.0499
2028-05-08 | 2.8352 | 2.808 | 2.8694 | 2.7097 | 2.7949 | 3.1867 | 3.9541 | 3.4345 | 2.7459 | 2.4921 | 2.1202 | 2.0465 | 2.2431 | 2.1549 | 2.127 | 2.2945 | 2.7769 | 3.6517 | 4.1508 | 4.6964 | 4.3895 | 3.8745 | 3.2227 | 3.0446
2028-05-09 | 2.9502 | 2.72 | 2.507 | 2.5571 | 2.7536 | 2.8056 | 3.2066 | 3.3167 | 3.6713 | 3.4685 | 3.0239 | 3.6917 | 3.3195 | 3.6716 | 3.2398 | 2.9142 | 3.4893 | 4.0205 | 4.5925 | 5.139 | 4.7078 | 4.0963 | 3.7169 | 3.5873
2028-05-10 | 2.982 | 2.8673 | 2.7968 | 2.7942 | 2.7927 | 3.1241 | 3.8609 | 3.805 | 3.1714 | 2.7634 | 2.31 | 2.0732 | 2.1143 | 2.1049 | 2.3814 | 2.5131 | 2.8801 | 3.7712 | 4.6763 | 5.1486 | 4.979 | 4.2395 | 3.6928 | 3.2035
2028-05-11 | 3.0062 | 3.0755 | 2.8607 | 2.7874 | 2.8126 | 3.2063 | 4.0002 | 3.457 | 3.1469 | 2.6423 | 2.5073 | 2.4304 | 2.2597 | 2.2383 | 2.5585 | 2.7739 | 3.3512 | 4.2611 | 4.9804 | 5.1397 | 4.9455 | 4.3485 | 3.8679 | 3.4557
2028-05-12 | 3.1581 | 3.0296 | 3.0221 | 3.1109 | 3.1818 | 3.3872 | 3.869 | 3.6164 | 3.3611 | 2.8701 | 2.4472 | 2.3271 | 2.528 | 2.5526 | 2.6669 | 2.9228 | 3.1626 | 3.4957 | 4.3712 | 4.9939 | 4.6084 | 3.9481 | 3.7148 | 3.5932
2028-05-13 | 3.0858 | 2.957 | 3.0714 | 2.8338 | 2.7998 | 2.9094 | 3.0745 | 3.0827 | 2.5361 | 2.131 | 1.7628 | 1.6342 | 1.7387 | 1.6901 | 1.986 | 2.2041 | 2.7114 | 3.7114 | 4.3583 | 4.7923 | 4.2257 | 3.6584 | 3.5853 | 3.2218
2028-05-14 | 3.0992 | 3.0588 | 2.8161 | 2.7912 | 2.7878 | 2.8191 | 3.0474 | 2.8051 | 2.3496 | 2.1455 | 2.0021 | 1.8114 | 1.731 | 1.8436 | 1.9804 | 2.229 | 2.6856 | 3.7251 | 4.4347 | 4.84 | 4.2753 | 3.7583 | 3.6273 | 3.2942
2028-05-15 | 3.1093 | 2.9358 | 2.754 | 2.6991 | 2.6395 | 2.9034 | 3.3179 | 3.02 | 3.2359 | 2.9816 | 2.6907 | 2.653 | 2.3864 | 2.325 | 2.2872 | 2.6798 | 3.9254 | 4.4732 | 4.8648 | 4.6468 | 4.0245 | 3.5172 | 3.6768 | 3.2176
2028-05-16 | 2.8311 | 2.9435 | 2.8785 | 2.7391 | 2.7864 | 3.0184 | 3.9028 | 3.7525 | 3.2547 | 3.2187 | 2.6592 | 2.2588 | 2.1582 | 2.2514 | 2.1985 | 2.4167 | 3.5187 | 4.3241 | 4.511 | 4.7489 | 4.5735 | 4.0506 | 3.4946 | 3.486
2028-05-17 | 3.0075 | 2.8103 | 2.7572 | 2.7133 | 2.8284 | 3.0311 | 3.103 | 2.7494 | 2.628 | 2.325 | 2.2318 | 2.0973 | 2.0456 | 2.1642 | 2.278 | 2.4673 | 3.1548 | 4.1198 | 4.7719 | 5.1664 | 5.101 | 4.6094 | 3.8539 | 3.4003
2028-05-18 | 3.0358 | 3.1796 | 2.922 | 2.7461 | 2.8165 | 3.2245 | 3.9758 | 3.8053 | 3.33 | 3.1782 | 2.7216 | 2.6435 | 2.73 | 2.8441 | 3.4679 | 3.7819 | 4.3454 | 4.5411 | 4.9362 | 5.1421 | 4.8256 | 4.3921 | 3.7139 | 3.2712
2028-05-19 | 3.1288 | 3.0195 | 2.9436 | 2.8693 | 2.8356 | 2.9269 | 3.2602 | 3.5413 | 3.3642 | 2.772 | 2.2202 | 2.1602 | 2.2824 | 2.0504 | 2.0875 | 2.5402 | 3.1096 | 3.4813 | 4.3175 | 4.7224 | 4.0856 | 4.0008 | 4.0576 | 3.5244
2028-05-20 | 3.1248 | 2.7989 | 2.7375 | 2.7172 | 2.7574 | 2.9794 | 2.8759 | 2.5916 | 2.3412 | 1.9631 | 1.7101 | 1.4136 | 1.5114 | 1.7455 | 1.5888 | 1.9616 | 2.7319 | 3.1112 | 3.6904 | 4.461 | 4.0466 | 3.6397 | 3.4144 | 3.3222
2028-05-21 | 3.0561 | 2.8092 | 2.7749 | 2.8597 | 2.6772 | 2.4978 | 2.5224 | 2.3868 | 2.2313 | 1.8275 | 1.5473 | 1.304 | 1.357 | 1.5916 | 1.6274 | 2.0621 | 2.8101 | 3.9715 | 4.7782 | 4.8843 | 4.4969 | 3.6934 | 3.3586 | 2.999
2028-05-22 | 2.9696 | 2.9292 | 2.7221 | 2.7018 | 2.7451 | 3.0661 | 3.6295 | 3.5724 | 3.1421 | 2.7108 | 2.3796 | 2.2727 | 2.1251 | 2.6261 | 2.6722 | 2.6962 | 3.7282 | 4.2714 | 4.6045 | 4.9108 | 4.5013 | 3.6117 | 3.3991 | 2.989
2028-05-23 | 3.032 | 2.9733 | 2.7504 | 2.7813 | 3.0181 | 3.2032 | 3.4777 | 3.3679 | 3.2707 | 2.6117 | 2.3829 | 2.5445 | 2.3746 | 2.8142 | 2.5556 | 2.9541 | 3.4032 | 3.8691 | 4.6919 | 5.1243 | 4.7443 | 4.0105 | 3.8171 | 3.5285
2028-05-24 | 2.9876 | 2.8645 | 2.8348 | 2.8511 | 3.1226 | 3.2852 | 3.8012 | 3.5721 | 3.4011 | 2.8649 | 2.846 | 2.9754 | 2.5753 | 2.4329 | 2.4713 | 2.9476 | 3.2164 | 3.7074 | 4.6755 | 5.0732 | 4.8746 | 4.0812 | 3.8979 | 3.7059
2028-05-25 | 3.0582 | 2.9781 | 3.0118 | 2.6748 | 2.7387 | 2.9404 | 3.465 | 3.264 | 2.8309 | 2.6248 | 2.2296 | 2.1429 | 2.0369 | 2.1429 | 2.2164 | 2.6108 | 3.264 | 3.8938 | 4.4613 | 4.7586 | 4.4069 | 3.8586 | 3.7101 | 3.4762
2028-05-26 | 3.1678 | 3.0047 | 2.8986 | 2.7553 | 2.8302 | 2.8506 | 2.9677 | 2.737 | 2.6569 | 2.4206 | 2.1122 | 2.144 | 2.0278 | 2.0805 | 2.0918 | 2.6342 | 3.1588 | 4.0626 | 4.2737 | 4.3745 | 3.8804 | 3.5795 | 3.5196 | 3.2586
2028-05-27 | 3.2697 | 3.0323 | 2.802 | 2.8294 | 2.9532 | 2.7849 | 2.781 | 2.4418 | 2.5157 | 2.2972 | 1.9353 | 1.9766 | 1.8546 | 1.8902 | 2.0076 | 2.4555 | 2.9159 | 3.4052 | 4.0584 | 4.4754 | 4.1694 | 3.4884 | 3.6637 | 3.4465
2028-05-28 | 2.9725 | 2.9084 | 3.018 | 2.8065 | 2.7348 | 2.7827 | 2.8564 | 2.9496 | 2.528 | 2.282 | 2.026 | 1.8399 | 2.0986 | 2.1471 | 2.3427 | 2.7535 | 3.1171 | 3.8527 | 4.3987 | 4.501 | 4.1175 | 3.528 | 3.3071 | 3.0298
2028-05-29 | 3.0558 | 3 | 2.7567 | 2.7162 | 2.876 | 2.9228 | 2.9153 | 2.6653 | 2.3234 | 2.1935 | 2.0506 | 1.9521 | 1.7634 | 1.9473 | 2.1668 | 2.6804 | 3.0115 | 3.4489 | 4.4657 | 4.9826 | 4.6809 | 4.0837 | 3.5435 | 3.3429
2028-05-30 | 3.1685 | 2.8415 | 2.8523 | 3.0033 | 2.8455 | 3.2299 | 3.5812 | 4.0172 | 4.5149 | 4.1244 | 3.9954 | 3.7713 | 3.5768 | 3.4668 | 4.1073 | 4.7061 | 4.7528 | 4.5868 | 5.1627 | 5.1803 | 4.519 | 4.6706 | 4.4646 | 3.7618
2028-05-31 | 3.4594 | 3.3036 | 3.292 | 3.4051 | 3.0844 | 3.4042 | 4.0379 | 3.5774 | 2.8739 | 2.5303 | 2.2867 | 2.2045 | 1.9815 | 2.0521 | 2.504 | 2.6014 | 2.9871 | 4.0024 | 4.8501 | 5.1599 | 5.0302 | 4.7386 | 4.1894 | 3.8003
2028-06-01 | 3.5371 | 3.2109 | 3.0557 | 3.0799 | 3.1728 | 3.1878 | 3.5188 | 3.475 | 3.4722 | 2.8096 | 2.5774 | 2.4431 | 2.2731 | 2.4026 | 2.7065 | 3.0207 | 3.4864 | 3.6294 | 4.7056 | 5.1589 | 4.9158 | 4.216 | 3.7756 | 3.3669
2028-06-02 | 3.3446 | 3.2041 | 3.1619 | 3.1108 | 3.125 | 3.4111 | 3.6685 | 3.7937 | 3.6496 | 2.8126 | 3.0544 | 2.3532 | 2.4175 | 2.5993 | 2.8909 | 2.3957 | 2.9393 | 3.8789 | 3.974 | 4.4089 | 3.9333 | 3.7829 | 3.8161 | 3.6968
2028-06-03 | 3.3507 | 3.095 | 2.9232 | 2.885 | 2.9203 | 2.9872 | 2.8688 | 2.7204 | 2.4843 | 2.0751 | 1.7798 | 1.31 | 1.436 | 1.4836 | 1.4111 | 1.7634 | 2.5398 | 3.255 | 4.0829 | 4.5914 | 4.0309 | 3.7155 | 3.6136 | 3.3083
2028-06-04 | 3.418 | 3.1838 | 2.9794 | 2.9281 | 2.8381 | 2.9303 | 2.9343 | 2.6686 | 2.5444 | 2.2989 | 2.0163 | 1.7203 | 1.8649 | 1.8925 | 1.8618 | 2.2321 | 2.6492 | 3.1584 | 4.3345 | 4.9873 | 4.7817 | 4.6772 | 3.9245 | 3.6307
2028-06-05 | 3.2791 | 3.0687 | 3.0745 | 3.1075 | 2.9115 | 3.0536 | 3.1471 | 3.4399 | 3.0998 | 2.9703 | 2.6213 | 2.4201 | 2.4876 | 2.6093 | 2.8478 | 3.4088 | 4.3585 | 4.1804 | 4.4539 | 5.1726 | 5.0169 | 4.7633 | 4.0944 | 3.7554
2028-06-06 | 3.5426 | 3.1276 | 3.0525 | 3.2022 | 3.0831 | 3.2509 | 3.6049 | 3.9477 | 3.901 | 3.3195 | 3.1326 | 3.0905 | 2.4803 | 2.5645 | 2.7113 | 3.5111 | 3.8101 | 4.1028 | 4.8042 | 5.0861 | 4.828 | 4.1881 | 3.9329 | 3.7621
2028-06-07 | 3.1213 | 3.0848 | 3.0637 | 3.0308 | 3.1022 | 3.4381 | 3.8397 | 3.6577 | 2.6739 | 2.3487 | 2.5857 | 2.5921 | 2.5472 | 2.3386 | 2.1465 | 2.4109 | 3.2195 | 3.831 | 4.5802 | 5.0607 | 4.8637 | 4.6139 | 3.9613 | 3.676
2028-06-08 | 3.4453 | 3.1562 | 3.0372 | 3.0788 | 3.0616 | 3.0934 | 3.3849 | 3.2086 | 3.0579 | 2.8152 | 2.5129 | 2.6324 | 2.398 | 2.3094 | 2.4702 | 2.9236 | 3.4143 | 3.8484 | 4.5195 | 4.8227 | 4.6355 | 3.9991 | 3.5619 | 3.1701
2028-06-09 | 3.0817 | 3.0109 | 2.8949 | 2.8545 | 2.8473 | 2.9235 | 3.3606 | 3.7018 | 3.334 | 3.0067 | 2.7701 | 2.6017 | 2.9087 | 3.0072 | 2.7948 | 2.9527 | 3.4821 | 3.9556 | 4.3988 | 4.6827 | 4.4735 | 3.976 | 3.8793 | 3.5296
2028-06-10 | 3.4244 | 3.1868 | 3.0151 | 3.0396 | 3.0535 | 2.9108 | 2.9229 | 2.8842 | 2.6859 | 2.2912 | 1.7954 | 1.8871 | 2.1539 | 1.972 | 1.9225 | 2.1559 | 2.5563 | 3.2203 | 4.1174 | 4.4161 | 4.3281 | 4.2209 | 3.6209 | 3.3696
2028-06-11 | 3.2758 | 3.2645 | 3.0163 | 2.9695 | 2.88 | 2.8529 | 2.8711 | 2.8859 | 2.6794 | 2.3247 | 1.934 | 1.7837 | 1.9594 | 2.0761 | 1.8886 | 1.9891 | 2.4589 | 3.0085 | 4.2521 | 4.9783 | 4.6915 | 4.19 | 3.848 | 3.4317
2028-06-12 | 3.3636 | 3.0708 | 2.9587 | 2.9274 | 2.9521 | 2.9864 | 3.0028 | 3.1327 | 2.8224 | 2.6195 | 2.5161 | 1.9819 | 1.8131 | 1.9685 | 2.2161 | 2.6247 | 2.6966 | 3.7884 | 4.3818 | 4.8987 | 4.8268 | 4.2005 | 3.6264 | 3.4587
2028-06-13 | 3.2702 | 3.008 | 2.9834 | 3.1451 | 2.923 | 2.9907 | 3.3139 | 3.4617 | 2.9381 | 2.8945 | 2.6684 | 2.355 | 2.2844 | 2.4332 | 2.5118 | 3.0367 | 4.0764 | 4.4146 | 4.8631 | 5.1514 | 5.1243 | 4.5786 | 4.089 | 3.6083
2028-06-14 | 3.2749 | 3.1714 | 3.3179 | 3.0562 | 2.9917 | 3.1642 | 3.9845 | 3.9385 | 3.2882 | 3.0353 | 2.785 | 2.3274 | 2.3901 | 3.1274 | 3.1858 | 2.9848 | 3.6914 | 4.3529 | 4.7689 | 5.1473 | 5.0761 | 4.5032 | 4.1614 | 3.9846
2028-06-15 | 3.8009 | 3.5508 | 3.2223 | 3.128 | 3.0028 | 3.4622 | 3.4426 | 3.2657 | 3.3387 | 2.957 | 4.0248 | 3.8143 | 2.8825 | 2.6022 | 2.9409 | 3.3338 | 3.8254 | 4.4583 | 4.8201 | 5.1479 | 5.0095 | 4.6213 | 3.8297 | 3.3986
2028-06-16 | 3.132 | 3.0867 | 3.1328 | 2.9991 | 3.002 | 3.0584 | 3.7354 | 3.9414 | 3.5034 | 3.0476 | 2.9113 | 2.5026 | 2.5217 | 2.7585 | 2.5104 | 2.9321 | 3.1856 | 3.8472 | 4.6638 | 4.8939 | 4.8908 | 4.56 | 4.0677 | 3.9011
2028-06-17 | 3.4958 | 3.1471 | 3.0361 | 3.143 | 3.0081 | 2.9783 | 2.9637 | 2.8797 | 2.6331 | 2.3574 | 2.2203 | 2.2567 | 2.1019 | 2.2513 | 2.3311 | 2.4381 | 2.6343 | 3.6317 | 4.4521 | 4.5464 | 4.4114 | 4.0923 | 3.5325 | 3.2377
2028-06-18 | 3.1838 | 3.0505 | 2.939 | 2.9073 | 3.0121 | 2.9126 | 2.8576 | 2.8867 | 2.5904 | 2.2562 | 1.9688 | 1.7439 | 1.9007 | 1.9744 | 2.1967 | 2.3227 | 2.4945 | 2.9367 | 3.9105 | 4.4182 | 4.4653 | 3.742 | 3.3944 | 3.1472
2028-06-19 | 3.1439 | 2.9767 | 2.8314 | 2.7694 | 2.9066 | 3.0637 | 3.1192 | 3.3679 | 3.5 | 2.9508 | 2.7153 | 2.5597 | 2.5265 | 2.5017 | 2.4025 | 2.9149 | 3.7685 | 3.8933 | 4.5972 | 4.9382 | 5.1495 | 4.8327 | 4.4568 | 3.9383
2028-06-20 | 3.385 | 3.0629 | 3.0391 | 3.0037 | 3.0511 | 3.2011 | 3.3301 | 3.7113 | 3.1672 | 2.7884 | 2.7091 | 2.5951 | 2.5076 | 2.3967 | 2.5573 | 2.8728 | 3.1021 | 3.8906 | 4.7464 | 5.1058 | 5.1439 | 4.6372 | 4.7584 | 4.4622
2028-06-21 | 4.2991 | 3.8048 | 3.4577 | 3.4413 | 3.5818 | 3.7156 | 3.1707 | 3.1852 | 3.3349 | 2.9153 | 2.4193 | 2.4019 | 2.1748 | 2.2709 | 2.1995 | 2.4147 | 3.1109 | 4.3861 | 4.824 | 5.1595 | 5.0919 | 4.8369 | 4.2198 | 3.6436
2028-06-22 | 4.478 | 4.4645 | 4.0116 | 3.8302 | 3.654 | 4.3055 | 3.3804 | 3.3287 | 3.529 | 3.0459 | 2.7458 | 2.656 | 2.5435 | 2.2582 | 2.2131 | 2.8772 | 3.0974 | 3.6302 | 4.474 | 4.9539 | 4.8424 | 4.487 | 4.4836 | 4.6395
2028-06-23 | 4.4048 | 3.7218 | 3.5726 | 3.6205 | 3.8845 | 3.6954 | 3.3078 | 3.5905 | 3.509 | 3.136 | 2.9969 | 2.7389 | 2.7248 | 2.5938 | 2.7377 | 3.0989 | 2.9973 | 3.4552 | 4.1095 | 4.4679 | 4.4108 | 4.4185 | 3.9997 | 3.5157
2028-06-24 | 3.2457 | 3.3754 | 3.2329 | 3.0291 | 2.9148 | 2.9916 | 2.8708 | 2.8248 | 2.3643 | 1.9355 | 1.7302 | 1.3487 | 1.5774 | 1.7165 | 1.6468 | 1.9369 | 2.5383 | 3.0478 | 3.7061 | 4.2617 | 4.2463 | 4.0633 | 4.1879 | 4.1764
2028-06-25 | 4.25 | 3.8701 | 3.529 | 3.4264 | 3.3953 | 3.6366 | 2.8726 | 2.8223 | 2.7958 | 2.4631 | 2.1686 | 2.2274 | 2.1382 | 2.0741 | 2.0827 | 1.9805 | 2.5234 | 3.2587 | 4.132 | 4.7534 | 4.6113 | 4.037 | 4.2838 | 4.5208
2028-06-26 | 3.568 | 3.024 | 2.9303 | 2.9168 | 2.9046 | 3.294 | 3.2263 | 3.4454 | 3.6714 | 3.1175 | 2.6874 | 2.7316 | 2.8976 | 2.492 | 2.5685 | 2.714 | 3.1892 | 4.2449 | 5.0165 | 5.1775 | 5.0822 | 4.6937 | 4.735 | 4.794
2028-06-27 | 4.3663 | 3.8844 | 3.9865 | 3.9757 | 3.7184 | 4.1025 | 3.7127 | 4.2269 | 3.9069 | 3.2837 | 2.9083 | 2.8382 | 2.8271 | 2.8102 | 2.6713 | 2.786 | 1.8764 | 2.8085 | 3.4589 | 4.6061 | 5.1543 | 4.4868 | 4.0297 | 3.2867
2028-06-28 | 3.0199 | 2.936 | 2.8556 | 2.8188 | 2.8255 | 2.9801 | 3.0735 | 3.0816 | 2.7138 | 2.4924 | 2.3119 | 2.1789 | 2.1275 | 2.0794 | 2.2805 | 2.4938 | 3.5276 | 4.1805 | 5.0311 | 5.1607 | 5.1435 | 4.942 | 4.7672 | 4.087
2028-06-29 | 3.6085 | 3.3167 | 3.2074 | 3.1487 | 3.1962 | 3.3461 | 3.5805 | 4.1742 | 3.802 | 3.3847 | 3.321 | 3.3262 | 3.0993 | 2.8832 | 3.1721 | 3.6622 | 3.6131 | 4.1383 | 4.6849 | 5.0709 | 4.9292 | 4.603 | 4.4 | 3.6579
2028-06-30 | 3.1652 | 3.0528 | 2.9858 | 2.9954 | 3.0669 | 2.9269 | 2.9645 | 3.1646 | 2.9671 | 2.6824 | 2.3277 | 2.4654 | 2.7158 | 2.5993 | 2.7789 | 3.2609 | 3.4675 | 3.7534 | 4.1577 | 4.6221 | 4.688 | 4.3804 | 4.0966 | 3.3973
2028-07-01 | 3.2747 | 3.2512 | 2.9773 | 2.9478 | 2.8415 | 2.9489 | 3.1433 | 2.771 | 2.5274 | 2.3659 | 2.1196 | 1.7632 | 2.0003 | 2.1714 | 2.3071 | 2.2658 | 2.4751 | 3.1808 | 3.768 | 4.0078 | 4.1024 | 3.7974 | 3.5403 | 3.2347
2028-07-02 | 3.2441 | 3.1696 | 2.9743 | 2.9354 | 2.8596 | 3.0193 | 2.8738 | 2.7082 | 2.6581 | 2.4889 | 2.2563 | 1.8211 | 1.9186 | 1.8444 | 2.1764 | 2.1849 | 2.5591 | 3.0793 | 3.9775 | 4.153 | 3.9829 | 3.6639 | 3.6917 | 3.2508
2028-07-03 | 2.9916 | 2.9857 | 3.0308 | 2.8369 | 2.8842 | 3.0047 | 3.3009 | 3.4183 | 3.1842 | 2.8144 | 2.5735 | 2.4471 | 2.2415 | 2.5561 | 2.7032 | 2.9853 | 3.6464 | 4.4761 | 4.8118 | 5.1756 | 4.9414 | 4.6864 | 3.9864 | 3.4958
2028-07-04 | 3.3702 | 3.3669 | 3.2365 | 3.1629 | 3.1165 | 3.355 | 3.3161 | 3.4572 | 3.6268 | 3.1336 | 2.5788 | 2.2539 | 2.446 | 2.555 | 2.6546 | 2.7321 | 3.1566 | 3.8319 | 4.3599 | 4.7269 | 4.7425 | 5.2128 | 4.609 | 4.2484
2028-07-05 | 3.9785 | 4.1215 | 3.5664 | 3.5593 | 3.3715 | 3.467 | 3.5358 | 3.1533 | 2.8965 | 2.5091 | 2.2671 | 2.072 | 2.2626 | 2.0473 | 2.0681 | 2.3495 | 3.2591 | 3.8391 | 4.0135 | 4.2635 | 4.2293 | 4.74 | 4.8634 | 4.4196
2028-07-06 | 4.279 | 3.9222 | 3.5769 | 3.5963 | 3.6082 | 4.1075 | 3.827 | 3.3793 | 3.2162 | 2.8538 | 2.6403 | 2.496 | 2.5973 | 2.5673 | 2.9785 | 2.7786 | 3.3975 | 4.2078 | 4.7899 | 5.0488 | 4.9061 | 4.8835 | 4.773 | 4.4495
2028-07-07 | 4.3347 | 4.1003 | 3.7294 | 3.7746 | 3.8021 | 3.7073 | 3.9597 | 3.7446 | 3.5157 | 3.1643 | 2.5487 | 2.4809 | 2.3399 | 2.3594 | 2.5352 | 2.6809 | 3.2116 | 3.673 | 3.745 | 4.5351 | 4.4817 | 5.0348 | 4.7734 | 4.4453
2028-07-08 | 4.1733 | 3.8754 | 3.4839 | 3.4794 | 3.6613 | 3.5252 | 3.1921 | 3.0357 | 2.7723 | 2.5136 | 2.3947 | 2.2908 | 2.3811 | 2.2827 | 2.3029 | 2.5207 | 2.8745 | 2.989 | 3.802 | 4.0636 | 3.9781 | 3.5976 | 3.3102 | 3.1592
2028-07-09 | 3.0886 | 3.1109 | 2.9294 | 2.9015 | 2.7804 | 2.9317 | 2.7286 | 2.5114 | 2.4011 | 2.0877 | 1.7915 | 1.9401 | 1.6561 | 1.5877 | 1.7679 | 1.9861 | 2.406 | 3.0446 | 3.86 | 4.4208 | 3.976 | 3.8062 | 3.6074 | 3.12
2028-07-10 | 2.9818 | 3.0085 | 2.9273 | 2.8523 | 2.9796 | 3.0867 | 3.034 | 3.1929 | 3.0247 | 2.7547 | 2.3072 | 2.1178 | 2.105 | 2.2893 | 2.4251 | 2.504 | 3.0092 | 4.0695 | 4.6765 | 5.0099 | 4.8673 | 5.0098 | 4.8058 | 4.7736
2028-07-11 | 4.3663 | 4.012 | 3.4026 | 3.3791 | 3.3629 | 3.5913 | 4.1438 | 3.6592 | 3.2883 | 2.7093 | 2.8189 | 2.7907 | 2.3986 | 2.9025 | 3.3635 | 3.1269 | 3.1948 | 4.0794 | 4.3734 | 4.8272 | 4.6578 | 5.1665 | 4.6643 | 4.212
2028-07-12 | 3.8886 | 3.9274 | 3.7316 | 3.5412 | 3.3882 | 3.7637 | 3.8873 | 3.2882 | 2.9152 | 2.6727 | 2.4728 | 2.4456 | 2.4223 | 2.7188 | 2.8937 | 3.2174 | 3.0948 | 3.4285 | 4.1115 | 4.8873 | 4.7872 | 5.2143 | 4.998 | 4.3351
2028-07-13 | 4.3417 | 4.1608 | 3.7398 | 3.6629 | 3.7994 | 3.9914 | 3.9771 | 3.4817 | 3.3831 | 2.9808 | 2.7764 | 2.7723 | 3.2249 | 2.9145 | 2.8439 | 2.7554 | 3.1611 | 3.9595 | 4.4253 | 4.8233 | 4.6386 | 4.9349 | 4.8652 | 4.3723
2028-07-14 | 4.1785 | 4.288 | 3.8247 | 3.5672 | 3.2956 | 3.5214 | 3.487 | 3.0637 | 3.1207 | 2.987 | 2.9168 | 2.5825 | 2.3799 | 2.3004 | 2.4499 | 2.6986 | 3.2261 | 3.5832 | 4.1841 | 4.7206 | 4.2053 | 4.8266 | 5.2361 | 4.5294
2028-07-15 | 4.1735 | 4.1265 | 3.7422 | 3.5777 | 3.6588 | 3.6969 | 3.3302 | 3.0123 | 2.8638 | 2.7001 | 2.3548 | 2.16 | 2.1483 | 2.3416 | 2.3338 | 2.4267 | 2.8489 | 3.0792 | 3.5154 | 4.2768 | 4.4101 | 4.8455 | 5.0808 | 4.6315
2028-07-16 | 3.3996 | 3.1453 | 3.3028 | 3.0854 | 2.9119 | 2.9123 | 2.9736 | 2.9418 | 2.5866 | 2.481 | 2.3379 | 1.6082 | 1.8401 | 1.9665 | 2.2999 | 2.4758 | 2.9268 | 3.5479 | 4.1186 | 4.6222 | 4.1354 | 3.6626 | 3.8449 | 3.5256
2028-07-17 | 3.3018 | 3.0319 | 3.0127 | 3.1372 | 3.0449 | 3.0934 | 3.3229 | 3.8343 | 3.6443 | 2.9152 | 2.5642 | 2.5777 | 2.4661 | 2.3557 | 2.6288 | 2.8738 | 3.0552 | 3.8827 | 4.6604 | 5.063 | 4.943 | 5.1909 | 4.982 | 4.7079
2028-07-18 | 4.4685 | 3.9403 | 4.0585 | 4.1764 | 3.6633 | 3.9357 | 4.2125 | 3.8865 | 3.5102 | 3.3849 | 2.7483 | 2.6255 | 2.7212 | 2.8134 | 2.916 | 2.8641 | 3.631 | 4.249 | 4.614 | 5.1037 | 4.8991 | 5.0145 | 4.9385 | 4.4705
2028-07-19 | 4.0403 | 4.2384 | 3.9752 | 3.8159 | 3.6398 | 4.0835 | 4.3011 | 3.4267 | 3.632 | 2.9778 | 2.6955 | 2.6539 | 2.4356 | 2.5171 | 3.0272 | 3.1869 | 3.6775 | 4.2105 | 4.6314 | 5.0408 | 4.7614 | 4.6981 | 4.6845 | 4.3876
2028-07-20 | 4.4789 | 4.2732 | 3.8451 | 3.755 | 3.8058 | 3.7522 | 3.9603 | 3.435 | 3.223 | 2.8473 | 2.3982 | 2.4266 | 2.4379 | 2.291 | 2.6169 | 2.9589 | 3.1927 | 3.786 | 4.2875 | 4.6644 | 4.7047 | 4.7699 | 5.2077 | 4.6797
2028-07-21 | 3.9874 | 3.6807 | 3.823 | 3.9938 | 3.4851 | 3.7365 | 4.3511 | 3.6783 | 3.2932 | 3.1274 | 2.8258 | 2.596 | 2.5169 | 2.7122 | 2.8115 | 2.805 | 3.4995 | 3.5568 | 3.5002 | 4.1309 | 4.2095 | 4.5437 | 4.6197 | 4.5984
2028-07-22 | 4.1021 | 3.6552 | 3.8737 | 3.5814 | 3.3116 | 3.6154 | 3.7848 | 3.0965 | 2.6908 | 2.4134 | 1.9042 | 1.5022 | 1.4272 | 1.8247 | 2.1905 | 2.2396 | 2.6066 | 3.1829 | 3.5165 | 3.764 | 4.0786 | 4.5794 | 4.4632 | 4.6757
2028-07-23 | 3.6576 | 3.3093 | 3.0448 | 2.9712 | 2.8214 | 2.8624 | 3.083 | 2.8351 | 2.6562 | 2.5902 | 2.2265 | 2.1652 | 2.1763 | 2.2993 | 2.5203 | 2.8952 | 3.1651 | 3.6872 | 4.5578 | 4.8988 | 4.4226 | 4.3484 | 4.5255 | 4.1816
2028-07-24 | 3.2389 | 2.9684 | 3.0187 | 3.129 | 3.0067 | 3.0992 | 3.2571 | 3.4585 | 2.9278 | 2.5395 | 2.6746 | 2.5537 | 2.5336 | 2.6074 | 2.5404 | 2.8554 | 3.8802 | 4.5857 | 4.973 | 5.2109 | 4.7125 | 5.0931 | 5.0212 | 5.0547
2028-07-25 | 4.7188 | 4.4795 | 4.1229 | 4.0212 | 3.8288 | 4.4626 | 4.5325 | 3.6844 | 3.9369 | 3.4482 | 2.8925 | 2.4748 | 2.5843 | 2.5796 | 2.7497 | 3.1774 | 3.6448 | 4.1132 | 4.7571 | 4.9424 | 4.5599 | 5.2496 | 5.2447 | 4.5679
2028-07-26 | 3.6933 | 3.5357 | 3.8117 | 4.0428 | 3.526 | 3.8791 | 4.3738 | 3.8307 | 3.3537 | 2.9993 | 2.6182 | 2.7485 | 3.18 | 3.1228 | 2.9456 | 2.9407 | 3.3086 | 4.0935 | 4.6321 | 5.0808 | 4.9632 | 4.9102 | 4.8257 | 4.436
2028-07-27 | 4.3871 | 4.2018 | 3.802 | 3.9002 | 3.8309 | 3.8535 | 4.0775 | 3.8929 | 3.448 | 2.9903 | 2.8864 | 2.9325 | 2.6535 | 2.4942 | 2.8328 | 2.9688 | 3.5018 | 3.6912 | 4.562 | 5.0739 | 5.0195 | 5.1751 | 5.0784 | 4.5584
2028-07-28 | 4.4084 | 4.3482 | 3.87 | 3.6841 | 3.8867 | 4.1412 | 4.038 | 3.6232 | 3.9343 | 3.1629 | 2.8486 | 2.5542 | 2.4229 | 2.3553 | 2.5059 | 2.9653 | 3.1893 | 3.9369 | 4.5217 | 5.104 | 4.8923 | 5.2519 | 5.2814 | 4.4928
2028-07-29 | 4.3274 | 4.5537 | 4.415 | 3.9726 | 3.5321 | 3.9229 | 3.9276 | 3.0513 | 2.7789 | 2.5842 | 2.1771 | 2.0405 | 2.1547 | 1.8863 | 1.7656 | 2.119 | 2.7258 | 3.2367 | 3.6777 | 4.4225 | 4.2622 | 4.6389 | 4.5522 | 4.6056
2028-07-30 | 4.3167 | 3.8013 | 3.5875 | 3.462 | 3.075 | 2.974 | 3.078 | 2.8883 | 2.5638 | 2.3183 | 2.2192 | 1.9895 | 2.0449 | 2.1704 | 1.8572 | 2.3011 | 2.9806 | 3.5001 | 4.2618 | 4.9093 | 4.5613 | 3.7449 | 3.4237 | 3.3919
2028-07-31 | 3.1719 | 2.9999 | 3.1186 | 3.8709 | 3.4251 | 3.508 | 3.3446 | 3.535 | 3.3226 | 3.2661 | 2.8839 | 2.5134 | 2.4113 | 2.8473 | 3.0944 | 3.5787 | 3.7451 | 4.5193 | 4.8301 | 5.217 | 5.0727 | 5.1533 | 5.0017 | 4.8748
2028-08-01 | 4.8116 | 4.3992 | 4.0149 | 4.1468 | 4.2015 | 4.2093 | 4.4526 | 3.7923 | 3.8915 | 3.4035 | 3.0973 | 2.8407 | 2.5299 | 2.578 | 3.0581 | 3.2245 | 3.8413 | 4.2494 | 5.0506 | 5.4057 | 5.2716 | 5.4309 | 5.1849 | 4.9228
2028-08-02 | 4.7049 | 4.1161 | 3.9346 | 4.0627 | 3.9242 | 4.0501 | 4.3698 | 3.9271 | 3.4836 | 2.7702 | 2.8603 | 2.4891 | 2.3242 | 2.2207 | 2.6812 | 2.8344 | 3.3284 | 4.1146 | 4.7584 | 5.2884 | 5.0415 | 5.1925 | 5.0634 | 4.8336
2028-08-03 | 4.9053 | 4.6341 | 3.9925 | 3.8056 | 3.8445 | 4.4273 | 4.6648 | 4.4179 | 4.2135 | 3.5309 | 3.4441 | 3.0765 | 2.6894 | 2.5644 | 2.5917 | 3.084 | 3.3406 | 3.639 | 4.6514 | 5.0745 | 4.5175 | 5.0502 | 4.7274 | 4.4564
2028-08-04 | 4.3629 | 4.3747 | 3.8255 | 3.5244 | 3.5122 | 3.5496 | 3.6087 | 3.2926 | 3.1876 | 2.8431 | 2.4426 | 2.3639 | 2.523 | 2.4763 | 2.5847 | 3.1116 | 3.4393 | 3.6595 | 3.9101 | 4.3784 | 3.7238 | 4.1824 | 4.5767 | 4.4842
2028-08-05 | 3.9752 | 3.3909 | 3.0857 | 3.1167 | 2.955 | 2.9379 | 2.9019 | 3.1544 | 2.9471 | 2.3167 | 2.2439 | 2.1103 | 2.0321 | 2.2296 | 2.0646 | 2.4927 | 3.066 | 3.5271 | 4.1563 | 4.6904 | 4.3453 | 4.209 | 4.6754 | 4.5071
2028-08-06 | 3.9684 | 3.2768 | 3.1642 | 3.1323 | 2.8293 | 2.8897 | 2.9853 | 3.0146 | 2.802 | 2.3895 | 2.1915 | 2.1287 | 1.9916 | 2.1178 | 2.1275 | 2.2019 | 2.7395 | 3.4011 | 4.0661 | 5.0497 | 4.7834 | 4.0504 | 3.3674 | 3.1635
2028-08-07 | 3.1052 | 3.1142 | 2.9627 | 3.0079 | 3.3712 | 3.8369 | 3.6235 | 3.2149 | 3.2009 | 2.8721 | 2.955 | 2.5881 | 2.6657 | 2.4513 | 2.5104 | 2.6961 | 3.4927 | 4.2211 | 4.5906 | 5.2309 | 4.6608 | 4.8539 | 4.7389 | 4.6639
2028-08-08 | 4.2242 | 4.1089 | 3.7152 | 3.8521 | 3.7974 | 3.8821 | 3.9705 | 3.6282 | 3.4198 | 2.9841 | 2.6657 | 2.8621 | 2.6981 | 2.5903 | 2.8742 | 3.0405 | 3.4555 | 3.8335 | 4.8204 | 5.3621 | 4.8396 | 5.3185 | 5.3095 | 4.2814
2028-08-09 | 3.7605 | 4.0896 | 3.7869 | 3.5286 | 3.4668 | 4.031 | 4.1739 | 3.4497 | 3.5117 | 2.9565 | 2.8805 | 2.725 | 2.6313 | 2.5425 | 2.7557 | 3.1629 | 4.0294 | 3.9536 | 4.8045 | 5.3806 | 5.0444 | 5.2998 | 5.3049 | 4.8711
2028-08-10 | 4.3103 | 4.1608 | 4.0478 | 4.3802 | 4.1372 | 4.0266 | 4.4146 | 3.9333 | 3.6706 | 3.2399 | 2.9987 | 2.8321 | 3.1833 | 3.6969 | 4.0592 | 3.705 | 4.6633 | 4.8923 | 5.3237 | 5.3667 | 4.816 | 5.0343 | 5.2276 | 4.0807
2028-08-11 | 3.7463 | 4.0752 | 3.8166 | 3.8766 | 3.7331 | 4.5735 | 4.5802 | 3.7301 | 3.4574 | 2.9847 | 2.845 | 2.9411 | 2.4999 | 2.5614 | 2.7275 | 2.8323 | 3.1175 | 4.042 | 4.7578 | 4.9932 | 4.7028 | 4.9616 | 4.7731 | 4.5236
2028-08-12 | 4.2594 | 4.1098 | 3.6359 | 3.7049 | 3.3636 | 3.161 | 3.1729 | 2.9945 | 2.8034 | 2.4436 | 2.0684 | 2.0273 | 2.1801 | 2.1659 | 2.1626 | 2.6708 | 3.2162 | 3.7747 | 4.4106 | 5.3773 | 5.02 | 5.2112 | 4.6878 | 4.407
2028-08-13 | 3.7486 | 3.2373 | 3.1605 | 3.2458 | 3.1107 | 3.0315 | 3.0238 | 2.8822 | 2.8086 | 2.3365 | 2.0353 | 2.1806 | 2.0843 | 2.0971 | 2.1565 | 2.2732 | 2.7594 | 3.6065 | 4.3505 | 5.0091 | 4.8216 | 3.815 | 3.5671 | 3.471
2028-08-14 | 3.1946 | 3.3765 | 3.4483 | 3.4759 | 3.0121 | 3.1321 | 3.4571 | 3.6441 | 3.409 | 2.8687 | 2.893 | 2.8079 | 2.6958 | 2.8604 | 2.926 | 3.4961 | 3.9594 | 4.5316 | 5.2234 | 5.3779 | 5.0886 | 5.0287 | 4.8995 | 4.4884
2028-08-15 | 4.6128 | 4.1734 | 3.8237 | 3.9832 | 3.923 | 4.1168 | 4.6573 | 3.8614 | 3.7019 | 3.0889 | 2.6504 | 2.8518 | 3.0189 | 2.9026 | 2.9343 | 3.2038 | 3.7295 | 4.1469 | 4.8885 | 5.3765 | 4.8789 | 4.7882 | 4.9752 | 4.6927
2028-08-16 | 3.8506 | 3.8463 | 4.0053 | 3.7041 | 3.7076 | 4.4241 | 4.3269 | 3.5969 | 3.4789 | 2.9243 | 2.553 | 2.3273 | 2.4305 | 2.3915 | 2.4585 | 2.9042 | 3.7029 | 4.5355 | 5.1272 | 5.3747 | 5.2373 | 5.3574 | 4.9156 | 4.413
2028-08-17 | 4.2872 | 4.337 | 3.8772 | 3.7285 | 3.9006 | 3.8761 | 3.7269 | 3.5821 | 3.5824 | 3.2337 | 3.1047 | 3.4997 | 3.3957 | 2.9187 | 2.7061 | 3.1892 | 3.7904 | 4.5318 | 5.1507 | 5.2154 | 4.6869 | 5.3292 | 5.4717 | 5.3039
2028-08-18 | 4.5513 | 4.4977 | 4.7276 | 4.3468 | 4.0934 | 4.5856 | 4.1498 | 3.1962 | 3.0349 | 2.6962 | 2.5874 | 2.5117 | 2.422 | 2.5787 | 2.599 | 2.8715 | 3.9342 | 4.7724 | 5.1436 | 5.3716 | 5.1129 | 5.4007 | 5.3484 | 5.0413
2028-08-19 | 5.0003 | 4.5792 | 4.1971 | 3.7827 | 3.7317 | 4.2538 | 3.7669 | 3.0657 | 2.9451 | 2.7368 | 2.422 | 2.2945 | 2.4894 | 2.5484 | 2.5302 | 2.8262 | 3.2686 | 3.8929 | 4.5264 | 4.4301 | 4.3549 | 5.0747 | 5.0075 | 4.3105
2028-08-20 | 3.8567 | 3.4365 | 3.4584 | 3.4174 | 3.1103 | 3.0545 | 2.9134 | 3.0074 | 2.8465 | 2.5429 | 2.1413 | 2.0633 | 2.0525 | 2.3312 | 2.42 | 2.4169 | 3.1158 | 3.8845 | 4.6754 | 5.363 | 5.0865 | 4.7846 | 4.5872 | 4.2079
2028-08-21 | 4.0273 | 3.8949 | 3.2272 | 3.1386 | 3.194 | 3.6868 | 3.6945 | 3.6457 | 3.6845 | 3.462 | 3.3624 | 3.0291 | 3.1369 | 3.0993 | 3.1456 | 3.5654 | 4.1299 | 4.576 | 5.1013 | 5.191 | 4.9411 | 5.3763 | 4.9587 | 4.7527
2028-08-22 | 4.6879 | 4.2468 | 4.0549 | 4.4278 | 3.7411 | 4.1514 | 4.8752 | 4.4127 | 4.2092 | 3.0915 | 2.7841 | 2.8465 | 3.092 | 3.2261 | 3.2506 | 3.4844 | 3.8651 | 4.435 | 4.8051 | 5.4002 | 4.701 | 4.8325 | 4.9295 | 4.4949
2028-08-23 | 4.2671 | 4.1116 | 3.6948 | 3.7224 | 3.7946 | 4.1995 | 4.7182 | 4.1573 | 3.3238 | 3.2124 | 2.8682 | 2.5998 | 2.4698 | 2.7423 | 3.065 | 3.0499 | 3.9361 | 4.6554 | 4.3516 | 4.7398 | 4.7386 | 5.008 | 4.9002 | 4.6289
2028-08-24 | 4.6292 | 3.9353 | 3.9969 | 4.322 | 4.0265 | 4.0232 | 4.433 | 4.1777 | 3.3529 | 3.2377 | 3.1675 | 3.848 | 3.6159 | 3.0849 | 3.4514 | 3.5898 | 3.9959 | 3.8646 | 4.1472 | 4.2613 | 3.5987 | 3.4589 | 3.3531 | 3.279
2028-08-25 | 2.9182 | 2.8622 | 2.9775 | 2.8094 | 2.8194 | 2.7192 | 2.2968 | 2.5787 | 2.9265 | 2.6668 | 2.5228 | 2.5252 | 2.4103 | 2.1168 | 2.3048 | 2.7866 | 3.4889 | 4.0348 | 4.002 | 3.6114 | 3.4046 | 3.3209 | 3.5153 | 3.189
2028-08-26 | 2.9764 | 2.7819 | 2.6873 | 2.7973 | 2.6255 | 2.7255 | 2.8341 | 2.8393 | 2.67 | 2.2409 | 2.551 | 2.6361 | 2.2838 | 2.6634 | 2.5187 | 2.4712 | 3.1554 | 3.8298 | 3.911 | 3.9111 | 3.411 | 3.2444 | 3.3533 | 3.2764
2028-08-27 | 3.0299 | 2.8865 | 2.8509 | 2.8488 | 3.0802 | 2.987 | 3.0501 | 2.7743 | 2.8528 | 2.4923 | 2.1594 | 1.8393 | 1.9567 | 2.0778 | 2.3809 | 2.7976 | 2.8967 | 3.568 | 4.3903 | 4.5255 | 4.0433 | 3.4355 | 3.3475 | 3.1501
2028-08-28 | 3.1649 | 3.0163 | 2.8873 | 2.8351 | 2.9069 | 3.1687 | 3.2095 | 3.0991 | 3.2831 | 2.9109 | 2.7142 | 3.1245 | 2.876 | 2.5719 | 3.0023 | 3.253 | 3.5486 | 3.9058 | 5.1245 | 5.3879 | 4.8673 | 4.9586 | 5.138 | 4.1765
2028-08-29 | 3.7749 | 3.7605 | 3.8385 | 4.0525 | 3.5498 | 3.8789 | 4.3729 | 3.5781 | 3.5663 | 2.902 | 2.7803 | 2.7381 | 2.6408 | 2.8368 | 3.0169 | 3.085 | 3.6367 | 4.4366 | 5.2049 | 5.3932 | 5.0398 | 5.4298 | 4.9998 | 4.2144
2028-08-30 | 4.3192 | 3.7404 | 3.5057 | 3.4441 | 3.5896 | 3.6695 | 3.8144 | 3.3214 | 3.1962 | 2.7802 | 2.6772 | 2.389 | 2.466 | 2.5733 | 2.6549 | 2.7469 | 3.401 | 3.6928 | 4.5751 | 5.2183 | 4.7238 | 4.5604 | 4.4073 | 4.2362
2028-08-31 | 3.6115 | 3.6079 | 3.591 | 3.5617 | 3.4845 | 4.1424 | 4.1547 | 3.3212 | 3.0154 | 2.6681 | 2.3012 | 2.4232 | 2.5547 | 2.3741 | 2.5145 | 2.633 | 3.106 | 3.5133 | 4.6356 | 5.1594 | 4.4639 | 4.3878 | 4.4427 | 4.5229
2028-09-01 | 3.9831 | 3.7662 | 3.8191 | 3.9423 | 3.6753 | 3.7154 | 3.8643 | 3.1898 | 3.1578 | 2.9352 | 2.7754 | 2.323 | 2.5164 | 2.9249 | 2.5556 | 2.7825 | 3.1039 | 3.769 | 4.335 | 4.4891 | 3.9552 | 4.4959 | 4.6064 | 3.9885
2028-09-02 | 3.7527 | 3.6877 | 3.7112 | 3.3622 | 3.3689 | 3.0289 | 3.2601 | 2.901 | 2.4461 | 2.3188 | 1.9813 | 1.8576 | 2.1433 | 2.4549 | 2.2647 | 2.578 | 3.2523 | 3.9176 | 4.1175 | 4.0759 | 4.0856 | 3.8614 | 3.8243 | 3.7616
2028-09-03 | 3.4425 | 3.2387 | 3.1802 | 3.2175 | 3.0791 | 2.8345 | 2.8758 | 2.6617 | 2.6144 | 2.2891 | 2.0347 | 1.6907 | 1.5149 | 1.5951 | 2.0495 | 2.4887 | 2.8901 | 3.5112 | 4.2738 | 4.5734 | 4.114 | 4.2569 | 4.1583 | 3.8472
2028-09-04 | 3.8266 | 3.5664 | 2.9805 | 2.9588 | 3.2267 | 3.2288 | 3.1342 | 3.2615 | 2.9919 | 2.54 | 2.5053 | 2.2248 | 2.1204 | 2.2085 | 2.5581 | 3.1019 | 3.4926 | 4.2553 | 4.8814 | 5.0177 | 4.7004 | 4.1941 | 3.8588 | 3.6614
2028-09-05 | 3.7 | 3.4439 | 3.2906 | 3.5472 | 3.4373 | 3.4214 | 3.8912 | 3.7572 | 3.6696 | 3.2094 | 2.7084 | 2.614 | 2.9111 | 2.7094 | 2.6735 | 3.3412 | 4.3173 | 5.063 | 5.4192 | 5.4758 | 5.0888 | 5.2177 | 4.9295 | 4.9194
2028-09-06 | 4.5682 | 4.0346 | 4.049 | 4.2513 | 4.0521 | 4.2144 | 4.502 | 4.1795 | 3.85 | 3.3895 | 2.9206 | 2.6754 | 2.6816 | 3.0909 | 3.078 | 2.9336 | 3.9149 | 4.624 | 5.1063 | 5.3859 | 4.9224 | 4.893 | 4.7786 | 4.698
2028-09-07 | 4.5294 | 4.0884 | 4.0777 | 4.3016 | 3.8097 | 3.8889 | 4.1964 | 3.7481 | 3.3509 | 2.9533 | 2.618 | 2.5298 | 2.5289 | 2.8905 | 3.4157 | 3.1623 | 4.0084 | 4.7013 | 5.1855 | 5.421 | 5.0529 | 5.1677 | 5.0852 | 4.4694
2028-09-08 | 4.3333 | 4.4024 | 4.1277 | 4.1033 | 4.1822 | 4.7977 | 4.7982 | 3.9838 | 3.9597 | 3.1769 | 2.6806 | 2.5043 | 2.6637 | 2.5489 | 2.4225 | 2.9025 | 3.6081 | 4.0464 | 4.6951 | 5.0225 | 4.4163 | 4.7964 | 5.1076 | 4.6433
2028-09-09 | 4.1279 | 3.9189 | 4.0619 | 3.6603 | 3.4381 | 3.462 | 3.3362 | 3.1193 | 2.7706 | 2.3623 | 2.0533 | 1.8804 | 2.2176 | 2.1382 | 2.3318 | 2.7723 | 3.3747 | 4.011 | 4.5848 | 4.4706 | 4.4881 | 4.5612 | 4.8101 | 4.1778
2028-09-10 | 3.9784 | 3.7692 | 3.3585 | 3.1151 | 2.9134 | 3.0357 | 3.233 | 2.7097 | 2.4611 | 2.2464 | 1.929 | 1.6312 | 1.9407 | 2.0929 | 2.2337 | 2.5447 | 3.0383 | 3.779 | 4.6305 | 5.0109 | 4.5634 | 4.1769 | 3.6839 | 3.4484
2028-09-11 | 3.3959 | 3.2239 | 3.0323 | 3.0535 | 3.2816 | 3.3003 | 3.7714 | 3.986 | 3.6449 | 3.2457 | 3.0815 | 3.0486 | 2.9276 | 3.1412 | 3.4881 | 3.871 | 4.0471 | 4.6186 | 5.239 | 5.4862 | 5.1546 | 5.1359 | 4.958 | 4.6115
2028-09-12 | 4.3363 | 4.3833 | 4.3498 | 4.0811 | 4.0165 | 4.53 | 4.9941 | 4.1386 | 3.7736 | 3.2461 | 2.91 | 2.9301 | 3.2136 | 3.028 | 3.0185 | 3.5265 | 3.9429 | 4.3673 | 4.9688 | 4.8013 | 4.2096 | 4.0913 | 3.6871 | 3.4526
2028-09-13 | 3.3338 | 3.2817 | 3.425 | 3.2185 | 3.1414 | 3.2047 | 3.2441 | 3.321 | 2.9724 | 2.6647 | 2.1256 | 2.1204 | 1.7821 | 1.8394 | 2.0697 | 2.3638 | 2.6961 | 2.9344 | 3.2894 | 3.2213 | 2.9146 | 2.8216 | 3.0341 | 2.7687
2028-09-14 | 2.5937 | 2.5245 | 2.5309 | 2.5406 | 2.6752 | 2.7666 | 2.7822 | 2.7869 | 2.7747 | 2.37 | 2.2341 | 1.9988 | 1.9266 | 2.1036 | 2.4135 | 2.8274 | 2.9626 | 3.386 | 4.0581 | 3.5526 | 3.305 | 4.0677 | 4.393 | 4.5331
2028-09-15 | 3.9786 | 3.8075 | 3.7396 | 3.9014 | 4.0649 | 4.0687 | 4.5328 | 4.0375 | 3.3489 | 2.7622 | 2.2679 | 2.0396 | 2.1103 | 2.3388 | 2.5265 | 2.8501 | 3.3486 | 4.2359 | 4.8391 | 4.5945 | 4.202 | 4.849 | 4.6948 | 4.3486
2028-09-16 | 4.0136 | 4.1737 | 3.7845 | 3.7319 | 3.9791 | 3.8445 | 3.819 | 3.1071 | 2.7734 | 2.2297 | 1.6541 | 1.8222 | 1.9336 | 1.7542 | 1.7951 | 2.4399 | 2.87 | 3.553 | 4.4103 | 4.7152 | 4.0758 | 4.3627 | 4.6967 | 4.1447
2028-09-17 | 3.7964 | 3.9369 | 3.706 | 3.4819 | 3.4768 | 3.7753 | 3.7042 | 2.9307 | 2.4907 | 2.4362 | 1.825 | 1.3318 | 1.4766 | 1.7181 | 1.5501 | 1.9916 | 2.8181 | 3.6684 | 4.2374 | 4.3277 | 3.8735 | 4.3759 | 4.377 | 3.5572
2028-09-18 | 2.9963 | 2.8932 | 2.9536 | 3.0491 | 2.9946 | 3.326 | 3.7389 | 3.6753 | 2.9275 | 2.3214 | 2.2076 | 1.909 | 2.2544 | 2.6422 | 2.4156 | 2.7439 | 3.4073 | 4.1697 | 4.8966 | 5.0362 | 4.6625 | 4.9128 | 4.566 | 4.1959
2028-09-19 | 3.9478 | 4.0003 | 4.0115 | 3.5752 | 3.2066 | 3.2339 | 3.8 | 3.3681 | 2.974 | 2.7139 | 2.4732 | 2.2797 | 2.1561 | 2.328 | 2.1838 | 2.7717 | 3.657 | 4.3185 | 4.9157 | 5.2803 | 4.6094 | 4.6198 | 4.6324 | 4.5207
2028-09-20 | 3.7673 | 3.3145 | 3.3086 | 3.3359 | 3.0224 | 3.1206 | 3.5849 | 3.6949 | 3.4351 | 3.02 | 2.5519 | 2.3656 | 2.4528 | 2.5522 | 3.1859 | 3.6366 | 4.0173 | 4.5195 | 5.3196 | 5.4553 | 5.0845 | 5.1684 | 4.7523 | 4.3233
2028-09-21 | 4.3642 | 4.2447 | 4.1786 | 3.9279 | 4.0934 | 4.1291 | 3.8543 | 3.5858 | 3.2707 | 2.7877 | 2.4166 | 2.525 | 2.7284 | 2.7655 | 3.1298 | 3.7888 | 3.8325 | 4.4946 | 5.3549 | 5.4575 | 4.8689 | 5.0566 | 5.3328 | 4.9738
2028-09-22 | 4.0639 | 3.5232 | 3.6947 | 3.4592 | 3.4168 | 3.7798 | 4.417 | 3.7303 | 3.2619 | 2.9277 | 2.4932 | 2.3799 | 2.7144 | 2.8376 | 2.8096 | 3.4249 | 4.3208 | 4.7488 | 4.3705 | 4.2003 | 4.0149 | 4.7316 | 5.1324 | 4.9006
2028-09-23 | 4.2271 | 4.2033 | 3.7064 | 3.2635 | 3.1469 | 3.2502 | 3.5885 | 3.0892 | 2.8582 | 2.5308 | 2.2538 | 1.8744 | 1.7678 | 1.9394 | 2.0739 | 2.4803 | 3.3299 | 4.1376 | 4.3692 | 4.6885 | 4.4207 | 4.0292 | 3.7507 | 3.6449
2028-09-24 | 3.5169 | 3.2309 | 3.3004 | 3.4616 | 3.176 | 3.2151 | 3.2753 | 2.7855 | 2.4802 | 2.1502 | 1.9634 | 1.9191 | 1.9839 | 2.1876 | 2.2431 | 2.3917 | 3.1239 | 4.0206 | 4.7246 | 5.0659 | 4.6639 | 4.5197 | 4.7405 | 4.5553
2028-09-25 | 4.2882 | 4.151 | 3.7373 | 3.6907 | 3.8359 | 4.241 | 4.4338 | 3.482 | 3.3776 | 3.1869 | 2.771 | 2.7126 | 2.8198 | 2.6435 | 2.7206 | 3.3885 | 4.1896 | 5.085 | 5.5311 | 5.5176 | 4.8527 | 4.9962 | 4.962 | 4.9034
2028-09-26 | 4.4342 | 4.2422 | 3.9734 | 3.9995 | 4.1282 | 4.0642 | 4.3551 | 3.802 | 3.6941 | 3.0152 | 2.5586 | 3.0013 | 2.9867 | 3.1386 | 3.2583 | 3.6153 | 4.2437 | 5.0099 | 5.4127 | 5.4926 | 4.9094 | 3.8361 | 3.689 | 3.8695
2028-09-27 | 4.1219 | 3.8016 | 3.7704 | 3.6567 | 3.5133 | 3.8664 | 4.8146 | 4.9047 | 4.1146 | 3.5004 | 3.1247 | 3.3141 | 3.0868 | 2.7829 | 3.4196 | 3.8058 | 4.5363 | 4.7628 | 5.3317 | 5.4839 | 5.1133 | 4.8211 | 4.4479 | 4.1249
2028-09-28 | 3.8657 | 3.7775 | 3.778 | 3.7436 | 3.7467 | 4.2487 | 4.703 | 4.534 | 4.7386 | 4.4362 | 4.2208 | 2.9926 | 3.4176 | 3.5784 | 3.6829 | 4.2682 | 4.2698 | 4.9632 | 4.7734 | 4.1091 | 3.8584 | 3.9544 | 3.9829 | 3.6217
2028-09-29 | 3.4181 | 3.2946 | 3.4579 | 3.4132 | 3.0605 | 3.0939 | 3.4007 | 3.1202 | 2.8179 | 2.4921 | 2.3697 | 2.8842 | 2.7277 | 2.9511 | 2.6656 | 2.9771 | 3.9501 | 4.5325 | 4.7548 | 5.0529 | 4.5959 | 4.705 | 4.6164 | 4.322
2028-09-30 | 4.3115 | 3.6024 | 3.4627 | 3.3004 | 3.1881 | 3.2636 | 3.2937 | 3.0502 | 2.525 | 2.2565 | 2.1145 | 2.1483 | 2.2456 | 2.2224 | 2.2049 | 2.6971 | 3.4038 | 3.8495 | 4.7153 | 4.8897 | 4.3215 | 3.9878 | 3.8501 | 3.7217
2028-10-01 | 3.5015 | 4.0627 | 3.815 | 3.7162 | 3.2306 | 3.0081 | 3.0116 | 2.7666 | 2.4879 | 2.1936 | 2.0796 | 1.9024 | 2.0658 | 2.2354 | 2.2503 | 2.6218 | 3.261 | 4.1526 | 5.1018 | 5.249 | 4.5998 | 3.9954 | 3.6919 | 3.3438
2028-10-02 | 3.1239 | 3.1811 | 3.1577 | 2.9902 | 3.0115 | 3.1613 | 3.4529 | 3.1704 | 2.7851 | 2.4081 | 2.3428 | 2.3699 | 2.6013 | 2.8826 | 3.1902 | 3.5261 | 4.208 | 4.7631 | 5.3819 | 5.2767 | 4.606 | 4.8277 | 4.8016 | 4.6149
2028-10-03 | 3.8432 | 3.4313 | 3.2249 | 3.1429 | 2.9794 | 3.1277 | 3.5299 | 3.2099 | 2.7724 | 2.2772 | 2.0716 | 2.2188 | 2.4462 | 2.684 | 2.9558 | 3.3224 | 3.7303 | 4.5673 | 5.4216 | 5.2864 | 4.5058 | 3.9527 | 3.9924 | 3.7729
2028-10-04 | 3.2773 | 3.1541 | 3.2661 | 3.1374 | 3.053 | 3.2324 | 3.4619 | 3.1641 | 2.736 | 2.3136 | 2.2555 | 2.2905 | 2.5563 | 3.2284 | 4.0303 | 4.1703 | 4.2478 | 4.944 | 5.4475 | 5.404 | 4.8886 | 5.1016 | 4.8132 | 4.3651
2028-10-05 | 4.321 | 4.2616 | 3.8349 | 3.7813 | 3.4476 | 3.651 | 3.9596 | 3.2083 | 2.8494 | 2.5041 | 2.3636 | 2.4712 | 2.6854 | 2.8472 | 3.4325 | 3.912 | 4.4778 | 5.1166 | 5.4372 | 5.2872 | 4.5516 | 4.9701 | 5.3219 | 4.7407
2028-10-06 | 4.1766 | 3.7523 | 3.4793 | 3.4234 | 3.2435 | 3.4484 | 3.7162 | 3.0968 | 2.8983 | 2.712 | 2.4318 | 2.4033 | 2.5228 | 2.8408 | 3.3999 | 4.0139 | 4.4088 | 4.4254 | 4.8041 | 4.8109 | 4.4062 | 5.1676 | 5.1317 | 4.9349
2028-10-07 | 4.2417 | 3.916 | 4.1996 | 4.0029 | 3.424 | 3.219 | 3.6017 | 3.1484 | 2.7098 | 2.3553 | 2.1174 | 2.1711 | 2.1623 | 2.063 | 2.4101 | 2.8165 | 3.7989 | 4.417 | 5.1813 | 5.0871 | 4.5199 | 4.0959 | 3.895 | 3.6207
2028-10-08 | 3.4754 | 3.1875 | 3.1393 | 3.1111 | 3.1126 | 3.1425 | 3.061 | 2.8342 | 2.5132 | 2.1688 | 2.1594 | 2.2002 | 2.0909 | 2.4687 | 2.5587 | 2.6601 | 3.2593 | 4.0241 | 5.0789 | 4.8821 | 4.3029 | 4.5717 | 4.0884 | 3.7882
2028-10-09 | 3.6787 | 3.1709 | 2.9964 | 3.0435 | 3.0581 | 3.2501 | 3.44 | 3.1526 | 2.9777 | 2.6233 | 2.4922 | 2.3888 | 2.5759 | 2.7619 | 3.0507 | 3.0709 | 3.6989 | 4.8643 | 5.4123 | 5.3185 | 4.4143 | 4.0032 | 4.124 | 3.6433
2028-10-10 | 3.5474 | 4.1848 | 4.1788 | 3.8788 | 3.6966 | 4.0973 | 3.5872 | 3.5035 | 3.2414 | 2.6875 | 2.4558 | 2.4939 | 2.449 | 2.5639 | 2.7652 | 3.2504 | 4.2673 | 4.9471 | 5.2418 | 4.9509 | 4.7451 | 4.9037 | 4.4217 | 3.9121
2028-10-11 | 3.8909 | 4.0323 | 3.9351 | 3.9234 | 3.4176 | 3.3636 | 3.5634 | 3.4758 | 3.0905 | 2.7458 | 2.6572 | 2.5771 | 2.7594 | 3.3516 | 3.2673 | 3.6122 | 4.2102 | 5.0135 | 5.4263 | 5.0862 | 4.2402 | 4.6947 | 4.5873 | 4.3476
2028-10-12 | 4.2275 | 3.6683 | 3.636 | 3.9509 | 3.5795 | 3.8571 | 4.1369 | 3.4298 | 3.3187 | 2.8564 | 2.552 | 2.5982 | 2.5782 | 2.7579 | 3.0636 | 3.6109 | 4.4275 | 4.9331 | 5.0062 | 4.8572 | 4.5949 | 4.7788 | 4.7546 | 4.4418
2028-10-13 | 4.381 | 4.3268 | 3.7856 | 3.8705 | 3.9465 | 4.1901 | 4.1313 | 3.2303 | 2.9139 | 2.4415 | 2.3345 | 2.4115 | 2.6161 | 2.9441 | 3.858 | 4.4484 | 4.4954 | 4.7617 | 5.2186 | 4.6068 | 3.9758 | 4.7452 | 4.9174 | 4.1208
2028-10-14 | 3.988 | 4.0598 | 3.642 | 3.4553 | 3.3857 | 3.6354 | 3.6182 | 3.1778 | 3.2314 | 3.057 | 2.757 | 2.5839 | 1.9603 | 2.0596 | 2.4428 | 2.5526 | 3.2907 | 4.1267 | 4.901 | 4.6209 | 3.7232 | 3.9659 | 3.6028 | 3.1878
2028-10-15 | 3.1083 | 3.1612 | 3.1196 | 2.9693 | 2.7769 | 2.8803 | 2.909 | 2.6088 | 2.4219 | 1.9885 | 1.6861 | 1.624 | 1.8045 | 2.2375 | 2.296 | 2.614 | 3.2223 | 4.251 | 4.9315 | 4.6246 | 4.2658 | 4.2649 | 3.8609 | 3.5492
2028-10-16 | 3.3522 | 3.037 | 2.861 | 2.8286 | 2.9014 | 3.1529 | 3.4968 | 3.272 | 3.1463 | 3.3831 | 3.2272 | 2.9361 | 2.418 | 2.6709 | 3.3581 | 3.8533 | 4.3206 | 4.7565 | 5.0146 | 4.5401 | 3.9992 | 4.7803 | 4.482 | 4.1163
2028-10-17 | 3.7451 | 3.5807 | 3.5809 | 3.8753 | 3.7414 | 3.8459 | 3.8229 | 3.2621 | 3.2431 | 2.7444 | 2.5047 | 2.2632 | 2.4545 | 2.4812 | 2.6881 | 3.0956 | 4.1128 | 4.8627 | 5.0571 | 4.8741 | 4.5348 | 4.4533 | 4.2657 | 3.9082
2028-10-18 | 3.9545 | 3.7882 | 3.5427 | 3.6295 | 3.6939 | 3.7284 | 4.1737 | 3.6134 | 3.1431 | 2.5647 | 2.6872 | 2.4857 | 2.4459 | 2.634 | 3.2067 | 3.8679 | 4.2298 | 4.4632 | 5.2816 | 4.9897 | 4.5526 | 5.119 | 4.9119 | 4.2018
2028-10-19 | 4.2521 | 4.2825 | 4.0796 | 3.5569 | 3.1157 | 3.2144 | 3.5667 | 3.4183 | 3.2855 | 2.8637 | 2.7868 | 2.5759 | 2.6971 | 3.0389 | 3.3647 | 3.6533 | 4.1462 | 4.5273 | 5.2992 | 4.9808 | 3.9576 | 4.2102 | 4.5616 | 3.9892
2028-10-20 | 3.6402 | 3.7032 | 3.8088 | 3.5649 | 3.0914 | 3.1713 | 3.7228 | 3.6749 | 3.4764 | 2.8795 | 2.3832 | 2.3338 | 2.6359 | 2.9377 | 3.1323 | 3.4652 | 4.0291 | 4.4884 | 4.7634 | 4.4167 | 3.7999 | 3.6074 | 3.6327 | 3.4834
2028-10-21 | 3.4132 | 3.1123 | 3.0618 | 3.2281 | 3.0353 | 3.1475 | 3.3752 | 3.2504 | 3.1284 | 2.6133 | 2.1813 | 2.1095 | 2.2227 | 2.1837 | 2.2709 | 2.6395 | 3.2217 | 4.0331 | 4.5885 | 4.1542 | 3.6 | 4.1318 | 4.4022 | 4.1327
2028-10-22 | 3.859 | 3.2538 | 2.9854 | 3.0311 | 2.9782 | 2.8921 | 2.9027 | 2.8637 | 2.6176 | 2.3075 | 1.991 | 1.907 | 2.0783 | 2.1937 | 2.3543 | 2.6268 | 3.3732 | 4.2492 | 5.0684 | 4.7968 | 4.1988 | 3.6637 | 3.4013 | 3.1752
2028-10-23 | 3.1356 | 3.1797 | 3.019 | 2.9444 | 2.9576 | 3.4147 | 4.9457 | 4.064 | 3.3727 | 2.6526 | 2.5697 | 2.5678 | 2.4884 | 2.74 | 2.7927 | 3.031 | 3.6488 | 4.7956 | 5.2668 | 4.8139 | 4.5813 | 4.6728 | 4.5053 | 4.456
2028-10-24 | 3.8791 | 3.1606 | 3.0599 | 3.2241 | 2.9686 | 3.3027 | 3.8564 | 3.7802 | 3.143 | 2.7182 | 2.3959 | 2.2322 | 2.2806 | 2.543 | 2.7705 | 3.2256 | 4.0071 | 4.9467 | 5.461 | 5.2536 | 4.6767 | 5.0213 | 4.8886 | 4.5172
2028-10-25 | 4.4046 | 4.2452 | 4.0794 | 3.8326 | 3.8258 | 4.2441 | 4.5926 | 4.0025 | 3.2321 | 2.798 | 2.4194 | 2.3404 | 2.473 | 2.7901 | 3.14 | 3.3305 | 4.2879 | 5.1804 | 5.442 | 5.2976 | 4.7391 | 4.6213 | 4.7044 | 4.3195
2028-10-26 | 4.3774 | 3.9698 | 3.7541 | 4.0278 | 3.9428 | 4.2748 | 4.7121 | 3.7888 | 3.6276 | 3.0733 | 2.5158 | 2.4919 | 2.5953 | 2.6578 | 3.0418 | 3.7826 | 3.7465 | 4.2826 | 5.0897 | 4.9085 | 4.191 | 4.214 | 4.5695 | 4.5211
2028-10-27 | 3.8876 | 3.6898 | 3.3924 | 3.3177 | 3.3298 | 3.5053 | 3.8316 | 3.1408 | 3.1743 | 2.963 | 2.907 | 2.5628 | 2.6572 | 2.9327 | 2.9082 | 3.0925 | 4.285 | 4.5051 | 4.9302 | 4.7375 | 3.9736 | 4.3325 | 4.2301 | 4.2121
2028-10-28 | 3.9976 | 3.915 | 3.7249 | 3.1079 | 3.0487 | 3.2469 | 3.4162 | 2.9115 | 2.64 | 2.493 | 2.3621 | 1.9877 | 1.8285 | 2.0127 | 2.343 | 2.5873 | 3.7749 | 4.6554 | 4.8537 | 4.2288 | 3.8048 | 3.4111 | 3.4428 | 3.3066
2028-10-29 | 3.304 | 3.1471 | 3.0081 | 3.1396 | 3.0281 | 3.0673 | 3.167 | 2.9929 | 2.8192 | 2.5082 | 1.9295 | 2.0338 | 2.3032 | 2.3834 | 2.7521 | 3.2184 | 3.6716 | 4.1932 | 5.0957 | 4.6458 | 4.0466 | 3.971 | 4.2114 | 4.0146
2028-10-30 | 3.4673 | 3.2356 | 3.2113 | 3.0508 | 3.0452 | 3.2798 | 3.6714 | 3.5641 | 3.0334 | 2.7406 | 2.7764 | 2.3652 | 2.4787 | 2.7697 | 3.2344 | 3.2326 | 4.6114 | 5.3956 | 5.4854 | 5.3206 | 4.5373 | 3.87 | 3.702 | 3.421
2028-10-31 | 3.5354 | 3.3676 | 3.2334 | 3.2431 | 3.3647 | 3.8218 | 4.1671 | 3.735 | 4.2467 | 4.6705 | 4.2059 | 3.2831 | 3.8419 | 4.0936 | 3.6124 | 3.9683 | 4.9088 | 5.0275 | 4.9051 | 4.3676 | 4.1048 | 3.9295 | 3.7355 | 3.4113
2028-11-01 | 3.3534 | 3.2202 | 2.8731 | 2.866 | 2.9078 | 3.0956 | 3.5942 | 3.6758 | 3.1823 | 2.4049 | 2.3916 | 2.4635 | 2.4426 | 3.241 | 3.9292 | 3.886 | 4.599 | 5.0246 | 4.6309 | 4.0807 | 3.8915 | 4.8138 | 4.8319 | 4.2667
2028-11-02 | 3.9608 | 3.8264 | 3.9799 | 3.9967 | 3.8962 | 4.3945 | 4.6479 | 3.8783 | 3.8361 | 2.855 | 2.5789 | 2.5772 | 2.7245 | 2.5006 | 2.7524 | 3.6023 | 4.3784 | 4.516 | 5.1952 | 4.7615 | 4.4258 | 4.8348 | 4.943 | 4.1531
2028-11-03 | 3.8622 | 3.7676 | 3.748 | 3.6483 | 3.7313 | 3.9818 | 4.3214 | 3.3138 | 3.166 | 2.8621 | 2.3277 | 2.1589 | 2.333 | 2.4058 | 2.5192 | 3.2732 | 4.4357 | 4.4142 | 4.8114 | 4.695 | 3.9304 | 4.242 | 4.3145 | 4.3589
2028-11-04 | 3.4043 | 3.0061 | 3.1258 | 3.1086 | 2.8994 | 3.1355 | 3.1036 | 3.1339 | 2.6087 | 2.1846 | 1.7316 | 1.5031 | 1.5775 | 1.8786 | 2.2567 | 2.3824 | 3.1031 | 4.0421 | 4.8645 | 4.2598 | 3.8477 | 3.8305 | 3.6025 | 3.2889
2028-11-05 | 3.1477 | 3.2751 | 3.131 | 3.0957 | 3.2952 | 3.7146 | 3.8929 | 2.9758 | 2.5018 | 2.2591 | 2.023 | 1.8801 | 1.6657 | 1.8263 | 2.1591 | 2.3799 | 3.1122 | 4.1546 | 5.0268 | 4.5084 | 3.9744 | 4.6207 | 4.4498 | 3.6103
2028-11-06 | 2.9596 | 3.0896 | 2.9109 | 2.8538 | 2.9162 | 3.2441 | 3.9716 | 3.2966 | 3.0918 | 2.8523 | 2.5205 | 2.3116 | 2.5519 | 2.5972 | 3.0254 | 3.0446 | 4.3275 | 4.7745 | 5.2063 | 5.0986 | 4.3726 | 3.7762 | 3.4669 | 3.5515
2028-11-07 | 3.3316 | 3.1497 | 3.0777 | 3.1867 | 2.9621 | 3.1506 | 3.4287 | 3.4883 | 3.0847 | 2.482 | 2.2259 | 2.197 | 2.1148 | 2.1641 | 2.656 | 3.6354 | 4.3169 | 4.9928 | 5.3986 | 4.948 | 4.3427 | 4.3314 | 4.3662 | 4.0249
2028-11-08 | 3.4243 | 3.0345 | 2.9375 | 3.047 | 2.8864 | 3.1316 | 3.6103 | 3.5721 | 3.1816 | 2.6135 | 2.3727 | 2.8275 | 2.8914 | 3.0056 | 3.4003 | 3.9421 | 4.1657 | 4.8774 | 5.4002 | 5.2075 | 4.6719 | 4.7715 | 4.8468 | 4.5119
2028-11-09 | 3.6551 | 3.5693 | 3.4698 | 3.1217 | 3.0947 | 3.4313 | 3.2933 | 3.5913 | 3.1074 | 2.5854 | 2.7856 | 2.6967 | 2.4629 | 2.5367 | 3.1272 | 3.3794 | 4.0884 | 4.8917 | 5.4078 | 5.0255 | 4.2982 | 4.7426 | 4.6133 | 3.9499
2028-11-10 | 3.9488 | 4.0836 | 3.5722 | 3.6046 | 3.6703 | 4.1869 | 5.0271 | 3.8029 | 3.217 | 3.1649 | 2.863 | 2.4362 | 2.4852 | 2.6971 | 2.6463 | 3.0506 | 4.2302 | 4.7806 | 5.2405 | 4.8715 | 3.6837 | 3.9577 | 3.7408 | 3.7514
2028-11-11 | 3.6849 | 3.3273 | 3.5006 | 3.2779 | 3.133 | 3.2834 | 3.5921 | 3.4002 | 3.0648 | 2.5096 | 2.266 | 2.2999 | 2.1457 | 2.1481 | 2.671 | 2.5313 | 3.1087 | 4.1795 | 4.4853 | 3.7385 | 3.689 | 3.4077 | 3.214 | 3.214
2028-11-12 | 3.1157 | 3.2354 | 3.222 | 3.4231 | 2.8109 | 2.8761 | 2.9493 | 2.8735 | 2.5957 | 1.969 | 1.5994 | 1.3302 | 1.2763 | 1.3395 | 1.9241 | 2.2485 | 2.5903 | 3.3507 | 4.2979 | 4.6041 | 3.8145 | 3.4777 | 3.3061 | 2.9421
2028-11-13 | 2.8089 | 2.9033 | 2.7925 | 2.7191 | 2.6882 | 2.954 | 3.1611 | 2.9429 | 2.6515 | 2.513 | 2.124 | 1.8157 | 2.0918 | 2.2945 | 2.2413 | 2.727 | 3.709 | 4.5241 | 5.0997 | 4.4459 | 3.6868 | 4.0503 | 4.1076 | 3.8849
2028-11-14 | 3.3247 | 2.909 | 2.978 | 2.7976 | 2.7538 | 2.9853 | 3.515 | 3.7914 | 2.9916 | 2.6852 | 2.4322 | 2.3355 | 2.3731 | 2.333 | 2.6635 | 3.2555 | 4.3086 | 5.1264 | 5.4234 | 4.8869 | 4.1324 | 4.1963 | 4.1498 | 4.0777
2028-11-15 | 3.47 | 3.5129 | 3.3959 | 3.5381 | 3.4836 | 3.7534 | 4.309 | 3.7777 | 3.4945 | 3.353 | 2.993 | 2.352 | 2.3356 | 2.96 | 2.87 | 3.3921 | 4.2139 | 4.7638 | 5.4005 | 4.8004 | 3.969 | 4.5551 | 4.5499 | 4.3919
2028-11-16 | 3.9067 | 3.4518 | 3.8754 | 3.9964 | 3.7188 | 4.1666 | 4.5856 | 3.5903 | 3.55 | 2.9977 | 2.7722 | 2.8275 | 2.9958 | 2.7754 | 3.3461 | 3.9927 | 4.6121 | 5.1053 | 5.385 | 4.9902 | 4.2331 | 4.2897 | 4.5979 | 4.0851
2028-11-17 | 3.5107 | 3.4394 | 3.7331 | 3.6527 | 3.5699 | 3.8975 | 3.8775 | 4.1704 | 3.8911 | 3.3883 | 2.7646 | 2.9648 | 3.2488 | 3.4134 | 3.1656 | 3.4558 | 4.2674 | 4.7904 | 4.9444 | 4.2197 | 3.5257 | 4.0887 | 4.2272 | 4.2299
2028-11-18 | 4.0648 | 3.1228 | 2.9313 | 3.0528 | 2.8697 | 2.8671 | 3.0658 | 3.1656 | 2.9978 | 2.4929 | 2.1427 | 2.4818 | 2.4498 | 2.4931 | 2.8537 | 2.971 | 3.2743 | 4.1908 | 4.4852 | 3.7796 | 3.663 | 3.5144 | 3.1769 | 3.0527
2028-11-19 | 3.0279 | 3.0431 | 2.8232 | 2.8606 | 2.8962 | 3.0729 | 3.3359 | 3.1254 | 3.0458 | 2.9645 | 2.4929 | 2.3244 | 1.9154 | 2.0367 | 2.3397 | 2.5672 | 3.0382 | 3.9904 | 4.4421 | 4.079 | 3.9034 | 3.7587 | 3.8536 | 3.7551
2028-11-20 | 3.4565 | 2.9955 | 2.9295 | 2.9651 | 2.964 | 3.3135 | 3.8524 | 3.4943 | 3.0658 | 2.6286 | 2.2645 | 2.3151 | 2.498 | 2.4749 | 2.6621 | 3.299 | 3.9263 | 4.54 | 5.203 | 4.8206 | 4.2523 | 4.1973 | 4.267 | 4.1985
2028-11-21 | 3.8366 | 3.8209 | 3.6767 | 3.3874 | 3.393 | 3.6522 | 3.8364 | 3.4673 | 3.2215 | 3.2057 | 2.8531 | 2.668 | 2.6989 | 2.8836 | 2.947 | 3.1611 | 4.3085 | 4.9623 | 5.3981 | 5.1199 | 4.2815 | 4.2949 | 4.1948 | 4.2204
2028-11-22 | 3.7625 | 3.4447 | 3.3277 | 3.4339 | 3.6062 | 3.641 | 3.7028 | 3.7128 | 3.2671 | 2.7148 | 2.5007 | 2.3901 | 2.3022 | 2.4552 | 2.6432 | 3.3153 | 4.0593 | 4.4696 | 5.1804 | 4.7581 | 4.0186 | 4.3456 | 4.8479 | 4.0714
2028-11-23 | 3.7653 | 3.99 | 3.403 | 3.0074 | 3.0089 | 3.3126 | 3.5766 | 3.7525 | 3.9356 | 3.6765 | 2.9407 | 3.1198 | 2.5451 | 2.3618 | 2.3697 | 3.1071 | 3.5249 | 3.8501 | 4.2294 | 3.9851 | 3.368 | 3.5811 | 3.7452 | 3.1932
2028-11-24 | 2.9764 | 3.0555 | 3.0996 | 2.8364 | 2.7431 | 2.9419 | 2.9338 | 3.1501 | 3.0516 | 2.7491 | 2.4384 | 2.2739 | 2.3265 | 2.7236 | 2.5277 | 2.9616 | 4.2841 | 4.9003 | 5.1337 | 4.2595 | 3.7034 | 4.1515 | 4.5413 | 4.3488
2028-11-25 | 3.7495 | 3.6207 | 3.1935 | 2.971 | 2.9341 | 3.2478 | 3.278 | 3.0892 | 2.8769 | 2.3976 | 1.9444 | 1.8168 | 1.6876 | 1.8218 | 2.1856 | 2.816 | 3.5676 | 3.9412 | 4.8087 | 4.3019 | 3.5128 | 3.5079 | 3.5766 | 3.2058
2028-11-26 | 3.1126 | 3.1541 | 3.0582 | 2.8587 | 2.8528 | 3.0142 | 2.909 | 2.7507 | 2.4863 | 2.2103 | 1.842 | 1.6096 | 2.1058 | 2.2032 | 2.3826 | 2.8591 | 3.7404 | 4.4436 | 5.1937 | 4.8317 | 3.979 | 4.1882 | 4.4975 | 4.2325
2028-11-27 | 3.5238 | 3.4763 | 3.5504 | 3.3664 | 3.495 | 3.9257 | 4.9686 | 4.0351 | 3.7035 | 3.2652 | 2.7196 | 2.4641 | 2.6107 | 2.7304 | 2.8967 | 3.4022 | 4.3081 | 4.9601 | 5.4224 | 5.2001 | 4.4767 | 4.7071 | 4.4343 | 4.0039
2028-11-28 | 3.8591 | 4.0464 | 3.9727 | 3.6095 | 3.5942 | 4.1229 | 4.9489 | 4.2731 | 3.4348 | 2.9274 | 2.4733 | 2.1218 | 2.2603 | 2.58 | 2.609 | 3.2089 | 4.3051 | 4.8768 | 5.4152 | 5.1938 | 4.6478 | 4.5756 | 4.4626 | 4.1718
2028-11-29 | 3.9061 | 3.4523 | 3.3603 | 3.4823 | 3.8071 | 3.9122 | 4.3573 | 3.6128 | 3.2039 | 2.7794 | 2.5955 | 2.4263 | 2.3325 | 2.4388 | 2.7957 | 3.1783 | 4.1942 | 4.6191 | 5.4129 | 5.1303 | 4.6654 | 4.6954 | 4.4212 | 3.5847
2028-11-30 | 3.2729 | 3.2492 | 3.1714 | 2.9321 | 2.8726 | 3.132 | 3.9622 | 3.6839 | 3.3992 | 2.9963 | 2.5667 | 2.3299 | 2.4626 | 2.6966 | 2.679 | 3.2892 | 4.0993 | 4.6755 | 5.322 | 4.9587 | 4.1627 | 3.5397 | 3.4398 | 3.4591
2028-12-01 | 3.2132 | 2.9913 | 3.172 | 2.9502 | 2.8406 | 2.9599 | 3.4622 | 3.6412 | 3.1469 | 2.941 | 2.6782 | 2.3483 | 2.3749 | 2.6887 | 2.8038 | 3.1481 | 4.1541 | 4.8154 | 5.1667 | 4.6105 | 4.2969 | 3.822 | 3.7895 | 3.6924
2028-12-02 | 3.4453 | 3.2744 | 2.9859 | 3.0695 | 3.2837 | 3.341 | 3.3595 | 3.3048 | 2.9542 | 2.4466 | 2.0407 | 2.2237 | 2.4007 | 2.1813 | 2.5282 | 2.7567 | 3.2212 | 3.8945 | 4.7774 | 4.3486 | 4.0088 | 3.771 | 3.447 | 3.1179
2028-12-03 | 3.2902 | 3.3822 | 3.1614 | 2.9112 | 2.7843 | 2.7896 | 2.9076 | 2.7669 | 2.5133 | 2.2726 | 1.9014 | 1.7019 | 1.99 | 2.1789 | 2.285 | 2.6107 | 3.1804 | 3.9189 | 4.8748 | 4.622 | 4.0929 | 3.3641 | 3.4438 | 3.2273
2028-12-04 | 3.0683 | 3.001 | 2.8885 | 2.8649 | 2.8945 | 3.1884 | 3.8776 | 4.0275 | 3.2722 | 2.9346 | 2.7519 | 2.4078 | 2.5429 | 2.9663 | 3.114 | 3.5809 | 4.3333 | 4.7951 | 5.295 | 4.8758 | 4.2941 | 3.8577 | 3.5376 | 3.5452
2028-12-05 | 3.3676 | 3.1286 | 3.0585 | 3.1594 | 2.9586 | 3.2745 | 3.8617 | 3.8785 | 3.6804 | 2.916 | 2.4018 | 2.373 | 2.4069 | 2.6173 | 3.0853 | 3.4563 | 4.0657 | 4.9296 | 5.3215 | 5.0347 | 4.3844 | 3.7693 | 3.7702 | 3.1944
2028-12-06 | 2.9844 | 3.0313 | 3.1208 | 2.8638 | 2.9056 | 3.2101 | 3.6706 | 3.8134 | 3.4658 | 2.898 | 2.4755 | 2.3299 | 2.2687 | 2.6175 | 2.7328 | 2.9584 | 3.9984 | 4.7275 | 5.2788 | 4.9899 | 4.3698 | 3.6979 | 3.4566 | 3.4208
2028-12-07 | 3.2365 | 2.9676 | 3.1657 | 3.0876 | 3.0122 | 3.2116 | 3.7605 | 3.8879 | 3.7029 | 3.1689 | 2.7287 | 2.6256 | 2.6952 | 2.7459 | 3.1468 | 3.4298 | 3.846 | 4.3596 | 5.0718 | 4.7011 | 3.9251 | 3.7055 | 3.6427 | 3.0575
2028-12-08 | 2.8091 | 2.8175 | 2.6524 | 2.68 | 2.6762 | 2.9482 | 3.6025 | 3.3437 | 3.3007 | 3.2603 | 2.7377 | 2.3514 | 2.3628 | 2.7335 | 2.6584 | 3.2024 | 3.9213 | 4.4196 | 4.8609 | 4.5188 | 3.8236 | 4.1291 | 4.2965 | 4.243
2028-12-09 | 3.4181 | 2.969 | 2.914 | 2.9071 | 2.8806 | 2.9965 | 3.2931 | 3.3648 | 3.3671 | 3.1774 | 2.8337 | 2.2839 | 2.2379 | 2.3267 | 2.3058 | 2.4211 | 3.0256 | 3.5059 | 3.623 | 3.3321 | 3.294 | 3.1658 | 3.1873 | 2.941
2028-12-10 | 2.8933 | 2.7886 | 2.7601 | 2.7596 | 2.7612 | 2.9007 | 3.0432 | 2.9062 | 2.4451 | 2.1392 | 1.7936 | 1.5594 | 1.4475 | 1.6173 | 1.7912 | 2.3017 | 2.8206 | 3.5585 | 4.3627 | 4.1104 | 3.6957 | 3.979 | 3.9088 | 3.6535
2028-12-11 | 3.4603 | 3.0269 | 2.7995 | 2.787 | 2.8261 | 3.104 | 3.7143 | 3.7839 | 3.0997 | 2.4923 | 2.3424 | 2.099 | 2.2226 | 2.3707 | 2.6699 | 3.0304 | 3.9453 | 4.5984 | 5.02 | 4.5059 | 3.9311 | 3.5928 | 3.4175 | 3.1182
2028-12-12 | 3.0375 | 2.9808 | 2.9176 | 2.848 | 2.9167 | 3.2563 | 3.9992 | 4.104 | 3.6201 | 3.1194 | 2.5995 | 2.1953 | 2.1991 | 2.3828 | 2.4494 | 3.3471 | 4.2055 | 4.8461 | 5.264 | 5.1637 | 4.5914 | 4.7892 | 4.8407 | 4.2419
2028-12-13 | 3.9268 | 4.0354 | 3.9388 | 3.8284 | 3.8294 | 4.2137 | 4.6397 | 3.9951 | 3.6658 | 3.3197 | 2.9926 | 2.7415 | 2.7263 | 2.9727 | 3.2561 | 3.8901 | 4.2021 | 4.5374 | 5.2599 | 4.9758 | 4.561 | 4.7711 | 4.415 | 3.8362
2028-12-14 | 3.5571 | 3.463 | 3.5784 | 3.2893 | 3.1697 | 3.6488 | 4.2146 | 3.6088 | 3.2258 | 2.8573 | 2.7662 | 2.3372 | 2.3009 | 2.3172 | 2.5085 | 2.7539 | 3.4075 | 4.1057 | 4.9357 | 4.6631 | 4.2104 | 4.4405 | 4.3684 | 3.9109
2028-12-15 | 3.5091 | 3.3039 | 3.285 | 3.3042 | 3.3428 | 3.432 | 3.5019 | 3.5688 | 3.5172 | 2.9321 | 2.3635 | 2.2106 | 2.135 | 2.0885 | 2.2743 | 2.5684 | 3.5171 | 4.2442 | 4.728 | 4.4272 | 3.5848 | 3.4265 | 3.299 | 3.0881
2028-12-16 | 3.2303 | 3.201 | 3.3095 | 3.2817 | 3.2727 | 3.0653 | 3.1699 | 3.2667 | 2.8055 | 2.3993 | 2.1934 | 1.6112 | 1.4831 | 1.7214 | 1.9207 | 2.279 | 2.9703 | 3.9551 | 4.6183 | 4.4561 | 3.9718 | 3.4208 | 3.2105 | 2.9616
2028-12-17 | 2.8331 | 2.8495 | 2.6537 | 2.5865 | 2.4497 | 2.4731 | 2.6653 | 2.7047 | 2.4319 | 2.1764 | 2.0143 | 1.9461 | 1.8771 | 1.8172 | 1.9888 | 2.5125 | 3.0015 | 3.662 | 4.6416 | 4.3214 | 3.909 | 4.0287 | 3.7562 | 3.5141
2028-12-18 | 3.6236 | 3.0124 | 2.9108 | 2.6914 | 2.7986 | 3.0407 | 3.6096 | 3.7449 | 3.2268 | 2.8054 | 2.6378 | 2.3387 | 2.4176 | 2.3819 | 2.4928 | 3.0567 | 3.6093 | 4.1386 | 5.0642 | 4.7067 | 4.2926 | 3.9117 | 3.8064 | 3.3553
2028-12-19 | 3.0021 | 2.8647 | 2.8012 | 2.7893 | 2.8106 | 3.0102 | 3.4633 | 3.1968 | 2.7683 | 2.4059 | 2.2286 | 2.1607 | 2.4149 | 2.4364 | 2.7777 | 3.61 | 4.0754 | 4.7211 | 4.9063 | 4.4649 | 4.2291 | 4.6342 | 4.701 | 4.1438
2028-12-20 | 3.6998 | 3.5204 | 3.417 | 3.3799 | 3.4693 | 3.9374 | 4.5137 | 3.9558 | 3.5658 | 2.8996 | 2.4268 | 2.2283 | 2.0461 | 2.0324 | 2.2332 | 2.511 | 3.2502 | 4.149 | 4.6386 | 4.5919 | 4.2851 | 4.5485 | 4.4471 | 4.1713
2028-12-21 | 3.8629 | 3.6337 | 3.2495 | 3.309 | 3.3691 | 3.7885 | 4.3124 | 3.6214 | 3.191 | 2.8338 | 2.3496 | 2.1463 | 2.0615 | 2.1579 | 2.3407 | 2.9016 | 3.626 | 4.3215 | 5.0531 | 4.7233 | 4.2821 | 4.49 | 4.5182 | 3.8631
2028-12-22 | 3.6013 | 3.3702 | 3.3047 | 3.3955 | 3.5234 | 3.7076 | 4.3408 | 3.8309 | 3.3915 | 2.9833 | 2.47 | 2.3039 | 2.1329 | 2.2717 | 2.1901 | 2.601 | 3.2943 | 3.977 | 4.7069 | 4.601 | 4.1432 | 4.6601 | 4.6987 | 4.2893
2028-12-23 | 3.3886 | 3.2641 | 3.2016 | 3.1438 | 3.0487 | 2.8887 | 3.0791 | 3.2291 | 2.7552 | 2.2735 | 1.9359 | 1.8091 | 1.7762 | 1.8544 | 2.1072 | 2.6782 | 3.351 | 4.2512 | 4.802 | 4.5329 | 4.179 | 3.8856 | 3.6216 | 3.0331
2028-12-24 | 2.9473 | 3.079 | 3.1188 | 3.3727 | 3.302 | 3.4149 | 3.1892 | 3.0162 | 2.7571 | 2.3049 | 1.876 | 1.5764 | 1.6452 | 1.7596 | 1.9768 | 2.347 | 3.2374 | 3.9131 | 4.7463 | 4.6957 | 4.3828 | 4.1514 | 3.8254 | 3.416
2028-12-25 | 3.1237 | 2.8469 | 2.785 | 2.7583 | 2.8182 | 3.0306 | 3.352 | 3.4481 | 3.5466 | 3.1374 | 2.7326 | 2.7123 | 2.5876 | 3.0288 | 3.3162 | 3.9186 | 4.6058 | 5.0743 | 5.0241 | 4.1469 | 3.8344 | 4.2318 | 4.3199 | 4.3761
2028-12-26 | 4.117 | 3.9812 | 3.6732 | 2.866 | 2.8525 | 3.0212 | 3.2647 | 3.4147 | 3.2789 | 2.921 | 2.6079 | 2.4413 | 2.082 | 2.1162 | 2.161 | 2.4774 | 3.4315 | 4.398 | 4.6198 | 4.3149 | 3.9166 | 3.7261 | 3.3612 | 3.1355
2028-12-27 | 3.1588 | 2.9717 | 2.8117 | 2.7711 | 2.8306 | 2.9975 | 3.2332 | 3.4454 | 3.3348 | 2.9313 | 2.7139 | 2.6749 | 2.6392 | 2.5794 | 2.7408 | 3.2262 | 3.9676 | 4.9436 | 5.2733 | 5.2659 | 4.7826 | 4.5817 | 4.3784 | 3.9665
2028-12-28 | 3.7894 | 3.8016 | 3.7221 | 3.6982 | 3.5028 | 3.7336 | 4.0969 | 3.6667 | 3.319 | 3.1633 | 2.7048 | 2.4549 | 2.3827 | 2.4613 | 2.662 | 3.4272 | 4.2134 | 4.8342 | 5.2812 | 5.0843 | 4.3939 | 4.4067 | 4.5554 | 4.4309
2028-12-29 | 4.2813 | 3.9918 | 3.5281 | 3.4783 | 3.5727 | 3.6283 | 4.0771 | 3.6295 | 3.5324 | 3.5447 | 3.7718 | 3.5079 | 3.5844 | 3.7391 | 3.855 | 3.8893 | 4.3318 | 4.9567 | 5.1752 | 4.8156 | 4.3327 | 4.2236 | 4.113 | 3.7991
2028-12-30 | 3.7913 | 3.6572 | 3.3742 | 3.2432 | 3.2834 | 3.52 | 3.8002 | 3.511 | 3.3415 | 3.0533 | 2.3699 | 1.9938 | 2.1242 | 2.0396 | 2.2566 | 2.7731 | 3.8058 | 4.4806 | 5.0391 | 4.6635 | 4.1533 | 4.4072 | 4.4016 | 3.4266
2028-12-31 | 3.2376 | 3.1165 | 3.0164 | 2.8374 | 2.8629 | 2.8831 | 3.017 | 3.0261 | 2.8772 | 2.763 | 2.5013 | 2.2394 | 2.1582 | 1.9469 | 2.0154 | 2.3418 | 2.9733 | 3.8999 | 4.895 | 4.6773 | 4.1287 | 3.6359 | 3.7331 | 3.3875
2029-01-01 | 3.182 | 3.2014 | 2.7872 | 2.6398 | 2.7925 | 2.7118 | 2.6195 | 2.6319 | 2.3951 | 2.2497 | 2.0829 | 1.9175 | 1.5904 | 1.5718 | 1.7061 | 2.1538 | 2.8977 | 3.9162 | 4.5494 | 4.579 | 4.1359 | 3.832 | 3.4509 | 3.4369
2029-01-02 | 2.942 | 2.8466 | 2.8111 | 2.7698 | 2.6632 | 3.0216 | 3.028 | 3.1185 | 2.9769 | 2.615 | 2.1777 | 1.9112 | 1.9674 | 1.9922 | 2.118 | 2.489 | 3.6325 | 4.2267 | 5.0465 | 4.9057 | 4.4416 | 3.8693 | 3.685 | 3.2751
2029-01-03 | 3.3434 | 2.9336 | 2.8483 | 2.7845 | 2.7431 | 3.2171 | 3.2401 | 3.1529 | 2.9605 | 2.4906 | 2.1688 | 1.957 | 1.6518 | 1.7617 | 2.0061 | 2.3849 | 3.3077 | 4.234 | 4.8144 | 4.8715 | 4.3399 | 3.9822 | 3.6349 | 3.5684
2029-01-04 | 3.1189 | 2.8754 | 3.0894 | 2.9045 | 2.7653 | 2.8576 | 3.0418 | 3.1544 | 3.0173 | 2.4178 | 2.1015 | 1.8116 | 1.69 | 1.7387 | 1.9594 | 2.4293 | 3.0661 | 3.8585 | 4.963 | 4.8483 | 3.9157 | 3.5055 | 3.3455 | 3.2871
2029-01-05 | 2.908 | 2.7838 | 2.8057 | 2.7907 | 2.6352 | 2.9803 | 3.2452 | 3.4449 | 3.4236 | 2.9028 | 2.3491 | 1.9228 | 1.765 | 1.8623 | 2.0483 | 2.3461 | 2.9933 | 3.5995 | 4.5991 | 3.6899 | 3.2471 | 3.7589 | 3.9057 | 3.5963
2029-01-06 | 2.8938 | 2.8691 | 2.9891 | 2.6888 | 2.5864 | 2.5761 | 2.7787 | 2.842 | 2.5421 | 2.3745 | 2.1542 | 1.5984 | 1.3266 | 1.5161 | 1.8834 | 2.0804 | 2.7503 | 3.8173 | 4.6405 | 4.59 | 3.4851 | 3.4915 | 3.377 | 3.091
2029-01-07 | 3.177 | 3.0878 | 2.8953 | 2.778 | 2.6354 | 2.8242 | 2.8451 | 2.9047 | 2.6103 | 2.3136 | 1.8832 | 1.6119 | 1.2716 | 1.5335 | 1.8329 | 2.0573 | 2.4876 | 3.9335 | 4.8743 | 4.7144 | 4.0956 | 3.2286 | 3.0988 | 2.8035
2029-01-08 | 2.7953 | 2.6713 | 2.5971 | 2.639 | 2.7549 | 3.0302 | 3.1229 | 3.2319 | 3.1785 | 2.4979 | 2.2357 | 1.9234 | 1.9151 | 2.0029 | 2.0581 | 2.38 | 3.4584 | 4.2594 | 5.0343 | 4.7047 | 3.8573 | 3.64 | 3.6606 | 3.4595
2029-01-09 | 3.077 | 2.7866 | 2.7444 | 2.8448 | 2.6458 | 2.8482 | 3.5506 | 3.8046 | 3.7053 | 3.1828 | 2.6657 | 2.3405 | 2.1975 | 2.2651 | 2.4603 | 3.2263 | 3.8889 | 4.2041 | 5.2462 | 5.2459 | 4.7831 | 4.2124 | 3.9134 | 3.7092
2029-01-10 | 3.1929 | 3.0724 | 3.0057 | 2.9463 | 2.8007 | 3.2837 | 3.5612 | 3.6406 | 3.3257 | 2.8029 | 2.309 | 2.0537 | 2.4021 | 2.3604 | 2.2964 | 2.4752 | 3.5147 | 4.6364 | 5.2189 | 5.0504 | 4.1777 | 4.0978 | 3.7447 | 3.533
2029-01-11 | 3.4191 | 3.2499 | 2.9355 | 2.9031 | 2.8434 | 3.3836 | 3.8952 | 4.0398 | 3.6481 | 3.2919 | 2.7505 | 2.3118 | 2.6241 | 2.3856 | 2.5285 | 3.0928 | 4.0935 | 4.3329 | 5.1809 | 5.2392 | 4.7501 | 4.3243 | 3.9727 | 3.783
2029-01-12 | 3.2808 | 3.0144 | 2.9141 | 2.834 | 2.7491 | 3.1149 | 3.9621 | 3.8494 | 3.1421 | 2.3679 | 2.012 | 1.827 | 1.8807 | 2.275 | 2.225 | 2.4695 | 3.4013 | 3.9397 | 4.5687 | 4.699 | 4.2469 | 3.9917 | 3.8539 | 3.676
2029-01-13 | 3.3205 | 2.8429 | 2.7856 | 2.9157 | 2.64 | 2.7457 | 2.9979 | 3.1203 | 2.9177 | 2.4547 | 2.1361 | 1.8727 | 1.8352 | 1.6864 | 2.0229 | 2.3592 | 2.6391 | 3.3009 | 4.7374 | 4.7113 | 3.8021 | 3.8553 | 3.9535 | 3.1744
2029-01-14 | 2.9246 | 2.8673 | 3.0269 | 2.7306 | 2.5742 | 2.5676 | 2.7451 | 2.6891 | 2.5303 | 2.1524 | 1.7676 | 1.2523 | 1.2116 | 1.2614 | 1.6 | 2.0929 | 2.4303 | 3.2256 | 4.6452 | 4.6214 | 4.1009 | 3.3754 | 3.1106 | 2.9109
2029-01-15 | 2.8505 | 2.6654 | 2.5856 | 2.561 | 2.6587 | 2.9856 | 3.1307 | 3.1873 | 3.2354 | 2.7043 | 2.1342 | 2.0065 | 2.1099 | 2.007 | 2.2112 | 2.4813 | 3.2924 | 4.1443 | 5.0573 | 4.6359 | 3.9517 | 3.6493 | 3.8903 | 3.2392
2029-01-16 | 2.8215 | 2.9609 | 2.887 | 2.7877 | 2.663 | 2.797 | 3.4685 | 3.347 | 2.9694 | 2.5043 | 2.1529 | 1.9464 | 1.7809 | 1.7512 | 2.1417 | 2.205 | 2.9536 | 4.5958 | 5.2344 | 5.1922 | 4.5112 | 4.0929 | 3.7391 | 3.2942
2029-01-17 | 3.3301 | 3.1007 | 2.9413 | 2.9738 | 2.8596 | 3.185 | 4.0662 | 4.5101 | 3.9429 | 3.2182 | 2.9899 | 2.4847 | 2.3837 | 2.2129 | 2.3641 | 2.9328 | 3.7077 | 4.3754 | 5.2439 | 5.2449 | 4.6749 | 4.1968 | 3.7732 | 3.3879
2029-01-18 | 3.4167 | 3.0361 | 2.905 | 2.9686 | 3.0969 | 3.0931 | 3.7047 | 3.5095 | 3.4201 | 2.7609 | 2.2685 | 1.9342 | 1.8235 | 1.8902 | 2.2436 | 2.4102 | 3.1602 | 4.0695 | 5.2335 | 4.7345 | 4.1901 | 3.8751 | 3.7452 | 3.4475
2029-01-19 | 2.9206 | 2.8159 | 2.7998 | 2.7753 | 2.7471 | 3.3119 | 3.9084 | 4.1431 | 3.9563 | 3.1547 | 2.3847 | 2.3419 | 2.2995 | 2.3219 | 2.397 | 3.545 | 4.1051 | 4.1451 | 4.8958 | 4.9255 | 4.3682 | 3.8921 | 3.9733 | 3.6204
2029-01-20 | 2.9962 | 2.9202 | 3.0695 | 2.7915 | 2.7178 | 2.8506 | 3.0308 | 3.1464 | 2.8428 | 2.5284 | 2.1174 | 1.8575 | 1.9023 | 2.0521 | 2.2195 | 2.3872 | 2.7863 | 4.0678 | 5.1271 | 4.8251 | 4.2724 | 3.8265 | 3.7259 | 3.6498
2029-01-21 | 3.12 | 2.9944 | 2.9415 | 3.1107 | 2.7374 | 2.7685 | 2.9381 | 3.2507 | 3.1976 | 2.6572 | 2.2095 | 1.8801 | 1.6945 | 1.7671 | 2.0718 | 2.4044 | 2.5926 | 3.4698 | 4.9059 | 4.931 | 4.3926 | 3.6657 | 3.2133 | 3.0913
2029-01-22 | 2.7102 | 2.5275 | 2.518 | 2.6643 | 2.6228 | 2.877 | 3.438 | 3.8241 | 3.083 | 2.4587 | 2.1781 | 1.8464 | 1.7342 | 1.8545 | 2.3234 | 2.8461 | 3.273 | 4.2125 | 5.2688 | 4.9982 | 4.5163 | 4.09 | 3.6761 | 3.2383
2029-01-23 | 3.4005 | 3.1623 | 2.9382 | 3.0314 | 3.1087 | 3.2791 | 4.1213 | 4.3913 | 4.3695 | 3.7418 | 3.3465 | 3.0619 | 2.3527 | 2.4138 | 3.1497 | 3.6496 | 4.1627 | 4.1797 | 5.1942 | 5.264 | 4.8366 | 4.4982 | 4.0205 | 3.5275
2029-01-24 | 3.4508 | 3.1035 | 2.9833 | 3.0102 | 2.8118 | 2.9327 | 3.8476 | 4.2248 | 3.6638 | 3.0089 | 2.4754 | 2.0822 | 1.9667 | 2.0046 | 2.3083 | 2.9147 | 3.3954 | 4.0273 | 5.1997 | 5.2307 | 4.7469 | 4.3679 | 3.9916 | 3.4595
2029-01-25 | 3.4524 | 3.0997 | 2.9776 | 3.1082 | 3.0248 | 3.2493 | 4.1404 | 4.5303 | 4.4594 | 3.9081 | 3.2188 | 2.9671 | 3.0581 | 3.1355 | 3.158 | 3.426 | 3.6067 | 3.9489 | 5.0179 | 5.0371 | 4.5186 | 4.0375 | 3.6492 | 3.4547
2029-01-26 | 2.9578 | 2.9621 | 2.9429 | 2.8653 | 2.7806 | 3.2063 | 3.4378 | 3.4246 | 3.3053 | 2.678 | 2.146 | 1.9612 | 2.0134 | 1.9958 | 2.0815 | 2.6014 | 3.5868 | 4.2924 | 4.943 | 4.7525 | 4.1638 | 4.1753 | 4.2387 | 3.8675
2029-01-27 | 3.1563 | 2.8915 | 2.9779 | 2.8615 | 2.6658 | 2.9391 | 3.3861 | 3.4544 | 3.3295 | 2.6618 | 2.1363 | 2.1761 | 2.1412 | 2.4358 | 2.8093 | 3.4165 | 3.6963 | 3.8094 | 4.4917 | 4.4858 | 4.0075 | 3.875 | 3.6886 | 3.4603
2029-01-28 | 3.1659 | 2.8268 | 2.9106 | 2.8862 | 2.6179 | 2.5821 | 2.8178 | 2.7025 | 2.4803 | 2.1973 | 2.174 | 1.898 | 1.9452 | 1.851 | 2.2119 | 2.2196 | 2.4418 | 3.4319 | 4.782 | 4.8981 | 4.3225 | 3.3431 | 3.2288 | 3.0115
2029-01-29 | 2.691 | 2.6161 | 2.5934 | 2.7471 | 2.6953 | 3.0201 | 3.8481 | 4.4066 | 3.5991 | 2.7144 | 2.6764 | 2.2669 | 2.1126 | 2.2701 | 2.7667 | 2.8335 | 3.4011 | 4.366 | 5.0891 | 5.144 | 4.7647 | 4.5539 | 3.8424 | 3.4667
2029-01-30 | 3.294 | 3.0145 | 2.8805 | 3.0078 | 2.9921 | 3.0729 | 3.849 | 3.8097 | 3.5484 | 2.9379 | 2.4865 | 2.0623 | 2.0365 | 2.2956 | 2.4804 | 2.645 | 3.1589 | 4.31 | 5.2228 | 5.2408 | 4.6853 | 4.169 | 3.8688 | 3.4633
2029-01-31 | 3.7336 | 3.2972 | 3.1404 | 3.0715 | 2.9418 | 3.4211 | 4.5165 | 4.6692 | 4.4538 | 4.2618 | 3.5196 | 3.1374 | 2.9594 | 2.5325 | 3.1219 | 3.4074 | 3.942 | 4.6348 | 5.2602 | 5.1259 | 4.1637 | 4.25 | 4.3756 | 3.5562
2029-02-01 | 3.3967 | 3.521 | 3.2855 | 3.2091 | 2.9953 | 3.2822 | 4.2738 | 4.1884 | 3.9843 | 3.4819 | 3.1556 | 2.5043 | 2.8781 | 3.0738 | 3.0408 | 2.7304 | 3.396 | 4.3147 | 5.1547 | 5.1396 | 4.5668 | 4.1865 | 3.8616 | 3.5298
2029-02-02 | 3.3162 | 3.3983 | 3.0662 | 3.0735 | 3.0711 | 3.4919 | 4.3223 | 4.6888 | 4.4223 | 3.5179 | 3.6305 | 3.0346 | 2.4975 | 2.076 | 2.4115 | 3.038 | 3.2994 | 3.9156 | 4.9073 | 4.8823 | 4.0637 | 4.3831 | 4.3305 | 3.5494
2029-02-03 | 3.3169 | 3.2733 | 3.0656 | 2.8992 | 2.6559 | 2.8686 | 2.9623 | 2.9545 | 2.6227 | 2.4712 | 2.1645 | 1.9768 | 1.642 | 1.7553 | 2.1784 | 2.6614 | 3.5492 | 3.7936 | 4.6618 | 4.8493 | 4.4576 | 4.0998 | 3.9863 | 3.6781
2029-02-04 | 3.2496 | 3.1236 | 3.342 | 3.081 | 2.9785 | 3.0276 | 3.2166 | 3.4867 | 3.5167 | 3.0822 | 2.5716 | 2.5672 | 2.7778 | 2.6994 | 2.2461 | 2.4906 | 2.6301 | 3.2194 | 4.508 | 4.807 | 4.4053 | 3.911 | 3.4925 | 3.1054
2029-02-05 | 3.0853 | 3.1338 | 2.9056 | 2.814 | 2.7534 | 2.9269 | 3.8534 | 3.9735 | 3.3283 | 3.6535 | 3.6378 | 2.8638 | 2.6832 | 2.2212 | 2.8021 | 3.5576 | 4.219 | 4.8254 | 4.9595 | 4.6355 | 3.9121 | 4.0447 | 3.6089 | 3.1057
2029-02-06 | 3.1264 | 3.2474 | 3.0054 | 2.8592 | 2.8634 | 3.3669 | 3.8491 | 3.794 | 3.6525 | 2.9237 | 3.1365 | 3.3121 | 3.3266 | 2.7291 | 2.8276 | 2.8962 | 3.5039 | 3.8404 | 4.7571 | 5.076 | 4.4506 | 4.0898 | 4.2829 | 3.6533
2029-02-07 | 3.1901 | 3.1498 | 3.0586 | 3.1051 | 2.918 | 3.1114 | 3.5024 | 3.509 | 3.2324 | 2.6205 | 2.2023 | 2.3838 | 2.4672 | 2.4284 | 2.2272 | 2.4486 | 3.4202 | 4.2382 | 4.9289 | 4.9442 | 4.5788 | 3.9997 | 3.7338 | 3.5996
2029-02-08 | 3.2361 | 2.9945 | 2.9404 | 2.9123 | 3.0022 | 3.2188 | 3.7193 | 3.468 | 3.3613 | 2.6852 | 2.4484 | 2.0885 | 1.9187 | 1.6292 | 1.7737 | 2.0029 | 2.7257 | 3.671 | 4.2565 | 4.3948 | 4.1243 | 3.8417 | 3.337 | 3.1415
2029-02-09 | 3.0157 | 2.7734 | 2.7143 | 2.7176 | 2.6795 | 2.9035 | 3.5689 | 3.8057 | 3.358 | 2.508 | 1.7696 | 1.5579 | 1.5128 | 1.6201 | 1.9009 | 2.1997 | 2.4869 | 3.2439 | 4.4954 | 4.3557 | 3.6125 | 3.8558 | 3.4997 | 3.0556
2029-02-10 | 2.8835 | 2.9475 | 2.7482 | 2.6649 | 2.6232 | 2.7375 | 3.0046 | 2.8127 | 2.4708 | 2.1853 | 1.8158 | 1.4364 | 1.349 | 1.4195 | 1.7005 | 2.1629 | 2.694 | 3.2636 | 3.8533 | 4.103 | 3.7633 | 3.5484 | 3.2614 | 3.1148
2029-02-11 | 3.0533 | 2.8572 | 2.8215 | 2.7935 | 2.7017 | 2.7683 | 2.8668 | 2.8071 | 2.6128 | 2.2468 | 1.7539 | 1.4118 | 1.1679 | 1.2848 | 1.6061 | 1.8537 | 2.4045 | 3.1321 | 4.4711 | 4.7065 | 4.2087 | 3.4546 | 3.0805 | 2.8255
2029-02-12 | 2.7214 | 2.8019 | 2.618 | 2.596 | 2.703 | 3.269 | 3.6335 | 3.533 | 3.179 | 2.4788 | 2.082 | 1.9522 | 1.7303 | 1.7468 | 2.0385 | 2.4642 | 3.3108 | 4.0622 | 4.7577 | 4.7975 | 4.3261 | 4.0768 | 3.6242 | 3.5689
2029-02-13 | 3.1179 | 2.9092 | 2.8469 | 2.9587 | 2.893 | 2.9961 | 3.5787 | 3.6205 | 4.1242 | 3.7736 | 3.2575 | 2.9598 | 2.7681 | 3.0876 | 3.1743 | 3.4201 | 3.7756 | 4.2806 | 5.1357 | 5.1441 | 4.6231 | 4.2928 | 4.0587 | 3.503
2029-02-14 | 3.1665 | 3.036 | 3.0287 | 3.2824 | 3.2359 | 3.2918 | 3.5148 | 3.6173 | 3.8553 | 3.5755 | 3.2087 | 3.3102 | 3.6298 | 3.7865 | 3.8398 | 4.1935 | 4.6976 | 4.6038 | 4.7676 | 4.7588 | 4.4645 | 4.0553 | 3.9846 | 3.6606
2029-02-15 | 3.5025 | 3.1342 | 3.1588 | 3.2199 | 3.2677 | 3.3826 | 4.1869 | 4.2931 | 4.3222 | 3.9922 | 3.5363 | 2.6043 | 2.3075 | 2.4567 | 2.7906 | 2.6476 | 3.6708 | 3.7527 | 4.4961 | 4.783 | 4.6281 | 4.365 | 3.9002 | 3.7111
2029-02-16 | 3.1621 | 3.0097 | 2.9742 | 2.9472 | 2.856 | 3.1935 | 4.1189 | 4.3037 | 3.4496 | 3.4602 | 2.8766 | 2.1259 | 2.2128 | 2.5915 | 2.3614 | 2.5796 | 3.1159 | 3.8105 | 4.273 | 4.6932 | 4.4526 | 4.3594 | 3.7148 | 3.3537
2029-02-17 | 3.2941 | 2.9161 | 2.8578 | 2.8071 | 2.7768 | 2.7613 | 2.8724 | 2.8747 | 2.6017 | 2.4816 | 2.2507 | 1.7615 | 1.5854 | 1.7932 | 2.2011 | 3.0099 | 3.573 | 4.0396 | 4.1445 | 4.1693 | 3.9916 | 4.0677 | 3.5447 | 3.2933
2029-02-18 | 3.1545 | 3.2696 | 2.9623 | 2.8489 | 2.6893 | 2.7525 | 2.9073 | 2.9533 | 3.0147 | 2.6333 | 2.4766 | 2.3882 | 2.7943 | 2.6278 | 2.3634 | 2.6769 | 3.2027 | 4.0195 | 4.4829 | 4.3798 | 3.6218 | 3.187 | 3.5186 | 3.0423
2029-02-19 | 2.782 | 2.6751 | 2.7665 | 2.6482 | 2.6602 | 2.8099 | 2.8995 | 2.9671 | 2.9367 | 2.4663 | 1.9973 | 1.317 | 1.27 | 1.5566 | 2.03 | 2.3484 | 2.6189 | 3.4416 | 4.5101 | 5.0566 | 4.0705 | 3.9886 | 3.9189 | 3.2013
2029-02-20 | 2.9039 | 3.0658 | 2.8978 | 2.7543 | 2.6788 | 2.8686 | 3.5116 | 3.4903 | 2.76 | 2.4708 | 2.2322 | 1.8679 | 1.814 | 2.1245 | 2.3574 | 2.5155 | 3.1562 | 4.1342 | 5.0445 | 5.0761 | 4.5387 | 4.6329 | 3.9618 | 3.3346
2029-02-21 | 2.9865 | 2.8509 | 2.9059 | 2.6785 | 2.5682 | 2.8077 | 3.2992 | 3.6245 | 3.3727 | 2.7817 | 2.5704 | 2.3214 | 2.1758 | 2.3285 | 2.5166 | 3.0546 | 3.3359 | 3.886 | 4.869 | 5.1354 | 4.6243 | 4.1248 | 3.951 | 3.7853
2029-02-22 | 3.4017 | 3.1807 | 3.0785 | 3.2325 | 3.0809 | 3.2798 | 3.8744 | 3.9206 | 4.0078 | 3.4892 | 3.1897 | 3.7403 | 3.6928 | 3.2766 | 3.28 | 3.5518 | 4.4024 | 4.4462 | 4.7674 | 4.7276 | 4.3219 | 3.9101 | 3.831 | 3.4514
2029-02-23 | 3.0947 | 2.9557 | 2.8802 | 2.8487 | 2.8486 | 3.075 | 3.8812 | 3.9217 | 3.4497 | 3.1056 | 2.3061 | 1.9648 | 2.0515 | 2.5088 | 2.5609 | 2.7728 | 3.3398 | 4.1959 | 4.5518 | 4.559 | 4.4455 | 4.4496 | 3.9733 | 3.5716
2029-02-24 | 3.6666 | 3.2473 | 3.0357 | 2.9442 | 2.8265 | 3.2422 | 3.3669 | 3.4045 | 3.1521 | 2.72 | 2.3426 | 1.8242 | 2.1133 | 2.288 | 2.3276 | 2.6582 | 3.4888 | 4.3215 | 4.293 | 4.493 | 4.2932 | 3.946 | 3.7515 | 3.4578
2029-02-25 | 3.4933 | 3.0682 | 2.9886 | 2.9476 | 2.8491 | 2.9297 | 3.1233 | 3.4392 | 3.0738 | 2.5615 | 2.5007 | 2.3024 | 2.2413 | 2.1068 | 2.6626 | 2.8558 | 3.2619 | 4.201 | 4.9798 | 4.9896 | 4.1954 | 3.6945 | 3.3613 | 2.9627
2029-02-26 | 2.9312 | 2.9371 | 2.7143 | 2.8059 | 2.9 | 3.1648 | 3.982 | 3.8467 | 3.6295 | 3.0976 | 2.5253 | 1.9978 | 2.185 | 2.271 | 2.5482 | 2.8642 | 3.7544 | 4.3663 | 4.8354 | 4.7068 | 4.5156 | 4.2872 | 3.6394 | 3.2426
2029-02-27 | 3.0725 | 3.0204 | 2.8015 | 2.7836 | 2.7443 | 3.2974 | 3.7419 | 3.7393 | 3.2703 | 2.8337 | 2.2934 | 2.0791 | 2.1876 | 2.0864 | 2.2644 | 2.4633 | 3.4296 | 3.9463 | 4.7699 | 5.0543 | 4.5396 | 4.0726 | 3.8969 | 3.683
2029-02-28 | 3.2137 | 3.0495 | 2.6697 | 2.5976 | 2.591 | 3.2694 | 3.6511 | 3.4706 | 3.8907 | 3.4714 | 2.9868 | 2.5666 | 2.4063 | 2.2098 | 2.6142 | 3.3693 | 4.0669 | 3.9033 | 4.7104 | 5.1098 | 4.69 | 4.4854 | 4.1705 | 3.3775
2029-03-01 | 3.2802 | 3.2369 | 3.3721 | 3.1513 | 3.0894 | 3.4254 | 4.3226 | 4.3853 | 3.8799 | 3.0216 | 2.2038 | 2.1005 | 2.171 | 2.0506 | 2.6037 | 2.8237 | 3.3608 | 3.9712 | 4.6476 | 4.7087 | 4.3855 | 4.0891 | 3.782 | 3.3397
2029-03-02 | 3.1456 | 3.0527 | 3.1475 | 3.2617 | 2.9007 | 3.0811 | 3.5489 | 3.6551 | 3.2716 | 2.7016 | 2.4282 | 2.3964 | 2.6805 | 2.5923 | 2.3286 | 3.1414 | 3.6184 | 4.0002 | 4.4789 | 4.6982 | 4.2503 | 3.8993 | 4.0986 | 3.7301
2029-03-03 | 3.118 | 3.1783 | 3.0853 | 2.9165 | 2.8362 | 3.0362 | 3.4866 | 3.4674 | 2.9518 | 3.1068 | 3.2052 | 2.5587 | 2.3004 | 2.2574 | 2.4083 | 2.4789 | 3.1552 | 3.8542 | 4.2908 | 4.0306 | 3.9019 | 4.0846 | 3.832 | 3.3736
2029-03-04 | 3.3757 | 3.1483 | 2.8964 | 2.8952 | 2.7442 | 2.9306 | 2.9463 | 2.8589 | 2.7155 | 2.5132 | 2.0593 | 1.7687 | 1.5639 | 1.7366 | 1.765 | 1.8782 | 2.6288 | 3.6303 | 4.5578 | 4.7011 | 4.1166 | 3.5205 | 3.2145 | 2.9483
2029-03-05 | 3.0352 | 2.9154 | 2.7911 | 2.7606 | 2.8089 | 3.3925 | 4.0302 | 3.6557 | 3.3961 | 2.6185 | 2.1491 | 1.7323 | 1.7617 | 2.0961 | 2.0464 | 2.1897 | 2.9023 | 3.8557 | 4.6198 | 5.001 | 4.4521 | 3.9373 | 3.5909 | 3.3744
2029-03-06 | 3.3211 | 3.1663 | 2.9413 | 2.8794 | 2.8652 | 3.3397 | 4.1667 | 3.8433 | 3.4957 | 3.0235 | 2.5468 | 2.1929 | 2.0798 | 2.2472 | 2.1271 | 2.0986 | 2.6938 | 3.7663 | 4.6018 | 4.9496 | 4.3929 | 3.8276 | 3.6225 | 3.0943
2029-03-07 | 3.0576 | 3.1069 | 2.9216 | 2.8982 | 2.8538 | 3.1096 | 3.9838 | 3.4853 | 2.8903 | 2.1709 | 1.8302 | 1.802 | 2.1131 | 2.0588 | 1.9195 | 2.4171 | 2.8908 | 3.3376 | 4.2751 | 4.804 | 4.3441 | 3.6631 | 3.6466 | 3.3425
2029-03-08 | 2.9028 | 2.8426 | 2.9183 | 2.7072 | 2.7263 | 3.0229 | 3.7164 | 4.0103 | 3.3917 | 2.7704 | 2.1629 | 1.9272 | 1.8779 | 1.9396 | 2.149 | 2.3911 | 2.8246 | 3.4172 | 4.677 | 4.9021 | 4.3392 | 3.8339 | 3.5298 | 3.1422
2029-03-09 | 2.9688 | 2.9556 | 3.0833 | 2.8913 | 2.9019 | 3.3129 | 4.1058 | 3.5175 | 3.0815 | 2.6826 | 2.08 | 1.8431 | 1.9878 | 1.8587 | 1.7253 | 2.0337 | 2.8217 | 3.2691 | 3.7962 | 4.0904 | 3.642 | 3.778 | 3.7086 | 3.3818
2029-03-10 | 3.1741 | 2.9105 | 2.704 | 2.6701 | 2.6399 | 2.7944 | 2.9955 | 3.1808 | 2.889 | 2.526 | 1.9824 | 1.3143 | 1.4782 | 1.413 | 1.3463 | 2.0054 | 2.9061 | 3.2268 | 3.8545 | 4.2313 | 3.8875 | 3.4593 | 3.2443 | 3.0377
2029-03-11 | 3.0505 | 2.7612 | 2.6906 | 2.7159 | 2.7454 | 2.641 | 2.8325 | 2.9765 | 3.0804 | 2.7179 | 1.8259 | 1.7633 | 1.8979 | 1.5096 | 2.0383 | 2.6084 | 3.2719 | 3.6607 | 4.2803 | 4.1347 | 3.7377 | 3.4186 | 3.4367 | 2.8745
2029-03-12 | 2.8138 | 2.8483 | 2.6679 | 2.6341 | 2.7108 | 3.0148 | 3.9245 | 4.0572 | 3.4807 | 2.627 | 2.6556 | 2.5517 | 2.8635 | 2.4426 | 2.4482 | 3.2413 | 3.3618 | 3.8926 | 4.7855 | 4.8067 | 4.0151 | 3.7189 | 3.695 | 3.0633
2029-03-13 | 2.8979 | 2.245 | 1.768 | 2.0047 | 2.5684 | 2.9914 | 4.1223 | 4.2599 | 3.627 | 3.4578 | 3.3114 | 3.1827 | 3.2566 | 3.4287 | 3.4955 | 3.4179 | 3.8947 | 4.1814 | 5.0063 | 4.8834 | 4.4782 | 4.0842 | 3.6424 | 3.1742
2029-03-14 | 2.9553 | 3.0199 | 2.774 | 2.5647 | 2.6542 | 3.0045 | 3.6565 | 4.0523 | 3.8493 | 3.1336 | 2.8328 | 2.4378 | 2.6463 | 2.3351 | 2.3534 | 3.5673 | 3.7481 | 4.0144 | 4.9652 | 5.1802 | 4.6831 | 4.0527 | 3.8055 | 3.7086
2029-03-15 | 3.1403 | 3.0457 | 3.1037 | 2.8303 | 2.8934 | 3.3354 | 4.0349 | 4.2025 | 3.7432 | 3.0864 | 2.649 | 2.4465 | 2.307 | 2.2978 | 2.7381 | 3.0267 | 3.6191 | 4.3744 | 5.0279 | 5.321 | 4.7172 | 4.098 | 3.5925 | 3.3578
2029-03-16 | 2.9901 | 2.8631 | 2.7932 | 2.83 | 2.8992 | 3.0252 | 3.6559 | 3.7387 | 3.3525 | 3.1063 | 2.9989 | 2.5756 | 2.3402 | 2.6039 | 2.9465 | 3.4149 | 3.8486 | 3.8701 | 4.5487 | 4.8755 | 4.5086 | 4.2211 | 3.9289 | 3.6257
2029-03-17 | 3.4898 | 3.209 | 2.967 | 3.0216 | 3.1792 | 3.0827 | 3.2761 | 3.1157 | 2.8237 | 2.3718 | 2.0094 | 1.7441 | 1.6055 | 1.9124 | 1.857 | 2.0078 | 2.8464 | 3.7554 | 4.4162 | 4.5288 | 4.1953 | 4.1408 | 3.6718 | 3.411
2029-03-18 | 3.415 | 3.2873 | 2.9806 | 2.8936 | 2.8029 | 3.1001 | 3.2338 | 3.1627 | 2.7603 | 2.612 | 2.2014 | 2.2017 | 2.0497 | 2.0663 | 2.0327 | 1.8883 | 2.3587 | 3.24 | 4.4387 | 4.6049 | 4.2815 | 3.8872 | 3.545 | 3.1699
2029-03-19 | 3.1471 | 3.0633 | 2.7647 | 2.521 | 2.5753 | 2.9543 | 3.1046 | 3.2549 | 3.2871 | 2.8316 | 2.4183 | 1.9785 | 2.2934 | 3.1139 | 3.0174 | 3.0757 | 3.3544 | 3.4492 | 4.1136 | 4.7242 | 4.3987 | 3.7609 | 3.4434 | 3.3974
2029-03-20 | 3.1698 | 2.8673 | 2.7524 | 2.9532 | 2.8782 | 3.1266 | 3.5767 | 3.7336 | 3.7378 | 3.4867 | 3.0707 | 2.3991 | 2.4348 | 2.6459 | 2.6309 | 3.1607 | 3.854 | 4.175 | 4.6218 | 4.7322 | 4.3701 | 3.943 | 3.4148 | 3.2148
2029-03-21 | 3.0158 | 2.8235 | 2.8139 | 2.8131 | 2.8561 | 3.4296 | 3.7027 | 3.6425 | 3.4143 | 2.892 | 2.5099 | 2.1204 | 2.5091 | 2.3558 | 2.6485 | 3.0427 | 3.5173 | 4.2016 | 4.7034 | 4.7557 | 4.0986 | 3.6182 | 3.4496 | 3.2948
2029-03-22 | 3.2723 | 3.0676 | 2.8613 | 2.8125 | 3.0272 | 3.1799 | 3.6621 | 3.6821 | 3.8091 | 3.5906 | 2.8669 | 2.116 | 2.3376 | 2.701 | 2.84 | 3.1583 | 3.5456 | 4.3409 | 4.7826 | 4.9197 | 4.2824 | 3.9215 | 3.6957 | 3.3854
2029-03-23 | 3.3393 | 3.2076 | 2.9736 | 2.95 | 2.8885 | 3.2232 | 3.798 | 3.4724 | 3.0195 | 3.0595 | 2.7058 | 2.5032 | 2.4464 | 2.7787 | 2.7833 | 3.4892 | 3.8201 | 4.4753 | 4.3544 | 4.3394 | 4.3548 | 4.2405 | 3.7926 | 3.6006
2029-03-24 | 3.5201 | 3.2243 | 2.9929 | 2.9501 | 3.2214 | 3.2288 | 3.5246 | 3.7293 | 3.8472 | 4.0591 | 3.5386 | 2.8496 | 2.7067 | 2.7238 | 2.7445 | 2.9561 | 3.1872 | 3.6759 | 3.7721 | 4.0774 | 3.9881 | 3.5508 | 3.4135 | 3.229
2029-03-25 | 3.0705 | 2.7809 | 2.6863 | 2.5816 | 2.5126 | 2.6475 | 2.7217 | 2.7679 | 2.5246 | 2.3839 | 1.8371 | 1.3221 | 1.3451 | 1.355 | 1.3135 | 1.5294 | 2.3581 | 3.0934 | 3.7653 | 4.5107 | 4.3401 | 3.8774 | 3.6582 | 3.4937
2029-03-26 | 3.1205 | 2.8189 | 2.7526 | 2.8403 | 2.966 | 3.0523 | 3.377 | 3.3679 | 3.1851 | 3.2245 | 2.2652 | 2.2228 | 2.1886 | 1.8858 | 1.859 | 2.1066 | 2.6668 | 3.3847 | 4.1646 | 4.7482 | 4.3736 | 3.8476 | 3.863 | 3.3802
2029-03-27 | 2.932 | 2.9916 | 2.9604 | 2.7975 | 2.7874 | 3.043 | 3.8274 | 3.5181 | 2.7743 | 2.4286 | 2.2365 | 1.9171 | 1.9549 | 2.0118 | 1.7537 | 2.1466 | 2.9622 | 4.0047 | 4.3919 | 4.8883 | 4.6313 | 4.2977 | 3.8627 | 3.5855
2029-03-28 | 3.0982 | 2.9685 | 2.9057 | 2.8912 | 2.8934 | 3.4072 | 3.6812 | 3.5358 | 3.1126 | 2.5039 | 2.1234 | 1.8751 | 2.0161 | 1.9907 | 2.075 | 2.226 | 3.1453 | 3.8132 | 4.3544 | 4.9759 | 4.6977 | 4.3062 | 3.8967 | 3.627
2029-03-29 | 3.3247 | 2.9287 | 2.869 | 3.0475 | 3.1085 | 3.351 | 3.7837 | 3.6926 | 3.274 | 2.7123 | 2.2425 | 1.9969 | 2.1215 | 2.1449 | 2.0686 | 2.4113 | 3.3303 | 4.0473 | 4.5358 | 5.0484 | 4.8098 | 4.3739 | 3.6952 | 3.3182
2029-03-30 | 3.2868 | 2.9769 | 2.8316 | 2.7528 | 2.7989 | 2.9728 | 3.458 | 3.4103 | 2.7855 | 2.3351 | 1.8725 | 1.7644 | 1.9451 | 2.0315 | 1.7857 | 2.247 | 3.1499 | 3.6365 | 4.1787 | 4.7646 | 4.465 | 4.1342 | 3.7476 | 3.4905
2029-03-31 | 3.4236 | 3.1329 | 2.8757 | 2.8066 | 2.9542 | 3.061 | 3.078 | 3.0824 | 2.7175 | 2.8611 | 2.4555 | 2.5273 | 2.6778 | 2.7684 | 2.7631 | 2.7738 | 2.7745 | 3.7085 | 3.9011 | 4.432 | 4.1619 | 3.8846 | 3.5521 | 3.2515
2029-04-01 | 3.317 | 2.9803 | 2.8495 | 2.8285 | 2.7196 | 2.8173 | 2.8291 | 2.7929 | 2.8012 | 2.4147 | 2.0534 | 2.2638 | 2.307 | 2.1139 | 2.3063 | 2.6072 | 2.9591 | 3.6596 | 4.5109 | 4.9851 | 4.4186 | 4.1508 | 4.022 | 3.6729
2029-04-02 | 3.3583 | 3.0567 | 3.014 | 3.0185 | 3.0704 | 3.5526 | 4.5685 | 4.3955 | 4.3388 | 3.9246 | 3.6194 | 3.2019 | 3.7418 | 3.7342 | 3.762 | 3.7517 | 4.5612 | 4.9476 | 5.0503 | 4.7393 | 4.1515 | 3.8083 | 3.4686 | 3.319
2029-04-03 | 3.0545 | 2.887 | 2.8426 | 2.5187 | 2.3228 | 2.4249 | 2.9717 | 3.7434 | 3.267 | 2.8133 | 3.1429 | 2.7333 | 2.4537 | 2.5694 | 2.8703 | 3.0311 | 4.0169 | 4.6028 | 4.7929 | 4.8532 | 4.6862 | 4.2485 | 3.7549 | 3.6054
2029-04-04 | 3.1116 | 2.8916 | 2.8802 | 2.9109 | 2.8961 | 3.2756 | 4.001 | 4.3315 | 3.3078 | 3.2442 | 3.4123 | 3.1898 | 2.3693 | 2.4581 | 2.9926 | 3.053 | 3.7002 | 4.3464 | 4.9232 | 5.1453 | 4.7179 | 4.3982 | 3.9144 | 3.2823
2029-04-05 | 3.2325 | 3.1246 | 3.072 | 3.2493 | 3.1053 | 3.4698 | 4.1226 | 4.0268 | 4.2511 | 3.9914 | 3.4195 | 3.655 | 2.874 | 2.8338 | 3.167 | 3.4314 | 4.139 | 4.2595 | 4.7875 | 5.1279 | 4.7707 | 4.2 | 4.3501 | 3.798
2029-04-06 | 3.1362 | 2.9757 | 2.9019 | 2.9454 | 3.0203 | 3.0994 | 3.3372 | 3.5815 | 3.5013 | 3.045 | 2.7189 | 2.4143 | 2.4913 | 2.385 | 2.6599 | 3.2529 | 3.1706 | 3.7992 | 4.7211 | 5.0072 | 4.4617 | 4.0201 | 3.8721 | 3.4185
2029-04-07 | 3.4399 | 3.253 | 2.9253 | 2.8928 | 3.0527 | 3.2859 | 3.1203 | 3.148 | 3.0599 | 2.8231 | 2.7052 | 2.4812 | 2.5264 | 2.4476 | 2.8457 | 3.1958 | 3.5411 | 4.1673 | 4.8877 | 4.8445 | 4.2391 | 4.3879 | 4.3402 | 3.5976
2029-04-08 | 3.2935 | 3.1674 | 3.3651 | 3.0072 | 2.9093 | 2.8915 | 3.0367 | 3.1401 | 2.8772 | 3.0455 | 2.8279 | 2.5614 | 2.3027 | 2.2658 | 2.4629 | 2.565 | 3.1743 | 3.6416 | 4.2156 | 4.7877 | 4.4427 | 4.1274 | 3.5828 | 3.1162
2029-04-09 | 2.9611 | 2.9169 | 3.0782 | 2.9053 | 2.9048 | 3.2165 | 4.0279 | 3.9527 | 3.1828 | 2.5962 | 2.1613 | 1.9989 | 1.8768 | 2.0087 | 2.072 | 2.1331 | 2.7225 | 3.7187 | 4.5149 | 5.0564 | 4.5332 | 3.902 | 3.5129 | 3.1374
2029-04-10 | 3.0496 | 3.0392 | 2.8437 | 2.7918 | 3.0171 | 3.3281 | 3.664 | 3.4576 | 3.0687 | 2.3538 | 2.0261 | 1.8559 | 2.0003 | 2.1203 | 1.9358 | 2.2122 | 2.9638 | 3.87 | 4.4973 | 4.9672 | 4.7134 | 4.1603 | 3.649 | 3.1786
2029-04-11 | 3.1355 | 3.0063 | 2.8464 | 2.8469 | 2.899 | 3.173 | 3.3626 | 3.3677 | 2.8433 | 2.3958 | 2.1139 | 1.9723 | 1.9224 | 2.1364 | 2.2752 | 2.8062 | 3.2525 | 3.7406 | 4.7586 | 5.1405 | 4.7214 | 3.8762 | 3.5777 | 3.6039
2029-04-12 | 3.0587 | 2.9157 | 2.901 | 3.012 | 3.1069 | 3.2442 | 3.643 | 3.5632 | 3.0761 | 2.6142 | 2.3435 | 2.0849 | 2.1987 | 2.1706 | 2.0014 | 2.3619 | 3.3788 | 3.8169 | 4.3699 | 5.1379 | 4.6929 | 4.1081 | 3.5451 | 3.3774
2029-04-13 | 3.0607 | 2.923 | 2.8508 | 2.8469 | 2.838 | 3.0457 | 3.909 | 3.8032 | 3.3719 | 2.7266 | 2.3709 | 2.2881 | 2.359 | 2.4658 | 2.3301 | 2.8067 | 3.6481 | 4.4414 | 4.9144 | 5.1421 | 4.6543 | 4.1559 | 4.1284 | 3.7017
2029-04-14 | 3.6294 | 3.2959 | 3.0896 | 3.0461 | 3.1335 | 3.2889 | 3.0258 | 2.8691 | 2.647 | 2.278 | 1.9506 | 1.8264 | 1.7461 | 1.8851 | 1.922 | 2.1417 | 2.9147 | 3.7423 | 4.356 | 4.6072 | 3.931 | 3.7568 | 3.8903 | 3.5502
2029-04-15 | 3.6554 | 3.3181 | 3.0813 | 3.0282 | 3.0747 | 3.3526 | 3.4029 | 3.0149 | 2.5497 | 2.2545 | 2.3471 | 2.2123 | 2.106 | 1.9846 | 1.7152 | 2.2917 | 2.8159 | 3.468 | 4.6892 | 5.1052 | 4.7966 | 4.4093 | 4.0184 | 3.3729
2029-04-16 | 3.1797 | 3.2786 | 3.2393 | 3.0396 | 3.0284 | 3.748 | 4.0981 | 3.8011 | 3.5815 | 2.8701 | 2.481 | 2.2684 | 2.2238 | 2.4503 | 2.4811 | 2.492 | 3.1471 | 4.2139 | 4.9 | 5.0094 | 4.5523 | 3.9889 | 3.4353 | 3.1138
2029-04-17 | 3.1496 | 2.9999 | 2.8586 | 2.8931 | 3.0886 | 3.2085 | 3.6705 | 3.7963 | 3.7012 | 3.2155 | 2.4817 | 2.2427 | 2.1846 | 2.1103 | 2.3168 | 2.5706 | 3.1449 | 3.826 | 4.7331 | 5.035 | 4.5633 | 3.6907 | 3.4676 | 3.1118
2029-04-18 | 2.8813 | 3.0102 | 2.8808 | 2.8232 | 2.8577 | 3.1553 | 3.5108 | 3.526 | 2.9533 | 2.5641 | 2.316 | 2.0309 | 2.0061 | 2.3677 | 2.262 | 2.569 | 3.3271 | 4.1679 | 4.6282 | 5.0751 | 4.5749 | 3.9433 | 3.5015 | 3.1835
2029-04-19 | 3.0895 | 3.1892 | 2.9563 | 2.9207 | 2.9363 | 3.545 | 4.0363 | 3.6059 | 3.9308 | 3.4735 | 3.3453 | 3.1735 | 3.4809 | 3.1671 | 3.288 | 3.3665 | 4.0955 | 4.4869 | 4.6549 | 5.0548 | 4.7805 | 4.0465 | 4.045 | 3.8647
2029-04-20 | 3.2914 | 3.0865 | 3.0211 | 2.8967 | 2.8753 | 3.2701 | 3.4325 | 3.6193 | 3.796 | 3.3203 | 2.7549 | 2.4802 | 2.6084 | 2.4001 | 2.2712 | 2.3729 | 3.0746 | 3.8364 | 3.9527 | 4.2992 | 4.2314 | 3.767 | 3.685 | 3.4694
2029-04-21 | 3.233 | 2.9151 | 2.8146 | 2.7725 | 2.8256 | 2.9438 | 3.4195 | 2.9699 | 2.713 | 2.6416 | 2.2025 | 1.7587 | 1.9445 | 1.6883 | 2.1086 | 2.3906 | 3.0332 | 3.1831 | 4.0442 | 4.6374 | 4.3036 | 3.6342 | 3.6564 | 3.6283
2029-04-22 | 3.0747 | 2.9776 | 3.0317 | 3.0252 | 2.9068 | 2.8965 | 2.7914 | 2.6866 | 2.7161 | 2.4778 | 2.0207 | 1.7773 | 1.8399 | 1.6831 | 1.6793 | 2.1404 | 2.716 | 3.605 | 4.2779 | 4.9576 | 4.6495 | 3.8739 | 3.5341 | 3.4377
2029-04-23 | 3.126 | 2.8274 | 2.7782 | 2.7391 | 2.8341 | 3.2984 | 3.9535 | 3.2718 | 3.2825 | 3.076 | 2.8636 | 2.3238 | 2.2582 | 2.2812 | 2.358 | 2.6955 | 3.2851 | 4.0014 | 4.5923 | 5.0843 | 4.5952 | 3.9276 | 3.528 | 3.1767
2029-04-24 | 3.0718 | 3.1691 | 2.888 | 2.802 | 2.8244 | 2.9909 | 3.4872 | 3.0269 | 3.1554 | 2.5213 | 2.3359 | 2.3768 | 2.0909 | 2.0522 | 2.6401 | 2.452 | 2.8036 | 3.6781 | 4.5577 | 4.8915 | 4.5093 | 3.7557 | 3.367 | 3.0812
2029-04-25 | 2.9126 | 2.9091 | 2.9713 | 2.8379 | 2.853 | 3.2324 | 3.6037 | 3.4578 | 3.2149 | 2.8568 | 2.4839 | 2.0891 | 2.1042 | 2.3041 | 2.0908 | 2.2372 | 3.0136 | 4.0053 | 4.5569 | 5.0848 | 4.6032 | 3.6543 | 3.1402 | 2.8702
2029-04-26 | 2.902 | 2.8474 | 2.6238 | 2.6947 | 2.8099 | 2.8575 | 3.1871 | 3.1879 | 3.2027 | 2.9158 | 2.7041 | 2.5152 | 2.3167 | 2.5612 | 2.5878 | 3.0299 | 3.9818 | 4.1178 | 4.6216 | 5.1212 | 4.7505 | 3.9494 | 3.321 | 2.9994
2029-04-27 | 3.0304 | 2.9309 | 2.8012 | 2.7402 | 2.7964 | 3.0605 | 3.7542 | 3.6594 | 3.6563 | 3.7897 | 3.4824 | 3.2339 | 2.8601 | 2.7727 | 3.1217 | 3.4847 | 3.4383 | 3.5547 | 4.3503 | 4.6658 | 4.027 | 3.8474 | 3.8878 | 3.133
2029-04-28 | 2.9443 | 2.9555 | 2.8225 | 2.8088 | 2.8466 | 3.1546 | 3.0573 | 3.1715 | 3.084 | 2.7825 | 2.7684 | 2.4498 | 2.312 | 2.5698 | 2.5484 | 2.4789 | 2.707 | 3.4525 | 4.0854 | 3.8097 | 3.5766 | 3.6218 | 3.2689 | 2.9033
2029-04-29 | 2.83 | 2.9375 | 2.7454 | 2.6635 | 2.7361 | 2.861 | 3.0462 | 2.7584 | 2.5002 | 2.3861 | 1.9932 | 1.6135 | 1.7299 | 1.9651 | 2.1106 | 2.3443 | 2.591 | 3.2028 | 3.7482 | 4.1326 | 4.0718 | 3.712 | 3.1431 | 2.8815
2029-04-30 | 2.9736 | 2.8098 | 2.75 | 2.7522 | 2.8436 | 3.2458 | 3.5408 | 3.4159 | 3.5702 | 2.6571 | 2.3651 | 2.2488 | 2.0493 | 2.097 | 2.5243 | 2.8184 | 2.6697 | 3.2849 | 4.3763 | 4.6263 | 4.2539 | 4.2015 | 3.9137 | 3.1363
2029-05-01 | 2.9438 | 2.947 | 2.7373 | 2.7465 | 2.7707 | 2.9811 | 3.3009 | 2.6702 | 2.5084 | 2.3136 | 2.1204 | 1.9636 | 1.9965 | 2.0311 | 2.2052 | 2.5936 | 3.6114 | 4.0452 | 4.347 | 4.8022 | 4.2658 | 3.6277 | 3.1811 | 2.9397
2029-05-02 | 2.93 | 2.7984 | 2.699 | 2.6494 | 2.7372 | 2.9715 | 3.6007 | 4.0019 | 4.015 | 3.8682 | 3.0862 | 3.4112 | 3.3379 | 3.103 | 3.5722 | 3.7264 | 3.6986 | 4.0303 | 4.7434 | 5.0336 | 4.2135 | 3.544 | 3.7985 | 3.0742
2029-05-03 | 2.816 | 2.928 | 2.663 | 2.469 | 2.5292 | 2.8293 | 3.4499 | 3.1283 | 3.3263 | 3.109 | 2.6273 | 2.6904 | 3.101 | 3.2457 | 3.1575 | 3.3953 | 3.4737 | 4.4726 | 4.654 | 4.8357 | 4.5934 | 4.3489 | 3.8949 | 3.2049
2029-05-04 | 2.9648 | 2.8382 | 2.9211 | 2.9255 | 2.9247 | 3.3295 | 4.1064 | 4.0899 | 3.4034 | 2.7034 | 3.2737 | 3.2842 | 3.1356 | 2.3926 | 2.735 | 3.4856 | 3.6567 | 3.8636 | 4.8265 | 4.748 | 4.2414 | 4.2732 | 4.0866 | 3.3447
2029-05-05 | 3.0742 | 2.9575 | 2.7173 | 2.585 | 2.5534 | 2.7651 | 2.8435 | 2.6496 | 2.511 | 2.5764 | 2.4844 | 2.2438 | 2.0929 | 2.137 | 2.1032 | 2.0989 | 2.7601 | 3.6341 | 4.269 | 4.161 | 4.0212 | 3.9133 | 3.5378 | 3.0149
2029-05-06 | 2.8342 | 2.896 | 2.8202 | 2.7047 | 2.7287 | 2.7429 | 2.7483 | 2.6202 | 2.4295 | 2.1492 | 1.9773 | 1.7067 | 1.3836 | 1.5718 | 1.5868 | 1.892 | 2.2853 | 2.9336 | 4.1042 | 4.6601 | 4.1885 | 3.4412 | 3.4978 | 3.012
2029-05-07 | 2.8181 | 2.7891 | 2.8454 | 2.6945 | 2.7737 | 3.147 | 3.9858 | 3.4845 | 2.8325 | 2.5498 | 2.1894 | 2.1267 | 2.3472 | 2.3017 | 2.2687 | 2.3232 | 2.8416 | 3.6788 | 4.1549 | 4.7004 | 4.397 | 3.8704 | 3.195 | 3.0219
2029-05-08 | 2.925 | 2.7064 | 2.4931 | 2.5398 | 2.7341 | 2.787 | 3.0069 | 3.1634 | 3.5138 | 3.3539 | 2.9126 | 3.5875 | 3.2685 | 3.6578 | 3.306 | 2.9914 | 3.4531 | 3.9759 | 4.5561 | 5.1484 | 4.7253 | 4.0985 | 3.701 | 3.5698
2029-05-09 | 2.9526 | 2.847 | 2.7841 | 2.781 | 2.7801 | 3.0989 | 3.9387 | 3.8885 | 3.2503 | 2.7727 | 2.3159 | 2.1176 | 2.0577 | 2.0421 | 2.2531 | 2.453 | 2.8893 | 3.7644 | 4.7065 | 5.1656 | 4.9763 | 4.2281 | 3.6722 | 3.1753
2029-05-10 | 2.9962 | 3.054 | 2.8454 | 2.7735 | 2.7935 | 3.173 | 3.936 | 3.4421 | 3.0917 | 2.6212 | 2.4986 | 2.411 | 2.3298 | 2.2799 | 2.7457 | 2.7598 | 3.323 | 4.265 | 4.9894 | 5.1559 | 4.941 | 4.3441 | 3.8573 | 3.4175
2029-05-11 | 3.126 | 3.0063 | 2.9956 | 3.0852 | 3.1584 | 3.3599 | 3.8675 | 3.5846 | 3.3264 | 2.796 | 2.3325 | 2.2259 | 2.4189 | 2.5162 | 2.5796 | 2.8308 | 3.107 | 3.4501 | 4.3591 | 4.9928 | 4.5995 | 3.9374 | 3.6855 | 3.5718
2029-05-12 | 3.0573 | 2.9325 | 3.048 | 2.8185 | 2.78 | 2.8792 | 3.0513 | 3.0123 | 2.373 | 1.9211 | 1.6475 | 1.4217 | 1.3824 | 1.4356 | 1.7441 | 2.0555 | 2.56 | 3.6179 | 4.3423 | 4.7886 | 4.2023 | 3.6272 | 3.5589 | 3.1983
2029-05-13 | 3.0768 | 3.0363 | 2.8003 | 2.7759 | 2.7717 | 2.8039 | 3.0048 | 2.7969 | 2.473 | 2.2857 | 2.0609 | 2.0052 | 2.0852 | 1.9592 | 1.9253 | 2.1319 | 2.6809 | 3.7763 | 4.4228 | 4.8341 | 4.2723 | 3.7343 | 3.6037 | 3.2629
2029-05-14 | 3.0798 | 2.9086 | 2.736 | 2.6836 | 2.6227 | 2.8476 | 3.2356 | 2.9744 | 3.1723 | 2.9475 | 2.6391 | 2.5527 | 2.2934 | 2.2526 | 2.3908 | 2.8201 | 3.9554 | 4.438 | 4.8707 | 4.6369 | 4 | 3.4862 | 3.6482 | 3.1836
2029-05-15 | 2.8128 | 2.9218 | 2.8563 | 2.7187 | 2.7591 | 2.9976 | 3.9777 | 3.7175 | 3.1496 | 3.1048 | 2.6023 | 2.1933 | 2.0105 | 2.1816 | 2.1016 | 2.2756 | 3.4889 | 4.3442 | 4.5122 | 4.7558 | 4.5853 | 4.0387 | 3.4607 | 3.4572
2029-05-16 | 2.9762 | 2.7878 | 2.7403 | 2.6963 | 2.8112 | 3.0132 | 3.0586 | 2.7163 | 2.6213 | 2.371 | 2.1763 | 2.0563 | 2.0515 | 2.1104 | 2.2112 | 2.4073 | 3.0895 | 4.0859 | 4.7476 | 5.1507 | 5.1076 | 4.6104 | 3.8271 | 3.3716
2029-05-17 | 3.01 | 3.1544 | 2.8937 | 2.7257 | 2.7903 | 3.1882 | 4.0351 | 3.8183 | 3.2879 | 3.0826 | 2.6422 | 2.6105 | 2.7089 | 2.8922 | 3.4407 | 3.7187 | 4.2681 | 4.5026 | 4.9509 | 5.1787 | 4.8355 | 4.3917 | 3.7047 | 3.2524
2029-05-18 | 3.1045 | 2.9943 | 2.9247 | 2.8505 | 2.824 | 2.9093 | 3.1751 | 3.4662 | 3.284 | 2.6325 | 2.1396 | 2.0511 | 2.1068 | 1.949 | 1.9581 | 2.5016 | 3.1044 | 3.4821 | 4.3174 | 4.7065 | 4.0579 | 4.004 | 4.0599 | 3.4993
2029-05-19 | 3.0909 | 2.7852 | 2.723 | 2.708 | 2.7418 | 2.9472 | 2.8759 | 2.6029 | 2.3605 | 2.0692 | 1.7413 | 1.3991 | 1.5567 | 1.6363 | 1.5462 | 1.9157 | 2.6331 | 3.0454 | 3.6755 | 4.4715 | 4.0567 | 3.6152 | 3.389 | 3.3108
2029-05-20 | 3.0371 | 2.7934 | 2.7556 | 2.8349 | 2.6585 | 2.4785 | 2.4178 | 2.3185 | 2.1695 | 1.67 | 1.4382 | 1.2022 | 1.3059 | 1.6021 | 1.5881 | 1.9649 | 2.8136 | 3.9947 | 4.7647 | 4.8712 | 4.4595 | 3.6507 | 3.3284 | 2.9621
2029-05-21 | 2.9373 | 2.9099 | 2.7095 | 2.6875 | 2.724 | 3.025 | 3.6383 | 3.4948 | 3.0324 | 2.6628 | 2.3471 | 2.3009 | 2.1012 | 2.5097 | 2.4719 | 2.5876 | 3.6587 | 4.224 | 4.5924 | 4.9053 | 4.5077 | 3.5781 | 3.3549 | 2.9618
2029-05-22 | 3.0108 | 2.9443 | 2.737 | 2.7626 | 2.9965 | 3.1665 | 3.4609 | 3.3776 | 3.3351 | 2.6575 | 2.3575 | 2.4807 | 2.3101 | 2.7263 | 2.4758 | 2.9747 | 3.3949 | 3.9091 | 4.7239 | 5.1557 | 4.7561 | 4.0122 | 3.7927 | 3.4983
2029-05-23 | 2.953 | 2.8433 | 2.8145 | 2.8288 | 3.0969 | 3.2703 | 3.6864 | 3.5609 | 3.3236 | 2.7438 | 2.7482 | 2.844 | 2.3847 | 2.3372 | 2.4445 | 2.7683 | 3.1472 | 3.6323 | 4.655 | 5.072 | 4.885 | 4.0853 | 3.8947 | 3.6805
2029-05-24 | 3.0336 | 2.9524 | 2.9887 | 2.6604 | 2.7163 | 2.9028 | 3.4743 | 3.1869 | 2.7499 | 2.558 | 2.2267 | 2.1724 | 2.1353 | 2.151 | 2.1358 | 2.5038 | 3.1014 | 3.8411 | 4.4706 | 4.7531 | 4.3828 | 3.8263 | 3.6877 | 3.4506
2029-05-25 | 3.142 | 2.9855 | 2.8777 | 2.7369 | 2.8131 | 2.8257 | 2.9941 | 2.7212 | 2.644 | 2.379 | 2.0151 | 2.0223 | 1.9178 | 1.9781 | 1.9863 | 2.5181 | 3.1115 | 4.0643 | 4.2662 | 4.3776 | 3.8607 | 3.5732 | 3.5066 | 3.2415
2029-05-26 | 3.2477 | 3.0106 | 2.7883 | 2.8136 | 2.9319 | 2.7706 | 2.6617 | 2.445 | 2.5051 | 2.2457 | 1.8652 | 2.0243 | 1.9274 | 1.8974 | 1.9203 | 2.5447 | 2.988 | 3.4303 | 4.0431 | 4.4775 | 4.165 | 3.4492 | 3.6248 | 3.4093
2029-05-27 | 2.945 | 2.8847 | 3.0004 | 2.7912 | 2.7207 | 2.7493 | 2.8619 | 2.8582 | 2.4107 | 2.253 | 2.044 | 1.7414 | 1.9509 | 2.0596 | 2.259 | 2.6117 | 3.0101 | 3.7919 | 4.3936 | 4.4729 | 4.0816 | 3.4971 | 3.2839 | 3.0138
2029-05-28 | 3.0401 | 2.9825 | 2.7373 | 2.7105 | 2.8586 | 2.9033 | 2.8725 | 2.6819 | 2.4116 | 2.2337 | 2.0589 | 1.978 | 1.824 | 1.95 | 2.0714 | 2.6702 | 2.9724 | 3.4212 | 4.4292 | 4.9199 | 4.6234 | 4.0692 | 3.5056 | 3.3133
2029-05-29 | 3.1349 | 2.8226 | 2.8334 | 2.9717 | 2.8128 | 3.1733 | 3.6642 | 3.9308 | 4.3535 | 3.9728 | 3.8217 | 3.607 | 3.3852 | 3.4168 | 4.1552 | 4.6158 | 4.6833 | 4.5489 | 5.1479 | 5.2045 | 4.5564 | 4.6576 | 4.4609 | 3.7494
2029-05-30 | 3.4417 | 3.2793 | 3.2608 | 3.3796 | 3.057 | 3.3658 | 3.9598 | 3.5554 | 2.8855 | 2.6075 | 2.4051 | 2.3241 | 2.1504 | 2.0564 | 2.327 | 2.5427 | 3.0605 | 4.0241 | 4.8523 | 5.1726 | 5.0233 | 4.7496 | 4.1927 | 3.7721
2029-05-31 | 3.6209 | 3.2762 | 3.0464 | 3.1 | 3.2253 | 3.2641 | 3.5807 | 3.5386 | 3.5473 | 2.7653 | 2.5898 | 2.3984 | 2.0894 | 2.3551 | 3.0053 | 3.1912 | 3.4962 | 3.7212 | 4.6495 | 5.0756 | 4.8656 | 4.2427 | 3.8472 | 3.4689
2029-06-01 | 3.3732 | 3.2239 | 3.1787 | 3.1229 | 3.1443 | 3.4347 | 3.7346 | 3.8222 | 3.6661 | 2.8718 | 3.0476 | 2.3131 | 2.3852 | 2.5867 | 2.7875 | 2.3233 | 2.8983 | 3.8367 | 3.9958 | 4.4429 | 3.9456 | 3.8077 | 3.8433 | 3.7258
2029-06-02 | 3.3644 | 3.1044 | 2.9227 | 2.8828 | 2.9223 | 2.984 | 2.8247 | 2.7038 | 2.4441 | 1.9915 | 1.698 | 1.2175 | 1.3652 | 1.4179 | 1.4387 | 1.7737 | 2.5305 | 3.3109 | 4.1093 | 4.6276 | 4.0312 | 3.7348 | 3.6302 | 3.3232
2029-06-03 | 3.4433 | 3.1994 | 2.9885 | 2.9306 | 2.8429 | 2.946 | 2.882 | 2.6612 | 2.5321 | 2.3125 | 2.0217 | 1.7477 | 1.8313 | 1.8652 | 1.6393 | 2.0988 | 2.5929 | 3.1208 | 4.3186 | 4.9607 | 4.7927 | 4.6846 | 3.9362 | 3.657
2029-06-04 | 3.2989 | 3.0775 | 3.0788 | 3.1162 | 2.9098 | 3.0418 | 3.2227 | 3.4403 | 3.1211 | 3.0051 | 2.7099 | 2.4734 | 2.5025 | 2.5335 | 2.7262 | 3.385 | 4.3566 | 4.1816 | 4.472 | 5.1799 | 5.0243 | 4.7849 | 4.1116 | 3.7733
2029-06-05 | 3.5655 | 3.1393 | 3.0591 | 3.2171 | 3.0902 | 3.2611 | 3.5972 | 3.9727 | 3.9275 | 3.3504 | 3.0982 | 3.0998 | 2.631 | 2.7725 | 2.8341 | 3.5542 | 3.8842 | 4.1789 | 4.8194 | 5.1256 | 4.8711 | 4.2024 | 3.9449 | 3.7845
2029-06-06 | 3.129 | 3.0933 | 3.0645 | 3.0322 | 3.1075 | 3.4604 | 3.7885 | 3.6467 | 2.6473 | 2.2681 | 2.5403 | 2.5247 | 2.4161 | 2.3052 | 2.2811 | 2.4289 | 3.2135 | 3.8036 | 4.6107 | 5.0859 | 4.8836 | 4.6414 | 3.971 | 3.6968
2029-06-07 | 3.4622 | 3.1661 | 3.0466 | 3.089 | 3.0685 | 3.0936 | 3.386 | 3.1984 | 2.9985 | 2.7724 | 2.4725 | 2.58 | 2.2794 | 2.1507 | 2.3736 | 2.8348 | 3.3879 | 3.8564 | 4.5146 | 4.8095 | 4.6364 | 4.0148 | 3.5927 | 3.1882
2029-06-08 | 3.0942 | 3.0133 | 2.8975 | 2.8555 | 2.855 | 2.9272 | 3.4268 | 3.705 | 3.3577 | 3.0187 | 2.7655 | 2.5839 | 2.9509 | 3.0162 | 2.6551 | 2.9071 | 3.4207 | 3.9552 | 4.4386 | 4.7043 | 4.4869 | 3.9781 | 3.8971 | 3.5563
2029-06-09 | 3.4478 | 3.2025 | 3.0189 | 3.0471 | 3.0584 | 2.9173 | 2.8756 | 2.882 | 2.6411 | 2.2411 | 1.7358 | 1.806 | 2.2109 | 1.962 | 1.8801 | 2.0843 | 2.5539 | 3.1992 | 4.1279 | 4.438 | 4.3358 | 4.2415 | 3.6436 | 3.3898
2029-06-10 | 3.2905 | 3.2789 | 3.0187 | 2.9702 | 2.8814 | 2.8413 | 2.8862 | 2.8709 | 2.6504 | 2.2849 | 1.9567 | 1.8754 | 1.8405 | 2.0577 | 1.8265 | 2.0151 | 2.4166 | 3.0123 | 4.2366 | 4.9685 | 4.7092 | 4.1896 | 3.8483 | 3.4375
2029-06-11 | 3.3849 | 3.0751 | 2.9552 | 2.9245 | 2.9529 | 2.9796 | 2.9911 | 3.1686 | 2.8871 | 2.7269 | 2.5059 | 1.9303 | 1.8028 | 1.8917 | 2.1388 | 2.5225 | 2.6041 | 3.7485 | 4.401 | 4.9236 | 4.8277 | 4.2128 | 3.641 | 3.4882
2029-06-12 | 3.2966 | 3.02 | 2.9915 | 3.1561 | 2.9219 | 2.9939 | 3.2231 | 3.4653 | 2.8973 | 2.7658 | 2.534 | 2.2845 | 2.2919 | 2.4673 | 2.4254 | 2.9614 | 4.0181 | 4.4341 | 4.8837 | 5.1568 | 5.1531 | 4.6054 | 4.0889 | 3.61
2029-06-13 | 3.2776 | 3.1733 | 3.3269 | 3.0617 | 2.9931 | 3.1755 | 4.0368 | 3.9204 | 3.3061 | 3.0967 | 2.975 | 2.437 | 2.3983 | 3.0974 | 3.2386 | 3.0585 | 3.8419 | 4.4452 | 4.7919 | 5.163 | 5.0808 | 4.5198 | 4.1808 | 4.0036
2029-06-14 | 3.814 | 3.5746 | 3.2342 | 3.1291 | 2.997 | 3.4764 | 3.4833 | 3.2968 | 3.3692 | 2.9907 | 3.964 | 3.7263 | 2.9103 | 2.6597 | 3.0298 | 3.3082 | 3.7391 | 4.371 | 4.8111 | 5.163 | 5.0243 | 4.6354 | 3.8361 | 3.4157
2029-06-15 | 3.149 | 3.0936 | 3.1471 | 3.0033 | 3.0038 | 3.0638 | 3.8153 | 3.8784 | 3.3377 | 2.8095 | 2.71 | 2.3605 | 2.4047 | 2.6766 | 2.5783 | 2.9249 | 3.2289 | 3.9468 | 4.7075 | 4.9169 | 4.9119 | 4.5982 | 4.0952 | 3.9221
2029-06-16 | 3.507 | 3.1533 | 3.0386 | 3.1532 | 3.0141 | 2.9776 | 2.9119 | 2.938 | 2.775 | 2.6094 | 2.4831 | 2.4486 | 2.2173 | 2.308 | 2.1847 | 2.4719 | 2.6739 | 3.6356 | 4.5099 | 4.5859 | 4.4292 | 4.1127 | 3.5604 | 3.2663
2029-06-17 | 3.2185 | 3.0726 | 2.9438 | 2.9141 | 3.0147 | 2.9189 | 2.8332 | 2.8876 | 2.5626 | 2.1705 | 1.8568 | 1.6455 | 1.789 | 1.8877 | 2.3428 | 2.3541 | 2.4907 | 2.9302 | 3.8752 | 4.4267 | 4.4943 | 3.7534 | 3.413 | 3.1626
2029-06-18 | 3.1497 | 2.9721 | 2.8363 | 2.7763 | 2.9123 | 3.0581 | 3.1475 | 3.3394 | 3.4112 | 2.8491 | 2.6424 | 2.5052 | 2.5202 | 2.522 | 2.2763 | 2.845 | 3.7286 | 3.9118 | 4.6057 | 4.9282 | 5.1489 | 4.8519 | 4.4764 | 3.9574
2029-06-19 | 3.4062 | 3.0696 | 3.0425 | 3.0003 | 3.0455 | 3.2049 | 3.3771 | 3.7587 | 3.3627 | 3.0103 | 2.8719 | 2.7122 | 2.5362 | 2.3627 | 2.4057 | 2.8406 | 3.069 | 3.8555 | 4.7724 | 5.1354 | 5.1582 | 4.6675 | 4.785 | 4.48
2029-06-20 | 4.3223 | 3.8227 | 3.4825 | 3.4692 | 3.6072 | 3.7399 | 3.1002 | 3.1822 | 3.2502 | 2.8243 | 2.347 | 2.34 | 2.1897 | 2.2556 | 2.3675 | 2.3825 | 3.1696 | 4.4436 | 4.8487 | 5.15 | 5.0913 | 4.8303 | 4.2307 | 3.6578
2029-06-21 | 4.496 | 4.4777 | 4.0153 | 3.8419 | 3.6672 | 4.3069 | 3.4517 | 3.3084 | 3.4255 | 2.8835 | 2.6196 | 2.5161 | 2.3381 | 2.2898 | 2.1259 | 2.8096 | 3.025 | 3.5812 | 4.4902 | 4.9648 | 4.8751 | 4.5239 | 4.5172 | 4.662
2029-06-22 | 4.4271 | 3.7455 | 3.595 | 3.6405 | 3.9039 | 3.7161 | 3.2742 | 3.5959 | 3.524 | 3.2045 | 3.0093 | 2.6818 | 2.67 | 2.415 | 2.5752 | 3.0545 | 2.9899 | 3.4559 | 4.0794 | 4.4805 | 4.4102 | 4.421 | 3.9968 | 3.5423
2029-06-23 | 3.2514 | 3.3838 | 3.2441 | 3.0295 | 2.9128 | 2.9873 | 2.9468 | 2.8228 | 2.4229 | 1.9998 | 1.7996 | 1.5448 | 1.7926 | 1.8151 | 1.5861 | 1.9513 | 2.51 | 3.0146 | 3.739 | 4.2808 | 4.2422 | 4.0873 | 4.208 | 4.1961
2029-06-24 | 4.2764 | 3.8943 | 3.5565 | 3.4519 | 3.4193 | 3.6584 | 2.8014 | 2.821 | 2.6857 | 2.3099 | 2.0365 | 2.0675 | 2.0011 | 2.0447 | 2.2666 | 1.945 | 2.4587 | 3.2299 | 4.1038 | 4.7458 | 4.6255 | 4.0299 | 4.3039 | 4.5568
2029-06-25 | 3.6008 | 3.0322 | 2.9311 | 2.921 | 2.9066 | 3.3026 | 3.2481 | 3.4727 | 3.792 | 3.2348 | 2.7624 | 2.7981 | 2.9658 | 2.4422 | 2.3847 | 2.6173 | 3.1699 | 4.3362 | 5.0341 | 5.1705 | 5.0915 | 4.7141 | 4.7586 | 4.8134
2029-06-26 | 4.3874 | 3.9045 | 3.9999 | 3.9867 | 3.731 | 4.1096 | 3.7292 | 4.2107 | 3.797 | 3.1472 | 2.7861 | 2.7457 | 2.7363 | 2.7786 | 2.6887 | 2.7651 | 1.8915 | 2.7785 | 3.4861 | 4.635 | 5.1782 | 4.509 | 4.0302 | 3.2999
2029-06-27 | 3.0275 | 2.9361 | 2.8629 | 2.8261 | 2.8346 | 2.9767 | 3.027 | 3.063 | 2.7263 | 2.502 | 2.363 | 2.217 | 2.1153 | 2.1079 | 2.1017 | 2.4126 | 3.4458 | 4.1713 | 5.0145 | 5.1708 | 5.1665 | 4.9851 | 4.8058 | 4.1121
2029-06-28 | 3.6257 | 3.3344 | 3.2183 | 3.1619 | 3.204 | 3.3537 | 3.5161 | 4.2108 | 3.8439 | 3.467 | 3.2825 | 3.2887 | 3.1098 | 2.8163 | 3.193 | 3.6647 | 3.63 | 4.1035 | 4.6821 | 5.0745 | 4.9465 | 4.6037 | 4.4078 | 3.6807
2029-06-29 | 3.1857 | 3.0621 | 2.9903 | 2.9982 | 3.0763 | 2.926 | 3.0193 | 3.1146 | 2.8434 | 2.4801 | 2.2192 | 2.3815 | 2.5728 | 2.4394 | 2.6263 | 3.0669 | 3.3899 | 3.7671 | 4.1945 | 4.6679 | 4.728 | 4.4055 | 4.1375 | 3.4289
2029-06-30 | 3.3107 | 3.2753 | 2.9782 | 2.9495 | 2.8505 | 2.9501 | 3.0482 | 2.7722 | 2.6206 | 2.4726 | 2.1729 | 1.7854 | 2.076 | 2.3188 | 2.3427 | 2.2975 | 2.458 | 3.3322 | 4.0228 | 4.2685 | 4.3355 | 4.058 | 3.7225 | 3.2647
2029-07-01 | 3.2124 | 3.1384 | 2.9536 | 2.9159 | 2.8398 | 3.0007 | 2.8849 | 2.6923 | 2.5801 | 2.3964 | 2.2655 | 1.8694 | 1.9785 | 1.845 | 2.1794 | 2.3217 | 2.631 | 3.0123 | 3.8898 | 4.0626 | 3.9201 | 3.5846 | 3.6289 | 3.2129
2029-07-02 | 2.9693 | 2.9678 | 3.0062 | 2.8119 | 2.855 | 2.9627 | 3.2728 | 3.3739 | 3.1762 | 2.8615 | 2.4951 | 2.3415 | 2.1595 | 2.4715 | 2.7168 | 2.8961 | 3.5711 | 4.4279 | 4.7649 | 5.1174 | 4.8785 | 4.6502 | 3.9303 | 3.4519
2029-07-03 | 3.3331 | 3.3251 | 3.2004 | 3.1279 | 3.0858 | 3.3102 | 3.3071 | 3.3881 | 3.5048 | 3.0004 | 2.5359 | 2.2234 | 2.3398 | 2.4694 | 2.4516 | 2.6296 | 3.0668 | 3.7674 | 4.3407 | 4.7259 | 4.7195 | 5.203 | 4.592 | 4.204
2029-07-04 | 3.9102 | 4.0649 | 3.5187 | 3.5132 | 3.3301 | 3.4216 | 3.432 | 3.1032 | 2.8289 | 2.4247 | 2.1822 | 2.0152 | 2.3144 | 2.0519 | 2.0492 | 2.2814 | 3.1723 | 3.7671 | 3.9377 | 4.1918 | 4.1592 | 4.6717 | 4.7989 | 4.3567
2029-07-05 | 4.2246 | 3.8633 | 3.5259 | 3.5438 | 3.5589 | 4.0566 | 3.7445 | 3.3041 | 3.1855 | 2.8122 | 2.5865 | 2.4226 | 2.4131 | 2.4169 | 2.8726 | 2.6699 | 3.2743 | 4.1393 | 4.7478 | 5.0153 | 4.8746 | 4.8589 | 4.7505 | 4.4064
2029-07-06 | 4.2818 | 4.0439 | 3.675 | 3.7198 | 3.7462 | 3.6448 | 3.8426 | 3.7033 | 3.4578 | 3.185 | 2.5463 | 2.4449 | 2.4333 | 2.3789 | 2.4829 | 2.6518 | 3.1979 | 3.6242 | 3.6673 | 4.4885 | 4.425 | 5.0135 | 4.7346 | 4.4013
2029-07-07 | 4.1141 | 3.814 | 3.4354 | 3.4278 | 3.6055 | 3.4752 | 3.1938 | 3.0002 | 2.7741 | 2.4831 | 2.4028 | 2.3228 | 2.3303 | 2.3259 | 2.3645 | 2.4613 | 2.7755 | 2.9199 | 3.7444 | 4.0059 | 3.9109 | 3.5285 | 3.2588 | 3.1111
2029-07-08 | 3.0595 | 3.0841 | 2.9033 | 2.8772 | 2.7515 | 2.9041 | 2.729 | 2.4648 | 2.2776 | 1.9907 | 1.7101 | 1.8656 | 1.6113 | 1.4877 | 1.7974 | 1.8984 | 2.3137 | 2.9884 | 3.7811 | 4.355 | 3.9125 | 3.7389 | 3.5435 | 3.085
2029-07-09 | 2.9591 | 2.9791 | 2.9025 | 2.8226 | 2.9501 | 3.0461 | 2.9817 | 3.1277 | 2.9589 | 2.6066 | 2.1867 | 1.9941 | 1.9439 | 2.2251 | 2.3031 | 2.4297 | 3.0037 | 4.0312 | 4.6331 | 4.9623 | 4.7953 | 4.957 | 4.773 | 4.7471
2029-07-10 | 4.315 | 3.9515 | 3.3627 | 3.3407 | 3.3257 | 3.5282 | 4.1111 | 3.613 | 3.2825 | 2.7559 | 2.7922 | 2.7144 | 2.3212 | 2.7638 | 3.0162 | 2.9294 | 3.0186 | 3.9853 | 4.3303 | 4.7811 | 4.6215 | 5.136 | 4.6139 | 4.1534
2029-07-11 | 3.8293 | 3.8686 | 3.6728 | 3.4896 | 3.3421 | 3.6977 | 3.7816 | 3.2221 | 2.8441 | 2.6334 | 2.4705 | 2.5166 | 2.497 | 2.7551 | 2.9606 | 3.1098 | 3.068 | 3.3765 | 4.0307 | 4.8568 | 4.7472 | 5.1922 | 4.9631 | 4.2815
2029-07-12 | 4.29 | 4.0984 | 3.6818 | 3.607 | 3.7407 | 3.9372 | 3.914 | 3.418 | 3.3332 | 2.8901 | 2.6589 | 2.6296 | 3.1471 | 2.8026 | 2.7162 | 2.8004 | 3.0801 | 3.8602 | 4.3637 | 4.7776 | 4.5881 | 4.8954 | 4.8214 | 4.3073
2029-07-13 | 4.1148 | 4.2252 | 3.7647 | 3.5131 | 3.2518 | 3.4649 | 3.506 | 3.0176 | 3.0502 | 2.9619 | 2.9012 | 2.6337 | 2.3761 | 2.3649 | 2.4618 | 2.6451 | 3.1892 | 3.5656 | 4.1319 | 4.6644 | 4.1283 | 4.8084 | 5.2419 | 4.5072
2029-07-14 | 4.1204 | 4.0721 | 3.6889 | 3.5261 | 3.6004 | 3.6379 | 3.1965 | 2.991 | 2.7864 | 2.5417 | 2.2638 | 1.9548 | 1.9824 | 2.1733 | 2.3892 | 2.2743 | 2.7458 | 2.9672 | 3.4452 | 4.2185 | 4.3421 | 4.7823 | 5.0313 | 4.5736
2029-07-15 | 3.3556 | 3.1142 | 3.2631 | 3.0567 | 2.8924 | 2.885 | 2.9999 | 2.8698 | 2.6049 | 2.567 | 2.3375 | 1.621 | 1.7286 | 1.8645 | 1.983 | 2.3518 | 2.7743 | 3.4753 | 4.0689 | 4.5764 | 4.0769 | 3.6131 | 3.7869 | 3.4806
2029-07-16 | 3.2647 | 3.0103 | 2.9872 | 3.109 | 3.0157 | 3.0616 | 3.1433 | 3.8068 | 3.545 | 2.8767 | 2.5443 | 2.59 | 2.5906 | 2.4553 | 2.6764 | 2.7797 | 3.0328 | 3.8597 | 4.6025 | 5.0289 | 4.9017 | 5.1538 | 4.9469 | 4.6667
2029-07-17 | 4.4194 | 3.8756 | 4.0031 | 4.1193 | 3.6193 | 3.8686 | 4.1606 | 3.8203 | 3.4476 | 3.2542 | 2.6519 | 2.503 | 2.6259 | 2.7249 | 2.9065 | 2.8973 | 3.5575 | 4.1805 | 4.5471 | 5.0578 | 4.8691 | 4.9801 | 4.909 | 4.4317
2029-07-18 | 3.986 | 4.1836 | 3.9118 | 3.7575 | 3.5714 | 4.0209 | 4.2613 | 3.3774 | 3.5804 | 2.9623 | 2.6605 | 2.6459 | 2.3367 | 2.4477 | 2.8528 | 3.0579 | 3.5545 | 4.1175 | 4.5939 | 4.9968 | 4.7296 | 4.6761 | 4.6436 | 4.3324
2029-07-19 | 4.4344 | 4.2105 | 3.7935 | 3.7009 | 3.7513 | 3.6972 | 3.8711 | 3.3632 | 3.1109 | 2.7419 | 2.3471 | 2.3531 | 2.3704 | 2.1813 | 2.5095 | 2.8317 | 3.0996 | 3.6988 | 4.2216 | 4.6443 | 4.6533 | 4.7168 | 5.1836 | 4.6459
2029-07-20 | 3.9259 | 3.6292 | 3.7641 | 3.9339 | 3.4449 | 3.6717 | 4.2692 | 3.6213 | 3.29 | 3.1164 | 2.7686 | 2.5346 | 2.4795 | 2.6682 | 2.7685 | 2.6861 | 3.4111 | 3.5032 | 3.4308 | 4.0349 | 4.1397 | 4.4915 | 4.5782 | 4.5622
2029-07-21 | 4.0344 | 3.5896 | 3.8111 | 3.5221 | 3.2607 | 3.5544 | 3.7867 | 3.0509 | 2.5827 | 2.2826 | 1.7886 | 1.427 | 1.4372 | 1.886 | 2.2679 | 2.2444 | 2.6562 | 3.1732 | 3.5033 | 3.7235 | 4.0051 | 4.5529 | 4.4221 | 4.6342
2029-07-22 | 3.613 | 3.2776 | 3.0304 | 2.9596 | 2.8082 | 2.841 | 2.9183 | 2.7462 | 2.4941 | 2.3681 | 2.1249 | 2.0642 | 1.9713 | 2.0476 | 2.3117 | 2.6821 | 2.9999 | 3.5452 | 4.4443 | 4.8203 | 4.3636 | 4.2802 | 4.4752 | 4.1241
2029-07-23 | 3.2042 | 2.9493 | 2.9887 | 3.0959 | 2.9771 | 3.0547 | 3.2784 | 3.4528 | 3.1121 | 2.8544 | 2.7904 | 2.6402 | 2.6432 | 2.737 | 2.6471 | 2.9685 | 3.9271 | 4.637 | 4.9557 | 5.261 | 4.6824 | 5.0655 | 4.9935 | 5.0261
2029-07-24 | 4.6756 | 4.3915 | 3.9954 | 3.8897 | 3.6996 | 4.3402 | 4.4028 | 3.6307 | 3.7532 | 3.2179 | 2.7786 | 2.4001 | 2.5916 | 2.5649 | 2.7082 | 3.0849 | 3.5845 | 4.0038 | 4.6959 | 4.8894 | 4.4964 | 5.2721 | 5.2082 | 4.5235
2029-07-25 | 3.6296 | 3.5164 | 3.8254 | 4.0504 | 3.5411 | 3.8867 | 4.4725 | 3.7378 | 3.3022 | 2.9497 | 2.547 | 2.6745 | 3.0544 | 2.9856 | 2.8512 | 2.9809 | 3.1928 | 4.0253 | 4.5991 | 5.0491 | 4.9319 | 4.8799 | 4.7965 | 4.3865
2029-07-26 | 4.3357 | 4.1469 | 3.7434 | 3.8439 | 3.7784 | 3.8049 | 3.9488 | 3.8414 | 3.3639 | 2.9291 | 2.8095 | 2.8071 | 2.5553 | 2.4252 | 2.7702 | 2.796 | 3.3778 | 3.5883 | 4.5233 | 5.0928 | 4.9998 | 5.1523 | 5.0528 | 4.5202
2029-07-27 | 4.3657 | 4.2957 | 3.8167 | 3.6339 | 3.8344 | 4.0903 | 3.9403 | 3.5898 | 3.8985 | 3.0557 | 2.8387 | 2.6114 | 2.4383 | 2.3603 | 2.456 | 2.9448 | 3.141 | 3.9025 | 4.4821 | 5.0639 | 4.8407 | 5.2752 | 5.3027 | 4.4437
2029-07-28 | 4.2622 | 4.507 | 4.3629 | 3.9081 | 3.4813 | 3.8594 | 3.9155 | 3.0083 | 2.7245 | 2.6053 | 2.119 | 1.9287 | 2.1071 | 1.8368 | 1.8286 | 2.0964 | 2.6846 | 3.1795 | 3.6259 | 4.383 | 4.2091 | 4.606 | 4.5152 | 4.5697
2029-07-29 | 4.2633 | 3.7452 | 3.5383 | 3.4191 | 3.0488 | 2.9501 | 3.0526 | 2.8311 | 2.3956 | 2.1516 | 2.0461 | 1.847 | 1.8713 | 2.023 | 1.722 | 2.0552 | 2.7122 | 3.3108 | 4.2101 | 4.8589 | 4.5112 | 3.6795 | 3.3779 | 3.3477
2029-07-30 | 3.2744 | 3.1048 | 3.2202 | 3.9777 | 3.5193 | 3.6085 | 3.4296 | 3.6967 | 3.5545 | 3.4795 | 3.1076 | 2.7326 | 2.6222 | 2.986 | 3.1191 | 3.6666 | 4.0196 | 4.8369 | 5.0009 | 5.2602 | 5.2495 | 5.2685 | 5.1763 | 5.0516
2029-07-31 | 4.6127 | 4.2666 | 3.9094 | 4.018 | 4.0737 | 4.0574 | 4.2334 | 3.7298 | 3.7756 | 3.2757 | 2.9472 | 2.6536 | 2.3428 | 2.4431 | 2.9129 | 3.2406 | 3.7282 | 4.061 | 4.8214 | 5.248 | 4.9962 | 5.2307 | 4.928 | 4.7128
2029-08-01 | 4.7498 | 4.1504 | 3.9611 | 4.0922 | 3.9513 | 4.0859 | 4.4319 | 3.9621 | 3.5649 | 2.83 | 2.8649 | 2.4638 | 2.302 | 2.1708 | 2.5872 | 2.7568 | 3.2492 | 4.1147 | 4.7725 | 5.3513 | 5.0954 | 5.242 | 5.1131 | 4.8785
2029-08-02 | 4.9547 | 4.6784 | 4.0225 | 3.8245 | 3.8651 | 4.4289 | 4.685 | 4.4441 | 4.1639 | 3.4545 | 3.3596 | 3.0125 | 2.6466 | 2.5696 | 2.8251 | 3.1542 | 3.4306 | 3.6952 | 4.6937 | 5.0928 | 4.5371 | 5.0852 | 4.7652 | 4.4871
2029-08-03 | 4.3938 | 4.4043 | 3.8464 | 3.5301 | 3.5202 | 3.584 | 3.6887 | 3.2853 | 3.1872 | 2.8653 | 2.5057 | 2.3392 | 2.488 | 2.44 | 2.5309 | 3.0579 | 3.4214 | 3.6214 | 3.9108 | 4.4093 | 3.7224 | 4.2076 | 4.6233 | 4.5281
2029-08-04 | 4.0091 | 3.3985 | 3.0946 | 3.1211 | 2.9651 | 2.9404 | 2.9316 | 3.0964 | 2.8689 | 2.214 | 2.147 | 2.1206 | 2.0068 | 2.2019 | 1.9682 | 2.4251 | 2.9889 | 3.53 | 4.1925 | 4.7404 | 4.3873 | 4.2495 | 4.7228 | 4.5398
2029-08-05 | 4.0039 | 3.289 | 3.1755 | 3.1503 | 2.8316 | 2.9002 | 2.9281 | 3.0253 | 2.8015 | 2.4139 | 2.2226 | 2.0884 | 1.9818 | 2.0812 | 1.993 | 2.1829 | 2.6975 | 3.3785 | 4.0722 | 5.0783 | 4.8209 | 4.068 | 3.3675 | 3.1643
2029-08-06 | 3.1178 | 3.1181 | 2.9656 | 3.0058 | 3.3761 | 3.8559 | 3.6361 | 3.2605 | 3.3244 | 2.971 | 3.0193 | 2.6538 | 2.6741 | 2.4983 | 2.4885 | 2.6661 | 3.5344 | 4.255 | 4.6152 | 5.2481 | 4.6859 | 4.8888 | 4.7803 | 4.7151
2029-08-07 | 4.2624 | 4.1476 | 3.7332 | 3.8779 | 3.8151 | 3.8961 | 4.0781 | 3.6591 | 3.3743 | 2.9178 | 2.6111 | 2.789 | 2.6289 | 2.4926 | 2.8358 | 3.0001 | 3.4465 | 3.877 | 4.8854 | 5.4155 | 4.9007 | 5.3761 | 5.3679 | 4.3122
2029-08-08 | 3.7879 | 4.1193 | 3.8142 | 3.5433 | 3.4807 | 4.0636 | 4.0959 | 3.408 | 3.5259 | 3.0058 | 2.8898 | 2.7372 | 2.7005 | 2.6562 | 2.8325 | 3.1279 | 4.1281 | 3.9963 | 4.8452 | 5.4124 | 5.0728 | 5.3416 | 5.3419 | 4.918
2029-08-09 | 4.3368 | 4.1942 | 4.078 | 4.4148 | 4.1741 | 4.063 | 4.4548 | 3.9987 | 3.7291 | 3.2218 | 3.0497 | 2.9311 | 3.2314 | 3.6249 | 3.9842 | 3.7292 | 4.6207 | 4.8991 | 5.3598 | 5.4077 | 4.8646 | 5.0827 | 5.2758 | 4.1168
2029-08-10 | 3.7767 | 4.1149 | 3.8514 | 3.9147 | 3.7583 | 4.5503 | 4.6175 | 3.7576 | 3.4948 | 3.0328 | 2.8269 | 2.8847 | 2.4817 | 2.5874 | 2.7864 | 2.8312 | 3.1087 | 4.0902 | 4.8169 | 5.0302 | 4.7247 | 5.0035 | 4.8216 | 4.5679
2029-08-11 | 4.2912 | 4.147 | 3.6475 | 3.7189 | 3.3287 | 3.1411 | 3.1789 | 2.9739 | 2.7859 | 2.3941 | 2.0447 | 1.9559 | 2.0937 | 2.1295 | 2.1851 | 2.5746 | 3.181 | 3.7592 | 4.4312 | 5.3978 | 5.0612 | 5.266 | 4.7421 | 4.4399
2029-08-12 | 3.7702 | 3.2404 | 3.1629 | 3.245 | 3.1533 | 3.0775 | 3.0443 | 2.8767 | 2.7478 | 2.3038 | 1.9626 | 2.1551 | 2.0434 | 2.0085 | 2.0181 | 2.2826 | 2.7256 | 3.622 | 4.3489 | 5.0454 | 4.8503 | 3.8226 | 3.5585 | 3.4834
2029-08-13 | 3.1981 | 3.3738 | 3.4515 | 3.4895 | 3.0138 | 3.1589 | 3.4598 | 3.6464 | 3.4223 | 2.8386 | 2.9507 | 2.8842 | 2.7718 | 2.9155 | 2.9345 | 3.4996 | 4.0576 | 4.571 | 5.2634 | 5.4179 | 5.1453 | 5.0842 | 4.9576 | 4.5366
2029-08-14 | 4.6647 | 4.2181 | 3.8526 | 4.0106 | 3.9496 | 4.1006 | 4.7064 | 3.841 | 3.7502 | 3.1383 | 2.6426 | 2.8171 | 2.9784 | 2.9406 | 2.8653 | 3.1534 | 3.7232 | 4.2051 | 4.9455 | 5.403 | 4.9119 | 4.8289 | 5.0189 | 4.7314
2029-08-15 | 3.8817 | 3.8724 | 4.0392 | 3.7205 | 3.7269 | 4.494 | 4.3732 | 3.7106 | 3.5729 | 2.9186 | 2.4896 | 2.2865 | 2.4828 | 2.4144 | 2.5266 | 2.9697 | 3.7538 | 4.5374 | 5.1588 | 5.411 | 5.2705 | 5.4 | 4.9557 | 4.4367
2029-08-16 | 4.3179 | 4.368 | 3.903 | 3.7445 | 3.9269 | 3.9605 | 3.7473 | 3.5349 | 3.4902 | 3.1769 | 3.1012 | 3.485 | 3.2822 | 2.7724 | 2.7274 | 3.1442 | 3.7538 | 4.5832 | 5.1906 | 5.2589 | 4.7344 | 5.3692 | 5.511 | 5.3569
2029-08-17 | 4.585 | 4.5384 | 4.7806 | 4.3906 | 4.1301 | 4.6084 | 4.1974 | 3.245 | 3.0402 | 2.7069 | 2.6163 | 2.5848 | 2.5047 | 2.656 | 2.5053 | 2.7869 | 3.9345 | 4.8158 | 5.2139 | 5.4023 | 5.1513 | 5.4583 | 5.405 | 5.1018
2029-08-18 | 5.052 | 4.6259 | 4.2368 | 3.8071 | 3.7338 | 4.2322 | 3.7903 | 3.0564 | 2.9931 | 2.7718 | 2.4172 | 2.2632 | 2.4623 | 2.5394 | 2.5142 | 2.9438 | 3.3081 | 3.8993 | 4.5415 | 4.4694 | 4.3804 | 5.1079 | 5.0559 | 4.3496
2029-08-19 | 3.8956 | 3.4468 | 3.4731 | 3.4297 | 3.123 | 3.0662 | 2.9256 | 2.9718 | 2.7559 | 2.4521 | 2.0699 | 2.0043 | 2.0507 | 2.2776 | 2.3906 | 2.3383 | 3.0456 | 3.8976 | 4.694 | 5.3833 | 5.11 | 4.8272 | 4.6269 | 4.239
2029-08-20 | 4.0528 | 3.9188 | 3.2228 | 3.135 | 3.2113 | 3.7069 | 3.7116 | 3.6601 | 3.7072 | 3.4605 | 3.3153 | 2.8809 | 2.9215 | 2.9964 | 2.9975 | 3.3447 | 4.0858 | 4.5767 | 5.1155 | 5.2158 | 4.9685 | 5.3886 | 4.9914 | 4.7961
2029-08-21 | 4.7343 | 4.281 | 4.0867 | 4.4631 | 3.7603 | 4.2746 | 4.9336 | 4.3651 | 4.1653 | 3.015 | 2.783 | 2.8818 | 3.0971 | 3.1333 | 3.1987 | 3.3997 | 3.7757 | 4.4373 | 4.8224 | 5.4132 | 4.7372 | 4.8842 | 4.9774 | 4.523
2029-08-22 | 4.2914 | 4.1378 | 3.701 | 3.6604 | 3.7378 | 4.1401 | 4.751 | 4.1442 | 3.2334 | 3.0645 | 2.6888 | 2.5009 | 2.5149 | 2.8668 | 3.1651 | 3.1057 | 3.9725 | 4.6714 | 4.393 | 4.7863 | 4.7848 | 5.0466 | 4.9381 | 4.6466
2029-08-23 | 4.5901 | 3.8899 | 3.9555 | 4.3592 | 4.0613 | 4.0543 | 4.4685 | 4.3323 | 3.6065 | 3.6472 | 3.5429 | 4.1478 | 3.8601 | 3.1929 | 3.5301 | 3.6898 | 4.1485 | 3.9453 | 4.1821 | 4.2985 | 3.6262 | 3.4789 | 3.3527 | 3.2222
2029-08-24 | 2.939 | 2.8804 | 2.9936 | 2.8266 | 2.8375 | 2.7414 | 2.3166 | 2.5979 | 2.8657 | 2.4764 | 2.3495 | 2.4282 | 2.2771 | 2.0233 | 2.2401 | 2.8196 | 3.4814 | 4.0539 | 4.0485 | 3.6452 | 3.3885 | 3.324 | 3.5382 | 3.3004
2029-08-25 | 3.0658 | 2.8633 | 2.7681 | 2.8766 | 2.7067 | 2.8155 | 2.846 | 2.8577 | 2.6593 | 2.2891 | 2.5388 | 2.566 | 2.2388 | 2.701 | 2.5678 | 2.4792 | 3.181 | 3.8741 | 3.9412 | 3.9167 | 3.4032 | 3.2499 | 3.3516 | 3.2725
2029-08-26 | 3.032 | 2.8982 | 2.8602 | 2.8589 | 3.0864 | 3.0158 | 3.0945 | 2.7701 | 2.8448 | 2.4709 | 2.2338 | 1.9076 | 2.0329 | 2.0455 | 2.3375 | 2.7076 | 2.8581 | 3.582 | 4.4151 | 4.5785 | 4.0842 | 3.4381 | 3.3477 | 3.1533
2029-08-27 | 3.1749 | 3.0203 | 2.8936 | 2.8427 | 2.9172 | 3.1542 | 3.2096 | 3.11 | 3.3082 | 2.9662 | 2.7585 | 3.2282 | 2.967 | 2.7168 | 3.1624 | 3.4512 | 3.6925 | 3.9851 | 5.1635 | 5.43 | 4.9024 | 4.9998 | 5.1931 | 4.222
2029-08-28 | 3.8099 | 3.7928 | 3.8764 | 4.0898 | 3.5634 | 3.8967 | 4.3966 | 3.5932 | 3.6053 | 2.8647 | 2.7102 | 2.6799 | 2.5215 | 2.7218 | 3.0236 | 3.0984 | 3.6103 | 4.4076 | 5.2311 | 5.4176 | 5.084 | 5.4655 | 5.0437 | 4.2476
2029-08-29 | 4.3502 | 3.7566 | 3.5086 | 3.444 | 3.5969 | 3.6924 | 3.9301 | 3.3108 | 3.2024 | 2.7567 | 2.5912 | 2.3138 | 2.4628 | 2.5385 | 2.5627 | 2.7916 | 3.5244 | 3.8612 | 4.706 | 5.2898 | 4.7643 | 4.5951 | 4.4301 | 4.2684
2029-08-30 | 3.6204 | 3.6211 | 3.6 | 3.5716 | 3.4895 | 4.1849 | 4.1321 | 3.3209 | 2.9943 | 2.7289 | 2.4603 | 2.5207 | 2.6353 | 2.4888 | 2.598 | 2.6079 | 3.0965 | 3.3948 | 4.627 | 5.218 | 4.5081 | 4.4152 | 4.4825 | 4.5646
2029-08-31 | 3.7566 | 3.547 | 3.5907 | 3.7055 | 3.4751 | 3.4916 | 3.677 | 3.0053 | 2.9156 | 2.6604 | 2.4793 | 2.1586 | 2.2657 | 2.5905 | 2.5187 | 2.5736 | 2.7965 | 3.5151 | 4.2135 | 4.4295 | 3.7084 | 4.4079 | 4.5696 | 3.7597
2029-09-01 | 3.7495 | 3.6838 | 3.7113 | 3.3553 | 3.354 | 3.0128 | 3.2044 | 2.8871 | 2.4538 | 2.3134 | 1.9566 | 1.6231 | 1.8673 | 2.171 | 1.9157 | 2.4162 | 3.2047 | 3.929 | 4.118 | 4.0769 | 4.0793 | 3.8553 | 3.8123 | 3.7568
2029-09-02 | 3.44 | 3.2318 | 3.1728 | 3.2118 | 3.0731 | 2.8259 | 2.859 | 2.6554 | 2.6038 | 2.2845 | 2.0761 | 1.917 | 1.7731 | 1.8879 | 2.1439 | 2.441 | 2.8953 | 3.5092 | 4.2566 | 4.5742 | 4.1136 | 4.2717 | 4.1728 | 3.8563
2029-09-03 | 3.8386 | 3.5726 | 2.9829 | 2.9588 | 3.2171 | 3.1366 | 3.1396 | 3.2686 | 3.0451 | 2.588 | 2.5603 | 2.2548 | 2.2399 | 2.2838 | 2.5905 | 3.2986 | 3.563 | 4.288 | 4.9049 | 5.0384 | 4.693 | 4.1817 | 3.8587 | 3.659
2029-09-04 | 3.698 | 3.4364 | 3.2757 | 3.5355 | 3.4369 | 3.4835 | 3.8986 | 3.7428 | 3.609 | 3.1197 | 2.5905 | 2.5024 | 2.7525 | 2.6063 | 2.749 | 3.2284 | 4.2761 | 5.0519 | 5.4716 | 5.5158 | 5.1391 | 5.2671 | 4.9543 | 4.9437
2029-09-05 | 4.5883 | 4.0342 | 4.0528 | 4.2631 | 4.0571 | 4.1859 | 4.5176 | 4.1228 | 3.7262 | 3.2712 | 2.8917 | 2.6007 | 2.6536 | 3.0197 | 2.9123 | 2.9103 | 3.9248 | 4.6512 | 5.1188 | 5.4108 | 4.9486 | 4.9209 | 4.8004 | 4.7193
2029-09-06 | 4.5491 | 4.0959 | 4.0803 | 4.3131 | 3.8018 | 3.9154 | 4.2155 | 3.8043 | 3.5253 | 3.1292 | 2.6776 | 2.6119 | 2.5532 | 2.8976 | 3.2711 | 3.0815 | 3.9793 | 4.7299 | 5.2415 | 5.4759 | 5.0849 | 5.1907 | 5.1121 | 4.4866
2029-09-07 | 4.3423 | 4.4118 | 4.1304 | 4.1055 | 4.1906 | 4.8266 | 4.8281 | 3.9399 | 3.7749 | 2.9808 | 2.506 | 2.2953 | 2.5273 | 2.4466 | 2.5873 | 2.8769 | 3.6074 | 4.0241 | 4.706 | 5.047 | 4.4141 | 4.8327 | 5.1631 | 4.6686
2029-09-08 | 4.1349 | 3.9218 | 4.0654 | 3.6606 | 3.4304 | 3.4502 | 3.3351 | 3.1217 | 2.8838 | 2.4419 | 2.1661 | 2.004 | 2.2112 | 2.0889 | 2.0458 | 2.6047 | 3.2262 | 3.9972 | 4.6074 | 4.4829 | 4.4885 | 4.5698 | 4.8196 | 4.1856
2029-09-09 | 3.9854 | 3.7709 | 3.3516 | 3.1069 | 2.9045 | 3.0476 | 3.2289 | 2.7061 | 2.3478 | 2.1544 | 1.7903 | 1.5797 | 1.9444 | 2.1283 | 2.3525 | 2.4986 | 3.0287 | 3.8 | 4.6287 | 5.0169 | 4.5841 | 4.188 | 3.6827 | 3.4495
2029-09-10 | 3.3967 | 3.2196 | 3.0274 | 3.0429 | 3.23 | 3.2238 | 3.77 | 3.9465 | 3.6108 | 3.1673 | 2.9582 | 2.6758 | 2.6334 | 2.7994 | 3.1095 | 3.6971 | 3.9968 | 4.5582 | 5.2479 | 5.4938 | 5.1635 | 5.1448 | 4.9794 | 4.6281
2029-09-11 | 4.3392 | 4.3916 | 4.3636 | 4.0824 | 4.0637 | 4.6432 | 5.0609 | 4.1273 | 3.7669 | 3.2427 | 2.985 | 3.2314 | 3.4758 | 3.3324 | 3.0815 | 3.5284 | 3.9047 | 4.3955 | 5.0136 | 4.852 | 4.2194 | 4.1121 | 3.6888 | 3.4135
2029-09-12 | 3.247 | 3.1995 | 3.3422 | 3.1381 | 3.0576 | 3.1048 | 3.206 | 3.3718 | 3.0572 | 2.6985 | 2.0848 | 2.0335 | 1.7056 | 1.8346 | 2.2203 | 2.3972 | 2.7342 | 2.9374 | 3.2737 | 3.1972 | 2.8957 | 2.7965 | 3.0112 | 2.7855
2029-09-13 | 2.6723 | 2.5988 | 2.5479 | 2.5463 | 2.6776 | 2.7614 | 2.7756 | 2.7361 | 2.7207 | 2.4222 | 2.2947 | 2.121 | 2.0326 | 2.1068 | 2.3763 | 2.8593 | 2.9714 | 3.3533 | 4.0355 | 3.5158 | 3.2801 | 4.0609 | 4.404 | 4.5487
2029-09-14 | 3.9767 | 3.8064 | 3.7993 | 3.9777 | 4.1394 | 4.1567 | 4.6159 | 4.0533 | 3.3372 | 2.6821 | 2.2706 | 2.0364 | 2.1016 | 2.3089 | 2.7023 | 3.0194 | 3.4228 | 4.2764 | 4.8525 | 4.5947 | 4.1947 | 4.8847 | 4.7229 | 4.3688
2029-09-15 | 4.0228 | 4.1784 | 3.7821 | 3.7295 | 3.9897 | 3.8491 | 3.7764 | 3.082 | 2.7497 | 2.2039 | 1.5809 | 1.6762 | 1.7623 | 1.672 | 1.6759 | 2.2444 | 2.7366 | 3.493 | 4.4372 | 4.7388 | 4.0645 | 4.3638 | 4.7113 | 4.1486
2029-09-16 | 3.7974 | 3.9457 | 3.7072 | 3.4785 | 3.4682 | 3.77 | 3.7453 | 2.9112 | 2.436 | 2.458 | 1.823 | 1.3436 | 1.5849 | 1.8138 | 1.5882 | 2.0699 | 2.8594 | 3.6621 | 4.2196 | 4.3196 | 3.8755 | 4.3976 | 4.4027 | 3.5631
2029-09-17 | 2.993 | 2.899 | 2.9498 | 3.0477 | 2.9883 | 3.2841 | 3.6689 | 3.6788 | 2.9356 | 2.2871 | 2.2167 | 1.9422 | 2.2081 | 2.5932 | 2.4171 | 2.6591 | 3.3609 | 4.1756 | 4.9204 | 5.0534 | 4.6729 | 4.9356 | 4.5937 | 4.2034
2029-09-18 | 3.946 | 3.9849 | 4.0067 | 3.5607 | 3.1925 | 3.2306 | 3.8007 | 3.3288 | 2.9493 | 2.662 | 2.3559 | 2.1282 | 2.0396 | 2.2133 | 2.0204 | 2.6622 | 3.5803 | 4.3145 | 4.9345 | 5.3325 | 4.6354 | 4.6381 | 4.6413 | 4.5372
2029-09-19 | 3.7701 | 3.3106 | 3.299 | 3.3271 | 3.0077 | 3.1051 | 3.5795 | 3.7029 | 3.4322 | 3.0019 | 2.5944 | 2.4107 | 2.4981 | 2.5147 | 2.9599 | 3.6 | 4.0174 | 4.516 | 5.3515 | 5.4971 | 5.1184 | 5.2047 | 4.7688 | 4.3303
2029-09-20 | 4.3725 | 4.2551 | 4.1909 | 3.9274 | 4.0996 | 4.1234 | 3.853 | 3.5365 | 3.2733 | 2.8059 | 2.4285 | 2.5236 | 2.7068 | 2.7525 | 3.2703 | 3.8312 | 3.8752 | 4.5215 | 5.3881 | 5.4726 | 4.8756 | 5.0863 | 5.3761 | 5.0062
2029-09-21 | 4.0674 | 3.5121 | 3.684 | 3.4507 | 3.4072 | 3.8067 | 4.4837 | 3.7483 | 3.1968 | 2.8483 | 2.412 | 2.3507 | 2.6393 | 2.8343 | 2.749 | 3.3128 | 4.2634 | 4.7484 | 4.3921 | 4.2136 | 3.9991 | 4.7521 | 5.1753 | 4.9352
2029-09-22 | 4.2352 | 4.2089 | 3.7012 | 3.2547 | 3.1357 | 3.2382 | 3.5737 | 3.0992 | 2.8611 | 2.5439 | 2.2652 | 1.8466 | 1.8136 | 1.9945 | 2.1435 | 2.5465 | 3.358 | 4.179 | 4.3989 | 4.7188 | 4.4365 | 4.015 | 3.7449 | 3.641
2029-09-23 | 3.517 | 3.232 | 3.3034 | 3.4552 | 3.1644 | 3.1746 | 3.2396 | 2.7482 | 2.4219 | 2.1328 | 1.9119 | 1.8629 | 1.9022 | 2.135 | 2.1081 | 2.2652 | 3.057 | 3.979 | 4.7015 | 5.0621 | 4.6775 | 4.5421 | 4.7652 | 4.571
2029-09-24 | 4.3023 | 4.1575 | 3.7322 | 3.689 | 3.8428 | 4.2756 | 4.4573 | 3.4607 | 3.3347 | 2.9628 | 2.564 | 2.6201 | 2.7628 | 2.528 | 2.6239 | 3.3429 | 4.1711 | 5.0855 | 5.5546 | 5.5264 | 4.857 | 5.0072 | 4.9885 | 4.9451
2029-09-25 | 4.4591 | 4.2612 | 3.9778 | 4.0137 | 4.1429 | 4.087 | 4.4367 | 3.7956 | 3.6883 | 3.0932 | 2.54 | 2.8799 | 2.7656 | 2.8605 | 2.8392 | 3.3377 | 4.1241 | 5.0517 | 5.476 | 5.553 | 4.9456 | 3.8501 | 3.6928 | 3.866
2029-09-26 | 4.1241 | 3.7959 | 3.762 | 3.6443 | 3.5016 | 3.8569 | 4.8893 | 4.9684 | 4.2437 | 3.6705 | 3.3735 | 3.5628 | 3.4674 | 3.1035 | 3.6443 | 3.9667 | 4.6858 | 4.8539 | 5.4163 | 5.5434 | 5.1705 | 4.8442 | 4.4578 | 4.1334
2029-09-27 | 3.8789 | 3.7753 | 3.7139 | 3.6771 | 3.6811 | 4.1834 | 4.6544 | 4.5533 | 4.6971 | 4.3435 | 4.1076 | 2.8659 | 3.2619 | 3.4995 | 3.8605 | 4.4123 | 4.2985 | 4.9802 | 4.8453 | 4.1325 | 3.8547 | 3.9574 | 3.9952 | 3.6282
2029-09-28 | 3.4068 | 3.2928 | 3.5274 | 3.4819 | 3.1336 | 3.1772 | 3.4285 | 3.1366 | 2.8622 | 2.4888 | 2.3721 | 2.8823 | 2.6439 | 2.8117 | 2.5568 | 2.8841 | 3.9687 | 4.6146 | 4.7829 | 5.0736 | 4.5986 | 4.743 | 4.6557 | 4.3367
2029-09-29 | 4.3244 | 3.5967 | 3.4582 | 3.2988 | 3.1805 | 3.259 | 3.3077 | 3.0636 | 2.5189 | 2.2505 | 2.0108 | 2.0195 | 2.1922 | 2.2506 | 2.1758 | 2.6691 | 3.3757 | 3.8361 | 4.7861 | 4.9405 | 4.3265 | 3.9786 | 3.8346 | 3.7196
2029-09-30 | 3.6436 | 4.1639 | 3.9328 | 3.8381 | 3.3617 | 3.0964 | 3.1024 | 2.8186 | 2.4978 | 2.1715 | 2.1645 | 1.9874 | 2.0985 | 2.2638 | 2.1737 | 2.6224 | 3.3198 | 4.2138 | 5.0081 | 5.1744 | 4.6015 | 4.0809 | 3.8167 | 3.4847
2029-10-01 | 3.1106 | 3.1631 | 3.139 | 2.9783 | 2.9946 | 3.1377 | 3.4159 | 3.1199 | 2.7275 | 2.3659 | 2.2329 | 2.2321 | 2.4476 | 2.6735 | 2.9306 | 3.4305 | 4.1661 | 4.7673 | 5.4075 | 5.2966 | 4.5918 | 4.844 | 4.8209 | 4.6376
2029-10-02 | 3.8303 | 3.4089 | 3.2081 | 3.1238 | 2.9629 | 3.0907 | 3.5123 | 3.1879 | 2.7917 | 2.3688 | 2.16 | 2.2825 | 2.5168 | 2.7473 | 2.8527 | 3.0748 | 3.6375 | 4.5848 | 5.454 | 5.3182 | 4.5106 | 3.9313 | 3.972 | 3.746
2029-10-03 | 3.2551 | 3.1329 | 3.2447 | 3.1214 | 2.9851 | 3.1181 | 3.4084 | 3.1242 | 2.7108 | 2.2675 | 2.2494 | 2.3792 | 2.6292 | 3.3533 | 4.1554 | 4.325 | 4.3204 | 4.9656 | 5.4722 | 5.4595 | 4.9417 | 5.1543 | 4.8436 | 4.3671
2029-10-04 | 4.3221 | 4.2593 | 3.8123 | 3.6865 | 3.4107 | 3.6418 | 3.9529 | 3.1989 | 2.7963 | 2.4601 | 2.3596 | 2.3843 | 2.614 | 2.7422 | 3.4598 | 4.0618 | 4.5641 | 5.1583 | 5.4814 | 5.3151 | 4.5356 | 4.9989 | 5.3568 | 4.7582
2029-10-05 | 4.1703 | 3.7289 | 3.4597 | 3.4827 | 3.3013 | 3.4322 | 3.6974 | 3.071 | 2.9175 | 2.709 | 2.3811 | 2.3493 | 2.4554 | 2.7948 | 3.345 | 3.9803 | 4.3631 | 4.4232 | 4.8367 | 4.841 | 4.4027 | 5.2036 | 5.1784 | 4.9664
2029-10-06 | 4.2331 | 3.899 | 4.1881 | 3.9802 | 3.3959 | 3.213 | 3.5812 | 3.1092 | 2.6358 | 2.2066 | 1.9753 | 2.1199 | 2.1341 | 2.0488 | 2.3709 | 2.6724 | 3.723 | 4.3842 | 5.1957 | 5.1069 | 4.5222 | 4.091 | 3.8804 | 3.5913
2029-10-07 | 3.4518 | 3.1685 | 3.1208 | 3.1002 | 3.0827 | 3.1175 | 3.0539 | 2.793 | 2.4443 | 2.2272 | 2.245 | 2.209 | 2.1229 | 2.4888 | 2.608 | 2.6968 | 3.3453 | 4.0601 | 5.1167 | 4.9021 | 4.2999 | 4.568 | 4.0853 | 3.7775
2029-10-08 | 3.6643 | 3.159 | 2.9938 | 2.9564 | 2.9762 | 3.2166 | 3.3978 | 3.1152 | 3.0179 | 2.6527 | 2.4928 | 2.3968 | 2.4673 | 2.5705 | 2.8563 | 2.9176 | 3.5465 | 4.851 | 5.4318 | 5.3312 | 4.3808 | 3.9652 | 4.0888 | 3.6169
2029-10-09 | 3.5158 | 4.1653 | 4.1605 | 3.9353 | 3.754 | 4.0976 | 3.5667 | 3.465 | 3.0908 | 2.5206 | 2.281 | 2.3345 | 2.4514 | 2.6136 | 2.7972 | 3.2648 | 4.2979 | 4.9679 | 5.2597 | 4.959 | 4.7576 | 4.9279 | 4.4331 | 3.8905
2029-10-10 | 3.8738 | 4.0211 | 3.9156 | 3.9093 | 3.3839 | 3.322 | 3.5326 | 3.446 | 3.114 | 2.7486 | 2.6067 | 2.5388 | 2.589 | 3.1286 | 2.9943 | 3.2913 | 4.0275 | 5.0016 | 5.4373 | 5.1086 | 4.2245 | 4.6893 | 4.5574 | 4.3272
2029-10-11 | 4.2116 | 3.6359 | 3.6026 | 3.9214 | 3.5511 | 3.8427 | 4.1337 | 3.3593 | 3.1677 | 2.6796 | 2.4643 | 2.5416 | 2.6758 | 2.9868 | 3.2903 | 3.8341 | 4.5822 | 4.9722 | 5.0575 | 4.8716 | 4.6013 | 4.7953 | 4.7793 | 4.4544
2029-10-12 | 4.3882 | 4.2734 | 3.6971 | 3.7855 | 3.8644 | 4.1847 | 4.119 | 3.2472 | 3.0379 | 2.6914 | 2.5724 | 2.5359 | 2.5522 | 2.7722 | 3.6968 | 4.3749 | 4.4726 | 4.7577 | 5.2297 | 4.6067 | 3.9421 | 4.7794 | 4.9598 | 4.1121
2029-10-13 | 3.9681 | 4.0983 | 3.6952 | 3.5026 | 3.43 | 3.6174 | 3.599 | 3.1146 | 3.0423 | 2.6829 | 2.3254 | 2.2789 | 1.8551 | 1.9982 | 2.5019 | 2.593 | 3.213 | 4.1169 | 4.9369 | 4.6425 | 3.6853 | 3.9248 | 3.5585 | 3.1631
2029-10-14 | 3.0953 | 3.1437 | 3.1046 | 2.9588 | 2.7807 | 2.9082 | 2.9016 | 2.6021 | 2.41 | 2.1111 | 1.8221 | 1.7124 | 1.7687 | 2.1671 | 2.1792 | 2.4621 | 3.1717 | 4.2168 | 4.9062 | 4.5854 | 4.2581 | 4.2601 | 3.8362 | 3.5201
2029-10-15 | 3.3289 | 3.0233 | 2.8435 | 2.823 | 2.8478 | 3.0973 | 3.4687 | 3.2498 | 3.207 | 3.3914 | 3.2495 | 2.9228 | 2.4328 | 2.7509 | 3.3716 | 3.8286 | 4.3122 | 4.7505 | 5.0385 | 4.5306 | 3.9687 | 4.7926 | 4.4917 | 4.1085
2029-10-16 | 3.7186 | 3.555 | 3.5551 | 3.849 | 3.7526 | 3.8347 | 3.8098 | 3.2343 | 3.1897 | 2.6677 | 2.3869 | 2.1662 | 2.3313 | 2.3989 | 2.6351 | 3.1547 | 4.1102 | 4.8936 | 5.0869 | 4.8936 | 4.5347 | 4.455 | 4.2469 | 3.884
2029-10-17 | 3.9377 | 3.768 | 3.5213 | 3.6059 | 3.6683 | 3.7684 | 4.1645 | 3.5704 | 3.1105 | 2.5742 | 2.8008 | 2.5863 | 2.5159 | 2.5782 | 3.1236 | 3.7396 | 4.2105 | 4.4506 | 5.3003 | 5.021 | 4.5589 | 5.1515 | 4.9446 | 4.196
2029-10-18 | 4.2471 | 4.2766 | 4.064 | 3.4913 | 3.0307 | 3.1173 | 3.5333 | 3.3386 | 3.1796 | 2.8259 | 2.6632 | 2.4578 | 2.6985 | 3.127 | 3.4563 | 3.7752 | 4.1897 | 4.5367 | 5.3523 | 5.0001 | 3.9335 | 4.1969 | 4.5677 | 3.9766
2029-10-19 | 3.6215 | 3.688 | 3.7907 | 3.5883 | 3.1537 | 3.1527 | 3.7009 | 3.6926 | 3.4549 | 2.7545 | 2.3147 | 2.2664 | 2.4551 | 2.7823 | 3.0363 | 3.4399 | 3.9869 | 4.4642 | 4.7561 | 4.4242 | 3.7888 | 3.6005 | 3.6159 | 3.4676
2029-10-20 | 3.3928 | 3.0984 | 3.0492 | 3.2056 | 2.9768 | 3.1324 | 3.3534 | 3.2369 | 3.2178 | 2.7199 | 2.2479 | 2.1534 | 2.2694 | 2.1247 | 2.1883 | 2.4841 | 3.1571 | 4.0208 | 4.6013 | 4.1419 | 3.5564 | 4.1014 | 4.3891 | 4.1058
2029-10-21 | 3.83 | 3.2208 | 2.9665 | 3.0134 | 3.0068 | 2.8924 | 2.8948 | 2.8131 | 2.4798 | 2.1524 | 1.8233 | 1.663 | 1.8452 | 2.0507 | 2.3024 | 2.5933 | 3.2977 | 4.2041 | 5.0554 | 4.7782 | 4.1794 | 3.6362 | 3.3778 | 3.1637
2029-10-22 | 3.1313 | 3.1611 | 3.0052 | 2.9291 | 2.9378 | 3.4194 | 4.9699 | 4.0341 | 3.287 | 2.6356 | 2.6244 | 2.7421 | 2.6775 | 2.9201 | 2.7841 | 2.9155 | 3.6361 | 4.8177 | 5.2839 | 4.8188 | 4.5694 | 4.671 | 4.512 | 4.4579
2029-10-23 | 3.8615 | 3.1235 | 2.9691 | 3.1322 | 2.884 | 3.247 | 3.8349 | 3.7898 | 3.2212 | 2.7095 | 2.3123 | 2.1773 | 2.2631 | 2.4351 | 2.7161 | 3.2131 | 3.9945 | 4.9694 | 5.4818 | 5.281 | 4.7096 | 5.0667 | 4.9223 | 4.5441
2029-10-24 | 4.4085 | 4.2627 | 4.1034 | 3.817 | 3.807 | 4.2318 | 4.5887 | 3.9907 | 3.2429 | 2.8551 | 2.4948 | 2.3722 | 2.408 | 2.7525 | 3.1297 | 3.2785 | 4.2779 | 5.19 | 5.4612 | 5.341 | 4.7796 | 4.6508 | 4.7239 | 4.3227
2029-10-25 | 4.378 | 3.8777 | 3.706 | 4.0193 | 3.9301 | 4.2671 | 4.7078 | 3.7876 | 3.5707 | 3.0083 | 2.4908 | 2.4351 | 2.6125 | 2.723 | 3.0558 | 3.8566 | 3.7385 | 4.2846 | 5.1133 | 4.9269 | 4.1835 | 4.2194 | 4.6046 | 4.5509
2029-10-26 | 3.8836 | 3.7514 | 3.4488 | 3.3747 | 3.3703 | 3.4804 | 3.7989 | 3.1028 | 3.1532 | 2.9137 | 2.8491 | 2.5207 | 2.6085 | 2.8059 | 2.8653 | 3.0579 | 4.2748 | 4.5311 | 4.9803 | 4.7635 | 3.9729 | 4.3587 | 4.2436 | 4.2307
2029-10-27 | 3.9895 | 3.906 | 3.7035 | 3.0878 | 3.0032 | 3.221 | 3.3796 | 2.8821 | 2.5559 | 2.3451 | 2.1994 | 1.8284 | 1.7109 | 1.9778 | 2.2732 | 2.5714 | 3.749 | 4.6384 | 4.8848 | 4.2278 | 3.7808 | 3.3931 | 3.4234 | 3.2944
2029-10-28 | 3.2883 | 3.1293 | 2.9972 | 3.1188 | 3.0111 | 3.0646 | 3.1534 | 2.9355 | 2.8012 | 2.5374 | 1.9625 | 2.0224 | 2.2306 | 2.3047 | 2.6879 | 3.0569 | 3.6475 | 4.1974 | 5.1042 | 4.6523 | 4.0402 | 3.9579 | 4.2198 | 4.0108
2029-10-29 | 3.4493 | 3.1798 | 3.1217 | 2.9699 | 3.0186 | 3.2565 | 3.6515 | 3.5481 | 3.0899 | 2.7778 | 2.7955 | 2.5258 | 2.6261 | 2.8168 | 3.2248 | 3.2197 | 4.6173 | 5.4102 | 5.4865 | 5.3033 | 4.5167 | 3.8264 | 3.672 | 3.3899
2029-10-30 | 3.498 | 3.3656 | 3.2137 | 3.225 | 3.342 | 3.7932 | 4.1445 | 3.7147 | 4.1514 | 4.6333 | 4.205 | 3.1527 | 3.7669 | 4.0755 | 3.6105 | 3.987 | 4.9967 | 5.1068 | 4.9655 | 4.365 | 4.0817 | 3.9106 | 3.699 | 3.3852
2029-10-31 | 3.2685 | 3.166 | 2.9345 | 2.9294 | 2.9081 | 3.066 | 3.4744 | 3.5177 | 3.1266 | 2.5115 | 2.4421 | 2.4581 | 2.426 | 3.1152 | 3.7328 | 3.6697 | 4.5056 | 5.0562 | 4.5671 | 3.9558 | 3.7697 | 4.8237 | 4.8079 | 4.1243
2029-11-01 | 3.9707 | 3.8293 | 3.9888 | 4.0049 | 3.9149 | 4.4032 | 4.6697 | 3.9034 | 3.7371 | 2.6983 | 2.4289 | 2.4846 | 2.609 | 2.4405 | 2.8003 | 3.733 | 4.4064 | 4.5538 | 5.2377 | 4.7965 | 4.4498 | 4.8612 | 4.9684 | 4.168
2029-11-02 | 3.8757 | 3.7766 | 3.7484 | 3.645 | 3.7804 | 3.9942 | 4.3229 | 3.2792 | 3.1594 | 2.837 | 2.3436 | 2.1389 | 2.3378 | 2.3691 | 2.4611 | 3.2615 | 4.4704 | 4.4315 | 4.8191 | 4.7216 | 3.9516 | 4.2665 | 4.3455 | 4.3848
2029-11-03 | 3.3989 | 2.9959 | 3.117 | 3.0958 | 2.8736 | 3.1075 | 3.093 | 3.101 | 2.5516 | 2.1623 | 1.7237 | 1.5227 | 1.5472 | 1.8512 | 2.2789 | 2.3695 | 3.0511 | 4.0081 | 4.8656 | 4.2364 | 3.8358 | 3.8103 | 3.5822 | 3.2775
2029-11-04 | 3.1376 | 3.2675 | 3.1262 | 3.0944 | 3.3097 | 3.8163 | 3.9191 | 2.9914 | 2.5554 | 2.2893 | 2.0119 | 1.8336 | 1.6741 | 1.8323 | 2.1858 | 2.3828 | 3.1437 | 4.1636 | 5.0612 | 4.5237 | 3.9738 | 4.65 | 4.4801 | 3.6153
2029-11-05 | 2.9519 | 3.0842 | 2.9066 | 2.8413 | 2.9059 | 3.2352 | 4.033 | 3.2824 | 3.0399 | 2.7892 | 2.4123 | 2.1798 | 2.3671 | 2.3925 | 2.8014 | 2.8932 | 4.2819 | 4.7836 | 5.2259 | 5.1146 | 4.3993 | 3.7937 | 3.4728 | 3.5729
2029-11-06 | 3.3467 | 3.1532 | 3.0764 | 3.1881 | 2.9574 | 3.1214 | 3.375 | 3.4774 | 3.0391 | 2.43 | 2.2203 | 2.3065 | 2.2366 | 2.3419 | 2.7266 | 3.5888 | 4.3634 | 5.0377 | 5.4191 | 4.9641 | 4.3464 | 4.3411 | 4.3989 | 4.0408
2029-11-07 | 3.4131 | 3.0289 | 2.9339 | 3.0439 | 2.8435 | 3.0598 | 3.6256 | 3.5786 | 3.2829 | 2.7142 | 2.4628 | 2.835 | 2.9326 | 2.997 | 3.4051 | 3.9795 | 4.1783 | 4.9117 | 5.4461 | 5.2763 | 4.7161 | 4.8045 | 4.8596 | 4.5309
2029-11-08 | 3.672 | 3.5821 | 3.475 | 3.0581 | 3.0726 | 3.4481 | 3.3058 | 3.5917 | 2.9123 | 2.349 | 2.5614 | 2.4311 | 2.1835 | 2.3111 | 2.9475 | 3.3778 | 4.0756 | 4.8906 | 5.4251 | 5.0378 | 4.3144 | 4.7669 | 4.6377 | 3.9713
2029-11-09 | 3.9701 | 4.1024 | 3.5809 | 3.6806 | 3.7557 | 4.2966 | 5.0705 | 3.8297 | 3.3545 | 3.3188 | 2.9647 | 2.6154 | 2.6634 | 2.8654 | 2.7862 | 2.9971 | 4.2678 | 4.829 | 5.2987 | 4.9176 | 3.7271 | 4.0044 | 3.7853 | 3.7932
2029-11-10 | 3.6951 | 3.28 | 3.4418 | 3.2164 | 3.0643 | 3.2026 | 3.606 | 3.4049 | 3.0303 | 2.5147 | 2.305 | 2.3097 | 2.1769 | 2.1608 | 2.6738 | 2.5542 | 3.0951 | 4.1787 | 4.5018 | 3.7557 | 3.7082 | 3.4181 | 3.2078 | 3.206
2029-11-11 | 3.1172 | 3.2856 | 3.2906 | 3.4311 | 2.8188 | 2.8851 | 2.9603 | 2.8789 | 2.5786 | 1.887 | 1.5114 | 1.2514 | 1.2051 | 1.2799 | 1.898 | 2.3324 | 2.6244 | 3.3544 | 4.2872 | 4.606 | 3.7919 | 3.4621 | 3.3002 | 2.9343
2029-11-12 | 2.8031 | 2.9026 | 2.7934 | 2.7924 | 2.7593 | 3.0182 | 3.162 | 2.925 | 2.6444 | 2.5093 | 2.139 | 1.8818 | 2.1494 | 2.2599 | 2.2247 | 2.6537 | 3.6609 | 4.5026 | 5.1092 | 4.444 | 3.6855 | 4.0648 | 4.1368 | 3.9117
2029-11-13 | 3.3349 | 2.9178 | 2.984 | 2.8016 | 2.7593 | 2.9208 | 3.5188 | 3.7956 | 2.9323 | 2.6957 | 2.4236 | 2.2226 | 2.2229 | 2.3457 | 2.5811 | 3.1287 | 4.324 | 5.1548 | 5.4293 | 4.9059 | 4.1329 | 4.2135 | 4.1558 | 4.097
2029-11-14 | 3.4731 | 3.5105 | 3.3958 | 3.5425 | 3.4851 | 3.7853 | 4.3322 | 3.7828 | 3.5211 | 3.2855 | 2.9293 | 2.3384 | 2.3306 | 2.836 | 2.843 | 3.3681 | 4.2011 | 4.7638 | 5.4444 | 4.8261 | 3.978 | 4.5702 | 4.5571 | 4.3952
2029-11-15 | 3.9127 | 3.4496 | 3.8321 | 3.9425 | 3.6569 | 4.1799 | 4.6159 | 3.5914 | 3.5071 | 2.9189 | 2.5955 | 2.6018 | 2.8481 | 2.6488 | 3.1737 | 3.888 | 4.5831 | 5.1214 | 5.3948 | 4.976 | 4.2188 | 4.2941 | 4.6282 | 4.1034
2029-11-16 | 3.5166 | 3.4476 | 3.8019 | 3.7073 | 3.5805 | 3.9185 | 3.897 | 4.1766 | 3.8999 | 3.4131 | 2.8538 | 3.1386 | 3.454 | 3.6902 | 3.4334 | 3.6238 | 4.3139 | 4.791 | 4.9615 | 4.2429 | 3.5296 | 4.0995 | 4.251 | 4.2376
2029-11-17 | 4.0121 | 3.0514 | 2.8661 | 3.0157 | 2.8799 | 2.8744 | 3.0687 | 3.1523 | 2.9296 | 2.4648 | 2.0596 | 2.3278 | 2.21 | 2.2195 | 2.6286 | 2.8393 | 3.236 | 4.1979 | 4.4917 | 3.7848 | 3.6765 | 3.5271 | 3.1686 | 3.069
2029-11-18 | 3.1121 | 3.12 | 2.8988 | 2.9326 | 2.9217 | 3.0793 | 3.3464 | 3.1139 | 3.0371 | 2.885 | 2.4476 | 2.3077 | 1.88 | 1.9762 | 2.3014 | 2.5278 | 3.0084 | 3.9908 | 4.4539 | 4.0796 | 3.8858 | 3.7469 | 3.8592 | 3.7621
2029-11-19 | 3.4492 | 2.9385 | 2.8572 | 2.8963 | 2.9454 | 3.3182 | 3.8703 | 3.4997 | 3.0753 | 2.6952 | 2.3328 | 2.397 | 2.5319 | 2.5217 | 2.6625 | 3.3297 | 3.9578 | 4.5495 | 5.2047 | 4.8195 | 4.2616 | 4.2174 | 4.2849 | 4.1427
2029-11-20 | 3.7774 | 3.819 | 3.6901 | 3.3935 | 3.3972 | 3.6635 | 3.8545 | 3.4743 | 3.1583 | 3.1283 | 2.8158 | 2.631 | 2.7668 | 2.9727 | 3.0659 | 3.1985 | 4.2862 | 4.9919 | 5.4509 | 5.1702 | 4.3193 | 4.3355 | 4.2335 | 4.2719
2029-11-21 | 3.7821 | 3.4523 | 3.336 | 3.4445 | 3.6241 | 3.6557 | 3.7244 | 3.7275 | 3.3009 | 2.8375 | 2.5412 | 2.3765 | 2.2379 | 2.3447 | 2.5825 | 3.3064 | 4.1397 | 4.5174 | 5.2024 | 4.778 | 4.0307 | 4.3408 | 4.7834 | 4.0739
2029-11-22 | 3.7841 | 4.0136 | 3.4105 | 3.0129 | 3.0141 | 3.3175 | 3.5871 | 3.7592 | 3.9998 | 3.5653 | 2.8601 | 3.0538 | 2.5496 | 2.4375 | 2.3307 | 3.0456 | 3.4637 | 3.8308 | 4.2287 | 3.9784 | 3.3644 | 3.5794 | 3.8356 | 3.2787
2029-11-23 | 3.0625 | 3.0752 | 3.1117 | 2.8495 | 2.7545 | 2.9532 | 2.9409 | 3.1679 | 2.997 | 2.7515 | 2.4139 | 2.2998 | 2.2782 | 2.6492 | 2.4979 | 3.0113 | 4.3359 | 4.9388 | 5.1612 | 4.2795 | 3.7087 | 4.1671 | 4.5717 | 4.3777
2029-11-24 | 3.7274 | 3.6241 | 3.1972 | 2.9757 | 2.9399 | 3.2521 | 3.2802 | 3.0773 | 2.8902 | 2.3973 | 1.9859 | 1.81 | 1.716 | 1.9384 | 2.2706 | 2.8623 | 3.5983 | 3.9494 | 4.8282 | 4.3306 | 3.5253 | 3.5196 | 3.5893 | 3.1239
2029-11-25 | 3.0757 | 3.1591 | 3.0625 | 2.8647 | 2.8565 | 3.0169 | 2.9154 | 2.7564 | 2.4755 | 2.2604 | 1.8737 | 1.6713 | 2.1467 | 2.1211 | 2.2938 | 2.7554 | 3.7127 | 4.4309 | 5.1691 | 4.805 | 3.9448 | 4.1919 | 4.5171 | 4.2659
2029-11-26 | 3.5377 | 3.4898 | 3.5637 | 3.3759 | 3.5084 | 3.9508 | 5.0039 | 4.0601 | 3.7041 | 3.164 | 2.5717 | 2.3579 | 2.5346 | 2.7102 | 2.9133 | 3.4219 | 4.3125 | 4.9715 | 5.4594 | 5.221 | 4.5033 | 4.7195 | 4.4458 | 4.1132
2029-11-27 | 3.9552 | 4.0738 | 3.9907 | 3.6158 | 3.5967 | 4.1336 | 4.9661 | 4.2858 | 3.4493 | 3.0057 | 2.5698 | 2.1851 | 2.2698 | 2.5275 | 2.5574 | 3.1874 | 4.3395 | 4.9122 | 5.4437 | 5.2098 | 4.663 | 4.6016 | 4.4907 | 4.1874
2029-11-28 | 3.8783 | 3.4532 | 3.3638 | 3.4876 | 3.8204 | 3.9234 | 4.3757 | 3.5974 | 3.1129 | 2.5964 | 2.3914 | 2.2228 | 2.202 | 2.3485 | 2.7596 | 3.202 | 4.2101 | 4.624 | 5.4356 | 5.1509 | 4.6753 | 4.7017 | 4.4154 | 3.5694
2029-11-29 | 3.3036 | 3.2823 | 3.1743 | 2.9343 | 2.8763 | 3.1298 | 3.9809 | 3.7061 | 3.4418 | 3.0779 | 2.6994 | 2.4386 | 2.5019 | 2.663 | 2.5646 | 3.1282 | 4.0543 | 4.721 | 5.354 | 4.9793 | 4.1695 | 3.5338 | 3.4434 | 3.4185
2029-11-30 | 3.1012 | 2.9558 | 3.1383 | 2.9514 | 2.8565 | 2.9612 | 3.3773 | 3.5247 | 3.0355 | 2.7956 | 2.5269 | 2.2289 | 2.3047 | 2.6469 | 2.7755 | 3.0978 | 4.0784 | 4.8012 | 5.201 | 4.6211 | 4.27 | 3.7169 | 3.6698 | 3.5598
2029-12-01 | 3.4368 | 3.2627 | 2.9753 | 3.0573 | 3.2717 | 3.3283 | 3.3458 | 3.2966 | 2.9708 | 2.5144 | 2.1416 | 2.4376 | 2.5804 | 2.3475 | 2.668 | 2.8238 | 3.2121 | 3.8739 | 4.7929 | 4.3342 | 4.0121 | 3.7622 | 3.448 | 3.1754
2029-12-02 | 3.2809 | 3.3739 | 3.1523 | 2.9038 | 2.7804 | 2.7868 | 2.9018 | 2.744 | 2.4232 | 2.1267 | 1.6858 | 1.3625 | 1.7351 | 1.9621 | 2.114 | 2.4739 | 3.1288 | 3.9227 | 4.8575 | 4.6112 | 4.0713 | 3.3357 | 3.4145 | 3.2146
2029-12-03 | 3.1273 | 3.0567 | 2.9421 | 2.9176 | 2.955 | 3.2122 | 3.8738 | 4.0366 | 3.2666 | 2.9614 | 2.8626 | 2.5915 | 2.6004 | 3.0381 | 3.1981 | 3.7027 | 4.391 | 4.7931 | 5.3102 | 4.8903 | 4.2932 | 3.8312 | 3.522 | 3.4898
2029-12-04 | 3.2811 | 3.0392 | 2.9744 | 3.0767 | 2.868 | 3.2188 | 3.8547 | 3.8755 | 3.7287 | 2.9648 | 2.4044 | 2.3292 | 2.4334 | 2.6096 | 2.982 | 3.3423 | 4.0245 | 4.9499 | 5.3097 | 5.0318 | 4.3851 | 3.7696 | 3.7776 | 3.2327
2029-12-05 | 3.0649 | 3.0664 | 3.11 | 2.8567 | 2.8949 | 3.1964 | 3.6594 | 3.7983 | 3.4278 | 2.8324 | 2.363 | 2.2499 | 2.2718 | 2.5838 | 2.7243 | 2.9864 | 4.0309 | 4.7368 | 5.3441 | 5.0412 | 4.3883 | 3.6792 | 3.422 | 3.395
2029-12-06 | 3.1998 | 2.9545 | 3.1553 | 3.0758 | 3.0019 | 3.1973 | 3.7495 | 3.8676 | 3.5927 | 2.9769 | 2.5319 | 2.3625 | 2.3596 | 2.4262 | 2.9164 | 3.2399 | 3.7749 | 4.3576 | 5.1068 | 4.706 | 3.9047 | 3.6838 | 3.6258 | 3.0352
2029-12-07 | 2.8008 | 2.8273 | 2.7131 | 2.6849 | 2.6739 | 2.9413 | 3.5971 | 3.3219 | 3.2959 | 3.3298 | 2.8388 | 2.5717 | 2.5883 | 2.9902 | 2.8574 | 3.3218 | 3.962 | 4.4275 | 4.8497 | 4.5301 | 3.8375 | 4.0208 | 4.215 | 4.1783
2029-12-08 | 3.3217 | 2.8822 | 2.8323 | 2.8896 | 2.8702 | 2.9808 | 3.2691 | 3.3449 | 3.3254 | 3.0833 | 2.7498 | 2.1324 | 2.0375 | 2.1183 | 2.1414 | 2.3231 | 2.9714 | 3.477 | 3.6114 | 3.3061 | 3.268 | 3.2902 | 3.2798 | 3.0057
2029-12-09 | 2.8903 | 2.787 | 2.7596 | 2.758 | 2.7589 | 2.8956 | 3.0391 | 2.9035 | 2.4922 | 2.2414 | 1.8896 | 1.7255 | 1.6605 | 1.7663 | 1.8907 | 2.2822 | 2.7922 | 3.5168 | 4.353 | 4.0949 | 3.648 | 3.9441 | 3.8616 | 3.5661
2029-12-10 | 3.4526 | 3.0184 | 2.7946 | 2.7816 | 2.8191 | 3.0924 | 3.7054 | 3.7713 | 3.0218 | 2.4183 | 2.2585 | 1.9757 | 2.0828 | 2.1751 | 2.4598 | 2.9734 | 3.955 | 4.6251 | 5.0364 | 4.512 | 3.9281 | 3.5723 | 3.439 | 3.2
2029-12-11 | 3.0611 | 2.9709 | 2.9069 | 2.8389 | 2.9059 | 3.2414 | 3.9997 | 4.1101 | 3.6001 | 3.1073 | 2.6158 | 2.2485 | 2.2879 | 2.5957 | 2.7249 | 3.5106 | 4.2706 | 4.8537 | 5.2931 | 5.1783 | 4.605 | 4.8163 | 4.7626 | 4.1605
2029-12-12 | 3.8915 | 4.0444 | 3.9425 | 3.828 | 3.8272 | 4.2283 | 4.6633 | 4.0012 | 3.6783 | 3.2447 | 2.8822 | 2.5847 | 2.5868 | 2.8263 | 3.0284 | 3.7334 | 4.1487 | 4.5569 | 5.2821 | 5.0046 | 4.5824 | 4.7829 | 4.5353 | 3.9268
2029-12-13 | 3.6269 | 3.5042 | 3.5719 | 3.2789 | 3.1592 | 3.6408 | 4.2238 | 3.5934 | 3.1753 | 2.8712 | 2.7663 | 2.3908 | 2.249 | 2.2323 | 2.5615 | 2.8054 | 3.3939 | 4.1175 | 4.9547 | 4.6808 | 4.2294 | 4.4855 | 4.3998 | 3.8635
2029-12-14 | 3.4239 | 3.2409 | 3.2754 | 3.2945 | 3.3337 | 3.4255 | 3.4921 | 3.5575 | 3.5112 | 2.9268 | 2.407 | 2.1286 | 2.1373 | 2.1381 | 2.1887 | 2.5066 | 3.5054 | 4.2335 | 4.7235 | 4.4278 | 3.5744 | 3.3885 | 3.2695 | 3.1193
2029-12-15 | 3.291 | 3.2395 | 3.2982 | 3.2704 | 3.2601 | 3.0528 | 3.1503 | 3.2348 | 2.7755 | 2.3534 | 2.1353 | 1.7105 | 1.59 | 1.7825 | 1.9802 | 2.2878 | 2.9335 | 3.962 | 4.6585 | 4.5058 | 3.9741 | 3.4016 | 3.185 | 2.9417
2029-12-16 | 2.7784 | 2.7864 | 2.6517 | 2.5838 | 2.4482 | 2.4707 | 2.6642 | 2.7007 | 2.3653 | 2.0049 | 1.7683 | 1.5897 | 1.4616 | 1.4417 | 1.651 | 2.2299 | 2.8684 | 3.6314 | 4.6415 | 4.3033 | 3.8996 | 4.039 | 3.7635 | 3.5077
2029-12-17 | 3.6179 | 3.0039 | 2.9031 | 2.6881 | 2.7922 | 3.0296 | 3.5997 | 3.7197 | 3.1336 | 2.7086 | 2.6139 | 2.3901 | 2.562 | 2.5088 | 2.7259 | 3.3004 | 3.6863 | 4.1163 | 5.032 | 4.6807 | 4.1261 | 3.7411 | 3.6676 | 3.2407
2029-12-18 | 2.9526 | 2.8556 | 2.7927 | 2.7806 | 2.8021 | 2.9967 | 3.4464 | 3.1876 | 2.8087 | 2.5815 | 2.3979 | 2.3466 | 2.4995 | 2.4912 | 2.7105 | 3.5408 | 4.0781 | 4.7776 | 4.9297 | 4.4625 | 4.2388 | 4.6641 | 4.7277 | 4.1566
2029-12-19 | 3.6948 | 3.5126 | 3.4074 | 3.3705 | 3.4588 | 3.9366 | 4.5336 | 3.9535 | 3.5599 | 2.8425 | 2.4412 | 2.2178 | 2.1087 | 2.1258 | 2.3242 | 2.535 | 3.2621 | 4.1064 | 4.6542 | 4.6254 | 4.4528 | 4.5707 | 4.4648 | 4.1853
2029-12-20 | 3.8663 | 3.6295 | 3.2415 | 3.299 | 3.3597 | 3.7835 | 4.3254 | 3.6049 | 3.1927 | 2.883 | 2.3139 | 2.0956 | 1.9847 | 2.0423 | 2.2109 | 2.7915 | 3.5453 | 4.3277 | 5.0703 | 4.7433 | 4.3029 | 4.6745 | 4.6478 | 3.8673
2029-12-21 | 3.598 | 3.3638 | 3.2964 | 3.3873 | 3.5149 | 3.704 | 4.3623 | 3.8347 | 3.3806 | 2.9417 | 2.4863 | 2.3411 | 2.1617 | 2.3329 | 2.2616 | 2.6614 | 3.3091 | 3.9796 | 4.7254 | 4.6262 | 4.1565 | 4.6677 | 4.7208 | 4.3143
2029-12-22 | 3.38 | 3.2537 | 3.1904 | 3.1324 | 3.0377 | 2.8791 | 3.0594 | 3.1923 | 2.6709 | 2.1483 | 1.6909 | 1.4662 | 1.4789 | 1.6031 | 1.9236 | 2.5172 | 3.2782 | 4.2376 | 4.7875 | 4.5077 | 4.1655 | 3.8558 | 3.6234 | 3.1178
2029-12-23 | 3.0199 | 3.1397 | 3.1475 | 3.3637 | 3.2924 | 3.4066 | 3.1844 | 3.0188 | 2.7538 | 2.3616 | 2.0354 | 1.8217 | 1.8067 | 1.8522 | 2.0374 | 2.4386 | 3.2404 | 3.8849 | 4.7226 | 4.6891 | 4.3621 | 4.0706 | 3.6906 | 3.2986
2029-12-24 | 3.0266 | 2.7665 | 2.7401 | 2.7581 | 2.8125 | 3.0171 | 3.3268 | 3.4151 | 3.501 | 3.087 | 2.6398 | 2.5956 | 2.5672 | 3.0224 | 3.2553 | 3.8128 | 4.5923 | 5.0826 | 5.0223 | 4.1285 | 3.8288 | 4.3088 | 4.4098 | 4.4051
2029-12-25 | 4.1227 | 3.9782 | 3.6653 | 2.8542 | 2.845 | 3.0146 | 3.2668 | 3.4162 | 3.2938 | 2.9282 | 2.6813 | 2.5555 | 2.1352 | 2.1722 | 2.2098 | 2.529 | 3.4026 | 4.3919 | 4.64 | 4.325 | 3.896 | 3.7273 | 3.3739 | 3.145
2029-12-26 | 3.1506 | 2.9643 | 2.8064 | 2.7673 | 2.8237 | 2.9873 | 3.2193 | 3.434 | 3.2946 | 2.8284 | 2.5161 | 2.4088 | 2.3459 | 2.3236 | 2.571 | 3.0899 | 3.9224 | 4.9584 | 5.2835 | 5.2979 | 4.817 | 4.5839 | 4.3836 | 4.0276
2029-12-27 | 3.8716 | 3.8663 | 3.7221 | 3.6971 | 3.4965 | 3.7284 | 4.1045 | 3.6484 | 3.2757 | 3.1218 | 2.7133 | 2.5034 | 2.4313 | 2.5535 | 2.6713 | 3.4868 | 4.2294 | 4.8504 | 5.2973 | 5.0876 | 4.3839 | 4.4267 | 4.4974 | 4.3615
2029-12-28 | 4.2171 | 3.9311 | 3.5201 | 3.4697 | 3.5631 | 3.621 | 4.0846 | 3.617 | 3.4799 | 3.419 | 3.6062 | 3.4043 | 3.4847 | 3.602 | 3.798 | 3.787 | 4.3093 | 4.9621 | 5.1965 | 4.8147 | 4.3207 | 4.2056 | 4.2115 | 3.8266
2029-12-29 | 3.7884 | 3.6508 | 3.3639 | 3.2317 | 3.2714 | 3.5082 | 3.7877 | 3.4807 | 3.3059 | 3.1111 | 2.5128 | 2.1164 | 2.2937 | 2.2361 | 2.4229 | 2.8909 | 3.8772 | 4.4964 | 5.0269 | 4.6752 | 4.1387 | 4.2917 | 4.31 | 3.3901
2029-12-30 | 3.2285 | 3.1074 | 3.0083 | 2.8312 | 2.8561 | 2.8756 | 3.0066 | 3.0129 | 2.9444 | 2.7477 | 2.4421 | 2.1012 | 2.0658 | 1.7928 | 1.8908 | 2.3452 | 2.9839 | 3.9193 | 4.9005 | 4.6629 | 4.1246 | 3.7547 | 3.8488 | 3.379
2029-12-31 | 3.1097 | 2.7933 | 2.9037 | 2.8924 | 3.2549 | 3.5905 | 3.9617 | 3.6856 | 3.7206 | 3.525 | 3.0327 | 2.7278 | 2.4574 | 2.4258 | 2.5733 | 3.2813 | 4.3513 | 5.0786 | 5.2469 | 4.2582 | 3.5698 | 3.9105 | 4.0527 | 3.9765
2030-01-01 | 2.9084 | 2.826 | 2.7946 | 2.7559 | 2.6534 | 2.9901 | 2.9991 | 3.0942 | 2.9355 | 2.5813 | 2.1881 | 1.9186 | 1.9153 | 1.9271 | 2.0501 | 2.4031 | 3.5916 | 4.2087 | 5.0722 | 4.9006 | 4.4444 | 3.8426 | 3.6539 | 3.318
2030-01-02 | 3.3539 | 2.9067 | 2.8288 | 2.7675 | 2.728 | 3.1763 | 3.1968 | 3.1035 | 2.9162 | 2.4464 | 2.1557 | 1.9601 | 1.7008 | 1.7941 | 2.0414 | 2.4118 | 3.2849 | 4.2344 | 4.8223 | 4.8893 | 4.3327 | 3.9608 | 3.5933 | 3.5316
2030-01-03 | 3.1201 | 2.9247 | 3.0533 | 2.8781 | 2.7491 | 2.8326 | 2.9999 | 3.1092 | 2.9394 | 2.3551 | 2.0568 | 1.7536 | 1.6294 | 1.698 | 1.9192 | 2.3732 | 3.0078 | 3.8075 | 4.9802 | 4.8529 | 3.8964 | 3.4798 | 3.3168 | 3.2463
2030-01-04 | 2.8637 | 2.7056 | 2.7896 | 2.7741 | 2.6235 | 2.946 | 3.2043 | 3.4042 | 3.3854 | 2.8207 | 2.2938 | 1.9194 | 1.7401 | 1.8137 | 2.0246 | 2.3162 | 2.9493 | 3.5851 | 4.5822 | 3.6627 | 3.185 | 3.7064 | 3.8766 | 3.5558
2030-01-05 | 2.8471 | 2.89 | 2.9671 | 2.6761 | 2.5752 | 2.5644 | 2.7587 | 2.8042 | 2.5068 | 2.3655 | 2.1034 | 1.5491 | 1.3095 | 1.5396 | 1.8606 | 2.032 | 2.6805 | 3.7821 | 4.6486 | 4.5784 | 3.441 | 3.4547 | 3.3163 | 3.0392
2030-01-06 | 3.1304 | 3.0221 | 2.8569 | 2.7617 | 2.6239 | 2.8036 | 2.8201 | 2.8702 | 2.5869 | 2.2939 | 1.8906 | 1.5814 | 1.2136 | 1.4719 | 1.8036 | 2.0365 | 2.4524 | 3.8953 | 4.8728 | 4.724 | 4.0604 | 3.1651 | 3.059 | 2.7699
2030-01-07 | 2.7538 | 2.6618 | 2.654 | 2.6281 | 2.7395 | 2.9928 | 3.082 | 3.1834 | 3.1143 | 2.415 | 2.1562 | 1.8815 | 1.8492 | 1.963 | 2.0108 | 2.3317 | 3.3978 | 4.2551 | 5.0269 | 4.6791 | 3.8273 | 3.5955 | 3.6235 | 3.4152
2030-01-08 | 3.0404 | 2.7623 | 2.7215 | 2.8712 | 2.6324 | 2.8234 | 3.5139 | 3.7717 | 3.6433 | 3.1239 | 2.5748 | 2.2276 | 2.1365 | 2.1741 | 2.3698 | 3.1592 | 3.8582 | 4.1794 | 5.2726 | 5.2865 | 4.7944 | 4.1976 | 3.8854 | 3.6769
2030-01-09 | 3.0682 | 2.9538 | 2.892 | 2.8573 | 2.782 | 3.2426 | 3.5252 | 3.6183 | 3.3181 | 2.7948 | 2.3215 | 2.0229 | 2.3369 | 2.3191 | 2.24 | 2.3977 | 3.5076 | 4.6822 | 5.262 | 5.0752 | 4.154 | 4.0738 | 3.7129 | 3.4952
2030-01-10 | 3.3942 | 3.2123 | 2.9084 | 2.8771 | 2.8221 | 3.3445 | 3.875 | 4.0226 | 3.6087 | 3.2076 | 2.653 | 2.2965 | 2.6046 | 2.3454 | 2.4919 | 3.0773 | 4.0625 | 4.2853 | 5.1738 | 5.2556 | 4.7657 | 4.3327 | 3.9636 | 3.7496
2030-01-11 | 3.3032 | 3.0456 | 2.9484 | 2.8769 | 2.7754 | 3.077 | 3.9496 | 3.8342 | 3.0796 | 2.3377 | 1.9938 | 1.8018 | 1.8673 | 2.2265 | 2.1907 | 2.4015 | 3.35 | 3.9291 | 4.5643 | 4.7211 | 4.2429 | 3.9769 | 3.8365 | 3.6577
2030-01-12 | 3.2741 | 2.8037 | 2.7521 | 2.8664 | 2.6428 | 2.7413 | 2.9591 | 3.0739 | 2.8706 | 2.3902 | 2.0728 | 1.8333 | 1.7842 | 1.6828 | 2.0087 | 2.3289 | 2.599 | 3.243 | 4.7527 | 4.6973 | 3.764 | 3.8305 | 3.9316 | 3.1185
2030-01-13 | 2.8791 | 2.834 | 2.9866 | 2.7088 | 2.5557 | 2.6139 | 2.7271 | 2.6661 | 2.4816 | 2.1313 | 1.7645 | 1.2228 | 1.1649 | 1.209 | 1.5394 | 2.0252 | 2.3597 | 3.1466 | 4.6379 | 4.5953 | 4.0743 | 3.3068 | 3.056 | 2.8633
2030-01-14 | 2.8232 | 2.6414 | 2.5554 | 2.5364 | 2.6355 | 2.9489 | 3.1269 | 3.14 | 3.1784 | 2.6173 | 2.068 | 1.9064 | 2.0125 | 1.936 | 2.0927 | 2.3739 | 3.2205 | 4.1317 | 5.071 | 4.669 | 3.946 | 3.6238 | 3.867 | 3.199
2030-01-15 | 2.7979 | 2.9239 | 2.8415 | 2.706 | 2.5818 | 2.6824 | 3.3796 | 3.2971 | 2.8965 | 2.4711 | 2.132 | 1.9514 | 1.8193 | 1.7785 | 2.193 | 2.2688 | 2.9445 | 4.6253 | 5.2742 | 5.2051 | 4.5 | 4.0865 | 3.7219 | 3.2659
2030-01-16 | 3.2843 | 3.0601 | 2.9244 | 2.9828 | 2.8365 | 3.1452 | 4.0561 | 4.5245 | 3.9159 | 3.1629 | 2.9083 | 2.4106 | 2.2729 | 2.1371 | 2.2905 | 2.8115 | 3.6831 | 4.3581 | 5.2636 | 5.2736 | 4.6859 | 4.1793 | 3.7436 | 3.3296
2030-01-17 | 3.3723 | 2.9959 | 2.8596 | 2.8876 | 3.0587 | 3.0536 | 3.6762 | 3.4686 | 3.413 | 2.713 | 2.2714 | 1.9447 | 1.8608 | 1.8861 | 2.2333 | 2.3911 | 3.1134 | 4.0617 | 5.26 | 4.7658 | 4.1925 | 3.8375 | 3.7017 | 3.4001
2030-01-18 | 2.8783 | 2.7784 | 2.777 | 2.8215 | 2.7966 | 3.356 | 3.8917 | 4.1296 | 3.9125 | 3.0706 | 2.2325 | 2.1902 | 2.1678 | 2.2054 | 2.3108 | 3.4962 | 4.0792 | 4.1273 | 4.9124 | 4.9204 | 4.3748 | 3.8843 | 3.9691 | 3.5962
2030-01-19 | 2.9518 | 2.8826 | 3.0298 | 2.7663 | 2.6504 | 2.7369 | 2.9916 | 3.1084 | 2.7586 | 2.4198 | 2.0598 | 1.812 | 1.7973 | 1.9283 | 2.1228 | 2.3177 | 2.7296 | 4.0535 | 5.1461 | 4.8486 | 4.2485 | 3.7802 | 3.6891 | 3.6064
2030-01-20 | 3.0553 | 2.8878 | 2.8399 | 2.995 | 2.6994 | 2.7514 | 2.9043 | 3.2003 | 3.1464 | 2.6409 | 2.2186 | 1.8819 | 1.7321 | 1.7945 | 2.0545 | 2.3621 | 2.5362 | 3.4043 | 4.9064 | 4.9049 | 4.3882 | 3.642 | 3.1643 | 3.0478
2030-01-21 | 2.6975 | 2.5764 | 2.564 | 2.6865 | 2.6132 | 2.8546 | 3.4313 | 3.8487 | 3.0773 | 2.4417 | 2.1859 | 1.8385 | 1.7277 | 1.8538 | 2.2835 | 2.8023 | 3.2356 | 4.2067 | 5.2564 | 5.0112 | 4.5173 | 4.0799 | 3.6546 | 3.1905
2030-01-22 | 3.3589 | 3.1175 | 2.9016 | 3.0132 | 3.1087 | 3.2382 | 4.1104 | 4.3926 | 4.3707 | 3.7073 | 3.2722 | 2.9702 | 2.2757 | 2.344 | 3.0983 | 3.6173 | 4.1596 | 4.1679 | 5.2103 | 5.2942 | 4.8448 | 4.4966 | 4.0007 | 3.4935
2030-01-23 | 3.4087 | 3.0717 | 2.9391 | 2.9215 | 2.749 | 2.9002 | 3.8253 | 4.2091 | 3.6143 | 2.9363 | 2.4332 | 2.0633 | 1.9166 | 1.9451 | 2.2724 | 2.8772 | 3.3564 | 4.0066 | 5.2372 | 5.2723 | 4.7608 | 4.3663 | 3.9844 | 3.4223
2030-01-24 | 3.3688 | 2.9776 | 2.8741 | 3.0492 | 2.9887 | 3.2094 | 4.1314 | 4.5467 | 4.4563 | 3.8402 | 3.1182 | 2.8763 | 2.941 | 3.017 | 3.0636 | 3.3705 | 3.5754 | 3.9242 | 5.0268 | 5.0445 | 4.527 | 4.0255 | 3.6156 | 3.4144
2030-01-25 | 2.9602 | 2.9358 | 2.9149 | 2.8434 | 2.7632 | 3.1659 | 3.3956 | 3.3824 | 3.3056 | 2.7059 | 2.1978 | 2.0222 | 2.1193 | 2.1161 | 2.1672 | 2.6112 | 3.5984 | 4.3275 | 4.9738 | 4.7659 | 4.1488 | 4.1718 | 4.2278 | 3.8483
2030-01-26 | 3.1077 | 2.9262 | 3.0116 | 2.9005 | 2.7249 | 2.9116 | 3.3464 | 3.4224 | 3.2669 | 2.5855 | 2.1043 | 2.1074 | 2.0396 | 2.3017 | 2.6291 | 3.2704 | 3.5862 | 3.7197 | 4.4909 | 4.482 | 3.99 | 3.8419 | 3.6505 | 3.4097
2030-01-27 | 3.1205 | 2.7944 | 2.8427 | 2.7859 | 2.5258 | 2.5663 | 2.7951 | 2.6798 | 2.4572 | 2.1732 | 2.0694 | 1.8291 | 1.9056 | 1.84 | 2.2366 | 2.2386 | 2.4449 | 3.3973 | 4.7504 | 4.8929 | 4.2881 | 3.2759 | 3.1854 | 2.9784
2030-01-28 | 2.6719 | 2.5977 | 2.6098 | 2.761 | 2.6832 | 2.9828 | 3.8264 | 4.4127 | 3.5362 | 2.6455 | 2.6982 | 2.281 | 2.1272 | 2.2574 | 2.7134 | 2.8186 | 3.3784 | 4.3956 | 5.1217 | 5.1608 | 4.7924 | 4.5659 | 3.8229 | 3.4201
2030-01-29 | 3.2566 | 2.9719 | 2.8407 | 2.9617 | 2.9568 | 3.0331 | 3.8274 | 3.7836 | 3.5214 | 2.8717 | 2.3565 | 1.9134 | 1.9535 | 2.2085 | 2.4151 | 2.5616 | 3.1255 | 4.309 | 5.2551 | 5.2703 | 4.6801 | 4.1791 | 3.8573 | 3.4361
2030-01-30 | 3.6288 | 3.1748 | 3.0234 | 3.0075 | 2.9112 | 3.3821 | 4.5275 | 4.6883 | 4.4722 | 4.2972 | 3.5575 | 3.1692 | 2.8898 | 2.514 | 3.0795 | 3.3459 | 3.8543 | 4.6069 | 5.2568 | 5.1394 | 4.1579 | 4.2182 | 4.3532 | 3.5007
2030-01-31 | 3.3456 | 3.5038 | 3.1725 | 3.0603 | 2.8506 | 3.1403 | 4.3519 | 4.2541 | 4.0319 | 3.4166 | 3.0369 | 2.3222 | 2.7737 | 2.9528 | 2.9249 | 2.5749 | 3.3548 | 4.4044 | 5.2948 | 5.2743 | 4.66 | 4.2745 | 3.8988 | 3.445
2030-02-01 | 3.3274 | 3.4155 | 3.1182 | 3.1521 | 3.1355 | 3.5099 | 4.3515 | 4.72 | 4.4341 | 3.5258 | 3.6226 | 2.9768 | 2.4742 | 2.1085 | 2.438 | 3.0318 | 3.3083 | 3.9428 | 4.9516 | 4.9243 | 4.0691 | 4.3958 | 4.3397 | 3.5473
2030-02-02 | 3.3168 | 3.2714 | 3.0609 | 2.8375 | 2.6052 | 2.8753 | 2.9683 | 2.9639 | 2.6095 | 2.405 | 2.1017 | 1.9393 | 1.5743 | 1.6364 | 2.086 | 2.6273 | 3.5344 | 3.7826 | 4.6576 | 4.8532 | 4.4628 | 4.105 | 3.9849 | 3.6998
2030-02-03 | 3.2537 | 3.1257 | 3.3474 | 3.1434 | 2.9865 | 3.036 | 3.2279 | 3.5004 | 3.533 | 3.1136 | 2.6337 | 2.6006 | 2.7885 | 2.7194 | 2.2572 | 2.4415 | 2.6003 | 3.2148 | 4.5148 | 4.8213 | 4.4259 | 3.9269 | 3.508 | 3.1041
2030-02-04 | 3.0845 | 3.1348 | 2.9063 | 2.8109 | 2.8201 | 3.0195 | 3.8929 | 3.9918 | 3.31 | 3.645 | 3.5391 | 2.8311 | 2.636 | 2.162 | 2.76 | 3.5149 | 4.1944 | 4.8351 | 4.9941 | 4.6654 | 3.9169 | 4.0604 | 3.6377 | 3.1242
2030-02-05 | 3.1133 | 3.1936 | 2.948 | 2.8034 | 2.8025 | 3.2872 | 3.8491 | 3.8157 | 3.6618 | 2.8808 | 3.1404 | 3.2571 | 3.2685 | 2.6317 | 2.7213 | 2.8612 | 3.5268 | 3.8434 | 4.768 | 5.1052 | 4.4728 | 4.1076 | 4.2835 | 3.5887
2030-02-06 | 3.1554 | 3.1617 | 3.068 | 3.1144 | 2.9247 | 3.1189 | 3.5181 | 3.5228 | 3.2808 | 2.7206 | 2.3192 | 2.5318 | 2.6594 | 2.6265 | 2.4324 | 2.5978 | 3.5474 | 4.2688 | 4.9383 | 4.9561 | 4.6039 | 4.002 | 3.75 | 3.6831
2030-02-07 | 3.332 | 3.074 | 3.0161 | 2.9851 | 3.0799 | 3.3172 | 3.8567 | 3.4864 | 3.3471 | 2.651 | 2.4143 | 2.0479 | 1.8676 | 1.6188 | 1.7473 | 2.1571 | 2.717 | 3.6832 | 4.3029 | 4.4321 | 4.139 | 3.8587 | 3.3463 | 3.1586
2030-02-08 | 3.0109 | 2.7736 | 2.7152 | 2.7186 | 2.6773 | 2.9003 | 3.5018 | 3.8233 | 3.3558 | 2.4809 | 1.7751 | 1.5573 | 1.4985 | 1.5337 | 1.819 | 1.9574 | 2.4264 | 3.2401 | 4.5015 | 4.3638 | 3.6125 | 3.8774 | 3.5109 | 3.0487
2030-02-09 | 2.8828 | 2.9504 | 2.7447 | 2.6639 | 2.6269 | 2.7306 | 3.0405 | 2.8087 | 2.4334 | 2.1173 | 1.6864 | 1.2803 | 1.2141 | 1.3299 | 1.5883 | 2.0493 | 2.5723 | 3.2593 | 3.8483 | 4.1179 | 3.7676 | 3.5409 | 3.2672 | 3.1207
2030-02-10 | 3.0604 | 2.7977 | 2.761 | 2.7335 | 2.6339 | 2.6841 | 2.7798 | 2.8113 | 2.6094 | 2.2351 | 1.7563 | 1.4446 | 1.2023 | 1.3445 | 1.6827 | 1.9084 | 2.4506 | 3.1187 | 4.5002 | 4.7083 | 4.2149 | 3.4615 | 3.0756 | 2.8249
2030-02-11 | 2.7192 | 2.8664 | 2.692 | 2.6709 | 2.7603 | 3.2827 | 3.6523 | 3.5536 | 3.2379 | 2.5453 | 2.1638 | 2.0309 | 1.8341 | 1.8244 | 2.1215 | 2.5619 | 3.3927 | 4.0967 | 4.7772 | 4.8186 | 4.3382 | 4.0894 | 3.639 | 3.5853
2030-02-12 | 3.1296 | 2.9065 | 2.845 | 2.9551 | 2.9048 | 3.0822 | 3.7117 | 3.6186 | 4.0312 | 3.6818 | 3.0788 | 2.8864 | 2.6914 | 3.0173 | 3.0918 | 3.3343 | 3.704 | 4.2966 | 5.1828 | 5.1721 | 4.6361 | 4.3089 | 4.0674 | 3.5104
2030-02-13 | 3.1704 | 3.0392 | 3.0333 | 3.2913 | 3.1812 | 3.2148 | 3.398 | 3.644 | 3.9117 | 3.6035 | 3.312 | 3.1697 | 3.4647 | 3.6449 | 3.6969 | 4.0749 | 4.6474 | 4.6181 | 4.767 | 4.7885 | 4.4939 | 4.0392 | 3.9121 | 3.5979
2030-02-14 | 3.4391 | 3.071 | 3.0999 | 3.166 | 3.2808 | 3.3995 | 4.2117 | 4.3165 | 4.3503 | 4.0517 | 3.5682 | 2.7594 | 2.4876 | 2.5913 | 2.9062 | 2.7533 | 3.7033 | 3.7431 | 4.5152 | 4.8121 | 4.6542 | 4.4227 | 4.0238 | 3.8148
2030-02-15 | 3.245 | 3.0841 | 3.0476 | 3.0173 | 2.9237 | 3.2328 | 4.1412 | 4.3389 | 3.4779 | 3.4511 | 2.8881 | 2.121 | 2.1903 | 2.5831 | 2.4027 | 2.5988 | 3.1769 | 3.8367 | 4.2869 | 4.7195 | 4.477 | 4.3925 | 3.7298 | 3.3757
2030-02-16 | 3.3131 | 2.9218 | 2.8569 | 2.808 | 2.7801 | 2.8198 | 2.8918 | 2.8729 | 2.585 | 2.4752 | 2.2274 | 1.7188 | 1.5403 | 1.7718 | 2.1144 | 2.9584 | 3.5044 | 4.0436 | 4.1538 | 4.1839 | 3.9992 | 4.0873 | 3.5558 | 3.2986
2030-02-17 | 3.1497 | 3.2649 | 2.9643 | 2.8458 | 2.6914 | 2.7094 | 2.8977 | 2.9571 | 3.007 | 2.6282 | 2.4433 | 2.3604 | 2.7547 | 2.5904 | 2.3986 | 2.7466 | 3.2274 | 4.0187 | 4.4814 | 4.3764 | 3.6109 | 3.1809 | 3.5331 | 3.0372
2030-02-18 | 2.7848 | 2.6862 | 2.7642 | 2.6513 | 2.6646 | 2.7773 | 2.9069 | 2.9748 | 2.937 | 2.4706 | 1.9983 | 1.277 | 1.3105 | 1.619 | 2.0754 | 2.4184 | 2.7538 | 3.4707 | 4.5416 | 5.075 | 4.08 | 3.9879 | 3.9173 | 3.2037
2030-02-19 | 2.9072 | 3.0715 | 2.9034 | 2.7549 | 2.668 | 2.9414 | 3.6279 | 3.5033 | 2.7707 | 2.4794 | 2.2683 | 1.9531 | 1.7971 | 2.0688 | 2.2727 | 2.3548 | 3.0541 | 4.1141 | 5.0578 | 5.087 | 4.5443 | 4.6557 | 3.9752 | 3.348
2030-02-20 | 2.9871 | 2.8446 | 2.9009 | 2.6811 | 2.5654 | 2.7971 | 3.3735 | 3.6365 | 3.32 | 2.7102 | 2.5019 | 2.1772 | 2.083 | 2.2324 | 2.4782 | 3.0465 | 3.3162 | 3.8911 | 4.9158 | 5.1933 | 4.6684 | 4.1574 | 3.9652 | 3.7974
2030-02-21 | 3.4159 | 3.1915 | 3.0824 | 3.2382 | 3.0299 | 3.214 | 3.7 | 3.9357 | 4.0388 | 3.513 | 3.1818 | 3.7993 | 3.7249 | 3.3356 | 3.2957 | 3.5582 | 4.3953 | 4.4833 | 4.7932 | 4.7583 | 4.3554 | 3.9268 | 3.8545 | 3.468
2030-02-22 | 3.095 | 2.9522 | 2.8816 | 2.8474 | 2.917 | 3.1442 | 3.9023 | 3.9418 | 3.4171 | 3.0785 | 2.3221 | 2.0206 | 2.109 | 2.5147 | 2.5863 | 2.8438 | 3.4229 | 4.2297 | 4.6044 | 4.5887 | 4.4576 | 4.4603 | 3.9965 | 3.5965
2030-02-23 | 3.6883 | 3.2591 | 3.0407 | 2.9466 | 2.8269 | 3.2374 | 3.3821 | 3.4108 | 3.1713 | 2.6988 | 2.2615 | 1.7271 | 1.9755 | 2.2058 | 2.2473 | 2.5552 | 3.3846 | 4.2975 | 4.2705 | 4.4842 | 4.298 | 3.9466 | 3.7584 | 3.4614
2030-02-24 | 3.5104 | 3.0729 | 2.9878 | 2.9418 | 2.7801 | 2.883 | 3.1332 | 3.4642 | 3.0849 | 2.5802 | 2.4605 | 2.2604 | 2.2001 | 2.079 | 2.6104 | 2.7977 | 3.2413 | 4.2321 | 4.9918 | 5.001 | 4.2062 | 3.7052 | 3.3557 | 2.9652
2030-02-25 | 2.9306 | 2.9344 | 2.7149 | 2.7505 | 2.9071 | 3.175 | 4.0021 | 3.8648 | 3.6332 | 3.0848 | 2.6093 | 2.1061 | 2.3183 | 2.3792 | 2.6599 | 2.9882 | 3.8362 | 4.3703 | 4.858 | 4.7251 | 4.5237 | 4.3061 | 3.6645 | 3.2492
2030-02-26 | 3.0801 | 3.028 | 2.8075 | 2.8632 | 2.826 | 3.3967 | 3.823 | 3.7654 | 3.3387 | 2.9007 | 2.3053 | 2.0252 | 2.1715 | 2.0872 | 2.2101 | 2.4591 | 3.398 | 3.9698 | 4.8033 | 5.0932 | 4.5697 | 4.0882 | 3.9141 | 3.6926
2030-02-27 | 3.2191 | 3.0528 | 2.673 | 2.5925 | 2.5831 | 3.265 | 3.6408 | 3.4534 | 3.7705 | 3.3451 | 2.8169 | 2.3758 | 2.2558 | 2.044 | 2.5154 | 3.2159 | 4.024 | 3.9022 | 4.7466 | 5.144 | 4.7256 | 4.5216 | 4.1729 | 3.3515
2030-02-28 | 3.1412 | 3.1019 | 3.238 | 3.0227 | 2.9615 | 3.2856 | 4.2801 | 4.4264 | 3.9659 | 3.1209 | 2.3059 | 2.195 | 2.21 | 2.0996 | 2.6476 | 2.8744 | 3.3481 | 3.9563 | 4.6948 | 4.8028 | 4.4167 | 4.0918 | 3.7279 | 3.2416
2030-03-01 | 3.1573 | 3.0612 | 3.1572 | 3.2734 | 2.907 | 3.0872 | 3.5641 | 3.6813 | 3.255 | 2.5594 | 2.3632 | 2.3513 | 2.6162 | 2.5183 | 2.2396 | 3.0685 | 3.5789 | 3.9896 | 4.5004 | 4.7306 | 4.2683 | 3.9234 | 4.1579 | 3.84
2030-03-02 | 3.1985 | 3.2541 | 3.1578 | 2.9849 | 2.8864 | 3.0419 | 3.5012 | 3.4579 | 2.8638 | 2.9723 | 3.0263 | 2.3813 | 2.1612 | 2.1851 | 2.3401 | 2.4113 | 3.1497 | 3.8837 | 4.3039 | 4.0216 | 3.9138 | 4.1043 | 3.8351 | 3.3762
2030-03-03 | 3.3836 | 3.1536 | 2.8937 | 2.8929 | 2.7705 | 3.0201 | 2.9506 | 2.8798 | 2.794 | 2.7153 | 2.3173 | 2.0405 | 1.8306 | 1.9974 | 1.9669 | 2.038 | 2.6798 | 3.652 | 4.5741 | 4.7366 | 4.1364 | 3.4935 | 3.2174 | 2.9452
2030-03-04 | 3.0405 | 2.9138 | 2.7945 | 2.7014 | 2.744 | 3.3128 | 4.063 | 3.6822 | 3.4455 | 2.5916 | 2.1196 | 1.6939 | 1.6993 | 1.9486 | 1.9291 | 2.2039 | 2.9554 | 3.8525 | 4.6495 | 5.0317 | 4.4609 | 3.9682 | 3.6076 | 3.3951
2030-03-05 | 3.3249 | 3.1691 | 2.9435 | 2.9476 | 2.9338 | 3.4267 | 4.325 | 3.8537 | 3.4513 | 3.0181 | 2.5188 | 2.0933 | 1.9149 | 2.2119 | 2.0852 | 2.0709 | 2.6307 | 3.7588 | 4.6287 | 4.9578 | 4.4346 | 3.8543 | 3.6338 | 3.0926
2030-03-06 | 3.0639 | 3.1094 | 2.9179 | 2.8944 | 2.8517 | 3.1032 | 4.0393 | 3.4968 | 2.8288 | 2.024 | 1.6181 | 1.6859 | 2.0756 | 1.8738 | 1.7117 | 2.1 | 2.7259 | 3.3176 | 4.3212 | 4.8565 | 4.3545 | 3.6693 | 3.6703 | 3.3439
2030-03-07 | 2.8988 | 2.8417 | 2.9153 | 2.7136 | 2.7292 | 3.0371 | 3.6614 | 4.024 | 3.4254 | 2.8788 | 2.3866 | 2.0944 | 1.9964 | 2.1248 | 2.4182 | 2.617 | 2.9924 | 3.4985 | 4.673 | 4.9383 | 4.3562 | 3.8558 | 3.5284 | 3.1444
2030-03-08 | 2.9671 | 2.9544 | 3.0406 | 2.8283 | 2.8368 | 3.2301 | 4.0285 | 3.5726 | 3.161 | 2.7814 | 2.1076 | 1.9252 | 2.136 | 1.9889 | 1.7307 | 2.0422 | 2.7811 | 3.2513 | 3.8231 | 4.1049 | 3.6756 | 3.7897 | 3.7307 | 3.3982
2030-03-09 | 3.1775 | 2.9154 | 2.7556 | 2.7463 | 2.7081 | 2.8747 | 3.0867 | 3.1446 | 2.6945 | 2.1432 | 1.64 | 0.90626 | 1.0287 | 1.0422 | 1.2476 | 1.8743 | 2.8052 | 3.1818 | 3.8644 | 4.2565 | 3.901 | 3.4734 | 3.2481 | 3.0421
2030-03-10 | 3.0614 | 2.767 | 2.6998 | 2.7162 | 2.7542 | 2.6537 | 2.7996 | 2.9834 | 3.1899 | 2.9775 | 2.0123 | 1.9802 | 2.1236 | 1.6323 | 1.9392 | 2.5292 | 3.2406 | 3.6695 | 4.2898 | 4.1554 | 3.7502 | 3.4209 | 3.4358 | 2.873
2030-03-11 | 2.8091 | 2.8345 | 2.6009 | 2.5701 | 2.644 | 2.9219 | 3.8869 | 4.1251 | 3.5448 | 2.6102 | 2.6654 | 2.5204 | 2.8144 | 2.4507 | 2.4859 | 3.2971 | 3.4676 | 3.927 | 4.8185 | 4.8228 | 4.0376 | 3.7342 | 3.709 | 3.0616
2030-03-12 | 2.9027 | 2.2609 | 1.8399 | 2.0772 | 2.6273 | 2.9928 | 4.1543 | 4.2729 | 3.6222 | 3.5295 | 3.3504 | 3.2882 | 3.33 | 3.4538 | 3.5205 | 3.4155 | 3.8489 | 4.221 | 5.0522 | 4.925 | 4.5041 | 4.1091 | 3.6623 | 3.1822
2030-03-13 | 2.9487 | 3.0149 | 2.7779 | 2.5695 | 2.6658 | 3.0368 | 3.6718 | 4.0983 | 3.8842 | 3.0943 | 2.8006 | 2.4285 | 2.7989 | 2.5255 | 2.4898 | 3.7046 | 3.8576 | 4.0375 | 5.0144 | 5.2328 | 4.7099 | 4.073 | 3.8154 | 3.7132
2030-03-14 | 3.1451 | 3.0449 | 3.1087 | 2.8276 | 2.8921 | 3.3915 | 4.1987 | 4.2302 | 3.6925 | 3.0037 | 2.6109 | 2.3019 | 2.1103 | 2.1234 | 2.5913 | 3.1059 | 3.6658 | 4.4127 | 5.065 | 5.3612 | 4.789 | 4.1428 | 3.6221 | 3.3793
2030-03-15 | 2.9972 | 2.8727 | 2.7914 | 2.8276 | 2.8978 | 3.0289 | 3.5733 | 3.7697 | 3.433 | 3.1971 | 3.0694 | 2.7384 | 2.4407 | 2.6754 | 3.0258 | 3.3944 | 3.9432 | 3.908 | 4.5868 | 4.9052 | 4.5397 | 4.2481 | 3.9602 | 3.6426
2030-03-16 | 3.5011 | 3.2205 | 2.9736 | 3.0233 | 3.1848 | 3.0706 | 3.2804 | 3.1295 | 2.8017 | 2.3007 | 1.937 | 1.5851 | 1.503 | 1.7958 | 1.884 | 2.0811 | 2.8116 | 3.7677 | 4.4163 | 4.5398 | 4.1917 | 4.1628 | 3.6828 | 3.4219
2030-03-17 | 3.4201 | 3.2882 | 2.974 | 2.89 | 2.8023 | 3.1081 | 3.2963 | 3.1513 | 2.7302 | 2.6361 | 2.2399 | 2.3126 | 2.0304 | 1.9622 | 1.8767 | 1.7515 | 2.2603 | 3.2 | 4.4738 | 4.6328 | 4.3068 | 3.8888 | 3.5516 | 3.1732
2030-03-18 | 3.1493 | 3.0643 | 2.7649 | 2.5223 | 2.5747 | 2.94 | 3.136 | 3.2743 | 3.3192 | 2.774 | 2.3494 | 1.8376 | 2.2846 | 3.1805 | 2.8719 | 2.9019 | 3.2528 | 3.4545 | 4.1455 | 4.7541 | 4.4357 | 3.7913 | 3.4599 | 3.3995
2030-03-19 | 3.1782 | 2.8626 | 2.7566 | 2.9498 | 2.8763 | 3.119 | 3.5256 | 3.724 | 3.704 | 3.601 | 3.0921 | 2.4581 | 2.3828 | 2.7252 | 2.8463 | 3.1155 | 3.9033 | 4.1952 | 4.637 | 4.7796 | 4.4106 | 3.9672 | 3.4196 | 3.2267
2030-03-20 | 3.0206 | 2.8258 | 2.8129 | 2.8164 | 2.8534 | 3.4376 | 3.6364 | 3.6696 | 3.4482 | 2.7879 | 2.4887 | 2.1134 | 2.5237 | 2.2931 | 2.5126 | 3.1039 | 3.5712 | 4.2429 | 4.7297 | 4.7806 | 4.1346 | 3.6221 | 3.4568 | 3.3034
2030-03-21 | 3.2839 | 3.0751 | 2.861 | 2.8154 | 3.0296 | 3.1919 | 3.707 | 3.6801 | 3.7799 | 3.639 | 2.881 | 2.039 | 2.2588 | 2.6217 | 2.8301 | 3.1491 | 3.5489 | 4.3568 | 4.8378 | 4.9513 | 4.3057 | 3.9561 | 3.7091 | 3.3893
2030-03-22 | 3.3559 | 3.2176 | 2.9788 | 2.9542 | 2.8841 | 3.2007 | 3.785 | 3.4956 | 3.0336 | 2.9722 | 2.5372 | 2.3644 | 2.3901 | 2.7329 | 2.6932 | 3.3892 | 3.7566 | 4.474 | 4.3607 | 4.3635 | 4.3719 | 4.2474 | 3.8161 | 3.6293
2030-03-23 | 3.5174 | 3.2228 | 2.9916 | 2.9429 | 3.2195 | 3.2455 | 3.5902 | 3.7637 | 3.8746 | 4.1869 | 3.7542 | 3.1113 | 2.8972 | 2.8531 | 2.9054 | 3.0369 | 3.209 | 3.6835 | 3.7499 | 4.0801 | 3.9939 | 3.5683 | 3.4145 | 3.2281
2030-03-24 | 3.0713 | 2.7806 | 2.6884 | 2.5823 | 2.5116 | 2.5724 | 2.6734 | 2.7699 | 2.5687 | 2.3197 | 1.7294 | 1.191 | 1.2863 | 1.3332 | 1.3487 | 1.7764 | 2.483 | 3.1737 | 3.7942 | 4.5258 | 4.3554 | 3.8863 | 3.6713 | 3.5
2030-03-25 | 3.1282 | 2.8156 | 2.7513 | 2.8359 | 2.9706 | 3.1358 | 3.4776 | 3.3999 | 3.23 | 3.4009 | 2.4089 | 2.3521 | 2.2661 | 1.9841 | 1.883 | 2.0828 | 2.6795 | 3.3511 | 4.1935 | 4.8143 | 4.4168 | 3.8733 | 3.8915 | 3.3921
2030-03-26 | 2.9229 | 2.9952 | 2.96 | 2.7961 | 2.7858 | 3.0405 | 3.9009 | 3.4986 | 2.6862 | 2.291 | 2.0967 | 1.7494 | 1.7642 | 1.8895 | 1.9075 | 2.0728 | 2.9086 | 3.9596 | 4.3967 | 4.901 | 4.6544 | 4.316 | 3.863 | 3.599
2030-03-27 | 3.1029 | 2.9745 | 2.9042 | 2.8928 | 2.8889 | 3.4028 | 3.6755 | 3.5545 | 3.18 | 2.5183 | 2.1428 | 1.8883 | 2.0873 | 1.9531 | 1.7601 | 2.183 | 3.1279 | 3.903 | 4.4173 | 5.014 | 4.7354 | 4.3346 | 3.9235 | 3.6318
2030-03-28 | 3.327 | 2.9213 | 2.8698 | 3.046 | 3.1092 | 3.3644 | 3.7429 | 3.7437 | 3.2756 | 2.7398 | 2.2697 | 1.9916 | 2.1195 | 2.2067 | 2.1902 | 2.4094 | 3.359 | 4.0363 | 4.553 | 5.1053 | 4.8528 | 4.4201 | 3.715 | 3.3314
2030-03-29 | 3.3166 | 2.9849 | 2.8355 | 2.7617 | 2.7997 | 2.9671 | 3.4309 | 3.4042 | 2.7601 | 2.2051 | 1.7581 | 1.6854 | 1.7829 | 1.8546 | 1.7524 | 2.0414 | 3.0327 | 3.6129 | 4.2012 | 4.7836 | 4.502 | 4.1672 | 3.7733 | 3.5085
2030-03-30 | 3.4142 | 3.1353 | 2.8749 | 2.8088 | 2.9558 | 3.0609 | 3.1493 | 3.0631 | 2.6303 | 2.8144 | 2.3907 | 2.4784 | 2.7248 | 2.795 | 2.6383 | 2.7566 | 2.7369 | 3.7409 | 3.9258 | 4.4455 | 4.1815 | 3.9127 | 3.5684 | 3.2782
2030-03-31 | 3.3314 | 2.9722 | 2.8216 | 2.7896 | 2.6733 | 2.7903 | 2.7419 | 2.7865 | 2.7917 | 2.4313 | 2.0236 | 2.2566 | 2.2207 | 2.0225 | 2.0788 | 2.5216 | 2.902 | 3.5845 | 4.3779 | 4.8236 | 4.3088 | 4.0614 | 3.9644 | 3.6484
2030-04-01 | 3.3493 | 3.0416 | 3.0049 | 3.0043 | 3.0488 | 3.5337 | 4.6455 | 4.4158 | 4.4214 | 4.0414 | 3.6883 | 3.2517 | 3.9083 | 3.921 | 3.9564 | 3.7902 | 4.6652 | 5.0055 | 5.1032 | 4.7629 | 4.1499 | 3.8039 | 3.4564 | 3.3088
2030-04-02 | 3.0425 | 2.882 | 2.8363 | 2.5184 | 2.3205 | 2.4214 | 2.9501 | 3.7447 | 3.1907 | 2.6748 | 3.0336 | 2.6463 | 2.3315 | 2.411 | 2.89 | 3.0941 | 3.9729 | 4.6077 | 4.8259 | 4.898 | 4.7284 | 4.2739 | 3.7639 | 3.604
2030-04-03 | 3.1042 | 2.8843 | 2.8679 | 2.9007 | 2.8815 | 3.2561 | 3.9749 | 4.3748 | 3.3727 | 3.2877 | 3.5057 | 3.2625 | 2.428 | 2.4998 | 2.8362 | 3.0282 | 3.7414 | 4.4095 | 4.9363 | 5.1639 | 4.7551 | 4.4234 | 3.9124 | 3.2706
2030-04-04 | 3.2154 | 3.1057 | 3.0547 | 3.2316 | 3.0953 | 3.4633 | 4.2054 | 4.0455 | 4.2443 | 4.0379 | 3.4516 | 3.665 | 2.8417 | 2.8219 | 3.3529 | 3.47 | 4.1975 | 4.2794 | 4.8402 | 5.1855 | 4.7995 | 4.2088 | 4.3743 | 3.8152
2030-04-05 | 3.129 | 2.9675 | 2.8952 | 2.9382 | 3.0057 | 3.0948 | 3.285 | 3.533 | 3.4037 | 2.9198 | 2.5533 | 2.2705 | 2.3278 | 2.1892 | 2.5711 | 3.0287 | 2.9771 | 3.7079 | 4.7287 | 5.0467 | 4.4899 | 4.0419 | 3.885 | 3.4108
2030-04-06 | 3.4356 | 3.2451 | 2.9166 | 2.8866 | 3.0397 | 3.2696 | 3.0919 | 3.1344 | 3.0819 | 2.7847 | 2.6664 | 2.4496 | 2.4912 | 2.4802 | 2.6209 | 3.2618 | 3.6403 | 4.2598 | 4.9207 | 4.8564 | 4.2428 | 4.4141 | 4.3737 | 3.5983
2030-04-07 | 3.2882 | 3.1591 | 3.3612 | 2.9961 | 2.8954 | 2.8797 | 2.9841 | 3.161 | 2.8709 | 3.1339 | 2.9448 | 2.6176 | 2.3843 | 2.2944 | 2.5226 | 2.5432 | 3.2105 | 3.6343 | 4.235 | 4.8281 | 4.4773 | 4.1322 | 3.5694 | 3.1031
2030-04-08 | 2.9497 | 2.8996 | 3.0574 | 2.8949 | 2.8958 | 3.1949 | 4.0536 | 3.9957 | 3.2695 | 2.6074 | 2.143 | 2.0124 | 1.8894 | 2.0123 | 2.1439 | 2.1368 | 2.691 | 3.7193 | 4.5388 | 5.0769 | 4.5352 | 3.924 | 3.5186 | 3.1234
2030-04-09 | 3.0429 | 3.0294 | 2.8367 | 2.7802 | 3.007 | 3.3091 | 3.6744 | 3.4308 | 2.967 | 2.3093 | 1.9986 | 1.8001 | 1.9025 | 2.0732 | 1.9689 | 2.1735 | 2.9419 | 3.8713 | 4.5087 | 5.0071 | 4.7492 | 4.1639 | 3.6509 | 3.1762
2030-04-10 | 3.1201 | 2.9982 | 2.8405 | 2.8387 | 2.8805 | 3.1466 | 3.3781 | 3.389 | 2.8858 | 2.3805 | 2.1102 | 2.0407 | 2.0258 | 2.1822 | 2.2092 | 2.816 | 3.2441 | 3.7335 | 4.7852 | 5.1802 | 4.7725 | 3.8715 | 3.5529 | 3.5882
2030-04-11 | 3.0366 | 2.8978 | 2.8867 | 2.9966 | 3.0956 | 3.2394 | 3.6841 | 3.5433 | 3.0323 | 2.5598 | 2.2627 | 1.9581 | 2.036 | 2.0616 | 1.9582 | 2.1934 | 3.2509 | 3.8097 | 4.4158 | 5.1759 | 4.7217 | 4.1347 | 3.5485 | 3.3768
2030-04-12 | 3.0484 | 2.9109 | 2.8446 | 2.8413 | 2.8235 | 3.0318 | 3.8507 | 3.7746 | 3.2257 | 2.5653 | 2.2392 | 2.1823 | 2.2979 | 2.3769 | 2.171 | 2.7418 | 3.6335 | 4.4671 | 4.9511 | 5.174 | 4.6884 | 4.1816 | 4.1515 | 3.7021
2030-04-13 | 3.6288 | 3.2906 | 3.0738 | 3.0327 | 3.1191 | 3.2782 | 2.9727 | 2.883 | 2.8025 | 2.4241 | 2.0679 | 1.9043 | 1.7774 | 1.9501 | 1.8296 | 2.1605 | 2.976 | 3.8056 | 4.4163 | 4.6578 | 3.9212 | 3.7606 | 3.8928 | 3.5408
2030-04-14 | 3.6602 | 3.3072 | 3.0697 | 3.0135 | 3.0643 | 3.3318 | 3.3257 | 2.9996 | 2.4623 | 2.2218 | 2.3567 | 2.2236 | 2.0998 | 1.9419 | 1.9102 | 2.3037 | 2.7735 | 3.4248 | 4.667 | 5.1231 | 4.8305 | 4.4348 | 4.0246 | 3.369
2030-04-15 | 3.169 | 3.268 | 3.2314 | 3.0364 | 3.016 | 3.7384 | 4.1745 | 3.7784 | 3.5069 | 2.6726 | 2.3132 | 2.1783 | 2.1305 | 2.3937 | 2.3791 | 2.3474 | 3.0589 | 4.1849 | 4.9392 | 5.036 | 4.5927 | 4.001 | 3.4448 | 3.1121
2030-04-16 | 3.1403 | 2.9892 | 2.8492 | 2.8765 | 3.0766 | 3.1992 | 3.6456 | 3.8437 | 3.8728 | 3.4439 | 2.5847 | 2.3071 | 2.3337 | 2.2196 | 2.1585 | 2.6462 | 3.2179 | 3.8974 | 4.7616 | 5.0555 | 4.5393 | 3.6789 | 3.4471 | 3.095
2030-04-17 | 2.8766 | 2.9994 | 2.8711 | 2.8186 | 2.8428 | 3.1281 | 3.5801 | 3.4474 | 2.7642 | 2.418 | 2.1702 | 1.8582 | 1.7359 | 2.0901 | 2.1423 | 2.3049 | 3.169 | 4.062 | 4.6798 | 5.1223 | 4.6163 | 3.9397 | 3.4991 | 3.1801
2030-04-18 | 3.0772 | 3.1811 | 2.9478 | 2.9137 | 2.9339 | 3.5503 | 3.9899 | 3.5907 | 3.9258 | 3.2871 | 3.2509 | 3.0891 | 3.4743 | 3.2071 | 3.1984 | 3.3984 | 4.1609 | 4.5648 | 4.6485 | 5.1008 | 4.8299 | 4.0633 | 4.061 | 3.8688
2030-04-19 | 3.2669 | 3.07 | 3.0013 | 2.8844 | 2.8595 | 3.2639 | 3.4123 | 3.654 | 3.8326 | 3.4422 | 2.8116 | 2.5602 | 2.7318 | 2.4398 | 2.2306 | 2.2653 | 3.0789 | 3.8845 | 3.9649 | 4.304 | 4.2312 | 3.7369 | 3.659 | 3.4468
2030-04-20 | 3.2269 | 2.9124 | 2.8139 | 2.7733 | 2.8163 | 2.92 | 3.3463 | 2.9855 | 2.7413 | 2.6915 | 2.1974 | 1.7606 | 1.9271 | 1.745 | 2.0873 | 2.3971 | 2.9451 | 3.0854 | 4.0233 | 4.6489 | 4.3154 | 3.6338 | 3.6554 | 3.6279
2030-04-21 | 3.064 | 2.961 | 3.0281 | 3.0074 | 2.8967 | 2.8866 | 2.847 | 2.6473 | 2.6389 | 2.2905 | 1.9868 | 1.7511 | 1.8699 | 1.5867 | 1.8714 | 2.1856 | 2.7166 | 3.6547 | 4.3056 | 4.9846 | 4.6666 | 3.8827 | 3.531 | 3.4313
2030-04-22 | 3.109 | 2.8138 | 2.7655 | 2.7333 | 2.8225 | 3.2758 | 3.9444 | 3.2894 | 3.3274 | 3.2559 | 2.9172 | 2.3215 | 2.1702 | 2.2736 | 2.1826 | 2.6375 | 3.2891 | 3.9842 | 4.6073 | 5.1098 | 4.6152 | 3.9402 | 3.5526 | 3.181
2030-04-23 | 3.0654 | 3.1597 | 2.8711 | 2.7848 | 2.8131 | 2.956 | 3.5134 | 2.9675 | 3.1179 | 2.421 | 2.3016 | 2.3816 | 2.1125 | 2.1055 | 2.7349 | 2.4923 | 2.849 | 3.7185 | 4.572 | 4.9336 | 4.5249 | 3.7435 | 3.3368 | 3.0603
2030-04-24 | 2.9059 | 2.9056 | 2.9704 | 2.8312 | 2.8409 | 3.2294 | 3.6078 | 3.4625 | 3.2425 | 2.8228 | 2.3838 | 2.0185 | 2.0304 | 2.188 | 2.0179 | 2.1062 | 2.8679 | 3.9316 | 4.5915 | 5.1365 | 4.6568 | 3.6546 | 3.1156 | 2.8622
2030-04-25 | 2.8892 | 2.8371 | 2.612 | 2.6941 | 2.8124 | 2.8451 | 3.1214 | 3.1597 | 3.0655 | 2.7996 | 2.532 | 2.3173 | 2.0742 | 2.3714 | 2.3677 | 2.8909 | 3.9338 | 4.1474 | 4.6513 | 5.1608 | 4.7798 | 3.9743 | 3.3198 | 2.99
2030-04-26 | 3.0182 | 2.9198 | 2.7924 | 2.7309 | 2.7809 | 3.0521 | 3.7054 | 3.6597 | 3.7266 | 3.8565 | 3.5795 | 3.3198 | 2.9953 | 2.8548 | 3.0324 | 3.3537 | 3.4679 | 3.5886 | 4.3702 | 4.6812 | 4.0425 | 3.8424 | 3.8971 | 3.1147
2030-04-27 | 2.9343 | 2.9467 | 2.82 | 2.8002 | 2.8329 | 3.1429 | 3.0586 | 3.1767 | 3.0513 | 2.7807 | 2.7803 | 2.3675 | 2.2224 | 2.4082 | 2.3316 | 2.4031 | 2.5635 | 3.3577 | 4.0735 | 3.8057 | 3.5501 | 3.6236 | 3.2545 | 2.896
2030-04-28 | 2.8224 | 2.9287 | 2.7396 | 2.6575 | 2.7283 | 2.844 | 3.0423 | 2.6849 | 2.3943 | 2.3379 | 2.018 | 1.6664 | 1.7276 | 2.0285 | 2.2514 | 2.3422 | 2.6087 | 3.2446 | 3.7539 | 4.1298 | 4.0814 | 3.7078 | 3.124 | 2.8824
2030-04-29 | 2.9693 | 2.8113 | 2.7471 | 2.7491 | 2.8363 | 3.2171 | 3.4751 | 3.4383 | 3.6345 | 2.5933 | 2.2084 | 2.2535 | 2.2128 | 2.2088 | 2.4895 | 2.7624 | 2.6539 | 3.2183 | 4.3885 | 4.6369 | 4.2554 | 4.1994 | 3.9188 | 3.111
2030-04-30 | 3.0681 | 3.0648 | 2.8408 | 2.8483 | 2.884 | 3.111 | 3.5495 | 2.7886 | 2.6554 | 2.469 | 2.3185 | 1.9717 | 1.8568 | 1.9786 | 2.3507 | 2.9163 | 3.7318 | 4.151 | 4.3757 | 4.8445 | 4.3298 | 3.7608 | 3.3254 | 3.0758
2030-05-01 | 2.9081 | 2.782 | 2.6832 | 2.6398 | 2.7128 | 2.9365 | 3.5285 | 4.0343 | 4.0522 | 3.8895 | 3.0349 | 3.4451 | 3.4212 | 3.1025 | 3.4943 | 3.5506 | 3.6577 | 4.048 | 4.8065 | 5.0801 | 4.2302 | 3.5212 | 3.7916 | 3.0378
2030-05-02 | 2.8005 | 2.9062 | 2.6498 | 2.4572 | 2.5205 | 2.8095 | 3.3501 | 3.0425 | 3.1639 | 2.9304 | 2.3699 | 2.4849 | 2.9108 | 3.1844 | 3.118 | 3.4186 | 3.3937 | 4.4688 | 4.6903 | 4.8562 | 4.6319 | 4.3717 | 3.8799 | 3.1818
2030-05-03 | 2.9344 | 2.8129 | 2.8968 | 2.8957 | 2.8926 | 3.2956 | 4.1283 | 4.1522 | 3.5093 | 2.812 | 3.4668 | 3.4236 | 3.2693 | 2.3945 | 2.751 | 3.4582 | 3.679 | 3.8927 | 4.8295 | 4.7896 | 4.2494 | 4.2956 | 4.1007 | 3.299
2030-05-04 | 3.0372 | 2.9308 | 2.7033 | 2.5748 | 2.5485 | 2.7338 | 2.8582 | 2.5947 | 2.4199 | 2.4704 | 2.3982 | 2.2027 | 2.0941 | 2.159 | 2.1249 | 2.2611 | 2.7714 | 3.6112 | 4.306 | 4.1675 | 4.0201 | 3.9115 | 3.5082 | 2.9866
2030-05-05 | 2.8173 | 2.873 | 2.7972 | 2.688 | 2.7042 | 2.725 | 2.7343 | 2.5926 | 2.3803 | 2.1059 | 1.9196 | 1.6205 | 1.2358 | 1.4472 | 1.5705 | 1.7235 | 2.1446 | 2.7999 | 4.0898 | 4.6616 | 4.2171 | 3.4114 | 3.4777 | 2.9873
2030-05-06 | 2.7985 | 2.7741 | 2.8276 | 2.679 | 2.7556 | 3.0939 | 4.0207 | 3.4103 | 2.7496 | 2.5095 | 2.1539 | 2.0674 | 2.2383 | 2.1374 | 1.9201 | 2.0985 | 2.6893 | 3.6642 | 4.1647 | 4.7311 | 4.3987 | 3.8441 | 3.1448 | 2.9816
2030-05-07 | 2.9028 | 2.6886 | 2.4745 | 2.5267 | 2.7112 | 2.7544 | 3.0115 | 3.2113 | 3.6473 | 3.4463 | 2.9901 | 3.7234 | 3.4052 | 3.8697 | 3.4791 | 3.0204 | 3.5493 | 4.0489 | 4.5991 | 5.1984 | 4.7763 | 4.1303 | 3.6842 | 3.5516
2030-05-08 | 2.921 | 2.8277 | 2.7691 | 2.7632 | 2.7648 | 3.0632 | 3.741 | 3.7587 | 3.0625 | 2.6264 | 2.2036 | 1.9963 | 2.0081 | 2.0189 | 2.3201 | 2.5426 | 2.8467 | 3.7348 | 4.7072 | 5.2084 | 5.0341 | 4.2592 | 3.6539 | 3.1493
2030-05-09 | 2.9638 | 3.0186 | 2.8238 | 2.7553 | 2.7741 | 3.1375 | 4.0346 | 3.5086 | 3.1807 | 2.6422 | 2.5076 | 2.4517 | 2.2684 | 2.2084 | 2.6062 | 2.7008 | 3.3541 | 4.3021 | 5.0682 | 5.2052 | 4.9692 | 4.3582 | 3.8536 | 3.3927
2030-05-10 | 3.1073 | 2.983 | 2.9711 | 3.0558 | 3.1232 | 3.3281 | 3.7961 | 3.5911 | 3.2884 | 2.7837 | 2.331 | 2.2158 | 2.4988 | 2.5615 | 2.7934 | 2.8231 | 3.0729 | 3.4292 | 4.3737 | 5.0362 | 4.6164 | 3.937 | 3.6697 | 3.5375
2030-05-11 | 3.0191 | 2.9081 | 3.0116 | 2.7973 | 2.7659 | 2.8518 | 3.0323 | 2.9664 | 2.3488 | 1.8735 | 1.5605 | 1.3458 | 1.305 | 1.4352 | 1.6865 | 1.9791 | 2.5045 | 3.5843 | 4.3532 | 4.8139 | 4.2242 | 3.5949 | 3.5179 | 3.1653
2030-05-12 | 3.0446 | 3.0038 | 2.7851 | 2.7628 | 2.753 | 2.7778 | 2.9778 | 2.722 | 2.3034 | 2.0732 | 1.9549 | 1.7992 | 1.7231 | 1.7004 | 1.6847 | 1.982 | 2.523 | 3.6983 | 4.4237 | 4.8569 | 4.273 | 3.7109 | 3.5839 | 3.2406
2030-05-13 | 3.0521 | 2.8897 | 2.7222 | 2.6691 | 2.6081 | 2.8234 | 3.1836 | 2.9654 | 3.3128 | 3.1034 | 2.7011 | 2.753 | 2.6675 | 2.3715 | 2.3149 | 2.703 | 4.0162 | 4.5551 | 4.9196 | 4.6727 | 4.0156 | 3.4557 | 3.6263 | 3.1436
2030-05-14 | 2.7914 | 2.8909 | 2.8302 | 2.7024 | 2.7418 | 2.929 | 3.9187 | 3.7063 | 3.0878 | 3.0849 | 2.5529 | 2.0994 | 1.9321 | 2.116 | 2.2326 | 2.4381 | 3.5302 | 4.335 | 4.5393 | 4.7848 | 4.5991 | 4.0484 | 3.4263 | 3.4248
2030-05-15 | 2.948 | 2.7717 | 2.7237 | 2.6761 | 2.7803 | 2.9881 | 3.1196 | 2.6615 | 2.5033 | 2.2413 | 2.1207 | 1.9969 | 1.8978 | 2.0484 | 2.1093 | 2.2555 | 3.0392 | 4.1229 | 4.775 | 5.1893 | 5.1603 | 4.6358 | 3.8084 | 3.3355
2030-05-16 | 2.9738 | 3.1168 | 2.8626 | 2.702 | 2.7664 | 3.1663 | 4.0372 | 3.8326 | 3.307 | 3.1562 | 2.5959 | 2.575 | 2.7227 | 2.8513 | 3.4416 | 3.7367 | 4.284 | 4.5245 | 4.9791 | 5.2003 | 4.8691 | 4.4213 | 3.688 | 3.2226
2030-05-17 | 3.0724 | 2.9669 | 2.8974 | 2.8293 | 2.7992 | 2.8743 | 3.2186 | 3.4749 | 3.2442 | 2.5249 | 2.0785 | 2.0386 | 2.0971 | 2.0175 | 1.914 | 2.4027 | 2.9871 | 3.4063 | 4.3329 | 4.764 | 4.0731 | 4.0083 | 4.0739 | 3.4792
2030-05-18 | 3.0585 | 2.7655 | 2.7089 | 2.6926 | 2.7324 | 2.9209 | 2.7792 | 2.5239 | 2.2863 | 1.9455 | 1.6671 | 1.3007 | 1.3905 | 1.5562 | 1.4289 | 1.8948 | 2.6145 | 3.0258 | 3.6481 | 4.4682 | 4.0479 | 3.5902 | 3.3559 | 3.2718
2030-05-19 | 2.9989 | 2.7774 | 2.7401 | 2.8195 | 2.6468 | 2.4601 | 2.4332 | 2.3401 | 2.2036 | 1.8062 | 1.4978 | 1.2135 | 1.3786 | 1.4927 | 1.5526 | 1.9234 | 2.71 | 3.974 | 4.7969 | 4.9147 | 4.5077 | 3.6325 | 3.3026 | 2.9542
2030-05-20 | 2.9225 | 2.8892 | 2.6914 | 2.6683 | 2.7037 | 2.9839 | 3.5209 | 3.4288 | 2.9692 | 2.4889 | 2.228 | 2.1897 | 2.053 | 2.5233 | 2.4324 | 2.4815 | 3.7204 | 4.2793 | 4.6208 | 4.937 | 4.5022 | 3.5341 | 3.3225 | 2.9227
2030-05-21 | 2.9717 | 2.9211 | 2.7233 | 2.748 | 2.9595 | 3.1194 | 3.4706 | 3.294 | 3.232 | 2.6156 | 2.3322 | 2.5164 | 2.2857 | 2.6113 | 2.2638 | 2.876 | 3.3193 | 3.8738 | 4.7482 | 5.1874 | 4.8055 | 4.0072 | 3.7633 | 3.4709
2030-05-22 | 2.932 | 2.8161 | 2.7971 | 2.8053 | 3.0684 | 3.2293 | 3.6872 | 3.5922 | 3.409 | 2.8033 | 2.7295 | 2.7935 | 2.3208 | 2.249 | 2.3636 | 2.7944 | 3.1395 | 3.6726 | 4.7235 | 5.1352 | 4.9362 | 4.113 | 3.8799 | 3.6556
2030-05-23 | 2.994 | 2.9248 | 2.9582 | 2.6438 | 2.7014 | 2.8841 | 3.3239 | 3.1535 | 2.6468 | 2.4247 | 2.1324 | 2.0507 | 1.9601 | 2.0689 | 2.1244 | 2.3097 | 3.0303 | 3.7827 | 4.4723 | 4.7718 | 4.4073 | 3.8243 | 3.6821 | 3.4209
2030-05-24 | 3.1099 | 2.9554 | 2.8567 | 2.722 | 2.7857 | 2.7938 | 3.0118 | 2.6457 | 2.5618 | 2.3204 | 2.0251 | 2.0596 | 2.0297 | 1.9913 | 1.9079 | 2.4053 | 2.9381 | 4.0303 | 4.2905 | 4.3753 | 3.8324 | 3.5333 | 3.4759 | 3.2085
2030-05-25 | 3.2144 | 2.9849 | 2.7676 | 2.7887 | 2.9046 | 2.7426 | 2.7034 | 2.4404 | 2.4935 | 2.2067 | 1.7634 | 1.8996 | 1.8171 | 1.7974 | 1.8222 | 2.4198 | 2.9288 | 3.4038 | 4.0453 | 4.5058 | 4.1765 | 3.4299 | 3.6083 | 3.3833
2030-05-26 | 2.9269 | 2.867 | 2.9744 | 2.7756 | 2.7071 | 2.741 | 2.7287 | 2.8435 | 2.4023 | 2.2006 | 1.9817 | 1.8063 | 2.0396 | 2.0683 | 2.1461 | 2.707 | 3.0921 | 3.8424 | 4.4009 | 4.5019 | 4.0995 | 3.4596 | 3.2332 | 2.9727
2030-05-27 | 2.9998 | 2.9461 | 2.7269 | 2.6934 | 2.8331 | 2.8562 | 2.8783 | 2.5994 | 2.3018 | 2.2159 | 2.0908 | 1.8845 | 1.6788 | 1.8732 | 2.0039 | 2.521 | 2.8654 | 3.346 | 4.4584 | 4.9406 | 4.6346 | 4.087 | 3.4863 | 3.2902
2030-05-28 | 3.11 | 2.8055 | 2.8057 | 2.951 | 2.7954 | 3.1443 | 3.6288 | 4.0004 | 4.5196 | 4.0754 | 3.8866 | 3.6958 | 3.4924 | 3.4594 | 4.1188 | 4.6912 | 4.7234 | 4.5929 | 5.1778 | 5.2022 | 4.5466 | 4.6922 | 4.4821 | 3.7283
2030-05-29 | 3.4038 | 3.2437 | 3.2248 | 3.3387 | 3.0117 | 3.3132 | 4.1128 | 3.4625 | 2.6732 | 2.4079 | 2.1908 | 2.1208 | 1.9296 | 1.9897 | 2.3473 | 2.3974 | 2.9458 | 3.9986 | 4.8662 | 5.2433 | 5.1194 | 4.7733 | 4.2073 | 3.759
2030-05-30 | 3.6091 | 3.2431 | 3.0104 | 3.0649 | 3.1918 | 3.2192 | 3.4755 | 3.5208 | 3.5921 | 2.8502 | 2.7157 | 2.5277 | 2.2762 | 2.3533 | 2.8215 | 3.1509 | 3.6181 | 3.7641 | 4.6953 | 5.1403 | 4.8956 | 4.2733 | 3.8494 | 3.4295
2030-05-31 | 3.4019 | 3.2389 | 3.1822 | 3.118 | 3.1391 | 3.495 | 3.778 | 3.8433 | 3.6937 | 2.7817 | 3.0517 | 2.1625 | 2.2319 | 2.5829 | 3.0849 | 2.3729 | 2.891 | 3.899 | 4.0516 | 4.4499 | 3.9793 | 3.8665 | 3.9016 | 3.7949
2030-06-01 | 3.3851 | 3.1112 | 2.9216 | 2.8813 | 2.9229 | 2.9769 | 2.8631 | 2.7185 | 2.4553 | 2.0493 | 1.6783 | 1.1833 | 1.3365 | 1.3975 | 1.3095 | 1.6954 | 2.459 | 3.2552 | 4.1223 | 4.6616 | 4.0506 | 3.7599 | 3.656 | 3.3405
2030-06-02 | 3.456 | 3.2081 | 2.9825 | 2.9255 | 2.8482 | 2.9362 | 2.8282 | 2.6418 | 2.4806 | 2.22 | 1.9353 | 1.6648 | 1.7717 | 1.8107 | 1.6832 | 2.1054 | 2.5778 | 3.1697 | 4.3411 | 5.004 | 4.8149 | 4.7258 | 3.9568 | 3.6814
2030-06-03 | 3.3147 | 3.0775 | 3.0856 | 3.1182 | 2.9041 | 3.0562 | 3.1725 | 3.4548 | 3.1306 | 3.0425 | 2.7286 | 2.5084 | 2.4702 | 2.5085 | 2.5013 | 3.2837 | 4.3405 | 4.1575 | 4.4856 | 5.1933 | 5.0603 | 4.8082 | 4.1299 | 3.8015
2030-06-04 | 3.5918 | 3.145 | 3.0548 | 3.223 | 3.0889 | 3.2492 | 3.6885 | 3.974 | 3.9577 | 3.3944 | 3.2104 | 3.1817 | 2.6583 | 2.7049 | 2.7068 | 3.543 | 3.8817 | 4.1909 | 4.8547 | 5.1611 | 4.8989 | 4.2228 | 3.9697 | 3.8079
2030-06-05 | 3.134 | 3.0955 | 3.0645 | 3.0309 | 3.1097 | 3.4737 | 3.7859 | 3.6791 | 2.6622 | 2.2882 | 2.4939 | 2.5235 | 2.5742 | 2.5143 | 2.3987 | 2.4664 | 3.3019 | 3.89 | 4.6441 | 5.1604 | 4.9534 | 4.6759 | 3.9972 | 3.7211
2030-06-06 | 3.4754 | 3.1705 | 3.0379 | 3.087 | 3.0618 | 3.0992 | 3.3255 | 3.1892 | 2.9874 | 2.7093 | 2.4266 | 2.5146 | 2.1247 | 2.1076 | 2.5388 | 2.8691 | 3.3848 | 3.8285 | 4.5539 | 4.8581 | 4.6727 | 4.0362 | 3.6132 | 3.1957
2030-06-07 | 3.0957 | 3.0096 | 2.9015 | 2.8592 | 2.8564 | 2.9123 | 3.4274 | 3.6974 | 3.3035 | 2.9836 | 2.7387 | 2.5338 | 2.8598 | 2.884 | 2.5749 | 2.8278 | 3.4086 | 3.9749 | 4.4417 | 4.7047 | 4.4901 | 4.0022 | 3.9279 | 3.5849
2030-06-08 | 3.4647 | 3.2058 | 3.0152 | 3.0398 | 3.0574 | 2.9118 | 2.9176 | 2.8714 | 2.6558 | 2.2496 | 1.7358 | 1.7996 | 2.2544 | 1.9663 | 1.7209 | 2.0285 | 2.4769 | 3.1943 | 4.1614 | 4.4586 | 4.3593 | 4.2442 | 3.6623 | 3.4062
2030-06-09 | 3.3075 | 3.2929 | 3.0182 | 2.9702 | 2.8802 | 2.8474 | 2.8241 | 2.8644 | 2.5984 | 2.2364 | 1.9036 | 1.7999 | 1.9054 | 2.0539 | 1.7826 | 1.9423 | 2.4108 | 2.9804 | 4.2386 | 4.9966 | 4.7365 | 4.2158 | 3.8753 | 3.4596
2030-06-10 | 3.3993 | 3.0733 | 2.9476 | 2.9184 | 2.9471 | 2.9592 | 3.0124 | 3.1642 | 2.8816 | 2.7131 | 2.5508 | 2.0416 | 1.6954 | 1.8909 | 2.0834 | 2.5773 | 2.5907 | 3.7975 | 4.4398 | 4.9712 | 4.8913 | 4.2418 | 3.6682 | 3.5083
2030-06-11 | 3.3072 | 3.0134 | 2.983 | 3.1568 | 2.9187 | 2.9809 | 3.2139 | 3.5101 | 2.9709 | 2.8891 | 2.5303 | 2.2339 | 2.2859 | 2.3923 | 2.3513 | 2.8642 | 3.9388 | 4.4039 | 4.9102 | 5.1932 | 5.1643 | 4.6274 | 4.0929 | 3.6344
2030-06-12 | 3.3012 | 3.1902 | 3.3497 | 3.066 | 2.9916 | 3.1862 | 3.9492 | 3.9263 | 3.2709 | 2.9624 | 2.8365 | 2.3592 | 2.4088 | 3.1546 | 3.1641 | 2.9823 | 3.779 | 4.4716 | 4.8277 | 5.1953 | 5.1362 | 4.5577 | 4.1816 | 4.0027
2030-06-13 | 3.8236 | 3.583 | 3.2328 | 3.1311 | 2.9918 | 3.4937 | 3.5424 | 3.2787 | 3.394 | 3.0658 | 4.1981 | 3.8826 | 2.9425 | 2.6257 | 3.0904 | 3.3941 | 3.9048 | 4.485 | 4.8542 | 5.212 | 5.052 | 4.6659 | 3.859 | 3.4364
2030-06-14 | 3.1447 | 3.099 | 3.149 | 2.9885 | 2.9919 | 3.0595 | 3.8612 | 3.9125 | 3.3779 | 2.8404 | 2.6322 | 2.2393 | 2.4204 | 2.7426 | 2.6711 | 2.9055 | 3.1388 | 3.8395 | 4.7091 | 4.9532 | 4.9446 | 4.6171 | 4.1026 | 3.9449
2030-06-15 | 3.5269 | 3.1531 | 3.0377 | 3.1578 | 3.0059 | 2.9641 | 2.9766 | 2.8577 | 2.5825 | 2.3389 | 2.2498 | 2.2971 | 2.0864 | 2.2018 | 2.2415 | 2.4435 | 2.6987 | 3.7368 | 4.5473 | 4.6042 | 4.4556 | 4.1401 | 3.59 | 3.2738
2030-06-16 | 3.2249 | 3.0709 | 2.9407 | 2.9107 | 3.0176 | 2.9116 | 2.7643 | 2.9404 | 2.7005 | 2.4397 | 2.1457 | 1.8642 | 1.9217 | 1.9541 | 2.1677 | 2.3679 | 2.5021 | 2.9062 | 3.9104 | 4.4516 | 4.513 | 3.7611 | 3.4252 | 3.1755
2030-06-17 | 3.1654 | 2.9773 | 2.8371 | 2.7803 | 2.9073 | 3.0649 | 3.1276 | 3.3563 | 3.4147 | 2.776 | 2.5337 | 2.4085 | 2.4083 | 2.4388 | 2.4578 | 2.9045 | 3.7511 | 3.9215 | 4.6048 | 4.9706 | 5.2075 | 4.8899 | 4.5105 | 3.9836
2030-06-18 | 3.4156 | 3.064 | 3.0424 | 3.0003 | 3.0495 | 3.1966 | 3.4114 | 3.7316 | 3.2756 | 2.9091 | 2.8056 | 2.6668 | 2.5362 | 2.3841 | 2.2729 | 2.7773 | 3.0335 | 3.878 | 4.7951 | 5.1495 | 5.1868 | 4.7014 | 4.8209 | 4.5192
2030-06-19 | 4.3568 | 3.8441 | 3.5034 | 3.4835 | 3.6174 | 3.7516 | 3.1503 | 3.2389 | 3.4597 | 3.0648 | 2.5125 | 2.4589 | 2.2101 | 2.2151 | 2.204 | 2.3465 | 3.1467 | 4.4321 | 4.901 | 5.2105 | 5.14 | 4.8832 | 4.2649 | 3.6748
2030-06-20 | 4.5279 | 4.5151 | 4.0467 | 3.8757 | 3.6979 | 4.343 | 3.3699 | 3.3021 | 3.3447 | 2.7941 | 2.5561 | 2.4623 | 2.3649 | 2.276 | 2.3127 | 2.7915 | 3.1001 | 3.6532 | 4.539 | 4.986 | 4.9034 | 4.5333 | 4.5381 | 4.6948
2030-06-21 | 4.4559 | 3.7592 | 3.6052 | 3.6558 | 3.9169 | 3.723 | 3.3538 | 3.5838 | 3.4254 | 3.0413 | 2.8914 | 2.5425 | 2.4654 | 2.4731 | 2.5138 | 2.9987 | 2.9178 | 3.4185 | 4.0981 | 4.5121 | 4.4469 | 4.4688 | 4.0344 | 3.5608
2030-06-22 | 3.2576 | 3.4032 | 3.2532 | 3.0242 | 2.9097 | 2.9886 | 2.8861 | 2.814 | 2.442 | 2.0841 | 1.8189 | 1.4916 | 1.7454 | 1.627 | 1.4031 | 1.8954 | 2.4865 | 3.0109 | 3.7097 | 4.2954 | 4.2495 | 4.0785 | 4.2072 | 4.2198
2030-06-23 | 4.2933 | 3.9055 | 3.576 | 3.4666 | 3.4305 | 3.6739 | 2.8759 | 2.8143 | 2.7465 | 2.3712 | 2.1123 | 2.2826 | 2.2346 | 2.1552 | 2.195 | 1.9696 | 2.4332 | 3.2054 | 4.1357 | 4.784 | 4.6466 | 4.0572 | 4.3331 | 4.5917
2030-06-24 | 3.6267 | 3.0346 | 2.9322 | 2.9216 | 2.9056 | 3.313 | 3.1794 | 3.4963 | 3.6965 | 3.1091 | 2.6483 | 2.6512 | 2.845 | 2.4202 | 2.6109 | 2.5949 | 3.127 | 4.3185 | 5.045 | 5.1978 | 5.1257 | 4.733 | 4.8029 | 4.8652
2030-06-25 | 4.4321 | 3.9317 | 4.0241 | 4.0142 | 3.7549 | 4.12 | 3.7557 | 4.2515 | 3.9392 | 3.2838 | 2.8745 | 2.8275 | 2.8137 | 2.7434 | 2.4978 | 2.665 | 1.8609 | 2.8514 | 3.502 | 4.6445 | 5.2144 | 4.5374 | 4.0473 | 3.3066
2030-06-26 | 3.0253 | 2.9351 | 2.8599 | 2.821 | 2.8268 | 2.9687 | 3.0431 | 3.0428 | 2.5992 | 2.3447 | 2.226 | 2.1098 | 2.0107 | 2.0683 | 2.1171 | 2.3809 | 3.4832 | 4.1636 | 5.0827 | 5.2311 | 5.2195 | 5.0305 | 4.8355 | 4.1252
2030-06-27 | 3.6499 | 3.3426 | 3.2279 | 3.1687 | 3.2163 | 3.3677 | 3.4824 | 4.2119 | 3.8819 | 3.5186 | 3.3803 | 3.3649 | 3.1312 | 2.8796 | 3.0261 | 3.6015 | 3.5572 | 4.1049 | 4.7023 | 5.1284 | 5.0052 | 4.668 | 4.4584 | 3.7137
2030-06-28 | 3.1887 | 3.0619 | 2.983 | 2.997 | 3.0753 | 2.9152 | 2.9329 | 3.1455 | 2.8733 | 2.5492 | 2.1592 | 2.328 | 2.58 | 2.3588 | 2.6647 | 3.0858 | 3.4239 | 3.7436 | 4.1972 | 4.6974 | 4.7603 | 4.412 | 4.1431 | 3.446
2030-06-29 | 3.3235 | 3.2822 | 2.9697 | 2.9389 | 2.8437 | 2.9364 | 3.0998 | 2.7026 | 2.4809 | 2.2613 | 2.0682 | 1.7025 | 1.914 | 2.1359 | 2.154 | 2.0633 | 2.3473 | 3.334 | 4.0431 | 4.3037 | 4.3832 | 4.0695 | 3.7591 | 3.2795
2030-06-30 | 3.2827 | 3.1801 | 2.9709 | 2.9336 | 2.8705 | 3.0166 | 2.8 | 2.7208 | 2.6777 | 2.5188 | 2.3348 | 1.9202 | 2.091 | 2.037 | 2.2428 | 2.3717 | 2.6184 | 3.1518 | 4.2049 | 4.4235 | 4.2201 | 3.9232 | 3.9491 | 3.2981
2030-07-01 | 2.9554 | 2.9507 | 2.9862 | 2.7955 | 2.8391 | 2.9497 | 3.2716 | 3.3224 | 3.0433 | 2.7091 | 2.4425 | 2.3253 | 2.1616 | 2.4053 | 2.6518 | 2.9847 | 3.6082 | 4.3753 | 4.7507 | 5.1169 | 4.8796 | 4.6124 | 3.8812 | 3.4125
2030-07-02 | 3.2995 | 3.2942 | 3.1705 | 3.1032 | 3.0587 | 3.2611 | 3.2935 | 3.3453 | 3.4778 | 3.013 | 2.4062 | 2.0601 | 2.194 | 2.3272 | 2.4331 | 2.5118 | 2.9748 | 3.702 | 4.2994 | 4.6713 | 4.6702 | 5.2183 | 4.5722 | 4.1733
2030-07-03 | 3.8757 | 4.0283 | 3.4823 | 3.4714 | 3.2942 | 3.377 | 3.4265 | 3.0392 | 2.7037 | 2.277 | 2.0981 | 1.9337 | 2.1501 | 1.9138 | 1.7939 | 2.1539 | 3.0599 | 3.7031 | 3.9261 | 4.1972 | 4.1372 | 4.6654 | 4.8091 | 4.3426
2030-07-04 | 4.1779 | 3.8173 | 3.4858 | 3.5057 | 3.5186 | 4.0181 | 3.6452 | 3.2456 | 3.0878 | 2.6818 | 2.4541 | 2.3175 | 2.4215 | 2.3788 | 2.7901 | 2.5425 | 3.1702 | 4.0779 | 4.7116 | 4.9926 | 4.8505 | 4.8155 | 4.6916 | 4.3526
2030-07-05 | 4.2462 | 3.9998 | 3.6287 | 3.6703 | 3.7028 | 3.6061 | 3.7703 | 3.6172 | 3.4043 | 3.0936 | 2.4472 | 2.3168 | 2.1875 | 2.1746 | 2.3478 | 2.5093 | 3.0552 | 3.5483 | 3.615 | 4.4589 | 4.399 | 5.0194 | 4.7335 | 4.3765
2030-07-06 | 4.0719 | 3.7704 | 3.3973 | 3.3904 | 3.5627 | 3.428 | 3.0997 | 2.9803 | 2.712 | 2.4972 | 2.3544 | 2.2403 | 2.3808 | 2.2965 | 2.2596 | 2.3859 | 2.7426 | 2.8715 | 3.6613 | 3.9488 | 3.8567 | 3.4848 | 3.2134 | 3.081
2030-07-07 | 3.0379 | 3.0583 | 2.8866 | 2.856 | 2.7327 | 2.8863 | 2.7488 | 2.4387 | 2.2663 | 1.9235 | 1.6804 | 1.8589 | 1.5168 | 1.4864 | 1.8254 | 1.8132 | 2.1953 | 2.8928 | 3.7114 | 4.3075 | 3.8562 | 3.6783 | 3.4927 | 3.0482
2030-07-08 | 2.9395 | 2.9616 | 2.8793 | 2.7984 | 2.9289 | 3.0189 | 2.986 | 3.0553 | 2.7887 | 2.4576 | 2.0432 | 1.8513 | 1.8336 | 2.0583 | 2.2878 | 2.2915 | 2.8623 | 3.9682 | 4.6134 | 4.9544 | 4.7905 | 4.9493 | 4.7497 | 4.7251
2030-07-09 | 4.2814 | 3.8979 | 3.3244 | 3.3021 | 3.2858 | 3.4793 | 4.0607 | 3.5362 | 3.1927 | 2.5651 | 2.6058 | 2.5165 | 2.0968 | 2.6246 | 2.8246 | 2.7972 | 2.9922 | 3.9487 | 4.2898 | 4.7538 | 4.5599 | 5.1168 | 4.5926 | 4.1275
2030-07-10 | 3.7832 | 3.8255 | 3.6337 | 3.453 | 3.3093 | 3.6346 | 3.7555 | 3.1779 | 2.8313 | 2.647 | 2.4028 | 2.3938 | 2.3561 | 2.555 | 2.5417 | 2.8664 | 2.8624 | 3.2832 | 4.0048 | 4.8365 | 4.7365 | 5.1912 | 4.9439 | 4.2498
2030-07-11 | 4.2598 | 4.0606 | 3.639 | 3.5652 | 3.6958 | 3.8861 | 3.8277 | 3.3445 | 3.2232 | 2.8024 | 2.6013 | 2.6508 | 3.1623 | 2.7942 | 2.7544 | 2.6633 | 3.0321 | 3.7996 | 4.3053 | 4.768 | 4.5629 | 4.8885 | 4.8087 | 4.2779
2030-07-12 | 4.0719 | 4.1803 | 3.7151 | 3.4695 | 3.2183 | 3.4292 | 3.4585 | 2.9669 | 2.9874 | 2.8285 | 2.7234 | 2.428 | 2.2711 | 2.2175 | 2.2985 | 2.6714 | 3.0896 | 3.4588 | 4.074 | 4.6338 | 4.0806 | 4.7897 | 5.2413 | 4.468
2030-07-13 | 4.0702 | 4.0233 | 3.6406 | 3.4818 | 3.5547 | 3.5887 | 3.2436 | 2.9422 | 2.7064 | 2.5027 | 2.228 | 1.9743 | 1.9292 | 2.1869 | 2.3498 | 2.1882 | 2.693 | 2.9504 | 3.396 | 4.156 | 4.2994 | 4.7802 | 5.0478 | 4.5631
2030-07-14 | 3.3258 | 3.096 | 3.238 | 3.0372 | 2.8735 | 2.8634 | 2.8802 | 2.856 | 2.5153 | 2.3645 | 2.1941 | 1.3539 | 1.4987 | 1.6243 | 1.9995 | 2.1519 | 2.6469 | 3.3416 | 4.0014 | 4.5355 | 4.0175 | 3.5361 | 3.7185 | 3.4243
2030-07-15 | 3.2323 | 2.9895 | 2.9659 | 3.0826 | 2.997 | 3.0332 | 3.1722 | 3.6961 | 3.5128 | 2.9215 | 2.4842 | 2.5323 | 2.4076 | 2.2955 | 2.2792 | 2.5929 | 2.8465 | 3.7929 | 4.6106 | 5.0381 | 4.899 | 5.1716 | 4.9456 | 4.6494
2030-07-16 | 4.3933 | 3.8344 | 3.957 | 4.0793 | 3.5729 | 3.8227 | 3.9737 | 3.8005 | 3.3294 | 3.1699 | 2.5774 | 2.4688 | 2.7074 | 2.7679 | 2.9078 | 2.7657 | 3.5124 | 4.1773 | 4.4996 | 5.055 | 4.8483 | 4.9566 | 4.8951 | 4.402
2030-07-17 | 3.94 | 4.1454 | 3.8716 | 3.7129 | 3.5404 | 3.9662 | 4.227 | 3.3051 | 3.4944 | 2.7979 | 2.5156 | 2.4632 | 2.2035 | 2.327 | 2.8128 | 3.0681 | 3.475 | 4.0544 | 4.541 | 4.9697 | 4.71 | 4.6498 | 4.6203 | 4.3085
2030-07-18 | 4.4151 | 4.182 | 3.7489 | 3.6565 | 3.6928 | 3.6516 | 3.8399 | 3.3152 | 3.0557 | 2.7033 | 2.2815 | 2.3104 | 2.2123 | 2.0629 | 2.2995 | 2.6764 | 2.9609 | 3.5918 | 4.1901 | 4.6093 | 4.6399 | 4.719 | 5.1892 | 4.6202
2030-07-19 | 3.8785 | 3.5743 | 3.7178 | 3.8845 | 3.402 | 3.625 | 4.2005 | 3.5407 | 3.143 | 2.952 | 2.6448 | 2.3951 | 2.3545 | 2.4921 | 2.6056 | 2.5411 | 3.3031 | 3.4233 | 3.3774 | 4.022 | 4.0902 | 4.4499 | 4.5503 | 4.5423
2030-07-20 | 3.99 | 3.5522 | 3.762 | 3.4843 | 3.2386 | 3.5048 | 3.7035 | 3.0094 | 2.5901 | 2.2615 | 1.696 | 1.322 | 1.3591 | 1.8081 | 2.1982 | 2.0979 | 2.574 | 3.1218 | 3.436 | 3.6342 | 3.9639 | 4.5128 | 4.3868 | 4.6075
2030-07-21 | 3.5634 | 3.2361 | 3.0077 | 2.9364 | 2.7794 | 2.8189 | 2.967 | 2.7069 | 2.352 | 2.1886 | 1.9617 | 1.9476 | 1.9472 | 2.0702 | 2.356 | 2.6401 | 3.0045 | 3.5143 | 4.4414 | 4.8131 | 4.3177 | 4.2631 | 4.4522 | 4.0847
2030-07-22 | 3.1859 | 2.9409 | 2.9807 | 3.0812 | 2.9689 | 3.0324 | 3.0903 | 3.3243 | 2.9082 | 2.5857 | 2.6355 | 2.48 | 2.3703 | 2.4138 | 2.3741 | 2.7132 | 3.7571 | 4.539 | 4.9037 | 5.2511 | 4.6586 | 5.0559 | 4.9818 | 5.0233
2030-07-23 | 4.6539 | 4.3608 | 3.9431 | 3.8416 | 3.65 | 4.2969 | 4.4516 | 3.6379 | 3.95 | 3.5212 | 2.8636 | 2.452 | 2.6597 | 2.6586 | 2.768 | 3.164 | 3.6117 | 4.0385 | 4.6847 | 4.8903 | 4.4818 | 5.2814 | 5.2171 | 4.496
2030-07-24 | 3.5841 | 3.4368 | 3.7044 | 3.9256 | 3.4175 | 3.7531 | 4.3446 | 3.6808 | 3.0906 | 2.6823 | 2.3962 | 2.5379 | 3.0075 | 2.9111 | 2.7656 | 2.8621 | 3.1188 | 3.9156 | 4.5505 | 5.0324 | 4.8995 | 4.8496 | 4.7618 | 4.3538
2030-07-25 | 4.3 | 4.1467 | 3.7817 | 3.8778 | 3.8105 | 3.8426 | 4.0716 | 3.7537 | 3.3047 | 2.8568 | 2.6905 | 2.6899 | 2.4021 | 2.2655 | 2.6391 | 2.8253 | 3.2408 | 3.5189 | 4.5028 | 5.0834 | 4.9961 | 5.1639 | 5.0612 | 4.5015
2030-07-26 | 4.3342 | 4.264 | 3.7696 | 3.5924 | 3.7906 | 4.0551 | 3.8125 | 3.5347 | 3.8011 | 2.9529 | 2.7097 | 2.4371 | 2.2928 | 2.2415 | 2.3622 | 2.7291 | 3.0007 | 3.7972 | 4.4455 | 5.0961 | 4.8297 | 5.2888 | 5.3187 | 4.4235
2030-07-27 | 4.2294 | 4.4804 | 4.3287 | 3.862 | 3.4422 | 3.8083 | 3.8108 | 2.9823 | 2.6902 | 2.4772 | 2.078 | 1.9464 | 2.0607 | 1.7771 | 1.7206 | 2.0605 | 2.6227 | 3.1381 | 3.56 | 4.3156 | 4.1563 | 4.5646 | 4.4762 | 4.5314
2030-07-28 | 4.2201 | 3.6981 | 3.4967 | 3.3798 | 3.0296 | 2.9287 | 3.0834 | 2.7988 | 2.3198 | 2.1463 | 1.9348 | 1.6776 | 1.772 | 1.9169 | 1.7445 | 1.9899 | 2.6392 | 3.2322 | 4.1553 | 4.835 | 4.481 | 3.6329 | 3.341 | 3.3171
2030-07-29 | 3.2399 | 3.077 | 3.1884 | 3.9312 | 3.4754 | 3.5592 | 3.3868 | 3.5925 | 3.322 | 3.2297 | 2.8419 | 2.4918 | 2.3572 | 2.7392 | 2.8954 | 3.3399 | 3.6962 | 4.6596 | 5.003 | 5.2543 | 5.2478 | 5.2831 | 5.1884 | 5.0442
2030-07-30 | 4.6003 | 4.2423 | 3.8692 | 3.9793 | 4.0364 | 4.0309 | 4.1955 | 3.7417 | 3.864 | 3.3162 | 2.9949 | 2.6983 | 2.3895 | 2.4094 | 2.7311 | 3.1246 | 3.8362 | 4.1863 | 4.8013 | 5.2505 | 4.9855 | 5.2226 | 4.9105 | 4.7004
2030-07-31 | 4.6959 | 4.1241 | 3.9495 | 4.0743 | 3.9447 | 4.0349 | 4.3173 | 3.9462 | 3.5339 | 2.6662 | 2.6901 | 2.2862 | 2.1509 | 2.0813 | 2.4276 | 2.7512 | 3.1849 | 4.0343 | 4.7302 | 5.2311 | 5.0254 | 5.1672 | 5.0414 | 4.8194
2030-08-01 | 4.9821 | 4.718 | 4.0656 | 3.8671 | 3.9087 | 4.4761 | 4.7551 | 4.4679 | 4.2261 | 3.5225 | 3.3533 | 2.97 | 2.5864 | 2.472 | 2.6941 | 3.0621 | 3.338 | 3.6902 | 4.6959 | 5.1348 | 4.583 | 5.115 | 4.8037 | 4.5267
2030-08-02 | 4.4402 | 4.4499 | 3.8916 | 3.5626 | 3.5502 | 3.5936 | 3.7054 | 3.2874 | 3.0855 | 2.7235 | 2.3341 | 2.2024 | 2.4076 | 2.4146 | 2.7747 | 3.1178 | 3.5188 | 3.6861 | 3.9568 | 4.4162 | 3.7412 | 4.2428 | 4.6604 | 4.5674
2030-08-03 | 4.0456 | 3.4174 | 3.1036 | 3.1309 | 2.9751 | 2.9768 | 3.0158 | 3.0837 | 2.8406 | 2.1916 | 2.164 | 2.037 | 1.9029 | 2.0936 | 1.8488 | 2.3076 | 2.9335 | 3.4815 | 4.1979 | 4.7668 | 4.4086 | 4.2781 | 4.7545 | 4.5811
2030-08-04 | 4.0519 | 3.3194 | 3.2019 | 3.1708 | 2.8481 | 2.9109 | 2.971 | 2.9664 | 2.6906 | 2.2479 | 2.0542 | 2.0465 | 1.8933 | 1.9905 | 1.8287 | 2.0676 | 2.5905 | 3.3812 | 4.0972 | 5.0864 | 4.8566 | 4.1211 | 3.3964 | 3.1849
2030-08-05 | 3.1378 | 3.141 | 2.9849 | 3.0324 | 3.3969 | 3.9066 | 3.6011 | 3.2818 | 3.3335 | 2.9852 | 3.0366 | 2.5675 | 2.6205 | 2.4091 | 2.2973 | 2.6272 | 3.5129 | 4.2576 | 4.649 | 5.2635 | 4.7172 | 4.9071 | 4.8174 | 4.7547
2030-08-06 | 4.3168 | 4.1947 | 3.7727 | 3.9151 | 3.8594 | 3.9329 | 4.1261 | 3.7322 | 3.5074 | 3.0055 | 2.6375 | 2.8297 | 2.5986 | 2.4987 | 2.7812 | 2.9595 | 3.4779 | 3.9134 | 4.8889 | 5.3918 | 4.9047 | 5.3767 | 5.3766 | 4.3641
2030-08-07 | 3.8384 | 4.1669 | 3.8565 | 3.5798 | 3.5102 | 4.085 | 4.217 | 3.4307 | 3.4572 | 2.9068 | 2.794 | 2.6107 | 2.5814 | 2.5076 | 2.7625 | 3.0718 | 4.0982 | 4.0375 | 4.8873 | 5.4379 | 5.1055 | 5.3639 | 5.3605 | 4.9407
2030-08-08 | 4.3827 | 4.2389 | 4.129 | 4.4595 | 4.2233 | 4.1129 | 4.3739 | 3.9619 | 3.734 | 3.2619 | 3.0426 | 2.9289 | 3.2961 | 3.7343 | 4.0454 | 3.6623 | 4.6811 | 4.9269 | 5.3667 | 5.4151 | 4.8764 | 5.1034 | 5.288 | 4.1657
2030-08-09 | 3.8162 | 4.1655 | 3.8979 | 3.9628 | 3.8047 | 4.6006 | 4.6658 | 3.8262 | 3.5392 | 2.9771 | 2.8442 | 2.9635 | 2.474 | 2.4475 | 2.6387 | 2.8187 | 3.0176 | 4.0744 | 4.833 | 5.0561 | 4.7643 | 5.0356 | 4.8654 | 4.6159
2030-08-10 | 4.3433 | 4.1975 | 3.6957 | 3.7674 | 3.3586 | 3.0876 | 3.1915 | 2.9711 | 2.7741 | 2.3898 | 1.9593 | 1.8168 | 2.0078 | 2.0987 | 2.2055 | 2.5468 | 3.1693 | 3.8067 | 4.4832 | 5.3938 | 5.0682 | 5.2698 | 4.7734 | 4.483
2030-08-11 | 3.8124 | 3.2689 | 3.1829 | 3.2687 | 3.1306 | 3.066 | 3.0625 | 2.854 | 2.7061 | 2.1969 | 1.8694 | 2.0115 | 1.8848 | 1.9 | 1.9831 | 2.1357 | 2.6565 | 3.5933 | 4.3481 | 5.0275 | 4.8671 | 3.8752 | 3.6027 | 3.5152
2030-08-12 | 3.2209 | 3.4002 | 3.4777 | 3.5146 | 3.0684 | 3.2186 | 3.4987 | 3.6555 | 3.3598 | 2.7793 | 2.8495 | 2.8235 | 2.6905 | 2.786 | 2.7618 | 3.5137 | 4.0354 | 4.5969 | 5.254 | 5.4295 | 5.1484 | 5.0895 | 4.9668 | 4.5824
2030-08-13 | 4.7043 | 4.2545 | 3.8932 | 4.0616 | 3.9936 | 4.1746 | 4.7411 | 3.8476 | 3.7542 | 3.0899 | 2.6635 | 2.8659 | 3.038 | 2.9735 | 2.8433 | 3.1207 | 3.809 | 4.2233 | 4.9618 | 5.4118 | 4.9488 | 4.8646 | 5.0607 | 4.7825
2030-08-14 | 3.9369 | 3.927 | 4.0899 | 3.7556 | 3.7659 | 4.477 | 4.4204 | 3.6795 | 3.5895 | 2.9335 | 2.4252 | 2.1788 | 2.3667 | 2.3885 | 2.3908 | 2.8679 | 3.7074 | 4.5693 | 5.1762 | 5.3949 | 5.265 | 5.3994 | 4.9726 | 4.4643
2030-08-15 | 4.3642 | 4.4107 | 3.9492 | 3.786 | 3.9746 | 4.0454 | 3.8013 | 3.6569 | 3.5685 | 3.1594 | 3.0182 | 3.4292 | 3.316 | 2.759 | 2.7685 | 3.2087 | 3.7836 | 4.5556 | 5.1906 | 5.27 | 4.7518 | 5.3786 | 5.5137 | 5.3588
2030-08-16 | 4.6193 | 4.5727 | 4.8134 | 4.4313 | 4.1747 | 4.7146 | 4.248 | 3.1888 | 2.9005 | 2.5993 | 2.5661 | 2.5047 | 2.3121 | 2.4616 | 2.5053 | 2.707 | 3.8722 | 4.8342 | 5.2179 | 5.4016 | 5.1656 | 5.4599 | 5.417 | 5.1327
2030-08-17 | 5.0729 | 4.6682 | 4.2836 | 3.8545 | 3.7729 | 4.2457 | 3.8379 | 3.1067 | 2.9748 | 2.7464 | 2.3957 | 2.2869 | 2.5067 | 2.5858 | 2.3718 | 2.8382 | 3.289 | 3.9259 | 4.5998 | 4.4931 | 4.4186 | 5.1414 | 5.0866 | 4.3977
2030-08-18 | 3.9443 | 3.4833 | 3.5089 | 3.4625 | 3.1221 | 3.0141 | 2.9413 | 2.9641 | 2.7884 | 2.4488 | 2.0065 | 1.9149 | 1.9679 | 2.2206 | 2.3265 | 2.4321 | 3.0739 | 3.8951 | 4.6833 | 5.3789 | 5.1216 | 4.8327 | 4.6631 | 4.2889
2030-08-19 | 4.1151 | 3.9696 | 3.2548 | 3.1601 | 3.2419 | 3.7532 | 3.7567 | 3.6472 | 3.6258 | 3.3655 | 3.2302 | 2.7881 | 2.8923 | 2.9133 | 2.9527 | 3.2622 | 4.0255 | 4.5945 | 5.1222 | 5.2243 | 4.9768 | 5.4047 | 5.0215 | 4.8326
2030-08-20 | 4.767 | 4.32 | 4.1271 | 4.4936 | 3.8167 | 4.3248 | 4.966 | 4.3786 | 4.1677 | 2.9701 | 2.6764 | 2.6872 | 2.8307 | 2.993 | 3.0151 | 3.1278 | 3.7148 | 4.4142 | 4.8111 | 5.3981 | 4.7498 | 4.8752 | 4.9899 | 4.5584
2030-08-21 | 4.3397 | 4.1881 | 3.7431 | 3.7014 | 3.7817 | 4.2857 | 4.8049 | 4.0885 | 3.1531 | 2.9621 | 2.6535 | 2.5029 | 2.4801 | 2.7341 | 3.0922 | 2.9892 | 3.8768 | 4.6663 | 4.4156 | 4.7986 | 4.809 | 5.0802 | 4.9681 | 4.6805
2030-08-22 | 4.6221 | 3.9301 | 3.9967 | 4.323 | 4.0251 | 4.0011 | 4.4986 | 4.3174 | 3.5264 | 3.5023 | 3.3569 | 4.0395 | 3.9114 | 3.3291 | 3.639 | 3.7726 | 4.1912 | 3.9617 | 4.2378 | 4.3432 | 3.67 | 3.5044 | 3.3756 | 3.2189
2030-08-23 | 2.8678 | 2.8099 | 2.9322 | 2.8419 | 2.8529 | 2.7575 | 2.3303 | 2.7314 | 3.1312 | 2.8769 | 2.694 | 2.6801 | 2.4634 | 2.0687 | 2.2447 | 2.8726 | 3.6214 | 4.1292 | 4.0866 | 3.68 | 3.4312 | 3.3689 | 3.5751 | 3.2594
2030-08-24 | 3.0894 | 2.8801 | 2.7869 | 2.893 | 2.724 | 2.8312 | 2.8639 | 2.8621 | 2.5589 | 2.0297 | 2.2868 | 2.3981 | 2.022 | 2.5456 | 2.4411 | 2.4774 | 3.1399 | 3.8771 | 3.9818 | 3.9651 | 3.4099 | 3.2627 | 3.3846 | 3.4078
2030-08-25 | 3.1436 | 2.9954 | 2.9529 | 2.9513 | 3.1882 | 3.1273 | 3.1197 | 2.7854 | 2.8102 | 2.4786 | 2.1653 | 1.7721 | 1.9198 | 2.0323 | 2.3373 | 2.6897 | 2.8721 | 3.6242 | 4.4416 | 4.5755 | 4.1084 | 3.4709 | 3.3673 | 3.1647
2030-08-26 | 3.1901 | 3.0374 | 2.9067 | 2.8542 | 2.9276 | 3.1929 | 3.2583 | 3.0896 | 3.2865 | 2.9072 | 2.7918 | 3.2636 | 3.0076 | 2.6278 | 3.0854 | 3.3424 | 3.6561 | 4.0024 | 5.1701 | 5.4401 | 4.9393 | 5.0263 | 5.2148 | 4.2694
2030-08-27 | 3.8602 | 3.8344 | 3.9215 | 4.1419 | 3.6041 | 3.924 | 4.4308 | 3.6275 | 3.6303 | 2.9075 | 2.733 | 2.7406 | 2.5759 | 2.8513 | 3.1796 | 3.2959 | 3.7541 | 4.476 | 5.2253 | 5.4217 | 5.0928 | 5.4692 | 5.0799 | 4.3022
2030-08-28 | 4.4078 | 3.809 | 3.5521 | 3.4763 | 3.6356 | 3.7155 | 3.9581 | 3.318 | 3.2139 | 2.6787 | 2.4605 | 2.1811 | 2.2679 | 2.3462 | 2.5093 | 2.7641 | 3.4646 | 3.8073 | 4.7143 | 5.2822 | 4.7932 | 4.6283 | 4.4648 | 4.3109
2030-08-29 | 3.6545 | 3.6569 | 3.6329 | 3.6044 | 3.5169 | 4.2313 | 4.2619 | 3.3036 | 2.9756 | 2.6782 | 2.3354 | 2.4041 | 2.6026 | 2.4152 | 2.4657 | 2.6414 | 3.2151 | 3.5692 | 4.7376 | 5.2405 | 4.5429 | 4.4477 | 4.5113 | 4.603
2030-08-30 | 3.7988 | 3.5864 | 3.6282 | 3.7515 | 3.5072 | 3.5339 | 3.6423 | 2.9954 | 2.8796 | 2.6976 | 2.6201 | 2.2223 | 2.3161 | 2.6957 | 2.5881 | 2.5312 | 2.7776 | 3.3912 | 4.1799 | 4.4603 | 3.756 | 4.4465 | 4.6219 | 3.8163
2030-08-31 | 3.5689 | 3.5138 | 3.5362 | 3.2291 | 3.2373 | 2.9464 | 3.1599 | 2.7778 | 2.3152 | 2.1032 | 1.707 | 1.4508 | 1.6314 | 1.9147 | 1.9657 | 2.2604 | 2.8883 | 3.7442 | 3.9642 | 3.9034 | 3.9083 | 3.6557 | 3.6237 | 3.5742
2030-09-01 | 3.4232 | 3.2179 | 3.1629 | 3.1987 | 3.0532 | 2.8186 | 2.8062 | 2.6364 | 2.586 | 2.2364 | 1.9961 | 1.6113 | 1.4189 | 1.5241 | 1.7084 | 2.2209 | 2.8 | 3.4814 | 4.2181 | 4.5533 | 4.0814 | 4.249 | 4.1454 | 3.8384
2030-09-02 | 3.8259 | 3.5565 | 2.9721 | 2.9508 | 3.204 | 3.1143 | 3.1066 | 3.239 | 2.9979 | 2.5361 | 2.5453 | 2.4371 | 2.4725 | 2.5579 | 2.6431 | 3.2012 | 3.5407 | 4.2671 | 4.8786 | 5.023 | 4.6739 | 4.163 | 3.8456 | 3.6495
2030-09-03 | 3.6885 | 3.4245 | 3.2647 | 3.5224 | 3.4132 | 3.3609 | 3.8863 | 3.719 | 3.6198 | 3.1185 | 2.5864 | 2.4663 | 2.8136 | 2.6222 | 2.7196 | 3.3789 | 4.3137 | 5.0602 | 5.485 | 5.5292 | 5.1271 | 5.2603 | 4.9578 | 4.9442
2030-09-04 | 4.5764 | 4.016 | 4.0286 | 4.2363 | 4.0439 | 4.2447 | 4.5026 | 4.0689 | 3.6 | 3.1005 | 2.6828 | 2.3939 | 2.3908 | 2.8255 | 2.9267 | 2.7158 | 3.7998 | 4.5701 | 5.1239 | 5.4076 | 4.9597 | 4.9289 | 4.7898 | 4.7084
2030-09-05 | 4.5315 | 4.076 | 4.0657 | 4.296 | 3.7854 | 3.8577 | 4.1978 | 3.6994 | 3.341 | 2.9441 | 2.5845 | 2.4724 | 2.4635 | 2.7481 | 3.0228 | 3.0032 | 3.9273 | 4.7219 | 5.2226 | 5.4702 | 5.0848 | 5.1953 | 5.1106 | 4.4683
2030-09-06 | 4.3237 | 4.3981 | 4.1124 | 4.0863 | 4.1674 | 4.8464 | 4.8299 | 3.9665 | 3.9152 | 3.1164 | 2.503 | 2.318 | 2.4845 | 2.3819 | 2.3425 | 2.7201 | 3.5016 | 3.9879 | 4.7075 | 5.0593 | 4.3976 | 4.8169 | 5.1615 | 4.6567
2030-09-07 | 4.1098 | 3.8937 | 4.0423 | 3.6379 | 3.4066 | 3.4313 | 3.317 | 3.0322 | 2.614 | 2.1773 | 1.9167 | 1.7106 | 1.9936 | 1.9131 | 2.1741 | 2.5137 | 3.17 | 3.9237 | 4.5778 | 4.4518 | 4.4538 | 4.5568 | 4.8276 | 4.1689
2030-09-08 | 3.9719 | 3.7551 | 3.3333 | 3.0963 | 2.8935 | 3.0253 | 3.2199 | 2.6973 | 2.4387 | 2.1888 | 1.8477 | 1.6469 | 1.8684 | 2.0033 | 1.9724 | 2.2593 | 2.8125 | 3.7308 | 4.5925 | 4.9938 | 4.5547 | 4.1613 | 3.6482 | 3.4297
2030-09-09 | 3.3807 | 3.2032 | 3.0124 | 3.0282 | 3.2103 | 3.2301 | 3.755 | 3.9148 | 3.4463 | 3.0134 | 2.7358 | 2.5383 | 2.5671 | 2.7752 | 3.184 | 3.6065 | 3.9611 | 4.5851 | 5.2621 | 5.4984 | 5.1748 | 5.1521 | 4.9843 | 4.6239
2030-09-10 | 4.3309 | 4.3799 | 4.3512 | 4.0641 | 3.9984 | 4.5541 | 5.0625 | 4.0485 | 3.6833 | 3.103 | 2.7881 | 2.7634 | 3.0962 | 2.9018 | 2.6024 | 3.2764 | 3.7944 | 4.2796 | 4.9791 | 4.8115 | 4.1682 | 4.0642 | 3.6605 | 3.3902
2030-09-11 | 3.2211 | 3.1768 | 3.3226 | 3.1199 | 3.0933 | 3.1898 | 3.225 | 3.3151 | 2.9972 | 2.6413 | 2.1153 | 2.3081 | 1.9226 | 2.1082 | 2.2392 | 2.3473 | 2.6459 | 2.9254 | 3.265 | 3.1955 | 2.8754 | 2.8006 | 3.0022 | 2.7421
2030-09-12 | 2.5749 | 2.5082 | 2.4553 | 2.4589 | 2.5869 | 2.6501 | 2.7353 | 2.7786 | 2.7843 | 2.4227 | 2.195 | 1.9644 | 1.8814 | 2.0317 | 2.4827 | 2.8484 | 2.986 | 3.3494 | 4.0203 | 3.489 | 3.2563 | 4.0295 | 4.3726 | 4.5584
2030-09-13 | 4.0516 | 3.8733 | 3.8021 | 3.9683 | 4.1294 | 4.1441 | 4.6059 | 3.9843 | 3.2477 | 2.6849 | 2.279 | 2.1049 | 2.1512 | 2.2423 | 2.5919 | 2.9975 | 3.3913 | 4.2169 | 4.8212 | 4.5537 | 4.1608 | 4.8774 | 4.7106 | 4.3494
2030-09-14 | 3.9984 | 4.1613 | 3.8307 | 3.7926 | 4.0476 | 3.9248 | 3.8297 | 3.0644 | 2.7 | 2.0802 | 1.5373 | 1.6156 | 1.6955 | 1.5904 | 1.8249 | 2.3849 | 2.7806 | 3.4959 | 4.4126 | 4.7198 | 4.036 | 4.346 | 4.7008 | 4.1336
2030-09-15 | 3.7886 | 3.9283 | 3.6891 | 3.46 | 3.4604 | 3.7526 | 3.6786 | 2.8692 | 2.3777 | 2.3743 | 1.6777 | 1.1166 | 1.326 | 1.6559 | 1.399 | 1.8149 | 2.6754 | 3.5579 | 4.1824 | 4.279 | 3.8394 | 4.3669 | 4.3801 | 3.5481
2030-09-16 | 2.9813 | 2.8928 | 2.9422 | 3.0359 | 2.9709 | 3.262 | 3.6989 | 3.6364 | 2.8414 | 2.2747 | 2.1602 | 1.892 | 2.2652 | 2.6329 | 2.3977 | 2.6976 | 3.3825 | 4.1597 | 4.9167 | 5.0509 | 4.6689 | 4.9423 | 4.589 | 4.2022
2030-09-17 | 3.9354 | 3.9828 | 3.9942 | 3.5521 | 3.1788 | 3.176 | 3.7059 | 3.2997 | 2.9198 | 2.5669 | 2.2995 | 2.093 | 1.9187 | 2.0869 | 1.9612 | 2.5139 | 3.4831 | 4.2795 | 4.9291 | 5.3241 | 4.6136 | 4.6209 | 4.6392 | 4.5212
2030-09-18 | 3.751 | 3.2769 | 3.2764 | 3.2999 | 2.9919 | 3.1036 | 3.5687 | 3.6381 | 3.3676 | 2.8903 | 2.407 | 2.1811 | 2.3058 | 2.3234 | 2.7236 | 3.428 | 3.8849 | 4.4638 | 5.3414 | 5.5116 | 5.1237 | 5.2079 | 4.752 | 4.312
2030-09-19 | 4.3596 | 4.2443 | 4.1763 | 3.9116 | 4.0789 | 4.1017 | 3.8374 | 3.5153 | 3.2267 | 2.7301 | 2.4206 | 2.5154 | 2.6931 | 2.6517 | 2.9619 | 3.7316 | 3.8181 | 4.4829 | 5.3912 | 5.4859 | 4.875 | 5.0877 | 5.3755 | 5.0011
2030-09-20 | 4.044 | 3.494 | 3.6703 | 3.4277 | 3.3919 | 3.7798 | 4.467 | 3.6664 | 3.1506 | 2.8057 | 2.3561 | 2.2771 | 2.5363 | 2.7422 | 2.826 | 3.2752 | 4.2535 | 4.7391 | 4.3552 | 4.1566 | 3.9579 | 4.7412 | 5.1811 | 4.9384
2030-09-21 | 4.2202 | 4.1888 | 3.6799 | 3.2357 | 3.1166 | 3.2501 | 3.6064 | 3.0828 | 2.7437 | 2.4009 | 2.1118 | 1.7446 | 1.658 | 1.921 | 2.0083 | 2.3494 | 3.2196 | 4.1127 | 4.3806 | 4.7057 | 4.4038 | 3.9831 | 3.7222 | 3.6231
2030-09-22 | 3.4991 | 3.2135 | 3.2838 | 3.4389 | 3.1497 | 3.1577 | 3.2151 | 2.7496 | 2.3919 | 2.0975 | 1.8642 | 1.7615 | 1.8757 | 2.1226 | 2.1252 | 2.2894 | 3.0399 | 3.9753 | 4.6878 | 5.0576 | 4.6717 | 4.5156 | 4.7574 | 4.5599
2030-09-23 | 4.287 | 4.1491 | 3.7247 | 3.6681 | 3.8204 | 4.2195 | 4.4066 | 3.3944 | 3.231 | 2.8821 | 2.432 | 2.4691 | 2.5877 | 2.4009 | 2.4172 | 3.1625 | 4.0766 | 5.0496 | 5.5466 | 5.5179 | 4.8482 | 5.0121 | 4.989 | 4.9392
2030-09-24 | 4.4455 | 4.2432 | 3.9558 | 3.999 | 4.1301 | 4.0922 | 4.4273 | 3.7487 | 3.6031 | 2.792 | 2.254 | 2.7096 | 2.6273 | 2.67 | 2.6786 | 3.2347 | 4.0466 | 5.0164 | 5.4712 | 5.5345 | 4.93 | 3.8127 | 3.6697 | 3.8616
2030-09-25 | 4.1148 | 3.7782 | 3.7427 | 3.6297 | 3.4775 | 3.8381 | 4.9371 | 4.9263 | 4.1679 | 3.7013 | 3.3033 | 3.3631 | 3.1595 | 2.7322 | 3.1137 | 3.5991 | 4.5032 | 4.8226 | 5.4097 | 5.5508 | 5.1671 | 4.85 | 4.444 | 4.1121
2030-09-26 | 3.857 | 3.7517 | 3.6901 | 3.6521 | 3.6569 | 4.1485 | 4.6839 | 4.5438 | 4.7792 | 4.4757 | 4.3209 | 3.0591 | 3.6039 | 3.7845 | 4.0355 | 4.5338 | 4.3886 | 5.0214 | 4.8552 | 4.1179 | 3.8531 | 3.9338 | 3.9641 | 3.6104
2030-09-27 | 3.3961 | 3.2703 | 3.4367 | 3.3892 | 3.0421 | 3.0676 | 3.3168 | 3.0957 | 2.7215 | 2.2853 | 2.1411 | 2.6678 | 2.387 | 2.6356 | 2.6677 | 2.9542 | 3.9264 | 4.5503 | 4.7945 | 5.081 | 4.5818 | 4.7399 | 4.6559 | 4.3287
2030-09-28 | 4.299 | 3.5838 | 3.5203 | 3.3597 | 3.2479 | 3.3384 | 3.3134 | 3.0458 | 2.522 | 2.1908 | 1.9534 | 1.9523 | 2.0395 | 2.0365 | 2.002 | 2.5122 | 3.3246 | 3.842 | 4.7474 | 4.9068 | 4.2873 | 3.9585 | 3.8241 | 3.6941
2030-09-29 | 3.6275 | 4.1478 | 3.9179 | 3.8289 | 3.3455 | 3.0849 | 3.1072 | 2.8133 | 2.4523 | 2.1075 | 1.9866 | 1.788 | 1.9768 | 2.2296 | 2.0778 | 2.5355 | 3.2339 | 4.147 | 5.0133 | 5.1775 | 4.5813 | 4.0553 | 3.7829 | 3.4668
2030-09-30 | 3.22 | 3.2908 | 3.2556 | 3.0418 | 3.0735 | 3.2592 | 3.5652 | 3.2252 | 2.753 | 2.3103 | 2.28 | 2.2871 | 2.4863 | 2.7263 | 2.8592 | 3.358 | 4.0953 | 4.6868 | 5.277 | 5.1919 | 4.5737 | 4.7947 | 4.8032 | 4.6445
2030-10-01 | 3.8257 | 3.4019 | 3.2027 | 3.1199 | 2.9548 | 3.083 | 3.4851 | 3.1355 | 2.7129 | 2.2837 | 1.9876 | 2.0809 | 2.3079 | 2.4831 | 2.5336 | 2.9383 | 3.56 | 4.5612 | 5.4469 | 5.311 | 4.4938 | 3.913 | 3.9641 | 3.7484
2030-10-02 | 3.2539 | 3.1292 | 3.2426 | 3.1161 | 2.9761 | 3.0924 | 3.4027 | 3.1049 | 2.7171 | 2.3247 | 2.2946 | 2.3986 | 2.6628 | 3.3897 | 4.0364 | 4.0574 | 4.2247 | 4.9787 | 5.4738 | 5.463 | 4.9506 | 5.1585 | 4.841 | 4.3591
2030-10-03 | 4.3242 | 4.2569 | 3.8015 | 3.6774 | 3.3437 | 3.531 | 3.9123 | 3.1557 | 2.7468 | 2.3608 | 2.3023 | 2.4269 | 2.6444 | 2.8255 | 3.5377 | 4.1949 | 4.6224 | 5.152 | 5.4739 | 5.3452 | 4.5704 | 5.0252 | 5.3794 | 4.7691
2030-10-04 | 4.1654 | 3.7174 | 3.4454 | 3.3905 | 3.2784 | 3.427 | 3.6866 | 3.0602 | 2.8364 | 2.6131 | 2.3161 | 2.1936 | 2.3207 | 2.6235 | 3.3234 | 4.1067 | 4.4091 | 4.4233 | 4.8395 | 4.831 | 4.381 | 5.2216 | 5.1856 | 4.9767
2030-10-05 | 4.2287 | 3.8826 | 4.1839 | 4.0614 | 3.4706 | 3.2128 | 3.5702 | 3.0808 | 2.6384 | 2.1667 | 1.8698 | 2.0048 | 2.0031 | 1.942 | 2.2505 | 2.5587 | 3.6185 | 4.3632 | 5.202 | 5.1058 | 4.5163 | 4.0628 | 3.8683 | 3.5718
2030-10-06 | 3.4395 | 3.1624 | 3.1112 | 3.0885 | 3.0767 | 3.1352 | 3.0542 | 2.7552 | 2.3376 | 2.0189 | 2.0393 | 2.0917 | 2.0343 | 2.4157 | 2.5213 | 2.5251 | 3.2496 | 4.0188 | 5.1047 | 4.894 | 4.294 | 4.5813 | 4.0882 | 3.761
2030-10-07 | 3.6457 | 3.153 | 2.988 | 2.9562 | 2.9541 | 3.1864 | 3.3832 | 3.0632 | 2.9117 | 2.672 | 2.5241 | 2.3306 | 2.4263 | 2.531 | 2.8547 | 2.9204 | 3.6391 | 4.9183 | 5.4615 | 5.3618 | 4.4048 | 3.9703 | 4.1014 | 3.62
2030-10-08 | 3.5077 | 4.1685 | 4.1672 | 3.8447 | 3.6739 | 4.0963 | 3.5564 | 3.4383 | 3.1207 | 2.5206 | 2.237 | 2.2827 | 2.2804 | 2.3583 | 2.5423 | 3.0629 | 4.1299 | 4.9194 | 5.2447 | 4.9435 | 4.7358 | 4.9264 | 4.4147 | 3.8825
2030-10-09 | 3.8589 | 4.0037 | 3.896 | 3.9827 | 3.4559 | 3.3211 | 3.5211 | 3.3996 | 2.9316 | 2.534 | 2.3726 | 2.3228 | 2.548 | 3.1432 | 2.9941 | 3.2869 | 4.0392 | 4.9982 | 5.4258 | 5.0921 | 4.2104 | 4.6876 | 4.5779 | 4.3235
2030-10-10 | 4.2102 | 3.6257 | 3.5876 | 3.9181 | 3.5325 | 3.8256 | 4.1288 | 3.3316 | 3.1814 | 2.6639 | 2.3882 | 2.4698 | 2.4616 | 2.7117 | 2.9674 | 3.4802 | 4.3916 | 4.9478 | 5.0542 | 4.8769 | 4.597 | 4.7805 | 4.7478 | 4.4366
2030-10-11 | 4.375 | 4.2616 | 3.672 | 3.7583 | 3.8527 | 4.1854 | 4.1216 | 3.1741 | 2.8562 | 2.4719 | 2.4368 | 2.4451 | 2.6361 | 3.005 | 3.9469 | 4.6261 | 4.6267 | 4.7664 | 5.2568 | 4.5974 | 3.9348 | 4.7916 | 4.9858 | 4.1199
2030-10-12 | 3.9662 | 4.0337 | 3.6016 | 3.4139 | 3.346 | 3.6099 | 3.5871 | 3.1369 | 3.1644 | 2.9233 | 2.5551 | 2.3825 | 1.7524 | 1.7793 | 2.2848 | 2.4554 | 3.148 | 4.0853 | 4.9186 | 4.6353 | 3.6541 | 3.9233 | 3.5464 | 3.1514
2030-10-13 | 3.0866 | 3.1953 | 3.1832 | 3.0354 | 2.8529 | 2.9065 | 2.8974 | 2.5326 | 2.183 | 1.6717 | 1.3066 | 1.328 | 1.5954 | 2.0527 | 2.2146 | 2.4881 | 3.0809 | 4.2046 | 4.9029 | 4.5825 | 4.2382 | 4.2306 | 3.8104 | 3.5107
2030-10-14 | 3.3183 | 3.0186 | 2.841 | 2.8185 | 2.8592 | 3.1533 | 3.4909 | 3.2541 | 3.1864 | 3.4983 | 3.3578 | 2.9717 | 2.3466 | 2.6276 | 3.2038 | 3.6415 | 4.2688 | 4.7018 | 4.9898 | 4.492 | 3.9566 | 4.7903 | 4.4806 | 4.0855
2030-10-15 | 3.7028 | 3.5408 | 3.5316 | 3.8427 | 3.6967 | 3.787 | 3.7955 | 3.2198 | 3.2432 | 2.6513 | 2.3788 | 2.1148 | 2.303 | 2.452 | 2.617 | 3.089 | 4.0822 | 4.8716 | 5.0937 | 4.8933 | 4.5326 | 4.4559 | 4.253 | 3.8773
2030-10-16 | 3.9263 | 3.7531 | 3.5065 | 3.5825 | 3.6852 | 3.7575 | 4.1651 | 3.5413 | 3.0375 | 2.4668 | 2.6287 | 2.4283 | 2.3324 | 2.4437 | 3.0241 | 3.7899 | 4.1849 | 4.453 | 5.2986 | 5.0141 | 4.5544 | 5.1599 | 4.9374 | 4.189
2030-10-17 | 4.2484 | 4.2766 | 4.0629 | 3.4816 | 3.0252 | 3.1902 | 3.529 | 3.2963 | 3.1346 | 2.8121 | 2.7635 | 2.5319 | 2.734 | 3.0242 | 3.3372 | 3.6047 | 4.157 | 4.5329 | 5.3549 | 5.02 | 3.93 | 4.1924 | 4.5862 | 3.9758
2030-10-18 | 3.6094 | 3.6736 | 3.7789 | 3.533 | 3.0744 | 3.0675 | 3.6802 | 3.6137 | 3.3248 | 2.6888 | 2.1456 | 2.0949 | 2.4166 | 2.8338 | 3.0876 | 3.5349 | 4.0091 | 4.4664 | 4.7682 | 4.4155 | 3.7725 | 3.5844 | 3.6069 | 3.4595
2030-10-19 | 3.384 | 3.0965 | 3.0439 | 3.2485 | 3.062 | 3.1319 | 3.3495 | 3.2624 | 3.182 | 2.5687 | 2.1506 | 2.0581 | 2.0516 | 1.9289 | 2.0575 | 2.4337 | 3.0831 | 3.9827 | 4.5728 | 4.1413 | 3.5485 | 4.0991 | 4.3839 | 4.104
2030-10-20 | 3.8256 | 3.218 | 2.9633 | 3.0093 | 2.9551 | 2.8908 | 2.8908 | 2.8066 | 2.5551 | 2.2295 | 1.8355 | 1.6455 | 1.8333 | 1.9188 | 2.1558 | 2.3956 | 3.2166 | 4.1939 | 5.0533 | 4.7608 | 4.1544 | 3.6017 | 3.3596 | 3.1463
2030-10-21 | 3.1137 | 3.1432 | 2.9938 | 2.9193 | 2.9771 | 3.416 | 4.9806 | 3.9764 | 3.1096 | 2.4196 | 2.3846 | 2.4192 | 2.372 | 2.7149 | 2.6781 | 2.8512 | 3.5498 | 4.7757 | 5.2646 | 4.7939 | 4.5652 | 4.6735 | 4.5176 | 4.4703
2030-10-22 | 3.8712 | 3.1161 | 2.9619 | 3.1216 | 2.8736 | 3.2746 | 3.828 | 3.7531 | 3.1135 | 2.662 | 2.3377 | 2.3332 | 2.4358 | 2.5997 | 2.6827 | 3.069 | 3.9846 | 4.9773 | 5.474 | 5.2765 | 4.6997 | 5.0668 | 4.9326 | 4.5474
2030-10-23 | 4.401 | 4.2447 | 4.0176 | 3.7243 | 3.7119 | 4.1912 | 4.6004 | 3.9945 | 3.2991 | 2.8141 | 2.3604 | 2.2632 | 2.3354 | 2.5881 | 3.0303 | 3.2384 | 4.2605 | 5.2006 | 5.4696 | 5.3365 | 4.7755 | 4.6471 | 4.7192 | 4.3268
2030-10-24 | 4.3782 | 3.892 | 3.7355 | 4.0178 | 3.9272 | 4.2702 | 4.7211 | 3.7595 | 3.5563 | 3.0403 | 2.5345 | 2.4215 | 2.491 | 2.6392 | 3.009 | 3.794 | 3.7166 | 4.2833 | 5.1414 | 4.9586 | 4.1937 | 4.2236 | 4.6081 | 4.547
2030-10-25 | 3.8663 | 3.6487 | 3.4092 | 3.374 | 3.368 | 3.4734 | 3.7867 | 3.0982 | 3.043 | 2.7919 | 2.7497 | 2.3905 | 2.5677 | 2.8203 | 2.8313 | 3.0797 | 4.2451 | 4.5056 | 4.9477 | 4.7425 | 3.9497 | 4.3616 | 4.2627 | 4.2406
2030-10-26 | 3.9886 | 3.9824 | 3.7747 | 3.169 | 3.0697 | 3.2207 | 3.3764 | 2.8526 | 2.5097 | 2.2641 | 2.1039 | 1.7473 | 1.6199 | 1.8036 | 2.1967 | 2.5036 | 3.6908 | 4.6364 | 4.8902 | 4.2075 | 3.7682 | 3.3714 | 3.3978 | 3.2847
2030-10-27 | 3.2833 | 3.1296 | 2.9942 | 3.1153 | 2.9765 | 3.0648 | 3.1492 | 2.8971 | 2.6697 | 2.338 | 1.7337 | 1.7921 | 2.0415 | 2.2074 | 2.5662 | 3.0132 | 3.6116 | 4.1724 | 5.1173 | 4.6433 | 4.0107 | 3.944 | 4.214 | 4.0075
2030-10-28 | 3.4373 | 3.1692 | 3.1128 | 2.9559 | 3.0002 | 3.2533 | 3.6405 | 3.4885 | 3.0699 | 2.7888 | 2.7951 | 2.4754 | 2.5055 | 2.6956 | 3.1272 | 3.0214 | 4.5907 | 5.4101 | 5.4497 | 5.3149 | 4.5315 | 3.8197 | 3.6671 | 3.3862
2030-10-29 | 3.4895 | 3.3161 | 3.128 | 3.1422 | 3.3199 | 3.7836 | 4.1437 | 3.7026 | 4.2214 | 4.6726 | 4.2102 | 3.2799 | 3.8995 | 4.1069 | 3.575 | 3.9673 | 4.9818 | 5.0927 | 4.9367 | 4.3135 | 4.051 | 3.8735 | 3.6686 | 3.3613
2030-10-30 | 3.2525 | 3.1935 | 2.9369 | 2.9303 | 2.9083 | 3.0647 | 3.4658 | 3.5127 | 2.9923 | 2.3919 | 2.3695 | 2.269 | 2.282 | 3.0293 | 3.699 | 3.6416 | 4.5165 | 5.0612 | 4.5555 | 3.9215 | 3.7249 | 4.8165 | 4.7979 | 4.1231
2030-10-31 | 3.799 | 3.6773 | 3.8983 | 3.9083 | 3.7628 | 4.268 | 4.5396 | 3.6883 | 3.6233 | 2.7071 | 2.4268 | 2.4179 | 2.4996 | 2.384 | 2.5957 | 3.4474 | 4.1744 | 4.3854 | 5.2849 | 4.7826 | 4.3484 | 4.8393 | 4.9475 | 3.9943
2030-11-01 | 3.9103 | 3.8114 | 3.7862 | 3.6807 | 3.8357 | 4.0394 | 4.3586 | 3.3196 | 3.0466 | 2.652 | 2.1481 | 1.9989 | 2.1799 | 2.2844 | 2.5095 | 3.4153 | 4.4827 | 4.4731 | 4.8442 | 4.7548 | 3.9771 | 4.3024 | 4.3772 | 4.4148
2030-11-02 | 3.4381 | 3.0228 | 3.1392 | 3.1185 | 2.9505 | 3.1581 | 3.1221 | 3.0985 | 2.5431 | 2.1089 | 1.7077 | 1.4572 | 1.5097 | 1.7765 | 2.1971 | 2.3311 | 3.0742 | 4.0321 | 4.8545 | 4.2605 | 3.8712 | 3.8465 | 3.6275 | 3.313
2030-11-03 | 3.1659 | 3.2998 | 3.1555 | 3.1189 | 3.3254 | 3.8432 | 3.9684 | 2.9905 | 2.4959 | 2.249 | 1.9784 | 1.8282 | 1.6165 | 1.7851 | 2.2184 | 2.3927 | 3.1289 | 4.1528 | 5.0471 | 4.4931 | 3.9745 | 4.6409 | 4.4936 | 3.6603
2030-11-04 | 2.9729 | 3.107 | 2.9281 | 2.8651 | 2.9477 | 3.3718 | 4.0862 | 3.3295 | 3.1102 | 2.8094 | 2.3523 | 2.0708 | 2.3203 | 2.3473 | 2.7999 | 2.8818 | 4.3052 | 4.7774 | 5.2325 | 5.123 | 4.4231 | 3.8329 | 3.5137 | 3.6042
2030-11-05 | 3.3692 | 3.1763 | 3.098 | 3.2049 | 2.9711 | 3.1421 | 3.458 | 3.4908 | 2.9883 | 2.3383 | 2.0706 | 2.1306 | 1.9983 | 2.0866 | 2.4656 | 3.4222 | 4.2863 | 5.0133 | 5.3939 | 4.9431 | 4.3648 | 4.3614 | 4.4178 | 4.0836
2030-11-06 | 3.4657 | 3.0623 | 2.9606 | 3.0755 | 2.8663 | 3.0631 | 3.6104 | 3.5997 | 3.2531 | 2.651 | 2.435 | 2.9454 | 3.0576 | 3.1879 | 3.493 | 3.9175 | 4.224 | 4.9391 | 5.4319 | 5.2576 | 4.7025 | 4.7997 | 4.8814 | 4.557
2030-11-07 | 3.7064 | 3.6238 | 3.5157 | 3.0866 | 3.0519 | 3.408 | 3.3453 | 3.6227 | 3.03 | 2.4561 | 2.6564 | 2.4174 | 2.1946 | 2.2682 | 2.9346 | 3.4011 | 4.0776 | 4.9042 | 5.4489 | 5.0911 | 4.3629 | 4.7918 | 4.6467 | 4.0046
2030-11-08 | 4.0159 | 4.1426 | 3.6182 | 3.6503 | 3.7719 | 4.3364 | 5.0889 | 3.8431 | 3.157 | 3.0662 | 2.7039 | 2.2972 | 2.3358 | 2.6103 | 2.5642 | 2.984 | 4.2357 | 4.7994 | 5.2752 | 4.8994 | 3.7528 | 4.034 | 3.8234 | 3.8408
2030-11-09 | 3.7299 | 3.3067 | 3.4768 | 3.3184 | 3.1722 | 3.3265 | 3.6522 | 3.4416 | 3.1866 | 2.6605 | 2.387 | 2.4781 | 2.3309 | 2.2936 | 2.7998 | 2.4573 | 3.1054 | 4.2027 | 4.5163 | 3.7699 | 3.7414 | 3.4532 | 3.2447 | 3.2367
2030-11-10 | 3.1432 | 3.2639 | 3.2517 | 3.3979 | 2.7596 | 2.8148 | 2.9864 | 2.8922 | 2.5317 | 1.8589 | 1.519 | 1.2233 | 1.1998 | 1.2557 | 1.8795 | 2.353 | 2.6304 | 3.3778 | 4.3082 | 4.6159 | 3.8236 | 3.5058 | 3.3301 | 2.9535
2030-11-11 | 2.8285 | 2.9814 | 2.8896 | 2.816 | 2.7822 | 3.048 | 3.1956 | 2.9456 | 2.6243 | 2.4001 | 1.9973 | 1.7431 | 2.018 | 2.1457 | 2.1495 | 2.7313 | 3.7145 | 4.5166 | 5.0852 | 4.4511 | 3.7034 | 4.084 | 4.1645 | 3.9473
2030-11-12 | 3.3672 | 2.9393 | 3.0077 | 2.8998 | 2.8546 | 3.0152 | 3.5596 | 3.812 | 2.9354 | 2.6809 | 2.4053 | 2.2456 | 2.2384 | 2.269 | 2.5354 | 3.0549 | 4.2716 | 5.1267 | 5.4346 | 4.9059 | 4.1681 | 4.2551 | 4.2119 | 4.1577
2030-11-13 | 3.5226 | 3.5623 | 3.4402 | 3.5862 | 3.5302 | 3.7574 | 4.3675 | 3.8059 | 3.4801 | 3.3019 | 2.9054 | 2.1748 | 2.1229 | 2.8292 | 2.7356 | 3.2238 | 4.2015 | 4.7734 | 5.4137 | 4.821 | 3.9939 | 4.5852 | 4.5682 | 4.427
2030-11-14 | 3.9594 | 3.4833 | 3.8769 | 3.9847 | 3.6943 | 4.2404 | 4.6512 | 3.6194 | 3.5462 | 2.8398 | 2.5206 | 2.5894 | 2.8539 | 2.5101 | 3.1703 | 3.8727 | 4.5644 | 5.1197 | 5.4287 | 5.0037 | 4.2594 | 4.3229 | 4.6403 | 4.1271
2030-11-15 | 3.5479 | 3.4779 | 3.7815 | 3.6708 | 3.5413 | 3.9489 | 3.9432 | 4.1994 | 3.859 | 3.3445 | 2.6635 | 2.8998 | 3.3007 | 3.5682 | 3.2625 | 3.5239 | 4.2813 | 4.8018 | 4.9524 | 4.2355 | 3.5431 | 4.1121 | 4.2871 | 4.275
2030-11-16 | 4.0518 | 3.0828 | 2.9501 | 3.0909 | 2.9059 | 2.8997 | 3.0981 | 3.1608 | 2.9253 | 2.4617 | 2.1322 | 2.4899 | 2.3935 | 2.4822 | 2.9094 | 3.0155 | 3.2857 | 4.198 | 4.496 | 3.8257 | 3.716 | 3.5552 | 3.2005 | 3.0749
2030-11-17 | 3.0547 | 3.064 | 2.8428 | 2.91 | 2.9479 | 3.1095 | 3.3851 | 3.1256 | 2.9798 | 2.8512 | 2.336 | 2.1126 | 1.5848 | 1.6438 | 2.0337 | 2.3769 | 2.9824 | 4.0117 | 4.4496 | 4.0847 | 3.9027 | 3.7895 | 3.8935 | 3.8299
2030-11-18 | 3.5846 | 3.049 | 2.9625 | 2.9994 | 2.9974 | 3.3567 | 3.9184 | 3.5199 | 3.0824 | 2.6046 | 2.2622 | 2.3532 | 2.4669 | 2.433 | 2.6079 | 3.3076 | 3.9527 | 4.5554 | 5.2082 | 4.838 | 4.2801 | 4.2343 | 4.3158 | 4.1771
2030-11-19 | 3.8119 | 3.8016 | 3.6522 | 3.3516 | 3.4106 | 3.7099 | 3.9025 | 3.5081 | 3.1891 | 3.2123 | 2.8848 | 2.7076 | 2.7978 | 3.0258 | 3.0759 | 3.2429 | 4.3201 | 4.9827 | 5.4237 | 5.1498 | 4.3343 | 4.368 | 4.2656 | 4.2226
2030-11-20 | 3.7473 | 3.4748 | 3.3766 | 3.487 | 3.6709 | 3.7013 | 3.769 | 3.7697 | 3.2529 | 2.7399 | 2.4743 | 2.2998 | 2.2715 | 2.3996 | 2.6836 | 3.3479 | 4.1052 | 4.5321 | 5.2227 | 4.8064 | 4.0724 | 4.3783 | 4.8163 | 4.1424
2030-11-21 | 3.8467 | 4.0723 | 3.4577 | 3.0432 | 3.0377 | 3.3485 | 3.6216 | 3.7849 | 4.0425 | 3.7048 | 2.9047 | 3.0343 | 2.4559 | 2.2924 | 2.242 | 3.0313 | 3.5523 | 3.8883 | 4.2497 | 4.0164 | 3.4094 | 3.6157 | 3.7983 | 3.3144
2030-11-22 | 3.0965 | 3.1081 | 3.1446 | 2.8749 | 2.7772 | 2.9795 | 2.9658 | 3.1848 | 3.0583 | 2.6015 | 2.2979 | 2.1912 | 2.257 | 2.7191 | 2.4379 | 2.9531 | 4.2795 | 4.9128 | 5.1497 | 4.2841 | 3.7476 | 4.1943 | 4.6917 | 4.5105
2030-11-23 | 3.8584 | 3.6808 | 3.2319 | 3.0034 | 2.967 | 3.2873 | 3.3156 | 3.1141 | 2.8288 | 2.3696 | 1.9145 | 1.7925 | 1.6202 | 1.8161 | 2.2059 | 2.9099 | 3.6499 | 3.9876 | 4.8283 | 4.3532 | 3.5538 | 3.5555 | 3.6219 | 3.1472
2030-11-24 | 3.0637 | 3.1833 | 3.0933 | 2.8898 | 2.8813 | 3.0466 | 2.9425 | 2.7612 | 2.4951 | 2.2446 | 1.9011 | 1.6399 | 2.1571 | 2.2216 | 2.3715 | 2.8168 | 3.7714 | 4.4537 | 5.1709 | 4.8103 | 3.9684 | 4.2265 | 4.5542 | 4.214
2030-11-25 | 3.5371 | 3.5349 | 3.61 | 3.4172 | 3.5528 | 3.9984 | 5.0221 | 4.0931 | 3.7178 | 3.2354 | 2.5956 | 2.4023 | 2.5544 | 2.597 | 2.8075 | 3.3223 | 4.2773 | 4.9401 | 5.415 | 5.1925 | 4.499 | 4.7298 | 4.4748 | 4.1649
2030-11-26 | 4.0067 | 4.1228 | 4.0404 | 3.6626 | 3.6424 | 4.1786 | 4.9895 | 4.3146 | 3.451 | 2.8888 | 2.3876 | 2.035 | 2.1589 | 2.4861 | 2.565 | 3.2134 | 4.3347 | 4.9055 | 5.4594 | 5.2203 | 4.691 | 4.6131 | 4.5156 | 4.3252
2030-11-27 | 4.0143 | 3.5034 | 3.4052 | 3.5321 | 3.8696 | 3.9696 | 4.4103 | 3.631 | 3.1304 | 2.6635 | 2.4707 | 2.2609 | 2.1802 | 2.2689 | 2.7015 | 3.1901 | 4.2391 | 4.6497 | 5.4337 | 5.1464 | 4.6767 | 4.7142 | 4.4502 | 3.6078
2030-11-28 | 3.2817 | 3.3068 | 3.204 | 2.9602 | 2.9047 | 3.177 | 4.0532 | 3.746 | 3.3775 | 2.897 | 2.4857 | 2.2197 | 2.3609 | 2.5804 | 2.5416 | 3.1762 | 4.0763 | 4.7053 | 5.3441 | 4.98 | 4.1763 | 3.548 | 3.4414 | 3.4222
2030-11-29 | 3.1674 | 3.0167 | 3.172 | 2.98 | 2.8815 | 2.9881 | 3.416 | 3.5721 | 3.0912 | 2.894 | 2.6728 | 2.3365 | 2.3339 | 2.6173 | 2.6636 | 2.9416 | 4.0365 | 4.8298 | 5.2061 | 4.632 | 4.2926 | 3.7547 | 3.7195 | 3.5584
2030-11-30 | 3.3277 | 3.2276 | 3.0099 | 3.0805 | 3.2683 | 3.313 | 3.3249 | 3.2589 | 2.9266 | 2.4547 | 2.0313 | 2.3073 | 2.4811 | 2.3599 | 2.6853 | 2.856 | 3.1547 | 3.8146 | 4.7745 | 4.3202 | 3.9789 | 3.7071 | 3.3826 | 3.1477
2030-12-01 | 3.2879 | 3.3791 | 3.1593 | 2.9088 | 2.7843 | 2.7901 | 2.9041 | 2.7473 | 2.437 | 2.1749 | 1.7538 | 1.5546 | 1.8972 | 2.1054 | 2.2398 | 2.5353 | 3.1197 | 3.8932 | 4.8413 | 4.5663 | 4.0549 | 3.3316 | 3.4324 | 3.2988
2030-12-02 | 3.1347 | 3.0632 | 2.9472 | 2.9224 | 2.9599 | 3.217 | 3.8759 | 4.0168 | 3.1567 | 2.7831 | 2.5915 | 2.1725 | 2.2746 | 2.7558 | 2.9723 | 3.5381 | 4.3427 | 4.8089 | 5.2875 | 4.8809 | 4.2799 | 3.8236 | 3.5079 | 3.4932
2030-12-03 | 3.3648 | 3.1189 | 3.0506 | 3.1521 | 2.9513 | 3.2634 | 3.8563 | 3.8768 | 3.7268 | 2.9805 | 2.5017 | 2.5033 | 2.4705 | 2.6607 | 3.0462 | 3.4454 | 4.0559 | 4.9246 | 5.2988 | 5.0279 | 4.373 | 3.7437 | 3.7744 | 3.1876
2030-12-04 | 2.9886 | 2.9932 | 3.0393 | 2.7841 | 2.8125 | 3.1577 | 3.6621 | 3.8023 | 3.4673 | 2.8679 | 2.3333 | 2.1561 | 2.2553 | 2.5349 | 2.5825 | 2.8414 | 3.9597 | 4.7364 | 5.3035 | 5.012 | 4.3736 | 3.6863 | 3.4363 | 3.4571
2030-12-05 | 3.3092 | 3.0133 | 3.1629 | 3.0822 | 3.0073 | 3.2019 | 3.7504 | 3.8518 | 3.5377 | 2.8796 | 2.375 | 2.2402 | 2.3281 | 2.3545 | 2.8762 | 3.2467 | 3.7767 | 4.3402 | 5.1519 | 4.7456 | 3.9151 | 3.6739 | 3.6051 | 3.0252
2030-12-06 | 2.7767 | 2.8308 | 2.7193 | 2.6905 | 2.6777 | 2.9449 | 3.5959 | 3.3031 | 3.1624 | 3.0992 | 2.5952 | 2.2481 | 2.1871 | 2.6103 | 2.5872 | 3.0985 | 3.8689 | 4.4201 | 4.8611 | 4.5187 | 3.8189 | 4.0164 | 4.2154 | 4.1793
2030-12-07 | 3.3233 | 2.9053 | 2.9081 | 2.9018 | 2.8746 | 2.9862 | 3.2725 | 3.332 | 3.3231 | 3.1469 | 2.8472 | 2.3518 | 2.2618 | 2.381 | 2.347 | 2.4408 | 2.9904 | 3.4569 | 3.5578 | 3.2801 | 3.2685 | 3.1547 | 3.1658 | 2.9149
2030-12-08 | 2.8029 | 2.7076 | 2.6866 | 2.7549 | 2.7633 | 2.8997 | 3.0433 | 2.9069 | 2.4505 | 2.1231 | 1.7776 | 1.5282 | 1.4053 | 1.5029 | 1.6801 | 2.1554 | 2.7335 | 3.4927 | 4.3437 | 4.0702 | 3.6228 | 4.1041 | 3.9849 | 3.6513
2030-12-09 | 3.4573 | 3.0257 | 2.7997 | 2.786 | 2.8232 | 3.0977 | 3.7063 | 3.771 | 3.0608 | 2.5088 | 2.3258 | 2.116 | 2.2747 | 2.3014 | 2.5385 | 2.9361 | 3.9317 | 4.5986 | 5.0253 | 4.5072 | 3.9028 | 3.5316 | 3.3872 | 3.12
2030-12-10 | 3.0699 | 2.977 | 2.912 | 2.8425 | 2.91 | 3.2461 | 4.0033 | 4.1042 | 3.5152 | 3.0083 | 2.496 | 2.0724 | 2.0982 | 2.3538 | 2.4778 | 3.4419 | 4.2637 | 4.8635 | 5.2889 | 5.173 | 4.6047 | 4.8185 | 4.8124 | 4.2733
2030-12-11 | 3.9388 | 4.0535 | 3.9504 | 3.834 | 3.8324 | 4.2363 | 4.6742 | 4.0046 | 3.6565 | 3.2185 | 2.8787 | 2.6026 | 2.6381 | 3.0229 | 3.3042 | 3.8956 | 4.1886 | 4.5417 | 5.2881 | 4.9923 | 4.5747 | 4.7916 | 4.4234 | 3.8238
2030-12-12 | 3.5915 | 3.5106 | 3.5772 | 3.2853 | 3.1651 | 3.6425 | 4.2278 | 3.5863 | 3.1799 | 2.7758 | 2.6262 | 2.2001 | 2.0682 | 2.0455 | 2.2833 | 2.5918 | 3.2991 | 4.1067 | 4.95 | 4.6868 | 4.23 | 4.4721 | 4.5164 | 3.968
2030-12-13 | 3.5116 | 3.3033 | 3.2833 | 3.3007 | 3.3389 | 3.4277 | 3.4917 | 3.5544 | 3.4608 | 2.9349 | 2.3868 | 2.1554 | 2.0479 | 2.0182 | 2.224 | 2.5515 | 3.4862 | 4.2312 | 4.7194 | 4.4233 | 3.5775 | 3.4151 | 3.2829 | 3.073
2030-12-14 | 3.2093 | 3.1856 | 3.3043 | 3.2768 | 3.2663 | 3.0587 | 3.1547 | 3.2297 | 2.7646 | 2.3326 | 2.1564 | 1.5791 | 1.5504 | 1.7978 | 1.8536 | 2.2009 | 2.9092 | 3.9297 | 4.6206 | 4.4777 | 3.9619 | 3.3682 | 3.1621 | 2.9892
2030-12-15 | 2.865 | 2.8474 | 2.6561 | 2.5877 | 2.4516 | 2.4736 | 2.6669 | 2.6871 | 2.3399 | 1.927 | 1.6655 | 1.6492 | 1.5258 | 1.4569 | 1.6773 | 2.2163 | 2.833 | 3.628 | 4.6599 | 4.3217 | 3.8805 | 4.0329 | 3.7533 | 3.5039
2030-12-16 | 3.5692 | 2.9487 | 2.9087 | 2.6929 | 2.7963 | 3.0347 | 3.6 | 3.7174 | 3.0496 | 2.5059 | 2.3192 | 1.9647 | 2.0711 | 2.0647 | 2.3322 | 2.9783 | 3.5494 | 4.1007 | 5.0288 | 4.6777 | 4.1345 | 3.7489 | 3.6864 | 3.2487
2030-12-17 | 2.9598 | 2.8601 | 2.797 | 2.7848 | 2.8056 | 3.0013 | 3.4463 | 3.1671 | 2.7133 | 2.4731 | 2.3606 | 2.3822 | 2.6418 | 2.6128 | 2.9547 | 3.8073 | 4.162 | 4.7478 | 4.8692 | 4.4118 | 4.041 | 4.4858 | 4.5895 | 4.051
2030-12-18 | 3.6576 | 3.5185 | 3.4116 | 3.3751 | 3.4619 | 3.9416 | 4.5417 | 3.9709 | 3.6124 | 3.0325 | 2.6065 | 2.3882 | 2.1735 | 2.1616 | 2.234 | 2.4375 | 3.24 | 4.1484 | 4.668 | 4.6131 | 4.4557 | 4.5809 | 4.475 | 4.1975
2030-12-19 | 3.8753 | 3.6353 | 3.2494 | 3.3055 | 3.3645 | 3.7877 | 4.3304 | 3.5954 | 3.1808 | 2.8067 | 2.3078 | 2.0484 | 2.0097 | 2.0997 | 2.2813 | 2.8046 | 3.5553 | 4.2733 | 5.0776 | 4.7705 | 4.4814 | 4.6903 | 4.6637 | 3.8781
2030-12-20 | 3.6052 | 3.3715 | 3.304 | 3.3929 | 3.5197 | 3.7068 | 4.3669 | 3.8317 | 3.3807 | 2.9711 | 2.4106 | 2.2432 | 2.0318 | 2.1696 | 2.088 | 2.5305 | 3.213 | 3.9705 | 4.7164 | 4.6249 | 4.1657 | 4.8587 | 4.8491 | 4.3284
2030-12-21 | 3.3851 | 3.2606 | 3.1974 | 3.1392 | 3.0434 | 2.883 | 3.0633 | 3.1965 | 2.6565 | 2.0818 | 1.6792 | 1.4706 | 1.468 | 1.634 | 1.9716 | 2.5693 | 3.288 | 4.2286 | 4.7766 | 4.5041 | 4.1505 | 3.8293 | 3.6076 | 3.124
2030-12-22 | 3.0279 | 3.1472 | 3.1547 | 3.3692 | 3.2979 | 3.4101 | 3.19 | 3.0062 | 2.6651 | 2.1995 | 1.7234 | 1.3979 | 1.43 | 1.5252 | 1.7925 | 2.2423 | 3.1541 | 3.8533 | 4.682 | 4.6372 | 4.3303 | 4.0367 | 3.7053 | 3.4101
2030-12-23 | 3.1256 | 2.8497 | 2.7879 | 2.7629 | 2.8167 | 3.0218 | 3.3281 | 3.4183 | 3.5032 | 3.1373 | 2.7873 | 2.8279 | 2.7109 | 3.0933 | 3.2964 | 3.91 | 4.6157 | 5.0719 | 4.9922 | 4.1136 | 3.7985 | 4.2163 | 4.279 | 4.2975
2030-12-24 | 4.0387 | 3.9044 | 3.6247 | 2.863 | 2.8486 | 3.0165 | 3.2558 | 3.3923 | 3.235 | 2.8537 | 2.5527 | 2.3987 | 2.0817 | 2.1316 | 2.1113 | 2.3745 | 3.3428 | 4.3685 | 4.6098 | 4.293 | 3.8936 | 3.7981 | 3.4584 | 3.1643
2030-12-25 | 3.1514 | 2.9634 | 2.8084 | 2.7681 | 2.8285 | 3.0004 | 3.2418 | 3.4508 | 3.3138 | 2.8267 | 2.5782 | 2.5083 | 2.3706 | 2.3556 | 2.6001 | 3.1365 | 3.8949 | 4.9491 | 5.2987 | 5.3111 | 4.805 | 4.5966 | 4.4224 | 4.0586
2030-12-26 | 3.882 | 3.8756 | 3.7291 | 3.7035 | 3.4997 | 3.7328 | 4.1094 | 3.6498 | 3.2274 | 2.9914 | 2.4706 | 2.182 | 2.0793 | 2.2439 | 2.4628 | 3.323 | 4.158 | 4.8439 | 5.2829 | 5.097 | 4.3991 | 4.413 | 4.4933 | 4.4345
2030-12-27 | 4.3137 | 4.0061 | 3.5263 | 3.4742 | 3.5668 | 3.6226 | 4.0873 | 3.6037 | 3.4323 | 3.359 | 3.6003 | 3.4353 | 3.5175 | 3.685 | 3.7917 | 3.83 | 4.3048 | 4.9639 | 5.2009 | 4.8073 | 4.3095 | 4.2155 | 4.1308 | 3.7332
2030-12-28 | 3.7014 | 3.5821 | 3.3696 | 3.2382 | 3.2774 | 3.5123 | 3.7914 | 3.4765 | 3.2422 | 2.9531 | 2.2873 | 1.9593 | 2.1408 | 2.0301 | 2.3076 | 2.7337 | 3.8178 | 4.4729 | 5.0218 | 4.6533 | 4.1084 | 4.2553 | 4.4077 | 3.4226
2030-12-29 | 3.2365 | 3.1149 | 3.0153 | 2.8357 | 2.8602 | 2.8802 | 3.0117 | 3.0073 | 2.909 | 2.7998 | 2.5809 | 2.2005 | 2.2196 | 1.9724 | 2.051 | 2.4668 | 3.0374 | 3.9129 | 4.8618 | 4.6465 | 4.0919 | 3.6069 | 3.7248 | 3.3528
2030-12-30 | 3.1175 | 2.7982 | 2.9089 | 2.8974 | 3.2611 | 3.5926 | 3.9652 | 3.6828 | 3.7969 | 3.4976 | 2.9382 | 2.5361 | 2.3132 | 2.2139 | 2.3977 | 3.2629 | 4.3688 | 5.1043 | 5.2386 | 4.2235 | 3.5562 | 4.0579 | 4.1962 | 3.9869
2030-12-31 | 4.1408 | 3.9898 | 3.6716 | 2.8627 | 2.8487 | 3.0156 | 3.254 | 3.4031 | 3.1908 | 2.9283 | 2.64 | 2.5334 | 2.0983 | 2.1464 | 2.1086 | 2.3111 | 3.2812 | 4.3408 | 4.6258 | 4.3199 | 3.9135 | 3.715 | 3.3124 | 3.1653
2031-01-01 | 3.3329 | 2.9004 | 2.8275 | 2.7698 | 2.7289 | 3.1672 | 3.1883 | 3.1007 | 2.8853 | 2.418 | 2.142 | 1.935 | 1.6057 | 1.6889 | 1.9451 | 2.3217 | 3.2335 | 4.2103 | 4.8325 | 4.8703 | 4.3181 | 3.9265 | 3.574 | 3.6157
2031-01-02 | 3.1639 | 2.9221 | 3.0456 | 2.8759 | 2.749 | 2.8291 | 2.9855 | 3.082 | 2.9033 | 2.3074 | 2.0148 | 1.7127 | 1.6319 | 1.6885 | 1.9241 | 2.3948 | 2.9814 | 3.7801 | 4.9699 | 4.8558 | 3.8619 | 3.4566 | 3.2848 | 3.226
2031-01-03 | 2.9016 | 2.7942 | 2.7908 | 2.7745 | 2.6245 | 2.9379 | 3.185 | 3.3815 | 3.3185 | 2.7294 | 2.2059 | 1.8101 | 1.6199 | 1.7214 | 1.9445 | 2.2495 | 2.8921 | 3.5228 | 4.5732 | 3.6252 | 3.1564 | 3.703 | 3.879 | 3.5464
2031-01-04 | 2.8269 | 2.8175 | 2.9601 | 2.6767 | 2.5753 | 2.5651 | 2.7581 | 2.795 | 2.4763 | 2.2847 | 2.026 | 1.5 | 1.2304 | 1.4391 | 1.7937 | 1.9845 | 2.6406 | 3.7687 | 4.6198 | 4.5737 | 3.4046 | 3.4027 | 3.2793 | 3.0105
2031-01-05 | 3.1021 | 3.0686 | 2.8688 | 2.7625 | 2.625 | 2.8031 | 2.8175 | 2.8524 | 2.552 | 2.273 | 1.7983 | 1.4751 | 1.1434 | 1.4496 | 1.7389 | 1.9608 | 2.3955 | 3.8492 | 4.8658 | 4.7026 | 4.0354 | 3.1421 | 3.0196 | 2.7538
2031-01-06 | 2.7448 | 2.6312 | 2.6407 | 2.6289 | 2.7393 | 2.9819 | 3.065 | 3.1621 | 3.0869 | 2.3753 | 2.1316 | 1.8077 | 1.7454 | 1.8574 | 1.9444 | 2.2816 | 3.3576 | 4.2208 | 5.0162 | 4.6783 | 3.7849 | 3.5616 | 3.617 | 3.3964
2031-01-07 | 3.0094 | 2.7656 | 2.7978 | 2.8687 | 2.6331 | 2.821 | 3.4971 | 3.748 | 3.5846 | 3.0223 | 2.4463 | 2.1344 | 2.0205 | 2.0876 | 2.2733 | 3.0889 | 3.7812 | 4.1544 | 5.246 | 5.2491 | 4.7848 | 4.1702 | 3.8591 | 3.6578
2031-01-08 | 3.0582 | 2.9436 | 2.8804 | 2.912 | 2.7805 | 3.2247 | 3.5075 | 3.5922 | 3.2382 | 2.7165 | 2.2183 | 1.8853 | 2.2311 | 2.1863 | 2.1324 | 2.3087 | 3.4491 | 4.6546 | 5.257 | 5.084 | 4.1347 | 4.0476 | 3.6846 | 3.472
2031-01-09 | 3.2836 | 3.1085 | 2.818 | 2.8096 | 2.8213 | 3.3267 | 3.8602 | 4.0122 | 3.606 | 3.1995 | 2.6402 | 2.2202 | 2.508 | 2.282 | 2.4041 | 2.9856 | 4.053 | 4.3087 | 5.1876 | 5.2649 | 4.7514 | 4.3115 | 3.9398 | 3.7339
2031-01-10 | 3.3024 | 3.0384 | 2.9437 | 2.875 | 2.7752 | 3.065 | 3.9331 | 3.8101 | 3.0182 | 2.2339 | 1.8841 | 1.7659 | 1.8338 | 2.1659 | 2.1441 | 2.3748 | 3.2739 | 3.8437 | 4.5221 | 4.7013 | 4.232 | 3.9623 | 3.8228 | 3.6336
2031-01-11 | 3.3244 | 2.8757 | 2.8253 | 2.9363 | 2.6917 | 2.7416 | 2.9511 | 3.0628 | 2.813 | 2.3407 | 2.016 | 1.758 | 1.7176 | 1.6017 | 1.9411 | 2.2476 | 2.5368 | 3.2179 | 4.7354 | 4.7049 | 3.7334 | 3.8091 | 3.9093 | 3.1058
2031-01-12 | 2.8636 | 2.8175 | 2.9636 | 2.6913 | 2.5749 | 2.6296 | 2.7256 | 2.6568 | 2.4562 | 2.0599 | 1.6591 | 1.1311 | 1.0569 | 1.1531 | 1.4842 | 1.9857 | 2.3348 | 3.1011 | 4.6373 | 4.5597 | 4.0414 | 3.2791 | 3.0265 | 2.8386
2031-01-13 | 2.8078 | 2.6366 | 2.5538 | 2.5333 | 2.6276 | 3.0029 | 3.1087 | 3.1118 | 3.1154 | 2.5579 | 2.0223 | 1.8229 | 1.9088 | 1.8306 | 1.981 | 2.2676 | 3.1308 | 4.084 | 5.0578 | 4.6355 | 3.9125 | 3.5783 | 3.8406 | 3.1721
2031-01-14 | 2.7917 | 2.9022 | 2.8167 | 2.6914 | 2.5704 | 2.6829 | 3.4088 | 3.2771 | 2.842 | 2.3772 | 2.0351 | 1.8157 | 1.6859 | 1.6737 | 2.0513 | 2.1636 | 2.8693 | 4.5991 | 5.2477 | 5.2077 | 4.4833 | 4.0703 | 3.6901 | 3.2432
2031-01-15 | 3.2726 | 3.0482 | 2.8985 | 2.9038 | 2.7594 | 3.0264 | 3.9863 | 4.513 | 3.8525 | 3.1217 | 2.8438 | 2.3643 | 2.2605 | 2.1187 | 2.3115 | 2.8487 | 3.6861 | 4.3696 | 5.2754 | 5.2664 | 4.6638 | 4.1761 | 3.7351 | 3.3256
2031-01-16 | 3.3492 | 2.9829 | 2.8756 | 2.9323 | 3.0475 | 3.0407 | 3.6627 | 3.4524 | 3.3653 | 2.6347 | 2.1751 | 1.8545 | 1.7243 | 1.7799 | 2.1428 | 2.2616 | 3.0593 | 4.016 | 5.2494 | 4.762 | 4.1803 | 3.8114 | 3.6806 | 3.3664
2031-01-17 | 2.8661 | 2.7752 | 2.7614 | 2.767 | 2.7966 | 3.3389 | 3.8752 | 4.1068 | 3.9091 | 3.0139 | 2.2122 | 2.1499 | 2.1535 | 2.1493 | 2.2659 | 3.4553 | 4.0419 | 4.1138 | 4.9121 | 4.9374 | 4.3755 | 3.8464 | 3.9316 | 3.5761
2031-01-18 | 2.9313 | 2.8591 | 3.0161 | 2.8389 | 2.7263 | 2.8281 | 2.9828 | 3.0874 | 2.6886 | 2.3248 | 1.8848 | 1.6325 | 1.6379 | 1.7864 | 2.021 | 2.2351 | 2.654 | 4.0188 | 5.1454 | 4.82 | 4.2365 | 3.7657 | 3.6781 | 3.597
2031-01-19 | 3.0366 | 2.8773 | 2.8346 | 2.9815 | 2.6396 | 2.6503 | 2.8975 | 3.1849 | 3.0667 | 2.5125 | 2.1272 | 1.7873 | 1.5737 | 1.6203 | 1.9199 | 2.2729 | 2.4894 | 3.3768 | 4.9 | 4.9092 | 4.3512 | 3.5932 | 3.1307 | 3.0164
2031-01-20 | 2.6635 | 2.4954 | 2.4828 | 2.5988 | 2.582 | 2.8418 | 3.412 | 3.8178 | 3.0286 | 2.425 | 2.1701 | 1.81 | 1.7317 | 1.8543 | 2.2339 | 2.7391 | 3.1846 | 4.1671 | 5.2428 | 4.9737 | 4.5246 | 4.0851 | 3.6382 | 3.1715
2031-01-21 | 3.3629 | 3.1763 | 2.962 | 3.0484 | 3.0965 | 3.2206 | 4.0939 | 4.3925 | 4.3658 | 3.6707 | 3.2444 | 2.9052 | 2.2101 | 2.2929 | 3.0311 | 3.5672 | 4.1306 | 4.1471 | 5.1638 | 5.2878 | 4.836 | 4.4841 | 3.9872 | 3.4785
2031-01-22 | 3.3917 | 3.0546 | 2.9292 | 2.9353 | 2.792 | 2.8936 | 3.8106 | 4.19 | 3.5631 | 2.8563 | 2.3176 | 1.9445 | 1.8158 | 1.858 | 2.1969 | 2.7939 | 3.3056 | 3.9734 | 5.2329 | 5.271 | 4.7523 | 4.3455 | 3.9566 | 3.4059
2031-01-23 | 3.3485 | 2.975 | 2.861 | 2.9806 | 2.932 | 3.1931 | 4.1147 | 4.5356 | 4.4081 | 3.7659 | 3.0624 | 2.8077 | 2.8366 | 2.907 | 2.9988 | 3.3238 | 3.5217 | 3.8905 | 5.048 | 5.0697 | 4.5192 | 3.9979 | 3.6081 | 3.3988
2031-01-24 | 2.9023 | 2.8371 | 2.8316 | 2.8188 | 2.7632 | 3.1519 | 3.3774 | 3.3657 | 3.2512 | 2.5926 | 2.0733 | 1.9107 | 1.9758 | 1.9766 | 2.0533 | 2.5225 | 3.5427 | 4.3037 | 4.9606 | 4.7522 | 4.1336 | 4.1653 | 4.2159 | 3.8308
2031-01-25 | 3.1348 | 2.9252 | 3.003 | 2.8966 | 2.724 | 2.9061 | 3.328 | 3.4024 | 3.2745 | 2.6136 | 2.1311 | 2.1327 | 2.1143 | 2.3857 | 2.6728 | 3.2695 | 3.5732 | 3.7184 | 4.49 | 4.4679 | 3.9612 | 3.8279 | 3.6252 | 3.386
2031-01-26 | 3.0973 | 2.8667 | 2.9181 | 2.8599 | 2.6083 | 2.5708 | 2.7934 | 2.6822 | 2.4066 | 2.0979 | 2.0026 | 1.718 | 1.7579 | 1.6766 | 2.0365 | 2.0634 | 2.31 | 3.2916 | 4.7378 | 4.8739 | 4.2728 | 3.2353 | 3.1512 | 2.951
2031-01-27 | 2.6656 | 2.5919 | 2.5689 | 2.6779 | 2.5931 | 2.9679 | 3.8103 | 4.3999 | 3.5025 | 2.5868 | 2.5382 | 2.1551 | 2.0407 | 2.1982 | 2.6965 | 2.8014 | 3.3757 | 4.3878 | 5.0766 | 5.1429 | 4.7576 | 4.5388 | 3.8082 | 3.4133
2031-01-28 | 3.2371 | 2.956 | 2.8669 | 2.9873 | 2.9487 | 3.0211 | 3.812 | 3.762 | 3.4432 | 2.7872 | 2.3673 | 1.9112 | 1.935 | 2.1703 | 2.3398 | 2.5359 | 3.0853 | 4.3152 | 5.2712 | 5.2675 | 4.6937 | 4.1664 | 3.8375 | 3.4103
2031-01-29 | 3.6227 | 3.1552 | 3.0032 | 2.9879 | 2.9061 | 3.3651 | 4.5264 | 4.6817 | 4.4528 | 4.2378 | 3.4007 | 2.9601 | 2.7454 | 2.3851 | 2.9909 | 3.2473 | 3.8232 | 4.593 | 5.2597 | 5.1367 | 4.1255 | 4.2311 | 4.3543 | 3.498
2031-01-30 | 3.2419 | 3.3978 | 3.0736 | 3.021 | 2.8486 | 3.1265 | 4.3459 | 4.2456 | 4.0068 | 3.3886 | 3.0297 | 2.3202 | 2.6653 | 2.9133 | 2.8463 | 2.4772 | 3.2303 | 4.345 | 5.2583 | 5.2706 | 4.6649 | 4.2353 | 3.8522 | 3.4071
2031-01-31 | 3.2453 | 3.3416 | 2.9768 | 2.9801 | 2.9631 | 3.366 | 4.4041 | 4.7881 | 4.4619 | 3.4006 | 3.5261 | 2.785 | 2.2332 | 1.8678 | 2.187 | 2.8565 | 3.1808 | 3.9363 | 5.0519 | 5.0171 | 4.0839 | 4.4753 | 4.4229 | 3.4286
2031-02-01 | 3.337 | 3.2974 | 3.1324 | 2.9346 | 2.6835 | 2.895 | 2.9885 | 2.975 | 2.5842 | 2.3766 | 2.0401 | 1.8255 | 1.5013 | 1.6266 | 2.0794 | 2.5873 | 3.5247 | 3.8037 | 4.6706 | 4.8673 | 4.4527 | 4.1062 | 3.9854 | 3.6988
2031-02-02 | 3.2638 | 3.1332 | 3.3608 | 3.0921 | 2.9403 | 3.0584 | 3.2528 | 3.5282 | 3.5258 | 3.0316 | 2.5376 | 2.5251 | 2.6784 | 2.5526 | 2.1199 | 2.3773 | 2.5568 | 3.1967 | 4.4888 | 4.7928 | 4.4112 | 3.926 | 3.5082 | 3.1326
2031-02-03 | 3.0991 | 3.1507 | 2.9153 | 2.8893 | 2.8409 | 3.0407 | 3.9171 | 4.0102 | 3.3164 | 3.6558 | 3.578 | 2.8249 | 2.5979 | 2.1344 | 2.7448 | 3.4452 | 4.1545 | 4.828 | 4.9807 | 4.6545 | 3.9341 | 4.0827 | 3.665 | 3.1386
2031-02-04 | 3.1276 | 3.209 | 2.9628 | 2.8142 | 2.8896 | 3.4098 | 3.8936 | 3.8345 | 3.6346 | 2.8427 | 2.9947 | 3.1823 | 3.1833 | 2.5391 | 2.6434 | 2.7887 | 3.4725 | 3.8265 | 4.7734 | 5.1135 | 4.4744 | 4.1254 | 4.3201 | 3.625
2031-02-05 | 3.1557 | 3.113 | 3.0188 | 3.0688 | 2.871 | 3.0364 | 3.5202 | 3.5484 | 3.2802 | 2.6563 | 2.2885 | 2.4268 | 2.5545 | 2.4924 | 2.2869 | 2.5412 | 3.5591 | 4.2645 | 4.927 | 4.9523 | 4.6088 | 4.0169 | 3.7461 | 3.6168
2031-02-06 | 3.3094 | 3.0996 | 3.0394 | 3.0078 | 3.1029 | 3.343 | 3.8803 | 3.5047 | 3.3884 | 2.741 | 2.5137 | 2.1675 | 2.0277 | 1.7881 | 1.9316 | 2.2927 | 2.8337 | 3.7027 | 4.2877 | 4.4166 | 4.1521 | 3.8628 | 3.3705 | 3.2577
2031-02-07 | 3.1265 | 2.8741 | 2.8101 | 2.8121 | 2.7735 | 3.0167 | 3.6573 | 3.8466 | 3.3277 | 2.417 | 1.6934 | 1.4567 | 1.3814 | 1.4649 | 1.7397 | 2.0949 | 2.3994 | 3.2454 | 4.5411 | 4.3884 | 3.6269 | 3.9028 | 3.5319 | 3.0801
2031-02-08 | 2.8882 | 2.9647 | 2.7565 | 2.674 | 2.6335 | 2.7408 | 2.9707 | 2.821 | 2.4092 | 2.0584 | 1.6444 | 1.2223 | 1.1394 | 1.1801 | 1.4491 | 1.7473 | 2.4938 | 3.2512 | 3.8399 | 4.1159 | 3.7741 | 3.5637 | 3.2804 | 3.1241
2031-02-09 | 3.0777 | 2.8141 | 2.7707 | 2.7443 | 2.6463 | 2.6893 | 2.8314 | 2.818 | 2.5664 | 2.137 | 1.5777 | 1.2286 | 1.0065 | 1.2013 | 1.5225 | 1.7584 | 2.3086 | 3.1132 | 4.4922 | 4.7098 | 4.2188 | 3.4598 | 3.0912 | 2.8414
2031-02-10 | 2.7381 | 2.8127 | 2.6345 | 2.6116 | 2.6928 | 3.2061 | 3.5727 | 3.5741 | 3.2373 | 2.5122 | 2.1323 | 2.0247 | 1.8268 | 1.8474 | 2.1691 | 2.6005 | 3.4419 | 4.0867 | 4.7916 | 4.8001 | 4.3408 | 4.1089 | 3.6522 | 3.6068
2031-02-11 | 3.1452 | 2.9933 | 2.9367 | 3.0491 | 2.981 | 3.1055 | 3.738 | 3.6431 | 4.0811 | 3.7426 | 3.1376 | 2.9345 | 2.7638 | 3.0639 | 3.1517 | 3.4219 | 3.774 | 4.3166 | 5.1754 | 5.1627 | 4.6307 | 4.3106 | 4.0923 | 3.5372
2031-02-12 | 3.1983 | 3.0532 | 3.0481 | 3.3071 | 3.2134 | 3.3292 | 3.5519 | 3.644 | 3.7908 | 3.4749 | 3.0871 | 3.0426 | 3.3314 | 3.5173 | 3.5597 | 3.9355 | 4.5355 | 4.6069 | 4.7891 | 4.792 | 4.4898 | 4.0514 | 3.9212 | 3.6124
2031-02-13 | 3.4588 | 3.0904 | 3.1216 | 3.1861 | 3.2331 | 3.3266 | 4.0881 | 4.3481 | 4.392 | 4.0563 | 3.6536 | 2.5713 | 2.2579 | 2.3852 | 2.7098 | 2.5835 | 3.6054 | 3.7375 | 4.493 | 4.8215 | 4.6668 | 4.4023 | 3.9478 | 3.7534
2031-02-14 | 3.1802 | 3.0264 | 2.9932 | 2.9658 | 2.9452 | 3.2587 | 4.1676 | 4.3528 | 3.4797 | 3.4788 | 2.8813 | 2.2482 | 2.3469 | 2.6987 | 2.4919 | 2.6951 | 3.1942 | 3.8233 | 4.293 | 4.7223 | 4.4883 | 4.4455 | 3.8718 | 3.4984
2031-02-15 | 3.4182 | 3.0159 | 2.9498 | 2.897 | 2.8691 | 2.8711 | 2.9101 | 2.8975 | 2.5975 | 2.4262 | 2.1961 | 1.6685 | 1.4663 | 1.7117 | 2.1225 | 2.9566 | 3.5508 | 4.0615 | 4.1567 | 4.1905 | 4.0103 | 4.1111 | 3.5709 | 3.3263
2031-02-16 | 3.1799 | 3.2919 | 2.9789 | 2.8611 | 2.7072 | 2.7888 | 2.9335 | 2.9673 | 2.9907 | 2.604 | 2.388 | 2.2715 | 2.6666 | 2.5283 | 2.2705 | 2.6627 | 3.1342 | 4.012 | 4.4835 | 4.3826 | 3.6192 | 3.1954 | 3.5524 | 3.051
2031-02-17 | 2.7878 | 2.6841 | 2.7789 | 2.6587 | 2.6768 | 2.7424 | 2.9091 | 2.9891 | 2.9213 | 2.4426 | 1.9232 | 1.1956 | 1.2047 | 1.5243 | 2.0761 | 2.4614 | 2.7603 | 3.4533 | 4.5198 | 5.0482 | 4.0725 | 3.9958 | 3.9429 | 3.2157
2031-02-18 | 2.9262 | 3.1001 | 2.9156 | 2.7686 | 2.6822 | 2.9182 | 3.6527 | 3.5257 | 2.7593 | 2.4607 | 2.2301 | 1.8614 | 1.7867 | 2.0862 | 2.2765 | 2.4013 | 3.1938 | 4.1422 | 5.0705 | 5.0733 | 4.5455 | 4.6491 | 3.9802 | 3.3661
2031-02-19 | 3.0079 | 2.8633 | 2.9227 | 2.6955 | 2.5627 | 2.8919 | 3.5084 | 3.6524 | 3.3294 | 2.701 | 2.5106 | 2.2242 | 2.0163 | 2.1284 | 2.3523 | 2.8469 | 3.1836 | 3.8534 | 4.8954 | 5.1696 | 4.6542 | 4.1671 | 3.9826 | 3.8228
2031-02-20 | 3.4351 | 3.2037 | 3.0938 | 3.2627 | 3.0426 | 3.2224 | 3.7926 | 3.9506 | 3.9691 | 3.4142 | 3.0785 | 3.611 | 3.5941 | 3.2028 | 3.2257 | 3.5231 | 4.3399 | 4.4737 | 4.8125 | 4.7946 | 4.382 | 3.96 | 3.869 | 3.4866
2031-02-21 | 3.1156 | 2.9727 | 2.8971 | 2.8599 | 2.8717 | 3.0801 | 3.7104 | 3.9579 | 3.4289 | 3.072 | 2.2658 | 2.0179 | 2.0778 | 2.5273 | 2.555 | 2.8143 | 3.3766 | 4.2434 | 4.6067 | 4.5969 | 4.4808 | 4.4778 | 4.0287 | 3.6228
2031-02-22 | 3.7042 | 3.2735 | 3.0579 | 2.9594 | 2.9163 | 3.3319 | 3.4089 | 3.4331 | 3.1246 | 2.6378 | 2.2416 | 1.7337 | 1.9875 | 2.1664 | 2.2313 | 2.5957 | 3.4527 | 4.3104 | 4.31 | 4.4963 | 4.2936 | 3.9464 | 3.7807 | 3.4896
2031-02-23 | 3.5404 | 3.0963 | 3.0072 | 2.9581 | 2.7948 | 2.8835 | 3.1562 | 3.4749 | 3.0965 | 2.5342 | 2.3421 | 2.1108 | 2.0071 | 1.9492 | 2.4934 | 2.6613 | 3.1021 | 4.1819 | 4.9448 | 4.9639 | 4.2001 | 3.7072 | 3.3667 | 2.9719
2031-02-24 | 2.9498 | 2.9509 | 2.7243 | 2.7561 | 2.8434 | 3.139 | 4.0293 | 3.8937 | 3.6369 | 3.0904 | 2.5396 | 2.0207 | 2.238 | 2.3127 | 2.5722 | 2.9031 | 3.8008 | 4.3881 | 4.845 | 4.7094 | 4.532 | 4.3207 | 3.6706 | 3.2739
2031-02-25 | 3.097 | 3.0408 | 2.8194 | 2.8146 | 2.8465 | 3.423 | 3.8472 | 3.7826 | 3.3253 | 2.8597 | 2.3617 | 2.0972 | 2.2743 | 2.1625 | 2.2904 | 2.5613 | 3.4642 | 3.9533 | 4.7963 | 5.0848 | 4.5587 | 4.1036 | 3.9495 | 3.713
2031-02-26 | 3.2451 | 3.0773 | 2.6919 | 2.6912 | 2.6845 | 3.3849 | 3.7352 | 3.4814 | 3.8327 | 3.3901 | 2.7986 | 2.2728 | 2.1914 | 1.9968 | 2.4234 | 3.1954 | 3.9675 | 3.9131 | 4.7567 | 5.1506 | 4.7369 | 4.5278 | 4.1951 | 3.3684
2031-02-27 | 3.1585 | 3.1206 | 3.2602 | 3.0298 | 2.9625 | 3.289 | 4.2712 | 4.4054 | 3.8144 | 2.9549 | 2.082 | 1.9513 | 2.0037 | 1.8708 | 2.5042 | 2.671 | 3.2698 | 3.9492 | 4.712 | 4.8082 | 4.4354 | 4.1065 | 3.7144 | 3.2176
2031-02-28 | 3.0254 | 2.9446 | 3.0341 | 3.1509 | 2.8074 | 2.957 | 3.4598 | 3.646 | 3.315 | 2.6847 | 2.4671 | 2.4277 | 2.6293 | 2.5118 | 2.2967 | 3.1133 | 3.5751 | 3.9719 | 4.5096 | 4.802 | 4.2652 | 3.8821 | 4.1272 | 3.7433
2031-03-01 | 3.1919 | 3.2466 | 3.1506 | 2.9784 | 2.8803 | 3.0345 | 3.4919 | 3.4494 | 2.7947 | 2.7615 | 2.8956 | 2.2668 | 2.0179 | 2.0365 | 2.1792 | 2.259 | 3.0357 | 3.8095 | 4.2785 | 3.9969 | 3.8809 | 4.0861 | 3.8478 | 3.4577
2031-03-02 | 3.4557 | 3.2185 | 2.9595 | 2.9572 | 2.813 | 3.013 | 2.943 | 2.8394 | 2.6603 | 2.513 | 2.0535 | 1.7894 | 1.6175 | 1.8572 | 1.837 | 1.9168 | 2.6234 | 3.6316 | 4.5551 | 4.6975 | 4.1081 | 3.467 | 3.1802 | 2.9258
2031-03-03 | 3.0262 | 2.9024 | 2.7796 | 2.6873 | 2.7586 | 3.396 | 4.0556 | 3.6861 | 3.4957 | 2.7635 | 2.3423 | 1.9259 | 1.9231 | 2.163 | 2.0832 | 2.3198 | 2.9712 | 3.8353 | 4.635 | 5.0454 | 4.4588 | 3.9148 | 3.5937 | 3.38
2031-03-04 | 3.3143 | 3.1529 | 2.9311 | 2.8662 | 2.8463 | 3.3143 | 4.3218 | 3.8453 | 3.4454 | 2.9306 | 2.4141 | 1.9743 | 1.7683 | 1.9745 | 1.8868 | 2.0295 | 2.6375 | 3.7 | 4.622 | 4.9541 | 4.405 | 3.8459 | 3.6232 | 3.0918
2031-03-05 | 3.0462 | 3.0947 | 2.9084 | 2.9579 | 2.9158 | 3.1757 | 4.1679 | 3.4635 | 2.7197 | 1.9552 | 1.5211 | 1.509 | 1.8244 | 1.7669 | 1.6017 | 2.0145 | 2.6117 | 3.257 | 4.3056 | 4.8242 | 4.3601 | 3.6589 | 3.6513 | 3.325
2031-03-06 | 2.8922 | 2.8298 | 2.8998 | 2.6991 | 2.7154 | 3.0128 | 3.6751 | 4.0069 | 3.3201 | 2.6602 | 2.0898 | 1.9013 | 1.8928 | 1.8581 | 2.1321 | 2.2216 | 2.7708 | 3.4427 | 4.6921 | 4.9617 | 4.3288 | 3.832 | 3.5236 | 3.1241
2031-03-07 | 2.9507 | 2.9395 | 3.0241 | 2.8206 | 2.8254 | 3.2285 | 3.9353 | 3.5355 | 3.1458 | 2.8433 | 2.29 | 2.0396 | 2.1966 | 2.1273 | 1.9689 | 2.243 | 2.9183 | 3.2984 | 3.7612 | 4.0858 | 3.6424 | 3.778 | 3.7022 | 3.3829
2031-03-08 | 3.1592 | 2.8997 | 2.6939 | 2.6634 | 2.6246 | 2.7641 | 2.9545 | 3.1685 | 2.7334 | 2.1908 | 1.6028 | 0.92189 | 1.1171 | 1.1126 | 1.1837 | 1.8242 | 2.7069 | 3.1211 | 3.8541 | 4.2326 | 3.9026 | 3.445 | 3.2308 | 3.0313
2031-03-09 | 3.0469 | 2.7617 | 2.7438 | 2.7856 | 2.8147 | 2.728 | 2.8858 | 2.917 | 2.9385 | 2.5045 | 1.5753 | 1.4683 | 1.5635 | 1.1589 | 1.7737 | 2.3311 | 3.0851 | 3.5881 | 4.2703 | 4.1367 | 3.7229 | 3.41 | 3.4196 | 2.8642
2031-03-10 | 2.807 | 2.8263 | 2.5977 | 2.5573 | 2.6397 | 2.918 | 3.8388 | 4.1163 | 3.6267 | 2.8434 | 2.805 | 2.6888 | 2.9947 | 2.5209 | 2.313 | 3.1596 | 3.384 | 3.8969 | 4.8038 | 4.8242 | 4.0216 | 3.7137 | 3.6843 | 3.0493
2031-03-11 | 2.8843 | 2.237 | 1.7538 | 1.9934 | 2.5386 | 2.8752 | 4.0748 | 4.2991 | 3.6359 | 3.4589 | 3.2946 | 3.1852 | 3.2032 | 3.4003 | 3.5048 | 3.4112 | 3.9101 | 4.2128 | 5.0561 | 4.907 | 4.4985 | 4.0945 | 3.6452 | 3.1635
2031-03-12 | 2.9423 | 3.0155 | 2.8443 | 2.637 | 2.7163 | 3.0247 | 3.6596 | 4.0596 | 3.818 | 3.0902 | 2.7516 | 2.4487 | 2.7878 | 2.4549 | 2.4199 | 3.6289 | 3.7362 | 4.0217 | 5.0282 | 5.2455 | 4.7047 | 4.0543 | 3.8074 | 3.7056
2031-03-13 | 3.1242 | 3.0249 | 3.0966 | 2.8163 | 2.8885 | 3.4137 | 4.1921 | 4.2379 | 3.6624 | 2.8886 | 2.4995 | 2.2161 | 2.1941 | 2.2576 | 2.6723 | 3.1647 | 3.7124 | 4.4004 | 5.0837 | 5.3816 | 4.7848 | 4.1298 | 3.5984 | 3.3533
2031-03-14 | 2.9834 | 2.8555 | 2.7798 | 2.813 | 2.883 | 3.0644 | 3.7071 | 3.7415 | 3.3043 | 3.0369 | 2.9552 | 2.5027 | 2.1462 | 2.4032 | 2.7813 | 3.4042 | 3.9269 | 3.8805 | 4.58 | 4.9079 | 4.5745 | 4.2569 | 3.9626 | 3.6418
2031-03-15 | 3.4924 | 3.2147 | 2.9548 | 3.0059 | 3.1696 | 3.0603 | 3.1551 | 3.1162 | 2.8276 | 2.3294 | 1.933 | 1.6859 | 1.5394 | 1.7926 | 1.8862 | 1.9592 | 2.825 | 3.7448 | 4.4121 | 4.5236 | 4.171 | 4.1416 | 3.6702 | 3.4044
2031-03-16 | 3.4057 | 3.2799 | 2.968 | 2.8782 | 2.7913 | 3.0773 | 3.2784 | 3.1357 | 2.6612 | 2.5008 | 2.0878 | 2.0585 | 1.8379 | 1.7556 | 1.8342 | 1.7729 | 2.1652 | 3.1529 | 4.4351 | 4.6057 | 4.2656 | 3.8664 | 3.5305 | 3.16
2031-03-17 | 3.1294 | 3.0435 | 2.7453 | 2.5086 | 2.5607 | 2.9295 | 3.1816 | 3.2313 | 3.2444 | 2.7409 | 2.3206 | 1.8863 | 2.1868 | 2.9947 | 2.6281 | 2.6884 | 3.1007 | 3.3769 | 4.1381 | 4.7513 | 4.4336 | 3.7569 | 3.4421 | 3.3861
2031-03-18 | 3.1622 | 2.8495 | 2.743 | 2.9333 | 2.8584 | 3.0872 | 3.5412 | 3.7151 | 3.6839 | 3.4791 | 2.9485 | 2.2256 | 2.2995 | 2.7098 | 2.6141 | 2.8583 | 3.7372 | 4.1682 | 4.6419 | 4.7734 | 4.4105 | 3.9662 | 3.4118 | 3.2044
2031-03-19 | 3.0121 | 2.8089 | 2.8038 | 2.8004 | 2.8396 | 3.4107 | 3.5509 | 3.6136 | 3.3383 | 2.8234 | 2.4254 | 2.1051 | 2.3925 | 2.3002 | 2.6761 | 2.9861 | 3.5517 | 4.215 | 4.7111 | 4.7969 | 4.1297 | 3.6048 | 3.4372 | 3.2952
2031-03-20 | 3.2736 | 3.0632 | 2.8463 | 2.8059 | 3.0129 | 3.1738 | 3.6008 | 3.6664 | 3.7611 | 3.4628 | 2.7878 | 1.9569 | 2.201 | 2.4791 | 2.6098 | 3.1508 | 3.5414 | 4.3562 | 4.8291 | 4.9478 | 4.3115 | 3.9306 | 3.6924 | 3.3788
2031-03-21 | 3.3476 | 3.2091 | 2.9652 | 2.9428 | 2.8726 | 3.1928 | 3.802 | 3.4491 | 2.9281 | 2.9348 | 2.4688 | 2.2021 | 2.2356 | 2.5677 | 2.6066 | 3.3111 | 3.695 | 4.44 | 4.3744 | 4.3491 | 4.358 | 4.25 | 3.8005 | 3.6116
2031-03-22 | 3.5119 | 3.2119 | 2.9825 | 2.9339 | 3.2008 | 3.2001 | 3.5415 | 3.7547 | 3.8484 | 4.0431 | 3.5028 | 2.8885 | 2.7675 | 2.7279 | 2.7382 | 2.8481 | 3.059 | 3.6111 | 3.7014 | 4.0532 | 3.9567 | 3.5203 | 3.3982 | 3.2228
2031-03-23 | 3.0406 | 2.7615 | 2.6758 | 2.5646 | 2.4942 | 2.5742 | 2.7207 | 2.7603 | 2.5226 | 2.3632 | 1.8711 | 1.3971 | 1.4186 | 1.4012 | 1.4592 | 1.8066 | 2.4535 | 3.131 | 3.7303 | 4.4961 | 4.328 | 3.8785 | 3.6479 | 3.4798
2031-03-24 | 3.1122 | 2.7999 | 2.7389 | 2.8199 | 2.9505 | 3.0324 | 3.4052 | 3.378 | 3.2397 | 3.2802 | 2.2179 | 2.1255 | 2.1169 | 1.8835 | 1.8483 | 2.2889 | 2.7706 | 3.4067 | 4.1965 | 4.7998 | 4.3994 | 3.8477 | 3.8782 | 3.3733
2031-03-25 | 2.9189 | 2.9775 | 2.9427 | 2.7793 | 2.7765 | 3.1156 | 3.9904 | 3.4954 | 2.673 | 2.3977 | 2.1762 | 1.8116 | 1.7711 | 1.9196 | 1.861 | 1.9885 | 2.8714 | 3.8794 | 4.3921 | 4.9403 | 4.6654 | 4.3179 | 3.861 | 3.5927
2031-03-26 | 3.077 | 2.9609 | 2.8886 | 2.8758 | 2.8715 | 3.3837 | 3.7149 | 3.4883 | 3.0328 | 2.3006 | 1.9116 | 1.622 | 1.8 | 1.7447 | 1.8611 | 2.0403 | 3.005 | 3.7966 | 4.3791 | 4.9906 | 4.7205 | 4.3131 | 3.8889 | 3.6174
2031-03-27 | 3.3147 | 2.9154 | 2.8573 | 3.0348 | 3.0903 | 3.3344 | 3.7038 | 3.724 | 3.2934 | 2.6916 | 2.2187 | 1.93 | 2.1228 | 2.09 | 1.769 | 2.2982 | 3.2759 | 4.0813 | 4.5852 | 5.112 | 4.8582 | 4.4154 | 3.7049 | 3.3069
2031-03-28 | 3.2957 | 2.9639 | 2.8237 | 2.7466 | 2.7848 | 2.9585 | 3.3491 | 3.4086 | 2.6935 | 2.1659 | 1.7198 | 1.6053 | 1.7069 | 1.8495 | 1.8195 | 1.9733 | 2.9913 | 3.5396 | 4.1687 | 4.8039 | 4.5069 | 4.1718 | 3.7631 | 3.5041
2031-03-29 | 3.4127 | 3.1224 | 2.8608 | 2.8007 | 2.9416 | 3.0407 | 3.0916 | 3.0119 | 2.5481 | 2.6058 | 2.1866 | 2.3097 | 2.4641 | 2.5165 | 2.5249 | 2.4589 | 2.5298 | 3.6519 | 3.8867 | 4.4077 | 4.1518 | 3.8745 | 3.5354 | 3.2444
2031-03-30 | 3.2946 | 2.9578 | 2.808 | 2.778 | 2.6647 | 2.7759 | 2.8053 | 2.7358 | 2.6488 | 2.3165 | 1.8858 | 2.1271 | 2.1915 | 1.9711 | 1.8628 | 2.4363 | 2.8113 | 3.5674 | 4.3723 | 4.8014 | 4.2921 | 4.0527 | 3.9566 | 3.6587
2031-03-31 | 3.3566 | 3.0389 | 3.0006 | 2.9981 | 3.0538 | 3.5087 | 4.438 | 4.2633 | 4.2209 | 3.8907 | 3.526 | 3.1314 | 3.6334 | 3.6693 | 3.5512 | 3.5274 | 4.3753 | 4.7677 | 4.8765 | 4.5803 | 4.0221 | 3.7376 | 3.4486 | 3.3041
2031-04-01 | 3.0561 | 2.888 | 2.8473 | 2.5215 | 2.3147 | 2.4071 | 3.0107 | 3.7313 | 3.2252 | 2.7363 | 3.0441 | 2.6465 | 2.4318 | 2.5329 | 3.0273 | 3.0791 | 4.038 | 4.6258 | 4.8492 | 4.8969 | 4.7218 | 4.2877 | 3.7688 | 3.6162
2031-04-02 | 3.1206 | 2.9013 | 2.8811 | 2.9154 | 2.894 | 3.2701 | 3.9912 | 4.3737 | 3.2781 | 3.1158 | 3.3551 | 3.1335 | 2.2591 | 2.2899 | 2.8156 | 3.0647 | 3.6584 | 4.3766 | 4.9392 | 5.1775 | 4.7748 | 4.4447 | 3.9342 | 3.2838
2031-04-03 | 3.2344 | 3.1245 | 3.0669 | 3.2497 | 3.1063 | 3.4637 | 4.1786 | 4.0685 | 4.2998 | 4.055 | 3.4973 | 3.697 | 2.8683 | 2.8304 | 3.1374 | 3.4107 | 4.2109 | 4.3241 | 4.8209 | 5.1665 | 4.8094 | 4.2255 | 4.3833 | 3.8249
2031-04-04 | 3.1366 | 2.9711 | 2.8993 | 2.9405 | 3.0212 | 3.1063 | 3.3705 | 3.5316 | 3.3421 | 2.9009 | 2.5298 | 2.2022 | 2.2396 | 2.125 | 2.723 | 3.0181 | 2.9875 | 3.6936 | 4.7573 | 5.0746 | 4.4971 | 4.0495 | 3.8993 | 3.4396
2031-04-05 | 3.4543 | 3.2635 | 2.929 | 2.8993 | 3.0513 | 3.2971 | 3.0583 | 3.0847 | 2.9565 | 2.6216 | 2.4516 | 2.2536 | 2.2747 | 2.2271 | 2.4953 | 2.9866 | 3.4211 | 4.1634 | 4.9009 | 4.8651 | 4.2604 | 4.4448 | 4.4028 | 3.6051
2031-04-06 | 3.3073 | 3.1767 | 3.3777 | 3.011 | 2.9046 | 2.882 | 2.9802 | 3.1632 | 2.8936 | 3.0758 | 2.879 | 2.556 | 2.3136 | 2.2972 | 2.2425 | 2.5822 | 3.2906 | 3.7097 | 4.2455 | 4.8065 | 4.4753 | 4.1492 | 3.5905 | 3.1183
2031-04-07 | 2.9644 | 2.9133 | 3.077 | 2.9052 | 2.9006 | 3.2078 | 4.0265 | 4.0374 | 3.2626 | 2.681 | 2.2338 | 2.0363 | 1.9388 | 2.0053 | 2.1757 | 2.0882 | 2.7157 | 3.7102 | 4.562 | 5.0915 | 4.5647 | 3.9279 | 3.5213 | 3.1402
2031-04-08 | 3.0576 | 3.0341 | 2.8364 | 2.786 | 3.0192 | 3.3112 | 3.6986 | 3.4548 | 3.0436 | 2.2945 | 1.9337 | 1.7641 | 1.862 | 2.0292 | 2.008 | 2.152 | 2.9022 | 3.8638 | 4.5182 | 4.9934 | 4.7334 | 4.1998 | 3.674 | 3.1891
2031-04-09 | 3.1409 | 3.0138 | 2.8514 | 2.8421 | 2.8934 | 3.1515 | 3.4016 | 3.3593 | 2.7656 | 2.306 | 2.0365 | 1.9295 | 1.8698 | 2.0862 | 2.2152 | 2.7564 | 3.2088 | 3.7194 | 4.779 | 5.1872 | 4.7881 | 3.8689 | 3.5669 | 3.6127
2031-04-10 | 3.0478 | 2.9117 | 2.8987 | 3.0083 | 3.0988 | 3.239 | 3.7222 | 3.5669 | 3.0716 | 2.5184 | 2.2155 | 1.9817 | 2.0983 | 2.0647 | 1.8498 | 2.1717 | 3.2161 | 3.7916 | 4.4282 | 5.1797 | 4.7516 | 4.139 | 3.5372 | 3.3765
2031-04-11 | 3.0356 | 2.9016 | 2.8407 | 2.8408 | 2.8318 | 3.0503 | 3.905 | 3.7483 | 3.1577 | 2.4788 | 2.1076 | 1.993 | 2.0751 | 2.2155 | 2.087 | 2.5284 | 3.4594 | 4.4378 | 4.9612 | 5.1554 | 4.6713 | 4.1854 | 4.1521 | 3.6984
2031-04-12 | 3.6398 | 3.303 | 3.0885 | 3.0475 | 3.1263 | 3.2958 | 2.9086 | 2.8402 | 2.6239 | 2.2232 | 1.8875 | 1.7468 | 1.6727 | 1.8182 | 1.6277 | 2.0621 | 2.9277 | 3.7982 | 4.4259 | 4.6553 | 3.9338 | 3.7789 | 3.9076 | 3.5475
2031-04-13 | 3.6728 | 3.3283 | 3.08 | 3.0249 | 3.0753 | 3.3462 | 3.2974 | 3.0309 | 2.6263 | 2.3559 | 2.4478 | 2.2631 | 2.0852 | 1.9631 | 1.7619 | 2.3026 | 2.8335 | 3.4786 | 4.7109 | 5.1492 | 4.8193 | 4.452 | 4.0342 | 3.3776
2031-04-14 | 3.1862 | 3.2812 | 3.2478 | 3.0457 | 3.0315 | 3.7377 | 4.1138 | 3.7746 | 3.404 | 2.6144 | 2.294 | 2.1506 | 2.0776 | 2.3009 | 2.5548 | 2.3414 | 3.0077 | 4.1554 | 4.8954 | 5.0269 | 4.607 | 4.016 | 3.4539 | 3.1349
2031-04-15 | 3.1572 | 3.0001 | 2.8613 | 2.8955 | 3.0895 | 3.1987 | 3.7205 | 3.8065 | 3.7718 | 3.2101 | 2.3687 | 2.1678 | 2.1899 | 2.1207 | 2.0153 | 2.4719 | 3.1062 | 3.8399 | 4.7678 | 5.0491 | 4.5649 | 3.6884 | 3.4785 | 3.1209
2031-04-16 | 2.8886 | 3.0121 | 2.8781 | 2.8186 | 2.8527 | 3.1447 | 3.561 | 3.4817 | 2.914 | 2.6266 | 2.2476 | 1.8865 | 1.8533 | 2.1647 | 1.9317 | 2.3653 | 3.2293 | 4.1373 | 4.6868 | 5.1092 | 4.5752 | 3.9411 | 3.4963 | 3.1911
2031-04-17 | 3.0964 | 3.1964 | 2.9572 | 2.9267 | 2.9371 | 3.5466 | 4.0859 | 3.5018 | 3.7219 | 3.1071 | 3.0606 | 2.8548 | 3.1373 | 2.8664 | 3.0488 | 3.0992 | 3.9794 | 4.429 | 4.6803 | 5.1133 | 4.8556 | 4.0637 | 4.0825 | 3.8976
2031-04-18 | 3.2964 | 3.0943 | 3.0207 | 2.9006 | 2.8798 | 3.2873 | 3.3566 | 3.6355 | 3.7956 | 3.2021 | 2.6588 | 2.4151 | 2.664 | 2.4364 | 2.0818 | 2.268 | 3.1123 | 3.9526 | 3.9514 | 4.3525 | 4.2846 | 3.7822 | 3.6965 | 3.4798
2031-04-19 | 3.2373 | 2.9254 | 2.8183 | 2.7818 | 2.8196 | 2.938 | 3.3469 | 3.0216 | 2.7487 | 2.7973 | 2.2299 | 1.8145 | 2.0263 | 1.7561 | 2.0122 | 2.2684 | 2.9498 | 3.1353 | 4.0572 | 4.656 | 4.3374 | 3.6301 | 3.6578 | 3.6412
2031-04-20 | 3.0837 | 2.9804 | 3.0479 | 3.0276 | 2.9042 | 2.8831 | 2.781 | 2.6715 | 2.6661 | 2.3214 | 1.9393 | 1.6997 | 1.7978 | 1.5914 | 1.8038 | 2.1742 | 2.6101 | 3.5603 | 4.289 | 4.9689 | 4.6632 | 3.8954 | 3.5409 | 3.4451
2031-04-21 | 3.1251 | 2.8157 | 2.7832 | 2.7358 | 2.8308 | 3.2909 | 4.03 | 3.2539 | 3.2359 | 3.0294 | 2.8416 | 2.2446 | 2.1508 | 2.1161 | 2.3563 | 2.6678 | 3.2886 | 4.0442 | 4.6328 | 5.1059 | 4.6182 | 3.9592 | 3.5675 | 3.1979
2031-04-22 | 3.0751 | 3.1671 | 2.8719 | 2.7922 | 2.817 | 2.9533 | 3.4984 | 2.9905 | 3.1464 | 2.5846 | 2.319 | 2.3429 | 1.971 | 2.0552 | 2.517 | 2.408 | 2.8316 | 3.6762 | 4.5667 | 4.9229 | 4.5294 | 3.7588 | 3.3801 | 3.0916
2031-04-23 | 2.9231 | 2.9191 | 2.9736 | 2.829 | 2.8463 | 3.2214 | 3.6494 | 3.4092 | 3.1864 | 2.6959 | 2.3153 | 1.9816 | 2.0041 | 2.1993 | 2.0774 | 2.1251 | 2.9083 | 3.9731 | 4.5894 | 5.1448 | 4.6556 | 3.6479 | 3.1043 | 2.8631
2031-04-24 | 2.9035 | 2.8517 | 2.631 | 2.7033 | 2.8166 | 2.8624 | 3.1372 | 3.1621 | 3.0744 | 2.7426 | 2.3945 | 2.1953 | 1.9436 | 2.205 | 2.2607 | 2.7279 | 3.7754 | 4.0593 | 4.67 | 5.1804 | 4.8207 | 3.9894 | 3.3231 | 3.0047
2031-04-25 | 3.0261 | 2.9268 | 2.7908 | 2.7454 | 2.8004 | 3.064 | 3.6569 | 3.6403 | 3.5655 | 3.7202 | 3.3697 | 3.0751 | 2.6964 | 2.6189 | 2.7649 | 3.1763 | 3.3778 | 3.5972 | 4.3937 | 4.6894 | 4.0508 | 3.872 | 3.9231 | 3.1322
2031-04-26 | 2.9422 | 2.9554 | 2.8245 | 2.8037 | 2.8331 | 3.1647 | 3.0125 | 3.1683 | 3.0959 | 2.8085 | 2.8435 | 2.4197 | 2.3412 | 2.4701 | 2.1917 | 2.2101 | 2.5685 | 3.3861 | 4.0791 | 3.7928 | 3.5568 | 3.6141 | 3.2636 | 2.894
2031-04-27 | 2.8326 | 2.9414 | 2.7537 | 2.6635 | 2.7299 | 2.854 | 3.0706 | 2.6936 | 2.3402 | 2.3107 | 1.9969 | 1.5398 | 1.5897 | 1.8189 | 1.9863 | 2.2421 | 2.4506 | 3.1414 | 3.7306 | 4.1364 | 4.0746 | 3.7214 | 3.1338 | 2.8963
2031-04-28 | 2.9796 | 2.8211 | 2.756 | 2.7578 | 2.843 | 3.2232 | 3.497 | 3.3674 | 3.5116 | 2.5201 | 2.1939 | 2.2682 | 2.1685 | 2.2389 | 2.6166 | 2.7466 | 2.6763 | 3.2801 | 4.4198 | 4.635 | 4.2748 | 4.2164 | 3.9293 | 3.1405
2031-04-29 | 3.0908 | 3.0881 | 2.8524 | 2.8593 | 2.8932 | 3.1043 | 3.4925 | 2.811 | 2.6999 | 2.3812 | 2.1135 | 1.938 | 1.9931 | 2.0595 | 2.2863 | 2.8431 | 3.7232 | 4.0971 | 4.3847 | 4.8339 | 4.3346 | 3.7539 | 3.334 | 3.0758
2031-04-30 | 3.0696 | 2.9127 | 2.809 | 2.7532 | 2.8442 | 3.1095 | 3.8251 | 4.1 | 4.1025 | 3.9463 | 3.258 | 3.4093 | 3.2251 | 3.0457 | 3.5687 | 3.7967 | 3.7535 | 4.147 | 4.8039 | 5.0683 | 4.3071 | 3.6889 | 3.9398 | 3.2315
2031-05-01 | 2.83 | 2.9363 | 2.6629 | 2.4689 | 2.5199 | 2.8301 | 3.3371 | 3.0766 | 3.1922 | 2.9256 | 2.3161 | 2.4981 | 2.9917 | 3.1957 | 3.0131 | 3.207 | 3.3528 | 4.4726 | 4.7367 | 4.8751 | 4.6479 | 4.3956 | 3.9319 | 3.2191
2031-05-02 | 2.9687 | 2.8411 | 2.9231 | 2.9244 | 2.9257 | 3.3421 | 4.0828 | 4.1122 | 3.3714 | 2.6457 | 3.2149 | 3.2281 | 3.0797 | 2.3175 | 2.7215 | 3.5003 | 3.6196 | 3.8783 | 4.8449 | 4.7838 | 4.2761 | 4.3222 | 4.1285 | 3.3517
2031-05-03 | 3.0662 | 2.9535 | 2.72 | 2.5792 | 2.5511 | 2.7567 | 2.8875 | 2.6478 | 2.5435 | 2.6204 | 2.6062 | 2.3337 | 2.2245 | 2.1619 | 2.1456 | 2.2077 | 2.799 | 3.6626 | 4.2816 | 4.1945 | 4.0325 | 3.9449 | 3.5529 | 2.9994
2031-05-04 | 2.8386 | 2.8981 | 2.8231 | 2.7076 | 2.7304 | 2.7342 | 2.8004 | 2.5653 | 2.2952 | 1.9927 | 1.8182 | 1.5519 | 1.2051 | 1.4414 | 1.5685 | 1.8933 | 2.1803 | 2.8058 | 4.132 | 4.6649 | 4.224 | 3.4532 | 3.5191 | 3.0258
2031-05-05 | 2.8271 | 2.7965 | 2.8497 | 2.6925 | 2.769 | 3.1308 | 4.0643 | 3.4349 | 2.7209 | 2.4614 | 2.0672 | 1.9398 | 2.0503 | 1.9753 | 1.8786 | 1.9125 | 2.5626 | 3.5897 | 4.1584 | 4.7168 | 4.4297 | 3.8894 | 3.1921 | 3.0251
2031-05-06 | 2.9327 | 2.7092 | 2.4871 | 2.5339 | 2.7288 | 2.7574 | 3.0736 | 3.1838 | 3.6081 | 3.4423 | 2.9648 | 3.6546 | 3.3044 | 3.6906 | 3.1119 | 2.8118 | 3.4445 | 4.069 | 4.6058 | 5.2033 | 4.7722 | 4.1414 | 3.7111 | 3.5894
2031-05-07 | 2.9533 | 2.851 | 2.7858 | 2.7852 | 2.7802 | 3.0878 | 3.8295 | 3.8744 | 3.221 | 2.7291 | 2.2885 | 2.0827 | 2.1313 | 2.1909 | 2.5036 | 2.6035 | 2.9806 | 3.8233 | 4.7406 | 5.2246 | 5.0641 | 4.3038 | 3.7007 | 3.1937
2031-05-08 | 2.99 | 3.0543 | 2.8509 | 2.7752 | 2.8 | 3.1744 | 3.8598 | 3.3969 | 3.0161 | 2.5104 | 2.394 | 2.3148 | 2.2019 | 2.1708 | 2.7 | 2.8421 | 3.3631 | 4.2782 | 5.0435 | 5.2124 | 5.0014 | 4.3891 | 3.9027 | 3.4468
2031-05-09 | 3.1401 | 3.0107 | 3.0013 | 3.0886 | 3.1607 | 3.3673 | 3.9413 | 3.7176 | 3.4276 | 2.8379 | 2.3547 | 2.2685 | 2.4401 | 2.4914 | 2.6649 | 2.7984 | 3.1414 | 3.4741 | 4.4305 | 5.0533 | 4.6199 | 3.9687 | 3.7192 | 3.5927
2031-05-10 | 3.0682 | 2.9418 | 3.0492 | 2.8241 | 2.7868 | 2.8798 | 2.9967 | 3.0088 | 2.312 | 1.8531 | 1.5436 | 1.3111 | 1.3762 | 1.4686 | 1.9106 | 1.9749 | 2.4933 | 3.6088 | 4.3608 | 4.8268 | 4.2286 | 3.6284 | 3.5679 | 3.1877
2031-05-11 | 3.0741 | 3.0383 | 2.8043 | 2.7833 | 2.7796 | 2.7997 | 3.026 | 2.7243 | 2.2847 | 2.0011 | 1.8228 | 1.6731 | 1.5925 | 1.661 | 1.5941 | 1.8953 | 2.5029 | 3.7036 | 4.4285 | 4.8532 | 4.2943 | 3.7449 | 3.6136 | 3.2823
2031-05-12 | 3.088 | 2.9151 | 2.7468 | 2.6879 | 2.6177 | 2.842 | 3.2265 | 2.9392 | 3.1633 | 2.8884 | 2.5805 | 2.5225 | 2.2635 | 2.0809 | 2.0517 | 2.5571 | 3.8795 | 4.4861 | 4.9119 | 4.6773 | 4.0283 | 3.4938 | 3.676 | 3.1969
2031-05-13 | 2.8226 | 2.9238 | 2.8565 | 2.7197 | 2.7601 | 2.9615 | 3.9402 | 3.7606 | 3.2812 | 3.2839 | 2.6402 | 2.3229 | 2.3457 | 2.2499 | 2.1654 | 2.3363 | 3.5832 | 4.4325 | 4.5643 | 4.8019 | 4.6242 | 4.0781 | 3.4719 | 3.4646
2031-05-14 | 2.9778 | 2.7885 | 2.7402 | 2.6932 | 2.8037 | 2.9807 | 3.0857 | 2.6588 | 2.4548 | 2.2159 | 2.0674 | 1.8758 | 1.7795 | 1.9619 | 2.2654 | 2.4601 | 3.0985 | 4.0899 | 4.7852 | 5.1877 | 5.1518 | 4.6541 | 3.8439 | 3.3736
2031-05-15 | 3.0107 | 3.1578 | 2.8925 | 2.72 | 2.7799 | 3.2135 | 4.1708 | 3.8163 | 3.2177 | 3.0314 | 2.5425 | 2.5073 | 2.5523 | 2.786 | 3.3375 | 3.5866 | 4.2409 | 4.5412 | 4.9769 | 5.2045 | 4.8916 | 4.4313 | 3.7217 | 3.2597
2031-05-16 | 3.105 | 2.9918 | 2.9226 | 2.8522 | 2.8238 | 2.9137 | 3.2355 | 3.4905 | 3.2822 | 2.6033 | 2.0196 | 1.9878 | 2.1024 | 1.9527 | 1.8599 | 2.3817 | 2.9736 | 3.4159 | 4.3349 | 4.7551 | 4.0944 | 4.0481 | 4.1072 | 3.5272
2031-05-17 | 3.0928 | 2.7884 | 2.7228 | 2.71 | 2.7475 | 2.9435 | 2.8931 | 2.561 | 2.2502 | 1.823 | 1.567 | 1.2504 | 1.348 | 1.5957 | 1.3605 | 1.7933 | 2.5186 | 2.9898 | 3.6781 | 4.5057 | 4.0743 | 3.6263 | 3.4041 | 3.3153
2031-05-18 | 3.0342 | 2.7987 | 2.7633 | 2.8447 | 2.6673 | 2.4727 | 2.3671 | 2.2694 | 2.1154 | 1.6427 | 1.3776 | 1.0601 | 1.1556 | 1.3681 | 1.3949 | 1.8903 | 2.7374 | 4.0096 | 4.8002 | 4.8935 | 4.4971 | 3.6727 | 3.342 | 2.9799
2031-05-19 | 2.9444 | 2.9184 | 2.7084 | 2.6895 | 2.7236 | 3.0117 | 3.5924 | 3.4905 | 3.0275 | 2.6379 | 2.2712 | 2.1728 | 2.1003 | 2.3934 | 2.3946 | 2.4484 | 3.6518 | 4.2427 | 4.6339 | 4.958 | 4.5448 | 3.5858 | 3.3753 | 2.9804
2031-05-20 | 3.0172 | 2.9529 | 2.7394 | 2.7638 | 2.9868 | 3.1494 | 3.4094 | 3.2692 | 3.2042 | 2.4479 | 2.2034 | 2.3992 | 2.2215 | 2.648 | 2.2421 | 2.8028 | 3.3786 | 3.9347 | 4.7624 | 5.1891 | 4.7829 | 4.0248 | 3.8095 | 3.5077
2031-05-21 | 2.9521 | 2.8456 | 2.8232 | 2.8317 | 3.096 | 3.2542 | 3.7685 | 3.5554 | 3.3304 | 2.7882 | 2.7185 | 2.8538 | 2.2978 | 2.1229 | 2.1535 | 2.714 | 3.0851 | 3.6479 | 4.7271 | 5.1296 | 4.9625 | 4.137 | 3.9052 | 3.7023
2031-05-22 | 3.0348 | 2.9475 | 2.9917 | 2.6555 | 2.7258 | 2.9048 | 3.3812 | 3.2287 | 2.7588 | 2.5101 | 2.1141 | 1.9836 | 1.8802 | 1.9701 | 2.0479 | 2.3616 | 3.0617 | 3.8643 | 4.5253 | 4.8088 | 4.4374 | 3.8794 | 3.716 | 3.4636
2031-05-23 | 3.1375 | 2.9835 | 2.8793 | 2.737 | 2.8121 | 2.8299 | 2.9089 | 2.6523 | 2.482 | 2.1884 | 1.9023 | 1.9034 | 1.8061 | 1.8768 | 1.8997 | 2.225 | 2.9023 | 3.981 | 4.2821 | 4.3709 | 3.8735 | 3.5908 | 3.5411 | 3.2488
2031-05-24 | 3.254 | 3.0133 | 2.7908 | 2.8139 | 2.9241 | 2.7578 | 2.7811 | 2.3853 | 2.4298 | 2.1434 | 1.7403 | 1.9104 | 1.9076 | 1.7732 | 1.7189 | 2.3267 | 2.7822 | 3.3724 | 4.0734 | 4.4948 | 4.1727 | 3.452 | 3.6434 | 3.4232
2031-05-25 | 2.9576 | 2.8975 | 3.0031 | 2.7925 | 2.7234 | 2.755 | 2.8202 | 2.8726 | 2.4057 | 2.1489 | 1.8374 | 1.6309 | 1.8895 | 1.9313 | 2.0379 | 2.6139 | 3.0853 | 3.8678 | 4.4025 | 4.5188 | 4.1188 | 3.5158 | 3.28 | 3.0112
2031-05-26 | 3.0431 | 2.9812 | 2.751 | 2.7138 | 2.8602 | 2.8945 | 2.7812 | 2.6284 | 2.3026 | 2.1505 | 1.9971 | 1.9199 | 1.7384 | 1.852 | 1.8826 | 2.6611 | 2.9997 | 3.4347 | 4.4556 | 4.9538 | 4.6535 | 4.1078 | 3.5137 | 3.3214
2031-05-27 | 3.1394 | 2.8207 | 2.8355 | 2.9788 | 2.8156 | 3.1575 | 3.7034 | 3.9519 | 4.4083 | 4.05 | 3.9049 | 3.5763 | 3.3298 | 3.3717 | 4.0398 | 4.541 | 4.6322 | 4.548 | 5.1926 | 5.1934 | 4.5422 | 4.7166 | 4.513 | 3.7842
2031-05-28 | 3.4585 | 3.2882 | 3.2573 | 3.3885 | 3.0494 | 3.3598 | 4.1302 | 3.5404 | 2.8097 | 2.4706 | 2.2039 | 2.1546 | 1.9945 | 1.9869 | 2.2421 | 2.4196 | 2.9537 | 4.0202 | 4.8608 | 5.1985 | 5.0897 | 4.7936 | 4.2319 | 3.8002
2031-05-29 | 3.6502 | 3.2807 | 3.0423 | 3.0899 | 3.216 | 3.236 | 3.6635 | 3.4634 | 3.4081 | 2.6622 | 2.4965 | 2.3107 | 2.0203 | 2.2728 | 2.8825 | 3.0382 | 3.5425 | 3.7417 | 4.6878 | 5.1799 | 4.9692 | 4.2838 | 3.8844 | 3.4788
2031-05-30 | 3.4575 | 3.2786 | 3.2162 | 3.1531 | 3.1761 | 3.5301 | 3.7316 | 3.8657 | 3.7546 | 2.9059 | 3.2163 | 2.3113 | 2.4364 | 2.5965 | 2.8983 | 2.3326 | 3.0361 | 3.9663 | 4.0951 | 4.4897 | 4.0043 | 3.9205 | 3.9608 | 3.8294
2031-05-31 | 3.4445 | 3.1197 | 2.8477 | 2.819 | 2.8552 | 2.95 | 2.7771 | 2.6071 | 2.3238 | 1.8257 | 1.5278 | 1.0236 | 1.1371 | 1.2764 | 1.4874 | 1.7297 | 2.3136 | 3.3198 | 4.1763 | 4.6029 | 4.0972 | 3.8213 | 3.7058 | 3.406
2031-06-01 | 3.4354 | 3.1892 | 2.9747 | 2.9177 | 2.8464 | 2.9225 | 2.8634 | 2.6385 | 2.4479 | 2.2269 | 1.8453 | 1.5582 | 1.6709 | 1.7195 | 1.484 | 1.9641 | 2.4555 | 3.0449 | 4.314 | 4.9964 | 4.804 | 4.7139 | 3.9403 | 3.6583
2031-06-02 | 3.2837 | 3.0597 | 3.0641 | 3.0944 | 2.8972 | 3.0283 | 3.089 | 3.3888 | 3.0167 | 2.8635 | 2.5463 | 2.3264 | 2.3149 | 2.3555 | 2.4584 | 3.2232 | 4.2834 | 4.1666 | 4.4672 | 5.2097 | 5.0422 | 4.8021 | 4.1101 | 3.7803
2031-06-03 | 3.5691 | 3.1225 | 3.0436 | 3.1968 | 3.0653 | 3.2374 | 3.5929 | 3.9252 | 3.8954 | 3.345 | 3.1405 | 3.1368 | 2.5404 | 2.5879 | 2.3627 | 3.3424 | 3.7735 | 4.1016 | 4.8188 | 5.1259 | 4.8772 | 4.1799 | 3.9473 | 3.7897
2031-06-04 | 3.1183 | 3.078 | 3.0426 | 3.013 | 3.0847 | 3.4202 | 3.8395 | 3.6176 | 2.6154 | 2.26 | 2.5095 | 2.501 | 2.515 | 2.3518 | 2.1796 | 2.37 | 3.2195 | 3.8405 | 4.6259 | 5.1517 | 4.9308 | 4.6643 | 3.9775 | 3.6923
2031-06-05 | 3.4485 | 3.1484 | 3.0223 | 3.0684 | 3.042 | 3.0721 | 3.2689 | 3.1579 | 2.939 | 2.6556 | 2.2884 | 2.4154 | 2.2204 | 2.2679 | 2.5931 | 2.837 | 3.4025 | 3.8641 | 4.5365 | 4.8788 | 4.6894 | 4.0132 | 3.5838 | 3.1745
2031-06-06 | 3.0714 | 2.9955 | 2.8866 | 2.8492 | 2.8422 | 2.9053 | 3.3129 | 3.6296 | 3.2099 | 2.8222 | 2.5971 | 2.3629 | 2.6018 | 2.7508 | 2.666 | 2.7692 | 3.3291 | 3.8872 | 4.4306 | 4.6999 | 4.4745 | 3.9873 | 3.9039 | 3.5571
2031-06-07 | 3.4334 | 3.1791 | 3.0069 | 3.0253 | 3.0401 | 2.8926 | 2.8857 | 2.8051 | 2.5214 | 2.1386 | 1.6293 | 1.674 | 2.0739 | 1.7375 | 1.5632 | 1.8692 | 2.3895 | 3.1442 | 4.1012 | 4.4003 | 4.3075 | 4.2181 | 3.6381 | 3.3805
2031-06-08 | 3.2813 | 3.2632 | 3.003 | 2.9543 | 2.8717 | 2.8379 | 2.8632 | 2.8194 | 2.57 | 2.1925 | 1.8376 | 1.7237 | 1.8912 | 1.9924 | 1.5508 | 1.836 | 2.2895 | 2.915 | 4.2291 | 4.9827 | 4.716 | 4.1706 | 3.8493 | 3.4337
2031-06-09 | 3.3757 | 3.0578 | 2.9396 | 2.9143 | 2.9371 | 2.9505 | 2.9245 | 3.1125 | 2.7692 | 2.5875 | 2.4095 | 1.8933 | 1.6999 | 1.8225 | 1.9721 | 2.4304 | 2.5394 | 3.7216 | 4.4031 | 4.9523 | 4.8712 | 4.2301 | 3.6489 | 3.4877
2031-06-10 | 3.2849 | 2.9981 | 2.9675 | 3.1313 | 2.9073 | 2.9457 | 3.2048 | 3.4473 | 2.8969 | 2.7915 | 2.4902 | 2.2859 | 2.0948 | 2.3089 | 2.2192 | 2.8506 | 3.8795 | 4.4037 | 4.9 | 5.2091 | 5.1912 | 4.6252 | 4.0846 | 3.6122
2031-06-11 | 3.271 | 3.1581 | 3.3157 | 3.0427 | 2.9794 | 3.1494 | 3.9017 | 3.9135 | 3.274 | 3.0039 | 2.7389 | 2.2318 | 2.3361 | 2.9903 | 3.0111 | 2.7844 | 3.6069 | 4.3766 | 4.7932 | 5.1939 | 5.0956 | 4.5265 | 4.143 | 3.9821
2031-06-12 | 3.8153 | 3.5674 | 3.2184 | 3.1145 | 2.981 | 3.4678 | 3.3835 | 3.2193 | 3.272 | 2.821 | 3.9667 | 3.7307 | 2.8712 | 2.5789 | 2.9042 | 3.2289 | 3.7666 | 4.4535 | 4.8365 | 5.2091 | 5.061 | 4.6598 | 3.8135 | 3.3815
2031-06-13 | 3.1055 | 3.0647 | 3.1162 | 2.9749 | 2.9777 | 3.0374 | 3.8787 | 3.8377 | 3.3205 | 2.827 | 2.7647 | 2.299 | 2.3505 | 2.6042 | 2.6301 | 2.9059 | 3.2388 | 3.8896 | 4.6953 | 4.9473 | 4.9176 | 4.6001 | 4.0871 | 3.9294
2031-06-14 | 3.4868 | 3.1331 | 3.0176 | 3.1226 | 2.9829 | 2.946 | 2.9865 | 2.8397 | 2.5517 | 2.3062 | 2.0883 | 2.1046 | 2.0421 | 2.1957 | 2.2703 | 2.3355 | 2.5218 | 3.5586 | 4.4902 | 4.5832 | 4.4278 | 4.095 | 3.5443 | 3.244
2031-06-15 | 3.203 | 3.0481 | 2.9334 | 2.9025 | 2.9981 | 2.8921 | 2.8303 | 2.8178 | 2.4497 | 2.0999 | 1.841 | 1.6434 | 1.7127 | 1.7799 | 2.1672 | 2.2707 | 2.4801 | 2.9532 | 3.8867 | 4.4155 | 4.4953 | 3.7416 | 3.4039 | 3.1491
2031-06-16 | 3.1402 | 2.9643 | 2.8306 | 2.7762 | 2.9031 | 3.0391 | 3.0287 | 3.3689 | 3.5174 | 2.9964 | 2.7662 | 2.5559 | 2.4598 | 2.4207 | 2.1835 | 2.8442 | 3.7144 | 3.8545 | 4.6073 | 4.9678 | 5.2076 | 4.8661 | 4.4947 | 3.9722
2031-06-17 | 3.3982 | 3.0559 | 3.0237 | 2.9893 | 3.0293 | 3.1763 | 3.3512 | 3.6905 | 3.1899 | 2.7361 | 2.5874 | 2.4645 | 2.3202 | 2.2074 | 2.3885 | 2.7422 | 2.9737 | 3.8309 | 4.7386 | 5.1523 | 5.2109 | 4.6829 | 4.8101 | 4.5091
2031-06-18 | 4.3375 | 3.8179 | 3.4781 | 3.4594 | 3.5974 | 3.7116 | 3.1387 | 3.143 | 3.2864 | 2.865 | 2.3426 | 2.3092 | 2.1248 | 2.159 | 1.9725 | 2.1814 | 3.0299 | 4.4065 | 4.8817 | 5.1872 | 5.1278 | 4.8772 | 4.2443 | 3.6589
2031-06-19 | 4.5176 | 4.5 | 4.0251 | 3.8427 | 3.6566 | 4.3137 | 3.3801 | 3.2985 | 3.4933 | 2.9564 | 2.6448 | 2.4972 | 2.3073 | 2.1601 | 2.0565 | 2.67 | 2.9898 | 3.5556 | 4.5338 | 4.9981 | 4.8942 | 4.5321 | 4.5317 | 4.6782
2031-06-20 | 4.4395 | 3.7362 | 3.5813 | 3.6363 | 3.9 | 3.7075 | 3.2124 | 3.5163 | 3.2465 | 2.8425 | 2.7169 | 2.3812 | 2.4016 | 2.3801 | 2.6408 | 2.887 | 2.914 | 3.4294 | 4.0864 | 4.4734 | 4.4154 | 4.4285 | 4.0032 | 3.5261
2031-06-21 | 3.2257 | 3.3624 | 3.2138 | 2.999 | 2.8901 | 2.9588 | 2.9415 | 2.7489 | 2.2714 | 1.8287 | 1.6012 | 1.2577 | 1.4446 | 1.6213 | 1.2617 | 1.7602 | 2.3352 | 2.899 | 3.6774 | 4.2719 | 4.2359 | 4.0677 | 4.1904 | 4.1922
2031-06-22 | 4.2676 | 3.8859 | 3.5473 | 3.4343 | 3.4022 | 3.6503 | 2.799 | 2.7812 | 2.7141 | 2.4028 | 2.0677 | 2.1573 | 2.1188 | 1.8795 | 1.9263 | 1.8631 | 2.367 | 3.146 | 4.0516 | 4.7551 | 4.6128 | 4.0063 | 4.2896 | 4.5828
2031-06-23 | 3.5913 | 3.0073 | 2.9224 | 2.9102 | 2.8903 | 3.2747 | 3.2367 | 3.449 | 3.7091 | 3.107 | 2.6447 | 2.7949 | 3.0118 | 2.4555 | 2.4551 | 2.5475 | 3.0457 | 4.2474 | 5.0594 | 5.2135 | 5.1148 | 4.7332 | 4.796 | 4.8589
2031-06-24 | 4.4182 | 3.9122 | 4.0084 | 3.9977 | 3.7296 | 4.097 | 3.6397 | 4.2209 | 3.7594 | 3.0461 | 2.6478 | 2.5579 | 2.5639 | 2.6214 | 2.6519 | 2.5553 | 1.7537 | 2.7632 | 3.4318 | 4.6103 | 5.2136 | 4.5018 | 4.0313 | 3.292
2031-06-25 | 3.0245 | 2.9336 | 2.8529 | 2.819 | 2.8218 | 2.9444 | 3.0249 | 3.0126 | 2.6794 | 2.4126 | 2.2389 | 2.1099 | 2.0111 | 1.9405 | 1.8242 | 2.1926 | 3.392 | 4.2143 | 5.075 | 5.214 | 5.2189 | 5.0226 | 4.8199 | 4.1001
2031-06-26 | 3.6221 | 3.3188 | 3.1996 | 3.1379 | 3.1805 | 3.3329 | 3.4643 | 4.1456 | 3.6888 | 3.2842 | 3.1585 | 3.1662 | 2.9273 | 2.7448 | 2.9729 | 3.503 | 3.5221 | 4.0276 | 4.7117 | 5.1454 | 5.0088 | 4.6584 | 4.4328 | 3.6806
2031-06-27 | 3.1661 | 3.0381 | 2.9739 | 2.9868 | 3.0616 | 2.9058 | 2.849 | 3.0712 | 2.834 | 2.5179 | 2.179 | 2.3049 | 2.4913 | 2.3232 | 2.3758 | 2.9253 | 3.2654 | 3.6794 | 4.1514 | 4.6927 | 4.7632 | 4.4293 | 4.143 | 3.4268
2031-06-28 | 3.2909 | 3.2548 | 2.9544 | 2.9311 | 2.8338 | 2.9201 | 2.9793 | 2.6983 | 2.4626 | 2.2823 | 1.9421 | 1.5802 | 1.8499 | 1.9773 | 2.1191 | 2.0109 | 2.3189 | 3.2352 | 3.9976 | 4.2725 | 4.3568 | 4.0165 | 3.7138 | 3.2485
2031-06-29 | 3.2565 | 3.1538 | 2.9566 | 2.918 | 2.8544 | 2.9895 | 2.8435 | 2.6284 | 2.4885 | 2.2358 | 2.1589 | 1.7613 | 1.8519 | 1.7764 | 1.9909 | 2.0729 | 2.4534 | 3.0897 | 4.1822 | 4.414 | 4.2181 | 3.8933 | 3.9428 | 3.2764
2031-06-30 | 2.9719 | 2.9688 | 3.0087 | 2.838 | 2.8751 | 2.9692 | 3.2962 | 3.5967 | 3.4074 | 2.9439 | 2.5282 | 2.3562 | 2.2867 | 2.6294 | 2.8733 | 3.3363 | 3.9664 | 4.8218 | 5.1003 | 5.1975 | 5.1581 | 4.9959 | 4.2361 | 3.6649
2031-07-01 | 3.2872 | 3.2774 | 3.1567 | 3.0956 | 3.0512 | 3.2518 | 3.3134 | 3.3215 | 3.3801 | 2.9007 | 2.4196 | 2.1143 | 2.2662 | 2.3342 | 2.4455 | 2.6883 | 3.0723 | 3.6613 | 4.2831 | 4.6738 | 4.6879 | 5.216 | 4.5672 | 4.1531
2031-07-02 | 3.8494 | 4.0079 | 3.4569 | 3.4485 | 3.2724 | 3.3445 | 3.4356 | 3.041 | 2.7484 | 2.3742 | 2.033 | 1.8258 | 2.066 | 1.8373 | 1.8539 | 2.1061 | 3.015 | 3.669 | 3.8967 | 4.1428 | 4.0886 | 4.6813 | 4.8199 | 4.3292
2031-07-03 | 4.1727 | 3.7948 | 3.4676 | 3.4804 | 3.4914 | 3.9818 | 3.6513 | 3.1974 | 2.9824 | 2.5599 | 2.4201 | 2.2933 | 2.2963 | 2.2835 | 2.5535 | 2.443 | 3.0846 | 4.0371 | 4.7277 | 5.0376 | 4.8779 | 4.8412 | 4.7319 | 4.3592
2031-07-04 | 4.2117 | 3.9745 | 3.5996 | 3.6438 | 3.6729 | 3.5799 | 3.6839 | 3.5781 | 3.3362 | 2.9977 | 2.3722 | 2.2769 | 2.2738 | 2.2019 | 2.3385 | 2.4306 | 2.986 | 3.4901 | 3.5562 | 4.4258 | 4.3794 | 4.9798 | 4.6862 | 4.3253
2031-07-05 | 4.0489 | 3.7362 | 3.3728 | 3.366 | 3.5381 | 3.4129 | 3.0603 | 2.9375 | 2.7212 | 2.4759 | 2.3159 | 2.1726 | 2.1841 | 2.1402 | 2.1867 | 2.3052 | 2.6512 | 2.8407 | 3.6263 | 3.9218 | 3.8334 | 3.4633 | 3.21 | 3.0705
2031-07-06 | 3.0286 | 3.0518 | 2.8775 | 2.8477 | 2.7205 | 2.8685 | 2.6654 | 2.4479 | 2.2447 | 1.9931 | 1.6938 | 1.8358 | 1.6443 | 1.5198 | 1.7757 | 1.8007 | 2.2206 | 2.8729 | 3.6444 | 4.2745 | 3.8227 | 3.65 | 3.4563 | 3.0348
2031-07-07 | 2.93 | 2.9472 | 2.87 | 2.7825 | 2.9188 | 3.0063 | 3.0202 | 3.0422 | 2.8117 | 2.4393 | 2.0736 | 1.9089 | 1.8001 | 2.1275 | 2.3849 | 2.2601 | 2.7735 | 3.8998 | 4.5971 | 4.9481 | 4.7933 | 4.9477 | 4.7523 | 4.7132
2031-07-08 | 4.2599 | 3.8732 | 3.2996 | 3.2818 | 3.2637 | 3.4498 | 4.0723 | 3.4776 | 3.0491 | 2.4667 | 2.5122 | 2.4275 | 2.0519 | 2.5077 | 2.87 | 2.6989 | 2.8913 | 3.9144 | 4.273 | 4.7583 | 4.5687 | 5.1349 | 4.5879 | 4.1035
2031-07-09 | 3.755 | 3.7889 | 3.6022 | 3.4265 | 3.2848 | 3.598 | 3.7128 | 3.1374 | 2.7948 | 2.4992 | 2.2852 | 2.265 | 2.1826 | 2.4873 | 2.4177 | 2.7902 | 2.8921 | 3.2735 | 3.9744 | 4.8291 | 4.6971 | 5.1834 | 4.9543 | 4.2423
2031-07-10 | 4.2405 | 4.0427 | 3.6159 | 3.5428 | 3.6695 | 3.8444 | 3.8269 | 3.324 | 3.2413 | 2.8688 | 2.5895 | 2.5844 | 3.0586 | 2.6517 | 2.3751 | 2.4776 | 2.8603 | 3.7402 | 4.3038 | 4.7659 | 4.5696 | 4.8896 | 4.8028 | 4.2639
2031-07-11 | 4.0562 | 4.1656 | 3.6863 | 3.4475 | 3.2041 | 3.4014 | 3.3835 | 2.9334 | 2.9251 | 2.7969 | 2.729 | 2.5314 | 2.3851 | 2.2988 | 2.4259 | 2.5889 | 3.0885 | 3.4275 | 4.0227 | 4.6418 | 4.0579 | 4.7994 | 5.2601 | 4.4598
2031-07-12 | 4.0466 | 3.9905 | 3.6058 | 3.454 | 3.5252 | 3.5666 | 3.223 | 2.9208 | 2.7016 | 2.4392 | 2.1271 | 1.8367 | 1.8913 | 2.0994 | 2.244 | 2.2968 | 2.65 | 2.8838 | 3.3494 | 4.1229 | 4.2676 | 4.7742 | 5.0417 | 4.5345
2031-07-13 | 3.2985 | 3.0797 | 3.2182 | 3.0252 | 2.8609 | 2.8473 | 2.9652 | 2.8343 | 2.4761 | 2.3772 | 2.2175 | 1.4468 | 1.513 | 1.7084 | 2.023 | 2.1209 | 2.6448 | 3.3456 | 3.9749 | 4.5065 | 3.9813 | 3.518 | 3.7104 | 3.4199
2031-07-14 | 3.2235 | 2.9878 | 2.9621 | 3.0726 | 2.9865 | 3.0164 | 3.0505 | 3.688 | 3.4355 | 2.743 | 2.3892 | 2.3079 | 2.2288 | 2.1065 | 2.3689 | 2.4267 | 2.7594 | 3.692 | 4.5885 | 5.039 | 4.8884 | 5.1583 | 4.9356 | 4.635
2031-07-15 | 4.375 | 3.8053 | 3.928 | 4.0551 | 3.5471 | 3.7908 | 4.0282 | 3.7159 | 3.3439 | 3.269 | 2.5756 | 2.4804 | 2.5719 | 2.6488 | 2.5305 | 2.624 | 3.3565 | 4.1454 | 4.5325 | 5.0847 | 4.8642 | 4.9807 | 4.9125 | 4.3909
2031-07-16 | 3.9193 | 4.1302 | 3.8422 | 3.6866 | 3.5107 | 3.9442 | 4.0432 | 3.3213 | 3.4214 | 2.7815 | 2.512 | 2.5004 | 2.3771 | 2.459 | 2.884 | 2.9771 | 3.4799 | 4.0787 | 4.5198 | 4.9746 | 4.7054 | 4.6312 | 4.6158 | 4.2866
2031-07-17 | 4.3974 | 4.1603 | 3.726 | 3.6289 | 3.676 | 3.6091 | 3.8156 | 3.2703 | 3.0216 | 2.5967 | 2.2047 | 2.1977 | 2.1402 | 2.0066 | 2.3488 | 2.7638 | 2.9265 | 3.5485 | 4.1416 | 4.5832 | 4.6447 | 4.7194 | 5.2071 | 4.6365
2031-07-18 | 3.8619 | 3.5558 | 3.6887 | 3.8588 | 3.367 | 3.5978 | 4.1994 | 3.5155 | 3.1313 | 2.9654 | 2.6296 | 2.4174 | 2.2522 | 2.4328 | 2.4401 | 2.446 | 3.1988 | 3.344 | 3.3602 | 3.9853 | 4.0762 | 4.4632 | 4.5445 | 4.5294
2031-07-19 | 3.9625 | 3.5118 | 3.7297 | 3.4566 | 3.2187 | 3.4798 | 3.6374 | 2.9713 | 2.4983 | 2.1624 | 1.6458 | 1.2506 | 1.2951 | 1.6975 | 2.0956 | 2.0032 | 2.5247 | 3.0771 | 3.3978 | 3.6314 | 3.9273 | 4.491 | 4.3605 | 4.6113
2031-07-20 | 3.5347 | 3.2268 | 2.9957 | 2.9297 | 2.7776 | 2.801 | 2.918 | 2.6955 | 2.3993 | 2.2205 | 1.9253 | 1.8998 | 1.9247 | 2.0486 | 2.3396 | 2.5273 | 2.9412 | 3.4808 | 4.4061 | 4.7747 | 4.3021 | 4.2282 | 4.4324 | 4.0618
2031-07-21 | 3.1644 | 2.9193 | 2.967 | 3.0626 | 2.9494 | 3.0153 | 3.1503 | 3.2869 | 2.7856 | 2.4429 | 2.5114 | 2.4139 | 2.4077 | 2.503 | 2.4816 | 2.7241 | 3.8175 | 4.5835 | 4.9468 | 5.2771 | 4.6505 | 5.0908 | 4.9968 | 5.0336
2031-07-22 | 4.6675 | 4.3506 | 3.9294 | 3.8245 | 3.6332 | 4.2796 | 4.2625 | 3.5241 | 3.7682 | 3.2612 | 2.7571 | 2.3507 | 2.4273 | 2.3779 | 2.5309 | 2.9393 | 3.4713 | 3.9436 | 4.643 | 4.874 | 4.4739 | 5.2859 | 5.2283 | 4.4883
2031-07-23 | 3.5577 | 3.4157 | 3.6657 | 3.8969 | 3.3915 | 3.7122 | 4.4104 | 3.7204 | 3.3406 | 3.0812 | 2.5707 | 2.6586 | 3.1364 | 3.0698 | 2.8954 | 3.0143 | 3.1994 | 3.9877 | 4.5635 | 5.0611 | 4.9218 | 4.857 | 4.7697 | 4.3334
2031-07-24 | 4.2792 | 4.0815 | 3.6691 | 3.761 | 3.6872 | 3.7161 | 3.9371 | 3.7297 | 3.1225 | 2.631 | 2.5918 | 2.6188 | 2.445 | 2.2852 | 2.6282 | 2.7675 | 3.222 | 3.4276 | 4.4762 | 5.0831 | 4.9798 | 5.1578 | 5.0539 | 4.4896
2031-07-25 | 4.3139 | 4.2866 | 3.8308 | 3.6521 | 3.8464 | 4.1262 | 3.9726 | 3.4716 | 3.7962 | 2.9352 | 2.6565 | 2.3996 | 2.2115 | 2.1482 | 2.3092 | 2.8334 | 2.9131 | 3.7687 | 4.4445 | 5.1012 | 4.8368 | 5.3165 | 5.3517 | 4.4142
2031-07-26 | 4.2089 | 4.4705 | 4.3066 | 3.8357 | 3.4227 | 3.7881 | 3.6903 | 2.9721 | 2.6427 | 2.4461 | 2.0222 | 1.8393 | 1.9782 | 1.7211 | 1.6951 | 1.9075 | 2.5389 | 3.064 | 3.521 | 4.3325 | 4.1339 | 4.5621 | 4.4664 | 4.5221
2031-07-27 | 4.2035 | 3.6687 | 3.4729 | 3.3603 | 3.0218 | 2.9137 | 3.0088 | 2.8015 | 2.3257 | 2.0625 | 1.9563 | 1.7672 | 1.7941 | 1.9207 | 1.6955 | 2.0092 | 2.6216 | 3.2198 | 4.1155 | 4.8001 | 4.4654 | 3.583 | 3.3069 | 3.2858
2031-07-28 | 3.2163 | 3.0643 | 3.1736 | 3.9048 | 3.4532 | 3.5259 | 3.4234 | 3.5571 | 3.2619 | 3.2608 | 2.7719 | 2.3713 | 2.3147 | 2.6771 | 2.9667 | 3.3205 | 3.6651 | 4.6504 | 5.0027 | 5.2603 | 5.265 | 5.3056 | 5.2105 | 5.0619
2031-07-29 | 4.6043 | 4.2197 | 3.8447 | 3.9579 | 4.0129 | 4.0053 | 4.1767 | 3.6663 | 3.6682 | 3.1131 | 2.7764 | 2.5095 | 2.1796 | 2.234 | 2.5693 | 2.8318 | 3.5332 | 4.0048 | 4.8208 | 5.2476 | 4.9865 | 5.2428 | 4.937 | 4.7074
2031-07-30 | 4.7038 | 4.1063 | 3.9265 | 4.0494 | 3.9161 | 4.0223 | 4.2863 | 3.996 | 3.6682 | 2.7856 | 2.8231 | 2.4249 | 2.2775 | 2.1206 | 2.3139 | 2.693 | 3.3353 | 4.1927 | 4.7158 | 5.2384 | 5.0201 | 5.1613 | 5.0285 | 4.8238
2031-07-31 | 4.9068 | 4.6046 | 3.9824 | 3.7851 | 3.8324 | 4.3701 | 4.5371 | 4.3927 | 4.1168 | 3.3997 | 3.2181 | 2.8134 | 2.4299 | 2.3913 | 2.5359 | 3.0968 | 3.2626 | 3.5524 | 4.6034 | 5.0407 | 4.469 | 5.0346 | 4.6904 | 4.4597
2031-08-01 | 4.4979 | 4.5093 | 3.9499 | 3.6124 | 3.5998 | 3.6571 | 3.7991 | 3.3401 | 3.1989 | 2.8339 | 2.3614 | 2.1948 | 2.4064 | 2.374 | 2.7 | 3.081 | 3.4619 | 3.7048 | 3.9814 | 4.496 | 3.8081 | 4.3123 | 4.7158 | 4.6224
2031-08-02 | 4.1054 | 3.463 | 3.1289 | 3.1547 | 2.9922 | 2.969 | 3.0123 | 3.1074 | 2.7622 | 2.0737 | 2.0389 | 1.9587 | 1.884 | 2.138 | 2.1686 | 2.402 | 3.0681 | 3.5756 | 4.255 | 4.7641 | 4.433 | 4.3227 | 4.7885 | 4.6284
2031-08-03 | 4.1012 | 3.3465 | 3.2247 | 3.1916 | 2.8631 | 2.9572 | 3.0718 | 2.9727 | 2.693 | 2.283 | 2.1394 | 2.0212 | 1.8493 | 1.943 | 1.7707 | 1.9904 | 2.5573 | 3.3538 | 4.1136 | 5.099 | 4.8673 | 4.1605 | 3.4385 | 3.2196
2031-08-04 | 3.1677 | 3.1729 | 3.0117 | 3.0568 | 3.4481 | 3.9618 | 3.691 | 3.2564 | 3.2847 | 2.8889 | 2.9554 | 2.6019 | 2.611 | 2.3824 | 2.1914 | 2.5785 | 3.4708 | 4.2993 | 4.68 | 5.2755 | 4.7691 | 4.9501 | 4.8545 | 4.798
2031-08-05 | 4.3805 | 4.2572 | 3.8386 | 3.9879 | 3.9114 | 3.9961 | 4.1011 | 3.794 | 3.5656 | 3.0798 | 2.7047 | 2.8144 | 2.6097 | 2.4731 | 2.6572 | 2.9934 | 3.4934 | 3.9428 | 4.9159 | 5.409 | 4.9308 | 5.3835 | 5.3971 | 4.4259
2031-08-06 | 3.9048 | 4.2235 | 3.9085 | 3.6268 | 3.5633 | 4.1293 | 4.2706 | 3.534 | 3.6386 | 3.0672 | 2.9032 | 2.7245 | 2.6227 | 2.5924 | 2.7752 | 3.0855 | 4.1524 | 4.0911 | 4.8852 | 5.4155 | 5.0968 | 5.364 | 5.3679 | 4.9748
2031-08-07 | 4.4484 | 4.3009 | 4.1859 | 4.5164 | 4.2717 | 4.1457 | 4.5234 | 4.0146 | 3.6969 | 3.2217 | 3.0134 | 2.8701 | 3.2517 | 3.6614 | 4.0334 | 3.6588 | 4.6654 | 4.9703 | 5.4086 | 5.4497 | 4.9293 | 5.1462 | 5.3191 | 4.2207
2031-08-08 | 3.8788 | 4.2203 | 3.9577 | 4.0239 | 3.8687 | 4.6547 | 4.5858 | 3.8099 | 3.5837 | 3.0759 | 2.898 | 3.0354 | 2.5834 | 2.6124 | 2.762 | 2.7898 | 3.1377 | 4.1502 | 4.8622 | 5.0789 | 4.78 | 5.0633 | 4.8934 | 4.6722
2031-08-09 | 4.3969 | 4.2537 | 3.7539 | 3.8276 | 3.4032 | 3.127 | 3.2309 | 3.0458 | 2.8404 | 2.3615 | 2.0195 | 1.9413 | 2.054 | 1.9987 | 2.0903 | 2.5828 | 3.1208 | 3.8091 | 4.5247 | 5.4108 | 5.0955 | 5.2881 | 4.8186 | 4.546
2031-08-10 | 3.8822 | 3.3105 | 3.2228 | 3.3128 | 3.1616 | 3.0106 | 3.0785 | 2.8709 | 2.7344 | 2.2482 | 1.8415 | 1.9348 | 1.8655 | 1.9368 | 2.0678 | 2.1469 | 2.6603 | 3.6707 | 4.4171 | 5.035 | 4.8799 | 3.9209 | 3.6554 | 3.5706
2031-08-11 | 3.2532 | 3.4478 | 3.5238 | 3.5628 | 3.0466 | 3.2153 | 3.5478 | 3.6877 | 3.3894 | 2.7471 | 2.8498 | 2.7701 | 2.6113 | 2.7686 | 2.8227 | 3.4447 | 4.0322 | 4.5775 | 5.2374 | 5.4062 | 5.1614 | 5.1269 | 5.007 | 4.6369
2031-08-12 | 4.756 | 4.3103 | 3.947 | 4.1112 | 4.0943 | 4.2757 | 4.7948 | 3.8815 | 3.7296 | 3.1004 | 2.6105 | 2.8732 | 3.0358 | 2.9091 | 2.719 | 3.1865 | 3.8256 | 4.2854 | 4.9651 | 5.4294 | 4.9603 | 4.8788 | 5.0694 | 4.8318
2031-08-13 | 3.9964 | 3.9783 | 4.142 | 3.821 | 3.8205 | 4.5628 | 4.4744 | 3.7094 | 3.6331 | 2.9345 | 2.5048 | 2.2761 | 2.4726 | 2.4651 | 2.4062 | 2.8786 | 3.8357 | 4.5988 | 5.1855 | 5.4098 | 5.295 | 5.4253 | 5.0173 | 4.5405
2031-08-14 | 4.4353 | 4.4806 | 4.0127 | 3.8393 | 4.0289 | 4.0375 | 3.8617 | 3.6475 | 3.6291 | 3.2485 | 3.0461 | 3.415 | 3.2883 | 2.8197 | 2.6994 | 3.1675 | 3.772 | 4.6087 | 5.2117 | 5.2625 | 4.7661 | 5.3847 | 5.5185 | 5.366
2031-08-15 | 4.672 | 4.6228 | 4.854 | 4.4897 | 4.2307 | 4.8054 | 4.3176 | 3.3345 | 3.0163 | 2.6148 | 2.5185 | 2.4785 | 2.3834 | 2.5039 | 2.6024 | 2.8173 | 3.9456 | 4.8066 | 5.2151 | 5.4098 | 5.1609 | 5.4659 | 5.4223 | 5.1413
2031-08-16 | 5.0964 | 4.7149 | 4.3371 | 3.9128 | 3.8288 | 4.3781 | 3.9041 | 3.0668 | 2.8667 | 2.6908 | 2.3968 | 2.2568 | 2.3676 | 2.4408 | 2.4336 | 2.8146 | 3.2617 | 3.9845 | 4.6284 | 4.5362 | 4.4687 | 5.155 | 5.1101 | 4.4592
2031-08-17 | 3.9951 | 3.5332 | 3.5597 | 3.5121 | 3.1444 | 3.0015 | 2.9671 | 3.0382 | 2.8017 | 2.4628 | 2.0386 | 2.0038 | 2.0738 | 2.3267 | 2.2247 | 2.3465 | 3.0851 | 3.9436 | 4.7408 | 5.3779 | 5.1406 | 4.882 | 4.71 | 4.3563
2031-08-18 | 4.175 | 4.0346 | 3.2938 | 3.1914 | 3.2546 | 3.7362 | 3.8183 | 3.6909 | 3.7282 | 3.4492 | 3.2616 | 2.7878 | 2.9028 | 2.9508 | 2.9756 | 3.4502 | 4.1099 | 4.5985 | 5.0989 | 5.2315 | 5.0019 | 5.4001 | 5.0505 | 4.8784
2031-08-19 | 4.8225 | 4.3845 | 4.1933 | 4.5596 | 3.8857 | 4.3886 | 5.0041 | 4.3849 | 4.1114 | 2.9081 | 2.6271 | 2.6507 | 2.8725 | 2.9781 | 3.0377 | 3.0998 | 3.6923 | 4.4615 | 4.8326 | 5.407 | 4.7643 | 4.9126 | 5.0228 | 4.6145
2031-08-20 | 4.3929 | 4.2387 | 3.7913 | 3.7483 | 3.8563 | 4.3459 | 4.8452 | 4.1338 | 3.1925 | 2.9679 | 2.5926 | 2.3372 | 2.2271 | 2.6315 | 2.951 | 2.7278 | 3.8372 | 4.6445 | 4.4315 | 4.8071 | 4.8205 | 5.0676 | 4.9807 | 4.7264
2031-08-21 | 4.6804 | 3.992 | 4.0563 | 4.3841 | 4.0848 | 4.1683 | 4.5736 | 4.2786 | 3.49 | 3.4539 | 3.4022 | 4.127 | 3.9646 | 3.2642 | 3.6203 | 3.7046 | 4.1187 | 3.9879 | 4.2829 | 4.3846 | 3.7241 | 3.5664 | 3.424 | 3.2481
2031-08-22 | 2.8793 | 2.8216 | 2.945 | 2.7706 | 2.7825 | 2.667 | 2.3333 | 2.6941 | 3.0578 | 2.7271 | 2.5074 | 2.5908 | 2.5399 | 2.2328 | 2.3696 | 2.9739 | 3.6964 | 4.1601 | 4.1573 | 3.7476 | 3.4857 | 3.4064 | 3.6243 | 3.2656
2031-08-23 | 3.02 | 2.8089 | 2.721 | 2.9178 | 2.7492 | 2.8569 | 2.889 | 3.0353 | 2.8675 | 2.5026 | 2.7168 | 2.7312 | 2.2792 | 2.6708 | 2.5057 | 2.5611 | 3.3115 | 3.9747 | 4.029 | 4.012 | 3.4703 | 3.3159 | 3.4256 | 3.3707
2031-08-24 | 3.179 | 3.0251 | 2.9813 | 2.9793 | 3.2222 | 3.1599 | 3.1555 | 2.8117 | 2.7464 | 2.2475 | 1.9426 | 1.6371 | 1.7484 | 1.9091 | 2.2483 | 2.7405 | 2.8458 | 3.6442 | 4.4854 | 4.6154 | 4.1366 | 3.5086 | 3.4169 | 3.3167
2031-08-25 | 3.3257 | 3.1536 | 3.0191 | 2.9639 | 3.0421 | 3.33 | 3.3008 | 3.1476 | 3.315 | 2.9921 | 2.7975 | 3.2202 | 2.9852 | 2.6975 | 3.1789 | 3.395 | 3.7319 | 4.0739 | 5.1832 | 5.4158 | 4.9527 | 5.0574 | 5.2305 | 4.3202
2031-08-26 | 3.9169 | 3.898 | 3.9824 | 4.2013 | 3.6547 | 4.0005 | 4.5192 | 3.6533 | 3.6528 | 2.8987 | 2.8315 | 2.8278 | 2.6727 | 2.8284 | 3.1596 | 3.2251 | 3.7449 | 4.5053 | 5.23 | 5.4369 | 5.1267 | 5.4835 | 5.1106 | 4.3662
2031-08-27 | 4.4747 | 3.8679 | 3.6023 | 3.5239 | 3.6955 | 3.7514 | 4.0072 | 3.3759 | 3.2791 | 2.7758 | 2.5388 | 2.2944 | 2.3847 | 2.5381 | 2.7179 | 3.0175 | 3.6538 | 3.9064 | 4.7335 | 5.2944 | 4.8133 | 4.6678 | 4.531 | 4.3821
2031-08-28 | 3.7251 | 3.7238 | 3.6988 | 3.6596 | 3.5677 | 4.2674 | 4.2988 | 3.3413 | 3.0242 | 2.6477 | 2.2483 | 2.3339 | 2.4728 | 2.2705 | 2.4705 | 2.6664 | 3.1837 | 3.5315 | 4.7499 | 5.2362 | 4.5911 | 4.4974 | 4.5622 | 4.6564
2031-08-29 | 3.8555 | 3.6367 | 3.6776 | 3.8066 | 3.5497 | 3.5882 | 3.795 | 2.9886 | 2.8998 | 2.6979 | 2.55 | 2.1539 | 2.336 | 2.6973 | 2.5091 | 2.6239 | 2.9383 | 3.6104 | 4.3238 | 4.5217 | 3.81 | 4.4981 | 4.6643 | 3.876
2031-08-30 | 3.6186 | 3.5661 | 3.5859 | 3.267 | 3.2706 | 2.9784 | 3.1073 | 2.7815 | 2.2977 | 2.1836 | 1.9082 | 1.5824 | 1.7499 | 2.0805 | 2.0942 | 2.2609 | 2.9202 | 3.6368 | 3.9395 | 3.9515 | 3.9665 | 3.7087 | 3.6902 | 3.6381
2031-08-31 | 3.3446 | 3.168 | 3.1158 | 3.1469 | 3.0273 | 2.7942 | 2.8424 | 2.5843 | 2.4795 | 2.0929 | 1.8153 | 1.5152 | 1.2478 | 1.3373 | 1.8763 | 2.1704 | 2.606 | 3.3584 | 4.1833 | 4.5909 | 3.9898 | 4.1909 | 4.0666 | 3.7265
2031-09-01 | 3.812 | 3.5417 | 2.9697 | 2.9457 | 3.1864 | 3.1055 | 3.0482 | 3.2253 | 3.0068 | 2.532 | 2.5106 | 2.1635 | 2.1444 | 2.2181 | 2.2197 | 3.0081 | 3.4732 | 4.2631 | 4.8625 | 5.0186 | 4.6633 | 4.1519 | 3.8197 | 3.6323
2031-09-02 | 3.6776 | 3.4089 | 3.2526 | 3.5082 | 3.3983 | 3.3345 | 3.8466 | 3.7058 | 3.6085 | 3.1102 | 2.6278 | 2.7227 | 3.1125 | 2.9702 | 2.8307 | 3.3259 | 4.3431 | 5.0834 | 5.4777 | 5.5324 | 5.1293 | 5.2755 | 4.9716 | 4.9602
2031-09-03 | 4.5812 | 4.0109 | 4.0245 | 4.2336 | 4.0265 | 4.1225 | 4.5004 | 4.0721 | 3.6566 | 3.1527 | 2.7403 | 2.4236 | 2.5228 | 2.908 | 2.9595 | 2.9375 | 3.8786 | 4.5899 | 5.1375 | 5.4285 | 4.9504 | 4.922 | 4.7946 | 4.7085
2031-09-04 | 4.5292 | 4.065 | 4.0478 | 4.2804 | 3.7736 | 3.9232 | 4.1917 | 3.6616 | 3.2413 | 2.8127 | 2.4271 | 2.324 | 2.2546 | 2.6075 | 3.1179 | 2.854 | 3.8411 | 4.66 | 5.2372 | 5.4752 | 5.1052 | 5.2149 | 5.1151 | 4.4622
2031-09-05 | 4.3163 | 4.3872 | 4.106 | 4.0767 | 4.1629 | 4.8038 | 4.828 | 3.8781 | 3.7586 | 2.963 | 2.4688 | 2.2402 | 2.458 | 2.2929 | 2.1421 | 2.6921 | 3.4891 | 3.9867 | 4.684 | 5.0505 | 4.3891 | 4.8231 | 5.1662 | 4.6539
2031-09-06 | 4.099 | 3.8811 | 4.0266 | 3.6167 | 3.381 | 3.4441 | 3.3126 | 3.0797 | 2.8061 | 2.3836 | 1.9868 | 1.8106 | 2.0263 | 1.9174 | 1.9788 | 2.3994 | 3.091 | 3.9082 | 4.5855 | 4.4587 | 4.4477 | 4.5332 | 4.8186 | 4.1565
2031-09-07 | 3.9482 | 3.7274 | 3.3113 | 3.0809 | 2.8796 | 3.0143 | 3.2067 | 2.6275 | 2.1845 | 1.95 | 1.6393 | 1.3932 | 1.6967 | 1.8783 | 2.1807 | 2.2245 | 2.7891 | 3.6664 | 4.5693 | 4.9807 | 4.5327 | 4.154 | 3.6454 | 3.4124
2031-09-08 | 3.3679 | 3.1926 | 3.0024 | 3.0227 | 3.1971 | 3.2056 | 3.7424 | 3.9195 | 3.5722 | 3.0919 | 2.8512 | 2.6686 | 2.5406 | 2.6923 | 2.8222 | 3.4048 | 3.7737 | 4.5484 | 5.2532 | 5.4948 | 5.1697 | 5.1576 | 4.9756 | 4.6232
2031-09-09 | 4.3285 | 4.3719 | 4.3439 | 4.0522 | 3.9818 | 4.5748 | 5.0704 | 4.0382 | 3.5433 | 2.9839 | 2.6071 | 2.6824 | 3.0911 | 2.9382 | 2.7449 | 3.2288 | 3.7958 | 4.3243 | 4.9945 | 4.811 | 4.1707 | 4.0623 | 3.6487 | 3.3844
2031-09-10 | 3.22 | 3.172 | 3.3127 | 3.1071 | 3.0304 | 3.0939 | 3.2106 | 3.2446 | 2.9371 | 2.5413 | 1.9672 | 1.8652 | 1.5741 | 1.7004 | 1.7788 | 2.1243 | 2.5619 | 2.8152 | 3.2097 | 3.136 | 2.8328 | 2.7603 | 2.9817 | 2.7298
2031-09-11 | 2.5598 | 2.4947 | 2.4486 | 2.4496 | 2.6343 | 2.7534 | 2.7653 | 2.7387 | 2.7538 | 2.4085 | 2.2816 | 2.3168 | 2.1725 | 2.3808 | 2.5472 | 2.8231 | 2.9141 | 3.347 | 4.0282 | 3.495 | 3.2359 | 4.0401 | 4.3746 | 4.5192
2031-09-12 | 3.94 | 3.7668 | 3.6941 | 3.8667 | 4.0278 | 4.0222 | 4.5681 | 4.0489 | 3.3441 | 2.724 | 2.2209 | 1.989 | 2.0449 | 2.2182 | 2.7531 | 3.0264 | 3.4362 | 4.235 | 4.8292 | 4.5461 | 4.1495 | 4.8688 | 4.6947 | 4.373
2031-09-13 | 4.0842 | 4.2459 | 3.834 | 3.7826 | 4.0398 | 3.9135 | 3.8181 | 3.0109 | 2.643 | 2.1417 | 1.6089 | 1.7629 | 1.8228 | 1.5937 | 1.778 | 2.4136 | 2.779 | 3.4409 | 4.3725 | 4.6875 | 4.0117 | 4.3253 | 4.6911 | 4.1186
2031-09-14 | 3.7655 | 3.9124 | 3.7449 | 3.5306 | 3.5255 | 3.8372 | 3.7399 | 2.8742 | 2.3648 | 2.29 | 1.694 | 1.1203 | 1.3231 | 1.6356 | 1.6305 | 2.0296 | 2.7614 | 3.576 | 4.1634 | 4.252 | 3.8134 | 4.3607 | 4.3718 | 3.5339
2031-09-15 | 2.9833 | 2.8847 | 2.9321 | 3.0254 | 2.9731 | 3.2462 | 3.6261 | 3.6033 | 2.8055 | 2.2378 | 2.0641 | 1.7134 | 2.0516 | 2.5194 | 2.2513 | 2.4661 | 3.2211 | 4.0765 | 4.9097 | 5.04 | 4.656 | 4.9369 | 4.5831 | 4.2018
2031-09-16 | 3.9232 | 3.973 | 3.9849 | 3.5371 | 3.1622 | 3.1593 | 3.742 | 3.2697 | 2.8549 | 2.601 | 2.2966 | 2.1076 | 2.0518 | 2.2038 | 2.0128 | 2.6116 | 3.5452 | 4.2868 | 4.9308 | 5.3339 | 4.6197 | 4.6271 | 4.6487 | 4.5321
2031-09-17 | 3.7429 | 3.2803 | 3.268 | 3.2946 | 2.9854 | 3.0521 | 3.4671 | 3.6247 | 3.3724 | 2.8384 | 2.4113 | 2.2115 | 2.2442 | 2.2572 | 2.7267 | 3.3334 | 3.8252 | 4.4536 | 5.3497 | 5.5101 | 5.1207 | 5.2108 | 4.7638 | 4.3046
2031-09-18 | 4.3527 | 4.221 | 4.1651 | 3.8872 | 4.0656 | 4.1087 | 3.8274 | 3.4619 | 3.1913 | 2.664 | 2.2862 | 2.3365 | 2.5528 | 2.5143 | 2.7786 | 3.6121 | 3.7183 | 4.4498 | 5.3884 | 5.5102 | 4.884 | 5.0953 | 5.3821 | 5.0086
2031-09-19 | 4.0376 | 3.4835 | 3.6537 | 3.4125 | 3.3713 | 3.7581 | 4.4608 | 3.6608 | 3.1341 | 2.7752 | 2.4116 | 2.3392 | 2.5913 | 2.6983 | 2.549 | 3.2203 | 4.2402 | 4.7233 | 4.3411 | 4.1543 | 3.9475 | 4.7442 | 5.1808 | 4.9359
2031-09-20 | 4.2045 | 4.1814 | 3.6669 | 3.2172 | 3.1088 | 3.2277 | 3.5891 | 3.0129 | 2.7342 | 2.4156 | 2.1223 | 1.7421 | 1.6294 | 1.8989 | 2.1668 | 2.3653 | 3.2329 | 4.1032 | 4.3509 | 4.6641 | 4.3689 | 3.9635 | 3.7029 | 3.6037
2031-09-21 | 3.4836 | 3.1968 | 3.2652 | 3.4197 | 3.1341 | 3.1788 | 3.2577 | 2.7554 | 2.3085 | 2.0006 | 1.7637 | 1.7216 | 1.7792 | 2.1096 | 2.0444 | 2.1324 | 2.9215 | 3.9256 | 4.6873 | 5.0573 | 4.6539 | 4.4953 | 4.7556 | 4.5558
2031-09-22 | 4.2801 | 4.1387 | 3.7054 | 3.6521 | 3.8045 | 4.2104 | 4.3875 | 3.4037 | 3.2249 | 2.8897 | 2.4445 | 2.4263 | 2.6233 | 2.4484 | 2.4922 | 3.2354 | 4.103 | 5.0867 | 5.5621 | 5.5327 | 4.8607 | 5.0091 | 4.9975 | 4.9487
2031-09-23 | 4.4466 | 4.244 | 3.9588 | 3.9882 | 4.1172 | 4.0436 | 4.384 | 3.7018 | 3.5361 | 2.7577 | 2.1786 | 2.6148 | 2.5074 | 2.6049 | 2.5252 | 3.1035 | 3.9885 | 4.9947 | 5.4685 | 5.5321 | 4.9303 | 3.8058 | 3.6536 | 3.8438
2031-09-24 | 4.1059 | 3.7611 | 3.7201 | 3.6131 | 3.465 | 3.8482 | 4.9429 | 4.9127 | 4.1174 | 3.4273 | 3.0493 | 3.2482 | 3.0773 | 2.5895 | 3.007 | 3.5458 | 4.464 | 4.7884 | 5.4104 | 5.5369 | 5.1571 | 4.832 | 4.4318 | 4.1192
2031-09-25 | 3.8493 | 3.7368 | 3.6728 | 3.6384 | 3.6332 | 4.1404 | 4.7344 | 4.5046 | 4.7487 | 4.5706 | 4.3137 | 2.9004 | 3.3342 | 3.4476 | 3.5204 | 4.1975 | 4.2114 | 5.0019 | 4.8422 | 4.1079 | 3.8321 | 3.9298 | 3.9567 | 3.5891
2031-09-26 | 3.3748 | 3.2501 | 3.4123 | 3.3642 | 3.0254 | 3.0368 | 3.3429 | 3.0919 | 2.8251 | 2.4638 | 2.4243 | 2.9378 | 2.8193 | 3.0045 | 2.909 | 3.1066 | 4.0546 | 4.5996 | 4.8106 | 5.0963 | 4.6 | 4.7378 | 4.6413 | 4.3226
2031-09-27 | 4.2983 | 3.5597 | 3.4211 | 3.2616 | 3.1504 | 3.2219 | 3.1988 | 3.0225 | 2.4118 | 2.028 | 1.7739 | 1.8019 | 1.849 | 1.9308 | 2.2036 | 2.6432 | 3.3084 | 3.774 | 4.7639 | 4.9171 | 4.2705 | 3.9471 | 3.8153 | 3.683
2031-09-28 | 3.6027 | 4.1457 | 3.9907 | 3.8987 | 3.4197 | 3.1803 | 3.1219 | 2.815 | 2.4914 | 2.0935 | 1.9853 | 1.7844 | 1.8797 | 2.061 | 1.9577 | 2.4205 | 3.2102 | 4.1738 | 4.978 | 5.1477 | 4.5572 | 4.0467 | 3.7769 | 3.442
2031-09-29 | 3.2091 | 3.2751 | 3.2443 | 3.0402 | 3.0651 | 3.2451 | 3.5654 | 3.226 | 2.7303 | 2.2878 | 2.1433 | 2.1304 | 2.4139 | 2.742 | 2.8106 | 3.3177 | 4.046 | 4.6491 | 5.2998 | 5.2062 | 4.5662 | 4.7918 | 4.7911 | 4.6455
2031-09-30 | 3.9387 | 3.5482 | 3.3244 | 3.218 | 3.0201 | 3.1906 | 3.6279 | 3.2482 | 2.7702 | 2.2581 | 2.0711 | 2.1798 | 2.3807 | 2.5686 | 2.5076 | 2.9354 | 3.5566 | 4.5172 | 5.3181 | 5.2058 | 4.4858 | 3.9987 | 4.0619 | 3.8677
2031-10-01 | 3.2628 | 3.1345 | 3.2455 | 3.1182 | 2.9738 | 3.0924 | 3.3848 | 3.073 | 2.6721 | 2.2866 | 2.1704 | 2.2425 | 2.4963 | 3.1638 | 3.7587 | 3.969 | 4.1825 | 4.9715 | 5.4723 | 5.4614 | 4.9414 | 5.1691 | 4.8537 | 4.3848
2031-10-02 | 4.3401 | 4.2657 | 3.81 | 3.6778 | 3.3389 | 3.5091 | 3.9187 | 3.1573 | 2.7926 | 2.4756 | 2.4108 | 2.5104 | 2.7435 | 2.9247 | 3.4387 | 3.934 | 4.5431 | 5.1824 | 5.4818 | 5.3584 | 4.5832 | 5.0372 | 5.3946 | 4.7724
2031-10-03 | 4.1683 | 3.7174 | 3.4468 | 3.3961 | 3.2162 | 3.3187 | 3.6511 | 3.0376 | 2.8236 | 2.5599 | 2.3147 | 2.3045 | 2.4215 | 2.7793 | 3.4575 | 4.2894 | 4.4995 | 4.4212 | 4.8397 | 4.8695 | 4.4224 | 5.2636 | 5.2179 | 4.9968
2031-10-04 | 4.2271 | 3.8839 | 4.1789 | 3.97 | 3.4517 | 3.2198 | 3.5733 | 3.0937 | 2.5957 | 2.1233 | 1.8653 | 1.9081 | 1.9294 | 1.8286 | 2.2898 | 2.7248 | 3.6785 | 4.3657 | 5.2147 | 5.104 | 4.4987 | 4.0642 | 3.8592 | 3.5692
2031-10-05 | 3.4359 | 3.1559 | 3.112 | 3.1863 | 3.171 | 3.1427 | 3.0566 | 2.7499 | 2.3838 | 2.0313 | 1.9922 | 2.0391 | 1.9607 | 2.3644 | 2.4477 | 2.4558 | 3.1655 | 3.9953 | 5.1206 | 4.9003 | 4.2877 | 4.5678 | 4.0859 | 3.7577
2031-10-06 | 3.6448 | 3.1544 | 2.9851 | 2.9509 | 2.9545 | 3.2098 | 3.3848 | 3.0399 | 2.8356 | 2.4973 | 2.3605 | 2.2694 | 2.3989 | 2.5183 | 2.8171 | 2.7784 | 3.5748 | 4.905 | 5.4574 | 5.3671 | 4.4146 | 3.9793 | 4.1127 | 3.6202
2031-10-07 | 3.5031 | 4.1689 | 4.166 | 3.8501 | 3.6532 | 4.0734 | 3.5529 | 3.4007 | 3.0424 | 2.5884 | 2.3339 | 2.2911 | 2.3114 | 2.3879 | 2.6085 | 3.1187 | 4.2605 | 4.9801 | 5.2572 | 4.9501 | 4.7505 | 4.9305 | 4.4278 | 3.8913
2031-10-08 | 3.8648 | 4.0103 | 3.9089 | 3.8924 | 3.382 | 3.3222 | 3.5213 | 3.3971 | 3.0092 | 2.5878 | 2.3888 | 2.3345 | 2.4272 | 2.9273 | 2.773 | 3.1235 | 3.876 | 4.9581 | 5.4159 | 5.0858 | 4.1896 | 4.6873 | 4.5631 | 4.3316
2031-10-09 | 4.2047 | 3.6137 | 3.5749 | 4.0093 | 3.6203 | 3.8357 | 4.127 | 3.3066 | 3.024 | 2.4849 | 2.1977 | 2.3008 | 2.4853 | 2.7943 | 3.0309 | 3.5234 | 4.4354 | 4.9584 | 5.0531 | 4.8673 | 4.5965 | 4.7867 | 4.7727 | 4.4426
2031-10-10 | 4.3847 | 4.2719 | 3.6706 | 3.7651 | 3.8476 | 4.1791 | 4.1183 | 3.1692 | 2.9152 | 2.507 | 2.4105 | 2.43 | 2.4679 | 2.7654 | 3.6604 | 4.2904 | 4.4402 | 4.7471 | 5.263 | 4.6042 | 3.9217 | 4.7843 | 4.9632 | 4.0985
2031-10-11 | 3.9502 | 4.0182 | 3.5873 | 3.398 | 3.3432 | 3.614 | 3.5937 | 3.081 | 3.0045 | 2.7333 | 2.468 | 2.3513 | 1.9096 | 2.0939 | 2.5984 | 2.7521 | 3.3202 | 4.0965 | 4.9524 | 4.6274 | 3.6514 | 3.9205 | 3.5584 | 3.16
2031-10-12 | 3.0938 | 3.1302 | 3.0951 | 2.9509 | 2.7716 | 2.9147 | 2.9013 | 2.5776 | 2.3557 | 1.9848 | 1.6133 | 1.5025 | 1.548 | 1.8789 | 2.0328 | 2.382 | 3.0443 | 4.1836 | 4.89 | 4.5761 | 4.2265 | 4.2428 | 3.8149 | 3.5056
2031-10-13 | 3.3119 | 3.0814 | 2.9366 | 2.9067 | 2.9459 | 3.1591 | 3.4935 | 3.206 | 2.9848 | 3.0757 | 2.8593 | 2.6194 | 2.2266 | 2.5596 | 3.2935 | 3.717 | 4.2155 | 4.7102 | 5.0209 | 4.5196 | 3.9361 | 4.7725 | 4.4665 | 4.0819
2031-10-14 | 3.7089 | 3.5424 | 3.5349 | 3.8413 | 3.7041 | 3.8294 | 3.8012 | 3.225 | 3.2483 | 2.8224 | 2.5648 | 2.2385 | 2.278 | 2.3853 | 2.4917 | 2.9289 | 4.0716 | 4.8698 | 5.0793 | 4.8805 | 4.5458 | 4.4647 | 4.2471 | 3.8667
2031-10-15 | 3.9248 | 3.7534 | 3.4938 | 3.5852 | 3.6378 | 3.7193 | 4.1629 | 3.5484 | 3.1342 | 2.4966 | 2.6726 | 2.4356 | 2.3633 | 2.5602 | 3.0583 | 3.773 | 4.1832 | 4.4303 | 5.3132 | 5.0239 | 4.5573 | 5.1755 | 4.9625 | 4.1912
2031-10-16 | 4.2483 | 4.2817 | 4.058 | 3.4693 | 3.0619 | 3.1939 | 3.5316 | 3.2895 | 3.0954 | 2.7425 | 2.6364 | 2.4247 | 2.5969 | 2.9416 | 3.2956 | 3.7004 | 4.1561 | 4.5433 | 5.3602 | 5.023 | 3.9164 | 4.1972 | 4.5856 | 3.9754
2031-10-17 | 3.6113 | 3.6749 | 3.7835 | 3.5342 | 3.0753 | 3.156 | 3.6889 | 3.5933 | 3.3209 | 2.7274 | 2.3188 | 2.2413 | 2.5215 | 2.7895 | 3.0133 | 3.3904 | 3.9968 | 4.4691 | 4.7721 | 4.4385 | 3.7759 | 3.5844 | 3.6187 | 3.4661
2031-10-18 | 3.3827 | 3.0966 | 3.0458 | 3.2011 | 2.9812 | 3.0454 | 3.3437 | 3.2021 | 3.0808 | 2.5481 | 2.0253 | 1.9376 | 2.0805 | 2.0575 | 2.1826 | 2.586 | 3.1255 | 3.9747 | 4.5894 | 4.1271 | 3.5382 | 4.092 | 4.3909 | 4.0992
2031-10-19 | 3.828 | 3.2237 | 2.9654 | 3.0647 | 3.0557 | 2.8986 | 2.8994 | 2.8563 | 2.5578 | 2.1144 | 1.7875 | 1.605 | 1.6603 | 1.7702 | 2.0746 | 2.391 | 3.1703 | 4.1683 | 5.035 | 4.7755 | 4.1688 | 3.6064 | 3.3546 | 3.1522
2031-10-20 | 3.1211 | 3.149 | 2.9958 | 2.9219 | 2.9268 | 3.4178 | 4.9931 | 3.9835 | 3.2234 | 2.5552 | 2.4583 | 2.4635 | 2.422 | 2.6325 | 2.5736 | 2.6784 | 3.4997 | 4.7885 | 5.2789 | 4.7932 | 4.5566 | 4.665 | 4.5231 | 4.4681
2031-10-21 | 3.856 | 3.1042 | 2.9547 | 3.1159 | 2.9216 | 3.2804 | 3.833 | 3.7025 | 2.9634 | 2.476 | 2.1341 | 2.0431 | 2.1627 | 2.4371 | 2.6236 | 3.049 | 3.9267 | 4.9484 | 5.4518 | 5.2598 | 4.7045 | 5.0836 | 4.9509 | 4.5673
2031-10-22 | 4.4252 | 4.2483 | 4.0138 | 3.7228 | 3.7069 | 4.2308 | 4.6104 | 3.9665 | 3.2213 | 2.8132 | 2.4451 | 2.4919 | 2.5801 | 2.8245 | 3.046 | 3.1269 | 4.2783 | 5.2201 | 5.4662 | 5.3402 | 4.7711 | 4.648 | 4.7293 | 4.3309
2031-10-23 | 4.3777 | 3.8744 | 3.6483 | 3.931 | 3.8373 | 4.2304 | 4.7346 | 3.7794 | 3.6596 | 3.0444 | 2.4456 | 2.3657 | 2.4766 | 2.5257 | 2.9596 | 3.8051 | 3.7093 | 4.2953 | 5.1638 | 4.9615 | 4.1926 | 4.2214 | 4.6103 | 4.5651
2031-10-24 | 3.8675 | 3.6744 | 3.456 | 3.3813 | 3.374 | 3.4764 | 3.7912 | 3.0867 | 3.0616 | 2.881 | 2.8508 | 2.4373 | 2.4995 | 2.7887 | 2.8368 | 3.043 | 4.2566 | 4.5183 | 4.9859 | 4.7819 | 3.9604 | 4.3782 | 4.2633 | 4.2318
2031-10-25 | 3.9776 | 3.8837 | 3.7391 | 3.1762 | 3.0774 | 3.2265 | 3.3791 | 2.8684 | 2.4359 | 2.1892 | 2.0622 | 1.6703 | 1.6387 | 1.8803 | 2.2152 | 2.5716 | 3.663 | 4.6093 | 4.8603 | 4.1816 | 3.7465 | 3.3674 | 3.4132 | 3.2919
2031-10-26 | 3.2911 | 3.2243 | 3.0906 | 3.2114 | 3.0568 | 3.0724 | 3.1565 | 2.8813 | 2.6542 | 2.3032 | 1.6915 | 1.7709 | 2.0116 | 2.0835 | 2.5399 | 2.9801 | 3.5741 | 4.1727 | 5.1328 | 4.6303 | 4.0069 | 3.932 | 4.2066 | 4.0058
2031-10-27 | 3.4406 | 3.1768 | 3.1153 | 2.9597 | 2.968 | 3.2566 | 3.6383 | 3.4613 | 2.9604 | 2.62 | 2.6047 | 2.2882 | 2.3665 | 2.6492 | 3.0469 | 3.0203 | 4.5955 | 5.4115 | 5.4754 | 5.3234 | 4.5222 | 3.8154 | 3.6666 | 3.3898
2031-10-28 | 3.4886 | 3.312 | 3.1245 | 3.1323 | 3.3039 | 3.7881 | 4.143 | 3.6626 | 4.2465 | 4.7497 | 4.2758 | 3.2824 | 3.8388 | 4.0484 | 3.5259 | 3.8067 | 4.9862 | 5.1007 | 4.9046 | 4.3245 | 4.0604 | 3.8786 | 3.6809 | 3.3687
2031-10-29 | 3.2575 | 3.1506 | 2.8515 | 2.8487 | 2.8952 | 3.0684 | 3.4677 | 3.5189 | 3.0844 | 2.4644 | 2.4162 | 2.4732 | 2.4783 | 3.1059 | 3.7143 | 3.6488 | 4.5129 | 5.0532 | 4.5253 | 3.8626 | 3.6983 | 4.8011 | 4.7941 | 4.109
2031-10-30 | 3.7937 | 3.7153 | 3.9076 | 3.9155 | 3.7683 | 4.2725 | 4.5512 | 3.7088 | 3.5173 | 2.6247 | 2.4074 | 2.2802 | 2.4105 | 2.3614 | 2.6093 | 3.458 | 4.2074 | 4.394 | 5.2895 | 4.7666 | 4.3182 | 4.8408 | 4.948 | 3.9972
2031-10-31 | 3.6993 | 3.6206 | 3.679 | 3.5873 | 3.654 | 3.8245 | 4.1746 | 3.1499 | 2.9765 | 2.6809 | 2.2189 | 2.0164 | 2.1843 | 2.2768 | 2.3715 | 3.1117 | 4.2811 | 4.2853 | 4.81 | 4.7177 | 3.7998 | 4.1378 | 4.209 | 4.2395
2031-11-01 | 3.4705 | 3.0373 | 3.1649 | 3.143 | 2.9829 | 3.1927 | 3.1552 | 3.1492 | 2.426 | 1.9281 | 1.5374 | 1.3555 | 1.386 | 1.7294 | 2.2859 | 2.5029 | 3.1199 | 4.0832 | 4.8758 | 4.3007 | 3.8902 | 3.8824 | 3.6682 | 3.3466
2031-11-02 | 3.2031 | 3.3431 | 3.1837 | 3.1473 | 3.428 | 3.9143 | 4.0141 | 2.9966 | 2.5099 | 2.2326 | 2.018 | 1.8217 | 1.6389 | 1.7617 | 2.1767 | 2.3914 | 3.1813 | 4.1819 | 5.037 | 4.5086 | 4.0051 | 4.6571 | 4.5256 | 3.7104
2031-11-03 | 2.9979 | 3.1378 | 2.9503 | 2.8803 | 2.9485 | 3.392 | 4.126 | 3.3507 | 3.0926 | 2.8278 | 2.3808 | 2.1217 | 2.3302 | 2.3635 | 2.9058 | 2.9452 | 4.2894 | 4.7517 | 5.2206 | 5.0833 | 4.41 | 3.841 | 3.5401 | 3.6547
2031-11-04 | 3.4143 | 3.2064 | 3.1272 | 3.2434 | 3.0166 | 3.2889 | 3.5131 | 3.5541 | 3.0922 | 2.3857 | 2.0428 | 2.0648 | 1.9922 | 2.0846 | 2.5094 | 3.4512 | 4.334 | 5.0183 | 5.4226 | 4.9715 | 4.3997 | 4.3998 | 4.4613 | 4.1243
2031-11-05 | 3.5036 | 3.0862 | 2.9782 | 3.0906 | 2.8727 | 3.0854 | 3.7076 | 3.6243 | 3.2323 | 2.6067 | 2.3313 | 2.8307 | 2.8805 | 2.9875 | 3.2593 | 3.7643 | 4.1658 | 4.9348 | 5.4283 | 5.2547 | 4.7272 | 4.8244 | 4.9018 | 4.6011
2031-11-06 | 3.7629 | 3.6778 | 3.5655 | 3.1286 | 3.0882 | 3.4258 | 3.3255 | 3.647 | 3.0206 | 2.425 | 2.6917 | 2.5878 | 2.3669 | 2.5122 | 3.0704 | 3.3663 | 4.1343 | 4.9372 | 5.4386 | 5.0755 | 4.3478 | 4.7805 | 4.6694 | 4.0361
2031-11-07 | 4.0436 | 4.1794 | 3.6648 | 3.6965 | 3.7643 | 4.287 | 5.107 | 3.8788 | 3.3165 | 3.2443 | 2.8665 | 2.3376 | 2.4149 | 2.6328 | 2.5899 | 3.0466 | 4.2494 | 4.8206 | 5.3059 | 4.967 | 3.8232 | 4.0879 | 3.8544 | 3.8796
2031-11-08 | 3.776 | 3.3446 | 3.5162 | 3.2749 | 3.1729 | 3.3691 | 3.7024 | 3.4635 | 2.9947 | 2.409 | 2.1342 | 2.1837 | 2.0166 | 2.0446 | 2.6074 | 2.4589 | 3.0906 | 4.1824 | 4.4972 | 3.7704 | 3.7587 | 3.4817 | 3.2708 | 3.2716
2031-11-09 | 3.1678 | 3.294 | 3.285 | 3.5172 | 2.8625 | 2.9334 | 3.0122 | 2.9214 | 2.7062 | 2.0412 | 1.6457 | 1.4431 | 1.4074 | 1.4403 | 2.0397 | 2.2685 | 2.6415 | 3.4186 | 4.3265 | 4.605 | 3.8498 | 3.5473 | 3.3772 | 2.9785
2031-11-10 | 2.8452 | 2.9425 | 2.8267 | 2.7548 | 2.7137 | 2.9723 | 3.2315 | 2.9703 | 2.6032 | 2.4246 | 2.0601 | 1.7705 | 2.0709 | 2.1797 | 2.169 | 2.8031 | 3.7607 | 4.5465 | 5.1171 | 4.4881 | 3.7574 | 4.1432 | 4.2109 | 3.9939
2031-11-11 | 3.4096 | 3.023 | 3.1193 | 2.9229 | 2.8754 | 3.0451 | 3.6093 | 3.8539 | 2.954 | 2.6189 | 2.3263 | 2.1717 | 2.1657 | 2.2068 | 2.519 | 3.184 | 4.3123 | 5.1163 | 5.3926 | 4.8815 | 4.1618 | 4.2558 | 4.2275 | 4.1731
2031-11-12 | 3.5644 | 3.6078 | 3.4839 | 3.718 | 3.6606 | 3.8821 | 4.4056 | 3.8248 | 3.5148 | 3.3361 | 2.9557 | 2.258 | 2.194 | 2.8184 | 2.7418 | 3.1764 | 4.1555 | 4.7466 | 5.4236 | 4.8227 | 4.0319 | 4.6156 | 4.6134 | 4.4787
2031-11-13 | 4.0108 | 3.5413 | 3.9272 | 4.0274 | 3.7463 | 4.1984 | 4.677 | 3.6512 | 3.5176 | 2.8922 | 2.5393 | 2.4848 | 2.7085 | 2.5512 | 3.109 | 3.7412 | 4.5665 | 5.1269 | 5.4006 | 4.997 | 4.2693 | 4.3425 | 4.6447 | 4.1659
2031-11-14 | 3.5968 | 3.5164 | 3.8264 | 3.7159 | 3.5805 | 4.0132 | 3.9869 | 4.2268 | 3.9143 | 3.2995 | 2.6396 | 2.952 | 3.358 | 3.4729 | 3.298 | 3.5394 | 4.2791 | 4.8035 | 4.9945 | 4.2809 | 3.601 | 4.1492 | 4.3121 | 4.2954
2031-11-15 | 4.0776 | 3.1034 | 2.8972 | 3.0306 | 2.8355 | 2.9013 | 3.1294 | 3.1942 | 2.9054 | 2.3996 | 1.9527 | 2.2624 | 2.2513 | 2.3748 | 2.7471 | 2.9216 | 3.2712 | 4.2224 | 4.4908 | 3.8197 | 3.7245 | 3.574 | 3.2349 | 3.104
2031-11-16 | 3.0834 | 3.0999 | 2.9291 | 2.9842 | 2.9715 | 3.1424 | 3.4296 | 3.1426 | 3.0035 | 2.901 | 2.463 | 2.3266 | 1.8273 | 1.9679 | 2.3597 | 2.5782 | 3.0461 | 4.0173 | 4.4511 | 4.1188 | 3.9336 | 3.8157 | 3.9338 | 3.8506
2031-11-17 | 3.538 | 2.9827 | 2.8975 | 2.9714 | 3.0231 | 3.4001 | 3.9614 | 3.55 | 3.0458 | 2.5968 | 2.174 | 2.1841 | 2.205 | 2.1271 | 2.3693 | 3.1961 | 3.9423 | 4.5641 | 5.1956 | 4.8291 | 4.2916 | 4.2717 | 4.3442 | 4.2423
2031-11-18 | 3.9615 | 3.9416 | 3.7913 | 3.4822 | 3.4852 | 3.7615 | 3.9481 | 3.5364 | 3.2226 | 3.1659 | 2.8711 | 2.7184 | 2.7865 | 2.9958 | 3.0736 | 3.2472 | 4.3155 | 4.9816 | 5.4297 | 5.1682 | 4.3486 | 4.3785 | 4.3 | 4.2564
2031-11-19 | 3.7826 | 3.4494 | 3.3278 | 3.4438 | 3.6923 | 3.7518 | 3.818 | 3.8107 | 3.3092 | 2.8558 | 2.581 | 2.4166 | 2.327 | 2.4751 | 2.7185 | 3.4226 | 4.1551 | 4.5309 | 5.1975 | 4.789 | 4.0948 | 4.4067 | 4.8328 | 4.0869
2031-11-20 | 3.8069 | 4.0967 | 3.5067 | 3.0729 | 3.0679 | 3.3903 | 3.6644 | 3.8229 | 3.9956 | 3.6264 | 2.8793 | 3.009 | 2.5334 | 2.3778 | 2.3603 | 3.0872 | 3.5258 | 3.9044 | 4.2763 | 4.0504 | 3.4536 | 3.6624 | 3.8547 | 3.3829
2031-11-21 | 3.1332 | 3.1441 | 3.1813 | 2.8965 | 2.7996 | 3.0049 | 2.9894 | 3.2139 | 3.1278 | 2.7828 | 2.368 | 2.1846 | 2.1895 | 2.6155 | 2.3828 | 2.9646 | 4.3709 | 4.9475 | 5.1498 | 4.3001 | 3.7799 | 4.2103 | 4.6083 | 4.5299
2031-11-22 | 3.9121 | 3.7336 | 3.2718 | 3.0297 | 2.9915 | 3.3284 | 3.3571 | 3.1377 | 2.9106 | 2.2245 | 1.8229 | 1.7099 | 1.6301 | 1.9125 | 2.1681 | 2.8691 | 3.6038 | 3.9785 | 4.8121 | 4.3503 | 3.5932 | 3.5904 | 3.7612 | 3.2867
2031-11-23 | 3.1903 | 3.2325 | 3.1263 | 2.9117 | 2.902 | 3.0759 | 2.9653 | 2.7912 | 2.431 | 2.2437 | 1.8665 | 1.6664 | 2.1034 | 2.1343 | 2.339 | 2.8978 | 3.8307 | 4.4814 | 5.1719 | 4.8154 | 3.9885 | 4.2553 | 4.5698 | 4.2465
2031-11-24 | 3.5411 | 3.5747 | 3.6616 | 3.463 | 3.6029 | 4.043 | 5.0432 | 4.1166 | 3.7758 | 3.2812 | 2.6874 | 2.4275 | 2.6303 | 2.7757 | 2.9541 | 3.429 | 4.3349 | 4.9548 | 5.4231 | 5.1997 | 4.5086 | 4.7543 | 4.5087 | 4.1091
2031-11-25 | 4.004 | 4.1669 | 4.0861 | 3.7143 | 3.6927 | 4.2207 | 5.0089 | 4.3441 | 3.4838 | 2.9974 | 2.4535 | 2.1204 | 2.2147 | 2.4074 | 2.4821 | 3.1333 | 4.3022 | 4.8721 | 5.4146 | 5.1912 | 4.6766 | 4.6241 | 4.539 | 4.3768
2031-11-26 | 4.0625 | 3.554 | 3.4518 | 3.5825 | 3.9189 | 4.0145 | 4.4467 | 3.676 | 3.148 | 2.5603 | 2.3129 | 2.1447 | 2.1007 | 2.26 | 2.7579 | 3.2469 | 4.2397 | 4.6489 | 5.4554 | 5.1588 | 4.7056 | 4.7212 | 4.4679 | 3.767
2031-11-27 | 3.4211 | 3.3566 | 3.2432 | 2.985 | 2.9271 | 3.2129 | 4.0946 | 3.7895 | 3.4259 | 3.0227 | 2.6297 | 2.3141 | 2.3958 | 2.5535 | 2.5136 | 3.1937 | 4.1233 | 4.7316 | 5.3443 | 4.9747 | 4.1897 | 3.5843 | 3.488 | 3.4621
2031-11-28 | 3.1526 | 3.0389 | 3.2101 | 3.0063 | 2.9024 | 3.0137 | 3.4602 | 3.5894 | 3.0203 | 2.7218 | 2.4733 | 2.1237 | 2.2038 | 2.5553 | 2.6703 | 3.0169 | 4.0746 | 4.8211 | 5.2118 | 4.6557 | 4.3143 | 3.7813 | 3.7401 | 3.5856
2031-11-29 | 3.4082 | 3.304 | 3.0372 | 3.1127 | 3.3094 | 3.3557 | 3.3673 | 3.3099 | 3.0006 | 2.5738 | 2.2118 | 2.4638 | 2.5608 | 2.3514 | 2.5943 | 2.7051 | 3.1265 | 3.8638 | 4.7809 | 4.3338 | 4.0049 | 3.7388 | 3.4289 | 3.1289
2031-11-30 | 3.2324 | 3.3618 | 3.2026 | 2.9763 | 2.8452 | 2.8565 | 2.968 | 2.8045 | 2.4731 | 2.1407 | 1.6867 | 1.4452 | 1.8526 | 2.1581 | 2.3318 | 2.6507 | 3.1309 | 3.8751 | 4.8469 | 4.5901 | 4.0554 | 3.347 | 3.4172 | 3.2887
2031-12-01 | 3.1274 | 3.0559 | 2.9429 | 2.9174 | 2.954 | 3.2048 | 3.8636 | 4.0152 | 3.1713 | 2.8506 | 2.6907 | 2.4157 | 2.4828 | 2.9386 | 3.132 | 3.6229 | 4.3505 | 4.7864 | 5.2832 | 4.8378 | 4.2597 | 3.8129 | 3.5177 | 3.5707
2031-12-02 | 3.3554 | 3.11 | 3.0432 | 3.1423 | 2.9453 | 3.2511 | 3.8442 | 3.8424 | 3.6166 | 2.8054 | 2.2399 | 2.0863 | 2.155 | 2.3916 | 2.8276 | 3.2816 | 4.0064 | 4.9387 | 5.279 | 5.0182 | 4.3542 | 3.7236 | 3.75 | 3.1801
2031-12-03 | 3.0684 | 3.0677 | 3.1089 | 2.8579 | 2.8948 | 3.1903 | 3.6478 | 3.7931 | 3.4664 | 2.9035 | 2.4722 | 2.3853 | 2.3336 | 2.6223 | 2.6823 | 2.9694 | 4.0004 | 4.7052 | 5.2978 | 5.0077 | 4.3538 | 3.6449 | 3.4158 | 3.3909
2031-12-04 | 3.2094 | 2.9212 | 3.0699 | 2.9904 | 2.9061 | 3.1423 | 3.7389 | 3.846 | 3.587 | 2.9375 | 2.3779 | 2.1828 | 2.3488 | 2.3382 | 2.748 | 3.1084 | 3.7029 | 4.3303 | 5.1075 | 4.7092 | 3.8865 | 3.6709 | 3.613 | 3.0829
2031-12-05 | 2.889 | 2.8857 | 2.7198 | 2.6893 | 2.6758 | 2.9385 | 3.5802 | 3.2708 | 3.1045 | 3.0159 | 2.4539 | 2.1548 | 2.1939 | 2.5668 | 2.5725 | 3.1223 | 3.875 | 4.3964 | 4.9096 | 4.5538 | 3.8186 | 3.9996 | 4.1886 | 4.1603
2031-12-06 | 3.2785 | 2.8981 | 2.9042 | 2.8977 | 2.8704 | 2.9789 | 3.2572 | 3.3006 | 3.1815 | 2.9122 | 2.6059 | 2.0354 | 1.864 | 2.0039 | 2.0815 | 2.2203 | 2.8828 | 3.4268 | 3.546 | 3.2414 | 3.2274 | 3.1257 | 3.1421 | 2.8963
2031-12-07 | 2.7991 | 2.7279 | 2.7644 | 2.7618 | 2.7613 | 2.8953 | 3.0348 | 2.8875 | 2.46 | 2.2146 | 1.9115 | 1.8013 | 1.6845 | 1.823 | 1.9332 | 2.306 | 2.755 | 3.461 | 4.2849 | 4.0369 | 3.6115 | 3.9475 | 3.8487 | 3.5358
2031-12-08 | 3.3446 | 2.9273 | 2.713 | 2.7748 | 2.8213 | 3.0873 | 3.6923 | 3.7607 | 3.0135 | 2.3982 | 2.2303 | 1.9325 | 2.0315 | 2.0501 | 2.3358 | 2.8103 | 3.8758 | 4.5842 | 5.0266 | 4.4837 | 3.873 | 3.6926 | 3.5072 | 3.2024
2031-12-09 | 3.0641 | 2.9727 | 2.908 | 2.8403 | 2.905 | 3.2339 | 3.993 | 4.0961 | 3.5612 | 3.1187 | 2.5937 | 2.2645 | 2.3467 | 2.5242 | 2.5881 | 3.4173 | 4.2483 | 4.8358 | 5.2829 | 5.1719 | 4.5778 | 4.7802 | 4.76 | 4.1761
2031-12-10 | 3.9345 | 4.0489 | 3.9439 | 3.8246 | 3.8228 | 4.2305 | 4.6742 | 3.9883 | 3.5707 | 3.1319 | 2.7749 | 2.4469 | 2.4655 | 2.7835 | 3.0552 | 3.8381 | 4.1871 | 4.5502 | 5.2905 | 4.9871 | 4.5722 | 4.7878 | 4.4679 | 3.9333
2031-12-11 | 3.6253 | 3.5008 | 3.566 | 3.2757 | 3.155 | 3.6316 | 4.2224 | 3.574 | 3.1523 | 2.7644 | 2.6527 | 2.2607 | 2.1688 | 2.3016 | 2.6137 | 2.7816 | 3.3408 | 4.0783 | 4.9561 | 4.6679 | 4.2098 | 4.4711 | 4.3872 | 3.8423
2031-12-12 | 3.4573 | 3.2945 | 3.2745 | 3.2907 | 3.3274 | 3.415 | 3.4748 | 3.5354 | 3.4697 | 2.8461 | 2.2661 | 1.9904 | 1.8986 | 1.8592 | 1.9571 | 2.3388 | 3.3883 | 4.214 | 4.7109 | 4.421 | 3.5635 | 3.3794 | 3.3923 | 3.1742
2031-12-13 | 3.2884 | 3.2367 | 3.2939 | 3.2662 | 3.2552 | 3.0491 | 3.1405 | 3.2154 | 2.7135 | 2.367 | 2.169 | 1.6519 | 1.5 | 1.7118 | 1.9335 | 2.2731 | 2.8866 | 3.9142 | 4.6051 | 4.4642 | 3.9546 | 3.3797 | 3.1581 | 2.9188
2031-12-14 | 2.7672 | 2.7799 | 2.6546 | 2.5861 | 2.4491 | 2.4706 | 2.6639 | 2.679 | 2.3403 | 1.9322 | 1.7264 | 1.5494 | 1.5259 | 1.5133 | 1.5773 | 2.1496 | 2.8097 | 3.5792 | 4.6117 | 4.2813 | 3.8542 | 3.9913 | 3.7177 | 3.5396
2031-12-15 | 3.6506 | 3.0058 | 2.9045 | 2.6911 | 2.7949 | 3.0258 | 3.5843 | 3.6903 | 3.0245 | 2.4482 | 2.2467 | 2.0753 | 2.1851 | 2.1264 | 2.3948 | 2.9805 | 3.5173 | 4.0976 | 5.0552 | 4.7042 | 4.1088 | 3.7319 | 3.6649 | 3.2333
2031-12-16 | 2.8987 | 2.7901 | 2.7962 | 2.7838 | 2.804 | 2.9935 | 3.4303 | 3.1508 | 2.6298 | 2.2768 | 2.0729 | 1.9619 | 2.1444 | 2.1672 | 2.5491 | 3.4755 | 4.0209 | 4.7346 | 4.8626 | 4.3998 | 4.0417 | 4.496 | 4.612 | 4.0543
2031-12-17 | 3.65 | 3.5078 | 3.4007 | 3.3637 | 3.4499 | 3.9324 | 4.5399 | 3.9396 | 3.5065 | 2.9235 | 2.5868 | 2.4554 | 2.3582 | 2.3238 | 2.5235 | 2.7386 | 3.325 | 4.1003 | 4.5972 | 4.5542 | 4.2329 | 4.3761 | 4.309 | 4.0676
2031-12-18 | 3.8225 | 3.6248 | 3.2405 | 3.2949 | 3.3527 | 3.7775 | 4.326 | 3.5983 | 3.2333 | 3.0196 | 2.5106 | 2.2702 | 2.1177 | 2.1735 | 2.2158 | 2.7128 | 3.5373 | 4.3191 | 5.095 | 4.7564 | 4.4781 | 4.6971 | 4.6718 | 3.8751
2031-12-19 | 3.5971 | 3.3629 | 3.2952 | 3.3828 | 3.5079 | 3.6961 | 4.3618 | 3.8126 | 3.3692 | 2.8997 | 2.4313 | 2.2307 | 2.1027 | 2.2718 | 2.2017 | 2.564 | 3.2283 | 3.9003 | 4.721 | 4.6482 | 4.3539 | 4.8709 | 4.8629 | 4.334
2031-12-20 | 3.3756 | 3.2511 | 3.1879 | 3.1299 | 3.0362 | 2.8782 | 3.0518 | 3.1793 | 2.6631 | 2.1396 | 1.6327 | 1.4084 | 1.3763 | 1.4997 | 1.8218 | 2.4429 | 3.1855 | 4.2122 | 4.7596 | 4.4943 | 4.1495 | 4.0186 | 3.7209 | 3.1152
2031-12-21 | 3.0228 | 3.1389 | 3.1461 | 3.3583 | 3.2867 | 3.3979 | 3.1782 | 3.0005 | 2.655 | 2.158 | 1.7524 | 1.4522 | 1.4696 | 1.6055 | 1.886 | 2.3246 | 3.1678 | 3.8356 | 4.667 | 4.6303 | 4.3098 | 3.9989 | 3.6773 | 3.3998
2031-12-22 | 3.1181 | 2.848 | 2.7861 | 2.761 | 2.8147 | 3.0135 | 3.3132 | 3.3868 | 3.4095 | 2.9815 | 2.4814 | 2.4037 | 2.341 | 2.7738 | 3.0626 | 3.7238 | 4.5484 | 5.0521 | 4.9541 | 4.0463 | 3.7544 | 4.1743 | 4.2931 | 4.4183
2031-12-23 | 4.1402 | 3.9855 | 3.6626 | 2.8604 | 2.846 | 3.0082 | 3.2411 | 3.3816 | 3.2359 | 2.9266 | 2.7386 | 2.6824 | 2.2782 | 2.2517 | 2.1935 | 2.5013 | 3.362 | 4.3489 | 4.57 | 4.273 | 3.8518 | 3.6823 | 3.2945 | 3.028
2031-12-24 | 3.0419 | 2.8717 | 2.7586 | 2.7698 | 2.8246 | 2.9848 | 3.2092 | 3.4056 | 3.2453 | 2.7512 | 2.4586 | 2.3628 | 2.3399 | 2.3368 | 2.5096 | 2.9745 | 3.8431 | 4.9191 | 5.2695 | 5.283 | 4.8057 | 4.6863 | 4.5082 | 4.0694
2031-12-25 | 3.8627 | 3.8584 | 3.7128 | 3.6873 | 3.4874 | 3.7299 | 4.1244 | 3.6579 | 3.2489 | 3.0022 | 2.551 | 2.309 | 2.1353 | 2.3064 | 2.5105 | 3.3907 | 4.1417 | 4.8262 | 5.2947 | 5.1004 | 4.3742 | 4.4184 | 4.5234 | 4.4536
2031-12-26 | 4.3146 | 4.0018 | 3.5162 | 3.4642 | 3.5543 | 3.6103 | 4.0804 | 3.5923 | 3.3851 | 3.2415 | 3.3761 | 3.1251 | 3.1773 | 3.3894 | 3.6015 | 3.6752 | 4.2386 | 4.9595 | 5.1866 | 4.8169 | 4.3204 | 4.191 | 4.1128 | 3.7966
2031-12-27 | 3.7871 | 3.6454 | 3.3588 | 3.2283 | 3.2669 | 3.4989 | 3.7783 | 3.4488 | 3.192 | 2.9072 | 2.314 | 2.0382 | 2.2212 | 2.1594 | 2.329 | 2.7915 | 3.811 | 4.4654 | 5.0215 | 4.6377 | 4.083 | 4.2533 | 4.3046 | 3.2974
2031-12-28 | 3.1257 | 3.0279 | 3.0106 | 2.8343 | 2.8574 | 2.8761 | 3.0045 | 2.9942 | 2.8427 | 2.6424 | 2.3627 | 2.0712 | 2.0914 | 1.7873 | 1.9588 | 2.3188 | 2.9693 | 3.8744 | 4.8533 | 4.6145 | 4.049 | 3.5502 | 3.816 | 3.3743
2031-12-29 | 3.1102 | 2.7975 | 2.905 | 2.8933 | 3.2499 | 3.5788 | 3.9547 | 3.6602 | 3.7615 | 3.5679 | 3.1096 | 2.6776 | 2.5163 | 2.4475 | 2.5997 | 3.4147 | 4.4519 | 5.1112 | 5.2046 | 4.1965 | 3.5089 | 3.8893 | 4.0531 | 3.9488
2031-12-30 | 4.1379 | 3.9836 | 3.6615 | 2.86 | 2.8459 | 3.0072 | 3.2392 | 3.3854 | 3.27 | 2.9096 | 2.5634 | 2.3564 | 1.984 | 1.9599 | 1.9579 | 2.3212 | 3.3013 | 4.3621 | 4.6088 | 4.2773 | 3.892 | 3.862 | 3.4502 | 3.1601
2031-12-31 | 3.1548 | 2.9697 | 2.8136 | 2.7716 | 2.8265 | 2.9883 | 3.2123 | 3.4246 | 3.209 | 2.8465 | 2.563 | 2.516 | 2.3661 | 2.3599 | 2.5151 | 2.9167 | 3.7799 | 4.8973 | 5.2941 | 5.3184 | 4.8291 | 4.5861 | 4.3516 | 4.069
2032-01-01 | 3.1678 | 2.9306 | 3.054 | 2.8867 | 2.7608 | 2.8455 | 3.0078 | 3.1114 | 2.9125 | 2.3194 | 2.0411 | 1.735 | 1.5886 | 1.6327 | 1.8598 | 2.3403 | 2.9727 | 3.7727 | 4.9861 | 4.8376 | 3.8603 | 3.443 | 3.2755 | 3.334
2032-01-02 | 2.9769 | 2.8068 | 2.8034 | 2.7868 | 2.6327 | 2.9486 | 3.1941 | 3.3839 | 3.3244 | 2.7282 | 2.217 | 1.8304 | 1.6885 | 1.7735 | 2.007 | 2.3206 | 2.9157 | 3.5222 | 4.5716 | 3.6267 | 3.1488 | 3.703 | 3.8773 | 3.5551
2032-01-03 | 2.8868 | 2.9266 | 2.9728 | 2.6868 | 2.5825 | 2.5721 | 2.7663 | 2.802 | 2.4415 | 2.248 | 1.994 | 1.4438 | 1.1699 | 1.4037 | 1.762 | 1.9542 | 2.6277 | 3.7286 | 4.6216 | 4.5647 | 3.4009 | 3.42 | 3.3035 | 3.0215
2032-01-04 | 3.1038 | 3.0095 | 2.8808 | 2.774 | 2.6335 | 2.8136 | 2.8286 | 2.8604 | 2.5476 | 2.2278 | 1.7706 | 1.4844 | 1.1215 | 1.4011 | 1.7255 | 1.9544 | 2.3961 | 3.8714 | 4.8406 | 4.7102 | 4.0236 | 3.1113 | 3.012 | 2.7502
2032-01-05 | 2.7411 | 2.7067 | 2.6668 | 2.6377 | 2.7504 | 2.9934 | 3.0753 | 3.1633 | 3.0816 | 2.3984 | 2.0912 | 1.7582 | 1.7337 | 1.8959 | 1.9332 | 2.2491 | 3.3351 | 4.2145 | 5.0277 | 4.6687 | 3.7848 | 3.5708 | 3.604 | 3.3993
2032-01-06 | 3.0177 | 2.7443 | 2.7914 | 2.8797 | 2.6422 | 2.8284 | 3.5051 | 3.7531 | 3.602 | 3.0345 | 2.4805 | 2.1189 | 1.9765 | 2.0375 | 2.2606 | 3.0871 | 3.7889 | 4.1457 | 5.2392 | 5.2607 | 4.7751 | 4.1665 | 3.8783 | 3.6663
2032-01-07 | 3.0536 | 2.9635 | 2.9779 | 2.9239 | 2.7895 | 3.2363 | 3.5178 | 3.5919 | 3.2195 | 2.6688 | 2.1537 | 1.8557 | 2.1739 | 2.1586 | 2.0959 | 2.2928 | 3.4113 | 4.6543 | 5.234 | 5.0482 | 4.1333 | 4.0404 | 3.6796 | 3.4774
2032-01-08 | 3.3022 | 3.1239 | 2.8274 | 2.8871 | 2.8315 | 3.3382 | 3.8662 | 4.0127 | 3.5612 | 3.1767 | 2.5938 | 2.1375 | 2.4728 | 2.213 | 2.3541 | 2.9507 | 4.0445 | 4.2885 | 5.1894 | 5.2844 | 4.7563 | 4.3141 | 3.9389 | 3.7356
2032-01-09 | 3.2144 | 2.954 | 2.861 | 2.8157 | 2.7854 | 3.0778 | 3.9425 | 3.8249 | 3.0604 | 2.2809 | 1.9399 | 1.7472 | 1.8055 | 2.1675 | 2.1167 | 2.3357 | 3.299 | 3.8903 | 4.5426 | 4.7164 | 4.2271 | 3.9579 | 3.8262 | 3.6391
2032-01-10 | 3.3511 | 2.8875 | 2.8362 | 2.9481 | 2.7018 | 2.7514 | 2.9609 | 3.0668 | 2.7961 | 2.2747 | 1.9504 | 1.7819 | 1.7433 | 1.6011 | 1.9486 | 2.2731 | 2.4968 | 3.1561 | 4.7041 | 4.69 | 3.7369 | 3.8185 | 3.9188 | 3.1003
2032-01-11 | 2.9502 | 2.9129 | 3.0594 | 2.7878 | 2.638 | 2.6404 | 2.7378 | 2.672 | 2.4376 | 2.0592 | 1.6526 | 1.1137 | 1.0529 | 1.1279 | 1.4682 | 1.9492 | 2.3105 | 3.1108 | 4.6276 | 4.5774 | 4.0415 | 3.2829 | 3.0338 | 2.8558
2032-01-12 | 2.8079 | 2.6315 | 2.5486 | 2.5236 | 2.6567 | 3.0265 | 3.1145 | 3.113 | 3.1161 | 2.5263 | 1.9702 | 1.7955 | 1.8704 | 1.8408 | 1.9816 | 2.2726 | 3.1419 | 4.082 | 5.065 | 4.599 | 3.8908 | 3.583 | 3.8424 | 3.171
2032-01-13 | 2.7914 | 2.9108 | 2.8264 | 2.6993 | 2.573 | 2.7637 | 3.4162 | 3.2772 | 2.8212 | 2.3738 | 2.0438 | 1.7903 | 1.6411 | 1.6255 | 1.9939 | 2.1034 | 2.8218 | 4.5761 | 5.2402 | 5.1817 | 4.4772 | 4.0527 | 3.6885 | 3.2463
2032-01-14 | 3.2843 | 3.0498 | 2.8894 | 2.9018 | 2.7561 | 3.0436 | 4.0487 | 4.5255 | 3.8468 | 3.0779 | 2.803 | 2.2884 | 2.19 | 2.074 | 2.2166 | 2.7851 | 3.6583 | 4.3518 | 5.2545 | 5.2777 | 4.6658 | 4.189 | 3.725 | 3.3338
2032-01-15 | 3.3702 | 2.9986 | 2.869 | 2.8668 | 2.9783 | 2.9384 | 3.6105 | 3.4532 | 3.339 | 2.6523 | 2.1823 | 1.8828 | 1.7868 | 1.8278 | 2.2324 | 2.3698 | 3.1122 | 4.0527 | 5.2712 | 4.7613 | 4.1682 | 3.8283 | 3.6988 | 3.3971
2032-01-16 | 2.8724 | 2.7849 | 2.7968 | 2.8331 | 2.8064 | 3.351 | 3.8825 | 4.1225 | 3.9016 | 2.9953 | 2.1666 | 2.116 | 2.0768 | 2.1028 | 2.2317 | 3.3725 | 4.0448 | 4.0986 | 4.9029 | 4.9396 | 4.3831 | 3.847 | 3.9373 | 3.5683
2032-01-17 | 2.9374 | 2.8693 | 3.0137 | 2.7897 | 2.7368 | 2.8384 | 2.9939 | 3.0956 | 2.726 | 2.3256 | 1.9241 | 1.6609 | 1.6939 | 1.7931 | 2.0418 | 2.253 | 2.6524 | 4.032 | 5.1544 | 4.8476 | 4.2557 | 3.7494 | 3.658 | 3.5919
2032-01-18 | 3.0406 | 2.8728 | 2.845 | 3.0774 | 2.7353 | 2.7635 | 2.9098 | 3.1912 | 3.0359 | 2.4644 | 1.9933 | 1.6604 | 1.4673 | 1.53 | 1.8703 | 2.2348 | 2.4562 | 3.3617 | 4.9026 | 4.8825 | 4.3562 | 3.6041 | 3.1472 | 3.0336
2032-01-19 | 2.6674 | 2.5021 | 2.4921 | 2.6059 | 2.5272 | 2.7422 | 3.4233 | 3.8316 | 2.9881 | 2.3432 | 2.1239 | 1.7696 | 1.623 | 1.7289 | 2.1472 | 2.6959 | 3.1752 | 4.1722 | 5.2522 | 4.9945 | 4.5066 | 4.0681 | 3.6339 | 3.1652
2032-01-20 | 3.3459 | 3.1029 | 2.886 | 2.9674 | 3.0797 | 3.2314 | 4.1016 | 4.3948 | 4.3659 | 3.7109 | 3.2799 | 2.9261 | 2.2679 | 2.3378 | 3.0262 | 3.5565 | 4.1205 | 4.1256 | 5.156 | 5.248 | 4.8435 | 4.5016 | 3.9976 | 3.491
2032-01-21 | 3.4288 | 3.1505 | 3.0181 | 2.9989 | 2.8009 | 2.9034 | 3.8172 | 4.211 | 3.5815 | 2.8779 | 2.3576 | 1.9485 | 1.8159 | 1.871 | 2.1902 | 2.8031 | 3.3052 | 3.9766 | 5.1896 | 5.2704 | 4.7514 | 4.3498 | 3.971 | 3.4176
2032-01-22 | 3.3618 | 2.9849 | 2.8737 | 3.0204 | 2.9925 | 3.206 | 4.1269 | 4.5388 | 4.4004 | 3.7487 | 3.0055 | 2.748 | 2.7975 | 2.876 | 2.9785 | 3.3009 | 3.5141 | 3.8877 | 5.0502 | 5.0753 | 4.5145 | 3.996 | 3.6061 | 3.4142
2032-01-23 | 2.9113 | 2.8587 | 2.8364 | 2.7668 | 2.7215 | 3.1652 | 3.3861 | 3.3654 | 3.2257 | 2.567 | 2.0779 | 1.9126 | 1.9406 | 1.9293 | 2.05 | 2.5377 | 3.5377 | 4.3047 | 4.9849 | 4.7834 | 4.1456 | 4.1729 | 4.2412 | 3.8432
2032-01-24 | 3.0935 | 2.8331 | 2.9278 | 2.8812 | 2.7344 | 2.9179 | 3.3408 | 3.418 | 3.2567 | 2.5448 | 2.0428 | 2.0658 | 2.016 | 2.288 | 2.6047 | 3.2305 | 3.5601 | 3.7072 | 4.4808 | 4.4534 | 3.9633 | 3.8351 | 3.6225 | 3.3912
2032-01-25 | 3.1588 | 2.8835 | 2.9309 | 2.8715 | 2.6166 | 2.5783 | 2.8015 | 2.69 | 2.4561 | 2.1856 | 2.0881 | 1.8067 | 1.9006 | 1.8347 | 2.1579 | 2.1242 | 2.3467 | 3.325 | 4.7594 | 4.8734 | 4.2735 | 3.2504 | 3.153 | 2.9583
2032-01-26 | 2.6682 | 2.6849 | 2.6669 | 2.7729 | 2.6938 | 2.9842 | 3.8173 | 4.4207 | 3.4754 | 2.5514 | 2.5225 | 2.1012 | 1.9425 | 2.0875 | 2.5393 | 2.6653 | 3.2694 | 4.3133 | 5.0796 | 5.1421 | 4.7706 | 4.5315 | 3.8054 | 3.4129
2032-01-27 | 3.2467 | 2.9638 | 2.8331 | 2.9086 | 2.8612 | 3.0269 | 3.8164 | 3.7612 | 3.4467 | 2.7868 | 2.2691 | 1.846 | 1.9085 | 2.1767 | 2.3992 | 2.5862 | 3.1331 | 4.3272 | 5.2301 | 5.2555 | 4.6635 | 4.1559 | 3.8519 | 3.4355
2032-01-28 | 3.6326 | 3.1645 | 3.0535 | 3.039 | 2.9172 | 3.3771 | 4.5369 | 4.6929 | 4.4155 | 4.2235 | 3.4865 | 3.0232 | 2.7976 | 2.4184 | 2.9807 | 3.2833 | 3.8375 | 4.6261 | 5.285 | 5.1399 | 4.1512 | 4.2442 | 4.3669 | 3.4989
2032-01-29 | 3.2618 | 3.4099 | 3.0811 | 3.0244 | 2.8585 | 3.1398 | 4.363 | 4.2575 | 4.0195 | 3.3689 | 2.9325 | 2.175 | 2.5951 | 2.8566 | 2.8266 | 2.4402 | 3.2422 | 4.344 | 5.2697 | 5.2776 | 4.6553 | 4.2768 | 3.8731 | 3.4351
2032-01-30 | 3.163 | 3.256 | 2.8945 | 2.9612 | 2.9755 | 3.3782 | 4.4211 | 4.8039 | 4.4757 | 3.4333 | 3.591 | 2.8566 | 2.2008 | 1.9006 | 2.1772 | 2.8175 | 3.0952 | 3.8957 | 5.0182 | 5.0191 | 4.1009 | 4.4502 | 4.4047 | 3.4182
2032-01-31 | 3.247 | 3.2106 | 2.9808 | 2.7866 | 2.5817 | 2.755 | 2.8259 | 2.8024 | 2.4039 | 2.1497 | 1.8538 | 1.7041 | 1.425 | 1.4876 | 1.9169 | 2.3902 | 3.4648 | 3.7715 | 4.7784 | 4.9562 | 4.5154 | 4.1197 | 3.9911 | 3.6001
2032-02-01 | 3.2481 | 3.1209 | 3.4042 | 3.1632 | 2.9946 | 3.0432 | 3.2396 | 3.5155 | 3.4973 | 3.0098 | 2.4863 | 2.427 | 2.6329 | 2.5728 | 2.1323 | 2.3334 | 2.5276 | 3.1935 | 4.5072 | 4.8146 | 4.3997 | 3.9072 | 3.4799 | 3.0916
2032-02-02 | 3.0684 | 3.1205 | 2.8873 | 2.7946 | 2.7559 | 3.0242 | 3.9186 | 4.0168 | 3.2906 | 3.5767 | 3.4992 | 2.76 | 2.4922 | 1.9682 | 2.6107 | 3.396 | 4.1326 | 4.8215 | 4.9637 | 4.6349 | 3.9107 | 4.0669 | 3.6428 | 3.1342
2032-02-03 | 3.1053 | 3.1886 | 2.9355 | 2.8672 | 2.8773 | 3.3992 | 3.8939 | 3.8295 | 3.6358 | 2.8455 | 3.0495 | 3.2016 | 3.1706 | 2.5287 | 2.6354 | 2.7125 | 3.4347 | 3.8162 | 4.7685 | 5.1107 | 4.4858 | 4.1381 | 4.3391 | 3.6158
2032-02-04 | 3.1335 | 3.0897 | 2.9984 | 3.0445 | 2.9327 | 3.1269 | 3.5349 | 3.5398 | 3.2366 | 2.607 | 2.1364 | 2.3549 | 2.4727 | 2.4023 | 2.2097 | 2.4548 | 3.5 | 4.2439 | 4.9427 | 4.9748 | 4.6135 | 4.0187 | 3.7643 | 3.6307
2032-02-05 | 3.2737 | 3.0055 | 2.9471 | 2.9189 | 3.0071 | 3.217 | 3.856 | 3.5017 | 3.3767 | 2.6624 | 2.4821 | 2.0692 | 1.9265 | 1.6581 | 1.7906 | 2.2322 | 2.8252 | 3.6895 | 4.2748 | 4.4218 | 4.1543 | 3.8576 | 3.3328 | 3.1467
2032-02-06 | 3.0576 | 2.866 | 2.803 | 2.8032 | 2.7656 | 3.0003 | 3.6529 | 3.8456 | 3.3635 | 2.5069 | 1.816 | 1.6121 | 1.5831 | 1.6763 | 1.9625 | 2.2499 | 2.5109 | 3.2406 | 4.5213 | 4.3722 | 3.6174 | 3.8879 | 3.5292 | 3.1476
2032-02-07 | 2.9737 | 3.0362 | 2.8287 | 2.7468 | 2.7123 | 2.8357 | 3.1008 | 2.8095 | 2.3611 | 1.9977 | 1.5879 | 1.1573 | 1.0596 | 1.1494 | 1.3994 | 1.9186 | 2.4557 | 3.232 | 3.8654 | 4.1363 | 3.7666 | 3.559 | 3.259 | 3.1156
2032-02-08 | 3.0483 | 2.7958 | 2.7526 | 2.727 | 2.6289 | 2.6711 | 2.7195 | 2.8015 | 2.5294 | 2.087 | 1.5667 | 1.2117 | 0.97389 | 1.0827 | 1.4093 | 1.4563 | 2.2203 | 3.0779 | 4.4766 | 4.7048 | 4.2138 | 3.4586 | 3.067 | 2.8074
2032-02-09 | 2.7214 | 2.7974 | 2.6169 | 2.5952 | 2.6807 | 3.181 | 3.607 | 3.5596 | 3.1825 | 2.4084 | 1.9627 | 1.823 | 1.6532 | 1.7256 | 2.0165 | 2.4411 | 3.2931 | 4.0803 | 4.7908 | 4.8166 | 4.3469 | 4.0957 | 3.6485 | 3.6062
2032-02-10 | 3.1338 | 2.8995 | 2.8441 | 2.9517 | 2.8733 | 2.9778 | 3.6239 | 3.639 | 4.0858 | 3.7246 | 3.1265 | 2.9569 | 2.7837 | 3.1252 | 3.2303 | 3.4801 | 3.8335 | 4.3101 | 5.1993 | 5.1489 | 4.6323 | 4.3211 | 4.0889 | 3.5315
2032-02-11 | 3.1779 | 3.1117 | 3.1125 | 3.3764 | 3.2622 | 3.3186 | 3.5463 | 3.6469 | 3.8482 | 3.5512 | 3.1724 | 3.1211 | 3.4476 | 3.6082 | 3.6604 | 4.0626 | 4.6416 | 4.6409 | 4.7905 | 4.7912 | 4.4881 | 4.0418 | 3.9255 | 3.613
2032-02-12 | 3.4587 | 3.0679 | 3.1009 | 3.1629 | 3.2299 | 3.4142 | 4.2404 | 4.3403 | 4.2718 | 3.9398 | 3.4344 | 2.4513 | 2.1297 | 2.2631 | 2.5772 | 2.4407 | 3.4985 | 3.7252 | 4.5228 | 4.832 | 4.6679 | 4.4085 | 3.9389 | 3.7453
2032-02-13 | 3.1616 | 3.0076 | 2.9763 | 2.9463 | 2.8513 | 3.1376 | 4.0131 | 4.3798 | 3.5192 | 3.4937 | 2.9726 | 2.0525 | 2.1143 | 2.4893 | 2.2797 | 2.5076 | 3.0795 | 3.8084 | 4.2656 | 4.7376 | 4.507 | 4.4194 | 3.7623 | 3.3945
2032-02-14 | 3.3065 | 2.9119 | 2.852 | 2.8041 | 2.8573 | 2.859 | 2.8965 | 2.8758 | 2.5739 | 2.4428 | 2.1904 | 1.8261 | 1.6583 | 1.8479 | 2.224 | 3.0597 | 3.566 | 4.0366 | 4.1522 | 4.1912 | 4.0091 | 4.1547 | 3.6924 | 3.4163
2032-02-15 | 3.2537 | 3.3627 | 3.0444 | 2.9259 | 2.775 | 2.8125 | 2.9189 | 2.9603 | 2.9919 | 2.5494 | 2.3647 | 2.2448 | 2.6281 | 2.4933 | 2.2971 | 2.6629 | 3.1809 | 4.0306 | 4.4859 | 4.3893 | 3.607 | 3.1825 | 3.5436 | 3.0409
2032-02-16 | 2.7823 | 2.6774 | 2.7615 | 2.6469 | 2.6673 | 2.7977 | 2.9117 | 2.9642 | 2.8843 | 2.413 | 1.8794 | 1.1273 | 1.1346 | 1.4815 | 1.9568 | 2.3677 | 2.6413 | 3.4308 | 4.5238 | 5.061 | 4.0682 | 3.995 | 3.9455 | 3.1955
2032-02-17 | 2.8949 | 3.0651 | 2.8964 | 2.7477 | 2.6686 | 2.8432 | 3.6299 | 3.5176 | 2.7202 | 2.4294 | 2.1689 | 1.8113 | 1.7109 | 2.0156 | 2.2911 | 2.4486 | 3.1987 | 4.1263 | 5.0565 | 5.0599 | 4.5362 | 4.6537 | 3.9899 | 3.3455
2032-02-18 | 2.9948 | 2.8557 | 2.9003 | 2.6781 | 2.5524 | 2.8291 | 3.5064 | 3.655 | 3.3149 | 2.6869 | 2.4864 | 2.1473 | 2.0334 | 2.1678 | 2.3752 | 2.9233 | 3.3438 | 3.8846 | 4.923 | 5.1672 | 4.663 | 4.161 | 3.9715 | 3.8222
2032-02-19 | 3.4281 | 3.1913 | 3.0816 | 3.2478 | 3.0077 | 3.2941 | 3.9198 | 3.9515 | 3.989 | 3.4217 | 3.1144 | 3.7157 | 3.5785 | 3.1362 | 3.1251 | 3.3358 | 4.2241 | 4.441 | 4.8006 | 4.7791 | 4.3702 | 3.956 | 3.8676 | 3.4825
2032-02-20 | 3.0937 | 2.9439 | 2.8705 | 2.8466 | 2.8488 | 3.0479 | 3.7924 | 3.954 | 3.3475 | 2.9692 | 2.163 | 1.8357 | 1.9545 | 2.3941 | 2.486 | 2.7755 | 3.3288 | 4.2381 | 4.6341 | 4.6426 | 4.5102 | 4.5096 | 4.0249 | 3.6158
2032-02-21 | 3.7013 | 3.2623 | 3.0376 | 2.9367 | 2.8334 | 3.2257 | 3.1625 | 3.4209 | 3.1212 | 2.6242 | 2.1927 | 1.7601 | 1.9806 | 2.1928 | 2.2083 | 2.5591 | 3.4033 | 4.3301 | 4.3111 | 4.5061 | 4.3127 | 3.9467 | 3.7854 | 3.4815
2032-02-22 | 3.5268 | 3.0699 | 2.987 | 2.9352 | 2.8595 | 2.9443 | 3.1407 | 3.4695 | 3.0253 | 2.4602 | 2.3324 | 2.1467 | 2.0477 | 1.9313 | 2.4929 | 2.712 | 3.1752 | 4.2034 | 4.9907 | 4.9817 | 4.1873 | 3.6809 | 3.359 | 2.9617
2032-02-23 | 2.9401 | 2.9364 | 2.7132 | 2.7409 | 2.8259 | 3.1035 | 4.0324 | 3.8838 | 3.6434 | 3.0493 | 2.4213 | 1.8865 | 2.054 | 2.1949 | 2.4573 | 2.7647 | 3.6627 | 4.3482 | 4.8142 | 4.6848 | 4.5284 | 4.3176 | 3.6619 | 3.2508
2032-02-24 | 3.0831 | 3.0225 | 2.7981 | 2.7881 | 2.7435 | 3.3472 | 3.8467 | 3.7895 | 3.3185 | 2.8621 | 2.2887 | 2.0268 | 2.2016 | 2.1048 | 2.2017 | 2.4629 | 3.4261 | 3.9747 | 4.7868 | 5.0761 | 4.5666 | 4.1095 | 3.9353 | 3.7148
2032-02-25 | 3.2283 | 3.0538 | 2.6776 | 2.6081 | 2.6772 | 3.3734 | 3.7332 | 3.4731 | 3.8211 | 3.3559 | 2.877 | 2.3705 | 2.3197 | 2.0997 | 2.5233 | 3.3237 | 4.0547 | 3.8856 | 4.7566 | 5.154 | 4.7289 | 4.5412 | 4.2187 | 3.3544
2032-02-26 | 3.1477 | 3.11 | 3.2525 | 3.1063 | 3.0412 | 3.3805 | 4.3593 | 4.4292 | 3.8843 | 3.0076 | 2.0755 | 1.8705 | 1.9639 | 1.8541 | 2.4208 | 2.6546 | 3.2112 | 3.9566 | 4.7305 | 4.8269 | 4.4528 | 4.1045 | 3.715 | 3.1977
2032-02-27 | 3.0048 | 2.9263 | 3.017 | 3.1229 | 2.7763 | 2.9216 | 3.4217 | 3.6056 | 3.1449 | 2.502 | 2.2398 | 2.1857 | 2.4356 | 2.2958 | 2.1589 | 2.9066 | 3.4987 | 3.9578 | 4.5317 | 4.8143 | 4.2857 | 3.8952 | 4.1077 | 3.6968
2032-02-28 | 3.0435 | 3.1075 | 3.0129 | 2.8593 | 2.7678 | 2.8956 | 3.3885 | 3.42 | 2.8654 | 2.9159 | 3.0249 | 2.375 | 2.0909 | 2.0958 | 2.2688 | 2.347 | 3.0413 | 3.7976 | 4.2703 | 3.9742 | 3.8397 | 4.0886 | 3.8049 | 3.3669
2032-02-29 | 3.4189 | 3.1711 | 2.9274 | 2.9244 | 2.7909 | 2.9758 | 2.9084 | 2.8414 | 2.6439 | 2.3714 | 1.9747 | 1.6632 | 1.4866 | 1.7303 | 1.7463 | 1.8599 | 2.529 | 3.5693 | 4.6127 | 4.8066 | 4.1327 | 3.4233 | 3.1629 | 2.9907
2032-03-01 | 3.0886 | 2.9587 | 2.8389 | 2.7463 | 2.7955 | 3.3657 | 4.0403 | 3.6401 | 3.3425 | 2.4219 | 2.0506 | 1.6821 | 1.6853 | 1.9875 | 1.899 | 2.1396 | 2.8707 | 3.8027 | 4.6302 | 5.0412 | 4.4462 | 3.8965 | 3.5725 | 3.4501
2032-03-02 | 3.3778 | 3.2126 | 2.9908 | 2.9242 | 2.9086 | 3.3935 | 4.322 | 3.8309 | 3.4232 | 2.9743 | 2.4648 | 2.0573 | 1.8957 | 2.1704 | 2.0286 | 2.1253 | 2.6616 | 3.6999 | 4.5947 | 4.9343 | 4.3891 | 3.7819 | 3.5801 | 3.058
2032-03-03 | 3.0192 | 3.0622 | 2.8786 | 2.8502 | 2.8331 | 3.1421 | 4.1496 | 3.4572 | 2.8202 | 2.144 | 1.7784 | 1.7713 | 2.0473 | 1.8916 | 1.6934 | 2.213 | 2.7132 | 3.2025 | 4.2807 | 4.8364 | 4.3257 | 3.5893 | 3.6196 | 3.3009
2032-03-04 | 2.8673 | 2.802 | 2.8787 | 2.6778 | 2.6865 | 2.9623 | 3.7973 | 3.9832 | 3.2618 | 2.5959 | 2.017 | 1.7356 | 1.6196 | 1.6409 | 1.9355 | 2.2177 | 2.7425 | 3.346 | 4.6881 | 4.9369 | 4.3111 | 3.8324 | 3.4943 | 3.1058
2032-03-05 | 2.9254 | 2.9117 | 2.9951 | 2.8752 | 2.8831 | 3.2834 | 4.1157 | 3.4875 | 2.9753 | 2.6276 | 1.9971 | 1.7808 | 1.9451 | 1.8605 | 1.6715 | 1.8562 | 2.6397 | 3.2038 | 3.7426 | 4.0424 | 3.5848 | 3.7581 | 3.6774 | 3.3371
2032-03-06 | 3.1245 | 2.8711 | 2.6657 | 2.6442 | 2.6057 | 2.7512 | 2.8868 | 3.1215 | 2.6616 | 2.1175 | 1.5945 | 0.9668 | 1.1957 | 1.0852 | 1.2307 | 1.6877 | 2.6583 | 3.1248 | 3.7814 | 4.2088 | 3.8165 | 3.3925 | 3.1858 | 2.9835
2032-03-07 | 3.0067 | 2.7323 | 2.6624 | 2.6917 | 2.7199 | 2.636 | 2.6716 | 2.9326 | 3.0354 | 2.7228 | 1.8672 | 1.7533 | 1.8709 | 1.5323 | 2.1005 | 2.6135 | 3.2232 | 3.6377 | 4.2408 | 4.1202 | 3.7002 | 3.3558 | 3.3588 | 2.8319
2032-03-08 | 2.7728 | 2.8045 | 2.5802 | 2.5491 | 2.6288 | 2.898 | 3.7997 | 4.1109 | 3.4767 | 2.5088 | 2.4312 | 2.307 | 2.6404 | 2.2428 | 2.2121 | 3.0272 | 3.2155 | 3.8158 | 4.8265 | 4.8265 | 4.0065 | 3.6783 | 3.6552 | 3.0247
2032-03-09 | 2.8739 | 2.236 | 1.8091 | 2.0665 | 2.6109 | 2.9633 | 4.1371 | 4.2447 | 3.5012 | 3.2791 | 3.0759 | 2.93 | 2.9054 | 3.0817 | 3.2744 | 3.1582 | 3.7356 | 4.1471 | 5.0483 | 4.9266 | 4.4979 | 4.095 | 3.6109 | 3.1431
2032-03-10 | 2.9183 | 2.9744 | 2.7447 | 2.5339 | 2.6177 | 2.8961 | 3.5101 | 4.0957 | 3.9894 | 3.3503 | 2.9546 | 2.6424 | 2.9623 | 2.5857 | 2.3187 | 3.5804 | 3.7899 | 4.0115 | 5.017 | 5.2233 | 4.6903 | 4.0242 | 3.7601 | 3.666
2032-03-11 | 3.0913 | 2.9878 | 3.0552 | 2.7839 | 2.8347 | 3.2634 | 4.1079 | 4.2429 | 3.6748 | 2.8887 | 2.4846 | 2.2299 | 2.1437 | 2.2224 | 2.668 | 3.1523 | 3.7083 | 4.4128 | 5.0915 | 5.3774 | 4.791 | 4.1193 | 3.5794 | 3.3252
2032-03-12 | 2.9531 | 2.838 | 2.842 | 2.8727 | 2.9307 | 3.0641 | 3.6691 | 3.717 | 3.2649 | 3.0252 | 2.9216 | 2.5823 | 2.3736 | 2.6127 | 2.9301 | 3.5111 | 3.9438 | 3.8847 | 4.6106 | 4.9425 | 4.5668 | 4.2355 | 3.9386 | 3.5961
2032-03-13 | 3.4345 | 3.1595 | 2.9259 | 2.9758 | 3.1485 | 3.1237 | 3.2814 | 3.0961 | 2.7087 | 2.1335 | 1.8241 | 1.4957 | 1.4812 | 1.8074 | 1.8585 | 2.1456 | 2.9013 | 3.7018 | 4.3919 | 4.5193 | 4.1783 | 4.1354 | 3.6362 | 3.3556
2032-03-14 | 3.3767 | 3.2501 | 2.9365 | 2.847 | 2.7649 | 3.1063 | 3.294 | 3.1024 | 2.6085 | 2.4583 | 2.0938 | 2.0583 | 1.716 | 1.6214 | 1.7182 | 1.7972 | 2.2537 | 3.1421 | 4.4467 | 4.608 | 4.2955 | 3.8564 | 3.5156 | 3.1331
2032-03-15 | 3.0991 | 3.0264 | 2.7212 | 2.483 | 2.5355 | 2.8828 | 3.0217 | 3.2204 | 3.2826 | 2.7463 | 2.2976 | 1.8848 | 2.1716 | 2.9167 | 2.726 | 2.7155 | 3.1257 | 3.3497 | 4.1043 | 4.7487 | 4.4054 | 3.7327 | 3.4162 | 3.3594
2032-03-16 | 3.1279 | 2.8279 | 2.7219 | 2.9067 | 2.8376 | 3.0528 | 3.5822 | 3.6851 | 3.6015 | 3.403 | 2.8662 | 2.1355 | 2.1286 | 2.4178 | 2.4472 | 2.796 | 3.5981 | 4.1238 | 4.6323 | 4.7664 | 4.3777 | 3.9322 | 3.3756 | 3.1798
2032-03-17 | 2.9726 | 2.7763 | 2.7698 | 2.7703 | 2.8063 | 3.3665 | 3.6246 | 3.5826 | 3.3101 | 2.762 | 2.3803 | 2.0654 | 2.34 | 2.2166 | 2.2912 | 2.6017 | 3.3034 | 4.1552 | 4.7281 | 4.7925 | 4.1195 | 3.5678 | 3.4059 | 3.2531
2032-03-18 | 3.246 | 3.0281 | 2.8241 | 2.7743 | 2.9795 | 3.114 | 3.538 | 3.6205 | 3.7031 | 3.4845 | 2.6918 | 1.8469 | 2.1234 | 2.6054 | 2.6498 | 2.8553 | 3.4234 | 4.3389 | 4.8372 | 4.9782 | 4.32 | 3.9307 | 3.6706 | 3.3458
2032-03-19 | 3.3198 | 3.1694 | 2.9359 | 2.9147 | 2.8414 | 3.1432 | 3.5997 | 3.3957 | 2.8579 | 2.9015 | 2.442 | 2.2572 | 2.1746 | 2.5658 | 2.682 | 3.2959 | 3.76 | 4.4542 | 4.3318 | 4.3441 | 4.3819 | 4.2267 | 3.7684 | 3.5881
2032-03-20 | 3.4854 | 3.1843 | 2.9484 | 2.9118 | 3.1707 | 3.1841 | 3.4413 | 3.7291 | 3.8123 | 3.9599 | 3.5101 | 2.7948 | 2.6959 | 2.5592 | 2.5507 | 2.8826 | 3.0745 | 3.5869 | 3.6705 | 4.0079 | 3.9404 | 3.4847 | 3.3511 | 3.1806
2032-03-21 | 3.0242 | 2.7498 | 2.6576 | 2.5531 | 2.4766 | 2.5341 | 2.6911 | 2.7233 | 2.4465 | 2.2532 | 1.6539 | 1.1229 | 1.249 | 1.234 | 1.3182 | 1.6308 | 2.3054 | 3.0408 | 3.7297 | 4.5068 | 4.2943 | 3.8382 | 3.6127 | 3.4476
2032-03-22 | 3.0679 | 2.7721 | 2.719 | 2.7913 | 2.9046 | 2.9752 | 3.3877 | 3.3895 | 3.2475 | 3.2895 | 2.2353 | 2.2525 | 2.2632 | 1.9669 | 1.9203 | 2.2254 | 2.6628 | 3.3358 | 4.1292 | 4.7867 | 4.3578 | 3.8023 | 3.8516 | 3.3479
2032-03-23 | 2.8784 | 2.9411 | 2.913 | 2.7458 | 2.7426 | 3.0098 | 3.9747 | 3.4779 | 2.6817 | 2.3977 | 2.2411 | 1.9374 | 1.9017 | 2.0228 | 2.072 | 2.351 | 3.0126 | 3.9537 | 4.358 | 4.9184 | 4.6465 | 4.3164 | 3.8384 | 3.5547
2032-03-24 | 3.0544 | 2.9312 | 2.8636 | 2.8442 | 2.8445 | 3.3473 | 3.7313 | 3.4991 | 3.1183 | 2.4052 | 1.949 | 1.6206 | 1.8156 | 1.8291 | 1.9268 | 2.329 | 3.1797 | 3.8306 | 4.3995 | 5.027 | 4.7282 | 4.3034 | 3.875 | 3.5864
2032-03-25 | 3.2863 | 2.8898 | 2.8287 | 2.9957 | 3.061 | 3.3972 | 3.8622 | 3.6857 | 3.2071 | 2.6977 | 2.2095 | 1.8737 | 1.9768 | 2.0524 | 1.9911 | 2.2139 | 3.222 | 3.9325 | 4.5556 | 5.1405 | 4.8736 | 4.4056 | 3.6688 | 3.2857
2032-03-26 | 3.2406 | 2.9396 | 2.7895 | 2.7167 | 2.747 | 2.9067 | 3.3551 | 3.339 | 2.6234 | 2.0023 | 1.5556 | 1.393 | 1.536 | 1.6292 | 1.6314 | 1.8297 | 2.849 | 3.4936 | 4.1432 | 4.7663 | 4.4799 | 4.1089 | 3.6875 | 3.431
2032-03-27 | 3.3679 | 3.0855 | 2.8314 | 2.7758 | 2.9111 | 3.009 | 2.9736 | 3.0195 | 2.5776 | 2.6307 | 2.2327 | 2.309 | 2.5379 | 2.5297 | 2.2843 | 2.4148 | 2.4863 | 3.6416 | 3.8249 | 4.36 | 4.1224 | 3.862 | 3.5027 | 3.1952
2032-03-28 | 3.2675 | 2.9236 | 2.7849 | 2.7554 | 2.6352 | 2.7467 | 2.651 | 2.6954 | 2.5535 | 2.1774 | 1.7853 | 2.0166 | 1.9928 | 1.8333 | 1.9914 | 2.1936 | 2.6516 | 3.4433 | 4.3623 | 4.8459 | 4.2958 | 4.0308 | 3.9231 | 3.6052
2032-03-29 | 3.3054 | 3.0024 | 2.9626 | 2.9637 | 3.0032 | 3.4441 | 4.4613 | 4.2029 | 4.0891 | 3.6898 | 3.3278 | 2.982 | 3.5013 | 3.4867 | 3.3871 | 3.2702 | 4.1929 | 4.7365 | 4.8598 | 4.5192 | 3.98 | 3.6857 | 3.3828 | 3.2562
2032-03-30 | 3.0082 | 2.8245 | 2.7815 | 2.4526 | 2.262 | 2.3506 | 3.0029 | 3.598 | 3.026 | 2.6569 | 2.9002 | 2.5383 | 2.3577 | 2.4595 | 2.5751 | 2.8874 | 3.7755 | 4.435 | 4.6263 | 4.6792 | 4.5283 | 4.1402 | 3.7065 | 3.5712
2032-03-31 | 3.2188 | 2.9721 | 2.9596 | 2.9867 | 2.9606 | 3.3279 | 3.9833 | 4.3931 | 3.3745 | 3.3079 | 3.4601 | 3.2425 | 2.427 | 2.5057 | 2.8468 | 3.0487 | 3.7058 | 4.3975 | 4.9386 | 5.1877 | 4.7583 | 4.4712 | 3.9682 | 3.3543
2032-04-01 | 3.1027 | 2.9954 | 2.9441 | 3.1131 | 2.9631 | 3.3035 | 4.0956 | 3.9134 | 4.1382 | 3.8846 | 3.3067 | 3.529 | 2.7764 | 2.7201 | 3.2343 | 3.389 | 4.0734 | 4.1677 | 4.6844 | 5.1846 | 4.6468 | 4.0785 | 4.2404 | 3.6766
2032-04-02 | 3.1332 | 2.9769 | 2.9 | 2.947 | 3.0177 | 3.0917 | 3.3132 | 3.5361 | 3.3318 | 2.8023 | 2.4957 | 2.19 | 2.2028 | 2.0188 | 2.5832 | 3.1023 | 2.9484 | 3.7123 | 4.774 | 5.113 | 4.5667 | 4.0787 | 3.8981 | 3.4279
2032-04-03 | 3.4454 | 3.2508 | 2.9142 | 2.8898 | 3.0489 | 3.2844 | 3.0942 | 3.1021 | 2.9842 | 2.6788 | 2.5599 | 2.3125 | 2.3249 | 2.2849 | 2.5152 | 3.0167 | 3.5017 | 4.2233 | 4.921 | 4.8906 | 4.2699 | 4.4568 | 4.4064 | 3.5983
2032-04-04 | 3.2919 | 3.1697 | 3.373 | 3.0024 | 2.9057 | 2.8928 | 3.011 | 3.1088 | 2.7442 | 2.9766 | 2.746 | 2.3984 | 2.1126 | 2.0832 | 2.4072 | 2.3859 | 3.1416 | 3.612 | 4.2961 | 4.9091 | 4.5201 | 4.1905 | 3.6026 | 3.1243
2032-04-05 | 2.9708 | 2.9146 | 3.0744 | 2.9072 | 2.8929 | 3.2045 | 3.99 | 3.9987 | 3.1811 | 2.5018 | 2.0167 | 1.8658 | 1.7408 | 1.839 | 1.849 | 1.909 | 2.5995 | 3.6844 | 4.5762 | 5.1331 | 4.6116 | 3.9626 | 3.542 | 3.1295
2032-04-06 | 3.0507 | 3.0368 | 2.8477 | 2.7982 | 3.0191 | 3.3127 | 3.6601 | 3.5113 | 3.1101 | 2.385 | 2.0573 | 1.8329 | 1.958 | 2.1502 | 1.8557 | 2.2522 | 3.0839 | 3.976 | 4.563 | 5.0234 | 4.7694 | 4.2196 | 3.6855 | 3.1974
2032-04-07 | 3.1471 | 3.0039 | 2.8437 | 2.8338 | 2.8782 | 3.1287 | 3.36 | 3.4183 | 2.8654 | 2.4342 | 2.1706 | 2.0301 | 1.9973 | 2.1331 | 2.3908 | 2.7821 | 3.2499 | 3.7041 | 4.8222 | 5.1781 | 4.811 | 3.869 | 3.5596 | 3.6086
2032-04-08 | 3.0476 | 2.9042 | 2.8894 | 2.9952 | 3.098 | 3.219 | 3.7631 | 3.586 | 3.0869 | 2.5242 | 2.2015 | 1.9782 | 2.0367 | 2.0596 | 2.0543 | 2.2151 | 3.2263 | 3.8094 | 4.4551 | 5.1841 | 4.7834 | 4.1807 | 3.5678 | 3.3879
2032-04-09 | 3.0517 | 2.919 | 2.854 | 2.8432 | 2.83 | 3.0231 | 3.979 | 3.7717 | 3.1349 | 2.4597 | 2.1167 | 2.0422 | 2.1139 | 2.2564 | 2.1389 | 2.5798 | 3.4999 | 4.4702 | 5.0003 | 5.1866 | 4.7723 | 4.2187 | 4.1808 | 3.7219
2032-04-10 | 3.624 | 3.2841 | 3.0716 | 3.0328 | 3.1098 | 3.2867 | 2.9943 | 2.8437 | 2.6396 | 2.1687 | 1.8097 | 1.7076 | 1.6341 | 1.7768 | 1.5601 | 1.9244 | 2.7628 | 3.7611 | 4.4364 | 4.6511 | 3.9409 | 3.7551 | 3.8705 | 3.5218
2032-04-11 | 3.6581 | 3.3094 | 3.0704 | 3.0161 | 3.0646 | 3.3541 | 3.2722 | 2.9595 | 2.4187 | 2.1407 | 2.2309 | 2.009 | 1.855 | 1.7729 | 1.6125 | 2.0838 | 2.6624 | 3.4642 | 4.802 | 5.1801 | 4.8874 | 4.5353 | 4.0796 | 3.3812
2032-04-12 | 3.1779 | 3.277 | 3.2398 | 3.0386 | 3.0122 | 3.7475 | 4.0246 | 3.7825 | 3.4519 | 2.6419 | 2.3178 | 2.1595 | 2.0924 | 2.3211 | 2.3305 | 2.3545 | 3.091 | 4.2795 | 4.9923 | 5.1132 | 4.6534 | 4.0557 | 3.4555 | 3.1161
2032-04-13 | 3.1441 | 2.9955 | 2.8594 | 2.8928 | 3.0924 | 3.1909 | 3.6075 | 3.8738 | 3.944 | 3.3953 | 2.5512 | 2.2979 | 2.2331 | 2.1652 | 2.17 | 2.583 | 3.2035 | 3.9091 | 4.8195 | 5.1162 | 4.5952 | 3.7036 | 3.4751 | 3.1226
2032-04-14 | 2.8975 | 3.0031 | 2.8793 | 2.8209 | 2.8479 | 3.1073 | 3.5478 | 3.4466 | 2.7212 | 2.376 | 2.0998 | 1.827 | 1.7683 | 2.0751 | 2.1038 | 2.2772 | 3.1106 | 4.0449 | 4.6495 | 5.1101 | 4.6178 | 3.9425 | 3.4984 | 3.1985
2032-04-15 | 3.0912 | 3.1919 | 2.9563 | 2.9262 | 2.9355 | 3.5435 | 4.1621 | 3.5231 | 3.8533 | 3.1656 | 3.037 | 2.8839 | 3.2536 | 2.9775 | 2.8385 | 3.1092 | 4.0452 | 4.5141 | 4.7473 | 5.1476 | 4.8768 | 4.0868 | 4.1204 | 3.9271
2032-04-16 | 3.3031 | 3.0926 | 3.0148 | 2.8972 | 2.8756 | 3.2738 | 3.4182 | 3.5964 | 3.8198 | 3.3458 | 2.6653 | 2.3404 | 2.5733 | 2.2901 | 1.8281 | 2.1246 | 3.0439 | 3.9025 | 3.9832 | 4.369 | 4.2722 | 3.755 | 3.6816 | 3.4727
2032-04-17 | 3.2371 | 2.9196 | 2.8119 | 2.7863 | 2.8213 | 2.9314 | 3.3785 | 2.9095 | 2.4995 | 2.4081 | 1.9407 | 1.5171 | 1.6913 | 1.4879 | 1.8029 | 2.0219 | 2.8039 | 3.0168 | 4.029 | 4.6872 | 4.3787 | 3.5913 | 3.6451 | 3.6313
2032-04-18 | 3.0665 | 2.9815 | 3.042 | 3.0258 | 2.9069 | 2.8989 | 2.6969 | 2.6918 | 2.6737 | 2.2531 | 1.9378 | 1.739 | 1.9635 | 1.7348 | 1.6956 | 2.1394 | 2.7032 | 3.7033 | 4.3416 | 5.0611 | 4.7466 | 3.9179 | 3.5493 | 3.4438
2032-04-19 | 3.1211 | 2.8292 | 2.7869 | 2.7457 | 2.8194 | 3.279 | 3.9608 | 3.3352 | 3.3435 | 3.2869 | 2.9618 | 2.3957 | 2.3203 | 2.2721 | 2.3327 | 2.6286 | 3.2742 | 4.0862 | 4.6996 | 5.1657 | 4.6723 | 3.9755 | 3.5689 | 3.1967
2032-04-20 | 3.0716 | 3.1627 | 2.8922 | 2.8019 | 2.8226 | 2.9481 | 3.5077 | 2.9965 | 3.1354 | 2.4543 | 2.2847 | 2.3211 | 1.9999 | 2.0278 | 2.7593 | 2.5412 | 2.7849 | 3.652 | 4.5898 | 4.9524 | 4.5582 | 3.7857 | 3.3906 | 3.0948
2032-04-21 | 2.9227 | 2.9002 | 2.9654 | 2.8149 | 2.8337 | 3.1994 | 3.7096 | 3.4004 | 3.1649 | 2.6917 | 2.3481 | 1.9782 | 1.9701 | 2.1004 | 2.1659 | 2.1664 | 2.9411 | 4.0223 | 4.6327 | 5.1589 | 4.6706 | 3.6514 | 3.129 | 2.8748
2032-04-22 | 2.9012 | 2.8516 | 2.6259 | 2.6991 | 2.8123 | 2.8283 | 3.1518 | 3.1526 | 3.1123 | 2.8679 | 2.4485 | 2.2389 | 1.9049 | 2.2979 | 2.2182 | 2.7803 | 3.9095 | 4.0943 | 4.6778 | 5.1702 | 4.8431 | 4.0032 | 3.3329 | 3.0149
2032-04-23 | 3.0333 | 2.9321 | 2.795 | 2.7395 | 2.7946 | 3.0447 | 3.712 | 3.6051 | 3.5972 | 3.6436 | 3.2937 | 3.0545 | 2.6702 | 2.589 | 2.869 | 3.1659 | 3.3225 | 3.5417 | 4.422 | 4.7511 | 4.0961 | 3.8606 | 3.8873 | 3.1159
2032-04-24 | 2.9377 | 2.9523 | 2.8237 | 2.8115 | 2.8434 | 3.1792 | 2.9644 | 3.1582 | 2.985 | 2.6615 | 2.5617 | 2.1327 | 1.9929 | 2.1441 | 1.9148 | 1.9432 | 2.3277 | 3.282 | 4.0957 | 3.7888 | 3.5689 | 3.6215 | 3.2436 | 2.88
2032-04-25 | 2.8186 | 2.9332 | 2.7429 | 2.6693 | 2.7396 | 2.861 | 2.9441 | 2.6628 | 2.2607 | 2.2537 | 1.9279 | 1.4385 | 1.4985 | 1.7433 | 1.6765 | 1.9499 | 2.4231 | 3.2105 | 3.7622 | 4.1781 | 4.1141 | 3.743 | 3.1468 | 2.8884
2032-04-26 | 2.974 | 2.816 | 2.7519 | 2.7466 | 2.8192 | 3.2208 | 3.4405 | 3.3733 | 3.5671 | 2.6006 | 2.3475 | 2.2974 | 2.2531 | 2.1781 | 2.2676 | 2.5078 | 2.5645 | 3.2143 | 4.4244 | 4.6585 | 4.3001 | 4.2473 | 3.9407 | 3.1275
2032-04-27 | 3.0797 | 3.0867 | 2.8614 | 2.8594 | 2.883 | 3.1007 | 3.5322 | 2.7561 | 2.5524 | 2.3467 | 2.174 | 1.9266 | 1.9117 | 1.9766 | 2.2249 | 2.7947 | 3.6546 | 4.0919 | 4.4017 | 4.8625 | 4.3448 | 3.7674 | 3.325 | 3.0923
2032-04-28 | 3.0787 | 2.9214 | 2.8103 | 2.7553 | 2.8374 | 3.0739 | 3.7713 | 4.0943 | 4.0991 | 3.8951 | 3.1476 | 3.5403 | 3.4688 | 3.2921 | 3.772 | 3.8102 | 3.8514 | 4.199 | 4.8552 | 5.0914 | 4.3168 | 3.6675 | 3.9429 | 3.2286
2032-04-29 | 2.9473 | 3.0703 | 2.7786 | 2.5742 | 2.6381 | 2.9398 | 3.5489 | 3.2646 | 3.4358 | 3.0613 | 2.4091 | 2.588 | 3.0792 | 3.2941 | 3.1727 | 3.4937 | 3.5098 | 4.5021 | 4.7574 | 4.9062 | 4.6944 | 4.4529 | 4.0306 | 3.3606
2032-04-30 | 3.1085 | 2.9509 | 3.047 | 3.0507 | 3.0476 | 3.472 | 4.2655 | 4.1949 | 3.5444 | 2.8617 | 3.4304 | 3.2825 | 3.0165 | 2.3169 | 2.8123 | 3.6044 | 3.7052 | 4.0195 | 4.8994 | 4.8418 | 4.3705 | 4.399 | 4.2287 | 3.4992
2032-05-01 | 3.0945 | 2.9683 | 2.7235 | 2.5861 | 2.5483 | 2.7714 | 2.7579 | 2.6106 | 2.4098 | 2.4619 | 2.3409 | 2.21 | 2.1654 | 2.1621 | 2.0466 | 2.0402 | 2.7006 | 3.6484 | 4.2934 | 4.1651 | 4.0415 | 3.9554 | 3.575 | 3.0142
2032-05-02 | 2.8424 | 2.9107 | 2.8321 | 2.7144 | 2.7424 | 2.7566 | 2.7364 | 2.5781 | 2.3023 | 2.0092 | 1.8042 | 1.5341 | 1.2008 | 1.4467 | 1.6316 | 1.9338 | 2.1562 | 2.8264 | 4.1354 | 4.6811 | 4.2299 | 3.4742 | 3.5328 | 3.031
2032-05-03 | 2.8255 | 2.7974 | 2.8571 | 2.6951 | 2.7779 | 3.1471 | 4.1419 | 3.497 | 2.842 | 2.608 | 2.3022 | 2.1446 | 2.2972 | 2.1016 | 2.0293 | 2.1531 | 2.7147 | 3.6787 | 4.1829 | 4.7479 | 4.4272 | 3.9133 | 3.2151 | 3.0272
2032-05-04 | 2.9417 | 2.7191 | 2.4967 | 2.5447 | 2.7497 | 2.7587 | 3.1571 | 3.167 | 3.5135 | 3.3381 | 2.8737 | 3.565 | 3.1982 | 3.6408 | 3.2025 | 2.9131 | 3.4026 | 3.9687 | 4.5955 | 5.1703 | 4.787 | 4.1676 | 3.7555 | 3.6428
2032-05-05 | 2.9797 | 2.8623 | 2.7908 | 2.7856 | 2.7676 | 3.0854 | 3.8957 | 3.8245 | 3.1644 | 2.714 | 2.2242 | 1.9503 | 1.8743 | 1.8933 | 2.1398 | 2.2347 | 2.7358 | 3.724 | 4.7004 | 5.1973 | 5.0715 | 4.2983 | 3.7278 | 3.2207
2032-05-06 | 3.0102 | 3.0756 | 2.8659 | 2.7887 | 2.8051 | 3.1748 | 3.9803 | 3.4847 | 3.1652 | 2.6615 | 2.536 | 2.4416 | 2.3052 | 2.251 | 2.5593 | 2.7282 | 3.4084 | 4.3628 | 5.076 | 5.2461 | 5.0146 | 4.397 | 3.9238 | 3.4726
2032-05-07 | 3.1596 | 3.0251 | 3.0107 | 3.1036 | 3.1776 | 3.3829 | 3.8091 | 3.6981 | 3.4519 | 2.8767 | 2.4169 | 2.3189 | 2.6185 | 2.7595 | 3.0514 | 3.0761 | 3.3141 | 3.5456 | 4.4177 | 5.0707 | 4.6871 | 4.02 | 3.7633 | 3.6392
2032-05-08 | 3.0747 | 2.9507 | 3.0633 | 2.8275 | 2.7994 | 2.8966 | 2.8967 | 2.982 | 2.2654 | 1.8 | 1.5095 | 1.2941 | 1.3116 | 1.4199 | 1.9114 | 2.1237 | 2.562 | 3.6123 | 4.342 | 4.8157 | 4.2433 | 3.6569 | 3.6093 | 3.2232
2032-05-09 | 3.0989 | 3.0542 | 2.8167 | 2.7925 | 2.7864 | 2.8103 | 3.0908 | 2.8792 | 2.4271 | 2.1153 | 1.9375 | 1.8054 | 1.7072 | 1.7257 | 1.7887 | 1.9407 | 2.5887 | 3.7478 | 4.4924 | 4.8802 | 4.2721 | 3.7579 | 3.6531 | 3.2944
2032-05-10 | 3.113 | 2.9363 | 2.7608 | 2.702 | 2.6309 | 2.8646 | 3.2075 | 2.9992 | 3.1978 | 2.9383 | 2.5913 | 2.5298 | 2.3718 | 2.2438 | 2.3799 | 2.5975 | 3.8964 | 4.4953 | 4.9226 | 4.6946 | 4.0449 | 3.5211 | 3.6997 | 3.2079
2032-05-11 | 2.8279 | 2.9394 | 2.8683 | 2.7336 | 2.7762 | 2.9686 | 3.9851 | 3.7275 | 3.136 | 3.0396 | 2.4606 | 2.031 | 1.8682 | 2.0187 | 1.9117 | 2.1674 | 3.4622 | 4.3423 | 4.5411 | 4.7843 | 4.6209 | 4.0868 | 3.4914 | 3.5106
2032-05-12 | 3.0051 | 2.8032 | 2.7566 | 2.7046 | 2.8072 | 2.9917 | 3.0956 | 2.6557 | 2.4965 | 2.2271 | 2.102 | 1.9472 | 1.8573 | 1.8793 | 2.008 | 2.2656 | 3.0617 | 4.1377 | 4.811 | 5.2097 | 5.1591 | 4.6583 | 3.8837 | 3.4134
2032-05-13 | 3.0363 | 3.1835 | 2.9084 | 2.733 | 2.7902 | 3.2057 | 4.1016 | 3.8716 | 3.4148 | 3.2974 | 2.6829 | 2.7523 | 3.0192 | 2.9693 | 3.5242 | 3.7565 | 4.3555 | 4.6057 | 4.9932 | 5.2163 | 4.8968 | 4.4471 | 3.7473 | 3.2755
2032-05-14 | 3.1244 | 3.0029 | 2.9299 | 2.8545 | 2.8199 | 2.8901 | 3.2951 | 3.4941 | 3.1867 | 2.5226 | 1.988 | 1.8803 | 1.8981 | 1.8877 | 2.0434 | 2.5556 | 3.0517 | 3.4258 | 4.3326 | 4.7495 | 4.1086 | 4.0633 | 4.118 | 3.5479
2032-05-15 | 3.1074 | 2.7911 | 2.7272 | 2.7097 | 2.7464 | 2.9879 | 3.0095 | 2.5377 | 2.1991 | 1.8132 | 1.53 | 1.2204 | 1.2562 | 1.5542 | 1.3243 | 1.6941 | 2.503 | 3.0079 | 3.6609 | 4.4721 | 4.0888 | 3.6456 | 3.413 | 3.3343
2032-05-16 | 3.0444 | 2.8017 | 2.766 | 2.851 | 2.6688 | 2.4832 | 2.4554 | 2.3144 | 2.1496 | 1.6768 | 1.325 | 1.077 | 1.2383 | 1.4781 | 1.4162 | 1.8593 | 2.6564 | 3.9626 | 4.8107 | 4.9125 | 4.5001 | 3.7017 | 3.3616 | 2.994
2032-05-17 | 2.9567 | 2.9275 | 2.7155 | 2.6982 | 2.7329 | 3.0305 | 3.6545 | 3.5111 | 2.9905 | 2.4698 | 2.1845 | 2.1112 | 1.9694 | 2.4845 | 2.3382 | 2.4367 | 3.6118 | 4.2249 | 4.6377 | 4.9743 | 4.5473 | 3.6264 | 3.4132 | 2.9957
2032-05-18 | 3.0283 | 2.9674 | 2.7506 | 2.7794 | 3.0126 | 3.1727 | 3.4096 | 3.2789 | 3.2262 | 2.5155 | 2.2249 | 2.3408 | 2.1453 | 2.5087 | 2.1702 | 2.8387 | 3.3669 | 3.9228 | 4.7494 | 5.1687 | 4.7981 | 4.0596 | 3.8538 | 3.5598
2032-05-19 | 2.9763 | 2.8635 | 2.8294 | 2.8434 | 3.1122 | 3.2686 | 3.7301 | 3.5846 | 3.3924 | 2.84 | 2.7403 | 2.8306 | 2.3968 | 2.1096 | 2.2066 | 2.6907 | 3.1281 | 3.6953 | 4.7482 | 5.1589 | 4.9652 | 4.1397 | 3.9467 | 3.7589
2032-05-20 | 3.0564 | 2.9713 | 3.0065 | 2.6604 | 2.7247 | 2.9056 | 3.3582 | 3.1513 | 2.6678 | 2.3737 | 2.0428 | 1.9873 | 1.8692 | 1.9601 | 1.9065 | 2.2645 | 3.1008 | 3.8804 | 4.5221 | 4.8045 | 4.4264 | 3.8785 | 3.7356 | 3.4849
2032-05-21 | 3.1575 | 2.9964 | 2.8952 | 2.7463 | 2.8174 | 2.8121 | 2.9855 | 2.6503 | 2.5264 | 2.3128 | 1.9466 | 1.9858 | 1.8038 | 1.7452 | 1.6925 | 2.261 | 2.8943 | 4.0065 | 4.3103 | 4.3833 | 3.9271 | 3.621 | 3.5377 | 3.264
2032-05-22 | 3.2718 | 3.0159 | 2.7966 | 2.8131 | 2.9463 | 2.7779 | 2.6695 | 2.4465 | 2.4898 | 2.1599 | 1.6952 | 1.7858 | 1.7032 | 1.6514 | 1.7298 | 2.2626 | 2.7993 | 3.4089 | 4.0858 | 4.4976 | 4.2059 | 3.5015 | 3.6803 | 3.4398
2032-05-23 | 2.9593 | 2.9023 | 3.0163 | 2.7983 | 2.7269 | 2.767 | 2.7444 | 2.8509 | 2.2973 | 2.0272 | 1.8034 | 1.5987 | 1.8681 | 1.9239 | 2.0715 | 2.4066 | 2.9182 | 3.7694 | 4.3946 | 4.4901 | 4.1134 | 3.5393 | 3.3132 | 3.0199
2032-05-24 | 3.06 | 2.995 | 2.7568 | 2.7166 | 2.8625 | 2.8988 | 2.9462 | 2.6044 | 2.2839 | 2.1175 | 1.9585 | 1.884 | 1.8052 | 1.8035 | 1.7724 | 2.5357 | 2.8632 | 3.4363 | 4.5289 | 5.0136 | 4.6754 | 4.1435 | 3.5671 | 3.3624
2032-05-25 | 3.1716 | 2.8407 | 2.8457 | 2.9886 | 2.8253 | 3.1835 | 3.6871 | 4.0168 | 4.4753 | 4.0198 | 3.7749 | 3.5735 | 3.3772 | 3.3487 | 3.9125 | 4.6486 | 4.773 | 4.6363 | 5.1949 | 5.2324 | 4.5596 | 4.7411 | 4.5196 | 3.8168
2032-05-26 | 3.4933 | 3.3108 | 3.2934 | 3.4128 | 3.0646 | 3.3721 | 4.0416 | 3.5404 | 2.7623 | 2.4645 | 2.2297 | 2.184 | 1.9899 | 1.9685 | 2.1406 | 2.5041 | 3.0627 | 4.0725 | 4.8766 | 5.2159 | 5.0961 | 4.8082 | 4.2531 | 3.8453
2032-05-27 | 3.687 | 3.3033 | 3.059 | 3.1178 | 3.2429 | 3.2493 | 3.7303 | 3.5017 | 3.4865 | 2.7906 | 2.6441 | 2.3247 | 2.0063 | 2.2716 | 2.808 | 3.0103 | 3.4905 | 3.7138 | 4.6818 | 5.1025 | 4.9048 | 4.3105 | 3.92 | 3.5194
2032-05-28 | 3.4887 | 3.3082 | 3.2332 | 3.1752 | 3.1837 | 3.5334 | 3.8923 | 3.8569 | 3.7334 | 2.8469 | 3.0993 | 2.2112 | 2.3499 | 2.621 | 2.9376 | 2.2949 | 2.9832 | 3.9368 | 4.0575 | 4.459 | 4.0416 | 3.926 | 3.9704 | 3.8652
2032-05-29 | 3.479 | 3.1423 | 2.8554 | 2.8186 | 2.8521 | 2.9308 | 2.867 | 2.529 | 2.1786 | 1.7736 | 1.4963 | 1.0067 | 1.142 | 1.2664 | 1.4069 | 1.5949 | 2.3786 | 3.3391 | 4.1369 | 4.6199 | 4.143 | 3.8309 | 3.741 | 3.4233
2032-05-30 | 3.567 | 3.2726 | 2.9421 | 2.8712 | 2.7907 | 2.8981 | 2.7293 | 2.5658 | 2.4456 | 2.1924 | 1.979 | 1.6694 | 1.8047 | 1.7178 | 1.5858 | 2.041 | 2.5992 | 3.2539 | 4.4049 | 4.9814 | 4.7651 | 4.6838 | 4.0401 | 3.7848
2032-05-31 | 3.388 | 3.0997 | 3.1093 | 3.1677 | 2.8476 | 3.0853 | 3.2245 | 3.5222 | 3.1567 | 2.9385 | 2.5943 | 2.2864 | 2.2293 | 2.3972 | 2.7918 | 3.3893 | 4.137 | 4.1381 | 4.4436 | 5.178 | 4.9633 | 4.7437 | 4.1799 | 3.9085
2032-06-01 | 3.5486 | 3.1135 | 3.0288 | 3.175 | 3.0613 | 3.2104 | 3.5881 | 3.9201 | 3.8625 | 3.3003 | 2.9881 | 2.9651 | 2.4051 | 2.468 | 2.2747 | 3.2801 | 3.6989 | 4.0656 | 4.8202 | 5.1562 | 4.8781 | 4.1853 | 3.9386 | 3.7709
2032-06-02 | 3.1023 | 3.064 | 3.0323 | 2.9958 | 3.0691 | 3.4087 | 3.7039 | 3.5769 | 2.5476 | 2.179 | 2.4066 | 2.4239 | 2.3833 | 2.2359 | 1.9676 | 2.2479 | 3.1368 | 3.8194 | 4.6111 | 5.1404 | 4.9164 | 4.6626 | 3.9615 | 3.6715
2032-06-03 | 3.4397 | 3.1358 | 3.013 | 3.0512 | 3.0215 | 3.0523 | 3.2676 | 3.1028 | 2.9183 | 2.6936 | 2.4033 | 2.5207 | 2.2123 | 2.1531 | 2.1645 | 2.6793 | 3.324 | 3.7862 | 4.5191 | 4.8364 | 4.6796 | 3.9755 | 3.5615 | 3.1642
2032-06-04 | 3.0618 | 2.9858 | 2.8749 | 2.8414 | 2.8279 | 2.8602 | 3.3555 | 3.6186 | 3.2277 | 2.8714 | 2.6381 | 2.4191 | 2.7916 | 2.8871 | 2.628 | 2.7839 | 3.3824 | 3.929 | 4.4157 | 4.7266 | 4.5041 | 3.9711 | 3.8901 | 3.5335
2032-06-05 | 3.4035 | 3.1604 | 2.9874 | 3.0098 | 3.0208 | 2.8905 | 2.7728 | 2.7911 | 2.5085 | 2.09 | 1.5295 | 1.5918 | 2.0942 | 1.9662 | 1.9236 | 1.9471 | 2.4486 | 3.1482 | 4.0721 | 4.4283 | 4.3386 | 4.2094 | 3.6029 | 3.3539
2032-06-06 | 3.2501 | 3.2367 | 2.9853 | 2.9412 | 2.8556 | 2.8274 | 2.7565 | 2.7501 | 2.454 | 2.0468 | 1.74 | 1.5811 | 1.6064 | 1.7909 | 1.6921 | 1.783 | 2.2459 | 2.8483 | 4.22 | 4.9825 | 4.6924 | 4.1602 | 3.8338 | 3.4096
2032-06-07 | 3.351 | 3.0372 | 2.9338 | 2.9033 | 2.9255 | 2.9246 | 2.9501 | 3.0458 | 2.6896 | 2.5283 | 2.3529 | 1.8262 | 1.6322 | 1.6623 | 1.721 | 2.2732 | 2.4296 | 3.6962 | 4.3883 | 4.9083 | 4.8373 | 4.1985 | 3.6311 | 3.4784
2032-06-08 | 3.2699 | 2.9855 | 2.9567 | 3.1123 | 2.901 | 2.9415 | 3.1864 | 3.4121 | 2.8437 | 2.7261 | 2.4039 | 2.1671 | 2.2178 | 2.2984 | 1.9889 | 2.7195 | 3.8271 | 4.3548 | 4.9195 | 5.2224 | 5.2063 | 4.6268 | 4.0799 | 3.5981
2032-06-09 | 3.264 | 3.148 | 3.2927 | 3.0293 | 2.9637 | 3.1214 | 3.847 | 3.8774 | 3.1843 | 2.9118 | 2.708 | 2.2611 | 2.2676 | 2.9608 | 2.8935 | 2.7712 | 3.6033 | 4.3718 | 4.7916 | 5.214 | 5.1413 | 4.5544 | 4.152 | 3.9843
2032-06-10 | 3.8019 | 3.5404 | 3.1926 | 3.0932 | 2.9687 | 3.4143 | 3.3692 | 3.2104 | 3.3169 | 2.9079 | 4.017 | 3.8188 | 2.7241 | 2.4811 | 2.7578 | 3.1759 | 3.635 | 4.4163 | 4.8319 | 5.2256 | 5.0647 | 4.6636 | 3.7946 | 3.3693
2032-06-11 | 3.0907 | 3.0483 | 3.0971 | 2.9576 | 2.963 | 3.0104 | 3.7014 | 3.8393 | 3.3156 | 2.7682 | 2.5566 | 2.1612 | 2.3649 | 2.5473 | 2.4311 | 2.6652 | 3.0089 | 3.7935 | 4.6766 | 4.9213 | 4.895 | 4.5714 | 4.0136 | 3.8673
2032-06-12 | 3.4595 | 3.1137 | 3.003 | 3.1101 | 2.9741 | 2.944 | 2.8768 | 2.7733 | 2.4678 | 2.1717 | 2.1182 | 2.1472 | 2.0573 | 2.1753 | 2.1805 | 2.2899 | 2.5681 | 3.6119 | 4.4615 | 4.5525 | 4.4076 | 4.054 | 3.4809 | 3.1813
2032-06-13 | 3.1408 | 3.015 | 2.9068 | 2.878 | 2.9722 | 2.8825 | 2.9085 | 2.7939 | 2.4913 | 2.2126 | 2.0002 | 1.681 | 1.7684 | 1.8142 | 2.3329 | 2.3451 | 2.5584 | 2.9138 | 3.8696 | 4.4377 | 4.4745 | 3.7146 | 3.38 | 3.1404
2032-06-14 | 3.112 | 2.9505 | 2.8176 | 2.748 | 2.8745 | 3.0025 | 3.1252 | 3.2796 | 3.3141 | 2.701 | 2.3913 | 2.2513 | 2.3352 | 2.3781 | 2.39 | 2.7865 | 3.6271 | 3.8027 | 4.5878 | 4.9611 | 5.2227 | 4.8581 | 4.486 | 3.955
2032-06-15 | 3.3743 | 3.0331 | 3.0104 | 2.984 | 3.0189 | 3.1469 | 3.3524 | 3.6449 | 3.1073 | 2.7012 | 2.6144 | 2.5056 | 2.2889 | 2.1479 | 2.275 | 2.7303 | 3.0126 | 3.8824 | 4.7703 | 5.1572 | 5.2234 | 4.6991 | 4.831 | 4.5146
2032-06-16 | 4.3457 | 3.8125 | 3.453 | 3.4375 | 3.5786 | 3.7013 | 3.0121 | 3.1829 | 3.4313 | 3.0843 | 2.5508 | 2.4484 | 2.1435 | 2.1287 | 1.9804 | 2.2605 | 3.0642 | 4.3887 | 4.8783 | 5.2176 | 5.1486 | 4.8803 | 4.2418 | 3.6531
2032-06-17 | 4.5249 | 4.5067 | 4.0139 | 3.8315 | 3.6363 | 4.3023 | 3.3553 | 3.2229 | 3.3338 | 2.7031 | 2.3998 | 2.3022 | 2.1655 | 2.0946 | 2.1598 | 2.653 | 2.9368 | 3.5487 | 4.4817 | 4.9839 | 4.8943 | 4.5185 | 4.5269 | 4.6975
2032-06-18 | 4.4339 | 3.701 | 3.5577 | 3.6077 | 3.8739 | 3.6518 | 3.2618 | 3.4917 | 3.3503 | 2.9624 | 2.8031 | 2.4398 | 2.4204 | 2.3618 | 2.2899 | 2.7687 | 2.8058 | 3.3577 | 4.0638 | 4.4476 | 4.4099 | 4.4394 | 3.9889 | 3.5013
2032-06-19 | 3.2189 | 3.348 | 3.2015 | 2.9903 | 2.8771 | 2.9516 | 2.8699 | 2.7593 | 2.378 | 1.9805 | 1.72 | 1.3361 | 1.5196 | 1.5831 | 1.3104 | 1.7089 | 2.3564 | 2.882 | 3.6774 | 4.249 | 4.2167 | 4.0318 | 4.1693 | 4.1586
2032-06-20 | 4.2428 | 3.8613 | 3.5098 | 3.4055 | 3.378 | 3.6244 | 2.76 | 2.7113 | 2.4531 | 2.0677 | 1.8235 | 1.9154 | 1.9068 | 1.9461 | 2.1098 | 1.7663 | 2.3368 | 3.1205 | 4.0717 | 4.7453 | 4.6127 | 3.9724 | 4.2778 | 4.562
2032-06-21 | 3.5572 | 2.9877 | 2.9 | 2.8877 | 2.873 | 3.2382 | 3.2351 | 3.3817 | 3.5842 | 2.9641 | 2.4863 | 2.5371 | 2.6899 | 2.3117 | 2.1722 | 2.4109 | 2.9183 | 4.1725 | 5.0226 | 5.2235 | 5.1316 | 4.7254 | 4.7918 | 4.8712
2032-06-22 | 4.4026 | 3.8884 | 3.9901 | 3.9766 | 3.7 | 4.0803 | 3.6679 | 4.2218 | 3.8451 | 3.1962 | 2.7355 | 2.7166 | 2.7548 | 2.4959 | 2.3573 | 2.5378 | 1.736 | 2.6954 | 3.3702 | 4.6115 | 5.206 | 4.4922 | 4.0026 | 3.2761
2032-06-23 | 3.0047 | 2.9179 | 2.85 | 2.811 | 2.8093 | 2.9184 | 3.0189 | 2.983 | 2.6068 | 2.3269 | 2.1886 | 2.1868 | 2.128 | 2.0517 | 2.0241 | 2.2152 | 3.315 | 4.1267 | 5.0834 | 5.2244 | 5.2213 | 5.0226 | 4.8363 | 4.1011
2032-06-24 | 3.6201 | 3.3101 | 3.1871 | 3.131 | 3.1667 | 3.298 | 3.373 | 4.1693 | 3.6965 | 3.2352 | 3.0917 | 3.0489 | 2.8259 | 2.6467 | 3.0324 | 3.3802 | 3.4166 | 4.0621 | 4.6851 | 5.1178 | 4.9895 | 4.6381 | 4.4322 | 3.6641
2032-06-25 | 3.1619 | 3.0328 | 2.9588 | 2.9711 | 3.0334 | 2.8764 | 2.8665 | 3.038 | 2.8305 | 2.4907 | 2.1329 | 2.2662 | 2.4429 | 2.2133 | 2.1676 | 2.7702 | 3.2514 | 3.7133 | 4.1539 | 4.6829 | 4.7748 | 4.4251 | 4.1111 | 3.3894
2032-06-26 | 3.2673 | 3.2303 | 2.9426 | 2.916 | 2.8251 | 2.9112 | 2.9308 | 2.6269 | 2.3207 | 2.1264 | 1.8715 | 1.5153 | 1.7328 | 1.9885 | 1.9605 | 1.9101 | 2.2524 | 3.1523 | 3.9749 | 4.2857 | 4.3828 | 4.0305 | 3.6934 | 3.2249
2032-06-27 | 3.2302 | 3.1275 | 2.9432 | 2.9152 | 2.8524 | 2.9744 | 2.6801 | 2.6169 | 2.5424 | 2.3659 | 2.1925 | 1.771 | 1.8553 | 1.7433 | 1.8175 | 1.999 | 2.3629 | 3.0004 | 4.1666 | 4.4454 | 4.2309 | 3.8876 | 3.9347 | 3.2591
2032-06-28 | 2.9586 | 2.9556 | 2.9883 | 2.8307 | 2.8613 | 2.9361 | 3.2283 | 3.5285 | 3.2596 | 2.7658 | 2.3242 | 2.1904 | 2.1003 | 2.3061 | 2.6965 | 3.0808 | 3.8745 | 4.7662 | 5.0822 | 5.2144 | 5.1996 | 4.9728 | 4.2244 | 3.6464
2032-06-29 | 3.4211 | 3.3972 | 3.219 | 3.1185 | 3.0526 | 3.371 | 3.4253 | 3.5298 | 3.7014 | 3.072 | 2.393 | 2.0813 | 2.1933 | 2.3454 | 2.3686 | 2.6306 | 3.2414 | 4.0799 | 4.6944 | 5.0433 | 5.0379 | 5.2562 | 4.9887 | 4.5955
2032-06-30 | 4.2246 | 4.3994 | 3.7308 | 3.7152 | 3.4006 | 3.5788 | 3.6483 | 3.1377 | 2.837 | 2.4518 | 2.1897 | 1.994 | 2.2949 | 2.1244 | 2.0057 | 2.3833 | 3.5082 | 4.0958 | 4.2824 | 4.5561 | 4.4855 | 5.0594 | 5.1726 | 4.7624
2032-07-01 | 4.1919 | 3.8136 | 3.4819 | 3.4988 | 3.5 | 3.9956 | 3.7475 | 3.2381 | 2.9997 | 2.6177 | 2.4396 | 2.3122 | 2.3608 | 2.2936 | 2.7313 | 2.701 | 3.2626 | 4.0545 | 4.7806 | 5.0417 | 4.8858 | 4.8573 | 4.7674 | 4.3868
2032-07-02 | 4.2422 | 4.0001 | 3.6167 | 3.6573 | 3.6823 | 3.5846 | 3.8034 | 3.6059 | 3.3452 | 3.0339 | 2.3279 | 2.2062 | 2.1288 | 2.1005 | 2.266 | 2.3936 | 2.9804 | 3.4929 | 3.5779 | 4.4451 | 4.3961 | 5.0464 | 4.7644 | 4.3815
2032-07-03 | 4.0613 | 3.7532 | 3.3886 | 3.38 | 3.5475 | 3.4133 | 3.0521 | 2.9164 | 2.6144 | 2.3219 | 2.2668 | 2.1643 | 2.2048 | 2.129 | 2.0016 | 2.2168 | 2.5937 | 2.8017 | 3.5948 | 3.9186 | 3.8402 | 3.442 | 3.198 | 3.0682
2032-07-04 | 3.0324 | 3.0622 | 2.883 | 2.8524 | 2.7199 | 2.8725 | 2.5676 | 2.4038 | 2.2479 | 1.9413 | 1.627 | 1.7679 | 1.5698 | 1.4348 | 1.7473 | 1.725 | 2.1485 | 2.8732 | 3.6531 | 4.2818 | 3.8402 | 3.651 | 3.4552 | 3.0353
2032-07-05 | 2.9271 | 2.948 | 2.8692 | 2.7807 | 2.9256 | 3.019 | 2.9344 | 3.0504 | 2.8554 | 2.5397 | 2.0936 | 1.8629 | 1.7693 | 2.0424 | 2.316 | 2.2395 | 2.7684 | 3.8862 | 4.5664 | 4.9386 | 4.7756 | 4.9714 | 4.7719 | 4.7251
2032-07-06 | 4.2679 | 3.8861 | 3.312 | 3.289 | 3.2724 | 3.4481 | 4.046 | 3.5129 | 3.1017 | 2.5736 | 2.613 | 2.5242 | 2.2085 | 2.6715 | 2.9815 | 2.7377 | 2.9102 | 3.8931 | 4.2426 | 4.7524 | 4.582 | 5.1512 | 4.602 | 4.1037
2032-07-07 | 3.7695 | 3.8007 | 3.61 | 3.4338 | 3.2949 | 3.6104 | 3.8212 | 3.1389 | 2.7529 | 2.4483 | 2.3055 | 2.3172 | 2.1762 | 2.5281 | 2.6882 | 2.7659 | 2.7922 | 3.2261 | 3.973 | 4.84 | 4.7292 | 5.1984 | 4.9667 | 4.2356
2032-07-08 | 4.2427 | 4.0436 | 3.6134 | 3.542 | 3.6642 | 3.848 | 3.8665 | 3.289 | 3.1177 | 2.6617 | 2.4314 | 2.4218 | 2.8881 | 2.5362 | 2.4309 | 2.4271 | 2.8855 | 3.7797 | 4.3245 | 4.7815 | 4.5663 | 4.8911 | 4.8233 | 4.2821
2032-07-09 | 4.0677 | 4.1722 | 3.698 | 3.4589 | 3.212 | 3.3936 | 3.4156 | 2.9324 | 2.9816 | 2.7756 | 2.6585 | 2.3998 | 2.1713 | 2.1541 | 1.9818 | 2.4147 | 3.0265 | 3.4214 | 4.0409 | 4.636 | 4.0425 | 4.7815 | 5.2674 | 4.4863
2032-07-10 | 4.061 | 4.0115 | 3.6235 | 3.4714 | 3.5421 | 3.5537 | 3.2235 | 2.9198 | 2.7306 | 2.5478 | 2.1976 | 1.955 | 1.9858 | 2.1048 | 2.0346 | 2.0924 | 2.5629 | 2.8589 | 3.3319 | 4.1055 | 4.2818 | 4.7815 | 5.0431 | 4.5626
2032-07-11 | 3.3108 | 3.0784 | 3.2193 | 3.0236 | 2.8582 | 2.8572 | 2.9253 | 2.8079 | 2.4581 | 2.3381 | 2.1846 | 1.4714 | 1.651 | 1.7589 | 2.105 | 2.2157 | 2.6803 | 3.3077 | 3.9524 | 4.5409 | 3.9817 | 3.5198 | 3.7052 | 3.4122
2032-07-12 | 3.2175 | 2.9683 | 2.9496 | 3.0665 | 2.9838 | 3.0241 | 3.1764 | 3.6771 | 3.4385 | 2.7344 | 2.3542 | 2.3063 | 2.2483 | 2.1423 | 2.3304 | 2.5878 | 2.7844 | 3.702 | 4.5956 | 5.0264 | 4.8899 | 5.1851 | 4.9615 | 4.6539
2032-07-13 | 4.3805 | 3.8174 | 3.9428 | 4.0611 | 3.5478 | 3.7861 | 4.0439 | 3.7388 | 3.2908 | 3.1712 | 2.5722 | 2.4233 | 2.4747 | 2.618 | 2.7405 | 2.5154 | 3.3565 | 4.1392 | 4.5438 | 5.0726 | 4.8541 | 4.9868 | 4.9367 | 4.4069
2032-07-14 | 3.9447 | 4.1513 | 3.8607 | 3.695 | 3.523 | 3.9543 | 4.0408 | 3.3025 | 3.4457 | 2.7768 | 2.4726 | 2.3391 | 2.1027 | 2.1939 | 2.679 | 2.7534 | 3.3227 | 4.0055 | 4.5634 | 5.0036 | 4.7225 | 4.6464 | 4.6289 | 4.2883
2032-07-15 | 4.4106 | 4.1736 | 3.7268 | 3.6358 | 3.6801 | 3.6167 | 3.7579 | 3.2683 | 3.0471 | 2.7718 | 2.2678 | 2.3184 | 2.2393 | 2.0847 | 2.107 | 2.6226 | 2.8673 | 3.6126 | 4.1757 | 4.6267 | 4.6738 | 4.7491 | 5.2321 | 4.6642
2032-07-16 | 3.8804 | 3.5747 | 3.7067 | 3.881 | 3.3926 | 3.5972 | 4.0387 | 3.5493 | 3.0959 | 2.9102 | 2.6098 | 2.4028 | 2.4204 | 2.5749 | 2.639 | 2.5282 | 3.2457 | 3.3829 | 3.3125 | 3.9635 | 4.0902 | 4.4627 | 4.5617 | 4.5576
2032-07-17 | 3.9817 | 3.5291 | 3.7476 | 3.4695 | 3.2311 | 3.4803 | 3.6801 | 2.9742 | 2.5247 | 2.1271 | 1.6145 | 1.2226 | 1.1753 | 1.6408 | 2.0317 | 2.0811 | 2.4642 | 3.0309 | 3.3741 | 3.5879 | 3.948 | 4.5309 | 4.3712 | 4.6382
2032-07-18 | 3.546 | 3.228 | 2.9952 | 2.9256 | 2.7556 | 2.8065 | 2.9154 | 2.6861 | 2.3518 | 2.2004 | 1.9186 | 1.8985 | 1.7941 | 1.9269 | 2.1215 | 2.4166 | 2.8745 | 3.4412 | 4.4618 | 4.8367 | 4.3146 | 4.2484 | 4.4466 | 4.0681
2032-07-19 | 3.1636 | 2.9077 | 2.9606 | 3.0651 | 2.9586 | 3.016 | 3.0896 | 3.2848 | 2.7933 | 2.4306 | 2.4872 | 2.3457 | 2.3634 | 2.4089 | 2.3972 | 2.5665 | 3.7577 | 4.5826 | 4.9345 | 5.2869 | 4.6718 | 5.0785 | 5.0018 | 5.0505
2032-07-20 | 4.6819 | 4.3564 | 3.9369 | 3.8299 | 3.6413 | 4.2688 | 4.3109 | 3.5134 | 3.747 | 3.2065 | 2.6587 | 2.3013 | 2.5155 | 2.5255 | 2.6994 | 2.9213 | 3.5618 | 4.02 | 4.6912 | 4.8651 | 4.4957 | 5.3162 | 5.253 | 4.5118
2032-07-21 | 3.5772 | 3.4293 | 3.6902 | 3.9196 | 3.4128 | 3.7297 | 4.3372 | 3.6441 | 3.0936 | 2.7378 | 2.4049 | 2.5498 | 3.0001 | 2.9449 | 2.8326 | 2.8764 | 3.1982 | 3.9687 | 4.581 | 5.0705 | 4.9278 | 4.8909 | 4.795 | 4.3533
2032-07-22 | 4.2992 | 4.0985 | 3.6791 | 3.7765 | 3.7036 | 3.718 | 3.8521 | 3.7266 | 3.2613 | 2.8523 | 2.7332 | 2.7083 | 2.4158 | 2.2279 | 2.5957 | 2.7851 | 3.2515 | 3.4653 | 4.4631 | 5.0929 | 5.0132 | 5.1652 | 5.0688 | 4.5072
2032-07-23 | 4.3219 | 4.2475 | 3.7397 | 3.565 | 3.7526 | 4.0214 | 3.9591 | 3.5553 | 3.963 | 3.2062 | 2.8136 | 2.5362 | 2.4761 | 2.415 | 2.5183 | 3.0282 | 3.0783 | 3.8299 | 4.461 | 5.1195 | 4.8727 | 5.3133 | 5.3491 | 4.4199
2032-07-24 | 4.2124 | 4.4747 | 4.3162 | 3.841 | 3.4208 | 3.7915 | 3.7811 | 2.9547 | 2.5174 | 2.2615 | 1.9274 | 1.7956 | 1.9961 | 1.6934 | 1.6841 | 2.0319 | 2.5047 | 2.9886 | 3.4775 | 4.2815 | 4.1072 | 4.5639 | 4.4774 | 4.5428
2032-07-25 | 4.2054 | 3.7233 | 3.5766 | 3.4649 | 3.1188 | 3.0309 | 3.1306 | 2.7699 | 2.3241 | 2.0753 | 1.9078 | 1.6703 | 1.6749 | 1.8156 | 1.6773 | 2.0637 | 2.5319 | 3.1953 | 4.1629 | 4.8726 | 4.4961 | 3.6117 | 3.3408 | 3.3073
2032-07-26 | 3.225 | 3.0666 | 3.1739 | 3.9157 | 3.4649 | 3.5389 | 3.2662 | 3.5858 | 3.2695 | 3.1947 | 2.7958 | 2.406 | 2.3039 | 2.6765 | 2.9449 | 3.2543 | 3.6213 | 4.6495 | 5.0094 | 5.282 | 5.2771 | 5.3085 | 5.2246 | 5.0698
2032-07-27 | 4.6205 | 4.2308 | 3.853 | 3.9672 | 4.0223 | 4.0012 | 4.1767 | 3.6869 | 3.6788 | 3.1314 | 2.7981 | 2.5435 | 2.2165 | 2.2469 | 2.677 | 2.9234 | 3.5583 | 4.0262 | 4.8203 | 5.2283 | 4.994 | 5.2474 | 4.9488 | 4.719
2032-07-28 | 4.7154 | 4.11 | 3.9382 | 4.0603 | 3.9354 | 4.0376 | 4.3798 | 3.964 | 3.4897 | 2.7057 | 2.6298 | 2.1878 | 2.0822 | 1.9519 | 2.3519 | 2.4841 | 3.073 | 4.022 | 4.738 | 5.2355 | 5.0384 | 5.1982 | 5.0668 | 4.8522
2032-07-29 | 4.9309 | 4.6311 | 3.9995 | 3.7966 | 3.841 | 4.395 | 4.5559 | 4.4461 | 4.1365 | 3.3829 | 3.218 | 2.8328 | 2.415 | 2.325 | 2.3649 | 2.8345 | 3.1974 | 3.5941 | 4.6326 | 5.0384 | 4.4669 | 5.0448 | 4.7153 | 4.472
2032-07-30 | 4.3717 | 4.3791 | 3.8198 | 3.437 | 3.423 | 3.4592 | 3.4984 | 3.2848 | 3.2169 | 2.798 | 2.3784 | 2.2238 | 2.4026 | 2.3553 | 2.4148 | 3.0524 | 3.5508 | 3.7292 | 3.8476 | 4.3519 | 3.6796 | 4.1363 | 4.54 | 4.4987
2032-07-31 | 3.9743 | 3.299 | 2.9973 | 3.0266 | 2.878 | 2.8317 | 2.8179 | 3.0144 | 2.7044 | 2.02 | 1.908 | 1.8216 | 1.7506 | 2.0406 | 1.9454 | 2.3634 | 2.8235 | 3.3467 | 4.104 | 4.6616 | 4.3356 | 4.1935 | 4.6748 | 4.501
2032-08-01 | 4.1128 | 3.4083 | 3.276 | 3.2394 | 2.8818 | 2.9693 | 3.1178 | 3.0264 | 2.7139 | 2.2786 | 2.0481 | 1.9321 | 1.8133 | 1.9399 | 2.0221 | 2.0324 | 2.6067 | 3.4271 | 4.0912 | 4.9432 | 4.7073 | 4.147 | 3.5059 | 3.2651
2032-08-02 | 3.2111 | 3.2131 | 3.0348 | 3.0843 | 3.5039 | 3.9816 | 3.7947 | 3.2935 | 3.2174 | 2.8485 | 2.953 | 2.5329 | 2.5948 | 2.4118 | 2.5396 | 2.6617 | 3.5628 | 4.2131 | 4.5331 | 5.0413 | 4.6042 | 4.7812 | 4.7219 | 4.6882
2032-08-03 | 4.3461 | 4.2403 | 3.8861 | 4.0141 | 3.9563 | 4.0438 | 4.2217 | 3.7309 | 3.4817 | 3.0249 | 2.699 | 2.8427 | 2.5739 | 2.4303 | 2.5582 | 2.9072 | 3.3951 | 3.8541 | 4.7278 | 5.2109 | 4.7817 | 5.1863 | 5.2011 | 4.3885
2032-08-04 | 4.1008 | 4.3861 | 4.1133 | 3.8575 | 3.7808 | 4.2944 | 4.3656 | 3.6806 | 3.7239 | 3.1872 | 3.0487 | 2.9196 | 2.793 | 2.7194 | 2.7097 | 3.206 | 4.1138 | 4.1906 | 4.9306 | 5.4313 | 5.1485 | 5.3947 | 5.3963 | 5.0253
2032-08-05 | 4.4233 | 4.2942 | 4.1952 | 4.4672 | 4.2511 | 4.1471 | 4.3714 | 4.0654 | 3.8447 | 3.4276 | 3.192 | 2.9706 | 3.2936 | 3.6488 | 3.7437 | 3.6042 | 4.507 | 4.789 | 5.1919 | 5.2627 | 4.7609 | 4.9587 | 5.1366 | 4.2309
2032-08-06 | 3.9414 | 4.22 | 3.9924 | 4.0377 | 3.9071 | 4.5288 | 4.5889 | 3.8819 | 3.6649 | 3.1644 | 2.9534 | 3.0721 | 2.5559 | 2.6076 | 2.757 | 2.7904 | 3.1991 | 4.1381 | 4.7251 | 4.8916 | 4.6618 | 4.9083 | 4.7644 | 4.5881
2032-08-07 | 4.3654 | 4.248 | 3.8094 | 3.8811 | 3.4672 | 3.1575 | 3.2509 | 3.0401 | 2.7993 | 2.3568 | 1.9623 | 1.8736 | 2.0872 | 2.0549 | 2.1804 | 2.5278 | 3.221 | 3.8558 | 4.4347 | 5.2332 | 4.9264 | 5.1045 | 4.6866 | 4.4673
2032-08-08 | 3.9178 | 3.3663 | 3.2753 | 3.3753 | 3.2191 | 3.0694 | 2.978 | 2.8902 | 2.8313 | 2.3004 | 1.9256 | 2.113 | 2.0149 | 1.9922 | 2.0684 | 2.1399 | 2.7151 | 3.6981 | 4.3709 | 4.898 | 4.7257 | 3.9479 | 3.714 | 3.6397
2032-08-09 | 3.3143 | 3.5169 | 3.599 | 3.6353 | 3.0959 | 3.2014 | 3.6084 | 3.7741 | 3.486 | 2.8158 | 2.9389 | 2.8734 | 2.7023 | 2.7619 | 2.8489 | 3.4765 | 3.8689 | 4.4386 | 5.0601 | 5.3349 | 4.9796 | 4.957 | 4.8672 | 4.5664
2032-08-10 | 4.66 | 4.3007 | 3.9954 | 4.1315 | 4.0706 | 4.145 | 4.6751 | 3.86 | 3.7075 | 3.1387 | 2.593 | 2.7484 | 2.9466 | 2.9474 | 2.9039 | 3.1351 | 3.7482 | 4.2028 | 4.8092 | 5.222 | 4.7934 | 4.744 | 4.9213 | 4.7212
2032-08-11 | 4.0299 | 4.0199 | 4.1476 | 3.8676 | 3.8664 | 4.51 | 4.4387 | 3.7104 | 3.5595 | 2.9054 | 2.4491 | 2.1952 | 2.3634 | 2.3496 | 2.3305 | 2.8688 | 3.7522 | 4.4381 | 4.9568 | 5.3622 | 5.0846 | 5.2225 | 4.8594 | 4.4846
2032-08-12 | 4.4016 | 4.4244 | 4.0377 | 3.8921 | 4.0994 | 4.1466 | 3.9209 | 3.6612 | 3.5721 | 3.2295 | 3.0907 | 3.4827 | 3.3671 | 2.8555 | 2.609 | 3.2208 | 3.8151 | 4.4928 | 4.9951 | 5.0807 | 4.6399 | 5.1822 | 5.4719 | 5.209
2032-08-13 | 4.6065 | 4.5541 | 4.7401 | 4.4413 | 4.215 | 4.6522 | 4.2872 | 3.3004 | 3.0859 | 2.6713 | 2.6208 | 2.5627 | 2.4495 | 2.6638 | 2.5641 | 2.7777 | 3.9443 | 4.6713 | 5.0366 | 5.248 | 5.0086 | 5.407 | 5.2553 | 5.0081
2032-08-14 | 4.9506 | 4.6255 | 4.3186 | 3.949 | 3.8802 | 4.3247 | 3.9709 | 3.1799 | 3.033 | 2.7901 | 2.3404 | 2.1806 | 2.4035 | 2.5506 | 2.4572 | 2.8742 | 3.2794 | 3.9337 | 4.4892 | 4.3994 | 4.354 | 4.9572 | 4.9193 | 4.3719
2032-08-15 | 4.0227 | 3.5882 | 3.6207 | 3.5741 | 3.1887 | 3.1632 | 3.0124 | 3.1312 | 2.8054 | 2.4203 | 1.9758 | 1.9277 | 1.9917 | 2.2115 | 2.4126 | 2.4295 | 3.1094 | 3.9057 | 4.6083 | 5.1882 | 4.9402 | 4.7306 | 4.5913 | 4.3094
2032-08-16 | 4.1629 | 4.057 | 3.3519 | 3.2451 | 3.305 | 3.8392 | 3.8778 | 3.707 | 3.5859 | 3.3948 | 3.3165 | 2.9007 | 2.9123 | 2.9473 | 2.9924 | 3.3243 | 3.9541 | 4.5004 | 4.9589 | 5.038 | 4.8601 | 5.2252 | 4.9092 | 4.7702
2032-08-17 | 4.7041 | 4.3655 | 4.2004 | 4.504 | 3.9108 | 4.2483 | 4.8665 | 4.3406 | 4.0797 | 3.012 | 2.6993 | 2.7641 | 3.0069 | 3.1289 | 2.9496 | 3.1923 | 3.6984 | 4.3319 | 4.6872 | 5.2395 | 4.6404 | 4.7703 | 4.877 | 4.5503
2032-08-18 | 4.3774 | 4.2453 | 3.8634 | 3.819 | 3.8948 | 4.2543 | 4.737 | 4.0583 | 3.216 | 2.9813 | 2.5687 | 2.2782 | 2.2365 | 2.6275 | 2.9672 | 2.8837 | 3.7994 | 4.4872 | 4.3119 | 4.6609 | 4.6672 | 4.8915 | 4.8397 | 4.636
2032-08-19 | 4.6016 | 4.0284 | 4.082 | 4.3547 | 4.1288 | 4.1896 | 4.5117 | 4.1733 | 3.4332 | 3.3553 | 3.2741 | 3.7893 | 3.6484 | 3.1233 | 3.4272 | 3.3331 | 3.8947 | 3.9219 | 4.1959 | 4.2949 | 3.7347 | 3.6021 | 3.4841 | 3.3089
2032-08-20 | 2.8785 | 2.8267 | 2.9529 | 2.7692 | 2.8143 | 2.7839 | 2.3318 | 2.6002 | 3.0095 | 2.6339 | 2.4547 | 2.4984 | 2.3061 | 1.9822 | 2.1248 | 2.5856 | 3.5031 | 4.0414 | 4.068 | 3.73 | 3.5058 | 3.4002 | 3.6335 | 3.2768
2032-08-21 | 3.0485 | 2.8242 | 2.7187 | 2.8439 | 2.6544 | 2.8778 | 2.9144 | 2.9219 | 2.6938 | 2.2273 | 2.5384 | 2.721 | 2.376 | 2.774 | 2.5904 | 2.531 | 3.247 | 3.9073 | 4.0116 | 3.9805 | 3.5264 | 3.3703 | 3.4791 | 3.388
2032-08-22 | 3.1087 | 2.9495 | 2.9068 | 2.9048 | 3.168 | 3.0832 | 3.1853 | 2.9472 | 3.0064 | 2.5935 | 2.1851 | 1.8566 | 2.0878 | 2.1901 | 2.4682 | 2.9574 | 3.0673 | 3.7206 | 4.4332 | 4.5275 | 4.1381 | 3.5826 | 3.4751 | 3.2532
2032-08-23 | 3.2778 | 3.0924 | 2.9509 | 2.9895 | 3.0735 | 3.3853 | 3.3591 | 3.3738 | 3.591 | 3.3061 | 3.0729 | 3.4553 | 3.132 | 2.7309 | 3.1899 | 3.547 | 3.8256 | 4.0652 | 4.9855 | 5.3297 | 4.7893 | 4.9067 | 5.058 | 4.3352
2032-08-24 | 4.0747 | 4.0448 | 4.1172 | 4.2986 | 3.8199 | 4.1382 | 4.4813 | 3.7294 | 3.5526 | 2.75 | 2.6184 | 2.6432 | 2.4719 | 2.7952 | 3.152 | 3.3171 | 3.7353 | 4.4012 | 5.0502 | 5.3758 | 4.9178 | 5.3037 | 4.9515 | 4.4655
2032-08-25 | 4.5364 | 4.0232 | 3.7701 | 3.6954 | 3.8562 | 3.9471 | 4.0761 | 3.4376 | 3.2932 | 2.8582 | 2.659 | 2.3073 | 2.4549 | 2.5993 | 2.7768 | 2.9834 | 3.6744 | 3.9324 | 4.6039 | 5.0695 | 4.6769 | 4.5686 | 4.4579 | 4.3462
2032-08-26 | 3.7884 | 3.7878 | 3.7663 | 3.7319 | 3.6415 | 4.2578 | 4.308 | 3.4003 | 3.0922 | 2.7402 | 2.4302 | 2.5671 | 2.7397 | 2.4563 | 2.6704 | 2.8438 | 3.3403 | 3.6295 | 4.6077 | 5.0583 | 4.5004 | 4.4338 | 4.5101 | 4.5928
2032-08-27 | 3.9269 | 3.7089 | 3.7497 | 3.8626 | 3.6221 | 3.6125 | 3.8265 | 3.0628 | 2.9998 | 2.7862 | 2.578 | 2.2165 | 2.3375 | 2.79 | 2.7556 | 2.9293 | 3.0792 | 3.6313 | 4.2514 | 4.4307 | 3.8527 | 4.4254 | 4.5771 | 3.937
2032-08-28 | 3.6942 | 3.6431 | 3.6589 | 3.325 | 3.331 | 3.0082 | 3.2541 | 2.8008 | 2.338 | 2.1372 | 1.7312 | 1.4392 | 1.6165 | 1.9236 | 2.0114 | 2.4042 | 3.0613 | 3.7521 | 4.013 | 3.9623 | 3.9743 | 3.7466 | 3.7215 | 3.6867
2032-08-29 | 3.3943 | 3.2146 | 3.1526 | 3.1933 | 3.0559 | 2.8276 | 2.8758 | 2.5492 | 2.4661 | 2.1564 | 1.9274 | 1.5585 | 1.3697 | 1.4746 | 1.9075 | 2.2807 | 2.8147 | 3.4515 | 4.1919 | 4.4993 | 3.999 | 4.1599 | 4.0714 | 3.7882
2032-08-30 | 3.7613 | 3.522 | 2.9607 | 2.9366 | 3.19 | 3.0933 | 2.9953 | 3.1553 | 2.8968 | 2.5035 | 2.5669 | 2.2368 | 2.1148 | 2.2175 | 2.5477 | 2.9461 | 3.3116 | 4.0736 | 4.766 | 5.0005 | 4.6399 | 4.1073 | 3.7982 | 3.6292
2032-08-31 | 3.5031 | 3.2634 | 3.1256 | 3.3441 | 3.254 | 3.1862 | 3.6462 | 3.4735 | 3.3545 | 2.8089 | 2.2921 | 2.2399 | 2.4528 | 2.3068 | 2.4764 | 2.9404 | 3.9028 | 4.7936 | 5.1804 | 5.3827 | 4.8114 | 4.9887 | 4.6875 | 4.6803
2032-09-01 | 4.5806 | 4.005 | 4.0224 | 4.2313 | 4.0119 | 4.1131 | 4.4176 | 4.0784 | 3.6893 | 3.1878 | 2.8049 | 2.4489 | 2.5331 | 2.9488 | 2.6825 | 2.7315 | 3.8695 | 4.6338 | 5.1174 | 5.4335 | 4.9491 | 4.936 | 4.7935 | 4.7194
2032-09-02 | 4.5357 | 4.0623 | 4.0463 | 4.2786 | 3.7635 | 3.7806 | 4.1546 | 3.6706 | 3.3158 | 2.903 | 2.5779 | 2.6763 | 2.7655 | 3.1212 | 3.3195 | 3.0794 | 3.9702 | 4.7051 | 5.2282 | 5.4885 | 5.1008 | 5.222 | 5.1427 | 4.4671
2032-09-03 | 4.3149 | 4.3842 | 4.0921 | 4.0581 | 4.1461 | 4.7572 | 4.8258 | 3.8645 | 3.7495 | 2.9335 | 2.4214 | 2.1666 | 2.425 | 2.2911 | 2.3463 | 2.8487 | 3.5176 | 3.9327 | 4.7005 | 5.0592 | 4.3868 | 4.8231 | 5.1741 | 4.6521
2032-09-04 | 4.0919 | 3.8733 | 4.014 | 3.606 | 3.3875 | 3.4881 | 3.3088 | 2.9813 | 2.5689 | 2.1236 | 1.8169 | 1.6104 | 1.819 | 1.7185 | 1.9324 | 2.2712 | 3.0075 | 3.8218 | 4.5275 | 4.3914 | 4.4403 | 4.533 | 4.8115 | 4.1369
2032-09-05 | 3.928 | 3.7153 | 3.302 | 3.0716 | 2.8671 | 2.994 | 3.2049 | 2.6087 | 2.2568 | 2.0575 | 1.73 | 1.4638 | 1.7646 | 1.8426 | 1.8206 | 2.1603 | 2.7563 | 3.6824 | 4.6005 | 5.0189 | 4.5362 | 4.1216 | 3.617 | 3.3939
2032-09-06 | 3.3467 | 3.1778 | 2.9876 | 3.0106 | 3.1868 | 3.2509 | 3.768 | 3.9431 | 3.5552 | 3.0906 | 2.7363 | 2.5458 | 2.4306 | 2.6006 | 2.8782 | 3.3012 | 3.7032 | 4.4722 | 5.238 | 5.503 | 5.1568 | 5.1429 | 4.979 | 4.6036
2032-09-07 | 4.3122 | 4.35 | 4.3244 | 4.0359 | 3.9592 | 4.5549 | 5.0733 | 3.9779 | 3.419 | 2.8397 | 2.5336 | 2.569 | 2.9051 | 2.751 | 2.6478 | 3.0251 | 3.615 | 4.2374 | 4.9627 | 4.782 | 4.1271 | 4.0538 | 3.6437 | 3.3827
2032-09-08 | 3.2174 | 3.1676 | 3.305 | 3.1062 | 3.0236 | 3.1053 | 3.2109 | 3.2621 | 2.9697 | 2.5558 | 1.9633 | 1.9856 | 1.6019 | 1.7139 | 1.6114 | 1.9226 | 2.3972 | 2.8344 | 3.2029 | 3.1163 | 2.8296 | 2.7609 | 2.9626 | 2.7321
2032-09-09 | 2.5707 | 2.4968 | 2.4486 | 2.4423 | 2.5687 | 2.6842 | 2.754 | 2.686 | 2.5842 | 2.2184 | 1.9791 | 1.8186 | 1.8507 | 2.0406 | 2.2753 | 2.5886 | 2.8526 | 3.2968 | 3.9915 | 3.4476 | 3.2124 | 4.0042 | 4.3634 | 4.5213
2032-09-10 | 3.9323 | 3.7576 | 3.689 | 3.8501 | 4.0101 | 4.0307 | 4.5966 | 3.9555 | 3.2778 | 2.6409 | 2.1943 | 1.9202 | 2.0155 | 2.1861 | 2.3687 | 2.8087 | 3.3136 | 4.149 | 4.8153 | 4.5364 | 4.1125 | 4.8574 | 4.6915 | 4.3158
2032-09-11 | 3.9532 | 4.1275 | 3.7237 | 3.6766 | 3.9925 | 3.9071 | 3.8145 | 3.0595 | 2.747 | 2.196 | 1.6661 | 2.051 | 2.0492 | 1.9756 | 2.0555 | 2.459 | 2.7819 | 3.4624 | 4.355 | 4.6913 | 3.9919 | 4.3212 | 4.6812 | 4.0896
2032-09-12 | 3.7443 | 3.8895 | 3.6481 | 3.4269 | 3.416 | 3.71 | 3.6989 | 2.9088 | 2.4535 | 2.4374 | 1.7423 | 1.181 | 1.3797 | 1.6562 | 1.8004 | 2.1375 | 2.8537 | 3.5819 | 4.1639 | 4.2382 | 3.7827 | 4.3212 | 4.332 | 3.5381
2032-09-13 | 3.0756 | 2.9738 | 3.0155 | 3.1114 | 3.0527 | 3.3451 | 3.6973 | 3.5729 | 2.762 | 2.2514 | 2.1873 | 1.9082 | 2.2159 | 2.5279 | 2.4748 | 2.7669 | 3.3531 | 4.0777 | 4.8807 | 5.0159 | 4.6447 | 4.9404 | 4.5764 | 4.1881
2032-09-14 | 3.9168 | 3.9585 | 4.0486 | 3.6216 | 3.256 | 3.2638 | 3.7575 | 3.2644 | 2.8278 | 2.4959 | 2.2449 | 1.962 | 1.8626 | 2.1151 | 2.1849 | 2.6656 | 3.5162 | 4.2505 | 4.9184 | 5.309 | 4.5998 | 4.6229 | 4.6505 | 4.5351
2032-09-15 | 3.7447 | 3.2758 | 3.2642 | 3.2903 | 2.9878 | 3.0404 | 3.4519 | 3.5952 | 3.3053 | 2.8706 | 2.3395 | 2.07 | 2.1882 | 2.3056 | 2.6917 | 3.2587 | 3.7716 | 4.4017 | 5.3546 | 5.5123 | 5.1302 | 5.2193 | 4.7689 | 4.3107
2032-09-16 | 4.3524 | 4.2336 | 4.1648 | 3.8893 | 4.0516 | 4.058 | 3.7891 | 3.4524 | 3.1664 | 2.6846 | 2.3239 | 2.4179 | 2.6683 | 2.6019 | 2.8918 | 3.6687 | 3.7433 | 4.4557 | 5.3931 | 5.5054 | 4.8917 | 5.1112 | 5.4196 | 5.0315
2032-09-17 | 4.0334 | 3.4771 | 3.6515 | 3.4065 | 3.3624 | 3.7184 | 4.3615 | 3.6236 | 3.1481 | 2.7062 | 2.3205 | 2.2337 | 2.4308 | 2.5439 | 2.4515 | 3.0442 | 4.1208 | 4.7023 | 4.3195 | 4.1391 | 3.9396 | 4.7387 | 5.1928 | 4.9398
2032-09-18 | 4.1919 | 4.1564 | 3.6507 | 3.2001 | 3.0952 | 3.2289 | 3.5803 | 2.9845 | 2.7161 | 2.3494 | 2.063 | 1.6532 | 1.5831 | 1.7548 | 1.7432 | 2.2231 | 3.1196 | 4.026 | 4.2878 | 4.6645 | 4.3682 | 3.9518 | 3.6712 | 3.5799
2032-09-19 | 3.4663 | 3.1931 | 3.2609 | 3.4059 | 3.1242 | 3.1567 | 3.2453 | 2.7038 | 2.3265 | 2.0317 | 1.8751 | 1.8242 | 1.8585 | 2.0878 | 1.974 | 2.1577 | 2.9609 | 3.9135 | 4.6919 | 5.0556 | 4.6255 | 4.4773 | 4.7397 | 4.5328
2032-09-20 | 4.2561 | 4.1167 | 3.6913 | 3.6322 | 3.7909 | 4.2199 | 4.4255 | 3.3534 | 3.1563 | 2.8308 | 2.3801 | 2.4046 | 2.5119 | 2.4444 | 2.6351 | 3.1356 | 4.0447 | 5.0695 | 5.5738 | 5.5167 | 4.8354 | 5.0052 | 5.0036 | 4.9547
2032-09-21 | 4.4493 | 4.2266 | 3.9412 | 3.9767 | 4.1024 | 4.0703 | 4.4251 | 3.7378 | 3.4654 | 2.6996 | 2.1195 | 2.5676 | 2.4884 | 2.6867 | 2.5872 | 3.065 | 3.9406 | 4.9973 | 5.4858 | 5.5391 | 4.9303 | 3.7693 | 3.6468 | 3.8407
2032-09-22 | 4.0933 | 3.7585 | 3.7204 | 3.605 | 3.453 | 3.7954 | 4.8964 | 4.9211 | 4.0773 | 3.4458 | 3.0273 | 3.1577 | 3.0453 | 2.6351 | 3.009 | 3.5411 | 4.4673 | 4.8002 | 5.4147 | 5.5426 | 5.1727 | 4.8371 | 4.4231 | 4.1004
2032-09-23 | 3.8431 | 3.7336 | 3.6687 | 3.6252 | 3.6232 | 4.1175 | 4.696 | 4.4589 | 4.6637 | 4.3065 | 4.0268 | 2.7389 | 3.1776 | 3.2992 | 3.3343 | 4.0764 | 4.1338 | 4.9451 | 4.8181 | 4.0545 | 3.799 | 3.902 | 3.9428 | 3.5912
2032-09-24 | 3.3753 | 3.2444 | 3.3977 | 3.3616 | 3.0183 | 3.0622 | 3.3875 | 3.0244 | 2.7456 | 2.2926 | 2.1773 | 2.6924 | 2.4914 | 2.5434 | 2.3044 | 2.7235 | 3.8369 | 4.5432 | 4.7834 | 5.068 | 4.5859 | 4.7247 | 4.6362 | 4.3173
2032-09-25 | 4.2865 | 3.5463 | 3.405 | 3.2507 | 3.1317 | 3.2007 | 3.297 | 2.9995 | 2.4975 | 2.3335 | 2.0872 | 1.9809 | 2.0642 | 1.997 | 1.9361 | 2.4588 | 3.2537 | 3.77 | 4.7305 | 4.9042 | 4.2783 | 3.9399 | 3.7928 | 3.6608
2032-09-26 | 3.5905 | 4.1166 | 3.8792 | 3.7873 | 3.3102 | 3.0453 | 3.0633 | 2.8212 | 2.5259 | 2.1599 | 2.1438 | 1.9636 | 2.194 | 2.3974 | 2.4958 | 2.7865 | 3.3778 | 4.1963 | 5.0787 | 5.2066 | 4.5747 | 4.0273 | 3.7571 | 3.4355
2032-09-27 | 3.202 | 3.2657 | 3.2345 | 3.0305 | 3.062 | 3.249 | 3.4866 | 3.2465 | 2.6993 | 2.1422 | 1.9781 | 1.9901 | 2.1322 | 2.4723 | 2.9558 | 3.3964 | 4.0662 | 4.6739 | 5.3356 | 5.2131 | 4.5594 | 4.8123 | 4.8211 | 4.6481
2032-09-28 | 3.9207 | 3.5425 | 3.412 | 3.3076 | 3.1063 | 3.293 | 3.6535 | 3.2803 | 2.8143 | 2.2523 | 1.9686 | 2.0567 | 2.2438 | 2.4565 | 2.4069 | 2.8323 | 3.5136 | 4.5287 | 5.3112 | 5.181 | 4.455 | 3.9803 | 4.0508 | 3.8574
2032-09-29 | 3.3878 | 3.2434 | 3.3681 | 3.2203 | 3.0444 | 3.2122 | 3.5502 | 3.1991 | 2.7201 | 2.2608 | 2.1641 | 2.236 | 2.567 | 3.2716 | 3.5881 | 3.8253 | 4.0726 | 4.8353 | 5.4577 | 5.3557 | 4.8724 | 5.0651 | 4.7979 | 4.4171
2032-09-30 | 4.3853 | 4.3221 | 3.915 | 3.7943 | 3.4675 | 3.6377 | 3.9836 | 3.2432 | 2.8201 | 2.4533 | 2.426 | 2.5271 | 2.7123 | 2.8092 | 3.0862 | 3.7478 | 4.3736 | 5.028 | 5.5105 | 5.2294 | 4.5417 | 4.976 | 5.3121 | 4.7749
2032-10-01 | 4.2655 | 3.8016 | 3.5251 | 3.4665 | 3.2674 | 3.3737 | 3.7182 | 3.0777 | 2.9059 | 2.7199 | 2.3676 | 2.3043 | 2.4345 | 2.7446 | 3.1567 | 3.9969 | 4.4213 | 4.4706 | 4.8621 | 4.8876 | 4.4695 | 5.2746 | 5.241 | 5.0563
2032-10-02 | 4.3203 | 3.9661 | 4.2683 | 4.057 | 3.4517 | 3.1472 | 3.6253 | 3.1568 | 2.6984 | 2.2393 | 2.0307 | 2.1724 | 2.2032 | 2.1609 | 2.3825 | 2.6988 | 3.7678 | 4.462 | 5.2271 | 5.1606 | 4.6062 | 4.1598 | 3.9439 | 3.6377
2032-10-03 | 3.5027 | 3.2092 | 3.1578 | 3.135 | 3.1162 | 3.0632 | 3.0557 | 2.7871 | 2.3787 | 1.9773 | 2.0402 | 2.1185 | 2.0466 | 2.4933 | 2.7154 | 2.8956 | 3.405 | 4.0584 | 5.1385 | 4.955 | 4.3759 | 4.6581 | 4.1635 | 3.8372
2032-10-04 | 3.7132 | 3.1986 | 3.0134 | 2.9799 | 3.0617 | 3.268 | 3.45 | 3.1163 | 2.9217 | 2.5474 | 2.3897 | 2.1815 | 2.3238 | 2.4305 | 2.8814 | 2.9917 | 3.6568 | 4.9285 | 5.4703 | 5.361 | 4.459 | 4.0429 | 4.1816 | 3.6936
2032-10-05 | 3.5779 | 4.2424 | 4.2414 | 4.0285 | 3.8292 | 4.1684 | 3.6258 | 3.4603 | 3.1136 | 2.4989 | 2.1786 | 2.2399 | 2.2776 | 2.4065 | 2.5956 | 3.027 | 4.2085 | 4.9934 | 5.2942 | 4.9998 | 4.8011 | 4.9809 | 4.5271 | 3.9724
2032-10-06 | 3.943 | 4.0922 | 3.9849 | 3.9726 | 3.4337 | 3.4035 | 3.5978 | 3.4253 | 2.9429 | 2.559 | 2.3987 | 2.3613 | 2.5254 | 3.0556 | 2.9148 | 3.1483 | 4.037 | 5.0268 | 5.4312 | 5.1145 | 4.2797 | 4.7506 | 4.6509 | 4.418
2032-10-07 | 4.2875 | 3.7053 | 3.6685 | 4 | 3.597 | 3.882 | 4.2016 | 3.3489 | 3.1188 | 2.6922 | 2.3848 | 2.4161 | 2.4948 | 2.7162 | 3.0017 | 3.5334 | 4.47 | 4.9927 | 5.0548 | 4.8872 | 4.6441 | 4.8308 | 4.8188 | 4.5305
2032-10-08 | 4.4606 | 4.3456 | 3.7494 | 3.8354 | 3.935 | 4.2626 | 4.1961 | 3.2191 | 2.9245 | 2.4458 | 2.3064 | 2.3455 | 2.4438 | 2.7112 | 3.5863 | 4.241 | 4.3765 | 4.7448 | 5.2561 | 4.6159 | 3.9724 | 4.8187 | 4.9961 | 4.1732
2032-10-09 | 4.0274 | 4.09 | 3.6516 | 3.5727 | 3.4951 | 3.6706 | 3.637 | 3.0983 | 2.9709 | 2.6583 | 2.2971 | 2.2304 | 1.8205 | 2.0047 | 2.4388 | 2.517 | 3.2515 | 4.1518 | 4.9502 | 4.6368 | 3.6965 | 3.9584 | 3.6045 | 3.1877
2032-10-10 | 3.1204 | 3.1729 | 3.1268 | 2.9745 | 2.7877 | 2.9414 | 2.9393 | 2.5599 | 2.3102 | 1.8812 | 1.5532 | 1.5123 | 1.5904 | 2.0017 | 2.0952 | 2.3756 | 3.1041 | 4.2451 | 4.9706 | 4.6483 | 4.2926 | 4.2988 | 3.8575 | 3.5588
2032-10-11 | 3.3683 | 3.0345 | 2.8539 | 2.8254 | 2.8869 | 3.2068 | 3.5653 | 3.2576 | 3.0707 | 3.293 | 3.1827 | 2.8623 | 2.4166 | 2.8143 | 3.5528 | 4.0295 | 4.4571 | 4.7553 | 5.0415 | 4.5425 | 4.0053 | 4.8443 | 4.5706 | 4.1742
2032-10-12 | 3.7932 | 3.6084 | 3.6048 | 3.9129 | 3.7723 | 3.901 | 3.8688 | 3.2822 | 3.3038 | 2.7856 | 2.4267 | 2.1082 | 2.1601 | 2.1983 | 2.4744 | 2.9912 | 4.0578 | 4.9001 | 5.0859 | 4.9157 | 4.5808 | 4.5187 | 4.3189 | 3.9571
2032-10-13 | 4.0088 | 3.9059 | 3.6759 | 3.7596 | 3.8222 | 3.8535 | 4.2505 | 3.5844 | 3.0072 | 2.2857 | 2.4228 | 2.2681 | 2.2785 | 2.5042 | 3.1394 | 3.8025 | 4.2051 | 4.4999 | 5.325 | 5.0497 | 4.62 | 5.1825 | 4.983 | 4.267
2032-10-14 | 4.33 | 4.3646 | 4.1344 | 3.549 | 3.0643 | 3.2448 | 3.6038 | 3.3841 | 3.2943 | 3.0389 | 2.9677 | 2.6439 | 2.6965 | 3.0975 | 3.3018 | 3.6054 | 4.2096 | 4.5585 | 5.3496 | 5.0268 | 3.9965 | 4.2793 | 4.6541 | 4.0432
2032-10-15 | 3.6799 | 3.746 | 3.8442 | 3.5994 | 3.1007 | 3.1578 | 3.7663 | 3.6797 | 3.4797 | 2.7678 | 2.2989 | 2.2072 | 2.5044 | 2.9339 | 3.1144 | 3.5739 | 4.0729 | 4.5109 | 4.8153 | 4.4853 | 3.8426 | 3.6515 | 3.6847 | 3.5348
2032-10-16 | 3.4504 | 3.1395 | 3.0866 | 3.2518 | 3.0621 | 3.1864 | 3.4198 | 3.2414 | 3.1119 | 2.5749 | 2.1024 | 2.0098 | 2.0845 | 1.9576 | 2.0924 | 2.5883 | 3.1665 | 4.0338 | 4.5985 | 4.1754 | 3.606 | 4.1703 | 4.465 | 4.1802
2032-10-17 | 3.9073 | 3.2842 | 3.0093 | 3.0528 | 2.9982 | 2.928 | 2.9315 | 2.8158 | 2.5158 | 2.1971 | 1.8987 | 1.6934 | 1.8631 | 1.9235 | 2.1873 | 2.4673 | 3.2941 | 4.2417 | 5.0978 | 4.8447 | 4.247 | 3.6736 | 3.4287 | 3.2026
2032-10-18 | 3.1641 | 3.2017 | 3.0295 | 2.9542 | 2.9658 | 3.3785 | 5.0244 | 4.0451 | 3.2002 | 2.4669 | 2.3317 | 2.3618 | 2.3349 | 2.7021 | 2.7068 | 2.9356 | 3.5972 | 4.8106 | 5.294 | 4.841 | 4.6369 | 4.7391 | 4.5928 | 4.5422
2032-10-19 | 3.9444 | 3.1745 | 3.0009 | 3.2334 | 3.0062 | 3.3398 | 3.902 | 3.8406 | 3.1755 | 2.5731 | 2.2206 | 2.1055 | 2.0919 | 2.2733 | 2.5133 | 2.9743 | 3.92 | 4.9593 | 5.4329 | 5.2699 | 4.7457 | 5.1047 | 4.9853 | 4.6261
2032-10-20 | 4.4962 | 4.3227 | 4.0894 | 3.7998 | 3.7829 | 4.3212 | 4.6849 | 4.0144 | 3.2877 | 2.8567 | 2.3798 | 2.2967 | 2.4148 | 2.6545 | 2.9789 | 3.0329 | 4.2482 | 5.2204 | 5.4616 | 5.3354 | 4.7976 | 4.6927 | 4.7846 | 4.4076
2032-10-21 | 4.4563 | 3.9451 | 3.718 | 4.0042 | 3.9657 | 4.3563 | 4.7988 | 3.7893 | 3.5117 | 2.9321 | 2.3757 | 2.3531 | 2.5169 | 2.6827 | 3.0153 | 3.7688 | 3.7308 | 4.3127 | 5.1338 | 4.958 | 4.2477 | 4.2959 | 4.6828 | 4.6441
2032-10-22 | 3.9573 | 3.7312 | 3.4251 | 3.3453 | 3.3353 | 3.5452 | 3.8697 | 3.1482 | 3.1856 | 2.9937 | 2.9672 | 2.7273 | 2.8503 | 3.0355 | 2.9137 | 3.0344 | 4.3568 | 4.6064 | 5.0222 | 4.8079 | 4.0219 | 4.4266 | 4.3261 | 4.3157
2032-10-23 | 4.045 | 3.967 | 3.7615 | 3.1233 | 3.0152 | 3.2358 | 3.4465 | 2.9237 | 2.616 | 2.3499 | 2.1352 | 1.7141 | 1.6061 | 1.7782 | 2.2299 | 2.6098 | 3.7534 | 4.6799 | 4.914 | 4.2508 | 3.8305 | 3.4362 | 3.4655 | 3.3475
2032-10-24 | 3.3437 | 3.1964 | 3.1291 | 3.2599 | 3.0899 | 3.1017 | 3.1911 | 2.9425 | 2.6821 | 2.3834 | 1.8142 | 1.8004 | 2.0216 | 2.2 | 2.6497 | 3.1153 | 3.6438 | 4.2169 | 5.1611 | 4.7155 | 4.1046 | 4.0356 | 4.3043 | 4.0873
2032-10-25 | 3.506 | 3.216 | 3.2122 | 3.092 | 3.0808 | 3.3115 | 3.7026 | 3.5544 | 2.9641 | 2.5876 | 2.6092 | 2.2553 | 2.443 | 2.7029 | 3.1494 | 3.1693 | 4.5933 | 5.3852 | 5.4242 | 5.3082 | 4.5949 | 3.915 | 3.7692 | 3.4852
2032-10-26 | 3.5777 | 3.4888 | 3.281 | 3.2899 | 3.4088 | 3.861 | 4.2199 | 3.7036 | 4.2046 | 4.5868 | 4.1086 | 3.1668 | 3.7522 | 3.9503 | 3.5168 | 3.8821 | 4.981 | 5.1217 | 4.9679 | 4.371 | 4.1237 | 3.9506 | 3.7556 | 3.4534
2032-10-27 | 3.3295 | 3.2105 | 2.8833 | 2.8745 | 2.87 | 3.1155 | 3.5337 | 3.5289 | 3.0736 | 2.4112 | 2.3535 | 2.3533 | 2.3319 | 3.0879 | 3.6908 | 3.5987 | 4.5973 | 5.1203 | 4.614 | 3.9694 | 3.7766 | 4.8541 | 4.8588 | 4.1978
2032-10-28 | 3.876 | 3.7404 | 3.8865 | 3.893 | 3.8036 | 4.3542 | 4.6258 | 3.7577 | 3.7289 | 2.8424 | 2.5801 | 2.5727 | 2.6262 | 2.4344 | 2.6576 | 3.3935 | 4.2657 | 4.4329 | 5.2289 | 4.7742 | 4.3926 | 4.8858 | 5.006 | 4.0789
2032-10-29 | 3.7795 | 3.6877 | 3.6583 | 3.5684 | 3.713 | 3.9099 | 4.26 | 3.2535 | 3.0555 | 2.7562 | 2.3139 | 2.1549 | 2.3739 | 2.4078 | 2.4667 | 3.2265 | 4.3741 | 4.3413 | 4.8054 | 4.6846 | 3.8184 | 4.1684 | 4.2485 | 4.3078
2032-10-30 | 3.3546 | 3.0677 | 3.2216 | 3.2052 | 2.9889 | 3.1637 | 3.1227 | 3.0647 | 2.381 | 1.9806 | 1.6216 | 1.262 | 1.3291 | 1.7329 | 2.2076 | 2.4127 | 2.9719 | 3.9224 | 4.8955 | 4.1661 | 3.7056 | 3.7056 | 3.4873 | 3.2413
2032-10-31 | 3.1245 | 3.246 | 3.2181 | 3.1889 | 3.3548 | 3.7307 | 3.8241 | 2.9325 | 2.4506 | 2.1757 | 1.9105 | 1.7392 | 1.5182 | 1.7087 | 2.1252 | 2.415 | 2.9645 | 4.0187 | 5.1226 | 4.4617 | 3.8799 | 4.5854 | 4.4084 | 3.5091
2032-11-01 | 2.9656 | 3.0965 | 2.9148 | 2.8501 | 3.0009 | 3.3677 | 4.0993 | 3.3024 | 2.9169 | 2.5751 | 2.2104 | 1.992 | 2.1874 | 2.2526 | 2.9041 | 3.0783 | 4.3178 | 4.7854 | 5.2361 | 5.1197 | 4.4155 | 3.8333 | 3.5202 | 3.625
2032-11-02 | 3.3966 | 3.1997 | 3.1133 | 3.224 | 3.0593 | 3.2806 | 3.4977 | 3.4972 | 3.0272 | 2.3477 | 2.0952 | 2.1016 | 2.008 | 2.0513 | 2.5159 | 3.4558 | 4.2998 | 4.9649 | 5.3671 | 4.8953 | 4.331 | 4.3368 | 4.422 | 4.1062
2032-11-03 | 3.4805 | 3.0674 | 2.9691 | 3.0737 | 2.8626 | 3.16 | 3.6931 | 3.6014 | 3.2244 | 2.6234 | 2.3098 | 2.7926 | 2.8471 | 2.9561 | 3.3565 | 3.7984 | 4.1411 | 4.8668 | 5.4252 | 5.2137 | 4.6892 | 4.7949 | 4.883 | 4.5897
2032-11-04 | 3.7335 | 3.6449 | 3.535 | 3.0945 | 3.0779 | 3.5141 | 3.3597 | 3.6294 | 3.0124 | 2.3755 | 2.5237 | 2.352 | 2.142 | 2.2613 | 2.8221 | 3.1991 | 4.0747 | 4.9067 | 5.4439 | 5.0713 | 4.3499 | 4.7864 | 4.6739 | 4.0348
2032-11-05 | 4.0443 | 4.1765 | 3.6455 | 3.6706 | 3.7349 | 4.2434 | 5.0947 | 3.8313 | 3.1885 | 3.0988 | 2.7264 | 2.3142 | 2.3241 | 2.5821 | 2.3977 | 2.7763 | 4.2039 | 4.8281 | 5.2713 | 4.904 | 3.7625 | 4.0572 | 3.8451 | 3.8754
2032-11-06 | 3.7514 | 3.3268 | 3.4935 | 3.2577 | 3.0955 | 3.222 | 3.6092 | 3.4257 | 3.055 | 2.4975 | 2.292 | 2.3771 | 2.2731 | 2.3053 | 2.7262 | 2.4338 | 3.1308 | 4.2279 | 4.5073 | 3.7812 | 3.7283 | 3.4513 | 3.2445 | 3.2443
2032-11-07 | 3.1404 | 3.2734 | 3.2604 | 3.4077 | 2.7647 | 2.833 | 3.011 | 2.8889 | 2.5946 | 1.9174 | 1.5035 | 1.1382 | 1.1255 | 1.158 | 1.8045 | 2.2817 | 2.5615 | 3.3547 | 4.3123 | 4.6461 | 3.872 | 3.5317 | 3.3285 | 2.9543
2032-11-08 | 2.8252 | 2.9182 | 2.8081 | 2.7382 | 2.7667 | 3.0625 | 3.2117 | 2.9279 | 2.5094 | 2.2964 | 1.9037 | 1.6648 | 1.9372 | 2.0943 | 2.0842 | 2.6703 | 3.6867 | 4.4962 | 5.0905 | 4.4271 | 3.7175 | 4.1156 | 4.1964 | 3.9777
2032-11-09 | 3.3821 | 2.9394 | 3.0151 | 2.9184 | 2.8783 | 3.0417 | 3.5939 | 3.8482 | 3.0635 | 2.7997 | 2.4968 | 2.4165 | 2.432 | 2.4274 | 2.696 | 3.1325 | 4.3459 | 5.1563 | 5.4364 | 4.8826 | 4.1664 | 4.2771 | 4.2416 | 4.1811
2032-11-10 | 3.5518 | 3.5872 | 3.4615 | 3.6129 | 3.5405 | 3.7536 | 4.3967 | 3.8151 | 3.442 | 3.2483 | 2.914 | 2.2065 | 2.1776 | 2.7713 | 2.7239 | 3.3344 | 4.2139 | 4.7536 | 5.4218 | 4.8259 | 4.0177 | 4.622 | 4.6122 | 4.4671
2032-11-11 | 3.9849 | 3.575 | 3.9963 | 4.1043 | 3.8143 | 4.2687 | 4.669 | 3.609 | 3.4943 | 2.7833 | 2.4343 | 2.4572 | 2.6819 | 2.4303 | 3.0278 | 3.7588 | 4.52 | 5.0686 | 5.3491 | 4.944 | 4.2146 | 4.3051 | 4.6362 | 4.1478
2032-11-12 | 3.5869 | 3.5118 | 3.8225 | 3.7976 | 3.6615 | 4.0026 | 3.9745 | 4.1873 | 3.8491 | 3.3214 | 2.6471 | 2.8832 | 3.2345 | 3.4373 | 3.1622 | 3.2804 | 4.203 | 4.7664 | 4.9602 | 4.238 | 3.5598 | 4.1539 | 4.3097 | 4.3077
2032-11-13 | 4.0774 | 3.0908 | 2.8968 | 3.0173 | 2.8321 | 2.8314 | 3.12 | 3.1569 | 2.8487 | 2.3347 | 1.9004 | 2.1391 | 2.0954 | 2.2723 | 2.6454 | 2.7287 | 3.2367 | 4.2128 | 4.4812 | 3.7977 | 3.6846 | 3.5414 | 3.1775 | 3.0643
2032-11-14 | 3.0616 | 3.0692 | 2.8481 | 2.885 | 2.8698 | 3.133 | 3.4105 | 3.1127 | 2.9581 | 2.7275 | 2.2075 | 2.0988 | 1.6984 | 1.7107 | 2.1658 | 2.4307 | 2.9533 | 4.0015 | 4.478 | 4.1183 | 3.937 | 3.786 | 3.9083 | 3.808
2032-11-15 | 3.5009 | 2.9647 | 2.8824 | 2.9206 | 2.9192 | 3.3606 | 3.9503 | 3.5056 | 2.9623 | 2.515 | 2.0798 | 2.122 | 2.2627 | 2.3115 | 2.4663 | 3.2342 | 3.9062 | 4.5368 | 5.1727 | 4.7957 | 4.2458 | 4.2279 | 4.3335 | 4.2043
2032-11-16 | 3.844 | 3.8332 | 3.7525 | 3.4629 | 3.4667 | 3.742 | 3.9294 | 3.477 | 3.1119 | 3.1294 | 2.8649 | 2.7264 | 2.7173 | 2.9666 | 3.1039 | 3.2599 | 4.2967 | 4.9458 | 5.4034 | 5.1499 | 4.3259 | 4.3596 | 4.2912 | 4.2501
2032-11-17 | 3.7684 | 3.4286 | 3.3077 | 3.4563 | 3.7003 | 3.7346 | 3.7937 | 3.7598 | 3.205 | 2.7268 | 2.4352 | 2.2159 | 1.9984 | 2.0695 | 2.391 | 3.2072 | 4.0794 | 4.5101 | 5.1861 | 4.7762 | 4.0658 | 4.4052 | 4.8324 | 4.1115
2032-11-18 | 3.8926 | 4.112 | 3.4927 | 3.0706 | 3.0653 | 3.3737 | 3.6554 | 3.7982 | 4.0109 | 3.6268 | 2.9041 | 3.0878 | 2.529 | 2.3739 | 2.3394 | 3.0844 | 3.5181 | 3.8799 | 4.2456 | 4.0409 | 3.417 | 3.6255 | 3.8272 | 3.2482
2032-11-19 | 3.0062 | 3.0262 | 3.0649 | 2.7937 | 2.7621 | 2.9912 | 2.9732 | 3.1856 | 3.044 | 2.7555 | 2.4113 | 2.251 | 2.3243 | 2.7729 | 2.5274 | 3.0196 | 4.3295 | 4.9213 | 5.1361 | 4.2808 | 3.7699 | 4.2371 | 4.6229 | 4.4443
2032-11-20 | 3.7948 | 3.6897 | 3.2565 | 3.0233 | 2.985 | 3.3116 | 3.3413 | 3.1153 | 2.8508 | 2.2729 | 1.8285 | 1.6424 | 1.6316 | 1.8752 | 2.2353 | 2.8578 | 3.5998 | 3.9832 | 4.8121 | 4.3301 | 3.543 | 3.5469 | 3.6274 | 3.2686
2032-11-21 | 3.1802 | 3.2196 | 3.1156 | 2.9096 | 2.9016 | 3.0676 | 2.9577 | 2.7672 | 2.5215 | 2.2568 | 1.8187 | 1.5489 | 2.02 | 2.0823 | 2.2049 | 2.773 | 3.8037 | 4.4612 | 5.1476 | 4.8072 | 3.9971 | 4.2224 | 4.5414 | 4.3219
2032-11-22 | 3.6204 | 3.5615 | 3.6444 | 3.4463 | 3.5865 | 4.0317 | 5.0504 | 4.1109 | 3.7531 | 3.0896 | 2.5181 | 2.3455 | 2.56 | 2.7642 | 2.8533 | 3.4077 | 4.2879 | 4.9489 | 5.4257 | 5.2057 | 4.5157 | 4.7423 | 4.6041 | 4.2065
2032-11-23 | 4.0545 | 4.1659 | 4.0812 | 3.6997 | 3.6797 | 4.2179 | 5.0139 | 4.3436 | 3.4224 | 2.9749 | 2.4682 | 2.1551 | 2.1979 | 2.4443 | 2.5388 | 3.2446 | 4.3722 | 4.8931 | 5.4193 | 5.1856 | 4.6495 | 4.6194 | 4.5295 | 4.2598
2032-11-24 | 3.956 | 3.5276 | 3.4362 | 3.5632 | 3.9009 | 4.004 | 4.4365 | 3.6386 | 3.1559 | 2.6487 | 2.4446 | 2.2446 | 2.2115 | 2.3201 | 2.7636 | 3.1937 | 4.2326 | 4.6125 | 5.4238 | 5.1354 | 4.6736 | 4.7316 | 4.4789 | 3.6512
2032-11-25 | 3.3495 | 3.342 | 3.2304 | 2.984 | 2.9267 | 3.1997 | 4.0863 | 3.772 | 3.3816 | 2.9552 | 2.4937 | 2.2764 | 2.3591 | 2.4201 | 2.4246 | 3.0698 | 4.0419 | 4.6648 | 5.3064 | 4.9392 | 4.1598 | 3.543 | 3.4546 | 3.5643
2032-11-26 | 3.246 | 3.0443 | 3.1992 | 3.0041 | 2.9011 | 2.9982 | 3.436 | 3.5698 | 2.9947 | 2.6657 | 2.4017 | 2.0773 | 2.1324 | 2.4622 | 2.6371 | 2.9967 | 4.078 | 4.8299 | 5.2283 | 4.6306 | 4.2931 | 3.7471 | 3.714 | 3.681
2032-11-27 | 3.4399 | 3.2894 | 3.0306 | 3.1011 | 3.289 | 3.3347 | 3.3489 | 3.2618 | 2.8765 | 2.4461 | 2.1023 | 2.3157 | 2.4275 | 2.211 | 2.512 | 2.7115 | 3.1391 | 3.8449 | 4.7604 | 4.2974 | 3.9401 | 3.6903 | 3.3747 | 3.0806
2032-11-28 | 3.1976 | 3.3763 | 3.189 | 2.9731 | 2.846 | 2.8559 | 2.9645 | 2.783 | 2.4117 | 2.0478 | 1.6334 | 1.364 | 1.7681 | 2.0523 | 2.1997 | 2.5061 | 3.0553 | 3.8695 | 4.8555 | 4.606 | 4.0422 | 3.2941 | 3.3657 | 3.188
2032-11-29 | 3.1149 | 3.0984 | 2.999 | 2.9796 | 3.0087 | 3.2213 | 3.8307 | 4.0022 | 3.2037 | 2.9124 | 2.7996 | 2.4942 | 2.5191 | 2.9314 | 3.0372 | 3.4752 | 4.2932 | 4.783 | 5.3934 | 4.8549 | 4.2658 | 3.7931 | 3.4833 | 3.4672
2032-11-30 | 3.2826 | 3.1211 | 3.0972 | 3.1852 | 3.0083 | 3.2813 | 3.8313 | 3.8206 | 3.6283 | 2.8328 | 2.3152 | 2.2753 | 2.3613 | 2.6516 | 3.0667 | 3.4552 | 4.0184 | 4.9359 | 5.4207 | 5.0206 | 4.3727 | 3.7199 | 3.7429 | 3.2694
2032-12-01 | 3.0598 | 3.054 | 3.0958 | 2.8439 | 2.8814 | 3.1735 | 3.6151 | 3.7494 | 3.3843 | 2.8217 | 2.3414 | 2.247 | 2.2652 | 2.5746 | 2.6563 | 2.8951 | 3.9636 | 4.705 | 5.2738 | 4.9615 | 4.3312 | 3.621 | 3.4061 | 3.4735
2032-12-02 | 3.2872 | 3.001 | 3.1422 | 3.0631 | 2.9869 | 3.1736 | 3.7107 | 3.8051 | 3.4823 | 2.8103 | 2.2689 | 2.0024 | 2.1219 | 2.1861 | 2.6605 | 3.1013 | 3.7141 | 4.3168 | 5.0745 | 4.6978 | 3.841 | 3.6166 | 3.5709 | 3.0247
2032-12-03 | 2.8807 | 2.8744 | 2.7122 | 2.6811 | 2.667 | 2.9224 | 3.5448 | 3.2555 | 3.179 | 3.1542 | 2.6573 | 2.3871 | 2.3467 | 2.6873 | 2.5942 | 3.1428 | 3.8584 | 4.3608 | 4.8425 | 4.4971 | 3.7501 | 3.9659 | 4.2006 | 4.1586
2032-12-04 | 3.2797 | 2.8537 | 2.7998 | 2.7939 | 2.7554 | 2.9184 | 3.2433 | 3.2768 | 3.2001 | 2.9142 | 2.5004 | 1.9217 | 1.9466 | 1.9957 | 1.9836 | 2.1392 | 2.8242 | 3.3719 | 3.5021 | 3.196 | 3.177 | 3.1049 | 3.1176 | 2.9375
2032-12-05 | 2.8798 | 2.7809 | 2.7524 | 2.7496 | 2.747 | 2.8726 | 3.0041 | 2.8315 | 2.2853 | 1.9258 | 1.5524 | 1.4014 | 1.3105 | 1.4221 | 1.6768 | 2.1391 | 2.6816 | 3.4138 | 4.3567 | 4.0788 | 3.5997 | 3.9084 | 3.7932 | 3.4894
2032-12-06 | 3.2923 | 2.935 | 2.7843 | 2.7706 | 2.8059 | 3.066 | 3.6506 | 3.6988 | 2.8863 | 2.2829 | 2.1641 | 1.9268 | 1.9399 | 2.012 | 2.3341 | 2.733 | 3.8161 | 4.5821 | 5.0057 | 4.4624 | 3.849 | 3.502 | 3.3468 | 3.0724
2032-12-07 | 2.9522 | 2.8959 | 2.8992 | 2.8311 | 2.8945 | 3.2214 | 3.9723 | 4.074 | 3.5436 | 3.1175 | 2.6654 | 2.3853 | 2.4045 | 2.6216 | 2.6742 | 3.4726 | 4.2502 | 4.8287 | 5.249 | 5.1455 | 4.5742 | 4.8143 | 4.7758 | 4.1499
2032-12-08 | 3.8028 | 3.9269 | 3.8261 | 3.7868 | 3.7961 | 4.2092 | 4.6685 | 3.9623 | 3.5781 | 3.1375 | 2.7838 | 2.4695 | 2.4846 | 2.7107 | 2.9686 | 3.711 | 4.1287 | 4.4948 | 5.2904 | 4.969 | 4.5254 | 4.9471 | 4.5485 | 3.9104
2032-12-09 | 3.5997 | 3.4824 | 3.5451 | 3.2611 | 3.1408 | 3.6035 | 4.2042 | 3.5456 | 3.136 | 2.8305 | 2.6913 | 2.3401 | 2.2929 | 2.2729 | 2.5132 | 2.7212 | 3.3145 | 4.0657 | 4.9477 | 4.6735 | 4.1829 | 4.4323 | 4.3768 | 3.8467
2032-12-10 | 3.4863 | 3.278 | 3.2598 | 3.2733 | 3.3067 | 3.3878 | 3.4456 | 3.4939 | 3.3633 | 2.769 | 2.2256 | 1.9244 | 1.8566 | 1.9092 | 2.0755 | 2.5082 | 3.4446 | 4.2014 | 4.7114 | 4.3816 | 3.5117 | 3.3519 | 3.2831 | 3.1653
2032-12-11 | 3.2755 | 3.2246 | 3.2786 | 3.2519 | 3.2409 | 3.0415 | 3.1351 | 3.2044 | 2.7324 | 2.3002 | 2.1107 | 1.5777 | 1.4846 | 1.8496 | 2.0444 | 2.2881 | 2.8559 | 3.8722 | 4.6063 | 4.429 | 3.9077 | 3.329 | 3.1189 | 2.8827
2032-12-12 | 2.802 | 2.8348 | 2.6458 | 2.5776 | 2.4395 | 2.46 | 2.6427 | 2.6576 | 2.3228 | 1.9154 | 1.6438 | 1.4836 | 1.35 | 1.2887 | 1.4033 | 2.0256 | 2.709 | 3.5539 | 4.6209 | 4.2952 | 3.8633 | 3.9933 | 3.8458 | 3.5692
2032-12-13 | 3.623 | 2.9946 | 2.8918 | 2.6822 | 2.7828 | 3.0069 | 3.5474 | 3.6608 | 2.9838 | 2.5215 | 2.3574 | 2.0855 | 2.1599 | 2.118 | 2.3999 | 2.9987 | 3.5011 | 4.0863 | 5.0278 | 4.6945 | 4.117 | 3.73 | 3.6471 | 3.2147
2032-12-14 | 2.8866 | 2.7784 | 2.7892 | 2.7768 | 2.7938 | 2.9849 | 3.4103 | 3.1188 | 2.6188 | 2.2375 | 2.0809 | 1.9794 | 2.2789 | 2.3092 | 2.5239 | 3.4251 | 4.0028 | 4.728 | 4.8565 | 4.3994 | 4.0045 | 4.46 | 4.5803 | 4.089
2032-12-15 | 3.6688 | 3.4857 | 3.3789 | 3.341 | 3.4254 | 3.9049 | 4.527 | 3.897 | 3.4198 | 2.6763 | 2.2395 | 2.1679 | 2 | 1.9549 | 2.2028 | 2.4301 | 3.1512 | 4.0986 | 4.6385 | 4.5987 | 4.2327 | 4.3889 | 4.3221 | 4.0591
2032-12-16 | 3.7433 | 3.5248 | 3.2245 | 3.2765 | 3.33 | 3.7495 | 4.3165 | 3.5487 | 3.0476 | 2.7195 | 2.2062 | 1.9149 | 1.8098 | 1.8992 | 2.1177 | 2.6928 | 3.49 | 4.266 | 5.033 | 4.7048 | 4.2537 | 4.4922 | 4.523 | 3.7321
2032-12-17 | 3.5252 | 3.3426 | 3.2774 | 3.36 | 3.4818 | 3.6615 | 4.3443 | 3.7756 | 3.3228 | 3.0323 | 2.6514 | 2.5549 | 2.4328 | 2.5417 | 2.4701 | 2.8258 | 3.3152 | 3.8991 | 4.6674 | 4.5736 | 4.0859 | 4.6589 | 4.6944 | 4.1884
2032-12-18 | 3.3034 | 3.2343 | 3.1732 | 3.115 | 3.0232 | 2.8651 | 3.043 | 3.1773 | 2.7416 | 2.3287 | 1.9006 | 1.6614 | 1.5941 | 1.7093 | 1.8933 | 2.4102 | 3.198 | 4.2 | 4.7827 | 4.4864 | 4.3205 | 3.9959 | 3.6921 | 3.1016
2032-12-19 | 3.0126 | 3.127 | 3.1325 | 3.3371 | 3.2671 | 3.3727 | 3.1505 | 2.9639 | 2.6761 | 2.1758 | 1.7703 | 1.4166 | 1.4881 | 1.6188 | 1.8887 | 2.27 | 3.1003 | 3.7537 | 4.6834 | 4.6762 | 4.538 | 4.2036 | 3.7928 | 3.3813
2032-12-20 | 3.1045 | 2.834 | 2.773 | 2.7483 | 2.8004 | 2.9934 | 3.2821 | 3.3551 | 3.4115 | 3.0062 | 2.4839 | 2.4156 | 2.3083 | 2.7271 | 3.0063 | 3.7005 | 4.511 | 5.0547 | 4.9391 | 4.0349 | 3.7326 | 4.3726 | 4.416 | 4.4161
2032-12-21 | 4.1215 | 3.9614 | 3.634 | 2.8479 | 2.8328 | 2.9939 | 3.2186 | 3.3455 | 3.1423 | 2.7413 | 2.4793 | 2.3305 | 1.9722 | 2.0436 | 2.0851 | 2.4218 | 3.3162 | 4.325 | 4.5387 | 4.2171 | 3.7954 | 3.6012 | 3.282 | 3.1495
2032-12-22 | 3.1482 | 2.9612 | 2.8037 | 2.7614 | 2.8164 | 2.977 | 3.1945 | 3.373 | 3.1668 | 2.7045 | 2.3733 | 2.2535 | 2.1875 | 2.1522 | 2.3724 | 2.9169 | 3.8076 | 4.8991 | 5.2255 | 5.2505 | 4.7787 | 4.5461 | 4.3711 | 4.0541
2032-12-23 | 4.0241 | 4.0141 | 3.8559 | 3.8278 | 3.6069 | 3.8549 | 4.2663 | 3.7694 | 3.3528 | 3.1827 | 2.8092 | 2.6444 | 2.4819 | 2.5834 | 2.6782 | 3.5641 | 4.3411 | 5.0167 | 5.2416 | 5.2843 | 4.554 | 4.6071 | 4.6705 | 4.5284
2032-12-24 | 4.1664 | 3.8636 | 3.429 | 3.4375 | 3.5322 | 3.5938 | 4.0878 | 3.5829 | 3.3647 | 3.2056 | 3.371 | 3.1429 | 3.2422 | 3.4628 | 3.6009 | 3.5846 | 4.1552 | 4.8917 | 5.1369 | 4.7768 | 4.2715 | 4.26 | 4.199 | 3.7785
2032-12-25 | 3.7624 | 3.6175 | 3.3362 | 3.2075 | 3.2446 | 3.4684 | 3.7467 | 3.4291 | 3.1663 | 2.8096 | 2.2055 | 1.9003 | 1.9625 | 1.9591 | 2.22 | 2.7295 | 3.7253 | 4.4418 | 5.026 | 4.6457 | 4.0603 | 4.242 | 4.3286 | 3.3881
2032-12-26 | 3.2145 | 3.0954 | 2.9987 | 2.8227 | 2.8444 | 2.8601 | 2.9788 | 2.9596 | 2.7736 | 2.5097 | 2.1751 | 1.8469 | 1.8336 | 1.6294 | 1.8004 | 2.236 | 2.8935 | 3.8517 | 4.8461 | 4.6391 | 4.0546 | 3.5168 | 3.6811 | 3.3145
2032-12-27 | 3.097 | 2.7848 | 2.8893 | 2.878 | 3.2308 | 3.545 | 3.9229 | 3.6115 | 3.6521 | 3.3595 | 2.9048 | 2.6227 | 2.474 | 2.4033 | 2.5419 | 3.3356 | 4.4078 | 5.0944 | 5.2104 | 4.1478 | 3.4351 | 3.8438 | 4.0372 | 3.8379
2032-12-28 | 4.0114 | 3.8728 | 3.635 | 2.8478 | 2.8326 | 2.9933 | 3.2174 | 3.3486 | 3.1723 | 2.8354 | 2.5401 | 2.3961 | 2.0903 | 2.0358 | 2.1037 | 2.3515 | 3.3208 | 4.342 | 4.5772 | 4.2337 | 3.8134 | 3.6292 | 3.4002 | 3.1515
2032-12-29 | 3.1459 | 2.959 | 2.8019 | 2.7596 | 2.8149 | 2.9751 | 3.1932 | 3.3882 | 3.2623 | 2.9281 | 2.7154 | 2.5352 | 2.5063 | 2.4494 | 2.6074 | 3.1099 | 3.9124 | 4.9395 | 5.2673 | 5.2966 | 4.815 | 4.5885 | 4.36 | 4.016
2032-12-30 | 3.8623 | 3.8529 | 3.7039 | 3.673 | 3.4627 | 3.7025 | 4.0924 | 3.6231 | 3.2482 | 3.0288 | 2.4945 | 2.177 | 2.0496 | 2.1488 | 2.301 | 3.2155 | 4.0877 | 4.8214 | 5.2914 | 5.0895 | 4.4066 | 4.5985 | 4.6419 | 4.4846
2032-12-31 | 4.2841 | 3.9689 | 3.4866 | 3.4372 | 3.5327 | 3.5931 | 4.0896 | 3.5997 | 3.3217 | 3.2977 | 3.475 | 3.303 | 3.2754 | 3.4917 | 3.6143 | 3.5346 | 4.0917 | 4.8712 | 5.1638 | 4.8063 | 4.2928 | 4.1591 | 4.0268 | 3.78
2033-01-01 | 3.0903 | 3.0606 | 3.1159 | 2.7757 | 2.6585 | 2.6399 | 2.841 | 2.9023 | 2.5463 | 2.374 | 2.1452 | 1.5826 | 1.288 | 1.4946 | 1.8725 | 2.0839 | 2.817 | 3.8769 | 4.6812 | 4.5941 | 3.5343 | 3.5572 | 3.4547 | 3.2992
2033-01-02 | 3.3887 | 3.2694 | 2.9978 | 2.8691 | 2.7137 | 2.9162 | 2.9346 | 2.9859 | 2.6406 | 2.2907 | 1.8313 | 1.5333 | 1.2073 | 1.4983 | 1.8421 | 2.088 | 2.5167 | 3.949 | 4.8781 | 4.7385 | 4.123 | 3.289 | 3.176 | 2.8705
2033-01-03 | 3.2405 | 3.3249 | 2.8789 | 2.718 | 2.8827 | 2.7929 | 2.6871 | 2.6916 | 2.3752 | 2.1916 | 1.9513 | 1.7621 | 1.4254 | 1.4565 | 1.5864 | 2.0662 | 2.903 | 3.965 | 4.5747 | 4.6221 | 4.1998 | 3.9103 | 3.5561 | 3.455
2033-01-04 | 2.9222 | 2.8276 | 2.9025 | 2.8572 | 2.741 | 3.128 | 3.124 | 3.2011 | 3.0033 | 2.5911 | 2.0729 | 1.7822 | 1.7983 | 1.8356 | 1.9603 | 2.3614 | 3.6002 | 4.2616 | 5.0419 | 4.9152 | 4.46 | 3.9016 | 3.7575 | 3.3623
2033-01-05 | 3.3994 | 3.0034 | 2.9442 | 2.8738 | 2.8268 | 3.3282 | 3.3439 | 3.238 | 2.9929 | 2.4965 | 2.0901 | 1.8234 | 1.5258 | 1.6642 | 1.8907 | 2.3015 | 3.2841 | 4.2305 | 4.8145 | 4.8704 | 4.3675 | 4.0491 | 3.7084 | 3.6687
2033-01-06 | 3.2221 | 2.9514 | 3.1932 | 3.0079 | 2.8522 | 2.9472 | 3.1377 | 3.2512 | 3.0343 | 2.3582 | 2.0368 | 1.6729 | 1.5266 | 1.5714 | 1.8182 | 2.3669 | 3.0494 | 3.846 | 4.9652 | 4.8563 | 3.9492 | 3.5873 | 3.4591 | 3.4022
2033-01-07 | 2.9979 | 2.8237 | 2.9031 | 2.8862 | 2.7137 | 3.0875 | 3.356 | 3.5486 | 3.4239 | 2.8263 | 2.2475 | 1.8176 | 1.635 | 1.7151 | 1.928 | 2.2829 | 2.9858 | 3.6354 | 4.5999 | 3.7153 | 3.3042 | 3.8285 | 3.9889 | 3.7029
2033-01-08 | 2.979 | 2.9517 | 3.0093 | 2.7698 | 2.6569 | 2.642 | 2.8576 | 2.9186 | 2.5142 | 2.3302 | 2.0617 | 1.4694 | 1.2439 | 1.4303 | 1.7889 | 1.9861 | 2.7468 | 3.829 | 4.6518 | 4.6186 | 3.5423 | 3.5698 | 3.4452 | 3.1663
2033-01-09 | 3.272 | 3.1592 | 2.8905 | 2.7889 | 2.7133 | 2.9153 | 2.9392 | 3.0082 | 2.6624 | 2.3176 | 1.8681 | 1.5638 | 1.1907 | 1.4745 | 1.7823 | 2.006 | 2.4923 | 3.9688 | 4.8969 | 4.7479 | 4.1446 | 3.3017 | 3.179 | 2.8729
2033-01-10 | 2.9667 | 2.8255 | 2.7428 | 2.714 | 2.8391 | 3.1321 | 3.2148 | 3.3102 | 3.1833 | 2.4011 | 2.114 | 1.8748 | 1.8348 | 1.9438 | 2.0144 | 2.3708 | 3.4372 | 4.2512 | 5.0426 | 4.6981 | 3.9095 | 3.7282 | 3.7615 | 3.563
2033-01-11 | 3.2663 | 2.9584 | 2.9075 | 2.9962 | 2.7219 | 2.9366 | 3.6627 | 3.8961 | 3.6833 | 3.15 | 2.5824 | 2.203 | 2.0546 | 2.1388 | 2.3824 | 3.1782 | 3.8728 | 4.217 | 5.2481 | 5.2494 | 4.8086 | 4.2747 | 3.9885 | 3.825
2033-01-12 | 3.2195 | 3.0955 | 3.0226 | 2.9502 | 2.8252 | 3.3996 | 3.6732 | 3.7363 | 3.3667 | 2.8175 | 2.2746 | 1.9086 | 2.2657 | 2.2771 | 2.198 | 2.4142 | 3.5647 | 4.6763 | 5.2615 | 5.0588 | 4.2144 | 4.1509 | 3.8208 | 3.6338
2033-01-13 | 3.4687 | 3.2871 | 2.9521 | 2.9145 | 2.8389 | 3.4807 | 3.9945 | 4.1246 | 3.6675 | 3.3023 | 2.7604 | 2.265 | 2.5851 | 2.3224 | 2.4836 | 3.0992 | 4.1093 | 4.3597 | 5.2132 | 5.2703 | 4.8004 | 4.3825 | 4.0628 | 3.8937
2033-01-14 | 3.3999 | 3.1114 | 2.9993 | 2.9127 | 2.7881 | 3.1191 | 4.0715 | 3.9476 | 3.1781 | 2.3438 | 1.9489 | 1.7416 | 1.8335 | 2.2293 | 2.1988 | 2.4848 | 3.4624 | 4.0111 | 4.5939 | 4.7769 | 4.3157 | 4.0909 | 3.9556 | 3.8075
2033-01-15 | 3.4286 | 2.9259 | 2.8675 | 3.0029 | 2.7012 | 2.7274 | 3.0441 | 3.2238 | 2.9625 | 2.4611 | 2.0948 | 1.8632 | 1.8381 | 1.6608 | 2.0989 | 2.4437 | 2.7311 | 3.3982 | 4.7906 | 4.7483 | 3.8589 | 3.9354 | 4.0476 | 3.2722
2033-01-16 | 2.9992 | 2.9478 | 3.1509 | 2.8878 | 2.719 | 2.7209 | 2.8249 | 2.7596 | 2.5591 | 2.1077 | 1.6953 | 1.1563 | 1.0706 | 1.1113 | 1.501 | 1.9797 | 2.3952 | 3.252 | 4.6629 | 4.6331 | 4.1633 | 3.427 | 3.185 | 2.9706
2033-01-17 | 2.9134 | 2.7135 | 2.6235 | 2.6305 | 2.8033 | 3.1801 | 3.2801 | 3.284 | 3.2934 | 2.6683 | 2.0701 | 1.8838 | 1.9993 | 1.8684 | 2.0593 | 2.3932 | 3.2394 | 4.1444 | 5.0618 | 4.6461 | 3.9976 | 3.6987 | 3.9521 | 3.3259
2033-01-18 | 2.902 | 3.0395 | 2.951 | 2.8796 | 2.7425 | 2.8827 | 3.5816 | 3.4438 | 2.9712 | 2.4843 | 2.0624 | 1.8227 | 1.6608 | 1.6511 | 2.0665 | 2.2064 | 2.9808 | 4.6383 | 5.2588 | 5.2011 | 4.5411 | 4.1821 | 3.8564 | 3.421
2033-01-19 | 3.4424 | 3.2029 | 3.0333 | 3.0351 | 2.8532 | 3.1773 | 4.1709 | 4.6052 | 3.9604 | 3.2448 | 3.04 | 2.5002 | 2.3379 | 2.1877 | 2.3191 | 2.9247 | 3.7385 | 4.3874 | 5.2416 | 5.2622 | 4.6905 | 4.2661 | 3.8696 | 3.4924
2033-01-20 | 3.5332 | 3.1362 | 2.9794 | 2.9768 | 3.1786 | 3.2023 | 3.8163 | 3.6119 | 3.5098 | 2.8572 | 2.3655 | 1.974 | 1.8874 | 1.9713 | 2.2868 | 2.4284 | 3.1938 | 4.0917 | 5.2302 | 4.7439 | 4.2412 | 3.9542 | 3.8411 | 3.5647
2033-01-21 | 3.0406 | 2.9825 | 2.9593 | 2.9362 | 2.9048 | 3.513 | 4.0115 | 4.2384 | 4.0138 | 3.1793 | 2.3335 | 2.2734 | 2.2493 | 2.3203 | 2.4189 | 3.5741 | 4.1259 | 4.1908 | 4.911 | 4.9791 | 4.4298 | 3.9726 | 4.0709 | 3.7472
2033-01-22 | 3.0801 | 3.0016 | 3.1615 | 2.8948 | 2.8239 | 2.9418 | 3.1362 | 3.2386 | 2.8328 | 2.4255 | 1.9453 | 1.6985 | 1.7072 | 1.8738 | 2.1221 | 2.3075 | 2.7587 | 4.0867 | 5.1781 | 4.8772 | 4.31 | 3.8695 | 3.7926 | 3.7408
2033-01-23 | 3.1871 | 3.0139 | 2.9525 | 3.1326 | 2.7668 | 2.8572 | 3.0376 | 3.3524 | 3.2067 | 2.6174 | 2.1334 | 1.8056 | 1.5839 | 1.6398 | 1.9807 | 2.3384 | 2.542 | 3.4721 | 4.9407 | 4.9399 | 4.4186 | 3.7369 | 3.2908 | 3.1728
2033-01-24 | 2.7756 | 2.5632 | 2.5651 | 2.7651 | 2.7049 | 2.9798 | 3.5474 | 3.923 | 3.1323 | 2.4488 | 2.118 | 1.7559 | 1.6471 | 1.7872 | 2.2531 | 2.79 | 3.2529 | 4.2066 | 5.2554 | 4.9987 | 4.5432 | 4.1545 | 3.7429 | 3.3216
2033-01-25 | 3.5569 | 3.3484 | 3.1128 | 3.2092 | 3.2601 | 3.3941 | 4.2209 | 4.471 | 4.4021 | 3.7969 | 3.35 | 3.035 | 2.3754 | 2.4663 | 3.1626 | 3.6244 | 4.1525 | 4.1942 | 5.1952 | 5.2584 | 4.8596 | 4.5464 | 4.0931 | 3.6231
2033-01-26 | 3.5553 | 3.2993 | 3.1642 | 3.1424 | 2.9011 | 3.0288 | 3.957 | 4.3159 | 3.6466 | 2.9511 | 2.3939 | 1.925 | 1.7743 | 1.8143 | 2.1537 | 2.8352 | 3.3561 | 4.0146 | 5.2102 | 5.2496 | 4.7663 | 4.4016 | 4.0723 | 3.5604
2033-01-27 | 3.5267 | 3.1236 | 2.9887 | 3.1268 | 3.0299 | 3.363 | 4.2506 | 4.6107 | 4.4454 | 3.8424 | 3.1115 | 2.8684 | 2.9492 | 3.0377 | 3.1521 | 3.4624 | 3.663 | 4.0177 | 5.0305 | 5.0689 | 4.5435 | 4.103 | 3.7552 | 3.5783
2033-01-28 | 3.0558 | 2.9786 | 2.9953 | 2.9661 | 2.8698 | 3.3225 | 3.5568 | 3.5307 | 3.3405 | 2.6716 | 2.165 | 1.9443 | 2.0043 | 1.9766 | 2.0732 | 2.6389 | 3.6319 | 4.3757 | 5.0219 | 4.7962 | 4.2417 | 4.2793 | 4.3354 | 3.9636
2033-01-29 | 3.2448 | 2.9651 | 3.0598 | 2.9883 | 2.8253 | 3.0474 | 3.5103 | 3.5725 | 3.3868 | 2.6502 | 2.0535 | 2.0657 | 2.0074 | 2.3306 | 2.7215 | 3.3006 | 3.6297 | 3.7891 | 4.5234 | 4.5217 | 4.0524 | 3.9366 | 3.7462 | 3.5386
2033-01-30 | 3.2431 | 2.8891 | 2.9524 | 2.9505 | 2.6938 | 2.6525 | 2.9034 | 2.7746 | 2.5022 | 2.1594 | 2.1019 | 1.8628 | 1.8352 | 1.7457 | 2.141 | 2.1293 | 2.3604 | 3.4279 | 4.7611 | 4.8995 | 4.3353 | 3.3637 | 3.2777 | 3.069
2033-01-31 | 2.8453 | 2.7744 | 2.7472 | 2.8665 | 2.7752 | 3.1222 | 3.9558 | 4.4969 | 3.6033 | 2.6545 | 2.6383 | 2.2315 | 2.0899 | 2.1819 | 2.7255 | 2.8504 | 3.4494 | 4.4218 | 5.1542 | 5.1617 | 4.7853 | 4.6105 | 3.9411 | 3.5723
2033-02-01 | 3.3813 | 3.1261 | 3.0638 | 3.1734 | 3.1327 | 3.1977 | 3.86 | 3.8078 | 3.4875 | 2.9164 | 2.4583 | 1.9532 | 1.997 | 2.2785 | 2.4684 | 2.6373 | 3.1724 | 4.2458 | 5.1659 | 5.1461 | 4.5897 | 4.0952 | 3.8458 | 3.5269
2033-02-02 | 3.7039 | 3.3067 | 3.174 | 3.1087 | 3.0056 | 3.5108 | 4.4675 | 4.6332 | 4.3761 | 4.1807 | 3.4365 | 3.0914 | 2.8607 | 2.4803 | 2.9934 | 3.2972 | 3.7999 | 4.5378 | 5.1508 | 4.9972 | 4.077 | 4.1762 | 4.3127 | 3.6307
2033-02-03 | 3.4145 | 3.5336 | 3.2483 | 3.2241 | 3.0199 | 3.2999 | 4.3132 | 4.2127 | 3.9666 | 3.4656 | 3.13 | 2.4592 | 2.8171 | 3.0241 | 2.969 | 2.6527 | 3.3382 | 4.2988 | 5.1837 | 5.1718 | 4.6077 | 4.2222 | 3.9126 | 3.5525
2033-02-04 | 3.3404 | 3.4151 | 3.0799 | 3.0807 | 3.1481 | 3.5139 | 4.367 | 4.7389 | 4.4015 | 3.4632 | 3.512 | 2.8929 | 2.4023 | 2.0322 | 2.3429 | 2.9964 | 3.2541 | 3.8763 | 4.9381 | 4.9179 | 4.0512 | 4.4085 | 4.3726 | 3.5597
2033-02-05 | 3.3248 | 3.2779 | 3.0683 | 2.8504 | 2.5897 | 2.7673 | 2.953 | 2.9564 | 2.557 | 2.348 | 2.0823 | 1.8248 | 1.5327 | 1.6456 | 2.0643 | 2.6306 | 3.5305 | 3.7551 | 4.6524 | 4.8377 | 4.446 | 4.0739 | 3.9512 | 3.6621
2033-02-06 | 3.2831 | 3.2149 | 3.4295 | 3.1643 | 3.0033 | 3.0494 | 3.2314 | 3.4881 | 3.4827 | 3.0511 | 2.5703 | 2.5425 | 2.7797 | 2.7404 | 2.2963 | 2.4868 | 2.5736 | 3.1823 | 4.5112 | 4.7919 | 4.3987 | 3.8948 | 3.4776 | 3.1884
2033-02-07 | 3.1767 | 3.2197 | 2.9928 | 2.897 | 2.838 | 3.0302 | 3.8965 | 3.9834 | 3.2046 | 3.4933 | 3.3887 | 2.596 | 2.3748 | 1.947 | 2.5286 | 3.3192 | 3.9989 | 4.82 | 5.0177 | 4.6665 | 3.8909 | 4.0576 | 3.6233 | 3.1202
2033-02-08 | 3.0859 | 3.1738 | 2.9362 | 2.7918 | 2.7857 | 3.2598 | 3.7002 | 3.7943 | 3.5647 | 2.7282 | 2.8937 | 3.0331 | 3.0209 | 2.3581 | 2.4715 | 2.3679 | 3.262 | 3.7807 | 4.7504 | 5.0833 | 4.4371 | 4.0916 | 4.3055 | 3.5881
2033-02-09 | 3.1178 | 3.0774 | 2.9902 | 3.0347 | 2.8436 | 3.0014 | 3.4425 | 3.4915 | 3.1707 | 2.5392 | 2.0531 | 2.2239 | 2.3382 | 2.348 | 2.1655 | 2.3583 | 3.3482 | 4.2058 | 4.9136 | 4.9239 | 4.5779 | 3.9731 | 3.7305 | 3.6106
2033-02-10 | 3.2484 | 2.9904 | 2.9468 | 2.9139 | 2.9909 | 3.1999 | 3.7378 | 3.4705 | 3.3258 | 2.6486 | 2.4265 | 2.0825 | 1.8987 | 1.6415 | 1.823 | 2.2048 | 2.7715 | 3.6204 | 4.2555 | 4.3739 | 4.1079 | 3.8363 | 3.3281 | 3.154
2033-02-11 | 3.0128 | 2.8573 | 2.8079 | 2.8082 | 2.7695 | 3.0075 | 3.6315 | 3.8154 | 3.313 | 2.4782 | 1.7543 | 1.511 | 1.4424 | 1.4799 | 1.7807 | 2.13 | 2.4396 | 3.2022 | 4.4931 | 4.3604 | 3.5923 | 3.87 | 3.5076 | 3.0607
2033-02-12 | 2.8785 | 2.9416 | 2.7409 | 2.6559 | 2.6424 | 2.8357 | 3.0972 | 2.7998 | 2.3168 | 1.9906 | 1.5632 | 1.1342 | 1.0091 | 1.0847 | 1.3543 | 1.8376 | 2.4132 | 3.1709 | 3.7948 | 4.094 | 3.7366 | 3.523 | 3.2388 | 3.0921
2033-02-13 | 3.0396 | 2.799 | 2.7592 | 2.732 | 2.6371 | 2.674 | 2.7136 | 2.8205 | 2.5983 | 2.1665 | 1.7307 | 1.2433 | 0.96717 | 1.11 | 1.4553 | 1.7116 | 2.2907 | 3.0392 | 4.4379 | 4.7156 | 4.2118 | 3.4303 | 3.0646 | 2.8233
2033-02-14 | 2.7118 | 2.8009 | 2.614 | 2.5933 | 2.775 | 3.2831 | 3.6445 | 3.526 | 3.1623 | 2.4535 | 2.0291 | 2.045 | 1.8437 | 1.8345 | 2.1515 | 2.5833 | 3.3918 | 4.0414 | 4.7714 | 4.7949 | 4.3176 | 4.119 | 3.7567 | 3.6906
2033-02-15 | 3.2266 | 3.0033 | 2.9342 | 3.0419 | 2.9751 | 3.0898 | 3.7125 | 3.6021 | 4.021 | 3.6007 | 2.988 | 2.7776 | 2.582 | 2.951 | 3.0819 | 3.3342 | 3.7588 | 4.278 | 5.1663 | 5.1499 | 4.6246 | 4.3005 | 4.0617 | 3.5048
2033-02-16 | 3.1774 | 3.0388 | 3.0249 | 3.2773 | 3.1662 | 3.2659 | 3.5248 | 3.6061 | 3.7599 | 3.4575 | 3.0396 | 2.9968 | 3.3128 | 3.5203 | 3.5473 | 3.973 | 4.5727 | 4.6043 | 4.7945 | 4.7601 | 4.4656 | 4.0222 | 3.9028 | 3.5856
2033-02-17 | 3.4351 | 3.065 | 3.0954 | 3.1528 | 3.1941 | 3.2772 | 4.2016 | 4.3083 | 4.2689 | 3.9346 | 3.4336 | 2.4925 | 2.215 | 2.343 | 2.7037 | 2.5688 | 3.6308 | 3.701 | 4.5048 | 4.7836 | 4.6485 | 4.368 | 3.9098 | 3.7236
2033-02-18 | 3.1672 | 3.0212 | 2.9744 | 2.949 | 2.8441 | 3.1733 | 4.1556 | 4.3277 | 3.3859 | 3.358 | 2.7855 | 2.0332 | 2.1476 | 2.5064 | 2.2628 | 2.4335 | 3.0887 | 3.793 | 4.2907 | 4.7201 | 4.4763 | 4.3873 | 3.7114 | 3.3745
2033-02-19 | 3.2993 | 2.9174 | 2.8603 | 2.8106 | 2.765 | 2.8588 | 2.9054 | 2.8694 | 2.5343 | 2.3547 | 2.1424 | 1.6834 | 1.4329 | 1.6118 | 1.9608 | 2.6897 | 3.2859 | 3.9777 | 4.1169 | 4.1689 | 3.9795 | 4.0705 | 3.532 | 3.2918
2033-02-20 | 3.1478 | 3.2553 | 2.9563 | 2.8474 | 2.6932 | 2.7061 | 2.7752 | 2.9372 | 2.9051 | 2.4624 | 2.2731 | 2.1638 | 2.594 | 2.4445 | 2.2352 | 2.5977 | 3.0169 | 3.9543 | 4.4597 | 4.3769 | 3.5882 | 3.1592 | 3.5139 | 3.03
2033-02-21 | 2.7847 | 2.6796 | 2.768 | 2.6405 | 2.6709 | 2.7392 | 2.6629 | 2.9602 | 2.894 | 2.3991 | 1.86 | 1.204 | 1.2051 | 1.5479 | 1.9963 | 2.3713 | 2.6183 | 3.4132 | 4.4912 | 5.041 | 4.0399 | 3.9632 | 3.9293 | 3.1967
2033-02-22 | 2.9094 | 3.0634 | 2.9015 | 2.7492 | 2.755 | 2.9648 | 3.627 | 3.4812 | 2.7089 | 2.4075 | 2.1699 | 1.803 | 1.7233 | 2.0144 | 2.2445 | 2.4069 | 3.1151 | 4.097 | 5.0434 | 5.0478 | 4.5166 | 4.6296 | 3.9711 | 3.3387
2033-02-23 | 2.9934 | 2.8544 | 2.9023 | 2.6771 | 2.5498 | 2.8064 | 3.4878 | 3.619 | 3.3307 | 2.6818 | 2.4064 | 2.045 | 1.9249 | 2.1123 | 2.3308 | 2.8611 | 3.1792 | 3.7943 | 4.8152 | 5.1225 | 4.6278 | 4.1401 | 3.9441 | 3.7903
2033-02-24 | 3.4015 | 3.181 | 3.0725 | 3.2282 | 3.0048 | 3.226 | 3.8979 | 3.9325 | 3.9832 | 3.4486 | 3.1222 | 3.6521 | 3.6474 | 3.2149 | 3.2055 | 3.4845 | 4.3998 | 4.4624 | 4.7827 | 4.7586 | 4.3543 | 3.9362 | 3.8445 | 3.4637
2033-02-25 | 3.0884 | 2.9545 | 2.8862 | 2.8596 | 2.9444 | 3.153 | 3.9104 | 3.9355 | 3.3772 | 3.0026 | 2.3097 | 1.9606 | 2.1012 | 2.4771 | 2.5642 | 2.8256 | 3.3972 | 4.196 | 4.6101 | 4.6056 | 4.4514 | 4.4831 | 4.0099 | 3.5906
2033-02-26 | 3.671 | 3.2462 | 3.0355 | 3.0328 | 2.9203 | 3.3108 | 3.3829 | 3.3817 | 3.0683 | 2.5757 | 2.1393 | 1.5693 | 1.8459 | 2.0307 | 2.1067 | 2.4257 | 3.3111 | 4.2677 | 4.2698 | 4.4802 | 4.2744 | 3.9229 | 3.7307 | 3.444
2033-02-27 | 3.488 | 3.0591 | 2.977 | 2.9221 | 2.7617 | 2.8304 | 3.0483 | 3.4247 | 2.9213 | 2.3918 | 2.246 | 2.0783 | 1.9533 | 1.8305 | 2.4614 | 2.567 | 3.1167 | 4.1652 | 4.9904 | 5.0127 | 4.1972 | 3.6734 | 3.3147 | 2.9573
2033-02-28 | 2.9198 | 2.9228 | 2.6968 | 2.7342 | 2.8249 | 3.0648 | 3.9409 | 3.8639 | 3.6397 | 3.0631 | 2.5487 | 2.0962 | 2.188 | 2.2783 | 2.5471 | 2.8786 | 3.7696 | 4.3426 | 4.8171 | 4.7032 | 4.5009 | 4.2712 | 3.6454 | 3.2957
2033-03-01 | 3.2534 | 3.1812 | 2.9337 | 2.9176 | 2.8786 | 3.4682 | 3.8997 | 3.8148 | 3.2696 | 2.6829 | 2.1751 | 1.9812 | 2.1053 | 2.0363 | 2.1169 | 2.3972 | 3.4002 | 3.946 | 4.7244 | 4.9986 | 4.4951 | 4.1001 | 4.0028 | 3.8908
2033-03-02 | 3.4018 | 3.2175 | 2.7975 | 2.7115 | 2.7029 | 3.4347 | 3.7975 | 3.5088 | 3.7844 | 3.3943 | 2.819 | 2.3786 | 2.2786 | 2.0928 | 2.5062 | 3.2876 | 4.0271 | 3.9252 | 4.6972 | 5.0496 | 4.6627 | 4.4863 | 4.2149 | 3.4197
2033-03-03 | 3.2221 | 3.1794 | 3.3151 | 3.087 | 3.0489 | 3.4491 | 4.3831 | 4.4416 | 3.9536 | 3.2042 | 2.3384 | 2.2012 | 2.2492 | 2.0641 | 2.6241 | 2.8547 | 3.3412 | 3.958 | 4.6764 | 4.7573 | 4.4046 | 4.1033 | 3.7897 | 3.2779
2033-03-04 | 3.0833 | 2.9887 | 3.0887 | 3.2036 | 2.8285 | 2.9747 | 3.5689 | 3.6513 | 3.1854 | 2.4843 | 2.1707 | 2.1026 | 2.3568 | 2.1928 | 1.9944 | 2.882 | 3.4713 | 3.9272 | 4.5024 | 4.7345 | 4.2638 | 3.9503 | 4.1522 | 3.7671
2033-03-05 | 3.1107 | 3.1769 | 3.0833 | 3.0041 | 2.9029 | 3.0566 | 3.5109 | 3.426 | 2.7211 | 2.7898 | 2.8115 | 2.145 | 1.9247 | 1.9818 | 2.1638 | 2.1092 | 2.9097 | 3.8253 | 4.3073 | 4.0045 | 3.9058 | 4.1225 | 3.8302 | 3.3541
2033-03-06 | 3.3791 | 3.1491 | 2.8854 | 2.8845 | 2.7331 | 2.9028 | 2.7547 | 2.8196 | 2.6121 | 2.3941 | 1.9476 | 1.7501 | 1.6603 | 1.7599 | 1.7718 | 1.6678 | 2.4803 | 3.6263 | 4.5699 | 4.7625 | 4.1418 | 3.4897 | 3.2059 | 2.936
2033-03-07 | 3.0348 | 2.9092 | 2.7803 | 2.6879 | 2.7215 | 3.2788 | 3.8266 | 3.648 | 3.4324 | 2.664 | 2.2676 | 1.8092 | 1.8213 | 2.1932 | 2.1884 | 2.3864 | 3.0149 | 3.879 | 4.6169 | 5.059 | 4.5076 | 3.9618 | 3.5915 | 3.4029
2033-03-08 | 3.3295 | 3.1683 | 2.9396 | 2.8619 | 2.8324 | 3.2742 | 4.1915 | 3.8699 | 3.4656 | 2.9331 | 2.3511 | 1.9515 | 1.8272 | 2.0726 | 1.8815 | 1.9963 | 2.5422 | 3.6626 | 4.6333 | 4.9638 | 4.4629 | 3.8507 | 3.6429 | 3.1185
2033-03-09 | 3.0744 | 3.1134 | 2.9829 | 2.969 | 2.9112 | 3.1556 | 4.176 | 3.4345 | 2.6853 | 1.7971 | 1.3732 | 1.3241 | 1.6143 | 1.5224 | 1.4505 | 1.9912 | 2.6335 | 3.2139 | 4.31 | 4.8617 | 4.3879 | 3.6849 | 3.6744 | 3.3632
2033-03-10 | 2.9198 | 2.8432 | 2.9166 | 2.6923 | 2.7013 | 2.9767 | 3.7025 | 4.03 | 3.4773 | 3.0155 | 2.3979 | 2.1771 | 2.1119 | 2.1001 | 2.077 | 2.3651 | 2.8804 | 3.4521 | 4.7232 | 4.9695 | 4.381 | 3.8625 | 3.5466 | 3.1544
2033-03-11 | 2.9746 | 2.9481 | 3.0299 | 2.8155 | 2.8083 | 3.174 | 4.0508 | 3.5403 | 3.09 | 2.6797 | 2.1028 | 1.8974 | 2.0733 | 1.9855 | 1.7895 | 2.1244 | 2.8863 | 3.277 | 3.8152 | 4.0946 | 3.6365 | 3.802 | 3.7478 | 3.4042
2033-03-12 | 3.1796 | 2.9245 | 2.7947 | 2.7602 | 2.7156 | 2.8648 | 3.0672 | 3.0877 | 2.6062 | 2.1518 | 1.6476 | 0.98937 | 1.1741 | 1.1345 | 1.2273 | 1.873 | 2.7165 | 3.1488 | 3.8445 | 4.2453 | 3.8761 | 3.44 | 3.2462 | 3.0333
2033-03-13 | 3.0517 | 2.7628 | 2.6951 | 2.7137 | 2.7602 | 2.7479 | 2.902 | 2.926 | 2.9463 | 2.5145 | 1.6219 | 1.5137 | 1.721 | 1.3334 | 1.844 | 2.4497 | 3.1623 | 3.583 | 4.2661 | 4.1331 | 3.7208 | 3.3964 | 3.4243 | 2.8644
2033-03-14 | 2.8154 | 2.8404 | 2.6013 | 2.5649 | 2.644 | 2.9797 | 3.9633 | 4.0707 | 3.3967 | 2.4675 | 2.4952 | 2.2685 | 2.4465 | 2.0238 | 2.0928 | 2.9881 | 3.2442 | 3.8581 | 4.7986 | 4.8151 | 4.0465 | 3.7332 | 3.715 | 3.0807
2033-03-15 | 2.9094 | 2.2574 | 1.7552 | 1.9921 | 2.5491 | 2.8861 | 3.9728 | 4.2694 | 3.6376 | 3.5069 | 3.2583 | 3.202 | 3.164 | 3.2638 | 3.3764 | 3.0472 | 3.6889 | 4.1496 | 5.02 | 4.8874 | 4.4764 | 4.0908 | 3.6495 | 3.1876
2033-03-16 | 2.9556 | 3.0192 | 2.7786 | 2.5647 | 2.6425 | 2.918 | 3.6107 | 4.0535 | 3.7875 | 3.0043 | 2.6399 | 2.2194 | 2.5394 | 2.2261 | 2.2346 | 3.3722 | 3.5183 | 3.947 | 4.986 | 5.206 | 4.6674 | 4.0435 | 3.7935 | 3.7176
2033-03-17 | 3.1408 | 3.029 | 3.0998 | 2.8223 | 2.8719 | 3.317 | 4.1555 | 4.1909 | 3.6177 | 2.9367 | 2.4873 | 2.2672 | 2.1089 | 2.1533 | 2.4109 | 2.7211 | 3.4199 | 4.3213 | 5.0655 | 5.3697 | 4.7807 | 4.1238 | 3.5999 | 3.3704
2033-03-18 | 3.0009 | 2.8603 | 2.7922 | 2.8249 | 2.8825 | 2.9942 | 3.572 | 3.7227 | 3.2949 | 2.9908 | 2.8402 | 2.3962 | 2.2637 | 2.6675 | 2.884 | 3.2433 | 3.8393 | 3.8519 | 4.5603 | 4.9118 | 4.5543 | 4.2807 | 3.9639 | 3.6451
2033-03-19 | 3.5026 | 3.2103 | 2.9676 | 3.019 | 3.1756 | 3.0633 | 3.1363 | 3.0701 | 2.7007 | 2.2509 | 1.8426 | 1.5813 | 1.4349 | 1.793 | 2.0137 | 2.1054 | 2.8932 | 3.7241 | 4.3903 | 4.5395 | 4.1864 | 4.1529 | 3.6556 | 3.4142
2033-03-20 | 3.4197 | 3.294 | 2.9745 | 2.8929 | 2.7933 | 3.0998 | 3.229 | 3.1346 | 2.6764 | 2.4053 | 2.0764 | 2.0871 | 1.9349 | 1.7393 | 1.7716 | 1.9553 | 2.2937 | 3.1515 | 4.423 | 4.5736 | 4.2626 | 3.8622 | 3.5283 | 3.1648
2033-03-21 | 3.1389 | 3.0618 | 2.7599 | 2.513 | 2.5624 | 2.9284 | 3.2347 | 3.2208 | 3.2065 | 2.7003 | 2.2477 | 1.7204 | 2.1289 | 2.9119 | 2.7748 | 2.9 | 3.1488 | 3.351 | 4.1176 | 4.7263 | 4.3867 | 3.7684 | 3.4427 | 3.3972
2033-03-22 | 3.1619 | 2.8543 | 2.7527 | 2.9373 | 2.8559 | 3.0804 | 3.6301 | 3.7231 | 3.7019 | 3.455 | 2.9139 | 2.296 | 2.322 | 2.6179 | 2.6182 | 2.9659 | 3.7304 | 4.1454 | 4.6048 | 4.7586 | 4.3679 | 3.9447 | 3.4169 | 3.2273
2033-03-23 | 2.9998 | 2.8079 | 2.8037 | 2.7931 | 2.8355 | 3.4215 | 3.7261 | 3.6155 | 3.3589 | 2.84 | 2.5298 | 2.1772 | 2.4662 | 2.3194 | 2.6172 | 3.0441 | 3.5153 | 4.2273 | 4.7065 | 4.7804 | 4.1185 | 3.6259 | 3.444 | 3.2926
2033-03-24 | 3.287 | 3.0675 | 2.8553 | 2.805 | 3.0196 | 3.1624 | 3.64 | 3.6249 | 3.7191 | 3.4665 | 2.6609 | 1.7828 | 1.9905 | 2.438 | 2.5917 | 3.0498 | 3.5165 | 4.3685 | 4.8695 | 4.9737 | 4.3211 | 3.9442 | 3.7073 | 3.3902
2033-03-25 | 3.3421 | 3.2053 | 2.9616 | 2.9443 | 2.8837 | 3.2932 | 3.8216 | 3.4098 | 2.847 | 2.9 | 2.4797 | 2.2164 | 2.1414 | 2.5088 | 2.4052 | 2.9469 | 3.5369 | 4.3592 | 4.3648 | 4.3634 | 4.3759 | 4.2453 | 3.785 | 3.6003
2033-03-26 | 3.5273 | 3.232 | 2.9904 | 2.9476 | 3.212 | 3.2078 | 3.4643 | 3.6643 | 3.6566 | 3.8275 | 3.3398 | 2.6277 | 2.4678 | 2.4277 | 2.4677 | 2.4512 | 2.8575 | 3.5893 | 3.7687 | 4.0948 | 4.0112 | 3.5469 | 3.4027 | 3.2353
2033-03-27 | 3.0707 | 2.7794 | 2.6866 | 2.5873 | 2.5084 | 2.5611 | 2.5396 | 2.7587 | 2.477 | 2.195 | 1.6497 | 1.1585 | 1.2639 | 1.1615 | 0.79507 | 1.3026 | 2.1888 | 3.1336 | 3.7745 | 4.5078 | 4.3431 | 3.8796 | 3.6679 | 3.4974
2033-03-28 | 3.1254 | 2.8042 | 2.7526 | 2.8395 | 2.9724 | 3.0502 | 3.2925 | 3.3681 | 3.0975 | 3.1974 | 2.1813 | 2.1647 | 2.0908 | 1.8406 | 1.7911 | 1.9077 | 2.5637 | 3.3249 | 4.1785 | 4.8087 | 4.4045 | 3.8757 | 3.9122 | 3.4175
2033-03-29 | 2.9447 | 2.9886 | 2.9518 | 2.7924 | 2.7838 | 3.0202 | 3.8822 | 3.4357 | 2.5847 | 2.1926 | 1.961 | 1.7027 | 1.6737 | 1.7651 | 1.661 | 1.8793 | 2.7902 | 3.9606 | 4.4046 | 4.9033 | 4.6597 | 4.3272 | 3.8885 | 3.6215
2033-03-30 | 3.0999 | 2.9746 | 2.9065 | 2.8898 | 2.8961 | 3.394 | 3.7712 | 3.4879 | 3.0281 | 2.4608 | 2.0337 | 1.7813 | 2.0122 | 1.9419 | 1.7058 | 2.1801 | 3.1254 | 3.8807 | 4.421 | 5.0344 | 4.7507 | 4.3664 | 3.9483 | 3.6773
2033-03-31 | 3.3493 | 2.9246 | 2.8674 | 3.0396 | 3.1063 | 3.3401 | 3.7218 | 3.7011 | 3.2891 | 2.7529 | 2.2537 | 1.9513 | 2.0532 | 2.1211 | 1.9771 | 2.3988 | 3.3744 | 4.0647 | 4.5766 | 5.1495 | 4.8839 | 4.4402 | 3.7328 | 3.3374
2033-04-01 | 3.3186 | 2.992 | 2.8646 | 2.8019 | 2.825 | 2.9415 | 3.4515 | 3.4279 | 2.785 | 2.2399 | 1.798 | 1.6619 | 1.8483 | 1.9377 | 1.974 | 2.1643 | 3.1453 | 3.6829 | 4.3367 | 5.0222 | 4.6744 | 4.3035 | 3.8353 | 3.5401
2033-04-02 | 3.4277 | 3.1348 | 2.8954 | 2.85 | 2.967 | 3.0516 | 3.0457 | 3.0652 | 2.5804 | 2.5807 | 2.2139 | 2.2737 | 2.413 | 2.4605 | 2.6093 | 2.6465 | 2.588 | 3.7334 | 3.9709 | 4.5557 | 4.2892 | 3.9927 | 3.5825 | 3.2583
2033-04-03 | 3.3213 | 2.9781 | 2.8463 | 2.8291 | 2.7181 | 2.8083 | 2.7425 | 2.7591 | 2.7069 | 2.3067 | 1.9483 | 2.1201 | 2.1035 | 1.9206 | 1.8891 | 2.2641 | 2.8007 | 3.5985 | 4.4776 | 4.9896 | 4.4209 | 4.1605 | 4.0368 | 3.6903
2033-04-04 | 3.353 | 3.0442 | 3.0107 | 3.009 | 3.0624 | 3.5471 | 4.6343 | 4.3956 | 4.2958 | 3.9287 | 3.5347 | 3.0554 | 3.6356 | 3.6917 | 3.7696 | 3.5201 | 4.5396 | 4.964 | 5.1295 | 4.7839 | 4.1515 | 3.8147 | 3.4818 | 3.339
2033-04-05 | 3.0707 | 2.8953 | 2.8517 | 2.5217 | 2.3128 | 2.41 | 2.8695 | 3.6863 | 3.126 | 2.5944 | 2.8766 | 2.4853 | 2.2023 | 2.3178 | 2.5967 | 2.7735 | 3.8448 | 4.5743 | 4.8292 | 4.8851 | 4.7352 | 4.2919 | 3.7963 | 3.6236
2033-04-06 | 3.1163 | 2.8987 | 2.8829 | 2.9092 | 2.8821 | 3.2392 | 3.961 | 4.3981 | 3.3872 | 3.2586 | 3.4556 | 3.2204 | 2.3969 | 2.5202 | 2.6714 | 3.0797 | 3.7957 | 4.4832 | 4.9852 | 5.1758 | 4.7786 | 4.4496 | 3.9568 | 3.2936
2033-04-07 | 3.2405 | 3.1247 | 3.0733 | 3.2423 | 3.0956 | 3.4431 | 4.17 | 4.0837 | 4.2864 | 4.0879 | 3.5165 | 3.7153 | 2.9198 | 2.8416 | 3.306 | 3.4114 | 4.1498 | 4.2706 | 4.8575 | 5.1975 | 4.8269 | 4.226 | 4.3862 | 3.842
2033-04-08 | 3.1384 | 2.9735 | 2.9003 | 2.9434 | 3.0172 | 3.0701 | 3.3528 | 3.5095 | 3.3693 | 2.8341 | 2.4413 | 2.1843 | 2.2358 | 2.1289 | 2.589 | 2.9842 | 2.8841 | 3.6989 | 4.7595 | 5.0638 | 4.4849 | 4.0652 | 3.9066 | 3.4392
2033-04-09 | 3.4429 | 3.2527 | 2.9278 | 2.8913 | 3.0461 | 3.2693 | 3.1029 | 3.0208 | 2.8225 | 2.5364 | 2.4058 | 2.1975 | 2.2185 | 2.2096 | 2.4582 | 2.946 | 3.3618 | 4.1384 | 4.917 | 4.8898 | 4.2657 | 4.4101 | 4.3725 | 3.6098
2033-04-10 | 3.2857 | 3.1675 | 3.3708 | 3.0106 | 2.8983 | 2.8867 | 2.9693 | 3.0751 | 2.7589 | 2.8989 | 2.6826 | 2.4146 | 2.2133 | 2.1242 | 2.0518 | 2.3077 | 3.0363 | 3.6077 | 4.2328 | 4.8214 | 4.473 | 4.1328 | 3.5607 | 3.0994
2033-04-11 | 2.9575 | 2.9097 | 3.0699 | 2.9098 | 2.9052 | 3.2052 | 3.9658 | 3.9199 | 3.0931 | 2.4482 | 1.9788 | 1.758 | 1.635 | 1.7771 | 1.7745 | 1.8462 | 2.5523 | 3.7077 | 4.5776 | 5.1049 | 4.5489 | 3.9525 | 3.5448 | 3.1521
2033-04-12 | 3.0695 | 3.0461 | 2.854 | 2.8013 | 3.0119 | 3.3047 | 3.5325 | 3.4021 | 2.9246 | 2.2366 | 1.9037 | 1.7159 | 1.8734 | 1.9828 | 1.7016 | 2.0865 | 2.9432 | 3.8659 | 4.4918 | 5.0004 | 4.7291 | 4.1891 | 3.6795 | 3.1937
2033-04-13 | 3.1529 | 3.026 | 2.8581 | 2.8538 | 2.8989 | 3.128 | 3.3168 | 3.3708 | 2.9284 | 2.4648 | 2.1523 | 2.0299 | 1.9508 | 2.1297 | 2.1521 | 2.7624 | 3.2801 | 3.7309 | 4.7865 | 5.2042 | 4.7595 | 3.8737 | 3.5774 | 3.6306
2033-04-14 | 3.0751 | 2.9247 | 2.9101 | 3.0118 | 3.1041 | 3.2042 | 3.7033 | 3.5165 | 2.916 | 2.4356 | 2.1684 | 1.9313 | 2.0511 | 1.9952 | 1.9944 | 2.1303 | 3.1839 | 3.7018 | 4.3228 | 5.1575 | 4.7401 | 4.1253 | 3.5579 | 3.4052
2033-04-15 | 3.0475 | 2.9168 | 2.8506 | 2.8506 | 2.8322 | 3.0175 | 4.0164 | 3.728 | 3.1702 | 2.4245 | 2.0356 | 1.9966 | 2.146 | 2.2477 | 1.8918 | 2.4619 | 3.4435 | 4.3749 | 4.9339 | 5.1468 | 4.6671 | 4.1435 | 4.152 | 3.7043
2033-04-16 | 3.6418 | 3.2992 | 3.0815 | 3.0344 | 3.1205 | 3.2906 | 2.9914 | 2.836 | 2.6965 | 2.372 | 1.9244 | 1.7073 | 1.6781 | 1.797 | 1.5021 | 1.9829 | 2.8606 | 3.7859 | 4.4101 | 4.6387 | 3.8971 | 3.7442 | 3.8891 | 3.542
2033-04-17 | 3.6759 | 3.3223 | 3.0776 | 3.0255 | 3.0619 | 3.339 | 3.3398 | 2.9265 | 2.3201 | 2.0223 | 2.1665 | 1.986 | 1.8038 | 1.6719 | 1.6526 | 2.016 | 2.6186 | 3.3649 | 4.701 | 5.1534 | 4.8642 | 4.4381 | 4.0359 | 3.3667
2033-04-18 | 3.1716 | 3.2769 | 3.2376 | 3.0397 | 3.0242 | 3.7567 | 4.022 | 3.8032 | 3.5035 | 2.6063 | 2.3128 | 2.1736 | 2.1749 | 2.4327 | 2.4434 | 2.3893 | 3.0717 | 4.2575 | 4.89 | 5.054 | 4.6241 | 4.0348 | 3.4495 | 3.1147
2033-04-19 | 3.1488 | 2.9992 | 2.8562 | 2.8833 | 3.0668 | 3.1768 | 3.6166 | 3.8587 | 3.8292 | 3.4426 | 2.5508 | 2.3332 | 2.3154 | 2.1692 | 2.285 | 2.5341 | 3.1085 | 3.8587 | 4.7636 | 5.0476 | 4.5566 | 3.6977 | 3.4648 | 3.1158
2033-04-20 | 2.8951 | 3.0108 | 2.8891 | 2.8217 | 2.845 | 3.1012 | 3.5377 | 3.469 | 2.8388 | 2.4834 | 2.1773 | 1.8321 | 1.7028 | 2.0907 | 2.1595 | 2.4028 | 3.1034 | 3.9972 | 4.6271 | 5.0772 | 4.5727 | 3.9589 | 3.5046 | 3.1923
2033-04-21 | 3.0932 | 3.173 | 2.9544 | 2.9053 | 2.9299 | 3.5246 | 4.1258 | 3.4898 | 3.7792 | 3.1511 | 3.1335 | 2.9101 | 3.1933 | 2.8552 | 3.1616 | 3.2224 | 4.0411 | 4.5105 | 4.6899 | 5.1091 | 4.8264 | 4.0796 | 4.0884 | 3.9095
2033-04-22 | 3.2916 | 3.0836 | 3.0023 | 2.8913 | 2.8665 | 3.2422 | 3.3918 | 3.5679 | 3.7425 | 3.3357 | 2.6113 | 2.3077 | 2.368 | 2.2385 | 1.8118 | 2.0344 | 2.9718 | 3.8157 | 3.9593 | 4.3275 | 4.2598 | 3.7726 | 3.7044 | 3.491
2033-04-23 | 3.2311 | 2.9267 | 2.8117 | 2.7738 | 2.8233 | 2.9256 | 3.3411 | 2.8822 | 2.5817 | 2.4423 | 1.9683 | 1.5757 | 1.7951 | 1.587 | 1.8156 | 2.1005 | 2.8282 | 3.074 | 4.0223 | 4.6663 | 4.3163 | 3.5997 | 3.6119 | 3.6151
2033-04-24 | 3.0694 | 2.9795 | 3.0394 | 3.0271 | 2.9014 | 2.9081 | 2.7227 | 2.6374 | 2.5658 | 2.2245 | 1.7808 | 1.5426 | 1.6847 | 1.4059 | 1.4307 | 1.8222 | 2.4227 | 3.5102 | 4.2792 | 4.9745 | 4.6854 | 3.8678 | 3.5106 | 3.429
2033-04-25 | 3.1104 | 2.8249 | 2.7771 | 2.7449 | 2.8364 | 3.2833 | 3.8871 | 3.251 | 3.1644 | 3.0457 | 2.8023 | 2.1785 | 2.1162 | 2.136 | 2.0105 | 2.4786 | 3.2142 | 4.0478 | 4.6318 | 5.1147 | 4.606 | 3.9455 | 3.5525 | 3.1789
2033-04-26 | 3.0764 | 3.1621 | 2.8878 | 2.7973 | 2.8128 | 2.9563 | 3.4943 | 2.9742 | 3.172 | 2.5337 | 2.4619 | 2.4906 | 2.28 | 2.1938 | 2.6546 | 2.4618 | 2.8681 | 3.7328 | 4.5828 | 4.9214 | 4.5169 | 3.7379 | 3.3629 | 3.0837
2033-04-27 | 2.9262 | 2.9185 | 2.9817 | 2.8388 | 2.8446 | 3.1928 | 3.7002 | 3.4291 | 3.185 | 2.7835 | 2.409 | 2.037 | 2.0331 | 2.2137 | 2.1691 | 2.3305 | 2.9033 | 3.9228 | 4.5885 | 5.1506 | 4.6356 | 3.6478 | 3.1155 | 2.8882
2033-04-28 | 2.9171 | 2.8562 | 2.6214 | 2.697 | 2.8185 | 2.8116 | 3.1857 | 3.1003 | 3.0655 | 2.71 | 2.4288 | 2.3465 | 2.1014 | 2.4751 | 2.7392 | 3.0844 | 3.9983 | 4.1553 | 4.6819 | 5.1863 | 4.8033 | 3.964 | 3.3176 | 3.0153
2033-04-29 | 3.0363 | 2.9324 | 2.8034 | 2.7428 | 2.8058 | 3.0274 | 3.7181 | 3.6647 | 3.7112 | 3.7094 | 3.2664 | 3.0789 | 2.7728 | 2.6893 | 3.0273 | 3.418 | 3.4149 | 3.5219 | 4.3711 | 4.7024 | 4.0356 | 3.8502 | 3.9161 | 3.1185
2033-04-30 | 2.9334 | 2.9419 | 2.8202 | 2.8078 | 2.8464 | 3.1495 | 3.0973 | 3.1521 | 3.02 | 2.7286 | 2.7228 | 2.1674 | 1.9133 | 2.1682 | 2.2402 | 2.354 | 2.4953 | 3.371 | 4.0807 | 3.8106 | 3.5525 | 3.6156 | 3.2392 | 2.8903
2033-05-01 | 2.7509 | 2.8506 | 2.6701 | 2.5968 | 2.6551 | 2.777 | 2.846 | 2.5799 | 2.2105 | 2.1558 | 1.7925 | 1.452 | 1.5745 | 1.7611 | 1.8265 | 1.8983 | 2.2985 | 3.0547 | 3.7033 | 4.1164 | 4.0479 | 3.6591 | 3.0484 | 2.8019
2033-05-02 | 2.8853 | 2.7369 | 2.6804 | 2.6805 | 2.7672 | 3.1482 | 3.3599 | 3.2616 | 3.3571 | 2.3648 | 2.0318 | 2.0192 | 1.92 | 1.9537 | 2.3015 | 2.5514 | 2.4143 | 3.07 | 4.3639 | 4.6311 | 4.2675 | 4.2041 | 3.881 | 3.0587
2033-05-03 | 2.9964 | 2.9954 | 2.7707 | 2.7725 | 2.7929 | 3.0092 | 3.4689 | 2.6803 | 2.5786 | 2.3843 | 2.2779 | 1.9868 | 1.9701 | 1.9198 | 2.1774 | 2.6263 | 3.6539 | 4.0695 | 4.3419 | 4.8573 | 4.3163 | 3.697 | 3.2622 | 2.999
2033-05-04 | 2.992 | 2.8453 | 2.739 | 2.6864 | 2.7673 | 2.9958 | 3.7334 | 4.0336 | 4.0001 | 3.8089 | 3.023 | 3.3432 | 3.2638 | 3.0371 | 3.4588 | 3.6506 | 3.6965 | 4.0453 | 4.8446 | 5.0995 | 4.2793 | 3.6182 | 3.8919 | 3.1646
2033-05-05 | 2.8743 | 2.9933 | 2.6989 | 2.5037 | 2.5535 | 2.856 | 3.4564 | 3.1305 | 3.246 | 2.9731 | 2.377 | 2.4593 | 2.8365 | 3.0758 | 2.9669 | 3.0897 | 3.3302 | 4.4737 | 4.7287 | 4.8915 | 4.6956 | 4.4321 | 3.9923 | 3.3121
2033-05-06 | 3.035 | 2.8874 | 2.9773 | 2.9779 | 2.9724 | 3.3859 | 4.1019 | 4.143 | 3.4701 | 2.7422 | 3.303 | 3.3008 | 3.1797 | 2.3608 | 2.5491 | 3.3104 | 3.6752 | 3.9904 | 4.9024 | 4.8458 | 4.2987 | 4.3568 | 4.1738 | 3.4308
2033-05-07 | 3.1406 | 3.0056 | 2.7461 | 2.6164 | 2.5859 | 2.7932 | 2.7974 | 2.6854 | 2.5288 | 2.5341 | 2.4659 | 2.2625 | 2.2238 | 2.3204 | 2.3552 | 2.3077 | 2.9545 | 3.7468 | 4.3486 | 4.2342 | 4.0768 | 3.9911 | 3.6155 | 3.079
2033-05-08 | 2.8725 | 2.9459 | 2.8616 | 2.7375 | 2.7667 | 2.7877 | 2.6359 | 2.5459 | 2.2455 | 1.9207 | 1.7456 | 1.4834 | 1.1776 | 1.3844 | 1.5993 | 1.8935 | 2.1883 | 2.8765 | 4.1418 | 4.7148 | 4.2398 | 3.4988 | 3.5812 | 3.088
2033-05-09 | 2.8673 | 2.8268 | 2.8878 | 2.7238 | 2.8045 | 3.2026 | 4.1885 | 3.5698 | 2.839 | 2.4845 | 2.0421 | 1.9828 | 2.1094 | 1.97 | 1.8225 | 1.9542 | 2.688 | 3.691 | 4.2515 | 4.7679 | 4.4243 | 3.9126 | 3.2573 | 3.0788
2033-05-10 | 2.9951 | 2.744 | 2.524 | 2.5738 | 2.7615 | 2.7988 | 3.1231 | 3.2099 | 3.5098 | 3.3458 | 2.8621 | 3.5145 | 3.2609 | 3.6198 | 3.2274 | 2.7392 | 3.3515 | 4.0261 | 4.6261 | 5.2076 | 4.7868 | 4.1675 | 3.7763 | 3.6527
2033-05-11 | 3.0051 | 2.89 | 2.8137 | 2.8101 | 2.8074 | 3.1402 | 3.973 | 3.7827 | 3.1066 | 2.6062 | 2.083 | 1.8401 | 1.796 | 1.8193 | 1.8716 | 2.246 | 2.7473 | 3.7431 | 4.7237 | 5.1947 | 5.0688 | 4.3119 | 3.7415 | 3.2719
2033-05-12 | 3.0599 | 3.1202 | 2.8906 | 2.805 | 2.8193 | 3.2219 | 4.0379 | 3.4313 | 3.0648 | 2.5449 | 2.4391 | 2.3362 | 2.1453 | 2.0034 | 2.3162 | 2.6147 | 3.262 | 4.3065 | 5.0645 | 5.219 | 5.0182 | 4.4313 | 3.9575 | 3.5324
2033-05-13 | 3.2176 | 3.0732 | 3.0574 | 3.1514 | 3.2242 | 3.4217 | 3.9087 | 3.6455 | 3.4757 | 3.0015 | 2.424 | 2.4092 | 2.8211 | 2.6451 | 2.6548 | 2.8682 | 3.1916 | 3.5723 | 4.4481 | 5.0786 | 4.6871 | 4.0311 | 3.7839 | 3.6602
2033-05-14 | 3.12 | 2.9788 | 3.1052 | 2.8489 | 2.8114 | 2.9049 | 3.1074 | 3.019 | 2.2464 | 1.7987 | 1.49 | 1.2059 | 1.1458 | 1.3346 | 1.7979 | 2.096 | 2.5474 | 3.6097 | 4.3983 | 4.8428 | 4.2505 | 3.689 | 3.6148 | 3.2614
2033-05-15 | 3.1434 | 3.1026 | 2.8371 | 2.8062 | 2.8 | 2.8648 | 3.1499 | 2.757 | 2.245 | 1.9689 | 1.8339 | 1.6873 | 1.5742 | 1.6754 | 1.5269 | 1.7752 | 2.4902 | 3.7327 | 4.4531 | 4.8753 | 4.3284 | 3.7918 | 3.6746 | 3.3478
2033-05-16 | 3.1517 | 2.9584 | 2.77 | 2.7171 | 2.6607 | 2.9003 | 3.2448 | 3.0015 | 3.2535 | 2.9825 | 2.5792 | 2.5461 | 2.3732 | 2.1846 | 2.0494 | 2.5553 | 3.8448 | 4.4725 | 4.9311 | 4.7001 | 4.0564 | 3.5605 | 3.7432 | 3.2796
2033-05-17 | 2.8612 | 2.9784 | 2.9014 | 2.7573 | 2.7963 | 3.0167 | 3.9491 | 3.7508 | 3.1562 | 3.0271 | 2.5415 | 2.1001 | 1.9569 | 2.0952 | 1.9096 | 2.1943 | 3.4416 | 4.3711 | 4.6001 | 4.8491 | 4.6528 | 4.1183 | 3.5601 | 3.5589
2033-05-18 | 3.048 | 2.8352 | 2.7807 | 2.7292 | 2.8492 | 3.048 | 2.9986 | 2.6553 | 2.546 | 2.2476 | 2.1088 | 1.8942 | 1.8322 | 1.8373 | 1.9677 | 2.2861 | 3.1238 | 4.1723 | 4.835 | 5.1989 | 5.1786 | 4.7002 | 3.9142 | 3.4614
2033-05-19 | 3.0882 | 3.2361 | 2.958 | 2.7656 | 2.8291 | 3.2341 | 4.0396 | 3.8467 | 3.3285 | 3.2109 | 2.6637 | 2.5991 | 2.7784 | 2.7126 | 3.3226 | 3.6013 | 4.2482 | 4.5505 | 5.0166 | 5.2411 | 4.923 | 4.4691 | 3.784 | 3.3478
2033-05-20 | 3.191 | 3.0587 | 2.9766 | 2.8866 | 2.8516 | 2.9377 | 3.2132 | 3.4811 | 3.2569 | 2.4928 | 1.9832 | 1.9694 | 2.042 | 1.9259 | 1.7874 | 2.3249 | 3.071 | 3.5182 | 4.3846 | 4.7861 | 4.1071 | 4.0735 | 4.1404 | 3.5799
2033-05-21 | 3.1566 | 2.8166 | 2.7603 | 2.7378 | 2.7745 | 2.9941 | 2.9594 | 2.5748 | 2.2588 | 1.9595 | 1.6384 | 1.3387 | 1.375 | 1.4799 | 1.2624 | 1.7636 | 2.5332 | 3.0237 | 3.7178 | 4.5179 | 4.1144 | 3.6884 | 3.4372 | 3.3716
2033-05-22 | 3.109 | 2.8257 | 2.7939 | 2.8778 | 2.6991 | 2.5151 | 2.4618 | 2.3871 | 2.2035 | 1.6883 | 1.3748 | 1.0417 | 1.1614 | 1.4428 | 1.4898 | 1.8787 | 2.7286 | 4.0011 | 4.8446 | 4.9454 | 4.5309 | 3.7369 | 3.407 | 3.0302
2033-05-23 | 2.9949 | 2.9593 | 2.7347 | 2.7157 | 2.7483 | 3.0884 | 3.6081 | 3.5167 | 2.9557 | 2.4855 | 2.2159 | 2.1272 | 1.9867 | 2.5285 | 2.4885 | 2.4042 | 3.6231 | 4.2439 | 4.6462 | 4.9625 | 4.5579 | 3.6455 | 3.4607 | 3.034
2033-05-24 | 3.0862 | 3.0064 | 2.7685 | 2.8004 | 3.0409 | 3.2057 | 3.622 | 3.328 | 3.2525 | 2.5685 | 2.2887 | 2.4979 | 2.4082 | 2.7278 | 2.2604 | 2.889 | 3.3196 | 3.9127 | 4.7569 | 5.1896 | 4.8014 | 4.0576 | 3.8686 | 3.5995
2033-05-25 | 3.0267 | 2.8961 | 2.8529 | 2.8679 | 3.1652 | 3.313 | 3.8046 | 3.6099 | 3.3947 | 2.7886 | 2.6797 | 2.774 | 2.2984 | 2.2337 | 2.2441 | 2.8341 | 3.2629 | 3.7526 | 4.7197 | 5.1504 | 4.9659 | 4.1628 | 3.9629 | 3.7787
2033-05-26 | 3.1087 | 3.0091 | 3.0508 | 2.6957 | 2.7501 | 2.9451 | 3.3878 | 3.2194 | 2.7283 | 2.5225 | 2.1621 | 2.0967 | 1.9729 | 2.0642 | 2.0215 | 2.5317 | 3.218 | 3.916 | 4.535 | 4.8391 | 4.4795 | 3.8998 | 3.7695 | 3.5435
2033-05-27 | 3.2143 | 3.0338 | 2.9199 | 2.7719 | 2.8476 | 2.8455 | 3.0992 | 2.6556 | 2.5343 | 2.3197 | 2.0179 | 1.8851 | 1.7395 | 1.8861 | 1.9192 | 2.2913 | 2.9357 | 4.0176 | 4.3437 | 4.4317 | 3.9114 | 3.642 | 3.5972 | 3.3363
2033-05-28 | 3.3241 | 3.0696 | 2.8049 | 2.8445 | 2.975 | 2.8009 | 2.7463 | 2.4394 | 2.5194 | 2.1584 | 1.7298 | 1.8866 | 1.8237 | 1.7895 | 1.805 | 2.3485 | 2.8629 | 3.4178 | 4.0792 | 4.5397 | 4.2287 | 3.4971 | 3.6927 | 3.4766
2033-05-29 | 2.9944 | 2.9305 | 3.0573 | 2.8152 | 2.743 | 2.7729 | 2.8647 | 2.8466 | 2.2637 | 2.0264 | 1.7874 | 1.582 | 1.8113 | 1.9328 | 2.2148 | 2.4957 | 2.9842 | 3.8192 | 4.424 | 4.5867 | 4.2033 | 3.5386 | 3.34 | 3.0669
2033-05-30 | 3.1085 | 3.0391 | 2.7747 | 2.7412 | 2.9076 | 2.9499 | 2.7142 | 2.6797 | 2.3876 | 2.2139 | 2.0875 | 1.9672 | 1.8105 | 1.8117 | 1.8565 | 2.583 | 2.9833 | 3.4644 | 4.5114 | 4.9931 | 4.6667 | 4.1374 | 3.5866 | 3.395
2033-05-31 | 3.2061 | 2.8606 | 2.8744 | 3.035 | 2.8588 | 3.2647 | 3.6268 | 4.0178 | 4.4451 | 3.9269 | 3.7375 | 3.4923 | 3.2404 | 3.3207 | 4.1429 | 4.6197 | 4.5604 | 4.5724 | 5.2199 | 5.2253 | 4.5865 | 4.7408 | 4.5433 | 3.8594
2033-06-01 | 3.375 | 3.2247 | 3.2067 | 3.2943 | 3.0592 | 3.2631 | 3.9857 | 3.4348 | 2.6837 | 2.466 | 2.171 | 2.1053 | 1.9094 | 1.9256 | 1.924 | 2.1781 | 2.7384 | 3.8955 | 4.937 | 5.2296 | 5.1905 | 4.872 | 4.2008 | 3.7306
2033-06-02 | 3.5584 | 3.218 | 3.0613 | 3.0816 | 3.1674 | 3.168 | 3.3995 | 3.4016 | 3.3648 | 2.5948 | 2.4181 | 2.2952 | 2.1188 | 2.228 | 2.5145 | 2.8455 | 3.4035 | 3.65 | 4.7338 | 5.2198 | 4.9713 | 4.2575 | 3.8092 | 3.393
2033-06-03 | 3.3755 | 3.215 | 3.1738 | 3.1178 | 3.1245 | 3.4124 | 3.6699 | 3.7643 | 3.6039 | 2.7548 | 3.0018 | 2.2802 | 2.3191 | 2.4908 | 2.5426 | 2.116 | 2.7923 | 3.8046 | 3.9748 | 4.4257 | 3.9418 | 3.8001 | 3.8584 | 3.7486
2033-06-04 | 3.3555 | 3.0953 | 2.916 | 2.8847 | 2.9168 | 2.9502 | 2.8773 | 2.6482 | 2.3687 | 1.9013 | 1.6054 | 1.097 | 1.3084 | 1.3383 | 1.3781 | 1.6304 | 2.4206 | 3.224 | 4.1094 | 4.658 | 4.0346 | 3.7252 | 3.615 | 3.3021
2033-06-05 | 3.4278 | 3.1876 | 2.9846 | 2.9324 | 2.84 | 2.9347 | 2.7859 | 2.6136 | 2.4024 | 2.0986 | 1.7237 | 1.452 | 1.6659 | 1.8162 | 1.8005 | 2.0057 | 2.4997 | 3.091 | 4.3213 | 5.0215 | 4.8287 | 4.7164 | 3.9439 | 3.6564
2033-06-06 | 3.283 | 3.0673 | 3.0725 | 3.1043 | 2.9089 | 3.0327 | 3.0754 | 3.3605 | 2.9474 | 2.7711 | 2.4719 | 2.2077 | 2.0993 | 2.172 | 2.504 | 3.1314 | 4.1752 | 4.0862 | 4.4856 | 5.2157 | 5.0481 | 4.8222 | 4.1396 | 3.7957
2033-06-07 | 3.5714 | 3.131 | 3.0618 | 3.206 | 3.0839 | 3.2227 | 3.6344 | 3.9322 | 3.846 | 3.2597 | 3.0234 | 3.0003 | 2.4263 | 2.362 | 2.2418 | 3.2479 | 3.6846 | 4.1131 | 4.8203 | 5.109 | 4.8615 | 4.219 | 3.9729 | 3.8103
2033-06-08 | 3.1368 | 3.0932 | 3.062 | 3.0278 | 3.1006 | 3.4313 | 3.8427 | 3.6438 | 2.6324 | 2.2505 | 2.4497 | 2.4732 | 2.5034 | 2.2995 | 1.8985 | 2.2283 | 3.0872 | 3.7814 | 4.636 | 5.14 | 4.9426 | 4.6653 | 3.9822 | 3.7081
2033-06-09 | 3.4681 | 3.1677 | 3.0428 | 3.085 | 3.058 | 3.0695 | 3.2739 | 3.152 | 2.925 | 2.659 | 2.3515 | 2.4829 | 2.1929 | 2.1318 | 2.3547 | 2.7391 | 3.3462 | 3.8292 | 4.5285 | 4.8718 | 4.6859 | 4.0469 | 3.584 | 3.1856
2033-06-10 | 3.0701 | 3.0047 | 2.8905 | 2.8488 | 2.8479 | 2.894 | 3.3678 | 3.665 | 3.2867 | 2.9167 | 2.6683 | 2.5236 | 2.6565 | 2.8345 | 2.5866 | 2.7677 | 3.3123 | 3.9464 | 4.4119 | 4.7035 | 4.4775 | 3.9594 | 3.8696 | 3.5187
2033-06-11 | 3.4362 | 3.1904 | 3.0161 | 3.0387 | 3.0505 | 2.9076 | 2.8473 | 2.8354 | 2.6014 | 2.1835 | 1.5828 | 1.5882 | 2.1001 | 1.7925 | 1.7509 | 1.8459 | 2.4047 | 3.1393 | 4.1458 | 4.454 | 4.3352 | 4.2618 | 3.6353 | 3.3866
2033-06-12 | 3.2893 | 3.2801 | 3.0264 | 2.976 | 2.8805 | 2.8488 | 2.83 | 2.7812 | 2.4693 | 2.0169 | 1.7488 | 1.6258 | 1.7848 | 1.9696 | 1.7322 | 1.8183 | 2.3618 | 2.9473 | 4.2124 | 4.9752 | 4.7221 | 4.1921 | 3.8453 | 3.4133
2033-06-13 | 3.3549 | 3.0578 | 2.9469 | 2.9264 | 2.9475 | 2.9608 | 3.0945 | 3.0622 | 2.7466 | 2.6124 | 2.5078 | 1.8602 | 1.5946 | 1.7313 | 2.1145 | 2.4715 | 2.6307 | 3.7591 | 4.4018 | 4.9618 | 4.869 | 4.2316 | 3.6695 | 3.5115
2033-06-14 | 3.2919 | 3.0219 | 2.9914 | 3.1382 | 2.9129 | 2.9601 | 3.2553 | 3.4421 | 2.8086 | 2.6896 | 2.2732 | 2.02 | 2.0786 | 2.2918 | 2.2855 | 2.7368 | 3.8207 | 4.3141 | 4.8891 | 5.2124 | 5.2054 | 4.6266 | 4.1295 | 3.64
2033-06-15 | 3.2987 | 3.1753 | 3.3289 | 3.067 | 2.997 | 3.1425 | 3.9616 | 3.8914 | 3.1505 | 2.8458 | 2.6734 | 2.2353 | 2.1584 | 2.8902 | 2.8919 | 2.7779 | 3.6813 | 4.4632 | 4.8361 | 5.2089 | 5.1499 | 4.5645 | 4.2244 | 4.0412
2033-06-16 | 3.8434 | 3.5775 | 3.2281 | 3.1319 | 3.0058 | 3.4557 | 3.3051 | 3.2937 | 3.4674 | 3.1326 | 4.2048 | 3.884 | 2.8466 | 2.5061 | 2.5826 | 3.1289 | 3.6807 | 4.3493 | 4.8422 | 5.2206 | 5.0743 | 4.6738 | 3.8585 | 3.4306
2033-06-17 | 3.1522 | 3.0993 | 3.1391 | 3.0046 | 2.9987 | 3.0396 | 3.7627 | 3.8507 | 3.247 | 2.6024 | 2.424 | 2.0802 | 2.1777 | 2.4935 | 2.4283 | 2.6515 | 2.9912 | 3.8181 | 4.6623 | 4.9361 | 4.944 | 4.6329 | 4.1223 | 3.9519
2033-06-18 | 3.4851 | 3.1306 | 3.033 | 3.1372 | 3.0068 | 2.9529 | 2.9442 | 2.8067 | 2.521 | 2.2625 | 2.1311 | 2.1455 | 2.0205 | 2.1452 | 1.843 | 2.0849 | 2.4117 | 3.565 | 4.4987 | 4.5578 | 4.4048 | 4.1075 | 3.523 | 3.2273
2033-06-19 | 3.1957 | 3.0576 | 2.9403 | 2.9051 | 3.0012 | 2.9104 | 2.7848 | 2.8671 | 2.5884 | 2.2299 | 1.8813 | 1.6218 | 1.723 | 1.7553 | 2.0164 | 2.1019 | 2.3484 | 2.8272 | 3.8991 | 4.4438 | 4.5008 | 3.7395 | 3.3918 | 3.1405
2033-06-20 | 3.1426 | 2.9756 | 2.8302 | 2.7695 | 2.9121 | 3.0486 | 2.9944 | 3.264 | 3.1751 | 2.5388 | 2.3436 | 2.2298 | 2.3002 | 2.3384 | 2.3251 | 2.6779 | 3.6899 | 3.9134 | 4.6289 | 4.9732 | 5.2242 | 4.8771 | 4.5077 | 3.9872
2033-06-21 | 3.4022 | 3.0598 | 3.0318 | 2.993 | 3.0351 | 3.1637 | 3.3712 | 3.6829 | 3.1369 | 2.7112 | 2.5741 | 2.4477 | 2.2642 | 2.2105 | 2.0576 | 2.6268 | 2.8528 | 3.7907 | 4.7563 | 5.1835 | 5.2348 | 4.7112 | 4.8375 | 4.5496
2033-06-22 | 4.3739 | 3.8544 | 3.488 | 3.4633 | 3.6093 | 3.7386 | 3.0421 | 3.1717 | 3.3903 | 2.988 | 2.3873 | 2.3782 | 2.2181 | 1.9693 | 1.9169 | 2.1995 | 3.0187 | 4.4078 | 4.8461 | 5.2206 | 5.1434 | 4.8919 | 4.264 | 3.6931
2033-06-23 | 4.5588 | 4.5327 | 4.0571 | 3.8687 | 3.6702 | 4.3342 | 3.3735 | 3.2726 | 3.4338 | 2.8413 | 2.5736 | 2.5747 | 2.459 | 2.2577 | 2.1094 | 2.6602 | 2.9302 | 3.5784 | 4.54 | 5.0115 | 4.9084 | 4.5661 | 4.5773 | 4.7325
2033-06-24 | 4.4968 | 3.7712 | 3.5981 | 3.648 | 3.9257 | 3.7148 | 3.1435 | 3.5462 | 3.3372 | 2.8903 | 2.7206 | 2.3012 | 2.2728 | 2.2845 | 2.5866 | 2.8111 | 2.8281 | 3.4432 | 4.1088 | 4.4944 | 4.4469 | 4.4605 | 4.0446 | 3.5498
2033-06-25 | 3.2508 | 3.3797 | 3.2267 | 3.0217 | 2.9058 | 2.9735 | 2.8614 | 2.7573 | 2.3781 | 1.9453 | 1.6879 | 1.3142 | 1.5197 | 1.5273 | 1.1075 | 1.6547 | 2.3969 | 3.0085 | 3.7228 | 4.2888 | 4.2623 | 4.0905 | 4.2171 | 4.2088
2033-06-26 | 4.2959 | 3.8971 | 3.5405 | 3.4256 | 3.3944 | 3.6471 | 2.7828 | 2.7372 | 2.5309 | 2.171 | 1.9036 | 1.9746 | 1.8827 | 1.9321 | 1.9827 | 1.8074 | 2.3659 | 3.0739 | 4.1029 | 4.7721 | 4.6409 | 4.0486 | 4.3198 | 4.5879
2033-06-27 | 3.583 | 3.0182 | 2.9313 | 2.9184 | 2.9064 | 3.2846 | 3.1211 | 3.423 | 3.7346 | 3.1636 | 2.6683 | 2.668 | 2.8403 | 2.3535 | 2.2458 | 2.4745 | 2.9966 | 4.2609 | 5.069 | 5.2581 | 5.1472 | 4.7502 | 4.8199 | 4.8895
2033-06-28 | 4.4305 | 3.9209 | 4.0183 | 4.0063 | 3.7344 | 4.1321 | 3.717 | 4.2557 | 3.8349 | 3.1367 | 2.6531 | 2.5946 | 2.6535 | 2.5672 | 2.6125 | 2.6186 | 1.793 | 2.7522 | 3.4532 | 4.6386 | 5.2171 | 4.5002 | 4.0492 | 3.2972
2033-06-29 | 3.0364 | 2.9462 | 2.865 | 2.8175 | 2.8226 | 2.9559 | 3.0947 | 2.9821 | 2.5492 | 2.2334 | 2.1716 | 2.0298 | 1.9234 | 1.9521 | 1.9958 | 2.2133 | 3.3694 | 4.2034 | 5.0712 | 5.2111 | 5.2172 | 5.036 | 4.8569 | 4.1468
2033-06-30 | 3.632 | 3.3268 | 3.2116 | 3.1475 | 3.1907 | 3.3321 | 3.4823 | 4.2397 | 3.8956 | 3.5026 | 3.3061 | 3.2729 | 3.1227 | 2.9191 | 3.1437 | 3.7206 | 3.5847 | 4.1147 | 4.6843 | 5.0863 | 4.9464 | 4.6544 | 4.4387 | 3.686
2033-07-01 | 3.174 | 3.0611 | 2.982 | 2.9964 | 3.0674 | 2.9018 | 3.0449 | 3.0782 | 2.7459 | 2.4376 | 2.1161 | 2.2745 | 2.4393 | 2.2735 | 2.4965 | 2.9012 | 3.1986 | 3.4373 | 3.9657 | 4.4942 | 4.5749 | 4.2285 | 3.9529 | 3.3599
2033-07-02 | 3.2556 | 3.2341 | 2.967 | 2.9365 | 2.8356 | 2.9138 | 3.0667 | 2.7066 | 2.4761 | 2.3002 | 1.9104 | 1.4976 | 1.716 | 1.946 | 2.0555 | 1.8315 | 2.1785 | 3.089 | 3.783 | 4.062 | 4.1486 | 3.8342 | 3.5359 | 3.2065
2033-07-03 | 3.2308 | 3.1519 | 2.9702 | 2.9289 | 2.8633 | 2.9998 | 2.7999 | 2.6427 | 2.4795 | 2.2232 | 2.133 | 1.739 | 1.8028 | 1.719 | 1.8598 | 1.9254 | 2.3451 | 2.9518 | 3.9812 | 4.2206 | 4.0437 | 3.6512 | 3.7012 | 3.227
2033-07-04 | 2.9776 | 2.9781 | 3.0181 | 2.8405 | 2.8817 | 2.9758 | 3.1747 | 3.3845 | 3.1402 | 2.7297 | 2.3808 | 2.2408 | 2.1464 | 2.4112 | 2.6426 | 2.7813 | 3.5712 | 4.5639 | 4.9292 | 5.2574 | 5.1181 | 4.8356 | 4.0179 | 3.4811
2033-07-05 | 3.3704 | 3.3477 | 3.2105 | 3.1347 | 3.0928 | 3.3192 | 3.299 | 3.4227 | 3.6229 | 3.0753 | 2.4473 | 2.0928 | 2.1514 | 2.3108 | 2.4213 | 2.4935 | 3.0052 | 3.8366 | 4.4597 | 4.898 | 4.9304 | 5.3396 | 4.8177 | 4.3873
2033-07-06 | 4.0533 | 4.2142 | 3.5734 | 3.5608 | 3.3494 | 3.4283 | 3.5198 | 3.1085 | 2.7363 | 2.3614 | 2.1071 | 1.9273 | 2.2279 | 1.9884 | 1.9048 | 2.1178 | 3.1671 | 3.8479 | 4.0551 | 4.3412 | 4.3142 | 4.9122 | 5.0538 | 4.5618
2033-07-07 | 4.4139 | 3.9889 | 3.5916 | 3.6085 | 3.6179 | 4.1851 | 3.9271 | 3.3073 | 3.1112 | 2.5976 | 2.4171 | 2.3058 | 2.2526 | 2.3269 | 2.8193 | 2.4917 | 3.202 | 4.2482 | 4.9871 | 5.2527 | 5.1067 | 5.0806 | 4.9844 | 4.612
2033-07-08 | 4.4737 | 4.1937 | 3.7606 | 3.8146 | 3.8371 | 3.7122 | 3.9636 | 3.7343 | 3.3939 | 3.0127 | 2.2848 | 2.1759 | 2.1183 | 2.0604 | 2.1851 | 2.4128 | 3.1118 | 3.7024 | 3.772 | 4.6818 | 4.6046 | 5.2799 | 4.9911 | 4.6266
2033-07-09 | 4.2762 | 3.9217 | 3.4835 | 3.4734 | 3.6767 | 3.5128 | 3.0978 | 2.9818 | 2.7487 | 2.4139 | 2.2529 | 2.1321 | 2.1811 | 2.1579 | 1.9138 | 2.274 | 2.739 | 2.8884 | 3.8135 | 4.1162 | 3.9982 | 3.5766 | 3.28 | 3.1391
2033-07-10 | 3.0759 | 3.1028 | 2.9315 | 2.9056 | 2.7939 | 2.9055 | 2.6981 | 2.4941 | 2.3334 | 2.0976 | 1.7433 | 1.898 | 1.6537 | 1.4592 | 1.5538 | 1.7581 | 2.1627 | 2.9151 | 3.8612 | 4.5157 | 4.0533 | 3.8484 | 3.606 | 3.0945
2033-07-11 | 2.9778 | 2.9949 | 2.9176 | 2.8478 | 2.9701 | 3.0757 | 2.9407 | 3.1324 | 2.8509 | 2.5124 | 2.1338 | 2.0066 | 2.0336 | 2.2322 | 2.5301 | 2.3894 | 2.971 | 4.1435 | 4.8185 | 5.2247 | 5.0643 | 5.2485 | 5.0247 | 4.9802
2033-07-12 | 4.5007 | 4.0788 | 3.3906 | 3.3649 | 3.3469 | 3.5956 | 4.2437 | 3.6704 | 3.2177 | 2.5299 | 2.5816 | 2.4483 | 2.0758 | 2.6095 | 3.0852 | 2.9984 | 3.004 | 4.1049 | 4.4897 | 4.9946 | 4.8242 | 5.3347 | 4.8504 | 4.3265
2033-07-13 | 3.949 | 4.0017 | 3.7647 | 3.5451 | 3.3743 | 3.7684 | 3.8966 | 3.2386 | 2.766 | 2.5583 | 2.3655 | 2.3425 | 2.2152 | 2.5821 | 2.7856 | 2.8854 | 2.9396 | 3.4109 | 4.1871 | 5.0684 | 4.9774 | 5.3379 | 5.2415 | 4.486
2033-07-14 | 4.4956 | 4.2766 | 3.7857 | 3.6908 | 3.843 | 4.0483 | 3.8729 | 3.4587 | 3.3198 | 2.7962 | 2.5439 | 2.4484 | 3.0271 | 2.6096 | 2.6024 | 2.4768 | 2.9589 | 3.9334 | 4.5376 | 5.0262 | 4.8116 | 5.1321 | 5.0621 | 4.5026
2033-07-15 | 4.2857 | 4.4029 | 3.8649 | 3.5709 | 3.2754 | 3.5091 | 3.5132 | 2.9745 | 3.0554 | 3.0046 | 2.8206 | 2.5753 | 2.3259 | 2.2727 | 2.0829 | 2.5754 | 3.1398 | 3.6419 | 4.2956 | 4.9064 | 4.3015 | 5.0706 | 5.4048 | 4.7317
2033-07-16 | 4.2771 | 4.2178 | 3.7739 | 3.5874 | 3.6703 | 3.7106 | 3.1513 | 3.0002 | 2.6831 | 2.4222 | 2.163 | 1.9677 | 2.1194 | 2.2907 | 2.4537 | 2.2983 | 2.7925 | 2.9936 | 3.4456 | 4.3479 | 4.5138 | 5.0168 | 5.2997 | 4.797
2033-07-17 | 3.3954 | 3.1251 | 3.2956 | 3.0686 | 2.9145 | 2.8918 | 3.0385 | 2.8443 | 2.5045 | 2.2919 | 2.1362 | 1.3771 | 1.5019 | 1.6625 | 2.0457 | 2.3155 | 2.701 | 3.4196 | 4.1497 | 4.7224 | 4.2068 | 3.6753 | 3.8863 | 3.5367
2033-07-18 | 3.2958 | 3.02 | 2.9963 | 3.1153 | 3.0132 | 3.0613 | 3.2616 | 3.8584 | 3.5986 | 2.8285 | 2.4162 | 2.456 | 2.2911 | 2.1817 | 2.3406 | 2.5276 | 2.8916 | 3.8966 | 4.8375 | 5.2845 | 5.1551 | 5.346 | 5.2096 | 4.8955
2033-07-19 | 4.6108 | 3.9883 | 4.1353 | 4.2721 | 3.6952 | 3.9828 | 4.2598 | 3.9131 | 3.4211 | 3.2334 | 2.536 | 2.365 | 2.5966 | 2.6468 | 2.8536 | 2.6721 | 3.6101 | 4.3471 | 4.7384 | 5.2911 | 5.0882 | 5.2135 | 5.1557 | 4.6315
2033-07-20 | 4.1235 | 4.3593 | 4.0374 | 3.8545 | 3.6495 | 4.1376 | 4.4073 | 3.4005 | 3.657 | 2.8945 | 2.5175 | 2.4882 | 2.2923 | 2.4056 | 2.9554 | 3.0664 | 3.6498 | 4.2892 | 4.7809 | 5.2089 | 4.9533 | 4.8929 | 4.87 | 4.5262
2033-07-21 | 4.6439 | 4.392 | 3.9018 | 3.7883 | 3.8352 | 3.7769 | 4.0359 | 3.396 | 3.0499 | 2.6283 | 2.2271 | 2.2558 | 2.2616 | 2.132 | 2.4509 | 2.8521 | 3.094 | 3.7833 | 4.4017 | 4.8648 | 4.8762 | 4.9807 | 5.3932 | 4.885
2033-07-22 | 4.0841 | 3.7199 | 3.8766 | 4.0758 | 3.4889 | 3.7579 | 4.3591 | 3.6851 | 3.2976 | 3.1229 | 2.7575 | 2.4435 | 2.2614 | 2.4003 | 2.4992 | 2.5724 | 3.3148 | 3.4672 | 3.4265 | 4.1885 | 4.2872 | 4.6858 | 4.8007 | 4.7932
2033-07-23 | 4.1794 | 3.6644 | 3.9077 | 3.5755 | 3.2743 | 3.6107 | 3.9777 | 3.1205 | 2.7592 | 2.5494 | 1.8637 | 1.4375 | 1.4906 | 1.9369 | 2.2502 | 2.2825 | 2.5549 | 3.169 | 3.5482 | 3.8066 | 4.1407 | 4.7329 | 4.604 | 4.85
2033-07-24 | 3.6838 | 3.2967 | 3.0403 | 2.9629 | 2.8219 | 2.8521 | 2.9779 | 2.7403 | 2.2712 | 2.0358 | 1.8737 | 1.8613 | 1.873 | 1.9556 | 2.1905 | 2.5313 | 2.8844 | 3.5262 | 4.63 | 5.0261 | 4.5021 | 4.4384 | 4.6692 | 4.2853
2033-07-25 | 3.2275 | 3.0195 | 3.1147 | 3.2176 | 3.1016 | 3.1762 | 3.3402 | 3.4154 | 2.9191 | 2.5252 | 2.5244 | 2.3647 | 2.2376 | 2.3371 | 2.3002 | 2.677 | 3.8056 | 4.7596 | 5.1982 | 5.2854 | 4.9056 | 5.3357 | 5.2764 | 5.3081
2033-07-26 | 4.7118 | 4.3963 | 3.9607 | 3.8512 | 3.6401 | 4.3295 | 4.2832 | 3.5551 | 3.7346 | 3.1758 | 2.5826 | 2.1363 | 2.2826 | 2.2945 | 2.4293 | 2.679 | 3.424 | 3.9683 | 4.6927 | 5.2737 | 4.5005 | 4.9664 | 5.2618 | 4.5439
2033-07-27 | 3.7269 | 3.5397 | 3.8562 | 4.1136 | 3.5155 | 3.8922 | 4.5474 | 3.8425 | 3.287 | 2.8462 | 2.4411 | 2.6194 | 3.0793 | 2.9901 | 2.7396 | 2.8075 | 3.2265 | 4.1748 | 4.7753 | 5.2151 | 5.1605 | 5.1127 | 5.0248 | 4.5808
2033-07-28 | 4.5229 | 4.3075 | 3.8428 | 3.9487 | 3.8664 | 3.877 | 4.2102 | 3.9028 | 3.3399 | 2.9035 | 2.6561 | 2.6267 | 2.3797 | 2.2362 | 2.6321 | 2.6667 | 3.3694 | 3.6343 | 4.6986 | 5.2586 | 5.246 | 5.3341 | 5.3281 | 4.7487
2033-07-29 | 4.5683 | 4.4841 | 3.9291 | 3.7136 | 3.9362 | 4.2248 | 4.048 | 3.616 | 3.9606 | 2.9601 | 2.6887 | 2.4236 | 2.2256 | 2.1772 | 2.1461 | 2.6941 | 3.0299 | 3.959 | 4.6617 | 5.2589 | 5.0671 | 5.3405 | 5.3822 | 4.6631
2033-07-30 | 4.4527 | 4.7164 | 4.5489 | 4.0328 | 3.5262 | 3.9676 | 3.958 | 3.0302 | 2.8354 | 2.5923 | 2.1992 | 2.0273 | 2.1669 | 1.8705 | 1.6216 | 2.1097 | 2.8132 | 3.3077 | 3.6433 | 4.5378 | 4.3402 | 4.7879 | 4.6832 | 4.7642
2033-07-31 | 4.4392 | 3.8453 | 3.5956 | 3.4609 | 3.0568 | 2.9312 | 3.0439 | 2.7629 | 2.3064 | 2.0315 | 1.8953 | 1.6723 | 1.7415 | 1.9552 | 1.7259 | 2.1374 | 2.6368 | 3.2447 | 4.3174 | 5.0674 | 4.7069 | 3.7686 | 3.4149 | 3.3861
2033-08-01 | 3.3195 | 3.1574 | 3.2647 | 3.9227 | 3.5292 | 3.5982 | 3.5583 | 3.4761 | 3.2374 | 3.1658 | 2.8138 | 2.4659 | 2.3564 | 2.7033 | 2.9637 | 3.3164 | 3.6637 | 4.7098 | 5.0156 | 5.4603 | 5.385 | 5.5052 | 5.2946 | 5.1145
2033-08-02 | 4.8626 | 4.4367 | 4.0349 | 4.169 | 4.2172 | 4.2051 | 4.4682 | 3.7251 | 3.7121 | 3.1704 | 2.9104 | 2.6687 | 2.3618 | 2.4463 | 2.9916 | 3.0708 | 3.8188 | 4.2351 | 5.0848 | 5.4106 | 5.2961 | 5.4952 | 5.2498 | 4.9849
2033-08-03 | 4.7521 | 4.1401 | 3.949 | 4.0791 | 3.9322 | 4.0775 | 4.4366 | 3.8766 | 3.458 | 2.7225 | 2.812 | 2.3773 | 2.1557 | 1.9959 | 2.135 | 2.4965 | 3.0767 | 4.0084 | 4.7367 | 5.3362 | 5.0903 | 5.2541 | 5.1201 | 4.8919
2033-08-04 | 4.9734 | 4.6872 | 4.0214 | 3.8191 | 3.8488 | 4.4139 | 4.6188 | 4.388 | 4.1461 | 3.3781 | 3.2302 | 2.9469 | 2.5458 | 2.4124 | 2.3298 | 2.8972 | 3.21 | 3.6337 | 4.6709 | 5.0959 | 4.5388 | 5.1068 | 4.767 | 4.5085
2033-08-05 | 4.4161 | 4.4168 | 3.8386 | 3.5315 | 3.5007 | 3.5274 | 3.5433 | 3.294 | 3.1935 | 2.8478 | 2.414 | 2.1886 | 2.3919 | 2.3474 | 2.4196 | 2.946 | 3.3855 | 3.611 | 3.8953 | 4.3725 | 3.6734 | 4.1938 | 4.6223 | 4.5436
2033-08-06 | 3.9938 | 3.3863 | 3.077 | 3.0981 | 2.9502 | 2.9066 | 2.9626 | 3.0926 | 2.8622 | 2.1627 | 2.0568 | 1.9936 | 1.8777 | 2.1107 | 1.9988 | 2.263 | 2.9628 | 3.4758 | 4.1544 | 4.6819 | 4.3283 | 4.2171 | 4.6942 | 4.5361
2033-08-07 | 3.9839 | 3.2852 | 3.1711 | 3.1424 | 2.8232 | 2.877 | 2.9989 | 2.9069 | 2.5491 | 2.1148 | 1.9427 | 1.8789 | 1.8106 | 1.8819 | 1.9586 | 1.9739 | 2.5571 | 3.3069 | 4.0297 | 5.0618 | 4.7931 | 4.0523 | 3.3571 | 3.1567
2033-08-08 | 3.1061 | 3.1117 | 2.962 | 3.0089 | 3.3757 | 3.8458 | 3.5097 | 3.1312 | 3.1564 | 2.802 | 2.8575 | 2.5111 | 2.5899 | 2.3959 | 2.3673 | 2.5026 | 3.3915 | 4.1715 | 4.5669 | 5.2424 | 4.6441 | 4.869 | 4.7636 | 4.7183
2033-08-09 | 4.2568 | 4.1361 | 3.7205 | 3.86 | 3.7951 | 3.8758 | 4.1076 | 3.6371 | 3.3198 | 2.7719 | 2.4841 | 2.6727 | 2.4452 | 2.2756 | 2.5953 | 2.9044 | 3.2429 | 3.7506 | 4.8068 | 5.3826 | 4.8579 | 5.3757 | 5.3902 | 4.3289
2033-08-10 | 3.7897 | 4.1207 | 3.8005 | 3.5251 | 3.4552 | 4.0146 | 4.2098 | 3.339 | 3.3589 | 2.8271 | 2.6324 | 2.3958 | 2.383 | 2.4457 | 2.6682 | 2.9329 | 3.9876 | 3.9334 | 4.8043 | 5.3932 | 5.0606 | 5.3574 | 5.3708 | 4.9316
2033-08-11 | 4.3447 | 4.1842 | 4.056 | 4.4008 | 4.1433 | 4.1033 | 4.4655 | 3.8701 | 3.5387 | 3.03 | 2.8399 | 2.7061 | 3.0053 | 3.5062 | 3.8048 | 3.4954 | 4.5752 | 4.8357 | 5.3174 | 5.4073 | 4.8316 | 5.0822 | 5.2935 | 4.112
2033-08-12 | 3.7681 | 4.0958 | 3.8291 | 3.8886 | 3.788 | 4.673 | 4.6426 | 3.6939 | 3.3609 | 2.8931 | 2.7157 | 2.8669 | 2.432 | 2.4389 | 2.4645 | 2.7288 | 3.0456 | 4.057 | 4.7829 | 5.0462 | 4.6994 | 4.998 | 4.8116 | 4.5845
2033-08-13 | 4.2902 | 4.1293 | 3.6387 | 3.7106 | 3.3232 | 3.144 | 3.1899 | 2.9335 | 2.7522 | 2.3261 | 1.9879 | 1.8979 | 2.0721 | 2.1143 | 2.0967 | 2.4345 | 3.114 | 3.6955 | 4.4068 | 5.404 | 5.034 | 5.2581 | 4.7196 | 4.4256
2033-08-14 | 3.7577 | 3.251 | 3.1666 | 3.2383 | 3.1103 | 3.0142 | 3.0592 | 2.8432 | 2.7029 | 2.2215 | 1.7998 | 1.9163 | 1.8221 | 1.8798 | 1.9647 | 2.0764 | 2.5262 | 3.5144 | 4.3072 | 4.9725 | 4.7868 | 3.772 | 3.5291 | 3.4464
2033-08-15 | 3.1878 | 3.3685 | 3.4462 | 3.4806 | 3.0083 | 3.2126 | 3.4818 | 3.6612 | 3.2706 | 2.6708 | 2.7249 | 2.6649 | 2.5723 | 2.6387 | 2.8369 | 3.3848 | 3.8797 | 4.4543 | 5.221 | 5.4181 | 5.1212 | 5.0675 | 4.9407 | 4.5337
2033-08-16 | 4.6477 | 4.1972 | 3.83 | 3.996 | 3.9272 | 4.1193 | 4.7012 | 3.7131 | 3.5036 | 2.937 | 2.5467 | 2.7176 | 2.7785 | 2.691 | 2.6892 | 2.9307 | 3.5816 | 4.1494 | 4.8957 | 5.4109 | 4.9087 | 4.8149 | 5.0339 | 4.7604
2033-08-17 | 3.8713 | 3.8661 | 4.025 | 3.7049 | 3.7055 | 4.3714 | 4.3664 | 3.6041 | 3.497 | 2.8539 | 2.3972 | 2.1926 | 2.4088 | 2.3836 | 2.1983 | 2.7416 | 3.6497 | 4.4783 | 5.1477 | 5.41 | 5.2727 | 5.4183 | 4.9565 | 4.4583
2033-08-18 | 4.3363 | 4.372 | 3.8873 | 3.7238 | 3.9071 | 3.8994 | 3.7415 | 3.4665 | 3.4871 | 3.0879 | 2.9132 | 3.2584 | 3.1453 | 2.6633 | 2.611 | 3.0995 | 3.7222 | 4.5009 | 5.1373 | 5.2525 | 4.6877 | 5.3612 | 5.5536 | 5.3865
2033-08-19 | 4.5914 | 4.5287 | 4.7633 | 4.3759 | 4.1401 | 4.7121 | 4.1976 | 3.1378 | 2.8718 | 2.5094 | 2.4311 | 2.362 | 2.2652 | 2.3965 | 2.4391 | 2.5095 | 3.7756 | 4.7536 | 5.1795 | 5.3984 | 5.1086 | 5.4724 | 5.4065 | 5.0864
2033-08-20 | 5.0391 | 4.6085 | 4.2077 | 3.7762 | 3.7338 | 4.3122 | 3.7982 | 3.0454 | 2.9397 | 2.6976 | 2.3457 | 2.1967 | 2.3255 | 2.4493 | 2.398 | 2.6721 | 3.2086 | 3.8333 | 4.5147 | 4.4145 | 4.3496 | 5.0933 | 5.0383 | 4.3316
2033-08-21 | 3.8784 | 3.4471 | 3.4692 | 3.427 | 3.0984 | 3.0931 | 2.9488 | 2.9648 | 2.7439 | 2.4345 | 2.066 | 2.0889 | 2.164 | 2.3076 | 2.4508 | 2.5349 | 3.0839 | 3.8604 | 4.6724 | 5.3772 | 5.1144 | 4.823 | 4.6164 | 4.2323
2033-08-22 | 4.0466 | 3.9049 | 3.2265 | 3.135 | 3.1895 | 3.5882 | 3.7057 | 3.7062 | 3.7056 | 3.4566 | 3.2373 | 2.8573 | 3.0345 | 3.106 | 3.1071 | 3.6045 | 4.232 | 4.6011 | 5.1657 | 5.2478 | 4.9783 | 5.4343 | 5.0067 | 4.8097
2033-08-23 | 4.7448 | 4.2815 | 4.0829 | 4.5759 | 3.8525 | 4.2867 | 4.9449 | 4.4759 | 4.2837 | 3.1855 | 2.8743 | 2.8245 | 2.9048 | 2.9432 | 3.0153 | 3.3313 | 3.8048 | 4.4336 | 4.7798 | 5.4255 | 4.7009 | 4.8724 | 4.9865 | 4.5824
2033-08-24 | 4.4271 | 4.252 | 3.8079 | 3.7632 | 3.834 | 4.2453 | 4.7708 | 3.9956 | 2.9317 | 2.6107 | 2.286 | 2.0961 | 2.0082 | 2.4335 | 2.8356 | 2.8381 | 3.7218 | 4.5692 | 4.3385 | 4.7246 | 4.7282 | 5.0328 | 4.9446 | 4.7907
2033-08-25 | 4.722 | 3.9942 | 4.054 | 4.3863 | 4.074 | 4.0531 | 4.4734 | 4.1233 | 3.294 | 3.3032 | 3.2059 | 3.8048 | 3.6007 | 3.0264 | 3.4001 | 3.4193 | 3.9515 | 3.8362 | 4.1173 | 4.2292 | 3.5877 | 3.4518 | 3.3493 | 3.2065
2033-08-26 | 2.8566 | 2.8023 | 2.9158 | 2.7431 | 2.7446 | 2.6096 | 2.2828 | 2.4641 | 2.8317 | 2.4785 | 2.399 | 2.4511 | 2.3043 | 1.9057 | 2.1157 | 2.6261 | 3.3603 | 3.9561 | 3.9522 | 3.5738 | 3.3692 | 3.3138 | 3.5369 | 3.2189
2033-08-27 | 2.9856 | 2.7774 | 2.6835 | 2.7899 | 2.618 | 2.6721 | 2.8069 | 2.7724 | 2.5712 | 2.124 | 2.3152 | 2.405 | 2.0323 | 2.548 | 2.4356 | 2.4352 | 3.0875 | 3.763 | 3.8722 | 3.8516 | 3.3465 | 3.2086 | 3.3399 | 3.2767
2033-08-28 | 3.0368 | 2.8968 | 2.8556 | 2.8469 | 3.0748 | 2.9944 | 3.084 | 2.6966 | 2.7353 | 2.2751 | 1.9227 | 1.5592 | 1.6622 | 1.7135 | 2.0267 | 2.4224 | 2.6231 | 3.4191 | 4.3727 | 4.4907 | 4.0245 | 3.4073 | 3.3265 | 3.145
2033-08-29 | 3.157 | 3.0067 | 2.8719 | 2.8241 | 2.8944 | 3.1624 | 3.2431 | 3.0297 | 3.1517 | 2.8025 | 2.6188 | 3.0037 | 2.8241 | 2.5124 | 2.7912 | 3.0278 | 3.4828 | 3.9412 | 5.1782 | 5.4455 | 4.8895 | 4.9947 | 5.2023 | 4.2134
2033-08-30 | 3.7961 | 3.774 | 3.8548 | 4.0787 | 3.552 | 3.8645 | 4.2973 | 3.531 | 3.4552 | 2.7831 | 2.7275 | 2.6515 | 2.4715 | 2.7131 | 2.9412 | 2.7936 | 3.3857 | 4.2253 | 5.1219 | 5.4008 | 5.0731 | 5.5106 | 5.0652 | 4.2593
2033-08-31 | 4.3662 | 3.7471 | 3.5082 | 3.4376 | 3.5857 | 3.6314 | 3.888 | 3.2644 | 3.1023 | 2.5444 | 2.2971 | 2.0601 | 2.1431 | 2.2177 | 2.3427 | 2.5085 | 3.2332 | 3.768 | 4.6245 | 5.23 | 4.7191 | 4.5815 | 4.4347 | 4.2678
2033-09-01 | 3.8735 | 3.8604 | 3.8393 | 3.7987 | 3.6847 | 4.3315 | 4.3139 | 3.5089 | 3.1749 | 2.7951 | 2.3851 | 2.4191 | 2.6703 | 2.4504 | 2.2074 | 2.5705 | 3.3079 | 3.7211 | 4.6872 | 5.1114 | 4.56 | 4.5337 | 4.5963 | 4.679
2033-09-02 | 4.0131 | 3.7734 | 3.8244 | 3.9547 | 3.677 | 3.6883 | 3.9213 | 3.1105 | 3.0155 | 2.776 | 2.6274 | 2.4266 | 2.7042 | 3.1286 | 2.677 | 2.7009 | 3.0055 | 3.707 | 4.3333 | 4.4879 | 3.9317 | 4.542 | 4.68 | 4.0242
2033-09-03 | 3.7521 | 3.6836 | 3.7065 | 3.3486 | 3.3514 | 3.0007 | 3.2921 | 2.8271 | 2.3173 | 2.1534 | 1.7426 | 1.4173 | 1.6943 | 1.9657 | 1.9314 | 2.4066 | 3.0746 | 3.827 | 4.1094 | 4.0418 | 4.0509 | 3.8235 | 3.798 | 3.7396
2033-09-04 | 3.4318 | 3.2267 | 3.1641 | 3.2019 | 3.0735 | 2.9453 | 2.8894 | 2.5726 | 2.399 | 2.0278 | 1.7312 | 1.3928 | 1.1014 | 1.2296 | 1.734 | 1.9731 | 2.599 | 3.3595 | 4.2012 | 4.5192 | 4.0929 | 4.2594 | 4.1562 | 3.8454
2033-09-05 | 3.8328 | 3.564 | 2.983 | 2.9627 | 3.2128 | 3.1671 | 3.1645 | 3.2076 | 2.9267 | 2.4662 | 2.4329 | 2.1264 | 2.0785 | 2.0786 | 2.1283 | 2.9261 | 3.3811 | 4.2556 | 4.8706 | 5.0102 | 4.682 | 4.1638 | 3.8488 | 3.6593
2033-09-06 | 3.701 | 3.4365 | 3.2761 | 3.5355 | 3.4162 | 3.4538 | 3.9183 | 3.7803 | 3.727 | 3.2041 | 2.5439 | 2.488 | 2.7309 | 2.5786 | 2.5435 | 3.078 | 4.1969 | 5.0673 | 5.4885 | 5.5336 | 5.1356 | 5.2818 | 5.0028 | 5.0001
2033-09-07 | 4.6246 | 4.0462 | 4.0622 | 4.2726 | 4.0614 | 4.2032 | 4.5448 | 4.0768 | 3.5328 | 3.0101 | 2.6317 | 2.3406 | 2.4074 | 2.8623 | 3.0175 | 2.7283 | 3.8242 | 4.6047 | 5.115 | 5.3947 | 4.9467 | 4.9606 | 4.849 | 4.7728
2033-09-08 | 4.5928 | 4.1214 | 4.1022 | 4.3353 | 3.8093 | 3.8919 | 4.2386 | 3.7491 | 3.46 | 3.0058 | 2.6244 | 2.5677 | 2.476 | 2.8022 | 2.9481 | 2.9154 | 3.8734 | 4.7414 | 5.2362 | 5.4625 | 5.1034 | 5.2336 | 5.1475 | 4.5223
2033-09-09 | 4.3735 | 4.4424 | 4.1513 | 4.118 | 4.2008 | 4.8721 | 4.8772 | 3.924 | 3.7331 | 2.9188 | 2.348 | 2.1565 | 2.4756 | 2.4229 | 2.4828 | 2.8253 | 3.6385 | 4.0337 | 4.7248 | 5.0516 | 4.4154 | 4.8627 | 5.2097 | 4.7187
2033-09-10 | 4.143 | 3.9239 | 4.0761 | 3.6522 | 3.4256 | 3.4284 | 3.3547 | 3.0443 | 2.7688 | 2.3008 | 2.0199 | 1.7216 | 2.0164 | 1.9023 | 1.9403 | 2.5625 | 3.2239 | 3.8974 | 4.5871 | 4.4607 | 4.4605 | 4.5597 | 4.8485 | 4.1756
2033-09-11 | 3.9819 | 3.7661 | 3.3462 | 3.1085 | 2.9709 | 3.123 | 3.2536 | 2.7008 | 2.3988 | 2.1883 | 1.9147 | 1.9274 | 2.125 | 2.3426 | 2.4761 | 2.5477 | 2.9601 | 3.778 | 4.6225 | 5.026 | 4.5882 | 4.1985 | 3.6761 | 3.4449
2033-09-12 | 3.3995 | 3.2225 | 3.0242 | 3.0467 | 3.2289 | 3.1762 | 3.7387 | 3.9804 | 3.5754 | 3.121 | 2.836 | 2.553 | 2.4701 | 2.6352 | 3.2795 | 3.7404 | 4.0246 | 4.6049 | 5.266 | 5.4982 | 5.2104 | 5.1805 | 5.019 | 4.7141
2033-09-13 | 4.496 | 4.5328 | 4.4919 | 4.2027 | 4.1349 | 4.6808 | 5.1121 | 4.0354 | 3.5573 | 3.0475 | 2.7723 | 2.823 | 3.1089 | 2.811 | 2.6356 | 3.3246 | 3.7915 | 4.3066 | 4.9815 | 4.8136 | 4.2036 | 4.1049 | 3.6964 | 3.4393
2033-09-14 | 3.2706 | 3.2175 | 3.4443 | 3.2504 | 3.1712 | 3.2273 | 3.2558 | 3.2869 | 2.8774 | 2.4189 | 1.8617 | 1.7574 | 1.4353 | 1.6072 | 1.8854 | 2.1272 | 2.5346 | 2.8736 | 3.2487 | 3.1723 | 2.8853 | 2.8083 | 3.0368 | 2.7869
2033-09-15 | 2.6112 | 2.5266 | 2.4766 | 2.4689 | 2.6049 | 2.6576 | 2.6962 | 2.7032 | 2.6559 | 2.2768 | 2.0184 | 1.7519 | 1.6862 | 1.9153 | 1.9284 | 2.3663 | 2.7065 | 3.2732 | 4.0404 | 3.5116 | 3.2735 | 4.0681 | 4.438 | 4.5979
2033-09-16 | 3.9987 | 3.8211 | 3.7441 | 3.9142 | 4.0693 | 4.0617 | 4.6271 | 4.0072 | 3.247 | 2.6276 | 2.1604 | 1.9906 | 2.1054 | 2.2215 | 2.3213 | 2.7817 | 3.3282 | 4.2672 | 4.8668 | 4.6133 | 4.2013 | 4.9313 | 4.7775 | 4.4038
2033-09-17 | 4.031 | 4.1931 | 3.7842 | 3.7277 | 3.9895 | 3.8354 | 3.7694 | 3.0474 | 2.7088 | 2.0227 | 1.4639 | 1.6153 | 1.6073 | 1.4153 | 1.4093 | 2.0513 | 2.6261 | 3.4619 | 4.4043 | 4.7274 | 4.0303 | 4.3486 | 4.7261 | 4.1425
2033-09-18 | 3.7988 | 3.9312 | 3.7005 | 3.4634 | 3.4645 | 3.8073 | 3.7975 | 2.8631 | 2.3473 | 2.2925 | 1.6124 | 1.0779 | 1.2998 | 1.5295 | 1.1622 | 1.7685 | 2.6717 | 3.5734 | 4.1707 | 4.2875 | 3.8432 | 4.385 | 4.3863 | 3.5531
2033-09-19 | 2.9988 | 2.9048 | 2.9561 | 3.0486 | 2.9864 | 3.2964 | 3.7582 | 3.6546 | 2.8179 | 2.206 | 2.1437 | 1.8712 | 2.1827 | 2.5358 | 2.2054 | 2.5672 | 3.3402 | 4.1553 | 4.9331 | 5.0507 | 4.6806 | 4.9659 | 4.6163 | 4.2273
2033-09-20 | 3.9581 | 4.0065 | 4.022 | 3.5633 | 3.1942 | 3.2126 | 3.8197 | 3.2857 | 2.8379 | 2.5531 | 2.2132 | 2.0073 | 1.8744 | 2.1526 | 2.1615 | 2.5509 | 3.538 | 4.313 | 4.9512 | 5.3121 | 4.6312 | 4.6575 | 4.6968 | 4.5823
2033-09-21 | 3.7896 | 3.3123 | 3.2984 | 3.329 | 3.0039 | 3.1089 | 3.6008 | 3.6941 | 3.2972 | 2.8186 | 2.3153 | 2.1347 | 2.2433 | 2.3556 | 2.7448 | 3.3615 | 3.8666 | 4.501 | 5.3782 | 5.5272 | 5.1566 | 5.2373 | 4.8166 | 4.3696
2033-09-22 | 4.4129 | 4.2848 | 4.2105 | 3.9413 | 4.1075 | 4.0892 | 3.8105 | 3.5099 | 3.2191 | 2.7034 | 2.3027 | 2.3276 | 2.5946 | 2.5399 | 2.8699 | 3.6962 | 3.7943 | 4.5231 | 5.3954 | 5.5029 | 4.928 | 5.1331 | 5.4324 | 5.0694
2033-09-23 | 4.0956 | 3.5277 | 3.7005 | 3.4527 | 3.4055 | 3.7494 | 4.4634 | 3.6488 | 3.1325 | 2.7332 | 2.2678 | 2.1893 | 2.4458 | 2.5349 | 2.3633 | 3.0901 | 4.1947 | 4.7192 | 4.3563 | 4.176 | 3.9811 | 4.8092 | 5.2263 | 4.9925
2033-09-24 | 4.2493 | 4.2145 | 3.6883 | 3.2554 | 3.1373 | 3.2649 | 3.6396 | 3.0534 | 2.8027 | 2.3749 | 2.119 | 1.7359 | 1.6523 | 1.7308 | 1.8497 | 2.326 | 3.2325 | 4.1253 | 4.3861 | 4.7222 | 4.4109 | 4.0018 | 3.7291 | 3.643
2033-09-25 | 3.5196 | 3.2281 | 3.2981 | 3.4524 | 3.1566 | 3.1662 | 3.2909 | 2.7421 | 2.4128 | 2.2654 | 2.0403 | 1.8436 | 1.8621 | 2.0739 | 1.9917 | 2.1729 | 2.9978 | 3.9759 | 4.6895 | 5.0857 | 4.6937 | 4.5589 | 4.7953 | 4.5854
2033-09-26 | 4.3133 | 4.1654 | 3.7338 | 3.6742 | 3.828 | 4.2183 | 4.3998 | 3.4333 | 3.2876 | 2.9695 | 2.6529 | 2.695 | 2.9254 | 2.802 | 2.9888 | 3.5388 | 4.2781 | 5.1187 | 5.5637 | 5.5529 | 4.897 | 5.043 | 5.0311 | 4.9917
2033-09-27 | 4.4952 | 4.2838 | 3.9979 | 4.0261 | 4.1566 | 4.0845 | 4.336 | 3.7459 | 3.4762 | 2.6464 | 2.0612 | 2.5094 | 2.34 | 2.5674 | 2.8332 | 3.3072 | 4.0565 | 4.9793 | 5.4371 | 5.537 | 4.9427 | 3.8437 | 3.711 | 3.8953
2033-09-28 | 4.1413 | 3.8175 | 3.8772 | 3.7571 | 3.6055 | 3.9684 | 4.9698 | 4.9417 | 4.1273 | 3.4881 | 3.0822 | 3.2438 | 3.0294 | 2.643 | 2.9546 | 3.4552 | 4.4612 | 4.8099 | 5.3407 | 5.5121 | 5.1679 | 4.8757 | 4.4778 | 4.1524
2033-09-29 | 3.8999 | 3.7847 | 3.7196 | 3.6803 | 3.672 | 4.1659 | 4.7527 | 4.5185 | 4.6457 | 4.3524 | 4.1023 | 2.7936 | 3.3318 | 3.5796 | 3.5043 | 4.181 | 4.18 | 4.9312 | 4.8178 | 4.1153 | 3.8508 | 3.945 | 3.985 | 3.6492
2033-09-30 | 3.4299 | 3.3015 | 3.4593 | 3.4031 | 3.0481 | 3.0521 | 3.3772 | 3.0257 | 2.6891 | 2.3409 | 2.3152 | 2.8287 | 2.5933 | 2.7384 | 2.3698 | 2.7582 | 3.8871 | 4.5716 | 4.7617 | 5.0905 | 4.6309 | 4.7813 | 4.7044 | 4.38
2033-10-01 | 4.3139 | 3.4975 | 3.3614 | 3.2104 | 3.1001 | 3.1438 | 3.1938 | 2.9146 | 2.4124 | 2.1501 | 1.8741 | 1.8979 | 2.0457 | 2.0401 | 2.0196 | 2.4864 | 3.2678 | 3.7442 | 4.7722 | 4.9664 | 4.3031 | 3.9264 | 3.7711 | 3.6352
2033-10-02 | 3.5531 | 4.1313 | 3.88 | 3.7778 | 3.2677 | 3.0154 | 3.0644 | 2.756 | 2.4377 | 2.1102 | 2.0638 | 1.9025 | 2.094 | 2.3339 | 2.3468 | 2.5446 | 3.2494 | 4.1778 | 5.1191 | 5.2835 | 4.6488 | 4.0428 | 3.7403 | 3.3704
2033-10-03 | 3.1468 | 3.2087 | 3.181 | 3.0136 | 3.0383 | 3.188 | 3.4969 | 3.1383 | 2.6492 | 2.1511 | 2.0812 | 2.1332 | 2.3683 | 2.6763 | 3.1879 | 3.716 | 4.2904 | 4.7675 | 5.4067 | 5.3153 | 4.6599 | 4.9011 | 4.8797 | 4.7017
2033-10-04 | 3.9071 | 3.4746 | 3.2516 | 3.1626 | 3.0736 | 3.2625 | 3.6155 | 3.2074 | 2.6701 | 2.1578 | 1.8747 | 1.8937 | 2.1513 | 2.354 | 2.7041 | 3.0795 | 3.6192 | 4.5796 | 5.4506 | 5.2757 | 4.5104 | 3.9827 | 4.0481 | 3.8435
2033-10-05 | 3.3216 | 3.1849 | 3.3023 | 3.2754 | 3.1235 | 3.2641 | 3.5132 | 3.1197 | 2.669 | 2.1985 | 2.0644 | 2.1767 | 2.4344 | 3.1777 | 3.8617 | 3.8736 | 4.1241 | 4.9444 | 5.4586 | 5.4257 | 4.9508 | 5.1533 | 4.8858 | 4.4457
2033-10-06 | 4.4084 | 4.3449 | 3.8969 | 3.7634 | 3.4089 | 3.7283 | 4.0412 | 3.1876 | 2.6996 | 2.3388 | 2.2309 | 2.3436 | 2.5835 | 2.7325 | 3.3508 | 3.8062 | 4.5024 | 5.151 | 5.4636 | 5.3145 | 4.6007 | 5.0458 | 5.4025 | 4.839
2033-10-07 | 4.2591 | 3.8202 | 3.5342 | 3.4764 | 3.2754 | 3.4908 | 3.7893 | 3.0875 | 2.8671 | 2.7602 | 2.4339 | 2.2906 | 2.3904 | 2.7162 | 3.315 | 4.016 | 4.4365 | 4.4577 | 4.8261 | 4.8351 | 4.4353 | 5.2347 | 5.2153 | 5.0435
2033-10-08 | 4.3132 | 3.9748 | 4.2656 | 4.0586 | 3.482 | 3.2935 | 3.6747 | 3.1637 | 2.6907 | 2.155 | 1.86 | 1.9902 | 1.9512 | 1.8447 | 2.151 | 2.5856 | 3.6 | 4.3361 | 5.1676 | 5.0829 | 4.5256 | 4.1284 | 3.9164 | 3.6516
2033-10-09 | 3.5206 | 3.2079 | 3.1513 | 3.2503 | 3.2388 | 3.1999 | 3.1059 | 2.79 | 2.3079 | 1.9394 | 1.9439 | 1.9892 | 2.028 | 2.533 | 2.6239 | 2.6633 | 3.3406 | 4.0464 | 5.065 | 4.8737 | 4.3394 | 4.6145 | 4.16 | 3.8468
2033-10-10 | 3.744 | 3.2112 | 3.0231 | 2.9919 | 2.9968 | 3.2843 | 3.4787 | 3.1366 | 3.0388 | 2.6648 | 2.522 | 2.394 | 2.3972 | 2.5506 | 2.8718 | 2.8988 | 3.6223 | 4.8767 | 5.4382 | 5.3449 | 4.4375 | 4.0298 | 4.1498 | 3.6929
2033-10-11 | 3.5979 | 4.246 | 4.2429 | 3.9299 | 3.7578 | 4.2028 | 3.6611 | 3.5062 | 3.113 | 2.5336 | 2.3435 | 2.3583 | 2.4631 | 2.6737 | 2.9554 | 3.5309 | 4.4606 | 5.0055 | 5.2805 | 4.9852 | 4.8014 | 4.9891 | 4.535 | 4.0061
2033-10-12 | 3.9775 | 4.113 | 4.0076 | 3.9917 | 3.4523 | 3.4092 | 3.6132 | 3.5298 | 3.1801 | 2.8298 | 2.6177 | 2.4574 | 2.4443 | 2.9148 | 2.8493 | 3.2483 | 4.0152 | 5.0027 | 5.4114 | 5.1069 | 4.2773 | 4.7511 | 4.6437 | 4.4239
2033-10-13 | 4.3082 | 3.8127 | 3.8029 | 4.1219 | 3.7274 | 3.9419 | 4.2233 | 3.3824 | 3.0863 | 2.4225 | 2.082 | 2.2484 | 2.4424 | 2.7665 | 3.124 | 3.6299 | 4.4253 | 4.9774 | 5.0473 | 4.8954 | 4.6507 | 4.822 | 4.821 | 4.5458
2033-10-14 | 4.481 | 4.3687 | 3.786 | 3.8736 | 3.9469 | 4.2835 | 4.2201 | 3.2787 | 3.0524 | 2.7439 | 2.6791 | 2.5876 | 2.5698 | 2.8825 | 3.6564 | 4.2819 | 4.5318 | 4.7736 | 5.2345 | 4.6292 | 4.0315 | 4.8517 | 5.0296 | 4.2137
2033-10-15 | 4.0538 | 4.1297 | 3.6914 | 3.4991 | 3.4114 | 3.6683 | 3.6935 | 3.1761 | 3.2047 | 2.8361 | 2.505 | 2.3583 | 1.8511 | 2.0074 | 2.4192 | 2.5747 | 3.2637 | 4.1399 | 4.9487 | 4.6679 | 3.7339 | 3.9974 | 3.6461 | 3.2211
2033-10-16 | 3.1465 | 3.1961 | 3.1571 | 2.9851 | 2.8502 | 2.9622 | 2.9558 | 2.5722 | 2.2188 | 1.8038 | 1.4706 | 1.4356 | 1.5981 | 1.9573 | 2.1064 | 2.5237 | 3.1717 | 4.2688 | 4.9079 | 4.6164 | 4.2944 | 4.3138 | 3.9106 | 3.6069
2033-10-17 | 3.408 | 3.0682 | 2.8858 | 2.8544 | 2.8885 | 3.1998 | 3.555 | 3.2655 | 3.1045 | 3.3651 | 3.2547 | 2.922 | 2.4058 | 2.6034 | 3.2818 | 3.6662 | 4.2998 | 4.7703 | 5.0377 | 4.5686 | 4.0463 | 4.838 | 4.5752 | 4.2113
2033-10-18 | 3.8123 | 3.6331 | 3.6281 | 3.9377 | 3.8007 | 3.8295 | 3.8957 | 3.274 | 3.1705 | 2.5844 | 2.1748 | 1.9402 | 2.1941 | 2.3726 | 2.6377 | 3.1375 | 4.1106 | 4.8902 | 5.0758 | 4.8923 | 4.5783 | 4.5154 | 4.3309 | 3.9812
2033-10-19 | 4.0323 | 3.8555 | 3.5908 | 3.7407 | 3.8464 | 3.8733 | 4.2639 | 3.6918 | 3.1741 | 2.4409 | 2.6501 | 2.4309 | 2.2326 | 2.3406 | 2.9599 | 3.6211 | 4.1512 | 4.4599 | 5.2608 | 5.013 | 4.6 | 5.1846 | 4.9837 | 4.2864
2033-10-20 | 4.3405 | 4.359 | 4.1535 | 3.5637 | 3.0586 | 3.268 | 3.6299 | 3.3808 | 3.2443 | 2.8857 | 2.7286 | 2.4892 | 2.733 | 3.0569 | 3.3316 | 3.5288 | 4.1665 | 4.5808 | 5.3551 | 5.0036 | 3.9797 | 4.2549 | 4.6428 | 4.0782
2033-10-21 | 3.7057 | 3.764 | 3.8742 | 3.6165 | 3.1752 | 3.2258 | 3.8019 | 3.6722 | 3.2874 | 2.6159 | 2.1317 | 2.1035 | 2.4343 | 2.8982 | 3.1176 | 3.5133 | 4.0447 | 4.4925 | 4.7735 | 4.4429 | 3.8401 | 3.6876 | 3.7132 | 3.5697
2033-10-22 | 3.4729 | 3.1527 | 3.093 | 3.2631 | 3.0135 | 3.2019 | 3.4418 | 3.2924 | 3.1979 | 2.6669 | 2.2219 | 2.2552 | 2.3639 | 2.2305 | 2.1858 | 2.504 | 3.2249 | 4.0672 | 4.6297 | 4.1931 | 3.6152 | 4.1673 | 4.4557 | 4.1868
2033-10-23 | 3.9079 | 3.2892 | 3.0135 | 3.061 | 3.0053 | 2.9044 | 2.967 | 2.8673 | 2.597 | 2.1891 | 1.7595 | 1.5291 | 1.6895 | 1.8014 | 2.1885 | 2.6022 | 3.3206 | 4.2559 | 5.0723 | 4.7895 | 4.2142 | 3.6821 | 3.4173 | 3.1994
2033-10-24 | 3.1745 | 3.2353 | 3.1575 | 3.0736 | 3.0841 | 3.5139 | 5.0541 | 4.0622 | 3.1998 | 2.5233 | 2.516 | 2.4496 | 2.3145 | 2.6896 | 2.7015 | 2.9283 | 3.6293 | 4.8324 | 5.3049 | 4.849 | 4.6153 | 4.7226 | 4.5767 | 4.5271
2033-10-25 | 3.9497 | 3.172 | 3.0766 | 3.2989 | 3.0286 | 3.3709 | 3.9366 | 3.8086 | 3.0292 | 2.4918 | 2.1319 | 1.9906 | 2.1685 | 2.4215 | 2.637 | 3.1837 | 3.9866 | 4.9617 | 5.4574 | 5.253 | 4.7033 | 5.0713 | 4.9674 | 4.608
2033-10-26 | 4.5006 | 4.4417 | 4.2198 | 3.9297 | 3.9159 | 4.3324 | 4.6875 | 4.0127 | 3.2264 | 2.7226 | 2.2673 | 2.2186 | 2.2689 | 2.547 | 2.9852 | 3.1462 | 4.2524 | 5.1702 | 5.4431 | 5.315 | 4.793 | 4.6768 | 4.7578 | 4.4018
2033-10-27 | 4.4678 | 3.9757 | 3.7476 | 4.0225 | 3.9497 | 4.3662 | 4.8039 | 3.8208 | 3.5943 | 3.0041 | 2.4134 | 2.3608 | 2.4706 | 2.6411 | 2.937 | 3.7028 | 3.7522 | 4.2933 | 5.0917 | 4.9398 | 4.2186 | 4.2599 | 4.646 | 4.6099
2033-10-28 | 3.9576 | 3.746 | 3.4357 | 3.3509 | 3.4112 | 3.572 | 3.9091 | 3.1511 | 3.2276 | 3.0451 | 2.9845 | 2.6068 | 2.6488 | 2.8546 | 2.8523 | 2.9617 | 4.28 | 4.5253 | 4.9144 | 4.7624 | 4.0232 | 4.4114 | 4.3144 | 4.2979
2033-10-29 | 4.0562 | 3.9726 | 3.7778 | 3.1326 | 3.1047 | 3.3035 | 3.4845 | 2.9498 | 2.5605 | 2.3326 | 2.186 | 1.8614 | 1.7704 | 1.9555 | 2.2498 | 2.6122 | 3.739 | 4.63 | 4.8623 | 4.2203 | 3.7962 | 3.4031 | 3.4431 | 3.3186
2033-10-30 | 3.3462 | 3.2434 | 3.1526 | 3.2848 | 3.1129 | 3.1378 | 3.2429 | 3.0041 | 2.6409 | 2.3129 | 1.7502 | 1.6847 | 1.9791 | 2.201 | 2.667 | 3.1759 | 3.6736 | 4.2358 | 5.1369 | 4.6956 | 4.0705 | 4.0382 | 4.2893 | 4.1091
2033-10-31 | 3.5378 | 3.2608 | 3.2935 | 3.1209 | 3.1148 | 3.3632 | 3.7653 | 3.5843 | 3.0708 | 2.7011 | 2.6534 | 2.3139 | 2.3901 | 2.6586 | 3.1116 | 3.12 | 4.5244 | 5.3747 | 5.4844 | 5.3656 | 4.5963 | 3.92 | 3.776 | 3.4755
2033-11-01 | 3.6253 | 3.411 | 3.176 | 3.1869 | 3.4202 | 3.9649 | 4.3089 | 3.8416 | 4.1729 | 4.3813 | 3.9745 | 3.1524 | 3.7282 | 3.9647 | 3.6552 | 4.0559 | 4.9325 | 5.036 | 4.9187 | 4.4524 | 4.1623 | 4.0329 | 3.8624 | 3.5094
2033-11-02 | 3.3573 | 3.222 | 2.8693 | 2.8584 | 2.917 | 3.1163 | 3.6084 | 3.61 | 3.175 | 2.3868 | 2.3455 | 2.3485 | 2.3557 | 3.0925 | 3.7 | 3.5899 | 4.556 | 5.0072 | 4.5907 | 4.0039 | 3.8476 | 4.8298 | 4.875 | 4.2988
2033-11-03 | 3.9748 | 3.8292 | 3.9948 | 4.0045 | 3.8435 | 4.4235 | 4.7139 | 3.8702 | 3.7422 | 2.7274 | 2.367 | 2.3971 | 2.5061 | 2.3287 | 2.612 | 3.4314 | 4.3054 | 4.4807 | 5.2196 | 4.7447 | 4.4076 | 4.8667 | 4.9932 | 4.1832
2033-11-04 | 3.8705 | 3.767 | 3.7446 | 3.643 | 3.7444 | 4.0334 | 4.3655 | 3.2959 | 3.1099 | 2.724 | 2.121 | 1.9139 | 2.1573 | 2.239 | 2.2612 | 3.0499 | 4.4226 | 4.416 | 4.8293 | 4.7605 | 3.954 | 4.2845 | 4.3639 | 4.4018
2033-11-05 | 3.4028 | 3.0046 | 3.1194 | 3.0946 | 2.8712 | 3.0265 | 3.1176 | 3.0769 | 2.4238 | 1.9865 | 1.5464 | 1.3561 | 1.3751 | 1.6911 | 2.0024 | 2.1404 | 2.9479 | 3.9807 | 4.8161 | 4.2152 | 3.8061 | 3.7912 | 3.5663 | 3.275
2033-11-06 | 3.1477 | 3.2725 | 3.1284 | 3.0989 | 3.2889 | 3.6956 | 3.8494 | 2.951 | 2.4369 | 2.1589 | 1.9726 | 1.8627 | 1.7151 | 1.9122 | 2.2314 | 2.3487 | 3.0996 | 4.1194 | 5.0184 | 4.4655 | 3.8903 | 4.6128 | 4.4537 | 3.5827
2033-11-07 | 2.9322 | 3.067 | 2.8952 | 2.8335 | 2.8971 | 3.2403 | 4.0387 | 3.2588 | 3.0224 | 2.7561 | 2.354 | 1.9925 | 2.236 | 2.2184 | 2.7649 | 2.9593 | 4.2527 | 4.7628 | 5.2501 | 5.1561 | 4.3987 | 3.7834 | 3.4506 | 3.5607
2033-11-08 | 3.3419 | 3.1415 | 3.0655 | 3.1732 | 3.0077 | 3.2319 | 3.4296 | 3.4378 | 2.8342 | 2.1756 | 1.9045 | 1.9642 | 1.855 | 1.9697 | 2.4697 | 3.4725 | 4.2542 | 4.9744 | 5.3884 | 4.9035 | 4.3046 | 4.3297 | 4.4079 | 4.0533
2033-11-09 | 3.4192 | 3.0269 | 2.934 | 3.1361 | 2.9402 | 3.1515 | 3.624 | 3.5528 | 3.2958 | 2.7227 | 2.4359 | 2.9403 | 3.0156 | 3.0707 | 3.4465 | 3.7982 | 4.1299 | 4.8893 | 5.4172 | 5.2231 | 4.6702 | 4.8011 | 4.8971 | 4.5483
2033-11-10 | 3.6718 | 3.5779 | 3.4724 | 3.0585 | 3.0139 | 3.3334 | 3.3053 | 3.5514 | 2.8392 | 2.2627 | 2.4972 | 2.3091 | 2.0873 | 2.1791 | 2.8224 | 3.3188 | 4.0241 | 4.8871 | 5.4125 | 5.0589 | 4.292 | 4.7773 | 4.6559 | 3.9681
2033-11-11 | 3.9503 | 4.1622 | 3.6607 | 3.6904 | 3.7613 | 4.3042 | 5.0993 | 3.7684 | 3.1205 | 2.9679 | 2.5874 | 2.1802 | 2.2144 | 2.4576 | 2.4336 | 2.8531 | 4.1325 | 4.7449 | 5.2232 | 4.8576 | 3.6194 | 3.9054 | 3.7257 | 3.7545
2033-11-12 | 3.6781 | 3.275 | 3.4319 | 3.3064 | 3.16 | 3.3056 | 3.6066 | 3.3583 | 2.9583 | 2.4395 | 2.1812 | 2.2025 | 2.0383 | 2.0329 | 2.5279 | 2.2406 | 2.9388 | 4.0969 | 4.4575 | 3.682 | 3.6574 | 3.3752 | 3.1859 | 3.2043
2033-11-13 | 3.1132 | 3.2257 | 3.2112 | 3.345 | 2.7313 | 2.8048 | 2.9713 | 2.86 | 2.4798 | 1.8086 | 1.4029 | 1.0565 | 1.0102 | 1.1967 | 1.7767 | 2.134 | 2.534 | 3.2884 | 4.2163 | 4.5578 | 3.7156 | 3.4042 | 3.2446 | 2.9058
2033-11-14 | 2.79 | 2.8799 | 2.7708 | 2.6991 | 2.6617 | 3.0287 | 3.1668 | 2.9085 | 2.5946 | 2.3269 | 1.9398 | 1.7472 | 2.0796 | 2.094 | 2.1698 | 2.718 | 3.6115 | 4.4907 | 5.135 | 4.4271 | 3.655 | 4.0286 | 4.1246 | 3.8809
2033-11-15 | 3.3159 | 2.903 | 2.9662 | 2.7853 | 2.7391 | 2.9811 | 3.5267 | 3.7683 | 2.8529 | 2.606 | 2.3041 | 2.1423 | 2.1899 | 2.2989 | 2.5283 | 3.1668 | 4.2771 | 5.1539 | 5.4048 | 4.869 | 4.0885 | 4.1898 | 4.1749 | 4.1158
2033-11-16 | 3.4803 | 3.5141 | 3.4767 | 3.6375 | 3.5816 | 3.7898 | 4.3516 | 3.7552 | 3.4386 | 3.2936 | 3.0168 | 2.4255 | 2.313 | 2.9285 | 2.9207 | 3.4152 | 4.2114 | 4.7494 | 5.413 | 4.8309 | 3.9544 | 4.5737 | 4.5645 | 4.4168
2033-11-17 | 3.9132 | 3.4413 | 3.8193 | 3.9685 | 3.743 | 4.2065 | 4.6302 | 3.5704 | 3.4394 | 2.8217 | 2.4886 | 2.4414 | 2.5586 | 2.2645 | 2.8633 | 3.6945 | 4.5212 | 5.1147 | 5.3876 | 4.985 | 4.2051 | 4.2955 | 4.642 | 4.1467
2033-11-18 | 3.6453 | 3.5595 | 3.8475 | 3.7344 | 3.603 | 3.928 | 3.9002 | 4.1891 | 3.9076 | 3.3145 | 2.7344 | 3.0025 | 3.379 | 3.5891 | 3.2871 | 3.5088 | 4.2795 | 4.8047 | 4.9588 | 4.1956 | 3.4855 | 4.0809 | 4.2605 | 4.2519
2033-11-19 | 3.9876 | 3.0418 | 2.8523 | 2.974 | 2.8626 | 2.8901 | 3.078 | 3.1632 | 2.9167 | 2.4578 | 2.0538 | 2.3606 | 2.369 | 2.4552 | 2.788 | 2.906 | 3.2053 | 4.1399 | 4.4309 | 3.7086 | 3.6295 | 3.4915 | 3.1507 | 3.0418
2033-11-20 | 3.0339 | 3.1227 | 2.9258 | 2.9596 | 2.9447 | 3.0988 | 3.3581 | 3.1151 | 2.9381 | 2.7447 | 2.2669 | 2.0727 | 1.7414 | 1.8579 | 2.2279 | 2.4394 | 2.9361 | 3.948 | 4.4187 | 4.0217 | 3.8335 | 3.7064 | 3.8339 | 3.8717
2033-11-21 | 3.5672 | 3.0472 | 2.9618 | 2.9948 | 2.9918 | 3.3339 | 3.8666 | 3.4727 | 3.0518 | 2.598 | 2.1556 | 2.1854 | 2.2581 | 2.2197 | 2.3773 | 3.1384 | 3.9187 | 4.5323 | 5.1936 | 4.796 | 4.213 | 4.1696 | 4.2481 | 4.2326
2033-11-22 | 3.8785 | 3.852 | 3.705 | 3.4108 | 3.4108 | 3.6688 | 3.8434 | 3.4421 | 3.0953 | 2.903 | 2.6189 | 2.4956 | 2.5956 | 2.8492 | 2.8522 | 3.0607 | 4.185 | 4.9403 | 5.4119 | 5.1385 | 4.2661 | 4.3154 | 4.3441 | 4.31
2033-11-23 | 3.8059 | 3.4783 | 3.3584 | 3.4622 | 3.6346 | 3.659 | 3.7154 | 3.7025 | 3.1045 | 2.6995 | 2.4143 | 2.3027 | 2.1237 | 2.1981 | 2.5312 | 3.2641 | 4.0659 | 4.4693 | 5.1907 | 4.7536 | 3.9676 | 4.3378 | 4.8145 | 4.0029
2033-11-24 | 3.6887 | 4.0157 | 3.4298 | 3.0332 | 3.0362 | 3.3447 | 3.6099 | 3.7439 | 3.9306 | 3.565 | 2.8241 | 2.9385 | 2.4391 | 2.2921 | 2.2684 | 2.928 | 3.3939 | 3.75 | 4.1594 | 3.9352 | 3.3236 | 3.5456 | 3.7298 | 3.1846
2033-11-25 | 3.0362 | 3.1033 | 3.137 | 2.8715 | 2.773 | 2.9727 | 2.9461 | 3.132 | 2.9185 | 2.6071 | 2.2115 | 2.1001 | 2.1191 | 2.4192 | 2.271 | 2.7592 | 4.181 | 4.8738 | 5.1327 | 4.2304 | 3.6764 | 4.1485 | 4.5757 | 4.5205
2033-11-26 | 3.8299 | 3.6561 | 3.227 | 3.0031 | 2.9666 | 3.2761 | 3.2945 | 3.0756 | 2.7836 | 2.1804 | 1.7203 | 1.5616 | 1.4632 | 1.744 | 2.144 | 2.8 | 3.515 | 3.9073 | 4.8374 | 4.3069 | 3.5004 | 3.4677 | 3.5478 | 3.2323
2033-11-27 | 3.153 | 3.1914 | 3.0935 | 2.8924 | 2.8828 | 3.0425 | 2.9304 | 2.7392 | 2.4034 | 2.178 | 1.8444 | 1.5443 | 2.0138 | 2.057 | 2.2139 | 2.7267 | 3.6789 | 4.4157 | 5.163 | 4.7917 | 3.9005 | 4.1752 | 4.5153 | 4.1572
2033-11-28 | 3.4481 | 3.5047 | 3.5869 | 3.4016 | 3.5318 | 3.967 | 5.0579 | 4.0386 | 3.5985 | 3.0267 | 2.4398 | 2.2006 | 2.4217 | 2.6246 | 2.7983 | 3.3073 | 4.2412 | 4.9609 | 5.443 | 5.2356 | 4.4855 | 4.731 | 4.4465 | 4.02
2033-11-29 | 3.9243 | 4.0904 | 4.0085 | 3.6367 | 3.6201 | 4.1579 | 5.0205 | 4.3026 | 3.4519 | 2.9993 | 2.5496 | 2.1878 | 2.2529 | 2.5368 | 2.4935 | 3.0457 | 4.2389 | 4.8999 | 5.4281 | 5.2054 | 4.6668 | 4.6162 | 4.5186 | 4.2191
2033-11-30 | 3.8884 | 3.4478 | 3.3935 | 3.5127 | 3.8352 | 3.9383 | 4.3954 | 3.5942 | 3.0783 | 2.5575 | 2.2811 | 2.1296 | 2.1223 | 2.3268 | 2.787 | 3.26 | 4.2111 | 4.5861 | 5.4212 | 5.1443 | 4.6806 | 4.738 | 4.4424 | 3.6629
2033-12-01 | 3.4772 | 3.3919 | 3.2607 | 2.967 | 2.9013 | 3.201 | 4.1049 | 3.8207 | 3.4553 | 3.052 | 2.5618 | 2.3124 | 2.4178 | 2.6034 | 2.5506 | 3.2635 | 4.1276 | 4.6909 | 5.2714 | 4.9345 | 4.221 | 3.628 | 3.5964 | 3.6643
2033-12-02 | 3.2722 | 3.0395 | 3.2176 | 2.9908 | 2.8767 | 2.9938 | 3.4905 | 3.6323 | 3.0081 | 2.7105 | 2.3786 | 1.8919 | 1.9619 | 2.3075 | 2.4635 | 2.9326 | 4.0918 | 4.8229 | 5.1675 | 4.6425 | 4.3081 | 3.8218 | 3.7962 | 3.6637
2033-12-03 | 3.4907 | 3.3139 | 3.0218 | 3.1041 | 3.3169 | 3.3696 | 3.3775 | 3.3128 | 2.9551 | 2.4799 | 2.1383 | 2.4584 | 2.5321 | 2.2644 | 2.5632 | 2.7774 | 3.1631 | 3.8163 | 4.7678 | 4.336 | 3.9936 | 3.7473 | 3.4396 | 3.1056
2033-12-04 | 3.2339 | 3.3263 | 3.1062 | 2.8535 | 2.7109 | 2.7718 | 2.9463 | 2.7717 | 2.4226 | 2.098 | 1.6035 | 1.3151 | 1.7593 | 1.9246 | 2.0186 | 2.3342 | 3.0207 | 3.8732 | 4.8359 | 4.5715 | 4.0481 | 3.3465 | 3.432 | 3.2839
2033-12-05 | 3.1822 | 3.11 | 2.9918 | 2.9623 | 3.0005 | 3.2558 | 3.914 | 4.0393 | 3.1162 | 2.7177 | 2.5552 | 2.2558 | 2.3243 | 2.7896 | 3.0667 | 3.5844 | 4.3343 | 4.7771 | 5.3482 | 4.9043 | 4.2967 | 3.842 | 3.5129 | 3.5
2033-12-06 | 3.2748 | 3.0942 | 3.0929 | 3.1933 | 2.9883 | 3.2993 | 3.8922 | 3.8921 | 3.6163 | 2.8206 | 2.344 | 2.2773 | 2.2041 | 2.4692 | 2.9417 | 3.2999 | 3.981 | 4.9251 | 5.2694 | 4.9913 | 4.3606 | 3.7643 | 3.7936 | 3.2119
2033-12-07 | 3.0124 | 3.0481 | 3.1637 | 2.903 | 2.9403 | 3.2404 | 3.7007 | 3.8469 | 3.5205 | 3.0112 | 2.5904 | 2.512 | 2.5084 | 2.8526 | 2.8706 | 3.0631 | 4.0269 | 4.7234 | 5.2464 | 4.991 | 4.3778 | 3.699 | 3.461 | 3.4436
2033-12-08 | 3.2484 | 2.9524 | 3.1103 | 3.1147 | 3.0461 | 3.2394 | 3.7907 | 3.9083 | 3.6236 | 2.9697 | 2.473 | 2.2245 | 2.2827 | 2.3014 | 2.7743 | 3.1904 | 3.7492 | 4.3266 | 5.0953 | 4.6913 | 3.8823 | 3.8726 | 3.8062 | 3.1978
2033-12-09 | 2.9413 | 2.9329 | 2.758 | 2.7255 | 2.7116 | 2.9822 | 3.6333 | 3.3432 | 3.2559 | 3.2589 | 2.6865 | 2.3673 | 2.4449 | 2.8243 | 2.7026 | 3.2031 | 3.9046 | 4.4016 | 4.8489 | 4.526 | 3.821 | 3.9958 | 4.2294 | 4.2299
2033-12-10 | 3.4614 | 3.0053 | 2.9499 | 2.941 | 2.912 | 3.0247 | 3.3102 | 3.3566 | 3.2186 | 2.9338 | 2.5756 | 1.9258 | 1.8333 | 2.0072 | 2.0455 | 2.3228 | 2.9358 | 3.4512 | 3.5506 | 3.2672 | 3.2653 | 3.1518 | 3.2207 | 3.0508
2033-12-11 | 2.9406 | 2.8308 | 2.8001 | 2.7966 | 2.797 | 2.935 | 3.077 | 2.9219 | 2.4306 | 2.0596 | 1.7098 | 1.5008 | 1.4012 | 1.6726 | 1.8872 | 2.2445 | 2.7189 | 3.4669 | 4.2909 | 4.0328 | 3.6236 | 3.9596 | 3.8663 | 3.5635
2033-12-12 | 3.4555 | 3.0654 | 2.8364 | 2.8225 | 2.8585 | 3.1325 | 3.743 | 3.7921 | 3.0234 | 2.351 | 2.1468 | 1.8484 | 1.93 | 1.9456 | 2.1682 | 2.6812 | 3.7992 | 4.5885 | 4.9866 | 4.4961 | 3.9137 | 3.5644 | 3.5613 | 3.2575
2033-12-13 | 3.1175 | 3.0178 | 2.9523 | 2.8807 | 2.9481 | 3.2809 | 4.0324 | 4.122 | 3.5292 | 3.0789 | 2.5654 | 2.1985 | 2.1678 | 2.3559 | 2.5353 | 3.4228 | 4.2171 | 4.8352 | 5.2391 | 5.1493 | 4.5828 | 4.828 | 4.7914 | 4.1966
2033-12-14 | 3.8848 | 4.0258 | 3.9993 | 3.8822 | 3.8797 | 4.2709 | 4.7059 | 4.015 | 3.6259 | 3.1671 | 2.8326 | 2.4953 | 2.6106 | 2.9083 | 3.0395 | 3.7177 | 4.1486 | 4.4969 | 5.2312 | 4.9547 | 4.5323 | 4.7424 | 4.4183 | 3.9311
2033-12-15 | 3.6941 | 3.5636 | 3.6304 | 3.33 | 3.2052 | 3.6863 | 4.2598 | 3.6136 | 3.1339 | 2.6992 | 2.5391 | 2.2585 | 2.1283 | 2.0912 | 2.4496 | 2.6861 | 3.322 | 4.0891 | 4.9455 | 4.6728 | 4.1904 | 4.4725 | 4.4217 | 3.9103
2033-12-16 | 3.46 | 3.2767 | 3.333 | 3.3482 | 3.3837 | 3.4715 | 3.5333 | 3.5923 | 3.4447 | 2.8361 | 2.2529 | 1.9155 | 1.8228 | 1.8365 | 2.0503 | 2.4252 | 3.4569 | 4.2014 | 4.6719 | 4.3743 | 3.5679 | 3.4062 | 3.31 | 3.1072
2033-12-17 | 3.2961 | 3.2932 | 3.3493 | 3.3202 | 3.3088 | 3.0982 | 3.1921 | 3.267 | 2.7846 | 2.4848 | 2.3611 | 1.8865 | 1.8274 | 2.0268 | 2.199 | 2.5053 | 3.0064 | 3.8913 | 4.5461 | 4.4147 | 3.9161 | 3.3512 | 3.1514 | 2.9334
2033-12-18 | 2.8568 | 2.8928 | 2.6937 | 2.6229 | 2.48 | 2.5027 | 2.7022 | 2.7447 | 2.4554 | 2.1886 | 1.9247 | 1.7731 | 1.5825 | 1.5404 | 1.5757 | 2.0976 | 2.8019 | 3.6125 | 4.6276 | 4.3037 | 4.1064 | 4.232 | 3.9287 | 3.6584
2033-12-19 | 3.7139 | 3.0526 | 2.9499 | 2.7268 | 2.8324 | 3.0693 | 3.6352 | 3.7484 | 3.1043 | 2.4842 | 2.303 | 1.9615 | 2.1453 | 2.1597 | 2.3948 | 2.9894 | 3.5295 | 4.0415 | 5.0318 | 4.7046 | 4.3648 | 3.9686 | 3.8739 | 3.4152
2033-12-20 | 3.0489 | 2.9023 | 2.8356 | 2.8225 | 2.8412 | 3.0342 | 3.4808 | 3.1928 | 2.6701 | 2.3067 | 2.0018 | 1.9474 | 2.1274 | 2.1339 | 2.481 | 3.4338 | 3.9488 | 4.7286 | 4.8373 | 4.3897 | 4.042 | 4.7171 | 4.7941 | 4.2278
2033-12-21 | 3.7595 | 3.5684 | 3.4579 | 3.419 | 3.5049 | 3.9859 | 4.5741 | 3.9827 | 3.4676 | 2.6718 | 2.2641 | 2.072 | 1.9144 | 1.9604 | 2.1929 | 2.4826 | 3.2313 | 4.0987 | 4.5828 | 4.5408 | 4.2353 | 4.3817 | 4.3727 | 4.2557
2033-12-22 | 3.9384 | 3.6899 | 3.2966 | 3.3505 | 3.4081 | 3.8351 | 4.3607 | 3.6235 | 3.0921 | 2.7175 | 2.1375 | 1.8946 | 1.8176 | 1.8854 | 2.0771 | 2.6781 | 3.5048 | 4.2816 | 5.0174 | 4.6842 | 4.2534 | 4.5029 | 4.5689 | 3.9461
2033-12-23 | 3.6669 | 3.4204 | 3.3506 | 3.4385 | 3.5642 | 3.7531 | 4.3963 | 3.8662 | 3.3893 | 2.9964 | 2.6178 | 2.5641 | 2.3299 | 2.4216 | 2.253 | 2.6579 | 3.2763 | 3.9541 | 4.7091 | 4.631 | 4.155 | 4.7149 | 4.7312 | 4.2415
2033-12-24 | 3.3067 | 3.1939 | 3.1804 | 3.1808 | 3.0834 | 2.9205 | 3.0979 | 3.2165 | 2.653 | 2.0601 | 1.592 | 1.3716 | 1.4328 | 1.5965 | 1.8819 | 2.4105 | 3.2147 | 4.217 | 4.7843 | 4.509 | 4.1674 | 3.9833 | 3.7874 | 3.1684
2033-12-25 | 3.0743 | 3.189 | 3.1956 | 3.4077 | 3.3336 | 3.4434 | 3.2108 | 3.0314 | 2.7017 | 2.1879 | 1.7809 | 1.493 | 1.4445 | 1.5771 | 1.8816 | 2.3434 | 3.1692 | 3.8755 | 4.7314 | 4.6671 | 4.334 | 4.0677 | 3.7756 | 3.4622
2033-12-26 | 3.1671 | 2.8852 | 2.8218 | 2.7925 | 2.8513 | 3.062 | 3.38 | 3.4559 | 3.4407 | 2.9587 | 2.4488 | 2.3805 | 2.3326 | 2.7918 | 3.1162 | 3.7365 | 4.5558 | 5.0664 | 4.9718 | 4.0726 | 3.7928 | 4.1909 | 4.2928 | 4.4085
2033-12-27 | 4.1931 | 4.0414 | 3.7203 | 2.9009 | 2.886 | 3.0484 | 3.2797 | 3.4066 | 3.2121 | 2.871 | 2.6417 | 2.554 | 2.2369 | 2.2329 | 2.1857 | 2.4833 | 3.4002 | 4.3727 | 4.5931 | 4.2567 | 3.8498 | 3.7158 | 3.3631 | 3.0854
2033-12-28 | 3.0944 | 2.9238 | 2.8524 | 2.8062 | 2.8663 | 3.031 | 3.2585 | 3.463 | 3.2901 | 2.8468 | 2.5521 | 2.4636 | 2.4336 | 2.3106 | 2.5776 | 3.0399 | 3.9113 | 4.9365 | 5.2737 | 5.2779 | 4.8 | 4.5802 | 4.5322 | 4.1343
2033-12-29 | 3.941 | 3.9271 | 3.7819 | 3.752 | 3.5437 | 3.7781 | 4.1431 | 3.6853 | 3.2991 | 3.2063 | 2.7894 | 2.4268 | 2.3602 | 2.4906 | 2.6151 | 3.4728 | 4.2166 | 4.8428 | 5.2658 | 5.0947 | 4.4075 | 4.4502 | 4.5176 | 4.4973
2033-12-30 | 4.3685 | 4.0626 | 3.5785 | 3.5247 | 3.6144 | 3.6663 | 4.1216 | 3.6508 | 3.504 | 3.3759 | 3.478 | 3.196 | 3.2169 | 3.3598 | 3.5096 | 3.6342 | 4.1978 | 4.9368 | 5.1812 | 4.7933 | 4.3377 | 4.4238 | 4.304 | 3.9087
2033-12-31 | 3.8513 | 3.7068 | 3.4157 | 3.2813 | 3.3199 | 3.5579 | 3.846 | 3.5295 | 3.1628 | 2.925 | 2.2598 | 1.9729 | 2.0353 | 2.0295 | 2.2141 | 2.5747 | 3.6536 | 4.396 | 5.0056 | 4.6503 | 4.1252 | 4.2708 | 4.2794 | 3.4664
2034-01-01 | 3.3909 | 3.2738 | 3.0002 | 2.8718 | 2.7111 | 2.9008 | 2.9035 | 2.9607 | 2.6295 | 2.3192 | 1.8912 | 1.5941 | 1.202 | 1.4745 | 1.8159 | 2.0656 | 2.5378 | 3.9763 | 4.9149 | 4.7264 | 4.1295 | 3.2733 | 3.1749 | 3.0018
2034-01-02 | 3.3067 | 3.3234 | 2.8818 | 2.7226 | 2.8824 | 2.7935 | 2.6863 | 2.682 | 2.3745 | 2.1778 | 1.9602 | 1.7906 | 1.5034 | 1.5158 | 1.6566 | 2.1426 | 2.9035 | 3.9322 | 4.5336 | 4.5959 | 4.154 | 3.8809 | 3.5162 | 3.435
2034-01-03 | 2.9816 | 2.9451 | 2.9038 | 2.8582 | 2.7431 | 3.1229 | 3.1158 | 3.1907 | 2.9527 | 2.5406 | 2.0303 | 1.7234 | 1.7339 | 1.7996 | 1.9261 | 2.3295 | 3.5834 | 4.2193 | 5.0421 | 4.9004 | 4.4625 | 3.9243 | 3.7758 | 3.3625
2034-01-04 | 3.3872 | 2.9192 | 2.9459 | 2.875 | 2.8271 | 3.324 | 3.3376 | 3.2277 | 2.9755 | 2.4418 | 2.0593 | 1.8389 | 1.5085 | 1.6158 | 1.8771 | 2.2917 | 3.2824 | 4.2552 | 4.7866 | 4.877 | 4.3528 | 4.0114 | 3.6873 | 3.6594
2034-01-05 | 3.2089 | 3.0298 | 3.2103 | 3.0089 | 2.8534 | 2.9458 | 3.1292 | 3.2344 | 3.0136 | 2.3753 | 1.9907 | 1.6212 | 1.5151 | 1.6127 | 1.8078 | 2.3282 | 3.0174 | 3.8304 | 4.9701 | 4.8384 | 3.9444 | 3.5922 | 3.438 | 3.3945
2034-01-06 | 2.994 | 2.7917 | 2.8875 | 2.8885 | 2.7164 | 3.0823 | 3.3471 | 3.5417 | 3.4308 | 2.8264 | 2.2753 | 1.7992 | 1.5863 | 1.6583 | 1.9084 | 2.2751 | 2.9778 | 3.6038 | 4.5822 | 3.7146 | 3.2775 | 3.8132 | 4.0097 | 3.7071
2034-01-07 | 2.9549 | 2.959 | 3.1066 | 2.7714 | 2.6595 | 2.6441 | 2.8568 | 2.9089 | 2.4856 | 2.273 | 1.9963 | 1.4491 | 1.191 | 1.4095 | 1.757 | 1.9698 | 2.6946 | 3.8138 | 4.6092 | 4.5664 | 3.5194 | 3.5441 | 3.4252 | 3.1534
2034-01-08 | 3.2755 | 3.158 | 2.8891 | 2.868 | 2.7156 | 2.9152 | 2.9379 | 2.9922 | 2.6004 | 2.285 | 1.8095 | 1.4732 | 1.1505 | 1.402 | 1.7304 | 1.9671 | 2.4675 | 3.9338 | 4.8873 | 4.7584 | 4.1358 | 3.2812 | 3.1585 | 2.8604
2034-01-09 | 2.8497 | 2.7167 | 2.6392 | 2.6374 | 2.8433 | 3.1342 | 3.2193 | 3.3288 | 3.2302 | 2.4556 | 2.1836 | 1.8595 | 1.8101 | 1.9463 | 1.9913 | 2.3318 | 3.4651 | 4.299 | 5.0574 | 4.7057 | 3.8955 | 3.7078 | 3.7487 | 3.5614
2034-01-10 | 3.2815 | 2.9599 | 2.9088 | 2.9955 | 2.7239 | 2.9355 | 3.6565 | 3.8808 | 3.6554 | 3.0696 | 2.5049 | 2.2278 | 2.0815 | 2.1337 | 2.3764 | 3.1933 | 3.824 | 4.1477 | 5.216 | 5.235 | 4.814 | 4.2851 | 3.9983 | 3.8065
2034-01-11 | 3.3083 | 3.1927 | 3.1171 | 3.0493 | 2.8906 | 3.3954 | 3.6694 | 3.7341 | 3.3381 | 2.8082 | 2.2642 | 1.8907 | 2.2622 | 2.2529 | 2.1855 | 2.3764 | 3.5394 | 4.693 | 5.2563 | 5.0768 | 4.212 | 4.1532 | 3.8162 | 3.6476
2034-01-12 | 3.4643 | 3.2736 | 2.9397 | 2.8961 | 2.8645 | 3.4951 | 3.9921 | 4.1181 | 3.6647 | 3.2609 | 2.6974 | 2.228 | 2.5284 | 2.324 | 2.4826 | 3.1047 | 4.125 | 4.3529 | 5.2262 | 5.2488 | 4.7904 | 4.3879 | 4.0605 | 3.8809
2034-01-13 | 3.3887 | 3.1079 | 2.9993 | 2.9121 | 2.7838 | 3.2027 | 4.069 | 3.9376 | 3.1448 | 2.3341 | 1.959 | 1.7181 | 1.7918 | 2.1792 | 2.1379 | 2.4185 | 3.4019 | 3.9762 | 4.5816 | 4.7397 | 4.3085 | 4.065 | 3.9535 | 3.8004
2034-01-14 | 3.4256 | 2.9117 | 2.8445 | 2.9853 | 2.6891 | 2.7351 | 3.1013 | 3.2215 | 2.9424 | 2.4136 | 2.0528 | 1.7865 | 1.7705 | 1.6226 | 2.0038 | 2.3738 | 2.6926 | 3.3644 | 4.7519 | 4.7484 | 3.846 | 3.9347 | 4.0277 | 3.262
2034-01-15 | 3.0063 | 2.9506 | 3.1268 | 2.799 | 2.6259 | 2.5907 | 2.7572 | 2.7507 | 2.527 | 2.12 | 1.7044 | 1.1912 | 1.1418 | 1.1669 | 1.5977 | 2.0949 | 2.444 | 3.2768 | 4.6744 | 4.6168 | 4.1287 | 3.4296 | 3.1904 | 2.9868
2034-01-16 | 2.9052 | 2.7143 | 2.6554 | 2.699 | 2.8042 | 3.1745 | 3.2734 | 3.2804 | 3.264 | 2.6338 | 2.0119 | 1.8409 | 1.9113 | 1.8145 | 2.0161 | 2.2895 | 3.2217 | 4.1114 | 5.0418 | 4.6375 | 3.9924 | 3.68 | 3.944 | 3.2981
2034-01-17 | 2.8984 | 3.0362 | 2.9325 | 2.811 | 2.7443 | 2.882 | 3.5742 | 3.4326 | 2.9951 | 2.4674 | 2.1002 | 1.8546 | 1.7265 | 1.6629 | 2.083 | 2.2212 | 2.9673 | 4.6498 | 5.2724 | 5.2295 | 4.5579 | 4.1598 | 3.8254 | 3.4082
2034-01-18 | 3.432 | 3.1841 | 3.0315 | 3.1286 | 2.9539 | 3.2937 | 4.1721 | 4.603 | 3.9176 | 3.1782 | 2.8801 | 2.3492 | 2.2119 | 2.0805 | 2.2556 | 2.8764 | 3.7001 | 4.3784 | 5.2516 | 5.2391 | 4.6986 | 4.283 | 3.8803 | 3.5009
2034-01-19 | 3.5309 | 3.1359 | 2.9811 | 2.9752 | 3.1015 | 3.0697 | 3.8081 | 3.6101 | 3.4509 | 2.7581 | 2.312 | 1.9331 | 1.7774 | 1.8452 | 2.1935 | 2.3766 | 3.1778 | 4.0921 | 5.2343 | 4.7603 | 4.2116 | 3.9242 | 3.827 | 3.5486
2034-01-20 | 3.0067 | 2.8814 | 2.8589 | 2.8278 | 2.8699 | 3.5085 | 4.0082 | 4.2255 | 4.0044 | 3.2097 | 2.366 | 2.2893 | 2.3022 | 2.3598 | 2.4075 | 3.5569 | 4.108 | 4.1555 | 4.8944 | 4.9234 | 4.4266 | 3.9902 | 4.0774 | 3.7495
2034-01-21 | 3.1038 | 3.0937 | 3.2478 | 2.955 | 2.8243 | 2.941 | 3.1295 | 3.2416 | 2.8414 | 2.4391 | 1.9858 | 1.7068 | 1.7126 | 1.8931 | 2.1118 | 2.311 | 2.7473 | 4.077 | 5.1124 | 4.8611 | 4.2952 | 3.8578 | 3.7905 | 3.7341
2034-01-22 | 3.1848 | 3.0082 | 2.9536 | 3.1623 | 2.8255 | 2.8582 | 3.0346 | 3.3394 | 3.1879 | 2.589 | 2.0721 | 1.7389 | 1.5371 | 1.6058 | 1.9593 | 2.3046 | 2.5205 | 3.4482 | 4.9272 | 4.93 | 4.4025 | 3.7128 | 3.2715 | 3.1705
2034-01-23 | 2.7719 | 2.5776 | 2.5599 | 2.6926 | 2.6446 | 2.9745 | 3.5431 | 3.9145 | 3.0898 | 2.4081 | 2.1195 | 1.7598 | 1.6117 | 1.7354 | 2.2364 | 2.7938 | 3.2352 | 4.2085 | 5.2868 | 5.0283 | 4.5471 | 4.149 | 3.7533 | 3.323
2034-01-24 | 3.4938 | 3.2254 | 3.0076 | 3.1758 | 3.2566 | 3.3895 | 4.221 | 4.4772 | 4.3816 | 3.7171 | 3.251 | 2.9568 | 2.262 | 2.353 | 3.0832 | 3.5869 | 4.1385 | 4.1827 | 5.1836 | 5.2508 | 4.8608 | 4.5582 | 4.0898 | 3.6211
2034-01-25 | 3.6111 | 3.3036 | 3.1617 | 3.1386 | 2.9013 | 3.0253 | 3.9515 | 4.3144 | 3.6953 | 3.0375 | 2.4738 | 2.0177 | 1.9259 | 1.9783 | 2.2747 | 2.8904 | 3.3928 | 4.058 | 5.2314 | 5.2558 | 4.7665 | 4.4202 | 4.0687 | 3.5571
2034-01-26 | 3.5216 | 3.2213 | 3.0924 | 3.2254 | 3.133 | 3.3637 | 4.2499 | 4.6252 | 4.4195 | 3.7979 | 3.0865 | 2.8064 | 2.8431 | 2.9179 | 2.9797 | 3.3188 | 3.5477 | 3.9279 | 5.0278 | 5.0595 | 4.5534 | 4.0883 | 3.7415 | 3.5667
2034-01-27 | 3.0526 | 2.975 | 2.945 | 2.8618 | 2.7559 | 3.3112 | 3.55 | 3.5183 | 3.3398 | 2.6614 | 2.0554 | 1.8741 | 1.9755 | 1.9835 | 2.1319 | 2.6839 | 3.6823 | 4.3882 | 4.9671 | 4.7738 | 4.1996 | 4.2577 | 4.3501 | 3.9884
2034-01-28 | 3.2416 | 2.9606 | 3.0997 | 3.0319 | 2.8263 | 3.0452 | 3.5056 | 3.5642 | 3.3364 | 2.6189 | 2.1444 | 2.1366 | 2.0627 | 2.3579 | 2.7072 | 3.3354 | 3.6363 | 3.8141 | 4.5406 | 4.5144 | 4.0656 | 3.9346 | 3.7379 | 3.5223
2034-01-29 | 3.2497 | 2.8885 | 2.944 | 2.9388 | 2.6964 | 2.655 | 2.9029 | 2.7696 | 2.5005 | 2.132 | 1.9927 | 1.7039 | 1.7585 | 1.6854 | 2.1133 | 2.0819 | 2.3704 | 3.408 | 4.7579 | 4.8902 | 4.3081 | 3.3858 | 3.2829 | 3.0827
2034-01-30 | 2.7345 | 2.6583 | 2.6388 | 2.83 | 2.7763 | 3.117 | 3.9501 | 4.5004 | 3.6019 | 2.6772 | 2.6923 | 2.2975 | 2.0523 | 2.2124 | 2.7062 | 2.7918 | 3.3413 | 4.3737 | 5.1064 | 5.1551 | 4.7954 | 4.5776 | 3.9037 | 3.5424
2034-01-31 | 3.4991 | 3.2099 | 3.0593 | 3.1428 | 3.095 | 3.1746 | 3.9504 | 3.9038 | 3.5471 | 2.8606 | 2.3441 | 1.8755 | 1.9377 | 2.1507 | 2.4012 | 2.6209 | 3.2244 | 4.3737 | 5.2829 | 5.2544 | 4.6984 | 4.2546 | 3.9749 | 3.5775
2034-02-01 | 3.7265 | 3.3389 | 3.2666 | 3.238 | 3.1126 | 3.5381 | 4.4858 | 4.6407 | 4.3642 | 4.1882 | 3.4277 | 3.0296 | 2.8508 | 2.5439 | 3.0461 | 3.2989 | 3.822 | 4.5682 | 5.1748 | 5.0212 | 4.0727 | 4.1764 | 4.3093 | 3.6296
2034-02-02 | 3.4294 | 3.5453 | 3.2637 | 3.1586 | 2.9584 | 3.3273 | 4.3325 | 4.2383 | 3.9673 | 3.4012 | 3.0675 | 2.4342 | 2.7503 | 2.891 | 2.8718 | 2.6309 | 3.3276 | 4.2858 | 5.1576 | 5.1433 | 4.5962 | 4.2204 | 3.9137 | 3.5965
2034-02-03 | 3.3644 | 3.4381 | 3.097 | 3.1873 | 3.1772 | 3.542 | 4.3862 | 4.7489 | 4.4178 | 3.5051 | 3.6013 | 2.9416 | 2.4207 | 2.0633 | 2.3794 | 2.96 | 3.24 | 3.8821 | 4.9295 | 4.9089 | 4.073 | 4.4319 | 4.4037 | 3.5827
2034-02-04 | 3.343 | 3.2957 | 3.0909 | 2.8629 | 2.6976 | 2.9148 | 3.002 | 2.9769 | 2.5382 | 2.3395 | 1.9592 | 1.792 | 1.4826 | 1.5892 | 2.0227 | 2.5892 | 3.4909 | 3.736 | 4.6574 | 4.8531 | 4.4447 | 4.0903 | 3.9912 | 3.7022
2034-02-05 | 3.2816 | 3.1514 | 3.368 | 3.1058 | 2.9335 | 2.9421 | 3.2315 | 3.5186 | 3.497 | 3.0089 | 2.5807 | 2.4775 | 2.7136 | 2.6405 | 2.1813 | 2.4613 | 2.6061 | 3.1873 | 4.491 | 4.7883 | 4.402 | 3.9036 | 3.4677 | 3.099
2034-02-06 | 3.1405 | 3.251 | 3.0166 | 2.9198 | 2.8601 | 3.054 | 3.9173 | 4.0012 | 3.2735 | 3.6321 | 3.5512 | 2.8011 | 2.6285 | 2.2013 | 2.8013 | 3.514 | 4.1603 | 4.843 | 4.9939 | 4.6442 | 3.9059 | 4.0568 | 3.6488 | 3.2439
2034-02-07 | 3.2348 | 3.3058 | 3.059 | 2.9095 | 2.9092 | 3.4126 | 3.8951 | 3.8195 | 3.5497 | 2.7031 | 2.864 | 2.9957 | 2.968 | 2.3609 | 2.4562 | 2.6162 | 3.2755 | 3.7995 | 4.7993 | 5.1171 | 4.4458 | 4.1183 | 4.3223 | 3.6263
2034-02-08 | 3.133 | 3.1016 | 3.0097 | 3.0556 | 2.8559 | 3.0198 | 3.3539 | 3.5126 | 3.1728 | 2.5233 | 2.0718 | 2.2441 | 2.3441 | 2.2596 | 2.0771 | 2.0549 | 3.2988 | 4.2069 | 4.899 | 4.9181 | 4.5801 | 4.0034 | 3.752 | 3.6183
2034-02-09 | 3.2749 | 3.017 | 2.9622 | 2.9291 | 3.0145 | 3.2144 | 3.8068 | 3.4847 | 3.3021 | 2.591 | 2.2884 | 1.9054 | 1.7458 | 1.5401 | 1.6941 | 2.0792 | 2.6398 | 3.6283 | 4.2543 | 4.3868 | 4.1193 | 3.8345 | 3.3575 | 3.1878
2034-02-10 | 3.0457 | 2.7895 | 2.7369 | 2.7353 | 2.6826 | 2.9019 | 3.5239 | 3.8367 | 3.3292 | 2.474 | 1.7623 | 1.5578 | 1.4906 | 1.5652 | 1.8874 | 2.2115 | 2.5239 | 3.2048 | 4.5158 | 4.3405 | 3.6026 | 3.8923 | 3.5271 | 3.0914
2034-02-11 | 2.8928 | 3.0527 | 2.8564 | 2.7708 | 2.7345 | 2.8591 | 3.1253 | 2.8253 | 2.3924 | 2.0851 | 1.6699 | 1.2323 | 1.1413 | 1.1907 | 1.4743 | 1.9784 | 2.5315 | 3.2087 | 3.7932 | 4.0906 | 3.7375 | 3.5267 | 3.2643 | 3.1194
2034-02-12 | 3.0733 | 2.8121 | 2.7734 | 2.7419 | 2.6684 | 2.8113 | 2.9068 | 2.8203 | 2.4677 | 2.0492 | 1.5077 | 1.1463 | 0.86186 | 1.0108 | 1.3419 | 1.5925 | 2.1909 | 3.0515 | 4.4671 | 4.7161 | 4.2061 | 3.4419 | 3.0731 | 2.8328
2034-02-13 | 2.7305 | 2.8217 | 2.6336 | 2.6102 | 2.7038 | 3.1899 | 3.4884 | 3.5689 | 3.2383 | 2.4825 | 2.1553 | 1.8688 | 1.6364 | 1.6498 | 1.9707 | 2.4283 | 3.2934 | 4.036 | 4.7342 | 4.8063 | 4.3441 | 4.0953 | 3.6577 | 3.6081
2034-02-14 | 3.1409 | 2.924 | 2.859 | 2.9737 | 2.9982 | 3.1165 | 3.7343 | 3.6189 | 4.0359 | 3.6601 | 3.0231 | 2.9807 | 2.8237 | 3.1313 | 3.2298 | 3.4791 | 3.7964 | 4.262 | 5.1731 | 5.1547 | 4.6349 | 4.3635 | 4.2325 | 3.6555
2034-02-15 | 3.3101 | 3.1632 | 3.1473 | 3.3967 | 3.2839 | 3.3338 | 3.5487 | 3.6392 | 3.7987 | 3.4372 | 3.0552 | 3.0112 | 3.3047 | 3.5182 | 3.6126 | 4.0061 | 4.6515 | 4.6357 | 4.8002 | 4.7698 | 4.4765 | 4.0518 | 3.9222 | 3.6225
2034-02-16 | 3.4768 | 3.0982 | 3.1196 | 3.1786 | 3.2234 | 3.3844 | 4.2403 | 4.3192 | 4.2603 | 3.9466 | 3.4266 | 2.4598 | 2.174 | 2.3358 | 2.6242 | 2.5278 | 3.5503 | 3.7068 | 4.5132 | 4.7983 | 4.655 | 4.384 | 3.9356 | 3.7476
2034-02-17 | 3.1808 | 3.0267 | 2.9971 | 2.9647 | 2.8626 | 3.1338 | 4.1535 | 4.3437 | 3.3921 | 3.3726 | 2.7706 | 2.0228 | 2.1089 | 2.4818 | 2.3292 | 2.5356 | 3.1327 | 3.786 | 4.2742 | 4.6985 | 4.4664 | 4.3945 | 3.7468 | 3.3971
2034-02-18 | 3.329 | 2.9503 | 2.8745 | 2.8282 | 2.7869 | 2.8274 | 2.9288 | 2.8937 | 2.5425 | 2.3837 | 2.1665 | 1.6438 | 1.4889 | 1.696 | 2.0284 | 2.8162 | 3.4886 | 4.0201 | 4.1418 | 4.1601 | 3.9824 | 4.0681 | 3.5296 | 3.3107
2034-02-19 | 3.1761 | 3.284 | 2.9846 | 2.8662 | 2.6927 | 2.8272 | 2.9447 | 2.9586 | 2.9451 | 2.4903 | 2.3338 | 2.2889 | 2.5996 | 2.4019 | 2.1522 | 2.4116 | 2.8948 | 3.9166 | 4.4326 | 4.3462 | 3.5732 | 3.1729 | 3.5293 | 3.0568
2034-02-20 | 2.797 | 2.6849 | 2.7759 | 2.6605 | 2.6818 | 2.7436 | 2.7795 | 2.9772 | 2.837 | 2.3242 | 1.7943 | 1.038 | 1.1046 | 1.442 | 1.9647 | 2.3703 | 2.5894 | 3.4127 | 4.5163 | 5.0881 | 4.0702 | 3.9952 | 3.9353 | 3.2134
2034-02-21 | 2.9309 | 3.0922 | 2.9192 | 2.7631 | 2.6923 | 2.8757 | 3.3749 | 3.499 | 2.7419 | 2.4336 | 2.1495 | 1.8563 | 1.7441 | 2.0827 | 2.2574 | 2.4143 | 3.0956 | 4.1275 | 5.0492 | 5.0646 | 4.543 | 4.6478 | 4.0021 | 3.3702
2034-02-22 | 3.0121 | 2.8675 | 2.924 | 2.6904 | 2.6604 | 2.9174 | 3.5081 | 3.6407 | 3.2937 | 2.6553 | 2.4495 | 2.1269 | 2.0071 | 2.1332 | 2.3787 | 2.9584 | 3.2967 | 3.8298 | 4.8692 | 5.1398 | 4.6203 | 4.1365 | 3.9714 | 3.8246
2034-02-23 | 3.4418 | 3.2142 | 3.1016 | 3.2543 | 3.0272 | 3.23 | 3.9189 | 3.9384 | 4.0089 | 3.436 | 3.0441 | 3.5501 | 3.4963 | 3.1396 | 3.1349 | 3.3778 | 4.2604 | 4.4144 | 4.7389 | 4.727 | 4.3516 | 3.9406 | 3.8624 | 3.4837
2034-02-24 | 3.1222 | 2.9792 | 2.9027 | 2.8686 | 2.8613 | 3.1052 | 3.9337 | 3.966 | 3.4 | 3.0527 | 2.2778 | 1.9252 | 2.065 | 2.4622 | 2.5191 | 2.7748 | 3.3898 | 4.2373 | 4.5972 | 4.5909 | 4.4602 | 4.5026 | 4.0149 | 3.6223
2034-02-25 | 3.69 | 3.2651 | 3.0563 | 2.9699 | 2.9434 | 3.3401 | 3.4109 | 3.4072 | 3.0813 | 2.5727 | 2.2637 | 1.7129 | 2.0267 | 2.1793 | 2.2523 | 2.5933 | 3.417 | 4.2418 | 4.2604 | 4.469 | 4.2582 | 3.9332 | 3.7683 | 3.4643
2034-02-26 | 3.5195 | 3.0916 | 3.0076 | 3.0538 | 2.8955 | 2.9754 | 3.1676 | 3.4622 | 3.0183 | 2.4784 | 2.2783 | 2.0319 | 1.9559 | 1.8515 | 2.4255 | 2.6052 | 3.0823 | 4.1852 | 5.0029 | 5.0242 | 4.2136 | 3.6835 | 3.3407 | 2.9727
2034-02-27 | 2.9377 | 2.943 | 2.716 | 2.7389 | 2.8267 | 3.0717 | 3.9253 | 3.8428 | 3.4843 | 2.9195 | 2.3589 | 1.8805 | 2.0214 | 2.0889 | 2.4433 | 2.6806 | 3.7059 | 4.3403 | 4.8421 | 4.7111 | 4.5258 | 4.3009 | 3.6365 | 3.267
2034-02-28 | 3.0978 | 3.0416 | 2.8167 | 2.8069 | 2.7636 | 3.3143 | 3.7903 | 3.8051 | 3.3706 | 2.8734 | 2.3509 | 2.133 | 2.1978 | 2.1222 | 2.2476 | 2.5085 | 3.4141 | 3.9221 | 4.7659 | 5.0714 | 4.5341 | 4.0726 | 3.955 | 3.7845
2034-03-01 | 3.4409 | 3.255 | 2.823 | 2.7346 | 2.7245 | 3.4679 | 3.8262 | 3.5471 | 3.7657 | 3.2237 | 2.7563 | 2.3436 | 2.2102 | 2.0099 | 2.4141 | 3.1956 | 3.9602 | 3.8908 | 4.6918 | 5.0536 | 4.6584 | 4.4988 | 4.2678 | 3.5759
2034-03-02 | 3.3644 | 3.3109 | 3.4454 | 3.2135 | 3.1443 | 3.4828 | 4.4002 | 4.4273 | 3.8542 | 3.0488 | 2.1082 | 1.9851 | 2.0826 | 1.9818 | 2.5662 | 2.8036 | 3.3571 | 3.9887 | 4.6712 | 4.7232 | 4.4052 | 4.1144 | 3.7987 | 3.3073
2034-03-03 | 3.1161 | 3.0207 | 3.1156 | 3.2306 | 2.8858 | 3.1285 | 3.5997 | 3.7047 | 3.3188 | 2.7808 | 2.5384 | 2.4857 | 2.7342 | 2.563 | 2.2812 | 3.1216 | 3.5668 | 3.9531 | 4.4971 | 4.7529 | 4.2778 | 3.9262 | 4.1769 | 3.7994
2034-03-04 | 3.1464 | 3.2043 | 3.1139 | 2.9405 | 2.8286 | 2.9593 | 3.5445 | 3.4646 | 2.7885 | 2.7722 | 2.7887 | 2.1072 | 1.8492 | 1.7977 | 2.027 | 2.1647 | 3.0067 | 3.8012 | 4.3087 | 4.0036 | 3.8857 | 4.1414 | 3.8556 | 3.3984
2034-03-05 | 3.4044 | 3.1782 | 2.9157 | 3.0062 | 2.8497 | 3.0409 | 2.9605 | 2.8287 | 2.5574 | 2.4027 | 1.9263 | 1.6359 | 1.456 | 1.7305 | 1.7337 | 1.6598 | 2.4271 | 3.6049 | 4.5633 | 4.72 | 4.1642 | 3.5247 | 3.2272 | 2.957
2034-03-06 | 3.07 | 2.9345 | 2.7967 | 2.701 | 2.7379 | 3.2938 | 3.8886 | 3.6734 | 3.376 | 2.4945 | 2.0037 | 1.6676 | 1.7893 | 1.9678 | 1.9305 | 1.9877 | 2.8294 | 3.8663 | 4.653 | 5.0885 | 4.4931 | 3.9708 | 3.6336 | 3.4239
2034-03-07 | 3.3547 | 3.1938 | 2.9612 | 2.8912 | 2.8565 | 3.3199 | 4.104 | 3.8694 | 3.5195 | 3.1035 | 2.6772 | 2.1906 | 1.9981 | 2.341 | 2.257 | 2.3157 | 2.7868 | 3.7767 | 4.5884 | 4.9693 | 4.4565 | 3.8752 | 3.6538 | 3.1459
2034-03-08 | 3.1017 | 3.1413 | 2.9445 | 2.8997 | 2.8392 | 3.0539 | 4.041 | 3.5154 | 2.8047 | 1.9338 | 1.4144 | 1.4369 | 1.8168 | 1.7005 | 1.4564 | 2.0144 | 2.6023 | 3.212 | 4.338 | 4.8579 | 4.4322 | 3.7034 | 3.7088 | 3.4052
2034-03-09 | 2.9497 | 2.8774 | 3.0131 | 2.814 | 2.811 | 3.112 | 3.8534 | 3.9949 | 3.2508 | 2.5397 | 1.9692 | 1.6577 | 1.5324 | 1.6244 | 1.9983 | 2.2457 | 2.7894 | 3.4243 | 4.7272 | 4.9826 | 4.3883 | 3.8999 | 3.5819 | 3.1974
2034-03-10 | 3.0202 | 2.9837 | 3.07 | 2.8372 | 2.8415 | 3.2184 | 4.0247 | 3.577 | 3.2613 | 3.059 | 2.3747 | 2.2071 | 2.4026 | 2.1762 | 1.6649 | 2.0344 | 2.8661 | 3.3013 | 3.8169 | 4.1093 | 3.6618 | 3.8279 | 3.7689 | 3.4424
2034-03-11 | 3.2028 | 2.9319 | 2.7135 | 2.6808 | 2.6326 | 2.7564 | 3.0079 | 3.1602 | 2.6918 | 2.1394 | 1.6644 | 0.9489 | 1.1075 | 1.1582 | 1.2916 | 1.9439 | 2.8631 | 3.1819 | 3.8573 | 4.2242 | 3.8833 | 3.4615 | 3.2689 | 3.056
2034-03-12 | 3.0899 | 2.8018 | 2.8125 | 2.8315 | 2.8595 | 2.7689 | 2.9277 | 2.9274 | 2.9359 | 2.6014 | 1.6545 | 1.6384 | 1.8048 | 1.3392 | 1.8467 | 2.4416 | 3.0854 | 3.6129 | 4.2817 | 4.1443 | 3.7255 | 3.4128 | 3.4545 | 2.8941
2034-03-13 | 2.8295 | 2.8555 | 2.6206 | 2.5831 | 2.6757 | 3.0521 | 3.9853 | 4.1054 | 3.4269 | 2.4212 | 2.4674 | 2.2775 | 2.6594 | 2.2969 | 2.2959 | 3.1491 | 3.3745 | 3.8746 | 4.8212 | 4.8393 | 4.0477 | 3.7488 | 3.7297 | 3.0911
2034-03-14 | 2.9336 | 2.2629 | 1.7632 | 2 | 2.5624 | 2.9767 | 4.1811 | 4.2738 | 3.5502 | 3.4034 | 3.224 | 3.031 | 2.9212 | 3.0472 | 3.1844 | 3.1691 | 3.7336 | 4.1627 | 5.0203 | 4.8911 | 4.5333 | 4.13 | 3.6944 | 3.2311
2034-03-15 | 2.9923 | 3.0607 | 2.7932 | 2.5757 | 2.6588 | 2.95 | 3.5005 | 4.0846 | 3.8885 | 3.136 | 2.7385 | 2.4519 | 2.6974 | 2.3376 | 2.3464 | 3.3116 | 3.6194 | 3.9713 | 5.0004 | 5.2006 | 4.674 | 4.0562 | 3.8279 | 3.7474
2034-03-16 | 3.1719 | 3.0684 | 3.1386 | 2.8497 | 2.8997 | 3.3224 | 4.1657 | 4.2157 | 3.6022 | 2.8702 | 2.4138 | 2.08 | 1.9943 | 2.0187 | 2.4823 | 2.8681 | 3.3885 | 4.3225 | 5.0332 | 5.3522 | 4.7519 | 4.135 | 3.6243 | 3.4082
2034-03-17 | 3.0264 | 2.8787 | 2.8059 | 2.8443 | 2.9044 | 3.0294 | 3.6805 | 3.7254 | 3.2821 | 3.0522 | 2.9213 | 2.5734 | 2.2659 | 2.5608 | 2.7047 | 3.0932 | 3.7366 | 3.812 | 4.5801 | 4.9163 | 4.5655 | 4.2741 | 3.9867 | 3.6816
2034-03-18 | 3.5286 | 3.2397 | 2.9931 | 3.0441 | 3.2003 | 3.075 | 3.2086 | 3.1124 | 2.7531 | 2.195 | 1.775 | 1.4138 | 1.4449 | 1.8814 | 1.8278 | 1.8806 | 2.7705 | 3.7328 | 4.4067 | 4.5382 | 4.1994 | 4.1815 | 3.6901 | 3.4305
2034-03-19 | 3.4551 | 3.318 | 3.0063 | 2.9146 | 2.8162 | 3.1166 | 3.1709 | 3.1244 | 2.6236 | 2.5451 | 2.1043 | 2.1908 | 1.8878 | 1.8554 | 2.0737 | 1.8904 | 2.3371 | 3.1602 | 4.4022 | 4.5983 | 4.2821 | 3.8801 | 3.5513 | 3.203
2034-03-20 | 3.1739 | 3.0921 | 2.7757 | 2.5321 | 2.5771 | 2.9547 | 3.145 | 3.2582 | 3.2588 | 2.5806 | 2.2441 | 1.7227 | 2.1717 | 2.8556 | 2.6121 | 2.9988 | 3.222 | 3.3925 | 4.1171 | 4.7219 | 4.4138 | 3.7797 | 3.4698 | 3.4301
2034-03-21 | 3.1992 | 2.887 | 2.7719 | 2.9662 | 2.8835 | 3.1204 | 3.6978 | 3.7189 | 3.6442 | 3.4999 | 2.9446 | 2.2187 | 2.249 | 2.5365 | 2.6267 | 2.97 | 3.7239 | 4.1371 | 4.6415 | 4.7562 | 4.3697 | 3.9782 | 3.4399 | 3.2503
2034-03-22 | 3.0419 | 2.8387 | 2.8332 | 2.822 | 2.8555 | 3.4096 | 3.7061 | 3.6545 | 3.3956 | 2.7441 | 2.3345 | 2.0185 | 2.4217 | 2.2788 | 2.5216 | 2.9102 | 3.417 | 4.1912 | 4.6818 | 4.7782 | 4.1117 | 3.6185 | 3.4773 | 3.3423
2034-03-23 | 3.2995 | 3.0896 | 2.8788 | 2.8186 | 3.0376 | 3.2057 | 3.7403 | 3.6675 | 3.7331 | 3.6063 | 2.9365 | 2.134 | 2.2561 | 2.628 | 2.8282 | 3.1747 | 3.5564 | 4.3731 | 4.8288 | 4.956 | 4.3121 | 3.9777 | 3.7303 | 3.4184
2034-03-24 | 3.3959 | 3.245 | 2.9994 | 2.9749 | 2.9048 | 3.2097 | 3.7753 | 3.4445 | 2.9433 | 2.8481 | 2.3594 | 2.0587 | 2.0789 | 2.5107 | 2.4851 | 3.331 | 3.7564 | 4.5031 | 4.4282 | 4.3844 | 4.4047 | 4.2948 | 3.8558 | 3.6687
2034-03-25 | 3.5627 | 3.2567 | 3.0154 | 2.9703 | 3.2487 | 3.3555 | 3.624 | 3.7166 | 3.7147 | 4.047 | 3.5488 | 2.8356 | 2.6011 | 2.5843 | 2.5255 | 2.4564 | 2.8948 | 3.5253 | 3.7695 | 4.1299 | 4.0196 | 3.564 | 3.4244 | 3.2573
2034-03-26 | 3.0964 | 2.8076 | 2.7044 | 2.5991 | 2.5212 | 2.5762 | 2.6342 | 2.7407 | 2.3839 | 2.0343 | 1.4706 | 0.9383 | 1.0226 | 1.018 | 1.0471 | 1.245 | 2.1478 | 3.0832 | 3.7732 | 4.5003 | 4.3516 | 3.8966 | 3.6804 | 3.5413
2034-03-27 | 3.1545 | 2.8366 | 2.7737 | 2.8696 | 2.9962 | 3.0639 | 3.292 | 3.3998 | 3.2062 | 3.2423 | 2.2397 | 2.2135 | 2.2179 | 1.8104 | 1.3754 | 1.8889 | 2.5423 | 3.4062 | 4.199 | 4.78 | 4.3866 | 3.8691 | 3.9214 | 3.4169
2034-03-28 | 2.9645 | 3.0062 | 2.9791 | 2.8093 | 2.8038 | 3.0581 | 3.8195 | 3.5012 | 2.5912 | 2.2446 | 2.0193 | 1.7063 | 1.6857 | 1.8652 | 1.8559 | 1.9086 | 2.8355 | 3.9225 | 4.3933 | 4.9369 | 4.6769 | 4.3614 | 3.9165 | 3.6612
2034-03-29 | 3.149 | 3.0069 | 2.931 | 2.9212 | 2.9217 | 3.4146 | 3.7438 | 3.4913 | 3.0186 | 2.3154 | 1.8951 | 1.6895 | 1.813 | 1.7185 | 1.6971 | 1.9367 | 2.9764 | 3.8338 | 4.4126 | 5.003 | 4.7449 | 4.3561 | 3.9534 | 3.6905
2034-03-30 | 3.3556 | 2.9521 | 2.8926 | 3.0698 | 3.1384 | 3.3659 | 3.8442 | 3.6928 | 3.2005 | 2.7166 | 2.1976 | 1.9035 | 2.1364 | 2.1763 | 1.826 | 2.4091 | 3.3531 | 4.103 | 4.5949 | 5.1341 | 4.8878 | 4.4685 | 3.7724 | 3.4045
2034-03-31 | 3.3676 | 3.0073 | 2.8543 | 2.7673 | 2.8119 | 2.9706 | 3.3676 | 3.4196 | 2.7954 | 2.2661 | 1.7811 | 1.6381 | 1.7134 | 1.8392 | 1.6697 | 2.0456 | 3.0706 | 3.5925 | 4.1921 | 4.8284 | 4.5127 | 4.2058 | 3.8186 | 3.5473
2034-04-01 | 3.4624 | 3.1637 | 2.9229 | 2.8681 | 2.9809 | 3.0608 | 3.1439 | 3.0819 | 2.6745 | 2.7266 | 2.3087 | 2.3641 | 2.6279 | 2.6972 | 2.8556 | 2.6899 | 2.6986 | 3.7753 | 4.0079 | 4.5575 | 4.2861 | 4.0026 | 3.6016 | 3.2896
2034-04-02 | 3.3571 | 3.0107 | 2.8705 | 2.8545 | 2.7411 | 2.8346 | 2.7626 | 2.7763 | 2.6414 | 2.1613 | 1.8265 | 2.0466 | 1.9844 | 1.7495 | 1.9582 | 2.4007 | 2.7457 | 3.5837 | 4.4893 | 5.0048 | 4.45 | 4.1894 | 4.0678 | 3.7178
2034-04-03 | 3.3909 | 3.0788 | 3.0363 | 3.0392 | 3.089 | 3.5632 | 4.594 | 4.4323 | 4.3983 | 4.0028 | 3.6621 | 3.1639 | 3.7554 | 3.7862 | 3.5739 | 3.5138 | 4.5894 | 5.0243 | 5.1074 | 4.768 | 4.1742 | 3.8393 | 3.4986 | 3.3683
2034-04-04 | 3.0926 | 2.9099 | 2.8656 | 2.5277 | 2.3277 | 2.4219 | 2.9914 | 3.7135 | 3.1025 | 2.6428 | 2.9293 | 2.4968 | 2.19 | 2.339 | 2.8821 | 2.8429 | 3.9107 | 4.58 | 4.8703 | 4.9235 | 4.7427 | 4.3081 | 3.8258 | 3.6743
2034-04-05 | 3.1556 | 2.93 | 2.9119 | 2.9403 | 2.906 | 3.2851 | 3.9276 | 4.3536 | 3.2832 | 3.1314 | 3.2767 | 3.0772 | 2.2354 | 2.3103 | 2.6173 | 2.8234 | 3.5887 | 4.3751 | 4.9649 | 5.1923 | 4.7987 | 4.4852 | 3.9881 | 3.326
2034-04-06 | 3.2821 | 3.1625 | 3.1066 | 3.2804 | 3.1265 | 3.468 | 4.1753 | 4.1032 | 4.3531 | 4.0737 | 3.5056 | 3.7127 | 2.922 | 2.9388 | 3.0334 | 3.5261 | 4.2956 | 4.394 | 4.8698 | 5.1797 | 4.8296 | 4.2563 | 4.4341 | 3.8826
2034-04-07 | 3.1547 | 2.9929 | 2.9231 | 2.9625 | 3.0361 | 3.0984 | 3.3283 | 3.575 | 3.4033 | 2.9878 | 2.6345 | 2.303 | 2.3902 | 2.2018 | 2.7099 | 2.9833 | 2.9515 | 3.6901 | 4.7542 | 5.0562 | 4.4872 | 4.0334 | 3.8832 | 3.4388
2034-04-08 | 3.4788 | 3.2766 | 2.9421 | 2.9131 | 3.0762 | 3.291 | 3.155 | 3.0881 | 2.9669 | 2.5889 | 2.4142 | 2.2474 | 2.2704 | 2.2532 | 2.6174 | 3.0099 | 3.3696 | 4.149 | 4.9226 | 4.8748 | 4.2515 | 4.4488 | 4.4106 | 3.6385
2034-04-09 | 3.3288 | 3.2047 | 3.4066 | 3.031 | 2.9282 | 2.9026 | 3.016 | 3.0775 | 2.6715 | 2.896 | 2.7003 | 2.3858 | 2.1208 | 2.0993 | 2.1635 | 2.3189 | 3.0513 | 3.6176 | 4.2287 | 4.8304 | 4.4909 | 4.1352 | 3.5926 | 3.1445
2034-04-10 | 2.9797 | 2.9394 | 3.1021 | 2.9339 | 2.9171 | 3.2194 | 4.0254 | 3.9757 | 3.1965 | 2.4764 | 2.0056 | 1.8775 | 1.8007 | 1.8687 | 1.727 | 1.8967 | 2.5774 | 3.719 | 4.5899 | 5.1152 | 4.5944 | 3.9633 | 3.5484 | 3.1649
2034-04-11 | 3.0859 | 3.0609 | 2.8658 | 2.8148 | 3.0414 | 3.346 | 3.6179 | 3.4015 | 2.9061 | 2.2048 | 1.8295 | 1.5711 | 1.6903 | 1.8797 | 1.7024 | 1.9219 | 2.8152 | 3.8719 | 4.5393 | 5.0102 | 4.7397 | 4.2304 | 3.7205 | 3.2395
2034-04-12 | 3.1853 | 3.0502 | 2.8816 | 2.8773 | 2.9146 | 3.1612 | 3.2571 | 3.3537 | 2.7717 | 2.3002 | 2.0208 | 1.9305 | 1.9127 | 2.0526 | 2.0037 | 2.7308 | 3.28 | 3.7589 | 4.8 | 5.2041 | 4.7822 | 3.9124 | 3.6182 | 3.661
2034-04-13 | 3.1076 | 2.9582 | 2.9318 | 3.0383 | 3.1315 | 3.2369 | 3.6788 | 3.5812 | 3.176 | 2.6733 | 2.3534 | 2.059 | 2.1193 | 2.1085 | 1.8866 | 2.2052 | 3.3129 | 3.8085 | 4.3966 | 5.2053 | 4.7381 | 4.1562 | 3.5907 | 3.439
2034-04-14 | 3.1064 | 2.952 | 2.8837 | 2.874 | 2.8596 | 3.0327 | 3.9433 | 3.751 | 3.0991 | 2.4234 | 2.0877 | 2.0418 | 2.167 | 2.2302 | 2.2219 | 2.5646 | 3.4643 | 4.3702 | 4.9073 | 5.1629 | 4.7176 | 4.2198 | 4.2156 | 3.7895
2034-04-15 | 3.6771 | 3.3329 | 3.1159 | 3.076 | 3.1521 | 3.3076 | 3.1075 | 2.8224 | 2.623 | 2.1586 | 1.7552 | 1.6348 | 1.5857 | 1.7673 | 1.421 | 1.8483 | 2.7903 | 3.7391 | 4.4262 | 4.6377 | 3.9353 | 3.7705 | 3.9372 | 3.5886
2034-04-16 | 3.7106 | 3.3572 | 3.1052 | 3.0429 | 3.0947 | 3.3792 | 3.3385 | 3.0054 | 2.5518 | 2.3361 | 2.3482 | 2.1105 | 2.0362 | 1.8524 | 1.4752 | 2.1688 | 2.7506 | 3.4717 | 4.7047 | 5.1335 | 4.8023 | 4.4396 | 4.0396 | 3.3939
2034-04-17 | 3.2093 | 3.3093 | 3.2681 | 3.0715 | 3.0441 | 3.7663 | 4.1493 | 3.7261 | 3.2986 | 2.4646 | 2.163 | 1.9758 | 1.8467 | 2.1108 | 2.3702 | 2.1065 | 2.9038 | 4.1173 | 4.9358 | 5.0751 | 4.6621 | 4.0428 | 3.4906 | 3.1602
2034-04-18 | 3.1819 | 3.0299 | 2.88 | 2.9103 | 3.109 | 3.2198 | 3.56 | 3.8599 | 3.8188 | 3.2169 | 2.4491 | 2.2471 | 2.3187 | 2.247 | 2.1734 | 2.6008 | 3.1837 | 3.946 | 4.7272 | 5.0671 | 4.5959 | 3.7329 | 3.5027 | 3.1407
2034-04-19 | 2.9172 | 3.0439 | 2.909 | 2.8441 | 2.8618 | 3.1421 | 3.551 | 3.5394 | 2.9012 | 2.6723 | 2.2883 | 1.9688 | 1.8875 | 2.1814 | 2.1392 | 2.3145 | 3.1675 | 4.0939 | 4.6747 | 5.0877 | 4.5951 | 3.9741 | 3.5313 | 3.232
2034-04-20 | 3.1345 | 3.2176 | 2.9892 | 2.9406 | 2.9518 | 3.5394 | 4.0557 | 3.5552 | 3.8596 | 3.26 | 3.1623 | 2.9426 | 3.1973 | 2.959 | 3.1728 | 3.2992 | 3.9676 | 4.4208 | 4.668 | 5.1002 | 4.8321 | 4.1124 | 4.1208 | 3.9454
2034-04-21 | 3.3334 | 3.1081 | 3.0436 | 2.9086 | 2.8899 | 3.2767 | 3.5157 | 3.5577 | 3.6813 | 3.1284 | 2.6049 | 2.307 | 2.4437 | 2.143 | 2.1213 | 2.1444 | 3.0345 | 3.9082 | 4.0022 | 4.3389 | 4.272 | 3.8139 | 3.7436 | 3.5347
2034-04-22 | 3.2593 | 2.9443 | 2.8241 | 2.7936 | 2.841 | 2.9366 | 3.3472 | 2.9462 | 2.6731 | 2.7154 | 2.0707 | 1.6066 | 1.7197 | 1.6099 | 1.6309 | 2.0746 | 2.8706 | 3.0572 | 4.0222 | 4.657 | 4.3218 | 3.6294 | 3.6775 | 3.6663
2034-04-23 | 3.1091 | 3.01 | 3.0582 | 3.0412 | 2.9228 | 2.9061 | 2.7918 | 2.6039 | 2.5562 | 2.1351 | 1.7766 | 1.5866 | 1.7478 | 1.5046 | 1.5915 | 1.927 | 2.533 | 3.5793 | 4.2806 | 4.9876 | 4.6793 | 3.8691 | 3.5121 | 3.452
2034-04-24 | 3.1468 | 2.8533 | 2.8115 | 2.7677 | 2.8527 | 3.3285 | 3.9199 | 3.2885 | 3.2311 | 3.0472 | 2.7221 | 2.1215 | 2.0553 | 2.0266 | 1.9825 | 2.3716 | 3.0715 | 3.9599 | 4.6648 | 5.1447 | 4.6602 | 3.9743 | 3.5726 | 3.2153
2034-04-25 | 3.1005 | 3.1896 | 2.8981 | 2.8255 | 2.8484 | 2.984 | 3.4543 | 2.9823 | 3.0314 | 2.4253 | 2.2812 | 2.2816 | 1.9989 | 1.9901 | 2.4268 | 2.3263 | 2.8153 | 3.7771 | 4.6046 | 4.9348 | 4.5311 | 3.7885 | 3.4124 | 3.1193
2034-04-26 | 2.9515 | 2.9424 | 3.0035 | 2.8543 | 2.8576 | 3.2351 | 3.6549 | 3.4499 | 3.291 | 2.8809 | 2.5539 | 2.1694 | 2.2463 | 2.3639 | 2.0629 | 2.1546 | 2.9719 | 3.9913 | 4.6001 | 5.1402 | 4.6623 | 3.6598 | 3.1481 | 2.9045
2034-04-27 | 2.9481 | 2.8826 | 2.6501 | 2.7162 | 2.8311 | 2.8373 | 3.2388 | 3.1513 | 3.0648 | 2.7579 | 2.4948 | 2.288 | 2.0176 | 2.3135 | 2.5068 | 3.0498 | 3.8671 | 4.0681 | 4.6723 | 5.1942 | 4.7965 | 4.0031 | 3.3571 | 3.0572
2034-04-28 | 3.0682 | 2.9614 | 2.8257 | 2.7654 | 2.8248 | 3.0484 | 3.7612 | 3.6112 | 3.6094 | 3.6843 | 3.3304 | 3.1802 | 2.8071 | 2.8134 | 3.2551 | 3.4555 | 3.4902 | 3.627 | 4.4059 | 4.7041 | 4.0598 | 3.8808 | 3.9466 | 3.177
2034-04-29 | 2.9703 | 2.9805 | 2.8456 | 2.8327 | 2.8701 | 3.1595 | 3.0421 | 3.2171 | 3.1349 | 2.704 | 2.5732 | 2.224 | 2.1714 | 2.3606 | 2.2412 | 2.3222 | 2.528 | 3.3179 | 4.079 | 3.8051 | 3.5509 | 3.6143 | 3.2636 | 2.8958
2034-04-30 | 2.8505 | 2.9486 | 2.7594 | 2.6747 | 2.7495 | 2.8757 | 3.1225 | 2.687 | 2.3382 | 2.3099 | 1.9943 | 1.3927 | 1.3211 | 1.6261 | 1.9542 | 2.2496 | 2.4376 | 3.1993 | 3.747 | 4.156 | 4.104 | 3.7501 | 3.154 | 2.9174
2034-05-01 | 2.8848 | 2.7391 | 2.6797 | 2.685 | 2.7545 | 3.1248 | 3.2733 | 3.2592 | 3.3571 | 2.3453 | 1.9911 | 2.0555 | 2.0322 | 1.9834 | 2.168 | 2.2702 | 2.3393 | 3.0502 | 4.3928 | 4.6332 | 4.2553 | 4.199 | 3.8779 | 3.0427
2034-05-02 | 2.9925 | 2.9883 | 2.7679 | 2.7725 | 2.7964 | 3.0007 | 3.3546 | 2.6073 | 2.3879 | 2.1848 | 1.9808 | 1.7618 | 1.7508 | 1.8544 | 2.1501 | 2.6594 | 3.5591 | 4.017 | 4.3393 | 4.8341 | 4.3185 | 3.6803 | 3.2304 | 3.0027
2034-05-03 | 2.9786 | 2.8366 | 2.7381 | 2.6797 | 2.7565 | 2.9799 | 3.7214 | 4.0737 | 4.1498 | 3.9926 | 3.2771 | 3.526 | 3.4503 | 3.0653 | 3.5099 | 3.5917 | 3.7104 | 4.0736 | 4.7956 | 5.1154 | 4.2557 | 3.602 | 3.8812 | 3.1277
2034-05-04 | 2.8703 | 2.9853 | 2.7034 | 2.5055 | 2.5617 | 2.8314 | 3.4949 | 3.0694 | 3.1439 | 2.8639 | 2.2916 | 2.4165 | 2.8424 | 3.1157 | 3.0095 | 3.3427 | 3.3932 | 4.4604 | 4.7531 | 4.8857 | 4.6763 | 4.4308 | 3.983 | 3.3079
2034-05-05 | 3.0332 | 2.8857 | 2.966 | 2.9671 | 2.952 | 3.3684 | 4.1004 | 4.1277 | 3.4183 | 2.6789 | 3.2256 | 3.1852 | 2.9823 | 2.1992 | 2.544 | 3.1172 | 3.5153 | 3.8612 | 4.8667 | 4.8079 | 4.3092 | 4.3586 | 4.1805 | 3.4315
2034-05-06 | 3.1252 | 2.999 | 2.7501 | 2.6136 | 2.5828 | 2.7664 | 2.8263 | 2.6152 | 2.4624 | 2.5098 | 2.4287 | 2.2082 | 2.1239 | 2.1373 | 1.9122 | 2.0453 | 2.7904 | 3.7334 | 4.3299 | 4.2178 | 4.0303 | 3.9493 | 3.5792 | 3.0473
2034-05-07 | 2.8723 | 2.9354 | 2.8513 | 2.7369 | 2.7571 | 2.7725 | 2.6937 | 2.6469 | 2.4122 | 2.0438 | 1.8779 | 1.6323 | 1.367 | 1.6328 | 1.8457 | 1.9641 | 2.3297 | 2.9286 | 4.1459 | 4.7142 | 4.2468 | 3.5002 | 3.5717 | 3.0782
2034-05-08 | 2.8569 | 2.8261 | 2.8839 | 2.7215 | 2.8056 | 3.1822 | 3.9093 | 3.3839 | 2.6069 | 2.3214 | 1.9262 | 1.8441 | 2.0554 | 1.9547 | 1.9483 | 2.1302 | 2.6655 | 3.6445 | 4.1985 | 4.762 | 4.4419 | 3.915 | 3.2466 | 3.0763
2034-05-09 | 2.9805 | 2.7377 | 2.5194 | 2.5689 | 2.7598 | 2.7922 | 3.2341 | 3.3057 | 3.6527 | 3.4084 | 2.9035 | 3.6087 | 3.2047 | 3.5544 | 3.0713 | 2.7002 | 3.4059 | 4.0357 | 4.6736 | 5.2237 | 4.7696 | 4.1441 | 3.7705 | 3.6491
2034-05-10 | 3.0155 | 2.894 | 2.8178 | 2.8121 | 2.8026 | 3.1222 | 3.8732 | 3.796 | 3.0606 | 2.611 | 2.1146 | 1.8598 | 1.9453 | 1.9205 | 2.1995 | 2.2604 | 2.7249 | 3.736 | 4.7149 | 5.2115 | 5.0562 | 4.3029 | 3.7346 | 3.2389
2034-05-11 | 3.0429 | 3.1074 | 2.8821 | 2.8024 | 2.8221 | 3.1977 | 4.0444 | 3.4034 | 3.0469 | 2.4836 | 2.322 | 2.2326 | 2.0449 | 2.0243 | 2.2643 | 2.5377 | 3.2332 | 4.2809 | 5.0633 | 5.2184 | 5.032 | 4.4226 | 3.9317 | 3.5253
2034-05-12 | 3.2051 | 3.0603 | 3.0512 | 3.1396 | 3.2029 | 3.3976 | 3.9052 | 3.5771 | 3.2689 | 2.73 | 2.2876 | 2.147 | 2.3471 | 2.3177 | 2.3586 | 2.6958 | 3.0305 | 3.4698 | 4.4197 | 5.0687 | 4.6612 | 4.0174 | 3.7825 | 3.6718
2034-05-13 | 3.1105 | 2.9765 | 3.0912 | 2.845 | 2.8056 | 2.9002 | 3.0675 | 3.0362 | 2.4569 | 2.0345 | 1.6094 | 1.5048 | 1.6773 | 1.5206 | 1.7268 | 1.9735 | 2.5764 | 3.7051 | 4.4016 | 4.8451 | 4.2466 | 3.6664 | 3.5989 | 3.2321
2034-05-14 | 3.1255 | 3.0793 | 2.8295 | 2.8043 | 2.7979 | 2.8111 | 3.0458 | 2.7271 | 2.1903 | 1.9658 | 1.8175 | 1.5947 | 1.4916 | 1.6188 | 1.7685 | 2.0545 | 2.5317 | 3.6663 | 4.4413 | 4.8619 | 4.292 | 3.7752 | 3.6515 | 3.3251
2034-05-15 | 3.1354 | 2.9528 | 2.7675 | 2.7092 | 2.6456 | 2.9027 | 3.3626 | 2.95 | 3.1285 | 2.829 | 2.517 | 2.4718 | 2.1741 | 2.1245 | 1.963 | 2.3987 | 3.8127 | 4.4936 | 4.9244 | 4.6892 | 4.0562 | 3.5369 | 3.7193 | 3.2562
2034-05-16 | 2.8542 | 2.9606 | 2.892 | 2.7526 | 2.7944 | 3.0152 | 3.9104 | 3.7285 | 3.1804 | 3.1225 | 2.4995 | 2.0822 | 2.0091 | 2.0598 | 1.8793 | 2.1709 | 3.4056 | 4.3457 | 4.5748 | 4.8166 | 4.6384 | 4.1069 | 3.537 | 3.5466
2034-05-17 | 3.0372 | 2.8344 | 2.7743 | 2.7288 | 2.8391 | 3.0208 | 3.0919 | 2.6806 | 2.5065 | 2.1446 | 2.0475 | 1.8985 | 1.845 | 1.9543 | 1.9359 | 2.1949 | 2.9991 | 4.1002 | 4.8272 | 5.2422 | 5.1884 | 4.697 | 3.9122 | 3.4533
2034-05-18 | 3.0766 | 3.2192 | 2.9484 | 2.7612 | 2.8271 | 3.2186 | 3.9399 | 3.7629 | 3.2409 | 3.056 | 2.5721 | 2.4718 | 2.5645 | 2.6331 | 3.2004 | 3.6033 | 4.2844 | 4.5787 | 5.0206 | 5.2177 | 4.9035 | 4.4722 | 3.7787 | 3.331
2034-05-19 | 3.1691 | 3.0512 | 2.9686 | 2.8898 | 2.8501 | 2.92 | 3.2369 | 3.5145 | 3.3034 | 2.6705 | 2.0727 | 1.9942 | 2.1461 | 1.7859 | 1.7639 | 2.2884 | 2.98 | 3.457 | 4.3739 | 4.7979 | 4.1307 | 4.0764 | 4.1492 | 3.6069
2034-05-20 | 3.1562 | 2.819 | 2.7553 | 2.7303 | 2.7689 | 2.974 | 2.8182 | 2.5088 | 2.2138 | 1.7686 | 1.5092 | 1.2147 | 1.3213 | 1.5472 | 1.2645 | 1.6832 | 2.5743 | 3.0483 | 3.6976 | 4.4992 | 4.0512 | 3.6434 | 3.4205 | 3.3378
2034-05-21 | 3.0801 | 2.8282 | 2.7956 | 2.8761 | 2.6906 | 2.4972 | 2.5136 | 2.3118 | 2.0981 | 1.6794 | 1.3823 | 1.1394 | 1.1762 | 1.3319 | 1.271 | 1.7919 | 2.6314 | 3.9271 | 4.8247 | 4.9275 | 4.5356 | 3.7071 | 3.3653 | 3.0154
2034-05-22 | 2.9932 | 2.9432 | 2.7368 | 2.7122 | 2.7578 | 3.0589 | 3.6188 | 3.5553 | 3.0656 | 2.5779 | 2.2061 | 2.069 | 1.9318 | 2.4293 | 2.4036 | 2.453 | 3.6227 | 4.292 | 4.6682 | 4.9791 | 4.5598 | 3.6449 | 3.4304 | 3.0149
2034-05-23 | 3.0598 | 2.9924 | 2.7635 | 2.7932 | 3.0287 | 3.2011 | 3.4369 | 3.3086 | 3.1453 | 2.4186 | 2.1774 | 2.3436 | 2.1839 | 2.6323 | 2.2907 | 2.6807 | 3.2552 | 3.8249 | 4.7197 | 5.1718 | 4.8064 | 4.0594 | 3.88 | 3.5864
2034-05-24 | 3.0184 | 2.8886 | 2.8519 | 2.8662 | 3.1364 | 3.2839 | 3.8623 | 3.5337 | 3.316 | 2.7271 | 2.6926 | 2.8296 | 2.4446 | 2.249 | 2.1555 | 2.7272 | 3.0694 | 3.6673 | 4.7179 | 5.1267 | 4.9366 | 4.1299 | 3.9429 | 3.7671
2034-05-25 | 3.0989 | 3.0066 | 3.0354 | 2.6892 | 2.7462 | 2.9204 | 3.4606 | 3.2183 | 2.7279 | 2.4755 | 2.0421 | 1.9494 | 1.8464 | 1.9487 | 1.9146 | 2.4039 | 3.177 | 3.9113 | 4.5182 | 4.8453 | 4.4708 | 3.9066 | 3.7708 | 3.5426
2034-05-26 | 3.2126 | 3.0299 | 2.9199 | 2.7754 | 2.8482 | 2.8529 | 2.9269 | 2.6708 | 2.5381 | 2.2682 | 1.9573 | 1.9867 | 1.872 | 1.9212 | 1.8016 | 2.4511 | 3.0737 | 4.0843 | 4.3213 | 4.4331 | 3.9044 | 3.6234 | 3.5691 | 3.3136
2034-05-27 | 3.2956 | 3.044 | 2.8091 | 2.8389 | 2.9606 | 2.7695 | 2.7911 | 2.3633 | 2.3907 | 2.1606 | 1.7937 | 1.7837 | 1.6517 | 1.7079 | 1.7625 | 2.1954 | 2.7559 | 3.3367 | 4.0712 | 4.5096 | 4.1906 | 3.4845 | 3.6876 | 3.4731
2034-05-28 | 2.9974 | 2.9296 | 3.0343 | 2.8233 | 2.7483 | 2.7799 | 2.8404 | 2.8937 | 2.4257 | 2.1196 | 1.8426 | 1.6656 | 1.944 | 1.9789 | 2.091 | 2.5182 | 2.9645 | 3.8137 | 4.3918 | 4.5078 | 4.1332 | 3.5213 | 3.3126 | 3.0448
2034-05-29 | 3.0796 | 3.0224 | 2.7711 | 2.7275 | 2.8836 | 2.9136 | 2.8964 | 2.5739 | 2.1534 | 1.9956 | 1.8426 | 1.7345 | 1.5427 | 1.7508 | 1.9562 | 2.4345 | 2.8638 | 3.3902 | 4.4716 | 5.0294 | 4.7327 | 4.1038 | 3.5601 | 3.3782
2034-05-30 | 3.2024 | 2.8563 | 2.863 | 3.0186 | 2.8531 | 3.2302 | 3.5035 | 4.0059 | 4.5125 | 4.0781 | 3.9425 | 3.7022 | 3.5089 | 3.3506 | 3.9177 | 4.5927 | 4.7267 | 4.6301 | 5.2469 | 5.2671 | 4.5689 | 4.7497 | 4.5569 | 3.8306
2034-05-31 | 3.5047 | 3.3407 | 3.3232 | 3.4391 | 3.1026 | 3.4187 | 4.0279 | 3.5434 | 2.7579 | 2.3418 | 2.0699 | 1.9731 | 1.7437 | 1.8539 | 2.3234 | 2.4093 | 2.8231 | 3.9878 | 4.9185 | 5.2336 | 5.1133 | 4.8188 | 4.2548 | 3.877
2034-06-01 | 3.596 | 3.2492 | 3.0864 | 3.1026 | 3.1949 | 3.1846 | 3.4886 | 3.4499 | 3.4034 | 2.6983 | 2.4123 | 2.2698 | 2.0925 | 2.2148 | 2.3818 | 2.7755 | 3.3523 | 3.5861 | 4.7593 | 5.242 | 5.0052 | 4.2897 | 3.8446 | 3.4303
2034-06-02 | 3.3983 | 3.2421 | 3.1958 | 3.138 | 3.1513 | 3.4283 | 3.6274 | 3.7646 | 3.5678 | 2.6563 | 2.9085 | 2.1833 | 2.252 | 2.4347 | 2.6298 | 2.1569 | 2.8077 | 3.8842 | 3.9992 | 4.4584 | 3.9484 | 3.8379 | 3.8866 | 3.7768
2034-06-03 | 3.3862 | 3.1167 | 2.9435 | 2.9016 | 2.9328 | 2.9917 | 2.8169 | 2.6555 | 2.3808 | 1.9459 | 1.6299 | 1.1463 | 1.2707 | 1.307 | 1.0709 | 1.4894 | 2.3745 | 3.1789 | 4.0997 | 4.6317 | 4.0406 | 3.7204 | 3.6345 | 3.3292
2034-06-04 | 3.4592 | 3.2133 | 3.001 | 2.9492 | 2.8542 | 2.925 | 2.9095 | 2.6093 | 2.4324 | 2.151 | 1.8627 | 1.5513 | 1.719 | 1.7402 | 1.6396 | 1.9994 | 2.4945 | 3.0965 | 4.3342 | 5.0261 | 4.8314 | 4.7392 | 3.969 | 3.6779
2034-06-05 | 3.3083 | 3.0884 | 3.0936 | 3.1263 | 2.9267 | 3.0495 | 3.0708 | 3.4012 | 2.9906 | 2.8228 | 2.4259 | 2.216 | 2.3203 | 2.4711 | 2.6916 | 3.2113 | 4.2956 | 4.1976 | 4.5096 | 5.2744 | 5.1119 | 4.8502 | 4.1602 | 3.8193
2034-06-06 | 3.5892 | 3.1507 | 3.0709 | 3.2238 | 3.0954 | 3.2512 | 3.553 | 3.9229 | 3.8324 | 3.1836 | 2.9794 | 2.9215 | 2.2491 | 2.3398 | 2.4998 | 3.2991 | 3.6841 | 4.0759 | 4.8564 | 5.1467 | 4.8896 | 4.2445 | 3.9951 | 3.8332
2034-06-07 | 3.1593 | 3.1136 | 3.0908 | 3.0512 | 3.1219 | 3.4409 | 3.8433 | 3.6309 | 2.5563 | 2.2022 | 2.4216 | 2.4248 | 2.3884 | 2.1167 | 1.8087 | 2.1329 | 3.0734 | 3.8096 | 4.6238 | 5.1143 | 4.9285 | 4.6888 | 4.0184 | 3.7405
2034-06-08 | 3.4963 | 3.1871 | 3.063 | 3.0995 | 3.0785 | 3.0888 | 3.365 | 3.1628 | 2.9754 | 2.6963 | 2.3681 | 2.4923 | 2.2703 | 2.1561 | 2.1699 | 2.7066 | 3.2862 | 3.8364 | 4.5784 | 4.8941 | 4.7086 | 4.0529 | 3.6119 | 3.2195
2034-06-09 | 3.1261 | 3.0442 | 2.922 | 2.8796 | 2.8686 | 2.9236 | 3.3176 | 3.6811 | 3.2478 | 2.881 | 2.6236 | 2.4436 | 2.7637 | 2.8605 | 2.569 | 2.7316 | 3.3694 | 3.9467 | 4.4412 | 4.7466 | 4.5259 | 4.0475 | 3.9506 | 3.5975
2034-06-10 | 3.4585 | 3.2111 | 3.0325 | 3.0568 | 3.0685 | 2.906 | 2.8984 | 2.8359 | 2.6058 | 2.1771 | 1.6509 | 1.7528 | 1.9744 | 1.8072 | 1.698 | 1.9385 | 2.4074 | 3.18 | 4.15 | 4.4612 | 4.3655 | 4.2786 | 3.652 | 3.401
2034-06-11 | 3.3216 | 3.3007 | 3.0408 | 2.9909 | 2.8989 | 2.8535 | 2.8253 | 2.8318 | 2.5693 | 2.1789 | 1.7473 | 1.5765 | 1.8025 | 1.8892 | 1.6599 | 1.6989 | 2.2573 | 2.9071 | 4.2327 | 5.003 | 4.7166 | 4.2064 | 3.8648 | 3.4544
2034-06-12 | 3.3926 | 3.0947 | 2.981 | 2.9539 | 2.9708 | 2.988 | 2.9564 | 3.0686 | 2.6939 | 2.4301 | 2.3285 | 1.7811 | 1.6252 | 1.7948 | 2.0066 | 2.3765 | 2.5352 | 3.7435 | 4.3826 | 4.9285 | 4.876 | 4.2338 | 3.6414 | 3.4829
2034-06-13 | 3.2939 | 3.0231 | 2.9966 | 3.1574 | 2.929 | 2.9802 | 3.3339 | 3.4171 | 2.8339 | 2.7859 | 2.5535 | 2.1996 | 2.1107 | 2.2545 | 2.3543 | 2.8513 | 4.0336 | 4.4416 | 4.9204 | 5.2311 | 5.2021 | 4.6425 | 4.1564 | 3.6709
2034-06-14 | 3.311 | 3.2035 | 3.348 | 3.0715 | 3.004 | 3.1567 | 4.0222 | 3.9349 | 3.1946 | 2.8933 | 2.5742 | 2.0994 | 2.1969 | 2.9809 | 3.0363 | 2.7603 | 3.5639 | 4.3244 | 4.8166 | 5.2173 | 5.162 | 4.5627 | 4.2248 | 4.0658
2034-06-15 | 3.8699 | 3.5962 | 3.2534 | 3.1542 | 3.0177 | 3.4652 | 3.4272 | 3.2135 | 3.2406 | 2.8069 | 3.9271 | 3.7135 | 2.6947 | 2.398 | 2.7097 | 3.1251 | 3.7343 | 4.4864 | 4.8773 | 5.2169 | 5.1004 | 4.714 | 3.8994 | 3.4582
2034-06-16 | 3.1764 | 3.1202 | 3.1622 | 3.0251 | 3.026 | 3.0558 | 3.6984 | 3.9407 | 3.4579 | 2.9809 | 2.8285 | 2.3817 | 2.368 | 2.5988 | 2.2085 | 2.7013 | 3.0468 | 3.8072 | 4.7116 | 4.9623 | 4.953 | 4.647 | 4.1473 | 3.9922
2034-06-17 | 3.524 | 3.167 | 3.0512 | 3.1612 | 3.0248 | 2.9825 | 2.9312 | 2.826 | 2.5121 | 2.1639 | 1.9918 | 2.0332 | 1.8874 | 2.0518 | 2.1344 | 2.1734 | 2.4433 | 3.5737 | 4.4696 | 4.58 | 4.4412 | 4.1186 | 3.5463 | 3.2531
2034-06-18 | 3.2113 | 3.0715 | 2.9625 | 2.9284 | 3.0282 | 2.9086 | 2.8313 | 2.8267 | 2.4664 | 2.0935 | 1.7848 | 1.5525 | 1.726 | 1.7994 | 1.861 | 2.0277 | 2.3034 | 2.8565 | 3.8972 | 4.4204 | 4.4955 | 3.7538 | 3.408 | 3.1708
2034-06-19 | 3.1682 | 2.9937 | 2.8459 | 2.776 | 2.9143 | 3.0582 | 3.0763 | 3.3375 | 3.4474 | 2.8499 | 2.578 | 2.4011 | 2.357 | 2.3111 | 2.1237 | 2.6587 | 3.6584 | 3.8777 | 4.6702 | 5.0186 | 5.243 | 4.92 | 4.5401 | 4.0036
2034-06-20 | 3.4227 | 3.0858 | 3.0568 | 3.023 | 3.0647 | 3.201 | 3.2583 | 3.6734 | 3.0194 | 2.5926 | 2.4963 | 2.3873 | 2.3215 | 2.2286 | 2.3633 | 2.6155 | 2.9566 | 3.8887 | 4.8111 | 5.1791 | 5.2317 | 4.7008 | 4.8495 | 4.5662
2034-06-21 | 4.392 | 3.865 | 3.4937 | 3.4729 | 3.6167 | 3.7388 | 3.1604 | 3.1509 | 3.257 | 2.7694 | 2.2283 | 2.2085 | 1.9595 | 2.0705 | 1.8554 | 2.1352 | 2.9346 | 4.365 | 4.8724 | 5.2378 | 5.1782 | 4.9358 | 4.2984 | 3.7104
2034-06-22 | 4.5816 | 4.562 | 4.0843 | 3.886 | 3.6945 | 4.3602 | 3.319 | 3.29 | 3.4818 | 2.9742 | 2.6212 | 2.5271 | 2.4181 | 2.0196 | 1.8844 | 2.6272 | 2.9399 | 3.5935 | 4.5033 | 5.0235 | 4.9198 | 4.5593 | 4.5778 | 4.7667
2034-06-23 | 4.5128 | 3.779 | 3.622 | 3.6702 | 3.9428 | 3.7222 | 3.285 | 3.5626 | 3.4369 | 3.0025 | 2.8448 | 2.6074 | 2.6024 | 2.4545 | 2.5227 | 2.8805 | 2.839 | 3.4176 | 4.1542 | 4.5259 | 4.4559 | 4.5079 | 4.0818 | 3.5862
2034-06-24 | 3.2781 | 3.4093 | 3.2563 | 3.0477 | 2.928 | 2.9912 | 2.776 | 2.7786 | 2.2479 | 1.7688 | 1.5443 | 1.1215 | 1.3518 | 1.5181 | 1.4445 | 1.6403 | 2.3388 | 2.9648 | 3.6958 | 4.2801 | 4.2634 | 4.0845 | 4.2387 | 4.2393
2034-06-25 | 4.3331 | 3.9278 | 3.5644 | 3.4544 | 3.4194 | 3.6594 | 2.8195 | 2.7724 | 2.7143 | 2.343 | 2.016 | 2.0757 | 1.9815 | 1.8778 | 1.7353 | 1.691 | 2.3456 | 3.1963 | 4.1117 | 4.7597 | 4.6427 | 4.0599 | 4.3347 | 4.602
2034-06-26 | 3.6061 | 3.0411 | 2.9446 | 2.9266 | 2.9112 | 3.3029 | 3.1668 | 3.4094 | 3.59 | 2.9861 | 2.5241 | 2.5544 | 2.7281 | 2.3289 | 2.3203 | 2.4677 | 3.0495 | 4.2417 | 5.1312 | 5.2947 | 5.1791 | 4.7796 | 4.8322 | 4.9079
2034-06-27 | 4.452 | 3.9348 | 4.0441 | 4.032 | 3.7605 | 4.1553 | 3.669 | 4.2401 | 3.8796 | 3.2008 | 2.7794 | 2.6884 | 2.68 | 2.6526 | 2.3836 | 2.5453 | 1.6916 | 2.7475 | 3.461 | 4.6798 | 5.2552 | 4.5649 | 4.1016 | 3.3325
2034-06-28 | 3.0525 | 2.9661 | 2.8783 | 2.8381 | 2.8376 | 2.9675 | 2.9973 | 3.0303 | 2.6001 | 2.3479 | 2.1123 | 1.9803 | 1.9408 | 1.8614 | 2.0612 | 2.2413 | 3.4134 | 4.1682 | 5.0722 | 5.2174 | 5.2258 | 5.0242 | 4.862 | 4.1722
2034-06-29 | 3.6599 | 3.3481 | 3.2308 | 3.1623 | 3.2035 | 3.3412 | 3.5746 | 4.1761 | 3.7377 | 3.2489 | 3.1927 | 3.1847 | 2.9316 | 2.7065 | 2.9467 | 3.4515 | 3.4773 | 4.123 | 4.7216 | 5.1267 | 5.0032 | 4.6759 | 4.4865 | 3.7232
2034-06-30 | 3.2064 | 3.0811 | 3.0135 | 3.0165 | 3.084 | 2.9269 | 2.9128 | 3.1373 | 2.9116 | 2.5961 | 2.1991 | 2.3174 | 2.5995 | 2.4975 | 2.6002 | 3.1334 | 3.3838 | 3.7523 | 4.1856 | 4.6623 | 4.719 | 4.4631 | 4.1741 | 3.459
2034-07-01 | 3.297 | 3.2704 | 2.9894 | 2.9604 | 2.8506 | 2.947 | 3.1507 | 2.7163 | 2.3849 | 2.1805 | 1.9119 | 1.539 | 1.7777 | 1.9329 | 2.0659 | 2.0526 | 2.3215 | 3.0868 | 3.7766 | 4.0264 | 4.1208 | 3.8024 | 3.549 | 3.2401
2034-07-02 | 3.2697 | 3.1919 | 2.9914 | 2.9494 | 2.8713 | 3.0093 | 2.8543 | 2.6628 | 2.5422 | 2.3338 | 2.0393 | 1.5789 | 1.6734 | 1.5979 | 1.927 | 1.87 | 2.3334 | 2.9584 | 3.9368 | 4.1237 | 3.9726 | 3.6657 | 3.7136 | 3.2695
2034-07-03 | 3.0108 | 3.0021 | 3.0449 | 2.8466 | 2.8932 | 2.9848 | 3.248 | 3.361 | 3.0451 | 2.6108 | 2.3608 | 2.2271 | 2.0029 | 2.3188 | 2.3857 | 2.673 | 3.4718 | 4.4724 | 4.8595 | 5.2567 | 5.0324 | 4.7636 | 4.0388 | 3.5316
2034-07-04 | 3.3927 | 3.3892 | 3.2542 | 3.1773 | 3.1294 | 3.3573 | 3.2553 | 3.4171 | 3.5432 | 2.9768 | 2.3631 | 2.0178 | 2.2374 | 2.3385 | 2.4141 | 2.427 | 2.9548 | 3.7739 | 4.3732 | 4.7684 | 4.8041 | 5.3093 | 4.6797 | 4.3153
2034-07-05 | 4.0369 | 4.1822 | 3.589 | 3.5766 | 3.3834 | 3.4614 | 3.5036 | 3.0976 | 2.7776 | 2.3398 | 2.0454 | 1.8238 | 1.9807 | 1.7781 | 1.8015 | 2.042 | 3.0705 | 3.7978 | 4.0279 | 4.293 | 4.2749 | 4.8318 | 4.9691 | 4.5125
2034-07-06 | 4.3715 | 3.9831 | 3.6135 | 3.6284 | 3.6354 | 4.1441 | 3.8291 | 3.3469 | 3.1029 | 2.7004 | 2.4469 | 2.2857 | 2.4117 | 2.3742 | 2.7498 | 2.488 | 3.2258 | 4.179 | 4.838 | 5.1229 | 4.9895 | 4.9803 | 4.8816 | 4.5566
2034-07-07 | 4.4296 | 4.1643 | 3.771 | 3.8143 | 3.8375 | 3.7162 | 4.003 | 3.7202 | 3.4123 | 2.9765 | 2.326 | 2.2465 | 2.0702 | 2.1335 | 2.3191 | 2.4021 | 3.0249 | 3.6246 | 3.7529 | 4.5862 | 4.5236 | 5.1552 | 4.8935 | 4.5587
2034-07-08 | 4.2396 | 3.9183 | 3.502 | 3.4971 | 3.6848 | 3.5324 | 3.1765 | 2.9748 | 2.6172 | 2.3025 | 2.1444 | 2.0214 | 2.122 | 2.0166 | 2.0099 | 2.1998 | 2.6624 | 2.8958 | 3.8071 | 4.0817 | 3.9799 | 3.5875 | 3.3043 | 3.1691
2034-07-09 | 3.1114 | 3.1278 | 2.9474 | 2.9169 | 2.7939 | 2.9206 | 2.6927 | 2.4655 | 2.2977 | 1.901 | 1.5635 | 1.7061 | 1.4041 | 1.3467 | 1.3946 | 1.6785 | 2.2173 | 2.9606 | 3.8347 | 4.4237 | 3.9684 | 3.8075 | 3.6217 | 3.1437
2034-07-10 | 2.9985 | 3.0253 | 2.9418 | 2.8632 | 2.9885 | 3.0667 | 2.9817 | 3.1428 | 2.9112 | 2.6224 | 2.1117 | 1.9132 | 1.9075 | 2.0601 | 2.079 | 2.1949 | 2.8041 | 4.0525 | 4.7504 | 5.094 | 4.9603 | 5.1168 | 4.9074 | 4.8919
2034-07-11 | 4.4576 | 4.0668 | 3.4215 | 3.3971 | 3.3797 | 3.6059 | 4.1408 | 3.6332 | 3.1619 | 2.5198 | 2.6064 | 2.5841 | 2.2054 | 2.7097 | 3.2058 | 2.8916 | 3.0365 | 4.052 | 4.3924 | 4.8921 | 4.7333 | 5.2857 | 4.7655 | 4.2949
2034-07-12 | 3.9452 | 3.9775 | 3.7657 | 3.5628 | 3.4012 | 3.7769 | 3.88 | 3.2443 | 2.7864 | 2.4926 | 2.2437 | 2.1762 | 2.1656 | 2.4727 | 2.6485 | 3.0152 | 2.9169 | 3.3557 | 4.1265 | 4.9472 | 4.8637 | 5.3313 | 5.1093 | 4.4188
2034-07-13 | 4.4377 | 4.2391 | 3.788 | 3.7017 | 3.8383 | 4.02 | 3.972 | 3.4513 | 3.273 | 2.8271 | 2.5864 | 2.5648 | 3.0079 | 2.705 | 2.636 | 2.457 | 2.9759 | 3.9372 | 4.4705 | 4.8888 | 4.7115 | 5.0414 | 4.9903 | 4.4829
2034-07-14 | 4.2654 | 4.3679 | 3.8724 | 3.5945 | 3.3077 | 3.5247 | 3.4005 | 3.0227 | 3.0008 | 2.8116 | 2.7061 | 2.3122 | 2.1107 | 2.0406 | 2.2223 | 2.4114 | 3.0549 | 3.5392 | 4.2254 | 4.7954 | 4.2358 | 4.9323 | 5.3798 | 4.6473
2034-07-15 | 4.2429 | 4.188 | 3.7765 | 3.604 | 3.6856 | 3.7167 | 3.2838 | 2.959 | 2.7535 | 2.5847 | 2.1659 | 1.9731 | 1.9572 | 2.1635 | 2.0299 | 2.1641 | 2.6605 | 3.0083 | 3.5068 | 4.3136 | 4.4515 | 4.9248 | 5.1847 | 4.7214
2034-07-16 | 3.4332 | 3.1682 | 3.3279 | 3.105 | 2.9275 | 2.9139 | 2.8707 | 2.9119 | 2.4497 | 2.2911 | 2.1367 | 1.4039 | 1.6872 | 1.8013 | 2.1383 | 2.2427 | 2.7559 | 3.4721 | 4.0785 | 4.626 | 4.1475 | 3.6564 | 3.8717 | 3.5559
2034-07-17 | 3.3302 | 3.046 | 3.0306 | 3.1509 | 3.0582 | 3.0801 | 3.2964 | 3.8057 | 3.5461 | 2.7168 | 2.3328 | 2.3257 | 2.2088 | 2.1128 | 2.4122 | 2.671 | 2.8927 | 3.8487 | 4.7142 | 5.137 | 5.0411 | 5.3109 | 5.0975 | 4.8227
2034-07-18 | 4.5612 | 3.9871 | 4.1116 | 4.2376 | 3.6883 | 3.9706 | 4.2388 | 3.8879 | 3.4124 | 3.2454 | 2.5354 | 2.4012 | 2.4769 | 2.5796 | 2.6569 | 2.5819 | 3.485 | 4.2212 | 4.6642 | 5.1866 | 4.9902 | 5.1241 | 5.0493 | 4.5671
2034-07-19 | 4.0996 | 4.3001 | 4.02 | 3.8461 | 3.6585 | 4.1091 | 4.309 | 3.382 | 3.5186 | 2.7839 | 2.4652 | 2.4061 | 2.2168 | 2.2812 | 2.8308 | 2.9494 | 3.5664 | 4.2008 | 4.6833 | 5.1283 | 4.8384 | 4.7767 | 4.7748 | 4.4792
2034-07-20 | 4.5832 | 4.3566 | 3.8955 | 3.798 | 3.847 | 3.7673 | 3.9634 | 3.4055 | 3.1266 | 2.6872 | 2.1872 | 2.2039 | 2.2376 | 2.0988 | 2.4475 | 2.7372 | 3.057 | 3.7665 | 4.3278 | 4.7213 | 4.79 | 4.8689 | 5.3496 | 4.8049
2034-07-21 | 4.0612 | 3.7191 | 3.8712 | 4.0485 | 3.5034 | 3.7542 | 4.4028 | 3.661 | 3.1629 | 2.9504 | 2.6236 | 2.3785 | 2.3146 | 2.5212 | 2.6416 | 2.6152 | 3.3926 | 3.5116 | 3.4936 | 4.165 | 4.226 | 4.6419 | 4.7337 | 4.7239
2034-07-22 | 4.1684 | 3.6904 | 3.917 | 3.608 | 3.3233 | 3.6309 | 3.7597 | 3.0527 | 2.5851 | 2.2724 | 1.7297 | 1.2875 | 1.1888 | 1.5819 | 1.9674 | 2.035 | 2.4321 | 3.1012 | 3.5052 | 3.7742 | 4.0984 | 4.632 | 4.5264 | 4.766
2034-07-23 | 3.6993 | 3.3327 | 3.0593 | 2.9835 | 2.829 | 2.8571 | 3.1151 | 2.8312 | 2.6038 | 2.5305 | 2.078 | 2.0074 | 2.0477 | 2.1633 | 2.375 | 2.7554 | 3.0174 | 3.6235 | 4.5619 | 4.9288 | 4.4479 | 4.3754 | 4.5926 | 4.2461
2034-07-24 | 3.2614 | 2.9855 | 3.0344 | 3.1402 | 3.0096 | 3.0876 | 3.2335 | 3.4252 | 2.7448 | 2.2788 | 2.4222 | 2.2966 | 2.2985 | 2.3654 | 2.3047 | 2.6319 | 3.7497 | 4.5725 | 5.0518 | 5.3042 | 4.7765 | 5.1968 | 5.1354 | 5.1882
2034-07-25 | 4.824 | 4.5807 | 4.2235 | 4.1145 | 3.9097 | 4.5777 | 4.6438 | 3.6661 | 3.8741 | 3.3122 | 2.6759 | 2.2329 | 2.3247 | 2.3213 | 2.5114 | 2.9818 | 3.4799 | 4.0937 | 4.8147 | 5.0052 | 4.6223 | 5.375 | 5.3867 | 4.6758
2034-07-26 | 3.7411 | 3.569 | 3.8525 | 4.0937 | 3.5415 | 3.8936 | 4.3649 | 3.8228 | 3.2322 | 2.8156 | 2.3851 | 2.4909 | 2.9482 | 2.894 | 2.7079 | 2.6353 | 3.1287 | 4.0562 | 4.6762 | 5.1585 | 5.0455 | 5.0044 | 4.9286 | 4.5319
2034-07-27 | 4.4792 | 4.2724 | 3.8442 | 3.942 | 3.8627 | 3.8631 | 4.0959 | 3.8862 | 3.3427 | 2.8138 | 2.6839 | 2.7271 | 2.4106 | 2.2439 | 2.5688 | 2.6978 | 3.3368 | 3.6406 | 4.6001 | 5.1395 | 5.1109 | 5.2863 | 5.1987 | 4.6646
2034-07-28 | 4.5066 | 4.4326 | 3.9233 | 3.7224 | 3.9317 | 4.1844 | 4.0985 | 3.6045 | 3.8575 | 3.0187 | 2.6231 | 2.2871 | 2.1782 | 2.1168 | 2.2744 | 2.6873 | 3.014 | 3.8917 | 4.5667 | 5.1852 | 4.9572 | 5.3918 | 5.4332 | 4.613
2034-07-29 | 4.4027 | 4.6376 | 4.4889 | 4.0165 | 3.5454 | 3.9497 | 3.9444 | 2.9972 | 2.6428 | 2.3845 | 1.9531 | 1.8009 | 1.9058 | 1.639 | 1.4422 | 1.7813 | 2.4977 | 3.1233 | 3.6513 | 4.4419 | 4.2677 | 4.6997 | 4.6142 | 4.6791
2034-07-30 | 4.3986 | 3.8494 | 3.619 | 3.4852 | 3.0856 | 2.9708 | 3.0651 | 2.8648 | 2.4921 | 2.1724 | 2.0502 | 1.8146 | 1.8706 | 1.9877 | 1.5611 | 2.0674 | 2.8695 | 3.4682 | 4.2377 | 4.9389 | 4.5949 | 3.7365 | 3.4128 | 3.4117
2034-07-31 | 3.1919 | 3.0122 | 3.1302 | 3.9169 | 3.4387 | 3.4988 | 3.3266 | 3.4877 | 3.1895 | 3.0865 | 2.6421 | 2.2438 | 2.1449 | 2.6272 | 2.8706 | 3.4117 | 3.6147 | 4.5083 | 4.9124 | 5.3179 | 5.1736 | 5.2661 | 5.1197 | 4.9971
2034-08-01 | 4.9072 | 4.4653 | 4.0574 | 4.1936 | 4.2446 | 4.2472 | 4.54 | 3.7413 | 3.7848 | 3.2441 | 2.8979 | 2.6131 | 2.2965 | 2.3376 | 2.8385 | 2.9584 | 3.695 | 4.2206 | 5.0933 | 5.4834 | 5.3563 | 5.5419 | 5.2992 | 5.0343
2034-08-02 | 4.8003 | 4.171 | 3.974 | 4.1024 | 3.9516 | 4.0659 | 4.4298 | 3.8728 | 3.3194 | 2.5386 | 2.6144 | 2.2243 | 2.0696 | 1.9834 | 2.4808 | 2.568 | 3.1907 | 4.0747 | 4.7891 | 5.344 | 5.1064 | 5.2838 | 5.1624 | 4.9382
2034-08-03 | 5.0137 | 4.7168 | 4.0387 | 3.8348 | 3.8687 | 4.4738 | 4.7577 | 4.3876 | 4.1334 | 3.3859 | 3.2893 | 2.8748 | 2.4458 | 2.3069 | 2.23 | 2.7875 | 3.1506 | 3.5597 | 4.6779 | 5.1379 | 4.568 | 5.1408 | 4.8175 | 4.5507
2034-08-04 | 4.4531 | 4.4541 | 3.8723 | 3.5556 | 3.5322 | 3.546 | 3.6088 | 3.2195 | 3.0695 | 2.6664 | 2.2339 | 2.1656 | 2.3099 | 2.2582 | 2.2418 | 2.8459 | 3.2779 | 3.6104 | 3.9103 | 4.4056 | 3.7206 | 4.2483 | 4.6737 | 4.5869
2034-08-05 | 4.0236 | 3.4123 | 3.1014 | 3.1298 | 2.9558 | 2.9322 | 2.8773 | 3.1052 | 2.8608 | 2.1795 | 2.074 | 1.8923 | 1.8188 | 2.0203 | 1.7665 | 2.2268 | 2.9145 | 3.4618 | 4.1787 | 4.7327 | 4.3571 | 4.2325 | 4.7392 | 4.5732
2034-08-06 | 4.0233 | 3.3021 | 3.1838 | 3.1465 | 2.8388 | 2.8802 | 3.0114 | 2.9681 | 2.6995 | 2.225 | 1.9867 | 1.9319 | 1.7789 | 1.9078 | 1.8874 | 1.9157 | 2.5719 | 3.3171 | 4.0274 | 5.0575 | 4.8097 | 4.0592 | 3.3661 | 3.1815
2034-08-07 | 3.1281 | 3.1335 | 2.9777 | 3.0207 | 3.3846 | 3.843 | 3.6471 | 3.135 | 3.0427 | 2.6671 | 2.7362 | 2.3528 | 2.4474 | 2.2153 | 2.2844 | 2.422 | 3.352 | 4.2178 | 4.6477 | 5.3186 | 4.7255 | 4.9405 | 4.8271 | 4.7585
2034-08-08 | 4.2884 | 4.1599 | 3.7457 | 3.8874 | 3.8248 | 3.9045 | 3.967 | 3.5656 | 3.3104 | 2.8154 | 2.4681 | 2.6742 | 2.5185 | 2.4084 | 2.6696 | 2.7963 | 3.3296 | 3.7921 | 4.8594 | 5.4297 | 4.8909 | 5.4196 | 5.4267 | 4.36
2034-08-09 | 3.8091 | 4.149 | 3.8263 | 3.5498 | 3.482 | 4.0593 | 4.2459 | 3.4026 | 3.3971 | 2.7511 | 2.6581 | 2.4934 | 2.388 | 2.2769 | 2.4922 | 2.9481 | 3.8946 | 3.8958 | 4.8375 | 5.4397 | 5.1186 | 5.4026 | 5.4194 | 4.9854
2034-08-10 | 4.3884 | 4.2206 | 4.0966 | 4.4399 | 4.1751 | 4.0288 | 4.4815 | 3.8753 | 3.5398 | 3.0601 | 2.769 | 2.563 | 2.9378 | 3.5157 | 3.9007 | 3.4909 | 4.5822 | 4.9062 | 5.3936 | 5.4356 | 4.8722 | 5.1226 | 5.3412 | 4.1534
2034-08-11 | 3.7981 | 4.1308 | 3.8544 | 3.9143 | 3.7572 | 4.6689 | 4.6814 | 3.6761 | 3.3255 | 2.7903 | 2.6358 | 2.7273 | 2.2618 | 2.3338 | 2.4672 | 2.5823 | 2.981 | 4.0062 | 4.793 | 5.0461 | 4.744 | 5.0668 | 4.8799 | 4.6299
2034-08-12 | 4.3209 | 4.154 | 3.656 | 3.7254 | 3.3949 | 3.2154 | 3.2142 | 2.9136 | 2.6521 | 2.2629 | 1.8675 | 1.8346 | 1.9909 | 1.9639 | 1.8795 | 2.4354 | 3.072 | 3.716 | 4.4137 | 5.4419 | 5.0531 | 5.2753 | 4.7387 | 4.4615
2034-08-13 | 3.7837 | 3.2549 | 3.1767 | 3.263 | 3.1194 | 3.0637 | 3.0668 | 2.8147 | 2.6742 | 2.1376 | 1.8254 | 1.9749 | 1.8845 | 1.9124 | 1.9209 | 2.0162 | 2.6096 | 3.5163 | 4.3269 | 5.0162 | 4.8515 | 3.8094 | 3.5719 | 3.4877
2034-08-14 | 3.2167 | 3.3988 | 3.4704 | 3.4921 | 3.0203 | 3.1441 | 3.5003 | 3.5948 | 3.2799 | 2.6927 | 2.6688 | 2.5577 | 2.4469 | 2.6347 | 2.6892 | 3.2615 | 3.8103 | 4.5089 | 5.2719 | 5.4256 | 5.1425 | 5.1014 | 4.9783 | 4.554
2034-08-15 | 4.6916 | 4.2225 | 3.8541 | 4.0201 | 3.9516 | 4.1945 | 4.7563 | 3.8475 | 3.5931 | 2.9084 | 2.4296 | 2.6303 | 2.8181 | 2.6811 | 2.7513 | 3.0148 | 3.6113 | 4.1084 | 4.9235 | 5.4463 | 4.9368 | 4.8597 | 5.0732 | 4.7842
2034-08-16 | 3.8931 | 3.8844 | 4.0458 | 3.7266 | 3.7264 | 4.4918 | 4.3984 | 3.5269 | 3.3149 | 2.7253 | 2.3421 | 2.1015 | 2.1768 | 2.143 | 2.2322 | 2.6583 | 3.5621 | 4.5253 | 5.1864 | 5.441 | 5.3222 | 5.4599 | 5.0076 | 4.4972
2034-08-17 | 4.3579 | 4.406 | 3.9167 | 3.7548 | 3.9284 | 3.8795 | 3.7679 | 3.5327 | 3.4729 | 3.0775 | 2.9215 | 3.3307 | 3.2379 | 2.7475 | 2.4386 | 2.9715 | 3.6981 | 4.5378 | 5.2228 | 5.2891 | 4.7474 | 5.4365 | 5.6024 | 5.4438
2034-08-18 | 4.6338 | 4.571 | 4.8109 | 4.4074 | 4.1409 | 4.6573 | 4.2247 | 3.1271 | 2.926 | 2.5307 | 2.3832 | 2.2805 | 2.1872 | 2.3478 | 2.3798 | 2.6632 | 3.8192 | 4.7496 | 5.1676 | 5.4217 | 5.1481 | 5.4807 | 5.4512 | 5.144
2034-08-19 | 5.1041 | 4.6539 | 4.2504 | 3.8111 | 3.7705 | 4.3501 | 3.8294 | 2.9975 | 2.8055 | 2.5518 | 2.2198 | 2.0747 | 2.2834 | 2.3358 | 2.3381 | 2.5625 | 3.1246 | 3.8472 | 4.5451 | 4.4494 | 4.3602 | 5.1446 | 5.0857 | 4.3613
2034-08-20 | 3.8963 | 3.4597 | 3.4758 | 3.4329 | 3.1344 | 3.1135 | 2.9636 | 2.9563 | 2.7304 | 2.3781 | 1.9441 | 1.8584 | 1.8279 | 2.1348 | 2.2137 | 2.1582 | 2.9744 | 3.8135 | 4.6682 | 5.3879 | 5.1275 | 4.8205 | 4.6373 | 4.256
2034-08-21 | 4.0781 | 3.9341 | 3.2438 | 3.152 | 3.2085 | 3.7507 | 3.7505 | 3.6089 | 3.6013 | 3.3325 | 3.2158 | 2.8891 | 3.024 | 2.9533 | 3.0155 | 3.4645 | 4.0962 | 4.6124 | 5.1968 | 5.2749 | 5.0226 | 5.4928 | 5.06 | 4.8516
2034-08-22 | 4.7768 | 4.3035 | 4.0985 | 4.4895 | 3.7639 | 4.1787 | 4.9752 | 4.4404 | 4.1722 | 2.9794 | 2.6118 | 2.6739 | 2.9633 | 3.1159 | 3.1438 | 3.4216 | 3.8432 | 4.4376 | 4.8505 | 5.4729 | 4.7564 | 4.9119 | 5.0271 | 4.5822
2034-08-23 | 4.3406 | 4.1672 | 3.7268 | 3.7933 | 3.8666 | 4.276 | 4.8168 | 4.1913 | 3.2753 | 3.1462 | 2.7515 | 2.4361 | 2.2678 | 2.5138 | 2.8686 | 2.9068 | 3.8851 | 4.6656 | 4.3663 | 4.7697 | 4.7975 | 5.101 | 4.9949 | 4.7402
2034-08-24 | 4.7744 | 4.0305 | 4.0875 | 4.4233 | 4.1062 | 4.0832 | 4.5094 | 4.1445 | 3.177 | 2.9887 | 2.9017 | 3.6175 | 3.356 | 2.8371 | 3.2577 | 3.455 | 3.8997 | 3.8134 | 4.1441 | 4.2686 | 3.589 | 3.4648 | 3.3826 | 3.3817
2034-08-25 | 3.0067 | 2.935 | 3.0468 | 2.8713 | 2.8753 | 2.7519 | 2.2991 | 2.4871 | 2.7894 | 2.5091 | 2.3387 | 2.3015 | 2.1881 | 1.9204 | 2.1444 | 2.6101 | 3.3947 | 3.9983 | 3.9723 | 3.5548 | 3.3736 | 3.3439 | 3.5559 | 3.2304
2034-08-26 | 2.9928 | 2.795 | 2.6987 | 2.8081 | 2.6275 | 2.7118 | 2.8578 | 2.7359 | 2.5238 | 2.0449 | 2.3705 | 2.4445 | 2.0903 | 2.4502 | 2.335 | 2.2782 | 3.0191 | 3.7574 | 3.8828 | 3.8799 | 3.3805 | 3.2253 | 3.3598 | 3.2956
2034-08-27 | 3.0621 | 2.9102 | 2.8703 | 2.8637 | 3.0974 | 2.985 | 3.0882 | 2.7082 | 2.7411 | 2.3302 | 1.9537 | 1.6341 | 1.7345 | 1.8781 | 2.2175 | 2.6633 | 2.7775 | 3.4892 | 4.3811 | 4.5287 | 4.0352 | 3.4213 | 3.357 | 3.1739
2034-08-28 | 3.1917 | 3.0378 | 2.9031 | 2.8449 | 2.9146 | 3.16 | 3.236 | 3.0223 | 3.1668 | 2.7256 | 2.4875 | 2.8897 | 2.6213 | 2.3065 | 2.7684 | 3.0402 | 3.4147 | 3.8627 | 5.1985 | 5.4645 | 4.9342 | 5.0398 | 5.2409 | 4.244
2034-08-29 | 3.8168 | 3.7969 | 3.8733 | 4.0999 | 3.5654 | 3.8949 | 4.4455 | 3.4991 | 3.4355 | 2.7303 | 2.5933 | 2.5282 | 2.4474 | 2.6489 | 2.788 | 2.8561 | 3.5396 | 4.4551 | 5.27 | 5.4523 | 5.1151 | 5.5389 | 5.0991 | 4.2875
2034-08-30 | 4.3952 | 3.7801 | 3.5293 | 3.463 | 3.6074 | 3.6685 | 3.8098 | 3.2533 | 3.0604 | 2.6033 | 2.4974 | 2.1752 | 2.2344 | 2.3633 | 2.446 | 2.4663 | 3.2271 | 3.592 | 4.5768 | 5.2724 | 4.7817 | 4.6251 | 4.4834 | 4.3182
2034-08-31 | 3.6605 | 3.6458 | 3.6244 | 3.586 | 3.5004 | 4.1641 | 4.2146 | 3.2639 | 2.8906 | 2.4636 | 2.055 | 2.173 | 2.2914 | 2.1044 | 2.2735 | 2.3689 | 2.9266 | 3.4846 | 4.682 | 5.2206 | 4.5015 | 4.4497 | 4.5236 | 4.6258
2034-09-01 | 4.0552 | 3.8147 | 3.8699 | 3.9957 | 3.7048 | 3.7269 | 3.8918 | 3.1317 | 3.057 | 2.7825 | 2.594 | 2.0933 | 2.3144 | 2.7353 | 2.1866 | 2.5041 | 2.9627 | 3.7477 | 4.3585 | 4.5224 | 3.9655 | 4.5925 | 4.7149 | 4.0692
2034-09-02 | 3.7952 | 3.7206 | 3.7441 | 3.3813 | 3.3833 | 3.0136 | 3.2879 | 2.8414 | 2.3159 | 2.1475 | 1.7923 | 1.7217 | 2.0641 | 2.392 | 2.0658 | 2.3405 | 3.1179 | 3.8705 | 4.1202 | 4.0659 | 4.0816 | 3.8653 | 3.8418 | 3.7887
2034-09-03 | 3.4742 | 3.2618 | 3.1983 | 3.2333 | 3.0889 | 2.8195 | 2.9149 | 2.5957 | 2.4696 | 2.0894 | 1.7944 | 1.4176 | 1.247 | 1.3183 | 1.7705 | 2.2592 | 2.7096 | 3.4046 | 4.2445 | 4.5606 | 4.1115 | 4.2854 | 4.1996 | 3.8798
2034-09-04 | 3.8716 | 3.5963 | 2.9948 | 2.9719 | 3.2441 | 3.2941 | 3.1875 | 3.2019 | 2.8355 | 2.3191 | 2.2413 | 1.9307 | 1.8054 | 1.8989 | 2.2581 | 2.7708 | 3.301 | 4.2092 | 4.912 | 5.0348 | 4.731 | 4.2148 | 3.8791 | 3.6914
2034-09-05 | 3.7339 | 3.4619 | 3.3046 | 3.568 | 3.4483 | 3.4277 | 3.9473 | 3.7115 | 3.5673 | 3.0501 | 2.5023 | 2.3906 | 2.7067 | 2.4701 | 2.3032 | 3.0733 | 4.212 | 5.1062 | 5.5022 | 5.5587 | 5.1753 | 5.3245 | 5.0359 | 5.0345
2034-09-06 | 4.6639 | 4.0864 | 4.0947 | 4.3077 | 4.0873 | 4.2771 | 4.5936 | 4.1801 | 3.7935 | 3.2707 | 2.7116 | 2.4473 | 2.4339 | 2.8626 | 2.776 | 2.6154 | 3.7739 | 4.6272 | 5.1741 | 5.4567 | 4.9938 | 4.9799 | 4.8768 | 4.8083
2034-09-07 | 4.6272 | 4.1479 | 4.1339 | 4.3678 | 3.8371 | 3.9232 | 4.2718 | 3.698 | 3.178 | 2.7243 | 2.3651 | 2.2499 | 2.2584 | 2.6519 | 3.2296 | 2.8977 | 3.8922 | 4.7185 | 5.2592 | 5.4917 | 5.1298 | 5.2822 | 5.2135 | 4.572
2034-09-08 | 4.424 | 4.486 | 4.1906 | 4.1619 | 4.2397 | 4.8917 | 4.9159 | 3.9687 | 3.9222 | 3.0352 | 2.4909 | 2.3109 | 2.4471 | 2.33 | 2.0507 | 2.6079 | 3.449 | 4.0263 | 4.7368 | 5.072 | 4.4441 | 4.9024 | 5.2385 | 4.7645
2034-09-09 | 4.1854 | 3.96 | 4.1113 | 3.6858 | 3.4521 | 3.4926 | 3.3832 | 3.0592 | 2.6148 | 2.1596 | 1.7934 | 1.6083 | 1.998 | 1.9402 | 2.1161 | 2.5259 | 3.2512 | 3.9916 | 4.636 | 4.495 | 4.5098 | 4.6027 | 4.8872 | 4.2259
2034-09-10 | 4.0326 | 3.811 | 3.3818 | 3.1296 | 2.923 | 3.0383 | 3.2752 | 2.6515 | 2.3521 | 2.0763 | 1.7368 | 1.3958 | 1.7092 | 1.8585 | 1.9318 | 2.2981 | 2.8847 | 3.6846 | 4.6096 | 5.0116 | 4.5816 | 4.197 | 3.6989 | 3.4699
2034-09-11 | 3.4175 | 3.2375 | 3.043 | 3.0634 | 3.3226 | 3.3394 | 3.8201 | 3.974 | 3.5722 | 3.1235 | 2.9505 | 2.9846 | 2.8237 | 3.0672 | 3.3776 | 3.7415 | 3.9839 | 4.6626 | 5.3296 | 5.5738 | 5.2478 | 5.2461 | 5.0683 | 4.7083
2034-09-12 | 4.412 | 4.4553 | 4.4155 | 4.1305 | 4.0549 | 4.5797 | 5.1051 | 4.1515 | 3.7136 | 3.1181 | 2.7058 | 2.6861 | 2.9828 | 2.7835 | 2.8415 | 3.3871 | 3.8905 | 4.3782 | 5.032 | 4.8484 | 4.2461 | 4.1293 | 3.7155 | 3.505
2034-09-13 | 3.4225 | 3.3572 | 3.4943 | 3.2785 | 3.197 | 3.2524 | 3.2823 | 3.2621 | 2.8236 | 2.4871 | 1.93 | 1.9067 | 1.5547 | 1.5801 | 1.8043 | 2.1629 | 2.5572 | 2.8516 | 3.2455 | 3.1686 | 2.8961 | 2.8215 | 3.0543 | 2.8037
2034-09-14 | 2.6264 | 2.5461 | 2.5868 | 2.5976 | 2.7274 | 2.802 | 2.8113 | 2.7303 | 2.6483 | 2.171 | 2.0214 | 1.7349 | 1.6598 | 1.8693 | 2.2039 | 2.6401 | 2.8387 | 3.352 | 4.0796 | 3.5373 | 3.3008 | 4.119 | 4.4856 | 4.6517
2034-09-15 | 4.0514 | 3.8587 | 3.7782 | 3.9482 | 4.1205 | 4.1022 | 4.598 | 4.0187 | 3.234 | 2.5834 | 2.0298 | 1.7547 | 1.8325 | 2.0932 | 2.1725 | 2.5399 | 3.1793 | 4.2119 | 4.8928 | 4.6328 | 4.2312 | 4.963 | 4.8168 | 4.4585
2034-09-16 | 4.0695 | 4.2373 | 3.8259 | 3.7659 | 4.0197 | 3.8686 | 3.8734 | 3.0514 | 2.6518 | 2.0611 | 1.4451 | 1.611 | 1.7475 | 1.5318 | 1.4605 | 2.1797 | 2.7215 | 3.5057 | 4.4425 | 4.7588 | 4.0776 | 4.3977 | 4.7736 | 4.1994
2034-09-17 | 3.8466 | 3.9906 | 3.7438 | 3.5081 | 3.4996 | 3.7946 | 3.7282 | 2.8806 | 2.3703 | 2.233 | 1.6039 | 1.0919 | 1.2031 | 1.4308 | 1.1709 | 1.6564 | 2.6151 | 3.5905 | 4.2039 | 4.305 | 3.8632 | 4.4177 | 4.4399 | 3.5843
2034-09-18 | 3.0179 | 2.9026 | 2.9693 | 3.0579 | 3.0041 | 3.3422 | 3.7983 | 3.636 | 2.8008 | 2.1309 | 1.9711 | 1.6453 | 2.0096 | 2.3757 | 1.9985 | 2.4359 | 3.2492 | 4.1548 | 4.9513 | 5.1046 | 4.7261 | 5.0054 | 4.6459 | 4.269
2034-09-19 | 4.0003 | 4.0497 | 4.0573 | 3.5976 | 3.2128 | 3.2316 | 3.8551 | 3.3202 | 2.844 | 2.5289 | 2.2724 | 2.0713 | 1.9364 | 2.0976 | 1.8223 | 2.5051 | 3.544 | 4.331 | 4.9841 | 5.3617 | 4.6717 | 4.6962 | 4.7224 | 4.6156
2034-09-20 | 3.8176 | 3.339 | 3.3295 | 3.3488 | 3.0284 | 3.1194 | 3.6301 | 3.6535 | 3.3126 | 2.8425 | 2.3128 | 2.1069 | 2.1854 | 2.3118 | 2.9513 | 3.407 | 3.9279 | 4.5336 | 5.3976 | 5.5233 | 5.1708 | 5.2734 | 4.8559 | 4.4152
2034-09-21 | 4.4593 | 4.3203 | 4.246 | 3.9752 | 4.14 | 4.168 | 3.91 | 3.5503 | 3.1359 | 2.5842 | 2.167 | 2.2618 | 2.4683 | 2.5285 | 2.7967 | 3.5428 | 3.7041 | 4.5125 | 5.4454 | 5.5461 | 4.9537 | 5.1637 | 5.476 | 5.1146
2034-09-22 | 4.1372 | 3.5581 | 3.7337 | 3.4862 | 3.4356 | 3.7837 | 4.4897 | 3.7067 | 3.1553 | 2.7575 | 2.2757 | 2.1281 | 2.4882 | 2.5946 | 2.4746 | 3.2053 | 4.2542 | 4.7888 | 4.402 | 4.2219 | 4.0351 | 4.8402 | 5.2765 | 5.042
2034-09-23 | 4.2929 | 4.2647 | 3.7373 | 3.2761 | 3.1536 | 3.2413 | 3.6243 | 3.0251 | 2.7334 | 2.3409 | 2.0202 | 1.6192 | 1.5051 | 1.6571 | 1.675 | 2.1763 | 3.1848 | 4.1206 | 4.4064 | 4.7343 | 4.4422 | 4.0445 | 3.7636 | 3.6669
2034-09-24 | 3.5523 | 3.2516 | 3.3166 | 3.4842 | 3.1877 | 3.2249 | 3.3186 | 2.7304 | 2.3611 | 1.9411 | 1.7375 | 1.6961 | 1.7549 | 1.8959 | 1.8665 | 2.1093 | 2.9606 | 3.9621 | 4.7029 | 5.0851 | 4.7032 | 4.5704 | 4.8235 | 4.644
2034-09-25 | 4.3611 | 4.2039 | 3.7662 | 3.712 | 3.8536 | 4.2575 | 4.5027 | 3.414 | 3.261 | 3.0904 | 2.6423 | 2.5193 | 2.615 | 2.4021 | 2.3685 | 3.1436 | 4.1021 | 5.1262 | 5.5881 | 5.5953 | 4.9282 | 5.0956 | 5.0755 | 5.0217
2034-09-26 | 4.5236 | 4.3116 | 4.0239 | 4.0509 | 4.186 | 4.0986 | 4.4277 | 3.7863 | 3.6304 | 2.868 | 2.3937 | 2.8467 | 2.8701 | 3.0267 | 3.1438 | 3.5197 | 4.2386 | 5.0764 | 5.4969 | 5.591 | 5.0074 | 3.8766 | 3.7278 | 3.9294
2034-09-27 | 4.1904 | 3.8468 | 3.8084 | 3.6834 | 3.5256 | 3.871 | 4.8746 | 4.9569 | 4.0199 | 3.2996 | 2.8557 | 3.0499 | 2.7791 | 2.4921 | 3.2055 | 3.649 | 4.4836 | 4.7798 | 5.4053 | 5.5665 | 5.2049 | 4.9214 | 4.5353 | 4.2047
2034-09-28 | 3.9289 | 3.8289 | 3.8656 | 3.822 | 3.8187 | 4.3362 | 4.8142 | 4.5584 | 4.7209 | 4.3522 | 4.1067 | 2.7891 | 3.2188 | 3.3851 | 3.3881 | 4.0759 | 4.1971 | 5.0156 | 4.813 | 4.1182 | 3.8692 | 3.9885 | 4.0421 | 3.6821
2034-09-29 | 3.4652 | 3.3302 | 3.4942 | 3.444 | 3.0725 | 3.0798 | 3.4286 | 3.066 | 2.6759 | 2.3092 | 2.1409 | 2.6401 | 2.5062 | 2.7702 | 2.3317 | 2.7356 | 3.8651 | 4.5581 | 4.8166 | 5.142 | 4.6646 | 4.8202 | 4.7302 | 4.4317
2034-09-30 | 4.3821 | 3.6339 | 3.4869 | 3.3151 | 3.1968 | 3.2528 | 3.3155 | 2.9821 | 2.3773 | 2.0686 | 1.9341 | 1.9592 | 2.0401 | 1.9993 | 1.8543 | 2.4163 | 3.251 | 3.7844 | 4.7271 | 4.9258 | 4.3381 | 4.001 | 3.8687 | 3.7509
2034-10-01 | 3.5461 | 4.1212 | 3.8635 | 3.7601 | 3.2524 | 3.0138 | 3.0414 | 2.7095 | 2.3637 | 2.0284 | 1.8732 | 1.6722 | 1.8518 | 2.0219 | 1.9608 | 2.3975 | 3.1547 | 4.1348 | 5.1296 | 5.2909 | 4.6214 | 4.0157 | 3.7204 | 3.3788
2034-10-02 | 3.1501 | 3.1998 | 3.178 | 3.0048 | 3.0204 | 3.1416 | 3.4793 | 3.1177 | 2.6635 | 2.2501 | 2.1783 | 2.2008 | 2.4492 | 2.7609 | 3.0312 | 3.354 | 4.1641 | 4.8019 | 5.4415 | 5.3406 | 4.6681 | 4.9061 | 4.889 | 4.7021
2034-10-03 | 3.892 | 3.4556 | 3.2423 | 3.161 | 2.989 | 3.1171 | 3.5521 | 3.1563 | 2.6227 | 2.0551 | 1.8264 | 1.9806 | 2.2242 | 2.4917 | 2.8188 | 3.2467 | 3.6869 | 4.5722 | 5.4681 | 5.3394 | 4.5585 | 3.995 | 4.0488 | 3.8317
2034-10-04 | 3.3085 | 3.1787 | 3.2854 | 3.1499 | 3.0933 | 3.2554 | 3.498 | 3.1087 | 2.5844 | 2.1077 | 2.0132 | 2.0054 | 2.2843 | 2.9768 | 3.8649 | 4.0536 | 4.1871 | 4.9569 | 5.4925 | 5.4421 | 4.9395 | 5.1858 | 4.8943 | 4.4438
2034-10-05 | 4.4005 | 4.3266 | 3.8784 | 3.8638 | 3.5082 | 3.7122 | 4.0213 | 3.1533 | 2.7184 | 2.3186 | 2.1275 | 2.2217 | 2.4319 | 2.6132 | 3.2153 | 3.7022 | 4.4079 | 5.1569 | 5.5045 | 5.3444 | 4.6006 | 5.0403 | 5.4393 | 4.8496
2034-10-06 | 4.2514 | 3.803 | 3.5133 | 3.4523 | 3.2625 | 3.502 | 3.771 | 3.0384 | 2.7382 | 2.5084 | 2.1943 | 2.1692 | 2.307 | 2.6446 | 3.2234 | 3.8356 | 4.3579 | 4.4222 | 4.8214 | 4.8396 | 4.4403 | 5.2863 | 5.2582 | 5.0634
2034-10-07 | 4.2991 | 3.9608 | 4.2542 | 4.0471 | 3.4407 | 3.2582 | 3.6564 | 3.0999 | 2.5776 | 2.2094 | 1.9422 | 1.9608 | 1.9456 | 1.8386 | 2.1954 | 2.6088 | 3.7136 | 4.387 | 5.1907 | 5.1003 | 4.5316 | 4.1008 | 3.9024 | 3.641
2034-10-08 | 3.5109 | 3.2099 | 3.1588 | 3.1279 | 3.1389 | 3.1964 | 3.1048 | 2.7791 | 2.3816 | 1.9681 | 1.9254 | 1.9708 | 1.8518 | 2.2386 | 2.3236 | 2.4392 | 3.1065 | 3.9628 | 5.0597 | 4.8578 | 4.2981 | 4.6065 | 4.1208 | 3.8302
2034-10-09 | 3.7163 | 3.187 | 3.005 | 3.1016 | 3.1052 | 3.284 | 3.4627 | 3.0882 | 2.8163 | 2.4066 | 2.2433 | 2.145 | 2.3776 | 2.6087 | 2.9058 | 2.9178 | 3.6343 | 4.8815 | 5.4487 | 5.3448 | 4.4205 | 4.0049 | 4.1552 | 3.6684
2034-10-10 | 3.5842 | 4.2393 | 4.2287 | 3.9202 | 3.7308 | 4.1802 | 3.6417 | 3.474 | 3.1497 | 2.5407 | 2.2778 | 2.3014 | 2.2237 | 2.3509 | 2.5675 | 3.077 | 4.2245 | 4.9894 | 5.3016 | 5.0066 | 4.8089 | 4.9818 | 4.481 | 3.9659
2034-10-11 | 3.9419 | 4.082 | 3.9751 | 3.9566 | 3.4316 | 3.3971 | 3.6013 | 3.4345 | 2.952 | 2.5606 | 2.465 | 2.3662 | 2.5808 | 3.2406 | 3.1812 | 3.5702 | 4.2138 | 5.0381 | 5.4765 | 5.1238 | 4.2754 | 4.7695 | 4.6703 | 4.4323
2034-10-12 | 4.3108 | 3.7104 | 3.6716 | 3.9935 | 3.6023 | 3.9242 | 4.2067 | 3.4092 | 3.2581 | 2.7579 | 2.4073 | 2.4054 | 2.3297 | 2.495 | 2.8467 | 3.4616 | 4.3816 | 4.9697 | 5.0465 | 4.9055 | 4.6477 | 4.8532 | 4.8476 | 4.5427
2034-10-13 | 4.4721 | 4.4381 | 3.882 | 3.9654 | 4.0364 | 4.2726 | 4.2021 | 3.1874 | 2.7656 | 2.1948 | 2.0334 | 2.1136 | 2.3671 | 2.7537 | 3.744 | 4.3748 | 4.4646 | 4.791 | 5.2669 | 4.6446 | 4.0035 | 4.8403 | 5.0316 | 4.2131
2034-10-14 | 4.0411 | 4.1175 | 3.6793 | 3.4798 | 3.4041 | 3.7017 | 3.6809 | 3.1642 | 3.1854 | 3.0071 | 2.6954 | 2.4656 | 1.7766 | 1.8911 | 2.2276 | 2.35 | 3.2127 | 4.1046 | 4.9274 | 4.6447 | 3.718 | 3.9799 | 3.6102 | 3.1947
2034-10-15 | 3.1376 | 3.1862 | 3.1359 | 2.9892 | 2.7886 | 2.9135 | 2.9533 | 2.572 | 2.3146 | 1.8026 | 1.4863 | 1.4046 | 1.5967 | 2.0606 | 2.1172 | 2.4721 | 3.1304 | 4.2234 | 4.9249 | 4.6154 | 4.2749 | 4.2994 | 3.9034 | 3.5918
2034-10-16 | 3.3902 | 3.0616 | 2.8808 | 2.8388 | 2.9308 | 3.194 | 3.5424 | 3.2366 | 3.0229 | 3.2357 | 3.0496 | 2.7373 | 2.1994 | 2.4519 | 3.1787 | 3.7503 | 4.2829 | 4.7887 | 5.0513 | 4.5628 | 4.0224 | 4.8536 | 4.5605 | 4.194
2034-10-17 | 3.796 | 3.616 | 3.6148 | 3.923 | 3.7807 | 3.9209 | 3.8872 | 3.2256 | 3.1298 | 2.5945 | 2.3406 | 2.0727 | 2.2827 | 2.2816 | 2.507 | 2.9203 | 4.0712 | 4.8999 | 5.0986 | 4.9297 | 4.5914 | 4.515 | 4.3368 | 3.9747
2034-10-18 | 4.0176 | 3.8376 | 3.5762 | 3.6605 | 3.7207 | 3.7405 | 4.2412 | 3.5937 | 3.0191 | 2.3817 | 2.4454 | 2.2308 | 2.211 | 2.4391 | 3.0501 | 3.7718 | 4.1905 | 4.4609 | 5.3131 | 5.0186 | 4.6031 | 5.2104 | 5.0045 | 4.2801
2034-10-19 | 4.3378 | 4.3572 | 4.1387 | 3.6143 | 3.1754 | 3.2603 | 3.6153 | 3.4124 | 3.2113 | 2.7021 | 2.6202 | 2.391 | 2.4656 | 2.8129 | 3.1802 | 3.498 | 4.1013 | 4.5607 | 5.357 | 5.0405 | 3.9875 | 4.2613 | 4.6496 | 4.0747
2034-10-20 | 3.7004 | 3.7527 | 3.8589 | 3.6014 | 3.1024 | 3.2188 | 3.7792 | 3.6549 | 3.3861 | 2.7336 | 2.1789 | 2.1116 | 2.4453 | 2.7463 | 2.9398 | 3.2668 | 3.9681 | 4.4989 | 4.786 | 4.4317 | 3.8062 | 3.6556 | 3.6954 | 3.547
2034-10-21 | 3.4418 | 3.1306 | 3.0783 | 3.2443 | 3.0697 | 3.2024 | 3.4325 | 3.2145 | 2.9834 | 2.4039 | 1.9434 | 1.8701 | 2.0017 | 2.0043 | 2.0897 | 2.4598 | 3.1193 | 3.9957 | 4.5962 | 4.149 | 3.5821 | 4.1537 | 4.4472 | 4.1843
2034-10-22 | 3.9107 | 3.2797 | 3.0088 | 3.0537 | 2.9955 | 2.9537 | 2.9657 | 2.8292 | 2.489 | 2.1582 | 1.824 | 1.7674 | 1.9473 | 2.0492 | 2.1792 | 2.4379 | 3.3003 | 4.2462 | 5.078 | 4.7851 | 4.1814 | 3.6482 | 3.4025 | 3.1859
2034-10-23 | 3.1554 | 3.2014 | 3.0407 | 2.9593 | 2.9675 | 3.4448 | 5.0676 | 4.0653 | 3.289 | 2.4987 | 2.3643 | 2.3293 | 2.2453 | 2.4976 | 2.5999 | 2.8985 | 3.5971 | 4.8562 | 5.3469 | 4.849 | 4.6178 | 4.7234 | 4.5654 | 4.5289
2034-10-24 | 3.9342 | 3.1908 | 3.1248 | 3.2913 | 3.0276 | 3.3583 | 3.9223 | 3.7717 | 3.0134 | 2.5601 | 2.2157 | 2.0023 | 2.0422 | 2.3398 | 2.6006 | 3.1015 | 3.9745 | 4.9983 | 5.524 | 5.325 | 4.7385 | 5.1111 | 4.9787 | 4.6008
2034-10-25 | 4.4808 | 4.3067 | 4.1572 | 3.9144 | 3.8998 | 4.3224 | 4.6887 | 4.0097 | 3.0922 | 2.5813 | 2.1693 | 2.078 | 2.2456 | 2.5891 | 2.9544 | 3.1921 | 4.2154 | 5.1623 | 5.4278 | 5.3168 | 4.7904 | 4.6905 | 4.7943 | 4.4081
2034-10-26 | 4.4723 | 4.0767 | 3.8458 | 4.1242 | 4.0277 | 4.3602 | 4.8146 | 3.7771 | 3.536 | 2.9081 | 2.3126 | 2.2801 | 2.369 | 2.4279 | 2.8561 | 3.6437 | 3.6843 | 4.2907 | 5.1303 | 4.944 | 4.2181 | 4.2495 | 4.6415 | 4.6177
2034-10-27 | 3.9501 | 3.7366 | 3.4242 | 3.3402 | 3.3527 | 3.556 | 3.8877 | 3.1009 | 3.0653 | 2.7989 | 2.707 | 2.3337 | 2.4287 | 2.7473 | 2.7107 | 2.9309 | 4.2627 | 4.5118 | 4.9515 | 4.7734 | 3.9887 | 4.4079 | 4.3102 | 4.3011
2034-10-28 | 4.0374 | 3.9517 | 3.7523 | 3.1119 | 3.0778 | 3.2966 | 3.4716 | 2.8936 | 2.5638 | 2.3792 | 2.2235 | 1.8294 | 1.6508 | 1.835 | 2.1638 | 2.3778 | 3.6955 | 4.6264 | 4.8161 | 4.217 | 3.7926 | 3.3919 | 3.4392 | 3.3128
2034-10-29 | 3.3386 | 3.1775 | 3.0351 | 3.1677 | 3.087 | 3.1381 | 3.24 | 3.0028 | 2.7282 | 2.3636 | 1.7629 | 1.8814 | 2.1743 | 2.2573 | 2.6386 | 3.1515 | 3.6316 | 4.1964 | 5.1164 | 4.6402 | 4.0246 | 3.9863 | 4.2598 | 4.0761
2034-10-30 | 3.5119 | 3.2968 | 3.2913 | 3.1235 | 3.117 | 3.3549 | 3.7467 | 3.5831 | 2.9109 | 2.563 | 2.5798 | 2.0982 | 2.2321 | 2.5808 | 3.0769 | 3.0933 | 4.5592 | 5.4111 | 5.5055 | 5.3668 | 4.5567 | 3.8915 | 3.7381 | 3.4662
2034-10-31 | 3.5723 | 3.3947 | 3.2972 | 3.3047 | 3.4231 | 3.8926 | 4.2415 | 3.7165 | 4.1798 | 4.5783 | 4.0555 | 3.0858 | 3.6596 | 3.9431 | 3.4525 | 3.8671 | 4.8866 | 5.0684 | 4.9491 | 4.4113 | 4.1453 | 3.9728 | 3.786 | 3.4528
2034-11-01 | 3.3899 | 3.2479 | 2.8906 | 2.878 | 2.9603 | 3.152 | 3.6571 | 3.6728 | 3.0406 | 2.1537 | 2.1228 | 2.2086 | 2.1851 | 3.0322 | 3.8034 | 3.8104 | 4.5942 | 5.066 | 4.6508 | 4.0838 | 3.89 | 4.872 | 4.9121 | 4.346
2034-11-02 | 4.0368 | 3.8903 | 4.0429 | 4.0534 | 3.9753 | 4.5028 | 4.7547 | 3.8839 | 3.7695 | 2.702 | 2.3921 | 2.3635 | 2.5123 | 2.2751 | 2.5461 | 3.4335 | 4.349 | 4.524 | 5.228 | 4.7881 | 4.4598 | 4.9063 | 5.0448 | 4.2456
2034-11-03 | 3.9296 | 3.8208 | 3.7999 | 3.6908 | 3.7705 | 4.0603 | 4.416 | 3.3081 | 3.0665 | 2.71 | 2.11 | 1.9396 | 2.1235 | 2.2173 | 2.3444 | 3.114 | 4.4086 | 4.4168 | 4.842 | 4.7386 | 3.9691 | 4.3056 | 4.3974 | 4.4633
2034-11-04 | 3.445 | 3.0319 | 3.1536 | 3.1337 | 2.9278 | 3.203 | 3.1663 | 3.1324 | 2.5107 | 2.015 | 1.486 | 1.2396 | 1.3308 | 1.6516 | 2.0108 | 2.1346 | 2.9946 | 3.998 | 4.8504 | 4.2616 | 3.8534 | 3.8402 | 3.617 | 3.3007
2034-11-05 | 3.1756 | 3.3064 | 3.1565 | 3.1152 | 3.3154 | 3.7382 | 3.9688 | 2.9563 | 2.3696 | 2.0633 | 1.8051 | 1.6623 | 1.4404 | 1.6157 | 1.9211 | 2.1541 | 3.0346 | 4.148 | 5.0246 | 4.4866 | 3.9482 | 4.6576 | 4.5036 | 3.656
2034-11-06 | 2.985 | 3.1127 | 2.9303 | 2.8716 | 2.931 | 3.2488 | 4.013 | 3.2797 | 2.99 | 2.7004 | 2.3492 | 2.144 | 2.4103 | 2.4776 | 2.8919 | 2.8977 | 4.3336 | 4.8301 | 5.2554 | 5.1551 | 4.4069 | 3.8102 | 3.5051 | 3.6042
2034-11-07 | 3.36 | 3.175 | 3.1006 | 3.2095 | 2.9717 | 3.158 | 3.4738 | 3.4747 | 2.9958 | 2.3358 | 2.0481 | 1.9753 | 1.9011 | 1.9372 | 2.4616 | 3.5129 | 4.2571 | 4.9855 | 5.4144 | 4.9711 | 4.3608 | 4.3717 | 4.4153 | 4.0757
2034-11-08 | 3.4681 | 3.06 | 2.9588 | 3.0663 | 2.9288 | 3.1875 | 3.6722 | 3.5679 | 3.0473 | 2.3974 | 2.1059 | 2.568 | 2.6285 | 2.7697 | 3.1947 | 3.8084 | 4.1064 | 4.8686 | 5.411 | 5.2119 | 4.6861 | 4.8244 | 4.9229 | 4.5974
2034-11-09 | 3.7166 | 3.6192 | 3.5152 | 3.1906 | 3.1592 | 3.5027 | 3.3479 | 3.6 | 3.052 | 2.4748 | 2.6466 | 2.5664 | 2.3228 | 2.3879 | 3.0192 | 3.229 | 4.0529 | 4.9168 | 5.4477 | 5.0594 | 4.3292 | 4.8156 | 4.7065 | 4.0265
2034-11-10 | 4.0006 | 4.1367 | 3.6081 | 3.6401 | 3.7019 | 4.2262 | 5.1326 | 3.8084 | 3.0886 | 2.9785 | 2.6484 | 2.1872 | 2.2535 | 2.4778 | 2.4466 | 2.9168 | 4.1707 | 4.7666 | 5.2453 | 4.8878 | 3.6689 | 3.9669 | 3.777 | 3.805
2034-11-11 | 3.7395 | 3.3937 | 3.581 | 3.3488 | 3.1985 | 3.3489 | 3.6587 | 3.4041 | 2.9602 | 2.3223 | 2.0278 | 2.0586 | 1.8974 | 1.9099 | 2.466 | 2.3614 | 3.0052 | 4.1397 | 4.4555 | 3.7161 | 3.6851 | 3.4017 | 3.2193 | 3.2337
2034-11-12 | 3.1438 | 3.2652 | 3.2498 | 3.4945 | 2.8639 | 2.9328 | 3.0026 | 2.8641 | 2.4861 | 1.7989 | 1.4017 | 1.1194 | 1.0647 | 1.1292 | 1.7404 | 2.0341 | 2.4684 | 3.2838 | 4.2624 | 4.5773 | 3.7729 | 3.4645 | 3.3174 | 2.9682
2034-11-13 | 2.8332 | 2.9251 | 2.8082 | 2.7292 | 2.6954 | 2.9605 | 3.2009 | 2.9207 | 2.53 | 2.3461 | 1.9142 | 1.5625 | 1.8432 | 2.0965 | 2.0418 | 2.5335 | 3.6413 | 4.5305 | 5.1185 | 4.455 | 3.6904 | 4.0747 | 4.1567 | 3.9388
2034-11-14 | 3.3636 | 2.9259 | 2.9962 | 2.8114 | 2.7591 | 3.0388 | 3.5738 | 3.8066 | 2.9034 | 2.5162 | 2.2285 | 2.149 | 2.2153 | 2.1443 | 2.5357 | 3.176 | 4.2884 | 5.1716 | 5.4797 | 4.9355 | 4.1605 | 4.2433 | 4.2128 | 4.1475
2034-11-15 | 3.5155 | 3.5496 | 3.43 | 3.573 | 3.5154 | 3.8174 | 4.3999 | 3.7989 | 3.4081 | 3.2202 | 2.7984 | 2.123 | 2.1174 | 2.7936 | 2.7064 | 3.3016 | 4.1912 | 4.7889 | 5.4262 | 4.8253 | 3.9776 | 4.5893 | 4.6125 | 4.4681
2034-11-16 | 3.9759 | 3.5015 | 3.9645 | 4.0933 | 3.8001 | 4.2627 | 4.6801 | 3.5928 | 3.4652 | 2.8641 | 2.6356 | 2.6933 | 2.8358 | 2.626 | 3.2525 | 3.9434 | 4.5897 | 5.1167 | 5.4026 | 5.0152 | 4.248 | 4.3416 | 4.6865 | 4.168
2034-11-17 | 3.5809 | 3.4921 | 3.7937 | 3.7219 | 3.6533 | 3.985 | 3.9554 | 4.2176 | 3.8529 | 3.3011 | 2.6248 | 2.7942 | 3.0523 | 3.2128 | 2.9904 | 3.3609 | 4.2669 | 4.8315 | 4.9667 | 4.2217 | 3.5239 | 4.1446 | 4.31 | 4.3438
2034-11-18 | 4.1745 | 3.1961 | 2.9972 | 3.1179 | 2.9304 | 2.9231 | 3.1149 | 3.1804 | 2.9336 | 2.359 | 1.9869 | 2.3337 | 2.3087 | 2.3661 | 2.7434 | 2.8815 | 3.2072 | 4.1689 | 4.4637 | 3.7713 | 3.6703 | 3.5204 | 3.1853 | 3.0688
2034-11-19 | 3.0539 | 3.0697 | 2.8431 | 2.8799 | 2.9412 | 3.1352 | 3.4015 | 3.1472 | 2.9839 | 2.8623 | 2.3692 | 2.1903 | 1.7937 | 1.9324 | 2.2504 | 2.4961 | 2.9901 | 3.9712 | 4.4127 | 4.029 | 3.8662 | 3.7641 | 3.8837 | 3.8038
2034-11-20 | 3.5014 | 3.0553 | 2.9965 | 3.029 | 3.0257 | 3.3759 | 3.919 | 3.5181 | 2.9909 | 2.4823 | 2.0837 | 2.1095 | 2.3314 | 2.316 | 2.5257 | 3.2006 | 3.8901 | 4.5674 | 5.2419 | 4.8514 | 4.2741 | 4.2355 | 4.3206 | 4.3223
2034-11-21 | 3.9404 | 3.9101 | 3.7576 | 3.4563 | 3.4556 | 3.719 | 3.8968 | 3.4743 | 3.1658 | 3.1064 | 2.6901 | 2.4765 | 2.5048 | 2.7005 | 2.7771 | 3.0562 | 4.3085 | 5.0038 | 5.4332 | 5.1605 | 4.3106 | 4.3418 | 4.2561 | 4.3403
2034-11-22 | 3.866 | 3.5277 | 3.4028 | 3.508 | 3.6846 | 3.7086 | 3.7661 | 3.7379 | 3.1946 | 2.5178 | 2.2877 | 2.1892 | 2.1197 | 2.2986 | 2.4755 | 3.2074 | 4.0106 | 4.4649 | 5.1942 | 4.7637 | 4.0202 | 4.3805 | 4.9704 | 4.1925
2034-11-23 | 3.862 | 4.0874 | 3.4788 | 3.0712 | 3.07 | 3.376 | 3.6395 | 3.7868 | 3.8707 | 3.5927 | 2.8055 | 2.9962 | 2.3881 | 2.188 | 2.2373 | 3.0287 | 3.4865 | 3.834 | 4.2112 | 3.9658 | 3.3375 | 3.5897 | 3.7766 | 3.2244
2034-11-24 | 3.0211 | 3.1297 | 3.1765 | 2.9041 | 2.8034 | 3.0068 | 2.9796 | 3.1511 | 2.974 | 2.6209 | 2.2808 | 2.0963 | 2.1668 | 2.594 | 2.4054 | 2.8653 | 4.2641 | 4.9141 | 5.161 | 4.2806 | 3.7265 | 4.2155 | 4.6406 | 4.4554
2034-11-25 | 3.8247 | 3.7096 | 3.2671 | 3.0375 | 3.0002 | 3.3166 | 3.3355 | 3.1042 | 2.7941 | 2.2663 | 1.7607 | 1.641 | 1.5086 | 1.6159 | 2.0257 | 2.6794 | 3.4961 | 3.903 | 4.801 | 4.3042 | 3.5107 | 3.5058 | 3.5937 | 3.2799
2034-11-26 | 3.1952 | 3.2327 | 3.1317 | 2.9257 | 2.9152 | 3.0786 | 2.9628 | 2.7658 | 2.3876 | 2.0189 | 1.6185 | 1.3745 | 1.8988 | 2.0239 | 2.2445 | 2.7622 | 3.6948 | 4.4368 | 5.2011 | 4.8256 | 3.9646 | 4.2091 | 4.5516 | 4.3477
2034-11-27 | 3.6205 | 3.563 | 3.6384 | 3.4479 | 3.5806 | 4.0235 | 5.0913 | 4.0813 | 3.6401 | 3.1494 | 2.575 | 2.2835 | 2.4303 | 2.5591 | 2.7479 | 3.3102 | 4.2994 | 5.0117 | 5.4701 | 5.2508 | 4.5132 | 4.7626 | 4.5042 | 4.0728
2034-11-28 | 3.9182 | 4.141 | 4.066 | 3.6878 | 3.6702 | 4.211 | 5.0554 | 4.3147 | 3.3606 | 2.7752 | 2.2796 | 1.9106 | 2.0787 | 2.4338 | 2.4717 | 3.1159 | 4.2867 | 4.9113 | 5.4563 | 5.243 | 4.6948 | 4.6389 | 4.5337 | 4.2465
2034-11-29 | 3.9957 | 3.5418 | 3.4396 | 3.5609 | 3.891 | 3.9954 | 4.4469 | 3.6544 | 3.163 | 2.6991 | 2.4916 | 2.2996 | 2.187 | 2.3056 | 2.6642 | 3.076 | 4.1726 | 4.6484 | 5.452 | 5.166 | 4.7108 | 4.7675 | 4.5005 | 3.6524
2034-11-30 | 3.3306 | 3.317 | 3.2519 | 3 | 2.9346 | 3.1925 | 4.0349 | 3.7158 | 3.3402 | 2.8734 | 2.3985 | 2.1467 | 2.2975 | 2.5695 | 2.5806 | 3.2439 | 4.0786 | 4.6927 | 5.3607 | 5.0014 | 4.199 | 3.5799 | 3.4974 | 3.56
2034-12-01 | 3.3153 | 3.0735 | 3.2545 | 3.0216 | 2.9028 | 3.0228 | 3.5275 | 3.6726 | 3.0727 | 2.8245 | 2.5168 | 2.1856 | 2.215 | 2.5448 | 2.679 | 3.0662 | 4.1293 | 4.8225 | 5.1847 | 4.6209 | 4.3316 | 3.868 | 3.8707 | 3.8244
2034-12-02 | 3.533 | 3.3521 | 3.0528 | 3.1362 | 3.3536 | 3.4067 | 3.4139 | 3.3221 | 2.8613 | 2.2921 | 1.8271 | 1.9602 | 2.1597 | 1.9506 | 2.3284 | 2.6158 | 3.1465 | 3.8634 | 4.7603 | 4.35 | 4.0117 | 3.7746 | 3.4629 | 3.1463
2034-12-03 | 3.3832 | 3.47 | 3.2408 | 2.9802 | 2.8477 | 2.8545 | 2.9737 | 2.7989 | 2.456 | 2.1664 | 1.7834 | 1.5982 | 1.8651 | 2.0439 | 2.1558 | 2.5163 | 3.106 | 3.8657 | 4.8436 | 4.5896 | 4.0621 | 3.3524 | 3.4678 | 3.256
2034-12-04 | 3.1054 | 3.0351 | 2.9178 | 2.8866 | 2.9138 | 3.232 | 3.9509 | 4.0753 | 3.2161 | 2.8183 | 2.5731 | 2.188 | 2.3591 | 2.7862 | 2.939 | 3.4501 | 4.282 | 4.8061 | 5.3206 | 4.8933 | 4.3099 | 3.8939 | 3.5808 | 3.6272
2034-12-05 | 3.4597 | 3.2012 | 3.125 | 3.2268 | 3.0169 | 3.3351 | 3.9258 | 3.9038 | 3.59 | 2.7512 | 2.1894 | 2.1731 | 2.2181 | 2.4364 | 2.9523 | 3.363 | 4.0272 | 4.9372 | 5.3589 | 5.073 | 4.4107 | 3.7924 | 3.8067 | 3.2338
2034-12-06 | 3.0116 | 3.0829 | 3.1986 | 2.9308 | 2.9679 | 3.2743 | 3.7357 | 3.8609 | 3.4001 | 2.7695 | 2.3265 | 2.1439 | 2.0406 | 2.4186 | 2.5749 | 2.8299 | 3.9501 | 4.7475 | 5.2938 | 5.0094 | 4.3914 | 3.7291 | 3.4983 | 3.4809
2034-12-07 | 3.2941 | 3.0155 | 3.2476 | 3.159 | 3.0768 | 3.2743 | 3.8252 | 3.9258 | 3.6705 | 3.1141 | 2.6589 | 2.5697 | 2.6334 | 2.7005 | 3.1014 | 3.4006 | 3.8231 | 4.3478 | 5.0715 | 4.7085 | 3.9319 | 3.7308 | 3.6941 | 3.1119
2034-12-08 | 2.849 | 2.8493 | 2.6781 | 2.7397 | 2.7353 | 3.011 | 3.6695 | 3.3816 | 3.2496 | 3.1569 | 2.5922 | 2.1532 | 2.1598 | 2.5387 | 2.4837 | 3.0949 | 3.8784 | 4.4178 | 4.8804 | 4.538 | 3.839 | 4.2562 | 4.4401 | 4.39
2034-12-09 | 3.5033 | 3.0372 | 2.9783 | 2.969 | 2.9398 | 3.055 | 3.3462 | 3.3942 | 3.3203 | 3.1101 | 2.7224 | 2.1593 | 2.1345 | 2.2232 | 2.1935 | 2.3166 | 2.9479 | 3.4455 | 3.5653 | 3.2977 | 3.271 | 3.1391 | 3.1888 | 2.9646
2034-12-10 | 2.9738 | 2.8583 | 2.8262 | 2.8213 | 2.8216 | 2.9618 | 3.1075 | 2.9399 | 2.3576 | 1.9718 | 1.5992 | 1.3194 | 1.1981 | 1.3977 | 1.6036 | 2.1906 | 2.7432 | 3.5101 | 4.3092 | 4.0532 | 3.6535 | 3.985 | 3.9597 | 3.75
2034-12-11 | 3.5527 | 3.0981 | 2.8623 | 2.8486 | 2.885 | 3.166 | 3.7802 | 3.8269 | 3.0396 | 2.3636 | 2.1921 | 1.9182 | 2.0488 | 2.2536 | 2.5804 | 2.9428 | 3.8941 | 4.5997 | 5.0262 | 4.5097 | 3.9355 | 3.6058 | 3.4421 | 3.1469
2034-12-12 | 3.0971 | 3.0495 | 2.9806 | 2.9072 | 2.9751 | 3.3162 | 4.0643 | 4.1482 | 3.5835 | 3.0109 | 2.4375 | 1.9996 | 1.9867 | 2.1672 | 2.2226 | 3.1935 | 4.1407 | 4.8588 | 5.2634 | 5.1864 | 4.6188 | 4.8375 | 4.9776 | 4.3724
2034-12-13 | 4.0409 | 4.142 | 4.037 | 3.919 | 3.9155 | 4.304 | 4.7338 | 4.0474 | 3.6045 | 3.2347 | 2.8662 | 2.592 | 2.5576 | 2.8179 | 3.1449 | 3.8253 | 4.1665 | 4.5309 | 5.2551 | 4.9818 | 4.5775 | 4.8221 | 4.473 | 3.8994
2034-12-14 | 3.6211 | 3.5256 | 3.6732 | 3.3687 | 3.2402 | 3.7247 | 4.2922 | 3.6428 | 3.1692 | 2.7262 | 2.6274 | 2.1446 | 2.1309 | 2.1616 | 2.3408 | 2.6296 | 3.3453 | 4.0919 | 4.9311 | 4.6735 | 4.2193 | 4.4751 | 4.4357 | 4.0186
2034-12-15 | 3.6222 | 3.3971 | 3.3722 | 3.3874 | 3.4216 | 3.5104 | 3.5711 | 3.6113 | 3.4587 | 2.796 | 2.1735 | 2.045 | 1.9561 | 1.9058 | 2.1356 | 2.4616 | 3.465 | 4.2451 | 4.7358 | 4.4458 | 3.5907 | 3.4494 | 3.3473 | 3.1489
2034-12-16 | 3.2666 | 3.2473 | 3.3884 | 3.3578 | 3.3459 | 3.1299 | 3.2256 | 3.2985 | 2.7201 | 2.2656 | 2.0271 | 1.3834 | 1.2374 | 1.502 | 1.7367 | 2.1326 | 2.8773 | 3.9092 | 4.5718 | 4.4385 | 3.9665 | 3.4065 | 3.2165 | 2.9759
2034-12-17 | 2.8889 | 2.9209 | 2.7179 | 2.6457 | 2.5026 | 2.5253 | 2.7252 | 2.7465 | 2.3672 | 2.0973 | 1.9309 | 1.874 | 1.8155 | 1.7421 | 1.9346 | 2.4842 | 2.9528 | 3.5985 | 4.5715 | 4.2652 | 3.865 | 4.0119 | 3.7638 | 3.5433
2034-12-18 | 3.6982 | 3.0852 | 2.9782 | 2.7499 | 2.858 | 3.1006 | 3.6736 | 3.8014 | 3.2159 | 2.7762 | 2.5608 | 2.2259 | 2.279 | 2.2512 | 2.3277 | 2.9151 | 3.5508 | 4.1467 | 5.0848 | 4.7225 | 4.4007 | 4.0104 | 3.9173 | 3.4599
2034-12-19 | 3.0825 | 2.9308 | 2.861 | 2.8467 | 2.8662 | 3.0639 | 3.5132 | 3.2136 | 2.7031 | 2.2456 | 2.0407 | 1.9441 | 2.2169 | 2.2618 | 2.6287 | 3.5035 | 4.0125 | 4.6923 | 4.8843 | 4.4596 | 4.3261 | 4.7609 | 4.8346 | 4.2686
2034-12-20 | 3.8047 | 3.6122 | 3.4997 | 3.4581 | 3.5449 | 4.0199 | 4.6028 | 4.0104 | 3.5142 | 2.7615 | 2.2135 | 1.9927 | 1.7941 | 1.7914 | 2.0137 | 2.3577 | 3.161 | 4.1308 | 4.6045 | 4.5701 | 4.2857 | 4.6684 | 4.5688 | 4.2978
2034-12-21 | 3.9813 | 3.7329 | 3.3352 | 3.3893 | 3.4459 | 3.8705 | 4.394 | 3.664 | 3.1232 | 2.6849 | 2.1757 | 1.9547 | 1.8575 | 1.9786 | 2.1941 | 2.8055 | 3.5731 | 4.3137 | 5.0438 | 4.7199 | 4.2769 | 4.511 | 4.5926 | 3.9934
2034-12-22 | 3.7139 | 3.4618 | 3.3902 | 3.478 | 3.6043 | 3.7901 | 4.4306 | 3.8803 | 3.3225 | 2.8497 | 2.2754 | 2.0754 | 1.9 | 2.0562 | 1.9867 | 2.4589 | 3.2267 | 3.9597 | 4.6938 | 4.5974 | 4.16 | 4.7131 | 4.7955 | 4.4395
2034-12-23 | 3.4774 | 3.3434 | 3.2773 | 3.215 | 3.1147 | 2.9472 | 3.1289 | 3.2575 | 2.6955 | 2.1704 | 1.8332 | 1.7272 | 1.6751 | 1.7424 | 1.9835 | 2.5903 | 3.2851 | 4.229 | 4.7682 | 4.5245 | 4.1655 | 3.8886 | 3.6365 | 3.0442
2034-12-24 | 2.9736 | 3.1117 | 3.1705 | 3.4537 | 3.3779 | 3.493 | 3.2629 | 3.0646 | 2.681 | 2.142 | 1.6717 | 1.3511 | 1.4328 | 1.5723 | 1.8043 | 2.1843 | 3.1368 | 3.8655 | 4.7113 | 4.6596 | 4.3688 | 4.2039 | 3.9141 | 3.505
2034-12-25 | 3.2038 | 2.9129 | 2.8481 | 2.8174 | 2.8775 | 3.0926 | 3.4164 | 3.4946 | 3.5 | 3.0018 | 2.5657 | 2.5362 | 2.3809 | 2.8581 | 3.1847 | 3.8381 | 4.5589 | 5.0782 | 5.0209 | 4.1262 | 3.8137 | 4.2529 | 4.3883 | 4.4943
2034-12-26 | 4.23 | 4.0787 | 3.7578 | 2.9276 | 2.9095 | 3.0761 | 3.3151 | 3.4465 | 3.1957 | 2.7492 | 2.3708 | 2.1767 | 1.8213 | 1.8762 | 1.9569 | 2.3153 | 3.3488 | 4.3898 | 4.5946 | 4.2915 | 3.9051 | 3.7343 | 3.3924 | 3.2147
2034-12-27 | 3.2504 | 3.0488 | 2.8787 | 2.8325 | 2.8897 | 3.0546 | 3.2858 | 3.4827 | 3.2692 | 2.8067 | 2.5721 | 2.5366 | 2.5143 | 2.4552 | 2.6135 | 3.1389 | 3.9297 | 4.9523 | 5.2815 | 5.2689 | 4.7929 | 4.6199 | 4.4391 | 4.033
2034-12-28 | 3.8555 | 3.8663 | 3.819 | 3.7878 | 3.5813 | 3.8131 | 4.1742 | 3.7145 | 3.2646 | 3.0548 | 2.5558 | 2.2833 | 2.2166 | 2.2813 | 2.5241 | 3.3215 | 4.1808 | 4.8475 | 5.2965 | 5.0983 | 4.4076 | 4.4387 | 4.6864 | 4.5799
2034-12-29 | 4.412 | 4.1004 | 3.6201 | 3.5638 | 3.6548 | 3.7066 | 4.1556 | 3.6747 | 3.4971 | 3.4944 | 3.7211 | 3.3972 | 3.4877 | 3.6578 | 3.7744 | 3.8476 | 4.3196 | 4.9747 | 5.1786 | 4.822 | 4.3527 | 4.2767 | 4.1818 | 3.9158
2034-12-30 | 3.8918 | 3.7485 | 3.4548 | 3.3178 | 3.3571 | 3.598 | 3.8818 | 3.5667 | 3.3078 | 2.9466 | 2.1961 | 1.7819 | 1.905 | 1.8088 | 2.0392 | 2.6102 | 3.7159 | 4.4537 | 5.0169 | 4.6372 | 4.1471 | 4.5052 | 4.5047 | 3.5092
2034-12-31 | 3.3255 | 3.1955 | 3.0899 | 2.9027 | 2.9258 | 2.9446 | 3.0788 | 3.0699 | 2.789 | 2.6387 | 2.3418 | 2.0806 | 1.9684 | 1.7704 | 1.8427 | 2.1569 | 2.8413 | 3.8427 | 4.8708 | 4.6627 | 4.1202 | 3.6301 | 3.745 | 3.476
2035-01-01 | 3.252 | 3.2679 | 2.8389 | 2.6943 | 2.8373 | 2.7544 | 2.6525 | 2.6447 | 2.3144 | 2.1074 | 1.9162 | 1.7349 | 1.3928 | 1.3882 | 1.5403 | 2.0162 | 2.8116 | 3.9435 | 4.6351 | 4.663 | 4.1975 | 3.8812 | 3.4845 | 3.5297
2035-01-02 | 3.0083 | 2.9014 | 2.8614 | 2.8185 | 2.7104 | 3.0609 | 3.0537 | 3.1314 | 2.9015 | 2.4637 | 1.9883 | 1.7113 | 1.7777 | 1.8243 | 1.9682 | 2.3674 | 3.631 | 4.3012 | 5.1796 | 5.0396 | 4.5441 | 3.9362 | 3.7543 | 3.3182
2035-01-03 | 3.4081 | 2.993 | 2.9016 | 2.8329 | 2.7886 | 3.2696 | 3.2824 | 3.173 | 2.8801 | 2.3332 | 1.9737 | 1.736 | 1.4258 | 1.5601 | 1.8214 | 2.2228 | 3.2614 | 4.2987 | 4.929 | 4.9947 | 4.4376 | 4.0625 | 3.6995 | 3.6353
2035-01-04 | 3.1479 | 2.8841 | 3.1532 | 2.9546 | 2.811 | 2.8936 | 3.069 | 3.174 | 2.9515 | 2.2692 | 1.9254 | 1.6138 | 1.4812 | 1.5453 | 1.792 | 2.2769 | 2.9955 | 3.9008 | 5.0871 | 4.9788 | 3.9726 | 3.5291 | 3.387 | 3.3379
2035-01-05 | 2.9289 | 2.8291 | 2.8653 | 2.8438 | 2.6891 | 3.021 | 3.2905 | 3.4873 | 3.392 | 2.7867 | 2.1605 | 1.6937 | 1.5439 | 1.6749 | 1.8658 | 2.1866 | 2.9117 | 3.5934 | 4.6908 | 3.7019 | 3.2377 | 3.8279 | 4.0116 | 3.6831
2035-01-06 | 2.8989 | 2.8675 | 3.0317 | 2.7391 | 2.6407 | 2.6277 | 2.8135 | 2.856 | 2.451 | 2.2165 | 1.9753 | 1.3853 | 1.101 | 1.3022 | 1.6926 | 1.915 | 2.6282 | 3.8102 | 4.7048 | 4.6707 | 3.4737 | 3.4964 | 3.3974 | 3.0971
2035-01-07 | 3.2013 | 3.1125 | 2.947 | 2.8284 | 2.6888 | 2.8695 | 2.8826 | 2.9223 | 2.5084 | 2.1424 | 1.6892 | 1.3939 | 1.0458 | 1.3298 | 1.6467 | 1.8967 | 2.3504 | 3.9399 | 4.9539 | 4.787 | 4.1357 | 3.2109 | 3.0931 | 2.8016
2035-01-08 | 2.808 | 2.6819 | 2.6073 | 2.6921 | 2.8017 | 3.0723 | 3.1572 | 3.2599 | 3.1142 | 2.3426 | 2.0455 | 1.6993 | 1.7036 | 1.7954 | 1.8625 | 2.2045 | 3.418 | 4.3314 | 5.1698 | 4.824 | 3.9062 | 3.6844 | 3.7218 | 3.5146
2035-01-09 | 3.0992 | 2.7895 | 2.7452 | 2.8544 | 2.6933 | 2.8837 | 3.6161 | 3.8807 | 3.6977 | 3.0716 | 2.4828 | 2.1171 | 1.974 | 2.0629 | 2.2666 | 3.1159 | 3.891 | 4.2706 | 5.3929 | 5.3971 | 4.911 | 4.3168 | 4.0084 | 3.7922
2035-01-10 | 3.2724 | 3.1349 | 3.0586 | 2.9921 | 2.844 | 3.3406 | 3.6287 | 3.7014 | 3.2643 | 2.6358 | 2.0828 | 1.8317 | 2.1749 | 2.1362 | 2.089 | 2.3023 | 3.4577 | 4.7059 | 5.3486 | 5.1745 | 4.2577 | 4.198 | 3.8186 | 3.6
2035-01-11 | 3.5166 | 3.3286 | 2.9926 | 2.9537 | 2.8877 | 3.4485 | 3.9967 | 4.1469 | 3.6266 | 3.1934 | 2.5759 | 2.0772 | 2.4059 | 2.1693 | 2.3396 | 2.9707 | 4.1077 | 4.4052 | 5.3199 | 5.3896 | 4.8773 | 4.4457 | 4.0833 | 3.891
2035-01-12 | 3.3351 | 3.0378 | 2.9283 | 2.8409 | 2.7672 | 3.1632 | 4.0745 | 3.9337 | 3.0755 | 2.2012 | 1.8147 | 1.5957 | 1.6332 | 2.052 | 2.0202 | 2.3014 | 3.3518 | 3.9628 | 4.6616 | 4.7963 | 4.3341 | 4.086 | 3.9518 | 3.7696
2035-01-13 | 3.3581 | 2.8509 | 2.792 | 2.9206 | 2.6434 | 2.7768 | 3.0316 | 3.1455 | 2.8279 | 2.2908 | 1.9514 | 1.6625 | 1.6217 | 1.4809 | 1.8246 | 2.1745 | 2.502 | 3.2352 | 4.8102 | 4.7966 | 3.8257 | 3.9004 | 4.0278 | 3.1896
2035-01-14 | 2.9424 | 2.8777 | 3.0402 | 2.7368 | 2.5829 | 2.5685 | 2.7875 | 2.7136 | 2.4358 | 1.9987 | 1.5806 | 1.0308 | 0.98866 | 1.0465 | 1.4157 | 1.9381 | 2.3096 | 3.1657 | 4.7127 | 4.7085 | 4.1499 | 3.3777 | 3.108 | 2.9186
2035-01-15 | 2.8607 | 2.6808 | 2.6057 | 2.5762 | 2.6639 | 2.9727 | 3.1422 | 3.2122 | 3.1762 | 2.5573 | 1.9448 | 1.8022 | 1.8971 | 1.7966 | 2.0372 | 2.3212 | 3.2234 | 4.1845 | 5.1716 | 4.7166 | 3.9855 | 3.6806 | 3.967 | 3.2685
2035-01-16 | 2.8341 | 2.9727 | 2.9059 | 2.8346 | 2.7091 | 2.8329 | 3.5264 | 3.3792 | 2.8856 | 2.3312 | 1.9362 | 1.7093 | 1.5402 | 1.5169 | 1.9259 | 2.0047 | 2.8452 | 4.6741 | 5.3714 | 5.3361 | 4.62 | 4.1776 | 3.8102 | 3.334
2035-01-17 | 3.3764 | 3.1246 | 2.951 | 2.9925 | 2.9018 | 3.2342 | 4.1877 | 4.6572 | 3.959 | 3.1031 | 2.8332 | 2.2646 | 2.1584 | 1.9743 | 2.151 | 2.7938 | 3.6824 | 4.4473 | 5.3918 | 5.3953 | 4.8002 | 4.295 | 3.8451 | 3.4426
2035-01-18 | 3.4765 | 3.057 | 2.9238 | 3.0186 | 3.1465 | 3.1359 | 3.7852 | 3.5584 | 3.3736 | 2.6163 | 2.0643 | 1.7092 | 1.5888 | 1.6717 | 2.0456 | 2.2535 | 3.0851 | 4.1205 | 5.3833 | 4.8476 | 4.2766 | 3.9555 | 3.8387 | 3.5244
2035-01-19 | 2.9511 | 2.8369 | 2.8177 | 2.7843 | 2.7482 | 3.3263 | 4.015 | 4.2599 | 3.9736 | 3.0533 | 2.2176 | 2.1393 | 2.0807 | 2.1195 | 2.2065 | 3.4888 | 4.1349 | 4.1986 | 5.0157 | 5.0599 | 4.4681 | 3.9777 | 4.0921 | 3.7134
2035-01-20 | 3.0129 | 2.9297 | 3.084 | 2.7916 | 2.7503 | 2.8932 | 3.069 | 3.1768 | 2.7687 | 2.4034 | 1.9775 | 1.6901 | 1.7405 | 1.9042 | 2.0659 | 2.2435 | 2.6782 | 4.0936 | 5.2309 | 4.9185 | 4.3509 | 3.8833 | 3.784 | 3.7132
2035-01-21 | 3.1602 | 3.0516 | 2.9936 | 3.1672 | 2.787 | 2.8149 | 2.9756 | 3.2947 | 3.1552 | 2.5269 | 2.0506 | 1.6994 | 1.5 | 1.589 | 1.9098 | 2.2633 | 2.4763 | 3.4436 | 4.9987 | 5.0458 | 4.4711 | 3.6947 | 3.2257 | 3.112
2035-01-22 | 2.7211 | 2.5403 | 2.5302 | 2.6822 | 2.6687 | 2.9149 | 3.5067 | 3.9188 | 3.0234 | 2.3063 | 1.9844 | 1.638 | 1.5181 | 1.6529 | 2.1383 | 2.7234 | 3.2269 | 4.2971 | 5.4399 | 5.1514 | 4.6409 | 4.1924 | 3.7539 | 3.2892
2035-01-23 | 3.4525 | 3.1884 | 2.9447 | 3.0416 | 3.1349 | 3.3362 | 4.2477 | 4.5299 | 4.4261 | 3.6946 | 3.2381 | 2.9104 | 2.1405 | 2.2128 | 3.0203 | 3.6023 | 4.1914 | 4.2435 | 5.3472 | 5.4287 | 4.9784 | 4.6314 | 4.1287 | 3.5963
2035-01-24 | 3.5094 | 3.1231 | 2.9962 | 3.0474 | 2.8556 | 2.9689 | 3.9449 | 4.3503 | 3.6571 | 2.8898 | 2.281 | 1.8637 | 1.749 | 1.8066 | 2.1145 | 2.7798 | 3.339 | 4.0608 | 5.3411 | 5.3751 | 4.8799 | 4.4939 | 4.0886 | 3.5201
2035-01-25 | 3.5396 | 3.1687 | 3.0358 | 3.167 | 3.0714 | 3.3044 | 4.269 | 4.6845 | 4.5322 | 3.8975 | 3.1171 | 2.8207 | 2.9204 | 3.0207 | 3.0462 | 3.3504 | 3.5753 | 3.987 | 5.1497 | 5.1739 | 4.6293 | 4.1313 | 3.7227 | 3.5248
2035-01-26 | 2.9861 | 3.0211 | 2.9991 | 2.9169 | 2.8264 | 3.2592 | 3.4951 | 3.4651 | 3.2469 | 2.523 | 1.9498 | 1.7341 | 1.7735 | 1.7818 | 1.8746 | 2.441 | 3.5443 | 4.3425 | 5.063 | 4.8675 | 4.2467 | 4.2831 | 4.3766 | 3.9829
2035-01-27 | 3.1804 | 2.896 | 2.9821 | 2.8611 | 2.6632 | 2.9776 | 3.4487 | 3.5045 | 3.2768 | 2.5106 | 1.9356 | 1.9566 | 1.9316 | 2.2499 | 2.6653 | 3.3371 | 3.6683 | 3.8105 | 4.5384 | 4.5516 | 4.0471 | 3.9243 | 3.737 | 3.4996
2035-01-28 | 3.1946 | 2.835 | 2.9362 | 2.9347 | 2.6712 | 2.6373 | 2.8559 | 2.7212 | 2.3798 | 2.0428 | 2.0092 | 1.7068 | 1.7408 | 1.6532 | 2.0185 | 2.0477 | 2.2912 | 3.3829 | 4.8671 | 4.9933 | 4.3924 | 3.3433 | 3.2336 | 3.0154
2035-01-29 | 2.7031 | 2.6262 | 2.601 | 2.7753 | 2.7442 | 3.0615 | 3.9474 | 4.5483 | 3.579 | 2.5622 | 2.4798 | 2.0208 | 1.861 | 2.036 | 2.5829 | 2.664 | 3.3279 | 4.4264 | 5.2188 | 5.2921 | 4.8947 | 4.6873 | 3.9183 | 3.5197
2035-01-30 | 3.3269 | 3.0219 | 2.88 | 3.0397 | 3.0341 | 3.1141 | 3.9438 | 3.883 | 3.5119 | 2.7986 | 2.291 | 1.8568 | 1.8058 | 2.0757 | 2.2826 | 2.4727 | 3.0512 | 4.3619 | 5.3541 | 5.3896 | 4.8074 | 4.2524 | 3.9433 | 3.5096
2035-01-31 | 3.8521 | 3.376 | 3.201 | 3.123 | 2.9839 | 3.4884 | 4.6808 | 4.8293 | 4.5068 | 4.2399 | 3.4056 | 2.97 | 2.772 | 2.3034 | 2.9673 | 3.3112 | 3.9386 | 4.7232 | 5.4125 | 5.262 | 4.2376 | 4.358 | 4.5102 | 3.6207
2035-02-01 | 3.4433 | 3.5704 | 3.3382 | 3.2666 | 3.0408 | 3.3314 | 4.4135 | 4.3036 | 3.9953 | 3.3989 | 3.0205 | 2.292 | 2.686 | 2.9108 | 2.8895 | 2.5731 | 3.3289 | 4.3888 | 5.3079 | 5.2938 | 4.6836 | 4.2858 | 3.943 | 3.5953
2035-02-02 | 3.3584 | 3.4348 | 3.0795 | 3.0837 | 3.082 | 3.5573 | 4.4682 | 4.8607 | 4.4877 | 3.4338 | 3.5443 | 2.8671 | 2.2758 | 1.8534 | 2.2047 | 2.9033 | 3.2243 | 3.9344 | 5.0392 | 5.0123 | 4.134 | 4.5182 | 4.4805 | 3.6303
2035-02-03 | 3.346 | 3.2958 | 3.0738 | 2.9444 | 2.7117 | 2.915 | 2.9977 | 2.9668 | 2.5317 | 2.3427 | 2.0193 | 1.8107 | 1.4676 | 1.5892 | 2.0177 | 2.4987 | 3.4844 | 3.7777 | 4.7494 | 4.9657 | 4.5535 | 4.1739 | 4.065 | 3.7282
2035-02-04 | 3.2794 | 3.1407 | 3.3733 | 3.0926 | 3.0251 | 3.0718 | 3.2605 | 3.5326 | 3.4809 | 2.9624 | 2.3847 | 2.3724 | 2.5973 | 2.5127 | 2.0605 | 2.3381 | 2.4997 | 3.1394 | 4.5798 | 4.909 | 4.477 | 3.9574 | 3.5152 | 3.1172
2035-02-05 | 3.1081 | 3.1516 | 2.9184 | 2.8272 | 2.7627 | 2.9072 | 3.9332 | 4.0634 | 3.2701 | 3.5927 | 3.5678 | 2.6783 | 2.4937 | 2.0331 | 2.6268 | 3.4861 | 4.2496 | 4.9496 | 5.0995 | 4.7455 | 3.9605 | 4.1272 | 3.6516 | 3.1236
2035-02-06 | 3.167 | 3.3101 | 3.0556 | 2.9103 | 2.9087 | 3.4195 | 3.9348 | 3.8572 | 3.6264 | 2.8039 | 3.0067 | 3.1896 | 3.2142 | 2.578 | 2.6895 | 2.7772 | 3.4547 | 3.865 | 4.8833 | 5.2191 | 4.5589 | 4.1758 | 4.415 | 3.7622
2035-02-07 | 3.2646 | 3.2128 | 3.1124 | 3.1542 | 2.9623 | 3.149 | 3.5531 | 3.5447 | 3.1527 | 2.4583 | 2.0029 | 2.1415 | 2.2225 | 2.1977 | 2.0022 | 2.267 | 3.3218 | 4.3044 | 5.0873 | 5.0949 | 4.7031 | 4.0862 | 3.7995 | 3.6696
2035-02-08 | 3.2718 | 3.0133 | 2.9558 | 2.9225 | 3.0011 | 3.2121 | 3.7284 | 3.501 | 3.3013 | 2.5314 | 2.2606 | 1.8793 | 1.7087 | 1.4132 | 1.5713 | 1.7321 | 2.5645 | 3.6735 | 4.3344 | 4.4857 | 4.198 | 3.9101 | 3.3762 | 3.1809
2035-02-09 | 3.0469 | 2.7968 | 2.7372 | 2.7353 | 2.6887 | 2.8858 | 3.6018 | 3.8727 | 3.2996 | 2.3585 | 1.5762 | 1.327 | 1.2875 | 1.4296 | 1.7239 | 2.0426 | 2.3382 | 3.1927 | 4.5993 | 4.4391 | 3.627 | 3.9247 | 3.5567 | 3.0992
2035-02-10 | 2.8952 | 2.9526 | 2.7631 | 2.6804 | 2.6311 | 2.7302 | 2.9854 | 2.826 | 2.3801 | 2.0558 | 1.6576 | 1.2567 | 1.1662 | 1.2502 | 1.5535 | 2.0315 | 2.5757 | 3.1908 | 3.8595 | 4.1334 | 3.7723 | 3.5546 | 3.2578 | 3.1196
2035-02-11 | 3.0671 | 2.9102 | 2.8794 | 2.8498 | 2.7572 | 2.8196 | 2.9071 | 2.8233 | 2.5245 | 2.1276 | 1.5996 | 1.2214 | 0.97029 | 1.0879 | 1.4334 | 1.7092 | 2.2717 | 3.0593 | 4.5412 | 4.8004 | 4.2625 | 3.4492 | 3.074 | 2.8335
2035-02-12 | 2.7416 | 2.8132 | 2.6357 | 2.6115 | 2.7224 | 3.3159 | 3.6988 | 3.5677 | 3.0816 | 2.3117 | 1.8831 | 1.7206 | 1.4816 | 1.5048 | 1.8042 | 2.2484 | 3.1841 | 4.1042 | 4.8864 | 4.9322 | 4.4235 | 4.1662 | 3.6776 | 3.6278
2035-02-13 | 3.1363 | 2.9201 | 2.858 | 2.9661 | 2.8964 | 2.9792 | 3.5693 | 3.6673 | 4.1686 | 3.7361 | 3.1521 | 2.7752 | 2.5629 | 2.9167 | 3.0248 | 3.3238 | 3.7407 | 4.3445 | 5.2747 | 5.298 | 4.7517 | 4.4067 | 4.1686 | 3.5598
2035-02-14 | 3.1915 | 3.051 | 3.0396 | 3.3039 | 3.2868 | 3.3404 | 3.5674 | 3.6576 | 3.8522 | 3.5077 | 3.0669 | 3.1941 | 3.5509 | 3.7255 | 3.7928 | 4.2111 | 4.7845 | 4.6922 | 4.8929 | 4.8797 | 4.5728 | 4.1601 | 4.1292 | 3.7776
2035-02-15 | 3.6027 | 3.1986 | 3.2187 | 3.277 | 3.3209 | 3.4385 | 4.316 | 4.4174 | 4.371 | 3.9595 | 3.4332 | 2.3897 | 2.0678 | 2.2362 | 2.6156 | 2.4895 | 3.6381 | 3.7585 | 4.5967 | 4.9104 | 4.7552 | 4.4919 | 3.9933 | 3.7999
2035-02-16 | 3.1987 | 3.0289 | 2.9882 | 2.9581 | 2.8623 | 3.2204 | 4.2396 | 4.4218 | 3.388 | 3.3791 | 2.7037 | 1.8999 | 1.9754 | 2.3847 | 2.1545 | 2.4171 | 3.0079 | 3.8141 | 4.3491 | 4.8085 | 4.564 | 4.4899 | 3.7914 | 3.4069
2035-02-17 | 3.3155 | 2.921 | 2.8647 | 2.8145 | 2.7816 | 2.7488 | 2.8993 | 2.8767 | 2.488 | 2.3209 | 2.0558 | 1.5549 | 1.372 | 1.592 | 2.03 | 2.868 | 3.5176 | 4.0444 | 4.174 | 4.2029 | 4.023 | 4.1273 | 3.5625 | 3.3037
2035-02-18 | 3.1756 | 3.2982 | 2.9702 | 2.8591 | 2.6971 | 2.7725 | 2.9465 | 2.9593 | 2.9179 | 2.4733 | 2.2933 | 2.1798 | 2.6107 | 2.438 | 2.1692 | 2.5018 | 3.1073 | 4.0366 | 4.5652 | 4.4429 | 3.6119 | 3.1567 | 3.5343 | 3.049
2035-02-19 | 2.7977 | 2.692 | 2.7815 | 2.6657 | 2.6671 | 2.8513 | 2.9348 | 2.9663 | 2.8365 | 2.2924 | 1.8052 | 1.1142 | 1.048 | 1.3369 | 1.8194 | 2.1057 | 2.4095 | 3.3803 | 4.5882 | 5.185 | 4.1164 | 4.0515 | 3.988 | 3.2181
2035-02-20 | 2.9212 | 3.0741 | 2.903 | 2.7657 | 2.6879 | 2.8526 | 3.5038 | 3.5107 | 2.6315 | 2.2881 | 2.0132 | 1.629 | 1.5864 | 1.9077 | 2.1512 | 2.3403 | 3.032 | 4.1833 | 5.1967 | 5.2376 | 4.6647 | 4.7846 | 4.0533 | 3.3758
2035-02-21 | 3.0104 | 2.8656 | 2.9157 | 2.684 | 2.5779 | 2.7935 | 3.2409 | 3.676 | 3.3228 | 2.6403 | 2.372 | 2.1181 | 1.9638 | 2.1329 | 2.3204 | 2.9246 | 3.2685 | 3.9273 | 5.0163 | 5.2852 | 4.7655 | 4.2317 | 4.0587 | 3.8898
2035-02-22 | 3.4551 | 3.2072 | 3.0975 | 3.2521 | 3.1234 | 3.3276 | 3.9666 | 3.9966 | 4.0194 | 3.4052 | 3.061 | 3.659 | 3.6047 | 3.144 | 3.1625 | 3.483 | 4.4499 | 4.5312 | 4.8975 | 4.8498 | 4.4169 | 3.9754 | 3.9159 | 3.5147
2035-02-23 | 3.1293 | 2.9773 | 2.8978 | 2.8622 | 2.851 | 3.0755 | 3.9753 | 3.9932 | 3.4051 | 2.9881 | 2.1117 | 1.7402 | 1.8264 | 2.3054 | 2.3682 | 2.6044 | 3.2365 | 4.24 | 4.6444 | 4.6594 | 4.5605 | 4.5929 | 4.0784 | 3.6456
2035-02-24 | 3.7254 | 3.2681 | 3.0431 | 2.9499 | 2.8289 | 3.2638 | 3.4197 | 3.4336 | 3.0796 | 2.5855 | 2.1789 | 1.6381 | 1.9449 | 2.1124 | 2.1561 | 2.4961 | 3.4252 | 4.3742 | 4.34 | 4.5708 | 4.3673 | 4.0009 | 3.7913 | 3.4844
2035-02-25 | 3.5359 | 3.0805 | 2.999 | 2.9593 | 2.8997 | 2.9751 | 3.1622 | 3.466 | 2.9932 | 2.3986 | 2.3411 | 2.1163 | 2.0782 | 1.9373 | 2.5052 | 2.7184 | 3.167 | 4.2192 | 5.0914 | 5.1039 | 4.2448 | 3.7136 | 3.3713 | 2.9637
2035-02-26 | 2.942 | 2.9478 | 2.7304 | 2.858 | 2.9461 | 3.2055 | 4.0858 | 3.907 | 3.5972 | 2.9712 | 2.3196 | 1.7597 | 1.9515 | 2.0413 | 2.3374 | 2.6764 | 3.6988 | 4.4439 | 4.9784 | 4.8377 | 4.6403 | 4.4007 | 3.6901 | 3.2723
2035-02-27 | 3.0867 | 3.0273 | 2.8083 | 2.7857 | 2.7398 | 3.2955 | 3.7801 | 3.7795 | 3.1721 | 2.668 | 2.0741 | 1.8507 | 1.9499 | 1.8525 | 2.0636 | 2.2342 | 3.3477 | 3.9658 | 4.8945 | 5.2039 | 4.6608 | 4.1568 | 3.9729 | 3.7562
2035-02-28 | 3.2405 | 3.0629 | 2.684 | 2.6113 | 2.5993 | 3.2702 | 3.6914 | 3.4955 | 3.9057 | 3.3967 | 2.8462 | 2.3952 | 2.214 | 2.0336 | 2.4469 | 3.2782 | 4.0793 | 3.9125 | 4.8215 | 5.2623 | 4.8197 | 4.6184 | 4.289 | 3.445
2035-03-01 | 3.3627 | 3.3047 | 3.4468 | 3.2017 | 3.1305 | 3.4856 | 4.4975 | 4.5424 | 3.8879 | 2.8418 | 1.9854 | 1.8867 | 1.9435 | 1.8425 | 2.3946 | 2.6513 | 3.2904 | 4.0239 | 4.799 | 4.867 | 4.5253 | 4.2099 | 3.8917 | 3.4436
2035-03-02 | 3.222 | 3.1121 | 3.2046 | 3.3207 | 2.9456 | 3.117 | 3.6149 | 3.7048 | 3.1947 | 2.5472 | 2.227 | 2.1827 | 2.4854 | 2.4101 | 2.1523 | 3.0404 | 3.6128 | 4.0664 | 4.6174 | 4.8504 | 4.3766 | 4.0013 | 4.2455 | 3.842
2035-03-03 | 3.1302 | 3.1921 | 3.0902 | 2.9177 | 2.8522 | 3.0741 | 3.5517 | 3.5035 | 2.8718 | 3.034 | 3.1394 | 2.4301 | 2.1675 | 2.1073 | 2.2477 | 2.3267 | 3.0516 | 3.8562 | 4.3699 | 4.0906 | 3.9528 | 4.174 | 3.9072 | 3.3991
2035-03-04 | 3.4144 | 3.1628 | 2.9056 | 2.902 | 2.7507 | 2.916 | 2.9811 | 2.8477 | 2.5866 | 2.302 | 1.8123 | 1.5115 | 1.2956 | 1.4514 | 1.5127 | 1.6578 | 2.4557 | 3.5987 | 4.6668 | 4.8164 | 4.1823 | 3.5416 | 3.2135 | 2.9514
2035-03-05 | 3.0433 | 2.9231 | 2.8015 | 2.8122 | 2.8562 | 3.4494 | 4.1634 | 3.7028 | 3.3245 | 2.4306 | 1.9168 | 1.4864 | 1.523 | 1.8767 | 1.8412 | 1.9304 | 2.7328 | 3.9009 | 4.7739 | 5.1798 | 4.604 | 4.0389 | 3.6505 | 3.4152
2035-03-06 | 3.3575 | 3.18 | 2.9414 | 2.8815 | 2.8618 | 3.3465 | 4.2535 | 3.9153 | 3.4477 | 2.8692 | 2.3149 | 1.9755 | 1.9086 | 2.0342 | 1.9349 | 1.8415 | 2.5278 | 3.806 | 4.7526 | 5.1416 | 4.5314 | 3.908 | 3.6905 | 3.1148
2035-03-07 | 3.075 | 3.1234 | 2.929 | 2.9037 | 2.8545 | 3.101 | 4.0274 | 3.5084 | 2.7955 | 2.0677 | 1.7166 | 1.6528 | 1.9506 | 1.9365 | 1.8216 | 2.3111 | 2.8018 | 3.3136 | 4.3811 | 4.9763 | 4.4853 | 3.725 | 3.7112 | 3.3899
2035-03-08 | 2.9296 | 2.8655 | 2.9346 | 2.7214 | 2.7324 | 3.0023 | 3.7529 | 4.118 | 3.3381 | 2.5949 | 1.9191 | 1.6898 | 1.6557 | 1.7195 | 1.9091 | 2.1711 | 2.6615 | 3.3802 | 4.8464 | 5.0824 | 4.4854 | 3.9239 | 3.5956 | 3.186
2035-03-09 | 2.9974 | 2.9759 | 3.128 | 2.9449 | 2.9466 | 3.3627 | 4.2532 | 3.5362 | 2.9615 | 2.4615 | 1.8184 | 1.5562 | 1.6808 | 1.5714 | 1.4951 | 1.8173 | 2.6778 | 3.2117 | 3.8469 | 4.188 | 3.6869 | 3.8686 | 3.8045 | 3.447
2035-03-10 | 3.192 | 2.9155 | 2.717 | 2.6801 | 2.6516 | 2.7905 | 2.972 | 3.1798 | 2.8236 | 2.4773 | 1.8914 | 1.2183 | 1.3978 | 1.3031 | 1.1144 | 1.8135 | 2.7797 | 3.1569 | 3.8908 | 4.3184 | 3.9419 | 3.4629 | 3.2391 | 3.0299
2035-03-11 | 3.058 | 2.772 | 2.7019 | 2.7234 | 2.7455 | 2.6227 | 2.8184 | 2.9552 | 2.9739 | 2.5228 | 1.6291 | 1.5592 | 1.697 | 1.3226 | 1.8692 | 2.4429 | 3.1915 | 3.6445 | 4.3695 | 4.1988 | 3.7646 | 3.4201 | 3.4627 | 2.8733
2035-03-12 | 2.8268 | 2.8607 | 2.7236 | 2.6861 | 2.754 | 3.0312 | 4.0379 | 4.1477 | 3.4098 | 2.4382 | 2.444 | 2.3361 | 2.6876 | 2.2224 | 2.2244 | 3.114 | 3.273 | 3.9379 | 4.9614 | 4.9849 | 4.1138 | 3.7852 | 3.7771 | 3.0827
2035-03-13 | 2.9085 | 2.2612 | 1.7716 | 2.0092 | 2.5768 | 3.0043 | 4.2619 | 4.3841 | 3.587 | 3.3446 | 3.165 | 2.9986 | 3.1071 | 3.3211 | 3.3992 | 3.3334 | 3.9176 | 4.2587 | 5.1896 | 5.0592 | 4.6363 | 4.2039 | 3.7159 | 3.2014
2035-03-14 | 2.9743 | 3.0326 | 2.783 | 2.5733 | 2.6538 | 2.9988 | 3.7307 | 4.1436 | 3.8429 | 3.0003 | 2.6411 | 2.1755 | 2.3653 | 2.0201 | 2.0639 | 3.4668 | 3.7197 | 4.0693 | 5.1461 | 5.3756 | 4.8769 | 4.1782 | 3.9059 | 3.8102
2035-03-15 | 3.1828 | 3.073 | 3.1239 | 2.829 | 2.8823 | 3.3439 | 4.1152 | 4.3371 | 3.7687 | 2.9956 | 2.4754 | 2.2705 | 2.1089 | 2.0871 | 2.5822 | 2.8392 | 3.5863 | 4.4955 | 5.222 | 5.5251 | 4.9051 | 4.2429 | 3.689 | 3.4349
2035-03-16 | 3.0189 | 2.8829 | 2.8122 | 2.8384 | 2.8935 | 2.9929 | 3.7107 | 3.7837 | 3.2767 | 2.9666 | 2.8238 | 2.3256 | 2.0822 | 2.3725 | 2.7665 | 3.2945 | 3.8016 | 3.908 | 4.6935 | 5.054 | 4.662 | 4.3795 | 4.0583 | 3.7265
2035-03-17 | 3.5403 | 3.2228 | 2.9678 | 3.021 | 3.1828 | 3.0681 | 3.2892 | 3.0754 | 2.681 | 2.201 | 1.8204 | 1.5626 | 1.4051 | 1.7206 | 1.5891 | 1.674 | 2.6386 | 3.7454 | 4.5287 | 4.6527 | 4.2955 | 4.2449 | 3.7227 | 3.4403
2035-03-18 | 3.4596 | 3.3122 | 2.9858 | 2.8959 | 2.803 | 3.0826 | 3.2123 | 3.1332 | 2.6273 | 2.4207 | 1.9725 | 1.9362 | 1.8389 | 1.9057 | 1.8322 | 1.6158 | 2.1629 | 3.1667 | 4.5409 | 4.7274 | 4.3847 | 3.9626 | 3.5809 | 3.1816
2035-03-19 | 3.1671 | 3.0682 | 2.7741 | 2.5341 | 2.5791 | 2.9241 | 3.0432 | 3.2274 | 3.1956 | 2.674 | 2.1957 | 1.7695 | 2.0574 | 2.9631 | 2.8921 | 2.9125 | 3.2787 | 3.4312 | 4.2055 | 4.8913 | 4.5491 | 3.8322 | 3.4817 | 3.4497
2035-03-20 | 3.1936 | 2.8757 | 2.7596 | 2.9524 | 2.866 | 3.105 | 3.5941 | 3.7759 | 3.7318 | 3.3816 | 2.9002 | 2.1393 | 2.2123 | 2.4053 | 2.38 | 3.0427 | 3.8467 | 4.2498 | 4.7636 | 4.8825 | 4.5051 | 4.04 | 3.4522 | 3.2485
2035-03-21 | 3.0338 | 2.8396 | 2.8251 | 2.8141 | 2.8443 | 3.4359 | 3.7805 | 3.6733 | 3.3493 | 2.7453 | 2.2867 | 1.8644 | 2.2729 | 2.1106 | 2.4488 | 2.8758 | 3.4426 | 4.2696 | 4.8647 | 4.9128 | 4.1968 | 3.6719 | 3.4876 | 3.3349
2035-03-22 | 3.3091 | 3.0813 | 2.8755 | 2.817 | 3.0129 | 3.1543 | 3.7202 | 3.7249 | 3.8184 | 3.5282 | 2.6791 | 1.9022 | 2.127 | 2.5124 | 2.6694 | 3.014 | 3.4735 | 4.4354 | 4.9362 | 5.0965 | 4.4074 | 4.0211 | 3.7849 | 3.4509
2035-03-23 | 3.3513 | 3.2114 | 2.9702 | 2.9399 | 2.8736 | 3.2146 | 3.89 | 3.4733 | 2.9074 | 2.9372 | 2.5498 | 2.3345 | 2.2561 | 2.6036 | 2.6213 | 3.4071 | 3.7822 | 4.5596 | 4.4352 | 4.4195 | 4.4437 | 4.3481 | 3.8422 | 3.6385
2035-03-24 | 3.572 | 3.2389 | 2.9942 | 2.9485 | 3.2288 | 3.2242 | 3.5605 | 3.7612 | 3.84 | 4.0348 | 3.4109 | 2.5981 | 2.4529 | 2.4945 | 2.5152 | 2.7799 | 3.0617 | 3.6624 | 3.8067 | 4.151 | 4.0521 | 3.5695 | 3.4279 | 3.2361
2035-03-25 | 3.0826 | 2.7917 | 2.6985 | 2.5941 | 2.5254 | 2.6896 | 2.7539 | 2.7029 | 2.351 | 2.1996 | 1.6435 | 1.0976 | 1.0999 | 1.1131 | 1.0534 | 1.1951 | 2.1128 | 2.9647 | 3.7769 | 4.6262 | 4.4524 | 3.9493 | 3.7112 | 3.5401
2035-03-26 | 3.1296 | 2.8268 | 2.7601 | 2.841 | 2.954 | 3.0209 | 3.366 | 3.3307 | 3.0485 | 3.0437 | 1.9711 | 1.9023 | 1.8768 | 1.5854 | 1.5752 | 1.7433 | 2.417 | 3.3207 | 4.2417 | 4.8809 | 4.4976 | 3.9238 | 3.9486 | 3.4157
2035-03-27 | 2.9445 | 2.9934 | 2.9608 | 2.8015 | 2.7777 | 3.0073 | 3.8513 | 3.5146 | 2.6304 | 2.2269 | 2.0106 | 1.6887 | 1.7425 | 1.7587 | 1.3439 | 1.8025 | 2.7718 | 4.0705 | 4.5249 | 5.0584 | 4.7983 | 4.4502 | 3.9694 | 3.6572
2035-03-28 | 3.1177 | 2.972 | 2.9099 | 2.8889 | 2.8802 | 3.407 | 3.6884 | 3.5323 | 2.9699 | 2.2823 | 1.8738 | 1.6214 | 1.7383 | 1.7359 | 1.8251 | 1.8776 | 2.9798 | 3.8191 | 4.4667 | 5.1506 | 4.8724 | 4.462 | 4.0022 | 3.709
2035-03-29 | 3.3717 | 2.9404 | 2.8795 | 3.0514 | 3.1015 | 3.3414 | 3.8297 | 3.7048 | 3.1615 | 2.4951 | 1.9755 | 1.747 | 1.8446 | 1.8571 | 1.7383 | 2.0676 | 3.1832 | 4.1079 | 4.678 | 5.2221 | 4.9946 | 4.5356 | 3.7822 | 3.3726
2035-03-30 | 3.336 | 2.9916 | 2.8483 | 2.7638 | 2.7942 | 2.9373 | 3.4799 | 3.3851 | 2.6253 | 2.1643 | 1.6772 | 1.5536 | 1.7608 | 1.8496 | 1.4633 | 2.0014 | 3.0399 | 3.6668 | 4.3029 | 4.9476 | 4.6384 | 4.3156 | 3.8779 | 3.5983
2035-03-31 | 3.4715 | 3.1403 | 2.8801 | 2.8082 | 2.9453 | 3.0372 | 3.0263 | 3.0242 | 2.5765 | 2.7158 | 2.2648 | 2.3276 | 2.4729 | 2.5769 | 2.5144 | 2.5189 | 2.5883 | 3.6958 | 3.9442 | 4.5559 | 4.2557 | 3.9583 | 3.5897 | 3.261
2035-04-01 | 3.3423 | 2.9886 | 2.8649 | 2.8428 | 2.7343 | 2.8047 | 2.8253 | 2.7358 | 2.6701 | 2.2261 | 1.8578 | 2.0438 | 2.1027 | 1.9136 | 2.1173 | 2.3546 | 2.7955 | 3.6335 | 4.6134 | 5.1344 | 4.5208 | 4.2432 | 4.1124 | 3.7291
2035-04-02 | 3.3876 | 3.0634 | 3.0179 | 3.0209 | 3.0683 | 3.5693 | 4.6953 | 4.4992 | 4.366 | 3.8499 | 3.5032 | 3.0189 | 3.6142 | 3.597 | 3.637 | 3.6398 | 4.5846 | 5.098 | 5.242 | 4.9066 | 4.2639 | 3.8812 | 3.5091 | 3.3563
2035-04-03 | 3.0685 | 2.8971 | 2.8513 | 2.5378 | 2.3315 | 2.4106 | 2.9033 | 3.7598 | 3.1745 | 2.6423 | 2.9868 | 2.5143 | 2.2164 | 2.3431 | 2.6004 | 2.784 | 4.0013 | 4.7289 | 4.9545 | 5.0199 | 4.8542 | 4.379 | 3.8279 | 3.6732
2035-04-04 | 3.1362 | 2.8984 | 2.8841 | 2.9077 | 2.8891 | 3.2736 | 4.0908 | 4.4367 | 3.2076 | 3.1209 | 3.2861 | 3.0194 | 2.0867 | 2.1953 | 2.8177 | 2.8209 | 3.6442 | 4.4321 | 5.1188 | 5.3518 | 4.9044 | 4.5639 | 4.0348 | 3.3328
2035-04-05 | 3.2654 | 3.139 | 3.0812 | 3.2629 | 3.0978 | 3.4766 | 4.1757 | 4.0759 | 4.2715 | 3.9393 | 3.2715 | 3.537 | 2.6452 | 2.602 | 2.918 | 3.2236 | 4.1023 | 4.3282 | 4.9525 | 5.325 | 4.9601 | 4.34 | 4.5232 | 3.9028
2035-04-06 | 3.1635 | 2.9883 | 2.9157 | 2.9502 | 3.0126 | 3.0653 | 3.3024 | 3.5851 | 3.4608 | 2.9065 | 2.5341 | 2.1978 | 2.2793 | 2.203 | 2.3475 | 3.0862 | 3.0704 | 3.837 | 4.8839 | 5.182 | 4.5963 | 4.1414 | 3.9829 | 3.4814
2035-04-07 | 3.4725 | 3.2661 | 2.9314 | 2.8978 | 3.0472 | 3.2781 | 3.077 | 3.1079 | 2.9457 | 2.6681 | 2.5246 | 2.2743 | 2.3266 | 2.2286 | 2.6522 | 2.9752 | 3.4364 | 4.2002 | 5.0476 | 4.9945 | 4.3285 | 4.511 | 4.4706 | 3.6418
2035-04-08 | 3.3161 | 3.1722 | 3.3834 | 3.0046 | 2.9093 | 2.8686 | 3.0107 | 3.0863 | 2.7359 | 2.8637 | 2.5962 | 2.3156 | 2.0438 | 2.0158 | 2.202 | 2.2763 | 2.9924 | 3.6004 | 4.2763 | 4.9113 | 4.5402 | 4.2172 | 3.6139 | 3.1177
2035-04-09 | 2.967 | 2.9246 | 3.0809 | 2.9083 | 2.9044 | 3.1948 | 4.0978 | 3.9883 | 3.0428 | 2.3783 | 1.9224 | 1.7515 | 1.6277 | 1.7725 | 1.7521 | 1.815 | 2.5139 | 3.7316 | 4.6536 | 5.2518 | 4.6874 | 3.9818 | 3.5524 | 3.1622
2035-04-10 | 3.0609 | 3.042 | 2.8533 | 2.8064 | 3.0021 | 3.3143 | 3.6661 | 3.4193 | 2.9407 | 2.1334 | 1.7863 | 1.6219 | 1.7851 | 1.8847 | 1.5656 | 1.8865 | 2.7747 | 3.9052 | 4.6339 | 5.1481 | 4.893 | 4.282 | 3.7057 | 3.2006
2035-04-11 | 3.1508 | 3.0146 | 2.8607 | 2.8582 | 2.8984 | 3.1533 | 3.3168 | 3.3161 | 2.6766 | 2.1817 | 1.8733 | 1.7049 | 1.6507 | 1.8696 | 1.921 | 2.5074 | 3.1057 | 3.7594 | 4.9425 | 5.3457 | 4.9016 | 3.9715 | 3.6363 | 3.68
2035-04-12 | 3.0871 | 2.9383 | 2.9204 | 3.0208 | 3.1018 | 3.2262 | 3.6087 | 3.5425 | 2.9431 | 2.4118 | 2.1175 | 1.8687 | 1.984 | 1.94 | 1.6417 | 2.0781 | 3.278 | 3.8451 | 4.4907 | 5.3426 | 4.8664 | 4.2311 | 3.6058 | 3.436
2035-04-13 | 3.0906 | 2.945 | 2.871 | 2.8634 | 2.8457 | 3.0125 | 3.941 | 3.8232 | 3.3184 | 2.5788 | 2.182 | 2.084 | 2.1371 | 2.2489 | 2.0029 | 2.5579 | 3.594 | 4.5425 | 5.0979 | 5.3469 | 4.8139 | 4.2943 | 4.2758 | 3.8031
2035-04-14 | 3.6899 | 3.316 | 3.0949 | 3.0483 | 3.1347 | 3.279 | 2.9787 | 2.7817 | 2.4508 | 2.0477 | 1.715 | 1.5962 | 1.5294 | 1.6555 | 1.6784 | 1.8347 | 2.7116 | 3.7018 | 4.4314 | 4.7249 | 3.9818 | 3.7969 | 3.9683 | 3.5976
2035-04-15 | 3.7231 | 3.3434 | 3.086 | 3.0335 | 3.0714 | 3.3529 | 3.4262 | 2.935 | 2.3945 | 2.0411 | 2.0828 | 1.9598 | 1.8877 | 1.7694 | 1.3323 | 1.9502 | 2.6055 | 3.4014 | 4.8167 | 5.2614 | 4.9425 | 4.5252 | 4.1163 | 3.403
2035-04-16 | 3.1949 | 3.2976 | 3.2504 | 3.0376 | 3.0243 | 3.7907 | 4.1699 | 3.8204 | 3.5457 | 2.7404 | 2.2735 | 2.0241 | 2.0163 | 2.2103 | 2.1013 | 2.1925 | 3.0082 | 4.2996 | 5.0913 | 5.1976 | 4.6985 | 4.0834 | 3.4695 | 3.1371
2035-04-17 | 3.1725 | 3.0105 | 2.8709 | 2.9012 | 3.0781 | 3.1841 | 3.6911 | 3.7973 | 3.6123 | 3.0288 | 2.2026 | 1.9452 | 1.8841 | 1.8139 | 2.0046 | 2.2343 | 2.9707 | 3.8277 | 4.8921 | 5.2254 | 4.7257 | 3.7409 | 3.5107 | 3.1377
2035-04-18 | 2.9074 | 3.0283 | 2.8971 | 2.8388 | 2.8612 | 3.1337 | 3.4696 | 3.5129 | 2.8358 | 2.3652 | 2.1056 | 1.8413 | 1.847 | 2.1901 | 1.9539 | 2.3151 | 3.2329 | 4.2661 | 4.7748 | 5.277 | 4.7437 | 4.0451 | 3.548 | 3.2135
2035-04-19 | 3.1169 | 3.2118 | 2.9705 | 2.9276 | 2.9274 | 3.5559 | 4.0948 | 3.6065 | 3.9427 | 3.4344 | 3.2559 | 3.0554 | 3.4067 | 3.0271 | 3.1348 | 3.1988 | 4.0841 | 4.5965 | 4.8112 | 5.2471 | 4.9661 | 4.1624 | 4.1759 | 3.9829
2035-04-20 | 3.3319 | 3.0993 | 3.0334 | 2.9042 | 2.8739 | 3.2481 | 3.4111 | 3.6086 | 3.7729 | 3.2032 | 2.5521 | 2.2372 | 2.3629 | 2.1582 | 2.0461 | 2.1521 | 2.9161 | 3.8425 | 4.0118 | 4.4024 | 4.3418 | 3.8584 | 3.773 | 3.5424
2035-04-21 | 3.2495 | 2.9211 | 2.8316 | 2.7835 | 2.8316 | 2.9214 | 3.4378 | 2.8821 | 2.5483 | 2.4278 | 2.0051 | 1.545 | 1.7265 | 1.4428 | 1.8982 | 2.1126 | 2.8722 | 3.1116 | 4.1097 | 4.7685 | 4.4046 | 3.6658 | 3.7027 | 3.6819
2035-04-22 | 3.0865 | 2.9869 | 3.0286 | 3.0221 | 2.9041 | 2.8728 | 2.7488 | 2.6094 | 2.5729 | 2.3388 | 1.823 | 1.5594 | 1.5894 | 1.4651 | 1.3309 | 1.8266 | 2.5064 | 3.5553 | 4.3486 | 5.1042 | 4.7845 | 3.9279 | 3.561 | 3.4712
2035-04-23 | 3.1374 | 2.8467 | 2.7951 | 2.7536 | 2.838 | 3.2846 | 4.0093 | 3.1989 | 3.1641 | 2.8857 | 2.6366 | 2.0605 | 2.0091 | 2.0258 | 2.045 | 2.3964 | 3.1374 | 4.0463 | 4.7401 | 5.2872 | 4.7612 | 4.0175 | 3.5639 | 3.1979
2035-04-24 | 3.0869 | 3.1788 | 2.8946 | 2.8144 | 2.8226 | 2.9633 | 3.4543 | 2.9395 | 3.0226 | 2.3092 | 2.0651 | 2.0915 | 1.8288 | 1.771 | 2.301 | 2.1001 | 2.5698 | 3.6572 | 4.6932 | 5.0647 | 4.6585 | 3.8208 | 3.3925 | 3.1002
2035-04-25 | 2.9297 | 2.9256 | 2.9739 | 2.8499 | 2.8544 | 3.2132 | 3.5831 | 3.4214 | 3.0829 | 2.676 | 2.2567 | 1.8488 | 1.8664 | 2.0482 | 1.711 | 1.9126 | 2.8492 | 4.0581 | 4.6904 | 5.2663 | 4.7599 | 3.7092 | 3.1478 | 2.8989
2035-04-26 | 2.9325 | 2.8715 | 2.6538 | 2.7142 | 2.806 | 2.8254 | 3.1397 | 3.121 | 3.1122 | 2.7758 | 2.5583 | 2.346 | 2.1845 | 2.383 | 2.3141 | 2.816 | 3.9641 | 4.1831 | 4.7682 | 5.3148 | 4.9318 | 4.0431 | 3.352 | 3.0318
2035-04-27 | 3.057 | 2.9483 | 2.8277 | 2.761 | 2.7993 | 3.0212 | 3.7998 | 3.649 | 3.6043 | 3.7414 | 3.38 | 3.0817 | 2.6554 | 2.561 | 2.9519 | 3.4038 | 3.3394 | 3.5269 | 4.4655 | 4.8199 | 4.1095 | 3.9442 | 3.9974 | 3.176
2035-04-28 | 2.9536 | 2.9615 | 2.8368 | 2.8217 | 2.8494 | 3.1261 | 3.0278 | 3.0971 | 2.9607 | 2.5974 | 2.567 | 2.2596 | 2.137 | 2.4108 | 2.4138 | 2.2934 | 2.5519 | 3.4177 | 4.1531 | 3.8288 | 3.5744 | 3.6387 | 3.2615 | 2.9043
2035-04-29 | 2.854 | 2.9453 | 2.7647 | 2.6823 | 2.7469 | 2.8331 | 3.0068 | 2.6917 | 2.4046 | 2.2055 | 1.7725 | 1.403 | 1.5518 | 1.7799 | 1.9105 | 2.1608 | 2.409 | 3.104 | 3.7469 | 4.1832 | 4.13 | 3.7341 | 3.1249 | 2.8773
2035-04-30 | 2.9784 | 2.8202 | 2.7672 | 2.7661 | 2.8458 | 3.2257 | 3.5684 | 3.3737 | 3.5098 | 2.4858 | 2.1839 | 1.9992 | 1.7674 | 1.8366 | 2.3022 | 2.6515 | 2.4942 | 3.2533 | 4.5035 | 4.7811 | 4.3759 | 4.331 | 4.0096 | 3.1567
2035-05-01 | 2.9591 | 2.9498 | 2.7436 | 2.7522 | 2.7622 | 2.9492 | 3.2504 | 2.5773 | 2.3418 | 2.1207 | 1.8902 | 1.7681 | 1.8354 | 1.8458 | 1.963 | 2.33 | 3.5439 | 4.1079 | 4.4843 | 4.9787 | 4.3958 | 3.6862 | 3.2011 | 2.9583
2035-05-02 | 2.9436 | 2.8107 | 2.7138 | 2.6627 | 2.7405 | 2.9406 | 3.6098 | 4.0454 | 4.011 | 3.833 | 2.9235 | 3.2913 | 3.2066 | 2.9432 | 3.4899 | 3.6729 | 3.6519 | 4.0801 | 4.9115 | 5.2251 | 4.3423 | 3.5921 | 3.8861 | 3.1018
2035-05-03 | 2.8399 | 2.9367 | 2.6839 | 2.4871 | 2.5353 | 2.7879 | 3.4678 | 3.0705 | 3.2729 | 3.0165 | 2.5047 | 2.5403 | 2.9892 | 3.1228 | 3.0272 | 3.2794 | 3.4116 | 4.5886 | 4.8101 | 5.023 | 4.7636 | 4.5117 | 4.015 | 3.2496
2035-05-04 | 2.987 | 2.8522 | 2.9283 | 2.928 | 2.9191 | 3.3209 | 4.2124 | 4.1389 | 3.3118 | 2.5031 | 3.1286 | 3.1362 | 2.9662 | 2.1625 | 2.5341 | 3.406 | 3.6208 | 3.8881 | 5.0147 | 4.9143 | 4.3646 | 4.437 | 4.2353 | 3.4145
2035-05-05 | 3.0848 | 2.9618 | 2.7274 | 2.5993 | 2.5621 | 2.7424 | 2.8033 | 2.566 | 2.3654 | 2.3997 | 2.2849 | 2.0136 | 1.8538 | 1.8862 | 1.8403 | 1.7652 | 2.556 | 3.6019 | 4.3575 | 4.2328 | 4.0942 | 3.9845 | 3.5699 | 3.0132
2035-05-06 | 2.8443 | 2.9009 | 2.8237 | 2.7143 | 2.7316 | 2.7168 | 2.698 | 2.5337 | 2.2875 | 1.9823 | 1.7966 | 1.5178 | 1.202 | 1.3739 | 1.3096 | 1.6291 | 2.1182 | 2.8503 | 4.1706 | 4.7926 | 4.2759 | 3.4451 | 3.5259 | 3.012
2035-05-07 | 2.8257 | 2.7954 | 2.8458 | 2.7071 | 2.7738 | 3.1282 | 4.0314 | 3.47 | 2.7106 | 2.3629 | 1.9887 | 1.9263 | 2.1668 | 2.1434 | 2.1385 | 2.1166 | 2.7194 | 3.6989 | 4.2584 | 4.8676 | 4.5504 | 3.9691 | 3.2181 | 3.0457
2035-05-08 | 2.9366 | 2.7216 | 2.5124 | 2.5543 | 2.7318 | 2.7589 | 2.9061 | 3.0802 | 3.4265 | 3.2227 | 2.699 | 3.4637 | 3.1142 | 3.5489 | 3.1683 | 2.8216 | 3.3717 | 4.0125 | 4.6967 | 5.3551 | 4.9047 | 4.2169 | 3.7827 | 3.6454
2035-05-09 | 2.9688 | 2.858 | 2.7949 | 2.788 | 2.7788 | 3.0793 | 4.0423 | 3.9503 | 3.183 | 2.6115 | 2.0937 | 1.9085 | 1.8332 | 1.7952 | 1.9666 | 2.1649 | 2.7431 | 3.7872 | 4.8895 | 5.3792 | 5.176 | 4.3613 | 3.743 | 3.2053
2035-05-10 | 3.0228 | 3.0708 | 2.8547 | 2.7827 | 2.7885 | 3.1558 | 3.9923 | 3.4065 | 2.953 | 2.4139 | 2.2632 | 2.1531 | 2.1033 | 2.0401 | 2.5495 | 2.5065 | 3.2064 | 4.3517 | 5.1846 | 5.3671 | 5.1463 | 4.5024 | 3.9653 | 3.4802
2035-05-11 | 3.1544 | 3.0174 | 3.0015 | 3.0924 | 3.1637 | 3.3599 | 3.9417 | 3.5567 | 3.227 | 2.5928 | 2.0621 | 1.9404 | 2.1369 | 2.2513 | 2.238 | 2.5644 | 2.9578 | 3.4198 | 4.4799 | 5.1813 | 4.7602 | 4.0533 | 3.7714 | 3.6622
2035-05-12 | 3.0648 | 2.9313 | 3.0497 | 2.8179 | 2.774 | 2.8521 | 3.0315 | 2.9216 | 2.1926 | 1.7127 | 1.4287 | 1.189 | 1.147 | 1.1434 | 1.3682 | 1.7404 | 2.3341 | 3.591 | 4.4404 | 4.9392 | 4.2901 | 3.6574 | 3.5913 | 3.2074
2035-05-13 | 3.0884 | 3.0406 | 2.8014 | 2.7774 | 2.768 | 2.7805 | 2.9749 | 2.7025 | 2.3554 | 2.1518 | 1.8711 | 1.8581 | 2.0086 | 1.7619 | 1.6348 | 1.8663 | 2.5042 | 3.7952 | 4.5317 | 4.988 | 4.3724 | 3.7803 | 3.645 | 3.2812
2035-05-14 | 3.0884 | 2.9049 | 2.7394 | 2.6914 | 2.6285 | 2.8055 | 3.2201 | 2.8722 | 3.0259 | 2.7531 | 2.3981 | 2.2736 | 1.9767 | 1.9553 | 2.1099 | 2.6193 | 3.9283 | 4.5319 | 5.0584 | 4.7898 | 4.0888 | 3.5228 | 3.7117 | 3.2101
2035-05-15 | 2.8244 | 2.9215 | 2.8519 | 2.7218 | 2.7509 | 2.9771 | 4.0895 | 3.7083 | 3.0168 | 2.9359 | 2.3596 | 1.9226 | 1.7328 | 1.91 | 1.7098 | 1.9307 | 3.3829 | 4.4421 | 4.6526 | 4.927 | 4.7522 | 4.15 | 3.5054 | 3.5179
2035-05-16 | 2.9866 | 2.7967 | 2.7485 | 2.7054 | 2.8064 | 2.9892 | 3.0102 | 2.6078 | 2.4655 | 2.1756 | 1.9214 | 1.8036 | 1.8349 | 1.8378 | 1.8199 | 2.0955 | 2.9261 | 4.1318 | 4.9138 | 5.3535 | 5.3261 | 4.7964 | 3.9201 | 3.4245
2035-05-17 | 3.0374 | 3.1854 | 2.8976 | 2.7246 | 2.7802 | 3.1796 | 4.1265 | 3.8462 | 3.2021 | 2.9253 | 2.4336 | 2.3915 | 2.5011 | 2.7023 | 3.2182 | 3.5875 | 4.2752 | 4.6275 | 5.1605 | 5.4049 | 5.044 | 4.5713 | 3.8151 | 3.318
2035-05-18 | 3.134 | 3.0065 | 2.9329 | 2.8538 | 2.8239 | 2.8777 | 3.1002 | 3.4142 | 3.1831 | 2.4305 | 1.9104 | 1.7876 | 1.8424 | 1.633 | 1.5538 | 2.2148 | 2.9733 | 3.4717 | 4.448 | 4.8693 | 4.1559 | 4.1327 | 4.2042 | 3.5809
2035-05-19 | 3.0988 | 2.7925 | 2.7316 | 2.716 | 2.7419 | 2.9192 | 2.8139 | 2.5042 | 2.2119 | 1.907 | 1.5453 | 1.1849 | 1.3826 | 1.3377 | 1.1868 | 1.5987 | 2.4195 | 2.9547 | 3.6971 | 4.594 | 4.1353 | 3.6436 | 3.4018 | 3.3334
2035-05-20 | 3.0471 | 2.8 | 2.763 | 2.8298 | 2.6651 | 2.4731 | 2.3499 | 2.2118 | 2.0036 | 1.4296 | 1.1924 | 0.96163 | 1.0738 | 1.3519 | 1.2201 | 1.6399 | 2.6326 | 4.0344 | 4.9187 | 5.0282 | 4.5744 | 3.6816 | 3.3342 | 2.9525
2035-05-21 | 2.9378 | 2.9079 | 2.7197 | 2.6948 | 2.7251 | 2.9919 | 3.6684 | 3.4633 | 2.8996 | 2.485 | 2.1213 | 2.0741 | 1.8621 | 2.213 | 2.0848 | 2.2848 | 3.5693 | 4.2997 | 4.7515 | 5.0937 | 4.6718 | 3.6276 | 3.3792 | 2.9718
2035-05-22 | 3.023 | 2.9403 | 2.7429 | 2.7621 | 2.9886 | 3.1495 | 3.4448 | 3.345 | 3.2604 | 2.4699 | 2.1158 | 2.2227 | 2.0568 | 2.4907 | 2.1542 | 2.7403 | 3.2917 | 3.9622 | 4.9029 | 5.372 | 4.9431 | 4.1256 | 3.885 | 3.5589
2035-05-23 | 2.9631 | 2.85 | 2.8163 | 2.8251 | 3.0929 | 3.2653 | 3.694 | 3.5371 | 3.2107 | 2.524 | 2.5279 | 2.6246 | 2.1315 | 2.0733 | 2.126 | 2.4707 | 2.9939 | 3.6099 | 4.8047 | 5.2636 | 5.0814 | 4.2049 | 4.0016 | 3.7654
2035-05-24 | 3.0582 | 2.9627 | 2.9944 | 2.6759 | 2.714 | 2.8613 | 3.5029 | 3.1112 | 2.5938 | 2.3541 | 2.0056 | 1.9582 | 1.9716 | 1.921 | 1.7677 | 2.2337 | 2.9471 | 3.8738 | 4.6121 | 4.9307 | 4.5207 | 3.9121 | 3.7712 | 3.5213
2035-05-25 | 3.1744 | 2.997 | 2.8828 | 2.7468 | 2.8098 | 2.793 | 2.9567 | 2.6261 | 2.4973 | 2.1761 | 1.7874 | 1.7758 | 1.6844 | 1.7405 | 1.6329 | 2.2696 | 3.0096 | 4.1457 | 4.3816 | 4.5172 | 3.9376 | 3.6433 | 3.5744 | 3.2969
2035-05-26 | 3.2728 | 3.012 | 2.7912 | 2.8148 | 2.9257 | 2.7509 | 2.5894 | 2.3586 | 2.3389 | 2.0516 | 1.68 | 1.837 | 1.7516 | 1.7059 | 1.5984 | 2.3113 | 2.8538 | 3.3914 | 4.1067 | 4.6018 | 4.2534 | 3.4523 | 3.6617 | 3.4368
2035-05-27 | 2.9485 | 2.8854 | 2.9992 | 2.7934 | 2.7244 | 2.7265 | 2.8531 | 2.749 | 2.2306 | 2.0625 | 1.8648 | 1.5058 | 1.7007 | 1.8217 | 1.9593 | 2.3268 | 2.8325 | 3.7793 | 4.5069 | 4.5899 | 4.1546 | 3.5094 | 3.2929 | 3.0186
2035-05-28 | 3.047 | 2.9824 | 2.737 | 2.719 | 2.8514 | 2.881 | 2.832 | 2.5876 | 2.2715 | 2.028 | 1.8337 | 1.7564 | 1.6231 | 1.7331 | 1.7603 | 2.4043 | 2.8039 | 3.3772 | 4.5318 | 5.0856 | 4.7725 | 4.1591 | 3.5332 | 3.3376
2035-05-29 | 3.1509 | 2.8237 | 2.8283 | 2.9619 | 2.8001 | 3.1494 | 3.6953 | 3.9405 | 4.3577 | 3.9089 | 3.7286 | 3.4826 | 3.2345 | 3.2842 | 4.0987 | 4.5703 | 4.7339 | 4.6677 | 5.354 | 5.4419 | 4.7414 | 4.8365 | 4.6393 | 3.8466
2035-05-30 | 3.4933 | 3.3074 | 3.2788 | 3.4066 | 3.0535 | 3.3705 | 3.967 | 3.5396 | 2.7675 | 2.4364 | 2.2188 | 2.1203 | 1.9733 | 1.8208 | 1.9893 | 2.2768 | 2.9308 | 4.0842 | 5.0402 | 5.3884 | 5.2308 | 4.9474 | 4.3334 | 3.8697
2035-05-31 | 3.6945 | 3.3065 | 3.0539 | 3.1066 | 3.2352 | 3.2621 | 3.5619 | 3.5165 | 3.4851 | 2.5494 | 2.3427 | 2.1218 | 1.7909 | 2.0969 | 2.8232 | 3.0285 | 3.3817 | 3.7306 | 4.8119 | 5.2843 | 5.0688 | 4.3815 | 3.949 | 3.5458
2035-06-01 | 3.4509 | 3.2825 | 3.2305 | 3.1655 | 3.1859 | 3.4651 | 3.7405 | 3.8141 | 3.5921 | 2.7403 | 2.8749 | 2.1034 | 2.1789 | 2.3853 | 2.4588 | 2.0473 | 2.7457 | 3.8237 | 4.0436 | 4.5182 | 4.0018 | 3.8951 | 3.9448 | 3.8356
2035-06-02 | 3.4192 | 3.1462 | 2.9586 | 2.9143 | 2.9539 | 3.0041 | 2.7668 | 2.643 | 2.3139 | 1.8056 | 1.4953 | 1.0001 | 1.157 | 1.1992 | 1.1124 | 1.4965 | 2.3671 | 3.27 | 4.1348 | 4.6835 | 4.058 | 3.7675 | 3.6741 | 3.368
2035-06-03 | 3.5071 | 3.2468 | 3.0293 | 2.9661 | 2.8724 | 2.967 | 2.8449 | 2.6037 | 2.4188 | 2.1673 | 1.853 | 1.5714 | 1.6532 | 1.6746 | 1.2806 | 1.8062 | 2.419 | 3.0452 | 4.3397 | 5.0137 | 4.8595 | 4.7597 | 4.0006 | 3.7252
2035-06-04 | 3.3523 | 3.117 | 3.1127 | 3.1507 | 2.9388 | 3.0439 | 3.2166 | 3.4036 | 3.0192 | 2.8608 | 2.5367 | 2.2734 | 2.3296 | 2.3488 | 2.488 | 3.1759 | 4.2906 | 4.2097 | 4.5461 | 5.2944 | 5.1381 | 4.8981 | 4.2031 | 3.8594
2035-06-05 | 3.6334 | 3.1797 | 3.0938 | 3.256 | 3.12 | 3.2799 | 3.5604 | 3.9639 | 3.8526 | 3.2009 | 2.8891 | 2.8925 | 2.4439 | 2.6239 | 2.6625 | 3.3591 | 3.7991 | 4.2039 | 4.9005 | 5.2353 | 4.9799 | 4.2849 | 4.03 | 3.8767
2035-06-06 | 3.1826 | 3.1386 | 3.1029 | 3.066 | 3.1386 | 3.4864 | 3.7683 | 3.6143 | 2.5047 | 2.0667 | 2.3301 | 2.2925 | 2.1461 | 2.0349 | 2.0252 | 2.1531 | 3.0614 | 3.7731 | 4.6855 | 5.1757 | 4.9783 | 4.748 | 4.0533 | 3.7849
2035-06-07 | 3.5364 | 3.217 | 3.0939 | 3.129 | 3.1024 | 3.1009 | 3.3792 | 3.1536 | 2.879 | 2.6127 | 2.282 | 2.3856 | 2.0782 | 1.8904 | 2.0167 | 2.5612 | 3.2405 | 3.8499 | 4.5795 | 4.8834 | 4.7207 | 4.0936 | 3.6725 | 3.2675
2035-06-08 | 3.1582 | 3.0616 | 2.9394 | 2.8918 | 2.8883 | 2.9392 | 3.4307 | 3.6885 | 3.2792 | 2.882 | 2.5905 | 2.3987 | 2.806 | 2.8521 | 2.3328 | 2.6652 | 3.2843 | 3.9484 | 4.5084 | 4.7846 | 4.5654 | 4.0649 | 3.9917 | 3.6503
2035-06-09 | 3.5056 | 3.2468 | 3.0539 | 3.0825 | 3.0911 | 2.9333 | 2.8345 | 2.8321 | 2.5164 | 2.0681 | 1.5279 | 1.6048 | 2.0237 | 1.7566 | 1.6071 | 1.8108 | 2.3784 | 3.1292 | 4.1478 | 4.4829 | 4.3796 | 4.3026 | 3.6825 | 3.431
2035-06-10 | 3.341 | 3.3263 | 3.0546 | 3.0034 | 2.9113 | 2.8501 | 2.8702 | 2.8224 | 2.5418 | 2.1276 | 1.7713 | 1.7011 | 1.603 | 1.845 | 1.5563 | 1.7599 | 2.2297 | 2.9493 | 4.2583 | 5.0295 | 4.7718 | 4.2422 | 3.897 | 3.4858
2035-06-11 | 3.4353 | 3.1127 | 2.9885 | 2.9549 | 2.9826 | 2.9885 | 2.953 | 3.1276 | 2.7797 | 2.5762 | 2.3007 | 1.6888 | 1.6029 | 1.661 | 1.8897 | 2.2356 | 2.4184 | 3.7147 | 4.4425 | 4.996 | 4.8962 | 4.2713 | 3.6801 | 3.5415
2035-06-12 | 3.3497 | 3.0593 | 3.0261 | 3.1923 | 2.9483 | 3.0068 | 3.1987 | 3.4253 | 2.7634 | 2.5647 | 2.3231 | 2.064 | 2.092 | 2.2782 | 2.2022 | 2.7327 | 3.9414 | 4.4677 | 4.9619 | 5.2536 | 5.2665 | 4.7015 | 4.1705 | 3.6805
2035-06-13 | 3.3258 | 3.216 | 3.3695 | 3.093 | 3.0195 | 3.1868 | 4.1125 | 3.9077 | 3.2121 | 2.9743 | 2.8452 | 2.2459 | 2.1859 | 2.9067 | 3.0866 | 2.8609 | 3.787 | 4.4719 | 4.8683 | 5.2654 | 5.1868 | 4.609 | 4.2714 | 4.1084
2035-06-14 | 3.902 | 3.6445 | 3.2838 | 3.1664 | 3.0237 | 3.4984 | 3.5073 | 3.2649 | 3.2727 | 2.8344 | 3.7997 | 3.5471 | 2.7157 | 2.4728 | 2.8622 | 3.1017 | 3.6167 | 4.3685 | 4.8901 | 5.2698 | 5.1379 | 4.7389 | 3.923 | 3.5029
2035-06-15 | 3.215 | 3.1425 | 3.1954 | 3.0465 | 3.0384 | 3.0745 | 3.8416 | 3.8619 | 3.2273 | 2.6321 | 2.5194 | 2.1611 | 2.1744 | 2.457 | 2.3229 | 2.6975 | 3.1187 | 3.9701 | 4.7922 | 5.0065 | 5.0155 | 4.7218 | 4.2081 | 4.0391
2035-06-16 | 3.5677 | 3.1964 | 3.0748 | 3.1924 | 3.0481 | 2.9958 | 2.8612 | 2.914 | 2.7228 | 2.5416 | 2.3841 | 2.315 | 2.0475 | 2.1193 | 1.8604 | 2.2172 | 2.5117 | 3.5809 | 4.56 | 4.6422 | 4.4834 | 4.1685 | 3.6058 | 3.3165
2035-06-17 | 3.2765 | 3.1198 | 2.9819 | 2.9511 | 3.0464 | 2.9353 | 2.8117 | 2.8353 | 2.4258 | 1.9516 | 1.5946 | 1.3825 | 1.5371 | 1.6497 | 2.116 | 2.0755 | 2.2924 | 2.841 | 3.8644 | 4.4543 | 4.5463 | 3.7835 | 3.4481 | 3.206
2035-06-18 | 3.1923 | 3.0055 | 2.8694 | 2.809 | 2.9435 | 3.0638 | 3.1346 | 3.2956 | 3.3133 | 2.6866 | 2.4434 | 2.2897 | 2.3182 | 2.3193 | 1.9032 | 2.5377 | 3.5808 | 3.8986 | 4.6844 | 5.0112 | 5.2554 | 4.9622 | 4.5802 | 4.0502
2035-06-19 | 3.4665 | 3.1076 | 3.0758 | 3.031 | 3.0698 | 3.2209 | 3.3599 | 3.7527 | 3.3024 | 2.8958 | 2.7056 | 2.5233 | 2.3329 | 2.1411 | 2.0963 | 2.562 | 2.9083 | 3.8345 | 4.8601 | 5.2392 | 5.27 | 4.768 | 4.9098 | 4.599
2035-06-20 | 4.4323 | 3.9024 | 3.5377 | 3.5217 | 3.6627 | 3.7848 | 3.044 | 3.1341 | 3.0987 | 2.6032 | 2.0869 | 2.08 | 1.9529 | 2.0362 | 2.1326 | 2.0853 | 3.0257 | 4.4637 | 4.9351 | 5.2436 | 5.2013 | 4.9326 | 4.3214 | 3.7429
2035-06-21 | 4.6195 | 4.5877 | 4.0974 | 3.909 | 3.7187 | 4.3686 | 3.4573 | 3.2698 | 3.3271 | 2.7082 | 2.406 | 2.2951 | 2.09 | 2.0656 | 1.7625 | 2.5359 | 2.8373 | 3.5296 | 4.5457 | 5.0616 | 4.9834 | 4.631 | 4.6411 | 4.8111
2035-06-22 | 4.5512 | 3.824 | 3.6618 | 3.7034 | 3.974 | 3.7554 | 3.23 | 3.5758 | 3.4639 | 3.1103 | 2.8595 | 2.5159 | 2.5173 | 2.1495 | 2.2377 | 2.8051 | 2.8265 | 3.415 | 4.1044 | 4.5449 | 4.4751 | 4.5238 | 4.0926 | 3.6409
2035-06-23 | 3.3008 | 3.4312 | 3.2856 | 3.0642 | 2.9426 | 3.002 | 2.9263 | 2.7792 | 2.315 | 1.8263 | 1.6023 | 1.3766 | 1.6445 | 1.6361 | 1.3103 | 1.6612 | 2.3066 | 2.9292 | 3.7448 | 4.3154 | 4.2785 | 4.1395 | 4.2828 | 4.2827
2035-06-24 | 4.3824 | 3.9741 | 3.6147 | 3.503 | 3.4641 | 3.7008 | 2.7218 | 2.7755 | 2.5489 | 2.1089 | 1.8072 | 1.8103 | 1.7439 | 1.8136 | 2.0483 | 1.6393 | 2.2591 | 3.1727 | 4.1118 | 4.7918 | 4.6864 | 4.0717 | 4.3861 | 4.6681
2035-06-25 | 3.6699 | 3.0702 | 2.9627 | 2.9505 | 2.9336 | 3.3197 | 3.2114 | 3.4431 | 3.7465 | 3.125 | 2.5911 | 2.6147 | 2.7879 | 2.2078 | 2.0082 | 2.3181 | 3.0254 | 4.3795 | 5.141 | 5.2797 | 5.2093 | 4.8244 | 4.8788 | 4.9458
2035-06-26 | 4.4938 | 3.9768 | 4.0731 | 4.0561 | 3.783 | 4.1677 | 3.7026 | 4.2064 | 3.6932 | 2.9743 | 2.5699 | 2.5221 | 2.514 | 2.5815 | 2.4174 | 2.5106 | 1.7159 | 2.7116 | 3.5114 | 4.7283 | 5.303 | 4.6083 | 4.1152 | 3.3664
2035-06-27 | 3.0775 | 2.9759 | 2.8983 | 2.8566 | 2.8618 | 2.9866 | 2.9569 | 3.0213 | 2.6337 | 2.3701 | 2.1897 | 2.0208 | 1.9132 | 1.8912 | 1.7651 | 2.138 | 3.3046 | 4.1707 | 5.0984 | 5.2791 | 5.287 | 5.1103 | 4.9335 | 4.2213
2035-06-28 | 3.704 | 3.3915 | 3.2655 | 3.2015 | 3.2361 | 3.3739 | 3.4856 | 4.2284 | 3.7822 | 3.3481 | 3.1084 | 3.1093 | 2.9345 | 2.5992 | 3.0016 | 3.475 | 3.5246 | 4.1093 | 4.7558 | 5.1734 | 5.0502 | 4.6991 | 4.5202 | 3.7786
2035-06-29 | 3.2505 | 3.11 | 3.0339 | 3.0348 | 3.1091 | 2.9383 | 3.018 | 3.0639 | 2.7152 | 2.2761 | 2.0181 | 2.1692 | 2.3609 | 2.2388 | 2.3759 | 2.8371 | 3.2634 | 3.7706 | 4.2497 | 4.7462 | 4.8143 | 4.5145 | 4.2487 | 3.5172
2035-06-30 | 3.3593 | 3.3192 | 3.0126 | 2.9794 | 2.8772 | 2.9692 | 3.0175 | 2.7459 | 2.5499 | 2.3681 | 2.0198 | 1.6057 | 1.9329 | 2.1948 | 2.1373 | 2.1103 | 2.3116 | 3.2833 | 4.0362 | 4.2906 | 4.358 | 4.1046 | 3.7605 | 3.2996
2035-07-01 | 3.2415 | 3.1625 | 2.9765 | 2.937 | 2.8584 | 3.0039 | 2.9005 | 2.6575 | 2.4491 | 2.2204 | 2.0795 | 1.6801 | 1.7865 | 1.6267 | 1.9652 | 2.1361 | 2.4892 | 2.9049 | 3.8897 | 4.0748 | 3.9404 | 3.5855 | 3.657 | 3.2332
2035-07-02 | 2.9978 | 2.992 | 3.0251 | 2.8309 | 2.8716 | 2.9563 | 3.2607 | 3.3394 | 3.0823 | 2.7241 | 2.2853 | 2.0996 | 1.9184 | 2.2366 | 2.4765 | 2.6145 | 3.4393 | 4.4846 | 4.9066 | 5.2843 | 5.0235 | 4.7903 | 4.0093 | 3.4974
2035-07-03 | 3.3668 | 3.3478 | 3.2171 | 3.1409 | 3.0989 | 3.3123 | 3.281 | 3.348 | 3.4144 | 2.8182 | 2.3338 | 2.0131 | 2.1184 | 2.2547 | 2.158 | 2.3381 | 2.8879 | 3.7595 | 4.4357 | 4.8672 | 4.8586 | 5.3901 | 4.7343 | 4.3168
2035-07-04 | 3.9781 | 4.1441 | 3.5469 | 3.5388 | 3.3458 | 3.4262 | 3.3812 | 3.0508 | 2.7132 | 2.2616 | 1.9789 | 1.7936 | 2.1184 | 1.8484 | 1.8204 | 1.9835 | 2.9871 | 3.729 | 3.9492 | 4.2342 | 4.2163 | 4.7857 | 4.9355 | 4.4659
2035-07-05 | 4.3385 | 3.931 | 3.5589 | 3.5719 | 3.5859 | 4.1125 | 3.7441 | 3.2626 | 3.091 | 2.6659 | 2.3967 | 2.2054 | 2.1616 | 2.1808 | 2.653 | 2.3949 | 3.1103 | 4.1553 | 4.8623 | 5.1649 | 5.0263 | 5.024 | 4.9202 | 4.5529
2035-07-06 | 4.4045 | 4.1286 | 3.7212 | 3.7651 | 3.7896 | 3.6592 | 3.8632 | 3.7023 | 3.3736 | 3.0554 | 2.3589 | 2.2374 | 2.2564 | 2.2027 | 2.2616 | 2.3876 | 3.0503 | 3.5948 | 3.6724 | 4.5795 | 4.5208 | 5.2001 | 4.8999 | 4.5498
2035-07-07 | 4.2026 | 3.8655 | 3.4562 | 3.4454 | 3.6343 | 3.4822 | 3.2069 | 2.9476 | 2.6497 | 2.2914 | 2.2025 | 2.1246 | 2.093 | 2.1242 | 2.1574 | 2.172 | 2.5606 | 2.8201 | 3.7505 | 4.031 | 3.9305 | 3.5218 | 3.2529 | 3.1181
2035-07-08 | 3.0858 | 3.1044 | 2.9228 | 2.8956 | 2.767 | 2.901 | 2.7184 | 2.415 | 2.1348 | 1.7962 | 1.4812 | 1.6272 | 1.3755 | 1.2364 | 1.5282 | 1.6028 | 2.1157 | 2.8965 | 3.7781 | 4.4028 | 3.9272 | 3.7539 | 3.5602 | 3.1084
2035-07-09 | 2.9879 | 2.9964 | 2.9225 | 2.8402 | 2.964 | 3.0319 | 2.9365 | 3.0769 | 2.8588 | 2.442 | 1.9859 | 1.7735 | 1.7123 | 2.0101 | 1.9461 | 2.1324 | 2.8409 | 4.0565 | 4.7514 | 5.1027 | 4.9249 | 5.1137 | 4.9291 | 4.9168
2035-07-10 | 4.4318 | 4.0213 | 3.3835 | 3.3597 | 3.3408 | 3.531 | 4.144 | 3.5989 | 3.1967 | 2.6383 | 2.6199 | 2.5271 | 2.1467 | 2.5633 | 2.7301 | 2.6618 | 2.8315 | 3.9877 | 4.409 | 4.9051 | 4.749 | 5.3177 | 4.7542 | 4.2625
2035-07-11 | 3.9009 | 3.9344 | 3.7124 | 3.5114 | 3.3547 | 3.717 | 3.7665 | 3.1753 | 2.712 | 2.4609 | 2.2728 | 2.3253 | 2.3177 | 2.571 | 2.7944 | 2.8937 | 2.9234 | 3.3261 | 4.071 | 4.9877 | 4.885 | 5.3835 | 5.1368 | 4.4018
2035-07-12 | 4.4115 | 4.1878 | 3.7277 | 3.6417 | 3.7806 | 3.9839 | 3.9303 | 3.3891 | 3.2364 | 2.721 | 2.4467 | 2.3855 | 2.9459 | 2.5796 | 2.4847 | 2.6034 | 2.9162 | 3.8508 | 4.4463 | 4.8998 | 4.7103 | 5.0619 | 4.9959 | 4.4408
2035-07-13 | 4.2212 | 4.3288 | 3.8206 | 3.5445 | 3.2654 | 3.4662 | 3.4812 | 2.9725 | 2.9237 | 2.8087 | 2.7209 | 2.4263 | 2.1392 | 2.1645 | 2.264 | 2.3672 | 3.0377 | 3.5424 | 4.1937 | 4.7724 | 4.1971 | 4.983 | 5.4679 | 4.6744
2035-07-14 | 4.2138 | 4.1549 | 3.7309 | 3.5526 | 3.6299 | 3.659 | 3.1031 | 2.951 | 2.6609 | 2.3665 | 2.063 | 1.7118 | 1.7503 | 1.9381 | 2.1747 | 1.978 | 2.5369 | 2.8641 | 3.4201 | 4.2701 | 4.4116 | 4.8995 | 5.1832 | 4.6934
2035-07-15 | 3.3867 | 3.1359 | 3.2824 | 3.0745 | 2.9112 | 2.8867 | 2.9487 | 2.8249 | 2.5035 | 2.452 | 2.1629 | 1.4539 | 1.5538 | 1.6927 | 1.687 | 2.1061 | 2.5872 | 3.4295 | 4.1 | 4.6559 | 4.1226 | 3.6278 | 3.8321 | 3.5159
2035-07-16 | 3.291 | 3.0298 | 3.0061 | 3.1235 | 3.028 | 3.0526 | 3.0355 | 3.823 | 3.4586 | 2.6998 | 2.3415 | 2.3883 | 2.4393 | 2.2994 | 2.5167 | 2.561 | 2.9007 | 3.8761 | 4.7067 | 5.1795 | 5.0588 | 5.3349 | 5.1192 | 4.8254
2035-07-17 | 4.5472 | 3.9349 | 4.0751 | 4.1986 | 3.6504 | 3.904 | 4.2085 | 3.8212 | 3.3567 | 3.0914 | 2.4246 | 2.2587 | 2.3789 | 2.493 | 2.7056 | 2.7078 | 3.4508 | 4.2002 | 4.639 | 5.2007 | 5.0216 | 5.1517 | 5.0818 | 4.5744
2035-07-18 | 4.0739 | 4.2772 | 3.9746 | 3.8009 | 3.5917 | 4.0714 | 4.3158 | 3.3435 | 3.5028 | 2.8084 | 2.4574 | 2.4372 | 2.1039 | 2.216 | 2.6084 | 2.8122 | 3.4434 | 4.1265 | 4.6994 | 5.1414 | 4.8695 | 4.8203 | 4.7837 | 4.4583
2035-07-19 | 4.5694 | 4.307 | 3.8499 | 3.7434 | 3.7944 | 3.7159 | 3.8759 | 3.3252 | 2.9835 | 2.5536 | 2.1369 | 2.1234 | 2.1719 | 1.9694 | 2.3187 | 2.592 | 2.959 | 3.6813 | 4.2856 | 4.7636 | 4.7806 | 4.8575 | 5.3887 | 4.8156
2035-07-20 | 4.0132 | 3.6762 | 3.8168 | 4.0015 | 3.4671 | 3.6879 | 4.3271 | 3.6097 | 3.1996 | 2.9726 | 2.5643 | 2.3143 | 2.2853 | 2.4851 | 2.6082 | 2.4668 | 3.3114 | 3.4732 | 3.4226 | 4.0756 | 4.21 | 4.6284 | 4.7319 | 4.7271
2035-07-21 | 4.1146 | 3.6209 | 3.8617 | 3.5456 | 3.2696 | 3.5688 | 3.8166 | 3.0094 | 2.4431 | 2.1032 | 1.5926 | 1.2167 | 1.2442 | 1.7075 | 2.1078 | 2.0539 | 2.5161 | 3.0937 | 3.4858 | 3.7292 | 4.0356 | 4.656 | 4.523 | 4.7643
2035-07-22 | 3.6613 | 3.3033 | 3.0524 | 2.9816 | 2.8278 | 2.8464 | 2.8649 | 2.7115 | 2.3944 | 2.2303 | 1.9605 | 1.8748 | 1.7584 | 1.8129 | 2.0906 | 2.4737 | 2.8184 | 3.468 | 4.4825 | 4.9088 | 4.4293 | 4.3452 | 4.5811 | 4.212
2035-07-23 | 3.2271 | 2.9686 | 3.0016 | 3.105 | 2.9843 | 3.0422 | 3.3017 | 3.4457 | 3.0567 | 2.7887 | 2.6351 | 2.4593 | 2.4971 | 2.5926 | 2.4931 | 2.8317 | 3.8739 | 4.7253 | 5.1031 | 5.4316 | 4.8123 | 5.2362 | 5.1697 | 5.2149
2035-07-24 | 4.823 | 4.5007 | 4.064 | 3.945 | 3.7308 | 4.4244 | 4.4826 | 3.6185 | 3.641 | 2.9988 | 2.5258 | 2.1366 | 2.3547 | 2.3234 | 2.4762 | 2.8828 | 3.4585 | 3.9825 | 4.7987 | 5.0147 | 4.5927 | 5.4544 | 5.4043 | 4.6674
2035-07-25 | 3.6786 | 3.569 | 3.9168 | 4.1585 | 3.6025 | 3.9653 | 4.6073 | 3.7356 | 3.2037 | 2.7868 | 2.3212 | 2.4325 | 2.8171 | 2.7432 | 2.6141 | 2.7769 | 3.0158 | 4.0222 | 4.7038 | 5.1954 | 5.0841 | 5.0396 | 4.9577 | 4.5175
2035-07-26 | 4.4611 | 4.2426 | 3.7943 | 3.9003 | 3.8221 | 3.8368 | 3.9453 | 3.8596 | 3.2616 | 2.7554 | 2.6052 | 2.5793 | 2.3178 | 2.1955 | 2.5514 | 2.5145 | 3.2289 | 3.548 | 4.6164 | 5.2537 | 5.162 | 5.3395 | 5.2481 | 4.6763
2035-07-27 | 4.4966 | 4.4034 | 3.8757 | 3.672 | 3.8851 | 4.1474 | 3.9784 | 3.5805 | 3.8553 | 2.8933 | 2.6431 | 2.4038 | 2.2196 | 2.1444 | 2.2163 | 2.7058 | 2.9881 | 3.902 | 4.5671 | 5.1972 | 4.9705 | 5.481 | 5.5193 | 4.5943
2035-07-28 | 4.3617 | 4.629 | 4.4682 | 3.9661 | 3.5001 | 3.9007 | 3.9835 | 2.9644 | 2.5903 | 2.4523 | 1.9082 | 1.6942 | 1.8942 | 1.6232 | 1.612 | 1.8118 | 2.4924 | 3.0874 | 3.6149 | 4.4483 | 4.2611 | 4.7125 | 4.6217 | 4.6941
2035-07-29 | 4.3713 | 3.7959 | 3.5694 | 3.4398 | 3.0589 | 2.9494 | 3.0411 | 2.7934 | 2.2765 | 1.9699 | 1.8423 | 1.6469 | 1.6532 | 1.8079 | 1.4339 | 1.7547 | 2.5112 | 3.2261 | 4.2438 | 4.955 | 4.5835 | 3.6868 | 3.3806 | 3.3683
2035-07-30 | 3.3037 | 3.1254 | 3.2376 | 4.0419 | 3.54 | 3.619 | 3.4154 | 3.7032 | 3.5262 | 3.4014 | 2.9737 | 2.5649 | 2.4545 | 2.8249 | 2.8701 | 3.5153 | 4.0124 | 4.9765 | 5.1436 | 5.4314 | 5.4255 | 5.4498 | 5.3591 | 5.2433
2035-07-31 | 4.7686 | 4.3772 | 3.9794 | 4.0972 | 4.1535 | 4.1157 | 4.3108 | 3.7265 | 3.7141 | 3.1298 | 2.7378 | 2.4127 | 2.1037 | 2.233 | 2.7073 | 3.0929 | 3.6456 | 4.0689 | 4.9533 | 5.412 | 5.1648 | 5.4199 | 5.1106 | 4.8875
2035-08-01 | 4.8865 | 4.2254 | 4.0134 | 4.1487 | 3.9908 | 4.1269 | 4.5392 | 3.9373 | 3.452 | 2.652 | 2.6517 | 2.2255 | 2.0628 | 1.9291 | 2.3578 | 2.4844 | 3.0907 | 4.1056 | 4.8536 | 5.4988 | 5.234 | 5.405 | 5.2729 | 5.032
2035-08-02 | 5.1158 | 4.8027 | 4.0846 | 3.8629 | 3.8976 | 4.4919 | 4.7981 | 4.4559 | 4.0805 | 3.2754 | 3.173 | 2.7932 | 2.4099 | 2.3471 | 2.6402 | 2.9231 | 3.3091 | 3.6582 | 4.7768 | 5.2106 | 4.6249 | 5.2358 | 4.9078 | 4.6191
2035-08-03 | 4.5066 | 4.5037 | 3.8958 | 3.5568 | 3.5385 | 3.5988 | 3.7381 | 3.2101 | 3.0678 | 2.7056 | 2.3367 | 2.1395 | 2.2648 | 2.2106 | 2.1908 | 2.7882 | 3.2681 | 3.5592 | 3.9194 | 4.4733 | 3.7375 | 4.2983 | 4.761 | 4.6706
2035-08-04 | 4.0762 | 3.4272 | 3.1192 | 3.142 | 2.9802 | 2.942 | 2.936 | 3.0255 | 2.7428 | 2.0355 | 1.9454 | 1.9402 | 1.8176 | 2.0049 | 1.642 | 2.1477 | 2.8035 | 3.4617 | 4.2133 | 4.811 | 4.4386 | 4.3032 | 4.8268 | 4.637
2035-08-05 | 4.072 | 3.3175 | 3.199 | 3.1719 | 2.8427 | 2.9012 | 2.9132 | 2.9818 | 2.7139 | 2.2806 | 2.0607 | 1.8911 | 1.7901 | 1.8823 | 1.7093 | 1.9276 | 2.5394 | 3.3024 | 4.0742 | 5.1646 | 4.9001 | 4.0988 | 3.3747 | 3.1877
2035-08-06 | 3.1509 | 3.1406 | 2.985 | 3.0181 | 3.3901 | 3.8696 | 3.6629 | 3.2068 | 3.232 | 2.8208 | 2.8348 | 2.4637 | 2.4727 | 2.3051 | 2.2642 | 2.3989 | 3.4269 | 4.2868 | 4.7097 | 5.3862 | 4.7876 | 5.0221 | 4.9128 | 4.8525
2035-08-07 | 4.3528 | 4.2182 | 3.7671 | 3.9192 | 3.8459 | 3.9172 | 4.138 | 3.607 | 3.2347 | 2.7197 | 2.3887 | 2.5664 | 2.4233 | 2.2727 | 2.6295 | 2.7529 | 3.3231 | 3.8705 | 5.0007 | 5.5704 | 5.0257 | 5.555 | 5.5563 | 4.416
2035-08-08 | 3.8499 | 4.2008 | 3.8651 | 3.5707 | 3.5008 | 4.1147 | 4.1232 | 3.3441 | 3.4374 | 2.8451 | 2.6986 | 2.5415 | 2.5141 | 2.4689 | 2.6215 | 2.8988 | 4.0814 | 3.9927 | 4.951 | 5.5553 | 5.2096 | 5.5159 | 5.523 | 5.087
2035-08-09 | 4.442 | 4.2774 | 4.1467 | 4.5054 | 4.2361 | 4.1018 | 4.5618 | 3.9927 | 3.6409 | 3.0378 | 2.8549 | 2.7273 | 3.0272 | 3.437 | 3.8343 | 3.5884 | 4.5778 | 4.9587 | 5.4972 | 5.5521 | 4.9843 | 5.237 | 5.4631 | 4.2202
2035-08-10 | 3.8419 | 4.1917 | 3.9018 | 3.9646 | 3.7876 | 4.6244 | 4.7371 | 3.7126 | 3.3749 | 2.8588 | 2.6047 | 2.6331 | 2.2366 | 2.3847 | 2.5842 | 2.5941 | 2.9702 | 4.0888 | 4.905 | 5.1319 | 4.8166 | 5.1605 | 4.973 | 4.711
2035-08-11 | 4.3746 | 4.2136 | 3.6721 | 3.7448 | 3.338 | 3.1815 | 3.2275 | 2.8997 | 2.6327 | 2.1913 | 1.8338 | 1.7448 | 1.8757 | 1.9206 | 1.9358 | 2.3147 | 3.0302 | 3.6893 | 4.4524 | 5.5102 | 5.1588 | 5.4023 | 4.8447 | 4.5273
2035-08-12 | 3.8163 | 3.2613 | 3.1818 | 3.2597 | 3.1885 | 3.1381 | 3.0971 | 2.8146 | 2.603 | 2.1251 | 1.7621 | 1.9744 | 1.8628 | 1.8144 | 1.7464 | 2.0627 | 2.5798 | 3.5585 | 4.3609 | 5.1288 | 4.927 | 3.8282 | 3.5632 | 3.5091
2035-08-13 | 3.2254 | 3.3936 | 3.4719 | 3.5099 | 3.0257 | 3.1876 | 3.5004 | 3.6006 | 3.3166 | 2.6639 | 2.771 | 2.6933 | 2.5851 | 2.7462 | 2.7174 | 3.2998 | 4.0036 | 4.6176 | 5.4058 | 5.5692 | 5.2881 | 5.2326 | 5.1063 | 4.6533
2035-08-14 | 4.7913 | 4.2959 | 3.8952 | 4.0599 | 3.9911 | 4.1591 | 4.8428 | 3.8181 | 3.6697 | 2.9818 | 2.421 | 2.5823 | 2.7596 | 2.7447 | 2.6581 | 2.9468 | 3.616 | 4.219 | 5.0515 | 5.5412 | 5.0204 | 4.9491 | 5.1689 | 4.8625
2035-08-15 | 3.9404 | 3.9228 | 4.0982 | 3.7511 | 3.7538 | 4.6168 | 4.4807 | 3.7002 | 3.4668 | 2.7337 | 2.2712 | 2.0653 | 2.2742 | 2.1883 | 2.3417 | 2.7731 | 3.66 | 4.5594 | 5.2753 | 5.5534 | 5.4183 | 5.5718 | 5.0996 | 4.5474
2035-08-16 | 4.418 | 4.4642 | 3.9554 | 3.7799 | 3.9676 | 4.0169 | 3.7971 | 3.4716 | 3.3443 | 2.9984 | 2.923 | 3.3238 | 3.0778 | 2.5419 | 2.5185 | 2.9291 | 3.6469 | 4.6319 | 5.3203 | 5.3948 | 4.8478 | 5.5471 | 5.7196 | 5.5677
2035-08-17 | 4.6937 | 4.6417 | 4.9027 | 4.4758 | 4.1894 | 4.692 | 4.2836 | 3.1939 | 2.9278 | 2.5508 | 2.4281 | 2.3947 | 2.3337 | 2.4865 | 2.2402 | 2.5504 | 3.8508 | 4.8577 | 5.3206 | 5.5222 | 5.2608 | 5.6193 | 5.5754 | 5.2612
2035-08-18 | 5.2078 | 4.7375 | 4.3108 | 3.8425 | 3.7645 | 4.3035 | 3.8531 | 2.9845 | 2.8778 | 2.608 | 2.2203 | 2.0417 | 2.2505 | 2.3302 | 2.3144 | 2.7502 | 3.1773 | 3.8486 | 4.5668 | 4.5061 | 4.4161 | 5.2203 | 5.1847 | 4.4291
2035-08-19 | 3.9526 | 3.4725 | 3.4961 | 3.4482 | 3.1522 | 3.1255 | 2.9747 | 2.9044 | 2.6088 | 2.2607 | 1.8648 | 1.7897 | 1.8469 | 2.0673 | 2.1977 | 2.0733 | 2.8869 | 3.8517 | 4.7395 | 5.4852 | 5.2051 | 4.9227 | 4.723 | 4.3133
2035-08-20 | 4.1153 | 3.9638 | 3.2347 | 3.1453 | 3.2349 | 3.7677 | 3.7633 | 3.6236 | 3.631 | 3.3327 | 3.1524 | 2.6794 | 2.7044 | 2.799 | 2.7926 | 3.1168 | 4.0239 | 4.6149 | 5.231 | 5.338 | 5.0901 | 5.5498 | 5.1346 | 4.9339
2035-08-21 | 4.8656 | 4.3599 | 4.145 | 4.5524 | 3.7896 | 4.3782 | 5.0879 | 4.3897 | 4.1268 | 2.8677 | 2.6159 | 2.7358 | 2.9808 | 2.9861 | 3.0735 | 3.303 | 3.7248 | 4.4792 | 4.9215 | 5.5576 | 4.8447 | 5.0215 | 5.1314 | 4.6432
2035-08-22 | 4.3848 | 4.2095 | 3.7327 | 3.6847 | 3.7634 | 4.1786 | 4.8797 | 4.1793 | 3.1536 | 2.9519 | 2.5186 | 2.3289 | 2.3757 | 2.743 | 3.0517 | 3.0281 | 3.9762 | 4.7327 | 4.461 | 4.8835 | 4.9013 | 5.1955 | 5.0819 | 4.7801
2035-08-23 | 4.7204 | 3.9472 | 4.0139 | 4.4838 | 4.1552 | 4.1353 | 4.5791 | 4.3998 | 3.5728 | 3.6137 | 3.4826 | 4.1057 | 3.7592 | 3.0203 | 3.4048 | 3.6259 | 4.1644 | 3.9642 | 4.2322 | 4.358 | 3.6476 | 3.5132 | 3.3969 | 3.2964
2035-08-24 | 3.0416 | 2.9649 | 3.0708 | 2.898 | 2.903 | 2.7948 | 2.3523 | 2.5394 | 2.6976 | 2.2272 | 2.0882 | 2.1681 | 2.0058 | 1.7981 | 2.058 | 2.688 | 3.397 | 4.0568 | 4.082 | 3.6432 | 3.3811 | 3.3586 | 3.5952 | 3.423
2035-08-25 | 3.1495 | 2.9382 | 2.8393 | 2.9435 | 2.7722 | 2.8765 | 2.8972 | 2.8001 | 2.5387 | 2.156 | 2.3903 | 2.3848 | 2.0667 | 2.5431 | 2.436 | 2.3128 | 3.0833 | 3.8507 | 3.9371 | 3.9062 | 3.3778 | 3.2405 | 3.3557 | 3.2891
2035-08-26 | 3.0652 | 2.9295 | 2.8868 | 2.8817 | 3.1051 | 3.0229 | 3.1461 | 2.704 | 2.7296 | 2.311 | 2.0857 | 1.7548 | 1.8768 | 1.8622 | 2.1828 | 2.5502 | 2.7449 | 3.5262 | 4.4464 | 4.6306 | 4.1079 | 3.428 | 3.36 | 3.183
2035-08-27 | 3.2105 | 3.0475 | 2.9178 | 2.8623 | 2.9363 | 3.1397 | 3.235 | 3.0459 | 3.2082 | 2.8176 | 2.5649 | 3.0514 | 2.7654 | 2.5389 | 3.0197 | 3.345 | 3.6394 | 3.9974 | 5.3026 | 5.5895 | 5.0265 | 5.1401 | 5.3652 | 4.3211
2035-08-28 | 3.8682 | 3.8395 | 3.9229 | 4.1492 | 3.5822 | 3.9198 | 4.4936 | 3.539 | 3.5162 | 2.682 | 2.4842 | 2.437 | 2.2697 | 2.4724 | 2.8074 | 2.9007 | 3.5048 | 4.4315 | 5.369 | 5.565 | 5.2203 | 5.6445 | 5.2008 | 4.3477
2035-08-29 | 4.4507 | 3.8019 | 3.5339 | 3.4635 | 3.6159 | 3.7059 | 3.9968 | 3.2442 | 3.0753 | 2.5879 | 2.3981 | 2.0961 | 2.2607 | 2.3334 | 2.3152 | 2.5489 | 3.4247 | 3.8594 | 4.8082 | 5.4297 | 4.878 | 4.703 | 4.5303 | 4.3717
2035-08-30 | 3.6737 | 3.6639 | 3.6351 | 3.5998 | 3.5064 | 4.2314 | 4.1684 | 3.2601 | 2.8573 | 2.5616 | 2.3018 | 2.329 | 2.4185 | 2.2909 | 2.404 | 2.3399 | 2.9175 | 3.2985 | 4.686 | 5.3477 | 4.6012 | 4.5131 | 4.6072 | 4.7091
2035-08-31 | 3.8195 | 3.5844 | 3.625 | 3.7386 | 3.4937 | 3.4822 | 3.7123 | 2.9372 | 2.7858 | 2.4562 | 2.2261 | 1.8994 | 1.9955 | 2.3249 | 2.2741 | 2.3108 | 2.6092 | 3.4794 | 4.2541 | 4.4821 | 3.7136 | 4.5163 | 4.7006 | 3.8318
2035-09-01 | 3.7995 | 3.7231 | 3.7513 | 3.3772 | 3.3681 | 3.0092 | 3.2123 | 2.8321 | 2.3442 | 2.1576 | 1.7772 | 1.3958 | 1.6697 | 1.9789 | 1.5542 | 2.1264 | 3.0593 | 3.9097 | 4.1385 | 4.0923 | 4.1025 | 3.8786 | 3.8412 | 3.7955
2035-09-02 | 3.4779 | 3.2582 | 3.1954 | 3.2322 | 3.0878 | 2.8238 | 2.8979 | 2.6007 | 2.4837 | 2.1179 | 1.8984 | 1.7994 | 1.6889 | 1.8091 | 1.9445 | 2.2106 | 2.7486 | 3.4469 | 4.2912 | 4.6316 | 4.1391 | 4.335 | 4.2431 | 3.9106
2035-09-03 | 3.8948 | 3.6067 | 3.003 | 2.9768 | 3.2318 | 3.1356 | 3.1896 | 3.2195 | 2.9227 | 2.412 | 2.3449 | 2.0051 | 2.0078 | 2.0398 | 2.3338 | 3.1197 | 3.4433 | 4.2886 | 5.0013 | 5.1342 | 4.7781 | 4.2352 | 3.8988 | 3.6959
2035-09-04 | 3.7461 | 3.4599 | 3.2899 | 3.5569 | 3.4534 | 3.5354 | 3.9657 | 3.7054 | 3.4911 | 2.9302 | 2.3383 | 2.2286 | 2.4712 | 2.3281 | 2.4777 | 2.943 | 4.2009 | 5.1437 | 5.6286 | 5.6626 | 5.2942 | 5.4441 | 5.1132 | 5.112
2035-09-05 | 4.717 | 4.1008 | 4.1162 | 4.344 | 4.1107 | 4.2473 | 4.6405 | 4.1274 | 3.6435 | 3.127 | 2.6964 | 2.372 | 2.4312 | 2.791 | 2.5594 | 2.6282 | 3.8348 | 4.7158 | 5.2498 | 5.5524 | 5.083 | 5.0663 | 4.9423 | 4.867
2035-09-06 | 4.6821 | 4.1737 | 4.1512 | 4.4024 | 3.8344 | 3.9734 | 4.3111 | 3.8024 | 3.4705 | 3.0115 | 2.4841 | 2.4083 | 2.3276 | 2.6906 | 3.0307 | 2.8143 | 3.8878 | 4.8042 | 5.3942 | 5.6325 | 5.2302 | 5.364 | 5.2985 | 4.6303
2035-09-07 | 4.4602 | 4.5212 | 4.208 | 4.177 | 4.2626 | 4.9599 | 4.9836 | 3.9253 | 3.6644 | 2.7662 | 2.2636 | 2.0302 | 2.2774 | 2.2189 | 2.3842 | 2.6221 | 3.4949 | 4.029 | 4.7993 | 5.1612 | 4.4889 | 4.9933 | 5.3622 | 4.8321
2035-09-08 | 4.2176 | 3.9797 | 4.1309 | 3.6953 | 3.4497 | 3.478 | 3.3852 | 3.0825 | 2.8078 | 2.3058 | 1.9994 | 1.8386 | 2.0271 | 1.9014 | 1.7006 | 2.3124 | 3.0549 | 3.9803 | 4.6701 | 4.523 | 4.5433 | 4.6531 | 4.9357 | 4.26
2035-09-09 | 4.0554 | 3.8191 | 3.3769 | 3.1256 | 2.9178 | 3.0716 | 3.2759 | 2.6577 | 2.2021 | 1.9626 | 1.5481 | 1.331 | 1.7396 | 1.9428 | 2.1527 | 2.2631 | 2.8979 | 3.7633 | 4.684 | 5.0959 | 4.6485 | 4.2362 | 3.7091 | 3.4783
2035-09-10 | 3.4278 | 3.2407 | 3.0466 | 3.0566 | 3.2407 | 3.2252 | 3.8273 | 3.9391 | 3.5438 | 3.0302 | 2.7873 | 2.4478 | 2.4133 | 2.5846 | 2.8452 | 3.528 | 3.9455 | 4.6076 | 5.39 | 5.6372 | 5.3078 | 5.3027 | 5.1394 | 4.7628
2035-09-11 | 4.4405 | 4.4891 | 4.4555 | 4.1452 | 4.143 | 4.7846 | 5.2367 | 4.1506 | 3.722 | 3.1328 | 2.8511 | 3.179 | 3.4163 | 3.2856 | 2.9766 | 3.4131 | 3.8645 | 4.4606 | 5.1443 | 4.9657 | 4.2871 | 4.187 | 3.7385 | 3.4578
2035-09-12 | 3.284 | 3.2277 | 3.3635 | 3.1539 | 3.0668 | 3.0901 | 3.2237 | 3.3468 | 2.9702 | 2.566 | 1.8939 | 1.7983 | 1.4633 | 1.5926 | 2.0526 | 2.2418 | 2.6509 | 2.8876 | 3.2506 | 3.1601 | 2.892 | 2.8041 | 3.0313 | 2.8453
2035-09-13 | 2.7689 | 2.6793 | 2.6208 | 2.6113 | 2.7361 | 2.8054 | 2.811 | 2.6702 | 2.5724 | 2.2566 | 2.1255 | 1.9342 | 1.8361 | 1.8802 | 2.147 | 2.6979 | 2.8603 | 3.307 | 4.0632 | 3.4987 | 3.2842 | 4.1356 | 4.531 | 4.7009
2035-09-14 | 4.0639 | 3.8665 | 3.8877 | 4.0799 | 4.248 | 4.2538 | 4.7504 | 4.0603 | 3.2288 | 2.4836 | 2.0553 | 1.7734 | 1.8416 | 2.0761 | 2.4926 | 2.8409 | 3.3225 | 4.3112 | 4.9624 | 4.6749 | 4.2589 | 5.0529 | 4.887 | 4.5121
2035-09-15 | 4.0983 | 4.26 | 3.8286 | 3.7682 | 4.0478 | 3.8829 | 3.8083 | 3.0246 | 2.6221 | 2.0326 | 1.3537 | 1.4148 | 1.5084 | 1.444 | 1.3358 | 1.9221 | 2.5403 | 3.4161 | 4.4869 | 4.8143 | 4.0902 | 4.4331 | 4.8303 | 4.2236
2035-09-16 | 3.8549 | 4.0115 | 3.7517 | 3.5066 | 3.4891 | 3.7923 | 3.7966 | 2.8577 | 2.3117 | 2.2885 | 1.6268 | 1.1365 | 1.3973 | 1.5983 | 1.2662 | 1.8213 | 2.7107 | 3.6181 | 4.2373 | 4.3466 | 3.8843 | 4.4739 | 4.5009 | 3.6033
2035-09-17 | 3.0233 | 2.9218 | 2.9701 | 3.0627 | 3.0008 | 3.2723 | 3.6805 | 3.6479 | 2.8217 | 2.0945 | 2.0089 | 1.718 | 1.9514 | 2.3236 | 2.0553 | 2.3488 | 3.2159 | 4.2101 | 5.0425 | 5.1789 | 4.7841 | 5.0827 | 4.7204 | 4.3012
2035-09-18 | 4.0147 | 4.0392 | 4.0639 | 3.5827 | 3.2017 | 3.2369 | 3.8599 | 3.2724 | 2.8209 | 2.4772 | 2.1224 | 1.8701 | 1.7938 | 1.9529 | 1.6181 | 2.3752 | 3.4637 | 4.3534 | 5.0487 | 5.4815 | 4.7434 | 4.7571 | 4.7697 | 4.6705
2035-09-19 | 3.8308 | 3.3426 | 3.3238 | 3.3447 | 3.0176 | 3.1049 | 3.6284 | 3.6836 | 3.3318 | 2.8381 | 2.4081 | 2.213 | 2.2879 | 2.2843 | 2.6252 | 3.3989 | 3.9651 | 4.5735 | 5.5011 | 5.6462 | 5.2697 | 5.3775 | 4.9106 | 4.4449
2035-09-20 | 4.4923 | 4.3506 | 4.2767 | 3.981 | 4.1616 | 4.1778 | 3.9188 | 3.4999 | 3.1576 | 2.6327 | 2.2125 | 2.2937 | 2.4673 | 2.5436 | 3.0817 | 3.6715 | 3.8126 | 4.5916 | 5.5476 | 5.6248 | 5.0099 | 5.2537 | 5.589 | 5.2033
2035-09-21 | 4.1605 | 3.5519 | 3.7253 | 3.4794 | 3.4249 | 3.8408 | 4.61 | 3.7413 | 3.0712 | 2.6592 | 2.1779 | 2.1059 | 2.3998 | 2.6265 | 2.4329 | 3.0831 | 4.2211 | 4.8343 | 4.4683 | 4.2716 | 4.0499 | 4.904 | 5.3779 | 5.129
2035-09-22 | 4.3282 | 4.2931 | 3.7401 | 3.2738 | 3.1491 | 3.236 | 3.609 | 3.0569 | 2.7498 | 2.3794 | 2.0629 | 1.6146 | 1.6075 | 1.767 | 1.8253 | 2.3065 | 3.2407 | 4.1943 | 4.4448 | 4.7938 | 4.5036 | 4.0515 | 3.7752 | 3.6769
2035-09-23 | 3.5598 | 3.2621 | 3.33 | 3.4805 | 3.1784 | 3.1697 | 3.2702 | 2.6941 | 2.3006 | 1.9512 | 1.6944 | 1.6415 | 1.667 | 1.8699 | 1.7303 | 1.973 | 2.9014 | 3.954 | 4.7617 | 5.1531 | 4.7598 | 4.6332 | 4.8931 | 4.6943
2035-09-24 | 4.4024 | 4.2325 | 3.7683 | 3.7233 | 3.8856 | 4.3489 | 4.5791 | 3.4235 | 3.2449 | 2.788 | 2.3575 | 2.4067 | 2.5553 | 2.2502 | 2.2699 | 3.1172 | 4.1274 | 5.2044 | 5.7175 | 5.684 | 4.9888 | 5.1637 | 5.155 | 5.1212
2035-09-25 | 4.5885 | 4.3591 | 4.0431 | 4.0817 | 4.2162 | 4.1401 | 4.5674 | 3.7953 | 3.6415 | 3.012 | 2.4065 | 2.7018 | 2.5724 | 2.6432 | 2.5269 | 3.1367 | 4.0958 | 5.1829 | 5.6359 | 5.7228 | 5.0998 | 3.917 | 3.7548 | 3.9479
2035-09-26 | 4.2133 | 3.8478 | 3.806 | 3.6735 | 3.5198 | 3.8761 | 5.0276 | 5.0788 | 4.2436 | 3.5777 | 3.2578 | 3.4593 | 3.3829 | 2.9963 | 3.5671 | 3.9195 | 4.7525 | 4.961 | 5.5789 | 5.7101 | 5.3407 | 4.99 | 4.5739 | 4.2337
2035-09-27 | 3.9581 | 3.835 | 3.7644 | 3.7177 | 3.7135 | 4.2374 | 4.748 | 4.6156 | 4.6954 | 4.2476 | 3.9594 | 2.6016 | 2.9943 | 3.2801 | 3.7146 | 4.3538 | 4.2752 | 5.0792 | 4.9587 | 4.1839 | 3.8956 | 4.0288 | 4.0882 | 3.7061
2035-09-28 | 3.4577 | 3.3329 | 3.6098 | 3.5578 | 3.1977 | 3.2237 | 3.4749 | 3.0962 | 2.7568 | 2.3248 | 2.1763 | 2.6726 | 2.4119 | 2.586 | 2.2157 | 2.6258 | 3.9169 | 4.6969 | 4.8772 | 5.1998 | 4.6991 | 4.8987 | 4.8116 | 4.4727
2035-09-29 | 4.4263 | 3.6347 | 3.4872 | 3.3218 | 3.1975 | 3.2623 | 3.3506 | 3.0237 | 2.3915 | 2.0861 | 1.8107 | 1.7971 | 1.9968 | 2.0836 | 1.858 | 2.42 | 3.2523 | 3.8056 | 4.8727 | 5.0474 | 4.3816 | 4.0126 | 3.8659 | 3.7617
2035-09-30 | 3.6917 | 4.2466 | 3.9913 | 3.8835 | 3.3794 | 3.0934 | 3.1331 | 2.7656 | 2.367 | 1.9952 | 2.0012 | 1.814 | 1.9091 | 2.061 | 1.8457 | 2.3716 | 3.1994 | 4.2306 | 5.0912 | 5.2815 | 4.6784 | 4.1266 | 3.8581 | 3.5219
2035-10-01 | 3.1469 | 3.1878 | 3.1635 | 3.0002 | 3.0085 | 3.1238 | 3.436 | 3.0631 | 2.6085 | 2.2176 | 2.0429 | 2.024 | 2.2516 | 2.4827 | 2.6749 | 3.2575 | 4.1472 | 4.857 | 5.5396 | 5.427 | 4.6899 | 4.9734 | 4.9592 | 4.7755
2035-10-02 | 3.8988 | 3.4397 | 3.2322 | 3.146 | 2.9786 | 3.0768 | 3.5469 | 3.1384 | 2.6798 | 2.2242 | 2.0001 | 2.1232 | 2.376 | 2.6316 | 2.6952 | 2.9084 | 3.5966 | 4.6599 | 5.58 | 5.451 | 4.6098 | 3.995 | 4.0486 | 3.8132
2035-10-03 | 3.2933 | 3.1618 | 3.2688 | 3.1428 | 3.0011 | 3.1075 | 3.4331 | 3.0751 | 2.5765 | 2.0713 | 2.0376 | 2.1708 | 2.4283 | 3.2071 | 4.1065 | 4.339 | 4.3568 | 5.0521 | 5.6002 | 5.5976 | 5.0756 | 5.315 | 4.985 | 4.4836
2035-10-04 | 4.4316 | 4.3533 | 3.868 | 3.7287 | 3.464 | 3.7033 | 4.0287 | 3.1569 | 2.6605 | 2.277 | 2.1501 | 2.1311 | 2.3744 | 2.5064 | 3.3187 | 4.0012 | 4.5849 | 5.2649 | 5.6161 | 5.438 | 4.6228 | 5.1415 | 5.5431 | 4.9172
2035-10-05 | 4.2698 | 3.7846 | 3.4967 | 3.561 | 3.3656 | 3.4854 | 3.7577 | 3.0168 | 2.7933 | 2.5343 | 2.1555 | 2.1187 | 2.2285 | 2.5993 | 3.1782 | 3.844 | 4.3503 | 4.4749 | 4.9293 | 4.9336 | 4.4837 | 5.373 | 5.363 | 5.1442
2035-10-06 | 4.3183 | 3.9579 | 4.2627 | 4.0376 | 3.4178 | 3.2695 | 3.644 | 3.0614 | 2.4869 | 2.0205 | 1.77 | 1.9194 | 1.9413 | 1.8576 | 2.1797 | 2.4429 | 3.6536 | 4.4002 | 5.2771 | 5.1864 | 4.5819 | 4.1344 | 3.9203 | 3.6253
2035-10-07 | 3.49 | 3.196 | 3.1446 | 3.1236 | 3.1005 | 3.1681 | 3.1089 | 2.7501 | 2.3236 | 2.0999 | 2.0974 | 2.0213 | 1.9316 | 2.2941 | 2.4235 | 2.5164 | 3.2708 | 4.0638 | 5.199 | 4.967 | 4.3352 | 4.6395 | 4.1391 | 3.8318
2035-10-08 | 3.711 | 3.1813 | 3.0155 | 2.9741 | 2.999 | 3.2667 | 3.4434 | 3.0725 | 2.9114 | 2.4757 | 2.2748 | 2.1851 | 2.2451 | 2.3516 | 2.6396 | 2.7194 | 3.4355 | 4.8968 | 5.5279 | 5.4227 | 4.4244 | 3.9979 | 4.1405 | 3.6568
2035-10-09 | 3.5591 | 4.2362 | 4.2251 | 4.0296 | 3.8342 | 4.1903 | 3.6154 | 3.4316 | 2.9445 | 2.3108 | 2.0361 | 2.0869 | 2.2559 | 2.4622 | 2.6505 | 3.1329 | 4.3054 | 5.0613 | 5.371 | 5.0532 | 4.8643 | 5.0577 | 4.5396 | 3.9652
2035-10-10 | 3.9441 | 4.0923 | 3.9701 | 3.9612 | 3.4023 | 3.3583 | 3.5789 | 3.417 | 3.0239 | 2.6088 | 2.4366 | 2.3511 | 2.3647 | 2.9414 | 2.8055 | 3.128 | 3.9962 | 5.0868 | 5.5623 | 5.2203 | 4.2954 | 4.8039 | 4.6602 | 4.4346
2035-10-11 | 4.3125 | 3.6826 | 3.6423 | 3.9739 | 3.5783 | 3.9147 | 4.2203 | 3.3255 | 3.0502 | 2.5118 | 2.2979 | 2.3463 | 2.5028 | 2.8675 | 3.2177 | 3.8327 | 4.6538 | 5.07 | 5.1703 | 4.9715 | 4.7059 | 4.9296 | 4.9333 | 4.595
2035-10-12 | 4.5111 | 4.3698 | 3.7484 | 3.8379 | 3.9157 | 4.2837 | 4.2074 | 3.2265 | 2.9699 | 2.595 | 2.4262 | 2.3415 | 2.3087 | 2.5232 | 3.5357 | 4.304 | 4.4704 | 4.8253 | 5.3319 | 4.6819 | 3.9859 | 4.9252 | 5.1278 | 4.227
2035-10-13 | 4.038 | 4.2029 | 3.7814 | 3.5759 | 3.4983 | 3.6881 | 3.6625 | 3.077 | 2.9018 | 2.4482 | 2.0503 | 2.0197 | 1.6359 | 1.8123 | 2.3514 | 2.4431 | 3.1116 | 4.1109 | 4.9978 | 4.6953 | 3.6858 | 3.9511 | 3.5732 | 3.1827
2035-10-14 | 3.1319 | 3.1758 | 3.1309 | 2.9852 | 2.805 | 2.9662 | 2.9525 | 2.5797 | 2.3419 | 2.0378 | 1.7373 | 1.578 | 1.5844 | 1.9963 | 1.9643 | 2.2627 | 3.0832 | 4.2119 | 4.9483 | 4.6145 | 4.3008 | 4.3212 | 3.8819 | 3.5588
2035-10-15 | 3.3652 | 3.0515 | 2.8649 | 2.8456 | 2.8621 | 3.1226 | 3.5137 | 3.2198 | 3.133 | 3.2717 | 3.1055 | 2.7378 | 2.2505 | 2.5964 | 3.2376 | 3.7562 | 4.3214 | 4.8319 | 5.1477 | 4.6059 | 4.0203 | 4.9179 | 4.6071 | 4.2052
2035-10-16 | 3.7807 | 3.5958 | 3.5921 | 3.8988 | 3.8126 | 3.9106 | 3.8775 | 3.1993 | 3.0729 | 2.5002 | 2.1903 | 1.9619 | 2.1281 | 2.1876 | 2.4487 | 3.049 | 4.1106 | 4.9933 | 5.1909 | 4.9958 | 4.6286 | 4.5541 | 4.344 | 3.9666
2035-10-17 | 4.0175 | 3.8272 | 3.5602 | 3.6442 | 3.705 | 3.8335 | 4.2519 | 3.5521 | 2.9982 | 2.4288 | 2.6494 | 2.4126 | 2.3505 | 2.3855 | 2.9613 | 3.6183 | 4.2101 | 4.4999 | 5.415 | 5.1318 | 4.659 | 5.3053 | 5.0955 | 4.3025
2035-10-18 | 4.3556 | 4.3743 | 4.1395 | 3.5245 | 3.0472 | 3.1157 | 3.5766 | 3.3115 | 3.0662 | 2.6559 | 2.4392 | 2.2204 | 2.4828 | 2.969 | 3.3467 | 3.7197 | 4.1926 | 4.6 | 5.4758 | 5.1083 | 3.9871 | 4.2837 | 4.7 | 4.0809
2035-10-19 | 3.6903 | 3.7459 | 3.8482 | 3.653 | 3.2174 | 3.1998 | 3.7615 | 3.7057 | 3.3922 | 2.5857 | 2.129 | 2.0629 | 2.2129 | 2.5512 | 2.8461 | 3.2918 | 3.9595 | 4.5176 | 4.8252 | 4.4865 | 3.8267 | 3.6606 | 3.6856 | 3.5447
2035-10-20 | 3.4296 | 3.1233 | 3.0732 | 3.2251 | 2.991 | 3.1889 | 3.4055 | 3.213 | 3.1361 | 2.5948 | 2.0873 | 1.9795 | 2.1153 | 1.9554 | 2.0062 | 2.2612 | 3.0596 | 4.0171 | 4.6387 | 4.1487 | 3.5392 | 4.1403 | 4.4667 | 4.1748
2035-10-21 | 3.8903 | 3.2447 | 2.9898 | 3.0337 | 3.0487 | 2.9517 | 2.9473 | 2.7811 | 2.3299 | 1.9563 | 1.6097 | 1.4426 | 1.6417 | 1.8875 | 2.1524 | 2.4411 | 3.218 | 4.2079 | 5.1141 | 4.8251 | 4.2086 | 3.6503 | 3.3972 | 3.1982
2035-10-22 | 3.169 | 3.1874 | 3.0298 | 2.9495 | 2.9534 | 3.4699 | 5.1232 | 4.0613 | 3.2083 | 2.5157 | 2.4878 | 2.6324 | 2.5749 | 2.8125 | 2.6283 | 2.7482 | 3.6089 | 4.9203 | 5.409 | 4.9144 | 4.6635 | 4.7849 | 4.6255 | 4.5786
2035-10-23 | 3.9341 | 3.1476 | 2.9887 | 3.1515 | 2.8965 | 3.2764 | 3.9131 | 3.8126 | 3.1587 | 2.5719 | 2.1148 | 1.9483 | 2.0414 | 2.2099 | 2.5494 | 3.1181 | 3.9946 | 5.0827 | 5.6134 | 5.4111 | 4.8248 | 5.22 | 5.0765 | 4.6844
2035-10-24 | 4.5211 | 4.3638 | 4.2196 | 3.908 | 3.8913 | 4.3339 | 4.7134 | 4.0141 | 3.1316 | 2.7096 | 2.3346 | 2.166 | 2.1863 | 2.5692 | 2.983 | 3.1679 | 4.2871 | 5.2966 | 5.5826 | 5.4715 | 4.897 | 4.7703 | 4.8541 | 4.4355
2035-10-25 | 4.496 | 3.9436 | 3.7829 | 4.1273 | 4.0234 | 4.3724 | 4.8418 | 3.8 | 3.4741 | 2.828 | 2.2887 | 2.2135 | 2.4191 | 2.5508 | 2.9113 | 3.8103 | 3.7088 | 4.3311 | 5.2139 | 5.0254 | 4.2515 | 4.3084 | 4.7454 | 4.7019
2035-10-26 | 3.9727 | 3.8573 | 3.5326 | 3.4507 | 3.4366 | 3.5374 | 3.8691 | 3.0675 | 3.0517 | 2.7487 | 2.6543 | 2.3098 | 2.3918 | 2.595 | 2.692 | 2.9171 | 4.2882 | 4.5974 | 5.0788 | 4.8515 | 4.0239 | 4.4716 | 4.3549 | 4.357
2035-10-27 | 4.0623 | 3.9683 | 3.7475 | 3.1068 | 3.0293 | 3.2781 | 3.4342 | 2.855 | 2.4447 | 2.1789 | 2.0068 | 1.6185 | 1.4982 | 1.8062 | 2.0853 | 2.3912 | 3.7047 | 4.6766 | 4.9417 | 4.2511 | 3.7839 | 3.392 | 3.438 | 3.3184
2035-10-28 | 3.3235 | 3.157 | 3.0236 | 3.1392 | 3.0583 | 3.1256 | 3.2087 | 2.9141 | 2.7194 | 2.4281 | 1.827 | 1.8761 | 2.066 | 2.1318 | 2.5208 | 2.8797 | 3.5908 | 4.1998 | 5.1509 | 4.6893 | 4.0601 | 3.9889 | 4.2909 | 4.0807
2035-10-29 | 3.4894 | 3.2055 | 3.1458 | 2.9936 | 3.0729 | 3.304 | 3.7112 | 3.5508 | 2.9987 | 2.6345 | 2.6317 | 2.3631 | 2.4713 | 2.662 | 3.085 | 3.1149 | 4.6498 | 5.5427 | 5.618 | 5.4203 | 4.5994 | 3.8687 | 3.7173 | 3.433
2035-10-30 | 3.5434 | 3.4189 | 3.2838 | 3.2925 | 3.406 | 3.8667 | 4.2359 | 3.7217 | 4.0879 | 4.5792 | 4.1046 | 2.9237 | 3.5954 | 3.9672 | 3.4905 | 3.9345 | 5.0652 | 5.2273 | 5.0731 | 4.4335 | 4.1382 | 3.9691 | 3.7524 | 3.4351
2035-10-31 | 3.3108 | 3.2027 | 3.0083 | 2.9972 | 2.9704 | 3.1143 | 3.5258 | 3.5062 | 3.0281 | 2.3553 | 2.2379 | 2.2454 | 2.1999 | 2.9295 | 3.5989 | 3.5713 | 4.5142 | 5.1528 | 4.6406 | 3.9993 | 3.8216 | 4.9594 | 4.947 | 4.2201
2035-11-01 | 4.0617 | 3.8983 | 4.0652 | 4.0745 | 4.0045 | 4.5201 | 4.8043 | 3.9293 | 3.6438 | 2.4739 | 2.1836 | 2.2495 | 2.3695 | 2.2172 | 2.6465 | 3.6824 | 4.4355 | 4.6281 | 5.3519 | 4.8939 | 4.5376 | 4.9928 | 5.1287 | 4.2883
2035-11-02 | 3.9634 | 3.844 | 3.8082 | 3.6918 | 3.8565 | 4.0831 | 4.4298 | 3.2531 | 3.0714 | 2.6879 | 2.1595 | 1.9314 | 2.1349 | 2.1614 | 2.2588 | 3.1094 | 4.5026 | 4.4791 | 4.8949 | 4.7978 | 4 | 4.3701 | 4.4696 | 4.5255
2035-11-03 | 3.4335 | 3.0164 | 3.1388 | 3.1127 | 2.8864 | 3.1479 | 3.1416 | 3.0828 | 2.4441 | 2.0079 | 1.5152 | 1.3117 | 1.3345 | 1.6553 | 2.0987 | 2.1674 | 2.9575 | 3.9962 | 4.922 | 4.2506 | 3.8438 | 3.8336 | 3.6055 | 3.3023
2035-11-04 | 3.1693 | 3.2996 | 3.1533 | 3.1178 | 3.3424 | 3.9063 | 4.0146 | 2.9862 | 2.4729 | 2.1446 | 1.8165 | 1.621 | 1.4777 | 1.6485 | 1.9893 | 2.1869 | 3.0809 | 4.1864 | 5.1372 | 4.5754 | 3.9967 | 4.7504 | 4.5858 | 3.6717
2035-11-05 | 2.9884 | 3.1157 | 2.9346 | 2.8642 | 2.9242 | 3.2407 | 4.124 | 3.2707 | 2.9329 | 2.6286 | 2.2096 | 1.975 | 2.1565 | 2.1909 | 2.5722 | 2.6775 | 4.2824 | 4.8745 | 5.3337 | 5.2246 | 4.48 | 3.8493 | 3.521 | 3.6421
2035-11-06 | 3.3961 | 3.1854 | 3.1028 | 3.2158 | 2.9736 | 3.1214 | 3.3962 | 3.4742 | 2.9435 | 2.2765 | 2.0515 | 2.1468 | 2.1008 | 2.2281 | 2.583 | 3.4785 | 4.3976 | 5.1434 | 5.5296 | 5.0683 | 4.4164 | 4.4315 | 4.5127 | 4.137
2035-11-07 | 3.4604 | 3.0603 | 2.9607 | 3.0659 | 2.8616 | 3.0698 | 3.6914 | 3.5883 | 3.2153 | 2.5787 | 2.2864 | 2.6271 | 2.7396 | 2.7997 | 3.259 | 3.9243 | 4.1874 | 4.998 | 5.5686 | 5.4067 | 4.8266 | 4.9374 | 4.9965 | 4.6651
2035-11-08 | 3.7546 | 3.6459 | 3.5284 | 3.0854 | 3.119 | 3.5204 | 3.3613 | 3.6119 | 2.7817 | 2.1458 | 2.3387 | 2.2016 | 1.9404 | 2.0909 | 2.7841 | 3.2846 | 4.0803 | 4.9735 | 5.5358 | 5.1366 | 4.3933 | 4.9029 | 4.7873 | 4.0884
2035-11-09 | 4.0676 | 4.1943 | 3.6364 | 3.773 | 3.849 | 4.4223 | 5.2422 | 3.8677 | 3.3237 | 3.252 | 2.8468 | 2.4992 | 2.5553 | 2.7597 | 2.6897 | 2.8649 | 4.2996 | 4.9195 | 5.4152 | 5.0242 | 3.7734 | 4.1003 | 3.8792 | 3.896
2035-11-10 | 3.7592 | 3.3157 | 3.4827 | 3.2464 | 3.0854 | 3.2181 | 3.684 | 3.4175 | 2.917 | 2.3412 | 2.1171 | 2.1 | 1.9823 | 1.9705 | 2.5082 | 2.4321 | 3.0189 | 4.1897 | 4.5295 | 3.7522 | 3.714 | 3.4264 | 3.2198 | 3.2306
2035-11-11 | 3.1576 | 3.3522 | 3.365 | 3.5063 | 2.8847 | 2.949 | 3.019 | 2.8755 | 2.4754 | 1.7049 | 1.2894 | 1.0169 | 0.96897 | 1.0562 | 1.7197 | 2.2004 | 2.5447 | 3.3128 | 4.2961 | 4.6487 | 3.7898 | 3.4658 | 3.3211 | 2.9647
2035-11-12 | 2.8359 | 2.9323 | 2.8235 | 2.8603 | 2.8232 | 3.0751 | 3.2074 | 2.9066 | 2.5373 | 2.3667 | 1.9717 | 1.7002 | 1.971 | 2.0845 | 2.0653 | 2.4649 | 3.61 | 4.5441 | 5.1861 | 4.4881 | 3.6906 | 4.1198 | 4.2148 | 3.9922
2035-11-13 | 3.3855 | 2.9489 | 3.0102 | 2.8262 | 2.7793 | 2.9357 | 3.575 | 3.8216 | 2.8232 | 2.5411 | 2.2254 | 1.9923 | 1.9984 | 2.1719 | 2.4181 | 2.9932 | 4.3502 | 5.2649 | 5.5381 | 5.0043 | 4.1872 | 4.2921 | 4.2449 | 4.1963
2035-11-14 | 3.5271 | 3.5558 | 3.4312 | 3.5809 | 3.515 | 3.8693 | 4.4451 | 3.8132 | 3.4665 | 3.1476 | 2.7385 | 2.144 | 2.1556 | 2.6434 | 2.6976 | 3.2894 | 4.2098 | 4.8375 | 5.5642 | 4.9174 | 4.0244 | 4.6739 | 4.6746 | 4.5134
2035-11-15 | 4.0005 | 3.4982 | 3.8995 | 4.0123 | 3.7 | 4.2853 | 4.751 | 3.6108 | 3.4347 | 2.7779 | 2.4097 | 2.3994 | 2.6633 | 2.4895 | 3.0462 | 3.8515 | 4.6183 | 5.2215 | 5.4963 | 5.0707 | 4.2772 | 4.3804 | 4.7705 | 4.2196
2035-11-16 | 3.5826 | 3.4978 | 3.8978 | 3.8005 | 3.6598 | 4.0145 | 3.9817 | 4.2334 | 3.8687 | 3.3229 | 2.734 | 3.0357 | 3.3535 | 3.6258 | 3.3794 | 3.6071 | 4.3478 | 4.8624 | 5.0429 | 4.2993 | 3.5521 | 4.1889 | 4.3725 | 4.3713
2035-11-17 | 4.0956 | 3.0782 | 2.8931 | 3.0555 | 2.9457 | 2.9383 | 3.1248 | 3.1629 | 2.8389 | 2.3285 | 1.8886 | 2.1328 | 1.984 | 1.9804 | 2.4206 | 2.6967 | 3.1665 | 4.215 | 4.5153 | 3.7773 | 3.6784 | 3.5423 | 3.1751 | 3.1016
2035-11-18 | 3.1945 | 3.1945 | 2.9701 | 2.9995 | 2.9846 | 3.1405 | 3.4075 | 3.1292 | 2.9793 | 2.7591 | 2.308 | 2.1762 | 1.7532 | 1.8565 | 2.1999 | 2.4449 | 2.9413 | 3.9925 | 4.476 | 4.0859 | 3.8911 | 3.7696 | 3.9116 | 3.823
2035-11-19 | 3.4917 | 2.9627 | 2.8794 | 2.9156 | 2.9925 | 3.377 | 3.9501 | 3.5227 | 3.0106 | 2.5953 | 2.2077 | 2.2555 | 2.4101 | 2.419 | 2.5563 | 3.2682 | 3.9662 | 4.6263 | 5.3075 | 4.9067 | 4.3349 | 4.3035 | 4.3902 | 4.2485
2035-11-20 | 3.8519 | 3.913 | 3.7805 | 3.4656 | 3.4645 | 3.741 | 3.9351 | 3.4982 | 3.0892 | 3.0065 | 2.6512 | 2.4473 | 2.6305 | 2.8566 | 2.972 | 3.128 | 4.3175 | 5.1028 | 5.5734 | 5.2893 | 4.3986 | 4.431 | 4.3389 | 4.4375
2035-11-21 | 3.9037 | 3.5398 | 3.4134 | 3.5201 | 3.7055 | 3.7313 | 3.8002 | 3.771 | 3.2654 | 2.7404 | 2.3895 | 2.2053 | 2.0559 | 2.1656 | 2.4123 | 3.2265 | 4.1812 | 4.5953 | 5.3062 | 4.8693 | 4.0892 | 4.4265 | 4.9095 | 4.2113
2035-11-22 | 3.8916 | 4.129 | 3.4858 | 3.0783 | 3.0766 | 3.38 | 3.6545 | 3.8043 | 3.9925 | 3.4446 | 2.694 | 2.9069 | 2.4001 | 2.3125 | 2.1952 | 2.951 | 3.4126 | 3.8295 | 4.2497 | 3.9871 | 3.3498 | 3.603 | 3.9348 | 3.3675
2035-11-23 | 3.1654 | 3.1606 | 3.1924 | 2.9265 | 2.8227 | 3.014 | 2.9907 | 3.1851 | 2.9107 | 2.6462 | 2.2764 | 2.1626 | 2.1195 | 2.4858 | 2.379 | 2.9515 | 4.3897 | 5.0401 | 5.2635 | 4.3351 | 3.7389 | 4.2639 | 4.7171 | 4.5221
2035-11-24 | 3.7908 | 3.7101 | 3.2668 | 3.0415 | 3.0041 | 3.3159 | 3.3374 | 3.0928 | 2.822 | 2.2824 | 1.8472 | 1.6511 | 1.5712 | 1.8066 | 2.1599 | 2.7549 | 3.5625 | 3.9451 | 4.8766 | 4.3639 | 3.5186 | 3.5339 | 3.6231 | 3.1498
2035-11-25 | 3.1348 | 3.2361 | 3.1339 | 2.9346 | 2.9223 | 3.0782 | 2.9722 | 2.7784 | 2.3956 | 2.1335 | 1.7073 | 1.5109 | 1.999 | 1.9395 | 2.1489 | 2.6299 | 3.6779 | 4.4606 | 5.2317 | 4.855 | 3.9516 | 4.245 | 4.6153 | 4.4115
2035-11-26 | 3.6342 | 3.5738 | 3.6467 | 3.4465 | 3.5829 | 4.0472 | 5.1615 | 4.1255 | 3.6638 | 3.0244 | 2.3774 | 2.1475 | 2.3371 | 2.5445 | 2.7816 | 3.349 | 4.3394 | 5.0788 | 5.5929 | 5.3425 | 4.5966 | 4.8326 | 4.5547 | 4.2605
2035-11-27 | 4.0838 | 4.1956 | 4.101 | 3.6982 | 3.6724 | 4.2409 | 5.119 | 4.3621 | 3.3948 | 2.8993 | 2.433 | 2.0139 | 2.099 | 2.3585 | 2.4061 | 3.1014 | 4.3785 | 5.0187 | 5.5617 | 5.3266 | 4.7582 | 4.7147 | 4.6126 | 4.2954
2035-11-28 | 3.9601 | 3.5373 | 3.4403 | 3.5634 | 3.9123 | 4.0154 | 4.491 | 3.6295 | 3.0331 | 2.4378 | 2.1989 | 2.0151 | 2.0193 | 2.1915 | 2.6185 | 3.1142 | 4.2279 | 4.6965 | 5.5512 | 5.263 | 4.7751 | 4.8177 | 4.5211 | 3.6343
2035-11-29 | 3.3823 | 3.3686 | 3.2522 | 3.0056 | 2.9406 | 3.1852 | 4.0715 | 3.7575 | 3.4184 | 3.0034 | 2.6025 | 2.3258 | 2.3731 | 2.541 | 2.4378 | 3.0329 | 4.0554 | 4.8154 | 5.4706 | 5.087 | 4.2419 | 3.5851 | 3.5119 | 3.5001
2035-11-30 | 3.1584 | 3.0215 | 3.2167 | 3.0248 | 2.925 | 3.0232 | 3.4338 | 3.5574 | 2.9662 | 2.6634 | 2.3451 | 2.0428 | 2.1437 | 2.5298 | 2.6892 | 3.0641 | 4.1059 | 4.8827 | 5.3057 | 4.7049 | 4.357 | 3.795 | 3.7569 | 3.6786
2035-12-01 | 3.5584 | 3.376 | 3.0739 | 3.157 | 3.3763 | 3.431 | 3.4405 | 3.3623 | 2.9473 | 2.4432 | 2.0217 | 2.3486 | 2.4987 | 2.2528 | 2.6002 | 2.7731 | 3.1843 | 3.8458 | 4.7446 | 4.2985 | 4.0087 | 3.7865 | 3.5085 | 3.2876
2035-12-02 | 3.4046 | 3.4915 | 3.2622 | 2.9982 | 2.8622 | 2.8679 | 2.9831 | 2.7862 | 2.3528 | 1.9807 | 1.4858 | 1.1069 | 1.5117 | 1.7581 | 1.9461 | 2.3769 | 3.0965 | 3.9001 | 4.8047 | 4.5778 | 4.0548 | 3.3614 | 3.4675 | 3.2911
2035-12-03 | 3.2474 | 3.1636 | 3.0395 | 3.01 | 3.0484 | 3.3105 | 3.9564 | 4.0876 | 3.2502 | 2.9095 | 2.7971 | 2.5319 | 2.5222 | 2.9566 | 3.1186 | 3.6543 | 4.3597 | 4.7834 | 5.3121 | 4.8961 | 4.3111 | 3.8701 | 3.596 | 3.5794
2035-12-04 | 3.3667 | 3.1055 | 3.0357 | 3.1395 | 2.9128 | 3.2932 | 3.9373 | 3.9224 | 3.6918 | 2.88 | 2.2509 | 2.1541 | 2.3025 | 2.4759 | 2.8474 | 3.2378 | 3.9768 | 4.9479 | 5.3064 | 5.0336 | 4.4026 | 3.8231 | 3.8527 | 3.3514
2035-12-05 | 3.1912 | 3.181 | 3.2186 | 2.946 | 2.9827 | 3.2922 | 3.7453 | 3.8487 | 3.3692 | 2.718 | 2.2067 | 2.0886 | 2.1107 | 2.4407 | 2.6267 | 2.9317 | 4.0099 | 4.7256 | 5.3631 | 5.0563 | 4.4137 | 3.7294 | 3.4836 | 3.4804
2035-12-06 | 3.2809 | 3.0401 | 3.2718 | 3.1823 | 3.0977 | 3.2941 | 3.8337 | 3.9204 | 3.5409 | 2.8843 | 2.4312 | 2.2356 | 2.1959 | 2.2858 | 2.8187 | 3.1646 | 3.7377 | 4.3567 | 5.0971 | 4.7055 | 3.9295 | 3.7424 | 3.7127 | 3.136
2035-12-07 | 2.8796 | 2.9047 | 2.8041 | 2.768 | 2.7496 | 3.0305 | 3.6859 | 3.3818 | 3.2873 | 3.3085 | 2.8083 | 2.5427 | 2.5587 | 2.991 | 2.847 | 3.3255 | 3.9582 | 4.4204 | 4.8265 | 4.5305 | 3.8729 | 4.0865 | 4.2997 | 4.2805
2035-12-08 | 3.3937 | 2.9398 | 2.8864 | 2.9774 | 2.9579 | 3.0713 | 3.3594 | 3.4154 | 3.3053 | 3.0165 | 2.6597 | 1.9747 | 1.8708 | 1.9503 | 1.9886 | 2.2181 | 2.9318 | 3.4551 | 3.5841 | 3.2935 | 3.2695 | 3.3926 | 3.3896 | 3.1128
2035-12-09 | 3.0018 | 2.8821 | 2.8474 | 2.8416 | 2.8396 | 2.9858 | 3.1316 | 2.9676 | 2.4587 | 2.1701 | 1.7798 | 1.6082 | 1.5584 | 1.6653 | 1.7965 | 2.2102 | 2.7585 | 3.4932 | 4.306 | 4.0631 | 3.6367 | 3.9485 | 3.904 | 3.6393
2035-12-10 | 3.5782 | 3.1258 | 2.8838 | 2.8639 | 2.9047 | 3.1883 | 3.7929 | 3.8316 | 2.9793 | 2.3078 | 2.1129 | 1.772 | 1.8838 | 2.0104 | 2.3316 | 2.926 | 3.9305 | 4.633 | 5.0299 | 4.5121 | 3.955 | 3.6224 | 3.5318 | 3.3374
2035-12-11 | 3.1845 | 3.0752 | 3.0026 | 2.9267 | 2.9945 | 3.3391 | 4.0799 | 4.1623 | 3.5718 | 3.0282 | 2.5035 | 2.1069 | 2.1593 | 2.535 | 2.6918 | 3.4775 | 4.2387 | 4.846 | 5.2792 | 5.1746 | 4.6197 | 4.851 | 4.8184 | 4.2355
2035-12-12 | 3.9988 | 4.1623 | 4.0544 | 3.9363 | 3.9307 | 4.3195 | 4.7382 | 4.0608 | 3.6543 | 3.1619 | 2.762 | 2.4264 | 2.4121 | 2.6441 | 2.8412 | 3.598 | 4.0877 | 4.5586 | 5.2649 | 5.0082 | 4.6074 | 4.8215 | 4.6572 | 4.0686
2035-12-13 | 3.7698 | 3.6312 | 3.6938 | 3.3914 | 3.262 | 3.7389 | 4.3015 | 3.6544 | 3.1371 | 2.8058 | 2.6843 | 2.2859 | 2.1141 | 2.0996 | 2.4872 | 2.7705 | 3.372 | 4.1181 | 4.9326 | 4.6818 | 4.2517 | 4.5351 | 4.4749 | 3.9617
2035-12-14 | 3.5211 | 3.3343 | 3.3953 | 3.4089 | 3.4421 | 3.5281 | 3.5815 | 3.6166 | 3.4829 | 2.8379 | 2.2924 | 1.9632 | 1.9984 | 2.018 | 2.0507 | 2.4228 | 3.4831 | 4.2239 | 4.6975 | 4.4258 | 3.6025 | 3.442 | 3.3519 | 3.2516
2035-12-15 | 3.4116 | 3.3525 | 3.4083 | 3.3777 | 3.365 | 3.1492 | 3.2416 | 3.3013 | 2.7343 | 2.2365 | 1.9748 | 1.5609 | 1.4253 | 1.6188 | 1.8577 | 2.1882 | 2.8824 | 3.932 | 4.6085 | 4.4806 | 3.9633 | 3.4209 | 3.2275 | 2.9947
2035-12-16 | 2.8382 | 2.8514 | 2.7327 | 2.6578 | 2.5143 | 2.5346 | 2.7314 | 2.7513 | 2.3029 | 1.8749 | 1.6077 | 1.3783 | 1.2316 | 1.2244 | 1.4787 | 2.1145 | 2.8193 | 3.5951 | 4.5666 | 4.2442 | 3.8763 | 4.0459 | 3.8089 | 3.5759
2035-12-17 | 3.7205 | 3.1086 | 2.9985 | 2.7645 | 2.8751 | 3.1225 | 3.6873 | 3.7831 | 3.1147 | 2.6775 | 2.5821 | 2.3465 | 2.5473 | 2.489 | 2.7283 | 3.329 | 3.6895 | 4.1079 | 4.9955 | 4.6552 | 4.123 | 3.7617 | 3.7176 | 3.3149
2035-12-18 | 3.0487 | 2.9522 | 2.879 | 2.8633 | 2.8831 | 3.0855 | 3.5316 | 3.2557 | 2.8163 | 2.5647 | 2.3331 | 2.2603 | 2.3994 | 2.3994 | 2.593 | 3.432 | 4.0303 | 4.7759 | 4.9115 | 4.4568 | 4.3419 | 4.779 | 4.8527 | 4.2927
2035-12-19 | 3.8277 | 3.6354 | 3.522 | 3.4795 | 3.5641 | 4.0302 | 4.6106 | 4.0144 | 3.5417 | 2.7462 | 2.3054 | 2.0379 | 1.931 | 1.9722 | 2.2015 | 2.4474 | 3.2248 | 4.0692 | 4.6244 | 4.6191 | 4.5586 | 4.6865 | 4.5862 | 4.3219
2035-12-20 | 4.0057 | 3.7556 | 3.3616 | 3.412 | 3.4663 | 3.8814 | 4.4023 | 3.6714 | 3.171 | 2.8001 | 2.162 | 1.9104 | 1.773 | 1.8424 | 2.0458 | 2.7006 | 3.4815 | 4.3199 | 5.0364 | 4.727 | 4.3153 | 4.7989 | 4.7863 | 4.0245
2035-12-21 | 3.7422 | 3.4909 | 3.4176 | 3.5029 | 3.6244 | 3.8065 | 4.4432 | 3.8985 | 3.3433 | 2.8303 | 2.3494 | 2.1828 | 1.9912 | 2.2002 | 2.1466 | 2.6069 | 3.287 | 3.9696 | 4.6887 | 4.6054 | 4.1636 | 4.6991 | 4.799 | 4.4685
2035-12-22 | 3.5032 | 3.3687 | 3.2999 | 3.2372 | 3.1366 | 2.967 | 3.1501 | 3.262 | 2.6167 | 2.0122 | 1.4941 | 1.2403 | 1.2576 | 1.3944 | 1.7407 | 2.3952 | 3.2086 | 4.1872 | 4.7081 | 4.4499 | 4.1382 | 3.8579 | 3.6708 | 3.2297
2035-12-23 | 3.1375 | 3.2548 | 3.2588 | 3.4752 | 3.4 | 3.5128 | 3.285 | 3.0963 | 2.7275 | 2.2776 | 1.9503 | 1.7549 | 1.7175 | 1.7493 | 1.9314 | 2.3737 | 3.1928 | 3.8449 | 4.6526 | 4.6463 | 4.3364 | 4.0802 | 3.7287 | 3.3596
2035-12-24 | 3.0938 | 2.8159 | 2.8017 | 2.8393 | 2.8972 | 3.1093 | 3.415 | 3.483 | 3.4681 | 2.9836 | 2.4937 | 2.4246 | 2.4143 | 2.8964 | 3.1296 | 3.6836 | 4.5212 | 5.0749 | 5.0108 | 4.124 | 3.8498 | 4.3865 | 4.5337 | 4.5347
2035-12-25 | 4.2379 | 4.0859 | 3.7751 | 2.9426 | 2.9308 | 3.1086 | 3.3627 | 3.4932 | 3.2726 | 2.8282 | 2.5608 | 2.4246 | 1.958 | 2.0175 | 2.0829 | 2.4533 | 3.354 | 4.372 | 4.6138 | 4.308 | 3.8924 | 3.7575 | 3.453 | 3.2683
2035-12-26 | 3.2808 | 3.0745 | 2.8985 | 2.8504 | 2.9077 | 3.0758 | 3.307 | 3.5039 | 3.2534 | 2.712 | 2.3396 | 2.2022 | 2.1421 | 2.136 | 2.4232 | 2.9851 | 3.8741 | 4.9495 | 5.2669 | 5.288 | 4.8251 | 4.6094 | 4.4401 | 4.1468
2035-12-27 | 4.0027 | 3.9827 | 3.836 | 3.8046 | 3.5983 | 3.8209 | 4.178 | 3.7083 | 3.2385 | 3.0359 | 2.6259 | 2.4204 | 2.3552 | 2.4835 | 2.6016 | 3.4373 | 4.1941 | 4.8441 | 5.2905 | 5.0756 | 4.3811 | 4.4593 | 4.5665 | 4.4478
2035-12-28 | 4.3016 | 4.0127 | 3.6413 | 3.5849 | 3.6719 | 3.7233 | 4.1689 | 3.6857 | 3.4552 | 3.342 | 3.4931 | 3.2747 | 3.3656 | 3.4692 | 3.6995 | 3.7043 | 4.281 | 4.9556 | 5.1831 | 4.8 | 4.3346 | 4.2524 | 4.348 | 3.989
2035-12-29 | 3.9106 | 3.7655 | 3.4764 | 3.3396 | 3.3776 | 3.6132 | 3.8829 | 3.556 | 3.2996 | 3.0902 | 2.465 | 2.0007 | 2.2034 | 2.1455 | 2.3422 | 2.8495 | 3.8424 | 4.4679 | 4.9669 | 4.6401 | 4.1286 | 4.3081 | 4.3441 | 3.4907
2035-12-30 | 3.3541 | 3.2218 | 3.1138 | 2.9219 | 2.9452 | 2.9648 | 3.1006 | 3.0924 | 2.942 | 2.6745 | 2.3134 | 1.9276 | 1.8791 | 1.5834 | 1.6985 | 2.2203 | 2.9173 | 3.8911 | 4.8543 | 4.6211 | 4.1199 | 3.8585 | 3.9612 | 3.5038
2035-12-31 | 3.2294 | 2.8845 | 3 | 2.9839 | 3.3604 | 3.6904 | 4.044 | 3.7569 | 3.6676 | 3.4451 | 2.9248 | 2.6188 | 2.3156 | 2.3042 | 2.4515 | 3.1446 | 4.264 | 5.0636 | 5.2475 | 4.268 | 3.6063 | 3.9488 | 4.104 | 4.1119
2036-01-01 | 2.997 | 2.9073 | 2.8717 | 2.8299 | 2.7228 | 3.0605 | 3.0594 | 3.144 | 2.8984 | 2.4756 | 2.0497 | 1.7617 | 1.747 | 1.7727 | 1.9124 | 2.2954 | 3.5822 | 4.2558 | 5.1688 | 4.984 | 4.5202 | 3.9013 | 3.7234 | 3.4291
2036-01-02 | 3.4748 | 2.9964 | 2.9101 | 2.841 | 2.797 | 3.2523 | 3.2626 | 3.148 | 2.8703 | 2.3257 | 2.0026 | 1.7827 | 1.5286 | 1.64 | 1.9107 | 2.3195 | 3.2724 | 4.2948 | 4.9165 | 4.9953 | 4.4199 | 4.0444 | 3.6702 | 3.6189
2036-01-03 | 3.208 | 3.0174 | 3.1455 | 2.9566 | 2.8196 | 2.8967 | 3.0554 | 3.1553 | 2.892 | 2.235 | 1.9045 | 1.5701 | 1.4311 | 1.5247 | 1.7761 | 2.2593 | 2.9679 | 3.8427 | 5.0842 | 4.9586 | 3.9626 | 3.5381 | 3.3986 | 3.3311
2036-01-04 | 2.9183 | 2.7456 | 2.8762 | 2.8532 | 2.6961 | 3.0155 | 3.2729 | 3.4642 | 3.3707 | 2.7242 | 2.143 | 1.7354 | 1.547 | 1.6428 | 1.8754 | 2.1994 | 2.9051 | 3.6106 | 4.6514 | 3.6962 | 3.203 | 3.7774 | 3.9871 | 3.6611
2036-01-05 | 2.8825 | 2.9549 | 3.0467 | 2.7481 | 2.6456 | 2.6323 | 2.8196 | 2.8459 | 2.449 | 2.2563 | 1.9522 | 1.3525 | 1.1158 | 1.3762 | 1.707 | 1.8896 | 2.5923 | 3.7763 | 4.6967 | 4.6342 | 3.4493 | 3.4841 | 3.3519 | 3.0733
2036-01-06 | 3.1832 | 3.0628 | 2.9291 | 2.837 | 2.6959 | 2.875 | 2.885 | 2.9195 | 2.5294 | 2.1623 | 1.7327 | 1.3803 | 0.99277 | 1.2685 | 1.6336 | 1.9014 | 2.3552 | 3.8957 | 4.9221 | 4.7782 | 4.0904 | 3.1697 | 3.0916 | 2.8048
2036-01-07 | 2.7921 | 2.7042 | 2.7305 | 2.7003 | 2.8106 | 3.0627 | 3.1429 | 3.2337 | 3.0693 | 2.2865 | 1.9884 | 1.6841 | 1.6527 | 1.7835 | 1.8395 | 2.1963 | 3.3639 | 4.3197 | 5.1266 | 4.7632 | 3.8824 | 3.6521 | 3.6987 | 3.4919
2036-01-08 | 3.0989 | 2.7991 | 2.7524 | 2.9441 | 2.6996 | 2.8867 | 3.594 | 3.8501 | 3.626 | 3.0311 | 2.4174 | 2.0269 | 1.9497 | 2 | 2.2112 | 3.0675 | 3.8625 | 4.2364 | 5.3887 | 5.4147 | 4.9018 | 4.2958 | 3.9832 | 3.7729
2036-01-09 | 3.1261 | 2.9975 | 2.9275 | 2.8975 | 2.8505 | 3.3209 | 3.607 | 3.6949 | 3.2933 | 2.6837 | 2.1601 | 1.8307 | 2.1451 | 2.1421 | 2.0685 | 2.2575 | 3.4825 | 4.7573 | 5.3736 | 5.1803 | 4.2256 | 4.1694 | 3.7979 | 3.5831
2036-01-10 | 3.5223 | 3.3169 | 2.9955 | 2.9562 | 2.8936 | 3.4301 | 3.9787 | 4.1235 | 3.5903 | 3.1003 | 2.493 | 2.1205 | 2.4356 | 2.1707 | 2.3409 | 2.9883 | 4.0545 | 4.3235 | 5.2722 | 5.3709 | 4.8789 | 4.4527 | 4.0842 | 3.8672
2036-01-11 | 3.4237 | 3.1432 | 3.0365 | 2.958 | 2.8489 | 3.1519 | 4.0613 | 3.9237 | 3.0311 | 2.2118 | 1.8274 | 1.5965 | 1.6582 | 2.0451 | 2.0302 | 2.2729 | 3.3178 | 3.9659 | 4.6414 | 4.8116 | 4.3269 | 4.0792 | 3.9482 | 3.7766
2036-01-12 | 3.3352 | 2.8397 | 2.7839 | 2.8956 | 2.6828 | 2.8057 | 3.0213 | 3.1253 | 2.818 | 2.2602 | 1.9102 | 1.6445 | 1.5868 | 1.5103 | 1.8514 | 2.1908 | 2.5082 | 3.1985 | 4.8074 | 4.7489 | 3.7902 | 3.8826 | 4.0051 | 3.1572
2036-01-13 | 2.927 | 2.877 | 3.0316 | 2.7439 | 2.5853 | 2.6753 | 2.7942 | 2.7149 | 2.4127 | 2.007 | 1.6115 | 1.0249 | 0.96019 | 1.0107 | 1.3693 | 1.8871 | 2.2595 | 3.1027 | 4.6813 | 4.6485 | 4.117 | 3.3215 | 3.0821 | 2.9027
2036-01-14 | 2.8733 | 2.6796 | 2.5892 | 2.5671 | 2.664 | 2.9719 | 3.1887 | 3.1883 | 3.14 | 2.4986 | 1.8999 | 1.7049 | 1.8118 | 1.7429 | 1.919 | 2.2345 | 3.1784 | 4.1862 | 5.179 | 4.7701 | 4.0112 | 3.6863 | 3.9614 | 3.27
2036-01-15 | 2.8501 | 2.97 | 2.8825 | 2.7407 | 2.6094 | 2.6904 | 3.4269 | 3.3477 | 2.836 | 2.3434 | 1.9606 | 1.7641 | 1.6329 | 1.5914 | 2.0459 | 2.1446 | 2.8888 | 4.7048 | 5.3893 | 5.3184 | 4.5873 | 4.1779 | 3.8139 | 3.3447
2036-01-16 | 3.3553 | 3.1152 | 2.9788 | 3.0597 | 2.9061 | 3.2188 | 4.1722 | 4.6543 | 3.9249 | 3.0705 | 2.7662 | 2.2197 | 2.0667 | 1.9297 | 2.1122 | 2.6761 | 3.6652 | 4.4103 | 5.3772 | 5.3944 | 4.7983 | 4.2728 | 3.8273 | 3.403
2036-01-17 | 3.4558 | 3.0497 | 2.9043 | 2.938 | 3.1346 | 3.1231 | 3.7661 | 3.5332 | 3.3968 | 2.5977 | 2.1246 | 1.7686 | 1.6818 | 1.7045 | 2.0828 | 2.2836 | 3.0651 | 4.117 | 5.3865 | 4.8743 | 4.2839 | 3.9195 | 3.8011 | 3.499
2036-01-18 | 2.9419 | 2.826 | 2.8279 | 2.9022 | 2.8701 | 3.445 | 3.9998 | 4.2362 | 3.9147 | 2.9766 | 2.0581 | 1.988 | 1.9584 | 2.0158 | 2.1503 | 3.4407 | 4.0948 | 4.1781 | 5.0143 | 5.0216 | 4.4718 | 3.9874 | 4.1007 | 3.7147
2036-01-19 | 3.0004 | 2.925 | 3.0753 | 2.7975 | 2.6767 | 2.7532 | 3.0573 | 3.1667 | 2.7019 | 2.3072 | 1.9372 | 1.6604 | 1.6328 | 1.7754 | 1.9805 | 2.2048 | 2.6629 | 4.0789 | 5.2224 | 4.9255 | 4.3068 | 3.8322 | 3.7546 | 3.6775
2036-01-20 | 3.1118 | 2.9318 | 2.8786 | 3.0326 | 2.7574 | 2.8226 | 2.9704 | 3.2652 | 3.1273 | 2.5559 | 2.1038 | 1.7338 | 1.584 | 1.6621 | 1.9329 | 2.2566 | 2.4531 | 3.3841 | 4.9665 | 4.9686 | 4.4519 | 3.6909 | 3.2051 | 3.1008
2036-01-21 | 2.7499 | 2.6525 | 2.6368 | 2.7573 | 2.682 | 2.9257 | 3.5261 | 3.9579 | 3.0575 | 2.3403 | 2.0541 | 1.6748 | 1.5505 | 1.6951 | 2.1442 | 2.7127 | 3.1967 | 4.2569 | 5.3492 | 5.1136 | 4.6031 | 4.1607 | 3.7305 | 3.2533
2036-01-22 | 3.4357 | 3.1714 | 2.9415 | 3.0673 | 3.1868 | 3.3172 | 4.229 | 4.5126 | 4.4084 | 3.6572 | 3.1629 | 2.8261 | 2.0938 | 2.1795 | 2.9921 | 3.5675 | 4.1804 | 4.2283 | 5.3342 | 5.4287 | 4.9617 | 4.6133 | 4.1086 | 3.5868
2036-01-23 | 3.4894 | 3.1284 | 2.9814 | 2.9576 | 2.7935 | 2.9648 | 3.9267 | 4.3225 | 3.6063 | 2.8399 | 2.289 | 1.8923 | 1.7317 | 1.7698 | 2.117 | 2.7823 | 3.3222 | 4.0442 | 5.3624 | 5.4012 | 4.878 | 4.4817 | 4.0898 | 3.5089
2036-01-24 | 3.4539 | 3.0264 | 2.9202 | 3.1228 | 3.0636 | 3.2881 | 4.2517 | 4.6828 | 4.5056 | 3.8005 | 3.0077 | 2.7339 | 2.7951 | 2.8949 | 2.9585 | 3.3065 | 3.5509 | 3.96 | 5.1321 | 5.1535 | 4.6289 | 4.126 | 3.7071 | 3.5103
2036-01-25 | 3.0485 | 3.028 | 3.001 | 2.9229 | 2.8344 | 3.2435 | 3.4712 | 3.4416 | 3.2874 | 2.6211 | 2.068 | 1.8616 | 1.9668 | 1.9877 | 2.0388 | 2.5099 | 3.5882 | 4.3919 | 5.0812 | 4.8642 | 4.2314 | 4.2875 | 4.363 | 3.976
2036-01-26 | 3.1587 | 3.0047 | 3.0907 | 2.9736 | 2.7938 | 2.9807 | 3.4279 | 3.4934 | 3.2268 | 2.4635 | 1.9468 | 1.9249 | 1.8503 | 2.133 | 2.4765 | 3.1705 | 3.5299 | 3.6937 | 4.5227 | 4.529 | 4.031 | 3.8897 | 3.7068 | 3.4647
2036-01-27 | 3.1783 | 2.8342 | 2.8786 | 2.8186 | 2.5502 | 2.6352 | 2.8604 | 2.7249 | 2.3924 | 2.0494 | 1.9041 | 1.6458 | 1.7287 | 1.6786 | 2.1049 | 2.1225 | 2.3543 | 3.3743 | 4.7894 | 4.9536 | 4.3302 | 3.292 | 3.2234 | 3.0238
2036-01-28 | 2.7161 | 2.6334 | 2.6609 | 2.8343 | 2.7545 | 3.0524 | 3.9293 | 4.5365 | 3.5121 | 2.5242 | 2.5705 | 2.1054 | 1.9398 | 2.0801 | 2.5653 | 2.6984 | 3.3276 | 4.4617 | 5.2377 | 5.2825 | 4.9129 | 4.6878 | 3.9105 | 3.4933
2036-01-29 | 3.3217 | 3.0112 | 2.8696 | 3.0183 | 3.0266 | 3.1011 | 3.9271 | 3.8611 | 3.4996 | 2.7602 | 2.1714 | 1.6985 | 1.7412 | 2.0177 | 2.2542 | 2.4207 | 3.0601 | 4.3531 | 5.3611 | 5.3899 | 4.7786 | 4.2762 | 3.948 | 3.5156
2036-01-30 | 3.7135 | 3.2288 | 3.0651 | 3.0707 | 2.9818 | 3.4681 | 4.6716 | 4.8263 | 4.511 | 4.2717 | 3.4715 | 3.0485 | 2.7274 | 2.3409 | 2.9485 | 3.2492 | 3.8192 | 4.6602 | 5.3607 | 5.2484 | 4.2356 | 4.3063 | 4.463 | 3.5758
2036-01-31 | 3.4648 | 3.6252 | 3.2702 | 3.1454 | 2.9219 | 3.2157 | 4.4867 | 4.3693 | 4.0412 | 3.3295 | 2.9063 | 2.1417 | 2.6122 | 2.7976 | 2.7966 | 2.4611 | 3.3162 | 4.4697 | 5.4223 | 5.3996 | 4.7631 | 4.3863 | 4.0107 | 3.5407
2036-02-01 | 3.3647 | 3.4463 | 3.1525 | 3.1977 | 3.1728 | 3.5618 | 4.4755 | 4.8634 | 4.4733 | 3.437 | 3.5249 | 2.7887 | 2.2531 | 1.9102 | 2.2504 | 2.8998 | 3.2377 | 3.9636 | 5.0733 | 5.0438 | 4.1259 | 4.5121 | 4.4667 | 3.6148
2036-02-02 | 3.3328 | 3.2797 | 3.0565 | 2.8345 | 2.6168 | 2.9121 | 2.9944 | 2.972 | 2.5165 | 2.2534 | 1.9325 | 1.76 | 1.3748 | 1.4293 | 1.8977 | 2.455 | 3.4549 | 3.7469 | 4.709 | 4.9322 | 4.5291 | 4.1583 | 4.0389 | 3.7456
2036-02-03 | 3.2749 | 3.134 | 3.3656 | 3.18 | 3.0237 | 3.0701 | 3.2612 | 3.5329 | 3.4924 | 3.0005 | 2.479 | 2.427 | 2.6181 | 2.5462 | 2.0855 | 2.2731 | 2.4575 | 3.1279 | 4.5614 | 4.8937 | 4.4802 | 3.965 | 3.5283 | 3.1089
2036-02-04 | 3.0985 | 3.1427 | 2.9121 | 2.814 | 2.8614 | 3.046 | 3.9657 | 4.0629 | 3.2356 | 3.5696 | 3.4215 | 2.6376 | 2.4378 | 1.9653 | 2.5748 | 3.4232 | 4.2001 | 4.9326 | 5.1178 | 4.764 | 3.9537 | 4.1331 | 3.6877 | 3.1486
2036-02-05 | 3.1365 | 3.207 | 2.9501 | 2.8105 | 2.7996 | 3.2735 | 3.9053 | 3.8649 | 3.625 | 2.7402 | 3.0058 | 3.1063 | 3.1299 | 2.4508 | 2.5487 | 2.7334 | 3.4796 | 3.8557 | 4.8652 | 5.2242 | 4.5644 | 4.1835 | 4.3883 | 3.64
2036-02-06 | 3.1953 | 3.2161 | 3.1116 | 3.1523 | 2.9598 | 3.146 | 3.5565 | 3.5489 | 3.2158 | 2.599 | 2.1722 | 2.3521 | 2.4898 | 2.4698 | 2.2867 | 2.4706 | 3.502 | 4.3263 | 5.064 | 5.076 | 4.7139 | 4.0715 | 3.8101 | 3.7859
2036-02-07 | 3.4145 | 3.1312 | 3.0675 | 3.0304 | 3.1144 | 3.3561 | 3.9271 | 3.509 | 3.2713 | 2.4846 | 2.213 | 1.8253 | 1.6378 | 1.404 | 1.5418 | 1.9994 | 2.5624 | 3.6835 | 4.39 | 4.5217 | 4.2049 | 3.9232 | 3.3835 | 3.2039
2036-02-08 | 3.0337 | 2.7932 | 2.7324 | 2.7306 | 2.6786 | 2.8753 | 3.4781 | 3.8742 | 3.2835 | 2.319 | 1.5901 | 1.3385 | 1.2809 | 1.3201 | 1.6209 | 1.6933 | 2.2642 | 3.1842 | 4.5804 | 4.4294 | 3.6217 | 3.9477 | 3.5658 | 3.0854
2036-02-09 | 2.8897 | 2.9501 | 2.7514 | 2.6707 | 2.6294 | 2.7154 | 3.0349 | 2.8113 | 2.3311 | 1.9728 | 1.4911 | 1.0541 | 0.99621 | 1.1407 | 1.4093 | 1.8816 | 2.4017 | 3.1807 | 3.8378 | 4.1375 | 3.7655 | 3.5328 | 3.2581 | 3.1215
2036-02-10 | 3.0708 | 2.8053 | 2.7721 | 2.7424 | 2.636 | 2.6741 | 2.7576 | 2.8211 | 2.5199 | 2.1078 | 1.6047 | 1.2734 | 1.0237 | 1.1766 | 1.5426 | 1.7851 | 2.3464 | 3.0383 | 4.5567 | 4.7675 | 4.2485 | 3.4521 | 3.0624 | 2.8308
2036-02-11 | 2.7349 | 2.9086 | 2.7437 | 2.7201 | 2.8037 | 3.3186 | 3.7026 | 3.5785 | 3.1606 | 2.4103 | 2.0033 | 1.8355 | 1.6361 | 1.6234 | 1.9333 | 2.3936 | 3.3066 | 4.1365 | 4.8839 | 4.9315 | 4.4183 | 4.166 | 3.69 | 3.6399
2036-02-12 | 3.1478 | 2.9103 | 2.848 | 2.9515 | 2.908 | 3.1076 | 3.7675 | 3.6447 | 4.0095 | 3.5987 | 2.9046 | 2.6767 | 2.4561 | 2.818 | 2.9051 | 3.1951 | 3.6213 | 4.3495 | 5.3091 | 5.301 | 4.74 | 4.4057 | 4.1587 | 3.5599
2036-02-13 | 3.1898 | 3.0474 | 3.0371 | 3.3033 | 3.1821 | 3.2006 | 3.3613 | 3.6783 | 3.9135 | 3.5347 | 3.2094 | 3.0014 | 3.3184 | 3.5226 | 3.5905 | 4.0306 | 4.6834 | 4.6875 | 4.8576 | 4.8963 | 4.5914 | 4.1121 | 3.9871 | 3.6569
2036-02-14 | 3.4813 | 3.0841 | 3.1101 | 3.1744 | 3.324 | 3.4439 | 4.3188 | 4.4177 | 4.3814 | 4.0209 | 3.4638 | 2.6032 | 2.3165 | 2.4212 | 2.7695 | 2.6363 | 3.6696 | 3.7307 | 4.6023 | 4.9245 | 4.7661 | 4.5568 | 4.171 | 3.9497
2036-02-15 | 3.3216 | 3.1383 | 3.0957 | 3.0602 | 2.9617 | 3.2679 | 4.2403 | 4.4391 | 3.4191 | 3.3468 | 2.7113 | 1.9022 | 1.9566 | 2.3769 | 2.2166 | 2.4485 | 3.0956 | 3.8432 | 4.352 | 4.8181 | 4.5744 | 4.5174 | 3.8023 | 3.4327
2036-02-16 | 3.3337 | 2.9233 | 2.8563 | 2.8081 | 2.781 | 2.8375 | 2.9186 | 2.8662 | 2.4623 | 2.3171 | 2.0319 | 1.5011 | 1.3153 | 1.5703 | 1.9175 | 2.8007 | 3.4101 | 4.0326 | 4.1688 | 4.2053 | 4.0178 | 4.1372 | 3.5668 | 3.3007
2036-02-17 | 3.1586 | 3.2775 | 2.9648 | 2.8468 | 2.6936 | 2.6966 | 2.9196 | 2.9554 | 2.9069 | 2.4673 | 2.2493 | 2.1521 | 2.5605 | 2.3914 | 2.2299 | 2.5986 | 3.1393 | 4.0174 | 4.5307 | 4.4103 | 3.5849 | 3.1435 | 3.5462 | 3.0362
2036-02-18 | 2.7993 | 2.7031 | 2.7716 | 2.6619 | 2.6669 | 2.7884 | 2.9333 | 2.9668 | 2.8305 | 2.3086 | 1.8222 | 1.0647 | 1.1083 | 1.4266 | 1.8861 | 2.2296 | 2.621 | 3.4162 | 4.6097 | 5.1717 | 4.1115 | 4.0296 | 3.9661 | 3.2141
2036-02-19 | 2.9227 | 3.0748 | 2.9054 | 2.7604 | 2.6635 | 2.9624 | 3.6741 | 3.5133 | 2.6511 | 2.2985 | 2.0606 | 1.7546 | 1.5777 | 1.8482 | 2.0489 | 2.1138 | 2.8884 | 4.137 | 5.1765 | 5.2124 | 4.6431 | 4.7865 | 4.0556 | 3.3865
2036-02-20 | 3.004 | 2.8485 | 2.8988 | 2.6835 | 2.567 | 2.7705 | 3.3532 | 3.6723 | 3.2394 | 2.5466 | 2.2953 | 1.932 | 1.8481 | 2.0051 | 2.2722 | 2.9099 | 3.2213 | 3.9176 | 5.0526 | 5.337 | 4.801 | 4.2619 | 4.0594 | 3.89
2036-02-21 | 3.4632 | 3.2135 | 3.0939 | 3.248 | 3.0272 | 3.2055 | 3.6617 | 3.9945 | 4.0402 | 3.424 | 3.0351 | 3.7217 | 3.6314 | 3.218 | 3.1734 | 3.4828 | 4.4178 | 4.5619 | 4.9042 | 4.8671 | 4.4484 | 3.9883 | 3.9379 | 3.5296
2036-02-22 | 3.1228 | 2.9645 | 2.8932 | 2.8532 | 2.9525 | 3.1749 | 3.9781 | 3.9982 | 3.3496 | 2.9448 | 2.1426 | 1.8232 | 1.9116 | 2.3194 | 2.4098 | 2.7066 | 3.36 | 4.2734 | 4.7013 | 4.6795 | 4.5517 | 4.5822 | 4.0969 | 3.6733
2036-02-23 | 3.7426 | 3.2746 | 3.0413 | 2.9445 | 2.8224 | 3.2419 | 3.423 | 3.4249 | 3.0973 | 2.5545 | 2.0737 | 1.5145 | 1.7668 | 2.0095 | 2.0544 | 2.3588 | 3.2609 | 4.31 | 4.2816 | 4.5277 | 4.3497 | 3.9818 | 3.7846 | 3.475
2036-02-24 | 3.546 | 3.0789 | 2.9885 | 2.9405 | 2.7784 | 2.8874 | 3.1611 | 3.4835 | 3.0012 | 2.429 | 2.2889 | 2.0673 | 2.0253 | 1.9024 | 2.4369 | 2.6432 | 3.1388 | 4.2499 | 5.0687 | 5.0799 | 4.2383 | 3.7171 | 3.3515 | 2.9635
2036-02-25 | 2.9358 | 2.9359 | 2.7248 | 2.7587 | 2.9447 | 3.2054 | 4.088 | 3.9091 | 3.5892 | 2.949 | 2.4412 | 1.9125 | 2.1423 | 2.1961 | 2.4936 | 2.8552 | 3.8093 | 4.4203 | 4.9794 | 4.8338 | 4.6245 | 4.405 | 3.7192 | 3.2755
2036-02-26 | 3.0926 | 3.0311 | 2.8109 | 2.9057 | 2.8636 | 3.4381 | 3.8868 | 3.7962 | 3.2614 | 2.7529 | 2.092 | 1.7851 | 1.9377 | 1.8656 | 2.0004 | 2.2576 | 3.2992 | 3.9916 | 4.9125 | 5.2245 | 4.6776 | 4.1613 | 3.9839 | 3.7568
2036-02-27 | 3.2404 | 3.06 | 2.683 | 2.5948 | 2.5788 | 3.2511 | 3.6576 | 3.4558 | 3.7167 | 3.2234 | 2.6221 | 2.1438 | 2.0157 | 1.8114 | 2.3117 | 3.0428 | 4.0016 | 3.9008 | 4.8474 | 5.2759 | 4.8442 | 4.6452 | 4.2678 | 3.3902
2036-02-28 | 3.166 | 3.1144 | 3.2522 | 3.0221 | 2.952 | 3.2782 | 4.3698 | 4.5343 | 3.9728 | 3.0031 | 2.1571 | 2.0421 | 2.0314 | 1.9365 | 2.4947 | 2.7504 | 3.2725 | 3.9683 | 4.7869 | 4.9199 | 4.5054 | 4.1775 | 3.8024 | 3.3098
2036-02-29 | 3.1665 | 3.0649 | 3.1461 | 3.2537 | 2.9118 | 3.0584 | 3.5316 | 3.6652 | 3.1781 | 2.3745 | 2.1154 | 2.0256 | 2.3034 | 2.2227 | 2.031 | 2.9172 | 3.4809 | 3.9882 | 4.5963 | 4.8928 | 4.3313 | 3.9322 | 4.2444 | 3.8986
2036-03-01 | 3.2722 | 3.3219 | 3.2182 | 3.0394 | 2.94 | 3.0931 | 3.568 | 3.5021 | 2.7333 | 2.6448 | 2.798 | 2.1493 | 1.9036 | 1.9324 | 2.063 | 2.1435 | 2.9783 | 3.8218 | 4.3362 | 4.0403 | 3.927 | 4.1639 | 3.9297 | 3.5478
2036-03-02 | 3.5521 | 3.2944 | 3.0234 | 3.0168 | 2.871 | 3.069 | 2.9945 | 2.8588 | 2.6012 | 2.44 | 1.9612 | 1.6936 | 1.5231 | 1.7786 | 1.7629 | 1.8511 | 2.5667 | 3.6372 | 4.6436 | 4.8102 | 4.1964 | 3.4971 | 3.2082 | 2.9617
2036-03-03 | 3.0726 | 2.9361 | 2.8108 | 2.7165 | 2.7978 | 3.4701 | 4.1695 | 3.7505 | 3.5095 | 2.7457 | 2.3105 | 1.8873 | 1.8739 | 2.1065 | 2.0241 | 2.2717 | 2.9624 | 3.9129 | 4.7877 | 5.2255 | 4.6035 | 4.0061 | 3.6783 | 3.4559
2036-03-04 | 3.3813 | 3.2031 | 2.9703 | 2.9022 | 2.8748 | 3.3499 | 4.4641 | 3.9303 | 3.4471 | 2.8505 | 2.2799 | 1.8121 | 1.6104 | 1.8067 | 1.7421 | 1.9104 | 2.5691 | 3.7319 | 4.7336 | 5.0766 | 4.5101 | 3.9415 | 3.715 | 3.1569
2036-03-05 | 3.0939 | 3.1382 | 2.9406 | 3.0171 | 2.9689 | 3.2275 | 4.2827 | 3.4997 | 2.6415 | 1.8408 | 1.3734 | 1.3527 | 1.6773 | 1.6432 | 1.4839 | 1.8643 | 2.5217 | 3.2629 | 4.4097 | 4.9531 | 4.4783 | 3.7283 | 3.7234 | 3.3877
2036-03-06 | 2.9466 | 2.8746 | 2.9388 | 2.7342 | 2.7429 | 3.0289 | 3.7011 | 4.0924 | 3.3037 | 2.5896 | 1.9886 | 1.8103 | 1.8247 | 1.7677 | 2.0507 | 2.0867 | 2.7048 | 3.4754 | 4.8256 | 5.1227 | 4.45 | 3.9314 | 3.6149 | 3.1996
2036-03-07 | 3.0087 | 2.987 | 3.0684 | 2.8592 | 2.8571 | 3.2627 | 3.974 | 3.5849 | 3.1348 | 2.8079 | 2.2519 | 1.9802 | 2.1289 | 2.0887 | 1.9492 | 2.2231 | 2.911 | 3.3217 | 3.8023 | 4.1567 | 3.6852 | 3.8788 | 3.7997 | 3.4738
2036-03-08 | 3.2051 | 2.9357 | 2.7281 | 2.6952 | 2.6528 | 2.7801 | 2.9583 | 3.2013 | 2.6784 | 2.0894 | 1.4607 | 0.77273 | 0.98905 | 0.98537 | 1.0409 | 1.6987 | 2.6158 | 3.0833 | 3.9014 | 4.303 | 3.9668 | 3.478 | 3.2619 | 3.0644
2036-03-09 | 3.0925 | 2.8016 | 2.8033 | 2.8536 | 2.8826 | 2.8069 | 2.9635 | 2.9448 | 2.8915 | 2.3836 | 1.4262 | 1.3071 | 1.3979 | 0.99106 | 1.6566 | 2.2298 | 3.0531 | 3.6032 | 4.3625 | 4.2126 | 3.7563 | 3.435 | 3.4559 | 2.8929
2036-03-10 | 2.8469 | 2.8628 | 2.6371 | 2.5959 | 2.6879 | 2.9647 | 3.9146 | 4.2253 | 3.678 | 2.8642 | 2.7918 | 2.6763 | 3.0118 | 2.4966 | 2.1859 | 3.0991 | 3.3863 | 3.9677 | 4.9576 | 4.9733 | 4.1084 | 3.7697 | 3.7616 | 3.0952
2036-03-11 | 2.933 | 2.2706 | 1.7697 | 2.0133 | 2.5627 | 2.8794 | 4.1665 | 4.4011 | 3.6277 | 3.4066 | 3.2283 | 3.1134 | 3.136 | 3.3636 | 3.4811 | 3.387 | 3.9457 | 4.2912 | 5.2032 | 5.0427 | 4.632 | 4.2075 | 3.7388 | 3.2306
2036-03-12 | 2.9882 | 3.0605 | 2.9108 | 2.6977 | 2.7687 | 3.0605 | 3.7325 | 4.1429 | 3.8203 | 3.0233 | 2.6529 | 2.3362 | 2.7005 | 2.3406 | 2.3029 | 3.6137 | 3.7455 | 4.0778 | 5.1682 | 5.3819 | 4.8273 | 4.1479 | 3.8931 | 3.7959
2036-03-13 | 3.1852 | 3.0679 | 3.1418 | 2.842 | 2.9135 | 3.479 | 4.3214 | 4.3365 | 3.6632 | 2.7901 | 2.3661 | 2.0475 | 2.0398 | 2.1199 | 2.5606 | 3.1118 | 3.7256 | 4.4767 | 5.2199 | 5.5481 | 4.9514 | 4.2647 | 3.7074 | 3.45
2036-03-14 | 3.0405 | 2.9023 | 2.8177 | 2.8418 | 2.9001 | 3.0883 | 3.7855 | 3.802 | 3.2877 | 2.9942 | 2.9012 | 2.3958 | 1.9951 | 2.265 | 2.6868 | 3.3897 | 3.9788 | 3.948 | 4.7077 | 5.0518 | 4.733 | 4.4037 | 4.0955 | 3.7563
2036-03-15 | 3.5642 | 3.2644 | 2.9864 | 3.0347 | 3.2034 | 3.0771 | 3.1475 | 3.1271 | 2.783 | 2.2568 | 1.8339 | 1.5999 | 1.4446 | 1.6901 | 1.7892 | 1.7795 | 2.7333 | 3.7617 | 4.4914 | 4.6096 | 4.2419 | 4.2281 | 3.7341 | 3.4584
2036-03-16 | 3.4756 | 3.3348 | 3.0074 | 2.9094 | 2.8158 | 3.0893 | 3.3145 | 3.1432 | 2.5822 | 2.4035 | 1.974 | 1.9269 | 1.7151 | 1.6282 | 1.7143 | 1.6318 | 2.0337 | 3.135 | 4.5305 | 4.7086 | 4.3433 | 3.9298 | 3.5875 | 3.2074
2036-03-17 | 3.1826 | 3.0805 | 2.7771 | 2.5364 | 2.5816 | 2.933 | 3.2095 | 3.2522 | 3.2395 | 2.705 | 2.2597 | 1.8304 | 2.1129 | 2.974 | 2.5309 | 2.5517 | 3.0548 | 3.4129 | 4.2636 | 4.9127 | 4.56 | 3.8438 | 3.5166 | 3.4672
2036-03-18 | 3.2235 | 2.8872 | 2.7757 | 2.964 | 2.884 | 3.1033 | 3.5769 | 3.7621 | 3.6768 | 3.431 | 2.8353 | 2.063 | 2.1845 | 2.6482 | 2.5146 | 2.7278 | 3.7356 | 4.2677 | 4.7703 | 4.9141 | 4.5414 | 4.0776 | 3.4846 | 3.2745
2036-03-19 | 3.0635 | 2.8476 | 2.8395 | 2.8292 | 2.859 | 3.4354 | 3.5572 | 3.6538 | 3.3203 | 2.7637 | 2.3241 | 1.998 | 2.2763 | 2.1897 | 2.617 | 2.9079 | 3.5555 | 4.2881 | 4.8153 | 4.9207 | 4.2279 | 3.6735 | 3.4982 | 3.3677
2036-03-20 | 3.3474 | 3.1134 | 2.8874 | 2.8372 | 3.0357 | 3.1902 | 3.6405 | 3.7169 | 3.7827 | 3.4179 | 2.6986 | 1.8262 | 2.0958 | 2.3533 | 2.4832 | 3.1236 | 3.5407 | 4.4404 | 4.9721 | 5.089 | 4.4267 | 4.0309 | 3.7906 | 3.4667
2036-03-21 | 3.4166 | 3.2611 | 3.0036 | 2.9754 | 2.888 | 3.205 | 3.8875 | 3.4816 | 2.8856 | 2.8922 | 2.3746 | 2.0725 | 2.1101 | 2.4615 | 2.5275 | 3.2706 | 3.6935 | 4.5262 | 4.4724 | 4.439 | 4.4761 | 4.3841 | 3.9059 | 3.7151
2036-03-22 | 3.577 | 3.2546 | 3.0157 | 2.9616 | 3.2322 | 3.2196 | 3.6012 | 3.809 | 3.8694 | 4.0556 | 3.4638 | 2.8145 | 2.6942 | 2.6516 | 2.6558 | 2.7476 | 2.9815 | 3.6125 | 3.7218 | 4.1094 | 4.0063 | 3.5547 | 3.4392 | 3.2654
2036-03-23 | 3.0794 | 2.7956 | 2.7103 | 2.5928 | 2.5178 | 2.5921 | 2.7651 | 2.7544 | 2.4582 | 2.2817 | 1.7826 | 1.2995 | 1.3125 | 1.301 | 1.3708 | 1.7214 | 2.3672 | 3.1158 | 3.7907 | 4.6055 | 4.4089 | 3.9493 | 3.711 | 3.5404
2036-03-24 | 3.1601 | 2.8319 | 2.7696 | 2.8443 | 2.9698 | 3.0371 | 3.4423 | 3.4108 | 3.2349 | 3.2454 | 2.0849 | 1.9646 | 1.9711 | 1.758 | 1.7161 | 2.1882 | 2.7128 | 3.4393 | 4.3201 | 4.9485 | 4.5094 | 3.9411 | 3.9811 | 3.4473
2036-03-25 | 2.9699 | 3.0145 | 2.9717 | 2.8078 | 2.804 | 3.168 | 4.0966 | 3.5063 | 2.5643 | 2.2741 | 2.0393 | 1.6658 | 1.6205 | 1.7795 | 1.6999 | 1.7646 | 2.7627 | 3.9025 | 4.49 | 5.0853 | 4.8098 | 4.4533 | 3.9684 | 3.688
2036-03-26 | 3.1122 | 2.9947 | 2.9211 | 2.904 | 2.8888 | 3.4075 | 3.7558 | 3.51 | 2.9734 | 2.1594 | 1.7573 | 1.4478 | 1.6302 | 1.5745 | 1.7005 | 1.8225 | 2.9044 | 3.8216 | 4.4635 | 5.0989 | 4.8332 | 4.423 | 3.9725 | 3.6932
2036-03-27 | 3.3891 | 2.9569 | 2.8952 | 3.0677 | 3.114 | 3.3498 | 3.7234 | 3.7579 | 3.2627 | 2.6026 | 2.1065 | 1.8044 | 2.0039 | 1.9432 | 1.5105 | 2.1113 | 3.2017 | 4.1512 | 4.7049 | 5.2608 | 5.0178 | 4.5638 | 3.8125 | 3.3907
2036-03-28 | 3.3632 | 3.0034 | 2.8609 | 2.7781 | 2.8014 | 2.9574 | 3.3431 | 3.422 | 2.596 | 2.0432 | 1.5812 | 1.4562 | 1.5409 | 1.7 | 1.6731 | 1.7484 | 2.8878 | 3.5315 | 4.2309 | 4.9135 | 4.6312 | 4.2934 | 3.8578 | 3.5934
2036-03-29 | 3.4769 | 3.1616 | 2.8919 | 2.8308 | 2.9655 | 3.0532 | 3.1004 | 2.9923 | 2.4517 | 2.4944 | 2.0482 | 2.1894 | 2.342 | 2.387 | 2.3567 | 2.2544 | 2.3881 | 3.662 | 3.934 | 4.4874 | 4.2258 | 3.9434 | 3.5879 | 3.2882
2036-03-30 | 3.3505 | 2.9928 | 2.8444 | 2.8071 | 2.6828 | 2.7724 | 2.8074 | 2.6765 | 2.5372 | 2.2304 | 1.7957 | 2.0316 | 2.1181 | 1.8918 | 1.672 | 2.2944 | 2.7245 | 3.5867 | 4.4988 | 4.9587 | 4.3999 | 4.1431 | 4.0541 | 3.7373
2036-03-31 | 3.4136 | 3.0645 | 3.0269 | 3.0145 | 3.0582 | 3.5187 | 4.5158 | 4.3369 | 4.2766 | 3.9335 | 3.5454 | 3.115 | 3.6448 | 3.6868 | 3.5063 | 3.475 | 4.4341 | 4.9029 | 5.0223 | 4.714 | 4.1108 | 3.8242 | 3.5117 | 3.3581
2036-04-01 | 3.105 | 2.9302 | 2.8882 | 2.5647 | 2.3496 | 2.426 | 3.033 | 3.7705 | 3.194 | 2.6418 | 2.9546 | 2.5231 | 2.3177 | 2.4253 | 2.9633 | 2.9762 | 4.061 | 4.7305 | 4.988 | 5.0355 | 4.857 | 4.4083 | 3.8683 | 3.7142
2036-04-02 | 3.1719 | 2.9374 | 2.9077 | 2.9346 | 2.9039 | 3.2814 | 4.0399 | 4.4658 | 3.2456 | 3.0359 | 3.2912 | 3.0572 | 2.107 | 2.13 | 2.6971 | 2.9856 | 3.6535 | 4.4726 | 5.0844 | 5.3303 | 4.929 | 4.5814 | 4.0368 | 3.3489
2036-04-03 | 3.3055 | 3.1767 | 3.1127 | 3.2952 | 3.1362 | 3.4935 | 4.2544 | 4.146 | 4.3591 | 4.0887 | 3.4865 | 3.6882 | 2.7853 | 2.7499 | 3.0299 | 3.3221 | 4.2469 | 4.4189 | 4.9681 | 5.334 | 4.9671 | 4.3598 | 4.544 | 3.9507
2036-04-04 | 3.1932 | 3.0129 | 2.9393 | 2.9772 | 3.05 | 3.1183 | 3.3848 | 3.5344 | 3.2869 | 2.813 | 2.4062 | 2.0547 | 2.0871 | 1.9821 | 2.6231 | 2.8894 | 2.9182 | 3.7181 | 4.8978 | 5.2341 | 4.6434 | 4.1749 | 4.0164 | 3.532
2036-04-05 | 3.5133 | 3.3079 | 2.9632 | 2.9316 | 3.0765 | 3.325 | 3.0357 | 3.0762 | 2.9009 | 2.5251 | 2.3369 | 2.1382 | 2.1565 | 2.0986 | 2.3146 | 2.8311 | 3.3585 | 4.2095 | 5.0185 | 4.9783 | 4.3424 | 4.561 | 4.5265 | 3.6677
2036-04-06 | 3.3552 | 3.2235 | 3.4316 | 3.0446 | 2.9322 | 2.8915 | 2.9644 | 3.1729 | 2.8671 | 3.0307 | 2.823 | 2.4653 | 2.2218 | 2.2178 | 2.0518 | 2.4565 | 3.2667 | 3.7587 | 4.3551 | 4.941 | 4.5794 | 4.2527 | 3.6625 | 3.1682
2036-04-07 | 3.0046 | 2.9365 | 3.0953 | 2.9187 | 2.9126 | 3.2061 | 4.0802 | 4.1004 | 3.2337 | 2.5954 | 2.1338 | 1.9332 | 1.8376 | 1.8946 | 2.0598 | 1.9079 | 2.6124 | 3.7383 | 4.6863 | 5.254 | 4.6899 | 4.0258 | 3.5818 | 3.1856
2036-04-08 | 3.0926 | 3.0657 | 2.8716 | 2.8264 | 3.0532 | 3.3388 | 3.7557 | 3.4848 | 3.0092 | 2.194 | 1.7998 | 1.6323 | 1.7391 | 1.9209 | 1.8883 | 2.0002 | 2.8264 | 3.9217 | 4.6325 | 5.1307 | 4.86 | 4.3155 | 3.7651 | 3.2604
2036-04-09 | 3.2006 | 3.0548 | 2.8846 | 2.8651 | 2.9073 | 3.1467 | 3.3984 | 3.3366 | 2.653 | 2.1668 | 1.89 | 1.7709 | 1.7079 | 1.9226 | 1.9978 | 2.5728 | 3.1244 | 3.7449 | 4.9111 | 5.3329 | 4.9333 | 3.9418 | 3.6237 | 3.6929
2036-04-10 | 3.0962 | 2.9569 | 2.941 | 3.042 | 3.1211 | 3.2542 | 3.7561 | 3.5925 | 3.0382 | 2.4235 | 2.1069 | 1.8898 | 2.008 | 1.969 | 1.6511 | 2.0141 | 3.1723 | 3.8649 | 4.5647 | 5.3625 | 4.9262 | 4.2758 | 3.6303 | 3.4675
2036-04-11 | 3.073 | 2.9371 | 2.877 | 2.8783 | 2.8617 | 3.0591 | 3.9407 | 3.7751 | 3.1064 | 2.3832 | 1.9922 | 1.8569 | 1.9342 | 2.0849 | 1.8931 | 2.3453 | 3.4021 | 4.5134 | 5.0915 | 5.2861 | 4.7928 | 4.2854 | 4.2574 | 3.777
2036-04-12 | 3.7147 | 3.3505 | 3.1218 | 3.0784 | 3.1531 | 3.3211 | 2.8616 | 2.8112 | 2.5451 | 2.1248 | 1.7863 | 1.6391 | 1.5705 | 1.6998 | 1.4065 | 1.8894 | 2.8478 | 3.8233 | 4.5171 | 4.7641 | 3.9911 | 3.8425 | 3.9914 | 3.6094
2036-04-13 | 3.7503 | 3.3848 | 3.1193 | 3.0582 | 3.1041 | 3.3704 | 3.2902 | 3.018 | 2.5925 | 2.2879 | 2.3566 | 2.1591 | 1.985 | 1.8633 | 1.5818 | 2.1394 | 2.756 | 3.4787 | 4.8529 | 5.3228 | 4.959 | 4.5922 | 4.1481 | 3.4476
2036-04-14 | 3.2396 | 3.3214 | 3.2823 | 3.0676 | 3.0519 | 3.7786 | 4.1754 | 3.7935 | 3.3504 | 2.4989 | 2.1529 | 2.0108 | 1.9539 | 2.1669 | 2.4137 | 2.1514 | 2.9191 | 4.2252 | 5.0325 | 5.1833 | 4.7328 | 4.1173 | 3.5195 | 3.1954
2036-04-15 | 3.2005 | 3.0372 | 2.8995 | 2.9351 | 3.1234 | 3.2179 | 3.7864 | 3.8465 | 3.7927 | 3.1463 | 2.2181 | 2.0161 | 2.0543 | 1.9973 | 1.7679 | 2.2969 | 3.0543 | 3.898 | 4.9279 | 5.2019 | 4.6995 | 3.7683 | 3.5634 | 3.1935
2036-04-16 | 2.9527 | 3.0567 | 2.9134 | 2.8469 | 2.8719 | 3.1474 | 3.5775 | 3.4883 | 2.8589 | 2.5545 | 2.1334 | 1.7461 | 1.7465 | 2.0369 | 1.6722 | 2.185 | 3.1634 | 4.1838 | 4.7898 | 5.2409 | 4.6812 | 4.0168 | 3.5461 | 3.2454
2036-04-17 | 3.1526 | 3.2514 | 3.0005 | 2.9629 | 2.9604 | 3.5813 | 4.1617 | 3.512 | 3.7046 | 3.0207 | 2.9731 | 2.7578 | 3.0448 | 2.7477 | 2.9518 | 2.9659 | 3.988 | 4.543 | 4.8477 | 5.3002 | 5.0442 | 4.1924 | 4.2299 | 4.0398
2036-04-18 | 3.3701 | 3.148 | 3.0664 | 2.9426 | 2.9106 | 3.3088 | 3.3381 | 3.6603 | 3.8232 | 3.1603 | 2.5862 | 2.3358 | 2.6193 | 2.3819 | 1.9183 | 2.1403 | 3.0751 | 4.0218 | 4.0034 | 4.4524 | 4.4119 | 3.8816 | 3.7934 | 3.5646
2036-04-19 | 3.2846 | 2.9631 | 2.8558 | 2.8159 | 2.8453 | 2.9493 | 3.3566 | 3.0155 | 2.7002 | 2.763 | 2.1629 | 1.7367 | 1.9542 | 1.6616 | 1.8908 | 2.106 | 2.8683 | 3.1107 | 4.1251 | 4.7595 | 4.4298 | 3.6801 | 3.7186 | 3.7113
2036-04-20 | 3.1258 | 3.021 | 3.0874 | 3.057 | 2.9287 | 2.8887 | 2.7734 | 2.655 | 2.6163 | 2.2487 | 1.8668 | 1.6077 | 1.6955 | 1.492 | 1.7149 | 2.0712 | 2.5135 | 3.5702 | 4.4041 | 5.125 | 4.7973 | 3.994 | 3.6162 | 3.5207
2036-04-21 | 3.1696 | 2.8466 | 2.8139 | 2.7553 | 2.8487 | 3.2972 | 4.105 | 3.2366 | 3.2007 | 2.9641 | 2.7727 | 2.1257 | 2.0322 | 1.977 | 2.2426 | 2.5377 | 3.2594 | 4.1532 | 4.7925 | 5.2834 | 4.7495 | 4.0635 | 3.6436 | 3.2579
2036-04-22 | 3.115 | 3.2034 | 2.9044 | 2.8312 | 2.8508 | 2.9635 | 3.5212 | 2.9658 | 3.1041 | 2.518 | 2.1922 | 2.2075 | 1.8197 | 1.9381 | 2.3163 | 2.2373 | 2.7551 | 3.7029 | 4.6836 | 5.072 | 4.6647 | 3.852 | 3.4585 | 3.1631
2036-04-23 | 2.983 | 2.9618 | 2.9972 | 2.8494 | 2.8602 | 3.2215 | 3.6716 | 3.3856 | 3.1201 | 2.5706 | 2.1633 | 1.8463 | 1.8795 | 2.0637 | 1.8958 | 1.9289 | 2.8075 | 4.0193 | 4.7076 | 5.3034 | 4.7904 | 3.7067 | 3.1304 | 2.9103
2036-04-24 | 2.9575 | 2.9076 | 2.6846 | 2.7488 | 2.8464 | 2.8767 | 3.1188 | 3.1594 | 3.0271 | 2.6514 | 2.2599 | 2.0484 | 1.8096 | 2.0543 | 2.0519 | 2.5547 | 3.7409 | 4.1119 | 4.7929 | 5.3296 | 4.9849 | 4.1055 | 3.3951 | 3.0795
2036-04-25 | 3.083 | 2.9703 | 2.8317 | 2.7879 | 2.8314 | 3.0685 | 3.6666 | 3.6552 | 3.5388 | 3.713 | 3.339 | 3.0031 | 2.5951 | 2.5138 | 2.5886 | 3.0617 | 3.3405 | 3.6289 | 4.494 | 4.8076 | 4.1516 | 3.9783 | 4.0377 | 3.2031
2036-04-26 | 2.9795 | 2.9895 | 2.8596 | 2.8339 | 2.8541 | 3.1803 | 3.0052 | 3.1546 | 3.0626 | 2.7418 | 2.791 | 2.3466 | 2.2942 | 2.399 | 2.0307 | 2.0516 | 2.4741 | 3.378 | 4.1392 | 3.823 | 3.5776 | 3.6534 | 3.2922 | 2.9244
2036-04-27 | 2.877 | 2.9819 | 2.7976 | 2.6998 | 2.7592 | 2.8576 | 3.0858 | 2.661 | 2.2733 | 2.2268 | 1.9169 | 1.4471 | 1.496 | 1.7238 | 1.8932 | 2.1724 | 2.3641 | 3.1288 | 3.7974 | 4.2323 | 4.1517 | 3.7935 | 3.1726 | 2.9471
2036-04-28 | 3.0222 | 2.8543 | 2.7828 | 2.7801 | 2.8588 | 3.2153 | 3.5094 | 3.3476 | 3.5007 | 2.4272 | 2.086 | 2.1681 | 2.0697 | 2.158 | 2.5506 | 2.6574 | 2.6107 | 3.3091 | 4.5515 | 4.7686 | 4.3879 | 4.3425 | 4.0365 | 3.1968
2036-04-29 | 3.1321 | 3.1237 | 2.8904 | 2.8936 | 2.9177 | 3.1081 | 3.5148 | 2.786 | 2.6477 | 2.2751 | 1.959 | 1.8049 | 1.895 | 1.9645 | 2.1775 | 2.7743 | 3.7301 | 4.1607 | 4.4856 | 4.965 | 4.4377 | 3.8279 | 3.3887 | 3.1271
2036-04-30 | 3.1248 | 2.947 | 2.8431 | 2.7809 | 2.8631 | 3.1074 | 3.8897 | 4.1594 | 4.1355 | 3.9713 | 3.2261 | 3.363 | 3.1387 | 2.9517 | 3.5418 | 3.8161 | 3.7673 | 4.2437 | 4.9594 | 5.2302 | 4.4228 | 3.7609 | 4.0392 | 3.2945
2036-05-01 | 2.8817 | 2.9834 | 2.7071 | 2.5105 | 2.5508 | 2.8434 | 3.3385 | 3.0737 | 3.1609 | 2.8674 | 2.2054 | 2.4212 | 2.9636 | 3.1714 | 2.9431 | 3.1238 | 3.3219 | 4.5735 | 4.8856 | 5.0272 | 4.8071 | 4.5473 | 4.0598 | 3.3038
2036-05-02 | 3.031 | 2.8839 | 2.9575 | 2.9545 | 2.9483 | 3.362 | 4.1475 | 4.1695 | 3.3503 | 2.5692 | 3.1765 | 3.1816 | 3.0135 | 2.207 | 2.6466 | 3.4905 | 3.621 | 3.9312 | 4.99 | 4.9197 | 4.4158 | 4.4742 | 4.2675 | 3.4429
2036-05-03 | 3.1051 | 2.9871 | 2.7532 | 2.6093 | 2.5784 | 2.7639 | 2.9075 | 2.6262 | 2.4981 | 2.5695 | 2.5711 | 2.2774 | 2.1736 | 2.0731 | 2.0535 | 2.0815 | 2.726 | 3.6764 | 4.3573 | 4.2678 | 4.0993 | 4.0227 | 3.6069 | 3.0274
2036-05-04 | 2.8742 | 2.9399 | 2.8584 | 2.7442 | 2.7626 | 2.7426 | 2.8241 | 2.541 | 2.2268 | 1.9029 | 1.7193 | 1.4361 | 1.0851 | 1.3279 | 1.4571 | 1.8032 | 2.1025 | 2.7606 | 4.2364 | 4.7882 | 4.3067 | 3.4894 | 3.5731 | 3.0704
2036-05-05 | 2.8673 | 2.8254 | 2.8719 | 2.7152 | 2.7858 | 3.14 | 4.1364 | 3.4441 | 2.6676 | 2.3834 | 1.9752 | 1.8241 | 1.9222 | 1.8493 | 1.7538 | 1.7432 | 2.4946 | 3.6588 | 4.2916 | 4.8754 | 4.549 | 3.9864 | 3.2454 | 3.0772
2036-05-06 | 2.9732 | 2.7511 | 2.5282 | 2.5713 | 2.7661 | 2.756 | 3.0644 | 3.1646 | 3.597 | 3.4011 | 2.8758 | 3.6293 | 3.2654 | 3.6868 | 2.9913 | 2.6638 | 3.4075 | 4.143 | 4.7149 | 5.3604 | 4.9197 | 4.2635 | 3.8063 | 3.6851
2036-05-07 | 3.0082 | 2.8866 | 2.8122 | 2.8092 | 2.7888 | 3.0906 | 3.8613 | 3.916 | 3.1983 | 2.6533 | 2.1815 | 1.9706 | 2.0405 | 2.1072 | 2.4361 | 2.4964 | 2.9381 | 3.8627 | 4.8685 | 5.3829 | 5.2393 | 4.4373 | 3.7917 | 3.2658
2036-05-08 | 3.0431 | 3.1057 | 2.8971 | 2.8155 | 2.8312 | 3.2019 | 3.8866 | 3.4106 | 2.9618 | 2.4058 | 2.2777 | 2.1968 | 2.0828 | 2.0456 | 2.618 | 2.7779 | 3.3486 | 4.3667 | 5.2138 | 5.3969 | 5.177 | 4.5357 | 4.0239 | 3.5442
2036-05-09 | 3.2046 | 3.0542 | 3.0386 | 3.1252 | 3.1932 | 3.3954 | 4.0362 | 3.7676 | 3.4382 | 2.7819 | 2.2548 | 2.1663 | 2.3379 | 2.3856 | 2.5525 | 2.6777 | 3.1083 | 3.4976 | 4.5534 | 5.2057 | 4.7689 | 4.0838 | 3.8235 | 3.6953
2036-05-10 | 3.1128 | 2.9763 | 3.0814 | 2.8522 | 2.8105 | 2.8901 | 2.9921 | 2.9862 | 2.2136 | 1.7379 | 1.4138 | 1.1683 | 1.2676 | 1.3521 | 1.8009 | 1.7971 | 2.3773 | 3.6191 | 4.4481 | 4.9468 | 4.3087 | 3.6768 | 3.6194 | 3.2232
2036-05-11 | 3.1144 | 3.0754 | 2.8357 | 2.8124 | 2.8038 | 2.8046 | 3.0477 | 2.6834 | 2.2036 | 1.8798 | 1.6867 | 1.5291 | 1.4466 | 1.52 | 1.3762 | 1.7116 | 2.384 | 3.7171 | 4.5328 | 4.9812 | 4.3798 | 3.8032 | 3.668 | 3.3334
2036-05-12 | 3.1308 | 2.9432 | 2.7784 | 2.7178 | 2.6427 | 2.8447 | 3.2479 | 2.8999 | 3.1171 | 2.8091 | 2.478 | 2.4071 | 2.13 | 1.8974 | 1.8092 | 2.3931 | 3.8767 | 4.6016 | 5.0793 | 4.8216 | 4.1095 | 3.5615 | 3.7653 | 3.2596
2036-05-13 | 2.8686 | 2.9582 | 2.8843 | 2.75 | 2.784 | 2.9608 | 4.0024 | 3.7882 | 3.2581 | 3.2511 | 2.5305 | 2.2298 | 2.3128 | 2.1345 | 1.9697 | 2.1758 | 3.569 | 4.5358 | 4.6775 | 4.9345 | 4.7587 | 4.1909 | 3.5414 | 3.5417
2036-05-14 | 3.0277 | 2.8245 | 2.7704 | 2.7196 | 2.8212 | 2.9745 | 3.0909 | 2.5989 | 2.3497 | 2.1001 | 1.9363 | 1.7169 | 1.6007 | 1.7949 | 2.1161 | 2.3569 | 3.058 | 4.1704 | 4.9451 | 5.3589 | 5.3263 | 4.8091 | 3.9417 | 3.4515
2036-05-15 | 3.0643 | 3.2125 | 2.9272 | 2.7482 | 2.7971 | 3.2498 | 4.2981 | 3.8647 | 3.1826 | 2.9603 | 2.4306 | 2.3937 | 2.4325 | 2.6944 | 3.2089 | 3.4933 | 4.2567 | 4.6432 | 5.1202 | 5.3661 | 5.0628 | 4.5842 | 3.8307 | 3.3462
2036-05-16 | 3.1636 | 3.0325 | 2.9575 | 2.881 | 2.8481 | 2.9169 | 3.2381 | 3.4955 | 3.2608 | 2.5213 | 1.8896 | 1.8567 | 1.9964 | 1.8176 | 1.6274 | 2.2204 | 2.8998 | 3.4233 | 4.4398 | 4.8851 | 4.2085 | 4.1742 | 4.2461 | 3.631
2036-05-17 | 3.1354 | 2.8227 | 2.754 | 2.7406 | 2.7737 | 2.9535 | 2.8907 | 2.5157 | 2.1566 | 1.6862 | 1.437 | 1.1145 | 1.2201 | 1.4674 | 1.1232 | 1.6001 | 2.3947 | 2.9533 | 3.7178 | 4.6104 | 4.1464 | 3.677 | 3.4485 | 3.3637
2036-05-18 | 3.0746 | 2.8353 | 2.7975 | 2.8723 | 2.6962 | 2.4836 | 2.3282 | 2.2202 | 2.0331 | 1.5225 | 1.2546 | 0.91616 | 1.0209 | 1.1933 | 1.1586 | 1.7172 | 2.6486 | 4.0738 | 4.9472 | 5.0293 | 4.595 | 3.7259 | 3.383 | 3.0147
2036-05-19 | 2.982 | 2.9504 | 2.7406 | 2.7193 | 2.7504 | 3.0207 | 3.6147 | 3.5006 | 2.9938 | 2.5794 | 2.1803 | 2.063 | 2.0195 | 2.2202 | 2.1817 | 2.276 | 3.6481 | 4.3544 | 4.8048 | 5.1458 | 4.6865 | 3.6669 | 3.4432 | 3.0371
2036-05-20 | 3.0655 | 2.9868 | 2.7692 | 2.7884 | 3.0095 | 3.1572 | 3.4087 | 3.2411 | 3.1512 | 2.3065 | 2.0441 | 2.2591 | 2.0801 | 2.5255 | 2.011 | 2.6379 | 3.331 | 3.9852 | 4.8838 | 5.3352 | 4.9192 | 4.1261 | 3.9039 | 3.5858
2036-05-21 | 2.9978 | 2.8816 | 2.8558 | 2.8575 | 3.1211 | 3.2685 | 3.8126 | 3.5646 | 3.3011 | 2.7216 | 2.6367 | 2.7882 | 2.1873 | 1.9503 | 1.9106 | 2.5676 | 3.0309 | 3.7028 | 4.8889 | 5.3024 | 5.1381 | 4.2566 | 4.008 | 3.8021
2036-05-22 | 3.0906 | 2.9872 | 3.0294 | 2.6892 | 2.7542 | 2.9157 | 3.4054 | 3.2407 | 2.7149 | 2.4263 | 2.004 | 1.8451 | 1.7471 | 1.8168 | 1.849 | 2.2078 | 3.0045 | 3.9266 | 4.6552 | 4.9591 | 4.5737 | 3.9916 | 3.821 | 3.5583
2036-05-23 | 3.1995 | 3.0257 | 2.9147 | 2.7699 | 2.8326 | 2.8264 | 2.8688 | 2.5972 | 2.3753 | 2.0485 | 1.7721 | 1.7699 | 1.6853 | 1.7595 | 1.7197 | 2.031 | 2.813 | 4.0202 | 4.3723 | 4.4644 | 3.9598 | 3.6719 | 3.6297 | 3.3251
2036-05-24 | 3.3065 | 3.047 | 2.8194 | 2.8405 | 2.945 | 2.7649 | 2.8091 | 2.3438 | 2.3462 | 2.0369 | 1.6316 | 1.811 | 1.8464 | 1.6755 | 1.5162 | 2.1727 | 2.6842 | 3.3672 | 4.1421 | 4.5932 | 4.2467 | 3.4857 | 3.7022 | 3.478
2036-05-25 | 2.9996 | 2.9353 | 3.0344 | 2.8204 | 2.7504 | 2.7593 | 2.8219 | 2.8563 | 2.3457 | 2.0582 | 1.724 | 1.5162 | 1.783 | 1.823 | 1.8434 | 2.4892 | 3.038 | 3.9252 | 4.5029 | 4.6312 | 4.1982 | 3.5612 | 3.3186 | 3.0493
2036-05-26 | 3.0812 | 3.0113 | 2.7822 | 2.7447 | 2.8862 | 2.9142 | 2.7649 | 2.587 | 2.2266 | 2.0592 | 1.9143 | 1.8337 | 1.6499 | 1.7436 | 1.6727 | 2.5543 | 2.9523 | 3.4507 | 4.6007 | 5.1392 | 4.7942 | 4.2106 | 3.5734 | 3.3757
2036-05-27 | 3.1835 | 2.8489 | 2.8612 | 3.005 | 2.8389 | 3.1732 | 3.7753 | 3.9955 | 4.4683 | 4.0815 | 3.9241 | 3.5416 | 3.275 | 3.3359 | 4.014 | 4.5395 | 4.6941 | 4.6593 | 5.3846 | 5.3875 | 4.6702 | 4.8842 | 4.6762 | 3.8963
2036-05-28 | 3.537 | 3.3425 | 3.2987 | 3.4368 | 3.0725 | 3.3804 | 4.1979 | 3.5544 | 2.7622 | 2.3725 | 2.0841 | 2.0417 | 1.8949 | 1.8731 | 2.0598 | 2.2632 | 2.8954 | 4.1082 | 5.0136 | 5.3728 | 5.2722 | 4.9558 | 4.3686 | 3.9127
2036-05-29 | 3.7418 | 3.3384 | 3.0803 | 3.1232 | 3.2489 | 3.2555 | 3.7195 | 3.4635 | 3.3695 | 2.5553 | 2.3783 | 2.1726 | 1.8718 | 2.1447 | 2.7864 | 2.9228 | 3.5132 | 3.777 | 4.8073 | 5.346 | 5.1513 | 4.4166 | 3.9941 | 3.5725
2036-05-30 | 3.5387 | 3.3361 | 3.2626 | 3.193 | 3.2059 | 3.5565 | 3.7131 | 3.896 | 3.7792 | 2.8539 | 3.187 | 2.2195 | 2.3575 | 2.4941 | 2.7509 | 2.1894 | 2.9882 | 4.025 | 4.1789 | 4.6029 | 4.1032 | 4.03 | 4.0847 | 3.954
2036-05-31 | 3.5029 | 3.1553 | 2.8737 | 2.8446 | 2.8788 | 2.9684 | 2.7443 | 2.5691 | 2.2398 | 1.6917 | 1.3789 | 0.85979 | 0.97621 | 1.1446 | 1.358 | 1.586 | 2.1752 | 3.3015 | 4.2537 | 4.7084 | 4.1709 | 3.8819 | 3.7666 | 3.4605
2036-06-01 | 3.5255 | 3.2677 | 3.038 | 2.9727 | 2.8958 | 2.9687 | 2.8818 | 2.6416 | 2.417 | 2.1804 | 1.7626 | 1.4564 | 1.5698 | 1.6107 | 1.2682 | 1.825 | 2.3921 | 3.0472 | 4.3706 | 5.0519 | 4.8413 | 4.7712 | 4.0143 | 3.7452
2036-06-02 | 3.3696 | 3.1294 | 3.1317 | 3.1597 | 2.9539 | 3.0805 | 3.0876 | 3.3937 | 2.9787 | 2.7994 | 2.4795 | 2.2578 | 2.2492 | 2.2873 | 2.2969 | 3.0895 | 4.2394 | 4.2274 | 4.549 | 5.2917 | 5.0984 | 4.8875 | 4.205 | 3.8844
2036-06-03 | 3.6634 | 3.1961 | 3.1082 | 3.2639 | 3.1264 | 3.292 | 3.611 | 3.9383 | 3.8739 | 3.3024 | 3.077 | 3.0711 | 2.4751 | 2.5167 | 2.1652 | 3.2039 | 3.7251 | 4.1211 | 4.8703 | 5.1815 | 4.9497 | 4.2568 | 4.0412 | 3.8934
2036-06-04 | 3.2063 | 3.1538 | 3.1086 | 3.0745 | 3.1438 | 3.4651 | 3.8723 | 3.6268 | 2.5807 | 2.1889 | 2.4439 | 2.4236 | 2.4484 | 2.2711 | 2.0377 | 2.2385 | 3.1789 | 3.8738 | 4.6829 | 5.2173 | 5.0062 | 4.7472 | 4.0658 | 3.7953
2036-06-05 | 3.5526 | 3.2331 | 3.0956 | 3.1382 | 3.104 | 3.1211 | 3.2669 | 3.1634 | 2.898 | 2.5814 | 2.1881 | 2.3211 | 2.1432 | 2.2182 | 2.5497 | 2.7427 | 3.3723 | 3.9099 | 4.6046 | 4.9562 | 4.7685 | 4.0988 | 3.6874 | 3.2913
2036-06-06 | 3.1602 | 3.0684 | 2.9475 | 2.9038 | 2.8873 | 2.9365 | 3.3068 | 3.6385 | 3.1739 | 2.7485 | 2.5139 | 2.2605 | 2.4752 | 2.6299 | 2.5472 | 2.6334 | 3.261 | 3.8861 | 4.4765 | 4.7426 | 4.5528 | 4.089 | 4.0121 | 3.6794
2036-06-07 | 3.5164 | 3.251 | 3.0715 | 3.0867 | 3.1014 | 2.9329 | 2.9095 | 2.8032 | 2.4682 | 2.0532 | 1.52 | 1.5672 | 1.9877 | 1.5898 | 1.3321 | 1.6833 | 2.2912 | 3.1376 | 4.1269 | 4.4196 | 4.3332 | 4.2676 | 3.7028 | 3.4568
2036-06-08 | 3.3665 | 3.3409 | 3.067 | 3.012 | 2.9224 | 2.8783 | 2.8951 | 2.825 | 2.5465 | 2.1212 | 1.7376 | 1.6278 | 1.8225 | 1.9019 | 1.3465 | 1.6769 | 2.192 | 2.9053 | 4.2853 | 5.035 | 4.7498 | 4.2203 | 3.9159 | 3.5139
2036-06-09 | 3.4628 | 3.1278 | 2.9979 | 2.9699 | 2.9951 | 2.9938 | 2.9279 | 3.1204 | 2.7342 | 2.5263 | 2.3332 | 1.7972 | 1.6012 | 1.7259 | 1.8253 | 2.2923 | 2.477 | 3.754 | 4.4629 | 5.0151 | 4.9215 | 4.3148 | 3.7357 | 3.5849
2036-06-10 | 3.3706 | 3.0628 | 3.0258 | 3.1956 | 2.9609 | 2.9819 | 3.2363 | 3.4625 | 2.8662 | 2.7361 | 2.412 | 2.2046 | 1.9768 | 2.2156 | 2.0814 | 2.737 | 3.826 | 4.4433 | 4.9655 | 5.2794 | 5.2663 | 4.7035 | 4.1694 | 3.7073
2036-06-11 | 3.3479 | 3.228 | 3.3855 | 3.1029 | 3.0332 | 3.1984 | 3.9148 | 3.9252 | 3.2507 | 2.9567 | 2.6582 | 2.1223 | 2.2541 | 2.8972 | 2.8982 | 2.6294 | 3.5256 | 4.376 | 4.8236 | 5.2315 | 5.1362 | 4.5841 | 4.2088 | 4.0648
2036-06-12 | 3.9165 | 3.6599 | 3.3 | 3.1856 | 3.0384 | 3.5229 | 3.4056 | 3.2284 | 3.2344 | 2.731 | 3.8891 | 3.6506 | 2.8036 | 2.5148 | 2.8173 | 3.1139 | 3.7266 | 4.483 | 4.8921 | 5.2695 | 5.1367 | 4.7395 | 3.9066 | 3.492
2036-06-13 | 3.191 | 3.1397 | 3.1881 | 3.0367 | 3.0296 | 3.0762 | 3.9463 | 3.8442 | 3.2933 | 2.7886 | 2.7299 | 2.2256 | 2.266 | 2.5309 | 2.5829 | 2.8296 | 3.2353 | 3.919 | 4.7405 | 5.002 | 4.9924 | 4.6887 | 4.1918 | 4.0507
2036-06-14 | 3.5672 | 3.206 | 3.0808 | 3.186 | 3.0368 | 2.9888 | 3.0349 | 2.8499 | 2.5063 | 2.2233 | 1.957 | 1.9783 | 1.9336 | 2.1086 | 2.1839 | 2.2038 | 2.441 | 3.5403 | 4.5184 | 4.6166 | 4.469 | 4.1498 | 3.614 | 3.3241
2036-06-15 | 3.2767 | 3.1146 | 2.9926 | 2.9583 | 3.0544 | 2.9344 | 2.8609 | 2.8273 | 2.4133 | 2.0165 | 1.7424 | 1.5418 | 1.5905 | 1.6609 | 2.0517 | 2.1674 | 2.4522 | 2.9964 | 3.96 | 4.4726 | 4.547 | 3.8235 | 3.4984 | 3.2465
2036-06-16 | 3.2201 | 3.0252 | 2.881 | 2.8178 | 2.9571 | 3.0839 | 3.0248 | 3.399 | 3.5384 | 3.023 | 2.7794 | 2.5397 | 2.4228 | 2.3606 | 2.0124 | 2.7267 | 3.6738 | 3.8916 | 4.6893 | 5.0487 | 5.2716 | 4.9469 | 4.5875 | 4.0767
2036-06-17 | 3.4915 | 3.1293 | 3.0884 | 3.0594 | 3.0943 | 3.2297 | 3.3794 | 3.6978 | 3.1429 | 2.6274 | 2.442 | 2.3227 | 2.1893 | 2.0872 | 2.2812 | 2.5982 | 2.8934 | 3.8319 | 4.7763 | 5.2039 | 5.2809 | 4.7615 | 4.9017 | 4.6124
2036-06-18 | 4.4255 | 3.8952 | 3.5519 | 3.5285 | 3.6598 | 3.7548 | 3.1621 | 3.1455 | 3.252 | 2.8111 | 2.2627 | 2.2237 | 2.0344 | 2.0665 | 1.7458 | 1.9999 | 2.9533 | 4.4244 | 4.9404 | 5.2413 | 5.192 | 4.9563 | 4.3263 | 3.7546
2036-06-19 | 4.6212 | 4.5921 | 4.1088 | 3.9192 | 3.7247 | 4.3703 | 3.405 | 3.3222 | 3.4916 | 2.924 | 2.5887 | 2.4263 | 2.2291 | 2.0689 | 1.9018 | 2.5354 | 2.9267 | 3.5725 | 4.6095 | 5.0741 | 4.9676 | 4.6074 | 4.6325 | 4.7957
2036-06-20 | 4.5405 | 3.8242 | 3.6644 | 3.7164 | 3.9704 | 3.7617 | 3.2049 | 3.5287 | 3.1914 | 2.7483 | 2.6078 | 2.2665 | 2.3059 | 2.2973 | 2.5453 | 2.7482 | 2.8617 | 3.4465 | 4.1367 | 4.5153 | 4.4979 | 4.5199 | 4.1061 | 3.6438
2036-06-21 | 3.3034 | 3.4357 | 3.2799 | 3.0551 | 2.9391 | 3.0017 | 2.975 | 2.7477 | 2.208 | 1.7233 | 1.4785 | 1.1296 | 1.3131 | 1.5058 | 1.0235 | 1.5711 | 2.2205 | 2.8698 | 3.6956 | 4.3043 | 4.2727 | 4.12 | 4.2546 | 4.2707
2036-06-22 | 4.3514 | 3.9678 | 3.6233 | 3.5067 | 3.4745 | 3.7134 | 2.7985 | 2.794 | 2.7141 | 2.3746 | 1.9991 | 2.0969 | 2.0667 | 1.7344 | 1.724 | 1.6861 | 2.2594 | 3.1267 | 4.0755 | 4.7904 | 4.6333 | 4.048 | 4.3527 | 4.6681
2036-06-23 | 3.6776 | 3.0702 | 2.9782 | 2.9624 | 2.9413 | 3.3179 | 3.2542 | 3.4534 | 3.6741 | 3.0406 | 2.571 | 2.7513 | 2.9743 | 2.3963 | 2.3148 | 2.3834 | 2.9541 | 4.2609 | 5.1135 | 5.2715 | 5.161 | 4.8151 | 4.8888 | 4.9601
2036-06-24 | 4.5157 | 3.994 | 4.0841 | 4.072 | 3.8002 | 4.1516 | 3.625 | 4.2408 | 3.7096 | 2.9516 | 2.5319 | 2.4183 | 2.4331 | 2.5091 | 2.554 | 2.4017 | 1.6444 | 2.7742 | 3.4761 | 4.6617 | 5.2821 | 4.5803 | 4.1302 | 3.3898
2036-06-25 | 3.1093 | 3.0006 | 2.9064 | 2.8653 | 2.8637 | 2.9789 | 3.0205 | 3.009 | 2.6553 | 2.3697 | 2.1588 | 2.0197 | 1.9085 | 1.8173 | 1.5906 | 2.0286 | 3.3445 | 4.2644 | 5.1514 | 5.2819 | 5.3028 | 5.102 | 4.8992 | 4.2007
2036-06-26 | 3.7238 | 3.4054 | 3.2774 | 3.2056 | 3.2421 | 3.3851 | 3.4716 | 4.1658 | 3.6471 | 3.2031 | 3.073 | 3.0767 | 2.8374 | 2.669 | 2.8465 | 3.3901 | 3.4722 | 4.0448 | 4.7837 | 5.2298 | 5.0873 | 4.7497 | 4.535 | 3.7989
2036-06-27 | 3.2574 | 3.1125 | 3.0414 | 3.0502 | 3.1197 | 2.9404 | 2.8203 | 3.0855 | 2.8276 | 2.4925 | 2.1164 | 2.237 | 2.4243 | 2.2421 | 2.1966 | 2.7911 | 3.2015 | 3.6876 | 4.1846 | 4.7422 | 4.8476 | 4.5329 | 4.2564 | 3.5505
2036-06-28 | 3.3684 | 3.3282 | 3.0112 | 2.9847 | 2.8785 | 2.9621 | 2.9838 | 2.7036 | 2.4224 | 2.2127 | 1.8337 | 1.4576 | 1.7503 | 1.861 | 2.0078 | 1.858 | 2.2343 | 3.2285 | 4.0234 | 4.3017 | 4.3879 | 4.0555 | 3.7718 | 3.3198
2036-06-29 | 3.341 | 3.2282 | 3.0179 | 2.9728 | 2.901 | 3.0389 | 2.8747 | 2.6257 | 2.4498 | 2.1475 | 2.0793 | 1.657 | 1.744 | 1.6719 | 1.8501 | 1.9208 | 2.3723 | 3.1055 | 4.2425 | 4.47 | 4.256 | 3.9495 | 4.0193 | 3.3589
2036-06-30 | 3.0473 | 3.0329 | 3.0744 | 2.8918 | 2.936 | 3.0151 | 3.3113 | 3.6133 | 3.3946 | 2.9114 | 2.4567 | 2.2766 | 2.221 | 2.596 | 2.7798 | 3.2552 | 3.9291 | 4.8669 | 5.149 | 5.248 | 5.2016 | 5.0782 | 4.3203 | 3.7602
2036-07-01 | 3.3456 | 3.3241 | 3.1943 | 3.1313 | 3.081 | 3.2691 | 3.3379 | 3.3203 | 3.3427 | 2.8186 | 2.313 | 2.0063 | 2.164 | 2.2212 | 2.3311 | 2.6016 | 3.0336 | 3.6857 | 4.3842 | 4.7959 | 4.8149 | 5.3868 | 4.7084 | 4.2716
2036-07-02 | 3.937 | 4.0966 | 3.5035 | 3.4891 | 3.3044 | 3.3645 | 3.4589 | 3.0381 | 2.7088 | 2.3149 | 1.9248 | 1.694 | 1.9321 | 1.7102 | 1.7171 | 1.9312 | 2.9346 | 3.6941 | 3.9745 | 4.2309 | 4.1759 | 4.824 | 4.9752 | 4.4597
2036-07-03 | 4.2916 | 3.876 | 3.5244 | 3.5288 | 3.5337 | 4.0525 | 3.6821 | 3.1995 | 2.9374 | 2.471 | 2.3459 | 2.2093 | 2.2051 | 2.2037 | 2.423 | 2.3073 | 3.0266 | 4.1189 | 4.9056 | 5.2322 | 5.0402 | 5.004 | 4.9008 | 4.5104
2036-07-04 | 4.3122 | 4.0523 | 3.6492 | 3.6932 | 3.7231 | 3.614 | 3.6862 | 3.5923 | 3.3077 | 2.9294 | 2.2649 | 2.1603 | 2.1788 | 2.1006 | 2.2119 | 2.2509 | 2.8828 | 3.4791 | 3.5682 | 4.5018 | 4.4669 | 5.1158 | 4.8071 | 4.4333
2036-07-05 | 4.1389 | 3.7974 | 3.4103 | 3.4012 | 3.5817 | 3.4312 | 3.0422 | 2.9265 | 2.6653 | 2.4049 | 2.2279 | 2.0752 | 2.0663 | 2.0232 | 2.0543 | 2.1208 | 2.5151 | 2.7677 | 3.5869 | 3.9184 | 3.8618 | 3.481 | 3.2257 | 3.0997
2036-07-06 | 3.0749 | 3.0912 | 2.9137 | 2.8808 | 2.7498 | 2.8902 | 2.6766 | 2.4402 | 2.192 | 1.9219 | 1.5982 | 1.7326 | 1.5526 | 1.4227 | 1.6555 | 1.6373 | 2.1248 | 2.8514 | 3.6955 | 4.3663 | 3.8633 | 3.689 | 3.4929 | 3.0726
2036-07-07 | 2.9764 | 2.9796 | 2.9027 | 2.8104 | 2.951 | 3.0231 | 3.0546 | 3.0341 | 2.7611 | 2.3375 | 1.9615 | 1.7867 | 1.6543 | 2.0119 | 2.2691 | 2.0881 | 2.6676 | 3.9511 | 4.7266 | 5.0948 | 4.9101 | 5.1003 | 4.8998 | 4.8644
2036-07-08 | 4.3723 | 3.9468 | 3.3356 | 3.3159 | 3.2901 | 3.4649 | 4.1174 | 3.4725 | 2.9792 | 2.3592 | 2.3756 | 2.2893 | 1.9241 | 2.3737 | 2.732 | 2.5388 | 2.8064 | 3.9742 | 4.3754 | 4.8794 | 4.6832 | 5.2957 | 4.7277 | 4.2218
2036-07-09 | 3.8425 | 3.8624 | 3.6594 | 3.4704 | 3.3203 | 3.6319 | 3.7394 | 3.1404 | 2.7715 | 2.4425 | 2.2057 | 2.1678 | 2.0777 | 2.3969 | 2.217 | 2.6408 | 2.8228 | 3.2701 | 4.0402 | 4.9581 | 4.8254 | 5.3537 | 5.1188 | 4.3706
2036-07-10 | 4.3555 | 4.1327 | 3.6725 | 3.5886 | 3.7178 | 3.8846 | 3.8513 | 3.3274 | 3.2112 | 2.8177 | 2.5105 | 2.4971 | 2.9938 | 2.5515 | 2.1929 | 2.3255 | 2.7727 | 3.782 | 4.4116 | 4.9046 | 4.7073 | 5.0536 | 4.9647 | 4.4015
2036-07-11 | 4.1656 | 4.2675 | 3.748 | 3.4928 | 3.2389 | 3.4282 | 3.3721 | 2.9218 | 2.8677 | 2.7187 | 2.6415 | 2.4513 | 2.3107 | 2.22 | 2.3441 | 2.451 | 3.0212 | 3.4228 | 4.0759 | 4.7479 | 4.1607 | 4.9617 | 5.456 | 4.6095
2036-07-12 | 4.1356 | 4.0665 | 3.6534 | 3.4921 | 3.5653 | 3.6044 | 3.2213 | 2.9127 | 2.6394 | 2.3429 | 2.0096 | 1.6992 | 1.7713 | 1.9864 | 2.1231 | 2.188 | 2.5475 | 2.8395 | 3.3511 | 4.1745 | 4.338 | 4.8932 | 5.1868 | 4.6482
2036-07-13 | 3.3468 | 3.1199 | 3.2542 | 3.0568 | 2.8883 | 2.8712 | 2.956 | 2.8269 | 2.4152 | 2.3102 | 2.1409 | 1.3444 | 1.3948 | 1.6143 | 1.9428 | 1.9561 | 2.538 | 3.3271 | 4.0381 | 4.6003 | 4.0277 | 3.5493 | 3.7707 | 3.4712
2036-07-14 | 3.2772 | 3.027 | 3.0001 | 3.107 | 3.0186 | 3.0309 | 2.9976 | 3.7149 | 3.4059 | 2.6496 | 2.2684 | 2.1452 | 2.0771 | 1.9577 | 2.2408 | 2.2394 | 2.6506 | 3.7192 | 4.7078 | 5.1902 | 5.0108 | 5.3261 | 5.096 | 4.7792
2036-07-15 | 4.4917 | 3.8738 | 3.9989 | 4.1318 | 3.5854 | 3.8286 | 4.0496 | 3.7357 | 3.3227 | 3.2521 | 2.4862 | 2.4098 | 2.4995 | 2.583 | 2.3619 | 2.4906 | 3.3109 | 4.2307 | 4.6578 | 5.2423 | 5.0112 | 5.1433 | 5.0767 | 4.53
2036-07-16 | 4.0171 | 4.2281 | 3.9146 | 3.7435 | 3.5537 | 4.0045 | 4.0458 | 3.338 | 3.3916 | 2.6881 | 2.4018 | 2.3948 | 2.3047 | 2.3794 | 2.8135 | 2.8798 | 3.4605 | 4.141 | 4.6242 | 5.1162 | 4.8496 | 4.7689 | 4.7571 | 4.4191
2036-07-17 | 4.5265 | 4.255 | 3.7878 | 3.6776 | 3.7244 | 3.6374 | 3.8505 | 3.2689 | 2.9667 | 2.4929 | 2.0973 | 2.0777 | 2.0113 | 1.8885 | 2.2523 | 2.6782 | 2.8638 | 3.5644 | 4.2235 | 4.6981 | 4.7861 | 4.8736 | 5.4017 | 4.8023
2036-07-18 | 3.9608 | 3.6201 | 3.7558 | 3.935 | 3.404 | 3.6309 | 4.2568 | 3.524 | 3.085 | 2.8998 | 2.5293 | 2.3126 | 2.1328 | 2.3132 | 2.2992 | 2.2838 | 3.1262 | 3.3174 | 3.374 | 4.0422 | 4.1831 | 4.6055 | 4.6892 | 4.6828
2036-07-19 | 4.0439 | 3.5553 | 3.7856 | 3.4957 | 3.2505 | 3.5103 | 3.6528 | 2.9638 | 2.4314 | 2.0637 | 1.5289 | 1.1182 | 1.1919 | 1.5956 | 2.0097 | 1.8569 | 2.446 | 3.0481 | 3.4026 | 3.6587 | 3.9737 | 4.5841 | 4.4566 | 4.7348
2036-07-20 | 3.5909 | 3.2654 | 3.0273 | 2.9623 | 2.8061 | 2.818 | 2.921 | 2.6962 | 2.3609 | 2.1548 | 1.829 | 1.7929 | 1.8354 | 1.9681 | 2.2797 | 2.4112 | 2.8924 | 3.4942 | 4.511 | 4.8951 | 4.3794 | 4.3111 | 4.5405 | 4.1524
2036-07-21 | 3.205 | 2.9488 | 2.9971 | 3.0877 | 2.9734 | 3.0297 | 3.1651 | 3.2997 | 2.7241 | 2.35 | 2.4071 | 2.2958 | 2.2952 | 2.396 | 2.385 | 2.6112 | 3.8108 | 4.6845 | 5.1003 | 5.4517 | 4.7514 | 5.2547 | 5.1628 | 5.2088
2036-07-22 | 4.8136 | 4.4608 | 4.003 | 3.8873 | 3.6761 | 4.3515 | 4.2979 | 3.5189 | 3.761 | 3.2155 | 2.6703 | 2.2502 | 2.3197 | 2.2591 | 2.4235 | 2.8641 | 3.4409 | 3.9953 | 4.7538 | 5.0059 | 4.5883 | 5.4589 | 5.4144 | 4.6313
2036-07-23 | 3.63 | 3.4701 | 3.7263 | 3.97 | 3.4313 | 3.7582 | 4.5273 | 3.7727 | 3.3523 | 3.0803 | 2.4994 | 2.5702 | 3.0889 | 3.0227 | 2.8269 | 2.9552 | 3.1521 | 4.033 | 4.672 | 5.2053 | 5.0717 | 5.0046 | 4.9174 | 4.4632
2036-07-24 | 4.3931 | 4.1679 | 3.7234 | 3.8131 | 3.7279 | 3.7484 | 3.9827 | 3.7562 | 3.0296 | 2.4775 | 2.4531 | 2.4839 | 2.3167 | 2.1508 | 2.5123 | 2.6632 | 3.1559 | 3.4093 | 4.5731 | 5.2261 | 5.1253 | 5.3296 | 5.232 | 4.6379
2036-07-25 | 4.438 | 4.4113 | 3.9327 | 3.7384 | 3.9378 | 4.2251 | 4.0569 | 3.4788 | 3.7973 | 2.8587 | 2.5423 | 2.2664 | 2.0608 | 2.0055 | 2.1786 | 2.7378 | 2.8185 | 3.7914 | 4.5439 | 5.2462 | 5.006 | 5.5173 | 5.5584 | 4.5625
2036-07-26 | 4.309 | 4.5844 | 4.4033 | 3.8976 | 3.4591 | 3.8398 | 3.6993 | 2.9737 | 2.5812 | 2.3583 | 1.9219 | 1.7269 | 1.874 | 1.6202 | 1.5926 | 1.7349 | 2.4311 | 3.0256 | 3.5351 | 4.4092 | 4.1951 | 4.6648 | 4.5693 | 4.6366
2036-07-27 | 4.3017 | 3.7246 | 3.5139 | 3.3956 | 3.0499 | 2.936 | 3.0257 | 2.7972 | 2.2725 | 1.9704 | 1.863 | 1.6739 | 1.6986 | 1.8244 | 1.5772 | 1.8669 | 2.5341 | 3.2135 | 4.2033 | 4.921 | 4.5511 | 3.6244 | 3.3408 | 3.3292
2036-07-28 | 3.2565 | 3.0921 | 3.203 | 3.9662 | 3.488 | 3.5525 | 3.4643 | 3.5768 | 3.219 | 3.2146 | 2.664 | 2.2257 | 2.1824 | 2.5573 | 2.8566 | 3.1891 | 3.6206 | 4.7497 | 5.153 | 5.422 | 5.4018 | 5.4837 | 5.3937 | 5.2405
2036-07-29 | 4.751 | 4.3283 | 3.9185 | 4.0357 | 4.0861 | 4.0635 | 4.2459 | 3.6919 | 3.6564 | 3.0359 | 2.6621 | 2.3862 | 2.0451 | 2.1099 | 2.4042 | 2.6734 | 3.4905 | 4.0538 | 4.9602 | 5.4145 | 5.1381 | 5.4114 | 5.1007 | 4.8661
2036-07-30 | 4.853 | 4.1992 | 4.0025 | 4.1296 | 3.9868 | 4.0941 | 4.3709 | 4.0636 | 3.7029 | 2.751 | 2.7744 | 2.3653 | 2.216 | 2.0503 | 2.1528 | 2.5823 | 3.3362 | 4.2893 | 4.8379 | 5.4002 | 5.1825 | 5.3318 | 5.1876 | 4.9872
2036-07-31 | 5.0792 | 4.7401 | 4.0707 | 3.854 | 3.8958 | 4.4564 | 4.633 | 4.4672 | 4.1309 | 3.3424 | 3.1407 | 2.7048 | 2.3204 | 2.3044 | 2.4408 | 3.0434 | 3.222 | 3.566 | 4.7256 | 5.1936 | 4.5919 | 5.2105 | 4.8542 | 4.6177
2036-08-01 | 4.62 | 4.6176 | 4.0138 | 3.654 | 3.6327 | 3.679 | 3.8571 | 3.3102 | 3.1274 | 2.7419 | 2.248 | 2.0666 | 2.267 | 2.2368 | 2.5727 | 2.9439 | 3.4021 | 3.7121 | 4.018 | 4.5846 | 3.8849 | 4.4244 | 4.8582 | 4.7669
2036-08-02 | 4.187 | 3.5062 | 3.1643 | 3.1859 | 3.0189 | 2.9879 | 3.0545 | 3.0782 | 2.6721 | 1.9561 | 1.9261 | 1.8383 | 1.7641 | 2.025 | 2.0761 | 2.247 | 2.9935 | 3.5541 | 4.2987 | 4.8399 | 4.4937 | 4.3916 | 4.8988 | 4.7362
2036-08-03 | 4.1852 | 3.388 | 3.2628 | 3.2238 | 2.8882 | 2.9863 | 3.125 | 2.9411 | 2.6376 | 2.2079 | 2.0635 | 1.9254 | 1.7475 | 1.838 | 1.5766 | 1.8201 | 2.4518 | 3.3174 | 4.1718 | 5.2236 | 4.9601 | 4.2251 | 3.48 | 3.2629
2036-08-04 | 3.2185 | 3.2142 | 3.0477 | 3.0878 | 3.4813 | 3.9981 | 3.7172 | 3.2367 | 3.2513 | 2.812 | 2.8661 | 2.5065 | 2.5117 | 2.2683 | 1.9743 | 2.4018 | 3.3964 | 4.3544 | 4.7812 | 5.4124 | 4.8676 | 5.0919 | 4.9955 | 4.9444
2036-08-05 | 4.4903 | 4.344 | 3.8933 | 4.049 | 3.9598 | 4.038 | 4.1422 | 3.8033 | 3.547 | 3.0179 | 2.601 | 2.6962 | 2.4981 | 2.3682 | 2.4932 | 2.8641 | 3.4553 | 3.9818 | 5.0405 | 5.5636 | 5.0559 | 5.5449 | 5.5721 | 4.5429
2036-08-06 | 3.9928 | 4.3212 | 3.9786 | 3.673 | 3.6037 | 4.1903 | 4.3637 | 3.5448 | 3.6418 | 3.0196 | 2.835 | 2.6559 | 2.5333 | 2.4981 | 2.6623 | 2.959 | 4.172 | 4.1506 | 5.0209 | 5.5637 | 5.2446 | 5.5358 | 5.5423 | 5.1407
2036-08-07 | 4.5713 | 4.4027 | 4.2737 | 4.6214 | 4.3513 | 4.2052 | 4.6207 | 4.0402 | 3.6574 | 3.1358 | 2.9188 | 2.7703 | 3.1897 | 3.6249 | 4.0244 | 3.5838 | 4.7127 | 5.0833 | 5.5702 | 5.6135 | 5.0689 | 5.3152 | 5.5107 | 4.3467
2036-08-08 | 3.9618 | 4.3095 | 4.0271 | 4.0913 | 3.9206 | 4.7491 | 4.66 | 3.8071 | 3.5488 | 2.9958 | 2.8 | 2.9443 | 2.4862 | 2.5203 | 2.6559 | 2.6566 | 3.0846 | 4.1909 | 4.9684 | 5.1946 | 4.9114 | 5.2262 | 5.0467 | 4.8264
2036-08-09 | 4.4957 | 4.3378 | 3.8047 | 3.879 | 3.4368 | 3.1518 | 3.285 | 3.0331 | 2.7748 | 2.2503 | 1.912 | 1.8408 | 1.9458 | 1.8781 | 1.9659 | 2.473 | 3.0341 | 3.8001 | 4.5899 | 5.5303 | 5.2039 | 5.4219 | 4.9323 | 4.6501
2036-08-10 | 3.9501 | 3.3513 | 3.2594 | 3.3449 | 3.1869 | 3.0269 | 3.1281 | 2.8402 | 2.6651 | 2.156 | 1.7293 | 1.802 | 1.7461 | 1.8479 | 1.9789 | 2.0141 | 2.5903 | 3.6741 | 4.5012 | 5.1481 | 4.9678 | 3.9692 | 3.7023 | 3.6251
2036-08-11 | 3.2991 | 3.488 | 3.5601 | 3.5954 | 3.0687 | 3.2489 | 3.5959 | 3.6796 | 3.3386 | 2.6498 | 2.7507 | 2.6581 | 2.4904 | 2.6526 | 2.6726 | 3.3179 | 4.0094 | 4.6332 | 5.3509 | 5.538 | 5.2757 | 5.2745 | 5.1526 | 4.7639
2036-08-12 | 4.8877 | 4.3955 | 4.0033 | 4.1768 | 4.172 | 4.3724 | 4.9218 | 3.8847 | 3.6883 | 3.014 | 2.4843 | 2.769 | 2.9437 | 2.8099 | 2.5523 | 3.0808 | 3.8105 | 4.3483 | 5.0847 | 5.5845 | 5.0873 | 5.0073 | 5.2175 | 4.9776
2036-08-13 | 4.0806 | 4.0513 | 4.2194 | 3.8767 | 3.8676 | 4.6696 | 4.5858 | 3.7156 | 3.6148 | 2.8596 | 2.4262 | 2.1926 | 2.3859 | 2.3864 | 2.2917 | 2.7638 | 3.8447 | 4.6806 | 5.3288 | 5.5624 | 5.4479 | 5.5951 | 5.1693 | 4.6677
2036-08-14 | 4.5593 | 4.5957 | 4.0914 | 3.8978 | 4.0932 | 4.1132 | 3.9433 | 3.6647 | 3.6109 | 3.1895 | 2.9555 | 3.3413 | 3.2133 | 2.7378 | 2.6045 | 3.072 | 3.7464 | 4.6861 | 5.3418 | 5.3925 | 4.8831 | 5.556 | 5.7144 | 5.5586
2036-08-15 | 4.7849 | 4.7271 | 4.9705 | 4.5794 | 4.2995 | 4.9258 | 4.4048 | 3.327 | 2.9388 | 2.504 | 2.3928 | 2.3544 | 2.2746 | 2.3833 | 2.5106 | 2.7013 | 3.9085 | 4.8506 | 5.3068 | 5.5189 | 5.2852 | 5.6107 | 5.5704 | 5.2816
2036-08-16 | 5.2393 | 4.8296 | 4.4227 | 3.9688 | 3.8775 | 4.4789 | 3.9811 | 3.038 | 2.7735 | 2.5913 | 2.3029 | 2.1555 | 2.2488 | 2.3228 | 2.3252 | 2.6809 | 3.1852 | 3.9953 | 4.696 | 4.5965 | 4.5353 | 5.2791 | 5.2424 | 4.5592
2036-08-17 | 4.0733 | 3.583 | 3.6059 | 3.5524 | 3.1751 | 3.0206 | 3.0206 | 3.0256 | 2.7628 | 2.3995 | 1.9643 | 1.9203 | 2.0016 | 2.2522 | 2.0829 | 2.2168 | 3.0217 | 3.9564 | 4.8328 | 5.5054 | 5.2456 | 4.9941 | 4.8247 | 4.4557
2036-08-18 | 4.2632 | 4.1017 | 3.3276 | 3.2199 | 3.2859 | 3.7775 | 3.8846 | 3.6903 | 3.7326 | 3.4165 | 3.1976 | 2.681 | 2.8074 | 2.8592 | 2.8877 | 3.393 | 4.1374 | 4.7016 | 5.2463 | 5.3931 | 5.1272 | 5.5703 | 5.2118 | 5.0332
2036-08-19 | 4.9621 | 4.4788 | 4.2706 | 4.6588 | 3.9486 | 4.4966 | 5.1478 | 4.4249 | 4.0842 | 2.7974 | 2.4984 | 2.5219 | 2.7611 | 2.8686 | 2.94 | 2.9543 | 3.6474 | 4.5186 | 4.9298 | 5.5406 | 4.8687 | 5.0409 | 5.1693 | 4.7434
2036-08-20 | 4.5015 | 4.3277 | 3.8452 | 3.7971 | 3.9153 | 4.4571 | 4.9857 | 4.1743 | 3.1577 | 2.9078 | 2.5074 | 2.2367 | 2.1093 | 2.5252 | 2.8411 | 2.5838 | 3.8319 | 4.7157 | 4.5034 | 4.907 | 4.9388 | 5.2067 | 5.1221 | 4.8636
2036-08-21 | 4.8185 | 4.0718 | 4.1348 | 4.4771 | 4.1516 | 4.2633 | 4.6895 | 4.331 | 3.4709 | 3.4129 | 3.3577 | 4.1456 | 3.9824 | 3.2208 | 3.6145 | 3.7064 | 4.1329 | 4.014 | 4.3548 | 4.4612 | 3.7803 | 3.6344 | 3.5 | 3.3266
2036-08-22 | 2.9343 | 2.8621 | 2.9815 | 2.7989 | 2.8048 | 2.6666 | 2.358 | 2.689 | 3.0091 | 2.6679 | 2.4193 | 2.4998 | 2.4824 | 2.1922 | 2.3319 | 2.9728 | 3.7437 | 4.2243 | 4.2293 | 3.7916 | 3.5454 | 3.4733 | 3.6989 | 3.3433
2036-08-23 | 3.0687 | 2.8479 | 2.7566 | 2.9861 | 2.8157 | 2.9204 | 2.9464 | 3.0632 | 2.8632 | 2.4948 | 2.6967 | 2.6921 | 2.2174 | 2.5964 | 2.4378 | 2.5145 | 3.3014 | 4.0005 | 4.0616 | 4.0431 | 3.4808 | 3.3417 | 3.4612 | 3.4248
2036-08-24 | 3.2688 | 3.1043 | 3.0567 | 3.0486 | 3.2894 | 3.2235 | 3.2114 | 2.7959 | 2.6649 | 2.1119 | 1.8112 | 1.5047 | 1.6135 | 1.7927 | 2.1732 | 2.6866 | 2.7979 | 3.6477 | 4.5654 | 4.7035 | 4.1798 | 3.5388 | 3.4608 | 3.4125
2036-08-25 | 3.4146 | 3.226 | 3.0842 | 3.025 | 3.1057 | 3.3828 | 3.3456 | 3.1262 | 3.2755 | 2.9423 | 2.7359 | 3.1501 | 2.9008 | 2.6122 | 3.1259 | 3.3301 | 3.7267 | 4.1284 | 5.3261 | 5.5634 | 5.0729 | 5.2098 | 5.3965 | 4.4318
2036-08-26 | 3.9964 | 3.9649 | 4.0485 | 4.2786 | 3.6982 | 4.0488 | 4.6355 | 3.6503 | 3.6293 | 2.8108 | 2.7437 | 2.7443 | 2.5865 | 2.7326 | 3.0865 | 3.1531 | 3.7459 | 4.5948 | 5.3783 | 5.6016 | 5.2762 | 5.6555 | 5.2741 | 4.4894
2036-08-27 | 4.5974 | 3.9403 | 3.6545 | 3.569 | 3.7419 | 3.7826 | 4.0793 | 3.3671 | 3.2478 | 2.7192 | 2.4558 | 2.2115 | 2.2909 | 2.4702 | 2.6647 | 2.9912 | 3.6767 | 3.9515 | 4.8458 | 5.4416 | 4.9363 | 4.7903 | 4.6506 | 4.5047
2036-08-28 | 3.8095 | 3.7956 | 3.7641 | 3.7138 | 3.6112 | 4.3408 | 4.3954 | 3.337 | 2.9859 | 2.5542 | 2.1338 | 2.2106 | 2.3469 | 2.1391 | 2.3646 | 2.5654 | 3.1331 | 3.542 | 4.8743 | 5.3804 | 4.7102 | 4.6217 | 4.7025 | 4.8135
2036-08-29 | 3.938 | 3.6961 | 3.7308 | 3.8613 | 3.5851 | 3.6191 | 3.874 | 2.9651 | 2.8311 | 2.6168 | 2.4584 | 2.0413 | 2.2364 | 2.5997 | 2.3691 | 2.4908 | 2.8891 | 3.6431 | 4.4279 | 4.6349 | 3.8925 | 4.6257 | 4.8082 | 3.9846
2036-08-30 | 3.6723 | 3.6136 | 3.6299 | 3.3019 | 3.3029 | 3.0009 | 3.1239 | 2.7575 | 2.2222 | 2.0924 | 1.824 | 1.4742 | 1.6397 | 1.9894 | 2.0001 | 2.0952 | 2.816 | 3.5984 | 3.9531 | 3.9765 | 4.0024 | 3.7435 | 3.737 | 3.6912
2036-08-31 | 3.3922 | 3.2064 | 3.1518 | 3.1795 | 3.0556 | 2.8012 | 2.8824 | 2.5561 | 2.4055 | 1.9721 | 1.6676 | 1.3528 | 1.0847 | 1.1815 | 1.7501 | 2.0185 | 2.503 | 3.3604 | 4.2479 | 4.6631 | 4.0187 | 4.2525 | 4.1324 | 3.7846
2036-09-01 | 3.8731 | 3.5843 | 3.0019 | 2.9752 | 3.2134 | 3.1271 | 3.0787 | 3.2125 | 2.9695 | 2.4661 | 2.4362 | 2.0621 | 2.0531 | 2.122 | 1.9905 | 2.8576 | 3.421 | 4.3195 | 4.9967 | 5.1655 | 4.7765 | 4.238 | 3.8816 | 3.6921
2036-09-02 | 3.7455 | 3.449 | 3.2829 | 3.5419 | 3.4274 | 3.3312 | 3.8924 | 3.7043 | 3.5825 | 3.0307 | 2.5079 | 2.6442 | 3.0693 | 2.9381 | 2.7098 | 3.2143 | 4.3431 | 5.1753 | 5.6086 | 5.6703 | 5.2384 | 5.4319 | 5.126 | 5.1123
2036-09-03 | 4.7093 | 4.0915 | 4.1001 | 4.3186 | 4.0923 | 4.1842 | 4.6233 | 4.1113 | 3.6363 | 3.0963 | 2.6461 | 2.2937 | 2.4034 | 2.7921 | 2.838 | 2.8466 | 3.8844 | 4.6786 | 5.2883 | 5.58 | 5.0915 | 5.0674 | 4.9282 | 4.8476
2036-09-04 | 4.659 | 4.1502 | 4.1254 | 4.3675 | 3.8255 | 4.0025 | 4.2832 | 3.6613 | 3.1759 | 2.7063 | 2.2871 | 2.1722 | 2.0871 | 2.4604 | 2.994 | 2.6814 | 3.799 | 4.7362 | 5.3799 | 5.6233 | 5.2625 | 5.3872 | 5.2907 | 4.6006
2036-09-05 | 4.4312 | 4.4923 | 4.1872 | 4.1518 | 4.2332 | 4.9094 | 4.9578 | 3.8965 | 3.7439 | 2.8939 | 2.3778 | 2.1248 | 2.3432 | 2.1661 | 1.9198 | 2.5363 | 3.4474 | 4.0272 | 4.7864 | 5.172 | 4.4933 | 4.9699 | 5.3421 | 4.8101
2036-09-06 | 4.1843 | 3.9468 | 4.0958 | 3.6626 | 3.4133 | 3.4987 | 3.3738 | 3.0819 | 2.7774 | 2.3278 | 1.8853 | 1.7068 | 1.9174 | 1.8132 | 1.8161 | 2.2138 | 2.9984 | 3.9162 | 4.662 | 4.521 | 4.5136 | 4.6188 | 4.9371 | 4.2393
2036-09-07 | 4.0265 | 3.7847 | 3.3518 | 3.1163 | 2.9069 | 3.0545 | 3.2683 | 2.6086 | 2.0938 | 1.8252 | 1.5096 | 1.2455 | 1.5777 | 1.7743 | 2.0951 | 2.0749 | 2.71 | 3.6788 | 4.6748 | 5.094 | 4.5991 | 4.2193 | 3.6937 | 3.4649
2036-09-08 | 3.427 | 3.2358 | 3.0411 | 3.0612 | 3.2374 | 3.2426 | 3.8162 | 3.9532 | 3.5919 | 3.0543 | 2.7946 | 2.6108 | 2.4671 | 2.6103 | 2.6318 | 3.2887 | 3.7482 | 4.658 | 5.41 | 5.6511 | 5.3067 | 5.3249 | 5.1358 | 4.7626
2036-09-09 | 4.4408 | 4.4725 | 4.4374 | 4.121 | 4.0373 | 4.6779 | 5.2241 | 4.0693 | 3.4887 | 2.8906 | 2.466 | 2.5376 | 2.9972 | 2.8526 | 2.6384 | 3.1193 | 3.7947 | 4.4005 | 5.114 | 4.9083 | 4.2438 | 4.1436 | 3.7207 | 3.4586
2036-09-10 | 3.2746 | 3.2206 | 3.3575 | 3.1436 | 3.0605 | 3.1176 | 3.2645 | 3.2411 | 2.908 | 2.478 | 1.8802 | 1.7514 | 1.4604 | 1.5869 | 1.6131 | 1.9996 | 2.5122 | 2.7982 | 3.234 | 3.1485 | 2.8554 | 2.7955 | 3.0248 | 2.7829
2036-09-11 | 2.6143 | 2.5343 | 2.4839 | 2.4786 | 2.6812 | 2.8018 | 2.8079 | 2.7348 | 2.7279 | 2.3542 | 2.2321 | 2.3246 | 2.1511 | 2.3785 | 2.5085 | 2.7569 | 2.8757 | 3.3668 | 4.0937 | 3.5316 | 3.2778 | 4.137 | 4.5051 | 4.6688
2036-09-12 | 4.0349 | 3.8381 | 3.7523 | 3.9297 | 4.09 | 4.0701 | 4.6743 | 4.0947 | 3.3185 | 2.6738 | 2.1362 | 1.8648 | 1.9224 | 2.1009 | 2.6902 | 2.9803 | 3.4476 | 4.3 | 4.9417 | 4.6317 | 4.2473 | 5.0206 | 4.8411 | 4.5207
2036-09-13 | 4.2038 | 4.3674 | 3.9267 | 3.8694 | 4.1383 | 4.0013 | 3.8965 | 2.9936 | 2.5653 | 2.0512 | 1.5118 | 1.6598 | 1.7181 | 1.4651 | 1.6447 | 2.3188 | 2.7149 | 3.4198 | 4.4249 | 4.7584 | 4.0541 | 4.4034 | 4.8046 | 4.2009
2036-09-14 | 3.8366 | 3.9824 | 3.8295 | 3.6082 | 3.5991 | 3.9253 | 3.8184 | 2.8617 | 2.3069 | 2.1878 | 1.5794 | 0.95958 | 1.1778 | 1.5143 | 1.5209 | 1.9237 | 2.6952 | 3.5877 | 4.2467 | 4.327 | 3.8387 | 4.4394 | 4.4696 | 3.5898
2036-09-15 | 3.0364 | 2.9253 | 2.9717 | 3.0621 | 3.0101 | 3.2685 | 3.6611 | 3.6031 | 2.7513 | 2.1497 | 1.9341 | 1.5528 | 1.9053 | 2.3943 | 2.0356 | 2.2715 | 3.1431 | 4.1217 | 5.0392 | 5.1746 | 4.7605 | 5.0907 | 4.7192 | 4.3155
2036-09-16 | 4.0101 | 4.048 | 4.0546 | 3.5806 | 3.1914 | 3.1699 | 3.7958 | 3.2531 | 2.7892 | 2.5134 | 2.1959 | 2.0065 | 1.965 | 2.0977 | 1.8209 | 2.4759 | 3.521 | 4.3606 | 5.0466 | 5.4658 | 4.7307 | 4.7504 | 4.7909 | 4.6745
2036-09-17 | 3.8184 | 3.3308 | 3.3127 | 3.333 | 3.0146 | 3.0558 | 3.4896 | 3.633 | 3.3469 | 2.7541 | 2.3027 | 2.0937 | 2.0995 | 2.098 | 2.5158 | 3.1982 | 3.81 | 4.5356 | 5.4986 | 5.6626 | 5.2689 | 5.3728 | 4.8981 | 4.4184
2036-09-18 | 4.4742 | 4.3155 | 4.2532 | 3.948 | 4.133 | 4.1819 | 3.9012 | 3.46 | 3.1434 | 2.5654 | 2.1645 | 2.201 | 2.425 | 2.3695 | 2.545 | 3.4965 | 3.6743 | 4.5118 | 5.5272 | 5.6641 | 5.0242 | 5.2584 | 5.5736 | 5.1875
2036-09-19 | 4.1398 | 3.5433 | 3.7182 | 3.4571 | 3.4044 | 3.7963 | 4.5719 | 3.6742 | 3.0874 | 2.7021 | 2.3326 | 2.2538 | 2.4998 | 2.6065 | 2.3559 | 3.1138 | 4.2753 | 4.8286 | 4.4304 | 4.2245 | 4.0293 | 4.8902 | 5.3603 | 5.1132
2036-09-20 | 4.2986 | 4.2671 | 3.7205 | 3.2511 | 3.1408 | 3.2587 | 3.6578 | 3.0044 | 2.6741 | 2.3254 | 2.0036 | 1.6162 | 1.5029 | 1.794 | 2.0476 | 2.2117 | 3.1744 | 4.1341 | 4.408 | 4.734 | 4.4327 | 4.0149 | 3.7535 | 3.6584
2036-09-21 | 3.5419 | 3.2393 | 3.3054 | 3.46 | 3.1637 | 3.2116 | 3.318 | 2.7488 | 2.2404 | 1.8944 | 1.6333 | 1.5902 | 1.6606 | 2.0104 | 1.8648 | 1.9822 | 2.8522 | 3.9629 | 4.8016 | 5.1817 | 4.7346 | 4.5761 | 4.8756 | 4.6751
2036-09-22 | 4.3784 | 4.2192 | 3.7499 | 3.6988 | 3.8585 | 4.2698 | 4.4777 | 3.4063 | 3.1953 | 2.8231 | 2.348 | 2.2993 | 2.5179 | 2.3261 | 2.297 | 3.131 | 4.1231 | 5.2371 | 5.7381 | 5.7047 | 4.995 | 5.1719 | 5.1658 | 5.1134
2036-09-23 | 4.5754 | 4.3451 | 4.0364 | 4.0622 | 4.1963 | 4.1017 | 4.4871 | 3.7163 | 3.5152 | 2.6713 | 2.0497 | 2.497 | 2.3871 | 2.4588 | 2.2908 | 2.9651 | 3.9892 | 5.1036 | 5.6033 | 5.668 | 5.0629 | 3.8809 | 3.7334 | 3.9439
2036-09-24 | 4.2014 | 3.8267 | 3.7754 | 3.6622 | 3.5032 | 3.8969 | 5.0924 | 5.0143 | 4.1458 | 3.3723 | 2.9661 | 3.18 | 2.9944 | 2.4412 | 2.8224 | 3.4525 | 4.5006 | 4.8932 | 5.5664 | 5.6955 | 5.3103 | 4.9759 | 4.5454 | 4.2276
2036-09-25 | 3.9405 | 3.8039 | 3.7315 | 3.6887 | 3.6732 | 4.2028 | 4.8689 | 4.5841 | 4.823 | 4.6478 | 4.3655 | 2.8399 | 3.2871 | 3.3848 | 3.3959 | 4.1696 | 4.2416 | 5.1274 | 4.9675 | 4.1931 | 3.91 | 4.0216 | 4.0638 | 3.684
2036-09-26 | 3.4481 | 3.3067 | 3.4642 | 3.4073 | 3.0551 | 3.0471 | 3.3744 | 3.084 | 2.7894 | 2.3968 | 2.3634 | 2.878 | 2.7792 | 2.9744 | 2.8696 | 3.0711 | 4.1069 | 4.6979 | 4.9251 | 5.2262 | 4.7364 | 4.8874 | 4.788 | 4.4622
2036-09-27 | 4.4 | 3.6122 | 3.466 | 3.2996 | 3.1843 | 3.2467 | 3.2209 | 3.0217 | 2.3329 | 1.8943 | 1.6122 | 1.6371 | 1.6634 | 1.7683 | 2.0757 | 2.5409 | 3.2617 | 3.7788 | 4.8526 | 5.0188 | 4.3319 | 4.0054 | 3.8762 | 3.7425
2036-09-28 | 3.6633 | 4.2348 | 4.0938 | 3.9941 | 3.4934 | 3.248 | 3.1906 | 2.8243 | 2.4634 | 2.0304 | 1.902 | 1.6771 | 1.7697 | 1.9512 | 1.7696 | 2.2768 | 3.1742 | 4.2497 | 5.1273 | 5.2838 | 4.6317 | 4.1051 | 3.8346 | 3.4977
2036-09-29 | 3.264 | 3.3201 | 3.2871 | 3.0822 | 3.1107 | 3.2714 | 3.641 | 3.2451 | 2.689 | 2.2107 | 2.03 | 1.9987 | 2.3064 | 2.6572 | 2.6171 | 3.194 | 4.0531 | 4.7721 | 5.4945 | 5.3789 | 4.6751 | 4.9441 | 4.9394 | 4.7907
2036-09-30 | 4.0255 | 3.6001 | 3.3637 | 3.2465 | 3.0384 | 3.1871 | 3.6662 | 3.2317 | 2.6944 | 2.1636 | 1.9921 | 2.0992 | 2.2927 | 2.4795 | 2.3187 | 2.8118 | 3.533 | 4.6066 | 5.4518 | 5.3356 | 4.5848 | 4.0761 | 4.164 | 3.969
2036-10-01 | 3.3327 | 3.1873 | 3.2947 | 3.1611 | 3.0103 | 3.1125 | 3.4309 | 3.0541 | 2.6249 | 2.2196 | 2.0734 | 2.1362 | 2.4006 | 3.0915 | 3.6572 | 3.9242 | 4.2238 | 5.0821 | 5.6023 | 5.6011 | 5.0729 | 5.3179 | 4.9903 | 4.5081
2036-10-02 | 4.4545 | 4.3659 | 3.8827 | 3.7397 | 3.376 | 3.5293 | 3.9835 | 3.1568 | 2.7489 | 2.4122 | 2.3443 | 2.4429 | 2.6892 | 2.8958 | 3.4084 | 3.9102 | 4.6082 | 5.3121 | 5.6154 | 5.501 | 4.7109 | 5.2019 | 5.5817 | 4.9282
2036-10-03 | 4.2771 | 3.7854 | 3.4986 | 3.4436 | 3.2526 | 3.3401 | 3.7082 | 3.0252 | 2.7621 | 2.4574 | 2.216 | 2.2136 | 2.3345 | 2.715 | 3.4454 | 4.3521 | 4.5765 | 4.4759 | 4.9268 | 4.9665 | 4.528 | 5.4278 | 5.386 | 5.1682
2036-10-04 | 4.3183 | 3.9527 | 4.2582 | 4.0366 | 3.5178 | 3.2853 | 3.6434 | 3.0932 | 2.5289 | 2.0264 | 1.7532 | 1.7738 | 1.8037 | 1.6912 | 2.1914 | 2.6472 | 3.6673 | 4.4071 | 5.3084 | 5.1878 | 4.5625 | 4.1225 | 3.9166 | 3.6224
2036-10-05 | 3.4892 | 3.1996 | 3.1511 | 3.2578 | 3.2375 | 3.2009 | 3.1136 | 2.7447 | 2.3343 | 1.9486 | 1.8824 | 1.9351 | 1.847 | 2.2643 | 2.3486 | 2.3236 | 3.1097 | 4.0098 | 5.2061 | 4.9697 | 4.3453 | 4.6491 | 4.1573 | 3.8236
2036-10-06 | 3.71 | 3.1968 | 3.0213 | 2.9837 | 2.9854 | 3.2644 | 3.4396 | 3.0266 | 2.7628 | 2.3994 | 2.249 | 2.1588 | 2.3007 | 2.4238 | 2.7228 | 2.6585 | 3.5741 | 5.0172 | 5.594 | 5.5001 | 4.5112 | 4.0642 | 4.211 | 3.6999
2036-10-07 | 3.5717 | 4.2579 | 4.2471 | 3.9121 | 3.6975 | 4.1488 | 3.6139 | 3.4063 | 2.9985 | 2.533 | 2.2551 | 2.1853 | 2.2132 | 2.2968 | 2.5208 | 3.0562 | 4.3223 | 5.1145 | 5.3979 | 5.076 | 4.8587 | 5.0705 | 4.5507 | 3.9932
2036-10-08 | 3.9504 | 4.0908 | 3.9784 | 3.9562 | 3.4293 | 3.4001 | 3.5853 | 3.4084 | 2.9712 | 2.5061 | 2.272 | 2.2153 | 2.3058 | 2.8278 | 2.66 | 3.0398 | 3.8772 | 5.0556 | 5.5459 | 5.2002 | 4.2732 | 4.8059 | 4.676 | 4.4496
2036-10-09 | 4.3102 | 3.6767 | 3.6292 | 4.1147 | 3.7025 | 3.9 | 4.212 | 3.305 | 2.951 | 2.3688 | 2.0705 | 2.1833 | 2.4042 | 2.7527 | 3.0059 | 3.5067 | 4.4886 | 5.0522 | 5.151 | 4.9672 | 4.7108 | 4.9269 | 4.9202 | 4.5769
2036-10-10 | 4.5042 | 4.3677 | 3.7287 | 3.8237 | 3.9009 | 4.2697 | 4.2051 | 3.1633 | 2.8833 | 2.4484 | 2.3434 | 2.3373 | 2.3405 | 2.6546 | 3.5974 | 4.2738 | 4.4914 | 4.8416 | 5.3901 | 4.6932 | 4.0044 | 4.9154 | 5.1074 | 4.2129
2036-10-11 | 4.0281 | 4.0914 | 3.6361 | 3.4364 | 3.3834 | 3.6904 | 3.6649 | 3.0809 | 2.9492 | 2.6493 | 2.3844 | 2.2586 | 1.8382 | 2.0573 | 2.5867 | 2.7486 | 3.3289 | 4.1224 | 5.0326 | 4.6924 | 3.6791 | 3.9777 | 3.6082 | 3.2054
2036-10-12 | 3.1473 | 3.1769 | 3.1376 | 2.9885 | 2.8048 | 2.9807 | 2.9634 | 2.5996 | 2.3486 | 1.947 | 1.5431 | 1.4055 | 1.415 | 1.7257 | 1.9038 | 2.2823 | 2.9934 | 4.2118 | 4.9806 | 4.6615 | 4.2797 | 4.3132 | 3.8686 | 3.5603
2036-10-13 | 3.3664 | 3.1497 | 3.0109 | 2.9797 | 3.0181 | 3.2217 | 3.5567 | 3.1953 | 2.9014 | 2.9546 | 2.7132 | 2.4773 | 2.1079 | 2.4743 | 3.2544 | 3.6932 | 4.2334 | 4.7734 | 5.0748 | 4.5569 | 3.9875 | 4.8778 | 4.5719 | 4.1776
2036-10-14 | 3.7905 | 3.6024 | 3.5856 | 3.9007 | 3.75 | 3.898 | 3.8673 | 3.2273 | 3.2382 | 2.8112 | 2.5437 | 2.1821 | 2.1921 | 2.3094 | 2.3722 | 2.8349 | 4.104 | 4.962 | 5.1765 | 4.9714 | 4.646 | 4.5713 | 4.3568 | 3.9658
2036-10-15 | 4.0187 | 3.8278 | 3.5468 | 3.6416 | 3.6928 | 3.7942 | 4.2651 | 3.5766 | 3.1199 | 2.4359 | 2.6038 | 2.3452 | 2.2784 | 2.4894 | 2.9963 | 3.7782 | 4.246 | 4.518 | 5.4534 | 5.1521 | 4.6709 | 5.3276 | 5.109 | 4.3074
2036-10-16 | 4.3604 | 4.3866 | 4.147 | 3.5218 | 3.1141 | 3.2445 | 3.5886 | 3.2961 | 3.0393 | 2.6545 | 2.5396 | 2.327 | 2.5005 | 2.8555 | 3.2411 | 3.7005 | 4.1922 | 4.6234 | 5.4781 | 5.1414 | 3.9973 | 4.3084 | 4.7275 | 4.0884
2036-10-17 | 3.693 | 3.7417 | 3.85 | 3.5842 | 3.1075 | 3.2112 | 3.7575 | 3.6056 | 3.2821 | 2.6624 | 2.2637 | 2.177 | 2.4631 | 2.719 | 2.9557 | 3.3464 | 4.0365 | 4.5442 | 4.8628 | 4.5171 | 3.8484 | 3.6575 | 3.7046 | 3.5616
2036-10-18 | 3.4387 | 3.1422 | 3.0877 | 3.2403 | 3.0163 | 3.0735 | 3.4015 | 3.2116 | 3.0359 | 2.4698 | 1.9162 | 1.8288 | 1.9889 | 1.9917 | 2.1255 | 2.5347 | 3.0982 | 3.9956 | 4.6457 | 4.164 | 3.5608 | 4.1546 | 4.4797 | 4.1817
2036-10-19 | 3.9059 | 3.2751 | 3.0119 | 3.1233 | 3.1224 | 2.9603 | 2.9595 | 2.8799 | 2.546 | 2.0422 | 1.7058 | 1.5171 | 1.5472 | 1.6546 | 1.977 | 2.2935 | 3.1391 | 4.2052 | 5.1279 | 4.8653 | 4.2204 | 3.6385 | 3.3879 | 3.1976
2036-10-20 | 3.1704 | 3.1884 | 3.0303 | 2.954 | 2.9541 | 3.4735 | 5.1227 | 4.0224 | 3.2019 | 2.4982 | 2.358 | 2.342 | 2.326 | 2.5364 | 2.4733 | 2.5548 | 3.496 | 4.8969 | 5.4135 | 4.9087 | 4.6575 | 4.7931 | 4.6467 | 4.5917
2036-10-21 | 3.9468 | 3.1463 | 2.9901 | 3.1476 | 2.963 | 3.3321 | 3.9068 | 3.7266 | 2.8955 | 2.371 | 2.0135 | 1.9275 | 2.0588 | 2.3681 | 2.5525 | 2.9967 | 3.9601 | 5.0543 | 5.5671 | 5.3695 | 4.8143 | 5.229 | 5.1081 | 4.7138
2036-10-22 | 4.5464 | 4.3457 | 4.0913 | 3.7831 | 3.7634 | 4.3375 | 4.7339 | 4.0169 | 3.1999 | 2.7729 | 2.3902 | 2.4541 | 2.5466 | 2.7867 | 2.9894 | 3.0639 | 4.3432 | 5.3556 | 5.6118 | 5.4826 | 4.8915 | 4.7683 | 4.8599 | 4.4532
2036-10-23 | 4.4934 | 3.9552 | 3.7146 | 4.0039 | 3.894 | 4.3163 | 4.8607 | 3.8227 | 3.6633 | 2.9883 | 2.3448 | 2.2434 | 2.3606 | 2.41 | 2.8932 | 3.8066 | 3.718 | 4.354 | 5.2661 | 5.0693 | 4.2867 | 4.3325 | 4.7489 | 4.7109
2036-10-24 | 3.9614 | 3.7502 | 3.5444 | 3.4608 | 3.4482 | 3.5422 | 3.8677 | 3.0972 | 3.0199 | 2.8349 | 2.8152 | 2.3594 | 2.4057 | 2.7283 | 2.7912 | 3.0215 | 4.3262 | 4.6132 | 5.0985 | 4.8866 | 4.0463 | 4.4955 | 4.3826 | 4.3645
2036-10-25 | 4.0601 | 3.9515 | 3.8156 | 3.2488 | 3.1469 | 3.2923 | 3.444 | 2.8765 | 2.3621 | 2.0787 | 1.9528 | 1.5528 | 1.5487 | 1.8094 | 2.149 | 2.5179 | 3.6543 | 4.6615 | 4.9239 | 4.2174 | 3.776 | 3.3978 | 3.4584 | 3.3429
2036-10-26 | 3.3537 | 3.3111 | 3.1666 | 3.2815 | 3.1212 | 3.1276 | 3.2034 | 2.8931 | 2.6289 | 2.2161 | 1.5769 | 1.6625 | 1.8998 | 1.9727 | 2.4538 | 2.9118 | 3.5652 | 4.2009 | 5.2283 | 4.7155 | 4.0697 | 4.0027 | 4.2984 | 4.1045
2036-10-27 | 3.5064 | 3.2246 | 3.1525 | 2.9935 | 3.0045 | 3.3078 | 3.6869 | 3.485 | 2.9334 | 2.5465 | 2.5067 | 2.1756 | 2.2655 | 2.5766 | 2.9659 | 2.9411 | 4.6563 | 5.5271 | 5.5931 | 5.4709 | 4.6381 | 3.9209 | 3.7635 | 3.478
2036-10-28 | 3.5593 | 3.3618 | 3.1662 | 3.1677 | 3.3549 | 3.8581 | 4.2349 | 3.6887 | 4.2842 | 4.8029 | 4.2926 | 3.2466 | 3.8216 | 4.0457 | 3.4852 | 3.7669 | 5.0688 | 5.2106 | 4.9845 | 4.3842 | 4.1323 | 3.9515 | 3.767 | 3.4499
2036-10-29 | 3.3253 | 3.2041 | 2.896 | 2.8899 | 2.9615 | 3.1317 | 3.5273 | 3.5442 | 3.0544 | 2.4092 | 2.3518 | 2.4049 | 2.4137 | 3.0501 | 3.6934 | 3.6614 | 4.6149 | 5.2215 | 4.6624 | 3.9323 | 3.7541 | 4.9208 | 4.9142 | 4.2064
2036-10-30 | 3.8767 | 3.8031 | 4.0151 | 4.0166 | 3.8541 | 4.3759 | 4.666 | 3.7431 | 3.4743 | 2.5249 | 2.2977 | 2.1358 | 2.2753 | 2.258 | 2.5354 | 3.4461 | 4.2494 | 4.4677 | 5.4166 | 4.882 | 4.4253 | 4.997 | 5.1152 | 4.1189
2036-10-31 | 3.7918 | 3.6943 | 3.7787 | 3.6773 | 3.7403 | 3.9092 | 4.2786 | 3.1613 | 2.9353 | 2.6069 | 2.1243 | 1.9177 | 2.077 | 2.1885 | 2.2818 | 3.0612 | 4.3177 | 4.3506 | 4.9106 | 4.82 | 3.8802 | 4.2405 | 4.3242 | 4.3672
2036-11-01 | 3.5268 | 3.0748 | 3.2019 | 3.1761 | 3.0408 | 3.2563 | 3.2155 | 3.166 | 2.3475 | 1.798 | 1.3982 | 1.2245 | 1.254 | 1.6139 | 2.2133 | 2.4534 | 3.1025 | 4.1214 | 4.9512 | 4.357 | 3.9301 | 3.938 | 3.7243 | 3.3974
2036-11-02 | 3.2495 | 3.3872 | 3.2177 | 3.1754 | 3.4816 | 3.9898 | 4.0913 | 2.9874 | 2.461 | 2.1407 | 1.9056 | 1.6953 | 1.5109 | 1.6237 | 2.0383 | 2.2502 | 3.1374 | 4.1955 | 5.106 | 4.5665 | 4.0571 | 4.7387 | 4.6166 | 3.7708
2036-11-03 | 3.0315 | 3.1643 | 2.9755 | 2.9001 | 2.9608 | 3.4105 | 4.1947 | 3.347 | 3.041 | 2.7542 | 2.2653 | 2.0049 | 2.2085 | 2.2443 | 2.8089 | 2.8492 | 4.3344 | 4.8443 | 5.3465 | 5.2017 | 4.5196 | 3.9306 | 3.6117 | 3.7357
2036-11-04 | 3.4777 | 3.2641 | 3.1811 | 3.2962 | 3.0691 | 3.3676 | 3.5896 | 3.6026 | 3.0823 | 2.3203 | 1.9413 | 1.9523 | 1.8993 | 1.9953 | 2.3995 | 3.3595 | 4.3563 | 5.0775 | 5.4923 | 5.0265 | 4.4405 | 4.4662 | 4.5467 | 4.2056
2036-11-05 | 3.5832 | 3.1427 | 3.0232 | 3.1285 | 2.8988 | 3.1024 | 3.7762 | 3.6571 | 3.194 | 2.534 | 2.231 | 2.7448 | 2.7895 | 2.9034 | 3.1589 | 3.6953 | 4.1998 | 5.0292 | 5.547 | 5.3811 | 4.8476 | 4.9623 | 5.0456 | 4.7459
2036-11-06 | 3.8578 | 3.754 | 3.6317 | 3.1719 | 3.1221 | 3.454 | 3.3584 | 3.6827 | 2.9915 | 2.3465 | 2.6336 | 2.5402 | 2.3288 | 2.4943 | 3.0482 | 3.3419 | 4.2007 | 5.0533 | 5.5625 | 5.2004 | 4.4449 | 4.9141 | 4.8183 | 4.1618
2036-11-07 | 4.1543 | 4.2843 | 3.7402 | 3.767 | 3.83 | 4.3716 | 5.2537 | 3.9251 | 3.3076 | 3.2105 | 2.8029 | 2.2204 | 2.2946 | 2.5142 | 2.4947 | 3.0042 | 4.3014 | 4.9102 | 5.4168 | 5.0601 | 3.8762 | 4.203 | 3.9595 | 3.9966
2036-11-08 | 3.8554 | 3.3974 | 3.5727 | 3.3198 | 3.2327 | 3.4453 | 3.7901 | 3.503 | 2.9337 | 2.3024 | 2.0094 | 2.0681 | 1.9006 | 1.9428 | 2.5261 | 2.3888 | 3.0631 | 4.211 | 4.5399 | 3.7854 | 3.7918 | 3.5201 | 3.3116 | 3.3208
2036-11-09 | 3.2294 | 3.3505 | 3.3384 | 3.6032 | 2.9352 | 3.004 | 3.0851 | 2.9537 | 2.7032 | 2.0121 | 1.5821 | 1.3917 | 1.3592 | 1.3839 | 2.0081 | 2.1865 | 2.6015 | 3.415 | 4.3685 | 4.6859 | 3.9097 | 3.5968 | 3.4328 | 3.0301
2036-11-10 | 2.8985 | 2.9864 | 2.8686 | 2.7938 | 2.75 | 3.0049 | 3.3057 | 2.9998 | 2.5439 | 2.3303 | 1.9508 | 1.6429 | 1.9647 | 2.0778 | 2.0693 | 2.7512 | 3.7766 | 4.6376 | 5.2442 | 4.6196 | 3.8551 | 4.2476 | 4.3245 | 4.0999
2036-11-11 | 3.4717 | 3.0921 | 3.1961 | 2.9954 | 2.9471 | 3.1151 | 3.6875 | 3.9084 | 2.9104 | 2.5331 | 2.2132 | 2.0624 | 2.0621 | 2.114 | 2.4501 | 3.1598 | 4.3703 | 5.217 | 5.4861 | 4.962 | 4.2132 | 4.3337 | 4.32 | 4.2793
2036-11-12 | 3.6497 | 3.684 | 3.5445 | 3.8109 | 3.7426 | 3.9729 | 4.5119 | 3.8743 | 3.5035 | 3.3127 | 2.9099 | 2.1845 | 2.1192 | 2.7588 | 2.6903 | 3.1188 | 4.2087 | 4.844 | 5.5603 | 4.9429 | 4.1293 | 4.7516 | 4.7535 | 4.6218
2036-11-13 | 4.1201 | 3.6129 | 4.0127 | 4.1099 | 3.808 | 4.2747 | 4.7973 | 3.6929 | 3.5094 | 2.8317 | 2.4517 | 2.3783 | 2.6108 | 2.4826 | 3.0624 | 3.728 | 4.6342 | 5.2369 | 5.514 | 5.109 | 4.3526 | 4.4512 | 4.7842 | 4.2986
2036-11-14 | 3.688 | 3.587 | 3.908 | 3.7869 | 3.6362 | 4.1172 | 4.0836 | 4.2985 | 3.9326 | 3.251 | 2.552 | 2.8869 | 3.3205 | 3.4208 | 3.2733 | 3.5471 | 4.3399 | 4.9003 | 5.0976 | 4.3473 | 3.6488 | 4.2633 | 4.4344 | 4.42
2036-11-15 | 4.169 | 3.1488 | 2.9362 | 3.0684 | 2.8699 | 2.9619 | 3.1949 | 3.226 | 2.8585 | 2.3231 | 1.8565 | 2.1726 | 2.1809 | 2.3315 | 2.7065 | 2.8976 | 3.2624 | 4.2653 | 4.5332 | 3.8416 | 3.7547 | 3.6118 | 3.2749 | 3.1498
2036-11-16 | 3.1446 | 3.1555 | 3.0035 | 3.0619 | 3.047 | 3.2144 | 3.5039 | 3.1751 | 2.9739 | 2.8623 | 2.421 | 2.3011 | 1.7673 | 1.9184 | 2.3373 | 2.5691 | 3.0373 | 4.0481 | 4.5031 | 4.1841 | 4.0045 | 3.8802 | 4.0126 | 3.9334
2036-11-17 | 3.5999 | 3.0177 | 2.9335 | 3.0188 | 3.0933 | 3.4757 | 4.0532 | 3.594 | 3.0066 | 2.5144 | 2.0535 | 2.0404 | 2.0449 | 1.963 | 2.2242 | 3.132 | 3.9545 | 4.6477 | 5.3106 | 4.9464 | 4.3815 | 4.365 | 4.4588 | 4.37
2036-11-18 | 4.0894 | 4.0533 | 3.8869 | 3.5614 | 3.5621 | 3.8461 | 4.032 | 3.5728 | 3.2105 | 3.1168 | 2.8002 | 2.6491 | 2.7338 | 2.9573 | 3.0384 | 3.233 | 4.3683 | 5.079 | 5.5347 | 5.2718 | 4.434 | 4.4739 | 4.4174 | 4.3772
2036-11-19 | 3.8697 | 3.5157 | 3.3773 | 3.4917 | 3.7645 | 3.8382 | 3.8967 | 3.8725 | 3.3073 | 2.8357 | 2.547 | 2.3718 | 2.2991 | 2.4585 | 2.6976 | 3.4352 | 4.2181 | 4.6155 | 5.3123 | 4.8862 | 4.1818 | 4.5382 | 4.9853 | 4.2154
2036-11-20 | 3.9092 | 4.2126 | 3.6042 | 3.153 | 3.1426 | 3.4621 | 3.7516 | 3.8998 | 4.0318 | 3.6102 | 2.816 | 2.9445 | 2.473 | 2.3291 | 2.3373 | 3.0994 | 3.5679 | 3.9888 | 4.3695 | 4.1541 | 3.5232 | 3.7385 | 3.9501 | 3.5068
2036-11-21 | 3.2372 | 3.2313 | 3.2617 | 2.9683 | 2.8605 | 3.0621 | 3.0405 | 3.2399 | 3.12 | 2.7464 | 2.3086 | 2.1127 | 2.1163 | 2.5547 | 2.3161 | 2.9468 | 4.4519 | 5.0549 | 5.2571 | 4.3821 | 3.8559 | 4.3424 | 4.7535 | 4.7105
2036-11-22 | 4.0331 | 3.8357 | 3.3529 | 3.1037 | 3.059 | 3.3892 | 3.4048 | 3.1541 | 2.8829 | 2.1447 | 1.754 | 1.6559 | 1.5957 | 1.8926 | 2.1383 | 2.854 | 3.6243 | 4.0217 | 4.8812 | 4.3812 | 3.596 | 3.629 | 3.8571 | 3.3806
2036-11-23 | 3.2843 | 3.3173 | 3.2033 | 2.9824 | 2.9715 | 3.144 | 3.0254 | 2.8311 | 2.3867 | 2.1928 | 1.7828 | 1.58 | 2.0125 | 2.0401 | 2.2807 | 2.8724 | 3.8513 | 4.5373 | 5.2516 | 4.9138 | 4.0599 | 4.3411 | 4.6812 | 4.3501
2036-11-24 | 3.6177 | 3.6676 | 3.7593 | 3.5496 | 3.6933 | 4.1524 | 5.1959 | 4.2026 | 3.8085 | 3.2731 | 2.6436 | 2.3685 | 2.5893 | 2.745 | 2.9376 | 3.4328 | 4.4091 | 5.0788 | 5.5644 | 5.3354 | 4.6185 | 4.8766 | 4.6499 | 4.2327
2036-11-25 | 4.122 | 4.295 | 4.2014 | 3.8083 | 3.7836 | 4.3331 | 5.1522 | 4.4404 | 3.4825 | 2.9539 | 2.3709 | 2.0442 | 2.1386 | 2.3088 | 2.3969 | 3.0873 | 4.3516 | 4.9642 | 5.5187 | 5.2903 | 4.7697 | 4.7297 | 4.657 | 4.5415
2036-11-26 | 4.2031 | 3.6558 | 3.5397 | 3.668 | 4.0118 | 4.113 | 4.5556 | 3.7326 | 3.1306 | 2.4916 | 2.2191 | 2.0307 | 1.9938 | 2.1756 | 2.7065 | 3.2417 | 4.3073 | 4.748 | 5.5992 | 5.2946 | 4.8359 | 4.8605 | 4.595 | 3.9047
2036-11-27 | 3.5164 | 3.4408 | 3.3207 | 3.0566 | 2.9959 | 3.2839 | 4.1985 | 3.8576 | 3.4201 | 2.9793 | 2.573 | 2.2364 | 2.3194 | 2.4855 | 2.4549 | 3.1754 | 4.171 | 4.8173 | 5.4436 | 5.066 | 4.2511 | 3.636 | 3.5447 | 3.525
2036-11-28 | 3.2248 | 3.1269 | 3.2957 | 3.0832 | 2.9715 | 3.0701 | 3.5287 | 3.6477 | 3.0046 | 2.6524 | 2.3876 | 2.0183 | 2.1191 | 2.4863 | 2.6198 | 3.0015 | 4.1372 | 4.934 | 5.3256 | 4.7421 | 4.3964 | 3.876 | 3.8374 | 3.6863
2036-11-29 | 3.4887 | 3.3896 | 3.1129 | 3.1855 | 3.3844 | 3.4305 | 3.4379 | 3.365 | 3.0074 | 2.5624 | 2.2032 | 2.4544 | 2.542 | 2.3336 | 2.5662 | 2.6672 | 3.111 | 3.8998 | 4.849 | 4.391 | 4.0624 | 3.7962 | 3.4824 | 3.1818
2036-11-30 | 3.2965 | 3.4368 | 3.2812 | 3.0483 | 2.9148 | 2.924 | 3.0326 | 2.8493 | 2.46 | 2.0919 | 1.6059 | 1.3615 | 1.7883 | 2.1229 | 2.3231 | 2.6617 | 3.1344 | 3.9105 | 4.9302 | 4.6784 | 4.1298 | 3.3884 | 3.4737 | 3.3737
2036-12-01 | 3.2482 | 3.1635 | 3.0391 | 3.0085 | 3.0494 | 3.309 | 3.9425 | 4.062 | 3.1803 | 2.8423 | 2.6522 | 2.3861 | 2.4611 | 2.923 | 3.1065 | 3.6002 | 4.3339 | 4.7846 | 5.2904 | 4.8547 | 4.3115 | 3.8852 | 3.6255 | 3.7162
2036-12-02 | 3.4972 | 3.2343 | 3.1564 | 3.257 | 3.0443 | 3.3624 | 3.933 | 3.9038 | 3.5986 | 2.762 | 2.1538 | 1.964 | 2.0562 | 2.3111 | 2.7664 | 3.2604 | 4.0082 | 4.9482 | 5.2721 | 5.0253 | 4.3788 | 3.7831 | 3.8399 | 3.3012
2036-12-03 | 3.2066 | 3.1883 | 3.2261 | 2.9522 | 2.9912 | 3.297 | 3.7416 | 3.8555 | 3.4904 | 2.9163 | 2.4686 | 2.3917 | 2.3254 | 2.6181 | 2.6724 | 2.9837 | 4.0075 | 4.701 | 5.304 | 5.0214 | 4.3925 | 3.7183 | 3.5133 | 3.5044
2036-12-04 | 3.3221 | 3.0114 | 3.161 | 3.0728 | 2.971 | 3.2295 | 3.8307 | 3.9128 | 3.5948 | 2.924 | 2.3284 | 2.1149 | 2.3114 | 2.3033 | 2.7254 | 3.1092 | 3.7226 | 4.3564 | 5.1139 | 4.728 | 3.9413 | 3.7612 | 3.7224 | 3.2313
2036-12-05 | 3.0208 | 2.9994 | 2.8128 | 2.7753 | 2.7543 | 3.0304 | 3.6697 | 3.3444 | 3.1086 | 2.9894 | 2.4249 | 2.1095 | 2.1479 | 2.5378 | 2.5699 | 3.1391 | 3.8907 | 4.4033 | 4.9174 | 4.5703 | 3.862 | 4.0827 | 4.2719 | 4.2604
2036-12-06 | 3.3643 | 2.9849 | 3.0059 | 2.9951 | 2.9635 | 3.0766 | 3.358 | 3.3829 | 3.1834 | 2.8898 | 2.5869 | 1.9785 | 1.7805 | 1.943 | 2.0358 | 2.1842 | 2.8939 | 3.4452 | 3.5511 | 3.2661 | 3.2704 | 3.1866 | 3.216 | 2.9727
2036-12-07 | 2.8752 | 2.7997 | 2.8505 | 2.8451 | 2.8404 | 2.9812 | 3.1169 | 2.9514 | 2.4668 | 2.2222 | 1.9137 | 1.8087 | 1.6843 | 1.8309 | 1.9362 | 2.3274 | 2.7925 | 3.4836 | 4.2672 | 4.0537 | 3.659 | 3.9892 | 3.9126 | 3.631
2036-12-08 | 3.4398 | 3.0016 | 2.7697 | 2.8555 | 2.9086 | 3.1892 | 3.783 | 3.8246 | 3.0265 | 2.3721 | 2.1848 | 1.8472 | 1.9592 | 1.9709 | 2.2771 | 2.7905 | 3.8776 | 4.6039 | 5.0517 | 4.5266 | 3.9395 | 3.8296 | 3.6604 | 3.3558
2036-12-09 | 3.2006 | 3.0906 | 3.0162 | 2.9358 | 3.0045 | 3.3483 | 4.08 | 4.1646 | 3.5862 | 3.1369 | 2.5815 | 2.2269 | 2.3281 | 2.525 | 2.5994 | 3.4399 | 4.2556 | 4.8409 | 5.2805 | 5.1743 | 4.5932 | 4.8044 | 4.8181 | 4.2698
2036-12-10 | 4.0639 | 4.1598 | 4.0492 | 3.9289 | 3.9241 | 4.3121 | 4.7345 | 4.044 | 3.5544 | 3.0953 | 2.7205 | 2.3781 | 2.3975 | 2.7377 | 3.0123 | 3.8303 | 4.1955 | 4.5513 | 5.2882 | 4.9861 | 4.6019 | 4.8242 | 4.541 | 4.0687
2036-12-11 | 3.7688 | 3.6378 | 3.6951 | 3.3991 | 3.267 | 3.7364 | 4.2981 | 3.6641 | 3.1898 | 2.7653 | 2.6485 | 2.2249 | 2.1265 | 2.295 | 2.6516 | 2.8207 | 3.3716 | 4.1224 | 4.9586 | 4.6963 | 4.2637 | 4.5375 | 4.4729 | 3.9572
2036-12-12 | 3.5942 | 3.4278 | 3.4034 | 3.4124 | 3.4418 | 3.5197 | 3.5696 | 3.6038 | 3.4799 | 2.83 | 2.2211 | 1.9076 | 1.8012 | 1.7601 | 1.8604 | 2.3024 | 3.3994 | 4.2307 | 4.6916 | 4.4253 | 3.6159 | 3.4787 | 3.5551 | 3.3417
2036-12-13 | 3.4185 | 3.3581 | 3.4114 | 3.3811 | 3.3676 | 3.1531 | 3.2419 | 3.3017 | 2.7205 | 2.3458 | 2.1302 | 1.5919 | 1.4233 | 1.6436 | 1.8917 | 2.2551 | 2.899 | 3.9103 | 4.5638 | 4.4505 | 3.9754 | 3.4399 | 3.2307 | 2.9952
2036-12-14 | 2.8436 | 2.8577 | 2.7368 | 2.6624 | 2.5151 | 2.5366 | 2.7265 | 2.7312 | 2.3226 | 1.8791 | 1.6659 | 1.4693 | 1.4633 | 1.4559 | 1.5033 | 2.1136 | 2.8225 | 3.5857 | 4.58 | 4.2887 | 3.8862 | 4.0167 | 3.777 | 3.648
2036-12-15 | 3.7803 | 3.1161 | 3.0041 | 2.7668 | 2.8832 | 3.1263 | 3.6766 | 3.7606 | 3.0398 | 2.4241 | 2.1934 | 2.0329 | 2.1479 | 2.0754 | 2.379 | 2.9796 | 3.5284 | 4.1368 | 5.0777 | 4.7435 | 4.1661 | 3.8002 | 3.7613 | 3.3502
2036-12-16 | 2.995 | 2.8713 | 2.8911 | 2.875 | 2.8924 | 3.0981 | 3.5364 | 3.2402 | 2.6262 | 2.2253 | 1.9921 | 1.842 | 2.0434 | 2.0835 | 2.5044 | 3.4488 | 4.0123 | 4.7336 | 4.8415 | 4.3975 | 4.0688 | 4.5282 | 4.6713 | 4.1387
2036-12-17 | 3.7694 | 3.6366 | 3.5211 | 3.4769 | 3.5604 | 4.0237 | 4.5998 | 4.0026 | 3.5355 | 2.9592 | 2.6221 | 2.4955 | 2.3906 | 2.3474 | 2.5661 | 2.8072 | 3.3822 | 4.1127 | 4.5814 | 4.5514 | 4.2572 | 4.4109 | 4.3623 | 4.1502
2036-12-18 | 3.9426 | 3.7553 | 3.366 | 3.4153 | 3.4649 | 3.8775 | 4.3994 | 3.6881 | 3.2842 | 3.0739 | 2.5262 | 2.2602 | 2.079 | 2.1506 | 2.1763 | 2.6969 | 3.5474 | 4.3379 | 5.0878 | 4.7628 | 4.5804 | 4.8058 | 4.7921 | 4.0336
2036-12-19 | 3.7448 | 3.4941 | 3.4224 | 3.5031 | 3.6202 | 3.7941 | 4.4258 | 3.8741 | 3.3915 | 2.872 | 2.3903 | 2.1539 | 2.0226 | 2.2248 | 2.1638 | 2.5654 | 3.2433 | 3.8967 | 4.6974 | 4.6453 | 4.4493 | 4.9957 | 4.9877 | 4.48
2036-12-20 | 3.5065 | 3.3741 | 3.305 | 3.2421 | 3.1414 | 2.9717 | 3.1514 | 3.2689 | 2.6759 | 2.0871 | 1.5339 | 1.296 | 1.2568 | 1.389 | 1.7326 | 2.4119 | 3.1699 | 4.1967 | 4.7052 | 4.4669 | 4.154 | 4.1178 | 3.8365 | 3.2385
2036-12-21 | 3.1494 | 3.2621 | 3.2634 | 3.4748 | 3.3998 | 3.5084 | 3.2748 | 3.0754 | 2.6626 | 2.0968 | 1.6751 | 1.36 | 1.379 | 1.5381 | 1.8443 | 2.3198 | 3.1791 | 3.831 | 4.6212 | 4.6037 | 4.3043 | 4.0187 | 3.7485 | 3.5354
2036-12-22 | 3.2521 | 2.9503 | 2.8782 | 2.8451 | 2.9078 | 3.1168 | 3.4143 | 3.4659 | 3.402 | 2.9485 | 2.423 | 2.3297 | 2.2707 | 2.7004 | 2.9899 | 3.658 | 4.5093 | 5.0505 | 4.9459 | 4.0687 | 3.8059 | 4.2209 | 4.3701 | 4.5429
2036-12-23 | 4.2599 | 4.0933 | 3.775 | 2.956 | 2.9358 | 3.1082 | 3.3403 | 3.4682 | 3.2594 | 2.9328 | 2.7504 | 2.7113 | 2.277 | 2.2474 | 2.1721 | 2.517 | 3.385 | 4.361 | 4.5611 | 4.2871 | 3.888 | 3.7444 | 3.3894 | 3.1335
2036-12-24 | 3.1417 | 2.9508 | 2.8347 | 2.851 | 2.9152 | 3.0921 | 3.3383 | 3.5185 | 3.276 | 2.7311 | 2.4152 | 2.3157 | 2.3166 | 2.3294 | 2.4978 | 2.9642 | 3.8521 | 4.937 | 5.2891 | 5.3025 | 4.8424 | 4.7748 | 4.628 | 4.2075
2036-12-25 | 3.9715 | 3.9577 | 3.8155 | 3.7876 | 3.5904 | 3.8236 | 4.2 | 3.7342 | 3.2637 | 2.9693 | 2.5192 | 2.2756 | 2.0755 | 2.264 | 2.4875 | 3.3732 | 4.1115 | 4.8084 | 5.2769 | 5.0858 | 4.3704 | 4.4409 | 4.5781 | 4.5503
2036-12-26 | 4.4402 | 4.119 | 3.6439 | 3.5874 | 3.6695 | 3.7151 | 4.1571 | 3.6696 | 3.388 | 3.1933 | 3.2838 | 3.0214 | 3.0759 | 3.2999 | 3.536 | 3.6328 | 4.2175 | 4.9545 | 5.1647 | 4.8007 | 4.3323 | 4.2493 | 4.1984 | 3.9428
2036-12-27 | 3.9099 | 3.7603 | 3.4745 | 3.3357 | 3.3734 | 3.6009 | 3.8706 | 3.5359 | 3.1959 | 2.8817 | 2.2909 | 2.0131 | 2.2343 | 2.173 | 2.341 | 2.8221 | 3.8167 | 4.4514 | 4.9794 | 4.5756 | 4.0583 | 4.2665 | 4.3424 | 3.3806
2036-12-28 | 3.2218 | 3.1186 | 3.1216 | 2.9284 | 2.9498 | 2.9685 | 3.0935 | 3.0682 | 2.8714 | 2.6418 | 2.3283 | 2.0089 | 2.0377 | 1.7063 | 1.9048 | 2.2887 | 2.988 | 3.882 | 4.8154 | 4.602 | 4.0561 | 3.594 | 3.9301 | 3.5116
2036-12-29 | 3.2411 | 2.8924 | 3.0056 | 2.9883 | 3.3644 | 3.6848 | 4.0386 | 3.7393 | 3.7725 | 3.5808 | 3.1403 | 2.6772 | 2.5224 | 2.45 | 2.5994 | 3.4259 | 4.4532 | 5.1285 | 5.2148 | 4.2343 | 3.586 | 3.9624 | 4.1335 | 4.0747
2036-12-30 | 4.2579 | 4.0918 | 3.7748 | 2.9552 | 2.9358 | 3.1072 | 3.3387 | 3.474 | 3.3045 | 2.9001 | 2.5125 | 2.2839 | 1.8896 | 1.8665 | 1.8665 | 2.2862 | 3.31 | 4.3814 | 4.6146 | 4.2929 | 3.9419 | 3.9915 | 3.6032 | 3.3135
2036-12-31 | 3.2952 | 3.087 | 2.9105 | 2.8583 | 2.9161 | 3.0862 | 3.3124 | 3.5151 | 3.2145 | 2.8394 | 2.5338 | 2.4894 | 2.317 | 2.3257 | 2.4823 | 2.875 | 3.7567 | 4.8879 | 5.2981 | 5.3296 | 4.8568 | 4.6277 | 4.4075 | 4.2056
2037-01-01 | 3.2675 | 3.0147 | 3.1372 | 2.9624 | 2.8315 | 2.9147 | 3.073 | 3.1717 | 2.9153 | 2.2727 | 1.9783 | 1.661 | 1.5066 | 1.5603 | 1.8004 | 2.3015 | 2.9753 | 3.8183 | 5.0847 | 4.927 | 3.9197 | 3.4974 | 3.3394 | 3.4464
2037-01-02 | 3.0926 | 2.8992 | 2.8911 | 2.8666 | 2.7049 | 3.0206 | 3.2659 | 3.4501 | 3.3397 | 2.6881 | 2.1492 | 1.7416 | 1.6031 | 1.7069 | 1.9581 | 2.2986 | 2.9307 | 3.5654 | 4.662 | 3.6871 | 3.1981 | 3.8044 | 4.0034 | 3.6746
2037-01-03 | 2.9568 | 3.01 | 3.0529 | 2.7585 | 2.6512 | 2.6391 | 2.8306 | 2.8549 | 2.4186 | 2.1901 | 1.9178 | 1.3459 | 1.0613 | 1.3138 | 1.6876 | 1.8861 | 2.5993 | 3.7492 | 4.6804 | 4.6348 | 3.4317 | 3.4669 | 3.3608 | 3.0724
2037-01-04 | 3.165 | 3.0634 | 2.9621 | 2.8497 | 2.7043 | 2.8862 | 2.8965 | 2.9173 | 2.5336 | 2.1675 | 1.6886 | 1.3849 | 1.0079 | 1.3035 | 1.6491 | 1.8919 | 2.3588 | 3.9069 | 4.9007 | 4.7769 | 4.0684 | 3.1349 | 3.0542 | 2.7996
2037-01-05 | 2.7925 | 2.776 | 2.7433 | 2.7094 | 2.8228 | 3.0657 | 3.1408 | 3.2225 | 3.0846 | 2.3546 | 2.018 | 1.6534 | 1.6337 | 1.8165 | 1.8538 | 2.1876 | 3.3496 | 4.2943 | 5.1426 | 4.7687 | 3.8579 | 3.6482 | 3.6933 | 3.489
2037-01-06 | 3.0842 | 2.7879 | 2.8611 | 2.9537 | 2.7096 | 2.8944 | 3.5849 | 3.8326 | 3.622 | 3.0003 | 2.4079 | 2.0166 | 1.8736 | 1.9457 | 2.1822 | 3.0644 | 3.8254 | 4.2195 | 5.3514 | 5.3844 | 4.8855 | 4.2668 | 3.9894 | 3.7722
2037-01-07 | 3.1238 | 3.0274 | 3.061 | 2.9996 | 2.8592 | 3.3145 | 3.5993 | 3.6679 | 3.2171 | 2.616 | 2.0619 | 1.7442 | 2.0687 | 2.0635 | 2.0049 | 2.2312 | 3.426 | 4.7411 | 5.3457 | 5.1555 | 4.2211 | 4.1406 | 3.7707 | 3.5735
2037-01-08 | 3.3937 | 3.1938 | 2.8817 | 2.9671 | 2.9037 | 3.4216 | 3.9633 | 4.1112 | 3.58 | 3.1519 | 2.5337 | 2.0415 | 2.3932 | 2.1309 | 2.2864 | 2.9248 | 4.093 | 4.3669 | 5.3098 | 5.4208 | 4.875 | 4.436 | 4.0609 | 3.8585
2037-01-09 | 3.3019 | 3.0155 | 2.9146 | 2.8714 | 2.8594 | 3.1541 | 4.0463 | 3.9149 | 3.0641 | 2.2239 | 1.8622 | 1.6466 | 1.7037 | 2.087 | 2.0408 | 2.2851 | 3.3159 | 3.9502 | 4.6343 | 4.8214 | 4.3255 | 4.0742 | 3.9493 | 3.7617
2037-01-10 | 3.4565 | 2.9691 | 2.9121 | 3.0228 | 2.771 | 2.8181 | 3.0267 | 3.1271 | 2.776 | 2.1968 | 1.8556 | 1.6941 | 1.6547 | 1.5133 | 1.8735 | 2.2112 | 2.448 | 3.1377 | 4.7586 | 4.759 | 3.786 | 3.8899 | 4.0034 | 3.1555
2037-01-11 | 3.0408 | 2.9985 | 3.1441 | 2.8624 | 2.7085 | 2.7101 | 2.807 | 2.7307 | 2.4146 | 2.0035 | 1.5715 | 1.0029 | 0.93762 | 1.0232 | 1.3887 | 1.8888 | 2.2735 | 3.1118 | 4.6895 | 4.6436 | 4.0962 | 3.3237 | 3.0805 | 2.9143
2037-01-12 | 2.8669 | 2.6782 | 2.5909 | 2.5607 | 2.7055 | 3.0977 | 3.1796 | 3.1688 | 3.1163 | 2.4734 | 1.8867 | 1.6881 | 1.761 | 1.7472 | 1.8936 | 2.205 | 3.1431 | 4.1501 | 5.1836 | 4.6878 | 3.9651 | 3.6606 | 3.9441 | 3.2518
2037-01-13 | 2.8562 | 2.9653 | 2.8735 | 2.7427 | 2.6089 | 2.8226 | 3.4922 | 3.3366 | 2.8005 | 2.3117 | 1.9595 | 1.6837 | 1.5367 | 1.5272 | 1.9075 | 2.0359 | 2.8068 | 4.6605 | 5.3511 | 5.296 | 4.5753 | 4.1491 | 3.7858 | 3.3364
2037-01-14 | 3.3712 | 3.1146 | 2.94 | 2.9476 | 2.7947 | 3.0818 | 4.1553 | 4.6446 | 3.8795 | 3.0511 | 2.7468 | 2.1979 | 2.0969 | 1.9817 | 2.1375 | 2.7485 | 3.6983 | 4.4337 | 5.3745 | 5.4068 | 4.7789 | 4.3014 | 3.8205 | 3.4292
2037-01-15 | 3.4665 | 3.0679 | 2.9299 | 2.9185 | 3.0251 | 2.9684 | 3.6762 | 3.5241 | 3.3516 | 2.6143 | 2.1206 | 1.8088 | 1.7064 | 1.7493 | 2.1871 | 2.343 | 3.1308 | 4.1367 | 5.4081 | 4.8806 | 4.2688 | 3.9309 | 3.8151 | 3.5108
2037-01-16 | 2.9501 | 2.848 | 2.8639 | 2.9148 | 2.8808 | 3.4377 | 3.9838 | 4.2251 | 3.9426 | 2.9659 | 2.0879 | 2.0217 | 1.9787 | 2.0137 | 2.1645 | 3.3663 | 4.1001 | 4.1696 | 5.0163 | 5.063 | 4.5004 | 3.9572 | 4.0663 | 3.6869
2037-01-17 | 2.9972 | 2.921 | 3.066 | 2.8423 | 2.8075 | 2.9094 | 3.0629 | 3.1593 | 2.7181 | 2.2705 | 1.8596 | 1.5821 | 1.6195 | 1.7139 | 1.9822 | 2.2102 | 2.6321 | 4.0832 | 5.2456 | 4.9348 | 4.3347 | 3.8143 | 3.7297 | 3.6712
2037-01-18 | 3.1075 | 2.9262 | 2.899 | 3.16 | 2.8078 | 2.8354 | 2.9788 | 3.2615 | 3.0334 | 2.4135 | 1.9164 | 1.5717 | 1.3731 | 1.4422 | 1.8079 | 2.1916 | 2.4306 | 3.3808 | 4.9818 | 4.9559 | 4.4246 | 3.6638 | 3.2072 | 3.1005
2037-01-19 | 2.7201 | 2.5473 | 2.5346 | 2.6442 | 2.5613 | 2.7725 | 3.5124 | 3.9323 | 2.9882 | 2.296 | 2.0705 | 1.6956 | 1.5387 | 1.6538 | 2.086 | 2.6712 | 3.1884 | 4.2376 | 5.3543 | 5.0974 | 4.5994 | 4.1575 | 3.718 | 3.2366
2037-01-20 | 3.431 | 3.1637 | 2.9334 | 3.0129 | 3.1465 | 3.3103 | 4.2094 | 4.5075 | 4.431 | 3.7274 | 3.2641 | 2.88 | 2.2025 | 2.2837 | 2.9987 | 3.5671 | 4.176 | 4.2004 | 5.2656 | 5.3678 | 4.9653 | 4.6287 | 4.1163 | 3.5962
2037-01-21 | 3.5298 | 3.2496 | 3.1037 | 3.078 | 2.872 | 2.9708 | 3.9136 | 4.3199 | 3.6107 | 2.8521 | 2.2978 | 1.8637 | 1.7226 | 1.7913 | 2.1221 | 2.7787 | 3.3244 | 4.0418 | 5.3033 | 5.4033 | 4.8722 | 4.4682 | 4.084 | 3.5186
2037-01-22 | 3.4573 | 3.0531 | 2.9331 | 3.0861 | 3.0685 | 3.2841 | 4.2366 | 4.6605 | 4.4615 | 3.7553 | 2.9705 | 2.6935 | 2.7357 | 2.8292 | 2.9513 | 3.3026 | 3.5394 | 3.954 | 5.1764 | 5.2074 | 4.6276 | 4.1034 | 3.7136 | 3.5269
2037-01-23 | 2.9893 | 2.9212 | 2.8912 | 2.8154 | 2.7749 | 3.2437 | 3.4627 | 3.4315 | 3.2327 | 2.5213 | 2.0128 | 1.8324 | 1.8551 | 1.8559 | 1.9892 | 2.5156 | 3.5714 | 4.3884 | 5.1094 | 4.9017 | 4.2481 | 4.3016 | 4.3848 | 3.9781
2037-01-24 | 3.1576 | 2.8776 | 2.9755 | 2.9459 | 2.804 | 2.9894 | 3.4216 | 3.4943 | 3.2655 | 2.4951 | 1.9643 | 1.9808 | 1.9343 | 2.2236 | 2.5567 | 3.211 | 3.5656 | 3.7277 | 4.5362 | 4.5137 | 4.022 | 3.9069 | 3.6893 | 3.4584
2037-01-25 | 3.2465 | 2.9701 | 3.0135 | 2.9487 | 2.6871 | 2.648 | 2.869 | 2.7468 | 2.4478 | 2.1532 | 2.0396 | 1.7418 | 1.841 | 1.7807 | 2.1111 | 2.0711 | 2.3065 | 3.3303 | 4.8247 | 4.9448 | 4.3337 | 3.2916 | 3.2056 | 3.0175
2037-01-26 | 2.7256 | 2.7643 | 2.7431 | 2.8464 | 2.765 | 3.0559 | 3.914 | 4.538 | 3.4869 | 2.4969 | 2.4528 | 2.0015 | 1.8357 | 1.9944 | 2.4619 | 2.6094 | 3.2641 | 4.3837 | 5.1913 | 5.2655 | 4.889 | 4.6474 | 3.9049 | 3.5035
2037-01-27 | 3.3255 | 3.0173 | 2.8761 | 2.9521 | 2.8962 | 3.0956 | 3.9101 | 3.8393 | 3.4538 | 2.7431 | 2.1795 | 1.7413 | 1.8169 | 2.1037 | 2.3448 | 2.5518 | 3.1441 | 4.4138 | 5.3385 | 5.3772 | 4.7683 | 4.2581 | 3.9596 | 3.533
2037-01-28 | 3.7309 | 3.2314 | 3.1215 | 3.1185 | 2.9895 | 3.4611 | 4.6652 | 4.8186 | 4.4691 | 4.2434 | 3.473 | 2.9734 | 2.7321 | 2.3407 | 2.9318 | 3.264 | 3.8683 | 4.7153 | 5.4125 | 5.2597 | 4.2477 | 4.3594 | 4.4899 | 3.5938
2037-01-29 | 3.3509 | 3.4907 | 3.1418 | 3.0948 | 2.931 | 3.2159 | 4.4854 | 4.3678 | 4.0643 | 3.3534 | 2.8823 | 2.0844 | 2.5163 | 2.7999 | 2.7836 | 2.3897 | 3.2449 | 4.4179 | 5.3934 | 5.4114 | 4.77 | 4.3996 | 3.989 | 3.5445
2037-01-30 | 3.2458 | 3.3289 | 2.9497 | 3.0336 | 3.0524 | 3.4654 | 4.5469 | 4.9364 | 4.538 | 3.42 | 3.5805 | 2.805 | 2.112 | 1.8196 | 2.1107 | 2.7878 | 3.0881 | 3.9494 | 5.1278 | 5.1382 | 4.1991 | 4.5788 | 4.5455 | 3.524
2037-01-31 | 3.3442 | 3.3042 | 3.0609 | 2.86 | 2.6502 | 2.8248 | 2.8911 | 2.8559 | 2.3783 | 2.0849 | 1.7745 | 1.6207 | 1.3377 | 1.4009 | 1.853 | 2.3415 | 3.4694 | 3.7991 | 4.8526 | 5.042 | 4.5941 | 4.1993 | 4.0757 | 3.674
2037-02-01 | 3.3326 | 3.1973 | 3.5019 | 3.2645 | 3.09 | 3.1387 | 3.3335 | 3.6071 | 3.5272 | 2.9959 | 2.4522 | 2.3784 | 2.5858 | 2.53 | 2.0908 | 2.3 | 2.511 | 3.2058 | 4.5696 | 4.8846 | 4.4622 | 3.9764 | 3.5489 | 3.1682
2037-02-02 | 3.1491 | 3.1917 | 2.9532 | 2.8541 | 2.819 | 3.114 | 4.0231 | 4.1182 | 3.3063 | 3.5733 | 3.4821 | 2.7084 | 2.4262 | 1.8866 | 2.5499 | 3.3766 | 4.1737 | 4.9194 | 5.0738 | 4.732 | 3.9935 | 4.1737 | 3.7457 | 3.2365
2037-02-03 | 3.1959 | 3.2664 | 3.0042 | 2.9567 | 2.9655 | 3.4944 | 3.9945 | 3.9179 | 3.6626 | 2.8298 | 3.024 | 3.1737 | 3.1458 | 2.4906 | 2.6019 | 2.689 | 3.4581 | 3.8816 | 4.8751 | 5.2297 | 4.597 | 4.2517 | 4.4772 | 3.73
2037-02-04 | 3.2299 | 3.1731 | 3.0741 | 3.1144 | 3.0243 | 3.2168 | 3.6265 | 3.6245 | 3.2553 | 2.5918 | 2.0853 | 2.3008 | 2.4228 | 2.3545 | 2.1598 | 2.44 | 3.5381 | 4.3255 | 5.0634 | 5.0984 | 4.734 | 4.1293 | 3.8752 | 3.7486
2037-02-05 | 3.3826 | 3.0939 | 3.0283 | 2.9934 | 3.0737 | 3.271 | 3.953 | 3.5875 | 3.4053 | 2.6441 | 2.463 | 2.0194 | 1.8756 | 1.6003 | 1.7412 | 2.228 | 2.8468 | 3.7578 | 4.3722 | 4.5271 | 4.2601 | 3.9652 | 3.4352 | 3.2594
2037-02-06 | 3.1732 | 2.9794 | 2.9074 | 2.9023 | 2.8559 | 3.0924 | 3.7519 | 3.9391 | 3.3879 | 2.4949 | 1.7693 | 1.5471 | 1.5223 | 1.6338 | 1.9368 | 2.2482 | 2.5233 | 3.2862 | 4.6285 | 4.4677 | 3.6988 | 4.0052 | 3.6512 | 3.2987
2037-02-07 | 3.0869 | 3.1411 | 2.9246 | 2.837 | 2.799 | 2.9244 | 3.1899 | 2.8781 | 2.3412 | 1.9454 | 1.5051 | 1.0507 | 0.95196 | 1.0549 | 1.3119 | 1.8648 | 2.4053 | 3.2465 | 3.9162 | 4.1974 | 3.819 | 3.6245 | 3.3221 | 3.1896
2037-02-08 | 3.1292 | 2.8665 | 2.8185 | 2.7897 | 2.6828 | 2.7173 | 2.7474 | 2.8719 | 2.5264 | 2.0445 | 1.4964 | 1.1219 | 0.88063 | 0.98673 | 1.3315 | 1.3207 | 2.1687 | 3.0899 | 4.5421 | 4.7742 | 4.2753 | 3.5177 | 3.1331 | 2.8814
2037-02-09 | 2.7987 | 2.8651 | 2.6779 | 2.6523 | 2.736 | 3.2324 | 3.679 | 3.6388 | 3.1941 | 2.381 | 1.8964 | 1.7351 | 1.5632 | 1.652 | 1.9563 | 2.3963 | 3.2857 | 4.1629 | 4.9103 | 4.9274 | 4.4505 | 4.2019 | 3.7537 | 3.7199
2037-02-10 | 3.2246 | 2.971 | 2.9103 | 3.0186 | 2.9304 | 3.0261 | 3.6798 | 3.7216 | 4.1334 | 3.7401 | 3.1021 | 2.9225 | 2.7464 | 3.1079 | 3.2262 | 3.4964 | 3.8864 | 4.4003 | 5.3289 | 5.2661 | 4.7432 | 4.4388 | 4.2136 | 3.6451
2037-02-11 | 3.2711 | 3.22 | 3.2172 | 3.4802 | 3.3592 | 3.412 | 3.6385 | 3.7294 | 3.8874 | 3.5665 | 3.155 | 3.0846 | 3.4241 | 3.5906 | 3.651 | 4.0895 | 4.7101 | 4.7384 | 4.9017 | 4.9021 | 4.597 | 4.1495 | 4.0397 | 3.7279
2037-02-12 | 3.5673 | 3.1522 | 3.1809 | 3.2366 | 3.3056 | 3.5114 | 4.3605 | 4.4535 | 4.3152 | 3.952 | 3.4156 | 2.385 | 2.0438 | 2.1845 | 2.5142 | 2.3934 | 3.4918 | 3.7852 | 4.629 | 4.9548 | 4.7899 | 4.5403 | 4.0679 | 3.8783
2037-02-13 | 3.2607 | 3.0913 | 3.0553 | 3.0201 | 2.9163 | 3.1935 | 4.0728 | 4.4951 | 3.5569 | 3.5013 | 2.9641 | 1.9853 | 2.0467 | 2.4356 | 2.2344 | 2.4915 | 3.0884 | 3.8678 | 4.35 | 4.8527 | 4.6308 | 4.564 | 3.8947 | 3.5214
2037-02-14 | 3.3891 | 2.9819 | 2.9175 | 2.866 | 2.9468 | 2.9457 | 2.9803 | 2.9437 | 2.5683 | 2.4105 | 2.1364 | 1.7778 | 1.609 | 1.8026 | 2.1983 | 3.0611 | 3.5837 | 4.0739 | 4.2027 | 4.2491 | 4.0729 | 4.2566 | 3.8132 | 3.5313
2037-02-15 | 3.3733 | 3.4753 | 3.1464 | 3.0212 | 2.8634 | 2.9013 | 3.0079 | 3.0352 | 2.9965 | 2.5124 | 2.3152 | 2.1879 | 2.576 | 2.4467 | 2.2654 | 2.6467 | 3.1924 | 4.0846 | 4.5574 | 4.4538 | 3.6487 | 3.2339 | 3.6216 | 3.1213
2037-02-16 | 2.8584 | 2.7437 | 2.8264 | 2.7069 | 2.7256 | 2.8726 | 2.9977 | 3.0317 | 2.8797 | 2.3833 | 1.8152 | 1.0214 | 1.0317 | 1.3985 | 1.8949 | 2.3321 | 2.6165 | 3.4515 | 4.5996 | 5.1508 | 4.1322 | 4.0776 | 4.0406 | 3.2745
2037-02-17 | 2.979 | 3.1379 | 2.9639 | 2.8085 | 2.7214 | 2.8887 | 3.7166 | 3.5896 | 2.7118 | 2.3921 | 2.102 | 1.7318 | 1.6322 | 1.952 | 2.2476 | 2.4191 | 3.2194 | 4.1996 | 5.1723 | 5.1712 | 4.6413 | 4.7819 | 4.1064 | 3.4483
2037-02-18 | 3.0857 | 2.9359 | 2.9691 | 2.7377 | 2.6021 | 2.8911 | 3.5965 | 3.7355 | 3.3243 | 2.658 | 2.4371 | 2.0758 | 1.9639 | 2.105 | 2.3111 | 2.8895 | 3.3681 | 3.9559 | 5.0536 | 5.2927 | 4.7824 | 4.2778 | 4.0855 | 3.9476
2037-02-19 | 3.5378 | 3.2792 | 3.1627 | 3.3248 | 3.069 | 3.3837 | 4.0253 | 4.0447 | 4.0319 | 3.4106 | 3.0884 | 3.7193 | 3.5648 | 3.1048 | 3.0995 | 3.3032 | 4.2417 | 4.5307 | 4.9199 | 4.9032 | 4.4856 | 4.0695 | 3.9924 | 3.6085
2037-02-20 | 3.1929 | 3.0248 | 2.9448 | 2.9168 | 2.9137 | 3.1023 | 3.8495 | 4.0434 | 3.3524 | 2.9434 | 2.1073 | 1.7551 | 1.8819 | 2.344 | 2.4478 | 2.7668 | 3.3394 | 4.3222 | 4.7543 | 4.7682 | 4.6403 | 4.6602 | 4.1637 | 3.7498
2037-02-21 | 3.8004 | 3.3414 | 3.1087 | 3.0019 | 2.8961 | 3.2894 | 3.1717 | 3.4997 | 3.131 | 2.5967 | 2.1357 | 1.7001 | 1.9299 | 2.1584 | 2.167 | 2.5288 | 3.4102 | 4.3935 | 4.3704 | 4.5782 | 4.3913 | 4.0215 | 3.8689 | 3.5659
2037-02-22 | 3.6233 | 3.1469 | 3.0599 | 3.0026 | 2.9483 | 3.0371 | 3.2317 | 3.5501 | 3.0294 | 2.4198 | 2.2878 | 2.0899 | 1.9912 | 1.8697 | 2.4554 | 2.6857 | 3.1691 | 4.2512 | 5.0701 | 5.055 | 4.2424 | 3.74 | 3.4293 | 3.0401
2037-02-23 | 3.0251 | 3.0117 | 2.7775 | 2.8019 | 2.8838 | 3.165 | 4.1416 | 3.9689 | 3.6747 | 3.0346 | 2.3662 | 1.8013 | 1.9788 | 2.1343 | 2.402 | 2.7196 | 3.665 | 4.4304 | 4.9159 | 4.7855 | 4.641 | 4.4367 | 3.7644 | 3.3478
2037-02-24 | 3.1715 | 3.0967 | 2.8614 | 2.8499 | 2.7972 | 3.4182 | 3.9475 | 3.8715 | 3.3324 | 2.8432 | 2.2373 | 1.9559 | 2.1507 | 2.0517 | 2.1549 | 2.4376 | 3.4545 | 4.0514 | 4.894 | 5.1946 | 4.6799 | 4.2188 | 4.0486 | 3.8318
2037-02-25 | 3.3215 | 3.1352 | 2.7443 | 2.6696 | 2.7627 | 3.4693 | 3.832 | 3.5448 | 3.8575 | 3.3503 | 2.8509 | 2.3148 | 2.2783 | 2.0496 | 2.4902 | 3.3307 | 4.1113 | 3.9412 | 4.87 | 5.2829 | 4.8503 | 4.6753 | 4.349 | 3.459
2037-02-26 | 3.2462 | 3.1966 | 3.3361 | 3.2089 | 3.1351 | 3.476 | 4.4827 | 4.5381 | 3.9224 | 2.989 | 2.0173 | 1.7902 | 1.8879 | 1.7805 | 2.3721 | 2.6161 | 3.2088 | 4.03 | 4.8487 | 4.954 | 4.5733 | 4.2205 | 3.83 | 3.3123
2037-02-27 | 3.1021 | 3.0086 | 3.0955 | 3.194 | 2.8325 | 2.9732 | 3.4853 | 3.6789 | 3.1427 | 2.4694 | 2.1906 | 2.1246 | 2.3748 | 2.2369 | 2.1166 | 2.8628 | 3.5234 | 4.0262 | 4.6388 | 4.9341 | 4.3968 | 4.0192 | 4.2439 | 3.8337
2037-02-28 | 3.1207 | 3.1797 | 3.0795 | 2.9222 | 2.8247 | 2.9509 | 3.4621 | 3.4973 | 2.8789 | 2.8943 | 3.0078 | 2.3489 | 2.0513 | 2.0599 | 2.2386 | 2.3148 | 3.0293 | 3.8182 | 4.3142 | 4.0159 | 3.8848 | 4.1671 | 3.8878 | 3.4611
2037-03-01 | 3.5778 | 3.3187 | 3.0463 | 3.0396 | 2.8893 | 3.0911 | 3.0144 | 2.8914 | 2.5842 | 2.2266 | 1.8629 | 1.63 | 1.4212 | 1.6611 | 1.6281 | 1.7156 | 2.4836 | 3.5926 | 4.6129 | 4.7759 | 4.1451 | 3.5043 | 3.2671 | 3.1274
2037-03-02 | 3.2168 | 3.0712 | 2.9415 | 2.8397 | 2.886 | 3.4828 | 4.1786 | 3.7324 | 3.3964 | 2.5445 | 2.032 | 1.6157 | 1.6627 | 1.9936 | 1.9235 | 2.1797 | 2.9495 | 3.9236 | 4.7554 | 5.1566 | 4.5723 | 4.0134 | 3.667 | 3.4691
2037-03-03 | 3.3958 | 3.2129 | 2.9724 | 2.904 | 2.9202 | 3.5031 | 4.4552 | 3.9568 | 3.5682 | 3.1707 | 2.6895 | 2.2493 | 2.0336 | 2.2286 | 2.0677 | 2.178 | 2.6848 | 3.7706 | 4.736 | 5.1178 | 4.5237 | 3.9002 | 3.7283 | 3.1758
2037-03-04 | 3.1259 | 3.1569 | 2.9613 | 2.9258 | 2.871 | 3.0984 | 4.297 | 3.528 | 2.72 | 1.8329 | 1.3598 | 1.3233 | 1.6063 | 1.4383 | 1.3261 | 1.9403 | 2.64 | 3.2381 | 4.413 | 4.9594 | 4.4489 | 3.7669 | 3.7588 | 3.439
2037-03-05 | 2.9653 | 2.892 | 2.9618 | 2.8586 | 2.8678 | 3.1784 | 3.9325 | 4.0878 | 3.2308 | 2.5756 | 1.9551 | 1.6737 | 1.5859 | 1.7298 | 2.012 | 2.0954 | 2.6447 | 3.4516 | 4.8263 | 5.0817 | 4.4679 | 3.9587 | 3.6246 | 3.218
2037-03-06 | 3.0375 | 3.0041 | 3.0789 | 2.8671 | 2.8649 | 3.2611 | 4.0359 | 3.5958 | 3.0545 | 2.6006 | 1.9376 | 1.8092 | 2.0924 | 1.8243 | 1.6469 | 1.7491 | 2.6836 | 3.2997 | 3.8635 | 4.2124 | 3.7021 | 3.8905 | 3.8418 | 3.4925
2037-03-07 | 3.2146 | 2.9463 | 2.731 | 2.7086 | 2.6621 | 2.8164 | 2.8581 | 3.1912 | 2.7315 | 2.2756 | 1.829 | 1.0483 | 1.1922 | 1.294 | 1.4802 | 2.0664 | 2.8888 | 3.2065 | 3.8461 | 4.3022 | 3.9544 | 3.4906 | 3.2549 | 3.0757
2037-03-08 | 3.1074 | 2.8122 | 2.7343 | 2.7454 | 2.7702 | 2.6361 | 2.7635 | 3.0017 | 3.0022 | 2.5416 | 1.4858 | 1.4436 | 1.6314 | 1.1948 | 1.6565 | 2.2342 | 2.9707 | 3.5647 | 4.354 | 4.179 | 3.8061 | 3.4433 | 3.4862 | 2.9297
2037-03-09 | 2.8671 | 2.8833 | 2.7199 | 2.71 | 2.7794 | 3.0644 | 4.0552 | 4.153 | 3.3827 | 2.2802 | 2.2783 | 2.062 | 2.3221 | 1.9277 | 2.0863 | 2.9403 | 3.2556 | 3.9072 | 4.9471 | 4.9774 | 4.1227 | 3.8274 | 3.7928 | 3.1367
2037-03-10 | 2.9631 | 2.2832 | 1.784 | 2.0128 | 2.5737 | 2.9025 | 4.1113 | 4.4177 | 3.8202 | 3.8398 | 3.5428 | 3.4728 | 3.5201 | 3.5898 | 3.3353 | 3.2916 | 3.9122 | 4.3042 | 5.196 | 5.0575 | 4.6326 | 4.2126 | 3.7406 | 3.2517
2037-03-11 | 3.0057 | 3.0568 | 2.803 | 2.5874 | 2.6565 | 2.9216 | 3.6414 | 4.1991 | 3.9071 | 3.0201 | 2.6828 | 2.3102 | 2.6396 | 2.3883 | 2.3942 | 3.6991 | 3.906 | 4.1129 | 5.1956 | 5.3931 | 4.8628 | 4.1788 | 3.9242 | 3.8232
2037-03-12 | 3.2204 | 3.1131 | 3.2775 | 2.977 | 3.0203 | 3.4886 | 4.3222 | 4.3233 | 3.6513 | 2.9109 | 2.4589 | 2.2553 | 2.1991 | 2.1941 | 2.6269 | 3.1431 | 3.6639 | 4.5446 | 5.2752 | 5.5813 | 4.9529 | 4.2685 | 3.7346 | 3.4762
2037-03-13 | 3.0583 | 2.9102 | 2.8377 | 2.8625 | 2.9397 | 3.1643 | 3.8002 | 3.834 | 3.305 | 2.9153 | 2.8482 | 2.3946 | 2.2305 | 2.5721 | 2.9072 | 3.5575 | 4.1026 | 3.9539 | 4.7332 | 5.0836 | 4.7125 | 4.4101 | 4.1039 | 3.7587
2037-03-14 | 3.5716 | 3.2689 | 3.0004 | 3.0458 | 3.2151 | 3.1704 | 3.389 | 3.1304 | 2.6715 | 2.1298 | 1.7867 | 1.3951 | 1.1578 | 1.4359 | 1.5663 | 1.928 | 2.7939 | 3.7731 | 4.4849 | 4.608 | 4.2997 | 4.2578 | 3.7638 | 3.4849
2037-03-15 | 3.4938 | 3.361 | 3.0112 | 2.9165 | 2.8294 | 3.1163 | 3.1703 | 3.1775 | 2.7032 | 2.5341 | 2.0627 | 2.1718 | 1.8711 | 1.7356 | 1.8307 | 1.5577 | 2.15 | 3.1463 | 4.5124 | 4.6801 | 4.3343 | 3.9354 | 3.6049 | 3.2231
2037-03-16 | 3.1955 | 3.1045 | 2.7968 | 2.5433 | 2.5924 | 2.926 | 3.2192 | 3.2716 | 3.1878 | 2.5792 | 2.1169 | 1.5491 | 1.9365 | 2.7668 | 2.5648 | 2.6818 | 2.9968 | 3.4052 | 4.2008 | 4.87 | 4.5277 | 3.8541 | 3.5237 | 3.4869
2037-03-17 | 3.2301 | 2.8881 | 2.775 | 2.9688 | 2.8843 | 3.1137 | 3.6708 | 3.7528 | 3.663 | 3.5059 | 2.9368 | 2.2723 | 2.1855 | 2.517 | 2.3033 | 2.5591 | 3.6105 | 4.1926 | 4.7812 | 4.9113 | 4.5403 | 4.0569 | 3.4962 | 3.2942
2037-03-18 | 3.0849 | 2.8648 | 2.8502 | 2.8359 | 2.8656 | 3.4275 | 3.6284 | 3.6865 | 3.3626 | 2.691 | 2.2442 | 1.8047 | 2.2936 | 2.296 | 2.4048 | 2.6522 | 3.4076 | 4.2909 | 4.8617 | 4.9354 | 4.2489 | 3.7163 | 3.5293 | 3.3803
2037-03-19 | 3.3708 | 3.1231 | 2.9047 | 2.8474 | 3.0485 | 3.1873 | 3.5471 | 3.6889 | 3.7069 | 3.5713 | 2.7366 | 1.946 | 2.0427 | 2.4926 | 2.8422 | 3.0464 | 3.5875 | 4.4419 | 4.9496 | 5.1289 | 4.4546 | 4.0532 | 3.8073 | 3.5058
2037-03-20 | 3.4514 | 3.2833 | 3.018 | 2.996 | 2.9069 | 3.2253 | 3.7623 | 3.5029 | 2.9271 | 2.7253 | 2.352 | 2.0783 | 2.1602 | 2.395 | 2.3319 | 3.3812 | 3.7668 | 4.555 | 4.4722 | 4.4455 | 4.494 | 4.3947 | 3.9346 | 3.7472
2037-03-21 | 3.5965 | 3.2776 | 3.0285 | 2.9784 | 3.2502 | 3.2508 | 3.6573 | 3.7915 | 3.7951 | 4.0998 | 3.4915 | 2.7286 | 2.6183 | 2.5649 | 2.6677 | 2.744 | 2.9754 | 3.5993 | 3.7668 | 4.1016 | 4.0006 | 3.5817 | 3.4443 | 3.2694
2037-03-22 | 3.1115 | 2.8156 | 2.7261 | 2.6067 | 2.5204 | 2.5605 | 2.7219 | 2.7848 | 2.4851 | 2.1619 | 1.5591 | 1.1284 | 1.2592 | 1.2446 | 1.2586 | 1.5611 | 2.2559 | 3.0601 | 3.7174 | 4.5627 | 4.3816 | 3.9201 | 3.7285 | 3.5751
2037-03-23 | 3.1525 | 2.8344 | 2.7773 | 2.8445 | 2.9751 | 3.0718 | 3.5392 | 3.4214 | 3.2146 | 3.3829 | 2.3808 | 2.3577 | 2.255 | 1.9462 | 1.9618 | 2.3089 | 2.7475 | 3.4373 | 4.2523 | 4.918 | 4.5041 | 3.9728 | 3.99 | 3.4592
2037-03-24 | 2.9827 | 3.0241 | 2.9872 | 2.8125 | 2.7988 | 3.0366 | 4.0129 | 3.5352 | 2.6884 | 2.2365 | 1.9108 | 1.4877 | 1.5476 | 1.769 | 1.7812 | 2.2078 | 3.0027 | 4.0489 | 4.5308 | 5.0739 | 4.7956 | 4.4421 | 3.9827 | 3.6959
2037-03-25 | 3.1656 | 3.019 | 2.9339 | 2.9102 | 2.9094 | 3.5526 | 3.9261 | 3.5527 | 3.0282 | 2.4175 | 1.9852 | 1.6568 | 1.7614 | 1.732 | 1.7465 | 1.8391 | 2.9648 | 3.7695 | 4.4976 | 5.1914 | 4.8969 | 4.4649 | 4.0155 | 3.7376
2037-03-26 | 3.3638 | 2.9605 | 2.893 | 3.0705 | 3.123 | 3.3629 | 3.8254 | 3.7255 | 3.1433 | 2.4119 | 1.9064 | 1.5623 | 1.7473 | 1.8006 | 1.8213 | 2.0289 | 3.1327 | 4.0399 | 4.6473 | 5.1997 | 4.9679 | 4.512 | 3.7498 | 3.3678
2037-03-27 | 3.3916 | 3.0324 | 2.8757 | 2.7969 | 2.8157 | 2.9612 | 3.3276 | 3.4431 | 2.7235 | 2.1054 | 1.6565 | 1.5243 | 1.7103 | 1.7033 | 1.2211 | 1.7728 | 2.9067 | 3.6859 | 4.3263 | 4.9557 | 4.6512 | 4.329 | 3.9094 | 3.6161
2037-03-28 | 3.4824 | 3.1654 | 2.9051 | 2.837 | 2.978 | 3.0814 | 3.0186 | 3.0533 | 2.4443 | 2.5453 | 2.1145 | 2.2026 | 2.3611 | 2.5086 | 2.5957 | 2.2889 | 2.4312 | 3.6115 | 3.9165 | 4.5175 | 4.2355 | 3.9762 | 3.6027 | 3.3109
2037-03-29 | 3.3845 | 3.0125 | 2.8514 | 2.8255 | 2.7 | 2.7956 | 2.7814 | 2.7116 | 2.5512 | 2.0517 | 1.6146 | 1.9132 | 1.8669 | 1.6137 | 1.651 | 2.0009 | 2.536 | 3.5157 | 4.4222 | 4.8554 | 4.3516 | 4.111 | 4.0384 | 3.7303
2037-03-30 | 3.4056 | 3.0879 | 3.0473 | 3.0416 | 3.0991 | 3.5502 | 4.6463 | 4.3161 | 4.1466 | 3.8479 | 3.4253 | 3.0145 | 3.6871 | 3.697 | 3.2831 | 3.4391 | 4.379 | 4.9301 | 5.0427 | 4.6911 | 4.1205 | 3.8528 | 3.5496 | 3.4331
2037-03-31 | 3.1352 | 2.8927 | 2.8436 | 2.4921 | 2.2847 | 2.36 | 2.9213 | 3.6847 | 3.1368 | 2.6999 | 2.9534 | 2.5546 | 2.2376 | 2.3762 | 2.6245 | 2.8215 | 3.8339 | 4.5168 | 4.7456 | 4.8327 | 4.6717 | 4.2685 | 3.8331 | 3.6733
2037-04-01 | 3.1976 | 2.9546 | 2.9323 | 2.9532 | 2.9154 | 3.278 | 4.1479 | 4.4662 | 3.3382 | 3.1913 | 3.4041 | 3.1499 | 2.3374 | 2.3877 | 2.9658 | 3.0118 | 3.7696 | 4.5158 | 5.127 | 5.3416 | 4.926 | 4.5955 | 4.0573 | 3.3768
2037-04-02 | 3.3192 | 3.1943 | 3.1244 | 3.3078 | 3.1474 | 3.5077 | 4.2571 | 4.141 | 4.2578 | 3.8986 | 3.336 | 3.5897 | 2.6386 | 2.5462 | 3.1084 | 3.4738 | 4.1675 | 4.3937 | 4.9797 | 5.3587 | 5.0058 | 4.387 | 4.5652 | 3.962
2037-04-03 | 3.1794 | 3.0124 | 2.9326 | 2.9773 | 3.0512 | 3.1093 | 3.328 | 3.5764 | 3.411 | 2.8922 | 2.5453 | 2.1777 | 2.2285 | 2.089 | 2.3891 | 2.8529 | 2.9436 | 3.7501 | 4.8201 | 5.1559 | 4.5745 | 4.1128 | 3.9415 | 3.4776
2037-04-04 | 3.5166 | 3.3116 | 2.9681 | 2.9325 | 3.0961 | 3.3385 | 3.1658 | 3.0932 | 2.8537 | 2.5553 | 2.3741 | 2.122 | 2.1206 | 2.1062 | 2.639 | 2.9015 | 3.4231 | 4.2044 | 5.0585 | 5.0171 | 4.3408 | 4.5549 | 4.5338 | 3.6947
2037-04-05 | 3.3861 | 3.2371 | 3.4413 | 3.0593 | 2.9409 | 2.9244 | 2.9224 | 3.1129 | 2.7213 | 2.861 | 2.5935 | 2.2893 | 2.0173 | 1.9574 | 1.9853 | 2.1498 | 2.997 | 3.5971 | 4.2795 | 4.9137 | 4.5757 | 4.2627 | 3.6651 | 3.17
2037-04-06 | 3.0262 | 2.9666 | 3.1274 | 2.9525 | 2.9402 | 3.2231 | 4.0796 | 4.1211 | 3.3072 | 2.5992 | 2.133 | 1.929 | 1.839 | 2.0046 | 1.7369 | 2.0497 | 2.7999 | 3.8902 | 4.7088 | 5.2304 | 4.6988 | 4.043 | 3.6332 | 3.2283
2037-04-07 | 3.1336 | 3.0885 | 2.8885 | 2.829 | 3.0452 | 3.3357 | 3.6843 | 3.5199 | 3.0214 | 2.3438 | 2.0063 | 1.7614 | 1.8988 | 1.9937 | 2.01 | 2.0077 | 2.9098 | 3.9321 | 4.6663 | 5.1693 | 4.9172 | 4.3285 | 3.7634 | 3.2774
2037-04-08 | 3.2136 | 3.0622 | 2.8913 | 2.8836 | 2.9319 | 3.1589 | 3.4541 | 3.4153 | 2.835 | 2.2492 | 1.9157 | 1.8544 | 1.7856 | 2.0019 | 2.2131 | 2.6832 | 3.1619 | 3.7737 | 4.9412 | 5.343 | 4.9326 | 4.0036 | 3.6774 | 3.7234
2037-04-09 | 3.134 | 2.9795 | 2.9581 | 3.0496 | 3.1427 | 3.2561 | 3.7837 | 3.5631 | 2.9071 | 2.3911 | 2.0914 | 1.8182 | 1.8779 | 1.9204 | 1.7648 | 2.0042 | 3.1659 | 3.8518 | 4.5462 | 5.3669 | 4.9344 | 4.2632 | 3.6465 | 3.5012
2037-04-10 | 3.1246 | 2.9748 | 2.9062 | 2.8958 | 2.8615 | 3.0556 | 4.0042 | 3.8234 | 3.2055 | 2.3878 | 2.0031 | 1.9711 | 2.1072 | 2.1829 | 1.8328 | 2.4292 | 3.4573 | 4.5564 | 5.1456 | 5.3516 | 4.8855 | 4.3697 | 4.3165 | 3.8406
2037-04-11 | 3.7086 | 3.3486 | 3.1268 | 3.0851 | 3.1709 | 3.3469 | 2.951 | 2.7973 | 2.503 | 2.0724 | 1.6911 | 1.4753 | 1.3633 | 1.5929 | 1.4263 | 1.702 | 2.6836 | 3.8178 | 4.559 | 4.773 | 3.9989 | 3.8703 | 4.0094 | 3.6343
2037-04-12 | 3.7673 | 3.3891 | 3.1306 | 3.0729 | 3.1074 | 3.3906 | 3.2062 | 2.9828 | 2.3894 | 2.0957 | 2.2188 | 2.0688 | 1.9615 | 1.7849 | 1.4125 | 2.1006 | 2.7362 | 3.4843 | 4.816 | 5.2654 | 4.9431 | 4.5771 | 4.1483 | 3.4426
2037-04-13 | 3.2513 | 3.3487 | 3.2983 | 3.0884 | 3.0701 | 3.7947 | 4.1359 | 3.8639 | 3.6394 | 2.7638 | 2.3656 | 2.165 | 2.0335 | 2.2972 | 2.2887 | 2.2435 | 3.0694 | 4.3369 | 5.1184 | 5.2333 | 4.7441 | 4.1464 | 3.5404 | 3.2161
2037-04-14 | 3.2368 | 3.05 | 2.9111 | 2.9357 | 3.1299 | 3.203 | 3.6682 | 3.8502 | 3.6784 | 3.1248 | 2.2783 | 2.0786 | 2.0902 | 1.9678 | 2.1445 | 2.3735 | 3.0249 | 3.8499 | 4.8403 | 5.1818 | 4.7099 | 3.7767 | 3.566 | 3.2187
2037-04-15 | 2.9653 | 3.0746 | 2.9353 | 2.8791 | 2.8921 | 3.1498 | 3.6954 | 3.4585 | 2.7741 | 2.3179 | 1.9418 | 1.6847 | 1.6534 | 2.0133 | 1.611 | 2.0497 | 3.0978 | 4.1691 | 4.8511 | 5.2692 | 4.7472 | 4.0601 | 3.6128 | 3.2974
2037-04-16 | 3.1833 | 3.2683 | 3.011 | 2.965 | 2.9765 | 3.5995 | 4.1308 | 3.5708 | 3.9608 | 3.3785 | 3.1817 | 2.8942 | 3.3201 | 2.9596 | 2.7312 | 3.141 | 4.1184 | 4.6337 | 4.8313 | 5.2691 | 4.9628 | 4.1836 | 4.2169 | 4.0369
2037-04-17 | 3.3922 | 3.1581 | 3.0744 | 2.9545 | 2.9123 | 3.3009 | 3.4794 | 3.5567 | 3.5691 | 2.9657 | 2.3878 | 2.0811 | 2.2174 | 1.9846 | 1.8296 | 1.8118 | 2.8735 | 3.8653 | 4.079 | 4.488 | 4.4418 | 3.8883 | 3.8271 | 3.6148
2037-04-18 | 3.2993 | 2.9826 | 2.8696 | 2.8309 | 2.8727 | 2.9791 | 3.2748 | 3.0076 | 2.6786 | 2.4888 | 2.0291 | 1.63 | 1.954 | 1.7482 | 1.7474 | 2.1737 | 2.9427 | 3.1992 | 4.0796 | 4.7856 | 4.4601 | 3.6985 | 3.7309 | 3.7115
2037-04-19 | 3.1432 | 3.0393 | 3.0922 | 3.0715 | 2.9345 | 2.9177 | 2.7756 | 2.7152 | 2.6559 | 2.4368 | 1.972 | 1.7611 | 1.9132 | 1.5816 | 1.6737 | 1.9372 | 2.5578 | 3.6391 | 4.3965 | 5.0818 | 4.7809 | 3.9599 | 3.6004 | 3.5241
2037-04-20 | 3.1937 | 2.8752 | 2.8414 | 2.7896 | 2.8674 | 3.3017 | 4.0184 | 3.2969 | 3.2648 | 3.0564 | 2.7672 | 2.1372 | 2.0144 | 2.076 | 2.232 | 2.6075 | 3.1539 | 4.0143 | 4.7381 | 5.2554 | 4.7646 | 4.0884 | 3.671 | 3.2866
2037-04-21 | 3.1483 | 3.2119 | 2.925 | 2.8228 | 2.8489 | 2.9659 | 3.6295 | 2.933 | 3.0226 | 2.2666 | 2.1715 | 2.1998 | 1.9003 | 1.8206 | 2.681 | 2.3533 | 2.8009 | 3.7983 | 4.7157 | 5.0668 | 4.6567 | 3.8638 | 3.4698 | 3.1762
2037-04-22 | 2.9867 | 2.9721 | 3.0115 | 2.8706 | 2.878 | 3.2282 | 3.6572 | 3.4588 | 3.228 | 2.8846 | 2.2923 | 1.889 | 1.7863 | 2.1019 | 1.6827 | 1.9101 | 2.8636 | 3.9987 | 4.7086 | 5.2924 | 4.8047 | 3.7435 | 3.2059 | 2.9673
2037-04-23 | 2.9921 | 2.9193 | 2.6789 | 2.739 | 2.8502 | 2.8516 | 3.184 | 3.098 | 2.9969 | 2.548 | 2.268 | 2.1152 | 1.8803 | 2.1753 | 2.2531 | 2.6843 | 3.8622 | 4.198 | 4.8138 | 5.3731 | 4.9873 | 4.1011 | 3.3808 | 3.0878
2037-04-24 | 3.1093 | 2.9942 | 2.8609 | 2.7987 | 2.8347 | 3.0994 | 3.6904 | 3.6767 | 3.6076 | 3.7011 | 3.2249 | 2.9219 | 2.5168 | 2.3821 | 2.5558 | 2.9351 | 3.1713 | 3.5247 | 4.5397 | 4.8628 | 4.2065 | 4.0074 | 4.0485 | 3.2355
2037-04-25 | 2.9864 | 2.9989 | 2.8564 | 2.8538 | 2.886 | 3.1974 | 2.9401 | 3.1447 | 2.8836 | 2.613 | 2.5918 | 2.1173 | 1.9869 | 2.1788 | 1.7656 | 1.8876 | 2.3977 | 3.4112 | 4.1548 | 3.8334 | 3.5792 | 3.6878 | 3.3225 | 2.9413
2037-04-26 | 2.8938 | 2.9922 | 2.8005 | 2.7012 | 2.7559 | 2.8878 | 3.0173 | 2.6743 | 2.3724 | 2.318 | 2.0684 | 1.597 | 1.7383 | 1.8912 | 1.7541 | 1.9379 | 2.3987 | 3.1652 | 3.747 | 4.172 | 4.1492 | 3.7541 | 3.1694 | 2.9372
2037-04-27 | 3.0398 | 2.8762 | 2.8135 | 2.8016 | 2.8735 | 3.2475 | 3.5642 | 3.3957 | 3.4736 | 2.4619 | 2.137 | 2.0923 | 1.9829 | 1.972 | 2.2764 | 2.6157 | 2.462 | 3.1947 | 4.5277 | 4.7778 | 4.3765 | 4.3658 | 4.049 | 3.2292
2037-04-28 | 3.1607 | 3.1414 | 2.8969 | 2.9007 | 2.9247 | 3.107 | 3.5443 | 2.7116 | 2.5301 | 2.2552 | 2.047 | 1.9265 | 1.9262 | 2.0928 | 2.4267 | 2.8074 | 3.8102 | 4.28 | 4.5283 | 4.9735 | 4.4676 | 3.8452 | 3.4109 | 3.1749
2037-04-29 | 3.1498 | 2.9818 | 2.8623 | 2.803 | 2.8837 | 3.1026 | 3.801 | 4.2127 | 4.2454 | 3.919 | 3.0192 | 3.4021 | 3.4147 | 3.1445 | 3.5247 | 3.7653 | 3.7925 | 4.1596 | 4.9442 | 5.2099 | 4.4206 | 3.7554 | 4.0539 | 3.2982
2037-04-30 | 3.0229 | 3.1177 | 2.8247 | 2.6071 | 2.6655 | 2.9658 | 3.6712 | 3.2238 | 3.3315 | 3.0707 | 2.5244 | 2.4554 | 2.7303 | 3.0448 | 3.1349 | 3.5292 | 3.4791 | 4.6564 | 4.8941 | 5.0483 | 4.8342 | 4.5962 | 4.1572 | 3.4864
2037-05-01 | 3.0684 | 2.9132 | 2.9874 | 2.9891 | 2.966 | 3.4052 | 4.098 | 4.2107 | 3.396 | 2.5941 | 3.1567 | 3.2556 | 3.1901 | 2.2913 | 2.5621 | 3.2304 | 3.5899 | 3.9687 | 5.0539 | 4.9523 | 4.417 | 4.5157 | 4.3168 | 3.4918
2037-05-02 | 3.1486 | 3.0208 | 2.772 | 2.6266 | 2.6037 | 2.7992 | 2.8222 | 2.581 | 2.3196 | 2.3824 | 2.273 | 2.0519 | 1.9553 | 2.0282 | 2.0559 | 2.178 | 2.6762 | 3.6573 | 4.3855 | 4.2632 | 4.1338 | 4.0449 | 3.6303 | 3.0766
2037-05-03 | 2.901 | 2.9527 | 2.8757 | 2.7505 | 2.7674 | 2.7622 | 2.8467 | 2.6129 | 2.4119 | 2.123 | 2.0305 | 1.6797 | 1.3266 | 1.3976 | 1.5505 | 1.7543 | 2.1416 | 2.8285 | 4.1615 | 4.7745 | 4.3071 | 3.5278 | 3.6198 | 3.0799
2037-05-04 | 2.8889 | 2.8538 | 2.9077 | 2.747 | 2.8269 | 3.1607 | 4.2272 | 3.4338 | 2.5982 | 2.2993 | 1.9007 | 1.8122 | 1.9661 | 1.9305 | 1.8232 | 2.0481 | 2.5891 | 3.6441 | 4.3151 | 4.8549 | 4.5745 | 4.0251 | 3.2932 | 3.1362
2037-05-05 | 3.0205 | 2.7687 | 2.5293 | 2.5751 | 2.757 | 2.7793 | 3.122 | 3.2056 | 3.6022 | 3.4088 | 2.8697 | 3.5537 | 3.1037 | 3.5513 | 3.0704 | 2.533 | 3.2989 | 4.0508 | 4.7158 | 5.3472 | 4.9622 | 4.2947 | 3.8612 | 3.7467
2037-05-06 | 3.0393 | 2.9233 | 2.8503 | 2.836 | 2.8243 | 3.1094 | 3.9387 | 3.8861 | 3.1877 | 2.7008 | 2.2042 | 1.9619 | 1.9703 | 1.9503 | 1.9816 | 2.2741 | 2.8514 | 3.9277 | 4.9017 | 5.4171 | 5.2328 | 4.4425 | 3.8116 | 3.2943
2037-05-07 | 3.0886 | 3.135 | 2.9078 | 2.8317 | 2.8383 | 3.2138 | 3.9782 | 3.5544 | 3.1983 | 2.5927 | 2.4781 | 2.4061 | 2.3362 | 2.3693 | 2.9495 | 2.906 | 3.5574 | 4.4854 | 5.2539 | 5.4198 | 5.2213 | 4.5865 | 4.0743 | 3.603
2037-05-08 | 3.2413 | 3.0929 | 3.0766 | 3.1608 | 3.2377 | 3.4374 | 3.7502 | 3.6016 | 3.2256 | 2.6485 | 2.1571 | 2.0382 | 2.3187 | 2.411 | 2.7416 | 2.9436 | 3.1542 | 3.5066 | 4.5345 | 5.2311 | 4.8027 | 4.1427 | 3.8834 | 3.7663
2037-05-09 | 3.1415 | 2.9984 | 3.1128 | 2.8706 | 2.8327 | 2.9172 | 3.1852 | 3.16 | 2.4236 | 1.8465 | 1.5077 | 1.3182 | 1.2481 | 1.3178 | 1.6657 | 1.808 | 2.497 | 3.6701 | 4.5245 | 4.9677 | 4.3109 | 3.6969 | 3.6658 | 3.2711
2037-05-10 | 3.1796 | 3.1194 | 2.8645 | 2.84 | 2.825 | 2.8372 | 2.9807 | 2.7458 | 2.1863 | 1.9316 | 1.756 | 1.5848 | 1.6509 | 1.6639 | 1.8103 | 1.7839 | 2.4251 | 3.7538 | 4.5277 | 4.9785 | 4.3791 | 3.8339 | 3.7211 | 3.3618
2037-05-11 | 3.1642 | 2.9765 | 2.7942 | 2.7351 | 2.6669 | 2.864 | 3.3059 | 2.9286 | 3.1543 | 2.8075 | 2.4092 | 2.3567 | 2.0754 | 1.9869 | 1.8251 | 2.3686 | 3.887 | 4.5965 | 5.0774 | 4.8142 | 4.1653 | 3.6014 | 3.7842 | 3.3111
2037-05-12 | 2.8984 | 2.9844 | 2.9144 | 2.7737 | 2.7985 | 2.9881 | 4.0446 | 3.7556 | 3.1006 | 3.0299 | 2.4652 | 1.9948 | 1.8322 | 1.8249 | 1.7085 | 2.0545 | 3.4472 | 4.4792 | 4.6971 | 4.9504 | 4.764 | 4.2164 | 3.6021 | 3.6167
2037-05-13 | 3.071 | 2.8587 | 2.7983 | 2.741 | 2.8422 | 3.0199 | 3.1103 | 2.6883 | 2.6424 | 2.4111 | 2.1123 | 2.1051 | 2.2645 | 2.0525 | 2.0739 | 2.2575 | 3.1563 | 4.3113 | 4.9632 | 5.3753 | 5.3576 | 4.8325 | 3.9799 | 3.4875
2037-05-14 | 3.11 | 3.2447 | 2.9553 | 2.7694 | 2.8237 | 3.2225 | 4.2105 | 3.865 | 3.1583 | 2.9964 | 2.4621 | 2.3372 | 2.3808 | 2.6658 | 3.5299 | 3.8711 | 4.3636 | 4.6242 | 5.1598 | 5.386 | 5.0596 | 4.6155 | 3.8657 | 3.3928
2037-05-15 | 3.2114 | 3.0723 | 2.9872 | 2.9013 | 2.8571 | 2.9684 | 3.4436 | 3.4993 | 3.1721 | 2.4067 | 1.8795 | 1.829 | 1.819 | 1.8025 | 1.5998 | 2.1227 | 2.9307 | 3.5059 | 4.4659 | 4.9079 | 4.2432 | 4.2093 | 4.2755 | 3.6788
2037-05-16 | 3.1681 | 2.8352 | 2.7715 | 2.7554 | 2.7947 | 3.0038 | 2.8945 | 2.5341 | 2.2297 | 1.8416 | 1.4378 | 1.1332 | 1.3152 | 1.4674 | 1.1489 | 1.6326 | 2.418 | 2.9719 | 3.73 | 4.5913 | 4.1583 | 3.7119 | 3.4771 | 3.4025
2037-05-17 | 3.1131 | 2.8598 | 2.813 | 2.8963 | 2.7083 | 2.4922 | 2.4812 | 2.2838 | 2.0307 | 1.4462 | 1.2224 | 0.95554 | 1.0649 | 1.3647 | 1.1761 | 1.6668 | 2.5701 | 4.0168 | 4.9265 | 5.0531 | 4.6162 | 3.7655 | 3.4401 | 3.0633
2037-05-18 | 3.0196 | 2.9769 | 2.7651 | 2.7382 | 2.7792 | 3.0545 | 3.5464 | 3.4496 | 2.9482 | 2.4518 | 2.1171 | 1.9623 | 1.8102 | 2.205 | 2.1001 | 2.3271 | 3.7016 | 4.3948 | 4.7923 | 5.0932 | 4.6799 | 3.7081 | 3.4905 | 3.0693
2037-05-19 | 3.0937 | 3.0209 | 2.7905 | 2.8199 | 3.0405 | 3.192 | 3.4981 | 3.3489 | 3.2761 | 2.5948 | 2.2109 | 2.3563 | 2.267 | 2.423 | 2.0569 | 2.6861 | 3.3052 | 3.9928 | 4.9248 | 5.3904 | 4.9929 | 4.1743 | 3.9666 | 3.6763
2037-05-20 | 3.0524 | 2.9155 | 2.8757 | 2.8735 | 3.1545 | 3.3032 | 3.7124 | 3.541 | 3.3029 | 2.5565 | 2.5447 | 2.7007 | 2.1729 | 2.0789 | 1.9718 | 2.5254 | 3.1399 | 3.773 | 4.8876 | 5.3019 | 5.0992 | 4.2626 | 4.0405 | 3.8303
2037-05-21 | 3.1183 | 3.0258 | 3.0661 | 2.7099 | 2.7634 | 2.9176 | 3.4879 | 3.1871 | 2.633 | 2.4606 | 2.0484 | 1.9976 | 1.8022 | 1.7297 | 1.6452 | 2.1615 | 2.9644 | 3.8967 | 4.6735 | 4.9677 | 4.6229 | 4.0143 | 3.8391 | 3.6092
2037-05-22 | 3.2531 | 3.0501 | 2.9461 | 2.79 | 2.8694 | 2.8548 | 2.9481 | 2.7093 | 2.5814 | 2.2351 | 1.832 | 1.7653 | 1.6688 | 1.7039 | 1.6876 | 2.1903 | 2.9164 | 4.1565 | 4.4749 | 4.5475 | 4.0101 | 3.7541 | 3.6806 | 3.3792
2037-05-23 | 3.3338 | 3.0774 | 2.8376 | 2.8568 | 2.978 | 2.8094 | 2.634 | 2.3643 | 2.2732 | 1.9185 | 1.5511 | 1.6887 | 1.6275 | 1.6036 | 1.6072 | 1.9948 | 2.6716 | 3.315 | 4.1295 | 4.5838 | 4.2754 | 3.5424 | 3.7651 | 3.516
2037-05-24 | 3.0351 | 2.9574 | 3.0695 | 2.8456 | 2.7603 | 2.7802 | 2.9396 | 2.8173 | 2.2908 | 2.0265 | 1.7799 | 1.6175 | 1.9942 | 1.8745 | 1.7963 | 2.4306 | 2.8755 | 3.8566 | 4.5185 | 4.6068 | 4.1756 | 3.5726 | 3.3514 | 3.0864
2037-05-25 | 3.1228 | 3.0512 | 2.7979 | 2.7559 | 2.9052 | 2.9215 | 2.8864 | 2.6362 | 2.27 | 2.0417 | 1.7841 | 1.6717 | 1.5163 | 1.6459 | 1.6163 | 2.4714 | 2.9636 | 3.4923 | 4.5537 | 5.1008 | 4.7848 | 4.2468 | 3.6253 | 3.4302
2037-05-26 | 3.2477 | 2.8829 | 2.8904 | 3.0394 | 2.8613 | 3.218 | 3.6142 | 4.0446 | 4.496 | 4.0506 | 3.8704 | 3.6831 | 3.4573 | 3.4005 | 3.8874 | 4.7514 | 4.8774 | 4.7594 | 5.3575 | 5.3832 | 4.7093 | 4.8858 | 4.6779 | 3.927
2037-05-27 | 3.5668 | 3.3721 | 3.3464 | 3.4731 | 3.1026 | 3.3919 | 4.2957 | 3.5092 | 2.6682 | 2.4226 | 2.1899 | 1.943 | 1.7162 | 1.8054 | 2.061 | 2.163 | 2.8421 | 4.0456 | 5.0369 | 5.3566 | 5.2562 | 4.9813 | 4.4036 | 3.9681
2037-05-28 | 3.8013 | 3.3857 | 3.1051 | 3.1717 | 3.2914 | 3.3013 | 3.7233 | 3.5745 | 3.5892 | 2.7063 | 2.4873 | 2.3283 | 2.0682 | 2.2498 | 2.7078 | 3.0289 | 3.5564 | 3.8391 | 4.8312 | 5.3157 | 5.1111 | 4.4486 | 4.0342 | 3.622
2037-05-29 | 3.572 | 3.373 | 3.2997 | 3.2168 | 3.2309 | 3.5852 | 3.9959 | 3.825 | 3.5441 | 2.6472 | 2.9517 | 1.9906 | 2.0927 | 2.4785 | 2.9309 | 2.0947 | 2.9351 | 4.0108 | 4.1968 | 4.6958 | 4.2192 | 4.0559 | 4.1148 | 4.0063
2037-05-30 | 3.5616 | 3.1927 | 2.8909 | 2.8636 | 2.9027 | 2.9844 | 2.6535 | 2.5995 | 2.3489 | 1.8985 | 1.655 | 1.1353 | 1.3224 | 1.212 | 1.1207 | 1.5639 | 2.3987 | 3.4116 | 4.2965 | 4.7592 | 4.1796 | 3.9255 | 3.8236 | 3.4812
2037-05-31 | 3.6375 | 3.3388 | 2.9961 | 2.9179 | 2.8341 | 2.941 | 2.7948 | 2.5317 | 2.3005 | 1.9109 | 1.6373 | 1.3198 | 1.3996 | 1.5588 | 1.6624 | 1.9169 | 2.311 | 3.1719 | 4.4546 | 5.0533 | 4.8895 | 4.7983 | 4.1238 | 3.8982
2037-06-01 | 3.3756 | 3.1373 | 3.1337 | 3.1532 | 2.9605 | 3.0659 | 3.1556 | 3.4174 | 2.9984 | 2.8902 | 2.4368 | 2.1935 | 2.1898 | 2.2342 | 2.1069 | 2.9873 | 4.1642 | 4.1201 | 4.5349 | 5.2973 | 5.136 | 4.9016 | 4.2138 | 3.8895
2037-06-02 | 3.6541 | 3.1955 | 3.1072 | 3.2555 | 3.1265 | 3.2715 | 3.5204 | 3.8988 | 3.8022 | 3.1631 | 2.9437 | 2.946 | 2.3829 | 2.4336 | 2.2438 | 3.2299 | 3.7218 | 4.1988 | 4.8764 | 5.2053 | 4.9311 | 4.2714 | 4.0437 | 3.897
2037-06-03 | 3.2192 | 3.1573 | 3.1207 | 3.0753 | 3.1387 | 3.4785 | 3.774 | 3.6109 | 2.5742 | 2.2344 | 2.4607 | 2.4802 | 2.4138 | 2.2483 | 1.7043 | 2.0876 | 3.1136 | 3.8029 | 4.6702 | 5.1819 | 5.0045 | 4.7311 | 4.066 | 3.802
2037-06-04 | 3.5533 | 3.2335 | 3.0919 | 3.134 | 3.0963 | 3.0791 | 3.3783 | 3.1381 | 2.916 | 2.625 | 2.3341 | 2.4144 | 2.1878 | 2.1115 | 2.3233 | 2.7062 | 3.3429 | 3.8899 | 4.6058 | 4.9491 | 4.7669 | 4.1085 | 3.696 | 3.2943
2037-06-05 | 3.1735 | 3.0783 | 2.958 | 2.915 | 2.899 | 2.9478 | 3.2797 | 3.6519 | 3.1856 | 2.7739 | 2.4341 | 2.2494 | 2.7112 | 2.96 | 2.7554 | 2.7168 | 3.3864 | 4.0033 | 4.4936 | 4.8156 | 4.5915 | 4.0948 | 4.0193 | 3.6851
2037-06-06 | 3.4986 | 3.2429 | 3.0605 | 3.0816 | 3.0901 | 2.9454 | 2.7974 | 2.7733 | 2.4419 | 1.9631 | 1.4681 | 1.4712 | 1.7711 | 1.5577 | 1.635 | 1.7379 | 2.2792 | 3.0616 | 4.136 | 4.4371 | 4.3331 | 4.2763 | 3.688 | 3.4454
2037-06-07 | 3.3604 | 3.3324 | 3.0796 | 3.0207 | 2.9291 | 2.8689 | 2.8705 | 2.7896 | 2.4347 | 2.0523 | 1.6924 | 1.5613 | 1.6808 | 1.6946 | 1.2389 | 1.5611 | 2.1663 | 2.9063 | 4.2152 | 4.9516 | 4.7076 | 4.2167 | 3.9266 | 3.5192
2037-06-08 | 3.4543 | 3.1211 | 2.9992 | 2.9638 | 2.9957 | 2.9901 | 3.0042 | 3.1048 | 2.7632 | 2.5445 | 2.3317 | 1.7875 | 1.6668 | 1.7292 | 1.5867 | 2.2294 | 2.3913 | 3.7346 | 4.5022 | 5.0237 | 4.948 | 4.2927 | 3.7327 | 3.5902
2037-06-09 | 3.3786 | 3.0744 | 3.0318 | 3.1971 | 2.9606 | 2.9932 | 3.1332 | 3.4416 | 2.8 | 2.6677 | 2.3373 | 2.1091 | 2.0922 | 2.2254 | 2.0411 | 2.6487 | 3.8425 | 4.3959 | 4.9387 | 5.2745 | 5.267 | 4.7265 | 4.1878 | 3.7235
2037-06-10 | 3.3681 | 3.2386 | 3.3801 | 3.1014 | 3.0348 | 3.1617 | 3.949 | 3.905 | 3.237 | 2.9368 | 2.7208 | 2.3062 | 2.1018 | 2.8989 | 2.8217 | 2.7365 | 3.5492 | 4.4437 | 4.8715 | 5.2818 | 5.2164 | 4.6273 | 4.235 | 4.089
2037-06-11 | 3.8819 | 3.6235 | 3.2684 | 3.1655 | 3.039 | 3.4966 | 3.3645 | 3.2466 | 3.3098 | 2.8951 | 3.8743 | 3.5807 | 2.8118 | 2.4055 | 2.7149 | 2.9513 | 3.5721 | 4.3863 | 4.8501 | 5.2432 | 5.0602 | 4.6948 | 3.8484 | 3.4446
2037-06-12 | 3.2186 | 3.1606 | 3.2026 | 3.0502 | 3.0433 | 3.0905 | 3.7618 | 3.8231 | 3.205 | 2.5576 | 2.5061 | 2.1292 | 2.2965 | 2.5862 | 2.4298 | 2.6966 | 3.1213 | 3.9207 | 4.7588 | 5.0025 | 5.0122 | 4.7177 | 4.1716 | 4.0192
2037-06-13 | 3.5341 | 3.1809 | 3.0654 | 3.1785 | 3.0369 | 2.9948 | 3.1026 | 2.8008 | 2.5203 | 2.3235 | 2.2753 | 2.1799 | 1.9659 | 2.0598 | 2.2571 | 2.319 | 2.6685 | 3.6581 | 4.5258 | 4.6238 | 4.4411 | 4.1361 | 3.6115 | 3.3229
2037-06-14 | 3.2745 | 3.128 | 2.996 | 2.9474 | 3.046 | 2.9296 | 2.9078 | 2.8476 | 2.4313 | 2.0502 | 1.6223 | 1.393 | 1.6462 | 1.7682 | 2.2033 | 2.1034 | 2.2636 | 2.7719 | 3.8497 | 4.4239 | 4.5175 | 3.7613 | 3.4472 | 3.2254
2037-06-15 | 3.2224 | 3.026 | 2.8881 | 2.8311 | 2.9543 | 3.0673 | 3.1372 | 3.271 | 3.2441 | 2.5977 | 2.4034 | 2.2947 | 2.1947 | 2.1915 | 2.1235 | 2.6767 | 3.7008 | 4.0013 | 4.689 | 5.0207 | 5.3006 | 4.9645 | 4.6038 | 4.0771
2037-06-16 | 3.4834 | 3.1255 | 3.0872 | 3.0531 | 3.0939 | 3.2117 | 3.2643 | 3.7731 | 3.3658 | 3.0536 | 2.9005 | 2.6707 | 2.41 | 2.2084 | 2.002 | 2.642 | 2.949 | 3.8179 | 4.822 | 5.2297 | 5.2843 | 4.7524 | 4.9089 | 4.6317
2037-06-17 | 4.4439 | 3.9095 | 3.5417 | 3.5215 | 3.6473 | 3.7582 | 3.1168 | 3.1408 | 3.2167 | 2.6658 | 2.0739 | 2.0621 | 1.87 | 1.9479 | 2.086 | 2.0937 | 2.9724 | 4.4149 | 4.8999 | 5.2638 | 5.2298 | 4.9604 | 4.3307 | 3.7629
2037-06-18 | 4.6123 | 4.5787 | 4.1045 | 3.9172 | 3.7202 | 4.3381 | 3.4235 | 3.2432 | 3.3324 | 2.7551 | 2.4755 | 2.35 | 2.2268 | 2.1158 | 1.7052 | 2.4263 | 2.8566 | 3.5854 | 4.5854 | 5.0295 | 4.9506 | 4.6256 | 4.6352 | 4.8122
2037-06-19 | 4.5503 | 3.8136 | 3.6542 | 3.6955 | 3.9491 | 3.7396 | 3.273 | 3.5678 | 3.4583 | 3.061 | 2.8447 | 2.4383 | 2.3453 | 2.2467 | 2.2876 | 2.6979 | 2.8024 | 3.3783 | 4.1626 | 4.5601 | 4.4884 | 4.5508 | 4.123 | 3.637
2037-06-20 | 3.2931 | 3.4323 | 3.2787 | 3.0701 | 2.9556 | 3.0253 | 2.8198 | 2.7207 | 2.0524 | 1.5616 | 1.362 | 1.0302 | 1.3514 | 1.5088 | 1.3694 | 1.5462 | 2.319 | 2.9494 | 3.7196 | 4.2727 | 4.2522 | 4.075 | 4.2329 | 4.2539
2037-06-21 | 4.3466 | 3.9485 | 3.5964 | 3.4813 | 3.4464 | 3.6776 | 2.9156 | 2.7476 | 2.5253 | 2.0939 | 1.7902 | 1.8808 | 1.7503 | 1.8432 | 1.6535 | 1.6155 | 2.1679 | 3.0514 | 4.0647 | 4.7833 | 4.6643 | 4.0721 | 4.3729 | 4.6643
2037-06-22 | 3.6692 | 3.083 | 2.987 | 2.9634 | 2.9466 | 3.3204 | 3.159 | 3.45 | 3.7196 | 3.1767 | 2.6026 | 2.6658 | 2.9081 | 2.0946 | 2.0419 | 2.3433 | 2.965 | 4.2712 | 5.0735 | 5.2866 | 5.1815 | 4.7861 | 4.8659 | 4.9765
2037-06-23 | 4.5087 | 3.974 | 4.0734 | 4.0624 | 3.7782 | 4.1263 | 3.7555 | 4.23 | 3.8079 | 3.0644 | 2.6552 | 2.7585 | 2.8035 | 2.6971 | 2.4514 | 2.4625 | 1.6427 | 2.7458 | 3.5176 | 4.6852 | 5.2866 | 4.6057 | 4.1332 | 3.4036
2037-06-24 | 3.1246 | 3.0178 | 2.9231 | 2.878 | 2.8733 | 2.9819 | 2.9033 | 3.0243 | 2.5037 | 2.1575 | 1.9857 | 1.788 | 1.7048 | 1.7935 | 1.9833 | 2.0046 | 3.2564 | 4.1893 | 5.1052 | 5.2671 | 5.2972 | 5.089 | 4.9222 | 4.2191
2037-06-25 | 3.7423 | 3.4092 | 3.2736 | 3.2089 | 3.2391 | 3.3623 | 3.4775 | 4.1742 | 3.8262 | 3.3898 | 3.1936 | 3.1842 | 2.9295 | 2.5892 | 2.5365 | 3.2401 | 3.4314 | 4.1711 | 4.786 | 5.2019 | 5.0893 | 4.7559 | 4.5419 | 3.7903
2037-06-26 | 3.264 | 3.1207 | 3.0431 | 3.0453 | 3.1106 | 2.9461 | 2.8618 | 3.0318 | 2.6219 | 2.2527 | 1.9223 | 2.0766 | 2.262 | 2.1994 | 2.2784 | 2.7722 | 3.2464 | 3.6539 | 4.2523 | 4.7968 | 4.8561 | 4.5467 | 4.2443 | 3.5395
2037-06-27 | 3.362 | 3.3104 | 3.0174 | 2.9902 | 2.8924 | 2.9705 | 2.9 | 2.6699 | 2.4596 | 2.273 | 1.9612 | 1.5477 | 1.7687 | 1.947 | 1.7269 | 1.7619 | 2.118 | 3.1893 | 3.9942 | 4.3202 | 4.4125 | 4.0976 | 3.7922 | 3.3233
2037-06-28 | 3.3269 | 3.2228 | 3.016 | 2.978 | 2.9029 | 3.0297 | 2.7409 | 2.6623 | 2.481 | 2.2517 | 1.9925 | 1.5921 | 1.7645 | 1.5612 | 1.9303 | 1.9533 | 2.4063 | 3.0214 | 4.1739 | 4.4154 | 4.2354 | 3.8945 | 3.9812 | 3.3504
2037-06-29 | 3.0513 | 3.0324 | 3.0685 | 2.8821 | 2.9189 | 3.0036 | 3.3891 | 3.5245 | 3.2093 | 2.6154 | 2.3342 | 2.1721 | 2.0096 | 2.3394 | 2.541 | 2.9427 | 3.7992 | 4.8689 | 5.2091 | 5.3056 | 5.2712 | 5.0822 | 4.3516 | 3.7701
2037-06-30 | 3.5277 | 3.4911 | 3.3048 | 3.2008 | 3.1333 | 3.4567 | 3.4022 | 3.6531 | 3.8809 | 3.3224 | 2.477 | 2.1146 | 2.358 | 2.5516 | 2.4919 | 2.8436 | 3.3476 | 4.1488 | 4.7489 | 5.0873 | 5.0637 | 5.3396 | 5.0577 | 4.6982
2037-07-01 | 3.9642 | 4.1154 | 3.5228 | 3.512 | 3.3252 | 3.3909 | 3.5264 | 3.0603 | 2.6367 | 2.2203 | 1.9824 | 1.8119 | 2.0725 | 1.7599 | 1.7853 | 2.2565 | 3.1476 | 3.7004 | 4.0036 | 4.25 | 4.2141 | 4.8247 | 4.9906 | 4.481
2037-07-02 | 4.3083 | 3.8927 | 3.5373 | 3.5446 | 3.541 | 4.032 | 3.7269 | 3.2289 | 3.0259 | 2.6351 | 2.2841 | 2.0957 | 2.1138 | 2.1209 | 2.5461 | 2.2761 | 3.0152 | 4.0993 | 4.8625 | 5.1614 | 5.0079 | 5.0322 | 4.9321 | 4.5403
2037-07-03 | 4.326 | 4.0639 | 3.6623 | 3.7031 | 3.7386 | 3.6273 | 3.7787 | 3.5896 | 3.2217 | 2.8118 | 2.2747 | 2.1885 | 2.0749 | 2.0332 | 1.969 | 2.1904 | 2.838 | 3.4591 | 3.5771 | 4.5467 | 4.4907 | 5.1192 | 4.8383 | 4.4518
2037-07-04 | 4.156 | 3.8224 | 3.4382 | 3.4276 | 3.5926 | 3.4433 | 2.9682 | 2.9257 | 2.6489 | 2.3546 | 2.1822 | 2.0601 | 2.2274 | 2.1168 | 2.0988 | 2.1073 | 2.5327 | 2.7985 | 3.6115 | 3.9392 | 3.8861 | 3.4823 | 3.224 | 3.1186
2037-07-05 | 3.0963 | 3.1065 | 2.9238 | 2.8889 | 2.7647 | 2.911 | 2.6452 | 2.4197 | 2.2361 | 1.9248 | 1.5841 | 1.6947 | 1.3391 | 1.2618 | 1.6191 | 1.598 | 2.0548 | 2.8357 | 3.667 | 4.3421 | 3.8777 | 3.7201 | 3.5376 | 3.1026
2037-07-06 | 2.9958 | 3.0033 | 2.9193 | 2.8245 | 2.9629 | 3.0255 | 2.9572 | 3.0822 | 2.7761 | 2.4878 | 2.0374 | 1.8205 | 1.8925 | 2.1196 | 2.2511 | 2.1269 | 2.7655 | 3.9727 | 4.706 | 5.0968 | 4.9472 | 5.128 | 4.9102 | 4.8887
2037-07-07 | 4.3902 | 3.9526 | 3.3548 | 3.3296 | 3.313 | 3.4848 | 4.2119 | 3.5064 | 3.0685 | 2.3874 | 2.4799 | 2.4273 | 1.9302 | 2.5271 | 2.9354 | 2.5699 | 2.7599 | 3.9269 | 4.3732 | 4.8876 | 4.7111 | 5.3053 | 4.749 | 4.2241
2037-07-08 | 3.8505 | 3.8754 | 3.6599 | 3.4762 | 3.3263 | 3.6336 | 3.798 | 3.1179 | 2.625 | 2.3321 | 2.1047 | 2.0789 | 2.0383 | 2.2744 | 2.3771 | 2.5855 | 2.7599 | 3.2913 | 4.0822 | 4.9817 | 4.8606 | 5.3713 | 5.1235 | 4.3841
2037-07-09 | 4.3803 | 4.1428 | 3.689 | 3.6027 | 3.7242 | 3.8978 | 3.854 | 3.3221 | 3.2173 | 2.6746 | 2.4073 | 2.3844 | 2.8135 | 2.5287 | 2.1 | 2.3063 | 2.8714 | 3.8248 | 4.4191 | 4.8987 | 4.6703 | 5.0379 | 4.9948 | 4.4439
2037-07-10 | 4.1876 | 4.287 | 3.7719 | 3.5177 | 3.2616 | 3.4199 | 3.4328 | 2.9532 | 2.9606 | 2.8705 | 2.6865 | 2.4189 | 2.2522 | 2.0992 | 1.8866 | 2.2957 | 2.8819 | 3.4192 | 4.1429 | 4.7785 | 4.1757 | 4.9834 | 5.4679 | 4.6471
2037-07-11 | 4.1582 | 4.0884 | 3.668 | 3.5091 | 3.5805 | 3.6124 | 3.1759 | 2.9063 | 2.6134 | 2.3608 | 2.0864 | 1.9016 | 1.9771 | 2.152 | 2.349 | 2.1161 | 2.6199 | 2.8681 | 3.3323 | 4.1994 | 4.3558 | 4.9094 | 5.196 | 4.6735
2037-07-12 | 3.3693 | 3.1249 | 3.2691 | 3.0703 | 2.9031 | 2.8903 | 2.9795 | 2.8439 | 2.4558 | 2.2599 | 2.0433 | 1.2023 | 1.3889 | 1.5338 | 1.8317 | 2.1859 | 2.5566 | 3.2934 | 4.0118 | 4.5891 | 4.036 | 3.5597 | 3.77 | 3.4717
2037-07-13 | 3.2821 | 3.0357 | 3.0063 | 3.1159 | 3.0283 | 3.0372 | 3.1644 | 3.7158 | 3.3956 | 2.7315 | 2.3699 | 2.3549 | 2.1708 | 2.1398 | 2.3373 | 2.2716 | 2.7253 | 3.8089 | 4.7479 | 5.1806 | 5.0481 | 5.3666 | 5.1485 | 4.8353
2037-07-14 | 4.5288 | 3.8959 | 4.0229 | 4.1474 | 3.6001 | 3.8417 | 3.9273 | 3.7828 | 3.2688 | 3.0483 | 2.3945 | 2.1393 | 2.2914 | 2.3584 | 2.5691 | 2.3401 | 3.2544 | 4.1465 | 4.6442 | 5.2398 | 5.0091 | 5.1226 | 5.068 | 4.5279
2037-07-15 | 4.0338 | 4.2416 | 3.921 | 3.7502 | 3.5686 | 4.005 | 4.1807 | 3.278 | 3.4778 | 2.9065 | 2.4679 | 2.4745 | 2.1871 | 2.2908 | 2.3518 | 2.7463 | 3.3238 | 4.153 | 4.703 | 5.1533 | 4.876 | 4.8183 | 4.7899 | 4.4436
2037-07-16 | 4.557 | 4.2855 | 3.8052 | 3.7033 | 3.7351 | 3.656 | 3.6307 | 3.3448 | 2.943 | 2.5369 | 2.1452 | 2.1849 | 2.2962 | 2.1144 | 2.4183 | 2.6261 | 2.9345 | 3.6518 | 4.2187 | 4.7275 | 4.7976 | 4.8711 | 5.4124 | 4.8288
2037-07-17 | 3.9775 | 3.6303 | 3.7752 | 3.9438 | 3.4365 | 3.6287 | 4.2803 | 3.5207 | 3.1006 | 2.8083 | 2.4825 | 2.213 | 2.0828 | 2.3031 | 2.4406 | 2.5133 | 3.1715 | 3.3559 | 3.3884 | 4.0524 | 4.1877 | 4.6345 | 4.7312 | 4.7375
2037-07-18 | 4.0717 | 3.5835 | 3.7972 | 3.5119 | 3.2481 | 3.5301 | 3.6984 | 2.9936 | 2.4789 | 2.15 | 1.5684 | 1.2022 | 1.101 | 1.5717 | 1.8445 | 1.7946 | 2.3859 | 3.0121 | 3.4392 | 3.6575 | 4.0052 | 4.6413 | 4.4727 | 4.7471
2037-07-19 | 3.607 | 3.2709 | 3.0476 | 2.9736 | 2.8165 | 2.8363 | 2.8907 | 2.6806 | 2.2653 | 2.0486 | 1.7949 | 1.7447 | 1.8031 | 1.8676 | 2.1886 | 2.3382 | 2.8513 | 3.4627 | 4.4801 | 4.9165 | 4.3751 | 4.2993 | 4.554 | 4.1756
2037-07-20 | 3.2329 | 2.9802 | 3.0124 | 3.1147 | 3.0082 | 3.0343 | 3.1213 | 3.3012 | 2.8286 | 2.442 | 2.4145 | 2.2989 | 2.3379 | 2.4413 | 2.4294 | 2.527 | 3.8004 | 4.7168 | 5.0905 | 5.3997 | 4.8192 | 5.2629 | 5.1742 | 5.2243
2037-07-21 | 4.8215 | 4.4529 | 4.0114 | 3.8877 | 3.6798 | 4.3623 | 4.4414 | 3.5408 | 3.6529 | 3.0692 | 2.5614 | 2.2086 | 2.4127 | 2.4276 | 2.6071 | 2.9147 | 3.5699 | 4.06 | 4.8227 | 5.0414 | 4.6029 | 5.5023 | 5.4376 | 4.6582
2037-07-22 | 3.6609 | 3.4969 | 3.7502 | 3.9905 | 3.4535 | 3.7629 | 4.2828 | 3.6702 | 3.1597 | 2.8062 | 2.4247 | 2.4888 | 2.825 | 2.6914 | 2.5693 | 2.7391 | 3.0423 | 3.9624 | 4.6424 | 5.1977 | 5.0878 | 5.0093 | 4.9282 | 4.4891
2037-07-23 | 4.4213 | 4.1934 | 3.7322 | 3.8306 | 3.7404 | 3.7541 | 4.1239 | 3.8707 | 3.4509 | 3.0971 | 2.7615 | 2.7235 | 2.5877 | 2.4584 | 2.7719 | 2.9512 | 3.3359 | 3.5807 | 4.6348 | 5.2776 | 5.1773 | 5.3513 | 5.2588 | 4.6684
2037-07-24 | 4.4556 | 4.3545 | 3.8188 | 3.6212 | 3.8103 | 4.0974 | 3.9139 | 3.5032 | 3.6074 | 2.606 | 2.4721 | 2.2424 | 2.1798 | 2.0907 | 2.2362 | 2.7343 | 2.8827 | 3.7416 | 4.5484 | 5.2466 | 4.9571 | 5.5053 | 5.5523 | 4.5911
2037-07-25 | 4.3182 | 4.6586 | 4.5472 | 4.0372 | 3.6004 | 3.9904 | 3.9931 | 2.9514 | 2.6365 | 2.4068 | 1.9117 | 1.7305 | 1.8036 | 1.5285 | 1.5563 | 1.9685 | 2.3913 | 3.0488 | 3.5714 | 4.4122 | 4.212 | 4.7001 | 4.6115 | 4.6654
2037-07-26 | 4.3213 | 3.7477 | 3.5328 | 3.4182 | 3.0725 | 2.9609 | 2.9058 | 2.8268 | 2.2432 | 1.9685 | 1.8273 | 1.5747 | 1.636 | 1.7926 | 1.5991 | 1.7222 | 2.4713 | 3.1506 | 4.1662 | 4.9487 | 4.5675 | 3.6286 | 3.3677 | 3.3603
2037-07-27 | 3.2911 | 3.1193 | 3.228 | 3.9854 | 3.508 | 3.5588 | 3.3838 | 3.6058 | 3.2666 | 3.148 | 2.743 | 2.408 | 2.2747 | 2.6218 | 2.8389 | 3.2753 | 3.6603 | 4.7967 | 5.154 | 5.3821 | 5.4309 | 5.4771 | 5.3902 | 5.2388
2037-07-28 | 4.755 | 4.3329 | 3.9263 | 4.0438 | 4.1005 | 4.0756 | 4.3518 | 3.7076 | 3.6446 | 3.1563 | 2.6442 | 2.2904 | 2.0545 | 2.1082 | 2.6043 | 2.7325 | 3.518 | 4.0663 | 4.957 | 5.4036 | 5.1561 | 5.4399 | 5.1327 | 4.8988
2037-07-29 | 4.8726 | 4.2112 | 4.0137 | 4.1393 | 3.99 | 4.0863 | 4.3757 | 4.0013 | 3.482 | 2.5286 | 2.5404 | 2.1608 | 1.9662 | 1.85 | 2.0314 | 2.268 | 2.9912 | 4.0858 | 4.8705 | 5.3854 | 5.1762 | 5.3538 | 5.2194 | 5.0031
2037-07-30 | 5.0985 | 4.7651 | 4.0837 | 3.8556 | 3.8991 | 4.4753 | 4.6276 | 4.577 | 4.3816 | 3.5614 | 3.3859 | 2.9461 | 2.5326 | 2.3984 | 2.3001 | 2.9931 | 3.4803 | 3.8356 | 4.7258 | 5.2049 | 4.6017 | 5.1949 | 4.8448 | 4.6315
2037-07-31 | 4.5082 | 4.4992 | 3.8935 | 3.4953 | 3.4713 | 3.4746 | 3.5421 | 3.2075 | 2.9872 | 2.5522 | 2.0882 | 1.9261 | 2.1354 | 2.2071 | 2.418 | 3.0248 | 3.309 | 3.5343 | 3.9425 | 4.4686 | 3.7509 | 4.2986 | 4.7271 | 4.6755
2037-08-01 | 4.2162 | 3.5393 | 3.1834 | 3.2056 | 3.0371 | 3.0238 | 3.1242 | 3.1191 | 2.7843 | 2.0756 | 1.9578 | 1.8366 | 1.7619 | 1.9801 | 1.9654 | 2.176 | 2.8961 | 3.5548 | 4.2902 | 4.8953 | 4.5339 | 4.4319 | 4.9093 | 4.7439
2037-08-02 | 4.2238 | 3.4262 | 3.2897 | 3.2474 | 2.9069 | 2.9616 | 3.1077 | 2.9588 | 2.5103 | 2.0474 | 1.9076 | 1.8452 | 1.741 | 1.9081 | 2.0614 | 1.9603 | 2.607 | 3.4079 | 4.1727 | 5.1529 | 4.9331 | 4.2398 | 3.5098 | 3.2927
2037-08-03 | 3.2326 | 3.2228 | 3.0576 | 3.0989 | 3.5099 | 4.0765 | 3.8766 | 3.2427 | 3.2575 | 2.8766 | 2.9981 | 2.4957 | 2.4809 | 2.2333 | 1.9466 | 2.3544 | 3.3991 | 4.3021 | 4.7715 | 5.4375 | 4.8949 | 5.0922 | 5.0093 | 4.9635
2037-08-04 | 4.5285 | 4.3831 | 3.9419 | 4.0896 | 4.0117 | 4.0715 | 4.2246 | 3.7601 | 3.4684 | 2.895 | 2.4955 | 2.7762 | 2.5095 | 2.3576 | 2.376 | 2.8178 | 3.3849 | 4.0111 | 5.0428 | 5.5652 | 5.0975 | 5.5828 | 5.5934 | 4.5867
2037-08-05 | 4.0363 | 4.3561 | 4.0173 | 3.7266 | 3.6249 | 4.2218 | 4.2601 | 3.59 | 3.6756 | 3.0991 | 2.9147 | 2.6007 | 2.5414 | 2.4757 | 2.4765 | 2.9891 | 4.1423 | 4.1443 | 5.0265 | 5.5797 | 5.2563 | 5.5337 | 5.5561 | 5.1547
2037-08-06 | 4.6171 | 4.4316 | 4.2974 | 4.6212 | 4.3765 | 4.2111 | 4.6366 | 4.1303 | 3.8715 | 3.3321 | 3.0492 | 2.9172 | 3.2311 | 3.7137 | 3.9853 | 3.5759 | 4.7456 | 5.0959 | 5.5531 | 5.5779 | 5.0542 | 5.3084 | 5.5082 | 4.3969
2037-08-07 | 4.0195 | 4.3542 | 4.0688 | 4.1264 | 3.9519 | 4.7267 | 4.8042 | 3.8473 | 3.4773 | 2.9257 | 2.7536 | 2.8656 | 2.4134 | 2.4091 | 2.6591 | 2.6488 | 3.0926 | 4.2594 | 5.0316 | 5.2548 | 4.9487 | 5.2757 | 5.0912 | 4.8487
2037-08-08 | 4.5226 | 4.3642 | 3.8423 | 3.9201 | 3.4731 | 3.1801 | 3.1175 | 2.9713 | 2.81 | 2.3612 | 1.9681 | 1.9114 | 2.1086 | 2.1153 | 2.1278 | 2.4052 | 3.1802 | 3.8661 | 4.6093 | 5.5388 | 5.1874 | 5.4249 | 4.9259 | 4.6696
2037-08-09 | 3.9893 | 3.3871 | 3.2908 | 3.3809 | 3.2203 | 3.0703 | 3.165 | 2.9344 | 2.7432 | 2.1198 | 1.8135 | 1.9858 | 1.8165 | 1.7107 | 1.8322 | 2.0854 | 2.491 | 3.6415 | 4.4764 | 5.1326 | 4.9874 | 4.0087 | 3.7524 | 3.6771
2037-08-10 | 3.346 | 3.5326 | 3.6138 | 3.6481 | 3.1005 | 3.1655 | 3.625 | 3.7154 | 3.3838 | 2.7379 | 2.7407 | 2.5828 | 2.4933 | 2.7465 | 2.8484 | 3.3798 | 4.038 | 4.7136 | 5.4251 | 5.5566 | 5.3053 | 5.2828 | 5.1686 | 4.7999
2037-08-11 | 4.9001 | 4.4347 | 4.042 | 4.2082 | 4.1335 | 4.3534 | 4.9334 | 3.8962 | 3.6993 | 2.9738 | 2.4806 | 2.708 | 2.8593 | 2.7933 | 2.6517 | 2.9942 | 3.7898 | 4.2999 | 5.0479 | 5.5413 | 5.0944 | 5.0431 | 5.2521 | 4.9967
2037-08-12 | 4.1267 | 4.0881 | 4.2441 | 3.9001 | 3.9683 | 4.7508 | 4.617 | 3.7326 | 3.5488 | 2.8514 | 2.336 | 2.1629 | 2.3487 | 2.2724 | 2.0892 | 2.8213 | 3.8297 | 4.6974 | 5.3005 | 5.5753 | 5.443 | 5.5825 | 5.1506 | 4.7071
2037-08-13 | 4.5876 | 4.6056 | 4.1183 | 3.9433 | 4.1151 | 4.1674 | 3.9594 | 3.6588 | 3.6327 | 3.179 | 3.0863 | 3.4928 | 3.3654 | 2.8581 | 2.6328 | 3.0824 | 3.8907 | 4.6934 | 5.3582 | 5.4276 | 4.9284 | 5.5873 | 5.7469 | 5.5947
2037-08-14 | 4.8594 | 4.783 | 5.003 | 4.6098 | 4.3357 | 4.8558 | 4.4508 | 3.2895 | 3.0185 | 2.6152 | 2.4251 | 2.3221 | 2.2109 | 2.4692 | 2.431 | 2.6696 | 3.9231 | 4.9513 | 5.3979 | 5.5639 | 5.3157 | 5.6964 | 5.6491 | 5.3531
2037-08-15 | 5.2448 | 4.8355 | 4.45 | 4.0071 | 3.9167 | 4.5638 | 4.0359 | 3.2076 | 2.9161 | 2.6177 | 2.2405 | 2.126 | 2.3639 | 2.3866 | 2.4621 | 2.8385 | 3.265 | 3.9612 | 4.6848 | 4.6129 | 4.5304 | 5.2773 | 5.2346 | 4.557
2037-08-16 | 4.1038 | 3.6113 | 3.6364 | 3.5845 | 3.1933 | 3.1507 | 3.0472 | 2.96 | 2.5817 | 2.2941 | 1.9517 | 1.8868 | 1.8188 | 2.0601 | 2.203 | 2.1788 | 2.9621 | 3.9969 | 4.8153 | 5.4802 | 5.2559 | 4.991 | 4.8316 | 4.4942
2037-08-17 | 4.2859 | 4.1453 | 3.363 | 3.2536 | 3.3103 | 3.7643 | 3.9247 | 3.7898 | 3.7339 | 3.4432 | 3.2604 | 2.824 | 2.9774 | 3.0246 | 2.7451 | 3.2727 | 4.1043 | 4.6893 | 5.277 | 5.3682 | 5.1584 | 5.602 | 5.2241 | 5.0512
2037-08-18 | 4.9758 | 4.515 | 4.3034 | 4.6785 | 3.9528 | 4.4094 | 5.1518 | 4.4278 | 4.1991 | 2.9054 | 2.5283 | 2.5184 | 2.7721 | 2.9165 | 2.9668 | 3.2246 | 3.7506 | 4.5102 | 4.8953 | 5.552 | 4.8936 | 5.0347 | 5.19 | 4.78
2037-08-19 | 4.552 | 4.3662 | 3.8963 | 3.8409 | 3.9618 | 4.4797 | 4.985 | 4.1431 | 3.0558 | 2.8071 | 2.431 | 2.17 | 2.1373 | 2.4881 | 2.8744 | 2.539 | 3.779 | 4.7335 | 4.535 | 4.9273 | 4.937 | 5.2399 | 5.1428 | 4.8866
2037-08-20 | 4.8243 | 4.0995 | 4.1494 | 4.4845 | 4.2028 | 4.2925 | 4.7029 | 4.3314 | 3.5018 | 3.4116 | 3.2985 | 3.9363 | 3.6667 | 3.1013 | 3.4101 | 3.3424 | 4.0724 | 4.0134 | 4.3589 | 4.4807 | 3.8124 | 3.6308 | 3.5207 | 3.3605
2037-08-21 | 2.9329 | 2.8723 | 2.9897 | 2.8159 | 2.8304 | 2.858 | 2.4017 | 2.5973 | 2.9422 | 2.5728 | 2.4501 | 2.6076 | 2.5242 | 2.0541 | 2.2599 | 2.8211 | 3.5727 | 4.1821 | 4.2091 | 3.7705 | 3.5111 | 3.4566 | 3.6872 | 3.3081
2037-08-22 | 3.0774 | 2.8601 | 2.7629 | 2.8691 | 2.6948 | 2.7788 | 2.948 | 3.0164 | 2.7501 | 2.3047 | 2.4651 | 2.5934 | 2.3436 | 2.8517 | 2.6301 | 2.6425 | 3.3754 | 4.0033 | 4.121 | 4.0926 | 3.5302 | 3.3653 | 3.4882 | 3.4123
2037-08-23 | 3.1564 | 2.9948 | 2.9512 | 3.0763 | 3.3207 | 3.2519 | 3.2451 | 3.0208 | 3.0759 | 2.7442 | 2.3756 | 1.9312 | 1.9527 | 1.9396 | 2.2489 | 2.8037 | 2.9966 | 3.7447 | 4.5546 | 4.6825 | 4.2293 | 3.5973 | 3.4937 | 3.3255
2037-08-24 | 3.4572 | 3.262 | 3.1184 | 3.0596 | 3.1338 | 3.4227 | 3.3917 | 3.1732 | 3.1807 | 2.6303 | 2.4378 | 2.9888 | 2.6977 | 2.4695 | 3.0261 | 3.4226 | 3.7099 | 4.1332 | 5.3407 | 5.5887 | 5.0712 | 5.2082 | 5.4189 | 4.6498
2037-08-25 | 4.1946 | 4.1405 | 4.2175 | 4.4393 | 3.8689 | 4.2347 | 4.66 | 3.7179 | 3.6352 | 2.925 | 2.7599 | 2.6649 | 2.546 | 2.8436 | 3.2086 | 3.2079 | 3.8206 | 4.6317 | 5.373 | 5.5488 | 5.2653 | 5.6734 | 5.2786 | 4.5146
2037-08-26 | 4.6171 | 3.9828 | 3.6922 | 3.6031 | 3.7719 | 3.8435 | 4.1515 | 3.3642 | 3.2472 | 2.6801 | 2.5565 | 2.2899 | 2.3959 | 2.3909 | 2.5834 | 2.8446 | 3.6239 | 3.9577 | 4.843 | 5.4544 | 4.9754 | 4.8112 | 4.6834 | 4.5462
2037-08-27 | 3.8601 | 3.8294 | 3.7969 | 3.7485 | 3.6496 | 4.3235 | 4.3988 | 3.3742 | 3.0301 | 2.677 | 2.2355 | 2.3706 | 2.5036 | 2.3916 | 2.6315 | 2.8931 | 3.354 | 3.6461 | 4.8528 | 5.3935 | 4.7156 | 4.6415 | 4.7436 | 4.8488
2037-08-28 | 4.0063 | 3.7526 | 3.7864 | 3.9047 | 3.6264 | 3.6219 | 3.8618 | 2.9736 | 2.8911 | 2.5735 | 2.3538 | 1.9476 | 2.0478 | 2.4276 | 2.4064 | 2.5574 | 2.8342 | 3.5561 | 4.4073 | 4.6087 | 3.9081 | 4.6584 | 4.8309 | 4.0281
2037-08-29 | 3.7056 | 3.6468 | 3.6595 | 3.3232 | 3.3211 | 3.0284 | 3.2907 | 2.734 | 2.2287 | 2.0842 | 1.7299 | 1.3975 | 1.6805 | 1.9837 | 1.8798 | 2.2153 | 3.0319 | 3.8622 | 4.1146 | 4.0328 | 4.0371 | 3.7779 | 3.7591 | 3.7238
2037-08-30 | 3.4292 | 3.2424 | 3.1786 | 3.2121 | 3.0796 | 2.8541 | 2.7971 | 2.5715 | 2.4044 | 2.1012 | 1.9668 | 1.5748 | 1.2714 | 1.4166 | 1.936 | 2.026 | 2.5268 | 3.1737 | 4.1591 | 4.6628 | 4.0682 | 4.2871 | 4.1909 | 3.8483
2037-08-31 | 3.8093 | 3.5303 | 2.9832 | 2.9508 | 3.1949 | 3.0575 | 3.0883 | 3.1038 | 2.8287 | 2.2858 | 2.178 | 1.9311 | 1.8285 | 1.883 | 2.2544 | 2.7873 | 3.2213 | 4.3915 | 5.1254 | 5.3067 | 4.8571 | 4.2371 | 3.8475 | 3.6562
2037-09-01 | 3.7665 | 3.4705 | 3.309 | 3.5659 | 3.4332 | 3.3616 | 3.8418 | 3.7282 | 3.6348 | 3.0818 | 2.5385 | 2.3504 | 2.7144 | 2.5589 | 2.2118 | 3.0341 | 4.3243 | 5.228 | 5.6181 | 5.6891 | 5.2745 | 5.4492 | 5.1269 | 5.1311
2037-09-02 | 4.7182 | 4.0992 | 4.1037 | 4.3199 | 4.0958 | 4.1635 | 4.5732 | 4.1105 | 3.6513 | 3.1204 | 2.7359 | 2.6833 | 2.8579 | 3.3144 | 3.0195 | 2.7969 | 3.9229 | 4.6957 | 5.257 | 5.5698 | 5.0897 | 5.0845 | 4.95 | 4.875
2037-09-03 | 4.6747 | 4.1675 | 4.1419 | 4.3736 | 3.8237 | 3.8367 | 4.2888 | 3.6906 | 3.2893 | 2.8281 | 2.4275 | 2.2659 | 2.3125 | 2.618 | 3.0936 | 3.0695 | 3.952 | 4.7822 | 5.4053 | 5.6535 | 5.2478 | 5.3801 | 5.3078 | 4.6144
2037-09-04 | 4.4418 | 4.4928 | 4.1835 | 4.1451 | 4.2472 | 5.0345 | 4.9628 | 3.8732 | 3.6461 | 2.7642 | 2.2088 | 1.9712 | 2.1141 | 2.0363 | 2.1426 | 2.4065 | 3.371 | 3.9662 | 4.8066 | 5.1714 | 4.5123 | 5.0086 | 5.3582 | 4.8221
2037-09-05 | 4.1841 | 3.9469 | 4.1017 | 3.6729 | 3.4256 | 3.4433 | 3.3784 | 2.9918 | 2.6006 | 2.1755 | 1.8892 | 1.6565 | 1.9506 | 1.7477 | 1.5853 | 2.2382 | 3.0227 | 3.9308 | 4.6307 | 4.5034 | 4.513 | 4.6241 | 4.9272 | 4.2348
2037-09-06 | 4.0308 | 3.8006 | 3.3567 | 3.12 | 2.9031 | 3.0997 | 3.2832 | 2.7009 | 2.3775 | 2.1264 | 1.6289 | 1.412 | 1.6372 | 1.7925 | 1.8355 | 1.9592 | 2.6393 | 3.6557 | 4.65 | 5.0826 | 4.6041 | 4.197 | 3.6972 | 3.4718
2037-09-07 | 3.4175 | 3.2283 | 3.0407 | 3.0621 | 3.2419 | 3.2779 | 3.8578 | 3.9081 | 3.2797 | 2.7606 | 2.5441 | 2.2979 | 2.2737 | 2.4968 | 3.0189 | 3.2894 | 3.7394 | 4.5451 | 5.3723 | 5.6248 | 5.2621 | 5.2883 | 5.1242 | 4.738
2037-09-08 | 4.445 | 4.4708 | 4.4318 | 4.129 | 4.0429 | 4.6569 | 5.2221 | 4.094 | 3.7122 | 3.0557 | 2.6872 | 2.7897 | 3.0342 | 2.814 | 2.197 | 2.9102 | 3.5816 | 4.3639 | 5.1022 | 4.9051 | 4.2425 | 4.156 | 3.7194 | 3.475
2037-09-09 | 3.3007 | 3.2324 | 3.3636 | 3.1482 | 3.063 | 3.16 | 3.2704 | 3.2471 | 2.7486 | 2.3582 | 1.6785 | 1.6787 | 1.4857 | 1.6717 | 1.8516 | 1.9781 | 2.5495 | 2.8926 | 3.2652 | 3.1633 | 2.8932 | 2.8244 | 3.0554 | 2.8197
2037-09-10 | 2.6435 | 2.5553 | 2.5008 | 2.4833 | 2.606 | 2.6844 | 2.8131 | 2.6751 | 2.6826 | 2.2591 | 2.0729 | 1.7639 | 1.7187 | 1.8666 | 1.9345 | 2.509 | 2.8127 | 3.2606 | 4.0629 | 3.5005 | 3.2562 | 4.106 | 4.4986 | 4.665
2037-09-11 | 4.0332 | 3.8379 | 3.7637 | 3.9351 | 4.1787 | 4.2378 | 4.7275 | 4.0579 | 3.32 | 2.683 | 2.2797 | 2.3775 | 2.349 | 2.6116 | 2.8156 | 2.9789 | 3.3861 | 4.3364 | 4.9754 | 4.682 | 4.2367 | 5.068 | 4.8722 | 4.4827
2037-09-12 | 4.0592 | 4.2312 | 3.7951 | 3.7467 | 4.0047 | 3.8431 | 3.8554 | 3.1043 | 2.7385 | 2.1367 | 1.452 | 1.5229 | 1.5996 | 1.4629 | 1.9086 | 2.4068 | 2.8231 | 3.472 | 4.4356 | 4.7553 | 4.0559 | 4.3829 | 4.7799 | 4.2387
2037-09-13 | 3.994 | 4.1259 | 3.8641 | 3.6227 | 3.6133 | 3.928 | 3.8237 | 2.8288 | 2.2491 | 2.2891 | 1.7088 | 1.2023 | 1.3873 | 1.5465 | 1.4809 | 2.0007 | 2.7316 | 3.5316 | 4.1557 | 4.2469 | 3.8313 | 4.4313 | 4.4621 | 3.6011
2037-09-14 | 3.039 | 2.9315 | 3.0819 | 3.1953 | 3.1352 | 3.4168 | 3.7794 | 3.6366 | 2.7545 | 2.0668 | 1.9916 | 1.5941 | 1.9319 | 2.4042 | 2.4142 | 2.6212 | 3.3128 | 4.1941 | 5.0414 | 5.1633 | 4.7775 | 5.099 | 4.7233 | 4.3308
2037-09-15 | 4.0329 | 4.0516 | 4.0562 | 3.5891 | 3.2165 | 3.1837 | 3.7254 | 3.2539 | 2.7915 | 2.5034 | 2.091 | 1.7918 | 1.7079 | 2.002 | 1.6934 | 2.231 | 3.3547 | 4.2691 | 5.045 | 5.4637 | 4.7289 | 4.7481 | 4.7927 | 4.6798
2037-09-16 | 3.8396 | 3.3506 | 3.3289 | 3.346 | 3.0167 | 3.0702 | 3.5822 | 3.633 | 3.3038 | 2.8369 | 2.3419 | 2.1544 | 2.3238 | 2.2905 | 2.626 | 3.3723 | 3.9168 | 4.5591 | 5.5016 | 5.6722 | 5.2917 | 5.3938 | 4.926 | 4.4521
2037-09-17 | 4.489 | 4.3456 | 4.2654 | 3.9695 | 4.1393 | 4.1191 | 3.7834 | 3.4815 | 3.2017 | 2.5564 | 2.2292 | 2.3008 | 2.3982 | 2.3468 | 2.6492 | 3.4343 | 3.6512 | 4.5397 | 5.5505 | 5.6658 | 5.0229 | 5.2631 | 5.5984 | 5.1981
2037-09-18 | 4.1472 | 3.5312 | 3.7164 | 3.4547 | 3.4152 | 3.8327 | 4.5784 | 3.6379 | 3.0859 | 2.6557 | 2.1869 | 2.0507 | 2.3637 | 2.4749 | 2.1734 | 2.9984 | 4.1677 | 4.7913 | 4.4107 | 4.248 | 4.0392 | 4.9125 | 5.3695 | 5.1252
2037-09-19 | 4.3059 | 4.2769 | 3.7287 | 3.2629 | 3.1431 | 3.2622 | 3.6667 | 3.0292 | 2.692 | 2.3308 | 2.123 | 1.747 | 1.6328 | 1.7888 | 1.7068 | 2.1926 | 3.1818 | 4.1134 | 4.3998 | 4.7438 | 4.4304 | 4.0196 | 3.7473 | 3.6545
2037-09-20 | 3.5451 | 3.2525 | 3.3225 | 3.4639 | 3.1801 | 3.2094 | 3.3278 | 2.6948 | 2.2569 | 1.9461 | 1.6816 | 1.6232 | 1.6463 | 2.0068 | 2.1353 | 2.0371 | 2.9055 | 3.9474 | 4.7333 | 5.0974 | 4.707 | 4.5769 | 4.8815 | 4.6754
2037-09-21 | 4.3869 | 4.2169 | 3.7629 | 3.7061 | 3.8584 | 4.3183 | 4.5521 | 3.437 | 3.1051 | 2.7205 | 2.2416 | 2.2852 | 2.4332 | 2.358 | 2.247 | 2.9578 | 4.0003 | 5.1814 | 5.7449 | 5.7005 | 4.9892 | 5.1527 | 5.1631 | 5.1184
2037-09-22 | 4.5766 | 4.3363 | 4.0305 | 4.0633 | 4.1899 | 4.0964 | 4.4642 | 3.7604 | 3.5455 | 2.7282 | 2.1085 | 2.4863 | 2.483 | 2.5769 | 2.4672 | 3.1172 | 4.0535 | 5.165 | 5.6305 | 5.6968 | 5.0941 | 3.8867 | 3.7532 | 3.9612
2037-09-23 | 4.2187 | 3.8512 | 3.801 | 3.6648 | 3.5031 | 3.8428 | 5.0266 | 4.9627 | 4.0718 | 3.3703 | 2.9021 | 3.0904 | 2.8763 | 2.4145 | 2.6696 | 3.311 | 4.446 | 4.8532 | 5.5475 | 5.6792 | 5.3118 | 4.9876 | 4.5561 | 4.2319
2037-09-24 | 3.9549 | 3.8178 | 3.7363 | 3.7039 | 3.6945 | 4.2369 | 4.8634 | 4.5515 | 4.772 | 4.3026 | 4.0612 | 2.7213 | 3.2093 | 3.226 | 3.288 | 4.1174 | 4.1957 | 5.091 | 4.9563 | 4.1613 | 3.8996 | 4.0097 | 4.069 | 3.7256
2037-09-25 | 3.472 | 3.3154 | 3.4725 | 3.4231 | 3.0583 | 3.057 | 3.4661 | 3.0585 | 2.7668 | 2.5534 | 2.3912 | 2.7321 | 2.4753 | 2.5714 | 2.1964 | 2.6456 | 3.8892 | 4.6772 | 4.9206 | 5.2449 | 4.7213 | 4.9231 | 4.8144 | 4.465
2037-09-26 | 4.3901 | 3.6115 | 3.4628 | 3.294 | 3.1814 | 3.2304 | 3.296 | 3.0518 | 2.5062 | 2.164 | 2.0324 | 2.0635 | 2.3106 | 2.3275 | 2.4595 | 2.7915 | 3.4623 | 3.8582 | 4.8753 | 5.0299 | 4.3625 | 4.0027 | 3.8603 | 3.7471
2037-09-27 | 3.6877 | 4.2286 | 3.9746 | 3.8736 | 3.3705 | 3.0994 | 3.0412 | 2.8151 | 2.3241 | 1.814 | 1.6703 | 1.5023 | 1.5332 | 1.8269 | 2.0937 | 2.51 | 3.1806 | 4.1484 | 5.0909 | 5.2583 | 4.6294 | 4.1208 | 3.8637 | 3.5216
2037-09-28 | 3.2637 | 3.3359 | 3.4219 | 3.207 | 3.2336 | 3.4202 | 3.6552 | 3.2454 | 2.7477 | 2.2198 | 2.0755 | 2.0448 | 2.2283 | 2.4818 | 2.5283 | 3.1021 | 4.0577 | 4.8103 | 5.4039 | 5.3126 | 4.6668 | 4.938 | 4.9547 | 4.7868
2037-09-29 | 4.0365 | 3.6123 | 3.3781 | 3.2752 | 3.0595 | 3.2175 | 3.711 | 3.2712 | 2.7084 | 2.169 | 1.8302 | 1.9165 | 2.2401 | 2.5498 | 2.3094 | 2.8078 | 3.5037 | 4.5645 | 5.4764 | 5.361 | 4.595 | 4.0899 | 4.1538 | 3.9811
2037-09-30 | 3.4724 | 3.3147 | 3.4272 | 3.2601 | 3.0791 | 3.221 | 3.5842 | 3.1834 | 2.6752 | 2.1922 | 2.221 | 2.3077 | 2.5428 | 3.1673 | 3.4629 | 3.7596 | 4.1271 | 4.9736 | 5.5752 | 5.4792 | 5.0148 | 5.2283 | 4.9609 | 4.5653
2037-10-01 | 4.5335 | 4.4292 | 3.9449 | 3.7966 | 3.424 | 3.5906 | 4.0193 | 3.1751 | 2.7566 | 2.4096 | 2.2329 | 2.3049 | 2.5476 | 2.6791 | 3.0968 | 3.8612 | 4.5872 | 5.3016 | 5.6177 | 5.5032 | 4.719 | 5.2155 | 5.5997 | 5.0034
2037-10-02 | 4.353 | 3.8525 | 3.5688 | 3.5025 | 3.2965 | 3.368 | 3.7721 | 3.088 | 2.8881 | 2.6769 | 2.4101 | 2.3696 | 2.5259 | 2.9288 | 3.3896 | 4.0431 | 4.5158 | 4.5763 | 4.9806 | 5.022 | 4.5957 | 5.4664 | 5.4222 | 5.1998
2037-10-03 | 4.3781 | 4.0089 | 4.3156 | 4.1005 | 3.4764 | 3.1714 | 3.6477 | 3.1216 | 2.5643 | 1.9904 | 1.7887 | 1.972 | 1.9933 | 1.9539 | 2.4285 | 2.946 | 3.8421 | 4.4394 | 5.3037 | 5.2397 | 4.6532 | 4.2113 | 3.9908 | 3.6846
2037-10-04 | 3.549 | 3.2494 | 3.1901 | 3.1622 | 3.2483 | 3.2527 | 3.1582 | 2.7969 | 2.3109 | 1.9225 | 1.921 | 1.8438 | 1.7969 | 2.1736 | 2.4626 | 2.6288 | 3.2723 | 4.076 | 5.2269 | 4.9852 | 4.3652 | 4.7031 | 4.2144 | 3.8923
2037-10-05 | 3.7678 | 3.2279 | 3.05 | 3.1512 | 3.1516 | 3.3139 | 3.4929 | 3.0719 | 2.8878 | 2.4853 | 2.2573 | 2.1543 | 2.2724 | 2.4334 | 2.7086 | 2.648 | 3.5345 | 5.0096 | 5.6008 | 5.4989 | 4.5633 | 4.0862 | 4.265 | 3.7578
2037-10-06 | 3.6285 | 4.3099 | 4.2933 | 3.9593 | 3.7545 | 4.2419 | 3.6694 | 3.4324 | 2.9542 | 2.3497 | 2.0817 | 2.1584 | 2.2311 | 2.3355 | 2.5397 | 2.9424 | 4.2824 | 5.0853 | 5.3715 | 5.0747 | 4.912 | 5.1153 | 4.6187 | 4.0545
2037-10-07 | 4.0094 | 4.1515 | 4.034 | 4.0172 | 3.4468 | 3.3892 | 3.6312 | 3.4175 | 2.9368 | 2.6596 | 2.4699 | 2.2951 | 2.4136 | 2.937 | 2.8154 | 3.1765 | 4.102 | 5.1379 | 5.554 | 5.2095 | 4.345 | 4.8371 | 4.7284 | 4.5222
2037-10-08 | 4.3826 | 3.7503 | 3.7063 | 4.0332 | 3.6432 | 3.9692 | 4.2714 | 3.3712 | 3.1397 | 2.5108 | 2.1507 | 2.2581 | 2.2953 | 2.5197 | 2.763 | 3.3587 | 4.32 | 5.0262 | 5.1694 | 4.9909 | 4.7252 | 4.9529 | 4.9345 | 4.6443
2037-10-09 | 4.5588 | 4.4109 | 3.7743 | 4.0175 | 4.0979 | 4.3391 | 4.2638 | 3.1988 | 2.7346 | 2.253 | 2.1293 | 2.1763 | 2.4623 | 2.8731 | 3.7887 | 4.3995 | 4.5873 | 4.8691 | 5.3856 | 4.7121 | 4.048 | 4.9743 | 5.1835 | 4.2867
2037-10-10 | 4.0872 | 4.1525 | 3.6901 | 3.5002 | 3.4288 | 3.7388 | 3.7196 | 3.1327 | 3.0994 | 2.7692 | 2.4159 | 2.3081 | 1.6615 | 1.7761 | 2.2395 | 2.3233 | 3.1343 | 4.1416 | 5.0437 | 4.7327 | 3.7293 | 4.0083 | 3.6057 | 3.2213
2037-10-11 | 3.1692 | 3.2038 | 3.1591 | 2.9989 | 2.8272 | 3.0073 | 2.9939 | 2.5359 | 2.15 | 1.7218 | 1.4661 | 1.4016 | 1.6714 | 2.2058 | 2.3849 | 2.7406 | 3.301 | 4.2807 | 5.0055 | 4.6481 | 4.3364 | 4.3788 | 3.9654 | 3.6423
2037-10-12 | 3.4287 | 3.0863 | 2.9034 | 2.8726 | 2.9187 | 3.2657 | 3.6153 | 3.3282 | 3.2243 | 3.4672 | 3.2134 | 2.792 | 2.0995 | 2.2957 | 3.0733 | 3.6129 | 4.2414 | 4.7829 | 5.1062 | 4.6262 | 4.033 | 4.9293 | 4.6258 | 4.2281
2037-10-13 | 3.8436 | 3.7475 | 3.775 | 4.0903 | 3.9381 | 3.9662 | 3.9294 | 3.2176 | 3.0194 | 2.2893 | 1.9118 | 1.7513 | 2.0811 | 2.2825 | 2.5961 | 3.0408 | 4.105 | 5.018 | 5.2137 | 5.0282 | 4.6872 | 4.6007 | 4.399 | 4.0383
2037-10-14 | 4.0841 | 3.8894 | 3.6083 | 3.6896 | 3.7496 | 3.8878 | 4.31 | 3.6383 | 3.1936 | 2.7135 | 2.9188 | 2.5714 | 2.2962 | 2.4641 | 2.883 | 3.6129 | 4.2718 | 4.5282 | 5.419 | 5.1338 | 4.724 | 5.353 | 5.1274 | 4.3521
2037-10-15 | 4.4202 | 4.4388 | 4.1821 | 3.5788 | 3.0758 | 3.2339 | 3.644 | 3.3658 | 3.2468 | 2.7649 | 2.6736 | 2.4003 | 2.6171 | 3.0894 | 3.3699 | 3.753 | 4.2544 | 4.6456 | 5.5171 | 5.1753 | 4.0571 | 4.366 | 4.7922 | 4.1655
2037-10-16 | 3.7581 | 3.8061 | 3.9116 | 3.6325 | 3.2032 | 3.2541 | 3.8183 | 3.6685 | 3.3078 | 2.6354 | 2.127 | 2.0587 | 2.3282 | 2.6747 | 2.968 | 3.5595 | 4.0995 | 4.6035 | 4.8989 | 4.5694 | 3.9044 | 3.7471 | 3.7716 | 3.6299
2037-10-17 | 3.4974 | 3.1823 | 3.1285 | 3.2903 | 3.0494 | 3.2421 | 3.4667 | 3.243 | 3.0999 | 2.5819 | 2.1858 | 2.0593 | 2.1749 | 1.971 | 2.0646 | 2.3852 | 3.1412 | 4.0484 | 4.6761 | 4.2461 | 3.6285 | 4.2099 | 4.5449 | 4.2447
2037-10-18 | 3.9689 | 3.3214 | 3.0409 | 3.0849 | 3.033 | 2.8574 | 2.9746 | 2.8333 | 2.4246 | 2.0271 | 1.5545 | 1.3765 | 1.6055 | 1.8543 | 2.1839 | 2.5587 | 3.262 | 4.2516 | 5.1371 | 4.8503 | 4.2725 | 3.7044 | 3.4629 | 3.2558
2037-10-19 | 3.2256 | 3.2438 | 3.0672 | 3.0645 | 3.1304 | 3.5337 | 5.1594 | 4.1471 | 3.2669 | 2.3966 | 2.3709 | 2.384 | 2.1677 | 2.4163 | 2.4364 | 2.6395 | 3.5175 | 4.9012 | 5.3888 | 4.9478 | 4.7309 | 4.8424 | 4.6976 | 4.661
2037-10-20 | 4.0105 | 3.1999 | 3.0283 | 3.2001 | 2.9238 | 3.3916 | 3.9635 | 3.7995 | 3.1161 | 2.6195 | 2.1628 | 2.0302 | 2.1857 | 2.3251 | 2.4878 | 2.8378 | 3.9611 | 5.0866 | 5.5859 | 5.3829 | 4.8317 | 5.2298 | 5.125 | 4.738
2037-10-21 | 4.582 | 4.384 | 4.1359 | 3.8267 | 3.8815 | 4.3879 | 4.7769 | 4.0136 | 3.0666 | 2.5831 | 2.1642 | 2.1143 | 2.2366 | 2.6443 | 2.9953 | 3.127 | 4.3169 | 5.3014 | 5.5635 | 5.4532 | 4.9205 | 4.8164 | 4.9041 | 4.5307
2037-10-22 | 4.5827 | 4.0198 | 3.7697 | 4.0553 | 3.9456 | 4.4259 | 4.8912 | 3.8502 | 3.6449 | 3.0785 | 2.5451 | 2.6392 | 2.7761 | 2.8168 | 3.0059 | 3.7369 | 3.8245 | 4.4488 | 5.3021 | 5.1106 | 4.3367 | 4.3841 | 4.8041 | 4.7723
2037-10-23 | 4.0179 | 3.7846 | 3.4691 | 3.3841 | 3.3643 | 3.5341 | 3.9264 | 3.1718 | 3.2193 | 2.8969 | 2.7332 | 2.3149 | 2.4327 | 2.632 | 2.7849 | 3.0961 | 4.3673 | 4.6615 | 5.1368 | 4.9142 | 4.1009 | 4.5676 | 4.4465 | 4.4404
2037-10-24 | 4.1156 | 4.0472 | 3.936 | 3.29 | 3.1815 | 3.3391 | 3.5007 | 2.9011 | 2.4312 | 2.2487 | 2.1341 | 1.6425 | 1.4817 | 1.7966 | 2.1881 | 2.5159 | 3.7218 | 4.706 | 4.9873 | 4.3158 | 3.859 | 3.4668 | 3.5031 | 3.3752
2037-10-25 | 3.3902 | 3.2056 | 3.1464 | 3.3324 | 3.1632 | 3.1726 | 3.2601 | 2.9459 | 2.5416 | 2.1441 | 1.5542 | 1.5975 | 1.9734 | 2.1136 | 2.5358 | 3.0795 | 3.5987 | 4.2195 | 5.1637 | 4.68 | 4.0813 | 4.0479 | 4.3747 | 4.1644
2037-10-26 | 3.5714 | 3.4054 | 3.332 | 3.164 | 3.1508 | 3.3636 | 3.766 | 3.5157 | 2.9614 | 2.5551 | 2.5223 | 2.205 | 2.2719 | 2.4585 | 3.0067 | 2.9864 | 4.6628 | 5.5734 | 5.6335 | 5.4578 | 4.6812 | 3.9513 | 3.7949 | 3.5299
2037-10-27 | 3.6238 | 3.4229 | 3.2097 | 3.2145 | 3.3557 | 3.9217 | 4.287 | 3.7182 | 4.1973 | 4.6156 | 4.0934 | 3.0701 | 3.7075 | 4.0383 | 3.4524 | 3.8466 | 5.0996 | 5.2284 | 5.0558 | 4.4574 | 4.1804 | 4.018 | 3.824 | 3.5105
2037-10-28 | 3.3751 | 3.2424 | 2.916 | 2.8982 | 2.9512 | 3.1597 | 3.5838 | 3.5582 | 3.1434 | 2.53 | 2.465 | 2.4627 | 2.3746 | 3.0338 | 3.6906 | 3.476 | 4.6058 | 5.1684 | 4.5867 | 3.9845 | 3.847 | 4.9768 | 4.9818 | 4.2899
2037-10-29 | 3.954 | 3.798 | 3.9417 | 3.9478 | 3.8817 | 4.4282 | 4.7173 | 3.8199 | 3.6745 | 2.6934 | 2.4348 | 2.4874 | 2.6207 | 2.4318 | 2.6182 | 3.5338 | 4.2971 | 4.4985 | 5.3908 | 4.8476 | 4.4453 | 4.9798 | 5.1183 | 4.1601
2037-10-30 | 3.8385 | 3.8046 | 3.8384 | 3.7343 | 3.7955 | 3.9606 | 4.3234 | 3.2387 | 2.8598 | 2.5607 | 2.1391 | 1.7625 | 2.0007 | 2.2026 | 2.358 | 3.1678 | 4.4148 | 4.4166 | 4.9359 | 4.8379 | 3.8938 | 4.3103 | 4.3764 | 4.441
2037-10-31 | 3.3915 | 3.0619 | 3.2797 | 3.2578 | 3.0405 | 3.2123 | 3.1765 | 3.0481 | 2.4488 | 1.9763 | 1.5195 | 1.285 | 1.2968 | 1.6519 | 2.0942 | 2.3168 | 2.8715 | 3.8949 | 4.9537 | 4.2404 | 3.7672 | 3.7399 | 3.5281 | 3.2632
2037-11-01 | 3.2503 | 3.3843 | 3.2229 | 3.1801 | 3.5114 | 4.0098 | 4.1147 | 3.0378 | 2.3028 | 1.9143 | 1.7123 | 1.6032 | 1.3898 | 1.6086 | 2.223 | 2.5524 | 3.1977 | 4.2565 | 5.1346 | 4.5892 | 4.027 | 4.7553 | 4.6303 | 3.7889
2037-11-02 | 3.0671 | 3.1971 | 2.9918 | 2.9181 | 3.0813 | 3.4942 | 4.2229 | 3.3435 | 3.0701 | 2.7448 | 2.3328 | 2.0072 | 2.261 | 2.2376 | 2.7612 | 2.8335 | 4.3514 | 4.8513 | 5.3215 | 5.2012 | 4.5043 | 3.9227 | 3.6333 | 3.757
2037-11-03 | 3.4874 | 3.2571 | 3.1746 | 3.2836 | 3.0287 | 3.325 | 3.5792 | 3.5578 | 2.9942 | 2.2994 | 1.9423 | 2.0065 | 1.8832 | 1.9942 | 2.5121 | 3.4322 | 4.3467 | 5.078 | 5.522 | 5.0187 | 4.4483 | 4.4726 | 4.5653 | 4.2513
2037-11-04 | 3.5796 | 3.1394 | 3.028 | 3.1378 | 2.9414 | 3.2744 | 3.7959 | 3.6839 | 3.2927 | 2.5796 | 2.2011 | 2.6563 | 2.7891 | 2.9051 | 3.1986 | 3.706 | 4.2401 | 5.0164 | 5.5655 | 5.386 | 4.8411 | 4.96 | 5.0491 | 4.729
2037-11-05 | 3.8585 | 3.7555 | 3.6306 | 3.1602 | 3.114 | 3.4531 | 3.445 | 3.6682 | 2.9143 | 2.2685 | 2.4753 | 2.3438 | 2.0414 | 2.173 | 2.699 | 3.1185 | 4.0929 | 5.0392 | 5.5578 | 5.194 | 4.4674 | 4.9367 | 4.8307 | 4.199
2037-11-06 | 4.1804 | 4.2945 | 3.7449 | 3.7758 | 3.8313 | 4.3329 | 5.1638 | 3.9195 | 3.2494 | 3.1443 | 2.8138 | 2.4314 | 2.5409 | 2.8556 | 2.6531 | 2.9344 | 4.3649 | 4.9584 | 5.4104 | 5.0713 | 3.8758 | 4.187 | 3.9805 | 4.0029
2037-11-07 | 3.8377 | 3.3979 | 3.5708 | 3.32 | 3.1549 | 3.3169 | 3.7923 | 3.4998 | 3.0973 | 2.5024 | 2.1977 | 2.1138 | 1.9963 | 1.9469 | 2.5332 | 2.4335 | 3.0569 | 4.2205 | 4.5664 | 3.8673 | 3.8367 | 3.542 | 3.2951 | 3.3144
2037-11-08 | 3.2312 | 3.3478 | 3.3302 | 3.4787 | 2.8887 | 3.0099 | 3.085 | 2.9229 | 2.3962 | 1.638 | 1.232 | 0.98288 | 0.93292 | 1.0513 | 1.7242 | 2.2072 | 2.5691 | 3.3658 | 4.3194 | 4.6099 | 3.8536 | 3.5749 | 3.4184 | 3.0388
2037-11-09 | 2.897 | 2.9828 | 2.8697 | 2.9107 | 2.8829 | 3.1494 | 3.2942 | 2.9965 | 2.7684 | 2.5901 | 2.1473 | 1.9615 | 2.2656 | 2.3404 | 2.3057 | 2.6366 | 3.7982 | 4.6534 | 5.2449 | 4.5585 | 3.8243 | 4.2503 | 4.3394 | 4.1116
2037-11-10 | 3.4925 | 3.0131 | 3.082 | 2.8842 | 2.8176 | 2.9633 | 3.6785 | 3.8966 | 2.856 | 2.5378 | 2.2824 | 2.0806 | 2.1223 | 2.145 | 2.4649 | 3.2228 | 4.3919 | 5.2435 | 5.5333 | 5.0143 | 4.2623 | 4.3908 | 4.3625 | 4.3108
2037-11-11 | 3.6343 | 3.7555 | 3.6586 | 3.8128 | 3.7494 | 3.9771 | 4.5126 | 3.8748 | 3.4822 | 3.1787 | 2.7522 | 2.0519 | 1.9919 | 2.646 | 2.6148 | 3.2334 | 4.1984 | 4.7902 | 5.4481 | 4.8523 | 4.0264 | 4.6698 | 4.7038 | 4.5694
2037-11-12 | 4.1209 | 3.6168 | 4.0125 | 4.2337 | 3.9302 | 4.3924 | 4.7957 | 3.67 | 3.5057 | 2.8352 | 2.4807 | 2.4752 | 2.6887 | 2.4192 | 3.0305 | 3.6116 | 4.5442 | 5.1902 | 5.5317 | 5.1083 | 4.3748 | 4.474 | 4.8248 | 4.3342
2037-11-13 | 3.7042 | 3.6021 | 3.9134 | 3.7863 | 3.6413 | 3.9951 | 4.0763 | 4.2777 | 3.8422 | 3.2682 | 2.5387 | 2.7059 | 3.0801 | 3.4513 | 3.147 | 3.3373 | 4.3235 | 4.8971 | 5.0562 | 4.3457 | 3.6452 | 4.2601 | 4.4276 | 4.4423
2037-11-14 | 4.1719 | 3.1437 | 2.9395 | 3.0698 | 2.8675 | 2.999 | 3.2016 | 3.2193 | 2.8975 | 2.2286 | 1.7917 | 2.207 | 2.2281 | 2.1681 | 2.7098 | 2.8768 | 3.2362 | 4.2467 | 4.5779 | 3.8744 | 3.7775 | 3.6129 | 3.2566 | 3.1243
2037-11-15 | 3.1298 | 3.1403 | 2.8964 | 2.9298 | 2.9127 | 3.1893 | 3.5045 | 3.1751 | 2.9112 | 2.759 | 2.1839 | 1.985 | 1.5793 | 1.7776 | 2.1026 | 2.4144 | 2.9699 | 4.0443 | 4.4615 | 4.0961 | 3.9254 | 3.8347 | 4.0107 | 3.9335
2037-11-16 | 3.6091 | 3.0408 | 3.0416 | 3.1036 | 3.0993 | 3.4734 | 4.0479 | 3.5667 | 3.009 | 2.5741 | 2.2585 | 2.3693 | 2.4058 | 2.4219 | 2.6798 | 3.4022 | 4.0212 | 4.6292 | 5.3028 | 4.9516 | 4.3915 | 4.3658 | 4.4714 | 4.3429
2037-11-17 | 3.9552 | 3.9167 | 3.7616 | 3.4886 | 3.5643 | 3.8486 | 4.0349 | 3.5635 | 3.1238 | 3.0949 | 2.6962 | 2.4338 | 2.3854 | 2.5514 | 2.7102 | 3.0557 | 4.3288 | 5.0896 | 5.5273 | 5.267 | 4.426 | 4.5002 | 4.4154 | 4.4257
2037-11-18 | 4.0288 | 3.6523 | 3.5168 | 3.6241 | 3.8152 | 3.8381 | 3.904 | 3.8554 | 3.3078 | 2.7242 | 2.4783 | 2.3478 | 2.242 | 2.3686 | 2.6477 | 3.3986 | 4.1919 | 4.6089 | 5.3138 | 4.9146 | 4.1776 | 4.4992 | 4.9672 | 4.1995
2037-11-19 | 3.8946 | 4.1165 | 3.4724 | 3.0287 | 3.1009 | 3.4664 | 3.7462 | 3.8903 | 4.0496 | 3.7385 | 2.9596 | 3.1087 | 2.5738 | 2.4525 | 2.3832 | 3.1563 | 3.5962 | 3.9629 | 4.3287 | 4.1099 | 3.5132 | 3.7718 | 3.9724 | 3.3926
2037-11-20 | 3.1268 | 3.2171 | 3.2819 | 2.9886 | 2.8818 | 3.081 | 3.0546 | 3.2587 | 3.0363 | 2.6213 | 2.2434 | 2.0472 | 2.2065 | 2.6698 | 2.4902 | 2.998 | 4.3803 | 5.0557 | 5.2869 | 4.4022 | 3.8705 | 4.3481 | 4.7852 | 4.762
2037-11-21 | 4.0371 | 3.8388 | 3.357 | 3.1094 | 3.0684 | 3.4062 | 3.429 | 3.1737 | 2.9416 | 2.3531 | 1.8175 | 1.6188 | 1.463 | 1.7039 | 2.0311 | 2.8101 | 3.7013 | 4.0355 | 4.855 | 4.3893 | 3.6155 | 3.6064 | 3.6896 | 3.3485
2037-11-22 | 3.2971 | 3.3285 | 3.2139 | 2.9944 | 2.98 | 3.1527 | 3.0365 | 2.8252 | 2.4691 | 1.9902 | 1.6758 | 1.491 | 2.0537 | 2.1894 | 2.2475 | 2.8031 | 3.7617 | 4.4878 | 5.2165 | 4.8476 | 4.0191 | 4.3192 | 4.8141 | 4.5056
2037-11-23 | 3.7535 | 3.6839 | 3.7574 | 3.5475 | 3.6892 | 4.1426 | 5.1789 | 4.2071 | 3.6986 | 3.252 | 2.5881 | 2.3871 | 2.4918 | 2.5936 | 2.8605 | 3.4837 | 4.4337 | 5.0871 | 5.5518 | 5.3225 | 4.6001 | 4.8806 | 4.6248 | 4.2219
2037-11-24 | 4.0585 | 4.276 | 4.1997 | 3.8068 | 3.7789 | 4.3282 | 5.1446 | 4.4075 | 3.5153 | 2.9662 | 2.4609 | 2.0515 | 2.2128 | 2.5174 | 2.567 | 3.1991 | 4.4073 | 4.9847 | 5.536 | 5.309 | 4.7734 | 4.7559 | 4.6828 | 4.4042
2037-11-25 | 4.1333 | 3.6599 | 3.5453 | 3.6721 | 4.0167 | 4.1104 | 4.5536 | 3.7279 | 3.1193 | 2.5888 | 2.2819 | 2.1526 | 2.0763 | 2.0523 | 2.5687 | 3.0792 | 4.2301 | 4.6832 | 5.5171 | 5.2295 | 4.7798 | 4.834 | 4.5835 | 3.9202
2037-11-26 | 3.5255 | 3.4491 | 3.3287 | 3.0662 | 3.0048 | 3.2906 | 4.1984 | 3.8582 | 3.3937 | 2.8131 | 2.3562 | 2.0908 | 2.2248 | 2.4749 | 2.5023 | 3.2022 | 4.1393 | 4.7905 | 5.4613 | 5.0684 | 4.2656 | 3.6225 | 3.537 | 3.6929
2037-11-27 | 3.3849 | 3.1515 | 3.3087 | 3.0971 | 2.9854 | 3.0901 | 3.5299 | 3.6366 | 3.0051 | 2.7723 | 2.5466 | 2.1356 | 2.1465 | 2.4389 | 2.5696 | 2.9884 | 4.1605 | 4.947 | 5.3288 | 4.7512 | 4.4052 | 3.8862 | 3.8635 | 3.701
2037-11-28 | 3.4185 | 3.388 | 3.123 | 3.1945 | 3.3911 | 3.4361 | 3.4416 | 3.3306 | 2.8646 | 2.2898 | 1.8939 | 2.1523 | 2.3599 | 2.2289 | 2.5483 | 2.7272 | 3.129 | 3.8688 | 4.8401 | 4.3959 | 4.0498 | 3.7715 | 3.4417 | 3.1533
2037-11-29 | 3.361 | 3.4995 | 3.2929 | 3.0617 | 2.9254 | 2.9365 | 3.0404 | 2.8696 | 2.5189 | 2.2236 | 1.8316 | 1.5482 | 1.8711 | 2.1034 | 2.1768 | 2.429 | 3.0469 | 3.9288 | 4.9039 | 4.6339 | 4.0922 | 3.3783 | 3.4836 | 3.3045
2037-11-30 | 3.1644 | 3.1513 | 3.0946 | 3.0702 | 3.1004 | 3.3293 | 3.9459 | 4.0858 | 3.1613 | 2.7569 | 2.5436 | 2.2549 | 2.3961 | 2.9391 | 3.1793 | 3.7255 | 4.4444 | 4.8737 | 5.5229 | 4.9852 | 4.3932 | 3.9159 | 3.5943 | 3.6755
2037-12-01 | 3.5131 | 3.2413 | 3.1649 | 3.265 | 3.0525 | 3.3671 | 3.9297 | 3.9084 | 3.6583 | 2.9075 | 2.344 | 2.3509 | 2.3936 | 2.616 | 3.0229 | 3.4011 | 4.0369 | 4.9209 | 5.2652 | 4.9701 | 4.3766 | 3.8108 | 3.8923 | 3.4541
2037-12-02 | 3.2249 | 3.2069 | 3.239 | 2.9622 | 2.9985 | 3.3061 | 3.7418 | 3.8366 | 3.3698 | 2.727 | 2.1636 | 1.8696 | 1.937 | 2.3001 | 2.4319 | 2.8213 | 3.9842 | 4.7367 | 5.2732 | 5.0079 | 4.3787 | 3.7256 | 3.514 | 3.5328
2037-12-03 | 3.4743 | 3.1511 | 3.2952 | 3.2017 | 3.1164 | 3.3087 | 3.8285 | 3.9161 | 3.6276 | 3.0255 | 2.5776 | 2.4825 | 2.4733 | 2.4736 | 2.9025 | 3.3074 | 3.7864 | 4.3165 | 5.1037 | 4.7366 | 3.9377 | 3.7387 | 3.7376 | 3.1791
2037-12-04 | 2.911 | 2.8903 | 2.7041 | 2.6645 | 2.6266 | 2.9785 | 3.6822 | 3.3611 | 3.1936 | 3.0842 | 2.4413 | 2.0456 | 2.2018 | 2.5454 | 2.4358 | 2.9917 | 3.8219 | 4.4121 | 4.8696 | 4.5467 | 3.8764 | 4.1166 | 4.3234 | 4.3779
2037-12-05 | 3.5455 | 3.0841 | 3.0167 | 3.0045 | 2.9722 | 3.0873 | 3.3653 | 3.3725 | 3.1484 | 2.8292 | 2.4637 | 1.9154 | 1.8474 | 1.9506 | 2.0746 | 2.2651 | 2.9332 | 3.423 | 3.6214 | 3.3316 | 3.2991 | 3.1882 | 3.1964 | 2.9651
2037-12-06 | 2.8545 | 2.8158 | 2.8654 | 2.8578 | 2.8533 | 3.0007 | 3.1461 | 2.9598 | 2.3215 | 1.9341 | 1.6191 | 1.4057 | 1.1742 | 1.3514 | 1.6112 | 2.0512 | 2.6822 | 3.4699 | 4.2663 | 4.0065 | 3.6119 | 3.9797 | 3.9128 | 3.6239
2037-12-07 | 3.4576 | 3.0565 | 2.9025 | 2.8787 | 2.9214 | 3.2032 | 3.7857 | 3.8232 | 3.0838 | 2.5448 | 2.414 | 2.2525 | 2.3706 | 2.4421 | 2.6623 | 3.0365 | 3.9449 | 4.5983 | 4.9766 | 4.4873 | 3.9428 | 3.6256 | 3.488 | 3.2238
2037-12-08 | 3.0688 | 2.9648 | 2.8967 | 2.9298 | 3.0099 | 3.3502 | 4.0731 | 4.1558 | 3.5442 | 3.0114 | 2.4821 | 2.0154 | 2.0457 | 2.2277 | 2.3648 | 3.3014 | 4.2035 | 4.8321 | 5.2873 | 5.161 | 4.585 | 5.0746 | 5.0256 | 4.4164
2037-12-09 | 4.076 | 4.1716 | 4.0584 | 3.9347 | 3.9282 | 4.3134 | 4.7312 | 4.0595 | 3.6591 | 3.2944 | 2.9112 | 2.6744 | 2.7661 | 2.999 | 3.1982 | 3.8316 | 4.1916 | 4.5355 | 5.2837 | 4.9987 | 4.581 | 4.7904 | 4.4776 | 3.9542
2037-12-10 | 3.7917 | 3.6486 | 3.7047 | 3.4074 | 3.2767 | 3.7372 | 4.2933 | 3.6439 | 3.0938 | 2.6814 | 2.5488 | 2.0631 | 1.9387 | 2.0236 | 2.3623 | 2.7851 | 3.3926 | 4.1303 | 4.9584 | 4.6914 | 4.2644 | 4.5315 | 4.5465 | 4.1411
2037-12-11 | 3.6756 | 3.4446 | 3.4168 | 3.4256 | 3.4534 | 3.5348 | 3.5825 | 3.6188 | 3.4829 | 2.8619 | 2.3024 | 2.0285 | 1.9761 | 2.1415 | 2.3504 | 2.6078 | 3.4937 | 4.2206 | 4.728 | 4.432 | 3.6368 | 3.5045 | 3.3942 | 3.1986
2037-12-12 | 3.3677 | 3.3716 | 3.423 | 3.3918 | 3.3779 | 3.1642 | 3.251 | 3.3067 | 2.7703 | 2.2694 | 2.006 | 1.4002 | 1.2541 | 1.46 | 1.5607 | 1.9998 | 2.8041 | 3.9014 | 4.556 | 4.4522 | 3.9805 | 3.4193 | 3.4193 | 3.1686
2037-12-13 | 2.9957 | 2.9631 | 2.7476 | 2.6701 | 2.5237 | 2.5428 | 2.7411 | 2.7516 | 2.2951 | 1.9412 | 1.7032 | 1.5889 | 1.4189 | 1.3666 | 1.6445 | 2.2401 | 2.8377 | 3.5907 | 4.5551 | 4.2464 | 3.8702 | 4.0668 | 3.808 | 3.5757
2037-12-14 | 3.6509 | 3.0373 | 3.0177 | 2.7791 | 2.8923 | 3.1382 | 3.6816 | 3.7601 | 3.0647 | 2.4561 | 2.307 | 1.9187 | 2.1736 | 2.1803 | 2.2715 | 2.9151 | 3.5353 | 4.1 | 5.0103 | 4.691 | 4.1391 | 3.7672 | 3.7332 | 3.435
2037-12-15 | 3.1455 | 2.9735 | 2.8963 | 2.8799 | 2.8981 | 3.1015 | 3.5317 | 3.2256 | 2.6484 | 2.2052 | 1.945 | 2.0557 | 2.2598 | 2.222 | 2.6451 | 3.5026 | 4.0084 | 4.761 | 4.8856 | 4.4508 | 4.0638 | 4.5367 | 4.6701 | 4.1556
2037-12-16 | 3.7035 | 3.5526 | 3.5337 | 3.4887 | 3.5702 | 4.0263 | 4.601 | 4.0098 | 3.4459 | 2.7359 | 2.2721 | 1.9519 | 1.7548 | 1.786 | 2.0694 | 2.4025 | 3.2246 | 4.1047 | 4.5879 | 4.5549 | 4.2824 | 4.4365 | 4.4045 | 4.1775
2037-12-17 | 3.962 | 3.7656 | 3.3824 | 3.4264 | 3.475 | 3.8789 | 4.3943 | 3.6589 | 3.178 | 2.9713 | 2.5545 | 2.397 | 2.3664 | 2.402 | 2.6078 | 3.1553 | 3.7028 | 4.2965 | 5.0107 | 4.7069 | 4.2761 | 4.5244 | 4.574 | 3.8702
2037-12-18 | 3.697 | 3.5141 | 3.4384 | 3.5158 | 3.6311 | 3.8044 | 4.4355 | 3.9097 | 3.4913 | 3.2022 | 2.6941 | 2.4876 | 2.2088 | 2.3636 | 2.111 | 2.4893 | 3.2638 | 3.9976 | 4.7483 | 4.66 | 4.4773 | 5.0155 | 5.0116 | 4.4994
2037-12-19 | 3.5221 | 3.389 | 3.3184 | 3.2547 | 3.1534 | 2.9816 | 3.163 | 3.2707 | 2.6981 | 2.026 | 1.5955 | 1.314 | 1.3816 | 1.563 | 1.9211 | 2.5035 | 3.2285 | 4.1138 | 4.7156 | 4.5078 | 4.4406 | 4.131 | 3.8451 | 3.2557
2037-12-20 | 3.1678 | 3.2778 | 3.2791 | 3.4868 | 3.4122 | 3.5194 | 3.2986 | 3.1017 | 2.7053 | 2.1928 | 1.626 | 1.2951 | 1.2732 | 1.3673 | 1.6568 | 2.181 | 3.0744 | 3.8237 | 4.5937 | 4.5889 | 4.3121 | 4.3096 | 3.9399 | 3.5515
2037-12-21 | 3.2661 | 2.9607 | 2.8866 | 2.8532 | 2.9127 | 3.1248 | 3.4195 | 3.4852 | 3.426 | 2.9231 | 2.4972 | 2.4357 | 2.362 | 2.8464 | 3.1517 | 3.8052 | 4.5763 | 5.06 | 4.9396 | 4.0688 | 3.7919 | 4.188 | 4.3565 | 4.5522
2037-12-22 | 4.274 | 4.0996 | 3.7805 | 2.9645 | 2.9469 | 3.1216 | 3.3508 | 3.4512 | 3.1574 | 2.7618 | 2.3815 | 2.1904 | 1.8304 | 1.8595 | 1.8924 | 2.295 | 3.3065 | 4.3384 | 4.5289 | 4.2349 | 3.8777 | 3.7232 | 3.4454 | 3.3403
2037-12-23 | 3.3142 | 3.1012 | 2.9193 | 2.8657 | 2.9236 | 3.0924 | 3.3174 | 3.5052 | 3.294 | 2.8654 | 2.7039 | 2.7277 | 2.5879 | 2.4951 | 2.6208 | 3.1544 | 3.8971 | 4.9014 | 5.2243 | 5.2745 | 4.7926 | 4.6199 | 4.4119 | 4.0333
2037-12-24 | 4.0318 | 4.0226 | 3.9295 | 3.9666 | 3.751 | 3.9822 | 4.3486 | 3.8653 | 3.3706 | 3.0761 | 2.5718 | 2.2853 | 2.226 | 2.4342 | 2.5808 | 3.3921 | 4.2716 | 5.0279 | 5.2744 | 5.3007 | 4.6141 | 4.8091 | 4.9624 | 4.8167
2037-12-25 | 4.4046 | 4.0975 | 3.6323 | 3.5773 | 3.6686 | 3.723 | 4.1834 | 3.6988 | 3.4439 | 3.2344 | 3.4255 | 3.2306 | 3.1862 | 3.4131 | 3.6327 | 3.7357 | 4.1885 | 4.915 | 5.1594 | 4.7895 | 4.2813 | 4.219 | 4.2098 | 3.9426
2037-12-26 | 3.9225 | 3.7716 | 3.4891 | 3.3556 | 3.3912 | 3.617 | 3.8778 | 3.5478 | 3.1774 | 2.7833 | 2.029 | 1.6327 | 1.805 | 1.7892 | 2.1051 | 2.6275 | 3.7297 | 4.4414 | 4.9548 | 4.6287 | 4.1125 | 4.2529 | 4.3344 | 3.4971
2037-12-27 | 3.3812 | 3.2461 | 3.1365 | 2.9401 | 2.9614 | 2.9805 | 3.1167 | 3.0865 | 2.846 | 2.6249 | 2.4189 | 2.1742 | 2.201 | 1.9267 | 1.9847 | 2.4243 | 3.0113 | 3.8782 | 4.8137 | 4.5717 | 4.035 | 3.6092 | 3.7873 | 3.3621
2037-12-28 | 3.1104 | 2.7894 | 3.0175 | 2.9997 | 3.3737 | 3.688 | 4.0374 | 3.7399 | 3.72 | 3.4068 | 2.8771 | 2.5286 | 2.3778 | 2.2346 | 2.509 | 3.2533 | 4.3968 | 5.1053 | 5.2121 | 4.1958 | 3.5441 | 3.9115 | 4.2927 | 4.1352
2037-12-29 | 4.27 | 4.0957 | 3.7776 | 2.9625 | 2.9445 | 3.1192 | 3.3484 | 3.4685 | 3.2773 | 3.0349 | 2.8039 | 2.5355 | 2.219 | 2.227 | 2.183 | 2.5394 | 3.4396 | 4.3947 | 4.583 | 4.2947 | 3.9311 | 3.7819 | 3.4298 | 3.2917
2037-12-30 | 3.3166 | 3.1045 | 2.9219 | 2.8674 | 2.9253 | 3.0962 | 3.3202 | 3.5215 | 3.3539 | 2.8553 | 2.4735 | 2.2976 | 2.1943 | 2.1083 | 2.3131 | 2.9221 | 3.8206 | 4.9306 | 5.2915 | 5.2904 | 4.8557 | 4.8725 | 4.6356 | 4.225
2037-12-31 | 4.0223 | 3.9956 | 3.8432 | 3.8071 | 3.5964 | 3.8197 | 4.1749 | 3.7278 | 3.1636 | 3.0297 | 2.5523 | 2.3402 | 2.1252 | 2.3298 | 2.4493 | 3.1585 | 4.0011 | 4.773 | 5.3017 | 5.133 | 4.4507 | 4.4689 | 4.5394 | 4.6259
2038-01-01 | 3.1763 | 2.969 | 2.9582 | 2.9416 | 2.7716 | 3.1449 | 3.4367 | 3.6514 | 3.531 | 2.8755 | 2.3049 | 1.876 | 1.6614 | 1.7361 | 1.9744 | 2.3251 | 3.0794 | 3.74 | 4.811 | 3.805 | 3.3358 | 3.918 | 4.118 | 3.9563
2038-01-02 | 3.1705 | 3.1236 | 3.1797 | 2.8337 | 2.7245 | 2.7114 | 2.913 | 2.949 | 2.5137 | 2.2718 | 2.0143 | 1.4534 | 1.2291 | 1.4617 | 1.8501 | 2.0572 | 2.7659 | 3.9257 | 4.7935 | 4.7757 | 3.5968 | 3.639 | 3.5194 | 3.2193
2038-01-03 | 3.4026 | 3.355 | 3.0623 | 2.9305 | 2.7761 | 2.9734 | 2.9869 | 3.0339 | 2.5937 | 2.2104 | 1.7246 | 1.3972 | 1.0071 | 1.3392 | 1.6933 | 1.9417 | 2.442 | 4.0324 | 5.0393 | 4.8848 | 4.2458 | 3.3323 | 3.2396 | 2.9109
2038-01-04 | 3.2375 | 3.2627 | 2.9454 | 2.781 | 2.9406 | 2.8486 | 2.7268 | 2.714 | 2.3582 | 2.126 | 1.8647 | 1.6702 | 1.3391 | 1.3549 | 1.4975 | 1.9817 | 2.8697 | 4.1038 | 4.7077 | 4.788 | 4.3364 | 4.0009 | 3.6225 | 3.5397
2038-01-05 | 2.975 | 2.9627 | 2.9648 | 2.917 | 2.7988 | 3.1838 | 3.1711 | 3.2455 | 2.9897 | 2.568 | 1.9869 | 1.6363 | 1.6926 | 1.7873 | 1.8748 | 2.2866 | 3.6585 | 4.3865 | 5.2779 | 5.1096 | 4.6548 | 4.0807 | 3.9062 | 3.467
2038-01-06 | 3.4957 | 2.962 | 2.9857 | 2.9329 | 2.883 | 3.3973 | 3.4106 | 3.2991 | 2.9843 | 2.3912 | 2.028 | 1.7413 | 1.405 | 1.4999 | 1.7879 | 2.2488 | 3.329 | 4.3847 | 4.9962 | 5.0891 | 4.5432 | 4.1967 | 3.857 | 3.8021
2038-01-07 | 3.301 | 3.0329 | 3.293 | 3.0718 | 2.91 | 2.9992 | 3.1898 | 3.3043 | 2.9981 | 2.2596 | 1.8989 | 1.5733 | 1.4536 | 1.521 | 1.7406 | 2.2994 | 3.0415 | 3.9748 | 5.1869 | 5.0552 | 4.1096 | 3.7137 | 3.5533 | 3.5132
2038-01-08 | 3.0843 | 2.859 | 2.8447 | 2.9532 | 2.7773 | 3.1446 | 3.4254 | 3.6378 | 3.4714 | 2.8284 | 2.2104 | 1.7195 | 1.5823 | 1.6438 | 1.8694 | 2.2263 | 3.0305 | 3.7196 | 4.8107 | 3.8726 | 3.3798 | 3.9966 | 4.1779 | 3.8571
2038-01-09 | 3.0091 | 2.9759 | 3.0347 | 2.7274 | 2.7201 | 2.7028 | 2.9062 | 2.9684 | 2.5312 | 2.2762 | 2.0259 | 1.4564 | 1.1757 | 1.4106 | 1.7526 | 1.9427 | 2.7182 | 3.9286 | 4.8018 | 4.7527 | 3.6008 | 3.6519 | 3.5227 | 3.2226
2038-01-10 | 3.4907 | 3.3515 | 3.0593 | 2.9274 | 2.7759 | 2.9722 | 2.9938 | 3.0431 | 2.5727 | 2.1627 | 1.6955 | 1.4785 | 1.1073 | 1.373 | 1.7297 | 1.9822 | 2.3954 | 3.9953 | 5.038 | 4.8923 | 4.2912 | 3.3616 | 3.2349 | 2.915
2038-01-11 | 3.0246 | 2.8936 | 2.8071 | 2.7753 | 2.8964 | 3.1882 | 3.2715 | 3.3783 | 3.1934 | 2.3767 | 2.0571 | 1.701 | 1.6689 | 1.8151 | 1.8989 | 2.2429 | 3.508 | 4.4586 | 5.2843 | 4.9022 | 4.032 | 3.8456 | 3.8895 | 3.6986
2038-01-12 | 3.2472 | 2.8969 | 2.8411 | 2.9211 | 2.693 | 2.985 | 3.7573 | 4.0066 | 3.7574 | 3.1208 | 2.4873 | 2.0815 | 1.9129 | 2.0404 | 2.291 | 3.2011 | 3.9895 | 4.3429 | 5.4788 | 5.4436 | 5.0138 | 4.4528 | 4.1473 | 3.9574
2038-01-13 | 3.2974 | 3.1561 | 3.0706 | 2.9935 | 2.8208 | 3.4524 | 3.7724 | 3.847 | 3.3809 | 2.7986 | 2.2318 | 1.8193 | 2.1965 | 2.1526 | 2.0818 | 2.3235 | 3.6059 | 4.8616 | 5.471 | 5.304 | 4.394 | 4.3193 | 3.9628 | 3.7703
2038-01-14 | 3.5818 | 3.355 | 2.9877 | 2.9432 | 2.8626 | 3.4434 | 4.1338 | 4.2861 | 3.7547 | 3.3125 | 2.692 | 2.1834 | 2.544 | 2.275 | 2.4747 | 3.1664 | 4.3003 | 4.5636 | 5.4549 | 5.5551 | 5.0318 | 4.622 | 4.2565 | 4.076
2038-01-15 | 3.5 | 3.1823 | 3.0662 | 2.9604 | 2.8266 | 3.1319 | 4.1357 | 4.0726 | 3.192 | 2.3156 | 1.9042 | 1.7259 | 1.807 | 2.1724 | 2.225 | 2.5059 | 3.5576 | 4.1722 | 4.8144 | 4.981 | 4.5073 | 4.2786 | 4.1532 | 3.979
2038-01-16 | 3.4944 | 2.9558 | 2.9255 | 3.1477 | 2.851 | 2.9071 | 3.1618 | 3.2886 | 2.9707 | 2.3679 | 1.993 | 1.7325 | 1.6696 | 1.5093 | 1.9238 | 2.2472 | 2.6396 | 3.3872 | 4.9399 | 4.9311 | 3.9893 | 4.0397 | 4.174 | 3.3037
2038-01-17 | 3.0525 | 2.9836 | 3.1628 | 2.863 | 2.7804 | 2.7819 | 2.8787 | 2.7993 | 2.5496 | 2.0564 | 1.6708 | 1.097 | 1.0543 | 1.0557 | 1.4644 | 2.0184 | 2.3573 | 3.2979 | 4.8326 | 4.7895 | 4.2878 | 3.4911 | 3.2381 | 3.0383
2038-01-18 | 2.9602 | 2.7448 | 2.6751 | 2.7601 | 2.8675 | 3.2593 | 3.3752 | 3.3799 | 3.2838 | 2.6225 | 1.9469 | 1.77 | 1.8615 | 1.7883 | 1.9943 | 2.3499 | 3.3053 | 4.3108 | 5.2909 | 4.8284 | 4.1633 | 3.8543 | 4.1389 | 3.4223
2038-01-19 | 2.9633 | 3.0971 | 2.9784 | 2.811 | 2.666 | 2.7739 | 3.6674 | 3.5168 | 2.992 | 2.4696 | 2.1259 | 1.8614 | 1.6774 | 1.6631 | 2.0301 | 2.1861 | 3.0226 | 4.8342 | 5.4752 | 5.454 | 4.7169 | 4.3398 | 3.992 | 3.5144
2038-01-20 | 3.5367 | 3.2588 | 3.0662 | 3.0608 | 2.9657 | 3.3667 | 4.3336 | 4.8009 | 4.1119 | 3.3461 | 3.0677 | 2.455 | 2.353 | 2.2222 | 2.3217 | 2.9439 | 3.8316 | 4.5383 | 5.4539 | 5.467 | 4.9269 | 4.4907 | 4.026 | 3.622
2038-01-21 | 3.6864 | 3.3263 | 3.1504 | 3.1465 | 3.2792 | 3.265 | 3.9371 | 3.7148 | 3.5629 | 2.7776 | 2.2524 | 1.8612 | 1.7297 | 1.8461 | 2.2154 | 2.3992 | 3.2367 | 4.2715 | 5.4663 | 5.011 | 4.4224 | 4.0983 | 3.9996 | 3.6968
2038-01-22 | 3.0807 | 2.9386 | 2.9139 | 2.9228 | 2.9635 | 3.6012 | 4.1531 | 4.3906 | 4.0921 | 3.1423 | 2.1984 | 2.1588 | 2.1315 | 2.2089 | 2.3523 | 3.6238 | 4.2583 | 4.343 | 5.1885 | 5.2174 | 4.6343 | 4.1505 | 4.2532 | 3.9052
2038-01-23 | 3.1263 | 3.038 | 3.1964 | 2.8857 | 2.8057 | 2.9951 | 3.1908 | 3.3004 | 2.8107 | 2.3656 | 1.9226 | 1.6809 | 1.6649 | 1.8188 | 2.058 | 2.2634 | 2.7254 | 4.1986 | 5.3709 | 5.0596 | 4.4691 | 3.9949 | 3.9106 | 3.8477
2038-01-24 | 3.2509 | 3.0347 | 2.9886 | 3.2622 | 2.885 | 2.9164 | 3.0915 | 3.4336 | 3.2469 | 2.5799 | 2.0269 | 1.6978 | 1.5173 | 1.601 | 1.909 | 2.2517 | 2.4884 | 3.5036 | 5.0837 | 5.0785 | 4.5595 | 3.8404 | 3.3352 | 3.2278
2038-01-25 | 2.8968 | 2.7455 | 2.7239 | 2.8497 | 2.7624 | 3.0337 | 3.6433 | 4.059 | 3.1671 | 2.4673 | 2.1186 | 1.7226 | 1.6574 | 1.8084 | 2.2368 | 2.7828 | 3.3017 | 4.3785 | 5.4974 | 5.2317 | 4.7425 | 4.3295 | 3.8896 | 3.4204
2038-01-26 | 3.5947 | 3.4288 | 3.1769 | 3.2768 | 3.3269 | 3.471 | 4.3864 | 4.6565 | 4.4646 | 3.7464 | 3.236 | 2.8719 | 2.0977 | 2.1933 | 2.9985 | 3.6013 | 4.2163 | 4.2808 | 5.3812 | 5.4799 | 5.0713 | 4.7306 | 4.2721 | 3.7426
2038-01-27 | 3.6638 | 3.262 | 3.1006 | 3.076 | 2.8141 | 3.072 | 4.0887 | 4.4772 | 3.732 | 2.9539 | 2.3089 | 1.8606 | 1.7622 | 1.8308 | 2.2273 | 2.9453 | 3.5181 | 4.2328 | 5.4235 | 5.4834 | 4.9646 | 4.6109 | 4.2531 | 3.691
2038-01-28 | 3.6366 | 3.1808 | 3.0898 | 3.3017 | 3.1997 | 3.4447 | 4.4227 | 4.8159 | 4.5632 | 3.9038 | 3.2128 | 2.8922 | 2.9286 | 2.9942 | 3.0752 | 3.4399 | 3.6713 | 4.1384 | 5.3107 | 5.3214 | 4.7839 | 4.3077 | 3.8917 | 3.6902
2038-01-29 | 3.1229 | 3.0238 | 2.9871 | 2.9736 | 2.9291 | 3.3947 | 3.6476 | 3.6143 | 3.4089 | 2.6331 | 1.9715 | 1.7494 | 1.8241 | 1.8382 | 1.9937 | 2.5397 | 3.6889 | 4.4964 | 5.2151 | 5.0046 | 4.3944 | 4.485 | 4.5496 | 4.1545
2038-01-30 | 3.2884 | 2.9933 | 3.0955 | 3.0439 | 2.8839 | 3.1028 | 3.595 | 3.6631 | 3.4009 | 2.6052 | 2.0716 | 2.1321 | 1.9774 | 2.3002 | 2.6892 | 3.3457 | 3.6451 | 3.8547 | 4.6441 | 4.6656 | 4.1948 | 4.0112 | 3.8241 | 3.5949
2038-01-31 | 3.4473 | 3.0724 | 3.1234 | 3.046 | 2.7556 | 2.7175 | 2.9554 | 2.8151 | 2.4602 | 2.0428 | 1.9469 | 1.6998 | 1.7746 | 1.6153 | 2.0686 | 2.1076 | 2.395 | 3.508 | 4.9667 | 5.0706 | 4.4575 | 3.4528 | 3.3738 | 3.1434
2038-02-01 | 2.8279 | 2.738 | 2.7952 | 2.9592 | 2.8655 | 3.1826 | 3.9583 | 4.4905 | 3.5422 | 2.6479 | 2.6063 | 2.1601 | 2.0185 | 2.1707 | 2.6443 | 2.742 | 3.3594 | 4.4464 | 5.2207 | 5.2407 | 4.8459 | 4.647 | 3.9373 | 3.5947
2038-02-02 | 3.435 | 3.1382 | 3.0109 | 3.0841 | 3.0626 | 3.232 | 3.9504 | 3.8984 | 3.5137 | 2.8446 | 2.3658 | 1.9221 | 1.9033 | 2.1039 | 2.3154 | 2.5657 | 3.1514 | 4.3512 | 5.3669 | 5.349 | 4.7968 | 4.2489 | 3.9907 | 3.6445
2038-02-03 | 3.8145 | 3.3614 | 3.207 | 3.2376 | 3.1234 | 3.5686 | 4.6343 | 4.8169 | 4.5141 | 4.369 | 3.5241 | 3.0878 | 2.8759 | 2.5352 | 3.0605 | 3.3338 | 3.8953 | 4.7314 | 5.416 | 5.2535 | 4.2335 | 4.3532 | 4.515 | 3.7149
2038-02-04 | 3.4921 | 3.6027 | 3.2923 | 3.1688 | 3.0601 | 3.3412 | 4.4616 | 4.3515 | 4.0272 | 3.4406 | 3.0043 | 2.3237 | 2.7427 | 2.9563 | 2.8979 | 2.6577 | 3.3867 | 4.4523 | 5.4431 | 5.4346 | 4.8033 | 4.3794 | 4.0477 | 3.6661
2038-02-05 | 3.4187 | 3.4756 | 3.1085 | 3.1081 | 3.073 | 3.4109 | 4.4898 | 4.9395 | 4.5642 | 3.4906 | 3.6714 | 2.8626 | 2.3544 | 2.0157 | 2.3073 | 3.0321 | 3.3203 | 3.9948 | 5.1425 | 5.1138 | 4.1884 | 4.605 | 4.5444 | 3.6438
2038-02-06 | 3.4058 | 3.4277 | 3.1991 | 2.9778 | 2.7331 | 2.9356 | 3.0133 | 2.9706 | 2.5107 | 2.3437 | 2.0313 | 1.8442 | 1.561 | 1.7146 | 2.1426 | 2.6052 | 3.5288 | 3.8118 | 4.8307 | 5.0114 | 4.592 | 4.1855 | 4.087 | 3.8778
2038-02-07 | 3.4234 | 3.271 | 3.4929 | 3.2081 | 3.0444 | 3.0887 | 3.2697 | 3.5378 | 3.4247 | 2.8508 | 2.3047 | 2.2275 | 2.4312 | 2.3879 | 1.9393 | 2.2187 | 2.3245 | 3.1482 | 4.6926 | 4.9857 | 4.5312 | 4.005 | 3.5243 | 3.1315
2038-02-08 | 3.0898 | 3.1392 | 2.9129 | 2.82 | 2.752 | 2.8991 | 3.7708 | 4.0824 | 3.2062 | 3.5401 | 3.4198 | 2.5366 | 2.3213 | 1.8402 | 2.4447 | 2.9956 | 4.0627 | 5.0146 | 5.1937 | 4.8344 | 3.9954 | 4.1852 | 3.7153 | 3.1551
2038-02-09 | 3.1362 | 3.1993 | 2.9541 | 2.8114 | 2.8009 | 3.2653 | 3.8735 | 3.8743 | 3.6026 | 2.684 | 2.7967 | 2.951 | 2.9666 | 2.3535 | 2.4701 | 2.5867 | 3.3132 | 3.8746 | 4.9702 | 5.3203 | 4.6142 | 4.2112 | 4.4881 | 3.7019
2038-02-10 | 3.1625 | 3.0996 | 3.0146 | 3.0503 | 2.8475 | 2.9992 | 3.4057 | 3.5437 | 3.1872 | 2.5377 | 2.1178 | 2.3001 | 2.3888 | 2.3521 | 2.2137 | 2.4222 | 3.5277 | 4.3418 | 5.1405 | 5.1213 | 4.7677 | 4.1218 | 3.8282 | 3.7035
2038-02-11 | 3.2991 | 3.1353 | 3.0925 | 3.0522 | 3.1306 | 3.3645 | 3.951 | 3.5146 | 3.3187 | 2.5943 | 2.3382 | 1.9461 | 1.7594 | 1.4665 | 1.6471 | 2.0814 | 2.6479 | 3.7046 | 4.3844 | 4.5736 | 4.2522 | 3.9527 | 3.4117 | 3.2257
2038-02-12 | 3.0682 | 2.8117 | 2.7539 | 2.7459 | 2.731 | 3.0435 | 3.6958 | 3.8919 | 3.2179 | 2.2973 | 1.5533 | 1.2937 | 1.1825 | 1.2625 | 1.5605 | 1.9198 | 2.2575 | 3.1848 | 4.6784 | 4.5354 | 3.678 | 4.0187 | 3.598 | 3.1277
2038-02-13 | 2.8948 | 2.9644 | 2.7683 | 2.69 | 2.6524 | 2.7265 | 2.9017 | 2.8423 | 2.425 | 2.0547 | 1.7317 | 1.1359 | 1.0143 | 1.0889 | 1.389 | 1.8881 | 2.4351 | 3.1437 | 3.8064 | 4.1865 | 3.8128 | 3.5714 | 3.2778 | 3.1216
2038-02-14 | 3.0712 | 2.8267 | 2.7818 | 2.7565 | 2.7801 | 2.842 | 2.9279 | 2.8272 | 2.4909 | 2.0695 | 1.5206 | 1.345 | 1.1049 | 1.221 | 1.5835 | 1.8377 | 2.3474 | 3.0114 | 4.6097 | 4.8672 | 4.3129 | 3.5218 | 3.2539 | 3.0058
2038-02-15 | 2.8951 | 2.9551 | 2.771 | 2.7442 | 2.8323 | 3.3444 | 3.7541 | 3.607 | 3.1307 | 2.2973 | 1.9009 | 1.7543 | 1.5377 | 1.5951 | 1.9621 | 2.3851 | 3.3501 | 4.1157 | 4.9047 | 4.9365 | 4.4194 | 4.1734 | 3.6637 | 3.6312
2038-02-16 | 3.1689 | 2.9319 | 2.8589 | 2.9639 | 2.8963 | 3.0671 | 3.7856 | 3.6384 | 4.0553 | 3.6462 | 2.907 | 2.6694 | 2.4829 | 2.8958 | 2.9661 | 3.301 | 3.7355 | 4.3887 | 5.3972 | 5.3737 | 4.8118 | 4.4498 | 4.2087 | 3.5709
2038-02-17 | 3.2071 | 3.0565 | 3.0441 | 3.2984 | 3.1703 | 3.1855 | 3.5522 | 3.6687 | 3.8184 | 3.457 | 2.9993 | 2.9809 | 3.345 | 3.5441 | 3.6605 | 4.1083 | 4.8342 | 4.7903 | 5.0026 | 4.9487 | 4.645 | 4.1542 | 4.0221 | 3.6819
2038-02-18 | 3.5257 | 3.119 | 3.1201 | 3.1779 | 3.2048 | 3.3646 | 4.3576 | 4.451 | 4.3869 | 3.9882 | 3.4708 | 2.4086 | 2.1559 | 2.2849 | 2.5686 | 2.4054 | 3.6538 | 3.798 | 4.7207 | 5.0234 | 4.8765 | 4.5581 | 4.0369 | 3.8556
2038-02-19 | 3.2178 | 3.0399 | 3.0036 | 2.9701 | 2.8497 | 3.2584 | 4.2862 | 4.4668 | 3.3846 | 3.3277 | 2.6949 | 1.9876 | 1.9849 | 2.3274 | 2.1034 | 2.2101 | 2.8393 | 3.8344 | 4.4205 | 4.9389 | 4.6727 | 4.6058 | 3.8508 | 3.4724
2038-02-20 | 3.3356 | 2.9312 | 2.8687 | 2.8289 | 2.7988 | 2.7681 | 2.7469 | 2.8836 | 2.4448 | 2.2454 | 1.9926 | 1.4697 | 1.3484 | 1.5838 | 1.9719 | 2.8206 | 3.4072 | 4.1001 | 4.2397 | 4.3151 | 4.0988 | 4.1852 | 3.5843 | 3.323
2038-02-21 | 3.1897 | 3.301 | 2.9845 | 2.8592 | 2.7228 | 2.7307 | 2.6245 | 2.9544 | 2.9335 | 2.4517 | 2.2306 | 2.2264 | 2.6062 | 2.4615 | 2.1817 | 2.5306 | 3.0117 | 4.0352 | 4.5659 | 4.4487 | 3.5952 | 3.1412 | 3.5802 | 3.0671
2038-02-22 | 2.8272 | 2.7112 | 2.7921 | 2.6657 | 2.7962 | 2.8704 | 2.9168 | 2.9418 | 2.816 | 2.3003 | 1.8085 | 1.0519 | 1.0832 | 1.3923 | 1.8992 | 2.2855 | 2.6129 | 3.4726 | 4.7169 | 5.2965 | 4.1735 | 4.107 | 4.0756 | 3.2681
2038-02-23 | 2.9589 | 3.0939 | 2.9192 | 2.7731 | 2.6836 | 2.882 | 3.69 | 3.512 | 2.7028 | 2.3615 | 2.024 | 1.6099 | 1.5362 | 1.8996 | 2.1025 | 2.2232 | 2.9622 | 4.1852 | 5.2055 | 5.2478 | 4.712 | 4.8519 | 4.095 | 3.3894
2038-02-24 | 3.0232 | 2.8747 | 2.9146 | 2.6929 | 2.5665 | 2.8324 | 3.5515 | 3.7061 | 3.3219 | 2.6401 | 2.4015 | 2.0339 | 1.978 | 2.0895 | 2.3177 | 2.9439 | 3.353 | 3.9477 | 5.0776 | 5.3909 | 4.8508 | 4.3218 | 4.0901 | 3.9344
2038-02-25 | 3.4684 | 3.2194 | 3.1069 | 3.2675 | 3.1439 | 3.3386 | 3.9987 | 4.0142 | 4.047 | 3.4007 | 3.1219 | 3.7111 | 3.7228 | 3.2235 | 3.2521 | 3.5824 | 4.5566 | 4.5759 | 4.9905 | 4.974 | 4.5071 | 4.0723 | 4.0078 | 3.5515
2038-02-26 | 3.1411 | 2.9945 | 2.9181 | 2.9953 | 2.9892 | 3.1897 | 4.0163 | 4.0298 | 3.3853 | 2.976 | 2.1025 | 1.7145 | 1.8258 | 2.2301 | 2.3304 | 2.5951 | 3.3017 | 4.3565 | 4.8135 | 4.811 | 4.6629 | 4.6979 | 4.1463 | 3.7042
2038-02-27 | 3.7374 | 3.2644 | 3.0382 | 2.934 | 2.8162 | 3.1941 | 3.3068 | 3.3959 | 2.9317 | 2.3997 | 2.0148 | 1.5303 | 1.7588 | 1.9119 | 2.0703 | 2.2678 | 3.3343 | 4.3526 | 4.3596 | 4.6042 | 4.3839 | 4.0228 | 3.7935 | 3.4967
2038-02-28 | 3.5489 | 3.0789 | 2.9888 | 2.946 | 2.7905 | 2.848 | 3.0891 | 3.5041 | 3.0555 | 2.4673 | 2.3633 | 2.2202 | 2.0418 | 1.9524 | 2.4985 | 2.7055 | 3.1564 | 4.262 | 5.1412 | 5.1947 | 4.2866 | 3.7127 | 3.3802 | 3.0582
2038-03-01 | 3.1567 | 3.1371 | 2.8956 | 2.9158 | 3.0098 | 3.2971 | 4.2169 | 4.0324 | 3.6104 | 2.8087 | 2.2922 | 1.819 | 1.9762 | 2.0975 | 2.3504 | 2.7174 | 3.8021 | 4.5046 | 5.0115 | 4.865 | 4.6829 | 4.4804 | 3.8699 | 3.5448
2038-03-02 | 3.3318 | 3.2348 | 2.9815 | 2.9621 | 2.9202 | 3.5272 | 4.0095 | 3.8889 | 3.2862 | 2.7925 | 2.1284 | 1.9179 | 2.0794 | 2.0375 | 2.1344 | 2.4299 | 3.5171 | 4.1254 | 4.9573 | 5.24 | 4.7139 | 4.264 | 4.1212 | 3.9054
2038-03-03 | 3.3624 | 3.1583 | 2.7367 | 2.6488 | 2.6741 | 3.4901 | 3.8959 | 3.5945 | 3.983 | 3.6201 | 3.0433 | 2.5466 | 2.3905 | 2.1133 | 2.5111 | 3.3846 | 4.157 | 4.0157 | 4.9339 | 5.3465 | 4.8958 | 4.7059 | 4.4278 | 3.5115
2038-03-04 | 3.2867 | 3.2197 | 3.3659 | 3.1114 | 3.0267 | 3.3482 | 4.5671 | 4.5945 | 3.9175 | 2.8646 | 1.8723 | 1.7148 | 1.755 | 1.5751 | 2.2317 | 2.5597 | 3.2721 | 4.066 | 4.9176 | 4.9796 | 4.6028 | 4.3387 | 3.9308 | 3.3709
2038-03-05 | 3.1327 | 3.0261 | 3.1172 | 3.3529 | 2.9708 | 3.1327 | 3.6373 | 3.7062 | 3.1019 | 2.4145 | 2.0732 | 2.0066 | 2.313 | 2.2737 | 2.0454 | 2.7616 | 3.4033 | 4.0833 | 4.7115 | 4.971 | 4.4889 | 4.1071 | 4.3437 | 3.8951
2038-03-06 | 3.1487 | 3.2062 | 3.0944 | 2.9277 | 2.8261 | 2.9532 | 3.3393 | 3.4806 | 2.7282 | 2.7177 | 2.7668 | 2.1673 | 2.0767 | 1.9371 | 2.1214 | 1.9651 | 2.9161 | 3.9414 | 4.4613 | 4.1635 | 3.9866 | 4.2551 | 3.9347 | 3.4054
2038-03-07 | 3.4291 | 3.1804 | 2.9104 | 2.906 | 2.7531 | 2.9124 | 2.6598 | 2.8206 | 2.6292 | 2.5111 | 2.1707 | 1.8417 | 1.6449 | 1.9618 | 2.0247 | 2.0398 | 2.6307 | 3.7054 | 4.7005 | 4.9252 | 4.3037 | 3.5526 | 3.2246 | 2.9789
2038-03-08 | 3.0759 | 2.937 | 2.8082 | 2.7027 | 2.7331 | 3.2615 | 4.0009 | 3.739 | 3.4039 | 2.4149 | 1.8304 | 1.4604 | 1.5506 | 1.8277 | 1.6993 | 1.9551 | 2.7253 | 3.882 | 4.895 | 5.3179 | 4.7522 | 4.1086 | 3.7115 | 3.4915
2038-03-09 | 3.3955 | 3.2021 | 3.0422 | 2.9979 | 2.9599 | 3.4408 | 4.5129 | 3.8967 | 3.357 | 2.699 | 2.1494 | 1.6648 | 1.4651 | 1.7305 | 1.7502 | 1.8689 | 2.5253 | 3.7652 | 4.8282 | 5.225 | 4.6375 | 3.9916 | 3.7484 | 3.1723
2038-03-10 | 3.1224 | 3.138 | 2.9398 | 2.8833 | 2.8323 | 3.0416 | 4.1632 | 3.5332 | 2.9133 | 2.2981 | 1.782 | 1.8193 | 2.1702 | 1.9633 | 1.4184 | 2.0294 | 2.7091 | 3.2942 | 4.5036 | 5.1068 | 4.6026 | 3.7833 | 3.7815 | 3.436
2038-03-11 | 2.961 | 2.8747 | 2.9335 | 2.7198 | 2.7037 | 2.9398 | 3.815 | 4.1479 | 3.337 | 2.5863 | 2.0593 | 1.8062 | 1.7303 | 1.8688 | 2.1406 | 2.416 | 2.9198 | 3.5177 | 4.9866 | 5.2301 | 4.5911 | 4.0077 | 3.6711 | 3.2325
2038-03-12 | 3.0394 | 3.0081 | 3.1891 | 2.9666 | 2.9487 | 3.3409 | 4.2834 | 3.5392 | 2.9763 | 2.6157 | 1.9874 | 1.8472 | 2.0545 | 1.889 | 1.6589 | 2.0071 | 2.7243 | 3.2959 | 3.9322 | 4.2887 | 3.7437 | 3.9506 | 3.8978 | 3.5148
2038-03-13 | 3.2092 | 2.93 | 2.7305 | 2.693 | 2.6694 | 2.9036 | 3.0964 | 3.1132 | 2.5515 | 1.9737 | 1.5269 | 0.75872 | 1.007 | 1.0529 | 1.1495 | 1.8304 | 2.7603 | 3.1112 | 3.9124 | 4.3778 | 3.9847 | 3.4923 | 3.273 | 3.0507
2038-03-14 | 3.0965 | 2.8048 | 2.7219 | 2.7327 | 2.7628 | 2.7365 | 2.9372 | 2.8957 | 2.8663 | 2.4616 | 1.5574 | 1.391 | 1.3715 | 0.91605 | 1.5218 | 2.1837 | 3.0094 | 3.615 | 4.3814 | 4.2297 | 3.8101 | 3.4495 | 3.4969 | 2.9215
2038-03-15 | 2.8588 | 2.877 | 2.6318 | 2.5935 | 2.665 | 2.9029 | 3.8306 | 4.2032 | 3.5156 | 2.4997 | 2.4345 | 2.3473 | 2.612 | 2.1207 | 2.1715 | 2.7685 | 3.1851 | 3.9676 | 5.0433 | 5.0556 | 4.1465 | 3.8213 | 3.8152 | 3.1253
2038-03-16 | 2.9441 | 2.2883 | 1.7879 | 2.0206 | 2.5676 | 2.8578 | 4.2262 | 4.3975 | 3.5674 | 3.3903 | 3.1265 | 2.9131 | 2.9679 | 3.1388 | 3.2689 | 3.0542 | 3.6254 | 4.2759 | 5.2529 | 5.1328 | 4.6834 | 4.2615 | 3.7513 | 3.2566
2038-03-17 | 3.0012 | 3.0366 | 2.7937 | 2.5905 | 2.6546 | 2.9198 | 3.6725 | 4.1569 | 3.8758 | 3.0509 | 2.642 | 2.3101 | 2.5719 | 2.2592 | 2.009 | 3.1725 | 3.5736 | 4.0657 | 5.2792 | 5.4912 | 4.9398 | 4.2049 | 3.9186 | 3.8348
2038-03-18 | 3.2136 | 3.0747 | 3.1445 | 2.8409 | 2.8754 | 3.3277 | 4.2006 | 4.3671 | 3.7142 | 2.8451 | 2.3221 | 1.9702 | 2.0076 | 2.1984 | 2.5225 | 2.7912 | 3.5723 | 4.5605 | 5.3051 | 5.6406 | 5.0392 | 4.3501 | 3.7381 | 3.4799
2038-03-19 | 3.0607 | 2.8962 | 2.8274 | 2.8497 | 2.8936 | 2.9996 | 3.547 | 3.7699 | 3.2482 | 3.0178 | 2.8506 | 2.4718 | 2.1395 | 2.504 | 3.0562 | 3.4841 | 4.0824 | 3.955 | 4.7489 | 5.1622 | 4.771 | 4.476 | 4.1218 | 3.7908
2038-03-20 | 3.5645 | 3.2488 | 2.9784 | 3.0352 | 3.1893 | 3.0756 | 3.2199 | 3.0997 | 2.7025 | 2.0044 | 1.7187 | 1.3818 | 1.3985 | 1.5643 | 1.5969 | 2.0842 | 2.7913 | 3.7852 | 4.5656 | 4.6836 | 4.3062 | 4.2967 | 3.735 | 3.4559
2038-03-21 | 3.4753 | 3.3343 | 2.9974 | 2.9037 | 2.805 | 3.1 | 3.3862 | 3.1182 | 2.5643 | 2.4487 | 1.9915 | 1.973 | 1.8231 | 1.7162 | 1.8718 | 1.7837 | 2.1366 | 3.1034 | 4.5854 | 4.7436 | 4.3806 | 3.9785 | 3.5958 | 3.2035
2038-03-22 | 3.1683 | 3.0732 | 2.7846 | 2.5368 | 2.5754 | 2.8949 | 3.2147 | 3.2524 | 3.2595 | 2.5756 | 2.1021 | 1.7012 | 2.1044 | 2.9656 | 2.7075 | 2.8337 | 3.1314 | 3.4067 | 4.2376 | 4.9582 | 4.5879 | 3.8662 | 3.5277 | 3.4876
2038-03-23 | 3.1898 | 2.867 | 2.7673 | 2.9364 | 2.8581 | 3.112 | 3.7534 | 3.7702 | 3.7285 | 3.6021 | 3.0942 | 2.3752 | 2.2863 | 2.6002 | 2.6712 | 3.0934 | 3.9262 | 4.3446 | 4.8404 | 4.9923 | 4.5757 | 4.1301 | 3.4903 | 3.2758
2038-03-24 | 3.0627 | 2.8471 | 2.8288 | 2.8144 | 2.8486 | 3.4219 | 3.7185 | 3.6424 | 3.3526 | 2.6204 | 2.1276 | 1.6659 | 2.053 | 2.0008 | 2.2692 | 2.8825 | 3.5208 | 4.3862 | 4.9878 | 5.0414 | 4.3115 | 3.7128 | 3.5282 | 3.3706
2038-03-25 | 3.356 | 3.1043 | 2.8817 | 2.8271 | 3.0313 | 3.3054 | 3.7963 | 3.6698 | 3.6778 | 3.5561 | 2.7205 | 1.8335 | 1.9265 | 2.3463 | 2.4196 | 2.5715 | 3.324 | 4.4067 | 5.0916 | 5.2535 | 4.5375 | 4.1155 | 3.8358 | 3.4941
2038-03-26 | 3.3837 | 3.2398 | 2.9782 | 2.9587 | 2.8797 | 3.1796 | 3.7509 | 3.3905 | 2.7116 | 2.5699 | 2.1318 | 1.8612 | 1.8683 | 2.2346 | 2.2281 | 2.8307 | 3.5088 | 4.5909 | 4.5449 | 4.4925 | 4.5491 | 4.4247 | 3.8921 | 3.696
2038-03-27 | 3.6033 | 3.2577 | 3.0065 | 2.9659 | 3.2314 | 3.215 | 3.3861 | 3.7633 | 3.8173 | 4.0753 | 3.5461 | 2.7717 | 2.6276 | 2.4571 | 1.9863 | 2.3198 | 2.8102 | 3.7011 | 3.8569 | 4.2281 | 4.1219 | 3.6086 | 3.4646 | 3.2557
2038-03-28 | 3.1018 | 2.7956 | 2.7164 | 2.6125 | 2.5388 | 2.589 | 2.5381 | 2.7292 | 2.2827 | 2.0381 | 1.4972 | 1.0149 | 1.0257 | 1.0786 | 1.0795 | 1.1351 | 2.0695 | 3.0005 | 3.7776 | 4.6652 | 4.4876 | 3.9888 | 3.7462 | 3.5852
2038-03-29 | 3.1733 | 2.8377 | 2.7751 | 2.8583 | 2.9812 | 3.027 | 3.3813 | 3.3288 | 3.0599 | 3.1112 | 1.9743 | 2.0116 | 1.9238 | 1.5974 | 1.4168 | 1.6568 | 2.4125 | 3.4129 | 4.3691 | 5.0123 | 4.5939 | 3.9848 | 4.0488 | 3.4936
2038-03-30 | 2.9641 | 3.0027 | 2.967 | 2.8004 | 2.7897 | 3.0094 | 4.0271 | 3.4749 | 2.515 | 2.2536 | 1.9769 | 1.6814 | 1.788 | 1.8951 | 1.4653 | 1.9679 | 2.8977 | 4.1618 | 4.614 | 5.1807 | 4.9001 | 4.5571 | 4.0504 | 3.7569
2038-03-31 | 3.179 | 3.0017 | 2.9285 | 2.9001 | 2.8964 | 3.4082 | 3.7172 | 3.5492 | 3.1032 | 2.4339 | 2.0066 | 1.738 | 1.8223 | 1.7921 | 1.6865 | 2.018 | 3.1382 | 3.9539 | 4.6039 | 5.3127 | 4.9993 | 4.5616 | 4.086 | 3.7593
2038-04-01 | 3.3873 | 2.9717 | 2.9238 | 3.0459 | 3.087 | 3.3402 | 3.9494 | 3.8241 | 3.334 | 2.6023 | 2.1253 | 1.8804 | 2.0675 | 2.08 | 2.1638 | 2.3521 | 3.52 | 4.3516 | 5.0315 | 5.4639 | 5.3604 | 4.7848 | 3.8791 | 3.4157
2038-04-02 | 3.3676 | 3.019 | 2.8899 | 2.8315 | 2.8492 | 2.9377 | 3.3707 | 3.4399 | 2.6119 | 1.9853 | 1.6073 | 1.476 | 1.5262 | 1.5869 | 1.6308 | 2.0132 | 2.9943 | 3.7056 | 4.4687 | 5.2767 | 4.9133 | 4.5088 | 3.9683 | 3.635
2038-04-03 | 3.4629 | 3.1365 | 2.9055 | 2.8645 | 2.9644 | 3.0273 | 3.0034 | 3.0351 | 2.5812 | 2.635 | 2.2327 | 2.2316 | 2.4264 | 2.5274 | 2.3828 | 2.3476 | 2.5461 | 3.8024 | 4.0429 | 4.6906 | 4.3917 | 4.0814 | 3.6127 | 3.2784
2038-04-04 | 3.3486 | 2.9838 | 2.8684 | 2.8441 | 2.742 | 2.823 | 2.7928 | 2.7001 | 2.5028 | 2.1222 | 1.7191 | 1.8857 | 1.8467 | 1.7127 | 1.9761 | 2.0785 | 2.6417 | 3.5448 | 4.6502 | 5.2188 | 4.5558 | 4.2817 | 4.1749 | 3.7695
2038-04-05 | 3.3973 | 3.0626 | 3.0239 | 3.021 | 3.0515 | 3.5599 | 4.6668 | 4.5177 | 4.4471 | 3.9449 | 3.4823 | 2.9827 | 3.6735 | 3.7041 | 3.4565 | 3.3927 | 4.61 | 5.2043 | 5.3666 | 4.9819 | 4.307 | 3.9298 | 3.5498 | 3.3809
2038-04-06 | 3.0978 | 2.9136 | 2.8689 | 2.5483 | 2.3367 | 2.3945 | 2.8635 | 3.7828 | 3.213 | 2.6403 | 2.9958 | 2.5261 | 2.2653 | 2.4497 | 2.4819 | 2.94 | 4.1587 | 4.9069 | 5.0945 | 5.1059 | 4.9519 | 4.4444 | 3.896 | 3.7136
2038-04-07 | 3.1471 | 2.9123 | 2.8899 | 2.9034 | 2.8727 | 3.2374 | 4.0572 | 4.5548 | 3.3302 | 3.2808 | 3.5073 | 3.2322 | 2.3138 | 2.3422 | 2.8786 | 2.8876 | 3.7155 | 4.5542 | 5.254 | 5.4795 | 5.0457 | 4.6577 | 4.0846 | 3.3546
2038-04-08 | 3.2775 | 3.1369 | 3.0754 | 3.2471 | 3.0934 | 3.4395 | 4.325 | 4.1249 | 4.366 | 4.0032 | 3.3156 | 3.6234 | 2.6844 | 2.6799 | 3.1605 | 3.3709 | 4.1546 | 4.4178 | 5.0843 | 5.4564 | 5.0487 | 4.4087 | 4.5973 | 3.9665
2038-04-09 | 3.1762 | 3.0059 | 2.933 | 2.9525 | 3.0117 | 3.0531 | 3.3178 | 3.4628 | 3.187 | 2.6839 | 2.3011 | 1.9927 | 2.0422 | 1.9661 | 2.2789 | 2.8123 | 2.8045 | 3.7666 | 4.9829 | 5.3443 | 4.7097 | 4.2059 | 4.0233 | 3.5282
2038-04-10 | 3.4703 | 3.2603 | 2.9347 | 2.9076 | 3.0314 | 3.2673 | 3.0463 | 3.002 | 2.8508 | 2.4299 | 2.2693 | 2.1114 | 2.2041 | 2.1154 | 2.1458 | 2.8096 | 3.3149 | 4.2377 | 5.1462 | 5.0886 | 4.3866 | 4.5848 | 4.5154 | 3.6457
2038-04-11 | 3.3164 | 3.1714 | 3.3852 | 3.0137 | 2.9139 | 2.8944 | 2.8774 | 2.9896 | 2.5658 | 2.7886 | 2.5395 | 2.15 | 1.9047 | 1.9004 | 1.8844 | 2.0509 | 2.9341 | 3.64 | 4.3511 | 5.0051 | 4.5835 | 4.268 | 3.6417 | 3.143
2038-04-12 | 2.9973 | 2.9396 | 3.0824 | 2.926 | 2.9065 | 3.1734 | 3.9377 | 4.0105 | 3.0736 | 2.3668 | 1.9409 | 1.7888 | 1.7243 | 1.7689 | 1.5424 | 1.8407 | 2.609 | 3.7989 | 4.7476 | 5.3705 | 4.7497 | 4.0645 | 3.6064 | 3.1875
2038-04-13 | 3.1049 | 3.0644 | 2.8723 | 2.8209 | 3.0117 | 3.2853 | 3.6132 | 3.439 | 3.062 | 2.3325 | 1.953 | 1.7367 | 1.8315 | 1.972 | 1.6694 | 1.9639 | 2.8978 | 3.9533 | 4.6694 | 5.2542 | 4.9387 | 4.3314 | 3.7599 | 3.2515
2038-04-14 | 3.1881 | 3.0419 | 2.8889 | 2.8743 | 2.9058 | 3.0954 | 3.3422 | 3.309 | 2.5889 | 2.1238 | 1.858 | 1.8001 | 1.7861 | 1.8971 | 2.0982 | 2.5457 | 3.1199 | 3.6939 | 4.9448 | 5.4325 | 5.0118 | 3.9818 | 3.6559 | 3.73
2038-04-15 | 3.117 | 2.9627 | 2.935 | 3.0271 | 3.0935 | 3.1961 | 3.8515 | 3.5123 | 2.936 | 2.3187 | 1.9724 | 1.7651 | 1.9227 | 1.9261 | 1.4651 | 1.869 | 3.1496 | 3.8105 | 4.5553 | 5.4481 | 4.9647 | 4.2782 | 3.6516 | 3.4763
2038-04-16 | 3.1109 | 2.9602 | 2.8855 | 2.8663 | 2.8479 | 3.0096 | 3.9979 | 3.8067 | 3.2367 | 2.5718 | 2.109 | 1.9439 | 2.1237 | 2.1619 | 1.727 | 2.4683 | 3.5759 | 4.628 | 5.2039 | 5.4564 | 4.8919 | 4.3599 | 4.3474 | 3.844
2038-04-17 | 3.7 | 3.3172 | 3.0861 | 3.0448 | 3.1093 | 3.2748 | 2.9941 | 2.7203 | 2.3484 | 1.9318 | 1.6447 | 1.4754 | 1.3344 | 1.4945 | 1.5235 | 1.6322 | 2.6229 | 3.7248 | 4.5507 | 4.8325 | 4.057 | 3.8198 | 3.9994 | 3.5955
2038-04-18 | 3.7378 | 3.3471 | 3.0852 | 3.0251 | 3.065 | 3.3562 | 3.1909 | 2.9821 | 2.4555 | 2.0633 | 2.1947 | 2.0706 | 2.0595 | 1.9357 | 1.5791 | 2.1401 | 2.7051 | 3.5281 | 4.8272 | 5.3629 | 5.0482 | 4.6147 | 4.1474 | 3.3908
2038-04-19 | 3.193 | 3.2882 | 3.2429 | 3.0336 | 3.0039 | 3.7777 | 4.178 | 3.8766 | 3.5289 | 2.7833 | 2.327 | 2.1698 | 2.1039 | 2.2496 | 2.4168 | 2.1569 | 2.9437 | 4.3237 | 5.1817 | 5.2943 | 4.8117 | 4.1676 | 3.5099 | 3.1695
2038-04-20 | 3.1838 | 3.0074 | 2.8799 | 2.8885 | 3.0577 | 3.1351 | 3.6342 | 3.8614 | 3.8244 | 3.2332 | 2.312 | 2.0602 | 1.9925 | 1.9618 | 2.1733 | 2.5078 | 2.9903 | 3.8492 | 4.9375 | 5.2866 | 4.7431 | 3.7934 | 3.5372 | 3.1578
2038-04-21 | 2.9345 | 3.0189 | 2.9039 | 2.8274 | 2.8548 | 3.086 | 3.6543 | 3.4153 | 2.6772 | 2.2534 | 2.0371 | 1.6967 | 1.5895 | 1.8427 | 2.0223 | 2.169 | 3.1416 | 4.2129 | 4.8679 | 5.3477 | 4.7828 | 4.0816 | 3.5651 | 3.2404
2038-04-22 | 3.1276 | 3.1992 | 2.9521 | 2.918 | 2.9233 | 3.5235 | 4.108 | 3.5203 | 3.9014 | 3.36 | 3.1116 | 2.8454 | 3.0775 | 2.8854 | 2.7232 | 3.0347 | 4.0676 | 4.5995 | 4.8775 | 5.3832 | 5.0835 | 4.2233 | 4.2462 | 4.0467
2038-04-23 | 3.2986 | 3.0853 | 3.0016 | 2.8875 | 2.8676 | 3.2358 | 3.4002 | 3.5245 | 3.6832 | 3.0002 | 2.373 | 2.1306 | 2.3193 | 2.072 | 1.8085 | 1.85 | 2.8245 | 3.8941 | 4.0333 | 4.4494 | 4.3621 | 3.7844 | 3.6762 | 3.4724
2038-04-24 | 3.2422 | 2.9383 | 2.8454 | 2.8087 | 2.838 | 2.9397 | 3.2626 | 2.8753 | 2.5011 | 2.4126 | 1.8492 | 1.4137 | 1.6271 | 1.3643 | 1.4602 | 1.7722 | 2.5964 | 2.9614 | 4.1244 | 4.8273 | 4.4659 | 3.6589 | 3.6848 | 3.6767
2038-04-25 | 3.0816 | 2.9861 | 3.0256 | 3.0255 | 2.9052 | 2.881 | 2.6667 | 2.5822 | 2.4024 | 2.1366 | 1.7996 | 1.531 | 1.6759 | 1.4333 | 1.2746 | 1.751 | 2.4459 | 3.6366 | 4.3726 | 5.142 | 4.8181 | 3.9429 | 3.564 | 3.4686
2038-04-26 | 3.1358 | 2.8594 | 2.8175 | 2.7576 | 2.8283 | 3.2672 | 4.0138 | 3.2405 | 3.2981 | 3.1258 | 2.9416 | 2.3113 | 2.3375 | 2.2606 | 2.0635 | 2.4693 | 3.2539 | 4.1436 | 4.8312 | 5.3689 | 4.8147 | 4.0414 | 3.6035 | 3.2172
2038-04-27 | 3.1081 | 3.1736 | 2.9064 | 2.82 | 2.8275 | 2.9115 | 3.5806 | 2.9208 | 3.0228 | 2.3488 | 2.2145 | 2.2362 | 1.9751 | 1.9553 | 2.6541 | 2.5468 | 2.7417 | 3.7391 | 4.7784 | 5.1748 | 4.6917 | 3.8449 | 3.4145 | 3.1412
2038-04-28 | 2.9621 | 2.9416 | 2.9847 | 2.8585 | 2.8617 | 3.1584 | 3.7029 | 3.3882 | 3.1622 | 2.659 | 2.2285 | 2.0172 | 2.0296 | 2.2971 | 2.3429 | 2.2876 | 3.003 | 4.1401 | 4.8151 | 5.4111 | 4.871 | 3.7069 | 3.1401 | 2.9397
2038-04-29 | 2.9687 | 2.8919 | 2.6617 | 2.7277 | 2.8324 | 2.7877 | 3.1347 | 3.14 | 3.1489 | 2.6529 | 2.2395 | 2.1328 | 1.997 | 2.259 | 2.422 | 3.0158 | 4.0135 | 4.1852 | 4.8746 | 5.4722 | 5.0411 | 4.0962 | 3.3792 | 3.0539
2038-04-30 | 3.0652 | 2.9398 | 2.8311 | 2.7656 | 2.8195 | 3.0178 | 3.8557 | 3.643 | 3.6406 | 3.7955 | 3.4406 | 2.963 | 2.3813 | 2.3828 | 2.9758 | 3.4785 | 3.3902 | 3.6377 | 4.5525 | 4.9378 | 4.1921 | 4.0053 | 4.058 | 3.1987
2038-05-01 | 2.9125 | 2.9212 | 2.7875 | 2.7825 | 2.8023 | 3.1199 | 2.8455 | 3.1041 | 2.8983 | 2.5471 | 2.4664 | 2.1065 | 2.0837 | 2.2092 | 2.0048 | 1.8727 | 2.2874 | 3.2921 | 4.2454 | 3.865 | 3.5665 | 3.6685 | 3.2347 | 2.8499
2038-05-02 | 2.8176 | 2.9011 | 2.7295 | 2.6463 | 2.7154 | 2.8023 | 2.9139 | 2.5422 | 2.1243 | 2.0703 | 1.7465 | 1.3299 | 1.3877 | 1.655 | 1.8762 | 2.0706 | 2.2703 | 3.0645 | 3.774 | 4.2685 | 4.2248 | 3.7905 | 3.1009 | 2.8704
2038-05-03 | 2.9406 | 2.7899 | 2.7387 | 2.7297 | 2.801 | 3.1756 | 3.5386 | 3.3778 | 3.6161 | 2.5117 | 2.2787 | 2.1722 | 2.0816 | 1.9369 | 2.2334 | 2.4037 | 2.436 | 3.17 | 4.5905 | 4.9057 | 4.4927 | 4.4473 | 4.0984 | 3.139
2038-05-04 | 3.0767 | 3.0579 | 2.82 | 2.824 | 2.8348 | 3.0267 | 3.5526 | 2.599 | 2.3505 | 2.0981 | 1.9003 | 1.6895 | 1.6762 | 1.7874 | 2.0107 | 2.6247 | 3.7318 | 4.208 | 4.6292 | 5.1046 | 4.5744 | 3.8745 | 3.3777 | 3.1188
2038-05-05 | 3.0754 | 2.9078 | 2.7943 | 2.7366 | 2.7944 | 3.0333 | 3.7946 | 4.233 | 4.2311 | 4.0173 | 3.0989 | 3.4106 | 3.2671 | 2.9764 | 3.4367 | 3.399 | 3.7088 | 4.2345 | 5.078 | 5.3868 | 4.5406 | 3.7795 | 4.095 | 3.2655
2038-05-06 | 2.9513 | 3.0597 | 2.7693 | 2.5652 | 2.612 | 2.863 | 3.5111 | 3.1675 | 3.3315 | 3.0169 | 2.3769 | 2.5078 | 3.0318 | 3.2614 | 2.9225 | 3.2793 | 3.5548 | 4.8372 | 5.0327 | 5.21 | 4.9537 | 4.7003 | 4.2121 | 3.4396
2038-05-07 | 3.1226 | 2.9464 | 3.0287 | 3.031 | 3.0153 | 3.4822 | 4.2107 | 4.3799 | 3.6096 | 2.7111 | 3.3763 | 3.4069 | 3.3383 | 2.5105 | 3.0055 | 3.6446 | 3.9641 | 4.1725 | 5.1835 | 5.1162 | 4.5717 | 4.6667 | 4.4539 | 3.6086
2038-05-08 | 3.2128 | 3.0633 | 2.8047 | 2.6687 | 2.6451 | 2.8305 | 2.6953 | 2.547 | 2.2727 | 2.3166 | 2.2364 | 2.0013 | 1.9373 | 1.9688 | 2.0267 | 2.1406 | 2.7828 | 3.7755 | 4.5258 | 4.4132 | 4.2319 | 4.1516 | 3.7422 | 3.1393
2038-05-09 | 2.9445 | 2.9982 | 2.9063 | 2.7899 | 2.8063 | 2.8118 | 2.9321 | 2.7158 | 2.4085 | 1.9871 | 1.7655 | 1.5404 | 1.1323 | 1.292 | 1.3562 | 1.5797 | 2.1241 | 2.9127 | 4.3752 | 4.9338 | 4.4009 | 3.5883 | 3.7042 | 3.1532
2038-05-10 | 2.9398 | 2.8848 | 2.9335 | 2.7772 | 2.842 | 3.2493 | 4.2145 | 3.5304 | 2.6317 | 2.3226 | 1.8695 | 1.7591 | 2.0547 | 1.9194 | 1.8588 | 1.8062 | 2.565 | 3.8175 | 4.4279 | 5.0178 | 4.6873 | 4.1291 | 3.3582 | 3.1622
2038-05-11 | 3.0466 | 2.7941 | 2.5742 | 2.6223 | 2.7995 | 2.8074 | 3.2595 | 3.2063 | 3.6098 | 3.3556 | 2.7683 | 3.5322 | 3.1147 | 3.5673 | 2.8179 | 2.6059 | 3.4033 | 4.2065 | 4.8806 | 5.4778 | 5.0676 | 4.4035 | 3.9538 | 3.844
2038-05-12 | 3.0899 | 2.9458 | 2.8692 | 2.8544 | 2.8342 | 3.1799 | 4.1147 | 3.913 | 3.1168 | 2.5903 | 2.0679 | 1.8093 | 1.7671 | 1.6252 | 1.6636 | 2.1514 | 2.7228 | 3.9122 | 4.9851 | 5.476 | 5.3494 | 4.566 | 3.9408 | 3.3895
2038-05-13 | 3.148 | 3.197 | 2.9369 | 2.845 | 2.8545 | 3.2765 | 4.1932 | 3.5624 | 3.2995 | 2.7857 | 2.5104 | 2.5529 | 2.5929 | 2.2144 | 2.4771 | 2.7081 | 3.4755 | 4.6314 | 5.3787 | 5.518 | 5.3365 | 4.7127 | 4.1738 | 3.6781
2038-05-14 | 3.3158 | 3.1343 | 3.1144 | 3.2168 | 3.292 | 3.4905 | 4.086 | 3.6936 | 3.2848 | 2.7132 | 2.1923 | 1.9653 | 2.1652 | 2.3576 | 2.6517 | 2.9793 | 3.1783 | 3.5653 | 4.6805 | 5.3474 | 4.9453 | 4.279 | 3.9899 | 3.8585
2038-05-15 | 3.194 | 3.037 | 3.1656 | 2.8854 | 2.8446 | 2.9849 | 3.2625 | 3.0366 | 2.2024 | 1.694 | 1.4021 | 1.1877 | 1.1046 | 1.278 | 1.3581 | 1.6276 | 2.3921 | 3.7636 | 4.6024 | 5.0781 | 4.4726 | 3.8284 | 3.7528 | 3.3537
2038-05-16 | 3.2229 | 3.1637 | 2.8832 | 2.8556 | 2.8528 | 2.8806 | 3.0397 | 2.7656 | 2.2845 | 2.0154 | 1.7648 | 1.6408 | 1.6756 | 1.6109 | 1.3881 | 1.7439 | 2.4278 | 3.8206 | 4.6675 | 5.1035 | 4.5167 | 3.9547 | 3.8328 | 3.4637
2038-05-17 | 3.2393 | 3.0172 | 2.8188 | 2.771 | 2.7089 | 2.8981 | 3.3181 | 3.0145 | 3.2395 | 2.8355 | 2.5374 | 2.483 | 2.2246 | 2.0958 | 1.8414 | 2.4322 | 3.9646 | 4.7149 | 5.2319 | 4.9931 | 4.2792 | 3.7128 | 3.9393 | 3.4009
2038-05-18 | 2.9302 | 3.0315 | 2.9509 | 2.8041 | 2.84 | 3.0495 | 3.9481 | 3.8116 | 3.1988 | 3.1268 | 2.5261 | 1.9639 | 1.8254 | 1.8141 | 1.6825 | 2.115 | 3.6319 | 4.665 | 4.8677 | 5.0758 | 4.9145 | 4.3476 | 3.7055 | 3.7108
2038-05-19 | 3.1245 | 2.8978 | 2.8275 | 2.7772 | 2.8756 | 3.0703 | 3.1008 | 2.7073 | 2.5772 | 2.3253 | 2.0918 | 1.9012 | 1.9558 | 1.716 | 1.8618 | 2.1207 | 3.104 | 4.3374 | 5.1053 | 5.5112 | 5.5092 | 4.9736 | 4.1141 | 3.6136
2038-05-20 | 3.2011 | 3.3344 | 3.0202 | 2.7975 | 2.8605 | 3.3008 | 4.1365 | 3.922 | 3.321 | 3.0193 | 2.5209 | 2.5274 | 2.6424 | 2.8286 | 3.3095 | 3.6443 | 4.4712 | 4.8325 | 5.3052 | 5.5137 | 5.1694 | 4.7284 | 3.9822 | 3.4641
2038-05-21 | 3.2761 | 3.1228 | 3.0366 | 2.9383 | 2.8924 | 2.9641 | 3.4006 | 3.6246 | 3.3398 | 2.6316 | 2.0076 | 1.9878 | 1.9773 | 1.6967 | 1.5352 | 2.2726 | 3.0065 | 3.5796 | 4.6325 | 5.0562 | 4.3849 | 4.351 | 4.3854 | 3.7721
2038-05-22 | 3.2513 | 2.8599 | 2.8078 | 2.7798 | 2.8248 | 3.0409 | 2.9124 | 2.6347 | 2.3113 | 1.8963 | 1.5404 | 1.1319 | 1.2625 | 1.4735 | 1.2976 | 1.6905 | 2.5318 | 3.1023 | 3.8628 | 4.749 | 4.282 | 3.8451 | 3.5658 | 3.4719
2038-05-23 | 3.1749 | 2.8862 | 2.8388 | 2.9213 | 2.7387 | 2.5663 | 2.4377 | 2.3086 | 1.9875 | 1.4466 | 1.2418 | 0.95458 | 1.0969 | 1.4065 | 1.3881 | 1.6164 | 2.6348 | 4.0553 | 5.0153 | 5.1427 | 4.7233 | 3.8654 | 3.5289 | 3.1072
2038-05-24 | 3.0735 | 3.0124 | 2.7877 | 2.7695 | 2.7853 | 3.1032 | 3.9258 | 3.6049 | 3.0486 | 2.5524 | 2.2124 | 2.1541 | 2.1187 | 2.5363 | 2.2713 | 2.4701 | 3.7412 | 4.5177 | 4.9242 | 5.2533 | 4.8049 | 3.7948 | 3.5676 | 3.1237
2038-05-25 | 3.1667 | 3.0646 | 2.8121 | 2.8383 | 3.0921 | 3.2606 | 3.6478 | 3.45 | 3.3607 | 2.546 | 2.1403 | 2.3323 | 2.1434 | 2.6424 | 2.1532 | 2.9373 | 3.5761 | 4.1685 | 5.0056 | 5.5027 | 5.102 | 4.2991 | 4.0764 | 3.7645
2038-05-26 | 3.1036 | 2.9464 | 2.902 | 2.9156 | 3.2243 | 3.3827 | 3.817 | 3.6832 | 3.4257 | 2.7857 | 2.7565 | 2.8971 | 2.3444 | 2.2515 | 2.1608 | 2.8973 | 3.3464 | 3.8942 | 4.9832 | 5.4232 | 5.2537 | 4.376 | 4.1554 | 3.9587
2038-05-27 | 3.1859 | 3.0646 | 3.1043 | 2.7478 | 2.7864 | 2.9434 | 3.6324 | 3.2155 | 2.6591 | 2.5021 | 2.1437 | 1.879 | 1.7265 | 1.9221 | 1.9784 | 2.2295 | 3.0789 | 4.0011 | 4.804 | 5.0994 | 4.7324 | 4.119 | 3.9924 | 3.7254
2038-05-28 | 3.3321 | 3.1125 | 2.9617 | 2.8275 | 2.8903 | 2.8933 | 3.0863 | 2.7081 | 2.6086 | 2.2248 | 1.8625 | 1.8942 | 1.8302 | 1.8856 | 1.8031 | 2.3109 | 3.0252 | 4.2679 | 4.5656 | 4.6981 | 4.1387 | 3.8191 | 3.7567 | 3.4659
2038-05-29 | 3.4052 | 3.1204 | 2.8531 | 2.8686 | 3.0035 | 2.8106 | 2.782 | 2.3415 | 2.2535 | 1.9399 | 1.5649 | 1.6905 | 1.5952 | 1.6555 | 1.793 | 2.1571 | 2.8247 | 3.4733 | 4.2708 | 4.8389 | 4.4976 | 3.5979 | 3.8407 | 3.5946
2038-05-30 | 3.0726 | 2.9859 | 3.1119 | 2.869 | 2.8049 | 2.8256 | 2.6283 | 2.9416 | 2.4381 | 2.1586 | 1.9653 | 1.7485 | 2.0203 | 1.8968 | 1.9456 | 2.5211 | 3.0776 | 4.012 | 4.6589 | 4.7643 | 4.3103 | 3.6768 | 3.4492 | 3.1363
2038-05-31 | 3.1537 | 3.0841 | 2.8196 | 2.7854 | 2.9431 | 2.9975 | 2.8069 | 2.6628 | 2.2714 | 1.9602 | 1.7894 | 1.656 | 1.44 | 1.6887 | 1.9679 | 2.5583 | 2.7877 | 3.4968 | 4.77 | 5.2726 | 4.9402 | 4.3347 | 3.7034 | 3.5228
2038-06-01 | 3.2014 | 2.966 | 2.9672 | 3.0501 | 2.9398 | 3.1452 | 3.5142 | 3.9764 | 4.5241 | 4.0467 | 3.6728 | 3.448 | 3.203 | 3.1846 | 3.6932 | 4.4131 | 4.7088 | 4.6787 | 5.3953 | 5.4018 | 4.7143 | 4.9377 | 4.6414 | 3.8184
2038-06-02 | 3.4544 | 3.2858 | 3.2592 | 3.3462 | 3.092 | 3.2969 | 3.9203 | 3.4092 | 2.6017 | 2.2937 | 2.0921 | 2.0455 | 1.852 | 1.8506 | 1.8685 | 2.1082 | 2.7576 | 4.047 | 5.0811 | 5.393 | 5.3408 | 5.0208 | 4.3147 | 3.8436
2038-06-03 | 3.6708 | 3.2867 | 3.1204 | 3.1314 | 3.2035 | 3.2015 | 3.4565 | 3.4294 | 3.4029 | 2.653 | 2.4636 | 2.3378 | 2.1243 | 2.2204 | 2.2513 | 2.6944 | 3.3761 | 3.6383 | 4.8529 | 5.3665 | 5.1532 | 4.376 | 3.9383 | 3.5151
2038-06-04 | 3.4686 | 3.2852 | 3.2222 | 3.1686 | 3.1689 | 3.4229 | 3.7838 | 3.7817 | 3.5928 | 2.6552 | 2.927 | 2.1356 | 2.28 | 2.4545 | 2.7338 | 2.1316 | 2.8132 | 3.926 | 4.0852 | 4.5819 | 4.0513 | 3.9533 | 3.9973 | 3.8853
2038-06-05 | 3.4205 | 3.1431 | 2.9624 | 2.9299 | 2.9561 | 3.0046 | 2.745 | 2.6468 | 2.2887 | 1.7609 | 1.3507 | 0.87691 | 1.1744 | 1.3547 | 1.4555 | 1.5008 | 2.3618 | 3.2391 | 4.1652 | 4.7605 | 4.1165 | 3.7901 | 3.6812 | 3.369
2038-06-06 | 3.5032 | 3.2438 | 3.0299 | 2.9721 | 2.8803 | 2.9645 | 2.7803 | 2.5719 | 2.3089 | 1.9715 | 1.6921 | 1.3456 | 1.321 | 1.3994 | 1.5058 | 1.788 | 2.2986 | 2.9754 | 4.3717 | 5.0704 | 4.8849 | 4.8248 | 4.0275 | 3.7484
2038-06-07 | 3.3635 | 3.1173 | 3.1286 | 3.149 | 2.9564 | 3.0436 | 3.1764 | 3.3899 | 2.9255 | 2.7961 | 2.4413 | 2.1964 | 2.1906 | 2.0693 | 2.0526 | 2.9413 | 4.1736 | 4.2105 | 4.5865 | 5.3611 | 5.1944 | 4.9631 | 4.2638 | 3.914
2038-06-08 | 3.6655 | 3.1854 | 3.0959 | 3.2465 | 3.1199 | 3.2622 | 3.6826 | 3.9901 | 3.9398 | 3.2777 | 2.9975 | 2.9998 | 2.494 | 2.4745 | 2.1389 | 3.2454 | 3.6801 | 4.166 | 4.9929 | 5.3013 | 5.0458 | 4.3345 | 4.0723 | 3.9237
2038-06-09 | 3.2151 | 3.1593 | 3.1107 | 3.0758 | 3.1381 | 3.4662 | 3.7838 | 3.6713 | 2.5482 | 2.1571 | 2.3597 | 2.3963 | 2.3579 | 2.1909 | 1.9324 | 2.1296 | 3.1272 | 3.8438 | 4.7225 | 5.2884 | 5.1001 | 4.8272 | 4.0851 | 3.8181
2038-06-10 | 3.558 | 3.2286 | 3.0928 | 3.125 | 3.0952 | 3.0754 | 3.3577 | 3.156 | 2.9519 | 2.6588 | 2.3449 | 2.5237 | 1.9966 | 2.0396 | 2.2736 | 2.7141 | 3.2964 | 3.9362 | 4.6687 | 5.0367 | 4.8326 | 4.1498 | 3.6815 | 3.2841
2038-06-11 | 3.1297 | 3.0547 | 2.9397 | 2.8925 | 2.8903 | 2.9328 | 3.3385 | 3.7003 | 3.2775 | 2.8835 | 2.5198 | 2.2608 | 2.7321 | 2.7484 | 2.5341 | 2.5386 | 3.2635 | 3.9586 | 4.4957 | 4.8054 | 4.5417 | 4.039 | 3.949 | 3.6088
2038-06-12 | 3.5024 | 3.2498 | 3.065 | 3.0838 | 3.0858 | 2.9484 | 2.8644 | 2.7818 | 2.4477 | 1.9287 | 1.488 | 1.541 | 2.0177 | 1.8082 | 1.7232 | 1.8305 | 2.4517 | 3.2008 | 4.1954 | 4.5093 | 4.4266 | 4.348 | 3.7042 | 3.4332
2038-06-13 | 3.3403 | 3.3248 | 3.0566 | 3.0093 | 2.9155 | 2.869 | 3.0247 | 2.7716 | 2.4734 | 2.1373 | 1.8789 | 1.6258 | 1.6639 | 1.8163 | 1.7715 | 1.8048 | 2.4018 | 2.9369 | 4.2559 | 5.0873 | 4.7882 | 4.2605 | 3.9553 | 3.5319
2038-06-14 | 3.4507 | 3.1269 | 3.0042 | 2.9676 | 2.985 | 2.9748 | 3.0617 | 3.0994 | 2.6828 | 2.4507 | 2.1153 | 1.5569 | 1.4564 | 1.6799 | 1.9574 | 2.2232 | 2.3485 | 3.6805 | 4.4955 | 5.1018 | 5.0407 | 4.352 | 3.7679 | 3.6142
2038-06-15 | 3.388 | 3.0669 | 3.0396 | 3.199 | 2.9586 | 2.9818 | 3.2335 | 3.4177 | 2.7181 | 2.5687 | 2.2718 | 2.0593 | 1.9333 | 2.0991 | 2.0074 | 2.6467 | 3.9427 | 4.5669 | 5.0745 | 5.3793 | 5.3756 | 4.79 | 4.2736 | 3.7594
2038-06-16 | 3.3828 | 3.2464 | 3.3863 | 3.1097 | 3.0425 | 3.1778 | 3.8707 | 4.032 | 3.4041 | 3.1886 | 2.9433 | 2.3562 | 2.239 | 2.941 | 2.6065 | 2.673 | 3.6214 | 4.408 | 4.9612 | 5.3916 | 5.3032 | 4.6765 | 4.3288 | 4.1675
2038-06-17 | 3.9601 | 3.6651 | 3.2891 | 3.1814 | 3.0351 | 3.4964 | 3.3951 | 3.227 | 3.2433 | 2.6888 | 3.7635 | 3.522 | 2.5713 | 2.3151 | 2.7161 | 2.9814 | 3.6082 | 4.4487 | 4.9503 | 5.3856 | 5.2514 | 4.8331 | 3.986 | 3.5408
2038-06-18 | 3.2223 | 3.1463 | 3.1976 | 3.051 | 3.0408 | 3.0462 | 3.8277 | 3.8626 | 3.2307 | 2.6308 | 2.4795 | 2.0959 | 2.2245 | 2.5214 | 1.953 | 2.4196 | 2.9081 | 3.8651 | 4.8241 | 5.0666 | 5.0723 | 4.7957 | 4.258 | 4.0926
2038-06-19 | 3.5687 | 3.1876 | 3.0705 | 3.1719 | 3.0324 | 2.999 | 2.9108 | 2.8568 | 2.6221 | 2.3518 | 2.16 | 2.1407 | 1.9448 | 2.0132 | 1.8249 | 1.9861 | 2.3616 | 3.5473 | 4.5945 | 4.6797 | 4.4983 | 4.1867 | 3.5932 | 3.2767
2038-06-20 | 3.2604 | 3.112 | 2.9868 | 2.9588 | 3.0541 | 2.9486 | 2.6932 | 2.7942 | 2.2299 | 1.7993 | 1.5208 | 1.3278 | 1.5672 | 1.6937 | 2.1088 | 1.9585 | 2.2946 | 2.8698 | 3.9175 | 4.4776 | 4.5719 | 3.7812 | 3.4481 | 3.2183
2038-06-21 | 3.2121 | 3.0169 | 2.8691 | 2.7967 | 2.936 | 3.0493 | 3.1323 | 3.2898 | 3.2662 | 2.581 | 2.3223 | 2.1871 | 2.1348 | 2.2256 | 1.8233 | 2.546 | 3.5513 | 3.8792 | 4.7215 | 5.1526 | 5.4217 | 5.0711 | 4.6554 | 4.1163
2038-06-22 | 3.4935 | 3.1261 | 3.0928 | 3.0451 | 3.0811 | 3.2076 | 3.2616 | 3.7398 | 3.2763 | 2.9122 | 2.6725 | 2.5592 | 2.4736 | 1.9815 | 1.9176 | 2.5676 | 2.8902 | 3.9096 | 4.8678 | 5.3313 | 5.3887 | 4.8204 | 4.9732 | 4.706
2038-06-23 | 4.5055 | 3.9342 | 3.5543 | 3.5293 | 3.6688 | 3.7781 | 3.1154 | 3.1841 | 3.3518 | 2.8247 | 2.2728 | 2.383 | 2.215 | 2.1274 | 1.9893 | 2.0946 | 2.9709 | 4.491 | 5.049 | 5.399 | 5.3278 | 5.0881 | 4.4128 | 3.8089
2038-06-24 | 4.7059 | 4.6627 | 4.147 | 3.9513 | 3.7381 | 4.4116 | 3.2231 | 3.2816 | 3.3183 | 2.6632 | 2.3666 | 2.1663 | 2.0183 | 1.9958 | 2.0758 | 2.4599 | 2.8736 | 3.6724 | 4.6252 | 5.1517 | 5.0837 | 4.686 | 4.725 | 4.9026
2038-06-25 | 4.6299 | 3.8592 | 3.6673 | 3.7129 | 3.9951 | 3.7686 | 3.2366 | 3.5539 | 3.4743 | 3.0355 | 2.812 | 2.4172 | 2.362 | 2.2024 | 2.0654 | 2.6945 | 2.8483 | 3.5621 | 4.2512 | 4.6351 | 4.5818 | 4.6385 | 4.1773 | 3.6648
2038-06-26 | 3.2974 | 3.4318 | 3.2732 | 3.0512 | 2.9347 | 3.0079 | 2.8137 | 2.7187 | 2.1386 | 1.6869 | 1.4835 | 1.1157 | 1.3269 | 1.4963 | 1.1906 | 1.6093 | 2.3337 | 2.8742 | 3.7715 | 4.3909 | 4.3486 | 4.1783 | 4.3094 | 4.3163
2038-06-27 | 4.4047 | 3.9753 | 3.61 | 3.4901 | 3.4575 | 3.7028 | 2.7171 | 2.7568 | 2.6449 | 2.2895 | 1.9798 | 2.0165 | 1.9249 | 1.8782 | 1.7353 | 1.6706 | 2.2282 | 3.0982 | 4.1035 | 4.8342 | 4.7168 | 4.1199 | 4.4349 | 4.7213
2038-06-28 | 3.6653 | 3.0733 | 2.97 | 2.9521 | 2.9322 | 3.314 | 3.1736 | 3.4744 | 3.6965 | 3.0711 | 2.4674 | 2.4953 | 2.7626 | 2.1757 | 2.3689 | 2.4299 | 3.0638 | 4.366 | 5.2505 | 5.4222 | 5.277 | 4.8412 | 4.9376 | 5.0424
2038-06-29 | 4.5559 | 4.004 | 4.0961 | 4.0702 | 3.7982 | 4.2024 | 3.8757 | 4.26 | 3.786 | 2.9625 | 2.638 | 2.5656 | 2.5619 | 2.5902 | 2.4321 | 2.4762 | 1.6945 | 2.8359 | 3.5549 | 4.7702 | 5.3944 | 4.6593 | 4.1915 | 3.401
2038-06-30 | 3.1129 | 3.008 | 2.9218 | 2.8687 | 2.877 | 2.9949 | 3.0251 | 3.0631 | 2.6833 | 2.4399 | 2.2107 | 2.0418 | 2.0574 | 2.1299 | 2.0945 | 2.4061 | 3.4847 | 4.2923 | 5.2199 | 5.3655 | 5.3305 | 5.2064 | 4.9806 | 4.2636
2038-07-01 | 3.5418 | 3.3058 | 3.203 | 3.1541 | 3.1732 | 3.248 | 3.4576 | 4.0836 | 3.5195 | 3.0362 | 2.9178 | 2.9124 | 2.7084 | 2.4693 | 2.7922 | 3.4399 | 3.3465 | 3.8934 | 4.6847 | 5.2377 | 5.0706 | 4.6308 | 4.4164 | 3.5885
2038-07-02 | 3.2152 | 3.094 | 3.0128 | 3.0149 | 3.0725 | 2.888 | 2.9811 | 3.0312 | 2.7498 | 2.4511 | 1.9792 | 2.0494 | 2.1846 | 2.1157 | 2.3067 | 2.478 | 2.9475 | 3.4439 | 4.0369 | 4.6474 | 4.7305 | 4.4121 | 4.0697 | 3.4281
2038-07-03 | 3.2692 | 3.2366 | 2.988 | 2.9521 | 2.8677 | 2.9351 | 2.9947 | 2.6666 | 2.338 | 2.0688 | 1.8764 | 1.5041 | 1.6968 | 1.9208 | 1.7867 | 1.6767 | 2.0683 | 3.0304 | 3.8095 | 4.1783 | 4.273 | 3.8582 | 3.5367 | 3.2059
2038-07-04 | 3.2493 | 3.1686 | 2.9957 | 2.9538 | 2.8834 | 2.9911 | 2.6878 | 2.6358 | 2.4969 | 2.2488 | 2.0424 | 1.6241 | 1.8205 | 1.6982 | 1.9637 | 1.8211 | 2.262 | 2.9087 | 4.0134 | 4.2691 | 4.0976 | 3.6642 | 3.7111 | 3.2396
2038-07-05 | 3.0121 | 2.9893 | 3.0226 | 2.859 | 2.9068 | 2.9773 | 3.2055 | 3.3671 | 3.0964 | 2.6867 | 2.3198 | 2.1437 | 1.9038 | 2.2086 | 2.4725 | 2.6321 | 3.5271 | 4.6674 | 5.0947 | 5.4816 | 5.3258 | 5.0339 | 4.114 | 3.5038
2038-07-06 | 3.3991 | 3.3548 | 3.2132 | 3.139 | 3.091 | 3.2824 | 3.2887 | 3.428 | 3.5635 | 2.9921 | 2.3534 | 2.046 | 2.2713 | 2.3717 | 2.3392 | 2.3646 | 2.9797 | 3.8959 | 4.5966 | 5.1017 | 5.1407 | 5.6064 | 5.0037 | 4.542
2038-07-07 | 4.1468 | 4.3072 | 3.5809 | 3.5596 | 3.3384 | 3.4087 | 3.604 | 3.0377 | 2.6546 | 2.1518 | 1.9638 | 1.8258 | 1.9189 | 1.8249 | 1.837 | 1.9333 | 3.0157 | 3.8889 | 4.1974 | 4.4817 | 4.4554 | 5.1213 | 5.3002 | 4.7431
2038-07-08 | 4.5698 | 4.064 | 3.6065 | 3.6224 | 3.6182 | 4.2531 | 3.8902 | 3.2571 | 2.9658 | 2.4695 | 2.2216 | 2.0764 | 2.1244 | 2.0825 | 2.5087 | 2.2924 | 3.1873 | 4.414 | 5.2312 | 5.527 | 5.3634 | 5.3446 | 5.2375 | 4.8353
2038-07-09 | 4.6401 | 4.2914 | 3.8042 | 3.8546 | 3.8724 | 3.7166 | 3.938 | 3.7689 | 3.4932 | 3.0109 | 2.2385 | 2.1153 | 2.0142 | 2.0534 | 1.8371 | 2.286 | 3.1114 | 3.7418 | 3.8163 | 4.8524 | 4.7622 | 5.5667 | 5.2541 | 4.8465
2038-07-10 | 4.3901 | 3.981 | 3.4875 | 3.475 | 3.6916 | 3.5029 | 3.0662 | 2.964 | 2.6943 | 2.5068 | 2.2994 | 2.1971 | 2.2971 | 2.1275 | 1.832 | 2.116 | 2.5207 | 2.7923 | 3.8391 | 4.2001 | 4.112 | 3.6147 | 3.2696 | 3.139
2038-07-11 | 3.1088 | 3.1172 | 2.951 | 2.925 | 2.8187 | 2.9277 | 2.6373 | 2.4776 | 2.2104 | 1.8971 | 1.6236 | 1.8601 | 1.6489 | 1.5015 | 1.8916 | 1.8018 | 2.2322 | 2.89 | 3.8491 | 4.6427 | 4.1037 | 3.9015 | 3.6414 | 3.1174
2038-07-12 | 3.0078 | 3.0047 | 2.9347 | 2.8676 | 2.9784 | 3.0778 | 2.9614 | 3.1118 | 2.8068 | 2.4089 | 1.9795 | 1.716 | 1.7561 | 1.9914 | 2.2141 | 2.3335 | 2.8251 | 4.2456 | 5.0895 | 5.5049 | 5.313 | 5.5146 | 5.2647 | 5.2049
2038-07-13 | 4.6556 | 4.1644 | 3.3948 | 3.3642 | 3.3399 | 3.5737 | 4.3038 | 3.6785 | 3.1204 | 2.4825 | 2.5495 | 2.4535 | 1.9795 | 2.5712 | 3.1084 | 2.6634 | 2.9203 | 4.2619 | 4.6644 | 5.2262 | 5.0363 | 5.6301 | 5.0871 | 4.5084
2038-07-14 | 4.0417 | 4.0791 | 3.8013 | 3.5516 | 3.3691 | 3.7832 | 3.7387 | 3.2142 | 2.7022 | 2.4087 | 2.1838 | 2.0493 | 2.0235 | 2.2969 | 2.5927 | 2.7178 | 2.7963 | 3.3399 | 4.3005 | 5.3321 | 5.2198 | 5.6008 | 5.4702 | 4.6289
2038-07-15 | 4.6514 | 4.3849 | 3.8175 | 3.7073 | 3.8751 | 4.0979 | 4.0033 | 3.4045 | 3.3278 | 2.8972 | 2.5195 | 2.5782 | 3.1453 | 2.7017 | 2.2469 | 2.4596 | 2.9187 | 4.1013 | 4.7353 | 5.28 | 5.0469 | 5.4365 | 5.3513 | 4.7162
2038-07-16 | 4.4255 | 4.5367 | 3.9147 | 3.5842 | 3.2676 | 3.4977 | 3.3279 | 3.0089 | 2.9041 | 2.7247 | 2.6668 | 2.4046 | 2.3682 | 2.3033 | 2.4086 | 2.5692 | 3.2232 | 3.6733 | 4.3665 | 5.0924 | 4.4308 | 5.3144 | 5.7108 | 4.9546
2038-07-17 | 4.3867 | 4.301 | 3.8049 | 3.5856 | 3.6812 | 3.709 | 3.3062 | 2.9182 | 2.6446 | 2.2887 | 2.0252 | 1.7834 | 1.7891 | 2.0065 | 2.2264 | 2.2443 | 2.6328 | 2.866 | 3.4426 | 4.4412 | 4.6611 | 5.2458 | 5.5495 | 4.9862
2038-07-18 | 3.4173 | 3.142 | 3.2886 | 3.0759 | 2.9141 | 2.9135 | 3.0024 | 2.8388 | 2.4433 | 2.2978 | 2.1054 | 1.3971 | 1.4644 | 1.6072 | 1.8583 | 2.0163 | 2.5807 | 3.3857 | 4.2512 | 4.8887 | 4.2918 | 3.7059 | 3.9376 | 3.5481
2038-07-19 | 3.3016 | 3.0239 | 3.0109 | 3.1161 | 3.0378 | 3.0412 | 3.1799 | 3.8672 | 3.537 | 2.6465 | 2.266 | 2.2582 | 2.278 | 2.1151 | 2.3837 | 2.4277 | 2.8767 | 4.0204 | 5.0242 | 5.5655 | 5.3946 | 5.5959 | 5.4696 | 5.1211
2038-07-20 | 4.7836 | 4.0647 | 4.2076 | 4.3713 | 3.7117 | 4.0159 | 4.3739 | 3.9691 | 3.469 | 3.2558 | 2.4243 | 2.2814 | 2.5285 | 2.6396 | 2.8549 | 2.5982 | 3.6323 | 4.4915 | 4.922 | 5.5044 | 5.3445 | 5.4972 | 5.4229 | 4.8186
2038-07-21 | 4.2256 | 4.473 | 4.1048 | 3.8796 | 3.6353 | 4.204 | 4.5535 | 3.3705 | 3.5404 | 2.7078 | 2.3964 | 2.3768 | 2.1826 | 2.2882 | 2.8484 | 3.0746 | 3.6871 | 4.3853 | 4.9953 | 5.5113 | 5.1696 | 5.1317 | 5.0886 | 4.7002
2038-07-22 | 4.8411 | 4.5415 | 3.96 | 3.8307 | 3.8736 | 3.7936 | 3.9439 | 3.378 | 3.0953 | 2.6744 | 2.2556 | 2.1957 | 2.0708 | 1.8819 | 2.1766 | 2.6959 | 2.8968 | 3.7638 | 4.4836 | 5.0575 | 5.1135 | 5.1867 | 5.692 | 5.1249
2038-07-23 | 4.1733 | 3.742 | 3.9035 | 4.1287 | 3.4658 | 3.7619 | 4.6973 | 3.7994 | 3.45 | 3.3471 | 2.7476 | 2.4262 | 2.4244 | 2.6152 | 2.6557 | 2.7159 | 3.4041 | 3.5545 | 3.4952 | 4.3323 | 4.4207 | 4.9127 | 5.0361 | 5.0217
2038-07-24 | 4.2755 | 3.6787 | 3.9583 | 3.5775 | 3.2638 | 3.6144 | 3.8954 | 3.0062 | 2.3195 | 1.9183 | 1.512 | 1.1428 | 1.1872 | 1.6034 | 1.9605 | 1.9638 | 2.3101 | 2.9722 | 3.5124 | 3.8025 | 4.1922 | 4.8954 | 4.7551 | 5.0371
2038-07-25 | 3.7207 | 3.3765 | 3.1955 | 3.123 | 2.998 | 3.0201 | 3.1423 | 2.7272 | 2.3951 | 2.1894 | 1.8572 | 1.8044 | 1.679 | 1.7952 | 2.0562 | 2.4298 | 2.7192 | 3.5662 | 4.7879 | 5.2312 | 4.6589 | 4.5927 | 4.8657 | 4.4147
2038-07-26 | 3.2503 | 2.9958 | 3.0242 | 3.1192 | 3.0127 | 3.0533 | 3.0475 | 3.4285 | 2.7985 | 2.3972 | 2.4155 | 2.229 | 2.1713 | 2.2856 | 2.1988 | 2.2943 | 3.8642 | 4.9361 | 5.4318 | 5.5701 | 5.1221 | 5.6051 | 5.5274 | 5.5765
2038-07-27 | 4.9088 | 4.5294 | 4.0303 | 3.8967 | 3.6564 | 4.421 | 4.5087 | 3.5542 | 3.7905 | 3.1213 | 2.4861 | 2.1133 | 2.2222 | 2.207 | 2.2753 | 2.671 | 3.4763 | 4.1195 | 4.8931 | 5.4764 | 4.673 | 5.2112 | 5.5377 | 4.7358
2038-07-28 | 3.7706 | 3.558 | 3.8948 | 4.1781 | 3.5083 | 3.9181 | 4.7662 | 3.8476 | 3.1861 | 2.82 | 2.2464 | 2.3257 | 2.9168 | 2.8436 | 2.6307 | 2.5701 | 3.1416 | 4.2328 | 4.9771 | 5.5171 | 5.4271 | 5.3853 | 5.2751 | 4.781
2038-07-29 | 4.7021 | 4.4334 | 3.8893 | 3.9989 | 3.8943 | 3.8992 | 4.1989 | 3.9333 | 3.311 | 2.7007 | 2.5608 | 2.609 | 2.2533 | 2.1349 | 2.2985 | 2.4525 | 3.3041 | 3.6711 | 4.896 | 5.5371 | 5.5076 | 5.6158 | 5.6088 | 4.9621
2038-07-30 | 4.7467 | 4.6329 | 3.9869 | 3.7341 | 3.9795 | 4.3052 | 4.0904 | 3.6771 | 4.236 | 3.0923 | 2.8066 | 2.5029 | 2.3536 | 2.2706 | 2.0885 | 2.8553 | 3.3116 | 4.2563 | 4.8193 | 5.543 | 5.3239 | 5.6383 | 5.6762 | 4.8811
2038-07-31 | 4.5837 | 4.8784 | 4.6742 | 4.0917 | 3.5229 | 3.9826 | 4.0053 | 2.9009 | 2.5474 | 2.3076 | 1.9041 | 1.7308 | 1.8968 | 1.7177 | 1.6267 | 2.0566 | 2.4795 | 3.0101 | 3.6592 | 4.6721 | 4.4625 | 4.9839 | 4.8726 | 4.9449
2038-08-01 | 4.3734 | 3.7915 | 3.6043 | 3.4882 | 3.126 | 3.021 | 3.2674 | 2.7251 | 2.2229 | 1.9959 | 1.8605 | 1.6301 | 1.6882 | 1.805 | 1.6812 | 1.8249 | 2.5574 | 3.2155 | 4.1506 | 5.0318 | 4.6467 | 3.6898 | 3.4599 | 3.4473
2038-08-02 | 3.3827 | 3.1973 | 3.3052 | 3.9971 | 3.568 | 3.6137 | 3.5652 | 3.4654 | 3.1013 | 3.0011 | 2.7041 | 2.3728 | 2.2728 | 2.6872 | 3.0368 | 3.3389 | 3.8136 | 4.918 | 5.2716 | 5.6751 | 5.6277 | 5.7725 | 5.5542 | 5.3642
2038-08-03 | 5.0637 | 4.5758 | 4.1235 | 4.272 | 4.3226 | 4.3439 | 4.6553 | 3.76 | 3.864 | 3.2912 | 3.0168 | 2.6972 | 2.3081 | 2.3188 | 2.4525 | 2.8583 | 3.7225 | 4.2934 | 5.2982 | 5.7049 | 5.5749 | 5.7877 | 5.5198 | 5.227
2038-08-04 | 4.9683 | 4.2736 | 4.0469 | 4.1831 | 4.0091 | 4.118 | 4.4553 | 3.9482 | 3.4733 | 2.6214 | 2.6441 | 2.3338 | 2.1239 | 1.9591 | 1.9918 | 2.4376 | 3.0835 | 4.1957 | 4.963 | 5.5818 | 5.3469 | 5.5313 | 5.3655 | 5.111
2038-08-05 | 5.1973 | 4.8623 | 4.1146 | 3.8889 | 3.9007 | 4.5305 | 4.6987 | 4.5785 | 4.3503 | 3.5364 | 3.3623 | 2.8699 | 2.5073 | 2.3759 | 2.3189 | 2.8832 | 3.2959 | 3.7088 | 4.8689 | 5.3317 | 4.6999 | 5.3373 | 4.9876 | 4.7136
2038-08-06 | 4.5898 | 4.5613 | 3.9105 | 3.5623 | 3.5511 | 3.5394 | 3.692 | 3.2839 | 3.1659 | 2.7515 | 2.2866 | 2.1726 | 2.3253 | 2.3257 | 2.5145 | 2.8569 | 3.4287 | 3.6943 | 3.9935 | 4.5113 | 3.758 | 4.3773 | 4.8348 | 4.7564
2038-08-07 | 4.0842 | 3.434 | 3.114 | 3.1381 | 2.9764 | 2.9342 | 3.0042 | 3.0116 | 2.6274 | 1.9329 | 1.8834 | 1.8231 | 1.8039 | 1.9617 | 1.9502 | 2.1482 | 2.8721 | 3.4801 | 4.276 | 4.8737 | 4.4744 | 4.3588 | 4.8746 | 4.6846
2038-08-08 | 4.0838 | 3.3266 | 3.2102 | 3.1798 | 2.8622 | 2.9263 | 2.8917 | 2.8794 | 2.6038 | 2.1514 | 1.9643 | 1.9436 | 1.8757 | 1.9793 | 1.9413 | 1.9034 | 2.5285 | 3.27 | 4.059 | 5.2036 | 4.9086 | 4.1259 | 3.3892 | 3.2191
2038-08-09 | 3.1607 | 3.1561 | 3.0007 | 3.0396 | 3.4045 | 3.8975 | 3.7319 | 3.2005 | 3.1185 | 2.6462 | 2.7575 | 2.383 | 2.3841 | 2.1139 | 2.1422 | 2.4916 | 3.2783 | 4.2611 | 4.7395 | 5.4792 | 4.8495 | 5.0828 | 4.982 | 4.9305
2038-08-10 | 4.4108 | 4.2449 | 3.7781 | 3.9285 | 3.8474 | 3.9105 | 4.2051 | 3.5968 | 3.2375 | 2.7437 | 2.3121 | 2.4179 | 2.2938 | 2.3172 | 2.6511 | 2.7679 | 3.3314 | 3.876 | 4.9961 | 5.6075 | 5.0394 | 5.6308 | 5.6558 | 4.4951
2038-08-11 | 3.8871 | 4.2405 | 3.867 | 3.5623 | 3.486 | 4.2251 | 4.3598 | 3.3451 | 3.3305 | 2.6968 | 2.5768 | 2.3944 | 2.3077 | 2.3078 | 2.4399 | 2.8236 | 4.0716 | 3.979 | 4.9627 | 5.643 | 5.3082 | 5.6368 | 5.643 | 5.1676
2038-08-12 | 4.5122 | 4.3016 | 4.1576 | 4.5329 | 4.3104 | 4.2582 | 4.6156 | 3.9428 | 3.5563 | 3.0492 | 2.8134 | 2.7434 | 3.0893 | 3.5777 | 3.7482 | 3.6077 | 4.7622 | 5.0926 | 5.599 | 5.7166 | 5.0417 | 5.3096 | 5.5536 | 4.2742
2038-08-13 | 3.8716 | 4.2109 | 3.9154 | 3.9779 | 3.7918 | 4.78 | 4.8044 | 3.7424 | 3.4366 | 2.8704 | 2.7443 | 2.84 | 2.4126 | 2.5036 | 2.5591 | 2.6086 | 3.0685 | 4.1453 | 4.9978 | 5.2554 | 4.9102 | 5.2765 | 5.074 | 4.7914
2038-08-14 | 4.4294 | 4.2506 | 3.6984 | 3.7529 | 3.3581 | 3.1463 | 3.2544 | 2.9454 | 2.7165 | 2.3173 | 1.8539 | 1.7217 | 1.8935 | 1.9826 | 2.0258 | 2.3516 | 2.9559 | 3.7263 | 4.5225 | 5.6028 | 5.1906 | 5.4614 | 4.8627 | 4.5442
2038-08-15 | 3.824 | 3.2831 | 3.1983 | 3.2812 | 3.1412 | 3.1573 | 3.1193 | 2.9188 | 2.6147 | 2.0733 | 1.7242 | 1.8874 | 1.8277 | 1.7582 | 2.0142 | 2.0852 | 2.521 | 3.4891 | 4.3912 | 5.1628 | 4.9586 | 3.8484 | 3.5975 | 3.5241
2038-08-16 | 3.2396 | 3.4166 | 3.4884 | 3.5211 | 3.0372 | 3.2074 | 3.5264 | 3.5506 | 3.1135 | 2.5885 | 2.7262 | 2.6282 | 2.3966 | 2.511 | 2.6561 | 3.218 | 3.8799 | 4.6624 | 5.4785 | 5.6694 | 5.3806 | 5.3072 | 5.1732 | 4.746
2038-08-17 | 4.8362 | 4.3224 | 3.9053 | 4.081 | 4.0022 | 4.1014 | 4.8687 | 3.8346 | 3.6849 | 2.9847 | 2.4736 | 2.6898 | 2.9152 | 2.8374 | 2.4933 | 2.8984 | 3.6882 | 4.2396 | 5.0929 | 5.6614 | 5.114 | 5.0244 | 5.2742 | 4.972
2038-08-18 | 3.9908 | 3.9522 | 4.1137 | 3.7531 | 3.7601 | 4.5325 | 4.5057 | 3.563 | 3.504 | 2.7829 | 2.2645 | 1.9841 | 2.1873 | 2.1707 | 2.2361 | 2.7773 | 3.7076 | 4.6073 | 5.3188 | 5.6695 | 5.5127 | 5.6516 | 5.165 | 4.63
2038-08-19 | 4.4978 | 4.5093 | 3.9656 | 3.7791 | 4.0113 | 4.0891 | 3.8141 | 3.4818 | 3.3999 | 2.9781 | 2.8625 | 3.2677 | 3.1422 | 2.5903 | 2.5654 | 2.8333 | 3.7093 | 4.6872 | 5.4168 | 5.506 | 4.8786 | 5.6568 | 5.8559 | 5.6704
2038-08-20 | 4.7356 | 4.666 | 4.9124 | 4.4855 | 4.2281 | 4.885 | 4.3135 | 3.1761 | 2.9511 | 2.5601 | 2.4461 | 2.3684 | 2.1791 | 2.3961 | 2.3835 | 2.4616 | 3.8882 | 4.8902 | 5.3861 | 5.6169 | 5.3295 | 5.7063 | 5.6458 | 5.3067
2038-08-21 | 5.258 | 4.7739 | 4.3306 | 3.8507 | 3.7681 | 4.449 | 3.884 | 3.0475 | 2.8989 | 2.669 | 2.3749 | 2.3509 | 2.6005 | 2.5447 | 2.5697 | 2.9883 | 3.3037 | 3.9434 | 4.6927 | 4.5563 | 4.4943 | 5.3549 | 5.2648 | 4.4746
2038-08-22 | 3.9691 | 3.4962 | 3.5132 | 3.4637 | 3.1242 | 2.9819 | 2.9832 | 3.0878 | 2.8192 | 2.5109 | 2.0266 | 2.0064 | 2.1502 | 2.4282 | 2.517 | 2.6699 | 3.2418 | 3.943 | 4.8297 | 5.6019 | 5.3168 | 4.9872 | 4.7795 | 4.381
2038-08-23 | 4.1739 | 3.9968 | 3.2754 | 3.3142 | 3.368 | 3.7949 | 3.7972 | 3.8303 | 3.8778 | 3.6895 | 3.4897 | 2.9444 | 2.9098 | 2.8599 | 2.9144 | 3.5305 | 4.3239 | 4.8063 | 5.3859 | 5.4796 | 5.1967 | 5.7214 | 5.2513 | 5.0771
2038-08-24 | 5.0968 | 4.5554 | 4.3173 | 4.746 | 3.9402 | 4.4159 | 5.1363 | 4.4029 | 3.9699 | 2.5288 | 2.2559 | 2.3337 | 2.5011 | 2.7494 | 2.9038 | 3.2408 | 3.6931 | 4.5154 | 4.9645 | 5.6815 | 4.8642 | 5.0606 | 5.2219 | 4.9179
2038-08-25 | 4.6157 | 4.4023 | 3.905 | 3.8496 | 3.9203 | 4.3662 | 4.9456 | 4.0485 | 2.9945 | 2.8448 | 2.4811 | 2.165 | 2.1264 | 2.5136 | 2.9058 | 2.7252 | 3.8312 | 4.7634 | 4.4822 | 4.8869 | 4.9511 | 5.2821 | 5.1552 | 4.8509
2038-08-26 | 4.7914 | 3.9832 | 4.0402 | 4.3993 | 4.042 | 3.9901 | 4.615 | 4.1663 | 3.3006 | 3.2138 | 3.2119 | 3.9638 | 3.6992 | 2.914 | 3.3331 | 3.4115 | 3.9877 | 3.8883 | 4.2457 | 4.4205 | 3.6945 | 3.5305 | 3.4551 | 3.3219
2038-08-27 | 2.9473 | 2.8597 | 2.9635 | 2.7838 | 2.782 | 2.594 | 2.2905 | 2.4727 | 2.8218 | 2.4628 | 2.2316 | 2.296 | 2.124 | 1.9137 | 2.1491 | 2.7418 | 3.4498 | 4.0611 | 4.0624 | 3.6317 | 3.4118 | 3.4047 | 3.6458 | 3.3226
2038-08-28 | 3.0341 | 2.8273 | 2.7316 | 2.8215 | 2.649 | 2.7154 | 2.8647 | 2.7293 | 2.4949 | 1.9639 | 2.1474 | 2.1861 | 1.8134 | 2.2413 | 2.1204 | 2.079 | 2.867 | 3.726 | 3.9562 | 3.905 | 3.3814 | 3.2417 | 3.3684 | 3.3138
2038-08-29 | 3.0751 | 2.9308 | 2.8805 | 2.878 | 3.0987 | 3.0423 | 3.1684 | 2.6826 | 2.6548 | 2.2537 | 1.9551 | 1.575 | 1.7712 | 1.8212 | 1.9267 | 2.2905 | 2.6504 | 3.5462 | 4.5247 | 4.6402 | 4.109 | 3.4497 | 3.3814 | 3.207
2038-08-30 | 3.2155 | 3.0503 | 2.9074 | 2.8546 | 2.9239 | 3.1562 | 3.1271 | 3.0351 | 3.1062 | 2.7604 | 2.6514 | 3.025 | 2.714 | 2.4448 | 2.8208 | 2.8198 | 3.289 | 3.7911 | 5.2774 | 5.6789 | 5.0988 | 5.2239 | 5.4697 | 4.3689
2038-08-31 | 3.8949 | 3.8403 | 3.9272 | 4.1611 | 3.5927 | 3.9015 | 4.5316 | 3.56 | 3.4759 | 2.6062 | 2.3747 | 2.381 | 2.2225 | 2.4183 | 2.7136 | 2.6907 | 3.362 | 4.5561 | 5.4443 | 5.6515 | 5.2866 | 5.7941 | 5.2911 | 4.4068
2038-09-01 | 4.6791 | 4.0707 | 3.7595 | 3.6649 | 3.8398 | 3.9028 | 4.1154 | 3.4973 | 3.3797 | 2.772 | 2.527 | 2.11 | 2.3143 | 2.4217 | 2.0174 | 2.533 | 3.6006 | 4.0736 | 4.8503 | 5.3872 | 4.9691 | 4.856 | 4.7219 | 4.6123
2038-09-02 | 3.9544 | 3.9161 | 3.8784 | 3.8277 | 3.7064 | 4.4085 | 4.4866 | 3.4813 | 3.0754 | 2.6877 | 2.3159 | 2.6684 | 3.0016 | 2.8063 | 2.5513 | 2.6298 | 3.3216 | 3.744 | 4.8896 | 5.3496 | 4.7467 | 4.7176 | 4.8099 | 4.895
2038-09-03 | 4.1039 | 3.8207 | 3.8666 | 4.0018 | 3.6891 | 3.6994 | 4.0121 | 3.064 | 2.9339 | 2.6618 | 2.4352 | 1.9709 | 2.2083 | 2.5765 | 2.3898 | 2.6569 | 2.9153 | 3.7166 | 4.4933 | 4.6538 | 4.0186 | 4.7327 | 4.8852 | 4.1335
2038-09-04 | 3.7842 | 3.6995 | 3.7167 | 3.348 | 3.364 | 3.1841 | 3.3225 | 2.7733 | 2.1531 | 1.963 | 1.5326 | 1.2263 | 1.3765 | 1.7033 | 1.7207 | 1.9006 | 2.8421 | 3.8049 | 4.1615 | 4.0788 | 4.1307 | 3.8761 | 3.8306 | 3.7767
2038-09-05 | 3.4626 | 3.2505 | 3.1923 | 3.2266 | 3.0779 | 2.8635 | 2.9348 | 2.5662 | 2.4091 | 2.0591 | 1.7955 | 1.4496 | 1.2345 | 1.2532 | 1.3634 | 1.9254 | 2.5623 | 3.3906 | 4.2541 | 4.6378 | 4.1358 | 4.3433 | 4.2561 | 3.9073
2038-09-06 | 3.8789 | 3.5802 | 2.9933 | 2.9738 | 3.2094 | 3.2406 | 3.2043 | 3.2684 | 3.0466 | 2.5602 | 2.3576 | 2.0961 | 1.9766 | 2.0618 | 2.1714 | 2.7633 | 3.3169 | 4.3497 | 5.1377 | 5.2689 | 4.8564 | 4.2666 | 3.9098 | 3.7044
2038-09-07 | 3.7546 | 3.4523 | 3.2931 | 3.5505 | 3.4278 | 3.4237 | 3.9638 | 3.7012 | 3.4246 | 2.8196 | 2.2925 | 2.1984 | 2.5388 | 2.4351 | 2.6467 | 3.0538 | 4.3234 | 5.28 | 5.7178 | 5.7583 | 5.3607 | 5.5673 | 5.2543 | 5.2473
2038-09-08 | 4.8157 | 4.1358 | 4.1355 | 4.3743 | 4.1236 | 4.2821 | 4.6924 | 4.2096 | 3.8303 | 3.216 | 2.7658 | 2.528 | 2.4791 | 2.8866 | 2.5196 | 2.5594 | 3.828 | 4.814 | 5.3572 | 5.6461 | 5.1844 | 5.1836 | 5.0359 | 4.9833
2038-09-09 | 4.7678 | 4.2079 | 4.181 | 4.4368 | 3.8358 | 3.9439 | 4.3347 | 3.7337 | 3.2202 | 2.7834 | 2.3337 | 2.2584 | 2.3719 | 2.7772 | 3.2786 | 3.0151 | 4.1277 | 4.9651 | 5.5082 | 5.7367 | 5.3613 | 5.5018 | 5.4341 | 4.7153
2038-09-10 | 4.5177 | 4.5778 | 4.2411 | 4.1904 | 4.2838 | 5.0028 | 5.0621 | 3.9496 | 3.8969 | 2.9451 | 2.4316 | 2.0979 | 2.3338 | 2.2404 | 2.1139 | 2.7262 | 3.6219 | 4.0285 | 4.8843 | 5.2653 | 4.545 | 5.0917 | 5.4815 | 4.9292
2038-09-11 | 4.2185 | 3.9643 | 4.13 | 3.6695 | 3.5184 | 3.569 | 3.3935 | 3.0746 | 2.7596 | 2.3327 | 2.1185 | 2.2189 | 2.3844 | 2.3571 | 2.4007 | 2.6943 | 3.2444 | 4.0536 | 4.7641 | 4.6263 | 4.6208 | 4.7489 | 5.0487 | 4.2757
2038-09-12 | 4.0704 | 3.8163 | 3.3635 | 3.1308 | 2.9211 | 2.9893 | 3.232 | 2.7285 | 2.3725 | 2.1144 | 1.7001 | 1.3842 | 1.6536 | 1.8059 | 2.3242 | 2.4903 | 2.9725 | 3.7557 | 4.72 | 5.1544 | 4.7249 | 4.2653 | 3.6983 | 3.5381
2038-09-13 | 3.599 | 3.3948 | 3.1955 | 3.2037 | 3.3844 | 3.3394 | 3.8184 | 3.9185 | 3.3757 | 2.9606 | 2.7921 | 2.5608 | 2.4673 | 2.5169 | 2.9591 | 3.6702 | 3.9927 | 4.7242 | 5.5007 | 5.7505 | 5.4663 | 5.4507 | 5.2824 | 4.884
2038-09-14 | 4.5198 | 4.5501 | 4.6137 | 4.3 | 4.2197 | 4.8426 | 5.329 | 4.1292 | 3.5798 | 2.8536 | 2.5494 | 2.4951 | 2.8379 | 2.6782 | 2.5632 | 3.201 | 3.7874 | 4.4676 | 5.2303 | 5.0418 | 4.3379 | 4.229 | 3.7742 | 3.5141
2038-09-15 | 3.3344 | 3.2556 | 3.3804 | 3.1637 | 3.0905 | 3.1027 | 3.1616 | 3.235 | 2.8079 | 2.4087 | 1.7136 | 1.5952 | 1.2866 | 1.4971 | 1.3795 | 1.6621 | 2.3229 | 2.805 | 3.2682 | 3.1955 | 2.9335 | 2.8544 | 3.0935 | 2.8617
2038-09-16 | 2.6735 | 2.5828 | 2.5262 | 2.5067 | 2.613 | 2.6549 | 2.7913 | 2.6931 | 2.6119 | 2.2254 | 2.0292 | 1.8598 | 1.8388 | 1.9091 | 1.8567 | 2.4528 | 2.8023 | 3.3724 | 4.1482 | 3.5654 | 3.3322 | 4.1997 | 4.6224 | 4.7997
2038-09-17 | 4.093 | 3.8701 | 3.7753 | 3.9586 | 4.1344 | 4.1105 | 4.6941 | 4.0616 | 3.2453 | 2.4602 | 2.0402 | 1.8466 | 1.8033 | 1.9329 | 2.0181 | 2.4652 | 3.1742 | 4.3554 | 5.067 | 4.7827 | 4.313 | 5.1685 | 4.9955 | 4.5643
2038-09-18 | 4.0971 | 4.2545 | 3.8067 | 3.732 | 4.0314 | 3.9186 | 3.9227 | 3.0034 | 2.6085 | 1.9681 | 1.344 | 1.4596 | 1.5705 | 1.3712 | 1.1405 | 1.9605 | 2.576 | 3.434 | 4.5037 | 4.8951 | 4.1013 | 4.4673 | 4.878 | 4.2355
2038-09-19 | 3.8557 | 4.0119 | 3.7351 | 3.488 | 3.4749 | 3.8099 | 3.84 | 2.8806 | 2.294 | 2.2422 | 1.6608 | 1.1691 | 1.3389 | 1.5511 | 1.1252 | 1.7296 | 2.6817 | 3.591 | 4.2544 | 4.351 | 3.8606 | 4.5035 | 4.5259 | 3.5932
2038-09-20 | 3.0365 | 2.9265 | 2.9802 | 3.0606 | 3.0064 | 3.2993 | 3.7995 | 3.6308 | 2.7289 | 2.1195 | 1.9398 | 1.6567 | 1.9606 | 2.4352 | 2.3573 | 2.4322 | 3.3009 | 4.2777 | 5.1559 | 5.2581 | 4.8627 | 5.1952 | 4.8194 | 4.3746
2038-09-21 | 4.0479 | 4.0706 | 4.0736 | 3.5832 | 3.195 | 3.2249 | 3.8698 | 3.3236 | 2.7438 | 2.4037 | 2.0472 | 1.8653 | 1.7744 | 2.0551 | 1.7451 | 2.3321 | 3.4603 | 4.4314 | 5.1875 | 5.6063 | 4.8446 | 4.8527 | 4.8982 | 4.7718
2038-09-22 | 3.8544 | 3.3503 | 3.3237 | 3.3423 | 3.0215 | 3.0587 | 3.5512 | 3.6807 | 3.3386 | 2.8306 | 2.3028 | 2.0354 | 2.2186 | 2.2009 | 2.5979 | 3.4438 | 4.0136 | 4.6907 | 5.6204 | 5.7843 | 5.4219 | 5.5129 | 5.0287 | 4.5253
2038-09-23 | 4.5691 | 4.4084 | 4.3116 | 3.9892 | 4.169 | 4.1363 | 3.8596 | 3.4494 | 3.1397 | 2.5626 | 2.1491 | 2.2249 | 2.3869 | 2.3028 | 2.5266 | 3.5227 | 3.7596 | 4.6261 | 5.6468 | 5.7624 | 5.1439 | 5.4046 | 5.7288 | 5.3327
2038-09-24 | 4.2 | 3.5528 | 3.7185 | 3.4777 | 3.4234 | 3.8188 | 4.6499 | 3.6868 | 3.1404 | 2.6374 | 2.224 | 2.1547 | 2.4366 | 2.4153 | 2.273 | 3.1098 | 4.3347 | 4.9321 | 4.5102 | 4.3051 | 4.0811 | 5.0371 | 5.5106 | 5.2706
2038-09-25 | 4.3621 | 4.3082 | 3.7172 | 3.2652 | 3.1384 | 3.2272 | 3.6784 | 3.0478 | 2.7926 | 2.6365 | 2.3486 | 1.7847 | 1.6588 | 1.7758 | 1.7521 | 2.2211 | 3.2132 | 4.2378 | 4.5061 | 4.9163 | 4.5525 | 4.0978 | 3.7726 | 3.6592
2038-09-26 | 3.5505 | 3.2533 | 3.3177 | 3.459 | 3.1729 | 3.1575 | 3.245 | 2.7744 | 2.4044 | 2.0721 | 1.976 | 1.9394 | 2.1134 | 2.3994 | 2.5251 | 2.4968 | 3.1532 | 4.0484 | 4.8506 | 5.2702 | 4.8503 | 4.694 | 4.9746 | 4.7626
2038-09-27 | 4.4476 | 4.2616 | 3.7711 | 3.7022 | 3.8667 | 4.3126 | 4.4354 | 3.3936 | 3.0612 | 2.6114 | 2.152 | 2.1909 | 2.2162 | 2.1851 | 2.5478 | 3.2728 | 4.1857 | 5.2714 | 5.8083 | 5.804 | 5.0854 | 5.2929 | 5.2985 | 5.2362
2038-09-28 | 4.6614 | 4.419 | 4.211 | 4.2421 | 4.3897 | 4.3267 | 4.6131 | 3.7839 | 3.5881 | 2.7263 | 2.144 | 2.5522 | 2.4298 | 2.5655 | 2.3771 | 3.0196 | 4.1264 | 5.2674 | 5.6494 | 5.776 | 5.1769 | 3.9314 | 3.7822 | 3.9924
2038-09-29 | 4.2604 | 3.8614 | 3.8103 | 3.677 | 3.5071 | 3.8587 | 5.1376 | 5.0957 | 4.1045 | 3.4422 | 2.9652 | 3.1463 | 3.0379 | 2.7238 | 2.8876 | 3.4908 | 4.5725 | 4.9345 | 5.6295 | 5.8136 | 5.4401 | 5.0942 | 4.6243 | 4.2889
2038-09-30 | 3.9839 | 3.8373 | 3.7534 | 3.6923 | 3.683 | 4.2199 | 4.8927 | 4.6045 | 4.7729 | 4.4432 | 4.3267 | 2.8756 | 3.3528 | 3.5149 | 3.4371 | 4.2388 | 4.3047 | 5.1787 | 4.9927 | 4.2142 | 3.9365 | 4.0476 | 4.116 | 3.7373
2038-10-01 | 3.4133 | 3.2598 | 3.4089 | 3.3537 | 3.0242 | 2.9948 | 3.3012 | 2.9368 | 2.6186 | 2.3051 | 2.1126 | 2.5605 | 2.4052 | 2.5987 | 2.2998 | 2.7141 | 4.0316 | 4.8008 | 5.0308 | 5.4374 | 4.8469 | 5.0687 | 4.9339 | 4.5343
2038-10-02 | 4.4236 | 3.5329 | 3.3888 | 3.2318 | 3.1248 | 3.1411 | 3.2467 | 2.9309 | 2.4101 | 2.13 | 1.9574 | 2.0242 | 2.2004 | 2.2853 | 2.2928 | 2.4832 | 3.3041 | 3.7934 | 4.9248 | 5.156 | 4.4394 | 4.0043 | 3.8293 | 3.6676
2038-10-03 | 3.6021 | 4.2197 | 3.9349 | 3.8314 | 3.2933 | 3.0501 | 3.0973 | 2.7392 | 2.3222 | 1.8752 | 1.8472 | 1.7225 | 1.9051 | 2.1401 | 2.4073 | 2.8319 | 3.3509 | 4.2215 | 5.3012 | 5.4858 | 4.7799 | 4.1321 | 3.817 | 3.433
2038-10-04 | 3.185 | 3.2386 | 3.1995 | 3.0299 | 3.1604 | 3.3485 | 3.5799 | 3.1491 | 2.5811 | 2.117 | 1.9652 | 1.855 | 2.1135 | 2.36 | 2.9597 | 3.4885 | 4.2704 | 4.9566 | 5.6683 | 5.5176 | 4.7861 | 5.0891 | 5.0817 | 4.8912
2038-10-05 | 3.9978 | 3.5101 | 3.2782 | 3.3332 | 3.1591 | 3.3029 | 3.6651 | 3.169 | 2.641 | 2.114 | 1.749 | 1.8788 | 2.1137 | 2.3746 | 2.5533 | 2.7678 | 3.539 | 4.7248 | 5.6833 | 5.5224 | 4.695 | 4.0716 | 4.1733 | 3.9453
2038-10-06 | 3.3807 | 3.2358 | 3.3309 | 3.183 | 3.0353 | 3.2963 | 3.5613 | 3.0998 | 2.5233 | 2.0741 | 1.997 | 2.1197 | 2.4022 | 3.1619 | 3.9337 | 3.9224 | 4.286 | 5.1519 | 5.6791 | 5.6608 | 5.1775 | 5.4227 | 5.0942 | 4.6168
2038-10-07 | 4.5615 | 4.4678 | 3.9728 | 3.8254 | 3.4287 | 3.7561 | 4.1223 | 3.1928 | 2.7111 | 2.468 | 2.3398 | 2.3023 | 2.4985 | 2.6421 | 3.3329 | 3.9635 | 4.7047 | 5.4112 | 5.7197 | 5.5636 | 4.7681 | 5.2633 | 5.6699 | 5.0678
2038-10-08 | 4.3987 | 3.8942 | 3.5811 | 3.5055 | 3.3269 | 3.5694 | 3.8608 | 3.1094 | 2.8919 | 2.5784 | 2.1949 | 2.1495 | 2.221 | 2.5698 | 3.1597 | 3.9664 | 4.3731 | 4.5126 | 5.0079 | 5.0258 | 4.5708 | 5.5219 | 5.4788 | 5.291
2038-10-09 | 4.424 | 4.0324 | 4.3377 | 4.2753 | 3.635 | 3.3423 | 3.7348 | 3.1454 | 2.5045 | 1.9782 | 1.7159 | 1.8495 | 1.9989 | 2.0274 | 2.3284 | 2.67 | 3.799 | 4.4785 | 5.376 | 5.282 | 4.6737 | 4.2192 | 4.0104 | 3.7027
2038-10-10 | 3.5845 | 3.2543 | 3.1895 | 3.1686 | 3.155 | 3.2408 | 3.1565 | 2.8044 | 2.4416 | 2.0774 | 2.09 | 2.1028 | 1.9013 | 2.3252 | 2.4434 | 2.496 | 3.2637 | 4.0905 | 5.2488 | 5.0512 | 4.4494 | 4.7612 | 4.2345 | 3.9305
2038-10-11 | 3.8021 | 3.2289 | 3.0511 | 3.0087 | 3.04 | 3.3652 | 3.5691 | 3.1561 | 2.9238 | 2.5407 | 2.4778 | 2.3092 | 2.4964 | 2.7467 | 3.1691 | 3.2781 | 3.8729 | 5.0558 | 5.6844 | 5.5847 | 4.582 | 4.1536 | 4.309 | 3.7956
2038-10-12 | 3.6909 | 4.3615 | 4.35 | 4.0083 | 3.8068 | 4.3023 | 3.7142 | 3.5878 | 3.2765 | 2.7052 | 2.3714 | 2.2941 | 2.1515 | 2.1644 | 2.4698 | 3.1266 | 4.3349 | 5.1894 | 5.4745 | 5.2052 | 4.9923 | 5.2084 | 4.6846 | 4.1117
2038-10-13 | 4.0701 | 4.3161 | 4.2294 | 4.2013 | 3.6157 | 3.449 | 3.6684 | 3.4836 | 2.8997 | 2.3249 | 2.0939 | 2.0984 | 2.3688 | 3.0447 | 3.0042 | 3.341 | 4.1191 | 5.222 | 5.6675 | 5.3323 | 4.4302 | 4.9314 | 4.8086 | 4.5925
2038-10-14 | 4.4553 | 3.8131 | 3.7555 | 4.0929 | 3.6647 | 4.0188 | 4.3269 | 3.4567 | 3.3165 | 2.8897 | 2.6449 | 2.5993 | 2.4918 | 2.7632 | 2.9103 | 3.4988 | 4.6135 | 5.1708 | 5.2571 | 5.0944 | 4.8528 | 5.0745 | 5.065 | 4.7321
2038-10-15 | 4.6406 | 4.4932 | 3.8428 | 3.9402 | 3.9978 | 4.3291 | 4.3196 | 3.2666 | 3.0039 | 2.4637 | 2.3717 | 2.3343 | 2.4997 | 2.9006 | 3.8204 | 4.5792 | 4.6893 | 4.963 | 5.5021 | 4.833 | 4.134 | 5.0898 | 5.3067 | 4.3908
2038-10-16 | 4.1501 | 4.2205 | 3.7563 | 3.5228 | 3.5071 | 3.7828 | 3.7608 | 3.157 | 3.0303 | 2.7149 | 2.3557 | 2.2506 | 1.7286 | 1.7833 | 2.2876 | 2.5391 | 3.2518 | 4.2355 | 5.1003 | 4.8062 | 3.7802 | 4.074 | 3.6861 | 3.2578
2038-10-17 | 3.2019 | 3.2363 | 3.1931 | 3.0309 | 2.8444 | 3.0212 | 3.0061 | 2.5794 | 2.2066 | 1.8132 | 1.5531 | 1.4895 | 1.6956 | 1.974 | 2.0868 | 2.3177 | 3.1487 | 4.3387 | 5.0641 | 4.7545 | 4.4025 | 4.4249 | 4.0094 | 3.6826
2038-10-18 | 3.4606 | 3.1066 | 2.9194 | 2.8861 | 2.9181 | 3.1024 | 3.5926 | 3.2842 | 3.0454 | 3.2578 | 2.9563 | 2.6313 | 2.1637 | 2.5561 | 3.3245 | 3.85 | 4.4121 | 4.9515 | 5.2572 | 4.7004 | 4.148 | 5.0497 | 4.7372 | 4.3421
2038-10-19 | 3.9003 | 3.6862 | 3.6687 | 4.0787 | 3.9859 | 4.0141 | 3.9826 | 3.3522 | 3.2543 | 2.5056 | 2.2146 | 1.9808 | 2.0429 | 2.0986 | 2.3836 | 2.8738 | 4.1197 | 5.0799 | 5.255 | 5.1057 | 4.7466 | 4.6793 | 4.4772 | 4.1003
2038-10-20 | 4.1362 | 3.9215 | 3.6351 | 3.7214 | 3.7707 | 3.9451 | 4.3681 | 3.6619 | 3.1332 | 2.511 | 2.6128 | 2.3719 | 2.346 | 2.4124 | 2.9678 | 3.564 | 4.2743 | 4.616 | 5.5204 | 5.2009 | 4.7445 | 5.4182 | 5.2111 | 4.4248
2038-10-21 | 4.4733 | 4.4767 | 4.2448 | 3.6014 | 3.1602 | 3.3108 | 3.6907 | 3.3724 | 3.0457 | 2.6264 | 2.5385 | 2.3281 | 2.576 | 3.106 | 3.435 | 3.734 | 4.3132 | 4.7268 | 5.5951 | 5.235 | 4.1082 | 4.4238 | 4.8478 | 4.2396
2038-10-22 | 3.8191 | 3.8533 | 3.9547 | 3.6708 | 3.1394 | 3.2663 | 3.869 | 3.7527 | 3.4373 | 2.7652 | 2.3022 | 2.3934 | 2.7041 | 3.0565 | 3.1321 | 3.5012 | 4.2076 | 4.6925 | 4.9945 | 4.6166 | 3.9394 | 3.7988 | 3.8272 | 3.6676
2038-10-23 | 3.5011 | 3.1845 | 3.1236 | 3.2876 | 3.0432 | 3.1903 | 3.4944 | 3.326 | 3.2562 | 2.5875 | 2.0296 | 1.8834 | 1.9773 | 1.857 | 2.0934 | 2.5714 | 3.1876 | 4.1139 | 4.7718 | 4.2805 | 3.6673 | 4.2696 | 4.581 | 4.2934
2038-10-24 | 4.0045 | 3.3577 | 3.1973 | 3.2355 | 3.1796 | 3.0185 | 3.0263 | 2.8493 | 2.4081 | 2.1058 | 1.7936 | 1.4959 | 1.6034 | 1.8486 | 2.1745 | 2.5289 | 3.3023 | 4.3148 | 5.225 | 4.9428 | 4.3063 | 3.7438 | 3.476 | 3.2414
2038-10-25 | 3.2244 | 3.2362 | 3.1607 | 3.1364 | 3.1452 | 3.5611 | 5.2539 | 4.134 | 3.1113 | 2.2975 | 2.2698 | 2.256 | 2.2792 | 2.6252 | 2.5963 | 2.9118 | 3.6399 | 5.0063 | 5.5039 | 4.9977 | 4.7633 | 4.9036 | 4.7648 | 4.7218
2038-10-26 | 4.0742 | 3.3645 | 3.185 | 3.355 | 3.0824 | 3.4188 | 4.025 | 3.8297 | 3.0724 | 2.4794 | 2.06 | 1.9601 | 2.0236 | 2.2004 | 2.5195 | 3.0443 | 4.0905 | 5.2132 | 5.7392 | 5.5149 | 4.9247 | 5.316 | 5.1817 | 4.7995
2038-10-27 | 4.6503 | 4.451 | 4.1942 | 3.8705 | 3.8794 | 4.4426 | 4.8389 | 4.0838 | 3.2037 | 2.6767 | 2.2082 | 2.1296 | 2.1916 | 2.6029 | 2.9192 | 3.0991 | 4.3885 | 5.3769 | 5.6589 | 5.5669 | 4.9844 | 4.8657 | 4.9659 | 4.5622
2038-10-28 | 4.6232 | 4.0537 | 3.8072 | 4.0931 | 4.0706 | 4.4824 | 4.9764 | 3.8915 | 3.7249 | 3.1638 | 2.5724 | 2.5107 | 2.5469 | 2.6115 | 2.965 | 3.6789 | 3.7953 | 4.4251 | 5.2743 | 5.1514 | 4.3756 | 4.4066 | 4.8425 | 4.8023
2038-10-29 | 4.0651 | 3.822 | 3.4831 | 3.396 | 3.4835 | 3.6252 | 3.9866 | 3.1973 | 3.1688 | 2.9033 | 2.8381 | 2.514 | 2.651 | 2.8707 | 2.8379 | 3.1344 | 4.3916 | 4.6699 | 5.163 | 4.9264 | 4.1053 | 4.5751 | 4.4611 | 4.4496
2038-10-30 | 4.1391 | 4.1187 | 3.977 | 3.2945 | 3.1867 | 3.35 | 3.5336 | 2.9473 | 2.374 | 2.1604 | 2.0527 | 1.5155 | 1.4395 | 1.7952 | 2.1771 | 2.543 | 3.7668 | 4.7832 | 5.0622 | 4.3706 | 3.8687 | 3.467 | 3.4971 | 3.3735
2038-10-31 | 3.4052 | 3.2413 | 3.2231 | 3.3448 | 3.1752 | 3.1969 | 3.2976 | 2.9849 | 2.7039 | 2.3198 | 1.6783 | 1.7534 | 1.9846 | 2.1371 | 2.5644 | 3.1222 | 3.6455 | 4.3138 | 5.339 | 4.8769 | 4.1878 | 4.1379 | 4.4377 | 4.2122
2038-11-01 | 3.636 | 3.2757 | 3.1902 | 2.9858 | 3.1006 | 3.4142 | 3.8862 | 3.6906 | 2.9165 | 2.3914 | 2.4072 | 2.079 | 2.1971 | 2.516 | 3.2255 | 3.2542 | 4.7531 | 5.568 | 5.6928 | 5.5133 | 4.7706 | 4.0875 | 3.9464 | 3.6099
2038-11-02 | 3.6921 | 3.4599 | 3.2074 | 3.2132 | 3.452 | 4.0623 | 4.4397 | 3.8761 | 4.4082 | 4.6913 | 4.2395 | 3.2469 | 3.9114 | 4.0672 | 3.5503 | 3.8557 | 5.0456 | 5.1333 | 5.0155 | 4.5053 | 4.2425 | 4.1021 | 3.9291 | 3.5567
2038-11-03 | 3.414 | 3.2554 | 2.9154 | 2.8939 | 2.868 | 3.124 | 3.6676 | 3.6749 | 3.1399 | 2.3371 | 2.2008 | 2.2596 | 2.2304 | 3.079 | 3.7833 | 3.6015 | 4.6719 | 5.1887 | 4.7685 | 4.1005 | 3.941 | 5.0306 | 5.0696 | 4.4664
2038-11-04 | 4.1011 | 3.9197 | 4.0937 | 4.1012 | 3.9426 | 4.602 | 4.8873 | 3.9653 | 3.8492 | 2.671 | 2.2572 | 2.2359 | 2.419 | 2.2403 | 2.4178 | 3.3645 | 4.4662 | 4.6818 | 5.4618 | 4.9995 | 4.6178 | 5.1253 | 5.2636 | 4.3547
2038-11-05 | 3.9897 | 3.8523 | 3.8139 | 3.6905 | 3.7687 | 3.9634 | 4.4959 | 3.279 | 2.9777 | 2.5955 | 2.0513 | 1.9019 | 2.0655 | 2.1624 | 2.1158 | 2.9821 | 4.5341 | 4.591 | 5.0061 | 4.9446 | 4.0841 | 4.4707 | 4.5567 | 4.6235
2038-11-06 | 3.4635 | 3.0478 | 3.1535 | 3.1363 | 2.9128 | 3.0432 | 3.0825 | 3.1021 | 2.447 | 2.0012 | 1.6201 | 1.4736 | 1.5793 | 1.9384 | 2.2391 | 2.242 | 3.015 | 4.0657 | 4.9646 | 4.3251 | 3.8518 | 3.8504 | 3.6098 | 3.286
2038-11-07 | 3.1701 | 3.2961 | 3.1508 | 3.1125 | 3.3033 | 3.772 | 4.018 | 2.9695 | 2.4528 | 2.1565 | 1.9013 | 1.6126 | 1.4596 | 1.5695 | 2.0501 | 2.3795 | 3.0278 | 4.1674 | 5.1988 | 4.6159 | 3.9982 | 4.8059 | 4.5971 | 3.6606
2038-11-08 | 2.9958 | 3.0979 | 2.9282 | 2.8637 | 3.0081 | 3.3937 | 4.1401 | 3.2651 | 2.8065 | 2.4852 | 2.0798 | 1.8524 | 2.0515 | 2.1225 | 2.6819 | 2.8759 | 4.3687 | 4.923 | 5.4356 | 5.2907 | 4.5114 | 3.8643 | 3.5426 | 3.6591
2038-11-09 | 3.3984 | 3.1747 | 3.0986 | 3.3251 | 3.102 | 3.2767 | 3.4726 | 3.4863 | 3.0795 | 2.4518 | 2.1547 | 2.2795 | 2.2028 | 2.2319 | 2.6884 | 3.4721 | 4.4301 | 5.2227 | 5.6459 | 5.1312 | 4.4678 | 4.5096 | 4.6045 | 4.1988
2038-11-10 | 3.4971 | 3.0804 | 2.9767 | 3.0707 | 2.8617 | 3.0377 | 3.6844 | 3.5806 | 3.0664 | 2.4222 | 2.1872 | 2.5767 | 2.68 | 2.7721 | 3.2293 | 3.9632 | 4.2345 | 5.0599 | 5.6323 | 5.4622 | 4.849 | 5.0005 | 5.0992 | 4.7395
2038-11-11 | 3.7372 | 3.721 | 3.6373 | 3.1999 | 3.1666 | 3.5154 | 3.3479 | 3.5954 | 2.835 | 2.1587 | 2.3124 | 2.1566 | 1.9099 | 2.0282 | 2.7191 | 3.2322 | 4.0684 | 5.017 | 5.5546 | 5.1907 | 4.3731 | 4.9068 | 4.7958 | 4.0551
2038-11-12 | 4.0913 | 4.219 | 3.628 | 3.7773 | 3.8425 | 4.4412 | 5.3064 | 3.816 | 3.1 | 3.0171 | 2.6211 | 2.1791 | 2.2078 | 2.4581 | 2.4065 | 2.6681 | 4.2054 | 4.9286 | 5.5018 | 5.0968 | 3.7642 | 4.1151 | 3.9044 | 3.9432
2038-11-13 | 3.7572 | 3.3086 | 3.465 | 3.2255 | 3.0788 | 3.2308 | 3.6688 | 3.3974 | 2.9022 | 2.3565 | 2.0744 | 2.0099 | 1.8597 | 2.0086 | 2.4702 | 2.2465 | 2.9844 | 4.2205 | 4.5562 | 3.7274 | 3.6878 | 3.3834 | 3.1726 | 3.2053
2038-11-14 | 3.1434 | 3.2402 | 3.2255 | 3.364 | 2.7503 | 2.9607 | 3.0266 | 2.8881 | 2.5038 | 1.6874 | 1.2987 | 1.1176 | 1.1472 | 1.0874 | 1.8474 | 2.2927 | 2.5168 | 3.2798 | 4.3453 | 4.6968 | 3.778 | 3.4357 | 3.2973 | 2.9486
2038-11-15 | 2.8382 | 2.9228 | 2.8067 | 2.7316 | 2.6972 | 3.0467 | 3.2031 | 2.9213 | 2.5051 | 2.3383 | 1.9153 | 1.6276 | 1.9612 | 2.1696 | 2.0985 | 2.6843 | 3.675 | 4.6578 | 5.2946 | 4.5446 | 3.7089 | 4.1513 | 4.2903 | 4.0292
2038-11-16 | 3.3873 | 2.9556 | 3.1072 | 2.958 | 2.9089 | 3.0554 | 3.5784 | 3.8273 | 2.8674 | 2.6376 | 2.4666 | 2.3825 | 2.3215 | 2.4048 | 2.7279 | 3.3291 | 4.4619 | 5.355 | 5.6407 | 5.1076 | 4.249 | 4.3682 | 4.3326 | 4.2712
2038-11-17 | 3.5508 | 3.5581 | 3.4321 | 3.6253 | 3.6424 | 3.864 | 4.4916 | 3.8396 | 3.4483 | 3.2456 | 2.8125 | 2.0839 | 1.923 | 2.4451 | 2.4515 | 3.1753 | 4.2849 | 4.9492 | 5.6441 | 5.0088 | 4.0673 | 4.7717 | 4.7414 | 4.6341
2038-11-18 | 4.1893 | 3.6478 | 4.0382 | 4.1495 | 3.8166 | 4.3247 | 4.7862 | 3.6252 | 3.5487 | 2.8173 | 2.5677 | 2.6216 | 2.8701 | 2.6149 | 3.1819 | 3.9634 | 4.728 | 5.3361 | 5.6346 | 5.2064 | 4.3681 | 4.4639 | 4.8677 | 4.2851
2038-11-19 | 3.6024 | 3.4999 | 3.8063 | 3.6819 | 3.6232 | 4.0233 | 3.9907 | 4.3207 | 3.9725 | 3.4125 | 2.7373 | 2.979 | 3.436 | 3.7199 | 3.3455 | 3.5943 | 4.4416 | 4.996 | 5.149 | 4.3089 | 3.5631 | 4.2611 | 4.4481 | 4.4484
2038-11-20 | 4.1108 | 3.184 | 3.0286 | 3.1351 | 2.9577 | 2.9497 | 3.1234 | 3.1862 | 2.8494 | 2.2833 | 1.8767 | 2.1523 | 2.2544 | 2.3301 | 2.7259 | 2.8229 | 3.1634 | 4.2459 | 4.5789 | 3.7892 | 3.6872 | 3.5256 | 3.1801 | 3.2368
2038-11-21 | 3.2293 | 3.2194 | 2.9951 | 3.0237 | 3.0048 | 3.1506 | 3.4066 | 3.1352 | 3.0044 | 2.8143 | 2.2702 | 2.0762 | 1.598 | 1.7002 | 2.0391 | 2.3827 | 2.9953 | 4.0217 | 4.4965 | 4.0656 | 3.8742 | 3.747 | 3.895 | 3.9569
2038-11-22 | 3.6569 | 3.1151 | 3.0277 | 3.0535 | 3.0487 | 3.3789 | 3.948 | 3.5168 | 2.9797 | 2.3218 | 2.0064 | 2.1172 | 2.2724 | 2.3141 | 2.385 | 3.1397 | 3.9013 | 4.6586 | 5.4122 | 4.984 | 4.3576 | 4.3409 | 4.5811 | 4.4479
2038-11-23 | 4.0007 | 3.9474 | 3.783 | 3.4656 | 3.4601 | 3.7341 | 3.9211 | 3.4846 | 2.9885 | 3.0426 | 2.6544 | 2.5161 | 2.5079 | 2.6658 | 2.8599 | 3.1369 | 4.3997 | 5.1824 | 5.6568 | 5.3716 | 4.4054 | 4.4844 | 4.3923 | 4.3457
2038-11-24 | 3.7808 | 3.5394 | 3.4195 | 3.5195 | 3.7003 | 3.7229 | 3.7827 | 3.7403 | 3.1685 | 2.6534 | 2.3955 | 2.2077 | 2.1434 | 2.2573 | 2.5264 | 3.19 | 4.1321 | 4.5949 | 5.3963 | 4.9288 | 4.089 | 4.5017 | 5.0263 | 4.1475
2038-11-25 | 3.8284 | 4.1493 | 3.4909 | 3.0938 | 3.0903 | 3.3939 | 3.674 | 3.8212 | 3.9486 | 3.556 | 2.6839 | 2.8946 | 2.3404 | 2.0632 | 2.1075 | 2.8074 | 3.3642 | 3.7954 | 4.2431 | 3.9764 | 3.312 | 3.5761 | 3.7885 | 3.3923
2038-11-26 | 3.2052 | 3.1836 | 3.2081 | 2.9467 | 2.8414 | 3.0313 | 2.9971 | 3.1535 | 2.8773 | 2.4224 | 2.0507 | 1.9032 | 1.9687 | 2.46 | 2.3454 | 2.8795 | 4.3609 | 5.1151 | 5.4126 | 4.4227 | 3.8119 | 4.3242 | 4.7893 | 4.7549
2038-11-27 | 3.9389 | 3.7383 | 3.2843 | 3.0642 | 3.0273 | 3.3246 | 3.3389 | 3.0987 | 2.7699 | 2.2905 | 1.8924 | 1.6604 | 1.5117 | 1.7178 | 2.0748 | 2.7414 | 3.5677 | 3.994 | 4.9628 | 4.4042 | 3.5096 | 3.518 | 3.6075 | 3.1335
2038-11-28 | 3.0831 | 3.2501 | 3.1576 | 2.9609 | 2.9483 | 3.0996 | 2.9882 | 2.7798 | 2.3635 | 1.9963 | 1.621 | 1.3608 | 1.9365 | 2.079 | 2.242 | 2.7236 | 3.6943 | 4.509 | 5.3296 | 4.9483 | 3.9865 | 4.2979 | 4.6639 | 4.2923
2038-11-29 | 3.584 | 3.5821 | 3.6547 | 3.4556 | 3.591 | 4.0636 | 5.2609 | 4.173 | 3.7601 | 3.2427 | 2.6532 | 2.406 | 2.524 | 2.6733 | 2.7651 | 3.2412 | 4.3311 | 5.1928 | 5.6826 | 5.4464 | 4.6683 | 4.9488 | 4.6628 | 4.1905
2038-11-30 | 3.9839 | 4.161 | 4.1183 | 3.7052 | 3.6835 | 4.2756 | 5.2172 | 4.411 | 3.3923 | 2.8063 | 2.2455 | 1.9323 | 2.119 | 2.5096 | 2.5953 | 3.2695 | 4.4422 | 5.0624 | 5.6526 | 5.4239 | 4.8619 | 4.8225 | 4.7025 | 4.4719
2038-12-01 | 4.2745 | 3.7134 | 3.5829 | 3.721 | 4.0813 | 4.1702 | 4.587 | 3.8016 | 3.2151 | 2.665 | 2.3736 | 2.2329 | 2.1617 | 2.2811 | 2.7948 | 3.3298 | 4.338 | 4.7009 | 5.3777 | 5.2005 | 4.787 | 4.8698 | 4.6756 | 3.9912
2038-12-02 | 3.6123 | 3.5023 | 3.3595 | 3.0496 | 2.9752 | 3.2776 | 4.1969 | 3.8768 | 3.4079 | 2.9068 | 2.3576 | 1.9101 | 2.0653 | 2.2898 | 2.2829 | 3.1466 | 4.1622 | 4.8133 | 5.3912 | 5.0996 | 4.3243 | 3.7219 | 3.6833 | 3.6894
2038-12-03 | 3.4082 | 3.1444 | 3.3163 | 3.0768 | 2.9538 | 3.0692 | 3.5678 | 3.7178 | 3.1224 | 2.8763 | 2.6437 | 2.3415 | 2.2827 | 2.5797 | 2.6794 | 3.1273 | 4.1917 | 4.8853 | 5.3018 | 4.7516 | 4.4197 | 3.946 | 3.9435 | 3.7942
2038-12-04 | 3.4636 | 3.2765 | 2.9768 | 3.0563 | 3.254 | 3.375 | 3.4511 | 3.3652 | 2.9231 | 2.3657 | 1.8771 | 2.0908 | 2.3737 | 2.0808 | 2.3671 | 2.5638 | 3.0955 | 3.8744 | 4.8298 | 4.3855 | 4.0573 | 3.8393 | 3.5046 | 3.2542
2038-12-05 | 3.4562 | 3.5314 | 3.2953 | 3.03 | 2.8939 | 2.9001 | 3.0165 | 2.815 | 2.3225 | 1.9488 | 1.5159 | 1.3058 | 1.6637 | 1.8771 | 2.1243 | 2.4625 | 3.0915 | 3.8983 | 4.9541 | 4.6622 | 4.1113 | 3.3794 | 3.4683 | 3.2745
2038-12-06 | 3.1081 | 3.1091 | 3.0748 | 3.0392 | 3.0782 | 3.3338 | 3.999 | 4.1329 | 3.142 | 2.747 | 2.6466 | 2.2769 | 2.2132 | 2.7549 | 3.0223 | 3.5231 | 4.3561 | 4.8924 | 5.4018 | 4.9533 | 4.3666 | 3.9451 | 3.6348 | 3.6217
2038-12-07 | 3.3943 | 3.1624 | 3.1762 | 3.274 | 3.0613 | 3.3766 | 3.975 | 3.9773 | 3.7769 | 3.0709 | 2.5852 | 2.6322 | 2.6616 | 2.9203 | 3.2617 | 3.5833 | 4.1395 | 5.0235 | 5.3419 | 5.1004 | 4.4699 | 3.864 | 3.9054 | 3.3235
2038-12-08 | 3.0895 | 3.0851 | 3.1245 | 2.9673 | 3.014 | 3.3161 | 3.7782 | 3.9355 | 3.5089 | 2.8659 | 2.3697 | 2.1011 | 2.089 | 2.3909 | 2.505 | 2.8599 | 4.0262 | 4.8199 | 5.4066 | 5.1097 | 4.4549 | 4.0264 | 3.7551 | 3.7152
2038-12-09 | 3.5039 | 3.1665 | 3.3098 | 3.2106 | 3.1229 | 3.3166 | 3.872 | 3.9792 | 3.6749 | 3.0795 | 2.5482 | 2.4039 | 2.5434 | 2.5746 | 2.9967 | 3.3405 | 3.8497 | 4.4147 | 5.1935 | 4.8155 | 3.9901 | 3.7519 | 3.7616 | 3.2126
2038-12-10 | 3.0718 | 3.0352 | 2.8474 | 2.8059 | 2.7836 | 3.0569 | 3.7131 | 3.4011 | 3.1731 | 3.0697 | 2.4968 | 2.0445 | 2.0563 | 2.5566 | 2.5157 | 3.2371 | 3.9739 | 4.5178 | 4.9559 | 4.6194 | 3.9435 | 4.1702 | 4.4537 | 4.5341
2038-12-11 | 3.5703 | 3.0934 | 3.03 | 3.0184 | 2.9857 | 3.0995 | 3.3847 | 3.4282 | 3.2989 | 2.9806 | 2.631 | 2.0303 | 1.9632 | 2.252 | 2.3214 | 2.3768 | 2.9308 | 3.4466 | 3.5591 | 3.2872 | 3.2964 | 3.2008 | 3.2155 | 2.9644
2038-12-12 | 2.9772 | 2.9205 | 2.8823 | 2.8719 | 2.8686 | 3.0059 | 3.1477 | 2.9752 | 2.4286 | 1.9869 | 1.5803 | 1.3212 | 1.167 | 1.2619 | 1.3857 | 1.9378 | 2.619 | 3.4972 | 4.2962 | 4.0735 | 3.6611 | 4.0178 | 4.1463 | 3.8305
2038-12-13 | 3.6259 | 3.1555 | 2.9158 | 2.8963 | 2.9333 | 3.2074 | 3.8222 | 3.8639 | 2.9823 | 2.3987 | 2.2274 | 1.9723 | 2.0298 | 2.0604 | 2.4338 | 2.9052 | 3.9257 | 4.6796 | 5.0809 | 4.575 | 3.9931 | 3.6737 | 3.5102 | 3.2215
2038-12-14 | 3.087 | 3.0081 | 3.0318 | 2.9565 | 3.021 | 3.3582 | 4.1187 | 4.1955 | 3.5791 | 2.9901 | 2.4858 | 2.0264 | 2.1691 | 2.4144 | 2.3871 | 3.3208 | 4.2659 | 4.9173 | 5.3295 | 5.2499 | 4.6558 | 4.891 | 4.8956 | 4.412
2038-12-15 | 4.1348 | 4.2244 | 4.1042 | 3.9756 | 3.9689 | 4.3699 | 4.812 | 4.099 | 3.6237 | 3.1175 | 2.6852 | 2.5467 | 2.5399 | 2.7748 | 3.1155 | 3.7928 | 4.1931 | 4.6009 | 5.3732 | 5.0837 | 4.6282 | 4.8867 | 4.551 | 3.9837
2038-12-16 | 3.6875 | 3.5768 | 3.7363 | 3.4203 | 3.2861 | 3.7699 | 4.3545 | 3.6962 | 3.1353 | 2.7099 | 2.5617 | 2.0335 | 1.8829 | 1.9244 | 2.311 | 2.6475 | 3.3605 | 4.1424 | 4.9943 | 4.7246 | 4.2945 | 4.5873 | 4.5643 | 4.0464
2038-12-17 | 3.6496 | 3.4663 | 3.4337 | 3.4415 | 3.4695 | 3.5563 | 3.6117 | 3.6596 | 3.5324 | 3.0561 | 2.5768 | 2.3971 | 2.3985 | 2.3606 | 2.534 | 2.8554 | 3.6693 | 4.2712 | 4.7388 | 4.4455 | 3.6161 | 3.4806 | 3.3888 | 3.2144
2038-12-18 | 3.386 | 3.3897 | 3.4385 | 3.4045 | 3.3904 | 3.1743 | 3.2664 | 3.3544 | 2.8966 | 2.5858 | 2.3478 | 1.7579 | 1.5523 | 1.7907 | 1.7913 | 2.0818 | 2.8704 | 3.959 | 4.6539 | 4.5161 | 4.289 | 3.7021 | 3.4488 | 3.1831
2038-12-19 | 3.0177 | 2.9849 | 2.774 | 2.6947 | 2.5437 | 2.5655 | 2.7701 | 2.7845 | 2.3651 | 1.8453 | 1.5978 | 1.4164 | 1.3616 | 1.3736 | 1.5912 | 2.1572 | 2.7937 | 3.54 | 4.6303 | 4.3506 | 4.2227 | 4.3559 | 4.0512 | 3.7814
2038-12-20 | 3.8327 | 3.1419 | 3.0313 | 2.7983 | 2.9073 | 3.1426 | 3.7128 | 3.8259 | 3.0988 | 2.5019 | 2.1805 | 1.8612 | 1.9533 | 1.9319 | 2.171 | 2.8929 | 3.4936 | 4.1786 | 5.1028 | 4.7551 | 4.2154 | 4.1142 | 4.0217 | 3.5558
2038-12-21 | 3.1643 | 2.9901 | 2.9155 | 2.8965 | 2.9129 | 3.1071 | 3.5538 | 3.25 | 2.6274 | 2.1534 | 1.9556 | 1.9127 | 2.1365 | 2.2068 | 2.6012 | 3.5691 | 4.0787 | 4.8145 | 4.9204 | 4.4612 | 4.0949 | 4.5749 | 4.7782 | 4.3975
2038-12-22 | 3.8905 | 3.6768 | 3.5531 | 3.5052 | 3.5885 | 4.0769 | 4.6736 | 4.0558 | 3.4552 | 2.6588 | 2.1264 | 1.8857 | 1.7455 | 1.7503 | 1.9824 | 2.3246 | 3.1985 | 4.1501 | 4.6476 | 4.5958 | 4.3145 | 4.5004 | 4.497 | 4.4217
2038-12-23 | 4.0845 | 3.8073 | 3.3983 | 3.4429 | 3.4938 | 3.9238 | 4.4573 | 3.7118 | 3.1835 | 2.8505 | 2.4591 | 2.3686 | 2.209 | 2.2179 | 2.3124 | 2.899 | 3.6122 | 4.3773 | 5.1465 | 4.8429 | 4.3681 | 4.6561 | 4.6773 | 3.925
2038-12-24 | 3.5867 | 3.3585 | 3.3513 | 3.5202 | 3.6513 | 3.8537 | 4.5357 | 3.9747 | 3.3671 | 2.8258 | 2.2784 | 2.1113 | 1.9944 | 2.1824 | 2.0599 | 2.3897 | 3.1684 | 3.9524 | 4.746 | 4.6661 | 4.2114 | 4.9133 | 5.0129 | 4.4893
2038-12-25 | 3.547 | 3.397 | 3.3243 | 3.2546 | 3.1535 | 2.9837 | 3.1623 | 3.2925 | 2.6753 | 2.0298 | 1.6129 | 1.4213 | 1.3427 | 1.5226 | 1.9086 | 2.5513 | 3.2607 | 4.2783 | 4.8686 | 4.5631 | 4.1903 | 3.9427 | 3.7659 | 3.2709
2038-12-26 | 3.1869 | 3.2913 | 3.2894 | 3.5043 | 3.4235 | 3.5374 | 3.3073 | 3.1119 | 2.6577 | 2.1009 | 1.5748 | 1.2272 | 1.271 | 1.3952 | 1.7434 | 2.2062 | 3.166 | 3.9149 | 4.7461 | 4.7003 | 4.4053 | 4.1012 | 3.7906 | 3.5233
2038-12-27 | 3.281 | 2.9768 | 2.9036 | 2.8704 | 2.9278 | 3.1289 | 3.4292 | 3.4978 | 3.4734 | 3.0561 | 2.6584 | 2.672 | 2.6604 | 3.0845 | 3.2893 | 3.9092 | 4.7011 | 5.2058 | 5.127 | 4.162 | 3.8719 | 4.3198 | 4.4434 | 4.4634
2038-12-28 | 4.1808 | 4.0322 | 3.8137 | 2.9765 | 2.9574 | 3.1223 | 3.3531 | 3.4817 | 3.2455 | 2.8655 | 2.5383 | 2.3912 | 2.0847 | 2.0126 | 2.1025 | 2.3637 | 3.4201 | 4.4479 | 4.6609 | 4.3254 | 3.9256 | 3.7784 | 3.6151 | 3.3606
2038-12-29 | 3.3366 | 3.1158 | 2.9377 | 2.8813 | 2.939 | 3.1032 | 3.331 | 3.5343 | 3.3605 | 3.0107 | 2.782 | 2.5631 | 2.5406 | 2.4857 | 2.6468 | 3.212 | 4.0219 | 5.0533 | 5.3727 | 5.4095 | 4.9401 | 4.7356 | 4.5188 | 4.2462
2038-12-30 | 4.0862 | 4.0519 | 3.8919 | 3.8524 | 3.6293 | 3.8629 | 4.2325 | 3.7715 | 3.3495 | 3.0819 | 2.505 | 2.1514 | 2.0055 | 2.1155 | 2.2896 | 3.2682 | 4.1558 | 4.932 | 5.4095 | 5.2039 | 4.5317 | 4.8107 | 4.8661 | 4.7286
2038-12-31 | 4.4751 | 4.1571 | 3.6608 | 3.6055 | 3.7028 | 3.7677 | 4.2604 | 3.7638 | 3.3923 | 3.3459 | 3.5078 | 3.3506 | 3.3021 | 3.5298 | 3.6423 | 3.5474 | 4.1217 | 4.9321 | 5.2368 | 4.8878 | 4.3973 | 4.2724 | 4.1591 | 3.992
2039-01-01 | 3.1905 | 3.146 | 3.195 | 2.8493 | 2.7326 | 2.7111 | 2.8941 | 2.9462 | 2.529 | 2.3255 | 2.0938 | 1.5344 | 1.2334 | 1.4549 | 1.8415 | 2.0567 | 2.8118 | 3.9604 | 4.8284 | 4.7332 | 3.5905 | 3.6334 | 3.5335 | 3.4083
2039-01-02 | 3.5128 | 3.3696 | 3.0775 | 2.9431 | 2.7881 | 2.9847 | 2.9978 | 3.0394 | 2.6184 | 2.221 | 1.7639 | 1.4582 | 1.1307 | 1.4402 | 1.8054 | 2.0628 | 2.4868 | 4.0259 | 5.0275 | 4.886 | 4.2248 | 3.34 | 3.2364 | 2.9267
2039-01-03 | 3.3313 | 3.4248 | 2.9545 | 2.7923 | 2.9513 | 2.8594 | 2.748 | 2.7427 | 2.3593 | 2.1486 | 1.8899 | 1.6889 | 1.3435 | 1.3938 | 1.5264 | 2.0245 | 2.9231 | 4.1102 | 4.7727 | 4.825 | 4.3724 | 4.0624 | 3.6837 | 3.5738
2039-01-04 | 2.9828 | 2.8686 | 2.9764 | 2.928 | 2.8091 | 3.1954 | 3.1819 | 3.254 | 2.9981 | 2.5356 | 1.9827 | 1.6905 | 1.7101 | 1.7651 | 1.8932 | 2.3106 | 3.6749 | 4.4242 | 5.2499 | 5.1274 | 4.6384 | 4.0404 | 3.8989 | 3.4744
2039-01-05 | 3.4972 | 3.0827 | 3.0245 | 2.9452 | 2.8945 | 3.4086 | 3.4198 | 3.3009 | 2.9889 | 2.4429 | 2.0037 | 1.7139 | 1.4229 | 1.5819 | 1.8096 | 2.2377 | 3.324 | 4.3676 | 5.0101 | 5.0715 | 4.5454 | 4.2154 | 3.8409 | 3.8103
2039-01-06 | 3.319 | 3.0072 | 3.2838 | 3.0851 | 2.9207 | 3.0085 | 3.1976 | 3.3183 | 3.0375 | 2.2945 | 1.9714 | 1.5868 | 1.4314 | 1.4846 | 1.7483 | 2.3232 | 3.0658 | 3.956 | 5.174 | 5.0717 | 4.0929 | 3.7107 | 3.5971 | 3.5418
2039-01-07 | 3.0832 | 2.8905 | 2.9928 | 2.9673 | 2.7903 | 3.1569 | 3.4361 | 3.6363 | 3.4547 | 2.7885 | 2.1611 | 1.7171 | 1.5382 | 1.639 | 1.856 | 2.2407 | 3.0044 | 3.7213 | 4.7748 | 3.8183 | 3.3876 | 3.9924 | 4.1789 | 3.8714
2039-01-08 | 3.0362 | 2.9953 | 3.0477 | 2.8407 | 2.7299 | 2.7119 | 2.9149 | 2.9661 | 2.4782 | 2.2627 | 1.9839 | 1.3827 | 1.1649 | 1.3638 | 1.7297 | 1.9296 | 2.7209 | 3.8956 | 4.7856 | 4.7674 | 3.6015 | 3.6487 | 3.5184 | 3.2244
2039-01-09 | 3.3517 | 3.2175 | 2.929 | 2.8324 | 2.7875 | 2.9832 | 3.0057 | 3.0689 | 2.6468 | 2.2621 | 1.8112 | 1.491 | 1.1058 | 1.4044 | 1.7262 | 1.9605 | 2.456 | 4.0559 | 5.0538 | 4.9022 | 4.2572 | 3.3569 | 3.2405 | 2.9298
2039-01-10 | 3.0659 | 2.9085 | 2.8206 | 2.7868 | 2.9087 | 3.2005 | 3.2786 | 3.3742 | 3.1882 | 2.3234 | 2.0208 | 1.7923 | 1.7558 | 1.8659 | 1.9404 | 2.3107 | 3.4818 | 4.4027 | 5.2635 | 4.8949 | 4.0506 | 3.8633 | 3.9064 | 3.6914
2039-01-11 | 3.3817 | 3.0405 | 2.9804 | 3.0648 | 2.7905 | 2.9968 | 3.7633 | 4.0139 | 3.7332 | 3.1381 | 2.5054 | 2.0917 | 1.9506 | 2.0533 | 2.315 | 3.1853 | 3.9707 | 4.3674 | 5.4753 | 5.4808 | 5.0173 | 4.4587 | 4.1574 | 3.9865
2039-01-12 | 3.3105 | 3.1593 | 3.0693 | 2.9842 | 2.8666 | 3.4854 | 3.7774 | 3.8432 | 3.3963 | 2.7841 | 2.1924 | 1.8083 | 2.1643 | 2.1901 | 2.1143 | 2.3597 | 3.6406 | 4.8539 | 5.4984 | 5.2696 | 4.3802 | 4.3258 | 3.9637 | 3.7727
2039-01-13 | 3.5901 | 3.3718 | 3.0071 | 2.9586 | 2.8707 | 3.5678 | 4.1276 | 4.2723 | 3.7272 | 3.3178 | 2.7352 | 2.1929 | 2.5324 | 2.2579 | 2.4401 | 3.1217 | 4.2393 | 4.529 | 5.4511 | 5.5215 | 5.0269 | 4.5888 | 4.2589 | 4.0821
2039-01-14 | 3.5223 | 3.184 | 3.0552 | 2.9583 | 2.8243 | 3.1565 | 4.2176 | 4.0746 | 3.1936 | 2.2901 | 1.8835 | 1.661 | 1.7541 | 2.16 | 2.1448 | 2.466 | 3.5439 | 4.1489 | 4.7818 | 4.9924 | 4.504 | 4.2934 | 4.147 | 3.9946
2039-01-15 | 3.5225 | 2.9766 | 2.9125 | 3.0434 | 2.7375 | 2.7477 | 3.0854 | 3.2907 | 2.9557 | 2.4102 | 2.0394 | 1.8144 | 1.7938 | 1.6128 | 2.0731 | 2.4139 | 2.7258 | 3.444 | 4.9537 | 4.9109 | 3.9554 | 4.0575 | 4.1905 | 3.3476
2039-01-16 | 3.0639 | 3.0008 | 3.2163 | 2.9616 | 2.793 | 2.7935 | 2.8895 | 2.8172 | 2.5416 | 2.053 | 1.6306 | 1.0753 | 0.98482 | 1.0256 | 1.4501 | 1.934 | 2.3693 | 3.2742 | 4.8079 | 4.7804 | 4.2848 | 3.4911 | 3.2476 | 3.029
2039-01-17 | 2.9659 | 2.7594 | 2.6675 | 2.6812 | 2.8709 | 3.2516 | 3.3527 | 3.3508 | 3.318 | 2.6145 | 1.9982 | 1.7991 | 1.9118 | 1.7772 | 1.9821 | 2.3326 | 3.2501 | 4.2543 | 5.2443 | 4.799 | 4.1091 | 3.7948 | 4.0857 | 3.4126
2039-01-18 | 2.9718 | 3.0912 | 2.9957 | 2.9502 | 2.8109 | 2.9441 | 3.6751 | 3.5209 | 2.9619 | 2.4234 | 1.9681 | 1.722 | 1.57 | 1.5724 | 1.9964 | 2.1654 | 3.004 | 4.8304 | 5.4929 | 5.4301 | 4.7319 | 4.3621 | 4.0188 | 3.5479
2039-01-19 | 3.5531 | 3.2774 | 3.0843 | 3.0741 | 2.8813 | 3.2103 | 4.3259 | 4.7988 | 4.0508 | 3.2561 | 3.0314 | 2.4353 | 2.2575 | 2.1082 | 2.2465 | 2.9177 | 3.8357 | 4.5449 | 5.4719 | 5.5011 | 4.8941 | 4.452 | 4.0227 | 3.6221
2039-01-20 | 3.6611 | 3.2092 | 3.0341 | 3.0183 | 3.2447 | 3.2753 | 3.9332 | 3.7097 | 3.5621 | 2.8407 | 2.325 | 1.9196 | 1.83 | 1.9279 | 2.2419 | 2.4033 | 3.2293 | 4.23 | 5.4594 | 4.9473 | 4.4199 | 4.1255 | 4.0158 | 3.723
2039-01-21 | 3.1428 | 3.0812 | 3.0473 | 3.0163 | 2.9751 | 3.6111 | 4.1496 | 4.3957 | 4.1137 | 3.1854 | 2.2771 | 2.1986 | 2.1691 | 2.2648 | 2.3756 | 3.6544 | 4.2666 | 4.3447 | 5.119 | 5.2104 | 4.6265 | 4.1574 | 4.2775 | 3.9281
2039-01-22 | 3.1448 | 3.0508 | 3.2135 | 2.9408 | 2.8916 | 3.0061 | 3.2018 | 3.304 | 2.816 | 2.3699 | 1.8873 | 1.6367 | 1.6441 | 1.8166 | 2.0678 | 2.253 | 2.7327 | 4.1823 | 5.3629 | 5.051 | 4.4472 | 3.9786 | 3.9012 | 3.8553
2039-01-23 | 3.2633 | 3.0689 | 2.9964 | 3.1807 | 2.8164 | 2.9265 | 3.1018 | 3.4335 | 3.2216 | 2.5688 | 2.0764 | 1.7507 | 1.5218 | 1.5737 | 1.9283 | 2.2959 | 2.5013 | 3.5057 | 5.1085 | 5.1091 | 4.5542 | 3.8346 | 3.3645 | 3.2496
2039-01-24 | 2.8344 | 2.6044 | 2.6061 | 2.8219 | 2.7736 | 3.0455 | 3.6496 | 4.0617 | 3.1532 | 2.3943 | 2.0313 | 1.6626 | 1.5578 | 1.7105 | 2.1805 | 2.7658 | 3.2932 | 4.367 | 5.4978 | 5.2295 | 4.7498 | 4.3402 | 3.8916 | 3.4363
2039-01-25 | 3.6847 | 3.4495 | 3.189 | 3.2877 | 3.3368 | 3.4797 | 4.3786 | 4.6445 | 4.5283 | 3.8639 | 3.3544 | 3.0077 | 2.309 | 2.4163 | 3.1691 | 3.6834 | 4.2814 | 4.3455 | 5.4207 | 5.4946 | 5.0768 | 4.7542 | 4.2737 | 3.7613
2039-01-26 | 3.6725 | 3.4049 | 3.25 | 3.2185 | 2.9667 | 3.0902 | 4.0874 | 4.481 | 3.7005 | 2.9232 | 2.3167 | 1.8262 | 1.672 | 1.7247 | 2.059 | 2.8063 | 3.3974 | 4.1268 | 5.4339 | 5.4829 | 4.9774 | 4.596 | 4.2432 | 3.6932
2039-01-27 | 3.6542 | 3.1961 | 3.0423 | 3.1786 | 3.0626 | 3.4466 | 4.4133 | 4.8036 | 4.5755 | 3.9069 | 3.1043 | 2.8365 | 2.927 | 3.0341 | 3.1694 | 3.5211 | 3.7482 | 4.1577 | 5.2453 | 5.3006 | 4.7395 | 4.2838 | 3.9203 | 3.7368
2039-01-28 | 3.1493 | 3.0416 | 3.0637 | 3.0469 | 2.9412 | 3.4066 | 3.6529 | 3.6183 | 3.3647 | 2.6259 | 2.109 | 1.8678 | 1.923 | 1.9105 | 2.0179 | 2.622 | 3.7149 | 4.5417 | 5.2496 | 5.0067 | 4.4252 | 4.4963 | 4.5622 | 4.1592
2039-01-29 | 3.3205 | 3.0094 | 3.1012 | 3.042 | 2.8938 | 3.114 | 3.6053 | 3.6675 | 3.4158 | 2.6023 | 1.9739 | 1.9798 | 1.9264 | 2.2684 | 2.6922 | 3.311 | 3.6783 | 3.8463 | 4.6467 | 4.6614 | 4.1628 | 4.0548 | 3.8461 | 3.6285
2039-01-30 | 3.3187 | 2.9347 | 2.9931 | 3.0099 | 2.7675 | 2.7285 | 2.966 | 2.8288 | 2.4802 | 2.0992 | 2.0411 | 1.8087 | 1.7582 | 1.6764 | 2.0746 | 2.0678 | 2.2945 | 3.4474 | 4.8978 | 5.0555 | 4.4609 | 3.4129 | 3.3364 | 3.126
2039-01-31 | 2.9403 | 2.8607 | 2.8264 | 2.9364 | 2.8455 | 3.1896 | 4.0857 | 4.6786 | 3.6509 | 2.5961 | 2.5722 | 2.131 | 1.9899 | 2.0802 | 2.6703 | 2.8192 | 3.4964 | 4.5944 | 5.3909 | 5.393 | 4.9962 | 4.8244 | 4.1025 | 3.7002
2039-02-01 | 3.4675 | 3.1749 | 3.1233 | 3.2445 | 3.1972 | 3.2618 | 3.9698 | 3.9089 | 3.512 | 2.8782 | 2.3793 | 1.864 | 1.9129 | 2.2007 | 2.4035 | 2.5951 | 3.1964 | 4.406 | 5.4007 | 5.3806 | 4.789 | 4.2525 | 3.9895 | 3.6466
2039-02-02 | 3.8263 | 3.3741 | 3.2221 | 3.1453 | 3.0412 | 3.5947 | 4.6468 | 4.8311 | 4.511 | 4.2845 | 3.454 | 3.0674 | 2.8075 | 2.3963 | 2.9569 | 3.3084 | 3.8908 | 4.7173 | 5.3848 | 5.223 | 4.2301 | 4.3538 | 4.5092 | 3.7691
2039-02-03 | 3.523 | 3.6284 | 3.3125 | 3.3016 | 3.0884 | 3.3715 | 4.4767 | 4.3649 | 4.0583 | 3.4968 | 3.1323 | 2.405 | 2.7821 | 3.0161 | 2.9599 | 2.6317 | 3.3811 | 4.466 | 5.4343 | 5.4262 | 4.8286 | 4.4182 | 4.0914 | 3.6984
2039-02-04 | 3.448 | 3.5006 | 3.1378 | 3.1296 | 3.2191 | 3.6024 | 4.5394 | 4.9464 | 4.5371 | 3.4888 | 3.5396 | 2.8527 | 2.3336 | 1.9802 | 2.2915 | 3.0078 | 3.2988 | 3.9854 | 5.1669 | 5.1483 | 4.2066 | 4.6341 | 4.6053 | 3.7114
2039-02-05 | 3.4016 | 3.3384 | 3.1112 | 2.8915 | 2.6315 | 2.7893 | 3.0038 | 3.0039 | 2.5306 | 2.2975 | 2.0417 | 1.7679 | 1.4827 | 1.6022 | 2.023 | 2.5961 | 3.5698 | 3.8128 | 4.8022 | 5.0115 | 4.5974 | 4.1973 | 4.064 | 3.7533
2039-02-06 | 3.3708 | 3.3054 | 3.5246 | 3.2379 | 3.0714 | 3.1162 | 3.2997 | 3.5666 | 3.5212 | 3.0433 | 2.5377 | 2.5088 | 2.7658 | 2.7232 | 2.2793 | 2.469 | 2.5471 | 3.1916 | 4.6576 | 4.9565 | 4.5356 | 4.0005 | 3.5561 | 3.2881
2039-02-07 | 3.2793 | 3.3056 | 3.0701 | 2.9698 | 2.9092 | 3.0907 | 4.0127 | 4.105 | 3.1993 | 3.5127 | 3.3899 | 2.5066 | 2.2754 | 1.8557 | 2.4451 | 3.3251 | 4.08 | 5.041 | 5.2696 | 4.8808 | 4.0235 | 4.2223 | 3.7457 | 3.2114
2039-02-08 | 3.1541 | 3.2266 | 2.9747 | 2.8298 | 2.8144 | 3.2881 | 3.7486 | 3.8919 | 3.5987 | 2.6757 | 2.8397 | 2.9928 | 2.992 | 2.2741 | 2.3969 | 2.235 | 3.267 | 3.8884 | 4.9572 | 5.3144 | 4.6199 | 4.2552 | 4.5064 | 3.7147
2039-02-09 | 3.1956 | 3.134 | 3.0343 | 3.0705 | 2.8736 | 3.0149 | 3.4937 | 3.5591 | 3.1708 | 2.4887 | 1.9715 | 2.1183 | 2.2428 | 2.2677 | 2.0889 | 2.2962 | 3.3722 | 4.3538 | 5.1412 | 5.1449 | 4.7816 | 4.1231 | 3.8601 | 3.7433
2039-02-10 | 3.344 | 3.0498 | 3.0014 | 2.9584 | 3.0195 | 3.2269 | 3.8049 | 3.5438 | 3.3455 | 2.6026 | 2.3745 | 2.0281 | 1.8386 | 1.5883 | 1.7905 | 2.1912 | 2.7717 | 3.71 | 4.4269 | 4.5528 | 4.2678 | 3.9854 | 3.4431 | 3.2713
2039-02-11 | 3.0986 | 2.9536 | 2.9011 | 2.8928 | 2.8451 | 3.0717 | 3.7222 | 3.9186 | 3.3284 | 2.4392 | 1.7043 | 1.4358 | 1.369 | 1.4135 | 1.73 | 2.1127 | 2.4289 | 3.2475 | 4.682 | 4.5378 | 3.6982 | 4.0374 | 3.6472 | 3.1787
2039-02-12 | 2.9352 | 2.9839 | 2.7836 | 2.6968 | 2.6887 | 2.9018 | 3.1556 | 2.8455 | 2.2716 | 1.933 | 1.4879 | 1.0434 | 0.91238 | 0.99294 | 1.2702 | 1.7616 | 2.3299 | 3.1657 | 3.8549 | 4.1982 | 3.8099 | 3.5893 | 3.289 | 3.1405
2039-02-13 | 3.097 | 2.8511 | 2.8073 | 2.7767 | 2.6789 | 2.7025 | 2.7153 | 2.8771 | 2.5912 | 2.1305 | 1.7013 | 1.1767 | 0.89427 | 1.0413 | 1.4103 | 1.6774 | 2.2538 | 3.0334 | 4.5674 | 4.8816 | 4.3367 | 3.4884 | 3.1166 | 2.8868
2039-02-14 | 2.7758 | 2.8495 | 2.662 | 2.6373 | 2.849 | 3.3523 | 3.7336 | 3.597 | 3.1612 | 2.4034 | 1.962 | 1.9935 | 1.7936 | 1.7819 | 2.1043 | 2.55 | 3.4347 | 4.1788 | 4.9949 | 5.0151 | 4.4955 | 4.3001 | 3.9298 | 3.8559
2039-02-15 | 3.3387 | 3.0872 | 3.0095 | 3.1108 | 3.0397 | 3.1488 | 3.8076 | 3.6772 | 4.1045 | 3.623 | 2.9344 | 2.7058 | 2.5042 | 2.9154 | 3.0649 | 3.3577 | 3.8478 | 4.4413 | 5.4044 | 5.3861 | 4.8304 | 4.4887 | 4.2346 | 3.6253
2039-02-16 | 3.2599 | 3.0965 | 3.0692 | 3.3259 | 3.2036 | 3.3198 | 3.6033 | 3.6851 | 3.8147 | 3.4825 | 3.0073 | 2.9521 | 3.303 | 3.5404 | 3.5688 | 4.059 | 4.7365 | 4.7931 | 5.0199 | 4.9718 | 4.66 | 4.184 | 4.0545 | 3.713
2039-02-17 | 3.5422 | 3.1265 | 3.1504 | 3.1995 | 3.2326 | 3.3084 | 4.3475 | 4.4677 | 4.3869 | 4.0089 | 3.4591 | 2.4304 | 2.1407 | 2.2776 | 2.6749 | 2.5431 | 3.7098 | 3.799 | 4.7028 | 5.0055 | 4.8689 | 4.5711 | 4.0802 | 3.8837
2039-02-18 | 3.2609 | 3.0872 | 3.0262 | 2.9949 | 2.8783 | 3.2181 | 4.3032 | 4.4834 | 3.4012 | 3.3687 | 2.7436 | 1.9555 | 2.0736 | 2.4534 | 2.2027 | 2.3944 | 3.117 | 3.8995 | 4.4666 | 4.9351 | 4.6826 | 4.6117 | 3.8651 | 3.5107
2039-02-19 | 3.3711 | 2.963 | 2.9021 | 2.8504 | 2.7968 | 2.9232 | 2.9679 | 2.9112 | 2.5009 | 2.2889 | 2.0742 | 1.6308 | 1.3667 | 1.548 | 1.8946 | 2.6058 | 3.264 | 4.0593 | 4.214 | 4.2817 | 4.0814 | 4.1977 | 3.6063 | 3.3558
2039-02-20 | 3.2141 | 3.3148 | 2.9971 | 2.8882 | 2.734 | 2.7349 | 2.7821 | 2.9768 | 2.8753 | 2.3869 | 2.1941 | 2.0763 | 2.5318 | 2.3753 | 2.1763 | 2.5544 | 2.9814 | 4.035 | 4.5974 | 4.5079 | 3.6401 | 3.195 | 3.5926 | 3.0895
2039-02-21 | 2.8463 | 2.734 | 2.8144 | 2.6833 | 2.7134 | 2.7704 | 2.6283 | 2.9989 | 2.873 | 2.3388 | 1.7808 | 1.1248 | 1.13 | 1.4911 | 1.9401 | 2.3178 | 2.5777 | 3.4492 | 4.6416 | 5.2345 | 4.1518 | 4.0829 | 4.06 | 3.2692
2039-02-22 | 2.9806 | 3.1111 | 2.9419 | 2.7885 | 2.8226 | 3.0255 | 3.7133 | 3.5414 | 2.6704 | 2.3411 | 2.0888 | 1.7179 | 1.6489 | 1.9437 | 2.1796 | 2.3613 | 3.1299 | 4.2377 | 5.274 | 5.2752 | 4.7091 | 4.8444 | 4.133 | 3.4468
2039-02-23 | 3.0721 | 2.9116 | 2.946 | 2.7141 | 2.582 | 2.83 | 3.5736 | 3.7094 | 3.3598 | 2.6411 | 2.3278 | 1.9386 | 1.8244 | 2.0217 | 2.2509 | 2.8349 | 3.1955 | 3.9 | 5.0231 | 5.3504 | 4.8472 | 4.3274 | 4.109 | 3.9501
2039-02-24 | 3.506 | 3.2492 | 3.126 | 3.2793 | 3.0339 | 3.2696 | 4.0148 | 4.0489 | 4.0743 | 3.4757 | 3.1193 | 3.7012 | 3.6995 | 3.222 | 3.2197 | 3.5422 | 4.5653 | 4.6511 | 5.006 | 4.985 | 4.5506 | 4.0969 | 4.0096 | 3.6011
2039-02-25 | 3.1761 | 3.0177 | 2.9438 | 2.912 | 3.0183 | 3.2203 | 4.0335 | 4.049 | 3.4032 | 2.9823 | 2.2689 | 1.9023 | 2.0599 | 2.4343 | 2.5344 | 2.828 | 3.4568 | 4.3408 | 4.8166 | 4.8148 | 4.6527 | 4.7221 | 4.205 | 3.7438
2039-02-26 | 3.7736 | 3.3034 | 3.0761 | 3.1019 | 2.9888 | 3.3846 | 3.4569 | 3.4388 | 3.0554 | 2.5114 | 2.0672 | 1.4939 | 1.7862 | 1.9681 | 2.0477 | 2.345 | 3.3022 | 4.3785 | 4.3804 | 4.6195 | 4.4034 | 4.031 | 3.82 | 3.5158
2039-02-27 | 3.5747 | 3.108 | 3.0172 | 2.9546 | 2.7915 | 2.8528 | 3.0779 | 3.4873 | 2.8896 | 2.3252 | 2.176 | 2.0112 | 1.8876 | 1.7657 | 2.4167 | 2.485 | 3.099 | 4.2626 | 5.1688 | 5.1999 | 4.3182 | 3.7536 | 3.3705 | 3.0159
2039-02-28 | 2.9762 | 2.9648 | 2.7374 | 2.7713 | 2.8568 | 3.0853 | 4.0436 | 3.9674 | 3.6938 | 3.0431 | 2.4913 | 2.0437 | 2.1247 | 2.221 | 2.4946 | 2.8479 | 3.847 | 4.5074 | 5.0387 | 4.9172 | 4.6986 | 4.4497 | 3.7696 | 3.4104
2039-03-01 | 3.369 | 3.2673 | 3.0081 | 2.988 | 2.9439 | 3.5529 | 4.0277 | 3.9217 | 3.2681 | 2.5818 | 2.049 | 1.8723 | 2.0015 | 1.9517 | 2.0259 | 2.3231 | 3.4484 | 4.0866 | 4.9497 | 5.2472 | 4.7087 | 4.2846 | 4.1957 | 4.0973
2039-03-02 | 3.5337 | 3.3143 | 2.8835 | 2.7894 | 2.7754 | 3.5162 | 3.9168 | 3.5831 | 3.8612 | 3.4285 | 2.773 | 2.299 | 2.2012 | 2.0296 | 2.4462 | 3.3224 | 4.1718 | 4.0606 | 4.9264 | 5.3023 | 4.8976 | 4.7158 | 4.4198 | 3.5411
2039-03-03 | 3.3204 | 3.252 | 3.3868 | 3.1323 | 3.0932 | 3.5341 | 4.5761 | 4.6364 | 4.0707 | 3.2336 | 2.3369 | 2.1976 | 2.2296 | 2.0369 | 2.6047 | 2.8677 | 3.3981 | 4.1016 | 4.911 | 5.0068 | 4.6221 | 4.3003 | 3.9665 | 3.4094
2039-03-04 | 3.1758 | 3.0524 | 3.1467 | 3.2595 | 2.8657 | 2.9936 | 3.6638 | 3.7411 | 3.1827 | 2.3986 | 2.0558 | 1.9754 | 2.2416 | 2.0666 | 1.8878 | 2.8548 | 3.5396 | 4.0586 | 4.7189 | 4.9694 | 4.4677 | 4.1536 | 4.3816 | 3.9555
2039-03-05 | 3.1722 | 3.2316 | 3.1255 | 3.0742 | 2.9726 | 3.1219 | 3.6016 | 3.4876 | 2.6645 | 2.7395 | 2.763 | 2.0558 | 1.8518 | 1.9273 | 2.103 | 1.9923 | 2.8607 | 3.9114 | 4.4544 | 4.1172 | 4.0208 | 4.2798 | 3.9512 | 3.4235
2039-03-06 | 3.4653 | 3.2061 | 2.9275 | 2.9222 | 2.7686 | 2.9196 | 2.7421 | 2.846 | 2.5641 | 2.311 | 1.8702 | 1.703 | 1.6423 | 1.7093 | 1.7283 | 1.5521 | 2.4054 | 3.6909 | 4.7367 | 4.9534 | 4.2783 | 3.5626 | 3.2672 | 2.9947
2039-03-07 | 3.0961 | 2.9549 | 2.8222 | 2.7262 | 2.7535 | 3.3101 | 3.8905 | 3.7332 | 3.4713 | 2.6362 | 2.2456 | 1.7696 | 1.7792 | 2.1728 | 2.1821 | 2.3647 | 3.0311 | 4.0271 | 4.8414 | 5.3257 | 4.7454 | 4.1382 | 3.7185 | 3.52
2039-03-08 | 3.4211 | 3.2247 | 2.979 | 2.8942 | 2.8551 | 3.2959 | 4.3221 | 3.9856 | 3.4945 | 2.8839 | 2.2235 | 1.8264 | 1.731 | 1.9757 | 1.7749 | 1.9094 | 2.4905 | 3.7645 | 4.8621 | 5.2169 | 4.6943 | 4.0118 | 3.786 | 3.2202
2039-03-09 | 3.1554 | 3.1767 | 3.0524 | 3.0372 | 2.9706 | 3.2055 | 4.341 | 3.4912 | 2.6307 | 1.6996 | 1.2525 | 1.1849 | 1.4669 | 1.3851 | 1.3467 | 1.9019 | 2.6093 | 3.259 | 4.5112 | 5.12 | 4.6145 | 3.8339 | 3.8165 | 3.4831
2039-03-10 | 3.0116 | 2.9107 | 2.9722 | 2.7367 | 2.7347 | 2.9857 | 3.7771 | 4.1753 | 3.549 | 3.0661 | 2.419 | 2.2143 | 2.1566 | 2.1278 | 2.002 | 2.3191 | 2.8977 | 3.5494 | 4.979 | 5.246 | 4.6137 | 4.0412 | 3.695 | 3.2779
2039-03-11 | 3.0648 | 3.0103 | 3.0824 | 2.8602 | 2.8388 | 3.1928 | 4.183 | 3.6172 | 3.085 | 2.6168 | 2.0326 | 1.8265 | 2.0014 | 1.9458 | 1.7614 | 2.12 | 2.9166 | 3.3453 | 3.9644 | 4.2738 | 3.7686 | 3.987 | 3.93 | 3.5503
2039-03-12 | 3.2489 | 2.9775 | 2.8759 | 2.8372 | 2.7867 | 2.9259 | 3.1206 | 3.108 | 2.5375 | 2.0815 | 1.5796 | 0.92439 | 1.1249 | 1.0755 | 1.1568 | 1.8126 | 2.6662 | 3.1549 | 3.9409 | 4.3919 | 3.9858 | 3.5062 | 3.3059 | 3.083
2039-03-13 | 3.1138 | 2.817 | 2.7448 | 2.7549 | 2.8017 | 2.814 | 2.9584 | 2.9443 | 2.9129 | 2.4268 | 1.547 | 1.4297 | 1.6551 | 1.2718 | 1.7968 | 2.4031 | 3.1779 | 3.6384 | 4.406 | 4.2589 | 3.8065 | 3.461 | 3.5059 | 2.9229
2039-03-14 | 2.881 | 2.8886 | 2.6477 | 2.6051 | 2.6807 | 3.0109 | 4.1019 | 4.2055 | 3.4114 | 2.3889 | 2.4133 | 2.1546 | 2.3289 | 1.8715 | 1.9547 | 2.9489 | 3.2672 | 3.9986 | 5.0478 | 5.0608 | 4.2331 | 3.8805 | 3.866 | 3.1752
2039-03-15 | 2.982 | 2.3172 | 1.7881 | 2.0246 | 2.582 | 2.8892 | 4.061 | 4.4258 | 3.6988 | 3.5498 | 3.2523 | 3.2064 | 3.174 | 3.2833 | 3.4121 | 2.9892 | 3.7589 | 4.311 | 5.2685 | 5.1263 | 4.6933 | 4.2756 | 3.7917 | 3.2904
2039-03-16 | 3.0313 | 3.0772 | 2.8275 | 2.6071 | 2.674 | 2.9178 | 3.6881 | 4.1858 | 3.8565 | 2.9698 | 2.5569 | 2.089 | 2.4444 | 2.1056 | 2.1205 | 3.3761 | 3.5528 | 4.0783 | 5.2388 | 5.4682 | 4.9058 | 4.2254 | 3.9427 | 3.8729
2039-03-17 | 3.2384 | 3.0926 | 3.1588 | 2.8583 | 2.8934 | 3.3599 | 4.3173 | 4.3532 | 3.6855 | 2.922 | 2.4322 | 2.2033 | 2.0241 | 2.0799 | 2.3138 | 2.6321 | 3.46 | 4.5073 | 5.3321 | 5.6516 | 5.0517 | 4.3404 | 3.7662 | 3.519
2039-03-18 | 3.0926 | 2.9239 | 2.8494 | 2.8695 | 2.9107 | 3.002 | 3.6263 | 3.8109 | 3.3111 | 2.9586 | 2.7889 | 2.2898 | 2.1799 | 2.6444 | 2.857 | 3.2253 | 3.9326 | 3.9796 | 4.7762 | 5.1631 | 4.7906 | 4.5299 | 4.1714 | 3.8174
2039-03-19 | 3.5989 | 3.2652 | 3.0064 | 3.0535 | 3.2132 | 3.0842 | 3.1332 | 3.081 | 2.6416 | 2.1806 | 1.7608 | 1.5136 | 1.3586 | 1.7324 | 1.9929 | 2.0197 | 2.8553 | 3.7893 | 4.5428 | 4.7144 | 4.3329 | 4.3103 | 3.7522 | 3.4947
2039-03-20 | 3.5112 | 3.3618 | 3.0162 | 2.9313 | 2.8256 | 3.127 | 3.2578 | 3.1572 | 2.6282 | 2.3035 | 1.9897 | 1.9911 | 1.8672 | 1.6352 | 1.6656 | 1.9128 | 2.2343 | 3.1478 | 4.5719 | 4.7304 | 4.4068 | 3.9794 | 3.6156 | 3.2341
2039-03-21 | 3.2065 | 3.1089 | 2.8031 | 2.5538 | 2.5962 | 2.9362 | 3.2892 | 3.2452 | 3.195 | 2.6463 | 2.1501 | 1.6105 | 2.0257 | 2.8715 | 2.7279 | 2.8466 | 3.1436 | 3.4173 | 4.2968 | 4.9603 | 4.5971 | 3.9168 | 3.5541 | 3.5101
2039-03-22 | 3.2365 | 2.899 | 2.7959 | 2.9673 | 2.875 | 3.0879 | 3.7115 | 3.8084 | 3.7664 | 3.4798 | 2.8593 | 2.2009 | 2.2444 | 2.5663 | 2.5656 | 2.9333 | 3.8088 | 4.3068 | 4.8107 | 4.989 | 4.569 | 4.1114 | 3.5311 | 3.3337
2039-03-23 | 3.0681 | 2.8611 | 2.8476 | 2.8229 | 2.8562 | 3.4646 | 3.8324 | 3.6884 | 3.3787 | 2.8115 | 2.479 | 2.121 | 2.3956 | 2.2434 | 2.5693 | 3.0395 | 3.5789 | 4.3959 | 4.9345 | 5.015 | 4.3036 | 3.7613 | 3.5518 | 3.3987
2039-03-24 | 3.3875 | 3.1297 | 2.9086 | 2.8458 | 3.046 | 3.1805 | 3.7184 | 3.7002 | 3.7846 | 3.4872 | 2.5782 | 1.6457 | 1.8553 | 2.3455 | 2.5156 | 3.0479 | 3.5801 | 4.5623 | 5.1303 | 5.24 | 4.5368 | 4.127 | 3.8717 | 3.5269
2039-03-25 | 3.4186 | 3.2573 | 2.9973 | 2.975 | 2.9102 | 3.3545 | 3.9399 | 3.4511 | 2.7987 | 2.8677 | 2.4172 | 2.1323 | 2.0446 | 2.436 | 2.3056 | 2.852 | 3.5564 | 4.4993 | 4.5341 | 4.5363 | 4.5536 | 4.4296 | 3.9117 | 3.7147
2039-03-26 | 3.6249 | 3.291 | 3.0292 | 2.982 | 3.2509 | 3.2368 | 3.5102 | 3.7316 | 3.6929 | 3.8699 | 3.342 | 2.5378 | 2.3757 | 2.3306 | 2.3748 | 2.2933 | 2.7745 | 3.6399 | 3.8585 | 4.2241 | 4.139 | 3.6316 | 3.4738 | 3.3016
2039-03-27 | 3.1342 | 2.8316 | 2.7349 | 2.6345 | 2.5499 | 2.588 | 2.528 | 2.7656 | 2.4266 | 2.1111 | 1.577 | 1.0744 | 1.1917 | 1.0564 | 0.55942 | 1.1265 | 2.0689 | 3.1391 | 3.8588 | 4.6674 | 4.4999 | 4.0033 | 3.7776 | 3.5943
2039-03-28 | 3.1907 | 2.8472 | 2.7957 | 2.8741 | 3.0028 | 3.0664 | 3.3016 | 3.4043 | 3.0654 | 3.1794 | 2.066 | 2.0448 | 1.9655 | 1.7392 | 1.6902 | 1.7124 | 2.4794 | 3.3838 | 4.364 | 5.0552 | 4.6228 | 4.0422 | 4.0862 | 3.5376
2039-03-29 | 3.0162 | 3.0325 | 2.9863 | 2.8284 | 2.8097 | 3.0252 | 3.9767 | 3.4711 | 2.5084 | 2.0774 | 1.8208 | 1.5884 | 1.5603 | 1.6436 | 1.4979 | 1.6909 | 2.7292 | 4.1088 | 4.6075 | 5.1384 | 4.8922 | 4.5407 | 4.0591 | 3.7628
2039-03-30 | 3.1756 | 3.0282 | 2.9511 | 2.924 | 2.923 | 3.431 | 3.8671 | 3.5372 | 2.9957 | 2.4002 | 1.9492 | 1.6946 | 1.9405 | 1.8702 | 1.505 | 2.0435 | 3.1246 | 4.0137 | 4.6329 | 5.2926 | 5.0027 | 4.5964 | 4.1262 | 3.832
2039-03-31 | 3.4592 | 2.9812 | 2.9183 | 3.0779 | 3.1362 | 3.371 | 3.7827 | 3.7791 | 3.3053 | 2.7105 | 2.1866 | 1.8826 | 1.9596 | 2.0379 | 1.8457 | 2.2882 | 3.4086 | 4.2204 | 4.8011 | 5.4281 | 5.1554 | 4.6834 | 3.9033 | 3.4695
2039-04-01 | 3.4173 | 3.0501 | 2.9213 | 2.855 | 2.8595 | 2.9424 | 3.4982 | 3.4649 | 2.7478 | 2.1712 | 1.7329 | 1.5868 | 1.7918 | 1.8835 | 1.9386 | 2.0736 | 3.1574 | 3.7844 | 4.5307 | 5.2858 | 4.9175 | 4.5434 | 4.0139 | 3.6908
2039-04-02 | 3.5058 | 3.1817 | 2.9384 | 2.894 | 2.9977 | 3.0679 | 3.0393 | 3.069 | 2.5091 | 2.4808 | 2.1129 | 2.1733 | 2.3121 | 2.3555 | 2.5228 | 2.5553 | 2.4971 | 3.7969 | 4.0742 | 4.728 | 4.4429 | 4.1263 | 3.6659 | 3.3156
2039-04-03 | 3.3967 | 3.0257 | 2.8932 | 2.8735 | 2.7619 | 2.8304 | 2.7432 | 2.7583 | 2.6581 | 2.2362 | 1.8903 | 2.0414 | 2.0242 | 1.8505 | 1.7454 | 2.1036 | 2.7345 | 3.643 | 4.6243 | 5.1889 | 4.578 | 4.3105 | 4.1828 | 3.8032
2039-04-04 | 3.4265 | 3.0848 | 3.0477 | 3.0394 | 3.0916 | 3.5982 | 4.8139 | 4.5508 | 4.4109 | 4.0089 | 3.5671 | 3.0166 | 3.6714 | 3.7412 | 3.8372 | 3.5018 | 4.6955 | 5.2144 | 5.4237 | 5.0414 | 4.3397 | 3.9642 | 3.5981 | 3.4471
2039-04-05 | 3.1446 | 2.9475 | 2.8962 | 2.5718 | 2.3496 | 2.4336 | 2.8284 | 3.7471 | 3.102 | 2.5043 | 2.8022 | 2.3781 | 2.0852 | 2.2101 | 2.4599 | 2.6607 | 3.9187 | 4.7866 | 5.0777 | 5.1365 | 4.9877 | 4.5039 | 3.9537 | 3.759
2039-04-06 | 3.1958 | 2.9519 | 2.925 | 2.9398 | 2.9044 | 3.2634 | 4.0672 | 4.5759 | 3.438 | 3.2922 | 3.5167 | 3.2507 | 2.3366 | 2.4839 | 2.5524 | 3.0585 | 3.9179 | 4.7137 | 5.2703 | 5.4581 | 5.0545 | 4.6953 | 4.148 | 3.4109
2039-04-07 | 3.3336 | 3.1854 | 3.124 | 3.2886 | 3.1211 | 3.479 | 4.2899 | 4.2126 | 4.4152 | 4.2028 | 3.5748 | 3.7944 | 2.9012 | 2.8116 | 3.3357 | 3.4135 | 4.2702 | 4.4458 | 5.1247 | 5.493 | 5.1027 | 4.4425 | 4.6293 | 4.0272
2039-04-08 | 3.1683 | 2.9996 | 2.9276 | 2.9669 | 3.0384 | 3.0707 | 3.3765 | 3.5483 | 3.373 | 2.7588 | 2.3238 | 2.0717 | 2.1229 | 2.0216 | 2.4894 | 2.8883 | 2.7925 | 3.7497 | 4.9402 | 5.262 | 4.6231 | 4.1702 | 3.9997 | 3.4857
2039-04-09 | 3.5218 | 3.3043 | 2.9676 | 2.9267 | 3.0719 | 3.2955 | 3.1079 | 3.0079 | 2.7555 | 2.4487 | 2.3152 | 2.0957 | 2.1147 | 2.1134 | 2.3248 | 2.8483 | 3.3505 | 4.2542 | 5.1329 | 5.1072 | 4.4239 | 4.5917 | 4.5556 | 3.7059
2039-04-10 | 3.3556 | 3.2165 | 3.4274 | 3.0447 | 2.9263 | 2.9032 | 2.9639 | 3.0741 | 2.7083 | 2.8432 | 2.6115 | 2.3343 | 2.1426 | 2.0384 | 1.8536 | 2.1501 | 2.9832 | 3.6642 | 4.369 | 5.0161 | 4.6406 | 4.2792 | 3.6436 | 3.1544
2039-04-11 | 3.013 | 2.9526 | 3.1047 | 2.9464 | 2.9387 | 3.2235 | 4.0498 | 4.0125 | 3.0632 | 2.3546 | 1.873 | 1.6368 | 1.5177 | 1.6705 | 1.5872 | 1.6621 | 2.4708 | 3.831 | 4.8214 | 5.3886 | 4.7805 | 4.1296 | 3.669 | 3.247
2039-04-12 | 3.1422 | 3.0918 | 2.9005 | 2.8497 | 3.0332 | 3.3269 | 3.5401 | 3.4258 | 2.8775 | 2.1459 | 1.8105 | 1.6291 | 1.808 | 1.8965 | 1.5046 | 1.9441 | 2.9196 | 4.0005 | 4.6977 | 5.2615 | 4.9747 | 4.387 | 3.819 | 3.2904
2039-04-13 | 3.2309 | 3.086 | 2.9106 | 2.8977 | 2.9308 | 3.1343 | 3.3202 | 3.4004 | 2.9214 | 2.4313 | 2.1021 | 1.9802 | 1.889 | 2.054 | 1.9777 | 2.6649 | 3.3065 | 3.8471 | 5.0469 | 5.498 | 5.0207 | 4.0371 | 3.7002 | 3.7735
2039-04-14 | 3.1647 | 2.992 | 2.968 | 3.0536 | 3.133 | 3.2149 | 3.7612 | 3.5578 | 2.8608 | 2.3335 | 2.0665 | 1.8534 | 1.9733 | 1.912 | 1.9037 | 1.9956 | 3.1792 | 3.798 | 4.5069 | 5.4375 | 5.0012 | 4.3248 | 3.6986 | 3.5433
2039-04-15 | 3.1585 | 2.9948 | 2.9202 | 2.9108 | 2.8749 | 3.0233 | 4.1439 | 3.7941 | 3.1624 | 2.3254 | 1.911 | 1.8727 | 2.04 | 2.163 | 1.6768 | 2.3485 | 3.5079 | 4.5798 | 5.2282 | 5.4531 | 4.9475 | 4.414 | 4.4247 | 3.9211
2039-04-16 | 3.7455 | 3.3575 | 3.1175 | 3.0643 | 3.149 | 3.3229 | 2.986 | 2.8179 | 2.6571 | 2.3423 | 1.8798 | 1.6417 | 1.642 | 1.7441 | 1.3151 | 1.8374 | 2.8046 | 3.8683 | 4.5731 | 4.8246 | 4 | 3.8425 | 4.0134 | 3.6294
2039-04-17 | 3.7917 | 3.3867 | 3.1167 | 3.0616 | 3.0877 | 3.3719 | 3.3706 | 2.9013 | 2.2149 | 1.8953 | 2.0442 | 1.8665 | 1.692 | 1.5518 | 1.5293 | 1.8223 | 2.5171 | 3.3739 | 4.8866 | 5.3773 | 5.0834 | 4.6181 | 4.187 | 3.4474
2039-04-18 | 3.2333 | 3.3322 | 3.2816 | 3.0709 | 3.0535 | 3.8349 | 4.1038 | 3.8868 | 3.539 | 2.5263 | 2.2206 | 2.0875 | 2.128 | 2.3777 | 2.2881 | 2.2581 | 3.0585 | 4.4486 | 5.1451 | 5.3295 | 4.8722 | 4.2198 | 3.5617 | 3.2034
2039-04-19 | 3.2212 | 3.0466 | 2.8985 | 2.9173 | 3.0841 | 3.1862 | 3.6609 | 3.9484 | 3.9057 | 3.4879 | 2.4772 | 2.2597 | 2.2559 | 2.097 | 2.1705 | 2.4126 | 3.0936 | 3.9849 | 5.0036 | 5.3081 | 4.7783 | 3.8297 | 3.5787 | 3.2094
2039-04-20 | 2.9765 | 3.0679 | 2.9413 | 2.866 | 2.8755 | 3.1024 | 3.5762 | 3.5094 | 2.7963 | 2.4041 | 2.0815 | 1.7386 | 1.6007 | 1.9836 | 2.051 | 2.3014 | 3.0873 | 4.1174 | 4.8466 | 5.3395 | 4.8028 | 4.1339 | 3.6174 | 3.2905
2039-04-21 | 3.1774 | 3.2311 | 3.0037 | 2.9402 | 2.9546 | 3.567 | 4.2599 | 3.5247 | 3.8392 | 3.1217 | 3.124 | 2.8704 | 3.1857 | 2.7982 | 3.1598 | 3.1999 | 4.1508 | 4.7213 | 4.9339 | 5.3942 | 5.097 | 4.2795 | 4.2981 | 4.1039
2039-04-22 | 3.387 | 3.1403 | 3.0455 | 2.9325 | 2.8977 | 3.2574 | 3.4127 | 3.6139 | 3.8113 | 3.3674 | 2.5416 | 2.2088 | 2.2563 | 2.1525 | 1.6211 | 1.8898 | 2.951 | 3.9317 | 4.1118 | 4.5238 | 4.4607 | 3.9469 | 3.8716 | 3.6406
2039-04-23 | 3.2937 | 2.9751 | 2.8584 | 2.8174 | 2.8598 | 2.9377 | 3.365 | 2.85 | 2.5037 | 2.3282 | 1.8686 | 1.4968 | 1.733 | 1.5216 | 1.6941 | 1.9349 | 2.7549 | 3.0654 | 4.138 | 4.8572 | 4.4736 | 3.6777 | 3.6916 | 3.7068
2039-04-24 | 3.129 | 3.0282 | 3.0775 | 3.059 | 2.9289 | 2.9297 | 2.7078 | 2.6232 | 2.4939 | 2.1382 | 1.6847 | 1.4444 | 1.5955 | 1.297 | 1.2618 | 1.6347 | 2.2907 | 3.5369 | 4.4138 | 5.177 | 4.8808 | 3.9796 | 3.5876 | 3.5118
2039-04-25 | 3.1653 | 2.8782 | 2.8263 | 2.7924 | 2.8741 | 3.3066 | 3.9582 | 3.258 | 3.1385 | 3.0161 | 2.7479 | 2.0736 | 2.0222 | 2.0397 | 1.8035 | 2.3281 | 3.21 | 4.2154 | 4.8692 | 5.39 | 4.84 | 4.113 | 3.6711 | 3.2668
2039-04-26 | 3.1463 | 3.2089 | 2.9283 | 2.8384 | 2.84 | 2.9574 | 3.5263 | 2.9546 | 3.1693 | 2.4778 | 2.41 | 2.4378 | 2.2671 | 2.1623 | 2.5468 | 2.3441 | 2.8404 | 3.8481 | 4.8002 | 5.1731 | 4.7347 | 3.8716 | 3.4639 | 3.1723
2039-04-27 | 3.0027 | 2.9791 | 3.0252 | 2.8813 | 2.8755 | 3.2017 | 3.7766 | 3.4594 | 3.174 | 2.7316 | 2.3223 | 1.9555 | 1.9468 | 2.1115 | 2.0633 | 2.2678 | 2.8731 | 4.0431 | 4.8108 | 5.425 | 4.8745 | 3.7784 | 3.1901 | 2.9895
2039-04-28 | 3.0082 | 2.9252 | 2.6865 | 2.751 | 2.8536 | 2.807 | 3.1967 | 3.0892 | 3.0462 | 2.6457 | 2.3451 | 2.2781 | 2.0454 | 2.4285 | 2.7293 | 3.0856 | 4.1176 | 4.3286 | 4.9259 | 5.4742 | 5.0721 | 4.1419 | 3.4305 | 3.1285
2039-04-29 | 3.1222 | 2.9931 | 2.8662 | 2.7985 | 2.8477 | 3.0255 | 3.7846 | 3.7254 | 3.7848 | 3.7683 | 3.257 | 3.0477 | 2.7206 | 2.6355 | 3.0055 | 3.4664 | 3.4629 | 3.5944 | 4.5662 | 4.936 | 4.2035 | 4.0295 | 4.1069 | 3.23
2039-04-30 | 2.9854 | 2.9816 | 2.8654 | 2.8501 | 2.8811 | 3.1655 | 3.128 | 3.1525 | 2.9854 | 2.6723 | 2.6771 | 2.0588 | 1.7871 | 2.0477 | 2.1544 | 2.2886 | 2.4074 | 3.3907 | 4.1986 | 3.8954 | 3.612 | 3.6971 | 3.2828 | 2.9372
2039-05-01 | 2.8197 | 2.8975 | 2.7192 | 2.6425 | 2.6908 | 2.7911 | 2.816 | 2.5573 | 2.1448 | 2.0682 | 1.703 | 1.387 | 1.5376 | 1.7069 | 1.7373 | 1.757 | 2.2002 | 3.0416 | 3.7783 | 4.2339 | 4.172 | 3.7545 | 3.0963 | 2.8596
2039-05-02 | 2.9406 | 2.7862 | 2.7283 | 2.723 | 2.8027 | 3.1672 | 3.3843 | 3.2728 | 3.3614 | 2.2727 | 1.9287 | 1.913 | 1.8276 | 1.8695 | 2.2134 | 2.4741 | 2.3401 | 3.1044 | 4.5685 | 4.8611 | 4.4772 | 4.4105 | 4.0462 | 3.1491
2039-05-03 | 3.0635 | 3.0365 | 2.8088 | 2.8054 | 2.8116 | 3.0117 | 3.5273 | 2.6564 | 2.544 | 2.3393 | 2.2408 | 1.9411 | 1.9374 | 1.8551 | 2.0991 | 2.5511 | 3.7267 | 4.2231 | 4.5349 | 5.1139 | 4.5232 | 3.8379 | 3.3663 | 3.088
2039-05-04 | 3.0643 | 2.9023 | 2.791 | 2.7324 | 2.8006 | 2.9974 | 3.8228 | 4.1471 | 4.0931 | 3.8751 | 2.9836 | 3.351 | 3.2629 | 3.0173 | 3.4866 | 3.7163 | 3.7868 | 4.1904 | 5.1127 | 5.3775 | 4.4909 | 3.7527 | 4.0586 | 3.2698
2039-05-05 | 2.9602 | 3.0533 | 2.7579 | 2.556 | 2.5901 | 2.8561 | 3.4979 | 3.1387 | 3.2578 | 2.9484 | 2.3034 | 2.3843 | 2.7897 | 3.0644 | 2.9355 | 3.042 | 3.3528 | 4.6788 | 4.9797 | 5.1628 | 4.9628 | 4.6782 | 4.1976 | 3.4472
2039-05-06 | 3.1214 | 2.9466 | 3.0261 | 3.0172 | 3.0014 | 3.4225 | 4.2179 | 4.2656 | 3.5089 | 2.6963 | 3.3262 | 3.323 | 3.1965 | 2.2978 | 2.4457 | 3.3091 | 3.7637 | 4.1515 | 5.1733 | 5.1121 | 4.5084 | 4.6106 | 4.4042 | 3.5794
2039-05-07 | 3.2017 | 3.0465 | 2.7865 | 2.6596 | 2.625 | 2.8053 | 2.7704 | 2.6724 | 2.4832 | 2.4631 | 2.4057 | 2.2022 | 2.1961 | 2.2999 | 2.3523 | 2.234 | 2.9435 | 3.829 | 4.5117 | 4.3826 | 4.2135 | 4.1324 | 3.7112 | 3.1324
2039-05-08 | 2.9291 | 2.9923 | 2.9006 | 2.7783 | 2.8021 | 2.8061 | 2.5842 | 2.5065 | 2.1566 | 1.825 | 1.6516 | 1.3929 | 1.0902 | 1.29 | 1.532 | 1.8294 | 2.1288 | 2.8542 | 4.2721 | 4.9084 | 4.3889 | 3.5725 | 3.6801 | 3.1546
2039-05-09 | 2.9273 | 2.87 | 2.9212 | 2.7635 | 2.8342 | 3.2254 | 4.342 | 3.6339 | 2.8171 | 2.4181 | 1.9529 | 1.9018 | 2.0136 | 1.8622 | 1.6905 | 1.7925 | 2.6453 | 3.8115 | 4.4646 | 5.0236 | 4.6445 | 4.0781 | 3.3534 | 3.165
2039-05-10 | 3.0656 | 2.7963 | 2.5735 | 2.6184 | 2.7887 | 2.8012 | 3.1255 | 3.2132 | 3.534 | 3.3545 | 2.7993 | 3.5332 | 3.2783 | 3.6773 | 3.2357 | 2.6426 | 3.3761 | 4.1837 | 4.8588 | 5.4951 | 5.0434 | 4.3647 | 3.9326 | 3.7968
2039-05-11 | 3.0744 | 2.9412 | 2.8546 | 2.8437 | 2.8331 | 3.1559 | 4.0949 | 3.8587 | 3.091 | 2.5312 | 1.9555 | 1.7151 | 1.6687 | 1.6912 | 1.6501 | 2.0842 | 2.7001 | 3.8533 | 4.9665 | 5.4737 | 5.3593 | 4.5304 | 3.8838 | 3.3823
2039-05-12 | 3.1454 | 3.1848 | 2.9388 | 2.8445 | 2.8425 | 3.2439 | 4.1608 | 3.4622 | 3.0458 | 2.4709 | 2.3666 | 2.2523 | 2.0447 | 1.8528 | 2.1374 | 2.5124 | 3.2754 | 4.5004 | 5.3524 | 5.5172 | 5.3106 | 4.6768 | 4.1552 | 3.6878
2039-05-13 | 3.3168 | 3.1335 | 3.1057 | 3.1979 | 3.2667 | 3.4662 | 4.0141 | 3.7059 | 3.5302 | 3.0088 | 2.3645 | 2.3658 | 2.8465 | 2.5927 | 2.5463 | 2.8127 | 3.2199 | 3.6787 | 4.6694 | 5.3615 | 4.942 | 4.2474 | 3.9643 | 3.8293
2039-05-14 | 3.1788 | 3.0162 | 3.1419 | 2.8764 | 2.8355 | 2.9107 | 3.1299 | 3.001 | 2.144 | 1.7011 | 1.3986 | 1.0943 | 1.0238 | 1.2305 | 1.6982 | 2.0074 | 2.4697 | 3.6616 | 4.5617 | 5.053 | 4.402 | 3.7873 | 3.7038 | 3.3237
2039-05-15 | 3.2081 | 3.1522 | 2.8736 | 2.8382 | 2.8258 | 2.8879 | 3.2013 | 2.7214 | 2.1619 | 1.8666 | 1.7436 | 1.6066 | 1.4786 | 1.5822 | 1.3301 | 1.5924 | 2.3918 | 3.8112 | 4.618 | 5.0829 | 4.4898 | 3.9026 | 3.781 | 3.433
2039-05-16 | 3.2161 | 2.9962 | 2.8067 | 2.7552 | 2.701 | 2.9082 | 3.2609 | 2.9857 | 3.2602 | 2.9591 | 2.5028 | 2.4661 | 2.2976 | 2.0695 | 1.8344 | 2.4202 | 3.9148 | 4.6744 | 5.2062 | 4.9431 | 4.234 | 3.685 | 3.8907 | 3.3853
2039-05-17 | 2.9282 | 3.0212 | 2.9325 | 2.7947 | 2.8221 | 3.0221 | 4.0516 | 3.8199 | 3.1409 | 2.9833 | 2.4524 | 1.985 | 1.8583 | 1.9879 | 1.6879 | 2.0396 | 3.4729 | 4.5685 | 4.838 | 5.1163 | 4.8981 | 4.3128 | 3.6947 | 3.6985
2039-05-18 | 3.1222 | 2.8905 | 2.8273 | 2.7692 | 2.8757 | 3.0571 | 2.968 | 2.6087 | 2.4822 | 2.159 | 2.0093 | 1.777 | 1.7218 | 1.6686 | 1.7313 | 2.1361 | 3.1252 | 4.3428 | 5.0985 | 5.4798 | 5.4763 | 4.9642 | 4.0831 | 3.5881
2039-05-19 | 3.1802 | 3.319 | 3.0061 | 2.7988 | 2.8507 | 3.2651 | 4.1542 | 3.9516 | 3.3695 | 3.2412 | 2.6306 | 2.5588 | 2.7692 | 2.6292 | 3.2833 | 3.6232 | 4.3852 | 4.7769 | 5.3074 | 5.5466 | 5.2202 | 4.7276 | 3.973 | 3.4956
2039-05-20 | 3.2878 | 3.1186 | 3.0246 | 2.9231 | 2.8807 | 2.9439 | 3.21 | 3.5133 | 3.2628 | 2.3951 | 1.8748 | 1.8676 | 1.942 | 1.822 | 1.5762 | 2.1872 | 3.0729 | 3.6117 | 4.6019 | 5.042 | 4.2921 | 4.2906 | 4.3644 | 3.7386
2039-05-21 | 3.2173 | 2.8594 | 2.8031 | 2.7751 | 2.8051 | 3.0061 | 2.968 | 2.5412 | 2.1904 | 1.9058 | 1.5806 | 1.2905 | 1.3202 | 1.3653 | 1.0577 | 1.606 | 2.4352 | 3.009 | 3.8032 | 4.697 | 4.2579 | 3.79 | 3.507 | 3.4454
2039-05-22 | 3.1756 | 2.8699 | 2.8369 | 2.9074 | 2.7399 | 2.5502 | 2.466 | 2.3849 | 2.166 | 1.6201 | 1.2941 | 0.93955 | 1.0721 | 1.3372 | 1.3318 | 1.7362 | 2.6599 | 4.1109 | 5.0662 | 5.1704 | 4.7135 | 3.8466 | 3.4868 | 3.0882
2039-05-23 | 3.0493 | 2.9975 | 2.774 | 2.7522 | 2.7787 | 3.1038 | 3.6495 | 3.5558 | 2.9088 | 2.3854 | 2.1077 | 2.0127 | 1.8906 | 2.4503 | 2.3545 | 2.2455 | 3.6717 | 4.4216 | 4.8911 | 5.2347 | 4.7952 | 3.779 | 3.5797 | 3.1192
2039-05-24 | 3.1593 | 3.0491 | 2.807 | 2.8338 | 3.0631 | 3.223 | 3.7021 | 3.3407 | 3.2514 | 2.4902 | 2.1832 | 2.4199 | 2.3559 | 2.6747 | 2.0726 | 2.8098 | 3.3331 | 4.0547 | 5.0002 | 5.4707 | 5.057 | 4.2388 | 4.0357 | 3.74
2039-05-25 | 3.1002 | 2.9482 | 2.8897 | 2.896 | 3.1995 | 3.3418 | 3.8956 | 3.6722 | 3.4234 | 2.7391 | 2.6041 | 2.7053 | 2.1904 | 2.1203 | 2.0552 | 2.7522 | 3.291 | 3.8722 | 4.9596 | 5.4317 | 5.2485 | 4.3646 | 4.1354 | 3.9379
2039-05-26 | 3.1961 | 3.066 | 3.0988 | 2.7445 | 2.7817 | 2.9481 | 3.4003 | 3.2279 | 2.6786 | 2.4508 | 2.0845 | 2.0242 | 1.9097 | 1.9827 | 1.8397 | 2.4538 | 3.2436 | 4.0603 | 4.7647 | 5.1107 | 4.7184 | 4.0758 | 3.9388 | 3.6964
2039-05-27 | 3.3085 | 3.0885 | 2.9637 | 2.8167 | 2.8763 | 2.8482 | 3.1326 | 2.6084 | 2.4613 | 2.2394 | 1.956 | 1.7751 | 1.6301 | 1.8021 | 1.7769 | 2.1577 | 2.9135 | 4.161 | 4.5513 | 4.647 | 4.0733 | 3.8047 | 3.7561 | 3.4771
2039-05-28 | 3.4009 | 3.1121 | 2.8331 | 2.8729 | 2.9984 | 2.8153 | 2.7527 | 2.4233 | 2.4699 | 2.0719 | 1.6521 | 1.8159 | 1.775 | 1.7284 | 1.6604 | 2.2128 | 2.8083 | 3.4508 | 4.2001 | 4.7203 | 4.3804 | 3.5662 | 3.7911 | 3.5575
2039-05-29 | 3.0475 | 2.9732 | 3.0944 | 2.8439 | 2.7732 | 2.7837 | 2.8747 | 2.8104 | 2.1576 | 1.9029 | 1.6799 | 1.482 | 1.7141 | 1.8425 | 2.1084 | 2.3636 | 2.9366 | 3.9 | 4.5843 | 4.7791 | 4.3633 | 3.613 | 3.4098 | 3.1272
2039-05-30 | 3.1671 | 3.0795 | 2.811 | 2.7784 | 2.9346 | 2.9664 | 2.6482 | 2.6519 | 2.3419 | 2.1441 | 2.0314 | 1.9094 | 1.7697 | 1.7277 | 1.6743 | 2.4666 | 2.9515 | 3.5195 | 4.6987 | 5.2327 | 4.8745 | 4.3002 | 3.6881 | 3.4847
2039-05-31 | 3.2804 | 2.9001 | 2.9045 | 3.0651 | 2.883 | 3.2975 | 3.6652 | 4.1194 | 4.5806 | 3.9833 | 3.7649 | 3.4945 | 3.2159 | 3.3317 | 4.2443 | 4.7566 | 4.7042 | 4.7828 | 5.5052 | 5.5109 | 4.8241 | 4.9983 | 4.7907 | 4.0348
2039-06-01 | 3.5004 | 3.3229 | 3.2901 | 3.369 | 3.1248 | 3.3153 | 4.0435 | 3.473 | 2.6649 | 2.4405 | 2.1032 | 2.0347 | 1.8355 | 1.8478 | 1.7313 | 2.0512 | 2.7152 | 3.9826 | 5.1092 | 5.4143 | 5.3864 | 5.0643 | 4.3662 | 3.8915
2039-06-02 | 3.6976 | 3.3205 | 3.1492 | 3.1578 | 3.2366 | 3.2183 | 3.4069 | 3.4348 | 3.3689 | 2.5456 | 2.3697 | 2.2483 | 2.0657 | 2.1735 | 2.3869 | 2.772 | 3.4163 | 3.751 | 4.8993 | 5.4117 | 5.1606 | 4.4323 | 3.9805 | 3.5589
2039-06-03 | 3.5137 | 3.3166 | 3.2651 | 3.1981 | 3.1945 | 3.4777 | 3.709 | 3.8109 | 3.6261 | 2.7357 | 2.9923 | 2.2444 | 2.2837 | 2.4624 | 2.393 | 2.006 | 2.7856 | 3.8932 | 4.1005 | 4.5706 | 4.0811 | 3.9706 | 4.0389 | 3.9337
2039-06-04 | 3.4577 | 3.1747 | 2.9816 | 2.9467 | 2.9756 | 2.994 | 2.9113 | 2.6514 | 2.3358 | 1.8396 | 1.5468 | 1.0292 | 1.2738 | 1.2951 | 1.2835 | 1.5124 | 2.3742 | 3.254 | 4.1979 | 4.7778 | 4.127 | 3.82 | 3.7123 | 3.3951
2039-06-05 | 3.536 | 3.2742 | 3.0573 | 2.9992 | 2.899 | 2.987 | 2.778 | 2.6229 | 2.3666 | 2.0273 | 1.628 | 1.359 | 1.606 | 1.7819 | 1.7497 | 1.902 | 2.4581 | 3.1179 | 4.4089 | 5.1465 | 4.956 | 4.8531 | 4.0632 | 3.7774
2039-06-06 | 3.3835 | 3.1435 | 3.1427 | 3.1704 | 2.9701 | 3.0798 | 3.0761 | 3.3863 | 2.922 | 2.7176 | 2.4099 | 2.1224 | 1.9901 | 2.0646 | 2.4109 | 3.0381 | 4.1972 | 4.1877 | 4.6493 | 5.4015 | 5.2302 | 5.0077 | 4.3006 | 3.9483
2039-06-07 | 3.6948 | 3.2112 | 3.1333 | 3.2767 | 3.147 | 3.2714 | 3.6841 | 3.9833 | 3.8642 | 3.242 | 2.9818 | 2.9626 | 2.378 | 2.2722 | 2.064 | 3.1587 | 3.6894 | 4.2228 | 4.9769 | 5.2728 | 5.0276 | 4.3757 | 4.1334 | 3.9713
2039-06-08 | 3.2504 | 3.1833 | 3.1373 | 3.0931 | 3.1654 | 3.4891 | 3.9063 | 3.6922 | 2.6252 | 2.2133 | 2.4007 | 2.4274 | 2.4766 | 2.2465 | 1.7154 | 2.1111 | 3.0733 | 3.8655 | 4.7981 | 5.3168 | 5.1266 | 4.8413 | 4.1297 | 3.8617
2039-06-09 | 3.6038 | 3.268 | 3.1271 | 3.161 | 3.1223 | 3.1152 | 3.2884 | 3.1809 | 2.9156 | 2.6235 | 2.3079 | 2.4488 | 2.1476 | 2.0838 | 2.2659 | 2.6703 | 3.3586 | 3.9301 | 4.6847 | 5.0525 | 4.8663 | 4.2145 | 3.7414 | 3.3395
2039-06-10 | 3.1578 | 3.0792 | 2.9556 | 2.9096 | 2.9065 | 2.9324 | 3.4059 | 3.7089 | 3.2953 | 2.8971 | 2.6361 | 2.4973 | 2.5992 | 2.7962 | 2.4932 | 2.6783 | 3.2877 | 4.0214 | 4.5204 | 4.8263 | 4.5932 | 4.0721 | 3.9823 | 3.6297
2039-06-11 | 3.5395 | 3.2725 | 3.0853 | 3.1034 | 3.1135 | 2.9571 | 2.8622 | 2.8523 | 2.5863 | 2.1425 | 1.5056 | 1.5028 | 2.0703 | 1.7325 | 1.6632 | 1.7117 | 2.35 | 3.1646 | 4.2395 | 4.5627 | 4.4373 | 4.384 | 3.7322 | 3.4851
2039-06-12 | 3.3954 | 3.3731 | 3.1019 | 3.0442 | 2.9404 | 2.9001 | 2.8497 | 2.7887 | 2.4265 | 1.9274 | 1.6734 | 1.5515 | 1.7303 | 1.9254 | 1.6519 | 1.7052 | 2.3182 | 2.9642 | 4.2886 | 5.0843 | 4.8377 | 4.301 | 3.9518 | 3.5143
2039-06-13 | 3.4501 | 3.1304 | 3.0113 | 2.9888 | 3.0085 | 3.0056 | 3.163 | 3.0754 | 2.7245 | 2.5841 | 2.4825 | 1.7891 | 1.5073 | 1.6452 | 2.056 | 2.3818 | 2.6289 | 3.8584 | 4.5521 | 5.1393 | 5.0435 | 4.3835 | 3.8096 | 3.6545
2039-06-14 | 3.4022 | 3.1022 | 3.0603 | 3.2049 | 2.9673 | 3.0001 | 3.3094 | 3.4787 | 2.7851 | 2.6416 | 2.1647 | 1.9133 | 2.0047 | 2.2388 | 2.224 | 2.6479 | 3.8323 | 4.4136 | 5.0456 | 5.39 | 5.3926 | 4.7946 | 4.2919 | 3.7926
2039-06-15 | 3.418 | 3.2677 | 3.4147 | 3.1375 | 3.0585 | 3.1876 | 4.0336 | 3.9437 | 3.137 | 2.7997 | 2.6164 | 2.1717 | 2.0718 | 2.8287 | 2.7966 | 2.6883 | 3.7137 | 4.5939 | 5.005 | 5.3862 | 5.343 | 4.7382 | 4.3891 | 4.2125
2039-06-16 | 3.9952 | 3.6933 | 3.3182 | 3.2103 | 3.0706 | 3.5159 | 3.313 | 3.3417 | 3.5221 | 3.1735 | 4.2889 | 3.9355 | 2.8297 | 2.4638 | 2.4465 | 3.0696 | 3.7006 | 4.4522 | 5.0111 | 5.4106 | 5.2692 | 4.8604 | 4.0282 | 3.5977
2039-06-17 | 3.2783 | 3.1965 | 3.2262 | 3.0818 | 3.0647 | 3.0869 | 3.816 | 3.899 | 3.2318 | 2.5248 | 2.3271 | 1.9781 | 2.0864 | 2.4316 | 2.3649 | 2.5624 | 2.9736 | 3.9009 | 4.8055 | 5.1007 | 5.1241 | 4.8399 | 4.3107 | 4.1423
2039-06-18 | 3.5867 | 3.2071 | 3.1021 | 3.2051 | 3.0693 | 2.999 | 2.9765 | 2.8149 | 2.4874 | 2.2044 | 2.0675 | 2.0851 | 1.9735 | 2.0999 | 1.6551 | 1.9217 | 2.3276 | 3.5938 | 4.5986 | 4.655 | 4.5039 | 4.2145 | 3.6122 | 3.3146
2039-06-19 | 3.2945 | 3.1388 | 3.0106 | 2.9684 | 3.0601 | 2.9612 | 2.8033 | 2.8914 | 2.5872 | 2.2026 | 1.8364 | 1.5688 | 1.6654 | 1.6837 | 1.8839 | 1.9672 | 2.2814 | 2.8293 | 3.9767 | 4.5412 | 4.6095 | 3.8318 | 3.4869 | 3.2366
2039-06-20 | 3.2374 | 3.0503 | 2.8938 | 2.828 | 2.9737 | 3.0975 | 2.9879 | 3.2856 | 3.1289 | 2.4468 | 2.2443 | 2.1307 | 2.2275 | 2.2765 | 2.245 | 2.554 | 3.7009 | 4.0227 | 4.7978 | 5.148 | 5.4174 | 5.0555 | 4.6797 | 4.1456
2039-06-21 | 3.5176 | 3.1376 | 3.0989 | 3.0544 | 3.0918 | 3.2091 | 3.4168 | 3.7231 | 3.1241 | 2.6581 | 2.4945 | 2.3727 | 2.18 | 2.1424 | 1.8758 | 2.5155 | 2.8121 | 3.8722 | 4.9119 | 5.3678 | 5.4288 | 4.8902 | 5.0314 | 4.7423
2039-06-22 | 4.5396 | 3.9787 | 3.5829 | 3.5468 | 3.6939 | 3.8131 | 3.0453 | 3.2082 | 3.4277 | 3.0054 | 2.3509 | 2.3436 | 2.1915 | 1.8492 | 1.7273 | 2.0767 | 3.0032 | 4.5201 | 5.0051 | 5.4026 | 5.3295 | 5.0766 | 4.4241 | 3.8531
2039-06-23 | 4.7426 | 4.6875 | 4.1834 | 3.9769 | 3.7567 | 4.4311 | 3.4071 | 3.3099 | 3.4563 | 2.8154 | 2.5391 | 2.5668 | 2.4483 | 2.2273 | 2.0109 | 2.5724 | 2.9043 | 3.66 | 4.7029 | 5.1962 | 5.0955 | 4.7557 | 4.7835 | 4.9561
2039-06-24 | 4.6827 | 3.8964 | 3.7044 | 3.7486 | 4.0285 | 3.7914 | 3.1314 | 3.5878 | 3.3303 | 2.8397 | 2.6554 | 2.1988 | 2.1718 | 2.2161 | 2.5332 | 2.715 | 2.8031 | 3.5252 | 4.2405 | 4.6452 | 4.6092 | 4.6582 | 4.2327 | 3.7245
2039-06-25 | 3.3513 | 3.4681 | 3.2997 | 3.0851 | 2.9626 | 3.0224 | 2.8682 | 2.7708 | 2.3717 | 1.9114 | 1.6354 | 1.2487 | 1.4613 | 1.4445 | 0.89246 | 1.4904 | 2.3309 | 3.0348 | 3.7957 | 4.3856 | 4.3656 | 4.2016 | 4.3378 | 4.3354
2039-06-26 | 4.4391 | 4.0098 | 3.6295 | 3.5027 | 3.4655 | 3.7228 | 2.7804 | 2.747 | 2.4835 | 2.0975 | 1.8324 | 1.9124 | 1.8154 | 1.8753 | 1.868 | 1.6835 | 2.3079 | 3.075 | 4.1824 | 4.8843 | 4.7575 | 4.1585 | 4.4538 | 4.7467
2039-06-27 | 3.6951 | 3.0921 | 2.9993 | 2.9797 | 2.9675 | 3.344 | 3.1158 | 3.4626 | 3.777 | 3.1732 | 2.6434 | 2.6307 | 2.8158 | 2.3026 | 2.091 | 2.3602 | 2.9723 | 4.3849 | 5.2646 | 5.4651 | 5.3453 | 4.9349 | 5.0141 | 5.0906
2039-06-28 | 4.5867 | 4.0321 | 4.1236 | 4.1071 | 3.8176 | 4.2251 | 3.7535 | 4.3341 | 3.8665 | 3.1192 | 2.5839 | 2.5267 | 2.6124 | 2.5076 | 2.5533 | 2.538 | 1.7565 | 2.8139 | 3.57 | 4.8054 | 5.4042 | 4.6604 | 4.2078 | 3.4355
2039-06-29 | 3.1457 | 3.0331 | 2.9371 | 2.8772 | 2.878 | 2.9994 | 3.1356 | 3.001 | 2.5192 | 2.1622 | 2.1086 | 1.9587 | 1.8443 | 1.8806 | 1.871 | 2.0947 | 3.3747 | 4.3176 | 5.2467 | 5.3896 | 5.4081 | 5.2301 | 5.047 | 4.3201
2039-06-30 | 3.7717 | 3.4303 | 3.3005 | 3.2214 | 3.2572 | 3.3897 | 3.5116 | 4.3267 | 3.9566 | 3.5365 | 3.3169 | 3.2754 | 3.1328 | 2.9323 | 3.1088 | 3.7335 | 3.6165 | 4.227 | 4.8413 | 5.2602 | 5.1177 | 4.8416 | 4.6266 | 3.8581
2039-07-01 | 3.2582 | 3.1198 | 3.0339 | 3.0409 | 3.0979 | 2.9213 | 3.0684 | 3.0607 | 2.659 | 2.3191 | 1.9992 | 2.1346 | 2.2978 | 2.1278 | 2.3551 | 2.8189 | 3.1804 | 3.4663 | 4.097 | 4.6953 | 4.7997 | 4.4373 | 4.1293 | 3.4793
2039-07-02 | 3.3068 | 3.2726 | 3.0043 | 2.9703 | 2.8725 | 2.9302 | 3.0699 | 2.6943 | 2.4144 | 2.2129 | 1.7794 | 1.3514 | 1.5738 | 1.8106 | 1.9043 | 1.6304 | 2.0538 | 3.0459 | 3.8426 | 4.1587 | 4.2606 | 3.9236 | 3.592 | 3.2468
2039-07-03 | 3.2858 | 3.1937 | 3.0126 | 2.9655 | 2.901 | 3.0156 | 2.797 | 2.6296 | 2.3919 | 2.089 | 2.0134 | 1.6255 | 1.6797 | 1.5958 | 1.6748 | 1.729 | 2.2061 | 2.8987 | 4.0581 | 4.3334 | 4.1444 | 3.712 | 3.7805 | 3.2805
2039-07-04 | 3.0318 | 3.0217 | 3.0535 | 2.8824 | 2.9184 | 2.9914 | 3.1391 | 3.3775 | 3.08 | 2.6157 | 2.2343 | 2.0856 | 2.0266 | 2.2717 | 2.4924 | 2.6014 | 3.534 | 4.7078 | 5.1435 | 5.5253 | 5.3752 | 5.0607 | 4.1394 | 3.5479
2039-07-05 | 3.4372 | 3.3859 | 3.2361 | 3.1564 | 3.1153 | 3.329 | 3.2888 | 3.4222 | 3.6291 | 3.0024 | 2.311 | 1.9527 | 1.9889 | 2.1592 | 2.2674 | 2.3103 | 2.9222 | 3.9231 | 4.6474 | 5.1498 | 5.1964 | 5.672 | 5.0788 | 4.593
2039-07-06 | 4.1981 | 4.3561 | 3.6236 | 3.6009 | 3.3726 | 3.4386 | 3.5332 | 3.095 | 2.6576 | 2.27 | 1.9894 | 1.7981 | 2.113 | 1.8782 | 1.7583 | 1.9297 | 3.1124 | 3.9302 | 4.1939 | 4.5197 | 4.502 | 5.1805 | 5.3352 | 4.79
2039-07-07 | 4.6137 | 4.1077 | 3.6531 | 3.6611 | 3.6631 | 4.2878 | 4.0106 | 3.2986 | 3.049 | 2.4613 | 2.2783 | 2.1699 | 2.08 | 2.1876 | 2.7055 | 2.3144 | 3.1345 | 4.3863 | 5.2575 | 5.5571 | 5.4021 | 5.3769 | 5.2809 | 4.8683
2039-07-08 | 4.6827 | 4.3377 | 3.8389 | 3.8919 | 3.9083 | 3.7547 | 4.041 | 3.769 | 3.3494 | 2.9053 | 2.1183 | 1.9944 | 1.9474 | 1.8958 | 1.9953 | 2.222 | 3.0493 | 3.7737 | 3.8783 | 4.9052 | 4.8269 | 5.6232 | 5.2969 | 4.894
2039-07-09 | 4.4318 | 4.0144 | 3.5226 | 3.5071 | 3.7262 | 3.5362 | 3.0805 | 2.9572 | 2.6835 | 2.3 | 2.1178 | 1.9912 | 2.0354 | 2.0324 | 1.6756 | 2.0659 | 2.6229 | 2.8443 | 3.8774 | 4.2189 | 4.0872 | 3.6253 | 3.3138 | 3.1843
2039-07-10 | 3.133 | 3.1465 | 2.9765 | 2.9468 | 2.837 | 2.9208 | 2.7015 | 2.4977 | 2.289 | 2.0448 | 1.6634 | 1.8199 | 1.5802 | 1.3535 | 1.3641 | 1.5875 | 2.0399 | 2.8673 | 3.9283 | 4.6669 | 4.1579 | 3.9398 | 3.6748 | 3.1522
2039-07-11 | 3.0401 | 3.0365 | 2.957 | 2.8857 | 3.0023 | 3.0893 | 2.9117 | 3.1146 | 2.7679 | 2.4009 | 2.0224 | 1.9042 | 1.9507 | 2.1343 | 2.4249 | 2.2263 | 2.9029 | 4.2783 | 5.0655 | 5.5276 | 5.3537 | 5.5639 | 5.3095 | 5.2584
2039-07-12 | 4.6975 | 4.1946 | 3.4221 | 3.3921 | 3.3695 | 3.6285 | 4.3412 | 3.6995 | 3.1606 | 2.403 | 2.418 | 2.2624 | 1.9198 | 2.4586 | 2.9801 | 2.9071 | 2.931 | 4.2262 | 4.6858 | 5.2576 | 5.0771 | 5.6661 | 5.1163 | 4.5241
2039-07-13 | 4.0785 | 4.1187 | 3.836 | 3.5856 | 3.3996 | 3.8146 | 3.9499 | 3.2294 | 2.678 | 2.4526 | 2.2363 | 2.1978 | 2.0494 | 2.44 | 2.6564 | 2.7239 | 2.859 | 3.445 | 4.3478 | 5.3385 | 5.2549 | 5.6722 | 5.5539 | 4.7089
2039-07-14 | 4.7083 | 4.4363 | 3.8708 | 3.7541 | 3.9145 | 4.1339 | 3.8911 | 3.4698 | 3.2793 | 2.6823 | 2.4036 | 2.2726 | 2.91 | 2.4474 | 2.465 | 2.2892 | 2.8667 | 4.0286 | 4.7482 | 5.3072 | 5.0733 | 5.4364 | 5.3683 | 4.7427
2039-07-15 | 4.4717 | 4.5751 | 3.9577 | 3.6237 | 3.3033 | 3.5334 | 3.5134 | 2.9505 | 2.9987 | 2.943 | 2.7099 | 2.4566 | 2.2012 | 2.1651 | 1.8707 | 2.4275 | 3.0865 | 3.7128 | 4.4726 | 5.1654 | 4.491 | 5.3947 | 5.7744 | 5.0139
2039-07-16 | 4.4337 | 4.3512 | 3.8417 | 3.632 | 3.7197 | 3.7578 | 3.0878 | 2.993 | 2.592 | 2.3009 | 2.0464 | 1.8652 | 2.063 | 2.2237 | 2.374 | 2.1592 | 2.7076 | 2.9645 | 3.4581 | 4.4827 | 4.6814 | 5.2558 | 5.5778 | 5.0157
2039-07-17 | 3.4575 | 3.165 | 3.3329 | 3.1001 | 2.9517 | 2.9123 | 3.0365 | 2.8292 | 2.4348 | 2.1618 | 1.9977 | 1.2362 | 1.3607 | 1.5305 | 1.9389 | 2.2001 | 2.5922 | 3.4012 | 4.2446 | 4.892 | 4.3291 | 3.7422 | 3.9914 | 3.6122
2039-07-18 | 3.3526 | 3.0592 | 3.0301 | 3.1382 | 3.0353 | 3.0674 | 3.2512 | 3.9123 | 3.5912 | 2.7264 | 2.2775 | 2.3157 | 2.139 | 2.0407 | 2.1673 | 2.3461 | 2.8116 | 3.9987 | 5.0955 | 5.5949 | 5.46 | 5.6815 | 5.516 | 5.1623
2039-07-19 | 4.8202 | 4.0895 | 4.2487 | 4.399 | 3.7476 | 4.061 | 4.3558 | 3.9721 | 3.38 | 3.1501 | 2.3718 | 2.1905 | 2.4641 | 2.5122 | 2.7451 | 2.5171 | 3.6234 | 4.5054 | 4.9622 | 5.6032 | 5.3713 | 5.5159 | 5.4568 | 4.8719
2039-07-20 | 4.2751 | 4.5192 | 4.1436 | 3.9282 | 3.6963 | 4.2306 | 4.5311 | 3.4028 | 3.6654 | 2.7963 | 2.3663 | 2.331 | 2.1618 | 2.2745 | 2.8631 | 2.9593 | 3.6757 | 4.4346 | 5.0154 | 5.4944 | 5.2283 | 5.1612 | 5.1289 | 4.7506
2039-07-21 | 4.8747 | 4.561 | 3.9983 | 3.8599 | 3.9026 | 3.8268 | 4.1207 | 3.3998 | 2.9698 | 2.4971 | 2.099 | 2.1207 | 2.1395 | 2.0251 | 2.3548 | 2.7628 | 3.0546 | 3.8722 | 4.5993 | 5.1288 | 5.1447 | 5.273 | 5.7532 | 5.1766
2039-07-22 | 4.2475 | 3.8075 | 3.9727 | 4.1922 | 3.5259 | 3.8091 | 4.4658 | 3.7197 | 3.2646 | 3.0577 | 2.6522 | 2.3049 | 2.1072 | 2.2392 | 2.3537 | 2.4596 | 3.286 | 3.4965 | 3.4813 | 4.3481 | 4.4686 | 4.9506 | 5.0806 | 5.079
2039-07-23 | 4.3202 | 3.7265 | 3.9892 | 3.6157 | 3.2915 | 3.6466 | 4.0789 | 3.127 | 2.7425 | 2.5426 | 1.8049 | 1.3624 | 1.4472 | 1.8998 | 2.1994 | 2.2282 | 2.4761 | 3.1479 | 3.585 | 3.8779 | 4.2574 | 4.9321 | 4.794 | 5.0736
2039-07-24 | 3.7688 | 3.3384 | 3.0778 | 2.9967 | 2.8571 | 2.8769 | 2.9843 | 2.7397 | 2.1604 | 1.8692 | 1.7306 | 1.7292 | 1.7576 | 1.8261 | 2.0611 | 2.3952 | 2.7748 | 3.5144 | 4.7888 | 5.2364 | 4.6552 | 4.5983 | 4.8735 | 4.4493
2039-07-25 | 3.2804 | 3.0818 | 3.1868 | 3.2788 | 3.1673 | 3.2249 | 3.3863 | 3.4176 | 2.8488 | 2.4144 | 2.3743 | 2.1972 | 2.056 | 2.1576 | 2.1322 | 2.5377 | 3.814 | 4.9716 | 5.5005 | 5.6033 | 5.1723 | 5.6678 | 5.5942 | 5.6281
2039-07-26 | 4.9516 | 4.5708 | 4.0695 | 3.9428 | 3.6989 | 4.473 | 4.3934 | 3.5922 | 3.7553 | 3.1116 | 2.4324 | 1.9628 | 2.1228 | 2.1434 | 2.2819 | 2.5137 | 3.4122 | 4.0868 | 4.9285 | 5.5832 | 4.7237 | 5.257 | 5.5931 | 4.7885
2039-07-27 | 3.8293 | 3.6007 | 3.9398 | 4.2217 | 3.5484 | 3.9554 | 4.6992 | 3.9038 | 3.2445 | 2.7369 | 2.2953 | 2.4778 | 2.9775 | 2.8756 | 2.5832 | 2.6548 | 3.1815 | 4.3034 | 5.0103 | 5.506 | 5.4577 | 5.406 | 5.3033 | 4.8116
2039-07-28 | 4.7358 | 4.4679 | 3.9322 | 4.0414 | 3.9386 | 3.9386 | 4.3316 | 3.9675 | 3.2957 | 2.8091 | 2.5118 | 2.4647 | 2.2097 | 2.0726 | 2.4871 | 2.4981 | 3.3352 | 3.6929 | 4.925 | 5.5728 | 5.5616 | 5.676 | 5.6695 | 5.0244
2039-07-29 | 4.793 | 4.6675 | 4.0307 | 3.7811 | 4.0217 | 4.3352 | 4.1367 | 3.6403 | 4.001 | 2.8516 | 2.5473 | 2.2679 | 2.0605 | 2.0295 | 1.9386 | 2.521 | 2.9578 | 4.0552 | 4.8789 | 5.5644 | 5.3478 | 5.6998 | 5.7441 | 4.9321
2039-07-30 | 4.6305 | 4.9167 | 4.7187 | 4.1298 | 3.5591 | 4.0476 | 4.0322 | 3.024 | 2.8036 | 2.5144 | 2.1241 | 1.9476 | 2.0935 | 1.7933 | 1.4534 | 1.9772 | 2.7619 | 3.3161 | 3.6781 | 4.7007 | 4.4794 | 4.9927 | 4.8745 | 4.9733
2039-07-31 | 4.6193 | 3.9339 | 3.6471 | 3.4967 | 3.0796 | 2.9411 | 3.0503 | 2.7413 | 2.225 | 1.905 | 1.7517 | 1.5283 | 1.6066 | 1.8399 | 1.6033 | 2.0333 | 2.5207 | 3.1987 | 4.4356 | 5.2868 | 4.8917 | 3.8454 | 3.4638 | 3.4464
2039-08-01 | 3.3801 | 3.2024 | 3.3005 | 3.9827 | 3.5577 | 3.6211 | 3.6117 | 3.4497 | 3.1559 | 3.0655 | 2.6714 | 2.3033 | 2.1986 | 2.5491 | 2.8304 | 3.1932 | 3.6433 | 4.8918 | 5.2614 | 5.7657 | 5.6864 | 5.8264 | 5.5873 | 5.3831
2039-08-02 | 5.0813 | 4.5756 | 4.1132 | 4.2601 | 4.3077 | 4.2866 | 4.6045 | 3.7219 | 3.6708 | 3.0485 | 2.759 | 2.5072 | 2.2127 | 2.3109 | 2.8919 | 2.9392 | 3.8405 | 4.3546 | 5.3311 | 5.6987 | 5.5774 | 5.8119 | 5.543 | 5.2452
2039-08-03 | 4.9622 | 4.2504 | 4.0243 | 4.1602 | 3.9908 | 4.1505 | 4.5769 | 3.8979 | 3.4112 | 2.6183 | 2.699 | 2.2429 | 2.0103 | 1.8441 | 1.8804 | 2.2956 | 2.9952 | 4.0816 | 4.9391 | 5.6175 | 5.3566 | 5.5435 | 5.3884 | 5.1431
2039-08-04 | 5.225 | 4.8756 | 4.1153 | 3.8801 | 3.9003 | 4.5221 | 4.76 | 4.4773 | 4.1873 | 3.3031 | 3.1376 | 2.8394 | 2.4134 | 2.2768 | 2.1007 | 2.7477 | 3.1426 | 3.6832 | 4.8768 | 5.3596 | 4.7449 | 5.3906 | 5.0163 | 4.7313
2039-08-05 | 4.5999 | 4.5713 | 3.9114 | 3.5772 | 3.5301 | 3.5421 | 3.5507 | 3.2767 | 3.152 | 2.7732 | 2.3225 | 2.0625 | 2.266 | 2.2267 | 2.2275 | 2.8127 | 3.3596 | 3.6525 | 3.9964 | 4.5346 | 3.7591 | 4.3771 | 4.8594 | 4.7746
2039-08-06 | 4.0925 | 3.4301 | 3.1164 | 3.1294 | 2.984 | 2.9265 | 3.0091 | 3.0705 | 2.8044 | 2.0772 | 1.9523 | 1.8977 | 1.7783 | 2.0143 | 1.8777 | 2.0891 | 2.8822 | 3.4642 | 4.241 | 4.8342 | 4.4418 | 4.3312 | 4.8687 | 4.6969
2039-08-07 | 4.0849 | 3.3356 | 3.2144 | 3.1798 | 2.8602 | 2.9007 | 3.0474 | 2.8722 | 2.447 | 1.9808 | 1.8095 | 1.7562 | 1.7053 | 1.7569 | 1.8461 | 1.8162 | 2.4673 | 3.2825 | 4.0968 | 5.2587 | 4.9658 | 4.1494 | 3.4081 | 3.2208
2039-08-08 | 3.1706 | 3.1586 | 3.0081 | 3.0478 | 3.4073 | 3.8892 | 3.5085 | 3.0863 | 3.0864 | 2.6938 | 2.7352 | 2.3881 | 2.4787 | 2.2896 | 2.2334 | 2.3334 | 3.3565 | 4.2917 | 4.7631 | 5.5207 | 4.8501 | 5.1076 | 4.9882 | 4.9407
2039-08-09 | 4.398 | 4.2386 | 3.7697 | 3.9165 | 3.8392 | 3.922 | 4.2066 | 3.6374 | 3.2535 | 2.6315 | 2.3347 | 2.529 | 2.2986 | 2.1176 | 2.4368 | 2.7932 | 3.1838 | 3.8061 | 5.0164 | 5.6635 | 5.0871 | 5.6753 | 5.7005 | 4.5093
2039-08-10 | 3.8991 | 4.2475 | 3.8749 | 3.564 | 3.4833 | 4.0876 | 4.3379 | 3.3162 | 3.3057 | 2.7111 | 2.4729 | 2.2073 | 2.2111 | 2.3071 | 2.5296 | 2.7964 | 4.0463 | 4.0247 | 5.0313 | 5.6748 | 5.3315 | 5.6653 | 5.6781 | 5.2024
2039-08-11 | 4.5125 | 4.3063 | 4.149 | 4.527 | 4.2269 | 4.1917 | 4.609 | 3.8906 | 3.489 | 2.9033 | 2.704 | 2.5636 | 2.877 | 3.4465 | 3.7673 | 3.4259 | 4.6897 | 5.0215 | 5.5879 | 5.704 | 5.067 | 5.3599 | 5.6063 | 4.2831
2039-08-12 | 3.8727 | 4.2058 | 3.8991 | 3.956 | 3.8497 | 4.8498 | 4.8148 | 3.696 | 3.2946 | 2.7791 | 2.5842 | 2.7489 | 2.3105 | 2.3165 | 2.2815 | 2.6119 | 3.0083 | 4.1568 | 4.9928 | 5.2979 | 4.9127 | 5.2812 | 5.0695 | 4.8207
2039-08-13 | 4.4238 | 4.2267 | 3.6801 | 3.7526 | 3.3483 | 3.195 | 3.2484 | 2.8997 | 2.6721 | 2.2138 | 1.8883 | 1.8 | 1.982 | 2.0362 | 1.9745 | 2.2778 | 3.0455 | 3.6976 | 4.5175 | 5.6445 | 5.2356 | 5.5012 | 4.8984 | 4.569
2039-08-14 | 3.8356 | 3.3029 | 3.2101 | 3.2696 | 3.1412 | 3.0554 | 3.1249 | 2.8234 | 2.633 | 2.131 | 1.6882 | 1.7906 | 1.707 | 1.783 | 1.8624 | 1.9476 | 2.428 | 3.4972 | 4.401 | 5.1452 | 4.9469 | 3.8262 | 3.5757 | 3.4993
2039-08-15 | 3.2465 | 3.4095 | 3.4819 | 3.5119 | 3.0433 | 3.2733 | 3.5359 | 3.6753 | 3.1928 | 2.5414 | 2.5787 | 2.5151 | 2.4361 | 2.4871 | 2.7188 | 3.3027 | 3.8967 | 4.5952 | 5.488 | 5.7134 | 5.3864 | 5.3276 | 5.1859 | 4.7277
2039-08-16 | 4.8362 | 4.3047 | 3.8846 | 4.0659 | 3.9842 | 4.2106 | 4.8752 | 3.7094 | 3.433 | 2.8097 | 2.4078 | 2.5743 | 2.6272 | 2.5404 | 2.5509 | 2.7933 | 3.5629 | 4.2598 | 5.1138 | 5.6988 | 5.1455 | 5.0441 | 5.2986 | 4.9935
2039-08-17 | 3.9704 | 3.9464 | 4.1081 | 3.7465 | 3.7425 | 4.4718 | 4.4965 | 3.606 | 3.4631 | 2.7551 | 2.2709 | 2.0709 | 2.3008 | 2.2821 | 2.0188 | 2.5958 | 3.6529 | 4.614 | 5.4017 | 5.6978 | 5.5582 | 5.7246 | 5.2041 | 4.6527
2039-08-18 | 4.5044 | 4.5191 | 3.9636 | 3.7722 | 3.9661 | 3.9517 | 3.8006 | 3.4437 | 3.4471 | 2.9881 | 2.7911 | 3.1623 | 3.0394 | 2.5315 | 2.4975 | 3.0233 | 3.7447 | 4.6551 | 5.39 | 5.5341 | 4.9061 | 5.667 | 5.9001 | 5.7163
2039-08-19 | 4.7633 | 4.6755 | 4.9323 | 4.4924 | 4.2327 | 4.8898 | 4.3083 | 3.0995 | 2.7743 | 2.3802 | 2.295 | 2.2182 | 2.1323 | 2.2547 | 2.3131 | 2.3256 | 3.7652 | 4.9034 | 5.3998 | 5.6489 | 5.3239 | 5.7552 | 5.6823 | 5.328
2039-08-20 | 5.2648 | 4.7663 | 4.3061 | 3.8199 | 3.7808 | 4.4443 | 3.8692 | 3.0227 | 2.8764 | 2.6046 | 2.2476 | 2.1011 | 2.2163 | 2.3557 | 2.2987 | 2.5146 | 3.1486 | 3.8554 | 4.6389 | 4.5296 | 4.4666 | 5.3131 | 5.2555 | 4.4636
2039-08-21 | 3.9674 | 3.4967 | 3.5099 | 3.4617 | 3.1345 | 3.1676 | 3.0199 | 2.9488 | 2.677 | 2.3446 | 1.9855 | 2.0351 | 2.1293 | 2.2368 | 2.4031 | 2.4974 | 3.0461 | 3.8959 | 4.8211 | 5.6045 | 5.3272 | 5.0169 | 4.7923 | 4.3648
2039-08-22 | 4.1529 | 3.9767 | 3.2627 | 3.1672 | 3.22 | 3.607 | 3.7624 | 3.736 | 3.7093 | 3.4233 | 3.1584 | 2.7542 | 2.9682 | 3.0547 | 3.0519 | 3.6131 | 4.3501 | 4.7866 | 5.4465 | 5.531 | 5.2336 | 5.7441 | 5.2635 | 5.0438
2039-08-23 | 4.9522 | 4.4022 | 4.1702 | 4.7457 | 3.9326 | 4.4108 | 5.1512 | 4.6071 | 4.3733 | 3.168 | 2.8227 | 2.746 | 2.8092 | 2.8359 | 2.9261 | 3.3064 | 3.8657 | 4.5934 | 4.9888 | 5.7191 | 4.9124 | 5.1149 | 5.2478 | 4.8032
2039-08-24 | 4.627 | 4.4059 | 3.8994 | 3.8427 | 3.9137 | 4.3623 | 4.9564 | 4.0406 | 2.8199 | 2.4317 | 2.0901 | 1.9098 | 1.8182 | 2.2675 | 2.7082 | 2.7587 | 3.7425 | 4.7232 | 4.493 | 4.9252 | 4.9427 | 5.2937 | 5.1928 | 5.0589
2039-08-25 | 4.9679 | 4.1224 | 4.178 | 4.5383 | 4.1784 | 4.1448 | 4.6183 | 4.1812 | 3.229 | 3.2386 | 3.1308 | 3.7888 | 3.5587 | 2.9305 | 3.3619 | 3.3777 | 4.0084 | 3.9109 | 4.2455 | 4.3743 | 3.6768 | 3.5454 | 3.4562 | 3.3268
2039-08-26 | 2.958 | 2.8766 | 2.9762 | 2.797 | 2.787 | 2.6316 | 2.3339 | 2.4264 | 2.7558 | 2.3707 | 2.3013 | 2.3444 | 2.196 | 1.7928 | 2.0283 | 2.548 | 3.3495 | 4.0348 | 4.0523 | 3.6393 | 3.4385 | 3.4226 | 3.6579 | 3.3451
2039-08-27 | 3.0554 | 2.8339 | 2.7354 | 2.8322 | 2.6625 | 2.6916 | 2.8589 | 2.7399 | 2.5002 | 2.0338 | 2.1945 | 2.2838 | 1.9138 | 2.4483 | 2.3651 | 2.3805 | 3.0427 | 3.7808 | 3.9218 | 3.9009 | 3.3587 | 3.2373 | 3.3827 | 3.3299
2039-08-28 | 3.1083 | 2.9588 | 2.9084 | 2.8912 | 3.109 | 3.021 | 3.1421 | 2.6668 | 2.659 | 2.1556 | 1.7924 | 1.4245 | 1.5218 | 1.5627 | 1.8948 | 2.291 | 2.5305 | 3.3898 | 4.4896 | 4.6167 | 4.0982 | 3.4395 | 3.3748 | 3.2114
2039-08-29 | 3.2201 | 3.0573 | 2.9156 | 2.8644 | 2.9307 | 3.1798 | 3.2946 | 2.9913 | 3.0727 | 2.6925 | 2.4939 | 2.8762 | 2.7018 | 2.3836 | 2.6316 | 2.8827 | 3.4629 | 4.0431 | 5.4586 | 5.7513 | 5.1322 | 5.2494 | 5.484 | 4.3723
2039-08-30 | 3.8862 | 3.837 | 3.914 | 4.1607 | 3.5814 | 3.9087 | 4.3946 | 3.5158 | 3.3998 | 2.6726 | 2.6192 | 2.5233 | 2.3385 | 2.5981 | 2.8353 | 2.6299 | 3.336 | 4.3271 | 5.3636 | 5.6912 | 5.3327 | 5.8325 | 5.3377 | 4.4304
2039-08-31 | 4.5284 | 3.8159 | 3.5511 | 3.469 | 3.6177 | 3.6455 | 3.9567 | 3.2386 | 3.0276 | 2.4086 | 2.1198 | 1.8873 | 1.9616 | 2.0334 | 2.171 | 2.3308 | 3.1641 | 3.8343 | 4.82 | 5.4947 | 4.9353 | 4.7873 | 4.6168 | 4.4366
2039-09-01 | 3.9964 | 3.9549 | 3.9213 | 3.8652 | 3.7277 | 4.4421 | 4.4316 | 3.5114 | 3.1303 | 2.7033 | 2.2872 | 2.2828 | 2.5496 | 2.3349 | 1.9631 | 2.4064 | 3.2792 | 3.7953 | 4.9096 | 5.3922 | 4.7769 | 4.7575 | 4.8368 | 4.9362
2039-09-02 | 4.1525 | 3.8579 | 3.9033 | 4.0396 | 3.7242 | 3.7191 | 4.0037 | 3.0838 | 2.9481 | 2.6733 | 2.5164 | 2.3701 | 2.6806 | 3.1243 | 2.565 | 2.5827 | 2.9701 | 3.7715 | 4.5009 | 4.6757 | 4.0568 | 4.7862 | 4.9394 | 4.1971
2039-09-03 | 3.8323 | 3.7423 | 3.7595 | 3.3796 | 3.3776 | 3.0171 | 3.3489 | 2.8023 | 2.2416 | 2.0482 | 1.6189 | 1.2725 | 1.5738 | 1.8329 | 1.7803 | 2.2804 | 2.9967 | 3.8538 | 4.2025 | 4.1229 | 4.1385 | 3.8935 | 3.8694 | 3.8082
2039-09-04 | 3.4943 | 3.2726 | 3.2014 | 3.2334 | 3.1053 | 3.0115 | 2.951 | 2.5463 | 2.2981 | 1.8908 | 1.5733 | 1.2217 | 0.90713 | 1.0434 | 1.5585 | 1.7447 | 2.4642 | 3.3246 | 4.2957 | 4.6509 | 4.1854 | 4.3912 | 4.2798 | 3.9377
2039-09-05 | 3.9168 | 3.6123 | 3.0233 | 3.0005 | 3.2402 | 3.1991 | 3.2275 | 3.1838 | 2.8428 | 2.3537 | 2.3033 | 1.9885 | 1.9505 | 1.9249 | 1.8609 | 2.7506 | 3.3139 | 4.354 | 5.0697 | 5.2201 | 4.8672 | 4.2883 | 3.9386 | 3.7368
2039-09-06 | 3.7851 | 3.4812 | 3.3087 | 3.5731 | 3.4395 | 3.4937 | 4.0028 | 3.8117 | 3.7385 | 3.1417 | 2.3964 | 2.3426 | 2.5919 | 2.4412 | 2.3516 | 2.9301 | 4.2629 | 5.3112 | 5.7883 | 5.8313 | 5.4141 | 5.5836 | 5.283 | 5.2809
2039-09-07 | 4.8321 | 4.1512 | 4.1559 | 4.3881 | 4.142 | 4.3027 | 4.7104 | 4.1392 | 3.4784 | 2.878 | 2.4617 | 2.149 | 2.2263 | 2.718 | 2.8994 | 2.5527 | 3.8504 | 4.7802 | 5.382 | 5.6745 | 5.2061 | 5.2333 | 5.1015 | 5.022
2039-09-08 | 4.8067 | 4.2449 | 4.2116 | 4.4671 | 3.8647 | 3.9556 | 4.3634 | 3.7781 | 3.4486 | 2.9309 | 2.5255 | 2.4699 | 2.3547 | 2.6894 | 2.7624 | 2.7698 | 3.9001 | 4.9516 | 5.5227 | 5.759 | 5.3879 | 5.5477 | 5.4556 | 4.7569
2039-09-09 | 4.5606 | 4.6115 | 4.2679 | 4.222 | 4.3074 | 5.0736 | 5.0939 | 3.9678 | 3.7205 | 2.8017 | 2.1834 | 1.9865 | 2.3387 | 2.3129 | 2.3616 | 2.706 | 3.6642 | 4.1434 | 4.9461 | 5.3067 | 4.6032 | 5.1477 | 5.536 | 4.9851
2039-09-10 | 4.2669 | 4.0066 | 4.1688 | 3.6957 | 3.4549 | 3.457 | 3.4114 | 3.0187 | 2.7134 | 2.2131 | 1.9259 | 1.5977 | 1.9032 | 1.7907 | 1.7576 | 2.4085 | 3.1633 | 3.9299 | 4.7372 | 4.5918 | 4.5976 | 4.7251 | 5.06 | 4.2954
2039-09-11 | 4.0864 | 3.8353 | 3.3847 | 3.1447 | 3.0272 | 3.1865 | 3.3117 | 2.699 | 2.3577 | 2.1183 | 1.8528 | 1.9382 | 2.1111 | 2.3447 | 2.4393 | 2.4665 | 2.9026 | 3.8127 | 4.7764 | 5.2277 | 4.7471 | 4.3231 | 3.7467 | 3.5098
2039-09-12 | 3.4605 | 3.2644 | 3.0615 | 3.0794 | 3.2567 | 3.1801 | 3.7937 | 4.0431 | 3.5657 | 3.0512 | 2.7202 | 2.3937 | 2.3114 | 2.4811 | 3.2166 | 3.7405 | 4.1087 | 4.8015 | 5.5587 | 5.7925 | 5.5082 | 5.4722 | 5.2949 | 4.957
2039-09-13 | 4.7085 | 4.7245 | 4.6663 | 4.331 | 4.2498 | 4.8641 | 5.3576 | 4.092 | 3.5148 | 2.9492 | 2.649 | 2.6974 | 3.0127 | 2.6711 | 2.4803 | 3.2715 | 3.8313 | 4.4504 | 5.2286 | 5.0419 | 4.3619 | 4.2559 | 3.807 | 3.5404
2039-09-14 | 3.3519 | 3.2779 | 3.5201 | 3.3229 | 3.2401 | 3.2823 | 3.3073 | 3.2761 | 2.8035 | 2.2911 | 1.7238 | 1.5821 | 1.2614 | 1.4503 | 1.7412 | 2.0093 | 2.4867 | 2.8928 | 3.303 | 3.2172 | 2.9597 | 2.8966 | 3.1256 | 2.8972
2039-09-15 | 2.7159 | 2.6016 | 2.5406 | 2.5198 | 2.6474 | 2.6766 | 2.7216 | 2.6868 | 2.5864 | 2.1758 | 1.885 | 1.5884 | 1.5226 | 1.7797 | 1.7044 | 2.172 | 2.6197 | 3.2949 | 4.1753 | 3.5895 | 3.3541 | 4.2272 | 4.6615 | 4.8472
2039-09-16 | 4.1362 | 3.9123 | 3.8161 | 3.9967 | 4.1577 | 4.1369 | 4.8027 | 4.0657 | 3.1926 | 2.5242 | 2.0436 | 1.8692 | 1.9987 | 2.0962 | 2.1053 | 2.6535 | 3.3141 | 4.4112 | 5.1092 | 4.8235 | 4.3684 | 5.2309 | 5.0555 | 4.6324
2039-09-17 | 4.1427 | 4.3113 | 3.8466 | 3.7785 | 4.0646 | 3.8858 | 3.819 | 3.0242 | 2.6434 | 1.9037 | 1.3446 | 1.4984 | 1.4703 | 1.2629 | 1.1785 | 1.8413 | 2.5133 | 3.4547 | 4.5296 | 4.8998 | 4.1151 | 4.4897 | 4.9245 | 4.2613
2039-09-18 | 3.8878 | 4.0164 | 3.7573 | 3.498 | 3.4966 | 3.866 | 3.8767 | 2.8438 | 2.2789 | 2.1786 | 1.489 | 0.93385 | 1.1718 | 1.3907 | 0.91185 | 1.5913 | 2.5715 | 3.5759 | 4.26 | 4.3947 | 3.9013 | 4.5325 | 4.5438 | 3.6247
2039-09-19 | 3.0655 | 2.9554 | 2.9995 | 3.0815 | 3.019 | 3.3147 | 3.8287 | 3.6704 | 2.7396 | 2.1004 | 2.0327 | 1.7569 | 2.0616 | 2.3901 | 1.9492 | 2.3877 | 3.3111 | 4.2928 | 5.1928 | 5.3139 | 4.9081 | 5.236 | 4.836 | 4.3951
2039-09-20 | 4.0702 | 4.0989 | 4.1069 | 3.6016 | 3.2207 | 3.2306 | 3.8957 | 3.2649 | 2.751 | 2.4296 | 2.0507 | 1.8438 | 1.7148 | 2.0159 | 2.0152 | 2.3887 | 3.5336 | 4.4656 | 5.2017 | 5.5926 | 4.8466 | 4.8828 | 4.9362 | 4.8073
2039-09-21 | 3.8936 | 3.3674 | 3.3403 | 3.3612 | 3.0321 | 3.131 | 3.6624 | 3.7232 | 3.2381 | 2.6956 | 2.1485 | 1.9655 | 2.0726 | 2.2031 | 2.5274 | 3.2572 | 3.9051 | 4.6703 | 5.6758 | 5.8302 | 5.4501 | 5.5412 | 5.0663 | 4.5657
2039-09-22 | 4.6079 | 4.4337 | 4.3367 | 4.0225 | 4.1982 | 4.1635 | 3.8709 | 3.5143 | 3.1696 | 2.5983 | 2.1758 | 2.1698 | 2.4535 | 2.3817 | 2.6825 | 3.6695 | 3.8313 | 4.7079 | 5.6949 | 5.8121 | 5.2046 | 5.4352 | 5.7783 | 5.3839
2039-09-23 | 4.2449 | 3.5974 | 3.7694 | 3.499 | 3.4393 | 3.7836 | 4.6135 | 3.6585 | 3.0689 | 2.6122 | 2.1172 | 2.0281 | 2.2747 | 2.3578 | 2.0979 | 2.9591 | 4.2812 | 4.9168 | 4.5248 | 4.3238 | 4.1135 | 5.0935 | 5.5565 | 5.2994
2039-09-24 | 4.3906 | 4.3335 | 3.737 | 3.2876 | 3.1666 | 3.2926 | 3.7076 | 3.036 | 2.7405 | 2.2561 | 1.9962 | 1.6196 | 1.5404 | 1.5703 | 1.6181 | 2.1567 | 3.1743 | 4.2066 | 4.5142 | 4.9001 | 4.5511 | 4.0963 | 3.7967 | 3.7115
2039-09-25 | 3.5894 | 3.2762 | 3.3372 | 3.4888 | 3.1831 | 3.1823 | 3.3511 | 2.7377 | 2.367 | 2.2316 | 1.9963 | 1.7614 | 1.7684 | 1.9488 | 1.7834 | 2.0267 | 2.9353 | 4.0466 | 4.8586 | 5.3049 | 4.8727 | 4.7349 | 5.0129 | 4.7777
2039-09-26 | 4.4647 | 4.2752 | 3.7884 | 3.7159 | 3.8843 | 4.3085 | 4.5327 | 3.4333 | 3.2462 | 2.8849 | 2.5738 | 2.6112 | 2.8768 | 2.7525 | 2.9335 | 3.5274 | 4.4044 | 5.3926 | 5.8809 | 5.8657 | 5.1623 | 5.3253 | 5.3114 | 5.2672
2039-09-27 | 4.6995 | 4.4354 | 4.0989 | 4.1262 | 4.27 | 4.1799 | 4.4678 | 3.7863 | 3.4418 | 2.4886 | 1.855 | 2.3144 | 2.1236 | 2.3873 | 2.7039 | 3.2631 | 4.1483 | 5.2249 | 5.7249 | 5.8378 | 5.2173 | 3.9802 | 3.8404 | 4.0436
2039-09-28 | 4.2815 | 3.903 | 3.9807 | 3.8413 | 3.675 | 4.0577 | 5.1964 | 5.135 | 4.1867 | 3.4465 | 2.9781 | 3.1486 | 2.9058 | 2.4846 | 2.7562 | 3.3686 | 4.5921 | 5.0308 | 5.6191 | 5.8082 | 5.4602 | 5.1372 | 4.6802 | 4.3166
2039-09-29 | 4.0252 | 3.8726 | 3.79 | 3.7367 | 3.716 | 4.2534 | 4.9441 | 4.6518 | 4.7665 | 4.4249 | 4.1403 | 2.6624 | 3.2688 | 3.5668 | 3.4089 | 4.2247 | 4.2669 | 5.1593 | 5.058 | 4.2686 | 3.975 | 4.087 | 4.14 | 3.7852
2039-09-30 | 3.5254 | 3.3663 | 3.5154 | 3.4463 | 3.0817 | 3.0609 | 3.4148 | 2.9961 | 2.6057 | 2.2311 | 2.2163 | 2.7195 | 2.4695 | 2.6205 | 2.1481 | 2.6244 | 3.9491 | 4.762 | 4.9863 | 5.3615 | 4.8569 | 5.0595 | 4.9694 | 4.6045
2039-10-01 | 4.4636 | 3.5527 | 3.4043 | 3.2464 | 3.1316 | 3.1589 | 3.2333 | 2.8955 | 2.3499 | 2.065 | 1.7616 | 1.782 | 1.9425 | 1.9381 | 1.8489 | 2.3457 | 3.235 | 3.7803 | 4.9308 | 5.1525 | 4.425 | 4.0197 | 3.8525 | 3.711
2039-10-02 | 3.6319 | 4.2483 | 3.9647 | 3.8469 | 3.2999 | 3.0366 | 3.1211 | 2.7533 | 2.3862 | 2.0312 | 1.9892 | 1.8333 | 2.0445 | 2.3028 | 2.2863 | 2.4454 | 3.2313 | 4.2706 | 5.3206 | 5.5036 | 4.8118 | 4.15 | 3.8261 | 3.4366
2039-10-03 | 3.209 | 3.2509 | 3.2176 | 3.0533 | 3.0741 | 3.1977 | 3.542 | 3.117 | 2.5642 | 2.0242 | 1.9511 | 2.0043 | 2.2456 | 2.5705 | 3.1398 | 3.7538 | 4.4184 | 4.9746 | 5.6869 | 5.5938 | 4.8832 | 5.1518 | 5.1253 | 4.9256
2039-10-04 | 4.0202 | 3.5264 | 3.2853 | 3.1951 | 3.1345 | 3.3164 | 3.6783 | 3.191 | 2.5756 | 2.0366 | 1.7216 | 1.7087 | 1.9841 | 2.1854 | 2.5886 | 3.0224 | 3.6526 | 4.7585 | 5.7223 | 5.5316 | 4.6985 | 4.1211 | 4.2009 | 3.9803
2039-10-05 | 3.3986 | 3.2389 | 3.3432 | 3.3469 | 3.1931 | 3.3089 | 3.5691 | 3.0979 | 2.5876 | 2.0876 | 1.908 | 2.0171 | 2.2724 | 3.0808 | 3.8372 | 3.8482 | 4.198 | 5.1522 | 5.7294 | 5.6941 | 5.2007 | 5.4242 | 5.1274 | 4.6454
2039-10-06 | 4.5932 | 4.4982 | 3.9892 | 3.8314 | 3.4398 | 3.8015 | 4.1455 | 3.1697 | 2.5992 | 2.2102 | 2.0947 | 2.2012 | 2.4464 | 2.61 | 3.2911 | 3.7918 | 4.6333 | 5.3947 | 5.7412 | 5.5889 | 4.8175 | 5.3197 | 5.7228 | 5.1082
2039-10-07 | 4.4281 | 3.9162 | 3.595 | 3.5265 | 3.3064 | 3.5433 | 3.872 | 3.0665 | 2.7869 | 2.678 | 2.3337 | 2.1558 | 2.2527 | 2.5982 | 3.2553 | 4.0489 | 4.5754 | 4.6192 | 5.0384 | 5.0506 | 4.6191 | 5.5448 | 5.5232 | 5.3414
2039-10-08 | 4.4597 | 4.0685 | 4.3839 | 4.1485 | 3.525 | 3.3565 | 3.7493 | 3.1553 | 2.6255 | 2.0496 | 1.7357 | 1.874 | 1.8341 | 1.7239 | 2.0134 | 2.4493 | 3.5774 | 4.4212 | 5.3608 | 5.274 | 4.6639 | 4.2373 | 4.002 | 3.7215
2039-10-09 | 3.5923 | 3.2523 | 3.1859 | 3.3246 | 3.3103 | 3.2642 | 3.1683 | 2.7804 | 2.2133 | 1.803 | 1.7955 | 1.8431 | 1.9265 | 2.451 | 2.5483 | 2.5771 | 3.3276 | 4.1118 | 5.2437 | 5.0331 | 4.4575 | 4.7799 | 4.2864 | 3.9481
2039-10-10 | 3.8277 | 3.2524 | 3.0619 | 3.0304 | 3.0305 | 3.3394 | 3.5374 | 3.1243 | 2.9876 | 2.5721 | 2.4142 | 2.2857 | 2.2583 | 2.4234 | 2.7649 | 2.793 | 3.6301 | 5.052 | 5.6745 | 5.5776 | 4.5848 | 4.1402 | 4.2739 | 3.781
2039-10-11 | 3.6829 | 4.3681 | 4.355 | 4.0033 | 3.8158 | 4.3264 | 3.7309 | 3.515 | 3.0415 | 2.4213 | 2.2303 | 2.2307 | 2.3706 | 2.6212 | 2.9322 | 3.5795 | 4.6269 | 5.2415 | 5.5452 | 5.2235 | 5.032 | 5.2477 | 4.7484 | 4.1614
2039-10-12 | 4.1067 | 4.233 | 4.1026 | 4.0757 | 3.4871 | 3.461 | 3.6771 | 3.5556 | 3.1562 | 2.7783 | 2.5252 | 2.331 | 2.2778 | 2.7681 | 2.7135 | 3.1846 | 4.0892 | 5.2209 | 5.6772 | 5.357 | 4.4501 | 4.9832 | 4.8562 | 4.6224
2039-10-13 | 4.4837 | 3.9293 | 3.915 | 4.2537 | 3.8125 | 4.0365 | 4.3472 | 3.3844 | 3.0074 | 2.2547 | 1.8977 | 2.0709 | 2.2968 | 2.6645 | 3.0802 | 3.6529 | 4.5567 | 5.207 | 5.2943 | 5.1361 | 4.876 | 5.0683 | 5.0783 | 4.7827
2039-10-14 | 4.6822 | 4.5274 | 3.8709 | 3.9581 | 4.0287 | 4.4166 | 4.3475 | 3.2844 | 3.0281 | 2.7256 | 2.6535 | 2.5096 | 2.4519 | 2.7977 | 3.6253 | 4.3481 | 4.6904 | 4.9726 | 5.4885 | 4.8282 | 4.1823 | 5.129 | 5.3249 | 4.4153
2039-10-15 | 4.1735 | 4.2446 | 3.7522 | 3.5419 | 3.4436 | 3.7318 | 3.7697 | 3.1763 | 3.173 | 2.7437 | 2.4107 | 2.2562 | 1.7718 | 1.9503 | 2.3416 | 2.5127 | 3.2483 | 4.2198 | 5.1279 | 4.8239 | 3.793 | 4.0959 | 3.7159 | 3.2743
2039-10-16 | 3.2148 | 3.2487 | 3.2021 | 3.0274 | 2.9115 | 3.0339 | 3.024 | 2.5825 | 2.1509 | 1.7001 | 1.3542 | 1.3176 | 1.4829 | 1.8364 | 2.0121 | 2.471 | 3.1486 | 4.3682 | 5.0726 | 4.757 | 4.4124 | 4.4512 | 4.0132 | 3.693
2039-10-17 | 3.4796 | 3.1203 | 2.9368 | 2.9011 | 2.9305 | 3.2561 | 3.6165 | 3.2626 | 3.046 | 3.3232 | 3.2062 | 2.832 | 2.3165 | 2.49 | 3.2189 | 3.6429 | 4.4122 | 4.9812 | 5.2863 | 4.7694 | 4.1978 | 5.078 | 4.7876 | 4.3842
2039-10-18 | 3.9222 | 3.6998 | 3.6837 | 4.0187 | 3.8645 | 3.8883 | 3.9864 | 3.2733 | 3.1086 | 2.4676 | 2.01 | 1.7783 | 2.0565 | 2.2681 | 2.5527 | 3.1073 | 4.2098 | 5.1089 | 5.3155 | 5.1202 | 4.7817 | 4.7155 | 4.52 | 4.1332
2039-10-19 | 4.1689 | 3.9521 | 3.6478 | 3.8179 | 3.9404 | 3.9617 | 4.3957 | 3.7432 | 3.1392 | 2.3358 | 2.5303 | 2.2992 | 2.0727 | 2.1717 | 2.843 | 3.5906 | 4.2431 | 4.6169 | 5.51 | 5.2524 | 4.8105 | 5.4654 | 5.2375 | 4.472
2039-10-20 | 4.5209 | 4.5138 | 4.2747 | 3.617 | 3.0895 | 3.3229 | 3.6973 | 3.3929 | 3.2137 | 2.8176 | 2.6371 | 2.3818 | 2.642 | 2.9848 | 3.2873 | 3.4983 | 4.2705 | 4.7716 | 5.6312 | 5.2526 | 4.1232 | 4.438 | 4.8829 | 4.2631
2039-10-21 | 3.8212 | 3.8543 | 3.9658 | 3.6755 | 3.2288 | 3.2852 | 3.8901 | 3.7027 | 3.2256 | 2.4834 | 1.9941 | 1.9611 | 2.3009 | 2.8214 | 3.0661 | 3.516 | 4.1451 | 4.6596 | 4.9811 | 4.6168 | 3.964 | 3.8356 | 3.8621 | 3.715
2039-10-22 | 3.5432 | 3.2012 | 3.1346 | 3.2959 | 3.0469 | 3.2655 | 3.5038 | 3.2993 | 3.1529 | 2.5851 | 2.1494 | 2.2191 | 2.3363 | 2.2005 | 2.1154 | 2.4012 | 3.2116 | 4.1467 | 4.7756 | 4.2932 | 3.6621 | 4.2856 | 4.6108 | 4.316
2039-10-23 | 4.0138 | 3.3412 | 3.0639 | 3.1037 | 3.0432 | 2.9623 | 3.0401 | 2.8839 | 2.5642 | 2.1103 | 1.6456 | 1.3924 | 1.5596 | 1.6679 | 2.1049 | 2.547 | 3.3079 | 4.3519 | 5.2562 | 4.9451 | 4.3209 | 3.7495 | 3.4748 | 3.266
2039-10-24 | 3.2397 | 3.2895 | 3.2425 | 3.1532 | 3.1609 | 3.5737 | 5.276 | 4.1373 | 3.1408 | 2.4304 | 2.4158 | 2.3104 | 2.1684 | 2.5773 | 2.6032 | 2.8611 | 3.6673 | 5.0529 | 5.579 | 5.0814 | 4.83 | 4.9518 | 4.787 | 4.7325
2039-10-25 | 4.0846 | 3.2166 | 3.1364 | 3.3705 | 3.0967 | 3.429 | 4.0447 | 3.8707 | 2.9542 | 2.3495 | 1.9734 | 1.825 | 2.0385 | 2.3043 | 2.5372 | 3.1667 | 4.0833 | 5.2007 | 5.7208 | 5.5149 | 4.9317 | 5.3475 | 5.2437 | 4.8466
2039-10-26 | 4.6917 | 4.6276 | 4.365 | 4.0371 | 4.0166 | 4.469 | 4.8666 | 4.0812 | 3.1795 | 2.6109 | 2.1265 | 2.0768 | 2.1165 | 2.3904 | 2.882 | 3.0798 | 4.3652 | 5.4098 | 5.7145 | 5.5808 | 5.0272 | 4.9001 | 4.985 | 4.6011
2039-10-27 | 4.6642 | 4.09 | 3.8285 | 4.1174 | 4.0313 | 4.507 | 4.9978 | 3.8735 | 3.5871 | 2.9159 | 2.2941 | 2.2304 | 2.3343 | 2.5403 | 2.8466 | 3.7079 | 3.8131 | 4.4409 | 5.3363 | 5.1815 | 4.3885 | 4.4425 | 4.8833 | 4.8499
2039-10-28 | 4.0946 | 3.8346 | 3.4913 | 3.3932 | 3.4666 | 3.6368 | 4.0042 | 3.151 | 3.2018 | 2.9962 | 2.9224 | 2.5183 | 2.5464 | 2.767 | 2.7678 | 2.8877 | 4.4066 | 4.6949 | 5.126 | 4.9735 | 4.1678 | 4.6311 | 4.5213 | 4.5061
2039-10-29 | 4.172 | 4.0647 | 3.8445 | 3.1659 | 3.166 | 3.3642 | 3.5487 | 2.9678 | 2.5102 | 2.2455 | 2.0936 | 1.7839 | 1.7063 | 1.8944 | 2.1784 | 2.5554 | 3.7655 | 4.7681 | 5.0251 | 4.3155 | 3.8538 | 3.4386 | 3.4869 | 3.3656
2039-10-30 | 3.4102 | 3.3143 | 3.24 | 3.3601 | 3.1886 | 3.2106 | 3.3111 | 3.0252 | 2.5572 | 2.2097 | 1.6597 | 1.5537 | 1.858 | 2.1171 | 2.609 | 3.1636 | 3.7124 | 4.3464 | 5.3431 | 4.8556 | 4.1585 | 4.1494 | 4.4366 | 4.2467
2039-10-31 | 3.6175 | 3.3149 | 3.3752 | 3.2017 | 3.1945 | 3.4311 | 3.8501 | 3.6169 | 3.0242 | 2.6083 | 2.5297 | 2.1811 | 2.2521 | 2.54 | 3.029 | 3.0604 | 4.6543 | 5.6475 | 5.7779 | 5.6588 | 4.8069 | 4.0569 | 3.9018 | 3.5747
2039-11-01 | 3.7246 | 3.4679 | 3.2141 | 3.2193 | 3.4839 | 4.0785 | 4.4535 | 3.9065 | 4.2133 | 4.398 | 3.9408 | 3.0461 | 3.6947 | 3.9689 | 3.6587 | 4.1365 | 5.1245 | 5.2705 | 5.1444 | 4.6413 | 4.3151 | 4.187 | 4.0125 | 3.6294
2039-11-02 | 3.4449 | 3.2837 | 2.92 | 2.8989 | 2.9805 | 3.1795 | 3.6866 | 3.6515 | 3.1448 | 2.29 | 2.2254 | 2.2118 | 2.2275 | 3.0099 | 3.6805 | 3.5704 | 4.7166 | 5.2265 | 4.7853 | 4.1368 | 3.9766 | 5.0681 | 5.1212 | 4.4976
2039-11-03 | 4.1282 | 3.9406 | 4.115 | 4.114 | 3.9255 | 4.5808 | 4.9085 | 3.9477 | 3.7668 | 2.6384 | 2.2434 | 2.274 | 2.3777 | 2.2107 | 2.523 | 3.4134 | 4.4358 | 4.6598 | 5.4759 | 4.9619 | 4.6009 | 5.1204 | 5.2749 | 4.3915
2039-11-04 | 4.015 | 3.8707 | 3.8373 | 3.7183 | 3.8246 | 4.1604 | 4.5253 | 3.3241 | 3.082 | 2.6373 | 1.9892 | 1.773 | 2.0289 | 2.1289 | 2.134 | 2.9847 | 4.5793 | 4.589 | 5.0534 | 4.9909 | 4.113 | 4.5064 | 4.5944 | 4.6383
2039-11-05 | 3.4755 | 3.0565 | 3.1619 | 3.1303 | 2.9084 | 3.0491 | 3.183 | 3.0897 | 2.3523 | 1.8839 | 1.4198 | 1.2376 | 1.2609 | 1.5932 | 1.8698 | 2.0032 | 2.9132 | 4.0604 | 4.9718 | 4.3263 | 3.8867 | 3.8842 | 3.6403 | 3.3369
2039-11-06 | 3.2179 | 3.3313 | 3.1762 | 3.1416 | 3.3276 | 3.7541 | 3.9366 | 2.9662 | 2.3885 | 2.0695 | 1.8875 | 1.7918 | 1.6598 | 1.8754 | 2.1781 | 2.2699 | 3.1019 | 4.2207 | 5.1945 | 4.5985 | 3.9624 | 4.7892 | 4.6259 | 3.6732
2039-11-07 | 2.9966 | 3.1129 | 2.9403 | 2.8759 | 2.9342 | 3.2707 | 4.1571 | 3.2774 | 2.9868 | 2.6821 | 2.2467 | 1.8537 | 2.1062 | 2.0816 | 2.6639 | 2.9092 | 4.3763 | 4.9781 | 5.518 | 5.421 | 4.5961 | 3.9221 | 3.5536 | 3.6792
2039-11-08 | 3.4261 | 3.1926 | 3.1068 | 3.21 | 3.0607 | 3.2953 | 3.4921 | 3.466 | 2.748 | 2.042 | 1.7471 | 1.8084 | 1.7146 | 1.8468 | 2.3603 | 3.4738 | 4.378 | 5.193 | 5.6353 | 5.1224 | 4.4754 | 4.519 | 4.6174 | 4.2271
2039-11-09 | 3.5115 | 3.0881 | 2.9858 | 3.2082 | 3.0158 | 3.2141 | 3.7031 | 3.6015 | 3.305 | 2.678 | 2.3559 | 2.8858 | 2.9702 | 3.0255 | 3.4427 | 3.8127 | 4.247 | 5.0993 | 5.6736 | 5.4703 | 4.8837 | 5.0425 | 5.1471 | 4.7733
2039-11-10 | 3.8069 | 3.6776 | 3.553 | 3.1046 | 3.0458 | 3.3702 | 3.3687 | 3.6103 | 2.7763 | 2.1435 | 2.3821 | 2.1692 | 1.9477 | 2.046 | 2.7502 | 3.3383 | 4.138 | 5.1078 | 5.6705 | 5.3159 | 4.487 | 5.0356 | 4.9164 | 4.1621
2039-11-11 | 4.0718 | 4.3051 | 3.7561 | 3.7835 | 3.8575 | 4.4527 | 5.3253 | 3.8323 | 3.0785 | 2.8775 | 2.4494 | 2.0263 | 2.0607 | 2.3148 | 2.3093 | 2.7763 | 4.2117 | 4.903 | 5.4206 | 5.0388 | 3.6792 | 4.0067 | 3.8266 | 3.8661
2039-11-12 | 3.7734 | 3.3298 | 3.4866 | 3.3805 | 3.2298 | 3.3753 | 3.688 | 3.3866 | 2.9022 | 2.3551 | 2.0916 | 2.1173 | 1.9608 | 1.9597 | 2.4467 | 2.1223 | 2.8987 | 4.1787 | 4.5841 | 3.7356 | 3.7207 | 3.4265 | 3.2344 | 3.2642
2039-11-13 | 3.1832 | 3.2811 | 3.2576 | 3.3885 | 2.7745 | 2.8477 | 3.041 | 2.884 | 2.4241 | 1.7189 | 1.2918 | 0.9156 | 0.86728 | 1.0908 | 1.6943 | 2.0556 | 2.5133 | 3.3002 | 4.3101 | 4.6938 | 3.7686 | 3.4516 | 3.2948 | 2.9702
2039-11-14 | 2.8622 | 2.9285 | 2.8191 | 2.7428 | 2.7038 | 3.093 | 3.2212 | 2.9222 | 2.5459 | 2.2168 | 1.8182 | 1.6356 | 1.994 | 1.9777 | 2.1001 | 2.6695 | 3.6627 | 4.6799 | 5.3915 | 4.6195 | 3.7699 | 4.1814 | 4.2952 | 4.0257
2039-11-15 | 3.3943 | 2.955 | 3.0058 | 2.8289 | 2.7784 | 3.0392 | 3.5978 | 3.8357 | 2.7934 | 2.5159 | 2.1777 | 2.0111 | 2.0843 | 2.2258 | 2.4539 | 3.1624 | 4.4108 | 5.398 | 5.6539 | 5.0907 | 4.2352 | 4.3596 | 4.359 | 4.2964
2039-11-16 | 3.5795 | 3.5918 | 3.5609 | 3.7292 | 3.6644 | 3.8852 | 4.5062 | 3.8291 | 3.4397 | 3.2716 | 2.9715 | 2.3697 | 2.2407 | 2.8804 | 2.897 | 3.4546 | 4.3517 | 4.9495 | 5.6704 | 5.0629 | 4.1025 | 4.7921 | 4.7809 | 4.6261
2039-11-17 | 4.0588 | 3.5173 | 3.9163 | 4.0806 | 3.8389 | 4.345 | 4.8104 | 3.6263 | 3.4363 | 2.7433 | 2.3814 | 2.3102 | 2.4078 | 2.0979 | 2.7601 | 3.724 | 4.6703 | 5.3486 | 5.6418 | 5.2302 | 4.3774 | 4.4898 | 4.8926 | 4.3579
2039-11-18 | 3.8006 | 3.6773 | 3.9768 | 3.8453 | 3.6934 | 4.0429 | 4.0091 | 4.3082 | 3.9706 | 3.2886 | 2.6663 | 2.9514 | 3.374 | 3.618 | 3.2921 | 3.5627 | 4.4279 | 5.0149 | 5.1858 | 4.3547 | 3.5866 | 4.2707 | 4.477 | 4.4726
2039-11-19 | 4.1114 | 3.0894 | 2.898 | 3.01 | 2.9272 | 2.9663 | 3.1418 | 3.2018 | 2.886 | 2.4081 | 1.9987 | 2.2976 | 2.3331 | 2.4368 | 2.7667 | 2.8894 | 3.2118 | 4.2347 | 4.5493 | 3.7627 | 3.6898 | 3.5561 | 3.1982 | 3.0984
2039-11-20 | 3.1053 | 3.2056 | 3.0159 | 3.0416 | 3.0213 | 3.1687 | 3.4257 | 3.1546 | 2.9023 | 2.6548 | 2.1691 | 1.9772 | 1.6766 | 1.8028 | 2.2039 | 2.4232 | 2.9273 | 4.0293 | 4.5433 | 4.104 | 3.9046 | 3.7887 | 3.9431 | 4.0241
2039-11-21 | 3.6874 | 3.1353 | 3.0454 | 3.0701 | 3.0657 | 3.3999 | 3.9658 | 3.5219 | 3.0412 | 2.5466 | 2.0797 | 2.086 | 2.1491 | 2.1146 | 2.2711 | 3.1078 | 4.0196 | 4.7329 | 5.4455 | 5.0165 | 4.3808 | 4.3354 | 4.4242 | 4.4387
2039-11-22 | 4.0324 | 3.9743 | 3.8038 | 3.4856 | 3.4795 | 3.7535 | 3.9379 | 3.4849 | 3.07 | 2.8032 | 2.4928 | 2.3753 | 2.5046 | 2.7901 | 2.7871 | 3.0434 | 4.3024 | 5.1626 | 5.6633 | 5.3811 | 4.4345 | 4.5029 | 4.5711 | 4.5387
2039-11-23 | 3.9597 | 3.5821 | 3.4439 | 3.5421 | 3.7205 | 3.7418 | 3.8015 | 3.775 | 3.0671 | 2.6377 | 2.3212 | 2.215 | 2.028 | 2.0896 | 2.4556 | 3.2709 | 4.1883 | 4.6464 | 5.4359 | 4.9663 | 4.1065 | 4.5293 | 5.0543 | 4.1696
2039-11-24 | 3.7829 | 4.1508 | 3.512 | 3.108 | 3.108 | 3.4162 | 3.6933 | 3.8206 | 3.9872 | 3.5634 | 2.7528 | 2.8661 | 2.3608 | 2.2264 | 2.2232 | 2.8874 | 3.414 | 3.8162 | 4.2685 | 4.0315 | 3.3697 | 3.6244 | 3.8323 | 3.2602
2039-11-25 | 3.1541 | 3.2099 | 3.2322 | 2.9677 | 2.8587 | 3.0476 | 3.0125 | 3.1653 | 2.88 | 2.5344 | 2.1119 | 2.0105 | 2.0308 | 2.3071 | 2.1899 | 2.7177 | 4.3072 | 5.0853 | 5.371 | 4.3933 | 3.7978 | 4.3467 | 4.8256 | 4.801
2039-11-26 | 3.9683 | 3.7628 | 3.3059 | 3.0807 | 3.043 | 3.346 | 3.3602 | 3.1167 | 2.7423 | 2.0919 | 1.6174 | 1.4612 | 1.3717 | 1.6791 | 2.108 | 2.7704 | 3.5475 | 3.9855 | 5.0115 | 4.4339 | 3.5555 | 3.5259 | 3.6186 | 3.3321
2039-11-27 | 3.2638 | 3.2852 | 3.1791 | 2.98 | 2.9652 | 3.1155 | 3.0018 | 2.7885 | 2.3801 | 2.1275 | 1.7975 | 1.476 | 1.9511 | 1.9888 | 2.1641 | 2.6975 | 3.736 | 4.5529 | 5.3527 | 4.956 | 3.9787 | 4.307 | 4.6972 | 4.3071
2039-11-28 | 3.5282 | 3.5968 | 3.6783 | 3.4772 | 3.6136 | 4.0837 | 5.2822 | 4.1435 | 3.6129 | 2.954 | 2.3219 | 2.0698 | 2.3162 | 2.5456 | 2.7338 | 3.3018 | 4.3678 | 5.2007 | 5.7179 | 5.5029 | 4.6905 | 4.9613 | 4.6496 | 4.1821
2039-11-29 | 4.0712 | 4.2385 | 4.1377 | 3.7271 | 3.7045 | 4.2942 | 5.2419 | 4.4403 | 3.4727 | 2.9685 | 2.4931 | 2.1349 | 2.1979 | 2.4848 | 2.4335 | 3.0202 | 4.3658 | 5.1323 | 5.6875 | 5.4583 | 4.8847 | 4.843 | 4.7442 | 4.4145
2039-11-30 | 4.0266 | 3.5404 | 3.4814 | 3.5961 | 3.9394 | 4.0513 | 4.5539 | 3.6632 | 3.0596 | 2.4865 | 2.1726 | 2.0226 | 2.0374 | 2.271 | 2.753 | 3.2923 | 4.356 | 4.7735 | 5.6829 | 5.3935 | 4.9066 | 4.9804 | 4.6498 | 3.8195
2039-12-01 | 3.6573 | 3.5398 | 3.3937 | 3.0773 | 2.9989 | 3.3057 | 4.2205 | 3.9164 | 3.484 | 3.0492 | 2.534 | 2.2824 | 2.3882 | 2.5833 | 2.5464 | 3.3076 | 4.2082 | 4.8075 | 5.405 | 5.0665 | 4.3543 | 3.7743 | 3.7731 | 3.8839
2039-12-02 | 3.4487 | 3.1761 | 3.3494 | 3.1047 | 2.9772 | 3.0956 | 3.5998 | 3.7171 | 3.0064 | 2.6608 | 2.2894 | 1.7477 | 1.8353 | 2.2122 | 2.3952 | 2.9367 | 4.173 | 4.9427 | 5.295 | 4.7746 | 4.4466 | 3.9867 | 3.9746 | 3.8533
2039-12-03 | 3.6395 | 3.4421 | 3.1314 | 3.2113 | 3.4276 | 3.4794 | 3.4803 | 3.3985 | 2.9742 | 2.469 | 2.1191 | 2.474 | 2.5371 | 2.2509 | 2.5562 | 2.7952 | 3.1959 | 3.8585 | 4.8314 | 4.4072 | 4.0695 | 3.8335 | 3.537 | 3.2032
2039-12-04 | 3.3511 | 3.4294 | 3.1954 | 2.9261 | 2.7686 | 2.848 | 3.0435 | 2.8452 | 2.4184 | 2.0407 | 1.503 | 1.1947 | 1.6848 | 1.845 | 1.9489 | 2.2938 | 3.0308 | 3.9239 | 4.9002 | 4.6345 | 4.113 | 3.4324 | 3.5379 | 3.4168
2039-12-05 | 3.3268 | 3.2326 | 3.1019 | 3.0627 | 3.1037 | 3.3636 | 4.0278 | 4.135 | 3.1129 | 2.6634 | 2.4759 | 2.1667 | 2.2428 | 2.7253 | 3.0404 | 3.5983 | 4.4059 | 4.8998 | 5.5114 | 5.0523 | 4.432 | 3.975 | 3.6445 | 3.6403
2039-12-06 | 3.3875 | 3.1956 | 3.2053 | 3.3047 | 3.0872 | 3.4058 | 4.0049 | 3.984 | 3.6227 | 2.7758 | 2.2723 | 2.1983 | 2.1096 | 2.404 | 2.9124 | 3.3017 | 4.0425 | 5.0485 | 5.3952 | 5.1173 | 4.484 | 3.8969 | 3.9434 | 3.358
2039-12-07 | 3.1328 | 3.1585 | 3.2866 | 3.0055 | 3.0394 | 3.3452 | 3.8112 | 3.95 | 3.5693 | 3.0438 | 2.6031 | 2.5296 | 2.5245 | 2.8889 | 2.9011 | 3.1158 | 4.1174 | 4.8395 | 5.3693 | 5.1229 | 4.5144 | 3.8381 | 3.5991 | 3.5977
2039-12-08 | 3.3857 | 3.0537 | 3.2083 | 3.2287 | 3.1509 | 3.3453 | 3.9013 | 4.0119 | 3.6581 | 2.9541 | 2.4362 | 2.1507 | 2.2037 | 2.2246 | 2.735 | 3.2094 | 3.8152 | 4.4367 | 5.2307 | 4.8253 | 4.005 | 4.0789 | 4.0241 | 3.4055
2039-12-09 | 3.1071 | 3.0667 | 2.8729 | 2.8283 | 2.8057 | 3.0831 | 3.7445 | 3.4324 | 3.2896 | 3.2779 | 2.6721 | 2.3405 | 2.4379 | 2.8384 | 2.7162 | 3.2538 | 3.9892 | 4.5073 | 4.9708 | 4.6534 | 3.9491 | 4.1543 | 4.4117 | 4.4312
2039-12-10 | 3.6111 | 3.123 | 3.0572 | 3.0424 | 3.009 | 3.1251 | 3.4137 | 3.4462 | 3.2209 | 2.895 | 2.521 | 1.8281 | 1.7356 | 1.9357 | 1.9869 | 2.3163 | 2.961 | 3.4956 | 3.5842 | 3.312 | 3.3301 | 3.2289 | 3.3246 | 3.1824
2039-12-11 | 3.0785 | 2.9466 | 2.9053 | 2.8953 | 2.8911 | 3.0337 | 3.1782 | 3.0051 | 2.4331 | 2.0042 | 1.6408 | 1.421 | 1.3225 | 1.6409 | 1.8933 | 2.2559 | 2.7387 | 3.5077 | 4.3342 | 4.0785 | 3.6782 | 4.0511 | 3.9726 | 3.6777
2039-12-12 | 3.5917 | 3.1856 | 2.9404 | 2.9189 | 2.956 | 3.2363 | 3.854 | 3.8895 | 3.0436 | 2.3068 | 2.0739 | 1.7377 | 1.8173 | 1.8289 | 2.0528 | 2.6235 | 3.8329 | 4.7113 | 5.1107 | 4.6229 | 4.0376 | 3.6879 | 3.7449 | 3.4345
2039-12-13 | 3.2703 | 3.1376 | 3.059 | 2.9799 | 3.0453 | 3.3866 | 4.145 | 4.2223 | 3.5505 | 3.0732 | 2.5253 | 2.1447 | 2.1075 | 2.3081 | 2.5217 | 3.4603 | 4.2896 | 4.9557 | 5.3542 | 5.279 | 4.711 | 4.9823 | 4.9597 | 4.3602
2039-12-14 | 4.0258 | 4.1563 | 4.139 | 4.0109 | 4.0034 | 4.3963 | 4.8355 | 4.1183 | 3.6583 | 3.1514 | 2.7944 | 2.4203 | 2.5624 | 2.8812 | 2.9924 | 3.7215 | 4.2211 | 4.5953 | 5.3472 | 5.0766 | 4.6571 | 4.8804 | 4.561 | 4.1109
2039-12-15 | 3.88 | 3.7176 | 3.7738 | 3.454 | 3.3152 | 3.803 | 4.38 | 3.7102 | 3.1521 | 2.6601 | 2.4787 | 2.2091 | 2.0603 | 2.0215 | 2.4328 | 2.7035 | 3.3736 | 4.197 | 5.0714 | 4.8089 | 4.3164 | 4.6262 | 4.6005 | 4.0939
2039-12-16 | 3.6081 | 3.3996 | 3.4703 | 3.4753 | 3.5036 | 3.5883 | 3.6447 | 3.69 | 3.4658 | 2.81 | 2.1915 | 1.8032 | 1.6998 | 1.737 | 1.9884 | 2.4227 | 3.5206 | 4.2996 | 4.7732 | 4.4818 | 3.6879 | 3.5565 | 3.4763 | 3.2775
2039-12-17 | 3.4256 | 3.4218 | 3.4703 | 3.4353 | 3.4206 | 3.2023 | 3.2948 | 3.3612 | 2.8028 | 2.4975 | 2.3835 | 1.9052 | 1.8595 | 2.0615 | 2.2466 | 2.5633 | 3.0542 | 3.9299 | 4.5761 | 4.4637 | 3.9732 | 3.4153 | 3.2259 | 3.0169
2039-12-18 | 2.976 | 3.0132 | 2.7961 | 2.7158 | 2.5634 | 2.5861 | 2.7923 | 2.8301 | 2.4806 | 2.195 | 1.9067 | 1.7407 | 1.5236 | 1.4812 | 1.4987 | 2.0424 | 2.808 | 3.6584 | 4.6784 | 4.3616 | 4.243 | 4.3886 | 4.0888 | 3.8204
2039-12-19 | 3.8727 | 3.1731 | 3.0587 | 2.82 | 2.9291 | 3.1711 | 3.7448 | 3.8495 | 3.1338 | 2.437 | 2.2334 | 1.8526 | 2.0609 | 2.0935 | 2.3503 | 2.9801 | 3.5731 | 4.1328 | 5.157 | 4.8356 | 4.5666 | 4.1604 | 4.0693 | 3.6011
2039-12-20 | 3.1994 | 3.0175 | 2.9378 | 2.9197 | 2.9346 | 3.1325 | 3.5855 | 3.2779 | 2.6755 | 2.262 | 1.8947 | 1.8294 | 2.0166 | 2.0343 | 2.4053 | 3.4253 | 3.9878 | 4.8407 | 4.9321 | 4.4893 | 4.1511 | 4.9247 | 5.0113 | 4.4358
2039-12-21 | 3.933 | 3.714 | 3.5868 | 3.5371 | 3.6199 | 4.1058 | 4.7009 | 4.0891 | 3.4866 | 2.616 | 2.1791 | 1.9697 | 1.8055 | 1.8733 | 2.134 | 2.4775 | 3.2868 | 4.1884 | 4.6762 | 4.6402 | 4.3456 | 4.5075 | 4.5238 | 4.4638
2039-12-22 | 4.1279 | 3.8457 | 3.4322 | 3.4751 | 3.5241 | 3.9557 | 4.4833 | 3.7237 | 3.1016 | 2.6736 | 2.0494 | 1.7816 | 1.699 | 1.7791 | 2.0003 | 2.6636 | 3.5474 | 4.383 | 5.1264 | 4.796 | 4.3695 | 4.647 | 4.7515 | 4.1708
2039-12-23 | 3.8546 | 3.5701 | 3.4878 | 3.568 | 3.6879 | 3.8751 | 4.5228 | 3.9706 | 3.423 | 2.9972 | 2.625 | 2.5847 | 2.3272 | 2.426 | 2.2425 | 2.6981 | 3.3443 | 4.0513 | 4.8175 | 4.7532 | 4.2831 | 4.8951 | 4.9196 | 4.4303
2039-12-24 | 3.411 | 3.2845 | 3.2784 | 3.2924 | 3.1884 | 3.0181 | 3.1973 | 3.3056 | 2.6517 | 1.9928 | 1.4879 | 1.2554 | 1.3343 | 1.5215 | 1.8149 | 2.3576 | 3.2212 | 4.2706 | 4.8379 | 4.5742 | 4.2421 | 4.1089 | 3.9401 | 3.3068
2039-12-25 | 3.2185 | 3.3187 | 3.316 | 3.5266 | 3.446 | 3.5568 | 3.3149 | 3.1206 | 2.7113 | 2.1236 | 1.7006 | 1.4054 | 1.3383 | 1.4908 | 1.8346 | 2.338 | 3.1893 | 3.9312 | 4.7955 | 4.7327 | 4.3989 | 4.1616 | 3.9035 | 3.6226
2039-12-26 | 3.3067 | 2.996 | 2.9231 | 2.8871 | 2.9461 | 3.1641 | 3.4892 | 3.5552 | 3.456 | 2.9108 | 2.3596 | 2.2783 | 2.2379 | 2.7186 | 3.0712 | 3.7258 | 4.6015 | 5.1584 | 5.0497 | 4.1369 | 3.8677 | 4.2881 | 4.4142 | 4.5735
2039-12-27 | 4.3711 | 4.1867 | 3.8492 | 3.0024 | 2.9821 | 3.1486 | 3.3796 | 3.4974 | 3.2254 | 2.8419 | 2.5972 | 2.52 | 2.213 | 2.2127 | 2.1584 | 2.4924 | 3.4607 | 4.4858 | 4.702 | 4.358 | 3.95 | 3.839 | 3.5045 | 3.2258
2039-12-28 | 3.2156 | 3.022 | 2.9612 | 2.9025 | 2.9612 | 3.1293 | 3.3599 | 3.5622 | 3.3174 | 2.8301 | 2.5012 | 2.3988 | 2.3772 | 2.2372 | 2.5382 | 3.032 | 3.9837 | 5.0534 | 5.4046 | 5.4077 | 4.9339 | 4.7179 | 4.7286 | 4.3409
2039-12-29 | 4.1288 | 4.0854 | 3.9261 | 3.8831 | 3.6602 | 3.8956 | 4.26 | 3.7887 | 3.338 | 3.232 | 2.8124 | 2.4038 | 2.3409 | 2.4846 | 2.618 | 3.5314 | 4.3032 | 4.9707 | 5.3997 | 5.2365 | 4.5464 | 4.6075 | 4.6974 | 4.7197
2039-12-30 | 4.5689 | 4.2255 | 3.7209 | 3.6565 | 3.7386 | 3.7857 | 4.2424 | 3.7535 | 3.5511 | 3.3713 | 3.439 | 3.1221 | 3.1369 | 3.2906 | 3.4557 | 3.6383 | 4.2623 | 5.0567 | 5.3109 | 4.9141 | 4.4791 | 4.6624 | 4.5408 | 4.1409
2039-12-31 | 4.0094 | 3.8454 | 3.5395 | 3.3958 | 3.4323 | 3.6751 | 3.9677 | 3.6359 | 3.1617 | 2.9004 | 2.2023 | 1.9163 | 1.9672 | 1.9761 | 2.1641 | 2.5143 | 3.6457 | 4.4391 | 5.0669 | 4.7197 | 4.2024 | 4.3647 | 4.377 | 3.6107
2040-01-01 | 3.512 | 3.3689 | 3.0718 | 2.9384 | 2.7783 | 2.9569 | 2.9513 | 3.0012 | 2.601 | 2.2466 | 1.8243 | 1.5174 | 1.1104 | 1.3976 | 1.7625 | 2.0298 | 2.512 | 4.0809 | 5.1022 | 4.8936 | 4.2518 | 3.3271 | 3.2399 | 3.1044
2040-01-02 | 3.4123 | 3.4141 | 2.9509 | 2.7931 | 2.941 | 2.8532 | 2.742 | 2.725 | 2.3457 | 2.1007 | 1.8678 | 1.6912 | 1.4089 | 1.4394 | 1.5926 | 2.1024 | 2.8978 | 4.0422 | 4.699 | 4.7734 | 4.2944 | 4.0091 | 3.6134 | 3.531
2040-01-03 | 3.0628 | 3.0231 | 2.9696 | 2.9206 | 2.8053 | 3.1807 | 3.1656 | 3.2363 | 2.9247 | 2.4494 | 1.8949 | 1.5841 | 1.5955 | 1.6906 | 1.8246 | 2.2516 | 3.6526 | 4.3856 | 5.2789 | 5.1341 | 4.665 | 4.0876 | 3.9357 | 3.4807
2040-01-04 | 3.4834 | 2.9649 | 3.0183 | 2.9383 | 2.886 | 3.3948 | 3.4058 | 3.2834 | 2.9578 | 2.3529 | 1.9348 | 1.7005 | 1.369 | 1.4906 | 1.7629 | 2.2024 | 3.317 | 4.4191 | 5.0012 | 5.1089 | 4.5484 | 4.1818 | 3.8235 | 3.8053
2040-01-05 | 3.3033 | 3.111 | 3.3009 | 3.0787 | 2.9154 | 2.9996 | 3.181 | 3.2934 | 3.0025 | 2.2938 | 1.8859 | 1.493 | 1.3848 | 1.5094 | 1.7142 | 2.2571 | 3.0219 | 3.9516 | 5.2099 | 5.0751 | 4.1072 | 3.7322 | 3.5779 | 3.539
2040-01-06 | 3.0797 | 2.8447 | 2.9645 | 2.9625 | 2.7879 | 3.1415 | 3.4198 | 3.6253 | 3.4575 | 2.7643 | 2.1637 | 1.6618 | 1.4458 | 1.5358 | 1.8008 | 2.2077 | 2.9872 | 3.6929 | 4.7779 | 3.8383 | 3.3681 | 3.9902 | 4.2225 | 3.8877
2040-01-07 | 3.0024 | 3.001 | 3.1732 | 2.836 | 2.7277 | 2.7096 | 2.9068 | 2.9471 | 2.4297 | 2.1722 | 1.8826 | 1.3416 | 1.0843 | 1.3211 | 1.6704 | 1.8932 | 2.6433 | 3.8848 | 4.7494 | 4.7161 | 3.5808 | 3.6224 | 3.4966 | 3.208
2040-01-08 | 3.3562 | 3.213 | 2.9224 | 2.9327 | 2.7838 | 2.9742 | 2.9959 | 3.0414 | 2.5537 | 2.1948 | 1.7108 | 1.3532 | 1.0331 | 1.2951 | 1.6453 | 1.8996 | 2.4187 | 4.0228 | 5.0626 | 4.9359 | 4.2599 | 3.3358 | 3.2162 | 2.9139
2040-01-09 | 2.9046 | 2.7559 | 2.6747 | 2.6779 | 2.9052 | 3.1931 | 3.2777 | 3.3958 | 3.2422 | 2.3739 | 2.0827 | 1.7425 | 1.6966 | 1.8422 | 1.8888 | 2.2449 | 3.5191 | 4.4869 | 5.3152 | 4.9331 | 4.0505 | 3.8496 | 3.8988 | 3.695
2040-01-10 | 3.3986 | 3.0351 | 2.9739 | 3.0546 | 2.7869 | 2.9883 | 3.7517 | 3.9942 | 3.6927 | 3.0096 | 2.3739 | 2.0866 | 1.9467 | 2.008 | 2.2689 | 3.1808 | 3.9046 | 4.2913 | 5.4598 | 5.4903 | 5.05 | 4.4907 | 4.184 | 3.9712
2040-01-11 | 3.429 | 3.2853 | 3.1904 | 3.1102 | 2.9484 | 3.472 | 3.7676 | 3.8388 | 3.3491 | 2.7475 | 2.1427 | 1.7467 | 2.1182 | 2.1214 | 2.0662 | 2.2913 | 3.606 | 4.8969 | 5.5205 | 5.323 | 4.3982 | 4.3463 | 3.9687 | 3.7979
2040-01-12 | 3.5863 | 3.3522 | 2.9858 | 2.9284 | 2.8987 | 3.5803 | 4.1243 | 4.2679 | 3.7197 | 3.2459 | 2.6247 | 2.1047 | 2.417 | 2.219 | 2.4049 | 3.1091 | 4.2608 | 4.5364 | 5.4973 | 5.5214 | 5.0385 | 4.6164 | 4.2705 | 4.0758
2040-01-13 | 3.5094 | 3.1767 | 3.0513 | 2.9537 | 2.8151 | 3.2648 | 4.2143 | 4.0628 | 3.1403 | 2.2499 | 1.8659 | 1.597 | 1.6678 | 2.0623 | 2.0384 | 2.3615 | 3.4621 | 4.1176 | 4.7897 | 4.9671 | 4.5157 | 4.2777 | 4.1583 | 3.9954
2040-01-14 | 3.5178 | 2.9528 | 2.8764 | 3.0136 | 2.717 | 2.7547 | 3.1565 | 3.281 | 2.9212 | 2.3328 | 1.9635 | 1.6929 | 1.6857 | 1.5448 | 1.9342 | 2.3098 | 2.6708 | 3.4034 | 4.9217 | 4.9303 | 3.9501 | 4.066 | 4.1715 | 3.334
2040-01-15 | 3.072 | 3.0008 | 3.1776 | 2.8342 | 2.6617 | 2.6134 | 2.7923 | 2.8008 | 2.4911 | 2.0457 | 1.6212 | 1.0952 | 1.0455 | 1.0685 | 1.5476 | 2.06 | 2.4206 | 3.3118 | 4.8421 | 4.7768 | 4.2512 | 3.5026 | 3.2592 | 3.0528
2040-01-16 | 2.9531 | 2.7574 | 2.7075 | 2.769 | 2.8647 | 3.2356 | 3.3377 | 3.3411 | 3.2684 | 2.5471 | 1.8912 | 1.7066 | 1.7638 | 1.6753 | 1.8976 | 2.1772 | 3.2198 | 4.2233 | 5.2423 | 4.8101 | 4.1192 | 3.7819 | 4.0849 | 3.3783
2040-01-17 | 2.9674 | 3.0825 | 2.9643 | 2.8503 | 2.8056 | 2.9355 | 3.6622 | 3.5033 | 2.982 | 2.3725 | 1.9826 | 1.7248 | 1.6157 | 1.551 | 1.9794 | 2.1592 | 2.9757 | 4.8621 | 5.5393 | 5.4957 | 4.7764 | 4.3497 | 3.9884 | 3.5352
2040-01-18 | 3.5401 | 3.2496 | 3.078 | 3.1938 | 3.0108 | 3.3623 | 4.3275 | 4.8014 | 3.9946 | 3.1515 | 2.8003 | 2.2097 | 2.0599 | 1.9336 | 2.1323 | 2.8338 | 3.785 | 4.5524 | 5.5148 | 5.4993 | 4.9289 | 4.4927 | 4.0476 | 3.6391
2040-01-19 | 3.6617 | 3.2075 | 3.0319 | 3.0101 | 3.133 | 3.0895 | 3.9205 | 3.7051 | 3.4811 | 2.6982 | 2.2327 | 1.8382 | 1.6673 | 1.7479 | 2.0998 | 2.3227 | 3.2069 | 4.2466 | 5.4948 | 4.9973 | 4.402 | 4.1012 | 4.0096 | 3.7102
2040-01-20 | 3.0965 | 2.9387 | 2.9058 | 2.8631 | 2.9204 | 3.599 | 4.1443 | 4.3831 | 4.1004 | 3.202 | 2.2875 | 2.1815 | 2.1989 | 2.28 | 2.3333 | 3.6159 | 4.2439 | 4.3123 | 5.1242 | 5.1619 | 4.6447 | 4.1992 | 4.3002 | 3.9403
2040-01-21 | 3.1748 | 3.1696 | 3.3236 | 3.0145 | 2.8841 | 2.9961 | 3.1853 | 3.301 | 2.8135 | 2.3636 | 1.9115 | 1.621 | 1.6215 | 1.813 | 2.0261 | 2.2369 | 2.7067 | 4.1794 | 5.2963 | 5.0493 | 4.4426 | 3.9732 | 3.9053 | 3.8498
2040-01-22 | 3.2597 | 3.0582 | 2.9933 | 3.2151 | 2.8895 | 2.9197 | 3.0903 | 3.4113 | 3.1915 | 2.5156 | 1.9771 | 1.6416 | 1.4326 | 1.5053 | 1.8801 | 2.2286 | 2.4626 | 3.4809 | 5.1118 | 5.1173 | 4.5488 | 3.8119 | 3.3424 | 3.2477
2040-01-23 | 2.8281 | 2.6222 | 2.5958 | 2.7171 | 2.6857 | 3.0302 | 3.6402 | 4.053 | 3.0916 | 2.3237 | 2.0097 | 1.6437 | 1.4911 | 1.6214 | 2.1267 | 2.75 | 3.2681 | 4.3896 | 5.5694 | 5.2974 | 4.7784 | 4.3508 | 3.9171 | 3.444
2040-01-24 | 3.6009 | 3.2786 | 3.0397 | 3.2346 | 3.3238 | 3.4669 | 4.3797 | 4.6572 | 4.5037 | 3.7469 | 3.2025 | 2.8741 | 2.1317 | 2.2443 | 3.0467 | 3.6259 | 4.2609 | 4.3425 | 5.4331 | 5.5133 | 5.1039 | 4.7895 | 4.2828 | 3.7653
2040-01-25 | 3.7485 | 3.4041 | 3.2381 | 3.2039 | 2.9583 | 3.0771 | 4.0796 | 4.4823 | 3.7572 | 3.0115 | 2.3826 | 1.9033 | 1.8225 | 1.8896 | 2.173 | 2.8473 | 3.4393 | 4.1985 | 5.4906 | 5.5169 | 5.0019 | 4.6406 | 4.2523 | 3.6962
2040-01-26 | 3.6498 | 3.3228 | 3.176 | 3.3051 | 3.1958 | 3.4402 | 4.4129 | 4.8274 | 4.5429 | 3.8348 | 3.0454 | 2.7264 | 2.7591 | 2.8541 | 2.9314 | 3.3325 | 3.5999 | 4.0548 | 5.2721 | 5.3176 | 4.7768 | 4.2825 | 3.9137 | 3.7297
2040-01-27 | 3.147 | 3.0348 | 2.9915 | 2.8994 | 2.7805 | 3.384 | 3.6408 | 3.5997 | 3.3557 | 2.5893 | 1.9417 | 1.7445 | 1.8527 | 1.8894 | 2.0605 | 2.6571 | 3.7772 | 4.5727 | 5.202 | 5.0031 | 4.3897 | 4.488 | 4.5999 | 4.2046
2040-01-28 | 3.3144 | 2.9996 | 3.1501 | 3.0926 | 2.8875 | 3.1021 | 3.5919 | 3.6516 | 3.3452 | 2.544 | 2.0647 | 2.0346 | 1.9597 | 2.2657 | 2.6439 | 3.334 | 3.6772 | 3.8872 | 4.6887 | 4.6694 | 4.1943 | 4.0621 | 3.8429 | 3.6099
2040-01-29 | 3.3293 | 2.9309 | 2.9768 | 2.9868 | 2.7644 | 2.7262 | 2.9586 | 2.8173 | 2.4668 | 2.0444 | 1.8757 | 1.5825 | 1.6315 | 1.5728 | 2.0102 | 1.9875 | 2.299 | 3.4255 | 4.9153 | 5.0644 | 4.4413 | 3.452 | 3.3494 | 3.1472
2040-01-30 | 2.789 | 2.6998 | 2.6755 | 2.879 | 2.8402 | 3.1743 | 4.0768 | 4.687 | 3.6433 | 2.6008 | 2.6087 | 2.1775 | 1.9135 | 2.0838 | 2.6168 | 2.7206 | 3.3536 | 4.5477 | 5.3554 | 5.4135 | 5.0351 | 4.799 | 4.0639 | 3.667
2040-01-31 | 3.6303 | 3.2954 | 3.1248 | 3.2076 | 3.1516 | 3.2346 | 4.0751 | 4.0219 | 3.5748 | 2.788 | 2.2084 | 1.734 | 1.8054 | 2.012 | 2.2956 | 2.559 | 3.2499 | 4.5551 | 5.5472 | 5.516 | 4.9201 | 4.4542 | 4.1561 | 3.7168
2040-02-01 | 3.8124 | 3.3597 | 3.2853 | 3.2568 | 3.125 | 3.572 | 4.6577 | 4.8375 | 4.4868 | 4.2749 | 3.387 | 2.9162 | 2.7132 | 2.3831 | 2.9467 | 3.2574 | 3.8917 | 4.7696 | 5.4514 | 5.2874 | 4.2209 | 4.3474 | 4.4962 | 3.7241
2040-02-02 | 3.492 | 3.5906 | 3.2739 | 3.1513 | 2.9474 | 3.3446 | 4.48 | 4.374 | 4.0328 | 3.3611 | 2.9793 | 2.2861 | 2.6103 | 2.7684 | 2.7607 | 2.5281 | 3.3179 | 4.4477 | 5.4329 | 5.4222 | 4.8293 | 4.411 | 4.067 | 3.7145
2040-02-03 | 3.4265 | 3.4759 | 3.1021 | 3.212 | 3.1952 | 3.5808 | 4.5445 | 4.9585 | 4.5502 | 3.4866 | 3.6001 | 2.8301 | 2.2667 | 1.9472 | 2.2554 | 2.8904 | 3.2238 | 3.9714 | 5.1848 | 5.166 | 4.2279 | 4.6717 | 4.6453 | 3.699
2040-02-04 | 3.3695 | 3.303 | 3.0814 | 2.8567 | 2.7411 | 2.9373 | 3.0125 | 2.9724 | 2.4524 | 2.2274 | 1.8363 | 1.6725 | 1.3716 | 1.4809 | 1.9084 | 2.4738 | 3.4804 | 3.7591 | 4.8228 | 5.0563 | 4.6009 | 4.2034 | 4.0913 | 3.7641
2040-02-05 | 3.3114 | 3.1575 | 3.3798 | 3.096 | 2.9205 | 2.9124 | 3.2359 | 3.5484 | 3.484 | 2.9141 | 2.4654 | 2.338 | 2.5987 | 2.5192 | 2.0757 | 2.378 | 2.5286 | 3.145 | 4.6401 | 4.9751 | 4.5414 | 3.9866 | 3.4965 | 3.1106
2040-02-06 | 3.1696 | 3.2839 | 3.0447 | 2.9466 | 2.8886 | 3.0635 | 4.0002 | 4.0933 | 3.2293 | 3.6332 | 3.5335 | 2.675 | 2.4965 | 2.0919 | 2.6935 | 3.5043 | 4.2717 | 5.0897 | 5.2683 | 4.8713 | 4.0283 | 4.2088 | 3.7409 | 3.324
2040-02-07 | 3.2983 | 3.3442 | 3.0843 | 2.9386 | 2.9302 | 3.4343 | 3.9724 | 3.8831 | 3.535 | 2.5642 | 2.7163 | 2.8615 | 2.8398 | 2.1802 | 2.285 | 2.4916 | 3.235 | 3.8877 | 5.0496 | 5.3924 | 4.6448 | 4.2794 | 4.5219 | 3.7232
2040-02-08 | 3.1605 | 3.108 | 3.0025 | 3.0388 | 2.8377 | 2.9816 | 3.3213 | 3.5334 | 3.1096 | 2.3868 | 1.9187 | 2.0518 | 2.1567 | 2.067 | 1.9014 | 1.8292 | 3.2642 | 4.3496 | 5.1513 | 5.1678 | 4.8009 | 4.1444 | 3.8541 | 3.7101
2040-02-09 | 3.3251 | 3.0309 | 2.9686 | 2.9253 | 2.9935 | 3.1875 | 3.8565 | 3.5069 | 3.2614 | 2.4618 | 2.1281 | 1.7406 | 1.5917 | 1.4134 | 1.5839 | 1.9867 | 2.5388 | 3.69 | 4.4304 | 4.5816 | 4.2808 | 3.9606 | 3.4372 | 3.2666
2040-02-10 | 3.0901 | 2.8145 | 2.7606 | 2.7491 | 2.6833 | 2.8722 | 3.5246 | 3.9061 | 3.2922 | 2.3616 | 1.6626 | 1.4404 | 1.3737 | 1.4681 | 1.8086 | 2.1597 | 2.4818 | 3.204 | 4.7269 | 4.5194 | 3.6825 | 4.0471 | 3.6321 | 3.1713
2040-02-11 | 2.9066 | 3.0782 | 2.8924 | 2.8106 | 2.7718 | 2.882 | 3.1307 | 2.8248 | 2.3157 | 1.9961 | 1.5643 | 1.1076 | 1.0216 | 1.0765 | 1.3732 | 1.8882 | 2.4188 | 3.1602 | 3.8297 | 4.1865 | 3.7838 | 3.5522 | 3.2708 | 3.1213
2040-02-12 | 3.0868 | 2.8219 | 2.78 | 2.7443 | 2.6816 | 2.8437 | 2.9279 | 2.8287 | 2.3695 | 1.9411 | 1.3813 | 1.003 | 0.70789 | 0.86253 | 1.2118 | 1.4775 | 2.0699 | 2.9962 | 4.6159 | 4.8984 | 4.3219 | 3.4604 | 3.075 | 2.8544
2040-02-13 | 2.7593 | 2.828 | 2.649 | 2.6251 | 2.7069 | 3.1627 | 3.4716 | 3.5992 | 3.197 | 2.3731 | 2.0636 | 1.7194 | 1.4879 | 1.5055 | 1.8292 | 2.2913 | 3.2604 | 4.1633 | 4.9725 | 5.0605 | 4.538 | 4.254 | 3.7528 | 3.696
2040-02-14 | 3.1642 | 2.9254 | 2.8552 | 2.9595 | 3.0149 | 3.1238 | 3.7863 | 3.6476 | 4.0995 | 3.6503 | 2.9022 | 2.872 | 2.711 | 3.058 | 3.1739 | 3.4809 | 3.8608 | 4.4167 | 5.4481 | 5.4269 | 4.8619 | 4.573 | 4.4446 | 3.7814
2040-02-15 | 3.3818 | 3.2057 | 3.1745 | 3.4251 | 3.2995 | 3.3489 | 3.5789 | 3.6768 | 3.8279 | 3.397 | 2.9478 | 2.8898 | 3.226 | 3.4823 | 3.598 | 4.0695 | 4.8419 | 4.8432 | 5.0548 | 5.0134 | 4.6882 | 4.2075 | 4.0525 | 3.7195
2040-02-16 | 3.5467 | 3.114 | 3.1235 | 3.173 | 3.2111 | 3.3941 | 4.3711 | 4.4629 | 4.3573 | 3.9928 | 3.3898 | 2.2961 | 1.9964 | 2.1772 | 2.4938 | 2.4238 | 3.5676 | 3.7773 | 4.7296 | 5.0549 | 4.8965 | 4.5966 | 4.0903 | 3.8786
2040-02-17 | 3.2242 | 3.0384 | 3.0012 | 2.9609 | 2.8519 | 3.1044 | 4.2671 | 4.4872 | 3.3582 | 3.3291 | 2.6434 | 1.8709 | 1.9469 | 2.3353 | 2.207 | 2.442 | 3.1119 | 3.8644 | 4.4482 | 4.9294 | 4.6815 | 4.6259 | 3.881 | 3.4941
2040-02-18 | 3.3552 | 2.9535 | 2.8691 | 2.824 | 2.7778 | 2.8292 | 2.9449 | 2.8869 | 2.4492 | 2.2601 | 2.0427 | 1.5264 | 1.3767 | 1.5888 | 1.9052 | 2.6985 | 3.4793 | 4.0938 | 4.2404 | 4.2644 | 4.0679 | 4.1773 | 3.5581 | 3.3272
2040-02-19 | 3.1957 | 3.2952 | 2.9792 | 2.862 | 2.69 | 2.852 | 2.9606 | 2.9463 | 2.859 | 2.3366 | 2.1764 | 2.1419 | 2.4499 | 2.2316 | 1.992 | 2.2335 | 2.7639 | 3.9676 | 4.5684 | 4.4685 | 3.5856 | 3.1642 | 3.5693 | 3.0712
2040-02-20 | 2.8171 | 2.6997 | 2.7778 | 2.671 | 2.6876 | 2.7294 | 2.7402 | 2.9626 | 2.7362 | 2.1793 | 1.6524 | 0.87599 | 0.95986 | 1.3093 | 1.8413 | 2.2445 | 2.4648 | 3.4048 | 4.6904 | 5.3266 | 4.1839 | 4.1035 | 4.039 | 3.2368
2040-02-21 | 2.9597 | 3.0902 | 2.9125 | 2.7599 | 2.6926 | 2.8503 | 3.3229 | 3.5103 | 2.6455 | 2.2988 | 1.98 | 1.7204 | 1.6122 | 1.9551 | 2.1128 | 2.2959 | 3.0485 | 4.2678 | 5.3118 | 5.3297 | 4.7615 | 4.8838 | 4.1511 | 3.4387
2040-02-22 | 3.0441 | 2.8766 | 2.9184 | 2.6849 | 2.6903 | 2.9255 | 3.5499 | 3.699 | 3.2651 | 2.535 | 2.2969 | 1.9503 | 1.8392 | 1.9614 | 2.2243 | 2.8856 | 3.3041 | 3.9345 | 5.1272 | 5.4086 | 4.8647 | 4.3238 | 4.131 | 3.97
2040-02-23 | 3.5073 | 3.2358 | 3.1064 | 3.2536 | 3.005 | 3.2141 | 4.0011 | 4.0198 | 4.0796 | 3.4038 | 2.951 | 3.5283 | 3.4656 | 3.0646 | 3.0659 | 3.3579 | 4.378 | 4.5931 | 4.9759 | 4.9701 | 4.5528 | 4.0826 | 4.0071 | 3.5821
2040-02-24 | 3.1679 | 2.9969 | 2.9144 | 2.8735 | 2.8517 | 3.0923 | 4.0219 | 4.0512 | 3.3752 | 2.9722 | 2.1555 | 1.7934 | 1.943 | 2.3282 | 2.3961 | 2.6932 | 3.3995 | 4.3929 | 4.8157 | 4.8127 | 4.6733 | 4.755 | 4.1902 | 3.7443
2040-02-25 | 3.7524 | 3.2697 | 3.0452 | 2.9587 | 2.9661 | 3.3602 | 3.4326 | 3.4132 | 3.0099 | 2.4375 | 2.1522 | 1.6073 | 1.9378 | 2.0679 | 2.1447 | 2.4753 | 3.388 | 4.3354 | 4.3687 | 4.6151 | 4.3802 | 4.0206 | 3.8365 | 3.4929
2040-02-26 | 3.5667 | 3.0937 | 3.0015 | 3.0752 | 2.9225 | 2.9953 | 3.1782 | 3.4768 | 2.942 | 2.3468 | 2.1258 | 1.8713 | 1.8136 | 1.7222 | 2.289 | 2.4722 | 2.9972 | 4.2828 | 5.2096 | 5.2385 | 4.3324 | 3.7327 | 3.3571 | 2.9851
2040-02-27 | 2.9483 | 2.938 | 2.7201 | 2.7314 | 2.8087 | 3.0359 | 3.9875 | 3.9024 | 3.4548 | 2.8026 | 2.185 | 1.7166 | 1.8409 | 1.903 | 2.2802 | 2.5179 | 3.7382 | 4.5088 | 5.1027 | 4.9521 | 4.7464 | 4.49 | 3.7198 | 3.3188
2040-02-28 | 3.1187 | 3.0377 | 2.8131 | 2.802 | 2.7533 | 3.2998 | 3.8377 | 3.8654 | 3.3439 | 2.7667 | 2.2159 | 2.007 | 2.0562 | 2.0007 | 2.1328 | 2.4054 | 3.4121 | 4.0215 | 4.9987 | 5.336 | 4.7466 | 4.2224 | 4.0986 | 3.9136
2040-02-29 | 3.433 | 3.2228 | 2.8395 | 2.752 | 2.7343 | 3.4014 | 3.7867 | 3.5139 | 3.8125 | 3.1198 | 2.4954 | 1.9852 | 1.8944 | 1.7645 | 2.182 | 3.1037 | 4.0517 | 3.963 | 4.9765 | 5.3937 | 4.9432 | 4.7143 | 4.3955 | 3.6017
2040-03-01 | 3.5054 | 3.4176 | 3.554 | 3.291 | 3.2081 | 3.5677 | 4.6077 | 4.6485 | 3.9142 | 2.7994 | 1.9307 | 1.8359 | 1.89 | 1.8027 | 2.3704 | 2.653 | 3.3307 | 4.1121 | 4.9355 | 5.0154 | 4.6624 | 4.3597 | 4.0581 | 3.6243
2040-03-02 | 3.3647 | 3.2238 | 3.3071 | 3.4171 | 3.0274 | 3.1942 | 3.7041 | 3.7809 | 3.2168 | 2.5334 | 2.1971 | 2.1566 | 2.4724 | 2.399 | 2.1397 | 3.0741 | 3.677 | 4.1522 | 4.7266 | 4.964 | 4.4836 | 4.1548 | 4.4112 | 4.009
2040-03-03 | 3.215 | 3.2638 | 3.1508 | 2.9693 | 2.9088 | 3.1519 | 3.64 | 3.5787 | 2.8881 | 3.06 | 3.1778 | 2.4553 | 2.1891 | 2.1175 | 2.2543 | 2.3296 | 3.0683 | 3.8968 | 4.4384 | 4.1609 | 4.0251 | 4.2655 | 4.0034 | 3.4854
2040-03-04 | 3.5116 | 3.2376 | 2.9658 | 2.9573 | 2.7959 | 2.9564 | 3.0546 | 2.8923 | 2.5709 | 2.2706 | 1.7703 | 1.4698 | 1.2527 | 1.4036 | 1.4759 | 1.6445 | 2.4781 | 3.6567 | 4.7956 | 4.9455 | 4.2929 | 3.6292 | 3.2956 | 3.0372
2040-03-05 | 3.1245 | 2.9873 | 2.8566 | 2.8867 | 2.9303 | 3.5349 | 4.268 | 3.7766 | 3.3359 | 2.4027 | 1.8641 | 1.4166 | 1.4657 | 1.8395 | 1.8044 | 1.8651 | 2.7305 | 4.0076 | 4.9258 | 5.3362 | 4.7524 | 4.1752 | 3.7749 | 3.5344
2040-03-06 | 3.4698 | 3.2542 | 2.9954 | 2.9219 | 2.8868 | 3.358 | 4.3094 | 3.9906 | 3.4656 | 2.8436 | 2.2556 | 1.925 | 1.8813 | 1.9886 | 1.8924 | 1.7618 | 2.5155 | 3.8945 | 4.8835 | 5.3036 | 4.7006 | 4.0623 | 3.8423 | 3.2507
2040-03-07 | 3.1749 | 3.2002 | 2.9855 | 2.9427 | 2.8682 | 3.086 | 4.0463 | 3.5732 | 2.8094 | 2.0462 | 1.6899 | 1.6018 | 1.906 | 1.914 | 1.8084 | 2.3185 | 2.8468 | 3.3858 | 4.5005 | 5.1228 | 4.6553 | 3.8641 | 3.8376 | 3.5224
2040-03-08 | 3.04 | 2.9423 | 2.9984 | 2.7616 | 2.7448 | 2.9827 | 3.7834 | 4.2012 | 3.3676 | 2.5773 | 1.8531 | 1.6155 | 1.5937 | 1.6693 | 1.8556 | 2.1429 | 2.6689 | 3.4614 | 5.0165 | 5.2827 | 4.7069 | 4.1081 | 3.7714 | 3.3528
2040-03-09 | 3.1174 | 3.0626 | 3.2174 | 3.0186 | 2.9942 | 3.3913 | 4.3393 | 3.6048 | 2.9875 | 2.4522 | 1.7989 | 1.5197 | 1.6455 | 1.5488 | 1.5017 | 1.847 | 2.763 | 3.3334 | 3.9948 | 4.3438 | 3.8429 | 4.0698 | 3.9845 | 3.6197
2040-03-10 | 3.2782 | 2.9798 | 2.7713 | 2.727 | 2.6976 | 2.8339 | 3.0109 | 3.2389 | 2.8528 | 2.5166 | 1.909 | 1.2411 | 1.4422 | 1.3304 | 1.0519 | 1.774 | 2.7895 | 3.1844 | 3.9544 | 4.3968 | 4.0173 | 3.5348 | 3.3093 | 3.1022
2040-03-11 | 3.1586 | 2.8464 | 2.763 | 2.7757 | 2.7885 | 2.6537 | 2.8618 | 2.9968 | 2.9797 | 2.5024 | 1.6008 | 1.5362 | 1.672 | 1.3029 | 1.865 | 2.4593 | 3.2484 | 3.727 | 4.4871 | 4.2937 | 3.8351 | 3.4935 | 3.5565 | 2.9582
2040-03-12 | 2.9069 | 2.9258 | 2.7991 | 2.7544 | 2.8232 | 3.0957 | 4.1364 | 4.2274 | 3.4172 | 2.4095 | 2.4084 | 2.3025 | 2.6763 | 2.1911 | 2.1883 | 3.1137 | 3.3009 | 4.0438 | 5.1225 | 5.1429 | 4.2498 | 3.9119 | 3.9096 | 3.1954
2040-03-13 | 3.0059 | 2.3189 | 1.8079 | 2.048 | 2.6295 | 3.0816 | 4.3769 | 4.4776 | 3.5954 | 3.3121 | 3.1157 | 2.9526 | 3.098 | 3.332 | 3.4047 | 3.3523 | 3.9943 | 4.3905 | 5.3527 | 5.217 | 4.8015 | 4.3573 | 3.8585 | 3.3274
2040-03-14 | 3.0687 | 3.112 | 2.8441 | 2.619 | 2.6945 | 3.0449 | 3.8062 | 4.2281 | 3.8709 | 2.988 | 2.6152 | 2.1162 | 2.2883 | 1.9246 | 1.9795 | 3.4584 | 3.7604 | 4.1443 | 5.2774 | 5.4934 | 5.0203 | 4.3074 | 4.0282 | 3.9428
2040-03-15 | 3.295 | 3.1585 | 3.1978 | 2.8807 | 2.9278 | 3.3884 | 4.1698 | 4.4206 | 3.7923 | 2.9713 | 2.4162 | 2.2168 | 2.044 | 2.0067 | 2.5243 | 2.7547 | 3.5705 | 4.5567 | 5.3555 | 5.6611 | 5.0527 | 4.3839 | 3.8321 | 3.5802
2040-03-16 | 3.1181 | 2.9572 | 2.8776 | 2.8942 | 2.9326 | 3.0174 | 3.7784 | 3.8477 | 3.276 | 2.9347 | 2.7713 | 2.2294 | 1.9814 | 2.2856 | 2.7039 | 3.2555 | 3.7934 | 3.9551 | 4.7909 | 5.1673 | 4.8124 | 4.544 | 4.2174 | 3.8835
2040-03-17 | 3.6358 | 3.2936 | 3.0235 | 3.0738 | 3.2359 | 3.1118 | 3.349 | 3.1119 | 2.6704 | 2.184 | 1.7977 | 1.5468 | 1.383 | 1.7099 | 1.5224 | 1.5606 | 2.5981 | 3.7844 | 4.6138 | 4.7432 | 4.3843 | 4.3442 | 3.8119 | 3.5277
2040-03-18 | 3.5582 | 3.3898 | 3.0484 | 2.9503 | 2.847 | 3.1184 | 3.246 | 3.1681 | 2.6028 | 2.3661 | 1.881 | 1.8418 | 1.7786 | 1.8768 | 1.7844 | 1.5133 | 2.1019 | 3.1875 | 4.654 | 4.84 | 4.4781 | 4.0549 | 3.6754 | 3.2682
2040-03-19 | 3.2512 | 3.1303 | 2.8269 | 2.5725 | 2.612 | 2.9449 | 3.045 | 3.2712 | 3.2209 | 2.6845 | 2.1828 | 1.74 | 2.0202 | 2.9554 | 2.9086 | 2.8978 | 3.3113 | 3.4933 | 4.3177 | 5.0306 | 4.6882 | 3.9489 | 3.593 | 3.5716
2040-03-20 | 3.2975 | 2.9442 | 2.8122 | 3.0053 | 2.9129 | 3.1524 | 3.6535 | 3.8178 | 3.7206 | 3.3229 | 2.8329 | 2.05 | 2.1506 | 2.3373 | 2.3055 | 3.0408 | 3.8867 | 4.3456 | 4.8871 | 5.0218 | 4.6492 | 4.1818 | 3.5807 | 3.3747
2040-03-21 | 3.1264 | 2.9099 | 2.8855 | 2.8645 | 2.8861 | 3.4793 | 3.8643 | 3.7257 | 3.357 | 2.7367 | 2.2412 | 1.7925 | 2.2116 | 2.0518 | 2.4247 | 2.8578 | 3.4732 | 4.3637 | 4.9868 | 5.0438 | 4.3175 | 3.7979 | 3.6016 | 3.4568
2040-03-22 | 3.4259 | 3.1626 | 2.9435 | 2.8679 | 3.0593 | 3.1831 | 3.7942 | 3.7705 | 3.8337 | 3.5182 | 2.6328 | 1.8427 | 2.079 | 2.4808 | 2.6592 | 3.0178 | 3.4936 | 4.5362 | 5.0692 | 5.253 | 4.5493 | 4.1643 | 3.9376 | 3.6028
2040-03-23 | 3.4906 | 3.3103 | 3.052 | 3.0054 | 2.9204 | 3.2589 | 3.9871 | 3.5252 | 2.9087 | 2.9496 | 2.5526 | 2.3195 | 2.2245 | 2.6037 | 2.6394 | 3.4732 | 3.881 | 4.7067 | 4.5909 | 4.5757 | 4.6374 | 4.5798 | 4.0468 | 3.8418
2040-03-24 | 3.6687 | 3.3095 | 3.0503 | 2.9995 | 3.2837 | 3.2709 | 3.6258 | 3.8163 | 3.871 | 4.058 | 3.3976 | 2.5408 | 2.3989 | 2.4589 | 2.4757 | 2.7616 | 3.0611 | 3.7027 | 3.875 | 4.2269 | 4.1291 | 3.6467 | 3.5052 | 3.314
2040-03-25 | 3.1763 | 2.8628 | 2.7582 | 2.644 | 2.569 | 2.7541 | 2.8164 | 2.7306 | 2.3302 | 2.1739 | 1.6125 | 1.0469 | 1.0519 | 1.0741 | 0.9956 | 1.0799 | 2.0627 | 2.9925 | 3.9207 | 4.804 | 4.5739 | 4.0481 | 3.8139 | 3.6493
2040-03-26 | 3.2085 | 2.8881 | 2.8128 | 2.8902 | 2.9982 | 3.0544 | 3.4072 | 3.3623 | 3.0253 | 2.9878 | 1.8811 | 1.7962 | 1.7789 | 1.4825 | 1.4833 | 1.6153 | 2.3568 | 3.3547 | 4.3266 | 4.9803 | 4.6037 | 4.0266 | 4.0565 | 3.5168
2040-03-27 | 3.0458 | 3.0687 | 3.0222 | 2.8651 | 2.8469 | 3.0747 | 3.91 | 3.5794 | 2.6216 | 2.1621 | 1.9212 | 1.5982 | 1.6861 | 1.6932 | 1.1747 | 1.6918 | 2.7583 | 4.1942 | 4.6946 | 5.2328 | 4.96 | 4.6143 | 4.1391 | 3.8217
2040-03-28 | 3.2213 | 3.0478 | 2.9711 | 2.9438 | 2.9367 | 3.4705 | 3.7188 | 3.6013 | 2.9694 | 2.2324 | 1.7992 | 1.552 | 1.6747 | 1.685 | 1.7676 | 1.7764 | 2.9991 | 3.9238 | 4.6312 | 5.3225 | 5.0387 | 4.6304 | 4.1473 | 3.8619
2040-03-29 | 3.5029 | 3.0274 | 2.9561 | 3.1255 | 3.1779 | 3.4097 | 3.9023 | 3.7669 | 3.163 | 2.4471 | 1.91 | 1.6846 | 1.778 | 1.7915 | 1.6527 | 1.9838 | 3.1864 | 4.2293 | 4.8549 | 5.409 | 5.1826 | 4.7288 | 3.9619 | 3.548
2040-03-30 | 3.3895 | 3.0343 | 2.8857 | 2.8055 | 2.8471 | 2.9797 | 3.5323 | 3.4127 | 2.5878 | 2.119 | 1.6156 | 1.4923 | 1.7206 | 1.7966 | 1.3128 | 1.876 | 2.9779 | 3.6771 | 4.349 | 5.0087 | 4.7154 | 4.3713 | 3.9312 | 3.6581
2040-03-31 | 3.5693 | 3.2085 | 2.9365 | 2.8569 | 2.9918 | 3.0763 | 3.0487 | 3.0516 | 2.5605 | 2.7003 | 2.2335 | 2.2999 | 2.443 | 2.5523 | 2.4425 | 2.4429 | 2.5598 | 3.7344 | 4.0111 | 4.6505 | 4.344 | 4.051 | 3.6751 | 3.339
2040-04-01 | 3.4236 | 3.0594 | 2.926 | 2.8939 | 2.7752 | 2.8313 | 2.8526 | 2.7519 | 2.6738 | 2.2029 | 1.8413 | 2.0149 | 2.093 | 1.8904 | 2.1305 | 2.3181 | 2.7998 | 3.6881 | 4.741 | 5.2674 | 4.6197 | 4.3566 | 4.232 | 3.8412
2040-04-02 | 3.4741 | 3.1249 | 3.0705 | 3.0689 | 3.1151 | 3.6174 | 4.7784 | 4.5805 | 4.4075 | 3.8453 | 3.4883 | 2.9806 | 3.5964 | 3.5727 | 3.6164 | 3.6275 | 4.6413 | 5.2414 | 5.4131 | 5.0657 | 4.4046 | 4.0081 | 3.6259 | 3.4723
2040-04-03 | 3.1489 | 2.9628 | 2.9084 | 2.5931 | 2.3814 | 2.4481 | 2.9303 | 3.8289 | 3.1947 | 2.6407 | 2.9894 | 2.4763 | 2.1802 | 2.3239 | 2.5478 | 2.738 | 4.0747 | 4.8758 | 5.1084 | 5.1686 | 5.0009 | 4.525 | 3.97 | 3.8203
2040-04-04 | 3.2357 | 2.9644 | 2.9296 | 2.9419 | 2.9164 | 3.3021 | 4.1439 | 4.5014 | 3.1951 | 3.1054 | 3.2742 | 2.986 | 2.0112 | 2.1287 | 2.7967 | 2.7672 | 3.6918 | 4.5519 | 5.2889 | 5.5155 | 5.0724 | 4.7178 | 4.1681 | 3.4502
2040-04-05 | 3.3786 | 3.2281 | 3.1606 | 3.3316 | 3.1475 | 3.5272 | 4.2333 | 4.1629 | 4.35 | 3.9967 | 3.3057 | 3.5882 | 2.6508 | 2.6182 | 2.9111 | 3.2359 | 4.1932 | 4.4825 | 5.1421 | 5.5289 | 5.1601 | 4.5272 | 4.7287 | 4.0822
2040-04-06 | 3.2802 | 3.0757 | 2.9926 | 3.0206 | 3.0669 | 3.1 | 3.3308 | 3.6322 | 3.4962 | 2.9282 | 2.5426 | 2.1841 | 2.2769 | 2.2198 | 2.2769 | 3.0969 | 3.1319 | 3.9546 | 5.0526 | 5.3505 | 4.7773 | 4.3175 | 4.1513 | 3.6378
2040-04-07 | 3.5559 | 3.3312 | 2.9818 | 2.9426 | 3.0899 | 3.3176 | 3.0963 | 3.1387 | 2.9394 | 2.651 | 2.5033 | 2.2452 | 2.3067 | 2.1977 | 2.6288 | 2.9148 | 3.4329 | 4.2543 | 5.1594 | 5.1008 | 4.4151 | 4.6193 | 4.5826 | 3.7281
2040-04-08 | 3.3988 | 3.2446 | 3.4542 | 3.0571 | 2.9563 | 2.8992 | 3.0421 | 3.1113 | 2.7448 | 2.8593 | 2.5902 | 2.2898 | 2.0076 | 1.9862 | 2.1773 | 2.2259 | 2.993 | 3.6673 | 4.4178 | 5.0772 | 4.6673 | 4.3555 | 3.7313 | 3.2173
2040-04-09 | 3.0563 | 2.9834 | 3.1271 | 2.941 | 2.9317 | 3.2075 | 4.1373 | 4.0106 | 2.9965 | 2.3085 | 1.8539 | 1.6787 | 1.5508 | 1.6966 | 1.631 | 1.6948 | 2.4728 | 3.8271 | 4.8111 | 5.4291 | 4.8635 | 4.1136 | 3.6586 | 3.2582
2040-04-10 | 3.1312 | 3.1023 | 2.9103 | 2.8646 | 3.055 | 3.3625 | 3.7243 | 3.4725 | 2.955 | 2.0841 | 1.7077 | 1.5577 | 1.7416 | 1.8406 | 1.4384 | 1.8051 | 2.7801 | 4.0132 | 4.7976 | 5.3149 | 5.0606 | 4.4411 | 3.8421 | 3.3256
2040-04-11 | 3.2521 | 3.0823 | 2.9136 | 2.8999 | 2.9317 | 3.1758 | 3.3242 | 3.3305 | 2.625 | 2.1051 | 1.7729 | 1.5892 | 1.5432 | 1.7643 | 1.7628 | 2.3786 | 3.0702 | 3.8147 | 5.0808 | 5.4845 | 5.0368 | 4.0868 | 3.7384 | 3.8028
2040-04-12 | 3.1869 | 3.0183 | 2.9879 | 3.0771 | 3.146 | 3.2604 | 3.6174 | 3.582 | 2.9387 | 2.3799 | 2.083 | 1.8537 | 1.9564 | 1.8909 | 1.5276 | 2.0147 | 3.3214 | 3.9848 | 4.6675 | 5.5462 | 5.0585 | 4.4068 | 3.7658 | 3.5927
2040-04-13 | 3.2005 | 3.0279 | 2.9396 | 2.9272 | 2.8949 | 3.0381 | 3.9828 | 3.873 | 3.3583 | 2.59 | 2.185 | 2.0836 | 2.1336 | 2.2455 | 1.9297 | 2.5283 | 3.6497 | 4.6562 | 5.2394 | 5.5064 | 4.9851 | 4.4649 | 4.4453 | 3.9551
2040-04-14 | 3.7879 | 3.3866 | 3.1511 | 3.098 | 3.1828 | 3.317 | 2.997 | 2.7848 | 2.4051 | 1.996 | 1.6742 | 1.5649 | 1.5012 | 1.6105 | 1.6151 | 1.7323 | 2.6684 | 3.7237 | 4.505 | 4.8189 | 4.0571 | 3.8787 | 4.0675 | 3.6906
2040-04-15 | 3.8211 | 3.4225 | 3.1499 | 3.0888 | 3.1188 | 3.396 | 3.4782 | 2.9436 | 2.3826 | 1.9927 | 2.0275 | 1.8952 | 1.8437 | 1.7364 | 1.2091 | 1.8529 | 2.5808 | 3.4525 | 4.9768 | 5.4195 | 5.0851 | 4.6708 | 4.2534 | 3.5118
2040-04-16 | 3.277 | 3.366 | 3.3092 | 3.0841 | 3.0722 | 3.848 | 4.2322 | 3.8699 | 3.5776 | 2.7405 | 2.2378 | 1.9667 | 1.982 | 2.1622 | 1.9601 | 2.1009 | 3.0145 | 4.4244 | 5.2668 | 5.3655 | 4.8497 | 4.2182 | 3.5817 | 3.2467
2040-04-17 | 3.2497 | 3.0698 | 2.9211 | 2.9558 | 3.1299 | 3.2284 | 3.7493 | 3.8295 | 3.5883 | 2.9587 | 2.0929 | 1.8337 | 1.774 | 1.7122 | 1.9033 | 2.1206 | 2.9515 | 3.895 | 5.0346 | 5.3905 | 4.8906 | 3.8724 | 3.6459 | 3.2638
2040-04-18 | 3.0028 | 3.0967 | 2.9437 | 2.8764 | 2.8922 | 3.1544 | 3.4756 | 3.5367 | 2.8051 | 2.2907 | 2.0219 | 1.7527 | 1.7958 | 2.1489 | 1.8116 | 2.2183 | 3.2146 | 4.3239 | 4.8625 | 5.4012 | 4.8696 | 4.1554 | 3.6405 | 3.3126
2040-04-19 | 3.2093 | 3.2946 | 3.0391 | 2.9817 | 2.9682 | 3.6045 | 4.1556 | 3.6713 | 3.9859 | 3.4519 | 3.2462 | 3.0346 | 3.4003 | 2.9997 | 3.0938 | 3.1547 | 4.1222 | 4.706 | 4.9528 | 5.3948 | 5.1334 | 4.3185 | 4.3403 | 4.1606
2040-04-20 | 3.4461 | 3.1748 | 3.0985 | 2.9606 | 2.9165 | 3.2768 | 3.4418 | 3.6454 | 3.7957 | 3.1935 | 2.5165 | 2.1849 | 2.2984 | 2.1 | 1.9957 | 2.1069 | 2.906 | 3.8998 | 4.108 | 4.5176 | 4.4918 | 4.0093 | 3.9157 | 3.6877
2040-04-21 | 3.3286 | 2.9802 | 2.8837 | 2.8261 | 2.8728 | 2.9517 | 3.4931 | 2.8863 | 2.5127 | 2.3764 | 1.9688 | 1.5001 | 1.6888 | 1.385 | 1.8652 | 2.034 | 2.853 | 3.1373 | 4.1906 | 4.8695 | 4.4988 | 3.7464 | 3.7908 | 3.7749
2040-04-22 | 3.1554 | 3.0468 | 3.0817 | 3.0688 | 2.9439 | 2.8974 | 2.7628 | 2.6103 | 2.557 | 2.3293 | 1.7802 | 1.518 | 1.5386 | 1.4365 | 1.2215 | 1.7437 | 2.4819 | 3.6033 | 4.4625 | 5.2484 | 4.8974 | 4.0252 | 3.6602 | 3.5776
2040-04-23 | 3.2165 | 2.9066 | 2.8447 | 2.795 | 2.8788 | 3.3185 | 4.0661 | 3.2082 | 3.1513 | 2.8405 | 2.5809 | 1.9923 | 1.9528 | 1.9664 | 1.9463 | 2.3005 | 3.1308 | 4.15 | 4.8949 | 5.4638 | 4.9264 | 4.1532 | 3.6747 | 3.3047
2040-04-24 | 3.1611 | 3.2425 | 2.9565 | 2.874 | 2.875 | 3.0113 | 3.4967 | 2.9664 | 3.0196 | 2.2719 | 1.9869 | 2.0223 | 1.7719 | 1.7076 | 2.2109 | 2.0133 | 2.5579 | 3.7564 | 4.8598 | 5.2379 | 4.8086 | 3.9441 | 3.5033 | 3.2132
2040-04-25 | 3.0257 | 2.9897 | 3.0208 | 2.8923 | 2.8961 | 3.245 | 3.616 | 3.4494 | 3.0687 | 2.6611 | 2.224 | 1.8097 | 1.8219 | 1.9977 | 1.5797 | 1.8218 | 2.86 | 4.1805 | 4.8635 | 5.4524 | 4.915 | 3.8174 | 3.2417 | 3.0006
2040-04-26 | 3.0255 | 2.951 | 2.7189 | 2.7718 | 2.8545 | 2.8654 | 3.1771 | 3.1534 | 3.1389 | 2.7788 | 2.5621 | 2.3454 | 2.1935 | 2.3818 | 2.2474 | 2.7823 | 4.0182 | 4.2856 | 4.9205 | 5.4867 | 5.1081 | 4.1851 | 3.4858 | 3.1666
2040-04-27 | 3.165 | 3.0229 | 2.8925 | 2.8177 | 2.8458 | 3.0459 | 3.8651 | 3.681 | 3.6248 | 3.767 | 3.3945 | 3.0634 | 2.6135 | 2.5246 | 2.9328 | 3.4316 | 3.3598 | 3.5805 | 4.5888 | 4.9611 | 4.2478 | 4.0943 | 4.1513 | 3.3119
2040-04-28 | 3.0245 | 3.0204 | 2.8868 | 2.8674 | 2.8903 | 3.1553 | 3.0589 | 3.105 | 2.951 | 2.567 | 2.5388 | 2.2471 | 2.1327 | 2.4236 | 2.4302 | 2.2663 | 2.5384 | 3.458 | 4.231 | 3.8842 | 3.6281 | 3.7092 | 3.3253 | 2.9705
2040-04-29 | 2.9226 | 3.0136 | 2.8214 | 2.7347 | 2.7988 | 2.8637 | 3.0418 | 2.7191 | 2.4127 | 2.165 | 1.6958 | 1.3104 | 1.4877 | 1.7159 | 1.8513 | 2.1364 | 2.3801 | 3.1129 | 3.8417 | 4.2931 | 4.2073 | 3.8159 | 3.1888 | 2.9514
2040-04-30 | 3.0492 | 2.873 | 2.8168 | 2.8091 | 2.8877 | 3.2581 | 3.6272 | 3.3981 | 3.5218 | 2.4621 | 2.1546 | 1.935 | 1.685 | 1.7664 | 2.2607 | 2.6396 | 2.4836 | 3.335 | 4.6522 | 4.9356 | 4.519 | 4.4778 | 4.1422 | 3.2632
2040-05-01 | 3.0386 | 3.0131 | 2.8 | 2.8083 | 2.8092 | 2.9822 | 3.2659 | 2.5638 | 2.2799 | 2.0368 | 1.7768 | 1.6794 | 1.7779 | 1.7926 | 1.8723 | 2.2102 | 3.5149 | 4.1572 | 4.5784 | 5.1097 | 4.5375 | 3.8206 | 3.3207 | 3.077
2040-05-02 | 3.0445 | 2.8778 | 2.7663 | 2.7038 | 2.7658 | 2.9612 | 3.651 | 4.0931 | 4.0341 | 3.8425 | 2.878 | 3.2588 | 3.1771 | 2.9037 | 3.4853 | 3.6866 | 3.6734 | 4.1486 | 5.0551 | 5.3827 | 4.4844 | 3.7124 | 4.0161 | 3.2187
2040-05-03 | 2.9343 | 3.0208 | 2.7608 | 2.5486 | 2.586 | 2.8256 | 3.5408 | 3.1238 | 3.3134 | 3.0329 | 2.5182 | 2.5574 | 3.0276 | 3.1544 | 3.0546 | 3.3074 | 3.462 | 4.722 | 4.9734 | 5.2072 | 4.9378 | 4.6908 | 4.1838 | 3.3926
2040-05-04 | 3.0961 | 2.93 | 2.9946 | 2.987 | 2.9669 | 3.3587 | 4.3041 | 4.2013 | 3.3214 | 2.472 | 3.1191 | 3.1281 | 2.9533 | 2.135 | 2.5179 | 3.4447 | 3.6842 | 3.9783 | 5.1833 | 5.068 | 4.5459 | 4.6317 | 4.4187 | 3.5678
2040-05-05 | 3.1635 | 3.0245 | 2.7776 | 2.6446 | 2.6023 | 2.7738 | 2.8294 | 2.5742 | 2.3415 | 2.3616 | 2.2419 | 1.9664 | 1.8106 | 1.8443 | 1.781 | 1.6559 | 2.5186 | 3.6386 | 4.4458 | 4.3155 | 4.1863 | 4.0821 | 3.6544 | 3.0853
2040-05-06 | 2.9168 | 2.9673 | 2.8818 | 2.7645 | 2.7759 | 2.7431 | 2.7198 | 2.5457 | 2.2843 | 1.9521 | 1.779 | 1.4992 | 1.189 | 1.3635 | 1.2609 | 1.592 | 2.1199 | 2.9011 | 4.3014 | 4.9409 | 4.3698 | 3.5206 | 3.6141 | 3.0952
2040-05-07 | 2.9016 | 2.8527 | 2.8963 | 2.754 | 2.8183 | 3.1654 | 4.0839 | 3.5122 | 2.71 | 2.3349 | 1.9528 | 1.8876 | 2.1517 | 2.1414 | 2.1423 | 2.0766 | 2.7415 | 3.8021 | 4.4024 | 5.035 | 4.7169 | 4.1158 | 3.3328 | 3.1594
2040-05-08 | 3.0209 | 2.7848 | 2.5627 | 2.6005 | 2.7855 | 2.7836 | 2.883 | 3.0859 | 3.4101 | 3.1863 | 2.6334 | 3.4422 | 3.0997 | 3.5556 | 3.1627 | 2.8181 | 3.4241 | 4.141 | 4.8582 | 5.5385 | 5.0716 | 4.3689 | 3.9239 | 3.781
2040-05-09 | 3.064 | 2.9218 | 2.8425 | 2.8264 | 2.8124 | 3.1016 | 4.1253 | 4.0058 | 3.2045 | 2.6093 | 2.0545 | 1.8642 | 1.7809 | 1.7205 | 1.8759 | 2.0786 | 2.7613 | 3.8964 | 5.0711 | 5.56 | 5.3538 | 4.5132 | 3.8734 | 3.3283
2040-05-10 | 3.1266 | 3.1529 | 2.9214 | 2.8385 | 2.8309 | 3.199 | 4.0602 | 3.4529 | 2.9463 | 2.3795 | 2.2197 | 2.0999 | 2.0744 | 1.9992 | 2.5273 | 2.4439 | 3.2178 | 4.4653 | 5.3542 | 5.5522 | 5.3342 | 4.6793 | 4.1291 | 3.633
2040-05-11 | 3.265 | 3.0979 | 3.0669 | 3.1491 | 3.2162 | 3.402 | 4.0235 | 3.5921 | 3.2466 | 2.5752 | 2.0154 | 1.8824 | 2.0886 | 2.2071 | 2.1399 | 2.5156 | 2.983 | 3.5025 | 4.6303 | 5.3519 | 4.9561 | 4.2279 | 3.9293 | 3.8292
2040-05-12 | 3.1428 | 2.9903 | 3.1048 | 2.8646 | 2.8146 | 2.8842 | 3.0722 | 2.9263 | 2.1529 | 1.6533 | 1.3722 | 1.1281 | 1.0897 | 1.0514 | 1.2281 | 1.6379 | 2.2851 | 3.6303 | 4.5321 | 5.0517 | 4.3815 | 3.7398 | 3.6761 | 3.2859
2040-05-13 | 3.1723 | 3.109 | 2.8562 | 2.8247 | 2.8079 | 2.8097 | 3.0117 | 2.7156 | 2.3642 | 2.1617 | 1.8695 | 1.8755 | 2.0708 | 1.7506 | 1.5646 | 1.8087 | 2.4971 | 3.8819 | 4.6662 | 5.1251 | 4.4684 | 3.8686 | 3.7333 | 3.3632
2040-05-14 | 3.1701 | 2.9616 | 2.7883 | 2.7341 | 2.6697 | 2.8277 | 3.2613 | 2.8738 | 3.002 | 2.7118 | 2.3429 | 2.1982 | 1.8851 | 1.8766 | 2.0371 | 2.5886 | 3.9769 | 4.659 | 5.2363 | 4.95 | 4.2273 | 3.6447 | 3.8392 | 3.3231
2040-05-15 | 2.9081 | 2.9832 | 2.9002 | 2.7664 | 2.7922 | 3.0153 | 4.1936 | 3.7437 | 2.9876 | 2.8794 | 2.2784 | 1.8374 | 1.6448 | 1.8467 | 1.5671 | 1.8191 | 3.384 | 4.5476 | 4.7759 | 5.0674 | 4.9042 | 4.2941 | 3.6272 | 3.6476
2040-05-16 | 3.0836 | 2.8649 | 2.8031 | 2.7517 | 2.8465 | 3.0184 | 3.0273 | 2.6046 | 2.4488 | 2.1451 | 1.8747 | 1.7563 | 1.7963 | 1.7767 | 1.6839 | 2.0244 | 2.9442 | 4.2619 | 5.1051 | 5.5456 | 5.5148 | 4.9725 | 4.0606 | 3.5569
2040-05-17 | 3.1437 | 3.2744 | 2.9649 | 2.7801 | 2.8226 | 3.2236 | 4.2151 | 3.9111 | 3.2141 | 2.9012 | 2.4085 | 2.3581 | 2.4603 | 2.678 | 3.1467 | 3.5686 | 4.3215 | 4.7476 | 5.33 | 5.5934 | 5.2294 | 4.7538 | 3.9763 | 3.4667
2040-05-18 | 3.2415 | 3.0839 | 2.9977 | 2.909 | 2.8695 | 2.8988 | 3.0939 | 3.4329 | 3.187 | 2.3927 | 1.8594 | 1.7272 | 1.7892 | 1.5573 | 1.412 | 2.1384 | 2.9726 | 3.5365 | 4.5803 | 5.0132 | 4.3111 | 4.3034 | 4.3793 | 3.7374
2040-05-19 | 3.176 | 2.8519 | 2.7824 | 2.7629 | 2.7847 | 2.9524 | 2.8279 | 2.504 | 2.1842 | 1.8728 | 1.4946 | 1.1304 | 1.3572 | 1.2404 | 1.048 | 1.4876 | 2.3774 | 2.9746 | 3.7675 | 4.7014 | 4.2291 | 3.7251 | 3.477 | 3.4153
2040-05-20 | 3.1346 | 2.8694 | 2.8219 | 2.8807 | 2.7106 | 2.5027 | 2.3544 | 2.2089 | 1.9835 | 1.3719 | 1.1472 | 0.92815 | 1.0489 | 1.3251 | 1.1171 | 1.5573 | 2.6086 | 4.1022 | 5.0634 | 5.1709 | 4.6777 | 3.7673 | 3.4184 | 3.0322
2040-05-21 | 3.0118 | 2.9641 | 2.7697 | 2.7384 | 2.7685 | 3.0212 | 3.7266 | 3.4951 | 2.8907 | 2.4663 | 2.0803 | 2.0337 | 1.8147 | 2.1319 | 1.9407 | 2.1918 | 3.5894 | 4.4222 | 4.9201 | 5.2679 | 4.8419 | 3.7546 | 3.4913 | 3.076
2040-05-22 | 3.1123 | 2.9989 | 2.7927 | 2.8066 | 3.0333 | 3.1875 | 3.4779 | 3.3773 | 3.2745 | 2.4373 | 2.0564 | 2.1596 | 2.0058 | 2.446 | 2.0563 | 2.6907 | 3.3161 | 4.0767 | 5.0726 | 5.5569 | 5.1161 | 4.2761 | 4.0301 | 3.692
2040-05-23 | 3.059 | 2.9196 | 2.8726 | 2.872 | 3.1391 | 3.2991 | 3.7123 | 3.5551 | 3.1874 | 2.4578 | 2.4642 | 2.5724 | 2.0733 | 2.0021 | 2.0128 | 2.3623 | 2.9857 | 3.6836 | 4.9503 | 5.4198 | 5.2591 | 4.3543 | 4.148 | 3.9101
2040-05-24 | 3.1623 | 3.0401 | 3.0586 | 2.7294 | 2.7548 | 2.8933 | 3.5859 | 3.1278 | 2.5665 | 2.3081 | 1.9518 | 1.905 | 1.9418 | 1.856 | 1.6325 | 2.1684 | 2.9384 | 3.9561 | 4.7422 | 5.0716 | 4.6737 | 4.0602 | 3.917 | 3.6723
2040-05-25 | 3.2872 | 3.0751 | 2.9445 | 2.8004 | 2.851 | 2.8116 | 2.9825 | 2.6197 | 2.4616 | 2.1164 | 1.7081 | 1.6962 | 1.6125 | 1.6748 | 1.5002 | 2.2117 | 3.0316 | 4.2464 | 4.5046 | 4.6547 | 4.0828 | 3.7888 | 3.7171 | 3.4387
2040-05-26 | 3.3595 | 3.0746 | 2.842 | 2.8621 | 2.9709 | 2.7843 | 2.5916 | 2.3558 | 2.3118 | 2.0214 | 1.6542 | 1.8173 | 1.7306 | 1.6767 | 1.4887 | 2.2617 | 2.8556 | 3.4329 | 4.1896 | 4.7089 | 4.3502 | 3.5266 | 3.7475 | 3.5212
2040-05-27 | 3.0189 | 2.9377 | 3.0468 | 2.8356 | 2.7607 | 2.7497 | 2.9 | 2.754 | 2.2117 | 2.0292 | 1.835 | 1.4385 | 1.6388 | 1.7713 | 1.8752 | 2.2444 | 2.8109 | 3.8298 | 4.6099 | 4.697 | 4.2462 | 3.5834 | 3.3712 | 3.0945
2040-05-28 | 3.1126 | 3.0347 | 2.7795 | 2.7625 | 2.8952 | 2.9186 | 2.8744 | 2.5957 | 2.2551 | 1.9741 | 1.775 | 1.7155 | 1.6054 | 1.7051 | 1.6723 | 2.3224 | 2.7774 | 3.4264 | 4.6612 | 5.2548 | 4.9325 | 4.2808 | 3.6299 | 3.4251
2040-05-29 | 3.2346 | 2.8772 | 2.8717 | 3.0029 | 2.8397 | 3.1956 | 3.7782 | 3.9887 | 4.3785 | 3.8933 | 3.6936 | 3.4362 | 3.191 | 3.2628 | 4.1058 | 4.5871 | 4.8137 | 4.7926 | 5.5358 | 5.6552 | 4.9273 | 5.0063 | 4.8067 | 3.9819
2040-05-30 | 3.5996 | 3.3815 | 3.3393 | 3.4661 | 3.1004 | 3.4192 | 3.9896 | 3.5776 | 2.7614 | 2.4024 | 2.1844 | 2.0859 | 1.9426 | 1.7617 | 1.8624 | 2.2086 | 2.9608 | 4.2098 | 5.2292 | 5.5995 | 5.426 | 5.1254 | 4.4907 | 4.0163
2040-05-31 | 3.8187 | 3.3903 | 3.1192 | 3.1633 | 3.2904 | 3.3133 | 3.597 | 3.5552 | 3.4953 | 2.4891 | 2.2817 | 2.0494 | 1.7069 | 2.0509 | 2.8174 | 3.0285 | 3.396 | 3.8272 | 4.9776 | 5.4713 | 5.2577 | 4.548 | 4.1081 | 3.7067
2040-06-01 | 3.5671 | 3.3669 | 3.3029 | 3.2268 | 3.2352 | 3.4983 | 3.7655 | 3.861 | 3.6167 | 2.7258 | 2.84 | 2.0423 | 2.1211 | 2.3331 | 2.3287 | 1.958 | 2.7309 | 3.8881 | 4.1442 | 4.647 | 4.1568 | 4.0621 | 4.1137 | 4.0059
2040-06-02 | 3.5063 | 3.2104 | 3.0128 | 2.9626 | 3.0007 | 3.0436 | 2.7597 | 2.6456 | 2.2893 | 1.7582 | 1.4472 | 0.94308 | 1.1125 | 1.1529 | 0.98689 | 1.3911 | 2.3268 | 3.298 | 4.2139 | 4.7918 | 4.1412 | 3.8533 | 3.7607 | 3.448
2040-06-03 | 3.5978 | 3.3125 | 3.0838 | 3.0128 | 2.9115 | 3.0035 | 2.8531 | 2.602 | 2.3938 | 2.1311 | 1.8265 | 1.5647 | 1.6495 | 1.655 | 1.1688 | 1.7364 | 2.3903 | 3.0621 | 4.4614 | 5.1596 | 4.9755 | 4.8859 | 4.1076 | 3.8288
2040-06-04 | 3.439 | 3.1778 | 3.1646 | 3.1998 | 2.9851 | 3.0713 | 3.2434 | 3.4279 | 3.0142 | 2.8396 | 2.5023 | 2.2227 | 2.3002 | 2.3139 | 2.4171 | 3.1306 | 4.3538 | 4.3359 | 4.7062 | 5.4865 | 5.3287 | 5.0803 | 4.3535 | 3.9961
2040-06-05 | 3.7366 | 3.2422 | 3.146 | 3.3079 | 3.1672 | 3.3197 | 3.5777 | 4.0201 | 3.8719 | 3.1745 | 2.827 | 2.8328 | 2.399 | 2.6001 | 2.6379 | 3.3387 | 3.8488 | 4.3235 | 5.0742 | 5.4355 | 5.1647 | 4.4392 | 4.1773 | 4.0169
2040-06-06 | 3.274 | 3.2078 | 3.1576 | 3.1127 | 3.181 | 3.5299 | 3.7911 | 3.651 | 2.4825 | 2.0143 | 2.2742 | 2.2268 | 2.0482 | 1.9334 | 1.9306 | 2.0508 | 3.0535 | 3.8421 | 4.8365 | 5.35 | 5.1574 | 4.9253 | 4.1933 | 3.9236
2040-06-07 | 3.6577 | 3.2984 | 3.1637 | 3.1864 | 3.152 | 3.1312 | 3.4103 | 3.1663 | 2.8662 | 2.5821 | 2.25 | 2.3571 | 2.0506 | 1.8279 | 1.9036 | 2.5035 | 3.2543 | 3.9504 | 4.7361 | 5.051 | 4.8865 | 4.2406 | 3.8168 | 3.4128
2040-06-08 | 3.2658 | 3.1389 | 3.0044 | 2.9482 | 2.9318 | 2.9646 | 3.4566 | 3.7294 | 3.3004 | 2.8804 | 2.5731 | 2.3774 | 2.8121 | 2.856 | 2.2384 | 2.6337 | 3.3146 | 4.0485 | 4.6558 | 4.946 | 4.7522 | 4.236 | 4.1601 | 3.8098
2040-06-09 | 3.5926 | 3.3113 | 3.1058 | 3.1315 | 3.1372 | 2.9699 | 2.8369 | 2.8371 | 2.485 | 2.0196 | 1.4725 | 1.5638 | 1.9964 | 1.7175 | 1.5214 | 1.7167 | 2.3371 | 3.1435 | 4.2259 | 4.5823 | 4.4782 | 4.4141 | 3.7653 | 3.5097
2040-06-10 | 3.4265 | 3.398 | 3.1108 | 3.0532 | 2.9549 | 2.883 | 2.8986 | 2.839 | 2.5532 | 2.1199 | 1.7556 | 1.6931 | 1.5674 | 1.8214 | 1.503 | 1.7178 | 2.2284 | 3.0016 | 4.3926 | 5.1876 | 4.9033 | 4.3806 | 4.0222 | 3.5964
2040-06-11 | 3.5183 | 3.1721 | 3.039 | 3.0014 | 3.0243 | 3.0181 | 2.9522 | 3.1384 | 2.7738 | 2.5497 | 2.2505 | 1.6252 | 1.5613 | 1.6095 | 1.8244 | 2.1315 | 2.3643 | 3.76 | 4.5341 | 5.116 | 5.023 | 4.3868 | 3.7727 | 3.6422
2040-06-12 | 3.4413 | 3.1233 | 3.0814 | 3.2536 | 2.9984 | 3.0468 | 3.22 | 3.4435 | 2.726 | 2.4904 | 2.2354 | 1.9762 | 2.034 | 2.2323 | 2.1311 | 2.6674 | 3.9845 | 4.5828 | 5.1172 | 5.4258 | 5.4493 | 4.8691 | 4.3184 | 3.8081
2040-06-13 | 3.4177 | 3.2863 | 3.4313 | 3.1412 | 3.0591 | 3.2194 | 4.1982 | 3.9515 | 3.211 | 2.9736 | 2.8389 | 2.2002 | 2.1229 | 2.865 | 3.0549 | 2.8117 | 3.8487 | 4.5976 | 5.0271 | 5.4453 | 5.3687 | 4.7714 | 4.4201 | 4.2607
2040-06-14 | 4.0326 | 3.7414 | 3.3553 | 3.2227 | 3.0685 | 3.5423 | 3.5586 | 3.2905 | 3.2717 | 2.7947 | 3.7846 | 3.5209 | 2.6733 | 2.4317 | 2.834 | 3.0596 | 3.6259 | 4.461 | 5.0488 | 5.4515 | 5.3268 | 4.9081 | 4.0793 | 3.657
2040-06-15 | 3.3231 | 3.2196 | 3.2626 | 3.1051 | 3.0819 | 3.0968 | 3.889 | 3.9036 | 3.2226 | 2.5831 | 2.4645 | 2.1009 | 2.0929 | 2.3951 | 2.228 | 2.6323 | 3.1309 | 4.0528 | 4.9241 | 5.1449 | 5.2098 | 4.9216 | 4.3836 | 4.2125
2040-06-16 | 3.6575 | 3.2599 | 3.1288 | 3.2447 | 3.0958 | 3.0338 | 2.8572 | 2.9347 | 2.736 | 2.5573 | 2.3945 | 2.3144 | 2.0327 | 2.0908 | 1.743 | 2.1345 | 2.479 | 3.6124 | 4.6631 | 4.7515 | 4.591 | 4.2764 | 3.6937 | 3.401
2040-06-17 | 3.341 | 3.1784 | 3.0308 | 2.9965 | 3.0935 | 2.9744 | 2.8317 | 2.8474 | 2.4017 | 1.8753 | 1.5003 | 1.2923 | 1.457 | 1.5787 | 2.0642 | 1.9819 | 2.2364 | 2.8515 | 3.946 | 4.5676 | 4.6495 | 3.8667 | 3.5284 | 3.287
2040-06-18 | 3.2704 | 3.0633 | 2.9214 | 2.8571 | 2.9905 | 3.0941 | 3.1568 | 3.3137 | 3.3153 | 2.6539 | 2.395 | 2.2328 | 2.2764 | 2.2774 | 1.7496 | 2.4298 | 3.5875 | 3.9971 | 4.8504 | 5.1815 | 5.4432 | 5.1431 | 4.7461 | 4.1948
2040-06-19 | 3.5623 | 3.168 | 3.1252 | 3.0751 | 3.1111 | 3.2578 | 3.3872 | 3.7983 | 3.3072 | 2.8701 | 2.6574 | 2.4678 | 2.28 | 2.0754 | 1.9958 | 2.487 | 2.9113 | 3.9244 | 5.0337 | 5.4263 | 5.4618 | 4.9441 | 5.0974 | 4.769
2040-06-20 | 4.58 | 4.0068 | 3.6126 | 3.5856 | 3.727 | 3.8461 | 3.0342 | 3.1422 | 3.067 | 2.5463 | 2.0046 | 2.0087 | 1.8837 | 1.9784 | 2.065 | 1.9864 | 3.0459 | 4.6079 | 5.1223 | 5.4332 | 5.4003 | 5.1166 | 4.4682 | 3.8826
2040-06-21 | 4.787 | 4.7276 | 4.2026 | 3.9943 | 3.7869 | 4.4556 | 3.5059 | 3.3057 | 3.3421 | 2.6744 | 2.3677 | 2.2579 | 2.0403 | 2.0273 | 1.6427 | 2.48 | 2.8226 | 3.6164 | 4.7123 | 5.264 | 5.1693 | 4.8142 | 4.8347 | 5.0276
2040-06-22 | 4.7169 | 3.9304 | 3.7518 | 3.7877 | 4.0549 | 3.8203 | 3.2361 | 3.6258 | 3.5187 | 3.1558 | 2.8672 | 2.5065 | 2.5153 | 2.0801 | 2.1215 | 2.7567 | 2.8287 | 3.4903 | 4.2322 | 4.6958 | 4.6583 | 4.717 | 4.2673 | 3.8074
2040-06-23 | 3.3801 | 3.4991 | 3.3423 | 3.1117 | 2.9871 | 3.0369 | 2.9403 | 2.7887 | 2.3015 | 1.792 | 1.5739 | 1.3682 | 1.6526 | 1.6299 | 1.243 | 1.5653 | 2.2497 | 2.9327 | 3.8071 | 4.405 | 4.3712 | 4.243 | 4.3991 | 4.4023
2040-06-24 | 4.5157 | 4.0724 | 3.6855 | 3.5639 | 3.5167 | 3.7573 | 2.7024 | 2.7935 | 2.5384 | 2.0629 | 1.7538 | 1.7334 | 1.6597 | 1.7435 | 1.9848 | 1.5184 | 2.1941 | 3.1848 | 4.2145 | 4.9184 | 4.7886 | 4.1659 | 4.5107 | 4.8127
2040-06-25 | 3.7692 | 3.129 | 3.0122 | 2.9953 | 2.9776 | 3.3565 | 3.2186 | 3.4702 | 3.7829 | 3.1292 | 2.5617 | 2.582 | 2.7653 | 2.1464 | 1.8549 | 2.212 | 3.0233 | 4.5171 | 5.3297 | 5.4694 | 5.4018 | 5.0031 | 5.058 | 5.1284
2040-06-26 | 4.6343 | 4.0702 | 4.1617 | 4.136 | 3.8464 | 4.2563 | 3.7459 | 4.2826 | 3.7167 | 2.9499 | 2.5235 | 2.4636 | 2.4719 | 2.5576 | 2.3429 | 2.4465 | 1.6912 | 2.7599 | 3.6587 | 4.9249 | 5.4953 | 4.7823 | 4.2743 | 3.4849
2040-06-27 | 3.162 | 3.0374 | 2.9493 | 2.8978 | 2.902 | 3.0334 | 2.9608 | 3.0449 | 2.6407 | 2.3714 | 2.1731 | 1.9788 | 1.8717 | 1.849 | 1.6416 | 2.0573 | 3.3262 | 4.2861 | 5.3232 | 5.502 | 5.4969 | 5.3053 | 5.1178 | 4.3777
2040-06-28 | 3.8298 | 3.4782 | 3.3354 | 3.2593 | 3.285 | 3.4145 | 3.5108 | 4.3126 | 3.8256 | 3.3444 | 3.0919 | 3.0978 | 2.9247 | 2.5597 | 2.9916 | 3.4818 | 3.5629 | 4.2245 | 4.9252 | 5.3656 | 5.2321 | 4.8753 | 4.7013 | 3.9426
2040-06-29 | 3.3507 | 3.1808 | 3.0913 | 3.0803 | 3.1432 | 2.9586 | 3.0362 | 3.0789 | 2.6995 | 2.2235 | 1.9702 | 2.1079 | 2.2986 | 2.1738 | 2.277 | 2.7648 | 3.26 | 3.8296 | 4.3533 | 4.8753 | 4.9909 | 4.6969 | 4.4209 | 3.6645
2040-06-30 | 3.4388 | 3.3841 | 3.065 | 3.0262 | 2.9209 | 3.0073 | 3.0257 | 2.7642 | 2.5491 | 2.3611 | 2.0067 | 1.5878 | 1.9365 | 2.2035 | 2.0863 | 2.0646 | 2.2857 | 3.3101 | 4.1084 | 4.373 | 4.4426 | 4.2035 | 3.8454 | 3.3728
2040-07-01 | 3.3274 | 3.2306 | 3.0314 | 2.9871 | 2.9019 | 3.0438 | 2.9472 | 2.6669 | 2.422 | 2.1681 | 2.0145 | 1.604 | 1.7189 | 1.5542 | 1.9086 | 2.0961 | 2.4807 | 2.9333 | 4.0083 | 4.1904 | 4.0233 | 3.6622 | 3.7488 | 3.3153
2040-07-02 | 3.0775 | 3.0515 | 3.0784 | 2.876 | 2.9196 | 2.9967 | 3.3119 | 3.3809 | 3.0951 | 2.7165 | 2.2409 | 2.0316 | 1.8505 | 2.1808 | 2.4141 | 2.5242 | 3.4441 | 4.6103 | 5.0878 | 5.4724 | 5.1997 | 4.96 | 4.148 | 3.6192
2040-07-03 | 3.4632 | 3.4173 | 3.2724 | 3.1904 | 3.1406 | 3.3321 | 3.2778 | 3.3568 | 3.3978 | 2.7652 | 2.2653 | 1.9553 | 2.0603 | 2.1963 | 2.0462 | 2.2339 | 2.8607 | 3.8333 | 4.5267 | 4.9868 | 5.0121 | 5.5632 | 4.8976 | 4.4697
2040-07-04 | 4.0824 | 4.2376 | 3.6122 | 3.5991 | 3.3991 | 3.4734 | 3.3948 | 3.073 | 2.7015 | 2.2236 | 1.9227 | 1.7308 | 2.0806 | 1.8015 | 1.7542 | 1.8762 | 2.9514 | 3.7738 | 4.0236 | 4.323 | 4.3169 | 4.913 | 5.0703 | 4.5937
2040-07-05 | 4.4775 | 4.0276 | 3.6321 | 3.6341 | 3.6427 | 4.1742 | 3.7783 | 3.2936 | 3.0972 | 2.638 | 2.361 | 2.1615 | 2.093 | 2.1272 | 2.6168 | 2.3347 | 3.1128 | 4.2688 | 5.0266 | 5.3422 | 5.2086 | 5.2141 | 5.1124 | 4.7369
2040-07-06 | 4.5519 | 4.2372 | 3.8056 | 3.8432 | 3.8589 | 3.7059 | 3.9133 | 3.7471 | 3.3702 | 3.0353 | 2.3129 | 2.1902 | 2.2236 | 2.1709 | 2.1958 | 2.2968 | 3.0361 | 3.639 | 3.7532 | 4.7014 | 4.6893 | 5.4035 | 5.0868 | 4.7324
2040-07-07 | 4.3137 | 3.9475 | 3.5174 | 3.5005 | 3.6933 | 3.5296 | 3.2589 | 2.9655 | 2.6271 | 2.2305 | 2.1432 | 2.0742 | 2.0311 | 2.0885 | 2.1195 | 2.0783 | 2.5086 | 2.8288 | 3.8173 | 4.1045 | 4.0038 | 3.5907 | 3.3205 | 3.1896
2040-07-08 | 3.1669 | 3.1695 | 2.9747 | 2.9429 | 2.8059 | 2.9409 | 2.7512 | 2.4226 | 2.1062 | 1.7329 | 1.4033 | 1.5423 | 1.2994 | 1.1516 | 1.447 | 1.4995 | 2.0639 | 2.9197 | 3.8762 | 4.5192 | 3.9996 | 3.832 | 3.6456 | 3.1925
2040-07-09 | 3.0695 | 3.0551 | 2.9755 | 2.8854 | 3.0104 | 3.0634 | 2.9513 | 3.1006 | 2.864 | 2.4153 | 1.9372 | 1.7128 | 1.6493 | 1.9616 | 1.8084 | 2.0325 | 2.8355 | 4.1685 | 4.9158 | 5.2714 | 5.0867 | 5.2837 | 5.0972 | 5.092
2040-07-10 | 4.5579 | 4.1153 | 3.4451 | 3.4132 | 3.3882 | 3.565 | 4.185 | 3.6311 | 3.1882 | 2.6157 | 2.5604 | 2.4807 | 2.1083 | 2.5161 | 2.6254 | 2.5878 | 2.817 | 4.0922 | 4.5575 | 5.0618 | 4.9099 | 5.5003 | 4.9215 | 4.4207
2040-07-11 | 4.029 | 4.0358 | 3.789 | 3.574 | 3.4107 | 3.7775 | 3.8022 | 3.2085 | 2.6908 | 2.4228 | 2.2196 | 2.2822 | 2.2873 | 2.5342 | 2.7682 | 2.8476 | 2.9309 | 3.38 | 4.1802 | 5.1433 | 5.059 | 5.5778 | 5.3174 | 4.5631
2040-07-12 | 4.5557 | 4.2931 | 3.808 | 3.7102 | 3.8452 | 4.0408 | 3.974 | 3.4251 | 3.2307 | 2.6816 | 2.3965 | 2.3136 | 2.9035 | 2.5314 | 2.4458 | 2.5919 | 2.9211 | 3.9387 | 4.584 | 5.0611 | 4.8788 | 5.2513 | 5.1913 | 4.6215
2040-07-13 | 4.3645 | 4.4497 | 3.9119 | 3.6181 | 3.3245 | 3.5112 | 3.5112 | 2.9953 | 2.9146 | 2.7943 | 2.6936 | 2.3835 | 2.0752 | 2.1174 | 2.2208 | 2.2769 | 3.0253 | 3.6016 | 4.3029 | 4.9051 | 4.3595 | 5.1795 | 5.681 | 4.8665
2040-07-14 | 4.3298 | 4.2527 | 3.8045 | 3.6147 | 3.6912 | 3.7135 | 3.0876 | 2.9766 | 2.6437 | 2.3293 | 2.0228 | 1.6531 | 1.7042 | 1.8922 | 2.1483 | 1.8875 | 2.4935 | 2.8728 | 3.4722 | 4.3557 | 4.5061 | 5.0189 | 5.3163 | 4.816
2040-07-15 | 3.4771 | 3.2023 | 3.3415 | 3.1262 | 2.9535 | 2.9289 | 2.9634 | 2.8426 | 2.4986 | 2.4584 | 2.1314 | 1.4143 | 1.5138 | 1.6633 | 1.5863 | 2.0317 | 2.5583 | 3.4735 | 4.2065 | 4.7789 | 4.2043 | 3.7076 | 3.9303 | 3.6134
2040-07-16 | 3.3777 | 3.0912 | 3.0611 | 3.1759 | 3.0775 | 3.0857 | 3.0132 | 3.8812 | 3.464 | 2.6659 | 2.2968 | 2.3461 | 2.4309 | 2.2855 | 2.502 | 2.5105 | 2.9135 | 3.987 | 4.8615 | 5.3513 | 5.2372 | 5.5171 | 5.2952 | 4.9959
2040-07-17 | 4.6852 | 4.025 | 4.1598 | 4.2803 | 3.7081 | 3.9514 | 4.2601 | 3.8446 | 3.3504 | 3.0563 | 2.3587 | 2.1911 | 2.3276 | 2.4646 | 2.6922 | 2.6986 | 3.4866 | 4.3157 | 4.7844 | 5.3611 | 5.1881 | 5.3286 | 5.2602 | 4.7399
2040-07-18 | 4.1998 | 4.3869 | 4.0614 | 3.8725 | 3.6515 | 4.1427 | 4.383 | 3.384 | 3.519 | 2.789 | 2.4059 | 2.3846 | 2.0318 | 2.1561 | 2.536 | 2.7471 | 3.4632 | 4.2132 | 4.8503 | 5.3026 | 5.0377 | 4.989 | 4.9426 | 4.6168
2040-07-19 | 4.7124 | 4.4096 | 3.9281 | 3.8063 | 3.8515 | 3.76 | 3.9113 | 3.3562 | 2.9603 | 2.498 | 2.0813 | 2.0637 | 2.1298 | 1.9249 | 2.3022 | 2.5644 | 2.9876 | 3.7778 | 4.4301 | 4.9325 | 4.9517 | 5.0356 | 5.5952 | 5.0081
2040-07-20 | 4.1488 | 3.7729 | 3.9041 | 4.0914 | 3.5289 | 3.7389 | 4.3887 | 3.6523 | 3.2049 | 2.9534 | 2.5217 | 2.2611 | 2.2519 | 2.4658 | 2.5999 | 2.4325 | 3.3457 | 3.5479 | 3.5194 | 4.1912 | 4.3869 | 4.8238 | 4.9217 | 4.9215
2040-07-21 | 4.2205 | 3.6948 | 3.9378 | 3.6052 | 3.3175 | 3.6196 | 3.8737 | 3.0384 | 2.41 | 2.0514 | 1.5324 | 1.1581 | 1.2077 | 1.6847 | 2.0997 | 2.011 | 2.504 | 3.1137 | 3.5407 | 3.7957 | 4.1127 | 4.7713 | 4.6355 | 4.8905
2040-07-22 | 3.7593 | 3.375 | 3.1075 | 3.0318 | 2.8684 | 2.8862 | 2.877 | 2.7284 | 2.3886 | 2.2191 | 1.9663 | 1.8744 | 1.7405 | 1.7811 | 2.0737 | 2.472 | 2.8267 | 3.5342 | 4.628 | 5.0618 | 4.5316 | 4.4512 | 4.7081 | 4.3349
2040-07-23 | 3.3105 | 3.0287 | 3.0548 | 3.1539 | 3.0295 | 3.0748 | 3.3638 | 3.4955 | 3.0855 | 2.8156 | 2.6181 | 2.4281 | 2.4916 | 2.5911 | 2.4807 | 2.8319 | 3.921 | 4.8639 | 5.2777 | 5.6142 | 4.9769 | 5.4135 | 5.3461 | 5.3952
2040-07-24 | 4.9719 | 4.6131 | 4.1461 | 4.0174 | 3.7847 | 4.4966 | 4.5525 | 3.6576 | 3.6249 | 2.9329 | 2.4488 | 2.064 | 2.3098 | 2.2772 | 2.4421 | 2.8705 | 3.4861 | 4.0702 | 4.954 | 5.1828 | 4.7346 | 5.6385 | 5.5956 | 4.8384
2040-07-25 | 3.7981 | 3.6736 | 4.0352 | 4.2755 | 3.6965 | 4.0688 | 4.7284 | 3.7972 | 3.2275 | 2.784 | 2.2824 | 2.3943 | 2.7814 | 2.7059 | 2.5738 | 2.7616 | 3.0193 | 4.1234 | 4.8533 | 5.3529 | 5.2583 | 5.2231 | 5.1368 | 4.6916
2040-07-26 | 4.6151 | 4.3592 | 3.8832 | 3.9785 | 3.8868 | 3.8873 | 3.9694 | 3.9126 | 3.2594 | 2.7215 | 2.5645 | 2.5335 | 2.2698 | 2.1503 | 2.523 | 2.4507 | 3.237 | 3.6258 | 4.7526 | 5.4142 | 5.3312 | 5.5361 | 5.4535 | 4.8714
2040-07-27 | 4.648 | 4.5232 | 3.9613 | 3.7394 | 3.9504 | 4.1959 | 4.0177 | 3.6054 | 3.8688 | 2.858 | 2.5939 | 2.3504 | 2.1435 | 2.072 | 2.1292 | 2.6383 | 2.9788 | 3.9732 | 4.6772 | 5.3238 | 5.1597 | 5.6921 | 5.7245 | 4.7772
2040-07-28 | 4.4791 | 4.7401 | 4.5655 | 4.0403 | 3.5552 | 3.963 | 4.064 | 2.988 | 2.5692 | 2.4321 | 1.8618 | 1.6318 | 1.8445 | 1.5658 | 1.5527 | 1.7118 | 2.4526 | 3.1012 | 3.6726 | 4.5387 | 4.3487 | 4.8306 | 4.7379 | 4.8191
2040-07-29 | 4.4858 | 3.8751 | 3.6331 | 3.4924 | 3.0969 | 2.9834 | 3.0728 | 2.8053 | 2.244 | 1.8957 | 1.7655 | 1.5555 | 1.5688 | 1.7363 | 1.3227 | 1.637 | 2.4473 | 3.2287 | 4.3341 | 5.0657 | 4.6628 | 3.7721 | 3.4588 | 3.4476
2040-07-30 | 3.3919 | 3.188 | 3.2949 | 4.1183 | 3.5977 | 3.6666 | 3.4536 | 3.758 | 3.5691 | 3.4216 | 2.9712 | 2.545 | 2.4382 | 2.8146 | 2.7942 | 3.4919 | 4.0866 | 5.144 | 5.3131 | 5.6131 | 5.6095 | 5.6309 | 5.5354 | 5.4243
2040-07-31 | 4.9139 | 4.4841 | 4.0615 | 4.177 | 4.2261 | 4.1715 | 4.3781 | 3.7523 | 3.7067 | 3.0811 | 2.6506 | 2.3196 | 2.017 | 2.1766 | 2.6563 | 3.0803 | 3.6696 | 4.1531 | 5.12 | 5.5951 | 5.3335 | 5.6019 | 5.2912 | 5.0586
2040-08-01 | 5.0252 | 4.3254 | 4.0933 | 4.2248 | 4.0559 | 4.1954 | 4.6481 | 3.9767 | 3.4482 | 2.6244 | 2.6173 | 2.1774 | 2.0079 | 1.8626 | 2.3 | 2.4031 | 3.0902 | 4.186 | 4.9966 | 5.6655 | 5.4031 | 5.5829 | 5.4421 | 5.2005
2040-08-02 | 5.2805 | 4.9301 | 4.1808 | 3.9409 | 3.9649 | 4.5733 | 4.9029 | 4.511 | 4.0766 | 3.229 | 3.1361 | 2.7473 | 2.3778 | 2.33 | 2.6528 | 2.8967 | 3.3488 | 3.7449 | 4.925 | 5.3666 | 4.7739 | 5.4218 | 5.1001 | 4.8082
2040-08-03 | 4.6531 | 4.6164 | 3.9786 | 3.6214 | 3.5919 | 3.6468 | 3.8149 | 3.2091 | 3.0417 | 2.6678 | 2.2974 | 2.0774 | 2.1967 | 2.1456 | 2.0643 | 2.7165 | 3.271 | 3.6182 | 4.0178 | 4.5928 | 3.8849 | 4.4675 | 4.9411 | 4.8539
2040-08-04 | 4.1782 | 3.4975 | 3.1754 | 3.1919 | 3.0226 | 2.9752 | 2.972 | 3.0334 | 2.7293 | 1.9903 | 1.8935 | 1.8971 | 1.7708 | 1.9555 | 1.507 | 2.0461 | 2.7623 | 3.485 | 4.2817 | 4.8993 | 4.5248 | 4.3979 | 4.9391 | 4.7463
2040-08-05 | 4.1771 | 3.3868 | 3.2587 | 3.2229 | 2.8769 | 2.9367 | 2.941 | 3 | 2.7279 | 2.2715 | 2.0444 | 1.8448 | 1.7432 | 1.8436 | 1.6257 | 1.86 | 2.5333 | 3.345 | 4.1904 | 5.2992 | 4.9959 | 4.1914 | 3.4612 | 3.2765
2040-08-06 | 3.2349 | 3.2031 | 3.0374 | 3.0627 | 3.4419 | 3.921 | 3.7267 | 3.2348 | 3.2486 | 2.8144 | 2.8275 | 2.4475 | 2.4546 | 2.2743 | 2.2039 | 2.3101 | 3.4469 | 4.4002 | 4.8573 | 5.5364 | 4.9384 | 5.1861 | 5.0735 | 5.0175
2040-08-07 | 4.4763 | 4.3106 | 3.8348 | 3.9884 | 3.9076 | 3.9618 | 4.21 | 3.618 | 3.1989 | 2.6531 | 2.2976 | 2.487 | 2.3634 | 2.2168 | 2.5909 | 2.6975 | 3.3429 | 3.9687 | 5.1568 | 5.7531 | 5.185 | 5.7341 | 5.739 | 4.5654
2040-08-08 | 3.9635 | 4.3055 | 3.9487 | 3.6353 | 3.5554 | 4.1817 | 4.1837 | 3.3633 | 3.4501 | 2.8262 | 2.674 | 2.5223 | 2.4884 | 2.4405 | 2.582 | 2.856 | 4.1432 | 4.0867 | 5.1046 | 5.7266 | 5.3716 | 5.6936 | 5.6979 | 5.2642
2040-08-09 | 4.5877 | 4.392 | 4.2459 | 4.6045 | 4.3166 | 4.1742 | 4.6671 | 4.0506 | 3.653 | 2.998 | 2.8239 | 2.7028 | 3.0092 | 3.4295 | 3.8366 | 3.5999 | 4.6293 | 5.073 | 5.6591 | 5.7213 | 5.1498 | 5.4223 | 5.6698 | 4.3962
2040-08-10 | 3.9658 | 4.2951 | 3.9854 | 4.0403 | 3.8466 | 4.6898 | 4.8371 | 3.727 | 3.3505 | 2.8107 | 2.5342 | 2.5497 | 2.163 | 2.3472 | 2.554 | 2.5509 | 2.9875 | 4.1775 | 5.0435 | 5.2741 | 4.9899 | 5.3579 | 5.1608 | 4.899
2040-08-11 | 4.4834 | 4.3022 | 3.736 | 3.8045 | 3.3838 | 3.2433 | 3.2972 | 2.9005 | 2.5966 | 2.1356 | 1.7851 | 1.7005 | 1.835 | 1.893 | 1.8802 | 2.2402 | 3.0134 | 3.7069 | 4.5145 | 5.6116 | 5.2592 | 5.5264 | 4.9542 | 4.6333
2040-08-12 | 3.9139 | 3.3249 | 3.2346 | 3.3082 | 3.2447 | 3.2086 | 3.1595 | 2.806 | 2.5656 | 2.0681 | 1.7044 | 1.9265 | 1.816 | 1.7577 | 1.6522 | 2.0084 | 2.5735 | 3.6069 | 4.4529 | 5.2457 | 5.0099 | 3.9029 | 3.6424 | 3.5984
2040-08-13 | 3.3075 | 3.4593 | 3.5331 | 3.5676 | 3.0687 | 3.2472 | 3.5757 | 3.6335 | 3.3239 | 2.634 | 2.7562 | 2.6731 | 2.5712 | 2.7396 | 2.6775 | 3.2593 | 4.0565 | 4.7313 | 5.5651 | 5.728 | 5.4495 | 5.3998 | 5.2743 | 4.8051
2040-08-14 | 4.9262 | 4.3886 | 3.9648 | 4.1283 | 4.0557 | 4.2268 | 4.949 | 3.8412 | 3.6483 | 2.936 | 2.3293 | 2.4889 | 2.6837 | 2.6819 | 2.5842 | 2.8732 | 3.5983 | 4.2855 | 5.1655 | 5.6712 | 5.1538 | 5.0918 | 5.3247 | 5.0128
2040-08-15 | 4.0478 | 4.0083 | 4.177 | 3.813 | 3.8089 | 4.7167 | 4.5794 | 3.7427 | 3.4598 | 2.7002 | 2.2191 | 2.0041 | 2.216 | 2.114 | 2.2913 | 2.7384 | 3.6871 | 4.6456 | 5.4145 | 5.7069 | 5.5786 | 5.7428 | 5.2533 | 4.6914
2040-08-16 | 4.5519 | 4.5775 | 4.0412 | 3.8492 | 4.0327 | 4.0983 | 3.8766 | 3.4944 | 3.3187 | 2.9632 | 2.9043 | 3.3194 | 3.0457 | 2.5037 | 2.4975 | 2.9049 | 3.6661 | 4.7364 | 5.4716 | 5.5499 | 5.0039 | 5.7343 | 5.9277 | 5.7785
2040-08-17 | 4.8021 | 4.7367 | 4.9968 | 4.5503 | 4.252 | 4.7489 | 4.3581 | 3.1977 | 2.8954 | 2.5108 | 2.39 | 2.3558 | 2.3096 | 2.4681 | 2.1597 | 2.4861 | 3.8766 | 4.9336 | 5.4233 | 5.6291 | 5.3946 | 5.7566 | 5.7114 | 5.3991
2040-08-18 | 5.3456 | 4.8437 | 4.3946 | 3.9073 | 3.826 | 4.381 | 3.9358 | 2.9878 | 2.8606 | 2.5655 | 2.1627 | 1.9782 | 2.2072 | 2.2924 | 2.2761 | 2.7129 | 3.1723 | 3.8767 | 4.627 | 4.5776 | 4.4905 | 5.333 | 5.3066 | 4.5335
2040-08-19 | 4.0557 | 3.5474 | 3.5644 | 3.5055 | 3.2082 | 3.2038 | 3.0472 | 2.9195 | 2.5918 | 2.2293 | 1.8398 | 1.7701 | 1.8352 | 2.0554 | 2.2077 | 2.0217 | 2.8959 | 3.92 | 4.8539 | 5.6243 | 5.3108 | 5.0433 | 4.8468 | 4.4298
2040-08-20 | 4.2141 | 4.0392 | 3.284 | 3.1884 | 3.2874 | 3.8478 | 3.8404 | 3.6567 | 3.661 | 3.3392 | 3.1451 | 2.6479 | 2.6706 | 2.7781 | 2.7578 | 3.0688 | 4.0789 | 4.7318 | 5.3861 | 5.4968 | 5.2497 | 5.7218 | 5.2985 | 5.0918
2040-08-21 | 5.0077 | 4.4607 | 4.2273 | 4.6417 | 3.8527 | 4.4823 | 5.2139 | 4.4477 | 4.1532 | 2.8377 | 2.5719 | 2.7208 | 2.9976 | 2.9927 | 3.0897 | 3.3345 | 3.8048 | 4.6194 | 5.0969 | 5.7393 | 5.0037 | 5.1899 | 5.3053 | 4.8052
2040-08-22 | 4.5186 | 4.3154 | 3.8118 | 3.754 | 3.8284 | 4.2508 | 4.9986 | 4.2547 | 3.1752 | 2.9644 | 2.4953 | 2.3032 | 2.3733 | 2.7521 | 3.0631 | 3.073 | 4.0902 | 4.8607 | 4.6022 | 5.0303 | 5.0589 | 5.3662 | 5.2428 | 4.9462
2040-08-23 | 4.8807 | 4.0552 | 4.1119 | 4.6105 | 4.2628 | 4.236 | 4.6908 | 4.4972 | 3.6333 | 3.6588 | 3.5081 | 4.1356 | 3.7589 | 2.9798 | 3.3935 | 3.6491 | 4.2212 | 4.0385 | 4.3398 | 4.4711 | 3.7654 | 3.6471 | 3.5447 | 3.4565
2040-08-24 | 3.1773 | 3.0679 | 3.166 | 2.979 | 2.9704 | 2.8383 | 2.389 | 2.5228 | 2.6259 | 2.12 | 1.9662 | 2.044 | 1.881 | 1.6968 | 1.981 | 2.6667 | 3.4056 | 4.1056 | 4.154 | 3.7122 | 3.4939 | 3.4887 | 3.7374 | 3.6021
2040-08-25 | 3.259 | 3.0269 | 2.9166 | 3.017 | 2.8401 | 2.9441 | 2.9611 | 2.8082 | 2.5197 | 2.1363 | 2.3816 | 2.3692 | 2.0551 | 2.5532 | 2.4578 | 2.2973 | 3.106 | 3.9018 | 3.9959 | 3.9616 | 3.4314 | 3.3058 | 3.427 | 3.3645
2040-08-26 | 3.1423 | 2.9892 | 2.9398 | 2.929 | 3.1474 | 3.0499 | 3.1962 | 2.6715 | 2.6843 | 2.2401 | 2.0251 | 1.6756 | 1.8047 | 1.7786 | 2.1339 | 2.508 | 2.7235 | 3.5406 | 4.5283 | 4.7062 | 4.1755 | 3.4968 | 3.4465 | 3.274
2040-08-27 | 3.2969 | 3.1093 | 2.9679 | 2.9057 | 2.9812 | 3.1679 | 3.2926 | 3.0587 | 3.2096 | 2.7967 | 2.5211 | 3.0221 | 2.7278 | 2.5123 | 3.012 | 3.3571 | 3.6931 | 4.1041 | 5.4703 | 5.7615 | 5.1846 | 5.3028 | 5.5394 | 4.4671
2040-08-28 | 3.9801 | 3.9238 | 3.9983 | 4.2255 | 3.638 | 3.9733 | 4.5926 | 3.5606 | 3.5156 | 2.624 | 2.399 | 2.3517 | 2.1863 | 2.3999 | 2.7496 | 2.8573 | 3.5326 | 4.5472 | 5.5448 | 5.7378 | 5.386 | 5.8225 | 5.3719 | 4.4984
2040-08-29 | 4.5795 | 3.8932 | 3.602 | 3.525 | 3.6696 | 3.7519 | 4.0734 | 3.2412 | 3.0484 | 2.5614 | 2.3748 | 2.0565 | 2.2315 | 2.3072 | 2.2564 | 2.5035 | 3.4803 | 3.9613 | 4.9441 | 5.5688 | 5.0356 | 4.8578 | 4.671 | 4.5199
2040-08-30 | 3.7956 | 3.7608 | 3.7182 | 3.6733 | 3.5659 | 4.2944 | 4.2168 | 3.2733 | 2.8418 | 2.5275 | 2.2878 | 2.3101 | 2.3971 | 2.2884 | 2.411 | 2.3004 | 2.9318 | 3.354 | 4.8019 | 5.4904 | 4.7564 | 4.6813 | 4.7942 | 4.9048
2040-08-31 | 3.9524 | 3.6795 | 3.7114 | 3.8191 | 3.5537 | 3.5319 | 3.7945 | 2.9576 | 2.7792 | 2.4127 | 2.1803 | 1.8498 | 1.9513 | 2.2869 | 2.2461 | 2.2764 | 2.6324 | 3.5881 | 4.3916 | 4.6131 | 3.8594 | 4.7049 | 4.893 | 4.0125
2040-09-01 | 3.8971 | 3.8029 | 3.824 | 3.4352 | 3.4196 | 3.0456 | 3.2611 | 2.8448 | 2.3255 | 2.1225 | 1.7416 | 1.339 | 1.6385 | 1.951 | 1.4127 | 2.0287 | 3.0475 | 3.9591 | 4.2078 | 4.1613 | 4.1781 | 3.9644 | 3.9275 | 3.8873
2040-09-02 | 3.5758 | 3.3328 | 3.2609 | 3.2919 | 3.1365 | 2.8479 | 2.9513 | 2.6194 | 2.4737 | 2.0949 | 1.8791 | 1.8177 | 1.7358 | 1.8692 | 1.931 | 2.1729 | 2.7592 | 3.4898 | 4.3818 | 4.7209 | 4.2096 | 4.4338 | 4.3522 | 4.0186
2040-09-03 | 3.9853 | 3.6727 | 3.0503 | 3.0191 | 3.2776 | 3.1587 | 3.2487 | 3.2351 | 2.9095 | 2.3798 | 2.2977 | 1.9266 | 1.9326 | 1.9685 | 2.2652 | 3.0878 | 3.4447 | 4.3442 | 5.1203 | 5.2638 | 4.9114 | 4.3534 | 4.0007 | 3.7916
2040-09-04 | 3.8544 | 3.5322 | 3.3465 | 3.613 | 3.4989 | 3.6088 | 4.0479 | 3.7291 | 3.4634 | 2.8701 | 2.2338 | 2.1198 | 2.3744 | 2.2412 | 2.3985 | 2.8506 | 4.221 | 5.2597 | 5.7825 | 5.8104 | 5.4533 | 5.6227 | 5.291 | 5.2945
2040-09-05 | 4.8533 | 4.1995 | 4.2058 | 4.4337 | 4.1848 | 4.3246 | 4.7518 | 4.1798 | 3.6557 | 3.121 | 2.6692 | 2.3354 | 2.4004 | 2.7489 | 2.4359 | 2.5541 | 3.8672 | 4.8315 | 5.4122 | 5.717 | 5.2488 | 5.2365 | 5.0985 | 5.0328
2040-09-06 | 4.8371 | 4.2839 | 4.2464 | 4.4925 | 3.8961 | 4.0483 | 4.4061 | 3.8474 | 3.4917 | 3.0084 | 2.4439 | 2.3717 | 2.2791 | 2.6549 | 2.9629 | 2.7436 | 3.9057 | 4.9154 | 5.5527 | 5.8039 | 5.4084 | 5.552 | 5.5002 | 4.8169
2040-09-07 | 4.6045 | 4.6379 | 4.3026 | 4.2614 | 4.3375 | 5.0562 | 5.0953 | 3.9541 | 3.6298 | 2.7046 | 2.1894 | 1.9344 | 2.1955 | 2.1612 | 2.3455 | 2.5587 | 3.5212 | 4.105 | 4.927 | 5.2969 | 4.6478 | 5.1857 | 5.5654 | 5.024
2040-09-08 | 4.3291 | 4.0677 | 4.2155 | 3.7638 | 3.5066 | 3.5401 | 3.4634 | 3.1119 | 2.819 | 2.2859 | 1.9687 | 1.814 | 2.0028 | 1.8727 | 1.572 | 2.2163 | 3.0279 | 4.0297 | 4.7549 | 4.5974 | 4.6287 | 4.7596 | 5.0557 | 4.3673
2040-09-09 | 4.1645 | 3.9035 | 3.443 | 3.178 | 2.9604 | 3.1326 | 3.3555 | 2.6652 | 2.1745 | 1.9257 | 1.4976 | 1.2782 | 1.7257 | 1.9385 | 2.1367 | 2.2191 | 2.9119 | 3.8419 | 4.8238 | 5.2289 | 4.7397 | 4.3294 | 3.802 | 3.5713
2040-09-10 | 3.5155 | 3.3064 | 3.1022 | 3.1065 | 3.296 | 3.269 | 3.9092 | 3.9857 | 3.5822 | 3.0329 | 2.7803 | 2.418 | 2.3907 | 2.5602 | 2.7785 | 3.5102 | 3.9977 | 4.7259 | 5.567 | 5.816 | 5.4815 | 5.4748 | 5.3076 | 4.9165
2040-09-11 | 4.5708 | 4.5903 | 4.5458 | 4.2211 | 4.2333 | 4.8915 | 5.3602 | 4.2029 | 3.7338 | 3.1201 | 2.8326 | 3.2082 | 3.4377 | 3.3248 | 2.9822 | 3.4147 | 3.9268 | 4.5912 | 5.2951 | 5.1018 | 4.4191 | 4.3281 | 3.8742 | 3.5915
2040-09-12 | 3.3851 | 3.3088 | 3.4318 | 3.2102 | 3.1154 | 3.12 | 3.2864 | 3.3995 | 2.984 | 2.5568 | 1.834 | 1.7128 | 1.365 | 1.4927 | 2.0007 | 2.2185 | 2.6956 | 2.9618 | 3.3601 | 3.2551 | 2.9975 | 2.9099 | 3.1314 | 2.9654
2040-09-13 | 2.908 | 2.7851 | 2.7137 | 2.6922 | 2.8104 | 2.8732 | 2.8794 | 2.6974 | 2.56 | 2.2165 | 2.0923 | 1.8946 | 1.7831 | 1.8088 | 2.0796 | 2.685 | 2.874 | 3.3781 | 4.1849 | 3.6073 | 3.4066 | 4.2912 | 4.7131 | 4.8972
2040-09-14 | 4.2056 | 3.9701 | 3.9994 | 4.1926 | 4.3549 | 4.3514 | 4.8689 | 4.1265 | 3.2439 | 2.456 | 2.0225 | 1.7105 | 1.7811 | 2.0497 | 2.4828 | 2.8528 | 3.3843 | 4.4362 | 5.1263 | 4.8249 | 4.4281 | 5.2548 | 5.086 | 4.7083
2040-09-15 | 4.2103 | 4.359 | 3.9063 | 3.8384 | 4.1232 | 3.9445 | 3.8719 | 3.0414 | 2.6006 | 1.9845 | 1.2745 | 1.3258 | 1.4337 | 1.3855 | 1.203 | 1.8021 | 2.4967 | 3.4365 | 4.5677 | 4.9059 | 4.1688 | 4.534 | 4.9515 | 4.3298
2040-09-16 | 3.9645 | 4.1069 | 3.8325 | 3.5729 | 3.5479 | 3.8601 | 3.8864 | 2.8805 | 2.3072 | 2.2759 | 1.6064 | 1.1127 | 1.4009 | 1.5786 | 1.1715 | 1.7679 | 2.7193 | 3.6883 | 4.3535 | 4.4515 | 3.948 | 4.5759 | 4.6223 | 3.7087
2040-09-17 | 3.108 | 2.9834 | 3.0261 | 3.1127 | 3.0477 | 3.307 | 3.7337 | 3.6815 | 2.8183 | 2.0437 | 1.9555 | 1.6525 | 1.877 | 2.249 | 1.9161 | 2.2425 | 3.2203 | 4.327 | 5.2034 | 5.3391 | 4.9421 | 5.2504 | 4.8794 | 4.4469
2040-09-18 | 4.1374 | 4.1293 | 4.1476 | 3.6456 | 3.2554 | 3.2984 | 3.9565 | 3.2994 | 2.8092 | 2.4346 | 2.0535 | 1.7969 | 1.7455 | 1.8919 | 1.466 | 2.2953 | 3.481 | 4.4523 | 5.1803 | 5.6329 | 4.8872 | 4.9127 | 4.9384 | 4.8409
2040-09-19 | 3.9465 | 3.4284 | 3.3938 | 3.4055 | 3.0653 | 3.1461 | 3.7131 | 3.7329 | 3.3402 | 2.8174 | 2.3767 | 2.1833 | 2.2534 | 2.2416 | 2.5187 | 3.3689 | 4.0277 | 4.695 | 5.6729 | 5.8176 | 5.4423 | 5.5586 | 5.0684 | 4.6014
2040-09-20 | 4.6444 | 4.4687 | 4.383 | 4.0614 | 4.2385 | 4.2562 | 4.0098 | 3.5374 | 3.1536 | 2.5932 | 2.1532 | 2.2357 | 2.4079 | 2.4977 | 3.0493 | 3.6518 | 3.8504 | 4.7024 | 5.7084 | 5.7879 | 5.182 | 5.4376 | 5.804 | 5.4134
2040-09-21 | 4.3119 | 3.6509 | 3.8221 | 3.5546 | 3.4851 | 3.9021 | 4.7171 | 3.7775 | 3.0562 | 2.615 | 2.1044 | 2.0213 | 2.3275 | 2.5777 | 2.3099 | 3.0119 | 4.2646 | 4.9497 | 4.593 | 4.3856 | 4.2032 | 5.093 | 5.5835 | 5.3379
2040-09-22 | 4.4443 | 4.3915 | 3.8131 | 3.3301 | 3.1981 | 3.2764 | 3.6769 | 3.0813 | 2.7409 | 2.3563 | 2.0369 | 1.578 | 1.5871 | 1.72 | 1.7079 | 2.2299 | 3.2418 | 4.2575 | 4.5239 | 4.8847 | 4.5987 | 4.1422 | 3.8647 | 3.7685
2040-09-23 | 3.6551 | 3.3333 | 3.3935 | 3.54 | 3.2256 | 3.2096 | 3.337 | 2.7044 | 2.2901 | 1.9071 | 1.6325 | 1.5727 | 1.5971 | 1.7959 | 1.5979 | 1.9018 | 2.9121 | 4.0352 | 4.9056 | 5.2919 | 4.8517 | 4.7395 | 5.0197 | 4.8256
2040-09-24 | 4.5229 | 4.3241 | 3.8374 | 3.7877 | 3.9545 | 4.4276 | 4.6895 | 3.4573 | 3.2559 | 2.7574 | 2.3121 | 2.3639 | 2.5209 | 2.1695 | 2.1362 | 3.0587 | 4.1771 | 5.3546 | 5.8998 | 5.8593 | 5.154 | 5.3372 | 5.329 | 5.2978
2040-09-25 | 4.7269 | 4.457 | 4.1234 | 4.1536 | 4.2784 | 4.1806 | 4.6446 | 3.8058 | 3.6321 | 3.0168 | 2.395 | 2.672 | 2.5469 | 2.6049 | 2.4133 | 3.0948 | 4.1449 | 5.3019 | 5.7552 | 5.8702 | 5.2555 | 4.0437 | 3.8922 | 4.0923
2040-09-26 | 4.3378 | 3.9426 | 3.8847 | 3.7388 | 3.5738 | 3.9193 | 5.1179 | 5.1422 | 4.2743 | 3.5768 | 3.2577 | 3.4713 | 3.4141 | 3.0137 | 3.5892 | 3.9638 | 4.8578 | 5.0665 | 5.704 | 5.8705 | 5.5158 | 5.1587 | 4.7178 | 4.3758
2040-09-27 | 4.0822 | 3.9314 | 3.8501 | 3.7905 | 3.7684 | 4.2925 | 4.8118 | 4.6813 | 4.7146 | 4.2298 | 3.9261 | 2.5386 | 2.9272 | 3.2448 | 3.7285 | 4.4098 | 4.3377 | 5.1823 | 5.0689 | 4.3092 | 4.0282 | 4.1844 | 4.2559 | 3.8659
2040-09-28 | 3.5791 | 3.423 | 3.7173 | 3.6515 | 3.2687 | 3.2871 | 3.533 | 3.1053 | 2.739 | 2.2862 | 2.1372 | 2.6447 | 2.3767 | 2.5602 | 2.1147 | 2.582 | 3.9699 | 4.7827 | 4.9632 | 5.329 | 4.8626 | 5.0797 | 4.9929 | 4.6571
2040-09-29 | 4.5453 | 3.7136 | 3.5541 | 3.38 | 3.2486 | 3.3075 | 3.4228 | 3.0444 | 2.3538 | 2.0311 | 1.7457 | 1.7319 | 1.9577 | 2.063 | 1.7399 | 2.3469 | 3.254 | 3.8512 | 4.9698 | 5.1543 | 4.4722 | 4.1049 | 3.9548 | 3.8579
2040-09-30 | 3.7885 | 4.3485 | 4.0771 | 3.9568 | 3.4322 | 3.1272 | 3.1894 | 2.7718 | 2.3379 | 1.9499 | 1.975 | 1.7892 | 1.8737 | 2.0116 | 1.7284 | 2.2913 | 3.1799 | 4.2675 | 5.1879 | 5.3889 | 4.7674 | 4.2186 | 3.9534 | 3.6212
2040-10-01 | 3.2374 | 3.2556 | 3.2246 | 3.0517 | 3.0555 | 3.1559 | 3.4958 | 3.0835 | 2.5978 | 2.191 | 1.9956 | 1.9692 | 2.2174 | 2.4566 | 2.5999 | 3.2273 | 4.2121 | 4.9926 | 5.6951 | 5.581 | 4.8392 | 5.1304 | 5.1176 | 4.9349
2040-10-02 | 4.0133 | 3.515 | 3.2939 | 3.2027 | 3.0238 | 3.1089 | 3.618 | 3.1639 | 2.6712 | 2.1929 | 1.9603 | 2.0938 | 2.3715 | 2.6495 | 2.6848 | 2.8959 | 3.6632 | 4.7862 | 5.7226 | 5.6022 | 4.7593 | 4.1336 | 4.1926 | 3.9504
2040-10-03 | 3.3991 | 3.2391 | 3.3366 | 3.2014 | 3.0533 | 3.1514 | 3.4985 | 3.0965 | 2.5499 | 2.0071 | 1.9649 | 2.1029 | 2.3715 | 3.1795 | 4.1247 | 4.4047 | 4.4455 | 5.1621 | 5.7437 | 5.7455 | 5.2373 | 5.4814 | 5.1384 | 4.6385
2040-10-04 | 4.5679 | 4.464 | 3.9551 | 3.8019 | 3.5399 | 3.7614 | 4.1041 | 3.1786 | 2.6308 | 2.2166 | 2.0793 | 2.0383 | 2.2871 | 2.4253 | 3.2993 | 4.03 | 4.6459 | 5.3823 | 5.752 | 5.5759 | 4.7717 | 5.3202 | 5.7367 | 5.1011
2040-10-05 | 4.407 | 3.8781 | 3.574 | 3.6578 | 3.4449 | 3.5594 | 3.8367 | 3.0282 | 2.7748 | 2.4944 | 2.0913 | 2.039 | 2.1376 | 2.5296 | 3.1143 | 3.799 | 4.3911 | 4.5597 | 5.0432 | 5.044 | 4.631 | 5.5479 | 5.5465 | 5.3363
2040-10-06 | 4.4265 | 4.0438 | 4.345 | 4.1102 | 3.4742 | 3.3466 | 3.7292 | 3.0864 | 2.4524 | 1.9647 | 1.7145 | 1.8863 | 1.9251 | 1.8418 | 2.1603 | 2.388 | 3.6794 | 4.457 | 5.3562 | 5.2663 | 4.6663 | 4.224 | 4.0092 | 3.7131
2040-10-07 | 3.5819 | 3.27 | 3.2072 | 3.1782 | 3.1472 | 3.2291 | 3.1753 | 2.7693 | 2.2985 | 2.0663 | 2.0701 | 1.9912 | 1.8973 | 2.2497 | 2.3831 | 2.4755 | 3.2848 | 4.1001 | 5.2672 | 5.0367 | 4.4058 | 4.7321 | 4.2291 | 3.9338
2040-10-08 | 3.8003 | 3.2427 | 3.0689 | 3.0264 | 3.0674 | 3.3676 | 3.5561 | 3.1192 | 2.9112 | 2.4236 | 2.2052 | 2.1036 | 2.1657 | 2.2781 | 2.5725 | 2.6571 | 3.4214 | 4.9469 | 5.6078 | 5.5151 | 4.5298 | 4.1067 | 4.2491 | 3.7624
2040-10-09 | 3.6664 | 4.329 | 4.3037 | 4.1282 | 3.9218 | 4.2747 | 3.6959 | 3.4611 | 2.9173 | 2.2501 | 1.9604 | 2.0181 | 2.2301 | 2.4662 | 2.652 | 3.1506 | 4.4003 | 5.2016 | 5.5184 | 5.189 | 5.0031 | 5.2068 | 4.6914 | 4.1098
2040-10-10 | 4.0648 | 4.1936 | 4.0547 | 4.0386 | 3.4673 | 3.4593 | 3.6724 | 3.4672 | 3.0426 | 2.6124 | 2.4323 | 2.3344 | 2.3324 | 2.9216 | 2.7855 | 3.1349 | 4.0985 | 5.2414 | 5.7435 | 5.3878 | 4.4425 | 4.9571 | 4.8021 | 4.5864
2040-10-11 | 4.4472 | 3.7777 | 3.7267 | 4.0541 | 3.6456 | 3.9977 | 4.3115 | 3.3614 | 3.0351 | 2.469 | 2.2715 | 2.3353 | 2.5215 | 2.927 | 3.3136 | 3.9585 | 4.7849 | 5.2042 | 5.315 | 5.1211 | 4.8659 | 5.1107 | 5.1234 | 4.7771
2040-10-12 | 4.6593 | 4.4782 | 3.8316 | 3.9138 | 3.986 | 4.3787 | 4.2994 | 3.26 | 2.9905 | 2.6022 | 2.43 | 2.32 | 2.2599 | 2.4777 | 3.5386 | 4.3635 | 4.5769 | 4.9607 | 5.4783 | 4.8171 | 4.1362 | 5.1035 | 5.3092 | 4.4035
2040-10-13 | 4.1427 | 4.3152 | 3.8832 | 3.6672 | 3.5847 | 3.7763 | 3.7471 | 3.1053 | 2.8733 | 2.3717 | 1.9581 | 1.946 | 1.5816 | 1.7767 | 2.342 | 2.4293 | 3.1252 | 4.1593 | 5.0695 | 4.7714 | 3.7528 | 4.034 | 3.6524 | 3.2621
2040-10-14 | 3.2211 | 3.2565 | 3.201 | 3.0377 | 2.8454 | 3.0386 | 3.0281 | 2.6257 | 2.3767 | 2.0724 | 1.7851 | 1.6031 | 1.5814 | 2.0051 | 1.942 | 2.2504 | 3.1384 | 4.2981 | 5.0714 | 4.7275 | 4.3848 | 4.4121 | 3.9708 | 3.6508
2040-10-15 | 3.4591 | 3.1176 | 2.9161 | 2.8942 | 2.9077 | 3.1783 | 3.5896 | 3.257 | 3.1511 | 3.2657 | 3.0928 | 2.7063 | 2.2194 | 2.5879 | 3.2321 | 3.783 | 4.4005 | 4.9609 | 5.2965 | 4.7426 | 4.1539 | 5.0737 | 4.7587 | 4.3509
2040-10-16 | 3.9004 | 3.6798 | 3.6655 | 3.9696 | 3.8865 | 3.9914 | 3.9621 | 3.235 | 3.0672 | 2.4663 | 2.1344 | 1.9079 | 2.0837 | 2.1496 | 2.4207 | 3.0719 | 4.1835 | 5.1193 | 5.3179 | 5.1263 | 4.7667 | 4.7008 | 4.5036 | 4.1223
2040-10-17 | 4.1498 | 3.9293 | 3.6414 | 3.7205 | 3.7811 | 3.9396 | 4.368 | 3.6112 | 3.0105 | 2.4308 | 2.6532 | 2.3934 | 2.3354 | 2.3541 | 2.9499 | 3.6286 | 4.3038 | 4.6267 | 5.5747 | 5.2947 | 4.8158 | 5.4746 | 5.2615 | 4.4637
2040-10-18 | 4.5014 | 4.4953 | 4.244 | 3.6036 | 3.1044 | 3.1667 | 3.6643 | 3.3674 | 3.067 | 2.6306 | 2.3952 | 2.1723 | 2.4508 | 2.9732 | 3.3751 | 3.7766 | 4.2703 | 4.7138 | 5.6105 | 5.2538 | 4.1324 | 4.4481 | 4.8831 | 4.2554
2040-10-19 | 3.8241 | 3.8463 | 3.9408 | 3.7475 | 3.3049 | 3.2797 | 3.857 | 3.7708 | 3.4231 | 2.575 | 2.131 | 2.0656 | 2.189 | 2.5307 | 2.8411 | 3.3157 | 4.0527 | 4.6466 | 4.9565 | 4.6158 | 3.9721 | 3.8149 | 3.8417 | 3.713
2040-10-20 | 3.5197 | 3.1903 | 3.1314 | 3.28 | 3.0348 | 3.2646 | 3.4848 | 3.2523 | 3.1471 | 2.5852 | 2.0575 | 1.9427 | 2.1011 | 1.9307 | 1.9746 | 2.2019 | 3.077 | 4.0706 | 4.7042 | 4.2076 | 3.5962 | 4.2249 | 4.5658 | 4.275
2040-10-21 | 3.9954 | 3.3218 | 3.05 | 3.0878 | 3.1108 | 3.0245 | 3.025 | 2.8045 | 2.295 | 1.8844 | 1.5258 | 1.3713 | 1.5865 | 1.8619 | 2.1316 | 2.4243 | 3.2432 | 4.269 | 5.2296 | 4.9301 | 4.2869 | 3.7333 | 3.4836 | 3.2931
2040-10-22 | 3.259 | 3.2547 | 3.0862 | 2.9979 | 2.9999 | 3.5474 | 5.2392 | 4.1247 | 3.2221 | 2.5099 | 2.4806 | 2.6448 | 2.5962 | 2.8352 | 2.6145 | 2.7269 | 3.6792 | 5.0609 | 5.5622 | 5.056 | 4.8095 | 4.936 | 4.7759 | 4.7316
2040-10-23 | 4.0467 | 3.2206 | 3.0524 | 3.209 | 2.9373 | 3.3316 | 4.0101 | 3.8529 | 3.1611 | 2.5401 | 2.046 | 1.8706 | 1.969 | 2.1456 | 2.5182 | 3.1432 | 4.0806 | 5.2419 | 5.7863 | 5.5508 | 4.9525 | 5.3614 | 5.2294 | 4.8324
2040-10-24 | 4.6527 | 4.4787 | 4.3422 | 4.0139 | 3.996 | 4.4427 | 4.8371 | 4.0651 | 3.1084 | 2.691 | 2.3049 | 2.106 | 2.1159 | 2.5158 | 2.9601 | 3.1892 | 4.3978 | 5.4705 | 5.784 | 5.6439 | 5.0403 | 4.9071 | 4.9856 | 4.5654
2040-10-25 | 4.6285 | 4.0406 | 3.8854 | 4.2406 | 4.1215 | 4.4784 | 4.9722 | 3.8499 | 3.4388 | 2.7526 | 2.1971 | 2.1265 | 2.3577 | 2.5051 | 2.8851 | 3.8317 | 3.7342 | 4.394 | 5.3107 | 5.1452 | 4.38 | 4.4562 | 4.9151 | 4.871
2040-10-26 | 4.1037 | 3.9824 | 3.6436 | 3.5477 | 3.5264 | 3.6249 | 3.9823 | 3.1031 | 3.0376 | 2.7182 | 2.6201 | 2.2667 | 2.341 | 2.5536 | 2.663 | 2.9018 | 4.3533 | 4.6807 | 5.1772 | 4.9518 | 4.1434 | 4.6042 | 4.488 | 4.5093
2040-10-27 | 4.1678 | 4.0576 | 3.8205 | 3.1602 | 3.083 | 3.3565 | 3.5148 | 2.8839 | 2.4253 | 2.1341 | 1.9574 | 1.5625 | 1.4485 | 1.7801 | 2.0462 | 2.3535 | 3.7452 | 4.7409 | 5.0136 | 4.3197 | 3.8511 | 3.4652 | 3.5175 | 3.4018
2040-10-28 | 3.3996 | 3.2165 | 3.0724 | 3.1805 | 3.1074 | 3.191 | 3.2849 | 2.965 | 2.7496 | 2.4332 | 1.8207 | 1.8771 | 2.0662 | 2.1356 | 2.5272 | 2.8692 | 3.6271 | 4.2419 | 5.2102 | 4.7802 | 4.1307 | 4.0667 | 4.3864 | 4.1826
2040-10-29 | 3.5855 | 3.2739 | 3.2042 | 3.0441 | 3.1458 | 3.3766 | 3.7935 | 3.6045 | 3.007 | 2.6171 | 2.6105 | 2.3402 | 2.4605 | 2.6535 | 3.08 | 3.1329 | 4.7351 | 5.6935 | 5.7734 | 5.5672 | 4.74 | 3.9951 | 3.8417 | 3.5548
2040-10-30 | 3.667 | 3.5293 | 3.3882 | 3.3899 | 3.503 | 3.9913 | 4.36 | 3.814 | 4.1209 | 4.5938 | 4.0909 | 2.8621 | 3.5799 | 3.9964 | 3.5101 | 3.9685 | 5.1237 | 5.3045 | 5.1519 | 4.5341 | 4.2279 | 4.089 | 3.8909 | 3.5761
2040-10-31 | 3.4261 | 3.2947 | 3.1055 | 3.0811 | 3.0525 | 3.2132 | 3.6203 | 3.5684 | 3.0466 | 2.3398 | 2.2078 | 2.2067 | 2.1584 | 2.9185 | 3.6083 | 3.61 | 4.5992 | 5.2832 | 4.7813 | 4.1371 | 3.9328 | 5.1102 | 5.1036 | 4.3699
2040-11-01 | 4.1913 | 4.0016 | 4.1625 | 4.1609 | 4.1124 | 4.6551 | 4.9223 | 4.0008 | 3.6479 | 2.4041 | 2.1224 | 2.2032 | 2.3298 | 2.1966 | 2.6842 | 3.7723 | 4.5416 | 4.7646 | 5.4991 | 5.0443 | 4.6512 | 5.1531 | 5.3187 | 4.4724
2040-11-02 | 4.1146 | 3.9643 | 3.916 | 3.7901 | 3.9736 | 4.2313 | 4.5703 | 3.3231 | 3.0983 | 2.6713 | 2.1304 | 1.8829 | 2.0971 | 2.1375 | 2.2486 | 3.1195 | 4.6028 | 4.5934 | 5.0158 | 4.9162 | 4.1154 | 4.5339 | 4.6496 | 4.7183
2040-11-03 | 3.5215 | 3.0799 | 3.1991 | 3.1661 | 2.9293 | 3.2147 | 3.2146 | 3.1217 | 2.4237 | 1.962 | 1.4454 | 1.2492 | 1.2795 | 1.6138 | 2.0711 | 2.1163 | 2.973 | 4.0322 | 4.9791 | 4.2996 | 3.9022 | 3.9077 | 3.6841 | 3.3862
2040-11-04 | 3.2718 | 3.3869 | 3.228 | 3.1849 | 3.4175 | 4.0143 | 4.1247 | 3.0433 | 2.4713 | 2.1035 | 1.735 | 1.5408 | 1.4087 | 1.5913 | 1.9263 | 2.115 | 3.0808 | 4.219 | 5.1863 | 4.6545 | 4.0797 | 4.8407 | 4.6861 | 3.7627
2040-11-05 | 3.0791 | 3.1903 | 2.9961 | 2.9156 | 2.9758 | 3.2889 | 4.2142 | 3.3186 | 2.9296 | 2.6017 | 2.162 | 1.9235 | 2.1144 | 2.1532 | 2.5109 | 2.6226 | 4.3433 | 4.9995 | 5.4672 | 5.3597 | 4.608 | 3.9772 | 3.6489 | 3.7793
2040-11-06 | 3.4765 | 3.2584 | 3.1706 | 3.2823 | 3.0338 | 3.1778 | 3.4643 | 3.5323 | 2.9499 | 2.2473 | 2.0345 | 2.1502 | 2.1157 | 2.2523 | 2.6034 | 3.4903 | 4.4694 | 5.2191 | 5.5893 | 5.1186 | 4.4595 | 4.5025 | 4.5916 | 4.2277
2040-11-07 | 3.5807 | 3.1501 | 3.0301 | 3.1247 | 2.9035 | 3.1167 | 3.7696 | 3.6448 | 3.2392 | 2.5909 | 2.2735 | 2.5945 | 2.7183 | 2.7647 | 3.2466 | 3.9592 | 4.2645 | 5.1008 | 5.7075 | 5.5565 | 4.9789 | 5.1002 | 5.1496 | 4.8238
2040-11-08 | 3.88 | 3.7404 | 3.6112 | 3.1472 | 3.1865 | 3.5964 | 3.4272 | 3.6601 | 2.7671 | 2.0874 | 2.2784 | 2.1426 | 1.8732 | 2.0456 | 2.7603 | 3.3036 | 4.1309 | 5.0604 | 5.646 | 5.2474 | 4.5037 | 5.0496 | 4.9541 | 4.2548
2040-11-09 | 4.2044 | 4.3027 | 3.7275 | 3.88 | 3.9476 | 4.5207 | 5.3428 | 3.9139 | 3.3573 | 3.2666 | 2.8443 | 2.4877 | 2.5355 | 2.7444 | 2.6919 | 2.8472 | 4.3663 | 5.0038 | 5.5101 | 5.0956 | 3.8511 | 4.2503 | 4.0367 | 4.0531
2040-11-10 | 3.8658 | 3.3942 | 3.5566 | 3.3107 | 3.1398 | 3.2722 | 3.7784 | 3.4829 | 2.9192 | 2.3223 | 2.0986 | 2.0774 | 1.9619 | 1.9416 | 2.4941 | 2.4338 | 3.0471 | 4.2379 | 4.5756 | 3.805 | 3.7762 | 3.5037 | 3.2971 | 3.3136
2040-11-11 | 3.2556 | 3.4581 | 3.468 | 3.6047 | 2.9614 | 3.0246 | 3.0917 | 2.9186 | 2.4565 | 1.6517 | 1.2219 | 0.97422 | 0.92161 | 1.0108 | 1.6933 | 2.1875 | 2.5435 | 3.338 | 4.3432 | 4.7326 | 3.8754 | 3.5436 | 3.4082 | 3.0538
2040-11-12 | 2.9138 | 2.997 | 2.8776 | 2.9348 | 2.8929 | 3.1518 | 3.2825 | 2.9464 | 2.5366 | 2.346 | 1.9334 | 1.6387 | 1.9121 | 2.0305 | 2.0222 | 2.4249 | 3.6446 | 4.6128 | 5.2667 | 4.5611 | 3.7626 | 4.2186 | 4.3248 | 4.1102
2040-11-13 | 3.4901 | 3.0164 | 3.0675 | 2.8725 | 2.8231 | 2.9823 | 3.6576 | 3.8779 | 2.8134 | 2.5038 | 2.1552 | 1.908 | 1.9269 | 2.1345 | 2.3888 | 2.9838 | 4.4214 | 5.3831 | 5.6544 | 5.1175 | 4.3065 | 4.4122 | 4.3869 | 4.3421
2040-11-14 | 3.6431 | 3.6472 | 3.505 | 3.6476 | 3.5693 | 3.9603 | 4.5467 | 3.8882 | 3.497 | 3.1538 | 2.7385 | 2.1466 | 2.1774 | 2.6535 | 2.7393 | 3.3595 | 4.3186 | 4.9711 | 5.7303 | 5.0736 | 4.1773 | 4.8315 | 4.8281 | 4.6717
2040-11-15 | 4.1399 | 3.5922 | 3.9937 | 4.0964 | 3.7688 | 4.3712 | 4.8595 | 3.6901 | 3.4688 | 2.789 | 2.4084 | 2.3988 | 2.6779 | 2.526 | 3.1034 | 3.9581 | 4.7398 | 5.3757 | 5.6479 | 5.2404 | 4.4329 | 4.5243 | 4.9427 | 4.3958
2040-11-16 | 3.7126 | 3.5958 | 4.0111 | 3.908 | 3.756 | 4.1116 | 4.0732 | 4.3036 | 3.8942 | 3.3282 | 2.7398 | 3.0502 | 3.3631 | 3.6587 | 3.4282 | 3.6835 | 4.4393 | 4.9641 | 5.1538 | 4.4157 | 3.6717 | 4.3515 | 4.5481 | 4.5544
2040-11-17 | 4.2008 | 3.1492 | 2.9513 | 3.1237 | 3.0214 | 3.0122 | 3.2016 | 3.2231 | 2.8426 | 2.3074 | 1.8423 | 2.0851 | 1.9227 | 1.9162 | 2.3804 | 2.6895 | 3.1968 | 4.2677 | 4.5603 | 3.8269 | 3.7407 | 3.6213 | 3.2485 | 3.1891
2040-11-18 | 3.3218 | 3.3033 | 3.0606 | 3.0836 | 3.0656 | 3.2223 | 3.4902 | 3.1925 | 3.0062 | 2.759 | 2.3057 | 2.182 | 1.7604 | 1.8784 | 2.2433 | 2.4923 | 2.9889 | 4.0518 | 4.5363 | 4.1786 | 3.9926 | 3.8653 | 4.0185 | 3.9344
2040-11-19 | 3.5898 | 3.0277 | 2.9367 | 2.9684 | 3.0626 | 3.4637 | 4.0447 | 3.5997 | 3.0454 | 2.6207 | 2.2194 | 2.2645 | 2.4443 | 2.4634 | 2.5989 | 3.3339 | 4.0635 | 4.7647 | 5.4573 | 5.055 | 4.4737 | 4.4572 | 4.5358 | 4.3993
2040-11-20 | 3.9722 | 4.024 | 3.8828 | 3.5578 | 3.5538 | 3.8308 | 4.019 | 3.5653 | 3.1042 | 2.9847 | 2.6043 | 2.3857 | 2.598 | 2.8357 | 2.9661 | 3.149 | 4.3915 | 5.2187 | 5.6876 | 5.399 | 4.5033 | 4.5475 | 4.4671 | 4.6144
2040-11-21 | 4.0515 | 3.6609 | 3.5099 | 3.607 | 3.7856 | 3.815 | 3.869 | 3.829 | 3.2955 | 2.7504 | 2.3668 | 2.1537 | 1.9997 | 2.1089 | 2.3668 | 3.2421 | 4.2661 | 4.6926 | 5.4276 | 4.9773 | 4.2035 | 4.5742 | 5.0604 | 4.3913
2040-11-22 | 4.0218 | 4.2432 | 3.5832 | 3.1607 | 3.1558 | 3.4654 | 3.7418 | 3.8773 | 4.0241 | 3.4211 | 2.6751 | 2.914 | 2.4143 | 2.3342 | 2.1968 | 2.9774 | 3.4536 | 3.8909 | 4.3157 | 4.0529 | 3.4169 | 3.6936 | 4.0688 | 3.5034
2040-11-23 | 3.3047 | 3.2709 | 3.2904 | 3.008 | 2.8938 | 3.0803 | 3.0584 | 3.2373 | 2.9022 | 2.6196 | 2.2325 | 2.1176 | 2.0769 | 2.4488 | 2.3724 | 3.0002 | 4.4917 | 5.1599 | 5.3799 | 4.4477 | 3.858 | 4.4426 | 4.8852 | 4.6952
2040-11-24 | 3.8951 | 3.8191 | 3.3596 | 3.1224 | 3.08 | 3.3999 | 3.4179 | 3.1531 | 2.8348 | 2.2649 | 1.8276 | 1.6364 | 1.5807 | 1.8314 | 2.1984 | 2.7856 | 3.6116 | 3.9916 | 4.9287 | 4.4234 | 3.5777 | 3.6117 | 3.7084 | 3.2331
2040-11-25 | 3.2446 | 3.3459 | 3.2317 | 3.019 | 3.0057 | 3.1641 | 3.0478 | 2.8361 | 2.41 | 2.1376 | 1.6932 | 1.5044 | 1.9896 | 1.9004 | 2.1378 | 2.6414 | 3.7203 | 4.5218 | 5.3115 | 4.954 | 4.0521 | 4.3385 | 4.729 | 4.5655
2040-11-26 | 3.7673 | 3.6821 | 3.7485 | 3.5387 | 3.6766 | 4.1424 | 5.2671 | 4.2033 | 3.6873 | 3.0034 | 2.3343 | 2.0915 | 2.2988 | 2.527 | 2.7805 | 3.3783 | 4.4181 | 5.2104 | 5.7428 | 5.4855 | 4.7321 | 4.9713 | 4.6945 | 4.4345
2040-11-27 | 4.2395 | 4.3214 | 4.2159 | 3.8048 | 3.7777 | 4.3596 | 5.2468 | 4.4533 | 3.41 | 2.8839 | 2.4016 | 1.9741 | 2.0737 | 2.3531 | 2.4147 | 3.1544 | 4.4789 | 5.1567 | 5.6947 | 5.4648 | 4.8891 | 4.8461 | 4.7631 | 4.4491
2040-11-28 | 4.0904 | 3.6586 | 3.5491 | 3.6653 | 4.0177 | 4.1295 | 4.6066 | 3.7113 | 3.059 | 2.4281 | 2.1757 | 1.9826 | 1.996 | 2.1942 | 2.6386 | 3.1708 | 4.3348 | 4.8218 | 5.7011 | 5.4177 | 4.935 | 4.9822 | 4.6702 | 3.7831
2040-11-29 | 3.5291 | 3.4988 | 3.3665 | 3.101 | 3.0226 | 3.2777 | 4.17 | 3.8437 | 3.4679 | 3.0489 | 2.6564 | 2.3664 | 2.3974 | 2.5916 | 2.4885 | 3.1124 | 4.1567 | 4.9474 | 5.6129 | 5.2348 | 4.3888 | 3.7394 | 3.6802 | 3.6793
2040-11-30 | 3.2933 | 3.1276 | 3.33 | 3.1218 | 3.0096 | 3.1029 | 3.5203 | 3.6354 | 3.0026 | 2.6855 | 2.3622 | 2.0366 | 2.1455 | 2.5605 | 2.7463 | 3.1581 | 4.2196 | 5.0015 | 5.4273 | 4.818 | 4.4838 | 3.9706 | 3.9312 | 3.8736
2040-12-01 | 3.6836 | 3.4812 | 3.1626 | 3.2423 | 3.4655 | 3.5206 | 3.5269 | 3.4373 | 2.9624 | 2.431 | 1.989 | 2.346 | 2.5059 | 2.2607 | 2.628 | 2.8052 | 3.2277 | 3.8907 | 4.7945 | 4.3484 | 4.0717 | 3.8656 | 3.5999 | 3.405
2040-12-02 | 3.5342 | 3.6046 | 3.36 | 3.0819 | 2.9355 | 2.9358 | 3.0489 | 2.8341 | 2.3442 | 1.9637 | 1.4489 | 1.0397 | 1.4597 | 1.7099 | 1.9063 | 2.3802 | 3.1339 | 3.959 | 4.8747 | 4.6698 | 4.1432 | 3.4374 | 3.5636 | 3.3997
2040-12-03 | 3.3714 | 3.258 | 3.1261 | 3.0882 | 3.1302 | 3.3921 | 4.0424 | 4.1612 | 3.2923 | 2.9439 | 2.8304 | 2.5753 | 2.5564 | 2.9919 | 3.1426 | 3.7009 | 4.4449 | 4.8987 | 5.4485 | 5.027 | 4.4382 | 4.001 | 3.7271 | 3.7123
2040-12-04 | 3.4784 | 3.1936 | 3.1078 | 3.2042 | 2.9667 | 3.3724 | 4.0344 | 4.0109 | 3.7293 | 2.8769 | 2.1982 | 2.083 | 2.2614 | 2.4446 | 2.8325 | 3.262 | 4.0386 | 5.0568 | 5.4254 | 5.1515 | 4.5159 | 3.9517 | 3.9955 | 3.5063
2040-12-05 | 3.3316 | 3.2984 | 3.3203 | 3.0289 | 3.0644 | 3.3768 | 3.836 | 3.923 | 3.3734 | 2.6872 | 2.1447 | 2.0347 | 2.066 | 2.4027 | 2.6088 | 2.9428 | 4.0723 | 4.8157 | 5.4997 | 5.1914 | 4.5456 | 3.8568 | 3.6019 | 3.6144
2040-12-06 | 3.3977 | 3.1463 | 3.3877 | 3.2833 | 3.1842 | 3.3825 | 3.9272 | 4.0151 | 3.572 | 2.8771 | 2.4238 | 2.2077 | 2.1474 | 2.256 | 2.8352 | 3.2069 | 3.8078 | 4.4868 | 5.2229 | 4.844 | 4.0667 | 3.8944 | 3.8769 | 3.3014
2040-12-07 | 2.9999 | 2.9973 | 2.9007 | 2.8551 | 2.8272 | 3.1082 | 3.7702 | 3.4518 | 3.3329 | 3.3593 | 2.862 | 2.5946 | 2.6102 | 3.0686 | 2.9179 | 3.4174 | 4.0564 | 4.514 | 4.9127 | 4.6223 | 3.9755 | 4.2511 | 4.4657 | 4.4568
2040-12-08 | 3.4885 | 3.0101 | 2.9475 | 3.0556 | 3.0351 | 3.1503 | 3.4405 | 3.4916 | 3.3352 | 3.0221 | 2.6552 | 1.9335 | 1.8378 | 1.9197 | 1.9661 | 2.2146 | 2.9632 | 3.4946 | 3.6221 | 3.3363 | 3.3222 | 3.5113 | 3.5106 | 3.2291
2040-12-09 | 3.1177 | 2.9755 | 2.9302 | 2.9182 | 2.9107 | 3.0596 | 3.1997 | 3.0244 | 2.4618 | 2.1698 | 1.7654 | 1.6074 | 1.5731 | 1.6751 | 1.8107 | 2.2404 | 2.7928 | 3.5299 | 4.3575 | 4.142 | 3.7125 | 4.0239 | 3.9963 | 3.7521
2040-12-10 | 3.7066 | 3.2195 | 2.9621 | 2.939 | 2.9782 | 3.263 | 3.8731 | 3.8993 | 2.9814 | 2.2819 | 2.075 | 1.7181 | 1.8448 | 1.9856 | 2.3111 | 2.9507 | 4.0035 | 4.7524 | 5.1532 | 4.6357 | 4.0823 | 3.7467 | 3.6692 | 3.4984
2040-12-11 | 3.3212 | 3.1787 | 3.0947 | 3.0117 | 3.0758 | 3.4327 | 4.1781 | 4.2546 | 3.6128 | 3.0308 | 2.4911 | 2.0655 | 2.1267 | 2.5484 | 2.7281 | 3.5333 | 4.3084 | 4.9538 | 5.3916 | 5.2925 | 4.7324 | 4.9801 | 4.9605 | 4.3707
2040-12-12 | 4.1368 | 4.2869 | 4.1617 | 4.033 | 4.0254 | 4.4136 | 4.8319 | 4.1392 | 3.7033 | 3.1803 | 2.7549 | 2.4108 | 2.3814 | 2.6119 | 2.7933 | 3.5994 | 4.1444 | 4.6376 | 5.3737 | 5.1173 | 4.7263 | 4.9493 | 4.8248 | 4.2388
2040-12-13 | 3.9268 | 3.7607 | 3.8094 | 3.4936 | 3.3502 | 3.8305 | 4.3986 | 3.7465 | 3.1725 | 2.8386 | 2.7077 | 2.2961 | 2.1064 | 2.102 | 2.5207 | 2.8271 | 3.4375 | 4.2137 | 5.0356 | 4.7996 | 4.3735 | 4.6793 | 4.6341 | 4.1295
2040-12-14 | 3.6542 | 3.4399 | 3.5106 | 3.5144 | 3.5369 | 3.6167 | 3.6678 | 3.6902 | 3.5227 | 2.8447 | 2.2902 | 1.9204 | 1.9722 | 2.0135 | 2.0394 | 2.4507 | 3.5582 | 4.3102 | 4.7779 | 4.5127 | 3.6942 | 3.588 | 3.5034 | 3.4317
2040-12-15 | 3.5354 | 3.4584 | 3.507 | 3.4698 | 3.4545 | 3.2316 | 3.3214 | 3.374 | 2.7448 | 2.217 | 1.9412 | 1.5418 | 1.3991 | 1.5936 | 1.8557 | 2.1899 | 2.9061 | 3.9759 | 4.6515 | 4.5385 | 4.0201 | 3.4903 | 3.3037 | 3.075
2040-12-16 | 2.9285 | 2.933 | 2.8174 | 2.7352 | 2.5814 | 2.603 | 2.7978 | 2.817 | 2.31 | 1.8721 | 1.5975 | 1.3412 | 1.1813 | 1.1807 | 1.462 | 2.1265 | 2.8487 | 3.6407 | 4.6159 | 4.3216 | 3.9599 | 4.1278 | 3.9077 | 3.6825
2040-12-17 | 3.8359 | 3.2041 | 3.0816 | 2.8327 | 2.9489 | 3.1954 | 3.7615 | 3.8556 | 3.1622 | 2.7306 | 2.6403 | 2.4147 | 2.6293 | 2.5653 | 2.8023 | 3.417 | 3.7795 | 4.2123 | 5.1027 | 4.7637 | 4.2341 | 3.8755 | 3.8397 | 3.4429
2040-12-18 | 3.1703 | 3.0549 | 2.9688 | 2.9493 | 2.9619 | 3.1735 | 3.6289 | 3.3481 | 2.8608 | 2.5995 | 2.3307 | 2.2457 | 2.3944 | 2.4054 | 2.5919 | 3.4589 | 4.1083 | 4.9006 | 5.0331 | 4.5749 | 4.5173 | 4.9507 | 5.0463 | 4.4791
2040-12-19 | 3.9791 | 3.7576 | 3.6281 | 3.5745 | 3.6568 | 4.1238 | 4.7089 | 4.1002 | 3.5804 | 2.7372 | 2.2734 | 1.9824 | 1.8802 | 1.9376 | 2.1826 | 2.4585 | 3.282 | 4.1417 | 4.7233 | 4.7308 | 4.7373 | 4.8708 | 4.762 | 4.5033
2040-12-20 | 4.1651 | 3.8845 | 3.4713 | 3.5125 | 3.5554 | 3.9751 | 4.4991 | 3.7604 | 3.2001 | 2.7791 | 2.1104 | 1.8535 | 1.709 | 1.7944 | 2.0184 | 2.7315 | 3.5432 | 4.4254 | 5.1367 | 4.8343 | 4.4333 | 4.9947 | 4.9911 | 4.2264
2040-12-21 | 3.9021 | 3.6149 | 3.5312 | 3.6088 | 3.7223 | 3.8993 | 4.536 | 3.9786 | 3.3716 | 2.8118 | 2.326 | 2.1532 | 1.9568 | 2.1941 | 2.1527 | 2.6547 | 3.3648 | 4.0587 | 4.7712 | 4.6899 | 4.2485 | 4.849 | 4.9631 | 4.6748
2040-12-22 | 3.6296 | 3.4765 | 3.3969 | 3.3274 | 3.2212 | 3.0456 | 3.2299 | 3.3365 | 2.6164 | 1.9792 | 1.4469 | 1.188 | 1.2108 | 1.3446 | 1.7006 | 2.3819 | 3.2282 | 4.2251 | 4.7352 | 4.4893 | 4.1904 | 3.9257 | 3.7579 | 3.3478
2040-12-23 | 3.2604 | 3.3624 | 3.3585 | 3.5725 | 3.49 | 3.6031 | 3.3583 | 3.1536 | 2.7597 | 2.2991 | 1.9708 | 1.7896 | 1.7395 | 1.7747 | 1.9584 | 2.4258 | 3.2531 | 3.918 | 4.7117 | 4.7259 | 4.4041 | 4.1644 | 3.8308 | 3.4622
2040-12-24 | 3.1866 | 2.8821 | 2.8691 | 2.9156 | 2.9763 | 3.1904 | 3.4979 | 3.5612 | 3.497 | 2.9739 | 2.4599 | 2.3775 | 2.3839 | 2.8897 | 3.1227 | 3.6839 | 4.5792 | 5.1944 | 5.1329 | 4.2328 | 3.9653 | 4.5404 | 4.7124 | 4.712
2040-12-25 | 4.3727 | 4.1997 | 3.8781 | 3.023 | 3.008 | 3.1907 | 3.4499 | 3.5771 | 3.3041 | 2.8217 | 2.5556 | 2.4236 | 1.9265 | 1.9936 | 2.0706 | 2.4697 | 3.3913 | 4.4396 | 4.6842 | 4.3789 | 3.962 | 3.848 | 3.5626 | 3.4027
2040-12-26 | 3.4225 | 3.1849 | 2.9885 | 2.9291 | 2.9849 | 3.1545 | 3.3886 | 3.5872 | 3.2755 | 2.6912 | 2.2846 | 2.1319 | 2.0755 | 2.0794 | 2.3898 | 2.9924 | 3.9388 | 5.0555 | 5.3817 | 5.4071 | 4.9504 | 4.7379 | 4.5747 | 4.3152
2040-12-27 | 4.1616 | 4.1124 | 3.9514 | 3.9079 | 3.6866 | 3.9097 | 4.2699 | 3.7907 | 3.2591 | 3.0223 | 2.6162 | 2.4109 | 2.3568 | 2.5012 | 2.6262 | 3.4998 | 4.2733 | 4.9505 | 5.4049 | 5.1872 | 4.4988 | 4.6027 | 4.7357 | 4.6227
2040-12-28 | 4.4423 | 4.1233 | 3.7598 | 3.6927 | 3.7708 | 3.8197 | 4.2656 | 3.7692 | 3.4908 | 3.3544 | 3.4986 | 3.2694 | 3.3706 | 3.4761 | 3.7293 | 3.7532 | 4.3721 | 5.0672 | 5.3005 | 4.9108 | 4.4574 | 4.4083 | 4.5516 | 4.1967
2040-12-29 | 4.0438 | 3.8794 | 3.5768 | 3.4317 | 3.4679 | 3.7056 | 3.9758 | 3.6372 | 3.3372 | 3.1306 | 2.5085 | 2.0197 | 2.2403 | 2.1722 | 2.3611 | 2.8858 | 3.8943 | 4.5247 | 5.0094 | 4.6962 | 4.1908 | 4.3924 | 4.436 | 3.6047
2040-12-30 | 3.484 | 3.3311 | 3.2109 | 3.0054 | 3.0245 | 3.0449 | 3.186 | 3.1744 | 2.974 | 2.6626 | 2.2728 | 1.8688 | 1.8198 | 1.5165 | 1.6507 | 2.2106 | 2.9343 | 3.9372 | 4.9047 | 4.6704 | 4.1815 | 3.9857 | 4.098 | 3.6405
2040-12-31 | 3.3536 | 2.9755 | 3.0868 | 3.0645 | 3.4507 | 3.7819 | 4.135 | 3.8424 | 3.691 | 3.4572 | 2.9197 | 2.6118 | 2.2926 | 2.2944 | 2.4381 | 3.1336 | 4.3108 | 5.1793 | 5.3807 | 4.3884 | 3.7248 | 4.0698 | 4.2309 | 4.2847
2041-01-01 | 3.1066 | 2.9983 | 2.9532 | 2.9051 | 2.7917 | 3.1365 | 3.1307 | 3.2141 | 2.9258 | 2.4717 | 2.0346 | 1.7365 | 1.7202 | 1.7539 | 1.9042 | 2.3035 | 3.6344 | 4.3307 | 5.2663 | 5.0746 | 4.611 | 3.9934 | 3.824 | 3.5633
2041-01-02 | 3.6166 | 3.1022 | 2.9988 | 2.9165 | 2.8667 | 3.3295 | 3.3368 | 3.2179 | 2.8912 | 2.3104 | 1.969 | 1.7353 | 1.4831 | 1.6059 | 1.8924 | 2.3387 | 3.3466 | 4.398 | 5.0445 | 5.1285 | 4.5489 | 4.1745 | 3.7945 | 3.7526
2041-01-03 | 3.3378 | 3.13 | 3.2487 | 3.042 | 2.8924 | 2.9679 | 3.1245 | 3.2265 | 2.913 | 2.2185 | 1.8791 | 1.5263 | 1.3781 | 1.4891 | 1.7662 | 2.2795 | 3.0281 | 3.9432 | 5.2199 | 5.0998 | 4.0907 | 3.6694 | 3.5501 | 3.4841
2041-01-04 | 3.0293 | 2.8212 | 2.9737 | 2.9394 | 2.7694 | 3.0929 | 3.3504 | 3.5382 | 3.4042 | 2.7205 | 2.1188 | 1.6865 | 1.4945 | 1.6101 | 1.8608 | 2.2163 | 2.968 | 3.7049 | 4.7634 | 3.8022 | 3.311 | 3.9244 | 4.1512 | 3.8261
2041-01-05 | 2.9598 | 3.0374 | 3.1324 | 2.8202 | 2.7127 | 2.6981 | 2.8873 | 2.9094 | 2.4561 | 2.2427 | 1.9266 | 1.3014 | 1.0769 | 1.3554 | 1.6896 | 1.8661 | 2.6022 | 3.8117 | 4.7526 | 4.6991 | 3.5044 | 3.5564 | 3.4268 | 3.1488
2041-01-06 | 3.273 | 3.1324 | 3.0117 | 2.9148 | 2.7657 | 2.9492 | 2.9572 | 2.9902 | 2.5394 | 2.1316 | 1.6945 | 1.3225 | 0.92599 | 1.2113 | 1.6017 | 1.8889 | 2.3604 | 3.9355 | 4.9767 | 4.8367 | 4.1436 | 3.2305 | 3.1743 | 2.8907
2041-01-07 | 2.8712 | 2.7671 | 2.8082 | 2.7704 | 2.8834 | 3.1377 | 3.2139 | 3.3037 | 3.0867 | 2.2664 | 1.9501 | 1.6254 | 1.6001 | 1.7435 | 1.8007 | 2.1841 | 3.4155 | 4.4344 | 5.2614 | 4.8891 | 3.999 | 3.7705 | 3.8232 | 3.6169
2041-01-08 | 3.1981 | 2.8621 | 2.8026 | 3.0201 | 2.7657 | 2.9561 | 3.6719 | 3.9271 | 3.6488 | 3.0203 | 2.3743 | 1.9665 | 1.9064 | 1.969 | 2.1897 | 3.0844 | 3.933 | 4.3433 | 5.5209 | 5.5563 | 5.0326 | 4.4296 | 4.1207 | 3.91
2041-01-09 | 3.2288 | 3.0729 | 2.9872 | 2.9537 | 2.921 | 3.3983 | 3.6868 | 3.7775 | 3.3208 | 2.6705 | 2.1209 | 1.7712 | 2.0934 | 2.0997 | 2.0275 | 2.2457 | 3.5412 | 4.8618 | 5.5056 | 5.3096 | 4.3464 | 4.3054 | 3.9253 | 3.7182
2041-01-10 | 3.6751 | 3.4351 | 3.0947 | 3.0419 | 2.9686 | 3.5131 | 4.0657 | 4.2143 | 3.6175 | 3.0817 | 2.4621 | 2.0864 | 2.404 | 2.1395 | 2.3278 | 3.015 | 4.1127 | 4.4151 | 5.4009 | 5.5121 | 5.0225 | 4.6077 | 4.2479 | 4.0338
2041-01-11 | 3.574 | 3.2579 | 3.1369 | 3.0469 | 2.9265 | 3.232 | 4.1543 | 4.009 | 3.0471 | 2.1903 | 1.7853 | 1.5311 | 1.5961 | 2.0127 | 2.0111 | 2.2838 | 3.3802 | 4.0598 | 4.7587 | 4.9359 | 4.4575 | 4.2411 | 4.1136 | 3.9479
2041-01-12 | 3.4251 | 2.9029 | 2.8361 | 2.9443 | 2.7324 | 2.873 | 3.0921 | 3.1949 | 2.8308 | 2.2393 | 1.8819 | 1.6061 | 1.5497 | 1.4867 | 1.8375 | 2.18 | 2.5172 | 3.2189 | 4.8646 | 4.808 | 3.8501 | 3.9621 | 4.0924 | 3.2347
2041-01-13 | 3.0153 | 2.9487 | 3.0973 | 2.7964 | 2.6282 | 2.7396 | 2.8672 | 2.7824 | 2.4146 | 1.9831 | 1.5838 | 0.98016 | 0.91344 | 0.96518 | 1.3448 | 1.878 | 2.2631 | 3.1286 | 4.7356 | 4.71 | 4.1792 | 3.3867 | 3.16 | 2.9919
2041-01-14 | 2.9612 | 2.7396 | 2.6384 | 2.6098 | 2.7087 | 3.0166 | 3.2601 | 3.2574 | 3.1612 | 2.484 | 1.8577 | 1.6442 | 1.7591 | 1.692 | 1.8775 | 2.2177 | 3.2264 | 4.2955 | 5.3175 | 4.9073 | 4.1318 | 3.8066 | 4.0934 | 3.3944
2041-01-15 | 2.9454 | 3.0408 | 2.9409 | 2.7902 | 2.6503 | 2.7233 | 3.485 | 3.4151 | 2.8429 | 2.3173 | 1.9066 | 1.7056 | 1.5821 | 1.5419 | 2.025 | 2.1424 | 2.9345 | 4.8189 | 5.5197 | 5.4517 | 4.7091 | 4.309 | 3.9516 | 3.4784
2041-01-16 | 3.4644 | 3.198 | 3.0514 | 3.1403 | 2.9784 | 3.2945 | 4.264 | 4.7545 | 3.9629 | 3.065 | 2.7358 | 2.1679 | 2.0093 | 1.8704 | 2.0702 | 2.6653 | 3.726 | 4.5056 | 5.5106 | 5.5311 | 4.9387 | 4.4057 | 3.9538 | 3.5318
2041-01-17 | 3.5793 | 3.1369 | 2.9767 | 3.006 | 3.213 | 3.1981 | 3.848 | 3.6113 | 3.4298 | 2.5829 | 2.1052 | 1.7322 | 1.6413 | 1.6663 | 2.0738 | 2.3083 | 3.118 | 4.2273 | 5.5349 | 5.0187 | 4.4231 | 4.0593 | 3.9566 | 3.6591
2041-01-18 | 3.0584 | 2.9085 | 2.9038 | 2.9899 | 2.948 | 3.5315 | 4.0914 | 4.3263 | 3.949 | 2.9718 | 2.0181 | 1.9355 | 1.9061 | 1.9824 | 2.136 | 3.4852 | 4.1768 | 4.2793 | 5.1442 | 5.1518 | 4.6099 | 4.1526 | 4.2768 | 3.8878
2041-01-19 | 3.0859 | 2.9934 | 3.1382 | 2.8463 | 2.7184 | 2.7911 | 3.13 | 3.2399 | 2.7092 | 2.2923 | 1.9239 | 1.6364 | 1.6087 | 1.7605 | 1.9735 | 2.2108 | 2.6904 | 4.1341 | 5.2917 | 5.0005 | 4.3801 | 3.9138 | 3.8427 | 3.7689
2041-01-20 | 3.2049 | 3.0044 | 2.9402 | 3.0887 | 2.8206 | 2.8958 | 3.0448 | 3.344 | 3.159 | 2.5571 | 2.098 | 1.7144 | 1.5682 | 1.6573 | 1.942 | 2.2731 | 2.4709 | 3.4225 | 5.0284 | 5.0315 | 4.5216 | 3.7728 | 3.2918 | 3.1976
2041-01-21 | 2.8348 | 2.7365 | 2.7125 | 2.831 | 2.7513 | 3.001 | 3.6124 | 4.0506 | 3.0884 | 2.3363 | 2.0433 | 1.6464 | 1.5134 | 1.6683 | 2.1329 | 2.7265 | 3.2335 | 4.3317 | 5.4409 | 5.2139 | 4.697 | 4.2599 | 3.832 | 3.3544
2041-01-22 | 3.5438 | 3.2464 | 3.0005 | 3.1325 | 3.2652 | 3.3958 | 4.3205 | 4.6052 | 4.4553 | 3.6647 | 3.1428 | 2.7958 | 2.057 | 2.1558 | 2.9954 | 3.6034 | 4.2577 | 4.339 | 5.4741 | 5.5754 | 5.0987 | 4.7543 | 4.2507 | 3.7269
2041-01-23 | 3.6031 | 3.2123 | 3.0456 | 3.0119 | 2.8491 | 3.036 | 4.0139 | 4.4185 | 3.6399 | 2.8359 | 2.2628 | 1.8494 | 1.6816 | 1.725 | 2.0883 | 2.7984 | 3.38 | 4.1368 | 5.5055 | 5.5452 | 5.0208 | 4.6257 | 4.2248 | 3.6449
2041-01-24 | 3.5789 | 3.1102 | 2.9936 | 3.2061 | 3.1425 | 3.3682 | 4.3446 | 4.7878 | 4.5631 | 3.8155 | 3.0026 | 2.7169 | 2.7748 | 2.8914 | 2.9711 | 3.3469 | 3.6097 | 4.058 | 5.2679 | 5.295 | 4.7696 | 4.2744 | 3.8588 | 3.6682
2041-01-25 | 3.1804 | 3.1391 | 3.0997 | 3.0103 | 2.9098 | 3.3244 | 3.5506 | 3.5147 | 3.3195 | 2.6261 | 2.0522 | 1.8281 | 1.9435 | 1.9841 | 2.0384 | 2.5385 | 3.6624 | 4.499 | 5.2135 | 4.9935 | 4.3638 | 4.4558 | 4.5373 | 4.1501
2041-01-26 | 3.2438 | 3.0957 | 3.1754 | 3.0504 | 2.863 | 3.0542 | 3.5075 | 3.5711 | 3.2404 | 2.4475 | 1.9231 | 1.8983 | 1.8253 | 2.1225 | 2.4676 | 3.1737 | 3.5467 | 3.7182 | 4.5702 | 4.5889 | 4.0959 | 3.9657 | 3.7889 | 3.5489
2041-01-27 | 3.2717 | 2.9036 | 2.9385 | 2.8709 | 2.5889 | 2.7025 | 2.9331 | 2.7904 | 2.3961 | 2.0224 | 1.8669 | 1.6043 | 1.6966 | 1.6523 | 2.1057 | 2.1263 | 2.3642 | 3.41 | 4.8384 | 5.014 | 4.3864 | 3.3593 | 3.3087 | 3.1167
2041-01-28 | 2.7978 | 2.6917 | 2.7224 | 2.9084 | 2.8262 | 3.1273 | 4.0164 | 4.6322 | 3.5354 | 2.507 | 2.5555 | 2.0662 | 1.897 | 2.0448 | 2.5424 | 2.6927 | 3.3675 | 4.5755 | 5.3821 | 5.4284 | 5.0572 | 4.8316 | 4.039 | 3.6161
2041-01-29 | 3.4234 | 3.0771 | 2.9203 | 3.085 | 3.0993 | 3.1743 | 4.0128 | 3.9376 | 3.5221 | 2.7419 | 2.1131 | 1.6253 | 1.6805 | 1.9767 | 2.2309 | 2.4147 | 3.0998 | 4.449 | 5.4863 | 5.526 | 4.9066 | 4.41 | 4.0814 | 3.6468
2041-01-30 | 3.8251 | 3.3096 | 3.1289 | 3.1418 | 3.0561 | 3.5494 | 4.7731 | 4.93 | 4.5602 | 4.289 | 3.4648 | 3.0302 | 2.6909 | 2.3026 | 2.9285 | 3.2549 | 3.8664 | 4.7527 | 5.4875 | 5.381 | 4.3615 | 4.4343 | 4.5936 | 3.7021
2041-01-31 | 3.6122 | 3.7512 | 3.3757 | 3.2357 | 2.9968 | 3.2939 | 4.5848 | 4.4661 | 4.0785 | 3.3208 | 2.8897 | 2.1068 | 2.5842 | 2.775 | 2.7965 | 2.4812 | 3.3696 | 4.5787 | 5.5681 | 5.5481 | 4.9029 | 4.5378 | 4.1699 | 3.6976
2041-02-01 | 3.5272 | 3.5799 | 3.2851 | 3.3313 | 3.296 | 3.6881 | 4.5913 | 4.9708 | 4.5266 | 3.4713 | 3.552 | 2.7979 | 2.2606 | 1.9136 | 2.285 | 2.9719 | 3.3396 | 4.0866 | 5.2082 | 5.1794 | 4.2701 | 4.6916 | 4.6551 | 3.8176
2041-02-02 | 3.4598 | 3.3892 | 3.1543 | 2.9169 | 2.6864 | 3.017 | 3.1015 | 3.0818 | 2.5633 | 2.2748 | 1.9394 | 1.7648 | 1.3656 | 1.4192 | 1.9077 | 2.4913 | 3.5081 | 3.8042 | 4.7683 | 5 | 4.6141 | 4.2593 | 4.1505 | 3.8714
2041-02-03 | 3.4102 | 3.2508 | 3.4762 | 3.3022 | 3.1361 | 3.1858 | 3.3801 | 3.6514 | 3.5572 | 3.0488 | 2.5277 | 2.4757 | 2.6661 | 2.5888 | 2.1115 | 2.3077 | 2.5008 | 3.1935 | 4.6231 | 4.9556 | 4.5556 | 4.0741 | 3.6581 | 3.2434
2041-02-04 | 3.231 | 3.2536 | 3.0062 | 2.8966 | 2.9626 | 3.1565 | 4.08 | 4.1712 | 3.2921 | 3.6033 | 3.4361 | 2.6493 | 2.4555 | 1.9636 | 2.5954 | 3.4693 | 4.2762 | 5.0547 | 5.2618 | 4.903 | 4.0962 | 4.2857 | 3.8505 | 3.3133
2041-02-05 | 3.2816 | 3.322 | 3.0463 | 2.8929 | 2.8769 | 3.3571 | 4.0097 | 3.9717 | 3.6805 | 2.7706 | 3.0303 | 3.1173 | 3.1581 | 2.4823 | 2.5835 | 2.7995 | 3.5754 | 3.9808 | 4.9932 | 5.3558 | 4.7023 | 4.3315 | 4.5467 | 3.8109
2041-02-06 | 3.354 | 3.3665 | 3.2421 | 3.2738 | 3.0662 | 3.2594 | 3.6739 | 3.662 | 3.2829 | 2.6505 | 2.1899 | 2.375 | 2.52 | 2.5085 | 2.3185 | 2.5315 | 3.6007 | 4.445 | 5.2051 | 5.2119 | 4.8588 | 4.2318 | 3.9734 | 3.9887
2041-02-07 | 3.6063 | 3.2866 | 3.2068 | 3.1532 | 3.2318 | 3.4747 | 4.0426 | 3.625 | 3.3271 | 2.5086 | 2.2271 | 1.8089 | 1.6091 | 1.3797 | 1.5307 | 2.0355 | 2.6228 | 3.8162 | 4.5425 | 4.673 | 4.3543 | 4.0976 | 3.5743 | 3.4026
2041-02-08 | 3.1913 | 2.9044 | 2.8286 | 2.8176 | 2.7515 | 2.9539 | 3.55 | 3.9837 | 3.3399 | 2.3396 | 1.5728 | 1.3005 | 1.2469 | 1.2965 | 1.6153 | 1.661 | 2.3144 | 3.2995 | 4.711 | 4.558 | 3.7704 | 4.1339 | 3.7635 | 3.2829
2041-02-09 | 3.0057 | 3.0541 | 2.8336 | 2.7428 | 2.6955 | 2.7802 | 3.1288 | 2.9044 | 2.3534 | 1.973 | 1.4671 | 1.0146 | 0.96658 | 1.1294 | 1.4044 | 1.8841 | 2.428 | 3.2479 | 3.9085 | 4.2092 | 3.8528 | 3.6373 | 3.3723 | 3.2436
2041-02-10 | 3.2023 | 2.9042 | 2.861 | 2.8226 | 2.7027 | 2.7388 | 2.828 | 2.9197 | 2.5661 | 2.1172 | 1.6034 | 1.2642 | 1.0083 | 1.1685 | 1.5605 | 1.8143 | 2.3959 | 3.1108 | 4.6328 | 4.832 | 4.3237 | 3.561 | 3.1845 | 2.9555
2041-02-11 | 2.8447 | 3.0268 | 2.8451 | 2.8142 | 2.9014 | 3.4356 | 3.8175 | 3.6868 | 3.2214 | 2.4453 | 2.0073 | 1.8192 | 1.6185 | 1.604 | 1.928 | 2.4285 | 3.3787 | 4.2641 | 5.0274 | 5.0692 | 4.5582 | 4.3154 | 3.8537 | 3.8089
2041-02-12 | 3.2891 | 3.0124 | 2.9366 | 3.0425 | 2.995 | 3.2202 | 3.8793 | 3.7504 | 4.046 | 3.6217 | 2.9051 | 2.6677 | 2.4502 | 2.8185 | 2.9111 | 3.2256 | 3.6757 | 4.4685 | 5.4467 | 5.4423 | 4.8743 | 4.5587 | 4.3261 | 3.7329
2041-02-13 | 3.335 | 3.1671 | 3.1427 | 3.4044 | 3.2767 | 3.2842 | 3.4295 | 3.7889 | 3.9837 | 3.5795 | 3.2498 | 3.0069 | 3.3206 | 3.5242 | 3.6006 | 4.0722 | 4.7591 | 4.7941 | 4.9837 | 5.0274 | 4.736 | 4.2713 | 4.1491 | 3.8318
2041-02-14 | 3.6438 | 3.2122 | 3.2271 | 3.2809 | 3.4464 | 3.5649 | 4.4316 | 4.5258 | 4.4398 | 4.053 | 3.4912 | 2.6454 | 2.3484 | 2.4597 | 2.8289 | 2.72 | 3.7602 | 3.8474 | 4.7387 | 5.0658 | 4.9141 | 4.7361 | 4.3979 | 4.1806
2041-02-15 | 3.513 | 3.291 | 3.234 | 3.1874 | 3.0732 | 3.388 | 4.3574 | 4.543 | 3.4751 | 3.3761 | 2.7316 | 1.8841 | 1.9455 | 2.3976 | 2.2481 | 2.5165 | 3.1984 | 3.9603 | 4.4835 | 4.9509 | 4.7233 | 4.7042 | 3.9979 | 3.6379
2041-02-16 | 3.4642 | 3.0259 | 2.9447 | 2.8893 | 2.8564 | 2.9247 | 3.0204 | 2.9581 | 2.4865 | 2.3316 | 2.0276 | 1.4735 | 1.2865 | 1.5603 | 1.9204 | 2.8389 | 3.4507 | 4.0862 | 4.2338 | 4.2755 | 4.1006 | 4.2369 | 3.681 | 3.419
2041-02-17 | 3.288 | 3.3931 | 3.0654 | 2.9334 | 2.7643 | 2.7616 | 3.0221 | 3.06 | 2.9559 | 2.4905 | 2.2654 | 2.1679 | 2.5869 | 2.4166 | 2.2737 | 2.6566 | 3.2103 | 4.0829 | 4.6031 | 4.476 | 3.6645 | 3.2458 | 3.6701 | 3.168
2041-02-18 | 2.9097 | 2.7925 | 2.855 | 2.7353 | 2.7353 | 2.8711 | 3.0382 | 3.0673 | 2.8788 | 2.3284 | 1.8183 | 1.0277 | 1.0807 | 1.4106 | 1.8863 | 2.2534 | 2.6772 | 3.4932 | 4.6977 | 5.2609 | 4.2043 | 4.1456 | 4.0876 | 3.3505
2041-02-19 | 3.0559 | 3.1853 | 2.9968 | 2.8386 | 2.7279 | 3.0633 | 3.7876 | 3.612 | 2.6919 | 2.3035 | 2.041 | 1.7292 | 1.5496 | 1.8362 | 2.0497 | 2.1137 | 2.9274 | 4.2478 | 5.3074 | 5.3499 | 4.778 | 4.9381 | 4.2205 | 3.5606
2041-02-20 | 3.1451 | 2.9599 | 2.9975 | 2.7611 | 2.6338 | 2.8425 | 3.4216 | 3.7723 | 3.2791 | 2.5663 | 2.2949 | 1.9122 | 1.8275 | 1.998 | 2.2778 | 2.9487 | 3.2854 | 4.0285 | 5.2008 | 5.4893 | 4.9485 | 4.4174 | 4.2114 | 4.0594
2041-02-21 | 3.6294 | 3.3458 | 3.2116 | 3.3533 | 3.1213 | 3.2942 | 3.705 | 4.0997 | 4.0964 | 3.4579 | 3.059 | 3.7531 | 3.6563 | 3.263 | 3.2231 | 3.5545 | 4.4986 | 4.6863 | 5.0482 | 5.0147 | 4.6021 | 4.153 | 4.1262 | 3.7314
2041-02-22 | 3.284 | 3.0881 | 3.0004 | 2.9482 | 3.0626 | 3.2938 | 4.0965 | 4.099 | 3.402 | 2.9796 | 2.1563 | 1.8093 | 1.9076 | 2.3499 | 2.4535 | 2.7802 | 3.458 | 4.3859 | 4.8355 | 4.8103 | 4.6996 | 4.764 | 4.2914 | 3.8808
2041-02-23 | 3.8749 | 3.389 | 3.1419 | 3.0356 | 2.9009 | 3.3377 | 3.5422 | 3.5333 | 3.1599 | 2.5921 | 2.0867 | 1.4974 | 1.7677 | 2.0312 | 2.0747 | 2.3811 | 3.2913 | 4.365 | 4.3342 | 4.5893 | 4.4326 | 4.0863 | 3.8954 | 3.5967
2041-02-24 | 3.6841 | 3.1942 | 3.0907 | 3.0338 | 2.8531 | 2.9759 | 3.2776 | 3.5941 | 3.061 | 2.4592 | 2.3217 | 2.0883 | 2.0503 | 1.9176 | 2.4853 | 2.6947 | 3.1974 | 4.3127 | 5.1334 | 5.1446 | 4.3128 | 3.8256 | 3.4746 | 3.0932
2041-02-25 | 3.0585 | 3.0387 | 2.8062 | 2.8368 | 3.053 | 3.3221 | 4.2005 | 4.0079 | 3.6436 | 2.9827 | 2.4705 | 1.9011 | 2.1628 | 2.2172 | 2.5287 | 2.9075 | 3.8901 | 4.538 | 5.1246 | 4.9793 | 4.7662 | 4.5607 | 3.8846 | 3.4388
2041-02-26 | 3.2307 | 3.1408 | 2.897 | 3.0101 | 2.961 | 3.5561 | 3.9992 | 3.893 | 3.3123 | 2.7789 | 2.0746 | 1.7471 | 1.9265 | 1.8544 | 2.0038 | 2.283 | 3.3658 | 4.1095 | 5.0477 | 5.3664 | 4.8171 | 4.3074 | 4.1439 | 3.927
2041-02-27 | 3.3852 | 3.1798 | 2.765 | 2.6608 | 2.6388 | 3.3344 | 3.7458 | 3.5543 | 3.755 | 3.248 | 2.6292 | 2.1369 | 2.0026 | 1.7846 | 2.3243 | 3.0545 | 4.0772 | 4.0072 | 4.9822 | 5.4173 | 4.9912 | 4.8049 | 4.4188 | 3.5639
2041-02-28 | 3.3223 | 3.2418 | 3.3686 | 3.1233 | 3.0397 | 3.3666 | 4.4617 | 4.6369 | 4.0411 | 3.046 | 2.1784 | 2.0611 | 2.0429 | 1.9526 | 2.5527 | 2.8292 | 3.3636 | 4.0802 | 4.9215 | 5.0658 | 4.6543 | 4.3434 | 3.9955 | 3.5214
2041-03-01 | 3.426 | 3.2728 | 3.3546 | 3.463 | 3.0586 | 3.2353 | 3.7382 | 3.8221 | 3.2026 | 2.3231 | 2.125 | 2.1143 | 2.3944 | 2.3295 | 2.0405 | 2.9776 | 3.6274 | 4.1398 | 4.7517 | 5.0021 | 4.5265 | 4.2071 | 4.5149 | 4.2376
2041-03-02 | 3.4094 | 3.4425 | 3.3255 | 3.1346 | 3.0294 | 3.1871 | 3.6755 | 3.5763 | 2.7754 | 2.8612 | 2.8882 | 2.2004 | 1.9965 | 2.0424 | 2.1919 | 2.2691 | 3.1013 | 3.939 | 4.4207 | 4.1176 | 4.0319 | 4.2739 | 3.999 | 3.5176
2041-03-03 | 3.5537 | 3.2834 | 2.9953 | 2.9854 | 2.8729 | 3.1682 | 3.0891 | 2.9715 | 2.7742 | 2.6664 | 2.2535 | 1.9604 | 1.7245 | 1.8647 | 1.8416 | 1.93 | 2.5855 | 3.6696 | 4.7169 | 4.8979 | 4.2539 | 3.5898 | 3.3402 | 3.0781
2041-03-04 | 3.1791 | 3.0205 | 2.8908 | 2.7841 | 2.8214 | 3.3934 | 4.2881 | 3.8169 | 3.4251 | 2.3962 | 1.847 | 1.3722 | 1.3765 | 1.6093 | 1.6278 | 1.9661 | 2.8894 | 3.9956 | 4.9346 | 5.3292 | 4.7231 | 4.2246 | 3.8307 | 3.6113
2041-03-05 | 3.4992 | 3.2919 | 3.0362 | 3.0972 | 3.0725 | 3.5901 | 4.5747 | 3.9917 | 3.3928 | 2.8688 | 2.2579 | 1.8008 | 1.6461 | 2.0017 | 1.8922 | 1.8155 | 2.4961 | 3.9001 | 4.8943 | 5.2477 | 4.7046 | 4.0884 | 3.8632 | 3.2807
2041-03-06 | 3.2294 | 3.2465 | 3.0186 | 2.9829 | 2.929 | 3.1707 | 4.15 | 3.6119 | 2.7539 | 1.848 | 1.372 | 1.4659 | 1.923 | 1.6597 | 1.507 | 1.8247 | 2.6349 | 3.4084 | 4.5678 | 5.1682 | 4.6143 | 3.8817 | 3.8946 | 3.5589
2041-03-07 | 3.0752 | 2.9814 | 3.0381 | 2.8139 | 2.8093 | 3.1101 | 3.6967 | 4.2042 | 3.4465 | 2.8206 | 2.321 | 1.9796 | 1.8595 | 2.0523 | 2.4038 | 2.6134 | 3.0196 | 3.6317 | 4.9413 | 5.2529 | 4.6351 | 4.1126 | 3.7728 | 3.3895
2041-03-08 | 3.1548 | 3.0993 | 3.1727 | 2.9332 | 2.922 | 3.3063 | 4.1685 | 3.7026 | 3.122 | 2.6259 | 1.8353 | 1.6454 | 1.8913 | 1.7611 | 1.4732 | 1.8422 | 2.6825 | 3.2906 | 4.0208 | 4.3254 | 3.8974 | 4.0645 | 4.024 | 3.6779
2041-03-09 | 3.3221 | 3.026 | 2.895 | 2.8959 | 2.8489 | 3.0174 | 3.2269 | 3.2076 | 2.5545 | 1.8758 | 1.3345 | 0.5412 | 0.66586 | 0.69312 | 0.97161 | 1.6299 | 2.6852 | 3.1484 | 3.9648 | 4.4054 | 4.0288 | 3.5896 | 3.3553 | 3.1542
2041-03-10 | 3.2051 | 2.8786 | 2.7996 | 2.7983 | 2.8329 | 2.7034 | 2.8317 | 3.0555 | 3.2124 | 3.0134 | 1.9661 | 1.9569 | 2.1204 | 1.5548 | 1.7 | 2.346 | 3.1934 | 3.708 | 4.4228 | 4.2709 | 3.8534 | 3.5254 | 3.5777 | 2.9988
2041-03-11 | 2.9348 | 2.9305 | 2.6807 | 2.6378 | 2.7051 | 2.9427 | 4.0306 | 4.3026 | 3.5278 | 2.4192 | 2.4664 | 2.292 | 2.6225 | 2.2602 | 2.3084 | 3.2322 | 3.5045 | 4.0928 | 5.13 | 5.1136 | 4.2781 | 3.9531 | 3.9469 | 3.2429
2041-03-12 | 3.0499 | 2.3568 | 1.954 | 2.1932 | 2.7487 | 3.0974 | 4.3789 | 4.4436 | 3.5815 | 3.4418 | 3.1964 | 3.1449 | 3.23 | 3.3628 | 3.4339 | 3.3607 | 3.8892 | 4.4077 | 5.3604 | 5.2267 | 4.7833 | 4.3692 | 3.907 | 3.3866
2041-03-13 | 3.1041 | 3.14 | 2.8758 | 2.643 | 2.7393 | 3.1456 | 3.8452 | 4.2679 | 3.9017 | 2.9363 | 2.5862 | 2.1431 | 2.5878 | 2.3151 | 2.2805 | 3.6873 | 3.9538 | 4.1904 | 5.33 | 5.5698 | 5.0419 | 4.3494 | 4.0664 | 3.9756
2041-03-14 | 3.3466 | 3.1954 | 3.2408 | 2.915 | 2.9609 | 3.5112 | 4.4433 | 4.4249 | 3.7036 | 2.8913 | 2.4539 | 2.0723 | 1.7976 | 1.8107 | 2.3725 | 3.0232 | 3.7161 | 4.6415 | 5.397 | 5.7157 | 5.1497 | 4.4588 | 3.9144 | 3.6636
2041-03-15 | 3.1932 | 3.0207 | 2.9094 | 2.9256 | 2.9761 | 3.0756 | 3.6238 | 3.8956 | 3.442 | 3.1407 | 2.9488 | 2.6088 | 2.2707 | 2.5196 | 2.931 | 3.2405 | 3.9863 | 4.0567 | 4.8587 | 5.2023 | 4.8251 | 4.5858 | 4.2844 | 3.9499
2041-03-16 | 3.6797 | 3.3487 | 3.0729 | 3.1122 | 3.2771 | 3.1239 | 3.3821 | 3.1683 | 2.6743 | 2.0942 | 1.6897 | 1.2811 | 1.2208 | 1.5297 | 1.6334 | 1.791 | 2.5946 | 3.7991 | 4.5593 | 4.706 | 4.3392 | 4.3508 | 3.8376 | 3.5733
2041-03-17 | 3.5951 | 3.4221 | 3.0721 | 2.976 | 2.8757 | 3.176 | 3.4047 | 3.1895 | 2.6089 | 2.4785 | 2.0471 | 2.1395 | 1.8257 | 1.7638 | 1.5754 | 1.3652 | 2.0251 | 3.16 | 4.6324 | 4.8044 | 4.473 | 4.045 | 3.7033 | 3.3203
2041-03-18 | 3.3002 | 3.174 | 2.8548 | 2.5945 | 2.6384 | 2.9688 | 3.1617 | 3.3297 | 3.2738 | 2.6086 | 2.0965 | 1.5222 | 2.0636 | 3.1051 | 2.6941 | 2.6261 | 3.1731 | 3.5724 | 4.379 | 5.048 | 4.726 | 4.0295 | 3.6669 | 3.6159
2041-03-19 | 3.3468 | 2.9654 | 2.8455 | 3.0316 | 2.9375 | 3.1621 | 3.5521 | 3.8147 | 3.6874 | 3.5508 | 2.9227 | 2.2414 | 2.1551 | 2.5521 | 2.7648 | 3.0003 | 3.966 | 4.3633 | 4.8779 | 5.0578 | 4.6783 | 4.2094 | 3.6209 | 3.4402
2041-03-20 | 3.1867 | 2.9525 | 2.9117 | 2.8982 | 2.9155 | 3.5176 | 3.7321 | 3.78 | 3.4378 | 2.5934 | 2.2596 | 1.8326 | 2.3106 | 2.0025 | 2.2222 | 3.0199 | 3.5863 | 4.4025 | 5.0086 | 5.047 | 4.3756 | 3.8248 | 3.6489 | 3.5188
2041-03-21 | 3.4856 | 3.2207 | 2.9795 | 2.9082 | 3.0996 | 3.2462 | 3.8784 | 3.7884 | 3.789 | 3.6057 | 2.7182 | 1.7809 | 2.0221 | 2.4172 | 2.7066 | 3.0502 | 3.5217 | 4.5396 | 5.1317 | 5.2559 | 4.5652 | 4.2274 | 3.9794 | 3.6521
2041-03-22 | 3.5666 | 3.3677 | 3.1016 | 3.0528 | 2.9516 | 3.2517 | 3.947 | 3.5835 | 2.9813 | 2.8321 | 2.315 | 2.1408 | 2.1953 | 2.5855 | 2.5468 | 3.3137 | 3.7648 | 4.658 | 4.5746 | 4.5979 | 4.6248 | 4.5791 | 4.1151 | 3.9332
2041-03-23 | 3.6782 | 3.3387 | 3.0843 | 3.0205 | 3.3083 | 3.3328 | 3.7608 | 3.8645 | 3.8821 | 4.2169 | 3.7492 | 3.0414 | 2.7873 | 2.7355 | 2.8108 | 2.9376 | 3.127 | 3.7201 | 3.8311 | 4.2033 | 4.1187 | 3.6998 | 3.5358 | 3.3489
2041-03-24 | 3.213 | 2.8889 | 2.7841 | 2.6623 | 2.5807 | 2.6208 | 2.7416 | 2.769 | 2.4408 | 2.0916 | 1.4331 | 0.83279 | 0.95689 | 1.0379 | 1.0715 | 1.5834 | 2.3415 | 3.1512 | 3.8852 | 4.6798 | 4.5202 | 4.0454 | 3.8394 | 3.675
2041-03-25 | 3.2726 | 2.9136 | 2.8353 | 2.9099 | 3.0457 | 3.2534 | 3.6248 | 3.4364 | 3.1215 | 3.3093 | 2.1949 | 2.0952 | 1.9877 | 1.7128 | 1.5637 | 1.6492 | 2.4764 | 3.3802 | 4.4272 | 5.1163 | 4.703 | 4.1192 | 4.1436 | 3.6058
2041-03-26 | 3.0395 | 3.1002 | 3.0528 | 2.8758 | 2.8464 | 3.0737 | 4.0148 | 3.5328 | 2.5132 | 1.9968 | 1.7787 | 1.3898 | 1.4226 | 1.5544 | 1.5967 | 1.6496 | 2.6824 | 4.028 | 4.5702 | 5.1056 | 4.8803 | 4.5513 | 4.059 | 3.7944
2041-03-27 | 3.2708 | 3.0962 | 3.0019 | 2.9752 | 2.9501 | 3.4623 | 3.7152 | 3.6159 | 3.1025 | 2.3273 | 1.9047 | 1.6238 | 1.8478 | 1.6522 | 1.2121 | 1.7798 | 2.9845 | 4.0455 | 4.6782 | 5.3084 | 5.0471 | 4.6351 | 4.1821 | 3.8753
2041-03-28 | 3.5291 | 3.046 | 2.9837 | 3.1445 | 3.186 | 3.4312 | 3.7983 | 3.8317 | 3.1635 | 2.5345 | 2.0187 | 1.7272 | 1.826 | 1.9531 | 1.9549 | 2.0529 | 3.2482 | 4.1668 | 4.8072 | 5.4238 | 5.1792 | 4.748 | 3.9871 | 3.5905
2041-03-29 | 3.5287 | 3.1181 | 2.9479 | 2.8597 | 2.8705 | 2.9976 | 3.502 | 3.4275 | 2.6092 | 1.9575 | 1.469 | 1.4091 | 1.4929 | 1.568 | 1.3963 | 1.6701 | 2.8987 | 3.7257 | 4.4333 | 5.0503 | 4.7869 | 4.5022 | 4.072 | 3.798
2041-03-30 | 3.5733 | 3.2487 | 2.967 | 2.8886 | 3.0294 | 3.1137 | 3.2284 | 3.0529 | 2.4598 | 2.6822 | 2.1998 | 2.2875 | 2.595 | 2.6595 | 2.2658 | 2.4799 | 2.5578 | 3.7957 | 4.0454 | 4.6205 | 4.346 | 4.0924 | 3.7243 | 3.4275
2041-03-31 | 3.5035 | 3.0802 | 2.9171 | 2.871 | 2.7425 | 2.8362 | 2.7454 | 2.7903 | 2.7009 | 2.2851 | 1.851 | 2.0821 | 2.0093 | 1.8163 | 1.7786 | 2.2424 | 2.7541 | 3.5995 | 4.515 | 5.0102 | 4.4659 | 4.2396 | 4.1702 | 3.8359
2041-04-01 | 3.5089 | 3.1473 | 3.1008 | 3.0885 | 3.1238 | 3.6117 | 4.8733 | 4.5722 | 4.5111 | 4.0274 | 3.6067 | 3.0955 | 3.8713 | 3.8773 | 3.9337 | 3.6678 | 4.7775 | 5.2917 | 5.4607 | 5.0724 | 4.4054 | 4.0315 | 3.6585 | 3.5154
2041-04-02 | 3.1938 | 2.9894 | 2.9246 | 2.5961 | 2.374 | 2.4458 | 2.9342 | 3.8167 | 3.0843 | 2.4279 | 2.8064 | 2.3813 | 2.0284 | 2.1007 | 2.6491 | 2.9235 | 3.9805 | 4.8384 | 5.1226 | 5.2106 | 5.0522 | 4.5665 | 4.0095 | 3.8449
2041-04-03 | 3.275 | 3.0045 | 2.9631 | 2.9814 | 2.9489 | 3.3125 | 4.09 | 4.5436 | 3.3434 | 3.2104 | 3.4296 | 3.1242 | 2.1884 | 2.2727 | 2.5274 | 2.7629 | 3.7597 | 4.6196 | 5.2566 | 5.499 | 5.0915 | 4.7455 | 4.1751 | 3.4904
2041-04-04 | 3.4023 | 3.2384 | 3.169 | 3.3376 | 3.1737 | 3.5422 | 4.3635 | 4.1515 | 4.256 | 3.9931 | 3.3153 | 3.5335 | 2.5908 | 2.5933 | 3.2512 | 3.2826 | 4.2313 | 4.4544 | 5.1687 | 5.5534 | 5.1462 | 4.5173 | 4.7354 | 4.1292
2041-04-05 | 3.3211 | 3.1002 | 3.009 | 3.0371 | 3.0797 | 3.1418 | 3.2803 | 3.5744 | 3.349 | 2.7312 | 2.2872 | 1.9846 | 2.0413 | 1.9206 | 2.2196 | 2.7555 | 2.8531 | 3.8094 | 5.0107 | 5.3599 | 4.7808 | 4.3722 | 4.2011 | 3.6806
2041-04-06 | 3.5937 | 3.3666 | 3.0107 | 2.9716 | 3.1157 | 3.3344 | 3.1037 | 3.167 | 3.0391 | 2.6648 | 2.5401 | 2.3013 | 2.3551 | 2.3577 | 2.2709 | 3.0786 | 3.6281 | 4.4039 | 5.1558 | 5.0621 | 4.408 | 4.64 | 4.6192 | 3.7649
2041-04-07 | 3.4451 | 3.2754 | 3.4828 | 3.0792 | 2.9662 | 2.9228 | 2.9988 | 3.1945 | 2.7663 | 3.0273 | 2.8075 | 2.4444 | 2.2108 | 2.0875 | 2.331 | 2.2379 | 3.0761 | 3.6369 | 4.3685 | 5.0191 | 4.6601 | 4.3163 | 3.7153 | 3.2384
2041-04-08 | 3.075 | 2.9963 | 3.1459 | 2.9733 | 2.9726 | 3.2371 | 4.199 | 4.1039 | 3.2114 | 2.4084 | 1.8767 | 1.7482 | 1.6272 | 1.7714 | 1.8736 | 1.8186 | 2.5239 | 3.8614 | 4.8372 | 5.4085 | 4.824 | 4.1738 | 3.7332 | 3.3152
2041-04-09 | 3.1952 | 3.1346 | 2.924 | 2.8583 | 3.0693 | 3.3587 | 3.7448 | 3.428 | 2.7971 | 2.06 | 1.7096 | 1.498 | 1.6133 | 1.8124 | 1.601 | 1.8218 | 2.8016 | 4.0238 | 4.7786 | 5.3321 | 5.0824 | 4.4314 | 3.8788 | 3.3785
2041-04-10 | 3.2765 | 3.124 | 2.944 | 2.9267 | 2.9467 | 3.1883 | 3.4125 | 3.4143 | 2.7903 | 2.1775 | 1.8589 | 1.8007 | 1.8085 | 1.9429 | 1.7622 | 2.5191 | 3.1546 | 3.871 | 5.1187 | 5.5351 | 5.1265 | 4.1298 | 3.7597 | 3.8301
2041-04-11 | 3.2144 | 3.0292 | 3.0029 | 3.0965 | 3.1762 | 3.2991 | 3.7267 | 3.5667 | 2.902 | 2.3456 | 2.0022 | 1.6575 | 1.7241 | 1.7865 | 1.5715 | 1.8341 | 3.1431 | 3.9621 | 4.7104 | 5.5379 | 5.0538 | 4.4464 | 3.8117 | 3.6468
2041-04-12 | 3.2385 | 3.0468 | 2.9647 | 2.9467 | 2.9032 | 3.072 | 3.8775 | 3.8277 | 3.1287 | 2.3605 | 2.0004 | 1.9332 | 2.073 | 2.139 | 1.7315 | 2.4898 | 3.6483 | 4.6917 | 5.2775 | 5.5178 | 5.002 | 4.5273 | 4.5018 | 4.0123
2041-04-13 | 3.8167 | 3.4227 | 3.1701 | 3.1197 | 3.2035 | 3.3457 | 2.9591 | 2.8677 | 2.7496 | 2.3176 | 1.9235 | 1.7381 | 1.5913 | 1.7691 | 1.473 | 1.8468 | 2.8468 | 3.8557 | 4.5951 | 4.8751 | 4.0499 | 3.9132 | 4.0821 | 3.7108
2041-04-14 | 3.8647 | 3.4435 | 3.1725 | 3.1045 | 3.1468 | 3.4007 | 3.3736 | 2.9767 | 2.2619 | 1.9665 | 2.0918 | 1.9827 | 1.886 | 1.6999 | 1.6566 | 1.9752 | 2.5735 | 3.3857 | 4.8183 | 5.3282 | 5.0507 | 4.6462 | 4.2371 | 3.5425
2041-04-15 | 3.3149 | 3.3951 | 3.3418 | 3.1271 | 3.0959 | 3.8428 | 4.3641 | 3.8333 | 3.4666 | 2.4611 | 2.0163 | 1.8832 | 1.8777 | 2.1518 | 1.8929 | 1.956 | 2.9344 | 4.3671 | 5.2936 | 5.3658 | 4.9014 | 4.2565 | 3.6605 | 3.3131
2041-04-16 | 3.3066 | 3.1026 | 2.94 | 2.9557 | 3.1452 | 3.2484 | 3.7102 | 3.9116 | 3.9003 | 3.4126 | 2.3748 | 2.0416 | 2.1373 | 1.995 | 1.6893 | 2.3574 | 3.1484 | 4.0574 | 5.0545 | 5.3737 | 4.8103 | 3.8803 | 3.652 | 3.2909
2041-04-17 | 3.0412 | 3.1327 | 2.977 | 2.9114 | 2.915 | 3.167 | 3.6584 | 3.451 | 2.5674 | 2.1436 | 1.8714 | 1.5487 | 1.4003 | 1.7485 | 1.7936 | 1.9052 | 3.0586 | 4.2064 | 4.9952 | 5.4798 | 4.9619 | 4.2005 | 3.715 | 3.3935
2041-04-18 | 3.2656 | 3.3362 | 3.0682 | 3.0119 | 3.0095 | 3.6406 | 4.049 | 3.6502 | 3.9688 | 3.173 | 3.1488 | 2.9743 | 3.4516 | 3.1555 | 2.9755 | 3.282 | 4.2424 | 4.8371 | 4.925 | 5.4543 | 5.1902 | 4.3603 | 4.3829 | 4.1825
2041-04-19 | 3.4067 | 3.1739 | 3.0917 | 2.9619 | 2.9215 | 3.3152 | 3.4403 | 3.7196 | 3.861 | 3.4521 | 2.7015 | 2.4285 | 2.6256 | 2.2649 | 1.9836 | 1.9573 | 2.9503 | 3.9793 | 4.1103 | 4.4719 | 4.4074 | 3.9052 | 3.8382 | 3.628
2041-04-20 | 3.3725 | 3.02 | 2.915 | 2.8578 | 2.8892 | 2.9576 | 3.3913 | 2.9703 | 2.6332 | 2.5328 | 2.0107 | 1.5379 | 1.6986 | 1.5252 | 1.8837 | 2.1664 | 2.773 | 3.0207 | 4.1496 | 4.8457 | 4.4988 | 3.7835 | 3.8207 | 3.8047
2041-04-21 | 3.2076 | 3.0696 | 3.1257 | 3.0853 | 2.9684 | 2.9314 | 2.9205 | 2.5986 | 2.4849 | 2.0495 | 1.7664 | 1.5076 | 1.6263 | 1.2892 | 1.6501 | 1.8949 | 2.5518 | 3.7015 | 4.4569 | 5.1918 | 4.8714 | 4.0461 | 3.6848 | 3.6028
2041-04-22 | 3.2424 | 2.9158 | 2.8499 | 2.8122 | 2.8952 | 3.3233 | 4.0436 | 3.2822 | 3.2678 | 3.2057 | 2.7357 | 2.063 | 1.8706 | 2.0342 | 1.7254 | 2.2931 | 3.1941 | 4.1263 | 4.8979 | 5.4532 | 4.9331 | 4.1966 | 3.7773 | 3.3841
2041-04-23 | 3.2239 | 3.2771 | 2.951 | 2.8597 | 2.8758 | 2.98 | 3.5656 | 2.9004 | 2.9899 | 2.1499 | 1.9919 | 2.0964 | 1.8645 | 1.855 | 2.4356 | 2.1604 | 2.693 | 3.8338 | 4.8372 | 5.249 | 4.8151 | 3.9574 | 3.5134 | 3.2438
2041-04-24 | 3.0609 | 3.0359 | 3.0754 | 2.9185 | 2.9094 | 3.2892 | 3.6424 | 3.4903 | 3.1558 | 2.6516 | 2.1023 | 1.7089 | 1.7313 | 1.8536 | 1.5567 | 1.6861 | 2.6787 | 4.0375 | 4.8744 | 5.465 | 4.9895 | 3.8816 | 3.2744 | 3.0533
2041-04-25 | 3.0646 | 2.9687 | 2.7182 | 2.7909 | 2.8839 | 2.873 | 3.0903 | 3.1411 | 2.9308 | 2.6293 | 2.3394 | 2.0768 | 1.8303 | 2.1299 | 1.9647 | 2.6239 | 3.9413 | 4.3526 | 4.9502 | 5.5072 | 5.1173 | 4.2558 | 3.5516 | 3.2195
2041-04-26 | 3.2034 | 3.0534 | 2.9111 | 2.8262 | 2.8477 | 3.0872 | 3.782 | 3.6992 | 3.7478 | 3.867 | 3.576 | 3.2637 | 2.9352 | 2.7565 | 2.807 | 3.2075 | 3.463 | 3.7043 | 4.6265 | 4.9643 | 4.2845 | 4.1314 | 4.2052 | 3.3586
2041-04-27 | 3.06 | 3.0532 | 2.9167 | 2.8832 | 2.9008 | 3.1888 | 3.1182 | 3.163 | 2.9348 | 2.6125 | 2.6105 | 2.165 | 2.0288 | 2.2068 | 2.116 | 2.2354 | 2.3789 | 3.337 | 4.206 | 3.9022 | 3.6238 | 3.7534 | 3.3603 | 3.0131
2041-04-28 | 2.9631 | 3.0388 | 2.8362 | 2.7414 | 2.7997 | 2.872 | 3.0852 | 2.6323 | 2.2659 | 2.1442 | 1.8121 | 1.5003 | 1.5768 | 1.921 | 2.1918 | 2.1923 | 2.4851 | 3.2504 | 3.8341 | 4.2352 | 4.2163 | 3.8266 | 3.2218 | 3.0102
2041-04-29 | 3.1001 | 2.9149 | 2.8405 | 2.8328 | 2.9125 | 3.2537 | 3.5316 | 3.4699 | 3.659 | 2.4262 | 1.9445 | 2.0098 | 2.0312 | 2.0178 | 2.2708 | 2.6146 | 2.5526 | 3.2878 | 4.6659 | 4.9279 | 4.519 | 4.4705 | 4.1705 | 3.2853
2041-04-30 | 3.2177 | 3.1613 | 2.923 | 2.9235 | 2.9461 | 3.1433 | 3.6598 | 2.7393 | 2.5239 | 2.3126 | 2.1393 | 1.703 | 1.5338 | 1.6959 | 2.1458 | 2.8269 | 3.7432 | 4.3609 | 4.6385 | 5.1619 | 4.6083 | 3.9887 | 3.5212 | 3.2692
2041-05-01 | 3.0647 | 2.904 | 2.78 | 2.7245 | 2.7797 | 2.9727 | 3.5535 | 4.1377 | 4.0776 | 3.8743 | 2.8627 | 3.3582 | 3.372 | 2.9818 | 3.3644 | 3.3882 | 3.6507 | 4.2062 | 5.1412 | 5.4148 | 4.5152 | 3.7368 | 4.0394 | 3.2336
2041-05-02 | 2.9765 | 3.0357 | 2.7599 | 2.5437 | 2.5897 | 2.8361 | 3.3837 | 3.0116 | 3.0654 | 2.7832 | 2.1627 | 2.278 | 2.7368 | 3.0616 | 3.0294 | 3.3952 | 3.3696 | 4.688 | 4.9997 | 5.185 | 4.9719 | 4.7079 | 4.1788 | 3.4314
2041-05-03 | 3.1105 | 2.9381 | 3.0087 | 2.9893 | 2.9661 | 3.3569 | 4.3169 | 4.2716 | 3.524 | 2.7277 | 3.4815 | 3.389 | 3.2239 | 2.2185 | 2.6184 | 3.3973 | 3.733 | 4.0471 | 5.1332 | 5.1001 | 4.5164 | 4.6561 | 4.4477 | 3.5621
2041-05-04 | 3.1657 | 3.0383 | 2.793 | 2.6567 | 2.6241 | 2.7671 | 2.9198 | 2.5376 | 2.2461 | 2.2645 | 2.1826 | 1.9867 | 1.8858 | 1.9628 | 1.9156 | 2.0688 | 2.6403 | 3.6203 | 4.4864 | 4.3091 | 4.1728 | 4.085 | 3.646 | 3.1056
2041-05-05 | 2.9529 | 2.9825 | 2.8874 | 2.7697 | 2.7699 | 2.7635 | 2.7536 | 2.551 | 2.2495 | 1.9376 | 1.7418 | 1.4081 | 0.97577 | 1.1732 | 1.2897 | 1.3431 | 1.923 | 2.7229 | 4.2079 | 4.8381 | 4.3934 | 3.5214 | 3.6314 | 3.1247
2041-05-06 | 2.9236 | 2.8743 | 2.9171 | 2.7595 | 2.8302 | 3.1305 | 4.1408 | 3.4217 | 2.6411 | 2.3463 | 1.9546 | 1.8527 | 2.052 | 1.9345 | 1.5719 | 1.7703 | 2.5736 | 3.8225 | 4.4174 | 5.0466 | 4.6925 | 4.0886 | 3.3194 | 3.1627
2041-05-07 | 3.0511 | 2.7911 | 2.5548 | 2.604 | 2.7701 | 2.781 | 2.986 | 3.2227 | 3.6628 | 3.3746 | 2.833 | 3.6646 | 3.3642 | 3.9106 | 3.5055 | 2.9168 | 3.6071 | 4.2412 | 4.8887 | 5.5523 | 5.1152 | 4.4193 | 3.9365 | 3.8043
2041-05-08 | 3.0737 | 2.9506 | 2.8713 | 2.848 | 2.8398 | 3.1148 | 3.7613 | 3.8046 | 2.9313 | 2.4136 | 1.9291 | 1.7126 | 1.747 | 1.7452 | 2.0897 | 2.3688 | 2.778 | 3.8518 | 5.0178 | 5.5674 | 5.3971 | 4.5586 | 3.8828 | 3.3546
2041-05-09 | 3.1446 | 3.1564 | 2.9357 | 2.8492 | 2.8456 | 3.191 | 4.233 | 3.587 | 3.153 | 2.4894 | 2.3153 | 2.2635 | 2.0433 | 1.9583 | 2.3619 | 2.4557 | 3.331 | 4.5158 | 5.4462 | 5.5767 | 5.3237 | 4.6799 | 4.1514 | 3.6548
2041-05-10 | 3.3052 | 3.12 | 3.0885 | 3.1641 | 3.2153 | 3.4014 | 3.8906 | 3.616 | 3.1829 | 2.5887 | 2.0707 | 1.9233 | 2.2894 | 2.3547 | 2.625 | 2.5839 | 2.9869 | 3.5157 | 4.6317 | 5.3665 | 4.9178 | 4.2485 | 3.953 | 3.8223
2041-05-11 | 3.143 | 3.0068 | 3.1004 | 2.8736 | 2.8351 | 2.8927 | 3.1001 | 2.9114 | 2.1698 | 1.6136 | 1.2609 | 1.0392 | 0.99631 | 1.1357 | 1.24 | 1.6002 | 2.2876 | 3.6026 | 4.5229 | 5.0302 | 4.3964 | 3.7224 | 3.6442 | 3.2914
2041-05-12 | 3.1826 | 3.1145 | 2.8778 | 2.8459 | 2.82 | 2.8189 | 3.0293 | 2.6495 | 2.121 | 1.8293 | 1.7132 | 1.5581 | 1.4769 | 1.357 | 1.2263 | 1.6329 | 2.3103 | 3.7465 | 4.596 | 5.0712 | 4.4399 | 3.8567 | 3.7475 | 3.3986
2041-05-13 | 3.1893 | 2.9861 | 2.8036 | 2.7427 | 2.675 | 2.8457 | 3.2242 | 2.9246 | 3.2973 | 3.0546 | 2.5338 | 2.6342 | 2.6446 | 2.1626 | 1.9541 | 2.4341 | 4.0634 | 4.8317 | 5.2679 | 4.978 | 4.2647 | 3.6513 | 3.8464 | 3.3254
2041-05-14 | 2.9292 | 2.9847 | 2.9065 | 2.7768 | 2.8018 | 2.9492 | 4.059 | 3.724 | 2.9345 | 2.905 | 2.2798 | 1.7539 | 1.5751 | 1.7995 | 1.9429 | 2.248 | 3.5092 | 4.5227 | 4.8199 | 5.0899 | 4.9013 | 4.318 | 3.6329 | 3.6531
2041-05-15 | 3.0995 | 2.8877 | 2.817 | 2.7517 | 2.841 | 3.0429 | 3.2256 | 2.5857 | 2.3224 | 1.9864 | 1.8315 | 1.7016 | 1.5806 | 1.7468 | 1.6255 | 1.8571 | 2.9134 | 4.2866 | 5.0756 | 5.5278 | 5.5395 | 4.9762 | 4.0496 | 3.5544
2041-05-16 | 3.1484 | 3.2626 | 2.9675 | 2.783 | 2.8343 | 3.2333 | 4.1705 | 3.8989 | 3.265 | 3.0568 | 2.3861 | 2.3618 | 2.5604 | 2.6509 | 3.1623 | 3.6039 | 4.3231 | 4.747 | 5.3299 | 5.5693 | 5.2321 | 4.7721 | 3.9766 | 3.4844
2041-05-17 | 3.2614 | 3.1015 | 3.0086 | 2.9264 | 2.8769 | 2.9084 | 3.2627 | 3.4779 | 3.1516 | 2.2816 | 1.8264 | 1.7683 | 1.8355 | 1.7551 | 1.4501 | 2.0946 | 2.8769 | 3.4878 | 4.6082 | 5.0895 | 4.3281 | 4.3379 | 4.4213 | 3.7713
2041-05-18 | 3.1895 | 2.8656 | 2.7975 | 2.7721 | 2.8077 | 2.9683 | 2.7163 | 2.4213 | 2.1054 | 1.7041 | 1.414 | 1.0051 | 1.1179 | 1.2039 | 0.93505 | 1.536 | 2.4375 | 3.0115 | 3.7524 | 4.6497 | 4.198 | 3.7221 | 3.476 | 3.4054
2041-05-19 | 3.129 | 2.8855 | 2.8314 | 2.9 | 2.7188 | 2.4995 | 2.4207 | 2.281 | 2.0711 | 1.6351 | 1.2821 | 0.97645 | 1.2065 | 1.123 | 1.1067 | 1.5574 | 2.5222 | 4.058 | 5.0253 | 5.1476 | 4.7197 | 3.7699 | 3.434 | 3.0922
2041-05-20 | 3.0537 | 2.9859 | 2.7766 | 2.7398 | 2.7734 | 3.0138 | 3.5374 | 3.4048 | 2.8407 | 2.2283 | 1.9488 | 1.9177 | 1.7949 | 2.2637 | 1.9833 | 2.1122 | 3.7041 | 4.5035 | 4.9374 | 5.2679 | 4.7931 | 3.7285 | 3.5034 | 3.082
2041-05-21 | 3.1119 | 3.02 | 2.8082 | 2.8228 | 3.0249 | 3.161 | 3.5443 | 3.2769 | 3.1399 | 2.4473 | 2.0969 | 2.3096 | 2.0537 | 2.3072 | 1.7854 | 2.6004 | 3.2359 | 4.0259 | 5.0676 | 5.5417 | 5.152 | 4.2749 | 4.007 | 3.701
2041-05-22 | 3.0863 | 2.9258 | 2.8893 | 2.8783 | 3.1497 | 3.2887 | 3.7632 | 3.6535 | 3.3891 | 2.6543 | 2.5219 | 2.5501 | 2.0503 | 1.9432 | 1.968 | 2.5151 | 3.055 | 3.7957 | 5.0432 | 5.4842 | 5.2929 | 4.4048 | 4.1351 | 3.9042
2041-05-23 | 3.1658 | 3.0538 | 3.0687 | 2.7331 | 2.7696 | 2.9184 | 3.3243 | 3.1209 | 2.4639 | 2.1605 | 1.8775 | 1.7881 | 1.7181 | 1.8192 | 1.7777 | 1.9616 | 2.9047 | 3.8879 | 4.747 | 5.0894 | 4.7053 | 4.089 | 3.9652 | 3.6883
2041-05-24 | 3.3032 | 3.0871 | 2.9679 | 2.8198 | 2.8572 | 2.8223 | 3.0938 | 2.567 | 2.4183 | 2.1132 | 1.8087 | 1.8456 | 1.8828 | 1.7736 | 1.479 | 2.1446 | 2.8351 | 4.2023 | 4.5529 | 4.6462 | 4.0458 | 3.7926 | 3.7382 | 3.4693
2041-05-25 | 3.3617 | 3.0907 | 2.8499 | 2.8635 | 2.9769 | 2.7832 | 2.7336 | 2.3967 | 2.3568 | 1.9992 | 1.5092 | 1.6484 | 1.5979 | 1.5779 | 1.4432 | 2.1604 | 2.8345 | 3.4435 | 4.1841 | 4.7168 | 4.3497 | 3.5486 | 3.7587 | 3.5308
2041-05-26 | 3.0626 | 2.975 | 3.0712 | 2.8606 | 2.7824 | 2.7941 | 2.7027 | 2.7926 | 2.2445 | 1.994 | 1.7897 | 1.6244 | 1.8758 | 1.8724 | 1.7703 | 2.5134 | 3.0184 | 3.9222 | 4.5852 | 4.7007 | 4.2544 | 3.5683 | 3.3493 | 3.1026
2041-05-27 | 3.1187 | 3.0383 | 2.8079 | 2.7719 | 2.9008 | 2.89 | 2.9391 | 2.5083 | 2.1193 | 2.0207 | 1.9006 | 1.6048 | 1.3794 | 1.6122 | 1.657 | 2.178 | 2.6866 | 3.3417 | 4.6561 | 5.1841 | 4.8714 | 4.2954 | 3.6448 | 3.456
2041-05-28 | 3.2677 | 2.9044 | 2.8775 | 3.0304 | 2.8574 | 3.1923 | 3.7127 | 4.0791 | 4.6164 | 4.049 | 3.7983 | 3.606 | 3.4173 | 3.3656 | 3.984 | 4.6605 | 4.8265 | 4.8383 | 5.5104 | 5.5512 | 4.856 | 5.0226 | 4.8174 | 3.9894
2041-05-29 | 3.5895 | 3.3846 | 3.3364 | 3.4442 | 3.0782 | 3.3706 | 4.277 | 3.4465 | 2.4707 | 2.15 | 1.8992 | 1.81 | 1.6215 | 1.71 | 2.0531 | 2.07 | 2.8364 | 4.1416 | 5.1827 | 5.6277 | 5.5259 | 5.1158 | 4.4924 | 4.0231
2041-05-30 | 3.8447 | 3.396 | 3.1224 | 3.1639 | 3.2848 | 3.2819 | 3.4344 | 3.55 | 3.5988 | 2.7231 | 2.592 | 2.3751 | 2.1269 | 2.132 | 2.5198 | 2.9853 | 3.6306 | 3.9257 | 5.0228 | 5.5265 | 5.2506 | 4.5895 | 4.1455 | 3.6942
2041-05-31 | 3.609 | 3.3888 | 3.3103 | 3.2287 | 3.2386 | 3.6043 | 3.8396 | 3.9047 | 3.6649 | 2.5555 | 2.8428 | 1.8436 | 1.9066 | 2.3595 | 2.9349 | 2.1528 | 2.7507 | 4.0392 | 4.2858 | 4.7286 | 4.22 | 4.1629 | 4.2081 | 4.1231
2041-06-01 | 3.5763 | 3.2615 | 3.0427 | 2.9869 | 3.0317 | 3.0678 | 2.887 | 2.7112 | 2.3416 | 1.8899 | 1.439 | 0.92637 | 1.1124 | 1.1631 | 0.83943 | 1.3256 | 2.2806 | 3.2433 | 4.2353 | 4.8087 | 4.1788 | 3.912 | 3.8245 | 3.5155
2041-06-02 | 3.654 | 3.3705 | 3.1155 | 3.0412 | 2.9518 | 3.0251 | 2.8013 | 2.6128 | 2.3583 | 2.023 | 1.7269 | 1.4554 | 1.5772 | 1.599 | 1.3125 | 1.809 | 2.4353 | 3.197 | 4.4428 | 5.139 | 4.9587 | 4.9134 | 4.1495 | 3.8931
2041-06-03 | 3.5069 | 3.2185 | 3.2163 | 3.2394 | 3.0064 | 3.1408 | 3.1843 | 3.4699 | 3.066 | 2.9476 | 2.5932 | 2.3532 | 2.3146 | 2.3374 | 2.0714 | 2.9937 | 4.3037 | 4.292 | 4.7139 | 5.4457 | 5.3362 | 5.0734 | 4.3892 | 4.0634
2041-06-04 | 3.8088 | 3.2933 | 3.1748 | 3.3499 | 3.1963 | 3.3254 | 3.7663 | 4.0031 | 3.9135 | 3.2713 | 3.0519 | 3.0119 | 2.521 | 2.5612 | 2.4661 | 3.3472 | 3.8556 | 4.3489 | 5.0854 | 5.4247 | 5.1594 | 4.4738 | 4.234 | 4.0815
2041-06-05 | 3.3349 | 3.2572 | 3.1992 | 3.1495 | 3.2231 | 3.5752 | 3.7954 | 3.7109 | 2.553 | 2.0931 | 2.245 | 2.2772 | 2.3928 | 2.3787 | 2.219 | 2.2145 | 3.2619 | 4.0199 | 4.8741 | 5.4298 | 5.2369 | 4.9507 | 4.2439 | 3.9909
2041-06-06 | 3.7112 | 3.3475 | 3.1879 | 3.2213 | 3.1753 | 3.1835 | 3.3235 | 3.1947 | 2.885 | 2.5166 | 2.2234 | 2.2902 | 1.8181 | 1.8102 | 2.3 | 2.6195 | 3.2826 | 3.9149 | 4.7853 | 5.1037 | 4.9289 | 4.3065 | 3.8945 | 3.4828
2041-06-07 | 3.3226 | 3.1762 | 3.0475 | 2.9838 | 2.9675 | 2.9853 | 3.4955 | 3.7229 | 3.2187 | 2.845 | 2.5663 | 2.3404 | 2.6952 | 2.649 | 2.1701 | 2.5477 | 3.3246 | 4.0933 | 4.6488 | 4.9118 | 4.7132 | 4.3024 | 4.2377 | 3.9006
2041-06-08 | 3.6518 | 3.3536 | 3.1372 | 3.154 | 3.1714 | 2.9956 | 2.9676 | 2.8658 | 2.5669 | 2.0783 | 1.5154 | 1.6024 | 2.1361 | 1.7788 | 1.293 | 1.6961 | 2.2807 | 3.1801 | 4.2823 | 4.5905 | 4.4967 | 4.4032 | 3.8161 | 3.5727
2041-06-09 | 3.4979 | 3.4591 | 3.1495 | 3.0901 | 2.9834 | 2.9255 | 2.8175 | 2.8682 | 2.4895 | 2.0497 | 1.6831 | 1.5876 | 1.702 | 1.8444 | 1.4639 | 1.6311 | 2.243 | 2.9657 | 4.3276 | 5.1287 | 4.8813 | 4.3865 | 4.0557 | 3.6519
2041-06-10 | 3.5831 | 3.2095 | 3.0606 | 3.0209 | 3.0529 | 3.0217 | 3.0477 | 3.1759 | 2.8116 | 2.5891 | 2.3903 | 1.8598 | 1.4124 | 1.6465 | 1.7635 | 2.3114 | 2.4594 | 3.9437 | 4.6784 | 5.2339 | 5.1593 | 4.4861 | 3.8897 | 3.7432
2041-06-11 | 3.4776 | 3.1463 | 3.1018 | 3.2784 | 3.0198 | 3.0562 | 3.2334 | 3.5368 | 2.9004 | 2.7609 | 2.3226 | 1.9809 | 2.1055 | 2.1732 | 2.0923 | 2.5528 | 3.8234 | 4.4674 | 5.0672 | 5.3721 | 5.3491 | 4.8227 | 4.2773 | 3.8347
2041-06-12 | 3.5075 | 3.3596 | 3.502 | 3.1859 | 3.0967 | 3.2752 | 4.0145 | 3.962 | 3.179 | 2.7699 | 2.6431 | 2.1339 | 2.2157 | 3.0076 | 2.9629 | 2.7472 | 3.7646 | 4.6186 | 5.0544 | 5.4415 | 5.4164 | 4.815 | 4.416 | 4.2617
2041-06-13 | 4.0583 | 3.772 | 3.3873 | 3.262 | 3.0957 | 3.5947 | 3.6856 | 3.2898 | 3.3358 | 2.9705 | 4.1761 | 3.7909 | 2.7749 | 2.4425 | 2.9967 | 3.2663 | 3.9435 | 4.6523 | 5.0965 | 5.4946 | 5.329 | 4.9448 | 4.1494 | 3.7392
2041-06-14 | 3.3695 | 3.2759 | 3.3082 | 3.1179 | 3.1035 | 3.1405 | 3.9874 | 3.9634 | 3.3087 | 2.6919 | 2.3893 | 1.9648 | 2.207 | 2.5861 | 2.512 | 2.6886 | 3.0469 | 3.9117 | 4.9245 | 5.1955 | 5.2101 | 4.9345 | 4.4136 | 4.2763
2041-06-15 | 3.719 | 3.2983 | 3.1646 | 3.2873 | 3.115 | 3.0472 | 3.0376 | 2.8435 | 2.4491 | 2.1331 | 2.0411 | 2.1174 | 1.8543 | 1.975 | 1.9591 | 2.1709 | 2.5917 | 3.8102 | 4.692 | 4.7419 | 4.61 | 4.3223 | 3.7696 | 3.4529
2041-06-16 | 3.4207 | 3.2281 | 3.0685 | 3.0288 | 3.1342 | 2.9946 | 2.7409 | 2.9783 | 2.689 | 2.3977 | 2.0663 | 1.7321 | 1.7496 | 1.7487 | 1.7836 | 2.0872 | 2.3357 | 2.8562 | 3.9902 | 4.5591 | 4.6463 | 3.8968 | 3.5893 | 3.3639
2041-06-17 | 3.3437 | 3.1122 | 2.9477 | 2.8857 | 3.0128 | 3.1472 | 3.161 | 3.3674 | 3.3274 | 2.5611 | 2.2487 | 2.1188 | 2.1402 | 2.1934 | 2.2086 | 2.6036 | 3.6459 | 4.0307 | 4.8221 | 5.2146 | 5.4865 | 5.1609 | 4.7796 | 4.2482
2041-06-18 | 3.6161 | 3.2 | 3.1658 | 3.1156 | 3.1561 | 3.2736 | 3.4716 | 3.7515 | 3.1933 | 2.7571 | 2.6001 | 2.4546 | 2.3546 | 2.1988 | 1.8296 | 2.4419 | 2.8987 | 3.986 | 5.0236 | 5.3842 | 5.441 | 4.9622 | 5.1097 | 4.8151
2041-06-19 | 4.6084 | 4.0373 | 3.6568 | 3.6191 | 3.7464 | 3.8614 | 3.1802 | 3.2737 | 3.4539 | 2.991 | 2.3468 | 2.2628 | 1.9863 | 1.9704 | 1.8245 | 2.0098 | 3.0379 | 4.5273 | 5.1515 | 5.4692 | 5.4156 | 5.1524 | 4.5166 | 3.9275
2041-06-20 | 4.8067 | 4.7522 | 4.242 | 4.0487 | 3.844 | 4.4849 | 3.3609 | 3.312 | 3.1939 | 2.544 | 2.2937 | 2.2037 | 2.1332 | 2.0684 | 2.0914 | 2.5069 | 3.0018 | 3.7591 | 4.7643 | 5.234 | 5.1766 | 4.8034 | 4.8472 | 5.0403
2041-06-21 | 4.7405 | 3.9605 | 3.7806 | 3.8165 | 4.0721 | 3.8303 | 3.4293 | 3.602 | 3.3336 | 2.8637 | 2.6765 | 2.3092 | 2.2028 | 2.2626 | 2.0994 | 2.7176 | 2.768 | 3.4564 | 4.2684 | 4.7337 | 4.6862 | 4.7925 | 4.3458 | 3.874
2041-06-22 | 3.4328 | 3.5636 | 3.3922 | 3.1388 | 3.0129 | 3.079 | 2.8739 | 2.8181 | 2.3709 | 1.9733 | 1.6409 | 1.3127 | 1.6171 | 1.318 | 0.94394 | 1.539 | 2.2891 | 2.9854 | 3.7709 | 4.4123 | 4.3683 | 4.2216 | 4.3798 | 4.4307
2041-06-23 | 4.5267 | 4.0919 | 3.7381 | 3.6145 | 3.5631 | 3.7926 | 2.9038 | 2.8219 | 2.6721 | 2.2017 | 1.9219 | 2.1757 | 2.1436 | 2.0063 | 1.9242 | 1.6483 | 2.2388 | 3.1977 | 4.2386 | 4.9117 | 4.788 | 4.2205 | 4.5447 | 4.8402
2041-06-24 | 3.8331 | 3.1741 | 3.0497 | 3.0287 | 3.0076 | 3.4049 | 3.1282 | 3.5254 | 3.6153 | 2.9301 | 2.4119 | 2.3651 | 2.58 | 2.1734 | 2.3796 | 2.2534 | 3.0015 | 4.4757 | 5.2968 | 5.455 | 5.4022 | 4.9934 | 5.0898 | 5.1682
2041-06-25 | 4.688 | 4.1169 | 4.1906 | 4.1743 | 3.8923 | 4.2443 | 3.7865 | 4.3014 | 3.9373 | 3.2008 | 2.7024 | 2.6503 | 2.6486 | 2.5338 | 2.0531 | 2.3499 | 1.6988 | 2.9655 | 3.6913 | 4.8816 | 5.4962 | 4.8004 | 4.3034 | 3.5482
2041-06-26 | 3.215 | 3.0816 | 2.9759 | 2.9163 | 2.9127 | 3.042 | 3.0307 | 3.0467 | 2.4592 | 2.136 | 1.9782 | 1.8421 | 1.7322 | 1.8234 | 1.7661 | 2.0859 | 3.4172 | 4.252 | 5.3407 | 5.5107 | 5.5133 | 5.3274 | 5.1151 | 4.4063
2041-06-27 | 3.8932 | 3.5262 | 3.3918 | 3.308 | 3.3408 | 3.4685 | 3.4616 | 4.2768 | 3.8793 | 3.4587 | 3.2828 | 3.2432 | 2.9881 | 2.7143 | 2.6941 | 3.3836 | 3.4636 | 4.2252 | 4.9251 | 5.4089 | 5.2978 | 4.9666 | 4.7822 | 4.0263
2041-06-28 | 3.4144 | 3.2318 | 3.1279 | 3.1279 | 3.1937 | 2.9921 | 2.9279 | 3.1653 | 2.7913 | 2.3945 | 1.9113 | 2.0851 | 2.3853 | 2.1277 | 2.4659 | 2.8847 | 3.3847 | 3.852 | 4.3979 | 4.9276 | 5.0057 | 4.708 | 4.4486 | 3.7506
2041-06-29 | 3.4989 | 3.4312 | 3.0863 | 3.0407 | 2.9333 | 3.0186 | 3.1749 | 2.6877 | 2.3575 | 2.0381 | 1.8686 | 1.473 | 1.6963 | 1.9417 | 1.8619 | 1.7342 | 2.1597 | 3.3546 | 4.1484 | 4.4219 | 4.5111 | 4.2239 | 3.9256 | 3.4413
2041-06-30 | 3.4658 | 3.3349 | 3.098 | 3.0432 | 2.9683 | 3.1106 | 2.8064 | 2.7507 | 2.6518 | 2.4457 | 2.2087 | 1.7645 | 1.9908 | 1.9447 | 2.0473 | 2.2148 | 2.5128 | 3.1623 | 4.2832 | 4.4995 | 4.3029 | 4.069 | 4.121 | 3.4783
2041-07-01 | 3.0972 | 3.0595 | 3.0804 | 2.8785 | 2.9215 | 3.0085 | 3.3607 | 3.3652 | 2.9788 | 2.5928 | 2.3076 | 2.175 | 2.0162 | 2.2411 | 2.4831 | 2.8774 | 3.65 | 4.5868 | 5.0953 | 5.4782 | 5.2195 | 4.9205 | 4.1268 | 3.6199
2041-07-02 | 3.4655 | 3.4156 | 3.2668 | 3.1905 | 3.1362 | 3.3202 | 3.353 | 3.3837 | 3.4863 | 2.9505 | 2.2246 | 1.8445 | 1.9949 | 2.1556 | 2.244 | 2.2477 | 2.8798 | 3.8382 | 4.5687 | 4.9715 | 4.9659 | 5.6031 | 4.9047 | 4.4689
2041-07-03 | 4.1022 | 4.2334 | 3.609 | 3.5778 | 3.3848 | 3.4487 | 3.4696 | 3.0566 | 2.6234 | 2.1262 | 1.9493 | 1.7652 | 1.9724 | 1.7402 | 1.4917 | 1.8647 | 2.9722 | 3.8274 | 4.1622 | 4.468 | 4.4031 | 4.986 | 5.1469 | 4.6537
2041-07-04 | 4.3958 | 3.9759 | 3.6014 | 3.6151 | 3.6242 | 4.1524 | 3.6593 | 3.2662 | 3.0391 | 2.5647 | 2.2906 | 2.1371 | 2.2874 | 2.2331 | 2.618 | 2.25 | 3.0373 | 4.1699 | 4.9166 | 5.2345 | 5.1072 | 5.0794 | 4.9538 | 4.6041
2041-07-05 | 4.5334 | 4.2051 | 3.7777 | 3.8068 | 3.833 | 3.6973 | 3.8426 | 3.6798 | 3.4068 | 3.0386 | 2.3163 | 2.1496 | 1.9815 | 2.0063 | 2.1809 | 2.2877 | 2.9787 | 3.6505 | 3.776 | 4.7169 | 4.675 | 5.443 | 5.1285 | 4.7432
2041-07-06 | 4.2837 | 3.923 | 3.5023 | 3.4862 | 3.6687 | 3.5008 | 3.1322 | 3.0017 | 2.6305 | 2.3935 | 2.2282 | 2.1175 | 2.3138 | 2.2182 | 2.0957 | 2.1103 | 2.5979 | 2.8394 | 3.7361 | 4.0625 | 3.9705 | 3.588 | 3.3052 | 3.1903
2041-07-07 | 3.1792 | 3.1694 | 2.9831 | 2.9401 | 2.8071 | 2.9388 | 2.8254 | 2.4403 | 2.1813 | 1.7549 | 1.526 | 1.7318 | 1.3236 | 1.3211 | 1.6786 | 1.5428 | 2.0023 | 2.8484 | 3.7872 | 4.4335 | 3.9565 | 3.7918 | 3.6236 | 3.1838
2041-07-08 | 3.0759 | 3.0621 | 2.9653 | 2.8736 | 3.0044 | 3.0582 | 3.0154 | 3.0584 | 2.69 | 2.3098 | 1.8514 | 1.6337 | 1.6344 | 1.8495 | 2.0212 | 1.9809 | 2.7512 | 4.1532 | 4.9243 | 5.2802 | 5.1083 | 5.2864 | 5.0789 | 5.0728
2041-07-09 | 4.5427 | 4.0635 | 3.4267 | 3.3977 | 3.3698 | 3.5427 | 4.1508 | 3.5863 | 3.1794 | 2.452 | 2.4454 | 2.3424 | 1.9165 | 2.4931 | 2.5065 | 2.5554 | 2.9218 | 4.1133 | 4.5296 | 5.0391 | 4.8317 | 5.4682 | 4.9171 | 4.4232
2041-07-10 | 3.9976 | 4.0063 | 3.7703 | 3.5582 | 3.3979 | 3.7081 | 3.8143 | 3.208 | 2.7876 | 2.5978 | 2.281 | 2.2589 | 2.2292 | 2.3929 | 2.2055 | 2.6153 | 2.7438 | 3.35 | 4.2263 | 5.1386 | 5.0654 | 5.5707 | 5.2855 | 4.5502
2041-07-11 | 4.5477 | 4.2791 | 3.7929 | 3.6915 | 3.8171 | 4.0017 | 3.8702 | 3.3834 | 3.1737 | 2.6878 | 2.4798 | 2.5532 | 3.1163 | 2.7126 | 2.6878 | 2.4887 | 2.9752 | 3.9353 | 4.5418 | 5.0781 | 4.8737 | 5.2576 | 5.1926 | 4.6219
2041-07-12 | 4.3421 | 4.4043 | 3.8737 | 3.5914 | 3.3081 | 3.5061 | 3.4956 | 2.9849 | 2.9269 | 2.7125 | 2.5654 | 2.2086 | 2.0708 | 2.0451 | 2.1242 | 2.5686 | 3.038 | 3.5484 | 4.2891 | 4.9059 | 4.3182 | 5.1879 | 5.6881 | 4.8409
2041-07-13 | 4.2825 | 4.2051 | 3.7671 | 3.586 | 3.6597 | 3.6792 | 3.2579 | 2.9615 | 2.6084 | 2.3863 | 2.0993 | 1.8401 | 1.7722 | 2.076 | 2.2325 | 1.8952 | 2.5394 | 2.9404 | 3.4599 | 4.2896 | 4.4682 | 5.0316 | 5.3453 | 4.8211
2041-07-14 | 3.4834 | 3.2187 | 3.3493 | 3.1304 | 2.955 | 2.9183 | 2.795 | 2.8861 | 2.4399 | 2.229 | 2.0433 | 1.137 | 1.3035 | 1.4261 | 1.8536 | 1.8751 | 2.482 | 3.3415 | 4.1154 | 4.7051 | 4.1513 | 3.6401 | 3.8707 | 3.5774
2041-07-15 | 3.376 | 3.0948 | 3.0582 | 3.1678 | 3.0804 | 3.0794 | 3.1522 | 3.7638 | 3.5216 | 2.8924 | 2.3615 | 2.4339 | 2.3008 | 2.189 | 1.9579 | 2.3558 | 2.7457 | 3.9783 | 4.9279 | 5.3884 | 5.2521 | 5.5538 | 5.3056 | 4.9907
2041-07-16 | 4.6683 | 3.998 | 4.117 | 4.2464 | 3.6778 | 3.9299 | 3.9611 | 3.8973 | 3.2756 | 3.0538 | 2.3959 | 2.3022 | 2.6379 | 2.6975 | 2.8458 | 2.6111 | 3.5266 | 4.3738 | 4.7394 | 5.3731 | 5.1762 | 5.3013 | 5.2523 | 4.7265
2041-07-17 | 4.1728 | 4.3549 | 4.0356 | 3.8417 | 3.6471 | 4.0773 | 4.355 | 3.3383 | 3.4828 | 2.6619 | 2.3385 | 2.2612 | 1.9807 | 2.1211 | 2.6608 | 2.9538 | 3.4636 | 4.1878 | 4.8005 | 5.2716 | 5.0363 | 4.9747 | 4.933 | 4.6223
2041-07-18 | 4.7213 | 4.4103 | 3.9116 | 3.7906 | 3.8062 | 3.7396 | 3.917 | 3.3567 | 3.0034 | 2.6023 | 2.1439 | 2.1742 | 2.0361 | 1.8933 | 2.1049 | 2.4653 | 2.8828 | 3.6904 | 4.4339 | 4.9067 | 4.9658 | 5.0723 | 5.6092 | 4.9998
2041-07-19 | 4.1214 | 3.7286 | 3.8736 | 4.0438 | 3.5025 | 3.7123 | 4.3061 | 3.5937 | 3.0782 | 2.8278 | 2.4856 | 2.204 | 2.214 | 2.3557 | 2.5013 | 2.3558 | 3.3046 | 3.5243 | 3.5201 | 4.2467 | 4.3257 | 4.7919 | 4.9154 | 4.9279
2041-07-20 | 4.1902 | 3.6847 | 3.8985 | 3.5904 | 3.3277 | 3.5858 | 3.7757 | 3.0343 | 2.5264 | 2.1431 | 1.5178 | 1.1343 | 1.2228 | 1.7036 | 2.1249 | 1.8869 | 2.4787 | 3.1198 | 3.4936 | 3.7028 | 4.0977 | 4.7292 | 4.604 | 4.8629
2041-07-21 | 3.7337 | 3.3537 | 3.1096 | 3.0248 | 2.8527 | 2.8776 | 3.0209 | 2.728 | 2.2494 | 2.0428 | 1.8244 | 1.8166 | 1.8339 | 1.9539 | 2.2726 | 2.508 | 2.9274 | 3.5328 | 4.5936 | 5.0065 | 4.4731 | 4.4584 | 4.6939 | 4.3098
2041-07-22 | 3.3346 | 3.0512 | 3.0785 | 3.1689 | 3.0503 | 3.0781 | 3.06 | 3.3529 | 2.8572 | 2.5011 | 2.5272 | 2.3297 | 2.1936 | 2.2154 | 2.1788 | 2.5572 | 3.7531 | 4.7568 | 5.2106 | 5.5987 | 4.9704 | 5.4036 | 5.3353 | 5.3972
2041-07-23 | 4.948 | 4.5763 | 4.0925 | 3.9767 | 3.7527 | 4.4499 | 4.675 | 3.7367 | 4.052 | 3.5859 | 2.7593 | 2.3134 | 2.5913 | 2.6013 | 2.7014 | 3.1459 | 3.6327 | 4.2083 | 4.9612 | 5.1963 | 4.7587 | 5.6498 | 5.6058 | 4.8195
2041-07-24 | 3.77 | 3.5723 | 3.8435 | 4.0682 | 3.4991 | 3.8431 | 4.4942 | 3.7583 | 2.9521 | 2.4385 | 2.1563 | 2.3058 | 2.8389 | 2.7273 | 2.5763 | 2.7054 | 3.0461 | 4.0036 | 4.8112 | 5.3424 | 5.2176 | 5.1789 | 5.0836 | 4.6613
2041-07-25 | 4.5854 | 4.4007 | 4.009 | 4.095 | 4.0026 | 4.0191 | 4.2692 | 3.84 | 3.2841 | 2.75 | 2.5396 | 2.5229 | 2.1805 | 2.0523 | 2.4779 | 2.7161 | 3.1539 | 3.6218 | 4.7844 | 5.4325 | 5.355 | 5.5641 | 5.4799 | 4.8712
2041-07-26 | 4.6317 | 4.4998 | 3.9346 | 3.7263 | 3.9278 | 4.1942 | 3.8527 | 3.6074 | 3.8105 | 2.841 | 2.5613 | 2.2436 | 2.1074 | 2.0826 | 2.2059 | 2.4928 | 2.9174 | 3.9089 | 4.6914 | 5.4286 | 5.139 | 5.7268 | 5.7677 | 4.794
2041-07-27 | 4.4564 | 4.7104 | 4.5289 | 4.0022 | 3.5367 | 3.9199 | 3.9163 | 3.0106 | 2.6146 | 2.3466 | 1.9405 | 1.8251 | 1.9445 | 1.6519 | 1.5484 | 1.8185 | 2.4865 | 3.1363 | 3.6335 | 4.4543 | 4.3023 | 4.7836 | 4.6954 | 4.773
2041-07-28 | 4.4543 | 3.8527 | 3.6193 | 3.4811 | 3.1096 | 2.985 | 3.1821 | 2.8239 | 2.2216 | 2.0376 | 1.7631 | 1.4948 | 1.6232 | 1.7666 | 1.5799 | 1.7134 | 2.4889 | 3.2125 | 4.2715 | 5.0207 | 4.6518 | 3.748 | 3.4635 | 3.4694
2041-07-29 | 3.3869 | 3.1838 | 3.286 | 4.0788 | 3.5729 | 3.6334 | 3.4385 | 3.653 | 3.2828 | 3.1334 | 2.6926 | 2.3237 | 2.1712 | 2.5867 | 2.6408 | 3.1048 | 3.6623 | 4.8948 | 5.3402 | 5.6079 | 5.6072 | 5.6557 | 5.5588 | 5.4157
2041-07-30 | 4.9057 | 4.4606 | 4.0277 | 4.1392 | 4.1923 | 4.1656 | 4.3364 | 3.8467 | 3.9703 | 3.3131 | 2.9283 | 2.6068 | 2.3054 | 2.3231 | 2.4942 | 3.0105 | 3.9578 | 4.4505 | 5.0927 | 5.5934 | 5.3238 | 5.5861 | 5.2626 | 5.0569
2041-07-31 | 5.0114 | 4.3349 | 4.1168 | 4.2392 | 4.0838 | 4.1431 | 4.467 | 4.0341 | 3.4998 | 2.5203 | 2.503 | 2.0661 | 1.9417 | 1.9073 | 2.227 | 2.6229 | 3.1367 | 4.1511 | 5.0195 | 5.5714 | 5.3797 | 5.5426 | 5.3978 | 5.1824
2041-08-01 | 5.3162 | 4.9804 | 4.2441 | 4.0033 | 4.0273 | 4.6294 | 5.0002 | 4.5658 | 4.2367 | 3.4446 | 3.2545 | 2.8228 | 2.4027 | 2.2861 | 2.5436 | 2.8693 | 3.2708 | 3.789 | 4.9422 | 5.4615 | 4.8699 | 5.4731 | 5.1591 | 4.8726
2041-08-02 | 4.728 | 4.685 | 4.0553 | 3.6837 | 3.6494 | 3.6649 | 3.8359 | 3.2705 | 2.9671 | 2.5447 | 2.1512 | 2.0046 | 2.2284 | 2.2693 | 2.687 | 2.9555 | 3.527 | 3.7799 | 4.1296 | 4.6295 | 3.9146 | 4.549 | 5.017 | 4.9307
2041-08-03 | 4.2377 | 3.535 | 3.1984 | 3.2157 | 3.0476 | 3.0541 | 3.1446 | 3.0579 | 2.7633 | 2.0815 | 2.0786 | 1.9193 | 1.7595 | 1.9322 | 1.4934 | 2.0024 | 2.7771 | 3.4515 | 4.2992 | 4.9432 | 4.5613 | 4.447 | 4.9862 | 4.8114
2041-08-04 | 4.2623 | 3.453 | 3.3137 | 3.2697 | 2.9216 | 2.9636 | 3.0358 | 2.9515 | 2.607 | 2.0872 | 1.885 | 1.9345 | 1.7707 | 1.8588 | 1.4986 | 1.8074 | 2.4426 | 3.3864 | 4.1884 | 5.2675 | 5.0531 | 4.2814 | 3.5243 | 3.3306
2041-08-05 | 3.2865 | 3.2541 | 3.079 | 3.1169 | 3.4806 | 4.0009 | 3.6519 | 3.3024 | 3.3327 | 2.9344 | 2.955 | 2.414 | 2.4898 | 2.2675 | 2.0067 | 2.3852 | 3.4966 | 4.4513 | 4.9378 | 5.5921 | 5.0024 | 5.2191 | 5.1342 | 5.0741
2041-08-06 | 4.5638 | 4.3787 | 3.8971 | 4.0403 | 3.9742 | 4.0232 | 4.283 | 3.7793 | 3.4995 | 2.9168 | 2.4886 | 2.7118 | 2.4743 | 2.3853 | 2.6294 | 2.7527 | 3.4777 | 4.0694 | 5.1725 | 5.7038 | 5.1952 | 5.7377 | 5.755 | 4.6602
2041-08-07 | 4.0525 | 4.3748 | 4.0086 | 3.6899 | 3.6021 | 4.1976 | 4.3892 | 3.4366 | 3.3841 | 2.7605 | 2.6219 | 2.4248 | 2.4245 | 2.3288 | 2.6082 | 2.8725 | 4.1542 | 4.189 | 5.189 | 5.7762 | 5.4443 | 5.7407 | 5.73 | 5.2943
2041-08-08 | 4.6582 | 4.4548 | 4.3167 | 4.6586 | 4.382 | 4.2364 | 4.4862 | 4.0079 | 3.7327 | 3.1784 | 2.9418 | 2.8306 | 3.2312 | 3.7183 | 4.0315 | 3.5526 | 4.788 | 5.1573 | 5.6907 | 5.7496 | 5.1777 | 5.4599 | 5.6841 | 4.4818
2041-08-09 | 4.0447 | 4.3764 | 4.0666 | 4.1192 | 3.9266 | 4.7704 | 4.9026 | 3.8796 | 3.5045 | 2.835 | 2.7065 | 2.8275 | 2.2945 | 2.2551 | 2.4582 | 2.7124 | 2.9543 | 4.1979 | 5.0887 | 5.3332 | 5.0441 | 5.4236 | 5.2439 | 4.9885
2041-08-10 | 4.565 | 4.3787 | 3.8186 | 3.8852 | 3.4423 | 3.1432 | 3.3204 | 2.9462 | 2.6565 | 2.2431 | 1.7734 | 1.6099 | 1.8402 | 1.9893 | 2.0737 | 2.3209 | 3.0825 | 3.8441 | 4.6201 | 5.6065 | 5.2698 | 5.5299 | 5.0007 | 4.7017
2041-08-11 | 3.9899 | 3.3899 | 3.2827 | 3.3598 | 3.2058 | 3.184 | 3.2012 | 2.8361 | 2.595 | 2.0194 | 1.6968 | 1.8688 | 1.7298 | 1.741 | 1.7586 | 1.8933 | 2.5433 | 3.5771 | 4.4258 | 5.1802 | 5.043 | 4.0044 | 3.7374 | 3.6727
2041-08-12 | 3.3635 | 3.5127 | 3.5829 | 3.6106 | 3.178 | 3.356 | 3.6387 | 3.6763 | 3.2844 | 2.6534 | 2.7049 | 2.7005 | 2.5697 | 2.6566 | 2.4952 | 3.3786 | 4.0824 | 4.8237 | 5.5757 | 5.775 | 5.4693 | 5.4107 | 5.2835 | 4.8824
2041-08-13 | 4.9831 | 4.4391 | 4.0277 | 4.2075 | 4.1177 | 4.3457 | 4.9898 | 3.8912 | 3.7467 | 2.9774 | 2.5237 | 2.7406 | 2.9513 | 2.9095 | 2.6955 | 2.963 | 3.8591 | 4.3872 | 5.2385 | 5.7293 | 5.244 | 5.1748 | 5.4121 | 5.1104
2041-08-14 | 4.1538 | 4.1065 | 4.2587 | 3.8717 | 3.8759 | 4.6562 | 4.6417 | 3.7252 | 3.5718 | 2.84 | 2.2446 | 1.9652 | 2.1718 | 2.2278 | 2.211 | 2.69 | 3.7003 | 4.7488 | 5.4726 | 5.6949 | 5.5852 | 5.7544 | 5.2861 | 4.7475
2041-08-15 | 4.6331 | 4.6403 | 4.1167 | 3.919 | 4.1052 | 4.2277 | 3.9587 | 3.724 | 3.5252 | 3.0404 | 2.8864 | 3.3382 | 3.2252 | 2.608 | 2.6865 | 3.1317 | 3.8023 | 4.7356 | 5.4959 | 5.597 | 5.0494 | 5.7595 | 5.9338 | 5.7808
2041-08-16 | 4.8558 | 4.7838 | 5.0382 | 4.6121 | 4.322 | 4.9423 | 4.4454 | 3.1655 | 2.7563 | 2.4505 | 2.4394 | 2.3701 | 2.1359 | 2.2859 | 2.3467 | 2.4945 | 3.8395 | 5.0038 | 5.4539 | 5.645 | 5.4062 | 5.7642 | 5.7382 | 5.4501
2041-08-17 | 5.3621 | 4.8982 | 4.4602 | 3.9817 | 3.8865 | 4.3836 | 4.0042 | 3.1172 | 2.9189 | 2.6458 | 2.2675 | 2.1694 | 2.439 | 2.5245 | 2.1445 | 2.6365 | 3.2207 | 3.9581 | 4.7395 | 4.6219 | 4.5631 | 5.3919 | 5.3498 | 4.611
2041-08-18 | 4.1398 | 3.6173 | 3.6271 | 3.5652 | 3.2071 | 3.0949 | 3.0702 | 2.9465 | 2.7258 | 2.3291 | 1.8523 | 1.7386 | 1.8056 | 2.0656 | 2.192 | 2.2927 | 3.002 | 3.9185 | 4.793 | 5.5731 | 5.3195 | 5.0361 | 4.8955 | 4.511
2041-08-19 | 4.3226 | 4.1248 | 3.351 | 3.243 | 3.349 | 3.9172 | 3.9122 | 3.6657 | 3.565 | 3.2598 | 3.1075 | 2.6188 | 2.7518 | 2.7646 | 2.813 | 3.0412 | 4.0378 | 4.7959 | 5.4156 | 5.5227 | 5.2683 | 5.7566 | 5.3485 | 5.15
2041-08-20 | 5.0435 | 4.5065 | 4.2741 | 4.6689 | 3.9409 | 4.5379 | 5.234 | 4.482 | 4.2138 | 2.8761 | 2.5293 | 2.5357 | 2.6844 | 2.8877 | 2.8951 | 2.9507 | 3.7414 | 4.5859 | 5.0528 | 5.7016 | 5.0216 | 5.1694 | 5.3218 | 4.8612
2041-08-21 | 4.5908 | 4.3856 | 3.875 | 3.8148 | 3.895 | 4.4909 | 5.0578 | 4.1725 | 3.1065 | 2.8823 | 2.5494 | 2.425 | 2.4344 | 2.6476 | 3.0507 | 2.9766 | 3.9701 | 4.8717 | 4.6564 | 5.0599 | 5.1108 | 5.4278 | 5.2939 | 4.9974
2041-08-22 | 4.9176 | 4.1137 | 4.166 | 4.5004 | 4.1575 | 4.0985 | 4.7061 | 4.4643 | 3.5371 | 3.4935 | 3.3087 | 4.0614 | 3.958 | 3.3491 | 3.6999 | 3.8991 | 4.3812 | 4.1361 | 4.4856 | 4.5984 | 3.8812 | 3.7216 | 3.6072 | 3.4689
2041-08-23 | 3.0605 | 2.9436 | 3.0525 | 3.0103 | 3.0053 | 2.886 | 2.4323 | 2.8021 | 3.1681 | 2.9108 | 2.7017 | 2.6313 | 2.3545 | 1.9311 | 2.1453 | 2.8828 | 3.7423 | 4.3128 | 4.2917 | 3.8406 | 3.604 | 3.6248 | 3.8408 | 3.5502
2041-08-24 | 3.3087 | 3.0608 | 2.9476 | 3.0468 | 2.8679 | 2.9723 | 2.9956 | 2.8598 | 2.404 | 1.7658 | 2.0431 | 2.1922 | 1.8165 | 2.4171 | 2.3481 | 2.4038 | 3.0966 | 3.9272 | 4.0729 | 4.0556 | 3.4624 | 3.3513 | 3.5036 | 3.6306
2041-08-25 | 3.3732 | 3.1891 | 3.1266 | 3.1127 | 3.3489 | 3.2792 | 3.264 | 2.7827 | 2.7345 | 2.3969 | 2.0815 | 1.6454 | 1.8129 | 1.9444 | 2.2931 | 2.5913 | 2.8476 | 3.6699 | 4.566 | 4.6986 | 4.2255 | 3.5738 | 3.4942 | 3.3111
2041-08-26 | 3.3374 | 3.1494 | 3 | 2.935 | 3.0074 | 3.2499 | 3.389 | 3.073 | 3.2472 | 2.8051 | 2.7038 | 3.2066 | 2.934 | 2.4964 | 2.9963 | 3.2646 | 3.7019 | 4.1784 | 5.4994 | 5.7933 | 5.2616 | 5.3531 | 5.5753 | 4.5511
2041-08-27 | 4.0694 | 3.9908 | 4.0669 | 4.2985 | 3.7074 | 4.0095 | 4.6256 | 3.6511 | 3.6242 | 2.8169 | 2.5771 | 2.5985 | 2.4311 | 2.7677 | 3.1472 | 3.3062 | 3.8396 | 4.6821 | 5.5278 | 5.7483 | 5.4037 | 5.8339 | 5.4367 | 4.5971
2041-08-28 | 4.6748 | 3.9826 | 3.6796 | 3.5783 | 3.7365 | 3.7888 | 4.1144 | 3.3178 | 3.1697 | 2.5414 | 2.2652 | 1.956 | 2.0311 | 2.1013 | 2.2974 | 2.5946 | 3.4459 | 3.8975 | 4.983 | 5.5865 | 5.0921 | 4.9197 | 4.7381 | 4.599
2041-08-29 | 3.8654 | 3.8238 | 3.7743 | 3.7249 | 3.6097 | 4.3617 | 4.4577 | 3.2959 | 2.8886 | 2.5559 | 2.205 | 2.2508 | 2.471 | 2.282 | 2.2752 | 2.4599 | 3.1979 | 3.7013 | 5.0263 | 5.5681 | 4.8288 | 4.7404 | 4.8381 | 4.9633
2041-08-30 | 4.0285 | 3.7498 | 3.7716 | 3.889 | 3.6089 | 3.601 | 3.7071 | 2.9762 | 2.7892 | 2.5782 | 2.5212 | 2.0705 | 2.1429 | 2.5797 | 2.478 | 2.3128 | 2.68 | 3.4051 | 4.3405 | 4.676 | 3.9396 | 4.779 | 4.9838 | 4.111
2041-08-31 | 3.7224 | 3.6378 | 3.6484 | 3.317 | 3.3221 | 2.9978 | 3.282 | 2.7609 | 2.2032 | 1.9061 | 1.4579 | 1.2031 | 1.4048 | 1.6964 | 1.7634 | 1.9959 | 2.728 | 3.8008 | 4.0669 | 3.9821 | 4.0037 | 3.7708 | 3.7493 | 3.713
2041-09-01 | 3.5908 | 3.3478 | 3.2777 | 3.3027 | 3.1342 | 2.8772 | 2.8846 | 2.6406 | 2.5366 | 2.126 | 1.876 | 1.4413 | 1.2747 | 1.377 | 1.3221 | 1.9493 | 2.7006 | 3.516 | 4.3406 | 4.7032 | 4.1984 | 4.4306 | 4.3409 | 4.0322
2041-09-02 | 4.0115 | 3.6931 | 3.0699 | 3.0413 | 3.2951 | 3.1739 | 3.2314 | 3.2633 | 2.9381 | 2.4138 | 2.4259 | 2.4122 | 2.5062 | 2.5962 | 2.4907 | 3.0336 | 3.5077 | 4.3726 | 5.0783 | 5.2261 | 4.878 | 4.3503 | 4.0254 | 3.8309
2041-09-03 | 3.8832 | 3.5531 | 3.3664 | 3.631 | 3.5008 | 3.4142 | 4.0583 | 3.76 | 3.5949 | 3.0235 | 2.4067 | 2.2421 | 2.6502 | 2.4413 | 2.5259 | 3.3102 | 4.4069 | 5.3246 | 5.83 | 5.8612 | 5.4539 | 5.6163 | 5.3052 | 5.2978
2041-09-04 | 4.8575 | 4.2004 | 4.1874 | 4.4009 | 4.1862 | 4.4493 | 4.7288 | 4.14 | 3.5476 | 2.9703 | 2.4749 | 2.1453 | 2.1124 | 2.5888 | 2.6962 | 2.4054 | 3.7794 | 4.752 | 5.4356 | 5.7182 | 5.289 | 5.2658 | 5.1018 | 5.0392
2041-09-05 | 4.8302 | 4.2811 | 4.2531 | 4.4852 | 3.9022 | 3.9735 | 4.3982 | 3.7467 | 3.3038 | 2.8533 | 2.472 | 2.3314 | 2.3233 | 2.5909 | 2.7115 | 2.798 | 3.9456 | 4.9634 | 5.5465 | 5.8106 | 5.4211 | 5.5711 | 5.5073 | 4.8218
2041-09-06 | 4.6087 | 4.6387 | 4.3044 | 4.2633 | 4.3286 | 5.1001 | 5.104 | 4.0624 | 3.9847 | 3.0811 | 2.3664 | 2.1669 | 2.3248 | 2.2422 | 2.0951 | 2.4818 | 3.4793 | 4.1429 | 4.9821 | 5.3549 | 4.651 | 5.1949 | 5.582 | 5.0415
2041-09-07 | 4.3163 | 4.0511 | 4.2011 | 3.7563 | 3.5005 | 3.5413 | 3.4613 | 3.0291 | 2.4564 | 1.964 | 1.7051 | 1.4838 | 1.8061 | 1.754 | 2.0414 | 2.248 | 3.0636 | 3.9696 | 4.7294 | 4.5761 | 4.5986 | 4.7624 | 5.0791 | 4.3688
2041-09-08 | 4.1828 | 3.9176 | 3.4507 | 3.1947 | 2.9718 | 3.1148 | 3.3622 | 2.7156 | 2.4148 | 2.0876 | 1.7199 | 1.5335 | 1.7354 | 1.8644 | 1.6072 | 1.9711 | 2.6643 | 3.766 | 4.7232 | 5.1475 | 4.7067 | 4.3229 | 3.7885 | 3.5887
2041-09-09 | 3.5382 | 3.3166 | 3.1072 | 3.1124 | 3.2934 | 3.3206 | 3.9142 | 3.9858 | 3.3847 | 2.8977 | 2.5523 | 2.3352 | 2.43 | 2.6738 | 3.0726 | 3.4774 | 4.0284 | 4.8335 | 5.6009 | 5.8227 | 5.5082 | 5.4961 | 5.3278 | 4.9416
2041-09-10 | 4.5819 | 4.591 | 4.5437 | 4.2163 | 4.133 | 4.7327 | 5.348 | 4.1277 | 3.7053 | 3.0337 | 2.6702 | 2.6058 | 2.9911 | 2.7814 | 2.3535 | 3.1497 | 3.8457 | 4.4453 | 5.257 | 5.068 | 4.3839 | 4.2935 | 3.8807 | 3.6021
2041-09-11 | 3.39 | 3.3072 | 3.4348 | 3.2089 | 3.2117 | 3.3173 | 3.3522 | 3.356 | 2.9834 | 2.5907 | 2.0398 | 2.344 | 1.8989 | 2.1223 | 2.1796 | 2.243 | 2.649 | 3.0241 | 3.41 | 3.3259 | 3.0254 | 2.9748 | 3.178 | 2.9339
2041-09-12 | 2.7474 | 2.6318 | 2.5537 | 2.5391 | 2.6512 | 2.6792 | 2.8196 | 2.811 | 2.7538 | 2.343 | 2.0652 | 1.7676 | 1.6759 | 1.8335 | 2.4114 | 2.8138 | 3.0291 | 3.4627 | 4.2223 | 3.6354 | 3.4363 | 4.2882 | 4.6944 | 4.9464
2041-09-13 | 4.3872 | 4.1348 | 4.0361 | 4.1986 | 4.3575 | 4.35 | 4.8523 | 4.0514 | 3.1663 | 2.563 | 2.153 | 1.9516 | 1.9989 | 2.0667 | 2.4209 | 2.9445 | 3.4279 | 4.3775 | 5.0802 | 4.7784 | 4.3955 | 5.2702 | 5.0932 | 4.7109
2041-09-14 | 4.2007 | 4.3529 | 4.0312 | 3.9898 | 4.2605 | 4.1199 | 4.0082 | 3.078 | 2.6163 | 1.904 | 1.3523 | 1.3928 | 1.4921 | 1.4139 | 1.6684 | 2.2265 | 2.6912 | 3.5201 | 4.5567 | 4.8884 | 4.1615 | 4.5376 | 4.947 | 4.3363
2041-09-15 | 3.988 | 4.1094 | 3.8337 | 3.575 | 3.5711 | 3.8552 | 3.7847 | 2.871 | 2.2877 | 2.2418 | 1.4863 | 0.86956 | 1.0918 | 1.4642 | 1.0399 | 1.4887 | 2.5213 | 3.5537 | 4.2782 | 4.3791 | 3.9384 | 4.5574 | 4.6131 | 3.7289
2041-09-16 | 3.1264 | 3.0029 | 3.0419 | 3.1253 | 3.0481 | 3.3103 | 3.8294 | 3.6764 | 2.7713 | 2.1566 | 2.0195 | 1.7421 | 2.1531 | 2.4803 | 2.0565 | 2.4723 | 3.3771 | 4.37 | 5.2243 | 5.3564 | 4.9702 | 5.2791 | 4.902 | 4.4854
2041-09-17 | 4.1531 | 4.1564 | 4.1501 | 3.664 | 3.2592 | 3.2201 | 3.7993 | 3.3146 | 2.8689 | 2.4165 | 2.1148 | 1.9001 | 1.6942 | 1.8446 | 1.572 | 2.2273 | 3.4502 | 4.4778 | 5.2105 | 5.6399 | 4.8891 | 4.9154 | 4.9591 | 4.8368
2041-09-18 | 3.9607 | 3.4069 | 3.3903 | 3.3907 | 3.0649 | 3.1773 | 3.7187 | 3.6833 | 3.3355 | 2.7787 | 2.2237 | 1.9592 | 2.1037 | 2.098 | 2.3047 | 3.2236 | 3.9061 | 4.6518 | 5.6598 | 5.8484 | 5.4663 | 5.5696 | 5.0617 | 4.608
2041-09-19 | 4.6484 | 4.4743 | 4.379 | 4.0651 | 4.2271 | 4.2343 | 4.0067 | 3.5672 | 3.1872 | 2.6239 | 2.3225 | 2.4181 | 2.5852 | 2.523 | 2.6734 | 3.6377 | 3.875 | 4.7141 | 5.7396 | 5.8366 | 5.2031 | 5.4585 | 5.8011 | 5.4122
2041-09-20 | 4.3007 | 3.656 | 3.8237 | 3.5486 | 3.4961 | 3.8921 | 4.7038 | 3.7154 | 3.0908 | 2.6886 | 2.1813 | 2.0811 | 2.3469 | 2.6185 | 2.6837 | 3.1386 | 4.3587 | 4.984 | 4.5878 | 4.3548 | 4.1728 | 5.1165 | 5.6124 | 5.3603
2041-09-21 | 4.4461 | 4.3793 | 3.8106 | 3.3311 | 3.1968 | 3.341 | 3.7722 | 3.1223 | 2.6522 | 2.2453 | 1.9152 | 1.5502 | 1.4812 | 1.7784 | 1.6808 | 2.0687 | 3.1305 | 4.2006 | 4.5268 | 4.8809 | 4.5707 | 4.1298 | 3.871 | 3.7816
2041-09-22 | 3.673 | 3.3453 | 3.4014 | 3.5525 | 3.2377 | 3.2191 | 3.3252 | 2.7724 | 2.3277 | 1.9691 | 1.7064 | 1.5775 | 1.7331 | 1.9475 | 1.822 | 2.0902 | 2.9827 | 4.0637 | 4.8413 | 5.2425 | 4.8663 | 4.7241 | 5.0246 | 4.8317
2041-09-23 | 4.5252 | 4.3382 | 3.8625 | 3.7873 | 3.9478 | 4.344 | 4.6043 | 3.4163 | 3.1932 | 2.7717 | 2.2583 | 2.2917 | 2.4105 | 2.1649 | 1.9946 | 2.9185 | 4.1163 | 5.3222 | 5.8937 | 5.8534 | 5.1613 | 5.3577 | 5.3382 | 5.2939
2041-09-24 | 4.7198 | 4.447 | 4.1088 | 4.1564 | 4.2885 | 4.2373 | 4.6624 | 3.8157 | 3.6202 | 2.6615 | 2.0714 | 2.5616 | 2.4923 | 2.4537 | 2.3405 | 3.0757 | 4.1171 | 5.2971 | 5.8017 | 5.8715 | 5.2511 | 4.0408 | 3.9052 | 4.1343
2041-09-25 | 4.3615 | 3.9484 | 3.8848 | 3.7468 | 3.5693 | 3.9305 | 5.2188 | 5.1181 | 4.2487 | 3.7755 | 3.3056 | 3.3037 | 3.0665 | 2.5551 | 2.8083 | 3.4632 | 4.632 | 5.0802 | 5.7497 | 5.9053 | 5.5271 | 5.1923 | 4.7375 | 4.3914
2041-09-26 | 4.0992 | 3.9356 | 3.851 | 3.7852 | 3.771 | 4.2665 | 4.8963 | 4.7055 | 4.9232 | 4.5418 | 4.4074 | 3.0329 | 3.6615 | 3.8657 | 4.1382 | 4.68 | 4.5676 | 5.3171 | 5.1622 | 4.356 | 4.0972 | 4.1999 | 4.2547 | 3.8959
2041-09-27 | 3.6136 | 3.4274 | 3.5836 | 3.5155 | 3.1344 | 3.1201 | 3.3824 | 3.1245 | 2.6181 | 2.0744 | 1.8836 | 2.4282 | 2.0889 | 2.4068 | 2.5011 | 2.872 | 4.001 | 4.7546 | 5.0696 | 5.3885 | 4.863 | 5.1289 | 5.043 | 4.6922
2041-09-28 | 4.5258 | 3.7302 | 3.7092 | 3.5312 | 3.4094 | 3.4959 | 3.465 | 3.0779 | 2.4617 | 2.0664 | 1.8073 | 1.7913 | 1.8803 | 1.8712 | 1.6552 | 2.2514 | 3.281 | 3.9262 | 4.9113 | 5.0985 | 4.4362 | 4.1138 | 3.9822 | 3.854
2041-09-29 | 3.8092 | 4.3481 | 4.0811 | 3.9745 | 3.4444 | 3.15 | 3.2363 | 2.8425 | 2.3742 | 1.9818 | 1.8404 | 1.6257 | 1.8586 | 2.1511 | 1.7651 | 2.329 | 3.1793 | 4.2381 | 5.201 | 5.3882 | 4.7586 | 4.2164 | 3.9432 | 3.6397
2041-09-30 | 3.3727 | 3.4102 | 3.3606 | 3.1219 | 3.1507 | 3.3004 | 3.6775 | 3.2265 | 2.6621 | 2.1816 | 2.1832 | 2.1773 | 2.3717 | 2.6045 | 2.5455 | 3.1842 | 4.1639 | 4.9435 | 5.593 | 5.5103 | 4.8618 | 5.1119 | 5.1349 | 4.9734
2041-10-01 | 4.0453 | 3.5401 | 3.3152 | 3.2214 | 3.0322 | 3.1311 | 3.5982 | 3.1407 | 2.654 | 2.1776 | 1.8069 | 1.9011 | 2.1782 | 2.3723 | 2.2965 | 2.8108 | 3.6297 | 4.7881 | 5.7233 | 5.5998 | 4.751 | 4.15 | 4.2236 | 4.0078
2041-10-02 | 3.4419 | 3.2686 | 3.3661 | 3.2174 | 3.0558 | 3.1287 | 3.5208 | 3.1338 | 2.6695 | 2.2386 | 2.1982 | 2.3083 | 2.606 | 3.4125 | 4.0364 | 4.0307 | 4.364 | 5.2255 | 5.7642 | 5.768 | 5.27 | 5.4988 | 5.149 | 4.6508
2041-10-03 | 4.6 | 4.4789 | 3.9713 | 3.8221 | 3.4449 | 3.6063 | 4.0631 | 3.186 | 2.6706 | 2.1968 | 2.1569 | 2.3007 | 2.533 | 2.7557 | 3.581 | 4.3638 | 4.8285 | 5.4036 | 5.7705 | 5.6616 | 4.8689 | 5.3764 | 5.7791 | 5.142
2041-10-04 | 4.4323 | 3.9021 | 3.5913 | 3.5192 | 3.433 | 3.5813 | 3.8533 | 3.0839 | 2.7569 | 2.4833 | 2.1465 | 1.9584 | 2.1175 | 2.4477 | 3.264 | 4.1716 | 4.5664 | 4.6296 | 5.095 | 5.076 | 4.6269 | 5.6153 | 5.5823 | 5.3744
2041-10-05 | 4.4386 | 4.0431 | 4.3536 | 4.2836 | 3.6467 | 3.3676 | 3.7369 | 3.1023 | 2.5557 | 2.0266 | 1.6871 | 1.8499 | 1.8546 | 1.8024 | 2.1014 | 2.3468 | 3.5952 | 4.4534 | 5.3686 | 5.2666 | 4.6729 | 4.2073 | 4.0258 | 3.7224
2041-10-06 | 3.607 | 3.2943 | 3.2214 | 3.1876 | 3.1683 | 3.2953 | 3.2049 | 2.7656 | 2.2239 | 1.864 | 1.8949 | 1.9597 | 1.9069 | 2.2977 | 2.4088 | 2.3496 | 3.2428 | 4.0993 | 5.2638 | 5.0389 | 4.428 | 4.7765 | 4.2781 | 3.9543
2041-10-07 | 3.8223 | 3.2702 | 3.0852 | 3.0433 | 3.0335 | 3.3036 | 3.5213 | 3.078 | 2.8468 | 2.6123 | 2.4354 | 2.1825 | 2.288 | 2.4003 | 2.7316 | 2.8004 | 3.7272 | 5.194 | 5.7713 | 5.6566 | 4.6495 | 4.1967 | 4.3474 | 3.8527
2041-10-08 | 3.6957 | 4.3524 | 4.3328 | 3.9784 | 3.8008 | 4.2916 | 3.7042 | 3.4817 | 3.0824 | 2.381 | 2.027 | 2.0892 | 2.0995 | 2.1945 | 2.3723 | 2.955 | 4.1804 | 5.1316 | 5.4932 | 5.1794 | 4.993 | 5.2235 | 4.6862 | 4.1392
2041-10-09 | 4.0769 | 4.1864 | 4.0413 | 4.1946 | 3.6244 | 3.4485 | 3.6648 | 3.4405 | 2.8286 | 2.3647 | 2.1638 | 2.1125 | 2.41 | 3.0941 | 2.9334 | 3.2383 | 4.1586 | 5.2218 | 5.7005 | 5.3458 | 4.4526 | 4.9756 | 4.8572 | 4.6061
2041-10-10 | 4.4762 | 3.8004 | 3.7351 | 4.072 | 3.6402 | 3.9918 | 4.3182 | 3.3808 | 3.1807 | 2.5953 | 2.304 | 2.3642 | 2.2951 | 2.5761 | 2.866 | 3.4292 | 4.5118 | 5.1892 | 5.3323 | 5.1559 | 4.8862 | 5.0958 | 5.0779 | 4.7745
2041-10-11 | 4.6563 | 4.4779 | 3.8269 | 3.9012 | 3.9941 | 4.39 | 4.3176 | 3.2061 | 2.7794 | 2.3515 | 2.3254 | 2.3047 | 2.5497 | 3.014 | 4.0598 | 4.843 | 4.864 | 4.9844 | 5.5298 | 4.8265 | 4.1589 | 5.1642 | 5.3832 | 4.4647
2041-10-12 | 4.1708 | 4.2101 | 3.7339 | 3.526 | 3.4513 | 3.7873 | 3.7538 | 3.1977 | 3.1835 | 2.9129 | 2.4948 | 2.2738 | 1.5614 | 1.5577 | 2.1143 | 2.3086 | 3.1028 | 4.1461 | 5.0452 | 4.7738 | 3.7472 | 4.0725 | 3.6799 | 3.2818
2041-10-13 | 3.2428 | 3.3805 | 3.3711 | 3.2058 | 3.0074 | 3.0484 | 3.0324 | 2.5399 | 2.046 | 1.4078 | 1.0038 | 1.0666 | 1.4102 | 1.9326 | 2.1521 | 2.4249 | 3.0599 | 4.2849 | 5.0156 | 4.6888 | 4.3704 | 4.3919 | 3.9765 | 3.6919
2041-10-14 | 3.4734 | 3.1364 | 2.9373 | 2.9079 | 2.9464 | 3.3045 | 3.6535 | 3.3138 | 3.2058 | 3.5606 | 3.4226 | 2.9557 | 2.2349 | 2.5322 | 3.0616 | 3.5423 | 4.3505 | 4.831 | 5.1378 | 4.623 | 4.1119 | 5.0312 | 4.7135 | 4.3043
2041-10-15 | 3.9077 | 3.689 | 3.654 | 3.985 | 3.8133 | 3.9326 | 3.9644 | 3.2666 | 3.2441 | 2.5474 | 2.2406 | 1.9574 | 2.1935 | 2.3853 | 2.5409 | 3.0942 | 4.2187 | 5.1143 | 5.3558 | 5.1573 | 4.7959 | 4.7321 | 4.5401 | 4.1447
2041-10-16 | 4.157 | 3.9332 | 3.6449 | 3.7034 | 3.8351 | 3.918 | 4.3558 | 3.6055 | 2.9706 | 2.3455 | 2.4867 | 2.275 | 2.1741 | 2.2753 | 2.9144 | 3.8288 | 4.3219 | 4.6505 | 5.5684 | 5.2803 | 4.8292 | 5.4935 | 5.2504 | 4.4755
2041-10-17 | 4.5253 | 4.5048 | 4.2563 | 3.6143 | 3.1142 | 3.3247 | 3.6749 | 3.344 | 3.0965 | 2.7391 | 2.7148 | 2.4554 | 2.6752 | 2.9549 | 3.3121 | 3.5959 | 4.2925 | 4.7522 | 5.6438 | 5.3171 | 4.1775 | 4.4735 | 4.9332 | 4.2978
2041-10-18 | 3.8484 | 3.8614 | 3.9524 | 3.6746 | 3.173 | 3.1351 | 3.8377 | 3.6852 | 3.287 | 2.5695 | 1.939 | 1.8723 | 2.2411 | 2.7555 | 3.0625 | 3.5969 | 4.1491 | 4.6671 | 5.002 | 4.6348 | 3.9905 | 3.8653 | 3.8962 | 3.7549
2041-10-19 | 3.5456 | 3.2201 | 3.1496 | 3.391 | 3.2183 | 3.2811 | 3.5019 | 3.3445 | 3.1815 | 2.4599 | 2.0512 | 1.9667 | 1.9172 | 1.7764 | 1.9206 | 2.2783 | 3.0547 | 4.0506 | 4.6704 | 4.2434 | 3.6392 | 4.2575 | 4.5775 | 4.2998
2041-10-20 | 4.0264 | 3.3492 | 3.0693 | 3.1062 | 3.0359 | 3.0334 | 3.027 | 2.8471 | 2.5067 | 2.1458 | 1.715 | 1.5165 | 1.7426 | 1.8055 | 2.0364 | 2.2178 | 3.211 | 4.2876 | 5.185 | 4.8753 | 4.2664 | 3.7213 | 3.5048 | 3.3068
2041-10-21 | 3.2637 | 3.255 | 3.0911 | 3.0023 | 3.0961 | 3.5663 | 5.2391 | 4.0703 | 3.0239 | 2.2679 | 2.2208 | 2.2548 | 2.234 | 2.6469 | 2.6007 | 2.7749 | 3.6266 | 5.0163 | 5.5413 | 5.0405 | 4.832 | 4.9635 | 4.8077 | 4.776
2041-10-22 | 4.0978 | 3.2397 | 3.0584 | 3.2188 | 2.9459 | 3.4176 | 4.0047 | 3.848 | 3.1003 | 2.6085 | 2.2479 | 2.296 | 2.4329 | 2.5953 | 2.6196 | 3.0081 | 4.1315 | 5.2534 | 5.7595 | 5.5638 | 4.9722 | 5.3868 | 5.2652 | 4.8655
2041-10-23 | 4.6585 | 4.4566 | 4.1884 | 3.8571 | 3.8308 | 4.3612 | 4.8342 | 4.1223 | 3.3243 | 2.7575 | 2.2172 | 2.0726 | 2.1544 | 2.4116 | 2.9408 | 3.2398 | 4.4113 | 5.4574 | 5.7566 | 5.6224 | 5.0689 | 4.9431 | 5.013 | 4.6259
2041-10-24 | 4.6631 | 4.1073 | 3.9757 | 4.2525 | 4.1325 | 4.4787 | 4.9594 | 3.8593 | 3.5378 | 2.9805 | 2.4735 | 2.3033 | 2.3486 | 2.5594 | 2.9854 | 3.8681 | 3.8307 | 4.4966 | 5.4256 | 5.2563 | 4.4616 | 4.5147 | 4.9527 | 4.9054
2041-10-25 | 4.1207 | 3.8303 | 3.5991 | 3.574 | 3.5453 | 3.6327 | 3.9638 | 3.1515 | 2.9633 | 2.6368 | 2.5932 | 2.1978 | 2.4378 | 2.7414 | 2.7643 | 3.1079 | 4.3919 | 4.7037 | 5.1751 | 4.975 | 4.1712 | 4.6998 | 4.606 | 4.596
2041-10-26 | 4.1987 | 4.227 | 3.9862 | 3.3377 | 3.2273 | 3.3763 | 3.5344 | 2.8837 | 2.4369 | 2.1281 | 1.9601 | 1.6119 | 1.4791 | 1.6613 | 2.1025 | 2.3918 | 3.727 | 4.7622 | 5.0361 | 4.3141 | 3.8764 | 3.4819 | 3.5213 | 3.429
2041-10-27 | 3.4514 | 3.2649 | 3.1063 | 3.2179 | 3.0775 | 3.2174 | 3.3016 | 2.9384 | 2.606 | 2.2081 | 1.5661 | 1.6251 | 1.8886 | 2.1016 | 2.452 | 2.9214 | 3.6525 | 4.2499 | 5.2421 | 4.7549 | 4.1141 | 4.0905 | 4.4161 | 4.2214
2041-10-28 | 3.606 | 3.2885 | 3.2173 | 3.0417 | 3.1281 | 3.3932 | 3.8013 | 3.5594 | 3.0742 | 2.7695 | 2.7612 | 2.4115 | 2.4206 | 2.6094 | 3.0507 | 2.9027 | 4.7503 | 5.7056 | 5.7225 | 5.6039 | 4.7995 | 4.0393 | 3.8906 | 3.6028
2041-10-29 | 3.6796 | 3.4491 | 3.2352 | 3.2446 | 3.4686 | 3.9584 | 4.3414 | 3.8014 | 4.2735 | 4.7191 | 4.1968 | 3.2218 | 3.9213 | 4.141 | 3.5605 | 4.0433 | 5.1796 | 5.3603 | 5.181 | 4.5127 | 4.2605 | 4.0874 | 3.8876 | 3.5774
2041-10-30 | 3.4328 | 3.3716 | 3.115 | 3.0904 | 3.056 | 3.1961 | 3.6181 | 3.5996 | 2.9033 | 2.2446 | 2.2052 | 2.0299 | 2.058 | 2.9077 | 3.6521 | 3.6557 | 4.6727 | 5.3021 | 4.785 | 4.1187 | 3.9366 | 5.1272 | 5.0967 | 4.4027
2041-10-31 | 4.0435 | 3.871 | 4.1463 | 4.1338 | 3.9577 | 4.4779 | 4.77 | 3.7809 | 3.6346 | 2.6112 | 2.2962 | 2.2901 | 2.3516 | 2.2571 | 2.4961 | 3.4626 | 4.278 | 4.589 | 5.5824 | 5.0779 | 4.6372 | 5.1709 | 5.3135 | 4.3019
2041-11-01 | 4.1574 | 4 | 3.9556 | 3.8233 | 4.0256 | 4.2285 | 4.5676 | 3.3831 | 2.953 | 2.4544 | 1.9196 | 1.7813 | 1.9691 | 2.1162 | 2.434 | 3.4772 | 4.6554 | 4.6719 | 5.0749 | 4.9953 | 4.1906 | 4.6207 | 4.709 | 4.7651
2041-11-02 | 3.5976 | 3.1369 | 3.2428 | 3.2103 | 3.0759 | 3.3072 | 3.2657 | 3.1478 | 2.4911 | 1.9906 | 1.5683 | 1.2954 | 1.372 | 1.6304 | 2.0511 | 2.1572 | 3.0748 | 4.093 | 4.9683 | 4.3544 | 3.9752 | 3.9792 | 3.7722 | 3.4604
2041-11-03 | 3.3245 | 3.4412 | 3.2782 | 3.2255 | 3.4305 | 4.0249 | 4.1757 | 3.0612 | 2.4417 | 2.1447 | 1.8336 | 1.6978 | 1.4799 | 1.6682 | 2.1499 | 2.2835 | 3.1553 | 4.2428 | 5.1871 | 4.586 | 4.0639 | 4.8329 | 4.7142 | 3.8641
2041-11-04 | 3.1286 | 3.2354 | 3.0371 | 2.9601 | 3.0555 | 3.5416 | 4.286 | 3.418 | 3.1147 | 2.7419 | 2.1999 | 1.8822 | 2.1831 | 2.2201 | 2.6392 | 2.7148 | 4.4258 | 5.0056 | 5.5026 | 5.3947 | 4.6639 | 4.0611 | 3.739 | 3.8415
2041-11-05 | 3.563 | 3.3078 | 3.2047 | 3.3066 | 3.0475 | 3.2064 | 3.6061 | 3.562 | 2.9244 | 2.1986 | 1.8756 | 1.9558 | 1.8326 | 1.9454 | 2.2762 | 3.3154 | 4.4177 | 5.2735 | 5.6568 | 5.2076 | 4.6123 | 4.6379 | 4.7242 | 4.3849
2041-11-06 | 3.6741 | 3.2109 | 3.0794 | 3.1853 | 2.9528 | 3.1277 | 3.7349 | 3.6969 | 3.2454 | 2.5627 | 2.3344 | 2.8935 | 3.0395 | 3.2033 | 3.4699 | 3.902 | 4.3914 | 5.1757 | 5.6971 | 5.5288 | 4.9552 | 5.0862 | 5.1815 | 4.8613
2041-11-07 | 3.9438 | 3.8133 | 3.6814 | 3.2066 | 3.15 | 3.5172 | 3.505 | 3.7334 | 3.03 | 2.379 | 2.5737 | 2.2695 | 2.0375 | 2.1054 | 2.8591 | 3.4354 | 4.2005 | 5.132 | 5.7332 | 5.3894 | 4.6306 | 5.1185 | 4.9803 | 4.3247
2041-11-08 | 4.2836 | 4.3626 | 3.7884 | 3.8044 | 3.9563 | 4.5729 | 5.3651 | 3.9653 | 3.087 | 2.9398 | 2.5344 | 2.1116 | 2.1598 | 2.4906 | 2.4699 | 2.9859 | 4.3844 | 5.0009 | 5.5206 | 5.1413 | 3.9722 | 4.3419 | 4.1316 | 4.1666
2041-11-09 | 3.9186 | 3.4442 | 3.6146 | 3.4973 | 3.3412 | 3.5015 | 3.8441 | 3.5535 | 3.2266 | 2.6442 | 2.3378 | 2.4767 | 2.3421 | 2.288 | 2.8216 | 2.3451 | 3.1236 | 4.2916 | 4.6103 | 3.8389 | 3.8432 | 3.5793 | 3.3781 | 3.3798
2041-11-10 | 3.3106 | 3.4104 | 3.3844 | 3.5269 | 2.8418 | 2.888 | 3.1391 | 2.9682 | 2.446 | 1.6843 | 1.3456 | 1.0193 | 1.0207 | 1.0802 | 1.7757 | 2.3269 | 2.639 | 3.4232 | 4.3878 | 4.7301 | 3.9049 | 3.6316 | 3.4808 | 3.1109
2041-11-11 | 2.9734 | 3.1488 | 3.0588 | 2.9719 | 2.9284 | 3.2008 | 3.3392 | 3.0108 | 2.5739 | 2.274 | 1.8203 | 1.5519 | 1.8465 | 1.9884 | 2.0239 | 2.6769 | 3.7778 | 4.6506 | 5.2341 | 4.5829 | 3.8057 | 4.2552 | 4.3735 | 4.1681
2041-11-12 | 3.5598 | 3.0647 | 3.1181 | 3.0582 | 2.9998 | 3.1623 | 3.7193 | 3.9156 | 2.8948 | 2.5965 | 2.2711 | 2.1024 | 2.1154 | 2.1594 | 2.4527 | 2.9619 | 4.3838 | 5.3568 | 5.691 | 5.1482 | 4.3848 | 4.5089 | 4.494 | 4.4526
2041-11-13 | 3.7361 | 3.7374 | 3.5824 | 3.7182 | 3.6499 | 3.8856 | 4.5828 | 3.926 | 3.4719 | 3.2458 | 2.7798 | 1.973 | 1.918 | 2.7265 | 2.6291 | 3.1624 | 4.3383 | 4.9786 | 5.6593 | 5.0505 | 4.193 | 4.8494 | 4.8326 | 4.7176
2041-11-14 | 4.2132 | 3.6578 | 4.059 | 4.1525 | 3.8237 | 4.4632 | 4.8852 | 3.7322 | 3.5648 | 2.7266 | 2.3813 | 2.4893 | 2.789 | 2.3857 | 3.1682 | 3.9664 | 4.7128 | 5.3579 | 5.708 | 5.275 | 4.4992 | 4.5905 | 4.9692 | 4.4376
2041-11-15 | 3.7738 | 3.6493 | 3.9531 | 3.8202 | 3.6649 | 4.1405 | 4.1357 | 4.3436 | 3.8667 | 3.2891 | 2.5339 | 2.7651 | 3.2151 | 3.5611 | 3.2327 | 3.5874 | 4.4245 | 5.0055 | 5.1608 | 4.4216 | 3.7222 | 4.3936 | 4.6218 | 4.6258
2041-11-16 | 4.2621 | 3.2126 | 3.108 | 3.2599 | 3.0607 | 3.0521 | 3.2519 | 3.2535 | 2.8934 | 2.3924 | 2.0888 | 2.5072 | 2.3987 | 2.5132 | 2.9883 | 3.0825 | 3.3368 | 4.281 | 4.5775 | 3.9112 | 3.82 | 3.6828 | 3.3242 | 3.2114
2041-11-17 | 3.2122 | 3.1923 | 2.9483 | 3.0317 | 3.1009 | 3.2707 | 3.5551 | 3.2322 | 2.9611 | 2.7801 | 2.2239 | 1.9752 | 1.3851 | 1.4212 | 1.8672 | 2.3032 | 2.9876 | 4.0918 | 4.5219 | 4.1512 | 3.9809 | 3.9282 | 4.0689 | 4.0512
2041-11-18 | 3.8399 | 3.2374 | 3.1317 | 3.159 | 3.1552 | 3.5193 | 4.1003 | 3.6313 | 3.1009 | 2.5417 | 2.185 | 2.2858 | 2.4374 | 2.4106 | 2.5875 | 3.3459 | 4.0747 | 4.778 | 5.4671 | 5.0873 | 4.5146 | 4.48 | 4.5915 | 4.4533
2041-11-19 | 4.0251 | 3.9677 | 3.7898 | 3.4656 | 3.5607 | 3.8959 | 4.0918 | 3.6287 | 3.2077 | 3.2151 | 2.8376 | 2.6493 | 2.7965 | 3.0723 | 3.1165 | 3.3218 | 4.4962 | 5.2302 | 5.672 | 5.4009 | 4.5649 | 4.6363 | 4.5492 | 4.5197
2041-11-20 | 3.9773 | 3.6914 | 3.5815 | 3.6797 | 3.8659 | 3.8854 | 3.9548 | 3.9225 | 3.2715 | 2.6694 | 2.354 | 2.1566 | 2.179 | 2.3279 | 2.6512 | 3.3974 | 4.2624 | 4.7507 | 5.4898 | 5.0668 | 4.3114 | 4.6401 | 5.1107 | 4.501
2041-11-21 | 4.1706 | 4.356 | 3.6811 | 3.2228 | 3.1968 | 3.5144 | 3.7929 | 3.9319 | 4.1412 | 3.7411 | 2.8711 | 2.9948 | 2.3638 | 2.2034 | 2.1669 | 3.0766 | 3.6948 | 4.0783 | 4.4488 | 4.2235 | 3.6041 | 3.8481 | 4.0751 | 3.6588
2041-11-22 | 3.3865 | 3.3379 | 3.3551 | 3.0554 | 2.9338 | 3.1356 | 3.1093 | 3.2952 | 3.0716 | 2.4755 | 2.1735 | 2.0752 | 2.1706 | 2.7019 | 2.3943 | 2.9995 | 4.4329 | 5.1281 | 5.3851 | 4.4788 | 3.9522 | 4.4979 | 5.1228 | 4.9543
2041-11-23 | 4.1278 | 3.9058 | 3.416 | 3.1666 | 3.1228 | 3.4562 | 3.4757 | 3.2304 | 2.7831 | 2.3143 | 1.8301 | 1.73 | 1.5352 | 1.7237 | 2.1741 | 2.9323 | 3.7298 | 4.0739 | 4.9395 | 4.4686 | 3.6419 | 3.6871 | 3.7715 | 3.2885
2041-11-24 | 3.2259 | 3.3842 | 3.2796 | 3.0545 | 3.035 | 3.206 | 3.091 | 2.8576 | 2.4841 | 2.1687 | 1.82 | 1.5368 | 2.1093 | 2.1802 | 2.3681 | 2.8274 | 3.8552 | 4.5632 | 5.3007 | 4.9272 | 4.0533 | 4.3948 | 4.7822 | 4.4494
2041-11-25 | 3.7553 | 3.7524 | 3.8157 | 3.6002 | 3.7399 | 4.2014 | 5.2739 | 4.2547 | 3.7517 | 3.2133 | 2.4972 | 2.2988 | 2.4662 | 2.4638 | 2.7094 | 3.2832 | 4.3942 | 5.1719 | 5.6773 | 5.4477 | 4.7334 | 4.998 | 4.746 | 4.5178
2041-11-26 | 4.3077 | 4.3776 | 4.2693 | 3.8591 | 3.8252 | 4.3895 | 5.2362 | 4.482 | 3.4525 | 2.775 | 2.2047 | 1.832 | 2.0024 | 2.3954 | 2.5181 | 3.2561 | 4.4921 | 5.1506 | 5.7378 | 5.4932 | 4.9496 | 4.8823 | 4.8068 | 4.6989
2041-11-27 | 4.3263 | 3.7385 | 3.609 | 3.726 | 4.0736 | 4.1663 | 4.6265 | 3.7648 | 3.1312 | 2.6147 | 2.3996 | 2.1399 | 2.0536 | 2.1465 | 2.6142 | 3.202 | 4.4031 | 4.868 | 5.6991 | 5.4062 | 4.9295 | 4.9928 | 4.7224 | 3.852
2041-11-28 | 3.4374 | 3.5024 | 3.3864 | 3.1226 | 3.0585 | 3.3423 | 4.2635 | 3.8971 | 3.3828 | 2.7951 | 2.3544 | 2.0728 | 2.264 | 2.5369 | 2.5081 | 3.1974 | 4.173 | 4.863 | 5.5289 | 5.1612 | 4.3263 | 3.6983 | 3.5984 | 3.6009
2041-11-29 | 3.4197 | 3.2391 | 3.3814 | 3.1638 | 3.0433 | 3.1488 | 3.5845 | 3.7158 | 3.1332 | 2.8977 | 2.6628 | 2.2965 | 2.2831 | 2.6091 | 2.6412 | 2.9649 | 4.1707 | 5.0634 | 5.4573 | 4.8673 | 4.5542 | 4.0502 | 4.0319 | 3.8767
2041-11-30 | 3.5017 | 3.403 | 3.1855 | 3.2486 | 3.4407 | 3.4858 | 3.49 | 3.3913 | 2.9353 | 2.3904 | 1.9332 | 2.2407 | 2.4585 | 2.3769 | 2.7453 | 2.9365 | 3.2117 | 3.8852 | 4.8908 | 4.4357 | 4.1138 | 3.8601 | 3.5273 | 3.3415
2041-12-01 | 3.5731 | 3.6358 | 3.3921 | 3.1078 | 2.9561 | 2.9625 | 3.0807 | 2.8821 | 2.4453 | 2.131 | 1.6785 | 1.4917 | 1.8658 | 2.0791 | 2.2467 | 2.5864 | 3.1945 | 3.9319 | 4.8315 | 4.5616 | 4.1057 | 3.4737 | 3.6353 | 3.5907
2041-12-02 | 3.4096 | 3.2935 | 3.1528 | 3.1136 | 3.1545 | 3.4225 | 4.0579 | 4.1499 | 3.1727 | 2.7327 | 2.4874 | 1.9866 | 2.13 | 2.6348 | 2.8735 | 3.5088 | 4.4104 | 4.9504 | 5.424 | 5.0298 | 4.4436 | 4.0194 | 3.7474 | 3.7636
2041-12-03 | 3.668 | 3.3567 | 3.2652 | 3.3649 | 3.1401 | 3.4686 | 4.0376 | 4.0157 | 3.7771 | 3.0138 | 2.5038 | 2.5468 | 2.5047 | 2.7008 | 3.0848 | 3.5339 | 4.1541 | 5.0372 | 5.4225 | 5.1669 | 4.5286 | 3.9474 | 4.0272 | 3.4642
2041-12-04 | 3.2202 | 3.1841 | 3.2083 | 2.9098 | 2.9253 | 3.322 | 3.8527 | 3.9553 | 3.5132 | 2.8651 | 2.2431 | 2.0268 | 2.1814 | 2.4687 | 2.5118 | 2.8369 | 4.04 | 4.8479 | 5.4398 | 5.1479 | 4.5427 | 3.9171 | 3.6809 | 3.7765
2041-12-05 | 3.6426 | 3.2753 | 3.4157 | 3.306 | 3.2059 | 3.4053 | 3.9348 | 3.9955 | 3.5377 | 2.8285 | 2.3095 | 2.175 | 2.2615 | 2.3016 | 2.9039 | 3.3277 | 3.8757 | 4.4656 | 5.3222 | 4.9297 | 4.1191 | 3.9147 | 3.8796 | 3.3244
2041-12-06 | 2.9925 | 3.0339 | 2.9254 | 2.8763 | 2.8435 | 3.1361 | 3.7937 | 3.4593 | 3.1769 | 3.0636 | 2.5669 | 2.1728 | 2.0698 | 2.5645 | 2.5849 | 3.144 | 3.9598 | 4.5388 | 4.9775 | 4.6555 | 4.0148 | 4.2847 | 4.5038 | 4.4907
2041-12-07 | 3.528 | 3.0808 | 3.1112 | 3.0935 | 3.0565 | 3.1745 | 3.4652 | 3.501 | 3.3942 | 3.2275 | 2.9407 | 2.4379 | 2.3521 | 2.5007 | 2.4326 | 2.5167 | 3.079 | 3.5112 | 3.5737 | 3.3462 | 3.3772 | 3.2963 | 3.3292 | 3.086
2041-12-08 | 2.9865 | 2.8522 | 2.8134 | 2.928 | 2.9342 | 3.0892 | 3.24 | 3.074 | 2.4695 | 2.0685 | 1.7072 | 1.401 | 1.2607 | 1.3434 | 1.5632 | 2.1171 | 2.7755 | 3.5457 | 4.3566 | 4.0924 | 3.6798 | 4.3435 | 4.2536 | 3.9384
2041-12-09 | 3.7425 | 3.2588 | 2.9914 | 2.9586 | 3.0052 | 3.2982 | 3.8971 | 3.9328 | 3.1311 | 2.5381 | 2.3064 | 2.0708 | 2.285 | 2.3166 | 2.57 | 3.0016 | 4.0222 | 4.7308 | 5.1582 | 4.6529 | 4.0721 | 3.7226 | 3.6233 | 3.3876
2041-12-10 | 3.3623 | 3.2069 | 3.1161 | 3.0268 | 3.0937 | 3.4502 | 4.1797 | 4.2423 | 3.5206 | 2.9622 | 2.4002 | 1.9111 | 1.9605 | 2.2843 | 2.4398 | 3.5156 | 4.36 | 4.9975 | 5.4037 | 5.3046 | 4.7634 | 5.0023 | 5.0666 | 4.6096
2041-12-11 | 4.2432 | 4.3126 | 4.1849 | 4.0565 | 4.0424 | 4.4238 | 4.8382 | 4.1667 | 3.712 | 3.2263 | 2.8665 | 2.561 | 2.6017 | 3.063 | 3.3773 | 3.9593 | 4.2782 | 4.6625 | 5.4107 | 5.128 | 4.7488 | 4.9897 | 4.634 | 4.0812
2041-12-12 | 3.8947 | 3.7941 | 3.8415 | 3.5225 | 3.3778 | 3.8479 | 4.3994 | 3.7522 | 3.2367 | 2.756 | 2.5906 | 2.1083 | 1.939 | 1.9051 | 2.1696 | 2.5764 | 3.3651 | 4.2479 | 5.062 | 4.8453 | 4.419 | 4.683 | 4.8766 | 4.3582
2041-12-13 | 3.8556 | 3.5839 | 3.5436 | 3.5426 | 3.564 | 3.6427 | 3.6892 | 3.7164 | 3.4902 | 2.9518 | 2.3708 | 2.108 | 1.9696 | 1.9543 | 2.2322 | 2.6431 | 3.6034 | 4.3542 | 4.8173 | 4.5623 | 3.7855 | 3.7042 | 3.5915 | 3.3939
2041-12-14 | 3.4105 | 3.3788 | 3.5343 | 3.4974 | 3.4804 | 3.2576 | 3.3483 | 3.3966 | 2.7944 | 2.2674 | 2.0841 | 1.4423 | 1.4655 | 1.7491 | 1.7603 | 2.1469 | 2.9534 | 3.9527 | 4.5963 | 4.505 | 4.0301 | 3.4788 | 3.3059 | 3.2001
2041-12-15 | 3.1198 | 3.0684 | 2.8352 | 2.7487 | 2.5946 | 2.6149 | 2.8186 | 2.8204 | 2.3276 | 1.8121 | 1.5229 | 1.5643 | 1.4136 | 1.3212 | 1.6201 | 2.205 | 2.875 | 3.6756 | 4.6481 | 4.3382 | 3.9201 | 4.1368 | 3.9171 | 3.7105
2041-12-16 | 3.7779 | 3.1268 | 3.113 | 2.8551 | 2.9741 | 3.2302 | 3.7915 | 3.8822 | 3.0847 | 2.4781 | 2.2568 | 1.7995 | 1.9173 | 1.9327 | 2.2564 | 2.9738 | 3.6174 | 4.2308 | 5.125 | 4.7858 | 4.2878 | 3.9343 | 3.9157 | 3.4994
2041-12-17 | 3.2091 | 3.0738 | 2.9811 | 2.9597 | 2.9753 | 3.1887 | 3.6338 | 3.3293 | 2.7634 | 2.5156 | 2.3947 | 2.4522 | 2.7789 | 2.7519 | 3.1223 | 3.9916 | 4.2944 | 4.8513 | 4.9309 | 4.5049 | 4.1694 | 4.6375 | 4.7863 | 4.2925
2041-12-18 | 3.9336 | 3.7896 | 3.6539 | 3.5975 | 3.6762 | 4.1344 | 4.7094 | 4.1406 | 3.7153 | 3.1475 | 2.6505 | 2.3848 | 2.1092 | 2.1086 | 2.1436 | 2.3923 | 3.3284 | 4.2684 | 4.7788 | 4.7365 | 4.7569 | 4.897 | 4.7874 | 4.5362
2041-12-19 | 4.2056 | 3.918 | 3.5097 | 3.5437 | 3.5834 | 3.9922 | 4.5013 | 3.7689 | 3.2517 | 2.7589 | 2.236 | 1.9166 | 1.8816 | 2.0189 | 2.2646 | 2.8637 | 3.6287 | 4.3596 | 5.1813 | 4.9192 | 4.8029 | 5.0313 | 5.028 | 4.2775
2041-12-20 | 3.9498 | 3.6554 | 3.5673 | 3.6383 | 3.7483 | 3.9213 | 4.5451 | 3.9953 | 3.4334 | 2.9577 | 2.3211 | 2.1219 | 1.8774 | 2.0533 | 1.9857 | 2.5505 | 3.2849 | 4.0927 | 4.7947 | 4.7354 | 4.3393 | 5.2314 | 5.2261 | 4.7234
2041-12-21 | 3.6629 | 3.508 | 3.4261 | 3.3548 | 3.2453 | 3.0666 | 3.2549 | 3.3726 | 2.6633 | 1.9571 | 1.535 | 1.3188 | 1.3283 | 1.5379 | 1.9193 | 2.59 | 3.3286 | 4.2401 | 4.7334 | 4.5041 | 4.1916 | 3.911 | 3.7646 | 3.3863
2041-12-22 | 3.3021 | 3.3992 | 3.39 | 3.5988 | 3.5173 | 3.629 | 3.4031 | 3.186 | 2.6741 | 2.1091 | 1.5562 | 1.2022 | 1.245 | 1.3464 | 1.6552 | 2.1807 | 3.1655 | 3.866 | 4.6268 | 4.6116 | 4.3526 | 4.1213 | 3.88 | 3.704
2041-12-23 | 3.4045 | 3.0619 | 2.9766 | 2.9354 | 2.9984 | 3.2168 | 3.521 | 3.5963 | 3.5609 | 3.1711 | 2.8474 | 2.9216 | 2.7833 | 3.1552 | 3.322 | 3.9513 | 4.6695 | 5.1965 | 5.102 | 4.2529 | 3.9578 | 4.3912 | 4.4801 | 4.5192
2041-12-24 | 4.2439 | 4.0707 | 3.8134 | 3.0528 | 3.0254 | 3.2091 | 3.4471 | 3.5621 | 3.2723 | 2.8018 | 2.4392 | 2.2643 | 1.9622 | 2.0584 | 2.033 | 2.3334 | 3.4034 | 4.4858 | 4.712 | 4.4157 | 4.0563 | 4.0661 | 3.8157 | 3.518
2041-12-25 | 3.4204 | 3.1839 | 2.9983 | 2.9407 | 3.0067 | 3.1951 | 3.446 | 3.6349 | 3.3652 | 2.7821 | 2.5243 | 2.4539 | 2.2812 | 2.2971 | 2.5924 | 3.1702 | 3.9217 | 5.0083 | 5.3587 | 5.3808 | 4.8768 | 4.7263 | 4.6238 | 4.3448
2041-12-26 | 4.1974 | 4.139 | 3.9764 | 3.9298 | 3.7093 | 3.9258 | 4.2738 | 3.8149 | 3.2535 | 2.9282 | 2.3652 | 2.0451 | 1.9383 | 2.139 | 2.4211 | 3.3245 | 4.2077 | 4.9674 | 5.4097 | 5.238 | 4.555 | 4.5967 | 4.738 | 4.7711
2041-12-27 | 4.6355 | 4.2753 | 3.7882 | 3.7186 | 3.7939 | 3.8371 | 4.2727 | 3.7745 | 3.4751 | 3.354 | 3.5991 | 3.4512 | 3.5561 | 3.74 | 3.8313 | 3.9211 | 4.4175 | 5.087 | 5.3257 | 4.924 | 4.4759 | 4.4675 | 4.4262 | 4.0577
2041-12-28 | 3.8993 | 3.7681 | 3.6041 | 3.4589 | 3.4934 | 3.7272 | 3.9913 | 3.6565 | 3.2944 | 2.9605 | 2.2398 | 1.8726 | 2.0982 | 1.9483 | 2.2897 | 2.7264 | 3.854 | 4.503 | 5.0096 | 4.6676 | 4.1625 | 4.3448 | 4.6296 | 3.6939
2041-12-29 | 3.5246 | 3.3651 | 3.2401 | 3.028 | 3.0454 | 3.0681 | 3.2121 | 3.1931 | 2.9847 | 2.8655 | 2.6527 | 2.1885 | 2.2246 | 1.9616 | 2.0495 | 2.5368 | 3.1135 | 3.9625 | 4.8449 | 4.6527 | 4.1471 | 3.7389 | 3.8908 | 3.6227
2041-12-30 | 3.3936 | 3.0019 | 3.1131 | 3.0884 | 3.4793 | 3.7992 | 4.1432 | 3.8582 | 3.8646 | 3.4892 | 2.875 | 2.4259 | 2.1886 | 2.0821 | 2.2805 | 3.2153 | 4.3996 | 5.2443 | 5.3843 | 4.3653 | 3.7578 | 4.382 | 4.5246 | 4.3227
2041-12-31 | 4.4298 | 4.229 | 3.9011 | 3.0512 | 3.0254 | 3.2076 | 3.4457 | 3.5806 | 3.208 | 2.9148 | 2.5798 | 2.491 | 2.0042 | 2.0943 | 2.0413 | 2.2574 | 3.3207 | 4.4505 | 4.7431 | 4.4651 | 4.0915 | 3.9131 | 3.549 | 3.5188
2042-01-01 | 3.5574 | 3.0641 | 2.9771 | 2.9101 | 2.8611 | 3.3122 | 3.3224 | 3.2156 | 2.8927 | 2.3375 | 2.0462 | 1.8302 | 1.4905 | 1.5943 | 1.873 | 2.2686 | 3.2928 | 4.4027 | 5.0991 | 5.1332 | 4.5438 | 4.1335 | 3.7637 | 3.8994
2042-01-02 | 3.4336 | 3.1192 | 3.2308 | 3.0275 | 2.8828 | 2.9507 | 3.0955 | 3.1921 | 2.9042 | 2.2101 | 1.916 | 1.592 | 1.5154 | 1.6001 | 1.8857 | 2.3994 | 3.0578 | 3.9777 | 5.3181 | 5.2153 | 4.1119 | 3.6838 | 3.5346 | 3.4846
2042-01-03 | 3.1147 | 2.9924 | 2.9693 | 2.9323 | 2.7692 | 3.0699 | 3.3213 | 3.5189 | 3.3582 | 2.6619 | 2.0769 | 1.645 | 1.4467 | 1.6003 | 1.8531 | 2.2051 | 2.9529 | 3.666 | 4.8524 | 3.8083 | 3.3149 | 3.9934 | 4.2255 | 3.8556
2042-01-04 | 2.9316 | 2.9009 | 3.1096 | 2.8153 | 2.7111 | 2.6984 | 2.877 | 2.8919 | 2.4405 | 2.1826 | 1.9076 | 1.36 | 1.0807 | 1.3127 | 1.69 | 1.884 | 2.5966 | 3.8674 | 4.7915 | 4.7802 | 3.4848 | 3.5035 | 3.392 | 3.1148
2042-01-05 | 3.241 | 3.2276 | 3.0262 | 2.908 | 2.7646 | 2.9385 | 2.9437 | 2.9594 | 2.5236 | 2.1758 | 1.6729 | 1.3035 | 0.97985 | 1.3338 | 1.6471 | 1.8759 | 2.3346 | 3.9388 | 5.066 | 4.8891 | 4.1712 | 3.2273 | 3.1271 | 2.8743
2042-01-06 | 2.8643 | 2.715 | 2.7784 | 2.7672 | 2.8749 | 3.109 | 3.1828 | 3.2797 | 3.0995 | 2.2768 | 2.0127 | 1.6366 | 1.576 | 1.6988 | 1.8012 | 2.1841 | 3.4382 | 4.4749 | 5.3573 | 4.9964 | 4.0054 | 3.7686 | 3.8643 | 3.6224
2042-01-07 | 3.1568 | 2.8705 | 2.9433 | 3.0043 | 2.7616 | 2.9412 | 3.6546 | 3.919 | 3.6327 | 2.9595 | 2.2824 | 1.9364 | 1.8464 | 1.949 | 2.1455 | 3.0916 | 3.9215 | 4.3946 | 5.5914 | 5.6057 | 5.1161 | 4.4598 | 4.138 | 3.9219
2042-01-08 | 3.228 | 3.0626 | 2.9683 | 3.0491 | 2.9089 | 3.3678 | 3.6688 | 3.759 | 3.2514 | 2.6327 | 2.0608 | 1.6856 | 2.0524 | 2.0175 | 1.9791 | 2.2075 | 3.5527 | 4.9239 | 5.6171 | 5.439 | 4.4007 | 4.3365 | 3.9267 | 3.7152
2042-01-09 | 3.4913 | 3.249 | 2.9208 | 2.9085 | 2.9545 | 3.4827 | 4.0662 | 4.2419 | 3.6903 | 3.1744 | 2.5482 | 2.0665 | 2.3724 | 2.1515 | 2.2983 | 2.9824 | 4.2241 | 4.5625 | 5.5477 | 5.6518 | 5.0972 | 4.6556 | 4.2739 | 4.0573
2042-01-10 | 3.589 | 3.2421 | 3.1209 | 3.0334 | 2.9181 | 3.2069 | 4.157 | 4.0024 | 3.0047 | 2.0918 | 1.7203 | 1.6032 | 1.6675 | 2.0201 | 2.0264 | 2.3189 | 3.3396 | 3.9986 | 4.785 | 5.0049 | 4.5306 | 4.2993 | 4.1577 | 3.9546
2042-01-11 | 3.5375 | 3.0351 | 2.9688 | 3.0703 | 2.822 | 2.8644 | 3.0675 | 3.1787 | 2.7754 | 2.2344 | 1.8893 | 1.6078 | 1.5693 | 1.4715 | 1.8301 | 2.1368 | 2.4767 | 3.2343 | 4.9285 | 4.9158 | 3.8573 | 3.9819 | 4.11 | 3.2325
2042-01-12 | 2.9952 | 2.9211 | 3.0578 | 2.764 | 2.6673 | 2.7652 | 2.859 | 2.7719 | 2.4275 | 1.9643 | 1.5433 | 0.97254 | 0.88765 | 1.0194 | 1.3941 | 1.9202 | 2.2896 | 3.1007 | 4.8266 | 4.7338 | 4.1911 | 3.3777 | 3.1333 | 2.9611
2042-01-13 | 2.9394 | 2.7369 | 2.6434 | 2.6127 | 2.6995 | 3.1201 | 3.2287 | 3.221 | 3.1169 | 2.4666 | 1.8928 | 1.6442 | 1.7338 | 1.6637 | 1.8216 | 2.1422 | 3.1641 | 4.312 | 5.4098 | 4.9465 | 4.1559 | 3.7835 | 4.1089 | 3.3753
2042-01-14 | 2.9432 | 3.0032 | 2.8942 | 2.7631 | 2.6319 | 2.7278 | 3.5561 | 3.3955 | 2.8091 | 2.2558 | 1.8646 | 1.6255 | 1.5173 | 1.523 | 1.9219 | 2.0825 | 2.8997 | 4.8789 | 5.5907 | 5.572 | 4.7762 | 4.3579 | 3.949 | 3.4697
2042-01-15 | 3.4684 | 3.1857 | 3.0006 | 2.985 | 2.8272 | 3.076 | 4.1748 | 4.7938 | 3.9525 | 3.0965 | 2.7568 | 2.2173 | 2.1055 | 1.9516 | 2.192 | 2.8145 | 3.832 | 4.629 | 5.6525 | 5.6366 | 4.9928 | 4.481 | 3.993 | 3.5615
2042-01-16 | 3.5673 | 3.1221 | 3.0073 | 3.0845 | 3.1861 | 3.1681 | 3.842 | 3.6049 | 3.4153 | 2.5547 | 2.0539 | 1.7122 | 1.5651 | 1.6359 | 2.0464 | 2.1985 | 3.1166 | 4.2404 | 5.6314 | 5.1182 | 4.4898 | 4.0855 | 3.978 | 3.6405
2042-01-17 | 3.0518 | 2.9075 | 2.875 | 2.8819 | 2.9373 | 3.5054 | 4.0925 | 4.3376 | 4.0307 | 2.9632 | 2.0831 | 1.99 | 2.0042 | 2.0097 | 2.1659 | 3.5472 | 4.2365 | 4.3508 | 5.2556 | 5.2936 | 4.7037 | 4.1621 | 4.2786 | 3.8954
2042-01-18 | 3.057 | 2.9529 | 3.1168 | 2.9771 | 2.8596 | 2.9583 | 3.1047 | 3.2071 | 2.6388 | 2.2198 | 1.7627 | 1.5102 | 1.5285 | 1.6894 | 1.9446 | 2.1707 | 2.6358 | 4.1649 | 5.396 | 5.0427 | 4.4352 | 3.9454 | 3.8665 | 3.7863
2042-01-19 | 3.1851 | 2.989 | 2.9302 | 3.0667 | 2.7069 | 2.7013 | 3.0223 | 3.3235 | 3.0772 | 2.4288 | 2.0501 | 1.6868 | 1.4538 | 1.514 | 1.8434 | 2.2306 | 2.4676 | 3.4356 | 5.1196 | 5.1405 | 4.5341 | 3.7343 | 3.2586 | 3.1587
2042-01-20 | 2.7762 | 2.5854 | 2.5607 | 2.6615 | 2.6888 | 2.9705 | 3.5907 | 4.0403 | 3.0545 | 2.3626 | 2.0888 | 1.7054 | 1.6408 | 1.7894 | 2.1735 | 2.7259 | 3.2376 | 4.3564 | 5.53 | 5.2504 | 4.8006 | 4.343 | 3.8542 | 3.3472
2042-01-21 | 3.5775 | 3.3634 | 3.1102 | 3.1955 | 3.2364 | 3.3651 | 4.3318 | 4.6593 | 4.5438 | 3.7241 | 3.2198 | 2.8246 | 2.0699 | 2.1872 | 3.0101 | 3.6605 | 4.3335 | 4.4002 | 5.5013 | 5.6797 | 5.1837 | 4.8209 | 4.2982 | 3.7368
2042-01-22 | 3.6 | 3.1915 | 3.0305 | 3.0375 | 2.9236 | 3.0124 | 4.0129 | 4.4349 | 3.6342 | 2.8039 | 2.1832 | 1.7845 | 1.6483 | 1.7121 | 2.0757 | 2.7608 | 3.3935 | 4.174 | 5.612 | 5.6576 | 5.1031 | 4.6732 | 4.2414 | 3.6534
2042-01-23 | 3.5703 | 3.1155 | 2.9709 | 3.077 | 3.0287 | 3.3378 | 4.3546 | 4.8287 | 4.5854 | 3.8214 | 3.0423 | 2.7474 | 2.7623 | 2.8565 | 2.9845 | 3.4011 | 3.6332 | 4.1 | 5.4185 | 5.453 | 4.8533 | 4.3042 | 3.8986 | 3.6825
2042-01-24 | 3.0865 | 2.9553 | 2.9402 | 2.9577 | 2.9027 | 3.2981 | 3.5279 | 3.5027 | 3.2886 | 2.5111 | 1.9435 | 1.7538 | 1.8231 | 1.8716 | 1.972 | 2.5035 | 3.6729 | 4.5518 | 5.3014 | 5.0751 | 4.4246 | 4.5293 | 4.5925 | 4.1787
2042-01-25 | 3.3087 | 3.0866 | 3.152 | 3.0315 | 2.8541 | 3.0329 | 3.4796 | 3.5507 | 3.3103 | 2.57 | 2.0609 | 2.0465 | 2.0483 | 2.3458 | 2.647 | 3.2832 | 3.6389 | 3.804 | 4.6606 | 4.652 | 4.1179 | 4.0052 | 3.7886 | 3.5363
2042-01-26 | 3.2457 | 3.0372 | 3.0755 | 3.0041 | 2.7465 | 2.7102 | 2.9197 | 2.7957 | 2.3626 | 1.9985 | 1.8957 | 1.593 | 1.6247 | 1.5561 | 1.9248 | 1.9667 | 2.2173 | 3.2896 | 4.9164 | 5.0793 | 4.4394 | 3.3232 | 3.2743 | 3.084
2042-01-27 | 2.7988 | 2.6901 | 2.6506 | 2.7477 | 2.6548 | 3.0914 | 4.0135 | 4.6685 | 3.5556 | 2.498 | 2.4111 | 1.9799 | 1.8843 | 2.0681 | 2.619 | 2.7546 | 3.4596 | 4.6705 | 5.4153 | 5.511 | 5.0935 | 4.8723 | 4.0766 | 3.6441
2042-01-28 | 3.4125 | 3.0557 | 2.9701 | 3.1267 | 3.0747 | 3.1465 | 4.0081 | 3.9337 | 3.4668 | 2.7002 | 2.2297 | 1.7455 | 1.7796 | 2.0314 | 2.2264 | 2.4729 | 3.1218 | 4.5702 | 5.6373 | 5.6393 | 5.0271 | 4.4652 | 4.1124 | 3.6394
2042-01-29 | 3.8517 | 3.2901 | 3.0961 | 3.1014 | 3.0341 | 3.5222 | 4.8218 | 4.9842 | 4.6323 | 4.3394 | 3.3658 | 2.8517 | 2.6085 | 2.2258 | 2.9188 | 3.2331 | 3.9538 | 4.8397 | 5.6149 | 5.4888 | 4.3903 | 4.5452 | 4.6772 | 3.7425
2042-01-30 | 3.4413 | 3.5708 | 3.1953 | 3.1571 | 2.982 | 3.2653 | 4.6172 | 4.5013 | 4.1307 | 3.3851 | 2.9954 | 2.2113 | 2.559 | 2.8555 | 2.8044 | 2.4216 | 3.2643 | 4.5852 | 5.6209 | 5.6633 | 5.0116 | 4.5489 | 4.1525 | 3.6729
2042-01-31 | 3.515 | 3.5739 | 3.1553 | 3.141 | 3.1034 | 3.5331 | 4.6881 | 5.1014 | 4.6327 | 3.3882 | 3.5222 | 2.6705 | 2.0692 | 1.7144 | 2.0783 | 2.8645 | 3.2639 | 4.1435 | 5.4092 | 5.3672 | 4.3589 | 4.8708 | 4.8324 | 3.721
2042-02-01 | 3.4851 | 3.4188 | 3.2592 | 3.074 | 2.8221 | 3.0267 | 3.11 | 3.0791 | 2.5437 | 2.2982 | 1.9591 | 1.7254 | 1.3996 | 1.5491 | 2.0218 | 2.5185 | 3.5799 | 3.9013 | 4.8874 | 5.1301 | 4.6732 | 4.3106 | 4.184 | 3.8767
2042-02-02 | 3.4149 | 3.243 | 3.4805 | 3.1758 | 3.021 | 3.1931 | 3.3927 | 3.6944 | 3.5982 | 2.9847 | 2.4442 | 2.4346 | 2.5862 | 2.433 | 2.0073 | 2.2876 | 2.4866 | 3.1877 | 4.6618 | 5.0038 | 4.6012 | 4.1051 | 3.6612 | 3.2833
2042-02-03 | 3.2401 | 3.2602 | 3.002 | 3.0202 | 2.9774 | 3.1634 | 4.1219 | 4.2214 | 3.3379 | 3.7092 | 3.6141 | 2.7329 | 2.4918 | 2.0235 | 2.6588 | 3.458 | 4.3249 | 5.1678 | 5.3588 | 4.9896 | 4.1836 | 4.3807 | 3.9178 | 3.3333
2042-02-04 | 3.2916 | 3.3289 | 3.0509 | 2.8949 | 3.0162 | 3.5596 | 4.0888 | 4.0115 | 3.6907 | 2.7711 | 2.8979 | 3.1248 | 3.1534 | 2.441 | 2.5584 | 2.7677 | 3.5755 | 4.0236 | 5.1129 | 5.4949 | 4.7925 | 4.4208 | 4.6747 | 3.889
2042-02-05 | 3.3378 | 3.2461 | 3.1195 | 3.1558 | 2.9399 | 3.076 | 3.655 | 3.6988 | 3.3139 | 2.5949 | 2.2116 | 2.2961 | 2.4449 | 2.3863 | 2.1794 | 2.5059 | 3.6885 | 4.5218 | 5.2955 | 5.3215 | 4.9644 | 4.3065 | 3.9886 | 3.8711
2042-02-06 | 3.5439 | 3.3046 | 3.2188 | 3.1633 | 3.2387 | 3.4907 | 4.0839 | 3.6525 | 3.4373 | 2.6973 | 2.4525 | 2.0941 | 1.9554 | 1.7332 | 1.9026 | 2.3101 | 2.87 | 3.9029 | 4.5949 | 4.7376 | 4.4511 | 4.1492 | 3.6278 | 3.5814
2042-02-07 | 3.3924 | 3.0797 | 2.9955 | 2.9779 | 2.9172 | 3.1459 | 3.8315 | 4.0338 | 3.3387 | 2.3044 | 1.5481 | 1.2647 | 1.191 | 1.3205 | 1.6168 | 2.048 | 2.347 | 3.3516 | 4.8789 | 4.6936 | 3.836 | 4.2293 | 3.8199 | 3.3416
2042-02-08 | 3.0055 | 3.0599 | 2.8418 | 2.7527 | 2.7005 | 2.7873 | 2.9764 | 2.9131 | 2.3458 | 1.9508 | 1.5117 | 1.0638 | 0.99663 | 1.034 | 1.3173 | 1.4822 | 2.361 | 3.2601 | 3.934 | 4.2652 | 3.8971 | 3.6947 | 3.392 | 3.236
2042-02-09 | 3.2174 | 2.9233 | 2.8661 | 2.829 | 2.719 | 2.7398 | 2.9091 | 2.9199 | 2.532 | 2.056 | 1.45 | 1.0702 | 0.85596 | 1.0844 | 1.4371 | 1.6807 | 2.2206 | 3.1288 | 4.6984 | 4.9304 | 4.3924 | 3.5695 | 3.2065 | 2.98
2042-02-10 | 2.8754 | 2.9068 | 2.726 | 2.6932 | 2.7596 | 3.2637 | 3.6585 | 3.7187 | 3.2511 | 2.4358 | 2.038 | 1.9087 | 1.7118 | 1.7476 | 2.0887 | 2.5386 | 3.5305 | 4.3359 | 5.1655 | 5.1489 | 4.6458 | 4.407 | 3.8951 | 3.8568
2042-02-11 | 3.3042 | 3.152 | 3.0843 | 3.1879 | 3.1075 | 3.2271 | 3.9127 | 3.7902 | 4.2127 | 3.8141 | 3.086 | 2.8419 | 2.6714 | 3.0128 | 3.1248 | 3.4731 | 3.9058 | 4.5969 | 5.5532 | 5.5448 | 4.9629 | 4.6312 | 4.4156 | 3.7873
2042-02-12 | 3.3744 | 3.1743 | 3.1459 | 3.41 | 3.3102 | 3.471 | 3.7065 | 3.7941 | 3.857 | 3.4836 | 3.0121 | 2.9411 | 3.264 | 3.4843 | 3.5339 | 4.0051 | 4.7309 | 4.8992 | 5.1372 | 5.142 | 4.8186 | 4.3456 | 4.1976 | 3.8694
2042-02-13 | 3.6772 | 3.227 | 3.2427 | 3.2927 | 3.3243 | 3.4028 | 4.2256 | 4.6208 | 4.5996 | 4.1671 | 3.7313 | 2.4574 | 2.1079 | 2.2498 | 2.6363 | 2.5418 | 3.6992 | 3.9108 | 4.7957 | 5.1993 | 5.0405 | 4.7709 | 4.2846 | 4.0776
2042-02-14 | 3.3754 | 3.1589 | 3.1063 | 3.0635 | 3.0857 | 3.4037 | 4.4167 | 4.6096 | 3.5239 | 3.4963 | 2.7987 | 2.1561 | 2.26 | 2.6448 | 2.4434 | 2.7165 | 3.2764 | 4.0004 | 4.5762 | 5.0636 | 4.8346 | 4.8806 | 4.2859 | 3.8672
2042-02-15 | 3.6424 | 3.1774 | 3.095 | 3.0341 | 3.0012 | 2.9968 | 3.0281 | 2.9854 | 2.5339 | 2.3072 | 2.0645 | 1.5308 | 1.3252 | 1.6038 | 2.0422 | 2.9184 | 3.6084 | 4.1939 | 4.3016 | 4.3526 | 4.169 | 4.3272 | 3.7164 | 3.4628
2042-02-16 | 3.3292 | 3.424 | 3.0693 | 2.9417 | 2.7828 | 2.8955 | 3.0611 | 3.0624 | 2.9543 | 2.5093 | 2.2627 | 2.1285 | 2.5589 | 2.4231 | 2.169 | 2.6121 | 3.1224 | 4.1447 | 4.6883 | 4.5657 | 3.7047 | 3.2748 | 3.7136 | 3.1818
2042-02-17 | 2.9054 | 2.7814 | 2.8682 | 2.7417 | 2.7493 | 2.7907 | 3.0168 | 3.0771 | 2.8892 | 2.3412 | 1.7952 | 1.0299 | 1.0512 | 1.3876 | 1.9961 | 2.3852 | 2.735 | 3.5097 | 4.7485 | 5.3268 | 4.2489 | 4.2028 | 4.1665 | 3.3647
2042-02-18 | 3.0801 | 3.2139 | 2.9971 | 2.8473 | 2.7436 | 2.9917 | 3.8142 | 3.6459 | 2.6944 | 2.3416 | 2.0758 | 1.6897 | 1.6431 | 1.963 | 2.1437 | 2.3013 | 3.2439 | 4.3828 | 5.4508 | 5.4453 | 4.8716 | 5.0161 | 4.2689 | 3.594
2042-02-19 | 3.1737 | 2.9791 | 3.0166 | 2.7716 | 2.6198 | 2.996 | 3.6689 | 3.8158 | 3.3571 | 2.6121 | 2.3789 | 2.0825 | 1.8474 | 1.9589 | 2.1954 | 2.7276 | 3.1744 | 4.054 | 5.2773 | 5.5625 | 5.0268 | 4.5033 | 4.2902 | 4.134
2042-02-20 | 3.6576 | 3.3481 | 3.2084 | 3.3754 | 3.1187 | 3.287 | 3.8971 | 4.1488 | 4.073 | 3.4115 | 3.0345 | 3.635 | 3.6165 | 3.1832 | 3.2335 | 3.6138 | 4.5339 | 4.7767 | 5.1959 | 5.1926 | 4.7329 | 4.2636 | 4.1865 | 3.774
2042-02-21 | 3.3103 | 3.1075 | 3.0117 | 2.9529 | 2.9521 | 3.1438 | 3.7483 | 4.1484 | 3.4631 | 3.0312 | 2.135 | 1.9051 | 1.9607 | 2.4611 | 2.487 | 2.8172 | 3.4786 | 4.5074 | 4.9406 | 4.9302 | 4.8347 | 4.8843 | 4.3955 | 3.9432
2042-02-22 | 3.9038 | 3.3941 | 3.147 | 3.0344 | 3.0445 | 3.4842 | 3.5607 | 3.5631 | 3.1084 | 2.5428 | 2.1349 | 1.6171 | 1.8921 | 2.0705 | 2.1465 | 2.5189 | 3.492 | 4.4859 | 4.4855 | 4.7026 | 4.4932 | 4.1242 | 3.9555 | 3.6447
2042-02-23 | 3.733 | 3.2151 | 3.1027 | 3.0401 | 2.8638 | 2.9547 | 3.2861 | 3.6065 | 3.1059 | 2.4391 | 2.2256 | 1.9712 | 1.8769 | 1.834 | 2.4007 | 2.5728 | 3.0353 | 4.3143 | 5.1588 | 5.1847 | 4.3624 | 3.8511 | 3.4953 | 3.0956
2042-02-24 | 3.0813 | 3.0489 | 2.8125 | 2.8328 | 2.9087 | 3.2205 | 4.2506 | 4.0749 | 3.7061 | 3.0612 | 2.4352 | 1.8767 | 2.1266 | 2.1974 | 2.4719 | 2.8543 | 3.9403 | 4.6863 | 5.2151 | 5.0572 | 4.8724 | 4.6559 | 3.9144 | 3.4809
2042-02-25 | 3.2479 | 3.1427 | 2.9041 | 2.898 | 2.9756 | 3.5765 | 4.038 | 3.9352 | 3.3372 | 2.779 | 2.2394 | 1.9515 | 2.1779 | 2.0682 | 2.2126 | 2.5224 | 3.56 | 4.1543 | 5.1446 | 5.4701 | 4.8905 | 4.3935 | 4.2473 | 3.981
2042-02-26 | 3.4222 | 3.2049 | 2.793 | 2.8353 | 2.8186 | 3.5325 | 3.9137 | 3.6038 | 3.9296 | 3.3938 | 2.687 | 2.086 | 2.0168 | 1.8338 | 2.2831 | 3.1605 | 4.1083 | 4.1096 | 5.1101 | 5.5499 | 5.1118 | 4.896 | 4.5108 | 3.5949
2042-02-27 | 3.3436 | 3.2573 | 3.3883 | 3.1124 | 3.0182 | 3.3544 | 4.4784 | 4.6585 | 3.882 | 2.8825 | 1.9539 | 1.8129 | 1.8465 | 1.7221 | 2.416 | 2.563 | 3.3132 | 4.1558 | 5.0627 | 5.1886 | 4.7766 | 4.4262 | 3.9948 | 3.4744
2042-02-28 | 3.2099 | 3.0738 | 3.1455 | 3.2563 | 2.8835 | 3.0114 | 3.5731 | 3.7961 | 3.3643 | 2.6276 | 2.3998 | 2.3539 | 2.5569 | 2.4592 | 2.2591 | 3.163 | 3.7064 | 4.1756 | 4.8151 | 5.1608 | 4.5724 | 4.2023 | 4.5071 | 4.1074
2042-03-01 | 3.3963 | 3.4254 | 3.3029 | 3.1136 | 3.0117 | 3.1633 | 3.6596 | 3.5792 | 2.7092 | 2.59 | 2.7805 | 2.1135 | 1.8731 | 1.9129 | 2.0324 | 2.1053 | 2.9899 | 3.9021 | 4.4642 | 4.1546 | 4.043 | 4.3169 | 4.0734 | 3.6853
2042-03-02 | 3.7002 | 3.4036 | 3.1162 | 3.101 | 2.9508 | 3.1447 | 3.0678 | 2.9137 | 2.5922 | 2.3999 | 1.9141 | 1.6735 | 1.5125 | 1.768 | 1.7599 | 1.8492 | 2.568 | 3.7165 | 4.7822 | 4.9286 | 4.2837 | 3.5846 | 3.2951 | 3.0559
2042-03-03 | 3.1605 | 3.0017 | 2.8663 | 2.7636 | 2.8517 | 3.5504 | 4.3089 | 3.8572 | 3.5869 | 2.7592 | 2.3283 | 1.8903 | 1.8844 | 2.0942 | 2.0072 | 2.2634 | 2.9945 | 4.0625 | 5.0206 | 5.4754 | 4.8226 | 4.2002 | 3.8479 | 3.6104
2042-03-04 | 3.4968 | 3.2647 | 3.0124 | 2.9388 | 2.9046 | 3.3848 | 4.6162 | 4.0231 | 3.4633 | 2.8139 | 2.185 | 1.7253 | 1.5377 | 1.7296 | 1.6858 | 1.8908 | 2.6075 | 3.8931 | 4.9912 | 5.3601 | 4.7522 | 4.1405 | 3.8934 | 3.3011
2042-03-05 | 3.2095 | 3.2244 | 3.0031 | 3.0978 | 3.0468 | 3.3027 | 4.4407 | 3.5839 | 2.6332 | 1.8439 | 1.3446 | 1.3161 | 1.6446 | 1.6294 | 1.4718 | 1.8298 | 2.5407 | 3.3713 | 4.6396 | 5.2216 | 4.7228 | 3.9228 | 3.9088 | 3.5519
2042-03-06 | 3.0765 | 2.9674 | 3.0106 | 2.7947 | 2.7894 | 3.0653 | 3.7651 | 4.233 | 3.3478 | 2.547 | 1.9472 | 1.7965 | 1.8343 | 1.754 | 2.053 | 2.0494 | 2.7381 | 3.6177 | 5.092 | 5.4156 | 4.6857 | 4.1405 | 3.8097 | 3.3765
2042-03-07 | 3.1379 | 3.0762 | 3.1425 | 2.9215 | 2.903 | 3.3111 | 4.0533 | 3.6684 | 3.1643 | 2.8259 | 2.2661 | 1.9741 | 2.1218 | 2.1266 | 2.005 | 2.2825 | 2.9863 | 3.4347 | 3.984 | 4.3856 | 3.9005 | 4.1135 | 4.0302 | 3.6836
2042-03-08 | 3.2999 | 2.9999 | 2.7841 | 2.7434 | 2.6959 | 2.8116 | 2.9783 | 3.2575 | 2.6703 | 2.0539 | 1.4082 | 0.71203 | 0.95543 | 0.95272 | 0.98837 | 1.6541 | 2.5933 | 3.103 | 4.012 | 4.4458 | 4.0993 | 3.5743 | 3.3466 | 3.1467
2042-03-09 | 3.1872 | 2.8782 | 2.8879 | 2.9313 | 2.946 | 2.8476 | 2.9949 | 2.9587 | 2.8539 | 2.3016 | 1.3638 | 1.2403 | 1.3279 | 0.91114 | 1.619 | 2.1676 | 3.0469 | 3.6513 | 4.4747 | 4.3212 | 3.8601 | 3.5415 | 3.5784 | 2.9964
2042-03-10 | 2.9426 | 2.9215 | 2.686 | 2.6262 | 2.7073 | 2.9395 | 3.9817 | 4.349 | 3.7503 | 2.9026 | 2.8195 | 2.7024 | 3.0672 | 2.5073 | 2.1022 | 3.0961 | 3.4594 | 4.1437 | 5.2191 | 5.234 | 4.3348 | 3.9777 | 3.9523 | 3.2397
2042-03-11 | 3.0279 | 2.3315 | 1.8057 | 2.0465 | 2.5896 | 2.8766 | 4.2751 | 4.5557 | 3.6933 | 3.4368 | 3.2369 | 3.1135 | 3.1631 | 3.4306 | 3.5599 | 3.4846 | 4.1178 | 4.5026 | 5.4852 | 5.3094 | 4.8744 | 4.4237 | 3.9209 | 3.3741
2042-03-12 | 3.1041 | 3.1454 | 3.0053 | 2.7796 | 2.838 | 3.1155 | 3.8378 | 4.2703 | 3.9017 | 3.0448 | 2.6274 | 2.3017 | 2.7013 | 2.3167 | 2.2701 | 3.7037 | 3.8782 | 4.2716 | 5.4712 | 5.709 | 5.135 | 4.3915 | 4.1055 | 4.0055
2042-03-13 | 3.3258 | 3.1655 | 3.2228 | 2.8948 | 2.9549 | 3.5648 | 4.4824 | 4.5146 | 3.7611 | 2.8067 | 2.3877 | 2.0559 | 2.0602 | 2.1591 | 2.6389 | 3.2509 | 3.9286 | 4.752 | 5.5487 | 5.8713 | 5.2518 | 4.5227 | 3.9261 | 3.6534
2042-03-14 | 3.1811 | 2.9949 | 2.896 | 2.9035 | 2.9499 | 3.1427 | 3.9026 | 3.8984 | 3.3108 | 2.9884 | 2.9007 | 2.3535 | 1.9117 | 2.205 | 2.6702 | 3.4649 | 4.1225 | 4.1127 | 4.9563 | 5.3234 | 4.9955 | 4.6961 | 4.3583 | 3.9919
2042-03-15 | 3.6812 | 3.3427 | 3.0382 | 3.0787 | 3.2491 | 3.108 | 3.1588 | 3.1662 | 2.7712 | 2.2335 | 1.8035 | 1.5996 | 1.4438 | 1.6834 | 1.7861 | 1.6877 | 2.717 | 3.8478 | 4.6456 | 4.7708 | 4.3842 | 4.3879 | 3.8555 | 3.5617
2042-03-16 | 3.5873 | 3.4157 | 3.0607 | 2.9541 | 2.8587 | 3.1208 | 3.3757 | 3.1859 | 2.5594 | 2.3424 | 1.9061 | 1.8389 | 1.6466 | 1.5668 | 1.676 | 1.5836 | 1.9731 | 3.1473 | 4.6561 | 4.8521 | 4.4816 | 4.0669 | 3.7008 | 3.3122
2042-03-17 | 3.2739 | 3.1371 | 2.8255 | 2.5817 | 2.6235 | 2.954 | 3.2566 | 3.2876 | 3.2281 | 2.6529 | 2.1708 | 1.7511 | 2.0396 | 2.9545 | 2.4246 | 2.4253 | 3.0499 | 3.5232 | 4.4646 | 5.1573 | 4.8226 | 4.0259 | 3.6698 | 3.6177
2042-03-18 | 3.3295 | 2.9472 | 2.8261 | 3.0003 | 2.9052 | 3.1091 | 3.6128 | 3.8498 | 3.761 | 3.487 | 2.8303 | 1.9919 | 2.1552 | 2.6678 | 2.5045 | 2.6979 | 3.8355 | 4.4453 | 4.9993 | 5.1599 | 4.7768 | 4.2839 | 3.6468 | 3.4247
2042-03-19 | 3.18 | 2.9285 | 2.8997 | 2.8709 | 2.8906 | 3.4807 | 3.6056 | 3.7366 | 3.348 | 2.754 | 2.2738 | 1.959 | 2.2321 | 2.1438 | 2.6149 | 2.9237 | 3.6668 | 4.4725 | 5.0899 | 5.192 | 4.4587 | 3.8515 | 3.6512 | 3.528
2042-03-20 | 3.4842 | 3.2036 | 2.9556 | 2.8942 | 3.07 | 3.2217 | 3.7058 | 3.8123 | 3.8709 | 3.4519 | 2.6948 | 1.7839 | 2.0578 | 2.3116 | 2.4584 | 3.1924 | 3.644 | 4.6613 | 5.2326 | 5.3701 | 4.6772 | 4.2571 | 4.0047 | 3.6675
2042-03-21 | 3.5746 | 3.3618 | 3.0791 | 3.0323 | 2.9326 | 3.2459 | 4.0064 | 3.5426 | 2.871 | 2.8756 | 2.3241 | 2.0053 | 2.0678 | 2.4503 | 2.5338 | 3.3398 | 3.8075 | 4.7351 | 4.7077 | 4.678 | 4.7056 | 4.6794 | 4.1473 | 3.9444
2042-03-22 | 3.6938 | 3.324 | 3.0663 | 3.0024 | 3.2754 | 3.2538 | 3.6805 | 3.8987 | 3.9419 | 4.1384 | 3.5018 | 2.8143 | 2.7006 | 2.6603 | 2.6592 | 2.7275 | 2.9786 | 3.6788 | 3.8021 | 4.2336 | 4.1245 | 3.6531 | 3.5336 | 3.3549
2042-03-23 | 3.1644 | 2.8622 | 2.7687 | 2.6402 | 2.56 | 2.6348 | 2.8347 | 2.7733 | 2.4251 | 2.2604 | 1.8078 | 1.3349 | 1.3284 | 1.2958 | 1.3937 | 1.7422 | 2.3616 | 3.134 | 3.8322 | 4.7215 | 4.5562 | 4.0927 | 3.8402 | 3.6665
2042-03-24 | 3.2518 | 2.8915 | 2.8213 | 2.8833 | 3.0083 | 3.059 | 3.4989 | 3.4385 | 3.2212 | 3.233 | 1.9875 | 1.8419 | 1.8632 | 1.6796 | 1.638 | 2.1377 | 2.726 | 3.5598 | 4.5329 | 5.2045 | 4.7717 | 4.1401 | 4.1815 | 3.5983
2042-03-25 | 3.0668 | 3.0739 | 3.018 | 2.8476 | 2.8298 | 3.2121 | 4.2231 | 3.5744 | 2.5535 | 2.2662 | 2.0078 | 1.6281 | 1.5839 | 1.7483 | 1.6549 | 1.6678 | 2.7832 | 4.0625 | 4.7261 | 5.3574 | 5.0642 | 4.6915 | 4.1681 | 3.8665
2042-03-26 | 3.1996 | 3.0542 | 2.9669 | 2.9436 | 2.9201 | 3.4456 | 3.8279 | 3.55 | 2.9418 | 2.0646 | 1.6682 | 1.3548 | 1.5512 | 1.5013 | 1.6376 | 1.6938 | 2.8692 | 3.9222 | 4.6378 | 5.3118 | 5.051 | 4.6215 | 4.1339 | 3.8375
2042-03-27 | 3.5279 | 3.0425 | 2.9654 | 3.1241 | 3.1534 | 3.3907 | 3.7732 | 3.8584 | 3.2968 | 2.5768 | 2.0808 | 1.7882 | 1.9887 | 1.9059 | 1.3536 | 2.0214 | 3.2562 | 4.3597 | 4.9801 | 5.5596 | 5.3048 | 4.833 | 4.0266 | 3.5786
2042-03-28 | 3.5097 | 3.0846 | 2.9324 | 2.8383 | 2.8474 | 2.9866 | 3.3741 | 3.4787 | 2.5703 | 1.9984 | 1.5511 | 1.4284 | 1.5178 | 1.709 | 1.6938 | 1.7074 | 2.9557 | 3.6908 | 4.471 | 5.2044 | 4.9011 | 4.6007 | 4.1133 | 3.8278
2042-03-29 | 3.5887 | 3.229 | 2.9422 | 2.8766 | 3.0017 | 3.0779 | 3.1244 | 3.0016 | 2.4046 | 2.4423 | 1.981 | 2.1367 | 2.3017 | 2.3459 | 2.281 | 2.1371 | 2.3202 | 3.7369 | 4.0438 | 4.6405 | 4.3696 | 4.0817 | 3.6958 | 3.3794
2042-03-30 | 3.449 | 3.058 | 2.8971 | 2.8541 | 2.7347 | 2.817 | 2.8734 | 2.7344 | 2.5354 | 2.205 | 1.7624 | 1.9987 | 2.0945 | 1.8651 | 1.5232 | 2.2147 | 2.6963 | 3.6532 | 4.5963 | 5.0718 | 4.5194 | 4.2929 | 4.2126 | 3.8885
2042-03-31 | 3.5339 | 3.1321 | 3.0835 | 3.0657 | 3.1199 | 3.5954 | 4.6576 | 4.4773 | 4.3948 | 4.0042 | 3.5657 | 3.0882 | 3.6685 | 3.7236 | 3.4915 | 3.4615 | 4.5626 | 5.1322 | 5.2991 | 4.9669 | 4.3291 | 4.007 | 3.6863 | 3.5252
2042-04-01 | 3.2091 | 2.9908 | 2.9355 | 2.6066 | 2.3711 | 2.4302 | 3.0338 | 3.8401 | 3.2135 | 2.6193 | 2.9483 | 2.4988 | 2.3128 | 2.4189 | 2.9923 | 2.9902 | 4.2176 | 4.9872 | 5.2702 | 5.3173 | 5.1349 | 4.6519 | 4.0496 | 3.8836
2042-04-02 | 3.2981 | 3.0222 | 2.9718 | 2.9875 | 2.9519 | 3.3296 | 4.1583 | 4.6239 | 3.2675 | 3.0397 | 3.3308 | 3.0707 | 2.0284 | 2.0501 | 2.6644 | 2.9942 | 3.7581 | 4.6825 | 5.3784 | 5.6411 | 5.233 | 4.8638 | 4.2614 | 3.5207
2042-04-03 | 3.4306 | 3.2576 | 3.1731 | 3.3497 | 3.1702 | 3.5353 | 4.3524 | 4.2512 | 4.4768 | 4.1777 | 3.5432 | 3.7643 | 2.7813 | 2.7482 | 3.0219 | 3.3507 | 4.3984 | 4.6348 | 5.2418 | 5.6384 | 5.2667 | 4.6118 | 4.8153 | 4.1769
2042-04-04 | 3.2397 | 3.0476 | 2.9708 | 2.9999 | 3.0763 | 3.1368 | 3.4229 | 3.5984 | 3.3019 | 2.7751 | 2.3445 | 1.9882 | 2.0188 | 1.9221 | 2.6085 | 2.8166 | 2.8746 | 3.7715 | 5.0601 | 5.4148 | 4.7522 | 4.2674 | 4.1108 | 3.5937
2042-04-05 | 3.6238 | 3.3823 | 3.0169 | 2.9807 | 3.1144 | 3.3689 | 3.0328 | 3.0951 | 2.8825 | 2.4685 | 2.271 | 2.0784 | 2.107 | 2.055 | 2.2319 | 2.774 | 3.3798 | 4.3294 | 5.2123 | 5.1714 | 4.4976 | 4.7545 | 4.7192 | 3.7825
2042-04-06 | 3.4694 | 3.2895 | 3.4972 | 3.087 | 2.9694 | 2.9155 | 2.9803 | 3.2084 | 2.8587 | 3.0416 | 2.8449 | 2.4918 | 2.2426 | 2.2343 | 1.9432 | 2.4033 | 3.2885 | 3.8259 | 4.4482 | 5.0757 | 4.7274 | 4.3964 | 3.7676 | 3.2577
2042-04-07 | 3.0951 | 3.0102 | 3.1617 | 2.979 | 2.9668 | 3.2447 | 4.1804 | 4.227 | 3.2623 | 2.6108 | 2.1433 | 1.9229 | 1.849 | 1.8957 | 2.0416 | 1.8397 | 2.6426 | 3.9178 | 4.9666 | 5.5527 | 4.9646 | 4.2296 | 3.755 | 3.3436
2042-04-08 | 3.2127 | 3.1281 | 2.9163 | 2.8648 | 3.0707 | 3.3512 | 3.8022 | 3.5023 | 2.9825 | 2.1152 | 1.7187 | 1.5722 | 1.6897 | 1.8751 | 1.8361 | 1.9276 | 2.8331 | 4.0967 | 4.8847 | 5.4197 | 5.1481 | 4.5556 | 3.9458 | 3.4012
2042-04-09 | 3.3047 | 3.1354 | 2.9541 | 2.9218 | 2.9557 | 3.1802 | 3.4551 | 3.3967 | 2.6463 | 2.1496 | 1.867 | 1.7568 | 1.6897 | 1.9161 | 1.9332 | 2.5516 | 3.2086 | 3.9207 | 5.2075 | 5.6635 | 5.2515 | 4.1685 | 3.8047 | 3.8886
2042-04-10 | 3.2298 | 3.0509 | 3.0167 | 3.0998 | 3.1602 | 3.2827 | 3.8168 | 3.6484 | 3.0404 | 2.3734 | 2.0507 | 1.8477 | 1.9752 | 1.9305 | 1.5221 | 1.9262 | 3.2003 | 4.0183 | 4.8132 | 5.6648 | 5.2076 | 4.5117 | 3.812 | 3.6539
2042-04-11 | 3.2378 | 3.0381 | 2.9639 | 2.9473 | 2.9132 | 3.0885 | 4.0189 | 3.8421 | 3.0963 | 2.3145 | 1.9075 | 1.7512 | 1.8315 | 2.0212 | 1.7752 | 2.2998 | 3.521 | 4.7838 | 5.4396 | 5.639 | 5.1134 | 4.657 | 4.6088 | 4.0791
2042-04-12 | 3.8382 | 3.427 | 3.1755 | 3.1244 | 3.1937 | 3.3618 | 2.836 | 2.8132 | 2.5038 | 2.0788 | 1.7645 | 1.6329 | 1.5867 | 1.6978 | 1.2962 | 1.8047 | 2.8414 | 3.9167 | 4.68 | 4.9493 | 4.1162 | 3.9721 | 4.1353 | 3.7215
2042-04-13 | 3.8932 | 3.4663 | 3.1694 | 3.1037 | 3.1431 | 3.4144 | 3.3183 | 3.0406 | 2.6022 | 2.307 | 2.3723 | 2.1873 | 2.002 | 1.8726 | 1.511 | 2.078 | 2.7453 | 3.535 | 4.992 | 5.4842 | 5.123 | 4.745 | 4.2932 | 3.5548
2042-04-14 | 3.3312 | 3.3984 | 3.3483 | 3.12 | 3.1021 | 3.8496 | 4.2818 | 3.8853 | 3.3805 | 2.4503 | 2.0917 | 1.9583 | 1.9181 | 2.1171 | 2.3708 | 2.0691 | 2.9483 | 4.4201 | 5.3251 | 5.464 | 5.0186 | 4.3362 | 3.6874 | 3.3498
2042-04-15 | 3.3271 | 3.1089 | 2.9538 | 2.9783 | 3.1465 | 3.2306 | 3.8618 | 3.911 | 3.8447 | 3.1414 | 2.1274 | 1.9408 | 2.021 | 1.9714 | 1.6082 | 2.2011 | 3.0677 | 4.0476 | 5.1704 | 5.4759 | 4.9444 | 3.9344 | 3.7232 | 3.3364
2042-04-16 | 3.062 | 3.1415 | 2.9792 | 2.9036 | 2.9197 | 3.1795 | 3.6289 | 3.5444 | 2.8839 | 2.5836 | 2.1255 | 1.7408 | 1.7431 | 2.004 | 1.5358 | 2.1222 | 3.2599 | 4.4299 | 5.1043 | 5.5709 | 4.9729 | 4.2517 | 3.7247 | 3.4105
2042-04-17 | 3.2924 | 3.3459 | 3.0727 | 3.0221 | 3.001 | 3.6312 | 4.2667 | 3.5498 | 3.7444 | 2.9949 | 2.9782 | 2.7334 | 3.0599 | 2.7366 | 2.9486 | 2.9544 | 4.0969 | 4.7281 | 5.086 | 5.5939 | 5.3378 | 4.4179 | 4.4706 | 4.2671
2042-04-18 | 3.5099 | 3.2336 | 3.1333 | 2.9968 | 2.9557 | 3.3479 | 3.3496 | 3.7308 | 3.8997 | 3.1579 | 2.5503 | 2.2808 | 2.6064 | 2.3799 | 1.8326 | 2.1158 | 3.146 | 4.2269 | 4.2116 | 4.7019 | 4.6535 | 4.1348 | 4.029 | 3.7891
2042-04-19 | 3.3774 | 3.0317 | 2.9167 | 2.8682 | 2.8869 | 2.976 | 3.386 | 3.0389 | 2.6931 | 2.7938 | 2.201 | 1.7959 | 2.0273 | 1.7027 | 1.8818 | 2.0299 | 2.8622 | 3.1459 | 4.2605 | 4.942 | 4.5969 | 3.7961 | 3.8384 | 3.8349
2042-04-20 | 3.23 | 3.0914 | 3.1422 | 3.1024 | 2.9674 | 2.9132 | 2.795 | 2.6628 | 2.5817 | 2.1876 | 1.8112 | 1.5567 | 1.6443 | 1.4411 | 1.6819 | 2.0211 | 2.4542 | 3.5982 | 4.4916 | 5.2627 | 4.9472 | 4.1046 | 3.7127 | 3.6263
2042-04-21 | 3.26 | 2.9155 | 2.8792 | 2.814 | 2.9017 | 3.3385 | 4.2288 | 3.2564 | 3.1879 | 2.9224 | 2.7254 | 2.0527 | 1.9647 | 1.899 | 2.1781 | 2.4556 | 3.2956 | 4.3247 | 5.0409 | 5.5667 | 5.0305 | 4.2805 | 3.8206 | 3.4104
2042-04-22 | 3.2298 | 3.272 | 2.9422 | 2.8669 | 2.8737 | 2.9587 | 3.5455 | 2.9598 | 3.1076 | 2.5065 | 2.131 | 2.1506 | 1.771 | 1.9173 | 2.2061 | 2.1436 | 2.7547 | 3.8415 | 4.9206 | 5.3402 | 4.9062 | 4.024 | 3.6063 | 3.3007
2042-04-23 | 3.0894 | 3.0506 | 3.0646 | 2.9078 | 2.9113 | 3.2588 | 3.7393 | 3.4439 | 3.1446 | 2.5333 | 2.1011 | 1.7938 | 1.8365 | 2.0077 | 1.7924 | 1.844 | 2.845 | 4.2011 | 4.9668 | 5.598 | 5.076 | 3.9011 | 3.2591 | 3.0658
2042-04-24 | 3.0933 | 2.9943 | 2.7593 | 2.8068 | 2.883 | 2.894 | 3.1159 | 3.1714 | 3.0194 | 2.6284 | 2.2224 | 1.9982 | 1.7597 | 1.9841 | 1.9542 | 2.5056 | 3.8325 | 4.3047 | 5.083 | 5.6653 | 5.2942 | 4.3371 | 3.5693 | 3.2523
2042-04-25 | 3.2126 | 3.0566 | 2.9069 | 2.8537 | 2.8784 | 3.0927 | 3.7152 | 3.7168 | 3.5799 | 3.777 | 3.3741 | 3.0088 | 2.5725 | 2.5 | 2.5197 | 3.0736 | 3.4266 | 3.7883 | 4.7482 | 5.0805 | 4.365 | 4.2369 | 4.2973 | 3.3961
2042-04-26 | 3.0684 | 3.0557 | 2.9189 | 2.8826 | 2.8922 | 3.2102 | 3.0171 | 3.1716 | 3.0688 | 2.7508 | 2.837 | 2.3998 | 2.3735 | 2.4478 | 1.9798 | 1.9779 | 2.4527 | 3.4326 | 4.2665 | 3.9202 | 3.6624 | 3.7579 | 3.3734 | 3.0035
2042-04-27 | 2.9824 | 3.0516 | 2.861 | 2.7537 | 2.8011 | 2.8836 | 3.1229 | 2.6708 | 2.2408 | 2.1734 | 1.8792 | 1.4097 | 1.466 | 1.6921 | 1.8626 | 2.1519 | 2.3007 | 3.1169 | 3.8334 | 4.3079 | 4.2558 | 3.8834 | 3.2394 | 3.036
2042-04-28 | 3.111 | 2.9287 | 2.8548 | 2.8436 | 2.9146 | 3.2504 | 3.5749 | 3.39 | 3.5442 | 2.3846 | 2.0299 | 2.1442 | 2.0758 | 2.1864 | 2.579 | 2.6587 | 2.6463 | 3.4421 | 4.8048 | 5.0241 | 4.6266 | 4.5645 | 4.2301 | 3.3378
2042-04-29 | 3.2485 | 3.1869 | 2.9363 | 2.9348 | 2.9508 | 3.1156 | 3.5532 | 2.7913 | 2.6546 | 2.2556 | 1.9096 | 1.7761 | 1.8938 | 1.9569 | 2.1405 | 2.7965 | 3.8521 | 4.3597 | 4.7307 | 5.2474 | 4.687 | 4.0138 | 3.5474 | 3.269
2042-04-30 | 3.2261 | 3.0253 | 2.9077 | 2.8372 | 2.9096 | 3.1332 | 3.9928 | 4.2727 | 4.2423 | 4.0727 | 3.2588 | 3.3835 | 3.1206 | 2.9292 | 3.5908 | 3.9161 | 3.8745 | 4.4245 | 5.227 | 5.5161 | 4.6808 | 3.954 | 4.2445 | 3.4494
2042-05-01 | 3.0463 | 3.0999 | 2.7941 | 2.5718 | 2.596 | 2.8804 | 3.3557 | 3.1053 | 3.1739 | 2.8705 | 2.2034 | 2.432 | 2.9982 | 3.2019 | 2.9605 | 3.1264 | 3.3803 | 4.7287 | 5.0916 | 5.2276 | 5.0051 | 4.7586 | 4.275 | 3.5163
2042-05-02 | 3.1887 | 2.9973 | 3.0615 | 3.0458 | 3.0285 | 3.4357 | 4.2179 | 4.2221 | 3.3487 | 2.5464 | 3.165 | 3.176 | 3.0189 | 2.2221 | 2.6904 | 3.5702 | 3.7049 | 4.0638 | 5.1695 | 5.0968 | 4.5791 | 4.7145 | 4.5007 | 3.6739
2042-05-03 | 3.2236 | 3.0818 | 2.8266 | 2.67 | 2.6333 | 2.8144 | 2.977 | 2.6636 | 2.5251 | 2.6008 | 2.6303 | 2.3167 | 2.2235 | 2.0937 | 2.0684 | 2.0616 | 2.7488 | 3.7347 | 4.4425 | 4.3562 | 4.1921 | 4.1377 | 3.7216 | 3.1373
2042-05-04 | 3.0031 | 3.0357 | 2.9387 | 2.8099 | 2.822 | 2.7857 | 2.8821 | 2.5502 | 2.1814 | 1.8468 | 1.6765 | 1.4238 | 1.0565 | 1.3128 | 1.4476 | 1.7959 | 2.0978 | 2.7824 | 4.2864 | 4.8402 | 4.4019 | 3.5995 | 3.7041 | 3.2055
2042-05-05 | 2.9876 | 2.9207 | 2.9594 | 2.7881 | 2.8568 | 3.1965 | 4.207 | 3.4883 | 2.6702 | 2.3685 | 1.9347 | 1.7786 | 1.8803 | 1.8104 | 1.6729 | 1.605 | 2.465 | 3.7458 | 4.4257 | 5.0281 | 4.7583 | 4.1736 | 3.4221 | 3.2581
2042-05-06 | 3.1168 | 2.8344 | 2.5828 | 2.6221 | 2.8044 | 2.7941 | 3.1087 | 3.2082 | 3.651 | 3.4458 | 2.8957 | 3.6578 | 3.3143 | 3.7299 | 2.9758 | 2.67 | 3.5009 | 4.3129 | 4.9123 | 5.5661 | 5.1092 | 4.4417 | 3.9904 | 3.8734
2042-05-07 | 3.1459 | 3.0012 | 2.9074 | 2.8903 | 2.8707 | 3.1565 | 3.9129 | 4.0081 | 3.2548 | 2.6745 | 2.1923 | 1.9834 | 2.0758 | 2.1591 | 2.5125 | 2.5494 | 3.0661 | 4.035 | 5.0854 | 5.5995 | 5.452 | 4.6415 | 3.972 | 3.4488
2042-05-08 | 3.2052 | 3.2251 | 2.9898 | 2.8888 | 2.8941 | 3.2542 | 3.9006 | 3.4318 | 2.9485 | 2.3763 | 2.2571 | 2.1699 | 2.0601 | 2.024 | 2.6379 | 2.8247 | 3.4224 | 4.5122 | 5.4076 | 5.596 | 5.3851 | 4.7449 | 4.2432 | 3.7646
2042-05-09 | 3.3762 | 3.1776 | 3.1467 | 3.2228 | 3.279 | 3.4658 | 4.1357 | 3.8374 | 3.4756 | 2.7819 | 2.2369 | 2.1525 | 2.3239 | 2.3748 | 2.5282 | 2.6652 | 3.1814 | 3.6304 | 4.7477 | 5.4016 | 4.935 | 4.3166 | 4.0548 | 3.9303
2042-05-10 | 3.2382 | 3.0717 | 3.1674 | 2.9238 | 2.8753 | 2.948 | 3.037 | 3.0173 | 2.1836 | 1.6887 | 1.3656 | 1.1189 | 1.2592 | 1.3384 | 1.7975 | 1.7283 | 2.3646 | 3.672 | 4.5355 | 5.0459 | 4.402 | 3.7844 | 3.7308 | 3.337
2042-05-11 | 3.2442 | 3.1796 | 2.9158 | 2.8853 | 2.8701 | 2.8634 | 3.1197 | 2.7024 | 2.179 | 1.8291 | 1.6322 | 1.4941 | 1.404 | 1.4728 | 1.2674 | 1.6331 | 2.3793 | 3.7883 | 4.6076 | 5.0568 | 4.4739 | 3.9138 | 3.7962 | 3.4783
2042-05-12 | 3.2606 | 3.0395 | 2.8532 | 2.7811 | 2.6994 | 2.8862 | 3.3047 | 2.925 | 3.1228 | 2.8016 | 2.465 | 2.3903 | 2.1173 | 1.8386 | 1.6754 | 2.3181 | 3.9153 | 4.756 | 5.2668 | 4.9943 | 4.2984 | 3.7323 | 3.9409 | 3.4354
2042-05-13 | 3.0002 | 3.0498 | 2.9567 | 2.8108 | 2.8366 | 3.0125 | 4.0801 | 3.8364 | 3.3224 | 3.3314 | 2.5541 | 2.2677 | 2.4052 | 2.1453 | 1.9202 | 2.1664 | 3.6597 | 4.7232 | 4.8765 | 5.1294 | 4.9517 | 4.3761 | 3.725 | 3.7301
2042-05-14 | 3.1655 | 2.9265 | 2.8516 | 2.7883 | 2.8869 | 3.0291 | 3.1607 | 2.6317 | 2.3274 | 2.0574 | 1.8791 | 1.6392 | 1.5182 | 1.7341 | 2.0665 | 2.3581 | 3.1062 | 4.2664 | 5.1053 | 5.5309 | 5.5268 | 5.012 | 4.1148 | 3.6329
2042-05-15 | 3.2281 | 3.3362 | 3.0275 | 2.8204 | 2.8613 | 3.3115 | 4.4012 | 3.8999 | 3.1892 | 2.944 | 2.4256 | 2.3903 | 2.4136 | 2.6903 | 3.1423 | 3.4795 | 4.329 | 4.8169 | 5.3364 | 5.5827 | 5.2758 | 4.7963 | 4.0442 | 3.5643
2042-05-16 | 3.3309 | 3.1535 | 3.0587 | 2.9705 | 2.9249 | 2.9862 | 3.2939 | 3.5331 | 3.2844 | 2.5264 | 1.8723 | 1.8323 | 1.9931 | 1.7957 | 1.5277 | 2.1979 | 2.9524 | 3.5477 | 4.6248 | 5.0778 | 4.3788 | 4.4193 | 4.482 | 3.8671
2042-05-17 | 3.2551 | 2.9125 | 2.8266 | 2.8062 | 2.8358 | 3.01 | 2.9398 | 2.5341 | 2.1358 | 1.6314 | 1.3996 | 1.0814 | 1.2017 | 1.4464 | 0.99105 | 1.5126 | 2.3814 | 3.007 | 3.811 | 4.7154 | 4.2422 | 3.7885 | 3.5649 | 3.4867
2042-05-18 | 3.2047 | 2.9319 | 2.8794 | 2.9486 | 2.761 | 2.5323 | 2.3238 | 2.2149 | 2.0092 | 1.4777 | 1.2125 | 0.86456 | 0.97711 | 1.1085 | 1.0163 | 1.6432 | 2.6562 | 4.1424 | 5.0283 | 5.1008 | 4.6947 | 3.8411 | 3.5099 | 3.1499
2042-05-19 | 3.1034 | 3.0443 | 2.8104 | 2.781 | 2.8118 | 3.0659 | 3.6647 | 3.5429 | 3.0121 | 2.5907 | 2.1633 | 2.0424 | 2.0229 | 2.1554 | 2.0648 | 2.1906 | 3.6689 | 4.4852 | 4.9704 | 5.3102 | 4.8801 | 3.8317 | 3.6114 | 3.207
2042-05-20 | 3.2046 | 3.0818 | 2.8428 | 2.8558 | 3.0749 | 3.2149 | 3.4301 | 3.2676 | 3.1684 | 2.2764 | 2.0152 | 2.2515 | 2.0875 | 2.5288 | 1.914 | 2.6058 | 3.4131 | 4.1684 | 5.1018 | 5.5493 | 5.1127 | 4.3092 | 4.0921 | 3.7707
2042-05-21 | 3.1377 | 2.989 | 2.9412 | 2.9282 | 3.1952 | 3.3277 | 3.9005 | 3.6216 | 3.3277 | 2.7418 | 2.6346 | 2.7859 | 2.1607 | 1.8693 | 1.7641 | 2.5073 | 3.0563 | 3.7967 | 5.0584 | 5.4799 | 5.343 | 4.4517 | 4.1782 | 3.9898
2042-05-22 | 3.2528 | 3.1028 | 3.1324 | 2.7609 | 2.8178 | 2.9596 | 3.4305 | 3.2859 | 2.7367 | 2.4211 | 1.9908 | 1.8265 | 1.7369 | 1.8064 | 1.7908 | 2.1825 | 3.0473 | 4.0752 | 4.8589 | 5.1668 | 4.7729 | 4.1951 | 4.0344 | 3.7745
2042-05-23 | 3.3627 | 3.1445 | 3.0145 | 2.8521 | 2.9086 | 2.8967 | 2.9125 | 2.6248 | 2.3663 | 2.0126 | 1.7426 | 1.7333 | 1.6578 | 1.7376 | 1.659 | 1.9939 | 2.875 | 4.1529 | 4.5548 | 4.6521 | 4.1334 | 3.9135 | 3.8701 | 3.5613
2042-05-24 | 3.4346 | 3.1455 | 2.897 | 2.9123 | 3.0132 | 2.8154 | 2.8822 | 2.3516 | 2.3367 | 2.0129 | 1.6106 | 1.8176 | 1.8862 | 1.6713 | 1.4034 | 2.1155 | 2.6743 | 3.4233 | 4.2336 | 4.6923 | 4.3379 | 3.5902 | 3.8162 | 3.6
2042-05-25 | 3.127 | 3.0354 | 3.1231 | 2.8927 | 2.8142 | 2.8235 | 2.886 | 2.8886 | 2.3361 | 2.0156 | 1.6787 | 1.4704 | 1.7644 | 1.8043 | 1.7742 | 2.484 | 3.0807 | 3.9967 | 4.5914 | 4.7264 | 4.2862 | 3.672 | 3.443 | 3.1846
2042-05-26 | 3.203 | 3.1054 | 2.8552 | 2.8122 | 2.9519 | 2.9639 | 2.7726 | 2.6084 | 2.207 | 2.0236 | 1.8801 | 1.8137 | 1.637 | 1.7381 | 1.5796 | 2.5186 | 2.9806 | 3.5244 | 4.6562 | 5.204 | 4.9003 | 4.3287 | 3.6934 | 3.516
2042-05-27 | 3.3272 | 2.9383 | 2.9348 | 3.0796 | 2.8955 | 3.2142 | 3.842 | 4.0186 | 4.4813 | 4.0936 | 3.9285 | 3.5166 | 3.2571 | 3.336 | 3.9828 | 4.5126 | 4.7461 | 4.7923 | 5.5452 | 5.5406 | 4.8558 | 5.0675 | 4.8743 | 4.0905
2042-05-28 | 3.688 | 3.4617 | 3.3902 | 3.5238 | 3.1453 | 3.4481 | 4.2911 | 3.6084 | 2.7851 | 2.3666 | 2.0521 | 2.0131 | 1.8745 | 1.847 | 1.9857 | 2.2277 | 2.9371 | 4.2166 | 5.182 | 5.5475 | 5.4683 | 5.1511 | 4.5357 | 4.0951
2042-05-29 | 3.9115 | 3.4628 | 3.1807 | 3.207 | 3.3214 | 3.3063 | 3.7786 | 3.489 | 3.3581 | 2.5187 | 2.3567 | 2.1558 | 1.8428 | 2.1387 | 2.7883 | 2.916 | 3.5801 | 3.9285 | 5.0236 | 5.6019 | 5.3879 | 4.6159 | 4.2123 | 3.7938
2042-05-30 | 3.7139 | 3.461 | 3.3708 | 3.288 | 3.2982 | 3.6527 | 3.7536 | 3.9622 | 3.8267 | 2.8661 | 3.2251 | 2.232 | 2.3896 | 2.5189 | 2.7109 | 2.1869 | 3.0737 | 4.1913 | 4.377 | 4.8131 | 4.275 | 4.272 | 4.3214 | 4.1875
2042-05-31 | 3.6263 | 3.2528 | 2.9506 | 2.915 | 2.9479 | 3.0357 | 2.764 | 2.5915 | 2.2313 | 1.6451 | 1.3444 | 0.81766 | 0.94156 | 1.1363 | 1.3542 | 1.5553 | 2.1517 | 3.3506 | 4.3446 | 4.8076 | 4.2673 | 3.9898 | 3.8776 | 3.5841
2042-06-01 | 3.6408 | 3.3462 | 3.1044 | 3.0288 | 2.9527 | 3.0043 | 2.8864 | 2.6499 | 2.382 | 2.14 | 1.7032 | 1.4282 | 1.5648 | 1.5998 | 1.1442 | 1.7072 | 2.3254 | 3.0484 | 4.4784 | 5.2272 | 5.0386 | 4.9831 | 4.1726 | 3.8903
2042-06-02 | 3.4675 | 3.1929 | 3.1834 | 3.2011 | 3.0003 | 3.0973 | 3.0632 | 3.4234 | 2.9693 | 2.7722 | 2.4279 | 2.1958 | 2.1982 | 2.2269 | 2.1658 | 3.0626 | 4.3773 | 4.424 | 4.7862 | 5.5913 | 5.4175 | 5.1691 | 4.4208 | 4.071
2042-06-03 | 3.8014 | 3.2613 | 3.1606 | 3.3115 | 3.1586 | 3.3188 | 3.6353 | 4.0075 | 3.9396 | 3.3283 | 3.0849 | 3.0958 | 2.4652 | 2.5117 | 2.0309 | 3.1985 | 3.8258 | 4.3127 | 5.139 | 5.4753 | 5.2326 | 4.4795 | 4.2556 | 4.0962
2042-06-04 | 3.3241 | 3.2363 | 3.1649 | 3.1189 | 3.1812 | 3.4969 | 3.9491 | 3.6794 | 2.556 | 2.1581 | 2.4026 | 2.3804 | 2.4314 | 2.249 | 1.9768 | 2.1828 | 3.2443 | 4.0375 | 4.9514 | 5.5298 | 5.3068 | 5.0272 | 4.2722 | 3.9874
2042-06-05 | 3.6932 | 3.3197 | 3.1657 | 3.1922 | 3.1422 | 3.1427 | 3.257 | 3.1924 | 2.8964 | 2.5434 | 2.1281 | 2.2709 | 2.1139 | 2.2165 | 2.5296 | 2.7157 | 3.44 | 4.0751 | 4.8587 | 5.2599 | 5.0683 | 4.3387 | 3.8934 | 3.4755
2042-06-06 | 3.2987 | 3.1611 | 3.0296 | 2.9748 | 2.949 | 2.9814 | 3.3252 | 3.6866 | 3.171 | 2.7039 | 2.4733 | 2.1987 | 2.4169 | 2.6011 | 2.5267 | 2.6111 | 3.3332 | 4.0506 | 4.7291 | 5.018 | 4.7875 | 4.3522 | 4.2604 | 3.8967
2042-06-07 | 3.6207 | 3.3154 | 3.1245 | 3.1307 | 3.1418 | 2.9648 | 2.9234 | 2.7971 | 2.4249 | 2.012 | 1.4819 | 1.5566 | 2.0033 | 1.572 | 1.2173 | 1.5848 | 2.2427 | 3.1678 | 4.256 | 4.5721 | 4.4856 | 4.4323 | 3.8167 | 3.551
2042-06-08 | 3.4677 | 3.4167 | 3.1252 | 3.0621 | 2.972 | 2.9156 | 2.9056 | 2.8306 | 2.5197 | 2.086 | 1.7187 | 1.6207 | 1.8318 | 1.8915 | 1.2187 | 1.599 | 2.1481 | 2.918 | 4.3939 | 5.2056 | 4.9404 | 4.3773 | 4.0595 | 3.6352
2042-06-09 | 3.565 | 3.1895 | 3.0504 | 3.0163 | 3.0372 | 3.0123 | 2.909 | 3.1368 | 2.7079 | 2.4899 | 2.2886 | 1.7563 | 1.5656 | 1.6805 | 1.726 | 2.2022 | 2.4741 | 3.9175 | 4.7146 | 5.3173 | 5.2379 | 4.5481 | 3.9094 | 3.7437
2042-06-10 | 3.4825 | 3.1291 | 3.0742 | 3.2374 | 2.9978 | 2.9985 | 3.244 | 3.4942 | 2.8631 | 2.7169 | 2.3655 | 2.186 | 1.9291 | 2.1844 | 2.008 | 2.704 | 3.925 | 4.6623 | 5.2317 | 5.5796 | 5.5729 | 4.969 | 4.3885 | 3.8893
2042-06-11 | 3.4379 | 3.2914 | 3.4453 | 3.1465 | 3.0772 | 3.2205 | 3.9814 | 4.0079 | 3.2676 | 2.9423 | 2.6212 | 2.0642 | 2.2469 | 2.9101 | 2.8918 | 2.5602 | 3.5753 | 4.5355 | 5.0382 | 5.4786 | 5.3779 | 4.7884 | 4.376 | 4.2319
2042-06-12 | 4.0909 | 3.7717 | 3.3721 | 3.2386 | 3.0795 | 3.5701 | 3.4273 | 3.2478 | 3.2424 | 2.6928 | 3.9899 | 3.734 | 2.8105 | 2.5159 | 2.8313 | 3.1539 | 3.8546 | 4.7257 | 5.1845 | 5.6036 | 5.4618 | 5.0353 | 4.1277 | 3.6767
2042-06-13 | 3.3175 | 3.2236 | 3.2571 | 3.0963 | 3.0812 | 3.1121 | 4.0609 | 3.9175 | 3.3142 | 2.7777 | 2.7371 | 2.1906 | 2.2234 | 2.5043 | 2.5776 | 2.8295 | 3.3206 | 4.0892 | 5.015 | 5.304 | 5.279 | 5.0096 | 4.4613 | 4.3091
2042-06-14 | 3.6745 | 3.271 | 3.1322 | 3.2283 | 3.0753 | 3.0191 | 3.0666 | 2.8541 | 2.4814 | 2.2068 | 1.9327 | 1.9737 | 1.9602 | 2.1324 | 2.1807 | 2.1224 | 2.399 | 3.5971 | 4.6829 | 4.7943 | 4.6421 | 4.3079 | 3.7219 | 3.4163
2042-06-15 | 3.3955 | 3.194 | 3.0595 | 3.0184 | 3.1002 | 2.965 | 2.8814 | 2.815 | 2.3486 | 1.9407 | 1.6933 | 1.5213 | 1.5551 | 1.6152 | 1.9593 | 2.0584 | 2.3888 | 2.9913 | 4.0135 | 4.5803 | 4.7 | 3.9158 | 3.5854 | 3.3357
2042-06-16 | 3.3162 | 3.0967 | 2.9432 | 2.8843 | 3.0097 | 3.1084 | 3.0058 | 3.4375 | 3.5993 | 3.0395 | 2.7676 | 2.5009 | 2.3704 | 2.3011 | 1.8471 | 2.6461 | 3.7379 | 4.0267 | 4.9385 | 5.3267 | 5.5988 | 5.228 | 4.8352 | 4.2829
2042-06-17 | 3.6093 | 3.192 | 3.1365 | 3.0975 | 3.1218 | 3.2497 | 3.3939 | 3.7553 | 3.1446 | 2.5803 | 2.3688 | 2.2608 | 2.144 | 2.0517 | 2.2361 | 2.5575 | 2.926 | 4.0152 | 5.0433 | 5.5089 | 5.5951 | 5.031 | 5.1919 | 4.876
2042-06-18 | 4.6447 | 4.0329 | 3.6375 | 3.5998 | 3.7396 | 3.8242 | 3.1847 | 3.1697 | 3.2781 | 2.7922 | 2.2014 | 2.1602 | 1.9903 | 2.0248 | 1.5856 | 1.8923 | 2.9828 | 4.6287 | 5.233 | 5.5406 | 5.5066 | 5.2504 | 4.5572 | 3.9491
2042-06-19 | 4.8604 | 4.7873 | 4.2454 | 4.0218 | 3.7951 | 4.4895 | 3.4223 | 3.358 | 3.5503 | 2.933 | 2.5807 | 2.4091 | 2.1869 | 2.0225 | 1.793 | 2.4725 | 2.9455 | 3.698 | 4.8647 | 5.3744 | 5.2765 | 4.8984 | 4.9268 | 5.1009
2042-06-20 | 4.7796 | 3.9546 | 3.7607 | 3.8071 | 4.0768 | 3.8354 | 3.2038 | 3.5578 | 3.1437 | 2.6651 | 2.5408 | 2.1877 | 2.2477 | 2.2673 | 2.5208 | 2.7047 | 2.8836 | 3.5686 | 4.3411 | 4.7652 | 4.7273 | 4.8151 | 4.3594 | 3.8576
2042-06-21 | 3.3929 | 3.5072 | 3.3296 | 3.0956 | 2.9817 | 3.0302 | 2.9955 | 2.7491 | 2.1759 | 1.6625 | 1.4155 | 1.0734 | 1.2622 | 1.4724 | 0.88482 | 1.4616 | 2.148 | 2.8618 | 3.7742 | 4.4514 | 4.4251 | 4.2726 | 4.4191 | 4.4382
2042-06-22 | 4.5433 | 4.0952 | 3.7086 | 3.5701 | 3.5252 | 3.7778 | 2.7807 | 2.8002 | 2.6951 | 2.3681 | 1.9927 | 2.1124 | 2.1021 | 1.6814 | 1.6089 | 1.6228 | 2.2366 | 3.174 | 4.1749 | 4.961 | 4.8203 | 4.1923 | 4.5377 | 4.9
2042-06-23 | 3.8025 | 3.1322 | 3.0365 | 3.0145 | 2.9871 | 3.3501 | 3.2693 | 3.5071 | 3.7499 | 3.0546 | 2.5423 | 2.7494 | 3.0076 | 2.3723 | 2.2439 | 2.3187 | 2.9946 | 4.4819 | 5.4449 | 5.5991 | 5.4955 | 5.097 | 5.1743 | 5.2513
2042-06-24 | 4.7283 | 4.1181 | 4.2001 | 4.1805 | 3.8739 | 4.2492 | 3.6297 | 4.3395 | 3.7633 | 2.9389 | 2.4701 | 2.3515 | 2.3816 | 2.492 | 2.5251 | 2.3245 | 1.6424 | 2.884 | 3.6279 | 4.9223 | 5.6013 | 4.8281 | 4.3417 | 3.5527
2042-06-25 | 3.2306 | 3.0896 | 2.9732 | 2.921 | 2.9113 | 3.004 | 3.025 | 3.0408 | 2.6701 | 2.3591 | 2.1305 | 1.9887 | 1.8825 | 1.761 | 1.4179 | 1.9201 | 3.4045 | 4.4552 | 5.4461 | 5.592 | 5.6233 | 5.4199 | 5.1867 | 4.4228
2042-06-26 | 3.8799 | 3.4985 | 3.3483 | 3.2579 | 3.2815 | 3.4216 | 3.4781 | 4.2603 | 3.6818 | 3.2139 | 3.0884 | 3.0951 | 2.8221 | 2.6593 | 2.814 | 3.4123 | 3.5474 | 4.2156 | 5.0598 | 5.5547 | 5.4161 | 5.048 | 4.8198 | 4.0179
2042-06-27 | 3.3978 | 3.2018 | 3.1205 | 3.1149 | 3.1749 | 2.9825 | 2.8055 | 3.09 | 2.8106 | 2.4533 | 2.0792 | 2.1865 | 2.3875 | 2.217 | 2.1048 | 2.7815 | 3.2605 | 3.8439 | 4.4157 | 5.0324 | 5.1264 | 4.836 | 4.5269 | 3.7558
2042-06-28 | 3.4597 | 3.3931 | 3.0614 | 3.0285 | 2.9204 | 2.9928 | 2.9694 | 2.7156 | 2.396 | 2.1704 | 1.7815 | 1.4187 | 1.7382 | 1.8289 | 1.9679 | 1.7798 | 2.2082 | 3.2609 | 4.1379 | 4.4457 | 4.5453 | 4.1956 | 3.8889 | 3.4072
2042-06-29 | 3.4368 | 3.2981 | 3.0766 | 3.0192 | 2.9453 | 3.067 | 2.9047 | 2.6375 | 2.4134 | 2.0754 | 2.0485 | 1.6435 | 1.7321 | 1.6565 | 1.7937 | 1.8517 | 2.3354 | 3.1221 | 4.3271 | 4.5737 | 4.3811 | 4.0753 | 4.1675 | 3.4656
2042-06-30 | 3.1363 | 3.096 | 3.123 | 2.9331 | 2.971 | 3.0468 | 3.328 | 3.6934 | 3.4703 | 2.9556 | 2.4713 | 2.2667 | 2.2501 | 2.6254 | 2.7582 | 3.2967 | 4.067 | 5.1436 | 5.5009 | 5.5824 | 5.518 | 5.3774 | 4.5451 | 3.9395
2042-07-01 | 3.4576 | 3.3917 | 3.2455 | 3.1795 | 3.1264 | 3.3107 | 3.3984 | 3.3597 | 3.3602 | 2.7932 | 2.2716 | 1.9724 | 2.145 | 2.1964 | 2.3026 | 2.6068 | 3.0937 | 3.8274 | 4.6132 | 5.0568 | 5.077 | 5.6899 | 4.9612 | 4.4846
2042-07-02 | 4.0917 | 4.2293 | 3.5726 | 3.5443 | 3.3485 | 3.397 | 3.502 | 3.0687 | 2.7176 | 2.3174 | 1.8872 | 1.6401 | 1.8787 | 1.6659 | 1.6629 | 1.8526 | 2.9598 | 3.8252 | 4.1722 | 4.441 | 4.3835 | 5.0892 | 5.2412 | 4.6899
2042-07-03 | 4.4828 | 3.9956 | 3.6031 | 3.5916 | 3.5879 | 4.1176 | 3.7097 | 3.2154 | 2.9133 | 2.4115 | 2.3014 | 2.1684 | 2.143 | 2.1459 | 2.3253 | 2.2057 | 3.0151 | 4.2546 | 5.1131 | 5.4971 | 5.3232 | 5.2846 | 5.1831 | 4.7672
2042-07-04 | 4.4624 | 4.1613 | 3.7192 | 3.7596 | 3.7877 | 3.6626 | 3.7135 | 3.6368 | 3.3197 | 2.9093 | 2.2214 | 2.1157 | 2.16 | 2.0788 | 2.1671 | 2.1569 | 2.8588 | 3.544 | 3.6558 | 4.6646 | 4.6393 | 5.3444 | 5.0125 | 4.6164
2042-07-05 | 4.2827 | 3.886 | 3.465 | 3.4472 | 3.6351 | 3.4825 | 3.0723 | 2.9438 | 2.6634 | 2.3869 | 2.1974 | 2.0471 | 2.0301 | 2.0101 | 2.0415 | 2.0493 | 2.4958 | 2.8156 | 3.7175 | 4.0643 | 3.9751 | 3.5817 | 3.3175 | 3.1866
2042-07-06 | 3.1775 | 3.1683 | 2.978 | 2.9355 | 2.7996 | 2.9201 | 2.693 | 2.4769 | 2.1742 | 1.8971 | 1.5826 | 1.7414 | 1.5901 | 1.4404 | 1.6457 | 1.5739 | 2.0952 | 2.8422 | 3.7135 | 4.4454 | 3.9468 | 3.7869 | 3.5897 | 3.1793
2042-07-07 | 3.078 | 3.047 | 2.9611 | 2.86 | 2.9976 | 3.0439 | 3.0881 | 3.0499 | 2.746 | 2.3034 | 1.9394 | 1.774 | 1.6256 | 2.0007 | 2.2402 | 2.008 | 2.6636 | 4.114 | 4.9832 | 5.3661 | 5.1991 | 5.373 | 5.155 | 5.1163
2042-07-08 | 4.5511 | 4.0469 | 3.3863 | 3.3625 | 3.3323 | 3.5037 | 4.2132 | 3.5168 | 2.9716 | 2.323 | 2.3224 | 2.2292 | 1.8888 | 2.342 | 2.6934 | 2.4678 | 2.8175 | 4.1256 | 4.5771 | 5.1372 | 4.9279 | 5.5898 | 4.9761 | 4.4306
2042-07-09 | 3.9808 | 3.9693 | 3.7301 | 3.5182 | 3.358 | 3.6626 | 3.7743 | 3.1563 | 2.7621 | 2.3937 | 2.1317 | 2.0936 | 1.9958 | 2.3285 | 2.0598 | 2.5634 | 2.8404 | 3.3794 | 4.2394 | 5.2131 | 5.0781 | 5.6495 | 5.3848 | 4.5923
2042-07-10 | 4.5633 | 4.2806 | 3.7684 | 3.6643 | 3.7865 | 3.9539 | 3.909 | 3.3666 | 3.2348 | 2.833 | 2.5098 | 2.4992 | 3.0219 | 2.5391 | 2.0933 | 2.2563 | 2.7606 | 3.9073 | 4.6271 | 5.1677 | 4.9658 | 5.3446 | 5.2607 | 4.6587
2042-07-11 | 4.357 | 4.4193 | 3.8473 | 3.5628 | 3.2876 | 3.4658 | 3.385 | 2.943 | 2.8511 | 2.6881 | 2.6139 | 2.4192 | 2.3006 | 2.229 | 2.3753 | 2.4485 | 3.0861 | 3.5469 | 4.2682 | 5.0027 | 4.3477 | 5.2901 | 5.8144 | 4.8982
2042-07-12 | 4.2785 | 4.1777 | 3.721 | 3.5439 | 3.6177 | 3.6554 | 3.2361 | 2.9452 | 2.6378 | 2.3362 | 2.0008 | 1.6815 | 1.7732 | 1.9901 | 2.1082 | 2.166 | 2.521 | 2.859 | 3.4105 | 4.2924 | 4.4776 | 5.0922 | 5.4073 | 4.8244
2042-07-13 | 3.4492 | 3.1973 | 3.3182 | 3.1138 | 2.9427 | 2.9026 | 2.9707 | 2.8639 | 2.3958 | 2.2692 | 2.1076 | 1.3272 | 1.3706 | 1.6056 | 1.9344 | 1.881 | 2.5198 | 3.385 | 4.12 | 4.7198 | 4.1393 | 3.6444 | 3.8958 | 3.5912
2042-07-14 | 3.3721 | 3.099 | 3.0586 | 3.1515 | 3.0646 | 3.0569 | 2.9561 | 3.7769 | 3.4329 | 2.6346 | 2.24 | 2.1065 | 2.0498 | 1.9273 | 2.2102 | 2.154 | 2.6577 | 3.8755 | 4.9743 | 5.4848 | 5.3213 | 5.6207 | 5.3655 | 5.0252
2042-07-15 | 4.6891 | 3.9738 | 4.0936 | 4.2326 | 3.6444 | 3.8976 | 4.1159 | 3.7951 | 3.3343 | 3.2602 | 2.4294 | 2.3683 | 2.4728 | 2.5616 | 2.2527 | 2.4356 | 3.35 | 4.4099 | 4.8796 | 5.5219 | 5.288 | 5.4308 | 5.3607 | 4.7684
2042-07-16 | 4.1722 | 4.3651 | 4.0069 | 3.8105 | 3.6023 | 4.0696 | 4.0758 | 3.3753 | 3.4072 | 2.658 | 2.362 | 2.3549 | 2.3061 | 2.3748 | 2.8158 | 2.8514 | 3.5367 | 4.3023 | 4.8437 | 5.3796 | 5.1077 | 5.0185 | 4.9913 | 4.6413
2042-07-17 | 4.7473 | 4.4108 | 3.8955 | 3.7601 | 3.7961 | 3.6831 | 3.9087 | 3.3018 | 2.9765 | 2.46 | 2.0671 | 2.039 | 1.961 | 1.8489 | 2.2391 | 2.6819 | 2.8781 | 3.6784 | 4.4255 | 4.9456 | 5.0535 | 5.1506 | 5.7315 | 5.096
2042-07-18 | 4.1327 | 3.7173 | 3.844 | 4.0238 | 3.4467 | 3.6823 | 4.3531 | 3.5758 | 3.09 | 2.8904 | 2.5053 | 2.2841 | 2.0927 | 2.3026 | 2.275 | 2.2662 | 3.2024 | 3.445 | 3.5371 | 4.2497 | 4.3743 | 4.8978 | 4.9805 | 4.9757
2042-07-19 | 4.1754 | 3.6269 | 3.8614 | 3.5471 | 3.2939 | 3.5531 | 3.6878 | 2.9831 | 2.4037 | 2.0198 | 1.4877 | 1.0765 | 1.1862 | 1.5926 | 2.015 | 1.7968 | 2.4415 | 3.0761 | 3.4601 | 3.7421 | 4.0829 | 4.751 | 4.6158 | 4.9205
2042-07-20 | 3.7029 | 3.3461 | 3.0961 | 3.023 | 2.8641 | 2.8601 | 2.9432 | 2.7259 | 2.3511 | 2.1154 | 1.7868 | 1.7772 | 1.846 | 1.9717 | 2.298 | 2.3614 | 2.8654 | 3.519 | 4.5973 | 5.0133 | 4.5106 | 4.4566 | 4.72 | 4.3125
2042-07-21 | 3.3091 | 3.0237 | 3.0602 | 3.1389 | 3.0239 | 3.0559 | 3.1862 | 3.3104 | 2.6818 | 2.3053 | 2.3708 | 2.2696 | 2.2987 | 2.3996 | 2.3888 | 2.6 | 3.9202 | 4.9183 | 5.3857 | 5.7505 | 5.0371 | 5.556 | 5.4439 | 5.4906
2042-07-22 | 5.0277 | 4.6053 | 4.0986 | 3.9703 | 3.7376 | 4.4617 | 4.3845 | 3.5799 | 3.8236 | 3.23 | 2.6348 | 2.1938 | 2.2591 | 2.1957 | 2.3634 | 2.8417 | 3.4842 | 4.1293 | 4.9737 | 5.2608 | 4.8203 | 5.7537 | 5.7139 | 4.8716
2042-07-23 | 3.7494 | 3.547 | 3.7923 | 4.0415 | 3.4586 | 3.7951 | 4.6583 | 3.8431 | 3.3878 | 3.1186 | 2.4805 | 2.545 | 3.1088 | 3.035 | 2.8322 | 2.996 | 3.2155 | 4.1896 | 4.9151 | 5.4893 | 5.3511 | 5.2747 | 5.1699 | 4.6869
2042-07-24 | 4.6016 | 4.319 | 3.8249 | 3.905 | 3.7959 | 3.8097 | 4.0558 | 3.8314 | 3.0109 | 2.3997 | 2.4062 | 2.4407 | 2.278 | 2.1196 | 2.4944 | 2.6683 | 3.1994 | 3.5249 | 4.8176 | 5.5306 | 5.4219 | 5.6458 | 5.5518 | 4.9189
2042-07-25 | 4.6503 | 4.5817 | 4.0637 | 3.8444 | 4.0471 | 4.3513 | 4.177 | 3.5268 | 3.8585 | 2.847 | 2.5113 | 2.2238 | 2.0093 | 1.9721 | 2.1604 | 2.7557 | 2.8395 | 3.9324 | 4.7747 | 5.5345 | 5.2429 | 5.8784 | 5.92 | 4.8457
2042-07-26 | 4.4622 | 4.739 | 4.5299 | 3.9787 | 3.5079 | 3.9087 | 3.7295 | 3.0019 | 2.5555 | 2.3189 | 1.8897 | 1.6994 | 1.8666 | 1.6138 | 1.5747 | 1.6418 | 2.3952 | 3.0428 | 3.6009 | 4.5519 | 4.3222 | 4.8418 | 4.7391 | 4.8137
2042-07-27 | 4.4697 | 3.8222 | 3.5872 | 3.4511 | 3.0989 | 2.9682 | 3.0544 | 2.8417 | 2.2651 | 1.9449 | 1.8409 | 1.6769 | 1.6992 | 1.8237 | 1.5677 | 1.8183 | 2.5042 | 3.2288 | 4.2659 | 5.0392 | 4.6883 | 3.7027 | 3.4271 | 3.4328
2042-07-28 | 3.3575 | 3.1686 | 3.2634 | 4.0542 | 3.5413 | 3.5909 | 3.5149 | 3.6217 | 3.2197 | 3.2303 | 2.6232 | 2.1657 | 2.1442 | 2.5303 | 2.8395 | 3.1591 | 3.6912 | 4.9688 | 5.4372 | 5.7212 | 5.7374 | 5.7905 | 5.6847 | 5.5238
2042-07-29 | 4.9693 | 4.4671 | 4.012 | 4.1338 | 4.1856 | 4.1583 | 4.3551 | 3.7601 | 3.7086 | 3.0299 | 2.624 | 2.3511 | 2.0128 | 2.087 | 2.338 | 2.6299 | 3.5663 | 4.2408 | 5.2192 | 5.6912 | 5.4214 | 5.7168 | 5.3945 | 5.1399
2042-07-30 | 5.0818 | 4.3407 | 4.1046 | 4.2225 | 4.0587 | 4.1551 | 4.4578 | 4.1477 | 3.7693 | 2.7468 | 2.7562 | 2.3347 | 2.1957 | 2.0282 | 2.0456 | 2.5404 | 3.4236 | 4.4851 | 5.0849 | 5.6867 | 5.4624 | 5.6246 | 5.4577 | 5.2587
2042-07-31 | 5.3354 | 4.9246 | 4.1831 | 3.9345 | 3.9659 | 4.5497 | 4.7503 | 4.5774 | 4.1982 | 3.3479 | 3.1402 | 2.6721 | 2.2541 | 2.2588 | 2.3892 | 3.061 | 3.2515 | 3.6686 | 4.9659 | 5.4883 | 4.846 | 5.5114 | 5.1303 | 4.8864
2042-08-01 | 4.8346 | 4.7861 | 4.1229 | 3.7298 | 3.6943 | 3.7375 | 3.9566 | 3.3322 | 3.1248 | 2.7163 | 2.2146 | 2.0225 | 2.2411 | 2.2242 | 2.5806 | 2.9359 | 3.4629 | 3.8269 | 4.1884 | 4.8081 | 4.0316 | 4.6909 | 5.1523 | 5.0519
2042-08-02 | 4.3176 | 3.5787 | 3.2209 | 3.233 | 3.0607 | 3.023 | 3.1149 | 3.0774 | 2.6244 | 1.9054 | 1.9107 | 1.8438 | 1.7992 | 2.0658 | 2.1193 | 2.1901 | 2.9909 | 3.589 | 4.4015 | 4.9867 | 4.623 | 4.5303 | 5.0782 | 4.9042
2042-08-03 | 4.3238 | 3.4677 | 3.3265 | 3.2785 | 2.9365 | 3.0334 | 3.2015 | 2.9498 | 2.6208 | 2.1853 | 2.0749 | 1.9392 | 1.7347 | 1.7991 | 1.4613 | 1.7325 | 2.4133 | 3.3302 | 4.2236 | 5.3625 | 5.1236 | 4.3477 | 3.5739 | 3.3781
2042-08-04 | 3.3246 | 3.287 | 3.1106 | 3.1419 | 3.5308 | 4.0616 | 3.7712 | 3.243 | 3.2412 | 2.7788 | 2.8308 | 2.4865 | 2.4921 | 2.2523 | 1.8571 | 2.3349 | 3.4527 | 4.5607 | 5.0461 | 5.71 | 5.1509 | 5.3577 | 5.2488 | 5.1858
2042-08-05 | 4.6675 | 4.4685 | 3.9688 | 4.1282 | 4.0224 | 4.1036 | 4.2107 | 3.8603 | 3.5912 | 3.0335 | 2.6018 | 2.6827 | 2.5042 | 2.3644 | 2.4203 | 2.8278 | 3.5184 | 4.1385 | 5.2882 | 5.8372 | 5.3107 | 5.8392 | 5.8762 | 4.7735
2042-08-06 | 4.1493 | 4.4635 | 4.0687 | 3.7287 | 3.6524 | 4.2602 | 4.472 | 3.5822 | 3.6745 | 3.0045 | 2.79 | 2.6081 | 2.4942 | 2.4743 | 2.6227 | 2.9216 | 4.3049 | 4.3086 | 5.2702 | 5.8407 | 5.5221 | 5.8358 | 5.8315 | 5.4171
2042-08-07 | 4.7741 | 4.5498 | 4.393 | 4.747 | 4.4426 | 4.269 | 4.7466 | 4.093 | 3.6706 | 3.1101 | 2.895 | 2.7417 | 3.1815 | 3.643 | 4.0975 | 3.6041 | 4.8541 | 5.3129 | 5.8674 | 5.9225 | 5.3451 | 5.6121 | 5.8245 | 4.5799
2042-08-08 | 4.1268 | 4.4543 | 4.1334 | 4.1915 | 3.9972 | 4.8705 | 4.7628 | 3.8493 | 3.586 | 2.9948 | 2.799 | 2.9507 | 2.4912 | 2.5397 | 2.6567 | 2.6401 | 3.1435 | 4.3484 | 5.2102 | 5.46 | 5.1368 | 5.5494 | 5.3505 | 5.1121
2042-08-09 | 4.6494 | 4.4572 | 3.8759 | 3.9448 | 3.481 | 3.1911 | 3.3551 | 3.0481 | 2.7573 | 2.2128 | 1.9052 | 1.8398 | 1.9338 | 1.8444 | 1.9279 | 2.4446 | 3.0215 | 3.8511 | 4.7171 | 5.728 | 5.388 | 5.6391 | 5.1154 | 4.8171
2042-08-10 | 4.0789 | 3.4344 | 3.3279 | 3.4034 | 3.2359 | 3.0633 | 3.2055 | 2.8561 | 2.6294 | 2.1155 | 1.6847 | 1.7702 | 1.729 | 1.8443 | 1.9672 | 1.9566 | 2.5683 | 3.7109 | 4.5751 | 5.2688 | 5.1233 | 4.0702 | 3.8005 | 3.7387
2042-08-11 | 3.3988 | 3.5583 | 3.6188 | 3.6494 | 3.1156 | 3.3144 | 3.6762 | 3.7092 | 3.3235 | 2.5985 | 2.7048 | 2.6245 | 2.4571 | 2.6311 | 2.6164 | 3.3092 | 4.1213 | 4.8501 | 5.6451 | 5.8394 | 5.5801 | 5.552 | 5.416 | 4.9978
2042-08-12 | 5.0936 | 4.5222 | 4.0859 | 4.2631 | 4.2595 | 4.494 | 5.0895 | 3.9396 | 3.7136 | 2.9934 | 2.4451 | 2.7594 | 2.9606 | 2.8188 | 2.496 | 3.0827 | 3.9145 | 4.5314 | 5.3218 | 5.8687 | 5.3377 | 5.2579 | 5.4917 | 5.2359
2042-08-13 | 4.2325 | 4.1617 | 4.3205 | 3.9399 | 3.9254 | 4.795 | 4.7196 | 3.7562 | 3.6391 | 2.8327 | 2.3858 | 2.1494 | 2.361 | 2.3765 | 2.2378 | 2.7073 | 3.9321 | 4.8508 | 5.5828 | 5.8318 | 5.7354 | 5.8942 | 5.4255 | 4.8951
2042-08-14 | 4.7575 | 4.7568 | 4.1955 | 3.971 | 4.1667 | 4.1714 | 4.0157 | 3.6903 | 3.6328 | 3.1847 | 2.938 | 3.3408 | 3.1982 | 2.7148 | 2.5918 | 3.0843 | 3.821 | 4.8904 | 5.6292 | 5.6838 | 5.1368 | 5.8654 | 6.0398 | 5.8748
2042-08-15 | 4.9575 | 4.8725 | 5.1271 | 4.7016 | 4.3965 | 5.1044 | 4.5382 | 3.3681 | 2.9262 | 2.4732 | 2.3655 | 2.3348 | 2.2577 | 2.3505 | 2.5077 | 2.6862 | 3.9857 | 5.0256 | 5.5303 | 5.7557 | 5.4759 | 5.864 | 5.8259 | 5.5204
2042-08-16 | 5.4498 | 4.985 | 4.534 | 4.0404 | 3.9379 | 4.5968 | 4.0712 | 3.0376 | 2.7213 | 2.5521 | 2.2941 | 2.1596 | 2.248 | 2.3185 | 2.318 | 2.6291 | 3.1833 | 4.0721 | 4.8353 | 4.728 | 4.6749 | 5.4853 | 5.4476 | 4.7158
2042-08-17 | 4.1991 | 3.6669 | 3.674 | 3.6103 | 3.2224 | 3.0556 | 3.0934 | 3.0516 | 2.747 | 2.3617 | 1.9218 | 1.9097 | 2.018 | 2.2734 | 2.0301 | 2.1746 | 3.0226 | 4.0078 | 4.947 | 5.6598 | 5.4275 | 5.174 | 5.0088 | 4.6246
2042-08-18 | 4.4099 | 4.2066 | 3.3887 | 3.2706 | 3.3368 | 3.8306 | 3.9684 | 3.7182 | 3.7378 | 3.4024 | 3.1667 | 2.6207 | 2.7661 | 2.8224 | 2.8485 | 3.376 | 4.2142 | 4.8709 | 5.4708 | 5.6361 | 5.3916 | 5.8425 | 5.4611 | 5.2723
2042-08-19 | 5.1713 | 4.6067 | 4.3649 | 4.7773 | 4.0158 | 4.6213 | 5.3245 | 4.5135 | 4.1478 | 2.7715 | 2.456 | 2.4802 | 2.7541 | 2.8696 | 2.9456 | 2.9347 | 3.7358 | 4.7162 | 5.1606 | 5.8252 | 5.1072 | 5.3007 | 5.4443 | 4.9806
2042-08-20 | 4.6782 | 4.4555 | 3.9148 | 3.8481 | 3.9783 | 4.5655 | 5.1404 | 4.2465 | 3.1626 | 2.8918 | 2.4697 | 2.2006 | 2.0685 | 2.5053 | 2.8311 | 2.5409 | 3.9282 | 4.9016 | 4.7149 | 5.142 | 5.194 | 5.4773 | 5.3731 | 5.107
2042-08-21 | 5.0372 | 4.1908 | 4.2408 | 4.5933 | 4.233 | 4.3661 | 4.8294 | 4.4161 | 3.4745 | 3.422 | 3.3926 | 4.2549 | 4.091 | 3.2615 | 3.6993 | 3.8277 | 4.3072 | 4.2043 | 4.5884 | 4.7014 | 3.9678 | 3.8186 | 3.6826 | 3.5163
2042-08-22 | 3.0851 | 2.9646 | 3.0659 | 2.8697 | 2.8634 | 2.7148 | 2.4328 | 2.7452 | 3.0517 | 2.6921 | 2.4275 | 2.5088 | 2.5045 | 2.2378 | 2.3827 | 3.0619 | 3.8728 | 4.3857 | 4.4296 | 3.9552 | 3.6917 | 3.6858 | 3.9132 | 3.5533
2042-08-23 | 3.1666 | 2.9204 | 2.8189 | 3.0715 | 2.8985 | 2.9998 | 3.0223 | 3.1171 | 2.8931 | 2.5365 | 2.7422 | 2.7229 | 2.2324 | 2.5939 | 2.4484 | 2.5446 | 3.3575 | 4.0864 | 4.1521 | 4.1345 | 3.5482 | 3.4259 | 3.547 | 3.5268
2042-08-24 | 3.4155 | 3.2237 | 3.1565 | 3.1411 | 3.3768 | 3.3071 | 3.2966 | 2.8198 | 2.6041 | 2.0054 | 1.7142 | 1.4403 | 1.5645 | 1.7883 | 2.18 | 2.7104 | 2.8085 | 3.688 | 4.6651 | 4.8075 | 4.2737 | 3.6144 | 3.5579 | 3.565
2042-08-25 | 3.5578 | 3.3392 | 3.1873 | 3.1182 | 3.1938 | 3.4619 | 3.4261 | 3.1457 | 3.2734 | 2.9364 | 2.7203 | 3.1407 | 2.9011 | 2.6212 | 3.1446 | 3.336 | 3.8326 | 4.3162 | 5.6114 | 5.856 | 5.3547 | 5.4776 | 5.6753 | 4.6385
2042-08-26 | 4.1359 | 4.0598 | 4.1311 | 4.3731 | 3.7478 | 4.1125 | 4.7683 | 3.6736 | 3.6566 | 2.7953 | 2.7313 | 2.7425 | 2.6007 | 2.7332 | 3.1165 | 3.1958 | 3.8458 | 4.7834 | 5.6303 | 5.8793 | 5.544 | 5.9564 | 5.555 | 4.7096
2042-08-27 | 4.79 | 4.0468 | 3.7268 | 3.6203 | 3.7971 | 3.8102 | 4.1619 | 3.3877 | 3.2545 | 2.6937 | 2.3958 | 2.1525 | 2.2276 | 2.421 | 2.6393 | 2.9995 | 3.7524 | 4.0686 | 5.0721 | 5.7085 | 5.1913 | 5.0318 | 4.8729 | 4.7256
2042-08-28 | 3.9581 | 3.9019 | 3.847 | 3.7768 | 3.6548 | 4.4057 | 4.497 | 3.3357 | 2.9663 | 2.5142 | 2.0921 | 2.1586 | 2.2742 | 2.0699 | 2.3133 | 2.5525 | 3.1626 | 3.6378 | 5.1061 | 5.6589 | 4.9535 | 4.8564 | 4.9551 | 5.0832
2042-08-29 | 4.1005 | 3.8007 | 3.8184 | 3.9433 | 3.6417 | 3.6555 | 3.938 | 2.9549 | 2.8128 | 2.5832 | 2.429 | 1.999 | 2.2091 | 2.5993 | 2.3487 | 2.478 | 2.9474 | 3.7588 | 4.61 | 4.8272 | 4.0329 | 4.9014 | 5.0909 | 4.1981
2042-08-30 | 3.7747 | 3.69 | 3.692 | 3.3518 | 3.3466 | 3.0412 | 3.1591 | 2.7671 | 2.1894 | 2.0575 | 1.8207 | 1.4632 | 1.6358 | 1.9963 | 2.0021 | 2.0178 | 2.7882 | 3.6259 | 4.0286 | 4.0615 | 4.0997 | 3.838 | 3.8345 | 3.7897
2042-08-31 | 3.501 | 3.2904 | 3.2201 | 3.2358 | 3.1081 | 2.8537 | 2.9685 | 2.5826 | 2.4015 | 1.9239 | 1.6126 | 1.3253 | 1.0469 | 1.1258 | 1.7175 | 1.9566 | 2.458 | 3.393 | 4.3388 | 4.7877 | 4.1089 | 4.3879 | 4.2703 | 3.9093
2042-09-01 | 4.0049 | 3.6749 | 3.0733 | 3.0397 | 3.2677 | 3.1664 | 3.1292 | 3.254 | 2.9748 | 2.4413 | 2.409 | 2.0176 | 2.0387 | 2.1114 | 1.8559 | 2.7924 | 3.4512 | 4.4321 | 5.1316 | 5.304 | 4.9281 | 4.3755 | 4.0088 | 3.8213
2042-09-02 | 3.8834 | 3.5339 | 3.3486 | 3.6101 | 3.4792 | 3.3764 | 3.9967 | 3.7595 | 3.6109 | 3.0371 | 2.5035 | 2.6995 | 3.1809 | 3.0467 | 2.7204 | 3.2404 | 4.5181 | 5.4544 | 5.9124 | 5.9659 | 5.548 | 5.7308 | 5.4036 | 5.3952
2042-09-03 | 4.9146 | 4.2137 | 4.1985 | 4.4195 | 4.169 | 4.2462 | 4.7538 | 4.1829 | 3.6691 | 3.084 | 2.5906 | 2.2129 | 2.34 | 2.7461 | 2.7862 | 2.8453 | 3.9876 | 4.862 | 5.5547 | 5.8547 | 5.3576 | 5.3333 | 5.1783 | 5.0981
2042-09-04 | 4.8722 | 4.283 | 4.2389 | 4.4819 | 3.8921 | 4.0997 | 4.4007 | 3.7091 | 3.1767 | 2.6739 | 2.2573 | 2.1309 | 2.0208 | 2.4092 | 2.9917 | 2.6366 | 3.8885 | 4.9548 | 5.6714 | 5.9213 | 5.5505 | 5.6947 | 5.5956 | 4.8696
2042-09-05 | 4.6377 | 4.6563 | 4.3142 | 4.2613 | 4.338 | 5.0655 | 5.1425 | 3.9547 | 3.7865 | 2.8843 | 2.357 | 2.0978 | 2.3373 | 2.1474 | 1.8013 | 2.501 | 3.5215 | 4.1954 | 5.0195 | 5.4318 | 4.7074 | 5.2874 | 5.6754 | 5.0984
2042-09-06 | 4.321 | 4.0437 | 4.189 | 3.726 | 3.4598 | 3.5668 | 3.45 | 3.1115 | 2.7867 | 2.332 | 1.8715 | 1.7028 | 1.9116 | 1.8083 | 1.7502 | 2.1147 | 2.9858 | 3.9934 | 4.809 | 4.6505 | 4.6478 | 4.7782 | 5.1212 | 4.3767
2042-09-07 | 4.1624 | 3.882 | 3.4178 | 3.1731 | 2.9556 | 3.1006 | 3.3398 | 2.6241 | 2.0315 | 1.7431 | 1.4405 | 1.186 | 1.5145 | 1.7263 | 2.0739 | 1.9863 | 2.6712 | 3.7008 | 4.7524 | 5.2071 | 4.7287 | 4.3527 | 3.8114 | 3.5796
2042-09-08 | 3.5274 | 3.3056 | 3.0962 | 3.1056 | 3.2738 | 3.2802 | 3.8949 | 4.0189 | 3.6211 | 3.0566 | 2.7753 | 2.5861 | 2.4358 | 2.5891 | 2.5128 | 3.2387 | 3.8068 | 4.8584 | 5.6847 | 5.9207 | 5.595 | 5.5932 | 5.385 | 4.9937
2042-09-09 | 4.6167 | 4.6086 | 4.5566 | 4.2128 | 4.1184 | 4.8061 | 5.4096 | 4.1434 | 3.5122 | 2.8711 | 2.41 | 2.5055 | 3.0253 | 2.8824 | 2.642 | 3.1332 | 3.9049 | 4.5957 | 5.3753 | 5.1552 | 4.4476 | 4.3395 | 3.8948 | 3.619
2042-09-10 | 3.4049 | 3.3102 | 3.4246 | 3.1912 | 3.1022 | 3.1473 | 3.3292 | 3.2611 | 2.9146 | 2.4677 | 1.8598 | 1.7017 | 1.4105 | 1.5349 | 1.5031 | 1.9514 | 2.5649 | 2.8787 | 3.3562 | 3.2659 | 2.995 | 2.9434 | 3.1728 | 2.9456
2042-09-11 | 2.7535 | 2.6332 | 2.563 | 2.5413 | 2.7474 | 2.8741 | 2.8826 | 2.764 | 2.7368 | 2.3645 | 2.2595 | 2.4019 | 2.2055 | 2.4563 | 2.5661 | 2.7988 | 2.9517 | 3.5108 | 4.2965 | 3.6993 | 3.4399 | 4.3562 | 4.7569 | 4.9327
2042-09-12 | 4.2086 | 3.9533 | 3.849 | 4.0252 | 4.1865 | 4.1471 | 4.8191 | 4.1812 | 3.3499 | 2.6573 | 2.0957 | 1.7976 | 1.8621 | 2.0536 | 2.7042 | 3.0256 | 3.5463 | 4.4697 | 5.1818 | 4.8452 | 4.4385 | 5.3377 | 5.1348 | 4.805
2042-09-13 | 4.373 | 4.522 | 4.0381 | 3.97 | 4.25 | 4.1031 | 3.991 | 3.0078 | 2.5341 | 2.0339 | 1.5262 | 1.6969 | 1.7722 | 1.4847 | 1.6397 | 2.3127 | 2.7246 | 3.4587 | 4.5441 | 4.9023 | 4.1605 | 4.551 | 4.983 | 4.3366
2042-09-14 | 3.9649 | 4.098 | 3.9405 | 3.7043 | 3.6891 | 4.0143 | 3.9027 | 2.8921 | 2.2905 | 2.1343 | 1.5525 | 0.91977 | 1.137 | 1.4859 | 1.5124 | 1.9148 | 2.6928 | 3.6199 | 4.2986 | 4.3892 | 3.9266 | 4.596 | 4.642 | 3.722
2042-09-15 | 3.1457 | 2.9989 | 3.0303 | 3.1088 | 3.0594 | 3.2917 | 3.7099 | 3.6451 | 2.735 | 2.1293 | 1.9012 | 1.4965 | 1.8546 | 2.367 | 1.9167 | 2.1684 | 3.1768 | 4.2966 | 5.3031 | 5.4315 | 5.0213 | 5.3481 | 4.9508 | 4.5228
2042-09-16 | 4.1564 | 4.1567 | 4.1492 | 3.646 | 3.2343 | 3.1984 | 3.8742 | 3.2811 | 2.79 | 2.498 | 2.1474 | 1.9731 | 1.9567 | 2.0615 | 1.697 | 2.4328 | 3.6008 | 4.5564 | 5.3035 | 5.7562 | 4.9747 | 4.9943 | 5.0369 | 4.9097
2042-09-17 | 3.9672 | 3.4236 | 3.3796 | 3.385 | 3.0601 | 3.0922 | 3.544 | 3.6835 | 3.3739 | 2.7238 | 2.2651 | 2.0501 | 2.0412 | 2.0261 | 2.3933 | 3.1542 | 3.8865 | 4.714 | 5.774 | 5.9425 | 5.5497 | 5.6622 | 5.1485 | 4.6413
2042-09-18 | 4.679 | 4.462 | 4.3821 | 4.0366 | 4.219 | 4.2635 | 3.9933 | 3.4998 | 3.159 | 2.5544 | 2.1535 | 2.1779 | 2.4093 | 2.3602 | 2.4653 | 3.541 | 3.7843 | 4.731 | 5.8327 | 5.9814 | 5.3047 | 5.5563 | 5.8985 | 5.5
2042-09-19 | 4.3205 | 3.649 | 3.8052 | 3.5282 | 3.4647 | 3.8664 | 4.7208 | 3.7261 | 3.0907 | 2.6767 | 2.3179 | 2.2337 | 2.4865 | 2.5935 | 2.2535 | 3.1204 | 4.4178 | 5.0434 | 4.632 | 4.4158 | 4.2083 | 5.2006 | 5.6959 | 5.4273
2042-09-20 | 4.4459 | 4.3888 | 3.7945 | 3.3025 | 3.1884 | 3.3054 | 3.7427 | 3.019 | 2.6474 | 2.2958 | 1.9724 | 1.5942 | 1.4802 | 1.7928 | 2.0282 | 2.1459 | 3.1906 | 4.2299 | 4.528 | 4.8753 | 4.5633 | 4.1326 | 3.861 | 3.7644
2042-09-21 | 3.6599 | 3.3234 | 3.374 | 3.5224 | 3.2129 | 3.2624 | 3.4007 | 2.8006 | 2.2248 | 1.8534 | 1.5873 | 1.564 | 1.6346 | 1.9895 | 1.7577 | 1.8913 | 2.8306 | 4.0238 | 4.9082 | 5.3222 | 4.8956 | 4.7428 | 5.0789 | 4.8715
2042-09-22 | 4.5463 | 4.3401 | 3.836 | 3.7634 | 3.9295 | 4.3558 | 4.5994 | 3.4453 | 3.2073 | 2.8157 | 2.3176 | 2.2597 | 2.5075 | 2.2731 | 2.1714 | 3.0929 | 4.2322 | 5.4842 | 6.023 | 5.9805 | 5.2656 | 5.4323 | 5.4256 | 5.3759
2042-09-23 | 4.7682 | 4.4816 | 4.1327 | 4.156 | 4.2897 | 4.1755 | 4.6162 | 3.7695 | 3.552 | 2.639 | 1.9835 | 2.4508 | 2.3421 | 2.4193 | 2.1718 | 2.9415 | 4.1043 | 5.3567 | 5.8946 | 5.9656 | 5.3404 | 4.074 | 3.9147 | 4.1358
2042-09-24 | 4.3747 | 3.9345 | 3.8566 | 3.7254 | 3.5537 | 3.9621 | 5.2685 | 5.1599 | 4.2259 | 3.3862 | 2.9484 | 3.1717 | 2.9834 | 2.3636 | 2.7108 | 3.4539 | 4.658 | 5.1074 | 5.8454 | 5.9775 | 5.5993 | 5.2333 | 4.7695 | 4.4426
2042-09-25 | 4.1097 | 3.9229 | 3.8281 | 3.7672 | 3.7352 | 4.2777 | 5.0261 | 4.6931 | 4.9567 | 4.7896 | 4.4977 | 2.8412 | 3.3057 | 3.3999 | 3.3554 | 4.2367 | 4.3685 | 5.3803 | 5.2273 | 4.4019 | 4.1077 | 4.2388 | 4.2842 | 3.8894
2042-09-26 | 3.5965 | 3.4015 | 3.5509 | 3.4783 | 3.1125 | 3.0766 | 3.4391 | 3.1279 | 2.8056 | 2.384 | 2.3726 | 2.9041 | 2.8276 | 3.044 | 2.9332 | 3.148 | 4.2667 | 4.9119 | 5.183 | 5.5073 | 4.9698 | 5.2013 | 5.0816 | 4.7309
2042-09-27 | 4.5578 | 3.6969 | 3.5306 | 3.3523 | 3.2326 | 3.2869 | 3.2629 | 3.053 | 2.3118 | 1.8417 | 1.5651 | 1.6038 | 1.6245 | 1.7528 | 2.079 | 2.5339 | 3.2895 | 3.8453 | 5.0107 | 5.1918 | 4.4593 | 4.1288 | 3.9936 | 3.8532
2042-09-28 | 3.7806 | 4.3644 | 4.2228 | 4.1061 | 3.5773 | 3.3248 | 3.2629 | 2.8501 | 2.4474 | 1.98 | 1.8659 | 1.6578 | 1.7434 | 1.9147 | 1.6467 | 2.1988 | 3.1806 | 4.334 | 5.2167 | 5.4178 | 4.7743 | 4.2396 | 3.9616 | 3.6144
2042-09-29 | 3.3668 | 3.3914 | 3.3457 | 3.1257 | 3.1428 | 3.2838 | 3.6849 | 3.2422 | 2.6422 | 2.1788 | 2.0072 | 1.9733 | 2.3053 | 2.6778 | 2.53 | 3.1846 | 4.159 | 4.9658 | 5.7354 | 5.6351 | 4.9195 | 5.1802 | 5.181 | 5.0281
2042-09-30 | 4.1746 | 3.6862 | 3.4258 | 3.3042 | 3.0914 | 3.229 | 3.7439 | 3.2449 | 2.6864 | 2.1363 | 1.9566 | 2.0715 | 2.2804 | 2.4585 | 2.2056 | 2.7811 | 3.6208 | 4.8146 | 5.7104 | 5.6126 | 4.8176 | 4.2742 | 4.3644 | 4.1537
2042-10-01 | 3.4628 | 3.2795 | 3.3657 | 3.2152 | 3.0514 | 3.1291 | 3.4829 | 3.0901 | 2.6284 | 2.2161 | 2.0371 | 2.0954 | 2.3758 | 3.1048 | 3.6568 | 3.971 | 4.3636 | 5.3004 | 5.8682 | 5.8662 | 5.3297 | 5.5969 | 5.2345 | 4.7379
2042-10-02 | 4.6636 | 4.5184 | 3.992 | 3.8217 | 3.4294 | 3.5687 | 4.0799 | 3.1913 | 2.7577 | 2.4062 | 2.3673 | 2.4748 | 2.7293 | 2.9627 | 3.4756 | 4.0021 | 4.7795 | 5.5559 | 5.8909 | 5.7858 | 4.9567 | 5.4734 | 5.889 | 5.2096
2042-10-03 | 4.4692 | 3.9079 | 3.5922 | 3.5246 | 3.3112 | 3.3796 | 3.7876 | 3.0554 | 2.7539 | 2.4161 | 2.1748 | 2.1689 | 2.3065 | 2.7261 | 3.5221 | 4.5306 | 4.786 | 4.6862 | 5.1761 | 5.2268 | 4.7635 | 5.7789 | 5.7199 | 5.4782
2042-10-04 | 4.4638 | 4.0537 | 4.3631 | 4.1228 | 3.5973 | 3.3642 | 3.7306 | 3.1228 | 2.5115 | 2.0027 | 1.73 | 1.7389 | 1.7896 | 1.6773 | 2.2094 | 2.658 | 3.7289 | 4.5122 | 5.4743 | 5.3461 | 4.6982 | 4.2502 | 4.0328 | 3.7272
2042-10-05 | 3.6052 | 3.2814 | 3.2203 | 3.3559 | 3.3293 | 3.2967 | 3.2042 | 2.7697 | 2.3166 | 1.9117 | 1.8516 | 1.9176 | 1.8432 | 2.2544 | 2.3353 | 2.2877 | 3.1414 | 4.105 | 5.3715 | 5.1204 | 4.4603 | 4.8045 | 4.3063 | 3.9624
2042-10-06 | 3.8287 | 3.2719 | 3.0832 | 3.0361 | 3.0366 | 3.337 | 3.5148 | 3.0476 | 2.7393 | 2.3644 | 2.211 | 2.1229 | 2.2818 | 2.4121 | 2.7081 | 2.622 | 3.6706 | 5.2574 | 5.8718 | 5.7701 | 4.7312 | 4.2577 | 4.4085 | 3.8717
2042-10-07 | 3.6932 | 4.3717 | 4.3463 | 3.9891 | 3.7585 | 4.2555 | 3.6904 | 3.4304 | 2.9805 | 2.52 | 2.225 | 2.1467 | 2.1867 | 2.2745 | 2.5021 | 3.0615 | 4.4555 | 5.3224 | 5.6137 | 5.2806 | 5.0943 | 5.3045 | 4.7595 | 4.1801
2042-10-08 | 4.1053 | 4.2179 | 4.0745 | 4.0345 | 3.4812 | 3.4388 | 3.6586 | 3.4462 | 2.9757 | 2.4724 | 2.2176 | 2.1674 | 2.2537 | 2.797 | 2.6128 | 3.039 | 3.9654 | 5.2435 | 5.787 | 5.4295 | 4.4715 | 5.044 | 4.8881 | 4.665
2042-10-09 | 4.503 | 3.7852 | 3.7152 | 4.2392 | 3.7896 | 4.0049 | 4.3255 | 3.3483 | 2.9441 | 2.328 | 2.0341 | 2.1317 | 2.3713 | 2.7535 | 3.0223 | 3.563 | 4.6557 | 5.2952 | 5.4227 | 5.2245 | 4.9549 | 5.1792 | 5.1915 | 4.8349
2042-10-10 | 4.7108 | 4.5212 | 3.8272 | 3.9179 | 3.9902 | 4.3894 | 4.3272 | 3.2035 | 2.8979 | 2.445 | 2.3304 | 2.3275 | 2.3269 | 2.6728 | 3.6702 | 4.3891 | 4.6525 | 5.0378 | 5.6382 | 4.9177 | 4.1875 | 5.227 | 5.4151 | 4.4666
2042-10-11 | 4.1581 | 4.1984 | 3.7066 | 3.4908 | 3.4376 | 3.7811 | 3.7526 | 3.1104 | 2.9432 | 2.645 | 2.4126 | 2.2793 | 1.8688 | 2.0997 | 2.6437 | 2.8128 | 3.4031 | 4.2101 | 5.1796 | 4.8242 | 3.7661 | 4.0986 | 3.7136 | 3.3024
2042-10-12 | 3.263 | 3.2595 | 3.2059 | 3.05 | 2.8619 | 3.0584 | 3.0375 | 2.6263 | 2.356 | 1.9494 | 1.5369 | 1.3865 | 1.381 | 1.6981 | 1.9042 | 2.2834 | 3.0152 | 4.2994 | 5.0713 | 4.743 | 4.3923 | 4.4548 | 4.0063 | 3.691
2042-10-13 | 3.4633 | 3.2489 | 3.1092 | 3.0691 | 3.1016 | 3.307 | 3.6502 | 3.2464 | 2.899 | 2.9129 | 2.6563 | 2.4249 | 2.0788 | 2.4584 | 3.2884 | 3.7526 | 4.3359 | 4.9258 | 5.2879 | 4.7451 | 4.1143 | 5.0616 | 4.7318 | 4.3292
2042-10-14 | 3.9302 | 3.6905 | 3.6575 | 3.9846 | 3.8242 | 4.0046 | 3.9701 | 3.2753 | 3.2761 | 2.8561 | 2.5864 | 2.2037 | 2.1965 | 2.3187 | 2.3457 | 2.8509 | 4.2603 | 5.196 | 5.4229 | 5.2189 | 4.883 | 4.8024 | 4.5736 | 4.1517
2042-10-15 | 4.1731 | 3.9397 | 3.6192 | 3.7033 | 3.7445 | 3.8447 | 4.3658 | 3.6265 | 3.1359 | 2.4084 | 2.5673 | 2.3077 | 2.2575 | 2.4905 | 3.0054 | 3.8551 | 4.381 | 4.6793 | 5.6951 | 5.3861 | 4.8998 | 5.6015 | 5.3603 | 4.517
2042-10-16 | 4.5585 | 4.5388 | 4.2638 | 3.5883 | 3.1768 | 3.3189 | 3.6713 | 3.3397 | 3.0485 | 2.6458 | 2.5393 | 2.3192 | 2.4891 | 2.8559 | 3.2853 | 3.8203 | 4.3542 | 4.8431 | 5.758 | 5.4124 | 4.2012 | 4.5322 | 4.9878 | 4.3292
2042-10-17 | 3.8632 | 3.8675 | 3.9654 | 3.6746 | 3.1731 | 3.2894 | 3.8492 | 3.6646 | 3.3092 | 2.6604 | 2.2574 | 2.1495 | 2.4536 | 2.726 | 2.9842 | 3.4067 | 4.1879 | 4.7407 | 5.0919 | 4.7426 | 4.0379 | 3.8988 | 3.9434 | 3.7865
2042-10-18 | 3.5465 | 3.2192 | 3.1516 | 3.2956 | 3.0678 | 3.1186 | 3.4778 | 3.2486 | 3.0234 | 2.4298 | 1.8677 | 1.7981 | 1.9822 | 2.0154 | 2.1589 | 2.5677 | 3.1429 | 4.0773 | 4.7667 | 4.2633 | 3.6417 | 4.2831 | 4.6288 | 4.3168
2042-10-19 | 4.0403 | 3.3581 | 3.0754 | 3.2028 | 3.2114 | 3.0429 | 3.0381 | 2.9313 | 2.5367 | 2.002 | 1.6973 | 1.5238 | 1.5351 | 1.6305 | 1.9751 | 2.2767 | 3.1669 | 4.2945 | 5.2345 | 4.9722 | 4.3326 | 3.748 | 3.5055 | 3.3245
2042-10-20 | 3.2829 | 3.2629 | 3.0965 | 3.0098 | 3.0076 | 3.5557 | 5.2986 | 4.105 | 3.2175 | 2.5098 | 2.3688 | 2.356 | 2.3548 | 2.5524 | 2.4581 | 2.5173 | 3.5867 | 5.1218 | 5.6678 | 5.124 | 4.8848 | 5.0153 | 4.8681 | 4.8143
2042-10-21 | 4.0924 | 3.2152 | 3.0444 | 3.202 | 3.0291 | 3.4156 | 4.0194 | 3.7937 | 2.8754 | 2.3255 | 1.9516 | 1.8727 | 2.0398 | 2.379 | 2.58 | 3.0466 | 4.1005 | 5.2921 | 5.8241 | 5.6372 | 5.0586 | 5.4988 | 5.3699 | 4.9565
2042-10-22 | 4.7386 | 4.4882 | 4.1942 | 3.8534 | 3.8213 | 4.4435 | 4.873 | 4.1007 | 3.2285 | 2.7864 | 2.3946 | 2.4862 | 2.5864 | 2.8228 | 2.9985 | 3.0811 | 4.508 | 5.5841 | 5.8578 | 5.7292 | 5.1359 | 5.0087 | 5.0916 | 4.6726
2042-10-23 | 4.6968 | 4.0832 | 3.8118 | 4.0982 | 3.9707 | 4.4218 | 5.0147 | 3.9059 | 3.7374 | 3.0165 | 2.36 | 2.2396 | 2.3473 | 2.4012 | 2.9384 | 3.9433 | 3.8684 | 4.5774 | 5.56 | 5.3471 | 4.5134 | 4.5603 | 5.0149 | 4.9879
2042-10-24 | 4.1415 | 3.8795 | 3.6736 | 3.5734 | 3.5394 | 3.625 | 3.9677 | 3.1328 | 3.0052 | 2.8072 | 2.7883 | 2.3023 | 2.36 | 2.7322 | 2.8077 | 3.0818 | 4.477 | 4.7972 | 5.3335 | 5.1278 | 4.2408 | 4.7871 | 4.6526 | 4.6225
2042-10-25 | 4.1944 | 4.0542 | 3.9154 | 3.3375 | 3.2311 | 3.3709 | 3.5246 | 2.9152 | 2.3287 | 2.0186 | 1.9133 | 1.5163 | 1.5378 | 1.8035 | 2.1414 | 2.5321 | 3.716 | 4.7796 | 5.0547 | 4.3161 | 3.8652 | 3.4886 | 3.5581 | 3.4448
2042-10-26 | 3.469 | 3.4301 | 3.2751 | 3.3819 | 3.2157 | 3.2224 | 3.304 | 2.9192 | 2.595 | 2.1862 | 1.562 | 1.6718 | 1.9169 | 1.9694 | 2.4875 | 2.9321 | 3.6299 | 4.3024 | 5.3563 | 4.7994 | 4.1466 | 4.1034 | 4.4387 | 4.2452
2042-10-27 | 3.6171 | 3.2998 | 3.2204 | 3.0478 | 3.0659 | 3.3863 | 3.7925 | 3.5251 | 2.9232 | 2.5283 | 2.4919 | 2.1504 | 2.2362 | 2.5707 | 2.9568 | 2.9388 | 4.8333 | 5.808 | 5.8772 | 5.7214 | 4.8516 | 4.0709 | 3.9149 | 3.6234
2042-10-28 | 3.6835 | 3.4381 | 3.2228 | 3.2205 | 3.4277 | 3.9578 | 4.3483 | 3.7483 | 4.3688 | 4.931 | 4.3799 | 3.2741 | 3.8954 | 4.1255 | 3.5325 | 3.8308 | 5.2839 | 5.4634 | 5.2124 | 4.5982 | 4.3309 | 4.1367 | 3.9365 | 3.606
2042-10-29 | 3.4482 | 3.2934 | 2.9639 | 2.9427 | 3.0264 | 3.1951 | 3.6135 | 3.6161 | 3.0665 | 2.3872 | 2.308 | 2.3846 | 2.4073 | 3.0675 | 3.7286 | 3.7182 | 4.7416 | 5.3751 | 4.8086 | 4.0681 | 3.9292 | 5.1703 | 5.153 | 4.4148
2042-10-30 | 4.0496 | 3.9402 | 4.158 | 4.1412 | 3.9573 | 4.4943 | 4.8074 | 3.8234 | 3.4937 | 2.5001 | 2.2975 | 2.0982 | 2.2381 | 2.2606 | 2.5555 | 3.5323 | 4.3997 | 4.6702 | 5.6877 | 5.1316 | 4.6431 | 5.2471 | 5.3851 | 4.3445
2042-10-31 | 3.9534 | 3.81 | 3.9054 | 3.7856 | 3.8362 | 4.002 | 4.3916 | 3.1952 | 2.9465 | 2.5939 | 2.0923 | 1.8836 | 2.0415 | 2.1721 | 2.2856 | 3.1398 | 4.479 | 4.5289 | 5.1452 | 5.0683 | 4.0733 | 4.5142 | 4.5876 | 4.6236
2042-11-01 | 3.6316 | 3.1442 | 3.2595 | 3.2236 | 3.1111 | 3.3304 | 3.29 | 3.2062 | 2.3043 | 1.7155 | 1.3209 | 1.1704 | 1.2125 | 1.5907 | 2.226 | 2.4787 | 3.1491 | 4.2168 | 5.0893 | 4.4741 | 4.0292 | 4.0573 | 3.8348 | 3.4973
2042-11-02 | 3.3692 | 3.487 | 3.2972 | 3.2442 | 3.575 | 4.1241 | 4.2353 | 3.056 | 2.4834 | 2.1549 | 1.9492 | 1.7396 | 1.5683 | 1.6734 | 2.1093 | 2.3057 | 3.241 | 4.3329 | 5.2566 | 4.6803 | 4.1425 | 4.9225 | 4.8158 | 3.9395
2042-11-03 | 3.1622 | 3.2636 | 3.0601 | 2.9751 | 3.037 | 3.5343 | 4.3478 | 3.4343 | 3.0823 | 2.77 | 2.2496 | 1.9884 | 2.211 | 2.2586 | 2.8367 | 2.8406 | 4.4739 | 5.0584 | 5.5958 | 5.4281 | 4.7097 | 4.0993 | 3.7807 | 3.9233
2042-11-04 | 3.5695 | 3.3255 | 3.2336 | 3.3439 | 3.1114 | 3.4379 | 3.6623 | 3.6484 | 3.0775 | 2.2839 | 1.8955 | 1.9061 | 1.8634 | 1.9678 | 2.3586 | 3.3662 | 4.4779 | 5.2397 | 5.6788 | 5.208 | 4.5987 | 4.6397 | 4.7265 | 4.3675
2042-11-05 | 3.7198 | 3.2316 | 3.0901 | 3.182 | 2.9504 | 3.1404 | 3.8781 | 3.7296 | 3.2105 | 2.5006 | 2.1871 | 2.7299 | 2.7825 | 2.9124 | 3.1537 | 3.7405 | 4.3675 | 5.2639 | 5.8031 | 5.6314 | 5.0823 | 5.2096 | 5.2904 | 4.9909
2042-11-06 | 4.047 | 3.8961 | 3.7479 | 3.252 | 3.1834 | 3.5197 | 3.4353 | 3.7771 | 3.0175 | 2.339 | 2.6485 | 2.559 | 2.3409 | 2.5245 | 3.0951 | 3.4075 | 4.3665 | 5.29 | 5.8293 | 5.47 | 4.6791 | 5.1866 | 5.0969 | 4.4124
2042-11-07 | 4.3433 | 4.432 | 3.8423 | 3.8593 | 3.9145 | 4.4848 | 5.4447 | 4.0261 | 3.3434 | 3.2368 | 2.804 | 2.1912 | 2.2963 | 2.5322 | 2.5209 | 3.0994 | 4.4775 | 5.1298 | 5.6862 | 5.3587 | 4.1224 | 4.476 | 4.2025 | 4.247
2042-11-08 | 3.9849 | 3.48 | 3.6493 | 3.3786 | 3.304 | 3.5326 | 3.8926 | 3.5667 | 2.9116 | 2.2538 | 1.9618 | 2.0382 | 1.8815 | 1.937 | 2.5317 | 2.3979 | 3.1048 | 4.3032 | 4.6463 | 3.8594 | 3.8847 | 3.6195 | 3.4061 | 3.4211
2042-11-09 | 3.3333 | 3.4347 | 3.4109 | 3.7001 | 3.0165 | 3.0864 | 3.1613 | 3.0022 | 2.7312 | 2.0075 | 1.5924 | 1.4237 | 1.4021 | 1.4193 | 2.0698 | 2.2078 | 2.677 | 3.49 | 4.4747 | 4.7785 | 3.9679 | 3.6963 | 3.5455 | 3.1459
2042-11-10 | 3.0099 | 3.0637 | 2.9352 | 2.8486 | 2.7992 | 3.0372 | 3.3664 | 3.0354 | 2.5331 | 2.3077 | 1.9363 | 1.6038 | 1.9453 | 2.0575 | 2.0743 | 2.7994 | 3.9209 | 4.8615 | 5.4861 | 4.8096 | 4.0006 | 4.4519 | 4.5331 | 4.3021
2042-11-11 | 3.588 | 3.1914 | 3.2916 | 3.0827 | 3.025 | 3.1878 | 3.7679 | 3.9901 | 2.9277 | 2.5181 | 2.1913 | 2.0332 | 2.0317 | 2.0793 | 2.4271 | 3.1759 | 4.4718 | 5.3672 | 5.6549 | 5.1242 | 4.3463 | 4.4917 | 4.4888 | 4.4463
2042-11-12 | 3.7895 | 3.792 | 3.6273 | 3.9164 | 3.8439 | 4.08 | 4.6543 | 3.961 | 3.5451 | 3.3275 | 2.8777 | 2.1248 | 2.0581 | 2.7246 | 2.6485 | 3.1078 | 4.3291 | 5.0192 | 5.7923 | 5.1484 | 4.302 | 4.974 | 4.9738 | 4.8524
2042-11-13 | 4.3106 | 3.7337 | 4.1335 | 4.2198 | 3.8871 | 4.3844 | 4.9569 | 3.776 | 3.5375 | 2.8185 | 2.4328 | 2.3459 | 2.5771 | 2.4738 | 3.1038 | 3.8137 | 4.8104 | 5.4743 | 5.7717 | 5.3683 | 4.5749 | 4.6841 | 5.0475 | 4.5368
2042-11-14 | 3.848 | 3.6941 | 4.0156 | 3.875 | 3.705 | 4.2346 | 4.1949 | 4.4064 | 3.9916 | 3.2407 | 2.5068 | 2.8762 | 3.3598 | 3.4662 | 3.3347 | 3.6612 | 4.4994 | 5.1007 | 5.3401 | 4.5668 | 3.8441 | 4.5079 | 4.7093 | 4.6987
2042-11-15 | 4.3134 | 3.2242 | 2.9969 | 3.1212 | 2.9184 | 3.037 | 3.2741 | 3.2845 | 2.8533 | 2.315 | 1.8466 | 2.1712 | 2.1918 | 2.3595 | 2.7222 | 2.9241 | 3.311 | 4.3652 | 4.6379 | 3.9211 | 3.8421 | 3.7093 | 3.3665 | 3.2446
2042-11-16 | 3.2474 | 3.2338 | 3.0905 | 3.1457 | 3.1215 | 3.2949 | 3.5918 | 3.2341 | 2.9903 | 2.8568 | 2.4513 | 2.3608 | 1.838 | 2.0011 | 2.4546 | 2.6689 | 3.1011 | 4.1379 | 4.5943 | 4.2484 | 4.0584 | 3.9856 | 4.1511 | 4.0835
2042-11-17 | 3.7284 | 3.0971 | 2.9977 | 3.0834 | 3.1738 | 3.5538 | 4.1568 | 3.6646 | 3.0352 | 2.536 | 2.0745 | 2.0417 | 2.0346 | 1.9388 | 2.2095 | 3.1774 | 4.102 | 4.875 | 5.5577 | 5.1685 | 4.5925 | 4.5898 | 4.6795 | 4.5903
2042-11-18 | 4.2802 | 4.1963 | 4.0062 | 3.6604 | 3.6514 | 3.9484 | 4.1465 | 3.655 | 3.2572 | 3.1481 | 2.8198 | 2.6794 | 2.802 | 3.0449 | 3.1299 | 3.3492 | 4.5555 | 5.3276 | 5.7955 | 5.5384 | 4.6507 | 4.7079 | 4.646 | 4.6065
2042-11-19 | 4.0302 | 3.6131 | 3.4547 | 3.5601 | 3.8615 | 3.9362 | 4.0148 | 3.9802 | 3.3568 | 2.8577 | 2.5391 | 2.3591 | 2.3009 | 2.48 | 2.7266 | 3.5337 | 4.3957 | 4.8212 | 5.5537 | 5.1249 | 4.3901 | 4.7462 | 5.2089 | 4.413
2042-11-20 | 4.0833 | 4.3887 | 3.7275 | 3.2473 | 3.2205 | 3.5461 | 3.8305 | 3.9852 | 4.0969 | 3.6383 | 2.8205 | 2.9576 | 2.4885 | 2.3529 | 2.3766 | 3.1701 | 3.6692 | 4.1424 | 4.5643 | 4.3343 | 3.6948 | 3.9451 | 4.1932 | 3.7656
2042-11-21 | 3.4366 | 3.3753 | 3.3888 | 3.0818 | 2.9623 | 3.1576 | 3.1314 | 3.3197 | 3.1742 | 2.772 | 2.3119 | 2.1055 | 2.0973 | 2.5569 | 2.3287 | 3.0295 | 4.6517 | 5.2853 | 5.4935 | 4.575 | 4.0388 | 4.5757 | 5.0331 | 5.0239
2042-11-22 | 4.1983 | 3.9626 | 3.4463 | 3.1863 | 3.1418 | 3.4862 | 3.5078 | 3.2439 | 2.9011 | 2.093 | 1.7094 | 1.623 | 1.5695 | 1.8958 | 2.1338 | 2.8691 | 3.6728 | 4.0873 | 4.9949 | 4.5166 | 3.7107 | 3.7431 | 4.0061 | 3.5128
2042-11-23 | 3.4322 | 3.4367 | 3.3072 | 3.0775 | 3.0558 | 3.2272 | 3.1104 | 2.9019 | 2.3936 | 2.2021 | 1.8208 | 1.6456 | 2.0847 | 2.0912 | 2.3627 | 2.9675 | 3.9799 | 4.6748 | 5.3956 | 5.0148 | 4.1129 | 4.4775 | 4.8577 | 4.5242
2042-11-24 | 3.7348 | 3.7813 | 3.8644 | 3.6357 | 3.7853 | 4.2615 | 5.3547 | 4.3025 | 3.8679 | 3.297 | 2.6504 | 2.3507 | 2.5936 | 2.7525 | 2.9486 | 3.4742 | 4.5551 | 5.2969 | 5.8078 | 5.5696 | 4.8277 | 5.1184 | 4.8594 | 4.4287
2042-11-25 | 4.2948 | 4.4466 | 4.332 | 3.911 | 3.8727 | 4.4537 | 5.3122 | 4.5504 | 3.5137 | 2.958 | 2.3285 | 2.0103 | 2.134 | 2.2917 | 2.4067 | 3.1461 | 4.5108 | 5.1885 | 5.7683 | 5.5468 | 5.0032 | 4.9735 | 4.9045 | 4.8071
2042-11-26 | 4.404 | 3.7904 | 3.6487 | 3.7688 | 4.128 | 4.2232 | 4.6982 | 3.8241 | 3.1449 | 2.4464 | 2.1546 | 1.9814 | 1.96 | 2.1626 | 2.7131 | 3.303 | 4.465 | 4.9441 | 5.8495 | 5.5297 | 5.0612 | 5.0809 | 4.8036 | 4.1264
2042-11-27 | 3.6561 | 3.552 | 3.4176 | 3.1457 | 3.0793 | 3.3677 | 4.3222 | 3.9541 | 3.4652 | 3.0094 | 2.6209 | 2.269 | 2.3467 | 2.505 | 2.4754 | 3.231 | 4.2962 | 4.9822 | 5.6297 | 5.2423 | 4.3878 | 3.7593 | 3.6688 | 3.655
2042-11-28 | 3.3784 | 3.2598 | 3.4155 | 3.1885 | 3.0654 | 3.1678 | 3.6209 | 3.7237 | 3.0122 | 2.631 | 2.3564 | 1.9886 | 2.1139 | 2.5337 | 2.669 | 3.0984 | 4.2946 | 5.1387 | 5.5754 | 4.9919 | 4.6472 | 4.1194 | 4.0766 | 3.9201
2042-11-29 | 3.6162 | 3.5019 | 3.2081 | 3.2728 | 3.4709 | 3.5194 | 3.5243 | 3.4442 | 3.0359 | 2.5762 | 2.2256 | 2.4869 | 2.5789 | 2.3755 | 2.5975 | 2.6915 | 3.1591 | 3.9915 | 4.9774 | 4.508 | 4.1777 | 3.9159 | 3.59 | 3.2847
2042-11-30 | 3.4138 | 3.5504 | 3.3883 | 3.1446 | 3.0008 | 3.0119 | 3.1141 | 2.9214 | 2.4791 | 2.0766 | 1.6034 | 1.3713 | 1.8307 | 2.1862 | 2.4132 | 2.7613 | 3.2073 | 3.9918 | 5.0433 | 4.7708 | 4.2127 | 3.4895 | 3.5927 | 3.5205
2042-12-01 | 3.4027 | 3.2782 | 3.1404 | 3.0998 | 3.1378 | 3.397 | 4.0577 | 4.1822 | 3.2248 | 2.8718 | 2.6768 | 2.4006 | 2.4882 | 2.9608 | 3.1649 | 3.6959 | 4.5018 | 5.0118 | 5.5279 | 5.0605 | 4.4976 | 4.0659 | 3.8079 | 3.9341
2042-12-02 | 3.66 | 3.338 | 3.2459 | 3.3415 | 3.1223 | 3.4445 | 4.039 | 3.9951 | 3.6503 | 2.7632 | 2.1129 | 1.9099 | 2.0303 | 2.3029 | 2.7775 | 3.3299 | 4.1619 | 5.1718 | 5.4986 | 5.2585 | 4.5836 | 3.9732 | 4.0368 | 3.4771
2042-12-03 | 3.3732 | 3.3205 | 3.3313 | 3.0398 | 3.0715 | 3.3791 | 3.8419 | 3.969 | 3.5562 | 2.9628 | 2.5054 | 2.4403 | 2.3581 | 2.6556 | 2.7181 | 3.0846 | 4.1794 | 4.894 | 5.5382 | 5.2486 | 4.5973 | 3.9024 | 3.6855 | 3.6902
2042-12-04 | 3.4844 | 3.12 | 3.256 | 3.1443 | 3.0259 | 3.2994 | 3.9321 | 4.0195 | 3.6571 | 2.9478 | 2.3379 | 2.1101 | 2.3256 | 2.3058 | 2.7407 | 3.1649 | 3.8312 | 4.5415 | 5.3553 | 4.9675 | 4.1413 | 3.9683 | 3.9458 | 3.4573
2042-12-05 | 3.2092 | 3.1365 | 2.9311 | 2.8767 | 2.8425 | 3.1216 | 3.7787 | 3.4186 | 3.1179 | 2.9719 | 2.3815 | 2.0711 | 2.1196 | 2.5423 | 2.6045 | 3.2373 | 4.0453 | 4.5885 | 5.1684 | 4.8144 | 4.0875 | 4.3322 | 4.5304 | 4.5228
2042-12-06 | 3.4661 | 3.0719 | 3.1 | 3.082 | 3.0446 | 3.1573 | 3.4405 | 3.4601 | 3.1991 | 2.8887 | 2.5966 | 1.9825 | 1.7732 | 1.9509 | 2.0588 | 2.2017 | 2.9366 | 3.5063 | 3.6086 | 3.3213 | 3.341 | 3.2765 | 3.3123 | 3.0714
2042-12-07 | 2.9958 | 2.8985 | 2.9585 | 2.9405 | 2.9293 | 3.0755 | 3.2212 | 3.0457 | 2.508 | 2.2444 | 1.9512 | 1.8762 | 1.758 | 1.9154 | 2.0249 | 2.4065 | 2.8468 | 3.5422 | 4.3399 | 4.1088 | 3.7137 | 4.114 | 4.0535 | 3.7595
2042-12-08 | 3.5567 | 3.0827 | 2.8375 | 2.9397 | 2.9989 | 3.2748 | 3.8865 | 3.9409 | 3.0777 | 2.3868 | 2.1863 | 1.8116 | 1.9276 | 1.9451 | 2.2724 | 2.8335 | 4.0067 | 4.8069 | 5.2736 | 4.7104 | 4.0939 | 4.0571 | 3.8708 | 3.5518
2042-12-09 | 3.356 | 3.1975 | 3.1045 | 3.0177 | 3.0799 | 3.4254 | 4.189 | 4.2679 | 3.6342 | 3.1704 | 2.5772 | 2.2494 | 2.3936 | 2.5925 | 2.6539 | 3.5378 | 4.417 | 5.0501 | 5.5035 | 5.4116 | 4.8089 | 5.0295 | 5.0569 | 4.4948
2042-12-10 | 4.2681 | 4.3332 | 4.1945 | 4.0517 | 4.038 | 4.4436 | 4.8863 | 4.1743 | 3.6218 | 3.1285 | 2.7353 | 2.3435 | 2.3583 | 2.7236 | 3.0311 | 3.9438 | 4.3622 | 4.7695 | 5.526 | 5.2288 | 4.8362 | 5.0766 | 4.7846 | 4.3195
2042-12-11 | 3.9802 | 3.7871 | 3.8299 | 3.5038 | 3.3536 | 3.8366 | 4.423 | 3.7519 | 3.2232 | 2.7713 | 2.6681 | 2.2432 | 2.1423 | 2.3565 | 2.7354 | 2.9215 | 3.4883 | 4.2804 | 5.1859 | 4.9162 | 4.4705 | 4.7688 | 4.7184 | 4.1874
2042-12-12 | 3.7793 | 3.5727 | 3.5296 | 3.5246 | 3.5429 | 3.6237 | 3.6713 | 3.7053 | 3.5427 | 2.8421 | 2.214 | 1.8848 | 1.7745 | 1.7383 | 1.8398 | 2.3363 | 3.5075 | 4.414 | 4.9115 | 4.6534 | 3.8235 | 3.6973 | 3.8211 | 3.6009
2042-12-13 | 3.5627 | 3.4724 | 3.514 | 3.4738 | 3.4564 | 3.2361 | 3.3227 | 3.3796 | 2.7258 | 2.3505 | 2.1453 | 1.6134 | 1.4523 | 1.683 | 1.9555 | 2.3094 | 2.9476 | 3.9946 | 4.6628 | 4.5637 | 4.081 | 3.5415 | 3.3266 | 3.089
2042-12-14 | 2.9563 | 2.9521 | 2.8387 | 2.7513 | 2.5963 | 2.6149 | 2.8171 | 2.8142 | 2.3514 | 1.8411 | 1.647 | 1.4436 | 1.4648 | 1.4621 | 1.5077 | 2.1394 | 2.8738 | 3.6489 | 4.6596 | 4.3486 | 3.9361 | 4.1288 | 3.9006 | 3.8049
2042-12-15 | 3.9453 | 3.2283 | 3.1013 | 2.8553 | 2.9677 | 3.2101 | 3.7771 | 3.8623 | 3.0696 | 2.4123 | 2.1692 | 2.0168 | 2.1331 | 2.0626 | 2.3908 | 3.0246 | 3.6318 | 4.3149 | 5.2896 | 4.9403 | 4.3279 | 3.9689 | 3.9287 | 3.5027
2042-12-16 | 3.1133 | 2.9551 | 2.9801 | 2.9558 | 2.9702 | 3.1705 | 3.6138 | 3.3069 | 2.6574 | 2.2408 | 1.9858 | 1.8275 | 2.0319 | 2.0881 | 2.5287 | 3.5389 | 4.1587 | 4.9377 | 5.0365 | 4.5868 | 4.2546 | 4.7447 | 4.9081 | 4.3564
2042-12-17 | 3.9465 | 3.7783 | 3.6349 | 3.5761 | 3.6556 | 4.1379 | 4.7497 | 4.127 | 3.5896 | 3.0214 | 2.6724 | 2.5473 | 2.4632 | 2.4275 | 2.65 | 2.918 | 3.5179 | 4.2655 | 4.7634 | 4.7359 | 4.4423 | 4.6106 | 4.559 | 4.3597
2042-12-18 | 4.1454 | 3.9154 | 3.493 | 3.5212 | 3.56 | 3.9857 | 4.5287 | 3.7884 | 3.3527 | 3.1285 | 2.5812 | 2.2991 | 2.0923 | 2.1711 | 2.1928 | 2.75 | 3.6609 | 4.5354 | 5.3294 | 5.0038 | 4.868 | 5.117 | 5.1113 | 4.3111
2042-12-19 | 3.9564 | 3.6469 | 3.5524 | 3.6226 | 3.731 | 3.9141 | 4.5781 | 3.9953 | 3.45 | 2.8688 | 2.3764 | 2.1284 | 2.0166 | 2.2491 | 2.2034 | 2.6418 | 3.3668 | 4.0502 | 4.9138 | 4.8794 | 4.7508 | 5.3346 | 5.3251 | 4.7906
2042-12-20 | 3.6544 | 3.4902 | 3.4056 | 3.333 | 3.2274 | 3.0547 | 3.2333 | 3.3487 | 2.6872 | 2.0701 | 1.4972 | 1.2651 | 1.2285 | 1.3667 | 1.7211 | 2.4191 | 3.2052 | 4.2872 | 4.7996 | 4.5723 | 4.2643 | 4.2995 | 3.9982 | 3.3769
2042-12-21 | 3.2952 | 3.3837 | 3.3715 | 3.5785 | 3.4927 | 3.6065 | 3.3781 | 3.1763 | 2.6735 | 2.0611 | 1.6385 | 1.3342 | 1.3578 | 1.5239 | 1.8606 | 2.3581 | 3.2369 | 3.9045 | 4.703 | 4.6947 | 4.3954 | 4.1206 | 3.8737 | 3.7015
2042-12-22 | 3.3938 | 3.0568 | 2.9724 | 2.9306 | 2.9895 | 3.1964 | 3.4988 | 3.5597 | 3.4557 | 2.9718 | 2.4001 | 2.2883 | 2.2418 | 2.6988 | 3.0028 | 3.7258 | 4.6607 | 5.2726 | 5.155 | 4.2283 | 3.9569 | 4.3994 | 4.5772 | 4.7949
2042-12-23 | 4.4657 | 4.2455 | 3.8945 | 3.0448 | 3.0186 | 3.1906 | 3.4235 | 3.5553 | 3.3024 | 2.9568 | 2.7753 | 2.7645 | 2.3321 | 2.3026 | 2.2168 | 2.591 | 3.4969 | 4.5473 | 4.7472 | 4.4751 | 4.0559 | 3.9162 | 3.5576 | 3.2965
2042-12-24 | 3.2695 | 3.0456 | 2.9193 | 2.9444 | 2.9941 | 3.1594 | 3.3914 | 3.5827 | 3.2986 | 2.7106 | 2.3652 | 2.2435 | 2.2466 | 2.2807 | 2.4636 | 2.9697 | 3.9572 | 5.1088 | 5.4884 | 5.5065 | 5.0498 | 5.0258 | 4.8838 | 4.4554
2042-12-25 | 4.143 | 4.0997 | 3.9383 | 3.9009 | 3.6917 | 3.9359 | 4.3307 | 3.8403 | 3.3063 | 2.968 | 2.5058 | 2.2587 | 2.0518 | 2.2642 | 2.5138 | 3.4468 | 4.2231 | 4.9668 | 5.45 | 5.2557 | 4.5164 | 4.6106 | 4.7769 | 4.7751
2042-12-26 | 4.684 | 4.297 | 3.7781 | 3.7045 | 3.7772 | 3.8238 | 4.2903 | 3.7743 | 3.4392 | 3.2208 | 3.3102 | 3.0232 | 3.0902 | 3.3495 | 3.6108 | 3.753 | 4.4006 | 5.183 | 5.4142 | 5.046 | 4.5827 | 4.51 | 4.4646 | 4.2172
2042-12-27 | 4.0776 | 3.8966 | 3.5844 | 3.4374 | 3.4716 | 3.7087 | 3.9844 | 3.6273 | 3.2499 | 2.9364 | 2.3412 | 2.0805 | 2.3034 | 2.2216 | 2.3732 | 2.8582 | 3.9055 | 4.5695 | 5.1071 | 4.731 | 4.1893 | 4.4137 | 4.5028 | 3.4884
2042-12-28 | 3.3375 | 3.2134 | 3.2275 | 3.0213 | 3.0359 | 3.0558 | 3.1948 | 3.1723 | 2.897 | 2.6436 | 2.3436 | 2.0333 | 2.0685 | 1.7144 | 1.9492 | 2.3325 | 3.0438 | 3.9644 | 4.9293 | 4.6873 | 4.141 | 3.6841 | 4.0931 | 3.6764
2042-12-29 | 3.385 | 3.0011 | 3.1024 | 3.0759 | 3.4538 | 3.7842 | 4.1514 | 3.8428 | 3.8556 | 3.6607 | 3.1995 | 2.6889 | 2.5485 | 2.4885 | 2.6311 | 3.5152 | 4.6197 | 5.3631 | 5.4428 | 4.4128 | 3.736 | 4.1415 | 4.3281 | 4.2946
2042-12-30 | 4.4612 | 4.2424 | 3.8914 | 3.0425 | 3.0167 | 3.1867 | 3.4194 | 3.56 | 3.356 | 2.9104 | 2.4812 | 2.2427 | 1.8549 | 1.8382 | 1.8445 | 2.3115 | 3.4099 | 4.5753 | 4.816 | 4.4821 | 4.126 | 4.2297 | 3.828 | 3.5269
2042-12-31 | 3.466 | 3.2162 | 3.0155 | 2.9464 | 2.9974 | 3.1654 | 3.3971 | 3.614 | 3.2497 | 2.8565 | 2.5291 | 2.492 | 2.3025 | 2.3276 | 2.4843 | 2.9013 | 3.8728 | 5.0821 | 5.5343 | 5.5702 | 5.0935 | 4.8511 | 4.6114 | 4.4546
2043-01-01 | 3.4086 | 3.1229 | 3.2353 | 3.0489 | 2.9123 | 2.9945 | 3.1513 | 3.2546 | 2.9598 | 2.283 | 1.9924 | 1.6719 | 1.5162 | 1.5795 | 1.8317 | 2.34 | 3.0481 | 3.9348 | 5.2629 | 5.0953 | 4.0511 | 3.6218 | 3.4662 | 3.6184
2043-01-02 | 3.2826 | 3.0344 | 3.01 | 2.9682 | 2.7929 | 3.1053 | 3.3555 | 3.5424 | 3.3964 | 2.6992 | 2.1463 | 1.725 | 1.5967 | 1.7283 | 1.9983 | 2.3766 | 3.0479 | 3.7103 | 4.8705 | 3.8611 | 3.3622 | 4.0423 | 4.2547 | 3.9129
2043-01-03 | 3.071 | 3.1188 | 3.1477 | 2.8424 | 2.7311 | 2.7188 | 2.9075 | 2.9295 | 2.4279 | 2.1787 | 1.9082 | 1.3318 | 1.0473 | 1.3171 | 1.7006 | 1.894 | 2.6349 | 3.826 | 4.7976 | 4.7644 | 3.5167 | 3.5721 | 3.4686 | 3.1697
2043-01-04 | 3.2762 | 3.1486 | 3.0637 | 2.9402 | 2.7872 | 2.9699 | 2.9782 | 2.9976 | 2.5541 | 2.1525 | 1.6758 | 1.3687 | 0.98449 | 1.2929 | 1.6635 | 1.916 | 2.3904 | 4.0019 | 5.0223 | 4.9023 | 4.1665 | 3.216 | 3.1554 | 2.9093
2043-01-05 | 2.8926 | 2.8713 | 2.8377 | 2.7934 | 2.9077 | 3.1474 | 3.22 | 3.3063 | 3.1269 | 2.3618 | 2.0091 | 1.6208 | 1.6142 | 1.8164 | 1.8495 | 2.2008 | 3.455 | 4.492 | 5.3886 | 4.9944 | 4.0455 | 3.8291 | 3.876 | 3.6643
2043-01-06 | 3.2077 | 2.8585 | 2.9459 | 3.0378 | 2.7865 | 2.9699 | 3.6794 | 3.9374 | 3.6813 | 3.0127 | 2.3837 | 1.9749 | 1.8476 | 1.9342 | 2.1823 | 3.1307 | 3.9603 | 4.4044 | 5.5828 | 5.6294 | 5.1099 | 4.4738 | 4.2018 | 3.9714
2043-01-07 | 3.2561 | 3.1272 | 3.1639 | 3.0861 | 2.9381 | 3.4009 | 3.6969 | 3.7733 | 3.2566 | 2.6167 | 2.0295 | 1.7006 | 2.0329 | 2.0381 | 1.9837 | 2.2513 | 3.5404 | 4.9326 | 5.5806 | 5.3834 | 4.4247 | 4.3493 | 3.9528 | 3.7606
2043-01-08 | 3.5578 | 3.3058 | 2.9658 | 3.0646 | 2.9865 | 3.515 | 4.0776 | 4.2428 | 3.644 | 3.1795 | 2.5432 | 2.0231 | 2.3913 | 2.1314 | 2.308 | 3.0004 | 4.2436 | 4.5581 | 5.558 | 5.6892 | 5.1192 | 4.679 | 4.301 | 4.0961
2043-01-09 | 3.465 | 3.1184 | 2.9979 | 2.9489 | 2.9478 | 3.2424 | 4.1707 | 4.0331 | 3.1076 | 2.2186 | 1.8527 | 1.6184 | 1.6795 | 2.0902 | 2.0528 | 2.3351 | 3.4375 | 4.1143 | 4.844 | 5.0457 | 4.5446 | 4.3285 | 4.1972 | 4.0035
2043-01-10 | 3.6057 | 3.0761 | 3.0041 | 3.1072 | 2.8508 | 2.8958 | 3.1032 | 3.2082 | 2.7875 | 2.1657 | 1.828 | 1.6869 | 1.6564 | 1.5174 | 1.8836 | 2.2218 | 2.4634 | 3.1722 | 4.8717 | 4.8885 | 3.8911 | 4.0216 | 4.1422 | 3.2573
2043-01-11 | 3.1796 | 3.1139 | 3.2476 | 2.9511 | 2.791 | 2.7923 | 2.8918 | 2.816 | 2.4303 | 2.0019 | 1.5692 | 0.98408 | 0.9158 | 1.006 | 1.401 | 1.9151 | 2.3058 | 3.1685 | 4.8123 | 4.768 | 4.2044 | 3.4218 | 3.1853 | 3.0318
2043-01-12 | 2.9741 | 2.7519 | 2.6521 | 2.6115 | 2.7668 | 3.1775 | 3.2589 | 3.2499 | 3.1573 | 2.4729 | 1.8692 | 1.6521 | 1.7305 | 1.7333 | 1.8797 | 2.2117 | 3.2338 | 4.3352 | 5.4327 | 4.9018 | 4.1541 | 3.8418 | 4.1403 | 3.4173
2043-01-13 | 2.9788 | 3.0463 | 2.9363 | 2.7996 | 2.6563 | 2.8927 | 3.5828 | 3.419 | 2.8163 | 2.2958 | 1.9268 | 1.6435 | 1.514 | 1.5144 | 1.9032 | 2.0583 | 2.8859 | 4.8583 | 5.5806 | 5.5301 | 4.7848 | 4.3511 | 3.9825 | 3.5176
2043-01-14 | 3.5207 | 3.2154 | 3.0116 | 3.0049 | 2.8433 | 3.1299 | 4.2815 | 4.7982 | 3.9594 | 3.0805 | 2.7507 | 2.1726 | 2.073 | 1.9599 | 2.1269 | 2.7935 | 3.8394 | 4.6194 | 5.6179 | 5.6568 | 5.0102 | 4.523 | 4.0074 | 3.615
2043-01-15 | 3.6363 | 3.1795 | 3.0199 | 2.9883 | 3.0827 | 3.0098 | 3.7589 | 3.6246 | 3.408 | 2.6269 | 2.1295 | 1.8155 | 1.7077 | 1.7565 | 2.2304 | 2.4155 | 3.2456 | 4.3321 | 5.6729 | 5.1311 | 4.4925 | 4.1519 | 4.048 | 3.7384
2043-01-16 | 3.104 | 2.9543 | 2.9619 | 3.0183 | 2.9696 | 3.5369 | 4.1058 | 4.3578 | 4.0281 | 2.9887 | 2.0748 | 1.9972 | 1.9568 | 2.0105 | 2.1854 | 3.4656 | 4.2658 | 4.3474 | 5.249 | 5.3062 | 4.7394 | 4.2051 | 4.3221 | 3.9256
2043-01-17 | 3.102 | 2.9992 | 3.1344 | 2.9063 | 2.8876 | 2.9901 | 3.1424 | 3.2433 | 2.7431 | 2.2671 | 1.8699 | 1.5898 | 1.6375 | 1.7268 | 2.0082 | 2.2411 | 2.6763 | 4.1918 | 5.396 | 5.0823 | 4.4723 | 3.9394 | 3.8535 | 3.7985
2043-01-18 | 3.2239 | 3.0109 | 2.974 | 3.2551 | 2.8913 | 2.919 | 3.0602 | 3.3541 | 3.0661 | 2.409 | 1.9131 | 1.5781 | 1.3847 | 1.4551 | 1.8441 | 2.2357 | 2.4765 | 3.4604 | 5.1246 | 5.0895 | 4.548 | 3.7831 | 3.3258 | 3.2269
2043-01-19 | 2.8167 | 2.6197 | 2.5964 | 2.6956 | 2.6074 | 2.8138 | 3.6162 | 4.0591 | 3.0229 | 2.2937 | 2.0761 | 1.6931 | 1.5333 | 1.6581 | 2.1012 | 2.7234 | 3.2752 | 4.3786 | 5.5372 | 5.2809 | 4.7692 | 4.3221 | 3.8681 | 3.3696
2043-01-20 | 3.5732 | 3.2503 | 2.996 | 3.0697 | 3.2207 | 3.3985 | 4.3354 | 4.6494 | 4.5389 | 3.7923 | 3.2976 | 2.8949 | 2.2103 | 2.3068 | 3.0509 | 3.6689 | 4.3321 | 4.3868 | 5.4935 | 5.6085 | 5.2006 | 4.8634 | 4.336 | 3.7928
2043-01-21 | 3.6939 | 3.3843 | 3.2091 | 3.1682 | 2.9528 | 3.0463 | 4.0282 | 4.4615 | 3.6836 | 2.8798 | 2.2958 | 1.8456 | 1.7008 | 1.784 | 2.1226 | 2.8358 | 3.4429 | 4.2091 | 5.54 | 5.6569 | 5.1114 | 4.6968 | 4.29 | 3.7102
2043-01-22 | 3.626 | 3.1641 | 3.0224 | 3.1703 | 3.1546 | 3.3718 | 4.3656 | 4.8179 | 4.5722 | 3.8187 | 3.0086 | 2.718 | 2.754 | 2.8663 | 3.0145 | 3.4076 | 3.6647 | 4.1315 | 5.4299 | 5.4714 | 4.8652 | 4.3302 | 3.9374 | 3.7534
2043-01-23 | 3.1426 | 3.026 | 2.9759 | 2.8866 | 2.8438 | 3.3351 | 3.5572 | 3.5235 | 3.2809 | 2.5263 | 2.014 | 1.8238 | 1.8473 | 1.8698 | 2.0178 | 2.594 | 3.7121 | 4.5794 | 5.3531 | 5.1395 | 4.4711 | 4.5694 | 4.6555 | 4.2339
2043-01-24 | 3.2682 | 2.9485 | 3.0391 | 3.0214 | 2.8836 | 3.0701 | 3.5137 | 3.5916 | 3.3051 | 2.4891 | 1.9509 | 1.9736 | 1.9417 | 2.2463 | 2.5925 | 3.2671 | 3.6397 | 3.8042 | 4.6486 | 4.6334 | 4.1382 | 4.0396 | 3.8085 | 3.5731
2043-01-25 | 3.3827 | 3.0871 | 3.116 | 3.0396 | 2.7698 | 2.7313 | 2.9504 | 2.8278 | 2.4781 | 2.1767 | 2.0696 | 1.7705 | 1.8777 | 1.822 | 2.1628 | 2.1085 | 2.3375 | 3.3934 | 4.9508 | 5.0746 | 4.4483 | 3.3903 | 3.3178 | 3.1361
2043-01-26 | 2.833 | 2.8693 | 2.8366 | 2.9304 | 2.8485 | 3.1364 | 4.0265 | 4.6861 | 3.5408 | 2.4953 | 2.4467 | 1.9708 | 1.8074 | 1.9792 | 2.458 | 2.6285 | 3.3505 | 4.5746 | 5.4358 | 5.517 | 5.1262 | 4.8722 | 4.0989 | 3.6797
2043-01-27 | 3.4624 | 3.0983 | 2.9353 | 3.0071 | 2.9384 | 3.173 | 4.0205 | 3.9428 | 3.4994 | 2.7458 | 2.1391 | 1.7002 | 1.8028 | 2.1095 | 2.3675 | 2.6034 | 3.2497 | 4.6125 | 5.566 | 5.6196 | 4.9857 | 4.4667 | 4.1682 | 3.7225
2043-01-28 | 3.8936 | 3.3351 | 3.2101 | 3.209 | 3.0699 | 3.5538 | 4.8151 | 4.9792 | 4.5712 | 4.3241 | 3.5216 | 2.9894 | 2.7355 | 2.3311 | 2.9532 | 3.329 | 4.0011 | 4.909 | 5.6623 | 5.4993 | 4.46 | 4.5842 | 4.7083 | 3.7803
2043-01-29 | 3.5133 | 3.6147 | 3.2318 | 3.1831 | 3.0135 | 3.3014 | 4.6291 | 4.5128 | 4.1563 | 3.3915 | 2.9043 | 2.072 | 2.5167 | 2.8274 | 2.8311 | 2.4402 | 3.3464 | 4.6049 | 5.6448 | 5.6773 | 5.0104 | 4.6437 | 4.2231 | 3.7681
2043-01-30 | 3.4043 | 3.4446 | 3.0354 | 3.1262 | 3.1421 | 3.5655 | 4.6961 | 5.1015 | 4.648 | 3.4611 | 3.6388 | 2.8216 | 2.0986 | 1.8265 | 2.133 | 2.8608 | 3.1873 | 4.1086 | 5.3563 | 5.3782 | 4.4181 | 4.848 | 4.8151 | 3.7486
2043-01-31 | 3.4849 | 3.4228 | 3.1558 | 2.9449 | 2.7299 | 2.905 | 2.968 | 2.9305 | 2.3877 | 2.0746 | 1.7739 | 1.6318 | 1.3561 | 1.4226 | 1.8883 | 2.371 | 3.5425 | 3.8824 | 4.9845 | 5.1889 | 4.7333 | 4.3413 | 4.2142 | 3.7959
2043-02-01 | 3.4511 | 3.2869 | 3.6055 | 3.3591 | 3.1739 | 3.2233 | 3.4233 | 3.712 | 3.5893 | 3.0216 | 2.4739 | 2.4023 | 2.6207 | 2.5671 | 2.1324 | 2.3362 | 2.5437 | 3.2609 | 4.6954 | 5.0238 | 4.5826 | 4.1033 | 3.6674 | 3.2868
2043-02-02 | 3.2586 | 3.2694 | 3.015 | 2.9066 | 2.8769 | 3.1917 | 4.1378 | 4.2439 | 3.3509 | 3.622 | 3.5277 | 2.7092 | 2.4178 | 1.8655 | 2.5451 | 3.4287 | 4.3126 | 5.1478 | 5.3242 | 4.9608 | 4.1868 | 4.3841 | 3.933 | 3.4057
2043-02-03 | 3.3246 | 3.3538 | 3.0674 | 3.0389 | 3.0433 | 3.5846 | 4.105 | 4.0249 | 3.7228 | 2.8423 | 3.0362 | 3.1994 | 3.1893 | 2.5125 | 2.63 | 2.7367 | 3.5699 | 4.0523 | 5.1054 | 5.4789 | 4.8237 | 4.4696 | 4.7192 | 3.9266
2043-02-04 | 3.3702 | 3.2734 | 3.1499 | 3.1756 | 3.1037 | 3.2945 | 3.7205 | 3.7253 | 3.3034 | 2.6083 | 2.0758 | 2.2891 | 2.4215 | 2.3542 | 2.1595 | 2.4847 | 3.6691 | 4.5127 | 5.316 | 5.352 | 4.9767 | 4.3448 | 4.0689 | 3.9483
2043-02-05 | 3.5485 | 3.2035 | 3.1181 | 3.0657 | 3.13 | 3.3204 | 4.0589 | 3.6899 | 3.467 | 2.6566 | 2.4907 | 2.0321 | 1.8889 | 1.6187 | 1.7751 | 2.3084 | 2.9448 | 3.9296 | 4.5954 | 4.7647 | 4.488 | 4.1866 | 3.6394 | 3.4682
2043-02-06 | 3.3431 | 3.1181 | 3.0266 | 3.0062 | 2.9446 | 3.1764 | 3.8597 | 4.0548 | 3.4436 | 2.5115 | 1.7805 | 1.546 | 1.531 | 1.6694 | 1.9884 | 2.3316 | 2.6184 | 3.4198 | 4.8571 | 4.684 | 3.8894 | 4.2562 | 3.8846 | 3.547
2043-02-07 | 3.2248 | 3.2505 | 3.0201 | 2.9241 | 2.8802 | 3.0051 | 3.2692 | 2.9496 | 2.3376 | 1.9282 | 1.4849 | 1.0238 | 0.93345 | 1.0484 | 1.3065 | 1.8734 | 2.3998 | 3.3003 | 4.0147 | 4.3164 | 3.9222 | 3.7386 | 3.4216 | 3.2923
2043-02-08 | 3.2411 | 2.9513 | 2.8885 | 2.8503 | 2.7331 | 2.7599 | 2.7728 | 2.9479 | 2.5387 | 2.0341 | 1.4873 | 1.1093 | 0.87215 | 0.97326 | 1.3403 | 1.2683 | 2.1717 | 3.1434 | 4.6702 | 4.9084 | 4.392 | 3.6245 | 3.24 | 2.996
2043-02-09 | 2.9077 | 2.9401 | 2.7421 | 2.7068 | 2.7879 | 3.2773 | 3.7564 | 3.7327 | 3.2328 | 2.3845 | 1.8801 | 1.7022 | 1.5429 | 1.6479 | 1.9533 | 2.4041 | 3.3609 | 4.3614 | 5.1666 | 5.1746 | 4.6738 | 4.4131 | 3.9432 | 3.9092
2043-02-10 | 3.354 | 3.048 | 2.9731 | 3.0756 | 2.9745 | 3.0638 | 3.7427 | 3.8183 | 4.223 | 3.8008 | 3.116 | 2.9347 | 2.7677 | 3.1601 | 3.2915 | 3.5955 | 4.0343 | 4.6056 | 5.5847 | 5.5118 | 4.9713 | 4.6651 | 4.4372 | 3.8386
2043-02-11 | 3.4099 | 3.3438 | 3.321 | 3.5792 | 3.446 | 3.4973 | 3.7335 | 3.8313 | 3.9682 | 3.6311 | 3.1871 | 3.1039 | 3.4686 | 3.6453 | 3.7136 | 4.2067 | 4.8953 | 4.9478 | 5.1413 | 5.1396 | 4.8271 | 4.3629 | 4.2412 | 3.9242
2043-02-12 | 3.7366 | 3.2596 | 3.2715 | 3.3114 | 3.3747 | 3.6043 | 4.4972 | 4.6027 | 4.4118 | 4.0233 | 3.4684 | 2.3798 | 2.0165 | 2.1696 | 2.5274 | 2.4288 | 3.5831 | 3.9513 | 4.8643 | 5.2162 | 5.0443 | 4.7961 | 4.3106 | 4.1184
2043-02-13 | 3.4181 | 3.1958 | 3.1432 | 3.0945 | 2.9755 | 3.2452 | 4.1529 | 4.6423 | 3.6265 | 3.5556 | 3.0047 | 1.9713 | 2.0356 | 2.4505 | 2.2574 | 2.5568 | 3.1898 | 4.0279 | 4.5524 | 5.0945 | 4.8803 | 4.8514 | 4.143 | 3.7527
2043-02-14 | 3.5023 | 3.0573 | 2.9796 | 2.9215 | 3.0276 | 3.0246 | 3.0566 | 3.0113 | 2.5724 | 2.4014 | 2.1324 | 1.8022 | 1.6434 | 1.8353 | 2.2371 | 3.1188 | 3.662 | 4.1664 | 4.308 | 4.3654 | 4.1909 | 4.4179 | 3.9744 | 3.6782
2043-02-15 | 3.525 | 3.6022 | 3.2473 | 3.111 | 2.9463 | 2.9838 | 3.0909 | 3.1134 | 3.0195 | 2.5015 | 2.313 | 2.1949 | 2.6012 | 2.4719 | 2.3059 | 2.6994 | 3.2619 | 4.1983 | 4.6914 | 4.5783 | 3.7328 | 3.3267 | 3.7495 | 3.2423
2043-02-16 | 2.9603 | 2.82 | 2.8907 | 2.7647 | 2.7792 | 2.9412 | 3.0773 | 3.1018 | 2.8942 | 2.3777 | 1.7989 | 0.98464 | 1.0038 | 1.3878 | 1.896 | 2.3491 | 2.6435 | 3.5321 | 4.757 | 5.3298 | 4.2668 | 4.2299 | 4.1986 | 3.3986
2043-02-17 | 3.0998 | 3.217 | 3.026 | 2.8638 | 2.7673 | 2.9236 | 3.8087 | 3.6752 | 2.7199 | 2.3788 | 2.0665 | 1.7008 | 1.6183 | 1.9513 | 2.2611 | 2.4549 | 3.3223 | 4.3861 | 5.4158 | 5.4133 | 4.8631 | 5.0232 | 4.3207 | 3.6291
2043-02-18 | 3.222 | 3.0326 | 3.0391 | 2.7924 | 2.647 | 2.9421 | 3.693 | 3.841 | 3.3695 | 2.6678 | 2.4302 | 2.0485 | 1.9436 | 2.0906 | 2.2996 | 2.9312 | 3.488 | 4.1286 | 5.3158 | 5.548 | 5.0312 | 4.5067 | 4.2919 | 4.163
2043-02-19 | 3.708 | 3.3926 | 3.254 | 3.4042 | 3.1203 | 3.467 | 4.1426 | 4.1661 | 4.1214 | 3.4489 | 3.1255 | 3.8068 | 3.6343 | 3.155 | 3.1603 | 3.3741 | 4.3717 | 4.7397 | 5.1733 | 5.1661 | 4.7291 | 4.2988 | 4.2305 | 3.8354
2043-02-20 | 3.348 | 3.1269 | 3.0291 | 2.9901 | 2.973 | 3.1508 | 3.9224 | 4.1577 | 3.3912 | 2.9578 | 2.099 | 1.7329 | 1.8708 | 2.3603 | 2.48 | 2.845 | 3.4489 | 4.5151 | 4.997 | 5.0175 | 4.8965 | 4.9547 | 4.4255 | 3.9935
2043-02-21 | 3.9368 | 3.4309 | 3.1754 | 3.0568 | 2.9492 | 3.3464 | 3.1797 | 3.5867 | 3.1573 | 2.5942 | 2.124 | 1.71 | 1.9521 | 2.1928 | 2.1914 | 2.5529 | 3.4783 | 4.5189 | 4.4874 | 4.7134 | 4.5313 | 4.1543 | 3.999 | 3.685
2043-02-22 | 3.758 | 3.2353 | 3.1319 | 3.0626 | 3.0289 | 3.1198 | 3.3156 | 3.6424 | 3.0539 | 2.4025 | 2.2859 | 2.0936 | 2.0022 | 1.8778 | 2.4869 | 2.7278 | 3.2226 | 4.3653 | 5.2231 | 5.1993 | 4.3538 | 3.8509 | 3.5456 | 3.1566
2043-02-23 | 3.1369 | 3.0907 | 2.843 | 2.8566 | 2.9346 | 3.2174 | 4.2632 | 4.0766 | 3.7427 | 3.0602 | 2.355 | 1.7707 | 1.9634 | 2.1301 | 2.4007 | 2.7378 | 3.7607 | 4.6366 | 5.16 | 5.0193 | 4.8754 | 4.6652 | 3.9517 | 3.5142
2043-02-24 | 3.2982 | 3.177 | 2.9228 | 2.9062 | 2.8421 | 3.4849 | 4.0559 | 3.9714 | 3.3735 | 2.8542 | 2.2145 | 1.9295 | 2.1545 | 2.0613 | 2.1695 | 2.4791 | 3.5714 | 4.2371 | 5.126 | 5.4437 | 4.9102 | 4.4322 | 4.259 | 4.0331
2043-02-25 | 3.4611 | 3.2333 | 2.8187 | 2.7307 | 2.8445 | 3.5588 | 3.9385 | 3.6332 | 3.9367 | 3.3924 | 2.8687 | 2.3013 | 2.2825 | 2.0514 | 2.5046 | 3.4121 | 4.2727 | 4.0966 | 5.1116 | 5.5429 | 5.0976 | 4.924 | 4.572 | 3.6406
2043-02-26 | 3.3998 | 3.3071 | 3.4331 | 3.3079 | 3.2174 | 3.5661 | 4.6251 | 4.6856 | 4.0055 | 3.0085 | 2.0142 | 1.7769 | 1.8767 | 1.7791 | 2.3969 | 2.6647 | 3.2962 | 4.2135 | 5.1006 | 5.2202 | 4.8209 | 4.4543 | 4.0537 | 3.523
2043-02-27 | 3.2543 | 3.1128 | 3.183 | 3.2682 | 2.8856 | 3.0176 | 3.5545 | 3.7695 | 3.1702 | 2.4692 | 2.1873 | 2.113 | 2.3735 | 2.2454 | 2.1457 | 2.9104 | 3.6504 | 4.1976 | 4.8664 | 5.1812 | 4.6311 | 4.277 | 4.5047 | 4.0813
2043-02-28 | 3.223 | 3.2593 | 3.1418 | 2.976 | 2.8733 | 2.995 | 3.5329 | 3.5815 | 2.9023 | 2.9015 | 3.0405 | 2.3787 | 2.0829 | 2.0964 | 2.2718 | 2.3346 | 3.0678 | 3.8912 | 4.4158 | 4.1114 | 3.9826 | 4.3063 | 4.0182 | 3.5878
2043-03-01 | 3.7461 | 3.4473 | 3.1522 | 3.1342 | 2.9757 | 3.178 | 3.0995 | 2.9616 | 2.5839 | 2.1698 | 1.8313 | 1.6217 | 1.4109 | 1.6591 | 1.6325 | 1.7218 | 2.5021 | 3.6683 | 4.7488 | 4.916 | 4.2598 | 3.6141 | 3.3927 | 3.2887
2043-03-02 | 3.366 | 3.1819 | 3.0392 | 2.9251 | 2.9713 | 3.5778 | 4.3138 | 3.8352 | 3.4487 | 2.553 | 2.0226 | 1.6001 | 1.6641 | 2.0055 | 1.9317 | 2.2051 | 3.0417 | 4.1241 | 5.0189 | 5.4269 | 4.8194 | 4.2276 | 3.8601 | 3.6535
2043-03-03 | 3.5395 | 3.3024 | 3.0362 | 2.9605 | 2.9786 | 3.5962 | 4.6044 | 4.0709 | 3.6399 | 3.2264 | 2.7181 | 2.2773 | 2.0751 | 2.267 | 2.1058 | 2.2411 | 2.7723 | 3.9467 | 4.9814 | 5.3878 | 4.7617 | 4.1061 | 3.9382 | 3.3587
2043-03-04 | 3.2682 | 3.2611 | 3.0382 | 2.986 | 2.9234 | 3.1423 | 4.4401 | 3.6192 | 2.7332 | 1.8137 | 1.3106 | 1.2689 | 1.5547 | 1.3769 | 1.2798 | 1.9435 | 2.7185 | 3.3665 | 4.6512 | 5.221 | 4.6915 | 3.9812 | 3.9591 | 3.6341
2043-03-05 | 3.1225 | 3.0047 | 3.0547 | 2.9612 | 2.9552 | 3.2625 | 4.0522 | 4.2161 | 3.2667 | 2.5729 | 1.9434 | 1.6612 | 1.5741 | 1.7447 | 2.0478 | 2.1117 | 2.7011 | 3.6153 | 5.0955 | 5.3664 | 4.7261 | 4.2006 | 3.8566 | 3.4366
2043-03-06 | 3.2 | 3.116 | 3.1714 | 2.9445 | 2.9264 | 3.3225 | 4.1239 | 3.6889 | 3.0877 | 2.5983 | 1.9218 | 1.8067 | 2.1231 | 1.8465 | 1.6783 | 1.7512 | 2.7609 | 3.447 | 4.0659 | 4.4459 | 3.9116 | 4.1543 | 4.101 | 3.7336
2043-03-07 | 3.3274 | 3.0279 | 2.797 | 2.768 | 2.7153 | 2.8678 | 2.866 | 3.2582 | 2.7461 | 2.2934 | 1.87 | 1.0747 | 1.2333 | 1.3615 | 1.5563 | 2.1277 | 2.9521 | 3.2751 | 3.946 | 4.4388 | 4.0848 | 3.606 | 3.3561 | 3.1798
2043-03-08 | 3.2283 | 2.9038 | 2.8098 | 2.8072 | 2.8227 | 2.673 | 2.7932 | 3.0683 | 3.0276 | 2.5266 | 1.4511 | 1.4203 | 1.6283 | 1.1798 | 1.645 | 2.2281 | 2.9947 | 3.6364 | 4.4914 | 4.2983 | 3.9238 | 3.5568 | 3.6195 | 3.0564
2043-03-09 | 2.9831 | 2.9644 | 2.8073 | 2.7942 | 2.8598 | 3.1324 | 4.1802 | 4.271 | 3.4157 | 2.2365 | 2.2367 | 2.0019 | 2.2776 | 1.8714 | 2.0561 | 2.9584 | 3.3464 | 4.0975 | 5.2253 | 5.2528 | 4.354 | 4.0408 | 3.9985 | 3.3089
2043-03-10 | 3.0933 | 2.3606 | 1.8326 | 2.0559 | 2.6187 | 2.9323 | 4.2071 | 4.5575 | 3.9187 | 3.9629 | 3.6267 | 3.5702 | 3.648 | 3.717 | 3.3765 | 3.3608 | 4.0665 | 4.5183 | 5.4665 | 5.3235 | 4.8847 | 4.4452 | 3.9504 | 3.4362
2043-03-11 | 3.1432 | 3.1554 | 2.8749 | 2.6416 | 2.7006 | 2.9456 | 3.7199 | 4.3318 | 3.9907 | 3.0348 | 2.6766 | 2.2873 | 2.6392 | 2.391 | 2.4011 | 3.8115 | 4.0754 | 4.3045 | 5.4814 | 5.6786 | 5.142 | 4.4183 | 4.1368 | 4.04
2043-03-12 | 3.3881 | 3.2334 | 3.4081 | 3.077 | 3.1002 | 3.5783 | 4.4696 | 4.4678 | 3.7221 | 2.9377 | 2.4776 | 2.2801 | 2.228 | 2.224 | 2.6855 | 3.2568 | 3.8132 | 4.7892 | 5.5788 | 5.8989 | 5.2509 | 4.537 | 3.9874 | 3.7173
2043-03-13 | 3.2221 | 3.0204 | 2.9294 | 2.9367 | 3.0031 | 3.2421 | 3.9154 | 3.9395 | 3.3488 | 2.9206 | 2.8667 | 2.3822 | 2.2325 | 2.6132 | 2.973 | 3.6959 | 4.2986 | 4.1439 | 4.9934 | 5.3614 | 4.9891 | 4.7158 | 4.3836 | 4.0179
2043-03-14 | 3.7054 | 3.3611 | 3.0674 | 3.1035 | 3.2743 | 3.2371 | 3.4761 | 3.1833 | 2.6558 | 2.1027 | 1.7741 | 1.3763 | 1.1202 | 1.3992 | 1.5399 | 1.9116 | 2.8192 | 3.8648 | 4.6264 | 4.7583 | 4.4543 | 4.425 | 3.903 | 3.6102
2043-03-15 | 3.6318 | 3.468 | 3.0857 | 2.9781 | 2.8833 | 3.1643 | 3.1999 | 3.2391 | 2.7166 | 2.5338 | 2.0523 | 2.1917 | 1.8882 | 1.7412 | 1.8564 | 1.5114 | 2.148 | 3.2002 | 4.653 | 4.824 | 4.4689 | 4.0756 | 3.7425 | 3.3549
2043-03-16 | 3.3158 | 3.1872 | 2.8624 | 2.5963 | 2.6429 | 2.9556 | 3.2803 | 3.3335 | 3.211 | 2.5664 | 2.08 | 1.4914 | 1.9032 | 2.7733 | 2.5568 | 2.6715 | 3.0407 | 3.5684 | 4.4343 | 5.1367 | 4.7801 | 4.0655 | 3.711 | 3.6754
2043-03-17 | 3.3672 | 2.9671 | 2.8375 | 3.0239 | 2.9269 | 3.1509 | 3.7533 | 3.8379 | 3.7196 | 3.5563 | 2.9399 | 2.2594 | 2.1843 | 2.5413 | 2.2728 | 2.5244 | 3.7049 | 4.3868 | 5.0291 | 5.1701 | 4.7891 | 4.2781 | 3.691 | 3.4819
2043-03-18 | 3.2274 | 2.9643 | 2.9252 | 2.8921 | 2.9106 | 3.4751 | 3.6912 | 3.7792 | 3.4139 | 2.6949 | 2.2142 | 1.7542 | 2.2848 | 2.3123 | 2.3972 | 2.6342 | 3.5076 | 4.4859 | 5.1221 | 5.1966 | 4.4892 | 3.9273 | 3.714 | 3.5718
2043-03-19 | 3.5411 | 3.2356 | 2.995 | 2.9163 | 3.0995 | 3.2285 | 3.5915 | 3.7803 | 3.7759 | 3.6352 | 2.7602 | 1.9573 | 2.0371 | 2.5144 | 2.9223 | 3.1246 | 3.7171 | 4.6581 | 5.2164 | 5.4194 | 4.7173 | 4.2994 | 4.0488 | 3.743
2043-03-20 | 3.6315 | 3.4037 | 3.1084 | 3.0713 | 2.9623 | 3.2775 | 3.8455 | 3.5801 | 2.9543 | 2.7115 | 2.3399 | 2.0472 | 2.1567 | 2.3929 | 2.3244 | 3.4993 | 3.9149 | 4.7665 | 4.7043 | 4.6772 | 4.7465 | 4.6941 | 4.1973 | 4.0063
2043-03-21 | 3.7291 | 3.3682 | 3.0961 | 3.0357 | 3.3086 | 3.3036 | 3.7556 | 3.8783 | 3.8525 | 4.1933 | 3.5618 | 2.7635 | 2.6692 | 2.6079 | 2.7149 | 2.7542 | 2.9937 | 3.6733 | 3.8681 | 4.2239 | 4.1194 | 3.701 | 3.5563 | 3.3783
2043-03-22 | 3.2293 | 2.9024 | 2.7998 | 2.6664 | 2.5689 | 2.5984 | 2.7846 | 2.8291 | 2.4833 | 2.1327 | 1.5337 | 1.1211 | 1.2668 | 1.2483 | 1.2737 | 1.5616 | 2.2534 | 3.1047 | 3.7988 | 4.6978 | 4.516 | 4.0582 | 3.8736 | 3.7247
2043-03-23 | 3.2636 | 2.9073 | 2.8394 | 2.8928 | 3.0234 | 3.1128 | 3.6299 | 3.485 | 3.2449 | 3.4373 | 2.3968 | 2.3727 | 2.265 | 1.9565 | 1.9789 | 2.3283 | 2.8098 | 3.6025 | 4.4871 | 5.184 | 4.753 | 4.1967 | 4.2058 | 3.6413
2043-03-24 | 3.1111 | 3.1056 | 3.0522 | 2.8673 | 2.8426 | 3.07 | 4.1155 | 3.6017 | 2.6912 | 2.2035 | 1.8404 | 1.4053 | 1.4957 | 1.7459 | 1.7611 | 2.2322 | 3.0883 | 4.2442 | 4.7722 | 5.3405 | 5.0536 | 4.689 | 4.2084 | 3.9026
2043-03-25 | 3.3093 | 3.118 | 3.0058 | 2.9657 | 2.9564 | 3.6364 | 4.0432 | 3.6253 | 3.0382 | 2.4133 | 1.9645 | 1.6227 | 1.7201 | 1.6962 | 1.6944 | 1.7541 | 3.0176 | 3.9112 | 4.7389 | 5.4679 | 5.1736 | 4.7208 | 4.2282 | 3.9473
2043-03-26 | 3.479 | 3.0384 | 2.9576 | 3.1296 | 3.1745 | 3.4113 | 3.901 | 3.7983 | 3.1518 | 2.3623 | 1.8535 | 1.5031 | 1.7037 | 1.7605 | 1.7869 | 1.9393 | 3.1452 | 4.1653 | 4.8264 | 5.3974 | 5.1723 | 4.7105 | 3.9014 | 3.5087
2043-03-27 | 3.4652 | 3.0869 | 2.9229 | 2.8424 | 2.856 | 2.9892 | 3.348 | 3.504 | 2.7298 | 2.0817 | 1.6419 | 1.5099 | 1.7152 | 1.6725 | 1.0733 | 1.6496 | 2.872 | 3.762 | 4.4435 | 5.0958 | 4.7749 | 4.4318 | 3.9988 | 3.6942
2043-03-28 | 3.6101 | 3.248 | 2.9707 | 2.8935 | 3.0283 | 3.1267 | 3.035 | 3.0894 | 2.4046 | 2.5229 | 2.0929 | 2.1986 | 2.3609 | 2.5271 | 2.6148 | 2.2112 | 2.4024 | 3.6814 | 4.024 | 4.6686 | 4.3787 | 4.1277 | 3.7278 | 3.4262
2043-03-29 | 3.5152 | 3.1009 | 2.9228 | 2.8881 | 2.7534 | 2.8363 | 2.8228 | 2.7412 | 2.5385 | 2.0085 | 1.5773 | 1.8943 | 1.8406 | 1.5768 | 1.5852 | 1.9172 | 2.51 | 3.5928 | 4.5579 | 5.001 | 4.4872 | 4.2605 | 4.2017 | 3.8865
2043-03-30 | 3.5298 | 3.1665 | 3.1145 | 3.0975 | 3.156 | 3.6115 | 4.7907 | 4.4284 | 4.2257 | 3.929 | 3.4764 | 3.0367 | 3.7759 | 3.7863 | 3.2552 | 3.4615 | 4.519 | 5.1889 | 5.3282 | 4.9503 | 4.3497 | 4.0679 | 3.7442 | 3.6243
2043-03-31 | 3.2721 | 2.9699 | 2.9057 | 2.5439 | 2.3231 | 2.385 | 2.9354 | 3.7569 | 3.1657 | 2.7063 | 2.9613 | 2.5494 | 2.2289 | 2.3858 | 2.6055 | 2.8296 | 3.9617 | 4.7381 | 4.9913 | 5.0896 | 4.9246 | 4.5057 | 4.0514 | 3.878
2043-04-01 | 3.3372 | 3.0477 | 3.0031 | 3.0077 | 2.9583 | 3.3174 | 4.2639 | 4.603 | 3.3885 | 3.2272 | 3.4538 | 3.1821 | 2.3305 | 2.3798 | 2.9971 | 3.0315 | 3.9061 | 4.7316 | 5.4129 | 5.6285 | 5.2085 | 4.8598 | 4.2741 | 3.5616
2043-04-02 | 3.4757 | 3.3017 | 3.21 | 3.3817 | 3.199 | 3.5618 | 4.3544 | 4.2505 | 4.3477 | 3.949 | 3.3764 | 3.6537 | 2.6234 | 2.5258 | 3.1441 | 3.5576 | 4.3049 | 4.6065 | 5.257 | 5.6645 | 5.3052 | 4.6542 | 4.8517 | 4.2122
2043-04-03 | 3.3779 | 3.1386 | 3.0349 | 3.0591 | 3.1107 | 3.1482 | 3.3711 | 3.6469 | 3.4647 | 2.9091 | 2.5536 | 2.1575 | 2.214 | 2.1052 | 2.3721 | 2.9015 | 3.0673 | 3.9586 | 5.1277 | 5.4846 | 4.8947 | 4.4803 | 4.2758 | 3.7842
2043-04-04 | 3.6342 | 3.3954 | 3.0313 | 2.9874 | 3.1468 | 3.3914 | 3.2055 | 3.1257 | 2.8341 | 2.5259 | 2.3465 | 2.0935 | 2.0987 | 2.0913 | 2.6588 | 2.8691 | 3.4638 | 4.3146 | 5.2448 | 5.2027 | 4.4887 | 4.7354 | 4.7174 | 3.8234
2043-04-05 | 3.5123 | 3.3267 | 3.5243 | 3.1194 | 2.9905 | 2.9667 | 2.9314 | 3.1496 | 2.7105 | 2.8438 | 2.572 | 2.273 | 1.9971 | 1.9335 | 1.9138 | 2.0767 | 3.0007 | 3.6667 | 4.4022 | 5.0728 | 4.7287 | 4.4252 | 3.7995 | 3.2879
2043-04-06 | 3.1347 | 3.0427 | 3.1932 | 3.0079 | 2.9927 | 3.2584 | 4.1642 | 4.2334 | 3.3581 | 2.6092 | 2.1409 | 1.927 | 1.8542 | 2.0351 | 1.6405 | 2.0162 | 2.8676 | 4.0975 | 4.9824 | 5.5154 | 4.9596 | 4.2616 | 3.8218 | 3.3967
2043-04-07 | 3.2614 | 3.1666 | 2.952 | 2.8861 | 3.0863 | 3.3743 | 3.7373 | 3.5786 | 3.0315 | 2.3345 | 1.9894 | 1.745 | 1.9077 | 1.9979 | 2.0129 | 1.9654 | 2.9668 | 4.1138 | 4.9151 | 5.4463 | 5.1897 | 4.5661 | 3.9642 | 3.4542
2043-04-08 | 3.3478 | 3.1563 | 2.9632 | 2.9407 | 2.9803 | 3.1889 | 3.5095 | 3.4733 | 2.8458 | 2.2241 | 1.8749 | 1.8266 | 1.7587 | 1.9812 | 2.1831 | 2.6725 | 3.2353 | 3.9386 | 5.219 | 5.6323 | 5.2146 | 4.2279 | 3.8642 | 3.9245
2043-04-09 | 3.285 | 3.0859 | 3.0459 | 3.1159 | 3.194 | 3.2949 | 3.8537 | 3.6242 | 2.9014 | 2.3612 | 2.069 | 1.8018 | 1.8527 | 1.9132 | 1.718 | 1.968 | 3.233 | 4.0335 | 4.8023 | 5.6761 | 5.231 | 4.5165 | 3.8672 | 3.7256
2043-04-10 | 3.2774 | 3.0802 | 2.9952 | 2.9707 | 2.9173 | 3.0914 | 4.0894 | 3.9004 | 3.2333 | 2.3584 | 1.9679 | 1.9423 | 2.0957 | 2.1773 | 1.7322 | 2.4055 | 3.5553 | 4.7784 | 5.4308 | 5.6415 | 5.169 | 4.6675 | 4.5968 | 4.0902
2043-04-11 | 3.8382 | 3.4338 | 3.1901 | 3.141 | 3.2234 | 3.4008 | 2.9593 | 2.8072 | 2.4657 | 2.0287 | 1.656 | 1.442 | 1.3423 | 1.5882 | 1.3537 | 1.6065 | 2.6662 | 3.9137 | 4.7216 | 4.9451 | 4.126 | 4.0124 | 4.1595 | 3.7605
2043-04-12 | 3.9138 | 3.4865 | 3.2015 | 3.1339 | 3.1582 | 3.4446 | 3.2131 | 3.0086 | 2.3702 | 2.0711 | 2.2125 | 2.0792 | 1.9899 | 1.7898 | 1.327 | 2.0539 | 2.7479 | 3.5599 | 4.9808 | 5.4482 | 5.1174 | 4.7563 | 4.3167 | 3.5755
2043-04-13 | 3.3661 | 3.4363 | 3.3678 | 3.1425 | 3.1235 | 3.8647 | 4.2173 | 3.9489 | 3.7203 | 2.7894 | 2.3671 | 2.1604 | 2.0327 | 2.2957 | 2.2108 | 2.1882 | 3.1363 | 4.5618 | 5.4181 | 5.5295 | 5.0101 | 4.3743 | 3.7228 | 3.3866
2043-04-14 | 3.3692 | 3.1305 | 2.9762 | 2.9925 | 3.1768 | 3.2341 | 3.7227 | 3.9238 | 3.7138 | 3.1193 | 2.2144 | 2.0289 | 2.0708 | 1.9484 | 2.1141 | 2.3339 | 3.0758 | 4.0123 | 5.0816 | 5.4482 | 4.9623 | 3.9704 | 3.7563 | 3.3983
2043-04-15 | 3.1037 | 3.1754 | 3.0117 | 2.9431 | 2.9427 | 3.1809 | 3.7774 | 3.5097 | 2.7795 | 2.2898 | 1.8867 | 1.6476 | 1.6298 | 1.9881 | 1.4669 | 1.972 | 3.1661 | 4.359 | 5.1242 | 5.5534 | 5.0157 | 4.284 | 3.7981 | 3.4798
2043-04-16 | 3.3387 | 3.3815 | 3.0977 | 3.0322 | 3.0264 | 3.6599 | 4.2215 | 3.6339 | 4.058 | 3.4449 | 3.2405 | 2.9239 | 3.3937 | 3.0013 | 2.6839 | 3.1794 | 4.2664 | 4.8709 | 5.1023 | 5.5691 | 5.2483 | 4.4301 | 4.479 | 4.2932
2043-04-17 | 3.5591 | 3.2653 | 3.1614 | 3.0288 | 2.9699 | 3.3467 | 3.536 | 3.6063 | 3.5961 | 2.9457 | 2.3511 | 2.0254 | 2.1716 | 1.9429 | 1.7875 | 1.7537 | 2.9283 | 4.0291 | 4.2917 | 4.7317 | 4.7019 | 4.1484 | 4.077 | 3.8559
2043-04-18 | 3.409 | 3.0649 | 2.9385 | 2.891 | 2.9264 | 3.0215 | 3.2903 | 3.0395 | 2.6757 | 2.4614 | 2.0254 | 1.641 | 2.0037 | 1.796 | 1.6938 | 2.1306 | 2.9663 | 3.266 | 4.1976 | 4.958 | 4.6254 | 3.8259 | 3.8585 | 3.84
2043-04-19 | 3.2573 | 3.1272 | 3.1627 | 3.1297 | 2.982 | 2.9561 | 2.8008 | 2.7513 | 2.6651 | 2.4689 | 2.008 | 1.8128 | 1.9752 | 1.6096 | 1.6762 | 1.8957 | 2.5542 | 3.7225 | 4.5375 | 5.251 | 4.9475 | 4.0991 | 3.7299 | 3.6627
2043-04-20 | 3.3044 | 2.9528 | 2.9107 | 2.8467 | 2.9193 | 3.3389 | 4.101 | 3.3362 | 3.2915 | 3.0693 | 2.763 | 2.101 | 1.9804 | 2.0517 | 2.2057 | 2.5964 | 3.2068 | 4.1959 | 5.001 | 5.5425 | 5.0311 | 4.3163 | 3.8635 | 3.4575
2043-04-21 | 3.2753 | 3.2905 | 2.9841 | 2.8746 | 2.893 | 2.9907 | 3.7015 | 2.941 | 3.0177 | 2.2137 | 2.1182 | 2.1536 | 1.8751 | 1.788 | 2.6878 | 2.3221 | 2.8495 | 3.9736 | 4.9609 | 5.3339 | 4.9045 | 4.0688 | 3.655 | 3.3501
2043-04-22 | 3.1181 | 3.0693 | 3.0793 | 2.927 | 2.9254 | 3.2602 | 3.7121 | 3.514 | 3.2625 | 2.9166 | 2.2645 | 1.8572 | 1.7387 | 2.0763 | 1.5543 | 1.8372 | 2.9157 | 4.1646 | 4.9578 | 5.5709 | 5.0753 | 3.944 | 3.3651 | 3.1436
2043-04-23 | 3.1458 | 3.0276 | 2.7667 | 2.8083 | 2.9014 | 2.8796 | 3.2151 | 3.1234 | 3.0048 | 2.5132 | 2.2419 | 2.0967 | 1.8695 | 2.1626 | 2.2185 | 2.6804 | 3.9781 | 4.4021 | 5.0857 | 5.6832 | 5.2835 | 4.3431 | 3.5796 | 3.2925
2043-04-24 | 3.2641 | 3.0996 | 2.9517 | 2.8743 | 2.8906 | 3.1401 | 3.7427 | 3.7413 | 3.6586 | 3.7616 | 3.2493 | 2.9214 | 2.4988 | 2.361 | 2.5063 | 2.9334 | 3.2354 | 3.6635 | 4.7868 | 5.1295 | 4.45 | 4.2796 | 4.3096 | 3.4538
2043-04-25 | 3.085 | 3.0744 | 2.9189 | 2.9122 | 2.9366 | 3.2402 | 2.9449 | 3.1695 | 2.8664 | 2.602 | 2.6105 | 2.1338 | 2.0169 | 2.1985 | 1.6775 | 1.8067 | 2.3822 | 3.4851 | 4.2826 | 3.9351 | 3.6718 | 3.8096 | 3.425 | 3.0379
2043-04-26 | 3.0107 | 3.0785 | 2.8748 | 2.7615 | 2.8047 | 2.9258 | 3.044 | 2.6927 | 2.3802 | 2.3253 | 2.1155 | 1.6555 | 1.8175 | 1.9483 | 1.7306 | 1.8997 | 2.3964 | 3.2156 | 3.8343 | 4.2832 | 4.2738 | 3.8703 | 3.2709 | 3.0513
2043-04-27 | 3.1478 | 2.9564 | 2.8831 | 2.8595 | 2.9247 | 3.2827 | 3.6303 | 3.4397 | 3.5133 | 2.4484 | 2.1201 | 2.069 | 1.9731 | 1.962 | 2.2546 | 2.6343 | 2.4897 | 3.3309 | 4.7857 | 5.0402 | 4.6137 | 4.6073 | 4.2611 | 3.396
2043-04-28 | 3.2882 | 3.2204 | 2.9595 | 2.9558 | 2.969 | 3.1303 | 3.601 | 2.7156 | 2.5189 | 2.2273 | 2.0029 | 1.9179 | 1.9403 | 2.1319 | 2.4752 | 2.8539 | 3.9488 | 4.4997 | 4.7705 | 5.2378 | 4.708 | 4.0437 | 3.5891 | 3.348
2043-04-29 | 3.2833 | 3.0777 | 2.9363 | 2.864 | 2.9346 | 3.1279 | 3.8733 | 4.3252 | 4.3646 | 4.0051 | 3.0207 | 3.4415 | 3.4706 | 3.1781 | 3.5755 | 3.8666 | 3.9259 | 4.3394 | 5.2131 | 5.4851 | 4.6676 | 3.9524 | 4.2628 | 3.4705
2043-04-30 | 3.1728 | 3.218 | 2.9116 | 2.6751 | 2.7175 | 2.9914 | 3.7497 | 3.2615 | 3.3684 | 3.0972 | 2.5477 | 2.4463 | 2.7105 | 3.0649 | 3.1953 | 3.6494 | 3.5814 | 4.8962 | 5.1727 | 5.3421 | 5.121 | 4.8757 | 4.4158 | 3.7078
2043-05-01 | 3.2608 | 3.0484 | 3.1069 | 3.0947 | 3.0538 | 3.4821 | 4.138 | 4.2606 | 3.4188 | 2.6129 | 3.1694 | 3.285 | 3.2499 | 2.3505 | 2.6016 | 3.2564 | 3.6799 | 4.1138 | 5.2449 | 5.1309 | 4.612 | 4.7716 | 4.5672 | 3.7515
2043-05-02 | 3.2886 | 3.1335 | 2.856 | 2.6962 | 2.6686 | 2.8656 | 2.8772 | 2.621 | 2.3198 | 2.3931 | 2.3015 | 2.0878 | 1.9993 | 2.0727 | 2.1027 | 2.2103 | 2.7077 | 3.7171 | 4.4696 | 4.3442 | 4.2322 | 4.1662 | 3.7546 | 3.2112
2043-05-03 | 3.0419 | 3.0685 | 2.9727 | 2.828 | 2.8381 | 2.8226 | 2.9268 | 2.6649 | 2.4508 | 2.1505 | 2.0911 | 1.7282 | 1.3696 | 1.4119 | 1.578 | 1.7587 | 2.1715 | 2.8965 | 4.2346 | 4.8482 | 4.3934 | 3.6511 | 3.7637 | 3.2327
2043-05-04 | 3.0264 | 2.9581 | 3.0022 | 2.8221 | 2.9073 | 3.2239 | 4.3072 | 3.4799 | 2.6096 | 2.3002 | 1.8833 | 1.7939 | 1.968 | 1.9428 | 1.815 | 2.0633 | 2.6618 | 3.7914 | 4.5111 | 5.0349 | 4.7699 | 4.2253 | 3.4951 | 3.3431
2043-05-05 | 3.1827 | 2.8694 | 2.5993 | 2.641 | 2.8195 | 2.8347 | 3.1858 | 3.2565 | 3.6335 | 3.4281 | 2.8706 | 3.5498 | 3.1122 | 3.5649 | 3.0765 | 2.5074 | 3.3599 | 4.1932 | 4.888 | 5.5241 | 5.1536 | 4.4907 | 4.0722 | 3.9638
2043-05-06 | 3.2078 | 3.0507 | 2.9495 | 2.9183 | 2.8996 | 3.1731 | 3.9976 | 3.9462 | 3.2366 | 2.741 | 2.2281 | 1.9742 | 1.995 | 1.9698 | 1.95 | 2.2765 | 2.9557 | 4.0928 | 5.0978 | 5.6118 | 5.4305 | 4.6421 | 4.0047 | 3.5046
2043-05-07 | 3.2771 | 3.2796 | 3.0243 | 2.9255 | 2.9174 | 3.2841 | 4.0186 | 3.6271 | 3.2557 | 2.6225 | 2.5258 | 2.4588 | 2.4032 | 2.4532 | 3.0709 | 2.9988 | 3.6875 | 4.6598 | 5.4599 | 5.6299 | 5.437 | 4.8128 | 4.3165 | 3.8577
2043-05-08 | 3.4354 | 3.2355 | 3.2005 | 3.2715 | 3.3352 | 3.5164 | 3.7728 | 3.6394 | 3.2302 | 2.6455 | 2.1544 | 2.03 | 2.3294 | 2.4335 | 2.7876 | 3.0233 | 3.2621 | 3.6519 | 4.7174 | 5.4165 | 4.998 | 4.3974 | 4.1371 | 4.0282
2043-05-09 | 3.2841 | 3.1097 | 3.2127 | 2.9538 | 2.9082 | 2.9889 | 3.2843 | 3.2345 | 2.4542 | 1.8362 | 1.4931 | 1.3211 | 1.2552 | 1.3167 | 1.6517 | 1.7677 | 2.5311 | 3.7386 | 4.6272 | 5.0601 | 4.3997 | 3.8146 | 3.7925 | 3.4048
2043-05-10 | 3.3343 | 3.2432 | 2.962 | 2.9256 | 2.9012 | 2.9063 | 3.0417 | 2.7921 | 2.1765 | 1.9049 | 1.7369 | 1.5708 | 1.6697 | 1.6725 | 1.8362 | 1.7556 | 2.4472 | 3.8249 | 4.6106 | 5.0569 | 4.4631 | 3.953 | 3.8613 | 3.5182
2043-05-11 | 3.309 | 3.0842 | 2.8777 | 2.8064 | 2.7344 | 2.9244 | 3.3866 | 2.9676 | 3.1725 | 2.8091 | 2.3987 | 2.3432 | 2.0654 | 1.979 | 1.7367 | 2.3202 | 3.9376 | 4.7591 | 5.2756 | 4.9989 | 4.3579 | 3.7992 | 3.9775 | 3.5141
2043-05-12 | 3.0528 | 3.0972 | 3.0061 | 2.849 | 2.8656 | 3.0509 | 4.1171 | 3.7894 | 3.1166 | 3.0356 | 2.459 | 1.9862 | 1.8329 | 1.7951 | 1.6208 | 2.0352 | 3.5089 | 4.6383 | 4.8779 | 5.128 | 4.9458 | 4.4116 | 3.8111 | 3.8322
2043-05-13 | 3.2407 | 2.98 | 2.8903 | 2.8151 | 2.9152 | 3.0841 | 3.1823 | 2.7403 | 2.7008 | 2.4707 | 2.1306 | 2.143 | 2.3495 | 2.0631 | 2.023 | 2.256 | 3.2523 | 4.4667 | 5.1499 | 5.558 | 5.5574 | 5.0346 | 4.1697 | 3.6952
2043-05-14 | 3.2943 | 3.3834 | 3.0716 | 2.8611 | 2.9024 | 3.2845 | 4.2802 | 3.9024 | 3.1593 | 2.9888 | 2.4702 | 2.3285 | 2.3562 | 2.6612 | 3.5455 | 3.9404 | 4.4428 | 4.7663 | 5.3558 | 5.5879 | 5.2633 | 4.8334 | 4.0961 | 3.6387
2043-05-15 | 3.4058 | 3.2134 | 3.1067 | 3.0013 | 2.94 | 3.0493 | 3.5537 | 3.5387 | 3.1861 | 2.4016 | 1.8726 | 1.8192 | 1.8057 | 1.8091 | 1.5297 | 2.1097 | 3.0076 | 3.6588 | 4.6485 | 5.0898 | 4.4433 | 4.4656 | 4.5237 | 3.9391
2043-05-16 | 3.3077 | 2.9372 | 2.854 | 2.8295 | 2.868 | 3.0817 | 2.9516 | 2.5648 | 2.2308 | 1.8254 | 1.4087 | 1.1138 | 1.3324 | 1.4638 | 1.0551 | 1.5802 | 2.4306 | 3.0361 | 3.8227 | 4.6799 | 4.2536 | 3.8365 | 3.6037 | 3.5395
2043-05-17 | 3.2613 | 2.9732 | 2.9058 | 2.9849 | 2.777 | 2.5404 | 2.5255 | 2.3069 | 2.0221 | 1.3952 | 1.1935 | 0.93418 | 1.0541 | 1.3512 | 1.0743 | 1.6212 | 2.5881 | 4.0886 | 5.0212 | 5.1411 | 4.7059 | 3.8891 | 3.5875 | 3.2222
2043-05-18 | 3.1645 | 3.0868 | 2.8502 | 2.8107 | 2.8545 | 3.1212 | 3.5735 | 3.4798 | 2.9691 | 2.4627 | 2.1258 | 1.9525 | 1.8044 | 2.1738 | 1.9964 | 2.2881 | 3.7645 | 4.5651 | 4.9959 | 5.277 | 4.8709 | 3.9085 | 3.6905 | 3.2684
2043-05-19 | 3.2537 | 3.1356 | 2.8727 | 2.8983 | 3.1207 | 3.2581 | 3.5478 | 3.3944 | 3.3107 | 2.6273 | 2.2153 | 2.3685 | 2.3192 | 2.3939 | 1.982 | 2.6655 | 3.3721 | 4.1526 | 5.113 | 5.5804 | 5.1852 | 4.37 | 4.1742 | 3.8937
2043-05-20 | 3.2226 | 3.0409 | 2.9752 | 2.9565 | 3.2397 | 3.3698 | 3.7509 | 3.5797 | 3.3263 | 2.5481 | 2.5384 | 2.7029 | 2.1766 | 2.0689 | 1.8734 | 2.4882 | 3.2224 | 3.9226 | 5.08 | 5.4853 | 5.2893 | 4.4598 | 4.2271 | 4.035
2043-05-21 | 3.3042 | 3.1655 | 3.1885 | 2.7938 | 2.8353 | 2.9795 | 3.5579 | 3.2407 | 2.6619 | 2.4904 | 2.0777 | 2.0349 | 1.8159 | 1.7049 | 1.5661 | 2.1631 | 3.0248 | 4.0465 | 4.8748 | 5.1699 | 4.8372 | 4.2378 | 4.0715 | 3.8576
2043-05-22 | 3.447 | 3.1872 | 3.0633 | 2.8827 | 2.9567 | 2.9246 | 3.0055 | 2.7678 | 2.6264 | 2.2545 | 1.8304 | 1.748 | 1.6618 | 1.7015 | 1.6457 | 2.2057 | 3.0057 | 4.3111 | 4.6684 | 4.7369 | 4.2117 | 4.019 | 3.9356 | 3.6368
2043-05-23 | 3.4751 | 3.1902 | 2.925 | 2.9382 | 3.0605 | 2.8786 | 2.6668 | 2.3841 | 2.2584 | 1.8844 | 1.5268 | 1.6872 | 1.643 | 1.6131 | 1.569 | 1.94 | 2.6826 | 3.3656 | 4.2141 | 4.6694 | 4.3688 | 3.6667 | 3.8971 | 3.6524
2043-05-24 | 3.1845 | 3.0757 | 3.1758 | 2.9322 | 2.8308 | 2.8458 | 3.035 | 2.8588 | 2.2996 | 2.0143 | 1.7791 | 1.6326 | 2.0554 | 1.8965 | 1.7394 | 2.4276 | 2.8976 | 3.9275 | 4.6124 | 4.6936 | 4.256 | 3.6916 | 3.4919 | 3.2431
2043-05-25 | 3.2612 | 3.1614 | 2.8815 | 2.83 | 2.9851 | 2.9916 | 2.9547 | 2.683 | 2.2825 | 2.0295 | 1.7574 | 1.6472 | 1.5034 | 1.6473 | 1.5582 | 2.4703 | 3.0255 | 3.5996 | 4.659 | 5.2131 | 4.9051 | 4.387 | 3.774 | 3.593
2043-05-26 | 3.412 | 2.9889 | 2.979 | 3.1293 | 2.935 | 3.2849 | 3.6495 | 4.0815 | 4.5143 | 4.0596 | 3.8726 | 3.699 | 3.4974 | 3.4375 | 3.8292 | 4.781 | 4.976 | 4.924 | 5.535 | 5.5668 | 4.8953 | 5.0779 | 4.8794 | 4.1385
2043-05-27 | 3.7378 | 3.5041 | 3.454 | 3.568 | 3.1856 | 3.455 | 4.3824 | 3.5471 | 2.6863 | 2.4478 | 2.2098 | 1.9251 | 1.6837 | 1.7909 | 2.0199 | 2.1333 | 2.9064 | 4.1696 | 5.2206 | 5.5333 | 5.4493 | 5.1798 | 4.5922 | 4.1791
2043-05-28 | 3.9932 | 3.531 | 3.223 | 3.2762 | 3.3804 | 3.3722 | 3.7911 | 3.6301 | 3.6332 | 2.7226 | 2.5112 | 2.3649 | 2.1045 | 2.2896 | 2.7 | 3.0553 | 3.6329 | 3.999 | 5.0248 | 5.5225 | 5.3219 | 4.6613 | 4.267 | 3.8689
2043-05-29 | 3.7643 | 3.5163 | 3.422 | 3.323 | 3.3239 | 3.6615 | 4.0765 | 3.8568 | 3.5379 | 2.6346 | 2.9495 | 1.9796 | 2.0906 | 2.51 | 2.9545 | 2.1049 | 3.024 | 4.1587 | 4.3846 | 4.9036 | 4.4377 | 4.3056 | 4.3619 | 4.263
2043-05-30 | 3.7046 | 3.306 | 2.9803 | 2.9445 | 2.9827 | 3.0619 | 2.6615 | 2.6407 | 2.3726 | 1.8961 | 1.6678 | 1.1422 | 1.3571 | 1.2125 | 1.0442 | 1.5194 | 2.4349 | 3.4901 | 4.3921 | 4.861 | 4.2732 | 4.0457 | 3.9504 | 3.6143
2043-05-31 | 3.7848 | 3.4625 | 3.0986 | 3.0082 | 2.9132 | 3.0202 | 2.8321 | 2.57 | 2.3126 | 1.8817 | 1.6181 | 1.3035 | 1.3901 | 1.5737 | 1.6907 | 1.9286 | 2.3155 | 3.2367 | 4.5374 | 5.1313 | 4.9792 | 4.9124 | 4.258 | 4.0598
2043-06-01 | 3.4967 | 3.2167 | 3.1991 | 3.2055 | 3.0202 | 3.1012 | 3.1735 | 3.4636 | 3.0098 | 2.9077 | 2.4154 | 2.1648 | 2.1735 | 2.2145 | 1.9831 | 2.9599 | 4.2932 | 4.3266 | 4.8042 | 5.6137 | 5.4423 | 5.1897 | 4.4476 | 4.0993
2043-06-02 | 3.8047 | 3.2779 | 3.1723 | 3.3146 | 3.1757 | 3.3116 | 3.5409 | 3.9686 | 3.8576 | 3.1694 | 2.9332 | 2.9532 | 2.3774 | 2.4323 | 2.1604 | 3.251 | 3.8366 | 4.4144 | 5.1455 | 5.5 | 5.2104 | 4.5107 | 4.2733 | 4.1154
2043-06-03 | 3.3625 | 3.2565 | 3.1958 | 3.1345 | 3.1879 | 3.5285 | 3.8265 | 3.67 | 2.5729 | 2.2383 | 2.4535 | 2.4781 | 2.4114 | 2.2386 | 1.5714 | 2.0226 | 3.1891 | 3.9658 | 4.933 | 5.473 | 5.3012 | 5.0063 | 4.2837 | 4.0134
2043-06-04 | 3.7234 | 3.3438 | 3.1785 | 3.2021 | 3.1476 | 3.1071 | 3.418 | 3.1695 | 2.9283 | 2.6143 | 2.3359 | 2.418 | 2.2051 | 2.1306 | 2.307 | 2.7205 | 3.4373 | 4.0826 | 4.8766 | 5.2556 | 5.0623 | 4.3622 | 3.9314 | 3.5159
2043-06-05 | 3.3338 | 3.1869 | 3.0501 | 2.9946 | 2.9631 | 2.9937 | 3.2922 | 3.7136 | 3.2075 | 2.7616 | 2.4006 | 2.2114 | 2.7229 | 3.0206 | 2.7928 | 2.7329 | 3.4983 | 4.1944 | 4.7418 | 5.0967 | 4.8672 | 4.3805 | 4.2884 | 3.9336
2043-06-06 | 3.6151 | 3.3215 | 3.1238 | 3.1366 | 3.1399 | 2.9914 | 2.7954 | 2.7773 | 2.4155 | 1.9331 | 1.4567 | 1.4601 | 1.7434 | 1.5273 | 1.6103 | 1.6693 | 2.2504 | 3.09 | 4.2658 | 4.5883 | 4.4807 | 4.4429 | 3.8118 | 3.5569
2043-06-07 | 3.4816 | 3.4236 | 3.1532 | 3.0838 | 2.987 | 2.9132 | 2.8974 | 2.8042 | 2.4132 | 2.0246 | 1.6762 | 1.5671 | 1.7035 | 1.6801 | 1.1418 | 1.4967 | 2.1488 | 2.9491 | 4.3463 | 5.123 | 4.8768 | 4.378 | 4.0835 | 3.6581
2043-06-08 | 3.5753 | 3.1958 | 3.0629 | 3.018 | 3.0528 | 3.0257 | 3.0274 | 3.1299 | 2.7681 | 2.5368 | 2.316 | 1.7757 | 1.681 | 1.7253 | 1.4654 | 2.1599 | 2.4053 | 3.919 | 4.7734 | 5.3215 | 5.241 | 4.5319 | 3.927 | 3.7749
2043-06-09 | 3.5135 | 3.1573 | 3.0946 | 3.2539 | 3.0108 | 3.0272 | 3.1381 | 3.4852 | 2.7937 | 2.6475 | 2.2938 | 2.0832 | 2.0867 | 2.2183 | 1.9838 | 2.6293 | 3.9613 | 4.6168 | 5.2085 | 5.576 | 5.5697 | 5.0005 | 4.4245 | 3.927
2043-06-10 | 3.5096 | 3.337 | 3.4572 | 3.1571 | 3.0858 | 3.1903 | 4.0255 | 3.9893 | 3.2733 | 2.953 | 2.7191 | 2.3032 | 2.0631 | 2.9091 | 2.7928 | 2.7216 | 3.6508 | 4.6606 | 5.1491 | 5.5856 | 5.527 | 4.8952 | 4.4563 | 4.3157
2043-06-11 | 4.0209 | 3.7193 | 3.3338 | 3.2201 | 3.0911 | 3.5489 | 3.3886 | 3.2774 | 3.3377 | 2.8935 | 3.9442 | 3.6302 | 2.8389 | 2.3951 | 2.7063 | 2.9243 | 3.6299 | 4.5446 | 5.0575 | 5.4778 | 5.2831 | 4.907 | 3.9979 | 3.5773
2043-06-12 | 3.3777 | 3.2685 | 3.2915 | 3.1257 | 3.1042 | 3.1348 | 3.8253 | 3.8938 | 3.2222 | 2.522 | 2.4933 | 2.1062 | 2.2919 | 2.6128 | 2.4298 | 2.7107 | 3.2179 | 4.1055 | 5.0251 | 5.2882 | 5.314 | 5.0448 | 4.4449 | 4.2839
2043-06-13 | 3.6472 | 3.2561 | 3.1256 | 3.2314 | 3.0854 | 3.038 | 3.1649 | 2.8103 | 2.506 | 2.318 | 2.2973 | 2.1892 | 1.9768 | 2.0661 | 2.2785 | 2.288 | 2.6971 | 3.7461 | 4.6841 | 4.7951 | 4.6022 | 4.2935 | 3.7358 | 3.4353
2043-06-14 | 3.3951 | 3.219 | 3.0711 | 3.0111 | 3.0977 | 2.9721 | 2.9568 | 2.8688 | 2.4204 | 2.0362 | 1.6006 | 1.3929 | 1.6715 | 1.795 | 2.2196 | 2.0549 | 2.24 | 2.7887 | 3.9504 | 4.5657 | 4.6779 | 3.8868 | 3.5684 | 3.3516
2043-06-15 | 3.337 | 3.1046 | 2.9579 | 2.8959 | 3.013 | 3.1009 | 3.1664 | 3.3002 | 3.2608 | 2.569 | 2.3732 | 2.2709 | 2.1599 | 2.1548 | 2.0499 | 2.6347 | 3.8057 | 4.2123 | 4.9696 | 5.3134 | 5.6171 | 5.2542 | 4.8657 | 4.2992
2043-06-16 | 3.6245 | 3.2084 | 3.15 | 3.1129 | 3.1431 | 3.2492 | 3.2711 | 3.85 | 3.4252 | 3.1014 | 2.9271 | 2.6835 | 2.4169 | 2.2062 | 1.899 | 2.6235 | 3.0068 | 3.9887 | 5.0906 | 5.5273 | 5.5889 | 5.0222 | 5.1975 | 4.9022
2043-06-17 | 4.665 | 4.0544 | 3.636 | 3.6005 | 3.7267 | 3.8336 | 3.1402 | 3.1768 | 3.2438 | 2.6396 | 2.0007 | 1.9973 | 1.816 | 1.9038 | 2.0422 | 2.0364 | 3.0345 | 4.6272 | 5.1798 | 5.563 | 5.5438 | 5.2556 | 4.5704 | 3.9761
2043-06-18 | 4.8536 | 4.7709 | 4.2466 | 4.0274 | 3.8014 | 4.4447 | 3.4633 | 3.2795 | 3.3685 | 2.7483 | 2.47 | 2.3446 | 2.223 | 2.1205 | 1.5969 | 2.3894 | 2.8959 | 3.7449 | 4.8535 | 5.3272 | 5.2506 | 4.9128 | 4.932 | 5.1296
2043-06-19 | 4.7928 | 3.9524 | 3.7626 | 3.7923 | 4.0489 | 3.8136 | 3.3022 | 3.6265 | 3.5121 | 3.0881 | 2.8619 | 2.4291 | 2.3325 | 2.2388 | 2.2285 | 2.6861 | 2.8539 | 3.5088 | 4.3891 | 4.8161 | 4.7499 | 4.8652 | 4.3987 | 3.8775
2043-06-20 | 3.3993 | 3.5188 | 3.3427 | 3.1268 | 3.0117 | 3.0716 | 2.8124 | 2.7292 | 1.9933 | 1.4818 | 1.298 | 0.98116 | 1.3402 | 1.5116 | 1.349 | 1.4565 | 2.2934 | 2.9847 | 3.8165 | 4.4112 | 4.3977 | 4.2206 | 4.3927 | 4.4199
2043-06-21 | 4.533 | 4.0763 | 3.6839 | 3.5501 | 3.506 | 3.7452 | 2.9508 | 2.766 | 2.5038 | 2.05 | 1.7559 | 1.8659 | 1.7305 | 1.8338 | 1.5488 | 1.5503 | 2.1339 | 3.0858 | 4.1812 | 4.9563 | 4.8388 | 4.2252 | 4.5611 | 4.8843
2043-06-22 | 3.8054 | 3.1627 | 3.0557 | 3.0206 | 3.0045 | 3.3628 | 3.1603 | 3.499 | 3.7936 | 3.2258 | 2.6071 | 2.6769 | 2.9568 | 2.0365 | 1.9213 | 2.2774 | 3.0102 | 4.4923 | 5.3731 | 5.6015 | 5.4842 | 5.0582 | 5.14 | 5.2637
2043-06-23 | 4.7211 | 4.0982 | 4.1891 | 4.1723 | 3.8572 | 4.2191 | 3.8115 | 4.3301 | 3.8756 | 3.0726 | 2.6286 | 2.772 | 2.8438 | 2.7266 | 2.4149 | 2.4282 | 1.6656 | 2.8666 | 3.6983 | 4.9495 | 5.5912 | 4.8695 | 4.3682 | 3.5928
2043-06-24 | 3.2673 | 3.1212 | 3.0011 | 2.941 | 2.9274 | 3.0156 | 2.8805 | 3.0556 | 2.4916 | 2.1247 | 1.9391 | 1.7256 | 1.6474 | 1.7559 | 1.9447 | 1.9276 | 3.3301 | 4.3861 | 5.3955 | 5.5668 | 5.6133 | 5.3875 | 5.2004 | 4.458
2043-06-25 | 3.927 | 3.5267 | 3.3638 | 3.2784 | 3.2926 | 3.4068 | 3.5073 | 4.28 | 3.9135 | 3.4447 | 3.2472 | 3.242 | 2.9628 | 2.5915 | 2.4629 | 3.2655 | 3.5233 | 4.3893 | 5.0727 | 5.521 | 5.4078 | 5.0565 | 4.8343 | 4.0345
2043-06-26 | 3.4239 | 3.2264 | 3.1315 | 3.1179 | 3.1672 | 2.9916 | 2.8616 | 3.0486 | 2.5952 | 2.2109 | 1.8908 | 2.0373 | 2.2304 | 2.1995 | 2.2366 | 2.7808 | 3.3379 | 3.8067 | 4.4893 | 5.0798 | 5.1524 | 4.8652 | 4.5285 | 3.7767
2043-06-27 | 3.4718 | 3.3896 | 3.0821 | 3.0467 | 2.9469 | 3.015 | 2.8833 | 2.6896 | 2.4607 | 2.269 | 1.9617 | 1.5511 | 1.7865 | 1.9579 | 1.6383 | 1.6886 | 2.0913 | 3.2332 | 4.1085 | 4.4692 | 4.5739 | 4.2521 | 3.9256 | 3.4298
2043-06-28 | 3.4434 | 3.3092 | 3.0865 | 3.0378 | 2.9552 | 3.0705 | 2.7458 | 2.6938 | 2.475 | 2.2264 | 1.9626 | 1.5795 | 1.7729 | 1.5429 | 1.9255 | 1.9155 | 2.4044 | 3.0625 | 4.2966 | 4.5538 | 4.37 | 4.0266 | 4.1383 | 3.4804
2043-06-29 | 3.1642 | 3.1098 | 3.1322 | 2.9371 | 2.974 | 3.0437 | 3.4382 | 3.5782 | 3.2331 | 2.5897 | 2.3198 | 2.1501 | 1.9991 | 2.3357 | 2.4993 | 2.9246 | 3.9088 | 5.1438 | 5.5372 | 5.6297 | 5.5812 | 5.3778 | 4.5935 | 3.969
2043-06-30 | 3.6685 | 3.583 | 3.3705 | 3.2546 | 3.1797 | 3.5119 | 3.434 | 3.7235 | 3.9721 | 3.3762 | 2.4643 | 2.1059 | 2.3889 | 2.6005 | 2.4818 | 2.8791 | 3.4496 | 4.3624 | 5.0215 | 5.3782 | 5.3429 | 5.6528 | 5.3523 | 4.9723
2043-07-01 | 4.1356 | 4.2563 | 3.6038 | 3.5783 | 3.38 | 3.4368 | 3.5954 | 3.1081 | 2.6455 | 2.2217 | 1.9783 | 1.8069 | 2.0719 | 1.7483 | 1.7698 | 2.2838 | 3.2491 | 3.852 | 4.2266 | 4.4791 | 4.4469 | 5.094 | 5.2603 | 4.7253
2043-07-02 | 4.5181 | 4.0303 | 3.6339 | 3.6225 | 3.6035 | 4.1079 | 3.7876 | 3.2761 | 3.0567 | 2.6508 | 2.2835 | 2.0867 | 2.0968 | 2.1184 | 2.5546 | 2.2518 | 3.0684 | 4.2883 | 5.1372 | 5.4609 | 5.2996 | 5.3371 | 5.2413 | 4.8269
2043-07-03 | 4.4842 | 4.1793 | 3.7408 | 3.7755 | 3.8108 | 3.6845 | 3.8342 | 3.6448 | 3.2342 | 2.7924 | 2.2653 | 2.1859 | 2.0712 | 2.0336 | 1.9073 | 2.1151 | 2.832 | 3.54 | 3.6823 | 4.7233 | 4.6709 | 5.345 | 5.048 | 4.6415
2043-07-04 | 4.3078 | 3.9255 | 3.508 | 3.4886 | 3.6551 | 3.4893 | 2.9659 | 2.9521 | 2.6481 | 2.3461 | 2.1753 | 2.063 | 2.2618 | 2.1486 | 2.1009 | 2.0424 | 2.5149 | 2.8308 | 3.6851 | 4.039 | 3.9995 | 3.5816 | 3.3133 | 3.2169
2043-07-05 | 3.2156 | 3.1935 | 2.9951 | 2.9489 | 2.8196 | 2.9565 | 2.6705 | 2.455 | 2.2469 | 1.9235 | 1.5838 | 1.7059 | 1.3339 | 1.2589 | 1.6297 | 1.5607 | 2.0447 | 2.8716 | 3.7467 | 4.4654 | 3.981 | 3.8385 | 3.6593 | 3.2257
2043-07-06 | 3.1121 | 3.0812 | 2.9835 | 2.8777 | 3.0181 | 3.0604 | 2.9842 | 3.123 | 2.788 | 2.5022 | 2.0452 | 1.8223 | 1.9259 | 2.1499 | 2.2369 | 2.0732 | 2.8078 | 4.1666 | 4.9732 | 5.3841 | 5.2262 | 5.4128 | 5.1733 | 5.1494
2043-07-07 | 4.5797 | 4.0619 | 3.4191 | 3.3875 | 3.3641 | 3.528 | 4.3177 | 3.5574 | 3.0844 | 2.3659 | 2.4552 | 2.4167 | 1.9174 | 2.546 | 2.9703 | 2.5533 | 2.7982 | 4.1053 | 4.6023 | 5.1499 | 4.9649 | 5.5978 | 5.0106 | 4.4494
2043-07-08 | 4.0116 | 3.9975 | 3.7433 | 3.5367 | 3.3761 | 3.6803 | 3.8633 | 3.1552 | 2.6224 | 2.3161 | 2.0723 | 2.0424 | 2.0096 | 2.242 | 2.3237 | 2.5419 | 2.8081 | 3.424 | 4.3008 | 5.2525 | 5.1335 | 5.6738 | 5.396 | 4.623
2043-07-09 | 4.596 | 4.2936 | 3.7929 | 3.6841 | 3.7958 | 3.9654 | 3.9115 | 3.3724 | 3.261 | 2.6782 | 2.4138 | 2.3917 | 2.8305 | 2.5464 | 2.0248 | 2.2869 | 2.9277 | 4.0024 | 4.6658 | 5.1789 | 4.9362 | 5.3355 | 5.3046 | 4.7262
2043-07-10 | 4.3952 | 4.4477 | 3.8818 | 3.6008 | 3.3238 | 3.4657 | 3.47 | 2.9916 | 2.986 | 2.9051 | 2.7084 | 2.4315 | 2.2771 | 2.122 | 1.8299 | 2.282 | 2.9382 | 3.555 | 4.3586 | 5.0376 | 4.4086 | 5.3186 | 5.8209 | 4.9506
2043-07-11 | 4.3108 | 4.208 | 3.7455 | 3.571 | 3.6414 | 3.6704 | 3.1858 | 2.9368 | 2.6034 | 2.3484 | 2.0926 | 1.9321 | 2.0316 | 2.2052 | 2.3991 | 2.0888 | 2.6276 | 2.9066 | 3.3959 | 4.3261 | 4.5007 | 5.1072 | 5.4107 | 4.8542
2043-07-12 | 3.4885 | 3.2107 | 3.3409 | 3.1314 | 2.9583 | 2.9374 | 3.0052 | 2.8927 | 2.4735 | 2.2624 | 2.0489 | 1.1969 | 1.403 | 1.5493 | 1.8499 | 2.21 | 2.565 | 3.3542 | 4.124 | 4.7319 | 4.152 | 3.6686 | 3.9051 | 3.5998
2043-07-13 | 3.3948 | 3.1139 | 3.0713 | 3.1699 | 3.0826 | 3.0719 | 3.182 | 3.7855 | 3.4285 | 2.7426 | 2.375 | 2.3585 | 2.1673 | 2.1562 | 2.3429 | 2.2126 | 2.7658 | 4.0029 | 5.0279 | 5.4751 | 5.338 | 5.6709 | 5.4346 | 5.0985
2043-07-14 | 4.7299 | 4.0065 | 4.1237 | 4.248 | 3.6601 | 3.9076 | 3.9536 | 3.8535 | 3.2904 | 3.0514 | 2.3561 | 2.0906 | 2.2712 | 2.3454 | 2.5762 | 2.3013 | 3.3219 | 4.3401 | 4.8903 | 5.5287 | 5.2866 | 5.4054 | 5.3509 | 4.7748
2043-07-15 | 4.2095 | 4.3901 | 4.0245 | 3.828 | 3.6313 | 4.0788 | 4.2507 | 3.3238 | 3.5298 | 2.9447 | 2.4668 | 2.4867 | 2.1982 | 2.3021 | 2.2737 | 2.7322 | 3.4067 | 4.3453 | 4.9619 | 5.4383 | 5.1574 | 5.0918 | 5.0444 | 4.6878
2043-07-16 | 4.7855 | 4.4467 | 3.9161 | 3.7897 | 3.8079 | 3.7114 | 3.636 | 3.4046 | 2.9568 | 2.5253 | 2.1521 | 2.2009 | 2.3422 | 2.161 | 2.4788 | 2.6572 | 3.0081 | 3.8187 | 4.4413 | 4.9975 | 5.081 | 5.1605 | 5.7481 | 5.1365
2043-07-17 | 4.1713 | 3.7478 | 3.8851 | 4.0499 | 3.5025 | 3.6845 | 4.3782 | 3.5767 | 3.1256 | 2.8039 | 2.4754 | 2.1931 | 2.0616 | 2.3086 | 2.4676 | 2.5633 | 3.2637 | 3.4868 | 3.5548 | 4.2585 | 4.422 | 4.9455 | 5.0367 | 5.0499
2043-07-18 | 4.2193 | 3.6711 | 3.8811 | 3.5741 | 3.2961 | 3.584 | 3.7488 | 3.0291 | 2.4771 | 2.1474 | 1.5649 | 1.2103 | 1.1101 | 1.5967 | 1.8479 | 1.753 | 2.3942 | 3.0519 | 3.5205 | 3.7522 | 4.1292 | 4.8225 | 4.6376 | 4.9329
2043-07-19 | 3.7313 | 3.3559 | 3.1196 | 3.0359 | 2.8724 | 2.8825 | 2.913 | 2.7189 | 2.2601 | 2.0228 | 1.7825 | 1.7447 | 1.8338 | 1.8864 | 2.2277 | 2.3183 | 2.8734 | 3.5296 | 4.6156 | 5.0839 | 4.5128 | 4.4499 | 4.7387 | 4.347
2043-07-20 | 3.3473 | 3.0602 | 3.0774 | 3.1702 | 3.0661 | 3.069 | 3.1455 | 3.3431 | 2.8451 | 2.4465 | 2.4047 | 2.2903 | 2.3581 | 2.4665 | 2.4574 | 2.5081 | 3.9183 | 4.9672 | 5.3864 | 5.6997 | 5.0935 | 5.5592 | 5.4571 | 5.5079
2043-07-21 | 5.0398 | 4.5967 | 4.11 | 3.9717 | 3.7424 | 4.4626 | 4.5515 | 3.5955 | 3.6905 | 3.0708 | 2.5343 | 2.1881 | 2.4236 | 2.449 | 2.6377 | 2.9518 | 3.6814 | 4.2498 | 5.0808 | 5.3174 | 4.8489 | 5.8112 | 5.7474 | 4.9155
2043-07-22 | 3.8132 | 3.6022 | 3.8432 | 4.083 | 3.5075 | 3.8197 | 4.3574 | 3.7404 | 3.1917 | 2.8267 | 2.4277 | 2.4796 | 2.8204 | 2.6726 | 2.549 | 2.7566 | 3.1098 | 4.1219 | 4.8847 | 5.4794 | 5.378 | 5.2863 | 5.1877 | 4.7333
2043-07-23 | 4.6365 | 4.3462 | 3.8336 | 3.9209 | 3.8078 | 3.8129 | 4.2324 | 3.9685 | 3.5235 | 3.1643 | 2.8014 | 2.7593 | 2.6364 | 2.5153 | 2.8407 | 3.0472 | 3.436 | 3.745 | 4.8967 | 5.5901 | 5.4859 | 5.6717 | 5.5855 | 4.9623
2043-07-24 | 4.6782 | 4.5172 | 3.9308 | 3.7063 | 3.8904 | 4.1861 | 3.9924 | 3.5617 | 3.6301 | 2.5518 | 2.4416 | 2.2106 | 2.1674 | 2.0933 | 2.2468 | 2.7783 | 2.9508 | 3.8859 | 4.7862 | 5.533 | 5.2312 | 5.8668 | 5.9083 | 4.8899
2043-07-25 | 4.4792 | 4.8285 | 4.7063 | 4.1543 | 3.6894 | 4.0994 | 4.1026 | 2.9849 | 2.6441 | 2.4083 | 1.9122 | 1.7363 | 1.8044 | 1.53 | 1.5624 | 1.9692 | 2.3745 | 3.0921 | 3.6611 | 4.5581 | 4.3479 | 4.8863 | 4.7907 | 4.847
2043-07-26 | 4.4914 | 3.8539 | 3.6121 | 3.4837 | 3.1281 | 3.0089 | 2.9145 | 2.8762 | 2.2418 | 1.9523 | 1.8218 | 1.5778 | 1.654 | 1.8128 | 1.6228 | 1.6766 | 2.4665 | 3.1948 | 4.2814 | 5.1174 | 4.7169 | 3.7355 | 3.4806 | 3.4863
2043-07-27 | 3.4054 | 3.1967 | 3.2937 | 4.0727 | 3.5682 | 3.6056 | 3.4256 | 3.67 | 3.296 | 3.1706 | 2.7472 | 2.4075 | 2.2791 | 2.6332 | 2.8375 | 3.2814 | 3.7542 | 5.0473 | 5.4531 | 5.679 | 5.7372 | 5.7815 | 5.6837 | 5.5218
2043-07-28 | 4.9743 | 4.4775 | 4.0254 | 4.1434 | 4.1973 | 4.1629 | 4.4782 | 3.7806 | 3.6958 | 3.1852 | 2.6163 | 2.2512 | 2.0436 | 2.1083 | 2.6148 | 2.7237 | 3.6166 | 4.2606 | 5.2271 | 5.6958 | 5.4452 | 5.7457 | 5.4286 | 5.1793
2043-07-29 | 5.105 | 4.3575 | 4.1233 | 4.2409 | 4.0746 | 4.1645 | 4.4797 | 4.0924 | 3.5264 | 2.5167 | 2.5213 | 2.1446 | 1.9447 | 1.8344 | 1.9592 | 2.2098 | 3.0505 | 4.2632 | 5.1374 | 5.6787 | 5.4687 | 5.6566 | 5.4982 | 5.2816
2043-07-30 | 5.3636 | 4.9593 | 4.2122 | 3.9482 | 3.9787 | 4.581 | 4.7436 | 4.715 | 4.5156 | 3.6323 | 3.4648 | 3.0019 | 2.5694 | 2.437 | 2.2673 | 3.0404 | 3.6077 | 4.036 | 4.988 | 5.5108 | 4.8688 | 5.5033 | 5.1372 | 4.9232
2043-07-31 | 4.7367 | 4.6735 | 4.009 | 3.5752 | 3.5342 | 3.5178 | 3.5976 | 3.2437 | 2.9935 | 2.5381 | 2.0695 | 1.9013 | 2.122 | 2.228 | 2.4309 | 3.0966 | 3.4048 | 3.6654 | 4.1416 | 4.7067 | 3.9552 | 4.5853 | 5.0305 | 4.98
2043-08-01 | 4.3596 | 3.6234 | 3.2488 | 3.2607 | 3.086 | 3.0711 | 3.2038 | 3.1351 | 2.7652 | 2.0562 | 1.9498 | 1.8363 | 1.7769 | 1.9943 | 1.9804 | 2.1273 | 2.8973 | 3.6088 | 4.4013 | 5.0596 | 4.6778 | 4.5843 | 5.0897 | 4.9141
2043-08-02 | 4.3769 | 3.5181 | 3.363 | 3.308 | 2.9574 | 3.0038 | 3.1781 | 2.9772 | 2.4875 | 2.0162 | 1.9172 | 1.8768 | 1.7875 | 1.9552 | 2.129 | 1.9469 | 2.6306 | 3.4611 | 4.273 | 5.3096 | 5.0894 | 4.3773 | 3.6272 | 3.4196
2043-08-03 | 3.3469 | 3.2996 | 3.1225 | 3.1523 | 3.5663 | 4.1526 | 3.9676 | 3.2638 | 3.2785 | 2.8899 | 3.0249 | 2.5009 | 2.4856 | 2.2307 | 1.8511 | 2.2944 | 3.4641 | 4.5013 | 5.0339 | 5.738 | 5.1611 | 5.364 | 5.2708 | 5.2206
2043-08-04 | 4.7189 | 4.5144 | 4.0276 | 4.1772 | 4.0845 | 4.1392 | 4.312 | 3.8069 | 3.4985 | 2.8907 | 2.4709 | 2.7846 | 2.5283 | 2.3763 | 2.3046 | 2.8082 | 3.463 | 4.1946 | 5.3052 | 5.8562 | 5.3694 | 5.886 | 5.9016 | 4.8298
2043-08-05 | 4.211 | 4.5101 | 4.1225 | 3.7997 | 3.6821 | 4.3045 | 4.347 | 3.6511 | 3.7457 | 3.1398 | 2.9362 | 2.5954 | 2.5475 | 2.4791 | 2.42 | 2.99 | 4.2917 | 4.3272 | 5.3006 | 5.8731 | 5.5475 | 5.8377 | 5.8497 | 5.4393
2043-08-06 | 4.8391 | 4.5921 | 4.4265 | 4.7502 | 4.4764 | 4.2842 | 4.7628 | 4.2162 | 3.9404 | 3.3632 | 3.0801 | 2.9543 | 3.2767 | 3.8014 | 4.0864 | 3.6349 | 4.925 | 5.3483 | 5.8599 | 5.8871 | 5.3382 | 5.6173 | 5.838 | 4.6647
2043-08-07 | 4.2073 | 4.5095 | 4.1866 | 4.2316 | 4.0311 | 4.8392 | 4.9453 | 3.8995 | 3.4966 | 2.9188 | 2.7523 | 2.869 | 2.4228 | 2.425 | 2.6915 | 2.6619 | 3.1803 | 4.4467 | 5.2975 | 5.5356 | 5.2221 | 5.6203 | 5.4115 | 5.1523
2043-08-08 | 4.6849 | 4.4893 | 3.9229 | 3.9962 | 3.5291 | 3.2298 | 3.1473 | 2.9858 | 2.8178 | 2.3654 | 1.9924 | 1.9576 | 2.1766 | 2.1894 | 2.174 | 2.3838 | 3.2167 | 3.945 | 4.7479 | 5.7357 | 5.3666 | 5.6383 | 5.1063 | 4.8385
2043-08-09 | 4.1285 | 3.4795 | 3.3669 | 3.4449 | 3.2737 | 3.1184 | 3.2469 | 2.9698 | 2.7484 | 2.1009 | 1.8284 | 2.0173 | 1.8362 | 1.705 | 1.8345 | 2.1029 | 2.4971 | 3.7033 | 4.5968 | 5.2895 | 5.149 | 4.1341 | 3.879 | 3.8156
2043-08-10 | 3.4647 | 3.6166 | 3.6861 | 3.7114 | 3.1539 | 3.2003 | 3.7038 | 3.759 | 3.3991 | 2.7352 | 2.7279 | 2.5551 | 2.4843 | 2.7689 | 2.8575 | 3.3893 | 4.1579 | 4.9505 | 5.7282 | 5.8542 | 5.5906 | 5.5646 | 5.4367 | 5.0445
2043-08-11 | 5.11 | 4.5658 | 4.128 | 4.2981 | 4.2103 | 4.4602 | 5.0908 | 3.9487 | 3.7299 | 2.9583 | 2.4469 | 2.6985 | 2.8731 | 2.8136 | 2.636 | 3.0032 | 3.9054 | 4.4888 | 5.2941 | 5.8253 | 5.3572 | 5.3103 | 5.537 | 5.2639
2043-08-12 | 4.2975 | 4.2148 | 4.3564 | 3.9752 | 4.0519 | 4.893 | 4.7574 | 3.7881 | 3.579 | 2.8553 | 2.3221 | 2.164 | 2.3568 | 2.2755 | 2.0277 | 2.8232 | 3.9547 | 4.9058 | 5.5735 | 5.8687 | 5.7376 | 5.8823 | 5.4102 | 4.9546
2043-08-13 | 4.8045 | 4.7746 | 4.2364 | 4.0331 | 4.1974 | 4.2589 | 4.0537 | 3.7097 | 3.6802 | 3.1938 | 3.1246 | 3.5594 | 3.4248 | 2.9089 | 2.6575 | 3.1233 | 4.0221 | 4.9119 | 5.6505 | 5.7293 | 5.206 | 5.9121 | 6.0925 | 5.9333
2043-08-14 | 5.0993 | 4.9655 | 5.1801 | 4.7458 | 4.4404 | 4.9927 | 4.5839 | 3.3256 | 3.0384 | 2.6256 | 2.4235 | 2.3077 | 2.2055 | 2.4955 | 2.4567 | 2.707 | 4.057 | 5.1829 | 5.6829 | 5.854 | 5.6026 | 6.0603 | 5.9981 | 5.6834
2043-08-15 | 5.452 | 4.9904 | 4.5659 | 4.0878 | 3.9875 | 4.6997 | 4.138 | 3.2477 | 2.9046 | 2.5975 | 2.2341 | 2.1387 | 2.3977 | 2.4086 | 2.503 | 2.8471 | 3.2984 | 4.0385 | 4.8209 | 4.75 | 4.6687 | 5.4802 | 5.4347 | 4.716
2043-08-16 | 4.2475 | 3.7057 | 3.715 | 3.6516 | 3.2458 | 3.2212 | 3.1288 | 2.9791 | 2.5525 | 2.2736 | 1.9637 | 1.9152 | 1.8388 | 2.0751 | 2.2312 | 2.1694 | 2.9823 | 4.0896 | 4.9622 | 5.658 | 5.4382 | 5.1774 | 5.0242 | 4.6762
2043-08-17 | 4.4392 | 4.2574 | 3.4295 | 3.309 | 3.3658 | 3.8164 | 4.0178 | 3.8483 | 3.7852 | 3.4827 | 3.2884 | 2.8353 | 3.018 | 3.0688 | 2.7083 | 3.2757 | 4.2271 | 4.9116 | 5.5634 | 5.6517 | 5.436 | 5.9021 | 5.4974 | 5.3125
2043-08-18 | 5.1934 | 4.654 | 4.409 | 4.8 | 4.0236 | 4.5066 | 5.3211 | 4.5157 | 4.2756 | 2.9048 | 2.4989 | 2.4908 | 2.7791 | 2.9388 | 2.9939 | 3.2755 | 3.8656 | 4.713 | 5.1269 | 5.8381 | 5.1436 | 5.2945 | 5.4689 | 5.032
2043-08-19 | 4.7503 | 4.51 | 3.9858 | 3.9121 | 4.0415 | 4.6013 | 5.1455 | 4.2208 | 3.0596 | 2.8014 | 2.4144 | 2.1514 | 2.1304 | 2.4818 | 2.8854 | 2.5134 | 3.8935 | 4.9398 | 4.7611 | 5.176 | 5.1983 | 5.5236 | 5.4051 | 5.1431
2043-08-20 | 5.0526 | 4.2343 | 4.2656 | 4.6019 | 4.2962 | 4.4034 | 4.8434 | 4.4278 | 3.545 | 3.4465 | 3.347 | 4.0316 | 3.7373 | 3.1527 | 3.4855 | 3.3988 | 4.2205 | 4.1933 | 4.588 | 4.7238 | 4.0207 | 3.8331 | 3.7335 | 3.5807
2043-08-21 | 3.0373 | 2.9483 | 3.053 | 2.8715 | 2.8826 | 2.9373 | 2.4708 | 2.6246 | 2.9511 | 2.5732 | 2.4656 | 2.6481 | 2.5843 | 2.0897 | 2.3089 | 2.8764 | 3.6559 | 4.3111 | 4.3542 | 3.8813 | 3.6159 | 3.5817 | 3.8188 | 3.4356
2043-08-22 | 3.1856 | 2.9401 | 2.8279 | 2.9239 | 2.7455 | 2.8219 | 3.0232 | 3.0681 | 2.7755 | 2.3374 | 2.502 | 2.6547 | 2.4373 | 2.9537 | 2.7207 | 2.7262 | 3.4682 | 4.1004 | 4.2333 | 4.2032 | 3.6188 | 3.4678 | 3.5919 | 3.5198
2043-08-23 | 3.2779 | 3.0865 | 3.0269 | 3.1733 | 3.4113 | 3.3392 | 3.3327 | 3.0908 | 3.1237 | 2.7988 | 2.4413 | 1.9871 | 1.9951 | 1.9671 | 2.2971 | 2.877 | 3.0748 | 3.8331 | 4.6867 | 4.8171 | 4.3465 | 3.7057 | 3.6129 | 3.4662
2043-08-24 | 3.6152 | 3.3797 | 3.2183 | 3.1494 | 3.224 | 3.503 | 3.4739 | 3.206 | 3.1715 | 2.5768 | 2.3871 | 2.9699 | 2.6763 | 2.4665 | 3.0485 | 3.4826 | 3.8232 | 4.3332 | 5.6408 | 5.8938 | 5.3427 | 5.4865 | 5.7078 | 4.9188
2043-08-25 | 4.3911 | 4.2833 | 4.3456 | 4.5738 | 3.9636 | 4.3445 | 4.8001 | 3.7656 | 3.6718 | 2.9421 | 2.7632 | 2.6622 | 2.5678 | 2.8898 | 3.2774 | 3.2662 | 3.9582 | 4.8574 | 5.6483 | 5.834 | 5.5433 | 5.981 | 5.5662 | 4.7522
2043-08-26 | 4.8204 | 4.1063 | 3.777 | 3.6686 | 3.8362 | 3.8977 | 4.259 | 3.3985 | 3.2751 | 2.6851 | 2.5669 | 2.304 | 2.4116 | 2.3865 | 2.5949 | 2.8795 | 3.7442 | 4.1172 | 5.093 | 5.741 | 5.2495 | 5.069 | 4.921 | 4.7872
2043-08-27 | 4.0385 | 3.9568 | 3.9023 | 3.8307 | 3.7136 | 4.4002 | 4.511 | 3.4115 | 3.053 | 2.6861 | 2.2447 | 2.3863 | 2.508 | 2.4213 | 2.6904 | 2.987 | 3.4652 | 3.8013 | 5.1105 | 5.6932 | 4.9805 | 4.9056 | 5.0289 | 5.1473
2043-08-28 | 4.1945 | 3.8766 | 3.8897 | 3.9971 | 3.6922 | 3.667 | 3.9465 | 2.989 | 2.9037 | 2.5611 | 2.3362 | 1.9197 | 2.0182 | 2.4169 | 2.413 | 2.5952 | 2.9139 | 3.6869 | 4.6264 | 4.8388 | 4.1093 | 4.9577 | 5.1317 | 4.2798
2043-08-29 | 3.8225 | 3.7353 | 3.7319 | 3.3801 | 3.3714 | 3.0767 | 3.3702 | 2.7465 | 2.2107 | 2.0678 | 1.7287 | 1.395 | 1.7102 | 2.0191 | 1.8753 | 2.1844 | 3.065 | 3.9537 | 4.2311 | 4.1386 | 4.1498 | 3.8907 | 3.8715 | 3.8388
2043-08-30 | 3.5508 | 3.3352 | 3.2529 | 3.2762 | 3.1342 | 2.9058 | 2.8475 | 2.5998 | 2.3989 | 2.0893 | 1.9917 | 1.5992 | 1.2866 | 1.4364 | 1.9751 | 1.9966 | 2.5263 | 3.2023 | 4.2625 | 4.8006 | 4.1751 | 4.4319 | 4.3453 | 3.9935
2043-08-31 | 3.938 | 3.6127 | 3.0457 | 3.0018 | 3.2494 | 3.0858 | 3.1514 | 3.1278 | 2.8344 | 2.2636 | 2.1363 | 1.891 | 1.7964 | 1.851 | 2.2292 | 2.7562 | 3.2685 | 4.6112 | 5.4085 | 5.5867 | 5.1065 | 4.4538 | 4.0346 | 3.8327
2043-09-01 | 3.9182 | 3.5624 | 3.3802 | 3.6367 | 3.4883 | 3.4026 | 3.9147 | 3.7855 | 3.6867 | 3.1052 | 2.5354 | 2.3352 | 2.744 | 2.5928 | 2.1237 | 3.0358 | 4.4757 | 5.4914 | 5.9017 | 5.9781 | 5.5521 | 5.7424 | 5.4051 | 5.4095
2043-09-02 | 4.9306 | 4.2327 | 4.2112 | 4.4256 | 4.1806 | 4.2348 | 4.7023 | 4.1953 | 3.7036 | 3.1469 | 2.7444 | 2.7331 | 2.9358 | 3.4134 | 3.0298 | 2.8018 | 4.0602 | 4.9067 | 5.5336 | 5.8532 | 5.3674 | 5.3624 | 5.2045 | 5.1359
2043-09-03 | 4.9014 | 4.3157 | 4.2681 | 4.4936 | 3.896 | 3.8938 | 4.4085 | 3.7526 | 3.3229 | 2.8373 | 2.4363 | 2.2574 | 2.31 | 2.6251 | 3.1296 | 3.1454 | 4.0901 | 5.0133 | 5.705 | 5.9626 | 5.5443 | 5.6916 | 5.6265 | 4.897
2043-09-04 | 4.6568 | 4.6569 | 4.3096 | 4.2542 | 4.3517 | 5.2027 | 5.1286 | 3.9349 | 3.6831 | 2.7544 | 2.1864 | 1.9373 | 2.0749 | 2.0168 | 2.1304 | 2.3833 | 3.4621 | 4.1351 | 5.0546 | 5.4348 | 4.7606 | 5.3363 | 5.6915 | 5.1268
2043-09-05 | 4.3311 | 4.0526 | 4.2013 | 3.7437 | 3.4814 | 3.5042 | 3.4635 | 3.0192 | 2.5967 | 2.1755 | 1.906 | 1.6833 | 2.0028 | 1.7765 | 1.5036 | 2.1812 | 3.0386 | 4.0203 | 4.7692 | 4.633 | 4.6522 | 4.7891 | 5.1112 | 4.3802
2043-09-06 | 4.1771 | 3.9084 | 3.4329 | 3.1848 | 2.9545 | 3.1702 | 3.3691 | 2.7455 | 2.4033 | 2.1427 | 1.6315 | 1.4272 | 1.646 | 1.8024 | 1.8043 | 1.903 | 2.6412 | 3.7277 | 4.7892 | 5.2368 | 4.7404 | 4.3352 | 3.8264 | 3.6042
2043-09-07 | 3.5287 | 3.3076 | 3.1073 | 3.1221 | 3.2975 | 3.3421 | 3.9617 | 3.9748 | 3.2766 | 2.7314 | 2.5234 | 2.2732 | 2.2604 | 2.5034 | 3.0553 | 3.287 | 3.8054 | 4.6921 | 5.5884 | 5.8418 | 5.4682 | 5.5136 | 5.3459 | 4.9402
2043-09-08 | 4.6309 | 4.6107 | 4.5502 | 4.2223 | 4.1225 | 4.7755 | 5.397 | 4.1757 | 3.781 | 3.0832 | 2.6894 | 2.8159 | 3.0812 | 2.8542 | 2.1166 | 2.9036 | 3.6736 | 4.5719 | 5.3604 | 5.1499 | 4.456 | 4.3706 | 3.9122 | 3.6641
2043-09-09 | 3.4486 | 3.3364 | 3.4433 | 3.2097 | 3.115 | 3.2139 | 3.3506 | 3.2907 | 2.7499 | 2.3526 | 1.6438 | 1.6475 | 1.4787 | 1.6779 | 1.8426 | 1.967 | 2.6404 | 3.0263 | 3.4342 | 3.3171 | 3.0664 | 3.0003 | 3.2246 | 3.0024
2043-09-10 | 2.8022 | 2.6648 | 2.5894 | 2.5491 | 2.6568 | 2.7266 | 2.8887 | 2.71 | 2.7131 | 2.2728 | 2.1029 | 1.7728 | 1.7269 | 1.8798 | 1.9095 | 2.5381 | 2.9008 | 3.3992 | 4.2733 | 3.6857 | 3.4417 | 4.3383 | 4.7682 | 4.9493
2043-09-11 | 4.2247 | 3.9678 | 3.8713 | 4.0368 | 4.2933 | 4.3563 | 4.8799 | 4.1417 | 3.367 | 2.7115 | 2.3195 | 2.4662 | 2.4254 | 2.7211 | 2.8988 | 3.0581 | 3.5137 | 4.5414 | 5.2352 | 4.9229 | 4.4642 | 5.4007 | 5.1798 | 4.7677
2043-09-12 | 4.2007 | 4.3542 | 3.8791 | 3.8211 | 4.0855 | 3.9086 | 3.9444 | 3.1505 | 2.7548 | 2.1403 | 1.442 | 1.5068 | 1.6022 | 1.4699 | 1.9638 | 2.4454 | 2.882 | 3.5406 | 4.5638 | 4.8987 | 4.1742 | 4.5331 | 4.9537 | 4.3926
2043-09-13 | 4.1722 | 4.2805 | 3.9881 | 3.7269 | 3.7098 | 4.0306 | 3.9226 | 2.8612 | 2.2376 | 2.2881 | 1.7444 | 1.2465 | 1.4413 | 1.5728 | 1.5001 | 2.037 | 2.7711 | 3.5948 | 4.2557 | 4.346 | 3.9262 | 4.5878 | 4.637 | 3.7419
2043-09-14 | 3.1597 | 3.0141 | 3.1783 | 3.2863 | 3.2261 | 3.4942 | 3.8703 | 3.6924 | 2.7626 | 2.0493 | 1.9814 | 1.5563 | 1.9094 | 2.4019 | 2.4127 | 2.6283 | 3.4012 | 4.4032 | 5.3208 | 5.4356 | 5.0363 | 5.375 | 4.9706 | 4.5545
2043-09-15 | 4.199 | 4.1675 | 4.1528 | 3.6579 | 3.2721 | 3.2226 | 3.7898 | 3.2881 | 2.7994 | 2.4984 | 2.0504 | 1.7432 | 1.6818 | 2.001 | 1.6101 | 2.1824 | 3.4317 | 4.4606 | 5.3015 | 5.7423 | 4.9757 | 4.9988 | 5.0544 | 4.9333
2043-09-16 | 4.0043 | 3.4595 | 3.4121 | 3.4128 | 3.0683 | 3.1064 | 3.6613 | 3.6937 | 3.3406 | 2.8541 | 2.3407 | 2.1577 | 2.3397 | 2.2793 | 2.5494 | 3.3958 | 4.0511 | 4.7667 | 5.7893 | 5.9627 | 5.5848 | 5.6907 | 5.1822 | 4.6906
2043-09-17 | 4.7071 | 4.5062 | 4.4001 | 4.0676 | 4.2302 | 4.1947 | 3.8531 | 3.5376 | 3.2425 | 2.5524 | 2.2447 | 2.3182 | 2.3959 | 2.3394 | 2.6075 | 3.4743 | 3.7571 | 4.7619 | 5.8519 | 5.9767 | 5.3095 | 5.5686 | 5.9351 | 5.5189
2043-09-18 | 4.3469 | 3.6466 | 3.8213 | 3.5345 | 3.4803 | 3.9094 | 4.722 | 3.6923 | 3.1101 | 2.6577 | 2.1816 | 2.031 | 2.3632 | 2.4856 | 2.0849 | 3.0209 | 4.3195 | 5.0143 | 4.6307 | 4.4658 | 4.2591 | 5.2334 | 5.7041 | 5.4502
2043-09-19 | 4.4627 | 4.4043 | 3.8119 | 3.3231 | 3.1969 | 3.3165 | 3.759 | 3.0645 | 2.6914 | 2.3231 | 2.1385 | 1.776 | 1.6706 | 1.819 | 1.635 | 2.1561 | 3.2234 | 4.2168 | 4.5239 | 4.8882 | 4.5664 | 4.1498 | 3.8646 | 3.7711
2043-09-20 | 3.673 | 3.347 | 3.402 | 3.5331 | 3.238 | 3.2655 | 3.4167 | 2.7312 | 2.255 | 1.9352 | 1.6726 | 1.6281 | 1.6497 | 2.0272 | 2.1526 | 2.0147 | 2.9398 | 4.044 | 4.8739 | 5.2493 | 4.8532 | 4.7404 | 5.0834 | 4.8744
2043-09-21 | 4.5557 | 4.337 | 3.8469 | 3.7765 | 3.9341 | 4.4152 | 4.6891 | 3.4931 | 3.1213 | 2.7176 | 2.2214 | 2.2675 | 2.4339 | 2.3643 | 2.1625 | 2.9295 | 4.1157 | 5.4478 | 6.0592 | 6.003 | 5.2636 | 5.4284 | 5.4371 | 5.388
2043-09-22 | 4.7788 | 4.475 | 4.1318 | 4.1591 | 4.2849 | 4.175 | 4.5871 | 3.8301 | 3.599 | 2.7348 | 2.0825 | 2.4679 | 2.4972 | 2.5818 | 2.4079 | 3.1484 | 4.2004 | 5.431 | 5.9168 | 5.9877 | 5.373 | 4.0936 | 3.9589 | 4.1779
2043-09-23 | 4.4033 | 3.975 | 3.8971 | 3.738 | 3.5622 | 3.8985 | 5.1825 | 5.0997 | 4.1522 | 3.4053 | 2.9012 | 3.1028 | 2.876 | 2.3788 | 2.5703 | 3.3153 | 4.607 | 5.0725 | 5.8346 | 5.9672 | 5.6047 | 5.2609 | 4.788 | 4.4567
2043-09-24 | 4.1427 | 3.9493 | 3.8422 | 3.7917 | 3.7653 | 4.3278 | 5.0181 | 4.6664 | 4.9037 | 4.3891 | 4.1563 | 2.7475 | 3.2575 | 3.2463 | 3.2731 | 4.2139 | 4.3429 | 5.3442 | 5.2247 | 4.3887 | 4.1205 | 4.242 | 4.3162 | 3.9691
2043-09-25 | 3.6457 | 3.4287 | 3.5698 | 3.5047 | 3.1183 | 3.0984 | 3.5576 | 3.1001 | 2.7986 | 2.6082 | 2.4453 | 2.7613 | 2.4969 | 2.5903 | 2.1365 | 2.6659 | 4.0355 | 4.9021 | 5.1788 | 5.5256 | 4.9848 | 5.2513 | 5.121 | 4.75
2043-09-26 | 4.5514 | 3.7046 | 3.5364 | 3.3537 | 3.2354 | 3.274 | 3.3628 | 3.0974 | 2.5231 | 2.1662 | 2.0687 | 2.1221 | 2.4063 | 2.4245 | 2.5437 | 2.8482 | 3.55 | 3.9554 | 5.0385 | 5.2041 | 4.5043 | 4.137 | 3.9848 | 3.8706
2043-09-27 | 3.823 | 4.3622 | 4.0773 | 3.9595 | 3.4304 | 3.1476 | 3.0926 | 2.8623 | 2.321 | 1.7731 | 1.6402 | 1.4901 | 1.5088 | 1.8213 | 2.1222 | 2.5455 | 3.2334 | 4.2567 | 5.2552 | 5.4296 | 4.7728 | 4.264 | 4.0088 | 3.6611
2043-09-28 | 3.382 | 3.4224 | 3.5258 | 3.2977 | 3.3226 | 3.4973 | 3.7425 | 3.2885 | 2.7652 | 2.2259 | 2.0806 | 2.0415 | 2.2315 | 2.4858 | 2.4515 | 3.0884 | 4.1896 | 5.0628 | 5.6905 | 5.5945 | 4.9158 | 5.2025 | 5.2167 | 5.0343
2043-09-29 | 4.2006 | 3.71 | 3.45 | 3.3396 | 3.1116 | 3.2561 | 3.7945 | 3.308 | 2.7078 | 2.1599 | 1.7982 | 1.8929 | 2.258 | 2.5922 | 2.2415 | 2.8151 | 3.6092 | 4.7803 | 5.751 | 5.6412 | 4.834 | 4.3023 | 4.3733 | 4.1942
2043-09-30 | 3.6227 | 3.4207 | 3.5091 | 3.3212 | 3.1303 | 3.2536 | 3.6575 | 3.2217 | 2.6844 | 2.1949 | 2.2337 | 2.321 | 2.5558 | 3.199 | 3.4368 | 3.8072 | 4.2774 | 5.2059 | 5.8561 | 5.7603 | 5.2912 | 5.5151 | 5.2176 | 4.8117
2043-10-01 | 4.7542 | 4.5932 | 4.0666 | 3.891 | 3.486 | 3.6411 | 4.1126 | 3.2216 | 2.7842 | 2.4254 | 2.2509 | 2.3246 | 2.578 | 2.7251 | 3.1184 | 3.9603 | 4.7684 | 5.5573 | 5.8995 | 5.795 | 4.9807 | 5.5101 | 5.9227 | 5.308
2043-10-02 | 4.567 | 3.9879 | 3.6759 | 3.5924 | 3.3627 | 3.4129 | 3.8643 | 3.1305 | 2.915 | 2.6973 | 2.4421 | 2.4023 | 2.5785 | 3.0239 | 3.479 | 4.1655 | 4.7149 | 4.7938 | 5.227 | 5.2789 | 4.8522 | 5.8115 | 5.7525 | 5.5182
2043-10-03 | 4.5358 | 4.1206 | 4.427 | 4.1953 | 3.5402 | 3.219 | 3.7308 | 3.1616 | 2.5599 | 1.9614 | 1.7879 | 2.001 | 2.045 | 2.0088 | 2.5039 | 3.0298 | 3.9513 | 4.5526 | 5.4621 | 5.4042 | 4.8052 | 4.3589 | 4.1247 | 3.8058
2043-10-04 | 3.678 | 3.3442 | 3.2672 | 3.2295 | 3.3333 | 3.3445 | 3.2499 | 2.8412 | 2.3146 | 1.9139 | 1.9271 | 1.839 | 1.8064 | 2.1781 | 2.5106 | 2.6837 | 3.3431 | 4.1803 | 5.3905 | 5.129 | 4.4865 | 4.869 | 4.3715 | 4.0459
2043-10-05 | 3.9023 | 3.3091 | 3.1165 | 3.2431 | 3.2421 | 3.3929 | 3.5781 | 3.109 | 2.9028 | 2.4866 | 2.2422 | 2.1438 | 2.276 | 2.4499 | 2.7165 | 2.6342 | 3.6396 | 5.2537 | 5.8862 | 5.7733 | 4.8043 | 4.2936 | 4.4812 | 3.9491
2043-10-06 | 3.7737 | 4.4386 | 4.4012 | 4.0444 | 3.8236 | 4.356 | 3.7586 | 3.4746 | 2.9497 | 2.3273 | 2.0463 | 2.1411 | 2.2424 | 2.3581 | 2.5604 | 2.9669 | 4.4418 | 5.324 | 5.6195 | 5.3161 | 5.1623 | 5.3779 | 4.8621 | 4.272
2043-10-07 | 4.1798 | 4.2882 | 4.1393 | 4.1061 | 3.5041 | 3.4531 | 3.7189 | 3.4678 | 2.9527 | 2.686 | 2.4852 | 2.2928 | 2.4129 | 2.9547 | 2.8243 | 3.2181 | 4.2632 | 5.3656 | 5.816 | 5.4562 | 4.5728 | 5.0859 | 4.9574 | 4.7588
2043-10-08 | 4.5919 | 3.8808 | 3.8138 | 4.1344 | 3.717 | 4.0693 | 4.3889 | 3.4292 | 3.1774 | 2.5081 | 2.1495 | 2.2626 | 2.2915 | 2.5305 | 2.7871 | 3.4345 | 4.4643 | 5.2546 | 5.429 | 5.2501 | 4.9808 | 5.2284 | 5.2184 | 4.9261
2043-10-09 | 4.7798 | 4.5677 | 3.88 | 4.1514 | 4.2207 | 4.4619 | 4.3863 | 3.2437 | 2.7305 | 2.2292 | 2.1063 | 2.1544 | 2.4809 | 2.942 | 3.9021 | 4.549 | 4.7844 | 5.0882 | 5.6431 | 4.9415 | 4.2666 | 5.2891 | 5.5001 | 4.5584
2043-10-10 | 4.2295 | 4.2699 | 3.7704 | 3.5678 | 3.4916 | 3.8358 | 3.817 | 3.1766 | 3.1264 | 2.7854 | 2.444 | 2.3472 | 1.6829 | 1.799 | 2.2626 | 2.3234 | 3.1854 | 4.2366 | 5.1898 | 4.872 | 3.8319 | 4.1388 | 3.7131 | 3.3262
2043-10-11 | 3.2915 | 3.2952 | 3.2338 | 3.0612 | 2.8859 | 3.0933 | 3.0794 | 2.5742 | 2.1514 | 1.7171 | 1.4933 | 1.4277 | 1.7182 | 2.2765 | 2.4841 | 2.8508 | 3.4016 | 4.3904 | 5.1441 | 4.7668 | 4.4608 | 4.5323 | 4.1174 | 3.7903
2043-10-12 | 3.5473 | 3.1686 | 2.9724 | 2.9339 | 2.9769 | 3.3555 | 3.713 | 3.3903 | 3.2783 | 3.5319 | 3.2648 | 2.8143 | 2.0892 | 2.2764 | 3.0974 | 3.6671 | 4.3472 | 4.9347 | 5.2836 | 4.7906 | 4.174 | 5.1275 | 4.8097 | 4.3996
2043-10-13 | 4.001 | 3.8725 | 3.8908 | 4.2121 | 4.0469 | 4.0686 | 4.0319 | 3.2598 | 3.0179 | 2.2377 | 1.8364 | 1.7009 | 2.0822 | 2.3141 | 2.6495 | 3.1224 | 4.2646 | 5.2594 | 5.4615 | 5.2769 | 4.9281 | 4.8349 | 4.6298 | 4.256
2043-10-14 | 4.2632 | 4.0186 | 3.6992 | 3.7667 | 3.8221 | 3.9806 | 4.4292 | 3.7123 | 3.2492 | 2.7836 | 2.9933 | 2.6169 | 2.3121 | 2.4856 | 2.879 | 3.6739 | 4.4461 | 4.723 | 5.6769 | 5.3832 | 4.9781 | 5.6362 | 5.3842 | 4.5799
2043-10-15 | 4.6312 | 4.6032 | 4.3097 | 3.6626 | 3.1309 | 3.2976 | 3.7338 | 3.4284 | 3.2981 | 2.7781 | 2.7046 | 2.4261 | 2.6547 | 3.1624 | 3.4624 | 3.8952 | 4.4296 | 4.8664 | 5.7975 | 5.454 | 4.2882 | 4.6192 | 5.08 | 4.4288
2043-10-16 | 3.9457 | 3.9418 | 4.0318 | 3.7244 | 3.2847 | 3.3377 | 3.921 | 3.736 | 3.3381 | 2.641 | 2.1298 | 2.0569 | 2.3353 | 2.703 | 3.0236 | 3.6928 | 4.2792 | 4.8166 | 5.1367 | 4.8002 | 4.1214 | 4.0083 | 4.0228 | 3.8798
2043-10-17 | 3.62 | 3.2708 | 3.2029 | 3.3565 | 3.1079 | 3.3279 | 3.5539 | 3.2909 | 3.1166 | 2.5941 | 2.2244 | 2.1055 | 2.2414 | 2.0193 | 2.1088 | 2.3985 | 3.2073 | 4.1454 | 4.8021 | 4.3644 | 3.7298 | 4.3515 | 4.7072 | 4.3947
2043-10-18 | 4.1196 | 3.4198 | 3.1192 | 3.1528 | 3.0932 | 2.9101 | 3.0576 | 2.8835 | 2.4235 | 2.0072 | 1.5307 | 1.3715 | 1.6217 | 1.8963 | 2.251 | 2.6334 | 3.3384 | 4.3606 | 5.2799 | 4.9808 | 4.3938 | 3.8244 | 3.5911 | 3.3919
2043-10-19 | 3.35 | 3.3303 | 3.1367 | 3.1427 | 3.2227 | 3.6183 | 5.3222 | 4.2487 | 3.3125 | 2.3997 | 2.3836 | 2.3964 | 2.1647 | 2.414 | 2.4375 | 2.6467 | 3.6306 | 5.1425 | 5.6576 | 5.2017 | 4.9815 | 5.0935 | 4.9367 | 4.8993
2043-10-20 | 4.1793 | 3.2858 | 3.0941 | 3.2629 | 2.973 | 3.4744 | 4.0721 | 3.8754 | 3.1474 | 2.6388 | 2.1527 | 2.0262 | 2.2204 | 2.3593 | 2.515 | 2.866 | 4.1134 | 5.3335 | 5.8449 | 5.6416 | 5.0763 | 5.4992 | 5.3988 | 4.9934
2043-10-21 | 4.7808 | 4.5304 | 4.2462 | 3.9077 | 3.9717 | 4.5076 | 4.9245 | 4.1021 | 3.0767 | 2.5758 | 2.1465 | 2.1007 | 2.238 | 2.6768 | 3.0397 | 3.1926 | 4.4939 | 5.5339 | 5.8238 | 5.7138 | 5.1796 | 5.0709 | 5.1484 | 4.7736
2043-10-22 | 4.806 | 4.1644 | 3.8815 | 4.1597 | 4.0274 | 4.5485 | 5.0409 | 3.9386 | 3.7159 | 3.1291 | 2.6051 | 2.7263 | 2.8638 | 2.9066 | 3.0866 | 3.8535 | 3.9909 | 4.6746 | 5.5785 | 5.3865 | 4.5807 | 4.6372 | 5.0896 | 5.0643
2043-10-23 | 4.2122 | 3.917 | 3.5713 | 3.4691 | 3.4317 | 3.6119 | 4.0381 | 3.233 | 3.2712 | 2.9244 | 2.7467 | 2.3014 | 2.4332 | 2.6531 | 2.8401 | 3.2088 | 4.5604 | 4.8782 | 5.3901 | 5.1613 | 4.3275 | 4.8676 | 4.728 | 4.7256
2043-10-24 | 4.2622 | 4.1688 | 4.0602 | 3.3865 | 3.2712 | 3.4265 | 3.5912 | 2.9483 | 2.4264 | 2.2495 | 2.1597 | 1.6498 | 1.4914 | 1.8353 | 2.2332 | 2.555 | 3.808 | 4.8342 | 5.1306 | 4.4383 | 3.9704 | 3.5802 | 3.6165 | 3.4879
2043-10-25 | 3.5194 | 3.3008 | 3.2457 | 3.4353 | 3.2565 | 3.2609 | 3.3505 | 2.9991 | 2.5293 | 2.1079 | 1.538 | 1.5966 | 2.0033 | 2.1422 | 2.5802 | 3.154 | 3.6805 | 4.3212 | 5.2966 | 4.7935 | 4.1874 | 4.1822 | 4.5456 | 4.3363
2043-10-26 | 3.7061 | 3.528 | 3.4374 | 3.2586 | 3.2433 | 3.4451 | 3.8635 | 3.5751 | 2.9857 | 2.5584 | 2.5245 | 2.2059 | 2.2763 | 2.4605 | 3.0384 | 3.0211 | 4.8411 | 5.8499 | 5.9206 | 5.7314 | 4.9284 | 4.1585 | 3.9903 | 3.7177
2043-10-27 | 3.774 | 3.5183 | 3.2813 | 3.2763 | 3.4179 | 4.0211 | 4.4061 | 3.7849 | 4.2725 | 4.7054 | 4.1476 | 3.0833 | 3.7731 | 4.1406 | 3.5092 | 3.9397 | 5.3152 | 5.4784 | 5.2932 | 4.6773 | 4.392 | 4.2264 | 4.0292 | 3.7047
2043-10-28 | 3.5232 | 3.3475 | 2.9924 | 2.9575 | 3.0237 | 3.2362 | 3.6754 | 3.629 | 3.1906 | 2.572 | 2.4964 | 2.4942 | 2.397 | 3.0712 | 3.7511 | 3.5309 | 4.796 | 5.3956 | 4.7972 | 4.1783 | 4.0558 | 5.2376 | 5.2285 | 4.5152
2043-10-29 | 4.1434 | 3.9325 | 4.0625 | 4.0493 | 3.983 | 4.5515 | 4.8613 | 3.9128 | 3.7371 | 2.7094 | 2.4651 | 2.5334 | 2.6728 | 2.487 | 2.6799 | 3.6638 | 4.4667 | 4.7094 | 5.6587 | 5.0987 | 4.6873 | 5.2536 | 5.4112 | 4.4154
2043-10-30 | 4.0243 | 3.9509 | 3.9808 | 3.8574 | 3.9053 | 4.0654 | 4.4491 | 3.2983 | 2.8631 | 2.5534 | 2.141 | 1.7287 | 1.9815 | 2.23 | 2.4063 | 3.2794 | 4.606 | 4.6182 | 5.1781 | 5.0847 | 4.1072 | 4.5951 | 4.6503 | 4.7221
2043-10-31 | 3.5065 | 3.1495 | 3.383 | 3.3515 | 3.1269 | 3.2983 | 3.2627 | 3.0966 | 2.4584 | 1.9694 | 1.5115 | 1.2904 | 1.3084 | 1.6769 | 2.1227 | 2.3498 | 2.9178 | 3.9861 | 5.1005 | 4.3667 | 3.88 | 3.865 | 3.6433 | 3.3707
2043-11-01 | 3.3747 | 3.4845 | 3.3027 | 3.2465 | 3.6035 | 4.1254 | 4.2378 | 3.1013 | 2.2922 | 1.8683 | 1.6886 | 1.6054 | 1.3945 | 1.6238 | 2.2932 | 2.6437 | 3.2916 | 4.3818 | 5.2828 | 4.7168 | 4.1296 | 4.9257 | 4.8136 | 3.9495
2043-11-02 | 3.1919 | 3.2873 | 3.0637 | 2.9783 | 3.166 | 3.5907 | 4.345 | 3.4085 | 3.1118 | 2.7704 | 2.3477 | 2.0085 | 2.2854 | 2.2548 | 2.7795 | 2.8479 | 4.5121 | 5.0808 | 5.5829 | 5.4535 | 4.7318 | 4.1277 | 3.8287 | 3.9587
2043-11-03 | 3.6356 | 3.3491 | 3.2481 | 3.3516 | 3.0816 | 3.4049 | 3.6733 | 3.6278 | 3.0198 | 2.3008 | 1.9126 | 1.9937 | 1.891 | 2.0176 | 2.5487 | 3.4998 | 4.5139 | 5.3039 | 5.7694 | 5.2502 | 4.6629 | 4.6998 | 4.8067 | 4.4828
2043-11-04 | 3.7392 | 3.2466 | 3.1094 | 3.2047 | 3.0044 | 3.3607 | 3.9017 | 3.7714 | 3.3465 | 2.5973 | 2.19 | 2.6562 | 2.8104 | 2.9359 | 3.2204 | 3.7659 | 4.417 | 5.2361 | 5.8278 | 5.6457 | 5.0904 | 5.2195 | 5.3004 | 4.9788
2043-11-05 | 4.0522 | 3.897 | 3.746 | 3.2387 | 3.175 | 3.5143 | 3.5383 | 3.7567 | 2.942 | 2.2672 | 2.4954 | 2.3707 | 2.0539 | 2.2009 | 2.7303 | 3.1852 | 4.2593 | 5.2813 | 5.8255 | 5.4668 | 4.7173 | 5.2179 | 5.1213 | 4.4736
2043-11-06 | 4.3921 | 4.4567 | 3.8652 | 3.8835 | 3.9244 | 4.4337 | 5.3159 | 4.0158 | 3.296 | 3.181 | 2.8556 | 2.4736 | 2.6064 | 2.9561 | 2.7263 | 3.0223 | 4.5677 | 5.1889 | 5.6651 | 5.3311 | 4.0999 | 4.4679 | 4.2459 | 4.2716
2043-11-07 | 3.9749 | 3.4929 | 3.6569 | 3.3897 | 3.2158 | 3.3812 | 3.9016 | 3.5763 | 3.128 | 2.5164 | 2.2189 | 2.1351 | 2.0369 | 1.9796 | 2.5781 | 2.4818 | 3.123 | 4.3245 | 4.6841 | 3.9757 | 3.9545 | 3.665 | 3.4023 | 3.4288
2043-11-08 | 3.3589 | 3.4497 | 3.4158 | 3.5567 | 2.9663 | 3.1007 | 3.1768 | 2.9859 | 2.3878 | 1.5994 | 1.2012 | 0.96717 | 0.92246 | 1.0512 | 1.7599 | 2.2655 | 2.6376 | 3.4387 | 4.4221 | 4.7199 | 3.9467 | 3.6938 | 3.55 | 3.1746
2043-11-09 | 3.0178 | 3.0673 | 2.9422 | 3.0002 | 2.9742 | 3.2367 | 3.3806 | 3.0604 | 2.8245 | 2.6415 | 2.1891 | 2.0123 | 2.3388 | 2.4076 | 2.3724 | 2.6702 | 3.9496 | 4.8887 | 5.5108 | 4.7924 | 4.0284 | 4.4781 | 4.5684 | 4.328
2043-11-10 | 3.645 | 3.1054 | 3.1567 | 2.9492 | 2.8706 | 3.0112 | 3.7746 | 3.985 | 2.867 | 2.5285 | 2.2644 | 2.0606 | 2.1335 | 2.1648 | 2.5028 | 3.3256 | 4.5703 | 5.4822 | 5.7798 | 5.2569 | 4.4739 | 4.6214 | 4.6003 | 4.5456
2043-11-11 | 3.7676 | 3.8805 | 3.7748 | 3.9261 | 3.8548 | 4.0902 | 4.6442 | 3.9663 | 3.537 | 3.2091 | 2.7667 | 2.0532 | 1.996 | 2.6663 | 2.6383 | 3.2925 | 4.316 | 4.9372 | 5.6158 | 5.0082 | 4.1548 | 4.8476 | 4.8939 | 4.7614
2043-11-12 | 4.3228 | 3.7513 | 4.1422 | 4.3768 | 4.0453 | 4.5234 | 4.9419 | 3.7577 | 3.5617 | 2.8608 | 2.51 | 2.5066 | 2.7219 | 2.4537 | 3.1046 | 3.7047 | 4.7141 | 5.4201 | 5.7964 | 5.3717 | 4.6131 | 4.7287 | 5.1114 | 4.608
2043-11-13 | 3.8939 | 3.7332 | 4.0365 | 3.8889 | 3.7234 | 4.0893 | 4.1964 | 4.3861 | 3.9035 | 3.301 | 2.5468 | 2.7088 | 3.1053 | 3.5325 | 3.2218 | 3.4384 | 4.5103 | 5.1135 | 5.2884 | 4.5621 | 3.8491 | 4.5338 | 4.7053 | 4.7263
2043-11-14 | 4.3246 | 3.2306 | 3.0101 | 3.1328 | 2.9232 | 3.0888 | 3.2907 | 3.2884 | 2.9164 | 2.2118 | 1.7834 | 2.2423 | 2.2909 | 2.2088 | 2.783 | 2.9484 | 3.3132 | 4.356 | 4.7001 | 3.9768 | 3.888 | 3.7296 | 3.3627 | 3.2296
2043-11-15 | 3.2527 | 3.2356 | 2.9718 | 2.9943 | 2.9685 | 3.2741 | 3.6029 | 3.2502 | 2.9344 | 2.7757 | 2.2021 | 2.0168 | 1.6188 | 1.834 | 2.1649 | 2.4903 | 3.0413 | 4.1481 | 4.5653 | 4.1863 | 4.0167 | 3.9566 | 4.1643 | 4.0961
2043-11-16 | 3.7468 | 3.1276 | 3.1357 | 3.1943 | 3.1901 | 3.5657 | 4.1598 | 3.6456 | 3.0464 | 2.6081 | 2.3073 | 2.4269 | 2.4636 | 2.4881 | 2.7579 | 3.5107 | 4.1786 | 4.8538 | 5.5622 | 5.2039 | 4.6221 | 4.5941 | 4.7053 | 4.5684
2043-11-17 | 4.1234 | 4.0324 | 3.8526 | 3.5727 | 3.6596 | 3.9547 | 4.1479 | 3.646 | 3.1626 | 3.1281 | 2.7 | 2.43 | 2.3888 | 2.561 | 2.7353 | 3.1392 | 4.5042 | 5.3288 | 5.7723 | 5.5163 | 4.6454 | 4.7364 | 4.6538 | 4.6739
2043-11-18 | 4.2391 | 3.8029 | 3.6387 | 3.7333 | 3.9247 | 3.9418 | 4.0167 | 3.9629 | 3.3756 | 2.7605 | 2.5081 | 2.3837 | 2.2926 | 2.4261 | 2.7119 | 3.5188 | 4.3765 | 4.8181 | 5.5658 | 5.1611 | 4.4034 | 4.7351 | 5.2116 | 4.4265
2043-11-19 | 4.0865 | 4.2692 | 3.5781 | 3.1052 | 3.1815 | 3.5609 | 3.8514 | 4.0003 | 4.1454 | 3.8234 | 3.0325 | 3.1903 | 2.6499 | 2.5482 | 2.4881 | 3.3002 | 3.7563 | 4.1599 | 4.5499 | 4.3347 | 3.7209 | 4.0044 | 4.2252 | 3.6338
2043-11-20 | 3.3045 | 3.3626 | 3.4161 | 3.1039 | 2.9804 | 3.1757 | 3.1461 | 3.3421 | 3.0847 | 2.6424 | 2.2623 | 2.0595 | 2.2494 | 2.7423 | 2.5749 | 3.1255 | 4.5786 | 5.2882 | 5.5374 | 4.6249 | 4.0903 | 4.6311 | 5.0858 | 5.097
2043-11-21 | 4.2163 | 3.9778 | 3.4637 | 3.2031 | 3.1573 | 3.5002 | 3.5214 | 3.2513 | 2.9869 | 2.3858 | 1.8454 | 1.6497 | 1.4943 | 1.7516 | 2.0797 | 2.8766 | 3.8109 | 4.1402 | 4.9762 | 4.5085 | 3.7185 | 3.7227 | 3.8086 | 3.4922
2043-11-22 | 3.4604 | 3.4605 | 3.3263 | 3.0933 | 3.0701 | 3.244 | 3.1263 | 2.9032 | 2.5041 | 1.9728 | 1.6871 | 1.5205 | 2.108 | 2.2543 | 2.3162 | 2.8918 | 3.8673 | 4.6102 | 5.3537 | 4.9722 | 4.1201 | 4.4695 | 5.0318 | 4.7253
2043-11-23 | 3.9261 | 3.814 | 3.8767 | 3.6492 | 3.7951 | 4.2611 | 5.3365 | 4.3234 | 3.7594 | 3.312 | 2.6257 | 2.4232 | 2.5299 | 2.6265 | 2.9162 | 3.5846 | 4.6147 | 5.3367 | 5.8226 | 5.5836 | 4.8325 | 5.129 | 4.8599 | 4.4411
2043-11-24 | 4.2307 | 4.431 | 4.335 | 3.9184 | 3.8808 | 4.4534 | 5.3008 | 4.5239 | 3.5771 | 3.0008 | 2.4733 | 2.0587 | 2.2566 | 2.5756 | 2.6353 | 3.3018 | 4.5899 | 5.215 | 5.7829 | 5.5579 | 5.0054 | 5.0006 | 4.934 | 4.6442
2043-11-25 | 4.3312 | 3.8116 | 3.667 | 3.7819 | 4.1314 | 4.2239 | 4.6885 | 3.8276 | 3.1627 | 2.6152 | 2.2838 | 2.1641 | 2.094 | 2.0496 | 2.5891 | 3.1483 | 4.3991 | 4.8828 | 5.7668 | 5.4732 | 5.0204 | 5.0797 | 4.8107 | 4.1691
2043-11-26 | 3.6802 | 3.5722 | 3.4354 | 3.1614 | 3.0943 | 3.3843 | 4.3245 | 3.9641 | 3.4431 | 2.8198 | 2.366 | 2.1068 | 2.254 | 2.5237 | 2.5631 | 3.2897 | 4.2705 | 4.9537 | 5.652 | 5.2466 | 4.418 | 3.7623 | 3.6777 | 3.8817
2043-11-27 | 3.5974 | 3.3027 | 3.4425 | 3.2133 | 3.0851 | 3.185 | 3.6311 | 3.7297 | 3.0484 | 2.808 | 2.5914 | 2.1599 | 2.1767 | 2.4927 | 2.636 | 3.1108 | 4.3546 | 5.1774 | 5.5814 | 4.993 | 4.6498 | 4.1534 | 4.1259 | 3.9579
2043-11-28 | 3.5443 | 3.5112 | 3.2278 | 3.2906 | 3.4868 | 3.5327 | 3.5358 | 3.4142 | 2.8893 | 2.2862 | 1.9008 | 2.1805 | 2.4224 | 2.3123 | 2.6347 | 2.8061 | 3.2116 | 3.9693 | 4.9706 | 4.524 | 4.1759 | 3.9008 | 3.5554 | 3.2636
2043-11-29 | 3.51 | 3.6368 | 3.408 | 3.1629 | 3.0168 | 3.0295 | 3.1317 | 2.9563 | 2.5684 | 2.2589 | 1.8851 | 1.6088 | 1.9388 | 2.1749 | 2.2529 | 2.5036 | 3.1252 | 4.0385 | 5.0342 | 4.7547 | 4.2044 | 3.4965 | 3.6239 | 3.4514
2043-11-30 | 3.2937 | 3.2588 | 3.1987 | 3.1632 | 3.1937 | 3.4219 | 4.0573 | 4.2001 | 3.2099 | 2.7808 | 2.5552 | 2.2623 | 2.4339 | 3.0112 | 3.2673 | 3.8565 | 4.6264 | 5.1134 | 5.7963 | 5.2392 | 4.6281 | 4.1306 | 3.793 | 3.8963
2043-12-01 | 3.6992 | 3.3656 | 3.2692 | 3.364 | 3.1397 | 3.4622 | 4.0406 | 4.0124 | 3.7277 | 2.9503 | 2.3551 | 2.384 | 2.4512 | 2.6854 | 3.1077 | 3.5235 | 4.2062 | 5.1428 | 5.4931 | 5.1944 | 4.5903 | 4.0177 | 4.1207 | 3.694
2043-12-02 | 3.4114 | 3.3496 | 3.3559 | 3.0566 | 3.0873 | 3.3989 | 3.8498 | 3.9476 | 3.4276 | 2.7548 | 2.1595 | 1.8389 | 1.9207 | 2.2996 | 2.4457 | 2.8995 | 4.1592 | 4.9458 | 5.5112 | 5.2452 | 4.6015 | 3.9322 | 3.7055 | 3.7439
2043-12-03 | 3.6886 | 3.3058 | 3.431 | 3.3137 | 3.2123 | 3.4046 | 3.9366 | 4.0334 | 3.714 | 3.0929 | 2.6625 | 2.5853 | 2.5587 | 2.5589 | 3.0101 | 3.4596 | 3.9499 | 4.5161 | 5.3504 | 4.9875 | 4.1592 | 3.966 | 3.9868 | 3.4196
2043-12-04 | 3.0894 | 3.0125 | 2.8041 | 2.7465 | 2.6896 | 3.0581 | 3.7929 | 3.4519 | 3.2488 | 3.1279 | 2.459 | 2.0462 | 2.2348 | 2.5978 | 2.4869 | 3.0968 | 3.9872 | 4.6097 | 5.0998 | 4.7731 | 4.0981 | 4.3964 | 4.6069 | 4.6829
2043-12-05 | 3.709 | 3.2062 | 3.1209 | 3.0982 | 3.0601 | 3.1767 | 3.4569 | 3.4607 | 3.1851 | 2.8588 | 2.5076 | 1.972 | 1.9144 | 2.0237 | 2.1592 | 2.3386 | 3.0129 | 3.5 | 3.7155 | 3.4248 | 3.3984 | 3.2981 | 3.3037 | 3.0739
2043-12-06 | 2.9741 | 2.9235 | 2.9766 | 2.9571 | 2.944 | 3.0937 | 3.2421 | 3.0474 | 2.3444 | 1.935 | 1.6427 | 1.4334 | 1.1844 | 1.3736 | 1.6653 | 2.1133 | 2.7508 | 3.5541 | 4.3654 | 4.0958 | 3.699 | 4.1167 | 4.0668 | 3.7793
2043-12-07 | 3.596 | 3.1568 | 3.0067 | 2.9695 | 3.0144 | 3.2952 | 3.8927 | 3.9329 | 3.1517 | 2.6142 | 2.4893 | 2.3367 | 2.4683 | 2.551 | 2.7601 | 3.1485 | 4.1082 | 4.8203 | 5.2151 | 4.7118 | 4.1518 | 3.826 | 3.6837 | 3.4124
2043-12-08 | 3.2104 | 3.0557 | 2.9688 | 3.0211 | 3.0981 | 3.4443 | 4.1886 | 4.2729 | 3.6095 | 3.0478 | 2.4894 | 2.0083 | 2.0614 | 2.2514 | 2.4019 | 3.4055 | 4.3721 | 5.0514 | 5.5202 | 5.3965 | 4.8013 | 5.3696 | 5.3224 | 4.6874
2043-12-09 | 4.2901 | 4.3477 | 4.2039 | 4.0569 | 4.0442 | 4.4389 | 4.8732 | 4.1847 | 3.7455 | 3.375 | 2.9687 | 2.7299 | 2.84 | 3.0791 | 3.2835 | 3.9662 | 4.372 | 4.7355 | 5.5235 | 5.237 | 4.8138 | 5.0291 | 4.7021 | 4.1835
2043-12-10 | 4.0182 | 3.8167 | 3.8536 | 3.5252 | 3.3745 | 3.8451 | 4.4185 | 3.7516 | 3.143 | 2.7058 | 2.5877 | 2.0799 | 1.9477 | 2.0584 | 2.4279 | 2.916 | 3.5448 | 4.3338 | 5.1984 | 4.9375 | 4.501 | 4.7885 | 4.8334 | 4.4427
2043-12-11 | 3.9009 | 3.6052 | 3.5564 | 3.5502 | 3.5623 | 3.6418 | 3.6885 | 3.7228 | 3.5557 | 2.9055 | 2.3434 | 2.0602 | 2.0166 | 2.2317 | 2.4622 | 2.7411 | 3.6549 | 4.4098 | 4.9479 | 4.6509 | 3.85 | 3.7589 | 3.6406 | 3.4444
2043-12-12 | 3.5121 | 3.4993 | 3.537 | 3.4953 | 3.4759 | 3.2566 | 3.3417 | 3.3966 | 2.8051 | 2.2807 | 2.0239 | 1.4114 | 1.2696 | 1.4784 | 1.5689 | 2.0225 | 2.8573 | 3.9949 | 4.6552 | 4.5713 | 4.0992 | 3.5335 | 3.5754 | 3.3196
2043-12-13 | 3.1566 | 3.0917 | 2.8554 | 2.7638 | 2.6071 | 2.6256 | 2.8287 | 2.8369 | 2.3226 | 1.9555 | 1.7339 | 1.6359 | 1.4652 | 1.4115 | 1.7291 | 2.3342 | 2.9176 | 3.6791 | 4.6548 | 4.3431 | 3.9653 | 4.2075 | 3.9568 | 3.7284
2043-12-14 | 3.7959 | 3.1359 | 3.1221 | 2.8697 | 2.9848 | 3.2288 | 3.7846 | 3.8655 | 3.1192 | 2.4792 | 2.3371 | 1.9264 | 2.2162 | 2.2314 | 2.3009 | 2.9798 | 3.6704 | 4.3011 | 5.2456 | 4.9213 | 4.3474 | 3.9593 | 3.9278 | 3.6432
2043-12-15 | 3.3225 | 3.0957 | 2.9966 | 2.9729 | 2.9836 | 3.1906 | 3.6283 | 3.3104 | 2.6873 | 2.2173 | 1.9325 | 2.0795 | 2.2994 | 2.265 | 2.7187 | 3.625 | 4.1691 | 4.9807 | 5.1017 | 4.6651 | 4.26 | 4.761 | 4.9133 | 4.3852
2043-12-16 | 3.8763 | 3.6866 | 3.66 | 3.5957 | 3.6745 | 4.1415 | 4.7386 | 4.1328 | 3.5125 | 2.7799 | 2.2932 | 1.9437 | 1.7403 | 1.7858 | 2.0894 | 2.4697 | 3.362 | 4.2796 | 4.7905 | 4.7609 | 4.4973 | 4.6608 | 4.6236 | 4.4054
2043-12-17 | 4.1792 | 3.9361 | 3.5197 | 3.544 | 3.5782 | 3.9908 | 4.5228 | 3.7712 | 3.2461 | 3.0481 | 2.6553 | 2.5088 | 2.4845 | 2.5274 | 2.7554 | 3.3395 | 3.8765 | 4.4935 | 5.2346 | 4.9373 | 4.4975 | 4.7669 | 4.8397 | 4.1253
2043-12-18 | 3.9099 | 3.6787 | 3.5795 | 3.6417 | 3.7461 | 3.9205 | 4.5725 | 4.0282 | 3.5804 | 3.2912 | 2.7699 | 2.5499 | 2.2583 | 2.4379 | 2.1646 | 2.5768 | 3.4103 | 4.1853 | 4.9692 | 4.8859 | 4.7714 | 5.37 | 5.3561 | 4.8236
2043-12-19 | 3.686 | 3.5194 | 3.4307 | 3.3557 | 3.247 | 3.0719 | 3.2546 | 3.3628 | 2.7336 | 2.0169 | 1.5967 | 1.3176 | 1.4092 | 1.6093 | 1.9862 | 2.5688 | 3.3086 | 4.1987 | 4.8176 | 4.6281 | 4.6281 | 4.32 | 4.018 | 3.4103
2043-12-20 | 3.3316 | 3.4133 | 3.398 | 3.5993 | 3.5151 | 3.6252 | 3.4011 | 3.1996 | 2.7434 | 2.1974 | 1.6169 | 1.2938 | 1.2703 | 1.3637 | 1.6793 | 2.2327 | 3.1374 | 3.9138 | 4.6861 | 4.6946 | 4.4238 | 4.5035 | 4.1316 | 3.7383
2043-12-21 | 3.428 | 3.0779 | 2.9888 | 2.9439 | 3.0041 | 3.2154 | 3.5143 | 3.5856 | 3.4877 | 2.9506 | 2.5163 | 2.4517 | 2.3895 | 2.9023 | 3.2213 | 3.9153 | 4.7482 | 5.293 | 5.169 | 4.269 | 3.9842 | 4.388 | 4.5823 | 4.8188
2043-12-22 | 4.4862 | 4.2537 | 3.9043 | 3.0592 | 3.0342 | 3.2126 | 3.4451 | 3.5467 | 3.2011 | 2.782 | 2.3646 | 2.1728 | 1.8318 | 1.8721 | 1.9125 | 2.3567 | 3.4319 | 4.5355 | 4.7228 | 4.4273 | 4.065 | 3.9122 | 3.6515 | 3.5775
2043-12-23 | 3.5051 | 3.2437 | 3.0326 | 2.9614 | 3.0135 | 3.1803 | 3.4117 | 3.6119 | 3.3605 | 2.9175 | 2.7668 | 2.8119 | 2.6629 | 2.5651 | 2.6827 | 3.2664 | 4.0611 | 5.1042 | 5.4486 | 5.5076 | 5.0213 | 4.8537 | 4.6275 | 4.2522
2043-12-24 | 4.2305 | 4.1739 | 4.0691 | 4.1027 | 3.8636 | 4.0986 | 4.4755 | 3.9847 | 3.4364 | 3.1075 | 2.6012 | 2.3068 | 2.2525 | 2.4888 | 2.6525 | 3.5047 | 4.433 | 5.2521 | 5.5196 | 5.5577 | 4.8555 | 5.0996 | 5.289 | 5.1426
2043-12-25 | 4.5962 | 4.2458 | 3.7514 | 3.6858 | 3.7762 | 3.8323 | 4.309 | 3.8079 | 3.5063 | 3.2659 | 3.4786 | 3.2869 | 3.2387 | 3.4872 | 3.7286 | 3.8419 | 4.3109 | 5.0748 | 5.3263 | 4.9482 | 4.4257 | 4.3832 | 4.3947 | 4.1454
2043-12-26 | 4.1025 | 3.9133 | 3.6057 | 3.4592 | 3.4905 | 3.7226 | 3.9903 | 3.6488 | 3.2203 | 2.8076 | 2.0387 | 1.6471 | 1.8383 | 1.8248 | 2.1505 | 2.6765 | 3.8254 | 4.5597 | 5.0703 | 4.7514 | 4.2309 | 4.3904 | 4.4856 | 3.647
2043-12-27 | 3.5509 | 3.3821 | 3.2523 | 3.041 | 3.0548 | 3.074 | 3.215 | 3.1855 | 2.8969 | 2.6693 | 2.4961 | 2.2771 | 2.3116 | 2.0182 | 2.0723 | 2.521 | 3.1006 | 3.9812 | 4.9323 | 4.6793 | 4.134 | 3.7272 | 3.9363 | 3.5086
2043-12-28 | 3.2371 | 2.8777 | 3.1211 | 3.0918 | 3.4744 | 3.7938 | 4.1532 | 3.8487 | 3.7986 | 3.4702 | 2.9221 | 2.5588 | 2.4219 | 2.2685 | 2.5585 | 3.3309 | 4.5665 | 5.3469 | 5.4621 | 4.4054 | 3.7324 | 4.1097 | 4.5485 | 4.388
2043-12-29 | 4.482 | 4.2496 | 3.9011 | 3.057 | 3.0306 | 3.2097 | 3.4419 | 3.5657 | 3.3419 | 3.0987 | 2.8606 | 2.5748 | 2.2818 | 2.3036 | 2.2538 | 2.6501 | 3.5926 | 4.6067 | 4.7906 | 4.5017 | 4.1316 | 3.986 | 3.6335 | 3.5177
2043-12-30 | 3.5076 | 3.2477 | 3.0349 | 2.9627 | 3.0147 | 3.1836 | 3.4142 | 3.6305 | 3.4321 | 2.8996 | 2.4851 | 2.2949 | 2.1868 | 2.1005 | 2.3144 | 2.9893 | 3.9723 | 5.1418 | 5.5333 | 5.5278 | 5.1013 | 5.1657 | 4.9056 | 4.491
2043-12-31 | 4.2561 | 4.1772 | 3.9982 | 3.9388 | 3.7053 | 3.9326 | 4.2994 | 3.849 | 3.2191 | 3.0762 | 2.6005 | 2.3957 | 2.1584 | 2.3899 | 2.5233 | 3.2634 | 4.148 | 4.9884 | 5.5548 | 5.3952 | 4.6964 | 4.7192 | 4.8075 | 4.9469
2044-01-01 | 3.3278 | 3.0876 | 3.0619 | 3.0362 | 2.8582 | 3.2375 | 3.5354 | 3.7609 | 3.6159 | 2.9295 | 2.354 | 1.9209 | 1.7067 | 1.791 | 2.0401 | 2.3958 | 3.181 | 3.8671 | 4.9812 | 3.9352 | 3.457 | 4.0756 | 4.2916 | 4.1619
2044-01-02 | 3.3259 | 3.2462 | 3.2886 | 2.9252 | 2.8102 | 2.7967 | 2.9985 | 3.0354 | 2.5449 | 2.2849 | 2.0398 | 1.4808 | 1.2693 | 1.5161 | 1.9127 | 2.1137 | 2.8376 | 4.0204 | 4.9153 | 4.9148 | 3.7014 | 3.7664 | 3.6444 | 3.3375
2044-01-03 | 3.5546 | 3.4938 | 3.1749 | 3.029 | 2.8649 | 3.0661 | 3.079 | 3.1302 | 2.6308 | 2.218 | 1.7353 | 1.4083 | 1.0111 | 1.3602 | 1.7406 | 1.9962 | 2.5039 | 4.1359 | 5.17 | 5.0119 | 4.3595 | 3.447 | 3.3737 | 3.0451
2044-01-04 | 3.3655 | 3.358 | 3.0488 | 2.871 | 3.0323 | 2.9347 | 2.806 | 2.7958 | 2.3985 | 2.1507 | 1.8834 | 1.6764 | 1.3469 | 1.3722 | 1.5168 | 2.0238 | 2.9848 | 4.3205 | 4.9462 | 5.0324 | 4.5607 | 4.2094 | 3.8199 | 3.736
2044-01-05 | 3.1121 | 3.0736 | 3.067 | 3.0106 | 2.8838 | 3.2752 | 3.2573 | 3.3326 | 3.0362 | 2.5924 | 1.9784 | 1.6208 | 1.7034 | 1.8246 | 1.913 | 2.3566 | 3.8083 | 4.5945 | 5.5171 | 5.3479 | 4.8813 | 4.2993 | 4.1267 | 3.6727
2044-01-06 | 3.6605 | 3.0663 | 3.092 | 3.0266 | 2.9694 | 3.4923 | 3.5068 | 3.3991 | 3.0374 | 2.4131 | 2.0352 | 1.7302 | 1.3906 | 1.4927 | 1.7941 | 2.3027 | 3.4662 | 4.5723 | 5.2265 | 5.3288 | 4.7745 | 4.4224 | 4.067 | 4.0209
2044-01-07 | 3.4778 | 3.1592 | 3.4298 | 3.1817 | 3.0005 | 3.0864 | 3.2779 | 3.4066 | 3.0511 | 2.2759 | 1.9204 | 1.5862 | 1.4628 | 1.5476 | 1.7871 | 2.3904 | 3.1661 | 4.1671 | 5.4354 | 5.3104 | 4.3374 | 3.9416 | 3.7927 | 3.7596
2044-01-08 | 3.2635 | 2.9778 | 2.9425 | 3.0655 | 2.8727 | 3.2416 | 3.5276 | 3.7474 | 3.54 | 2.8657 | 2.2317 | 1.7171 | 1.5907 | 1.6765 | 1.9172 | 2.3151 | 3.1735 | 3.8924 | 5.0406 | 4.0794 | 3.582 | 4.27 | 4.4547 | 4.1251
2044-01-09 | 3.1261 | 3.0632 | 3.1084 | 2.7941 | 2.8048 | 2.7857 | 2.9898 | 3.0575 | 2.5678 | 2.2974 | 2.058 | 1.4806 | 1.2002 | 1.4476 | 1.7918 | 1.9784 | 2.7797 | 4.026 | 4.9236 | 4.8864 | 3.7061 | 3.7827 | 3.6491 | 3.3422
2044-01-10 | 3.6638 | 3.4894 | 3.1714 | 3.0252 | 2.8657 | 3.0651 | 3.0888 | 3.1423 | 2.6064 | 2.1621 | 1.6996 | 1.4998 | 1.1245 | 1.3963 | 1.7789 | 2.0428 | 2.4466 | 4.091 | 5.1674 | 5.0251 | 4.4178 | 3.4828 | 3.3682 | 3.0505
2044-01-11 | 3.1756 | 3.0081 | 2.9059 | 2.8631 | 2.9874 | 3.2785 | 3.3605 | 3.476 | 3.2458 | 2.3994 | 2.0684 | 1.6939 | 1.6749 | 1.8354 | 1.9243 | 2.2845 | 3.6401 | 4.6826 | 5.5483 | 5.1458 | 4.2455 | 4.0586 | 4.1017 | 3.9067
2044-01-12 | 3.3984 | 2.9888 | 2.912 | 2.9859 | 2.7554 | 3.0695 | 3.8643 | 4.1239 | 3.8313 | 3.1574 | 2.4901 | 2.0742 | 1.9197 | 2.0713 | 2.3331 | 3.2977 | 4.1498 | 4.5429 | 5.7247 | 5.6855 | 5.2509 | 4.6843 | 4.3768 | 4.1821
2044-01-13 | 3.4606 | 3.2737 | 3.1604 | 3.0659 | 2.8813 | 3.5462 | 3.8821 | 3.966 | 3.4459 | 2.8391 | 2.2508 | 1.8218 | 2.2122 | 2.1692 | 2.1007 | 2.3809 | 3.7575 | 5.0712 | 5.7232 | 5.5489 | 4.6231 | 4.5506 | 4.1721 | 3.9896
2044-01-14 | 3.7752 | 3.4891 | 3.0892 | 3.0233 | 2.9245 | 3.5149 | 4.2552 | 4.425 | 3.8435 | 3.3764 | 2.7497 | 2.2233 | 2.5934 | 2.3275 | 2.5545 | 3.3005 | 4.4905 | 4.7899 | 5.724 | 5.844 | 5.3005 | 4.892 | 4.5263 | 4.3496
2044-01-15 | 3.6963 | 3.3141 | 3.1746 | 3.049 | 2.8976 | 3.196 | 4.2479 | 4.1973 | 3.2546 | 2.3443 | 1.9282 | 1.7439 | 1.8337 | 2.2204 | 2.2977 | 2.6179 | 3.7294 | 4.3758 | 5.0557 | 5.2307 | 4.7563 | 4.568 | 4.4359 | 4.2595
2044-01-16 | 3.6312 | 3.0485 | 3.0103 | 3.2458 | 2.9384 | 2.9944 | 3.2525 | 3.3872 | 3.0122 | 2.385 | 2.0148 | 1.7629 | 1.709 | 1.5461 | 1.9779 | 2.2932 | 2.7107 | 3.4723 | 5.0763 | 5.0795 | 4.122 | 4.1851 | 4.3268 | 3.4251
2044-01-17 | 3.1847 | 3.0857 | 3.2531 | 2.942 | 2.8691 | 2.8715 | 2.9687 | 2.8911 | 2.5997 | 2.0752 | 1.7052 | 1.1218 | 1.0817 | 1.0744 | 1.5172 | 2.0921 | 2.4251 | 3.3894 | 4.9697 | 4.923 | 4.4134 | 3.6129 | 3.37 | 3.1788
2044-01-18 | 3.0757 | 2.8285 | 2.7506 | 2.852 | 2.9565 | 3.358 | 3.4771 | 3.4847 | 3.3393 | 2.6501 | 1.9666 | 1.7993 | 1.9049 | 1.833 | 2.0494 | 2.415 | 3.4133 | 4.4654 | 5.4773 | 4.9977 | 4.3226 | 4.0174 | 4.3192 | 3.5813
2044-01-19 | 3.109 | 3.1975 | 3.0551 | 2.8739 | 2.7185 | 2.8212 | 3.77 | 3.617 | 3.0407 | 2.4943 | 2.1401 | 1.8716 | 1.7025 | 1.7006 | 2.0757 | 2.266 | 3.1568 | 5.0628 | 5.7219 | 5.7095 | 4.9455 | 4.5683 | 4.22 | 3.7266
2044-01-20 | 3.7076 | 3.3782 | 3.1548 | 3.1309 | 3.0458 | 3.4624 | 4.4649 | 4.9585 | 4.2154 | 3.4184 | 3.1256 | 2.4853 | 2.385 | 2.2584 | 2.3612 | 3.0332 | 3.993 | 4.7351 | 5.7029 | 5.7173 | 5.1793 | 4.7374 | 4.2432 | 3.8388
2044-01-21 | 3.8909 | 3.487 | 3.2836 | 3.2598 | 3.3798 | 3.3592 | 4.0529 | 3.8344 | 3.6474 | 2.8239 | 2.3022 | 1.9011 | 1.7575 | 1.8954 | 2.2882 | 2.5086 | 3.3775 | 4.4826 | 5.7267 | 5.2784 | 4.6664 | 4.3444 | 4.262 | 3.9554
2044-01-22 | 3.26 | 3.0615 | 3.0162 | 3.0183 | 3.0614 | 3.7113 | 4.2809 | 4.5264 | 4.1887 | 3.1965 | 2.2279 | 2.1811 | 2.1569 | 2.2623 | 2.4245 | 3.774 | 4.4511 | 4.5474 | 5.444 | 5.4783 | 4.8883 | 4.4318 | 4.5355 | 4.1816
2044-01-23 | 3.2497 | 3.1308 | 3.2771 | 2.9496 | 2.8745 | 3.0835 | 3.281 | 3.3972 | 2.844 | 2.381 | 1.9559 | 1.7227 | 1.7159 | 1.8687 | 2.1104 | 2.3191 | 2.7894 | 4.3088 | 5.5229 | 5.2108 | 4.6125 | 4.1397 | 4.0538 | 3.9928
2044-01-24 | 3.391 | 3.1335 | 3.0736 | 3.362 | 2.9759 | 3.0089 | 3.1859 | 3.5444 | 3.3098 | 2.6032 | 2.0458 | 1.7216 | 1.547 | 1.6367 | 1.9687 | 2.316 | 2.5453 | 3.587 | 5.2183 | 5.211 | 4.6876 | 3.9803 | 3.4696 | 3.3732
2044-01-25 | 3.0365 | 2.8586 | 2.8225 | 2.939 | 2.8508 | 3.1227 | 3.75 | 4.1865 | 3.2331 | 2.5096 | 2.1469 | 1.7373 | 1.6858 | 1.848 | 2.2768 | 2.847 | 3.4294 | 4.6011 | 5.7699 | 5.4936 | 4.9875 | 4.5614 | 4.1036 | 3.6174
2044-01-26 | 3.757 | 3.5596 | 3.2819 | 3.3783 | 3.4215 | 3.5701 | 4.5157 | 4.7966 | 4.5585 | 3.807 | 3.2649 | 2.8934 | 2.1121 | 2.2276 | 3.0628 | 3.7145 | 4.3767 | 4.4757 | 5.621 | 5.7332 | 5.314 | 4.9689 | 4.5074 | 3.9589
2044-01-27 | 3.8396 | 3.3822 | 3.189 | 3.1472 | 2.8681 | 3.1561 | 4.2105 | 4.62 | 3.8123 | 2.9981 | 2.3204 | 1.8609 | 1.771 | 1.8511 | 2.2614 | 3.0313 | 3.6699 | 4.4246 | 5.6678 | 5.7359 | 5.2097 | 4.8543 | 4.4767 | 3.9074
2044-01-28 | 3.8305 | 3.3092 | 3.2057 | 3.4192 | 3.2972 | 3.5459 | 4.5567 | 4.9745 | 4.6732 | 3.981 | 3.2924 | 2.9582 | 2.9896 | 3.0675 | 3.17 | 3.5737 | 3.8178 | 4.341 | 5.5757 | 5.5937 | 5.0438 | 4.5653 | 4.1447 | 3.9428
2044-01-29 | 3.3029 | 3.1451 | 3.0859 | 3.0747 | 3.0252 | 3.4982 | 3.76 | 3.7248 | 3.4808 | 2.6642 | 1.9852 | 1.7501 | 1.8337 | 1.8742 | 2.0498 | 2.6373 | 3.8517 | 4.6947 | 5.4595 | 5.2499 | 4.6362 | 4.7805 | 4.8403 | 4.4364
2044-01-30 | 3.4123 | 3.0818 | 3.1723 | 3.1285 | 2.9712 | 3.1944 | 3.6997 | 3.7729 | 3.4563 | 2.6304 | 2.1045 | 2.1822 | 2.0243 | 2.3625 | 2.763 | 3.4275 | 3.7278 | 3.9428 | 4.7574 | 4.799 | 4.3269 | 4.1448 | 3.9513 | 3.7196
2044-01-31 | 3.6142 | 3.2036 | 3.2374 | 3.1467 | 2.8435 | 2.8059 | 3.0457 | 2.9057 | 2.4997 | 2.0548 | 1.9786 | 1.7441 | 1.8246 | 1.6602 | 2.1401 | 2.1772 | 2.4536 | 3.5945 | 5.1011 | 5.2026 | 4.577 | 3.5732 | 3.5087 | 3.282
2044-02-01 | 2.9167 | 2.7948 | 2.8578 | 3.0184 | 2.9273 | 3.2333 | 4.0408 | 4.6143 | 3.5782 | 2.6401 | 2.6015 | 2.1317 | 2.0028 | 2.1604 | 2.6483 | 2.7605 | 3.4508 | 4.659 | 5.4942 | 5.5088 | 5.087 | 4.8753 | 4.1164 | 3.7589
2044-02-02 | 3.5517 | 3.1934 | 3.0459 | 3.1133 | 3.088 | 3.2817 | 4.0275 | 3.9782 | 3.5442 | 2.8336 | 2.3279 | 1.9012 | 1.8924 | 2.0927 | 2.3152 | 2.5987 | 3.2398 | 4.5438 | 5.617 | 5.601 | 5.0304 | 4.4554 | 4.1911 | 3.8278
2044-02-03 | 3.9609 | 3.4455 | 3.2597 | 3.2952 | 3.1756 | 3.6308 | 4.7623 | 4.9665 | 4.6243 | 4.4777 | 3.58 | 3.1106 | 2.8918 | 2.5407 | 3.0907 | 3.4036 | 4.0406 | 4.9424 | 5.686 | 5.5181 | 4.4468 | 4.5787 | 4.7386 | 3.8973
2044-02-04 | 3.6439 | 3.7098 | 3.3655 | 3.2172 | 3.1154 | 3.3964 | 4.5784 | 4.475 | 4.1078 | 3.4789 | 3.034 | 2.333 | 2.7674 | 3.0008 | 2.9533 | 2.7372 | 3.5041 | 4.661 | 5.7277 | 5.7267 | 5.063 | 4.6219 | 4.2856 | 3.8883
2044-02-05 | 3.5741 | 3.576 | 3.1762 | 3.1608 | 3.1078 | 3.4438 | 4.6077 | 5.0964 | 4.6799 | 3.5326 | 3.7413 | 2.8753 | 2.3579 | 2.0473 | 2.3414 | 3.1263 | 3.4421 | 4.1597 | 5.3986 | 5.3705 | 4.4069 | 4.891 | 4.8186 | 3.8692
2044-02-06 | 3.5088 | 3.5195 | 3.2668 | 3.0371 | 2.7943 | 2.9919 | 3.0651 | 3.0191 | 2.5095 | 2.3521 | 2.0638 | 1.8897 | 1.6194 | 1.7771 | 2.1975 | 2.636 | 3.5915 | 3.8883 | 4.9666 | 5.1665 | 4.7316 | 4.3154 | 4.2118 | 4.0134
2044-02-07 | 3.5561 | 3.3665 | 3.5791 | 3.2729 | 3.0997 | 3.1434 | 3.3265 | 3.6072 | 3.4503 | 2.8408 | 2.2926 | 2.2206 | 2.4379 | 2.3946 | 1.9565 | 2.2489 | 2.3232 | 3.192 | 4.8332 | 5.1362 | 4.6492 | 4.1275 | 3.631 | 3.2366
2044-02-08 | 3.1766 | 3.1918 | 2.9515 | 2.8506 | 2.7797 | 2.909 | 3.8016 | 4.1792 | 3.2232 | 3.5827 | 3.46 | 2.5209 | 2.3125 | 1.8285 | 2.4345 | 2.9742 | 4.1776 | 5.2665 | 5.469 | 5.0791 | 4.1871 | 4.3933 | 3.8884 | 3.3022
2044-02-09 | 3.2434 | 3.2587 | 2.992 | 2.8445 | 2.8237 | 3.2827 | 3.9314 | 3.9501 | 3.6394 | 2.6747 | 2.774 | 2.9418 | 2.9842 | 2.3606 | 2.4831 | 2.6215 | 3.3977 | 4.0465 | 5.215 | 5.5808 | 4.8346 | 4.4152 | 4.7199 | 3.886
2044-02-10 | 3.2804 | 3.1712 | 3.0625 | 3.0824 | 2.8686 | 3.0088 | 3.4299 | 3.6114 | 3.2114 | 2.5361 | 2.1109 | 2.2858 | 2.3797 | 2.35 | 2.2212 | 2.4588 | 3.6515 | 4.5265 | 5.4044 | 5.3707 | 5.009 | 4.3284 | 4.002 | 3.8856
2044-02-11 | 3.4398 | 3.2459 | 3.1853 | 3.1257 | 3.1852 | 3.4202 | 4.0328 | 3.5843 | 3.3525 | 2.5965 | 2.3508 | 1.9564 | 1.7675 | 1.4779 | 1.6821 | 2.1513 | 2.717 | 3.862 | 4.6057 | 4.8129 | 4.4721 | 4.1667 | 3.6117 | 3.4274
2044-02-12 | 3.2084 | 2.8995 | 2.8254 | 2.8011 | 2.7781 | 3.0987 | 3.7695 | 3.9747 | 3.231 | 2.2822 | 1.5449 | 1.2708 | 1.1591 | 1.261 | 1.571 | 1.9708 | 2.3154 | 3.3043 | 4.9079 | 4.7585 | 3.863 | 4.2745 | 3.8208 | 3.3361
2044-02-13 | 2.9748 | 3.0162 | 2.811 | 2.729 | 2.6862 | 2.7447 | 2.8975 | 2.8938 | 2.437 | 2.0591 | 1.7631 | 1.153 | 1.0417 | 1.1211 | 1.4279 | 1.9165 | 2.4439 | 3.1703 | 3.8685 | 4.2892 | 3.9041 | 3.6621 | 3.358 | 3.199
2044-02-14 | 3.1615 | 2.8919 | 2.8316 | 2.7982 | 2.8441 | 2.9045 | 2.987 | 2.8823 | 2.4892 | 2.0582 | 1.5216 | 1.3757 | 1.1422 | 1.2488 | 1.6334 | 1.8988 | 2.3881 | 3.0437 | 4.7362 | 5.0086 | 4.422 | 3.6215 | 3.3849 | 3.1446
2044-02-15 | 3.0147 | 3.0397 | 2.8483 | 2.8129 | 2.8935 | 3.4029 | 3.8307 | 3.6761 | 3.1404 | 2.2738 | 1.8915 | 1.7515 | 1.5429 | 1.6094 | 1.9884 | 2.4062 | 3.415 | 4.2325 | 5.0751 | 5.1061 | 4.5617 | 4.3234 | 3.7813 | 3.757
2044-02-16 | 3.2779 | 2.9892 | 2.8967 | 2.9924 | 2.9194 | 3.1009 | 3.8547 | 3.6981 | 4.115 | 3.6851 | 2.8877 | 2.6462 | 2.4707 | 2.9193 | 2.9963 | 3.3732 | 3.8554 | 4.5841 | 5.6575 | 5.6326 | 5.0446 | 4.6697 | 4.4221 | 3.7433
2044-02-17 | 3.3242 | 3.1282 | 3.092 | 3.3371 | 3.1953 | 3.1995 | 3.6095 | 3.7413 | 3.8768 | 3.4971 | 3.0046 | 2.9887 | 3.3826 | 3.5966 | 3.7246 | 4.2223 | 5.0404 | 5.0042 | 5.2605 | 5.1921 | 4.8789 | 4.3623 | 4.2111 | 3.8623
2044-02-18 | 3.6794 | 3.2089 | 3.1846 | 3.2246 | 3.2336 | 3.4036 | 4.4685 | 4.5741 | 4.4807 | 4.0601 | 3.5347 | 2.4147 | 2.1591 | 2.3015 | 2.6061 | 2.4613 | 3.7867 | 3.9651 | 4.9752 | 5.297 | 5.1419 | 4.8091 | 4.2669 | 4.0854
2044-02-19 | 3.3615 | 3.1248 | 3.0689 | 3.0202 | 2.8802 | 3.3127 | 4.3976 | 4.5835 | 3.4149 | 3.3497 | 2.6986 | 1.9884 | 1.9797 | 2.3443 | 2.1226 | 2.2351 | 2.9039 | 3.9916 | 4.636 | 5.1945 | 4.9264 | 4.8983 | 4.0871 | 3.694
2044-02-20 | 3.4256 | 2.9831 | 2.9065 | 2.8631 | 2.8284 | 2.7894 | 2.7524 | 2.9277 | 2.4258 | 2.2218 | 1.9825 | 1.4694 | 1.3663 | 1.6148 | 2.0063 | 2.8547 | 3.452 | 4.1953 | 4.3427 | 4.4326 | 4.2146 | 4.3181 | 3.6749 | 3.4072
2044-02-21 | 3.2862 | 3.3724 | 3.0316 | 2.8944 | 2.7581 | 2.7593 | 2.6002 | 3.0001 | 2.9382 | 2.4247 | 2.21 | 2.2336 | 2.6281 | 2.4827 | 2.2068 | 2.5634 | 3.0494 | 4.1284 | 4.6818 | 4.5508 | 3.6545 | 3.2082 | 3.6895 | 3.1693
2044-02-22 | 2.9214 | 2.7719 | 2.8351 | 2.7014 | 2.8574 | 2.9238 | 2.9617 | 2.9796 | 2.8163 | 2.286 | 1.8046 | 1.0315 | 1.0797 | 1.3947 | 1.9069 | 2.2991 | 2.6722 | 3.6237 | 4.9689 | 5.5676 | 4.3753 | 4.3052 | 4.2748 | 3.4215
2044-02-23 | 3.0683 | 3.1528 | 2.9588 | 2.8077 | 2.7095 | 2.9028 | 3.7547 | 3.5639 | 2.7006 | 2.3434 | 1.9836 | 1.5749 | 1.527 | 1.9051 | 2.1058 | 2.2462 | 3.0252 | 4.367 | 5.4495 | 5.4988 | 4.9429 | 5.0979 | 4.2997 | 3.5533
2044-02-24 | 3.1397 | 2.9477 | 2.9617 | 2.7271 | 2.5935 | 2.8555 | 3.6184 | 3.7858 | 3.3588 | 2.6463 | 2.391 | 2.0081 | 1.9685 | 2.0787 | 2.316 | 2.9989 | 3.4716 | 4.117 | 5.3353 | 5.6561 | 5.108 | 4.5532 | 4.2919 | 4.1396
2044-02-25 | 3.6157 | 3.3095 | 3.1743 | 3.3202 | 3.2002 | 3.3954 | 4.0842 | 4.1107 | 4.1265 | 3.4317 | 3.1643 | 3.7913 | 3.8132 | 3.2851 | 3.3334 | 3.7103 | 4.746 | 4.7871 | 5.2541 | 5.2472 | 4.7466 | 4.2993 | 4.2418 | 3.7645
2044-02-26 | 3.2814 | 3.0814 | 2.9864 | 3.0743 | 3.0525 | 3.2465 | 4.108 | 4.1237 | 3.4197 | 2.9891 | 2.0972 | 1.7028 | 1.8257 | 2.2432 | 2.3578 | 2.6508 | 3.4078 | 4.5516 | 5.0579 | 5.0581 | 4.9147 | 4.9936 | 4.4001 | 3.9347
2044-02-27 | 3.8431 | 3.3221 | 3.074 | 2.9589 | 2.8375 | 3.2143 | 3.3359 | 3.4455 | 2.9206 | 2.3731 | 2.0111 | 1.5476 | 1.7926 | 1.941 | 2.1084 | 2.244 | 3.3733 | 4.4483 | 4.4568 | 4.7275 | 4.5031 | 4.1424 | 3.8897 | 3.587
2044-02-28 | 3.6572 | 3.1405 | 3.0321 | 2.9793 | 2.8187 | 2.8699 | 3.1237 | 3.5684 | 3.0717 | 2.452 | 2.3685 | 2.2509 | 2.0726 | 1.9903 | 2.5414 | 2.7496 | 3.2003 | 4.3588 | 5.2899 | 5.3539 | 4.3932 | 3.807 | 3.4798 | 3.1749
2044-02-29 | 3.2208 | 3.163 | 2.9319 | 2.9399 | 3.0245 | 3.2647 | 4.2177 | 4.0482 | 3.635 | 2.7826 | 2.174 | 1.6886 | 1.8649 | 2.0044 | 2.2908 | 2.7216 | 3.8876 | 4.7162 | 5.3012 | 5.1374 | 4.9235 | 4.6794 | 3.9683 | 3.6525
2044-03-01 | 3.5221 | 3.3733 | 3.0962 | 3.0659 | 3.015 | 3.6423 | 4.1471 | 4.0415 | 3.3272 | 2.5648 | 2.0218 | 1.8503 | 2.0026 | 1.9651 | 2.0382 | 2.362 | 3.5669 | 4.271 | 5.1844 | 5.4913 | 4.939 | 4.5099 | 4.4328 | 4.337
2044-03-02 | 3.6946 | 3.4291 | 2.9687 | 2.8598 | 2.8373 | 3.5826 | 4.0086 | 3.6578 | 3.9307 | 3.4602 | 2.7629 | 2.275 | 2.1846 | 2.0274 | 2.4541 | 3.4002 | 4.345 | 4.2428 | 5.1836 | 5.562 | 5.1564 | 4.9562 | 4.6304 | 3.7164
2044-03-03 | 3.4693 | 3.3545 | 3.4768 | 3.1951 | 3.1484 | 3.6122 | 4.7091 | 4.7801 | 4.1758 | 3.3207 | 2.4155 | 2.2751 | 2.2993 | 2.1065 | 2.6877 | 2.9824 | 3.5302 | 4.2996 | 5.1786 | 5.2959 | 4.8948 | 4.5538 | 4.2146 | 3.6279
2044-03-04 | 3.3312 | 3.1549 | 3.2322 | 3.335 | 2.922 | 3.0367 | 3.7533 | 3.8303 | 3.2256 | 2.3959 | 2.0541 | 1.9674 | 2.2413 | 2.0695 | 1.9122 | 2.9506 | 3.6985 | 4.2534 | 4.9532 | 5.2049 | 4.6773 | 4.4324 | 4.653 | 4.2049
2044-03-05 | 3.2706 | 3.3089 | 3.1856 | 3.1475 | 3.043 | 3.1923 | 3.6851 | 3.5678 | 2.6707 | 2.7326 | 2.775 | 2.0591 | 1.8722 | 1.9478 | 2.1199 | 1.9483 | 2.8534 | 3.9887 | 4.5375 | 4.1822 | 4.0983 | 4.4319 | 4.0829 | 3.5282
2044-03-06 | 3.5876 | 3.2905 | 2.9925 | 2.9811 | 2.827 | 2.9945 | 2.8061 | 2.9262 | 2.5941 | 2.3036 | 1.8522 | 1.7162 | 1.6865 | 1.7487 | 1.7916 | 1.593 | 2.4709 | 3.8198 | 4.9319 | 5.1477 | 4.41 | 3.6654 | 3.3682 | 3.1011
2044-03-07 | 3.191 | 3.0244 | 2.8841 | 2.7873 | 2.8212 | 3.3997 | 3.9552 | 3.8239 | 3.5375 | 2.6752 | 2.2964 | 1.8063 | 1.8312 | 2.2525 | 2.2674 | 2.445 | 3.1571 | 4.2558 | 5.1178 | 5.6081 | 4.9746 | 4.3308 | 3.8827 | 3.6769
2044-03-08 | 3.5592 | 3.3067 | 3.0354 | 2.9449 | 2.8989 | 3.3447 | 4.4298 | 4.082 | 3.534 | 2.8814 | 2.1743 | 1.798 | 1.7268 | 1.9765 | 1.7702 | 1.9218 | 2.5365 | 3.929 | 5.11 | 5.4843 | 4.9556 | 4.2302 | 3.9932 | 3.3989
2044-03-09 | 3.2787 | 3.268 | 3.1331 | 3.1074 | 3.0315 | 3.254 | 4.4604 | 3.567 | 2.6253 | 1.6635 | 1.214 | 1.1329 | 1.412 | 1.3341 | 1.3245 | 1.9155 | 2.6874 | 3.3761 | 4.7348 | 5.351 | 4.8312 | 4.0178 | 3.9854 | 3.6493
2044-03-10 | 3.1554 | 3.0035 | 3.0488 | 2.7912 | 2.7782 | 3.0134 | 3.8469 | 4.2787 | 3.613 | 3.117 | 2.4436 | 2.2439 | 2.1938 | 2.1578 | 1.9703 | 2.3318 | 2.9544 | 3.6745 | 5.2201 | 5.532 | 4.8847 | 4.2817 | 3.9224 | 3.4926
2044-03-11 | 3.2101 | 3.1088 | 3.1639 | 2.9262 | 2.8786 | 3.2208 | 4.282 | 3.7048 | 3.1326 | 2.6391 | 2.0585 | 1.847 | 2.0331 | 2.0066 | 1.8394 | 2.2353 | 3.069 | 3.5114 | 4.1834 | 4.5074 | 4.0018 | 4.2514 | 4.185 | 3.7792
2044-03-12 | 3.3354 | 3.0441 | 2.9528 | 2.909 | 2.8564 | 2.9874 | 3.1802 | 3.1643 | 2.5286 | 2.0908 | 1.6144 | 0.9719 | 1.1915 | 1.1314 | 1.214 | 1.8445 | 2.677 | 3.1766 | 4.0083 | 4.4991 | 4.1046 | 3.6158 | 3.4055 | 3.175
2044-03-13 | 3.2281 | 2.9018 | 2.8167 | 2.8117 | 2.8497 | 2.8778 | 3.0224 | 2.992 | 2.9184 | 2.3959 | 1.5299 | 1.4213 | 1.6767 | 1.2918 | 1.8266 | 2.4422 | 3.2562 | 3.7497 | 4.5783 | 4.416 | 3.9265 | 3.5704 | 3.637 | 3.0368
2044-03-14 | 2.9756 | 2.9539 | 2.7013 | 2.644 | 2.7136 | 3.0367 | 4.1986 | 4.3104 | 3.4632 | 2.4004 | 2.4339 | 2.1377 | 2.3024 | 1.8288 | 1.9289 | 2.9986 | 3.3705 | 4.1731 | 5.3141 | 5.3244 | 4.4497 | 4.0729 | 4.0561 | 3.3322
2044-03-15 | 3.1112 | 2.3985 | 1.8334 | 2.0714 | 2.6329 | 2.9312 | 4.1526 | 4.5461 | 3.7464 | 3.5873 | 3.2524 | 3.2415 | 3.2381 | 3.3595 | 3.4959 | 3.0243 | 3.8944 | 4.5483 | 5.5468 | 5.4038 | 4.9507 | 4.5129 | 3.9993 | 3.4729
2044-03-16 | 3.157 | 3.1644 | 2.8961 | 2.6605 | 2.7151 | 2.9367 | 3.7536 | 4.2989 | 3.9388 | 2.9979 | 2.5595 | 2.0571 | 2.438 | 2.0914 | 2.1138 | 3.441 | 3.6652 | 4.2597 | 5.4806 | 5.7299 | 5.161 | 4.4499 | 4.1366 | 4.0745
2044-03-17 | 3.394 | 3.1951 | 3.2422 | 2.9119 | 2.9348 | 3.4082 | 4.4362 | 4.4788 | 3.7573 | 2.9507 | 2.4542 | 2.2328 | 2.0488 | 2.1088 | 2.3275 | 2.6706 | 3.5732 | 4.7172 | 5.631 | 5.9504 | 5.3373 | 4.5971 | 4.0012 | 3.7446
2044-03-18 | 3.2359 | 3.02 | 2.9277 | 2.9328 | 2.9501 | 3.0256 | 3.6839 | 3.9007 | 3.3701 | 3.0021 | 2.826 | 2.2855 | 2.1897 | 2.7057 | 2.9214 | 3.3034 | 4.0904 | 4.162 | 5.0169 | 5.4183 | 5.0743 | 4.8177 | 4.4267 | 4.0521
2044-03-19 | 3.7205 | 3.344 | 3.0625 | 3.1009 | 3.264 | 3.1288 | 3.1594 | 3.1278 | 2.6514 | 2.2067 | 1.8203 | 1.585 | 1.41 | 1.7901 | 2.0771 | 2.0595 | 2.9309 | 3.8897 | 4.6432 | 4.8402 | 4.4674 | 4.4661 | 3.8643 | 3.6089
2044-03-20 | 3.6356 | 3.4527 | 3.0802 | 2.9862 | 2.8681 | 3.1645 | 3.3008 | 3.2148 | 2.6572 | 2.2882 | 1.9962 | 2.0101 | 1.9327 | 1.6761 | 1.6796 | 1.9539 | 2.2597 | 3.2272 | 4.7762 | 4.9263 | 4.5514 | 4.118 | 3.7466 | 3.3531
2044-03-21 | 3.3077 | 3.1746 | 2.8606 | 2.6012 | 2.6333 | 2.9548 | 3.3433 | 3.323 | 3.2796 | 2.7101 | 2.1816 | 1.6214 | 2.0586 | 2.9341 | 2.786 | 2.9051 | 3.2481 | 3.5909 | 4.5469 | 5.2225 | 4.8352 | 4.1132 | 3.7258 | 3.6785
2044-03-22 | 3.3625 | 2.9726 | 2.8493 | 3.0128 | 2.9159 | 3.1254 | 3.7914 | 3.8744 | 3.799 | 3.4863 | 2.8283 | 2.1674 | 2.2438 | 2.5892 | 2.5849 | 2.9737 | 3.9258 | 4.5017 | 5.0422 | 5.2473 | 4.8139 | 4.334 | 3.7236 | 3.5166
2044-03-23 | 3.1872 | 2.9489 | 2.9196 | 2.8736 | 2.8953 | 3.5172 | 3.9244 | 3.7803 | 3.4475 | 2.8591 | 2.5197 | 2.1633 | 2.4295 | 2.2761 | 2.6163 | 3.1202 | 3.7295 | 4.6022 | 5.1864 | 5.2656 | 4.5288 | 3.964 | 3.7228 | 3.5717
2044-03-24 | 3.5488 | 3.2291 | 2.9844 | 2.9022 | 3.0875 | 3.2091 | 3.7918 | 3.7649 | 3.855 | 3.5354 | 2.5794 | 1.6062 | 1.8215 | 2.3444 | 2.5476 | 3.1507 | 3.7033 | 4.7756 | 5.4026 | 5.5244 | 4.8013 | 4.3724 | 4.1096 | 3.7503
2044-03-25 | 3.5212 | 3.3307 | 3.0516 | 3.0205 | 2.9467 | 3.4112 | 4.0331 | 3.5025 | 2.7922 | 2.8785 | 2.4168 | 2.1265 | 2.0357 | 2.4437 | 2.2897 | 2.8062 | 3.5842 | 4.6033 | 4.6706 | 4.6802 | 4.725 | 4.5889 | 4.041 | 3.8424
2044-03-26 | 3.736 | 3.365 | 3.0816 | 3.0284 | 3.2979 | 3.2789 | 3.5648 | 3.7953 | 3.7265 | 3.9067 | 3.369 | 2.5259 | 2.3675 | 2.3122 | 2.3722 | 2.2488 | 2.7725 | 3.6891 | 3.8675 | 4.2518 | 4.2385 | 3.7438 | 3.5736 | 3.3987
2044-03-27 | 3.2485 | 2.9133 | 2.8048 | 2.6906 | 2.5864 | 2.6086 | 2.5183 | 2.7498 | 2.3871 | 2.1086 | 1.6085 | 1.1131 | 1.2337 | 1.0721 | 0.5031 | 1.0964 | 2.0699 | 3.2195 | 4.0384 | 4.8942 | 4.685 | 4.1586 | 3.9264 | 3.7268
2044-03-28 | 3.2853 | 2.9038 | 2.8458 | 2.9045 | 3.0146 | 3.058 | 3.3066 | 3.4386 | 3.0782 | 3.2378 | 2.0895 | 2.063 | 1.9701 | 1.7495 | 1.6976 | 1.6607 | 2.5133 | 3.5241 | 4.5678 | 5.2975 | 4.861 | 4.2454 | 4.2674 | 3.68
2044-03-29 | 3.1366 | 3.1098 | 3.0495 | 2.8905 | 2.8675 | 3.0773 | 4.0863 | 3.5296 | 2.4962 | 2.0345 | 1.7572 | 1.5429 | 1.5282 | 1.6203 | 1.4569 | 1.6419 | 2.7705 | 4.2953 | 4.838 | 5.3944 | 5.1396 | 4.778 | 4.2885 | 3.9737
2044-03-30 | 3.3 | 3.1083 | 3.008 | 2.9612 | 2.9487 | 3.461 | 3.9315 | 3.5964 | 3.0186 | 2.407 | 1.9325 | 1.6876 | 1.9585 | 1.8874 | 1.4342 | 2.0438 | 3.2315 | 4.2013 | 4.8735 | 5.5482 | 5.2645 | 4.8372 | 4.3269 | 4.0282
2044-03-31 | 3.6316 | 3.0865 | 3.0087 | 3.1456 | 3.1871 | 3.4164 | 3.8524 | 3.8789 | 3.3631 | 2.7458 | 2.2225 | 1.9142 | 1.9743 | 2.0651 | 1.8456 | 2.3153 | 3.5246 | 4.4287 | 5.0733 | 5.7351 | 5.4429 | 4.9614 | 4.1484 | 3.6943
2044-04-01 | 3.5713 | 3.1499 | 3.0084 | 2.9311 | 2.914 | 2.9718 | 3.5516 | 3.4978 | 2.7412 | 2.1686 | 1.7397 | 1.5876 | 1.8153 | 1.9117 | 1.9778 | 2.1014 | 3.2669 | 3.9527 | 4.7753 | 5.572 | 5.229 | 4.8441 | 4.2615 | 3.9188
2044-04-02 | 3.619 | 3.2457 | 2.9898 | 2.9431 | 3.0399 | 3.1045 | 3.0715 | 3.1051 | 2.4794 | 2.4318 | 2.0713 | 2.1582 | 2.2991 | 2.3454 | 2.4961 | 2.5336 | 2.473 | 3.8701 | 4.1454 | 4.8537 | 4.5842 | 4.2558 | 3.7623 | 3.3976
2044-04-03 | 3.4983 | 3.1117 | 2.9661 | 2.9352 | 2.8168 | 2.8705 | 2.7624 | 2.7951 | 2.6801 | 2.2464 | 1.9305 | 2.0702 | 2.0543 | 1.8839 | 1.7436 | 2.0909 | 2.7857 | 3.7681 | 4.8385 | 5.4232 | 4.751 | 4.4902 | 4.3631 | 3.9618
2044-04-04 | 3.5425 | 3.1426 | 3.0888 | 3.0664 | 3.1128 | 3.6293 | 4.9231 | 4.6491 | 4.4931 | 4.0658 | 3.598 | 3.0309 | 3.7352 | 3.8069 | 3.9081 | 3.528 | 4.8516 | 5.4662 | 5.7278 | 5.3279 | 4.5878 | 4.1723 | 3.7623 | 3.5981
2044-04-05 | 3.2475 | 3.0225 | 2.9673 | 2.6413 | 2.4107 | 2.4859 | 2.8529 | 3.8503 | 3.1477 | 2.5115 | 2.8022 | 2.3621 | 2.0871 | 2.2304 | 2.454 | 2.6788 | 4.0666 | 5.0294 | 5.346 | 5.4037 | 5.2377 | 4.7443 | 4.1726 | 3.9667
2044-04-06 | 3.3375 | 3.035 | 2.9789 | 2.975 | 2.9253 | 3.2837 | 4.1343 | 4.688 | 3.4703 | 3.3157 | 3.5626 | 3.2696 | 2.3098 | 2.4621 | 2.4737 | 3.066 | 4.0476 | 4.9278 | 5.5432 | 5.7169 | 5.3196 | 4.9349 | 4.3495 | 3.5765
2044-04-07 | 3.4748 | 3.2838 | 3.2017 | 3.3487 | 3.1616 | 3.5252 | 4.3862 | 4.3354 | 4.5435 | 4.326 | 3.6863 | 3.9306 | 2.9747 | 2.8868 | 3.4564 | 3.5318 | 4.4635 | 4.6952 | 5.4387 | 5.8318 | 5.4264 | 4.7242 | 4.9262 | 4.2831
2044-04-08 | 3.376 | 3.1298 | 3.034 | 3.0546 | 3.0983 | 3.1054 | 3.4368 | 3.6166 | 3.4406 | 2.7962 | 2.3454 | 2.0835 | 2.1403 | 2.0795 | 2.5661 | 3.0123 | 2.9352 | 3.9678 | 5.2679 | 5.6103 | 4.989 | 4.5633 | 4.3534 | 3.8042
2044-04-09 | 3.6359 | 3.3702 | 3.0146 | 2.9674 | 3.1056 | 3.3304 | 3.1344 | 3.0242 | 2.7038 | 2.3844 | 2.2536 | 2.068 | 2.1034 | 2.103 | 2.2792 | 2.813 | 3.3603 | 4.3377 | 5.2377 | 5.2064 | 4.5356 | 4.7223 | 4.6902 | 3.7996
2044-04-10 | 3.4578 | 3.3 | 3.5071 | 3.0994 | 2.9713 | 2.9375 | 2.9816 | 3.1034 | 2.7176 | 2.8403 | 2.6162 | 2.342 | 2.1693 | 2.0608 | 1.8115 | 2.129 | 3.0235 | 3.7655 | 4.5677 | 5.2569 | 4.8369 | 4.4834 | 3.7971 | 3.2816
2044-04-11 | 3.1256 | 3.0157 | 3.1473 | 2.977 | 2.9663 | 3.2405 | 4.0955 | 4.0639 | 3.0479 | 2.3279 | 1.8553 | 1.6019 | 1.4952 | 1.6513 | 1.5094 | 1.584 | 2.4808 | 4.0184 | 5.083 | 5.6799 | 5.0372 | 4.3366 | 3.8375 | 3.3921
2044-04-12 | 3.248 | 3.1644 | 2.9609 | 2.9117 | 3.0816 | 3.3762 | 3.5775 | 3.4818 | 2.9032 | 2.1325 | 1.7902 | 1.618 | 1.8144 | 1.9006 | 1.4445 | 1.9487 | 3.0258 | 4.2167 | 4.9779 | 5.557 | 5.2582 | 4.641 | 4.0362 | 3.4757
2044-04-13 | 3.3699 | 3.1737 | 2.9748 | 2.9445 | 2.9625 | 3.1493 | 3.3444 | 3.4515 | 2.9386 | 2.4297 | 2.0917 | 1.9558 | 1.885 | 2.0518 | 1.8941 | 2.6584 | 3.3822 | 3.9637 | 5.2742 | 5.7521 | 5.2652 | 4.2254 | 3.8559 | 3.9532
2044-04-14 | 3.3072 | 3.0986 | 3.0565 | 3.1164 | 3.1796 | 3.2462 | 3.8252 | 3.6282 | 2.8693 | 2.3175 | 2.0576 | 1.8829 | 1.9854 | 1.9198 | 1.9324 | 2.0033 | 3.2866 | 4.0124 | 4.7958 | 5.7701 | 5.3169 | 4.5997 | 3.9409 | 3.7861
2044-04-15 | 3.205 | 3.0404 | 2.9612 | 2.9563 | 2.9158 | 3.0462 | 4.236 | 3.8512 | 3.1834 | 2.3032 | 1.8912 | 1.8812 | 2.0767 | 2.1863 | 1.594 | 2.2639 | 3.518 | 4.6673 | 5.353 | 5.5885 | 5.0803 | 4.4681 | 4.4998 | 3.9613
2044-04-16 | 3.8812 | 3.4282 | 3.1627 | 3.1041 | 3.1884 | 3.3651 | 3.0133 | 2.8366 | 2.6407 | 2.3411 | 1.8876 | 1.6712 | 1.7024 | 1.772 | 1.2391 | 1.7944 | 2.8096 | 3.9389 | 4.6537 | 4.9312 | 4.0786 | 3.9233 | 4.1197 | 3.7252
2044-04-17 | 3.9182 | 3.4785 | 3.1831 | 3.1136 | 3.1289 | 3.4173 | 3.4173 | 2.9261 | 2.1998 | 1.8748 | 2.047 | 1.8709 | 1.699 | 1.5645 | 1.547 | 1.7973 | 2.5437 | 3.4721 | 5.1295 | 5.6392 | 5.3135 | 4.8326 | 4.3801 | 3.5939
2044-04-18 | 3.3518 | 3.4115 | 3.3419 | 3.1051 | 3.0813 | 3.8857 | 4.1618 | 3.9709 | 3.6119 | 2.5461 | 2.2447 | 2.1134 | 2.1941 | 2.4358 | 2.2638 | 2.2523 | 3.1463 | 4.6977 | 5.4376 | 5.625 | 5.138 | 4.432 | 3.7241 | 3.348
2044-04-19 | 3.3263 | 3.1143 | 2.9631 | 2.9771 | 3.1323 | 3.2322 | 3.7272 | 4.041 | 3.9838 | 3.5517 | 2.466 | 2.2548 | 2.2722 | 2.1133 | 2.1687 | 2.4296 | 3.1961 | 4.181 | 5.2769 | 5.5995 | 5.0481 | 4.0503 | 3.7833 | 3.3938
2044-04-20 | 3.1197 | 3.1506 | 2.9945 | 2.9078 | 2.9054 | 3.1117 | 3.6168 | 3.5423 | 2.7867 | 2.3852 | 2.0532 | 1.7243 | 1.5881 | 1.9737 | 2.043 | 2.3016 | 3.15 | 4.2793 | 5.0981 | 5.6212 | 5.0559 | 4.3442 | 3.7854 | 3.4507
2044-04-21 | 3.3156 | 3.3398 | 3.0933 | 3.0036 | 3.0022 | 3.624 | 4.374 | 3.599 | 3.9219 | 3.1376 | 3.1627 | 2.9 | 3.2463 | 2.8343 | 3.2297 | 3.2697 | 4.306 | 4.9539 | 5.1951 | 5.676 | 5.3908 | 4.5402 | 4.568 | 4.3663
2044-04-22 | 3.5432 | 3.2342 | 3.119 | 3.0011 | 2.9497 | 3.2936 | 3.4529 | 3.6703 | 3.8863 | 3.4362 | 2.5633 | 2.2056 | 2.2472 | 2.1718 | 1.57 | 1.8881 | 3.0364 | 4.0931 | 4.3074 | 4.7526 | 4.726 | 4.2009 | 4.1067 | 3.8687
2044-04-23 | 3.4091 | 3.0496 | 2.9138 | 2.8662 | 2.9028 | 2.9704 | 3.4031 | 2.8601 | 2.4769 | 2.2807 | 1.8447 | 1.4889 | 1.7406 | 1.5278 | 1.6657 | 1.8755 | 2.748 | 3.0891 | 4.2163 | 4.9806 | 4.6183 | 3.7803 | 3.7846 | 3.8073
2044-04-24 | 3.2232 | 3.1102 | 3.1445 | 3.1145 | 2.9764 | 2.9672 | 2.7253 | 2.641 | 2.4966 | 2.1518 | 1.7287 | 1.5135 | 1.6651 | 1.3333 | 1.2517 | 1.6185 | 2.3123 | 3.6583 | 4.6265 | 5.4201 | 5.0832 | 4.1505 | 3.7335 | 3.6577
2044-04-25 | 3.2805 | 2.9533 | 2.873 | 2.8297 | 2.9071 | 3.3197 | 3.9982 | 3.266 | 3.1376 | 3.025 | 2.7602 | 2.0503 | 2.0158 | 2.0302 | 1.7056 | 2.2641 | 3.2582 | 4.4068 | 5.1175 | 5.6632 | 5.1056 | 4.3297 | 3.8531 | 3.419
2044-04-26 | 3.2507 | 3.2822 | 2.9912 | 2.897 | 2.8815 | 2.9903 | 3.577 | 2.9734 | 3.1917 | 2.4638 | 2.3887 | 2.4329 | 2.3158 | 2.2114 | 2.5542 | 2.3562 | 2.9185 | 4.0243 | 5.0427 | 5.4354 | 4.9703 | 4.0713 | 3.6391 | 3.3391
2044-04-27 | 3.1439 | 3.0667 | 3.0885 | 2.9267 | 2.9085 | 3.2169 | 3.8438 | 3.5125 | 3.2025 | 2.746 | 2.323 | 1.9687 | 1.9626 | 2.1146 | 2.0628 | 2.3165 | 2.965 | 4.2418 | 5.0838 | 5.7224 | 5.1355 | 3.9707 | 3.3366 | 3.1575
2044-04-28 | 3.1461 | 3.0346 | 2.777 | 2.8273 | 2.9128 | 2.8446 | 3.2484 | 3.1357 | 3.0831 | 2.6597 | 2.3543 | 2.318 | 2.0977 | 2.4931 | 2.8142 | 3.1874 | 4.288 | 4.5467 | 5.2006 | 5.7775 | 5.3769 | 4.3867 | 3.6409 | 3.3389
2044-04-29 | 3.2799 | 3.0902 | 2.9459 | 2.8652 | 2.8947 | 3.0406 | 3.8463 | 3.7946 | 3.8858 | 3.8665 | 3.3279 | 3.0977 | 2.7516 | 2.6713 | 3.0652 | 3.5858 | 3.5966 | 3.7475 | 4.8072 | 5.1993 | 4.4735 | 4.2936 | 4.3639 | 3.4353
2044-04-30 | 3.087 | 3.0397 | 2.9184 | 2.8914 | 2.9101 | 3.1899 | 3.1596 | 3.1647 | 2.9759 | 2.665 | 2.7064 | 2.082 | 1.801 | 2.0673 | 2.1943 | 2.3143 | 2.415 | 3.4562 | 4.2704 | 3.9516 | 3.7036 | 3.8015 | 3.3731 | 3.0221
2044-05-01 | 2.9405 | 3.012 | 2.8037 | 2.7182 | 2.759 | 2.8597 | 2.8702 | 2.6231 | 2.1842 | 2.1108 | 1.7519 | 1.4428 | 1.6248 | 1.7725 | 1.7956 | 1.7891 | 2.2605 | 3.136 | 3.9266 | 4.3547 | 4.2637 | 3.8754 | 3.2278 | 3.0026
2044-05-02 | 3.0853 | 2.8748 | 2.7925 | 2.7769 | 2.8624 | 3.2269 | 3.4395 | 3.3402 | 3.4201 | 2.3463 | 1.9987 | 1.9834 | 1.9023 | 1.9347 | 2.3048 | 2.5948 | 2.4977 | 3.3414 | 4.8281 | 5.0835 | 4.6829 | 4.5984 | 4.2333 | 3.3371
2044-05-03 | 3.2039 | 3.1466 | 2.8976 | 2.8859 | 2.8984 | 3.0727 | 3.6021 | 2.7002 | 2.5667 | 2.3525 | 2.256 | 1.9572 | 1.9763 | 1.8967 | 2.1336 | 2.579 | 3.8 | 4.3605 | 4.6731 | 5.2696 | 4.6984 | 4.039 | 3.5749 | 3.2933
2044-05-04 | 3.2328 | 3.0122 | 2.8659 | 2.7897 | 2.843 | 3.0415 | 3.8916 | 4.1746 | 4.1074 | 3.8885 | 2.9863 | 3.3467 | 3.2613 | 3.0185 | 3.4868 | 3.7493 | 3.8647 | 4.2924 | 5.2757 | 5.5315 | 4.679 | 3.9486 | 4.2457 | 3.4775
2044-05-05 | 3.131 | 3.1898 | 2.8648 | 2.6356 | 2.6535 | 2.9248 | 3.5688 | 3.2204 | 3.3193 | 2.9967 | 2.3614 | 2.4471 | 2.8397 | 3.1228 | 2.9944 | 3.0815 | 3.4464 | 4.8341 | 5.1788 | 5.3725 | 5.1718 | 4.8928 | 4.4276 | 3.6935
2044-05-06 | 3.3064 | 3.0776 | 3.1395 | 3.1154 | 3.0837 | 3.4861 | 4.2774 | 4.3187 | 3.5651 | 2.752 | 3.3873 | 3.3796 | 3.272 | 2.3805 | 2.4919 | 3.3776 | 3.8928 | 4.3162 | 5.3534 | 5.2866 | 4.7318 | 4.8533 | 4.6397 | 3.8232
2044-05-07 | 3.341 | 3.1477 | 2.8594 | 2.7208 | 2.6797 | 2.8669 | 2.807 | 2.7198 | 2.5121 | 2.5031 | 2.4525 | 2.2482 | 2.2572 | 2.3659 | 2.4161 | 2.2429 | 2.9945 | 3.8823 | 4.5435 | 4.4229 | 4.3107 | 4.2505 | 3.8346 | 3.2602
2044-05-08 | 3.0623 | 3.1027 | 2.9933 | 2.8516 | 2.8684 | 2.8657 | 2.6103 | 2.551 | 2.1638 | 1.7992 | 1.6404 | 1.3876 | 1.0982 | 1.3021 | 1.571 | 1.8847 | 2.1768 | 2.9256 | 4.3904 | 5.0159 | 4.4785 | 3.6941 | 3.8143 | 3.2991
2044-05-09 | 3.0619 | 2.9598 | 3.0027 | 2.826 | 2.8881 | 3.2933 | 4.4351 | 3.7041 | 2.8846 | 2.4729 | 1.9833 | 1.9302 | 2.0488 | 1.8746 | 1.6824 | 1.7803 | 2.7193 | 3.9542 | 4.6586 | 5.2046 | 4.8291 | 4.2619 | 3.5429 | 3.3577
2044-05-10 | 3.22 | 2.8948 | 2.6413 | 2.6834 | 2.8544 | 2.8551 | 3.1726 | 3.2578 | 3.5239 | 3.3271 | 2.7658 | 3.5074 | 3.3039 | 3.7119 | 3.268 | 2.6515 | 3.4457 | 4.3263 | 5.0159 | 5.6585 | 5.2101 | 4.5536 | 4.1289 | 3.9938
2044-05-11 | 3.2386 | 3.0618 | 2.9414 | 2.914 | 2.8961 | 3.2054 | 4.1582 | 3.889 | 3.1273 | 2.5684 | 1.9702 | 1.7165 | 1.6606 | 1.6837 | 1.602 | 2.0948 | 2.8014 | 4.0216 | 5.1746 | 5.665 | 5.5522 | 4.721 | 4.0665 | 3.5899
2044-05-12 | 3.3216 | 3.3152 | 3.0469 | 2.9349 | 2.9117 | 3.313 | 4.2336 | 3.5231 | 3.0797 | 2.4915 | 2.3992 | 2.2897 | 2.0792 | 1.8611 | 2.1115 | 2.5372 | 3.3449 | 4.6366 | 5.5199 | 5.702 | 5.5057 | 4.8868 | 4.3825 | 3.9278
2044-05-13 | 3.4995 | 3.2646 | 3.2176 | 3.2946 | 3.3501 | 3.5271 | 4.0791 | 3.7542 | 3.5957 | 3.0809 | 2.4113 | 2.4332 | 2.967 | 2.6616 | 2.5651 | 2.8769 | 3.3389 | 3.8402 | 4.8447 | 5.5306 | 5.1607 | 4.492 | 4.2031 | 4.074
2044-05-14 | 3.3076 | 3.114 | 3.2289 | 2.9502 | 2.9047 | 2.974 | 3.197 | 3.0326 | 2.1337 | 1.6814 | 1.3902 | 1.092 | 1.0053 | 1.2199 | 1.6992 | 2.0296 | 2.5012 | 3.7025 | 4.6062 | 5.1071 | 4.4944 | 3.9078 | 3.8272 | 3.4567
2044-05-15 | 3.3488 | 3.2678 | 2.9623 | 2.9132 | 2.8911 | 2.9568 | 3.2993 | 2.7674 | 2.1583 | 1.8256 | 1.7179 | 1.5979 | 1.4776 | 1.6014 | 1.3125 | 1.6001 | 2.4422 | 3.9105 | 4.7405 | 5.1918 | 4.5786 | 4.0172 | 3.9102 | 3.5775
2044-05-16 | 3.3536 | 3.0931 | 2.8828 | 2.8188 | 2.7583 | 2.9676 | 3.3096 | 3.0285 | 3.312 | 3.0224 | 2.5431 | 2.5026 | 2.3621 | 2.0968 | 1.7895 | 2.4235 | 3.9952 | 4.8587 | 5.4323 | 5.1537 | 4.4392 | 3.8848 | 4.0875 | 3.5836
2044-05-17 | 3.0762 | 3.1292 | 3.0183 | 2.865 | 2.8893 | 3.0796 | 4.1149 | 3.8505 | 3.149 | 2.9668 | 2.43 | 1.9697 | 1.8587 | 2.0079 | 1.6366 | 2.0323 | 3.5241 | 4.6883 | 4.9833 | 5.2715 | 5.0651 | 4.5009 | 3.8948 | 3.9011
2044-05-18 | 3.283 | 3.0043 | 2.9115 | 2.8368 | 2.9435 | 3.1139 | 2.9831 | 2.6371 | 2.5093 | 2.179 | 2.0313 | 1.7914 | 1.7407 | 1.6581 | 1.6729 | 2.1557 | 3.2413 | 4.5207 | 5.3105 | 5.6703 | 5.6693 | 5.1563 | 4.271 | 3.794
2044-05-19 | 3.3553 | 3.4516 | 3.1178 | 2.8886 | 2.9267 | 3.3339 | 4.2204 | 4.0151 | 3.4217 | 3.2907 | 2.6871 | 2.6039 | 2.8227 | 2.6135 | 3.2527 | 3.6516 | 4.4712 | 4.9303 | 5.4991 | 5.7479 | 5.426 | 4.9412 | 4.1994 | 3.7372
2044-05-20 | 3.4769 | 3.2521 | 3.133 | 3.0122 | 2.9511 | 2.9919 | 3.2365 | 3.5404 | 3.2853 | 2.3959 | 1.8842 | 1.8885 | 1.9787 | 1.8673 | 1.552 | 2.2091 | 3.1677 | 3.7551 | 4.7704 | 5.2034 | 4.4949 | 4.5223 | 4.5913 | 3.9743
2044-05-21 | 3.3452 | 2.9487 | 2.876 | 2.8371 | 2.866 | 3.0698 | 3.0228 | 2.5681 | 2.1893 | 1.9121 | 1.5861 | 1.2982 | 1.3263 | 1.3267 | 0.95984 | 1.5587 | 2.469 | 3.0857 | 3.867 | 4.7514 | 4.359 | 3.9085 | 3.6213 | 3.5673
2044-05-22 | 3.3133 | 2.9724 | 2.9226 | 2.9875 | 2.8049 | 2.5911 | 2.4956 | 2.4348 | 2.197 | 1.6247 | 1.2925 | 0.94239 | 1.0952 | 1.3632 | 1.3374 | 1.7565 | 2.7125 | 4.2067 | 5.1767 | 5.2702 | 4.8084 | 3.9724 | 3.6245 | 3.2338
2044-05-23 | 3.1845 | 3.0972 | 2.851 | 2.8177 | 2.845 | 3.1664 | 3.6922 | 3.5993 | 2.9263 | 2.3899 | 2.1245 | 2.0293 | 1.9183 | 2.4861 | 2.3446 | 2.2268 | 3.7396 | 4.5799 | 5.0892 | 5.4213 | 4.9815 | 3.9737 | 3.7749 | 3.3081
2044-05-24 | 3.3059 | 3.1505 | 2.879 | 2.9026 | 3.1323 | 3.2893 | 3.8067 | 3.3979 | 3.2942 | 2.5247 | 2.2082 | 2.4554 | 2.4289 | 2.7352 | 2.0593 | 2.8619 | 3.429 | 4.2116 | 5.1843 | 5.661 | 5.2323 | 4.4306 | 4.2309 | 3.938
2044-05-25 | 3.2662 | 3.0667 | 2.9804 | 2.9715 | 3.274 | 3.3937 | 3.937 | 3.7234 | 3.468 | 2.7711 | 2.625 | 2.7307 | 2.2194 | 2.1432 | 2.0106 | 2.7775 | 3.4143 | 4.0547 | 5.1499 | 5.6297 | 5.448 | 4.562 | 4.3326 | 4.1492
2044-05-26 | 3.3757 | 3.1994 | 3.2113 | 2.8251 | 2.85 | 3.0155 | 3.4553 | 3.2857 | 2.7209 | 2.4904 | 2.1378 | 2.0713 | 1.9469 | 2.0312 | 1.8395 | 2.5242 | 3.3481 | 4.2101 | 4.9308 | 5.2737 | 4.9108 | 4.2898 | 4.1566 | 3.9335
2044-05-27 | 3.4909 | 3.2196 | 3.0726 | 2.9038 | 2.9442 | 2.8846 | 3.1869 | 2.6276 | 2.4854 | 2.2765 | 1.985 | 1.7813 | 1.6342 | 1.8263 | 1.7832 | 2.1933 | 3.0021 | 4.2793 | 4.7127 | 4.8053 | 4.283 | 4.0437 | 3.996 | 3.7259
2044-05-28 | 3.5435 | 3.2278 | 2.9181 | 2.9539 | 3.0752 | 2.8718 | 2.787 | 2.4463 | 2.4714 | 2.0532 | 1.6266 | 1.8311 | 1.8193 | 1.7778 | 1.6714 | 2.2042 | 2.8373 | 3.5093 | 4.2121 | 4.7269 | 4.4466 | 3.6729 | 3.9043 | 3.6926
2044-05-29 | 3.1817 | 3.0773 | 3.1851 | 2.9149 | 2.8315 | 2.8458 | 2.9492 | 2.8552 | 2.1692 | 1.9003 | 1.6924 | 1.4898 | 1.7275 | 1.8637 | 2.1422 | 2.4047 | 3.0086 | 3.9912 | 4.7159 | 4.9171 | 4.4688 | 3.7293 | 3.5444 | 3.2701
2044-05-30 | 3.2835 | 3.1701 | 2.8829 | 2.8448 | 3.0111 | 3.0384 | 2.6801 | 2.7017 | 2.39 | 2.1858 | 2.1008 | 1.9956 | 1.8749 | 1.8016 | 1.692 | 2.4901 | 3.0132 | 3.6272 | 4.841 | 5.3902 | 5.0214 | 4.4421 | 3.8347 | 3.6294
2044-05-31 | 3.429 | 2.9975 | 2.9852 | 3.1429 | 2.9525 | 3.3688 | 3.7117 | 4.169 | 4.6056 | 3.9754 | 3.7345 | 3.4654 | 3.2102 | 3.3525 | 4.2783 | 4.8027 | 4.7693 | 4.9277 | 5.6837 | 5.6925 | 5.0102 | 5.1839 | 4.9801 | 4.2356
2044-06-01 | 3.6359 | 3.4141 | 3.3585 | 3.4244 | 3.1692 | 3.349 | 4.1148 | 3.524 | 2.6696 | 2.4507 | 2.0915 | 2.0256 | 1.8255 | 1.8329 | 1.6189 | 2.0073 | 2.7726 | 4.1564 | 5.3857 | 5.7101 | 5.6914 | 5.3484 | 4.5898 | 4.0886
2044-06-02 | 3.8699 | 3.4239 | 3.2294 | 3.2179 | 3.2821 | 3.2523 | 3.4274 | 3.4692 | 3.4006 | 2.5311 | 2.3788 | 2.2639 | 2.0905 | 2.2024 | 2.3883 | 2.8269 | 3.536 | 3.942 | 5.1863 | 5.7301 | 5.4581 | 4.688 | 4.2183 | 3.7808
2044-06-03 | 3.6654 | 3.4141 | 3.3404 | 3.2565 | 3.2343 | 3.5117 | 3.7451 | 3.8844 | 3.6931 | 2.7547 | 3.0357 | 2.2641 | 2.3012 | 2.4909 | 2.3434 | 1.9989 | 2.8542 | 4.0515 | 4.2964 | 4.8029 | 4.3375 | 4.2289 | 4.2931 | 4.184
2044-06-04 | 3.567 | 3.2495 | 3.0428 | 3.0016 | 3.0263 | 3.0278 | 2.9345 | 2.6725 | 2.3309 | 1.8235 | 1.5434 | 1.0213 | 1.2979 | 1.3186 | 1.2547 | 1.4591 | 2.3773 | 3.3075 | 4.2809 | 4.9092 | 4.2653 | 3.9475 | 3.8297 | 3.4943
2044-06-05 | 3.6477 | 3.3491 | 3.1202 | 3.0533 | 2.9464 | 3.0297 | 2.7902 | 2.6411 | 2.3794 | 2.04 | 1.6449 | 1.3853 | 1.6483 | 1.8268 | 1.8127 | 1.9099 | 2.4831 | 3.1767 | 4.5916 | 5.3776 | 5.1357 | 5.0476 | 4.2151 | 3.9162
2044-06-06 | 3.4896 | 3.2088 | 3.1936 | 3.2122 | 3.0153 | 3.1057 | 3.0726 | 3.4154 | 2.9277 | 2.7113 | 2.4029 | 2.1129 | 1.9704 | 2.0533 | 2.3917 | 3.0432 | 4.337 | 4.3983 | 4.9063 | 5.6941 | 5.5219 | 5.2856 | 4.523 | 4.1468
2044-06-07 | 3.8284 | 3.2784 | 3.1865 | 3.3222 | 3.1895 | 3.303 | 3.7421 | 4.0604 | 3.9141 | 3.2603 | 2.9796 | 2.9669 | 2.3806 | 2.2455 | 1.9823 | 3.1969 | 3.8125 | 4.4351 | 5.2557 | 5.5658 | 5.3007 | 4.608 | 4.352 | 4.173
2044-06-08 | 3.3772 | 3.2716 | 3.199 | 3.1412 | 3.2024 | 3.5318 | 3.9717 | 3.7542 | 2.6351 | 2.2202 | 2.3898 | 2.4212 | 2.4725 | 2.2278 | 1.6172 | 2.0754 | 3.1425 | 4.0303 | 5.0608 | 5.6106 | 5.4195 | 5.113 | 4.34 | 4.0585
2044-06-09 | 3.7645 | 3.3699 | 3.2062 | 3.2214 | 3.1675 | 3.1426 | 3.305 | 3.2162 | 2.9336 | 2.6141 | 2.3086 | 2.4602 | 2.1633 | 2.1003 | 2.2521 | 2.6869 | 3.4508 | 4.1036 | 4.9392 | 5.3389 | 5.1481 | 4.4545 | 3.9544 | 3.5495
2044-06-10 | 3.2465 | 3.146 | 3.0135 | 2.9583 | 2.9483 | 2.9526 | 3.4281 | 3.7652 | 3.3249 | 2.9017 | 2.6375 | 2.5192 | 2.6087 | 2.8317 | 2.4898 | 2.6826 | 3.3468 | 4.1528 | 4.6876 | 5.0153 | 4.7956 | 4.2237 | 4.127 | 3.7559
2044-06-11 | 3.6468 | 3.3405 | 3.1387 | 3.1484 | 3.1572 | 2.9933 | 2.8645 | 2.8615 | 2.5525 | 2.1088 | 1.4742 | 1.4823 | 2.0865 | 1.7393 | 1.6409 | 1.6373 | 2.3042 | 3.178 | 4.3112 | 4.6699 | 4.5701 | 4.5115 | 3.8162 | 3.5648
2044-06-12 | 3.482 | 3.4474 | 3.1623 | 3.095 | 2.984 | 2.9481 | 2.8763 | 2.8137 | 2.4436 | 1.9221 | 1.6874 | 1.5743 | 1.7657 | 1.9655 | 1.6963 | 1.7428 | 2.4014 | 3.0648 | 4.4938 | 5.3214 | 5.0343 | 4.4978 | 4.1279 | 3.6599
2044-06-13 | 3.5565 | 3.1953 | 3.0633 | 3.026 | 3.0448 | 3.0273 | 3.2031 | 3.0965 | 2.7349 | 2.6044 | 2.5244 | 1.8184 | 1.5246 | 1.6602 | 2.0843 | 2.379 | 2.7069 | 4.0662 | 4.8155 | 5.4361 | 5.3308 | 4.6158 | 3.9979 | 3.8325
2044-06-14 | 3.5218 | 3.1764 | 3.1174 | 3.2635 | 3.0171 | 3.0356 | 3.3564 | 3.5197 | 2.7704 | 2.6032 | 2.0777 | 1.845 | 1.9803 | 2.2278 | 2.2218 | 2.6447 | 3.9375 | 4.5971 | 5.3048 | 5.6806 | 5.6874 | 5.0569 | 4.526 | 3.9877
2044-06-15 | 3.554 | 3.3574 | 3.4844 | 3.1885 | 3.099 | 3.2148 | 4.1108 | 4.0232 | 3.1627 | 2.8114 | 2.6175 | 2.1673 | 2.0435 | 2.833 | 2.7746 | 2.6851 | 3.8523 | 4.8292 | 5.2853 | 5.6839 | 5.6446 | 5.0076 | 4.6133 | 4.4303
2044-06-16 | 4.1758 | 3.8095 | 3.4007 | 3.2715 | 3.1208 | 3.5635 | 3.3304 | 3.3911 | 3.5896 | 3.2265 | 4.4368 | 4.0598 | 2.8839 | 2.4998 | 2.4426 | 3.1455 | 3.8303 | 4.6773 | 5.3107 | 5.7399 | 5.5753 | 5.1326 | 4.265 | 3.8222
2044-06-17 | 3.4305 | 3.2966 | 3.3037 | 3.151 | 3.1133 | 3.1158 | 3.8714 | 3.984 | 3.2901 | 2.5238 | 2.3062 | 1.9523 | 2.0697 | 2.4439 | 2.3756 | 2.5961 | 3.0629 | 4.0664 | 5.0577 | 5.3658 | 5.4505 | 5.1581 | 4.5786 | 4.4007
2044-06-18 | 3.7236 | 3.2869 | 3.1659 | 3.2582 | 3.1103 | 3.0287 | 2.9929 | 2.8197 | 2.47 | 2.2105 | 2.104 | 2.1423 | 2.047 | 2.1625 | 1.5938 | 1.8638 | 2.3163 | 3.6597 | 4.7222 | 4.7791 | 4.6596 | 4.3671 | 3.722 | 3.413
2044-06-19 | 3.3946 | 3.2154 | 3.0703 | 3.0207 | 3.1062 | 3.0055 | 2.8322 | 2.9183 | 2.6095 | 2.2035 | 1.8344 | 1.5694 | 1.671 | 1.6815 | 1.8363 | 1.9157 | 2.2642 | 2.8498 | 4.1146 | 4.7111 | 4.7539 | 3.9515 | 3.5989 | 3.3448
2044-06-20 | 3.3433 | 3.1244 | 2.9582 | 2.8817 | 3.0219 | 3.1268 | 2.9771 | 3.3149 | 3.1456 | 2.4247 | 2.2172 | 2.1085 | 2.2268 | 2.2901 | 2.2181 | 2.5195 | 3.8024 | 4.2272 | 5.067 | 5.4331 | 5.7201 | 5.3261 | 4.9224 | 4.3537
2044-06-21 | 3.6439 | 3.2056 | 3.1495 | 3.1011 | 3.1331 | 3.2381 | 3.4604 | 3.7872 | 3.1297 | 2.6249 | 2.4508 | 2.3326 | 2.1566 | 2.1282 | 1.7957 | 2.509 | 2.8657 | 4.034 | 5.165 | 5.6583 | 5.723 | 5.1639 | 5.3193 | 4.9972
2044-06-22 | 4.7481 | 4.11 | 3.6648 | 3.6135 | 3.7606 | 3.8785 | 3.0397 | 3.2297 | 3.4761 | 3.0554 | 2.3462 | 2.3504 | 2.2038 | 1.8051 | 1.6368 | 2.0461 | 3.0947 | 4.7512 | 5.2948 | 5.7048 | 5.6411 | 5.3534 | 4.6431 | 4.0582
2044-06-23 | 4.9743 | 4.868 | 4.3121 | 4.0698 | 3.8219 | 4.5347 | 3.4447 | 3.3655 | 3.5235 | 2.8195 | 2.5569 | 2.6099 | 2.4993 | 2.2698 | 2.0207 | 2.6151 | 2.9766 | 3.8349 | 4.9803 | 5.5068 | 5.3872 | 5.0384 | 5.075 | 5.2654
2044-06-24 | 4.9139 | 4.0302 | 3.8038 | 3.8361 | 4.1147 | 3.8499 | 3.118 | 3.6502 | 3.373 | 2.8585 | 2.6733 | 2.1797 | 2.1515 | 2.2192 | 2.5408 | 2.7292 | 2.8728 | 3.6636 | 4.4396 | 4.8787 | 4.8947 | 4.9633 | 4.5013 | 3.9596
2044-06-25 | 3.4551 | 3.546 | 3.3563 | 3.1335 | 3.0107 | 3.0577 | 2.871 | 2.7789 | 2.3602 | 1.903 | 1.6457 | 1.2853 | 1.5126 | 1.4746 | 0.8244 | 1.4531 | 2.3416 | 3.1016 | 3.8611 | 4.5031 | 4.5271 | 4.3587 | 4.4984 | 4.4971
2044-06-26 | 4.616 | 4.1283 | 3.7083 | 3.5631 | 3.5152 | 3.7884 | 2.7877 | 2.7661 | 2.4676 | 2.0666 | 1.8067 | 1.8846 | 1.7955 | 1.8732 | 1.8403 | 1.6551 | 2.3167 | 3.1344 | 4.3697 | 5.1171 | 4.9418 | 4.3156 | 4.6393 | 4.9541
2044-06-27 | 3.8145 | 3.1569 | 3.0544 | 3.0274 | 3.0161 | 3.3643 | 3.0881 | 3.484 | 3.8306 | 3.2017 | 2.6364 | 2.6366 | 2.8385 | 2.299 | 2.0153 | 2.3212 | 3.0339 | 4.6114 | 5.5283 | 5.752 | 5.654 | 5.2013 | 5.274 | 5.368
2044-06-28 | 4.785 | 4.1495 | 4.2291 | 4.2043 | 3.887 | 4.3131 | 3.7897 | 4.4312 | 3.9334 | 3.1394 | 2.5557 | 2.512 | 2.6298 | 2.5171 | 2.5648 | 2.5477 | 1.8215 | 2.9437 | 3.7478 | 5.067 | 5.694 | 4.903 | 4.4281 | 3.6099
2044-06-29 | 3.2699 | 3.1173 | 2.9978 | 2.9188 | 2.9154 | 3.0462 | 3.1964 | 3.0453 | 2.5402 | 2.156 | 2.1199 | 1.9576 | 1.8556 | 1.8988 | 1.8548 | 2.1005 | 3.4962 | 4.5444 | 5.6098 | 5.7364 | 5.7212 | 5.5236 | 5.313 | 4.5463
2044-06-30 | 3.9475 | 3.5388 | 3.3892 | 3.2914 | 3.3182 | 3.4446 | 3.5583 | 4.437 | 4.0429 | 3.597 | 3.385 | 3.358 | 3.2172 | 3.0337 | 3.2045 | 3.8912 | 3.7702 | 4.4787 | 5.1524 | 5.5942 | 5.399 | 5.1402 | 4.9155 | 4.0957
2044-07-01 | 3.4108 | 3.2229 | 3.1146 | 3.1085 | 3.1485 | 2.9562 | 3.1133 | 3.0893 | 2.6548 | 2.3096 | 1.999 | 2.129 | 2.2969 | 2.1298 | 2.3613 | 2.8671 | 3.2755 | 3.5719 | 4.2804 | 4.9223 | 5.081 | 4.7081 | 4.3722 | 3.6936
2044-07-02 | 3.4072 | 3.3485 | 3.0661 | 3.0222 | 2.9219 | 2.9659 | 3.1031 | 2.7407 | 2.4239 | 2.2224 | 1.7934 | 1.3764 | 1.6102 | 1.8477 | 1.9253 | 1.5988 | 2.0529 | 3.063 | 3.8692 | 4.2095 | 4.3705 | 4.0409 | 3.6921 | 3.3468
2044-07-03 | 3.3927 | 3.2707 | 3.0768 | 3.0191 | 2.9481 | 3.061 | 2.8363 | 2.6513 | 2.3901 | 2.0613 | 2.0038 | 1.625 | 1.6767 | 1.6044 | 1.6575 | 1.708 | 2.2203 | 2.9796 | 4.2309 | 4.5111 | 4.2698 | 3.8207 | 3.9062 | 3.393
2044-07-04 | 3.1319 | 3.0907 | 3.1082 | 2.932 | 2.9643 | 3.0274 | 3.146 | 3.4156 | 3.0958 | 2.6129 | 2.2256 | 2.0824 | 2.0509 | 2.2895 | 2.4977 | 2.5758 | 3.5876 | 4.8588 | 5.3337 | 5.7408 | 5.5867 | 5.2602 | 4.2839 | 3.6695
2044-07-05 | 3.5621 | 3.4624 | 3.2884 | 3.2001 | 3.1522 | 3.3587 | 3.2977 | 3.4512 | 3.6715 | 3.0124 | 2.2802 | 1.9369 | 1.9797 | 2.1581 | 2.2665 | 2.31 | 2.9916 | 4.1139 | 4.889 | 5.4071 | 5.4565 | 5.9621 | 5.3418 | 4.8262
2044-07-06 | 4.3742 | 4.4941 | 3.7043 | 3.6679 | 3.4248 | 3.4804 | 3.5869 | 3.1522 | 2.6909 | 2.3186 | 2.0331 | 1.8325 | 2.1684 | 1.9329 | 1.779 | 1.9286 | 3.2075 | 4.0838 | 4.3922 | 4.7451 | 4.7383 | 5.4503 | 5.5977 | 5.0296
2044-07-07 | 4.8124 | 4.2332 | 3.7346 | 3.7227 | 3.7134 | 4.3601 | 4.0824 | 3.3393 | 3.0697 | 2.4421 | 2.2851 | 2.1845 | 2.0685 | 2.2101 | 2.7618 | 2.3441 | 3.2245 | 4.6068 | 5.5547 | 5.8716 | 5.7041 | 5.674 | 5.5766 | 5.1495
2044-07-08 | 4.8992 | 4.4854 | 3.9383 | 3.9827 | 3.9872 | 3.8132 | 4.1176 | 3.8296 | 3.3828 | 2.9171 | 2.1105 | 1.992 | 1.95 | 1.9022 | 1.9758 | 2.2088 | 3.1183 | 3.9189 | 4.0575 | 5.1367 | 5.1075 | 5.9541 | 5.5995 | 5.1806
2044-07-09 | 4.5843 | 4.1143 | 3.5873 | 3.5617 | 3.7869 | 3.5721 | 3.0929 | 2.9859 | 2.697 | 2.3321 | 2.1861 | 2.0912 | 2.129 | 2.1304 | 1.6787 | 2.0534 | 2.6429 | 2.8773 | 3.9308 | 4.2896 | 4.1916 | 3.7261 | 3.4036 | 3.285
2044-07-10 | 3.2404 | 3.2261 | 3.0409 | 2.9997 | 2.8823 | 2.9654 | 2.7277 | 2.5278 | 2.2961 | 2.0532 | 1.66 | 1.8148 | 1.5928 | 1.3499 | 1.3185 | 1.5604 | 2.0347 | 2.9021 | 4.0595 | 4.8337 | 4.2702 | 4.0572 | 3.7897 | 3.2625
2044-07-11 | 3.1495 | 3.1048 | 3.0109 | 2.9331 | 3.0431 | 3.1029 | 2.8984 | 3.1316 | 2.7803 | 2.4245 | 2.0564 | 1.9344 | 1.9919 | 2.1765 | 2.455 | 2.2078 | 2.9651 | 4.4806 | 5.3224 | 5.8159 | 5.6345 | 5.8525 | 5.5701 | 5.5108
2044-07-12 | 4.8742 | 4.3034 | 3.4779 | 3.4399 | 3.4056 | 3.6631 | 4.4071 | 3.752 | 3.1865 | 2.4058 | 2.4007 | 2.2523 | 1.9422 | 2.4986 | 3.0327 | 2.9723 | 3.0165 | 4.4353 | 4.9359 | 5.5304 | 5.3311 | 5.9564 | 5.3782 | 4.7518
2044-07-13 | 4.2423 | 4.2459 | 3.923 | 3.6428 | 3.4461 | 3.8774 | 4.0127 | 3.2794 | 2.6903 | 2.4608 | 2.2336 | 2.1998 | 2.0349 | 2.4437 | 2.6688 | 2.7329 | 2.9342 | 3.5927 | 4.5782 | 5.6151 | 5.5402 | 5.9779 | 5.8371 | 4.9506
2044-07-14 | 4.9204 | 4.5861 | 3.9689 | 3.8284 | 3.9853 | 4.2038 | 3.919 | 3.5264 | 3.3029 | 2.6771 | 2.4155 | 2.2726 | 2.9428 | 2.4642 | 2.5083 | 2.3088 | 2.9442 | 4.2195 | 5.0048 | 5.601 | 5.3568 | 5.7391 | 5.6723 | 5.0175
2044-07-15 | 4.6803 | 4.7391 | 4.0688 | 3.7062 | 3.3618 | 3.5808 | 3.5427 | 2.9743 | 3.0217 | 2.9789 | 2.726 | 2.4784 | 2.2261 | 2.1955 | 1.8284 | 2.4324 | 3.1512 | 3.8393 | 4.6721 | 5.4109 | 4.761 | 5.7257 | 6.1085 | 5.3102
2044-07-16 | 4.5869 | 4.4711 | 3.9217 | 3.6938 | 3.7843 | 3.8051 | 3.0684 | 3.0402 | 2.5811 | 2.2624 | 2.0334 | 1.8872 | 2.1272 | 2.2733 | 2.4094 | 2.154 | 2.7249 | 3.0128 | 3.4918 | 4.5798 | 4.8371 | 5.4507 | 5.7868 | 5.1985
2044-07-17 | 3.565 | 3.2378 | 3.39 | 3.1476 | 2.993 | 2.9493 | 3.0682 | 2.8602 | 2.4425 | 2.1467 | 1.997 | 1.2326 | 1.3681 | 1.5584 | 2.0014 | 2.2553 | 2.6539 | 3.4966 | 4.4208 | 5.0921 | 4.4605 | 3.8578 | 4.1282 | 3.7358
2044-07-18 | 3.455 | 3.1217 | 3.0809 | 3.1803 | 3.0784 | 3.109 | 3.287 | 4.0046 | 3.6443 | 2.7353 | 2.2719 | 2.3131 | 2.1274 | 2.0246 | 2.129 | 2.3096 | 2.8595 | 4.1681 | 5.3677 | 5.8938 | 5.7545 | 5.9806 | 5.7921 | 5.4137
2044-07-19 | 5.0193 | 4.1987 | 4.3498 | 4.4988 | 3.801 | 4.1197 | 4.4202 | 4.0185 | 3.3969 | 3.157 | 2.3447 | 2.182 | 2.5054 | 2.5554 | 2.8088 | 2.5569 | 3.7597 | 4.739 | 5.2208 | 5.9008 | 5.6464 | 5.7999 | 5.7411 | 5.1227
2044-07-20 | 4.4552 | 4.6724 | 4.2537 | 4.0146 | 3.7675 | 4.3198 | 4.6361 | 3.465 | 3.7344 | 2.8225 | 2.3634 | 2.3253 | 2.1742 | 2.2939 | 2.894 | 2.9797 | 3.7939 | 4.6273 | 5.2672 | 5.7645 | 5.5073 | 5.4279 | 5.3781 | 4.9927
2044-07-21 | 5.089 | 4.7114 | 4.1028 | 3.933 | 3.9628 | 3.8728 | 4.1945 | 3.4428 | 2.9688 | 2.4795 | 2.1014 | 2.1328 | 2.1584 | 2.0537 | 2.4078 | 2.828 | 3.147 | 4.0341 | 4.8336 | 5.3997 | 5.4184 | 5.5624 | 6.0767 | 5.4708
2044-07-22 | 4.438 | 3.9245 | 4.0751 | 4.2958 | 3.5817 | 3.8642 | 4.5394 | 3.7732 | 3.2954 | 3.0847 | 2.67 | 2.3044 | 2.0986 | 2.2381 | 2.3653 | 2.5132 | 3.3863 | 3.6289 | 3.6404 | 4.5599 | 4.7518 | 5.2515 | 5.3739 | 5.3735
2044-07-23 | 4.4676 | 3.813 | 4.0775 | 3.6756 | 3.3381 | 3.6939 | 4.1621 | 3.1761 | 2.7688 | 2.5844 | 1.8186 | 1.3845 | 1.492 | 1.9453 | 2.231 | 2.2431 | 2.4656 | 3.1526 | 3.5853 | 3.9129 | 4.3695 | 5.0962 | 4.9536 | 5.2517
2044-07-24 | 3.8841 | 3.4119 | 3.1322 | 3.0435 | 2.8964 | 2.9216 | 3.0256 | 2.7668 | 2.1464 | 1.8233 | 1.7206 | 1.7134 | 1.7618 | 1.8388 | 2.0972 | 2.4305 | 2.8105 | 3.6016 | 4.9993 | 5.4587 | 4.8043 | 4.774 | 5.0648 | 4.6204
2044-07-25 | 3.3779 | 3.1568 | 3.2693 | 3.3493 | 3.2441 | 3.2899 | 3.4572 | 3.4663 | 2.8606 | 2.4114 | 2.3569 | 2.165 | 2.0234 | 2.1314 | 2.1004 | 2.5253 | 3.8935 | 5.1986 | 5.7851 | 5.885 | 5.4433 | 5.9552 | 5.8745 | 5.9026
2044-07-26 | 5.161 | 4.717 | 4.1656 | 4.0237 | 3.755 | 4.5631 | 4.4669 | 3.6453 | 3.8027 | 3.1229 | 2.3989 | 1.9258 | 2.1115 | 2.1457 | 2.291 | 2.5085 | 3.5052 | 4.2625 | 5.187 | 5.8913 | 4.9651 | 5.525 | 5.878 | 5.031
2044-07-27 | 3.9754 | 3.6971 | 4.0301 | 4.3165 | 3.6083 | 4.0347 | 4.825 | 3.9982 | 3.2886 | 2.7597 | 2.3058 | 2.5069 | 3.0252 | 2.9186 | 2.5945 | 2.6697 | 3.2766 | 4.4923 | 5.2679 | 5.7878 | 5.7527 | 5.6876 | 5.5599 | 5.05
2044-07-28 | 4.9547 | 4.6256 | 4.0432 | 4.1404 | 4.0158 | 4.0097 | 4.4371 | 4.0564 | 3.332 | 2.8264 | 2.521 | 2.471 | 2.2343 | 2.1082 | 2.547 | 2.5382 | 3.4512 | 3.8708 | 5.1939 | 5.8815 | 5.8663 | 6.0001 | 6.0017 | 5.3248
2044-07-29 | 5.0133 | 4.8279 | 4.1348 | 3.8538 | 4.0919 | 4.4093 | 4.2044 | 3.6839 | 4.0566 | 2.8474 | 2.5432 | 2.2608 | 2.034 | 2.025 | 1.8898 | 2.5221 | 3.0317 | 4.2272 | 5.1141 | 5.8415 | 5.6646 | 6.041 | 6.0711 | 5.2177
2044-07-30 | 4.8032 | 5.075 | 4.8498 | 4.2203 | 3.6156 | 4.12 | 4.1029 | 3.0747 | 2.8404 | 2.5455 | 2.1707 | 2.0327 | 2.184 | 1.8787 | 1.463 | 1.9986 | 2.8373 | 3.4116 | 3.7379 | 4.8262 | 4.6277 | 5.1555 | 5.0382 | 5.1589
2044-07-31 | 4.787 | 4.0333 | 3.7218 | 3.5522 | 3.1208 | 2.9769 | 3.0862 | 2.7626 | 2.2335 | 1.9061 | 1.7615 | 1.53 | 1.6226 | 1.8679 | 1.6306 | 2.0714 | 2.543 | 3.2516 | 4.6156 | 5.5054 | 5.0494 | 3.9659 | 3.5758 | 3.5579
2044-08-01 | 3.4876 | 3.271 | 3.3556 | 4.0488 | 3.6123 | 3.6731 | 3.6894 | 3.4955 | 3.1825 | 3.1011 | 2.7029 | 2.324 | 2.2363 | 2.5811 | 2.8599 | 3.2138 | 3.7415 | 5.1223 | 5.5163 | 6.0505 | 5.9821 | 6.1181 | 5.8559 | 5.6402
2044-08-02 | 5.277 | 4.6959 | 4.193 | 4.3383 | 4.3817 | 4.3525 | 4.7079 | 3.7495 | 3.6811 | 3.0223 | 2.7058 | 2.4694 | 2.1973 | 2.3226 | 2.9348 | 2.9697 | 3.966 | 4.5456 | 5.5911 | 5.986 | 5.8426 | 6.0923 | 5.8132 | 5.4961
2044-08-03 | 5.1634 | 4.3749 | 4.1135 | 4.2429 | 4.0555 | 4.2235 | 4.6992 | 3.9608 | 3.4553 | 2.6479 | 2.7428 | 2.2767 | 2.0249 | 1.8422 | 1.8119 | 2.2794 | 3.0701 | 4.247 | 5.1928 | 5.8954 | 5.6311 | 5.8212 | 5.6431 | 5.3942
2044-08-04 | 5.4604 | 5.049 | 4.2283 | 3.9616 | 3.9662 | 4.6146 | 4.8621 | 4.5756 | 4.2648 | 3.3305 | 3.1768 | 2.8859 | 2.4596 | 2.3304 | 2.0873 | 2.7918 | 3.2384 | 3.8549 | 5.1337 | 5.6446 | 4.9997 | 5.685 | 5.3032 | 5.0057
2044-08-05 | 4.8024 | 4.719 | 4.0065 | 3.6475 | 3.5813 | 3.5858 | 3.5986 | 3.3092 | 3.1758 | 2.7869 | 2.3355 | 2.0573 | 2.2713 | 2.249 | 2.2135 | 2.8473 | 3.4668 | 3.7999 | 4.1847 | 4.7412 | 3.9808 | 4.6426 | 5.1344 | 5.0492
2044-08-06 | 4.2212 | 3.5096 | 3.1749 | 3.1797 | 3.0318 | 2.9588 | 3.0629 | 3.0979 | 2.793 | 2.0547 | 1.951 | 1.9496 | 1.8449 | 2.0636 | 1.8896 | 2.0553 | 2.8948 | 3.5031 | 4.2825 | 4.9183 | 4.5602 | 4.4583 | 5.0192 | 4.847
2044-08-07 | 4.2118 | 3.4154 | 3.277 | 3.2317 | 2.9042 | 2.942 | 3.105 | 2.8873 | 2.4537 | 1.9861 | 1.8499 | 1.7971 | 1.7685 | 1.8333 | 1.9522 | 1.8556 | 2.5286 | 3.3694 | 4.2601 | 5.4667 | 5.1178 | 4.2827 | 3.5232 | 3.3384
2044-08-08 | 3.2762 | 3.2305 | 3.0718 | 3.0981 | 3.4556 | 3.9508 | 3.547 | 3.1125 | 3.115 | 2.7183 | 2.7741 | 2.4245 | 2.5293 | 2.33 | 2.2417 | 2.3167 | 3.4455 | 4.4859 | 5.0041 | 5.7798 | 5.0857 | 5.3575 | 5.2238 | 5.1752
2044-08-09 | 4.5604 | 4.3433 | 3.8336 | 3.9822 | 3.8976 | 3.972 | 4.2907 | 3.6701 | 3.2593 | 2.6066 | 2.2947 | 2.5083 | 2.2893 | 2.1114 | 2.4301 | 2.8278 | 3.254 | 3.9682 | 5.2662 | 5.9433 | 5.3381 | 5.9527 | 5.9777 | 4.7241
2044-08-10 | 4.0492 | 4.3762 | 3.9602 | 3.6232 | 3.5276 | 4.1507 | 4.447 | 3.3515 | 3.3357 | 2.7245 | 2.4754 | 2.2022 | 2.2083 | 2.3208 | 2.5493 | 2.8356 | 4.2086 | 4.2126 | 5.297 | 5.9615 | 5.6017 | 5.9495 | 5.9528 | 5.4625
2044-08-11 | 4.7125 | 4.451 | 4.268 | 4.6426 | 4.3082 | 4.2951 | 4.7411 | 3.969 | 3.5262 | 2.9046 | 2.7267 | 2.5968 | 2.9211 | 3.5313 | 3.8523 | 3.4964 | 4.8603 | 5.2403 | 5.8531 | 5.989 | 5.3316 | 5.6458 | 5.9171 | 4.5325
2044-08-12 | 4.0374 | 4.3313 | 3.9872 | 4.0331 | 3.9199 | 4.956 | 4.9283 | 3.7239 | 3.2931 | 2.762 | 2.565 | 2.7431 | 2.3177 | 2.342 | 2.271 | 2.6519 | 3.0951 | 4.3034 | 5.2063 | 5.5361 | 5.1792 | 5.5852 | 5.3459 | 5.0897
2044-08-13 | 4.5668 | 4.336 | 3.7486 | 3.8156 | 3.3971 | 3.2563 | 3.323 | 2.9381 | 2.6966 | 2.2383 | 1.9419 | 1.8707 | 2.0695 | 2.1283 | 2.0263 | 2.2763 | 3.0784 | 3.7413 | 4.5965 | 5.7865 | 5.4064 | 5.6948 | 5.0588 | 4.7144
2044-08-14 | 3.9583 | 3.3852 | 3.2775 | 3.3229 | 3.1887 | 3.1126 | 3.2012 | 2.8488 | 2.633 | 2.1161 | 1.6739 | 1.7818 | 1.7059 | 1.7908 | 1.8847 | 1.9621 | 2.4595 | 3.5807 | 4.5491 | 5.3252 | 5.0855 | 3.937 | 3.6893 | 3.6174
2044-08-15 | 3.3547 | 3.4818 | 3.5418 | 3.5631 | 3.0892 | 3.3427 | 3.6127 | 3.7404 | 3.2331 | 2.5564 | 2.5999 | 2.5424 | 2.4834 | 2.5301 | 2.7797 | 3.3806 | 4.0529 | 4.8374 | 5.7974 | 6.0266 | 5.668 | 5.5974 | 5.4423 | 4.9516
2044-08-16 | 5.0209 | 4.4196 | 3.9575 | 4.1404 | 4.0501 | 4.2965 | 5.0049 | 3.7425 | 3.4167 | 2.7803 | 2.3736 | 2.5578 | 2.6168 | 2.534 | 2.5573 | 2.8003 | 3.6432 | 4.4338 | 5.35 | 5.9628 | 5.3876 | 5.2835 | 5.5549 | 5.2362
2044-08-17 | 4.1229 | 4.0598 | 4.2053 | 3.812 | 3.7991 | 4.5569 | 4.613 | 3.6626 | 3.5083 | 2.7826 | 2.2853 | 2.0847 | 2.3281 | 2.3047 | 1.9786 | 2.601 | 3.7734 | 4.804 | 5.6563 | 5.9689 | 5.8342 | 6.0073 | 5.4456 | 4.8759
2044-08-18 | 4.7025 | 4.6699 | 4.0655 | 3.8494 | 4.0371 | 4.0176 | 3.8779 | 3.4879 | 3.5019 | 3.0068 | 2.8077 | 3.1993 | 3.0709 | 2.5593 | 2.5436 | 3.0933 | 3.8382 | 4.8275 | 5.6306 | 5.8003 | 5.1534 | 5.9626 | 6.2288 | 6.0357
2044-08-19 | 4.9063 | 4.7902 | 5.0488 | 4.5756 | 4.3041 | 4.9977 | 4.3893 | 3.1026 | 2.7327 | 2.3571 | 2.2947 | 2.2379 | 2.1802 | 2.3087 | 2.3673 | 2.3237 | 3.857 | 5.0675 | 5.5858 | 5.8506 | 5.5361 | 5.9743 | 5.8926 | 5.5261
2044-08-20 | 5.4445 | 4.8922 | 4.3912 | 3.8782 | 3.8395 | 4.5429 | 3.9388 | 3.0405 | 2.8629 | 2.5762 | 2.2252 | 2.0929 | 2.2152 | 2.3643 | 2.2878 | 2.4725 | 3.1648 | 3.8924 | 4.7127 | 4.5967 | 4.579 | 5.4765 | 5.4194 | 4.5944
2044-08-21 | 4.0932 | 3.582 | 3.5802 | 3.5161 | 3.1794 | 3.2409 | 3.0888 | 2.9785 | 2.7106 | 2.3825 | 2.0626 | 2.1476 | 2.2559 | 2.3279 | 2.5211 | 2.5969 | 3.1295 | 4.0064 | 4.9983 | 5.8138 | 5.5012 | 5.2047 | 4.9737 | 4.5272
2044-08-22 | 4.2802 | 4.0579 | 3.3158 | 3.2097 | 3.2613 | 3.638 | 3.8227 | 3.7905 | 3.7599 | 3.4787 | 3.1978 | 2.774 | 3.0186 | 3.1094 | 3.1028 | 3.7082 | 4.4955 | 4.9847 | 5.6959 | 5.7861 | 5.4887 | 6.021 | 5.5082 | 5.273
2044-08-23 | 5.1462 | 4.5194 | 4.2527 | 4.8714 | 4.0155 | 4.5122 | 5.3024 | 4.7217 | 4.4695 | 3.2109 | 2.8459 | 2.7722 | 2.8413 | 2.8701 | 2.9626 | 3.3876 | 4.0208 | 4.8249 | 5.2473 | 6.0113 | 5.1562 | 5.3676 | 5.5107 | 5.0457
2044-08-24 | 4.8323 | 4.5607 | 4.01 | 3.937 | 3.9971 | 4.4682 | 5.0969 | 4.1138 | 2.8148 | 2.4158 | 2.0798 | 1.9073 | 1.8146 | 2.2945 | 2.7535 | 2.8492 | 3.9025 | 4.9401 | 4.7213 | 5.1719 | 5.1875 | 5.5572 | 5.4355 | 5.3294
2044-08-25 | 5.2121 | 4.2743 | 4.3117 | 4.6709 | 4.2825 | 4.2485 | 4.7444 | 4.2787 | 3.2745 | 3.2762 | 3.1858 | 3.8802 | 3.6519 | 3.0019 | 3.4819 | 3.4871 | 4.1714 | 4.1032 | 4.4776 | 4.6066 | 3.8816 | 3.7566 | 3.6764 | 3.552
2044-08-26 | 3.1181 | 2.9851 | 3.0662 | 2.8687 | 2.8423 | 2.6756 | 2.4189 | 2.4567 | 2.7672 | 2.3818 | 2.3338 | 2.3735 | 2.2279 | 1.8176 | 2.0608 | 2.6153 | 3.4705 | 4.2092 | 4.264 | 3.8413 | 3.6678 | 3.6544 | 3.8852 | 3.5812
2044-08-27 | 3.1682 | 2.918 | 2.7983 | 2.8849 | 2.7153 | 2.7369 | 2.9395 | 2.7989 | 2.5308 | 2.0691 | 2.2496 | 2.3921 | 2.0197 | 2.5566 | 2.456 | 2.4567 | 3.1231 | 3.8761 | 3.9973 | 3.9946 | 3.442 | 3.3301 | 3.4766 | 3.4301
2044-08-28 | 3.2184 | 3.0409 | 2.9751 | 2.9448 | 3.1528 | 3.0471 | 3.194 | 2.6744 | 2.6488 | 2.1239 | 1.7608 | 1.3732 | 1.4877 | 1.5469 | 1.9131 | 2.3176 | 2.5742 | 3.4659 | 4.642 | 4.7521 | 4.2018 | 3.5339 | 3.4827 | 3.3298
2044-08-29 | 3.3284 | 3.1311 | 2.9719 | 2.912 | 2.9771 | 3.2181 | 3.3617 | 3.0132 | 3.0854 | 2.7005 | 2.5049 | 2.8901 | 2.7293 | 2.4067 | 2.6303 | 2.8876 | 3.56 | 4.2391 | 5.7501 | 6.0443 | 5.3935 | 5.5067 | 5.7466 | 4.5752
2044-08-30 | 4.0166 | 3.9161 | 3.9741 | 4.223 | 3.6219 | 3.9441 | 4.4704 | 3.5458 | 3.4113 | 2.6589 | 2.5867 | 2.4867 | 2.3082 | 2.5864 | 2.828 | 2.602 | 3.3762 | 4.4726 | 5.605 | 5.9738 | 5.5839 | 6.1063 | 5.5951 | 4.6408
2044-08-31 | 4.7079 | 3.922 | 3.6292 | 3.5304 | 3.6722 | 3.6954 | 4.0484 | 3.2818 | 3.0464 | 2.4119 | 2.1126 | 1.8822 | 1.9558 | 2.0196 | 2.1641 | 2.3276 | 3.2518 | 4.0079 | 5.0687 | 5.7657 | 5.1866 | 5.0274 | 4.8234 | 4.6438
2044-09-01 | 4.1698 | 4.0788 | 4.0219 | 3.945 | 3.7862 | 4.5192 | 4.5203 | 3.5577 | 3.1617 | 2.7181 | 2.3038 | 2.2933 | 2.5753 | 2.3718 | 1.9116 | 2.4229 | 3.3726 | 3.9618 | 5.1551 | 5.6702 | 5.0369 | 5.015 | 5.106 | 5.2122
2044-09-02 | 4.3353 | 3.9752 | 4.0027 | 4.1288 | 3.7808 | 3.7571 | 4.0811 | 3.1194 | 2.97 | 2.6882 | 2.5462 | 2.4225 | 2.7537 | 3.2326 | 2.6088 | 2.6314 | 3.0801 | 3.9207 | 4.7165 | 4.8977 | 4.2833 | 5.0679 | 5.221 | 4.4477
2044-09-03 | 3.9624 | 3.84 | 3.8393 | 3.4413 | 3.4348 | 3.0657 | 3.4281 | 2.8353 | 2.2454 | 2.0398 | 1.6089 | 1.2483 | 1.5651 | 1.8154 | 1.7607 | 2.2767 | 3.0145 | 3.9027 | 4.2344 | 4.1512 | 4.2253 | 3.9937 | 3.9824 | 3.9256
2044-09-04 | 3.611 | 3.3572 | 3.2698 | 3.2894 | 3.1532 | 3.0946 | 3.0332 | 2.5761 | 2.2993 | 1.8864 | 1.5887 | 1.2538 | 0.95477 | 1.0869 | 1.6008 | 1.7384 | 2.5031 | 3.4201 | 4.4793 | 4.8249 | 4.2984 | 4.5363 | 4.4281 | 4.0805
2044-09-05 | 4.0223 | 3.6804 | 3.076 | 3.0489 | 3.2843 | 3.231 | 3.2842 | 3.2052 | 2.8391 | 2.358 | 2.3117 | 1.9913 | 1.9411 | 1.9113 | 1.7798 | 2.7228 | 3.3593 | 4.4829 | 5.2626 | 5.4243 | 5.0642 | 4.4561 | 4.075 | 3.8624
2044-09-06 | 3.929 | 3.5667 | 3.3669 | 3.6263 | 3.4761 | 3.5501 | 4.0936 | 3.8683 | 3.7783 | 3.1598 | 2.3616 | 2.3105 | 2.582 | 2.4445 | 2.323 | 2.9264 | 4.3912 | 5.5518 | 6.0534 | 6.0928 | 5.6666 | 5.8513 | 5.5459 | 5.546
2044-09-07 | 5.017 | 4.2697 | 4.253 | 4.4844 | 4.2184 | 4.3903 | 4.8376 | 4.2241 | 3.5071 | 2.8751 | 2.4447 | 2.1342 | 2.229 | 2.7437 | 2.9424 | 2.5613 | 3.9744 | 4.9851 | 5.6562 | 5.9465 | 5.4711 | 5.4995 | 5.3362 | 5.2601
2044-09-08 | 5.0249 | 4.3812 | 4.3274 | 4.5805 | 3.9315 | 4.0195 | 4.4663 | 3.8478 | 3.518 | 2.9613 | 2.5654 | 2.5249 | 2.3904 | 2.7339 | 2.747 | 2.7988 | 4.013 | 5.1762 | 5.7938 | 6.0419 | 5.6658 | 5.8411 | 5.7577 | 5.0353
2044-09-09 | 4.7644 | 4.7689 | 4.3857 | 4.3181 | 4.3908 | 5.1988 | 5.2372 | 4.0317 | 3.7563 | 2.8236 | 2.1972 | 1.9961 | 2.379 | 2.3757 | 2.4132 | 2.771 | 3.821 | 4.3306 | 5.1863 | 5.5621 | 4.8691 | 5.4494 | 5.8453 | 5.2701
2044-09-10 | 4.4069 | 4.1082 | 4.2596 | 3.7597 | 3.5079 | 3.4999 | 3.4779 | 3.0568 | 2.7205 | 2.2083 | 1.9401 | 1.6203 | 1.9374 | 1.8189 | 1.7354 | 2.3912 | 3.197 | 3.9719 | 4.8012 | 4.6616 | 4.7236 | 4.8781 | 5.2305 | 4.4316
2044-09-11 | 4.2221 | 3.9277 | 3.4539 | 3.2018 | 3.0907 | 3.2697 | 3.3963 | 2.7355 | 2.3871 | 2.136 | 1.8806 | 2.0063 | 2.1904 | 2.4598 | 2.5517 | 2.5442 | 2.9807 | 3.9425 | 4.9859 | 5.4368 | 4.8869 | 4.4602 | 3.8672 | 3.6243
2044-09-12 | 3.5681 | 3.3395 | 3.1203 | 3.1291 | 3.305 | 3.22 | 3.867 | 4.1266 | 3.6359 | 3.1023 | 2.749 | 2.4081 | 2.3468 | 2.5162 | 3.2921 | 3.8417 | 4.2586 | 5.0292 | 5.8538 | 6.0888 | 5.7922 | 5.7429 | 5.5452 | 5.1887
2044-09-13 | 4.9158 | 4.881 | 4.8015 | 4.4413 | 4.35 | 4.9869 | 5.5094 | 4.1508 | 3.5244 | 2.9483 | 2.6548 | 2.7085 | 3.0528 | 2.6998 | 2.5051 | 3.3494 | 3.966 | 4.6484 | 5.4655 | 5.2627 | 4.5681 | 4.4618 | 4.0034 | 3.73
2044-09-14 | 3.4868 | 3.3739 | 3.6123 | 3.4021 | 3.312 | 3.3369 | 3.3712 | 3.3198 | 2.8195 | 2.2897 | 1.7103 | 1.555 | 1.2333 | 1.4348 | 1.7395 | 2.0448 | 2.5907 | 3.0355 | 3.4808 | 3.3835 | 3.1374 | 3.0756 | 3.2893 | 3.0734
2044-09-15 | 2.8752 | 2.7096 | 2.628 | 2.5879 | 2.6969 | 2.7168 | 2.7666 | 2.7228 | 2.6008 | 2.1686 | 1.8781 | 1.5717 | 1.504 | 1.7716 | 1.6416 | 2.151 | 2.6619 | 3.4188 | 4.376 | 3.7738 | 3.5478 | 4.4571 | 4.9232 | 5.1226
2044-09-16 | 4.3232 | 4.0337 | 3.9213 | 4.0853 | 4.2362 | 4.202 | 4.9257 | 4.1361 | 3.2234 | 2.5467 | 2.0694 | 1.896 | 2.0398 | 2.1392 | 2.0895 | 2.7024 | 3.4434 | 4.6154 | 5.3663 | 5.0616 | 4.6186 | 5.5402 | 5.3464 | 4.9082
2044-09-17 | 4.2716 | 4.4245 | 3.9219 | 3.841 | 4.1348 | 3.9312 | 3.8683 | 3.0493 | 2.6472 | 1.8836 | 1.3553 | 1.5374 | 1.4996 | 1.2845 | 1.1448 | 1.8058 | 2.5192 | 3.4971 | 4.5949 | 5.0009 | 4.2347 | 4.6406 | 5.0929 | 4.3913
2044-09-18 | 4.0135 | 4.1164 | 3.8347 | 3.5547 | 3.5476 | 3.935 | 3.9626 | 2.8668 | 2.2846 | 2.161 | 1.4611 | 0.89741 | 1.1609 | 1.3813 | 0.83696 | 1.5811 | 2.6098 | 3.6713 | 4.4185 | 4.546 | 3.9877 | 4.6733 | 4.7004 | 3.7516
2044-09-19 | 3.1681 | 3.026 | 3.0548 | 3.1272 | 3.0615 | 3.3408 | 3.8949 | 3.7174 | 2.747 | 2.1049 | 2.0399 | 1.7573 | 2.0605 | 2.3911 | 1.8624 | 2.3665 | 3.4106 | 4.5171 | 5.4817 | 5.5964 | 5.1647 | 5.4977 | 5.0598 | 4.5923
2044-09-20 | 4.2244 | 4.2031 | 4.1985 | 3.6605 | 3.2686 | 3.2762 | 3.9819 | 3.3017 | 2.7558 | 2.4283 | 2.0243 | 1.825 | 1.7211 | 2.0281 | 2.0133 | 2.3928 | 3.6431 | 4.6594 | 5.4374 | 5.8371 | 5.0726 | 5.1169 | 5.1838 | 5.0482
2044-09-21 | 4.0452 | 3.4662 | 3.4121 | 3.4193 | 3.0805 | 3.1724 | 3.7446 | 3.7946 | 3.269 | 2.6985 | 2.1321 | 1.9579 | 2.0678 | 2.2097 | 2.4885 | 3.2863 | 4.0328 | 4.8771 | 5.9618 | 6.1159 | 5.7259 | 5.8214 | 5.3003 | 4.7878
2044-09-22 | 4.8109 | 4.5766 | 4.4553 | 4.1091 | 4.2758 | 4.2357 | 3.95 | 3.5803 | 3.2078 | 2.6164 | 2.2022 | 2.2001 | 2.4942 | 2.412 | 2.6941 | 3.7801 | 3.9739 | 4.9311 | 5.9837 | 6.1143 | 5.4895 | 5.7244 | 6.0999 | 5.6914
2044-09-23 | 4.4382 | 3.7158 | 3.8705 | 3.574 | 3.4956 | 3.8399 | 4.7238 | 3.6953 | 3.0933 | 2.6199 | 2.1167 | 2.0162 | 2.2679 | 2.3533 | 2.035 | 2.994 | 4.4439 | 5.1333 | 4.7312 | 4.5203 | 4.3538 | 5.3959 | 5.8681 | 5.608
2044-09-24 | 4.5382 | 4.4506 | 3.8107 | 3.3452 | 3.2185 | 3.3428 | 3.786 | 3.0753 | 2.7471 | 2.2535 | 2.0333 | 1.6984 | 1.6264 | 1.6204 | 1.6099 | 2.1569 | 3.2107 | 4.2826 | 4.57 | 4.9939 | 4.6932 | 4.2337 | 3.9167 | 3.8301
2044-09-25 | 3.711 | 3.3632 | 3.4094 | 3.5524 | 3.2328 | 3.2285 | 3.4381 | 2.7803 | 2.3969 | 2.2756 | 2.0372 | 1.7725 | 1.7868 | 1.9479 | 1.7419 | 2.0293 | 3.0009 | 4.1848 | 5.0866 | 5.5195 | 5.0207 | 4.895 | 5.1998 | 4.9619
2044-09-26 | 4.6187 | 4.3899 | 3.861 | 3.7808 | 3.9626 | 4.4029 | 4.6676 | 3.5212 | 3.323 | 2.9248 | 2.6094 | 2.654 | 2.9485 | 2.82 | 3.0029 | 3.6123 | 4.5851 | 5.6933 | 6.2342 | 6.1908 | 5.4445 | 5.6048 | 5.5692 | 5.5188
2044-09-27 | 4.8842 | 4.5571 | 4.189 | 4.2062 | 4.3441 | 4.2369 | 4.5519 | 3.8493 | 3.4512 | 2.4553 | 1.809 | 2.2864 | 2.092 | 2.392 | 2.7375 | 3.3451 | 4.2986 | 5.4711 | 5.9967 | 6.1064 | 5.4686 | 4.1764 | 4.0468 | 4.258
2044-09-28 | 4.4535 | 4.0195 | 4.0939 | 3.9342 | 3.7614 | 4.1535 | 5.3525 | 5.2566 | 4.2692 | 3.4891 | 3.0018 | 3.1823 | 2.9254 | 2.4785 | 2.701 | 3.4074 | 4.7696 | 5.2569 | 5.8821 | 6.0823 | 5.7345 | 5.3911 | 4.8977 | 4.5217
2044-09-29 | 4.1939 | 3.9919 | 3.888 | 3.8165 | 3.7744 | 4.3247 | 5.0656 | 4.7582 | 4.8666 | 4.5145 | 4.2213 | 2.6744 | 3.3196 | 3.6516 | 3.4417 | 4.3414 | 4.422 | 5.4042 | 5.3142 | 4.4963 | 4.1985 | 4.3257 | 4.3794 | 4.0154
2044-09-30 | 3.692 | 3.4725 | 3.6041 | 3.5146 | 3.1343 | 3.099 | 3.4827 | 3.0231 | 2.6157 | 2.2371 | 2.26 | 2.776 | 2.5151 | 2.6764 | 2.1238 | 2.6609 | 4.0901 | 4.9458 | 5.1997 | 5.6008 | 5.1111 | 5.3447 | 5.2442 | 4.872
2044-10-01 | 4.6213 | 3.6396 | 3.4722 | 3.3043 | 3.1838 | 3.2042 | 3.2991 | 2.9402 | 2.3677 | 2.0737 | 1.7744 | 1.8158 | 2.0225 | 2.0461 | 1.8998 | 2.3966 | 3.3395 | 3.9038 | 5.0533 | 5.2906 | 4.5621 | 4.1503 | 3.9767 | 3.8303
2044-10-02 | 3.7542 | 4.3673 | 4.0561 | 3.9214 | 3.3482 | 3.066 | 3.1863 | 2.8008 | 2.4103 | 2.0403 | 2.0378 | 1.9114 | 2.1344 | 2.385 | 2.3461 | 2.4768 | 3.3038 | 4.3811 | 5.4723 | 5.6564 | 4.9567 | 4.2857 | 3.9545 | 3.5599
2044-10-03 | 3.3225 | 3.3276 | 3.2809 | 3.1093 | 3.1288 | 3.2357 | 3.6085 | 3.1517 | 2.5757 | 2.02 | 1.9539 | 2.0131 | 2.2733 | 2.6109 | 3.208 | 3.8705 | 4.5931 | 5.2117 | 5.9686 | 5.8694 | 5.1342 | 5.4057 | 5.3672 | 5.1559
2044-10-04 | 4.175 | 3.6123 | 3.3426 | 3.2427 | 3.1941 | 3.3757 | 3.7611 | 3.2363 | 2.5893 | 2.0335 | 1.7129 | 1.7011 | 2.0056 | 2.2108 | 2.6384 | 3.1156 | 3.8038 | 4.9789 | 5.9892 | 5.791 | 4.9168 | 4.3175 | 4.4094 | 4.1837
2044-10-05 | 3.5401 | 3.338 | 3.4214 | 3.4353 | 3.2765 | 3.4093 | 3.6525 | 3.1447 | 2.6075 | 2.1059 | 1.901 | 2.0133 | 2.2795 | 3.1242 | 3.9073 | 3.922 | 4.3634 | 5.3848 | 6.0043 | 5.9614 | 5.4651 | 5.6843 | 5.367 | 4.8784
2044-10-06 | 4.793 | 4.6479 | 4.0968 | 3.9141 | 3.4975 | 3.8587 | 4.235 | 3.2068 | 2.5953 | 2.1964 | 2.1041 | 2.2427 | 2.5031 | 2.681 | 3.4007 | 3.9128 | 4.8049 | 5.6214 | 5.9871 | 5.8508 | 5.0718 | 5.6096 | 6.0294 | 5.3907
2044-10-07 | 4.6293 | 4.0417 | 3.689 | 3.6041 | 3.358 | 3.6105 | 3.9607 | 3.0982 | 2.8079 | 2.7106 | 2.3775 | 2.1613 | 2.2517 | 2.6194 | 3.3045 | 4.1647 | 4.7755 | 4.8371 | 5.2798 | 5.2833 | 4.8768 | 5.8456 | 5.817 | 5.6398
2044-10-08 | 4.6147 | 4.1749 | 4.4843 | 4.2261 | 3.5673 | 3.3954 | 3.7818 | 3.1529 | 2.6103 | 2.0304 | 1.7134 | 1.8865 | 1.8538 | 1.7651 | 2.0497 | 2.4885 | 3.6589 | 4.5411 | 5.4729 | 5.3734 | 4.7764 | 4.3515 | 4.1197 | 3.8326
2044-10-09 | 3.709 | 3.3364 | 3.2519 | 3.4093 | 3.3884 | 3.3475 | 3.2554 | 2.8398 | 2.2269 | 1.792 | 1.8009 | 1.8669 | 1.9784 | 2.5028 | 2.6111 | 2.633 | 3.4123 | 4.2194 | 5.4381 | 5.2156 | 4.5806 | 4.9356 | 4.4268 | 4.0866
2044-10-10 | 3.9438 | 3.3235 | 3.1222 | 3.0896 | 3.0991 | 3.4382 | 3.6518 | 3.1862 | 3.037 | 2.6163 | 2.4828 | 2.3253 | 2.2728 | 2.4303 | 2.7848 | 2.8005 | 3.7004 | 5.19 | 5.8469 | 5.7633 | 4.7619 | 4.3069 | 4.4353 | 3.9279
2044-10-11 | 3.8262 | 4.4827 | 4.4495 | 4.0728 | 3.8706 | 4.4134 | 3.8044 | 3.5563 | 3.0581 | 2.4195 | 2.2219 | 2.2292 | 2.4137 | 2.7007 | 3.026 | 3.7164 | 4.8174 | 5.4709 | 5.7881 | 5.4517 | 5.2639 | 5.4951 | 4.9874 | 4.3792
2044-10-12 | 4.2798 | 4.3665 | 4.2073 | 4.1654 | 3.5581 | 3.5536 | 3.7728 | 3.6325 | 3.218 | 2.844 | 2.5746 | 2.3552 | 2.2775 | 2.7682 | 2.7234 | 3.2579 | 4.2668 | 5.4663 | 5.9545 | 5.6241 | 4.6849 | 5.2314 | 5.0819 | 4.8551
2044-10-13 | 4.6829 | 4.0775 | 4.0497 | 4.3787 | 3.903 | 4.1177 | 4.4468 | 3.4397 | 3.0146 | 2.2163 | 1.8671 | 2.0672 | 2.3183 | 2.7207 | 3.1719 | 3.783 | 4.7235 | 5.435 | 5.5393 | 5.3943 | 5.1367 | 5.3433 | 5.3622 | 5.0491
2044-10-14 | 4.8879 | 4.6734 | 3.9686 | 4.0433 | 4.1035 | 4.5204 | 4.4567 | 3.3305 | 3.0664 | 2.7891 | 2.7484 | 2.59 | 2.5106 | 2.8714 | 3.7099 | 4.4898 | 4.894 | 5.1845 | 5.731 | 5.0449 | 4.4167 | 5.4211 | 5.6125 | 4.6761
2044-10-15 | 4.3124 | 4.3524 | 3.8219 | 3.6081 | 3.5043 | 3.8009 | 3.8453 | 3.202 | 3.1746 | 2.7246 | 2.3988 | 2.2537 | 1.7873 | 1.978 | 2.3638 | 2.5366 | 3.2898 | 4.2784 | 5.1954 | 4.8959 | 3.8893 | 4.2331 | 3.8423 | 3.3902
2044-10-16 | 3.3307 | 3.3429 | 3.2833 | 3.0875 | 2.972 | 3.1078 | 3.1018 | 2.6304 | 2.1867 | 1.7198 | 1.3822 | 1.3606 | 1.5384 | 1.8917 | 2.0837 | 2.5611 | 3.2412 | 4.4979 | 5.2506 | 4.9199 | 4.5348 | 4.5866 | 4.1422 | 3.8232
2044-10-17 | 3.5942 | 3.1977 | 2.9998 | 2.9579 | 2.9901 | 3.332 | 3.698 | 3.3072 | 3.0677 | 3.3665 | 3.2589 | 2.8662 | 2.3659 | 2.5217 | 3.2753 | 3.718 | 4.5866 | 5.2305 | 5.5593 | 5.0239 | 4.4265 | 5.3279 | 5.0098 | 4.5837
2044-10-18 | 4.0768 | 3.7944 | 3.7571 | 4.0916 | 3.9225 | 3.9396 | 4.0658 | 3.3188 | 3.1278 | 2.464 | 1.9816 | 1.7674 | 2.0732 | 2.3198 | 2.6072 | 3.2024 | 4.3733 | 5.3365 | 5.5506 | 5.344 | 5.0063 | 4.9418 | 4.7515 | 4.3493
2044-10-19 | 4.3407 | 4.0702 | 3.7321 | 3.9095 | 4.0416 | 4.0558 | 4.5095 | 3.8251 | 3.1853 | 2.3544 | 2.5466 | 2.3098 | 2.0674 | 2.1623 | 2.8673 | 3.6693 | 4.4115 | 4.8285 | 5.7818 | 5.516 | 5.0558 | 5.7326 | 5.4806 | 4.6968
2044-10-20 | 4.716 | 4.6626 | 4.3939 | 3.6938 | 3.1359 | 3.3947 | 3.785 | 3.4577 | 3.2496 | 2.8373 | 2.6561 | 2.4014 | 2.685 | 3.0396 | 3.3625 | 3.5763 | 4.4148 | 4.9636 | 5.8661 | 5.4977 | 4.3446 | 4.683 | 5.1525 | 4.5113
2044-10-21 | 3.9984 | 3.9752 | 4.0701 | 3.7546 | 3.3013 | 3.3589 | 3.9816 | 3.7679 | 3.2639 | 2.5118 | 2.0423 | 2.0052 | 2.3465 | 2.9107 | 3.1713 | 3.6553 | 4.3484 | 4.8851 | 5.2192 | 4.8332 | 4.191 | 4.0762 | 4.0969 | 3.9602
2044-10-22 | 3.6572 | 3.2766 | 3.1959 | 3.351 | 3.0974 | 3.3375 | 3.5734 | 3.3547 | 3.1737 | 2.6117 | 2.2105 | 2.3042 | 2.4391 | 2.3023 | 2.198 | 2.4486 | 3.2987 | 4.2466 | 4.848 | 4.3602 | 3.752 | 4.4188 | 4.7611 | 4.4562
2044-10-23 | 4.1556 | 3.4361 | 3.1351 | 3.1596 | 3.0863 | 3.0137 | 3.1001 | 2.9478 | 2.636 | 2.1393 | 1.6711 | 1.4144 | 1.5904 | 1.7026 | 2.1663 | 2.6275 | 3.3969 | 4.4719 | 5.4414 | 5.1298 | 4.4661 | 3.89 | 3.6096 | 3.4115
2044-10-24 | 3.3568 | 3.375 | 3.3294 | 3.233 | 3.2439 | 3.6519 | 5.4098 | 4.2411 | 3.1839 | 2.4654 | 2.4559 | 2.3259 | 2.2001 | 2.6275 | 2.66 | 2.9278 | 3.7953 | 5.2756 | 5.831 | 5.3475 | 5.0979 | 5.2188 | 5.0284 | 4.9693
2044-10-25 | 4.2488 | 3.2988 | 3.2117 | 3.4523 | 3.1635 | 3.4923 | 4.1419 | 3.9397 | 2.9653 | 2.3216 | 1.9424 | 1.8088 | 2.057 | 2.3501 | 2.5862 | 3.2643 | 4.2303 | 5.4284 | 5.9594 | 5.7487 | 5.1651 | 5.6085 | 5.5215 | 5.1054
2044-10-26 | 4.891 | 4.7997 | 4.5036 | 4.1431 | 4.1194 | 4.5795 | 4.9912 | 4.1602 | 3.2216 | 2.6423 | 2.1512 | 2.0917 | 2.1279 | 2.3932 | 2.9244 | 3.1734 | 4.5909 | 5.7171 | 6.045 | 5.8702 | 5.2805 | 5.1353 | 5.2021 | 4.8189
2044-10-27 | 4.861 | 4.2215 | 3.9287 | 4.2123 | 4.1109 | 4.6141 | 5.1265 | 3.944 | 3.6345 | 2.9284 | 2.3018 | 2.247 | 2.3526 | 2.5833 | 2.9096 | 3.8304 | 3.9681 | 4.6424 | 5.591 | 5.4506 | 4.6356 | 4.7073 | 5.1701 | 5.1343
2044-10-28 | 4.2911 | 3.9634 | 3.5914 | 3.4742 | 3.5452 | 3.7248 | 4.1172 | 3.2118 | 3.2501 | 3.0474 | 2.9884 | 2.5762 | 2.6003 | 2.8461 | 2.8365 | 2.9555 | 4.589 | 4.8986 | 5.3493 | 5.1954 | 4.3997 | 4.8989 | 4.7807 | 4.7744
2044-10-29 | 4.3267 | 4.1826 | 3.9366 | 3.2371 | 3.2537 | 3.4487 | 3.628 | 3.0045 | 2.5129 | 2.2701 | 2.1523 | 1.8568 | 1.7821 | 1.9638 | 2.2596 | 2.6322 | 3.8677 | 4.9082 | 5.1486 | 4.3892 | 3.9526 | 3.5501 | 3.6009 | 3.4789
2044-10-30 | 3.5132 | 3.4036 | 3.3264 | 3.4338 | 3.2517 | 3.2667 | 3.3669 | 3.0555 | 2.5401 | 2.1649 | 1.6128 | 1.4938 | 1.8082 | 2.0787 | 2.5787 | 3.1683 | 3.7575 | 4.4252 | 5.4899 | 4.994 | 4.2777 | 4.2642 | 4.5711 | 4.3803
2044-10-31 | 3.7143 | 3.372 | 3.4481 | 3.2632 | 3.2508 | 3.4564 | 3.9117 | 3.6452 | 3.0204 | 2.5938 | 2.5085 | 2.1707 | 2.2399 | 2.5387 | 3.0408 | 3.1058 | 4.8138 | 5.9047 | 6.062 | 5.9461 | 5.099 | 4.2888 | 4.101 | 3.7498
2044-11-01 | 3.885 | 3.5705 | 3.2901 | 3.2886 | 3.5743 | 4.1906 | 4.5757 | 4.0046 | 4.2859 | 4.4531 | 3.9662 | 3.0595 | 3.7606 | 4.0549 | 3.7511 | 4.2679 | 5.3161 | 5.5039 | 5.3705 | 4.851 | 4.5051 | 4.3854 | 4.22 | 3.8286
2044-11-02 | 3.6006 | 3.3931 | 2.996 | 2.9573 | 3.0402 | 3.2446 | 3.7665 | 3.7209 | 3.1869 | 2.32 | 2.2395 | 2.2149 | 2.237 | 3.0334 | 3.7281 | 3.6336 | 4.8881 | 5.4211 | 5.0033 | 4.3365 | 4.1871 | 5.3167 | 5.356 | 4.722
2044-11-03 | 4.3056 | 4.0628 | 4.226 | 4.2045 | 3.9936 | 4.6767 | 5.0219 | 4.0218 | 3.8239 | 2.6519 | 2.2691 | 2.3177 | 2.4336 | 2.2777 | 2.6081 | 3.5298 | 4.6153 | 4.871 | 5.7287 | 5.2048 | 4.831 | 5.3774 | 5.5573 | 4.6523
2044-11-04 | 4.2052 | 4.0022 | 3.949 | 3.8115 | 3.9099 | 4.2651 | 4.6392 | 3.3747 | 3.1279 | 2.6588 | 1.9999 | 1.768 | 2.0236 | 2.1481 | 2.1549 | 3.0455 | 4.7687 | 4.7801 | 5.2665 | 5.1793 | 4.2928 | 4.7818 | 4.8644 | 4.9103
2044-11-05 | 3.5801 | 3.1292 | 3.2218 | 3.1802 | 2.9474 | 3.0792 | 3.245 | 3.1353 | 2.3589 | 1.888 | 1.4536 | 1.2889 | 1.3257 | 1.6649 | 1.9185 | 2.0481 | 3.0264 | 4.1941 | 5.1161 | 4.4205 | 3.9732 | 4.0241 | 3.7711 | 3.4705
2044-11-06 | 3.3474 | 3.4329 | 3.2565 | 3.2108 | 3.3923 | 3.8228 | 4.0329 | 3.0348 | 2.4145 | 2.09 | 1.9215 | 1.8638 | 1.7414 | 1.9656 | 2.2583 | 2.3228 | 3.168 | 4.3241 | 5.3277 | 4.7519 | 4.0989 | 4.9511 | 4.7907 | 3.8117
2044-11-07 | 3.1072 | 3.1915 | 3.0031 | 2.9235 | 2.9773 | 3.3101 | 4.2455 | 3.3244 | 3.018 | 2.7081 | 2.2646 | 1.8443 | 2.1114 | 2.0809 | 2.6677 | 2.9399 | 4.4976 | 5.1759 | 5.7673 | 5.676 | 4.8272 | 4.1242 | 3.7368 | 3.8573
2044-11-08 | 3.5096 | 3.2666 | 3.176 | 3.2726 | 3.1362 | 3.3825 | 3.5804 | 3.5395 | 2.7487 | 2.0155 | 1.735 | 1.8063 | 1.7087 | 1.8491 | 2.3908 | 3.5407 | 4.48 | 5.2965 | 5.7399 | 5.2019 | 4.543 | 4.6207 | 4.7219 | 4.3386
2044-11-09 | 3.6686 | 3.1958 | 3.065 | 3.2918 | 3.0865 | 3.2843 | 3.7826 | 3.6795 | 3.3721 | 2.7473 | 2.4275 | 2.9843 | 3.0842 | 3.1284 | 3.5742 | 3.9376 | 4.4485 | 5.3331 | 5.9469 | 5.7384 | 5.1459 | 5.3053 | 5.3965 | 5.0157
2044-11-10 | 3.988 | 3.8017 | 3.6566 | 3.178 | 3.0958 | 3.4153 | 3.4412 | 3.6882 | 2.813 | 2.1565 | 2.4175 | 2.1992 | 1.9829 | 2.0943 | 2.8222 | 3.4768 | 4.3073 | 5.3303 | 5.9219 | 5.5735 | 4.7153 | 5.3033 | 5.1943 | 4.4274
2044-11-11 | 4.2082 | 4.4413 | 3.8669 | 3.8854 | 3.9558 | 4.569 | 5.4691 | 3.9004 | 3.1024 | 2.912 | 2.4985 | 2.1005 | 2.1349 | 2.3933 | 2.3883 | 2.8444 | 4.34 | 5.0556 | 5.5737 | 5.1774 | 3.7805 | 4.1563 | 3.9562 | 3.9985
2044-11-12 | 3.8965 | 3.4108 | 3.5557 | 3.4607 | 3.3026 | 3.4544 | 3.7786 | 3.4497 | 2.9402 | 2.3743 | 2.1353 | 2.1411 | 1.9913 | 1.9975 | 2.4999 | 2.1537 | 2.9889 | 4.2953 | 4.69 | 3.7939 | 3.7843 | 3.5332 | 3.3433 | 3.3787
2044-11-13 | 3.3125 | 3.3846 | 3.3444 | 3.4648 | 2.8394 | 2.9081 | 3.1232 | 2.9428 | 2.4162 | 1.6986 | 1.2672 | 0.9088 | 0.86837 | 1.1226 | 1.7573 | 2.1179 | 2.599 | 3.3912 | 4.432 | 4.8529 | 3.9097 | 3.5733 | 3.4145 | 3.0938
2044-11-14 | 2.9804 | 3.005 | 2.8855 | 2.7976 | 2.7517 | 3.1668 | 3.2917 | 2.9789 | 2.5788 | 2.2338 | 1.8395 | 1.6694 | 2.06 | 2.0235 | 2.1683 | 2.7587 | 3.8111 | 4.914 | 5.6651 | 4.8669 | 3.969 | 4.4016 | 4.5017 | 4.2205
2044-11-15 | 3.5322 | 3.0373 | 3.0636 | 2.8797 | 2.8249 | 3.1029 | 3.6709 | 3.9016 | 2.802 | 2.5105 | 2.1446 | 1.9882 | 2.0905 | 2.2569 | 2.4867 | 3.2472 | 4.563 | 5.6143 | 5.8727 | 5.2987 | 4.4296 | 4.5568 | 4.5839 | 4.5115
2044-11-16 | 3.7298 | 3.7099 | 3.6597 | 3.8191 | 3.7411 | 3.9745 | 4.6113 | 3.9118 | 3.4953 | 3.3384 | 3.053 | 2.4484 | 2.3178 | 2.9728 | 2.9912 | 3.5782 | 4.5305 | 5.1494 | 5.9187 | 5.2886 | 4.3109 | 5.0503 | 5.022 | 4.8728
2044-11-17 | 4.2568 | 3.6389 | 4.0391 | 4.1987 | 3.9431 | 4.4473 | 4.9479 | 3.7285 | 3.5248 | 2.8171 | 2.463 | 2.3846 | 2.4683 | 2.1535 | 2.8665 | 3.9108 | 4.9091 | 5.6307 | 5.9167 | 5.5136 | 4.6284 | 4.7454 | 5.1507 | 4.6118
2044-11-18 | 3.9966 | 3.8166 | 4.0985 | 3.9468 | 3.7748 | 4.1305 | 4.0969 | 4.3844 | 4.029 | 3.3157 | 2.6976 | 2.9976 | 3.4539 | 3.7282 | 3.3899 | 3.6934 | 4.6014 | 5.2081 | 5.3976 | 4.5502 | 3.7894 | 4.5514 | 4.7455 | 4.7366
2044-11-19 | 4.2421 | 3.1643 | 2.9573 | 3.0609 | 2.9879 | 3.0412 | 3.2182 | 3.2667 | 2.9084 | 2.4179 | 2.0232 | 2.3445 | 2.4079 | 2.5142 | 2.8345 | 2.9555 | 3.2851 | 4.3269 | 4.6345 | 3.799 | 3.7334 | 3.6532 | 3.2934 | 3.2064
2044-11-20 | 3.23 | 3.3142 | 3.1106 | 3.1243 | 3.0994 | 3.2465 | 3.5062 | 3.2302 | 2.9437 | 2.6845 | 2.1943 | 2.002 | 1.7165 | 1.87 | 2.2946 | 2.508 | 2.9946 | 4.1331 | 4.6641 | 4.2475 | 4.0552 | 3.919 | 4.0857 | 4.1988
2044-11-21 | 3.8368 | 3.2355 | 3.1324 | 3.1462 | 3.1385 | 3.4754 | 4.0633 | 3.5951 | 3.0983 | 2.6038 | 2.1288 | 2.1386 | 2.2222 | 2.1912 | 2.3409 | 3.2155 | 4.1954 | 4.9788 | 5.7253 | 5.287 | 4.6254 | 4.5723 | 4.6574 | 4.6791
2044-11-22 | 4.2187 | 4.1075 | 3.9125 | 3.5795 | 3.5669 | 3.8454 | 4.0355 | 3.5693 | 3.1171 | 2.8082 | 2.4986 | 2.4064 | 2.5586 | 2.8679 | 2.8483 | 3.1384 | 4.4676 | 5.3817 | 5.8894 | 5.6012 | 4.6315 | 4.7073 | 4.8093 | 4.7887
2044-11-23 | 4.1504 | 3.72 | 3.5477 | 3.6286 | 3.7993 | 3.8276 | 3.8879 | 3.8656 | 3.1143 | 2.7023 | 2.3721 | 2.2494 | 2.0552 | 2.112 | 2.5115 | 3.3909 | 4.38 | 4.8568 | 5.6937 | 5.2123 | 4.333 | 4.7787 | 5.2952 | 4.3897
2044-11-24 | 3.9109 | 4.2782 | 3.6084 | 3.1906 | 3.185 | 3.4975 | 3.7824 | 3.9094 | 4.0601 | 3.6153 | 2.7988 | 2.9372 | 2.456 | 2.3352 | 2.3438 | 2.9877 | 3.5241 | 3.9342 | 4.4016 | 4.1646 | 3.486 | 3.7606 | 3.9762 | 3.3955
2044-11-25 | 3.334 | 3.3475 | 3.3479 | 3.0648 | 2.9388 | 3.1101 | 3.0879 | 3.2426 | 2.93 | 2.5705 | 2.1483 | 2.0459 | 2.0735 | 2.3327 | 2.2456 | 2.8168 | 4.5017 | 5.3125 | 5.6003 | 4.5797 | 3.9803 | 4.6145 | 5.0977 | 5.1032
2044-11-26 | 4.121 | 3.8789 | 3.3952 | 3.1595 | 3.1109 | 3.4182 | 3.4356 | 3.1828 | 2.7552 | 2.0827 | 1.64 | 1.4969 | 1.4302 | 1.7518 | 2.1847 | 2.8459 | 3.6442 | 4.0796 | 5.1206 | 4.5064 | 3.6041 | 3.6292 | 3.727 | 3.4679
2044-11-27 | 3.4134 | 3.401 | 3.2752 | 3.0623 | 3.0442 | 3.1934 | 3.0841 | 2.8641 | 2.4164 | 2.1564 | 1.8323 | 1.5227 | 2.0103 | 2.0635 | 2.2643 | 2.8066 | 3.8577 | 4.6973 | 5.5199 | 5.1267 | 4.1136 | 4.4479 | 4.8636 | 4.4665
2044-11-28 | 3.6424 | 3.6983 | 3.7668 | 3.5473 | 3.682 | 4.1602 | 5.3983 | 4.2292 | 3.6788 | 2.9984 | 2.3473 | 2.0699 | 2.3445 | 2.5854 | 2.7717 | 3.3748 | 4.521 | 5.4349 | 5.984 | 5.7588 | 4.9185 | 5.2087 | 4.8708 | 4.3792
2044-11-29 | 4.2451 | 4.3851 | 4.2556 | 3.8238 | 3.7902 | 4.4031 | 5.3823 | 4.5551 | 3.5292 | 3.0036 | 2.5163 | 2.1606 | 2.2452 | 2.5473 | 2.4984 | 3.1206 | 4.5324 | 5.3688 | 5.9337 | 5.7042 | 5.1126 | 5.0686 | 4.9825 | 4.6455
2044-11-30 | 4.1992 | 3.6564 | 3.5854 | 3.6854 | 4.0353 | 4.1488 | 4.6718 | 3.7483 | 3.1117 | 2.5147 | 2.1777 | 2.035 | 2.0718 | 2.3215 | 2.8161 | 3.4013 | 4.5303 | 4.9724 | 5.935 | 5.6427 | 5.1578 | 5.2275 | 4.8702 | 4.037
2044-12-01 | 3.8523 | 3.6857 | 3.513 | 3.1725 | 3.0767 | 3.3874 | 4.3321 | 4.0293 | 3.5539 | 3.0966 | 2.5768 | 2.341 | 2.4485 | 2.6679 | 2.6607 | 3.4756 | 4.4073 | 5.0358 | 5.6529 | 5.3084 | 4.5817 | 3.9991 | 4.0142 | 4.1564
2044-12-02 | 3.6497 | 3.3151 | 3.4707 | 3.2055 | 3.064 | 3.1733 | 3.683 | 3.8059 | 3.0637 | 2.7124 | 2.3464 | 1.7676 | 1.8681 | 2.2646 | 2.4615 | 3.0575 | 4.3577 | 5.1479 | 5.5036 | 4.9777 | 4.6503 | 4.2527 | 4.2267 | 4.1075
2044-12-03 | 3.793 | 3.5594 | 3.2277 | 3.2975 | 3.5134 | 3.5723 | 3.5719 | 3.4921 | 3.0244 | 2.4821 | 2.1515 | 2.5457 | 2.6271 | 2.337 | 2.6555 | 2.8913 | 3.2916 | 3.9399 | 4.9223 | 4.4795 | 4.1442 | 3.951 | 3.6488 | 3.3112
2044-12-04 | 3.4697 | 3.5259 | 3.2686 | 2.9842 | 2.8127 | 2.8985 | 3.0988 | 2.9037 | 2.4651 | 2.1031 | 1.5729 | 1.2684 | 1.7874 | 1.945 | 2.0467 | 2.3935 | 3.1331 | 4.043 | 5.0507 | 4.7963 | 4.2585 | 3.557 | 3.674 | 3.5803
2044-12-05 | 3.4723 | 3.3261 | 3.1842 | 3.1417 | 3.1802 | 3.4335 | 4.1193 | 4.2231 | 3.147 | 2.6859 | 2.5019 | 2.2045 | 2.3019 | 2.7934 | 3.1131 | 3.691 | 4.5757 | 5.1344 | 5.7831 | 5.3094 | 4.6621 | 4.1819 | 3.8306 | 3.8282
2044-12-06 | 3.5272 | 3.2997 | 3.3061 | 3.393 | 3.1687 | 3.4958 | 4.1104 | 4.0952 | 3.6937 | 2.8065 | 2.2873 | 2.2043 | 2.1114 | 2.4391 | 2.9882 | 3.4204 | 4.203 | 5.2721 | 5.6283 | 5.3385 | 4.6874 | 4.0965 | 4.1565 | 3.5514
2044-12-07 | 3.2778 | 3.2644 | 3.384 | 3.0847 | 3.1156 | 3.4213 | 3.9034 | 4.0423 | 3.6338 | 3.1077 | 2.6521 | 2.614 | 2.6199 | 2.9996 | 2.9955 | 3.2397 | 4.2958 | 5.0149 | 5.5919 | 5.3367 | 4.7286 | 4.0335 | 3.7746 | 3.7869
2044-12-08 | 3.5499 | 3.1768 | 3.3113 | 3.3271 | 3.2339 | 3.4297 | 4.0018 | 4.1401 | 3.7559 | 3.0141 | 2.501 | 2.188 | 2.2398 | 2.263 | 2.8161 | 3.3405 | 3.9754 | 4.6695 | 5.4788 | 5.0837 | 4.2378 | 4.3627 | 4.3105 | 3.6805
2044-12-09 | 3.3093 | 3.2047 | 2.9915 | 2.9286 | 2.887 | 3.16 | 3.8376 | 3.5087 | 3.347 | 3.3481 | 2.7349 | 2.3991 | 2.5159 | 2.9429 | 2.8229 | 3.4036 | 4.1785 | 4.6983 | 5.1732 | 4.8537 | 4.1395 | 4.4167 | 4.6718 | 4.6986
2044-12-10 | 3.7657 | 3.237 | 3.1545 | 3.132 | 3.0922 | 3.2129 | 3.5113 | 3.5475 | 3.2673 | 2.9143 | 2.5519 | 1.8477 | 1.7627 | 1.9859 | 2.0607 | 2.4114 | 3.06 | 3.5958 | 3.6543 | 3.3577 | 3.3968 | 3.3336 | 3.4448 | 3.3119
2044-12-11 | 3.2225 | 3.0602 | 3.003 | 2.9805 | 2.9662 | 3.1107 | 3.2481 | 3.074 | 2.4648 | 2.0371 | 1.68 | 1.4713 | 1.3835 | 1.7412 | 2.009 | 2.3634 | 2.8155 | 3.6004 | 4.4589 | 4.2199 | 3.8127 | 4.1897 | 4.1178 | 3.8203
2044-12-12 | 3.7339 | 3.2908 | 3.0271 | 2.9929 | 3.0333 | 3.3055 | 3.9389 | 3.9747 | 3.0872 | 2.3337 | 2.0865 | 1.7592 | 1.8561 | 1.8591 | 2.0681 | 2.6742 | 3.9778 | 4.9383 | 5.3532 | 4.8568 | 4.2571 | 3.8925 | 3.9753 | 3.6524
2044-12-13 | 3.4388 | 3.2544 | 3.1545 | 3.0685 | 3.1251 | 3.4765 | 4.2594 | 4.3357 | 3.592 | 3.093 | 2.5272 | 2.1436 | 2.1279 | 2.3418 | 2.5867 | 3.5842 | 4.4542 | 5.1719 | 5.5751 | 5.5098 | 4.9227 | 5.2094 | 5.1931 | 4.5727
2044-12-14 | 4.1938 | 4.2939 | 4.2635 | 4.1142 | 4.101 | 4.5049 | 4.9532 | 4.224 | 3.7485 | 3.2037 | 2.845 | 2.4593 | 2.6136 | 2.9422 | 3.0449 | 3.8338 | 4.3962 | 4.7921 | 5.5782 | 5.3067 | 4.8855 | 5.1106 | 4.7713 | 4.3359
2044-12-15 | 4.0842 | 3.8698 | 3.9027 | 3.5541 | 3.3997 | 3.8952 | 4.4932 | 3.8163 | 3.2124 | 2.707 | 2.5232 | 2.2771 | 2.1194 | 2.0939 | 2.5335 | 2.8268 | 3.5201 | 4.3926 | 5.3 | 5.0451 | 4.5357 | 4.8618 | 4.8494 | 4.3429
2044-12-16 | 3.7853 | 3.5189 | 3.5895 | 3.5801 | 3.592 | 3.6707 | 3.7284 | 3.7766 | 3.5295 | 2.8539 | 2.2327 | 1.8045 | 1.6988 | 1.766 | 2.0467 | 2.5289 | 3.6711 | 4.4767 | 4.9608 | 4.6634 | 3.8685 | 3.8073 | 3.7154 | 3.5155
2044-12-17 | 3.5614 | 3.5348 | 3.5686 | 3.5204 | 3.5035 | 3.2802 | 3.3786 | 3.4429 | 2.8358 | 2.5114 | 2.4292 | 1.9724 | 1.9593 | 2.1643 | 2.3535 | 2.667 | 3.1479 | 4.0083 | 4.6435 | 4.5147 | 4.0313 | 3.5099 | 3.3206 | 3.1162
2044-12-18 | 3.1079 | 3.1303 | 2.8926 | 2.7994 | 2.6352 | 2.6575 | 2.8565 | 2.895 | 2.536 | 2.2517 | 1.9815 | 1.8237 | 1.5967 | 1.5607 | 1.5892 | 2.1359 | 2.9033 | 3.7685 | 4.8099 | 4.4883 | 4.4107 | 4.5758 | 4.2744 | 4.0022
2044-12-19 | 4.0285 | 3.2732 | 3.1441 | 2.8913 | 3.0063 | 3.2397 | 3.8193 | 3.9285 | 3.1929 | 2.4609 | 2.2665 | 1.8774 | 2.0959 | 2.1379 | 2.3936 | 3.0464 | 3.692 | 4.3129 | 5.383 | 5.0612 | 4.8289 | 4.4196 | 4.2994 | 3.813
2044-12-20 | 3.3638 | 3.1299 | 3.0301 | 3.0037 | 3.009 | 3.2164 | 3.6772 | 3.371 | 2.7323 | 2.2823 | 1.881 | 1.8236 | 2.0308 | 2.0573 | 2.4531 | 3.5448 | 4.1486 | 5.0724 | 5.1568 | 4.708 | 4.3622 | 5.1843 | 5.2901 | 4.6882
2044-12-21 | 4.1267 | 3.8556 | 3.7008 | 3.63 | 3.7108 | 4.2068 | 4.8207 | 4.1988 | 3.5576 | 2.6611 | 2.2108 | 1.9894 | 1.8207 | 1.8954 | 2.1748 | 2.5585 | 3.4182 | 4.3648 | 4.8919 | 4.8576 | 4.5589 | 4.7258 | 4.7395 | 4.7133
2044-12-22 | 4.3402 | 4.0005 | 3.554 | 3.5792 | 3.6127 | 4.0507 | 4.5966 | 3.8249 | 3.147 | 2.6839 | 2.0542 | 1.7773 | 1.7017 | 1.8032 | 2.0469 | 2.767 | 3.69 | 4.5745 | 5.3382 | 5.0127 | 4.5898 | 4.8896 | 5.0222 | 4.4543
2044-12-23 | 4.0614 | 3.7147 | 3.6114 | 3.6804 | 3.7857 | 3.9716 | 4.6365 | 4.0706 | 3.485 | 3.044 | 2.6887 | 2.6653 | 2.4016 | 2.5157 | 2.3319 | 2.8211 | 3.4848 | 4.2157 | 5.0023 | 4.9408 | 4.4647 | 5.1719 | 5.1846 | 4.6923
2044-12-24 | 3.5365 | 3.3758 | 3.3611 | 3.3792 | 3.2704 | 3.0983 | 3.294 | 3.4122 | 2.6698 | 1.9718 | 1.479 | 1.2553 | 1.3701 | 1.5665 | 1.8617 | 2.3747 | 3.2675 | 4.3399 | 4.9227 | 4.6584 | 4.3482 | 4.2554 | 4.0867 | 3.4441
2044-12-25 | 3.3713 | 3.4393 | 3.419 | 3.6224 | 3.5314 | 3.6447 | 3.3998 | 3.2069 | 2.7576 | 2.1481 | 1.7513 | 1.4763 | 1.3921 | 1.5433 | 1.9087 | 2.432 | 3.2806 | 4.0355 | 4.9154 | 4.8495 | 4.5079 | 4.2971 | 4.0558 | 3.7932
2044-12-26 | 3.4459 | 3.1071 | 3.0193 | 2.9799 | 3.0353 | 3.2606 | 3.6037 | 3.6771 | 3.5401 | 2.9762 | 2.4087 | 2.3199 | 2.2586 | 2.7392 | 3.1187 | 3.8033 | 4.7204 | 5.3142 | 5.2074 | 4.2927 | 4.0261 | 4.4479 | 4.5805 | 4.7653
2044-12-27 | 4.5623 | 4.3231 | 3.9561 | 3.083 | 3.0529 | 3.2269 | 3.4649 | 3.5883 | 3.288 | 2.891 | 2.634 | 2.5658 | 2.2839 | 2.3024 | 2.2419 | 2.6116 | 3.6287 | 4.707 | 4.9285 | 4.572 | 4.1609 | 4.0339 | 3.7147 | 3.4236
2044-12-28 | 3.3632 | 3.1305 | 3.0644 | 2.9894 | 3.0385 | 3.2036 | 3.4379 | 3.6556 | 3.377 | 2.8645 | 2.5161 | 2.4162 | 2.4053 | 2.2541 | 2.5805 | 3.1062 | 4.1313 | 5.2453 | 5.6138 | 5.6065 | 5.1229 | 4.9317 | 4.9568 | 4.5776
2044-12-29 | 4.3449 | 4.2503 | 4.0636 | 3.9991 | 3.757 | 3.9922 | 4.368 | 3.8958 | 3.4127 | 3.31 | 2.9087 | 2.4785 | 2.4168 | 2.5741 | 2.7214 | 3.6925 | 4.4877 | 5.197 | 5.6418 | 5.4889 | 4.785 | 4.8551 | 4.9618 | 5.0139
2044-12-30 | 4.8008 | 4.3913 | 3.8531 | 3.7687 | 3.8385 | 3.8847 | 4.3577 | 3.8574 | 3.632 | 3.4292 | 3.4942 | 3.1585 | 3.1789 | 3.3556 | 3.5364 | 3.7693 | 4.4378 | 5.2709 | 5.5439 | 5.1376 | 4.7124 | 4.9814 | 4.845 | 4.4285
2044-12-31 | 4.1697 | 3.9699 | 3.6396 | 3.4836 | 3.5162 | 3.7657 | 4.0682 | 3.7318 | 3.1973 | 2.9329 | 2.2356 | 1.9698 | 2.0227 | 2.0436 | 2.2262 | 2.5564 | 3.7246 | 4.5433 | 5.1864 | 4.8414 | 4.3226 | 4.503 | 4.5108 | 3.7575
2045-01-01 | 3.6731 | 3.4971 | 3.1755 | 3.0285 | 2.8661 | 3.0661 | 3.0668 | 3.1035 | 2.6465 | 2.2449 | 1.8364 | 1.5222 | 1.1178 | 1.4106 | 1.8145 | 2.0735 | 2.5556 | 4.1577 | 5.2386 | 5.0341 | 4.3668 | 3.4402 | 3.3719 | 3.2677
2045-01-02 | 3.5632 | 3.5356 | 3.05 | 2.8802 | 3.0243 | 2.9382 | 2.8226 | 2.8088 | 2.3906 | 2.1277 | 1.8985 | 1.7287 | 1.4532 | 1.4944 | 1.6561 | 2.1841 | 3.0011 | 4.1739 | 4.8452 | 4.9273 | 4.4396 | 4.1687 | 3.7638 | 3.6853
2045-01-03 | 3.2176 | 3.1423 | 3.0676 | 3.01 | 2.8841 | 3.2666 | 3.2581 | 3.3431 | 2.9841 | 2.4836 | 1.9004 | 1.5884 | 1.6161 | 1.7286 | 1.878 | 2.3416 | 3.8088 | 4.5896 | 5.5054 | 5.3702 | 4.8979 | 4.3064 | 4.1617 | 3.6944
2045-01-04 | 3.6474 | 3.075 | 3.1271 | 3.0287 | 2.967 | 3.4832 | 3.5022 | 3.3942 | 3.0427 | 2.4231 | 1.9882 | 1.746 | 1.4053 | 1.5376 | 1.8177 | 2.3043 | 3.4962 | 4.6467 | 5.25 | 5.3641 | 4.7945 | 4.4012 | 4.0232 | 4.0191
2045-01-05 | 3.48 | 3.2511 | 3.4294 | 3.1806 | 3 | 3.0787 | 3.2711 | 3.403 | 3.0773 | 2.3485 | 1.9467 | 1.5456 | 1.4326 | 1.5868 | 1.8193 | 2.3968 | 3.1923 | 4.171 | 5.4707 | 5.3464 | 4.3636 | 3.9739 | 3.8204 | 3.7906
2045-01-06 | 3.2529 | 2.9549 | 3.0787 | 3.0644 | 2.8711 | 3.2188 | 3.512 | 3.7291 | 3.5365 | 2.8211 | 2.2269 | 1.7077 | 1.4972 | 1.6123 | 1.8951 | 2.348 | 3.1686 | 3.8929 | 5.0014 | 4.0406 | 3.5793 | 4.2762 | 4.4992 | 4.1577
2045-01-07 | 3.1282 | 3.1014 | 3.2807 | 2.9275 | 2.8151 | 2.8084 | 2.9917 | 3.0287 | 2.4604 | 2.21 | 1.9507 | 1.4182 | 1.1748 | 1.4209 | 1.7714 | 1.9765 | 2.7417 | 4.0044 | 4.8644 | 4.8125 | 3.6599 | 3.7332 | 3.6138 | 3.3259
2045-01-08 | 3.4965 | 3.3214 | 3.0054 | 3.0266 | 2.865 | 3.0651 | 3.0665 | 3.111 | 2.5982 | 2.2204 | 1.7641 | 1.4049 | 1.0968 | 1.3669 | 1.7379 | 1.9949 | 2.5256 | 4.1551 | 5.2324 | 5.0831 | 4.3663 | 3.4566 | 3.352 | 3.0497
2045-01-09 | 3.0239 | 2.8309 | 2.7361 | 2.7365 | 2.9836 | 3.2664 | 3.3557 | 3.4886 | 3.3059 | 2.4101 | 2.1101 | 1.7619 | 1.7256 | 1.8804 | 1.9209 | 2.2982 | 3.6522 | 4.7123 | 5.5754 | 5.1829 | 4.2752 | 4.0686 | 4.112 | 3.8963
2045-01-10 | 3.5797 | 3.1544 | 3.073 | 3.1464 | 2.8682 | 3.0715 | 3.859 | 4.1171 | 3.7777 | 3.0596 | 2.3954 | 2.1218 | 2.0038 | 2.0795 | 2.3589 | 3.3282 | 4.0918 | 4.5185 | 5.7133 | 5.7489 | 5.307 | 4.7305 | 4.4229 | 4.1996
2045-01-11 | 3.6172 | 3.4262 | 3.3019 | 3.2023 | 3.0303 | 3.5601 | 3.8723 | 3.9699 | 3.4355 | 2.8146 | 2.1835 | 1.7711 | 2.1503 | 2.167 | 2.1237 | 2.3871 | 3.7774 | 5.1173 | 5.7795 | 5.5804 | 4.6383 | 4.5825 | 4.1785 | 4.0183
2045-01-12 | 3.7787 | 3.4879 | 3.089 | 3.0093 | 2.9707 | 3.6753 | 4.2441 | 4.4105 | 3.8088 | 3.2914 | 2.6646 | 2.1301 | 2.4467 | 2.261 | 2.4728 | 3.2213 | 4.4222 | 4.7289 | 5.7352 | 5.7699 | 5.29 | 4.8746 | 4.5283 | 4.3393
2045-01-13 | 3.696 | 3.2994 | 3.1521 | 3.0382 | 2.8794 | 3.3428 | 4.327 | 4.1811 | 3.199 | 2.2764 | 1.9059 | 1.6194 | 1.694 | 2.1116 | 2.0994 | 2.457 | 3.6148 | 4.2925 | 4.9837 | 5.1708 | 4.7371 | 4.5571 | 4.4214 | 4.2607
2045-01-14 | 3.651 | 3.0424 | 2.9492 | 3.081 | 2.7768 | 2.817 | 3.2379 | 3.3602 | 2.9558 | 2.3405 | 1.9792 | 1.7118 | 1.7193 | 1.5814 | 1.9606 | 2.3241 | 2.7 | 3.4455 | 5.0028 | 5.0201 | 4.0186 | 4.177 | 4.2971 | 3.4512
2045-01-15 | 3.1997 | 3.102 | 3.2664 | 2.9039 | 2.7201 | 2.6691 | 2.8534 | 2.8681 | 2.514 | 2.048 | 1.6375 | 1.1162 | 1.0742 | 1.0941 | 1.6007 | 2.1196 | 2.4744 | 3.3843 | 4.9786 | 4.9158 | 4.3571 | 3.6195 | 3.3939 | 3.1917
2045-01-16 | 3.0761 | 2.8435 | 2.7864 | 2.8556 | 2.9539 | 3.3456 | 3.4684 | 3.4802 | 3.3578 | 2.6079 | 1.9481 | 1.7735 | 1.8433 | 1.7525 | 2.0072 | 2.3028 | 3.393 | 4.4289 | 5.4687 | 5.0448 | 4.3538 | 3.9746 | 4.2749 | 3.5412
2045-01-17 | 3.1083 | 3.1772 | 3.0393 | 2.9209 | 2.8825 | 3.0152 | 3.7651 | 3.6045 | 3.0272 | 2.382 | 1.9635 | 1.7116 | 1.623 | 1.5684 | 2.0186 | 2.2287 | 3.0834 | 5.0611 | 5.7681 | 5.7302 | 5.0038 | 4.57 | 4.2115 | 3.7436
2045-01-18 | 3.7046 | 3.3649 | 3.1675 | 3.2851 | 3.0917 | 3.447 | 4.4434 | 4.943 | 4.0832 | 3.2117 | 2.8334 | 2.2243 | 2.0702 | 1.9455 | 2.1562 | 2.9132 | 3.943 | 4.7516 | 5.7613 | 5.7395 | 5.1693 | 4.7243 | 4.257 | 3.8498
2045-01-19 | 3.8495 | 3.3359 | 3.1331 | 3.0873 | 3.198 | 3.1434 | 4.0284 | 3.8238 | 3.5604 | 2.7434 | 2.2801 | 1.8725 | 1.6999 | 1.7909 | 2.1698 | 2.4335 | 3.3498 | 4.4463 | 5.7446 | 5.2557 | 4.6526 | 4.3491 | 4.2679 | 3.9706
2045-01-20 | 3.2762 | 3.0592 | 3.0077 | 2.9465 | 3.0052 | 3.6947 | 4.2639 | 4.5151 | 4.1976 | 3.2664 | 2.3359 | 2.2156 | 2.2401 | 2.3382 | 2.4013 | 3.746 | 4.4116 | 4.4872 | 5.3263 | 5.374 | 4.8782 | 4.4885 | 4.5761 | 4.207
2045-01-21 | 3.3127 | 3.2919 | 3.4332 | 3.1085 | 2.9731 | 3.0909 | 3.2726 | 3.3905 | 2.8629 | 2.3984 | 1.9656 | 1.681 | 1.6833 | 1.88 | 2.0921 | 2.299 | 2.781 | 4.2827 | 5.4047 | 5.1585 | 4.5433 | 4.0927 | 4.0356 | 3.9846
2045-01-22 | 3.3952 | 3.161 | 3.0767 | 3.2986 | 2.9725 | 3.0075 | 3.1715 | 3.4927 | 3.2529 | 2.5448 | 2.0277 | 1.6939 | 1.4863 | 1.5637 | 1.964 | 2.3291 | 2.5624 | 3.6005 | 5.2946 | 5.2966 | 4.6886 | 3.9376 | 3.4762 | 3.3887
2045-01-23 | 2.9447 | 2.6972 | 2.6567 | 2.7721 | 2.7474 | 3.1014 | 3.7275 | 4.1619 | 3.157 | 2.3727 | 2.059 | 1.6781 | 1.5387 | 1.671 | 2.1813 | 2.8323 | 3.4058 | 4.618 | 5.8462 | 5.5442 | 5.0198 | 4.5866 | 4.1348 | 3.6431
2045-01-24 | 3.7642 | 3.3808 | 3.121 | 3.3271 | 3.4169 | 3.5625 | 4.505 | 4.8036 | 4.617 | 3.8143 | 3.2416 | 2.9116 | 2.1741 | 2.3047 | 3.1293 | 3.7503 | 4.4257 | 4.5493 | 5.6712 | 5.7566 | 5.3457 | 5.0333 | 4.5185 | 3.9874
2045-01-25 | 3.9355 | 3.547 | 3.3503 | 3.2982 | 3.039 | 3.1569 | 4.1907 | 4.6162 | 3.8457 | 3.0962 | 2.4296 | 1.9316 | 1.8587 | 1.934 | 2.224 | 2.9445 | 3.5919 | 4.3807 | 5.729 | 5.7632 | 5.2543 | 4.8799 | 4.4682 | 3.9103
2045-01-26 | 3.8328 | 3.4687 | 3.2991 | 3.4114 | 3.2828 | 3.5252 | 4.5245 | 4.9636 | 4.6404 | 3.9009 | 3.1001 | 2.7672 | 2.7972 | 2.914 | 3.014 | 3.4601 | 3.7375 | 4.2299 | 5.4973 | 5.5747 | 5.0374 | 4.5289 | 4.1649 | 3.9808
2045-01-27 | 3.3243 | 3.1543 | 3.0906 | 2.9806 | 2.8425 | 3.471 | 3.7379 | 3.6891 | 3.4133 | 2.6275 | 1.9642 | 1.7616 | 1.8783 | 1.9409 | 2.1266 | 2.7652 | 3.9309 | 4.7445 | 5.3874 | 5.2123 | 4.6124 | 4.7789 | 4.8736 | 4.4717
2045-01-28 | 3.4428 | 3.0915 | 3.2393 | 3.1841 | 2.973 | 3.1954 | 3.681 | 3.7344 | 3.3851 | 2.5582 | 2.1031 | 2.0754 | 2.0105 | 2.3174 | 2.6999 | 3.3948 | 3.7525 | 3.9606 | 4.7699 | 4.7504 | 4.2943 | 4.1921 | 3.9719 | 3.733
2045-01-29 | 3.4638 | 3.0281 | 3.057 | 3.0686 | 2.8464 | 2.8148 | 3.0397 | 2.8843 | 2.4893 | 2.0554 | 1.8957 | 1.6081 | 1.6789 | 1.6274 | 2.0999 | 2.0704 | 2.3752 | 3.5145 | 5.0682 | 5.2414 | 4.5851 | 3.5759 | 3.4826 | 3.2843
2045-01-30 | 2.9007 | 2.7756 | 2.7395 | 2.9503 | 2.9221 | 3.256 | 4.1806 | 4.807 | 3.7151 | 2.6506 | 2.6615 | 2.221 | 1.9546 | 2.1342 | 2.6792 | 2.7973 | 3.4843 | 4.7617 | 5.602 | 5.6785 | 5.2987 | 5.029 | 4.2637 | 3.8541
2045-01-31 | 3.8043 | 3.4165 | 3.2224 | 3.3 | 3.2381 | 3.3241 | 4.1937 | 4.1309 | 3.6371 | 2.8035 | 2.1953 | 1.7193 | 1.8223 | 2.0432 | 2.3494 | 2.6522 | 3.3774 | 4.7448 | 5.7731 | 5.7655 | 5.1569 | 4.6865 | 4.3838 | 3.9282
2045-02-01 | 4.0152 | 3.5171 | 3.4302 | 3.3928 | 3.2488 | 3.7036 | 4.8062 | 4.9912 | 4.5896 | 4.3557 | 3.4585 | 2.9906 | 2.7922 | 2.4573 | 3.0374 | 3.386 | 4.0771 | 4.9837 | 5.7018 | 5.5252 | 4.4624 | 4.5827 | 4.7183 | 3.9649
2045-02-02 | 3.7084 | 3.7598 | 3.4197 | 3.2756 | 3.0502 | 3.4688 | 4.6167 | 4.5248 | 4.1367 | 3.4388 | 3.0739 | 2.3726 | 2.7005 | 2.8668 | 2.8885 | 2.6803 | 3.4856 | 4.6604 | 5.679 | 5.6807 | 5.097 | 4.6813 | 4.3502 | 4.0048
2045-02-03 | 3.6491 | 3.6457 | 3.2447 | 3.3585 | 3.3296 | 3.712 | 4.6859 | 5.1011 | 4.6609 | 3.5908 | 3.7124 | 2.9346 | 2.3668 | 2.0464 | 2.3751 | 3.0623 | 3.4262 | 4.2029 | 5.4273 | 5.4086 | 4.4884 | 4.9973 | 4.9448 | 3.9941
2045-02-04 | 3.5462 | 3.4478 | 3.2027 | 2.9601 | 2.8479 | 3.0621 | 3.1285 | 3.0901 | 2.533 | 2.2986 | 1.9136 | 1.7577 | 1.4606 | 1.5667 | 2.0065 | 2.5926 | 3.6171 | 3.8934 | 4.9536 | 5.1724 | 4.7255 | 4.3639 | 4.2685 | 3.9356
2045-02-05 | 3.4925 | 3.3049 | 3.5154 | 3.2132 | 3.0232 | 3.0171 | 3.3623 | 3.68 | 3.5801 | 2.9948 | 2.5609 | 2.4376 | 2.7147 | 2.6395 | 2.1967 | 2.5124 | 2.6515 | 3.2791 | 4.8108 | 5.1452 | 4.6912 | 4.1506 | 3.6712 | 3.2892
2045-02-06 | 3.3453 | 3.4386 | 3.1766 | 3.0633 | 3.0047 | 3.1819 | 4.1385 | 4.2388 | 3.3362 | 3.7551 | 3.66 | 2.7909 | 2.6248 | 2.2105 | 2.8272 | 3.6563 | 4.4677 | 5.3525 | 5.5487 | 5.1377 | 4.2875 | 4.4589 | 3.9801 | 3.5751
2045-02-07 | 3.5141 | 3.5095 | 3.2219 | 3.0627 | 3.0468 | 3.569 | 4.1179 | 4.0231 | 3.6251 | 2.6282 | 2.7728 | 2.9243 | 2.9326 | 2.284 | 2.3923 | 2.6313 | 3.3934 | 4.1202 | 5.2998 | 5.6506 | 4.8958 | 4.5331 | 4.7838 | 3.9828
2045-02-08 | 3.3582 | 3.2632 | 3.1279 | 3.1495 | 2.9296 | 3.0722 | 3.4196 | 3.6901 | 3.2189 | 2.4783 | 1.9915 | 2.1314 | 2.2457 | 2.1505 | 1.9833 | 1.8979 | 3.4312 | 4.5711 | 5.4116 | 5.4248 | 5.0665 | 4.4029 | 4.0935 | 3.9605
2045-02-09 | 3.5467 | 3.1939 | 3.1106 | 3.0435 | 3.0962 | 3.2819 | 3.9757 | 3.6508 | 3.3716 | 2.5547 | 2.2239 | 1.8232 | 1.6727 | 1.5118 | 1.7031 | 2.1461 | 2.7147 | 3.9312 | 4.6958 | 4.8541 | 4.5533 | 4.2383 | 3.7266 | 3.558
2045-02-10 | 3.3119 | 2.9672 | 2.8925 | 2.8652 | 2.7783 | 2.9615 | 3.6364 | 4.0473 | 3.4037 | 2.4498 | 1.7361 | 1.5067 | 1.4412 | 1.5619 | 1.924 | 2.3134 | 2.6742 | 3.4194 | 4.9633 | 4.7484 | 3.9264 | 4.3607 | 3.9263 | 3.4621
2045-02-11 | 3.0722 | 3.2364 | 3.029 | 2.931 | 2.8865 | 3.0154 | 3.257 | 2.9416 | 2.3913 | 2.0632 | 1.6457 | 1.1871 | 1.1149 | 1.171 | 1.469 | 1.9858 | 2.5347 | 3.2917 | 3.9526 | 4.2951 | 3.9051 | 3.7108 | 3.437 | 3.2875
2045-02-12 | 3.2654 | 2.9602 | 2.899 | 2.8494 | 2.7788 | 2.9691 | 3.0441 | 2.941 | 2.4493 | 2.0015 | 1.4421 | 1.0587 | 0.75609 | 0.91058 | 1.2809 | 1.5494 | 2.1439 | 3.1122 | 4.7716 | 5.0527 | 4.4527 | 3.6237 | 3.2499 | 3.0263
2045-02-13 | 2.91 | 2.944 | 2.745 | 2.707 | 2.7982 | 3.2611 | 3.5648 | 3.7399 | 3.3104 | 2.4684 | 2.1616 | 1.7923 | 1.5599 | 1.5806 | 1.9157 | 2.4108 | 3.4401 | 4.4112 | 5.2355 | 5.3277 | 4.7978 | 4.506 | 3.9941 | 3.9332
2045-02-14 | 3.3544 | 3.058 | 2.9662 | 3.0691 | 3.1386 | 3.2545 | 3.934 | 3.7945 | 4.2111 | 3.753 | 2.9821 | 2.9761 | 2.8385 | 3.1975 | 3.3226 | 3.6637 | 4.058 | 4.6464 | 5.6954 | 5.6765 | 5.1105 | 4.8362 | 4.7436 | 4.0679
2045-02-15 | 3.6112 | 3.3837 | 3.3249 | 3.5657 | 3.4296 | 3.4771 | 3.7217 | 3.8302 | 3.9483 | 3.4968 | 3.0378 | 2.9769 | 3.3172 | 3.5783 | 3.7108 | 4.2267 | 5.0425 | 5.0425 | 5.2709 | 5.2452 | 4.9323 | 4.4469 | 4.2782 | 3.9626
2045-02-16 | 3.767 | 3.2795 | 3.2681 | 3.3004 | 3.3224 | 3.513 | 4.511 | 4.6135 | 4.4664 | 4.0878 | 3.4897 | 2.3756 | 2.0603 | 2.263 | 2.6044 | 2.5688 | 3.7355 | 3.9874 | 4.9668 | 5.3004 | 5.1525 | 4.8756 | 4.384 | 4.173
2045-02-17 | 3.4517 | 3.2013 | 3.1445 | 3.0865 | 2.9565 | 3.2027 | 4.4117 | 4.6351 | 3.466 | 3.4203 | 2.7261 | 1.9271 | 2.0112 | 2.428 | 2.3097 | 2.5828 | 3.2922 | 4.0639 | 4.6551 | 5.1404 | 4.9129 | 4.9297 | 4.1715 | 3.7847
2045-02-18 | 3.5318 | 3.0881 | 2.9803 | 2.9243 | 2.8719 | 2.9359 | 3.0561 | 2.9907 | 2.5048 | 2.3131 | 2.1181 | 1.5893 | 1.4519 | 1.6709 | 1.996 | 2.7983 | 3.5892 | 4.1979 | 4.3501 | 4.3652 | 4.1844 | 4.3331 | 3.7196 | 3.4929
2045-02-19 | 3.373 | 3.4477 | 3.1048 | 2.9702 | 2.7805 | 2.9766 | 3.0832 | 3.0669 | 2.9491 | 2.4188 | 2.2592 | 2.2404 | 2.5623 | 2.3466 | 2.1114 | 2.3469 | 2.8754 | 4.1137 | 4.7501 | 4.6535 | 3.7394 | 3.3284 | 3.7567 | 3.257
2045-02-20 | 2.9646 | 2.8145 | 2.8823 | 2.7608 | 2.768 | 2.7967 | 2.7766 | 3.0396 | 2.799 | 2.2308 | 1.6977 | 0.89998 | 0.9862 | 1.36 | 1.9202 | 2.3446 | 2.5734 | 3.5639 | 4.8721 | 5.5141 | 4.3603 | 4.3012 | 4.2442 | 3.4296
2045-02-21 | 3.1459 | 3.2331 | 3.0284 | 2.8595 | 2.7848 | 2.9483 | 3.4066 | 3.6526 | 2.7375 | 2.3649 | 2.0188 | 1.7609 | 1.6743 | 2.0537 | 2.2154 | 2.4271 | 3.219 | 4.4935 | 5.5448 | 5.5684 | 5.0029 | 5.1428 | 4.4188 | 3.6972
2045-02-22 | 3.2418 | 3.0251 | 3.0426 | 2.7836 | 2.7964 | 3.0399 | 3.6873 | 3.8445 | 3.3703 | 2.6241 | 2.3788 | 2.0147 | 1.904 | 2.0312 | 2.3057 | 3.0079 | 3.476 | 4.1339 | 5.3687 | 5.6443 | 5.1041 | 4.5506 | 4.3534 | 4.2192
2045-02-23 | 3.7392 | 3.4108 | 3.2562 | 3.386 | 3.1121 | 3.3186 | 4.1394 | 4.1714 | 4.2002 | 3.4967 | 3.0419 | 3.617 | 3.5539 | 3.1629 | 3.1828 | 3.5018 | 4.5244 | 4.7976 | 5.1825 | 5.1904 | 4.7882 | 4.3571 | 4.2859 | 3.8665
2045-02-24 | 3.3893 | 3.1557 | 3.0479 | 2.9917 | 2.95 | 3.1978 | 4.1566 | 4.1792 | 3.4589 | 3.0406 | 2.2051 | 1.8181 | 1.9898 | 2.4141 | 2.4961 | 2.8317 | 3.5745 | 4.5736 | 5.0147 | 5.027 | 4.9266 | 5.0634 | 4.4891 | 4.0403
2045-02-25 | 3.9291 | 3.4132 | 3.1663 | 3.0687 | 3.0881 | 3.502 | 3.5631 | 3.5383 | 3.0955 | 2.5325 | 2.2538 | 1.6955 | 2.0715 | 2.2139 | 2.2845 | 2.6066 | 3.53 | 4.4635 | 4.5028 | 4.7614 | 4.5331 | 4.188 | 4.008 | 3.6632
2045-02-26 | 3.7527 | 3.2431 | 3.1304 | 3.2122 | 3.0454 | 3.1294 | 3.3063 | 3.5974 | 3.0334 | 2.4114 | 2.2041 | 1.9548 | 1.9156 | 1.8175 | 2.4278 | 2.6 | 3.1204 | 4.4239 | 5.368 | 5.3832 | 4.4624 | 3.8976 | 3.5368 | 3.1666
2045-02-27 | 3.1151 | 3.0672 | 2.8245 | 2.8245 | 2.9048 | 3.1375 | 4.1153 | 4.0482 | 3.5546 | 2.8919 | 2.2637 | 1.7695 | 1.9164 | 1.9837 | 2.3781 | 2.6027 | 3.8958 | 4.7368 | 5.3509 | 5.2025 | 5.0002 | 4.7518 | 3.9654 | 3.5608
2045-02-28 | 3.3048 | 3.1665 | 2.9133 | 2.8983 | 2.8421 | 3.4019 | 3.9548 | 3.9827 | 3.4273 | 2.8428 | 2.2645 | 2.0746 | 2.1425 | 2.0991 | 2.2349 | 2.5376 | 3.5848 | 4.2233 | 5.2054 | 5.5748 | 4.9879 | 4.466 | 4.3543 | 4.1811
2045-03-01 | 3.7678 | 3.4878 | 3.0063 | 2.8835 | 2.8474 | 3.5886 | 4.0342 | 3.7089 | 3.8951 | 3.1849 | 2.6423 | 2.1959 | 2.0588 | 1.8817 | 2.2875 | 3.2369 | 4.2409 | 4.2067 | 5.1965 | 5.5931 | 5.2037 | 5.0218 | 4.7473 | 3.9924
2045-03-02 | 3.7068 | 3.5599 | 3.6744 | 3.3777 | 3.2656 | 3.6032 | 4.7047 | 4.7454 | 4.0108 | 3.0515 | 2.0329 | 1.9104 | 2.0095 | 1.9485 | 2.5658 | 2.8826 | 3.5512 | 4.3596 | 5.1914 | 5.2623 | 4.9505 | 4.6112 | 4.2546 | 3.7007
2045-03-03 | 3.3932 | 3.2011 | 3.2632 | 3.3564 | 2.9807 | 3.2222 | 3.7661 | 3.8882 | 3.4084 | 2.8145 | 2.5704 | 2.4953 | 2.7583 | 2.5776 | 2.2978 | 3.2756 | 3.8263 | 4.2968 | 4.9712 | 5.2651 | 4.7707 | 4.4415 | 4.7213 | 4.2814
2045-03-04 | 3.342 | 3.3533 | 3.2279 | 3.0261 | 2.8966 | 2.9884 | 3.6954 | 3.5953 | 2.7409 | 2.6768 | 2.7006 | 1.9585 | 1.7145 | 1.6426 | 1.8958 | 2.047 | 3.019 | 3.9678 | 4.5725 | 4.2267 | 4.1335 | 4.4864 | 4.1453 | 3.6166
2045-03-05 | 3.641 | 3.3418 | 3.039 | 3.1621 | 2.9907 | 3.1745 | 3.1061 | 2.9288 | 2.5162 | 2.3168 | 1.8267 | 1.549 | 1.3761 | 1.6819 | 1.7186 | 1.5762 | 2.3794 | 3.7892 | 4.9387 | 5.1021 | 4.464 | 3.7474 | 3.4265 | 3.1545
2045-03-06 | 3.2578 | 3.0641 | 2.9041 | 2.7977 | 2.8298 | 3.3867 | 4.0453 | 3.8574 | 3.4555 | 2.4211 | 1.8942 | 1.5883 | 1.7844 | 1.908 | 1.8739 | 1.8454 | 2.8934 | 4.2534 | 5.1944 | 5.6778 | 4.9997 | 4.3887 | 3.9824 | 3.7354
2045-03-07 | 3.6028 | 3.3489 | 3.0719 | 2.9916 | 2.9448 | 3.4321 | 4.2896 | 4.0766 | 3.6175 | 3.1374 | 2.651 | 2.1411 | 1.9784 | 2.3791 | 2.3323 | 2.4045 | 2.9193 | 4.1296 | 5.0719 | 5.5138 | 4.957 | 4.2812 | 4.0242 | 3.4575
2045-03-08 | 3.3381 | 3.3195 | 3.0755 | 3.0004 | 2.9273 | 3.117 | 4.2455 | 3.679 | 2.7879 | 1.8496 | 1.2506 | 1.2812 | 1.6892 | 1.5798 | 1.307 | 1.9285 | 2.6359 | 3.3977 | 4.8082 | 5.3658 | 4.9261 | 4.0695 | 4.0572 | 3.7318
2045-03-09 | 3.2113 | 3.0642 | 3.2057 | 2.9937 | 2.9642 | 3.2445 | 4.0847 | 4.2201 | 3.2505 | 2.3718 | 1.7837 | 1.4512 | 1.3038 | 1.4212 | 1.8773 | 2.1757 | 2.8261 | 3.6386 | 5.2294 | 5.5317 | 4.8815 | 4.3397 | 3.9827 | 3.5645
2045-03-10 | 3.2825 | 3.1603 | 3.2197 | 2.9563 | 2.9404 | 3.3056 | 4.2379 | 3.7315 | 3.3448 | 3.1528 | 2.3993 | 2.2338 | 2.4477 | 2.2142 | 1.5545 | 2.0188 | 2.9759 | 3.5039 | 4.1637 | 4.5101 | 4.0389 | 4.2968 | 4.2201 | 3.8432
2045-03-11 | 3.3835 | 3.0561 | 2.8185 | 2.7737 | 2.7113 | 2.8078 | 3.0914 | 3.28 | 2.6546 | 2.0138 | 1.5639 | 0.8465 | 1.0416 | 1.1197 | 1.2629 | 1.9387 | 2.8979 | 3.2362 | 4.0451 | 4.4787 | 4.1232 | 3.6576 | 3.4452 | 3.2178
2045-03-12 | 3.2827 | 2.9601 | 2.9975 | 2.9919 | 2.9967 | 2.904 | 3.0695 | 3.0163 | 2.919 | 2.5319 | 1.5809 | 1.6087 | 1.7994 | 1.2888 | 1.8202 | 2.4257 | 3.1265 | 3.7782 | 4.6119 | 4.4479 | 3.9396 | 3.605 | 3.6905 | 3.0943
2045-03-13 | 3.0094 | 2.9803 | 2.7331 | 2.6779 | 2.7793 | 3.175 | 4.2342 | 4.3538 | 3.4962 | 2.3129 | 2.3715 | 2.1337 | 2.599 | 2.2158 | 2.2136 | 3.2125 | 3.5577 | 4.2194 | 5.3759 | 5.3869 | 4.4777 | 4.1197 | 4.0963 | 3.3649
2045-03-14 | 3.1514 | 2.4091 | 1.8539 | 2.0888 | 2.6581 | 3.083 | 4.479 | 4.5393 | 3.6088 | 3.4243 | 3.195 | 2.9664 | 2.8333 | 2.9942 | 3.1828 | 3.2309 | 3.9666 | 4.5591 | 5.5661 | 5.4247 | 5.04 | 4.5779 | 4.0817 | 3.5514
2045-03-15 | 3.2236 | 3.2347 | 2.9185 | 2.6821 | 2.7539 | 3.0121 | 3.5889 | 4.3267 | 4.0562 | 3.1667 | 2.6717 | 2.3756 | 2.6418 | 2.2314 | 2.2625 | 3.3205 | 3.82 | 4.3179 | 5.5408 | 5.7544 | 5.189 | 4.4926 | 4.2061 | 4.1347
2045-03-16 | 3.4517 | 3.2595 | 3.3038 | 2.9609 | 2.9914 | 3.4347 | 4.4508 | 4.497 | 3.7079 | 2.8242 | 2.3129 | 1.9229 | 1.8477 | 1.8909 | 2.4436 | 2.9117 | 3.5367 | 4.7459 | 5.5898 | 5.9502 | 5.3067 | 4.6376 | 4.0595 | 3.8223
2045-03-17 | 3.2918 | 3.0541 | 2.9541 | 2.9679 | 2.9992 | 3.1034 | 3.8611 | 3.8878 | 3.3221 | 3.066 | 2.9161 | 2.5193 | 2.174 | 2.5362 | 2.6406 | 3.094 | 3.9564 | 4.1232 | 5.0779 | 5.456 | 5.1062 | 4.8244 | 4.4818 | 4.1281
2045-03-18 | 3.7602 | 3.3868 | 3.0996 | 3.1337 | 3.2887 | 3.1365 | 3.2815 | 3.2096 | 2.7378 | 2.1172 | 1.7044 | 1.3246 | 1.4326 | 1.9287 | 1.8054 | 1.7181 | 2.7439 | 3.9009 | 4.6693 | 4.84 | 4.4961 | 4.518 | 3.9317 | 3.6414
2045-03-19 | 3.6915 | 3.4878 | 3.1265 | 3.0128 | 2.8968 | 3.1904 | 3.2233 | 3.2286 | 2.6027 | 2.4926 | 2.0268 | 2.131 | 1.8269 | 1.8282 | 2.1467 | 1.8827 | 2.3532 | 3.2579 | 4.7498 | 4.9769 | 4.587 | 4.1582 | 3.7889 | 3.4252
2045-03-20 | 3.3703 | 3.226 | 2.8838 | 2.6339 | 2.671 | 3.0229 | 3.2143 | 3.37 | 3.3358 | 2.5046 | 2.1481 | 1.6008 | 2.104 | 2.8234 | 2.5188 | 3.0563 | 3.371 | 3.6812 | 4.587 | 5.2533 | 4.8965 | 4.1494 | 3.7844 | 3.7476
2045-03-21 | 3.4302 | 3.0288 | 2.8841 | 3.0626 | 2.9665 | 3.2053 | 3.9002 | 3.885 | 3.7345 | 3.5636 | 2.8723 | 2.0513 | 2.1462 | 2.4786 | 2.6117 | 3.0118 | 3.9463 | 4.5322 | 5.1499 | 5.2766 | 4.8249 | 4.3941 | 3.7735 | 3.5663
2045-03-22 | 3.266 | 3.0014 | 2.9621 | 2.9218 | 2.9376 | 3.5215 | 3.8937 | 3.8394 | 3.492 | 2.7043 | 2.22 | 1.9196 | 2.3604 | 2.2146 | 2.47 | 2.9245 | 3.605 | 4.5781 | 5.1929 | 5.3002 | 4.5399 | 3.9733 | 3.7937 | 3.6683
2045-03-23 | 3.5714 | 3.2674 | 3.0271 | 2.9314 | 3.1286 | 3.3036 | 3.9517 | 3.8407 | 3.8794 | 3.7335 | 2.9863 | 2.1383 | 2.2266 | 2.6381 | 2.9116 | 3.345 | 3.7845 | 4.8167 | 5.3775 | 5.5325 | 4.8029 | 4.4465 | 4.1696 | 3.816
2045-03-24 | 3.6954 | 3.4401 | 3.1497 | 3.0979 | 3.0022 | 3.3004 | 3.9672 | 3.5532 | 2.9368 | 2.7911 | 2.2118 | 1.8395 | 1.8865 | 2.4145 | 2.4009 | 3.4636 | 4.0043 | 4.9181 | 4.8972 | 4.8425 | 4.9071 | 4.8455 | 4.3182 | 4.104
2045-03-25 | 3.7942 | 3.4016 | 3.1168 | 3.0579 | 3.3452 | 3.5032 | 3.8211 | 3.8961 | 3.8274 | 4.2328 | 3.6773 | 2.8395 | 2.567 | 2.5539 | 2.452 | 2.2604 | 2.8422 | 3.6029 | 3.8871 | 4.3275 | 4.2531 | 3.7777 | 3.6111 | 3.4379
2045-03-26 | 3.2828 | 2.9546 | 2.8298 | 2.7063 | 2.602 | 2.6329 | 2.6877 | 2.7508 | 2.2875 | 1.8684 | 1.3396 | 0.78009 | 0.89752 | 0.89337 | 0.9662 | 1.056 | 2.0326 | 3.1484 | 4.0013 | 4.8392 | 4.6698 | 4.1851 | 3.9437 | 3.7968
2045-03-27 | 3.3237 | 2.9563 | 2.8792 | 2.9586 | 3.0578 | 3.1064 | 3.3204 | 3.4831 | 3.2262 | 3.2753 | 2.161 | 2.1263 | 2.1542 | 1.6961 | 1.0487 | 1.644 | 2.4483 | 3.5602 | 4.512 | 5.1669 | 4.7437 | 4.1683 | 4.2255 | 3.6344
2045-03-28 | 3.1684 | 3.1314 | 3.0832 | 2.9053 | 2.8783 | 3.1189 | 3.9697 | 3.6019 | 2.4782 | 2.1069 | 1.8536 | 1.5571 | 1.5454 | 1.7633 | 1.7663 | 1.6988 | 2.8476 | 4.2448 | 4.8248 | 5.4532 | 5.167 | 4.8327 | 4.3231 | 4.0205
2045-03-29 | 3.3775 | 3.1626 | 3.0467 | 3.0111 | 2.9851 | 3.4969 | 3.8935 | 3.5859 | 2.9868 | 2.1853 | 1.7296 | 1.5518 | 1.6532 | 1.5459 | 1.4589 | 1.6975 | 3.0165 | 4.1359 | 4.8637 | 5.5057 | 5.2535 | 4.8204 | 4.3317 | 4.0412
2045-03-30 | 3.6333 | 3.1272 | 3.0444 | 3.1823 | 3.2193 | 3.4494 | 4.0393 | 3.8448 | 3.2155 | 2.693 | 2.14 | 1.8464 | 2.0993 | 2.146 | 1.6215 | 2.3561 | 3.5021 | 4.4957 | 5.0935 | 5.7053 | 5.4436 | 4.9994 | 4.2089 | 3.7953
2045-03-31 | 3.6689 | 3.1824 | 3.0087 | 2.892 | 2.8945 | 3.0172 | 3.4378 | 3.5003 | 2.765 | 2.2316 | 1.7466 | 1.5783 | 1.6309 | 1.7894 | 1.5428 | 1.9653 | 3.1967 | 3.8589 | 4.611 | 5.3499 | 5.0398 | 4.7418 | 4.278 | 3.9576
2045-04-01 | 3.6825 | 3.2894 | 3.0307 | 2.9685 | 3.0532 | 3.1032 | 3.2156 | 3.1186 | 2.6118 | 2.6453 | 2.2162 | 2.2987 | 2.6333 | 2.708 | 2.8916 | 2.609 | 2.6742 | 3.9557 | 4.2246 | 4.8764 | 4.6105 | 4.3022 | 3.8126 | 3.4637
2045-04-02 | 3.5672 | 3.1597 | 3.0008 | 2.9709 | 2.8469 | 2.9058 | 2.8039 | 2.8177 | 2.5819 | 2.0237 | 1.7468 | 1.957 | 1.8714 | 1.6365 | 1.8939 | 2.3488 | 2.7356 | 3.7711 | 4.8726 | 5.4682 | 4.8199 | 4.5537 | 4.4188 | 4.0077
2045-04-03 | 3.607 | 3.1998 | 3.1305 | 3.1157 | 3.1606 | 3.6638 | 4.8732 | 4.7043 | 4.642 | 4.1732 | 3.7867 | 3.1838 | 3.8987 | 3.9312 | 3.5905 | 3.5225 | 4.9321 | 5.5794 | 5.724 | 5.3372 | 4.6556 | 4.2369 | 3.8107 | 3.6612
2045-04-04 | 3.2952 | 3.0469 | 2.9797 | 2.6432 | 2.4277 | 2.5032 | 3.0454 | 3.8653 | 3.0771 | 2.5368 | 2.8296 | 2.3414 | 2.0276 | 2.2185 | 2.8742 | 2.7716 | 4.1536 | 5.0407 | 5.4312 | 5.4954 | 5.2829 | 4.788 | 4.2261 | 4.0472
2045-04-05 | 3.3969 | 3.0854 | 3.0221 | 3.0241 | 2.9697 | 3.3674 | 4.101 | 4.6319 | 3.3224 | 3.1209 | 3.2682 | 3.0411 | 2.056 | 2.1354 | 2.412 | 2.6999 | 3.7575 | 4.7786 | 5.5333 | 5.7667 | 5.366 | 5.0091 | 4.4091 | 3.6433
2045-04-06 | 3.5509 | 3.3393 | 3.2507 | 3.4002 | 3.2031 | 3.5567 | 4.3923 | 4.3507 | 4.6115 | 4.2572 | 3.6237 | 3.8709 | 2.9291 | 2.9737 | 2.9654 | 3.6596 | 4.6397 | 4.862 | 5.456 | 5.7975 | 5.4254 | 4.7709 | 5.0036 | 4.3545
2045-04-07 | 3.3207 | 3.116 | 3.0324 | 3.052 | 3.1064 | 3.1384 | 3.381 | 3.6968 | 3.4508 | 2.9701 | 2.5813 | 2.229 | 2.3318 | 2.1204 | 2.6675 | 2.906 | 2.9375 | 3.8703 | 5.1754 | 5.508 | 4.8861 | 4.3584 | 4.1824 | 3.6742
2045-04-08 | 3.6902 | 3.4069 | 3.0372 | 3.0017 | 3.148 | 3.3538 | 3.2111 | 3.121 | 2.9209 | 2.4577 | 2.2635 | 2.1374 | 2.1736 | 2.1699 | 2.5478 | 2.9449 | 3.402 | 4.3836 | 5.2758 | 5.2175 | 4.5433 | 4.813 | 4.7702 | 3.859
2045-04-09 | 3.5277 | 3.3497 | 3.5509 | 3.1231 | 3.0097 | 2.9553 | 3.0531 | 3.1007 | 2.5845 | 2.8388 | 2.6355 | 2.2787 | 1.9896 | 1.9836 | 1.9776 | 2.1375 | 3.0403 | 3.7838 | 4.5563 | 5.2595 | 4.8601 | 4.4805 | 3.844 | 3.3538
2045-04-10 | 3.1604 | 3.0652 | 3.1967 | 3.0188 | 2.9909 | 3.2731 | 4.2105 | 4.1561 | 3.2032 | 2.3619 | 1.8759 | 1.7669 | 1.7342 | 1.7753 | 1.4252 | 1.6662 | 2.5258 | 4.0472 | 5.1192 | 5.7241 | 5.1296 | 4.3734 | 3.8578 | 3.4277
2045-04-11 | 3.2836 | 3.1825 | 2.9745 | 2.9261 | 3.1182 | 3.4338 | 3.7117 | 3.4591 | 2.835 | 2.0562 | 1.6451 | 1.3723 | 1.5205 | 1.7411 | 1.4619 | 1.7038 | 2.8317 | 4.2341 | 5.0518 | 5.5882 | 5.2834 | 4.7077 | 4.1025 | 3.5506
2045-04-12 | 3.4187 | 3.2089 | 3.0099 | 2.9793 | 2.9918 | 3.2091 | 3.2573 | 3.4178 | 2.6995 | 2.1785 | 1.8909 | 1.7935 | 1.8097 | 1.9079 | 1.6675 | 2.6138 | 3.3977 | 4.0317 | 5.3295 | 5.7824 | 5.3254 | 4.309 | 3.9365 | 4.014
2045-04-13 | 3.3679 | 3.1478 | 3.082 | 3.1471 | 3.212 | 3.2959 | 3.7899 | 3.7135 | 3.2315 | 2.633 | 2.2928 | 2.0119 | 2.0402 | 2.0499 | 1.7045 | 2.0975 | 3.4472 | 4.1399 | 4.9 | 5.8436 | 5.312 | 4.6464 | 3.9942 | 3.8466
2045-04-14 | 3.3796 | 3.1411 | 3.0456 | 3.011 | 2.9655 | 3.0753 | 4.1279 | 3.8919 | 3.0616 | 2.2803 | 1.943 | 1.9122 | 2.0497 | 2.1204 | 2.1029 | 2.4706 | 3.6239 | 4.7443 | 5.4379 | 5.7346 | 5.2956 | 4.7653 | 4.7565 | 4.2562
2045-04-15 | 3.9294 | 3.4808 | 3.216 | 3.1666 | 3.2289 | 3.3768 | 3.1858 | 2.8091 | 2.5293 | 2.0219 | 1.6208 | 1.5511 | 1.5399 | 1.7156 | 1.1247 | 1.5948 | 2.7074 | 3.8667 | 4.6866 | 4.9429 | 4.1649 | 3.9981 | 4.2125 | 3.8075
2045-04-16 | 3.9766 | 3.5236 | 3.2188 | 3.1357 | 3.1719 | 3.4692 | 3.408 | 3.0308 | 2.5274 | 2.3159 | 2.2744 | 2.0185 | 2.0283 | 1.8175 | 1.2494 | 2.0169 | 2.7275 | 3.6175 | 5.1161 | 5.5991 | 5.204 | 4.8251 | 4.3804 | 3.6339
2045-04-17 | 3.4074 | 3.4545 | 3.3797 | 3.152 | 3.1176 | 3.906 | 4.3701 | 3.8542 | 3.2993 | 2.316 | 2.0019 | 1.8002 | 1.6857 | 1.9268 | 2.1886 | 1.8446 | 2.9159 | 4.5175 | 5.5473 | 5.6875 | 5.2239 | 4.4653 | 3.803 | 3.4337
2045-04-18 | 3.3963 | 3.1718 | 2.9989 | 3.0118 | 3.1883 | 3.2917 | 3.6326 | 4.0398 | 3.9698 | 3.2176 | 2.3206 | 2.1322 | 2.2852 | 2.2343 | 1.9826 | 2.5419 | 3.3254 | 4.3529 | 5.2653 | 5.6616 | 5.1267 | 4.1097 | 3.848 | 3.4403
2045-04-19 | 3.1596 | 3.2067 | 3.0352 | 2.9457 | 2.9361 | 3.1846 | 3.6434 | 3.6492 | 2.8917 | 2.6866 | 2.2382 | 1.9362 | 1.8611 | 2.0996 | 2.0013 | 2.1766 | 3.2843 | 4.4712 | 5.2273 | 5.6859 | 5.1254 | 4.3962 | 3.8526 | 3.5351
2045-04-20 | 3.3967 | 3.4058 | 3.1429 | 3.0533 | 3.0299 | 3.6405 | 4.2573 | 3.6745 | 4.0206 | 3.2826 | 3.1877 | 2.931 | 3.2311 | 2.9695 | 3.2448 | 3.4198 | 4.214 | 4.8403 | 5.2057 | 5.712 | 5.4257 | 4.6086 | 4.6397 | 4.436
2045-04-21 | 3.622 | 3.2836 | 3.1894 | 3.0292 | 2.9863 | 3.35 | 3.6475 | 3.6517 | 3.78 | 3.1033 | 2.5282 | 2.1811 | 2.3419 | 2.0198 | 2.0581 | 2.0622 | 3.1442 | 4.2528 | 4.4059 | 4.7976 | 4.7766 | 4.2937 | 4.1974 | 3.9609
2045-04-22 | 3.4498 | 3.0774 | 2.934 | 2.8967 | 2.9275 | 2.9779 | 3.4053 | 2.9552 | 2.6051 | 2.683 | 1.9944 | 1.5372 | 1.6379 | 1.5717 | 1.3989 | 1.8504 | 2.818 | 3.0663 | 4.2256 | 4.9853 | 4.6461 | 3.8517 | 3.9088 | 3.9026
2045-04-23 | 3.3 | 3.1599 | 3.1702 | 3.1331 | 3.0076 | 2.962 | 2.8397 | 2.5996 | 2.4728 | 1.984 | 1.6618 | 1.5009 | 1.6913 | 1.4435 | 1.4831 | 1.7843 | 2.4691 | 3.7505 | 4.6341 | 5.4514 | 5.0873 | 4.1691 | 3.7462 | 3.699
2045-04-24 | 3.3369 | 2.9974 | 2.9316 | 2.8662 | 2.9336 | 3.3984 | 4.0551 | 3.3292 | 3.2423 | 3.0307 | 2.6383 | 1.9496 | 1.9092 | 1.8475 | 1.683 | 2.1333 | 3.0851 | 4.3171 | 5.2196 | 5.7572 | 5.2306 | 4.4073 | 3.9081 | 3.4969
2045-04-25 | 3.3067 | 3.3262 | 3.0027 | 2.9343 | 2.9298 | 3.0229 | 3.4974 | 2.9658 | 2.9662 | 2.2921 | 2.1203 | 2.1085 | 1.8877 | 1.8931 | 2.2043 | 2.1549 | 2.8437 | 4.1071 | 5.0964 | 5.4774 | 5.0264 | 4.1761 | 3.7447 | 3.4154
2045-04-26 | 3.1934 | 3.1136 | 3.1252 | 2.9503 | 2.9247 | 3.2789 | 3.7561 | 3.5216 | 3.3344 | 2.8625 | 2.5199 | 2.1453 | 2.2674 | 2.3258 | 1.876 | 2.0241 | 3.066 | 4.3501 | 5.1156 | 5.718 | 5.2003 | 4.0206 | 3.4128 | 3.2044
2045-04-27 | 3.2175 | 3.0833 | 2.8266 | 2.8521 | 2.9188 | 2.8744 | 3.3123 | 3.1956 | 3.053 | 2.6916 | 2.4247 | 2.2113 | 1.9631 | 2.2448 | 2.4679 | 3.1673 | 4.1155 | 4.4429 | 5.2144 | 5.8155 | 5.3836 | 4.4776 | 3.7315 | 3.4311
2045-04-28 | 3.3447 | 3.1491 | 2.9929 | 2.9053 | 2.9244 | 3.0763 | 3.9113 | 3.7145 | 3.7183 | 3.8052 | 3.394 | 3.2398 | 2.8145 | 2.8685 | 3.4073 | 3.6446 | 3.7222 | 3.9299 | 4.8899 | 5.2269 | 4.5444 | 4.3754 | 4.4415 | 3.56
2045-04-29 | 3.1567 | 3.1078 | 2.9621 | 2.9345 | 2.9499 | 3.1968 | 3.0646 | 3.2551 | 3.1537 | 2.6408 | 2.5031 | 2.1906 | 2.2045 | 2.3685 | 2.2071 | 2.2904 | 2.4989 | 3.4016 | 4.3002 | 3.979 | 3.7376 | 3.8447 | 3.441 | 3.054
2045-04-30 | 3.0509 | 3.0918 | 2.8955 | 2.7925 | 2.8461 | 2.9307 | 3.2108 | 2.7 | 2.3132 | 2.2551 | 1.9881 | 1.3153 | 1.1991 | 1.5393 | 1.9621 | 2.2982 | 2.4259 | 3.3278 | 3.997 | 4.4741 | 4.4063 | 4.0192 | 3.3446 | 3.1272
2045-05-01 | 3.098 | 2.8882 | 2.8011 | 2.7903 | 2.8504 | 3.2127 | 3.3219 | 3.3396 | 3.4073 | 2.3046 | 1.9142 | 2.0049 | 2.0466 | 1.9588 | 2.0888 | 2.1634 | 2.3895 | 3.3288 | 4.8882 | 5.107 | 4.6875 | 4.6194 | 4.2558 | 3.344
2045-05-02 | 3.2295 | 3.1483 | 2.8941 | 2.8886 | 2.9057 | 3.0818 | 3.4406 | 2.6151 | 2.309 | 2.0844 | 1.8469 | 1.6451 | 1.6719 | 1.8039 | 2.1265 | 2.7051 | 3.7335 | 4.3644 | 4.7558 | 5.2894 | 4.7363 | 4.0442 | 3.5609 | 3.3291
2045-05-03 | 3.2355 | 3.0166 | 2.8758 | 2.7883 | 2.8495 | 3.0409 | 3.8822 | 4.2333 | 4.3127 | 4.1459 | 3.3672 | 3.614 | 3.5428 | 3.0662 | 3.5577 | 3.6589 | 3.9145 | 4.391 | 5.2471 | 5.5909 | 4.6763 | 3.9656 | 4.2591 | 3.457
2045-05-04 | 3.1558 | 3.1974 | 2.8771 | 2.6418 | 2.6698 | 2.8934 | 3.6381 | 3.1305 | 3.1545 | 2.8233 | 2.2204 | 2.3642 | 2.8226 | 3.1509 | 3.0472 | 3.4739 | 3.5548 | 4.8226 | 5.2369 | 5.3772 | 5.1652 | 4.917 | 4.4494 | 3.7341
2045-05-05 | 3.3357 | 3.0925 | 3.1368 | 3.112 | 3.0628 | 3.4807 | 4.2894 | 4.298 | 3.4927 | 2.6699 | 3.2699 | 3.1999 | 2.9695 | 2.1383 | 2.5044 | 3.1017 | 3.6745 | 4.1495 | 5.3267 | 5.2598 | 4.7824 | 4.8873 | 4.6831 | 3.8718
2045-05-06 | 3.3394 | 3.159 | 2.8788 | 2.7278 | 2.6866 | 2.8371 | 2.8802 | 2.6414 | 2.4267 | 2.47 | 2.4102 | 2.2083 | 2.1613 | 2.14 | 1.7837 | 1.9016 | 2.808 | 3.9072 | 4.5489 | 4.4326 | 4.2706 | 4.2157 | 3.809 | 3.2403
2045-05-07 | 3.0862 | 3.107 | 2.9923 | 2.8622 | 2.8651 | 2.8562 | 2.7302 | 2.7125 | 2.4211 | 1.9931 | 1.8536 | 1.6154 | 1.3819 | 1.6679 | 1.9457 | 1.9824 | 2.4001 | 3.0366 | 4.4125 | 5.0246 | 4.515 | 3.7331 | 3.8327 | 3.318
2045-05-08 | 3.0639 | 2.9761 | 3.0123 | 2.8325 | 2.9136 | 3.2861 | 4.0066 | 3.4506 | 2.5503 | 2.2341 | 1.8177 | 1.7238 | 1.971 | 1.8547 | 1.8768 | 2.0842 | 2.7371 | 3.9461 | 4.6337 | 5.2394 | 4.8912 | 4.3056 | 3.5667 | 3.3887
2045-05-09 | 3.2257 | 2.8997 | 2.6469 | 2.6862 | 2.8634 | 2.8714 | 3.3778 | 3.4135 | 3.742 | 3.4208 | 2.8248 | 3.6377 | 3.2149 | 3.5968 | 3.03 | 2.625 | 3.5465 | 4.3592 | 5.1215 | 5.7058 | 5.2117 | 4.5453 | 4.1548 | 4.024
2045-05-10 | 3.2829 | 3.0837 | 2.963 | 2.9305 | 2.903 | 3.2073 | 4.014 | 3.913 | 3.0397 | 2.5447 | 1.9925 | 1.7203 | 1.8633 | 1.8187 | 2.1118 | 2.1364 | 2.7892 | 4.0213 | 5.1746 | 5.7006 | 5.5469 | 4.7353 | 4.087 | 3.5735
2045-05-11 | 3.3303 | 3.3228 | 3.0518 | 2.9424 | 2.928 | 3.2946 | 4.2478 | 3.4826 | 3.0434 | 2.3883 | 2.2202 | 2.1286 | 1.9109 | 1.9102 | 2.0731 | 2.4546 | 3.3241 | 4.6262 | 5.5524 | 5.7272 | 5.5467 | 4.9019 | 4.3785 | 3.9598
2045-05-12 | 3.5167 | 3.2727 | 3.2289 | 3.2965 | 3.3307 | 3.5096 | 4.0858 | 3.6617 | 3.2848 | 2.6716 | 2.2001 | 2.0402 | 2.2604 | 2.191 | 2.1475 | 2.6369 | 3.1167 | 3.7123 | 4.8235 | 5.5306 | 5.143 | 4.5039 | 4.2369 | 4.1307
2045-05-13 | 3.3237 | 3.1321 | 3.2259 | 2.9578 | 2.9068 | 2.9803 | 3.1598 | 3.0811 | 2.4532 | 2.0263 | 1.5479 | 1.5083 | 1.7894 | 1.4796 | 1.5628 | 1.8321 | 2.5563 | 3.8466 | 4.6089 | 5.1059 | 4.5093 | 3.9049 | 3.8287 | 3.4377
2045-05-14 | 3.3518 | 3.2527 | 2.9667 | 2.9267 | 2.9032 | 2.8871 | 3.1577 | 2.7427 | 2.1031 | 1.8517 | 1.7302 | 1.483 | 1.3616 | 1.5152 | 1.6982 | 2.0341 | 2.5094 | 3.7917 | 4.7171 | 5.1712 | 4.547 | 4.0274 | 3.9097 | 3.578
2045-05-15 | 3.3571 | 3.1045 | 2.8941 | 2.8167 | 2.7468 | 2.9971 | 3.5206 | 2.9718 | 3.1202 | 2.766 | 2.4282 | 2.3778 | 2.0577 | 2.0133 | 1.6849 | 2.2085 | 3.9443 | 4.8919 | 5.4297 | 5.1571 | 4.473 | 3.889 | 4.0801 | 3.5795
2045-05-16 | 3.0877 | 3.1204 | 3.0157 | 2.8678 | 2.8982 | 3.1061 | 4.0613 | 3.8213 | 3.186 | 3.1016 | 2.3548 | 1.9291 | 1.933 | 1.9427 | 1.6088 | 2.0256 | 3.494 | 4.6709 | 4.9864 | 5.2571 | 5.0763 | 4.5154 | 3.8957 | 3.9197
2045-05-17 | 3.3 | 3.0229 | 2.9177 | 2.8483 | 2.9405 | 3.0948 | 3.1608 | 2.6824 | 2.4436 | 2.0132 | 1.9131 | 1.766 | 1.7302 | 1.8233 | 1.636 | 2.0348 | 3.0688 | 4.4123 | 5.3038 | 5.7447 | 5.6981 | 5.1742 | 4.2969 | 3.8181
2045-05-18 | 3.3763 | 3.453 | 3.1261 | 2.8957 | 2.9354 | 3.3265 | 4.0597 | 3.8733 | 3.2709 | 3.0399 | 2.5301 | 2.3998 | 2.5015 | 2.5243 | 3.0818 | 3.6615 | 4.5264 | 4.9873 | 5.5268 | 5.731 | 5.416 | 4.9713 | 4.231 | 3.7567
2045-05-19 | 3.4774 | 3.2653 | 3.1391 | 3.0335 | 2.9618 | 2.9935 | 3.309 | 3.596 | 3.3447 | 2.657 | 2.0025 | 1.9038 | 2.115 | 1.6122 | 1.5235 | 2.1849 | 3.0702 | 3.6993 | 4.7822 | 5.2445 | 4.5723 | 4.5665 | 4.6389 | 4.0589
2045-05-20 | 3.371 | 2.9697 | 2.8817 | 2.8401 | 2.8698 | 3.0535 | 2.8304 | 2.4839 | 2.1174 | 1.5903 | 1.3597 | 1.0975 | 1.2356 | 1.4437 | 0.98193 | 1.4544 | 2.5344 | 3.1225 | 3.8384 | 4.723 | 4.2781 | 3.8656 | 3.6221 | 3.541
2045-05-21 | 3.2942 | 2.9934 | 2.9371 | 2.9966 | 2.7954 | 2.5678 | 2.5913 | 2.3293 | 2.053 | 1.6193 | 1.318 | 1.1049 | 1.1337 | 1.2004 | 1.0176 | 1.6361 | 2.588 | 4.1036 | 5.1333 | 5.2344 | 4.8343 | 3.956 | 3.5924 | 3.2423
2045-05-22 | 3.2058 | 3.0889 | 2.8628 | 2.8194 | 2.8669 | 3.1484 | 3.7239 | 3.6695 | 3.1023 | 2.541 | 2.116 | 1.9393 | 1.8427 | 2.3358 | 2.2142 | 2.3183 | 3.7589 | 4.6827 | 5.1652 | 5.4863 | 5.0272 | 4.0161 | 3.7665 | 3.316
2045-05-23 | 3.2992 | 3.1534 | 2.8882 | 2.9068 | 3.1344 | 3.3072 | 3.5185 | 3.3585 | 3.108 | 2.2795 | 2.016 | 2.2102 | 2.095 | 2.5872 | 2.139 | 2.5749 | 3.3532 | 4.1047 | 5.159 | 5.6549 | 5.2581 | 4.4601 | 4.2826 | 3.9577
2045-05-24 | 3.2841 | 3.0762 | 2.9974 | 2.9843 | 3.2482 | 3.3766 | 4.0517 | 3.6179 | 3.3543 | 2.6885 | 2.6444 | 2.8115 | 2.4449 | 2.172 | 1.9106 | 2.6656 | 3.1757 | 3.9619 | 5.1943 | 5.6306 | 5.4218 | 4.5441 | 4.3283 | 4.1604
2045-05-25 | 3.3964 | 3.2177 | 3.209 | 2.8254 | 2.8542 | 2.9953 | 3.5821 | 3.304 | 2.7371 | 2.424 | 1.9637 | 1.8671 | 1.7743 | 1.8812 | 1.7362 | 2.3917 | 3.3417 | 4.265 | 4.9638 | 5.3456 | 4.9398 | 4.3445 | 4.2142 | 3.9807
2045-05-26 | 3.5277 | 3.2418 | 3.0918 | 2.9229 | 2.9585 | 2.9176 | 2.9381 | 2.6721 | 2.5109 | 2.2183 | 1.9148 | 1.9387 | 1.8377 | 1.8945 | 1.619 | 2.4707 | 3.2463 | 4.4151 | 4.7142 | 4.8416 | 4.3152 | 4.0656 | 3.9999 | 3.7403
2045-05-27 | 3.5222 | 3.2058 | 2.9369 | 2.9553 | 3.0679 | 2.8335 | 2.8862 | 2.3456 | 2.3049 | 2.0912 | 1.7568 | 1.7062 | 1.5723 | 1.659 | 1.631 | 2.0243 | 2.7133 | 3.4169 | 4.2515 | 4.7339 | 4.4355 | 3.6997 | 3.9315 | 3.7109
2045-05-28 | 3.2179 | 3.1027 | 3.1747 | 2.9466 | 2.8547 | 2.8641 | 2.9199 | 2.9397 | 2.4286 | 2.0501 | 1.7795 | 1.6151 | 1.9302 | 1.9414 | 1.9701 | 2.4663 | 2.9976 | 4.0026 | 4.6772 | 4.7978 | 4.3781 | 3.7407 | 3.5398 | 3.2765
2045-05-29 | 3.2645 | 3.1652 | 2.8901 | 2.8331 | 2.9857 | 2.9989 | 2.996 | 2.5594 | 2.0358 | 1.8385 | 1.6987 | 1.6003 | 1.4342 | 1.6676 | 1.8475 | 2.2749 | 2.8543 | 3.5416 | 4.8059 | 5.463 | 5.1448 | 4.4175 | 3.8261 | 3.6342
2045-05-30 | 3.4635 | 3.0203 | 2.9924 | 3.1417 | 2.9571 | 3.3315 | 3.5283 | 4.1434 | 4.6982 | 4.2013 | 4.0437 | 3.7881 | 3.6311 | 3.4134 | 3.9324 | 4.7516 | 5.0248 | 5.0457 | 5.7521 | 5.7744 | 4.9969 | 5.2207 | 5.0316 | 4.229
2045-05-31 | 3.797 | 3.5591 | 3.4981 | 3.5988 | 3.2204 | 3.5389 | 4.1469 | 3.6439 | 2.7518 | 2.2546 | 1.942 | 1.8263 | 1.5869 | 1.743 | 2.2387 | 2.3564 | 2.8756 | 4.2891 | 5.3972 | 5.7222 | 5.6178 | 5.3022 | 4.6637 | 4.2849
2045-06-01 | 3.9285 | 3.4699 | 3.267 | 3.2438 | 3.3168 | 3.2763 | 3.5682 | 3.5372 | 3.4491 | 2.6776 | 2.353 | 2.2068 | 2.0283 | 2.1556 | 2.1872 | 2.7254 | 3.4644 | 3.8624 | 5.2446 | 5.7887 | 5.5267 | 4.7551 | 4.2903 | 3.8555
2045-06-02 | 3.714 | 3.4583 | 3.3783 | 3.2904 | 3.2746 | 3.5377 | 3.6814 | 3.8627 | 3.6197 | 2.5981 | 2.8848 | 2.1071 | 2.1861 | 2.3905 | 2.4838 | 2.0772 | 2.9014 | 4.1956 | 4.3722 | 4.8838 | 4.3675 | 4.3047 | 4.3513 | 4.2429
2045-06-03 | 3.6145 | 3.278 | 3.0797 | 3.0219 | 3.045 | 3.0876 | 2.8419 | 2.6842 | 2.3475 | 1.8981 | 1.59 | 1.0987 | 1.2449 | 1.2792 | 0.80071 | 1.2812 | 2.322 | 3.2458 | 4.2757 | 4.8722 | 4.2764 | 3.947 | 3.8618 | 3.5423
2045-06-04 | 3.7007 | 3.3911 | 3.1422 | 3.0752 | 2.9661 | 3.0112 | 2.9948 | 2.6464 | 2.409 | 2.0819 | 1.8256 | 1.5273 | 1.7572 | 1.7548 | 1.5869 | 1.9138 | 2.4862 | 3.2055 | 4.6181 | 5.3857 | 5.1485 | 5.0869 | 4.2603 | 3.9606
2045-06-05 | 3.5333 | 3.2418 | 3.2238 | 3.2426 | 3.0378 | 3.1338 | 3.0691 | 3.466 | 2.9838 | 2.7772 | 2.3127 | 2.0958 | 2.2746 | 2.4749 | 2.6625 | 3.1617 | 4.5051 | 4.5691 | 4.9657 | 5.8075 | 5.629 | 5.3327 | 4.564 | 4.1917
2045-06-06 | 3.866 | 3.3142 | 3.2027 | 3.3503 | 3.2033 | 3.3487 | 3.6116 | 4.0323 | 3.8776 | 3.1281 | 2.8889 | 2.8254 | 2.0942 | 2.2088 | 2.3943 | 3.2678 | 3.8131 | 4.3874 | 5.3217 | 5.632 | 5.3487 | 4.6613 | 4.4003 | 4.2234
2045-06-07 | 3.4205 | 3.3017 | 3.2415 | 3.1726 | 3.2333 | 3.5452 | 3.9724 | 3.7263 | 2.5088 | 2.1404 | 2.3345 | 2.3356 | 2.3051 | 1.9499 | 1.4929 | 1.9474 | 3.1453 | 4.0959 | 5.0724 | 5.5919 | 5.4108 | 5.1648 | 4.4065 | 4.1204
2045-06-08 | 3.8131 | 3.3995 | 3.2374 | 3.2397 | 3.1958 | 3.1759 | 3.4526 | 3.2253 | 2.9928 | 2.6558 | 2.3156 | 2.4535 | 2.2537 | 2.1117 | 1.949 | 2.6412 | 3.3678 | 4.1315 | 5.042 | 5.3957 | 5.1998 | 4.4874 | 4.0249 | 3.6229
2045-06-09 | 3.4282 | 3.2577 | 3.097 | 3.0309 | 2.9873 | 3.0081 | 3.3623 | 3.7837 | 3.2694 | 2.8441 | 2.5613 | 2.3726 | 2.7254 | 2.8534 | 2.464 | 2.6856 | 3.507 | 4.2378 | 4.8476 | 5.1977 | 5.0042 | 4.5412 | 4.4172 | 4.0381
2045-06-10 | 3.6824 | 3.3725 | 3.1613 | 3.1739 | 3.183 | 2.9896 | 2.9567 | 2.866 | 2.5533 | 2.0872 | 1.5598 | 1.7197 | 1.8955 | 1.7448 | 1.5463 | 1.7688 | 2.3119 | 3.2424 | 4.324 | 4.6883 | 4.621 | 4.5412 | 3.8462 | 3.5924
2045-06-11 | 3.5346 | 3.4776 | 3.1834 | 3.115 | 3.0154 | 2.9542 | 2.8762 | 2.8846 | 2.5563 | 2.1121 | 1.6443 | 1.4662 | 1.7699 | 1.8153 | 1.5698 | 1.5412 | 2.2126 | 2.9919 | 4.5141 | 5.3583 | 5.0148 | 4.4932 | 4.1312 | 3.7086
2045-06-12 | 3.6043 | 3.2487 | 3.1137 | 3.0655 | 3.074 | 3.075 | 2.9889 | 3.0959 | 2.6326 | 2.303 | 2.2372 | 1.6893 | 1.5622 | 1.7481 | 1.9197 | 2.2501 | 2.5381 | 3.9502 | 4.6803 | 5.2812 | 5.241 | 4.5483 | 3.8946 | 3.7341
2045-06-13 | 3.5323 | 3.1788 | 3.122 | 3.275 | 3.0324 | 3.066 | 3.4739 | 3.4773 | 2.798 | 2.7385 | 2.4909 | 2.1004 | 2.0207 | 2.1728 | 2.3276 | 2.8311 | 4.2689 | 4.8162 | 5.3857 | 5.7383 | 5.6975 | 5.0934 | 4.5829 | 4.0527
2045-06-14 | 3.5819 | 3.4039 | 3.5124 | 3.1926 | 3.108 | 3.2386 | 4.2006 | 4.0755 | 3.2083 | 2.8595 | 2.4454 | 1.9472 | 2.0834 | 2.9476 | 3.0032 | 2.6661 | 3.6897 | 4.6345 | 5.2807 | 5.7208 | 5.6811 | 5.0251 | 4.6306 | 4.4819
2045-06-15 | 4.2301 | 3.8444 | 3.4418 | 3.3079 | 3.1357 | 3.5801 | 3.5295 | 3.2727 | 3.2468 | 2.7352 | 4.0069 | 3.7956 | 2.6338 | 2.3221 | 2.6462 | 3.141 | 3.9186 | 4.9015 | 5.3877 | 5.7643 | 5.6366 | 5.2268 | 4.3584 | 3.8877
2045-06-16 | 3.4863 | 3.3384 | 3.3446 | 3.1844 | 3.1529 | 3.1513 | 3.7795 | 4.1076 | 3.5949 | 3.0789 | 2.9004 | 2.3841 | 2.3377 | 2.5862 | 2.0194 | 2.6807 | 3.17 | 4.0833 | 5.182 | 5.4519 | 5.4866 | 5.1985 | 4.642 | 4.4876
2045-06-17 | 3.765 | 3.3341 | 3.1885 | 3.2902 | 3.1369 | 3.0777 | 2.9838 | 2.8558 | 2.4339 | 2.0092 | 1.8264 | 1.9102 | 1.7947 | 1.9774 | 2.053 | 1.9982 | 2.3705 | 3.6799 | 4.6907 | 4.8299 | 4.724 | 4.3962 | 3.7648 | 3.4617
2045-06-18 | 3.4331 | 3.2445 | 3.1116 | 3.0609 | 3.146 | 3.0023 | 2.9126 | 2.8656 | 2.4335 | 2.0061 | 1.6956 | 1.4707 | 1.6756 | 1.7442 | 1.6058 | 1.8257 | 2.2172 | 2.9086 | 4.137 | 4.6928 | 4.7614 | 3.9948 | 3.6372 | 3.4092
2045-06-19 | 3.3878 | 3.151 | 2.9769 | 2.8888 | 3.0232 | 3.1457 | 3.1183 | 3.4171 | 3.5351 | 2.865 | 2.5419 | 2.3372 | 2.2943 | 2.2324 | 1.9019 | 2.4933 | 3.758 | 4.1836 | 5.1581 | 5.5255 | 5.7683 | 5.4071 | 4.9852 | 4.3906
2045-06-20 | 3.6862 | 3.2531 | 3.1892 | 3.1492 | 3.1765 | 3.3012 | 3.2855 | 3.7664 | 2.9392 | 2.4252 | 2.3029 | 2.2114 | 2.2121 | 2.1508 | 2.2686 | 2.4843 | 3.0098 | 4.1875 | 5.2592 | 5.6617 | 5.729 | 5.1573 | 5.3471 | 5.0317
2045-06-21 | 4.7803 | 4.129 | 3.676 | 3.6235 | 3.7693 | 3.8811 | 3.2364 | 3.2023 | 3.272 | 2.7094 | 2.0893 | 2.0734 | 1.7971 | 1.9448 | 1.5437 | 1.9574 | 2.9779 | 4.6777 | 5.3426 | 5.7454 | 5.7078 | 5.4443 | 4.723 | 4.0966
2045-06-22 | 5.0157 | 4.9137 | 4.3528 | 4.0964 | 3.8591 | 4.5662 | 3.3571 | 3.3742 | 3.5724 | 3.0002 | 2.6052 | 2.5177 | 2.4255 | 1.8873 | 1.6662 | 2.5754 | 3.0043 | 3.8705 | 4.9467 | 5.5449 | 5.4254 | 5.0417 | 5.0908 | 5.3322
2045-06-23 | 4.9477 | 4.0424 | 3.8377 | 3.868 | 4.1325 | 3.8564 | 3.3494 | 3.6676 | 3.5085 | 2.9975 | 2.8277 | 2.606 | 2.6198 | 2.4512 | 2.4257 | 2.8513 | 2.9069 | 3.645 | 4.5456 | 4.953 | 4.9254 | 5.0531 | 4.5758 | 4.0399
2045-06-24 | 3.5039 | 3.5946 | 3.4028 | 3.175 | 3.0469 | 3.0884 | 2.7546 | 2.8176 | 2.1708 | 1.6427 | 1.4334 | 0.99495 | 1.2625 | 1.4663 | 1.38 | 1.4375 | 2.2555 | 3.0259 | 3.8286 | 4.4905 | 4.5248 | 4.3527 | 4.5342 | 4.5472
2045-06-25 | 4.6804 | 4.1777 | 3.7472 | 3.6111 | 3.559 | 3.8111 | 2.8633 | 2.8178 | 2.7356 | 2.3142 | 1.967 | 2.0275 | 1.9361 | 1.7875 | 1.4667 | 1.5087 | 2.3034 | 3.3338 | 4.3944 | 5.1043 | 4.9588 | 4.3518 | 4.6724 | 4.984
2045-06-26 | 3.8605 | 3.1955 | 3.0761 | 3.0412 | 3.0244 | 3.396 | 3.1757 | 3.4666 | 3.6004 | 2.917 | 2.4069 | 2.4417 | 2.645 | 2.2392 | 2.1296 | 2.308 | 3.1057 | 4.5724 | 5.6243 | 5.8181 | 5.7089 | 5.2639 | 5.3093 | 5.3939
2045-06-27 | 4.8271 | 4.1751 | 4.2681 | 4.2418 | 3.9271 | 4.3302 | 3.7025 | 4.3814 | 3.9607 | 3.192 | 2.6838 | 2.602 | 2.6263 | 2.5965 | 2.1669 | 2.4273 | 1.6781 | 2.9401 | 3.7263 | 5.1062 | 5.7618 | 5.0166 | 4.5265 | 3.6854
2045-06-28 | 3.3113 | 3.1583 | 3.0247 | 2.9568 | 2.9407 | 3.0454 | 3.0144 | 3.0886 | 2.5808 | 2.2873 | 1.9818 | 1.8476 | 1.8432 | 1.7241 | 1.94 | 2.1339 | 3.5597 | 4.4867 | 5.566 | 5.7179 | 5.7405 | 5.5138 | 5.3277 | 4.6005
2045-06-29 | 4.0015 | 3.5793 | 3.422 | 3.3124 | 3.3283 | 3.4489 | 3.6972 | 4.3445 | 3.8127 | 3.2162 | 3.2167 | 3.2149 | 2.9269 | 2.7083 | 2.9248 | 3.5151 | 3.6304 | 4.4986 | 5.2128 | 5.6638 | 5.5281 | 5.1898 | 5.0086 | 4.1826
2045-06-30 | 3.5188 | 3.3014 | 3.1995 | 3.173 | 3.213 | 3.0265 | 2.9476 | 3.2095 | 2.9507 | 2.6068 | 2.1771 | 2.2768 | 2.6202 | 2.5615 | 2.5805 | 3.2376 | 3.5724 | 4.0484 | 4.5795 | 5.1051 | 5.21 | 5.0059 | 4.6664 | 3.8973
2045-07-01 | 3.486 | 3.4106 | 3.1037 | 3.0635 | 2.9502 | 3.0218 | 3.2424 | 2.7854 | 2.3491 | 2.1315 | 1.9114 | 1.572 | 1.8245 | 1.9397 | 2.0396 | 2.0319 | 2.3354 | 3.1052 | 3.8891 | 4.1891 | 4.3617 | 4.0215 | 3.7374 | 3.4129
2045-07-02 | 3.4702 | 3.3443 | 3.1184 | 3.0577 | 2.9696 | 3.0838 | 2.9396 | 2.734 | 2.5589 | 2.3185 | 1.9863 | 1.5238 | 1.6246 | 1.5595 | 1.8954 | 1.7438 | 2.2851 | 3.0226 | 4.1668 | 4.3709 | 4.1893 | 3.8801 | 3.9542 | 3.4829
2045-07-03 | 3.2071 | 3.1373 | 3.1565 | 2.9448 | 2.9945 | 3.0471 | 3.2857 | 3.4251 | 3.043 | 2.5504 | 2.3169 | 2.1762 | 1.9616 | 2.2798 | 2.2399 | 2.5436 | 3.5836 | 4.8906 | 5.3896 | 5.8505 | 5.5932 | 5.2669 | 4.417 | 3.8337
2045-07-04 | 3.5778 | 3.5307 | 3.37 | 3.2785 | 3.2254 | 3.4372 | 3.2642 | 3.4903 | 3.6181 | 2.9633 | 2.3019 | 1.9633 | 2.2255 | 2.3204 | 2.3608 | 2.2885 | 2.947 | 3.9679 | 4.6886 | 5.1409 | 5.2005 | 5.7892 | 5.0678 | 4.6648
2045-07-05 | 4.3699 | 4.4629 | 3.738 | 3.696 | 3.4784 | 3.5378 | 3.5638 | 3.1554 | 2.8014 | 2.3605 | 2.0256 | 1.7849 | 1.9122 | 1.7288 | 1.7422 | 1.9431 | 3.1654 | 4.0781 | 4.4034 | 4.7082 | 4.7112 | 5.3581 | 5.496 | 4.9849
2045-07-06 | 4.7832 | 4.2503 | 3.79 | 3.7731 | 3.7558 | 4.3127 | 3.9428 | 3.4364 | 3.1354 | 2.7024 | 2.4553 | 2.2911 | 2.453 | 2.4231 | 2.7921 | 2.4711 | 3.3659 | 4.5613 | 5.3628 | 5.7096 | 5.5606 | 5.5601 | 5.4623 | 5.1028
2045-07-07 | 4.8573 | 4.4537 | 3.9683 | 3.9922 | 3.9972 | 3.8265 | 4.1875 | 3.8428 | 3.4819 | 2.9713 | 2.3012 | 2.2281 | 2.0187 | 2.1507 | 2.3371 | 2.3709 | 3.1294 | 3.8928 | 4.0935 | 5.0476 | 5.0353 | 5.8051 | 5.488 | 5.1132
2045-07-08 | 4.546 | 4.1232 | 3.6261 | 3.6078 | 3.8099 | 3.6185 | 3.2443 | 3.0229 | 2.565 | 2.2266 | 2.0743 | 1.9757 | 2.1012 | 1.9879 | 1.9205 | 2.0336 | 2.6135 | 2.9468 | 3.9502 | 4.2659 | 4.1981 | 3.7746 | 3.465 | 3.348
2045-07-09 | 3.3143 | 3.2771 | 3.0771 | 3.0287 | 2.8944 | 2.9993 | 2.7492 | 2.5346 | 2.3391 | 1.8855 | 1.5454 | 1.6898 | 1.3864 | 1.3432 | 1.2441 | 1.5762 | 2.2075 | 3.0303 | 4.0454 | 4.7097 | 4.171 | 4.0291 | 3.8439 | 3.3624
2045-07-10 | 3.203 | 3.1619 | 3.0591 | 2.9664 | 3.088 | 3.1251 | 3.01 | 3.1988 | 2.9363 | 2.6616 | 2.1215 | 1.9079 | 1.9337 | 2.0464 | 1.8914 | 2.0495 | 2.824 | 4.4092 | 5.2701 | 5.6535 | 5.5071 | 5.6765 | 5.4182 | 5.4012
2045-07-11 | 4.8355 | 4.305 | 3.5418 | 3.5025 | 3.4696 | 3.6971 | 4.2687 | 3.7291 | 3.173 | 2.4808 | 2.5519 | 2.5648 | 2.2412 | 2.7639 | 3.3235 | 2.8994 | 3.1509 | 4.412 | 4.819 | 5.4028 | 5.2189 | 5.8641 | 5.2754 | 4.7318
2045-07-12 | 4.2626 | 4.2285 | 3.9371 | 3.6813 | 3.4944 | 3.8974 | 3.9957 | 3.3183 | 2.8007 | 2.4804 | 2.191 | 2.0953 | 2.1059 | 2.4296 | 2.6066 | 3.0825 | 3.0204 | 3.5911 | 4.5413 | 5.4722 | 5.3974 | 5.9349 | 5.6539 | 4.8741
2045-07-13 | 4.8565 | 4.5451 | 3.9875 | 3.8562 | 3.9846 | 4.1742 | 4.0968 | 3.5544 | 3.3174 | 2.8301 | 2.6054 | 2.5918 | 3.0607 | 2.7591 | 2.7013 | 2.4325 | 3.0878 | 4.3081 | 4.9641 | 5.442 | 5.2466 | 5.6397 | 5.6038 | 5.0287
2045-07-14 | 4.675 | 4.7004 | 4.0936 | 3.7511 | 3.4152 | 3.6159 | 3.3861 | 3.078 | 3.0143 | 2.8013 | 2.6937 | 2.2416 | 2.0614 | 2.0172 | 2.2335 | 2.3615 | 3.1667 | 3.7879 | 4.6374 | 5.2959 | 4.713 | 5.5601 | 6.052 | 5.2166
2045-07-15 | 4.5544 | 4.4409 | 3.9378 | 3.7286 | 3.8162 | 3.8345 | 3.3082 | 3.0123 | 2.7558 | 2.62 | 2.1971 | 2.0654 | 2.0539 | 2.2534 | 1.9237 | 2.0796 | 2.62 | 3.0764 | 3.6066 | 4.5408 | 4.7594 | 5.3312 | 5.6246 | 5.0972
2045-07-16 | 3.6465 | 3.3193 | 3.4548 | 3.2125 | 3.0253 | 2.9982 | 2.8278 | 3.0006 | 2.4465 | 2.2549 | 2.1404 | 1.4285 | 1.7778 | 1.8806 | 2.2288 | 2.2298 | 2.7922 | 3.614 | 4.3285 | 4.9577 | 4.4003 | 3.8637 | 4.1347 | 3.7946
2045-07-17 | 3.5298 | 3.1752 | 3.1458 | 3.2455 | 3.1559 | 3.1409 | 3.351 | 3.9593 | 3.6499 | 2.6925 | 2.2907 | 2.2647 | 2.149 | 2.0676 | 2.3781 | 2.6515 | 2.9611 | 4.1702 | 5.2287 | 5.704 | 5.608 | 5.9014 | 5.6439 | 5.3301
2045-07-18 | 4.9591 | 4.2103 | 4.3188 | 4.4512 | 3.8001 | 4.1173 | 4.4083 | 4.0303 | 3.4653 | 3.2845 | 2.4712 | 2.3633 | 2.4555 | 2.5824 | 2.6331 | 2.5379 | 3.6658 | 4.6076 | 5.1532 | 5.7539 | 5.5276 | 5.6897 | 5.6059 | 5.0533
2045-07-19 | 4.4422 | 4.5987 | 4.2378 | 4.0085 | 3.7846 | 4.2824 | 4.4888 | 3.467 | 3.6072 | 2.7715 | 2.4202 | 2.3569 | 2.2149 | 2.2609 | 2.8508 | 2.9419 | 3.7803 | 4.5718 | 5.1772 | 5.6913 | 5.3676 | 5.2884 | 5.2669 | 4.9532
2045-07-20 | 5.0314 | 4.6834 | 4.1164 | 3.9719 | 4.0041 | 3.8829 | 4.1017 | 3.5016 | 3.1755 | 2.6856 | 2.1797 | 2.209 | 2.2711 | 2.153 | 2.5389 | 2.7766 | 3.1927 | 4.0849 | 4.7741 | 5.2302 | 5.3302 | 5.4327 | 6.005 | 5.3897
2045-07-21 | 4.4366 | 3.9479 | 4.089 | 4.2698 | 3.6188 | 3.873 | 4.6308 | 3.7742 | 3.1763 | 2.9455 | 2.6121 | 2.3567 | 2.3213 | 2.5593 | 2.7073 | 2.6851 | 3.6004 | 3.767 | 3.7998 | 4.5715 | 4.7034 | 5.229 | 5.3121 | 5.3071
2045-07-22 | 4.4657 | 3.8658 | 4.1003 | 3.7339 | 3.4197 | 3.7355 | 3.8384 | 3.1276 | 2.5885 | 2.275 | 1.7371 | 1.2818 | 1.1744 | 1.5567 | 1.9412 | 1.9871 | 2.38 | 3.1139 | 3.5589 | 3.8937 | 4.3339 | 4.9698 | 4.8544 | 5.1387
2045-07-23 | 3.9297 | 3.4822 | 3.1753 | 3.0876 | 2.9224 | 2.9418 | 3.2539 | 2.9415 | 2.6844 | 2.6242 | 2.1399 | 2.0719 | 2.161 | 2.2631 | 2.4722 | 2.8369 | 3.0537 | 3.7664 | 4.8857 | 5.3042 | 4.7435 | 4.6988 | 4.9658 | 4.5793
2045-07-24 | 3.4518 | 3.1153 | 3.1465 | 3.2288 | 3.0978 | 3.1511 | 3.2925 | 3.5113 | 2.6741 | 2.1459 | 2.3321 | 2.209 | 2.253 | 2.3134 | 2.2417 | 2.5904 | 3.9309 | 4.999 | 5.6168 | 5.8859 | 5.2842 | 5.7624 | 5.6854 | 5.7438
2045-07-25 | 5.2544 | 4.9166 | 4.4927 | 4.3547 | 4.1028 | 4.8657 | 4.9497 | 3.7709 | 3.9958 | 3.3436 | 2.587 | 2.1343 | 2.236 | 2.2512 | 2.4696 | 3.0249 | 3.6151 | 4.4444 | 5.3227 | 5.5457 | 5.0943 | 5.9643 | 5.9967 | 5.1715
2045-07-26 | 4.0221 | 3.7604 | 4.0408 | 4.2948 | 3.6535 | 4.0398 | 4.549 | 3.9903 | 3.2711 | 2.8098 | 2.3375 | 2.4362 | 2.9581 | 2.9001 | 2.6804 | 2.5415 | 3.2337 | 4.3752 | 5.1705 | 5.7331 | 5.6123 | 5.5501 | 5.4419 | 5.0041
2045-07-27 | 4.9095 | 4.5879 | 4.0632 | 4.1433 | 4.0254 | 4.0106 | 4.2871 | 4.0739 | 3.4163 | 2.8061 | 2.698 | 2.7692 | 2.4297 | 2.271 | 2.5983 | 2.7171 | 3.502 | 3.9501 | 5.1054 | 5.7272 | 5.709 | 5.9145 | 5.8346 | 5.2277
2045-07-28 | 4.9477 | 4.7703 | 4.1493 | 3.8937 | 4.1107 | 4.3807 | 4.3177 | 3.7192 | 3.9839 | 3.0486 | 2.5952 | 2.2212 | 2.1408 | 2.1165 | 2.2729 | 2.6719 | 3.1414 | 4.2098 | 5.0394 | 5.7565 | 5.5518 | 6.0863 | 6.1151 | 5.1814
2045-07-29 | 4.7391 | 4.9606 | 4.7627 | 4.2038 | 3.6571 | 4.1073 | 4.105 | 3.0649 | 2.6209 | 2.3257 | 1.9336 | 1.8276 | 1.9215 | 1.6498 | 1.3316 | 1.6191 | 2.4484 | 3.1808 | 3.7734 | 4.6995 | 4.5432 | 5.059 | 4.9561 | 5.0443
2045-07-30 | 4.7449 | 4.0603 | 3.7731 | 3.6041 | 3.1786 | 3.0557 | 3.1438 | 2.9634 | 2.5838 | 2.2094 | 2.1032 | 1.8754 | 1.9431 | 2.0498 | 1.4841 | 2.0536 | 2.9648 | 3.6484 | 4.5285 | 5.3384 | 4.9185 | 3.9506 | 3.6046 | 3.634
2045-07-31 | 3.388 | 3.1388 | 3.2352 | 4.098 | 3.5489 | 3.5856 | 3.4052 | 3.5948 | 3.2252 | 3.1205 | 2.6182 | 2.1756 | 2.1038 | 2.6408 | 2.8776 | 3.5159 | 3.7991 | 4.9388 | 5.4746 | 5.9166 | 5.7752 | 5.8528 | 5.6819 | 5.5464
2045-08-01 | 5.3187 | 4.7293 | 4.2327 | 4.3727 | 4.416 | 4.4088 | 4.7969 | 3.8105 | 3.8362 | 3.2296 | 2.8209 | 2.5261 | 2.2447 | 2.3039 | 2.8404 | 2.9291 | 3.8555 | 4.5583 | 5.5739 | 6.0477 | 5.8978 | 6.1168 | 5.8519 | 5.5474
2045-08-02 | 5.2105 | 4.4211 | 4.1561 | 4.2724 | 4.0859 | 4.1955 | 4.6602 | 3.9765 | 3.3219 | 2.48 | 2.5658 | 2.1718 | 2.0254 | 1.9523 | 2.4822 | 2.5087 | 3.3288 | 4.3794 | 5.2584 | 5.8775 | 5.6315 | 5.8314 | 5.6701 | 5.4372
2045-08-03 | 5.4864 | 5.0652 | 4.2607 | 3.9973 | 4.0039 | 4.6868 | 5.0525 | 4.5793 | 4.2943 | 3.4492 | 3.3913 | 2.9315 | 2.4574 | 2.3172 | 2.1049 | 2.7733 | 3.2571 | 3.8145 | 5.1501 | 5.6954 | 5.0483 | 5.7114 | 5.3679 | 5.0759
2045-08-04 | 4.8622 | 4.7686 | 4.0744 | 3.7071 | 3.6478 | 3.637 | 3.72 | 3.2583 | 3.0847 | 2.6434 | 2.2144 | 2.1758 | 2.3185 | 2.288 | 2.1097 | 2.8528 | 3.4294 | 3.8779 | 4.2621 | 4.8195 | 4.104 | 4.7512 | 5.2195 | 5.1249
2045-08-05 | 4.2809 | 3.5674 | 3.2263 | 3.2411 | 3.049 | 3.0085 | 2.9401 | 3.1698 | 2.8924 | 2.2001 | 2.0989 | 1.9028 | 1.863 | 2.0533 | 1.6605 | 2.1183 | 2.9186 | 3.5473 | 4.3446 | 4.9818 | 4.6066 | 4.4922 | 5.0719 | 4.8902
2045-08-06 | 4.2893 | 3.4642 | 3.3134 | 3.253 | 2.9354 | 2.954 | 3.1358 | 3.0244 | 2.733 | 2.2244 | 1.997 | 1.9673 | 1.8096 | 1.9457 | 1.9044 | 1.8477 | 2.6106 | 3.431 | 4.2557 | 5.4084 | 5.1181 | 4.308 | 3.5696 | 3.4057
2045-08-07 | 3.3333 | 3.2771 | 3.099 | 3.1191 | 3.4796 | 3.9453 | 3.77 | 3.1619 | 3.0203 | 2.6233 | 2.7043 | 2.3081 | 2.4499 | 2.1956 | 2.2622 | 2.3224 | 3.4679 | 4.5827 | 5.122 | 5.8704 | 5.2038 | 5.4446 | 5.3012 | 5.2142
2045-08-08 | 4.6078 | 4.3795 | 3.8846 | 4.0295 | 3.9494 | 4.0224 | 4.0707 | 3.6114 | 3.3314 | 2.785 | 2.3996 | 2.6397 | 2.532 | 2.4378 | 2.6612 | 2.7578 | 3.4611 | 4.0722 | 5.3154 | 5.9594 | 5.3583 | 5.9732 | 5.9887 | 4.7782
2045-08-09 | 4.0946 | 4.4135 | 4.0073 | 3.6711 | 3.5809 | 4.208 | 4.4761 | 3.4744 | 3.448 | 2.7174 | 2.6268 | 2.4585 | 2.3316 | 2.1942 | 2.4171 | 2.9917 | 4.1291 | 4.1898 | 5.3298 | 5.9862 | 5.6579 | 5.9746 | 5.9713 | 5.5107
2045-08-10 | 4.778 | 4.5027 | 4.3274 | 4.6854 | 4.353 | 4.1706 | 4.7404 | 4.0005 | 3.5954 | 3.0623 | 2.7592 | 2.5322 | 2.9516 | 3.6537 | 4.093 | 3.5963 | 4.9082 | 5.3627 | 5.9526 | 6.0016 | 5.3774 | 5.682 | 5.9535 | 4.6158
2045-08-11 | 4.1118 | 4.393 | 4.0437 | 4.0859 | 3.8816 | 4.9316 | 4.9691 | 3.7471 | 3.3314 | 2.7382 | 2.5979 | 2.7034 | 2.229 | 2.3383 | 2.4227 | 2.5724 | 3.111 | 4.2767 | 5.2138 | 5.5125 | 5.2404 | 5.6702 | 5.4426 | 5.163
2045-08-12 | 4.6101 | 4.3695 | 3.7882 | 3.8476 | 3.5196 | 3.3706 | 3.3661 | 2.9525 | 2.6087 | 2.2338 | 1.8662 | 1.8958 | 2.0755 | 2.0395 | 1.8183 | 2.3833 | 3.1019 | 3.8258 | 4.6064 | 5.7969 | 5.3998 | 5.6768 | 5.0633 | 4.761
2045-08-13 | 4.0164 | 3.4111 | 3.3091 | 3.3768 | 3.2158 | 3.1959 | 3.2266 | 2.8644 | 2.6747 | 2.0939 | 1.8266 | 1.9929 | 1.9208 | 1.9637 | 1.9294 | 1.9847 | 2.664 | 3.6311 | 4.5837 | 5.3618 | 5.1712 | 4.0294 | 3.7886 | 3.7125
2045-08-14 | 3.4196 | 3.5447 | 3.5937 | 3.5932 | 3.1166 | 3.2382 | 3.6438 | 3.6738 | 3.3277 | 2.702 | 2.644 | 2.5094 | 2.4267 | 2.6474 | 2.6786 | 3.2882 | 4.0042 | 4.9298 | 5.8421 | 5.9917 | 5.6707 | 5.6201 | 5.4676 | 4.9733
2045-08-15 | 5.0693 | 4.4529 | 4.0033 | 4.1789 | 4.09 | 4.4038 | 5.0491 | 3.9666 | 3.6317 | 2.8574 | 2.3326 | 2.5689 | 2.8217 | 2.6705 | 2.7884 | 3.0623 | 3.7942 | 4.4362 | 5.3996 | 5.9958 | 5.4203 | 5.3403 | 5.5944 | 5.2636
2045-08-16 | 4.1784 | 4.0997 | 4.2386 | 3.8579 | 3.8422 | 4.7276 | 4.6483 | 3.5915 | 3.3085 | 2.6978 | 2.3185 | 2.0722 | 2.1206 | 2.0843 | 2.1848 | 2.6157 | 3.7411 | 4.908 | 5.7109 | 5.9878 | 5.8819 | 6.0321 | 5.4988 | 4.9409
2045-08-17 | 4.7411 | 4.721 | 4.1275 | 3.9146 | 4.0787 | 4.0037 | 3.9389 | 3.6343 | 3.5632 | 3.1059 | 2.9483 | 3.4239 | 3.3348 | 2.8158 | 2.3922 | 3.0074 | 3.8846 | 4.9098 | 5.7458 | 5.8316 | 5.2393 | 6.0412 | 6.26 | 6.0898
2045-08-18 | 4.9646 | 4.8446 | 5.0959 | 4.6201 | 4.3082 | 4.89 | 4.4356 | 3.1461 | 2.9302 | 2.5143 | 2.3568 | 2.2318 | 2.1597 | 2.3199 | 2.3602 | 2.6425 | 3.9539 | 5.0366 | 5.5166 | 5.826 | 5.5525 | 5.9309 | 5.9135 | 5.5785
2045-08-19 | 5.507 | 4.939 | 4.4505 | 3.9409 | 3.9061 | 4.5849 | 3.999 | 3.0264 | 2.7455 | 2.4713 | 2.1685 | 2.0449 | 2.291 | 2.3371 | 2.3388 | 2.4401 | 3.1251 | 3.9538 | 4.7466 | 4.644 | 4.5952 | 5.5293 | 5.463 | 4.6407
2045-08-20 | 4.1326 | 3.6159 | 3.6021 | 3.5381 | 3.2443 | 3.2684 | 3.1146 | 3.0091 | 2.744 | 2.3653 | 1.9527 | 1.892 | 1.8524 | 2.1781 | 2.2639 | 2.1078 | 3.0151 | 3.9465 | 4.9552 | 5.7621 | 5.4788 | 5.1657 | 4.9826 | 4.5614
2045-08-21 | 4.341 | 4.1144 | 3.3583 | 3.251 | 3.3087 | 3.9061 | 3.9037 | 3.6846 | 3.6697 | 3.3841 | 3.2706 | 2.9399 | 3.1281 | 3.011 | 3.0865 | 3.5995 | 4.3551 | 5.0258 | 5.7358 | 5.8046 | 5.5372 | 6.0704 | 5.564 | 5.318
2045-08-22 | 5.1654 | 4.5431 | 4.2767 | 4.7084 | 3.8764 | 4.3233 | 5.2855 | 4.6512 | 4.3258 | 2.9956 | 2.563 | 2.6515 | 3.0249 | 3.217 | 3.2468 | 3.6024 | 4.1144 | 4.823 | 5.3202 | 6.0256 | 5.2205 | 5.4011 | 5.5422 | 5.0355
2045-08-23 | 4.6907 | 4.4212 | 3.8858 | 3.9818 | 4.0472 | 4.4957 | 5.1225 | 4.398 | 3.3695 | 3.2669 | 2.8452 | 2.4919 | 2.2825 | 2.5038 | 2.8865 | 3.0226 | 4.1829 | 5.084 | 4.7789 | 5.2288 | 5.2842 | 5.6341 | 5.4828 | 5.2298
2045-08-24 | 5.2732 | 4.341 | 4.3656 | 4.7137 | 4.328 | 4.2944 | 4.7841 | 4.3253 | 3.166 | 2.9035 | 2.8573 | 3.7034 | 3.4064 | 2.8736 | 3.3936 | 3.6646 | 4.1679 | 4.1313 | 4.5496 | 4.6955 | 3.9257 | 3.8208 | 3.769 | 3.8593
2045-08-25 | 3.3743 | 3.2051 | 3.2836 | 3.0791 | 3.0521 | 2.9217 | 2.4627 | 2.5491 | 2.8032 | 2.5443 | 2.3892 | 2.3134 | 2.2247 | 2.0041 | 2.2569 | 2.7177 | 3.6361 | 4.3484 | 4.3569 | 3.8771 | 3.7302 | 3.757 | 3.9633 | 3.645
2045-08-26 | 3.1935 | 2.948 | 2.8228 | 2.9139 | 2.7271 | 2.7963 | 3.0143 | 2.7859 | 2.5343 | 2.039 | 2.4341 | 2.5558 | 2.2084 | 2.5239 | 2.428 | 2.3208 | 3.0892 | 3.8918 | 4.0177 | 4.0411 | 3.5256 | 3.389 | 3.5345 | 3.482
2045-08-27 | 3.2782 | 3.0729 | 3.004 | 2.9751 | 3.2002 | 3.0488 | 3.2252 | 2.7701 | 2.7618 | 2.3335 | 1.954 | 1.6514 | 1.7464 | 1.9324 | 2.3253 | 2.7827 | 2.8814 | 3.6272 | 4.6509 | 4.817 | 4.2371 | 3.5926 | 3.5578 | 3.3984
2045-08-28 | 3.3993 | 3.1854 | 3.0222 | 2.9432 | 3.0116 | 3.219 | 3.3572 | 3.0471 | 3.185 | 2.6891 | 2.4276 | 2.8436 | 2.5611 | 2.228 | 2.7166 | 3.0255 | 3.5357 | 4.1636 | 5.7509 | 6.033 | 5.4408 | 5.5472 | 5.7671 | 4.6292
2045-08-29 | 4.0781 | 3.9739 | 4.0225 | 4.267 | 3.6653 | 4.0228 | 4.7058 | 3.5638 | 3.4658 | 2.6923 | 2.5292 | 2.4667 | 2.4426 | 2.6661 | 2.7583 | 2.8416 | 3.7151 | 4.8678 | 5.8278 | 6.0312 | 5.6238 | 6.1109 | 5.6252 | 4.7013
2045-08-30 | 4.7495 | 3.9868 | 3.6724 | 3.5762 | 3.7154 | 3.7737 | 3.9458 | 3.3296 | 3.0747 | 2.6027 | 2.5135 | 2.1669 | 2.2077 | 2.3554 | 2.4395 | 2.3882 | 3.3368 | 3.8143 | 5.0261 | 5.8256 | 5.2686 | 5.0862 | 4.9002 | 4.7326
2045-08-31 | 3.9552 | 3.8569 | 3.7982 | 3.7206 | 3.6111 | 4.3231 | 4.4451 | 3.346 | 2.9065 | 2.4094 | 1.9858 | 2.1192 | 2.2292 | 2.0554 | 2.263 | 2.348 | 2.9892 | 3.7696 | 5.1782 | 5.7961 | 4.9667 | 4.9184 | 5.018 | 5.1449
2045-09-01 | 4.4158 | 4.054 | 4.0827 | 4.1964 | 3.8372 | 3.8293 | 4.0348 | 3.1887 | 3.098 | 2.8009 | 2.6097 | 2.0553 | 2.3128 | 2.787 | 2.0105 | 2.4665 | 3.0996 | 4.0154 | 4.7521 | 4.9466 | 4.3679 | 5.1421 | 5.2653 | 4.5376
2045-09-02 | 4.0307 | 3.8971 | 3.8942 | 3.4926 | 3.4841 | 3.0747 | 3.4095 | 2.8812 | 2.2872 | 2.1059 | 1.7913 | 1.84 | 2.2485 | 2.5737 | 2.063 | 2.2688 | 3.1568 | 4.0085 | 4.2701 | 4.2206 | 4.3024 | 4.0904 | 4.0637 | 4.0108
2045-09-03 | 3.693 | 3.4255 | 3.3324 | 3.3476 | 3.1832 | 2.8917 | 3.0654 | 2.6411 | 2.4676 | 2.0683 | 1.7831 | 1.396 | 1.2394 | 1.2863 | 1.7442 | 2.2891 | 2.7565 | 3.5301 | 4.5163 | 4.8553 | 4.334 | 4.5731 | 4.4948 | 4.1495
2045-09-04 | 4.0935 | 3.7424 | 3.1018 | 3.0666 | 3.3406 | 3.4348 | 3.3258 | 3.2428 | 2.8015 | 2.2576 | 2.1701 | 1.8427 | 1.6855 | 1.7971 | 2.1623 | 2.6268 | 3.3245 | 4.4297 | 5.2889 | 5.4246 | 5.1169 | 4.5359 | 4.1392 | 3.9361
2045-09-05 | 4.0015 | 3.6225 | 3.4286 | 3.6916 | 3.546 | 3.5254 | 4.1393 | 3.8019 | 3.6197 | 3.0461 | 2.4366 | 2.3211 | 2.6999 | 2.4323 | 2.0929 | 3.0371 | 4.4611 | 5.591 | 6.0341 | 6.0935 | 5.6932 | 5.8743 | 5.5705 | 5.5676
2045-09-06 | 5.0674 | 4.3372 | 4.3049 | 4.528 | 4.2554 | 4.4917 | 4.8824 | 4.3781 | 3.9361 | 3.3499 | 2.6878 | 2.4125 | 2.3878 | 2.8584 | 2.6834 | 2.5111 | 3.9681 | 5.0245 | 5.7138 | 6.0004 | 5.5119 | 5.5 | 5.3593 | 5.302
2045-09-07 | 5.062 | 4.4272 | 4.377 | 4.6117 | 3.9797 | 4.0713 | 4.5097 | 3.8147 | 3.1774 | 2.6493 | 2.3097 | 2.1927 | 2.2113 | 2.6623 | 3.3401 | 2.9074 | 4.1013 | 5.1426 | 5.8036 | 6.0591 | 5.6792 | 5.8807 | 5.8248 | 5.1069
2045-09-08 | 4.8384 | 4.8184 | 4.4404 | 4.3813 | 4.4404 | 5.1837 | 5.2512 | 4.1258 | 4.0967 | 3.0934 | 2.5283 | 2.3541 | 2.4739 | 2.378 | 1.8958 | 2.5827 | 3.6195 | 4.351 | 5.1946 | 5.5704 | 4.9171 | 5.4943 | 5.8558 | 5.3327
2045-09-09 | 4.4696 | 4.1646 | 4.3071 | 3.8185 | 3.5574 | 3.6083 | 3.5265 | 3.1174 | 2.5686 | 2.0987 | 1.7249 | 1.5765 | 2.0381 | 1.9949 | 2.1282 | 2.4616 | 3.3228 | 4.1582 | 4.8606 | 4.6999 | 4.785 | 4.9266 | 5.2551 | 4.5105
2045-09-10 | 4.308 | 4.0101 | 3.5228 | 3.2441 | 3.0193 | 3.1365 | 3.4333 | 2.7071 | 2.401 | 2.0989 | 1.7888 | 1.4197 | 1.7611 | 1.8957 | 1.8733 | 2.2776 | 2.9483 | 3.8243 | 4.9144 | 5.3548 | 4.8526 | 4.4602 | 3.925 | 3.6988
2045-09-11 | 3.627 | 3.3816 | 3.1628 | 3.1678 | 3.4606 | 3.4874 | 4.0009 | 4.1302 | 3.6856 | 3.1954 | 3.0218 | 3.1431 | 2.9664 | 3.2441 | 3.5116 | 3.8784 | 4.2366 | 5.1205 | 5.9058 | 6.1605 | 5.8076 | 5.8032 | 5.5905 | 5.1673
2045-09-12 | 4.7677 | 4.7346 | 4.6551 | 4.3159 | 4.216 | 4.8044 | 5.4462 | 4.3305 | 3.8141 | 3.1411 | 2.6547 | 2.6132 | 2.9836 | 2.7781 | 2.9137 | 3.5284 | 4.1596 | 4.7574 | 5.5166 | 5.3056 | 4.643 | 4.5113 | 4.0631 | 3.8641
2045-09-13 | 3.7494 | 3.6087 | 3.7012 | 3.451 | 3.3554 | 3.3884 | 3.4228 | 3.3232 | 2.804 | 2.4803 | 1.9231 | 1.8928 | 1.5378 | 1.5325 | 1.7464 | 2.2081 | 2.7076 | 3.0504 | 3.5167 | 3.4218 | 3.1926 | 3.1302 | 3.3493 | 3.127
2045-09-14 | 2.9147 | 2.749 | 2.8041 | 2.7868 | 2.8899 | 2.9421 | 2.9497 | 2.7951 | 2.6573 | 2.1136 | 1.9984 | 1.6756 | 1.6017 | 1.8497 | 2.2273 | 2.7077 | 2.9554 | 3.5951 | 4.451 | 3.853 | 3.6295 | 4.553 | 4.9977 | 5.1985
2045-09-15 | 4.4186 | 4.1043 | 3.9856 | 4.1398 | 4.3076 | 4.2584 | 4.8422 | 4.1598 | 3.268 | 2.5709 | 1.9845 | 1.6708 | 1.7646 | 2.0886 | 2.0321 | 2.4747 | 3.3042 | 4.5297 | 5.3661 | 5.0706 | 4.6732 | 5.5645 | 5.3912 | 4.9893
2045-09-16 | 4.3374 | 4.4819 | 3.99 | 3.9071 | 4.1749 | 3.9858 | 4.0335 | 3.0962 | 2.6305 | 2.027 | 1.4211 | 1.634 | 1.8057 | 1.5347 | 1.2994 | 2.0833 | 2.7385 | 3.6103 | 4.6442 | 5.0224 | 4.3049 | 4.7011 | 5.1303 | 4.4759
2045-09-17 | 4.0996 | 4.2098 | 3.9065 | 3.6317 | 3.6064 | 3.9074 | 3.851 | 2.9272 | 2.3847 | 2.1853 | 1.5943 | 1.0863 | 1.1821 | 1.3848 | 1.0068 | 1.5422 | 2.6167 | 3.7382 | 4.4543 | 4.5591 | 4.0388 | 4.7184 | 4.7705 | 3.8221
2045-09-18 | 3.222 | 3.034 | 3.0865 | 3.1509 | 3.0952 | 3.431 | 3.9618 | 3.7196 | 2.8043 | 2.103 | 1.9224 | 1.5675 | 1.9691 | 2.3342 | 1.7443 | 2.3153 | 3.3617 | 4.5292 | 5.4766 | 5.6453 | 5.2201 | 5.5276 | 5.0977 | 4.6658
2045-09-19 | 4.2959 | 4.2665 | 4.2425 | 3.72 | 3.303 | 3.3107 | 4.0275 | 3.3757 | 2.8288 | 2.4901 | 2.2225 | 2.0354 | 1.9335 | 2.0856 | 1.6274 | 2.4503 | 3.728 | 4.7125 | 5.4681 | 5.8837 | 5.1239 | 5.1622 | 5.21 | 5.085
2045-09-20 | 4.1023 | 3.5222 | 3.4712 | 3.4592 | 3.1218 | 3.1936 | 3.7863 | 3.7528 | 3.3456 | 2.8339 | 2.2487 | 2.036 | 2.1139 | 2.2779 | 2.9306 | 3.4395 | 4.1774 | 4.9236 | 5.9449 | 6.0608 | 5.7079 | 5.8352 | 5.3385 | 4.8544
2045-09-21 | 4.8683 | 4.6198 | 4.5007 | 4.1572 | 4.3118 | 4.3417 | 4.0992 | 3.6708 | 3.1579 | 2.5437 | 2.1284 | 2.2429 | 2.4557 | 2.5535 | 2.7357 | 3.6512 | 3.9088 | 4.9224 | 6.0207 | 6.1422 | 5.4996 | 5.7421 | 6.1191 | 5.728
2045-09-22 | 4.5086 | 3.7744 | 3.9262 | 3.6309 | 3.5458 | 3.897 | 4.7358 | 3.816 | 3.1998 | 2.7672 | 2.2662 | 2.0828 | 2.487 | 2.5912 | 2.3614 | 3.2902 | 4.5845 | 5.232 | 4.8099 | 4.6107 | 4.4595 | 5.4271 | 5.9097 | 5.6559
2045-09-23 | 4.5955 | 4.5128 | 3.8901 | 3.3827 | 3.2452 | 3.3021 | 3.7526 | 3.0608 | 2.7108 | 2.2969 | 1.9946 | 1.6393 | 1.5266 | 1.6261 | 1.4562 | 2.0273 | 3.2103 | 4.2864 | 4.5862 | 4.9805 | 4.7159 | 4.2964 | 3.9769 | 3.8781
2045-09-24 | 3.781 | 3.4131 | 3.4483 | 3.6096 | 3.2867 | 3.3202 | 3.4767 | 2.791 | 2.3847 | 1.911 | 1.7367 | 1.7297 | 1.795 | 1.8416 | 1.7222 | 2.058 | 3.0197 | 4.1663 | 5.0438 | 5.4525 | 5.0092 | 4.8971 | 5.2126 | 5.0335
2045-09-25 | 4.6822 | 4.4337 | 3.9162 | 3.8431 | 4.0019 | 4.4467 | 4.7965 | 3.5194 | 3.3457 | 3.2041 | 2.7141 | 2.5262 | 2.6339 | 2.3672 | 2.1885 | 3.1202 | 4.3699 | 5.6798 | 6.2243 | 6.2072 | 5.4643 | 5.6509 | 5.6038 | 5.5303
2045-09-26 | 4.911 | 4.5836 | 4.2226 | 4.2373 | 4.3819 | 4.2633 | 4.6889 | 3.9508 | 3.7483 | 2.8729 | 2.3847 | 2.887 | 2.9838 | 3.1695 | 3.2924 | 3.7157 | 4.5966 | 5.6172 | 6.0962 | 6.1684 | 5.5423 | 4.2547 | 4.0968 | 4.3269
2045-09-27 | 4.5355 | 4.0748 | 3.9864 | 3.8184 | 3.6394 | 4.0007 | 5.1698 | 5.2756 | 4.1554 | 3.302 | 2.7812 | 3.0059 | 2.6738 | 2.3822 | 3.208 | 3.7857 | 4.8321 | 5.2305 | 5.9988 | 6.1432 | 5.7607 | 5.4436 | 4.9844 | 4.6218
2045-09-28 | 4.2604 | 4.0761 | 4.127 | 4.0462 | 4.0165 | 4.5872 | 5.1481 | 4.8257 | 4.9966 | 4.5629 | 4.3065 | 2.8069 | 3.2743 | 3.4724 | 3.3835 | 4.2557 | 4.5027 | 5.5501 | 5.3373 | 4.5406 | 4.26 | 4.4183 | 4.4989 | 4.1039
2045-09-29 | 3.7705 | 3.5361 | 3.6718 | 3.5944 | 3.1889 | 3.1647 | 3.5908 | 3.1406 | 2.6841 | 2.3024 | 2.1286 | 2.6274 | 2.5172 | 2.8466 | 2.2039 | 2.7533 | 4.1333 | 4.9713 | 5.3169 | 5.6694 | 5.1677 | 5.4048 | 5.2851 | 4.9605
2045-09-30 | 4.6997 | 3.8061 | 3.62 | 3.4225 | 3.2949 | 3.3268 | 3.445 | 3.0323 | 2.3463 | 2.0258 | 1.9501 | 2.0007 | 2.0933 | 2.0376 | 1.7017 | 2.3358 | 3.3392 | 3.9687 | 5.0115 | 5.2401 | 4.6045 | 4.2472 | 4.1016 | 3.9797
2045-10-01 | 3.7839 | 4.3653 | 4.0543 | 3.9178 | 3.3525 | 3.0839 | 3.1635 | 2.7639 | 2.3713 | 2.0147 | 1.8595 | 1.6757 | 1.8864 | 2.0611 | 1.9075 | 2.3975 | 3.2656 | 4.358 | 5.4527 | 5.6328 | 4.9044 | 4.267 | 3.9636 | 3.6191
2045-10-02 | 3.3672 | 3.3508 | 3.3107 | 3.1227 | 3.1332 | 3.2146 | 3.6274 | 3.1905 | 2.695 | 2.2714 | 2.2066 | 2.231 | 2.5194 | 2.8659 | 3.0893 | 3.4102 | 4.4467 | 5.2675 | 5.9985 | 5.8921 | 5.1554 | 5.4046 | 5.3641 | 5.1454
2045-10-03 | 4.1827 | 3.6242 | 3.3691 | 3.279 | 3.0886 | 3.1875 | 3.7031 | 3.2197 | 2.6064 | 1.9872 | 1.7549 | 1.9449 | 2.2323 | 2.5342 | 2.9151 | 3.4518 | 3.9711 | 4.9873 | 5.9914 | 5.8648 | 5.0044 | 4.381 | 4.4507 | 4.2063
2045-10-04 | 3.5682 | 3.3659 | 3.4308 | 3.2674 | 3.2453 | 3.4191 | 3.674 | 3.1917 | 2.5867 | 2.0961 | 1.9751 | 1.9238 | 2.2278 | 2.9664 | 3.99 | 4.2674 | 4.5136 | 5.4103 | 6.0473 | 5.9692 | 5.4327 | 5.7088 | 5.3646 | 4.885
2045-10-05 | 4.7941 | 4.6296 | 4.0987 | 4.1016 | 3.6914 | 3.8946 | 4.2418 | 3.2352 | 2.7342 | 2.3028 | 2.1113 | 2.2332 | 2.4524 | 2.6758 | 3.348 | 3.8761 | 4.7335 | 5.643 | 6.0512 | 5.8934 | 5.0851 | 5.5833 | 6.0541 | 5.4064
2045-10-06 | 4.6357 | 4.0503 | 3.6996 | 3.6067 | 3.3816 | 3.6732 | 3.9705 | 3.0917 | 2.7195 | 2.479 | 2.1872 | 2.1686 | 2.322 | 2.7067 | 3.3405 | 4.0259 | 4.7243 | 4.816 | 5.2775 | 5.2977 | 4.9116 | 5.9058 | 5.8612 | 5.655
2045-10-07 | 4.5957 | 4.1695 | 4.4686 | 4.2244 | 3.5483 | 3.3908 | 3.8257 | 3.1555 | 2.5547 | 2.2357 | 1.9966 | 2.017 | 2.0209 | 1.9247 | 2.2649 | 2.629 | 3.8959 | 4.636 | 5.4809 | 5.3843 | 4.8028 | 4.3447 | 4.1295 | 3.8564
2045-10-08 | 3.7414 | 3.378 | 3.2972 | 3.2431 | 3.2506 | 3.355 | 3.2714 | 2.8664 | 2.4113 | 1.9451 | 1.9203 | 2.0093 | 1.8948 | 2.2733 | 2.3544 | 2.4722 | 3.1939 | 4.1668 | 5.4146 | 5.1776 | 4.5328 | 4.918 | 4.3901 | 4.0975
2045-10-09 | 3.9364 | 3.3214 | 3.1185 | 3.2785 | 3.2872 | 3.4635 | 3.6579 | 3.1732 | 2.7891 | 2.3234 | 2.1661 | 2.0752 | 2.38 | 2.6615 | 2.9766 | 2.946 | 3.7866 | 5.1846 | 5.8186 | 5.7211 | 4.7438 | 4.2988 | 4.4664 | 3.9318
2045-10-10 | 3.8433 | 4.481 | 4.433 | 4.0816 | 3.861 | 4.3914 | 3.8144 | 3.566 | 3.2006 | 2.545 | 2.2522 | 2.2853 | 2.2011 | 2.3567 | 2.5819 | 3.145 | 4.5103 | 5.437 | 5.7973 | 5.4807 | 5.2717 | 5.4684 | 4.9149 | 4.349
2045-10-11 | 4.2531 | 4.3342 | 4.1726 | 4.1221 | 3.5474 | 3.5574 | 3.7826 | 3.5414 | 2.9748 | 2.5705 | 2.4796 | 2.3579 | 2.6127 | 3.3619 | 3.3165 | 3.8071 | 4.5855 | 5.4896 | 6.0157 | 5.6191 | 4.7002 | 5.2524 | 5.1228 | 4.8805
2045-10-12 | 4.7036 | 3.9516 | 3.8768 | 4.1969 | 3.7424 | 4.1278 | 4.4491 | 3.54 | 3.3664 | 2.8361 | 2.4768 | 2.4406 | 2.3002 | 2.4628 | 2.8861 | 3.6224 | 4.6895 | 5.4205 | 5.532 | 5.4069 | 5.1346 | 5.3814 | 5.3958 | 5.0624
2045-10-13 | 4.8858 | 4.7894 | 4.155 | 4.2193 | 4.2737 | 4.5174 | 4.4491 | 3.2625 | 2.7421 | 2.1025 | 1.941 | 2.0492 | 2.3602 | 2.8266 | 3.9487 | 4.6903 | 4.8251 | 5.206 | 5.7524 | 5.0731 | 4.4162 | 5.4021 | 5.6044 | 4.7078
2045-10-14 | 4.3162 | 4.348 | 3.8339 | 3.6075 | 3.5193 | 3.8767 | 3.8554 | 3.2467 | 3.2305 | 3.0898 | 2.8129 | 2.5651 | 1.8311 | 1.9488 | 2.2064 | 2.3225 | 3.3231 | 4.2852 | 5.1691 | 4.8726 | 3.9059 | 4.2297 | 3.8203 | 3.3832
2045-10-15 | 3.3593 | 3.3629 | 3.2782 | 3.1163 | 2.892 | 3.0447 | 3.1161 | 2.6585 | 2.3635 | 1.7795 | 1.4851 | 1.4233 | 1.6549 | 2.144 | 2.2012 | 2.5837 | 3.2627 | 4.4519 | 5.251 | 4.9027 | 4.5131 | 4.5775 | 4.1636 | 3.8408
2045-10-16 | 3.6087 | 3.2132 | 3.0088 | 2.9474 | 3.0684 | 3.3394 | 3.7056 | 3.3177 | 3.0362 | 3.2756 | 3.0741 | 2.7337 | 2.1951 | 2.4347 | 3.2279 | 3.9175 | 4.582 | 5.2427 | 5.5562 | 5.0152 | 4.4198 | 5.3382 | 4.9908 | 4.5823
2045-10-17 | 4.0807 | 3.7989 | 3.767 | 4.0917 | 3.9199 | 4.1059 | 4.075 | 3.2936 | 3.1496 | 2.5832 | 2.3256 | 2.0685 | 2.3265 | 2.307 | 2.5355 | 2.984 | 4.36 | 5.338 | 5.5618 | 5.3916 | 5.0313 | 4.9478 | 4.7722 | 4.3659
2045-10-18 | 4.3432 | 4.0725 | 3.741 | 3.8055 | 3.8607 | 3.8628 | 4.4716 | 3.7153 | 3.0386 | 2.3658 | 2.3727 | 2.1553 | 2.162 | 2.4379 | 3.1085 | 3.9691 | 4.5088 | 4.8327 | 5.8272 | 5.4949 | 5.0608 | 5.7376 | 5.4886 | 4.7018
2045-10-19 | 4.7264 | 4.6658 | 4.3845 | 3.804 | 3.3443 | 3.4067 | 3.788 | 3.5436 | 3.278 | 2.6793 | 2.6306 | 2.403 | 2.4375 | 2.8184 | 3.263 | 3.639 | 4.3678 | 4.9472 | 5.8492 | 5.5409 | 4.3917 | 4.7146 | 5.1672 | 4.5406
2045-10-20 | 4.0265 | 3.9857 | 4.0723 | 3.7654 | 3.2154 | 3.373 | 3.9733 | 3.7789 | 3.4636 | 2.7767 | 2.2061 | 2.1222 | 2.4879 | 2.8163 | 3.0178 | 3.3677 | 4.2653 | 4.8757 | 5.2092 | 4.8138 | 4.1797 | 4.0796 | 4.1184 | 3.9725
2045-10-21 | 3.6535 | 3.2768 | 3.2035 | 3.3546 | 3.2016 | 3.3519 | 3.5864 | 3.2919 | 2.9524 | 2.3467 | 1.9185 | 1.8728 | 2.0474 | 2.0914 | 2.1744 | 2.5028 | 3.2289 | 4.1669 | 4.7883 | 4.3061 | 3.7381 | 4.4076 | 4.738 | 4.4592
2045-10-22 | 4.1868 | 3.4534 | 3.1481 | 3.1706 | 3.092 | 3.0979 | 3.1073 | 2.9339 | 2.5499 | 2.1954 | 1.8861 | 1.8929 | 2.0994 | 2.1891 | 2.2846 | 2.5011 | 3.4634 | 4.4825 | 5.3996 | 5.0879 | 4.4203 | 3.8711 | 3.6272 | 3.4278
2045-10-23 | 3.3614 | 3.3471 | 3.1616 | 3.064 | 3.0705 | 3.5678 | 5.3836 | 4.2572 | 3.3915 | 2.5313 | 2.3511 | 2.2797 | 2.2254 | 2.4798 | 2.6205 | 2.9778 | 3.8114 | 5.2925 | 5.8544 | 5.3248 | 5.0972 | 5.2094 | 5.01 | 4.9737
2045-10-24 | 4.2446 | 3.3616 | 3.3081 | 3.4617 | 3.174 | 3.4945 | 4.1117 | 3.923 | 3.0332 | 2.5416 | 2.1819 | 1.9494 | 2.0131 | 2.3771 | 2.6578 | 3.234 | 4.2429 | 5.4279 | 5.9909 | 5.8221 | 5.218 | 5.6477 | 5.5153 | 5.0946
2045-10-25 | 4.8656 | 4.5931 | 4.4087 | 4.1324 | 4.1029 | 4.549 | 4.9555 | 4.1912 | 3.1231 | 2.5491 | 2.1289 | 2.0238 | 2.2369 | 2.604 | 3.0007 | 3.3405 | 4.5487 | 5.6334 | 5.9433 | 5.818 | 5.2758 | 5.1712 | 5.2713 | 4.8669
2045-10-26 | 4.8886 | 4.4068 | 4.1107 | 4.3842 | 4.2467 | 4.5974 | 5.0981 | 3.9243 | 3.6451 | 2.922 | 2.3188 | 2.2986 | 2.372 | 2.4346 | 2.958 | 3.8647 | 3.9603 | 4.695 | 5.6496 | 5.4541 | 4.6718 | 4.73 | 5.1843 | 5.1741
2045-10-27 | 4.3174 | 3.9845 | 3.6078 | 3.4887 | 3.4857 | 3.7231 | 4.0803 | 3.1869 | 3.1222 | 2.815 | 2.7306 | 2.3262 | 2.4349 | 2.8368 | 2.7766 | 3.0537 | 4.6308 | 4.9157 | 5.4152 | 5.2256 | 4.4111 | 4.9486 | 4.8282 | 4.8303
2045-10-28 | 4.3227 | 4.1717 | 3.9204 | 3.2266 | 3.2204 | 3.4436 | 3.6118 | 2.9756 | 2.6032 | 2.4201 | 2.2904 | 1.9093 | 1.7282 | 1.9088 | 2.2309 | 2.3773 | 3.8725 | 4.8876 | 5.0424 | 4.3999 | 3.9948 | 3.5894 | 3.6438 | 3.5221
2045-10-29 | 3.568 | 3.3468 | 3.1744 | 3.2868 | 3.2335 | 3.2759 | 3.3652 | 3.0912 | 2.7557 | 2.3464 | 1.7544 | 1.9154 | 2.2317 | 2.3054 | 2.6939 | 3.2646 | 3.7745 | 4.3982 | 5.4304 | 4.8945 | 4.2454 | 4.2264 | 4.5529 | 4.3711
2045-10-30 | 3.7258 | 3.4625 | 3.4636 | 3.2801 | 3.2681 | 3.4637 | 3.8854 | 3.6879 | 2.8944 | 2.5253 | 2.5613 | 2.0122 | 2.1693 | 2.5801 | 3.1279 | 3.1931 | 4.9118 | 5.9579 | 6.0788 | 5.9228 | 5.0521 | 4.2939 | 4.0971 | 3.8001
2045-10-31 | 3.8376 | 3.564 | 3.4782 | 3.4734 | 3.5789 | 4.0538 | 4.4467 | 3.8352 | 4.333 | 4.7594 | 4.146 | 3.0946 | 3.7574 | 4.0923 | 3.5485 | 4.0732 | 5.2714 | 5.5564 | 5.4283 | 4.8347 | 4.5775 | 4.3755 | 4.1735 | 3.8064
2045-11-01 | 3.6695 | 3.4474 | 3.0365 | 2.9906 | 3.1107 | 3.3079 | 3.8483 | 3.8389 | 3.0639 | 2.0903 | 2.0462 | 2.1555 | 2.1349 | 3.0607 | 3.9602 | 4.0414 | 4.9707 | 5.5063 | 5.0935 | 4.4768 | 4.2744 | 5.3604 | 5.384 | 4.7882
2045-11-02 | 4.4025 | 4.1548 | 4.2852 | 4.2603 | 4.1802 | 4.7603 | 5.039 | 4.0611 | 3.9139 | 2.7358 | 2.4414 | 2.4062 | 2.5773 | 2.33 | 2.6277 | 3.6082 | 4.6948 | 4.9263 | 5.7155 | 5.2655 | 4.92 | 5.4244 | 5.6115 | 4.752
2045-11-03 | 4.2969 | 4.0794 | 4.026 | 3.8782 | 3.9306 | 4.2652 | 4.6692 | 3.4182 | 3.1328 | 2.7446 | 2.1139 | 1.9418 | 2.1262 | 2.2625 | 2.4211 | 3.2459 | 4.7712 | 4.7792 | 5.2674 | 5.1325 | 4.3357 | 4.8144 | 4.9115 | 4.9969
2045-11-04 | 3.6679 | 3.1882 | 3.2878 | 3.252 | 3.0439 | 3.3708 | 3.3131 | 3.2316 | 2.5344 | 1.9957 | 1.4522 | 1.2144 | 1.3584 | 1.6984 | 2.0161 | 2.0995 | 3.1151 | 4.1801 | 5.0977 | 4.4581 | 4.0369 | 4.0734 | 3.8397 | 3.5062
2045-11-05 | 3.4028 | 3.4927 | 3.3062 | 3.2408 | 3.4345 | 3.8841 | 4.1855 | 3.0554 | 2.3811 | 2.0407 | 1.794 | 1.6797 | 1.4666 | 1.6531 | 1.9315 | 2.1466 | 3.148 | 4.3695 | 5.3261 | 4.7599 | 4.1617 | 4.9847 | 4.8459 | 3.9372
2045-11-06 | 3.2057 | 3.2724 | 3.0643 | 2.9906 | 3.0421 | 3.3365 | 4.1979 | 3.3987 | 3.0485 | 2.7262 | 2.3823 | 2.1964 | 2.5034 | 2.593 | 2.9615 | 2.9349 | 4.6486 | 5.2792 | 5.755 | 5.654 | 4.8397 | 4.1796 | 3.8437 | 3.9451
2045-11-07 | 3.6264 | 3.338 | 3.2288 | 3.332 | 3.0743 | 3.2606 | 3.6521 | 3.6115 | 3.0533 | 2.3402 | 1.9948 | 1.8976 | 1.8801 | 1.9238 | 2.489 | 3.7131 | 4.6 | 5.4664 | 5.9312 | 5.484 | 4.8166 | 4.8334 | 4.8871 | 4.5175
2045-11-08 | 3.7574 | 3.256 | 3.1081 | 3.1854 | 3.0677 | 3.343 | 3.8632 | 3.7279 | 3.0701 | 2.3693 | 2.0532 | 2.5536 | 2.628 | 2.795 | 3.2822 | 4.0208 | 4.4424 | 5.2867 | 5.9059 | 5.6923 | 5.1591 | 5.3164 | 5.4027 | 5.0705
2045-11-09 | 4.0636 | 3.8703 | 3.7246 | 3.3874 | 3.3264 | 3.6751 | 3.5113 | 3.782 | 3.1836 | 2.5631 | 2.7684 | 2.7196 | 2.4736 | 2.5427 | 3.245 | 3.4338 | 4.4015 | 5.382 | 5.967 | 5.5746 | 4.7968 | 5.3545 | 5.261 | 4.5264
2045-11-10 | 4.2825 | 4.3798 | 3.7802 | 3.7995 | 3.8486 | 4.4054 | 5.4551 | 3.9755 | 3.1266 | 3.0037 | 2.6851 | 2.1897 | 2.2886 | 2.5217 | 2.5155 | 3.0424 | 4.4393 | 5.0922 | 5.5907 | 5.2139 | 3.8907 | 4.2662 | 4.0541 | 4.0999
2045-11-11 | 4.0017 | 3.6074 | 3.7921 | 3.5301 | 3.3649 | 3.5253 | 3.8441 | 3.5376 | 3.0088 | 2.3188 | 2.0349 | 2.0828 | 1.9439 | 1.9572 | 2.5314 | 2.4245 | 3.1217 | 4.3334 | 4.6502 | 3.8506 | 3.84 | 3.5868 | 3.415 | 3.4419
2045-11-12 | 3.3741 | 3.4565 | 3.4118 | 3.6979 | 3.0389 | 3.1105 | 3.1697 | 2.9688 | 2.5221 | 1.8325 | 1.4634 | 1.2059 | 1.1535 | 1.2125 | 1.8631 | 2.0848 | 2.5733 | 3.4202 | 4.5092 | 4.8612 | 3.9752 | 3.6766 | 3.5527 | 3.2137
2045-11-13 | 3.0569 | 3.0811 | 2.9422 | 2.8429 | 2.8066 | 3.0663 | 3.3619 | 3.0367 | 2.5552 | 2.3535 | 1.9031 | 1.5122 | 1.8234 | 2.1373 | 2.0807 | 2.5806 | 3.9024 | 4.9721 | 5.6118 | 4.9008 | 4.0483 | 4.4747 | 4.5452 | 4.3124
2045-11-14 | 3.6237 | 3.0833 | 3.125 | 2.9284 | 2.863 | 3.1963 | 3.75 | 3.972 | 2.9391 | 2.4693 | 2.139 | 2.113 | 2.2457 | 2.149 | 2.6132 | 3.3525 | 4.6103 | 5.6305 | 5.9619 | 5.3884 | 4.5431 | 4.6424 | 4.631 | 4.5586
2045-11-15 | 3.797 | 3.7687 | 3.5906 | 3.7162 | 3.6375 | 4.004 | 4.6503 | 3.9758 | 3.4817 | 3.2856 | 2.8107 | 2.0968 | 2.1175 | 2.8561 | 2.7507 | 3.4649 | 4.5114 | 5.1866 | 5.8971 | 5.2463 | 4.348 | 5.0514 | 5.0662 | 4.9304
2045-11-16 | 4.3451 | 3.7401 | 4.2411 | 4.358 | 4.0055 | 4.4992 | 4.9633 | 3.7665 | 3.588 | 2.9416 | 2.7657 | 2.8539 | 2.9866 | 2.7928 | 3.5125 | 4.3062 | 4.989 | 5.5863 | 5.9077 | 5.5352 | 4.701 | 4.8239 | 5.23 | 4.6755
2045-11-17 | 3.9108 | 3.7175 | 4.0109 | 3.9235 | 3.8513 | 4.1987 | 4.1682 | 4.4277 | 3.9806 | 3.368 | 2.642 | 2.7986 | 3.0718 | 3.2673 | 3.0509 | 3.556 | 4.612 | 5.2441 | 5.396 | 4.6075 | 3.8812 | 4.6675 | 4.8144 | 4.8752
2045-11-18 | 4.5235 | 3.4207 | 3.1918 | 3.2968 | 3.0982 | 3.0931 | 3.2753 | 3.3099 | 2.9978 | 2.3802 | 2.0413 | 2.4327 | 2.454 | 2.5166 | 2.898 | 3.0203 | 3.3532 | 4.3729 | 4.6666 | 3.9098 | 3.8249 | 3.7159 | 3.3718 | 3.2637
2045-11-19 | 3.2754 | 3.2442 | 2.9871 | 3.0043 | 3.0926 | 3.3129 | 3.582 | 3.2841 | 3.059 | 2.9291 | 2.4398 | 2.2839 | 1.9237 | 2.0885 | 2.4336 | 2.6679 | 3.1379 | 4.1737 | 4.6565 | 4.2447 | 4.0706 | 4.0021 | 4.1615 | 4.0936
2045-11-20 | 3.744 | 3.2517 | 3.1866 | 3.1998 | 3.1958 | 3.5443 | 4.1306 | 3.6793 | 3.0539 | 2.4935 | 2.0816 | 2.1036 | 2.3977 | 2.3987 | 2.6212 | 3.3555 | 4.1719 | 5.015 | 5.759 | 5.3417 | 4.7116 | 4.6649 | 4.7517 | 4.8023
2045-11-21 | 4.3076 | 4.1826 | 3.9822 | 3.6468 | 3.6354 | 3.9148 | 4.1126 | 3.6305 | 3.2535 | 3.1672 | 2.6861 | 2.4853 | 2.54 | 2.7678 | 2.8491 | 3.2195 | 4.6657 | 5.4664 | 5.8989 | 5.6235 | 4.7117 | 4.7544 | 4.6769 | 4.8291
2045-11-22 | 4.2454 | 3.8004 | 3.62 | 3.7007 | 3.8755 | 3.9003 | 3.9671 | 3.9325 | 3.29 | 2.5115 | 2.2846 | 2.2046 | 2.1625 | 2.371 | 2.5346 | 3.3836 | 4.3243 | 4.8423 | 5.6695 | 5.2084 | 4.4249 | 4.8374 | 5.5078 | 4.6814
2045-11-23 | 4.1721 | 4.3627 | 3.6799 | 3.2435 | 3.2383 | 3.5646 | 3.8537 | 4.0072 | 3.9956 | 3.699 | 2.852 | 3.0932 | 2.4396 | 2.2298 | 2.3167 | 3.157 | 3.6614 | 4.0434 | 4.459 | 4.2389 | 3.5676 | 3.8528 | 4.0546 | 3.4713
2045-11-24 | 3.3342 | 3.3969 | 3.4144 | 3.111 | 2.9754 | 3.161 | 3.1391 | 3.289 | 3.0663 | 2.6861 | 2.3614 | 2.1458 | 2.2466 | 2.7104 | 2.5481 | 3.0616 | 4.6353 | 5.3424 | 5.6131 | 4.6567 | 4.0852 | 4.7306 | 5.1877 | 4.9935
2045-11-25 | 4.1136 | 3.9605 | 3.46 | 3.2098 | 3.1606 | 3.4873 | 3.4996 | 3.2318 | 2.8078 | 2.2663 | 1.7572 | 1.6926 | 1.6033 | 1.6854 | 2.1204 | 2.7499 | 3.6397 | 4.0602 | 5.0138 | 4.4796 | 3.6433 | 3.6968 | 3.8047 | 3.5489
2045-11-26 | 3.4842 | 3.4686 | 3.3325 | 3.1039 | 3.0793 | 3.248 | 3.132 | 2.9032 | 2.4284 | 2.0046 | 1.6178 | 1.3909 | 1.9563 | 2.1088 | 2.3671 | 2.9059 | 3.8884 | 4.6977 | 5.5388 | 5.1289 | 4.1707 | 4.476 | 4.8884 | 4.7476
2045-11-27 | 3.9253 | 3.7931 | 3.8483 | 3.6257 | 3.7633 | 4.2285 | 5.4013 | 4.2902 | 3.7667 | 3.243 | 2.6469 | 2.3165 | 2.4822 | 2.6143 | 2.8027 | 3.4478 | 4.6233 | 5.4892 | 5.988 | 5.7538 | 4.9566 | 5.2375 | 4.9435 | 4.4612
2045-11-28 | 4.2243 | 4.4318 | 4.3144 | 3.8861 | 3.8494 | 4.4365 | 5.3645 | 4.5462 | 3.4337 | 2.7627 | 2.2163 | 1.8553 | 2.0976 | 2.5023 | 2.5509 | 3.2834 | 4.609 | 5.3515 | 5.9294 | 5.7176 | 5.129 | 5.0903 | 4.9867 | 4.6734
2045-11-29 | 4.3531 | 3.8086 | 3.6531 | 3.7501 | 4.0934 | 4.2019 | 4.7055 | 3.8449 | 3.2764 | 2.7839 | 2.5629 | 2.3632 | 2.2458 | 2.3666 | 2.7098 | 3.1881 | 4.4698 | 5.0432 | 5.9379 | 5.6332 | 5.1735 | 5.2491 | 4.939 | 4.031
2045-11-30 | 3.6433 | 3.5731 | 3.4859 | 3.1928 | 3.0936 | 3.3409 | 4.2526 | 3.9135 | 3.4455 | 2.8991 | 2.4034 | 2.1639 | 2.3466 | 2.6809 | 2.7465 | 3.5121 | 4.4039 | 5.1101 | 5.8525 | 5.4901 | 4.6348 | 3.9846 | 3.9154 | 4.0369
2045-12-01 | 3.7299 | 3.3744 | 3.5312 | 3.2564 | 3.1008 | 3.2155 | 3.7401 | 3.876 | 3.2102 | 2.9496 | 2.6288 | 2.282 | 2.3232 | 2.7005 | 2.86 | 3.321 | 4.4356 | 5.1352 | 5.5121 | 4.9398 | 4.6986 | 4.3412 | 4.3547 | 4.3725
2045-12-02 | 3.8586 | 3.6187 | 3.2757 | 3.3486 | 3.5746 | 3.6411 | 3.6404 | 3.5173 | 2.9328 | 2.3055 | 1.8174 | 1.9601 | 2.2075 | 2.0022 | 2.4141 | 2.7306 | 3.3087 | 4.0171 | 4.8857 | 4.4948 | 4.1718 | 3.9903 | 3.6964 | 3.3927
2045-12-03 | 3.7152 | 3.7536 | 3.4849 | 3.1878 | 3.0349 | 3.0526 | 3.1698 | 2.9674 | 2.5529 | 2.2543 | 1.9029 | 1.7704 | 2.0304 | 2.1976 | 2.3212 | 2.7248 | 3.2988 | 4.0338 | 5.0471 | 4.8032 | 4.2419 | 3.5671 | 3.7369 | 3.551
2045-12-04 | 3.3708 | 3.2267 | 3.0799 | 3.0297 | 3.0501 | 3.4008 | 4.1594 | 4.2759 | 3.3362 | 2.9117 | 2.631 | 2.2154 | 2.4564 | 2.8775 | 3.0053 | 3.5544 | 4.515 | 5.1619 | 5.7153 | 5.2779 | 4.6877 | 4.274 | 3.9544 | 4.0379
2045-12-05 | 3.8227 | 3.4632 | 3.3504 | 3.4444 | 3.2077 | 3.5416 | 4.1388 | 4.0989 | 3.6814 | 2.7874 | 2.1816 | 2.1877 | 2.2666 | 2.5176 | 3.0912 | 3.5677 | 4.295 | 5.275 | 5.742 | 5.455 | 4.772 | 4.1545 | 4.187 | 3.6119
2045-12-06 | 3.3002 | 3.331 | 3.4439 | 3.13 | 3.1576 | 3.4724 | 3.9498 | 4.069 | 3.5075 | 2.847 | 2.386 | 2.1886 | 2.0508 | 2.4765 | 2.6604 | 2.9775 | 4.2134 | 5.0437 | 5.6515 | 5.3521 | 4.7517 | 4.0982 | 3.8524 | 3.8656
2045-12-07 | 3.6385 | 3.2798 | 3.526 | 3.3966 | 3.2801 | 3.4753 | 4.0395 | 4.1543 | 3.8454 | 3.2873 | 2.8542 | 2.7912 | 2.8554 | 2.9536 | 3.3747 | 3.7121 | 4.1185 | 4.677 | 5.4206 | 5.0884 | 4.3197 | 4.1436 | 4.1396 | 3.5609
2045-12-08 | 3.1726 | 3.0816 | 2.8653 | 2.9493 | 2.9209 | 3.2001 | 3.8832 | 3.5837 | 3.388 | 3.2654 | 2.6909 | 2.1823 | 2.1965 | 2.621 | 2.5957 | 3.3156 | 4.172 | 4.7262 | 5.2067 | 4.8649 | 4.1877 | 4.8272 | 4.9941 | 4.9427
2045-12-09 | 3.8317 | 3.2901 | 3.1977 | 3.1702 | 3.1345 | 3.2658 | 3.5626 | 3.599 | 3.4514 | 3.2478 | 2.8711 | 2.3051 | 2.3205 | 2.4132 | 2.3612 | 2.4636 | 3.1214 | 3.5941 | 3.6804 | 3.4235 | 3.4187 | 3.3229 | 3.4092 | 3.2044
2045-12-10 | 3.2902 | 3.11 | 3.0439 | 3.0187 | 3.0056 | 3.1714 | 3.3141 | 3.1234 | 2.4125 | 1.9873 | 1.6288 | 1.3266 | 1.2041 | 1.438 | 1.6914 | 2.3696 | 2.9286 | 3.7056 | 4.5072 | 4.2554 | 3.8404 | 4.2133 | 4.2563 | 4.1118
2045-12-11 | 3.8879 | 3.3439 | 3.0669 | 3.034 | 3.0709 | 3.3572 | 3.9849 | 4.0329 | 3.1693 | 2.4449 | 2.2671 | 1.9706 | 2.1366 | 2.4051 | 2.7603 | 3.1295 | 4.1472 | 4.9523 | 5.3996 | 4.8759 | 4.308 | 3.9758 | 3.8061 | 3.5062
2045-12-12 | 3.4206 | 3.3054 | 3.2021 | 3.1071 | 3.1656 | 3.5224 | 4.2827 | 4.3552 | 3.6947 | 3.0633 | 2.4375 | 1.9687 | 1.9865 | 2.1828 | 2.2371 | 3.3165 | 4.3765 | 5.2053 | 5.5973 | 5.5499 | 4.9784 | 5.2123 | 5.4658 | 4.8469
2045-12-13 | 4.4337 | 4.4583 | 4.3077 | 4.1575 | 4.141 | 4.5241 | 4.9593 | 4.2635 | 3.7244 | 3.3436 | 2.9624 | 2.6862 | 2.637 | 2.9001 | 3.2807 | 4.0423 | 4.4484 | 4.845 | 5.6023 | 5.3375 | 4.955 | 5.2234 | 4.85 | 4.2907
2045-12-14 | 3.9757 | 3.81 | 3.9641 | 3.6168 | 3.4535 | 3.9371 | 4.5105 | 3.8608 | 3.3023 | 2.7933 | 2.7297 | 2.2124 | 2.2284 | 2.2878 | 2.4717 | 2.8361 | 3.6129 | 4.4132 | 5.2703 | 5.0488 | 4.5956 | 4.8691 | 4.8727 | 4.5177
2045-12-15 | 4.0427 | 3.7143 | 3.6526 | 3.6405 | 3.6465 | 3.7214 | 3.7797 | 3.8071 | 3.5809 | 2.8642 | 2.2085 | 2.1018 | 2.0018 | 1.974 | 2.2711 | 2.6761 | 3.7456 | 4.5542 | 5.0496 | 4.7747 | 3.9323 | 3.8983 | 3.7946 | 3.6062
2045-12-16 | 3.5221 | 3.4682 | 3.628 | 3.5799 | 3.5629 | 3.3425 | 3.4304 | 3.4988 | 2.7941 | 2.3093 | 2.0804 | 1.3854 | 1.2346 | 1.5325 | 1.7972 | 2.2197 | 3.0263 | 4.0555 | 4.6776 | 4.5502 | 4.117 | 3.6005 | 3.4374 | 3.2012
2045-12-17 | 3.17 | 3.1739 | 2.9241 | 2.8275 | 2.6647 | 2.6998 | 2.8939 | 2.9169 | 2.467 | 2.2109 | 2.1026 | 2.0745 | 2.0357 | 1.9488 | 2.1797 | 2.7623 | 3.1738 | 3.7648 | 4.7306 | 4.4144 | 4.0013 | 4.2113 | 4.0111 | 3.8247
2045-12-18 | 4.0056 | 3.3316 | 3.1918 | 2.9224 | 3.0408 | 3.2879 | 3.8746 | 4.0067 | 3.3687 | 2.9266 | 2.6926 | 2.3206 | 2.3729 | 2.348 | 2.378 | 2.9998 | 3.7665 | 4.4904 | 5.4491 | 5.0818 | 4.8792 | 4.4894 | 4.3733 | 3.8947
2045-12-19 | 3.4292 | 3.1789 | 3.0709 | 3.0419 | 3.0479 | 3.2577 | 3.7253 | 3.4077 | 2.794 | 2.2316 | 1.9939 | 1.8902 | 2.2457 | 2.3336 | 2.7475 | 3.6895 | 4.2622 | 4.9944 | 5.1982 | 4.7994 | 4.7899 | 5.2387 | 5.3262 | 4.7449
2045-12-20 | 4.1933 | 3.92 | 3.7612 | 3.6865 | 3.7643 | 4.2355 | 4.8263 | 4.2291 | 3.6489 | 2.8504 | 2.2265 | 1.9861 | 1.7612 | 1.7583 | 2.0154 | 2.4664 | 3.3781 | 4.4241 | 4.9146 | 4.8959 | 4.6455 | 5.1561 | 5.0262 | 4.7677
2045-12-21 | 4.3995 | 4.0595 | 3.6149 | 3.6332 | 3.6616 | 4.0843 | 4.6123 | 3.8847 | 3.2377 | 2.7238 | 2.2191 | 1.9858 | 1.8798 | 2.0496 | 2.3284 | 3.0382 | 3.8285 | 4.6264 | 5.3682 | 5.0687 | 4.6431 | 4.9007 | 5.0516 | 4.5333
2045-12-22 | 4.1365 | 3.7815 | 3.6731 | 3.7343 | 3.8351 | 4.0083 | 4.6536 | 4.0844 | 3.4241 | 2.9071 | 2.2852 | 2.0515 | 1.8828 | 2.0869 | 2.0387 | 2.6153 | 3.4618 | 4.2314 | 4.9651 | 4.8813 | 4.4878 | 5.1652 | 5.2709 | 4.9907
2045-12-23 | 3.7999 | 3.6098 | 3.5111 | 3.4304 | 3.319 | 3.1478 | 3.3284 | 3.4617 | 2.7672 | 2.205 | 1.9451 | 1.9064 | 1.8478 | 1.8966 | 2.1139 | 2.7471 | 3.4293 | 4.36 | 4.8741 | 4.6387 | 4.3083 | 4.0937 | 3.8499 | 3.262
2045-12-24 | 3.219 | 3.3178 | 3.3768 | 3.6775 | 3.5858 | 3.6996 | 3.4526 | 3.2426 | 2.7533 | 2.1347 | 1.6626 | 1.3534 | 1.4789 | 1.6571 | 1.9014 | 2.2899 | 3.2902 | 4.0311 | 4.8573 | 4.7897 | 4.5186 | 4.4858 | 4.2675 | 3.8668
2045-12-25 | 3.5166 | 3.1527 | 3.058 | 3.0144 | 3.0727 | 3.3079 | 3.6577 | 3.733 | 3.6342 | 3.0681 | 2.6273 | 2.6009 | 2.4085 | 2.9187 | 3.3048 | 3.9908 | 4.7328 | 5.307 | 5.2568 | 4.3701 | 4.0633 | 4.5318 | 4.7103 | 4.875
2045-12-26 | 4.6091 | 4.3668 | 4.0055 | 3.1264 | 3.0931 | 3.2688 | 3.5157 | 3.6458 | 3.2899 | 2.7868 | 2.338 | 2.1381 | 1.8033 | 1.8865 | 2.0021 | 2.4352 | 3.5794 | 4.7214 | 4.9135 | 4.6229 | 4.244 | 4.0769 | 3.7709 | 3.6395
2045-12-27 | 3.6238 | 3.3333 | 3.1043 | 3.0234 | 3.0752 | 3.2436 | 3.4863 | 3.696 | 3.3908 | 2.909 | 2.6712 | 2.6544 | 2.6503 | 2.5839 | 2.7378 | 3.3327 | 4.2032 | 5.2699 | 5.6388 | 5.6187 | 5.1533 | 4.9987 | 4.8146 | 4.4261
2045-12-28 | 4.2018 | 4.1394 | 4.1058 | 4.0373 | 3.7965 | 4.018 | 4.3803 | 3.9277 | 3.3843 | 3.1299 | 2.6304 | 2.3468 | 2.2874 | 2.3528 | 2.6711 | 3.5148 | 4.4265 | 5.1622 | 5.6303 | 5.4405 | 4.7485 | 4.8267 | 5.1993 | 5.118
2045-12-29 | 4.8468 | 4.4329 | 3.9102 | 3.8238 | 3.8859 | 3.9239 | 4.3751 | 3.8807 | 3.6372 | 3.6392 | 3.889 | 3.5026 | 3.624 | 3.8391 | 3.9673 | 4.1162 | 4.6109 | 5.2851 | 5.4833 | 5.1314 | 4.7044 | 4.7448 | 4.6418 | 4.4394
2045-12-30 | 4.2234 | 4.0233 | 3.6935 | 3.536 | 3.5714 | 3.8245 | 4.091 | 3.7639 | 3.4275 | 3.0185 | 2.2456 | 1.8103 | 1.9502 | 1.8339 | 2.0676 | 2.6777 | 3.8359 | 4.5994 | 5.1513 | 4.7705 | 4.3199 | 4.8353 | 4.8337 | 3.825
2045-12-31 | 3.6589 | 3.4708 | 3.3294 | 3.106 | 3.117 | 3.1415 | 3.2913 | 3.2817 | 2.8767 | 2.7043 | 2.4126 | 2.1682 | 2.0348 | 1.842 | 1.9355 | 2.2415 | 2.9551 | 4.0006 | 5.0731 | 4.8726 | 4.3117 | 3.8549 | 3.9946 | 3.8336
2046-01-01 | 3.5329 | 3.5007 | 3.0259 | 2.8644 | 2.9975 | 2.915 | 2.8026 | 2.794 | 2.3916 | 2.1481 | 1.9697 | 1.789 | 1.4415 | 1.4512 | 1.624 | 2.117 | 2.9636 | 4.1927 | 4.9452 | 4.97 | 4.4862 | 4.174 | 3.7572 | 3.879
2046-01-02 | 3.3157 | 3.1178 | 3.0454 | 2.9857 | 2.8621 | 3.221 | 3.2144 | 3.2931 | 2.9623 | 2.4501 | 1.9183 | 1.6482 | 1.7555 | 1.8417 | 1.9964 | 2.4605 | 3.8657 | 4.6457 | 5.599 | 5.4811 | 4.9481 | 4.3275 | 4.1465 | 3.6787
2046-01-03 | 3.7256 | 3.2446 | 3.1014 | 3.0021 | 2.9439 | 3.4415 | 3.4591 | 3.3552 | 2.9592 | 2.3565 | 1.9418 | 1.6907 | 1.3534 | 1.5234 | 1.7989 | 2.2747 | 3.4804 | 4.6342 | 5.3547 | 5.4413 | 4.8614 | 4.4769 | 4.0668 | 4.0231
2046-01-04 | 3.4474 | 3.092 | 3.393 | 3.1497 | 2.9716 | 3.0473 | 3.2289 | 3.3625 | 3.0429 | 2.2781 | 1.931 | 1.6131 | 1.4532 | 1.558 | 1.8371 | 2.3996 | 3.1931 | 4.2497 | 5.5347 | 5.4679 | 4.3777 | 3.9204 | 3.7939 | 3.7709
2046-01-05 | 3.2202 | 3.0748 | 3.0943 | 3.0464 | 2.8597 | 3.182 | 3.4694 | 3.6827 | 3.5093 | 2.8408 | 2.1685 | 1.6675 | 1.5234 | 1.7206 | 1.921 | 2.3206 | 3.1381 | 3.8903 | 5.1006 | 4.0334 | 3.572 | 4.3233 | 4.4987 | 4.1538
2046-01-06 | 3.0992 | 3.017 | 3.2107 | 2.9068 | 2.802 | 2.7942 | 2.9617 | 2.9989 | 2.4755 | 2.2059 | 1.98 | 1.379 | 1.0963 | 1.3259 | 1.7342 | 1.9721 | 2.7221 | 3.9866 | 4.915 | 4.8897 | 3.6139 | 3.6907 | 3.6103 | 3.2984
2046-01-07 | 3.4362 | 3.3069 | 3.1465 | 3.0047 | 2.85 | 3.0383 | 3.0384 | 3.0692 | 2.5453 | 2.1586 | 1.7352 | 1.4647 | 1.1153 | 1.4218 | 1.7617 | 2.0186 | 2.4623 | 4.1659 | 5.2552 | 5.079 | 4.3647 | 3.3995 | 3.309 | 3.0237
2046-01-08 | 3.0198 | 2.824 | 2.7239 | 2.8491 | 2.9593 | 3.2238 | 3.3109 | 3.4325 | 3.2039 | 2.3668 | 2.0475 | 1.6709 | 1.7096 | 1.8122 | 1.8773 | 2.2542 | 3.6515 | 4.7444 | 5.672 | 5.3051 | 4.3037 | 4.0646 | 4.0982 | 3.8704
2046-01-09 | 3.3558 | 2.9419 | 2.8662 | 2.9806 | 2.846 | 3.0353 | 3.8199 | 4.1217 | 3.8525 | 3.1369 | 2.4771 | 2.0878 | 1.976 | 2.0977 | 2.3199 | 3.2826 | 4.1869 | 4.6591 | 5.868 | 5.8868 | 5.3744 | 4.7509 | 4.4338 | 4.2007
2046-01-10 | 3.6181 | 3.3928 | 3.2656 | 3.1659 | 3.0039 | 3.5201 | 3.8347 | 3.9331 | 3.3894 | 2.6837 | 2.0805 | 1.8382 | 2.1923 | 2.1562 | 2.1188 | 2.4106 | 3.7266 | 5.1024 | 5.8381 | 5.6535 | 4.6988 | 4.635 | 4.2024 | 3.9877
2046-01-11 | 3.9041 | 3.6194 | 3.2225 | 3.1452 | 3.0521 | 3.6341 | 4.2335 | 4.4234 | 3.7809 | 3.297 | 2.6506 | 2.1085 | 2.4545 | 2.24 | 2.4703 | 3.1922 | 4.4528 | 4.8312 | 5.833 | 5.927 | 5.3892 | 4.9393 | 4.5677 | 4.3813
2046-01-12 | 3.671 | 3.2555 | 3.104 | 2.9842 | 2.8981 | 3.3294 | 4.3227 | 4.1723 | 3.1821 | 2.2284 | 1.8458 | 1.5995 | 1.6424 | 2.1293 | 2.1204 | 2.4746 | 3.6546 | 4.3155 | 5.091 | 5.2213 | 4.7758 | 4.6098 | 4.4429 | 4.2567
2046-01-13 | 3.6074 | 3.0166 | 2.9297 | 3.0474 | 2.7542 | 2.9409 | 3.1939 | 3.3096 | 2.88 | 2.3218 | 2.0271 | 1.743 | 1.7213 | 1.578 | 1.9313 | 2.2566 | 2.609 | 3.3752 | 5.0563 | 5.0357 | 4.0102 | 4.1383 | 4.2961 | 3.4043
2046-01-14 | 3.1756 | 3.0557 | 3.195 | 2.8605 | 2.6883 | 2.6728 | 2.9356 | 2.854 | 2.4974 | 2.0195 | 1.631 | 1.0679 | 1.0442 | 1.1045 | 1.5147 | 2.0541 | 2.437 | 3.3226 | 4.9989 | 4.9905 | 4.3662 | 3.595 | 3.3358 | 3.1606
2046-01-15 | 3.0703 | 2.8365 | 2.7409 | 2.6943 | 2.7774 | 3.0913 | 3.3172 | 3.4288 | 3.2988 | 2.6123 | 1.9884 | 1.8602 | 1.9739 | 1.8698 | 2.1679 | 2.4745 | 3.4648 | 4.5246 | 5.5787 | 5.1027 | 4.3321 | 3.9996 | 4.3113 | 3.5548
2046-01-16 | 3.0843 | 3.1451 | 3.0578 | 3.0057 | 2.8635 | 2.9844 | 3.7251 | 3.5745 | 2.9728 | 2.3453 | 1.8974 | 1.6741 | 1.5365 | 1.5329 | 1.9827 | 2.1051 | 3.0677 | 5.1086 | 5.8606 | 5.8368 | 5.0806 | 4.5972 | 4.2207 | 3.701
2046-01-17 | 3.6809 | 3.3356 | 3.1055 | 3.1331 | 3.0587 | 3.4029 | 4.4451 | 4.978 | 4.1582 | 3.1917 | 2.8909 | 2.2692 | 2.1626 | 1.966 | 2.1743 | 2.932 | 3.9691 | 4.8342 | 5.8946 | 5.9021 | 5.282 | 4.7329 | 4.2266 | 3.8183
2046-01-18 | 3.8188 | 3.2832 | 3.1135 | 3.2156 | 3.3247 | 3.3029 | 4.0066 | 3.7847 | 3.4993 | 2.6433 | 2.0624 | 1.6956 | 1.5654 | 1.6772 | 2.1071 | 2.3817 | 3.2971 | 4.4798 | 5.8688 | 5.3134 | 4.7173 | 4.4038 | 4.3077 | 3.983
2046-01-19 | 3.2603 | 3.049 | 2.9935 | 2.9249 | 2.8587 | 3.4453 | 4.2548 | 4.529 | 4.1465 | 3.1308 | 2.2665 | 2.1571 | 2.0932 | 2.1721 | 2.2807 | 3.7281 | 4.4709 | 4.5436 | 5.4354 | 5.5001 | 4.8997 | 4.4764 | 4.5959 | 4.1921
2046-01-20 | 3.2265 | 3.0891 | 3.2272 | 2.9011 | 2.8931 | 3.0608 | 3.2265 | 3.3356 | 2.8169 | 2.4137 | 2.0032 | 1.7169 | 1.8035 | 1.9999 | 2.1393 | 2.2815 | 2.7297 | 4.2493 | 5.4642 | 5.1426 | 4.5678 | 4.1188 | 4.0269 | 3.967
2046-01-21 | 3.4128 | 3.2855 | 3.1935 | 3.3577 | 2.9489 | 2.9817 | 3.1338 | 3.467 | 3.2491 | 2.5599 | 2.1045 | 1.7561 | 1.5414 | 1.6363 | 1.9789 | 2.3528 | 2.5525 | 3.5855 | 5.2761 | 5.355 | 4.7169 | 3.924 | 3.4613 | 3.3621
2046-01-22 | 2.9292 | 2.6831 | 2.6505 | 2.8035 | 2.8237 | 3.0584 | 3.6929 | 4.152 | 3.1168 | 2.3303 | 1.9791 | 1.6094 | 1.5029 | 1.6544 | 2.1543 | 2.7841 | 3.4072 | 4.6806 | 5.9588 | 5.6514 | 5.0981 | 4.6175 | 4.1394 | 3.6372
2046-01-23 | 3.7362 | 3.3698 | 3.0751 | 3.1671 | 3.2729 | 3.5171 | 4.5082 | 4.8177 | 4.6216 | 3.8009 | 3.2763 | 2.9377 | 2.1402 | 2.2407 | 3.1247 | 3.8117 | 4.4854 | 4.6082 | 5.82 | 5.92 | 5.4462 | 5.0891 | 4.5653 | 3.9842
2046-01-24 | 3.8184 | 3.3211 | 3.1485 | 3.2103 | 3.0132 | 3.1217 | 4.1771 | 4.6371 | 3.8223 | 2.9638 | 2.2774 | 1.834 | 1.7231 | 1.7999 | 2.1258 | 2.8939 | 3.5798 | 4.3964 | 5.8249 | 5.8566 | 5.3573 | 4.9519 | 4.4864 | 3.8958
2046-01-25 | 3.9076 | 3.4457 | 3.2677 | 3.3708 | 3.2408 | 3.4807 | 4.5327 | 5.004 | 4.777 | 4.0724 | 3.2346 | 2.9069 | 3.0231 | 3.1547 | 3.2074 | 3.5759 | 3.8416 | 4.3486 | 5.635 | 5.683 | 5.1125 | 4.5954 | 4.176 | 3.9804
2046-01-26 | 3.2977 | 3.2872 | 3.233 | 3.1207 | 2.9992 | 3.4376 | 3.6968 | 3.6673 | 3.3545 | 2.551 | 1.9562 | 1.7109 | 1.7527 | 1.8051 | 1.9149 | 2.5724 | 3.8022 | 4.681 | 5.4892 | 5.2964 | 4.6699 | 4.8083 | 4.9038 | 4.4831
2046-01-27 | 3.4128 | 3.0574 | 3.1198 | 2.9781 | 2.7651 | 3.1479 | 3.6402 | 3.6947 | 3.3623 | 2.5178 | 1.933 | 1.9764 | 1.9853 | 2.3372 | 2.7884 | 3.4916 | 3.856 | 3.9926 | 4.7358 | 4.7672 | 4.2435 | 4.1655 | 3.9819 | 3.7346
2046-01-28 | 3.4352 | 3.0049 | 3.1025 | 3.1129 | 2.832 | 2.8042 | 3.01 | 2.8591 | 2.4233 | 2.0455 | 2.0679 | 1.7577 | 1.7972 | 1.7102 | 2.1077 | 2.1485 | 2.3844 | 3.5539 | 5.1816 | 5.3094 | 4.6568 | 3.5494 | 3.461 | 3.2442
2046-01-29 | 2.9087 | 2.7638 | 2.7133 | 2.9095 | 2.8997 | 3.2113 | 4.1701 | 4.8326 | 3.7224 | 2.6076 | 2.5068 | 1.9991 | 1.8584 | 2.0525 | 2.639 | 2.7338 | 3.54 | 4.8312 | 5.7182 | 5.7849 | 5.3671 | 5.1589 | 4.3102 | 3.8769
2046-01-30 | 3.5971 | 3.1893 | 3.0097 | 3.1974 | 3.1974 | 3.2803 | 4.1782 | 4.1214 | 3.6454 | 2.8326 | 2.273 | 1.8418 | 1.8052 | 2.1082 | 2.3362 | 2.5762 | 3.2346 | 4.7381 | 5.8135 | 5.8758 | 5.263 | 4.6627 | 4.3469 | 3.8777
2046-01-31 | 4.2348 | 3.6526 | 3.4166 | 3.3038 | 3.1429 | 3.676 | 4.9767 | 5.1511 | 4.7245 | 4.4205 | 3.4915 | 3.0113 | 2.8011 | 2.2954 | 3.038 | 3.4804 | 4.2344 | 5.1075 | 5.8996 | 5.739 | 4.6633 | 4.8028 | 4.9491 | 4.0011
2046-02-01 | 3.7597 | 3.816 | 3.5594 | 3.4665 | 3.2011 | 3.4961 | 4.6874 | 4.5882 | 4.188 | 3.5123 | 3.1224 | 2.3242 | 2.7419 | 3.0138 | 3.0269 | 2.7365 | 3.5797 | 4.8101 | 5.8347 | 5.8363 | 5.1783 | 4.7554 | 4.4025 | 4.0387
2046-02-02 | 3.6801 | 3.6655 | 3.2534 | 3.232 | 3.2126 | 3.7458 | 4.752 | 5.1857 | 4.7244 | 3.5465 | 3.6848 | 2.938 | 2.2932 | 1.8859 | 2.2633 | 3.0731 | 3.4646 | 4.2577 | 5.4939 | 5.4703 | 4.55 | 5.0787 | 5.021 | 4.098
2046-02-03 | 3.5763 | 3.4725 | 3.209 | 3.1067 | 2.8726 | 3.08 | 3.1454 | 3.1038 | 2.57 | 2.3793 | 2.1007 | 1.9102 | 1.5686 | 1.6812 | 2.0974 | 2.5549 | 3.636 | 3.9509 | 5.0095 | 5.2392 | 4.8193 | 4.455 | 4.3502 | 3.9768
2046-02-04 | 3.5184 | 3.3215 | 3.5443 | 3.2223 | 3.187 | 3.2418 | 3.4283 | 3.715 | 3.5959 | 3.0332 | 2.4329 | 2.4423 | 2.7024 | 2.6105 | 2.1697 | 2.4769 | 2.622 | 3.2871 | 4.9021 | 5.2597 | 4.7594 | 4.2188 | 3.7675 | 3.3583
2046-02-05 | 3.3327 | 3.3099 | 3.046 | 2.9384 | 2.8714 | 2.9851 | 4.1405 | 4.3041 | 3.3853 | 3.7441 | 3.732 | 2.7382 | 2.5649 | 2.0952 | 2.7024 | 3.6788 | 4.5925 | 5.4517 | 5.6358 | 5.2369 | 4.3762 | 4.545 | 4.0026 | 3.4345
2046-02-06 | 3.4417 | 3.5398 | 3.2374 | 3.0773 | 3.0619 | 3.597 | 4.1705 | 4.0772 | 3.7674 | 2.8535 | 3.0503 | 3.2687 | 3.3449 | 2.679 | 2.8067 | 2.9418 | 3.7079 | 4.2298 | 5.3627 | 5.7252 | 5.0098 | 4.6019 | 4.8848 | 4.2059
2046-02-07 | 3.5963 | 3.4662 | 3.3168 | 3.3291 | 3.1151 | 3.2987 | 3.7405 | 3.739 | 3.2269 | 2.4576 | 1.965 | 2.0952 | 2.1908 | 2.1771 | 1.9832 | 2.3342 | 3.5143 | 4.6811 | 5.6029 | 5.587 | 5.1765 | 4.5039 | 4.163 | 4.0523
2046-02-08 | 3.5758 | 3.2193 | 3.1268 | 3.0587 | 3.1028 | 3.3036 | 3.8466 | 3.6902 | 3.3984 | 2.5436 | 2.2847 | 1.8903 | 1.7225 | 1.4258 | 1.6288 | 1.7253 | 2.6791 | 3.9988 | 4.7656 | 4.9458 | 4.6422 | 4.3487 | 3.7896 | 3.5909
2046-02-09 | 3.3508 | 3.0011 | 2.9107 | 2.8793 | 2.8022 | 2.9657 | 3.7601 | 4.0858 | 3.4043 | 2.39 | 1.5774 | 1.2979 | 1.2777 | 1.476 | 1.7946 | 2.1795 | 2.5002 | 3.4743 | 5.0449 | 4.863 | 3.9997 | 4.4281 | 4.008 | 3.5271
2046-02-10 | 3.1043 | 3.107 | 2.894 | 2.7969 | 2.7318 | 2.8244 | 3.067 | 2.9645 | 2.4199 | 2.0708 | 1.693 | 1.2984 | 1.227 | 1.3207 | 1.6408 | 2.1146 | 2.6765 | 3.3137 | 4.0418 | 4.3236 | 3.953 | 3.7684 | 3.4636 | 3.3225
2046-02-11 | 3.2937 | 3.1303 | 3.0762 | 3.0254 | 2.9185 | 2.9889 | 3.0638 | 2.9641 | 2.5658 | 2.154 | 1.6251 | 1.2378 | 0.99121 | 1.1267 | 1.5219 | 1.8109 | 2.3506 | 3.1881 | 4.8375 | 5.1208 | 4.509 | 3.6556 | 3.2927 | 3.0643
2046-02-12 | 2.954 | 2.959 | 2.7607 | 2.7183 | 2.843 | 3.4789 | 3.8933 | 3.7539 | 3.1432 | 2.336 | 1.8947 | 1.7094 | 1.4671 | 1.4986 | 1.7982 | 2.2773 | 3.3514 | 4.5143 | 5.4 | 5.4429 | 4.878 | 4.5942 | 4.044 | 3.9882
2046-02-13 | 3.3872 | 3.0772 | 2.9851 | 3.0843 | 3.0005 | 3.0677 | 3.6796 | 3.8647 | 4.3697 | 3.8635 | 3.2229 | 2.7975 | 2.6106 | 3.0159 | 3.1441 | 3.5158 | 4.0061 | 4.7421 | 5.7564 | 5.81 | 5.2306 | 4.8598 | 4.6176 | 3.9437
2046-02-14 | 3.4642 | 3.2453 | 3.1897 | 3.4429 | 3.4565 | 3.5068 | 3.7568 | 3.8716 | 4.0268 | 3.639 | 3.1371 | 3.3063 | 3.7107 | 3.9006 | 3.9827 | 4.5065 | 5.1897 | 5.1023 | 5.3837 | 5.3626 | 5.0473 | 4.6164 | 4.6034 | 4.2304
2046-02-15 | 3.9942 | 3.47 | 3.4539 | 3.4792 | 3.4948 | 3.6096 | 4.5761 | 4.7044 | 4.5945 | 4.12 | 3.5709 | 2.4362 | 2.0924 | 2.2992 | 2.7469 | 2.6663 | 3.9331 | 4.1155 | 5.0718 | 5.4249 | 5.2648 | 5.001 | 4.4732 | 4.2761
2046-02-16 | 3.5195 | 3.2426 | 3.1647 | 3.1058 | 2.983 | 3.3623 | 4.5005 | 4.6935 | 3.4941 | 3.4926 | 2.7585 | 1.8985 | 1.9757 | 2.4515 | 2.2243 | 2.5646 | 3.2262 | 4.1366 | 4.7557 | 5.2591 | 5.0234 | 5.0476 | 4.2646 | 3.8489
2046-02-17 | 3.5446 | 3.0788 | 2.999 | 2.9324 | 2.8893 | 2.8492 | 3.0396 | 3.0123 | 2.5192 | 2.337 | 2.092 | 1.6016 | 1.4319 | 1.6579 | 2.1299 | 2.9766 | 3.6989 | 4.246 | 4.377 | 4.3947 | 4.2252 | 4.3963 | 3.7891 | 3.5188
2046-02-18 | 3.4169 | 3.5004 | 3.1158 | 2.9849 | 2.8035 | 2.9058 | 3.1012 | 3.0933 | 2.9817 | 2.4989 | 2.352 | 2.2373 | 2.7053 | 2.5175 | 2.2523 | 2.5946 | 3.2367 | 4.2425 | 4.8578 | 4.7075 | 3.7762 | 3.3378 | 3.7782 | 3.2844
2046-02-19 | 2.9964 | 2.8443 | 2.912 | 2.7793 | 2.7572 | 2.9803 | 3.0419 | 3.059 | 2.8669 | 2.273 | 1.7976 | 1.1083 | 1.0245 | 1.3289 | 1.8283 | 2.0752 | 2.4175 | 3.5549 | 4.9102 | 5.5597 | 4.4004 | 4.3692 | 4.3132 | 3.4745
2046-02-20 | 3.1663 | 3.236 | 3.0272 | 2.8832 | 2.7928 | 2.9404 | 3.6185 | 3.6879 | 2.6595 | 2.2828 | 1.9731 | 1.5848 | 1.5877 | 1.9417 | 2.2036 | 2.453 | 3.2077 | 4.5723 | 5.6978 | 5.756 | 5.1362 | 5.2778 | 4.4848 | 3.7459
2046-02-21 | 3.2799 | 3.0554 | 3.0615 | 2.7916 | 2.6779 | 2.8764 | 3.2871 | 3.8913 | 3.4476 | 2.6879 | 2.3697 | 2.1223 | 1.9664 | 2.1601 | 2.3524 | 3.0687 | 3.5127 | 4.2582 | 5.4824 | 5.7775 | 5.2537 | 4.6602 | 4.4617 | 4.3036
2046-02-22 | 3.781 | 3.4317 | 3.2782 | 3.4069 | 3.2838 | 3.4931 | 4.1897 | 4.2374 | 4.2026 | 3.5038 | 3.1566 | 3.8134 | 3.7528 | 3.2588 | 3.3141 | 3.7167 | 4.7947 | 4.9408 | 5.3747 | 5.3319 | 4.8693 | 4.4162 | 4.3871 | 3.9622
2046-02-23 | 3.4513 | 3.1953 | 3.0777 | 3.0118 | 2.9667 | 3.1851 | 4.2076 | 4.2204 | 3.5324 | 3.0558 | 2.118 | 1.7134 | 1.8178 | 2.3484 | 2.43 | 2.7308 | 3.4311 | 4.5871 | 5.0421 | 5.0703 | 5.0112 | 5.157 | 4.575 | 4.1058
2046-02-24 | 3.9908 | 3.4451 | 3.1768 | 3.0653 | 2.9309 | 3.4024 | 3.5889 | 3.5902 | 3.1416 | 2.6192 | 2.2318 | 1.6911 | 2.049 | 2.2171 | 2.2463 | 2.5633 | 3.5655 | 4.5976 | 4.5421 | 4.802 | 4.6095 | 4.2634 | 4.0384 | 3.7126
2046-02-25 | 3.7944 | 3.2601 | 3.1479 | 3.0908 | 3.0651 | 3.1489 | 3.3285 | 3.6381 | 3.0757 | 2.4397 | 2.4247 | 2.1959 | 2.2038 | 2.0539 | 2.6546 | 2.8673 | 3.3239 | 4.4557 | 5.4467 | 5.46 | 4.496 | 3.9519 | 3.6171 | 3.1989
2046-02-26 | 3.154 | 3.1009 | 2.8578 | 3.0182 | 3.1065 | 3.3628 | 4.3216 | 4.1269 | 3.7361 | 3.0451 | 2.3309 | 1.7357 | 1.9537 | 2.0494 | 2.3559 | 2.7197 | 3.9216 | 4.873 | 5.491 | 5.3267 | 5.1147 | 4.8387 | 4.0435 | 3.601
2046-02-27 | 3.3356 | 3.1905 | 2.9335 | 2.8935 | 2.831 | 3.4054 | 3.9504 | 3.977 | 3.2335 | 2.6767 | 2.0258 | 1.8102 | 1.946 | 1.8663 | 2.1101 | 2.259 | 3.557 | 4.3115 | 5.3479 | 5.6968 | 5.1162 | 4.5866 | 4.3879 | 4.1604
2046-02-28 | 3.5159 | 3.2535 | 2.8238 | 2.7261 | 2.6972 | 3.3743 | 3.8623 | 3.6872 | 4.0974 | 3.5155 | 2.907 | 2.431 | 2.2375 | 2.0696 | 2.4969 | 3.4369 | 4.3888 | 4.2248 | 5.2757 | 5.7587 | 5.2998 | 5.0776 | 4.7084 | 3.8348
2046-03-01 | 3.7514 | 3.5934 | 3.7038 | 3.3951 | 3.2766 | 3.6242 | 4.7758 | 4.8419 | 4.0422 | 2.8079 | 1.944 | 1.8686 | 1.9199 | 1.8542 | 2.4427 | 2.7665 | 3.51 | 4.3934 | 5.3007 | 5.3941 | 5.0554 | 4.7223 | 4.4052 | 3.9626
2046-03-02 | 3.6058 | 3.3824 | 3.442 | 3.528 | 3.0992 | 3.2329 | 3.7992 | 3.8947 | 3.2837 | 2.576 | 2.2346 | 2.1874 | 2.5316 | 2.4857 | 2.2281 | 3.2421 | 3.9135 | 4.4299 | 5.0716 | 5.3247 | 4.8712 | 4.5443 | 4.7981 | 4.3612
2046-03-03 | 3.361 | 3.3731 | 3.2323 | 3.0309 | 2.9625 | 3.1994 | 3.7197 | 3.6663 | 2.9453 | 3.1464 | 3.3056 | 2.5589 | 2.309 | 2.2247 | 2.35 | 2.4154 | 3.1829 | 4.0589 | 4.6298 | 4.3219 | 4.2101 | 4.4903 | 4.2063 | 3.6465
2046-03-04 | 3.6859 | 3.3555 | 3.0555 | 3.0214 | 2.8426 | 2.977 | 3.1202 | 2.9625 | 2.6038 | 2.2656 | 1.7759 | 1.4844 | 1.2742 | 1.419 | 1.5317 | 1.7093 | 2.546 | 3.7986 | 5.0313 | 5.1874 | 4.4959 | 3.8127 | 3.4708 | 3.213
2046-03-05 | 3.2756 | 3.0798 | 2.9299 | 2.9688 | 3.0035 | 3.5867 | 4.4015 | 3.8818 | 3.4009 | 2.4422 | 1.8896 | 1.4521 | 1.5175 | 1.908 | 1.8639 | 1.8957 | 2.85 | 4.306 | 5.3117 | 5.7421 | 5.1458 | 4.5043 | 4.0456 | 3.779
2046-03-06 | 3.6487 | 3.3638 | 3.0725 | 2.996 | 2.9511 | 3.4332 | 4.4355 | 4.1312 | 3.5612 | 2.8973 | 2.2685 | 1.9643 | 1.9832 | 2.079 | 1.9855 | 1.8295 | 2.6576 | 4.1834 | 5.2411 | 5.6842 | 5.0323 | 4.3497 | 4.117 | 3.4817
2046-03-07 | 3.3575 | 3.3327 | 3.0808 | 3.0178 | 2.941 | 3.162 | 4.1576 | 3.6837 | 2.8719 | 2.1294 | 1.7748 | 1.6853 | 1.9892 | 2.0194 | 1.9209 | 2.4483 | 3.0226 | 3.6109 | 4.8373 | 5.4932 | 5.0125 | 4.1544 | 4.1003 | 3.7774
2046-03-08 | 3.2426 | 3.0882 | 3.1184 | 2.8555 | 2.8222 | 3.0434 | 3.8822 | 4.3732 | 3.4482 | 2.6029 | 1.8854 | 1.6654 | 1.6497 | 1.7363 | 1.9233 | 2.2395 | 2.7913 | 3.6798 | 5.3866 | 5.6479 | 5.0527 | 4.4168 | 4.0669 | 3.6341
2046-03-09 | 3.323 | 3.1978 | 3.3498 | 3.1416 | 3.1008 | 3.5002 | 4.5116 | 3.6915 | 3.0028 | 2.4227 | 1.7662 | 1.474 | 1.5964 | 1.5276 | 1.515 | 1.9002 | 2.8705 | 3.4864 | 4.2383 | 4.6216 | 4.1126 | 4.4163 | 4.3155 | 3.9233
2046-03-10 | 3.4291 | 3.0822 | 2.8534 | 2.7877 | 2.7454 | 2.8537 | 3.0331 | 3.3108 | 2.9052 | 2.6145 | 2.0238 | 1.3658 | 1.576 | 1.4396 | 1.0899 | 1.8127 | 2.861 | 3.2734 | 4.0818 | 4.567 | 4.1984 | 3.6998 | 3.4592 | 3.2419
2046-03-11 | 3.2961 | 2.9507 | 2.8476 | 2.8444 | 2.845 | 2.7057 | 2.9391 | 3.0997 | 3.0494 | 2.5044 | 1.6261 | 1.5837 | 1.7446 | 1.3777 | 1.9736 | 2.5748 | 3.376 | 3.8589 | 4.7001 | 4.4884 | 3.9884 | 3.6495 | 3.7278 | 3.1158
2046-03-12 | 3.0501 | 3.0278 | 2.9164 | 2.8593 | 2.9223 | 3.1818 | 4.2803 | 4.3871 | 3.5107 | 2.4601 | 2.4625 | 2.3624 | 2.7834 | 2.2699 | 2.2504 | 3.2448 | 3.4893 | 4.351 | 5.5231 | 5.5283 | 4.562 | 4.1892 | 4.184 | 3.4134
2046-03-13 | 3.1645 | 2.4203 | 1.8744 | 2.1106 | 2.6994 | 3.1667 | 4.5401 | 4.6449 | 3.693 | 3.3991 | 3.1952 | 3.0258 | 3.2084 | 3.4766 | 3.5652 | 3.5299 | 4.2425 | 4.6783 | 5.7231 | 5.581 | 5.1342 | 4.6607 | 4.1324 | 3.5643
2046-03-14 | 3.2499 | 3.2387 | 2.9375 | 2.6963 | 2.7683 | 3.1281 | 3.9456 | 4.3886 | 3.9856 | 3.0526 | 2.6601 | 2.1387 | 2.307 | 1.9227 | 1.9959 | 3.6197 | 3.9907 | 4.4259 | 5.6686 | 5.8847 | 5.394 | 4.6305 | 4.3089 | 4.2263
2046-03-15 | 3.504 | 3.3042 | 3.3172 | 2.968 | 3.0004 | 3.4779 | 4.3001 | 4.6022 | 3.9237 | 3.0512 | 2.4851 | 2.2961 | 2.1089 | 2.0828 | 2.6544 | 2.8801 | 3.7856 | 4.8906 | 5.7361 | 6.0676 | 5.4312 | 4.7397 | 4.1573 | 3.8908
2046-03-16 | 3.3279 | 3.0973 | 2.9908 | 2.987 | 3.0152 | 3.0844 | 3.8975 | 3.9593 | 3.3379 | 2.9875 | 2.8324 | 2.2531 | 2.0184 | 2.3617 | 2.8184 | 3.4361 | 4.024 | 4.2221 | 5.141 | 5.5445 | 5.1726 | 4.9443 | 4.577 | 4.2174
2046-03-17 | 3.7952 | 3.3929 | 3.0979 | 3.1379 | 3.2966 | 3.1641 | 3.437 | 3.2013 | 2.696 | 2.1979 | 1.8373 | 1.6186 | 1.4606 | 1.7817 | 1.5528 | 1.5397 | 2.6313 | 3.893 | 4.7808 | 4.9306 | 4.5818 | 4.5576 | 3.9782 | 3.6777
2046-03-18 | 3.726 | 3.5129 | 3.1371 | 3.0208 | 2.9043 | 3.1765 | 3.3209 | 3.2762 | 2.6821 | 2.4352 | 1.9876 | 1.9459 | 1.9163 | 2.0187 | 1.9074 | 1.5756 | 2.1841 | 3.3071 | 4.8641 | 5.0658 | 4.6797 | 4.2577 | 3.8585 | 3.442
2046-03-19 | 3.4019 | 3.2286 | 2.9073 | 2.6448 | 2.6874 | 3.0103 | 3.0908 | 3.3455 | 3.2802 | 2.7321 | 2.2147 | 1.7903 | 2.0733 | 3.066 | 3.0242 | 2.9989 | 3.4914 | 3.7494 | 4.6654 | 5.4181 | 5.0357 | 4.2348 | 3.8389 | 3.8121
2046-03-20 | 3.4672 | 3.0489 | 2.8911 | 3.0778 | 2.9772 | 3.223 | 3.7485 | 3.9541 | 3.8632 | 3.4323 | 2.9007 | 2.0829 | 2.2305 | 2.417 | 2.3804 | 3.218 | 4.1436 | 4.6695 | 5.2577 | 5.3858 | 4.9683 | 4.4693 | 3.8308 | 3.6199
2046-03-21 | 3.3104 | 3.0408 | 2.9799 | 2.9391 | 2.9547 | 3.5726 | 3.9989 | 3.8527 | 3.4442 | 2.8008 | 2.2796 | 1.8248 | 2.2702 | 2.1084 | 2.5024 | 2.9774 | 3.6812 | 4.6677 | 5.3695 | 5.4184 | 4.6363 | 4.077 | 3.8453 | 3.7053
2046-03-22 | 3.6362 | 3.3022 | 3.0604 | 2.9611 | 3.1334 | 3.2609 | 3.9155 | 3.9192 | 3.9876 | 3.6457 | 2.7273 | 1.9354 | 2.1771 | 2.6073 | 2.8015 | 3.1917 | 3.7134 | 4.8716 | 5.4555 | 5.6554 | 4.8908 | 4.4943 | 4.2629 | 3.909
2046-03-23 | 3.5687 | 3.3753 | 3.1025 | 3.0545 | 2.9785 | 3.3335 | 4.1141 | 3.6104 | 2.9504 | 3.0123 | 2.6362 | 2.4239 | 2.3266 | 2.6909 | 2.7253 | 3.5846 | 3.9985 | 4.8929 | 4.7656 | 4.7414 | 4.7871 | 4.7087 | 4.1467 | 3.9336
2046-03-24 | 3.8347 | 3.418 | 3.1319 | 3.0642 | 3.3492 | 3.3352 | 3.7307 | 3.9616 | 3.9998 | 4.1956 | 3.5343 | 2.6363 | 2.5137 | 2.5752 | 2.5842 | 2.8753 | 3.1854 | 3.8437 | 3.9869 | 4.3766 | 4.3031 | 3.8056 | 3.6508 | 3.4543
2046-03-25 | 3.3185 | 2.9698 | 2.8449 | 2.7171 | 2.6307 | 2.8422 | 2.9213 | 2.8161 | 2.3822 | 2.2341 | 1.6976 | 1.1198 | 1.1116 | 1.1317 | 1.0567 | 1.0992 | 2.1115 | 3.067 | 4.0383 | 4.9784 | 4.7524 | 4.2426 | 3.9982 | 3.8348
2046-03-26 | 3.34 | 2.9842 | 2.8952 | 2.9641 | 3.0637 | 3.116 | 3.478 | 3.4561 | 3.1113 | 3.0849 | 1.9371 | 1.8602 | 1.8647 | 1.5735 | 1.5751 | 1.6332 | 2.4214 | 3.5185 | 4.5801 | 5.2578 | 4.8452 | 4.242 | 4.2727 | 3.7002
2046-03-27 | 3.203 | 3.162 | 3.0928 | 2.9273 | 2.8883 | 3.1082 | 3.9893 | 3.6576 | 2.6445 | 2.1989 | 1.9662 | 1.6625 | 1.7784 | 1.765 | 1.1439 | 1.7189 | 2.8869 | 4.4921 | 5.0224 | 5.5874 | 5.2989 | 4.9354 | 4.4181 | 4.066
2046-03-28 | 3.3934 | 3.1648 | 3.0624 | 3.0144 | 2.992 | 3.5446 | 3.8133 | 3.6986 | 3.0109 | 2.2722 | 1.8467 | 1.6006 | 1.7102 | 1.7338 | 1.8213 | 1.7825 | 3.1419 | 4.1612 | 4.9492 | 5.6834 | 5.3904 | 4.9627 | 4.4225 | 4.1221
2046-03-29 | 3.7106 | 3.1588 | 3.0603 | 3.2049 | 3.23 | 3.4641 | 4.0004 | 3.873 | 3.234 | 2.4813 | 1.956 | 1.7543 | 1.8342 | 1.8502 | 1.6957 | 2.0388 | 3.3455 | 4.5175 | 5.1937 | 5.7782 | 5.5471 | 5.0739 | 4.2631 | 3.8244
2046-03-30 | 3.6666 | 3.2054 | 3.0297 | 2.9149 | 2.9157 | 3.0321 | 3.6383 | 3.5008 | 2.6299 | 2.1904 | 1.6901 | 1.5459 | 1.7933 | 1.9057 | 1.3419 | 2.0177 | 3.2188 | 3.9899 | 4.7361 | 5.4428 | 5.1553 | 4.8799 | 4.3803 | 4.0801
2046-03-31 | 3.7247 | 3.3022 | 3.0097 | 2.9187 | 3.0416 | 3.1203 | 3.0943 | 3.1342 | 2.621 | 2.7875 | 2.3478 | 2.4449 | 2.6038 | 2.7272 | 2.5768 | 2.5219 | 2.6364 | 3.8551 | 4.0815 | 4.7741 | 4.5024 | 4.2397 | 3.8309 | 3.4749
2046-04-01 | 3.5904 | 3.1636 | 3.0143 | 2.9709 | 2.8428 | 2.8817 | 2.9254 | 2.8099 | 2.7084 | 2.23 | 1.9018 | 2.1013 | 2.2004 | 2.001 | 2.2492 | 2.3887 | 2.8988 | 3.848 | 4.9771 | 5.5407 | 4.8551 | 4.5894 | 4.4574 | 4.0414
2046-04-02 | 3.6315 | 3.2165 | 3.1407 | 3.1236 | 3.1675 | 3.6869 | 4.9391 | 4.7624 | 4.5836 | 4.0067 | 3.654 | 3.1084 | 3.7771 | 3.7419 | 3.7808 | 3.7982 | 4.929 | 5.6479 | 5.844 | 5.4649 | 4.7562 | 4.3085 | 3.8604 | 3.6893
2046-04-03 | 3.3194 | 3.0649 | 2.9826 | 2.6631 | 2.4372 | 2.4962 | 2.9593 | 3.9299 | 3.2485 | 2.6626 | 3.041 | 2.5197 | 2.2321 | 2.3864 | 2.5874 | 2.8055 | 4.3018 | 5.2196 | 5.4822 | 5.5557 | 5.3808 | 4.8586 | 4.2455 | 4.0768
2046-04-04 | 3.405 | 3.082 | 3.0203 | 3.0126 | 2.9816 | 3.3759 | 4.3014 | 4.7054 | 3.2861 | 3.2064 | 3.3839 | 3.0848 | 2.041 | 2.1721 | 2.8955 | 2.8518 | 3.9161 | 4.8608 | 5.6918 | 5.9247 | 5.4603 | 5.0789 | 4.4659 | 3.7005
2046-04-05 | 3.587 | 3.3628 | 3.2607 | 3.4169 | 3.2044 | 3.5983 | 4.3546 | 4.3071 | 4.5011 | 4.1158 | 3.3918 | 3.7114 | 2.6969 | 2.6634 | 2.9631 | 3.3352 | 4.3965 | 4.7668 | 5.5125 | 5.9256 | 5.5399 | 4.8676 | 5.0981 | 4.4062
2046-04-06 | 3.4842 | 3.2071 | 3.1036 | 3.1054 | 3.1322 | 3.146 | 3.3879 | 3.7364 | 3.5975 | 2.9906 | 2.6069 | 2.2367 | 2.3393 | 2.311 | 2.2899 | 3.2342 | 3.3136 | 4.2263 | 5.4327 | 5.7363 | 5.1448 | 4.6974 | 4.5039 | 3.9482
2046-04-07 | 3.7208 | 3.4307 | 3.0571 | 3.0096 | 3.1428 | 3.3669 | 3.1381 | 3.1981 | 2.9636 | 2.6831 | 2.563 | 2.3336 | 2.4233 | 2.3099 | 2.7496 | 2.9934 | 3.5618 | 4.4337 | 5.3769 | 5.3252 | 4.6339 | 4.8671 | 4.8172 | 3.8913
2046-04-08 | 3.5531 | 3.3488 | 3.5481 | 3.1246 | 3.0152 | 2.943 | 3.0959 | 3.1774 | 2.7706 | 2.8807 | 2.6137 | 2.3421 | 2.0682 | 2.0525 | 2.2534 | 2.2768 | 3.0776 | 3.8167 | 4.609 | 5.3042 | 4.8716 | 4.5632 | 3.8974 | 3.3661
2046-04-09 | 3.1866 | 3.0728 | 3.2015 | 3.0083 | 3.0017 | 3.2702 | 4.2842 | 4.1587 | 3.0578 | 2.3414 | 1.8855 | 1.7239 | 1.6091 | 1.7632 | 1.6317 | 1.6949 | 2.5679 | 4.0989 | 5.1829 | 5.8445 | 5.2315 | 4.4113 | 3.9045 | 3.4792
2046-04-10 | 3.2974 | 3.2025 | 2.9863 | 2.9345 | 3.1018 | 3.4195 | 3.8023 | 3.5386 | 2.9847 | 2.0897 | 1.7094 | 1.5838 | 1.811 | 1.9031 | 1.4097 | 1.8102 | 2.8794 | 4.2864 | 5.1271 | 5.6969 | 5.4234 | 4.7478 | 4.0977 | 3.5465
2046-04-11 | 3.4172 | 3.1978 | 3.0043 | 2.9757 | 2.9976 | 3.2332 | 3.3776 | 3.4039 | 2.6562 | 2.1336 | 1.7961 | 1.6056 | 1.5594 | 1.7845 | 1.7292 | 2.4102 | 3.2312 | 4.0756 | 5.4803 | 5.8953 | 5.4266 | 4.3979 | 3.9919 | 4.071
2046-04-12 | 3.3865 | 3.1516 | 3.0971 | 3.1572 | 3.2065 | 3.3122 | 3.6777 | 3.6798 | 2.9799 | 2.3857 | 2.1152 | 1.8908 | 2.01 | 1.946 | 1.5045 | 2.0674 | 3.4727 | 4.2189 | 4.9873 | 5.9418 | 5.4232 | 4.7338 | 4.0514 | 3.8785
2046-04-13 | 3.4058 | 3.1669 | 3.0508 | 3.0171 | 2.9675 | 3.0871 | 4.0953 | 3.997 | 3.4523 | 2.6406 | 2.232 | 2.1259 | 2.17 | 2.3081 | 1.9308 | 2.6067 | 3.8623 | 4.9693 | 5.6376 | 5.9154 | 5.3719 | 4.8562 | 4.8249 | 4.3016
2046-04-14 | 3.9607 | 3.4879 | 3.2228 | 3.1616 | 3.2401 | 3.3659 | 3.0308 | 2.8237 | 2.3828 | 1.9725 | 1.6698 | 1.607 | 1.5717 | 1.6932 | 1.6856 | 1.7356 | 2.7127 | 3.8462 | 4.6436 | 4.9842 | 4.2174 | 4.0383 | 4.2425 | 3.8422
2046-04-15 | 4.0093 | 3.5426 | 3.2345 | 3.1619 | 3.1769 | 3.4564 | 3.5663 | 2.9902 | 2.4101 | 2.0188 | 2.0689 | 1.9814 | 1.9392 | 1.8083 | 1.1749 | 1.8462 | 2.6235 | 3.5522 | 5.1974 | 5.6688 | 5.3182 | 4.9006 | 4.4692 | 3.6825
2046-04-16 | 3.4263 | 3.4666 | 3.3832 | 3.1372 | 3.1209 | 3.9415 | 4.3564 | 3.9742 | 3.6746 | 2.8181 | 2.2927 | 2.0049 | 2.0606 | 2.2209 | 1.9154 | 2.0958 | 3.1325 | 4.7418 | 5.6569 | 5.7666 | 5.2052 | 4.5083 | 3.8101 | 3.4513
2046-04-17 | 3.424 | 3.1741 | 3.0022 | 3.023 | 3.1834 | 3.2739 | 3.8366 | 3.939 | 3.6838 | 3.0154 | 2.0974 | 1.8442 | 1.8095 | 1.7514 | 1.9299 | 2.1461 | 3.0963 | 4.1801 | 5.4211 | 5.7887 | 5.2471 | 4.1304 | 3.8918 | 3.4884
2046-04-18 | 3.1824 | 3.2261 | 3.0436 | 2.9577 | 2.9626 | 3.2134 | 3.5363 | 3.648 | 2.8765 | 2.3387 | 2.0813 | 1.8256 | 1.8884 | 2.2314 | 1.8108 | 2.2881 | 3.4205 | 4.6508 | 5.251 | 5.8171 | 5.2559 | 4.4751 | 3.889 | 3.5512
2046-04-19 | 3.4162 | 3.4334 | 3.1471 | 3.0604 | 3.0243 | 3.6765 | 4.2782 | 3.773 | 4.1375 | 3.5913 | 3.3977 | 3.1831 | 3.5766 | 3.1438 | 3.2489 | 3.3167 | 4.3738 | 5.0545 | 5.3586 | 5.8362 | 5.5382 | 4.6582 | 4.7007 | 4.5039
2046-04-20 | 3.6631 | 3.3153 | 3.2145 | 3.0531 | 2.9881 | 3.3374 | 3.5148 | 3.7462 | 3.9266 | 3.2834 | 2.5738 | 2.228 | 2.3586 | 2.1812 | 2.0842 | 2.2207 | 3.0675 | 4.1532 | 4.4115 | 4.8493 | 4.8407 | 4.3685 | 4.2584 | 4.0083
2046-04-21 | 3.4731 | 3.0695 | 2.9614 | 2.8949 | 2.9325 | 2.9902 | 3.5696 | 2.9223 | 2.5116 | 2.364 | 1.9846 | 1.5497 | 1.7632 | 1.445 | 1.923 | 2.0295 | 2.9063 | 3.1997 | 4.3004 | 5.0494 | 4.6897 | 3.899 | 3.9443 | 3.9342
2046-04-22 | 3.3082 | 3.1603 | 3.1634 | 3.1374 | 3.0037 | 2.9435 | 2.8072 | 2.6699 | 2.5987 | 2.3951 | 1.8525 | 1.5967 | 1.6155 | 1.5204 | 1.235 | 1.7643 | 2.5323 | 3.7262 | 4.6667 | 5.5078 | 5.1448 | 4.2266 | 3.8371 | 3.7579
2046-04-23 | 3.3659 | 3.0093 | 2.9247 | 2.8611 | 2.9394 | 3.369 | 4.18 | 3.2694 | 3.2341 | 2.9137 | 2.6564 | 2.0449 | 2.0283 | 2.0308 | 1.9586 | 2.3263 | 3.2814 | 4.4738 | 5.2982 | 5.8851 | 5.2956 | 4.4394 | 3.9057 | 3.5129
2046-04-24 | 3.3335 | 3.3491 | 3.0311 | 2.9389 | 2.9257 | 3.0492 | 3.5387 | 2.9973 | 3.0635 | 2.2871 | 1.9864 | 2.0207 | 1.8063 | 1.7381 | 2.2056 | 2.0176 | 2.6503 | 4.0038 | 5.2136 | 5.6219 | 5.176 | 4.2357 | 3.7585 | 3.4462
2046-04-25 | 3.199 | 3.1153 | 3.1097 | 2.9683 | 2.9533 | 3.2935 | 3.6724 | 3.5206 | 3.1181 | 2.7027 | 2.252 | 1.837 | 1.8626 | 2.0328 | 1.5383 | 1.8336 | 2.9968 | 4.4543 | 5.2159 | 5.8352 | 5.2866 | 4.107 | 3.4676 | 3.2381
2046-04-26 | 3.2406 | 3.098 | 2.8441 | 2.86 | 2.9103 | 2.8962 | 3.2098 | 3.21 | 3.2087 | 2.8343 | 2.6574 | 2.4476 | 2.3246 | 2.4984 | 2.3155 | 2.9061 | 4.2627 | 4.6016 | 5.3 | 5.9049 | 5.5036 | 4.5184 | 3.7739 | 3.4484
2046-04-27 | 3.373 | 3.1694 | 3.0175 | 2.9206 | 2.9188 | 3.0943 | 3.9782 | 3.7849 | 3.7294 | 3.8994 | 3.5185 | 3.1723 | 2.7077 | 2.6337 | 3.0676 | 3.6541 | 3.5694 | 3.8149 | 4.9311 | 5.3237 | 4.5796 | 4.468 | 4.5143 | 3.6159
2046-04-28 | 3.1705 | 3.1179 | 2.9691 | 2.9398 | 2.9508 | 3.1939 | 3.1019 | 3.1613 | 2.9905 | 2.6042 | 2.6137 | 2.3544 | 2.2649 | 2.561 | 2.5643 | 2.3369 | 2.5984 | 3.5571 | 4.3728 | 4.0045 | 3.7721 | 3.875 | 3.4555 | 3.0974
2046-04-29 | 3.0874 | 3.1223 | 2.9174 | 2.8146 | 2.8614 | 2.9019 | 3.0793 | 2.7618 | 2.4822 | 2.2293 | 1.7991 | 1.4615 | 1.6572 | 1.8783 | 2.0005 | 2.2683 | 2.482 | 3.2374 | 4.0064 | 4.4903 | 4.4169 | 4.0169 | 3.3579 | 3.1177
2046-04-30 | 3.2 | 2.9724 | 2.8935 | 2.8712 | 2.9427 | 3.2977 | 3.7028 | 3.4615 | 3.6233 | 2.5141 | 2.2374 | 1.9692 | 1.7092 | 1.8002 | 2.3019 | 2.7212 | 2.5884 | 3.575 | 5.0176 | 5.3135 | 4.8787 | 4.8185 | 4.4408 | 3.4825
2046-05-01 | 3.2352 | 3.1424 | 2.891 | 2.8885 | 2.8793 | 3.0576 | 3.3233 | 2.6377 | 2.344 | 2.104 | 1.8247 | 1.7453 | 1.8966 | 1.901 | 1.9758 | 2.3311 | 3.7218 | 4.4459 | 4.8995 | 5.408 | 4.8066 | 4.0808 | 3.5814 | 3.3299
2046-05-02 | 3.2434 | 3.0218 | 2.875 | 2.7921 | 2.8579 | 3.0376 | 3.7298 | 4.1907 | 4.1102 | 3.93 | 2.961 | 3.3566 | 3.2781 | 3.0084 | 3.6039 | 3.8387 | 3.8728 | 4.4068 | 5.3595 | 5.6734 | 4.7694 | 3.9887 | 4.2711 | 3.4802
2046-05-03 | 3.1603 | 3.1787 | 2.8779 | 2.6333 | 2.6524 | 2.8852 | 3.6348 | 3.2018 | 3.4078 | 3.1316 | 2.648 | 2.6806 | 3.1626 | 3.2727 | 3.1879 | 3.4503 | 3.6398 | 4.9765 | 5.2614 | 5.5052 | 5.2366 | 4.9984 | 4.5037 | 3.7097
2046-05-04 | 3.3326 | 3.0953 | 3.1343 | 3.1077 | 3.0678 | 3.4438 | 4.4195 | 4.2959 | 3.3928 | 2.5354 | 3.2049 | 3.2166 | 3.0467 | 2.244 | 2.6324 | 3.6143 | 3.8821 | 4.202 | 5.4739 | 5.3469 | 4.8386 | 4.9793 | 4.7558 | 3.9084
2046-05-05 | 3.3378 | 3.1476 | 2.8733 | 2.7233 | 2.6692 | 2.837 | 2.8966 | 2.6331 | 2.3939 | 2.4578 | 2.4004 | 2.1392 | 1.9564 | 1.9623 | 1.8761 | 1.67 | 2.5973 | 3.7546 | 4.5486 | 4.4245 | 4.3449 | 4.2613 | 3.8298 | 3.2494
2046-05-06 | 3.0902 | 3.1054 | 2.9932 | 2.8585 | 2.8605 | 2.8171 | 2.7927 | 2.6227 | 2.3525 | 2.019 | 1.8701 | 1.6085 | 1.3067 | 1.462 | 1.3099 | 1.6379 | 2.217 | 3.0432 | 4.4538 | 5.0957 | 4.5254 | 3.6943 | 3.8057 | 3.2866
2046-05-07 | 3.0727 | 2.9706 | 2.994 | 2.8306 | 2.897 | 3.243 | 4.1545 | 3.619 | 2.8161 | 2.4354 | 2.0582 | 1.99 | 2.2951 | 2.2759 | 2.2919 | 2.2105 | 2.9658 | 4.1158 | 4.7497 | 5.3572 | 5.0098 | 4.3864 | 3.5843 | 3.4029
2046-05-08 | 3.2108 | 2.9048 | 2.6514 | 2.6818 | 2.8634 | 2.8633 | 2.9339 | 3.156 | 3.4704 | 3.2491 | 2.683 | 3.5107 | 3.1965 | 3.6628 | 3.2809 | 2.9571 | 3.6011 | 4.3834 | 5.1393 | 5.8286 | 5.3474 | 4.6382 | 4.1966 | 4.0572
2046-05-09 | 3.2745 | 3.0749 | 2.9588 | 2.9227 | 2.8983 | 3.1873 | 4.2481 | 4.1262 | 3.2948 | 2.6758 | 2.1035 | 1.9199 | 1.8367 | 1.7721 | 1.9149 | 2.1375 | 2.9209 | 4.1072 | 5.3576 | 5.8392 | 5.6408 | 4.7927 | 4.1281 | 3.5892
2046-05-10 | 3.3632 | 3.3225 | 3.0575 | 2.9453 | 2.9179 | 3.2774 | 4.1415 | 3.5345 | 3.0052 | 2.4319 | 2.2994 | 2.1839 | 2.1709 | 2.0987 | 2.6591 | 2.5609 | 3.3799 | 4.7253 | 5.6634 | 5.8673 | 5.6358 | 4.9829 | 4.4412 | 3.9526
2046-05-11 | 3.5035 | 3.2635 | 3.2068 | 3.2762 | 3.3198 | 3.4968 | 4.14 | 3.6717 | 3.3117 | 2.6285 | 2.071 | 1.9343 | 2.1442 | 2.2963 | 2.175 | 2.6035 | 3.1405 | 3.7181 | 4.8962 | 5.626 | 5.2481 | 4.5672 | 4.2525 | 4.163
2046-05-12 | 3.3136 | 3.1197 | 3.2159 | 2.9574 | 2.8968 | 2.958 | 3.1589 | 2.993 | 2.1787 | 1.6816 | 1.4214 | 1.2007 | 1.1734 | 1.0927 | 1.2142 | 1.6448 | 2.3512 | 3.7453 | 4.6352 | 5.1655 | 4.536 | 3.912 | 3.8452 | 3.451
2046-05-13 | 3.3519 | 3.25 | 2.9664 | 2.9213 | 2.8933 | 2.8875 | 3.1059 | 2.794 | 2.4419 | 2.2315 | 1.9254 | 1.9632 | 2.2015 | 1.8115 | 1.5891 | 1.8658 | 2.5918 | 4.0057 | 4.8051 | 5.2698 | 4.6226 | 4.0473 | 3.9258 | 3.5628
2046-05-14 | 3.3424 | 3.081 | 2.8842 | 2.8174 | 2.7469 | 2.9039 | 3.3615 | 2.9446 | 3.0651 | 2.7868 | 2.4212 | 2.2566 | 1.9407 | 1.9383 | 2.1047 | 2.6952 | 4.1393 | 4.9131 | 5.5472 | 5.2419 | 4.5084 | 3.9115 | 4.0963 | 3.5735
2046-05-15 | 3.0987 | 3.1138 | 3.0065 | 2.8547 | 2.8696 | 3.1052 | 4.3156 | 3.8181 | 3.0403 | 2.9222 | 2.3085 | 1.8786 | 1.702 | 1.9213 | 1.5668 | 1.8643 | 3.5359 | 4.8071 | 5.0604 | 5.3519 | 5.1863 | 4.5659 | 3.8975 | 3.9194
2046-05-16 | 3.2872 | 3.0119 | 2.9112 | 2.8389 | 2.9334 | 3.1016 | 3.1028 | 2.6672 | 2.5121 | 2.2102 | 1.9095 | 1.7914 | 1.8564 | 1.8165 | 1.6578 | 2.0648 | 3.0779 | 4.4592 | 5.3743 | 5.8183 | 5.8079 | 5.2638 | 4.3137 | 3.8271
2046-05-17 | 3.3765 | 3.4448 | 3.101 | 2.8876 | 2.9102 | 3.2999 | 4.296 | 3.9902 | 3.2741 | 2.9426 | 2.4792 | 2.4465 | 2.5571 | 2.7783 | 3.1878 | 3.6788 | 4.4837 | 5.0026 | 5.6395 | 5.9123 | 5.5325 | 5.061 | 4.2945 | 3.7893
2046-05-18 | 3.4874 | 3.2569 | 3.1424 | 3.0287 | 2.966 | 2.9856 | 3.158 | 3.5012 | 3.2554 | 2.4535 | 1.9226 | 1.7719 | 1.8472 | 1.5964 | 1.4127 | 2.2412 | 3.1624 | 3.7765 | 4.8601 | 5.2879 | 4.6024 | 4.6519 | 4.7184 | 4.0754
2046-05-19 | 3.3458 | 2.9747 | 2.8791 | 2.8502 | 2.8667 | 3.0279 | 2.8923 | 2.5663 | 2.2352 | 1.9347 | 1.5802 | 1.2256 | 1.4887 | 1.2798 | 1.0372 | 1.4897 | 2.435 | 3.0506 | 3.847 | 4.8043 | 4.3834 | 3.8962 | 3.6447 | 3.5906
2046-05-20 | 3.3104 | 2.9981 | 2.9292 | 2.977 | 2.7891 | 2.5648 | 2.3947 | 2.2504 | 2.0077 | 1.3437 | 1.1406 | 0.93955 | 1.073 | 1.3432 | 1.083 | 1.5706 | 2.7006 | 4.2396 | 5.2144 | 5.3128 | 4.8233 | 3.9319 | 3.5923 | 3.211
2046-05-21 | 3.1837 | 3.0896 | 2.868 | 2.8206 | 2.8491 | 3.1011 | 3.8151 | 3.577 | 2.9631 | 2.5506 | 2.1626 | 2.122 | 1.9072 | 2.1839 | 1.9203 | 2.2312 | 3.733 | 4.6848 | 5.2398 | 5.5777 | 5.1445 | 4.0273 | 3.7437 | 3.3226
2046-05-22 | 3.3068 | 3.128 | 2.8899 | 2.8957 | 3.1257 | 3.2719 | 3.5574 | 3.4609 | 3.3456 | 2.4851 | 2.0689 | 2.1819 | 2.0686 | 2.5172 | 2.0797 | 2.7555 | 3.4581 | 4.3046 | 5.3375 | 5.8299 | 5.3874 | 4.5486 | 4.3021 | 3.9597
2046-05-23 | 3.2602 | 3.0671 | 2.9848 | 2.9648 | 3.2315 | 3.391 | 3.7921 | 3.639 | 3.2468 | 2.5129 | 2.5277 | 2.6413 | 2.1506 | 2.0777 | 2.0497 | 2.4282 | 3.152 | 3.8921 | 5.2435 | 5.7145 | 5.5463 | 4.636 | 4.4092 | 4.1832
2046-05-24 | 3.4015 | 3.2094 | 3.2042 | 2.8348 | 2.8384 | 2.9643 | 3.6895 | 3.2113 | 2.6463 | 2.3761 | 2.0457 | 2.0179 | 2.0688 | 1.9695 | 1.6805 | 2.295 | 3.1118 | 4.2302 | 5.0625 | 5.4061 | 4.9736 | 4.3596 | 4.2403 | 4.002
2046-05-25 | 3.5316 | 3.2427 | 3.0805 | 2.9109 | 2.9457 | 2.8913 | 3.0722 | 2.6988 | 2.5472 | 2.1948 | 1.7806 | 1.7646 | 1.6905 | 1.7778 | 1.5507 | 2.3484 | 3.2461 | 4.507 | 4.7804 | 4.9326 | 4.372 | 4.1346 | 4.0492 | 3.7703
2046-05-26 | 3.5318 | 3.201 | 2.94 | 2.9525 | 3.057 | 2.8523 | 2.6362 | 2.4048 | 2.3412 | 2.0441 | 1.7091 | 1.9197 | 1.8592 | 1.7946 | 1.5127 | 2.3219 | 2.9546 | 3.5398 | 4.2725 | 4.8109 | 4.4961 | 3.6831 | 3.9073 | 3.6879
2046-05-27 | 3.1982 | 3.0815 | 3.1702 | 2.937 | 2.8465 | 2.8164 | 2.9909 | 2.8171 | 2.2536 | 2.0957 | 1.9306 | 1.5255 | 1.7219 | 1.8729 | 1.9676 | 2.3161 | 2.9034 | 3.9602 | 4.7615 | 4.8348 | 4.3904 | 3.7575 | 3.5608 | 3.2954
2046-05-28 | 3.2758 | 3.1576 | 2.874 | 2.8498 | 2.9833 | 3.0024 | 2.9557 | 2.663 | 2.329 | 2.0272 | 1.8329 | 1.7754 | 1.6719 | 1.7682 | 1.689 | 2.3692 | 2.8744 | 3.5787 | 4.8449 | 5.4503 | 5.1302 | 4.4764 | 3.8219 | 3.6223
2046-05-29 | 3.4343 | 3.0101 | 2.9758 | 3.1023 | 2.9182 | 3.2679 | 3.8577 | 4.0529 | 4.4429 | 3.9638 | 3.7635 | 3.5238 | 3.3045 | 3.396 | 4.2367 | 4.7119 | 5.0053 | 5.06 | 5.8323 | 5.9571 | 5.2066 | 5.2821 | 5.0928 | 4.2654
2046-05-30 | 3.8247 | 3.5506 | 3.4732 | 3.5774 | 3.193 | 3.5038 | 4.0321 | 3.6694 | 2.8663 | 2.5129 | 2.2927 | 2.1903 | 2.0597 | 1.8493 | 1.9036 | 2.306 | 3.1516 | 4.4611 | 5.5356 | 5.8985 | 5.7147 | 5.4216 | 4.762 | 4.2922
2046-05-31 | 4.061 | 3.5701 | 3.2661 | 3.2881 | 3.396 | 3.4023 | 3.6544 | 3.654 | 3.5981 | 2.564 | 2.376 | 2.1429 | 1.7812 | 2.1624 | 2.9565 | 3.1858 | 3.5557 | 4.0736 | 5.2779 | 5.7811 | 5.564 | 4.8555 | 4.4244 | 4.0337
2046-06-01 | 3.7863 | 3.5018 | 3.4093 | 3.3077 | 3.3003 | 3.5664 | 3.8506 | 3.9646 | 3.7245 | 2.7908 | 2.9302 | 2.0938 | 2.18 | 2.4155 | 2.3624 | 2.0256 | 2.8791 | 4.1554 | 4.4638 | 5.011 | 4.4784 | 4.4154 | 4.4582 | 4.3464
2046-06-02 | 3.6462 | 3.3037 | 3.0933 | 3.0313 | 3.065 | 3.0892 | 2.7642 | 2.6757 | 2.2927 | 1.7703 | 1.5001 | 1.0248 | 1.2112 | 1.2508 | 1.0208 | 1.4194 | 2.3778 | 3.3993 | 4.3562 | 4.9926 | 4.3237 | 4.0271 | 3.9194 | 3.5864
2046-06-03 | 3.7609 | 3.4222 | 3.1742 | 3.0908 | 2.9823 | 3.0634 | 2.8841 | 2.6611 | 2.4566 | 2.2025 | 1.9134 | 1.6393 | 1.7268 | 1.7406 | 1.1528 | 1.7573 | 2.4473 | 3.1597 | 4.6656 | 5.4181 | 5.2332 | 5.157 | 4.3208 | 4.0274
2046-06-04 | 3.5851 | 3.2692 | 3.234 | 3.2553 | 3.0445 | 3.1037 | 3.2768 | 3.4893 | 3.0665 | 2.9044 | 2.5678 | 2.2843 | 2.3916 | 2.402 | 2.4611 | 3.2251 | 4.6076 | 4.6657 | 5.0922 | 5.9296 | 5.7337 | 5.4582 | 4.6583 | 4.2632
2046-06-05 | 3.9242 | 3.3392 | 3.2169 | 3.3737 | 3.2168 | 3.3704 | 3.6232 | 4.1321 | 3.9983 | 3.2501 | 2.8638 | 2.8951 | 2.4692 | 2.7105 | 2.7295 | 3.4768 | 4.0705 | 4.6338 | 5.4508 | 5.8404 | 5.5471 | 4.7581 | 4.4759 | 4.3002
2046-06-06 | 3.4491 | 3.3277 | 3.2464 | 3.1813 | 3.2381 | 3.5957 | 3.8694 | 3.7455 | 2.5045 | 2.0475 | 2.305 | 2.2506 | 2.06 | 1.9454 | 1.9488 | 2.0765 | 3.2119 | 4.0929 | 5.2194 | 5.7572 | 5.549 | 5.2986 | 4.4778 | 4.1917
2046-06-07 | 3.8712 | 3.4298 | 3.2715 | 3.2663 | 3.2125 | 3.1762 | 3.4638 | 3.2261 | 2.9104 | 2.6218 | 2.3082 | 2.4279 | 2.1194 | 1.8757 | 1.8927 | 2.5801 | 3.4234 | 4.2401 | 5.1188 | 5.4645 | 5.2782 | 4.5843 | 4.1285 | 3.6983
2046-06-08 | 3.4709 | 3.2717 | 3.1149 | 3.0392 | 3.0081 | 3.0213 | 3.5237 | 3.8258 | 3.383 | 2.9418 | 2.6311 | 2.423 | 2.8997 | 2.9581 | 2.2321 | 2.7102 | 3.4904 | 4.3152 | 5.0097 | 5.3212 | 5.1248 | 4.6063 | 4.5083 | 4.1303
2046-06-09 | 3.7462 | 3.4122 | 3.1825 | 3.1987 | 3.1986 | 3.0217 | 2.8565 | 2.8884 | 2.5039 | 2.0491 | 1.5264 | 1.6376 | 2.0912 | 1.8151 | 1.5531 | 1.7222 | 2.3777 | 3.2283 | 4.3656 | 4.7626 | 4.694 | 4.6414 | 3.9262 | 3.652
2046-06-10 | 3.5723 | 3.507 | 3.1931 | 3.1258 | 3.0245 | 2.9402 | 2.9473 | 2.8847 | 2.5716 | 2.132 | 1.797 | 1.7699 | 1.6225 | 1.8846 | 1.5391 | 1.7372 | 2.2486 | 3.0724 | 4.5768 | 5.4455 | 5.1382 | 4.5733 | 4.1933 | 3.7509
2046-06-11 | 3.6563 | 3.2642 | 3.1194 | 3.0696 | 3.0867 | 3.0666 | 2.975 | 3.1835 | 2.8007 | 2.5773 | 2.2771 | 1.6634 | 1.6451 | 1.6718 | 1.8624 | 2.1306 | 2.4199 | 3.9429 | 4.7957 | 5.4208 | 5.3141 | 4.6311 | 3.9563 | 3.8188
2046-06-12 | 3.61 | 3.2218 | 3.1546 | 3.3067 | 3.0517 | 3.0912 | 3.2541 | 3.5132 | 2.7463 | 2.5047 | 2.2549 | 2.0176 | 2.114 | 2.3239 | 2.1938 | 2.7587 | 4.2402 | 4.9404 | 5.5157 | 5.845 | 5.8596 | 5.2255 | 4.626 | 4.0647
2046-06-13 | 3.588 | 3.4022 | 3.5211 | 3.2018 | 3.1169 | 3.2692 | 4.344 | 4.0753 | 3.2819 | 3.0438 | 2.9124 | 2.2405 | 2.1584 | 2.9449 | 3.1669 | 2.9024 | 4.0911 | 4.915 | 5.427 | 5.8705 | 5.7867 | 5.1363 | 4.7336 | 4.5686
2046-06-14 | 4.2838 | 3.9054 | 3.4669 | 3.304 | 3.1281 | 3.6077 | 3.6344 | 3.3636 | 3.3566 | 2.8515 | 3.955 | 3.6828 | 2.7538 | 2.5138 | 2.9592 | 3.195 | 3.8312 | 4.7892 | 5.4557 | 5.8978 | 5.758 | 5.3156 | 4.4105 | 3.9555
2046-06-15 | 3.534 | 3.3559 | 3.3745 | 3.2022 | 3.1546 | 3.1525 | 3.9983 | 4.016 | 3.2891 | 2.6133 | 2.5159 | 2.16 | 2.1416 | 2.4744 | 2.2891 | 2.7456 | 3.3203 | 4.3544 | 5.3266 | 5.5618 | 5.6291 | 5.3607 | 4.7652 | 4.5776
2046-06-16 | 3.8139 | 3.3573 | 3.2035 | 3.3099 | 3.1602 | 3.0853 | 2.8711 | 2.9876 | 2.7646 | 2.5998 | 2.4674 | 2.4017 | 2.1266 | 2.1668 | 1.7151 | 2.1049 | 2.4796 | 3.6963 | 4.8266 | 4.9384 | 4.7977 | 4.4539 | 3.8172 | 3.516
2046-06-17 | 3.4921 | 3.2894 | 3.1257 | 3.0801 | 3.1559 | 3.0359 | 2.8815 | 2.8964 | 2.4214 | 1.8744 | 1.5174 | 1.341 | 1.5233 | 1.6484 | 2.145 | 2.0219 | 2.2979 | 2.9436 | 4.1295 | 4.7975 | 4.8863 | 4.0531 | 3.6957 | 3.4557
2046-06-18 | 3.4119 | 3.1569 | 3.0028 | 2.9184 | 3.052 | 3.1281 | 3.1909 | 3.3762 | 3.4 | 2.7117 | 2.4574 | 2.2966 | 2.3594 | 2.3578 | 1.7111 | 2.4584 | 3.7834 | 4.3118 | 5.2581 | 5.596 | 5.8657 | 5.5306 | 5.0821 | 4.4768
2046-06-19 | 3.7399 | 3.2691 | 3.2008 | 3.1448 | 3.1648 | 3.3106 | 3.4337 | 3.9035 | 3.3973 | 2.9345 | 2.6978 | 2.5139 | 2.3412 | 2.1451 | 1.9958 | 2.5334 | 3.0319 | 4.1948 | 5.4194 | 5.8363 | 5.8692 | 5.3093 | 5.4828 | 5.1192
2046-06-20 | 4.866 | 4.1911 | 3.7253 | 3.6813 | 3.8267 | 3.9534 | 3.0593 | 3.2116 | 3.1259 | 2.5683 | 1.9999 | 2.0101 | 1.9095 | 2.0124 | 2.0855 | 1.9915 | 3.2005 | 4.9228 | 5.5171 | 5.8396 | 5.8151 | 5.5177 | 4.7974 | 4.1591
2046-06-21 | 5.1047 | 4.977 | 4.3826 | 4.1257 | 3.8814 | 4.6019 | 3.5666 | 3.3667 | 3.4192 | 2.7082 | 2.406 | 2.3063 | 2.068 | 2.0884 | 1.6339 | 2.5589 | 2.9497 | 3.8559 | 5.0846 | 5.6909 | 5.5942 | 5.2043 | 5.2379 | 5.4451
2046-06-22 | 5.0371 | 4.1128 | 3.8899 | 3.9067 | 4.183 | 3.9138 | 3.2691 | 3.7159 | 3.6273 | 3.2458 | 2.9545 | 2.572 | 2.6081 | 2.1248 | 2.1368 | 2.8861 | 2.989 | 3.7231 | 4.5593 | 5.0614 | 5.0236 | 5.1295 | 4.6268 | 4.1337
2046-06-23 | 3.5297 | 3.6101 | 3.4269 | 3.1867 | 3.0528 | 3.0872 | 2.9768 | 2.8405 | 2.3251 | 1.8135 | 1.6291 | 1.4888 | 1.8008 | 1.7482 | 1.2784 | 1.5699 | 2.2869 | 3.0028 | 3.9318 | 4.5841 | 4.5802 | 4.4601 | 4.6195 | 4.6276
2046-06-24 | 4.7612 | 4.2414 | 3.8006 | 3.6555 | 3.5973 | 3.8544 | 2.7181 | 2.8461 | 2.5569 | 2.0939 | 1.832 | 1.8313 | 1.774 | 1.8679 | 2.1169 | 1.5701 | 2.2514 | 3.2983 | 4.4054 | 5.1679 | 5.0345 | 4.3758 | 4.7641 | 5.1047
2046-06-25 | 3.9466 | 3.2308 | 3.0951 | 3.0657 | 3.0448 | 3.4108 | 3.2475 | 3.5499 | 3.9245 | 3.2308 | 2.6281 | 2.6539 | 2.8654 | 2.2046 | 1.7977 | 2.2054 | 3.1473 | 4.8621 | 5.7608 | 5.9029 | 5.8243 | 5.3812 | 5.4274 | 5.4967
2046-06-26 | 4.9052 | 4.2257 | 4.302 | 4.2699 | 3.9452 | 4.375 | 3.7983 | 4.409 | 3.7962 | 2.973 | 2.5115 | 2.4783 | 2.5092 | 2.6195 | 2.3583 | 2.4882 | 1.804 | 2.9332 | 3.8651 | 5.2649 | 5.9075 | 5.1372 | 4.5855 | 3.7286
2046-06-27 | 3.3492 | 3.1723 | 3.0539 | 2.9806 | 2.9727 | 3.0645 | 2.9421 | 3.0787 | 2.6683 | 2.408 | 2.1935 | 2.0156 | 1.9145 | 1.8822 | 1.594 | 2.0661 | 3.4942 | 4.5591 | 5.6775 | 5.8852 | 5.9164 | 5.7088 | 5.4886 | 4.6938
2046-06-28 | 4.0567 | 3.6196 | 3.4437 | 3.3387 | 3.3434 | 3.4686 | 3.555 | 4.4622 | 3.9469 | 3.4375 | 3.1869 | 3.2084 | 3.0232 | 2.638 | 3.1211 | 3.6584 | 3.7666 | 4.5265 | 5.3171 | 5.7941 | 5.6553 | 5.264 | 5.0885 | 4.267
2046-06-29 | 3.5684 | 3.324 | 3.2132 | 3.1799 | 3.22 | 3.0213 | 3.0904 | 3.1292 | 2.7376 | 2.2419 | 2.0393 | 2.1708 | 2.372 | 2.2802 | 2.3579 | 2.9141 | 3.481 | 4.1212 | 4.7061 | 5.2687 | 5.4003 | 5.1242 | 4.8111 | 3.9876
2046-06-30 | 3.5887 | 3.4911 | 3.1502 | 3.0987 | 2.9928 | 3.0685 | 3.0587 | 2.8326 | 2.5983 | 2.4183 | 2.0699 | 1.6861 | 2.08 | 2.3595 | 2.1623 | 2.1333 | 2.3585 | 3.4118 | 4.2416 | 4.5348 | 4.652 | 4.4167 | 4.0121 | 3.5099
2046-07-01 | 3.473 | 3.3395 | 3.1223 | 3.0646 | 2.9721 | 3.1004 | 3.0235 | 2.7461 | 2.4587 | 2.2063 | 2.109 | 1.7335 | 1.8403 | 1.6359 | 1.9886 | 2.1867 | 2.5563 | 2.9942 | 4.1367 | 4.3345 | 4.1784 | 3.8121 | 3.9202 | 3.4795
2046-07-02 | 3.2221 | 3.1482 | 3.1518 | 2.9411 | 2.9816 | 3.0157 | 3.3249 | 3.4213 | 3.1302 | 2.7508 | 2.2481 | 2.0452 | 1.8768 | 2.2 | 2.4204 | 2.5107 | 3.5703 | 4.9005 | 5.4086 | 5.828 | 5.5658 | 5.3047 | 4.4151 | 3.8374
2046-07-03 | 3.6283 | 3.5186 | 3.3472 | 3.2549 | 3.2015 | 3.3805 | 3.3187 | 3.4113 | 3.4536 | 2.772 | 2.26 | 1.9698 | 2.0946 | 2.2475 | 2.052 | 2.2543 | 2.9689 | 4.0711 | 4.8359 | 5.3454 | 5.3658 | 5.9605 | 5.2389 | 4.7704
2046-07-04 | 4.2533 | 4.3869 | 3.7002 | 3.6772 | 3.4638 | 3.5318 | 3.4265 | 3.1201 | 2.7363 | 2.2561 | 1.9626 | 1.7767 | 2.1508 | 1.8734 | 1.8114 | 1.8881 | 3.0295 | 3.9456 | 4.2255 | 4.5444 | 4.5405 | 5.1888 | 5.3584 | 4.8465
2046-07-05 | 4.7537 | 4.2049 | 3.7529 | 3.7286 | 3.7188 | 4.281 | 3.8512 | 3.3638 | 3.1644 | 2.7022 | 2.4384 | 2.2404 | 2.1582 | 2.2097 | 2.7221 | 2.4222 | 3.2614 | 4.5527 | 5.3995 | 5.7543 | 5.6093 | 5.6197 | 5.5222 | 5.1178
2046-07-06 | 4.8409 | 4.4281 | 3.9315 | 3.9518 | 3.9522 | 3.7753 | 3.9973 | 3.8387 | 3.45 | 3.1117 | 2.3816 | 2.2508 | 2.3184 | 2.2884 | 2.2947 | 2.3986 | 3.2189 | 3.8825 | 4.0238 | 5.0538 | 5.0504 | 5.8679 | 5.5058 | 5.1217
2046-07-07 | 4.5121 | 4.0748 | 3.5983 | 3.5713 | 3.7714 | 3.585 | 3.3254 | 3.0286 | 2.6545 | 2.2594 | 2.2279 | 2.1931 | 2.1292 | 2.1835 | 2.1919 | 2.0766 | 2.5259 | 2.8709 | 3.8902 | 4.2126 | 4.1586 | 3.7313 | 3.4425 | 3.3182
2046-07-08 | 3.3157 | 3.2791 | 3.0667 | 3.0204 | 2.8769 | 2.9977 | 2.8228 | 2.4945 | 2.1333 | 1.7493 | 1.4344 | 1.5986 | 1.3576 | 1.2029 | 1.4915 | 1.5236 | 2.1243 | 3.0165 | 4.0195 | 4.7071 | 4.158 | 4.0017 | 3.8102 | 3.3624
2046-07-09 | 3.2178 | 3.149 | 3.0542 | 2.9544 | 3.077 | 3.1067 | 2.9875 | 3.1523 | 2.9136 | 2.4474 | 1.9708 | 1.742 | 1.692 | 2.016 | 1.7666 | 2.0294 | 2.9414 | 4.4505 | 5.2863 | 5.6636 | 5.4554 | 5.663 | 5.4458 | 5.4324
2046-07-10 | 4.8113 | 4.2611 | 3.5228 | 3.4844 | 3.4495 | 3.6268 | 4.2895 | 3.7054 | 3.2447 | 2.6673 | 2.5882 | 2.5155 | 2.185 | 2.5884 | 2.6575 | 2.6416 | 2.9255 | 4.3556 | 4.8741 | 5.4228 | 5.2528 | 5.8907 | 5.2653 | 4.7191
2046-07-11 | 4.2417 | 4.2011 | 3.903 | 3.6507 | 3.4699 | 3.8438 | 3.863 | 3.2658 | 2.7382 | 2.4818 | 2.2785 | 2.3512 | 2.3716 | 2.6221 | 2.8632 | 2.9345 | 3.0885 | 3.5928 | 4.4851 | 5.5184 | 5.4264 | 5.9843 | 5.6807 | 4.8749
2046-07-12 | 4.841 | 4.4949 | 3.9391 | 3.8083 | 3.934 | 4.1422 | 4.0609 | 3.5072 | 3.3138 | 2.7401 | 2.4674 | 2.3843 | 3.0081 | 2.6258 | 2.5496 | 2.7418 | 3.0753 | 4.2206 | 4.9474 | 5.4658 | 5.2599 | 5.6656 | 5.6057 | 4.99
2046-07-13 | 4.635 | 4.6541 | 4.0459 | 3.7133 | 3.391 | 3.5712 | 3.5622 | 3.0534 | 2.9586 | 2.8503 | 2.7723 | 2.4596 | 2.1493 | 2.2385 | 2.3415 | 2.3808 | 3.217 | 3.8582 | 4.6344 | 5.2765 | 4.6968 | 5.6303 | 6.1551 | 5.2752
2046-07-14 | 4.5301 | 4.4087 | 3.9049 | 3.6916 | 3.769 | 3.7829 | 3.0969 | 3.0426 | 2.6702 | 2.3625 | 2.0843 | 1.727 | 1.7938 | 1.9817 | 2.2236 | 1.8788 | 2.5235 | 2.9389 | 3.5413 | 4.4987 | 4.7123 | 5.2798 | 5.5921 | 5.0513
2046-07-15 | 3.6314 | 3.3166 | 3.434 | 3.2029 | 3.0272 | 2.9919 | 2.9996 | 2.9104 | 2.5576 | 2.5337 | 2.2333 | 1.5485 | 1.6541 | 1.7986 | 1.6646 | 2.1145 | 2.6171 | 3.5934 | 4.3742 | 4.9875 | 4.3835 | 3.8692 | 4.1184 | 3.7884
2046-07-16 | 3.5275 | 3.1874 | 3.139 | 3.2379 | 3.1417 | 3.1403 | 3.01 | 3.9866 | 3.5444 | 2.6995 | 2.3389 | 2.3892 | 2.5227 | 2.3777 | 2.5826 | 2.5573 | 3.0394 | 4.2574 | 5.2198 | 5.7482 | 5.6208 | 5.9115 | 5.6585 | 5.3303
2046-07-17 | 4.9426 | 4.1614 | 4.2887 | 4.4123 | 3.7867 | 4.0438 | 4.3782 | 3.9604 | 3.4308 | 3.1149 | 2.3734 | 2.2112 | 2.3667 | 2.5196 | 2.7673 | 2.7915 | 3.6601 | 4.5987 | 5.1247 | 5.7499 | 5.5595 | 5.7088 | 5.6366 | 5.0763
2046-07-18 | 4.4329 | 4.5785 | 4.1907 | 3.9648 | 3.7155 | 4.2404 | 4.5017 | 3.4532 | 3.6143 | 2.8568 | 2.4612 | 2.4525 | 2.0968 | 2.2191 | 2.5924 | 2.8306 | 3.6666 | 4.4994 | 5.2258 | 5.7077 | 5.4194 | 5.3578 | 5.2807 | 4.9394
2046-07-19 | 5.0129 | 4.6211 | 4.0737 | 3.9175 | 3.9492 | 3.8412 | 3.9958 | 3.4353 | 3.0227 | 2.5446 | 2.1577 | 2.1492 | 2.2351 | 2.0376 | 2.4284 | 2.6742 | 3.1501 | 4.047 | 4.7723 | 5.3255 | 5.3365 | 5.4271 | 6.0454 | 5.416
2046-07-20 | 4.4082 | 3.93 | 4.0463 | 4.2294 | 3.6096 | 3.8163 | 4.5205 | 3.7362 | 3.2781 | 3.0253 | 2.585 | 2.3291 | 2.3448 | 2.5802 | 2.7323 | 2.5459 | 3.5481 | 3.7691 | 3.7654 | 4.4851 | 4.7156 | 5.237 | 5.3267 | 5.3257
2046-07-21 | 4.4181 | 3.8064 | 4.0479 | 3.6805 | 3.38 | 3.6874 | 3.9668 | 3.0985 | 2.4375 | 2.0947 | 1.6288 | 1.2641 | 1.3144 | 1.7841 | 2.1839 | 2.0657 | 2.5573 | 3.1809 | 3.6105 | 3.8905 | 4.2817 | 5.0156 | 4.8594 | 5.1337
2046-07-22 | 3.9245 | 3.4869 | 3.2009 | 3.1114 | 2.9412 | 2.9473 | 2.9103 | 2.82 | 2.4527 | 2.2731 | 2.0207 | 1.9299 | 1.7963 | 1.8243 | 2.1363 | 2.5282 | 2.8715 | 3.6193 | 4.795 | 5.2724 | 4.7272 | 4.6631 | 4.9516 | 4.5571
2046-07-23 | 3.4502 | 3.121 | 3.1241 | 3.2111 | 3.0874 | 3.125 | 3.4422 | 3.5959 | 3.1787 | 2.9309 | 2.7016 | 2.5013 | 2.5935 | 2.6885 | 2.5628 | 2.9287 | 4.1226 | 5.2077 | 5.6879 | 6.0407 | 5.3435 | 5.7996 | 5.7164 | 5.7629
2046-07-24 | 5.2484 | 4.7976 | 4.2752 | 4.1252 | 3.8646 | 4.6342 | 4.698 | 3.7391 | 3.6881 | 2.9429 | 2.4385 | 2.0709 | 2.3576 | 2.3321 | 2.4993 | 2.9706 | 3.6615 | 4.3395 | 5.3079 | 5.5519 | 5.0643 | 6.0367 | 5.9997 | 5.177
2046-07-25 | 3.9926 | 3.8169 | 4.1751 | 4.4161 | 3.786 | 4.1749 | 4.9025 | 3.8925 | 3.2907 | 2.8315 | 2.3067 | 2.4191 | 2.8241 | 2.7459 | 2.6122 | 2.8408 | 3.153 | 4.38 | 5.2241 | 5.7595 | 5.6515 | 5.6027 | 5.487 | 5.0101
2046-07-26 | 4.8981 | 4.5609 | 4.023 | 4.1033 | 3.9862 | 3.9817 | 4.0624 | 4.0426 | 3.3335 | 2.7715 | 2.6383 | 2.6132 | 2.3415 | 2.2362 | 2.6263 | 2.5276 | 3.3957 | 3.8591 | 5.1195 | 5.8557 | 5.7547 | 5.9645 | 5.8887 | 5.2599
2046-07-27 | 4.9475 | 4.7407 | 4.1132 | 3.8541 | 4.0642 | 4.3281 | 4.1458 | 3.7061 | 3.9982 | 2.9223 | 2.6681 | 2.4274 | 2.2427 | 2.1934 | 2.2412 | 2.7658 | 3.1625 | 4.248 | 5.0428 | 5.7368 | 5.5684 | 6.1806 | 6.1987 | 5.1734
2046-07-28 | 4.6868 | 4.9359 | 4.7287 | 4.148 | 3.6268 | 4.0538 | 4.178 | 3.0548 | 2.5711 | 2.4501 | 1.8904 | 1.7032 | 1.9569 | 1.6707 | 1.6205 | 1.6916 | 2.4668 | 3.1403 | 3.7241 | 4.6748 | 4.5267 | 5.0681 | 4.9617 | 5.0499
2046-07-29 | 4.7159 | 4.0142 | 3.7346 | 3.5751 | 3.1676 | 3.0497 | 3.1431 | 2.8868 | 2.3007 | 1.9408 | 1.8513 | 1.6741 | 1.6681 | 1.8209 | 1.366 | 1.6652 | 2.5101 | 3.3399 | 4.5261 | 5.3165 | 4.8889 | 3.9351 | 3.6114 | 3.6188
2046-07-30 | 3.535 | 3.2809 | 3.3699 | 4.2228 | 3.6658 | 3.7315 | 3.5073 | 3.8546 | 3.6775 | 3.5315 | 3.0638 | 2.6226 | 2.5339 | 2.9164 | 2.8318 | 3.6072 | 4.317 | 5.5368 | 5.7255 | 6.0315 | 6.0253 | 6.0327 | 5.9206 | 5.7954
2046-07-31 | 5.2017 | 4.6715 | 4.1872 | 4.3067 | 4.3523 | 4.2845 | 4.5222 | 3.8585 | 3.81 | 3.1487 | 2.6861 | 2.3472 | 2.0741 | 2.2528 | 2.7387 | 3.2158 | 3.8735 | 4.4359 | 5.4931 | 6.0006 | 5.7339 | 6.0014 | 5.6781 | 5.429
2046-08-01 | 5.3071 | 4.4961 | 4.2164 | 4.3327 | 4.1427 | 4.2847 | 4.8001 | 4.064 | 3.5027 | 2.6584 | 2.6406 | 2.1949 | 2.0369 | 1.9007 | 2.3445 | 2.4446 | 3.2304 | 4.43 | 5.3376 | 6.0628 | 5.784 | 5.969 | 5.7923 | 5.5445
2046-08-02 | 5.5984 | 5.1592 | 4.3264 | 4.0451 | 4.0492 | 4.6914 | 5.0749 | 4.6507 | 4.1934 | 3.2914 | 3.235 | 2.8358 | 2.4513 | 2.4188 | 2.7765 | 3.0106 | 3.5136 | 3.9812 | 5.2833 | 5.7693 | 5.1267 | 5.8211 | 5.4837 | 5.1695
2046-08-03 | 4.9295 | 4.823 | 4.116 | 3.7212 | 3.6698 | 3.7248 | 3.9189 | 3.2584 | 3.1021 | 2.7325 | 2.3912 | 2.1691 | 2.2836 | 2.2508 | 2.0953 | 2.8196 | 3.4555 | 3.8411 | 4.3 | 4.9233 | 4.169 | 4.8399 | 5.3363 | 5.242
2046-08-04 | 4.3608 | 3.6058 | 3.2619 | 3.269 | 3.0902 | 3.0315 | 3.0391 | 3.0797 | 2.7379 | 1.9948 | 1.9315 | 2.0094 | 1.902 | 2.0904 | 1.539 | 2.075 | 2.8249 | 3.5901 | 4.4061 | 5.0725 | 4.7196 | 4.5957 | 5.1713 | 4.9711
2046-08-05 | 4.3673 | 3.5043 | 3.3537 | 3.3038 | 2.9462 | 2.9967 | 2.9997 | 3.0737 | 2.7994 | 2.3391 | 2.1245 | 1.9252 | 1.8431 | 1.9293 | 1.6622 | 1.906 | 2.6072 | 3.4486 | 4.3384 | 5.5268 | 5.2195 | 4.3727 | 3.6161 | 3.444
2046-08-06 | 3.3875 | 3.3031 | 3.1155 | 3.1243 | 3.5044 | 3.9823 | 3.8017 | 3.2822 | 3.3036 | 2.8626 | 2.8752 | 2.4952 | 2.5174 | 2.3527 | 2.2567 | 2.3343 | 3.6003 | 4.6946 | 5.2074 | 5.932 | 5.2809 | 5.5373 | 5.4021 | 5.3353
2046-08-07 | 4.6994 | 4.4586 | 3.9261 | 4.0756 | 3.9788 | 4.0363 | 4.3208 | 3.675 | 3.2304 | 2.6699 | 2.3045 | 2.5138 | 2.4345 | 2.2852 | 2.666 | 2.758 | 3.4947 | 4.2098 | 5.4991 | 6.1356 | 5.5324 | 6.1233 | 6.1322 | 4.8619
2046-08-08 | 4.1675 | 4.4802 | 4.0634 | 3.7119 | 3.6235 | 4.2778 | 4.2763 | 3.4172 | 3.531 | 2.8829 | 2.7189 | 2.5687 | 2.5502 | 2.503 | 2.6277 | 2.917 | 4.3684 | 4.3284 | 5.4633 | 6.113 | 5.7533 | 6.0918 | 6.0682 | 5.6174
2046-08-09 | 4.8483 | 4.5796 | 4.4003 | 4.7588 | 4.4258 | 4.262 | 4.8198 | 4.1539 | 3.7378 | 3.0459 | 2.9047 | 2.7882 | 3.0949 | 3.5491 | 4.0075 | 3.7956 | 4.8977 | 5.4153 | 6.073 | 6.1458 | 5.5249 | 5.8199 | 6.0947 | 4.7321
2046-08-10 | 4.1996 | 4.4805 | 4.1241 | 4.1646 | 3.9387 | 4.8432 | 5.023 | 3.811 | 3.4145 | 2.8646 | 2.5917 | 2.6037 | 2.2265 | 2.4564 | 2.6579 | 2.6548 | 3.1631 | 4.442 | 5.3948 | 5.6314 | 5.3471 | 5.7913 | 5.5649 | 5.2834
2046-08-11 | 4.6823 | 4.4487 | 3.8221 | 3.886 | 3.447 | 3.3209 | 3.3875 | 2.9473 | 2.6038 | 2.1521 | 1.8389 | 1.8007 | 1.9492 | 1.9824 | 1.9095 | 2.2403 | 3.0699 | 3.7978 | 4.6276 | 5.8192 | 5.496 | 5.8045 | 5.1851 | 4.8401
2046-08-12 | 4.0808 | 3.4389 | 3.328 | 3.3837 | 3.325 | 3.3079 | 3.2655 | 2.872 | 2.607 | 2.1306 | 1.807 | 2.0685 | 1.9695 | 1.9074 | 1.7486 | 2.0911 | 2.6574 | 3.7159 | 4.6276 | 5.4807 | 5.2385 | 4.0626 | 3.798 | 3.7684
2046-08-13 | 3.4528 | 3.5522 | 3.6086 | 3.6302 | 3.1307 | 3.3136 | 3.6565 | 3.6916 | 3.3772 | 2.6753 | 2.809 | 2.7213 | 2.6421 | 2.8231 | 2.7187 | 3.3244 | 4.2483 | 5.0372 | 5.9646 | 6.1276 | 5.8304 | 5.7653 | 5.6139 | 5.0994
2046-08-14 | 5.1835 | 4.543 | 4.0641 | 4.2294 | 4.1424 | 4.3292 | 5.1256 | 3.9232 | 3.7446 | 2.9919 | 2.3504 | 2.5205 | 2.7593 | 2.7814 | 2.6775 | 2.9885 | 3.7997 | 4.5822 | 5.5387 | 6.0709 | 5.505 | 5.4393 | 5.6895 | 5.3446
2046-08-15 | 4.2523 | 4.158 | 4.3042 | 3.8956 | 3.8844 | 4.8693 | 4.7288 | 3.8291 | 3.5261 | 2.7361 | 2.247 | 2.0466 | 2.2742 | 2.1638 | 2.3663 | 2.8289 | 3.89 | 4.937 | 5.8081 | 6.1095 | 5.9773 | 6.1447 | 5.5954 | 5.0015
2046-08-16 | 4.819 | 4.7812 | 4.181 | 3.9552 | 4.128 | 4.2057 | 3.9867 | 3.5653 | 3.3721 | 3.0121 | 2.9894 | 3.4409 | 3.1417 | 2.5774 | 2.5886 | 3.0187 | 3.8653 | 5.0636 | 5.8715 | 5.9607 | 5.375 | 6.1574 | 6.3768 | 6.2216
2046-08-17 | 5.024 | 4.9201 | 5.1835 | 4.6936 | 4.3648 | 4.9005 | 4.5006 | 3.2615 | 2.9501 | 2.5462 | 2.4187 | 2.4077 | 2.3902 | 2.5521 | 2.179 | 2.5133 | 4.002 | 5.1481 | 5.6914 | 5.9102 | 5.6724 | 6.0725 | 6.0323 | 5.7002
2046-08-18 | 5.6085 | 5.0319 | 4.5273 | 3.9924 | 3.9029 | 4.4941 | 4.0399 | 3.0381 | 2.892 | 2.6063 | 2.2265 | 2.053 | 2.29 | 2.3718 | 2.3518 | 2.7666 | 3.2482 | 3.981 | 4.7666 | 4.7249 | 4.6785 | 5.5973 | 5.5633 | 4.7315
2046-08-19 | 4.2341 | 3.6608 | 3.6531 | 3.581 | 3.285 | 3.2974 | 3.1463 | 2.968 | 2.6054 | 2.2256 | 1.861 | 1.7969 | 1.8807 | 2.0927 | 2.2667 | 2.0417 | 2.95 | 4.032 | 5.046 | 5.8633 | 5.545 | 5.2879 | 5.0886 | 4.6454
2046-08-20 | 4.3958 | 4.1605 | 3.3582 | 3.2467 | 3.3569 | 3.9386 | 3.9348 | 3.7251 | 3.747 | 3.4153 | 3.2177 | 2.7051 | 2.7436 | 2.865 | 2.8338 | 3.137 | 4.2929 | 5.0602 | 5.7927 | 5.893 | 5.624 | 6.1129 | 5.6456 | 5.4198
2046-08-21 | 5.2702 | 4.6152 | 4.3415 | 4.7827 | 3.9296 | 4.614 | 5.4045 | 4.5654 | 4.2573 | 2.8754 | 2.6027 | 2.783 | 3.1072 | 3.0935 | 3.2076 | 3.4958 | 4 | 4.9001 | 5.4238 | 6.114 | 5.3325 | 5.5383 | 5.6648 | 5.1184
2046-08-22 | 4.753 | 4.4836 | 3.9117 | 3.8285 | 3.899 | 4.3388 | 5.1739 | 4.3792 | 3.2392 | 3.0328 | 2.5447 | 2.3612 | 2.4535 | 2.8378 | 3.1539 | 3.2099 | 4.3249 | 5.1601 | 4.9211 | 5.3741 | 5.416 | 5.7378 | 5.5805 | 5.2707
2046-08-23 | 5.1694 | 4.2192 | 4.2569 | 4.7843 | 4.3892 | 4.3547 | 4.8518 | 4.6541 | 3.7339 | 3.7866 | 3.6657 | 4.3424 | 3.9211 | 3.0985 | 3.5582 | 3.8743 | 4.4899 | 4.3165 | 4.6553 | 4.8051 | 4.0421 | 3.9236 | 3.8272 | 3.7597
2046-08-24 | 3.436 | 3.2519 | 3.3156 | 3.111 | 3.0856 | 2.9537 | 2.4991 | 2.5946 | 2.6611 | 2.1235 | 2.0005 | 2.094 | 1.9476 | 1.8178 | 2.1285 | 2.8566 | 3.6353 | 4.3877 | 4.458 | 3.9762 | 3.7528 | 3.8084 | 4.0518 | 3.9492
2046-08-25 | 3.4369 | 3.1618 | 3.031 | 3.1199 | 2.9377 | 3.0319 | 3.0521 | 2.8556 | 2.5179 | 2.1589 | 2.4391 | 2.4366 | 2.1476 | 2.6358 | 2.5344 | 2.3279 | 3.166 | 3.993 | 4.0778 | 4.0415 | 3.5388 | 3.4341 | 3.5535 | 3.4954
2046-08-26 | 3.2981 | 3.1102 | 3.0354 | 3.0073 | 3.2173 | 3.1174 | 3.3076 | 2.7538 | 2.7613 | 2.3139 | 2.159 | 1.8506 | 1.9839 | 1.9257 | 2.3108 | 2.653 | 2.8454 | 3.6703 | 4.7181 | 4.9208 | 4.3421 | 3.6383 | 3.601 | 3.4429
2046-08-27 | 3.4465 | 3.2097 | 3.0519 | 2.9733 | 3.0494 | 3.2031 | 3.3598 | 3.0967 | 3.2625 | 2.8541 | 2.5753 | 3.0917 | 2.7935 | 2.5873 | 3.1067 | 3.4855 | 3.8634 | 4.3527 | 5.8461 | 6.1554 | 5.5432 | 5.6608 | 5.9049 | 4.7408
2046-08-28 | 4.1644 | 4.0425 | 4.0937 | 4.3286 | 3.6975 | 4.0398 | 4.7284 | 3.6073 | 3.5743 | 2.6443 | 2.402 | 2.365 | 2.221 | 2.4398 | 2.8143 | 2.9534 | 3.6892 | 4.8145 | 5.9026 | 6.1135 | 5.7428 | 6.2143 | 5.736 | 4.7897
2046-08-29 | 4.8239 | 4.0329 | 3.6957 | 3.5953 | 3.7379 | 3.8223 | 4.1978 | 3.3101 | 3.1029 | 2.607 | 2.4129 | 2.0943 | 2.286 | 2.3653 | 2.2849 | 2.5605 | 3.6562 | 4.2069 | 5.3161 | 5.9818 | 5.3873 | 5.1883 | 4.9651 | 4.8141
2046-08-30 | 4.0105 | 3.9113 | 3.8392 | 3.7668 | 3.6361 | 4.4157 | 4.3483 | 3.3611 | 2.8978 | 2.5803 | 2.389 | 2.4057 | 2.4758 | 2.3865 | 2.5295 | 2.3889 | 3.0646 | 3.5693 | 5.1726 | 5.9265 | 5.107 | 5.0241 | 5.1532 | 5.2765
2046-08-31 | 4.1748 | 3.8223 | 3.8269 | 3.9175 | 3.6329 | 3.6018 | 3.9157 | 3.0263 | 2.8251 | 2.443 | 2.199 | 1.8749 | 1.9858 | 2.345 | 2.3164 | 2.3584 | 2.762 | 3.8185 | 4.7186 | 4.9569 | 4.1401 | 5.0877 | 5.2697 | 4.3215
2046-09-01 | 4.0691 | 3.9268 | 3.9274 | 3.5122 | 3.4857 | 3.0938 | 3.3167 | 2.9114 | 2.3706 | 2.1679 | 1.8162 | 1.4392 | 1.7685 | 2.0713 | 1.4122 | 2.0429 | 3.1304 | 4.0804 | 4.2974 | 4.2666 | 4.3437 | 4.1343 | 4.0845 | 4.0438
2046-09-02 | 3.732 | 3.447 | 3.3497 | 3.3663 | 3.1998 | 2.8939 | 3.0293 | 2.6692 | 2.5024 | 2.1127 | 1.942 | 1.9486 | 1.8875 | 2.0074 | 2.0139 | 2.2328 | 2.8401 | 3.5978 | 4.537 | 4.9055 | 4.3778 | 4.6447 | 4.564 | 4.2132
2046-09-03 | 4.1449 | 3.7787 | 3.1306 | 3.0888 | 3.339 | 3.2106 | 3.3413 | 3.2923 | 2.9379 | 2.4041 | 2.3355 | 1.9831 | 2.0013 | 2.0266 | 2.3025 | 3.1754 | 3.561 | 4.5407 | 5.3953 | 5.5428 | 5.1691 | 4.5755 | 4.1924 | 3.9701
2046-09-04 | 4.0378 | 3.6368 | 3.4222 | 3.6894 | 3.5711 | 3.6971 | 4.1575 | 3.8018 | 3.5312 | 2.9008 | 2.2323 | 2.1301 | 2.405 | 2.278 | 2.4403 | 2.9136 | 4.4431 | 5.6081 | 6.1764 | 6.2073 | 5.8392 | 6.0114 | 5.6584 | 5.6592
2046-09-05 | 5.1343 | 4.3678 | 4.3409 | 4.5634 | 4.284 | 4.4397 | 4.9273 | 4.3023 | 3.743 | 3.1901 | 2.7155 | 2.3659 | 2.4435 | 2.7941 | 2.4005 | 2.5826 | 4.0719 | 5.1343 | 5.7875 | 6.1005 | 5.6205 | 5.6057 | 5.4393 | 5.3761
2046-09-06 | 5.1275 | 4.4693 | 4.4078 | 4.6557 | 3.99 | 4.157 | 4.5549 | 3.9597 | 3.5889 | 3.0829 | 2.5082 | 2.4442 | 2.3419 | 2.747 | 3.0599 | 2.8322 | 4.1082 | 5.2497 | 5.9673 | 6.229 | 5.8089 | 5.9702 | 5.9221 | 5.1896
2046-09-07 | 4.893 | 4.8581 | 4.4671 | 4.4017 | 4.4659 | 5.2366 | 5.303 | 4.0609 | 3.7185 | 2.7266 | 2.2201 | 1.9636 | 2.2393 | 2.2413 | 2.4453 | 2.6489 | 3.7051 | 4.3511 | 5.2704 | 5.6694 | 4.9843 | 5.6142 | 6.0094 | 5.427
2046-09-08 | 4.5224 | 4.2011 | 4.3344 | 3.8426 | 3.5694 | 3.6008 | 3.5394 | 3.1597 | 2.8521 | 2.3108 | 2.0207 | 1.9125 | 2.0935 | 1.9547 | 1.5452 | 2.2075 | 3.0801 | 4.1562 | 4.8909 | 4.7343 | 4.8281 | 4.9881 | 5.2943 | 4.5537
2046-09-09 | 4.3515 | 4.0386 | 3.5366 | 3.2568 | 3.0262 | 3.2005 | 3.4443 | 2.7318 | 2.1961 | 1.9335 | 1.5109 | 1.317 | 1.7978 | 2.0139 | 2.2229 | 2.2843 | 3.0112 | 3.9745 | 5.0134 | 5.4454 | 4.9448 | 4.5282 | 3.9743 | 3.751
2046-09-10 | 3.6728 | 3.4093 | 3.1868 | 3.173 | 3.3627 | 3.3256 | 4.0151 | 4.0861 | 3.6681 | 3.0967 | 2.8476 | 2.4569 | 2.446 | 2.6172 | 2.8018 | 3.6071 | 4.2034 | 5.0395 | 5.9666 | 6.2183 | 5.8701 | 5.8539 | 5.6692 | 5.2375
2046-09-11 | 4.8126 | 4.774 | 4.6997 | 4.3399 | 4.347 | 5.0738 | 5.5869 | 4.3249 | 3.8392 | 3.1941 | 2.8865 | 3.3319 | 3.5999 | 3.4955 | 3.1122 | 3.564 | 4.1412 | 4.897 | 5.6632 | 5.4686 | 4.7149 | 4.617 | 4.1337 | 3.8321
2046-09-12 | 3.5686 | 3.4352 | 3.5255 | 3.2819 | 3.1785 | 3.174 | 3.3667 | 3.4761 | 3.0493 | 2.6197 | 1.8832 | 1.7456 | 1.4103 | 1.5443 | 2.0983 | 2.3355 | 2.8734 | 3.1467 | 3.5874 | 3.4703 | 3.2413 | 3.1487 | 3.3548 | 3.2207
2046-09-13 | 3.1485 | 2.9594 | 2.8576 | 2.8077 | 2.906 | 2.9521 | 2.9631 | 2.7538 | 2.5924 | 2.2614 | 2.1779 | 1.9891 | 1.8789 | 1.9053 | 2.1867 | 2.8436 | 3.0417 | 3.5926 | 4.4785 | 3.8692 | 3.6661 | 4.6083 | 5.0741 | 5.2766
2046-09-14 | 4.4573 | 4.1372 | 4.1603 | 4.3468 | 4.5007 | 4.4873 | 5.051 | 4.2345 | 3.2964 | 2.4788 | 2.0661 | 1.7339 | 1.8181 | 2.1154 | 2.5653 | 2.9808 | 3.5611 | 4.6982 | 5.4672 | 5.1466 | 4.7467 | 5.6882 | 5.4896 | 5.0811
2046-09-15 | 4.3926 | 4.5154 | 4.0073 | 3.9237 | 4.2237 | 4.0199 | 3.9478 | 3.0924 | 2.6239 | 2.026 | 1.3424 | 1.414 | 1.5244 | 1.4715 | 1.2118 | 1.7988 | 2.5471 | 3.5142 | 4.6908 | 5.0679 | 4.3307 | 4.7494 | 5.1933 | 4.527
2046-09-16 | 4.1371 | 4.2549 | 3.9401 | 3.6557 | 3.6139 | 3.9299 | 3.9801 | 2.9326 | 2.3406 | 2.3025 | 1.6543 | 1.1723 | 1.4755 | 1.6326 | 1.171 | 1.813 | 2.7991 | 3.811 | 4.5145 | 4.6247 | 4.0966 | 4.7961 | 4.8542 | 3.8832
2046-09-17 | 3.2585 | 3.0848 | 3.1066 | 3.1791 | 3.1128 | 3.3657 | 3.8161 | 3.7668 | 2.8813 | 2.0877 | 2.0057 | 1.7051 | 1.9383 | 2.2949 | 1.8912 | 2.2526 | 3.3524 | 4.6176 | 5.5895 | 5.7326 | 5.2953 | 5.6185 | 5.2035 | 4.7264
2046-09-18 | 4.3381 | 4.2635 | 4.2612 | 3.7195 | 3.307 | 3.3498 | 4.0526 | 3.3408 | 2.839 | 2.4542 | 2.0568 | 1.8024 | 1.7883 | 1.9537 | 1.4358 | 2.3449 | 3.6525 | 4.7489 | 5.5441 | 6.0318 | 5.2275 | 5.247 | 5.2734 | 5.1658
2046-09-19 | 4.1503 | 3.5533 | 3.4857 | 3.4738 | 3.1229 | 3.1951 | 3.8015 | 3.8112 | 3.4003 | 2.8716 | 2.4269 | 2.232 | 2.3109 | 2.29 | 2.503 | 3.4727 | 4.2584 | 4.9864 | 6.0634 | 6.2048 | 5.8287 | 5.951 | 5.4051 | 4.9059
2046-09-20 | 4.9175 | 4.6686 | 4.5475 | 4.1786 | 4.3486 | 4.3546 | 4.116 | 3.6086 | 3.2019 | 2.6267 | 2.2035 | 2.294 | 2.4657 | 2.585 | 3.1685 | 3.8201 | 4.0574 | 5.0158 | 6.1165 | 6.2063 | 5.5612 | 5.8472 | 6.2454 | 5.831
2046-09-21 | 4.5615 | 3.791 | 3.9464 | 3.6459 | 3.551 | 3.9883 | 4.89 | 3.8756 | 3.1033 | 2.6506 | 2.1484 | 2.0758 | 2.3939 | 2.6852 | 2.3567 | 3.1453 | 4.5269 | 5.2712 | 4.9144 | 4.6968 | 4.5077 | 5.5144 | 6.0271 | 5.7617
2046-09-22 | 4.6441 | 4.5485 | 3.9062 | 3.3965 | 3.2564 | 3.3189 | 3.7492 | 3.1335 | 2.7598 | 2.3634 | 2.0552 | 1.6083 | 1.6559 | 1.7971 | 1.7353 | 2.2816 | 3.3424 | 4.4154 | 4.656 | 5.0595 | 4.8027 | 4.3231 | 4.014 | 3.9145
2046-09-23 | 3.814 | 3.4491 | 3.4865 | 3.6184 | 3.2858 | 3.2516 | 3.4067 | 2.7494 | 2.3187 | 1.936 | 1.6989 | 1.6791 | 1.7064 | 1.8587 | 1.5789 | 1.9166 | 2.9791 | 4.1678 | 5.092 | 5.5137 | 5.0675 | 4.9725 | 5.2853 | 5.083
2046-09-24 | 4.734 | 4.4704 | 3.9294 | 3.8666 | 4.0404 | 4.5402 | 4.8425 | 3.5148 | 3.3203 | 2.7987 | 2.3583 | 2.4046 | 2.5832 | 2.2049 | 2.1151 | 3.1267 | 4.3982 | 5.7363 | 6.3304 | 6.2834 | 5.5322 | 5.7119 | 5.6892 | 5.6496
2046-09-25 | 4.9864 | 4.6328 | 4.2441 | 4.2739 | 4.4077 | 4.3089 | 4.845 | 3.9279 | 3.7515 | 3.1099 | 2.4458 | 2.7234 | 2.618 | 2.6737 | 2.4301 | 3.2037 | 4.3973 | 5.7032 | 6.1972 | 6.2986 | 5.641 | 4.3333 | 4.163 | 4.3668
2046-09-26 | 4.5702 | 4.0884 | 3.9991 | 3.8209 | 3.6419 | 3.9963 | 5.3224 | 5.3756 | 4.4345 | 3.6867 | 3.3553 | 3.5929 | 3.5488 | 3.1309 | 3.7401 | 4.1579 | 5.1743 | 5.4303 | 6.1605 | 6.2923 | 5.9214 | 5.5307 | 5.0295 | 4.6719
2046-09-27 | 4.3241 | 4.098 | 3.9801 | 3.8895 | 3.8527 | 4.4106 | 4.9902 | 4.8692 | 4.9029 | 4.3677 | 4.0716 | 2.5933 | 2.9889 | 3.346 | 3.8944 | 4.6682 | 4.5971 | 5.5629 | 5.4874 | 4.6465 | 4.3248 | 4.4947 | 4.5852 | 4.1758
2046-09-28 | 3.7936 | 3.5687 | 3.8677 | 3.7815 | 3.377 | 3.3878 | 3.6499 | 3.1821 | 2.8054 | 2.3467 | 2.2002 | 2.6971 | 2.4241 | 2.633 | 2.125 | 2.673 | 4.2283 | 5.1437 | 5.3526 | 5.7253 | 5.2306 | 5.5162 | 5.4037 | 5.031
2046-09-29 | 4.7544 | 3.8284 | 3.6407 | 3.4527 | 3.311 | 3.3505 | 3.4926 | 3.1078 | 2.392 | 2.0886 | 1.8258 | 1.8381 | 2.0907 | 2.1973 | 1.7568 | 2.3717 | 3.3292 | 3.9469 | 5.1141 | 5.3373 | 4.6581 | 4.2781 | 4.1082 | 4.0101
2046-09-30 | 3.9564 | 4.5127 | 4.1981 | 4.0551 | 3.499 | 3.1818 | 3.2781 | 2.8322 | 2.3724 | 1.9803 | 2.0487 | 1.8808 | 1.9762 | 2.1062 | 1.7532 | 2.3646 | 3.3166 | 4.4925 | 5.465 | 5.6606 | 4.9825 | 4.412 | 4.1401 | 3.803
2046-10-01 | 3.3941 | 3.3621 | 3.3146 | 3.1301 | 3.1337 | 3.2208 | 3.5906 | 3.1479 | 2.6594 | 2.254 | 2.0433 | 2.0128 | 2.2833 | 2.5263 | 2.6242 | 3.307 | 4.4301 | 5.333 | 6.1047 | 5.9823 | 5.1802 | 5.4817 | 5.4452 | 5.2418
2046-10-02 | 4.218 | 3.6291 | 3.3813 | 3.2788 | 3.0873 | 3.1537 | 3.7089 | 3.2281 | 2.7099 | 2.2356 | 2.0004 | 2.1543 | 2.4689 | 2.7778 | 2.7914 | 3.0057 | 3.8611 | 5.1042 | 6.1079 | 5.9785 | 5.0773 | 4.409 | 4.4762 | 4.2187
2046-10-03 | 3.5875 | 3.3712 | 3.4357 | 3.2795 | 3.1199 | 3.2005 | 3.5982 | 3.1687 | 2.5969 | 2.0472 | 2.0217 | 2.1709 | 2.4435 | 3.2889 | 4.2976 | 4.644 | 4.7316 | 5.4921 | 6.1414 | 6.1397 | 5.6062 | 5.857 | 5.4687 | 4.9421
2046-10-04 | 4.8383 | 4.6659 | 4.102 | 3.9179 | 3.6425 | 3.8912 | 4.251 | 3.2624 | 2.6846 | 2.2712 | 2.1597 | 2.1044 | 2.3638 | 2.5107 | 3.4589 | 4.2696 | 4.9399 | 5.7615 | 6.1778 | 5.9904 | 5.12 | 5.7048 | 6.1597 | 5.4909
2046-10-05 | 4.6719 | 4.0425 | 3.6989 | 3.7935 | 3.5603 | 3.6688 | 3.9677 | 3.0929 | 2.8255 | 2.5438 | 2.1492 | 2.1182 | 2.2359 | 2.6666 | 3.2852 | 4.0179 | 4.6787 | 4.8576 | 5.3909 | 5.3945 | 4.9693 | 5.9939 | 5.9768 | 5.7465
2046-10-06 | 4.6243 | 4.1807 | 4.4792 | 4.2178 | 3.5427 | 3.4318 | 3.8228 | 3.1237 | 2.4508 | 2.0001 | 1.7885 | 1.9748 | 2.0189 | 1.9352 | 2.2428 | 2.4388 | 3.8259 | 4.6341 | 5.5443 | 5.4646 | 4.8626 | 4.4039 | 4.1719 | 3.8641
2046-10-07 | 3.7429 | 3.3853 | 3.2999 | 3.2562 | 3.2109 | 3.3103 | 3.2729 | 2.8272 | 2.3404 | 2.1433 | 2.1791 | 2.1049 | 2.0196 | 2.3885 | 2.5353 | 2.6033 | 3.444 | 4.2936 | 5.5063 | 5.2475 | 4.5818 | 4.9461 | 4.4282 | 4.1263
2046-10-08 | 3.9568 | 3.3434 | 3.1539 | 3.1008 | 3.143 | 3.4616 | 3.6567 | 3.1845 | 2.9607 | 2.4606 | 2.2644 | 2.1977 | 2.2712 | 2.3765 | 2.6571 | 2.7277 | 3.5412 | 5.1759 | 5.8814 | 5.785 | 4.7489 | 4.3131 | 4.4596 | 3.9537
2046-10-09 | 3.8492 | 4.481 | 4.4292 | 4.2593 | 4.035 | 4.4099 | 3.8056 | 3.5366 | 2.947 | 2.2595 | 1.9596 | 2.0395 | 2.3019 | 2.5707 | 2.7618 | 3.2869 | 4.65 | 5.5418 | 5.8855 | 5.5423 | 5.3408 | 5.5539 | 5.0059 | 4.3758
2046-10-10 | 4.2791 | 4.3605 | 4.1774 | 4.142 | 3.5338 | 3.5388 | 3.7797 | 3.5491 | 3.1148 | 2.6786 | 2.4893 | 2.3936 | 2.3775 | 2.9978 | 2.8511 | 3.2374 | 4.3215 | 5.5528 | 6.1214 | 5.745 | 4.7506 | 5.2919 | 5.102 | 4.8869
2046-10-11 | 4.7103 | 3.9374 | 3.8573 | 4.1755 | 3.7317 | 4.1263 | 4.4641 | 3.4495 | 3.103 | 2.5325 | 2.3755 | 2.4286 | 2.6228 | 3.0666 | 3.4938 | 4.2106 | 5.0905 | 5.5536 | 5.6966 | 5.4967 | 5.2212 | 5.4835 | 5.5119 | 5.1501
2046-10-12 | 4.9449 | 4.6818 | 3.9745 | 4.0412 | 4.0989 | 4.5314 | 4.4586 | 3.3454 | 3.0765 | 2.6992 | 2.5223 | 2.393 | 2.3154 | 2.5494 | 3.6803 | 4.5955 | 4.8473 | 5.268 | 5.8357 | 5.1437 | 4.4395 | 5.5201 | 5.723 | 4.7502
2046-10-13 | 4.3255 | 4.4828 | 4.0122 | 3.7753 | 3.6827 | 3.8708 | 3.8475 | 3.1586 | 2.875 | 2.3572 | 1.9638 | 1.9951 | 1.6799 | 1.9134 | 2.4846 | 2.5429 | 3.2558 | 4.336 | 5.2523 | 4.9368 | 3.8943 | 4.2031 | 3.7996 | 3.4028
2046-10-14 | 3.3801 | 3.372 | 3.2919 | 3.1214 | 2.92 | 3.134 | 3.1288 | 2.696 | 2.4295 | 2.1431 | 1.8793 | 1.6963 | 1.662 | 2.0902 | 2.0131 | 2.3327 | 3.2603 | 4.4671 | 5.2773 | 4.9104 | 4.5609 | 4.6205 | 4.1632 | 3.8336
2046-10-15 | 3.6109 | 3.2221 | 3.0005 | 2.9673 | 2.9802 | 3.2601 | 3.6974 | 3.3363 | 3.2274 | 3.3492 | 3.1785 | 2.7778 | 2.3068 | 2.6847 | 3.3451 | 3.9401 | 4.6383 | 5.2948 | 5.6775 | 5.0886 | 4.4535 | 5.4196 | 5.0688 | 4.6204
2046-10-16 | 4.0908 | 3.7991 | 3.7583 | 4.0707 | 3.9862 | 4.1032 | 4.08 | 3.2941 | 3.1043 | 2.4918 | 2.147 | 1.9386 | 2.1437 | 2.2109 | 2.4973 | 3.2159 | 4.4181 | 5.449 | 5.6667 | 5.472 | 5.0831 | 5.011 | 4.7967 | 4.3897
2046-10-17 | 4.3689 | 4.0815 | 3.7484 | 3.8088 | 3.8618 | 4.0377 | 4.4999 | 3.6928 | 3.0632 | 2.4869 | 2.7172 | 2.4597 | 2.4113 | 2.4144 | 3.025 | 3.7679 | 4.5522 | 4.8989 | 5.9364 | 5.6376 | 5.1473 | 5.8411 | 5.5953 | 4.7557
2046-10-18 | 4.7683 | 4.6988 | 4.4048 | 3.7058 | 3.1803 | 3.2254 | 3.7664 | 3.4463 | 3.1245 | 2.6709 | 2.4392 | 2.2252 | 2.5114 | 3.0834 | 3.531 | 3.992 | 4.5201 | 5.0232 | 6.0048 | 5.6327 | 4.4365 | 4.7738 | 5.2508 | 4.5858
2046-10-19 | 4.0534 | 4.0094 | 4.08 | 3.8705 | 3.4103 | 3.3732 | 3.9776 | 3.8699 | 3.4944 | 2.6024 | 2.1763 | 2.1116 | 2.226 | 2.5957 | 2.936 | 3.4582 | 4.273 | 4.9091 | 5.2594 | 4.9104 | 4.2564 | 4.1453 | 4.1561 | 4.0207
2046-10-20 | 3.6776 | 3.2943 | 3.2136 | 3.3563 | 3.1039 | 3.3524 | 3.5754 | 3.3098 | 3.1697 | 2.6227 | 2.1177 | 2.0434 | 2.2288 | 2.0407 | 2.054 | 2.2381 | 3.1753 | 4.2091 | 4.8432 | 4.3198 | 3.7188 | 4.4115 | 4.7715 | 4.461
2046-10-21 | 4.1767 | 3.434 | 3.1467 | 3.1673 | 3.1934 | 3.1176 | 3.1219 | 2.8756 | 2.3281 | 1.9232 | 1.5928 | 1.4475 | 1.6873 | 1.9773 | 2.2733 | 2.5522 | 3.3836 | 4.4415 | 5.4329 | 5.1146 | 4.4427 | 3.8817 | 3.6366 | 3.4599
2046-10-22 | 3.4103 | 3.3558 | 3.1675 | 3.0686 | 3.0701 | 3.637 | 5.4334 | 4.2366 | 3.2962 | 2.5822 | 2.5564 | 2.7416 | 2.7156 | 2.9471 | 2.6944 | 2.8022 | 3.8783 | 5.4065 | 5.9537 | 5.4125 | 5.1438 | 5.2665 | 5.0745 | 5.0201
2046-10-23 | 4.2502 | 3.3204 | 3.1222 | 3.2747 | 2.9957 | 3.4057 | 4.123 | 3.972 | 3.2446 | 2.5899 | 2.0631 | 1.8895 | 2.0292 | 2.2133 | 2.6124 | 3.2943 | 4.307 | 5.555 | 6.1225 | 5.9131 | 5.3027 | 5.7385 | 5.5933 | 5.1714
2046-10-24 | 4.9075 | 4.6685 | 4.5053 | 4.1351 | 4.1007 | 4.5645 | 4.9882 | 4.191 | 3.18 | 2.7511 | 2.3662 | 2.1569 | 2.1659 | 2.6023 | 3.0559 | 3.3185 | 4.6289 | 5.7612 | 6.1168 | 5.9982 | 5.3994 | 5.2596 | 5.3223 | 4.8888
2046-10-25 | 4.9116 | 4.2207 | 4.0405 | 4.3948 | 4.2497 | 4.6105 | 5.1319 | 3.9713 | 3.5339 | 2.8047 | 2.2751 | 2.2018 | 2.4502 | 2.6163 | 3.0301 | 4.0739 | 3.9708 | 4.7069 | 5.6918 | 5.5173 | 4.7077 | 4.7939 | 5.2967 | 5.2591
2046-10-26 | 4.3578 | 4.177 | 3.7902 | 3.6765 | 3.6326 | 3.7222 | 4.0872 | 3.1666 | 3.1152 | 2.7776 | 2.6937 | 2.3336 | 2.4131 | 2.6472 | 2.7965 | 3.0802 | 4.6489 | 5.0014 | 5.5426 | 5.2987 | 4.4666 | 5.0179 | 4.8757 | 4.8966
2046-10-27 | 4.3515 | 4.1926 | 3.9252 | 3.2309 | 3.1524 | 3.4398 | 3.6014 | 2.9496 | 2.4567 | 2.1751 | 2.0251 | 1.6465 | 1.5489 | 1.9052 | 2.1624 | 2.4455 | 3.9031 | 4.9235 | 5.1553 | 4.4321 | 3.9802 | 3.5996 | 3.6521 | 3.5373
2046-10-28 | 3.5755 | 3.3479 | 3.1766 | 3.2674 | 3.2029 | 3.282 | 3.3642 | 3.0359 | 2.8186 | 2.5038 | 1.9167 | 1.9898 | 2.1848 | 2.2396 | 2.651 | 2.9847 | 3.7965 | 4.427 | 5.4367 | 4.9725 | 4.303 | 4.2631 | 4.615 | 4.4104
2046-10-29 | 3.7422 | 3.374 | 3.2852 | 3.1138 | 3.2322 | 3.4601 | 3.8878 | 3.7107 | 3.0832 | 2.6828 | 2.6789 | 2.418 | 2.5684 | 2.7627 | 3.1869 | 3.2517 | 4.981 | 6.0342 | 6.1347 | 5.9397 | 5.0798 | 4.2795 | 4.0979 | 3.7955
2046-10-30 | 3.8327 | 3.6333 | 3.4801 | 3.475 | 3.5752 | 4.049 | 4.4496 | 3.8783 | 4.203 | 4.7159 | 4.1923 | 2.8926 | 3.6736 | 4.1436 | 3.6383 | 4.1713 | 5.4431 | 5.6756 | 5.5094 | 4.8531 | 4.5608 | 4.3945 | 4.1708 | 3.8367
2046-10-31 | 3.6173 | 3.4259 | 3.2246 | 3.1809 | 3.1406 | 3.2663 | 3.691 | 3.6498 | 3.1171 | 2.3992 | 2.2491 | 2.2559 | 2.2027 | 2.9848 | 3.7171 | 3.7668 | 4.8818 | 5.6296 | 5.1224 | 4.4225 | 4.2558 | 5.4847 | 5.4417 | 4.6709
2046-11-01 | 4.4491 | 4.1845 | 4.3262 | 4.2945 | 4.2378 | 4.8096 | 5.1054 | 4.1409 | 3.7473 | 2.438 | 2.1752 | 2.274 | 2.401 | 2.2794 | 2.8277 | 4.0095 | 4.8161 | 5.0801 | 5.873 | 5.4164 | 5.0005 | 5.5331 | 5.7157 | 4.827
2046-11-02 | 4.3627 | 4.1303 | 4.0525 | 3.8983 | 4.0889 | 4.3575 | 4.7183 | 3.4017 | 3.176 | 2.7473 | 2.2179 | 1.9634 | 2.2011 | 2.2576 | 2.3681 | 3.293 | 4.8996 | 4.8798 | 5.3437 | 5.2499 | 4.4242 | 4.9108 | 5.0241 | 5.0984
2046-11-03 | 3.6999 | 3.2073 | 3.3061 | 3.2604 | 3.0191 | 3.3389 | 3.3293 | 3.2171 | 2.4731 | 2.0135 | 1.5109 | 1.3422 | 1.3925 | 1.7411 | 2.2052 | 2.2078 | 3.0982 | 4.1812 | 5.1455 | 4.4322 | 4.029 | 4.0743 | 3.8446 | 3.5399
2046-11-04 | 3.4253 | 3.506 | 3.3229 | 3.2637 | 3.4937 | 4.1412 | 4.2422 | 3.1108 | 2.5305 | 2.1427 | 1.7976 | 1.61 | 1.4927 | 1.6728 | 2.0109 | 2.1958 | 3.2213 | 4.3921 | 5.4227 | 4.8416 | 4.2107 | 5.0589 | 4.9184 | 3.9544
2046-11-05 | 3.2157 | 3.2774 | 3.0673 | 2.9746 | 3.0345 | 3.3388 | 4.3448 | 3.3931 | 2.9763 | 2.6482 | 2.2159 | 1.9871 | 2.1875 | 2.2372 | 2.5787 | 2.7093 | 4.606 | 5.3564 | 5.8544 | 5.7449 | 4.9539 | 4.2689 | 3.9044 | 4.0312
2046-11-06 | 3.6231 | 3.3638 | 3.2591 | 3.3633 | 3.1016 | 3.232 | 3.5467 | 3.6256 | 3.005 | 2.2821 | 2.0922 | 2.2247 | 2.2066 | 2.3556 | 2.6796 | 3.5863 | 4.6554 | 5.4487 | 5.8387 | 5.3584 | 4.6714 | 4.724 | 4.8236 | 4.4385
2046-11-07 | 3.7713 | 3.2746 | 3.1235 | 3.2012 | 2.9749 | 3.1796 | 3.892 | 3.7623 | 3.3274 | 2.6556 | 2.3205 | 2.6417 | 2.7771 | 2.8269 | 3.3453 | 4.1474 | 4.5209 | 5.4132 | 6.0741 | 5.9213 | 5.3269 | 5.4463 | 5.4677 | 5.1435
2046-11-08 | 4.1239 | 3.9115 | 3.7472 | 3.2364 | 3.2699 | 3.6966 | 3.5303 | 3.7863 | 2.8163 | 2.1238 | 2.3532 | 2.2305 | 1.9607 | 2.15 | 2.9241 | 3.5283 | 4.4095 | 5.4085 | 6.0339 | 5.6365 | 4.8662 | 5.4362 | 5.3451 | 4.6096
2046-11-09 | 4.4661 | 4.4968 | 3.8648 | 4.0227 | 4.0738 | 4.6666 | 5.5442 | 4.0415 | 3.4753 | 3.3965 | 2.9794 | 2.6289 | 2.6964 | 2.9289 | 2.8821 | 3.0368 | 4.6758 | 5.3389 | 5.8801 | 5.4528 | 4.159 | 4.6318 | 4.3874 | 4.4062
2046-11-10 | 4.0322 | 3.5055 | 3.6532 | 3.3869 | 3.2044 | 3.3372 | 3.8668 | 3.5496 | 2.9342 | 2.3159 | 2.1406 | 2.1292 | 2.0582 | 2.0445 | 2.6093 | 2.5407 | 3.1721 | 4.3929 | 4.7337 | 3.9065 | 3.891 | 3.6443 | 3.4399 | 3.463
2046-11-11 | 3.4228 | 3.5995 | 3.5933 | 3.7185 | 3.0595 | 3.1308 | 3.193 | 3.0092 | 2.5453 | 1.714 | 1.2945 | 1.0281 | 0.98367 | 1.0633 | 1.7924 | 2.3165 | 2.6724 | 3.4648 | 4.526 | 4.9218 | 3.9907 | 3.6897 | 3.5787 | 3.2305
2046-11-12 | 3.0519 | 3.1018 | 2.9679 | 3.0384 | 2.9875 | 3.2392 | 3.3732 | 3.0195 | 2.5811 | 2.4166 | 2.045 | 1.7972 | 2.083 | 2.1939 | 2.1582 | 2.4868 | 3.774 | 4.8026 | 5.5033 | 4.7729 | 3.9409 | 4.4276 | 4.5429 | 4.317
2046-11-13 | 3.6764 | 3.1274 | 3.1534 | 2.9529 | 2.8919 | 3.052 | 3.7709 | 4.0002 | 2.8653 | 2.546 | 2.1792 | 1.9362 | 1.9837 | 2.2354 | 2.4968 | 3.1321 | 4.6964 | 5.7396 | 6.0102 | 5.4656 | 4.5905 | 4.7147 | 4.6778 | 4.633
2046-11-14 | 3.8434 | 3.7927 | 3.6128 | 3.7405 | 3.6537 | 4.0758 | 4.6996 | 4.0092 | 3.5845 | 3.2129 | 2.7691 | 2.1825 | 2.2309 | 2.701 | 2.819 | 3.5138 | 4.572 | 5.2697 | 6.0885 | 5.4015 | 4.4682 | 5.1544 | 5.1309 | 4.9766
2046-11-15 | 4.3806 | 3.75 | 4.1399 | 4.2232 | 3.853 | 4.5062 | 5.0219 | 3.7977 | 3.548 | 2.8433 | 2.4827 | 2.4782 | 2.7742 | 2.6408 | 3.2473 | 4.1799 | 5.0067 | 5.704 | 6.0034 | 5.5813 | 4.7412 | 4.8728 | 5.3292 | 4.7556
2046-11-16 | 3.9593 | 3.7623 | 4.1838 | 4.0596 | 3.876 | 4.2389 | 4.2109 | 4.4501 | 4.031 | 3.4654 | 2.8919 | 3.2225 | 3.5563 | 3.89 | 3.6679 | 3.9627 | 4.7662 | 5.3007 | 5.4962 | 4.7205 | 3.9562 | 4.7474 | 4.9158 | 4.9211
2046-11-17 | 4.391 | 3.2539 | 3.0361 | 3.2052 | 3.1157 | 3.1132 | 3.2921 | 3.3054 | 2.8914 | 2.3606 | 1.9358 | 2.1966 | 2.0375 | 2.0117 | 2.4774 | 2.7948 | 3.3222 | 4.4254 | 4.7053 | 3.9265 | 3.8492 | 3.7682 | 3.3881 | 3.3385
2046-11-18 | 3.5093 | 3.4542 | 3.1911 | 3.1988 | 3.168 | 3.3289 | 3.5981 | 3.2843 | 3.0894 | 2.83 | 2.4002 | 2.2975 | 1.8847 | 1.9987 | 2.3883 | 2.6473 | 3.1247 | 4.2188 | 4.7352 | 4.3287 | 4.1131 | 4.0248 | 4.2105 | 4.1332
2046-11-19 | 3.7552 | 3.1304 | 3.0205 | 3.0391 | 3.1524 | 3.5583 | 4.1746 | 3.705 | 3.1149 | 2.6864 | 2.2857 | 2.327 | 2.5328 | 2.57 | 2.6968 | 3.472 | 4.2867 | 5.0837 | 5.8143 | 5.3893 | 4.7763 | 4.7527 | 4.8246 | 4.6753
2046-11-20 | 4.1754 | 4.1812 | 4.0164 | 3.6683 | 3.6551 | 3.9437 | 4.1472 | 3.6649 | 3.1637 | 3.0336 | 2.6232 | 2.428 | 2.7002 | 2.9667 | 3.1106 | 3.3287 | 4.6562 | 5.5644 | 6.0523 | 5.7666 | 4.8211 | 4.8692 | 4.7878 | 4.9554
2046-11-21 | 4.2992 | 3.8306 | 3.6409 | 3.7216 | 3.9034 | 3.9282 | 4 | 3.9641 | 3.3886 | 2.8266 | 2.4332 | 2.2355 | 2.0791 | 2.1948 | 2.4504 | 3.3995 | 4.5362 | 4.9913 | 5.7736 | 5.3017 | 4.5029 | 4.8873 | 5.377 | 4.7097
2046-11-22 | 4.2151 | 4.4101 | 3.6984 | 3.2585 | 3.2529 | 3.5801 | 3.88 | 4.0302 | 4.1521 | 3.48 | 2.7074 | 2.9603 | 2.445 | 2.3905 | 2.2551 | 3.0716 | 3.5715 | 4.0388 | 4.5026 | 4.2708 | 3.6144 | 3.891 | 4.2984 | 3.7094
2046-11-23 | 3.5595 | 3.4437 | 3.4405 | 3.1381 | 2.999 | 3.1781 | 3.1544 | 3.3302 | 2.9647 | 2.7085 | 2.335 | 2.2257 | 2.1787 | 2.5777 | 2.5239 | 3.2053 | 4.7805 | 5.4739 | 5.7219 | 4.7522 | 4.148 | 4.8246 | 5.2791 | 5.0754
2046-11-24 | 4.0669 | 3.97 | 3.4767 | 3.2273 | 3.1785 | 3.5047 | 3.5185 | 3.2286 | 2.8851 | 2.3207 | 1.911 | 1.7266 | 1.6946 | 1.9407 | 2.3121 | 2.8879 | 3.7564 | 4.1293 | 5.0997 | 4.5515 | 3.6745 | 3.7547 | 3.8657 | 3.3782
2046-11-25 | 3.4191 | 3.4936 | 3.3535 | 3.1267 | 3.0991 | 3.2637 | 3.1478 | 2.9202 | 2.4475 | 2.1632 | 1.7322 | 1.583 | 2.1268 | 2.0318 | 2.2994 | 2.777 | 3.8757 | 4.6981 | 5.5241 | 5.1362 | 4.1671 | 4.5225 | 4.957 | 4.8205
2046-11-26 | 3.96 | 3.8197 | 3.8714 | 3.6391 | 3.7815 | 4.2674 | 5.4656 | 4.3424 | 3.7795 | 3.0604 | 2.373 | 2.1416 | 2.3791 | 2.6353 | 2.9012 | 3.5383 | 4.6726 | 5.5672 | 6.1396 | 5.8718 | 5.079 | 5.3172 | 5.013 | 4.749
2046-11-27 | 4.4793 | 4.4999 | 4.3625 | 3.9196 | 3.8778 | 4.4818 | 5.4265 | 4.5963 | 3.4923 | 2.9552 | 2.4627 | 2.039 | 2.1642 | 2.4501 | 2.5081 | 3.3044 | 4.7403 | 5.4848 | 6.0425 | 5.8125 | 5.2104 | 5.179 | 5.0886 | 4.7472
2046-11-28 | 4.3116 | 3.8244 | 3.6738 | 3.7704 | 4.127 | 4.2366 | 4.7517 | 3.8265 | 3.1247 | 2.4757 | 2.2132 | 2.0214 | 2.06 | 2.271 | 2.7218 | 3.3137 | 4.5855 | 5.1098 | 6.055 | 5.7593 | 5.2659 | 5.3206 | 4.9654 | 4.0393
2046-11-29 | 3.7558 | 3.6691 | 3.5072 | 3.2134 | 3.1127 | 3.3588 | 4.2984 | 3.9759 | 3.5755 | 3.1322 | 2.7574 | 2.4738 | 2.4999 | 2.7028 | 2.6034 | 3.2643 | 4.3677 | 5.2569 | 5.9717 | 5.593 | 4.7067 | 4.0324 | 3.9847 | 3.9868
2046-11-30 | 3.5103 | 3.2913 | 3.4707 | 3.2398 | 3.1048 | 3.1857 | 3.6203 | 3.7434 | 3.0709 | 2.7298 | 2.401 | 2.0818 | 2.2232 | 2.683 | 2.8923 | 3.3616 | 4.4853 | 5.3076 | 5.7679 | 5.1311 | 4.8061 | 4.3183 | 4.2576 | 4.2164
2046-12-01 | 3.8791 | 3.6261 | 3.2802 | 3.3494 | 3.5714 | 3.6399 | 3.6384 | 3.5365 | 3.0279 | 2.5262 | 2.1244 | 2.501 | 2.6825 | 2.4213 | 2.7641 | 2.9232 | 3.3517 | 4.0211 | 4.9454 | 4.4787 | 4.211 | 4.0372 | 3.7651 | 3.5862
2046-12-02 | 3.7292 | 3.7627 | 3.4883 | 3.1908 | 3.0422 | 3.06 | 3.175 | 2.9441 | 2.41 | 1.9983 | 1.489 | 1.0758 | 1.5204 | 1.7951 | 2.0337 | 2.5217 | 3.2805 | 4.1266 | 5.09 | 4.8649 | 4.2788 | 3.5822 | 3.7385 | 3.5828
2046-12-03 | 3.5599 | 3.3979 | 3.2407 | 3.1872 | 3.2313 | 3.4912 | 4.1763 | 4.3196 | 3.3969 | 3.0515 | 2.954 | 2.6982 | 2.6803 | 3.126 | 3.2777 | 3.8827 | 4.6955 | 5.2235 | 5.8177 | 5.3851 | 4.758 | 4.2903 | 3.9945 | 3.9694
2046-12-04 | 3.6705 | 3.3049 | 3.1941 | 3.286 | 3.0288 | 3.4508 | 4.1605 | 4.1419 | 3.8332 | 2.9449 | 2.2307 | 2.1307 | 2.3643 | 2.5491 | 2.9404 | 3.4157 | 4.2798 | 5.3882 | 5.7717 | 5.5005 | 4.8302 | 4.2352 | 4.2849 | 3.7812
2046-12-05 | 3.5519 | 3.457 | 3.4472 | 3.1298 | 3.1558 | 3.4714 | 3.956 | 4.0677 | 3.4821 | 2.7683 | 2.2156 | 2.1038 | 2.1326 | 2.4796 | 2.7087 | 3.0983 | 4.3317 | 5.1181 | 5.871 | 5.5502 | 4.8779 | 4.1403 | 3.8471 | 3.8717
2046-12-06 | 3.6121 | 3.299 | 3.5334 | 3.4025 | 3.2819 | 3.4739 | 4.0539 | 4.1623 | 3.6797 | 2.9504 | 2.5148 | 2.3094 | 2.2295 | 2.3671 | 2.9856 | 3.4038 | 4.0406 | 4.7641 | 5.5742 | 5.184 | 4.369 | 4.1936 | 4.1897 | 3.5983
2046-12-07 | 3.2166 | 3.1533 | 3.0497 | 2.9807 | 2.9317 | 3.2013 | 3.8942 | 3.5735 | 3.4534 | 3.4986 | 2.9974 | 2.7355 | 2.7626 | 3.2621 | 3.1051 | 3.6563 | 4.3349 | 4.8066 | 5.2372 | 4.9436 | 4.2844 | 4.6232 | 4.8348 | 4.8257
2046-12-08 | 3.6493 | 3.1185 | 3.0363 | 3.1585 | 3.1385 | 3.2664 | 3.5602 | 3.6119 | 3.4263 | 3.1201 | 2.7931 | 2.0837 | 1.9791 | 2.0385 | 2.0728 | 2.3156 | 3.0755 | 3.6045 | 3.7161 | 3.4141 | 3.4093 | 3.6922 | 3.6903 | 3.4011
2046-12-09 | 3.3073 | 3.1278 | 3.0586 | 3.0289 | 3.0156 | 3.1752 | 3.3163 | 3.1348 | 2.5637 | 2.2746 | 1.892 | 1.7446 | 1.7268 | 1.8298 | 1.9782 | 2.4065 | 2.939 | 3.6818 | 4.5557 | 4.3082 | 3.8257 | 4.1915 | 4.1971 | 3.9595
2046-12-10 | 3.911 | 3.3524 | 3.0776 | 3.0378 | 3.0751 | 3.3562 | 3.9957 | 4.0406 | 3.0673 | 2.3542 | 2.1564 | 1.7753 | 1.9097 | 2.0652 | 2.3958 | 3.0901 | 4.2405 | 5.0855 | 5.5153 | 4.9733 | 4.3837 | 4.0193 | 3.9393 | 3.7673
2046-12-11 | 3.5283 | 3.3142 | 3.2037 | 3.1139 | 3.1641 | 3.5213 | 4.3097 | 4.4022 | 3.7197 | 3.1134 | 2.5452 | 2.1389 | 2.2336 | 2.697 | 2.8861 | 3.7417 | 4.5789 | 5.2831 | 5.7341 | 5.6419 | 5.0618 | 5.3226 | 5.3054 | 4.6856
2046-12-12 | 4.385 | 4.4957 | 4.3346 | 4.1737 | 4.1547 | 4.5619 | 5.015 | 4.2973 | 3.8129 | 3.2622 | 2.8146 | 2.4499 | 2.4281 | 2.6668 | 2.8622 | 3.7616 | 4.399 | 4.9381 | 5.7227 | 5.464 | 5.0664 | 5.2913 | 5.1677 | 4.5585
2046-12-13 | 4.1958 | 3.9528 | 3.979 | 3.6194 | 3.4519 | 3.9443 | 4.5484 | 3.8798 | 3.2612 | 2.9043 | 2.8103 | 2.4058 | 2.2047 | 2.2062 | 2.674 | 3.0291 | 3.6583 | 4.5099 | 5.3834 | 5.1569 | 4.7126 | 5.043 | 5.0044 | 4.4694
2046-12-14 | 3.8884 | 3.6007 | 3.6623 | 3.6478 | 3.6515 | 3.7225 | 3.7822 | 3.8152 | 3.6315 | 2.9135 | 2.3671 | 1.994 | 2.0784 | 2.1492 | 2.1639 | 2.6254 | 3.8072 | 4.5921 | 5.092 | 4.8267 | 3.9812 | 3.9104 | 3.8088 | 3.7562
2046-12-15 | 3.7224 | 3.6025 | 3.6287 | 3.579 | 3.5596 | 3.3426 | 3.4311 | 3.4833 | 2.7973 | 2.2562 | 2.013 | 1.6603 | 1.5208 | 1.7137 | 1.9901 | 2.3129 | 3.034 | 4.1348 | 4.8145 | 4.6902 | 4.152 | 3.6251 | 3.4412 | 3.2125
2046-12-16 | 3.0818 | 3.0588 | 2.9429 | 2.8422 | 2.6798 | 2.7118 | 2.904 | 2.9163 | 2.3672 | 1.9223 | 1.672 | 1.4167 | 1.2537 | 1.2619 | 1.5773 | 2.2657 | 2.9865 | 3.7962 | 4.8216 | 4.4848 | 4.0828 | 4.3007 | 4.0973 | 3.8724
2046-12-17 | 4.0358 | 3.3352 | 3.1937 | 2.9318 | 3.0462 | 3.2868 | 3.8825 | 3.9953 | 3.24 | 2.8206 | 2.7505 | 2.5318 | 2.7804 | 2.7169 | 2.9582 | 3.6077 | 4.0142 | 4.5092 | 5.4505 | 5.0937 | 4.5369 | 4.1456 | 4.1 | 3.6802
2046-12-18 | 3.3617 | 3.191 | 3.0781 | 3.0442 | 3.0492 | 3.2559 | 3.7268 | 3.4367 | 2.9259 | 2.672 | 2.3941 | 2.3215 | 2.4863 | 2.513 | 2.6818 | 3.6165 | 4.3448 | 5.2192 | 5.3474 | 4.8791 | 4.8585 | 5.3326 | 5.4184 | 4.8093
2046-12-19 | 4.2236 | 3.9378 | 3.7689 | 3.6905 | 3.7654 | 4.256 | 4.8798 | 4.2553 | 3.6981 | 2.7805 | 2.3154 | 2.0209 | 1.9383 | 2.0022 | 2.2673 | 2.5918 | 3.4955 | 4.4055 | 5.0467 | 5.0611 | 5.1213 | 5.2505 | 5.1077 | 4.8388
2046-12-20 | 4.4477 | 4.0844 | 3.6272 | 3.6406 | 3.6678 | 4.0966 | 4.6551 | 3.8959 | 3.297 | 2.8615 | 2.1897 | 1.9378 | 1.7806 | 1.874 | 2.1265 | 2.8972 | 3.746 | 4.721 | 5.4812 | 5.188 | 4.771 | 5.4005 | 5.4023 | 4.5951
2046-12-21 | 4.1685 | 3.7959 | 3.6814 | 3.7407 | 3.8383 | 4.0168 | 4.6973 | 4.1152 | 3.4628 | 2.8724 | 2.3863 | 2.2044 | 2.0194 | 2.297 | 2.2795 | 2.8365 | 3.5889 | 4.3134 | 5.0709 | 4.9972 | 4.5685 | 5.244 | 5.3653 | 5.0831
2046-12-22 | 3.8187 | 3.6154 | 3.5124 | 3.429 | 3.3177 | 3.1515 | 3.329 | 3.4403 | 2.6568 | 2.0093 | 1.4737 | 1.2332 | 1.2833 | 1.4327 | 1.7865 | 2.4703 | 3.353 | 4.3822 | 4.8877 | 4.6143 | 4.3216 | 4.0804 | 3.9166 | 3.5194
2046-12-23 | 3.4482 | 3.5135 | 3.484 | 3.6893 | 3.5971 | 3.7275 | 3.4682 | 3.2653 | 2.819 | 2.3447 | 2.1014 | 1.9634 | 1.9122 | 1.9198 | 2.1064 | 2.5789 | 3.385 | 4.0594 | 4.9106 | 4.8986 | 4.546 | 4.3423 | 4.0027 | 3.6344
2046-12-24 | 3.3313 | 2.9727 | 2.9588 | 3.0016 | 3.0583 | 3.2476 | 3.5753 | 3.6591 | 3.5754 | 3.024 | 2.5126 | 2.4496 | 2.4976 | 3.0383 | 3.2527 | 3.8496 | 4.8424 | 5.5363 | 5.4482 | 4.4899 | 4.2389 | 4.8875 | 5.056 | 5.0477
2046-12-25 | 4.6018 | 4.3825 | 4.0234 | 3.1367 | 3.1172 | 3.3034 | 3.5825 | 3.719 | 3.396 | 2.8801 | 2.6086 | 2.4715 | 1.9585 | 2.0423 | 2.1632 | 2.5666 | 3.527 | 4.6526 | 4.9222 | 4.6187 | 4.1809 | 4.0533 | 3.7623 | 3.6173
2046-12-26 | 3.6467 | 3.3498 | 3.1158 | 3.0336 | 3.0779 | 3.2428 | 3.4885 | 3.7118 | 3.3707 | 2.7717 | 2.3344 | 2.1764 | 2.1259 | 2.1317 | 2.4648 | 3.1283 | 4.1798 | 5.369 | 5.7342 | 5.7616 | 5.3 | 5.0632 | 4.8737 | 4.6277
2046-12-27 | 4.4495 | 4.3312 | 4.1318 | 4.0586 | 3.8086 | 4.034 | 4.4181 | 3.938 | 3.3633 | 3.1275 | 2.7395 | 2.5468 | 2.4921 | 2.6446 | 2.7853 | 3.7309 | 4.5369 | 5.2799 | 5.7681 | 5.5583 | 4.8414 | 4.9538 | 5.1086 | 4.9929
2046-12-28 | 4.7178 | 4.314 | 3.9208 | 3.8295 | 3.8912 | 3.9314 | 4.408 | 3.8899 | 3.5857 | 3.4446 | 3.6098 | 3.3641 | 3.489 | 3.6172 | 3.9139 | 3.9631 | 4.6316 | 5.3586 | 5.6019 | 5.202 | 4.7499 | 4.7741 | 4.939 | 4.5695
2046-12-29 | 4.2513 | 4.0374 | 3.6972 | 3.5357 | 3.5687 | 3.8287 | 4.1037 | 3.7578 | 3.4078 | 3.207 | 2.6133 | 2.1148 | 2.3556 | 2.3141 | 2.498 | 3.0188 | 4.0475 | 4.6771 | 5.1706 | 4.8241 | 4.3258 | 4.582 | 4.627 | 3.7764
2046-12-30 | 3.6748 | 3.4784 | 3.3314 | 3.1103 | 3.1225 | 3.1522 | 3.2755 | 3.2632 | 3.0596 | 2.7351 | 2.3782 | 1.9813 | 1.9262 | 1.5995 | 1.739 | 2.3125 | 3.0461 | 4.0926 | 5.1233 | 4.8654 | 4.331 | 4.196 | 4.3309 | 3.8575
2046-12-31 | 3.5423 | 3.111 | 3.2036 | 3.1619 | 3.5523 | 3.8828 | 4.2849 | 3.9918 | 3.7998 | 3.5676 | 3.0074 | 2.7021 | 2.3816 | 2.3862 | 2.5313 | 3.2512 | 4.5292 | 5.5156 | 5.7458 | 4.7155 | 4.0155 | 4.3736 | 4.5112 | 4.5907
2047-01-01 | 3.25 | 3.1101 | 3.0469 | 2.9902 | 2.8753 | 3.2095 | 3.2021 | 3.2986 | 2.9904 | 2.5156 | 2.1042 | 1.8251 | 1.8155 | 1.8605 | 2.0167 | 2.3971 | 3.8299 | 4.5906 | 5.6117 | 5.3992 | 4.8993 | 4.2304 | 4.038 | 3.7695
2047-01-02 | 3.83 | 3.2327 | 3.0988 | 2.9967 | 2.9381 | 3.4021 | 3.4228 | 3.3149 | 2.9458 | 2.3362 | 1.9758 | 1.7553 | 1.5022 | 1.642 | 1.9235 | 2.4059 | 3.5213 | 4.6972 | 5.4365 | 5.5417 | 4.9117 | 4.5101 | 4.0542 | 4.0263
2047-01-03 | 3.5414 | 3.2811 | 3.367 | 3.1329 | 2.9683 | 3.034 | 3.1966 | 3.3315 | 2.9659 | 2.2302 | 1.905 | 1.5752 | 1.4073 | 1.5534 | 1.8364 | 2.385 | 3.1748 | 4.2222 | 5.6362 | 5.5383 | 4.4269 | 3.9743 | 3.8387 | 3.7814
2047-01-04 | 3.2053 | 2.9429 | 3.0942 | 3.044 | 2.8574 | 3.1545 | 3.4353 | 3.6537 | 3.497 | 2.7611 | 2.1417 | 1.7331 | 1.5433 | 1.6928 | 1.9407 | 2.3407 | 3.1471 | 3.9605 | 5.1347 | 4.0799 | 3.5505 | 4.3022 | 4.5158 | 4.1559
2047-01-05 | 3.07 | 3.136 | 3.2171 | 2.9074 | 2.8035 | 2.7965 | 2.9539 | 2.9691 | 2.4721 | 2.2619 | 1.9647 | 1.3707 | 1.1728 | 1.484 | 1.802 | 1.9579 | 2.68 | 3.9855 | 4.9823 | 4.9098 | 3.603 | 3.6985 | 3.5563 | 3.2642
2047-01-06 | 3.4141 | 3.2263 | 3.1009 | 3 | 2.8505 | 3.0275 | 3.024 | 3.0492 | 2.5694 | 2.1693 | 1.7793 | 1.4229 | 1.0236 | 1.3151 | 1.7266 | 2.0248 | 2.4685 | 4.1571 | 5.3019 | 5.1539 | 4.3585 | 3.3547 | 3.3151 | 3.0267
2047-01-07 | 2.9903 | 2.849 | 2.9002 | 2.8513 | 2.9556 | 3.1914 | 3.2778 | 3.3906 | 3.1516 | 2.2926 | 1.9767 | 1.6662 | 1.6597 | 1.805 | 1.8536 | 2.2469 | 3.6122 | 4.8028 | 5.716 | 5.312 | 4.3264 | 4.0567 | 4.1 | 3.8591
2047-01-08 | 3.3538 | 2.9468 | 2.8643 | 3.0953 | 2.8436 | 3.0217 | 3.7919 | 4.0992 | 3.7862 | 3.0996 | 2.3945 | 1.9741 | 1.9532 | 2.028 | 2.2608 | 3.256 | 4.2136 | 4.6857 | 5.9714 | 6.0229 | 5.4573 | 4.7872 | 4.4447 | 4.2051
2047-01-09 | 3.4009 | 3.1776 | 3.0551 | 3.0078 | 2.9921 | 3.4782 | 3.8074 | 3.938 | 3.4473 | 2.7588 | 2.1814 | 1.8365 | 2.1507 | 2.1657 | 2.0952 | 2.3604 | 3.8096 | 5.2695 | 5.9904 | 5.7694 | 4.7237 | 4.6556 | 4.2058 | 3.9854
2047-01-10 | 3.9208 | 3.5966 | 3.2104 | 3.1301 | 3.0426 | 3.6041 | 4.2274 | 4.4226 | 3.7631 | 3.1849 | 2.5447 | 2.1662 | 2.5 | 2.2345 | 2.4634 | 3.2308 | 4.4417 | 4.7893 | 5.8719 | 6.0147 | 5.4896 | 5.0241 | 4.6269 | 4.3887
2047-01-11 | 3.8092 | 3.4013 | 3.2501 | 3.1405 | 3.006 | 3.2971 | 4.3233 | 4.1775 | 3.1228 | 2.237 | 1.8656 | 1.6087 | 1.684 | 2.1209 | 2.1418 | 2.4498 | 3.6473 | 4.3897 | 5.1539 | 5.3404 | 4.8395 | 4.666 | 4.4873 | 4.3038
2047-01-12 | 3.5787 | 2.9889 | 2.9041 | 2.9949 | 2.8004 | 2.9671 | 3.1625 | 3.273 | 2.8812 | 2.2868 | 1.9838 | 1.7254 | 1.6885 | 1.6429 | 1.9852 | 2.2829 | 2.6217 | 3.3444 | 5.1381 | 5.047 | 4.0006 | 4.1552 | 4.3052 | 3.3605
2047-01-13 | 3.148 | 3.045 | 3.1739 | 2.8611 | 2.6876 | 2.8257 | 2.9304 | 2.8453 | 2.4516 | 2.031 | 1.7008 | 1.1071 | 1.0517 | 1.1005 | 1.5032 | 2.0205 | 2.3796 | 3.2565 | 5.0374 | 4.9806 | 4.3733 | 3.5309 | 3.3043 | 3.1343
2047-01-14 | 3.0883 | 2.8241 | 2.7105 | 2.668 | 2.7584 | 3.0465 | 3.335 | 3.3503 | 3.2504 | 2.5385 | 1.9255 | 1.7163 | 1.8487 | 1.7944 | 1.974 | 2.3227 | 3.4454 | 4.6685 | 5.7766 | 5.3204 | 4.4686 | 4.1152 | 4.4016 | 3.6253
2047-01-15 | 3.102 | 3.1303 | 3.0048 | 2.8483 | 2.7056 | 2.7594 | 3.5796 | 3.5301 | 2.9094 | 2.3555 | 1.9349 | 1.7592 | 1.6744 | 1.6473 | 2.1402 | 2.2957 | 3.142 | 5.2424 | 5.9986 | 5.9208 | 5.1134 | 4.6615 | 4.263 | 3.7332
2047-01-16 | 3.6594 | 3.3159 | 3.1333 | 3.2169 | 3.0462 | 3.3651 | 4.4519 | 5.0277 | 4.1566 | 3.1769 | 2.8166 | 2.2071 | 2.0411 | 1.9073 | 2.1251 | 2.7914 | 4.0012 | 4.859 | 5.9827 | 6.012 | 5.3697 | 4.7697 | 4.243 | 3.7836
2047-01-17 | 3.8078 | 3.267 | 3.0713 | 3.08 | 3.2895 | 3.2692 | 3.9919 | 3.7577 | 3.5514 | 2.6106 | 2.1394 | 1.7818 | 1.6985 | 1.7278 | 2.1496 | 2.4226 | 3.2903 | 4.5413 | 5.9864 | 5.4493 | 4.8015 | 4.406 | 4.2929 | 3.9697
2047-01-18 | 3.2438 | 3.0255 | 3.0012 | 3.0867 | 3.0253 | 3.6203 | 4.2526 | 4.5342 | 4.1144 | 3.0417 | 2.0503 | 1.9584 | 1.9328 | 2.0365 | 2.2113 | 3.7095 | 4.4877 | 4.5901 | 5.5357 | 5.5482 | 4.9846 | 4.5498 | 4.6636 | 4.2273
2047-01-19 | 3.2049 | 3.0719 | 3.2049 | 2.8948 | 2.7694 | 2.8343 | 3.1913 | 3.3076 | 2.7163 | 2.2815 | 1.9602 | 1.6881 | 1.6702 | 1.8295 | 2.0144 | 2.238 | 2.7215 | 4.2882 | 5.5472 | 5.2401 | 4.5647 | 4.0835 | 4.0115 | 3.9361
2047-01-20 | 3.3374 | 3.0926 | 3.0067 | 3.1441 | 2.8897 | 2.9773 | 3.1073 | 3.421 | 3.2106 | 2.5709 | 2.1459 | 1.7908 | 1.6683 | 1.7685 | 2.0509 | 2.3508 | 2.5183 | 3.5256 | 5.3201 | 5.3291 | 4.7543 | 3.9488 | 3.4382 | 3.3451
2047-01-21 | 2.9536 | 2.8489 | 2.8057 | 2.9068 | 2.8233 | 3.0625 | 3.7257 | 4.227 | 3.1578 | 2.3801 | 2.1143 | 1.7494 | 1.6213 | 1.7729 | 2.2236 | 2.8624 | 3.4129 | 4.6157 | 5.8074 | 5.5902 | 5.0447 | 4.5584 | 4.0738 | 3.5365
2047-01-22 | 3.7223 | 3.3415 | 3.0587 | 3.194 | 3.3377 | 3.4775 | 4.5147 | 4.8399 | 4.659 | 3.8 | 3.2076 | 2.848 | 2.0747 | 2.199 | 3.1165 | 3.8096 | 4.5411 | 4.657 | 5.9066 | 6.0301 | 5.5159 | 5.1392 | 4.5894 | 3.9953
2047-01-23 | 3.8014 | 3.3248 | 3.1138 | 3.0597 | 2.9021 | 3.0951 | 4.1664 | 4.6396 | 3.7826 | 2.9088 | 2.2932 | 1.8858 | 1.7229 | 1.769 | 2.1216 | 2.9139 | 3.5966 | 4.4425 | 5.9667 | 6.003 | 5.4451 | 5.0055 | 4.5375 | 3.9015
2047-01-24 | 3.7987 | 3.2281 | 3.0823 | 3.2931 | 3.2127 | 3.4479 | 4.5404 | 5.0552 | 4.8064 | 3.9846 | 3.1044 | 2.798 | 2.8726 | 3.0084 | 3.12 | 3.5647 | 3.8476 | 4.3679 | 5.7154 | 5.7637 | 5.2007 | 4.652 | 4.1903 | 3.9853
2047-01-25 | 3.3859 | 3.2832 | 3.2193 | 3.1113 | 2.9944 | 3.4034 | 3.6651 | 3.6368 | 3.4232 | 2.6809 | 2.1083 | 1.878 | 2.0026 | 2.0693 | 2.1306 | 2.6631 | 3.9129 | 4.83 | 5.6166 | 5.3851 | 4.7194 | 4.89 | 4.9555 | 4.521
2047-01-26 | 3.3803 | 3.2041 | 3.2669 | 3.1285 | 2.9461 | 3.1321 | 3.602 | 3.6788 | 3.3163 | 2.4763 | 1.9912 | 1.9781 | 1.9196 | 2.2197 | 2.5758 | 3.3177 | 3.7129 | 3.872 | 4.7903 | 4.8069 | 4.271 | 4.1555 | 3.962 | 3.6974
2047-01-27 | 3.4148 | 2.9936 | 3.003 | 2.9227 | 2.6443 | 2.7954 | 3.0027 | 2.8553 | 2.4265 | 2.0391 | 1.911 | 1.6806 | 1.7895 | 1.766 | 2.2259 | 2.26 | 2.4783 | 3.5723 | 5.1565 | 5.3433 | 4.6324 | 3.4942 | 3.4583 | 3.2573
2047-01-28 | 2.9239 | 2.7712 | 2.7983 | 2.9818 | 2.9019 | 3.1806 | 4.1554 | 4.8605 | 3.6587 | 2.5615 | 2.6361 | 2.1104 | 1.9651 | 2.1093 | 2.6287 | 2.7918 | 3.5719 | 4.9665 | 5.8573 | 5.8782 | 5.4856 | 5.2368 | 4.3448 | 3.8602
2047-01-29 | 3.5995 | 3.165 | 2.9775 | 3.1511 | 3.1655 | 3.2437 | 4.1758 | 4.1151 | 3.6546 | 2.7921 | 2.1155 | 1.6468 | 1.7278 | 2.0331 | 2.3001 | 2.5191 | 3.2822 | 4.8034 | 5.9347 | 5.9841 | 5.3099 | 4.7692 | 4.4037 | 3.9149
2047-01-30 | 4.0522 | 3.4324 | 3.2058 | 3.2093 | 3.1204 | 3.6413 | 5.0111 | 5.2031 | 4.7958 | 4.5294 | 3.6185 | 3.1369 | 2.7713 | 2.3515 | 3.0402 | 3.4331 | 4.1371 | 5.1068 | 5.9346 | 5.8275 | 4.7345 | 4.7937 | 4.9468 | 3.9642
2047-01-31 | 3.8407 | 3.9349 | 3.5012 | 3.3274 | 3.0649 | 3.3628 | 4.7946 | 4.686 | 4.2638 | 3.4335 | 2.9828 | 2.14 | 2.6527 | 2.8806 | 2.9284 | 2.6183 | 3.5776 | 4.9319 | 6.0254 | 6.0325 | 5.341 | 4.9378 | 4.5348 | 4.0059
2047-02-01 | 3.7286 | 3.7177 | 3.3875 | 3.4239 | 3.3696 | 3.7818 | 4.8151 | 5.2537 | 4.7732 | 3.6081 | 3.7312 | 2.8905 | 2.3098 | 2.0032 | 2.3702 | 3.1357 | 3.5528 | 4.382 | 5.6463 | 5.6213 | 4.6175 | 5.1584 | 5.08 | 4.1297
2047-02-02 | 3.5939 | 3.4789 | 3.2094 | 2.9674 | 2.7546 | 3.0961 | 3.1611 | 3.1483 | 2.6003 | 2.3043 | 2.0147 | 1.861 | 1.4711 | 1.5136 | 1.9923 | 2.5467 | 3.6607 | 3.9661 | 5.032 | 5.2723 | 4.8564 | 4.4879 | 4.3656 | 4.0434
2047-02-03 | 3.5474 | 3.3425 | 3.5639 | 3.3753 | 3.2045 | 3.2605 | 3.4525 | 3.7476 | 3.6523 | 3.1271 | 2.6172 | 2.5904 | 2.8142 | 2.7207 | 2.2521 | 2.4324 | 2.6052 | 3.3229 | 4.9588 | 5.3253 | 4.8408 | 4.2907 | 3.833 | 3.3845
2047-02-04 | 3.3506 | 3.3259 | 3.0619 | 2.9434 | 3.0371 | 3.2124 | 4.2267 | 4.3467 | 3.3824 | 3.7761 | 3.6085 | 2.7371 | 2.5424 | 2.0545 | 2.6849 | 3.6675 | 4.6188 | 5.5331 | 5.7711 | 5.3662 | 4.4417 | 4.6257 | 4.1097 | 3.5133
2047-02-05 | 3.432 | 3.4097 | 3.102 | 2.9483 | 2.9226 | 3.4077 | 4.1623 | 4.1277 | 3.815 | 2.8049 | 3.0892 | 3.2117 | 3.2929 | 2.5633 | 2.6746 | 2.9386 | 3.8017 | 4.2842 | 5.4332 | 5.8387 | 5.1083 | 4.6818 | 4.9193 | 4.0767
2047-02-06 | 3.5229 | 3.4952 | 3.3341 | 3.3443 | 3.1296 | 3.3165 | 3.7801 | 3.7811 | 3.3553 | 2.6738 | 2.2173 | 2.4072 | 2.5709 | 2.5571 | 2.3791 | 2.6278 | 3.8262 | 4.7885 | 5.6707 | 5.6607 | 5.2877 | 4.5562 | 4.233 | 4.2731
2047-02-07 | 3.8264 | 3.4262 | 3.3225 | 3.2428 | 3.2934 | 3.5421 | 4.1801 | 3.7361 | 3.4033 | 2.5171 | 2.2536 | 1.8493 | 1.66 | 1.4513 | 1.634 | 2.1744 | 2.7301 | 4.0877 | 4.9339 | 5.0945 | 4.7365 | 4.4397 | 3.8572 | 3.6746
2047-02-08 | 3.3712 | 3.0241 | 2.9285 | 2.8971 | 2.8106 | 2.9783 | 3.616 | 4.1296 | 3.4203 | 2.3668 | 1.633 | 1.3559 | 1.3152 | 1.3797 | 1.7091 | 1.7441 | 2.456 | 3.5217 | 5.1125 | 4.9385 | 4.0601 | 4.537 | 4.0784 | 3.5568
2047-02-09 | 3.1286 | 3.1337 | 2.9026 | 2.8065 | 2.7544 | 2.8268 | 3.1678 | 2.9685 | 2.3918 | 2.0126 | 1.5313 | 1.0913 | 1.0709 | 1.2396 | 1.5125 | 1.972 | 2.4822 | 3.3513 | 4.0715 | 4.3981 | 4.0006 | 3.7882 | 3.5066 | 3.3604
2047-02-10 | 3.3291 | 2.9978 | 2.9379 | 2.8872 | 2.7603 | 2.7955 | 2.8673 | 2.9872 | 2.5917 | 2.1553 | 1.665 | 1.3412 | 1.092 | 1.2642 | 1.6864 | 1.9363 | 2.4921 | 3.2069 | 4.943 | 5.1595 | 4.56 | 3.7075 | 3.3162 | 3.0984
2047-02-11 | 2.9769 | 3.1258 | 2.943 | 2.9 | 2.9814 | 3.5025 | 3.929 | 3.801 | 3.293 | 2.5009 | 2.0881 | 1.8938 | 1.7101 | 1.6973 | 2.0134 | 2.5137 | 3.5852 | 4.6364 | 5.5016 | 5.542 | 4.9554 | 4.6627 | 4.1154 | 4.0544
2047-02-12 | 3.4396 | 3.0924 | 2.9956 | 3.0884 | 3.0421 | 3.283 | 4.0099 | 3.8733 | 4.2159 | 3.7532 | 2.9581 | 2.7169 | 2.5148 | 2.9375 | 3.0364 | 3.4052 | 3.9179 | 4.841 | 5.9168 | 5.9204 | 5.3081 | 4.9391 | 4.6727 | 3.9951
2047-02-13 | 3.5006 | 3.2686 | 3.2112 | 3.4686 | 3.3211 | 3.3214 | 3.4868 | 3.9384 | 4.1665 | 3.7296 | 3.3745 | 3.1194 | 3.4864 | 3.717 | 3.8057 | 4.3615 | 5.1535 | 5.1933 | 5.4344 | 5.4888 | 5.1682 | 4.6178 | 4.4495 | 4.0981
2047-02-14 | 3.8557 | 3.3298 | 3.32 | 3.351 | 3.5225 | 3.6446 | 4.6245 | 4.7589 | 4.6775 | 4.2618 | 3.6688 | 2.745 | 2.4436 | 2.5697 | 2.9822 | 2.8981 | 4.0356 | 4.147 | 5.1749 | 5.5477 | 5.378 | 5.1792 | 4.8045 | 4.5536
2047-02-15 | 3.7404 | 3.4347 | 3.3506 | 3.283 | 3.1518 | 3.4557 | 4.5485 | 4.7709 | 3.5818 | 3.4942 | 2.8062 | 1.9395 | 1.9963 | 2.485 | 2.3459 | 2.6534 | 3.406 | 4.2535 | 4.8458 | 5.3721 | 5.1321 | 5.1753 | 4.3428 | 3.9439
2047-02-16 | 3.6088 | 3.1111 | 3.0112 | 2.9464 | 2.911 | 3.0036 | 3.0882 | 3.0226 | 2.5108 | 2.3635 | 2.0945 | 1.571 | 1.3998 | 1.6754 | 2.0165 | 2.941 | 3.6098 | 4.2957 | 4.4396 | 4.4698 | 4.2816 | 4.4714 | 3.8422 | 3.5524
2047-02-17 | 3.4252 | 3.5013 | 3.1364 | 2.9933 | 2.8237 | 2.8178 | 3.0845 | 3.1157 | 3.0061 | 2.5174 | 2.3164 | 2.233 | 2.6831 | 2.4928 | 2.3799 | 2.7616 | 3.3307 | 4.2813 | 4.8884 | 4.7373 | 3.79 | 3.3628 | 3.8453 | 3.3058
2047-02-18 | 3.0301 | 2.8863 | 2.9194 | 2.7966 | 2.7802 | 2.905 | 3.0575 | 3.083 | 2.8935 | 2.3478 | 1.8905 | 1.098 | 1.146 | 1.4879 | 1.9611 | 2.3092 | 2.7623 | 3.6561 | 5.0268 | 5.6362 | 4.4569 | 4.4009 | 4.337 | 3.5084
2047-02-19 | 3.2069 | 3.2688 | 3.057 | 2.8984 | 2.7799 | 3.1278 | 3.9099 | 3.7261 | 2.7241 | 2.3238 | 2.057 | 1.7847 | 1.6263 | 1.9168 | 2.1207 | 2.1912 | 3.0757 | 4.5937 | 5.7694 | 5.8227 | 5.1948 | 5.3689 | 4.5562 | 3.8082
2047-02-20 | 3.3053 | 3.0581 | 3.062 | 2.8141 | 2.6862 | 2.8666 | 3.496 | 3.9298 | 3.3864 | 2.6151 | 2.3294 | 1.931 | 1.8597 | 2.0332 | 2.3342 | 3.1026 | 3.4985 | 4.3147 | 5.6394 | 5.9633 | 5.3991 | 4.7799 | 4.5228 | 4.3631
2047-02-21 | 3.8351 | 3.4707 | 3.3017 | 3.4261 | 3.1614 | 3.3354 | 3.7824 | 4.2781 | 4.2876 | 3.5766 | 3.156 | 3.9565 | 3.8472 | 3.4119 | 3.3792 | 3.7823 | 4.8485 | 5.0738 | 5.4858 | 5.4608 | 5.0067 | 4.5109 | 4.4858 | 4.0383
2047-02-22 | 3.4815 | 3.2083 | 3.0958 | 3.0236 | 3.1413 | 3.3582 | 4.2514 | 4.2731 | 3.5019 | 3.0408 | 2.1938 | 1.8538 | 1.9579 | 2.4057 | 2.5278 | 2.9126 | 3.6663 | 4.7148 | 5.22 | 5.1965 | 5.0882 | 5.2313 | 4.6738 | 4.2049
2047-02-23 | 4.055 | 3.4846 | 3.2 | 3.0808 | 2.9451 | 3.3949 | 3.6177 | 3.6102 | 3.2037 | 2.6089 | 2.1324 | 1.5683 | 1.8619 | 2.1192 | 2.1515 | 2.4264 | 3.3936 | 4.5803 | 4.5316 | 4.8147 | 4.6517 | 4.2943 | 4.078 | 3.7402
2047-02-24 | 3.8504 | 3.2861 | 3.1583 | 3.0877 | 2.9029 | 3.0368 | 3.3459 | 3.6922 | 3.1194 | 2.518 | 2.3961 | 2.1759 | 2.1675 | 2.0509 | 2.6161 | 2.8286 | 3.3457 | 4.5794 | 5.505 | 5.5166 | 4.5587 | 4.0132 | 3.6338 | 3.2353
2047-02-25 | 3.1789 | 3.1124 | 2.8763 | 2.8937 | 3.1271 | 3.3858 | 4.3653 | 4.1713 | 3.7785 | 3.0651 | 2.5278 | 1.9618 | 2.2333 | 2.2813 | 2.5912 | 3.0072 | 4.1477 | 4.9239 | 5.5934 | 5.4207 | 5.1806 | 4.9259 | 4.1426 | 3.6514
2047-02-26 | 3.3813 | 3.226 | 2.9639 | 3.0904 | 3.0346 | 3.6449 | 4.1467 | 4.0449 | 3.3962 | 2.8141 | 2.0745 | 1.7618 | 1.9724 | 1.9239 | 2.0764 | 2.3645 | 3.556 | 4.4267 | 5.4773 | 5.8304 | 5.2298 | 4.6623 | 4.4691 | 4.2136
2047-02-27 | 3.5532 | 3.2813 | 2.8486 | 2.7268 | 2.6917 | 3.3755 | 3.8476 | 3.6681 | 3.906 | 3.3599 | 2.6817 | 2.158 | 2.028 | 1.8234 | 2.3613 | 3.1657 | 4.3693 | 4.2915 | 5.4151 | 5.8858 | 5.4308 | 5.2013 | 4.7396 | 3.801
2047-02-28 | 3.5092 | 3.3584 | 3.4668 | 3.1858 | 3.0788 | 3.4122 | 4.664 | 4.8985 | 4.2329 | 3.1179 | 2.2579 | 2.1548 | 2.1191 | 2.0548 | 2.6585 | 2.9723 | 3.5526 | 4.3887 | 5.3542 | 5.5289 | 5.0684 | 4.7018 | 4.3159 | 3.8125
2047-03-01 | 3.6527 | 3.4176 | 3.4706 | 3.5578 | 3.1168 | 3.2505 | 3.8329 | 3.9519 | 3.2749 | 2.3051 | 2.1269 | 2.1248 | 2.4327 | 2.3787 | 2.0899 | 3.1227 | 3.8697 | 4.4493 | 5.1549 | 5.4325 | 4.9508 | 4.6455 | 4.9636 | 4.6484
2047-03-02 | 3.5716 | 3.5623 | 3.4147 | 3.2023 | 3.0855 | 3.2144 | 3.7489 | 3.6591 | 2.7846 | 2.8994 | 2.9635 | 2.2562 | 2.0964 | 2.1481 | 2.2773 | 2.3403 | 3.2292 | 4.1632 | 4.6843 | 4.3258 | 4.2615 | 4.556 | 4.2303 | 3.6759
2047-03-03 | 3.7202 | 3.3844 | 3.0645 | 3.0304 | 2.9143 | 3.1974 | 3.1337 | 3.0187 | 2.8134 | 2.7285 | 2.3674 | 2.093 | 1.8671 | 1.9974 | 1.9899 | 2.0856 | 2.693 | 3.8692 | 5.0846 | 5.286 | 4.5655 | 3.7802 | 3.5093 | 3.2371
2047-03-04 | 3.3137 | 3.0926 | 2.9512 | 2.8285 | 2.8541 | 3.4004 | 4.4586 | 3.9418 | 3.5188 | 2.4087 | 1.8536 | 1.4049 | 1.422 | 1.6326 | 1.6541 | 2.0121 | 3.0348 | 4.3408 | 5.4135 | 5.8441 | 5.1991 | 4.6064 | 4.1202 | 3.8617
2047-03-05 | 3.6843 | 3.3894 | 3.0964 | 3.1692 | 3.1261 | 3.6436 | 4.8021 | 4.1583 | 3.4988 | 2.9281 | 2.2504 | 1.8075 | 1.6967 | 2.0642 | 1.9674 | 1.8793 | 2.6022 | 4.2121 | 5.3322 | 5.7222 | 5.1565 | 4.4483 | 4.1798 | 3.5192
2047-03-06 | 3.3994 | 3.3565 | 3.0856 | 3.0241 | 2.9498 | 3.1609 | 4.2961 | 3.7222 | 2.7859 | 1.8695 | 1.3889 | 1.5014 | 1.9828 | 1.7066 | 1.558 | 1.8513 | 2.7592 | 3.6328 | 4.9833 | 5.6428 | 5.0685 | 4.2098 | 4.1858 | 3.8116
2047-03-07 | 3.2658 | 3.1067 | 3.1284 | 2.8818 | 2.8418 | 3.096 | 3.7669 | 4.4012 | 3.5566 | 2.8828 | 2.41 | 2.0696 | 1.9498 | 2.1778 | 2.5433 | 2.7617 | 3.1856 | 3.9005 | 5.4066 | 5.7624 | 5.1231 | 4.5066 | 4.1063 | 3.6844
2047-03-08 | 3.3544 | 3.2201 | 3.264 | 2.9995 | 2.955 | 3.3098 | 4.3178 | 3.8143 | 3.1859 | 2.6558 | 1.8556 | 1.6727 | 1.9293 | 1.8325 | 1.5489 | 1.9578 | 2.8325 | 3.5101 | 4.3491 | 4.6953 | 4.2441 | 4.4903 | 4.4048 | 4.0051
2047-03-09 | 3.4619 | 3.1147 | 2.988 | 2.9779 | 2.913 | 3.0523 | 3.262 | 3.2561 | 2.5432 | 1.855 | 1.3576 | 0.56605 | 0.7015 | 0.73196 | 1.035 | 1.6699 | 2.7345 | 3.2284 | 4.1314 | 4.6452 | 4.2543 | 3.7679 | 3.5015 | 3.281
2047-03-10 | 3.3468 | 2.9848 | 2.8859 | 2.8608 | 2.8809 | 2.7564 | 2.8854 | 3.1336 | 3.3191 | 3.1164 | 2.0868 | 2.1039 | 2.2763 | 1.6885 | 1.7864 | 2.4367 | 3.3513 | 3.9146 | 4.7425 | 4.5616 | 4.0454 | 3.6888 | 3.7538 | 3.1464
2047-03-11 | 3.0662 | 3.0119 | 2.7583 | 2.7046 | 2.7691 | 2.9751 | 4.181 | 4.5228 | 3.6626 | 2.4498 | 2.5149 | 2.3336 | 2.7207 | 2.3371 | 2.377 | 3.4058 | 3.7471 | 4.4596 | 5.6306 | 5.5945 | 4.6491 | 4.263 | 4.2404 | 3.4458
2047-03-12 | 3.2065 | 2.4757 | 2.0629 | 2.2985 | 2.847 | 3.1782 | 4.5967 | 4.6724 | 3.705 | 3.5773 | 3.3031 | 3.2756 | 3.4015 | 3.5648 | 3.6394 | 3.5599 | 4.1802 | 4.7978 | 5.8511 | 5.7019 | 5.2152 | 4.7423 | 4.2145 | 3.6232
2047-03-13 | 3.2646 | 3.2482 | 2.96 | 2.7194 | 2.8121 | 3.2197 | 3.9782 | 4.4837 | 4.0726 | 2.997 | 2.6311 | 2.1582 | 2.6516 | 2.3535 | 2.3194 | 3.923 | 4.2561 | 4.5208 | 5.8073 | 6.0269 | 5.476 | 4.7038 | 4.3543 | 4.2617
2047-03-14 | 3.5443 | 3.319 | 3.3452 | 2.9806 | 3.0148 | 3.6193 | 4.6855 | 4.6627 | 3.8417 | 2.923 | 2.4661 | 2.0553 | 1.7462 | 1.7642 | 2.3961 | 3.1594 | 3.9405 | 4.9994 | 5.8459 | 6.1854 | 5.6215 | 4.873 | 4.2626 | 3.9763
2047-03-15 | 3.3764 | 3.1432 | 3.0072 | 2.9997 | 3.0293 | 3.1165 | 3.7111 | 4.0311 | 3.5268 | 3.2068 | 3.0068 | 2.628 | 2.2745 | 2.5563 | 3.0243 | 3.3993 | 4.2629 | 4.3326 | 5.2602 | 5.6344 | 5.2725 | 5.0377 | 4.6794 | 4.2884
2047-03-16 | 3.8383 | 3.4364 | 3.1284 | 3.155 | 3.321 | 3.1522 | 3.4566 | 3.2486 | 2.6962 | 2.0893 | 1.7106 | 1.3127 | 1.2824 | 1.5861 | 1.6971 | 1.8134 | 2.6218 | 3.952 | 4.7946 | 4.9695 | 4.5932 | 4.6255 | 4.0253 | 3.7253
2047-03-17 | 3.7609 | 3.5307 | 3.1415 | 3.0301 | 2.9179 | 3.2144 | 3.4881 | 3.2761 | 2.6399 | 2.5121 | 2.1066 | 2.2228 | 1.9259 | 1.8534 | 1.6382 | 1.3908 | 2.0581 | 3.2651 | 4.9622 | 5.1433 | 4.7517 | 4.2776 | 3.8968 | 3.477
2047-03-18 | 3.4317 | 3.2511 | 2.9233 | 2.6604 | 2.7003 | 2.9994 | 3.194 | 3.4048 | 3.3768 | 2.6646 | 2.1359 | 1.5621 | 2.1167 | 3.2619 | 2.7863 | 2.6942 | 3.3457 | 3.8281 | 4.7817 | 5.5166 | 5.1478 | 4.3442 | 3.9198 | 3.8534
2047-03-19 | 3.5097 | 3.0555 | 2.9158 | 3.0847 | 2.9884 | 3.2211 | 3.6433 | 3.9478 | 3.8175 | 3.6887 | 2.9792 | 2.2594 | 2.1918 | 2.6355 | 2.8812 | 3.1548 | 4.2762 | 4.7512 | 5.3295 | 5.5277 | 5.0896 | 4.5594 | 3.8833 | 3.6809
2047-03-20 | 3.3499 | 3.067 | 2.9901 | 2.9608 | 2.9688 | 3.6084 | 3.8459 | 3.9179 | 3.5499 | 2.6243 | 2.2792 | 1.8514 | 2.3498 | 2.0209 | 2.252 | 3.1691 | 3.8527 | 4.7845 | 5.4574 | 5.5061 | 4.7588 | 4.1268 | 3.8978 | 3.7651
2047-03-21 | 3.6962 | 3.3467 | 3.0809 | 2.9839 | 3.1568 | 3.3084 | 4.021 | 3.9289 | 3.948 | 3.7696 | 2.7997 | 1.834 | 2.079 | 2.5068 | 2.8449 | 3.2484 | 3.7772 | 4.9505 | 5.6198 | 5.7631 | 4.9829 | 4.6111 | 4.3308 | 3.9576
2047-03-22 | 3.7813 | 3.4957 | 3.1942 | 3.1263 | 3.0075 | 3.3107 | 4.0985 | 3.6872 | 3.0391 | 2.9071 | 2.3646 | 2.1833 | 2.2521 | 2.6933 | 2.6622 | 3.5488 | 4.0734 | 5.0682 | 4.9845 | 5.0088 | 5.0658 | 5.0367 | 4.4896 | 4.2771
2047-03-23 | 3.8415 | 3.429 | 3.1419 | 3.0616 | 3.3527 | 3.3855 | 3.8856 | 4.0404 | 4.0755 | 4.4807 | 4.0181 | 3.2341 | 2.9594 | 2.8901 | 2.9664 | 3.0771 | 3.266 | 3.8935 | 3.9607 | 4.4049 | 4.3393 | 3.8798 | 3.6828 | 3.4799
2047-03-24 | 3.3457 | 2.9912 | 2.8704 | 2.7341 | 2.6418 | 2.6743 | 2.8167 | 2.8474 | 2.5 | 2.1153 | 1.49 | 0.88179 | 1.0328 | 1.1322 | 1.1755 | 1.7102 | 2.4332 | 3.2884 | 4.141 | 5.0281 | 4.7993 | 4.2803 | 4.0511 | 3.8704
2047-03-25 | 3.4041 | 2.9971 | 2.9046 | 2.9624 | 3.0945 | 3.3269 | 3.731 | 3.5488 | 3.2321 | 3.4817 | 2.2608 | 2.152 | 2.0555 | 1.7965 | 1.6251 | 1.6525 | 2.5931 | 3.6546 | 4.8731 | 5.6123 | 5.1268 | 4.4509 | 4.4637 | 3.843
2047-03-26 | 3.1564 | 3.1817 | 3.1138 | 2.941 | 2.9085 | 3.1294 | 4.1734 | 3.6384 | 2.5132 | 1.9712 | 1.7843 | 1.419 | 1.4774 | 1.6112 | 1.6576 | 1.6378 | 2.7611 | 4.2994 | 4.9178 | 5.4891 | 5.2321 | 4.8764 | 4.3146 | 4.0122
2047-03-27 | 3.4353 | 3.2032 | 3.077 | 3.0354 | 3.0023 | 3.5526 | 3.8217 | 3.7553 | 3.1956 | 2.3655 | 1.9586 | 1.6986 | 1.9311 | 1.7184 | 1.1659 | 1.7903 | 3.181 | 4.3907 | 5.1349 | 5.8003 | 5.5042 | 5.051 | 4.5109 | 4.1643
2047-03-28 | 3.7422 | 3.165 | 3.0822 | 3.216 | 3.2463 | 3.5131 | 3.9164 | 3.9897 | 3.259 | 2.5712 | 2.0641 | 1.7949 | 1.8787 | 2.0273 | 2.0583 | 2.1301 | 3.4664 | 4.5321 | 5.2665 | 5.9431 | 5.6724 | 5.208 | 4.3483 | 3.8983
2047-03-29 | 3.7461 | 3.2392 | 3.0467 | 2.9462 | 2.9327 | 3.0388 | 3.5829 | 3.5107 | 2.6195 | 1.9616 | 1.4964 | 1.4383 | 1.515 | 1.5984 | 1.4111 | 1.6819 | 3.0367 | 3.9731 | 4.8017 | 5.483 | 5.2319 | 4.9373 | 4.4307 | 4.1152
2047-03-30 | 3.7164 | 3.327 | 3.0243 | 2.9383 | 3.0615 | 3.1425 | 3.289 | 3.1233 | 2.4827 | 2.7506 | 2.2684 | 2.3844 | 2.7369 | 2.8058 | 2.3159 | 2.5373 | 2.6153 | 3.9649 | 4.1624 | 4.8172 | 4.5647 | 4.324 | 3.8893 | 3.5611
2047-03-31 | 3.6585 | 3.1659 | 2.9939 | 2.9289 | 2.7827 | 2.8544 | 2.7579 | 2.8057 | 2.7319 | 2.3456 | 1.9761 | 2.2085 | 2.1367 | 1.959 | 1.9001 | 2.3331 | 2.8634 | 3.771 | 4.8163 | 5.3628 | 4.7392 | 4.5072 | 4.4333 | 4.0424
2047-04-01 | 3.6561 | 3.2189 | 3.1533 | 3.1245 | 3.1525 | 3.6716 | 5.1165 | 4.8167 | 4.7797 | 4.281 | 3.8413 | 3.2641 | 4.1589 | 4.1571 | 4.2061 | 3.8915 | 5.1804 | 5.806 | 6.0006 | 5.5619 | 4.8061 | 4.3542 | 3.8935 | 3.7275
2047-04-02 | 3.3467 | 3.0908 | 3.0008 | 2.6845 | 2.4554 | 2.5208 | 2.9667 | 3.9579 | 3.1406 | 2.4349 | 2.8731 | 2.4146 | 2.0532 | 2.1379 | 2.7487 | 3.0658 | 4.2814 | 5.278 | 5.5962 | 5.6947 | 5.5127 | 4.9599 | 4.3208 | 4.1253
2047-04-03 | 3.4395 | 3.1083 | 3.0279 | 3.0224 | 2.9804 | 3.3643 | 4.2542 | 4.8033 | 3.4752 | 3.3545 | 3.621 | 3.2884 | 2.243 | 2.3345 | 2.5998 | 2.8913 | 4.0654 | 5.0375 | 5.7544 | 5.9966 | 5.5754 | 5.1701 | 4.501 | 3.7325
2047-04-04 | 3.603 | 3.3661 | 3.2664 | 3.4119 | 3.2186 | 3.6124 | 4.5624 | 4.3658 | 4.4975 | 4.232 | 3.5062 | 3.7664 | 2.6907 | 2.7058 | 3.4749 | 3.5111 | 4.5762 | 4.8554 | 5.6751 | 6.0956 | 5.6416 | 4.934 | 5.1909 | 4.4986
2047-04-05 | 3.5253 | 3.236 | 3.121 | 3.1244 | 3.1352 | 3.1835 | 3.3204 | 3.6721 | 3.4455 | 2.7968 | 2.3323 | 2.0229 | 2.085 | 1.988 | 2.2601 | 2.8934 | 3.0248 | 4.1078 | 5.4879 | 5.8623 | 5.2561 | 4.8076 | 4.5899 | 3.9993
2047-04-06 | 3.7523 | 3.4496 | 3.0717 | 3.0263 | 3.1489 | 3.366 | 3.1232 | 3.213 | 3.0772 | 2.7094 | 2.6261 | 2.4193 | 2.4905 | 2.4977 | 2.321 | 3.2081 | 3.8189 | 4.6652 | 5.4611 | 5.3662 | 4.6757 | 4.947 | 4.908 | 3.9291
2047-04-07 | 3.5885 | 3.3735 | 3.576 | 3.1372 | 3.0158 | 2.9559 | 3.0189 | 3.2558 | 2.8076 | 3.1158 | 2.9203 | 2.5409 | 2.3193 | 2.1933 | 2.4525 | 2.3072 | 3.2252 | 3.8461 | 4.6891 | 5.4164 | 4.9773 | 4.6099 | 3.9203 | 3.3969
2047-04-08 | 3.2126 | 3.076 | 3.1925 | 3.0159 | 3.0133 | 3.2605 | 4.3606 | 4.2675 | 3.2758 | 2.4062 | 1.8933 | 1.802 | 1.6951 | 1.8346 | 1.9058 | 1.8314 | 2.6007 | 4.1647 | 5.2919 | 5.9287 | 5.275 | 4.5164 | 3.9776 | 3.5096
2047-04-09 | 3.3333 | 3.2143 | 2.9979 | 2.9332 | 3.1134 | 3.4161 | 3.8629 | 3.5228 | 2.8253 | 2.0625 | 1.7149 | 1.5329 | 1.6745 | 1.8855 | 1.6284 | 1.8465 | 2.9322 | 4.3455 | 5.1945 | 5.822 | 5.5378 | 4.8003 | 4.1644 | 3.6086
2047-04-10 | 3.4395 | 3.2282 | 3.0252 | 2.9871 | 2.988 | 3.2129 | 3.4621 | 3.4863 | 2.8054 | 2.1708 | 1.8575 | 1.8137 | 1.844 | 1.9413 | 1.6614 | 2.5276 | 3.2961 | 4.125 | 5.5749 | 6.0143 | 5.5766 | 4.4382 | 3.99 | 4.0851
2047-04-11 | 3.3938 | 3.1528 | 3.1011 | 3.1585 | 3.2145 | 3.3378 | 3.8175 | 3.6749 | 2.9372 | 2.3369 | 2.0172 | 1.6992 | 1.7503 | 1.8301 | 1.5819 | 1.8605 | 3.3095 | 4.2761 | 5.1412 | 6.0658 | 5.5332 | 4.848 | 4.1281 | 3.9467
2047-04-12 | 3.2765 | 3.0937 | 3.0082 | 2.9904 | 2.9461 | 3.0884 | 3.9745 | 3.9596 | 3.1847 | 2.3762 | 2.0604 | 2.0251 | 2.1639 | 2.1793 | 1.6798 | 2.4583 | 3.7463 | 4.9169 | 5.5603 | 5.8141 | 5.2589 | 4.653 | 4.6429 | 4.088
2047-04-13 | 3.9947 | 3.5114 | 3.2204 | 3.1625 | 3.2384 | 3.3796 | 2.9603 | 2.8928 | 2.7751 | 2.3783 | 2.0201 | 1.8647 | 1.7124 | 1.8887 | 1.5133 | 1.8633 | 2.9111 | 4.0306 | 4.8104 | 5.1255 | 4.2389 | 4.094 | 4.2814 | 3.8595
2047-04-14 | 4.0509 | 3.5517 | 3.244 | 3.1607 | 3.1873 | 3.444 | 3.4152 | 3.0075 | 2.2598 | 1.9655 | 2.0974 | 2.0203 | 1.9589 | 1.7759 | 1.7479 | 1.9922 | 2.6277 | 3.5195 | 5.1672 | 5.7247 | 5.4093 | 4.9824 | 4.5121 | 3.7229
2047-04-15 | 3.4537 | 3.4825 | 3.4007 | 3.1649 | 3.1293 | 3.9406 | 4.5503 | 3.9593 | 3.5714 | 2.481 | 2.0199 | 1.9041 | 1.9407 | 2.196 | 1.8382 | 1.9198 | 3.0427 | 4.7334 | 5.7798 | 5.8618 | 5.338 | 4.5879 | 3.8926 | 3.5105
2047-04-16 | 3.4486 | 3.1873 | 3.0098 | 3.0149 | 3.1857 | 3.2934 | 3.8069 | 4.0565 | 4.0749 | 3.5406 | 2.3837 | 2.0464 | 2.1863 | 2.0519 | 1.6409 | 2.4065 | 3.3285 | 4.398 | 5.5273 | 5.8708 | 5.2315 | 4.1692 | 3.9129 | 3.515
2047-04-17 | 3.2218 | 3.2388 | 3.0561 | 2.9768 | 2.9644 | 3.1923 | 3.746 | 3.5318 | 2.5526 | 2.108 | 1.854 | 1.5391 | 1.4101 | 1.7369 | 1.7572 | 1.8773 | 3.1953 | 4.4865 | 5.4111 | 5.9513 | 5.3862 | 4.5177 | 3.9412 | 3.6072
2047-04-18 | 3.4494 | 3.4616 | 3.1641 | 3.0803 | 3.0551 | 3.7182 | 4.1916 | 3.7773 | 4.1567 | 3.2559 | 3.2644 | 3.0793 | 3.6255 | 3.3015 | 3.0877 | 3.4669 | 4.5581 | 5.2619 | 5.3904 | 5.9784 | 5.6892 | 4.7504 | 4.7838 | 4.5625
2047-04-19 | 3.6933 | 3.3439 | 3.2247 | 3.0692 | 2.9915 | 3.3678 | 3.5151 | 3.8482 | 4.0423 | 3.5958 | 2.764 | 2.4624 | 2.6734 | 2.3389 | 2.0639 | 2.0834 | 3.1916 | 4.3495 | 4.5397 | 4.9537 | 4.9385 | 4.4275 | 4.318 | 4.0746
2047-04-20 | 3.5048 | 3.1015 | 2.9901 | 2.9249 | 2.9395 | 2.9753 | 3.4338 | 2.9948 | 2.6237 | 2.5231 | 2.0327 | 1.6007 | 1.782 | 1.615 | 1.9571 | 2.1824 | 2.8114 | 3.0508 | 4.2885 | 5.0936 | 4.7407 | 3.9435 | 3.9809 | 3.9649
2047-04-21 | 3.3334 | 3.1601 | 3.1942 | 3.1336 | 3.0142 | 2.9617 | 2.9775 | 2.6396 | 2.5024 | 2.0694 | 1.8458 | 1.6045 | 1.7363 | 1.3842 | 1.7715 | 1.9569 | 2.6193 | 3.8858 | 4.7624 | 5.587 | 5.2046 | 4.2924 | 3.8799 | 3.793
2047-04-22 | 3.3753 | 3.0136 | 2.9255 | 2.8722 | 2.9422 | 3.3529 | 4.177 | 3.348 | 3.3743 | 3.3404 | 2.8342 | 2.1127 | 1.9238 | 2.1005 | 1.6892 | 2.3149 | 3.3721 | 4.4965 | 5.3794 | 5.9744 | 5.3807 | 4.5213 | 4.0249 | 3.5867
2047-04-23 | 3.3695 | 3.364 | 3.0251 | 2.9332 | 2.9362 | 3.0146 | 3.6487 | 2.9294 | 3.0463 | 2.1463 | 1.9864 | 2.1098 | 1.9309 | 1.9288 | 2.4944 | 2.2138 | 2.8394 | 4.1584 | 5.2949 | 5.7523 | 5.2467 | 4.2664 | 3.7619 | 3.4693
2047-04-24 | 3.2381 | 3.1487 | 3.1448 | 2.9778 | 2.9545 | 3.3243 | 3.7203 | 3.5681 | 3.2248 | 2.7008 | 2.1146 | 1.7496 | 1.7791 | 1.8673 | 1.5292 | 1.6894 | 2.8057 | 4.3606 | 5.3424 | 5.9922 | 5.4527 | 4.1743 | 3.4791 | 3.2819
2047-04-25 | 3.2639 | 3.1124 | 2.8456 | 2.8903 | 2.9464 | 2.9109 | 3.11 | 3.2011 | 2.9839 | 2.6653 | 2.3878 | 2.1334 | 1.9186 | 2.2047 | 1.9838 | 2.7403 | 4.2359 | 4.7266 | 5.4157 | 6.0332 | 5.6092 | 4.636 | 3.8503 | 3.5031
2047-04-26 | 3.4065 | 3.1904 | 3.0347 | 2.9297 | 2.9195 | 3.1199 | 3.8911 | 3.8181 | 3.9103 | 4.0753 | 3.7807 | 3.4316 | 3.0776 | 2.8977 | 2.9227 | 3.4011 | 3.7002 | 3.9577 | 5.0199 | 5.4007 | 4.6786 | 4.5207 | 4.5913 | 3.6466
2047-04-27 | 3.1928 | 3.1393 | 2.9941 | 2.9498 | 2.951 | 3.2124 | 3.1489 | 3.2133 | 2.959 | 2.6292 | 2.6646 | 2.2249 | 2.1203 | 2.2815 | 2.1769 | 2.2974 | 2.4012 | 3.4175 | 4.3811 | 4.0447 | 3.7683 | 3.9339 | 3.4815 | 3.1325
2047-04-28 | 3.1157 | 3.1418 | 2.9359 | 2.8285 | 2.8707 | 2.9017 | 3.1181 | 2.6633 | 2.3173 | 2.1874 | 1.9112 | 1.6394 | 1.7275 | 2.0826 | 2.3742 | 2.3275 | 2.5876 | 3.3933 | 4.0765 | 4.53 | 4.4778 | 4.0578 | 3.3766 | 3.1775
2047-04-29 | 3.2407 | 3.0138 | 2.9169 | 2.8935 | 2.9609 | 3.2734 | 3.5801 | 3.5408 | 3.8057 | 2.4594 | 1.9887 | 2.0484 | 2.114 | 2.0918 | 2.2979 | 2.6815 | 2.6557 | 3.5137 | 5.0968 | 5.3819 | 4.9321 | 4.8585 | 4.4989 | 3.4905
2047-04-30 | 3.3634 | 3.2435 | 2.9967 | 2.9834 | 2.9859 | 3.1656 | 3.7388 | 2.7447 | 2.5195 | 2.3179 | 2.1571 | 1.7165 | 1.5613 | 1.7494 | 2.2057 | 2.9478 | 3.9934 | 4.72 | 5.03 | 5.6227 | 5.0044 | 4.3024 | 3.7727 | 3.494
2047-05-01 | 3.2592 | 3.0356 | 2.8802 | 2.8006 | 2.8394 | 3.0188 | 3.619 | 4.2746 | 4.2079 | 4.0071 | 2.9293 | 3.4747 | 3.5159 | 3.0911 | 3.4828 | 3.5166 | 3.86 | 4.4895 | 5.5271 | 5.7997 | 4.845 | 4.0196 | 4.3169 | 3.4788
2047-05-02 | 3.1865 | 3.1851 | 2.8869 | 2.6441 | 2.6684 | 2.8975 | 3.4658 | 3.0964 | 3.138 | 2.843 | 2.2193 | 2.3652 | 2.8577 | 3.2151 | 3.1934 | 3.6037 | 3.5625 | 5.0147 | 5.3758 | 5.5802 | 5.3565 | 5.0849 | 4.5305 | 3.7465
2047-05-03 | 3.3356 | 3.0878 | 3.129 | 3.0892 | 3.0424 | 3.4314 | 4.4745 | 4.4317 | 3.6577 | 2.8315 | 3.6582 | 3.5583 | 3.3926 | 2.3317 | 2.7464 | 3.5875 | 3.9762 | 4.3226 | 5.5061 | 5.4727 | 4.9028 | 5.071 | 4.8323 | 3.8897
2047-05-04 | 3.3222 | 3.1436 | 2.8811 | 2.734 | 2.6928 | 2.8123 | 2.9835 | 2.5752 | 2.2536 | 2.2974 | 2.2611 | 2.1186 | 2.0199 | 2.1014 | 2.0422 | 2.1627 | 2.7449 | 3.7633 | 4.6567 | 4.4728 | 4.3763 | 4.3009 | 3.8261 | 3.2541
2047-05-05 | 3.1096 | 3.1073 | 2.9884 | 2.8588 | 2.8445 | 2.8254 | 2.8224 | 2.6218 | 2.3288 | 2.0317 | 1.882 | 1.5522 | 1.1016 | 1.2845 | 1.4099 | 1.4132 | 2.0249 | 2.8548 | 4.4547 | 5.1117 | 4.6126 | 3.7028 | 3.8302 | 3.3066
2047-05-06 | 3.0827 | 2.9772 | 2.9945 | 2.8255 | 2.8927 | 3.1872 | 4.2628 | 3.5247 | 2.7278 | 2.4404 | 2.0622 | 1.954 | 2.177 | 2.043 | 1.6329 | 1.8544 | 2.7681 | 4.1731 | 4.8255 | 5.462 | 5.0532 | 4.3886 | 3.5592 | 3.3895
2047-05-07 | 3.2244 | 2.9088 | 2.6474 | 2.6867 | 2.8526 | 2.8385 | 3.0275 | 3.3078 | 3.778 | 3.474 | 2.9061 | 3.8177 | 3.5377 | 4.1386 | 3.7091 | 3.0778 | 3.8611 | 4.5892 | 5.272 | 5.9604 | 5.4845 | 4.7484 | 4.2333 | 4.0869
2047-05-08 | 3.2669 | 3.0804 | 2.9639 | 2.9191 | 2.9015 | 3.1673 | 3.8318 | 3.9039 | 2.9796 | 2.4566 | 1.9579 | 1.7408 | 1.791 | 1.78 | 2.1325 | 2.4578 | 2.9416 | 4.1095 | 5.3855 | 5.9532 | 5.7889 | 4.8987 | 4.156 | 3.6133
2047-05-09 | 3.3634 | 3.3096 | 3.0585 | 2.9462 | 2.9183 | 3.2606 | 4.3868 | 3.7154 | 3.2579 | 2.558 | 2.4004 | 2.3634 | 2.1289 | 2.0388 | 2.4558 | 2.5655 | 3.5263 | 4.839 | 5.8634 | 6.0021 | 5.727 | 5.0531 | 4.5022 | 3.9834
2047-05-10 | 3.537 | 3.2707 | 3.2095 | 3.267 | 3.2982 | 3.4847 | 4.0093 | 3.7276 | 3.2774 | 2.6674 | 2.1429 | 1.9851 | 2.393 | 2.4728 | 2.762 | 2.708 | 3.1758 | 3.7566 | 4.9729 | 5.7486 | 5.3211 | 4.63 | 4.2975 | 4.1636
2047-05-11 | 3.2984 | 3.1178 | 3.1886 | 2.951 | 2.905 | 2.9496 | 3.176 | 2.9693 | 2.1888 | 1.6412 | 1.2978 | 1.1002 | 1.0649 | 1.2029 | 1.2416 | 1.601 | 2.3471 | 3.7421 | 4.6876 | 5.228 | 4.6078 | 3.9064 | 3.8161 | 3.4467
2047-05-12 | 3.3469 | 3.2392 | 2.9789 | 2.9316 | 2.8907 | 2.8771 | 3.1098 | 2.709 | 2.1679 | 1.8752 | 1.7897 | 1.6402 | 1.5658 | 1.4059 | 1.2366 | 1.6798 | 2.383 | 3.9103 | 4.8378 | 5.3308 | 4.6518 | 4.0568 | 3.9462 | 3.5844
2047-05-13 | 3.3496 | 3.0902 | 2.8901 | 2.8164 | 2.7453 | 2.9065 | 3.3091 | 2.9947 | 3.4187 | 3.1886 | 2.6397 | 2.7581 | 2.8083 | 2.2504 | 1.984 | 2.5075 | 4.3031 | 5.196 | 5.6841 | 5.3614 | 4.5988 | 3.9281 | 4.1207 | 3.5648
2047-05-14 | 3.107 | 3.097 | 2.9938 | 2.8593 | 2.8722 | 3.0082 | 4.1921 | 3.8301 | 2.9696 | 2.9377 | 2.2815 | 1.7502 | 1.5939 | 1.8475 | 1.9963 | 2.3541 | 3.7039 | 4.8206 | 5.156 | 5.4452 | 5.2469 | 4.6351 | 3.9033 | 3.9236
2047-05-15 | 3.2966 | 3.024 | 2.9189 | 2.8306 | 2.9066 | 3.1041 | 3.3163 | 2.6253 | 2.3527 | 2.0157 | 1.869 | 1.7476 | 1.6161 | 1.7916 | 1.6009 | 1.8908 | 3.08 | 4.5906 | 5.4654 | 5.9248 | 5.941 | 5.3424 | 4.3325 | 3.8215
2047-05-16 | 3.3667 | 3.4232 | 3.0862 | 2.8781 | 2.9052 | 3.3123 | 4.3059 | 4.0386 | 3.3673 | 3.1535 | 2.4664 | 2.4555 | 2.6695 | 2.7695 | 3.2795 | 3.7883 | 4.5647 | 5.0716 | 5.7212 | 5.9807 | 5.6315 | 5.1569 | 4.3189 | 3.8056
2047-05-17 | 3.4896 | 3.2524 | 3.129 | 3.0274 | 2.9532 | 2.9633 | 3.3392 | 3.5725 | 3.2327 | 2.3147 | 1.871 | 1.8182 | 1.8981 | 1.8413 | 1.4527 | 2.1753 | 3.0343 | 3.7113 | 4.9349 | 5.4461 | 4.6856 | 4.7216 | 4.8017 | 4.1119
2047-05-18 | 3.3487 | 2.9776 | 2.8896 | 2.8544 | 2.8833 | 3.0283 | 2.7429 | 2.4575 | 2.131 | 1.7357 | 1.4696 | 1.0696 | 1.2002 | 1.2544 | 0.91746 | 1.5493 | 2.495 | 3.0852 | 3.8514 | 4.8161 | 4.3939 | 3.9075 | 3.6403 | 3.5683
2047-05-19 | 3.2914 | 3.0103 | 2.9325 | 2.9853 | 2.7948 | 2.5615 | 2.4826 | 2.3472 | 2.1341 | 1.6916 | 1.3598 | 1.0627 | 1.3231 | 1.1632 | 1.1301 | 1.6048 | 2.5975 | 4.2324 | 5.2879 | 5.4138 | 4.949 | 3.9604 | 3.6152 | 3.2705
2047-05-20 | 3.2118 | 3.0932 | 2.8679 | 2.8158 | 2.8461 | 3.0757 | 3.6047 | 3.4897 | 2.9084 | 2.2657 | 1.9953 | 1.9742 | 1.8775 | 2.3389 | 1.9776 | 2.1422 | 3.9164 | 4.8503 | 5.3436 | 5.6791 | 5.1632 | 4.0115 | 3.7562 | 3.3109
2047-05-21 | 3.2902 | 3.1347 | 2.8983 | 2.9013 | 3.094 | 3.2266 | 3.6405 | 3.3491 | 3.2034 | 2.4872 | 2.1056 | 2.3512 | 2.1141 | 2.3553 | 1.7652 | 2.6736 | 3.3954 | 4.2872 | 5.4163 | 5.92 | 5.5201 | 4.5894 | 4.3009 | 3.976
2047-05-22 | 3.2799 | 3.0578 | 2.9892 | 2.9551 | 3.2234 | 3.357 | 3.8468 | 3.7575 | 3.4873 | 2.7204 | 2.5769 | 2.6153 | 2.1119 | 1.9888 | 1.9751 | 2.5901 | 3.2368 | 4.0642 | 5.4293 | 5.88 | 5.6847 | 4.7389 | 4.4277 | 4.1915
2047-05-23 | 3.3827 | 3.2042 | 3.1902 | 2.832 | 2.8452 | 2.9852 | 3.399 | 3.2005 | 2.5005 | 2.1842 | 1.9318 | 1.8504 | 1.7912 | 1.8895 | 1.8321 | 2.045 | 3.0759 | 4.1667 | 5.1081 | 5.4791 | 5.0757 | 4.4287 | 4.3097 | 4.0205
2047-05-24 | 3.5392 | 3.2389 | 3.0897 | 2.9236 | 2.9309 | 2.8733 | 3.1769 | 2.603 | 2.4541 | 2.152 | 1.8672 | 1.9125 | 1.9848 | 1.8688 | 1.4978 | 2.2453 | 3.0046 | 4.4842 | 4.8764 | 4.9699 | 4.3753 | 4.1335 | 4.0642 | 3.7873
2047-05-25 | 3.5214 | 3.1979 | 2.9332 | 2.936 | 3.0419 | 2.8345 | 2.7905 | 2.4485 | 2.3814 | 2.0156 | 1.5466 | 1.7156 | 1.6979 | 1.6854 | 1.4795 | 2.2102 | 2.9385 | 3.569 | 4.3103 | 4.8891 | 4.5513 | 3.7182 | 3.9357 | 3.6956
2047-05-26 | 3.221 | 3.0943 | 3.1671 | 2.943 | 2.8533 | 2.8437 | 2.7371 | 2.857 | 2.2964 | 2.0453 | 1.8751 | 1.7395 | 2.0075 | 1.9999 | 1.8268 | 2.6173 | 3.1482 | 4.1129 | 4.7976 | 4.9176 | 4.4562 | 3.7431 | 3.5216 | 3.2757
2047-05-27 | 3.2524 | 3.1337 | 2.8914 | 2.8476 | 2.9714 | 2.9514 | 3.0322 | 2.5502 | 2.1552 | 2.0718 | 1.981 | 1.6743 | 1.4517 | 1.6934 | 1.6922 | 2.2004 | 2.7682 | 3.4975 | 4.9428 | 5.5139 | 5.1759 | 4.553 | 3.8534 | 3.6455
2047-05-28 | 3.4509 | 3.019 | 2.9605 | 3.1087 | 2.9252 | 3.2672 | 3.8263 | 4.2157 | 4.7953 | 4.1955 | 3.924 | 3.7464 | 3.5814 | 3.5382 | 4.1612 | 4.9068 | 5.1239 | 5.1837 | 5.9142 | 5.9617 | 5.2062 | 5.3805 | 5.1664 | 4.2812
2047-05-29 | 3.8035 | 3.5326 | 3.447 | 3.5374 | 3.1451 | 3.4417 | 4.4094 | 3.5381 | 2.5131 | 2.1924 | 1.9452 | 1.8635 | 1.6844 | 1.7844 | 2.1156 | 2.1425 | 3.029 | 4.4558 | 5.5992 | 6.0738 | 5.9508 | 5.4924 | 4.8187 | 4.3252
2047-05-30 | 4.1008 | 3.5623 | 3.2483 | 3.2643 | 3.3711 | 3.3609 | 3.4907 | 3.6695 | 3.7463 | 2.8213 | 2.7226 | 2.5004 | 2.2537 | 2.2484 | 2.6274 | 3.1597 | 3.8678 | 4.2317 | 5.4131 | 5.9521 | 5.6539 | 4.9664 | 4.503 | 4.0256
2047-05-31 | 3.8549 | 3.5554 | 3.4439 | 3.3383 | 3.3211 | 3.6836 | 3.9126 | 4.0194 | 3.7988 | 2.6315 | 2.9509 | 1.8952 | 1.9642 | 2.4728 | 3.0913 | 2.2923 | 2.9234 | 4.3097 | 4.5925 | 5.0564 | 4.5699 | 4.5363 | 4.5735 | 4.494
2047-06-01 | 3.7073 | 3.336 | 3.1104 | 3.0429 | 3.0827 | 3.0946 | 2.8966 | 2.7384 | 2.3426 | 1.9137 | 1.4739 | 0.99517 | 1.2143 | 1.2686 | 0.84232 | 1.3223 | 2.2938 | 3.315 | 4.4127 | 5.0819 | 4.399 | 4.1024 | 3.9917 | 3.6433
2047-06-02 | 3.7999 | 3.4552 | 3.1836 | 3.0989 | 3.0083 | 3.0633 | 2.8038 | 2.6528 | 2.3892 | 2.0593 | 1.8076 | 1.5579 | 1.6825 | 1.6989 | 1.368 | 1.8907 | 2.5035 | 3.3112 | 4.7466 | 5.533 | 5.2951 | 5.263 | 4.3859 | 4.0949
2047-06-03 | 3.6428 | 3.2892 | 3.2694 | 3.2766 | 3.0545 | 3.1601 | 3.181 | 3.5349 | 3.1174 | 3.0227 | 2.6534 | 2.4111 | 2.3868 | 2.4056 | 2.0428 | 3.099 | 4.6316 | 4.6646 | 5.1653 | 5.9839 | 5.8388 | 5.5331 | 4.7303 | 4.3459
2047-06-04 | 3.9965 | 3.3711 | 3.2237 | 3.3919 | 3.2254 | 3.3502 | 3.854 | 4.1533 | 4.0856 | 3.3732 | 3.127 | 3.1019 | 2.5866 | 2.6403 | 2.5196 | 3.5352 | 4.1281 | 4.7143 | 5.5667 | 5.9494 | 5.6327 | 4.8415 | 4.5652 | 4.3778
2047-06-05 | 3.4893 | 3.3536 | 3.2619 | 3.1943 | 3.2523 | 3.6291 | 3.8828 | 3.8281 | 2.5755 | 2.1358 | 2.25 | 2.2885 | 2.4247 | 2.4254 | 2.2516 | 2.2344 | 3.4493 | 4.3178 | 5.3281 | 5.9549 | 5.7376 | 5.4021 | 4.5581 | 4.2696
2047-06-06 | 3.9224 | 3.4625 | 3.2771 | 3.2807 | 3.2137 | 3.2111 | 3.3476 | 3.2337 | 2.9173 | 2.5321 | 2.2674 | 2.3371 | 1.8478 | 1.8578 | 2.3716 | 2.7336 | 3.4846 | 4.2279 | 5.2482 | 5.6162 | 5.3963 | 4.6774 | 4.2106 | 3.759
2047-06-07 | 3.5119 | 3.2921 | 3.1485 | 3.0669 | 3.0269 | 3.0127 | 3.5384 | 3.8346 | 3.3043 | 2.9117 | 2.6257 | 2.3824 | 2.7791 | 2.7396 | 2.1751 | 2.6416 | 3.5423 | 4.4132 | 5.061 | 5.3644 | 5.1778 | 4.7121 | 4.6185 | 4.228
2047-06-08 | 3.7923 | 3.4297 | 3.1917 | 3.195 | 3.2101 | 3.0317 | 2.989 | 2.894 | 2.5708 | 2.1076 | 1.5877 | 1.6995 | 2.2602 | 1.891 | 1.289 | 1.7041 | 2.3012 | 3.2576 | 4.4692 | 4.8291 | 4.7664 | 4.6692 | 3.9829 | 3.7062
2047-06-09 | 3.6342 | 3.5543 | 3.2155 | 3.1488 | 3.04 | 2.9766 | 2.8434 | 2.9039 | 2.5162 | 2.0848 | 1.7504 | 1.678 | 1.8098 | 1.939 | 1.5355 | 1.6843 | 2.3075 | 3.0477 | 4.6098 | 5.5214 | 5.2118 | 4.659 | 4.2799 | 3.8216
2047-06-10 | 3.7245 | 3.2814 | 3.1205 | 3.0704 | 3.0974 | 3.0431 | 3.0545 | 3.2049 | 2.8469 | 2.6296 | 2.4319 | 1.9442 | 1.4862 | 1.7329 | 1.79 | 2.3249 | 2.5435 | 4.2642 | 5.1091 | 5.7322 | 5.6439 | 4.8579 | 4.155 | 3.9795
2047-06-11 | 3.596 | 3.2224 | 3.1637 | 3.3207 | 3.0705 | 3.0859 | 3.251 | 3.6145 | 2.9128 | 2.7794 | 2.3279 | 1.9994 | 2.1736 | 2.2125 | 2.1096 | 2.5867 | 4.0456 | 4.782 | 5.4648 | 5.7977 | 5.7596 | 5.1732 | 4.5392 | 4.0289
2047-06-12 | 3.6709 | 3.459 | 3.5774 | 3.228 | 3.1346 | 3.3056 | 4.1426 | 4.1109 | 3.2419 | 2.813 | 2.6848 | 2.1479 | 2.2399 | 3.1118 | 3.0468 | 2.8223 | 4.0314 | 5.0174 | 5.5402 | 5.9686 | 5.9386 | 5.2503 | 4.7614 | 4.5836
2047-06-13 | 4.3154 | 3.9269 | 3.4752 | 3.3187 | 3.1366 | 3.6565 | 3.7727 | 3.3465 | 3.429 | 3.0297 | 4.4559 | 4.02 | 2.851 | 2.4907 | 3.1239 | 3.4394 | 4.2163 | 5.0565 | 5.5904 | 6.0455 | 5.8523 | 5.4191 | 4.5066 | 4.041
2047-06-14 | 3.5604 | 3.3942 | 3.3955 | 3.1892 | 3.1463 | 3.1602 | 4.1103 | 4.1086 | 3.3957 | 2.7166 | 2.3969 | 1.9683 | 2.2275 | 2.6652 | 2.5843 | 2.7888 | 3.2119 | 4.1906 | 5.37 | 5.6745 | 5.7342 | 5.4379 | 4.8177 | 4.6598
2047-06-15 | 3.8681 | 3.372 | 3.2199 | 3.3304 | 3.1588 | 3.0786 | 3.0602 | 2.8564 | 2.4091 | 2.0982 | 2.0518 | 2.1702 | 1.9228 | 2.0253 | 1.9629 | 2.1287 | 2.5863 | 3.9395 | 4.9204 | 4.9945 | 4.8776 | 4.5411 | 3.8991 | 3.5524
2047-06-16 | 3.53 | 3.3088 | 3.1403 | 3.0919 | 3.1787 | 3.043 | 2.7626 | 3.0283 | 2.7504 | 2.4728 | 2.1667 | 1.8428 | 1.8501 | 1.8332 | 1.7868 | 2.1198 | 2.3951 | 2.9359 | 4.2385 | 4.8814 | 4.9449 | 4.0968 | 3.7477 | 3.5128
2047-06-17 | 3.4681 | 3.1916 | 3.0217 | 2.94 | 3.0584 | 3.1654 | 3.1708 | 3.4296 | 3.4204 | 2.5867 | 2.2677 | 2.143 | 2.1862 | 2.2445 | 2.247 | 2.6702 | 3.8991 | 4.3905 | 5.3015 | 5.7309 | 6.0231 | 5.6391 | 5.183 | 4.5603
2047-06-18 | 3.7819 | 3.279 | 3.2211 | 3.1668 | 3.1931 | 3.2994 | 3.5216 | 3.865 | 3.2514 | 2.7735 | 2.6062 | 2.4695 | 2.3966 | 2.2541 | 1.794 | 2.4952 | 3.0307 | 4.2998 | 5.5005 | 5.8956 | 5.955 | 5.4114 | 5.5771 | 5.2248
2047-06-19 | 4.9504 | 4.2408 | 3.7706 | 3.7087 | 3.8446 | 3.9829 | 3.2069 | 3.3434 | 3.587 | 3.0915 | 2.3847 | 2.3026 | 2.0153 | 1.988 | 1.7882 | 2.0128 | 3.2235 | 4.9427 | 5.6702 | 6.0044 | 5.9495 | 5.6627 | 4.9006 | 4.2204
2047-06-20 | 5.1821 | 5.059 | 4.4469 | 4.1967 | 3.9454 | 4.684 | 3.3945 | 3.3761 | 3.2655 | 2.5496 | 2.3156 | 2.2369 | 2.1779 | 2.146 | 2.1765 | 2.6087 | 3.1642 | 4.0606 | 5.2371 | 5.7757 | 5.6884 | 5.2561 | 5.3141 | 5.5385
2047-06-21 | 5.1137 | 4.1492 | 3.9158 | 3.9364 | 4.2069 | 3.9329 | 3.4802 | 3.7132 | 3.4653 | 2.9515 | 2.7549 | 2.3458 | 2.2389 | 2.3288 | 2.1141 | 2.8665 | 2.9262 | 3.7004 | 4.6554 | 5.1756 | 5.1583 | 5.2826 | 4.751 | 4.2044
2047-06-22 | 3.5647 | 3.6628 | 3.4565 | 3.1896 | 3.0645 | 3.1105 | 2.8706 | 2.8504 | 2.407 | 2.0416 | 1.7333 | 1.4459 | 1.7833 | 1.4053 | 0.96094 | 1.5637 | 2.3251 | 3.0496 | 3.9018 | 4.6408 | 4.6233 | 4.4684 | 4.6372 | 4.6974
2047-06-23 | 4.8124 | 4.2718 | 3.8451 | 3.6926 | 3.6253 | 3.8883 | 2.9416 | 2.867 | 2.707 | 2.2431 | 2.012 | 2.3138 | 2.2989 | 2.133 | 1.9818 | 1.694 | 2.2729 | 3.284 | 4.5105 | 5.2721 | 5.0939 | 4.4667 | 4.8431 | 5.1902
2047-06-24 | 4.0107 | 3.2553 | 3.118 | 3.0846 | 3.0613 | 3.4423 | 3.117 | 3.6096 | 3.7613 | 3.0085 | 2.4431 | 2.3931 | 2.651 | 2.219 | 2.4111 | 2.2456 | 3.1251 | 4.8741 | 5.8183 | 5.9885 | 5.921 | 5.4471 | 5.5434 | 5.6229
2047-06-25 | 5.0141 | 4.2941 | 4.3567 | 4.3299 | 3.9968 | 4.4036 | 3.8838 | 4.5053 | 4.113 | 3.2818 | 2.7255 | 2.6849 | 2.7134 | 2.5918 | 2.0193 | 2.3795 | 1.8236 | 3.1548 | 3.9455 | 5.3209 | 6.0108 | 5.229 | 4.6596 | 3.7765
2047-06-26 | 3.3764 | 3.1928 | 3.0598 | 2.9813 | 2.9669 | 3.0683 | 3.0185 | 3.0612 | 2.4473 | 2.1474 | 1.9886 | 1.8621 | 1.7617 | 1.8722 | 1.7547 | 2.0973 | 3.6364 | 4.588 | 5.8609 | 6.0438 | 6.0574 | 5.8301 | 5.5676 | 4.751
2047-06-27 | 4.1325 | 3.6557 | 3.4846 | 3.3688 | 3.3829 | 3.5097 | 3.5058 | 4.4838 | 4.0601 | 3.5871 | 3.43 | 3.4038 | 3.1161 | 2.8149 | 2.7945 | 3.6179 | 3.6923 | 4.5825 | 5.4089 | 5.957 | 5.8214 | 5.4432 | 5.234 | 4.3674
2047-06-28 | 3.6037 | 3.3488 | 3.2208 | 3.197 | 3.2286 | 3.0206 | 2.9182 | 3.2106 | 2.8305 | 2.4272 | 1.9643 | 2.1151 | 2.4392 | 2.175 | 2.5336 | 3.0329 | 3.6136 | 4.1259 | 4.7625 | 5.3696 | 5.5089 | 5.1809 | 4.8667 | 4.0657
2047-06-29 | 3.632 | 3.5187 | 3.154 | 3.0975 | 2.9957 | 3.0612 | 3.2093 | 2.7243 | 2.3591 | 2.0281 | 1.9163 | 1.5573 | 1.7966 | 2.0434 | 1.8994 | 1.7564 | 2.2097 | 3.456 | 4.3191 | 4.6421 | 4.786 | 4.4708 | 4.1137 | 3.5685
2047-06-30 | 3.609 | 3.4301 | 3.1787 | 3.1108 | 3.0325 | 3.157 | 2.842 | 2.8158 | 2.7091 | 2.506 | 2.2834 | 1.8696 | 2.1196 | 2.0851 | 2.1354 | 2.3067 | 2.583 | 3.2785 | 4.5825 | 4.8295 | 4.5624 | 4.3108 | 4.3703 | 3.64
2047-07-01 | 3.2581 | 3.1663 | 3.1655 | 2.9535 | 2.9976 | 3.0515 | 3.4143 | 3.4312 | 3.0219 | 2.6334 | 2.3528 | 2.2349 | 2.0863 | 2.2922 | 2.5256 | 2.9513 | 3.8298 | 4.8841 | 5.4249 | 5.839 | 5.5996 | 5.2664 | 4.4057 | 3.859
2047-07-02 | 3.6511 | 3.5343 | 3.354 | 3.2687 | 3.2032 | 3.3542 | 3.3845 | 3.4364 | 3.5521 | 2.9947 | 2.2174 | 1.8628 | 2.0349 | 2.2056 | 2.2889 | 2.2806 | 3.0025 | 4.0729 | 4.8294 | 5.2735 | 5.3015 | 5.9914 | 5.2504 | 4.7787
2047-07-03 | 4.3311 | 4.413 | 3.7161 | 3.6627 | 3.4567 | 3.4927 | 3.5094 | 3.1146 | 2.662 | 2.1611 | 1.9896 | 1.8173 | 2.0178 | 1.781 | 1.4837 | 1.882 | 3.1073 | 4.0483 | 4.4091 | 4.7511 | 4.7288 | 5.3429 | 5.4895 | 4.9731
2047-07-04 | 4.601 | 4.1158 | 3.7027 | 3.7071 | 3.712 | 4.2656 | 3.7266 | 3.341 | 3.1033 | 2.6156 | 2.3458 | 2.2021 | 2.3804 | 2.328 | 2.7071 | 2.291 | 3.1433 | 4.3819 | 5.1921 | 5.5293 | 5.3962 | 5.3696 | 5.2322 | 4.8638
2047-07-05 | 4.824 | 4.4009 | 3.9153 | 3.9251 | 3.9344 | 3.7741 | 3.9246 | 3.7723 | 3.4943 | 3.125 | 2.3976 | 2.2289 | 2.0544 | 2.1098 | 2.2839 | 2.3907 | 3.1524 | 3.8789 | 4.0464 | 5.0595 | 5.0685 | 5.9082 | 5.5497 | 5.1367
2047-07-06 | 4.4894 | 4.0625 | 3.5971 | 3.5693 | 3.7568 | 3.569 | 3.1901 | 3.087 | 2.6687 | 2.442 | 2.307 | 2.2325 | 2.4636 | 2.3575 | 2.1884 | 2.1384 | 2.6577 | 2.9067 | 3.8122 | 4.1784 | 4.1365 | 3.7512 | 3.4484 | 3.3409
2047-07-07 | 3.3454 | 3.2927 | 3.0864 | 3.0286 | 2.8869 | 3.0163 | 2.9303 | 2.525 | 2.2505 | 1.8021 | 1.6075 | 1.8369 | 1.4028 | 1.4084 | 1.7853 | 1.6045 | 2.0757 | 2.9694 | 3.9822 | 4.6648 | 4.1306 | 3.974 | 3.8044 | 3.3641
2047-07-08 | 3.2397 | 3.1704 | 3.0538 | 2.9482 | 3.0807 | 3.1179 | 3.0816 | 3.1248 | 2.7358 | 2.3508 | 1.8933 | 1.6701 | 1.6946 | 1.9098 | 2.0545 | 2.0013 | 2.8767 | 4.4489 | 5.3052 | 5.6811 | 5.4869 | 5.6673 | 5.4265 | 5.4146
2047-07-09 | 4.7943 | 4.2174 | 3.5195 | 3.4802 | 3.4398 | 3.6067 | 4.2463 | 3.6608 | 3.2373 | 2.4776 | 2.4463 | 2.3652 | 1.9696 | 2.5684 | 2.531 | 2.6344 | 3.0782 | 4.4121 | 4.87 | 5.4005 | 5.1677 | 5.8509 | 5.2699 | 4.7409
2047-07-10 | 4.2337 | 4.1841 | 3.8977 | 3.6536 | 3.4768 | 3.7905 | 3.9008 | 3.2906 | 2.8693 | 2.7076 | 2.3719 | 2.3517 | 2.3395 | 2.4854 | 2.2307 | 2.7018 | 2.9006 | 3.5695 | 4.5467 | 5.5172 | 5.4466 | 5.9794 | 5.6511 | 4.8758
2047-07-11 | 4.8376 | 4.4847 | 3.938 | 3.8028 | 3.9154 | 4.1005 | 3.9489 | 3.476 | 3.258 | 2.7596 | 2.5828 | 2.6732 | 3.2719 | 2.8586 | 2.8638 | 2.6508 | 3.1749 | 4.2355 | 4.9055 | 5.4915 | 5.2647 | 5.6774 | 5.6136 | 5.0061
2047-07-12 | 4.6247 | 4.617 | 4.0196 | 3.7016 | 3.3946 | 3.5847 | 3.5631 | 3.0581 | 3.0033 | 2.7951 | 2.6592 | 2.2887 | 2.1656 | 2.1631 | 2.2403 | 2.7371 | 3.2393 | 3.7936 | 4.6109 | 5.2696 | 4.6952 | 5.6355 | 6.1465 | 5.243
2047-07-13 | 4.4909 | 4.3663 | 3.8788 | 3.6774 | 3.7506 | 3.7596 | 3.3193 | 3.0435 | 2.6434 | 2.4341 | 2.1747 | 1.9479 | 1.8861 | 2.2084 | 2.346 | 1.9226 | 2.6119 | 3.0443 | 3.5474 | 4.4314 | 4.676 | 5.297 | 5.6241 | 5.0654
2047-07-14 | 3.6568 | 3.3475 | 3.455 | 3.2186 | 3.0335 | 2.9997 | 2.827 | 2.9717 | 2.5069 | 2.3024 | 2.1436 | 1.2213 | 1.4049 | 1.5308 | 1.9945 | 1.9404 | 2.5551 | 3.4612 | 4.3195 | 4.9428 | 4.3315 | 3.8084 | 4.0644 | 3.7626
2047-07-15 | 3.548 | 3.2088 | 3.1528 | 3.2483 | 3.1631 | 3.1466 | 3.1979 | 3.8686 | 3.629 | 2.9882 | 2.4418 | 2.5175 | 2.4022 | 2.295 | 1.9768 | 2.4117 | 2.8785 | 4.2744 | 5.3086 | 5.7941 | 5.6428 | 5.9526 | 5.6739 | 5.3289
2047-07-16 | 4.9289 | 4.1488 | 4.2496 | 4.3777 | 3.7611 | 4.0228 | 4.0241 | 4.0069 | 3.3549 | 3.1309 | 2.4431 | 2.3717 | 2.7699 | 2.8452 | 2.9957 | 2.7331 | 3.7439 | 4.6997 | 5.0901 | 5.7656 | 5.5409 | 5.6745 | 5.6255 | 5.0649
2047-07-17 | 4.4172 | 4.5528 | 4.1806 | 3.9505 | 3.735 | 4.1847 | 4.4812 | 3.4274 | 3.6002 | 2.7384 | 2.4072 | 2.3335 | 2.0527 | 2.2034 | 2.7618 | 3.105 | 3.6875 | 4.4843 | 5.1794 | 5.6686 | 5.4213 | 5.3452 | 5.275 | 4.9586
2047-07-18 | 5.0232 | 4.6206 | 4.0581 | 3.9024 | 3.8991 | 3.8261 | 4.0119 | 3.454 | 3.0831 | 2.6778 | 2.2506 | 2.2993 | 2.1486 | 2.0288 | 2.2374 | 2.6192 | 3.0822 | 3.9829 | 4.8075 | 5.3136 | 5.3679 | 5.4825 | 6.0606 | 5.4111
2047-07-19 | 4.3911 | 3.8994 | 4.0254 | 4.1882 | 3.5964 | 3.8002 | 4.4247 | 3.6837 | 3.1487 | 2.9007 | 2.5707 | 2.2898 | 2.3335 | 2.4861 | 2.6427 | 2.4906 | 3.526 | 3.7634 | 3.7898 | 4.5647 | 4.7051 | 5.2167 | 5.3255 | 5.3383
2047-07-20 | 4.3916 | 3.8143 | 4.019 | 3.6816 | 3.4096 | 3.6654 | 3.8636 | 3.1139 | 2.5741 | 2.1888 | 1.5846 | 1.2283 | 1.3441 | 1.8287 | 2.2462 | 1.9425 | 2.5507 | 3.2077 | 3.5732 | 3.7977 | 4.2773 | 4.9701 | 4.8286 | 5.1045
2047-07-21 | 3.9145 | 3.4768 | 3.2103 | 3.1113 | 2.9282 | 2.9524 | 3.1057 | 2.8222 | 2.3159 | 2.1114 | 1.9349 | 1.9351 | 1.9573 | 2.0728 | 2.412 | 2.6327 | 3.0594 | 3.6967 | 4.856 | 5.2847 | 4.6842 | 4.6946 | 4.9504 | 4.5446
2047-07-22 | 3.4996 | 3.1654 | 3.173 | 3.2486 | 3.1279 | 3.1463 | 3.1046 | 3.4562 | 2.9481 | 2.5968 | 2.6263 | 2.4134 | 2.2757 | 2.2849 | 2.242 | 2.64 | 3.9508 | 5.0949 | 5.6145 | 6.0235 | 5.3429 | 5.7889 | 5.7036 | 5.7655
2047-07-23 | 5.229 | 4.7668 | 4.2206 | 4.0874 | 3.8337 | 4.5783 | 4.8383 | 3.8406 | 4.1979 | 3.7268 | 2.8347 | 2.4042 | 2.7326 | 2.7503 | 2.8516 | 3.3401 | 3.8672 | 4.5282 | 5.3402 | 5.5896 | 5.1021 | 6.05 | 6.0125 | 5.1675
2047-07-24 | 3.9941 | 3.729 | 3.983 | 4.2004 | 3.5856 | 3.9445 | 4.6413 | 3.8794 | 3.0168 | 2.4822 | 2.2126 | 2.3774 | 2.9492 | 2.831 | 2.6655 | 2.8255 | 3.2335 | 4.2781 | 5.1841 | 5.7422 | 5.6091 | 5.5617 | 5.4375 | 5.001
2047-07-25 | 4.8799 | 4.623 | 4.1871 | 4.251 | 4.1338 | 4.1442 | 4.4199 | 3.964 | 3.3819 | 2.8301 | 2.6359 | 2.6354 | 2.2731 | 2.1538 | 2.612 | 2.8837 | 3.3358 | 3.8848 | 5.1584 | 5.8568 | 5.7699 | 5.9999 | 5.9222 | 5.2733
2047-07-26 | 4.9363 | 4.7244 | 4.093 | 3.8494 | 4.0439 | 4.3131 | 3.9359 | 3.7016 | 3.9297 | 2.9174 | 2.6435 | 2.3183 | 2.1962 | 2.1961 | 2.3237 | 2.6086 | 3.1032 | 4.1715 | 5.0371 | 5.8264 | 5.5827 | 6.2103 | 6.2345 | 5.1962
2047-07-27 | 4.6738 | 4.9058 | 4.6926 | 4.1162 | 3.621 | 4.0155 | 4.0168 | 3.0992 | 2.6499 | 2.3802 | 2.0018 | 1.9198 | 2.0575 | 1.7634 | 1.6338 | 1.8487 | 2.5341 | 3.2038 | 3.6968 | 4.5841 | 4.4853 | 5.0223 | 4.9194 | 5.0023
2047-07-28 | 4.6742 | 3.9951 | 3.7277 | 3.5705 | 3.1879 | 3.0631 | 3.2849 | 2.9093 | 2.2717 | 2.0874 | 1.8285 | 1.568 | 1.7253 | 1.8663 | 1.6816 | 1.7629 | 2.561 | 3.3256 | 4.4879 | 5.2823 | 4.869 | 3.9392 | 3.6388 | 3.6525
2047-07-29 | 3.5498 | 3.2908 | 3.3762 | 4.1919 | 3.6575 | 3.7117 | 3.5114 | 3.7518 | 3.3684 | 3.2219 | 2.7723 | 2.4001 | 2.2554 | 2.683 | 2.6961 | 3.1875 | 3.853 | 5.2588 | 5.7585 | 6.0254 | 6.0219 | 6.0589 | 5.9464 | 5.7842
2047-07-30 | 5.1915 | 4.6535 | 4.1617 | 4.2681 | 4.3134 | 4.277 | 4.4683 | 3.9593 | 4.1097 | 3.4116 | 2.9989 | 2.6778 | 2.4037 | 2.4315 | 2.5526 | 3.1393 | 4.2111 | 4.7851 | 5.479 | 6.0111 | 5.7117 | 5.9747 | 5.6414 | 5.4201
2047-07-31 | 5.3081 | 4.5273 | 4.2625 | 4.3743 | 4.2018 | 4.2597 | 4.6231 | 4.1706 | 3.6011 | 2.5889 | 2.5686 | 2.1327 | 2.0184 | 1.9973 | 2.2995 | 2.741 | 3.3225 | 4.4213 | 5.4118 | 5.9996 | 5.7976 | 5.9487 | 5.7653 | 5.5462
2047-08-01 | 5.7072 | 5.2629 | 4.4005 | 4.1047 | 4.1112 | 4.8007 | 5.2404 | 4.7683 | 4.4135 | 3.533 | 3.3648 | 2.9017 | 2.4838 | 2.3833 | 2.6667 | 2.9943 | 3.4369 | 4.0387 | 5.3745 | 5.9668 | 5.2833 | 5.9715 | 5.6211 | 5.2858
2047-08-02 | 5.038 | 4.9196 | 4.1793 | 3.759 | 3.7002 | 3.7078 | 3.909 | 3.2899 | 2.9679 | 2.5514 | 2.2011 | 2.0633 | 2.2909 | 2.3684 | 2.798 | 3.0778 | 3.7393 | 4.0167 | 4.4216 | 4.9892 | 4.2288 | 4.9477 | 5.4613 | 5.3535
2047-08-03 | 4.4158 | 3.6178 | 3.2696 | 3.2738 | 3.1056 | 3.1108 | 3.2285 | 3.0847 | 2.7739 | 2.1311 | 2.1742 | 2.0352 | 1.8692 | 2.0173 | 1.5001 | 1.9984 | 2.8129 | 3.5284 | 4.4396 | 5.1804 | 4.791 | 4.6687 | 5.2732 | 5.0791
2047-08-04 | 4.4559 | 3.5504 | 3.3939 | 3.3338 | 2.9846 | 3.0197 | 3.1001 | 2.9903 | 2.6504 | 2.1315 | 1.9575 | 2.0448 | 1.8933 | 1.9783 | 1.5474 | 1.8747 | 2.5184 | 3.4972 | 4.4125 | 5.6249 | 5.3535 | 4.492 | 3.6709 | 3.4901
2047-08-05 | 3.4301 | 3.3441 | 3.1552 | 3.1738 | 3.5197 | 4.0647 | 3.6836 | 3.3417 | 3.3931 | 2.9966 | 3.0323 | 2.4629 | 2.5653 | 2.3421 | 2.0118 | 2.4003 | 3.6493 | 4.7828 | 5.3447 | 6.0776 | 5.4126 | 5.6425 | 5.5312 | 5.4566
2047-08-06 | 4.8117 | 4.5381 | 3.9693 | 4.1174 | 4.0369 | 4.0843 | 4.3951 | 3.8357 | 3.5439 | 2.9289 | 2.4768 | 2.7237 | 2.5182 | 2.459 | 2.684 | 2.8099 | 3.641 | 4.3338 | 5.5894 | 6.1941 | 5.6142 | 6.2203 | 6.2405 | 4.986
2047-08-07 | 4.2622 | 4.5752 | 4.1282 | 3.7516 | 3.6467 | 4.3078 | 4.5471 | 3.4858 | 3.4609 | 2.7961 | 2.6567 | 2.4619 | 2.4681 | 2.3603 | 2.6533 | 2.9518 | 4.4448 | 4.4846 | 5.654 | 6.2949 | 5.9355 | 6.2472 | 6.2074 | 5.7298
2047-08-08 | 4.9527 | 4.6631 | 4.4803 | 4.8473 | 4.5127 | 4.3452 | 4.6304 | 4.13 | 3.848 | 3.2421 | 3.0276 | 2.931 | 3.3712 | 3.9389 | 4.3003 | 3.7594 | 5.1611 | 5.5934 | 6.2113 | 6.2897 | 5.6295 | 5.9491 | 6.2098 | 4.8388
2047-08-09 | 4.2633 | 4.5691 | 4.1961 | 4.2355 | 3.9997 | 4.9614 | 5.1252 | 3.9671 | 3.5645 | 2.8503 | 2.7469 | 2.8832 | 2.3507 | 2.3249 | 2.5328 | 2.8429 | 3.1127 | 4.4858 | 5.5166 | 5.7868 | 5.5075 | 5.9435 | 5.7196 | 5.4259
2047-08-10 | 4.7911 | 4.5396 | 3.8911 | 3.9527 | 3.4858 | 3.1813 | 3.3895 | 2.9738 | 2.6426 | 2.2657 | 1.8313 | 1.6992 | 1.9502 | 2.1076 | 2.1603 | 2.3268 | 3.126 | 3.9529 | 4.7875 | 5.9155 | 5.5888 | 5.8945 | 5.2854 | 4.9404
2047-08-11 | 4.1443 | 3.4828 | 3.3541 | 3.4115 | 3.2526 | 3.2566 | 3.2868 | 2.8715 | 2.613 | 2.052 | 1.7866 | 1.9761 | 1.849 | 1.8538 | 1.8475 | 1.9563 | 2.6236 | 3.6897 | 4.6655 | 5.5168 | 5.3339 | 4.1731 | 3.8858 | 3.8244
2047-08-12 | 3.4956 | 3.5889 | 3.6411 | 3.6519 | 3.2411 | 3.4247 | 3.7028 | 3.7365 | 3.3265 | 2.6848 | 2.749 | 2.7527 | 2.6432 | 2.722 | 2.4994 | 3.4767 | 4.3131 | 5.198 | 6.0587 | 6.2784 | 5.9353 | 5.8554 | 5.695 | 5.2265
2047-08-13 | 5.288 | 4.6029 | 4.1119 | 4.306 | 4.1994 | 4.458 | 5.2033 | 3.962 | 3.8269 | 2.9921 | 2.5217 | 2.7531 | 3.0114 | 2.9848 | 2.7354 | 3.0281 | 4.0618 | 4.6864 | 5.663 | 6.2162 | 5.6686 | 5.5846 | 5.8491 | 5.4975
2047-08-14 | 4.3533 | 4.2474 | 4.3875 | 3.9362 | 3.9319 | 4.8085 | 4.8079 | 3.7864 | 3.6491 | 2.8851 | 2.281 | 2.0062 | 2.2066 | 2.2747 | 2.2549 | 2.7541 | 3.9115 | 5.1072 | 5.9564 | 6.1955 | 6.069 | 6.2476 | 5.692 | 5.0803
2047-08-15 | 4.9231 | 4.8719 | 4.2517 | 4.0084 | 4.1973 | 4.352 | 4.0566 | 3.8128 | 3.6055 | 3.0843 | 2.9569 | 3.4841 | 3.3531 | 2.6851 | 2.7984 | 3.2779 | 4.0301 | 5.1068 | 5.979 | 6.0996 | 5.4801 | 6.2811 | 6.4902 | 6.314
2047-08-16 | 5.1122 | 4.9928 | 5.2658 | 4.7697 | 4.4324 | 5.1397 | 4.5822 | 3.1773 | 2.7328 | 2.45 | 2.4705 | 2.4207 | 2.1971 | 2.341 | 2.403 | 2.5113 | 3.9928 | 5.3013 | 5.808 | 6.0233 | 5.7983 | 6.1749 | 6.1402 | 5.8181
2047-08-17 | 5.6922 | 5.13 | 4.6088 | 4.0563 | 3.9466 | 4.5024 | 4.091 | 3.1619 | 2.9227 | 2.6505 | 2.299 | 2.2452 | 2.5398 | 2.6275 | 2.1798 | 2.6549 | 3.2847 | 4.0783 | 4.9411 | 4.8111 | 4.7929 | 5.7465 | 5.6876 | 4.8405
2047-08-18 | 4.3153 | 3.7137 | 3.7 | 3.6196 | 3.2633 | 3.1586 | 3.1685 | 2.9877 | 2.7674 | 2.3735 | 1.9339 | 1.8182 | 1.8901 | 2.1365 | 2.2897 | 2.3841 | 3.0791 | 4.0744 | 5.0814 | 5.9574 | 5.6523 | 5.3531 | 5.1966 | 4.7544
2047-08-19 | 4.5164 | 4.2429 | 3.4076 | 3.2884 | 3.4013 | 3.9888 | 3.9888 | 3.7231 | 3.659 | 3.3375 | 3.1843 | 2.6608 | 2.8289 | 2.8438 | 2.8881 | 3.126 | 4.299 | 5.2026 | 5.9175 | 6.0248 | 5.7243 | 6.2581 | 5.7805 | 5.5423
2047-08-20 | 5.3619 | 4.6843 | 4.3952 | 4.8347 | 4.0073 | 4.6853 | 5.4885 | 4.6416 | 4.3632 | 2.8892 | 2.5264 | 2.5554 | 2.7339 | 2.9684 | 2.9753 | 3.0333 | 3.9529 | 4.9379 | 5.4755 | 6.202 | 5.4247 | 5.5833 | 5.7549 | 5.223
2047-08-21 | 4.8582 | 4.5716 | 3.9672 | 3.8844 | 3.9621 | 4.644 | 5.3032 | 4.3054 | 3.1444 | 2.9286 | 2.6018 | 2.506 | 2.538 | 2.7105 | 3.1222 | 3.0916 | 4.2289 | 5.2535 | 5.0247 | 5.4767 | 5.5371 | 5.8871 | 5.7063 | 5.3764
2047-08-22 | 5.257 | 4.2819 | 4.3162 | 4.6713 | 4.2612 | 4.1946 | 4.9004 | 4.6519 | 3.6345 | 3.591 | 3.4122 | 4.2856 | 4.1627 | 3.4825 | 3.8851 | 4.1266 | 4.6525 | 4.3904 | 4.8131 | 4.9525 | 4.1469 | 3.9844 | 3.8857 | 3.7585
2047-08-23 | 3.2806 | 3.0908 | 3.1701 | 3.1374 | 3.1079 | 2.9791 | 2.5278 | 2.8797 | 3.2225 | 2.9949 | 2.795 | 2.7017 | 2.4336 | 2.0359 | 2.2593 | 3.0389 | 3.9596 | 4.5897 | 4.5721 | 4.0696 | 3.8684 | 3.9243 | 4.1317 | 3.853
2047-08-24 | 3.4786 | 3.1928 | 3.0593 | 3.1433 | 2.9669 | 3.056 | 3.0802 | 2.8974 | 2.3686 | 1.7194 | 2.0153 | 2.2064 | 1.8727 | 2.4845 | 2.4224 | 2.4719 | 3.1358 | 4.0202 | 4.1632 | 4.1465 | 3.5451 | 3.4595 | 3.6153 | 3.781
2047-08-25 | 3.5482 | 3.3269 | 3.2434 | 3.2127 | 3.4285 | 3.3557 | 3.3428 | 2.8274 | 2.754 | 2.4403 | 2.1727 | 1.7433 | 1.9276 | 2.0478 | 2.4221 | 2.6695 | 2.9283 | 3.7724 | 4.8064 | 4.9536 | 4.4006 | 3.702 | 3.6325 | 3.4656
2047-08-26 | 3.4713 | 3.2386 | 3.0732 | 2.9954 | 3.0642 | 3.2738 | 3.4451 | 3.0867 | 3.2815 | 2.8384 | 2.7604 | 3.2919 | 3.0132 | 2.5484 | 3.0671 | 3.364 | 3.8688 | 4.4474 | 5.9655 | 6.2943 | 5.7002 | 5.7911 | 6.0272 | 4.8474
2047-08-27 | 4.2486 | 4.098 | 4.1576 | 4.4103 | 3.7511 | 4.0677 | 4.7886 | 3.6952 | 3.6851 | 2.8244 | 2.5641 | 2.6058 | 2.4616 | 2.8271 | 3.2352 | 3.4312 | 4.0386 | 5.0288 | 5.9921 | 6.2448 | 5.8524 | 6.3309 | 5.8838 | 4.9152
2047-08-28 | 4.9477 | 4.1129 | 3.7538 | 3.6297 | 3.7829 | 3.8325 | 4.2167 | 3.3493 | 3.2051 | 2.5743 | 2.3016 | 2.0046 | 2.0704 | 2.1421 | 2.3378 | 2.6775 | 3.6379 | 4.1423 | 5.398 | 6.0763 | 5.5146 | 5.3057 | 5.0676 | 4.9152
2047-08-29 | 4.0684 | 3.9613 | 3.881 | 3.8047 | 3.663 | 4.5016 | 4.6225 | 3.3539 | 2.9325 | 2.596 | 2.3016 | 2.3477 | 2.5755 | 2.4123 | 2.3938 | 2.5851 | 3.3811 | 3.9641 | 5.478 | 6.0895 | 5.2351 | 5.1354 | 5.2483 | 5.3896
2047-08-30 | 4.2509 | 3.8829 | 3.8776 | 3.9844 | 3.6676 | 3.6692 | 3.7996 | 3.0402 | 2.8267 | 2.6289 | 2.6176 | 2.1721 | 2.2467 | 2.6995 | 2.6001 | 2.4156 | 2.8455 | 3.6275 | 4.7077 | 5.0847 | 4.2651 | 5.2169 | 5.4284 | 4.4432
2047-08-31 | 3.8521 | 3.7233 | 3.7095 | 3.3647 | 3.3691 | 3.0497 | 3.3636 | 2.836 | 2.2488 | 1.9322 | 1.5041 | 1.2963 | 1.5118 | 1.7875 | 1.8475 | 2.0209 | 2.7616 | 3.9217 | 4.1765 | 4.1026 | 4.1517 | 3.9041 | 3.8681 | 3.831
2047-09-01 | 3.77 | 3.4805 | 3.3866 | 3.396 | 3.2094 | 2.9264 | 2.9468 | 2.7156 | 2.601 | 2.1875 | 1.9711 | 1.5395 | 1.3948 | 1.4992 | 1.3641 | 2.0249 | 2.822 | 3.6616 | 4.513 | 4.8944 | 4.3712 | 4.6467 | 4.5581 | 4.2423
2047-09-02 | 4.1795 | 3.8065 | 3.1556 | 3.1167 | 3.3672 | 3.222 | 3.3127 | 3.3298 | 2.9873 | 2.4623 | 2.5051 | 2.5472 | 2.6654 | 2.7631 | 2.5826 | 3.1173 | 3.6443 | 4.5733 | 5.3545 | 5.5204 | 5.1582 | 4.5974 | 4.2361 | 4.0264
2047-09-03 | 4.0918 | 3.6809 | 3.4628 | 3.7231 | 3.5769 | 3.476 | 4.1752 | 3.847 | 3.6789 | 3.0769 | 2.4224 | 2.2648 | 2.7235 | 2.5183 | 2.6029 | 3.4656 | 4.6526 | 5.662 | 6.2089 | 6.2425 | 5.8196 | 5.995 | 5.6793 | 5.6659
2047-09-04 | 5.1326 | 4.3767 | 4.3304 | 4.5361 | 4.2995 | 4.5991 | 4.9014 | 4.267 | 3.6361 | 3.0459 | 2.5298 | 2.1926 | 2.1533 | 2.6443 | 2.7589 | 2.4532 | 3.9873 | 5.0477 | 5.8172 | 6.1005 | 5.6691 | 5.639 | 5.435 | 5.3835
2047-09-05 | 5.128 | 4.4791 | 4.424 | 4.6435 | 4.0042 | 4.0782 | 4.5504 | 3.851 | 3.383 | 2.9259 | 2.5559 | 2.4232 | 2.4227 | 2.6951 | 2.7708 | 2.9134 | 4.1542 | 5.2869 | 5.9353 | 6.2212 | 5.8254 | 5.986 | 5.9297 | 5.2007
2047-09-06 | 4.8954 | 4.8562 | 4.4728 | 4.4098 | 4.455 | 5.2751 | 5.2921 | 4.182 | 4.111 | 3.1775 | 2.4389 | 2.2344 | 2.3898 | 2.3425 | 2.16 | 2.5737 | 3.673 | 4.3882 | 5.3243 | 5.721 | 5.0182 | 5.6149 | 6.0139 | 5.4434
2047-09-07 | 4.5141 | 4.1938 | 4.3285 | 3.8503 | 3.5786 | 3.6164 | 3.5514 | 3.0838 | 2.4534 | 1.9675 | 1.7433 | 1.5556 | 1.8859 | 1.8405 | 2.1323 | 2.2761 | 3.1456 | 4.1 | 4.8639 | 4.7124 | 4.7957 | 4.9932 | 5.3254 | 4.5696
2047-09-08 | 4.3847 | 4.0655 | 3.5579 | 3.2835 | 3.0456 | 3.1989 | 3.4692 | 2.7887 | 2.4977 | 2.16 | 1.8177 | 1.6582 | 1.8647 | 1.9809 | 1.6461 | 2.0454 | 2.7702 | 3.9463 | 4.9697 | 5.404 | 4.914 | 4.5303 | 3.9716 | 3.7827
2047-09-09 | 3.7158 | 3.4349 | 3.2046 | 3.1966 | 3.3816 | 3.4037 | 4.0335 | 4.1008 | 3.4785 | 2.9749 | 2.623 | 2.4087 | 2.5372 | 2.7903 | 3.1813 | 3.6016 | 4.2532 | 5.1722 | 6.0123 | 6.2332 | 5.9031 | 5.8753 | 5.6888 | 5.2644
2047-09-10 | 4.8359 | 4.7774 | 4.7004 | 4.3396 | 4.2412 | 4.8782 | 5.558 | 4.2416 | 3.8012 | 3.099 | 2.7174 | 2.65 | 3.0828 | 2.8739 | 2.3956 | 3.267 | 4.0644 | 4.737 | 5.6088 | 5.4116 | 4.681 | 4.5878 | 4.1633 | 3.8717
2047-09-11 | 3.5931 | 3.455 | 3.5491 | 3.3003 | 3.3064 | 3.4186 | 3.4643 | 3.4543 | 3.0743 | 2.6855 | 2.1324 | 2.4862 | 2.0277 | 2.2689 | 2.3028 | 2.3668 | 2.8412 | 3.255 | 3.687 | 3.5896 | 3.2921 | 3.2425 | 3.4201 | 3.1884
2047-09-12 | 2.971 | 2.7863 | 2.6794 | 2.6385 | 2.7315 | 2.7406 | 2.9125 | 2.916 | 2.8545 | 2.4198 | 2.1537 | 1.8503 | 1.7551 | 1.9256 | 2.5632 | 2.9938 | 3.2236 | 3.7051 | 4.5373 | 3.9268 | 3.728 | 4.6207 | 5.064 | 5.3483
2047-09-13 | 4.6862 | 4.3453 | 4.211 | 4.3596 | 4.5053 | 4.4892 | 5.0336 | 4.1768 | 3.2403 | 2.6437 | 2.2618 | 2.056 | 2.1106 | 2.1879 | 2.5403 | 3.1314 | 3.657 | 4.6596 | 5.4353 | 5.1167 | 4.7562 | 5.7025 | 5.4996 | 5.0962
2047-09-14 | 4.3949 | 4.5183 | 4.17 | 4.1178 | 4.3956 | 4.237 | 4.1208 | 3.1522 | 2.6595 | 1.9435 | 1.4339 | 1.4934 | 1.6038 | 1.5244 | 1.7764 | 2.316 | 2.791 | 3.6298 | 4.682 | 5.0457 | 4.3336 | 4.7571 | 5.1836 | 4.5429
2047-09-15 | 4.1819 | 4.2669 | 3.9554 | 3.672 | 3.6575 | 3.9528 | 3.8878 | 2.9417 | 2.3528 | 2.3159 | 1.5749 | 0.94664 | 1.1861 | 1.5665 | 1.0842 | 1.5424 | 2.6212 | 3.7067 | 4.4965 | 4.5911 | 4.0912 | 4.7764 | 4.8494 | 3.9271
2047-09-16 | 3.2959 | 3.1215 | 3.1416 | 3.2112 | 3.1256 | 3.3847 | 3.9425 | 3.7756 | 2.8512 | 2.2353 | 2.0963 | 1.8262 | 2.2727 | 2.5794 | 2.074 | 2.5408 | 3.5539 | 4.6772 | 5.6135 | 5.7528 | 5.3342 | 5.6496 | 5.2331 | 4.7803
2047-09-17 | 4.3769 | 4.3119 | 4.2774 | 3.7587 | 3.3337 | 3.2914 | 3.8964 | 3.3839 | 2.9299 | 2.4523 | 2.1526 | 1.9536 | 1.7723 | 1.9309 | 1.605 | 2.2997 | 3.6313 | 4.7736 | 5.5612 | 6.016 | 5.2221 | 5.2514 | 5.3096 | 5.1739
2047-09-18 | 4.1817 | 3.5487 | 3.5017 | 3.477 | 3.1368 | 3.2452 | 3.8258 | 3.7753 | 3.42 | 2.8565 | 2.2849 | 2.016 | 2.1803 | 2.1733 | 2.315 | 3.3469 | 4.1446 | 4.9495 | 6.0489 | 6.2426 | 5.8533 | 5.9575 | 5.3912 | 4.9225
2047-09-19 | 4.9344 | 4.6841 | 4.5546 | 4.1938 | 4.3439 | 4.3485 | 4.1286 | 3.6602 | 3.2603 | 2.6767 | 2.4099 | 2.5213 | 2.6912 | 2.6231 | 2.7355 | 3.8108 | 4.085 | 5.0143 | 6.1274 | 6.2414 | 5.5868 | 5.8638 | 6.2383 | 5.8289
2047-09-20 | 4.5716 | 3.8212 | 3.9764 | 3.66 | 3.5814 | 3.984 | 4.868 | 3.8011 | 3.1514 | 2.7497 | 2.2416 | 2.143 | 2.4179 | 2.7335 | 2.7965 | 3.2799 | 4.6247 | 5.2962 | 4.9006 | 4.6523 | 4.5048 | 5.5333 | 6.0465 | 5.7828
2047-09-21 | 4.6533 | 4.5403 | 3.9169 | 3.4111 | 3.2657 | 3.4068 | 3.8726 | 3.2 | 2.6811 | 2.2722 | 1.9571 | 1.624 | 1.5735 | 1.8827 | 1.6993 | 2.0893 | 3.2209 | 4.3502 | 4.6615 | 5.0526 | 4.7741 | 4.321 | 4.039 | 3.9468
2047-09-22 | 3.847 | 3.472 | 3.5051 | 3.6426 | 3.3092 | 3.2797 | 3.4093 | 2.8364 | 2.3857 | 2.0158 | 1.7705 | 1.6478 | 1.8376 | 2.0416 | 1.8829 | 2.1978 | 3.1181 | 4.2586 | 5.0927 | 5.5069 | 5.0791 | 4.95 | 5.2809 | 5.0867
2047-09-23 | 4.7441 | 4.4938 | 3.9714 | 3.879 | 4.0439 | 4.4479 | 4.7452 | 3.4861 | 3.2672 | 2.8375 | 2.3175 | 2.3477 | 2.4805 | 2.2328 | 1.9847 | 2.9888 | 4.3385 | 5.6961 | 6.3205 | 6.2701 | 5.5404 | 5.7339 | 5.6968 | 5.6386
2047-09-24 | 4.9818 | 4.6231 | 4.2369 | 4.2791 | 4.4102 | 4.3529 | 4.8242 | 3.9076 | 3.7111 | 2.7064 | 2.0982 | 2.6144 | 2.5808 | 2.5238 | 2.3634 | 3.1966 | 4.3601 | 5.654 | 6.1828 | 6.2563 | 5.6145 | 4.3268 | 4.1935 | 4.4322
2047-09-25 | 4.6008 | 4.1078 | 4.0084 | 3.8429 | 3.6475 | 4.0125 | 5.4156 | 5.3045 | 4.392 | 3.9256 | 3.436 | 3.427 | 3.1801 | 2.6334 | 2.8473 | 3.5968 | 4.911 | 5.4119 | 6.1508 | 6.3082 | 5.9189 | 5.5661 | 5.0472 | 4.6878
2047-09-26 | 4.3465 | 4.1065 | 3.9928 | 3.895 | 3.8587 | 4.3751 | 5.0654 | 4.8842 | 5.1169 | 4.716 | 4.6212 | 3.1956 | 3.8679 | 4.0958 | 4.4043 | 4.9961 | 4.865 | 5.6809 | 5.5459 | 4.7017 | 4.4179 | 4.5304 | 4.5974 | 4.2255
2047-09-27 | 3.8532 | 3.5892 | 3.7169 | 3.6225 | 3.2116 | 3.1912 | 3.4583 | 3.196 | 2.6648 | 2.1098 | 1.9265 | 2.4859 | 2.1323 | 2.4931 | 2.6218 | 3.0542 | 4.2672 | 5.0612 | 5.4176 | 5.7609 | 5.2487 | 5.5523 | 5.447 | 5.0756
2047-09-28 | 4.7374 | 3.861 | 3.838 | 3.6429 | 3.5107 | 3.5859 | 3.5547 | 3.1421 | 2.4927 | 2.1004 | 1.8704 | 1.8912 | 1.9917 | 1.9686 | 1.667 | 2.2763 | 3.379 | 4.0481 | 5.0421 | 5.2672 | 4.6237 | 4.3065 | 4.1588 | 4.0238
2047-09-29 | 3.9909 | 4.5212 | 4.2159 | 4.0895 | 3.5262 | 3.2162 | 3.338 | 2.9234 | 2.4396 | 2.058 | 1.9341 | 1.7289 | 1.9889 | 2.287 | 1.8286 | 2.4208 | 3.3077 | 4.4309 | 5.485 | 5.6614 | 4.9655 | 4.4134 | 4.1348 | 3.837
2047-09-30 | 3.5441 | 3.5297 | 3.4584 | 3.2056 | 3.2405 | 3.3834 | 3.8028 | 3.326 | 2.7481 | 2.2575 | 2.2648 | 2.2554 | 2.4655 | 2.6947 | 2.5685 | 3.2744 | 4.4036 | 5.322 | 6.0439 | 5.9318 | 5.2259 | 5.4804 | 5.4829 | 5.3014
2047-10-01 | 4.2644 | 3.6702 | 3.4161 | 3.3093 | 3.1049 | 3.1925 | 3.6993 | 3.2188 | 2.7077 | 2.2304 | 1.8389 | 1.9487 | 2.2627 | 2.4786 | 2.359 | 2.9263 | 3.8374 | 5.1106 | 6.1063 | 5.9729 | 5.0715 | 4.442 | 4.5245 | 4.299
2047-10-02 | 3.6551 | 3.4159 | 3.4836 | 3.3096 | 3.1373 | 3.1965 | 3.6349 | 3.2151 | 2.74 | 2.3165 | 2.2897 | 2.4073 | 2.7156 | 3.5608 | 4.1903 | 4.2059 | 4.6287 | 5.5574 | 6.1566 | 6.1546 | 5.6401 | 5.8653 | 5.4751 | 4.9618
2047-10-03 | 4.8757 | 4.6865 | 4.1288 | 3.95 | 3.5361 | 3.6905 | 4.1933 | 3.2743 | 2.7316 | 2.2423 | 2.2388 | 2.3942 | 2.628 | 2.8744 | 3.7713 | 4.639 | 5.127 | 5.7639 | 6.1703 | 6.0702 | 5.242 | 5.7791 | 6.2063 | 5.5339
2047-10-04 | 4.7058 | 4.0767 | 3.7282 | 3.6358 | 3.5473 | 3.6974 | 3.9893 | 3.155 | 2.8111 | 2.5435 | 2.2259 | 2.0207 | 2.1884 | 2.5394 | 3.4121 | 4.4065 | 4.843 | 4.9103 | 5.4285 | 5.4031 | 4.9748 | 6.0452 | 5.9959 | 5.7835
2047-10-05 | 4.6442 | 4.1871 | 4.4927 | 4.4282 | 3.7559 | 3.4627 | 3.8425 | 3.1582 | 2.5738 | 2.0613 | 1.7499 | 1.9501 | 1.9773 | 1.9254 | 2.2045 | 2.4156 | 3.7425 | 4.6335 | 5.5515 | 5.4571 | 4.8697 | 4.3922 | 4.2023 | 3.8857
2047-10-06 | 3.7807 | 3.4257 | 3.3265 | 3.2736 | 3.2403 | 3.3826 | 3.3016 | 2.8281 | 2.2591 | 1.9125 | 1.9836 | 2.0758 | 2.0234 | 2.4168 | 2.5416 | 2.4552 | 3.3922 | 4.2753 | 5.4798 | 5.2413 | 4.6126 | 4.996 | 4.4829 | 4.1571
2047-10-07 | 4.0026 | 3.383 | 3.1795 | 3.1239 | 3.1141 | 3.4017 | 3.6358 | 3.1463 | 2.904 | 2.6965 | 2.5377 | 2.2766 | 2.3877 | 2.4943 | 2.8195 | 2.8909 | 3.9295 | 5.5288 | 6.1503 | 6.0197 | 4.9858 | 4.4755 | 4.6238 | 4.1078
2047-10-08 | 3.9008 | 4.5206 | 4.4725 | 4.0893 | 3.8985 | 4.4248 | 3.8306 | 3.5713 | 3.1556 | 2.4284 | 2.0648 | 2.152 | 2.1871 | 2.2931 | 2.4633 | 3.098 | 4.4229 | 5.4742 | 5.8658 | 5.5353 | 5.3219 | 5.5663 | 5.0061 | 4.4301
2047-10-09 | 4.3092 | 4.3636 | 4.1767 | 4.3401 | 3.7403 | 3.5794 | 3.7981 | 3.5454 | 2.894 | 2.4288 | 2.2271 | 2.1818 | 2.5138 | 3.2362 | 3.0635 | 3.4029 | 4.4446 | 5.5757 | 6.1092 | 5.7245 | 4.7796 | 5.3165 | 5.173 | 4.9181
2047-10-10 | 4.749 | 3.9779 | 3.8819 | 4.2105 | 3.7456 | 4.1257 | 4.4789 | 3.4857 | 3.2784 | 2.6821 | 2.4271 | 2.5109 | 2.4316 | 2.7372 | 3.0595 | 3.659 | 4.8015 | 5.5416 | 5.7136 | 5.5438 | 5.2537 | 5.4797 | 5.4654 | 5.1491
2047-10-11 | 4.943 | 4.6814 | 3.9746 | 4.0297 | 4.1115 | 4.5442 | 4.4773 | 3.2848 | 2.844 | 2.427 | 2.4456 | 2.4164 | 2.683 | 3.2008 | 4.3155 | 5.184 | 5.2185 | 5.3243 | 5.9106 | 5.1657 | 4.5035 | 5.5776 | 5.7944 | 4.829
2047-10-12 | 4.3684 | 4.3636 | 3.8442 | 3.6168 | 3.5322 | 3.8933 | 3.8652 | 3.2752 | 3.2481 | 2.9989 | 2.5966 | 2.3858 | 1.671 | 1.6796 | 2.2457 | 2.4223 | 3.2442 | 4.329 | 5.2218 | 4.9413 | 3.902 | 4.2594 | 3.8469 | 3.4366
2047-10-13 | 3.4145 | 3.5339 | 3.5088 | 3.3247 | 3.1103 | 3.1528 | 3.1477 | 2.6301 | 2.0944 | 1.4225 | 1.0347 | 1.1324 | 1.5157 | 2.065 | 2.3186 | 2.5923 | 3.2263 | 4.5048 | 5.287 | 4.9318 | 4.5553 | 4.594 | 4.1662 | 3.8848
2047-10-14 | 3.6341 | 3.2532 | 3.0339 | 2.9939 | 3.027 | 3.4096 | 3.768 | 3.4026 | 3.2952 | 3.6872 | 3.5713 | 3.0845 | 2.3382 | 2.6414 | 3.1629 | 3.6695 | 4.5523 | 5.0567 | 5.3819 | 4.8448 | 4.3227 | 5.2996 | 4.9627 | 4.5349
2047-10-15 | 4.1184 | 3.8249 | 3.7589 | 4.0939 | 3.9018 | 4.0346 | 4.09 | 3.3463 | 3.3265 | 2.5988 | 2.2785 | 2.0105 | 2.286 | 2.5061 | 2.6543 | 3.2526 | 4.456 | 5.4331 | 5.6988 | 5.4969 | 5.115 | 5.0511 | 4.8599 | 4.4394
2047-10-16 | 4.398 | 4.1045 | 3.7693 | 3.8076 | 3.9487 | 4.051 | 4.5188 | 3.7182 | 3.0524 | 2.4327 | 2.5696 | 2.3535 | 2.252 | 2.3455 | 3.0085 | 4.0232 | 4.5959 | 4.9552 | 5.9491 | 5.6427 | 5.1727 | 5.8628 | 5.5846 | 4.7869
2047-10-17 | 4.8062 | 4.7215 | 4.436 | 3.7404 | 3.2104 | 3.4354 | 3.8028 | 3.45 | 3.1816 | 2.8233 | 2.8363 | 2.5811 | 2.8046 | 3.094 | 3.4804 | 3.793 | 4.5468 | 5.0652 | 6.0221 | 5.7013 | 4.5072 | 4.8227 | 5.3202 | 4.6496
2047-10-18 | 4.0987 | 4.039 | 4.108 | 3.7985 | 3.2676 | 3.2205 | 3.9771 | 3.7886 | 3.36 | 2.6344 | 2.0152 | 1.961 | 2.3428 | 2.8992 | 3.2247 | 3.8213 | 4.4161 | 4.9551 | 5.3269 | 4.9409 | 4.311 | 4.2105 | 4.2295 | 4.0873
2047-10-19 | 3.7156 | 3.3398 | 3.243 | 3.4954 | 3.3255 | 3.3786 | 3.6056 | 3.4294 | 3.2271 | 2.4962 | 2.1296 | 2.0865 | 2.0388 | 1.8839 | 2.0221 | 2.3512 | 3.1661 | 4.1942 | 4.8035 | 4.3688 | 3.7832 | 4.4546 | 4.7858 | 4.4957
2047-10-20 | 4.2262 | 3.4839 | 3.1807 | 3.2003 | 3.1124 | 3.1354 | 3.1378 | 2.927 | 2.5833 | 2.2278 | 1.8037 | 1.6282 | 1.8816 | 1.9313 | 2.1624 | 2.3183 | 3.3596 | 4.478 | 5.4339 | 5.0962 | 4.4327 | 3.8853 | 3.6746 | 3.4861
2047-10-21 | 3.4229 | 3.3633 | 3.1817 | 3.0808 | 3.1901 | 3.6715 | 5.4321 | 4.1856 | 3.0795 | 2.3137 | 2.2728 | 2.3112 | 2.3202 | 2.7555 | 2.7056 | 2.8855 | 3.8309 | 5.3509 | 5.9223 | 5.3955 | 5.1742 | 5.2988 | 5.1143 | 5.0769
2047-10-22 | 4.3205 | 3.3605 | 3.1487 | 3.2989 | 3.0105 | 3.5083 | 4.1286 | 3.9506 | 3.1734 | 2.672 | 2.3002 | 2.3919 | 2.561 | 2.7323 | 2.7286 | 3.145 | 4.3841 | 5.5937 | 6.1177 | 5.9136 | 5.3021 | 5.7395 | 5.6182 | 5.1942
2047-10-23 | 4.9137 | 4.6454 | 4.3301 | 3.963 | 3.9281 | 4.4896 | 5.006 | 4.2526 | 3.4238 | 2.843 | 2.2775 | 2.1227 | 2.2096 | 2.47 | 3.0356 | 3.3979 | 4.6822 | 5.7967 | 6.1474 | 5.9931 | 5.4194 | 5.2797 | 5.3298 | 4.9374
2047-10-24 | 4.9414 | 4.2993 | 4.1538 | 4.4165 | 4.2667 | 4.623 | 5.1378 | 3.9768 | 3.616 | 3.0424 | 2.5523 | 2.3756 | 2.4192 | 2.6638 | 3.1268 | 4.0779 | 4.0389 | 4.7709 | 5.7749 | 5.6185 | 4.7934 | 4.8605 | 5.3285 | 5.2783
2047-10-25 | 4.376 | 4.0003 | 3.7493 | 3.7125 | 3.6655 | 3.7447 | 4.0988 | 3.2393 | 3.0227 | 2.6947 | 2.6786 | 2.2694 | 2.5321 | 2.8695 | 2.9053 | 3.3027 | 4.6666 | 4.989 | 5.494 | 5.2858 | 4.4927 | 5.0771 | 4.9694 | 4.9676
2047-10-26 | 4.3971 | 4.4015 | 4.129 | 3.4508 | 3.3313 | 3.4724 | 3.6345 | 2.9583 | 2.4783 | 2.1869 | 2.0605 | 1.7451 | 1.6327 | 1.8074 | 2.2674 | 2.5129 | 3.895 | 4.9504 | 5.1818 | 4.4325 | 4.0215 | 3.6324 | 3.6706 | 3.5823
2047-10-27 | 3.6295 | 3.3978 | 3.2107 | 3.3017 | 3.1521 | 3.3065 | 3.3888 | 3.0339 | 2.6986 | 2.2776 | 1.6555 | 1.7357 | 2.0172 | 2.2523 | 2.6079 | 3.0833 | 3.8406 | 4.4311 | 5.4729 | 4.9776 | 4.2939 | 4.2936 | 4.6429 | 4.4525
2047-10-28 | 3.7784 | 3.4002 | 3.3046 | 3.1156 | 3.2207 | 3.4885 | 3.9016 | 3.6686 | 3.1781 | 2.8771 | 2.8741 | 2.5195 | 2.5432 | 2.7321 | 3.1708 | 3 | 5.0042 | 6.0452 | 6.0698 | 5.9811 | 5.1549 | 4.3452 | 4.1684 | 3.865
2047-10-29 | 3.8819 | 3.5749 | 3.3277 | 3.3266 | 3.558 | 4.0636 | 4.4695 | 3.9203 | 4.4148 | 4.8701 | 4.3161 | 3.3247 | 4.0972 | 4.3491 | 3.7234 | 4.2529 | 5.4507 | 5.6579 | 5.4701 | 4.7947 | 4.5611 | 4.3871 | 4.1885 | 3.8668
2047-10-30 | 3.6477 | 3.5351 | 3.2509 | 3.2038 | 3.1609 | 3.2875 | 3.7112 | 3.7133 | 2.9851 | 2.3217 | 2.2937 | 2.087 | 2.1249 | 3.0203 | 3.81 | 3.8581 | 4.9814 | 5.6613 | 5.1409 | 4.4269 | 4.2415 | 5.4894 | 5.4312 | 4.7194
2047-10-31 | 4.2996 | 4.0536 | 4.3275 | 4.288 | 4.0844 | 4.6186 | 4.9168 | 3.8978 | 3.7614 | 2.6889 | 2.3903 | 2.3952 | 2.452 | 2.3719 | 2.6502 | 3.6997 | 4.5533 | 4.9216 | 5.9855 | 5.4694 | 5.0124 | 5.5868 | 5.7428 | 4.6783
2047-11-01 | 4.4367 | 4.1976 | 4.1241 | 3.9646 | 4.1821 | 4.4218 | 4.7672 | 3.5133 | 3.0391 | 2.5094 | 1.9959 | 1.8674 | 2.0718 | 2.263 | 2.6256 | 3.738 | 4.9782 | 4.9958 | 5.4241 | 5.3461 | 4.5055 | 5.0088 | 5.1019 | 5.1662
2047-11-02 | 3.792 | 3.2769 | 3.36 | 3.3148 | 3.1948 | 3.4529 | 3.3921 | 3.2554 | 2.5603 | 2.0629 | 1.6746 | 1.416 | 1.5182 | 1.7757 | 2.1975 | 2.2691 | 3.2248 | 4.2526 | 5.1279 | 4.4972 | 4.1151 | 4.1593 | 3.9514 | 3.6329
2047-11-03 | 3.5076 | 3.5851 | 3.3954 | 3.3242 | 3.5245 | 4.1684 | 4.3158 | 3.1479 | 2.5073 | 2.1923 | 1.8871 | 1.7707 | 1.552 | 1.7416 | 2.2469 | 2.3595 | 3.269 | 4.3898 | 5.3963 | 4.7775 | 4.2173 | 5.0329 | 4.9323 | 4.0546
2047-11-04 | 3.2804 | 3.3371 | 3.1226 | 3.0329 | 3.133 | 3.6398 | 4.4267 | 3.5145 | 3.1976 | 2.8185 | 2.2722 | 1.9536 | 2.2807 | 2.3257 | 2.7377 | 2.8285 | 4.7021 | 5.3633 | 5.8952 | 5.7841 | 5.0188 | 4.3692 | 4.0147 | 4.1095
2047-11-05 | 3.7633 | 3.4341 | 3.3032 | 3.398 | 3.1271 | 3.2806 | 3.7285 | 3.6756 | 2.9968 | 2.2504 | 1.9147 | 2.0218 | 1.9306 | 2.0618 | 2.3749 | 3.4788 | 4.699 | 5.6322 | 6.0154 | 5.5584 | 4.9353 | 4.9589 | 5.0544 | 4.6982
2047-11-06 | 3.8981 | 3.3644 | 3.1941 | 3.2796 | 3.0302 | 3.194 | 3.8433 | 3.8266 | 3.3498 | 2.6639 | 2.4314 | 3.0153 | 3.1805 | 3.354 | 3.6171 | 4.0869 | 4.6713 | 5.4936 | 6.0626 | 5.8958 | 5.3108 | 5.4392 | 5.5111 | 5.1916
2047-11-07 | 4.1928 | 3.9885 | 3.8234 | 3.3051 | 3.2234 | 3.5896 | 3.6047 | 3.8607 | 3.1306 | 2.467 | 2.6961 | 2.383 | 2.158 | 2.2313 | 3.0346 | 3.6752 | 4.4682 | 5.4628 | 6.109 | 5.7809 | 4.9942 | 5.5019 | 5.3649 | 4.6866
2047-11-08 | 4.5582 | 4.5647 | 3.9374 | 3.9305 | 4.0775 | 4.7124 | 5.5425 | 4.0747 | 3.1617 | 3.0189 | 2.6233 | 2.1864 | 2.2344 | 2.6019 | 2.6028 | 3.1758 | 4.6679 | 5.2971 | 5.8464 | 5.4308 | 4.2413 | 4.715 | 4.4854 | 4.5228
2047-11-09 | 4.0993 | 3.5678 | 3.7237 | 3.6095 | 3.4439 | 3.611 | 3.9452 | 3.6425 | 3.3135 | 2.7209 | 2.4506 | 2.6242 | 2.5155 | 2.4512 | 2.9842 | 2.4429 | 3.2707 | 4.454 | 4.7708 | 3.9466 | 3.9711 | 3.7384 | 3.5372 | 3.5413
2047-11-10 | 3.4904 | 3.5521 | 3.5018 | 3.6322 | 2.9237 | 2.9712 | 3.244 | 3.0591 | 2.509 | 1.7359 | 1.4218 | 1.0954 | 1.1162 | 1.1682 | 1.9058 | 2.4756 | 2.7638 | 3.5543 | 4.5841 | 4.9526 | 4.0705 | 3.8024 | 3.6674 | 3.301
2047-11-11 | 3.1305 | 3.2832 | 3.1832 | 3.0837 | 3.0342 | 3.3109 | 3.451 | 3.1007 | 2.6383 | 2.3183 | 1.8665 | 1.6018 | 1.8947 | 2.0318 | 2.0696 | 2.737 | 3.8967 | 4.821 | 5.4402 | 4.7737 | 3.9708 | 4.4601 | 4.5917 | 4.3709
2047-11-12 | 3.7555 | 3.1855 | 3.2142 | 3.1686 | 3.1034 | 3.2644 | 3.8471 | 4.0451 | 2.9643 | 2.6552 | 2.3065 | 2.153 | 2.1964 | 2.2603 | 2.5638 | 3.0999 | 4.641 | 5.6957 | 6.043 | 5.4862 | 4.6875 | 4.8148 | 4.8068 | 4.7637
2047-11-13 | 3.9587 | 3.9017 | 3.7032 | 3.8228 | 3.7396 | 3.9863 | 4.7439 | 4.0683 | 3.5751 | 3.3618 | 2.8853 | 2.0565 | 2.0104 | 2.8562 | 2.7663 | 3.3409 | 4.6398 | 5.3137 | 6.0403 | 5.4128 | 4.5283 | 5.1985 | 5.1503 | 5.0416
2047-11-14 | 4.4784 | 3.8295 | 4.2207 | 4.2917 | 3.9237 | 4.6014 | 5.0532 | 3.8677 | 3.6925 | 2.8136 | 2.4975 | 2.6374 | 2.9648 | 2.546 | 3.3929 | 4.2567 | 5.0254 | 5.7224 | 6.1028 | 5.6703 | 4.8613 | 4.9554 | 5.3616 | 4.8135
2047-11-15 | 4.0322 | 3.8272 | 4.1164 | 3.9561 | 3.7685 | 4.2697 | 4.2809 | 4.4972 | 4.0035 | 3.4272 | 2.6701 | 2.9077 | 3.3936 | 3.7861 | 3.4499 | 3.8582 | 4.7534 | 5.3502 | 5.5027 | 4.728 | 4.0215 | 4.7991 | 5.0006 | 5.0061
2047-11-16 | 4.4614 | 3.3333 | 3.2236 | 3.3695 | 3.1628 | 3.1599 | 3.3516 | 3.3422 | 2.9606 | 2.4667 | 2.2212 | 2.6802 | 2.6015 | 2.7273 | 3.219 | 3.2771 | 3.5011 | 4.4465 | 4.7264 | 4.0292 | 3.9466 | 3.8467 | 3.4836 | 3.3708
2047-11-17 | 3.3913 | 3.3314 | 3.0633 | 3.1405 | 3.2164 | 3.39 | 3.6743 | 3.3347 | 3.0449 | 2.8739 | 2.3372 | 2.1001 | 1.4902 | 1.5153 | 1.9972 | 2.4631 | 3.1483 | 4.278 | 4.7343 | 4.3518 | 4.1592 | 4.1227 | 4.284 | 4.2768
2047-11-18 | 4.0531 | 3.3807 | 3.2583 | 3.2722 | 3.2676 | 3.629 | 4.2423 | 3.761 | 3.2046 | 2.6302 | 2.2845 | 2.3928 | 2.5738 | 2.5541 | 2.7305 | 3.5292 | 4.3277 | 5.1229 | 5.8468 | 5.4542 | 4.8384 | 4.8016 | 4.8933 | 4.7478
2047-11-19 | 4.2441 | 4.1166 | 3.9051 | 3.5599 | 3.665 | 4.0176 | 4.2277 | 3.7415 | 3.2873 | 3.2943 | 2.8872 | 2.7117 | 2.9012 | 3.2106 | 3.2593 | 3.5067 | 4.7637 | 5.5605 | 6.0079 | 5.7345 | 4.8656 | 4.9456 | 4.8593 | 4.8283
2047-11-20 | 4.2048 | 3.8723 | 3.7215 | 3.8004 | 3.9829 | 4.006 | 4.0731 | 4.0521 | 3.36 | 2.7426 | 2.4236 | 2.2265 | 2.2783 | 2.4318 | 2.7614 | 3.5647 | 4.5161 | 5.0378 | 5.8386 | 5.3834 | 4.6151 | 4.984 | 5.4484 | 4.8484
2047-11-21 | 4.4549 | 4.578 | 3.8467 | 3.3522 | 3.3076 | 3.6199 | 3.9135 | 4.0737 | 4.2848 | 3.8585 | 2.9684 | 3.1052 | 2.4442 | 2.2985 | 2.2899 | 3.2718 | 3.9323 | 4.3622 | 4.7573 | 4.5366 | 3.8939 | 4.1537 | 4.4024 | 4.0021
2047-11-22 | 3.6422 | 3.515 | 3.5043 | 3.1813 | 3.0374 | 3.2285 | 3.208 | 3.3869 | 3.1453 | 2.5124 | 2.2373 | 2.1484 | 2.2712 | 2.8442 | 2.5335 | 3.1981 | 4.7083 | 5.4356 | 5.7177 | 4.7883 | 4.2631 | 4.9081 | 5.5409 | 5.3648
2047-11-23 | 4.3467 | 4.0717 | 3.5452 | 3.2809 | 3.2291 | 3.5711 | 3.5855 | 3.321 | 2.833 | 2.3928 | 1.9432 | 1.885 | 1.7062 | 1.8826 | 2.343 | 3.0896 | 3.9053 | 4.2301 | 5.1089 | 4.601 | 3.7506 | 3.8464 | 3.9407 | 3.4458
2047-11-24 | 3.4011 | 3.5428 | 3.4158 | 3.1727 | 3.1447 | 3.3234 | 3.2033 | 2.9512 | 2.5615 | 2.2458 | 1.9119 | 1.6358 | 2.2439 | 2.3153 | 2.5254 | 2.9791 | 4.0265 | 4.7518 | 5.5343 | 5.1555 | 4.2287 | 4.5999 | 5.0267 | 4.6864
2047-11-25 | 3.9486 | 3.9039 | 3.9525 | 3.7163 | 3.8586 | 4.3352 | 5.4659 | 4.3991 | 3.8592 | 3.3106 | 2.5711 | 2.3899 | 2.5871 | 2.5774 | 2.8349 | 3.4398 | 4.6479 | 5.5227 | 6.0603 | 5.8282 | 5.0825 | 5.3479 | 5.0735 | 4.8447
2047-11-26 | 4.5648 | 4.57 | 4.4303 | 3.9925 | 3.9501 | 4.5381 | 5.4343 | 4.6452 | 3.5384 | 2.8194 | 2.2311 | 1.8931 | 2.1008 | 2.5289 | 2.661 | 3.4492 | 4.7672 | 5.4872 | 6.0928 | 5.8456 | 5.2828 | 5.2082 | 5.1366 | 5.0478
2047-11-27 | 4.6016 | 3.9274 | 3.7568 | 3.8552 | 4.2052 | 4.3054 | 4.7937 | 3.9045 | 3.2329 | 2.7249 | 2.517 | 2.246 | 2.1592 | 2.2576 | 2.7358 | 3.3894 | 4.6973 | 5.1858 | 6.0734 | 5.774 | 5.2929 | 5.3586 | 5.0423 | 4.1407
2047-11-28 | 3.5985 | 3.6439 | 3.5094 | 3.2309 | 3.1648 | 3.4512 | 4.4064 | 4.0289 | 3.4648 | 2.8542 | 2.4007 | 2.1323 | 2.3505 | 2.6568 | 2.6272 | 3.3349 | 4.3493 | 5.0856 | 5.7906 | 5.4574 | 4.5973 | 3.9112 | 3.7963 | 3.7979
2047-11-29 | 3.6747 | 3.4258 | 3.5396 | 3.2961 | 3.1506 | 3.2416 | 3.6999 | 3.8489 | 3.2507 | 3.0227 | 2.8141 | 2.4308 | 2.4177 | 2.7636 | 2.8045 | 3.1655 | 4.449 | 5.3881 | 5.7943 | 5.1727 | 4.8699 | 4.4245 | 4.3854 | 4.2246
2047-11-30 | 3.6701 | 3.54 | 3.3054 | 3.3544 | 3.5406 | 3.5936 | 3.5952 | 3.4868 | 2.9909 | 2.4549 | 2.0298 | 2.37 | 2.6256 | 2.5582 | 2.9147 | 3.0878 | 3.3408 | 4.0128 | 5.0373 | 4.5593 | 4.2457 | 4.0321 | 3.6859 | 3.5153
2047-12-01 | 3.7511 | 3.7762 | 3.4967 | 3.1981 | 3.0483 | 3.0662 | 3.1771 | 2.9691 | 2.5226 | 2.242 | 1.816 | 1.6502 | 2.0252 | 2.2335 | 2.4068 | 2.73 | 3.3284 | 4.1349 | 5.1542 | 4.8578 | 4.3177 | 3.6168 | 3.8145 | 3.7901
2047-12-02 | 3.574 | 3.4035 | 3.2455 | 3.1905 | 3.2338 | 3.4941 | 4.2004 | 4.3265 | 3.2608 | 2.8108 | 2.5598 | 2.0256 | 2.1876 | 2.7255 | 2.9735 | 3.6911 | 4.7348 | 5.3776 | 5.8971 | 5.4821 | 4.8253 | 4.3459 | 4.0139 | 4.0159
2047-12-03 | 3.8713 | 3.4841 | 3.3606 | 3.4497 | 3.2167 | 3.5478 | 4.1801 | 4.1797 | 3.9214 | 3.0936 | 2.5639 | 2.6321 | 2.605 | 2.8106 | 3.2275 | 3.7497 | 4.4525 | 5.4485 | 5.8668 | 5.609 | 4.8986 | 4.2475 | 4.338 | 3.7095
2047-12-04 | 3.3998 | 3.3039 | 3.2941 | 2.9751 | 2.9778 | 3.3827 | 3.9738 | 4.1135 | 3.6318 | 2.9379 | 2.2808 | 2.0595 | 2.2409 | 2.5185 | 2.5548 | 2.9332 | 4.3137 | 5.2265 | 5.8998 | 5.5945 | 4.9364 | 4.2204 | 3.9298 | 4.0485
2047-12-05 | 3.8762 | 3.4344 | 3.5442 | 3.4044 | 3.2832 | 3.4781 | 4.0671 | 4.1693 | 3.6685 | 2.8801 | 2.3587 | 2.2425 | 2.3282 | 2.3895 | 3.0563 | 3.5497 | 4.151 | 4.827 | 5.7949 | 5.3838 | 4.4799 | 4.2413 | 4.2022 | 3.6113
2047-12-06 | 3.1943 | 3.1761 | 3.0684 | 3.0005 | 2.9459 | 3.2067 | 3.9071 | 3.5623 | 3.2737 | 3.171 | 2.6615 | 2.2525 | 2.1386 | 2.6789 | 2.7149 | 3.3461 | 4.2637 | 4.8935 | 5.3809 | 5.026 | 4.3266 | 4.699 | 4.9146 | 4.8999
2047-12-07 | 3.6797 | 3.1812 | 3.2091 | 3.1793 | 3.1415 | 3.2696 | 3.5653 | 3.6046 | 3.4829 | 3.3238 | 3.0586 | 2.6158 | 2.5487 | 2.7015 | 2.6141 | 2.6571 | 3.1942 | 3.627 | 3.6742 | 3.4169 | 3.4623 | 3.4149 | 3.4534 | 3.2074
2047-12-08 | 3.1243 | 2.961 | 2.9041 | 3.0261 | 3.0266 | 3.1802 | 3.3185 | 3.1518 | 2.5452 | 2.1597 | 1.835 | 1.5349 | 1.3905 | 1.4586 | 1.6959 | 2.2712 | 2.8988 | 3.7003 | 4.6287 | 4.3356 | 3.8315 | 4.6018 | 4.5133 | 4.1763
2047-12-09 | 3.926 | 3.3641 | 3.089 | 3.0449 | 3.0847 | 3.3587 | 4.0096 | 4.0707 | 3.2074 | 2.6253 | 2.4051 | 2.1946 | 2.4313 | 2.454 | 2.6759 | 3.1252 | 4.2996 | 5.1341 | 5.6164 | 5.0679 | 4.4117 | 3.9947 | 3.8696 | 3.6141
2047-12-10 | 3.5557 | 3.3271 | 3.2123 | 3.1172 | 3.167 | 3.5247 | 4.3388 | 4.4297 | 3.6375 | 3.0303 | 2.4334 | 1.9414 | 2.0106 | 2.3582 | 2.5281 | 3.7296 | 4.6885 | 5.4204 | 5.8496 | 5.7552 | 5.161 | 5.4234 | 5.5003 | 4.9901
2047-12-11 | 4.5195 | 4.5348 | 4.3608 | 4.1938 | 4.1697 | 4.5969 | 5.0723 | 4.3412 | 3.8515 | 3.3311 | 2.9412 | 2.6323 | 2.6855 | 3.1991 | 3.5371 | 4.2175 | 4.6031 | 5.0019 | 5.8611 | 5.5503 | 5.1474 | 5.4025 | 4.982 | 4.3739
2047-12-12 | 4.1381 | 3.9731 | 3.9977 | 3.6282 | 3.4558 | 3.9556 | 4.5865 | 3.8962 | 3.3405 | 2.8206 | 2.6732 | 2.185 | 2.0096 | 1.9851 | 2.2578 | 2.718 | 3.5726 | 4.5893 | 5.4994 | 5.2821 | 4.812 | 5.1029 | 5.3334 | 4.7538
2047-12-13 | 4.1108 | 3.7456 | 3.6767 | 3.655 | 3.6563 | 3.7271 | 3.79 | 3.8357 | 3.6063 | 3.0351 | 2.4584 | 2.2016 | 2.0682 | 2.082 | 2.3837 | 2.8306 | 3.8651 | 4.6873 | 5.1991 | 4.9203 | 4.065 | 4.046 | 3.8966 | 3.6876
2047-12-14 | 3.551 | 3.4817 | 3.6361 | 3.5849 | 3.5639 | 3.3444 | 3.4327 | 3.4864 | 2.8329 | 2.2976 | 2.1623 | 1.5419 | 1.6004 | 1.8949 | 1.8831 | 2.259 | 3.0708 | 4.1436 | 4.8289 | 4.7182 | 4.1936 | 3.606 | 3.423 | 3.3382
2047-12-15 | 3.2928 | 3.2045 | 2.9569 | 2.8552 | 2.6905 | 2.7259 | 2.9188 | 2.9098 | 2.3879 | 1.8824 | 1.6161 | 1.7048 | 1.5517 | 1.4539 | 1.784 | 2.3724 | 3.0017 | 3.8649 | 4.9675 | 4.6208 | 4.1139 | 4.3543 | 4.1245 | 3.8978
2047-12-16 | 3.9537 | 3.2181 | 3.2062 | 2.9445 | 3.0588 | 3.2914 | 3.8933 | 4.0154 | 3.1579 | 2.5415 | 2.3228 | 1.8663 | 1.985 | 2.0112 | 2.3357 | 3.1017 | 3.8578 | 4.5838 | 5.5785 | 5.2096 | 4.6543 | 4.2408 | 4.2004 | 3.7358
2047-12-17 | 3.3911 | 3.1993 | 3.0848 | 3.0529 | 3.0549 | 3.2592 | 3.7326 | 3.4147 | 2.7978 | 2.5733 | 2.4619 | 2.5408 | 2.9096 | 2.8965 | 3.2836 | 4.2694 | 4.6238 | 5.258 | 5.3378 | 4.8754 | 4.4967 | 5.0124 | 5.1804 | 4.6232
2047-12-18 | 4.1661 | 3.9563 | 3.7758 | 3.6903 | 3.7665 | 4.2763 | 4.9265 | 4.316 | 3.8543 | 3.235 | 2.7279 | 2.4665 | 2.1957 | 2.1957 | 2.207 | 2.4957 | 3.5431 | 4.6053 | 5.1947 | 5.1455 | 5.1945 | 5.3386 | 5.1828 | 4.902
2047-12-19 | 4.4906 | 4.1101 | 3.6397 | 3.6501 | 3.6711 | 4.1147 | 4.7003 | 3.9094 | 3.3419 | 2.7968 | 2.2951 | 1.9918 | 1.9748 | 2.1354 | 2.4002 | 3.0401 | 3.8822 | 4.7086 | 5.6281 | 5.3648 | 5.2554 | 5.5007 | 5.5005 | 4.6581
2047-12-20 | 4.208 | 3.8166 | 3.6976 | 3.7534 | 3.8524 | 4.0304 | 4.7406 | 4.1398 | 3.5348 | 3.0214 | 2.3631 | 2.1581 | 1.9218 | 2.123 | 2.082 | 2.6999 | 3.4987 | 4.3905 | 5.173 | 5.1086 | 4.6884 | 5.7648 | 5.7288 | 5.1664
2047-12-21 | 3.8324 | 3.6248 | 3.5191 | 3.4335 | 3.3184 | 3.1541 | 3.3283 | 3.4556 | 2.6867 | 1.9823 | 1.5902 | 1.4047 | 1.4357 | 1.6601 | 2.0443 | 2.6958 | 3.4726 | 4.4586 | 4.9761 | 4.7051 | 4.3709 | 4.0861 | 3.926 | 3.539
2047-12-22 | 3.4703 | 3.5249 | 3.4911 | 3.6941 | 3.5994 | 3.7322 | 3.4743 | 3.2492 | 2.716 | 2.15 | 1.6291 | 1.2852 | 1.344 | 1.4542 | 1.7833 | 2.3128 | 3.3108 | 4.0702 | 4.9291 | 4.8794 | 4.5611 | 4.3378 | 4.0823 | 3.9069
2047-12-23 | 3.5677 | 3.1771 | 3.0788 | 3.0236 | 3.0822 | 3.2795 | 3.5958 | 3.6889 | 3.6625 | 3.2529 | 2.9393 | 3.0395 | 2.9038 | 3.3001 | 3.4704 | 4.1807 | 5.012 | 5.6306 | 5.5359 | 4.6053 | 4.2681 | 4.7598 | 4.8275 | 4.8588
2047-12-24 | 4.4904 | 4.2304 | 3.923 | 3.1262 | 3.0883 | 3.2442 | 3.5007 | 3.6388 | 3.3203 | 2.8122 | 2.4391 | 2.2977 | 2.0617 | 2.1874 | 2.1466 | 2.4577 | 3.6229 | 4.8484 | 5.0589 | 4.7242 | 4.3516 | 4.3978 | 4.1085 | 3.7873
2047-12-25 | 3.5798 | 3.3026 | 3.1047 | 3.0455 | 3.0995 | 3.286 | 3.5539 | 3.7676 | 3.4635 | 2.8418 | 2.5838 | 2.515 | 2.3209 | 2.3422 | 2.6776 | 3.2947 | 4.1329 | 5.3403 | 5.7248 | 5.768 | 5.2335 | 5.0523 | 4.9317 | 4.6255
2047-12-26 | 4.5029 | 4.3753 | 4.1605 | 4.082 | 3.8173 | 4.0532 | 4.4589 | 3.9721 | 3.3522 | 3.0056 | 2.4152 | 2.0804 | 1.9777 | 2.2039 | 2.5295 | 3.5568 | 4.5279 | 5.3846 | 5.8647 | 5.7031 | 4.9803 | 5.0202 | 5.1849 | 5.2275
2047-12-27 | 4.9828 | 4.5107 | 3.9378 | 3.8423 | 3.9042 | 3.9413 | 4.4378 | 3.8945 | 3.573 | 3.458 | 3.7588 | 3.5996 | 3.7337 | 3.9595 | 4.0742 | 4.1979 | 4.7467 | 5.4756 | 5.7346 | 5.307 | 4.8279 | 4.8918 | 4.8208 | 4.4048
2047-12-28 | 4.0792 | 3.8979 | 3.7053 | 3.539 | 3.5721 | 3.8352 | 4.1206 | 3.7653 | 3.3467 | 2.9992 | 2.3061 | 1.9744 | 2.2103 | 2.0612 | 2.3987 | 2.813 | 4.0372 | 4.7205 | 5.2677 | 4.8686 | 4.3371 | 4.5734 | 4.9009 | 3.8614
2047-12-29 | 3.6944 | 3.489 | 3.3402 | 3.1186 | 3.1264 | 3.1592 | 3.2805 | 3.2585 | 3.0434 | 2.9323 | 2.7587 | 2.2919 | 2.343 | 2.0936 | 2.1946 | 2.6739 | 3.2344 | 4.1523 | 5.1429 | 4.9223 | 4.3305 | 3.9058 | 4.0942 | 3.8131
2047-12-30 | 3.559 | 3.1234 | 3.2062 | 3.1659 | 3.5586 | 3.8958 | 4.2907 | 3.9833 | 4.0057 | 3.6028 | 2.9355 | 2.4566 | 2.2267 | 2.1131 | 2.3153 | 3.3381 | 4.6888 | 5.6714 | 5.8303 | 4.7162 | 4.034 | 4.7559 | 4.8851 | 4.649
2047-12-31 | 4.7162 | 4.4283 | 4.0361 | 3.1379 | 3.1011 | 3.2652 | 3.5383 | 3.6962 | 3.2718 | 2.9646 | 2.5998 | 2.5406 | 2.0806 | 2.1874 | 2.1483 | 2.3605 | 3.5053 | 4.8056 | 5.1332 | 4.8401 | 4.4208 | 4.2215 | 3.7947 | 3.7834
2048-01-01 | 3.7585 | 3.213 | 3.1054 | 3.0258 | 2.9687 | 3.4343 | 3.4417 | 3.3393 | 3.0019 | 2.4367 | 2.1669 | 1.9549 | 1.618 | 1.73 | 2.0225 | 2.4166 | 3.4729 | 4.6183 | 5.3396 | 5.3697 | 4.7687 | 4.3628 | 3.9802 | 4.1502
2048-01-02 | 3.6983 | 3.3144 | 3.3947 | 3.1599 | 2.9896 | 3.0547 | 3.2107 | 3.3346 | 2.9979 | 2.2677 | 1.9795 | 1.6671 | 1.576 | 1.6941 | 1.9915 | 2.5731 | 3.2459 | 4.2399 | 5.6432 | 5.5717 | 4.4252 | 4.0081 | 3.8528 | 3.8211
2048-01-03 | 3.3571 | 3.1834 | 3.1247 | 3.0703 | 2.8796 | 3.1765 | 3.4421 | 3.6566 | 3.4581 | 2.7396 | 2.1471 | 1.7188 | 1.5122 | 1.7055 | 1.9671 | 2.3792 | 3.1733 | 3.9184 | 5.1579 | 4.0813 | 3.5941 | 4.3794 | 4.5861 | 4.2052
2048-01-04 | 3.0875 | 3.025 | 3.2382 | 2.9291 | 2.8173 | 2.813 | 2.9783 | 2.9951 | 2.4934 | 2.2355 | 1.9745 | 1.4456 | 1.1701 | 1.4275 | 1.8066 | 2.0019 | 2.7265 | 4.0288 | 4.9386 | 4.9225 | 3.5947 | 3.6527 | 3.5462 | 3.2719
2048-01-05 | 3.4216 | 3.3869 | 3.1627 | 3.0268 | 2.8711 | 3.0543 | 3.0492 | 3.0618 | 2.6065 | 2.2706 | 1.7873 | 1.4297 | 1.1222 | 1.493 | 1.818 | 2.0395 | 2.4917 | 4.1313 | 5.3025 | 5.1196 | 4.3501 | 3.3897 | 3.3054 | 3.0567
2048-01-06 | 3.0278 | 2.82 | 2.8891 | 2.8689 | 2.9784 | 3.2047 | 3.2868 | 3.4019 | 3.1996 | 2.357 | 2.0916 | 1.706 | 1.6587 | 1.7861 | 1.8853 | 2.2969 | 3.6428 | 4.7901 | 5.7186 | 5.349 | 4.3169 | 4.0608 | 4.1554 | 3.8931
2048-01-07 | 3.3543 | 3.0002 | 3.0696 | 3.1213 | 2.8631 | 3.0458 | 3.7917 | 4.0834 | 3.7552 | 3.0556 | 2.3449 | 2.0007 | 1.9386 | 2.0575 | 2.2688 | 3.281 | 4.1674 | 4.6916 | 5.9269 | 5.954 | 5.4569 | 4.774 | 4.4469 | 4.2231
2048-01-08 | 3.4463 | 3.2169 | 3.0838 | 3.1664 | 3.015 | 3.4818 | 3.8052 | 3.9243 | 3.3872 | 2.7609 | 2.1702 | 1.7831 | 2.1657 | 2.1368 | 2.0986 | 2.3783 | 3.8246 | 5.2541 | 5.9939 | 5.8079 | 4.7405 | 4.6546 | 4.206 | 4.0018
2048-01-09 | 3.7391 | 3.4202 | 3.0523 | 3.0187 | 3.0636 | 3.5994 | 4.2151 | 4.4244 | 3.8362 | 3.3019 | 2.6879 | 2.1997 | 2.5101 | 2.3069 | 2.4875 | 3.2231 | 4.5178 | 4.8976 | 5.9283 | 6.0517 | 5.4828 | 5.02 | 4.6297 | 4.4133
2048-01-10 | 3.8642 | 3.4302 | 3.2793 | 3.1683 | 3.0327 | 3.3158 | 4.3076 | 4.1568 | 3.1102 | 2.1708 | 1.8212 | 1.7142 | 1.795 | 2.181 | 2.2014 | 2.5412 | 3.6097 | 4.2861 | 5.1037 | 5.33 | 4.8709 | 4.7057 | 4.529 | 4.3206
2048-01-11 | 3.7462 | 3.1894 | 3.1007 | 3.1916 | 2.9358 | 2.9912 | 3.1816 | 3.299 | 2.8576 | 2.3296 | 2.0219 | 1.7411 | 1.7153 | 1.6141 | 1.9841 | 2.275 | 2.6276 | 3.3905 | 5.1154 | 5.079 | 3.9934 | 4.1591 | 4.2988 | 3.4005
2048-01-12 | 3.1754 | 3.0616 | 3.1767 | 2.8607 | 2.7567 | 2.8785 | 2.9541 | 2.867 | 2.5218 | 2.048 | 1.678 | 1.1059 | 1.0339 | 1.1777 | 1.5784 | 2.0977 | 2.4553 | 3.2582 | 5.0562 | 4.9253 | 4.3473 | 3.5499 | 3.3194 | 3.151
2048-01-13 | 3.1114 | 2.8537 | 2.7413 | 2.6968 | 2.7825 | 3.2176 | 3.3419 | 3.3505 | 3.2259 | 2.5669 | 2.0038 | 1.7535 | 1.8685 | 1.8007 | 1.9571 | 2.2952 | 3.3981 | 4.6406 | 5.772 | 5.2796 | 4.4667 | 4.0918 | 4.4037 | 3.6446
2048-01-14 | 3.1468 | 3.1367 | 2.9994 | 2.855 | 2.7117 | 2.806 | 3.6919 | 3.54 | 2.9201 | 2.3482 | 1.9341 | 1.706 | 1.6309 | 1.6544 | 2.0747 | 2.2791 | 3.1519 | 5.2295 | 5.9554 | 5.9433 | 5.1188 | 4.6801 | 4.2592 | 3.76
2048-01-15 | 3.6995 | 3.3485 | 3.1218 | 3.0821 | 2.9115 | 3.155 | 4.3163 | 5 | 4.1101 | 3.2278 | 2.8712 | 2.3179 | 2.2051 | 2.0503 | 2.3148 | 2.9961 | 4.0972 | 4.9326 | 6.0215 | 6.0089 | 5.3466 | 4.8103 | 4.2823 | 3.8506
2048-01-16 | 3.824 | 3.2981 | 3.1557 | 3.221 | 3.3052 | 3.2794 | 3.9897 | 3.771 | 3.5431 | 2.6288 | 2.1324 | 1.79 | 1.6384 | 1.7208 | 2.1709 | 2.3529 | 3.3199 | 4.5144 | 5.976 | 5.4696 | 4.8297 | 4.4201 | 4.3206 | 3.9794
2048-01-17 | 3.2896 | 3.0678 | 3.0082 | 3.0002 | 3.0494 | 3.6224 | 4.2411 | 4.508 | 4.1689 | 3.0523 | 2.1769 | 2.0748 | 2.097 | 2.1206 | 2.2977 | 3.7616 | 4.4984 | 4.6218 | 5.5632 | 5.6061 | 5.0282 | 4.5423 | 4.6414 | 4.248
2048-01-18 | 3.2208 | 3.0754 | 3.2281 | 3.0908 | 2.9683 | 3.074 | 3.2093 | 3.3127 | 2.6887 | 2.2553 | 1.8188 | 1.5906 | 1.6348 | 1.8017 | 2.0371 | 2.2388 | 2.7124 | 4.2845 | 5.5549 | 5.1871 | 4.5695 | 4.106 | 4.0392 | 3.9653
2048-01-19 | 3.3632 | 3.126 | 3.0438 | 3.1665 | 2.7878 | 2.7833 | 3.1273 | 3.4335 | 3.1496 | 2.4805 | 2.1327 | 1.7782 | 1.5481 | 1.6117 | 1.9571 | 2.3567 | 2.5742 | 3.5575 | 5.3207 | 5.3515 | 4.7021 | 3.9075 | 3.4413 | 3.3482
2048-01-20 | 2.9312 | 2.6986 | 2.6565 | 2.7465 | 2.785 | 3.0811 | 3.724 | 4.1985 | 3.1574 | 2.4465 | 2.1854 | 1.8057 | 1.7609 | 1.9294 | 2.3221 | 2.8809 | 3.4072 | 4.566 | 5.7779 | 5.4935 | 5.0419 | 4.5826 | 4.0751 | 3.5555
2048-01-21 | 3.7943 | 3.5226 | 3.2372 | 3.3158 | 3.3488 | 3.4805 | 4.4933 | 4.8386 | 4.6851 | 3.835 | 3.291 | 2.9006 | 2.1455 | 2.2917 | 3.1494 | 3.8506 | 4.5655 | 4.6756 | 5.8205 | 6.0237 | 5.5145 | 5.1443 | 4.6167 | 4.027
2048-01-22 | 3.8253 | 3.3482 | 3.1476 | 3.1406 | 3.0289 | 3.1129 | 4.1588 | 4.614 | 3.7677 | 2.9121 | 2.2627 | 1.8539 | 1.7149 | 1.785 | 2.161 | 2.909 | 3.6222 | 4.4477 | 5.9702 | 6.0131 | 5.4487 | 4.9975 | 4.5294 | 3.9377
2048-01-23 | 3.8182 | 3.2841 | 3.1046 | 3.188 | 3.1269 | 3.4516 | 4.5144 | 5.029 | 4.7538 | 3.9522 | 3.1667 | 2.8665 | 2.887 | 2.9934 | 3.1518 | 3.6245 | 3.8664 | 4.3868 | 5.7813 | 5.8354 | 5.2223 | 4.654 | 4.2433 | 4.0295
2048-01-24 | 3.33 | 3.1174 | 3.0794 | 3.0923 | 3.0226 | 3.4161 | 3.6672 | 3.6501 | 3.4096 | 2.5984 | 2.0235 | 1.8239 | 1.9058 | 1.9772 | 2.0964 | 2.6792 | 3.9096 | 4.822 | 5.6113 | 5.3858 | 4.747 | 4.933 | 4.9722 | 4.5434
2048-01-25 | 3.4999 | 3.2414 | 3.2883 | 3.1522 | 2.9673 | 3.1543 | 3.6021 | 3.6783 | 3.4158 | 2.6698 | 2.186 | 2.1896 | 2.2093 | 2.5202 | 2.8252 | 3.4444 | 3.8029 | 3.9524 | 4.8159 | 4.8018 | 4.2618 | 4.1818 | 3.9653 | 3.7078
2048-01-26 | 3.4278 | 3.1948 | 3.211 | 3.1234 | 2.8513 | 2.8203 | 3.0237 | 2.8945 | 2.4367 | 2.0639 | 2.0097 | 1.721 | 1.7642 | 1.7033 | 2.0867 | 2.1288 | 2.3617 | 3.4494 | 5.1517 | 5.3162 | 4.6307 | 3.482 | 3.4563 | 3.269
2048-01-27 | 2.9634 | 2.8001 | 2.7423 | 2.8284 | 2.7282 | 3.186 | 4.1461 | 4.8377 | 3.6777 | 2.6016 | 2.5187 | 2.0695 | 2.0029 | 2.1941 | 2.7542 | 2.9003 | 3.6826 | 5.0046 | 5.7819 | 5.8589 | 5.4326 | 5.2079 | 4.3766 | 3.9186
2048-01-28 | 3.6251 | 3.1912 | 3.0872 | 3.2494 | 3.1859 | 3.2593 | 4.1597 | 4.1 | 3.5919 | 2.7861 | 2.304 | 1.8187 | 1.8798 | 2.1502 | 2.3521 | 2.6371 | 3.3314 | 4.8778 | 5.9851 | 5.9891 | 5.3623 | 4.7867 | 4.4247 | 3.9299
2048-01-29 | 4.0919 | 3.4507 | 3.2133 | 3.2114 | 3.1401 | 3.6394 | 4.9995 | 5.1847 | 4.7982 | 4.5115 | 3.4844 | 2.9484 | 2.704 | 2.3155 | 3.0417 | 3.4068 | 4.2004 | 5.1198 | 5.9565 | 5.8371 | 4.7208 | 4.8727 | 4.9823 | 4.0308
2048-01-30 | 3.6775 | 3.749 | 3.3355 | 3.2819 | 3.0904 | 3.3728 | 4.7762 | 4.6765 | 4.276 | 3.4965 | 3.1167 | 2.3113 | 2.664 | 2.9906 | 2.9661 | 2.605 | 3.4702 | 4.8699 | 5.9597 | 6.041 | 5.3842 | 4.8936 | 4.4953 | 4.0027
2048-01-31 | 3.7812 | 3.7727 | 3.315 | 3.2793 | 3.2233 | 3.6553 | 4.8557 | 5.2811 | 4.7796 | 3.4961 | 3.6483 | 2.7702 | 2.1535 | 1.8153 | 2.203 | 3.0527 | 3.4808 | 4.3853 | 5.7077 | 5.6863 | 4.6772 | 5.2842 | 5.2113 | 4.0603
2048-02-01 | 3.6297 | 3.5228 | 3.3473 | 3.1607 | 2.9109 | 3.1153 | 3.1841 | 3.1545 | 2.5855 | 2.3459 | 2.0529 | 1.8382 | 1.5262 | 1.681 | 2.1497 | 2.6108 | 3.7279 | 4.0484 | 5.0793 | 5.3154 | 4.8494 | 4.5038 | 4.3668 | 4.0387
2048-02-02 | 3.5638 | 3.3488 | 3.5731 | 3.2422 | 3.0818 | 3.2819 | 3.4786 | 3.8072 | 3.701 | 3.0722 | 2.5391 | 2.5498 | 2.7257 | 2.5637 | 2.1608 | 2.4377 | 2.6136 | 3.3271 | 4.9199 | 5.2734 | 4.8204 | 4.2891 | 3.836 | 3.4457
2048-02-03 | 3.3774 | 3.3493 | 3.0697 | 3.096 | 3.0605 | 3.2338 | 4.2476 | 4.3661 | 3.4374 | 3.8627 | 3.7793 | 2.8445 | 2.6055 | 2.1382 | 2.7735 | 3.6338 | 4.6117 | 5.5583 | 5.7733 | 5.3772 | 4.5116 | 4.6927 | 4.1803 | 3.5526
2048-02-04 | 3.4589 | 3.4318 | 3.1218 | 2.9597 | 3.0939 | 3.6489 | 4.2293 | 4.149 | 3.8048 | 2.8228 | 2.9507 | 3.21 | 3.2802 | 2.5425 | 2.6682 | 2.9259 | 3.7958 | 4.3064 | 5.4765 | 5.8833 | 5.1354 | 4.742 | 5.0127 | 4.1644
2048-02-05 | 3.5202 | 3.3658 | 3.2032 | 3.2196 | 2.9923 | 3.116 | 3.7572 | 3.8227 | 3.396 | 2.6308 | 2.2538 | 2.3422 | 2.5099 | 2.4456 | 2.2442 | 2.6231 | 3.909 | 4.8116 | 5.6641 | 5.6759 | 5.3246 | 4.6047 | 4.2335 | 4.1309
2048-02-06 | 3.7603 | 3.46 | 3.3454 | 3.2633 | 3.3143 | 3.5685 | 4.2076 | 3.772 | 3.5279 | 2.7468 | 2.5269 | 2.1812 | 2.0517 | 1.844 | 2.0488 | 2.4862 | 3.0344 | 4.1671 | 4.9353 | 5.0989 | 4.8034 | 4.4735 | 3.9273 | 3.8986
2048-02-07 | 3.6244 | 3.2398 | 3.1305 | 3.0901 | 3.0088 | 3.2165 | 3.9432 | 4.1612 | 3.4186 | 2.3471 | 1.6058 | 1.3156 | 1.2514 | 1.4078 | 1.7168 | 2.2112 | 2.5151 | 3.5964 | 5.2308 | 5.031 | 4.1273 | 4.6205 | 4.1488 | 3.6444
2048-02-08 | 3.1439 | 3.1548 | 2.9178 | 2.8205 | 2.7613 | 2.8442 | 3.0049 | 2.9868 | 2.3872 | 1.9871 | 1.5795 | 1.1458 | 1.1025 | 1.1301 | 1.4146 | 1.5146 | 2.43 | 3.3726 | 4.0662 | 4.4099 | 4.0245 | 3.8493 | 3.536 | 3.3667
2048-02-09 | 3.3635 | 3.0311 | 2.9529 | 2.8991 | 2.7816 | 2.8019 | 2.9738 | 2.9967 | 2.5707 | 2.0994 | 1.5041 | 1.1353 | 0.93498 | 1.1811 | 1.5592 | 1.796 | 2.3061 | 3.2388 | 4.9409 | 5.1785 | 4.5814 | 3.7204 | 3.359 | 3.1407
2048-02-10 | 3.0177 | 2.9915 | 2.8015 | 2.7554 | 2.818 | 3.3106 | 3.7369 | 3.8364 | 3.3337 | 2.5065 | 2.1289 | 2.0014 | 1.8173 | 1.8619 | 2.2017 | 2.6567 | 3.751 | 4.6729 | 5.5648 | 5.5315 | 4.9945 | 4.7244 | 4.1559 | 4.1096
2048-02-11 | 3.474 | 3.2687 | 3.1782 | 3.2715 | 3.1827 | 3.3035 | 4.0367 | 3.9101 | 4.3528 | 3.9323 | 3.1598 | 2.9186 | 2.7765 | 3.1548 | 3.2743 | 3.6669 | 4.1454 | 4.9228 | 5.9239 | 5.9218 | 5.3217 | 4.9628 | 4.7362 | 4.0612
2048-02-12 | 3.5607 | 3.2953 | 3.2311 | 3.4836 | 3.3742 | 3.5498 | 3.8154 | 3.9381 | 3.9865 | 3.6042 | 3.111 | 3.0413 | 3.3918 | 3.6317 | 3.688 | 4.2238 | 5.0213 | 5.2291 | 5.5153 | 5.5196 | 5.1887 | 4.6641 | 4.4764 | 4.1416
2048-02-13 | 3.9029 | 3.3619 | 3.3525 | 3.3785 | 3.3876 | 3.456 | 4.3336 | 4.8094 | 4.7859 | 4.333 | 3.9082 | 2.5627 | 2.207 | 2.3694 | 2.7943 | 2.7302 | 3.9435 | 4.1968 | 5.162 | 5.6027 | 5.4362 | 5.1508 | 4.6376 | 4.4177
2048-02-14 | 3.5921 | 3.2945 | 3.2151 | 3.15 | 3.1775 | 3.487 | 4.5739 | 4.7868 | 3.6276 | 3.6103 | 2.8922 | 2.2519 | 2.361 | 2.7747 | 2.5781 | 2.8954 | 3.5015 | 4.2666 | 4.8929 | 5.4086 | 5.1856 | 5.316 | 4.6664 | 4.2202
2048-02-15 | 3.8253 | 3.3014 | 3.199 | 3.1257 | 3.0876 | 3.0948 | 3.1057 | 3.0649 | 2.5793 | 2.3561 | 2.1576 | 1.6542 | 1.4633 | 1.7449 | 2.1755 | 3.0471 | 3.7695 | 4.3733 | 4.4652 | 4.5006 | 4.3167 | 4.5317 | 3.8786 | 3.6108
2048-02-16 | 3.4891 | 3.5469 | 3.1555 | 3.0127 | 2.8504 | 2.9809 | 3.1391 | 3.1325 | 3.014 | 2.5578 | 2.3337 | 2.2108 | 2.6664 | 2.5222 | 2.277 | 2.7305 | 3.236 | 4.3067 | 4.9093 | 4.7703 | 3.8224 | 3.4069 | 3.8941 | 3.3381
2048-02-17 | 3.0334 | 2.8773 | 2.9436 | 2.8069 | 2.8006 | 2.8186 | 3.043 | 3.1095 | 2.9206 | 2.3744 | 1.8582 | 1.0921 | 1.1084 | 1.4581 | 2.0962 | 2.476 | 2.8509 | 3.6708 | 5.0019 | 5.5949 | 4.4633 | 4.4286 | 4.3958 | 3.5386
2048-02-18 | 3.2498 | 3.317 | 3.0681 | 2.914 | 2.8019 | 3.0539 | 3.9344 | 3.7644 | 2.7456 | 2.3899 | 2.1172 | 1.7454 | 1.7337 | 2.0683 | 2.2458 | 2.4353 | 3.4489 | 4.6947 | 5.8222 | 5.8172 | 5.2187 | 5.3708 | 4.577 | 3.8545
2048-02-19 | 3.3574 | 3.098 | 3.1008 | 2.8351 | 2.6734 | 3.0613 | 3.7851 | 3.9569 | 3.4639 | 2.6755 | 2.4369 | 2.1425 | 1.9055 | 2.018 | 2.2662 | 2.8516 | 3.3604 | 4.3022 | 5.6137 | 5.929 | 5.3898 | 4.8208 | 4.5721 | 4.4173
2048-02-20 | 3.8729 | 3.4859 | 3.3128 | 3.4638 | 3.1745 | 3.3366 | 3.9846 | 4.3004 | 4.2149 | 3.5075 | 3.1348 | 3.7842 | 3.7629 | 3.3064 | 3.3811 | 3.8207 | 4.7971 | 5.0969 | 5.5599 | 5.5718 | 5.0937 | 4.6063 | 4.531 | 4.0963
2048-02-21 | 3.5286 | 3.2443 | 3.1212 | 3.0387 | 3.02 | 3.1955 | 3.8181 | 4.2934 | 3.5637 | 3.1051 | 2.1812 | 1.9665 | 2.0268 | 2.5521 | 2.5851 | 2.9696 | 3.6864 | 4.7945 | 5.2536 | 5.2476 | 5.1742 | 5.3036 | 4.7594 | 4.2771
2048-02-22 | 4.0797 | 3.5003 | 3.2206 | 3.0925 | 3.1239 | 3.5767 | 3.6423 | 3.6504 | 3.1456 | 2.5601 | 2.1851 | 1.6922 | 1.9963 | 2.1708 | 2.2435 | 2.5995 | 3.6077 | 4.6537 | 4.6483 | 4.8675 | 4.6589 | 4.2996 | 4.1267 | 3.7979
2048-02-23 | 3.9098 | 3.3267 | 3.1875 | 3.1076 | 2.9231 | 3.0233 | 3.3694 | 3.7101 | 3.1804 | 2.5147 | 2.3096 | 2.0592 | 1.9879 | 1.9607 | 2.5406 | 2.71 | 3.1665 | 4.5188 | 5.4231 | 5.4486 | 4.5588 | 4.0231 | 3.6651 | 3.2551
2048-02-24 | 3.2217 | 3.1366 | 2.8874 | 2.8951 | 2.9652 | 3.2774 | 4.3861 | 4.2196 | 3.8244 | 3.1629 | 2.5114 | 1.947 | 2.209 | 2.2791 | 2.5501 | 2.9622 | 4.1682 | 5.0272 | 5.5929 | 5.4165 | 5.2246 | 4.9762 | 4.1673 | 3.7107
2048-02-25 | 3.4185 | 3.2449 | 2.9837 | 2.9678 | 3.0597 | 3.6728 | 4.1728 | 4.0695 | 3.4261 | 2.8294 | 2.277 | 1.9976 | 2.2678 | 2.1734 | 2.3234 | 2.6577 | 3.7688 | 4.4356 | 5.4887 | 5.8351 | 5.231 | 4.7187 | 4.5591 | 4.2668
2048-02-26 | 3.6095 | 3.3275 | 2.8859 | 2.9293 | 2.9012 | 3.6148 | 4.035 | 3.7292 | 4.0669 | 3.5024 | 2.7551 | 2.126 | 2.0675 | 1.8918 | 2.3418 | 3.2891 | 4.352 | 4.3734 | 5.4692 | 5.9198 | 5.4773 | 5.2307 | 4.8002 | 3.844
2048-02-27 | 3.5521 | 3.396 | 3.5038 | 3.1888 | 3.0723 | 3.4129 | 4.6347 | 4.8593 | 4.0176 | 2.9567 | 2.0341 | 1.8982 | 1.9285 | 1.8226 | 2.5455 | 2.6995 | 3.5051 | 4.4376 | 5.4216 | 5.5731 | 5.1445 | 4.7903 | 4.3263 | 3.782
2048-02-28 | 3.4162 | 3.2019 | 3.2443 | 3.3412 | 2.9436 | 3.0551 | 3.6555 | 3.9013 | 3.4344 | 2.6532 | 2.4382 | 2.3937 | 2.6092 | 2.5417 | 2.3596 | 3.328 | 3.9189 | 4.4055 | 5.1083 | 5.491 | 4.9087 | 4.5672 | 4.8848 | 4.4588
2048-02-29 | 3.5261 | 3.5158 | 3.3714 | 3.1853 | 3.0868 | 3.2274 | 3.7038 | 3.6591 | 2.8015 | 2.6815 | 2.8016 | 2.067 | 1.8993 | 1.9694 | 2.1504 | 2.2573 | 3.085 | 4.0371 | 4.6065 | 4.2439 | 4.1324 | 4.4933 | 4.2107 | 3.828
2048-03-01 | 3.9239 | 3.5694 | 3.2487 | 3.2066 | 3.0316 | 3.2128 | 3.1493 | 3.0194 | 2.6109 | 2.1776 | 1.8807 | 1.7102 | 1.5277 | 1.784 | 1.7556 | 1.8485 | 2.6226 | 3.8442 | 5.0398 | 5.2165 | 4.5076 | 3.7874 | 3.5611 | 3.4715
2048-03-02 | 3.5247 | 3.2839 | 3.1205 | 2.9914 | 3.0292 | 3.6127 | 4.4367 | 3.9365 | 3.5331 | 2.6142 | 2.0747 | 1.6717 | 1.7492 | 2.0902 | 2.005 | 2.2912 | 3.1971 | 4.4107 | 5.3921 | 5.8248 | 5.1994 | 4.5342 | 4.1075 | 3.8823
2048-03-03 | 3.7159 | 3.4054 | 3.1096 | 3.0169 | 3.0263 | 3.6512 | 4.767 | 4.207 | 3.7559 | 3.3235 | 2.781 | 2.3557 | 2.1803 | 2.3637 | 2.2032 | 2.3662 | 2.92 | 4.2 | 5.3174 | 5.7572 | 5.1202 | 4.4033 | 4.2204 | 3.5921
2048-03-04 | 3.4404 | 3.3792 | 3.1186 | 3.043 | 2.9572 | 3.1422 | 4.579 | 3.7172 | 2.7807 | 1.8407 | 1.3273 | 1.2802 | 1.5687 | 1.3946 | 1.3066 | 2.0088 | 2.8603 | 3.5638 | 4.9807 | 5.5748 | 5.0504 | 4.2697 | 4.2115 | 3.8701
2048-03-05 | 3.3032 | 3.1258 | 3.1472 | 3.0471 | 3.0082 | 3.2831 | 4.1537 | 4.3625 | 3.3417 | 2.6125 | 1.989 | 1.7109 | 1.6364 | 1.8292 | 2.1411 | 2.2036 | 2.827 | 3.8415 | 5.4618 | 5.7622 | 5.1215 | 4.5335 | 4.1519 | 3.7074
2048-03-06 | 3.3948 | 3.2399 | 3.2702 | 3.0139 | 2.9689 | 3.3402 | 4.226 | 3.781 | 3.1564 | 2.6525 | 1.9762 | 1.8703 | 2.2023 | 1.9346 | 1.7821 | 1.8587 | 2.9252 | 3.6663 | 4.3371 | 4.7441 | 4.2028 | 4.5205 | 4.428 | 4.0307
2048-03-07 | 3.4723 | 3.1232 | 2.8739 | 2.8278 | 2.7559 | 2.8822 | 2.8608 | 3.3226 | 2.8061 | 2.363 | 1.9795 | 1.1545 | 1.3218 | 1.462 | 1.6624 | 2.2098 | 3.0297 | 3.3659 | 4.0649 | 4.6115 | 4.2702 | 3.7692 | 3.4984 | 3.3147
2048-03-08 | 3.3693 | 3.0124 | 2.8977 | 2.8775 | 2.8765 | 2.7286 | 2.858 | 3.1606 | 3.1056 | 2.5595 | 1.4773 | 1.4789 | 1.7054 | 1.256 | 1.7433 | 2.3342 | 3.1265 | 3.8071 | 4.7504 | 4.5307 | 4.0891 | 3.7088 | 3.7831 | 3.2046
2048-03-09 | 3.1123 | 3.0555 | 2.8992 | 2.8796 | 2.9481 | 3.2103 | 4.3176 | 4.4317 | 3.5218 | 2.2818 | 2.2891 | 2.04 | 2.3507 | 1.9262 | 2.1213 | 3.0842 | 3.5392 | 4.3948 | 5.6171 | 5.6269 | 4.6521 | 4.3061 | 4.2462 | 3.5067
2048-03-10 | 3.252 | 2.4651 | 1.9059 | 2.1248 | 2.6941 | 3.0053 | 4.3462 | 4.73 | 4.0523 | 4.1263 | 3.7584 | 3.7288 | 3.8413 | 3.9216 | 3.5243 | 3.5214 | 4.3054 | 4.8252 | 5.8417 | 5.6888 | 5.2203 | 4.744 | 4.2104 | 3.6581
2048-03-11 | 3.3026 | 3.2718 | 2.9705 | 2.7268 | 2.774 | 3.0057 | 3.815 | 4.4959 | 4.1178 | 3.1019 | 2.7425 | 2.344 | 2.7164 | 2.4547 | 2.4693 | 4.0007 | 4.3209 | 4.5686 | 5.849 | 6.0159 | 5.4655 | 4.696 | 4.3821 | 4.286
2048-03-12 | 3.5733 | 3.359 | 3.5274 | 3.168 | 3.1884 | 3.691 | 4.6454 | 4.6337 | 3.8134 | 2.9671 | 2.5 | 2.3023 | 2.2518 | 2.2495 | 2.7496 | 3.3843 | 3.9772 | 5.0571 | 5.9188 | 6.2561 | 5.6064 | 4.8607 | 4.2757 | 3.9895
2048-03-13 | 3.3974 | 3.138 | 3.0313 | 3.0195 | 3.0719 | 3.3216 | 4.0355 | 4.0532 | 3.4109 | 2.9517 | 2.9068 | 2.3805 | 2.2365 | 2.6545 | 3.0464 | 3.867 | 4.5331 | 4.3566 | 5.2997 | 5.6917 | 5.344 | 5.0772 | 4.7104 | 4.3051
2048-03-14 | 3.8478 | 3.4567 | 3.1368 | 3.1624 | 3.3308 | 3.2992 | 3.5682 | 3.2781 | 2.7018 | 2.1297 | 1.815 | 1.4243 | 1.1643 | 1.4403 | 1.5966 | 1.9705 | 2.8943 | 3.984 | 4.7928 | 4.9399 | 4.6509 | 4.6344 | 4.0655 | 3.7541
2048-03-15 | 3.7915 | 3.5812 | 3.1652 | 3.0414 | 2.9356 | 3.2159 | 3.2631 | 3.3376 | 2.7967 | 2.6012 | 2.1234 | 2.2782 | 1.9904 | 1.8253 | 1.9597 | 1.5673 | 2.2103 | 3.3068 | 4.9007 | 5.0802 | 4.6762 | 4.2637 | 3.9169 | 3.5103
2048-03-16 | 3.4488 | 3.2737 | 2.9404 | 2.6626 | 2.7076 | 3.0083 | 3.347 | 3.4135 | 3.2998 | 2.635 | 2.1432 | 1.5412 | 1.9558 | 2.8721 | 2.6383 | 2.7652 | 3.1854 | 3.7836 | 4.752 | 5.4957 | 5.0981 | 4.32 | 3.9346 | 3.8911
2048-03-17 | 3.524 | 3.0641 | 2.9088 | 3.0903 | 2.9928 | 3.2262 | 3.8666 | 3.9472 | 3.8156 | 3.6582 | 2.9975 | 2.3069 | 2.2477 | 2.6356 | 2.34 | 2.6158 | 3.9148 | 4.6906 | 5.3885 | 5.5341 | 5.1089 | 4.5662 | 3.9352 | 3.7107
2048-03-18 | 3.3868 | 3.0763 | 3.009 | 2.9619 | 2.977 | 3.5604 | 3.7834 | 3.8884 | 3.5031 | 2.7529 | 2.2517 | 1.7836 | 2.343 | 2.3974 | 2.475 | 2.7273 | 3.7208 | 4.7901 | 5.4724 | 5.558 | 4.7967 | 4.1931 | 3.9368 | 3.793
2048-03-19 | 3.7427 | 3.3656 | 3.0991 | 2.9989 | 3.1768 | 3.3081 | 3.6783 | 3.8912 | 3.8909 | 3.7578 | 2.8474 | 2.0414 | 2.1128 | 2.6187 | 3.0773 | 3.3086 | 3.9469 | 4.9791 | 5.5886 | 5.8169 | 5.0529 | 4.6099 | 4.3469 | 4.0274
2048-03-20 | 3.8355 | 3.5363 | 3.2113 | 3.1579 | 3.032 | 3.3507 | 3.9546 | 3.6746 | 3.0214 | 2.7822 | 2.4187 | 2.1043 | 2.2359 | 2.4905 | 2.4235 | 3.72 | 4.1788 | 5.0915 | 5.0337 | 5.0002 | 5.0999 | 5.0596 | 4.5138 | 4.3005
2048-03-21 | 3.8855 | 3.4655 | 3.1671 | 3.0932 | 3.3653 | 3.3641 | 3.8686 | 4.026 | 3.9876 | 4.3566 | 3.7031 | 2.8482 | 2.7584 | 2.7015 | 2.8386 | 2.8714 | 3.1147 | 3.8074 | 3.9651 | 4.3636 | 4.2844 | 3.8575 | 3.6929 | 3.5102
2048-03-22 | 3.3575 | 3.0062 | 2.8864 | 2.7376 | 2.6251 | 2.6506 | 2.8673 | 2.9292 | 2.5724 | 2.1937 | 1.628 | 1.2317 | 1.3977 | 1.3739 | 1.3982 | 1.677 | 2.3505 | 3.2394 | 4.0104 | 4.9692 | 4.7193 | 4.2467 | 4.0566 | 3.9043
2048-03-23 | 3.3936 | 2.9965 | 2.9216 | 2.9591 | 3.088 | 3.1815 | 3.7321 | 3.5993 | 3.3696 | 3.6009 | 2.5047 | 2.4821 | 2.3826 | 2.0777 | 2.1035 | 2.4533 | 2.9786 | 3.8733 | 4.8416 | 5.5633 | 5.0778 | 4.4711 | 4.472 | 3.8557
2048-03-24 | 3.2672 | 3.2021 | 3.1183 | 2.9368 | 2.9109 | 3.1436 | 4.2545 | 3.7028 | 2.7321 | 2.2254 | 1.8465 | 1.4205 | 1.5523 | 1.8251 | 1.835 | 2.3459 | 3.2656 | 4.5429 | 5.1288 | 5.7191 | 5.3923 | 5.0038 | 4.4874 | 4.1559
2048-03-25 | 3.4727 | 3.2332 | 3.0946 | 3.0434 | 3.0345 | 3.7582 | 4.177 | 3.7504 | 3.1283 | 2.4819 | 2.038 | 1.7052 | 1.8028 | 1.7855 | 1.7633 | 1.8052 | 3.2027 | 4.1717 | 5.0951 | 5.8568 | 5.5265 | 5.0456 | 4.4948 | 4.1986
2048-03-26 | 3.6135 | 3.1278 | 3.0331 | 3.1991 | 3.245 | 3.4974 | 4.0131 | 3.9145 | 3.2319 | 2.3802 | 1.866 | 1.505 | 1.7228 | 1.78 | 1.8306 | 1.9781 | 3.274 | 4.3811 | 5.0958 | 5.6885 | 5.451 | 4.9742 | 4.1031 | 3.6834
2048-03-27 | 3.7658 | 3.2657 | 3.067 | 2.9603 | 2.9404 | 3.0587 | 3.425 | 3.5954 | 2.779 | 2.1358 | 1.7112 | 1.562 | 1.7741 | 1.7556 | 1.1038 | 1.7803 | 3.1081 | 4.0766 | 4.8579 | 5.5601 | 5.2708 | 4.983 | 4.4821 | 4.1433
2048-03-28 | 3.7461 | 3.3351 | 3.0384 | 2.9541 | 3.0779 | 3.1747 | 3.0816 | 3.1793 | 2.4699 | 2.5854 | 2.1638 | 2.2728 | 2.4643 | 2.6458 | 2.7347 | 2.2608 | 2.4657 | 3.7997 | 4.0913 | 4.7882 | 4.532 | 4.3093 | 3.8683 | 3.552
2048-03-29 | 3.6587 | 3.1965 | 3.0065 | 2.9549 | 2.7983 | 2.8709 | 2.8669 | 2.7689 | 2.567 | 2.0646 | 1.6806 | 2.0256 | 1.9657 | 1.6884 | 1.6896 | 1.9894 | 2.6031 | 3.7431 | 4.7918 | 5.2595 | 4.6921 | 4.4693 | 4.4115 | 4.0672
2048-03-30 | 3.6704 | 3.243 | 3.1782 | 3.1445 | 3.1934 | 3.6669 | 4.9525 | 4.5756 | 4.3814 | 4.1214 | 3.6651 | 3.1946 | 4.0015 | 4.0056 | 3.3919 | 3.6258 | 4.7895 | 5.5486 | 5.6957 | 5.289 | 4.6402 | 4.3277 | 3.9558 | 3.8181
2048-03-31 | 3.4215 | 3.0612 | 2.9819 | 2.6179 | 2.3806 | 2.4405 | 2.9845 | 3.8575 | 3.2316 | 2.7748 | 3.0613 | 2.6288 | 2.3055 | 2.4799 | 2.6967 | 2.9466 | 4.1862 | 5.0428 | 5.3113 | 5.4269 | 5.2357 | 4.7874 | 4.3022 | 4.1071
2048-04-01 | 3.5022 | 3.1608 | 3.0812 | 3.0622 | 3.0046 | 3.379 | 4.4109 | 4.795 | 3.5101 | 3.355 | 3.6123 | 3.3284 | 2.4215 | 2.47 | 3.1355 | 3.1866 | 4.1768 | 5.0713 | 5.8089 | 6.0147 | 5.589 | 5.2036 | 4.5493 | 3.7868
2048-04-02 | 3.6749 | 3.4402 | 3.3181 | 3.4696 | 3.2609 | 3.6383 | 4.5069 | 4.4357 | 4.5442 | 4.1283 | 3.547 | 3.8582 | 2.7358 | 2.6381 | 3.3255 | 3.7922 | 4.5858 | 4.9463 | 5.6574 | 6.0896 | 5.7032 | 5.0057 | 5.2312 | 4.5388
2048-04-03 | 3.4068 | 3.1827 | 3.0766 | 3.1028 | 3.1595 | 3.1935 | 3.4131 | 3.727 | 3.5334 | 2.9757 | 2.6188 | 2.2336 | 2.2974 | 2.1605 | 2.3895 | 2.9069 | 3.0884 | 4.0587 | 5.3078 | 5.6696 | 5.0462 | 4.506 | 4.3038 | 3.789
2048-04-04 | 3.796 | 3.4887 | 3.0986 | 3.0501 | 3.1984 | 3.445 | 3.2609 | 3.1808 | 2.8612 | 2.5644 | 2.4096 | 2.1816 | 2.1968 | 2.2056 | 2.8053 | 2.9869 | 3.6135 | 4.505 | 5.4613 | 5.4292 | 4.7049 | 4.9836 | 4.9502 | 3.9778
2048-04-05 | 3.6561 | 3.4361 | 3.6284 | 3.1936 | 3.0527 | 3.017 | 2.9643 | 3.2223 | 2.7835 | 2.9656 | 2.7399 | 2.4515 | 2.1631 | 2.0721 | 2.0108 | 2.1597 | 3.1465 | 3.8645 | 4.6766 | 5.3885 | 4.986 | 4.6788 | 3.9952 | 3.4513
2048-04-06 | 3.2789 | 3.1329 | 3.2581 | 3.064 | 3.0413 | 3.3024 | 4.2855 | 4.3716 | 3.4403 | 2.6554 | 2.2096 | 2.014 | 1.9549 | 2.1333 | 1.6537 | 2.069 | 2.9961 | 4.376 | 5.3522 | 5.9234 | 5.3326 | 4.5574 | 4.0533 | 3.5915
2048-04-07 | 3.405 | 3.26 | 3.0302 | 2.9628 | 3.1484 | 3.446 | 3.8441 | 3.6898 | 3.1053 | 2.3903 | 2.0326 | 1.8122 | 2.0057 | 2.0999 | 2.1126 | 2.0409 | 3.1233 | 4.3882 | 5.2627 | 5.8345 | 5.5467 | 4.8771 | 4.2189 | 3.6777
2048-04-08 | 3.5138 | 3.2588 | 3.0419 | 3.0035 | 3.0344 | 3.2331 | 3.582 | 3.5494 | 2.8842 | 2.2444 | 1.888 | 1.8493 | 1.7892 | 1.999 | 2.1862 | 2.7198 | 3.3741 | 4.1532 | 5.5701 | 5.9933 | 5.5635 | 4.494 | 4.0823 | 4.1599
2048-04-09 | 3.4682 | 3.2206 | 3.1522 | 3.19 | 3.2512 | 3.3467 | 3.9492 | 3.7299 | 2.949 | 2.3785 | 2.1142 | 1.8701 | 1.9117 | 1.9801 | 1.7736 | 2.0416 | 3.3925 | 4.3033 | 5.1531 | 6.0888 | 5.6188 | 4.8482 | 4.1509 | 4.0039
2048-04-10 | 3.4648 | 3.2093 | 3.1051 | 3.0646 | 2.9872 | 3.139 | 4.2151 | 4.027 | 3.3221 | 2.4082 | 2.0324 | 2.0192 | 2.1802 | 2.27 | 1.7738 | 2.5175 | 3.7706 | 5.0855 | 5.8053 | 6.0274 | 5.5725 | 5.044 | 4.9498 | 4.3967
2048-04-11 | 3.997 | 3.5256 | 3.2546 | 3.1974 | 3.2758 | 3.4539 | 2.9858 | 2.8482 | 2.4814 | 2.0745 | 1.7406 | 1.5466 | 1.4475 | 1.6927 | 1.4083 | 1.6212 | 2.7225 | 4.0648 | 4.8841 | 5.1185 | 4.2802 | 4.1704 | 4.3271 | 3.9018
2048-04-12 | 4.0865 | 3.6014 | 3.284 | 3.2027 | 3.2113 | 3.5033 | 3.2431 | 3.0579 | 2.424 | 2.1417 | 2.2947 | 2.1565 | 2.0645 | 1.8584 | 1.3687 | 2.1131 | 2.8438 | 3.7076 | 5.2712 | 5.7634 | 5.3954 | 5.0378 | 4.5548 | 3.7517
2048-04-13 | 3.5059 | 3.5291 | 3.4371 | 3.1939 | 3.1725 | 3.9533 | 4.3384 | 4.0656 | 3.8344 | 2.8658 | 2.4354 | 2.2314 | 2.1225 | 2.3762 | 2.2388 | 2.2193 | 3.2674 | 4.8735 | 5.7968 | 5.9209 | 5.3579 | 4.6568 | 3.9366 | 3.5794
2048-04-14 | 3.5206 | 3.229 | 3.0565 | 3.0643 | 3.2396 | 3.2921 | 3.8142 | 4.0406 | 3.8267 | 3.1948 | 2.2285 | 2.0633 | 2.1311 | 2.0129 | 2.1713 | 2.4109 | 3.2406 | 4.2888 | 5.447 | 5.8322 | 5.3062 | 4.2316 | 4.0044 | 3.6241
2048-04-15 | 3.2739 | 3.2831 | 3.0928 | 3.0117 | 2.997 | 3.2278 | 3.8754 | 3.5912 | 2.8174 | 2.3102 | 1.9003 | 1.6575 | 1.6725 | 2.0341 | 1.42 | 1.9949 | 3.3084 | 4.5933 | 5.4548 | 5.909 | 5.3459 | 4.5515 | 4.0123 | 3.6881
2048-04-16 | 3.5257 | 3.5108 | 3.2014 | 3.1093 | 3.0925 | 3.7402 | 4.3578 | 3.749 | 4.2136 | 3.5455 | 3.3468 | 3.0141 | 3.5285 | 3.1078 | 2.7603 | 3.3279 | 4.5128 | 5.2014 | 5.4833 | 5.9761 | 5.6335 | 4.7558 | 4.8164 | 4.6291
2048-04-17 | 3.7684 | 3.4052 | 3.2669 | 3.121 | 3.0365 | 3.4089 | 3.6194 | 3.7043 | 3.7064 | 3.0142 | 2.4017 | 2.0721 | 2.2209 | 2.0023 | 1.8494 | 1.8142 | 3.0762 | 4.2668 | 4.5823 | 5.056 | 5.0667 | 4.4717 | 4.3844 | 4.1483
2048-04-18 | 3.543 | 3.1532 | 3.0158 | 2.9605 | 2.9848 | 3.0618 | 3.3278 | 3.0917 | 2.7121 | 2.511 | 2.1274 | 1.8043 | 2.2147 | 1.9827 | 1.7731 | 2.1705 | 3.0457 | 3.3404 | 4.3 | 5.139 | 4.8179 | 3.968 | 4.0036 | 3.9874
2048-04-19 | 3.391 | 3.2282 | 3.2453 | 3.1965 | 3.038 | 3.0022 | 2.8486 | 2.8195 | 2.7312 | 2.5492 | 2.0923 | 1.8897 | 2.0691 | 1.7001 | 1.779 | 1.979 | 2.6455 | 3.8844 | 4.7929 | 5.5571 | 5.2072 | 4.312 | 3.9124 | 3.8447
2048-04-20 | 3.4495 | 3.0527 | 2.9901 | 2.9102 | 2.9748 | 3.3867 | 4.2133 | 3.4165 | 3.3972 | 3.1789 | 2.8702 | 2.1774 | 2.0664 | 2.1382 | 2.28 | 2.6886 | 3.3753 | 4.5114 | 5.3924 | 5.9494 | 5.3923 | 4.5993 | 4.0904 | 3.6554
2048-04-21 | 3.4226 | 3.3877 | 3.0693 | 2.9502 | 2.9609 | 3.0441 | 3.8018 | 2.9982 | 3.0883 | 2.2508 | 2.1627 | 2.2032 | 1.9535 | 1.8632 | 2.8024 | 2.4266 | 3.0233 | 4.2707 | 5.3417 | 5.7275 | 5.2532 | 4.3456 | 3.9046 | 3.5795
2048-04-22 | 3.2926 | 3.1799 | 3.1537 | 2.9941 | 2.9829 | 3.3097 | 3.7989 | 3.5883 | 3.3476 | 3.016 | 2.3268 | 1.9324 | 1.8034 | 2.1463 | 1.5668 | 1.9004 | 3.0786 | 4.4434 | 5.3374 | 5.9862 | 5.4401 | 4.2028 | 3.574 | 3.3644
2048-04-23 | 3.3432 | 3.174 | 2.8893 | 2.8968 | 2.9655 | 2.9305 | 3.2706 | 3.1959 | 3.0783 | 2.5528 | 2.2941 | 2.1704 | 1.9669 | 2.2587 | 2.3056 | 2.8101 | 4.2195 | 4.7076 | 5.4634 | 6.1051 | 5.6863 | 4.6707 | 3.8521 | 3.5599
2048-04-24 | 3.4627 | 3.2369 | 3.0726 | 2.9829 | 2.9709 | 3.199 | 3.833 | 3.8469 | 3.7821 | 3.9167 | 3.3877 | 3.036 | 2.5955 | 2.4637 | 2.5988 | 3.0822 | 3.4241 | 3.8822 | 5.1168 | 5.4791 | 4.7945 | 4.6227 | 4.6474 | 3.7326
2048-04-25 | 3.2269 | 3.1722 | 2.9978 | 2.9831 | 2.9994 | 3.2878 | 2.9704 | 3.2336 | 2.8914 | 2.6579 | 2.6938 | 2.2365 | 2.1386 | 2.3142 | 1.719 | 1.8287 | 2.432 | 3.5818 | 4.4186 | 4.0514 | 3.8096 | 3.974 | 3.5516 | 3.1552
2048-04-26 | 3.1542 | 3.1881 | 2.9733 | 2.847 | 2.8752 | 2.9773 | 3.0889 | 2.747 | 2.451 | 2.3676 | 2.2021 | 1.7396 | 1.9307 | 2.0577 | 1.8133 | 2.0052 | 2.5076 | 3.3555 | 4.0536 | 4.5351 | 4.4939 | 4.0842 | 3.4381 | 3.2213
2048-04-27 | 3.2949 | 3.0555 | 2.9639 | 2.9206 | 2.9777 | 3.3202 | 3.6935 | 3.5075 | 3.6231 | 2.5083 | 2.2056 | 2.1391 | 2.0599 | 2.0416 | 2.309 | 2.722 | 2.5992 | 3.5482 | 5.1399 | 5.4085 | 4.9589 | 4.9349 | 4.5449 | 3.6057
2048-04-28 | 3.4396 | 3.3217 | 3.04 | 3.0272 | 3.0249 | 3.173 | 3.6722 | 2.7383 | 2.5399 | 2.2463 | 2.0184 | 1.9644 | 2.0268 | 2.2444 | 2.587 | 2.9769 | 4.1754 | 4.8008 | 5.0954 | 5.5915 | 5.033 | 4.3191 | 3.8291 | 3.5708
2048-04-29 | 3.4601 | 3.1951 | 3.0279 | 2.931 | 2.9793 | 3.1542 | 3.9533 | 4.4751 | 4.5371 | 4.1595 | 3.1089 | 3.5731 | 3.6203 | 3.3018 | 3.7356 | 4.0812 | 4.1763 | 4.6363 | 5.5957 | 5.8671 | 4.9957 | 4.2209 | 4.5374 | 3.6886
2048-04-30 | 3.3594 | 3.3496 | 3.0328 | 2.7689 | 2.7892 | 3.0392 | 3.8443 | 3.3456 | 3.4601 | 3.1811 | 2.6306 | 2.5389 | 2.8334 | 3.2256 | 3.3748 | 3.891 | 3.7968 | 5.2417 | 5.5541 | 5.738 | 5.5056 | 5.2506 | 4.7588 | 3.997
2048-05-01 | 3.4491 | 3.1684 | 3.1986 | 3.1759 | 3.1092 | 3.5502 | 4.2693 | 4.4257 | 3.5292 | 2.6797 | 3.3018 | 3.4433 | 3.4071 | 2.4488 | 2.7023 | 3.4241 | 3.9026 | 4.377 | 5.6236 | 5.5 | 4.9907 | 5.1635 | 4.9233 | 4.0374
2048-05-02 | 3.4167 | 3.2119 | 2.9255 | 2.7574 | 2.724 | 2.9003 | 2.9049 | 2.647 | 2.3261 | 2.4227 | 2.3593 | 2.1803 | 2.0997 | 2.1835 | 2.2203 | 2.2964 | 2.7961 | 3.8641 | 4.6382 | 4.5123 | 4.435 | 4.373 | 3.9156 | 3.3274
2048-05-03 | 3.1674 | 3.1696 | 3.0546 | 2.9026 | 2.9016 | 2.8694 | 2.9939 | 2.7266 | 2.5236 | 2.2546 | 2.2499 | 1.918 | 1.5523 | 1.5722 | 1.7541 | 1.899 | 2.301 | 3.023 | 4.4853 | 5.1415 | 4.6141 | 3.8184 | 3.9426 | 3.3794
2048-05-04 | 3.1575 | 3.0375 | 3.0576 | 2.8725 | 2.9501 | 3.2689 | 4.454 | 3.5796 | 2.6764 | 2.3702 | 1.9694 | 1.8766 | 2.0573 | 2.0266 | 1.9116 | 2.1809 | 2.8417 | 4.107 | 4.9097 | 5.439 | 5.1206 | 4.5083 | 3.7015 | 3.5317
2048-05-05 | 3.3218 | 2.9651 | 2.6764 | 2.7074 | 2.8849 | 2.8762 | 3.2337 | 3.3242 | 3.7419 | 3.5339 | 2.9375 | 3.6996 | 3.2502 | 3.759 | 3.2139 | 2.6056 | 3.5685 | 4.5156 | 5.2539 | 5.9258 | 5.5154 | 4.7979 | 4.3401 | 4.2154
2048-05-06 | 3.3689 | 3.1582 | 3.0267 | 2.9746 | 2.9463 | 3.2051 | 4.1026 | 4.0623 | 3.3106 | 2.8006 | 2.2724 | 2.0257 | 2.0618 | 2.021 | 1.9552 | 2.3283 | 3.1065 | 4.3572 | 5.4639 | 5.9968 | 5.8179 | 4.9671 | 4.2507 | 3.7237
2048-05-07 | 3.4551 | 3.3993 | 3.1167 | 3.001 | 2.9681 | 3.3394 | 4.1377 | 3.7412 | 3.3521 | 2.6846 | 2.6143 | 2.5493 | 2.4972 | 2.5652 | 3.225 | 3.1523 | 3.8991 | 4.9821 | 5.8644 | 6.0555 | 5.8439 | 5.1762 | 4.6381 | 4.1482
2048-05-08 | 3.6308 | 3.3597 | 3.2971 | 3.3527 | 3.403 | 3.5936 | 3.8716 | 3.7528 | 3.333 | 2.72 | 2.2147 | 2.0876 | 2.4129 | 2.5318 | 2.9195 | 3.1926 | 3.4603 | 3.8732 | 5.0532 | 5.8008 | 5.4031 | 4.7529 | 4.4543 | 4.3352
2048-05-09 | 3.4147 | 3.1935 | 3.2804 | 3.0116 | 2.9625 | 3.0309 | 3.35 | 3.3026 | 2.4861 | 1.8844 | 1.5555 | 1.4097 | 1.3473 | 1.3947 | 1.7075 | 1.7864 | 2.5967 | 3.879 | 4.7983 | 5.2695 | 4.6056 | 3.981 | 3.9534 | 3.5347
2048-05-10 | 3.473 | 3.345 | 3.0407 | 2.9932 | 2.9554 | 2.9512 | 3.0981 | 2.8527 | 2.2167 | 1.9516 | 1.8023 | 1.6353 | 1.758 | 1.7517 | 1.9307 | 1.8122 | 2.5241 | 3.9993 | 4.8704 | 5.3352 | 4.6785 | 4.143 | 4.041 | 3.6722
2048-05-11 | 3.4407 | 3.1706 | 2.9495 | 2.8663 | 2.7926 | 2.9672 | 3.4642 | 3.0211 | 3.2691 | 2.8976 | 2.4682 | 2.4101 | 2.1264 | 2.0304 | 1.7447 | 2.3778 | 4.165 | 5.1004 | 5.682 | 5.3709 | 4.6749 | 4.0471 | 4.224 | 3.7231
2048-05-12 | 3.2023 | 3.1827 | 3.0716 | 2.9166 | 2.9193 | 3.0975 | 4.2541 | 3.907 | 3.1704 | 3.0848 | 2.4709 | 2.0007 | 1.8801 | 1.8271 | 1.6156 | 2.088 | 3.6972 | 4.9417 | 5.2052 | 5.4822 | 5.282 | 4.7082 | 4.0529 | 4.0716
2048-05-13 | 3.4026 | 3.0914 | 2.9746 | 2.8838 | 2.9674 | 3.1224 | 3.231 | 2.7719 | 2.7547 | 2.5424 | 2.1912 | 2.2275 | 2.463 | 2.1235 | 2.0468 | 2.33 | 3.4355 | 4.7743 | 5.5391 | 5.9571 | 5.9559 | 5.3916 | 4.432 | 3.9253
2048-05-14 | 3.4821 | 3.519 | 3.1681 | 2.9329 | 2.9509 | 3.3469 | 4.4382 | 4.0517 | 3.2463 | 3.0678 | 2.542 | 2.4014 | 2.4182 | 2.7718 | 3.7467 | 4.1859 | 4.7146 | 5.0926 | 5.7435 | 5.9934 | 5.6541 | 5.2017 | 4.4077 | 3.9141
2048-05-15 | 3.5924 | 3.3347 | 3.1959 | 3.0759 | 2.9953 | 3.0958 | 3.6412 | 3.6327 | 3.2679 | 2.4385 | 1.9073 | 1.8574 | 1.8477 | 1.8858 | 1.5473 | 2.1829 | 3.1586 | 3.8667 | 4.9581 | 5.4352 | 4.7894 | 4.8192 | 4.8695 | 4.2386
2048-05-16 | 3.4349 | 3.0249 | 2.9276 | 2.8952 | 2.9248 | 3.1234 | 2.99 | 2.6073 | 2.2727 | 1.8837 | 1.4737 | 1.2017 | 1.44 | 1.5469 | 1.0545 | 1.5946 | 2.4686 | 3.0906 | 3.9165 | 4.8556 | 4.4488 | 4.0077 | 3.754 | 3.6847
2048-05-17 | 3.4019 | 3.0758 | 2.9898 | 3.0533 | 2.8425 | 2.5999 | 2.5931 | 2.3601 | 2.0575 | 1.4044 | 1.2325 | 0.9856 | 1.1184 | 1.4268 | 1.1082 | 1.6726 | 2.6497 | 4.2588 | 5.2906 | 5.4246 | 4.9394 | 4.0684 | 3.7443 | 3.3631
2048-05-18 | 3.2873 | 3.1683 | 2.9186 | 2.87 | 2.9123 | 3.1709 | 3.6404 | 3.5683 | 3.042 | 2.518 | 2.1769 | 1.9961 | 1.876 | 2.2206 | 2.0018 | 2.3373 | 3.9802 | 4.8982 | 5.3875 | 5.6785 | 5.2345 | 4.1689 | 3.915 | 3.4642
2048-05-19 | 3.4005 | 3.2252 | 2.9494 | 2.9654 | 3.1758 | 3.3133 | 3.6275 | 3.4677 | 3.3839 | 2.6611 | 2.2143 | 2.3939 | 2.3804 | 2.4383 | 1.9915 | 2.7474 | 3.5379 | 4.4064 | 5.4588 | 5.9638 | 5.5444 | 4.6648 | 4.4472 | 4.1392
2048-05-20 | 3.3856 | 3.1519 | 3.0517 | 3.0116 | 3.2912 | 3.4227 | 3.8268 | 3.6657 | 3.4138 | 2.5866 | 2.5869 | 2.7837 | 2.2376 | 2.1185 | 1.8729 | 2.5621 | 3.4029 | 4.1782 | 5.4547 | 5.876 | 5.6717 | 4.769 | 4.499 | 4.2956
2048-05-21 | 3.4806 | 3.2833 | 3.2838 | 2.8766 | 2.8967 | 3.0262 | 3.6503 | 3.3221 | 2.7108 | 2.5437 | 2.1358 | 2.1035 | 1.8871 | 1.7395 | 1.5807 | 2.2559 | 3.1954 | 4.3288 | 5.2341 | 5.5568 | 5.2031 | 4.5544 | 4.375 | 4.1458
2048-05-22 | 3.6451 | 3.3067 | 3.1593 | 2.9655 | 3.0144 | 2.9652 | 3.0405 | 2.7988 | 2.6576 | 2.288 | 1.8799 | 1.7884 | 1.7207 | 1.769 | 1.686 | 2.2978 | 3.1686 | 4.5826 | 4.9832 | 5.0536 | 4.5297 | 4.3291 | 4.2281 | 3.9102
2048-05-23 | 3.6082 | 3.2746 | 2.9927 | 2.9938 | 3.1057 | 2.9171 | 2.6944 | 2.4193 | 2.2537 | 1.8738 | 1.5643 | 1.7542 | 1.7415 | 1.705 | 1.6068 | 1.9361 | 2.742 | 3.4584 | 4.3372 | 4.8376 | 4.5672 | 3.8194 | 4.0633 | 3.7955
2048-05-24 | 3.3088 | 3.166 | 3.2448 | 2.9918 | 2.8829 | 2.876 | 3.0886 | 2.9093 | 2.3405 | 2.0499 | 1.8348 | 1.7159 | 2.1848 | 2.0315 | 1.8411 | 2.5467 | 3.0157 | 4.1209 | 4.8301 | 4.913 | 4.4574 | 3.8565 | 3.6448 | 3.3861
2048-05-25 | 3.3714 | 3.2378 | 2.9493 | 2.8914 | 3.0383 | 3.0399 | 3.0192 | 2.7286 | 2.3222 | 2.0655 | 1.8233 | 1.7395 | 1.609 | 1.7293 | 1.5558 | 2.5035 | 3.1174 | 3.761 | 4.9457 | 5.561 | 5.2151 | 4.6378 | 3.9602 | 3.7549
2048-05-26 | 3.5654 | 3.0801 | 3.0455 | 3.186 | 2.9848 | 3.3484 | 3.746 | 4.2233 | 4.702 | 4.2313 | 4.034 | 3.8612 | 3.6639 | 3.6188 | 4.0224 | 5.0755 | 5.3089 | 5.2721 | 5.9431 | 5.975 | 5.2338 | 5.4281 | 5.2131 | 4.4038
2048-05-27 | 3.9265 | 3.6271 | 3.5474 | 3.6506 | 3.2378 | 3.5169 | 4.5264 | 3.6446 | 2.7432 | 2.5124 | 2.2751 | 1.9815 | 1.7531 | 1.8627 | 2.061 | 2.2036 | 3.0829 | 4.4699 | 5.631 | 5.9614 | 5.8525 | 5.551 | 4.9083 | 4.4582
2048-05-28 | 4.2227 | 3.6739 | 3.3189 | 3.3552 | 3.4475 | 3.4369 | 3.8947 | 3.7541 | 3.7812 | 2.7986 | 2.6064 | 2.4582 | 2.1971 | 2.3959 | 2.8351 | 3.2378 | 3.8609 | 4.2839 | 5.3996 | 5.9353 | 5.7224 | 5.0195 | 4.5906 | 4.1621
2048-05-29 | 3.9841 | 3.659 | 3.5367 | 3.4076 | 3.3819 | 3.7262 | 4.1813 | 3.9666 | 3.666 | 2.7153 | 3.0711 | 2.0314 | 2.1542 | 2.6194 | 3.103 | 2.2065 | 3.2044 | 4.4269 | 4.6753 | 5.2367 | 4.783 | 4.65 | 4.7051 | 4.5957
2048-05-30 | 3.8599 | 3.4044 | 3.0503 | 3.0085 | 3.0399 | 3.0974 | 2.6556 | 2.676 | 2.4163 | 1.973 | 1.8 | 1.3108 | 1.5568 | 1.3903 | 1.1687 | 1.6092 | 2.5092 | 3.6115 | 4.5453 | 5.0504 | 4.4653 | 4.2366 | 4.1237 | 3.7647
2048-05-31 | 3.952 | 3.5757 | 3.176 | 3.0702 | 2.9666 | 3.0647 | 2.8602 | 2.6206 | 2.3505 | 1.9022 | 1.6552 | 1.3633 | 1.4698 | 1.671 | 1.794 | 2.0243 | 2.3901 | 3.3718 | 4.8014 | 5.4229 | 5.2295 | 5.1787 | 4.4779 | 4.2698
2048-06-01 | 3.6323 | 3.3035 | 3.2722 | 3.2654 | 3.0853 | 3.1414 | 3.1982 | 3.5289 | 3.0687 | 2.9887 | 2.4797 | 2.2324 | 2.2572 | 2.2938 | 1.9975 | 3.0638 | 4.5465 | 4.635 | 5.1725 | 6.0372 | 5.8275 | 5.5499 | 4.7311 | 4.3428
2048-06-02 | 3.9819 | 3.3685 | 3.2383 | 3.373 | 3.2251 | 3.3604 | 3.5988 | 4.0856 | 3.9907 | 3.2577 | 2.9973 | 3.0335 | 2.4472 | 2.5146 | 2.2017 | 3.4021 | 4.0582 | 4.7118 | 5.5191 | 5.9018 | 5.5703 | 4.8092 | 4.5529 | 4.3737
2048-06-03 | 3.5176 | 3.3633 | 3.2698 | 3.189 | 3.2317 | 3.5863 | 3.9105 | 3.7707 | 2.6269 | 2.3193 | 2.5234 | 2.5533 | 2.4824 | 2.3032 | 1.557 | 2.0651 | 3.3568 | 4.2107 | 5.2929 | 5.8761 | 5.6862 | 5.3582 | 4.5502 | 4.2606
2048-06-04 | 3.9213 | 3.4638 | 3.2759 | 3.2767 | 3.2015 | 3.1515 | 3.4757 | 3.2217 | 2.9892 | 2.6698 | 2.4163 | 2.4988 | 2.3021 | 2.2364 | 2.4027 | 2.8592 | 3.6383 | 4.3662 | 5.2507 | 5.6641 | 5.4377 | 4.6738 | 4.2101 | 3.7752
2048-06-05 | 3.5209 | 3.3111 | 3.1574 | 3.0844 | 3.0308 | 3.0421 | 3.3242 | 3.8134 | 3.2919 | 2.8367 | 2.4657 | 2.2645 | 2.8117 | 3.1535 | 2.9114 | 2.8631 | 3.7096 | 4.4632 | 5.0779 | 5.4656 | 5.2534 | 4.7254 | 4.6137 | 4.2259
2048-06-06 | 3.7514 | 3.4088 | 3.1902 | 3.1936 | 3.1941 | 3.0411 | 2.8192 | 2.8264 | 2.4205 | 1.9274 | 1.4817 | 1.539 | 1.8633 | 1.6735 | 1.7106 | 1.7155 | 2.311 | 3.1806 | 4.4114 | 4.7648 | 4.6944 | 4.6608 | 3.9624 | 3.6873
2048-06-07 | 3.6134 | 3.521 | 3.2329 | 3.1513 | 3.0534 | 2.9746 | 2.9611 | 2.8556 | 2.456 | 2.0765 | 1.7679 | 1.6618 | 1.8092 | 1.7297 | 1.1742 | 1.5539 | 2.2216 | 3.043 | 4.5752 | 5.4136 | 5.1141 | 4.5886 | 4.2745 | 3.8222
2048-06-08 | 3.7187 | 3.2855 | 3.138 | 3.083 | 3.1097 | 3.0711 | 3.0594 | 3.1762 | 2.8288 | 2.5996 | 2.3786 | 1.8624 | 1.7928 | 1.8303 | 1.4861 | 2.1977 | 2.5062 | 4.1873 | 5.1243 | 5.7088 | 5.6177 | 4.8365 | 4.1677 | 3.9944
2048-06-09 | 3.6672 | 3.2505 | 3.1648 | 3.3124 | 3.0699 | 3.0759 | 3.1723 | 3.5576 | 2.8255 | 2.6841 | 2.3133 | 2.129 | 2.1709 | 2.3009 | 2.0303 | 2.7275 | 4.2041 | 4.9454 | 5.5886 | 5.9817 | 5.9574 | 5.3427 | 4.7136 | 4.1691
2048-06-10 | 3.6675 | 3.442 | 3.5402 | 3.2148 | 3.1435 | 3.2335 | 4.1324 | 4.1111 | 3.353 | 3.0365 | 2.7903 | 2.3655 | 2.1004 | 2.9997 | 2.8583 | 2.8077 | 3.8595 | 4.9778 | 5.5349 | 5.9984 | 5.9305 | 5.243 | 4.7414 | 4.5892
2048-06-11 | 4.1863 | 3.8244 | 3.3997 | 3.2761 | 3.1462 | 3.6147 | 3.4412 | 3.3348 | 3.4146 | 2.9432 | 4.1049 | 3.7651 | 2.9216 | 2.4535 | 2.7754 | 2.9964 | 3.7694 | 4.7742 | 5.3388 | 5.7913 | 5.5807 | 5.1853 | 4.1884 | 3.7378
2048-06-12 | 3.5604 | 3.3922 | 3.3899 | 3.2068 | 3.1616 | 3.1821 | 3.9104 | 4.0036 | 3.3001 | 2.5529 | 2.54 | 2.1546 | 2.3478 | 2.7071 | 2.5114 | 2.8281 | 3.3965 | 4.3588 | 5.3811 | 5.6618 | 5.7278 | 5.4503 | 4.7853 | 4.6109
2048-06-13 | 3.7864 | 3.3393 | 3.1921 | 3.2906 | 3.1455 | 3.0877 | 3.2279 | 2.8493 | 2.519 | 2.3823 | 2.437 | 2.3634 | 2.1558 | 2.2111 | 2.3885 | 2.3033 | 2.7304 | 3.8499 | 4.8405 | 4.9786 | 4.8011 | 4.4588 | 3.8448 | 3.5353
2048-06-14 | 3.5012 | 3.3086 | 3.1512 | 3.0796 | 3.154 | 3.0341 | 3.0336 | 2.9302 | 2.4543 | 2.0418 | 1.5937 | 1.4049 | 1.7108 | 1.8493 | 2.3036 | 2.122 | 2.3186 | 2.8846 | 4.1627 | 4.8239 | 4.908 | 4.0618 | 3.7228 | 3.5037
2048-06-15 | 3.4732 | 3.1973 | 3.0372 | 2.9544 | 3.0682 | 3.1392 | 3.2083 | 3.3701 | 3.3525 | 2.6326 | 2.4516 | 2.3483 | 2.2367 | 2.2343 | 2.1007 | 2.7254 | 4.0398 | 4.5315 | 5.3659 | 5.7183 | 6.0336 | 5.6256 | 5.187 | 4.5628
2048-06-16 | 3.7788 | 3.2958 | 3.2209 | 3.1785 | 3.1998 | 3.2979 | 3.312 | 3.9567 | 3.5089 | 3.1741 | 2.9893 | 2.7492 | 2.4933 | 2.2837 | 1.9267 | 2.7209 | 3.1556 | 4.2522 | 5.4647 | 5.93 | 5.9872 | 5.3727 | 5.5634 | 5.2341
2048-06-17 | 4.9405 | 4.2288 | 3.7418 | 3.6893 | 3.8177 | 3.9319 | 3.1804 | 3.2419 | 3.339 | 2.7034 | 2.0262 | 2.0365 | 1.8505 | 1.943 | 2.0836 | 2.0857 | 3.207 | 4.9534 | 5.5735 | 5.9739 | 5.9579 | 5.6534 | 4.8753 | 4.2303
2048-06-18 | 5.1489 | 5.006 | 4.4142 | 4.1513 | 3.89 | 4.5964 | 3.5321 | 3.3534 | 3.4654 | 2.8105 | 2.5472 | 2.4269 | 2.3135 | 2.2298 | 1.6531 | 2.5033 | 3.0511 | 4.0094 | 5.2418 | 5.7549 | 5.6481 | 5.2799 | 5.3124 | 5.5279
2048-06-19 | 5.0911 | 4.1205 | 3.8873 | 3.903 | 4.1607 | 3.9078 | 3.354 | 3.7334 | 3.6532 | 3.2072 | 2.9697 | 2.5023 | 2.4125 | 2.3305 | 2.3002 | 2.8356 | 3.0321 | 3.7387 | 4.7258 | 5.1762 | 5.138 | 5.2595 | 4.7384 | 4.1721
2048-06-20 | 3.5354 | 3.6207 | 3.4196 | 3.1925 | 3.0729 | 3.1226 | 2.8377 | 2.7812 | 2.0038 | 1.4901 | 1.3411 | 1.0562 | 1.4485 | 1.6239 | 1.4454 | 1.5045 | 2.3653 | 3.0675 | 3.9377 | 4.5836 | 4.6052 | 4.4223 | 4.5992 | 4.6293
2048-06-21 | 4.7595 | 4.2297 | 3.7833 | 3.628 | 3.5745 | 3.8312 | 3.0162 | 2.8241 | 2.555 | 2.1206 | 1.8698 | 2.0093 | 1.8767 | 1.9683 | 1.6004 | 1.6237 | 2.197 | 3.1803 | 4.4036 | 5.2346 | 5.0672 | 4.4265 | 4.7967 | 5.1607
2048-06-22 | 3.9689 | 3.2528 | 3.1341 | 3.0929 | 3.0685 | 3.4147 | 3.1915 | 3.584 | 3.9396 | 3.3482 | 2.6895 | 2.7726 | 3.0826 | 2.0906 | 1.9215 | 2.308 | 3.1314 | 4.8046 | 5.7733 | 6.0157 | 5.8801 | 5.411 | 5.488 | 5.6182
2048-06-23 | 4.9741 | 4.2431 | 4.3237 | 4.2943 | 3.9472 | 4.346 | 3.9039 | 4.4869 | 4.0076 | 3.1361 | 2.6645 | 2.8348 | 2.9436 | 2.8257 | 2.475 | 2.5001 | 1.7866 | 3.0435 | 3.9303 | 5.2927 | 5.9809 | 5.2129 | 4.6736 | 3.8118
2048-06-24 | 3.4365 | 3.2451 | 3.0959 | 3.0187 | 2.9945 | 3.0613 | 2.8869 | 3.0966 | 2.5157 | 2.1607 | 1.971 | 1.7524 | 1.6803 | 1.8099 | 1.992 | 1.9642 | 3.5197 | 4.672 | 5.7952 | 5.9749 | 6.0362 | 5.7714 | 5.5517 | 4.7452
2048-06-25 | 4.1419 | 3.6525 | 3.4575 | 3.3491 | 3.3456 | 3.4564 | 3.569 | 4.4356 | 4.0609 | 3.5591 | 3.3792 | 3.3863 | 3.0835 | 2.6913 | 2.5534 | 3.4597 | 3.7282 | 4.6932 | 5.4629 | 5.9464 | 5.8126 | 5.4344 | 5.1969 | 4.3318
2048-06-26 | 3.6159 | 3.357 | 3.2407 | 3.2002 | 3.221 | 3.038 | 2.8809 | 3.1063 | 2.6416 | 2.2546 | 1.9595 | 2.0894 | 2.293 | 2.2799 | 2.2936 | 2.9167 | 3.5404 | 4.0364 | 4.7961 | 5.4387 | 5.5602 | 5.2579 | 4.8788 | 4.063
2048-06-27 | 3.6043 | 3.4808 | 3.1585 | 3.1156 | 3.0175 | 3.0722 | 2.9046 | 2.7431 | 2.4959 | 2.3079 | 2.0239 | 1.642 | 1.9035 | 2.0715 | 1.6798 | 1.7401 | 2.1584 | 3.3275 | 4.2353 | 4.6379 | 4.7944 | 4.4621 | 4.094 | 3.566
2048-06-28 | 3.5858 | 3.4161 | 3.1782 | 3.1199 | 3.0316 | 3.1354 | 2.8005 | 2.7652 | 2.5435 | 2.2904 | 2.0411 | 1.6639 | 1.8686 | 1.6278 | 2.0227 | 1.9939 | 2.488 | 3.1821 | 4.551 | 4.8305 | 4.5873 | 4.2231 | 4.3486 | 3.6424
2048-06-29 | 3.3072 | 3.2048 | 3.206 | 3.0058 | 3.0394 | 3.0804 | 3.4811 | 3.6507 | 3.2917 | 2.6075 | 2.3444 | 2.1925 | 2.0631 | 2.3884 | 2.5389 | 3.0049 | 4.1157 | 5.5015 | 5.8964 | 6.0072 | 5.9824 | 5.7579 | 4.8923 | 4.2108
2048-06-30 | 3.8371 | 3.6904 | 3.4461 | 3.3229 | 3.2375 | 3.5533 | 3.4579 | 3.798 | 4.0819 | 3.4495 | 2.4671 | 2.1497 | 2.4608 | 2.6899 | 2.5411 | 2.9845 | 3.627 | 4.6372 | 5.3151 | 5.7107 | 5.7011 | 6.0473 | 5.7276 | 5.3099
2048-07-01 | 4.3426 | 4.4126 | 3.7201 | 3.6775 | 3.4664 | 3.4962 | 3.6664 | 3.1831 | 2.6998 | 2.2687 | 2.015 | 1.8513 | 2.1235 | 1.7753 | 1.7966 | 2.3639 | 3.4153 | 4.0363 | 4.4299 | 4.6958 | 4.7129 | 5.3618 | 5.5121 | 4.982
2048-07-02 | 4.752 | 4.2015 | 3.7767 | 3.7396 | 3.7011 | 4.1941 | 3.8756 | 3.3771 | 3.1517 | 2.7383 | 2.38 | 2.1846 | 2.1933 | 2.2307 | 2.6888 | 2.387 | 3.243 | 4.5399 | 5.4285 | 5.7583 | 5.5966 | 5.6424 | 5.5544 | 5.1449
2048-07-03 | 4.6562 | 4.3107 | 3.8536 | 3.8804 | 3.912 | 3.7746 | 3.9207 | 3.7323 | 3.3009 | 2.8466 | 2.3304 | 2.2593 | 2.1453 | 2.113 | 1.9645 | 2.1773 | 2.9385 | 3.7005 | 3.8698 | 4.9214 | 4.8657 | 5.5417 | 5.2482 | 4.8445
2048-07-04 | 4.4869 | 4.058 | 3.6141 | 3.5831 | 3.7517 | 3.5894 | 3.0442 | 3.0461 | 2.7192 | 2.4025 | 2.2445 | 2.1578 | 2.3907 | 2.2764 | 2.2135 | 2.1075 | 2.6152 | 2.9508 | 3.8342 | 4.1913 | 4.1619 | 3.7604 | 3.4777 | 3.3747
2048-07-05 | 3.3748 | 3.3228 | 3.0963 | 3.0365 | 2.8979 | 3.043 | 2.7495 | 2.5356 | 2.3244 | 1.984 | 1.6512 | 1.7954 | 1.4112 | 1.335 | 1.7141 | 1.6228 | 2.1298 | 3.0085 | 3.9298 | 4.653 | 4.1409 | 4.0196 | 3.8452 | 3.4052
2048-07-06 | 3.2688 | 3.1875 | 3.0766 | 2.9583 | 3.1034 | 3.1315 | 3.0628 | 3.2154 | 2.8602 | 2.5738 | 2.1057 | 1.8753 | 2.0088 | 2.2403 | 2.3168 | 2.1355 | 2.9508 | 4.4049 | 5.2552 | 5.669 | 5.5043 | 5.6878 | 5.4266 | 5.3995
2048-07-07 | 4.7784 | 4.2007 | 3.521 | 3.4763 | 3.4449 | 3.6066 | 4.4123 | 3.6305 | 3.1387 | 2.3879 | 2.4701 | 2.4577 | 1.9598 | 2.63 | 3.0669 | 2.6468 | 2.9451 | 4.3456 | 4.8733 | 5.4158 | 5.2216 | 5.8606 | 5.2787 | 4.7157
2048-07-08 | 4.2312 | 4.1627 | 3.8741 | 3.6493 | 3.4714 | 3.7709 | 3.9566 | 3.2461 | 2.7001 | 2.3985 | 2.1391 | 2.1118 | 2.0937 | 2.3251 | 2.3997 | 2.6406 | 2.9776 | 3.6424 | 4.5746 | 5.5243 | 5.4095 | 5.9549 | 5.6603 | 4.8915
2048-07-09 | 4.8342 | 4.4653 | 3.9366 | 3.8003 | 3.8954 | 4.0535 | 3.9904 | 3.473 | 3.3698 | 2.7721 | 2.5246 | 2.5055 | 2.9514 | 2.6828 | 2.1277 | 2.4418 | 3.1213 | 4.2625 | 4.9675 | 5.4933 | 5.2325 | 5.641 | 5.6193 | 5.0476
2048-07-10 | 4.6361 | 4.6306 | 4.0319 | 3.7236 | 3.4268 | 3.5547 | 3.5527 | 3.0776 | 3.0818 | 3.0214 | 2.8312 | 2.55 | 2.3974 | 2.2433 | 1.9041 | 2.4142 | 3.1283 | 3.7816 | 4.6277 | 5.3095 | 4.7337 | 5.6546 | 6.1456 | 5.2756
2048-07-11 | 4.4917 | 4.3467 | 3.8599 | 3.6741 | 3.7434 | 3.7618 | 3.2622 | 3.048 | 2.6916 | 2.4545 | 2.2125 | 2.0807 | 2.2025 | 2.373 | 2.5501 | 2.1604 | 2.7315 | 3.0227 | 3.4912 | 4.4354 | 4.6597 | 5.2922 | 5.5883 | 5.0313
2048-07-12 | 3.6634 | 3.3389 | 3.454 | 3.2258 | 3.0377 | 3.0258 | 3.0914 | 2.9689 | 2.516 | 2.2896 | 2.0883 | 1.2222 | 1.463 | 1.6227 | 1.951 | 2.3189 | 2.6605 | 3.471 | 4.2904 | 4.8998 | 4.2998 | 3.8372 | 4.0881 | 3.7867
2048-07-13 | 3.5664 | 3.2284 | 3.1685 | 3.2569 | 3.1677 | 3.1533 | 3.2603 | 3.8829 | 3.519 | 2.8352 | 2.4655 | 2.437 | 2.2461 | 2.2477 | 2.4389 | 2.2762 | 2.9074 | 4.2537 | 5.3158 | 5.7558 | 5.6142 | 5.947 | 5.7013 | 5.3518
2048-07-14 | 4.9375 | 4.1529 | 4.2468 | 4.3637 | 3.7595 | 3.9935 | 4.0059 | 3.9476 | 3.3759 | 3.1348 | 2.4189 | 2.1492 | 2.369 | 2.4579 | 2.7031 | 2.4087 | 3.4943 | 4.596 | 5.1692 | 5.8098 | 5.5474 | 5.6674 | 5.6203 | 5.0422
2048-07-15 | 4.4234 | 4.5545 | 4.153 | 3.9337 | 3.7258 | 4.1792 | 4.3329 | 3.4222 | 3.6434 | 3.0672 | 2.5615 | 2.6026 | 2.3043 | 2.4168 | 2.3367 | 2.8584 | 3.5995 | 4.5965 | 5.2636 | 5.7301 | 5.4446 | 5.3739 | 5.303 | 4.9633
2048-07-16 | 5.0273 | 4.6218 | 4.0627 | 3.9127 | 3.9121 | 3.8004 | 3.6901 | 3.5196 | 3.048 | 2.6062 | 2.2591 | 2.3237 | 2.4842 | 2.3143 | 2.657 | 2.849 | 3.2231 | 4.0955 | 4.7436 | 5.307 | 5.3905 | 5.4692 | 6.0741 | 5.4645
2048-07-17 | 4.4144 | 3.9213 | 4.0311 | 4.1784 | 3.6078 | 3.7791 | 4.474 | 3.6681 | 3.2122 | 2.887 | 2.5739 | 2.2882 | 2.1632 | 2.4384 | 2.6057 | 2.7334 | 3.4682 | 3.705 | 3.8138 | 4.5265 | 4.7536 | 5.2904 | 5.3603 | 5.3738
2048-07-18 | 4.3911 | 3.8045 | 3.999 | 3.675 | 3.3874 | 3.6774 | 3.8404 | 3.1201 | 2.5246 | 2.1891 | 1.6204 | 1.291 | 1.189 | 1.6784 | 1.9083 | 1.7902 | 2.4595 | 3.1415 | 3.6084 | 3.8475 | 4.2822 | 5.0014 | 4.8054 | 5.1073
2048-07-19 | 3.9083 | 3.4875 | 3.226 | 3.1275 | 2.9507 | 2.9614 | 2.9921 | 2.8102 | 2.323 | 2.0735 | 1.8535 | 1.8234 | 1.9326 | 1.9814 | 2.3548 | 2.4293 | 3.0087 | 3.685 | 4.8161 | 5.2814 | 4.6732 | 4.6315 | 4.9342 | 4.5469
2048-07-20 | 3.5113 | 3.1703 | 3.1707 | 3.2595 | 3.1511 | 3.1496 | 3.2309 | 3.463 | 2.9471 | 2.5459 | 2.5028 | 2.3804 | 2.4687 | 2.5758 | 2.5605 | 2.5965 | 4.0917 | 5.2303 | 5.6884 | 5.9946 | 5.3757 | 5.8325 | 5.7208 | 5.7706
2048-07-21 | 5.2491 | 4.7468 | 4.234 | 4.0793 | 3.8308 | 4.5547 | 4.646 | 3.6829 | 3.7733 | 3.1459 | 2.5992 | 2.2709 | 2.5458 | 2.5808 | 2.7837 | 3.1154 | 3.8903 | 4.5138 | 5.3685 | 5.6032 | 5.1127 | 6.0919 | 6.0311 | 5.1928
2048-07-22 | 4.0314 | 3.7626 | 3.9753 | 4.2014 | 3.6107 | 3.9221 | 4.4424 | 3.8498 | 3.3016 | 2.9494 | 2.5399 | 2.5971 | 2.9393 | 2.7807 | 2.6521 | 2.8952 | 3.2973 | 4.3572 | 5.1672 | 5.7636 | 5.6668 | 5.5643 | 5.4506 | 5.0072
2048-07-23 | 4.8775 | 4.5257 | 3.9886 | 4.0498 | 3.9162 | 3.9082 | 4.3553 | 4.0954 | 3.6516 | 3.2987 | 2.9363 | 2.9055 | 2.7906 | 2.674 | 3.0192 | 3.2473 | 3.6377 | 3.9933 | 5.1873 | 5.8965 | 5.7837 | 5.9776 | 5.9031 | 5.2828
2048-07-24 | 4.9221 | 4.6951 | 4.0721 | 3.8255 | 3.9955 | 4.2814 | 4.0865 | 3.6522 | 3.7026 | 2.6083 | 2.5214 | 2.2923 | 2.261 | 2.1986 | 2.368 | 2.9427 | 3.1412 | 4.1037 | 5.061 | 5.8087 | 5.5668 | 6.2135 | 6.2403 | 5.2107
2048-07-25 | 4.6518 | 4.9799 | 4.8528 | 4.2846 | 3.8104 | 4.2176 | 4.2233 | 3.0835 | 2.6843 | 2.4368 | 1.9385 | 1.7945 | 1.8936 | 1.609 | 1.6296 | 2.0186 | 2.4225 | 3.1626 | 3.7243 | 4.643 | 4.4919 | 5.0563 | 4.9607 | 5.0194
2048-07-26 | 4.6741 | 3.9961 | 3.7298 | 3.5851 | 3.2135 | 3.0939 | 2.9913 | 2.9692 | 2.3005 | 1.9956 | 1.8925 | 1.6377 | 1.7307 | 1.9099 | 1.7449 | 1.7551 | 2.5569 | 3.3174 | 4.4609 | 5.3022 | 4.876 | 3.9222 | 3.6589 | 3.67
2048-07-27 | 3.5702 | 3.3101 | 3.3932 | 4.1751 | 3.6685 | 3.6958 | 3.5133 | 3.7732 | 3.3901 | 3.2618 | 2.8428 | 2.5059 | 2.3833 | 2.7457 | 2.93 | 3.3683 | 3.9143 | 5.3153 | 5.7483 | 5.958 | 6.0246 | 6.0575 | 5.9507 | 5.7786
2048-07-28 | 5.1783 | 4.6219 | 4.1426 | 4.2526 | 4.2965 | 4.2488 | 4.5851 | 3.8653 | 3.7631 | 3.2556 | 2.6555 | 2.2894 | 2.1088 | 2.1871 | 2.7071 | 2.8123 | 3.7804 | 4.4907 | 5.5028 | 5.9876 | 5.7132 | 6.0137 | 5.701 | 5.4491
2048-07-29 | 5.3228 | 4.5195 | 4.2531 | 4.3503 | 4.1757 | 4.2659 | 4.5938 | 4.2088 | 3.6248 | 2.6013 | 2.6067 | 2.2319 | 2.026 | 1.9137 | 2.0136 | 2.2916 | 3.2213 | 4.489 | 5.434 | 5.9773 | 5.763 | 5.9377 | 5.7531 | 5.5477
2048-07-30 | 5.613 | 5.1415 | 4.3671 | 4.0818 | 4.0945 | 4.7003 | 4.8693 | 4.8603 | 4.659 | 3.7592 | 3.615 | 3.1605 | 2.7365 | 2.6101 | 2.4166 | 3.2285 | 3.8446 | 4.3207 | 5.298 | 5.8363 | 5.1782 | 5.8128 | 5.454 | 5.244
2048-07-31 | 4.984 | 4.8557 | 4.1644 | 3.7043 | 3.6459 | 3.6232 | 3.7092 | 3.3355 | 3.0699 | 2.6147 | 2.156 | 1.985 | 2.2203 | 2.3628 | 2.5631 | 3.2826 | 3.6186 | 3.8988 | 4.4269 | 5 | 4.2882 | 4.9196 | 5.3539 | 5.3032
2048-08-01 | 4.5244 | 3.7177 | 3.3207 | 3.3226 | 3.144 | 3.1244 | 3.2832 | 3.1839 | 2.7947 | 2.1207 | 2.0688 | 1.998 | 1.9652 | 2.1634 | 2.1237 | 2.1763 | 2.9611 | 3.7006 | 4.5118 | 5.2341 | 4.8701 | 4.7818 | 5.3233 | 5.1377
2048-08-02 | 4.5568 | 3.6162 | 3.4463 | 3.375 | 3.0199 | 3.065 | 3.2584 | 3.0251 | 2.5313 | 2.0696 | 1.9973 | 1.9384 | 1.8243 | 1.9824 | 2.1965 | 2.0074 | 2.7252 | 3.5816 | 4.4837 | 5.5874 | 5.3166 | 4.5655 | 3.777 | 3.5776
2048-08-03 | 3.4866 | 3.3885 | 3.1947 | 3.2142 | 3.6212 | 4.2294 | 4.0477 | 3.307 | 3.3314 | 2.9476 | 3.1117 | 2.559 | 2.5586 | 2.2939 | 1.8514 | 2.3192 | 3.5981 | 4.7711 | 5.359 | 6.1126 | 5.4967 | 5.7027 | 5.593 | 5.533
2048-08-04 | 4.9387 | 4.6657 | 4.1171 | 4.263 | 4.1607 | 4.2124 | 4.4045 | 3.8655 | 3.5477 | 2.9113 | 2.4638 | 2.8064 | 2.5772 | 2.4405 | 2.32 | 2.8803 | 3.6078 | 4.4318 | 5.6368 | 6.24 | 5.7064 | 6.2581 | 6.2758 | 5.1132
2048-08-05 | 4.4072 | 4.6868 | 4.2387 | 3.8768 | 3.7417 | 4.405 | 4.4648 | 3.7235 | 3.8521 | 3.2223 | 3.0146 | 2.6579 | 2.6017 | 2.5302 | 2.4431 | 3.0783 | 4.5286 | 4.5827 | 5.6661 | 6.2658 | 5.9246 | 6.2235 | 6.213 | 5.7819
2048-08-06 | 5.1002 | 4.7796 | 4.5809 | 4.9084 | 4.5929 | 4.3842 | 4.9088 | 4.3384 | 4.0581 | 3.4471 | 3.1747 | 3.066 | 3.4118 | 3.987 | 4.2979 | 3.8203 | 5.2206 | 5.6981 | 6.2729 | 6.3119 | 5.7075 | 6.0073 | 6.2538 | 4.984
2048-08-07 | 4.4183 | 4.6859 | 4.3155 | 4.3508 | 4.1204 | 4.9925 | 5.1147 | 3.9854 | 3.5568 | 2.9538 | 2.8061 | 2.9342 | 2.4979 | 2.5206 | 2.8006 | 2.7772 | 3.3563 | 4.7125 | 5.6512 | 5.9013 | 5.6086 | 6.0417 | 5.7981 | 5.5155
2048-08-08 | 4.8821 | 4.6371 | 4.0116 | 4.0783 | 3.5866 | 3.2798 | 3.1901 | 3.0228 | 2.8352 | 2.4083 | 2.0775 | 2.0658 | 2.2759 | 2.25 | 2.2003 | 2.3871 | 3.2747 | 4.044 | 4.8724 | 5.9492 | 5.6048 | 5.9149 | 5.3338 | 5.0495
2048-08-09 | 4.2852 | 3.5785 | 3.4447 | 3.5096 | 3.3326 | 3.1777 | 3.3262 | 3.0195 | 2.7709 | 2.119 | 1.8911 | 2.1129 | 1.9454 | 1.8127 | 1.9453 | 2.1984 | 2.5731 | 3.832 | 4.8251 | 5.5604 | 5.3797 | 4.2979 | 4.0311 | 3.9668
2048-08-10 | 3.5942 | 3.7005 | 3.7543 | 3.7677 | 3.2051 | 3.2428 | 3.7742 | 3.8255 | 3.459 | 2.7819 | 2.7786 | 2.5931 | 2.5471 | 2.8411 | 2.9213 | 3.4801 | 4.3508 | 5.2515 | 6.0998 | 6.2305 | 5.9506 | 5.9173 | 5.7699 | 5.335
2048-08-11 | 5.3603 | 4.7207 | 4.229 | 4.3988 | 4.2948 | 4.5663 | 5.2568 | 4.0194 | 3.7906 | 2.9778 | 2.4458 | 2.714 | 2.9229 | 2.8769 | 2.6761 | 3.0729 | 4.0754 | 4.7398 | 5.6204 | 6.196 | 5.6932 | 5.6364 | 5.8778 | 5.5804
2048-08-12 | 4.4858 | 4.3481 | 4.4704 | 4.0491 | 4.1316 | 5.0347 | 4.8966 | 3.8508 | 3.6448 | 2.9048 | 2.3643 | 2.2216 | 2.4091 | 2.3233 | 2.0454 | 2.9089 | 4.1632 | 5.1995 | 5.9516 | 6.2588 | 6.1122 | 6.2617 | 5.7294 | 5.2422
2048-08-13 | 5.0598 | 4.9762 | 4.3738 | 4.1387 | 4.2954 | 4.3734 | 4.1581 | 3.7982 | 3.778 | 3.2641 | 3.2298 | 3.7117 | 3.5624 | 3.0224 | 2.7585 | 3.2603 | 4.2371 | 5.2198 | 6.0324 | 6.1188 | 5.5569 | 6.32 | 6.5251 | 6.352
2048-08-14 | 5.3835 | 5.1809 | 5.3866 | 4.8987 | 4.5526 | 5.1458 | 4.716 | 3.3694 | 3.0704 | 2.6558 | 2.4515 | 2.3363 | 2.2574 | 2.5796 | 2.539 | 2.8078 | 4.2648 | 5.4725 | 6.0266 | 6.2168 | 6.0028 | 6.5023 | 6.4216 | 6.0843
2048-08-15 | 5.7067 | 5.1742 | 4.6968 | 4.1716 | 4.0594 | 4.8307 | 4.2342 | 3.3149 | 2.9186 | 2.6142 | 2.2763 | 2.2255 | 2.5125 | 2.5096 | 2.5993 | 2.9049 | 3.3772 | 4.153 | 4.9797 | 4.9055 | 4.8682 | 5.7505 | 5.6915 | 4.9078
2048-08-16 | 4.4108 | 3.8115 | 3.8001 | 3.7198 | 3.3069 | 3.3014 | 3.2246 | 3.0324 | 2.5715 | 2.2911 | 2.013 | 1.9675 | 1.8821 | 2.1171 | 2.3125 | 2.2426 | 3.0599 | 4.241 | 5.2033 | 5.9482 | 5.6887 | 5.4322 | 5.2718 | 4.8968
2048-08-17 | 4.6186 | 4.3793 | 3.5006 | 3.3649 | 3.42 | 3.8677 | 4.0989 | 3.9263 | 3.8986 | 3.5836 | 3.3838 | 2.9106 | 3.1274 | 3.1851 | 2.7743 | 3.3869 | 4.4621 | 5.2472 | 5.9685 | 6.049 | 5.8061 | 6.2936 | 5.8398 | 5.6298
2048-08-18 | 5.455 | 4.8154 | 4.5253 | 4.9449 | 4.1017 | 4.6206 | 5.5129 | 4.6357 | 4.3919 | 2.9282 | 2.4975 | 2.5067 | 2.8377 | 3.0172 | 3.0795 | 3.398 | 4.0634 | 5.0075 | 5.4609 | 6.2237 | 5.4661 | 5.6265 | 5.819 | 5.3415
2048-08-19 | 4.9819 | 4.6765 | 4.0886 | 3.9905 | 4.1236 | 4.7356 | 5.3332 | 4.3332 | 3.0984 | 2.8444 | 2.4551 | 2.1964 | 2.1895 | 2.5288 | 2.9419 | 2.5679 | 4.0998 | 5.2421 | 5.0703 | 5.5104 | 5.5369 | 5.8786 | 5.7276 | 5.4577
2048-08-20 | 5.3382 | 4.3982 | 4.4119 | 4.762 | 4.414 | 4.5345 | 5.0154 | 4.5761 | 3.644 | 3.5321 | 3.4452 | 4.2025 | 3.8756 | 3.2528 | 3.6154 | 3.5328 | 4.4213 | 4.4104 | 4.8661 | 5.0217 | 4.2666 | 4.0774 | 3.9944 | 3.8447
2048-08-21 | 3.1619 | 3.0447 | 3.1319 | 2.9401 | 2.9417 | 3.0141 | 2.5432 | 2.6672 | 2.9824 | 2.6312 | 2.5562 | 2.7729 | 2.7341 | 2.2223 | 2.4329 | 2.978 | 3.7824 | 4.4801 | 4.524 | 4.0147 | 3.7736 | 3.727 | 3.9724 | 3.5857
2048-08-22 | 3.3125 | 3.0322 | 2.9039 | 2.9895 | 2.8105 | 2.8704 | 3.0966 | 3.1284 | 2.788 | 2.3445 | 2.5022 | 2.6735 | 2.5018 | 3.0302 | 2.7972 | 2.8102 | 3.5486 | 4.1948 | 4.3216 | 4.2904 | 3.7225 | 3.5794 | 3.7025 | 3.634
2048-08-23 | 3.4166 | 3.1903 | 3.1093 | 3.2646 | 3.4905 | 3.4145 | 3.4098 | 3.1656 | 3.1873 | 2.8649 | 2.5315 | 2.098 | 2.1222 | 2.0857 | 2.4237 | 2.9912 | 3.1731 | 3.946 | 4.8925 | 5.0283 | 4.5046 | 3.8462 | 3.7602 | 3.6242
2048-08-24 | 3.7667 | 3.4869 | 3.3166 | 3.2335 | 3.2997 | 3.5626 | 3.5345 | 3.2427 | 3.1955 | 2.5922 | 2.4116 | 3.0157 | 2.7158 | 2.5091 | 3.1214 | 3.5958 | 3.973 | 4.5665 | 5.9996 | 6.2703 | 5.6832 | 5.832 | 6.058 | 5.2048
2048-08-25 | 4.5873 | 4.4148 | 4.456 | 4.6965 | 4.0446 | 4.4409 | 4.9442 | 3.8241 | 3.7292 | 2.9676 | 2.7774 | 2.6831 | 2.6198 | 2.9604 | 3.375 | 3.376 | 4.1417 | 5.1512 | 6.0107 | 6.207 | 5.8952 | 6.3614 | 5.917 | 5.0294
2048-08-26 | 5.0559 | 4.2429 | 3.8697 | 3.7393 | 3.9041 | 3.9613 | 4.3678 | 3.4474 | 3.3266 | 2.7384 | 2.6429 | 2.386 | 2.4874 | 2.4614 | 2.6725 | 2.9982 | 3.9499 | 4.3514 | 5.4276 | 6.1274 | 5.5932 | 5.3877 | 5.2051 | 5.0659
2048-08-27 | 4.2395 | 4.0985 | 4.0151 | 3.9219 | 3.7829 | 4.5216 | 4.652 | 3.4922 | 3.1268 | 2.7464 | 2.3362 | 2.4965 | 2.6174 | 2.5579 | 2.8554 | 3.1744 | 3.6699 | 4.0501 | 5.4777 | 6.1057 | 5.3183 | 5.2426 | 5.3814 | 5.5105
2048-08-28 | 4.415 | 4.0193 | 4.0118 | 4.1062 | 3.7683 | 3.7541 | 4.0732 | 3.062 | 2.9625 | 2.6147 | 2.4079 | 1.9926 | 2.1017 | 2.5129 | 2.5166 | 2.7344 | 3.0994 | 3.9288 | 4.9733 | 5.1913 | 4.422 | 5.3334 | 5.4998 | 4.5867
2048-08-29 | 3.9574 | 3.832 | 3.8043 | 3.4379 | 3.4267 | 3.1391 | 3.4594 | 2.8254 | 2.2554 | 2.1124 | 1.8123 | 1.5165 | 1.8523 | 2.1417 | 1.9635 | 2.2386 | 3.1516 | 4.0816 | 4.3433 | 4.261 | 4.2969 | 4.0276 | 3.9935 | 3.9629
2048-08-30 | 3.6785 | 3.4336 | 3.3311 | 3.34 | 3.196 | 2.9543 | 2.9109 | 2.6737 | 2.4434 | 2.1357 | 2.0684 | 1.6779 | 1.3665 | 1.5376 | 2.0946 | 2.0664 | 2.6057 | 3.3029 | 4.4373 | 5.0235 | 4.3225 | 4.6149 | 4.5224 | 4.155
2048-08-31 | 4.0888 | 3.7083 | 3.1315 | 3.0775 | 3.3176 | 3.1641 | 3.2632 | 3.208 | 2.8909 | 2.3141 | 2.1945 | 1.9614 | 1.8902 | 1.9349 | 2.2964 | 2.832 | 3.4276 | 4.9426 | 5.8267 | 6.0061 | 5.4897 | 4.7266 | 4.262 | 4.0549
2048-09-01 | 4.1234 | 3.7006 | 3.488 | 3.7396 | 3.5783 | 3.4836 | 4.0102 | 3.8768 | 3.7796 | 3.1807 | 2.5864 | 2.3987 | 2.8489 | 2.7053 | 2.1697 | 3.1442 | 4.6571 | 5.7292 | 6.157 | 6.2411 | 5.8113 | 6.0109 | 5.6821 | 5.688
2048-09-02 | 5.1524 | 4.4009 | 4.3524 | 4.5462 | 4.2865 | 4.3353 | 4.8311 | 4.3075 | 3.802 | 3.2509 | 2.8505 | 2.8635 | 3.0908 | 3.5773 | 3.1368 | 2.9191 | 4.258 | 5.1365 | 5.8087 | 6.1239 | 5.6442 | 5.6409 | 5.4633 | 5.4061
2048-09-03 | 5.1393 | 4.4916 | 4.4206 | 4.6241 | 4.0075 | 3.993 | 4.5355 | 3.8554 | 3.4107 | 2.922 | 2.5196 | 2.3402 | 2.4024 | 2.7315 | 3.251 | 3.3121 | 4.2733 | 5.246 | 5.9848 | 6.2552 | 5.8465 | 5.9914 | 5.9376 | 5.2131
2048-09-04 | 4.9039 | 4.8384 | 4.4637 | 4.3834 | 4.4602 | 5.3282 | 5.2581 | 4.0317 | 3.7578 | 2.8271 | 2.2501 | 1.9897 | 2.1317 | 2.1015 | 2.221 | 2.484 | 3.6369 | 4.3353 | 5.3147 | 5.6949 | 5.0684 | 5.6641 | 6.0127 | 5.4452
2048-09-05 | 4.5025 | 4.189 | 4.321 | 3.8526 | 3.5776 | 3.5893 | 3.5597 | 3.0878 | 2.6328 | 2.2241 | 1.9701 | 1.7604 | 2.0696 | 1.8232 | 1.5033 | 2.2243 | 3.138 | 4.1471 | 4.8597 | 4.7284 | 4.8079 | 4.9651 | 5.2806 | 4.5508
2048-09-06 | 4.3619 | 4.0577 | 3.5501 | 3.2798 | 3.0324 | 3.2699 | 3.4847 | 2.827 | 2.4839 | 2.2267 | 1.7107 | 1.5246 | 1.7487 | 1.9082 | 1.8996 | 1.9976 | 2.7647 | 3.8964 | 4.9851 | 5.4224 | 4.897 | 4.5098 | 4.0143 | 3.8026
2048-09-07 | 3.6955 | 3.4285 | 3.2052 | 3.2112 | 3.3886 | 3.4287 | 4.0768 | 4.0708 | 3.3182 | 2.7361 | 2.5397 | 2.3063 | 2.306 | 2.5642 | 3.1342 | 3.3319 | 3.8936 | 4.8116 | 5.7019 | 5.9745 | 5.6546 | 5.7195 | 5.5463 | 5.1383
2048-09-08 | 4.8522 | 4.763 | 4.6786 | 4.3463 | 4.232 | 4.8888 | 5.5329 | 4.2766 | 3.8791 | 3.1649 | 2.7512 | 2.8912 | 3.174 | 2.9558 | 2.1489 | 2.9948 | 3.8416 | 4.8177 | 5.6156 | 5.3987 | 4.7048 | 4.6288 | 4.1824 | 3.9304
2048-09-09 | 3.6491 | 3.4907 | 3.5722 | 3.3081 | 3.2022 | 3.3084 | 3.4686 | 3.3971 | 2.8304 | 2.4294 | 1.6914 | 1.7029 | 1.5504 | 1.7599 | 1.9241 | 2.0646 | 2.8268 | 3.2445 | 3.7025 | 3.5737 | 3.3218 | 3.2463 | 3.4546 | 3.2363
2048-09-10 | 3.0085 | 2.8088 | 2.7067 | 2.6448 | 2.7339 | 2.7988 | 2.9905 | 2.8077 | 2.8238 | 2.3501 | 2.1965 | 1.8591 | 1.812 | 1.9829 | 2.0056 | 2.6866 | 3.0763 | 3.6295 | 4.5507 | 3.967 | 3.7129 | 4.6283 | 5.0757 | 5.2678
2048-09-11 | 4.4613 | 4.1368 | 4.0171 | 4.1647 | 4.4205 | 4.4835 | 5.0133 | 4.2617 | 3.4813 | 2.8249 | 2.4461 | 2.6236 | 2.5778 | 2.913 | 3.0842 | 3.2559 | 3.7419 | 4.7862 | 5.5089 | 5.1959 | 4.7839 | 5.7344 | 5.4987 | 5.0909
2048-09-12 | 4.377 | 4.4995 | 3.9962 | 3.9299 | 4.1903 | 3.9967 | 4.0486 | 3.253 | 2.8412 | 2.2503 | 1.5985 | 1.7062 | 1.817 | 1.6318 | 2.1127 | 2.5548 | 3.0085 | 3.6538 | 4.6456 | 4.9906 | 4.3224 | 4.7064 | 5.1229 | 4.5789
2048-09-13 | 4.3795 | 4.4509 | 4.1375 | 3.858 | 3.8296 | 4.1598 | 4.0546 | 2.942 | 2.2979 | 2.3637 | 1.8256 | 1.3054 | 1.5025 | 1.6307 | 1.5738 | 2.1621 | 2.9164 | 3.758 | 4.4406 | 4.5179 | 4.0727 | 4.7643 | 4.8259 | 3.9376
2048-09-14 | 3.3238 | 3.1298 | 3.2914 | 3.3941 | 3.3315 | 3.6147 | 3.9964 | 3.7996 | 2.8598 | 2.1137 | 2.0472 | 1.6064 | 1.9966 | 2.5097 | 2.5201 | 2.7455 | 3.5735 | 4.6529 | 5.6095 | 5.7254 | 5.318 | 5.6504 | 5.2401 | 4.8111
2048-09-15 | 4.4119 | 4.319 | 4.2826 | 3.7754 | 3.3634 | 3.3131 | 3.8953 | 3.3731 | 2.8697 | 2.56 | 2.0922 | 1.7833 | 1.757 | 2.1109 | 1.671 | 2.277 | 3.601 | 4.6916 | 5.5602 | 6.0053 | 5.2385 | 5.2633 | 5.331 | 5.2102
2048-09-16 | 4.216 | 3.6114 | 3.5315 | 3.5116 | 3.1499 | 3.1809 | 3.7707 | 3.7915 | 3.4316 | 2.9531 | 2.43 | 2.2478 | 2.4566 | 2.3845 | 2.6206 | 3.5286 | 4.2621 | 5.0089 | 6.0674 | 6.2359 | 5.8626 | 5.9694 | 5.4412 | 4.9613
2048-09-17 | 4.9482 | 4.6878 | 4.5595 | 4.1975 | 4.3384 | 4.2916 | 3.9538 | 3.6355 | 3.341 | 2.6166 | 2.3274 | 2.4159 | 2.488 | 2.4315 | 2.684 | 3.5973 | 3.9214 | 4.9904 | 6.1187 | 6.2634 | 5.599 | 5.8654 | 6.2486 | 5.8319
2048-09-18 | 4.5908 | 3.8105 | 3.9746 | 3.6539 | 3.5803 | 4.0133 | 4.8483 | 3.7789 | 3.1885 | 2.7329 | 2.2507 | 2.0961 | 2.4503 | 2.5916 | 2.1361 | 3.145 | 4.5146 | 5.2377 | 4.884 | 4.722 | 4.5616 | 5.5606 | 6.0227 | 5.7694
2048-09-19 | 4.6378 | 4.5475 | 3.9278 | 3.4184 | 3.2803 | 3.3949 | 3.8663 | 3.1468 | 2.7368 | 2.3842 | 2.2296 | 1.8864 | 1.7736 | 1.9148 | 1.6654 | 2.2101 | 3.3362 | 4.3407 | 4.6169 | 4.9951 | 4.7234 | 4.3249 | 4.0292 | 3.9359
2048-09-20 | 3.8472 | 3.477 | 3.5179 | 3.6329 | 3.3197 | 3.3468 | 3.5214 | 2.8121 | 2.3241 | 1.9814 | 1.7145 | 1.6823 | 1.729 | 2.1216 | 2.2525 | 2.1079 | 3.0748 | 4.2101 | 5.0642 | 5.4237 | 5.0011 | 4.9133 | 5.2705 | 5.0736
2048-09-21 | 4.7436 | 4.4743 | 3.9587 | 3.8765 | 4.0345 | 4.5118 | 4.8055 | 3.5872 | 3.2013 | 2.7935 | 2.2867 | 2.3312 | 2.5187 | 2.4711 | 2.2188 | 3.0174 | 4.292 | 5.7216 | 6.3698 | 6.304 | 5.5503 | 5.7002 | 5.7 | 5.6457
2048-09-22 | 4.9834 | 4.6163 | 4.2503 | 4.2713 | 4.3859 | 4.2606 | 4.6923 | 3.9128 | 3.6695 | 2.8039 | 2.1248 | 2.5223 | 2.5942 | 2.682 | 2.4605 | 3.2638 | 4.3889 | 5.6817 | 6.181 | 6.2535 | 5.6356 | 4.3501 | 4.2272 | 4.4425
2048-09-23 | 4.615 | 4.1362 | 4.0276 | 3.8451 | 3.6572 | 3.984 | 5.2989 | 5.2001 | 4.2467 | 3.4941 | 2.982 | 3.1897 | 2.9633 | 2.4508 | 2.5993 | 3.4156 | 4.8009 | 5.307 | 6.1117 | 6.2421 | 5.8806 | 5.5413 | 5.0388 | 4.7226
2048-09-24 | 4.3707 | 4.1119 | 3.9798 | 3.9063 | 3.8618 | 4.4333 | 5.152 | 4.7893 | 5.0141 | 4.4824 | 4.2798 | 2.891 | 3.3998 | 3.376 | 3.391 | 4.3952 | 4.551 | 5.6028 | 5.5151 | 4.6838 | 4.4071 | 4.5396 | 4.6247 | 4.2758
2048-09-25 | 3.8823 | 3.5941 | 3.7162 | 3.6266 | 3.205 | 3.1828 | 3.6717 | 3.1832 | 2.8846 | 2.7192 | 2.5653 | 2.8755 | 2.6148 | 2.7128 | 2.2193 | 2.8202 | 4.2609 | 5.148 | 5.442 | 5.7971 | 5.3021 | 5.5851 | 5.4412 | 5.0716
2048-09-26 | 4.7286 | 3.8397 | 3.645 | 3.4471 | 3.3194 | 3.3441 | 3.4505 | 3.1835 | 2.5923 | 2.2435 | 2.201 | 2.299 | 2.6255 | 2.6386 | 2.7344 | 2.987 | 3.686 | 4.0732 | 5.1189 | 5.3023 | 4.6624 | 4.3143 | 4.1534 | 4.0404
2048-09-27 | 4.0016 | 4.5127 | 4.2096 | 4.077 | 3.5264 | 3.2278 | 3.1802 | 2.9402 | 2.3549 | 1.7848 | 1.6509 | 1.5071 | 1.5238 | 1.8462 | 2.201 | 2.6642 | 3.3749 | 4.4172 | 5.4571 | 5.6136 | 4.9259 | 4.4444 | 4.2003 | 3.8585
2048-09-28 | 3.5534 | 3.5562 | 3.6552 | 3.4128 | 3.447 | 3.6256 | 3.885 | 3.4175 | 2.8832 | 2.3121 | 2.1484 | 2.1073 | 2.3174 | 2.5727 | 2.4927 | 3.1726 | 4.3797 | 5.3588 | 6.0264 | 5.8997 | 5.2037 | 5.488 | 5.4834 | 5.292
2048-09-29 | 4.4065 | 3.8454 | 3.5587 | 3.4364 | 3.194 | 3.3436 | 3.925 | 3.4265 | 2.7838 | 2.2155 | 1.8295 | 1.9355 | 2.3455 | 2.7153 | 2.3101 | 2.9344 | 3.8034 | 5.061 | 6.074 | 5.9284 | 5.1032 | 4.5706 | 4.6455 | 4.4736
2048-09-30 | 3.837 | 3.5755 | 3.636 | 3.4195 | 3.2219 | 3.3493 | 3.795 | 3.3346 | 2.7781 | 2.2744 | 2.3299 | 2.4192 | 2.6531 | 3.3014 | 3.4813 | 3.9212 | 4.4943 | 5.4827 | 6.1865 | 6.0581 | 5.5753 | 5.7954 | 5.4806 | 5.0829
2048-10-01 | 4.9877 | 4.7685 | 4.2214 | 4.0246 | 3.5918 | 3.7361 | 4.2293 | 3.32 | 2.8714 | 2.5068 | 2.3408 | 2.4204 | 2.686 | 2.8466 | 3.229 | 4.1218 | 4.9699 | 5.8174 | 6.1802 | 6.0833 | 5.2736 | 5.8061 | 6.2287 | 5.6168
2048-10-02 | 4.802 | 4.1566 | 3.8215 | 3.7218 | 3.4696 | 3.5114 | 3.9976 | 3.2223 | 2.9984 | 2.7887 | 2.5632 | 2.5274 | 2.7093 | 3.1859 | 3.6252 | 4.327 | 4.9274 | 5.0149 | 5.4689 | 5.5254 | 5.1519 | 6.1289 | 6.0558 | 5.8242
2048-10-03 | 4.707 | 4.2559 | 4.5453 | 4.3055 | 3.6375 | 3.2946 | 3.8325 | 3.2353 | 2.6019 | 2.0122 | 1.8639 | 2.1032 | 2.1624 | 2.1484 | 2.6694 | 3.204 | 4.1149 | 4.6863 | 5.5604 | 5.5212 | 4.9635 | 4.5291 | 4.2901 | 3.9717
2048-10-04 | 3.852 | 3.4816 | 3.3798 | 3.3241 | 3.4304 | 3.4346 | 3.3462 | 2.9142 | 2.3459 | 1.935 | 1.9884 | 1.921 | 1.8895 | 2.2545 | 2.6236 | 2.8253 | 3.4992 | 4.3323 | 5.5224 | 5.2533 | 4.6227 | 5.0269 | 4.5449 | 4.2338
2048-10-05 | 4.078 | 3.4377 | 3.2249 | 3.357 | 3.3557 | 3.5114 | 3.6988 | 3.1931 | 2.978 | 2.5655 | 2.315 | 2.212 | 2.3569 | 2.5431 | 2.8086 | 2.7236 | 3.8133 | 5.5186 | 6.1734 | 6.048 | 5.0799 | 4.5573 | 4.7381 | 4.1981
2048-10-06 | 3.9726 | 4.579 | 4.5158 | 4.1492 | 3.9188 | 4.4672 | 3.8889 | 3.5659 | 3.0157 | 2.3813 | 2.0968 | 2.2229 | 2.3544 | 2.4756 | 2.6753 | 3.1001 | 4.6484 | 5.5791 | 5.8844 | 5.5774 | 5.4111 | 5.6307 | 5.1256 | 4.5303
2048-10-07 | 4.3972 | 4.4551 | 4.2751 | 4.2253 | 3.6123 | 3.5942 | 3.862 | 3.5819 | 3.0518 | 2.803 | 2.6013 | 2.3929 | 2.5275 | 3.0767 | 2.9424 | 3.3685 | 4.5062 | 5.6324 | 6.1108 | 5.7333 | 4.8445 | 5.347 | 5.2064 | 5.0258
2048-10-08 | 4.8266 | 4.0554 | 3.9649 | 4.2626 | 3.8338 | 4.2017 | 4.5257 | 3.5423 | 3.2763 | 2.5877 | 2.2465 | 2.3964 | 2.4288 | 2.6899 | 2.9663 | 3.6381 | 4.6692 | 5.506 | 5.7034 | 5.5352 | 5.265 | 5.5228 | 5.5189 | 5.2301
2048-10-09 | 5.0101 | 4.735 | 4.0242 | 4.3024 | 4.3579 | 4.5947 | 4.5306 | 3.3384 | 2.8034 | 2.2971 | 2.2012 | 2.2545 | 2.6103 | 3.1133 | 4.0846 | 4.7607 | 5.0407 | 5.3452 | 5.9146 | 5.2065 | 4.5728 | 5.6024 | 5.8015 | 4.866
2048-10-10 | 4.4075 | 4.4066 | 3.8863 | 3.6711 | 3.5852 | 3.9445 | 3.9302 | 3.2612 | 3.2145 | 2.9125 | 2.6103 | 2.509 | 1.8059 | 1.9254 | 2.3993 | 2.4422 | 3.3431 | 4.3964 | 5.2997 | 4.9812 | 3.9826 | 4.3028 | 3.874 | 3.4825
2048-10-11 | 3.4605 | 3.4299 | 3.3474 | 3.1512 | 2.9582 | 3.1937 | 3.1927 | 2.6616 | 2.2072 | 1.75 | 1.5398 | 1.4952 | 1.841 | 2.4579 | 2.7022 | 3.072 | 3.6083 | 4.5794 | 5.3524 | 4.9577 | 4.6115 | 4.7037 | 4.2987 | 3.98
2048-10-12 | 3.7138 | 3.286 | 3.0681 | 3.021 | 3.0659 | 3.4581 | 3.8244 | 3.4745 | 3.3502 | 3.6123 | 3.3535 | 2.9056 | 2.1565 | 2.3525 | 3.1868 | 3.7701 | 4.4841 | 5.0868 | 5.3915 | 4.908 | 4.3536 | 5.3214 | 5.0159 | 4.6121
2048-10-13 | 4.2052 | 4.0284 | 4.0281 | 4.3372 | 4.1584 | 4.1801 | 4.1535 | 3.3484 | 3.0836 | 2.2701 | 1.8366 | 1.7214 | 2.1567 | 2.4219 | 2.7743 | 3.2778 | 4.4481 | 5.4916 | 5.7003 | 5.5241 | 5.1781 | 5.0877 | 4.8961 | 4.519
2048-10-14 | 4.4793 | 4.1853 | 3.8298 | 3.8785 | 3.9301 | 4.1142 | 4.571 | 3.8328 | 3.3718 | 2.9255 | 3.1426 | 2.7402 | 2.412 | 2.5882 | 2.9675 | 3.8003 | 4.6669 | 4.9615 | 5.9445 | 5.6432 | 5.2503 | 5.8999 | 5.6286 | 4.8425
2048-10-15 | 4.8686 | 4.7843 | 4.4671 | 3.8004 | 3.2352 | 3.4072 | 3.8685 | 3.5507 | 3.4121 | 2.8745 | 2.8271 | 2.5477 | 2.7759 | 3.3105 | 3.6166 | 4.0891 | 4.6343 | 5.1056 | 6.066 | 5.7342 | 4.5746 | 4.9146 | 5.3864 | 4.7381
2048-10-16 | 4.1807 | 4.1122 | 4.1831 | 3.8553 | 3.3979 | 3.4582 | 4.0612 | 3.8369 | 3.4154 | 2.7234 | 2.2282 | 2.1686 | 2.4586 | 2.837 | 3.1673 | 3.891 | 4.5022 | 5.0452 | 5.3765 | 5.0459 | 4.4152 | 4.324 | 4.33 | 4.19
2048-10-17 | 3.7976 | 3.3961 | 3.3035 | 3.459 | 3.1959 | 3.4299 | 3.6688 | 3.3758 | 3.155 | 2.6383 | 2.2963 | 2.2197 | 2.3825 | 2.1432 | 2.225 | 2.5032 | 3.3409 | 4.2698 | 4.8869 | 4.4626 | 3.8756 | 4.5206 | 4.8741 | 4.5625
2048-10-18 | 4.3012 | 3.5658 | 3.2344 | 3.2536 | 3.1771 | 2.984 | 3.1595 | 2.9678 | 2.502 | 2.0917 | 1.6203 | 1.4843 | 1.7626 | 2.0452 | 2.408 | 2.7889 | 3.4946 | 4.5149 | 5.4505 | 5.1424 | 4.5363 | 3.9862 | 3.7631 | 3.5725
2048-10-19 | 3.5127 | 3.4477 | 3.2345 | 3.2423 | 3.3317 | 3.7328 | 5.4406 | 4.3538 | 3.4078 | 2.4692 | 2.4587 | 2.4743 | 2.2442 | 2.493 | 2.5204 | 2.7461 | 3.8073 | 5.3888 | 5.9228 | 5.4694 | 5.2508 | 5.3529 | 5.1795 | 5.1396
2048-10-20 | 4.3706 | 3.4126 | 3.1918 | 3.3538 | 3.041 | 3.577 | 4.1887 | 3.9658 | 3.2294 | 2.7093 | 2.1923 | 2.0812 | 2.312 | 2.4641 | 2.6191 | 2.9816 | 4.3044 | 5.5631 | 6.085 | 5.8748 | 5.3156 | 5.7405 | 5.6501 | 5.2464
2048-10-21 | 4.9931 | 4.6898 | 4.3726 | 4.0161 | 4.0861 | 4.6226 | 5.0422 | 4.1985 | 3.1529 | 2.6523 | 2.2056 | 2.164 | 2.3109 | 2.7752 | 3.144 | 3.3323 | 4.7074 | 5.7695 | 6.0971 | 5.9677 | 5.4398 | 5.3326 | 5.3919 | 5.0319
2048-10-22 | 5.0305 | 4.3322 | 4.0272 | 4.2848 | 4.1327 | 4.6695 | 5.1703 | 4.054 | 3.8004 | 3.2095 | 2.6959 | 2.8432 | 2.9973 | 3.0497 | 3.2289 | 4.0094 | 4.1776 | 4.894 | 5.8179 | 5.6445 | 4.8537 | 4.9225 | 5.3857 | 5.3648
2048-10-23 | 4.4436 | 4.0877 | 3.7194 | 3.5929 | 3.5348 | 3.7195 | 4.1633 | 3.3317 | 3.3776 | 3.0334 | 2.8601 | 2.3944 | 2.5263 | 2.7709 | 2.9888 | 3.3991 | 4.7832 | 5.1075 | 5.628 | 5.3991 | 4.6148 | 5.1755 | 5.0252 | 5.0362
2048-10-24 | 4.4377 | 4.3112 | 4.2002 | 3.5016 | 3.3751 | 3.5274 | 3.6981 | 3.0348 | 2.4564 | 2.3063 | 2.2681 | 1.7724 | 1.6203 | 1.9549 | 2.3676 | 2.6906 | 3.9629 | 4.9635 | 5.2035 | 4.5248 | 4.1082 | 3.7374 | 3.7742 | 3.6446
2048-10-25 | 3.7017 | 3.4344 | 3.3609 | 3.5515 | 3.3522 | 3.3529 | 3.4441 | 3.1032 | 2.6226 | 2.1854 | 1.6442 | 1.7374 | 2.1959 | 2.3592 | 2.8242 | 3.3681 | 3.856 | 4.4724 | 5.4475 | 4.9587 | 4.347 | 4.3676 | 4.74 | 4.545
2048-10-26 | 3.8838 | 3.6716 | 3.5612 | 3.3567 | 3.3438 | 3.5485 | 3.9665 | 3.6882 | 3.0897 | 2.6454 | 2.6096 | 2.2844 | 2.3792 | 2.567 | 3.1511 | 3.1407 | 5.0176 | 6.0744 | 6.1584 | 5.995 | 5.2129 | 4.4344 | 4.2436 | 3.9708
2048-10-27 | 3.9707 | 3.6523 | 3.3783 | 3.3695 | 3.5096 | 4.1243 | 4.5094 | 3.8912 | 4.3653 | 4.7737 | 4.203 | 3.1597 | 3.8787 | 4.2807 | 3.6322 | 4.0793 | 5.4958 | 5.6763 | 5.4913 | 4.9078 | 4.6508 | 4.4965 | 4.3115 | 3.9857
2048-10-28 | 3.7389 | 3.5021 | 3.1037 | 3.0455 | 3.1103 | 3.332 | 3.7824 | 3.748 | 3.3208 | 2.6953 | 2.6244 | 2.6176 | 2.5143 | 3.2007 | 3.8805 | 3.6837 | 5.0317 | 5.6519 | 5.0655 | 4.4412 | 4.3328 | 5.5087 | 5.4843 | 4.7912
2048-10-29 | 4.378 | 4.104 | 4.2041 | 4.1711 | 4.1051 | 4.6638 | 4.9582 | 4.0296 | 3.86 | 2.8076 | 2.5851 | 2.667 | 2.8123 | 2.6277 | 2.8592 | 3.8957 | 4.7014 | 4.9832 | 5.9382 | 5.3873 | 4.9868 | 5.57 | 5.7335 | 4.7451
2048-10-30 | 4.2742 | 4.1422 | 4.1508 | 4.0083 | 4.0414 | 4.1958 | 4.574 | 3.4092 | 2.9513 | 2.6368 | 2.2322 | 1.7914 | 2.0687 | 2.36 | 2.5587 | 3.4875 | 4.8481 | 4.8765 | 5.4499 | 5.3442 | 4.417 | 4.9404 | 4.9841 | 5.0643
2048-10-31 | 3.6966 | 3.2854 | 3.5184 | 3.474 | 3.2343 | 3.3939 | 3.3453 | 3.1856 | 2.5141 | 2.0137 | 1.5684 | 1.369 | 1.3993 | 1.7793 | 2.2384 | 2.4693 | 3.0545 | 4.1243 | 5.2055 | 4.4772 | 4.0467 | 4.0505 | 3.8227 | 3.5483
2048-11-01 | 3.5608 | 3.6336 | 3.4281 | 3.3568 | 3.7303 | 4.2701 | 4.3617 | 3.2056 | 2.357 | 1.9082 | 1.7544 | 1.6837 | 1.4586 | 1.6835 | 2.3957 | 2.7656 | 3.421 | 4.5037 | 5.42 | 4.8658 | 4.2613 | 5.0608 | 4.9752 | 4.1282
2048-11-02 | 3.3501 | 3.4036 | 3.1584 | 3.0595 | 3.261 | 3.6961 | 4.4629 | 3.5114 | 3.2069 | 2.8573 | 2.4434 | 2.0944 | 2.3963 | 2.3667 | 2.9022 | 2.99 | 4.729 | 5.3539 | 5.8676 | 5.7358 | 5.0166 | 4.4006 | 4.091 | 4.2112
2048-11-03 | 3.7562 | 3.4725 | 3.3665 | 3.4607 | 3.1854 | 3.5255 | 3.8024 | 3.7447 | 3.1014 | 2.3642 | 2.0067 | 2.1068 | 1.9862 | 2.1112 | 2.6738 | 3.5764 | 4.594 | 5.3444 | 5.8111 | 5.2764 | 4.7082 | 4.7704 | 4.8796 | 4.5851
2048-11-04 | 3.9548 | 3.4006 | 3.2256 | 3.3063 | 3.0897 | 3.4706 | 4.0266 | 3.8971 | 3.4625 | 2.7176 | 2.2789 | 2.7465 | 2.9143 | 3.0438 | 3.3171 | 3.8905 | 4.6308 | 5.4586 | 6.0884 | 5.9101 | 5.3698 | 5.4919 | 5.5474 | 5.2376
2048-11-05 | 4.2793 | 4.064 | 3.8897 | 3.3533 | 3.2643 | 3.5877 | 3.6433 | 3.8681 | 3.0378 | 2.3528 | 2.6146 | 2.509 | 2.1909 | 2.3524 | 2.8766 | 3.3551 | 4.4659 | 5.5254 | 6.0888 | 5.7451 | 4.9991 | 5.4995 | 5.4174 | 4.7858
2048-11-06 | 4.6292 | 4.6225 | 4.0091 | 4.0093 | 4.0292 | 4.5112 | 5.3981 | 4.1069 | 3.4014 | 3.2873 | 2.9906 | 2.6035 | 2.7387 | 3.1218 | 2.8927 | 3.2022 | 4.7978 | 5.4115 | 5.8909 | 5.5377 | 4.3401 | 4.7871 | 4.5582 | 4.5846
2048-11-07 | 4.1418 | 3.628 | 3.7744 | 3.4914 | 3.3056 | 3.4787 | 4.0014 | 3.6671 | 3.2169 | 2.5965 | 2.317 | 2.2216 | 2.1413 | 2.0727 | 2.6993 | 2.6043 | 3.2772 | 4.4498 | 4.7922 | 4.0802 | 4.077 | 3.8284 | 3.568 | 3.5989
2048-11-08 | 3.5414 | 3.6003 | 3.5449 | 3.6734 | 3.0626 | 3.2141 | 3.2861 | 3.089 | 2.4584 | 1.6373 | 1.2474 | 1.0291 | 0.9887 | 1.1189 | 1.8679 | 2.3924 | 2.758 | 3.5679 | 4.5697 | 4.8735 | 4.0924 | 3.8604 | 3.7371 | 3.3592
2048-11-09 | 3.1781 | 3.1874 | 3.0396 | 3.0979 | 3.0696 | 3.3368 | 3.4976 | 3.1714 | 2.939 | 2.7524 | 2.2923 | 2.1194 | 2.4673 | 2.5372 | 2.4888 | 2.7779 | 4.1264 | 5.125 | 5.7713 | 5.0517 | 4.3008 | 4.7346 | 4.8208 | 4.5702
2048-11-10 | 3.8447 | 3.2288 | 3.2649 | 3.0419 | 2.9485 | 3.0961 | 3.9099 | 4.1021 | 2.9461 | 2.5959 | 2.3088 | 2.1098 | 2.2149 | 2.2598 | 2.6152 | 3.4978 | 4.7758 | 5.7263 | 6.0235 | 5.5052 | 4.7236 | 4.8727 | 4.8605 | 4.8082
2048-11-11 | 3.9307 | 4.0334 | 3.9165 | 4.0568 | 3.9812 | 4.2233 | 4.7668 | 4.0641 | 3.5914 | 3.2874 | 2.8851 | 2.2156 | 2.1639 | 2.8468 | 2.8192 | 3.4392 | 4.4646 | 5.0931 | 5.7757 | 5.1698 | 4.3294 | 5.027 | 5.0752 | 4.9427
2048-11-12 | 4.5583 | 3.9258 | 4.2867 | 4.5172 | 4.1638 | 4.6291 | 5.0528 | 3.8866 | 3.679 | 2.9775 | 2.6582 | 2.6641 | 2.8836 | 2.6305 | 3.3014 | 3.9063 | 4.9443 | 5.6857 | 6.0771 | 5.6652 | 4.9158 | 5.0355 | 5.4238 | 4.938
2048-11-13 | 4.1469 | 3.9188 | 4.1972 | 4.0269 | 3.8425 | 4.1892 | 4.3238 | 4.5018 | 4.0093 | 3.4247 | 2.6908 | 2.8419 | 3.2474 | 3.7099 | 3.4234 | 3.6603 | 4.7778 | 5.3786 | 5.5427 | 4.819 | 4.1365 | 4.8859 | 5.0158 | 5.0416
2048-11-14 | 4.4921 | 3.357 | 3.1076 | 3.2268 | 2.9992 | 3.1922 | 3.3967 | 3.3939 | 3.0169 | 2.3039 | 1.8993 | 2.4044 | 2.4817 | 2.3783 | 2.965 | 3.106 | 3.4605 | 4.4806 | 4.801 | 4.077 | 4.001 | 3.8846 | 3.5279 | 3.3922
2048-11-15 | 3.4328 | 3.3839 | 3.087 | 3.0982 | 3.0649 | 3.397 | 3.7325 | 3.3559 | 3.0199 | 2.8596 | 2.3091 | 2.1502 | 1.7853 | 2.0306 | 2.3997 | 2.7217 | 3.2362 | 4.3158 | 4.727 | 4.3583 | 4.1749 | 4.1321 | 4.3593 | 4.2971
2048-11-16 | 3.9312 | 3.2521 | 3.257 | 3.3078 | 3.3039 | 3.6865 | 4.2876 | 3.7784 | 3.1573 | 2.7144 | 2.4172 | 2.5503 | 2.5984 | 2.6312 | 2.9161 | 3.6934 | 4.3937 | 5.1173 | 5.8322 | 5.4802 | 4.8842 | 4.8592 | 4.9474 | 4.8157
2048-11-17 | 4.3222 | 4.1703 | 3.972 | 3.6942 | 3.7865 | 4.0726 | 4.2671 | 3.7588 | 3.2441 | 3.1971 | 2.7404 | 2.4729 | 2.4472 | 2.6301 | 2.8239 | 3.2921 | 4.7002 | 5.5664 | 6.0037 | 5.7512 | 4.885 | 4.9838 | 4.9085 | 4.9369
2048-11-18 | 4.4726 | 3.9906 | 3.7811 | 3.8564 | 4.0358 | 4.0609 | 4.135 | 4.0755 | 3.479 | 2.8588 | 2.6116 | 2.4902 | 2.4058 | 2.5513 | 2.8415 | 3.6824 | 4.5818 | 5.0295 | 5.8067 | 5.3878 | 4.6526 | 5.0113 | 5.4637 | 4.6963
2048-11-19 | 4.3168 | 4.4379 | 3.7281 | 3.2198 | 3.2957 | 3.6793 | 3.9686 | 4.1343 | 4.2537 | 3.9201 | 3.1436 | 3.3122 | 2.7667 | 2.6742 | 2.6331 | 3.5131 | 3.9721 | 4.4023 | 4.7993 | 4.6019 | 4.0008 | 4.2937 | 4.5238 | 3.9432
2048-11-20 | 3.5266 | 3.5291 | 3.5629 | 3.219 | 3.0745 | 3.269 | 3.2503 | 3.4462 | 3.1675 | 2.7126 | 2.3417 | 2.1261 | 2.3499 | 2.8901 | 2.7335 | 3.3266 | 4.7982 | 5.5183 | 5.7761 | 4.8795 | 4.3749 | 4.9795 | 5.389 | 5.4276
2048-11-21 | 4.4117 | 4.1369 | 3.6 | 3.319 | 3.2639 | 3.6252 | 3.6412 | 3.3489 | 3.0777 | 2.4721 | 1.9444 | 1.7638 | 1.6175 | 1.8556 | 2.1868 | 3.0185 | 3.9725 | 4.2712 | 5.0746 | 4.5919 | 3.8263 | 3.8761 | 3.9723 | 3.6771
2048-11-22 | 3.6638 | 3.6229 | 3.4667 | 3.2079 | 3.1766 | 3.3666 | 3.2378 | 2.9967 | 2.5757 | 2.0275 | 1.7725 | 1.6533 | 2.2847 | 2.4376 | 2.484 | 3.0595 | 4.0089 | 4.7438 | 5.5046 | 5.129 | 4.2723 | 4.6315 | 5.2318 | 4.9399
2048-11-23 | 4.1262 | 3.9671 | 4.0129 | 3.7713 | 3.9178 | 4.3785 | 5.4591 | 4.4415 | 3.8443 | 3.4161 | 2.7281 | 2.5312 | 2.6604 | 2.76 | 3.0698 | 3.7587 | 4.8239 | 5.6034 | 6.1009 | 5.865 | 5.111 | 5.4004 | 5.1215 | 4.695
2048-11-24 | 4.4342 | 4.5925 | 4.4751 | 4.0551 | 4.0077 | 4.5719 | 5.425 | 4.6436 | 3.6729 | 3.0859 | 2.5449 | 2.1482 | 2.3883 | 2.7397 | 2.799 | 3.4882 | 4.8014 | 5.4571 | 6.0215 | 5.8041 | 5.25 | 5.2498 | 5.1946 | 4.911
2048-11-25 | 4.5585 | 3.9978 | 3.8175 | 3.9108 | 4.2499 | 4.3447 | 4.8133 | 3.9666 | 3.2761 | 2.7387 | 2.3981 | 2.2796 | 2.2015 | 2.1517 | 2.7159 | 3.3184 | 4.6222 | 5.1132 | 6.0289 | 5.7341 | 5.2992 | 5.3604 | 5.064 | 4.4674
2048-11-26 | 3.8712 | 3.7213 | 3.5669 | 3.2716 | 3.1992 | 3.5013 | 4.4431 | 4.0861 | 3.5366 | 2.9132 | 2.4595 | 2.1995 | 2.36 | 2.6506 | 2.6929 | 3.4302 | 4.4073 | 5.1082 | 5.8272 | 5.464 | 4.652 | 3.9646 | 3.876 | 4.1027
2048-11-27 | 3.8554 | 3.4802 | 3.5989 | 3.3376 | 3.1834 | 3.2752 | 3.7506 | 3.8551 | 3.162 | 2.9326 | 2.736 | 2.2728 | 2.295 | 2.636 | 2.8034 | 3.3208 | 4.5958 | 5.4185 | 5.8171 | 5.2181 | 4.897 | 4.4874 | 4.4387 | 4.2728
2048-11-28 | 3.7118 | 3.6602 | 3.3472 | 3.402 | 3.5959 | 3.6532 | 3.6542 | 3.5206 | 2.9491 | 2.3311 | 1.9567 | 2.2631 | 2.5413 | 2.4231 | 2.7394 | 2.9161 | 3.3354 | 4.0795 | 5.0476 | 4.5997 | 4.2732 | 4.0542 | 3.7153 | 3.4257
2048-11-29 | 3.6983 | 3.8016 | 3.5421 | 3.2679 | 3.107 | 3.1271 | 3.2432 | 3.0577 | 2.6785 | 2.4042 | 2.0793 | 1.8138 | 2.1422 | 2.3811 | 2.446 | 2.6748 | 3.274 | 4.1928 | 5.1939 | 4.911 | 4.3403 | 3.6575 | 3.8067 | 3.6464
2048-11-30 | 3.4657 | 3.3853 | 3.3118 | 3.2598 | 3.2906 | 3.5172 | 4.1649 | 4.3166 | 3.3242 | 2.8979 | 2.6632 | 2.3662 | 2.5654 | 3.1603 | 3.4122 | 4.0201 | 4.8194 | 5.3535 | 6.0538 | 5.4915 | 4.8943 | 4.4067 | 4.0528 | 4.1599
2048-12-01 | 3.8821 | 3.4908 | 3.3668 | 3.4528 | 3.2211 | 3.5479 | 4.1645 | 4.1508 | 3.8359 | 3.018 | 2.3958 | 2.4421 | 2.5297 | 2.7801 | 3.2312 | 3.6958 | 4.4412 | 5.461 | 5.8305 | 5.5254 | 4.8799 | 4.2742 | 4.3894 | 3.9409
2048-12-02 | 3.6069 | 3.4926 | 3.4674 | 3.146 | 3.1722 | 3.4804 | 3.9567 | 4.0755 | 3.5224 | 2.822 | 2.2065 | 1.8635 | 1.9602 | 2.3382 | 2.489 | 2.9961 | 4.3775 | 5.231 | 5.853 | 5.5869 | 4.915 | 4.1913 | 3.9296 | 3.9789
2048-12-03 | 3.907 | 3.4627 | 3.5632 | 3.4192 | 3.2965 | 3.4859 | 4.0554 | 4.184 | 3.8429 | 3.1776 | 2.7494 | 2.6936 | 2.6591 | 2.6728 | 3.1573 | 3.6654 | 4.1825 | 4.8007 | 5.7015 | 5.3321 | 4.456 | 4.2441 | 4.272 | 3.6888
2048-12-04 | 3.2792 | 3.1369 | 2.9094 | 2.8341 | 2.757 | 3.1194 | 3.8924 | 3.5503 | 3.3592 | 3.2391 | 2.5523 | 2.1212 | 2.33 | 2.7163 | 2.6053 | 3.2703 | 4.2321 | 4.8866 | 5.4064 | 5.0671 | 4.3637 | 4.7443 | 4.9395 | 5.0261
2048-12-05 | 3.8722 | 3.323 | 3.2187 | 3.1887 | 3.1494 | 3.2786 | 3.5643 | 3.5586 | 3.225 | 2.8672 | 2.5176 | 2.0149 | 1.9762 | 2.0851 | 2.243 | 2.4224 | 3.1128 | 3.6005 | 3.8151 | 3.4999 | 3.4782 | 3.4153 | 3.4264 | 3.2007
2048-12-06 | 3.1074 | 3.0352 | 3.0824 | 3.0481 | 3.0291 | 3.1849 | 3.3259 | 3.1283 | 2.404 | 1.9995 | 1.7308 | 1.544 | 1.2867 | 1.492 | 1.8074 | 2.2611 | 2.882 | 3.7035 | 4.5891 | 4.3017 | 3.8411 | 4.288 | 4.2488 | 3.9573
2048-12-07 | 3.7396 | 3.241 | 3.0932 | 3.0555 | 3.0948 | 3.363 | 3.9891 | 4.0479 | 3.2374 | 2.7148 | 2.6135 | 2.4822 | 2.6242 | 2.7019 | 2.8839 | 3.2815 | 4.3352 | 5.1354 | 5.5557 | 5.0347 | 4.4377 | 4.0744 | 3.9099 | 3.6201
2048-12-08 | 3.3688 | 3.1576 | 3.0499 | 3.1051 | 3.1755 | 3.5249 | 4.3196 | 4.4239 | 3.7247 | 3.1286 | 2.5465 | 2.0546 | 2.1263 | 2.3261 | 2.4893 | 3.5722 | 4.6215 | 5.3702 | 5.8629 | 5.7369 | 5.1076 | 5.7269 | 5.6802 | 5.0019
2048-12-09 | 4.5267 | 4.528 | 4.3491 | 4.173 | 4.1502 | 4.5714 | 5.0434 | 4.3214 | 3.8585 | 3.4853 | 3.0521 | 2.824 | 2.9525 | 3.2036 | 3.409 | 4.165 | 4.6326 | 4.992 | 5.8653 | 5.5618 | 5.1202 | 5.3388 | 4.9734 | 4.4292
2048-12-10 | 4.24 | 3.9789 | 3.9932 | 3.6345 | 3.4573 | 3.9412 | 4.5621 | 3.8848 | 3.238 | 2.7726 | 2.6729 | 2.1523 | 2.0161 | 2.1558 | 2.5492 | 3.095 | 3.7448 | 4.6115 | 5.5359 | 5.2737 | 4.8197 | 5.1222 | 5.1784 | 4.7779
2048-12-11 | 4.1275 | 3.7587 | 3.6895 | 3.6618 | 3.6573 | 3.726 | 3.7861 | 3.8305 | 3.6687 | 2.9882 | 2.4301 | 2.1394 | 2.1052 | 2.3699 | 2.6228 | 2.9215 | 3.8842 | 4.6781 | 5.2428 | 4.9303 | 4.0931 | 4.059 | 3.9108 | 3.7077
2048-12-12 | 3.6624 | 3.6203 | 3.6385 | 3.5852 | 3.565 | 3.3507 | 3.4343 | 3.4922 | 2.8571 | 2.3241 | 2.0933 | 1.4967 | 1.3796 | 1.5913 | 1.6771 | 2.118 | 2.9711 | 4.1577 | 4.8276 | 4.7251 | 4.2284 | 3.6599 | 3.7319 | 3.47
2048-12-13 | 3.3163 | 3.2203 | 2.9654 | 2.8618 | 2.6934 | 2.7254 | 2.9204 | 2.9243 | 2.3794 | 2.0274 | 1.8256 | 1.7522 | 1.5701 | 1.5111 | 1.8499 | 2.4877 | 3.0494 | 3.8469 | 4.9023 | 4.5737 | 4.1343 | 4.3877 | 4.1319 | 3.8961
2048-12-14 | 3.9543 | 3.2309 | 3.2143 | 2.9522 | 3.065 | 3.2989 | 3.8795 | 3.9788 | 3.2015 | 2.5524 | 2.4149 | 2.0036 | 2.3188 | 2.3417 | 2.3871 | 3.0996 | 3.8811 | 4.59 | 5.5942 | 5.2544 | 4.6449 | 4.2167 | 4.1726 | 3.8779
2048-12-15 | 3.5053 | 3.2201 | 3.0991 | 3.0614 | 3.0668 | 3.2673 | 3.7268 | 3.3993 | 2.7263 | 2.2407 | 1.9407 | 2.1169 | 2.3643 | 2.3397 | 2.8263 | 3.8084 | 4.41 | 5.2993 | 5.4248 | 4.9708 | 4.5323 | 5.0611 | 5.2255 | 4.66
2048-12-16 | 4.0683 | 3.8179 | 3.7727 | 3.6883 | 3.7604 | 4.2564 | 4.8974 | 4.2761 | 3.6129 | 2.8352 | 2.3457 | 1.9806 | 1.7838 | 1.833 | 2.1543 | 2.5891 | 3.558 | 4.5467 | 5.1064 | 5.0723 | 4.8067 | 4.9696 | 4.9079 | 4.6777
2048-12-17 | 4.4116 | 4.1092 | 3.6484 | 3.6475 | 3.6657 | 4.0948 | 4.6717 | 3.8921 | 3.3323 | 3.1315 | 2.7663 | 2.6509 | 2.6428 | 2.6968 | 2.936 | 3.5567 | 4.1168 | 4.7815 | 5.5668 | 5.2726 | 4.8059 | 5.0893 | 5.1739 | 4.4151
2048-12-18 | 4.1219 | 3.8301 | 3.7065 | 3.7568 | 3.8453 | 4.0175 | 4.7217 | 4.1544 | 3.6937 | 3.3945 | 2.8695 | 2.6404 | 2.3456 | 2.5471 | 2.2755 | 2.719 | 3.6133 | 4.4317 | 5.2653 | 5.1773 | 5.0941 | 5.7882 | 5.7493 | 5.1848
2048-12-19 | 3.8433 | 3.6326 | 3.5259 | 3.4397 | 3.3295 | 3.1632 | 3.3361 | 3.449 | 2.7767 | 2.0436 | 1.6415 | 1.3749 | 1.4919 | 1.7056 | 2.0745 | 2.651 | 3.4197 | 4.3475 | 4.989 | 4.7746 | 4.809 | 4.5144 | 4.1924 | 3.559
2048-12-20 | 3.4883 | 3.537 | 3.5005 | 3.694 | 3.5968 | 3.7254 | 3.4727 | 3.2666 | 2.8072 | 2.2525 | 1.6887 | 1.3714 | 1.3517 | 1.4575 | 1.8008 | 2.3738 | 3.278 | 4.0988 | 4.9268 | 4.9027 | 4.5814 | 4.7144 | 4.3337 | 3.924
2048-12-21 | 3.5834 | 3.1871 | 3.0844 | 3.0255 | 3.0855 | 3.2847 | 3.5944 | 3.6774 | 3.5706 | 3.0017 | 2.5672 | 2.5073 | 2.4584 | 2.9956 | 3.3285 | 4.0806 | 5.0022 | 5.6215 | 5.4996 | 4.5493 | 4.2422 | 4.6805 | 4.8589 | 5.1143
2048-12-22 | 4.7135 | 4.4144 | 4.0218 | 3.1461 | 3.1121 | 3.28 | 3.5175 | 3.6307 | 3.2616 | 2.8186 | 2.3784 | 2.1937 | 1.8808 | 1.9386 | 1.989 | 2.4683 | 3.6147 | 4.8087 | 4.9854 | 4.6767 | 4.2895 | 4.153 | 3.8762 | 3.8158
2048-12-23 | 3.6919 | 3.3778 | 3.1376 | 3.0482 | 3.0882 | 3.2515 | 3.4919 | 3.7184 | 3.4558 | 3.0184 | 2.8735 | 2.9323 | 2.7709 | 2.6682 | 2.7795 | 3.4159 | 4.2931 | 5.4061 | 5.7925 | 5.8559 | 5.3613 | 5.1687 | 4.905 | 4.5146
2048-12-24 | 4.4661 | 4.3479 | 4.2121 | 4.2241 | 3.9542 | 4.1802 | 4.6039 | 4.1104 | 3.5193 | 3.1692 | 2.6659 | 2.3818 | 2.3581 | 2.6272 | 2.7932 | 3.7182 | 4.6968 | 5.5832 | 5.8333 | 5.8741 | 5.1883 | 5.4662 | 5.6762 | 5.5202
2048-12-25 | 4.813 | 4.4078 | 3.8653 | 3.7934 | 3.8823 | 3.9446 | 4.4731 | 3.9494 | 3.6156 | 3.3844 | 3.6354 | 3.4436 | 3.3573 | 3.6006 | 3.8724 | 3.9999 | 4.4969 | 5.3135 | 5.5926 | 5.2211 | 4.6645 | 4.6042 | 4.6107 | 4.3513
2048-12-26 | 4.2768 | 4.0494 | 3.7054 | 3.5454 | 3.5774 | 3.8297 | 4.1021 | 3.7572 | 3.286 | 2.8616 | 2.1263 | 1.7549 | 1.9431 | 1.927 | 2.2364 | 2.7609 | 3.96 | 4.7172 | 5.2491 | 4.8887 | 4.3644 | 4.5655 | 4.6674 | 3.7926
2048-12-27 | 3.711 | 3.5037 | 3.3538 | 3.127 | 3.1338 | 3.1651 | 3.2874 | 3.2499 | 2.9439 | 2.703 | 2.5483 | 2.334 | 2.3865 | 2.1095 | 2.1919 | 2.6391 | 3.2174 | 4.1348 | 5.1609 | 4.8804 | 4.2729 | 3.869 | 4.1156 | 3.6669
2048-12-28 | 3.3734 | 2.9749 | 3.2162 | 3.1731 | 3.5564 | 3.8847 | 4.2733 | 3.9584 | 3.9026 | 3.559 | 2.9853 | 2.612 | 2.4943 | 2.3271 | 2.6299 | 3.4423 | 4.7887 | 5.6669 | 5.7959 | 4.6796 | 3.9639 | 4.3784 | 4.833 | 4.6533
2048-12-29 | 4.7113 | 4.414 | 4.0186 | 3.1444 | 3.1102 | 3.2767 | 3.5166 | 3.6538 | 3.4086 | 3.16 | 2.9074 | 2.6162 | 2.3591 | 2.3948 | 2.3556 | 2.7764 | 3.766 | 4.8694 | 5.0463 | 4.7458 | 4.3549 | 4.2278 | 3.8505 | 3.7514
2048-12-30 | 3.6966 | 3.3827 | 3.1431 | 3.0478 | 3.0902 | 3.2538 | 3.4976 | 3.7365 | 3.5181 | 2.9547 | 2.5145 | 2.3196 | 2.2181 | 2.1257 | 2.3549 | 3.0913 | 4.1698 | 5.4262 | 5.8565 | 5.852 | 5.4241 | 5.525 | 5.2129 | 4.7749
2048-12-31 | 4.5087 | 4.368 | 4.1533 | 4.0688 | 3.8036 | 4.0288 | 4.4545 | 3.9986 | 3.3067 | 3.1613 | 2.683 | 2.4913 | 2.2417 | 2.4857 | 2.6487 | 3.4437 | 4.371 | 5.299 | 5.9072 | 5.7678 | 5.0413 | 5.0707 | 5.1496 | 5.3132
2049-01-01 | 3.4822 | 3.2054 | 3.1621 | 3.1261 | 2.9433 | 3.3244 | 3.6353 | 3.88 | 3.7349 | 3.0251 | 2.4518 | 2.0208 | 1.8128 | 1.9043 | 2.1619 | 2.5137 | 3.3276 | 4.0461 | 5.219 | 4.1189 | 3.6193 | 4.2777 | 4.5047 | 4.3847
2049-01-02 | 3.4815 | 3.3702 | 3.3916 | 3.0173 | 2.8991 | 2.8942 | 3.077 | 3.114 | 2.5806 | 2.3189 | 2.0879 | 1.5565 | 1.3558 | 1.6297 | 2.025 | 2.2289 | 2.951 | 4.1763 | 5.0767 | 5.0634 | 3.8002 | 3.9085 | 3.7838 | 3.4718
2049-01-03 | 3.7204 | 3.6347 | 3.2821 | 3.1224 | 2.9504 | 3.1575 | 3.1604 | 3.2092 | 2.6882 | 2.2846 | 1.8246 | 1.5172 | 1.1155 | 1.4759 | 1.8748 | 2.1388 | 2.6408 | 4.3338 | 5.4237 | 5.2598 | 4.5439 | 3.5904 | 3.5317 | 3.1969
2049-01-04 | 3.5092 | 3.4569 | 3.1426 | 2.9543 | 3.1124 | 3.0051 | 2.8807 | 2.882 | 2.4614 | 2.2111 | 1.9389 | 1.7344 | 1.4123 | 1.4441 | 1.5848 | 2.1116 | 3.1412 | 4.612 | 5.2781 | 5.371 | 4.8696 | 4.4875 | 4.067 | 3.9694
2049-01-05 | 3.2719 | 3.1902 | 3.1696 | 3.1039 | 2.9678 | 3.3618 | 3.3557 | 3.4526 | 3.1237 | 2.6596 | 2.0191 | 1.6643 | 1.7729 | 1.9132 | 2.0103 | 2.4881 | 4.027 | 4.8798 | 5.8459 | 5.6797 | 5.2003 | 4.5822 | 4.4018 | 3.925
2049-01-06 | 3.8568 | 3.187 | 3.1997 | 3.1178 | 3.0527 | 3.5834 | 3.6134 | 3.5255 | 3.1495 | 2.5119 | 2.1276 | 1.8143 | 1.4729 | 1.5809 | 1.8883 | 2.4475 | 3.7027 | 4.8769 | 5.5781 | 5.6836 | 5.1099 | 4.7152 | 4.3234 | 4.2828
2049-01-07 | 3.6839 | 3.2995 | 3.5639 | 3.2842 | 3.0856 | 3.165 | 3.3736 | 3.5306 | 3.1472 | 2.35 | 2.0167 | 1.6925 | 1.5636 | 1.672 | 1.9428 | 2.578 | 3.3887 | 4.4637 | 5.8005 | 5.6856 | 4.6724 | 4.2393 | 4.083 | 4.0546
2049-01-08 | 3.4631 | 3.1073 | 3.0476 | 3.1714 | 2.9618 | 3.3197 | 3.6298 | 3.8716 | 3.6529 | 2.9571 | 2.3258 | 1.8063 | 1.7007 | 1.8149 | 2.0662 | 2.5022 | 3.4117 | 4.1593 | 5.3619 | 4.3505 | 3.8468 | 4.633 | 4.7938 | 4.4479
2049-01-09 | 3.2699 | 3.1679 | 3.1968 | 2.8747 | 2.8998 | 2.894 | 3.0774 | 3.1453 | 2.6321 | 2.3737 | 2.173 | 1.5958 | 1.3226 | 1.5765 | 1.9248 | 2.0963 | 2.9146 | 4.2044 | 5.1173 | 5.0524 | 3.8185 | 3.9321 | 3.7978 | 3.4814
2049-01-10 | 3.8476 | 3.632 | 3.2829 | 3.1227 | 2.9535 | 3.1589 | 3.1593 | 3.2144 | 2.6688 | 2.2039 | 1.7878 | 1.6075 | 1.2406 | 1.5172 | 1.9222 | 2.1869 | 2.5768 | 4.2755 | 5.4157 | 5.2392 | 4.5813 | 3.636 | 3.5338 | 3.209
2049-01-11 | 3.3399 | 3.1269 | 3.0063 | 2.9508 | 3.0752 | 3.3633 | 3.4597 | 3.6024 | 3.3616 | 2.4955 | 2.164 | 1.7824 | 1.7742 | 1.9439 | 2.0307 | 2.4124 | 3.8677 | 5.021 | 5.9309 | 5.5018 | 4.5527 | 4.3272 | 4.3615 | 4.1526
2049-01-12 | 3.5769 | 3.0958 | 2.9953 | 3.0597 | 2.8262 | 3.1513 | 3.9919 | 4.2816 | 3.9708 | 3.2621 | 2.5559 | 2.1384 | 2.0088 | 2.1855 | 2.4658 | 3.5082 | 4.4272 | 4.8635 | 6.0923 | 6.0471 | 5.5996 | 4.9945 | 4.6721 | 4.4599
2049-01-13 | 3.6535 | 3.4066 | 3.2593 | 3.1434 | 2.9468 | 3.6382 | 4.0061 | 4.1255 | 3.5706 | 2.9405 | 2.3282 | 1.8918 | 2.2878 | 2.2487 | 2.1888 | 2.5128 | 3.9906 | 5.3757 | 6.0835 | 5.9087 | 4.9444 | 4.8558 | 4.4345 | 4.2532
2049-01-14 | 4.0025 | 3.6443 | 3.203 | 3.1115 | 2.9952 | 3.5986 | 4.4045 | 4.6089 | 3.9789 | 3.4687 | 2.827 | 2.285 | 2.6723 | 2.4047 | 2.6621 | 3.4682 | 4.7332 | 5.069 | 6.0613 | 6.2101 | 5.6479 | 5.2356 | 4.8539 | 4.6748
2049-01-15 | 3.9142 | 3.4524 | 3.2846 | 3.1383 | 2.9685 | 3.2561 | 4.3784 | 4.348 | 3.3426 | 2.3954 | 2.0001 | 1.8111 | 1.9041 | 2.3069 | 2.4078 | 2.7628 | 3.9487 | 4.6281 | 5.3413 | 5.5283 | 5.0582 | 4.9302 | 4.7667 | 4.5826
2049-01-16 | 3.784 | 3.1466 | 3.0967 | 3.3367 | 3.0253 | 3.0851 | 3.334 | 3.4715 | 3.0568 | 2.3974 | 2.0419 | 1.8045 | 1.7603 | 1.6004 | 2.0236 | 2.3174 | 2.7531 | 3.5406 | 5.2312 | 5.2352 | 4.2369 | 4.3357 | 4.4985 | 3.5571
2049-01-17 | 3.3266 | 3.1949 | 3.3475 | 3.0221 | 2.9534 | 2.9632 | 3.0487 | 2.9642 | 2.6476 | 2.1099 | 1.77 | 1.1852 | 1.1515 | 1.1365 | 1.5996 | 2.1816 | 2.4958 | 3.4883 | 5.1772 | 5.1335 | 4.5774 | 3.7569 | 3.5239 | 3.333
2049-01-18 | 3.2057 | 2.9243 | 2.8354 | 2.9426 | 3.0416 | 3.4508 | 3.5766 | 3.593 | 3.4265 | 2.7118 | 2.0336 | 1.8832 | 2.0044 | 1.9348 | 2.1533 | 2.5228 | 3.5692 | 4.6807 | 5.7386 | 5.2348 | 4.5331 | 4.2203 | 4.5368 | 3.7633
2049-01-19 | 3.2689 | 3.3038 | 3.136 | 2.9416 | 2.779 | 2.8776 | 3.8879 | 3.7349 | 3.1035 | 2.5356 | 2.157 | 1.9005 | 1.753 | 1.7706 | 2.1542 | 2.3757 | 3.3114 | 5.3445 | 6.0451 | 6.041 | 5.2508 | 4.8591 | 4.4993 | 3.9727
2049-01-20 | 3.9009 | 3.5068 | 3.2473 | 3.2037 | 3.121 | 3.5511 | 4.6169 | 5.1544 | 4.3699 | 3.5365 | 3.224 | 2.5536 | 2.452 | 2.3246 | 2.4282 | 3.1625 | 4.2216 | 5.0131 | 6.0488 | 6.0598 | 5.512 | 5.0445 | 4.5024 | 4.0874
2049-01-21 | 4.1185 | 3.6492 | 3.4125 | 3.3653 | 3.4726 | 3.4446 | 4.1866 | 3.9775 | 3.7729 | 2.9034 | 2.3766 | 1.9724 | 1.8318 | 1.9857 | 2.4017 | 2.6635 | 3.5719 | 4.7633 | 6.0825 | 5.6416 | 5.0054 | 4.6625 | 4.582 | 4.2654
2049-01-22 | 3.4643 | 3.1993 | 3.1305 | 3.1196 | 3.1571 | 3.815 | 4.4321 | 4.7012 | 4.3355 | 3.2897 | 2.2918 | 2.2369 | 2.2173 | 2.3417 | 2.5241 | 3.9706 | 4.7016 | 4.8036 | 5.7529 | 5.7978 | 5.2053 | 4.7921 | 4.8776 | 4.5022
2049-01-23 | 3.3962 | 3.2377 | 3.371 | 3.0247 | 2.9547 | 3.18 | 3.3689 | 3.4931 | 2.9017 | 2.4208 | 2.0333 | 1.8184 | 1.8219 | 1.969 | 2.2117 | 2.4123 | 2.8926 | 4.4722 | 5.7229 | 5.3914 | 4.7726 | 4.3057 | 4.2221 | 4.1609
2049-01-24 | 3.5474 | 3.2417 | 3.1617 | 3.4572 | 3.0613 | 3.1003 | 3.2679 | 3.6368 | 3.3929 | 2.6455 | 2.1104 | 1.8042 | 1.6457 | 1.7471 | 2.0983 | 2.4547 | 2.6764 | 3.7504 | 5.4804 | 5.4662 | 4.8933 | 4.1503 | 3.6286 | 3.5334
2049-01-25 | 3.1785 | 2.9631 | 2.9131 | 3.0178 | 2.9287 | 3.1931 | 3.855 | 4.3298 | 3.334 | 2.6012 | 2.2356 | 1.8151 | 1.7919 | 1.9575 | 2.3756 | 2.9702 | 3.6264 | 4.9166 | 6.1481 | 5.834 | 5.3132 | 4.8702 | 4.3766 | 3.8538
2049-01-26 | 3.9497 | 3.6974 | 3.3888 | 3.4792 | 3.5155 | 3.671 | 4.6781 | 4.9937 | 4.7294 | 3.9297 | 3.3565 | 2.9784 | 2.1853 | 2.3197 | 3.1895 | 3.9031 | 4.6173 | 4.7573 | 5.9579 | 6.0801 | 5.6451 | 5.2869 | 4.808 | 4.2248
2049-01-27 | 4.049 | 3.5191 | 3.287 | 3.2239 | 2.9268 | 3.2338 | 4.3494 | 4.7986 | 3.9383 | 3.1067 | 2.3813 | 1.9117 | 1.8342 | 1.9227 | 2.3436 | 3.1808 | 3.8874 | 4.6834 | 6.0031 | 6.0858 | 5.5519 | 5.17 | 4.7552 | 4.1644
2049-01-28 | 4.0468 | 3.4478 | 3.3231 | 3.5296 | 3.3849 | 3.6361 | 4.7057 | 5.1622 | 4.8381 | 4.1129 | 3.4101 | 3.0571 | 3.0885 | 3.1854 | 3.318 | 3.7749 | 4.0275 | 4.6024 | 5.9106 | 5.9575 | 5.3995 | 4.8914 | 4.4528 | 4.2397
2049-01-29 | 3.5021 | 3.2749 | 3.1912 | 3.1742 | 3.1165 | 3.5906 | 3.8744 | 3.8347 | 3.5751 | 2.7291 | 2.0393 | 1.8003 | 1.8854 | 1.9543 | 2.1441 | 2.7735 | 4.0612 | 4.9359 | 5.7459 | 5.554 | 4.9423 | 5.1605 | 5.1857 | 4.7627
2049-01-30 | 3.5554 | 3.1803 | 3.2571 | 3.2114 | 3.0589 | 3.2874 | 3.7967 | 3.8699 | 3.523 | 2.6635 | 2.1625 | 2.2586 | 2.1052 | 2.4482 | 2.8597 | 3.5403 | 3.8542 | 4.0617 | 4.8968 | 4.9427 | 4.4764 | 4.3134 | 4.1124 | 3.8675
2049-01-31 | 3.785 | 3.3336 | 3.3467 | 3.2398 | 2.931 | 2.9031 | 3.1282 | 2.9785 | 2.5405 | 2.1011 | 2.0552 | 1.8422 | 1.9474 | 1.7866 | 2.2967 | 2.3254 | 2.5742 | 3.7384 | 5.3445 | 5.4646 | 4.7878 | 3.7266 | 3.6722 | 3.4395
2049-02-01 | 3.0788 | 2.9118 | 2.9708 | 3.1306 | 3.0397 | 3.3495 | 4.1975 | 4.8013 | 3.7278 | 2.7745 | 2.7421 | 2.2583 | 2.1378 | 2.3035 | 2.8022 | 2.9348 | 3.703 | 5.0138 | 5.8829 | 5.8891 | 5.4448 | 5.2001 | 4.3976 | 4.0172
2049-02-02 | 3.7592 | 3.3322 | 3.1598 | 3.2221 | 3.1926 | 3.405 | 4.1985 | 4.1492 | 3.6878 | 2.9344 | 2.4047 | 1.9799 | 2.001 | 2.2165 | 2.4521 | 2.78 | 3.4629 | 4.8504 | 5.9694 | 5.9607 | 5.3621 | 4.7663 | 4.4955 | 4.1139
2049-02-03 | 4.1962 | 3.612 | 3.3919 | 3.4208 | 3.2919 | 3.7591 | 4.9486 | 5.171 | 4.794 | 4.6344 | 3.7031 | 3.2365 | 3.0187 | 2.6516 | 3.2285 | 3.5889 | 4.2884 | 5.2386 | 6.0425 | 5.8533 | 4.7649 | 4.8864 | 5.0317 | 4.1719
2049-02-04 | 3.8832 | 3.8941 | 3.5176 | 3.3419 | 3.2308 | 3.5124 | 4.7476 | 4.6571 | 4.2583 | 3.6039 | 3.1623 | 2.4448 | 2.9017 | 3.1556 | 3.1331 | 2.9378 | 3.7252 | 4.9604 | 6.0887 | 6.1018 | 5.4221 | 4.9653 | 4.6223 | 4.2118
2049-02-05 | 3.8178 | 3.7548 | 3.3209 | 3.2885 | 3.2173 | 3.5484 | 4.7797 | 5.2917 | 4.8543 | 3.6716 | 3.9098 | 3.0112 | 2.4859 | 2.1814 | 2.4912 | 3.3511 | 3.6996 | 4.458 | 5.7364 | 5.706 | 4.7337 | 5.3015 | 5.1878 | 4.2007
2049-02-06 | 3.7018 | 3.6865 | 3.4033 | 3.1583 | 2.9042 | 3.1135 | 3.179 | 3.1358 | 2.6092 | 2.4547 | 2.2004 | 2.0453 | 1.7871 | 1.9377 | 2.3577 | 2.7878 | 3.7765 | 4.0701 | 5.1713 | 5.3509 | 4.919 | 4.5201 | 4.4251 | 4.2249
2049-02-07 | 3.7676 | 3.5351 | 3.7351 | 3.4039 | 3.2187 | 3.2728 | 3.452 | 3.7401 | 3.5598 | 2.9323 | 2.3873 | 2.3282 | 2.5612 | 2.5235 | 2.0894 | 2.3917 | 2.4414 | 3.3489 | 5.0847 | 5.3897 | 4.8606 | 4.3322 | 3.8346 | 3.4327
2049-02-08 | 3.349 | 3.3211 | 3.0607 | 2.9446 | 2.8732 | 2.9961 | 3.9246 | 4.3451 | 3.3425 | 3.7349 | 3.6211 | 2.648 | 2.4482 | 1.9526 | 2.5682 | 3.1096 | 4.428 | 5.6211 | 5.8455 | 5.437 | 4.5007 | 4.7012 | 4.1639 | 3.5477
2049-02-09 | 3.4438 | 3.3998 | 3.1062 | 2.946 | 2.9176 | 3.3875 | 4.0829 | 4.1119 | 3.7743 | 2.7665 | 2.8647 | 3.0545 | 3.1365 | 2.5099 | 2.6365 | 2.7987 | 3.6183 | 4.3338 | 5.5525 | 5.9336 | 5.1696 | 4.7237 | 5.0487 | 4.1789
2049-02-10 | 3.4942 | 3.3299 | 3.1895 | 3.1918 | 2.9602 | 3.098 | 3.5487 | 3.7807 | 3.3468 | 2.6571 | 2.2257 | 2.4101 | 2.5098 | 2.4835 | 2.3611 | 2.6391 | 3.9105 | 4.8276 | 5.7675 | 5.7253 | 5.3639 | 4.6417 | 4.2811 | 4.1712
2049-02-11 | 3.6795 | 3.4337 | 3.3499 | 3.264 | 3.3038 | 3.5386 | 4.1842 | 3.7372 | 3.4885 | 2.7159 | 2.4914 | 2.0909 | 1.9033 | 1.6228 | 1.8529 | 2.3665 | 2.9439 | 4.1659 | 4.9511 | 5.1768 | 4.8199 | 4.5028 | 3.9362 | 3.7457
2049-02-12 | 3.4485 | 3.0663 | 2.9662 | 2.9234 | 2.886 | 3.2133 | 3.918 | 4.1379 | 3.3534 | 2.3817 | 1.6417 | 1.3581 | 1.2453 | 1.3738 | 1.6991 | 2.1388 | 2.5165 | 3.5561 | 5.2265 | 5.0751 | 4.1571 | 4.6496 | 4.1548 | 3.6564
2049-02-13 | 3.1488 | 3.157 | 2.9297 | 2.8324 | 2.7842 | 2.854 | 2.9829 | 3.0141 | 2.5446 | 2.1669 | 1.9141 | 1.298 | 1.1996 | 1.2726 | 1.5781 | 2.0532 | 2.5852 | 3.3193 | 4.023 | 4.4477 | 4.0603 | 3.8468 | 3.5378 | 3.3733
2049-02-14 | 3.3501 | 3.0391 | 2.9564 | 2.9067 | 2.9599 | 3.0304 | 3.0997 | 2.989 | 2.5907 | 2.146 | 1.629 | 1.5048 | 1.2734 | 1.3683 | 1.7763 | 2.046 | 2.5206 | 3.174 | 4.9616 | 5.2305 | 4.6042 | 3.8148 | 3.6005 | 3.3563
2049-02-15 | 3.1924 | 3.183 | 2.9684 | 2.9224 | 2.9944 | 3.5026 | 3.9271 | 3.7832 | 3.2367 | 2.3649 | 1.9971 | 1.8647 | 1.6319 | 1.7115 | 2.1017 | 2.5306 | 3.5933 | 4.456 | 5.3262 | 5.3506 | 4.7964 | 4.5545 | 4.0003 | 3.9785
2049-02-16 | 3.4821 | 3.1269 | 3.0094 | 3.0996 | 3.0195 | 3.2147 | 4.0135 | 3.857 | 4.2726 | 3.8339 | 2.9977 | 2.7575 | 2.6023 | 3.0848 | 3.1685 | 3.5943 | 4.1046 | 4.8955 | 6.0069 | 5.9839 | 5.377 | 4.9887 | 4.7406 | 4.0272
2049-02-17 | 3.5392 | 3.2856 | 3.2201 | 3.453 | 3.2974 | 3.2966 | 3.7532 | 3.9095 | 4.0376 | 3.644 | 3.1354 | 3.1209 | 3.5339 | 3.7585 | 3.9036 | 4.4578 | 5.337 | 5.284 | 5.5685 | 5.5173 | 5.2053 | 4.6535 | 4.4802 | 4.1341
2049-02-18 | 3.9212 | 3.3829 | 3.331 | 3.3508 | 3.3382 | 3.5142 | 4.6344 | 4.7668 | 4.6561 | 4.2132 | 3.6884 | 2.5267 | 2.2632 | 2.4203 | 2.7509 | 2.6329 | 4.0182 | 4.2342 | 5.3005 | 5.6432 | 5.4897 | 5.1677 | 4.6117 | 4.4259
2049-02-19 | 3.6095 | 3.2985 | 3.2176 | 3.1494 | 2.9858 | 3.4318 | 4.5695 | 4.7723 | 3.5496 | 3.4763 | 2.8062 | 2.0795 | 2.0707 | 2.4599 | 2.2404 | 2.378 | 3.0867 | 4.2425 | 4.9168 | 5.499 | 5.2464 | 5.292 | 4.4287 | 4.0204
2049-02-20 | 3.6081 | 3.118 | 3.019 | 2.9642 | 2.9263 | 2.8862 | 2.8297 | 3.0299 | 2.4869 | 2.2799 | 2.0623 | 1.553 | 1.4745 | 1.7361 | 2.1377 | 2.9957 | 3.5942 | 4.354 | 4.5063 | 4.5948 | 4.3783 | 4.5204 | 3.861 | 3.5835
2049-02-21 | 3.4725 | 3.5308 | 3.1588 | 3.0027 | 2.8554 | 2.8642 | 2.6692 | 3.121 | 3.0435 | 2.5339 | 2.3168 | 2.3605 | 2.7829 | 2.6454 | 2.377 | 2.7461 | 3.2302 | 4.3397 | 4.9377 | 4.8017 | 3.8396 | 3.3834 | 3.9021 | 3.3695
2049-02-22 | 3.0953 | 2.8982 | 2.946 | 2.7949 | 2.9704 | 3.0354 | 3.0755 | 3.1002 | 2.922 | 2.3825 | 1.897 | 1.1023 | 1.1698 | 1.4956 | 2.0178 | 2.4354 | 2.8602 | 3.9057 | 5.3185 | 5.9235 | 4.6843 | 4.6048 | 4.5653 | 3.6774
2049-02-23 | 3.2715 | 3.2998 | 3.0778 | 2.9124 | 2.8021 | 3.0041 | 3.9087 | 3.7152 | 2.8081 | 2.4326 | 2.0505 | 1.6356 | 1.6204 | 2.0268 | 2.2359 | 2.3992 | 3.219 | 4.6585 | 5.771 | 5.8286 | 5.2619 | 5.4407 | 4.6128 | 3.8335
2049-02-24 | 3.3512 | 3.1024 | 3.0875 | 2.8296 | 2.6801 | 2.9495 | 3.7628 | 3.9576 | 3.4996 | 2.7658 | 2.5014 | 2.1017 | 2.071 | 2.1837 | 2.4259 | 3.1625 | 3.7039 | 4.3874 | 5.6728 | 5.9984 | 5.4463 | 4.8555 | 4.5653 | 4.4297
2049-02-25 | 3.8555 | 3.4836 | 3.3213 | 3.4514 | 3.3246 | 3.5171 | 4.244 | 4.2876 | 4.2977 | 3.5823 | 3.3322 | 3.9825 | 4.0008 | 3.4644 | 3.5301 | 3.9461 | 5.0264 | 5.0961 | 5.6013 | 5.6017 | 5.0887 | 4.6191 | 4.574 | 4.0867
2049-02-26 | 3.5179 | 3.2495 | 3.1252 | 3.212 | 3.1707 | 3.3625 | 4.2628 | 4.2724 | 3.5255 | 3.0716 | 2.1576 | 1.7455 | 1.8873 | 2.3436 | 2.4767 | 2.8071 | 3.6144 | 4.8028 | 5.3467 | 5.3629 | 5.2511 | 5.3861 | 4.754 | 4.2692
2049-02-27 | 4.0398 | 3.4667 | 3.1905 | 3.0621 | 2.9312 | 3.3242 | 3.4415 | 3.5715 | 3.0026 | 2.4749 | 2.1175 | 1.6661 | 1.9437 | 2.1099 | 2.2837 | 2.3779 | 3.5508 | 4.6461 | 4.6512 | 4.9408 | 4.7195 | 4.349 | 4.0867 | 3.7719
2049-02-28 | 3.8558 | 3.291 | 3.1599 | 3.0934 | 2.9188 | 2.9779 | 3.2307 | 3.6933 | 3.1832 | 2.539 | 2.4821 | 2.3808 | 2.2066 | 2.1195 | 2.7053 | 2.9203 | 3.3706 | 4.5588 | 5.5213 | 5.5715 | 4.5697 | 4.0021 | 3.6831 | 3.3822
2049-03-01 | 3.496 | 3.3783 | 3.0975 | 3.0852 | 3.1683 | 3.4305 | 4.4689 | 4.2776 | 3.7735 | 2.8751 | 2.3418 | 1.8835 | 2.0647 | 2.2029 | 2.4439 | 2.8639 | 4.1649 | 5.0634 | 5.6645 | 5.5003 | 5.3164 | 5.067 | 4.3803 | 4.0504
2049-03-02 | 3.7206 | 3.4939 | 3.1886 | 3.1422 | 3.0732 | 3.6883 | 4.252 | 4.1276 | 3.4282 | 2.8936 | 2.1557 | 1.9749 | 2.1978 | 2.1856 | 2.2838 | 2.6471 | 3.8876 | 4.6263 | 5.5474 | 5.857 | 5.3181 | 4.8253 | 4.675 | 4.4309
2049-03-03 | 3.7292 | 3.4095 | 2.9139 | 2.78 | 2.7922 | 3.6352 | 4.1211 | 3.8173 | 4.2378 | 3.8513 | 3.223 | 2.6931 | 2.5335 | 2.2365 | 2.6434 | 3.663 | 4.5979 | 4.4627 | 5.5465 | 5.9846 | 5.5437 | 5.318 | 4.9776 | 3.9876
2049-03-04 | 3.6845 | 3.4956 | 3.6046 | 3.2783 | 3.1414 | 3.4366 | 4.8568 | 4.9152 | 4.1338 | 2.9524 | 1.9262 | 1.7694 | 1.8035 | 1.6286 | 2.3573 | 2.78 | 3.5954 | 4.5519 | 5.5541 | 5.6385 | 5.2664 | 4.9828 | 4.5371 | 3.9302
2049-03-05 | 3.5318 | 3.2933 | 3.3383 | 3.5866 | 3.1457 | 3.2677 | 3.8361 | 3.9127 | 3.2173 | 2.4902 | 2.1448 | 2.0643 | 2.4119 | 2.4337 | 2.2204 | 2.9918 | 3.7551 | 4.5678 | 5.293 | 5.5688 | 5.1086 | 4.7978 | 5.0127 | 4.5121
2049-03-06 | 3.4294 | 3.4217 | 3.2589 | 3.0603 | 2.9361 | 3.036 | 3.4258 | 3.6603 | 2.7964 | 2.7905 | 2.9088 | 2.3355 | 2.3149 | 2.1218 | 2.2919 | 1.9987 | 3.058 | 4.2121 | 4.7611 | 4.4582 | 4.2995 | 4.6421 | 4.2819 | 3.6993
2049-03-07 | 3.7491 | 3.4146 | 3.0915 | 3.0565 | 2.8792 | 3.0384 | 2.7364 | 2.9931 | 2.7563 | 2.6287 | 2.3382 | 2.0164 | 1.827 | 2.1909 | 2.3099 | 2.3109 | 2.8636 | 4.008 | 5.1019 | 5.3405 | 4.6457 | 3.8584 | 3.5237 | 3.2947
2049-03-08 | 3.3611 | 3.1371 | 2.9776 | 2.8421 | 2.8698 | 3.3943 | 4.1992 | 3.9753 | 3.58 | 2.5028 | 1.874 | 1.5067 | 1.6516 | 1.9386 | 1.7677 | 2.0544 | 2.9666 | 4.3796 | 5.557 | 5.9807 | 5.3764 | 4.6414 | 4.1848 | 3.9376
2049-03-09 | 3.7469 | 3.4271 | 3.2432 | 3.1957 | 3.1401 | 3.6492 | 4.8289 | 4.122 | 3.477 | 2.7347 | 2.1265 | 1.6482 | 1.4868 | 1.7834 | 1.8528 | 2.0144 | 2.7803 | 4.2252 | 5.4241 | 5.8554 | 5.2179 | 4.5142 | 4.2519 | 3.6202
2049-03-10 | 3.4656 | 3.3898 | 3.1278 | 3.0309 | 2.9703 | 3.1666 | 4.3924 | 3.7524 | 3.0703 | 2.5008 | 1.9441 | 2.0069 | 2.3853 | 2.1473 | 1.4562 | 2.1678 | 3.0031 | 3.6714 | 5.076 | 5.6968 | 5.1723 | 4.2716 | 4.2348 | 3.882
2049-03-11 | 3.3314 | 3.1328 | 3.1486 | 2.8891 | 2.8426 | 3.0526 | 4.0197 | 4.4183 | 3.4655 | 2.6176 | 2.118 | 1.8716 | 1.7935 | 1.975 | 2.2879 | 2.6393 | 3.1913 | 3.9047 | 5.5942 | 5.8651 | 5.1889 | 4.5667 | 4.2224 | 3.757
2049-03-12 | 3.4205 | 3.2755 | 3.4603 | 3.1989 | 3.1436 | 3.5348 | 4.5733 | 3.7203 | 3.0549 | 2.6796 | 2.038 | 1.9021 | 2.1418 | 1.9994 | 1.7772 | 2.2152 | 2.9955 | 3.6492 | 4.4128 | 4.8113 | 4.2651 | 4.5747 | 4.5057 | 4.0804
2049-03-13 | 3.4756 | 3.1224 | 2.8877 | 2.8286 | 2.799 | 3.0677 | 3.2759 | 3.2901 | 2.6182 | 2.0191 | 1.6253 | 0.8561 | 1.1584 | 1.2182 | 1.3175 | 1.9907 | 2.9392 | 3.2663 | 4.1469 | 4.6758 | 4.2888 | 3.783 | 3.54 | 3.3063
2049-03-14 | 3.3837 | 3.0233 | 2.9005 | 2.88 | 2.8876 | 2.8833 | 3.1267 | 3.0653 | 2.9648 | 2.5191 | 1.6321 | 1.4735 | 1.4343 | 0.94191 | 1.6261 | 2.3261 | 3.1956 | 3.862 | 4.7436 | 4.5675 | 4.1012 | 3.7431 | 3.8312 | 3.235
2049-03-15 | 3.1345 | 3.0757 | 2.7906 | 2.7246 | 2.7978 | 3.0124 | 3.9908 | 4.4651 | 3.7052 | 2.6236 | 2.5502 | 2.4747 | 2.7709 | 2.2333 | 2.2896 | 2.8663 | 3.4513 | 4.4458 | 5.6929 | 5.6867 | 4.6748 | 4.3082 | 4.2942 | 3.5374
2049-03-16 | 3.2632 | 2.4852 | 1.9158 | 2.1435 | 2.6984 | 2.9758 | 4.4931 | 4.6659 | 3.7024 | 3.5129 | 3.2026 | 2.9886 | 3.1122 | 3.3273 | 3.4842 | 3.2679 | 3.943 | 4.7905 | 5.8788 | 5.7604 | 5.2541 | 4.8038 | 4.2494 | 3.7122
2049-03-17 | 3.34 | 3.2768 | 2.9745 | 2.7379 | 2.7877 | 3.0405 | 3.8753 | 4.4162 | 4.0798 | 3.1986 | 2.7488 | 2.409 | 2.6914 | 2.3717 | 2.041 | 3.3164 | 3.9072 | 4.5312 | 5.9169 | 6.145 | 5.5634 | 4.7543 | 4.4017 | 4.3359
2049-03-18 | 3.6118 | 3.3486 | 3.3761 | 3.0111 | 3.0175 | 3.4821 | 4.4372 | 4.6634 | 3.9204 | 2.9529 | 2.4265 | 2.0504 | 2.1348 | 2.3951 | 2.7376 | 3.015 | 3.9319 | 5.1184 | 5.9689 | 6.3451 | 5.6996 | 4.9771 | 4.3195 | 4.0457
2049-03-19 | 3.4506 | 3.1582 | 3.0447 | 3.0326 | 3.0444 | 3.1299 | 3.6921 | 3.9745 | 3.3866 | 3.1683 | 3.0066 | 2.6005 | 2.2472 | 2.6865 | 3.3475 | 3.8361 | 4.5495 | 4.4185 | 5.333 | 5.7887 | 5.4081 | 5.1623 | 4.7473 | 4.3896
2049-03-20 | 3.8708 | 3.4639 | 3.1389 | 3.1769 | 3.3239 | 3.2012 | 3.36 | 3.273 | 2.8018 | 2.0505 | 1.8442 | 1.5176 | 1.5771 | 1.7024 | 1.7153 | 2.2538 | 2.9709 | 4.0307 | 4.8537 | 4.9949 | 4.6297 | 4.6631 | 4.0346 | 3.7451
2049-03-21 | 3.7907 | 3.5753 | 3.179 | 3.0528 | 2.9276 | 3.2275 | 3.5953 | 3.3101 | 2.6876 | 2.5716 | 2.1425 | 2.1395 | 2.0343 | 1.9126 | 2.1007 | 1.9562 | 2.2781 | 3.3218 | 4.9896 | 5.1436 | 4.7013 | 4.3215 | 3.9241 | 3.5239
2049-03-22 | 3.45 | 3.2658 | 2.947 | 2.6715 | 2.7048 | 3.0048 | 3.3777 | 3.4405 | 3.4478 | 2.705 | 2.1969 | 1.8064 | 2.2571 | 3.188 | 2.8882 | 3.0165 | 3.4231 | 3.8678 | 4.8297 | 5.5965 | 5.1611 | 4.3567 | 3.9773 | 3.9301
2049-03-23 | 3.5082 | 3.0643 | 2.922 | 3.077 | 2.986 | 3.257 | 3.9853 | 3.9808 | 3.9097 | 3.7897 | 3.2317 | 2.4908 | 2.4375 | 2.7939 | 2.8845 | 3.3786 | 4.3335 | 4.8846 | 5.4456 | 5.6122 | 5.1367 | 4.6635 | 3.963 | 3.7271
2049-03-24 | 3.3997 | 3.0883 | 3.0161 | 2.9651 | 2.9862 | 3.5856 | 3.9227 | 3.8639 | 3.5298 | 2.7197 | 2.1681 | 1.6778 | 2.1069 | 2.0822 | 2.3586 | 3.1055 | 3.909 | 4.9041 | 5.6391 | 5.6712 | 4.8739 | 4.2127 | 3.9734 | 3.8252
2049-03-25 | 3.7597 | 3.3769 | 3.0993 | 3.0029 | 3.1822 | 3.5004 | 4.0336 | 3.8833 | 3.8709 | 3.7592 | 2.8919 | 1.9583 | 2.0364 | 2.5036 | 2.5949 | 2.7388 | 3.6291 | 4.9165 | 5.7534 | 5.9476 | 5.1584 | 4.7121 | 4.4193 | 4.0571
2049-03-26 | 3.6613 | 3.4474 | 3.1407 | 3.1056 | 3.0118 | 3.3107 | 3.9237 | 3.5333 | 2.7667 | 2.6051 | 2.1697 | 1.8824 | 1.9166 | 2.3096 | 2.311 | 2.8834 | 3.6806 | 4.9514 | 4.9399 | 4.8724 | 4.9638 | 4.8402 | 4.2522 | 4.0533
2049-03-27 | 3.9043 | 3.4658 | 3.165 | 3.1069 | 3.3676 | 3.3388 | 3.5045 | 3.9915 | 4.0304 | 4.3142 | 3.7872 | 2.9589 | 2.8462 | 2.6347 | 1.9736 | 2.3481 | 2.9257 | 3.9337 | 4.0452 | 4.4515 | 4.4015 | 3.9047 | 3.7423 | 3.5195
2049-03-28 | 3.3848 | 3.0022 | 2.8939 | 2.7587 | 2.6519 | 2.6892 | 2.6071 | 2.83 | 2.3078 | 2.0931 | 1.6006 | 1.1319 | 1.1336 | 1.205 | 1.2483 | 1.1744 | 2.1662 | 3.1783 | 4.0596 | 5.038 | 4.8301 | 4.3427 | 4.0938 | 3.9312
2049-03-29 | 3.4545 | 3.0206 | 2.9259 | 2.9841 | 3.0952 | 3.115 | 3.5085 | 3.4608 | 3.1564 | 3.2544 | 2.0443 | 2.1024 | 2.0182 | 1.6726 | 1.4161 | 1.632 | 2.5779 | 3.855 | 4.9459 | 5.6222 | 5.1698 | 4.4881 | 4.5301 | 3.9066
2049-03-30 | 3.2651 | 3.2008 | 3.1284 | 2.9417 | 2.9069 | 3.1201 | 4.2665 | 3.6227 | 2.5517 | 2.3325 | 2.0288 | 1.7515 | 1.9283 | 2.0518 | 1.4592 | 2.0752 | 3.1551 | 4.6639 | 5.163 | 5.7867 | 5.4778 | 5.1213 | 4.5731 | 4.2428
2049-03-31 | 3.5201 | 3.2313 | 3.1052 | 3.0331 | 3.0016 | 3.5303 | 3.8684 | 3.7233 | 3.244 | 2.5576 | 2.1135 | 1.8442 | 1.9138 | 1.8948 | 1.7155 | 2.1092 | 3.4507 | 4.3926 | 5.1611 | 5.9267 | 5.6059 | 5.1269 | 4.5703 | 4.226
2049-04-01 | 3.7817 | 3.2345 | 3.1431 | 3.2108 | 3.2104 | 3.4605 | 4.1692 | 4.0693 | 3.5197 | 2.7061 | 2.2561 | 2.0263 | 2.2249 | 2.2452 | 2.3809 | 2.5476 | 3.8873 | 4.9038 | 5.7144 | 6.1918 | 6.0729 | 5.4457 | 4.4521 | 3.9539
2049-04-02 | 3.7693 | 3.2858 | 3.1142 | 3.0239 | 2.9999 | 3.0489 | 3.4991 | 3.5986 | 2.6697 | 2.0274 | 1.6912 | 1.5514 | 1.5969 | 1.6775 | 1.7476 | 2.205 | 3.3021 | 4.1488 | 5.0556 | 5.9512 | 5.6086 | 5.2179 | 4.5791 | 4.2096
2049-04-03 | 3.7544 | 3.3229 | 3.0558 | 3.0013 | 3.0812 | 3.1201 | 3.0836 | 3.1448 | 2.6294 | 2.7022 | 2.3282 | 2.3555 | 2.6001 | 2.7208 | 2.4732 | 2.3848 | 2.662 | 4.0592 | 4.2942 | 5.0315 | 4.7537 | 4.4366 | 3.8926 | 3.5314
2049-04-04 | 3.6357 | 3.1934 | 3.0465 | 2.9967 | 2.8782 | 2.937 | 2.9073 | 2.8075 | 2.5493 | 2.1639 | 1.8028 | 1.9824 | 1.9515 | 1.8406 | 2.1676 | 2.1551 | 2.7987 | 3.8183 | 5.0945 | 5.7142 | 4.9504 | 4.6889 | 4.5903 | 4.1443
2049-04-05 | 3.6968 | 3.2466 | 3.1688 | 3.1434 | 3.1661 | 3.6988 | 4.9175 | 4.7915 | 4.7157 | 4.1602 | 3.6591 | 3.1229 | 3.9191 | 3.9478 | 3.5881 | 3.5224 | 5.0143 | 5.8369 | 6.0747 | 5.6423 | 4.895 | 4.4461 | 3.9873 | 3.7865
2049-04-06 | 3.3979 | 3.1107 | 3.0319 | 2.6979 | 2.4627 | 2.4988 | 2.9509 | 4.0034 | 3.3614 | 2.7247 | 3.1057 | 2.6193 | 2.3964 | 2.6276 | 2.526 | 3.1278 | 4.5923 | 5.5193 | 5.7376 | 5.7404 | 5.5682 | 5.0114 | 4.403 | 4.1947
2049-04-07 | 3.4807 | 3.1344 | 3.0555 | 3.0297 | 2.9778 | 3.3465 | 4.2729 | 4.8718 | 3.4773 | 3.4477 | 3.7039 | 3.3994 | 2.3926 | 2.4037 | 2.9923 | 2.994 | 4.0558 | 5.0517 | 5.917 | 6.1363 | 5.6881 | 5.2495 | 4.5773 | 3.7889
2049-04-08 | 3.6469 | 3.3876 | 3.2757 | 3.4109 | 3.2145 | 3.5647 | 4.5769 | 4.3858 | 4.6385 | 4.214 | 3.4917 | 3.8691 | 2.808 | 2.822 | 3.3832 | 3.6343 | 4.5375 | 4.9525 | 5.7587 | 6.1718 | 5.726 | 5.0269 | 5.2586 | 4.5574
2049-04-09 | 3.5521 | 3.2606 | 3.1441 | 3.1252 | 3.1472 | 3.1564 | 3.4483 | 3.6161 | 3.2951 | 2.7607 | 2.3754 | 2.0518 | 2.1087 | 2.0798 | 2.3567 | 2.9931 | 3.0569 | 4.1922 | 5.606 | 6.0064 | 5.3644 | 4.8604 | 4.6297 | 4.0829
2049-04-10 | 3.752 | 3.4536 | 3.0829 | 3.0418 | 3.1423 | 3.3765 | 3.125 | 3.0975 | 2.9026 | 2.4486 | 2.3155 | 2.2158 | 2.3565 | 2.2507 | 2.1419 | 2.8738 | 3.477 | 4.5454 | 5.523 | 5.45 | 4.7303 | 4.9816 | 4.8922 | 3.9237
2049-04-11 | 3.5956 | 3.3802 | 3.5778 | 3.1598 | 3.0406 | 3.0021 | 2.9371 | 3.0864 | 2.6008 | 2.8456 | 2.612 | 2.2163 | 1.9823 | 1.998 | 1.9178 | 2.0739 | 3.0758 | 3.9084 | 4.7411 | 5.4528 | 4.967 | 4.6827 | 3.986 | 3.4516
2049-04-12 | 3.2708 | 3.1226 | 3.2292 | 3.0508 | 3.0264 | 3.2728 | 4.082 | 4.2204 | 3.1653 | 2.4221 | 2.0091 | 1.8662 | 1.8458 | 1.8602 | 1.4618 | 1.8456 | 2.7952 | 4.2755 | 5.369 | 6.0607 | 5.3569 | 4.5772 | 4.0402 | 3.5775
2049-04-13 | 3.407 | 3.2609 | 3.025 | 2.9658 | 3.1325 | 3.4062 | 3.7497 | 3.5845 | 3.1947 | 2.419 | 2.0075 | 1.8116 | 1.9399 | 2.0991 | 1.6754 | 2.0407 | 3.1591 | 4.4431 | 5.2649 | 5.9195 | 5.5588 | 4.8845 | 4.2485 | 3.6898
2049-04-14 | 3.5214 | 3.2709 | 3.064 | 3.0135 | 3.0245 | 3.1834 | 3.4588 | 3.4453 | 2.6148 | 2.132 | 1.8665 | 1.8137 | 1.8357 | 1.9355 | 2.1067 | 2.6114 | 3.3631 | 4.0452 | 5.5284 | 6.0654 | 5.637 | 4.4765 | 4.0797 | 4.1991
2049-04-15 | 3.4863 | 3.2272 | 3.1495 | 3.1927 | 3.219 | 3.3016 | 4.0654 | 3.6882 | 3.0371 | 2.3385 | 2.0017 | 1.831 | 2.0006 | 2.0324 | 1.4187 | 1.9321 | 3.4088 | 4.2598 | 5.1724 | 6.1591 | 5.6314 | 4.874 | 4.1991 | 4.027
2049-04-16 | 3.3143 | 3.1253 | 3.0257 | 2.9941 | 2.9682 | 3.1053 | 4.1861 | 3.9911 | 3.3588 | 2.6547 | 2.1763 | 2.0111 | 2.2517 | 2.2586 | 1.642 | 2.4529 | 3.7476 | 4.9685 | 5.6269 | 5.89 | 5.2827 | 4.6576 | 4.6698 | 4.1186
2049-04-17 | 4.0177 | 3.5173 | 3.234 | 3.1769 | 3.2267 | 3.3847 | 3.0863 | 2.7813 | 2.301 | 1.8787 | 1.6612 | 1.5413 | 1.4276 | 1.5709 | 1.5694 | 1.571 | 2.6816 | 3.92 | 4.8349 | 5.1705 | 4.3587 | 4.1167 | 4.3219 | 3.8759
2049-04-18 | 4.0655 | 3.5754 | 3.2568 | 3.1678 | 3.1885 | 3.4874 | 3.2685 | 3.1048 | 2.5321 | 2.0985 | 2.2782 | 2.2032 | 2.26 | 2.1328 | 1.6473 | 2.2391 | 2.8588 | 3.7907 | 5.2522 | 5.8518 | 5.4928 | 5.0571 | 4.5535 | 3.7193
2049-04-19 | 3.4721 | 3.4893 | 3.4032 | 3.1508 | 3.1146 | 3.9369 | 4.3854 | 4.0963 | 3.7299 | 2.9595 | 2.4657 | 2.3074 | 2.2745 | 2.3821 | 2.5019 | 2.1951 | 3.1846 | 4.8884 | 5.8945 | 5.9831 | 5.4354 | 4.6945 | 3.9374 | 3.5642
2049-04-20 | 3.4887 | 3.2012 | 3.0447 | 3.0279 | 3.1747 | 3.2373 | 3.7888 | 4.0691 | 4.0322 | 3.3737 | 2.3429 | 2.0978 | 2.0637 | 2.0673 | 2.2853 | 2.6836 | 3.2646 | 4.3208 | 5.5739 | 5.9541 | 5.3446 | 4.2894 | 4.0088 | 3.5908
2049-04-21 | 3.2719 | 3.2418 | 3.0742 | 2.9599 | 2.9709 | 3.1741 | 3.8338 | 3.5502 | 2.7364 | 2.293 | 2.0954 | 1.7618 | 1.6578 | 1.8823 | 2.097 | 2.2457 | 3.4426 | 4.7149 | 5.5191 | 6.0336 | 5.4083 | 4.6155 | 4.0013 | 3.6668
2049-04-22 | 3.495 | 3.4652 | 3.1585 | 3.0801 | 3.0475 | 3.6621 | 4.3215 | 3.6979 | 4.1418 | 3.5572 | 3.2977 | 3.0174 | 3.2706 | 3.0958 | 2.8305 | 3.2497 | 4.463 | 5.1503 | 5.5269 | 6.0956 | 5.7742 | 4.8229 | 4.8778 | 4.6602
2049-04-23 | 3.7444 | 3.3745 | 3.2322 | 3.0826 | 3.0203 | 3.3646 | 3.5457 | 3.6783 | 3.8777 | 3.1087 | 2.4531 | 2.1943 | 2.4301 | 2.2088 | 1.8934 | 1.9966 | 3.1415 | 4.3938 | 4.6119 | 5.0805 | 5.0515 | 4.4994 | 4.3358 | 4.1174
2049-04-24 | 3.5141 | 3.1292 | 3.0051 | 2.95 | 2.9598 | 3.044 | 3.3468 | 2.9636 | 2.5181 | 2.4392 | 1.8929 | 1.4839 | 1.7408 | 1.464 | 1.4586 | 1.7231 | 2.6463 | 3.0768 | 4.3855 | 5.1809 | 4.8389 | 3.9631 | 3.974 | 3.9697
2049-04-25 | 3.3506 | 3.197 | 3.1928 | 3.1727 | 3.0336 | 2.9859 | 2.732 | 2.6748 | 2.4415 | 2.2089 | 1.9531 | 1.7114 | 1.8686 | 1.5991 | 1.3117 | 1.8178 | 2.5764 | 3.927 | 4.7761 | 5.6131 | 5.2395 | 4.32 | 3.9052 | 3.8102
2049-04-26 | 3.4166 | 3.0569 | 2.9776 | 2.8844 | 2.9453 | 3.3658 | 4.1943 | 3.3506 | 3.4541 | 3.2927 | 3.1392 | 2.4515 | 2.528 | 2.4181 | 2.0717 | 2.5264 | 3.5242 | 4.6677 | 5.4789 | 6.0511 | 5.4533 | 4.565 | 4.0567 | 3.6196
2049-04-27 | 3.4139 | 3.3778 | 3.0657 | 2.9628 | 2.9408 | 2.9915 | 3.7331 | 2.9905 | 3.0947 | 2.372 | 2.2225 | 2.26 | 2.0615 | 2.0632 | 2.7917 | 2.7406 | 2.9673 | 4.1688 | 5.3648 | 5.8043 | 5.2706 | 4.3447 | 3.869 | 3.5738
2049-04-28 | 3.3013 | 3.1783 | 3.1602 | 2.9961 | 2.9725 | 3.2333 | 3.8571 | 3.5181 | 3.2792 | 2.7343 | 2.2727 | 2.1123 | 2.148 | 2.4356 | 2.5065 | 2.4576 | 3.3103 | 4.6371 | 5.4447 | 6.0774 | 5.4992 | 4.1929 | 3.5318 | 3.3668
2049-04-29 | 3.3429 | 3.1631 | 2.886 | 2.9052 | 2.9648 | 2.8722 | 3.2349 | 3.2821 | 3.3034 | 2.7388 | 2.3135 | 2.2467 | 2.161 | 2.4224 | 2.6013 | 3.32 | 4.4317 | 4.6952 | 5.521 | 6.1872 | 5.7265 | 4.6815 | 3.9013 | 3.5657
2049-04-30 | 3.4509 | 3.1964 | 3.0491 | 2.946 | 2.957 | 3.1114 | 4.0661 | 3.8187 | 3.8383 | 4.0474 | 3.6955 | 3.1256 | 2.4627 | 2.5116 | 3.2065 | 3.8462 | 3.7513 | 4.0758 | 5.1397 | 5.5649 | 4.8082 | 4.6577 | 4.6873 | 3.736
2049-05-01 | 3.1969 | 3.1315 | 2.9575 | 2.9338 | 2.9366 | 3.2537 | 2.9237 | 3.2282 | 2.9661 | 2.6158 | 2.5729 | 2.2782 | 2.3091 | 2.4221 | 2.1524 | 1.9201 | 2.4056 | 3.4923 | 4.4977 | 4.0932 | 3.8363 | 3.9885 | 3.5232 | 3.1178
2049-05-02 | 3.1086 | 3.1357 | 2.9195 | 2.8092 | 2.8632 | 2.9344 | 3.0455 | 2.6606 | 2.2003 | 2.1531 | 1.8795 | 1.4831 | 1.5588 | 1.8288 | 2.1037 | 2.2865 | 2.4436 | 3.2986 | 4.0868 | 4.5904 | 4.5305 | 4.1209 | 3.4138 | 3.1983
2049-05-03 | 3.2368 | 2.9888 | 2.8993 | 2.8661 | 2.9377 | 3.306 | 3.7212 | 3.5494 | 3.8327 | 2.6923 | 2.4898 | 2.3533 | 2.2935 | 2.0939 | 2.4001 | 2.5723 | 2.7307 | 3.6478 | 5.2024 | 5.5048 | 5.0386 | 4.9733 | 4.5902 | 3.5635
2049-05-04 | 3.4102 | 3.2892 | 2.9953 | 2.984 | 2.9889 | 3.1499 | 3.7331 | 2.6985 | 2.4041 | 2.1378 | 1.9197 | 1.737 | 1.7761 | 1.9303 | 2.1554 | 2.8595 | 4.0954 | 4.6979 | 5.1845 | 5.6635 | 5.0995 | 4.3671 | 3.8538 | 3.5838
2049-05-05 | 3.4395 | 3.1619 | 2.9797 | 2.8825 | 2.9231 | 3.1479 | 3.9629 | 4.4342 | 4.4339 | 4.2239 | 3.2431 | 3.5638 | 3.4122 | 3.1006 | 3.5722 | 3.5239 | 4.0218 | 4.6715 | 5.6443 | 5.9495 | 5.0913 | 4.2779 | 4.5816 | 3.733
2049-05-06 | 3.3446 | 3.3489 | 2.9986 | 2.7384 | 2.7511 | 2.9804 | 3.6609 | 3.33 | 3.5043 | 3.1699 | 2.544 | 2.6965 | 3.2601 | 3.5068 | 3.0889 | 3.5188 | 3.8918 | 5.3754 | 5.6312 | 5.8341 | 5.5493 | 5.2966 | 4.8041 | 4.0072
2049-05-07 | 3.5375 | 3.2316 | 3.2696 | 3.2377 | 3.1846 | 3.6487 | 4.396 | 4.6171 | 3.8118 | 2.8556 | 3.5944 | 3.6283 | 3.5981 | 2.7675 | 3.3212 | 3.9858 | 4.3964 | 4.6387 | 5.7606 | 5.6836 | 5.1707 | 5.341 | 5.0901 | 4.2047
2049-05-08 | 3.5104 | 3.2878 | 2.9803 | 2.8203 | 2.7855 | 2.9618 | 2.7501 | 2.6354 | 2.3086 | 2.3861 | 2.3428 | 2.1269 | 2.0905 | 2.1094 | 2.1759 | 2.2595 | 2.9448 | 3.9945 | 4.7811 | 4.6726 | 4.5362 | 4.4901 | 4.0556 | 3.4255
2049-05-09 | 3.2507 | 3.2392 | 3.1043 | 2.9587 | 2.9543 | 2.9444 | 3.1181 | 2.8797 | 2.5363 | 2.0704 | 1.8666 | 1.6695 | 1.2473 | 1.3933 | 1.4551 | 1.6554 | 2.2719 | 3.1169 | 4.7191 | 5.2813 | 4.7011 | 3.8949 | 4.0482 | 3.4852
2049-05-10 | 3.2372 | 3.092 | 3.1123 | 2.9255 | 2.9887 | 3.3993 | 4.4129 | 3.692 | 2.7224 | 2.4187 | 1.9532 | 1.8292 | 2.2024 | 2.0423 | 1.9727 | 1.8528 | 2.789 | 4.2893 | 4.9959 | 5.5974 | 5.2394 | 4.6359 | 3.8022 | 3.5924
2049-05-11 | 3.3801 | 3.0104 | 2.7367 | 2.7723 | 2.9387 | 2.9316 | 3.431 | 3.3297 | 3.7313 | 3.4406 | 2.7988 | 3.6421 | 3.2452 | 3.7527 | 2.8618 | 2.7136 | 3.6785 | 4.661 | 5.4089 | 6.0357 | 5.6118 | 4.9222 | 4.4511 | 4.3432
2049-05-12 | 3.4559 | 3.2088 | 3.0674 | 3.0132 | 2.971 | 3.3088 | 4.3208 | 4.0845 | 3.2338 | 2.6897 | 2.1465 | 1.8796 | 1.8361 | 1.6326 | 1.5905 | 2.2301 | 2.981 | 4.3462 | 5.5632 | 6.0558 | 5.934 | 5.1101 | 4.4124 | 3.8621
2049-05-13 | 3.5544 | 3.4927 | 3.1697 | 3.0333 | 3.0006 | 3.4221 | 4.4029 | 3.7425 | 3.4819 | 2.9529 | 2.6767 | 2.773 | 2.8652 | 2.3835 | 2.599 | 2.9168 | 3.7944 | 5.1424 | 5.9795 | 6.1388 | 5.9516 | 5.3098 | 4.7583 | 4.2487
2049-05-14 | 3.7369 | 3.4216 | 3.3555 | 3.4327 | 3.4737 | 3.6473 | 4.3024 | 3.849 | 3.3911 | 2.7966 | 2.2701 | 2.0114 | 2.2222 | 2.4878 | 2.8182 | 3.2561 | 3.4904 | 3.9436 | 5.1987 | 5.9005 | 5.5435 | 4.9192 | 4.5873 | 4.4594
2049-05-15 | 3.4888 | 3.2561 | 3.3564 | 3.0431 | 2.9886 | 3.1308 | 3.4589 | 3.1509 | 2.2461 | 1.7316 | 1.4857 | 1.3034 | 1.2104 | 1.3908 | 1.327 | 1.6013 | 2.4759 | 3.9631 | 4.8447 | 5.3631 | 4.7932 | 4.1493 | 4.0624 | 3.6506
2049-05-16 | 3.54 | 3.4116 | 3.0775 | 3.0254 | 3.0052 | 3.0215 | 3.1819 | 2.8857 | 2.3704 | 2.0764 | 1.8357 | 1.7487 | 1.8271 | 1.7193 | 1.4061 | 1.8318 | 2.5562 | 4.0588 | 5.0037 | 5.4531 | 4.8269 | 4.2892 | 4.1846 | 3.8197
2049-05-17 | 3.5516 | 3.234 | 2.992 | 2.9212 | 2.8512 | 3.0227 | 3.4602 | 3.1368 | 3.368 | 2.9327 | 2.6485 | 2.5934 | 2.3564 | 2.205 | 1.7878 | 2.4884 | 4.2574 | 5.2402 | 5.863 | 5.5904 | 4.8184 | 4.2032 | 4.4299 | 3.8553
2049-05-18 | 3.2656 | 3.2638 | 3.1352 | 2.9631 | 2.9834 | 3.1831 | 4.0852 | 3.9503 | 3.2988 | 3.2202 | 2.5662 | 1.9863 | 1.9017 | 1.8535 | 1.6297 | 2.1977 | 3.9296 | 5.1482 | 5.3978 | 5.6106 | 5.452 | 4.8669 | 4.196 | 4.2038
2049-05-19 | 3.4866 | 3.1582 | 3.0211 | 2.9334 | 3.0176 | 3.1955 | 3.207 | 2.8138 | 2.6819 | 2.4441 | 2.1766 | 1.9873 | 2.0932 | 1.7145 | 1.8079 | 2.1814 | 3.3838 | 4.7875 | 5.6882 | 6.0987 | 6.1181 | 5.5411 | 4.5973 | 4.1017
2049-05-20 | 3.6117 | 3.6405 | 3.2621 | 2.9819 | 3.0128 | 3.4535 | 4.306 | 4.1024 | 3.4618 | 3.1078 | 2.6403 | 2.6747 | 2.7967 | 2.9885 | 3.4195 | 3.8715 | 4.8527 | 5.3591 | 5.9174 | 6.14 | 5.7737 | 5.3277 | 4.5581 | 4.0239
2049-05-21 | 3.6989 | 3.4147 | 3.2764 | 3.1373 | 3.0518 | 3.092 | 3.5664 | 3.7781 | 3.4714 | 2.7519 | 2.1128 | 2.1028 | 2.0956 | 1.7674 | 1.515 | 2.423 | 3.2928 | 3.9739 | 5.1591 | 5.5978 | 4.9594 | 4.9955 | 5.0005 | 4.3642
2049-05-22 | 3.5528 | 3.0661 | 2.9792 | 2.9287 | 2.9682 | 3.1751 | 3.0182 | 2.7479 | 2.3863 | 1.9556 | 1.6187 | 1.2071 | 1.3778 | 1.5745 | 1.2979 | 1.7018 | 2.6507 | 3.2897 | 4.0787 | 5.0203 | 4.5865 | 4.1676 | 3.8629 | 3.7658
2049-05-23 | 3.4817 | 3.1152 | 3.0264 | 3.0892 | 2.8798 | 2.6815 | 2.5151 | 2.4035 | 2.0268 | 1.4451 | 1.2884 | 1.0283 | 1.2057 | 1.5225 | 1.4588 | 1.6545 | 2.7749 | 4.3123 | 5.346 | 5.4692 | 5.0439 | 4.1912 | 3.8669 | 3.4381
2049-05-24 | 3.382 | 3.2288 | 2.9627 | 2.9203 | 2.9296 | 3.2307 | 4.133 | 3.7441 | 3.1574 | 2.6427 | 2.3027 | 2.2664 | 2.3002 | 2.6902 | 2.262 | 2.5515 | 4.0243 | 5.0351 | 5.5225 | 5.8461 | 5.3532 | 4.2761 | 4.0262 | 3.5594
2049-05-25 | 3.5087 | 3.2918 | 2.9805 | 2.9928 | 3.2425 | 3.4066 | 3.8309 | 3.6052 | 3.4986 | 2.6269 | 2.1674 | 2.4004 | 2.2624 | 2.8114 | 2.1941 | 3.1368 | 3.9305 | 4.659 | 5.5649 | 6.1019 | 5.6554 | 4.8176 | 4.5888 | 4.2573
2049-05-26 | 3.4676 | 3.2042 | 3.0991 | 3.0785 | 3.3852 | 3.5278 | 3.9526 | 3.8554 | 3.5841 | 2.9222 | 2.9021 | 3.0686 | 2.4984 | 2.392 | 2.1686 | 3.0921 | 3.7111 | 4.3541 | 5.5734 | 6.0359 | 5.8507 | 4.9088 | 4.648 | 4.4652
2049-05-27 | 3.59 | 3.3523 | 3.346 | 2.9307 | 2.9339 | 3.0678 | 3.8284 | 3.3601 | 2.7746 | 2.6292 | 2.316 | 2.004 | 1.8321 | 2.0789 | 2.1107 | 2.3995 | 3.3661 | 4.4621 | 5.3855 | 5.7021 | 5.3149 | 4.686 | 4.5787 | 4.3118
2049-05-28 | 3.7607 | 3.4078 | 3.1949 | 3.0253 | 3.0472 | 3.0128 | 3.212 | 2.8141 | 2.7452 | 2.3369 | 1.9736 | 2.0158 | 1.98 | 2.057 | 1.8991 | 2.5111 | 3.3467 | 4.721 | 5.0788 | 5.2208 | 4.6964 | 4.4269 | 4.3451 | 4.0488
2049-05-29 | 3.7095 | 3.3503 | 3.0308 | 3.0253 | 3.1541 | 2.9251 | 2.9026 | 2.4063 | 2.2592 | 1.9466 | 1.6088 | 1.7885 | 1.7368 | 1.8215 | 1.9339 | 2.2053 | 2.9629 | 3.6831 | 4.5139 | 5.144 | 4.8372 | 3.8977 | 4.1551 | 3.9068
2049-05-30 | 3.3823 | 3.2274 | 3.3178 | 3.0385 | 2.9538 | 2.9612 | 2.6763 | 3.0803 | 2.5606 | 2.2591 | 2.1201 | 1.9189 | 2.2301 | 2.05 | 2.0284 | 2.6899 | 3.298 | 4.3123 | 5.0254 | 5.1189 | 4.6013 | 3.9947 | 3.7828 | 3.4724
2049-05-31 | 3.4302 | 3.2999 | 2.9961 | 2.9448 | 3.1032 | 3.1477 | 2.891 | 2.7622 | 2.3307 | 1.9802 | 1.8409 | 1.737 | 1.5327 | 1.8309 | 2.1233 | 2.6693 | 2.9057 | 3.7512 | 5.117 | 5.6499 | 5.3438 | 4.7191 | 4.0546 | 3.892
2049-06-01 | 3.5124 | 3.1687 | 3.1254 | 3.1813 | 3.0644 | 3.2433 | 3.63 | 4.1826 | 4.8142 | 4.2994 | 3.843 | 3.6262 | 3.4036 | 3.3964 | 3.8723 | 4.7573 | 5.1805 | 5.2558 | 6.1028 | 6.1168 | 5.3252 | 5.579 | 5.2478 | 4.312
2049-06-02 | 3.7966 | 3.5207 | 3.438 | 3.493 | 3.2123 | 3.4041 | 4.0687 | 3.5523 | 2.6698 | 2.3563 | 2.1528 | 2.1182 | 1.9377 | 1.9247 | 1.8035 | 2.1527 | 3.0017 | 4.5272 | 5.7598 | 6.1057 | 6.0492 | 5.6865 | 4.846 | 4.3297
2049-06-03 | 4.0889 | 3.5486 | 3.333 | 3.2964 | 3.3297 | 3.31 | 3.5609 | 3.5752 | 3.5695 | 2.7529 | 2.605 | 2.4909 | 2.2757 | 2.3753 | 2.2904 | 2.8742 | 3.7015 | 4.0913 | 5.5294 | 6.1157 | 5.8692 | 4.9921 | 4.5206 | 4.0572
2049-06-04 | 3.865 | 3.5433 | 3.4247 | 3.3363 | 3.2971 | 3.5377 | 3.9511 | 3.9633 | 3.7822 | 2.7487 | 3.0919 | 2.232 | 2.4126 | 2.623 | 2.8876 | 2.2838 | 3.0944 | 4.396 | 4.6241 | 5.1953 | 4.6437 | 4.5899 | 4.6149 | 4.4921
2049-06-05 | 3.6907 | 3.3302 | 3.1162 | 3.0677 | 3.083 | 3.1136 | 2.7802 | 2.7398 | 2.3213 | 1.7756 | 1.3858 | 0.93925 | 1.3177 | 1.5414 | 1.5928 | 1.5271 | 2.4665 | 3.4244 | 4.4402 | 5.1336 | 4.4565 | 4.1084 | 3.9725 | 3.629
2049-06-06 | 3.7954 | 3.4504 | 3.1989 | 3.1186 | 3.0134 | 3.085 | 2.8459 | 2.6668 | 2.3751 | 2.0267 | 1.8073 | 1.4589 | 1.3992 | 1.4694 | 1.623 | 1.8514 | 2.3883 | 3.1382 | 4.7615 | 5.5387 | 5.302 | 5.2878 | 4.4032 | 4.1055
2049-06-07 | 3.6439 | 3.2965 | 3.2787 | 3.2729 | 3.0889 | 3.1338 | 3.2594 | 3.5168 | 3.0172 | 2.9008 | 2.528 | 2.2816 | 2.3121 | 2.1325 | 1.9876 | 3.0305 | 4.5536 | 4.7587 | 5.2249 | 6.0725 | 5.8779 | 5.6114 | 4.799 | 4.3934
2049-06-08 | 4.012 | 3.3751 | 3.2416 | 3.3785 | 3.2369 | 3.3693 | 3.8376 | 4.1955 | 4.1518 | 3.4147 | 3.087 | 3.1273 | 2.6404 | 2.6154 | 2.1123 | 3.4465 | 4.0255 | 4.6865 | 5.6556 | 5.9933 | 5.6977 | 4.8909 | 4.5991 | 4.4251
2049-06-09 | 3.5441 | 3.3925 | 3.2808 | 3.2134 | 3.2538 | 3.591 | 3.9289 | 3.8501 | 2.6113 | 2.2351 | 2.4185 | 2.4696 | 2.4341 | 2.257 | 1.9212 | 2.1771 | 3.4136 | 4.2924 | 5.357 | 5.9871 | 5.788 | 5.4761 | 4.5883 | 4.3011
2049-06-10 | 3.9523 | 3.4872 | 3.2993 | 3.286 | 3.2206 | 3.1688 | 3.4675 | 3.2779 | 3.0634 | 2.7413 | 2.4557 | 2.6699 | 2.0739 | 2.157 | 2.3554 | 2.8858 | 3.5838 | 4.426 | 5.314 | 5.7466 | 5.5114 | 4.7407 | 4.2219 | 3.8032
2049-06-11 | 3.3713 | 3.2374 | 3.0965 | 3.0286 | 3.0138 | 3.0293 | 3.4181 | 3.8652 | 3.3962 | 2.9599 | 2.5699 | 2.3018 | 2.8678 | 2.8729 | 2.6067 | 2.5627 | 3.4441 | 4.2856 | 4.9233 | 5.2716 | 4.994 | 4.4185 | 4.3136 | 3.9442
2049-06-12 | 3.7765 | 3.439 | 3.2158 | 3.2145 | 3.2093 | 3.0633 | 2.9384 | 2.8524 | 2.4382 | 1.8968 | 1.5257 | 1.6291 | 2.1681 | 1.9666 | 1.819 | 1.8343 | 2.5212 | 3.3459 | 4.4538 | 4.8289 | 4.7804 | 4.7017 | 3.961 | 3.6669
2049-06-13 | 3.5901 | 3.5261 | 3.2172 | 3.1489 | 3.0452 | 2.994 | 3.1891 | 2.8665 | 2.5375 | 2.2036 | 2.0059 | 1.749 | 1.7837 | 1.9308 | 1.9525 | 1.9216 | 2.5759 | 3.1281 | 4.6405 | 5.5722 | 5.2014 | 4.6442 | 4.3249 | 3.8669
2049-06-14 | 3.7391 | 3.3129 | 3.1581 | 3.0875 | 3.1031 | 3.0641 | 3.1658 | 3.2052 | 2.7517 | 2.5216 | 2.1521 | 1.6086 | 1.5613 | 1.8069 | 2.0618 | 2.2603 | 2.5262 | 4.1595 | 5.1365 | 5.8049 | 5.724 | 4.9166 | 4.2359 | 4.0557
2049-06-15 | 3.7105 | 3.2634 | 3.1948 | 3.34 | 3.0815 | 3.0811 | 3.34 | 3.5431 | 2.753 | 2.5837 | 2.2649 | 2.106 | 2.0003 | 2.1759 | 2.048 | 2.7718 | 4.3339 | 5.151 | 5.7458 | 6.0859 | 6.0726 | 5.4181 | 4.8438 | 4.2483
2049-06-16 | 3.729 | 3.4868 | 3.5733 | 3.2521 | 3.1671 | 3.2798 | 4.023 | 4.2778 | 3.6012 | 3.3975 | 3.123 | 2.4846 | 2.3356 | 3.0853 | 2.6053 | 2.7753 | 3.9826 | 4.9235 | 5.6376 | 6.1103 | 6.016 | 5.308 | 4.8687 | 4.7042
2049-06-17 | 4.4106 | 3.9656 | 3.5074 | 3.3514 | 3.1666 | 3.6352 | 3.5106 | 3.3576 | 3.3724 | 2.7343 | 4.0005 | 3.754 | 2.6872 | 2.434 | 2.9148 | 3.212 | 3.9551 | 5.0225 | 5.6505 | 6.1551 | 5.9867 | 5.5198 | 4.5786 | 4.0888
2049-06-18 | 3.6063 | 3.4024 | 3.4111 | 3.2348 | 3.1836 | 3.1507 | 4.0103 | 4.071 | 3.3921 | 2.7304 | 2.5819 | 2.1792 | 2.3374 | 2.6906 | 1.9435 | 2.5588 | 3.1899 | 4.333 | 5.49 | 5.7425 | 5.801 | 5.5508 | 4.9108 | 4.727
2049-06-19 | 3.8607 | 3.3781 | 3.2251 | 3.3052 | 3.15 | 3.1111 | 2.9841 | 2.954 | 2.6955 | 2.4461 | 2.2941 | 2.3145 | 2.1323 | 2.172 | 1.8544 | 1.9748 | 2.4368 | 3.7601 | 4.955 | 5.0518 | 4.8851 | 4.563 | 3.8763 | 3.53
2049-06-20 | 3.5382 | 3.3246 | 3.1609 | 3.1151 | 3.1873 | 3.0772 | 2.7559 | 2.8852 | 2.2299 | 1.77 | 1.5396 | 1.3924 | 1.6791 | 1.818 | 2.2292 | 1.9827 | 2.387 | 3.0299 | 4.2517 | 4.8666 | 4.9469 | 4.0961 | 3.7471 | 3.5239
2049-06-21 | 3.4887 | 3.2085 | 3.0306 | 2.9311 | 3.0653 | 3.1431 | 3.2255 | 3.4112 | 3.4067 | 2.6496 | 2.3763 | 2.245 | 2.1991 | 2.3193 | 1.7299 | 2.5812 | 3.8294 | 4.3623 | 5.3776 | 5.8576 | 6.1524 | 5.7386 | 5.2455 | 4.627
2049-06-22 | 3.8291 | 3.329 | 3.2512 | 3.1876 | 3.2039 | 3.316 | 3.335 | 3.9256 | 3.4187 | 3.0223 | 2.7323 | 2.642 | 2.6231 | 2.0215 | 1.864 | 2.6673 | 3.1163 | 4.3757 | 5.4851 | 6.0183 | 6.0751 | 5.4457 | 5.6331 | 5.3215
2049-06-23 | 5.0062 | 4.2581 | 3.7716 | 3.7117 | 3.8491 | 3.9546 | 3.1979 | 3.3088 | 3.5141 | 2.9393 | 2.3279 | 2.4887 | 2.335 | 2.2238 | 1.9872 | 2.135 | 3.2396 | 5.0283 | 5.7417 | 6.1084 | 6.0496 | 5.7769 | 4.9765 | 4.3121
2049-06-24 | 5.2589 | 5.0941 | 4.4632 | 4.1946 | 3.9186 | 4.6637 | 3.2696 | 3.4229 | 3.4606 | 2.7115 | 2.4372 | 2.2184 | 2.0669 | 2.1017 | 2.2204 | 2.605 | 3.1161 | 4.1354 | 5.2718 | 5.876 | 5.7962 | 5.3486 | 5.4174 | 5.6282
2049-06-25 | 5.1809 | 4.1852 | 3.9166 | 3.9328 | 4.2137 | 3.9354 | 3.3142 | 3.7207 | 3.6692 | 3.1911 | 2.9655 | 2.5248 | 2.4771 | 2.3134 | 2.0395 | 2.86 | 3.1282 | 3.9852 | 4.8114 | 5.2437 | 5.2447 | 5.3745 | 4.8227 | 4.2403
2049-06-26 | 3.5626 | 3.639 | 3.4305 | 3.1851 | 3.0651 | 3.1223 | 2.8624 | 2.7955 | 2.1411 | 1.6922 | 1.5517 | 1.2276 | 1.4726 | 1.6608 | 1.2373 | 1.6334 | 2.4196 | 3.0005 | 4.0025 | 4.7241 | 4.7202 | 4.559 | 4.6925 | 4.7057
2049-06-27 | 4.8297 | 4.2711 | 3.8231 | 3.6644 | 3.6128 | 3.8829 | 2.7666 | 2.8582 | 2.7238 | 2.3578 | 2.074 | 2.1333 | 2.0622 | 2.0034 | 1.7468 | 1.7299 | 2.3207 | 3.2994 | 4.4759 | 5.3084 | 5.1417 | 4.5035 | 4.8817 | 5.221
2049-06-28 | 3.9788 | 3.2602 | 3.1263 | 3.086 | 3.065 | 3.4138 | 3.2207 | 3.6138 | 3.8734 | 3.1809 | 2.504 | 2.5556 | 2.8937 | 2.23 | 2.4218 | 2.4667 | 3.3052 | 4.9162 | 5.9269 | 6.1234 | 5.9762 | 5.4663 | 5.5613 | 5.6774
2049-06-29 | 5.0316 | 4.2939 | 4.3551 | 4.3084 | 3.9837 | 4.4128 | 4.0373 | 4.4816 | 3.9464 | 3.0059 | 2.6501 | 2.6166 | 2.6548 | 2.7125 | 2.4853 | 2.5621 | 1.8923 | 3.2005 | 3.9605 | 5.3549 | 6.0803 | 5.2586 | 4.7418 | 3.8512
2049-06-30 | 3.4449 | 3.2487 | 3.1039 | 3.0096 | 2.9968 | 3.0889 | 3.0807 | 3.1955 | 2.8136 | 2.583 | 2.3199 | 2.1476 | 2.2055 | 2.2856 | 2.1485 | 2.551 | 3.8446 | 4.791 | 5.8988 | 6.0471 | 6.0455 | 5.8955 | 5.5975 | 4.8163
2049-07-01 | 3.9525 | 3.5909 | 3.4354 | 3.3412 | 3.3248 | 3.374 | 3.6173 | 4.3041 | 3.6741 | 3.153 | 3.0872 | 3.1061 | 2.8826 | 2.6351 | 3.0021 | 3.7636 | 3.6879 | 4.3434 | 5.2672 | 5.8636 | 5.6902 | 5.2259 | 5.0247 | 4.1481
2049-07-02 | 3.621 | 3.3732 | 3.2392 | 3.2064 | 3.2299 | 3.0005 | 3.1019 | 3.1594 | 2.8643 | 2.5642 | 2.0659 | 2.1246 | 2.2753 | 2.2516 | 2.4471 | 2.6221 | 3.221 | 3.8173 | 4.5277 | 5.1832 | 5.3338 | 5.0713 | 4.6774 | 3.9939
2049-07-03 | 3.5505 | 3.4508 | 3.1588 | 3.1008 | 3.0089 | 3.0587 | 3.0984 | 2.7898 | 2.3812 | 2.0905 | 1.9634 | 1.6212 | 1.8418 | 2.0763 | 1.8377 | 1.6679 | 2.1276 | 3.1743 | 3.9967 | 4.4193 | 4.5791 | 4.1648 | 3.8162 | 3.4759
2049-07-04 | 3.5471 | 3.398 | 3.1843 | 3.1149 | 3.0271 | 3.1345 | 2.7809 | 2.7702 | 2.6033 | 2.3161 | 2.1287 | 1.7264 | 1.9749 | 1.8427 | 2.1238 | 1.9011 | 2.3888 | 3.1194 | 4.3396 | 4.5956 | 4.3988 | 3.9784 | 4.0532 | 3.5734
2049-07-05 | 3.2832 | 3.1854 | 3.1898 | 3.0037 | 3.0484 | 3.1066 | 3.3223 | 3.5176 | 3.2113 | 2.781 | 2.4082 | 2.2385 | 1.9867 | 2.3161 | 2.5891 | 2.6963 | 3.7073 | 5.0042 | 5.4976 | 5.9154 | 5.76 | 5.468 | 4.4843 | 3.845
2049-07-06 | 3.7417 | 3.5798 | 3.384 | 3.2901 | 3.225 | 3.4045 | 3.4013 | 3.5691 | 3.6881 | 3.0837 | 2.3789 | 2.0937 | 2.4107 | 2.5254 | 2.4517 | 2.4688 | 3.2353 | 4.3433 | 5.1238 | 5.6635 | 5.6991 | 6.2042 | 5.5676 | 5.0753
2049-07-07 | 4.5649 | 4.6303 | 3.801 | 3.7428 | 3.4927 | 3.5412 | 3.7841 | 3.1827 | 2.7653 | 2.2341 | 2.0416 | 1.911 | 1.9917 | 1.9248 | 1.9348 | 2.0156 | 3.2787 | 4.2985 | 4.7227 | 5.0075 | 4.9965 | 5.6991 | 5.8586 | 5.2883
2049-07-08 | 5.0492 | 4.3928 | 3.8559 | 3.8279 | 3.7875 | 4.4382 | 4.0585 | 3.413 | 3.0783 | 2.5475 | 2.3285 | 2.1843 | 2.2416 | 2.2126 | 2.666 | 2.4563 | 3.4818 | 4.9232 | 5.8624 | 6.187 | 6.0031 | 5.9886 | 5.8965 | 5.4869
2049-07-09 | 5.1392 | 4.6371 | 4.0712 | 4.0919 | 4.0777 | 3.8783 | 4.1012 | 3.9473 | 3.6742 | 3.1521 | 2.3567 | 2.2275 | 2.1291 | 2.2223 | 1.8677 | 2.4453 | 3.4304 | 4.169 | 4.3086 | 5.4069 | 5.3687 | 6.2911 | 5.9363 | 5.5134
2049-07-10 | 4.7455 | 4.2403 | 3.6811 | 3.6486 | 3.8704 | 3.6478 | 3.178 | 3.1038 | 2.7964 | 2.6635 | 2.4963 | 2.4445 | 2.5727 | 2.3683 | 1.923 | 2.168 | 2.6173 | 2.9467 | 4.0531 | 4.4431 | 4.4112 | 3.9125 | 3.5336 | 3.4117
2049-07-11 | 3.4084 | 3.3485 | 3.1383 | 3.085 | 2.9589 | 3.0698 | 2.7286 | 2.6031 | 2.2814 | 1.958 | 1.7221 | 2.0125 | 1.8216 | 1.6617 | 2.1051 | 1.9128 | 2.3699 | 3.0749 | 4.1265 | 4.9732 | 4.3864 | 4.2213 | 3.9678 | 3.4371
2049-07-12 | 3.3009 | 3.2078 | 3.1019 | 3.0083 | 3.1171 | 3.1743 | 3.0261 | 3.2297 | 2.9034 | 2.5095 | 2.063 | 1.7717 | 1.8454 | 2.0934 | 2.2941 | 2.4544 | 3.0511 | 4.7317 | 5.662 | 6.0802 | 5.9075 | 6.1164 | 5.827 | 5.7577
2049-07-13 | 5.0768 | 4.4412 | 3.5778 | 3.5302 | 3.4847 | 3.7127 | 4.4731 | 3.8412 | 3.2274 | 2.5734 | 2.6229 | 2.5494 | 2.091 | 2.7559 | 3.3215 | 2.79 | 3.184 | 4.7596 | 5.2147 | 5.8028 | 5.5917 | 6.2344 | 5.668 | 5.0484
2049-07-14 | 4.4504 | 4.3945 | 4.0378 | 3.7314 | 3.5211 | 3.9439 | 3.8255 | 3.3757 | 2.8236 | 2.5179 | 2.2661 | 2.1078 | 2.0995 | 2.3895 | 2.719 | 2.8339 | 3.0582 | 3.733 | 4.8514 | 5.9355 | 5.8242 | 6.2173 | 6.0403 | 5.167
2049-07-15 | 5.139 | 4.7412 | 4.0857 | 3.9228 | 4.0683 | 4.2834 | 4.1484 | 3.5798 | 3.4974 | 3.0643 | 2.6892 | 2.7899 | 3.3833 | 2.9371 | 2.3613 | 2.6799 | 3.2097 | 4.6147 | 5.3458 | 5.934 | 5.6793 | 6.1021 | 6.0291 | 5.3636
2049-07-16 | 4.913 | 4.9055 | 4.1941 | 3.8082 | 3.4401 | 3.6555 | 3.3893 | 3.156 | 3.0152 | 2.8267 | 2.805 | 2.546 | 2.5733 | 2.5339 | 2.6509 | 2.8064 | 3.573 | 4.0943 | 4.8801 | 5.6639 | 5.0338 | 6.0367 | 6.429 | 5.6311
2049-07-17 | 4.7466 | 4.5801 | 4.0208 | 3.7654 | 3.862 | 3.8711 | 3.4378 | 3.0571 | 2.7181 | 2.3281 | 2.1064 | 1.8987 | 1.9224 | 2.1487 | 2.3731 | 2.3535 | 2.7439 | 3.0078 | 3.6188 | 4.6919 | 4.9997 | 5.6555 | 5.9681 | 5.3779
2049-07-18 | 3.7292 | 3.3694 | 3.4813 | 3.2374 | 3.0506 | 3.0496 | 3.1289 | 2.9866 | 2.531 | 2.3761 | 2.2169 | 1.5206 | 1.5897 | 1.7414 | 2.0028 | 2.124 | 2.7437 | 3.618 | 4.596 | 5.2573 | 4.6002 | 4.0209 | 4.2833 | 3.8872
2049-07-19 | 3.5926 | 3.2156 | 3.1735 | 3.2605 | 3.1836 | 3.165 | 3.2849 | 4.0689 | 3.6927 | 2.7483 | 2.3608 | 2.3467 | 2.423 | 2.2408 | 2.5135 | 2.5045 | 3.1295 | 4.5011 | 5.6366 | 6.2091 | 6.0044 | 6.1963 | 6.0474 | 5.6701
2049-07-20 | 5.2187 | 4.3374 | 4.4434 | 4.6039 | 3.8804 | 4.1872 | 4.5602 | 4.1544 | 3.6187 | 3.3873 | 2.4748 | 2.3661 | 2.6992 | 2.8355 | 3.0811 | 2.7798 | 3.9797 | 5.0057 | 5.4891 | 6.1044 | 5.9299 | 6.0959 | 6.0269 | 5.3776
2049-07-21 | 4.6525 | 4.8161 | 4.3667 | 4.0896 | 3.8089 | 4.3997 | 4.7842 | 3.5463 | 3.7001 | 2.8286 | 2.506 | 2.4973 | 2.3207 | 2.4329 | 3.0258 | 3.2905 | 4.053 | 4.859 | 5.5913 | 6.1277 | 5.7691 | 5.7262 | 5.6409 | 5.2532
2049-07-22 | 5.3482 | 4.9148 | 4.2485 | 4.0615 | 4.0676 | 3.9585 | 4.0875 | 3.555 | 3.2521 | 2.8141 | 2.4224 | 2.3631 | 2.2087 | 2.0149 | 2.3575 | 2.9547 | 3.1724 | 4.1983 | 5.0334 | 5.6704 | 5.7345 | 5.8149 | 6.3832 | 5.7953
2049-07-23 | 4.6374 | 4.0529 | 4.1747 | 4.3816 | 3.6389 | 3.9286 | 4.9734 | 4.0023 | 3.6527 | 3.5834 | 2.9238 | 2.5824 | 2.6259 | 2.8604 | 2.9081 | 3.0336 | 3.7675 | 3.9669 | 3.9639 | 4.8576 | 5.0271 | 5.5992 | 5.7049 | 5.6943
2049-07-24 | 4.6218 | 3.9142 | 4.1814 | 3.753 | 3.4132 | 3.7715 | 4.0692 | 3.1527 | 2.3136 | 1.8866 | 1.5508 | 1.2231 | 1.3035 | 1.7197 | 2.0708 | 2.0323 | 2.3858 | 3.0821 | 3.6714 | 3.9968 | 4.4727 | 5.2653 | 5.1121 | 5.4208
2049-07-25 | 4.0419 | 3.6334 | 3.4309 | 3.332 | 3.1898 | 3.2133 | 3.3485 | 2.8657 | 2.4931 | 2.2617 | 1.9427 | 1.8944 | 1.7534 | 1.8769 | 2.1916 | 2.5816 | 2.8286 | 3.7855 | 5.1478 | 5.6091 | 4.9848 | 4.9762 | 5.2848 | 4.813
2049-07-26 | 3.5429 | 3.1927 | 3.194 | 3.2669 | 3.159 | 3.1777 | 3.1276 | 3.5977 | 2.9009 | 2.4882 | 2.514 | 2.3094 | 2.2852 | 2.4087 | 2.2965 | 2.3269 | 4.1485 | 5.4727 | 6.0673 | 6.2007 | 5.7136 | 6.2101 | 6.1162 | 6.1576
2049-07-27 | 5.352 | 4.835 | 4.2598 | 4.0968 | 3.8212 | 4.6199 | 4.7259 | 3.717 | 3.9449 | 3.2204 | 2.5283 | 2.1766 | 2.3343 | 2.3359 | 2.3831 | 2.8066 | 3.7697 | 4.5861 | 5.4553 | 6.0707 | 5.2093 | 5.783 | 6.1411 | 5.2822
2049-07-28 | 4.1516 | 3.8332 | 4.134 | 4.401 | 3.6744 | 4.0942 | 5.045 | 4.0561 | 3.32 | 2.9621 | 2.3209 | 2.402 | 3.051 | 2.9786 | 2.743 | 2.6617 | 3.4217 | 4.6644 | 5.5639 | 6.1379 | 6.0506 | 5.989 | 5.8294 | 5.3274
2049-07-29 | 5.1971 | 4.7977 | 4.172 | 4.2456 | 4.0984 | 4.0886 | 4.4163 | 4.1616 | 3.4707 | 2.8012 | 2.7053 | 2.7877 | 2.4108 | 2.3162 | 2.4444 | 2.6201 | 3.6086 | 4.1201 | 5.509 | 6.212 | 6.1637 | 6.2848 | 6.2986 | 5.6193
2049-07-30 | 5.2552 | 5.0079 | 4.2715 | 3.9629 | 4.1914 | 4.5207 | 4.2955 | 3.8733 | 4.4914 | 3.2692 | 2.9975 | 2.6801 | 2.5434 | 2.4936 | 2.1959 | 3.1095 | 3.7196 | 4.7733 | 5.3875 | 6.1731 | 5.9932 | 6.374 | 6.3835 | 5.545
2049-07-31 | 4.9561 | 5.2009 | 4.9456 | 4.3069 | 3.6909 | 4.1624 | 4.2002 | 3.0325 | 2.5936 | 2.3422 | 1.9631 | 1.8331 | 2.04 | 1.8831 | 1.7504 | 2.1787 | 2.6035 | 3.165 | 3.868 | 4.9659 | 4.7969 | 5.371 | 5.2427 | 5.3335
2049-08-01 | 4.737 | 4.0494 | 3.8181 | 3.6664 | 3.2702 | 3.1611 | 3.471 | 2.8311 | 2.2814 | 2.0485 | 1.9484 | 1.7279 | 1.804 | 1.9199 | 1.8302 | 1.9086 | 2.701 | 3.4327 | 4.4656 | 5.4027 | 4.9675 | 3.9984 | 3.7819 | 3.7844
2049-08-02 | 3.6838 | 3.402 | 3.4815 | 4.1838 | 3.7269 | 3.7505 | 3.7426 | 3.5921 | 3.1839 | 3.0931 | 2.817 | 2.4684 | 2.4056 | 2.8451 | 3.2139 | 3.4648 | 4.1223 | 5.4438 | 5.8733 | 6.2812 | 6.239 | 6.3781 | 6.1306 | 5.9229
2049-08-03 | 5.5021 | 4.8654 | 4.3422 | 4.4817 | 4.5174 | 4.5364 | 4.9123 | 3.8887 | 4.0043 | 3.4038 | 3.1033 | 2.7848 | 2.4199 | 2.4459 | 2.4737 | 2.9796 | 4.0176 | 4.7434 | 5.8537 | 6.3073 | 6.1605 | 6.3888 | 6.1152 | 5.8041
2049-08-04 | 5.4307 | 4.591 | 4.2898 | 4.3984 | 4.1909 | 4.2835 | 4.672 | 4.121 | 3.6258 | 2.7325 | 2.7512 | 2.4592 | 2.2361 | 2.0554 | 1.9599 | 2.536 | 3.3633 | 4.6392 | 5.5392 | 6.1822 | 5.9534 | 6.1382 | 5.9204 | 5.6738
2049-08-05 | 5.7165 | 5.2473 | 4.401 | 4.1153 | 4.0837 | 4.7372 | 4.9117 | 4.8266 | 4.5968 | 3.7306 | 3.5909 | 3.0638 | 2.6934 | 2.5717 | 2.448 | 3.1072 | 3.6197 | 4.1642 | 5.4667 | 5.9679 | 5.286 | 5.9748 | 5.6314 | 5.3505
2049-08-06 | 5.078 | 4.9194 | 4.1781 | 3.7727 | 3.7286 | 3.691 | 3.8963 | 3.4268 | 3.3055 | 2.8702 | 2.4067 | 2.3049 | 2.4735 | 2.5238 | 2.7037 | 3.0687 | 3.7941 | 4.127 | 4.5026 | 5.0371 | 4.3001 | 5.0316 | 5.4893 | 5.4112
2049-08-07 | 4.4144 | 3.6607 | 3.289 | 3.2937 | 3.1125 | 3.0509 | 3.1613 | 3.1162 | 2.6511 | 1.9451 | 1.956 | 1.9581 | 1.9886 | 2.1201 | 2.0872 | 2.1905 | 3.0076 | 3.6758 | 4.508 | 5.1536 | 4.786 | 4.7024 | 5.2395 | 5.04
2049-08-08 | 4.4253 | 3.5627 | 3.403 | 3.3471 | 3.001 | 3.0627 | 3.0063 | 2.9843 | 2.7093 | 2.2432 | 2.1155 | 2.1352 | 2.0983 | 2.2089 | 2.1678 | 2.0326 | 2.7077 | 3.4945 | 4.3644 | 5.5642 | 5.2285 | 4.4542 | 3.6998 | 3.5459
2049-08-09 | 3.4514 | 3.3619 | 3.1724 | 3.1835 | 3.5586 | 4.0612 | 3.9351 | 3.3337 | 3.2333 | 2.7299 | 2.8785 | 2.4896 | 2.5101 | 2.2097 | 2.2182 | 2.6201 | 3.5336 | 4.7326 | 5.3018 | 6.066 | 5.4051 | 5.6432 | 5.5191 | 5.462
2049-08-10 | 4.8112 | 4.5163 | 3.9765 | 4.1191 | 4.0159 | 4.0638 | 4.4288 | 3.7178 | 3.3197 | 2.8113 | 2.3182 | 2.4389 | 2.3823 | 2.4641 | 2.7963 | 2.9061 | 3.6172 | 4.3131 | 5.5332 | 6.172 | 5.5781 | 6.2172 | 6.2501 | 5.0174
2049-08-11 | 4.2716 | 4.5492 | 4.0899 | 3.7328 | 3.633 | 4.4345 | 4.6083 | 3.4723 | 3.4466 | 2.7873 | 2.6663 | 2.4897 | 2.396 | 2.3987 | 2.4933 | 2.9578 | 4.4394 | 4.3912 | 5.5168 | 6.2297 | 5.8965 | 6.2446 | 6.2115 | 5.7308
2049-08-12 | 4.9821 | 4.6442 | 4.4467 | 4.798 | 4.5411 | 4.5096 | 4.8954 | 4.1381 | 3.7018 | 3.1723 | 2.9764 | 2.9426 | 3.3022 | 3.8308 | 3.9568 | 3.8927 | 5.182 | 5.6289 | 6.2148 | 6.3644 | 5.6404 | 5.9346 | 6.2191 | 4.8767
2049-08-13 | 4.3094 | 4.5416 | 4.1815 | 4.2147 | 3.9786 | 5.0349 | 5.0891 | 3.895 | 3.5697 | 2.9692 | 2.8796 | 2.9823 | 2.5652 | 2.718 | 2.7367 | 2.8135 | 3.4045 | 4.562 | 5.5322 | 5.8048 | 5.5105 | 5.9761 | 5.7352 | 5.4326
2049-08-14 | 4.779 | 4.5263 | 3.8994 | 3.933 | 3.5106 | 3.2966 | 3.447 | 3.0691 | 2.8048 | 2.4186 | 1.9744 | 1.8618 | 2.0784 | 2.1937 | 2.2114 | 2.4588 | 3.0977 | 3.9269 | 4.7709 | 5.9185 | 5.5374 | 5.8654 | 5.219 | 4.8795
2049-08-15 | 4.1479 | 3.5173 | 3.3924 | 3.4535 | 3.2913 | 3.3552 | 3.3235 | 3.0716 | 2.6845 | 2.1074 | 1.7938 | 2.0039 | 1.9688 | 1.8748 | 2.2106 | 2.246 | 2.6838 | 3.7075 | 4.7063 | 5.5212 | 5.289 | 4.1622 | 3.9222 | 3.8623
2049-08-16 | 3.5314 | 3.6286 | 3.6697 | 3.6813 | 3.1758 | 3.3657 | 3.7222 | 3.6857 | 3.2059 | 2.6866 | 2.86 | 2.7559 | 2.5272 | 2.6514 | 2.7965 | 3.3706 | 4.2065 | 5.2027 | 6.1223 | 6.2999 | 5.9919 | 5.8907 | 5.7312 | 5.2693
2049-08-17 | 5.2615 | 4.6072 | 4.1134 | 4.2824 | 4.1836 | 4.2739 | 5.1465 | 3.9955 | 3.8305 | 3.0833 | 2.5181 | 2.7865 | 3.0996 | 3.0429 | 2.59 | 3.0728 | 4.0264 | 4.7073 | 5.6547 | 6.2519 | 5.6706 | 5.5807 | 5.8573 | 5.5348
2049-08-18 | 4.3933 | 4.2544 | 4.3637 | 3.9414 | 3.9354 | 4.7503 | 4.7729 | 3.7158 | 3.6606 | 2.905 | 2.3439 | 2.0461 | 2.2769 | 2.2604 | 2.3331 | 2.9567 | 4.0684 | 5.0687 | 5.8899 | 6.2645 | 6.1145 | 6.2514 | 5.7024 | 5.1608
2049-08-19 | 4.9755 | 4.871 | 4.2426 | 4.0012 | 4.2252 | 4.3285 | 4.0433 | 3.6458 | 3.546 | 3.0851 | 3.0086 | 3.4543 | 3.3265 | 2.7552 | 2.7688 | 3.0217 | 4.0228 | 5.1668 | 6.0063 | 6.1189 | 5.4582 | 6.3106 | 6.5518 | 6.362
2049-08-20 | 5.0855 | 4.9501 | 5.1808 | 4.7074 | 4.4344 | 5.1576 | 4.5503 | 3.2929 | 3.0474 | 2.6551 | 2.5624 | 2.5141 | 2.3303 | 2.5803 | 2.5466 | 2.5476 | 4.1342 | 5.2253 | 5.7759 | 6.0195 | 5.7595 | 6.1544 | 6.0991 | 5.7507
2049-08-21 | 5.6558 | 5.0718 | 4.5627 | 4.0363 | 3.9413 | 4.6986 | 4.1009 | 3.1679 | 2.9566 | 2.7276 | 2.478 | 2.5248 | 2.8394 | 2.7492 | 2.7731 | 3.1853 | 3.4989 | 4.1523 | 4.9488 | 4.7998 | 4.7994 | 5.7545 | 5.6475 | 4.8094
2049-08-22 | 4.3011 | 3.7375 | 3.7169 | 3.637 | 3.2669 | 3.106 | 3.1599 | 3.25 | 2.9451 | 2.6326 | 2.1686 | 2.1983 | 2.3912 | 2.6746 | 2.791 | 2.9496 | 3.5064 | 4.1988 | 5.1787 | 5.9805 | 5.6742 | 5.3784 | 5.1795 | 4.7753
2049-08-23 | 4.5211 | 4.2426 | 3.4538 | 3.513 | 3.568 | 3.9928 | 3.9999 | 4.0324 | 4.0891 | 3.9323 | 3.7287 | 3.1257 | 3.0871 | 3.0118 | 3.075 | 3.782 | 4.7139 | 5.3317 | 5.9885 | 6.0685 | 5.7793 | 6.3291 | 5.8068 | 5.6284
2049-08-24 | 5.5907 | 4.8953 | 4.5898 | 5.0301 | 4.1598 | 4.6533 | 5.4324 | 4.5903 | 4.0726 | 2.5041 | 2.2093 | 2.3378 | 2.5631 | 2.8797 | 3.0725 | 3.499 | 4.0271 | 4.9966 | 5.504 | 6.2645 | 5.3931 | 5.6122 | 5.802 | 5.5268
2049-08-25 | 5.0979 | 4.7714 | 4.1842 | 4.0889 | 4.1425 | 4.6051 | 5.2372 | 4.2337 | 3.1084 | 2.9973 | 2.6221 | 2.2766 | 2.2503 | 2.6769 | 3.0993 | 2.9361 | 4.2314 | 5.2583 | 5.0179 | 5.4286 | 5.5225 | 5.8694 | 5.6928 | 5.3947
2049-08-26 | 5.2817 | 4.3107 | 4.3219 | 4.6593 | 4.2437 | 4.1756 | 4.8946 | 4.3781 | 3.4631 | 3.3573 | 3.4381 | 4.2654 | 3.9842 | 3.1475 | 3.6451 | 3.7599 | 4.3992 | 4.371 | 4.8052 | 5.0035 | 4.2268 | 4.0616 | 4.0103 | 3.8852
2049-08-27 | 3.3561 | 3.1379 | 3.2002 | 2.9759 | 2.941 | 2.7205 | 2.4713 | 2.6004 | 2.956 | 2.5904 | 2.3706 | 2.4445 | 2.2779 | 2.1235 | 2.3964 | 3.0865 | 3.8718 | 4.5426 | 4.6065 | 4.1476 | 3.9511 | 4.0056 | 4.2364 | 3.9116
2049-08-28 | 3.3158 | 3.034 | 2.8927 | 2.9616 | 2.775 | 2.8318 | 3.0406 | 2.8536 | 2.5726 | 2.0184 | 2.2611 | 2.3682 | 1.9903 | 2.4104 | 2.27 | 2.1824 | 3.0216 | 3.9338 | 4.1838 | 4.1435 | 3.6284 | 3.5155 | 3.6375 | 3.5881
2049-08-29 | 3.3677 | 3.1529 | 3.0579 | 3.0288 | 3.2408 | 3.1743 | 3.3672 | 2.807 | 2.7362 | 2.3195 | 2.0625 | 1.6897 | 1.9291 | 1.9827 | 2.0732 | 2.4272 | 2.8502 | 3.8226 | 4.8716 | 4.9734 | 4.3923 | 3.7367 | 3.6891 | 3.5305
2049-08-30 | 3.5176 | 3.2621 | 3.0775 | 3.0016 | 3.0712 | 3.3029 | 3.2739 | 3.1745 | 3.2301 | 2.8818 | 2.8176 | 3.202 | 2.8947 | 2.6344 | 3.016 | 2.9359 | 3.5658 | 4.2476 | 5.8976 | 6.3119 | 5.6871 | 5.8072 | 6.0539 | 4.8729
2049-08-31 | 4.2602 | 4.0866 | 4.131 | 4.3601 | 3.7518 | 4.0637 | 4.794 | 3.7173 | 3.6056 | 2.6488 | 2.3588 | 2.4054 | 2.291 | 2.5168 | 2.8452 | 2.828 | 3.6236 | 5.0665 | 6.0451 | 6.2613 | 5.8446 | 6.3951 | 5.8718 | 4.9288
2049-09-01 | 5.1267 | 4.3861 | 4.0019 | 3.865 | 4.0257 | 4.0724 | 4.324 | 3.6739 | 3.5502 | 2.9208 | 2.6607 | 2.2051 | 2.4501 | 2.5624 | 1.972 | 2.6337 | 3.9381 | 4.509 | 5.394 | 5.9517 | 5.536 | 5.418 | 5.2343 | 5.1477
2049-09-02 | 4.401 | 4.2452 | 4.1561 | 4.0573 | 3.8923 | 4.6023 | 4.7377 | 3.6541 | 3.2124 | 2.8038 | 2.4626 | 2.9163 | 3.2949 | 3.1156 | 2.7519 | 2.8495 | 3.64 | 4.1791 | 5.4544 | 5.9555 | 5.3363 | 5.3151 | 5.4359 | 5.5348
2049-09-03 | 4.5644 | 4.1398 | 4.1406 | 4.2455 | 3.8755 | 3.8541 | 4.2494 | 3.1975 | 3.0475 | 2.772 | 2.5441 | 2.0282 | 2.3023 | 2.7267 | 2.534 | 2.91 | 3.2375 | 4.11 | 5.0126 | 5.1765 | 4.5717 | 5.3923 | 5.5324 | 4.7428
2049-09-04 | 4.0974 | 3.9398 | 3.9189 | 3.5127 | 3.5232 | 3.3683 | 3.5086 | 2.8717 | 2.1778 | 1.9972 | 1.5871 | 1.2935 | 1.4403 | 1.7811 | 1.7877 | 1.8806 | 2.9535 | 4.0055 | 4.3691 | 4.288 | 4.4263 | 4.1933 | 4.1324 | 4.0835
2049-09-05 | 3.7786 | 3.4906 | 3.3928 | 3.4013 | 3.2236 | 3.0096 | 3.1278 | 2.6775 | 2.4953 | 2.1451 | 1.9332 | 1.6119 | 1.4166 | 1.3886 | 1.3817 | 2.0147 | 2.7257 | 3.6477 | 4.573 | 4.9561 | 4.4156 | 4.688 | 4.6237 | 4.2797
2049-09-06 | 4.1897 | 3.8105 | 3.166 | 3.1312 | 3.3638 | 3.4145 | 3.401 | 3.4297 | 3.1753 | 2.6678 | 2.4472 | 2.2069 | 2.058 | 2.154 | 2.1996 | 2.7875 | 3.471 | 4.6352 | 5.4845 | 5.6204 | 5.2401 | 4.6438 | 4.2734 | 4.0633
2049-09-07 | 4.1331 | 3.6956 | 3.4819 | 3.7335 | 3.5865 | 3.5871 | 4.1957 | 3.8516 | 3.5036 | 2.8549 | 2.2922 | 2.2116 | 2.6313 | 2.5641 | 2.8057 | 3.1974 | 4.6645 | 5.7978 | 6.2845 | 6.323 | 5.9104 | 6.1489 | 5.8357 | 5.8249
2049-09-08 | 5.266 | 4.4543 | 4.3927 | 4.6088 | 4.326 | 4.494 | 4.9731 | 4.4351 | 4.0498 | 3.3936 | 2.9052 | 2.676 | 2.618 | 3.0443 | 2.5102 | 2.6539 | 4.1503 | 5.2923 | 5.9374 | 6.2183 | 5.7611 | 5.7599 | 5.557 | 5.534
2049-09-09 | 5.2614 | 4.5531 | 4.478 | 4.705 | 4.0314 | 4.143 | 4.5941 | 3.9363 | 3.363 | 2.8852 | 2.4402 | 2.3865 | 2.5352 | 2.9941 | 3.5306 | 3.2568 | 4.5039 | 5.4861 | 6.1157 | 6.361 | 5.9759 | 6.1378 | 6.0956 | 5.3519
2049-09-10 | 5.0042 | 4.9432 | 4.5407 | 4.4472 | 4.5077 | 5.2507 | 5.3672 | 4.1424 | 4.1036 | 3.1034 | 2.5986 | 2.2216 | 2.4881 | 2.4252 | 2.2276 | 2.9651 | 4.0075 | 4.4507 | 5.4202 | 5.8235 | 5.1244 | 5.7698 | 6.1631 | 5.5858
2049-09-11 | 4.5565 | 4.223 | 4.359 | 3.8565 | 3.7124 | 3.7723 | 3.5901 | 3.2227 | 2.868 | 2.4516 | 2.3068 | 2.5468 | 2.7177 | 2.6925 | 2.6588 | 2.8695 | 3.4607 | 4.3057 | 5.0121 | 4.8768 | 4.9359 | 5.1171 | 5.4225 | 4.616
2049-09-12 | 4.4243 | 4.0861 | 3.5713 | 3.3047 | 3.0643 | 3.126 | 3.4243 | 2.8795 | 2.49 | 2.2124 | 1.8008 | 1.4702 | 1.7821 | 1.9458 | 2.5841 | 2.7438 | 3.2364 | 4.0361 | 5.067 | 5.4961 | 5.0397 | 4.599 | 4.027 | 3.9017
2049-09-13 | 3.975 | 3.6718 | 3.4273 | 3.4099 | 3.5988 | 3.5397 | 4.0448 | 4.101 | 3.5081 | 3.0983 | 2.9451 | 2.7015 | 2.6376 | 2.663 | 3.0961 | 3.901 | 4.3342 | 5.2322 | 6.1104 | 6.359 | 6.0656 | 6.0357 | 5.8422 | 5.4109
2049-09-14 | 4.9396 | 4.8553 | 4.9135 | 4.5708 | 4.4692 | 5.1223 | 5.638 | 4.3167 | 3.7174 | 2.9265 | 2.6059 | 2.5476 | 2.9714 | 2.8487 | 2.7437 | 3.4433 | 4.1313 | 4.9491 | 5.7749 | 5.5754 | 4.8451 | 4.7398 | 4.2792 | 4.0028
2049-09-15 | 3.7116 | 3.5289 | 3.5982 | 3.3331 | 3.2433 | 3.2281 | 3.3127 | 3.3855 | 2.9286 | 2.5226 | 1.7676 | 1.6285 | 1.3257 | 1.5759 | 1.347 | 1.7086 | 2.5771 | 3.1567 | 3.7286 | 3.6387 | 3.3956 | 3.3088 | 3.5294 | 3.3121
2049-09-16 | 3.0602 | 2.8542 | 2.7474 | 2.6808 | 2.7449 | 2.7649 | 2.9523 | 2.8264 | 2.7267 | 2.3147 | 2.1567 | 2.0064 | 1.9962 | 2.0451 | 1.9101 | 2.646 | 3.0892 | 3.7933 | 4.664 | 4.0696 | 3.8445 | 4.7688 | 5.2408 | 5.4374
2049-09-17 | 4.5586 | 4.1939 | 4.0534 | 4.2018 | 4.3474 | 4.2942 | 4.9315 | 4.2445 | 3.3909 | 2.5466 | 2.1445 | 1.9419 | 1.8884 | 2.0432 | 2.0523 | 2.6118 | 3.4852 | 4.8035 | 5.6086 | 5.3089 | 4.8778 | 5.8546 | 5.6513 | 5.2004
2049-09-18 | 4.4297 | 4.5211 | 4.0171 | 3.9143 | 4.22 | 4.1012 | 4.1419 | 3.1215 | 2.6806 | 2.03 | 1.4385 | 1.6006 | 1.7607 | 1.5348 | 1.1216 | 2.0093 | 2.7168 | 3.6367 | 4.734 | 5.1699 | 4.3932 | 4.816 | 5.2348 | 4.5637
2049-09-19 | 4.1912 | 4.2898 | 3.9594 | 3.6712 | 3.6376 | 3.9861 | 4.0653 | 3.0067 | 2.3677 | 2.3055 | 1.7589 | 1.2816 | 1.4755 | 1.6798 | 1.1273 | 1.8291 | 2.8742 | 3.8531 | 4.5687 | 4.6503 | 4.1164 | 4.8507 | 4.9019 | 3.9398
2049-09-20 | 3.3275 | 3.1278 | 3.1507 | 3.2085 | 3.1509 | 3.4392 | 4.0109 | 3.7858 | 2.8251 | 2.1986 | 2.0066 | 1.7056 | 2.0456 | 2.584 | 2.4652 | 2.516 | 3.5957 | 4.7895 | 5.7627 | 5.8434 | 5.4271 | 5.7626 | 5.353 | 4.8717
2049-09-21 | 4.4361 | 4.3395 | 4.3006 | 3.7644 | 3.3367 | 3.3686 | 4.089 | 3.4723 | 2.8204 | 2.4567 | 2.0525 | 1.8907 | 1.8577 | 2.19 | 1.7441 | 2.4391 | 3.7673 | 4.9159 | 5.738 | 6.1777 | 5.3833 | 5.391 | 5.4588 | 5.3217
2049-09-22 | 4.2522 | 3.6252 | 3.5367 | 3.5168 | 3.1637 | 3.1717 | 3.7351 | 3.8651 | 3.4966 | 2.9668 | 2.3979 | 2.1038 | 2.328 | 2.2841 | 2.6052 | 3.6263 | 4.3887 | 5.1721 | 6.2124 | 6.3726 | 6.0203 | 6.1109 | 5.5578 | 5.0542
2049-09-23 | 5.0445 | 4.7594 | 4.6095 | 4.2222 | 4.3726 | 4.3098 | 4.0696 | 3.6249 | 3.2841 | 2.6623 | 2.2692 | 2.3753 | 2.5302 | 2.4358 | 2.5879 | 3.7628 | 4.1042 | 5.1199 | 6.2582 | 6.3996 | 5.7532 | 6.0437 | 6.4063 | 6
2049-09-24 | 4.6663 | 3.8561 | 3.9797 | 3.6941 | 3.5989 | 4.0068 | 4.9288 | 3.8542 | 3.2882 | 2.7432 | 2.3458 | 2.2767 | 2.5902 | 2.545 | 2.3316 | 3.3533 | 4.7566 | 5.43 | 5.0264 | 4.8149 | 4.6445 | 5.7205 | 6.1974 | 5.9582
2049-09-25 | 4.7126 | 4.5841 | 3.924 | 3.4301 | 3.2818 | 3.3558 | 3.8847 | 3.1774 | 2.884 | 2.8027 | 2.5705 | 2.0139 | 1.8981 | 1.9797 | 1.8224 | 2.3227 | 3.4088 | 4.4963 | 4.7312 | 5.1908 | 4.8742 | 4.4387 | 4.0804 | 3.9617
2049-09-26 | 3.8753 | 3.4968 | 3.527 | 3.6448 | 3.3261 | 3.2907 | 3.4258 | 2.9176 | 2.5096 | 2.1546 | 2.1311 | 2.1464 | 2.3763 | 2.6608 | 2.8109 | 2.7519 | 3.4232 | 4.3508 | 5.224 | 5.6363 | 5.1803 | 5.0635 | 5.3838 | 5.1858
2049-09-27 | 4.8222 | 4.5412 | 3.9863 | 3.8912 | 4.0688 | 4.5213 | 4.6677 | 3.5848 | 3.1929 | 2.684 | 2.1811 | 2.2264 | 2.2559 | 2.2462 | 2.6538 | 3.4569 | 4.5445 | 5.8502 | 6.4857 | 6.4458 | 5.6718 | 5.8846 | 5.8681 | 5.7876
2049-09-28 | 5.0815 | 4.7172 | 4.4929 | 4.5088 | 4.6478 | 4.5748 | 4.9 | 3.9909 | 3.7542 | 2.8306 | 2.195 | 2.6379 | 2.5521 | 2.7136 | 2.4084 | 3.1748 | 4.5027 | 5.8499 | 6.2594 | 6.3722 | 5.7344 | 4.4334 | 4.2911 | 4.5075
2049-09-29 | 4.6857 | 4.1653 | 4.0505 | 3.8736 | 3.6826 | 4.0328 | 5.4519 | 5.3789 | 4.3018 | 3.6103 | 3.0955 | 3.2831 | 3.1963 | 2.8864 | 2.9082 | 3.6746 | 4.9846 | 5.4485 | 6.2714 | 6.431 | 6.0435 | 5.6686 | 5.1354 | 4.8134
2049-09-30 | 4.4288 | 4.1607 | 4.0241 | 3.9131 | 3.8705 | 4.4138 | 5.1765 | 4.8552 | 5.0135 | 4.6574 | 4.6019 | 3.0778 | 3.5632 | 3.7413 | 3.5723 | 4.5362 | 4.7061 | 5.7589 | 5.6087 | 4.7844 | 4.4929 | 4.6233 | 4.7155 | 4.3259
2049-10-01 | 3.8475 | 3.5544 | 3.6688 | 3.5737 | 3.191 | 3.1348 | 3.5002 | 3.0654 | 2.7342 | 2.418 | 2.2349 | 2.7019 | 2.5593 | 2.8026 | 2.4165 | 2.9518 | 4.4386 | 5.2734 | 5.5513 | 5.9838 | 5.4268 | 5.7398 | 5.5741 | 5.167
2049-10-02 | 4.7766 | 3.7714 | 3.5889 | 3.404 | 3.2751 | 3.2658 | 3.4223 | 3.0496 | 2.4664 | 2.1982 | 2.0843 | 2.2165 | 2.4713 | 2.6044 | 2.55 | 2.6563 | 3.5572 | 4.0498 | 5.1766 | 5.4438 | 4.7506 | 4.3233 | 4.1335 | 3.9656
2049-10-03 | 3.9297 | 4.5074 | 4.1721 | 4.0389 | 3.4526 | 3.1734 | 3.272 | 2.8635 | 2.3825 | 1.8891 | 1.9416 | 1.8771 | 2.1056 | 2.3521 | 2.6823 | 3.1475 | 3.6455 | 4.5034 | 5.6149 | 5.8087 | 5.0953 | 4.4644 | 4.158 | 3.7746
2049-10-04 | 3.4905 | 3.4597 | 3.3873 | 3.1875 | 3.3593 | 3.5521 | 3.8078 | 3.2963 | 2.6697 | 2.1922 | 2.046 | 1.9009 | 2.208 | 2.4589 | 3.11 | 3.7098 | 4.6343 | 5.4901 | 6.2825 | 6.0935 | 5.3262 | 5.6267 | 5.6054 | 5.4026
2049-10-05 | 4.377 | 3.7528 | 3.4653 | 3.554 | 3.3516 | 3.4948 | 3.8938 | 3.3089 | 2.733 | 2.1714 | 1.7598 | 1.9372 | 2.2329 | 2.536 | 2.711 | 2.9473 | 3.8851 | 5.2299 | 6.2466 | 6.0767 | 5.2137 | 4.5592 | 4.6873 | 4.4428
2049-10-06 | 3.7552 | 3.5105 | 3.5493 | 3.3559 | 3.1871 | 3.5167 | 3.7955 | 3.2591 | 2.6137 | 2.1607 | 2.0843 | 2.2286 | 2.5421 | 3.3389 | 4.133 | 4.1442 | 4.7113 | 5.6606 | 6.266 | 6.2323 | 5.749 | 5.9905 | 5.6146 | 5.1469
2049-10-07 | 5.0279 | 4.8195 | 4.2558 | 4.0571 | 3.6082 | 3.9712 | 4.3741 | 3.3616 | 2.8309 | 2.6062 | 2.5296 | 2.5004 | 2.7053 | 2.8747 | 3.6273 | 4.3187 | 5.1535 | 5.9585 | 6.3089 | 6.1654 | 5.344 | 5.871 | 6.3175 | 5.7059
2049-10-08 | 4.8747 | 4.2194 | 3.8464 | 3.7304 | 3.5203 | 3.7964 | 4.1125 | 3.2615 | 3.0307 | 2.6888 | 2.3163 | 2.2765 | 2.3605 | 2.7678 | 3.3892 | 4.303 | 4.7948 | 4.9851 | 5.5408 | 5.557 | 5.1415 | 6.205 | 6.1314 | 5.9487
2049-10-09 | 4.7698 | 4.2874 | 4.5658 | 4.5343 | 3.8537 | 3.5368 | 3.9515 | 3.2809 | 2.5298 | 1.9901 | 1.7655 | 1.9583 | 2.1922 | 2.2717 | 2.5707 | 2.8664 | 4.0812 | 4.7695 | 5.654 | 5.5589 | 4.9837 | 4.5398 | 4.3228 | 3.9997
2049-10-10 | 3.9098 | 3.4986 | 3.3891 | 3.3431 | 3.3102 | 3.442 | 3.371 | 2.959 | 2.5597 | 2.1734 | 2.2407 | 2.2891 | 2.0642 | 2.5082 | 2.66 | 2.7023 | 3.5282 | 4.3937 | 5.6208 | 5.4013 | 4.7461 | 5.111 | 4.5797 | 4.2907
2049-10-11 | 4.1141 | 3.4409 | 3.2256 | 3.1637 | 3.1973 | 3.5697 | 3.7845 | 3.2892 | 3.0155 | 2.6435 | 2.6432 | 2.4623 | 2.6882 | 2.9847 | 3.4504 | 3.5733 | 4.1958 | 5.4004 | 6.0307 | 5.9267 | 4.9534 | 4.5346 | 4.7133 | 4.1822
2049-10-12 | 4.0621 | 4.6403 | 4.585 | 4.2113 | 3.984 | 4.5375 | 3.9384 | 3.7665 | 3.4468 | 2.8554 | 2.4609 | 2.3839 | 2.2447 | 2.2609 | 2.6021 | 3.3522 | 4.6989 | 5.6891 | 5.9949 | 5.7334 | 5.5171 | 5.752 | 5.2194 | 4.6203
2049-10-13 | 4.4826 | 4.6725 | 4.5368 | 4.4692 | 3.8467 | 3.6638 | 3.9065 | 3.6681 | 3.0112 | 2.3831 | 2.1197 | 2.1461 | 2.4727 | 3.2096 | 3.1927 | 3.6061 | 4.5248 | 5.7177 | 6.2367 | 5.883 | 4.9681 | 5.4727 | 5.3111 | 5.1248
2049-10-14 | 4.9296 | 4.1467 | 4.0384 | 4.3423 | 3.8609 | 4.2571 | 4.5894 | 3.6636 | 3.519 | 3.1092 | 2.9116 | 2.8435 | 2.6798 | 2.9862 | 3.1106 | 3.7876 | 5.0362 | 5.683 | 5.8109 | 5.6715 | 5.4424 | 5.6866 | 5.6991 | 5.3535
2049-10-15 | 5.1237 | 4.8461 | 4.1174 | 4.1858 | 4.2101 | 4.567 | 4.5921 | 3.4365 | 3.1564 | 2.5797 | 2.5285 | 2.4929 | 2.69 | 3.1568 | 4.1126 | 4.9844 | 5.147 | 5.4394 | 6.0408 | 5.3517 | 4.6852 | 5.7612 | 5.9675 | 5.0167
2049-10-16 | 4.4907 | 4.4916 | 3.9684 | 3.7068 | 3.7015 | 4.001 | 3.9818 | 3.3015 | 3.092 | 2.7812 | 2.449 | 2.3883 | 1.8726 | 1.9141 | 2.4479 | 2.7287 | 3.4814 | 4.4894 | 5.3446 | 5.0582 | 4.0494 | 4.3993 | 3.9874 | 3.5474
2049-10-17 | 3.5171 | 3.4876 | 3.4052 | 3.2075 | 2.9891 | 3.21 | 3.2049 | 2.7087 | 2.2901 | 1.8866 | 1.6732 | 1.6399 | 1.8868 | 2.1447 | 2.2908 | 2.5072 | 3.4045 | 4.6284 | 5.3922 | 5.0692 | 4.6924 | 4.7582 | 4.3599 | 4.0403
2049-10-18 | 3.7768 | 3.3213 | 3.0908 | 3.0356 | 3.0706 | 3.2424 | 3.8075 | 3.4453 | 3.1609 | 3.3871 | 3.0517 | 2.7175 | 2.2781 | 2.7222 | 3.5305 | 4.1118 | 4.7918 | 5.4735 | 5.8296 | 5.242 | 4.6739 | 5.5949 | 5.2479 | 4.8272
2049-10-19 | 4.2774 | 3.9391 | 3.8726 | 4.3089 | 4.2127 | 4.2311 | 4.2109 | 3.5246 | 3.3946 | 2.5733 | 2.2646 | 2.0558 | 2.1383 | 2.2113 | 2.5237 | 3.0752 | 4.488 | 5.5781 | 5.7561 | 5.6205 | 5.2618 | 5.1974 | 4.9991 | 4.6076
2049-10-20 | 4.5459 | 4.2184 | 3.8631 | 3.9178 | 3.9514 | 4.1645 | 4.6196 | 3.8508 | 3.2843 | 2.6544 | 2.7364 | 2.4869 | 2.4878 | 2.547 | 3.1115 | 3.7545 | 4.6763 | 5.0804 | 6.0798 | 5.7285 | 5.2778 | 5.9775 | 5.7318 | 4.9405
2049-10-21 | 4.9304 | 4.8189 | 4.5329 | 3.8176 | 3.3415 | 3.5083 | 3.9199 | 3.554 | 3.1456 | 2.6951 | 2.6461 | 2.4491 | 2.7244 | 3.3324 | 3.7127 | 4.0611 | 4.7031 | 5.1974 | 6.1432 | 5.7968 | 4.6475 | 4.9962 | 5.4603 | 4.8426
2049-10-22 | 4.2675 | 4.1718 | 4.2296 | 3.8995 | 3.3097 | 3.4689 | 4.1114 | 3.9461 | 3.6106 | 2.9331 | 2.4825 | 2.6069 | 2.9478 | 3.3448 | 3.3968 | 3.8103 | 4.6601 | 5.1729 | 5.5053 | 5.1134 | 4.4738 | 4.4057 | 4.4135 | 4.2588
2049-10-23 | 3.8017 | 3.4055 | 3.3079 | 3.4599 | 3.1898 | 3.3586 | 3.7006 | 3.4998 | 3.3948 | 2.7002 | 2.1404 | 2.0009 | 2.1393 | 2.0124 | 2.2974 | 2.7913 | 3.4344 | 4.369 | 4.9971 | 4.499 | 3.9235 | 4.5882 | 4.9064 | 4.6189
2049-10-24 | 4.3563 | 3.6221 | 3.4486 | 3.4575 | 3.3748 | 3.1939 | 3.2036 | 3.0134 | 2.5207 | 2.2039 | 1.9428 | 1.6274 | 1.7482 | 2.0336 | 2.4132 | 2.7875 | 3.5728 | 4.5978 | 5.5422 | 5.2674 | 4.6071 | 4.0702 | 3.8127 | 3.5904
2049-10-25 | 3.5316 | 3.4556 | 3.3674 | 3.3369 | 3.345 | 3.7618 | 5.5245 | 4.3563 | 3.2343 | 2.3691 | 2.3563 | 2.3399 | 2.4304 | 2.8042 | 2.76 | 3.1299 | 3.9715 | 5.4999 | 6.0392 | 5.534 | 5.3203 | 5.4588 | 5.2956 | 5.2462
2049-10-26 | 4.4684 | 3.6522 | 3.4094 | 3.5721 | 3.2638 | 3.6079 | 4.2456 | 4.0162 | 3.2069 | 2.5525 | 2.0914 | 2.0301 | 2.1421 | 2.3466 | 2.703 | 3.2821 | 4.4576 | 5.6918 | 6.2387 | 6.0353 | 5.4604 | 5.8812 | 5.7554 | 5.3623
2049-10-27 | 5.0934 | 4.7828 | 4.4502 | 4.0689 | 4.0715 | 4.6775 | 5.0935 | 4.3014 | 3.3745 | 2.8184 | 2.3237 | 2.2352 | 2.3107 | 2.7727 | 3.0789 | 3.3335 | 4.8376 | 5.8939 | 6.2282 | 6.1269 | 5.5468 | 5.4208 | 5.4893 | 5.1009
2049-10-28 | 5.0948 | 4.3862 | 4.0766 | 4.3289 | 4.2989 | 4.7232 | 5.2324 | 4.1067 | 3.9448 | 3.3587 | 2.7886 | 2.7341 | 2.7531 | 2.8324 | 3.2384 | 4.0109 | 4.2124 | 4.9366 | 5.8329 | 5.7428 | 4.9559 | 5.0062 | 5.4817 | 5.451
2049-10-29 | 4.5343 | 4.1492 | 3.7472 | 3.622 | 3.7096 | 3.8474 | 4.227 | 3.3845 | 3.3376 | 3.0513 | 3.0178 | 2.6929 | 2.8637 | 3.1342 | 3.1064 | 3.4984 | 4.8529 | 5.1646 | 5.7005 | 5.4447 | 4.6631 | 5.2385 | 5.0976 | 5.0979
2049-10-30 | 4.4916 | 4.4219 | 4.2548 | 3.5203 | 3.3937 | 3.5443 | 3.7237 | 3.0981 | 2.4284 | 2.2374 | 2.2049 | 1.6392 | 1.5882 | 2.0008 | 2.4229 | 2.7848 | 4.0496 | 5.0831 | 5.3306 | 4.6191 | 4.1555 | 3.7841 | 3.8018 | 3.6835
2049-10-31 | 3.7346 | 3.4952 | 3.4729 | 3.5732 | 3.3722 | 3.3727 | 3.4686 | 3.1164 | 2.812 | 2.3837 | 1.7386 | 1.8523 | 2.0881 | 2.2416 | 2.7186 | 3.3298 | 3.8713 | 4.5769 | 5.665 | 5.189 | 4.5036 | 4.4746 | 4.8107 | 4.5894
2049-11-01 | 3.9517 | 3.4915 | 3.3732 | 3.1305 | 3.2925 | 3.6216 | 4.1213 | 3.8848 | 3.0116 | 2.4405 | 2.4855 | 2.1672 | 2.3164 | 2.6699 | 3.4454 | 3.5362 | 5.1671 | 6.1269 | 6.2822 | 6.0916 | 5.3072 | 4.596 | 4.4353 | 4.0799
2049-11-02 | 4.0893 | 3.7143 | 3.3996 | 3.391 | 3.6595 | 4.3029 | 4.6992 | 4.0775 | 4.5925 | 4.8589 | 4.3527 | 3.3584 | 4.1234 | 4.3048 | 3.775 | 4.1397 | 5.5192 | 5.7004 | 5.5742 | 5.064 | 4.7912 | 4.6464 | 4.4943 | 4.1071
2049-11-03 | 3.8062 | 3.5405 | 3.1221 | 3.0609 | 3.0104 | 3.308 | 3.9043 | 3.899 | 3.3083 | 2.4825 | 2.3059 | 2.3785 | 2.3567 | 3.2443 | 3.9817 | 3.827 | 5.0863 | 5.6418 | 5.2757 | 4.5799 | 4.4491 | 5.566 | 5.5703 | 4.9846
2049-11-04 | 4.5466 | 4.2444 | 4.3761 | 4.3371 | 4.1418 | 4.8386 | 5.1393 | 4.1959 | 4.0519 | 2.8184 | 2.412 | 2.4 | 2.6165 | 2.4524 | 2.6372 | 3.6521 | 4.8815 | 5.1657 | 6.0112 | 5.5704 | 5.1806 | 5.7157 | 5.8863 | 4.9628
2049-11-05 | 4.4459 | 4.1767 | 4.0893 | 3.9242 | 3.9648 | 4.1309 | 4.7378 | 3.45 | 3.116 | 2.721 | 2.1799 | 2.0217 | 2.2017 | 2.3495 | 2.2797 | 3.2357 | 4.9674 | 5.0475 | 5.4867 | 5.4211 | 4.5863 | 5.113 | 5.1813 | 5.258
2049-11-06 | 3.7775 | 3.274 | 3.3498 | 3.3134 | 3.0607 | 3.1908 | 3.2377 | 3.2636 | 2.5343 | 2.0617 | 1.736 | 1.6391 | 1.8032 | 2.1921 | 2.4553 | 2.3932 | 3.2748 | 4.3151 | 5.2014 | 4.5496 | 4.0882 | 4.1479 | 3.9086 | 3.5807
2049-11-07 | 3.4876 | 3.5568 | 3.3654 | 3.2987 | 3.4804 | 3.9711 | 4.2629 | 3.1454 | 2.5781 | 2.2578 | 2.0344 | 1.7466 | 1.6122 | 1.7042 | 2.2492 | 2.6222 | 3.2682 | 4.4221 | 5.5044 | 4.9218 | 4.2769 | 5.1508 | 4.9602 | 4.0266
2049-11-08 | 3.2997 | 3.3206 | 3.1082 | 3.0118 | 3.1918 | 3.6008 | 4.38 | 3.4562 | 2.9131 | 2.5718 | 2.1561 | 1.9257 | 2.1623 | 2.2537 | 2.8315 | 3.0716 | 4.7184 | 5.4052 | 5.9732 | 5.816 | 5.0281 | 4.3562 | 4.0175 | 4.1261
2049-11-09 | 3.7598 | 3.4112 | 3.291 | 3.5517 | 3.3049 | 3.4866 | 3.7028 | 3.6934 | 3.2644 | 2.5914 | 2.246 | 2.4303 | 2.4043 | 2.4511 | 2.9459 | 3.7358 | 4.8403 | 5.7265 | 6.1586 | 5.6338 | 4.9575 | 5.0169 | 5.1321 | 4.7104
2049-11-10 | 3.8942 | 3.3591 | 3.1888 | 3.2488 | 3.0042 | 3.179 | 3.9192 | 3.8082 | 3.2062 | 2.5394 | 2.3049 | 2.7069 | 2.8384 | 2.9347 | 3.4374 | 4.2899 | 4.6721 | 5.5399 | 6.1786 | 6.01 | 5.3983 | 5.5495 | 5.6122 | 5.2672
2049-11-11 | 4.059 | 4.0015 | 3.8981 | 3.4236 | 3.3773 | 3.7401 | 3.565 | 3.7994 | 2.9781 | 2.2564 | 2.4321 | 2.2888 | 2.0408 | 2.1609 | 2.8913 | 3.4422 | 4.3399 | 5.3307 | 5.8851 | 5.5196 | 4.689 | 5.2815 | 5.1817 | 4.434
2049-11-12 | 4.5606 | 4.5657 | 3.9108 | 4.0682 | 4.0971 | 4.6942 | 5.5922 | 4.0305 | 3.2721 | 3.205 | 2.8277 | 2.3602 | 2.4069 | 2.7106 | 2.6829 | 2.97 | 4.6535 | 5.4112 | 6.0269 | 5.6115 | 4.2908 | 4.7718 | 4.5152 | 4.5624
2049-11-13 | 4.0843 | 3.5491 | 3.6737 | 3.4028 | 3.2368 | 3.4068 | 3.8937 | 3.587 | 3.0342 | 2.4855 | 2.2452 | 2.1794 | 2.0408 | 2.2269 | 2.7036 | 2.418 | 3.2335 | 4.4739 | 4.7719 | 3.9356 | 3.9197 | 3.6668 | 3.4519 | 3.4956
2049-11-14 | 3.465 | 3.5001 | 3.4472 | 3.5654 | 2.899 | 3.1716 | 3.2352 | 3.0635 | 2.623 | 1.7331 | 1.3744 | 1.2474 | 1.316 | 1.219 | 2.0958 | 2.5737 | 2.7672 | 3.5406 | 4.6439 | 5.0031 | 4.0514 | 3.7379 | 3.6315 | 3.2774
2049-11-15 | 3.1285 | 3.1309 | 2.9787 | 2.8758 | 2.8377 | 3.2342 | 3.4178 | 3.112 | 2.6244 | 2.4629 | 2.015 | 1.7107 | 2.1063 | 2.3592 | 2.2656 | 2.9347 | 4.0462 | 5.1757 | 5.8414 | 5.0669 | 4.1973 | 4.6512 | 4.7803 | 4.5104
2049-11-16 | 3.7565 | 3.1838 | 3.3299 | 3.1634 | 3.0964 | 3.2507 | 3.8041 | 4.0335 | 2.9954 | 2.7548 | 2.5745 | 2.5315 | 2.5023 | 2.6232 | 2.9966 | 3.6789 | 4.8735 | 5.8467 | 6.1346 | 5.6112 | 4.728 | 4.8646 | 4.8474 | 4.783
2049-11-17 | 3.9438 | 3.8565 | 3.6596 | 3.8377 | 3.8649 | 4.0918 | 4.7365 | 4.0684 | 3.6164 | 3.4121 | 2.9519 | 2.1763 | 1.9959 | 2.5345 | 2.559 | 3.4177 | 4.6833 | 5.3965 | 6.1556 | 5.4931 | 4.5597 | 5.3147 | 5.2426 | 5.1775
2049-11-18 | 4.6955 | 4.0173 | 4.3737 | 4.4421 | 4.0634 | 4.5691 | 5.0519 | 3.8736 | 3.7639 | 2.9782 | 2.7747 | 2.8564 | 3.1296 | 2.8924 | 3.5216 | 4.3903 | 5.1707 | 5.8577 | 6.1908 | 5.783 | 4.9137 | 5.0375 | 5.4686 | 4.8913
2049-11-19 | 4.04 | 3.8071 | 4.0746 | 3.9117 | 3.8468 | 4.2584 | 4.2368 | 4.5512 | 4.1622 | 3.5962 | 2.9244 | 3.1711 | 3.6844 | 4.0413 | 3.6658 | 3.9923 | 4.8938 | 5.4621 | 5.6362 | 4.7945 | 4.0806 | 4.9217 | 5.0645 | 5.0711
2049-11-20 | 4.4488 | 3.4539 | 3.2614 | 3.354 | 3.1534 | 3.1501 | 3.3271 | 3.3762 | 2.9637 | 2.3608 | 1.9809 | 2.3184 | 2.4983 | 2.5846 | 3.0029 | 3.0707 | 3.4159 | 4.498 | 4.8044 | 3.9935 | 3.9211 | 3.8173 | 3.467 | 3.5879
2049-11-21 | 3.6055 | 3.5208 | 3.2397 | 3.2428 | 3.2076 | 3.3708 | 3.6376 | 3.3347 | 3.1851 | 2.9846 | 2.4361 | 2.249 | 1.7534 | 1.8753 | 2.2586 | 2.6399 | 3.2678 | 4.2933 | 4.7692 | 4.3378 | 4.1399 | 4.0472 | 4.2347 | 4.3737
2049-11-22 | 4.0394 | 3.3757 | 3.2516 | 3.2552 | 3.2504 | 3.5901 | 4.1866 | 3.7335 | 3.1391 | 2.4059 | 2.0975 | 2.2431 | 2.4629 | 2.5302 | 2.583 | 3.4073 | 4.2644 | 5.1633 | 5.9683 | 5.5253 | 4.8836 | 4.8622 | 5.1458 | 4.9986
2049-11-23 | 4.4392 | 4.2617 | 4.0509 | 3.7065 | 3.6845 | 3.9656 | 4.1663 | 3.7051 | 3.1164 | 3.1903 | 2.7661 | 2.6774 | 2.7062 | 2.883 | 3.1196 | 3.4756 | 4.8283 | 5.6872 | 6.1631 | 5.8849 | 4.8899 | 4.9901 | 4.913 | 4.8652
2049-11-24 | 4.1878 | 3.8796 | 3.6965 | 3.7614 | 3.9294 | 3.9529 | 4.0263 | 3.9839 | 3.3607 | 2.8356 | 2.5664 | 2.3612 | 2.3154 | 2.4474 | 2.7455 | 3.4927 | 4.5632 | 5.0476 | 5.9209 | 5.4428 | 4.6106 | 5.042 | 5.5396 | 4.6659
2049-11-25 | 4.175 | 4.4561 | 3.7448 | 3.3064 | 3.2948 | 3.617 | 3.9086 | 4.0583 | 4.1149 | 3.7095 | 2.8119 | 3.0825 | 2.5417 | 2.2404 | 2.3093 | 3.0283 | 3.6208 | 4.0825 | 4.5543 | 4.3328 | 3.6724 | 3.9322 | 4.1504 | 3.807
2049-11-26 | 3.6866 | 3.5309 | 3.5071 | 3.1891 | 3.0385 | 3.2188 | 3.1992 | 3.3672 | 3.0387 | 2.5405 | 2.1791 | 2.0131 | 2.1064 | 2.6878 | 2.6078 | 3.2457 | 4.8162 | 5.6005 | 5.9311 | 4.9077 | 4.3239 | 4.9638 | 5.4145 | 5.4461
2049-11-27 | 4.3201 | 4.0402 | 3.5281 | 3.2733 | 3.2194 | 3.5405 | 3.5503 | 3.283 | 2.878 | 2.41 | 2.0719 | 1.8514 | 1.7264 | 1.9314 | 2.2784 | 2.9615 | 3.825 | 4.2337 | 5.1835 | 4.6203 | 3.7322 | 3.8101 | 3.9069 | 3.4187
2049-11-28 | 3.3981 | 3.5449 | 3.4078 | 3.1685 | 3.1386 | 3.3091 | 3.1951 | 2.9592 | 2.4636 | 2.0596 | 1.7089 | 1.4792 | 2.1319 | 2.312 | 2.5061 | 3.01 | 3.9699 | 4.7923 | 5.6386 | 5.2488 | 4.2446 | 4.6167 | 5.024 | 4.6681
2049-11-29 | 3.935 | 3.8663 | 3.9063 | 3.6724 | 3.8117 | 4.2858 | 5.5229 | 4.42 | 3.9787 | 3.4635 | 2.869 | 2.6069 | 2.75 | 2.909 | 2.968 | 3.4727 | 4.691 | 5.7148 | 6.2386 | 5.9842 | 5.1913 | 5.4867 | 5.1755 | 4.6808
2049-11-30 | 4.3694 | 4.465 | 4.3871 | 3.9422 | 3.8982 | 4.5044 | 5.4786 | 4.6522 | 3.5521 | 2.9223 | 2.2997 | 1.9981 | 2.2736 | 2.7347 | 2.8476 | 3.6225 | 4.8511 | 5.544 | 6.1537 | 5.9309 | 5.3619 | 5.3439 | 5.2338 | 5.029
2049-12-01 | 4.7564 | 4.0428 | 3.8435 | 3.9519 | 4.3286 | 4.42 | 4.8818 | 4.0499 | 3.3937 | 2.8237 | 2.5018 | 2.3747 | 2.3142 | 2.4302 | 2.9698 | 3.613 | 4.7898 | 5.1985 | 5.9771 | 5.7915 | 5.3804 | 5.4655 | 5.2342 | 4.5492
2049-12-02 | 4.0762 | 3.8426 | 3.6412 | 3.2729 | 3.1621 | 3.4645 | 4.4645 | 4.1439 | 3.5918 | 3.0261 | 2.4663 | 1.984 | 2.1563 | 2.4247 | 2.4739 | 3.4847 | 4.6114 | 5.3745 | 6.016 | 5.7452 | 4.9065 | 4.2645 | 4.2502 | 4.2755
2049-12-03 | 3.8741 | 3.4692 | 3.597 | 3.3116 | 3.1549 | 3.2539 | 3.7826 | 3.9556 | 3.3134 | 3.0667 | 2.8653 | 2.5708 | 2.5038 | 2.8399 | 2.9584 | 3.5105 | 4.6769 | 5.4083 | 5.8796 | 5.3054 | 4.9781 | 4.5865 | 4.5587 | 4.4007
2049-12-04 | 3.7704 | 3.4973 | 3.1496 | 3.2072 | 3.4032 | 3.5676 | 3.6668 | 3.5705 | 3.0366 | 2.4507 | 1.9746 | 2.2281 | 2.5896 | 2.2823 | 2.5559 | 2.7323 | 3.3054 | 4.1179 | 5.122 | 4.652 | 4.3186 | 4.1471 | 3.7861 | 3.552
2049-12-05 | 3.8101 | 3.8228 | 3.5317 | 3.2297 | 3.0779 | 3.0965 | 3.2056 | 2.992 | 2.4339 | 2.0542 | 1.6693 | 1.5073 | 1.8889 | 2.1128 | 2.4152 | 2.7506 | 3.3571 | 4.184 | 5.3556 | 5.0404 | 4.4067 | 3.654 | 3.7771 | 3.6051
2049-12-06 | 3.3847 | 3.3184 | 3.2823 | 3.2273 | 3.2625 | 3.51 | 4.2339 | 4.3927 | 3.2853 | 2.881 | 2.8083 | 2.4178 | 2.3527 | 2.9413 | 3.2219 | 3.7768 | 4.7788 | 5.4743 | 6.0403 | 5.563 | 4.9236 | 4.457 | 4.1028 | 4.0816
2049-12-07 | 3.7407 | 3.3899 | 3.3932 | 3.4766 | 3.239 | 3.5626 | 4.2129 | 4.2307 | 4.0023 | 3.2633 | 2.7517 | 2.8441 | 2.9213 | 3.2238 | 3.5785 | 3.9658 | 4.5935 | 5.5904 | 5.918 | 5.6845 | 5.0051 | 4.3593 | 4.4198 | 3.7888
2049-12-08 | 3.436 | 3.3277 | 3.3127 | 3.1557 | 3.1932 | 3.4935 | 4.0003 | 4.1945 | 3.7053 | 3.0194 | 2.4874 | 2.1964 | 2.1905 | 2.503 | 2.6327 | 3.1045 | 4.4637 | 5.3166 | 6.0135 | 5.6848 | 4.9975 | 4.6035 | 4.2682 | 4.2403
2049-12-09 | 3.9585 | 3.494 | 3.591 | 3.4367 | 3.3116 | 3.4999 | 4.1049 | 4.2627 | 3.9153 | 3.2756 | 2.7512 | 2.6273 | 2.7874 | 2.8387 | 3.3131 | 3.7343 | 4.277 | 4.9353 | 5.8058 | 5.4333 | 4.5412 | 4.2861 | 4.3315 | 3.7715
2049-12-10 | 3.5296 | 3.3569 | 3.1209 | 3.0387 | 2.9768 | 3.2364 | 3.9392 | 3.6081 | 3.3309 | 3.2202 | 2.6345 | 2.134 | 2.16 | 2.7515 | 2.7387 | 3.6191 | 4.4488 | 5.0276 | 5.5054 | 5.1567 | 4.467 | 4.8301 | 5.1254 | 5.2432
2049-12-11 | 3.9205 | 3.3486 | 3.2453 | 3.2151 | 3.172 | 3.2984 | 3.5873 | 3.6386 | 3.4428 | 3.1048 | 2.7919 | 2.2164 | 2.182 | 2.5326 | 2.6288 | 2.6377 | 3.1728 | 3.6775 | 3.7545 | 3.4641 | 3.5009 | 3.4509 | 3.4687 | 3.2161
2049-12-12 | 3.2952 | 3.1929 | 3.1157 | 3.0776 | 3.0559 | 3.208 | 3.3425 | 3.1626 | 2.551 | 2.0819 | 1.6993 | 1.4513 | 1.2966 | 1.3976 | 1.5443 | 2.147 | 2.8277 | 3.7654 | 4.6232 | 4.3945 | 3.9222 | 4.3402 | 4.5727 | 4.2467
2049-12-13 | 3.992 | 3.4015 | 3.1265 | 3.0798 | 3.1176 | 3.378 | 4.0381 | 4.1024 | 3.1245 | 2.5443 | 2.3817 | 2.1364 | 2.2067 | 2.2368 | 2.6355 | 3.1578 | 4.3308 | 5.2481 | 5.6905 | 5.1511 | 4.5223 | 4.1685 | 3.9744 | 3.6578
2049-12-14 | 3.4201 | 3.2332 | 3.2466 | 3.1537 | 3.2001 | 3.5439 | 4.3722 | 4.4595 | 3.7457 | 3.0889 | 2.5464 | 2.083 | 2.3222 | 2.6061 | 2.5599 | 3.6237 | 4.717 | 5.4743 | 5.8998 | 5.8415 | 5.1977 | 5.4532 | 5.4797 | 4.9856
2049-12-15 | 4.6028 | 4.599 | 4.4075 | 4.2273 | 4.204 | 4.633 | 5.1208 | 4.3719 | 3.8245 | 3.2592 | 2.7871 | 2.6831 | 2.6765 | 2.918 | 3.3236 | 4.1311 | 4.6501 | 5.1139 | 5.9811 | 5.6795 | 5.1994 | 5.4757 | 5.0825 | 4.4928
2049-12-16 | 4.1153 | 3.8947 | 4.0427 | 3.6551 | 3.4811 | 3.9847 | 4.6262 | 3.9493 | 3.3 | 2.8332 | 2.7205 | 2.1597 | 1.9927 | 2.0749 | 2.5314 | 2.9599 | 3.7426 | 4.6396 | 5.5737 | 5.3164 | 4.866 | 5.1894 | 5.1948 | 4.6494
2049-12-17 | 4.1049 | 3.7959 | 3.7129 | 3.6849 | 3.6789 | 3.7547 | 3.8211 | 3.8843 | 3.7315 | 3.2558 | 2.807 | 2.638 | 2.6747 | 2.679 | 2.8804 | 3.2778 | 4.1289 | 4.7417 | 5.2477 | 4.9444 | 4.0889 | 4.0604 | 3.9377 | 3.7666
2049-12-18 | 3.7029 | 3.6543 | 3.6668 | 3.6076 | 3.585 | 3.3703 | 3.4552 | 3.558 | 3.0335 | 2.7415 | 2.5352 | 1.9573 | 1.7569 | 2.0125 | 1.9624 | 2.2322 | 3.0727 | 4.2249 | 4.9347 | 4.783 | 4.645 | 4.0576 | 3.7804 | 3.4997
2049-12-19 | 3.3591 | 3.257 | 3.0018 | 2.8909 | 2.7172 | 2.7536 | 2.9501 | 2.9602 | 2.4903 | 1.8927 | 1.6985 | 1.5312 | 1.5106 | 1.5475 | 1.8349 | 2.4293 | 3.036 | 3.787 | 4.9751 | 4.6609 | 4.5798 | 4.7777 | 4.4758 | 4.1962
2049-12-20 | 4.2108 | 3.3862 | 3.2428 | 2.9795 | 3.0923 | 3.3127 | 3.9193 | 4.0539 | 3.2397 | 2.6008 | 2.258 | 1.9324 | 2.0411 | 2.0217 | 2.2674 | 3.0804 | 3.8162 | 4.6868 | 5.6887 | 5.3203 | 4.7435 | 4.714 | 4.5741 | 4.0567
2049-12-21 | 3.5392 | 3.244 | 3.1234 | 3.0862 | 3.0835 | 3.282 | 3.7555 | 3.4433 | 2.7295 | 2.1996 | 1.9824 | 1.9755 | 2.262 | 2.3782 | 2.8081 | 3.9124 | 4.5147 | 5.3595 | 5.4491 | 4.9734 | 4.5815 | 5.1001 | 5.3566 | 4.9912
2049-12-22 | 4.3356 | 4.0031 | 3.8116 | 3.7186 | 3.7929 | 4.3155 | 4.9707 | 4.3294 | 3.6367 | 2.7923 | 2.2021 | 1.9482 | 1.8198 | 1.8275 | 2.0772 | 2.5151 | 3.5456 | 4.6049 | 5.182 | 5.1268 | 4.8495 | 5.0471 | 5.0229 | 5.0111
2049-12-23 | 4.5868 | 4.1653 | 3.68 | 3.6723 | 3.6886 | 4.1212 | 4.7178 | 3.957 | 3.3486 | 2.9946 | 2.6759 | 2.65 | 2.4883 | 2.5134 | 2.6045 | 3.2825 | 4.0257 | 4.8923 | 5.7021 | 5.4038 | 4.9298 | 5.2727 | 5.3193 | 4.5175
2049-12-24 | 3.8733 | 3.5661 | 3.548 | 3.7343 | 3.8642 | 4.0827 | 4.83 | 4.2329 | 3.5299 | 2.9445 | 2.3898 | 2.2318 | 2.1327 | 2.3595 | 2.2403 | 2.5715 | 3.4254 | 4.3008 | 5.1626 | 5.063 | 4.5843 | 5.3977 | 5.5331 | 4.9691
2049-12-25 | 3.9004 | 3.6655 | 3.5478 | 3.4588 | 3.3461 | 3.1835 | 3.3518 | 3.4913 | 2.7755 | 2.0944 | 1.7095 | 1.5401 | 1.4552 | 1.6612 | 2.0905 | 2.7229 | 3.4646 | 4.5488 | 5.1733 | 4.8737 | 4.4919 | 4.2641 | 4.0913 | 3.5954
2049-12-26 | 3.5386 | 3.5691 | 3.5248 | 3.7248 | 3.6234 | 3.7566 | 3.4982 | 3.2963 | 2.7636 | 2.1661 | 1.6649 | 1.3296 | 1.3948 | 1.5217 | 1.9255 | 2.4042 | 3.3971 | 4.1897 | 5.0842 | 5.0275 | 4.69 | 4.4205 | 4.1306 | 3.8992
2049-12-27 | 3.626 | 3.221 | 3.1125 | 3.0536 | 3.1131 | 3.3016 | 3.619 | 3.7091 | 3.6386 | 3.1987 | 2.8056 | 2.8425 | 2.8761 | 3.3246 | 3.5254 | 4.2137 | 5.1368 | 5.7882 | 5.7243 | 4.6745 | 4.3594 | 4.8556 | 4.9744 | 4.9851
2049-12-28 | 4.5833 | 4.314 | 4.0645 | 3.1645 | 3.1272 | 3.2957 | 3.5424 | 3.6875 | 3.3902 | 2.9743 | 2.6009 | 2.4675 | 2.2217 | 2.1557 | 2.2862 | 2.5943 | 3.7847 | 4.9588 | 5.1795 | 4.8277 | 4.4083 | 4.2545 | 4.1529 | 3.8809
2049-12-29 | 3.7428 | 3.4148 | 3.1724 | 3.0761 | 3.1123 | 3.2709 | 3.5168 | 3.7606 | 3.5444 | 3.1925 | 2.9512 | 2.6912 | 2.6954 | 2.6502 | 2.821 | 3.5012 | 4.4439 | 5.5684 | 5.9319 | 5.9701 | 5.5026 | 5.3101 | 5.0336 | 4.8029
2049-12-30 | 4.5961 | 4.4408 | 4.2156 | 4.124 | 3.8498 | 4.0852 | 4.4935 | 4.0282 | 3.5413 | 3.224 | 2.6355 | 2.2636 | 2.1005 | 2.2272 | 2.4583 | 3.5856 | 4.5598 | 5.4775 | 6.0127 | 5.8212 | 5.1234 | 5.5237 | 5.5882 | 5.4454
2049-12-31 | 4.8898 | 4.4774 | 3.9085 | 3.8266 | 3.9113 | 3.9668 | 4.5022 | 3.9954 | 3.567 | 3.5584 | 3.7632 | 3.6332 | 3.5749 | 3.8454 | 3.9558 | 3.8426 | 4.4801 | 5.3788 | 5.7058 | 5.3272 | 4.7939 | 4.6754 | 4.5419 | 4.4318
2050-01-01 | 3.5156 | 3.3994 | 3.4102 | 3.0344 | 2.9148 | 2.909 | 3.0913 | 3.1382 | 2.63 | 2.3948 | 2.2141 | 1.6628 | 1.3835 | 1.6225 | 2.0339 | 2.2011 | 2.9765 | 4.1829 | 5.1194 | 5.0407 | 3.8443 | 3.9278 | 3.824 | 3.7384
2050-01-02 | 3.8808 | 3.6593 | 3.3084 | 3.1424 | 2.9679 | 3.1745 | 3.1777 | 3.2213 | 2.7333 | 2.3147 | 1.8978 | 1.623 | 1.3025 | 1.6371 | 2.0467 | 2.3223 | 2.7209 | 4.3418 | 5.4218 | 5.2757 | 4.5303 | 3.616 | 3.5389 | 3.23
2050-01-03 | 3.6511 | 3.6907 | 3.1598 | 2.9691 | 3.131 | 3.0226 | 2.9006 | 2.902 | 2.4396 | 2.2037 | 1.9376 | 1.7165 | 1.3851 | 1.457 | 1.5992 | 2.1334 | 3.1778 | 4.5765 | 5.3237 | 5.3832 | 4.9033 | 4.5661 | 4.1537 | 4.0215
2050-01-04 | 3.2971 | 3.0692 | 3.1863 | 3.1197 | 2.979 | 3.3786 | 3.3732 | 3.4708 | 3.1482 | 2.637 | 2.0343 | 1.7547 | 1.8189 | 1.907 | 2.0554 | 2.5417 | 4.0741 | 4.958 | 5.832 | 5.73 | 5.2009 | 4.5496 | 4.4132 | 3.9543
2050-01-05 | 3.8724 | 3.3645 | 3.261 | 3.1401 | 3.0736 | 3.6037 | 3.6314 | 3.5369 | 3.1704 | 2.5986 | 2.123 | 1.8104 | 1.5237 | 1.7169 | 1.9503 | 2.4668 | 3.7277 | 4.8819 | 5.6221 | 5.6805 | 5.137 | 4.7634 | 4.317 | 4.3109
2050-01-06 | 3.7247 | 3.2724 | 3.5539 | 3.3039 | 3.1018 | 3.1784 | 3.3885 | 3.557 | 3.2156 | 2.4115 | 2.1307 | 1.7335 | 1.5618 | 1.6487 | 1.9757 | 2.6355 | 3.4467 | 4.4675 | 5.8106 | 5.737 | 4.6818 | 4.2611 | 4.1683 | 4.1176
2050-01-07 | 3.4776 | 3.1611 | 3.259 | 3.1952 | 2.981 | 3.3385 | 3.6488 | 3.8754 | 3.6452 | 2.9311 | 2.294 | 1.8352 | 1.6772 | 1.839 | 2.0799 | 2.555 | 3.4084 | 4.1878 | 5.3388 | 4.306 | 3.884 | 4.6553 | 4.8201 | 4.4893
2050-01-08 | 3.3168 | 3.203 | 3.2204 | 3.0313 | 2.9133 | 2.9076 | 3.091 | 3.1462 | 2.5645 | 2.3517 | 2.1178 | 1.5216 | 1.3427 | 1.5614 | 1.938 | 2.1143 | 2.9474 | 4.182 | 5.1116 | 5.0859 | 3.8362 | 3.9408 | 3.8017 | 3.4938
2050-01-09 | 3.666 | 3.4539 | 3.1091 | 2.9969 | 2.9687 | 3.1743 | 3.1781 | 3.2527 | 2.7863 | 2.3723 | 1.9859 | 1.6624 | 1.2683 | 1.582 | 1.9446 | 2.1885 | 2.6833 | 4.3777 | 5.4544 | 5.2645 | 4.548 | 3.6444 | 3.5541 | 3.2411
2050-01-10 | 3.4005 | 3.1484 | 3.0271 | 2.9675 | 3.0938 | 3.3858 | 3.4759 | 3.6085 | 3.3592 | 2.4195 | 2.115 | 1.8953 | 1.8845 | 1.9955 | 2.0751 | 2.4907 | 3.8263 | 4.9342 | 5.8982 | 5.5019 | 4.6012 | 4.3806 | 4.4112 | 4.1686
2050-01-11 | 3.7696 | 3.2954 | 3.1888 | 3.2571 | 2.9643 | 3.1691 | 3.9997 | 4.2935 | 3.9462 | 3.2998 | 2.5934 | 2.1693 | 2.0793 | 2.2276 | 2.5255 | 3.5195 | 4.4297 | 4.9295 | 6.1133 | 6.1208 | 5.6253 | 5.0238 | 4.7061 | 4.5168
2050-01-12 | 3.6838 | 3.4212 | 3.2631 | 3.1343 | 3.0093 | 3.682 | 4.0185 | 4.132 | 3.6094 | 2.9436 | 2.3013 | 1.8966 | 2.2646 | 2.3182 | 2.2544 | 2.5878 | 4.0631 | 5.3868 | 6.1434 | 5.8859 | 4.9536 | 4.8879 | 4.4538 | 4.2734
2050-01-13 | 4.0282 | 3.6773 | 3.2393 | 3.144 | 3.0157 | 3.7739 | 4.4 | 4.5986 | 3.9532 | 3.4859 | 2.9037 | 2.3265 | 2.6889 | 2.4133 | 2.6504 | 3.4406 | 4.6766 | 5.0487 | 6.0773 | 6.1841 | 5.663 | 5.2121 | 4.8789 | 4.7041
2050-01-14 | 3.9587 | 3.4638 | 3.2801 | 3.1429 | 2.9704 | 3.2965 | 4.4966 | 4.3566 | 3.3653 | 2.3923 | 2.0027 | 1.7594 | 1.8697 | 2.3285 | 2.3425 | 2.7501 | 3.9657 | 4.6212 | 5.3203 | 5.5666 | 5.0794 | 4.9776 | 4.7811 | 4.6233
2050-01-15 | 3.8306 | 3.1827 | 3.0821 | 3.1954 | 2.8732 | 2.8726 | 3.233 | 3.4799 | 3.055 | 2.4679 | 2.1324 | 1.9407 | 1.9495 | 1.768 | 2.2427 | 2.557 | 2.8814 | 3.6326 | 5.2592 | 5.2177 | 4.1998 | 4.3751 | 4.534 | 3.6304
2050-01-16 | 3.3533 | 3.2245 | 3.4261 | 3.1612 | 2.9726 | 2.9788 | 3.0659 | 2.9917 | 2.6318 | 2.1038 | 1.7126 | 1.1668 | 1.0836 | 1.1193 | 1.6028 | 2.0947 | 2.5333 | 3.4736 | 5.16 | 5.1378 | 4.5913 | 3.7736 | 3.5526 | 3.3353
2050-01-17 | 3.2344 | 2.9529 | 2.8298 | 2.8382 | 3.055 | 3.4672 | 3.5964 | 3.6113 | 3.5302 | 2.7636 | 2.1608 | 1.9628 | 2.0959 | 1.9504 | 2.1995 | 2.5891 | 3.5862 | 4.6932 | 5.7542 | 5.2926 | 4.5701 | 4.2049 | 4.5094 | 3.7778
2050-01-18 | 3.2906 | 3.3047 | 3.1695 | 3.1368 | 2.9807 | 3.1154 | 3.9008 | 3.7465 | 3.0807 | 2.4936 | 1.9747 | 1.7499 | 1.6444 | 1.6842 | 2.1397 | 2.3736 | 3.3152 | 5.367 | 6.0924 | 6.0334 | 5.2937 | 4.9104 | 4.5555 | 4.0349
2050-01-19 | 3.9392 | 3.5464 | 3.278 | 3.2237 | 3.0068 | 3.3391 | 4.6092 | 5.1526 | 4.3018 | 3.4466 | 3.2007 | 2.5509 | 2.3625 | 2.2131 | 2.3636 | 3.1632 | 4.2578 | 5.0475 | 6.0953 | 6.1258 | 5.4899 | 5.0135 | 4.5155 | 4.1073
2050-01-20 | 4.094 | 3.4921 | 3.2596 | 3.1935 | 3.4279 | 3.4625 | 4.1825 | 3.9787 | 3.7848 | 2.9931 | 2.485 | 2.0667 | 1.9815 | 2.1092 | 2.4638 | 2.6935 | 3.5867 | 4.7334 | 6.0969 | 5.5792 | 5.0301 | 4.7233 | 4.6229 | 4.3201
2050-01-21 | 3.5659 | 3.4034 | 3.3202 | 3.2531 | 3.1753 | 3.8303 | 4.4335 | 4.7137 | 4.3758 | 3.3627 | 2.4119 | 2.3132 | 2.2898 | 2.441 | 2.5814 | 4.0385 | 4.7378 | 4.83 | 5.6804 | 5.8096 | 5.2184 | 4.8301 | 4.9359 | 4.5527
2050-01-22 | 3.4334 | 3.2663 | 3.4027 | 3.1069 | 3.0769 | 3.197 | 3.3887 | 3.5044 | 2.9372 | 2.4661 | 2.0309 | 1.7963 | 1.8231 | 1.9975 | 2.2547 | 2.4186 | 2.924 | 4.4668 | 5.7218 | 5.3928 | 4.7571 | 4.298 | 4.22 | 4.181
2050-01-23 | 3.5701 | 3.2957 | 3.1774 | 3.3479 | 2.9688 | 3.114 | 3.2828 | 3.6411 | 3.3718 | 2.6528 | 2.2192 | 1.9213 | 1.6973 | 1.7394 | 2.1406 | 2.5407 | 2.7211 | 3.7781 | 5.5319 | 5.5226 | 4.9014 | 4.1555 | 3.6833 | 3.578
2050-01-24 | 3.1087 | 2.7774 | 2.7557 | 2.9846 | 2.9482 | 3.2133 | 3.866 | 4.3387 | 3.332 | 2.5222 | 2.1412 | 1.7535 | 1.6868 | 1.8557 | 2.3309 | 2.9775 | 3.6362 | 4.9226 | 6.1725 | 5.8563 | 5.3503 | 4.9078 | 4.3968 | 3.8913
2050-01-25 | 4.0794 | 3.7286 | 3.4077 | 3.4947 | 3.5303 | 3.6852 | 4.6728 | 4.9812 | 4.8204 | 4.0951 | 3.5199 | 3.165 | 2.4717 | 2.6158 | 3.4236 | 4.0255 | 4.7282 | 4.8714 | 6.0306 | 6.1175 | 5.6728 | 5.3397 | 4.8338 | 4.27
2050-01-26 | 4.072 | 3.7168 | 3.4928 | 3.4219 | 3.1412 | 3.261 | 4.3487 | 4.8094 | 3.9137 | 3.0891 | 2.4185 | 1.8998 | 1.7481 | 1.821 | 2.1664 | 3.0422 | 3.7631 | 4.5728 | 6.0463 | 6.1101 | 5.5936 | 5.1713 | 4.7575 | 4.1852
2050-01-27 | 4.0876 | 3.4812 | 3.2681 | 3.3659 | 3.1983 | 3.6391 | 4.698 | 5.1513 | 4.8643 | 4.133 | 3.2918 | 3.0085 | 3.1142 | 3.2639 | 3.4579 | 3.9007 | 4.1538 | 4.6545 | 5.8451 | 5.9542 | 5.3625 | 4.8822 | 4.5157 | 4.325
2050-01-28 | 3.5532 | 3.3118 | 3.3074 | 3.2795 | 3.1373 | 3.61 | 3.8803 | 3.842 | 3.5312 | 2.7425 | 2.2389 | 1.9756 | 2.0364 | 2.0714 | 2.205 | 2.9068 | 4.1176 | 5.0218 | 5.8171 | 5.5796 | 5.0072 | 5.2011 | 5.2268 | 4.789
2050-01-29 | 3.6161 | 3.2109 | 3.2704 | 3.2137 | 3.0733 | 3.3038 | 3.8146 | 3.8818 | 3.552 | 2.6715 | 2.0545 | 2.092 | 2.0757 | 2.4397 | 2.8879 | 3.5158 | 3.9204 | 4.0652 | 4.9144 | 4.9478 | 4.448 | 4.3912 | 4.1576 | 3.9271
2050-01-30 | 3.6183 | 3.1501 | 3.1732 | 3.1919 | 2.9485 | 2.9192 | 3.145 | 2.9995 | 2.5682 | 2.1721 | 2.1692 | 1.9693 | 1.9189 | 1.846 | 2.2944 | 2.2851 | 2.4675 | 3.6802 | 5.2672 | 5.4613 | 4.8096 | 3.6868 | 3.6362 | 3.4304
2050-01-31 | 3.2546 | 3.0958 | 3.0269 | 3.1139 | 3.0251 | 3.3686 | 4.3374 | 4.9968 | 3.8474 | 2.7148 | 2.6984 | 2.2282 | 2.1102 | 2.2051 | 2.8419 | 3.0353 | 3.8563 | 5.1567 | 6.0485 | 6.0489 | 5.6228 | 5.4144 | 4.6075 | 4.1563
2050-02-01 | 3.7786 | 3.3472 | 3.2763 | 3.4013 | 3.338 | 3.4094 | 4.2301 | 4.1699 | 3.6944 | 2.967 | 2.4087 | 1.9149 | 2.018 | 2.3274 | 2.5537 | 2.818 | 3.535 | 5.0065 | 6.1442 | 6.1356 | 5.4556 | 4.8225 | 4.5172 | 4.11
2050-02-02 | 4.2144 | 3.6029 | 3.3799 | 3.2606 | 3.1436 | 3.765 | 5.0142 | 5.2621 | 4.869 | 4.6095 | 3.6455 | 3.2219 | 2.9331 | 2.4659 | 3.1082 | 3.5802 | 4.3374 | 5.3197 | 6.1259 | 5.9307 | 4.8149 | 4.9415 | 5.0836 | 4.2464
2050-02-03 | 3.9067 | 3.9133 | 3.516 | 3.4857 | 3.2367 | 3.5188 | 4.804 | 4.7104 | 4.3413 | 3.6939 | 3.3325 | 2.5328 | 2.9509 | 3.2416 | 3.2191 | 2.8956 | 3.7325 | 5.0591 | 6.2047 | 6.2188 | 5.5573 | 5.079 | 4.7089 | 4.2507
2050-02-04 | 3.8356 | 3.7679 | 3.3294 | 3.2842 | 3.3786 | 3.7814 | 4.8877 | 5.3775 | 4.9038 | 3.698 | 3.7947 | 3.0044 | 2.4509 | 2.147 | 2.4637 | 3.3297 | 3.6928 | 4.4998 | 5.8903 | 5.8718 | 4.8093 | 5.4213 | 5.3375 | 4.2875
2050-02-05 | 3.6715 | 3.5306 | 3.2457 | 3.0125 | 2.7539 | 2.8885 | 3.1291 | 3.1438 | 2.6046 | 2.3631 | 2.1886 | 1.9327 | 1.6825 | 1.8035 | 2.2211 | 2.7708 | 3.8532 | 4.0975 | 5.2253 | 5.4538 | 5.0017 | 4.578 | 4.4228 | 4.0522
2050-02-06 | 3.6601 | 3.5454 | 3.744 | 3.4033 | 3.2208 | 3.275 | 3.4604 | 3.7602 | 3.6997 | 3.1811 | 2.6911 | 2.6994 | 3.0003 | 2.9453 | 2.5164 | 2.6858 | 2.7172 | 3.3962 | 5.1299 | 5.459 | 4.945 | 4.3548 | 3.8651 | 3.6148
2050-02-07 | 3.5777 | 3.5166 | 3.2505 | 3.1259 | 3.0657 | 3.2234 | 4.2588 | 4.3936 | 3.3274 | 3.7367 | 3.6197 | 2.5988 | 2.3726 | 1.9726 | 2.5594 | 3.5938 | 4.5343 | 5.7778 | 6.0711 | 5.6101 | 4.5849 | 4.7986 | 4.2109 | 3.601
2050-02-08 | 3.4398 | 3.4035 | 3.1006 | 2.9477 | 2.9104 | 3.3903 | 3.92 | 4.1387 | 3.7819 | 2.7345 | 2.9154 | 3.1263 | 3.1915 | 2.401 | 2.5381 | 2.3292 | 3.5839 | 4.3924 | 5.6454 | 6.051 | 5.2646 | 4.8316 | 5.1324 | 4.1947
2050-02-09 | 3.511 | 3.3474 | 3.188 | 3.184 | 2.9705 | 3.0847 | 3.6482 | 3.7832 | 3.3212 | 2.5868 | 2.0495 | 2.1746 | 2.323 | 2.3703 | 2.2052 | 2.4759 | 3.7317 | 4.9181 | 5.8864 | 5.8789 | 5.4811 | 4.6862 | 4.337 | 4.2238
2050-02-10 | 3.7149 | 3.2826 | 3.1938 | 3.1056 | 3.1153 | 3.3169 | 3.9852 | 3.758 | 3.5194 | 2.6999 | 2.5181 | 2.1966 | 2.0088 | 1.7916 | 2.0461 | 2.51 | 3.0921 | 4.2047 | 5.0847 | 5.2375 | 4.9043 | 4.5786 | 3.9675 | 3.789
2050-02-11 | 3.4665 | 3.2423 | 3.1514 | 3.1053 | 3.0216 | 3.2158 | 3.9349 | 4.1765 | 3.4938 | 2.5443 | 1.843 | 1.5492 | 1.4979 | 1.5849 | 1.9319 | 2.395 | 2.7398 | 3.6326 | 5.3265 | 5.1612 | 4.2006 | 4.7112 | 4.2194 | 3.704
2050-02-12 | 3.1807 | 3.155 | 2.9312 | 2.8277 | 2.8207 | 3.0724 | 3.295 | 3.0018 | 2.341 | 2.0229 | 1.6157 | 1.1864 | 1.0782 | 1.153 | 1.4237 | 1.8901 | 2.4308 | 3.3441 | 4.1199 | 4.5133 | 4.0763 | 3.8712 | 3.5323 | 3.3724
2050-02-13 | 3.3542 | 3.0515 | 2.9724 | 2.9175 | 2.8054 | 2.8197 | 2.7852 | 3.0342 | 2.7153 | 2.2498 | 1.8923 | 1.3499 | 1.0705 | 1.2187 | 1.636 | 1.8912 | 2.4112 | 3.193 | 4.9901 | 5.3509 | 4.6962 | 3.7593 | 3.3806 | 3.1679
2050-02-14 | 3.0347 | 3.0159 | 2.8079 | 2.7614 | 3.0165 | 3.5077 | 3.9458 | 3.8044 | 3.2944 | 2.4887 | 2.0636 | 2.1287 | 1.9651 | 1.954 | 2.2708 | 2.7354 | 3.783 | 4.7513 | 5.7394 | 5.7496 | 5.1478 | 4.9045 | 4.4701 | 4.3654
2050-02-15 | 3.6851 | 3.3102 | 3.1882 | 3.2677 | 3.1834 | 3.2891 | 4.0337 | 3.8974 | 4.3903 | 3.8389 | 3.0319 | 2.8032 | 2.6286 | 3.1235 | 3.3052 | 3.6956 | 4.302 | 5.049 | 6.1441 | 6.1274 | 5.5064 | 5.1082 | 4.8152 | 4.0954
2050-02-16 | 3.5832 | 3.3098 | 3.2205 | 3.4571 | 3.31 | 3.4469 | 3.7962 | 3.9222 | 4.0665 | 3.7032 | 3.1533 | 3.0981 | 3.5201 | 3.8082 | 3.8499 | 4.4883 | 5.3288 | 5.3883 | 5.7004 | 5.6582 | 5.3142 | 4.7382 | 4.5497 | 4.1716
2050-02-17 | 3.9257 | 3.3606 | 3.3406 | 3.3482 | 3.3424 | 3.4089 | 4.6538 | 4.8404 | 4.7344 | 4.3026 | 3.714 | 2.5471 | 2.2389 | 2.4009 | 2.8767 | 2.7883 | 4.1254 | 4.2746 | 5.3721 | 5.7342 | 5.5837 | 5.2598 | 4.7024 | 4.4751
2050-02-18 | 3.6426 | 3.3313 | 3.2156 | 3.1502 | 2.9965 | 3.3381 | 4.6132 | 4.8416 | 3.5739 | 3.5528 | 2.8645 | 2.0349 | 2.1674 | 2.5967 | 2.352 | 2.6149 | 3.4518 | 4.3658 | 5.0523 | 5.5992 | 5.3419 | 5.3756 | 4.461 | 4.0587
2050-02-19 | 3.6327 | 3.1351 | 3.0391 | 2.9687 | 2.9005 | 3.0755 | 3.1072 | 3.0369 | 2.537 | 2.3068 | 2.1455 | 1.7649 | 1.5141 | 1.6989 | 2.0313 | 2.6985 | 3.4337 | 4.3508 | 4.5213 | 4.6047 | 4.3939 | 4.5811 | 3.8894 | 3.6042
2050-02-20 | 3.475 | 3.5186 | 3.1437 | 3.0176 | 2.856 | 2.8512 | 2.8626 | 3.12 | 2.9532 | 2.444 | 2.2755 | 2.1737 | 2.6955 | 2.5419 | 2.3848 | 2.7777 | 3.1841 | 4.3915 | 5.0721 | 4.9634 | 3.9115 | 3.4345 | 3.9095 | 3.37
2050-02-21 | 3.0822 | 2.9145 | 2.9563 | 2.8059 | 2.8227 | 2.8524 | 2.6013 | 3.0896 | 2.9346 | 2.3803 | 1.8491 | 1.2173 | 1.2283 | 1.624 | 2.0748 | 2.4497 | 2.7364 | 3.7348 | 5.1377 | 5.798 | 4.5593 | 4.5029 | 4.4863 | 3.5746
2050-02-22 | 3.2777 | 3.2904 | 3.0775 | 2.9126 | 2.9771 | 3.1715 | 3.9238 | 3.7389 | 2.7424 | 2.3874 | 2.1213 | 1.7743 | 1.7657 | 2.0819 | 2.324 | 2.56 | 3.4413 | 4.7949 | 5.9865 | 5.9906 | 5.3524 | 5.5253 | 4.6988 | 3.8969
2050-02-23 | 3.3899 | 3.1266 | 3.099 | 2.8351 | 2.6865 | 2.9144 | 3.7775 | 3.9676 | 3.5543 | 2.7532 | 2.3982 | 1.9769 | 1.8839 | 2.0944 | 2.3338 | 3.0452 | 3.5293 | 4.3844 | 5.7235 | 6.0688 | 5.5493 | 4.9286 | 4.6323 | 4.4782
2050-02-24 | 3.8997 | 3.4991 | 3.3206 | 3.4396 | 3.1373 | 3.383 | 4.2661 | 4.3514 | 4.3787 | 3.6811 | 3.3162 | 4.0145 | 4.0147 | 3.4682 | 3.497 | 3.9229 | 5.1182 | 5.2736 | 5.6958 | 5.6938 | 5.1967 | 4.7031 | 4.609 | 4.1415
2050-02-25 | 3.54 | 3.255 | 3.1377 | 3.0747 | 3.1842 | 3.368 | 4.2926 | 4.3123 | 3.552 | 3.0748 | 2.3559 | 1.9776 | 2.1751 | 2.5771 | 2.7106 | 3.0957 | 3.8373 | 4.8501 | 5.4498 | 5.4692 | 5.3241 | 5.5046 | 4.8749 | 4.3232
2050-02-26 | 4.0895 | 3.4913 | 3.2095 | 3.2576 | 3.1394 | 3.5498 | 3.6161 | 3.6022 | 3.1339 | 2.573 | 2.1654 | 1.644 | 2.0019 | 2.1902 | 2.2621 | 2.4876 | 3.5334 | 4.7623 | 4.7512 | 5.0494 | 4.8109 | 4.3941 | 4.1344 | 3.7834
2050-02-27 | 3.873 | 3.2973 | 3.1647 | 3.0753 | 2.8991 | 2.9594 | 3.181 | 3.655 | 2.9672 | 2.3713 | 2.274 | 2.1506 | 2.0591 | 1.9417 | 2.6394 | 2.6421 | 3.3093 | 4.6346 | 5.6721 | 5.6894 | 4.6692 | 4.0665 | 3.6503 | 3.2945
2050-02-28 | 3.2258 | 3.1264 | 2.8772 | 2.8873 | 2.9658 | 3.1761 | 4.294 | 4.2452 | 3.9302 | 3.1841 | 2.5992 | 2.169 | 2.2588 | 2.3675 | 2.6372 | 3.033 | 4.2542 | 5.1238 | 5.7677 | 5.6259 | 5.3704 | 5.0719 | 4.2552 | 3.8456
2050-03-01 | 3.7735 | 3.5404 | 3.2222 | 3.1752 | 3.1014 | 3.7185 | 4.2744 | 4.1681 | 3.4116 | 2.6237 | 2.0565 | 1.9242 | 2.1071 | 2.0883 | 2.1577 | 2.5174 | 3.8138 | 4.5989 | 5.5606 | 5.8915 | 5.3343 | 4.872 | 4.7915 | 4.7043
2050-03-02 | 3.9672 | 3.6203 | 3.1163 | 2.9704 | 2.9265 | 3.6651 | 4.1476 | 3.8069 | 4.0869 | 3.6118 | 2.8806 | 2.3834 | 2.303 | 2.1457 | 2.5763 | 3.6054 | 4.645 | 4.5462 | 5.5586 | 5.9461 | 5.5672 | 5.3499 | 4.9809 | 4.0367
2050-03-03 | 3.7364 | 3.5414 | 3.6313 | 3.3051 | 3.2272 | 3.6829 | 4.8671 | 4.975 | 4.3467 | 3.4461 | 2.5524 | 2.4164 | 2.4359 | 2.247 | 2.8585 | 3.1991 | 3.7759 | 4.617 | 5.5686 | 5.6979 | 5.3122 | 4.9475 | 4.5967 | 3.994
2050-03-04 | 3.5955 | 3.3288 | 3.378 | 3.4517 | 2.9973 | 3.075 | 3.8686 | 3.9594 | 3.3283 | 2.4701 | 2.1241 | 2.0322 | 2.3291 | 2.1695 | 2.0251 | 3.1457 | 3.9615 | 4.5535 | 5.3236 | 5.5901 | 5.1033 | 4.8807 | 5.082 | 4.6082
2050-03-05 | 3.4707 | 3.4613 | 3.3032 | 3.2599 | 3.1363 | 3.2641 | 3.7842 | 3.6719 | 2.7252 | 2.8442 | 2.9273 | 2.2129 | 2.0334 | 2.1245 | 2.2878 | 2.0647 | 3.0029 | 4.185 | 4.7633 | 4.4043 | 4.3549 | 4.6858 | 4.3111 | 3.7273
2050-03-06 | 3.8007 | 3.4491 | 3.1129 | 3.0785 | 2.8986 | 3.0468 | 2.8512 | 3.0293 | 2.6854 | 2.388 | 1.9865 | 1.887 | 1.8821 | 1.9026 | 1.9525 | 1.6907 | 2.5881 | 4.0039 | 5.167 | 5.3964 | 4.6229 | 3.8824 | 3.5877 | 3.3204
2050-03-07 | 3.3902 | 3.1607 | 2.9947 | 2.871 | 2.8976 | 3.4633 | 4.0538 | 3.9681 | 3.6818 | 2.8121 | 2.4377 | 1.9349 | 1.9731 | 2.4109 | 2.4217 | 2.6084 | 3.3842 | 4.5918 | 5.5072 | 6.0145 | 5.3834 | 4.696 | 4.2058 | 3.9857
2050-03-08 | 3.7871 | 3.4603 | 3.1573 | 3.0499 | 2.9948 | 3.4505 | 4.571 | 4.2404 | 3.662 | 2.9857 | 2.233 | 1.8682 | 1.8457 | 2.117 | 1.8924 | 2.078 | 2.7469 | 4.2465 | 5.4937 | 5.8674 | 5.3178 | 4.5555 | 4.3149 | 3.6971
2050-03-09 | 3.5193 | 3.4447 | 3.2824 | 3.2422 | 3.1565 | 3.3905 | 4.6363 | 3.7012 | 2.7106 | 1.7298 | 1.2707 | 1.1997 | 1.4857 | 1.413 | 1.417 | 2.0493 | 2.9056 | 3.6439 | 5.1039 | 5.7339 | 5.2048 | 4.3534 | 4.2937 | 3.9538
2050-03-10 | 3.4049 | 3.1857 | 3.203 | 2.9145 | 2.8854 | 3.1152 | 3.9706 | 4.4574 | 3.7538 | 3.2628 | 2.6111 | 2.4289 | 2.3754 | 2.3371 | 2.1111 | 2.5175 | 3.1757 | 3.9654 | 5.6045 | 5.9058 | 5.2376 | 4.6272 | 4.2684 | 3.8298
2050-03-11 | 3.461 | 3.2784 | 3.3065 | 3.044 | 2.9887 | 3.3303 | 4.436 | 3.8224 | 3.202 | 2.6832 | 2.1035 | 1.8833 | 2.0829 | 2.0897 | 1.9275 | 2.3839 | 3.2607 | 3.7258 | 4.4735 | 4.8108 | 4.3167 | 4.6426 | 4.5587 | 4.1377
2050-03-12 | 3.5318 | 3.1874 | 3.0871 | 3.0261 | 2.9566 | 3.0925 | 3.3039 | 3.285 | 2.5978 | 2.1471 | 1.6805 | 1.0678 | 1.3124 | 1.2388 | 1.3015 | 1.959 | 2.8183 | 3.3288 | 4.1937 | 4.7054 | 4.2983 | 3.8067 | 3.5889 | 3.3526
2050-03-13 | 3.4116 | 3.0434 | 2.9327 | 2.91 | 2.9403 | 2.9881 | 3.1511 | 3.1293 | 3.045 | 2.5281 | 1.6938 | 1.6019 | 1.8641 | 1.4664 | 2.0461 | 2.6488 | 3.4407 | 3.9133 | 4.7916 | 4.6194 | 4.1039 | 3.767 | 3.8504 | 3.2458
2050-03-14 | 3.1696 | 3.0895 | 2.8134 | 2.7417 | 2.82 | 3.1587 | 4.3661 | 4.4769 | 3.5831 | 2.4948 | 2.5437 | 2.2444 | 2.4176 | 1.9225 | 2.0247 | 3.145 | 3.5847 | 4.5066 | 5.723 | 5.7188 | 4.8107 | 4.4036 | 4.3762 | 3.6127
2050-03-15 | 3.3187 | 2.5296 | 1.9223 | 2.1527 | 2.7184 | 3.0195 | 4.2691 | 4.7065 | 3.8822 | 3.7334 | 3.3784 | 3.3863 | 3.3976 | 3.5337 | 3.6891 | 3.1922 | 4.1427 | 4.8567 | 5.926 | 5.7714 | 5.2845 | 4.8369 | 4.316 | 3.7664
2050-03-16 | 3.3857 | 3.3349 | 3.0182 | 2.7604 | 2.8145 | 3.037 | 3.8955 | 4.4559 | 4.0633 | 3.1031 | 2.6472 | 2.1339 | 2.5404 | 2.1882 | 2.2205 | 3.6263 | 3.905 | 4.5717 | 5.8839 | 6.1369 | 5.5388 | 4.8018 | 4.4459 | 4.3977
2050-03-17 | 3.6549 | 3.3751 | 3.3995 | 3.0356 | 3.0414 | 3.5291 | 4.6026 | 4.6516 | 3.8913 | 3.0666 | 2.5855 | 2.371 | 2.1761 | 2.2643 | 2.4842 | 2.8425 | 3.8187 | 5.0712 | 6.0292 | 6.3847 | 5.7382 | 4.9776 | 4.369 | 4.1084
2050-03-18 | 3.5017 | 3.2003 | 3.0766 | 3.0612 | 3.0675 | 3.135 | 3.8051 | 4.0332 | 3.4801 | 3.1084 | 2.9488 | 2.3865 | 2.3222 | 2.8952 | 3.1137 | 3.5213 | 4.3804 | 4.4771 | 5.3905 | 5.8112 | 5.4558 | 5.2569 | 4.8345 | 4.4435
2050-03-19 | 3.9205 | 3.4854 | 3.1755 | 3.1988 | 3.3528 | 3.2095 | 3.2419 | 3.2553 | 2.7378 | 2.283 | 1.9029 | 1.6958 | 1.5532 | 1.961 | 2.2743 | 2.1921 | 3.0695 | 4.0505 | 4.838 | 5.0522 | 4.6795 | 4.6998 | 4.0692 | 3.8022
2050-03-20 | 3.8427 | 3.614 | 3.203 | 3.0893 | 2.9562 | 3.2652 | 3.418 | 3.3595 | 2.7707 | 2.3834 | 2.1297 | 2.1403 | 2.0544 | 1.7778 | 1.8222 | 2.1489 | 2.4277 | 3.3905 | 4.9853 | 5.1388 | 4.7477 | 4.3289 | 3.9539 | 3.5713
2050-03-21 | 3.5086 | 3.3183 | 2.9737 | 2.695 | 2.734 | 3.0609 | 3.4772 | 3.4362 | 3.3743 | 2.8124 | 2.2794 | 1.7131 | 2.1814 | 3.0927 | 2.9395 | 3.0607 | 3.4635 | 3.9091 | 4.9365 | 5.6257 | 5.194 | 4.4395 | 4.0234 | 3.9694
2050-03-22 | 3.5802 | 3.1096 | 2.9628 | 3.1197 | 3.0084 | 3.226 | 3.9284 | 4.0363 | 3.9709 | 3.6466 | 2.9451 | 2.2819 | 2.4 | 2.7704 | 2.7672 | 3.1883 | 4.208 | 4.8585 | 5.4246 | 5.6269 | 5.1462 | 4.6533 | 4.0308 | 3.8148
2050-03-23 | 3.4103 | 3.1075 | 3.0367 | 2.9726 | 2.9935 | 3.6424 | 4.076 | 3.9287 | 3.5744 | 2.9835 | 2.6444 | 2.2925 | 2.5722 | 2.4149 | 2.7675 | 3.3256 | 4.0021 | 4.9383 | 5.592 | 5.6605 | 4.8806 | 4.2917 | 4.0149 | 3.8734
2050-03-24 | 3.8076 | 3.4142 | 3.1425 | 3.0307 | 3.202 | 3.3285 | 3.9258 | 3.9282 | 4.0206 | 3.6801 | 2.7146 | 1.7256 | 1.9533 | 2.5171 | 2.7398 | 3.4002 | 3.9867 | 5.146 | 5.827 | 5.9526 | 5.179 | 4.7443 | 4.4862 | 4.1131
2050-03-25 | 3.7139 | 3.4724 | 3.1659 | 3.1255 | 3.0499 | 3.5479 | 4.1826 | 3.6148 | 2.8806 | 3.0052 | 2.5502 | 2.239 | 2.1316 | 2.5468 | 2.3886 | 2.919 | 3.7624 | 4.8419 | 4.9401 | 4.9463 | 4.9849 | 4.8576 | 4.2858 | 4.0833
2050-03-26 | 3.9368 | 3.5104 | 3.1948 | 3.1276 | 3.3945 | 3.3686 | 3.6754 | 3.9524 | 3.8816 | 4.0712 | 3.5589 | 2.7066 | 2.5786 | 2.5394 | 2.5764 | 2.3609 | 2.905 | 3.8685 | 4.0534 | 4.4564 | 4.4335 | 3.9446 | 3.7589 | 3.5846
2050-03-27 | 3.4323 | 3.0553 | 2.9216 | 2.7917 | 2.6689 | 2.6899 | 2.5988 | 2.8835 | 2.5218 | 2.2008 | 1.7241 | 1.2186 | 1.3778 | 1.1973 | 0.56999 | 1.1992 | 2.1918 | 3.3745 | 4.1847 | 5.0564 | 4.8589 | 4.37 | 4.1444 | 3.9506
2050-03-28 | 3.48 | 3.0321 | 2.9535 | 3.0024 | 3.1213 | 3.1684 | 3.4026 | 3.5618 | 3.1685 | 3.3555 | 2.1807 | 2.1635 | 2.0897 | 1.8762 | 1.8128 | 1.7336 | 2.6887 | 3.8377 | 4.9609 | 5.7053 | 5.2288 | 4.5816 | 4.5931 | 3.9752
2050-03-29 | 3.3448 | 3.2449 | 3.152 | 2.9795 | 2.9335 | 3.1387 | 4.1964 | 3.6244 | 2.5549 | 2.1124 | 1.838 | 1.6486 | 1.6524 | 1.7472 | 1.5518 | 1.7457 | 2.9646 | 4.6178 | 5.1783 | 5.7503 | 5.4827 | 5.1129 | 4.596 | 4.2597
2050-03-30 | 3.5159 | 3.2704 | 3.1366 | 3.0644 | 3.0364 | 3.5651 | 4.0781 | 3.7133 | 3.114 | 2.5331 | 2.0578 | 1.8072 | 2.0883 | 2.0142 | 1.4895 | 2.1684 | 3.454 | 4.496 | 5.221 | 5.9228 | 5.6312 | 5.1892 | 4.6313 | 4.3299
2050-03-31 | 3.8882 | 3.2552 | 3.15 | 3.2563 | 3.269 | 3.5018 | 3.9549 | 4.0075 | 3.4927 | 2.8746 | 2.3748 | 2.0752 | 2.1209 | 2.23 | 1.999 | 2.508 | 3.7754 | 4.7512 | 5.4297 | 6.1293 | 5.8262 | 5.3337 | 4.5054 | 4.0335
2050-04-01 | 3.8107 | 3.2951 | 3.1358 | 3.0416 | 2.9921 | 3.0189 | 3.6524 | 3.626 | 2.8227 | 2.2645 | 1.872 | 1.7136 | 1.959 | 2.0744 | 2.1594 | 2.2701 | 3.5249 | 4.2864 | 5.2212 | 6.095 | 5.7222 | 5.334 | 4.6629 | 4.2805
2050-04-02 | 3.789 | 3.3434 | 3.0734 | 3.0187 | 3.0909 | 3.1347 | 3.094 | 3.1536 | 2.5069 | 2.4809 | 2.1596 | 2.2642 | 2.4378 | 2.4932 | 2.6866 | 2.6846 | 2.5936 | 4.0943 | 4.3818 | 5.1707 | 4.8902 | 4.5367 | 3.9571 | 3.5494
2050-04-03 | 3.6719 | 3.2195 | 3.0609 | 3.018 | 2.893 | 2.9258 | 2.8216 | 2.859 | 2.7335 | 2.3076 | 2.0457 | 2.1837 | 2.1826 | 2.0338 | 1.8562 | 2.1787 | 2.9091 | 3.9725 | 5.1459 | 5.7943 | 5.0563 | 4.7841 | 4.6397 | 4.1867
2050-04-04 | 3.7074 | 3.2392 | 3.1678 | 3.1313 | 3.1809 | 3.7288 | 5.1925 | 4.9056 | 4.7544 | 4.3169 | 3.8294 | 3.1879 | 3.993 | 4.0758 | 4.1857 | 3.7464 | 5.2538 | 5.9839 | 6.2894 | 5.8437 | 5.0078 | 4.5171 | 4.0423 | 3.8507
2050-04-05 | 3.4279 | 3.1339 | 3.0414 | 2.7252 | 2.4795 | 2.5547 | 2.8699 | 3.9733 | 3.2124 | 2.5247 | 2.8536 | 2.4109 | 2.1398 | 2.2957 | 2.5262 | 2.7941 | 4.3678 | 5.4745 | 5.8323 | 5.9053 | 5.7243 | 5.1563 | 4.4954 | 4.2516
2050-04-06 | 3.5177 | 3.1552 | 3.0709 | 3.0412 | 2.9864 | 3.3559 | 4.3314 | 4.9809 | 3.6388 | 3.4939 | 3.7782 | 3.4705 | 2.409 | 2.5787 | 2.5621 | 3.2535 | 4.3882 | 5.3658 | 6.0739 | 6.2439 | 5.8198 | 5.3888 | 4.7065 | 3.8483
2050-04-07 | 3.6928 | 3.4165 | 3.3072 | 3.4306 | 3.2097 | 3.5956 | 4.5778 | 4.5467 | 4.7827 | 4.5538 | 3.8815 | 4.1661 | 3.0945 | 2.993 | 3.647 | 3.7468 | 4.7824 | 5.0711 | 5.9302 | 6.3591 | 5.9168 | 5.1388 | 5.3756 | 4.6573
2050-04-08 | 3.3864 | 3.1576 | 3.0602 | 3.0754 | 3.1265 | 3.1298 | 3.485 | 3.718 | 3.5233 | 2.814 | 2.3523 | 2.125 | 2.1852 | 2.0981 | 2.5918 | 3.0288 | 2.9152 | 4.0789 | 5.5142 | 5.8709 | 5.1538 | 4.6163 | 4.403 | 3.799
2050-04-09 | 3.7939 | 3.4713 | 3.0938 | 3.0379 | 3.156 | 3.3799 | 3.1719 | 3.0744 | 2.7743 | 2.4853 | 2.3892 | 2.1953 | 2.2167 | 2.2278 | 2.3844 | 2.9552 | 3.5631 | 4.6309 | 5.6119 | 5.586 | 4.8427 | 5.0623 | 5.0122 | 3.9976
2050-04-10 | 3.6199 | 3.405 | 3.6027 | 3.1642 | 3.0265 | 2.9824 | 3.0157 | 3.1634 | 2.758 | 2.9118 | 2.6995 | 2.4259 | 2.2637 | 2.1441 | 1.8398 | 2.1836 | 3.1507 | 3.9688 | 4.8335 | 5.5821 | 5.1233 | 4.7486 | 3.9817 | 3.4337
2050-04-11 | 3.2648 | 3.1117 | 3.2192 | 3.0504 | 3.0389 | 3.3021 | 4.2745 | 4.2644 | 3.1441 | 2.3805 | 1.915 | 1.675 | 1.5927 | 1.7564 | 1.5475 | 1.6291 | 2.6091 | 4.3592 | 5.5603 | 6.2222 | 5.4958 | 4.704 | 4.1177 | 3.6288
2050-04-12 | 3.4215 | 3.2583 | 3.0438 | 2.9892 | 3.1252 | 3.431 | 3.6527 | 3.564 | 2.9384 | 2.1598 | 1.8321 | 1.6896 | 1.9278 | 2.0026 | 1.4765 | 2.0136 | 3.1904 | 4.5644 | 5.3955 | 6.0546 | 5.7144 | 5.0193 | 4.3331 | 3.713
2050-04-13 | 3.5494 | 3.2993 | 3.0713 | 3.0212 | 3.0281 | 3.1987 | 3.4086 | 3.5482 | 3.0235 | 2.5189 | 2.1889 | 2.0565 | 1.9807 | 2.1329 | 1.9067 | 2.7699 | 3.6248 | 4.2823 | 5.7824 | 6.2969 | 5.7639 | 4.5826 | 4.1353 | 4.2517
2050-04-14 | 3.5163 | 3.238 | 3.1661 | 3.1906 | 3.2295 | 3.2929 | 3.9453 | 3.7562 | 2.922 | 2.3257 | 2.1008 | 1.9437 | 2.0569 | 2.0127 | 2.0247 | 2.0934 | 3.4736 | 4.2889 | 5.194 | 6.2868 | 5.794 | 4.9939 | 4.2583 | 4.1006
2050-04-15 | 3.5337 | 3.2533 | 3.1342 | 3.0902 | 3.0087 | 3.0972 | 4.4371 | 4.0187 | 3.2928 | 2.345 | 1.9411 | 1.928 | 2.1171 | 2.278 | 1.6233 | 2.4624 | 3.9055 | 5.1847 | 6.0079 | 6.2537 | 5.7343 | 5.165 | 5.1548 | 4.5424
2050-04-16 | 4.0637 | 3.536 | 3.2356 | 3.1644 | 3.2368 | 3.4163 | 3.0357 | 2.8721 | 2.6764 | 2.4047 | 1.9621 | 1.7524 | 1.8408 | 1.9256 | 1.3081 | 1.8437 | 2.9096 | 4.1462 | 4.9396 | 5.2548 | 4.3189 | 4.1604 | 4.3635 | 3.9049
2050-04-17 | 4.1343 | 3.5927 | 3.261 | 3.1807 | 3.1802 | 3.4755 | 3.4849 | 2.9667 | 2.2009 | 1.882 | 2.0901 | 1.9549 | 1.8203 | 1.6578 | 1.6481 | 1.8294 | 2.6106 | 3.6053 | 5.4402 | 6.0003 | 5.6487 | 5.1366 | 4.6432 | 3.7727
2050-04-18 | 3.4955 | 3.5149 | 3.4133 | 3.1625 | 3.1435 | 4.0132 | 4.3272 | 4.1373 | 3.765 | 2.5998 | 2.3056 | 2.1893 | 2.3067 | 2.5311 | 2.3057 | 2.3135 | 3.3373 | 5.1348 | 5.9743 | 6.1617 | 5.6182 | 4.8095 | 3.9922 | 3.579
2050-04-19 | 3.5069 | 3.2244 | 3.0508 | 3.0398 | 3.1698 | 3.2707 | 3.8237 | 4.2131 | 4.194 | 3.7341 | 2.5425 | 2.3469 | 2.3976 | 2.2412 | 2.2575 | 2.5417 | 3.4152 | 4.5603 | 5.7822 | 6.1207 | 5.4873 | 4.3532 | 4.058 | 3.6345
2050-04-20 | 3.3095 | 3.2753 | 3.1024 | 2.9924 | 2.9734 | 3.1557 | 3.7166 | 3.6667 | 2.8651 | 2.4645 | 2.1411 | 1.8237 | 1.684 | 2.0513 | 2.1229 | 2.4229 | 3.3963 | 4.6567 | 5.5984 | 6.1603 | 5.5289 | 4.7219 | 4.0629 | 3.7056
2050-04-21 | 3.5328 | 3.4713 | 3.1971 | 3.081 | 3.0565 | 3.7054 | 4.5647 | 3.7091 | 4.1149 | 3.2605 | 3.334 | 3.0588 | 3.4494 | 2.9996 | 3.4585 | 3.5143 | 4.6651 | 5.4131 | 5.709 | 6.2504 | 5.9137 | 4.9545 | 4.9919 | 4.7575
2050-04-22 | 3.7706 | 3.3789 | 3.2303 | 3.0946 | 3.0231 | 3.3534 | 3.5327 | 3.8004 | 4.0802 | 3.5888 | 2.6466 | 2.274 | 2.3335 | 2.2921 | 1.6328 | 2.0003 | 3.2488 | 4.4338 | 4.6902 | 5.1766 | 5.1647 | 4.612 | 4.4951 | 4.2224
2050-04-23 | 3.5471 | 3.1495 | 3.0051 | 2.9497 | 2.9718 | 3.0087 | 3.4631 | 2.8999 | 2.4959 | 2.3051 | 1.9227 | 1.6188 | 1.904 | 1.7061 | 1.7883 | 1.9326 | 2.8479 | 3.1967 | 4.4513 | 5.3172 | 4.9163 | 3.9899 | 3.9855 | 4.0043
2050-04-24 | 3.3861 | 3.2233 | 3.2255 | 3.1782 | 3.0344 | 3.0205 | 2.7658 | 2.7069 | 2.5223 | 2.1724 | 1.7632 | 1.5498 | 1.7252 | 1.4117 | 1.3251 | 1.6783 | 2.3621 | 3.8199 | 4.9019 | 5.7824 | 5.4231 | 4.3993 | 3.9252 | 3.8477
2050-04-25 | 3.4193 | 3.0617 | 2.9732 | 2.9186 | 2.9823 | 3.3864 | 4.1461 | 3.3578 | 3.2519 | 3.1564 | 2.8869 | 2.1273 | 2.1095 | 2.1203 | 1.7234 | 2.3471 | 3.4943 | 4.832 | 5.6361 | 6.218 | 5.5892 | 4.7024 | 4.1455 | 3.66
2050-04-26 | 3.4356 | 3.3889 | 3.0727 | 2.9699 | 2.9388 | 3.0157 | 3.6458 | 3.0029 | 3.2767 | 2.5187 | 2.4641 | 2.5145 | 2.4561 | 2.3472 | 2.6398 | 2.44 | 3.0853 | 4.3533 | 5.4906 | 5.9303 | 5.419 | 4.399 | 3.9193 | 3.5864
2050-04-27 | 3.3331 | 3.206 | 3.18 | 3.0067 | 2.9672 | 3.258 | 3.9546 | 3.606 | 3.2892 | 2.8059 | 2.3669 | 2.0314 | 2.0386 | 2.1758 | 2.1286 | 2.4392 | 3.1493 | 4.5741 | 5.5429 | 6.2345 | 5.6058 | 4.3037 | 3.575 | 3.4218
2050-04-28 | 3.3791 | 3.1902 | 2.9177 | 2.9268 | 2.9713 | 2.8692 | 3.2847 | 3.1968 | 3.1619 | 2.7077 | 2.4269 | 2.4198 | 2.2318 | 2.6276 | 2.9914 | 3.4184 | 4.6435 | 4.956 | 5.6966 | 6.3332 | 5.8848 | 4.7865 | 3.9554 | 3.6473
2050-04-29 | 3.5005 | 3.2445 | 3.0848 | 2.9812 | 2.9806 | 3.0849 | 3.974 | 3.9388 | 4.0672 | 4.0802 | 3.4997 | 3.262 | 2.9034 | 2.8329 | 3.261 | 3.8743 | 3.8853 | 4.0407 | 5.2421 | 5.6739 | 4.8841 | 4.7252 | 4.7846 | 3.7562
2050-04-30 | 3.2317 | 3.1437 | 3.0135 | 2.9758 | 2.9804 | 3.2294 | 3.2126 | 3.2304 | 3.0386 | 2.7258 | 2.8119 | 2.1692 | 1.8965 | 2.1638 | 2.3123 | 2.4417 | 2.518 | 3.6238 | 4.5347 | 4.1791 | 3.9026 | 4.0356 | 3.5362 | 3.1726
2050-05-01 | 3.1041 | 3.115 | 2.9011 | 2.7989 | 2.8224 | 2.9013 | 2.8901 | 2.6639 | 2.2234 | 2.1337 | 1.8062 | 1.5468 | 1.7521 | 1.9062 | 1.9232 | 1.8801 | 2.3483 | 3.2707 | 4.1304 | 4.6196 | 4.5226 | 4.1012 | 3.3946 | 3.1709
2050-05-02 | 3.2185 | 2.9722 | 2.8776 | 2.8506 | 2.9249 | 3.279 | 3.5121 | 3.4205 | 3.5367 | 2.3704 | 2.0393 | 2.0228 | 1.9726 | 2.0128 | 2.3706 | 2.6745 | 2.6045 | 3.5816 | 5.2732 | 5.5573 | 5.1061 | 5.0002 | 4.5647 | 3.5644
2050-05-03 | 3.3748 | 3.2346 | 2.9635 | 2.9417 | 2.9363 | 3.1096 | 3.6995 | 2.7501 | 2.6389 | 2.4399 | 2.3599 | 2.0729 | 2.1321 | 2.0277 | 2.2634 | 2.7572 | 4.1524 | 4.8035 | 5.1599 | 5.8021 | 5.1221 | 4.3558 | 3.8385 | 3.5279
2050-05-04 | 3.4073 | 3.1407 | 2.9662 | 2.871 | 2.9193 | 3.0763 | 4.0231 | 4.3883 | 4.3331 | 4.1174 | 3.1142 | 3.5411 | 3.4567 | 3.1886 | 3.7111 | 4.0355 | 4.2021 | 4.6911 | 5.8036 | 6.0638 | 5.1105 | 4.2704 | 4.5782 | 3.7322
2050-05-05 | 3.3454 | 3.321 | 2.9784 | 2.7275 | 2.7175 | 2.9495 | 3.6526 | 3.2928 | 3.4345 | 3.0967 | 2.4431 | 2.5394 | 2.9744 | 3.2974 | 3.1655 | 3.2823 | 3.6857 | 5.2782 | 5.6766 | 5.8946 | 5.6713 | 5.3614 | 4.8419 | 4.0179
2050-05-06 | 3.5186 | 3.2103 | 3.2393 | 3.1918 | 3.1384 | 3.5671 | 4.4686 | 4.5404 | 3.7215 | 2.8402 | 3.5817 | 3.5786 | 3.4648 | 2.4975 | 2.5976 | 3.6183 | 4.2088 | 4.6825 | 5.866 | 5.799 | 5.1782 | 5.3547 | 5.0933 | 4.174
2050-05-07 | 3.4787 | 3.243 | 2.9447 | 2.8027 | 2.7541 | 2.907 | 2.8315 | 2.7766 | 2.5494 | 2.5394 | 2.5454 | 2.3868 | 2.4381 | 2.5419 | 2.6105 | 2.3733 | 3.1562 | 4.115 | 4.8474 | 4.7087 | 4.5778 | 4.5203 | 4.0341 | 3.3983
2050-05-08 | 3.2109 | 3.2095 | 3.0766 | 2.9316 | 2.9353 | 2.9192 | 2.6304 | 2.5938 | 2.2118 | 1.889 | 1.7599 | 1.5066 | 1.2125 | 1.4056 | 1.7046 | 2.0094 | 2.2866 | 3.0321 | 4.6506 | 5.3492 | 4.7599 | 3.8879 | 4.0295 | 3.4722
2050-05-09 | 3.2072 | 3.0588 | 3.0743 | 2.8989 | 2.9611 | 3.3554 | 4.6394 | 3.8455 | 2.9584 | 2.535 | 2.0596 | 2.0209 | 2.1416 | 1.9676 | 1.7596 | 1.8422 | 2.8951 | 4.3311 | 5.1341 | 5.7229 | 5.2866 | 4.6277 | 3.7997 | 3.585
2050-05-10 | 3.3873 | 3.0016 | 2.7363 | 2.7634 | 2.9094 | 2.9018 | 3.2333 | 3.3382 | 3.6774 | 3.4827 | 2.8534 | 3.7179 | 3.5123 | 3.9764 | 3.478 | 2.7948 | 3.7005 | 4.709 | 5.4841 | 6.1904 | 5.6918 | 4.9424 | 4.4593 | 4.3004
2050-05-11 | 3.4157 | 3.1794 | 3.0298 | 2.9815 | 2.9504 | 3.2631 | 4.3407 | 4.0663 | 3.2142 | 2.6122 | 1.9908 | 1.7585 | 1.7093 | 1.74 | 1.592 | 2.1531 | 2.9688 | 4.3333 | 5.6532 | 6.1825 | 6.0729 | 5.1462 | 4.3729 | 3.8483
2050-05-12 | 3.5349 | 3.4629 | 3.1549 | 3.0156 | 2.9635 | 3.3658 | 4.4092 | 3.6359 | 3.1703 | 2.5429 | 2.4908 | 2.385 | 2.1518 | 1.9197 | 2.187 | 2.6907 | 3.5856 | 5.0738 | 6.0756 | 6.2669 | 6.0431 | 5.3564 | 4.7869 | 4.2758
2050-05-13 | 3.73 | 3.4003 | 3.3195 | 3.3843 | 3.4197 | 3.6134 | 4.2472 | 3.902 | 3.7442 | 3.1905 | 2.4857 | 2.5238 | 3.1119 | 2.792 | 2.6771 | 3.052 | 3.576 | 4.1315 | 5.2827 | 6.0492 | 5.6501 | 4.9422 | 4.5938 | 4.4438
2050-05-14 | 3.4552 | 3.2055 | 3.3016 | 3.0103 | 2.9569 | 3.007 | 3.2571 | 3.0964 | 2.1565 | 1.7523 | 1.5099 | 1.214 | 1.1495 | 1.3724 | 1.8321 | 2.1273 | 2.5797 | 3.8733 | 4.8774 | 5.4402 | 4.7794 | 4.128 | 4.0183 | 3.6026
2050-05-15 | 3.5035 | 3.3746 | 3.0476 | 2.9858 | 2.9512 | 3.0085 | 3.3836 | 2.8128 | 2.2178 | 1.9102 | 1.8524 | 1.7524 | 1.6039 | 1.71 | 1.3449 | 1.6305 | 2.4964 | 4.0973 | 5.03 | 5.5399 | 4.8732 | 4.2579 | 4.1416 | 3.7753
2050-05-16 | 3.5029 | 3.1837 | 2.9592 | 2.8885 | 2.8351 | 3.0157 | 3.3748 | 3.0906 | 3.4216 | 3.114 | 2.6132 | 2.5788 | 2.4503 | 2.1642 | 1.7908 | 2.4957 | 4.291 | 5.2946 | 5.9546 | 5.638 | 4.8335 | 4.193 | 4.3965 | 3.8312
2050-05-17 | 3.2468 | 3.2238 | 3.0835 | 2.9362 | 2.9408 | 3.1232 | 4.2775 | 4.0104 | 3.2441 | 3.0657 | 2.4713 | 2.0033 | 1.9417 | 2.0791 | 1.6407 | 2.1091 | 3.7924 | 5.1267 | 5.4647 | 5.7837 | 5.5353 | 4.8887 | 4.2 | 4.2013
2050-05-18 | 3.4714 | 3.136 | 3.0133 | 2.9147 | 2.9958 | 3.1566 | 3.015 | 2.6649 | 2.5404 | 2.2156 | 2.0605 | 1.8246 | 1.7956 | 1.6754 | 1.6523 | 2.2117 | 3.449 | 4.8845 | 5.7983 | 6.187 | 6.2029 | 5.633 | 4.6057 | 4.0752
2050-05-19 | 3.5753 | 3.6157 | 3.219 | 2.9591 | 2.9726 | 3.4028 | 4.3998 | 4.208 | 3.5691 | 3.444 | 2.8022 | 2.7352 | 2.9876 | 2.7558 | 3.4901 | 3.9568 | 4.8647 | 5.4052 | 6.0433 | 6.3105 | 5.9672 | 5.4275 | 4.5987 | 4.0788
2050-05-20 | 3.703 | 3.3874 | 3.2406 | 3.098 | 3.017 | 3.0443 | 3.3074 | 3.6606 | 3.401 | 2.4362 | 1.9309 | 1.9411 | 2.0393 | 1.9414 | 1.5782 | 2.3281 | 3.4067 | 4.053 | 5.2155 | 5.6955 | 4.9123 | 4.9842 | 5.0372 | 4.3347
2050-05-21 | 3.488 | 3.0501 | 2.9611 | 2.9111 | 2.9244 | 3.1033 | 3.0702 | 2.6081 | 2.2214 | 1.9801 | 1.7076 | 1.477 | 1.5248 | 1.4919 | 1.0372 | 1.6171 | 2.5242 | 3.1662 | 4.0318 | 5.0437 | 4.6217 | 4.1258 | 3.7932 | 3.7324
2050-05-22 | 3.4695 | 3.0781 | 3.0096 | 3.0473 | 2.8719 | 2.6576 | 2.5545 | 2.5059 | 2.2752 | 1.7046 | 1.3965 | 1.0406 | 1.2001 | 1.4535 | 1.3989 | 1.8179 | 2.8156 | 4.463 | 5.5218 | 5.6209 | 5.1267 | 4.2013 | 3.815 | 3.3941
2050-05-23 | 3.3241 | 3.1845 | 2.9299 | 2.885 | 2.9095 | 3.2185 | 3.8009 | 3.7169 | 2.9875 | 2.4272 | 2.1518 | 2.0588 | 1.9885 | 2.5718 | 2.3981 | 2.2681 | 3.9949 | 4.9692 | 5.5602 | 5.9311 | 5.4446 | 4.2909 | 4.0508 | 3.538
2050-05-24 | 3.4855 | 3.252 | 2.9647 | 2.9736 | 3.1819 | 3.3442 | 3.9189 | 3.4772 | 3.3857 | 2.5507 | 2.2118 | 2.5134 | 2.5285 | 2.8652 | 2.1002 | 3.0118 | 3.6704 | 4.582 | 5.6746 | 6.1918 | 5.708 | 4.8004 | 4.5771 | 4.2423
2050-05-25 | 3.4453 | 3.1849 | 3.0622 | 3.0289 | 3.3307 | 3.465 | 4.0945 | 3.8774 | 3.6185 | 2.8679 | 2.7141 | 2.8429 | 2.2952 | 2.2203 | 2.0577 | 2.9382 | 3.6812 | 4.3863 | 5.6589 | 6.1761 | 5.9687 | 4.9675 | 4.6764 | 4.4669
2050-05-26 | 3.5896 | 3.3339 | 3.3159 | 2.92 | 2.9146 | 3.0499 | 3.5191 | 3.3848 | 2.7931 | 2.5548 | 2.2334 | 2.1926 | 2.0855 | 2.1606 | 1.9171 | 2.6989 | 3.6101 | 4.6069 | 5.4352 | 5.84 | 5.3972 | 4.6866 | 4.5492 | 4.2893
2050-05-27 | 3.7203 | 3.3559 | 3.1763 | 2.9967 | 3.0058 | 2.93 | 3.2581 | 2.6639 | 2.5391 | 2.347 | 2.1067 | 1.8643 | 1.7284 | 1.962 | 1.883 | 2.3276 | 3.2332 | 4.6628 | 5.155 | 5.2514 | 4.674 | 4.444 | 4.3687 | 4.0676
2050-05-28 | 3.6996 | 3.3165 | 2.9856 | 3.0103 | 3.1227 | 2.9125 | 2.8429 | 2.5081 | 2.541 | 2.127 | 1.7515 | 1.963 | 1.9732 | 1.9157 | 1.7394 | 2.2748 | 2.9509 | 3.6767 | 4.4823 | 5.0752 | 4.7532 | 3.8723 | 4.116 | 3.8614
2050-05-29 | 3.3278 | 3.1897 | 3.2707 | 2.9861 | 2.898 | 2.8848 | 2.9918 | 2.8988 | 2.1831 | 1.9226 | 1.7647 | 1.5979 | 1.8624 | 2.0027 | 2.2814 | 2.5116 | 3.1425 | 4.2303 | 5.0245 | 5.2365 | 4.7461 | 3.9319 | 3.7315 | 3.4462
2050-05-30 | 3.4187 | 3.2583 | 2.9611 | 2.9136 | 3.061 | 3.0866 | 2.6869 | 2.7425 | 2.4283 | 2.2103 | 2.1447 | 2.0468 | 1.9496 | 1.8526 | 1.6774 | 2.5426 | 3.138 | 3.8292 | 5.2023 | 5.8133 | 5.3993 | 4.7578 | 4.0623 | 3.8289
2050-05-31 | 3.614 | 3.1038 | 3.0602 | 3.21 | 3.0061 | 3.4293 | 3.803 | 4.3569 | 4.8901 | 4.2218 | 3.9665 | 3.6945 | 3.4341 | 3.6078 | 4.6363 | 5.2174 | 5.1946 | 5.3973 | 6.2224 | 6.2203 | 5.4554 | 5.6529 | 5.4309 | 4.5842
2050-06-01 | 3.8276 | 3.5323 | 3.4379 | 3.4796 | 3.2174 | 3.392 | 4.262 | 3.6299 | 2.7255 | 2.5307 | 2.1564 | 2.0952 | 1.9198 | 1.9247 | 1.6191 | 2.0671 | 2.9342 | 4.4872 | 5.9059 | 6.2648 | 6.2324 | 5.8401 | 4.9532 | 4.3942
2050-06-02 | 4.1026 | 3.5585 | 3.3432 | 3.2988 | 3.3372 | 3.2952 | 3.4813 | 3.5746 | 3.5323 | 2.5872 | 2.4635 | 2.3628 | 2.2002 | 2.3008 | 2.4761 | 2.9969 | 3.7884 | 4.2621 | 5.6876 | 6.3016 | 5.9879 | 5.1181 | 4.5856 | 4.0915
2050-06-03 | 3.9013 | 3.5508 | 3.4498 | 3.345 | 3.297 | 3.5844 | 3.8516 | 4.0221 | 3.8549 | 2.8357 | 3.1784 | 2.3603 | 2.4014 | 2.6121 | 2.442 | 2.119 | 3.0513 | 4.3889 | 4.6805 | 5.2461 | 4.7168 | 4.629 | 4.6828 | 4.5563
2050-06-04 | 3.7075 | 3.3371 | 3.1198 | 3.069 | 3.0855 | 3.0694 | 2.985 | 2.7307 | 2.3734 | 1.8943 | 1.6869 | 1.2068 | 1.5284 | 1.5463 | 1.4359 | 1.5797 | 2.4769 | 3.4313 | 4.5249 | 5.2369 | 4.502 | 4.1527 | 4.0071 | 3.6372
2050-06-05 | 3.8142 | 3.457 | 3.208 | 3.1313 | 3.0203 | 3.0894 | 2.8201 | 2.721 | 2.4271 | 2.0601 | 1.6897 | 1.4693 | 1.7822 | 1.9809 | 1.95 | 2.0062 | 2.58 | 3.3036 | 4.8676 | 5.7488 | 5.4938 | 5.4067 | 4.4676 | 4.1322
2050-06-06 | 3.6391 | 3.301 | 3.2664 | 3.2672 | 3.0868 | 3.1516 | 3.0933 | 3.5032 | 2.9949 | 2.7891 | 2.4688 | 2.1617 | 2.023 | 2.1043 | 2.4667 | 3.1977 | 4.6778 | 4.784 | 5.3832 | 6.2555 | 6.036 | 5.7615 | 4.8842 | 4.4414
2050-06-07 | 4.0348 | 3.3748 | 3.2589 | 3.3812 | 3.2362 | 3.3442 | 3.8337 | 4.2248 | 4.1062 | 3.3869 | 3.0774 | 3.0964 | 2.4808 | 2.3418 | 2.0201 | 3.3937 | 4.1037 | 4.8272 | 5.7409 | 6.081 | 5.7801 | 4.9987 | 4.7043 | 4.4917
2050-06-08 | 3.5574 | 3.3872 | 3.2811 | 3.2016 | 3.2543 | 3.5944 | 4.109 | 3.8842 | 2.6866 | 2.3047 | 2.4516 | 2.4916 | 2.5707 | 2.3136 | 1.6234 | 2.1447 | 3.3618 | 4.3567 | 5.5445 | 6.1423 | 5.9262 | 5.5747 | 4.6691 | 4.3575
2050-06-09 | 3.9911 | 3.5072 | 3.317 | 3.301 | 3.2221 | 3.186 | 3.349 | 3.2849 | 2.9956 | 2.6725 | 2.3903 | 2.5551 | 2.2605 | 2.211 | 2.3328 | 2.8364 | 3.6897 | 4.4563 | 5.4161 | 5.8738 | 5.6455 | 4.8626 | 4.299 | 3.8513
2050-06-10 | 3.3772 | 3.2415 | 3.0961 | 3.0343 | 3.0161 | 3.005 | 3.485 | 3.8868 | 3.4209 | 2.9671 | 2.6999 | 2.5872 | 2.6833 | 2.933 | 2.5394 | 2.7493 | 3.5056 | 4.4132 | 5.0195 | 5.3865 | 5.133 | 4.4906 | 4.3743 | 3.9564
2050-06-11 | 3.7975 | 3.4343 | 3.2149 | 3.2089 | 3.2138 | 3.0499 | 2.9088 | 2.913 | 2.5908 | 2.1695 | 1.5614 | 1.5944 | 2.2453 | 1.8738 | 1.7519 | 1.6896 | 2.3772 | 3.2837 | 4.5571 | 4.9642 | 4.8484 | 4.792 | 3.9912 | 3.7073
2050-06-12 | 3.6333 | 3.5542 | 3.2473 | 3.1697 | 3.06 | 3.0175 | 2.9282 | 2.8623 | 2.4568 | 1.9282 | 1.7507 | 1.6663 | 1.8826 | 2.0879 | 1.8103 | 1.8127 | 2.4667 | 3.1425 | 4.7354 | 5.6744 | 5.3554 | 4.7425 | 4.3279 | 3.8157
2050-06-13 | 3.7034 | 3.2809 | 3.1407 | 3.0873 | 3.109 | 3.0802 | 3.2676 | 3.1451 | 2.7767 | 2.6664 | 2.6025 | 1.9082 | 1.6358 | 1.7682 | 2.1893 | 2.454 | 2.8742 | 4.4212 | 5.286 | 5.9714 | 5.8327 | 5.0114 | 4.2962 | 4.0939
2050-06-14 | 3.7012 | 3.2838 | 3.1949 | 3.308 | 3.0682 | 3.0742 | 3.4076 | 3.6177 | 2.8161 | 2.6603 | 2.1052 | 1.908 | 2.0881 | 2.3459 | 2.3347 | 2.7817 | 4.2623 | 5.0352 | 5.8162 | 6.228 | 6.2152 | 5.5022 | 4.8982 | 4.2815
2050-06-15 | 3.7419 | 3.4775 | 3.5758 | 3.2561 | 3.1594 | 3.2559 | 4.2642 | 4.1925 | 3.2497 | 2.8811 | 2.6832 | 2.2375 | 2.1064 | 2.9513 | 2.8865 | 2.8026 | 4.1503 | 5.2497 | 5.7952 | 6.2334 | 6.1868 | 5.466 | 4.9953 | 4.7888
2050-06-16 | 4.4666 | 3.9884 | 3.5099 | 3.3544 | 3.1832 | 3.6363 | 3.3805 | 3.4856 | 3.7427 | 3.3548 | 4.7707 | 4.3557 | 3.0169 | 2.6073 | 2.5435 | 3.3599 | 4.1344 | 5.1069 | 5.8377 | 6.3232 | 6.1263 | 5.6412 | 4.6501 | 4.1442
2050-06-17 | 3.6479 | 3.435 | 3.4152 | 3.2482 | 3.1853 | 3.1739 | 4.0037 | 4.1464 | 3.3932 | 2.5675 | 2.3595 | 2.0094 | 2.1419 | 2.5612 | 2.5021 | 2.7599 | 3.2861 | 4.424 | 5.562 | 5.9016 | 5.9798 | 5.6923 | 5.0201 | 4.8135
2050-06-18 | 3.863 | 3.3705 | 3.2373 | 3.3133 | 3.1704 | 3.0809 | 3.0407 | 2.8702 | 2.4947 | 2.2249 | 2.1365 | 2.1961 | 2.1448 | 2.2588 | 1.61 | 1.8751 | 2.3727 | 3.8349 | 5.0256 | 5.092 | 4.9543 | 4.6387 | 3.8855 | 3.5481
2050-06-19 | 3.5504 | 3.328 | 3.1701 | 3.1067 | 3.1634 | 3.0699 | 2.8896 | 2.983 | 2.6924 | 2.3194 | 1.9963 | 1.7623 | 1.8529 | 1.8383 | 1.931 | 1.9978 | 2.3654 | 2.9551 | 4.3589 | 5.0175 | 5.0652 | 4.1715 | 3.7766 | 3.5165
2050-06-20 | 3.4861 | 3.2269 | 3.043 | 2.9596 | 3.0947 | 3.1734 | 2.996 | 3.3875 | 3.2282 | 2.4512 | 2.2503 | 2.145 | 2.2998 | 2.3744 | 2.2893 | 2.5988 | 4.0788 | 4.5953 | 5.5662 | 5.9635 | 6.2732 | 5.815 | 5.3389 | 4.6848
2050-06-21 | 3.8343 | 3.3119 | 3.2288 | 3.1699 | 3.1813 | 3.2828 | 3.5238 | 3.9213 | 3.2215 | 2.6745 | 2.4816 | 2.3821 | 2.2146 | 2.2207 | 1.8041 | 2.6089 | 3.0188 | 4.3685 | 5.6411 | 6.1885 | 6.2582 | 5.6268 | 5.8031 | 5.424
2050-06-22 | 5.1049 | 4.3341 | 3.7936 | 3.712 | 3.8762 | 4.0094 | 3.0736 | 3.3197 | 3.6299 | 3.1724 | 2.4132 | 2.4194 | 2.3035 | 1.8441 | 1.6239 | 2.1107 | 3.3091 | 5.168 | 5.8018 | 6.2449 | 6.1783 | 5.8693 | 5.0473 | 4.3792
2050-06-23 | 5.368 | 5.1797 | 4.5278 | 4.2331 | 3.9301 | 4.7289 | 3.5028 | 3.4418 | 3.6473 | 2.8911 | 2.6388 | 2.7197 | 2.6065 | 2.3911 | 2.1137 | 2.7561 | 3.1586 | 4.1391 | 5.4549 | 6.0503 | 5.9155 | 5.5137 | 5.5617 | 5.7785
2050-06-24 | 5.3001 | 4.2253 | 3.9432 | 3.9594 | 4.2593 | 3.9589 | 3.1438 | 3.7639 | 3.4936 | 2.9338 | 2.7592 | 2.2206 | 2.2094 | 2.3162 | 2.674 | 2.9134 | 3.0675 | 3.9461 | 4.8451 | 5.3275 | 5.3477 | 5.4668 | 4.9267 | 4.3079
2050-06-25 | 3.6035 | 3.6551 | 3.4294 | 3.2004 | 3.0819 | 3.1122 | 2.9094 | 2.8408 | 2.4445 | 1.988 | 1.7431 | 1.3869 | 1.6417 | 1.5924 | 0.85916 | 1.4903 | 2.4045 | 3.186 | 4.0388 | 4.7656 | 4.7922 | 4.6227 | 4.7689 | 4.7645
2050-06-26 | 4.9142 | 4.3187 | 3.8225 | 3.6485 | 3.5886 | 3.8946 | 2.8312 | 2.8202 | 2.4972 | 2.1256 | 1.9346 | 2.0472 | 1.96 | 2.0348 | 1.9466 | 1.7757 | 2.4193 | 3.2562 | 4.6285 | 5.4693 | 5.2759 | 4.5895 | 4.9557 | 5.319
2050-06-27 | 4.0064 | 3.2602 | 3.1473 | 3.1025 | 3.0937 | 3.4195 | 3.1173 | 3.5924 | 4.0106 | 3.3167 | 2.7112 | 2.7137 | 2.9615 | 2.3733 | 2.024 | 2.3677 | 3.1938 | 5.0128 | 6.0624 | 6.3135 | 6.1853 | 5.6786 | 5.7496 | 5.8251
2050-06-28 | 5.1175 | 4.3355 | 4.4015 | 4.365 | 3.9949 | 4.4641 | 3.8743 | 4.6256 | 4.0913 | 3.2092 | 2.5566 | 2.5481 | 2.7072 | 2.592 | 2.6466 | 2.639 | 1.9926 | 3.1595 | 3.9716 | 5.4829 | 6.2189 | 5.3304 | 4.7945 | 3.8724
2050-06-29 | 3.4676 | 3.2598 | 3.1084 | 3.0094 | 2.9942 | 3.0745 | 3.2116 | 3.0774 | 2.5644 | 2.1861 | 2.1625 | 2.0232 | 1.9229 | 1.9721 | 1.8872 | 2.1525 | 3.7396 | 4.9053 | 6.0795 | 6.2345 | 6.2594 | 6.0332 | 5.7754 | 4.9172
2050-06-30 | 4.201 | 3.6882 | 3.498 | 3.3641 | 3.3627 | 3.4923 | 3.6237 | 4.6741 | 4.2694 | 3.7842 | 3.5902 | 3.5734 | 3.4096 | 3.1977 | 3.3916 | 4.2066 | 4.0611 | 4.8593 | 5.6307 | 6.1291 | 5.946 | 5.631 | 5.3779 | 4.4632
2050-07-01 | 3.6661 | 3.3947 | 3.2565 | 3.2293 | 3.249 | 3.0375 | 3.2082 | 3.1983 | 2.7742 | 2.4458 | 2.171 | 2.3163 | 2.4932 | 2.3463 | 2.5813 | 3.14 | 3.5713 | 3.8673 | 4.6233 | 5.2802 | 5.4642 | 5.1252 | 4.7601 | 4.0525
2050-07-02 | 3.5864 | 3.4793 | 3.1679 | 3.1134 | 3.0084 | 3.0416 | 3.1854 | 2.8378 | 2.5176 | 2.3319 | 1.916 | 1.5192 | 1.7829 | 2.0315 | 2.0873 | 1.6937 | 2.1706 | 3.2053 | 4.0424 | 4.4019 | 4.5768 | 4.2524 | 3.8779 | 3.5137
2050-07-03 | 3.5809 | 3.4186 | 3.1976 | 3.1215 | 3.0433 | 3.1484 | 2.9189 | 2.7761 | 2.505 | 2.1776 | 2.1745 | 1.8172 | 1.8779 | 1.7972 | 1.8228 | 1.8446 | 2.3507 | 3.1145 | 4.3929 | 4.6903 | 4.4607 | 4.0214 | 4.1192 | 3.6029
2050-07-04 | 3.2963 | 3.2183 | 3.2205 | 3.0319 | 3.0569 | 3.1126 | 3.2158 | 3.5317 | 3.2202 | 2.7401 | 2.3681 | 2.2381 | 2.2291 | 2.4732 | 2.6728 | 2.7268 | 3.7866 | 5.1216 | 5.6178 | 6.0359 | 5.8771 | 5.5392 | 4.5235 | 3.8913
2050-07-05 | 3.7719 | 3.5994 | 3.3943 | 3.2934 | 3.2391 | 3.4427 | 3.3841 | 3.5637 | 3.8073 | 3.1437 | 2.3877 | 2.0617 | 2.129 | 2.3316 | 2.4414 | 2.4751 | 3.2117 | 4.4176 | 5.2281 | 5.7747 | 5.8194 | 6.3509 | 5.7021 | 5.1617
2050-07-06 | 4.6355 | 4.7024 | 3.8361 | 3.7736 | 3.5142 | 3.564 | 3.6683 | 3.254 | 2.8005 | 2.4456 | 2.1541 | 1.9663 | 2.3296 | 2.0858 | 1.9093 | 2.0723 | 3.4539 | 4.3885 | 4.7381 | 5.0887 | 5.0839 | 5.8216 | 5.9522 | 5.3759
2050-07-07 | 5.1255 | 4.4444 | 3.9017 | 3.8647 | 3.8308 | 4.4879 | 4.2152 | 3.4719 | 3.2156 | 2.5904 | 2.4727 | 2.3867 | 2.267 | 2.4257 | 3.0099 | 2.5755 | 3.479 | 4.9481 | 5.9571 | 6.2896 | 6.1106 | 6.0854 | 5.999 | 5.5566
2050-07-08 | 5.2096 | 4.6993 | 4.1003 | 4.122 | 4.1087 | 3.9144 | 4.2385 | 3.9628 | 3.5276 | 3.0761 | 2.279 | 2.1552 | 2.1329 | 2.1112 | 2.1792 | 2.4349 | 3.4084 | 4.2421 | 4.3986 | 5.52 | 5.4967 | 6.4245 | 6.036 | 5.6048
2050-07-09 | 4.8097 | 4.2763 | 3.7068 | 3.6705 | 3.8968 | 3.6707 | 3.1835 | 3.099 | 2.8171 | 2.4271 | 2.2897 | 2.2009 | 2.2747 | 2.2887 | 1.7623 | 2.1506 | 2.7847 | 3.0316 | 4.1064 | 4.4774 | 4.3848 | 3.9144 | 3.5757 | 3.4555
2050-07-10 | 3.4297 | 3.3719 | 3.1624 | 3.1059 | 2.9784 | 3.0514 | 2.8174 | 2.6469 | 2.4395 | 2.2568 | 1.9296 | 2.132 | 1.901 | 1.6354 | 1.5602 | 1.7507 | 2.1919 | 3.062 | 4.2425 | 5.0374 | 4.4665 | 4.2746 | 4.002 | 3.475
2050-07-11 | 3.3322 | 3.2388 | 3.1248 | 3.0243 | 3.1337 | 3.1787 | 2.9517 | 3.2291 | 2.8816 | 2.5392 | 2.1817 | 2.0775 | 2.1591 | 2.3452 | 2.6233 | 2.3499 | 3.1858 | 4.8323 | 5.7235 | 6.2152 | 6.0169 | 6.2348 | 5.9313 | 5.8659
2050-07-12 | 5.1515 | 4.4814 | 3.5915 | 3.5441 | 3.5021 | 3.7691 | 4.5363 | 3.8771 | 3.3119 | 2.5312 | 2.5265 | 2.3795 | 2.0986 | 2.6811 | 3.2379 | 3.1966 | 3.2499 | 4.7633 | 5.281 | 5.9011 | 5.6905 | 6.3453 | 5.74 | 5.0811
2050-07-13 | 4.4954 | 4.4406 | 4.0671 | 3.7563 | 3.5398 | 3.9714 | 4.1111 | 3.3955 | 2.8181 | 2.621 | 2.4002 | 2.3764 | 2.2164 | 2.6472 | 2.8671 | 2.9166 | 3.1876 | 3.8918 | 4.9408 | 6.0008 | 5.9209 | 6.3724 | 6.2016 | 5.2973
2050-07-14 | 5.229 | 4.8115 | 4.1394 | 3.9619 | 4.1006 | 4.3279 | 4.0031 | 3.6631 | 3.4673 | 2.8381 | 2.605 | 2.474 | 3.1684 | 2.6908 | 2.7532 | 2.5342 | 3.1953 | 4.5649 | 5.4065 | 6.0243 | 5.7565 | 6.1553 | 6.0996 | 5.4197
2050-07-15 | 4.9861 | 4.9705 | 4.2429 | 3.8439 | 3.4698 | 3.6808 | 3.6294 | 3.0852 | 3.1644 | 3.1554 | 2.9297 | 2.6907 | 2.4468 | 2.448 | 2.0186 | 2.6856 | 3.4502 | 4.1801 | 5.0522 | 5.8104 | 5.1417 | 6.1956 | 6.5775 | 5.7406
2050-07-16 | 4.8161 | 4.65 | 4.0524 | 3.8035 | 3.8909 | 3.922 | 3.1236 | 3.1447 | 2.6876 | 2.4158 | 2.2451 | 2.1307 | 2.388 | 2.5289 | 2.633 | 2.2985 | 2.8729 | 3.1446 | 3.6288 | 4.7663 | 5.0511 | 5.711 | 6.0537 | 5.4439
2050-07-17 | 3.7665 | 3.3842 | 3.5231 | 3.2568 | 3.0945 | 3.0379 | 3.163 | 2.9905 | 2.5669 | 2.2655 | 2.1555 | 1.4058 | 1.5414 | 1.7216 | 2.1834 | 2.4279 | 2.7916 | 3.6532 | 4.6069 | 5.2966 | 4.665 | 4.0628 | 4.3545 | 3.9623
2050-07-18 | 3.6477 | 3.2532 | 3.1871 | 3.2731 | 3.1672 | 3.1855 | 3.3635 | 4.1456 | 3.8098 | 2.907 | 2.4516 | 2.4977 | 2.3249 | 2.2306 | 2.3043 | 2.4607 | 3.0871 | 4.5132 | 5.7818 | 6.3125 | 6.1499 | 6.3717 | 6.1586 | 5.7599
2050-07-19 | 5.2834 | 4.3618 | 4.491 | 4.6382 | 3.9064 | 4.2399 | 4.5482 | 4.1754 | 3.5401 | 3.3104 | 2.4714 | 2.3249 | 2.6939 | 2.7529 | 3.0076 | 2.7335 | 4.0273 | 5.0803 | 5.5884 | 6.3024 | 6.0176 | 6.1737 | 6.1206 | 5.4746
2050-07-20 | 4.7217 | 4.8873 | 4.4136 | 4.1408 | 3.8708 | 4.4366 | 4.7649 | 3.5861 | 3.9098 | 2.9912 | 2.5283 | 2.5103 | 2.3688 | 2.488 | 3.1092 | 3.1952 | 4.0939 | 4.9676 | 5.6623 | 6.1649 | 5.8948 | 5.8085 | 5.7309 | 5.3403
2050-07-21 | 5.4167 | 4.9485 | 4.2848 | 4.085 | 4.0936 | 3.9913 | 4.3299 | 3.5877 | 3.1187 | 2.641 | 2.3054 | 2.3533 | 2.3807 | 2.2851 | 2.6549 | 3.0878 | 3.4109 | 4.3734 | 5.2232 | 5.8165 | 5.8225 | 5.9765 | 6.5269 | 5.9
2050-07-22 | 4.7404 | 4.1306 | 4.2623 | 4.4649 | 3.6976 | 3.977 | 4.6748 | 3.9097 | 3.4526 | 3.2646 | 2.8665 | 2.4965 | 2.2917 | 2.4527 | 2.5885 | 2.7634 | 3.6727 | 3.9191 | 3.9476 | 4.9021 | 5.1188 | 5.6902 | 5.8012 | 5.807
2050-07-23 | 4.682 | 3.9589 | 4.2084 | 3.7817 | 3.4281 | 3.7952 | 4.3043 | 3.3009 | 2.8834 | 2.7452 | 2.0253 | 1.6194 | 1.7603 | 2.2113 | 2.4757 | 2.44 | 2.6296 | 3.3158 | 3.7577 | 4.0926 | 4.5732 | 5.3446 | 5.1885 | 5.4978
2050-07-24 | 4.0939 | 3.5625 | 3.2598 | 3.1509 | 2.9931 | 3.0114 | 3.1211 | 2.8943 | 2.2195 | 1.9002 | 1.8654 | 1.907 | 1.9566 | 2.01 | 2.2718 | 2.596 | 2.9529 | 3.7427 | 5.1851 | 5.6632 | 5.006 | 5.0035 | 5.32 | 4.8703
2050-07-25 | 3.567 | 3.2965 | 3.3933 | 3.46 | 3.3524 | 3.3921 | 3.5668 | 3.583 | 2.9948 | 2.5632 | 2.528 | 2.3476 | 2.2118 | 2.319 | 2.2851 | 2.7236 | 4.1669 | 5.6003 | 6.2264 | 6.3114 | 5.8275 | 6.3532 | 6.255 | 6.2718
2050-07-26 | 5.4381 | 4.9056 | 4.3102 | 4.1526 | 3.8639 | 4.7022 | 4.5894 | 3.7739 | 3.9523 | 3.2685 | 2.5244 | 2.0588 | 2.2866 | 2.3349 | 2.4759 | 2.6822 | 3.7593 | 4.5946 | 5.5509 | 6.2763 | 5.3125 | 5.8931 | 6.2752 | 5.3853
2050-07-27 | 4.2182 | 3.8702 | 4.1827 | 4.4527 | 3.7032 | 4.1338 | 4.9737 | 4.14 | 3.4262 | 2.9076 | 2.4529 | 2.6682 | 3.2137 | 3.102 | 2.7523 | 2.8389 | 3.5265 | 4.8077 | 5.6608 | 6.1908 | 6.1489 | 6.0697 | 5.9111 | 5.3938
2050-07-28 | 5.2604 | 4.8515 | 4.2158 | 4.2909 | 4.1437 | 4.132 | 4.5984 | 4.2251 | 3.489 | 2.9905 | 2.7151 | 2.6862 | 2.4411 | 2.3269 | 2.7819 | 2.7532 | 3.7085 | 4.1805 | 5.5944 | 6.3243 | 6.2953 | 6.4276 | 6.4349 | 5.7338
2050-07-29 | 5.3373 | 5.0678 | 4.3214 | 4.0129 | 4.242 | 4.5679 | 4.3597 | 3.8326 | 4.2451 | 3.0117 | 2.7368 | 2.4634 | 2.2532 | 2.2747 | 2.1085 | 2.7576 | 3.3202 | 4.5602 | 5.5086 | 6.2688 | 6.083 | 6.5202 | 6.5378 | 5.6442
2050-07-30 | 5.0277 | 5.2741 | 5.0176 | 4.3494 | 3.7165 | 4.2411 | 4.229 | 3.1888 | 2.9536 | 2.6602 | 2.3254 | 2.2041 | 2.3833 | 2.0738 | 1.5822 | 2.1199 | 2.9895 | 3.5684 | 3.8933 | 5.0338 | 4.839 | 5.4161 | 5.2727 | 5.3987
2050-07-31 | 5.037 | 4.2082 | 3.8579 | 3.6705 | 3.2202 | 3.0676 | 3.1944 | 2.8904 | 2.3405 | 2.0154 | 1.9069 | 1.7091 | 1.8143 | 2.074 | 1.8349 | 2.2751 | 2.7142 | 3.423 | 4.8272 | 5.7483 | 5.2879 | 4.1729 | 3.781 | 3.7822
2050-08-01 | 3.6826 | 3.4081 | 3.475 | 4.1652 | 3.709 | 3.7604 | 3.8027 | 3.5958 | 3.2951 | 3.2423 | 2.8579 | 2.469 | 2.3969 | 2.7541 | 3.0349 | 3.3751 | 3.9766 | 5.4827 | 5.9203 | 6.4611 | 6.3726 | 6.5063 | 6.2213 | 5.9893
2050-08-02 | 5.5534 | 4.8792 | 4.3278 | 4.4707 | 4.5029 | 4.4659 | 4.8564 | 3.8692 | 3.818 | 3.1612 | 2.853 | 2.6264 | 2.395 | 2.5323 | 3.1543 | 3.1643 | 4.2357 | 4.8713 | 5.9509 | 6.3612 | 6.2205 | 6.4772 | 6.1929 | 5.8593
2050-08-03 | 5.4446 | 4.5649 | 4.2608 | 4.3678 | 4.1657 | 4.3337 | 4.8519 | 4.0899 | 3.603 | 2.8027 | 2.903 | 2.4366 | 2.1874 | 2.0051 | 1.9187 | 2.4369 | 3.3147 | 4.544 | 5.5561 | 6.2895 | 6.0155 | 6.2053 | 5.9914 | 5.7518
2050-08-04 | 5.7859 | 5.2836 | 4.4028 | 4.1035 | 4.08 | 4.7398 | 5.0179 | 4.744 | 4.4579 | 3.5078 | 3.3979 | 3.1199 | 2.6718 | 2.5463 | 2.2565 | 3.0227 | 3.4892 | 4.1706 | 5.5227 | 6.0592 | 5.3826 | 6.0936 | 5.7073 | 5.4022
2050-08-05 | 5.1117 | 4.9486 | 4.179 | 3.7861 | 3.6939 | 3.6925 | 3.7016 | 3.4354 | 3.336 | 2.9648 | 2.5336 | 2.2513 | 2.4931 | 2.4934 | 2.4131 | 3.0963 | 3.7666 | 4.1101 | 4.5308 | 5.1056 | 4.3187 | 5.0562 | 5.5555 | 5.4651
2050-08-06 | 4.4297 | 3.6516 | 3.2881 | 3.2783 | 3.1207 | 3.0383 | 3.1656 | 3.2096 | 2.9282 | 2.2146 | 2.1348 | 2.1356 | 2.038 | 2.2788 | 2.0828 | 2.1862 | 3.0632 | 3.6775 | 4.4829 | 5.1312 | 4.764 | 4.6813 | 5.2569 | 5.0744
2050-08-07 | 4.4339 | 3.5709 | 3.4037 | 3.3398 | 2.9935 | 3.0244 | 3.2152 | 2.9937 | 2.5355 | 2.0705 | 1.9765 | 1.975 | 1.9594 | 1.9851 | 2.1012 | 1.9843 | 2.6735 | 3.532 | 4.4348 | 5.684 | 5.34 | 4.5025 | 3.7293 | 3.5527
2050-08-08 | 3.4649 | 3.3621 | 3.1764 | 3.1907 | 3.5583 | 4.0493 | 3.6282 | 3.2133 | 3.25 | 2.8633 | 2.9337 | 2.5859 | 2.7223 | 2.5299 | 2.4186 | 2.4659 | 3.6833 | 4.8237 | 5.376 | 6.1789 | 5.4434 | 5.7154 | 5.5609 | 5.5004
2050-08-09 | 4.8048 | 4.5132 | 3.9636 | 4.1003 | 3.9981 | 4.0786 | 4.4331 | 3.7893 | 3.3842 | 2.732 | 2.4254 | 2.6606 | 2.4706 | 2.2933 | 2.6142 | 3.0488 | 3.5027 | 4.2657 | 5.606 | 6.306 | 5.6838 | 6.3277 | 6.3606 | 5.0602
2050-08-10 | 4.2962 | 4.5724 | 4.1043 | 3.7323 | 3.6271 | 4.2576 | 4.5893 | 3.4614 | 3.4695 | 2.8765 | 2.6181 | 2.3384 | 2.361 | 2.4941 | 2.7064 | 3 | 4.4877 | 4.5067 | 5.6684 | 6.3345 | 5.9817 | 6.3369 | 6.3062 | 5.8169
2050-08-11 | 4.9994 | 4.6545 | 4.4315 | 4.7994 | 4.4315 | 4.4197 | 4.8979 | 4.1024 | 3.6784 | 3.0614 | 2.9228 | 2.8113 | 3.1345 | 3.7694 | 4.0964 | 3.7573 | 5.1822 | 5.6043 | 6.2617 | 6.4072 | 5.7154 | 6.05 | 6.3427 | 4.9059
2050-08-12 | 4.3154 | 4.5457 | 4.1656 | 4.1873 | 4.0504 | 5.1454 | 5.1206 | 3.8654 | 3.4422 | 2.9282 | 2.7636 | 2.9608 | 2.5333 | 2.577 | 2.4584 | 2.886 | 3.376 | 4.627 | 5.5711 | 5.9157 | 5.5585 | 6.0283 | 5.7673 | 5.5033
2050-08-13 | 4.7796 | 4.4944 | 3.8683 | 3.9261 | 3.4899 | 3.3547 | 3.4325 | 3.0283 | 2.7633 | 2.3101 | 2.0478 | 2.0139 | 2.2395 | 2.3148 | 2.1771 | 2.4192 | 3.2581 | 3.922 | 4.794 | 6.0299 | 5.6434 | 5.9664 | 5.2935 | 4.9327
2050-08-14 | 4.1696 | 3.5455 | 3.4052 | 3.4326 | 3.2857 | 3.2114 | 3.3273 | 2.9716 | 2.7931 | 2.3062 | 1.9114 | 2.0245 | 1.9617 | 2.0484 | 2.1532 | 2.1661 | 2.6252 | 3.7503 | 4.7502 | 5.5422 | 5.3073 | 4.1429 | 3.8959 | 3.828
2050-08-15 | 3.5388 | 3.6164 | 3.6556 | 3.6612 | 3.1819 | 3.4489 | 3.7252 | 3.8612 | 3.3583 | 2.6956 | 2.7532 | 2.6983 | 2.6649 | 2.704 | 2.9531 | 3.5629 | 4.2998 | 5.176 | 6.1969 | 6.4233 | 6.0522 | 5.9647 | 5.7875 | 5.2731
2050-08-16 | 5.2874 | 4.5866 | 4.0818 | 4.264 | 4.1574 | 4.4208 | 5.1723 | 3.864 | 3.5597 | 2.9248 | 2.5138 | 2.7238 | 2.8224 | 2.7544 | 2.7728 | 3.0228 | 3.9359 | 4.7901 | 5.7366 | 6.3655 | 5.7601 | 5.6447 | 5.9305 | 5.5931
2050-08-17 | 4.3676 | 4.2468 | 4.3553 | 3.9258 | 3.9051 | 4.6864 | 4.7725 | 3.7921 | 3.6646 | 2.9398 | 2.4326 | 2.2448 | 2.5134 | 2.4934 | 2.1146 | 2.7837 | 4.0612 | 5.1337 | 6.0577 | 6.3638 | 6.2296 | 6.4016 | 5.7937 | 5.218
2050-08-18 | 5.0032 | 4.9005 | 4.243 | 3.9873 | 4.1606 | 4.1384 | 4.0188 | 3.6217 | 3.6642 | 3.1703 | 3.005 | 3.4215 | 3.2874 | 2.7656 | 2.7652 | 3.3449 | 4.1271 | 5.1841 | 6.0306 | 6.2162 | 5.5367 | 6.3772 | 6.6649 | 6.4713
2050-08-19 | 5.149 | 4.9816 | 5.2294 | 4.7299 | 4.4447 | 5.1796 | 4.5487 | 3.2137 | 2.8709 | 2.4847 | 2.4369 | 2.3756 | 2.3306 | 2.4525 | 2.5152 | 2.4413 | 4.0418 | 5.302 | 5.8468 | 6.1187 | 5.7978 | 6.275 | 6.1969 | 5.8179
2050-08-20 | 5.6942 | 5.0795 | 4.5357 | 3.9876 | 3.9495 | 4.6916 | 4.0721 | 3.1525 | 2.9724 | 2.7268 | 2.4235 | 2.3409 | 2.4801 | 2.6442 | 2.5413 | 2.6386 | 3.3392 | 4.0694 | 4.9066 | 4.7901 | 4.7887 | 5.7428 | 5.6748 | 4.8123
2050-08-21 | 4.3019 | 3.7317 | 3.7053 | 3.6291 | 3.278 | 3.3549 | 3.2078 | 3.0891 | 2.7995 | 2.4627 | 2.1656 | 2.2775 | 2.4163 | 2.4821 | 2.6997 | 2.7886 | 3.2929 | 4.1698 | 5.2019 | 6.0339 | 5.7292 | 5.4448 | 5.2177 | 4.7644
2050-08-22 | 4.4981 | 4.2177 | 3.4314 | 3.3057 | 3.3591 | 3.7324 | 3.9441 | 3.923 | 3.9191 | 3.6535 | 3.3808 | 2.9576 | 3.2351 | 3.3338 | 3.315 | 3.9424 | 4.8013 | 5.3566 | 6.124 | 6.1948 | 5.8731 | 6.4119 | 5.8638 | 5.6127
2050-08-23 | 5.4155 | 4.6923 | 4.3943 | 5.0393 | 4.1383 | 4.6477 | 5.4705 | 4.877 | 4.6333 | 3.3645 | 2.9938 | 2.9249 | 3.0177 | 3.05 | 3.158 | 3.6282 | 4.2869 | 5.1446 | 5.583 | 6.379 | 5.5 | 5.723 | 5.8727 | 5.3943
2050-08-24 | 5.1272 | 4.7816 | 4.1633 | 4.067 | 4.1259 | 4.603 | 5.2724 | 4.2542 | 2.918 | 2.5115 | 2.1796 | 2.0256 | 1.9427 | 2.4445 | 2.9147 | 3.0499 | 4.1735 | 5.2618 | 5.0671 | 5.5229 | 5.5493 | 5.9291 | 5.7804 | 5.7019
2050-08-25 | 5.5431 | 4.501 | 4.513 | 4.8576 | 4.4252 | 4.386 | 4.9128 | 4.4359 | 3.4173 | 3.4599 | 3.4202 | 4.1499 | 3.9065 | 3.2568 | 3.7625 | 3.7713 | 4.4832 | 4.4347 | 4.8332 | 4.9752 | 4.2144 | 4.091 | 4.0189 | 3.899
2050-08-26 | 3.3765 | 3.1613 | 3.2123 | 2.9926 | 2.9452 | 2.7782 | 2.5402 | 2.5713 | 2.9183 | 2.5413 | 2.5382 | 2.5952 | 2.4679 | 2.0659 | 2.3279 | 2.9036 | 3.7948 | 4.5542 | 4.6228 | 4.1723 | 3.9997 | 4.0407 | 4.2602 | 3.9503
2050-08-27 | 3.3494 | 3.0439 | 2.9023 | 2.9757 | 2.7974 | 2.8016 | 3.0305 | 2.8891 | 2.6288 | 2.183 | 2.3893 | 2.5469 | 2.1741 | 2.7408 | 2.6555 | 2.6343 | 3.2842 | 4.0306 | 4.1478 | 4.1484 | 3.6004 | 3.5112 | 3.6554 | 3.6069
2050-08-28 | 3.41 | 3.1891 | 3.0924 | 3.0444 | 3.2494 | 3.14 | 3.3264 | 2.8138 | 2.7934 | 2.2805 | 1.975 | 1.6466 | 1.7554 | 1.7805 | 2.1432 | 2.5224 | 2.7507 | 3.6427 | 4.8513 | 4.9733 | 4.3896 | 3.7244 | 3.6811 | 3.5395
2050-08-29 | 3.5186 | 3.2642 | 3.0812 | 3.0074 | 3.0709 | 3.3092 | 3.4805 | 3.116 | 3.2097 | 2.8562 | 2.6889 | 3.0919 | 2.9481 | 2.626 | 2.8127 | 3.0721 | 3.8283 | 4.597 | 6.1737 | 6.4618 | 5.768 | 5.8728 | 6.1052 | 4.8815
2050-08-30 | 4.2539 | 4.0808 | 4.1123 | 4.3639 | 3.7273 | 4.0755 | 4.6217 | 3.6816 | 3.559 | 2.7971 | 2.7483 | 2.6741 | 2.5269 | 2.8325 | 3.0847 | 2.8267 | 3.6599 | 4.8322 | 6.0039 | 6.3776 | 5.9568 | 6.5028 | 5.9776 | 4.9791
2050-08-31 | 4.9715 | 4.0969 | 3.754 | 3.6262 | 3.7731 | 3.7913 | 4.1942 | 3.4185 | 3.1917 | 2.5487 | 2.2322 | 2.0143 | 2.1004 | 2.17 | 2.3242 | 2.5002 | 3.4925 | 4.3129 | 5.4573 | 6.171 | 5.547 | 5.3786 | 5.1425 | 4.9712
2050-09-01 | 4.4517 | 4.2881 | 4.2045 | 4.0979 | 3.9084 | 4.6568 | 4.6675 | 3.7023 | 3.3171 | 2.8831 | 2.5062 | 2.5017 | 2.7999 | 2.5994 | 2.071 | 2.6382 | 3.6301 | 4.2704 | 5.5197 | 6.0631 | 5.4084 | 5.3952 | 5.4998 | 5.6164
2050-09-02 | 4.6271 | 4.1774 | 4.1746 | 4.284 | 3.9065 | 3.8672 | 4.2242 | 3.2298 | 3.101 | 2.8416 | 2.7171 | 2.6276 | 2.9849 | 3.4982 | 2.8125 | 2.8534 | 3.3424 | 4.2017 | 5.0472 | 5.2383 | 4.6336 | 5.4912 | 5.6317 | 4.831
2050-09-03 | 4.15 | 3.983 | 3.9609 | 3.5392 | 3.5234 | 3.1281 | 3.5273 | 2.9241 | 2.3211 | 2.1596 | 1.7732 | 1.4628 | 1.7946 | 2.0405 | 1.9479 | 2.4602 | 3.201 | 4.0931 | 4.4335 | 4.3571 | 4.443 | 4.2141 | 4.1789 | 4.1135
2050-09-04 | 3.8072 | 3.5067 | 3.3917 | 3.3974 | 3.2503 | 3.1992 | 3.1385 | 2.6684 | 2.4143 | 2.0174 | 1.747 | 1.4008 | 1.0628 | 1.1936 | 1.7522 | 1.8699 | 2.6533 | 3.5836 | 4.6457 | 5.0021 | 4.4925 | 4.7617 | 4.6585 | 4.3153
2050-09-05 | 4.221 | 3.8262 | 3.1881 | 3.1451 | 3.3796 | 3.3325 | 3.4106 | 3.3256 | 2.9645 | 2.4937 | 2.4929 | 2.2043 | 2.189 | 2.1401 | 1.9215 | 2.8797 | 3.5434 | 4.7089 | 5.5143 | 5.681 | 5.3169 | 4.7028 | 4.3114 | 4.0937
2050-09-06 | 4.1584 | 3.7152 | 3.4897 | 3.7535 | 3.5892 | 3.6661 | 4.2311 | 4.003 | 3.9468 | 3.3243 | 2.505 | 2.4803 | 2.7839 | 2.6565 | 2.4918 | 3.1198 | 4.6744 | 5.9143 | 6.4369 | 6.4762 | 6.0292 | 6.2196 | 5.9126 | 5.9062
2050-09-07 | 5.3133 | 4.4737 | 4.4158 | 4.6292 | 4.3439 | 4.5192 | 5.0087 | 4.3738 | 3.6422 | 3.0181 | 2.5905 | 2.2715 | 2.3767 | 2.9169 | 3.1252 | 2.7269 | 4.2523 | 5.3048 | 6.0245 | 6.3124 | 5.8322 | 5.8646 | 5.6784 | 5.6143
2050-09-08 | 5.3257 | 4.5991 | 4.512 | 4.7429 | 4.0538 | 4.1448 | 4.6251 | 4.0057 | 3.6943 | 3.1308 | 2.7639 | 2.7453 | 2.6053 | 2.9689 | 2.9391 | 3.0245 | 4.2867 | 5.5311 | 6.1908 | 6.4513 | 6.063 | 6.249 | 6.1632 | 5.4258
2050-09-09 | 5.0752 | 4.9966 | 4.5731 | 4.4885 | 4.5398 | 5.37 | 5.4296 | 4.1874 | 3.9286 | 2.975 | 2.3558 | 2.1615 | 2.5713 | 2.5986 | 2.632 | 3.0003 | 4.1076 | 4.6361 | 5.5427 | 5.9255 | 5.2285 | 5.8839 | 6.2815 | 5.6894
2050-09-10 | 4.624 | 4.2706 | 4.405 | 3.8739 | 3.6081 | 3.601 | 3.5959 | 3.1612 | 2.8572 | 2.3798 | 2.1689 | 1.8685 | 2.2109 | 2.0749 | 1.9276 | 2.5681 | 3.3944 | 4.1657 | 5.0002 | 4.8526 | 4.9279 | 5.1111 | 5.4676 | 4.6462
2050-09-11 | 4.4397 | 4.0996 | 3.5844 | 3.3128 | 3.1974 | 3.3821 | 3.5181 | 2.8523 | 2.5143 | 2.2977 | 2.1075 | 2.3075 | 2.4853 | 2.7227 | 2.7775 | 2.7281 | 3.1641 | 4.1249 | 5.17 | 5.6374 | 5.0893 | 4.6842 | 4.0843 | 3.8551
2050-09-12 | 3.7702 | 3.4773 | 3.2342 | 3.2291 | 3.4111 | 3.3111 | 3.9968 | 4.2757 | 3.7866 | 3.261 | 2.9081 | 2.5437 | 2.4993 | 2.671 | 3.4793 | 4.054 | 4.5376 | 5.3795 | 6.2406 | 6.4695 | 6.1738 | 6.1083 | 5.8963 | 5.5345
2050-09-13 | 5.1999 | 5.0952 | 4.9813 | 4.5976 | 4.4941 | 5.1606 | 5.7011 | 4.296 | 3.6652 | 3.0908 | 2.7932 | 2.8764 | 3.2756 | 2.9179 | 2.7023 | 3.5983 | 4.2404 | 4.9663 | 5.8231 | 5.6234 | 4.8956 | 4.7864 | 4.3179 | 4.0299
2050-09-14 | 3.7276 | 3.5498 | 3.7753 | 3.538 | 3.4351 | 3.4569 | 3.4965 | 3.4441 | 2.954 | 2.4344 | 1.8626 | 1.7014 | 1.3898 | 1.6108 | 1.9223 | 2.2439 | 2.8366 | 3.293 | 3.7775 | 3.669 | 3.4356 | 3.3696 | 3.5675 | 3.3624
2050-09-15 | 3.12 | 2.8793 | 2.7633 | 2.6911 | 2.7884 | 2.7926 | 2.8538 | 2.834 | 2.7353 | 2.3142 | 2.0555 | 1.7552 | 1.6916 | 1.9901 | 1.835 | 2.3688 | 2.9054 | 3.7069 | 4.7134 | 4.102 | 3.8704 | 4.815 | 5.3155 | 5.5228
2050-09-16 | 4.6147 | 4.2414 | 4.0988 | 4.248 | 4.3721 | 4.325 | 5.0908 | 4.2745 | 3.3627 | 2.6893 | 2.2324 | 2.071 | 2.2302 | 2.3297 | 2.2367 | 2.9187 | 3.7097 | 4.913 | 5.709 | 5.4003 | 4.9743 | 5.9782 | 5.7611 | 5.3056
2050-09-17 | 4.489 | 4.5962 | 4.0543 | 3.9603 | 4.2544 | 4.0431 | 3.9852 | 3.1557 | 2.7519 | 2.0046 | 1.5137 | 1.7369 | 1.7121 | 1.4721 | 1.2563 | 1.9163 | 2.6714 | 3.6716 | 4.7883 | 5.2062 | 4.4165 | 4.8633 | 5.324 | 4.6029
2050-09-18 | 4.2245 | 4.2872 | 3.9746 | 3.6682 | 3.6486 | 4.0455 | 4.0955 | 2.9729 | 2.4077 | 2.323 | 1.6851 | 1.1449 | 1.4333 | 1.6365 | 1.0079 | 1.7635 | 2.7905 | 3.855 | 4.5959 | 4.7312 | 4.171 | 4.905 | 4.9382 | 3.9713
2050-09-19 | 3.3618 | 3.1576 | 3.1672 | 3.2245 | 3.1577 | 3.4457 | 4.0328 | 3.8464 | 2.8782 | 2.2473 | 2.2141 | 1.9347 | 2.275 | 2.6122 | 2.0006 | 2.5271 | 3.6531 | 4.8482 | 5.8591 | 5.9662 | 5.5225 | 5.8578 | 5.4016 | 4.9067
2050-09-20 | 4.4585 | 4.3701 | 4.3329 | 3.7728 | 3.3587 | 3.3612 | 4.1058 | 3.3998 | 2.8591 | 2.5471 | 2.1318 | 1.9481 | 1.8745 | 2.229 | 2.1986 | 2.5781 | 3.9116 | 4.9999 | 5.8014 | 6.214 | 5.4157 | 5.4609 | 5.5372 | 5.3881
2050-09-21 | 4.2921 | 3.6342 | 3.5467 | 3.5263 | 3.1657 | 3.258 | 3.8662 | 3.9286 | 3.4065 | 2.8527 | 2.2803 | 2.1071 | 2.2359 | 2.3887 | 2.6103 | 3.4762 | 4.3165 | 5.1917 | 6.3407 | 6.4889 | 6.1049 | 6.1961 | 5.6378 | 5.1194
2050-09-22 | 5.1093 | 4.7978 | 4.6411 | 4.2517 | 4.4035 | 4.3463 | 4.0707 | 3.7183 | 3.3629 | 2.7721 | 2.3901 | 2.396 | 2.7041 | 2.6168 | 2.8823 | 4.0472 | 4.2588 | 5.2762 | 6.3786 | 6.5222 | 5.875 | 6.1273 | 6.5191 | 6.107
2050-09-23 | 4.7273 | 3.9028 | 4.034 | 3.7086 | 3.6049 | 3.9456 | 4.8848 | 3.8328 | 3.2348 | 2.7767 | 2.2945 | 2.2105 | 2.4748 | 2.5763 | 2.203 | 3.2422 | 4.7659 | 5.463 | 5.0735 | 4.8602 | 4.7005 | 5.8322 | 6.3027 | 6.0299
2050-09-24 | 4.7597 | 4.6189 | 3.9352 | 3.4462 | 3.3067 | 3.427 | 3.9015 | 3.1696 | 2.8568 | 2.3791 | 2.1895 | 1.8833 | 1.8226 | 1.7757 | 1.7097 | 2.2788 | 3.3859 | 4.4715 | 4.7551 | 5.1972 | 4.8902 | 4.4363 | 4.1031 | 4.0211
2050-09-25 | 3.9122 | 3.5132 | 3.5356 | 3.6667 | 3.3267 | 3.3133 | 3.5558 | 2.8835 | 2.5105 | 2.4519 | 2.286 | 2.0679 | 2.0858 | 2.2267 | 1.9726 | 2.2495 | 3.1943 | 4.3794 | 5.2704 | 5.726 | 5.2367 | 5.1402 | 5.462 | 5.2253
2050-09-26 | 4.8531 | 4.5549 | 3.9983 | 3.8958 | 4.0825 | 4.5228 | 4.808 | 3.637 | 3.4588 | 3.0802 | 2.7838 | 2.8404 | 3.1791 | 3.0453 | 3.2111 | 3.8292 | 4.879 | 6.0696 | 6.6411 | 6.5832 | 5.8153 | 5.9699 | 5.9217 | 5.861
2050-09-27 | 5.1541 | 4.7496 | 4.3327 | 4.3428 | 4.4827 | 4.3755 | 4.7128 | 4.0121 | 3.6127 | 2.5765 | 1.8903 | 2.4095 | 2.2385 | 2.5594 | 2.9287 | 3.5771 | 4.5933 | 5.8515 | 6.4179 | 6.5082 | 5.8348 | 4.5043 | 4.3668 | 4.5781
2050-09-28 | 4.7151 | 4.2082 | 4.2667 | 4.0786 | 3.8906 | 4.2917 | 5.5569 | 5.4782 | 4.465 | 3.6859 | 3.1903 | 3.3758 | 3.1185 | 2.6632 | 2.8448 | 3.606 | 5.0939 | 5.631 | 6.3117 | 6.4803 | 6.1185 | 5.7621 | 5.2302 | 4.8553
2050-09-29 | 4.4778 | 4.1999 | 4.0597 | 3.9583 | 3.9004 | 4.4583 | 5.2628 | 4.9592 | 5.0875 | 4.7363 | 4.4795 | 2.8936 | 3.5583 | 3.9135 | 3.6469 | 4.6288 | 4.7318 | 5.7952 | 5.7415 | 4.8779 | 4.5488 | 4.6815 | 4.754 | 4.3835
2050-09-30 | 3.9591 | 3.6567 | 3.763 | 3.6527 | 3.2463 | 3.2007 | 3.6219 | 3.1505 | 2.7584 | 2.3908 | 2.4418 | 2.9664 | 2.7051 | 2.8882 | 2.2801 | 2.892 | 4.4119 | 5.3208 | 5.6019 | 5.989 | 5.4987 | 5.7935 | 5.6686 | 5.2806
2050-10-01 | 4.8374 | 3.7872 | 3.596 | 3.4089 | 3.2729 | 3.279 | 3.389 | 3.0134 | 2.4391 | 2.1857 | 1.9228 | 1.9916 | 2.209 | 2.2133 | 2.0069 | 2.5127 | 3.4955 | 4.0495 | 5.2279 | 5.489 | 4.7522 | 4.354 | 4.1679 | 4.0207
2050-10-02 | 3.9636 | 4.5471 | 4.2058 | 4.0497 | 3.4465 | 3.1455 | 3.2911 | 2.8937 | 2.5111 | 2.1609 | 2.1938 | 2.1016 | 2.3687 | 2.6712 | 2.6343 | 2.7159 | 3.5298 | 4.602 | 5.6963 | 5.8916 | 5.1692 | 4.4946 | 4.1696 | 3.7747
2050-10-03 | 3.5124 | 3.4637 | 3.397 | 3.2078 | 3.2234 | 3.3198 | 3.7316 | 3.2815 | 2.6917 | 2.1449 | 2.1098 | 2.1768 | 2.4576 | 2.8093 | 3.4184 | 4.1013 | 4.8779 | 5.5677 | 6.3785 | 6.2621 | 5.5 | 5.7649 | 5.7118 | 5.4846
2050-10-04 | 4.409 | 3.7657 | 3.4654 | 3.3577 | 3.3097 | 3.4964 | 3.9003 | 3.343 | 2.6906 | 2.1512 | 1.8195 | 1.8152 | 2.1612 | 2.3764 | 2.8229 | 3.3413 | 4.0719 | 5.3282 | 6.3723 | 6.1607 | 5.2556 | 4.6418 | 4.7371 | 4.4959
2050-10-05 | 3.7731 | 3.5033 | 3.5496 | 3.5626 | 3.3889 | 3.5167 | 3.7944 | 3.2718 | 2.742 | 2.2531 | 2.0567 | 2.1875 | 2.4624 | 3.3271 | 4.1199 | 4.1532 | 4.6748 | 5.7308 | 6.4063 | 6.3479 | 5.8344 | 6.0511 | 5.7017 | 5.2057
2050-10-06 | 5.0898 | 4.8754 | 4.2789 | 4.0616 | 3.6136 | 4.0254 | 4.4019 | 3.3446 | 2.7311 | 2.3499 | 2.3072 | 2.4614 | 2.7242 | 2.9195 | 3.6669 | 4.2004 | 5.1461 | 6.0142 | 6.4105 | 6.2734 | 5.4545 | 6.0029 | 6.4524 | 5.8044
2050-10-07 | 4.9226 | 4.2421 | 3.8525 | 3.7428 | 3.4744 | 3.743 | 4.1158 | 3.2141 | 2.9385 | 2.8775 | 2.5797 | 2.3826 | 2.4887 | 2.8874 | 3.593 | 4.4882 | 5.13 | 5.1699 | 5.6386 | 5.6465 | 5.2427 | 6.2975 | 6.2473 | 6.0604
2050-10-08 | 4.8299 | 4.3351 | 4.6333 | 4.3585 | 3.6898 | 3.5392 | 3.9576 | 3.302 | 2.7288 | 2.163 | 1.9075 | 2.1293 | 2.1271 | 2.0207 | 2.2678 | 2.6572 | 3.8519 | 4.7359 | 5.694 | 5.6048 | 5.003 | 4.5813 | 4.3192 | 4.0269
2050-10-09 | 3.9173 | 3.4879 | 3.375 | 3.5411 | 3.5039 | 3.4576 | 3.3719 | 2.9422 | 2.3174 | 1.8977 | 1.9525 | 2.0486 | 2.1902 | 2.7526 | 2.8788 | 2.8702 | 3.6475 | 4.4536 | 5.6735 | 5.428 | 4.7792 | 5.1658 | 4.6588 | 4.3128
2050-10-10 | 4.1323 | 3.4564 | 3.2311 | 3.1902 | 3.1974 | 3.5584 | 3.7848 | 3.3005 | 3.1477 | 2.7186 | 2.6035 | 2.4821 | 2.4508 | 2.6202 | 2.9778 | 2.9712 | 3.9059 | 5.4334 | 6.1153 | 6.0315 | 5.0095 | 4.5492 | 4.6782 | 4.1601
2050-10-11 | 4.0445 | 4.6557 | 4.5955 | 4.1982 | 3.9855 | 4.5641 | 3.9432 | 3.6818 | 3.1757 | 2.5482 | 2.3577 | 2.3823 | 2.602 | 2.9144 | 3.2506 | 3.9805 | 5.1301 | 5.8208 | 6.1574 | 5.8176 | 5.6176 | 5.8559 | 5.3341 | 4.6967
2050-10-12 | 4.5329 | 4.5584 | 4.3581 | 4.2901 | 3.6517 | 3.6655 | 3.9099 | 3.7703 | 3.3788 | 3.0226 | 2.7385 | 2.5192 | 2.438 | 2.937 | 2.8868 | 3.4628 | 4.5396 | 5.7832 | 6.3222 | 5.9794 | 5.0226 | 5.5849 | 5.407 | 5.1842
2050-10-13 | 4.9784 | 4.2964 | 4.2455 | 4.5588 | 4.0542 | 4.2725 | 4.6177 | 3.5822 | 3.1598 | 2.3514 | 2.0334 | 2.253 | 2.512 | 2.941 | 3.4245 | 4.0736 | 5.0409 | 5.7966 | 5.9258 | 5.7847 | 5.514 | 5.7241 | 5.7572 | 5.4529
2050-10-14 | 5.2028 | 4.9022 | 4.151 | 4.2047 | 4.2469 | 4.687 | 4.6289 | 3.4625 | 3.2216 | 2.9747 | 2.9669 | 2.799 | 2.7127 | 3.1049 | 3.9375 | 4.7782 | 5.2243 | 5.5102 | 6.091 | 5.3927 | 4.7708 | 5.8633 | 6.0454 | 5.0671
2050-10-15 | 4.5274 | 4.5286 | 3.956 | 3.7194 | 3.6012 | 3.92 | 3.9803 | 3.3281 | 3.2948 | 2.8576 | 2.5867 | 2.4909 | 2.046 | 2.228 | 2.5978 | 2.7527 | 3.5116 | 4.5008 | 5.4333 | 5.1202 | 4.0705 | 4.4353 | 4.0247 | 3.5594
2050-10-16 | 3.5303 | 3.4956 | 3.407 | 3.1961 | 3.0769 | 3.2189 | 3.222 | 2.7324 | 2.2661 | 1.81 | 1.5021 | 1.5132 | 1.7074 | 2.0527 | 2.2689 | 2.7706 | 3.4339 | 4.7005 | 5.4579 | 5.1122 | 4.7253 | 4.8147 | 4.3661 | 4.0498
2050-10-17 | 3.7926 | 3.3311 | 3.1112 | 3.0541 | 3.0841 | 3.4383 | 3.822 | 3.4233 | 3.2009 | 3.5381 | 3.4501 | 3.0564 | 2.5631 | 2.7172 | 3.475 | 3.9164 | 4.8558 | 5.5711 | 5.9329 | 5.3776 | 4.7603 | 5.6781 | 5.3433 | 4.8961
2050-10-18 | 4.3067 | 3.9498 | 3.8842 | 4.223 | 4.0395 | 4.0528 | 4.2085 | 3.4262 | 3.242 | 2.5765 | 2.0716 | 1.8809 | 2.234 | 2.5052 | 2.8045 | 3.4394 | 4.6626 | 5.6747 | 5.9014 | 5.6982 | 5.3479 | 5.2781 | 5.081 | 4.6577
2050-10-19 | 4.5939 | 4.2588 | 3.8685 | 4.0344 | 4.1678 | 4.1755 | 4.6586 | 3.9641 | 3.3262 | 2.4907 | 2.7073 | 2.4827 | 2.2278 | 2.325 | 3.0418 | 3.8858 | 4.7055 | 5.1296 | 6.1393 | 5.8608 | 5.4055 | 6.0979 | 5.8131 | 5.0194
2050-10-20 | 5.0101 | 4.88 | 4.5768 | 3.8302 | 3.2392 | 3.5072 | 3.9113 | 3.5841 | 3.3904 | 2.995 | 2.8467 | 2.6013 | 2.8953 | 3.2692 | 3.6024 | 3.8273 | 4.709 | 5.3033 | 6.2613 | 5.8812 | 4.6852 | 5.0418 | 5.543 | 4.8861
2050-10-21 | 4.2653 | 4.1656 | 4.2406 | 3.8951 | 3.4169 | 3.481 | 4.1334 | 3.9005 | 3.3811 | 2.6269 | 2.1694 | 2.1419 | 2.5135 | 3.1277 | 3.4031 | 3.9163 | 4.6374 | 5.1688 | 5.5386 | 5.1521 | 4.524 | 4.4634 | 4.4663 | 4.3257
2050-10-22 | 3.8521 | 3.4196 | 3.3131 | 3.4572 | 3.1864 | 3.4449 | 3.6936 | 3.4673 | 3.2972 | 2.7544 | 2.3763 | 2.5262 | 2.687 | 2.5325 | 2.3936 | 2.6084 | 3.4939 | 4.4348 | 5.0402 | 4.5363 | 3.918 | 4.6275 | 4.9712 | 4.6597
2050-10-23 | 4.3658 | 3.5855 | 3.2563 | 3.2671 | 3.1817 | 3.1135 | 3.2164 | 3.0674 | 2.7555 | 2.2711 | 1.8305 | 1.5841 | 1.7843 | 1.8981 | 2.4095 | 2.8725 | 3.6164 | 4.6793 | 5.6424 | 5.3158 | 4.6454 | 4.0776 | 3.804 | 3.6159
2050-10-24 | 3.5458 | 3.5142 | 3.4685 | 3.3495 | 3.3529 | 3.7617 | 5.5816 | 4.3774 | 3.3073 | 2.6026 | 2.6182 | 2.4886 | 2.3715 | 2.826 | 2.8348 | 3.1107 | 4.0439 | 5.6206 | 6.2119 | 5.7055 | 5.4491 | 5.5637 | 5.3532 | 5.2848
2050-10-25 | 4.487 | 3.442 | 3.3348 | 3.5759 | 3.2713 | 3.6019 | 4.266 | 4.0919 | 3.0909 | 2.4369 | 2.047 | 1.9363 | 2.242 | 2.5504 | 2.784 | 3.5021 | 4.5022 | 5.7396 | 6.2809 | 6.1031 | 5.5218 | 5.981 | 5.8893 | 5.4598
2050-10-26 | 5.1704 | 5.029 | 4.6752 | 4.2871 | 4.2468 | 4.7166 | 5.1471 | 4.32 | 3.3826 | 2.795 | 2.3044 | 2.2654 | 2.3062 | 2.5812 | 3.1203 | 3.3796 | 4.8715 | 6.0108 | 6.3779 | 6.2148 | 5.6516 | 5.5078 | 5.5572 | 5.178
2050-10-27 | 5.1733 | 4.4359 | 4.1026 | 4.3577 | 4.2352 | 4.7588 | 5.2826 | 4.1013 | 3.823 | 3.1061 | 2.5136 | 2.4623 | 2.5688 | 2.8236 | 3.159 | 4.1262 | 4.2785 | 4.9958 | 5.9828 | 5.8445 | 5.0042 | 5.0837 | 5.5741 | 5.5474
2050-10-28 | 4.5762 | 4.1609 | 3.7428 | 3.6041 | 3.6741 | 3.847 | 4.2377 | 3.3258 | 3.414 | 3.2269 | 3.1982 | 2.7775 | 2.8126 | 3.0821 | 3.0824 | 3.229 | 4.9408 | 5.2455 | 5.7153 | 5.5625 | 4.7705 | 5.3479 | 5.2041 | 5.1938
2050-10-29 | 4.5407 | 4.345 | 4.0678 | 3.3345 | 3.3533 | 3.5469 | 3.7288 | 3.1315 | 2.628 | 2.3746 | 2.2863 | 2.032 | 1.9962 | 2.1968 | 2.4671 | 2.831 | 4.073 | 5.1007 | 5.329 | 4.5656 | 4.1412 | 3.7412 | 3.7836 | 3.6664
2050-10-30 | 3.7352 | 3.5828 | 3.4836 | 3.5765 | 3.3785 | 3.3763 | 3.468 | 3.1711 | 2.6677 | 2.3317 | 1.8448 | 1.7348 | 2.0521 | 2.3381 | 2.8885 | 3.4665 | 4.0039 | 4.65 | 5.7236 | 5.2012 | 4.4787 | 4.4985 | 4.8227 | 4.6409
2050-10-31 | 3.9286 | 3.5188 | 3.584 | 3.3823 | 3.3714 | 3.5719 | 4.029 | 3.7808 | 3.1756 | 2.7617 | 2.6984 | 2.3571 | 2.4412 | 2.7443 | 3.2506 | 3.3262 | 5.1247 | 6.3105 | 6.4867 | 6.3484 | 5.469 | 4.6201 | 4.4157 | 4.0477
2050-11-01 | 4.1038 | 3.7121 | 3.4008 | 3.3857 | 3.6857 | 4.3206 | 4.7318 | 4.1371 | 4.4233 | 4.6022 | 4.1225 | 3.2353 | 3.9819 | 4.3007 | 4.0085 | 4.5748 | 5.6599 | 5.8733 | 5.7312 | 5.2107 | 4.8473 | 4.7194 | 4.549 | 4.1407
2050-11-02 | 3.8383 | 3.5646 | 3.1202 | 3.0571 | 3.1558 | 3.3701 | 3.915 | 3.8824 | 3.3523 | 2.4908 | 2.4212 | 2.404 | 2.4424 | 3.2529 | 3.9508 | 3.8698 | 5.2216 | 5.7595 | 5.3539 | 4.6683 | 4.5243 | 5.6695 | 5.6877 | 5.057
2050-11-03 | 4.5976 | 4.2746 | 4.4109 | 4.3603 | 4.1157 | 4.8221 | 5.1936 | 4.1969 | 4.0067 | 2.8325 | 2.4682 | 2.5323 | 2.6476 | 2.4987 | 2.8567 | 3.8029 | 4.9205 | 5.1994 | 6.105 | 5.5812 | 5.2078 | 5.7677 | 5.9589 | 5.04
2050-11-04 | 4.4906 | 4.2017 | 4.1193 | 3.9559 | 4.0331 | 4.397 | 4.7904 | 3.5103 | 3.2825 | 2.8333 | 2.1896 | 1.9567 | 2.249 | 2.3953 | 2.3857 | 3.3148 | 5.1034 | 5.0945 | 5.613 | 5.5372 | 4.6501 | 5.1995 | 5.2696 | 5.3135
2050-11-05 | 3.7831 | 3.276 | 3.3457 | 3.2896 | 3.0468 | 3.1869 | 3.3576 | 3.245 | 2.4476 | 1.983 | 1.5751 | 1.4442 | 1.5228 | 1.8766 | 2.0965 | 2.1655 | 3.1756 | 4.3395 | 5.2654 | 4.5841 | 4.1507 | 4.2097 | 3.9528 | 3.6411
2050-11-06 | 3.5454 | 3.5921 | 3.3883 | 3.3261 | 3.4975 | 3.94 | 4.1506 | 3.147 | 2.5397 | 2.2167 | 2.0995 | 2.0551 | 1.9497 | 2.1732 | 2.4711 | 2.5175 | 3.388 | 4.5262 | 5.5572 | 4.9399 | 4.2466 | 5.1682 | 5.0302 | 4.0426
2050-11-07 | 3.2969 | 3.3263 | 3.1151 | 3.0247 | 3.0849 | 3.418 | 4.4043 | 3.4732 | 3.1747 | 2.8785 | 2.4461 | 2.0248 | 2.3172 | 2.2813 | 2.8777 | 3.1644 | 4.7957 | 5.5406 | 6.1582 | 6.0608 | 5.1873 | 4.4501 | 4.0322 | 4.154
2050-11-08 | 3.6951 | 3.4063 | 3.2949 | 3.3813 | 3.2445 | 3.4983 | 3.7099 | 3.6697 | 2.8611 | 2.1292 | 1.8751 | 1.9664 | 1.8719 | 2.0203 | 2.5656 | 3.7349 | 4.689 | 5.5143 | 5.9789 | 5.4308 | 4.7742 | 4.8624 | 4.9721 | 4.5817
2050-11-09 | 3.9075 | 3.3621 | 3.194 | 3.421 | 3.2061 | 3.4036 | 3.9321 | 3.8421 | 3.5426 | 2.9214 | 2.5959 | 3.183 | 3.292 | 3.3389 | 3.7905 | 4.1692 | 4.7571 | 5.6589 | 6.3116 | 6.0932 | 5.5002 | 5.6592 | 5.7259 | 5.3488
2050-11-10 | 4.2685 | 4.0088 | 3.8267 | 3.304 | 3.1974 | 3.5147 | 3.5728 | 3.8558 | 2.9529 | 2.2981 | 2.6285 | 2.4169 | 2.2007 | 2.3257 | 3.1083 | 3.8006 | 4.6348 | 5.6998 | 6.3197 | 5.9833 | 5.1052 | 5.7004 | 5.5959 | 4.8133
2050-11-11 | 4.4271 | 4.6232 | 4.0216 | 4.0288 | 4.0934 | 4.7219 | 5.6465 | 4.0599 | 3.2703 | 3.0823 | 2.6666 | 2.2431 | 2.282 | 2.5335 | 2.5354 | 3.025 | 4.5639 | 5.287 | 5.8165 | 5.4137 | 3.9861 | 4.3907 | 4.1899 | 4.2377
2050-11-12 | 4.1006 | 3.5663 | 3.691 | 3.5955 | 3.4269 | 3.5847 | 3.9019 | 3.5708 | 3.0528 | 2.5534 | 2.3761 | 2.473 | 2.3476 | 2.3352 | 2.7997 | 2.3315 | 3.1509 | 4.4506 | 4.8545 | 3.9591 | 3.9716 | 3.7203 | 3.5271 | 3.5651
2050-11-13 | 3.5139 | 3.5424 | 3.4748 | 3.583 | 2.9278 | 3.011 | 3.2466 | 3.0653 | 2.5869 | 1.8898 | 1.5157 | 1.1346 | 1.0832 | 1.3331 | 1.9882 | 2.3374 | 2.801 | 3.5749 | 4.6325 | 5.0469 | 4.0527 | 3.7622 | 3.6254 | 3.3087
2050-11-14 | 3.166 | 3.1386 | 2.9966 | 2.8916 | 2.8515 | 3.285 | 3.4259 | 3.1142 | 2.7107 | 2.3663 | 1.9757 | 1.8199 | 2.2461 | 2.2025 | 2.3542 | 2.9693 | 4.0784 | 5.2631 | 6.0443 | 5.2211 | 4.3023 | 4.7232 | 4.815 | 4.5212
2050-11-15 | 3.7539 | 3.1748 | 3.1826 | 2.9834 | 2.9138 | 3.2156 | 3.8125 | 4.0559 | 2.9252 | 2.6474 | 2.2733 | 2.1355 | 2.2781 | 2.4711 | 2.7005 | 3.5113 | 4.8749 | 5.977 | 6.2287 | 5.6504 | 4.7446 | 4.8859 | 4.9079 | 4.8384
2050-11-16 | 3.979 | 3.8936 | 3.817 | 3.9628 | 3.8758 | 4.1081 | 4.7695 | 4.0625 | 3.6411 | 3.5058 | 3.2216 | 2.6176 | 2.4859 | 3.1595 | 3.1875 | 3.8262 | 4.8316 | 5.4565 | 6.27 | 5.6278 | 4.6386 | 5.3931 | 5.3404 | 5.2001
2050-11-17 | 4.54 | 3.8417 | 4.2107 | 4.3487 | 4.0749 | 4.5947 | 5.1009 | 3.8784 | 3.6743 | 2.9666 | 2.6539 | 2.585 | 2.6657 | 2.3482 | 3.0901 | 4.1835 | 5.2002 | 5.9611 | 6.2738 | 5.8655 | 4.9689 | 5.13 | 5.5529 | 5.0136
2050-11-18 | 4.3011 | 4.0343 | 4.2999 | 4.1248 | 3.9283 | 4.2764 | 4.2512 | 4.5605 | 4.2095 | 3.4959 | 2.8927 | 3.2062 | 3.6966 | 4.0042 | 3.668 | 4.0149 | 4.9407 | 5.5505 | 5.754 | 4.899 | 4.1285 | 4.9723 | 5.1394 | 5.1364
2050-11-19 | 4.4592 | 3.315 | 3.0768 | 3.1716 | 3.1024 | 3.1633 | 3.3408 | 3.3891 | 3.0383 | 2.5809 | 2.2267 | 2.5935 | 2.708 | 2.8305 | 3.1522 | 3.2089 | 3.5077 | 4.5194 | 4.8119 | 3.9734 | 3.9306 | 3.858 | 3.4823 | 3.3868
2050-11-20 | 3.428 | 3.4896 | 3.2622 | 3.2586 | 3.2212 | 3.3817 | 3.6437 | 3.3532 | 3.0598 | 2.8031 | 2.3457 | 2.1901 | 1.9272 | 2.0624 | 2.5123 | 2.7271 | 3.1968 | 4.3264 | 4.8729 | 4.4154 | 4.1957 | 4.1153 | 4.3139 | 4.468
2050-11-21 | 4.0701 | 3.3924 | 3.2665 | 3.267 | 3.2641 | 3.5998 | 4.2074 | 3.7409 | 3.2337 | 2.7426 | 2.2698 | 2.2868 | 2.3793 | 2.3532 | 2.5012 | 3.4125 | 4.4666 | 5.3225 | 6.0872 | 5.6331 | 4.9585 | 4.8902 | 4.9629 | 5.0058
2050-11-22 | 4.4778 | 4.2886 | 4.0611 | 3.7098 | 3.6883 | 3.9758 | 4.1828 | 3.7029 | 3.2385 | 2.9266 | 2.6147 | 2.5585 | 2.7656 | 3.1002 | 3.0826 | 3.4019 | 4.7623 | 5.7288 | 6.2495 | 5.9678 | 4.972 | 5.0542 | 5.1829 | 5.1481
2050-11-23 | 4.429 | 3.9201 | 3.7126 | 3.7741 | 3.941 | 3.9626 | 4.0383 | 4.0318 | 3.2539 | 2.8656 | 2.5397 | 2.447 | 2.2498 | 2.308 | 2.7169 | 3.6455 | 4.6913 | 5.169 | 6.0471 | 5.5541 | 4.6657 | 5.1204 | 5.626 | 4.7131
2050-11-24 | 4.1043 | 4.4582 | 3.7562 | 3.315 | 3.3049 | 3.6292 | 3.9263 | 4.0618 | 4.2197 | 3.7827 | 2.9706 | 3.1077 | 2.6158 | 2.4853 | 2.4917 | 3.1669 | 3.7264 | 4.1403 | 4.6232 | 4.3886 | 3.6992 | 3.9915 | 4.214 | 3.6244
2050-11-25 | 3.6157 | 3.5585 | 3.5284 | 3.2156 | 3.0577 | 3.23 | 3.2108 | 3.3749 | 3.0663 | 2.735 | 2.3319 | 2.2336 | 2.275 | 2.5721 | 2.4847 | 3.0913 | 4.8143 | 5.6274 | 5.9432 | 4.9125 | 4.3241 | 5.0319 | 5.5084 | 5.5385
2050-11-26 | 4.3523 | 4.06 | 3.5387 | 3.282 | 3.2286 | 3.5496 | 3.5608 | 3.3016 | 2.8567 | 2.2019 | 1.7833 | 1.675 | 1.6292 | 1.9643 | 2.3842 | 3.032 | 3.8268 | 4.2447 | 5.2999 | 4.6898 | 3.7934 | 3.8219 | 3.9207 | 3.6793
2050-11-27 | 3.6343 | 3.5788 | 3.4242 | 3.189 | 3.1539 | 3.3163 | 3.205 | 2.976 | 2.5326 | 2.3171 | 2.0657 | 1.7562 | 2.259 | 2.2815 | 2.4713 | 3.0156 | 4.0628 | 4.8923 | 5.7313 | 5.312 | 4.2523 | 4.654 | 5.1043 | 4.7123
2050-11-28 | 3.8526 | 3.8683 | 3.9197 | 3.6802 | 3.8226 | 4.3013 | 5.5798 | 4.3927 | 3.8251 | 3.1479 | 2.5059 | 2.2513 | 2.5611 | 2.8181 | 2.9889 | 3.6034 | 4.8084 | 5.7934 | 6.3634 | 6.1312 | 5.2706 | 5.554 | 5.1923 | 4.6847
2050-11-29 | 4.4895 | 4.5675 | 4.4078 | 3.9545 | 3.9081 | 4.5335 | 5.5472 | 4.7174 | 3.682 | 3.1651 | 2.6676 | 2.3283 | 2.4435 | 2.7627 | 2.6966 | 3.3508 | 4.8128 | 5.6996 | 6.2727 | 6.0428 | 5.4423 | 5.4178 | 5.329 | 4.9733
2050-11-30 | 4.4505 | 3.8556 | 3.7419 | 3.8172 | 4.1607 | 4.2703 | 4.8202 | 3.9016 | 3.2482 | 2.6558 | 2.3207 | 2.182 | 2.2362 | 2.4967 | 3.0043 | 3.6416 | 4.8247 | 5.2731 | 6.2895 | 5.9853 | 5.5029 | 5.5817 | 5.1877 | 4.3637
2050-12-01 | 4.1466 | 3.8996 | 3.6949 | 3.3164 | 3.1966 | 3.508 | 4.4817 | 4.1947 | 3.7215 | 3.2725 | 2.777 | 2.5472 | 2.657 | 2.881 | 2.8813 | 3.7392 | 4.6792 | 5.3458 | 6.0046 | 5.6751 | 4.9414 | 4.3442 | 4.3805 | 4.5479
2050-12-02 | 3.9337 | 3.515 | 3.6467 | 3.3533 | 3.1876 | 3.2953 | 3.8323 | 3.9662 | 3.2093 | 2.8553 | 2.4933 | 1.8989 | 2.0173 | 2.458 | 2.6743 | 3.3284 | 4.6738 | 5.4709 | 5.8474 | 5.3198 | 5.0036 | 4.6436 | 4.6016 | 4.4839
2050-12-03 | 4.0112 | 3.7275 | 3.363 | 3.4242 | 3.6463 | 3.716 | 3.7123 | 3.626 | 3.1465 | 2.6668 | 2.3951 | 2.8567 | 2.9246 | 2.6046 | 2.8831 | 3.0907 | 3.4686 | 4.0993 | 5.0989 | 4.6671 | 4.3308 | 4.1425 | 3.8418 | 3.4971
2050-12-04 | 3.6819 | 3.6934 | 3.4073 | 3.0967 | 2.9139 | 3.0302 | 3.2486 | 3.0443 | 2.5702 | 2.1868 | 1.6643 | 1.3806 | 1.9427 | 2.1023 | 2.2288 | 2.5866 | 3.3211 | 4.2212 | 5.2578 | 4.9812 | 4.4 | 3.7325 | 3.8785 | 3.8096
2050-12-05 | 3.6905 | 3.4909 | 3.3223 | 3.2588 | 3.2989 | 3.5579 | 4.2619 | 4.3883 | 3.2915 | 2.8463 | 2.6839 | 2.3829 | 2.492 | 2.9975 | 3.3202 | 3.9202 | 4.8508 | 5.465 | 6.1605 | 5.6765 | 5.0062 | 4.4977 | 4.1226 | 4.1115
2050-12-06 | 3.7427 | 3.4449 | 3.4371 | 3.5266 | 3.2799 | 3.6095 | 4.2492 | 4.2409 | 3.8306 | 2.9524 | 2.4366 | 2.376 | 2.3089 | 2.6548 | 3.2044 | 3.6547 | 4.4836 | 5.6026 | 5.9622 | 5.6832 | 5.0129 | 4.4082 | 4.4739 | 3.854
2050-12-07 | 3.5105 | 3.4411 | 3.5439 | 3.2094 | 3.2298 | 3.5382 | 4.044 | 4.2132 | 3.8109 | 3.3079 | 2.857 | 2.8212 | 2.8306 | 3.2254 | 3.2125 | 3.4904 | 4.6002 | 5.3229 | 5.9406 | 5.6795 | 5.0661 | 4.349 | 4.0626 | 4.0883
2050-12-08 | 3.8062 | 3.3456 | 3.4585 | 3.4716 | 3.3568 | 3.5453 | 4.1385 | 4.3026 | 3.9131 | 3.1701 | 2.683 | 2.3796 | 2.4299 | 2.4655 | 3.0452 | 3.6162 | 4.2566 | 4.9595 | 5.8288 | 5.4276 | 4.5615 | 4.7303 | 4.6886 | 4.0404
2050-12-09 | 3.5794 | 3.4055 | 3.1559 | 3.067 | 3.0082 | 3.277 | 3.9825 | 3.6633 | 3.5165 | 3.5359 | 2.9303 | 2.5943 | 2.7316 | 3.1941 | 3.0743 | 3.6976 | 4.4858 | 5.0024 | 5.5048 | 5.1836 | 4.4777 | 4.8067 | 5.0587 | 5.0963
2050-12-10 | 3.9867 | 3.3959 | 3.2867 | 3.2487 | 3.2049 | 3.337 | 3.6327 | 3.6723 | 3.3798 | 3.0561 | 2.7417 | 2.049 | 1.9817 | 2.2057 | 2.2563 | 2.5962 | 3.2434 | 3.7509 | 3.7961 | 3.5133 | 3.5593 | 3.5052 | 3.6311 | 3.5216
2050-12-11 | 3.4394 | 3.2309 | 3.1467 | 3.1122 | 3.0884 | 3.2521 | 3.3912 | 3.2184 | 2.5882 | 2.1636 | 1.8502 | 1.6674 | 1.5858 | 1.951 | 2.2658 | 2.6249 | 3.0419 | 3.8011 | 4.6685 | 4.4001 | 3.9533 | 4.3811 | 4.3309 | 4.0419
2050-12-12 | 3.9494 | 3.4483 | 3.1637 | 3.1129 | 3.1514 | 3.4252 | 4.0796 | 4.1383 | 3.2434 | 2.4898 | 2.2653 | 1.9197 | 2.0226 | 2.0219 | 2.2267 | 2.8568 | 4.2336 | 5.2811 | 5.7093 | 5.2032 | 4.5866 | 4.1955 | 4.2971 | 3.9585
2050-12-13 | 3.6808 | 3.4153 | 3.2892 | 3.1871 | 3.2366 | 3.5894 | 4.3978 | 4.4862 | 3.7297 | 3.2513 | 2.675 | 2.319 | 2.3338 | 2.5626 | 2.8171 | 3.8534 | 4.755 | 5.5061 | 5.9069 | 5.8527 | 5.2545 | 5.5546 | 5.5446 | 4.9041
2050-12-14 | 4.4483 | 4.4949 | 4.4437 | 4.2688 | 4.2445 | 4.6475 | 5.1206 | 4.3922 | 3.8933 | 3.3496 | 2.998 | 2.6112 | 2.7981 | 3.1342 | 3.2362 | 4.0809 | 4.7009 | 5.0935 | 5.922 | 5.6488 | 5.2243 | 5.4466 | 5.078 | 4.6602
2050-12-15 | 4.3784 | 4.0874 | 4.0927 | 3.7089 | 3.5252 | 4.0281 | 4.6442 | 3.9748 | 3.3591 | 2.8377 | 2.6971 | 2.4751 | 2.3091 | 2.2845 | 2.77 | 3.1037 | 3.8016 | 4.7144 | 5.6552 | 5.4126 | 4.8872 | 5.2252 | 5.2294 | 4.7122
2050-12-16 | 4.0559 | 3.7189 | 3.7724 | 3.7365 | 3.7332 | 3.8021 | 3.8691 | 3.9271 | 3.6797 | 3.0069 | 2.3983 | 1.9673 | 1.8686 | 1.9667 | 2.2644 | 2.7923 | 3.9756 | 4.7765 | 5.2776 | 4.985 | 4.1962 | 4.1782 | 4.0701 | 3.868
2050-12-17 | 3.7636 | 3.7007 | 3.7123 | 3.6538 | 3.6302 | 3.4134 | 3.5006 | 3.5945 | 2.9744 | 2.7231 | 2.6886 | 2.2469 | 2.2387 | 2.4373 | 2.6128 | 2.9057 | 3.3496 | 4.1844 | 4.8126 | 4.6946 | 4.2116 | 3.6796 | 3.4935 | 3.2904
2050-12-18 | 3.3136 | 3.2998 | 3.0302 | 2.9164 | 2.7417 | 2.7795 | 2.9778 | 3.0234 | 2.6623 | 2.3863 | 2.1466 | 2.003 | 1.781 | 1.7452 | 1.7601 | 2.315 | 3.0843 | 3.9536 | 5.0204 | 4.6621 | 4.5944 | 4.8075 | 4.5179 | 4.247
2050-12-19 | 4.2613 | 3.4363 | 3.2837 | 3.0091 | 3.1227 | 3.3591 | 3.9661 | 4.0916 | 3.3234 | 2.5694 | 2.3951 | 2.0001 | 2.2612 | 2.3104 | 2.5755 | 3.2519 | 3.9532 | 4.6266 | 5.7375 | 5.4104 | 5.2075 | 4.7712 | 4.6367 | 4.1268
2050-12-20 | 3.6018 | 3.2887 | 3.1626 | 3.1231 | 3.1224 | 3.3245 | 3.8009 | 3.489 | 2.8305 | 2.3773 | 1.9744 | 1.9462 | 2.1902 | 2.2237 | 2.6306 | 3.7773 | 4.4091 | 5.3848 | 5.4582 | 5.0131 | 4.6641 | 5.5632 | 5.6562 | 5.0343
2050-12-21 | 4.3895 | 4.0544 | 3.8597 | 3.7648 | 3.8358 | 4.3419 | 4.9789 | 4.3647 | 3.7036 | 2.7997 | 2.3523 | 2.1492 | 1.9909 | 2.0738 | 2.3589 | 2.7824 | 3.703 | 4.6529 | 5.2027 | 5.1704 | 4.8841 | 5.042 | 5.047 | 5.0581
2050-12-22 | 4.6371 | 4.2187 | 3.7333 | 3.7274 | 3.7411 | 4.1848 | 4.7507 | 3.9882 | 3.2966 | 2.8517 | 2.2352 | 1.9644 | 1.8848 | 1.9932 | 2.2614 | 3.0208 | 3.9535 | 4.8851 | 5.6867 | 5.3685 | 4.9389 | 5.2467 | 5.3997 | 4.8445
2050-12-23 | 4.363 | 3.9303 | 3.7954 | 3.8412 | 3.931 | 4.1087 | 4.7964 | 4.2259 | 3.6327 | 3.2076 | 2.8805 | 2.8688 | 2.6097 | 2.747 | 2.5608 | 3.096 | 3.7688 | 4.4995 | 5.313 | 5.2681 | 4.8087 | 5.5858 | 5.582 | 5.0734
2050-12-24 | 3.7131 | 3.5139 | 3.4865 | 3.5056 | 3.3885 | 3.222 | 3.3967 | 3.5241 | 2.7638 | 2.0894 | 1.6334 | 1.4374 | 1.5517 | 1.7754 | 2.0629 | 2.5657 | 3.4591 | 4.5214 | 5.0993 | 4.809 | 4.5071 | 4.4672 | 4.3109 | 3.649
2050-12-25 | 3.5926 | 3.6166 | 3.5706 | 3.7622 | 3.66 | 3.7755 | 3.5259 | 3.339 | 2.8715 | 2.2452 | 1.8777 | 1.6182 | 1.5571 | 1.7283 | 2.1295 | 2.6442 | 3.4769 | 4.2214 | 5.1043 | 5.0315 | 4.6848 | 4.5026 | 4.2872 | 4.044
2050-12-26 | 3.6581 | 3.2596 | 3.1504 | 3.0985 | 3.148 | 3.3809 | 3.7418 | 3.8239 | 3.6625 | 3.1026 | 2.5487 | 2.4842 | 2.446 | 2.9409 | 3.3369 | 4.0205 | 4.9521 | 5.5513 | 5.4373 | 4.5039 | 4.2367 | 4.6788 | 4.8182 | 5.0306
2050-12-27 | 4.8311 | 4.5148 | 4.1097 | 3.2052 | 3.1672 | 3.3384 | 3.5862 | 3.7241 | 3.4007 | 3.0112 | 2.7595 | 2.7271 | 2.478 | 2.5008 | 2.4341 | 2.8285 | 3.8722 | 5.0015 | 5.2204 | 4.8662 | 4.4455 | 4.3411 | 4.0113 | 3.7106
2050-12-28 | 3.5889 | 3.2935 | 3.205 | 3.1032 | 3.1453 | 3.3112 | 3.564 | 3.8053 | 3.5197 | 3.0207 | 2.6709 | 2.5704 | 2.5722 | 2.4183 | 2.7618 | 3.3272 | 4.4158 | 5.5451 | 5.9441 | 5.9394 | 5.4708 | 5.2659 | 5.2995 | 4.9245
2050-12-29 | 4.641 | 4.4755 | 4.2565 | 4.1616 | 3.885 | 4.1211 | 4.5114 | 4.0537 | 3.5594 | 3.4668 | 3.092 | 2.6539 | 2.5991 | 2.7795 | 2.9519 | 3.973 | 4.756 | 5.5016 | 5.9588 | 5.815 | 5.1019 | 5.213 | 5.3276 | 5.4027
2050-12-30 | 5.1167 | 4.6196 | 4.0365 | 3.9296 | 3.9834 | 4.0129 | 4.5026 | 3.9955 | 3.7706 | 3.5759 | 3.6703 | 3.3333 | 3.3625 | 3.5612 | 3.7605 | 4.028 | 4.7181 | 5.5676 | 5.8585 | 5.4534 | 5.0512 | 5.4319 | 5.2582 | 4.8321
2050-12-31 | 4.3963 | 4.1495 | 3.7888 | 3.614 | 3.6411 | 3.8976 | 4.21 | 3.8769 | 3.3126 | 3.0661 | 2.3933 | 2.1569 | 2.2289 | 2.2574 | 2.4329 | 2.7351 | 3.9106 | 4.7184 | 5.3669 | 5.0249 | 4.5074 | 4.7102 | 4.7105 | 3.9696