## Change Log
Version | Description
1 | Base case inputs

## Index
Tab | Description (High level)
Capacity Limits | resource - Name of the resource. period - Year being referenced. capacity_limit_mw - Maximum amount of a new resource that can be built in the referenced year (MW).
Conventional DR period Limits | resource - Name of the resource. period - Year being referenced. conventional_dr_availability_hours_per_year - Maximum number of hours a year that the DR resource can be dispatched (hrs/year). daily_capacity_factor - Maximum fraction of the day that a resource can be dispatched (hrs/day)
Day Weights | day_id - Sample day ID number. day_weight - Number of days a year that the sample day represents. Sum of day weights is 365.
Energy Sharing Max to Move With | hydro_resource - Name of the resource. Does not have to be a hydro resource. energy_sharing_group_id - One of the energy sharing groups. max_energy_to_move_around_hours - Max number of hours per year that the resource can operate, assuming the resource is operating at Pmax (hrs)
ERM Params | period - Year being referenced. erm_percentage - ERM requirement (%). erm_peak_load_mw - Peak load (MW).
ERM Resource Group Map | resource - Name of the resource. erm_group - Assigns each resource to a resource group.
ERM Shapes | erm_hour - Hour in an 8760 year being referenced for the ERM calculation. Columns represent the hourly dependable capacity shape of each resource group. The value is multiplied by the capacity of the resource group to determine the contribution towards ERM for each resource group.
ERM Timepoint Params | erm_hour - Hour in an 8760 year being referenced for the ERM calculation. input_load_mw - Unitized net load profile for reference year. This is multiplied by the erm_peak_load_mw and scaled with the erm_percentage to estimate the MW requirement for each hour.
Flexible Params | param - Name of operating constraints. model_component - Resource associated with the constraint. period - Year being referenced. day - Sample day being referenced. hour_of_day_from - Flexible parameter starts at this hour. hour_of_day_to - Flexible parameter ends at this hour. value - User defined input for constraint.
Fuels | fuels - Name of fuel being referenced. tco2_per_mmbtu - Tons of CO2 produced per mmbtu of fuel burned (tco2/mmbtu). can_blend_with_pipeline_biogas - Denotes whether the fuel can be blended with a RPS eligible fuel (T/F).
Min Cumulative New Build | resource - Name of the resource. period - Year being referenced. min_cumulative_build_by_year - Minimum amount of a new resource that must be built in the given year (MW).
Period Discount Factors | period - Year being referenced. discount_factor - Discount factor used to calculate cost. years_in_period - Number of years being considered in the period.
Planned Installed Capacities | resource - Name of the resource. period - Year being referenced. planned_installed_capacity - Capacity of each resource that is planned to be on the system (MW). min_operational_planned_capacity_mw - Minimum capacity of each resource that can't be retired and must remain on the system (MW). planned_capacity_fixed_o_and_m_dollars_per_kw_yr - Generator Fixed O&M cost in Real 2018$ ($/kW/year).
Planned Storage Energy Capacity | storage_resource - Name of storage resource. period - Year being referenced. planned_storage_energy_capacity_mwh - Capacity of each storage resource that is planned to be on the system (MWh). planned_storage_energy_capacity_fixed_o_and_m_dollars_per_kwh_yr - Storage Fixed O&M cost in Real 2018$ ($/kWh/year) .
Renewable Targets | period - Year being referenced. non_modeled_rps_resources_mwh - Amount of renewable energy from a resource that is not being modeled (MWh). pipeline_biogas_available_mmbtu_per_year - Amount of biofuel that can be used (mmbtu/yr). incremental_pipeline_biogas_cost_per_mmbtu - Incremental cost of blending the biofuel with another fuel ($/mmbtu). retail_sales_mwh - Customer sales to be used with RPS target to calculate amount of renewable generation needed (MWh). RPS_as_fractions_of_retail_sales - RPS target as percent of sales (%).
Reserve Resources | resource - Name of the resource. can_provide_lf_reserves - Denotes whether a resource can be used to meet the regulation requirement (1=Yes, 0=No). contributes_to_freq_resp_total - Denotes whether a resource can be used to meet the FFR requirement (1=Yes, 0=No). thermal_freq_response_fraction_of_commitment - Percent of resource that can be used to meet the FFR requirement (%). can_provide_inertia - Denotes wehther a resource can be used to meet the inertia requirement (T/F). inertia_response_multiplier_of_commitment - Inertia multiplier used to calculate amount of MJ a resource can provide (MJ/MW).
Resource Storage Paired | paired_storage_resource - Name of paired storage resource. paired_supply_resource - Name of paired supply resource. enforce_pairing_ratio - Denotes whether to enforce the pairing ratio (T/F) pairing_ratio - Ratio of installed capacity of supply resource to installed capacity of storage resource (MW Supply/MW Storage).
Resource Variable Renewable | resource - Name of the resource curtailable - Denotes whether the variable renewable resource is curtailable (T/F).
Resources | resource - Name of the resource. technology - Name of the technology. The technology is used to aggregate resources to simplify the optimization problem. zone - Area that the resource is located. rps_eligible - Denotes whether the resource contributes to the RPS target (1=Yes, 0=No). can_build_new - Denotes whether the resource can be built/expanded (1=Yes, 0=No). capacity_limited - Denotes if there is a capacity limit on this resource (1=Yes, 0=No). can_retire - Denotes if the resource can be retired (1=Yes, 0=No).
Simulatneous Flow Limits | simultaneous_flow_group - Name of transmission constraint. period - Year being referenced. simultaneous_flow_limit_mw - Transmission limit (MW).
System Params | unserved_energy_penalty - Penalty for unserved energy ($/MWh). overgen_penalty - Penalthy for overgeneration ($/MWh). upward_reserve_violation_penalty - Penalty for upward reserve shortfall ($/MW). downward_reserve_violation_penalty - Penalty for downward reserve shortfall ($/MW). lf_reserve_dispatch_fraction - Timeframe for reserve dispatch (% of hour). var_rnw_available_for_reserves - Percent of variable renewable available for reserves (%) max_var_rnw_reserves - Maximum capacity of variable renewable resources that can count towards reserves (%) require_overbuild - Denotes if resources are allowed to be overbuilt (T/F) enforce_ghg_targets - Denotes if GHG targets are used (T/F) count_storage_losses_as_rps_curtailment - Denotes if storage losses are counted as curtailment (T/F). allow_unserved_energy - Denotes if system can have unserved energy (T/F).
Tech Dispatchable Params | technology - Name of the dispatchable technology. Technology is used to aggregate resources to simplify the optimization problem. min_stable_level_fraction - Minimum stable level of the technology resource as a percent of unit size (%). ramp_rate_fraction - Maximum hourly ramp rate of the technology resource as a percent of unit size (%/hr). min_down_time_hours - Minimum hours that the technology resource must be offline when shutdown (hrs). min_up_time_hours - Minimum hours that the technology resource must be online when started (hrs). unit_size_mw - The size of the technology resource (MW). startup_cost_per_mw - Cost to start up the technology resource ($/MW). shutdown_cost_per_mw - Cost to shut down the technology resource ($/MW). start_fuel_mmbtu_per_mw - Amount of fuel consumed during startup (mmbtu/MW).
Tech Storage Params | storage_technology - Name of the storage technology. Technology is used to aggregate resources to simplify the optimization problem. charging_efficiency - Charging efficiency of the storage technology resource (%). discharging_efficiency - Discharging efficiency of the storage technology resource (%). duration_h - Duration of the storage technology resource (hrs). duration_type - Denotes if the duration being provided is the minimum duration of the storage and the storage can be increased, or if the duration is fixed.
Tech Thermal Params | technology - Name of the thermal technology. Technology is used to aggregate resources to simplify the optimization problem. fuel - Name of the fuel being used by the technology resource. fuel_burn_slope_mmbtu_per_mwh - Heat rate is defined by a linear heat curve a+bx. This is the 'b' term of the equation (mmbtu/MWh) fuel_burn_intercept_mmbtu_per_hr - Heat rate is defined by a linear heat curve a+bx. This is the 'a' term of the equation (mmbtu/hr)
Technologies | technology - Name of the technology. thermal - Denotes if the technology is a thermal resource (1=Yes, 0=No). dispatchable - Denotes if the technology is dispatchable (1=Yes, 0=No). must_run - Denotes if the technology is must-run (1=Yes, 0=No). variable - Denotes if the technology is a variable resource (1=Yes, 0=No). storage - Denotes if the technology is a storage resource (1=Yes, 0=No). hydro - Denotes if the technology is a hydro resource (1=Yes, 0=No). variable_cost_dollars_per_mwh - Technology's variable cost ($/MWh). firm_capacity - Denotes if the technology is a firm resource (1=Yes, 0=No). conventional_dr - Denotes if the technology is a DR resource (1=Yes, 0=No). hydrogen_electrolysis - Denotes if the technology is a hydrogen electrolysis resource (1=Yes, 0=No). electric_vehicle - Denotes if the technology is an electric vehicle resource (1=Yes, 0=No). energy_efficiency - Denotes if the technology is an energy efficient resource (1=Yes, 0=No). flexible_load - Denotes if the technology is a flexible load resource (1=Yes, 0=No). synchronous_condenser - Denotes if the technology is a synchronous condenser resource (1=Yes, 0=No).
Transmission Lines | transmission_line - Name of transmission line. transmission_from - Name of zone that energy flows away. transmission_to - Name of zone that energy flows towards. min_flow - Minimum energy that can flow in the transmission line (MW). max_flow - Maximum energy that can flow in the transmission line (MW).
Zones | zone - Name of zone. include_in_rps_target - Denotes if the zone and its resources are included in the RPS calculation (1=Yes, 0=No). include_in_load_following - Denotes if the zone and its resources are included in the reserve calculation (1=Yes, 0=No). include_in_ghg_target - Denotes if the zone and its resources are included in the GHG calculation (1=Yes, 0=No).
Technologies Calculations | Calculations used for some of the values on the Technologies tab in RESOLVE.

## capacity_limits
Capacity Limits |  |  | Index
resource | period | capacity_limit_mw
9MW_ICE_New | 2025 | 9999
9MW_ICE_New | 2026 | 9999
9MW_ICE_New | 2027 | 9999
9MW_ICE_New | 2028 | 9999
9MW_ICE_New | 2029 | 9999
9MW_ICE_New | 2030 | 9999
9MW_ICE_New | 2031 | 9999
9MW_ICE_New | 2032 | 9999
9MW_ICE_New | 2033 | 9999
9MW_ICE_New | 2034 | 9999
9MW_ICE_New | 2040 | 9999
9MW_ICE_New | 2045 | 9999
9MW_ICE_New | 2050 | 9999
PV_New | 2025 | 1478
PV_New | 2026 | 1478
PV_New | 2027 | 1478
PV_New | 2028 | 1478
PV_New | 2029 | 1478
PV_New | 2030 | 1478
PV_New | 2031 | 1478
PV_New | 2032 | 1478
PV_New | 2033 | 1478
PV_New | 2034 | 1478
PV_New | 2040 | 1478
PV_New | 2045 | 1478
PV_New | 2050 | 1478
Wind_New | 2025 | 312
Wind_New | 2026 | 312
Wind_New | 2027 | 312
Wind_New | 2028 | 312
Wind_New | 2029 | 312
Wind_New | 2030 | 312
Wind_New | 2031 | 312
Wind_New | 2032 | 312
Wind_New | 2033 | 312
Wind_New | 2034 | 312
Wind_New | 2040 | 312
Wind_New | 2045 | 312
Wind_New | 2050 | 312
PV_Paired_4hr_New_Supply | 2025 | 1478
PV_Paired_4hr_New_Supply | 2026 | 1478
PV_Paired_4hr_New_Supply | 2027 | 1478
PV_Paired_4hr_New_Supply | 2028 | 1478
PV_Paired_4hr_New_Supply | 2029 | 1478
PV_Paired_4hr_New_Supply | 2030 | 1478
PV_Paired_4hr_New_Supply | 2031 | 1478
PV_Paired_4hr_New_Supply | 2032 | 1478
PV_Paired_4hr_New_Supply | 2033 | 1478
PV_Paired_4hr_New_Supply | 2034 | 1478
PV_Paired_4hr_New_Supply | 2040 | 1478
PV_Paired_4hr_New_Supply | 2045 | 1478
PV_Paired_4hr_New_Supply | 2050 | 1478
PV_Paired_6hr_New_Supply | 2025 | 1478
PV_Paired_6hr_New_Supply | 2026 | 1478
PV_Paired_6hr_New_Supply | 2027 | 1478
PV_Paired_6hr_New_Supply | 2028 | 1478
PV_Paired_6hr_New_Supply | 2029 | 1478
PV_Paired_6hr_New_Supply | 2030 | 1478
PV_Paired_6hr_New_Supply | 2031 | 1478
PV_Paired_6hr_New_Supply | 2032 | 1478
PV_Paired_6hr_New_Supply | 2033 | 1478
PV_Paired_6hr_New_Supply | 2034 | 1478
PV_Paired_6hr_New_Supply | 2040 | 1478
PV_Paired_6hr_New_Supply | 2045 | 1478
PV_Paired_6hr_New_Supply | 2050 | 1478
PV_DER_Aggregater_Supply | 2025 | 42.9941
PV_DER_Aggregater_Supply | 2026 | 42.9741
PV_DER_Aggregater_Supply | 2027 | 42.9541
PV_DER_Aggregater_Supply | 2028 | 42.9341
PV_DER_Aggregater_Supply | 2029 | 42.8971
PV_DER_Aggregater_Supply | 2030 | 42.8131
PV_DER_Aggregater_Supply | 2031 | 42.7891
PV_DER_Aggregater_Supply | 2032 | 42.7521
PV_DER_Aggregater_Supply | 2033 | 42.7321
PV_DER_Aggregater_Supply | 2034 | 42.7121
PV_DER_Aggregater_Supply | 2040 | 42.4551
PV_DER_Aggregater_Supply | 2045 | 42.2611
PV_DER_Aggregater_Supply | 2050 | 42.0881
BESS_Standalone_New | 2025 | 9999
BESS_Standalone_New | 2026 | 9999
BESS_Standalone_New | 2027 | 9999
BESS_Standalone_New | 2028 | 9999
BESS_Standalone_New | 2029 | 9999
BESS_Standalone_New | 2030 | 9999
BESS_Standalone_New | 2031 | 9999
BESS_Standalone_New | 2032 | 9999
BESS_Standalone_New | 2033 | 9999
BESS_Standalone_New | 2034 | 9999
BESS_Standalone_New | 2040 | 9999
BESS_Standalone_New | 2045 | 9999
BESS_Standalone_New | 2050 | 9999
PV_Paired_4hr_New_Battery | 2025 | 1478
PV_Paired_4hr_New_Battery | 2026 | 1478
PV_Paired_4hr_New_Battery | 2027 | 1478
PV_Paired_4hr_New_Battery | 2028 | 1478
PV_Paired_4hr_New_Battery | 2029 | 1478
PV_Paired_4hr_New_Battery | 2030 | 1478
PV_Paired_4hr_New_Battery | 2031 | 1478
PV_Paired_4hr_New_Battery | 2032 | 1478
PV_Paired_4hr_New_Battery | 2033 | 1478
PV_Paired_4hr_New_Battery | 2034 | 1478
PV_Paired_4hr_New_Battery | 2040 | 1478
PV_Paired_4hr_New_Battery | 2045 | 1478
PV_Paired_4hr_New_Battery | 2050 | 1478
PV_Paired_6hr_New_Battery | 2025 | 1478
PV_Paired_6hr_New_Battery | 2026 | 1478
PV_Paired_6hr_New_Battery | 2027 | 1478
PV_Paired_6hr_New_Battery | 2028 | 1478
PV_Paired_6hr_New_Battery | 2029 | 1478
PV_Paired_6hr_New_Battery | 2030 | 1478
PV_Paired_6hr_New_Battery | 2031 | 1478
PV_Paired_6hr_New_Battery | 2032 | 1478
PV_Paired_6hr_New_Battery | 2033 | 1478
PV_Paired_6hr_New_Battery | 2034 | 1478
PV_Paired_6hr_New_Battery | 2040 | 1478
PV_Paired_6hr_New_Battery | 2045 | 1478
PV_Paired_6hr_New_Battery | 2050 | 1478
PV_DER_Aggregater_Battery | 2025 | 42.9941
PV_DER_Aggregater_Battery | 2026 | 42.9741
PV_DER_Aggregater_Battery | 2027 | 42.9541
PV_DER_Aggregater_Battery | 2028 | 42.9341
PV_DER_Aggregater_Battery | 2029 | 42.8971
PV_DER_Aggregater_Battery | 2030 | 42.8131
PV_DER_Aggregater_Battery | 2031 | 42.7891
PV_DER_Aggregater_Battery | 2032 | 42.7521
PV_DER_Aggregater_Battery | 2033 | 42.7321
PV_DER_Aggregater_Battery | 2034 | 42.7121
PV_DER_Aggregater_Battery | 2040 | 42.4551
PV_DER_Aggregater_Battery | 2045 | 42.2611
PV_DER_Aggregater_Battery | 2050 | 42.0881

## conventional_dr_period_limits
Conventional DR period Limits |  |  |  | Index
resource | period | conventional_dr_availability_hours_per_year | daily_capacity_factor
Load_Reduce | 2025 | 0 | 0
Load_Reduce | 2026 | 0 | 0
Load_Reduce | 2027 | 0 | 0
Load_Reduce | 2028 | 0 | 0
Load_Reduce | 2029 | 0 | 0
Load_Reduce | 2030 | 0 | 0
Load_Reduce | 2031 | 0 | 0
Load_Reduce | 2032 | 0 | 0
Load_Reduce | 2033 | 0 | 0
Load_Reduce | 2034 | 0 | 0
Load_Reduce | 2040 | 0 | 0
Load_Reduce | 2045 | 0 | 0
Load_Reduce | 2050 | 0 | 0

## day_weights
Day Weights |  | Index
day_id | day_weight
1 | 26.803
2 | 26.2145
3 | 23.7546
4 | 19.8466
5 | 19.2057
6 | 18.9648
7 | 18.1252
8 | 17.1281
9 | 16.9062
10 | 16.2795
11 | 15.4419
12 | 14.7078
13 | 14.5593
14 | 14.104
15 | 13.0949
16 | 11.876
17 | 11.0363
18 | 10.8729
19 | 10.7954
20 | 10.1546
21 | 8.0789
22 | 7.8182
23 | 6.2465
24 | 4.1982
25 | 3.7867
26 | 1
27 | 1
28 | 1
29 | 1
30 | 1

## energy_sharing_max_to_move_with
Energy Sharing Max to Move With | Index

## erm_params
ERM Params |  |  | Index
period | erm_percentage | erm_peak_load_mw
2025 | 0.6 | 6.3892
2026 | 0.6 | 6.3855
2027 | 0.6 | 6.4857
2028 | 0.6 | 6.4831
2029 | 0.6 | 6.5757
2030 | 0.6 | 6.6012
2031 | 0.6 | 6.5739
2032 | 0.6 | 6.5741
2033 | 0.6 | 6.5568
2034 | 0.6 | 6.6535
2040 | 0.6 | 6.8744
2045 | 0.6 | 7.0058
2050 | 0.6 | 7.1656

## erm_resource_group_map
ERM Resource Group Map |  | Index
resource | erm_group
LL1 | firm
LL2 | firm
LL3 | firm
LL4 | firm
LL5 | firm
LL6 | firm
LL7 | firm
LL8 | firm
CHP | firm
9MW_ICE_New | firm
LSR_PV | solar
PV_New | solar
Wind_New | wind
PV_Paired_4hr_New_Supply | paired_solar
PV_Paired_6hr_New_Supply | paired_solar
BESS_Standalone_New | stand_alone_storage
PV_Paired_4hr_New_Battery | paired_storage
PV_Paired_6hr_New_Battery | paired_storage
LL7_MR | firm
LL8_MR | firm
PV_DER_Aggregater_Supply | paired_solar
PV_DER_Aggregater_Battery | paired_storage

## erm_shapes
ERM Shapes | [9 empty] | Index
erm_hour | solar | wind | firm | DGPV | lsdr | stand_alone_storage | paired_solar | paired_wind | paired_storage
1 | 0 | 0.0087473 | 1 | 0 | 0 | 1 | 0 | 0.0087473 | 1
2 | 0 | 0 | 1 | 0 | 0 | 1 | 0 | 0 | 1
3 | 0 | 0 | 1 | 0 | 0 | 1 | 0 | 0 | 1
4 | 0 | 0 | 1 | 0 | 0 | 1 | 0 | 0 | 1
5 | 0 | 0 | 1 | 0 | 0 | 1 | 0 | 0 | 1
6 | 0 | 0 | 1 | 0 | 0 | 1 | 0 | 0 | 1
7 | 0 | 0 | 1 | 0 | 0 | 1 | 0 | 0 | 1
8 | 0 | 0 | 1 | 0 | 0 | 1 | 0 | 0 | 1
9 | 0.022261 | 0 | 1 | 0 | 0 | 1 | 0.022261 | 0 | 1
10 | 0.21082 | 0 | 1 | 0 | 0 | 1 | 0.21082 | 0 | 1
11 | 0.36056 | 0 | 1 | 0 | 0 | 1 | 0.36056 | 0 | 1
12 | 0.43102 | 0.0056599 | 1 | 0 | 0 | 1 | 0.43102 | 0.0056599 | 1
13 | 0.37884 | 0.0030331 | 1 | 0 | 0 | 1 | 0.37884 | 0.0030331 | 1
14 | 0.38017 | 0.0096523 | 1 | 0 | 0 | 1 | 0.38017 | 0.0096523 | 1
15 | 0.29555 | 0.023086 | 1 | 0 | 0 | 1 | 0.29555 | 0.023086 | 1
16 | 0.13645 | 0.04272 | 1 | 0 | 0 | 1 | 0.13645 | 0.04272 | 1
17 | 0 | 0.045475 | 1 | 0 | 0 | 1 | 0 | 0.045475 | 1
18 | 0 | 0.030141 | 1 | 0 | 1 | 1 | 0 | 0.030141 | 1
19 | 0 | 0.027691 | 1 | 0 | 1 | 1 | 0 | 0.027691 | 1
20 | 0 | 0.02308 | 1 | 0 | 1 | 1 | 0 | 0.02308 | 1
21 | 0 | 0 | 1 | 0 | 1 | 1 | 0 | 0 | 1
22 | 0 | 0 | 1 | 0 | 0 | 1 | 0 | 0 | 1
23 | 0 | 0 | 1 | 0 | 0 | 1 | 0 | 0 | 1
24 | 0 | 0 | 1 | 0 | 0 | 1 | 0 | 0 | 1
25 | 0 | 0.0087473 | 1 | 0 | 0 | 1 | 0 | 0.0087473 | 1
26 | 0 | 0 | 1 | 0 | 0 | 1 | 0 | 0 | 1
27 | 0 | 0 | 1 | 0 | 0 | 1 | 0 | 0 | 1
28 | 0 | 0 | 1 | 0 | 0 | 1 | 0 | 0 | 1
29 | 0 | 0 | 1 | 0 | 0 | 1 | 0 | 0 | 1
30 | 0 | 0 | 1 | 0 | 0 | 1 | 0 | 0 | 1
31 | 0 | 0 | 1 | 0 | 0 | 1 | 0 | 0 | 1
32 | 0 | 0 | 1 | 0 | 0 | 1 | 0 | 0 | 1
33 | 0 | 0 | 1 | 0 | 0 | 1 | 0 | 0 | 1
34 | 0.13698 | 0 | 1 | 0 | 0 | 1 | 0.13698 | 0 | 1
35 | 0.21227 | 0 | 1 | 0 | 0 | 1 | 0.21227 | 0 | 1
36 | 0.2752 | 0 | 1 | 0 | 0 | 1 | 0.2752 | 0 | 1
37 | 0.22454 | 0.0078128 | 1 | 0 | 0 | 1 | 0.22454 | 0.0078128 | 1
38 | 0.23383 | 0.01544 | 1 | 0 | 0 | 1 | 0.23383 | 0.01544 | 1
39 | 0.17662 | 0.036512 | 1 | 0 | 0 | 1 | 0.17662 | 0.036512 | 1
40 | 0.057582 | 0.045294 | 1 | 0 | 0 | 1 | 0.057582 | 0.045294 | 1
41 | 0 | 0.037795 | 1 | 0 | 0 | 1 | 0 | 0.037795 | 1
42 | 0 | 0.014836 | 1 | 0 | 1 | 1 | 0 | 0.014836 | 1
43 | 0 | 0.010016 | 1 | 0 | 1 | 1 | 0 | 0.010016 | 1
44 | 0 | 0.023646 | 1 | 0 | 1 | 1 | 0 | 0.023646 | 1
45 | 0 | 0.007512 | 1 | 0 | 1 | 1 | 0 | 0.007512 | 1
46 | 0 | 0 | 1 | 0 | 0 | 1 | 0 | 0 | 1
47 | 0 | 0.00098148 | 1 | 0 | 0 | 1 | 0 | 0.00098148 | 1
48 | 0 | 0.02112 | 1 | 0 | 0 | 1 | 0 | 0.02112 | 1
49 | 0 | 0 | 1 | 0 | 0 | 1 | 0 | 0 | 1
50 | 0 | 0 | 1 | 0 | 0 | 1 | 0 | 0 | 1
51 | 0 | 0 | 1 | 0 | 0 | 1 | 0 | 0 | 1
52 | 0 | 0 | 1 | 0 | 0 | 1 | 0 | 0 | 1
53 | 0 | 0 | 1 | 0 | 0 | 1 | 0 | 0 | 1
54 | 0 | 0 | 1 | 0 | 0 | 1 | 0 | 0 | 1
55 | 0 | 0 | 1 | 0 | 0 | 1 | 0 | 0 | 1
56 | 0 | 0 | 1 | 0 | 0 | 1 | 0 | 0 | 1
57 | 0 | 0 | 1 | 0 | 0 | 1 | 0 | 0 | 1
58 | 0.10666 | 0 | 1 | 0 | 0 | 1 | 0.10666 | 0 | 1
59 | 0.18543 | 0.013097 | 1 | 0 | 0 | 1 | 0.18543 | 0.013097 | 1
60 | 0.25837 | 0.027799 | 1 | 0 | 0 | 1 | 0.25837 | 0.027799 | 1
61 | 0.25173 | 0.035397 | 1 | 0 | 0 | 1 | 0.25173 | 0.035397 | 1
62 | 0.23523 | 0.037785 | 1 | 0 | 0 | 1 | 0.23523 | 0.037785 | 1
63 | 0.11465 | 0.050523 | 1 | 0 | 0 | 1 | 0.11465 | 0.050523 | 1
64 | 0.039666 | 0.039271 | 1 | 0 | 0 | 1 | 0.039666 | 0.039271 | 1
65 | 0 | 0.033327 | 1 | 0 | 0 | 1 | 0 | 0.033327 | 1
66 | 0 | 0.022241 | 1 | 0 | 1 | 1 | 0 | 0.022241 | 1
67 | 0 | 0.017815 | 1 | 0 | 1 | 1 | 0 | 0.017815 | 1
68 | 0 | 0.024893 | 1 | 0 | 1 | 1 | 0 | 0.024893 | 1
69 | 0 | 0 | 1 | 0 | 1 | 1 | 0 | 0 | 1
70 | 0 | 0 | 1 | 0 | 0 | 1 | 0 | 0 | 1
71 | 0 | 0 | 1 | 0 | 0 | 1 | 0 | 0 | 1
72 | 0 | 0 | 1 | 0 | 0 | 1 | 0 | 0 | 1
73 | 0 | 0.0073326 | 1 | 0 | 0 | 1 | 0 | 0.0073326 | 1
74 | 0 | 0 | 1 | 0 | 0 | 1 | 0 | 0 | 1
75 | 0 | 0 | 1 | 0 | 0 | 1 | 0 | 0 | 1
76 | 0 | 0 | 1 | 0 | 0 | 1 | 0 | 0 | 1
77 | 0 | 0 | 1 | 0 | 0 | 1 | 0 | 0 | 1
78 | 0 | 0 | 1 | 0 | 0 | 1 | 0 | 0 | 1
79 | 0 | 0 | 1 | 0 | 0 | 1 | 0 | 0 | 1
80 | 0 | 0 | 1 | 0 | 0 | 1 | 0 | 0 | 1
81 | 0 | 0 | 1 | 0 | 0 | 1 | 0 | 0 | 1
82 | 0.12229 | 0 | 1 | 0 | 0 | 1 | 0.12229 | 0 | 1
83 | 0.16938 | 0 | 1 | 0 | 0 | 1 | 0.16938 | 0 | 1
84 | 0.20672 | 0 | 1 | 0 | 0 | 1 | 0.20672 | 0 | 1
85 | 0.17022 | 0 | 1 | 0 | 0 | 1 | 0.17022 | 0 | 1
86 | 0.16304 | 0.00050477 | 1 | 0 | 0 | 1 | 0.16304 | 0.00050477 | 1
87 | 0.055689 | 0.016223 | 1 | 0 | 0 | 1 | 0.055689 | 0.016223 | 1
88 | 0.05345 | 0.0016525 | 1 | 0 | 0 | 1 | 0.05345 | 0.0016525 | 1
89 | 0 | 0 | 1 | 0 | 0 | 1 | 0 | 0 | 1
90 | 0 | 0 | 1 | 0 | 1 | 1 | 0 | 0 | 1
91 | 0 | 0 | 1 | 0 | 1 | 1 | 0 | 0 | 1
92 | 0 | 0 | 1 | 0 | 1 | 1 | 0 | 0 | 1
93 | 0 | 0 | 1 | 0 | 1 | 1 | 0 | 0 | 1
94 | 0 | 0.001368 | 1 | 0 | 0 | 1 | 0 | 0.001368 | 1
95 | 0 | 0 | 1 | 0 | 0 | 1 | 0 | 0 | 1
96 | 0 | 0 | 1 | 0 | 0 | 1 | 0 | 0 | 1
97 | 0 | 0 | 1 | 0 | 0 | 1 | 0 | 0 | 1
98 | 0 | 0 | 1 | 0 | 0 | 1 | 0 | 0 | 1
99 | 0 | 0.010785 | 1 | 0 | 0 | 1 | 0 | 0.010785 | 1
100 | 0 | 0.014851 | 1 | 0 | 0 | 1 | 0 | 0.014851 | 1
101 | 0 | 0 | 1 | 0 | 0 | 1 | 0 | 0 | 1
102 | 0 | 0.0040402 | 1 | 0 | 0 | 1 | 0 | 0.0040402 | 1
103 | 0 | 0.0053584 | 1 | 0 | 0 | 1 | 0 | 0.0053584 | 1
104 | 0 | 0 | 1 | 0 | 0 | 1 | 0 | 0 | 1
105 | 0 | 0 | 1 | 0 | 0 | 1 | 0 | 0 | 1
106 | 0.14518 | 0 | 1 | 0 | 0 | 1 | 0.14518 | 0 | 1
107 | 0.20762 | 0.001959 | 1 | 0 | 0 | 1 | 0.20762 | 0.001959 | 1
108 | 0.24743 | 0.013014 | 1 | 0 | 0 | 1 | 0.24743 | 0.013014 | 1
109 | 0.21423 | 0.011234 | 1 | 0 | 0 | 1 | 0.21423 | 0.011234 | 1
110 | 0.18872 | 0.0058278 | 1 | 0 | 0 | 1 | 0.18872 | 0.0058278 | 1
111 | 0.080801 | 0.031355 | 1 | 0 | 0 | 1 | 0.080801 | 0.031355 | 1
112 | 0.086242 | 0.025815 | 1 | 0 | 0 | 1 | 0.086242 | 0.025815 | 1
113 | 0 | 0.0094339 | 1 | 0 | 0 | 1 | 0 | 0.0094339 | 1
114 | 0 | 0 | 1 | 0 | 1 | 1 | 0 | 0 | 1
115 | 0 | 0 | 1 | 0 | 1 | 1 | 0 | 0 | 1
116 | 0 | 0 | 1 | 0 | 1 | 1 | 0 | 0 | 1
117 | 0 | 0 | 1 | 0 | 1 | 1 | 0 | 0 | 1
118 | 0 | 0.00082547 | 1 | 0 | 0 | 1 | 0 | 0.00082547 | 1
119 | 0 | 0 | 1 | 0 | 0 | 1 | 0 | 0 | 1
120 | 0 | 0 | 1 | 0 | 0 | 1 | 0 | 0 | 1
121 | 0 | 0 | 1 | 0 | 0 | 1 | 0 | 0 | 1
122 | 0 | 0 | 1 | 0 | 0 | 1 | 0 | 0 | 1
123 | 0 | 0 | 1 | 0 | 0 | 1 | 0 | 0 | 1
124 | 0 | 0 | 1 | 0 | 0 | 1 | 0 | 0 | 1
125 | 0 | 0 | 1 | 0 | 0 | 1 | 0 | 0 | 1
126 | 0 | 0 | 1 | 0 | 0 | 1 | 0 | 0 | 1
127 | 0 | 0 | 1 | 0 | 0 | 1 | 0 | 0 | 1
128 | 0 | 0 | 1 | 0 | 0 | 1 | 0 | 0 | 1
129 | 0 | 0 | 1 | 0 | 0 | 1 | 0 | 0 | 1
130 | 0.18114 | 0 | 1 | 0 | 0 | 1 | 0.18114 | 0 | 1
131 | 0.24363 | 0 | 1 | 0 | 0 | 1 | 0.24363 | 0 | 1
132 | 0.21919 | 0 | 1 | 0 | 0 | 1 | 0.21919 | 0 | 1
133 | 0.18523 | 0 | 1 | 0 | 0 | 1 | 0.18523 | 0 | 1
134 | 0.18039 | 0 | 1 | 0 | 0 | 1 | 0.18039 | 0 | 1
135 | 0.13627 | 0.021104 | 1 | 0 | 0 | 1 | 0.13627 | 0.021104 | 1
136 | 0.12483 | 0.011751 | 1 | 0 | 0 | 1 | 0.12483 | 0.011751 | 1
137 | 0 | 0 | 1 | 0 | 0 | 1 | 0 | 0 | 1
138 | 0 | 0 | 1 | 0 | 1 | 1 | 0 | 0 | 1
139 | 0 | 0 | 1 | 0 | 1 | 1 | 0 | 0 | 1
140 | 0 | 0 | 1 | 0 | 1 | 1 | 0 | 0 | 1
141 | 0 | 0.011984 | 1 | 0 | 1 | 1 | 0 | 0.011984 | 1
142 | 0 | 0.011117 | 1 | 0 | 0 | 1 | 0 | 0.011117 | 1
143 | 0 | 0 | 1 | 0 | 0 | 1 | 0 | 0 | 1
144 | 0 | 0 | 1 | 0 | 0 | 1 | 0 | 0 | 1
145 | 0 | 0 | 1 | 0 | 0 | 1 | 0 | 0 | 1
146 | 0 | 0 | 1 | 0 | 0 | 1 | 0 | 0 | 1
147 | 0 | 0 | 1 | 0 | 0 | 1 | 0 | 0 | 1
148 | 0 | 0 | 1 | 0 | 0 | 1 | 0 | 0 | 1
149 | 0 | 0 | 1 | 0 | 0 | 1 | 0 | 0 | 1
150 | 0 | 0 | 1 | 0 | 0 | 1 | 0 | 0 | 1
151 | 0 | 0 | 1 | 0 | 0 | 1 | 0 | 0 | 1
152 | 0 | 0 | 1 | 0 | 0 | 1 | 0 | 0 | 1
153 | 0 | 0 | 1 | 0 | 0 | 1 | 0 | 0 | 1
154 | 0.17919 | 0 | 1 | 0 | 0 | 1 | 0.17919 | 0 | 1
155 | 0.24823 | 0 | 1 | 0 | 0 | 1 | 0.24823 | 0 | 1
156 | 0.23585 | 0 | 1 | 0 | 0 | 1 | 0.23585 | 0 | 1
157 | 0.29714 | 0 | 1 | 0 | 0 | 1 | 0.29714 | 0 | 1
158 | 0.28031 | 0 | 1 | 0 | 0 | 1 | 0.28031 | 0 | 1
159 | 0.20923 | 0.030446 | 1 | 0 | 0 | 1 | 0.20923 | 0.030446 | 1
160 | 0.1269 | 0.030762 | 1 | 0 | 0 | 1 | 0.1269 | 0.030762 | 1
161 | 0 | 0.00086921 | 1 | 0 | 0 | 1 | 0 | 0.00086921 | 1
162 | 0 | 0 | 1 | 0 | 1 | 1 | 0 | 0 | 1
163 | 0 | 0 | 1 | 0 | 1 | 1 | 0 | 0 | 1
164 | 0 | 0 | 1 | 0 | 1 | 1 | 0 | 0 | 1
165 | 0 | 0 | 1 | 0 | 1 | 1 | 0 | 0 | 1
166 | 0 | 0 | 1 | 0 | 0 | 1 | 0 | 0 | 1
167 | 0 | 0 | 1 | 0 | 0 | 1 | 0 | 0 | 1
168 | 0 | 0 | 1 | 0 | 0 | 1 | 0 | 0 | 1
169 | 0 | 0 | 1 | 0 | 0 | 1 | 0 | 0 | 1
170 | 0 | 0 | 1 | 0 | 0 | 1 | 0 | 0 | 1
171 | 0 | 0 | 1 | 0 | 0 | 1 | 0 | 0 | 1
172 | 0 | 0 | 1 | 0 | 0 | 1 | 0 | 0 | 1
173 | 0 | 0 | 1 | 0 | 0 | 1 | 0 | 0 | 1
174 | 0 | 0 | 1 | 0 | 0 | 1 | 0 | 0 | 1
175 | 0 | 0 | 1 | 0 | 0 | 1 | 0 | 0 | 1
176 | 0 | 0 | 1 | 0 | 0 | 1 | 0 | 0 | 1
177 | 0.009691 | 0 | 1 | 0 | 0 | 1 | 0.009691 | 0 | 1
178 | 0.19588 | 0 | 1 | 0 | 0 | 1 | 0.19588 | 0 | 1
179 | 0.29557 | 0 | 1 | 0 | 0 | 1 | 0.29557 | 0 | 1
180 | 0.32777 | 0 | 1 | 0 | 0 | 1 | 0.32777 | 0 | 1
181 | 0.44302 | 0 | 1 | 0 | 0 | 1 | 0.44302 | 0 | 1
182 | 0.38648 | 0 | 1 | 0 | 0 | 1 | 0.38648 | 0 | 1
183 | 0.27736 | 0.0082193 | 1 | 0 | 0 | 1 | 0.27736 | 0.0082193 | 1
184 | 0.12801 | 0.0013076 | 1 | 0 | 0 | 1 | 0.12801 | 0.0013076 | 1
185 | 0 | 0 | 1 | 0 | 0 | 1 | 0 | 0 | 1
186 | 0 | 0 | 1 | 0 | 1 | 1 | 0 | 0 | 1
187 | 0 | 0 | 1 | 0 | 1 | 1 | 0 | 0 | 1
188 | 0 | 0 | 1 | 0 | 1 | 1 | 0 | 0 | 1
189 | 0 | 0 | 1 | 0 | 1 | 1 | 0 | 0 | 1
190 | 0 | 0 | 1 | 0 | 0 | 1 | 0 | 0 | 1
191 | 0 | 0 | 1 | 0 | 0 | 1 | 0 | 0 | 1
192 | 0 | 0 | 1 | 0 | 0 | 1 | 0 | 0 | 1
193 | 0 | 0 | 1 | 0 | 0 | 1 | 0 | 0 | 1
194 | 0 | 0 | 1 | 0 | 0 | 1 | 0 | 0 | 1
195 | 0 | 0 | 1 | 0 | 0 | 1 | 0 | 0 | 1
196 | 0 | 0 | 1 | 0 | 0 | 1 | 0 | 0 | 1
197 | 0 | 0 | 1 | 0 | 0 | 1 | 0 | 0 | 1
198 | 0 | 0 | 1 | 0 | 0 | 1 | 0 | 0 | 1
199 | 0 | 0 | 1 | 0 | 0 | 1 | 0 | 0 | 1
200 | 0 | 0 | 1 | 0 | 0 | 1 | 0 | 0 | 1
201 | 0.028017 | 0 | 1 | 0 | 0 | 1 | 0.028017 | 0 | 1
202 | 0.19489 | 0 | 1 | 0 | 0 | 1 | 0.19489 | 0 | 1
203 | 0.27916 | 0 | 1 | 0 | 0 | 1 | 0.27916 | 0 | 1
204 | 0.33778 | 0 | 1 | 0 | 0 | 1 | 0.33778 | 0 | 1
205 | 0.43736 | 0 | 1 | 0 | 0 | 1 | 0.43736 | 0 | 1
206 | 0.39887 | 0 | 1 | 0 | 0 | 1 | 0.39887 | 0 | 1
207 | 0.28342 | 0.0048239 | 1 | 0 | 0 | 1 | 0.28342 | 0.0048239 | 1
208 | 0.13017 | 0.015147 | 1 | 0 | 0 | 1 | 0.13017 | 0.015147 | 1
209 | 0.00091317 | 0 | 1 | 0 | 0 | 1 | 0.00091317 | 0 | 1
210 | 0 | 0 | 1 | 0 | 1 | 1 | 0 | 0 | 1
211 | 0 | 0 | 1 | 0 | 1 | 1 | 0 | 0 | 1
212 | 0 | 0 | 1 | 0 | 1 | 1 | 0 | 0 | 1
213 | 0 | 0 | 1 | 0 | 1 | 1 | 0 | 0 | 1
214 | 0 | 0 | 1 | 0 | 0 | 1 | 0 | 0 | 1
215 | 0 | 0 | 1 | 0 | 0 | 1 | 0 | 0 | 1
216 | 0 | 0 | 1 | 0 | 0 | 1 | 0 | 0 | 1
217 | 0 | 0 | 1 | 0 | 0 | 1 | 0 | 0 | 1
218 | 0 | 0 | 1 | 0 | 0 | 1 | 0 | 0 | 1
219 | 0 | 0 | 1 | 0 | 0 | 1 | 0 | 0 | 1
220 | 0 | 0 | 1 | 0 | 0 | 1 | 0 | 0 | 1
221 | 0 | 0 | 1 | 0 | 0 | 1 | 0 | 0 | 1
222 | 0 | 0 | 1 | 0 | 0 | 1 | 0 | 0 | 1
223 | 0 | 0 | 1 | 0 | 0 | 1 | 0 | 0 | 1
224 | 0 | 0 | 1 | 0 | 0 | 1 | 0 | 0 | 1
225 | 0.013693 | 0 | 1 | 0 | 0 | 1 | 0.013693 | 0 | 1
226 | 0.14954 | 0 | 1 | 0 | 0 | 1 | 0.14954 | 0 | 1
227 | 0.22334 | 0 | 1 | 0 | 0 | 1 | 0.22334 | 0 | 1
228 | 0.22759 | 0 | 1 | 0 | 0 | 1 | 0.22759 | 0 | 1
229 | 0.23294 | 0 | 1 | 0 | 0 | 1 | 0.23294 | 0 | 1
230 | 0.21801 | 0 | 1 | 0 | 0 | 1 | 0.21801 | 0 | 1
231 | 0.2543 | 0.001199 | 1 | 0 | 0 | 1 | 0.2543 | 0.001199 | 1
232 | 0.087321 | 0 | 1 | 0 | 0 | 1 | 0.087321 | 0 | 1
233 | 0 | 0 | 1 | 0 | 0 | 1 | 0 | 0 | 1
234 | 0 | 0 | 1 | 0 | 1 | 1 | 0 | 0 | 1
235 | 0 | 0 | 1 | 0 | 1 | 1 | 0 | 0 | 1
236 | 0 | 0 | 1 | 0 | 1 | 1 | 0 | 0 | 1
237 | 0 | 0 | 1 | 0 | 1 | 1 | 0 | 0 | 1
238 | 0 | 0 | 1 | 0 | 0 | 1 | 0 | 0 | 1
239 | 0 | 0 | 1 | 0 | 0 | 1 | 0 | 0 | 1
240 | 0 | 0 | 1 | 0 | 0 | 1 | 0 | 0 | 1
241 | 0 | 0 | 1 | 0 | 0 | 1 | 0 | 0 | 1
242 | 0 | 0 | 1 | 0 | 0 | 1 | 0 | 0 | 1
243 | 0 | 0 | 1 | 0 | 0 | 1 | 0 | 0 | 1
244 | 0 | 0 | 1 | 0 | 0 | 1 | 0 | 0 | 1
245 | 0 | 0 | 1 | 0 | 0 | 1 | 0 | 0 | 1
246 | 0 | 0 | 1 | 0 | 0 | 1 | 0 | 0 | 1
247 | 0 | 0 | 1 | 0 | 0 | 1 | 0 | 0 | 1
248 | 0 | 0 | 1 | 0 | 0 | 1 | 0 | 0 | 1
249 | 0 | 0 | 1 | 0 | 0 | 1 | 0 | 0 | 1
250 | 0.10981 | 0 | 1 | 0 | 0 | 1 | 0.10981 | 0 | 1
251 | 0.16565 | 0 | 1 | 0 | 0 | 1 | 0.16565 | 0 | 1
252 | 0.12853 | 0 | 1 | 0 | 0 | 1 | 0.12853 | 0 | 1
253 | 0.12448 | 0 | 1 | 0 | 0 | 1 | 0.12448 | 0 | 1
254 | 0.12496 | 0 | 1 | 0 | 0 | 1 | 0.12496 | 0 | 1
255 | 0.16377 | 0 | 1 | 0 | 0 | 1 | 0.16377 | 0 | 1
256 | 0.068225 | 0 | 1 | 0 | 0 | 1 | 0.068225 | 0 | 1
257 | 0 | 0 | 1 | 0 | 0 | 1 | 0 | 0 | 1
258 | 0 | 0 | 1 | 0 | 1 | 1 | 0 | 0 | 1
259 | 0 | 0 | 1 | 0 | 1 | 1 | 0 | 0 | 1
260 | 0 | 0 | 1 | 0 | 1 | 1 | 0 | 0 | 1
261 | 0 | 0 | 1 | 0 | 1 | 1 | 0 | 0 | 1
262 | 0 | 0 | 1 | 0 | 0 | 1 | 0 | 0 | 1
263 | 0 | 0 | 1 | 0 | 0 | 1 | 0 | 0 | 1
264 | 0 | 0 | 1 | 0 | 0 | 1 | 0 | 0 | 1
265 | 0 | 0 | 1 | 0 | 0 | 1 | 0 | 0 | 1
266 | 0 | 0 | 1 | 0 | 0 | 1 | 0 | 0 | 1
267 | 0 | 0 | 1 | 0 | 0 | 1 | 0 | 0 | 1
268 | 0 | 0 | 1 | 0 | 0 | 1 | 0 | 0 | 1
269 | 0 | 0 | 1 | 0 | 0 | 1 | 0 | 0 | 1
270 | 0 | 0 | 1 | 0 | 0 | 1 | 0 | 0 | 1
271 | 0 | 0 | 1 | 0 | 0 | 1 | 0 | 0 | 1
272 | 0 | 0 | 1 | 0 | 0 | 1 | 0 | 0 | 1
273 | 0 | 0 | 1 | 0 | 0 | 1 | 0 | 0 | 1
274 | 0.1273 | 0 | 1 | 0 | 0 | 1 | 0.1273 | 0 | 1
275 | 0.19056 | 0 | 1 | 0 | 0 | 1 | 0.19056 | 0 | 1
276 | 0.16954 | 0 | 1 | 0 | 0 | 1 | 0.16954 | 0 | 1
277 | 0.17685 | 0 | 1 | 0 | 0 | 1 | 0.17685 | 0 | 1
278 | 0.14149 | 0 | 1 | 0 | 0 | 1 | 0.14149 | 0 | 1
279 | 0.18833 | 0 | 1 | 0 | 0 | 1 | 0.18833 | 0 | 1
280 | 0.0601 | 0 | 1 | 0 | 0 | 1 | 0.0601 | 0 | 1
281 | 0 | 0 | 1 | 0 | 0 | 1 | 0 | 0 | 1
282 | 0 | 0 | 1 | 0 | 1 | 1 | 0 | 0 | 1
283 | 0 | 0 | 1 | 0 | 1 | 1 | 0 | 0 | 1
284 | 0 | 0 | 1 | 0 | 1 | 1 | 0 | 0 | 1
285 | 0 | 0 | 1 | 0 | 1 | 1 | 0 | 0 | 1
286 | 0 | 0 | 1 | 0 | 0 | 1 | 0 | 0 | 1
287 | 0 | 0 | 1 | 0 | 0 | 1 | 0 | 0 | 1
288 | 0 | 0 | 1 | 0 | 0 | 1 | 0 | 0 | 1
289 | 0 | 0 | 1 | 0 | 0 | 1 | 0 | 0 | 1
290 | 0 | 0 | 1 | 0 | 0 | 1 | 0 | 0 | 1
291 | 0 | 0 | 1 | 0 | 0 | 1 | 0 | 0 | 1
292 | 0 | 0 | 1 | 0 | 0 | 1 | 0 | 0 | 1
293 | 0 | 0 | 1 | 0 | 0 | 1 | 0 | 0 | 1
294 | 0 | 0 | 1 | 0 | 0 | 1 | 0 | 0 | 1
295 | 0 | 0 | 1 | 0 | 0 | 1 | 0 | 0 | 1
296 | 0 | 0 | 1 | 0 | 0 | 1 | 0 | 0 | 1
297 | 0 | 0 | 1 | 0 | 0 | 1 | 0 | 0 | 1
298 | 0.11363 | 0 | 1 | 0 | 0 | 1 | 0.11363 | 0 | 1
299 | 0.20238 | 0 | 1 | 0 | 0 | 1 | 0.20238 | 0 | 1
300 | 0.26212 | 0 | 1 | 0 | 0 | 1 | 0.26212 | 0 | 1
301 | 0.25579 | 0 | 1 | 0 | 0 | 1 | 0.25579 | 0 | 1
302 | 0.21024 | 0 | 1 | 0 | 0 | 1 | 0.21024 | 0 | 1
303 | 0.21661 | 0 | 1 | 0 | 0 | 1 | 0.21661 | 0 | 1
304 | 0.10857 | 0 | 1 | 0 | 0 | 1 | 0.10857 | 0 | 1
305 | 0.00040769 | 0 | 1 | 0 | 0 | 1 | 0.00040769 | 0 | 1
306 | 0 | 0 | 1 | 0 | 1 | 1 | 0 | 0 | 1
307 | 0 | 0 | 1 | 0 | 1 | 1 | 0 | 0 | 1
308 | 0 | 0 | 1 | 0 | 1 | 1 | 0 | 0 | 1
309 | 0 | 0 | 1 | 0 | 1 | 1 | 0 | 0 | 1
310 | 0 | 0 | 1 | 0 | 0 | 1 | 0 | 0 | 1
311 | 0 | 0 | 1 | 0 | 0 | 1 | 0 | 0 | 1
312 | 0 | 0 | 1 | 0 | 0 | 1 | 0 | 0 | 1
313 | 0 | 0 | 1 | 0 | 0 | 1 | 0 | 0 | 1
314 | 0 | 0 | 1 | 0 | 0 | 1 | 0 | 0 | 1
315 | 0 | 0 | 1 | 0 | 0 | 1 | 0 | 0 | 1
316 | 0 | 0 | 1 | 0 | 0 | 1 | 0 | 0 | 1
317 | 0 | 0 | 1 | 0 | 0 | 1 | 0 | 0 | 1
318 | 0 | 0 | 1 | 0 | 0 | 1 | 0 | 0 | 1
319 | 0 | 0 | 1 | 0 | 0 | 1 | 0 | 0 | 1
320 | 0 | 0 | 1 | 0 | 0 | 1 | 0 | 0 | 1
321 | 0 | 0 | 1 | 0 | 0 | 1 | 0 | 0 | 1
322 | 0.12677 | 0 | 1 | 0 | 0 | 1 | 0.12677 | 0 | 1
323 | 0.23891 | 0 | 1 | 0 | 0 | 1 | 0.23891 | 0 | 1
324 | 0.32664 | 0 | 1 | 0 | 0 | 1 | 0.32664 | 0 | 1
325 | 0.34776 | 0 | 1 | 0 | 0 | 1 | 0.34776 | 0 | 1
326 | 0.2635 | 0 | 1 | 0 | 0 | 1 | 0.2635 | 0 | 1
327 | 0.26535 | 0 | 1 | 0 | 0 | 1 | 0.26535 | 0 | 1
328 | 0.1353 | 0 | 1 | 0 | 0 | 1 | 0.1353 | 0 | 1
329 | 0.042222 | 0 | 1 | 0 | 0 | 1 | 0.042222 | 0 | 1
330 | 0 | 0 | 1 | 0 | 1 | 1 | 0 | 0 | 1
331 | 0 | 0 | 1 | 0 | 1 | 1 | 0 | 0 | 1
332 | 0 | 0 | 1 | 0 | 1 | 1 | 0 | 0 | 1
333 | 0 | 0 | 1 | 0 | 1 | 1 | 0 | 0 | 1
334 | 0 | 0 | 1 | 0 | 0 | 1 | 0 | 0 | 1
335 | 0 | 0 | 1 | 0 | 0 | 1 | 0 | 0 | 1
336 | 0 | 0 | 1 | 0 | 0 | 1 | 0 | 0 | 1
337 | 0 | 0 | 1 | 0 | 0 | 1 | 0 | 0 | 1
338 | 0 | 0 | 1 | 0 | 0 | 1 | 0 | 0 | 1
339 | 0 | 0 | 1 | 0 | 0 | 1 | 0 | 0 | 1
340 | 0 | 0 | 1 | 0 | 0 | 1 | 0 | 0 | 1
341 | 0 | 0 | 1 | 0 | 0 | 1 | 0 | 0 | 1
342 | 0 | 0 | 1 | 0 | 0 | 1 | 0 | 0 | 1
343 | 0 | 0 | 1 | 0 | 0 | 1 | 0 | 0 | 1
344 | 0 | 0 | 1 | 0 | 0 | 1 | 0 | 0 | 1
345 | 0 | 0 | 1 | 0 | 0 | 1 | 0 | 0 | 1
346 | 0.071753 | 0 | 1 | 0 | 0 | 1 | 0.071753 | 0 | 1
347 | 0.19562 | 0 | 1 | 0 | 0 | 1 | 0.19562 | 0 | 1
348 | 0.27561 | 0 | 1 | 0 | 0 | 1 | 0.27561 | 0 | 1
349 | 0.31747 | 0 | 1 | 0 | 0 | 1 | 0.31747 | 0 | 1
350 | 0.27073 | 0 | 1 | 0 | 0 | 1 | 0.27073 | 0 | 1
351 | 0.24299 | 0 | 1 | 0 | 0 | 1 | 0.24299 | 0 | 1
352 | 0.10906 | 0 | 1 | 0 | 0 | 1 | 0.10906 | 0 | 1
353 | 0.022578 | 0 | 1 | 0 | 0 | 1 | 0.022578 | 0 | 1
354 | 0 | 0 | 1 | 0 | 1 | 1 | 0 | 0 | 1
355 | 0 | 0 | 1 | 0 | 1 | 1 | 0 | 0 | 1
356 | 0 | 0 | 1 | 0 | 1 | 1 | 0 | 0 | 1
357 | 0 | 0 | 1 | 0 | 1 | 1 | 0 | 0 | 1
358 | 0 | 0 | 1 | 0 | 0 | 1 | 0 | 0 | 1
359 | 0 | 0 | 1 | 0 | 0 | 1 | 0 | 0 | 1
360 | 0 | 0 | 1 | 0 | 0 | 1 | 0 | 0 | 1
361 | 0 | 0 | 1 | 0 | 0 | 1 | 0 | 0 | 1
362 | 0 | 0 | 1 | 0 | 0 | 1 | 0 | 0 | 1
363 | 0 | 0 | 1 | 0 | 0 | 1 | 0 | 0 | 1
364 | 0 | 0 | 1 | 0 | 0 | 1 | 0 | 0 | 1
365 | 0 | 0 | 1 | 0 | 0 | 1 | 0 | 0 | 1
366 | 0 | 0 | 1 | 0 | 0 | 1 | 0 | 0 | 1
367 | 0 | 0 | 1 | 0 | 0 | 1 | 0 | 0 | 1
368 | 0 | 0 | 1 | 0 | 0 | 1 | 0 | 0 | 1
369 | 0 | 0 | 1 | 0 | 0 | 1 | 0 | 0 | 1
370 | 0.080358 | 0 | 1 | 0 | 0 | 1 | 0.080358 | 0 | 1
371 | 0.20764 | 0 | 1 | 0 | 0 | 1 | 0.20764 | 0 | 1
372 | 0.26831 | 0 | 1 | 0 | 0 | 1 | 0.26831 | 0 | 1
373 | 0.3207 | 0 | 1 | 0 | 0 | 1 | 0.3207 | 0 | 1
374 | 0.26056 | 0 | 1 | 0 | 0 | 1 | 0.26056 | 0 | 1
375 | 0.24937 | 0 | 1 | 0 | 0 | 1 | 0.24937 | 0 | 1
376 | 0.13507 | 0 | 1 | 0 | 0 | 1 | 0.13507 | 0 | 1
377 | 0.025541 | 0 | 1 | 0 | 0 | 1 | 0.025541 | 0 | 1
378 | 0 | 0 | 1 | 0 | 1 | 1 | 0 | 0 | 1
379 | 0 | 0 | 1 | 0 | 1 | 1 | 0 | 0 | 1
380 | 0 | 0 | 1 | 0 | 1 | 1 | 0 | 0 | 1
381 | 0 | 0 | 1 | 0 | 1 | 1 | 0 | 0 | 1
382 | 0 | 0 | 1 | 0 | 0 | 1 | 0 | 0 | 1
383 | 0 | 0 | 1 | 0 | 0 | 1 | 0 | 0 | 1
384 | 0 | 0 | 1 | 0 | 0 | 1 | 0 | 0 | 1
385 | 0 | 0 | 1 | 0 | 0 | 1 | 0 | 0 | 1
386 | 0 | 0 | 1 | 0 | 0 | 1 | 0 | 0 | 1
387 | 0 | 0 | 1 | 0 | 0 | 1 | 0 | 0 | 1
388 | 0 | 0 | 1 | 0 | 0 | 1 | 0 | 0 | 1
389 | 0 | 0 | 1 | 0 | 0 | 1 | 0 | 0 | 1
390 | 0 | 0 | 1 | 0 | 0 | 1 | 0 | 0 | 1
391 | 0 | 0 | 1 | 0 | 0 | 1 | 0 | 0 | 1
392 | 0 | 0 | 1 | 0 | 0 | 1 | 0 | 0 | 1
393 | 0 | 0 | 1 | 0 | 0 | 1 | 0 | 0 | 1
394 | 0.10739 | 0 | 1 | 0 | 0 | 1 | 0.10739 | 0 | 1
395 | 0.23824 | 0 | 1 | 0 | 0 | 1 | 0.23824 | 0 | 1
396 | 0.28211 | 0 | 1 | 0 | 0 | 1 | 0.28211 | 0 | 1
397 | 0.29786 | 0 | 1 | 0 | 0 | 1 | 0.29786 | 0 | 1
398 | 0.28282 | 0 | 1 | 0 | 0 | 1 | 0.28282 | 0 | 1
399 | 0.259 | 0 | 1 | 0 | 0 | 1 | 0.259 | 0 | 1
400 | 0.15726 | 0 | 1 | 0 | 0 | 1 | 0.15726 | 0 | 1
401 | 0.011217 | 0 | 1 | 0 | 0 | 1 | 0.011217 | 0 | 1
402 | 0 | 0 | 1 | 0 | 1 | 1 | 0 | 0 | 1
403 | 0 | 0 | 1 | 0 | 1 | 1 | 0 | 0 | 1
404 | 0 | 0 | 1 | 0 | 1 | 1 | 0 | 0 | 1
405 | 0 | 0 | 1 | 0 | 1 | 1 | 0 | 0 | 1
406 | 0 | 0 | 1 | 0 | 0 | 1 | 0 | 0 | 1
407 | 0 | 0 | 1 | 0 | 0 | 1 | 0 | 0 | 1
408 | 0 | 0 | 1 | 0 | 0 | 1 | 0 | 0 | 1
409 | 0 | 0 | 1 | 0 | 0 | 1 | 0 | 0 | 1
410 | 0 | 0 | 1 | 0 | 0 | 1 | 0 | 0 | 1
411 | 0 | 0 | 1 | 0 | 0 | 1 | 0 | 0 | 1
412 | 0 | 0 | 1 | 0 | 0 | 1 | 0 | 0 | 1
413 | 0 | 0 | 1 | 0 | 0 | 1 | 0 | 0 | 1
414 | 0 | 0 | 1 | 0 | 0 | 1 | 0 | 0 | 1
415 | 0 | 0 | 1 | 0 | 0 | 1 | 0 | 0 | 1
416 | 0 | 0 | 1 | 0 | 0 | 1 | 0 | 0 | 1
417 | 0 | 0 | 1 | 0 | 0 | 1 | 0 | 0 | 1
418 | 0.1315 | 0 | 1 | 0 | 0 | 1 | 0.1315 | 0 | 1
419 | 0.21494 | 0 | 1 | 0 | 0 | 1 | 0.21494 | 0 | 1
420 | 0.22489 | 0 | 1 | 0 | 0 | 1 | 0.22489 | 0 | 1
421 | 0.25148 | 0 | 1 | 0 | 0 | 1 | 0.25148 | 0 | 1
422 | 0.23241 | 0 | 1 | 0 | 0 | 1 | 0.23241 | 0 | 1
423 | 0.20344 | 0 | 1 | 0 | 0 | 1 | 0.20344 | 0 | 1
424 | 0.14058 | 0 | 1 | 0 | 0 | 1 | 0.14058 | 0 | 1
425 | 0.013209 | 0 | 1 | 0 | 0 | 1 | 0.013209 | 0 | 1
426 | 0 | 0 | 1 | 0 | 1 | 1 | 0 | 0 | 1
427 | 0 | 0 | 1 | 0 | 1 | 1 | 0 | 0 | 1
428 | 0 | 0 | 1 | 0 | 1 | 1 | 0 | 0 | 1
429 | 0 | 0 | 1 | 0 | 1 | 1 | 0 | 0 | 1
430 | 0 | 0 | 1 | 0 | 0 | 1 | 0 | 0 | 1
431 | 0 | 0 | 1 | 0 | 0 | 1 | 0 | 0 | 1
432 | 0 | 0 | 1 | 0 | 0 | 1 | 0 | 0 | 1
433 | 0 | 0 | 1 | 0 | 0 | 1 | 0 | 0 | 1
434 | 0 | 0 | 1 | 0 | 0 | 1 | 0 | 0 | 1
435 | 0 | 0 | 1 | 0 | 0 | 1 | 0 | 0 | 1
436 | 0 | 0 | 1 | 0 | 0 | 1 | 0 | 0 | 1
437 | 0 | 0 | 1 | 0 | 0 | 1 | 0 | 0 | 1
438 | 0 | 0 | 1 | 0 | 0 | 1 | 0 | 0 | 1
439 | 0 | 0 | 1 | 0 | 0 | 1 | 0 | 0 | 1
440 | 0 | 0 | 1 | 0 | 0 | 1 | 0 | 0 | 1
441 | 0 | 0 | 1 | 0 | 0 | 1 | 0 | 0 | 1
442 | 0.095471 | 0 | 1 | 0 | 0 | 1 | 0.095471 | 0 | 1
443 | 0.17526 | 0 | 1 | 0 | 0 | 1 | 0.17526 | 0 | 1
444 | 0.19644 | 0 | 1 | 0 | 0 | 1 | 0.19644 | 0 | 1
445 | 0.17847 | 0 | 1 | 0 | 0 | 1 | 0.17847 | 0 | 1
446 | 0.13496 | 0 | 1 | 0 | 0 | 1 | 0.13496 | 0 | 1
447 | 0.053963 | 0 | 1 | 0 | 0 | 1 | 0.053963 | 0 | 1
448 | 0 | 0 | 1 | 0 | 0 | 1 | 0 | 0 | 1
449 | 0 | 0 | 1 | 0 | 0 | 1 | 0 | 0 | 1
450 | 0 | 0 | 1 | 0 | 1 | 1 | 0 | 0 | 1
451 | 0 | 0 | 1 | 0 | 1 | 1 | 0 | 0 | 1
452 | 0 | 0 | 1 | 0 | 1 | 1 | 0 | 0 | 1
453 | 0 | 0 | 1 | 0 | 1 | 1 | 0 | 0 | 1
454 | 0 | 0 | 1 | 0 | 0 | 1 | 0 | 0 | 1
455 | 0 | 0 | 1 | 0 | 0 | 1 | 0 | 0 | 1
456 | 0 | 0 | 1 | 0 | 0 | 1 | 0 | 0 | 1
457 | 0 | 0 | 1 | 0 | 0 | 1 | 0 | 0 | 1
458 | 0 | 0 | 1 | 0 | 0 | 1 | 0 | 0 | 1
459 | 0 | 0 | 1 | 0 | 0 | 1 | 0 | 0 | 1
460 | 0 | 0 | 1 | 0 | 0 | 1 | 0 | 0 | 1
461 | 0 | 0 | 1 | 0 | 0 | 1 | 0 | 0 | 1
462 | 0 | 0 | 1 | 0 | 0 | 1 | 0 | 0 | 1
463 | 0 | 0 | 1 | 0 | 0 | 1 | 0 | 0 | 1
464 | 0 | 0 | 1 | 0 | 0 | 1 | 0 | 0 | 1
465 | 0 | 0 | 1 | 0 | 0 | 1 | 0 | 0 | 1
466 | 0.063806 | 0 | 1 | 0 | 0 | 1 | 0.063806 | 0 | 1
467 | 0.12452 | 0 | 1 | 0 | 0 | 1 | 0.12452 | 0 | 1
468 | 0.15433 | 0 | 1 | 0 | 0 | 1 | 0.15433 | 0 | 1
469 | 0.13373 | 0 | 1 | 0 | 0 | 1 | 0.13373 | 0 | 1
470 | 0.083402 | 0 | 1 | 0 | 0 | 1 | 0.083402 | 0 | 1
471 | 0.032305 | 0 | 1 | 0 | 0 | 1 | 0.032305 | 0 | 1
472 | 0 | 0 | 1 | 0 | 0 | 1 | 0 | 0 | 1
473 | 0 | 0 | 1 | 0 | 0 | 1 | 0 | 0 | 1
474 | 0 | 0 | 1 | 0 | 1 | 1 | 0 | 0 | 1
475 | 0 | 0 | 1 | 0 | 1 | 1 | 0 | 0 | 1
476 | 0 | 0 | 1 | 0 | 1 | 1 | 0 | 0 | 1
477 | 0 | 0 | 1 | 0 | 1 | 1 | 0 | 0 | 1
478 | 0 | 0 | 1 | 0 | 0 | 1 | 0 | 0 | 1
479 | 0 | 0 | 1 | 0 | 0 | 1 | 0 | 0 | 1
480 | 0 | 0 | 1 | 0 | 0 | 1 | 0 | 0 | 1
481 | 0 | 0 | 1 | 0 | 0 | 1 | 0 | 0 | 1
482 | 0 | 0 | 1 | 0 | 0 | 1 | 0 | 0 | 1
483 | 0 | 0 | 1 | 0 | 0 | 1 | 0 | 0 | 1
484 | 0 | 0 | 1 | 0 | 0 | 1 | 0 | 0 | 1
485 | 0 | 0 | 1 | 0 | 0 | 1 | 0 | 0 | 1
486 | 0 | 0 | 1 | 0 | 0 | 1 | 0 | 0 | 1
487 | 0 | 0 | 1 | 0 | 0 | 1 | 0 | 0 | 1
488 | 0 | 0 | 1 | 0 | 0 | 1 | 0 | 0 | 1
489 | 0 | 0 | 1 | 0 | 0 | 1 | 0 | 0 | 1
490 | 0.044384 | 0 | 1 | 0 | 0 | 1 | 0.044384 | 0 | 1
491 | 0.12147 | 0 | 1 | 0 | 0 | 1 | 0.12147 | 0 | 1
492 | 0.17511 | 0 | 1 | 0 | 0 | 1 | 0.17511 | 0 | 1
493 | 0.10569 | 0 | 1 | 0 | 0 | 1 | 0.10569 | 0 | 1
494 | 0.035507 | 0 | 1 | 0 | 0 | 1 | 0.035507 | 0 | 1
495 | 0 | 0 | 1 | 0 | 0 | 1 | 0 | 0 | 1
496 | 0 | 0.0069206 | 1 | 0 | 0 | 1 | 0 | 0.0069206 | 1
497 | 0 | 0.019866 | 1 | 0 | 0 | 1 | 0 | 0.019866 | 1
498 | 0 | 0 | 1 | 0 | 1 | 1 | 0 | 0 | 1
499 | 0 | 0 | 1 | 0 | 1 | 1 | 0 | 0 | 1
500 | 0 | 0 | 1 | 0 | 1 | 1 | 0 | 0 | 1
501 | 0 | 0.0044661 | 1 | 0 | 1 | 1 | 0 | 0.0044661 | 1
502 | 0 | 0 | 1 | 0 | 0 | 1 | 0 | 0 | 1
503 | 0 | 0 | 1 | 0 | 0 | 1 | 0 | 0 | 1
504 | 0 | 0 | 1 | 0 | 0 | 1 | 0 | 0 | 1
505 | 0 | 0 | 1 | 0 | 0 | 1 | 0 | 0 | 1
506 | 0 | 0 | 1 | 0 | 0 | 1 | 0 | 0 | 1
507 | 0 | 0 | 1 | 0 | 0 | 1 | 0 | 0 | 1
508 | 0 | 0 | 1 | 0 | 0 | 1 | 0 | 0 | 1
509 | 0 | 0 | 1 | 0 | 0 | 1 | 0 | 0 | 1
510 | 0 | 0 | 1 | 0 | 0 | 1 | 0 | 0 | 1
511 | 0 | 0 | 1 | 0 | 0 | 1 | 0 | 0 | 1
512 | 0 | 0 | 1 | 0 | 0 | 1 | 0 | 0 | 1
513 | 0 | 0 | 1 | 0 | 0 | 1 | 0 | 0 | 1
514 | 0.081661 | 0 | 1 | 0 | 0 | 1 | 0.081661 | 0 | 1
515 | 0.19029 | 0 | 1 | 0 | 0 | 1 | 0.19029 | 0 | 1
516 | 0.21211 | 0.025821 | 1 | 0 | 0 | 1 | 0.21211 | 0.025821 | 1
517 | 0.17249 | 0.034938 | 1 | 0 | 0 | 1 | 0.17249 | 0.034938 | 1
518 | 0.1255 | 0.032434 | 1 | 0 | 0 | 1 | 0.1255 | 0.032434 | 1
519 | 0.11476 | 0.027009 | 1 | 0 | 0 | 1 | 0.11476 | 0.027009 | 1
520 | 0.062004 | 0.031839 | 1 | 0 | 0 | 1 | 0.062004 | 0.031839 | 1
521 | 0 | 0.055309 | 1 | 0 | 0 | 1 | 0 | 0.055309 | 1
522 | 0 | 0.022323 | 1 | 0 | 1 | 1 | 0 | 0.022323 | 1
523 | 0 | 0.00027693 | 1 | 0 | 1 | 1 | 0 | 0.00027693 | 1
524 | 0 | 0.0073817 | 1 | 0 | 1 | 1 | 0 | 0.0073817 | 1
525 | 0 | 0 | 1 | 0 | 1 | 1 | 0 | 0 | 1
526 | 0 | 0 | 1 | 0 | 0 | 1 | 0 | 0 | 1
527 | 0 | 0 | 1 | 0 | 0 | 1 | 0 | 0 | 1
528 | 0 | 0 | 1 | 0 | 0 | 1 | 0 | 0 | 1
529 | 0 | 0 | 1 | 0 | 0 | 1 | 0 | 0 | 1
530 | 0 | 0 | 1 | 0 | 0 | 1 | 0 | 0 | 1
531 | 0 | 0 | 1 | 0 | 0 | 1 | 0 | 0 | 1
532 | 0 | 0 | 1 | 0 | 0 | 1 | 0 | 0 | 1
533 | 0 | 0 | 1 | 0 | 0 | 1 | 0 | 0 | 1
534 | 0 | 0 | 1 | 0 | 0 | 1 | 0 | 0 | 1
535 | 0 | 0 | 1 | 0 | 0 | 1 | 0 | 0 | 1
536 | 0 | 0 | 1 | 0 | 0 | 1 | 0 | 0 | 1
537 | 0 | 0 | 1 | 0 | 0 | 1 | 0 | 0 | 1
538 | 0.064634 | 0 | 1 | 0 | 0 | 1 | 0.064634 | 0 | 1
539 | 0.12742 | 0 | 1 | 0 | 0 | 1 | 0.12742 | 0 | 1
540 | 0.13846 | 0.015797 | 1 | 0 | 0 | 1 | 0.13846 | 0.015797 | 1
541 | 0.14007 | 0.032341 | 1 | 0 | 0 | 1 | 0.14007 | 0.032341 | 1
542 | 0.13587 | 0.0263 | 1 | 0 | 0 | 1 | 0.13587 | 0.0263 | 1
543 | 0.10755 | 0.029157 | 1 | 0 | 0 | 1 | 0.10755 | 0.029157 | 1
544 | 0.085207 | 0.016034 | 1 | 0 | 0 | 1 | 0.085207 | 0.016034 | 1
545 | 0 | 0.032836 | 1 | 0 | 0 | 1 | 0 | 0.032836 | 1
546 | 0 | 0.0046598 | 1 | 0 | 1 | 1 | 0 | 0.0046598 | 1
547 | 0 | 0.002287 | 1 | 0 | 1 | 1 | 0 | 0.002287 | 1
548 | 0 | 0.00763 | 1 | 0 | 1 | 1 | 0 | 0.00763 | 1
549 | 0 | 0 | 1 | 0 | 1 | 1 | 0 | 0 | 1
550 | 0 | 0 | 1 | 0 | 0 | 1 | 0 | 0 | 1
551 | 0 | 0 | 1 | 0 | 0 | 1 | 0 | 0 | 1
552 | 0 | 0 | 1 | 0 | 0 | 1 | 0 | 0 | 1
553 | 0 | 0 | 1 | 0 | 0 | 1 | 0 | 0 | 1
554 | 0 | 0 | 1 | 0 | 0 | 1 | 0 | 0 | 1
555 | 0 | 0 | 1 | 0 | 0 | 1 | 0 | 0 | 1
556 | 0 | 0 | 1 | 0 | 0 | 1 | 0 | 0 | 1
557 | 0 | 0 | 1 | 0 | 0 | 1 | 0 | 0 | 1
558 | 0 | 0 | 1 | 0 | 0 | 1 | 0 | 0 | 1
559 | 0 | 0 | 1 | 0 | 0 | 1 | 0 | 0 | 1
560 | 0 | 0 | 1 | 0 | 0 | 1 | 0 | 0 | 1
561 | 0 | 0 | 1 | 0 | 0 | 1 | 0 | 0 | 1
562 | 0.05915 | 0 | 1 | 0 | 0 | 1 | 0.05915 | 0 | 1
563 | 0.13684 | 0 | 1 | 0 | 0 | 1 | 0.13684 | 0 | 1
564 | 0.14326 | 0.0012029 | 1 | 0 | 0 | 1 | 0.14326 | 0.0012029 | 1
565 | 0.17073 | 0.012804 | 1 | 0 | 0 | 1 | 0.17073 | 0.012804 | 1
566 | 0.19847 | 0 | 1 | 0 | 0 | 1 | 0.19847 | 0 | 1
567 | 0.18154 | 0 | 1 | 0 | 0 | 1 | 0.18154 | 0 | 1
568 | 0.12704 | 0 | 1 | 0 | 0 | 1 | 0.12704 | 0 | 1
569 | 0.00048291 | 0 | 1 | 0 | 0 | 1 | 0.00048291 | 0 | 1
570 | 0 | 0 | 1 | 0 | 1 | 1 | 0 | 0 | 1
571 | 0 | 0 | 1 | 0 | 1 | 1 | 0 | 0 | 1
572 | 0 | 0 | 1 | 0 | 1 | 1 | 0 | 0 | 1
573 | 0 | 0 | 1 | 0 | 1 | 1 | 0 | 0 | 1
574 | 0 | 0 | 1 | 0 | 0 | 1 | 0 | 0 | 1
575 | 0 | 0 | 1 | 0 | 0 | 1 | 0 | 0 | 1
576 | 0 | 0 | 1 | 0 | 0 | 1 | 0 | 0 | 1
577 | 0 | 0 | 1 | 0 | 0 | 1 | 0 | 0 | 1
578 | 0 | 0 | 1 | 0 | 0 | 1 | 0 | 0 | 1
579 | 0 | 0 | 1 | 0 | 0 | 1 | 0 | 0 | 1
580 | 0 | 0 | 1 | 0 | 0 | 1 | 0 | 0 | 1
581 | 0 | 0 | 1 | 0 | 0 | 1 | 0 | 0 | 1
582 | 0 | 0 | 1 | 0 | 0 | 1 | 0 | 0 | 1
583 | 0 | 0 | 1 | 0 | 0 | 1 | 0 | 0 | 1
584 | 0 | 0 | 1 | 0 | 0 | 1 | 0 | 0 | 1
585 | 0 | 0 | 1 | 0 | 0 | 1 | 0 | 0 | 1
586 | 0.078446 | 0 | 1 | 0 | 0 | 1 | 0.078446 | 0 | 1
587 | 0.14087 | 0 | 1 | 0 | 0 | 1 | 0.14087 | 0 | 1
588 | 0.15788 | 0 | 1 | 0 | 0 | 1 | 0.15788 | 0 | 1
589 | 0.16804 | 0.0044192 | 1 | 0 | 0 | 1 | 0.16804 | 0.0044192 | 1
590 | 0.19876 | 0 | 1 | 0 | 0 | 1 | 0.19876 | 0 | 1
591 | 0.19043 | 0 | 1 | 0 | 0 | 1 | 0.19043 | 0 | 1
592 | 0.14375 | 0 | 1 | 0 | 0 | 1 | 0.14375 | 0 | 1
593 | 0 | 0 | 1 | 0 | 0 | 1 | 0 | 0 | 1
594 | 0 | 0 | 1 | 0 | 1 | 1 | 0 | 0 | 1
595 | 0 | 0 | 1 | 0 | 1 | 1 | 0 | 0 | 1
596 | 0 | 0 | 1 | 0 | 1 | 1 | 0 | 0 | 1
597 | 0 | 0 | 1 | 0 | 1 | 1 | 0 | 0 | 1
598 | 0 | 0 | 1 | 0 | 0 | 1 | 0 | 0 | 1
599 | 0 | 0 | 1 | 0 | 0 | 1 | 0 | 0 | 1
600 | 0 | 0 | 1 | 0 | 0 | 1 | 0 | 0 | 1
601 | 0 | 0 | 1 | 0 | 0 | 1 | 0 | 0 | 1
602 | 0 | 0 | 1 | 0 | 0 | 1 | 0 | 0 | 1
603 | 0 | 0 | 1 | 0 | 0 | 1 | 0 | 0 | 1
604 | 0 | 0 | 1 | 0 | 0 | 1 | 0 | 0 | 1
605 | 0 | 0 | 1 | 0 | 0 | 1 | 0 | 0 | 1
606 | 0 | 0 | 1 | 0 | 0 | 1 | 0 | 0 | 1
607 | 0 | 0 | 1 | 0 | 0 | 1 | 0 | 0 | 1
608 | 0 | 0 | 1 | 0 | 0 | 1 | 0 | 0 | 1
609 | 0.012196 | 0 | 1 | 0 | 0 | 1 | 0.012196 | 0 | 1
610 | 0.13788 | 0 | 1 | 0 | 0 | 1 | 0.13788 | 0 | 1
611 | 0.27884 | 0 | 1 | 0 | 0 | 1 | 0.27884 | 0 | 1
612 | 0.26607 | 0 | 1 | 0 | 0 | 1 | 0.26607 | 0 | 1
613 | 0.22299 | 0 | 1 | 0 | 0 | 1 | 0.22299 | 0 | 1
614 | 0.2113 | 0 | 1 | 0 | 0 | 1 | 0.2113 | 0 | 1
615 | 0.13887 | 0 | 1 | 0 | 0 | 1 | 0.13887 | 0 | 1
616 | 0.038572 | 0 | 1 | 0 | 0 | 1 | 0.038572 | 0 | 1
617 | 0 | 0 | 1 | 0 | 0 | 1 | 0 | 0 | 1
618 | 0 | 0 | 1 | 0 | 1 | 1 | 0 | 0 | 1
619 | 0 | 0 | 1 | 0 | 1 | 1 | 0 | 0 | 1
620 | 0 | 0 | 1 | 0 | 1 | 1 | 0 | 0 | 1
621 | 0 | 0 | 1 | 0 | 1 | 1 | 0 | 0 | 1
622 | 0 | 0 | 1 | 0 | 0 | 1 | 0 | 0 | 1
623 | 0 | 0 | 1 | 0 | 0 | 1 | 0 | 0 | 1
624 | 0 | 0 | 1 | 0 | 0 | 1 | 0 | 0 | 1
625 | 0 | 0 | 1 | 0 | 0 | 1 | 0 | 0 | 1
626 | 0 | 0 | 1 | 0 | 0 | 1 | 0 | 0 | 1
627 | 0 | 0 | 1 | 0 | 0 | 1 | 0 | 0 | 1
628 | 0 | 0 | 1 | 0 | 0 | 1 | 0 | 0 | 1
629 | 0 | 0 | 1 | 0 | 0 | 1 | 0 | 0 | 1
630 | 0 | 0 | 1 | 0 | 0 | 1 | 0 | 0 | 1
631 | 0 | 0 | 1 | 0 | 0 | 1 | 0 | 0 | 1
632 | 0 | 0 | 1 | 0 | 0 | 1 | 0 | 0 | 1
633 | 0.012141 | 0 | 1 | 0 | 0 | 1 | 0.012141 | 0 | 1
634 | 0.15 | 0 | 1 | 0 | 0 | 1 | 0.15 | 0 | 1
635 | 0.29229 | 0 | 1 | 0 | 0 | 1 | 0.29229 | 0 | 1
636 | 0.23295 | 0 | 1 | 0 | 0 | 1 | 0.23295 | 0 | 1
637 | 0.20487 | 0 | 1 | 0 | 0 | 1 | 0.20487 | 0 | 1
638 | 0.21353 | 0 | 1 | 0 | 0 | 1 | 0.21353 | 0 | 1
639 | 0.14058 | 0 | 1 | 0 | 0 | 1 | 0.14058 | 0 | 1
640 | 0.045723 | 0 | 1 | 0 | 0 | 1 | 0.045723 | 0 | 1
641 | 0 | 0 | 1 | 0 | 0 | 1 | 0 | 0 | 1
642 | 0 | 0 | 1 | 0 | 1 | 1 | 0 | 0 | 1
643 | 0 | 0 | 1 | 0 | 1 | 1 | 0 | 0 | 1
644 | 0 | 0 | 1 | 0 | 1 | 1 | 0 | 0 | 1
645 | 0 | 0 | 1 | 0 | 1 | 1 | 0 | 0 | 1
646 | 0 | 0 | 1 | 0 | 0 | 1 | 0 | 0 | 1
647 | 0 | 0 | 1 | 0 | 0 | 1 | 0 | 0 | 1
648 | 0 | 0 | 1 | 0 | 0 | 1 | 0 | 0 | 1
649 | 0 | 0 | 1 | 0 | 0 | 1 | 0 | 0 | 1
650 | 0 | 0 | 1 | 0 | 0 | 1 | 0 | 0 | 1
651 | 0 | 0 | 1 | 0 | 0 | 1 | 0 | 0 | 1
652 | 0 | 0 | 1 | 0 | 0 | 1 | 0 | 0 | 1
653 | 0 | 0 | 1 | 0 | 0 | 1 | 0 | 0 | 1
654 | 0 | 0 | 1 | 0 | 0 | 1 | 0 | 0 | 1
655 | 0 | 0 | 1 | 0 | 0 | 1 | 0 | 0 | 1
656 | 0 | 0 | 1 | 0 | 0 | 1 | 0 | 0 | 1
657 | 0.0017274 | 0 | 1 | 0 | 0 | 1 | 0.0017274 | 0 | 1
658 | 0.11223 | 0 | 1 | 0 | 0 | 1 | 0.11223 | 0 | 1
659 | 0.26411 | 0 | 1 | 0 | 0 | 1 | 0.26411 | 0 | 1
660 | 0.25948 | 0 | 1 | 0 | 0 | 1 | 0.25948 | 0 | 1
661 | 0.21068 | 0 | 1 | 0 | 0 | 1 | 0.21068 | 0 | 1
662 | 0.26143 | 0 | 1 | 0 | 0 | 1 | 0.26143 | 0 | 1
663 | 0.14688 | 0 | 1 | 0 | 0 | 1 | 0.14688 | 0 | 1
664 | 0.065661 | 0 | 1 | 0 | 0 | 1 | 0.065661 | 0 | 1
665 | 0 | 0 | 1 | 0 | 0 | 1 | 0 | 0 | 1
666 | 0 | 0 | 1 | 0 | 1 | 1 | 0 | 0 | 1
667 | 0 | 0 | 1 | 0 | 1 | 1 | 0 | 0 | 1
668 | 0 | 0 | 1 | 0 | 1 | 1 | 0 | 0 | 1
669 | 0 | 0 | 1 | 0 | 1 | 1 | 0 | 0 | 1
670 | 0 | 0 | 1 | 0 | 0 | 1 | 0 | 0 | 1
671 | 0 | 0 | 1 | 0 | 0 | 1 | 0 | 0 | 1
672 | 0 | 0 | 1 | 0 | 0 | 1 | 0 | 0 | 1
673 | 0 | 0 | 1 | 0 | 0 | 1 | 0 | 0 | 1
674 | 0 | 0 | 1 | 0 | 0 | 1 | 0 | 0 | 1
675 | 0 | 0 | 1 | 0 | 0 | 1 | 0 | 0 | 1
676 | 0 | 0 | 1 | 0 | 0 | 1 | 0 | 0 | 1
677 | 0 | 0 | 1 | 0 | 0 | 1 | 0 | 0 | 1
678 | 0 | 0 | 1 | 0 | 0 | 1 | 0 | 0 | 1
679 | 0 | 0 | 1 | 0 | 0 | 1 | 0 | 0 | 1
680 | 0 | 0 | 1 | 0 | 0 | 1 | 0 | 0 | 1
681 | 0 | 0 | 1 | 0 | 0 | 1 | 0 | 0 | 1
682 | 0.13221 | 0 | 1 | 0 | 0 | 1 | 0.13221 | 0 | 1
683 | 0.26528 | 0 | 1 | 0 | 0 | 1 | 0.26528 | 0 | 1
684 | 0.27604 | 0 | 1 | 0 | 0 | 1 | 0.27604 | 0 | 1
685 | 0.25366 | 0 | 1 | 0 | 0 | 1 | 0.25366 | 0 | 1
686 | 0.33727 | 0 | 1 | 0 | 0 | 1 | 0.33727 | 0 | 1
687 | 0.31186 | 0 | 1 | 0 | 0 | 1 | 0.31186 | 0 | 1
688 | 0.20493 | 0 | 1 | 0 | 0 | 1 | 0.20493 | 0 | 1
689 | 0.02576 | 0 | 1 | 0 | 0 | 1 | 0.02576 | 0 | 1
690 | 0 | 0 | 1 | 0 | 1 | 1 | 0 | 0 | 1
691 | 0 | 0 | 1 | 0 | 1 | 1 | 0 | 0 | 1
692 | 0 | 0 | 1 | 0 | 1 | 1 | 0 | 0 | 1
693 | 0 | 0 | 1 | 0 | 1 | 1 | 0 | 0 | 1
694 | 0 | 0 | 1 | 0 | 0 | 1 | 0 | 0 | 1
695 | 0 | 0 | 1 | 0 | 0 | 1 | 0 | 0 | 1
696 | 0 | 0 | 1 | 0 | 0 | 1 | 0 | 0 | 1
697 | 0 | 0 | 1 | 0 | 0 | 1 | 0 | 0 | 1
698 | 0 | 0 | 1 | 0 | 0 | 1 | 0 | 0 | 1
699 | 0 | 0 | 1 | 0 | 0 | 1 | 0 | 0 | 1
700 | 0 | 0 | 1 | 0 | 0 | 1 | 0 | 0 | 1
701 | 0 | 0 | 1 | 0 | 0 | 1 | 0 | 0 | 1
702 | 0 | 0 | 1 | 0 | 0 | 1 | 0 | 0 | 1
703 | 0 | 0 | 1 | 0 | 0 | 1 | 0 | 0 | 1
704 | 0 | 0 | 1 | 0 | 0 | 1 | 0 | 0 | 1
705 | 0 | 0 | 1 | 0 | 0 | 1 | 0 | 0 | 1
706 | 0.062412 | 0 | 1 | 0 | 0 | 1 | 0.062412 | 0 | 1
707 | 0.1558 | 0 | 1 | 0 | 0 | 1 | 0.1558 | 0 | 1
708 | 0.20828 | 0 | 1 | 0 | 0 | 1 | 0.20828 | 0 | 1
709 | 0.20617 | 0 | 1 | 0 | 0 | 1 | 0.20617 | 0 | 1
710 | 0.26604 | 0 | 1 | 0 | 0 | 1 | 0.26604 | 0 | 1
711 | 0.21365 | 0 | 1 | 0 | 0 | 1 | 0.21365 | 0 | 1
712 | 0.13442 | 0 | 1 | 0 | 0 | 1 | 0.13442 | 0 | 1
713 | 0 | 0 | 1 | 0 | 0 | 1 | 0 | 0 | 1
714 | 0 | 0 | 1 | 0 | 1 | 1 | 0 | 0 | 1
715 | 0 | 0 | 1 | 0 | 1 | 1 | 0 | 0 | 1
716 | 0 | 0 | 1 | 0 | 1 | 1 | 0 | 0 | 1
717 | 0 | 0 | 1 | 0 | 1 | 1 | 0 | 0 | 1
718 | 0 | 0 | 1 | 0 | 0 | 1 | 0 | 0 | 1
719 | 0 | 0 | 1 | 0 | 0 | 1 | 0 | 0 | 1
720 | 0 | 0 | 1 | 0 | 0 | 1 | 0 | 0 | 1
721 | 0 | 0 | 1 | 0 | 0 | 1 | 0 | 0 | 1
722 | 0 | 0 | 1 | 0 | 0 | 1 | 0 | 0 | 1
723 | 0 | 0 | 1 | 0 | 0 | 1 | 0 | 0 | 1
724 | 0 | 0 | 1 | 0 | 0 | 1 | 0 | 0 | 1
725 | 0 | 0 | 1 | 0 | 0 | 1 | 0 | 0 | 1
726 | 0 | 0 | 1 | 0 | 0 | 1 | 0 | 0 | 1
727 | 0 | 0 | 1 | 0 | 0 | 1 | 0 | 0 | 1
728 | 0 | 0 | 1 | 0 | 0 | 1 | 0 | 0 | 1
729 | 0 | 0 | 1 | 0 | 0 | 1 | 0 | 0 | 1
730 | 0.017501 | 0 | 1 | 0 | 0 | 1 | 0.017501 | 0 | 1
731 | 0.074813 | 0 | 1 | 0 | 0 | 1 | 0.074813 | 0 | 1
732 | 0.085193 | 0 | 1 | 0 | 0 | 1 | 0.085193 | 0 | 1
733 | 0.14537 | 0 | 1 | 0 | 0 | 1 | 0.14537 | 0 | 1
734 | 0.15489 | 0 | 1 | 0 | 0 | 1 | 0.15489 | 0 | 1
735 | 0.17068 | 0 | 1 | 0 | 0 | 1 | 0.17068 | 0 | 1
736 | 0.091608 | 0 | 1 | 0 | 0 | 1 | 0.091608 | 0 | 1
737 | 0 | 0 | 1 | 0 | 0 | 1 | 0 | 0 | 1
738 | 0 | 0 | 1 | 0 | 1 | 1 | 0 | 0 | 1
739 | 0 | 0 | 1 | 0 | 1 | 1 | 0 | 0 | 1
740 | 0 | 0 | 1 | 0 | 1 | 1 | 0 | 0 | 1
741 | 0 | 0 | 1 | 0 | 1 | 1 | 0 | 0 | 1
742 | 0 | 0 | 1 | 0 | 0 | 1 | 0 | 0 | 1
743 | 0 | 0 | 1 | 0 | 0 | 1 | 0 | 0 | 1
744 | 0 | 0 | 1 | 0 | 0 | 1 | 0 | 0 | 1
745 | 0 | 0 | 1 | 0 | 0 | 1 | 0 | 0 | 1
746 | 0 | 0 | 1 | 0 | 0 | 1 | 0 | 0 | 1
747 | 0 | 0 | 1 | 0 | 0 | 1 | 0 | 0 | 1
748 | 0 | 0 | 1 | 0 | 0 | 1 | 0 | 0 | 1
749 | 0 | 0 | 1 | 0 | 0 | 1 | 0 | 0 | 1
750 | 0 | 0 | 1 | 0 | 0 | 1 | 0 | 0 | 1
751 | 0 | 0 | 1 | 0 | 0 | 1 | 0 | 0 | 1
752 | 0 | 0 | 1 | 0 | 0 | 1 | 0 | 0 | 1
753 | 0 | 0 | 1 | 0 | 0 | 1 | 0 | 0 | 1
754 | 0 | 0 | 1 | 0 | 0 | 1 | 0 | 0 | 1
755 | 0 | 0 | 1 | 0 | 0 | 1 | 0 | 0 | 1
756 | 0.078589 | 0 | 1 | 0 | 0 | 1 | 0.078589 | 0 | 1
757 | 0.14917 | 0.0016221 | 1 | 0 | 0 | 1 | 0.14917 | 0.0016221 | 1
758 | 0.14283 | 0 | 1 | 0 | 0 | 1 | 0.14283 | 0 | 1
759 | 0.11356 | 0.0052107 | 1 | 0 | 0 | 1 | 0.11356 | 0.0052107 | 1
760 | 0.044074 | 0 | 1 | 0 | 0 | 1 | 0.044074 | 0 | 1
761 | 0 | 0.0063261 | 1 | 0 | 0 | 1 | 0 | 0.0063261 | 1
762 | 0 | 0 | 1 | 0 | 1 | 1 | 0 | 0 | 1
763 | 0 | 0 | 1 | 0 | 1 | 1 | 0 | 0 | 1
764 | 0 | 0 | 1 | 0 | 1 | 1 | 0 | 0 | 1
765 | 0 | 0 | 1 | 0 | 1 | 1 | 0 | 0 | 1
766 | 0 | 0 | 1 | 0 | 0 | 1 | 0 | 0 | 1
767 | 0 | 0 | 1 | 0 | 0 | 1 | 0 | 0 | 1
768 | 0 | 0 | 1 | 0 | 0 | 1 | 0 | 0 | 1
769 | 0 | 0 | 1 | 0 | 0 | 1 | 0 | 0 | 1
770 | 0 | 0 | 1 | 0 | 0 | 1 | 0 | 0 | 1
771 | 0 | 0 | 1 | 0 | 0 | 1 | 0 | 0 | 1
772 | 0 | 0 | 1 | 0 | 0 | 1 | 0 | 0 | 1
773 | 0 | 0 | 1 | 0 | 0 | 1 | 0 | 0 | 1
774 | 0 | 0 | 1 | 0 | 0 | 1 | 0 | 0 | 1
775 | 0 | 0 | 1 | 0 | 0 | 1 | 0 | 0 | 1
776 | 0 | 0 | 1 | 0 | 0 | 1 | 0 | 0 | 1
777 | 0 | 0 | 1 | 0 | 0 | 1 | 0 | 0 | 1
778 | 0 | 0 | 1 | 0 | 0 | 1 | 0 | 0 | 1
779 | 0 | 0 | 1 | 0 | 0 | 1 | 0 | 0 | 1
780 | 0.056387 | 0 | 1 | 0 | 0 | 1 | 0.056387 | 0 | 1
781 | 0.144 | 0 | 1 | 0 | 0 | 1 | 0.144 | 0 | 1
782 | 0.11043 | 0 | 1 | 0 | 0 | 1 | 0.11043 | 0 | 1
783 | 0.035619 | 0 | 1 | 0 | 0 | 1 | 0.035619 | 0 | 1
784 | 0 | 0 | 1 | 0 | 0 | 1 | 0 | 0 | 1
785 | 0 | 0 | 1 | 0 | 0 | 1 | 0 | 0 | 1
786 | 0 | 0 | 1 | 0 | 1 | 1 | 0 | 0 | 1
787 | 0 | 0 | 1 | 0 | 1 | 1 | 0 | 0 | 1
788 | 0 | 0 | 1 | 0 | 1 | 1 | 0 | 0 | 1
789 | 0 | 0 | 1 | 0 | 1 | 1 | 0 | 0 | 1
790 | 0 | 0 | 1 | 0 | 0 | 1 | 0 | 0 | 1
791 | 0 | 0 | 1 | 0 | 0 | 1 | 0 | 0 | 1
792 | 0 | 0 | 1 | 0 | 0 | 1 | 0 | 0 | 1
793 | 0 | 0 | 1 | 0 | 0 | 1 | 0 | 0 | 1
794 | 0 | 0 | 1 | 0 | 0 | 1 | 0 | 0 | 1
795 | 0 | 0 | 1 | 0 | 0 | 1 | 0 | 0 | 1
796 | 0 | 0 | 1 | 0 | 0 | 1 | 0 | 0 | 1
797 | 0 | 0 | 1 | 0 | 0 | 1 | 0 | 0 | 1
798 | 0 | 0 | 1 | 0 | 0 | 1 | 0 | 0 | 1
799 | 0 | 0 | 1 | 0 | 0 | 1 | 0 | 0 | 1
800 | 0 | 0 | 1 | 0 | 0 | 1 | 0 | 0 | 1
801 | 0 | 0 | 1 | 0 | 0 | 1 | 0 | 0 | 1
802 | 0 | 0 | 1 | 0 | 0 | 1 | 0 | 0 | 1
803 | 0 | 0 | 1 | 0 | 0 | 1 | 0 | 0 | 1
804 | 0.0051918 | 0 | 1 | 0 | 0 | 1 | 0.0051918 | 0 | 1
805 | 0.071815 | 0 | 1 | 0 | 0 | 1 | 0.071815 | 0 | 1
806 | 0.079504 | 0 | 1 | 0 | 0 | 1 | 0.079504 | 0 | 1
807 | 0.034577 | 0 | 1 | 0 | 0 | 1 | 0.034577 | 0 | 1
808 | 0 | 0 | 1 | 0 | 0 | 1 | 0 | 0 | 1
809 | 0 | 0 | 1 | 0 | 0 | 1 | 0 | 0 | 1
810 | 0 | 0 | 1 | 0 | 1 | 1 | 0 | 0 | 1
811 | 0 | 0 | 1 | 0 | 1 | 1 | 0 | 0 | 1
812 | 0 | 0 | 1 | 0 | 1 | 1 | 0 | 0 | 1
813 | 0 | 0 | 1 | 0 | 1 | 1 | 0 | 0 | 1
814 | 0 | 0 | 1 | 0 | 0 | 1 | 0 | 0 | 1
815 | 0 | 0 | 1 | 0 | 0 | 1 | 0 | 0 | 1
816 | 0 | 0 | 1 | 0 | 0 | 1 | 0 | 0 | 1
817 | 0 | 0 | 1 | 0 | 0 | 1 | 0 | 0 | 1
818 | 0 | 0 | 1 | 0 | 0 | 1 | 0 | 0 | 1
819 | 0 | 0 | 1 | 0 | 0 | 1 | 0 | 0 | 1
820 | 0 | 0 | 1 | 0 | 0 | 1 | 0 | 0 | 1
821 | 0 | 0 | 1 | 0 | 0 | 1 | 0 | 0 | 1
822 | 0 | 0 | 1 | 0 | 0 | 1 | 0 | 0 | 1
823 | 0 | 0 | 1 | 0 | 0 | 1 | 0 | 0 | 1
824 | 0 | 0 | 1 | 0 | 0 | 1 | 0 | 0 | 1
825 | 0 | 0 | 1 | 0 | 0 | 1 | 0 | 0 | 1
826 | 0 | 0 | 1 | 0 | 0 | 1 | 0 | 0 | 1
827 | 0 | 0 | 1 | 0 | 0 | 1 | 0 | 0 | 1
828 | 0.036932 | 0 | 1 | 0 | 0 | 1 | 0.036932 | 0 | 1
829 | 0.071033 | 0 | 1 | 0 | 0 | 1 | 0.071033 | 0 | 1
830 | 0.081531 | 0 | 1 | 0 | 0 | 1 | 0.081531 | 0 | 1
831 | 0.06601 | 0 | 1 | 0 | 0 | 1 | 0.06601 | 0 | 1
832 | 0.0099219 | 0 | 1 | 0 | 0 | 1 | 0.0099219 | 0 | 1
833 | 0 | 0 | 1 | 0 | 0 | 1 | 0 | 0 | 1
834 | 0 | 0 | 1 | 0 | 1 | 1 | 0 | 0 | 1
835 | 0 | 0 | 1 | 0 | 1 | 1 | 0 | 0 | 1
836 | 0 | 0 | 1 | 0 | 1 | 1 | 0 | 0 | 1
837 | 0 | 0 | 1 | 0 | 1 | 1 | 0 | 0 | 1
838 | 0 | 0 | 1 | 0 | 0 | 1 | 0 | 0 | 1
839 | 0 | 0 | 1 | 0 | 0 | 1 | 0 | 0 | 1
840 | 0 | 0 | 1 | 0 | 0 | 1 | 0 | 0 | 1
841 | 0 | 0 | 1 | 0 | 0 | 1 | 0 | 0 | 1
842 | 0 | 0 | 1 | 0 | 0 | 1 | 0 | 0 | 1
843 | 0 | 0 | 1 | 0 | 0 | 1 | 0 | 0 | 1
844 | 0 | 0 | 1 | 0 | 0 | 1 | 0 | 0 | 1
845 | 0 | 0 | 1 | 0 | 0 | 1 | 0 | 0 | 1
846 | 0 | 0 | 1 | 0 | 0 | 1 | 0 | 0 | 1
847 | 0 | 0.0016674 | 1 | 0 | 0 | 1 | 0 | 0.0016674 | 1
848 | 0 | 0 | 1 | 0 | 0 | 1 | 0 | 0 | 1
849 | 0 | 0 | 1 | 0 | 0 | 1 | 0 | 0 | 1
850 | 0 | 0 | 1 | 0 | 0 | 1 | 0 | 0 | 1
851 | 0 | 0 | 1 | 0 | 0 | 1 | 0 | 0 | 1
852 | 0.0077774 | 0 | 1 | 0 | 0 | 1 | 0.0077774 | 0 | 1
853 | 0.062741 | 0 | 1 | 0 | 0 | 1 | 0.062741 | 0 | 1
854 | 0.10194 | 0 | 1 | 0 | 0 | 1 | 0.10194 | 0 | 1
855 | 0.17939 | 0 | 1 | 0 | 0 | 1 | 0.17939 | 0 | 1
856 | 0.09374 | 0 | 1 | 0 | 0 | 1 | 0.09374 | 0 | 1
857 | 0 | 0 | 1 | 0 | 0 | 1 | 0 | 0 | 1
858 | 0 | 0 | 1 | 0 | 1 | 1 | 0 | 0 | 1
859 | 0 | 0 | 1 | 0 | 1 | 1 | 0 | 0 | 1
860 | 0 | 0 | 1 | 0 | 1 | 1 | 0 | 0 | 1
861 | 0 | 0 | 1 | 0 | 1 | 1 | 0 | 0 | 1
862 | 0 | 0 | 1 | 0 | 0 | 1 | 0 | 0 | 1
863 | 0 | 0 | 1 | 0 | 0 | 1 | 0 | 0 | 1
864 | 0 | 0 | 1 | 0 | 0 | 1 | 0 | 0 | 1
865 | 0 | 0 | 1 | 0 | 0 | 1 | 0 | 0 | 1
866 | 0 | 0 | 1 | 0 | 0 | 1 | 0 | 0 | 1
867 | 0 | 0.0047903 | 1 | 0 | 0 | 1 | 0 | 0.0047903 | 1
868 | 0 | 0.026509 | 1 | 0 | 0 | 1 | 0 | 0.026509 | 1
869 | 0 | 0.021554 | 1 | 0 | 0 | 1 | 0 | 0.021554 | 1
870 | 0 | 0 | 1 | 0 | 0 | 1 | 0 | 0 | 1
871 | 0 | 0 | 1 | 0 | 0 | 1 | 0 | 0 | 1
872 | 0 | 0 | 1 | 0 | 0 | 1 | 0 | 0 | 1
873 | 0 | 0 | 1 | 0 | 0 | 1 | 0 | 0 | 1
874 | 0.044235 | 0 | 1 | 0 | 0 | 1 | 0.044235 | 0 | 1
875 | 0.072055 | 0 | 1 | 0 | 0 | 1 | 0.072055 | 0 | 1
876 | 0.12645 | 0 | 1 | 0 | 0 | 1 | 0.12645 | 0 | 1
877 | 0.13948 | 0 | 1 | 0 | 0 | 1 | 0.13948 | 0 | 1
878 | 0.18814 | 0.0097006 | 1 | 0 | 0 | 1 | 0.18814 | 0.0097006 | 1
879 | 0.20254 | 0 | 1 | 0 | 0 | 1 | 0.20254 | 0 | 1
880 | 0.11479 | 0 | 1 | 0 | 0 | 1 | 0.11479 | 0 | 1
881 | 0.0068435 | 0 | 1 | 0 | 0 | 1 | 0.0068435 | 0 | 1
882 | 0 | 0 | 1 | 0 | 1 | 1 | 0 | 0 | 1
883 | 0 | 0 | 1 | 0 | 1 | 1 | 0 | 0 | 1
884 | 0 | 0 | 1 | 0 | 1 | 1 | 0 | 0 | 1
885 | 0 | 0 | 1 | 0 | 1 | 1 | 0 | 0 | 1
886 | 0 | 0 | 1 | 0 | 0 | 1 | 0 | 0 | 1
887 | 0 | 0 | 1 | 0 | 0 | 1 | 0 | 0 | 1
888 | 0 | 0 | 1 | 0 | 0 | 1 | 0 | 0 | 1
889 | 0 | 0.008741 | 1 | 0 | 0 | 1 | 0 | 0.008741 | 1
890 | 0 | 0 | 1 | 0 | 0 | 1 | 0 | 0 | 1
891 | 0 | 0 | 1 | 0 | 0 | 1 | 0 | 0 | 1
892 | 0 | 0 | 1 | 0 | 0 | 1 | 0 | 0 | 1
893 | 0 | 0 | 1 | 0 | 0 | 1 | 0 | 0 | 1
894 | 0 | 0 | 1 | 0 | 0 | 1 | 0 | 0 | 1
895 | 0 | 0 | 1 | 0 | 0 | 1 | 0 | 0 | 1
896 | 0 | 0 | 1 | 0 | 0 | 1 | 0 | 0 | 1
897 | 0 | 0 | 1 | 0 | 0 | 1 | 0 | 0 | 1
898 | 0.060966 | 0 | 1 | 0 | 0 | 1 | 0.060966 | 0 | 1
899 | 0.055517 | 0 | 1 | 0 | 0 | 1 | 0.055517 | 0 | 1
900 | 0.08151 | 0 | 1 | 0 | 0 | 1 | 0.08151 | 0 | 1
901 | 0.13808 | 0 | 1 | 0 | 0 | 1 | 0.13808 | 0 | 1
902 | 0.20264 | 0 | 1 | 0 | 0 | 1 | 0.20264 | 0 | 1
903 | 0.23045 | 0.0033461 | 1 | 0 | 0 | 1 | 0.23045 | 0.0033461 | 1
904 | 0.079495 | 0 | 1 | 0 | 0 | 1 | 0.079495 | 0 | 1
905 | 0 | 0 | 1 | 0 | 0 | 1 | 0 | 0 | 1
906 | 0 | 0 | 1 | 0 | 1 | 1 | 0 | 0 | 1
907 | 0 | 0 | 1 | 0 | 1 | 1 | 0 | 0 | 1
908 | 0 | 0 | 1 | 0 | 1 | 1 | 0 | 0 | 1
909 | 0 | 0 | 1 | 0 | 1 | 1 | 0 | 0 | 1
910 | 0 | 0 | 1 | 0 | 0 | 1 | 0 | 0 | 1
911 | 0 | 0 | 1 | 0 | 0 | 1 | 0 | 0 | 1
912 | 0 | 0 | 1 | 0 | 0 | 1 | 0 | 0 | 1
913 | 0 | 0 | 1 | 0 | 0 | 1 | 0 | 0 | 1
914 | 0 | 0 | 1 | 0 | 0 | 1 | 0 | 0 | 1
915 | 0 | 0 | 1 | 0 | 0 | 1 | 0 | 0 | 1
916 | 0 | 0 | 1 | 0 | 0 | 1 | 0 | 0 | 1
917 | 0 | 0 | 1 | 0 | 0 | 1 | 0 | 0 | 1
918 | 0 | 0 | 1 | 0 | 0 | 1 | 0 | 0 | 1
919 | 0 | 0 | 1 | 0 | 0 | 1 | 0 | 0 | 1
920 | 0 | 0 | 1 | 0 | 0 | 1 | 0 | 0 | 1
921 | 0.053378 | 0 | 1 | 0 | 0 | 1 | 0.053378 | 0 | 1
922 | 0.25094 | 0 | 1 | 0 | 0 | 1 | 0.25094 | 0 | 1
923 | 0.27171 | 0 | 1 | 0 | 0 | 1 | 0.27171 | 0 | 1
924 | 0.32235 | 0 | 1 | 0 | 0 | 1 | 0.32235 | 0 | 1
925 | 0.32141 | 0 | 1 | 0 | 0 | 1 | 0.32141 | 0 | 1
926 | 0.39278 | 0 | 1 | 0 | 0 | 1 | 0.39278 | 0 | 1
927 | 0.32495 | 0 | 1 | 0 | 0 | 1 | 0.32495 | 0 | 1
928 | 0.14381 | 0 | 1 | 0 | 0 | 1 | 0.14381 | 0 | 1
929 | 0.027046 | 0 | 1 | 0 | 0 | 1 | 0.027046 | 0 | 1
930 | 0 | 0 | 1 | 0 | 1 | 1 | 0 | 0 | 1
931 | 0 | 0 | 1 | 0 | 1 | 1 | 0 | 0 | 1
932 | 0 | 0 | 1 | 0 | 1 | 1 | 0 | 0 | 1
933 | 0 | 0 | 1 | 0 | 1 | 1 | 0 | 0 | 1
934 | 0 | 0 | 1 | 0 | 0 | 1 | 0 | 0 | 1
935 | 0 | 0 | 1 | 0 | 0 | 1 | 0 | 0 | 1
936 | 0 | 0 | 1 | 0 | 0 | 1 | 0 | 0 | 1
937 | 0 | 0.00011989 | 1 | 0 | 0 | 1 | 0 | 0.00011989 | 1
938 | 0 | 0 | 1 | 0 | 0 | 1 | 0 | 0 | 1
939 | 0 | 0 | 1 | 0 | 0 | 1 | 0 | 0 | 1
940 | 0 | 0 | 1 | 0 | 0 | 1 | 0 | 0 | 1
941 | 0 | 0 | 1 | 0 | 0 | 1 | 0 | 0 | 1
942 | 0 | 0 | 1 | 0 | 0 | 1 | 0 | 0 | 1
943 | 0 | 0 | 1 | 0 | 0 | 1 | 0 | 0 | 1
944 | 0 | 0 | 1 | 0 | 0 | 1 | 0 | 0 | 1
945 | 0.025504 | 0 | 1 | 0 | 0 | 1 | 0.025504 | 0 | 1
946 | 0.21815 | 0 | 1 | 0 | 0 | 1 | 0.21815 | 0 | 1
947 | 0.33324 | 0 | 1 | 0 | 0 | 1 | 0.33324 | 0 | 1
948 | 0.41714 | 0 | 1 | 0 | 0 | 1 | 0.41714 | 0 | 1
949 | 0.38884 | 0 | 1 | 0 | 0 | 1 | 0.38884 | 0 | 1
950 | 0.442 | 0 | 1 | 0 | 0 | 1 | 0.442 | 0 | 1
951 | 0.36286 | 0 | 1 | 0 | 0 | 1 | 0.36286 | 0 | 1
952 | 0.14824 | 0 | 1 | 0 | 0 | 1 | 0.14824 | 0 | 1
953 | 0 | 0 | 1 | 0 | 0 | 1 | 0 | 0 | 1
954 | 0 | 0 | 1 | 0 | 1 | 1 | 0 | 0 | 1
955 | 0 | 0 | 1 | 0 | 1 | 1 | 0 | 0 | 1
956 | 0 | 0 | 1 | 0 | 1 | 1 | 0 | 0 | 1
957 | 0 | 0 | 1 | 0 | 1 | 1 | 0 | 0 | 1
958 | 0 | 0 | 1 | 0 | 0 | 1 | 0 | 0 | 1
959 | 0 | 0 | 1 | 0 | 0 | 1 | 0 | 0 | 1
960 | 0 | 0 | 1 | 0 | 0 | 1 | 0 | 0 | 1
961 | 0 | 0 | 1 | 0 | 0 | 1 | 0 | 0 | 1
962 | 0 | 0 | 1 | 0 | 0 | 1 | 0 | 0 | 1
963 | 0 | 0 | 1 | 0 | 0 | 1 | 0 | 0 | 1
964 | 0 | 0 | 1 | 0 | 0 | 1 | 0 | 0 | 1
965 | 0 | 0 | 1 | 0 | 0 | 1 | 0 | 0 | 1
966 | 0 | 0 | 1 | 0 | 0 | 1 | 0 | 0 | 1
967 | 0 | 0 | 1 | 0 | 0 | 1 | 0 | 0 | 1
968 | 0 | 0 | 1 | 0 | 0 | 1 | 0 | 0 | 1
969 | 0 | 0 | 1 | 0 | 0 | 1 | 0 | 0 | 1
970 | 0.086615 | 0 | 1 | 0 | 0 | 1 | 0.086615 | 0 | 1
971 | 0.1683 | 0 | 1 | 0 | 0 | 1 | 0.1683 | 0 | 1
972 | 0.25642 | 0 | 1 | 0 | 0 | 1 | 0.25642 | 0 | 1
973 | 0.20168 | 0 | 1 | 0 | 0 | 1 | 0.20168 | 0 | 1
974 | 0.24899 | 0 | 1 | 0 | 0 | 1 | 0.24899 | 0 | 1
975 | 0.24694 | 0 | 1 | 0 | 0 | 1 | 0.24694 | 0 | 1
976 | 0.12258 | 0 | 1 | 0 | 0 | 1 | 0.12258 | 0 | 1
977 | 0 | 0 | 1 | 0 | 0 | 1 | 0 | 0 | 1
978 | 0 | 0 | 1 | 0 | 1 | 1 | 0 | 0 | 1
979 | 0 | 0 | 1 | 0 | 1 | 1 | 0 | 0 | 1
980 | 0 | 0 | 1 | 0 | 1 | 1 | 0 | 0 | 1
981 | 0 | 0 | 1 | 0 | 1 | 1 | 0 | 0 | 1
982 | 0 | 0 | 1 | 0 | 0 | 1 | 0 | 0 | 1
983 | 0 | 0 | 1 | 0 | 0 | 1 | 0 | 0 | 1
984 | 0 | 0 | 1 | 0 | 0 | 1 | 0 | 0 | 1
985 | 0 | 0 | 1 | 0 | 0 | 1 | 0 | 0 | 1
986 | 0 | 0 | 1 | 0 | 0 | 1 | 0 | 0 | 1
987 | 0 | 0 | 1 | 0 | 0 | 1 | 0 | 0 | 1
988 | 0 | 0 | 1 | 0 | 0 | 1 | 0 | 0 | 1
989 | 0 | 0 | 1 | 0 | 0 | 1 | 0 | 0 | 1
990 | 0 | 0 | 1 | 0 | 0 | 1 | 0 | 0 | 1
991 | 0 | 0 | 1 | 0 | 0 | 1 | 0 | 0 | 1
992 | 0 | 0 | 1 | 0 | 0 | 1 | 0 | 0 | 1
993 | 0 | 0 | 1 | 0 | 0 | 1 | 0 | 0 | 1
994 | 0.054948 | 0 | 1 | 0 | 0 | 1 | 0.054948 | 0 | 1
995 | 0.14654 | 0 | 1 | 0 | 0 | 1 | 0.14654 | 0 | 1
996 | 0.23439 | 0 | 1 | 0 | 0 | 1 | 0.23439 | 0 | 1
997 | 0.17365 | 0 | 1 | 0 | 0 | 1 | 0.17365 | 0 | 1
998 | 0.25802 | 0 | 1 | 0 | 0 | 1 | 0.25802 | 0 | 1
999 | 0.23629 | 0 | 1 | 0 | 0 | 1 | 0.23629 | 0 | 1
1000 | 0.13794 | 0 | 1 | 0 | 0 | 1 | 0.13794 | 0 | 1
1001 | 0 | 0 | 1 | 0 | 0 | 1 | 0 | 0 | 1
1002 | 0 | 0 | 1 | 0 | 1 | 1 | 0 | 0 | 1
1003 | 0 | 0 | 1 | 0 | 1 | 1 | 0 | 0 | 1
1004 | 0 | 0 | 1 | 0 | 1 | 1 | 0 | 0 | 1
1005 | 0 | 0 | 1 | 0 | 1 | 1 | 0 | 0 | 1
1006 | 0 | 0 | 1 | 0 | 0 | 1 | 0 | 0 | 1
1007 | 0 | 0 | 1 | 0 | 0 | 1 | 0 | 0 | 1
1008 | 0 | 0 | 1 | 0 | 0 | 1 | 0 | 0 | 1
1009 | 0 | 0 | 1 | 0 | 0 | 1 | 0 | 0 | 1
1010 | 0 | 0 | 1 | 0 | 0 | 1 | 0 | 0 | 1
1011 | 0 | 0 | 1 | 0 | 0 | 1 | 0 | 0 | 1
1012 | 0 | 0 | 1 | 0 | 0 | 1 | 0 | 0 | 1
1013 | 0 | 0 | 1 | 0 | 0 | 1 | 0 | 0 | 1
1014 | 0 | 0 | 1 | 0 | 0 | 1 | 0 | 0 | 1
1015 | 0 | 0 | 1 | 0 | 0 | 1 | 0 | 0 | 1
1016 | 0 | 0 | 1 | 0 | 0 | 1 | 0 | 0 | 1
1017 | 0 | 0 | 1 | 0 | 0 | 1 | 0 | 0 | 1
1018 | 0 | 0 | 1 | 0 | 0 | 1 | 0 | 0 | 1
1019 | 0.054924 | 0 | 1 | 0 | 0 | 1 | 0.054924 | 0 | 1
1020 | 0.13307 | 0 | 1 | 0 | 0 | 1 | 0.13307 | 0 | 1
1021 | 0.13922 | 0 | 1 | 0 | 0 | 1 | 0.13922 | 0 | 1
1022 | 0.19411 | 0 | 1 | 0 | 0 | 1 | 0.19411 | 0 | 1
1023 | 0.16829 | 0 | 1 | 0 | 0 | 1 | 0.16829 | 0 | 1
1024 | 0.11506 | 0 | 1 | 0 | 0 | 1 | 0.11506 | 0 | 1
1025 | 0.014925 | 0 | 1 | 0 | 0 | 1 | 0.014925 | 0 | 1
1026 | 0 | 0 | 1 | 0 | 1 | 1 | 0 | 0 | 1
1027 | 0 | 0 | 1 | 0 | 1 | 1 | 0 | 0 | 1
1028 | 0 | 0 | 1 | 0 | 1 | 1 | 0 | 0 | 1
1029 | 0 | 0 | 1 | 0 | 1 | 1 | 0 | 0 | 1
1030 | 0 | 0 | 1 | 0 | 0 | 1 | 0 | 0 | 1
1031 | 0 | 0 | 1 | 0 | 0 | 1 | 0 | 0 | 1
1032 | 0 | 0 | 1 | 0 | 0 | 1 | 0 | 0 | 1
1033 | 0 | 0 | 1 | 0 | 0 | 1 | 0 | 0 | 1
1034 | 0 | 0 | 1 | 0 | 0 | 1 | 0 | 0 | 1
1035 | 0 | 0 | 1 | 0 | 0 | 1 | 0 | 0 | 1
1036 | 0 | 0 | 1 | 0 | 0 | 1 | 0 | 0 | 1
1037 | 0 | 0 | 1 | 0 | 0 | 1 | 0 | 0 | 1
1038 | 0 | 0 | 1 | 0 | 0 | 1 | 0 | 0 | 1
1039 | 0 | 0 | 1 | 0 | 0 | 1 | 0 | 0 | 1
1040 | 0 | 0 | 1 | 0 | 0 | 1 | 0 | 0 | 1
1041 | 0 | 0 | 1 | 0 | 0 | 1 | 0 | 0 | 1
1042 | 0 | 0 | 1 | 0 | 0 | 1 | 0 | 0 | 1
1043 | 0 | 0 | 1 | 0 | 0 | 1 | 0 | 0 | 1
1044 | 0.058781 | 0 | 1 | 0 | 0 | 1 | 0.058781 | 0 | 1
1045 | 0.11934 | 0 | 1 | 0 | 0 | 1 | 0.11934 | 0 | 1
1046 | 0.17221 | 0 | 1 | 0 | 0 | 1 | 0.17221 | 0 | 1
1047 | 0.11605 | 0 | 1 | 0 | 0 | 1 | 0.11605 | 0 | 1
1048 | 0.029838 | 0 | 1 | 0 | 0 | 1 | 0.029838 | 0 | 1
1049 | 0 | 0 | 1 | 0 | 0 | 1 | 0 | 0 | 1
1050 | 0 | 0 | 1 | 0 | 1 | 1 | 0 | 0 | 1
1051 | 0 | 0 | 1 | 0 | 1 | 1 | 0 | 0 | 1
1052 | 0 | 0 | 1 | 0 | 1 | 1 | 0 | 0 | 1
1053 | 0 | 0 | 1 | 0 | 1 | 1 | 0 | 0 | 1
1054 | 0 | 0 | 1 | 0 | 0 | 1 | 0 | 0 | 1
1055 | 0 | 0 | 1 | 0 | 0 | 1 | 0 | 0 | 1
1056 | 0 | 0 | 1 | 0 | 0 | 1 | 0 | 0 | 1
1057 | 0 | 0 | 1 | 0 | 0 | 1 | 0 | 0 | 1
1058 | 0 | 0 | 1 | 0 | 0 | 1 | 0 | 0 | 1
1059 | 0 | 0 | 1 | 0 | 0 | 1 | 0 | 0 | 1
1060 | 0 | 0 | 1 | 0 | 0 | 1 | 0 | 0 | 1
1061 | 0 | 0 | 1 | 0 | 0 | 1 | 0 | 0 | 1
1062 | 0 | 0 | 1 | 0 | 0 | 1 | 0 | 0 | 1
1063 | 0 | 0 | 1 | 0 | 0 | 1 | 0 | 0 | 1
1064 | 0 | 0 | 1 | 0 | 0 | 1 | 0 | 0 | 1
1065 | 0 | 0 | 1 | 0 | 0 | 1 | 0 | 0 | 1
1066 | 0 | 0 | 1 | 0 | 0 | 1 | 0 | 0 | 1
1067 | 0 | 0 | 1 | 0 | 0 | 1 | 0 | 0 | 1
1068 | 0.044884 | 0 | 1 | 0 | 0 | 1 | 0.044884 | 0 | 1
1069 | 0.1203 | 0.0082177 | 1 | 0 | 0 | 1 | 0.1203 | 0.0082177 | 1
1070 | 0.1646 | 0.022904 | 1 | 0 | 0 | 1 | 0.1646 | 0.022904 | 1
1071 | 0.13464 | 0.016335 | 1 | 0 | 0 | 1 | 0.13464 | 0.016335 | 1
1072 | 0.021029 | 0.03067 | 1 | 0 | 0 | 1 | 0.021029 | 0.03067 | 1
1073 | 0 | 0.028722 | 1 | 0 | 0 | 1 | 0 | 0.028722 | 1
1074 | 0 | 0 | 1 | 0 | 1 | 1 | 0 | 0 | 1
1075 | 0 | 0 | 1 | 0 | 1 | 1 | 0 | 0 | 1
1076 | 0 | 0 | 1 | 0 | 1 | 1 | 0 | 0 | 1
1077 | 0 | 0 | 1 | 0 | 1 | 1 | 0 | 0 | 1
1078 | 0 | 0 | 1 | 0 | 0 | 1 | 0 | 0 | 1
1079 | 0 | 0 | 1 | 0 | 0 | 1 | 0 | 0 | 1
1080 | 0 | 0 | 1 | 0 | 0 | 1 | 0 | 0 | 1
1081 | 0 | 0 | 1 | 0 | 0 | 1 | 0 | 0 | 1
1082 | 0 | 0 | 1 | 0 | 0 | 1 | 0 | 0 | 1
1083 | 0 | 0 | 1 | 0 | 0 | 1 | 0 | 0 | 1
1084 | 0 | 0 | 1 | 0 | 0 | 1 | 0 | 0 | 1
1085 | 0 | 0 | 1 | 0 | 0 | 1 | 0 | 0 | 1
1086 | 0 | 0 | 1 | 0 | 0 | 1 | 0 | 0 | 1
1087 | 0 | 0 | 1 | 0 | 0 | 1 | 0 | 0 | 1
1088 | 0 | 0 | 1 | 0 | 0 | 1 | 0 | 0 | 1
1089 | 0 | 0 | 1 | 0 | 0 | 1 | 0 | 0 | 1
1090 | 0 | 0 | 1 | 0 | 0 | 1 | 0 | 0 | 1
1091 | 0 | 0 | 1 | 0 | 0 | 1 | 0 | 0 | 1
1092 | 0.031021 | 0 | 1 | 0 | 0 | 1 | 0.031021 | 0 | 1
1093 | 0.065681 | 0 | 1 | 0 | 0 | 1 | 0.065681 | 0 | 1
1094 | 0.098594 | 0.0063768 | 1 | 0 | 0 | 1 | 0.098594 | 0.0063768 | 1
1095 | 0.10962 | 0.0016874 | 1 | 0 | 0 | 1 | 0.10962 | 0.0016874 | 1
1096 | 0 | 0.014161 | 1 | 0 | 0 | 1 | 0 | 0.014161 | 1
1097 | 0 | 0 | 1 | 0 | 0 | 1 | 0 | 0 | 1
1098 | 0 | 0 | 1 | 0 | 1 | 1 | 0 | 0 | 1
1099 | 0 | 0 | 1 | 0 | 1 | 1 | 0 | 0 | 1
1100 | 0 | 0 | 1 | 0 | 1 | 1 | 0 | 0 | 1
1101 | 0 | 0 | 1 | 0 | 1 | 1 | 0 | 0 | 1
1102 | 0 | 0 | 1 | 0 | 0 | 1 | 0 | 0 | 1
1103 | 0 | 0 | 1 | 0 | 0 | 1 | 0 | 0 | 1
1104 | 0 | 0 | 1 | 0 | 0 | 1 | 0 | 0 | 1
1105 | 0 | 0 | 1 | 0 | 0 | 1 | 0 | 0 | 1
1106 | 0 | 0 | 1 | 0 | 0 | 1 | 0 | 0 | 1
1107 | 0 | 0 | 1 | 0 | 0 | 1 | 0 | 0 | 1
1108 | 0 | 0 | 1 | 0 | 0 | 1 | 0 | 0 | 1
1109 | 0 | 0 | 1 | 0 | 0 | 1 | 0 | 0 | 1
1110 | 0 | 0 | 1 | 0 | 0 | 1 | 0 | 0 | 1
1111 | 0 | 0 | 1 | 0 | 0 | 1 | 0 | 0 | 1
1112 | 0 | 0 | 1 | 0 | 0 | 1 | 0 | 0 | 1
1113 | 0 | 0 | 1 | 0 | 0 | 1 | 0 | 0 | 1
1114 | 0.035427 | 0 | 1 | 0 | 0 | 1 | 0.035427 | 0 | 1
1115 | 0.17128 | 0 | 1 | 0 | 0 | 1 | 0.17128 | 0 | 1
1116 | 0.24291 | 0 | 1 | 0 | 0 | 1 | 0.24291 | 0 | 1
1117 | 0.21977 | 0 | 1 | 0 | 0 | 1 | 0.21977 | 0 | 1
1118 | 0.17628 | 0 | 1 | 0 | 0 | 1 | 0.17628 | 0 | 1
1119 | 0.20353 | 0 | 1 | 0 | 0 | 1 | 0.20353 | 0 | 1
1120 | 0.042525 | 0 | 1 | 0 | 0 | 1 | 0.042525 | 0 | 1
1121 | 0 | 0 | 1 | 0 | 0 | 1 | 0 | 0 | 1
1122 | 0 | 0 | 1 | 0 | 1 | 1 | 0 | 0 | 1
1123 | 0 | 0 | 1 | 0 | 1 | 1 | 0 | 0 | 1
1124 | 0 | 0 | 1 | 0 | 1 | 1 | 0 | 0 | 1
1125 | 0 | 0 | 1 | 0 | 1 | 1 | 0 | 0 | 1
1126 | 0 | 0 | 1 | 0 | 0 | 1 | 0 | 0 | 1
1127 | 0 | 0 | 1 | 0 | 0 | 1 | 0 | 0 | 1
1128 | 0 | 0 | 1 | 0 | 0 | 1 | 0 | 0 | 1
1129 | 0 | 0 | 1 | 0 | 0 | 1 | 0 | 0 | 1
1130 | 0 | 0 | 1 | 0 | 0 | 1 | 0 | 0 | 1
1131 | 0 | 0 | 1 | 0 | 0 | 1 | 0 | 0 | 1
1132 | 0 | 0 | 1 | 0 | 0 | 1 | 0 | 0 | 1
1133 | 0 | 0 | 1 | 0 | 0 | 1 | 0 | 0 | 1
1134 | 0 | 0 | 1 | 0 | 0 | 1 | 0 | 0 | 1
1135 | 0 | 0 | 1 | 0 | 0 | 1 | 0 | 0 | 1
1136 | 0 | 0 | 1 | 0 | 0 | 1 | 0 | 0 | 1
1137 | 0 | 0 | 1 | 0 | 0 | 1 | 0 | 0 | 1
1138 | 0.049035 | 0 | 1 | 0 | 0 | 1 | 0.049035 | 0 | 1
1139 | 0.14496 | 0 | 1 | 0 | 0 | 1 | 0.14496 | 0 | 1
1140 | 0.14198 | 0 | 1 | 0 | 0 | 1 | 0.14198 | 0 | 1
1141 | 0.071101 | 0 | 1 | 0 | 0 | 1 | 0.071101 | 0 | 1
1142 | 0.046179 | 0 | 1 | 0 | 0 | 1 | 0.046179 | 0 | 1
1143 | 0.026473 | 0 | 1 | 0 | 0 | 1 | 0.026473 | 0 | 1
1144 | 0 | 0 | 1 | 0 | 0 | 1 | 0 | 0 | 1
1145 | 0 | 0 | 1 | 0 | 0 | 1 | 0 | 0 | 1
1146 | 0 | 0 | 1 | 0 | 1 | 1 | 0 | 0 | 1
1147 | 0 | 0 | 1 | 0 | 1 | 1 | 0 | 0 | 1
1148 | 0 | 0 | 1 | 0 | 1 | 1 | 0 | 0 | 1
1149 | 0 | 0 | 1 | 0 | 1 | 1 | 0 | 0 | 1
1150 | 0 | 0 | 1 | 0 | 0 | 1 | 0 | 0 | 1
1151 | 0 | 0 | 1 | 0 | 0 | 1 | 0 | 0 | 1
1152 | 0 | 0 | 1 | 0 | 0 | 1 | 0 | 0 | 1
1153 | 0 | 0 | 1 | 0 | 0 | 1 | 0 | 0 | 1
1154 | 0 | 0 | 1 | 0 | 0 | 1 | 0 | 0 | 1
1155 | 0 | 0 | 1 | 0 | 0 | 1 | 0 | 0 | 1
1156 | 0 | 0 | 1 | 0 | 0 | 1 | 0 | 0 | 1
1157 | 0 | 0 | 1 | 0 | 0 | 1 | 0 | 0 | 1
1158 | 0 | 0 | 1 | 0 | 0 | 1 | 0 | 0 | 1
1159 | 0 | 0 | 1 | 0 | 0 | 1 | 0 | 0 | 1
1160 | 0 | 0 | 1 | 0 | 0 | 1 | 0 | 0 | 1
1161 | 0.00054113 | 0 | 1 | 0 | 0 | 1 | 0.00054113 | 0 | 1
1162 | 0.10264 | 0 | 1 | 0 | 0 | 1 | 0.10264 | 0 | 1
1163 | 0.22482 | 0 | 1 | 0 | 0 | 1 | 0.22482 | 0 | 1
1164 | 0.21035 | 0 | 1 | 0 | 0 | 1 | 0.21035 | 0 | 1
1165 | 0.16177 | 0 | 1 | 0 | 0 | 1 | 0.16177 | 0 | 1
1166 | 0.12734 | 0 | 1 | 0 | 0 | 1 | 0.12734 | 0 | 1
1167 | 0.070825 | 0 | 1 | 0 | 0 | 1 | 0.070825 | 0 | 1
1168 | 0 | 0 | 1 | 0 | 0 | 1 | 0 | 0 | 1
1169 | 0 | 0 | 1 | 0 | 0 | 1 | 0 | 0 | 1
1170 | 0 | 0 | 1 | 0 | 1 | 1 | 0 | 0 | 1
1171 | 0 | 0 | 1 | 0 | 1 | 1 | 0 | 0 | 1
1172 | 0 | 0 | 1 | 0 | 1 | 1 | 0 | 0 | 1
1173 | 0 | 0 | 1 | 0 | 1 | 1 | 0 | 0 | 1
1174 | 0 | 0 | 1 | 0 | 0 | 1 | 0 | 0 | 1
1175 | 0 | 0 | 1 | 0 | 0 | 1 | 0 | 0 | 1
1176 | 0 | 0 | 1 | 0 | 0 | 1 | 0 | 0 | 1
1177 | 0 | 0 | 1 | 0 | 0 | 1 | 0 | 0 | 1
1178 | 0 | 0 | 1 | 0 | 0 | 1 | 0 | 0 | 1
1179 | 0 | 0 | 1 | 0 | 0 | 1 | 0 | 0 | 1
1180 | 0 | 0 | 1 | 0 | 0 | 1 | 0 | 0 | 1
1181 | 0 | 0 | 1 | 0 | 0 | 1 | 0 | 0 | 1
1182 | 0 | 0 | 1 | 0 | 0 | 1 | 0 | 0 | 1
1183 | 0 | 0 | 1 | 0 | 0 | 1 | 0 | 0 | 1
1184 | 0 | 0 | 1 | 0 | 0 | 1 | 0 | 0 | 1
1185 | 0 | 0 | 1 | 0 | 0 | 1 | 0 | 0 | 1
1186 | 0.076425 | 0 | 1 | 0 | 0 | 1 | 0.076425 | 0 | 1
1187 | 0.19847 | 0 | 1 | 0 | 0 | 1 | 0.19847 | 0 | 1
1188 | 0.12398 | 0 | 1 | 0 | 0 | 1 | 0.12398 | 0 | 1
1189 | 0.10929 | 0 | 1 | 0 | 0 | 1 | 0.10929 | 0 | 1
1190 | 0.13041 | 0 | 1 | 0 | 0 | 1 | 0.13041 | 0 | 1
1191 | 0.038264 | 0 | 1 | 0 | 0 | 1 | 0.038264 | 0 | 1
1192 | 0 | 0 | 1 | 0 | 0 | 1 | 0 | 0 | 1
1193 | 0 | 0 | 1 | 0 | 0 | 1 | 0 | 0 | 1
1194 | 0 | 0 | 1 | 0 | 1 | 1 | 0 | 0 | 1
1195 | 0 | 0 | 1 | 0 | 1 | 1 | 0 | 0 | 1
1196 | 0 | 0 | 1 | 0 | 1 | 1 | 0 | 0 | 1
1197 | 0 | 0 | 1 | 0 | 1 | 1 | 0 | 0 | 1
1198 | 0 | 0 | 1 | 0 | 0 | 1 | 0 | 0 | 1
1199 | 0 | 0 | 1 | 0 | 0 | 1 | 0 | 0 | 1
1200 | 0 | 0 | 1 | 0 | 0 | 1 | 0 | 0 | 1
1201 | 0 | 0 | 1 | 0 | 0 | 1 | 0 | 0 | 1
1202 | 0 | 0 | 1 | 0 | 0 | 1 | 0 | 0 | 1
1203 | 0 | 0 | 1 | 0 | 0 | 1 | 0 | 0 | 1
1204 | 0 | 0 | 1 | 0 | 0 | 1 | 0 | 0 | 1
1205 | 0 | 0 | 1 | 0 | 0 | 1 | 0 | 0 | 1
1206 | 0 | 0 | 1 | 0 | 0 | 1 | 0 | 0 | 1
1207 | 0 | 0 | 1 | 0 | 0 | 1 | 0 | 0 | 1
1208 | 0 | 0 | 1 | 0 | 0 | 1 | 0 | 0 | 1
1209 | 0 | 0 | 1 | 0 | 0 | 1 | 0 | 0 | 1
1210 | 0.04395 | 0 | 1 | 0 | 0 | 1 | 0.04395 | 0 | 1
1211 | 0.19887 | 0 | 1 | 0 | 0 | 1 | 0.19887 | 0 | 1
1212 | 0.21247 | 0 | 1 | 0 | 0 | 1 | 0.21247 | 0 | 1
1213 | 0.30889 | 0 | 1 | 0 | 0 | 1 | 0.30889 | 0 | 1
1214 | 0.27977 | 0 | 1 | 0 | 0 | 1 | 0.27977 | 0 | 1
1215 | 0.18736 | 0 | 1 | 0 | 0 | 1 | 0.18736 | 0 | 1
1216 | 0.11993 | 0 | 1 | 0 | 0 | 1 | 0.11993 | 0 | 1
1217 | 0.036787 | 0 | 1 | 0 | 0 | 1 | 0.036787 | 0 | 1
1218 | 0 | 0 | 1 | 0 | 1 | 1 | 0 | 0 | 1
1219 | 0 | 0 | 1 | 0 | 1 | 1 | 0 | 0 | 1
1220 | 0 | 0 | 1 | 0 | 1 | 1 | 0 | 0 | 1
1221 | 0 | 0 | 1 | 0 | 1 | 1 | 0 | 0 | 1
1222 | 0 | 0 | 1 | 0 | 0 | 1 | 0 | 0 | 1
1223 | 0 | 0 | 1 | 0 | 0 | 1 | 0 | 0 | 1
1224 | 0 | 0 | 1 | 0 | 0 | 1 | 0 | 0 | 1
1225 | 0 | 0 | 1 | 0 | 0 | 1 | 0 | 0 | 1
1226 | 0 | 0 | 1 | 0 | 0 | 1 | 0 | 0 | 1
1227 | 0 | 0 | 1 | 0 | 0 | 1 | 0 | 0 | 1
1228 | 0 | 0 | 1 | 0 | 0 | 1 | 0 | 0 | 1
1229 | 0 | 0 | 1 | 0 | 0 | 1 | 0 | 0 | 1
1230 | 0 | 0 | 1 | 0 | 0 | 1 | 0 | 0 | 1
1231 | 0 | 0 | 1 | 0 | 0 | 1 | 0 | 0 | 1
1232 | 0 | 0 | 1 | 0 | 0 | 1 | 0 | 0 | 1
1233 | 0 | 0 | 1 | 0 | 0 | 1 | 0 | 0 | 1
1234 | 0 | 0 | 1 | 0 | 0 | 1 | 0 | 0 | 1
1235 | 0.047487 | 0 | 1 | 0 | 0 | 1 | 0.047487 | 0 | 1
1236 | 0.083841 | 0 | 1 | 0 | 0 | 1 | 0.083841 | 0 | 1
1237 | 0.14691 | 0 | 1 | 0 | 0 | 1 | 0.14691 | 0 | 1
1238 | 0.14389 | 0 | 1 | 0 | 0 | 1 | 0.14389 | 0 | 1
1239 | 0.097803 | 0 | 1 | 0 | 0 | 1 | 0.097803 | 0 | 1
1240 | 0.024688 | 0 | 1 | 0 | 0 | 1 | 0.024688 | 0 | 1
1241 | 0 | 0 | 1 | 0 | 0 | 1 | 0 | 0 | 1
1242 | 0 | 0 | 1 | 0 | 1 | 1 | 0 | 0 | 1
1243 | 0 | 0 | 1 | 0 | 1 | 1 | 0 | 0 | 1
1244 | 0 | 0 | 1 | 0 | 1 | 1 | 0 | 0 | 1
1245 | 0 | 0 | 1 | 0 | 1 | 1 | 0 | 0 | 1
1246 | 0 | 0 | 1 | 0 | 0 | 1 | 0 | 0 | 1
1247 | 0 | 0 | 1 | 0 | 0 | 1 | 0 | 0 | 1
1248 | 0 | 0 | 1 | 0 | 0 | 1 | 0 | 0 | 1
1249 | 0 | 0 | 1 | 0 | 0 | 1 | 0 | 0 | 1
1250 | 0 | 0 | 1 | 0 | 0 | 1 | 0 | 0 | 1
1251 | 0 | 0 | 1 | 0 | 0 | 1 | 0 | 0 | 1
1252 | 0 | 0 | 1 | 0 | 0 | 1 | 0 | 0 | 1
1253 | 0 | 0 | 1 | 0 | 0 | 1 | 0 | 0 | 1
1254 | 0 | 0 | 1 | 0 | 0 | 1 | 0 | 0 | 1
1255 | 0 | 0 | 1 | 0 | 0 | 1 | 0 | 0 | 1
1256 | 0 | 0 | 1 | 0 | 0 | 1 | 0 | 0 | 1
1257 | 0 | 0 | 1 | 0 | 0 | 1 | 0 | 0 | 1
1258 | 0.012557 | 0 | 1 | 0 | 0 | 1 | 0.012557 | 0 | 1
1259 | 0.14024 | 0 | 1 | 0 | 0 | 1 | 0.14024 | 0 | 1
1260 | 0.21039 | 0 | 1 | 0 | 0 | 1 | 0.21039 | 0 | 1
1261 | 0.25761 | 0 | 1 | 0 | 0 | 1 | 0.25761 | 0 | 1
1262 | 0.21706 | 0 | 1 | 0 | 0 | 1 | 0.21706 | 0 | 1
1263 | 0.18915 | 0 | 1 | 0 | 0 | 1 | 0.18915 | 0 | 1
1264 | 0.073131 | 0 | 1 | 0 | 0 | 1 | 0.073131 | 0 | 1
1265 | 0.028112 | 0 | 1 | 0 | 0 | 1 | 0.028112 | 0 | 1
1266 | 0 | 0 | 1 | 0 | 1 | 1 | 0 | 0 | 1
1267 | 0 | 0 | 1 | 0 | 1 | 1 | 0 | 0 | 1
1268 | 0 | 0 | 1 | 0 | 1 | 1 | 0 | 0 | 1
1269 | 0 | 0 | 1 | 0 | 1 | 1 | 0 | 0 | 1
1270 | 0 | 0 | 1 | 0 | 0 | 1 | 0 | 0 | 1
1271 | 0 | 0 | 1 | 0 | 0 | 1 | 0 | 0 | 1
1272 | 0 | 0 | 1 | 0 | 0 | 1 | 0 | 0 | 1
1273 | 0 | 0 | 1 | 0 | 0 | 1 | 0 | 0 | 1
1274 | 0 | 0 | 1 | 0 | 0 | 1 | 0 | 0 | 1
1275 | 0 | 0 | 1 | 0 | 0 | 1 | 0 | 0 | 1
1276 | 0 | 0 | 1 | 0 | 0 | 1 | 0 | 0 | 1
1277 | 0 | 0 | 1 | 0 | 0 | 1 | 0 | 0 | 1
1278 | 0 | 0 | 1 | 0 | 0 | 1 | 0 | 0 | 1
1279 | 0 | 0 | 1 | 0 | 0 | 1 | 0 | 0 | 1
1280 | 0 | 0 | 1 | 0 | 0 | 1 | 0 | 0 | 1
1281 | 0 | 0 | 1 | 0 | 0 | 1 | 0 | 0 | 1
1282 | 0 | 0 | 1 | 0 | 0 | 1 | 0 | 0 | 1
1283 | 0 | 0 | 1 | 0 | 0 | 1 | 0 | 0 | 1
1284 | 0.088283 | 0 | 1 | 0 | 0 | 1 | 0.088283 | 0 | 1
1285 | 0.14221 | 0 | 1 | 0 | 0 | 1 | 0.14221 | 0 | 1
1286 | 0.14492 | 0 | 1 | 0 | 0 | 1 | 0.14492 | 0 | 1
1287 | 0.14513 | 0 | 1 | 0 | 0 | 1 | 0.14513 | 0 | 1
1288 | 0.054468 | 0 | 1 | 0 | 0 | 1 | 0.054468 | 0 | 1
1289 | 0.017555 | 0 | 1 | 0 | 0 | 1 | 0.017555 | 0 | 1
1290 | 0 | 0 | 1 | 0 | 1 | 1 | 0 | 0 | 1
1291 | 0 | 0 | 1 | 0 | 1 | 1 | 0 | 0 | 1
1292 | 0 | 0 | 1 | 0 | 1 | 1 | 0 | 0 | 1
1293 | 0 | 0 | 1 | 0 | 1 | 1 | 0 | 0 | 1
1294 | 0 | 0 | 1 | 0 | 0 | 1 | 0 | 0 | 1
1295 | 0 | 0 | 1 | 0 | 0 | 1 | 0 | 0 | 1
1296 | 0 | 0 | 1 | 0 | 0 | 1 | 0 | 0 | 1
1297 | 0 | 0 | 1 | 0 | 0 | 1 | 0 | 0 | 1
1298 | 0 | 0 | 1 | 0 | 0 | 1 | 0 | 0 | 1
1299 | 0 | 0 | 1 | 0 | 0 | 1 | 0 | 0 | 1
1300 | 0 | 0 | 1 | 0 | 0 | 1 | 0 | 0 | 1
1301 | 0 | 0 | 1 | 0 | 0 | 1 | 0 | 0 | 1
1302 | 0 | 0 | 1 | 0 | 0 | 1 | 0 | 0 | 1
1303 | 0 | 0.0097667 | 1 | 0 | 0 | 1 | 0 | 0.0097667 | 1
1304 | 0 | 0.006488 | 1 | 0 | 0 | 1 | 0 | 0.006488 | 1
1305 | 0 | 0 | 1 | 0 | 0 | 1 | 0 | 0 | 1
1306 | 0 | 0 | 1 | 0 | 0 | 1 | 0 | 0 | 1
1307 | 0.037396 | 0 | 1 | 0 | 0 | 1 | 0.037396 | 0 | 1
1308 | 0.19908 | 0 | 1 | 0 | 0 | 1 | 0.19908 | 0 | 1
1309 | 0.2439 | 0.0011222 | 1 | 0 | 0 | 1 | 0.2439 | 0.0011222 | 1
1310 | 0.22452 | 0.015044 | 1 | 0 | 0 | 1 | 0.22452 | 0.015044 | 1
1311 | 0.13575 | 0.022729 | 1 | 0 | 0 | 1 | 0.13575 | 0.022729 | 1
1312 | 0.078984 | 0.01138 | 1 | 0 | 0 | 1 | 0.078984 | 0.01138 | 1
1313 | 0.0063416 | 0.0050802 | 1 | 0 | 0 | 1 | 0.0063416 | 0.0050802 | 1
1314 | 0 | 0.0030974 | 1 | 0 | 1 | 1 | 0 | 0.0030974 | 1
1315 | 0 | 0 | 1 | 0 | 1 | 1 | 0 | 0 | 1
1316 | 0 | 0 | 1 | 0 | 1 | 1 | 0 | 0 | 1
1317 | 0 | 0 | 1 | 0 | 1 | 1 | 0 | 0 | 1
1318 | 0 | 0 | 1 | 0 | 0 | 1 | 0 | 0 | 1
1319 | 0 | 0 | 1 | 0 | 0 | 1 | 0 | 0 | 1
1320 | 0 | 0 | 1 | 0 | 0 | 1 | 0 | 0 | 1
1321 | 0 | 0 | 1 | 0 | 0 | 1 | 0 | 0 | 1
1322 | 0 | 0 | 1 | 0 | 0 | 1 | 0 | 0 | 1
1323 | 0 | 0 | 1 | 0 | 0 | 1 | 0 | 0 | 1
1324 | 0 | 0 | 1 | 0 | 0 | 1 | 0 | 0 | 1
1325 | 0 | 0 | 1 | 0 | 0 | 1 | 0 | 0 | 1
1326 | 0 | 0 | 1 | 0 | 0 | 1 | 0 | 0 | 1
1327 | 0 | 0 | 1 | 0 | 0 | 1 | 0 | 0 | 1
1328 | 0 | 0 | 1 | 0 | 0 | 1 | 0 | 0 | 1
1329 | 0 | 0 | 1 | 0 | 0 | 1 | 0 | 0 | 1
1330 | 0 | 0 | 1 | 0 | 0 | 1 | 0 | 0 | 1
1331 | 0 | 0 | 1 | 0 | 0 | 1 | 0 | 0 | 1
1332 | 0.17347 | 0 | 1 | 0 | 0 | 1 | 0.17347 | 0 | 1
1333 | 0.22466 | 0.0005531 | 1 | 0 | 0 | 1 | 0.22466 | 0.0005531 | 1
1334 | 0.17955 | 0.012776 | 1 | 0 | 0 | 1 | 0.17955 | 0.012776 | 1
1335 | 0.079429 | 0.027194 | 1 | 0 | 0 | 1 | 0.079429 | 0.027194 | 1
1336 | 0.0090796 | 0.0075713 | 1 | 0 | 0 | 1 | 0.0090796 | 0.0075713 | 1
1337 | 0 | 0.00094724 | 1 | 0 | 0 | 1 | 0 | 0.00094724 | 1
1338 | 0 | 0 | 1 | 0 | 1 | 1 | 0 | 0 | 1
1339 | 0 | 0 | 1 | 0 | 1 | 1 | 0 | 0 | 1
1340 | 0 | 0 | 1 | 0 | 1 | 1 | 0 | 0 | 1
1341 | 0 | 0 | 1 | 0 | 1 | 1 | 0 | 0 | 1
1342 | 0 | 0 | 1 | 0 | 0 | 1 | 0 | 0 | 1
1343 | 0 | 0 | 1 | 0 | 0 | 1 | 0 | 0 | 1
1344 | 0 | 0 | 1 | 0 | 0 | 1 | 0 | 0 | 1
1345 | 0 | 0 | 1 | 0 | 0 | 1 | 0 | 0 | 1
1346 | 0 | 0 | 1 | 0 | 0 | 1 | 0 | 0 | 1
1347 | 0 | 0 | 1 | 0 | 0 | 1 | 0 | 0 | 1
1348 | 0 | 0 | 1 | 0 | 0 | 1 | 0 | 0 | 1
1349 | 0 | 0 | 1 | 0 | 0 | 1 | 0 | 0 | 1
1350 | 0 | 0 | 1 | 0 | 0 | 1 | 0 | 0 | 1
1351 | 0 | 0 | 1 | 0 | 0 | 1 | 0 | 0 | 1
1352 | 0 | 0 | 1 | 0 | 0 | 1 | 0 | 0 | 1
1353 | 0 | 0 | 1 | 0 | 0 | 1 | 0 | 0 | 1
1354 | 0.013776 | 0 | 1 | 0 | 0 | 1 | 0.013776 | 0 | 1
1355 | 0.1129 | 0 | 1 | 0 | 0 | 1 | 0.1129 | 0 | 1
1356 | 0.27021 | 0.0013039 | 1 | 0 | 0 | 1 | 0.27021 | 0.0013039 | 1
1357 | 0.27102 | 0 | 1 | 0 | 0 | 1 | 0.27102 | 0 | 1
1358 | 0.16354 | 0.0014241 | 1 | 0 | 0 | 1 | 0.16354 | 0.0014241 | 1
1359 | 0.063146 | 0.015427 | 1 | 0 | 0 | 1 | 0.063146 | 0.015427 | 1
1360 | 0 | 0.011488 | 1 | 0 | 0 | 1 | 0 | 0.011488 | 1
1361 | 0 | 0 | 1 | 0 | 0 | 1 | 0 | 0 | 1
1362 | 0 | 0 | 1 | 0 | 1 | 1 | 0 | 0 | 1
1363 | 0 | 0 | 1 | 0 | 1 | 1 | 0 | 0 | 1
1364 | 0 | 0 | 1 | 0 | 1 | 1 | 0 | 0 | 1
1365 | 0 | 0 | 1 | 0 | 1 | 1 | 0 | 0 | 1
1366 | 0 | 0 | 1 | 0 | 0 | 1 | 0 | 0 | 1
1367 | 0 | 0 | 1 | 0 | 0 | 1 | 0 | 0 | 1
1368 | 0 | 0 | 1 | 0 | 0 | 1 | 0 | 0 | 1
1369 | 0 | 0 | 1 | 0 | 0 | 1 | 0 | 0 | 1
1370 | 0 | 0 | 1 | 0 | 0 | 1 | 0 | 0 | 1
1371 | 0 | 0 | 1 | 0 | 0 | 1 | 0 | 0 | 1
1372 | 0 | 0 | 1 | 0 | 0 | 1 | 0 | 0 | 1
1373 | 0 | 0 | 1 | 0 | 0 | 1 | 0 | 0 | 1
1374 | 0 | 0 | 1 | 0 | 0 | 1 | 0 | 0 | 1
1375 | 0 | 0 | 1 | 0 | 0 | 1 | 0 | 0 | 1
1376 | 0 | 0 | 1 | 0 | 0 | 1 | 0 | 0 | 1
1377 | 0 | 0 | 1 | 0 | 0 | 1 | 0 | 0 | 1
1378 | 0 | 0 | 1 | 0 | 0 | 1 | 0 | 0 | 1
1379 | 0.024885 | 0 | 1 | 0 | 0 | 1 | 0.024885 | 0 | 1
1380 | 0.10525 | 0 | 1 | 0 | 0 | 1 | 0.10525 | 0 | 1
1381 | 0.10443 | 0 | 1 | 0 | 0 | 1 | 0.10443 | 0 | 1
1382 | 0.042691 | 0 | 1 | 0 | 0 | 1 | 0.042691 | 0 | 1
1383 | 0.015383 | 0.0047952 | 1 | 0 | 0 | 1 | 0.015383 | 0.0047952 | 1
1384 | 0 | 0.0018526 | 1 | 0 | 0 | 1 | 0 | 0.0018526 | 1
1385 | 0 | 0 | 1 | 0 | 0 | 1 | 0 | 0 | 1
1386 | 0 | 0 | 1 | 0 | 1 | 1 | 0 | 0 | 1
1387 | 0 | 0 | 1 | 0 | 1 | 1 | 0 | 0 | 1
1388 | 0 | 0 | 1 | 0 | 1 | 1 | 0 | 0 | 1
1389 | 0 | 0 | 1 | 0 | 1 | 1 | 0 | 0 | 1
1390 | 0 | 0 | 1 | 0 | 0 | 1 | 0 | 0 | 1
1391 | 0 | 0 | 1 | 0 | 0 | 1 | 0 | 0 | 1
1392 | 0 | 0 | 1 | 0 | 0 | 1 | 0 | 0 | 1
1393 | 0 | 0 | 0.92784 | 0 | 0 | 1 | 0 | 0 | 1
1394 | 0 | 0 | 0.92784 | 0 | 0 | 1 | 0 | 0 | 1
1395 | 0 | 0 | 0.92784 | 0 | 0 | 1 | 0 | 0 | 1
1396 | 0 | 0 | 0.92784 | 0 | 0 | 1 | 0 | 0 | 1
1397 | 0 | 0 | 0.92784 | 0 | 0 | 1 | 0 | 0 | 1
1398 | 0 | 0.01147 | 0.92784 | 0 | 0 | 1 | 0 | 0.01147 | 1
1399 | 0 | 0.043405 | 0.92784 | 0 | 0 | 1 | 0 | 0.043405 | 1
1400 | 0 | 0.034076 | 0.92784 | 0 | 0 | 1 | 0 | 0.034076 | 1
1401 | 0 | 0.01292 | 0.92784 | 0 | 0 | 1 | 0 | 0.01292 | 1
1402 | 0 | 0.033363 | 0.92784 | 0 | 0 | 1 | 0 | 0.033363 | 1
1403 | 0 | 0.033667 | 0.92784 | 0 | 0 | 1 | 0 | 0.033667 | 1
1404 | 0 | 0.043044 | 0.92784 | 0 | 0 | 1 | 0 | 0.043044 | 1
1405 | 0 | 0.045433 | 0.92784 | 0 | 0 | 1 | 0 | 0.045433 | 1
1406 | 0 | 0.044784 | 0.92784 | 0 | 0 | 1 | 0 | 0.044784 | 1
1407 | 0 | 0.040306 | 0.92784 | 0 | 0 | 1 | 0 | 0.040306 | 1
1408 | 0 | 0.027742 | 0.92784 | 0 | 0 | 1 | 0 | 0.027742 | 1
1409 | 0 | 0.012816 | 0.92784 | 0 | 0 | 1 | 0 | 0.012816 | 1
1410 | 0 | 0 | 0.92784 | 0 | 1 | 1 | 0 | 0 | 1
1411 | 0 | 0 | 0.92784 | 0 | 1 | 1 | 0 | 0 | 1
1412 | 0 | 0 | 0.92784 | 0 | 1 | 1 | 0 | 0 | 1
1413 | 0 | 0 | 0.92784 | 0 | 1 | 1 | 0 | 0 | 1
1414 | 0 | 0 | 0.92784 | 0 | 0 | 1 | 0 | 0 | 1
1415 | 0 | 0 | 0.92784 | 0 | 0 | 1 | 0 | 0 | 1
1416 | 0 | 0 | 0.92784 | 0 | 0 | 1 | 0 | 0 | 1
1417 | 0 | 0 | 0.92784 | 0 | 0 | 1 | 0 | 0 | 1
1418 | 0 | 0 | 0.92784 | 0 | 0 | 1 | 0 | 0 | 1
1419 | 0 | 0 | 0.92784 | 0 | 0 | 1 | 0 | 0 | 1
1420 | 0 | 0 | 0.92784 | 0 | 0 | 1 | 0 | 0 | 1
1421 | 0 | 0 | 0.92784 | 0 | 0 | 1 | 0 | 0 | 1
1422 | 0 | 0 | 0.92784 | 0 | 0 | 1 | 0 | 0 | 1
1423 | 0 | 0.022127 | 0.92784 | 0 | 0 | 1 | 0 | 0.022127 | 1
1424 | 0 | 0.032467 | 0.92784 | 0 | 0 | 1 | 0 | 0.032467 | 1
1425 | 0 | 0.019043 | 0.92784 | 0 | 0 | 1 | 0 | 0.019043 | 1
1426 | 0 | 0.014721 | 0.92784 | 0 | 0 | 1 | 0 | 0.014721 | 1
1427 | 0 | 0.01029 | 0.92784 | 0 | 0 | 1 | 0 | 0.01029 | 1
1428 | 0 | 0.023955 | 0.92784 | 0 | 0 | 1 | 0 | 0.023955 | 1
1429 | 0 | 0.034367 | 0.92784 | 0 | 0 | 1 | 0 | 0.034367 | 1
1430 | 0 | 0.022787 | 0.92784 | 0 | 0 | 1 | 0 | 0.022787 | 1
1431 | 0 | 0.014545 | 0.92784 | 0 | 0 | 1 | 0 | 0.014545 | 1
1432 | 0 | 0.012211 | 0.92784 | 0 | 0 | 1 | 0 | 0.012211 | 1
1433 | 0 | 0.0098628 | 0.92784 | 0 | 0 | 1 | 0 | 0.0098628 | 1
1434 | 0 | 0 | 0.92784 | 0 | 1 | 1 | 0 | 0 | 1
1435 | 0 | 0 | 0.92784 | 0 | 1 | 1 | 0 | 0 | 1
1436 | 0 | 0.0055348 | 0.92784 | 0 | 1 | 1 | 0 | 0.0055348 | 1
1437 | 0 | 0.0045349 | 0.92784 | 0 | 1 | 1 | 0 | 0.0045349 | 1
1438 | 0 | 0 | 0.92784 | 0 | 0 | 1 | 0 | 0 | 1
1439 | 0 | 0 | 0.92784 | 0 | 0 | 1 | 0 | 0 | 1
1440 | 0 | 0 | 0.92784 | 0 | 0 | 1 | 0 | 0 | 1
1441 | 0 | 0 | 0.92784 | 0 | 0 | 1 | 0 | 0 | 1
1442 | 0 | 0 | 0.92784 | 0 | 0 | 1 | 0 | 0 | 1
1443 | 0 | 0 | 0.92784 | 0 | 0 | 1 | 0 | 0 | 1
1444 | 0 | 0 | 0.92784 | 0 | 0 | 1 | 0 | 0 | 1
1445 | 0 | 0 | 0.92784 | 0 | 0 | 1 | 0 | 0 | 1
1446 | 0 | 0 | 0.92784 | 0 | 0 | 1 | 0 | 0 | 1
1447 | 0 | 0.035778 | 0.92784 | 0 | 0 | 1 | 0 | 0.035778 | 1
1448 | 0 | 0.047774 | 0.92784 | 0 | 0 | 1 | 0 | 0.047774 | 1
1449 | 0 | 0.028098 | 0.92784 | 0 | 0 | 1 | 0 | 0.028098 | 1
1450 | 0 | 0.027242 | 0.92784 | 0 | 0 | 1 | 0 | 0.027242 | 1
1451 | 0 | 0.030329 | 0.92784 | 0 | 0 | 1 | 0 | 0.030329 | 1
1452 | 0 | 0.05208 | 0.92784 | 0 | 0 | 1 | 0 | 0.05208 | 1
1453 | 0 | 0.051661 | 0.92784 | 0 | 0 | 1 | 0 | 0.051661 | 1
1454 | 0 | 0.046685 | 0.92784 | 0 | 0 | 1 | 0 | 0.046685 | 1
1455 | 0 | 0.03614 | 0.92784 | 0 | 0 | 1 | 0 | 0.03614 | 1
1456 | 0 | 0.034702 | 0.92784 | 0 | 0 | 1 | 0 | 0.034702 | 1
1457 | 0 | 0.013712 | 0.92784 | 0 | 0 | 1 | 0 | 0.013712 | 1
1458 | 0 | 0 | 0.92784 | 0 | 1 | 1 | 0 | 0 | 1
1459 | 0 | 0 | 0.92784 | 0 | 1 | 1 | 0 | 0 | 1
1460 | 0 | 0 | 0.92784 | 0 | 1 | 1 | 0 | 0 | 1
1461 | 0 | 0 | 0.92784 | 0 | 1 | 1 | 0 | 0 | 1
1462 | 0 | 0 | 0.92784 | 0 | 0 | 1 | 0 | 0 | 1
1463 | 0 | 0 | 0.92784 | 0 | 0 | 1 | 0 | 0 | 1
1464 | 0 | 0 | 0.92784 | 0 | 0 | 1 | 0 | 0 | 1
1465 | 0 | 0 | 0.92784 | 0 | 0 | 1 | 0 | 0 | 1
1466 | 0 | 0 | 0.92784 | 0 | 0 | 1 | 0 | 0 | 1
1467 | 0 | 0 | 0.92784 | 0 | 0 | 1 | 0 | 0 | 1
1468 | 0 | 0 | 0.92784 | 0 | 0 | 1 | 0 | 0 | 1
1469 | 0 | 0 | 0.92784 | 0 | 0 | 1 | 0 | 0 | 1
1470 | 0 | 0 | 0.92784 | 0 | 0 | 1 | 0 | 0 | 1
1471 | 0 | 0.0086249 | 0.92784 | 0 | 0 | 1 | 0 | 0.0086249 | 1
1472 | 0 | 0.021542 | 0.92784 | 0 | 0 | 1 | 0 | 0.021542 | 1
1473 | 0 | 0.020074 | 0.92784 | 0 | 0 | 1 | 0 | 0.020074 | 1
1474 | 0 | 0.0076289 | 0.92784 | 0 | 0 | 1 | 0 | 0.0076289 | 1
1475 | 0.013665 | 0.029103 | 0.92784 | 0 | 0 | 1 | 0.013665 | 0.029103 | 1
1476 | 0.05578 | 0.042033 | 0.92784 | 0 | 0 | 1 | 0.05578 | 0.042033 | 1
1477 | 0.11615 | 0.040915 | 0.92784 | 0 | 0 | 1 | 0.11615 | 0.040915 | 1
1478 | 0.037065 | 0.045493 | 0.92784 | 0 | 0 | 1 | 0.037065 | 0.045493 | 1
1479 | 0.059843 | 0.028656 | 0.92784 | 0 | 0 | 1 | 0.059843 | 0.028656 | 1
1480 | 0 | 0.012853 | 0.92784 | 0 | 0 | 1 | 0 | 0.012853 | 1
1481 | 0 | 0 | 0.92784 | 0 | 0 | 1 | 0 | 0 | 1
1482 | 0 | 0 | 0.92784 | 0 | 1 | 1 | 0 | 0 | 1
1483 | 0 | 0 | 0.92784 | 0 | 1 | 1 | 0 | 0 | 1
1484 | 0 | 0 | 0.92784 | 0 | 1 | 1 | 0 | 0 | 1
1485 | 0 | 0 | 0.92784 | 0 | 1 | 1 | 0 | 0 | 1
1486 | 0 | 0 | 0.92784 | 0 | 0 | 1 | 0 | 0 | 1
1487 | 0 | 0 | 0.92784 | 0 | 0 | 1 | 0 | 0 | 1
1488 | 0 | 0 | 0.92784 | 0 | 0 | 1 | 0 | 0 | 1
1489 | 0 | 0 | 0.92784 | 0 | 0 | 1 | 0 | 0 | 1
1490 | 0 | 0 | 0.92784 | 0 | 0 | 1 | 0 | 0 | 1
1491 | 0 | 0 | 0.92784 | 0 | 0 | 1 | 0 | 0 | 1
1492 | 0 | 0 | 0.92784 | 0 | 0 | 1 | 0 | 0 | 1
1493 | 0 | 0 | 0.92784 | 0 | 0 | 1 | 0 | 0 | 1
1494 | 0 | 0 | 0.92784 | 0 | 0 | 1 | 0 | 0 | 1
1495 | 0 | 0 | 0.92784 | 0 | 0 | 1 | 0 | 0 | 1
1496 | 0 | 0.0019363 | 0.92784 | 0 | 0 | 1 | 0 | 0.0019363 | 1
1497 | 0 | 0.0079707 | 0.92784 | 0 | 0 | 1 | 0 | 0.0079707 | 1
1498 | 0 | 0.0056394 | 0.92784 | 0 | 0 | 1 | 0 | 0.0056394 | 1
1499 | 0.11223 | 0.02003 | 0.92784 | 0 | 0 | 1 | 0.11223 | 0.02003 | 1
1500 | 0.21559 | 0.030683 | 0.92784 | 0 | 0 | 1 | 0.21559 | 0.030683 | 1
1501 | 0.31814 | 0.034294 | 0.92784 | 0 | 0 | 1 | 0.31814 | 0.034294 | 1
1502 | 0.26001 | 0.044059 | 0.92784 | 0 | 0 | 1 | 0.26001 | 0.044059 | 1
1503 | 0.15188 | 0.025115 | 0.92784 | 0 | 0 | 1 | 0.15188 | 0.025115 | 1
1504 | 0.028207 | 0 | 0.92784 | 0 | 0 | 1 | 0.028207 | 0 | 1
1505 | 0 | 0 | 0.92784 | 0 | 0 | 1 | 0 | 0 | 1
1506 | 0 | 0 | 0.92784 | 0 | 1 | 1 | 0 | 0 | 1
1507 | 0 | 0 | 0.92784 | 0 | 1 | 1 | 0 | 0 | 1
1508 | 0 | 0 | 0.92784 | 0 | 1 | 1 | 0 | 0 | 1
1509 | 0 | 0 | 0.92784 | 0 | 1 | 1 | 0 | 0 | 1
1510 | 0 | 0 | 0.92784 | 0 | 0 | 1 | 0 | 0 | 1
1511 | 0 | 0 | 0.92784 | 0 | 0 | 1 | 0 | 0 | 1
1512 | 0 | 0 | 0.92784 | 0 | 0 | 1 | 0 | 0 | 1
1513 | 0 | 0 | 0.92784 | 0 | 0 | 1 | 0 | 0 | 1
1514 | 0 | 0 | 0.92784 | 0 | 0 | 1 | 0 | 0 | 1
1515 | 0 | 0 | 0.92784 | 0 | 0 | 1 | 0 | 0 | 1
1516 | 0 | 0 | 0.92784 | 0 | 0 | 1 | 0 | 0 | 1
1517 | 0 | 0 | 0.92784 | 0 | 0 | 1 | 0 | 0 | 1
1518 | 0 | 0 | 0.92784 | 0 | 0 | 1 | 0 | 0 | 1
1519 | 0 | 0 | 0.92784 | 0 | 0 | 1 | 0 | 0 | 1
1520 | 0 | 0 | 0.92784 | 0 | 0 | 1 | 0 | 0 | 1
1521 | 0 | 0 | 0.92784 | 0 | 0 | 1 | 0 | 0 | 1
1522 | 0.081527 | 0 | 0.92784 | 0 | 0 | 1 | 0.081527 | 0 | 1
1523 | 0.22997 | 0 | 0.92784 | 0 | 0 | 1 | 0.22997 | 0 | 1
1524 | 0.33992 | 0.010629 | 0.92784 | 0 | 0 | 1 | 0.33992 | 0.010629 | 1
1525 | 0.43817 | 0.021809 | 0.92784 | 0 | 0 | 1 | 0.43817 | 0.021809 | 1
1526 | 0.41013 | 0.019322 | 0.92784 | 0 | 0 | 1 | 0.41013 | 0.019322 | 1
1527 | 0.33516 | 0.0077514 | 0.92784 | 0 | 0 | 1 | 0.33516 | 0.0077514 | 1
1528 | 0.20046 | 0 | 0.92784 | 0 | 0 | 1 | 0.20046 | 0 | 1
1529 | 0.044844 | 0 | 0.92784 | 0 | 0 | 1 | 0.044844 | 0 | 1
1530 | 0 | 0 | 0.92784 | 0 | 1 | 1 | 0 | 0 | 1
1531 | 0 | 0 | 0.92784 | 0 | 1 | 1 | 0 | 0 | 1
1532 | 0 | 0 | 0.92784 | 0 | 1 | 1 | 0 | 0 | 1
1533 | 0 | 0 | 0.92784 | 0 | 1 | 1 | 0 | 0 | 1
1534 | 0 | 0 | 0.92784 | 0 | 0 | 1 | 0 | 0 | 1
1535 | 0 | 0 | 0.92784 | 0 | 0 | 1 | 0 | 0 | 1
1536 | 0 | 0 | 0.92784 | 0 | 0 | 1 | 0 | 0 | 1
1537 | 0 | 0 | 0.92784 | 0 | 0 | 1 | 0 | 0 | 1
1538 | 0 | 0 | 0.92784 | 0 | 0 | 1 | 0 | 0 | 1
1539 | 0 | 0 | 0.92784 | 0 | 0 | 1 | 0 | 0 | 1
1540 | 0 | 0 | 0.92784 | 0 | 0 | 1 | 0 | 0 | 1
1541 | 0 | 0 | 0.92784 | 0 | 0 | 1 | 0 | 0 | 1
1542 | 0 | 0 | 0.92784 | 0 | 0 | 1 | 0 | 0 | 1
1543 | 0 | 0 | 0.92784 | 0 | 0 | 1 | 0 | 0 | 1
1544 | 0 | 0 | 0.92784 | 0 | 0 | 1 | 0 | 0 | 1
1545 | 0.044096 | 0 | 0.92784 | 0 | 0 | 1 | 0.044096 | 0 | 1
1546 | 0.20593 | 0 | 0.92784 | 0 | 0 | 1 | 0.20593 | 0 | 1
1547 | 0.34813 | 0 | 0.92784 | 0 | 0 | 1 | 0.34813 | 0 | 1
1548 | 0.55615 | 0 | 0.92784 | 0 | 0 | 1 | 0.55615 | 0 | 1
1549 | 0.58879 | 0.0093686 | 0.92784 | 0 | 0 | 1 | 0.58879 | 0.0093686 | 1
1550 | 0.48472 | 0.018795 | 0.92784 | 0 | 0 | 1 | 0.48472 | 0.018795 | 1
1551 | 0.40779 | 0.0098415 | 0.92784 | 0 | 0 | 1 | 0.40779 | 0.0098415 | 1
1552 | 0.27964 | 0 | 0.92784 | 0 | 0 | 1 | 0.27964 | 0 | 1
1553 | 0.080258 | 0 | 0.92784 | 0 | 0 | 1 | 0.080258 | 0 | 1
1554 | 0 | 0 | 0.92784 | 0 | 1 | 1 | 0 | 0 | 1
1555 | 0 | 0 | 0.92784 | 0 | 1 | 1 | 0 | 0 | 1
1556 | 0 | 0 | 0.92784 | 0 | 1 | 1 | 0 | 0 | 1
1557 | 0 | 0 | 0.92784 | 0 | 1 | 1 | 0 | 0 | 1
1558 | 0 | 0 | 0.92784 | 0 | 0 | 1 | 0 | 0 | 1
1559 | 0 | 0 | 0.92784 | 0 | 0 | 1 | 0 | 0 | 1
1560 | 0 | 0 | 0.92784 | 0 | 0 | 1 | 0 | 0 | 1
1561 | 0 | 0 | 0.92784 | 0 | 0 | 1 | 0 | 0 | 1
1562 | 0 | 0 | 0.92784 | 0 | 0 | 1 | 0 | 0 | 1
1563 | 0 | 0 | 0.92784 | 0 | 0 | 1 | 0 | 0 | 1
1564 | 0 | 0 | 0.92784 | 0 | 0 | 1 | 0 | 0 | 1
1565 | 0 | 0 | 0.92784 | 0 | 0 | 1 | 0 | 0 | 1
1566 | 0 | 0 | 0.92784 | 0 | 0 | 1 | 0 | 0 | 1
1567 | 0 | 0 | 0.92784 | 0 | 0 | 1 | 0 | 0 | 1
1568 | 0 | 0 | 0.92784 | 0 | 0 | 1 | 0 | 0 | 1
1569 | 0.048018 | 0 | 0.92784 | 0 | 0 | 1 | 0.048018 | 0 | 1
1570 | 0.1749 | 0 | 0.92784 | 0 | 0 | 1 | 0.1749 | 0 | 1
1571 | 0.31726 | 0 | 0.92784 | 0 | 0 | 1 | 0.31726 | 0 | 1
1572 | 0.55776 | 0.0098762 | 0.92784 | 0 | 0 | 1 | 0.55776 | 0.0098762 | 1
1573 | 0.47222 | 0.02416 | 0.92784 | 0 | 0 | 1 | 0.47222 | 0.02416 | 1
1574 | 0.39054 | 0.030129 | 0.92784 | 0 | 0 | 1 | 0.39054 | 0.030129 | 1
1575 | 0.25124 | 0.033258 | 0.92784 | 0 | 0 | 1 | 0.25124 | 0.033258 | 1
1576 | 0.13833 | 0.022975 | 0.92784 | 0 | 0 | 1 | 0.13833 | 0.022975 | 1
1577 | 0.013546 | 0 | 0.92784 | 0 | 0 | 1 | 0.013546 | 0 | 1
1578 | 0 | 0 | 0.92784 | 0 | 1 | 1 | 0 | 0 | 1
1579 | 0 | 0 | 0.92784 | 0 | 1 | 1 | 0 | 0 | 1
1580 | 0 | 0 | 0.92784 | 0 | 1 | 1 | 0 | 0 | 1
1581 | 0 | 0 | 0.92784 | 0 | 1 | 1 | 0 | 0 | 1
1582 | 0 | 0 | 0.92784 | 0 | 0 | 1 | 0 | 0 | 1
1583 | 0 | 0 | 0.92784 | 0 | 0 | 1 | 0 | 0 | 1
1584 | 0 | 0 | 0.92784 | 0 | 0 | 1 | 0 | 0 | 1
1585 | 0 | 0 | 0.92784 | 0 | 0 | 1 | 0 | 0 | 1
1586 | 0 | 0 | 0.92784 | 0 | 0 | 1 | 0 | 0 | 1
1587 | 0 | 0 | 0.92784 | 0 | 0 | 1 | 0 | 0 | 1
1588 | 0 | 0 | 0.92784 | 0 | 0 | 1 | 0 | 0 | 1
1589 | 0 | 0 | 0.92784 | 0 | 0 | 1 | 0 | 0 | 1
1590 | 0 | 0 | 0.92784 | 0 | 0 | 1 | 0 | 0 | 1
1591 | 0 | 0 | 0.92784 | 0 | 0 | 1 | 0 | 0 | 1
1592 | 0 | 0 | 0.92784 | 0 | 0 | 1 | 0 | 0 | 1
1593 | 0.045697 | 0 | 0.92784 | 0 | 0 | 1 | 0.045697 | 0 | 1
1594 | 0.20296 | 0 | 0.92784 | 0 | 0 | 1 | 0.20296 | 0 | 1
1595 | 0.31769 | 0 | 0.92784 | 0 | 0 | 1 | 0.31769 | 0 | 1
1596 | 0.50222 | 0.020089 | 0.92784 | 0 | 0 | 1 | 0.50222 | 0.020089 | 1
1597 | 0.38129 | 0.036586 | 0.92784 | 0 | 0 | 1 | 0.38129 | 0.036586 | 1
1598 | 0.37047 | 0.050744 | 0.92784 | 0 | 0 | 1 | 0.37047 | 0.050744 | 1
1599 | 0.21132 | 0.05981 | 0.92784 | 0 | 0 | 1 | 0.21132 | 0.05981 | 1
1600 | 0.090211 | 0.043985 | 0.92784 | 0 | 0 | 1 | 0.090211 | 0.043985 | 1
1601 | 0 | 0.014817 | 0.92784 | 0 | 0 | 1 | 0 | 0.014817 | 1
1602 | 0 | 0 | 0.92784 | 0 | 1 | 1 | 0 | 0 | 1
1603 | 0 | 0 | 0.92784 | 0 | 1 | 1 | 0 | 0 | 1
1604 | 0 | 0 | 0.92784 | 0 | 1 | 1 | 0 | 0 | 1
1605 | 0 | 0 | 0.92784 | 0 | 1 | 1 | 0 | 0 | 1
1606 | 0 | 0 | 0.92784 | 0 | 0 | 1 | 0 | 0 | 1
1607 | 0 | 0 | 0.92784 | 0 | 0 | 1 | 0 | 0 | 1
1608 | 0 | 0 | 0.92784 | 0 | 0 | 1 | 0 | 0 | 1
1609 | 0 | 0 | 0.92784 | 0 | 0 | 1 | 0 | 0 | 1
1610 | 0 | 0 | 0.92784 | 0 | 0 | 1 | 0 | 0 | 1
1611 | 0 | 0 | 0.92784 | 0 | 0 | 1 | 0 | 0 | 1
1612 | 0 | 0 | 0.92784 | 0 | 0 | 1 | 0 | 0 | 1
1613 | 0 | 0 | 0.92784 | 0 | 0 | 1 | 0 | 0 | 1
1614 | 0 | 0 | 0.92784 | 0 | 0 | 1 | 0 | 0 | 1
1615 | 0 | 0 | 0.92784 | 0 | 0 | 1 | 0 | 0 | 1
1616 | 0 | 0 | 0.92784 | 0 | 0 | 1 | 0 | 0 | 1
1617 | 0 | 0 | 0.92784 | 0 | 0 | 1 | 0 | 0 | 1
1618 | 0.04014 | 0 | 0.92784 | 0 | 0 | 1 | 0.04014 | 0 | 1
1619 | 0.25387 | 0 | 0.92784 | 0 | 0 | 1 | 0.25387 | 0 | 1
1620 | 0.40331 | 0.0056657 | 0.92784 | 0 | 0 | 1 | 0.40331 | 0.0056657 | 1
1621 | 0.1688 | 0.016908 | 0.92784 | 0 | 0 | 1 | 0.1688 | 0.016908 | 1
1622 | 0.10368 | 0.031187 | 0.92784 | 0 | 0 | 1 | 0.10368 | 0.031187 | 1
1623 | 0.091433 | 0.050655 | 0.92784 | 0 | 0 | 1 | 0.091433 | 0.050655 | 1
1624 | 0.059172 | 0.04202 | 0.92784 | 0 | 0 | 1 | 0.059172 | 0.04202 | 1
1625 | 0.0020652 | 0.020605 | 0.92784 | 0 | 0 | 1 | 0.0020652 | 0.020605 | 1
1626 | 0 | 0 | 0.92784 | 0 | 1 | 1 | 0 | 0 | 1
1627 | 0 | 0.013966 | 0.92784 | 0 | 1 | 1 | 0 | 0.013966 | 1
1628 | 0 | 0 | 0.92784 | 0 | 1 | 1 | 0 | 0 | 1
1629 | 0 | 0 | 0.92784 | 0 | 1 | 1 | 0 | 0 | 1
1630 | 0 | 0 | 0.92784 | 0 | 0 | 1 | 0 | 0 | 1
1631 | 0 | 0 | 0.92784 | 0 | 0 | 1 | 0 | 0 | 1
1632 | 0 | 0 | 0.92784 | 0 | 0 | 1 | 0 | 0 | 1
1633 | 0 | 0 | 0.92784 | 0 | 0 | 1 | 0 | 0 | 1
1634 | 0 | 0 | 0.92784 | 0 | 0 | 1 | 0 | 0 | 1
1635 | 0 | 0 | 0.92784 | 0 | 0 | 1 | 0 | 0 | 1
1636 | 0 | 0 | 0.92784 | 0 | 0 | 1 | 0 | 0 | 1
1637 | 0 | 0 | 0.92784 | 0 | 0 | 1 | 0 | 0 | 1
1638 | 0 | 0 | 0.92784 | 0 | 0 | 1 | 0 | 0 | 1
1639 | 0 | 0 | 0.92784 | 0 | 0 | 1 | 0 | 0 | 1
1640 | 0 | 0 | 0.92784 | 0 | 0 | 1 | 0 | 0 | 1
1641 | 0 | 0 | 0.92784 | 0 | 0 | 1 | 0 | 0 | 1
1642 | 0 | 0 | 0.92784 | 0 | 0 | 1 | 0 | 0 | 1
1643 | 0.11881 | 0 | 0.92784 | 0 | 0 | 1 | 0.11881 | 0 | 1
1644 | 0.21217 | 0 | 0.92784 | 0 | 0 | 1 | 0.21217 | 0 | 1
1645 | 0.056513 | 0 | 0.92784 | 0 | 0 | 1 | 0.056513 | 0 | 1
1646 | 0.031135 | 0 | 0.92784 | 0 | 0 | 1 | 0.031135 | 0 | 1
1647 | 0.051036 | 0.010171 | 0.92784 | 0 | 0 | 1 | 0.051036 | 0.010171 | 1
1648 | 0.056429 | 0 | 0.92784 | 0 | 0 | 1 | 0.056429 | 0 | 1
1649 | 0 | 0 | 0.92784 | 0 | 0 | 1 | 0 | 0 | 1
1650 | 0 | 0 | 0.92784 | 0 | 1 | 1 | 0 | 0 | 1
1651 | 0 | 0 | 0.92784 | 0 | 1 | 1 | 0 | 0 | 1
1652 | 0 | 0 | 0.92784 | 0 | 1 | 1 | 0 | 0 | 1
1653 | 0 | 0 | 0.92784 | 0 | 1 | 1 | 0 | 0 | 1
1654 | 0 | 0 | 0.92784 | 0 | 0 | 1 | 0 | 0 | 1
1655 | 0 | 0 | 0.92784 | 0 | 0 | 1 | 0 | 0 | 1
1656 | 0 | 0 | 0.92784 | 0 | 0 | 1 | 0 | 0 | 1
1657 | 0 | 0 | 0.92784 | 0 | 0 | 1 | 0 | 0 | 1
1658 | 0 | 0 | 0.92784 | 0 | 0 | 1 | 0 | 0 | 1
1659 | 0 | 0 | 0.92784 | 0 | 0 | 1 | 0 | 0 | 1
1660 | 0 | 0 | 0.92784 | 0 | 0 | 1 | 0 | 0 | 1
1661 | 0 | 0 | 0.92784 | 0 | 0 | 1 | 0 | 0 | 1
1662 | 0 | 0 | 0.92784 | 0 | 0 | 1 | 0 | 0 | 1
1663 | 0 | 0 | 0.92784 | 0 | 0 | 1 | 0 | 0 | 1
1664 | 0 | 0 | 0.92784 | 0 | 0 | 1 | 0 | 0 | 1
1665 | 0 | 0 | 0.92784 | 0 | 0 | 1 | 0 | 0 | 1
1666 | 0 | 0 | 0.92784 | 0 | 0 | 1 | 0 | 0 | 1
1667 | 0.12988 | 0 | 0.92784 | 0 | 0 | 1 | 0.12988 | 0 | 1
1668 | 0.1638 | 0 | 0.92784 | 0 | 0 | 1 | 0.1638 | 0 | 1
1669 | 0.080886 | 0 | 0.92784 | 0 | 0 | 1 | 0.080886 | 0 | 1
1670 | 0.052996 | 0 | 0.92784 | 0 | 0 | 1 | 0.052996 | 0 | 1
1671 | 0.075744 | 0 | 0.92784 | 0 | 0 | 1 | 0.075744 | 0 | 1
1672 | 0.081157 | 0 | 0.92784 | 0 | 0 | 1 | 0.081157 | 0 | 1
1673 | 0 | 0 | 0.92784 | 0 | 0 | 1 | 0 | 0 | 1
1674 | 0 | 0 | 0.92784 | 0 | 1 | 1 | 0 | 0 | 1
1675 | 0 | 0 | 0.92784 | 0 | 1 | 1 | 0 | 0 | 1
1676 | 0 | 0 | 0.92784 | 0 | 1 | 1 | 0 | 0 | 1
1677 | 0 | 0 | 0.92784 | 0 | 1 | 1 | 0 | 0 | 1
1678 | 0 | 0 | 0.92784 | 0 | 0 | 1 | 0 | 0 | 1
1679 | 0 | 0 | 0.92784 | 0 | 0 | 1 | 0 | 0 | 1
1680 | 0 | 0 | 0.92784 | 0 | 0 | 1 | 0 | 0 | 1
1681 | 0 | 0 | 0.92784 | 0 | 0 | 1 | 0 | 0 | 1
1682 | 0 | 0 | 0.92784 | 0 | 0 | 1 | 0 | 0 | 1
1683 | 0 | 0 | 0.92784 | 0 | 0 | 1 | 0 | 0 | 1
1684 | 0 | 0 | 0.92784 | 0 | 0 | 1 | 0 | 0 | 1
1685 | 0 | 0 | 0.92784 | 0 | 0 | 1 | 0 | 0 | 1
1686 | 0 | 0 | 0.92784 | 0 | 0 | 1 | 0 | 0 | 1
1687 | 0 | 0 | 0.92784 | 0 | 0 | 1 | 0 | 0 | 1
1688 | 0 | 0 | 0.92784 | 0 | 0 | 1 | 0 | 0 | 1
1689 | 0 | 0 | 0.92784 | 0 | 0 | 1 | 0 | 0 | 1
1690 | 0 | 0 | 0.92784 | 0 | 0 | 1 | 0 | 0 | 1
1691 | 0.10526 | 0 | 0.92784 | 0 | 0 | 1 | 0.10526 | 0 | 1
1692 | 0.12155 | 0 | 0.92784 | 0 | 0 | 1 | 0.12155 | 0 | 1
1693 | 0.13821 | 0.0017053 | 0.92784 | 0 | 0 | 1 | 0.13821 | 0.0017053 | 1
1694 | 0.13682 | 0.020007 | 0.92784 | 0 | 0 | 1 | 0.13682 | 0.020007 | 1
1695 | 0.11313 | 0.014705 | 0.92784 | 0 | 0 | 1 | 0.11313 | 0.014705 | 1
1696 | 0.014514 | 0.016023 | 0.92784 | 0 | 0 | 1 | 0.014514 | 0.016023 | 1
1697 | 0 | 0.020488 | 0.92784 | 0 | 0 | 1 | 0 | 0.020488 | 1
1698 | 0 | 0.012908 | 0.92784 | 0 | 1 | 1 | 0 | 0.012908 | 1
1699 | 0 | 0 | 0.92784 | 0 | 1 | 1 | 0 | 0 | 1
1700 | 0 | 0.0042257 | 0.92784 | 0 | 1 | 1 | 0 | 0.0042257 | 1
1701 | 0 | 0.0032199 | 0.92784 | 0 | 1 | 1 | 0 | 0.0032199 | 1
1702 | 0 | 0.0022782 | 0.92784 | 0 | 0 | 1 | 0 | 0.0022782 | 1
1703 | 0 | 0 | 0.92784 | 0 | 0 | 1 | 0 | 0 | 1
1704 | 0 | 0 | 0.92784 | 0 | 0 | 1 | 0 | 0 | 1
1705 | 0 | 0 | 1 | 0 | 0 | 1 | 0 | 0 | 1
1706 | 0 | 0 | 1 | 0 | 0 | 1 | 0 | 0 | 1
1707 | 0 | 0 | 1 | 0 | 0 | 1 | 0 | 0 | 1
1708 | 0 | 0 | 1 | 0 | 0 | 1 | 0 | 0 | 1
1709 | 0 | 0 | 1 | 0 | 0 | 1 | 0 | 0 | 1
1710 | 0 | 0 | 1 | 0 | 0 | 1 | 0 | 0 | 1
1711 | 0 | 0 | 1 | 0 | 0 | 1 | 0 | 0 | 1
1712 | 0 | 0 | 1 | 0 | 0 | 1 | 0 | 0 | 1
1713 | 0 | 0 | 1 | 0 | 0 | 1 | 0 | 0 | 1
1714 | 0.019538 | 0 | 1 | 0 | 0 | 1 | 0.019538 | 0 | 1
1715 | 0.19385 | 0.0026441 | 1 | 0 | 0 | 1 | 0.19385 | 0.0026441 | 1
1716 | 0.18604 | 0.018182 | 1 | 0 | 0 | 1 | 0.18604 | 0.018182 | 1
1717 | 0.18404 | 0.020583 | 1 | 0 | 0 | 1 | 0.18404 | 0.020583 | 1
1718 | 0.11539 | 0.025791 | 1 | 0 | 0 | 1 | 0.11539 | 0.025791 | 1
1719 | 0.11605 | 0.014575 | 1 | 0 | 0 | 1 | 0.11605 | 0.014575 | 1
1720 | 0 | 0.0059681 | 1 | 0 | 0 | 1 | 0 | 0.0059681 | 1
1721 | 0 | 0 | 1 | 0 | 0 | 1 | 0 | 0 | 1
1722 | 0 | 0 | 1 | 0 | 1 | 1 | 0 | 0 | 1
1723 | 0 | 0 | 1 | 0 | 1 | 1 | 0 | 0 | 1
1724 | 0 | 0 | 1 | 0 | 1 | 1 | 0 | 0 | 1
1725 | 0 | 0 | 1 | 0 | 1 | 1 | 0 | 0 | 1
1726 | 0 | 0 | 1 | 0 | 0 | 1 | 0 | 0 | 1
1727 | 0 | 0 | 1 | 0 | 0 | 1 | 0 | 0 | 1
1728 | 0 | 0 | 1 | 0 | 0 | 1 | 0 | 0 | 1
1729 | 0 | 0 | 1 | 0 | 0 | 1 | 0 | 0 | 1
1730 | 0 | 0 | 1 | 0 | 0 | 1 | 0 | 0 | 1
1731 | 0 | 0 | 1 | 0 | 0 | 1 | 0 | 0 | 1
1732 | 0 | 0 | 1 | 0 | 0 | 1 | 0 | 0 | 1
1733 | 0 | 0 | 1 | 0 | 0 | 1 | 0 | 0 | 1
1734 | 0 | 0 | 1 | 0 | 0 | 1 | 0 | 0 | 1
1735 | 0 | 0 | 1 | 0 | 0 | 1 | 0 | 0 | 1
1736 | 0 | 0 | 1 | 0 | 0 | 1 | 0 | 0 | 1
1737 | 0 | 0 | 1 | 0 | 0 | 1 | 0 | 0 | 1
1738 | 0.017286 | 0 | 1 | 0 | 0 | 1 | 0.017286 | 0 | 1
1739 | 0.16707 | 0 | 1 | 0 | 0 | 1 | 0.16707 | 0 | 1
1740 | 0.1835 | 0 | 1 | 0 | 0 | 1 | 0.1835 | 0 | 1
1741 | 0.15657 | 0.0099615 | 1 | 0 | 0 | 1 | 0.15657 | 0.0099615 | 1
1742 | 0.053163 | 0.0054831 | 1 | 0 | 0 | 1 | 0.053163 | 0.0054831 | 1
1743 | 0.018271 | 0 | 1 | 0 | 0 | 1 | 0.018271 | 0 | 1
1744 | 0 | 0 | 1 | 0 | 0 | 1 | 0 | 0 | 1
1745 | 0 | 0 | 1 | 0 | 0 | 1 | 0 | 0 | 1
1746 | 0 | 0 | 1 | 0 | 1 | 1 | 0 | 0 | 1
1747 | 0 | 0 | 1 | 0 | 1 | 1 | 0 | 0 | 1
1748 | 0 | 0 | 1 | 0 | 1 | 1 | 0 | 0 | 1
1749 | 0 | 0 | 1 | 0 | 1 | 1 | 0 | 0 | 1
1750 | 0 | 0 | 1 | 0 | 0 | 1 | 0 | 0 | 1
1751 | 0 | 0 | 1 | 0 | 0 | 1 | 0 | 0 | 1
1752 | 0 | 0 | 1 | 0 | 0 | 1 | 0 | 0 | 1
1753 | 0 | 0 | 1 | 0 | 0 | 1 | 0 | 0 | 1
1754 | 0 | 0 | 1 | 0 | 0 | 1 | 0 | 0 | 1
1755 | 0 | 0 | 1 | 0 | 0 | 1 | 0 | 0 | 1
1756 | 0 | 0 | 1 | 0 | 0 | 1 | 0 | 0 | 1
1757 | 0 | 0 | 1 | 0 | 0 | 1 | 0 | 0 | 1
1758 | 0 | 0 | 1 | 0 | 0 | 1 | 0 | 0 | 1
1759 | 0 | 0 | 1 | 0 | 0 | 1 | 0 | 0 | 1
1760 | 0 | 0 | 1 | 0 | 0 | 1 | 0 | 0 | 1
1761 | 0 | 0 | 1 | 0 | 0 | 1 | 0 | 0 | 1
1762 | 0.087543 | 0 | 1 | 0 | 0 | 1 | 0.087543 | 0 | 1
1763 | 0.20739 | 0 | 1 | 0 | 0 | 1 | 0.20739 | 0 | 1
1764 | 0.24256 | 0 | 1 | 0 | 0 | 1 | 0.24256 | 0 | 1
1765 | 0.16523 | 0 | 1 | 0 | 0 | 1 | 0.16523 | 0 | 1
1766 | 0.10512 | 0 | 1 | 0 | 0 | 1 | 0.10512 | 0 | 1
1767 | 0.054268 | 0 | 1 | 0 | 0 | 1 | 0.054268 | 0 | 1
1768 | 0.060634 | 0 | 1 | 0 | 0 | 1 | 0.060634 | 0 | 1
1769 | 0 | 0 | 1 | 0 | 0 | 1 | 0 | 0 | 1
1770 | 0 | 0 | 1 | 0 | 1 | 1 | 0 | 0 | 1
1771 | 0 | 0 | 1 | 0 | 1 | 1 | 0 | 0 | 1
1772 | 0 | 0 | 1 | 0 | 1 | 1 | 0 | 0 | 1
1773 | 0 | 0 | 1 | 0 | 1 | 1 | 0 | 0 | 1
1774 | 0 | 0 | 1 | 0 | 0 | 1 | 0 | 0 | 1
1775 | 0 | 0 | 1 | 0 | 0 | 1 | 0 | 0 | 1
1776 | 0 | 0 | 1 | 0 | 0 | 1 | 0 | 0 | 1
1777 | 0 | 0 | 1 | 0 | 0 | 1 | 0 | 0 | 1
1778 | 0 | 0 | 1 | 0 | 0 | 1 | 0 | 0 | 1
1779 | 0 | 0 | 1 | 0 | 0 | 1 | 0 | 0 | 1
1780 | 0 | 0 | 1 | 0 | 0 | 1 | 0 | 0 | 1
1781 | 0 | 0 | 1 | 0 | 0 | 1 | 0 | 0 | 1
1782 | 0 | 0 | 1 | 0 | 0 | 1 | 0 | 0 | 1
1783 | 0 | 0 | 1 | 0 | 0 | 1 | 0 | 0 | 1
1784 | 0 | 0 | 1 | 0 | 0 | 1 | 0 | 0 | 1
1785 | 0 | 0 | 1 | 0 | 0 | 1 | 0 | 0 | 1
1786 | 0.13151 | 0 | 1 | 0 | 0 | 1 | 0.13151 | 0 | 1
1787 | 0.23951 | 0 | 1 | 0 | 0 | 1 | 0.23951 | 0 | 1
1788 | 0.27099 | 0 | 1 | 0 | 0 | 1 | 0.27099 | 0 | 1
1789 | 0.20752 | 0 | 1 | 0 | 0 | 1 | 0.20752 | 0 | 1
1790 | 0.18717 | 0 | 1 | 0 | 0 | 1 | 0.18717 | 0 | 1
1791 | 0.10562 | 0 | 1 | 0 | 0 | 1 | 0.10562 | 0 | 1
1792 | 0.13484 | 0 | 1 | 0 | 0 | 1 | 0.13484 | 0 | 1
1793 | 0.0065533 | 0 | 1 | 0 | 0 | 1 | 0.0065533 | 0 | 1
1794 | 0 | 0 | 1 | 0 | 1 | 1 | 0 | 0 | 1
1795 | 0 | 0 | 1 | 0 | 1 | 1 | 0 | 0 | 1
1796 | 0 | 0 | 1 | 0 | 1 | 1 | 0 | 0 | 1
1797 | 0 | 0 | 1 | 0 | 1 | 1 | 0 | 0 | 1
1798 | 0 | 0 | 1 | 0 | 0 | 1 | 0 | 0 | 1
1799 | 0 | 0 | 1 | 0 | 0 | 1 | 0 | 0 | 1
1800 | 0 | 0 | 1 | 0 | 0 | 1 | 0 | 0 | 1
1801 | 0 | 0 | 1 | 0 | 0 | 1 | 0 | 0 | 1
1802 | 0 | 0 | 1 | 0 | 0 | 1 | 0 | 0 | 1
1803 | 0 | 0 | 1 | 0 | 0 | 1 | 0 | 0 | 1
1804 | 0 | 0 | 1 | 0 | 0 | 1 | 0 | 0 | 1
1805 | 0 | 0 | 1 | 0 | 0 | 1 | 0 | 0 | 1
1806 | 0 | 0 | 1 | 0 | 0 | 1 | 0 | 0 | 1
1807 | 0 | 0 | 1 | 0 | 0 | 1 | 0 | 0 | 1
1808 | 0 | 0 | 1 | 0 | 0 | 1 | 0 | 0 | 1
1809 | 0.041555 | 0 | 1 | 0 | 0 | 1 | 0.041555 | 0 | 1
1810 | 0.14982 | 0 | 1 | 0 | 0 | 1 | 0.14982 | 0 | 1
1811 | 0.21997 | 0 | 1 | 0 | 0 | 1 | 0.21997 | 0 | 1
1812 | 0.24481 | 0 | 1 | 0 | 0 | 1 | 0.24481 | 0 | 1
1813 | 0.15872 | 0 | 1 | 0 | 0 | 1 | 0.15872 | 0 | 1
1814 | 0.20049 | 0 | 1 | 0 | 0 | 1 | 0.20049 | 0 | 1
1815 | 0.16168 | 0 | 1 | 0 | 0 | 1 | 0.16168 | 0 | 1
1816 | 0.11832 | 0 | 1 | 0 | 0 | 1 | 0.11832 | 0 | 1
1817 | 0.013722 | 0 | 1 | 0 | 0 | 1 | 0.013722 | 0 | 1
1818 | 0 | 0 | 1 | 0 | 1 | 1 | 0 | 0 | 1
1819 | 0 | 0 | 1 | 0 | 1 | 1 | 0 | 0 | 1
1820 | 0 | 0 | 1 | 0 | 1 | 1 | 0 | 0 | 1
1821 | 0 | 0 | 1 | 0 | 1 | 1 | 0 | 0 | 1
1822 | 0 | 0 | 1 | 0 | 0 | 1 | 0 | 0 | 1
1823 | 0 | 0 | 1 | 0 | 0 | 1 | 0 | 0 | 1
1824 | 0 | 0 | 1 | 0 | 0 | 1 | 0 | 0 | 1
1825 | 0 | 0 | 0.86504 | 0 | 0 | 1 | 0 | 0 | 1
1826 | 0 | 0 | 0.86504 | 0 | 0 | 1 | 0 | 0 | 1
1827 | 0 | 0 | 0.86504 | 0 | 0 | 1 | 0 | 0 | 1
1828 | 0 | 0 | 0.86504 | 0 | 0 | 1 | 0 | 0 | 1
1829 | 0 | 0 | 0.86504 | 0 | 0 | 1 | 0 | 0 | 1
1830 | 0 | 0 | 0.86504 | 0 | 0 | 1 | 0 | 0 | 1
1831 | 0 | 0 | 0.86504 | 0 | 0 | 1 | 0 | 0 | 1
1832 | 0 | 0 | 0.86504 | 0 | 0 | 1 | 0 | 0 | 1
1833 | 0 | 0 | 0.86504 | 0 | 0 | 1 | 0 | 0 | 1
1834 | 0.088008 | 0 | 0.86504 | 0 | 0 | 1 | 0.088008 | 0 | 1
1835 | 0.1585 | 0.0035263 | 0.86504 | 0 | 0 | 1 | 0.1585 | 0.0035263 | 1
1836 | 0.16271 | 0.014134 | 0.86504 | 0 | 0 | 1 | 0.16271 | 0.014134 | 1
1837 | 0.14939 | 0.015579 | 0.86504 | 0 | 0 | 1 | 0.14939 | 0.015579 | 1
1838 | 0.16445 | 0.019133 | 0.86504 | 0 | 0 | 1 | 0.16445 | 0.019133 | 1
1839 | 0.13826 | 0.022862 | 0.86504 | 0 | 0 | 1 | 0.13826 | 0.022862 | 1
1840 | 0.088019 | 0.029742 | 0.86504 | 0 | 0 | 1 | 0.088019 | 0.029742 | 1
1841 | 0.01119 | 0.011596 | 0.86504 | 0 | 0 | 1 | 0.01119 | 0.011596 | 1
1842 | 0 | 0.0018619 | 0.86504 | 0 | 1 | 1 | 0 | 0.0018619 | 1
1843 | 0 | 0 | 0.86504 | 0 | 1 | 1 | 0 | 0 | 1
1844 | 0 | 0 | 0.86504 | 0 | 1 | 1 | 0 | 0 | 1
1845 | 0 | 0 | 0.86504 | 0 | 1 | 1 | 0 | 0 | 1
1846 | 0 | 0 | 0.86504 | 0 | 0 | 1 | 0 | 0 | 1
1847 | 0 | 0 | 0.86504 | 0 | 0 | 1 | 0 | 0 | 1
1848 | 0 | 0 | 0.86504 | 0 | 0 | 1 | 0 | 0 | 1
1849 | 0 | 0 | 0.86504 | 0 | 0 | 1 | 0 | 0 | 1
1850 | 0 | 0 | 0.86504 | 0 | 0 | 1 | 0 | 0 | 1
1851 | 0 | 0 | 0.86504 | 0 | 0 | 1 | 0 | 0 | 1
1852 | 0 | 0 | 0.86504 | 0 | 0 | 1 | 0 | 0 | 1
1853 | 0 | 0 | 0.86504 | 0 | 0 | 1 | 0 | 0 | 1
1854 | 0 | 0 | 0.86504 | 0 | 0 | 1 | 0 | 0 | 1
1855 | 0 | 0 | 0.86504 | 0 | 0 | 1 | 0 | 0 | 1
1856 | 0 | 0.031447 | 0.86504 | 0 | 0 | 1 | 0 | 0.031447 | 1
1857 | 0.0026158 | 0.020174 | 0.86504 | 0 | 0 | 1 | 0.0026158 | 0.020174 | 1
1858 | 0.12068 | 0.028547 | 0.86504 | 0 | 0 | 1 | 0.12068 | 0.028547 | 1
1859 | 0.1578 | 0.053288 | 0.86504 | 0 | 0 | 1 | 0.1578 | 0.053288 | 1
1860 | 0.16018 | 0.07567 | 0.86504 | 0 | 0 | 1 | 0.16018 | 0.07567 | 1
1861 | 0.14945 | 0.080214 | 0.86504 | 0 | 0 | 1 | 0.14945 | 0.080214 | 1
1862 | 0.11682 | 0.08704 | 0.86504 | 0 | 0 | 1 | 0.11682 | 0.08704 | 1
1863 | 0.065561 | 0.090101 | 0.86504 | 0 | 0 | 1 | 0.065561 | 0.090101 | 1
1864 | 0 | 0.089636 | 0.86504 | 0 | 0 | 1 | 0 | 0.089636 | 1
1865 | 0 | 0.082407 | 0.86504 | 0 | 0 | 1 | 0 | 0.082407 | 1
1866 | 0 | 0.066642 | 0.86504 | 0 | 1 | 1 | 0 | 0.066642 | 1
1867 | 0 | 0.032722 | 0.86504 | 0 | 1 | 1 | 0 | 0.032722 | 1
1868 | 0 | 0.036427 | 0.86504 | 0 | 1 | 1 | 0 | 0.036427 | 1
1869 | 0 | 0.059056 | 0.86504 | 0 | 1 | 1 | 0 | 0.059056 | 1
1870 | 0 | 0.065862 | 0.86504 | 0 | 0 | 1 | 0 | 0.065862 | 1
1871 | 0 | 0.059082 | 0.86504 | 0 | 0 | 1 | 0 | 0.059082 | 1
1872 | 0 | 0.05317 | 0.86504 | 0 | 0 | 1 | 0 | 0.05317 | 1
1873 | 0 | 0 | 0.86504 | 0 | 0 | 1 | 0 | 0 | 1
1874 | 0 | 0.035931 | 0.86504 | 0 | 0 | 1 | 0 | 0.035931 | 1
1875 | 0 | 0.024982 | 0.86504 | 0 | 0 | 1 | 0 | 0.024982 | 1
1876 | 0 | 0.040735 | 0.86504 | 0 | 0 | 1 | 0 | 0.040735 | 1
1877 | 0 | 0.03893 | 0.86504 | 0 | 0 | 1 | 0 | 0.03893 | 1
1878 | 0 | 0.04205 | 0.86504 | 0 | 0 | 1 | 0 | 0.04205 | 1
1879 | 0 | 0.016658 | 0.86504 | 0 | 0 | 1 | 0 | 0.016658 | 1
1880 | 0 | 0.059809 | 0.86504 | 0 | 0 | 1 | 0 | 0.059809 | 1
1881 | 0 | 0.058426 | 0.86504 | 0 | 0 | 1 | 0 | 0.058426 | 1
1882 | 0.18908 | 0.074458 | 0.86504 | 0 | 0 | 1 | 0.18908 | 0.074458 | 1
1883 | 0.17743 | 0.11079 | 0.86504 | 0 | 0 | 1 | 0.17743 | 0.11079 | 1
1884 | 0.1982 | 0.12317 | 0.86504 | 0 | 0 | 1 | 0.1982 | 0.12317 | 1
1885 | 0.20561 | 0.1209 | 0.86504 | 0 | 0 | 1 | 0.20561 | 0.1209 | 1
1886 | 0.14694 | 0.1244 | 0.86504 | 0 | 0 | 1 | 0.14694 | 0.1244 | 1
1887 | 0.080351 | 0.12422 | 0.86504 | 0 | 0 | 1 | 0.080351 | 0.12422 | 1
1888 | 0 | 0.12805 | 0.86504 | 0 | 0 | 1 | 0 | 0.12805 | 1
1889 | 0 | 0.13704 | 0.86504 | 0 | 0 | 1 | 0 | 0.13704 | 1
1890 | 0 | 0.13078 | 0.86504 | 0 | 1 | 1 | 0 | 0.13078 | 1
1891 | 0 | 0.096904 | 0.86504 | 0 | 1 | 1 | 0 | 0.096904 | 1
1892 | 0 | 0.089298 | 0.86504 | 0 | 1 | 1 | 0 | 0.089298 | 1
1893 | 0 | 0.1057 | 0.86504 | 0 | 1 | 1 | 0 | 0.1057 | 1
1894 | 0 | 0.11096 | 0.86504 | 0 | 0 | 1 | 0 | 0.11096 | 1
1895 | 0 | 0.09402 | 0.86504 | 0 | 0 | 1 | 0 | 0.09402 | 1
1896 | 0 | 0.086353 | 0.86504 | 0 | 0 | 1 | 0 | 0.086353 | 1
1897 | 0 | 0.053449 | 0.86504 | 0 | 0 | 1 | 0 | 0.053449 | 1
1898 | 0 | 0.066637 | 0.86504 | 0 | 0 | 1 | 0 | 0.066637 | 1
1899 | 0 | 0.048101 | 0.86504 | 0 | 0 | 1 | 0 | 0.048101 | 1
1900 | 0 | 0.047638 | 0.86504 | 0 | 0 | 1 | 0 | 0.047638 | 1
1901 | 0 | 0.055186 | 0.86504 | 0 | 0 | 1 | 0 | 0.055186 | 1
1902 | 0 | 0.059939 | 0.86504 | 0 | 0 | 1 | 0 | 0.059939 | 1
1903 | 0 | 0.021835 | 0.86504 | 0 | 0 | 1 | 0 | 0.021835 | 1
1904 | 0 | 0.048658 | 0.86504 | 0 | 0 | 1 | 0 | 0.048658 | 1
1905 | 0 | 0.041374 | 0.86504 | 0 | 0 | 1 | 0 | 0.041374 | 1
1906 | 0.077417 | 0.051205 | 0.86504 | 0 | 0 | 1 | 0.077417 | 0.051205 | 1
1907 | 0.086422 | 0.084334 | 0.86504 | 0 | 0 | 1 | 0.086422 | 0.084334 | 1
1908 | 0.1436 | 0.098168 | 0.86504 | 0 | 0 | 1 | 0.1436 | 0.098168 | 1
1909 | 0.14894 | 0.096976 | 0.86504 | 0 | 0 | 1 | 0.14894 | 0.096976 | 1
1910 | 0.037627 | 0.10878 | 0.86504 | 0 | 0 | 1 | 0.037627 | 0.10878 | 1
1911 | 0 | 0.099604 | 0.86504 | 0 | 0 | 1 | 0 | 0.099604 | 1
1912 | 0 | 0.065589 | 0.86504 | 0 | 0 | 1 | 0 | 0.065589 | 1
1913 | 0 | 0.066233 | 0.86504 | 0 | 0 | 1 | 0 | 0.066233 | 1
1914 | 0 | 0.065701 | 0.86504 | 0 | 1 | 1 | 0 | 0.065701 | 1
1915 | 0 | 0.046117 | 0.86504 | 0 | 1 | 1 | 0 | 0.046117 | 1
1916 | 0 | 0.040344 | 0.86504 | 0 | 1 | 1 | 0 | 0.040344 | 1
1917 | 0 | 0.051429 | 0.86504 | 0 | 1 | 1 | 0 | 0.051429 | 1
1918 | 0 | 0.051172 | 0.86504 | 0 | 0 | 1 | 0 | 0.051172 | 1
1919 | 0 | 0.056379 | 0.86504 | 0 | 0 | 1 | 0 | 0.056379 | 1
1920 | 0 | 0.050928 | 0.86504 | 0 | 0 | 1 | 0 | 0.050928 | 1
1921 | 0 | 0.066178 | 0.86504 | 0 | 0 | 1 | 0 | 0.066178 | 1
1922 | 0 | 0.047454 | 0.86504 | 0 | 0 | 1 | 0 | 0.047454 | 1
1923 | 0 | 0.031082 | 0.86504 | 0 | 0 | 1 | 0 | 0.031082 | 1
1924 | 0 | 0.027435 | 0.86504 | 0 | 0 | 1 | 0 | 0.027435 | 1
1925 | 0 | 0.028207 | 0.86504 | 0 | 0 | 1 | 0 | 0.028207 | 1
1926 | 0 | 0.013436 | 0.86504 | 0 | 0 | 1 | 0 | 0.013436 | 1
1927 | 0 | 0 | 0.86504 | 0 | 0 | 1 | 0 | 0 | 1
1928 | 0 | 0 | 0.86504 | 0 | 0 | 1 | 0 | 0 | 1
1929 | 0 | 0 | 0.86504 | 0 | 0 | 1 | 0 | 0 | 1
1930 | 0.052292 | 0.0083556 | 0.86504 | 0 | 0 | 1 | 0.052292 | 0.0083556 | 1
1931 | 0.090446 | 0.044027 | 0.86504 | 0 | 0 | 1 | 0.090446 | 0.044027 | 1
1932 | 0.17015 | 0.046211 | 0.86504 | 0 | 0 | 1 | 0.17015 | 0.046211 | 1
1933 | 0.15082 | 0.049788 | 0.86504 | 0 | 0 | 1 | 0.15082 | 0.049788 | 1
1934 | 0.068405 | 0.071764 | 0.86504 | 0 | 0 | 1 | 0.068405 | 0.071764 | 1
1935 | 0 | 0.072487 | 0.86504 | 0 | 0 | 1 | 0 | 0.072487 | 1
1936 | 0 | 0.049367 | 0.86504 | 0 | 0 | 1 | 0 | 0.049367 | 1
1937 | 0 | 0.034807 | 0.86504 | 0 | 0 | 1 | 0 | 0.034807 | 1
1938 | 0 | 0.029005 | 0.86504 | 0 | 1 | 1 | 0 | 0.029005 | 1
1939 | 0 | 0.012064 | 0.86504 | 0 | 1 | 1 | 0 | 0.012064 | 1
1940 | 0 | 0.0023563 | 0.86504 | 0 | 1 | 1 | 0 | 0.0023563 | 1
1941 | 0 | 0.0023781 | 0.86504 | 0 | 1 | 1 | 0 | 0.0023781 | 1
1942 | 0 | 0.0041934 | 0.86504 | 0 | 0 | 1 | 0 | 0.0041934 | 1
1943 | 0 | 0.0056166 | 0.86504 | 0 | 0 | 1 | 0 | 0.0056166 | 1
1944 | 0 | 0 | 0.86504 | 0 | 0 | 1 | 0 | 0 | 1
1945 | 0 | 0.047508 | 0.86504 | 0 | 0 | 1 | 0 | 0.047508 | 1
1946 | 0 | 0 | 0.86504 | 0 | 0 | 1 | 0 | 0 | 1
1947 | 0 | 0 | 0.86504 | 0 | 0 | 1 | 0 | 0 | 1
1948 | 0 | 0 | 0.86504 | 0 | 0 | 1 | 0 | 0 | 1
1949 | 0 | 0 | 0.86504 | 0 | 0 | 1 | 0 | 0 | 1
1950 | 0 | 0 | 0.86504 | 0 | 0 | 1 | 0 | 0 | 1
1951 | 0 | 0 | 0.86504 | 0 | 0 | 1 | 0 | 0 | 1
1952 | 0 | 0 | 0.86504 | 0 | 0 | 1 | 0 | 0 | 1
1953 | 0 | 0 | 0.86504 | 0 | 0 | 1 | 0 | 0 | 1
1954 | 0 | 0 | 0.86504 | 0 | 0 | 1 | 0 | 0 | 1
1955 | 0 | 0 | 0.86504 | 0 | 0 | 1 | 0 | 0 | 1
1956 | 0 | 0.0034165 | 0.86504 | 0 | 0 | 1 | 0 | 0.0034165 | 1
1957 | 0 | 0.019466 | 0.86504 | 0 | 0 | 1 | 0 | 0.019466 | 1
1958 | 0 | 0.041158 | 0.86504 | 0 | 0 | 1 | 0 | 0.041158 | 1
1959 | 0 | 0.040777 | 0.86504 | 0 | 0 | 1 | 0 | 0.040777 | 1
1960 | 0 | 0.020064 | 0.86504 | 0 | 0 | 1 | 0 | 0.020064 | 1
1961 | 0 | 0.01793 | 0.86504 | 0 | 0 | 1 | 0 | 0.01793 | 1
1962 | 0 | 0 | 0.86504 | 0 | 1 | 1 | 0 | 0 | 1
1963 | 0 | 0 | 0.86504 | 0 | 1 | 1 | 0 | 0 | 1
1964 | 0 | 0 | 0.86504 | 0 | 1 | 1 | 0 | 0 | 1
1965 | 0 | 0 | 0.86504 | 0 | 1 | 1 | 0 | 0 | 1
1966 | 0 | 0 | 0.86504 | 0 | 0 | 1 | 0 | 0 | 1
1967 | 0 | 0 | 0.86504 | 0 | 0 | 1 | 0 | 0 | 1
1968 | 0 | 0 | 0.86504 | 0 | 0 | 1 | 0 | 0 | 1
1969 | 0 | 0 | 0.86504 | 0 | 0 | 1 | 0 | 0 | 1
1970 | 0 | 0 | 0.86504 | 0 | 0 | 1 | 0 | 0 | 1
1971 | 0 | 0 | 0.86504 | 0 | 0 | 1 | 0 | 0 | 1
1972 | 0 | 0 | 0.86504 | 0 | 0 | 1 | 0 | 0 | 1
1973 | 0 | 0 | 0.86504 | 0 | 0 | 1 | 0 | 0 | 1
1974 | 0 | 0 | 0.86504 | 0 | 0 | 1 | 0 | 0 | 1
1975 | 0 | 0 | 0.86504 | 0 | 0 | 1 | 0 | 0 | 1
1976 | 0 | 0 | 0.86504 | 0 | 0 | 1 | 0 | 0 | 1
1977 | 0 | 0 | 0.86504 | 0 | 0 | 1 | 0 | 0 | 1
1978 | 0 | 0 | 0.86504 | 0 | 0 | 1 | 0 | 0 | 1
1979 | 0 | 0.0013072 | 0.86504 | 0 | 0 | 1 | 0 | 0.0013072 | 1
1980 | 0 | 0.0042982 | 0.86504 | 0 | 0 | 1 | 0 | 0.0042982 | 1
1981 | 0 | 0.023865 | 0.86504 | 0 | 0 | 1 | 0 | 0.023865 | 1
1982 | 0.069461 | 0.029482 | 0.86504 | 0 | 0 | 1 | 0.069461 | 0.029482 | 1
1983 | 0.077819 | 0.030268 | 0.86504 | 0 | 0 | 1 | 0.077819 | 0.030268 | 1
1984 | 0.0026582 | 0.025609 | 0.86504 | 0 | 0 | 1 | 0.0026582 | 0.025609 | 1
1985 | 0 | 0.020535 | 0.86504 | 0 | 0 | 1 | 0 | 0.020535 | 1
1986 | 0 | 0 | 0.86504 | 0 | 1 | 1 | 0 | 0 | 1
1987 | 0 | 0 | 0.86504 | 0 | 1 | 1 | 0 | 0 | 1
1988 | 0 | 0 | 0.86504 | 0 | 1 | 1 | 0 | 0 | 1
1989 | 0 | 0 | 0.86504 | 0 | 1 | 1 | 0 | 0 | 1
1990 | 0 | 0 | 0.86504 | 0 | 0 | 1 | 0 | 0 | 1
1991 | 0 | 0 | 0.86504 | 0 | 0 | 1 | 0 | 0 | 1
1992 | 0 | 0 | 0.86504 | 0 | 0 | 1 | 0 | 0 | 1
1993 | 0 | 0 | 0.86504 | 0 | 0 | 1 | 0 | 0 | 1
1994 | 0 | 0 | 0.86504 | 0 | 0 | 1 | 0 | 0 | 1
1995 | 0 | 0 | 0.86504 | 0 | 0 | 1 | 0 | 0 | 1
1996 | 0 | 0 | 0.86504 | 0 | 0 | 1 | 0 | 0 | 1
1997 | 0 | 0 | 0.86504 | 0 | 0 | 1 | 0 | 0 | 1
1998 | 0 | 0 | 0.86504 | 0 | 0 | 1 | 0 | 0 | 1
1999 | 0 | 0 | 0.86504 | 0 | 0 | 1 | 0 | 0 | 1
2000 | 0 | 0 | 0.86504 | 0 | 0 | 1 | 0 | 0 | 1
2001 | 0 | 0 | 0.86504 | 0 | 0 | 1 | 0 | 0 | 1
2002 | 0.021027 | 0 | 0.86504 | 0 | 0 | 1 | 0.021027 | 0 | 1
2003 | 0 | 0 | 0.86504 | 0 | 0 | 1 | 0 | 0 | 1
2004 | 0 | 0 | 0.86504 | 0 | 0 | 1 | 0 | 0 | 1
2005 | 0.027385 | 0.014803 | 0.86504 | 0 | 0 | 1 | 0.027385 | 0.014803 | 1
2006 | 0.12082 | 0.01725 | 0.86504 | 0 | 0 | 1 | 0.12082 | 0.01725 | 1
2007 | 0.21628 | 0.017672 | 0.86504 | 0 | 0 | 1 | 0.21628 | 0.017672 | 1
2008 | 0.11857 | 0.0089626 | 0.86504 | 0 | 0 | 1 | 0.11857 | 0.0089626 | 1
2009 | 0.021566 | 0.011891 | 0.86504 | 0 | 0 | 1 | 0.021566 | 0.011891 | 1
2010 | 0 | 0 | 0.86504 | 0 | 1 | 1 | 0 | 0 | 1
2011 | 0 | 0 | 0.86504 | 0 | 1 | 1 | 0 | 0 | 1
2012 | 0 | 0 | 0.86504 | 0 | 1 | 1 | 0 | 0 | 1
2013 | 0 | 0 | 0.86504 | 0 | 1 | 1 | 0 | 0 | 1
2014 | 0 | 0 | 0.86504 | 0 | 0 | 1 | 0 | 0 | 1
2015 | 0 | 0 | 0.86504 | 0 | 0 | 1 | 0 | 0 | 1
2016 | 0 | 0 | 0.86504 | 0 | 0 | 1 | 0 | 0 | 1
2017 | 0 | 0 | 0.86504 | 0 | 0 | 1 | 0 | 0 | 1
2018 | 0 | 0 | 0.86504 | 0 | 0 | 1 | 0 | 0 | 1
2019 | 0 | 0 | 0.86504 | 0 | 0 | 1 | 0 | 0 | 1
2020 | 0 | 0 | 0.86504 | 0 | 0 | 1 | 0 | 0 | 1
2021 | 0 | 0 | 0.86504 | 0 | 0 | 1 | 0 | 0 | 1
2022 | 0 | 0 | 0.86504 | 0 | 0 | 1 | 0 | 0 | 1
2023 | 0 | 0 | 0.86504 | 0 | 0 | 1 | 0 | 0 | 1
2024 | 0.0069058 | 0 | 0.86504 | 0 | 0 | 1 | 0.0069058 | 0 | 1
2025 | 0.14278 | 0 | 0.86504 | 0 | 0 | 1 | 0.14278 | 0 | 1
2026 | 0.27231 | 0 | 0.86504 | 0 | 0 | 1 | 0.27231 | 0 | 1
2027 | 0.23206 | 0 | 0.86504 | 0 | 0 | 1 | 0.23206 | 0 | 1
2028 | 0.21794 | 0.0016459 | 0.86504 | 0 | 0 | 1 | 0.21794 | 0.0016459 | 1
2029 | 0.25067 | 0.04835 | 0.86504 | 0 | 0 | 1 | 0.25067 | 0.04835 | 1
2030 | 0.31032 | 0.047333 | 0.86504 | 0 | 0 | 1 | 0.31032 | 0.047333 | 1
2031 | 0.31842 | 0.047804 | 0.86504 | 0 | 0 | 1 | 0.31842 | 0.047804 | 1
2032 | 0.22016 | 0.03035 | 0.86504 | 0 | 0 | 1 | 0.22016 | 0.03035 | 1
2033 | 0.090995 | 0.026866 | 0.86504 | 0 | 0 | 1 | 0.090995 | 0.026866 | 1
2034 | 0 | 0.018006 | 0.86504 | 0 | 1 | 1 | 0 | 0.018006 | 1
2035 | 0 | 0 | 0.86504 | 0 | 1 | 1 | 0 | 0 | 1
2036 | 0 | 0 | 0.86504 | 0 | 1 | 1 | 0 | 0 | 1
2037 | 0 | 0 | 0.86504 | 0 | 1 | 1 | 0 | 0 | 1
2038 | 0 | 0 | 0.86504 | 0 | 0 | 1 | 0 | 0 | 1
2039 | 0 | 0 | 0.86504 | 0 | 0 | 1 | 0 | 0 | 1
2040 | 0 | 0 | 0.86504 | 0 | 0 | 1 | 0 | 0 | 1
2041 | 0 | 0 | 0.86504 | 0 | 0 | 1 | 0 | 0 | 1
2042 | 0 | 0 | 0.86504 | 0 | 0 | 1 | 0 | 0 | 1
2043 | 0 | 0 | 0.86504 | 0 | 0 | 1 | 0 | 0 | 1
2044 | 0 | 0 | 0.86504 | 0 | 0 | 1 | 0 | 0 | 1
2045 | 0 | 0 | 0.86504 | 0 | 0 | 1 | 0 | 0 | 1
2046 | 0 | 0 | 0.86504 | 0 | 0 | 1 | 0 | 0 | 1
2047 | 0 | 0 | 0.86504 | 0 | 0 | 1 | 0 | 0 | 1
2048 | 0 | 0 | 0.86504 | 0 | 0 | 1 | 0 | 0 | 1
2049 | 0.11812 | 0 | 0.86504 | 0 | 0 | 1 | 0.11812 | 0 | 1
2050 | 0.246 | 0 | 0.86504 | 0 | 0 | 1 | 0.246 | 0 | 1
2051 | 0.2535 | 0 | 0.86504 | 0 | 0 | 1 | 0.2535 | 0 | 1
2052 | 0.27254 | 0 | 0.86504 | 0 | 0 | 1 | 0.27254 | 0 | 1
2053 | 0.33406 | 0.0080169 | 0.86504 | 0 | 0 | 1 | 0.33406 | 0.0080169 | 1
2054 | 0.40183 | 0.0086797 | 0.86504 | 0 | 0 | 1 | 0.40183 | 0.0086797 | 1
2055 | 0.40389 | 0.011463 | 0.86504 | 0 | 0 | 1 | 0.40389 | 0.011463 | 1
2056 | 0.25446 | 0.0012118 | 0.86504 | 0 | 0 | 1 | 0.25446 | 0.0012118 | 1
2057 | 0.0983 | 0 | 0.86504 | 0 | 0 | 1 | 0.0983 | 0 | 1
2058 | 0 | 0 | 0.86504 | 0 | 1 | 1 | 0 | 0 | 1
2059 | 0 | 0 | 0.86504 | 0 | 1 | 1 | 0 | 0 | 1
2060 | 0 | 0 | 0.86504 | 0 | 1 | 1 | 0 | 0 | 1
2061 | 0 | 0 | 0.86504 | 0 | 1 | 1 | 0 | 0 | 1
2062 | 0 | 0 | 0.86504 | 0 | 0 | 1 | 0 | 0 | 1
2063 | 0 | 0 | 0.86504 | 0 | 0 | 1 | 0 | 0 | 1
2064 | 0 | 0 | 0.86504 | 0 | 0 | 1 | 0 | 0 | 1
2065 | 0 | 0 | 0.86504 | 0 | 0 | 1 | 0 | 0 | 1
2066 | 0 | 0 | 0.86504 | 0 | 0 | 1 | 0 | 0 | 1
2067 | 0 | 0 | 0.86504 | 0 | 0 | 1 | 0 | 0 | 1
2068 | 0 | 0 | 0.86504 | 0 | 0 | 1 | 0 | 0 | 1
2069 | 0 | 0 | 0.86504 | 0 | 0 | 1 | 0 | 0 | 1
2070 | 0 | 0 | 0.86504 | 0 | 0 | 1 | 0 | 0 | 1
2071 | 0 | 0 | 0.86504 | 0 | 0 | 1 | 0 | 0 | 1
2072 | 0 | 0 | 0.86504 | 0 | 0 | 1 | 0 | 0 | 1
2073 | 0.048369 | 0 | 0.86504 | 0 | 0 | 1 | 0.048369 | 0 | 1
2074 | 0.19815 | 0 | 0.86504 | 0 | 0 | 1 | 0.19815 | 0 | 1
2075 | 0.26377 | 0 | 0.86504 | 0 | 0 | 1 | 0.26377 | 0 | 1
2076 | 0.24942 | 0 | 0.86504 | 0 | 0 | 1 | 0.24942 | 0 | 1
2077 | 0.33593 | 0.020867 | 0.86504 | 0 | 0 | 1 | 0.33593 | 0.020867 | 1
2078 | 0.39712 | 0.018773 | 0.86504 | 0 | 0 | 1 | 0.39712 | 0.018773 | 1
2079 | 0.33129 | 0.015241 | 0.86504 | 0 | 0 | 1 | 0.33129 | 0.015241 | 1
2080 | 0.1677 | 0.012102 | 0.86504 | 0 | 0 | 1 | 0.1677 | 0.012102 | 1
2081 | 0.051373 | 0 | 0.86504 | 0 | 0 | 1 | 0.051373 | 0 | 1
2082 | 0 | 0 | 0.86504 | 0 | 1 | 1 | 0 | 0 | 1
2083 | 0 | 0 | 0.86504 | 0 | 1 | 1 | 0 | 0 | 1
2084 | 0 | 0 | 0.86504 | 0 | 1 | 1 | 0 | 0 | 1
2085 | 0 | 0 | 0.86504 | 0 | 1 | 1 | 0 | 0 | 1
2086 | 0 | 0 | 0.86504 | 0 | 0 | 1 | 0 | 0 | 1
2087 | 0 | 0 | 0.86504 | 0 | 0 | 1 | 0 | 0 | 1
2088 | 0 | 0 | 0.86504 | 0 | 0 | 1 | 0 | 0 | 1
2089 | 0 | 0 | 0.86504 | 0 | 0 | 1 | 0 | 0 | 1
2090 | 0 | 0 | 0.86504 | 0 | 0 | 1 | 0 | 0 | 1
2091 | 0 | 0 | 0.86504 | 0 | 0 | 1 | 0 | 0 | 1
2092 | 0 | 0 | 0.86504 | 0 | 0 | 1 | 0 | 0 | 1
2093 | 0 | 0 | 0.86504 | 0 | 0 | 1 | 0 | 0 | 1
2094 | 0 | 0 | 0.86504 | 0 | 0 | 1 | 0 | 0 | 1
2095 | 0 | 0 | 0.86504 | 0 | 0 | 1 | 0 | 0 | 1
2096 | 0 | 0 | 0.86504 | 0 | 0 | 1 | 0 | 0 | 1
2097 | 0.057534 | 0 | 0.86504 | 0 | 0 | 1 | 0.057534 | 0 | 1
2098 | 0.19905 | 0 | 0.86504 | 0 | 0 | 1 | 0.19905 | 0 | 1
2099 | 0.31201 | 9.7251e-05 | 0.86504 | 0 | 0 | 1 | 0.31201 | 9.7251e-05 | 1
2100 | 0.30626 | 0.017011 | 0.86504 | 0 | 0 | 1 | 0.30626 | 0.017011 | 1
2101 | 0.35662 | 0.028939 | 0.86504 | 0 | 0 | 1 | 0.35662 | 0.028939 | 1
2102 | 0.40895 | 0.030374 | 0.86504 | 0 | 0 | 1 | 0.40895 | 0.030374 | 1
2103 | 0.35521 | 0.022956 | 0.86504 | 0 | 0 | 1 | 0.35521 | 0.022956 | 1
2104 | 0.18546 | 0.020475 | 0.86504 | 0 | 0 | 1 | 0.18546 | 0.020475 | 1
2105 | 0.060056 | 0.0042597 | 0.86504 | 0 | 0 | 1 | 0.060056 | 0.0042597 | 1
2106 | 0 | 0 | 0.86504 | 0 | 1 | 1 | 0 | 0 | 1
2107 | 0 | 0 | 0.86504 | 0 | 1 | 1 | 0 | 0 | 1
2108 | 0 | 0 | 0.86504 | 0 | 1 | 1 | 0 | 0 | 1
2109 | 0 | 0 | 0.86504 | 0 | 1 | 1 | 0 | 0 | 1
2110 | 0 | 0 | 0.86504 | 0 | 0 | 1 | 0 | 0 | 1
2111 | 0 | 0 | 0.86504 | 0 | 0 | 1 | 0 | 0 | 1
2112 | 0 | 0 | 0.86504 | 0 | 0 | 1 | 0 | 0 | 1
2113 | 0 | 0 | 0.86504 | 0 | 0 | 1 | 0 | 0 | 1
2114 | 0 | 0 | 0.86504 | 0 | 0 | 1 | 0 | 0 | 1
2115 | 0 | 0 | 0.86504 | 0 | 0 | 1 | 0 | 0 | 1
2116 | 0 | 0 | 0.86504 | 0 | 0 | 1 | 0 | 0 | 1
2117 | 0 | 0 | 0.86504 | 0 | 0 | 1 | 0 | 0 | 1
2118 | 0 | 0 | 0.86504 | 0 | 0 | 1 | 0 | 0 | 1
2119 | 0 | 0 | 0.86504 | 0 | 0 | 1 | 0 | 0 | 1
2120 | 0 | 0 | 0.86504 | 0 | 0 | 1 | 0 | 0 | 1
2121 | 0.083148 | 0 | 0.86504 | 0 | 0 | 1 | 0.083148 | 0 | 1
2122 | 0.19343 | 0 | 0.86504 | 0 | 0 | 1 | 0.19343 | 0 | 1
2123 | 0.24557 | 0 | 0.86504 | 0 | 0 | 1 | 0.24557 | 0 | 1
2124 | 0.1835 | 0.045182 | 0.86504 | 0 | 0 | 1 | 0.1835 | 0.045182 | 1
2125 | 0.15961 | 0.053234 | 0.86504 | 0 | 0 | 1 | 0.15961 | 0.053234 | 1
2126 | 0.26962 | 0.056643 | 0.86504 | 0 | 0 | 1 | 0.26962 | 0.056643 | 1
2127 | 0.29553 | 0.042002 | 0.86504 | 0 | 0 | 1 | 0.29553 | 0.042002 | 1
2128 | 0.17047 | 0.033166 | 0.86504 | 0 | 0 | 1 | 0.17047 | 0.033166 | 1
2129 | 0.040755 | 0.024847 | 0.86504 | 0 | 0 | 1 | 0.040755 | 0.024847 | 1
2130 | 0 | 0.0089059 | 0.86504 | 0 | 1 | 1 | 0 | 0.0089059 | 1
2131 | 0 | 0 | 0.86504 | 0 | 1 | 1 | 0 | 0 | 1
2132 | 0 | 0 | 0.86504 | 0 | 1 | 1 | 0 | 0 | 1
2133 | 0 | 0 | 0.86504 | 0 | 1 | 1 | 0 | 0 | 1
2134 | 0 | 0 | 0.86504 | 0 | 0 | 1 | 0 | 0 | 1
2135 | 0 | 0 | 0.86504 | 0 | 0 | 1 | 0 | 0 | 1
2136 | 0 | 0 | 0.86504 | 0 | 0 | 1 | 0 | 0 | 1
2137 | 0 | 0 | 1 | 0 | 0 | 1 | 0 | 0 | 1
2138 | 0 | 0 | 1 | 0 | 0 | 1 | 0 | 0 | 1
2139 | 0 | 0 | 1 | 0 | 0 | 1 | 0 | 0 | 1
2140 | 0 | 0 | 1 | 0 | 0 | 1 | 0 | 0 | 1
2141 | 0 | 0 | 1 | 0 | 0 | 1 | 0 | 0 | 1
2142 | 0 | 0 | 1 | 0 | 0 | 1 | 0 | 0 | 1
2143 | 0 | 0 | 1 | 0 | 0 | 1 | 0 | 0 | 1
2144 | 0 | 0 | 1 | 0 | 0 | 1 | 0 | 0 | 1
2145 | 0.11038 | 0 | 1 | 0 | 0 | 1 | 0.11038 | 0 | 1
2146 | 0.1806 | 0 | 1 | 0 | 0 | 1 | 0.1806 | 0 | 1
2147 | 0.17775 | 0 | 1 | 0 | 0 | 1 | 0.17775 | 0 | 1
2148 | 0.14961 | 0.017336 | 1 | 0 | 0 | 1 | 0.14961 | 0.017336 | 1
2149 | 0.15639 | 0.024114 | 1 | 0 | 0 | 1 | 0.15639 | 0.024114 | 1
2150 | 0.28623 | 0.027337 | 1 | 0 | 0 | 1 | 0.28623 | 0.027337 | 1
2151 | 0.36027 | 0.01694 | 1 | 0 | 0 | 1 | 0.36027 | 0.01694 | 1
2152 | 0.24523 | 0.026081 | 1 | 0 | 0 | 1 | 0.24523 | 0.026081 | 1
2153 | 0.063647 | 0.014419 | 1 | 0 | 0 | 1 | 0.063647 | 0.014419 | 1
2154 | 0 | 0 | 1 | 0 | 1 | 1 | 0 | 0 | 1
2155 | 0 | 0 | 1 | 0 | 1 | 1 | 0 | 0 | 1
2156 | 0 | 0 | 1 | 0 | 1 | 1 | 0 | 0 | 1
2157 | 0 | 0 | 1 | 0 | 1 | 1 | 0 | 0 | 1
2158 | 0 | 0 | 1 | 0 | 0 | 1 | 0 | 0 | 1
2159 | 0 | 0 | 1 | 0 | 0 | 1 | 0 | 0 | 1
2160 | 0 | 0 | 1 | 0 | 0 | 1 | 0 | 0 | 1
2161 | 0 | 0 | 0.86504 | 0 | 0 | 1 | 0 | 0 | 1
2162 | 0 | 0 | 0.86504 | 0 | 0 | 1 | 0 | 0 | 1
2163 | 0 | 0 | 0.86504 | 0 | 0 | 1 | 0 | 0 | 1
2164 | 0 | 0 | 0.86504 | 0 | 0 | 1 | 0 | 0 | 1
2165 | 0 | 0 | 0.86504 | 0 | 0 | 1 | 0 | 0 | 1
2166 | 0 | 0 | 0.86504 | 0 | 0 | 1 | 0 | 0 | 1
2167 | 0 | 0 | 0.86504 | 0 | 0 | 1 | 0 | 0 | 1
2168 | 0 | 0 | 0.86504 | 0 | 0 | 1 | 0 | 0 | 1
2169 | 0.011737 | 0 | 0.86504 | 0 | 0 | 1 | 0.011737 | 0 | 1
2170 | 0.090635 | 0.00099556 | 0.86504 | 0 | 0 | 1 | 0.090635 | 0.00099556 | 1
2171 | 0.044605 | 0 | 0.86504 | 0 | 0 | 1 | 0.044605 | 0 | 1
2172 | 0.042977 | 0.025706 | 0.86504 | 0 | 0 | 1 | 0.042977 | 0.025706 | 1
2173 | 0.058289 | 0.016905 | 0.86504 | 0 | 0 | 1 | 0.058289 | 0.016905 | 1
2174 | 0.12333 | 0.018318 | 0.86504 | 0 | 0 | 1 | 0.12333 | 0.018318 | 1
2175 | 0.13675 | 0.02823 | 0.86504 | 0 | 0 | 1 | 0.13675 | 0.02823 | 1
2176 | 0.09439 | 0.023333 | 0.86504 | 0 | 0 | 1 | 0.09439 | 0.023333 | 1
2177 | 0 | 0.023994 | 0.86504 | 0 | 0 | 1 | 0 | 0.023994 | 1
2178 | 0 | 0 | 0.86504 | 0 | 1 | 1 | 0 | 0 | 1
2179 | 0 | 0 | 0.86504 | 0 | 1 | 1 | 0 | 0 | 1
2180 | 0 | 0 | 0.86504 | 0 | 1 | 1 | 0 | 0 | 1
2181 | 0 | 0 | 0.86504 | 0 | 1 | 1 | 0 | 0 | 1
2182 | 0 | 0 | 0.86504 | 0 | 0 | 1 | 0 | 0 | 1
2183 | 0 | 0 | 0.86504 | 0 | 0 | 1 | 0 | 0 | 1
2184 | 0 | 0 | 0.86504 | 0 | 0 | 1 | 0 | 0 | 1
2185 | 0 | 0 | 0.86504 | 0 | 0 | 1 | 0 | 0 | 1
2186 | 0 | 0 | 0.86504 | 0 | 0 | 1 | 0 | 0 | 1
2187 | 0 | 0 | 0.86504 | 0 | 0 | 1 | 0 | 0 | 1
2188 | 0 | 0 | 0.86504 | 0 | 0 | 1 | 0 | 0 | 1
2189 | 0 | 0 | 0.86504 | 0 | 0 | 1 | 0 | 0 | 1
2190 | 0 | 0 | 0.86504 | 0 | 0 | 1 | 0 | 0 | 1
2191 | 0 | 0 | 0.86504 | 0 | 0 | 1 | 0 | 0 | 1
2192 | 0 | 0.00015385 | 0.86504 | 0 | 0 | 1 | 0 | 0.00015385 | 1
2193 | 0 | 0.0087908 | 0.86504 | 0 | 0 | 1 | 0 | 0.0087908 | 1
2194 | 0.059305 | 0.030235 | 0.86504 | 0 | 0 | 1 | 0.059305 | 0.030235 | 1
2195 | 0.070082 | 0.032148 | 0.86504 | 0 | 0 | 1 | 0.070082 | 0.032148 | 1
2196 | 0.13136 | 0.048036 | 0.86504 | 0 | 0 | 1 | 0.13136 | 0.048036 | 1
2197 | 0.14102 | 0.048377 | 0.86504 | 0 | 0 | 1 | 0.14102 | 0.048377 | 1
2198 | 0.11348 | 0.053808 | 0.86504 | 0 | 0 | 1 | 0.11348 | 0.053808 | 1
2199 | 0.050754 | 0.073024 | 0.86504 | 0 | 0 | 1 | 0.050754 | 0.073024 | 1
2200 | 0.094867 | 0.070798 | 0.86504 | 0 | 0 | 1 | 0.094867 | 0.070798 | 1
2201 | 0 | 0.061225 | 0.86504 | 0 | 0 | 1 | 0 | 0.061225 | 1
2202 | 0 | 0.025155 | 0.86504 | 0 | 1 | 1 | 0 | 0.025155 | 1
2203 | 0 | 0.01024 | 0.86504 | 0 | 1 | 1 | 0 | 0.01024 | 1
2204 | 0 | 0.018154 | 0.86504 | 0 | 1 | 1 | 0 | 0.018154 | 1
2205 | 0 | 0.030968 | 0.86504 | 0 | 1 | 1 | 0 | 0.030968 | 1
2206 | 0 | 0.014518 | 0.86504 | 0 | 0 | 1 | 0 | 0.014518 | 1
2207 | 0 | 0.011149 | 0.86504 | 0 | 0 | 1 | 0 | 0.011149 | 1
2208 | 0 | 0.0072455 | 0.86504 | 0 | 0 | 1 | 0 | 0.0072455 | 1
2209 | 0 | 0.004628 | 0.86504 | 0 | 0 | 1 | 0 | 0.004628 | 1
2210 | 0 | 0.0055975 | 0.86504 | 0 | 0 | 1 | 0 | 0.0055975 | 1
2211 | 0 | 0 | 0.86504 | 0 | 0 | 1 | 0 | 0 | 1
2212 | 0 | 0 | 0.86504 | 0 | 0 | 1 | 0 | 0 | 1
2213 | 0 | 0 | 0.86504 | 0 | 0 | 1 | 0 | 0 | 1
2214 | 0 | 0 | 0.86504 | 0 | 0 | 1 | 0 | 0 | 1
2215 | 0 | 0 | 0.86504 | 0 | 0 | 1 | 0 | 0 | 1
2216 | 0 | 0.020235 | 0.86504 | 0 | 0 | 1 | 0 | 0.020235 | 1
2217 | 0 | 0.053782 | 0.86504 | 0 | 0 | 1 | 0 | 0.053782 | 1
2218 | 0.077006 | 0.079487 | 0.86504 | 0 | 0 | 1 | 0.077006 | 0.079487 | 1
2219 | 0.09679 | 0.088871 | 0.86504 | 0 | 0 | 1 | 0.09679 | 0.088871 | 1
2220 | 0.14532 | 0.096141 | 0.86504 | 0 | 0 | 1 | 0.14532 | 0.096141 | 1
2221 | 0.10627 | 0.067337 | 0.86504 | 0 | 0 | 1 | 0.10627 | 0.067337 | 1
2222 | 0.094164 | 0.081285 | 0.86504 | 0 | 0 | 1 | 0.094164 | 0.081285 | 1
2223 | 0.019673 | 0.0947 | 0.86504 | 0 | 0 | 1 | 0.019673 | 0.0947 | 1
2224 | 0.055036 | 0.072562 | 0.86504 | 0 | 0 | 1 | 0.055036 | 0.072562 | 1
2225 | 0 | 0.051575 | 0.86504 | 0 | 0 | 1 | 0 | 0.051575 | 1
2226 | 0 | 0.02835 | 0.86504 | 0 | 1 | 1 | 0 | 0.02835 | 1
2227 | 0 | 0.014716 | 0.86504 | 0 | 1 | 1 | 0 | 0.014716 | 1
2228 | 0 | 0.028013 | 0.86504 | 0 | 1 | 1 | 0 | 0.028013 | 1
2229 | 0 | 0.041628 | 0.86504 | 0 | 1 | 1 | 0 | 0.041628 | 1
2230 | 0 | 0.01626 | 0.86504 | 0 | 0 | 1 | 0 | 0.01626 | 1
2231 | 0 | 0.0039753 | 0.86504 | 0 | 0 | 1 | 0 | 0.0039753 | 1
2232 | 0 | 0 | 0.86504 | 0 | 0 | 1 | 0 | 0 | 1
2233 | 0 | 0.025211 | 0.86504 | 0 | 0 | 1 | 0 | 0.025211 | 1
2234 | 0 | 0 | 0.86504 | 0 | 0 | 1 | 0 | 0 | 1
2235 | 0 | 0 | 0.86504 | 0 | 0 | 1 | 0 | 0 | 1
2236 | 0 | 0 | 0.86504 | 0 | 0 | 1 | 0 | 0 | 1
2237 | 0 | 0 | 0.86504 | 0 | 0 | 1 | 0 | 0 | 1
2238 | 0 | 0 | 0.86504 | 0 | 0 | 1 | 0 | 0 | 1
2239 | 0 | 0 | 0.86504 | 0 | 0 | 1 | 0 | 0 | 1
2240 | 0 | 0 | 0.86504 | 0 | 0 | 1 | 0 | 0 | 1
2241 | 0.013475 | 0.0015239 | 0.86504 | 0 | 0 | 1 | 0.013475 | 0.0015239 | 1
2242 | 0.12139 | 0.013201 | 0.86504 | 0 | 0 | 1 | 0.12139 | 0.013201 | 1
2243 | 0.18161 | 0.032472 | 0.86504 | 0 | 0 | 1 | 0.18161 | 0.032472 | 1
2244 | 0.21262 | 0.044717 | 0.86504 | 0 | 0 | 1 | 0.21262 | 0.044717 | 1
2245 | 0.23353 | 0.025565 | 0.86504 | 0 | 0 | 1 | 0.23353 | 0.025565 | 1
2246 | 0.25721 | 0.045456 | 0.86504 | 0 | 0 | 1 | 0.25721 | 0.045456 | 1
2247 | 0.1687 | 0.070492 | 0.86504 | 0 | 0 | 1 | 0.1687 | 0.070492 | 1
2248 | 0.14142 | 0.083037 | 0.86504 | 0 | 0 | 1 | 0.14142 | 0.083037 | 1
2249 | 0 | 0.047759 | 0.86504 | 0 | 0 | 1 | 0 | 0.047759 | 1
2250 | 0 | 0.030424 | 0.86504 | 0 | 1 | 1 | 0 | 0.030424 | 1
2251 | 0 | 0.0076542 | 0.86504 | 0 | 1 | 1 | 0 | 0.0076542 | 1
2252 | 0 | 0.027579 | 0.86504 | 0 | 1 | 1 | 0 | 0.027579 | 1
2253 | 0 | 0.030893 | 0.86504 | 0 | 1 | 1 | 0 | 0.030893 | 1
2254 | 0 | 0.014278 | 0.86504 | 0 | 0 | 1 | 0 | 0.014278 | 1
2255 | 0 | 0.0091631 | 0.86504 | 0 | 0 | 1 | 0 | 0.0091631 | 1
2256 | 0 | 0.011841 | 0.86504 | 0 | 0 | 1 | 0 | 0.011841 | 1
2257 | 0 | 0 | 0.86504 | 0 | 0 | 1 | 0 | 0 | 1
2258 | 0 | 0 | 0.86504 | 0 | 0 | 1 | 0 | 0 | 1
2259 | 0 | 0 | 0.86504 | 0 | 0 | 1 | 0 | 0 | 1
2260 | 0 | 0 | 0.86504 | 0 | 0 | 1 | 0 | 0 | 1
2261 | 0 | 0 | 0.86504 | 0 | 0 | 1 | 0 | 0 | 1
2262 | 0 | 0 | 0.86504 | 0 | 0 | 1 | 0 | 0 | 1
2263 | 0 | 0 | 0.86504 | 0 | 0 | 1 | 0 | 0 | 1
2264 | 0 | 0 | 0.86504 | 0 | 0 | 1 | 0 | 0 | 1
2265 | 0.075363 | 0.0143 | 0.86504 | 0 | 0 | 1 | 0.075363 | 0.0143 | 1
2266 | 0.21657 | 0.024633 | 0.86504 | 0 | 0 | 1 | 0.21657 | 0.024633 | 1
2267 | 0.2418 | 0.034193 | 0.86504 | 0 | 0 | 1 | 0.2418 | 0.034193 | 1
2268 | 0.33347 | 0.044533 | 0.86504 | 0 | 0 | 1 | 0.33347 | 0.044533 | 1
2269 | 0.34629 | 0.016616 | 0.86504 | 0 | 0 | 1 | 0.34629 | 0.016616 | 1
2270 | 0.35891 | 0.038447 | 0.86504 | 0 | 0 | 1 | 0.35891 | 0.038447 | 1
2271 | 0.31176 | 0.09202 | 0.86504 | 0 | 0 | 1 | 0.31176 | 0.09202 | 1
2272 | 0.19492 | 0.11163 | 0.86504 | 0 | 0 | 1 | 0.19492 | 0.11163 | 1
2273 | 0.024239 | 0.0503 | 0.86504 | 0 | 0 | 1 | 0.024239 | 0.0503 | 1
2274 | 0 | 0.039631 | 0.86504 | 0 | 1 | 1 | 0 | 0.039631 | 1
2275 | 0 | 0.0081266 | 0.86504 | 0 | 1 | 1 | 0 | 0.0081266 | 1
2276 | 0 | 0.036936 | 0.86504 | 0 | 1 | 1 | 0 | 0.036936 | 1
2277 | 0 | 0.037586 | 0.86504 | 0 | 1 | 1 | 0 | 0.037586 | 1
2278 | 0 | 0.030567 | 0.86504 | 0 | 0 | 1 | 0 | 0.030567 | 1
2279 | 0 | 0.02611 | 0.86504 | 0 | 0 | 1 | 0 | 0.02611 | 1
2280 | 0 | 0.041659 | 0.86504 | 0 | 0 | 1 | 0 | 0.041659 | 1
2281 | 0 | 0 | 0.86504 | 0 | 0 | 1 | 0 | 0 | 1
2282 | 0 | 0.00034779 | 0.86504 | 0 | 0 | 1 | 0 | 0.00034779 | 1
2283 | 0 | 0 | 0.86504 | 0 | 0 | 1 | 0 | 0 | 1
2284 | 0 | 0 | 0.86504 | 0 | 0 | 1 | 0 | 0 | 1
2285 | 0 | 0 | 0.86504 | 0 | 0 | 1 | 0 | 0 | 1
2286 | 0 | 0 | 0.86504 | 0 | 0 | 1 | 0 | 0 | 1
2287 | 0 | 0 | 0.86504 | 0 | 0 | 1 | 0 | 0 | 1
2288 | 0 | 0 | 0.86504 | 0 | 0 | 1 | 0 | 0 | 1
2289 | 0.0044136 | 0 | 0.86504 | 0 | 0 | 1 | 0.0044136 | 0 | 1
2290 | 0.1173 | 0.010315 | 0.86504 | 0 | 0 | 1 | 0.1173 | 0.010315 | 1
2291 | 0.15052 | 0.032072 | 0.86504 | 0 | 0 | 1 | 0.15052 | 0.032072 | 1
2292 | 0.27714 | 0.051129 | 0.86504 | 0 | 0 | 1 | 0.27714 | 0.051129 | 1
2293 | 0.32134 | 0.054573 | 0.86504 | 0 | 0 | 1 | 0.32134 | 0.054573 | 1
2294 | 0.22597 | 0.066256 | 0.86504 | 0 | 0 | 1 | 0.22597 | 0.066256 | 1
2295 | 0.14143 | 0.11282 | 0.86504 | 0 | 0 | 1 | 0.14143 | 0.11282 | 1
2296 | 0.062671 | 0.11366 | 0.86504 | 0 | 0 | 1 | 0.062671 | 0.11366 | 1
2297 | 0 | 0.066027 | 0.86504 | 0 | 0 | 1 | 0 | 0.066027 | 1
2298 | 0 | 0.048269 | 0.86504 | 0 | 1 | 1 | 0 | 0.048269 | 1
2299 | 0 | 0.013112 | 0.86504 | 0 | 1 | 1 | 0 | 0.013112 | 1
2300 | 0 | 0.032139 | 0.86504 | 0 | 1 | 1 | 0 | 0.032139 | 1
2301 | 0 | 0.042326 | 0.86504 | 0 | 1 | 1 | 0 | 0.042326 | 1
2302 | 0 | 0.036607 | 0.86504 | 0 | 0 | 1 | 0 | 0.036607 | 1
2303 | 0 | 0.034756 | 0.86504 | 0 | 0 | 1 | 0 | 0.034756 | 1
2304 | 0 | 0.067401 | 0.86504 | 0 | 0 | 1 | 0 | 0.067401 | 1
2305 | 0 | 0.024174 | 0.86504 | 0 | 0 | 1 | 0 | 0.024174 | 1
2306 | 0 | 0.024528 | 0.86504 | 0 | 0 | 1 | 0 | 0.024528 | 1
2307 | 0 | 0.014943 | 0.86504 | 0 | 0 | 1 | 0 | 0.014943 | 1
2308 | 0 | 0 | 0.86504 | 0 | 0 | 1 | 0 | 0 | 1
2309 | 0 | 0.0038825 | 0.86504 | 0 | 0 | 1 | 0 | 0.0038825 | 1
2310 | 0 | 0 | 0.86504 | 0 | 0 | 1 | 0 | 0 | 1
2311 | 0 | 0 | 0.86504 | 0 | 0 | 1 | 0 | 0 | 1
2312 | 0 | 0.00027731 | 0.86504 | 0 | 0 | 1 | 0 | 0.00027731 | 1
2313 | 0 | 0.022318 | 0.86504 | 0 | 0 | 1 | 0 | 0.022318 | 1
2314 | 0.083208 | 0.049089 | 0.86504 | 0 | 0 | 1 | 0.083208 | 0.049089 | 1
2315 | 0.15716 | 0.077388 | 0.86504 | 0 | 0 | 1 | 0.15716 | 0.077388 | 1
2316 | 0.23401 | 0.10947 | 0.86504 | 0 | 0 | 1 | 0.23401 | 0.10947 | 1
2317 | 0.19185 | 0.13074 | 0.86504 | 0 | 0 | 1 | 0.19185 | 0.13074 | 1
2318 | 0.17585 | 0.13258 | 0.86504 | 0 | 0 | 1 | 0.17585 | 0.13258 | 1
2319 | 0.13903 | 0.14425 | 0.86504 | 0 | 0 | 1 | 0.13903 | 0.14425 | 1
2320 | 0.024931 | 0.1292 | 0.86504 | 0 | 0 | 1 | 0.024931 | 0.1292 | 1
2321 | 0 | 0.087361 | 0.86504 | 0 | 0 | 1 | 0 | 0.087361 | 1
2322 | 0 | 0.057997 | 0.86504 | 0 | 1 | 1 | 0 | 0.057997 | 1
2323 | 0 | 0.021859 | 0.86504 | 0 | 1 | 1 | 0 | 0.021859 | 1
2324 | 0 | 0.036151 | 0.86504 | 0 | 1 | 1 | 0 | 0.036151 | 1
2325 | 0 | 0.047472 | 0.86504 | 0 | 1 | 1 | 0 | 0.047472 | 1
2326 | 0 | 0.05745 | 0.86504 | 0 | 0 | 1 | 0 | 0.05745 | 1
2327 | 0 | 0.045597 | 0.86504 | 0 | 0 | 1 | 0 | 0.045597 | 1
2328 | 0 | 0.081581 | 0.86504 | 0 | 0 | 1 | 0 | 0.081581 | 1
2329 | 0 | 0.045076 | 0.86504 | 0 | 0 | 1 | 0 | 0.045076 | 1
2330 | 0 | 0.040531 | 0.86504 | 0 | 0 | 1 | 0 | 0.040531 | 1
2331 | 0 | 0.02657 | 0.86504 | 0 | 0 | 1 | 0 | 0.02657 | 1
2332 | 0 | 0.016459 | 0.86504 | 0 | 0 | 1 | 0 | 0.016459 | 1
2333 | 0 | 0.021924 | 0.86504 | 0 | 0 | 1 | 0 | 0.021924 | 1
2334 | 0 | 0.0062606 | 0.86504 | 0 | 0 | 1 | 0 | 0.0062606 | 1
2335 | 0 | 0.0073499 | 0.86504 | 0 | 0 | 1 | 0 | 0.0073499 | 1
2336 | 0 | 0.033988 | 0.86504 | 0 | 0 | 1 | 0 | 0.033988 | 1
2337 | 0 | 0.049925 | 0.86504 | 0 | 0 | 1 | 0 | 0.049925 | 1
2338 | 0.075052 | 0.082653 | 0.86504 | 0 | 0 | 1 | 0.075052 | 0.082653 | 1
2339 | 0.21384 | 0.11358 | 0.86504 | 0 | 0 | 1 | 0.21384 | 0.11358 | 1
2340 | 0.20444 | 0.13938 | 0.86504 | 0 | 0 | 1 | 0.20444 | 0.13938 | 1
2341 | 0.2006 | 0.16145 | 0.86504 | 0 | 0 | 1 | 0.2006 | 0.16145 | 1
2342 | 0.17828 | 0.13976 | 0.86504 | 0 | 0 | 1 | 0.17828 | 0.13976 | 1
2343 | 0.14849 | 0.11749 | 0.86504 | 0 | 0 | 1 | 0.14849 | 0.11749 | 1
2344 | 0 | 0.09533 | 0.86504 | 0 | 0 | 1 | 0 | 0.09533 | 1
2345 | 0 | 0.096387 | 0.86504 | 0 | 0 | 1 | 0 | 0.096387 | 1
2346 | 0 | 0.066431 | 0.86504 | 0 | 1 | 1 | 0 | 0.066431 | 1
2347 | 0 | 0.017331 | 0.86504 | 0 | 1 | 1 | 0 | 0.017331 | 1
2348 | 0 | 0.0064971 | 0.86504 | 0 | 1 | 1 | 0 | 0.0064971 | 1
2349 | 0 | 0.031785 | 0.86504 | 0 | 1 | 1 | 0 | 0.031785 | 1
2350 | 0 | 0.049015 | 0.86504 | 0 | 0 | 1 | 0 | 0.049015 | 1
2351 | 0 | 0.036911 | 0.86504 | 0 | 0 | 1 | 0 | 0.036911 | 1
2352 | 0 | 0.064367 | 0.86504 | 0 | 0 | 1 | 0 | 0.064367 | 1
2353 | 0 | 0.064015 | 0.86504 | 0 | 0 | 1 | 0 | 0.064015 | 1
2354 | 0 | 0.0043596 | 0.86504 | 0 | 0 | 1 | 0 | 0.0043596 | 1
2355 | 0 | 0 | 0.86504 | 0 | 0 | 1 | 0 | 0 | 1
2356 | 0 | 0 | 0.86504 | 0 | 0 | 1 | 0 | 0 | 1
2357 | 0 | 0 | 0.86504 | 0 | 0 | 1 | 0 | 0 | 1
2358 | 0 | 0 | 0.86504 | 0 | 0 | 1 | 0 | 0 | 1
2359 | 0 | 0 | 0.86504 | 0 | 0 | 1 | 0 | 0 | 1
2360 | 0 | 0 | 0.86504 | 0 | 0 | 1 | 0 | 0 | 1
2361 | 0.059168 | 0.021839 | 0.86504 | 0 | 0 | 1 | 0.059168 | 0.021839 | 1
2362 | 0.19077 | 0.047364 | 0.86504 | 0 | 0 | 1 | 0.19077 | 0.047364 | 1
2363 | 0.33398 | 0.065406 | 0.86504 | 0 | 0 | 1 | 0.33398 | 0.065406 | 1
2364 | 0.27227 | 0.092165 | 0.86504 | 0 | 0 | 1 | 0.27227 | 0.092165 | 1
2365 | 0.19669 | 0.13254 | 0.86504 | 0 | 0 | 1 | 0.19669 | 0.13254 | 1
2366 | 0.29183 | 0.13046 | 0.86504 | 0 | 0 | 1 | 0.29183 | 0.13046 | 1
2367 | 0.22225 | 0.12438 | 0.86504 | 0 | 0 | 1 | 0.22225 | 0.12438 | 1
2368 | 0.022837 | 0.12066 | 0.86504 | 0 | 0 | 1 | 0.022837 | 0.12066 | 1
2369 | 0.0075137 | 0.12481 | 0.86504 | 0 | 0 | 1 | 0.0075137 | 0.12481 | 1
2370 | 0 | 0.099706 | 0.86504 | 0 | 1 | 1 | 0 | 0.099706 | 1
2371 | 0 | 0.054794 | 0.86504 | 0 | 1 | 1 | 0 | 0.054794 | 1
2372 | 0 | 0.051816 | 0.86504 | 0 | 1 | 1 | 0 | 0.051816 | 1
2373 | 0 | 0.055121 | 0.86504 | 0 | 1 | 1 | 0 | 0.055121 | 1
2374 | 0 | 0.10627 | 0.86504 | 0 | 0 | 1 | 0 | 0.10627 | 1
2375 | 0 | 0.09519 | 0.86504 | 0 | 0 | 1 | 0 | 0.09519 | 1
2376 | 0 | 0.095778 | 0.86504 | 0 | 0 | 1 | 0 | 0.095778 | 1
2377 | 0 | 0.0355 | 0.86504 | 0 | 0 | 1 | 0 | 0.0355 | 1
2378 | 0 | 0.015288 | 0.86504 | 0 | 0 | 1 | 0 | 0.015288 | 1
2379 | 0 | 0 | 0.86504 | 0 | 0 | 1 | 0 | 0 | 1
2380 | 0 | 0 | 0.86504 | 0 | 0 | 1 | 0 | 0 | 1
2381 | 0 | 0 | 0.86504 | 0 | 0 | 1 | 0 | 0 | 1
2382 | 0 | 0.004626 | 0.86504 | 0 | 0 | 1 | 0 | 0.004626 | 1
2383 | 0 | 0.014385 | 0.86504 | 0 | 0 | 1 | 0 | 0.014385 | 1
2384 | 0.0017091 | 0.030197 | 0.86504 | 0 | 0 | 1 | 0.0017091 | 0.030197 | 1
2385 | 0.14667 | 0.042644 | 0.86504 | 0 | 0 | 1 | 0.14667 | 0.042644 | 1
2386 | 0.28582 | 0.065504 | 0.86504 | 0 | 0 | 1 | 0.28582 | 0.065504 | 1
2387 | 0.35114 | 0.091689 | 0.86504 | 0 | 0 | 1 | 0.35114 | 0.091689 | 1
2388 | 0.36425 | 0.10671 | 0.86504 | 0 | 0 | 1 | 0.36425 | 0.10671 | 1
2389 | 0.32322 | 0.14315 | 0.86504 | 0 | 0 | 1 | 0.32322 | 0.14315 | 1
2390 | 0.34199 | 0.13775 | 0.86504 | 0 | 0 | 1 | 0.34199 | 0.13775 | 1
2391 | 0.20128 | 0.12124 | 0.86504 | 0 | 0 | 1 | 0.20128 | 0.12124 | 1
2392 | 0.094535 | 0.12606 | 0.86504 | 0 | 0 | 1 | 0.094535 | 0.12606 | 1
2393 | 0.024961 | 0.15245 | 0.86504 | 0 | 0 | 1 | 0.024961 | 0.15245 | 1
2394 | 0 | 0.14978 | 0.86504 | 0 | 1 | 1 | 0 | 0.14978 | 1
2395 | 0 | 0.1159 | 0.86504 | 0 | 1 | 1 | 0 | 0.1159 | 1
2396 | 0 | 0.0845 | 0.86504 | 0 | 1 | 1 | 0 | 0.0845 | 1
2397 | 0 | 0.062917 | 0.86504 | 0 | 1 | 1 | 0 | 0.062917 | 1
2398 | 0 | 0.10183 | 0.86504 | 0 | 0 | 1 | 0 | 0.10183 | 1
2399 | 0 | 0.089255 | 0.86504 | 0 | 0 | 1 | 0 | 0.089255 | 1
2400 | 0 | 0.070832 | 0.86504 | 0 | 0 | 1 | 0 | 0.070832 | 1
2401 | 0 | 0.0663 | 0.86504 | 0 | 0 | 1 | 0 | 0.0663 | 1
2402 | 0 | 0.010523 | 0.86504 | 0 | 0 | 1 | 0 | 0.010523 | 1
2403 | 0 | 0.0032781 | 0.86504 | 0 | 0 | 1 | 0 | 0.0032781 | 1
2404 | 0 | 0.0045142 | 0.86504 | 0 | 0 | 1 | 0 | 0.0045142 | 1
2405 | 0 | 0.0067279 | 0.86504 | 0 | 0 | 1 | 0 | 0.0067279 | 1
2406 | 0 | 0.022007 | 0.86504 | 0 | 0 | 1 | 0 | 0.022007 | 1
2407 | 0 | 0.030775 | 0.86504 | 0 | 0 | 1 | 0 | 0.030775 | 1
2408 | 0 | 0.034641 | 0.86504 | 0 | 0 | 1 | 0 | 0.034641 | 1
2409 | 0.098678 | 0.048215 | 0.86504 | 0 | 0 | 1 | 0.098678 | 0.048215 | 1
2410 | 0.26865 | 0.078368 | 0.86504 | 0 | 0 | 1 | 0.26865 | 0.078368 | 1
2411 | 0.27838 | 0.097618 | 0.86504 | 0 | 0 | 1 | 0.27838 | 0.097618 | 1
2412 | 0.29738 | 0.1148 | 0.86504 | 0 | 0 | 1 | 0.29738 | 0.1148 | 1
2413 | 0.24548 | 0.15139 | 0.86504 | 0 | 0 | 1 | 0.24548 | 0.15139 | 1
2414 | 0.34476 | 0.16335 | 0.86504 | 0 | 0 | 1 | 0.34476 | 0.16335 | 1
2415 | 0.17577 | 0.15514 | 0.86504 | 0 | 0 | 1 | 0.17577 | 0.15514 | 1
2416 | 0.13418 | 0.15363 | 0.86504 | 0 | 0 | 1 | 0.13418 | 0.15363 | 1
2417 | 0 | 0.16755 | 0.86504 | 0 | 0 | 1 | 0 | 0.16755 | 1
2418 | 0 | 0.15801 | 0.86504 | 0 | 1 | 1 | 0 | 0.15801 | 1
2419 | 0 | 0.12747 | 0.86504 | 0 | 1 | 1 | 0 | 0.12747 | 1
2420 | 0 | 0.12412 | 0.86504 | 0 | 1 | 1 | 0 | 0.12412 | 1
2421 | 0 | 0.095267 | 0.86504 | 0 | 1 | 1 | 0 | 0.095267 | 1
2422 | 0 | 0.11724 | 0.86504 | 0 | 0 | 1 | 0 | 0.11724 | 1
2423 | 0 | 0.088174 | 0.86504 | 0 | 0 | 1 | 0 | 0.088174 | 1
2424 | 0 | 0.053163 | 0.86504 | 0 | 0 | 1 | 0 | 0.053163 | 1
2425 | 0 | 0.063662 | 0.86504 | 0 | 0 | 1 | 0 | 0.063662 | 1
2426 | 0 | 0.018148 | 0.86504 | 0 | 0 | 1 | 0 | 0.018148 | 1
2427 | 0 | 0.016202 | 0.86504 | 0 | 0 | 1 | 0 | 0.016202 | 1
2428 | 0 | 0.010028 | 0.86504 | 0 | 0 | 1 | 0 | 0.010028 | 1
2429 | 0 | 0.027418 | 0.86504 | 0 | 0 | 1 | 0 | 0.027418 | 1
2430 | 0 | 0.044732 | 0.86504 | 0 | 0 | 1 | 0 | 0.044732 | 1
2431 | 0 | 0.064489 | 0.86504 | 0 | 0 | 1 | 0 | 0.064489 | 1
2432 | 0 | 0.084046 | 0.86504 | 0 | 0 | 1 | 0 | 0.084046 | 1
2433 | 0.09473 | 0.10227 | 0.86504 | 0 | 0 | 1 | 0.09473 | 0.10227 | 1
2434 | 0.27002 | 0.14961 | 0.86504 | 0 | 0 | 1 | 0.27002 | 0.14961 | 1
2435 | 0.3129 | 0.15748 | 0.86504 | 0 | 0 | 1 | 0.3129 | 0.15748 | 1
2436 | 0.29959 | 0.17742 | 0.86504 | 0 | 0 | 1 | 0.29959 | 0.17742 | 1
2437 | 0.32627 | 0.18513 | 0.86504 | 0 | 0 | 1 | 0.32627 | 0.18513 | 1
2438 | 0.33326 | 0.18635 | 0.86504 | 0 | 0 | 1 | 0.33326 | 0.18635 | 1
2439 | 0.21061 | 0.18491 | 0.86504 | 0 | 0 | 1 | 0.21061 | 0.18491 | 1
2440 | 0.14181 | 0.15938 | 0.86504 | 0 | 0 | 1 | 0.14181 | 0.15938 | 1
2441 | 0 | 0.17304 | 0.86504 | 0 | 0 | 1 | 0 | 0.17304 | 1
2442 | 0 | 0.15364 | 0.86504 | 0 | 1 | 1 | 0 | 0.15364 | 1
2443 | 0 | 0.12604 | 0.86504 | 0 | 1 | 1 | 0 | 0.12604 | 1
2444 | 0 | 0.11373 | 0.86504 | 0 | 1 | 1 | 0 | 0.11373 | 1
2445 | 0 | 0.07783 | 0.86504 | 0 | 1 | 1 | 0 | 0.07783 | 1
2446 | 0 | 0.070559 | 0.86504 | 0 | 0 | 1 | 0 | 0.070559 | 1
2447 | 0 | 0.064778 | 0.86504 | 0 | 0 | 1 | 0 | 0.064778 | 1
2448 | 0 | 0.059422 | 0.86504 | 0 | 0 | 1 | 0 | 0.059422 | 1
2449 | 0 | 0.051183 | 0.86504 | 0 | 0 | 1 | 0 | 0.051183 | 1
2450 | 0 | 0.033974 | 0.86504 | 0 | 0 | 1 | 0 | 0.033974 | 1
2451 | 0 | 0.028596 | 0.86504 | 0 | 0 | 1 | 0 | 0.028596 | 1
2452 | 0 | 0.026094 | 0.86504 | 0 | 0 | 1 | 0 | 0.026094 | 1
2453 | 0 | 0.04299 | 0.86504 | 0 | 0 | 1 | 0 | 0.04299 | 1
2454 | 0 | 0.065207 | 0.86504 | 0 | 0 | 1 | 0 | 0.065207 | 1
2455 | 0 | 0.084821 | 0.86504 | 0 | 0 | 1 | 0 | 0.084821 | 1
2456 | 0 | 0.097958 | 0.86504 | 0 | 0 | 1 | 0 | 0.097958 | 1
2457 | 0.052023 | 0.11579 | 0.86504 | 0 | 0 | 1 | 0.052023 | 0.11579 | 1
2458 | 0.26997 | 0.15946 | 0.86504 | 0 | 0 | 1 | 0.26997 | 0.15946 | 1
2459 | 0.31163 | 0.17265 | 0.86504 | 0 | 0 | 1 | 0.31163 | 0.17265 | 1
2460 | 0.24298 | 0.18661 | 0.86504 | 0 | 0 | 1 | 0.24298 | 0.18661 | 1
2461 | 0.14222 | 0.19105 | 0.86504 | 0 | 0 | 1 | 0.14222 | 0.19105 | 1
2462 | 0.17986 | 0.20715 | 0.86504 | 0 | 0 | 1 | 0.17986 | 0.20715 | 1
2463 | 0.18105 | 0.21865 | 0.86504 | 0 | 0 | 1 | 0.18105 | 0.21865 | 1
2464 | 0.046102 | 0.18028 | 0.86504 | 0 | 0 | 1 | 0.046102 | 0.18028 | 1
2465 | 0 | 0.17881 | 0.86504 | 0 | 0 | 1 | 0 | 0.17881 | 1
2466 | 0 | 0.15563 | 0.86504 | 0 | 1 | 1 | 0 | 0.15563 | 1
2467 | 0 | 0.11389 | 0.86504 | 0 | 1 | 1 | 0 | 0.11389 | 1
2468 | 0 | 0.12279 | 0.86504 | 0 | 1 | 1 | 0 | 0.12279 | 1
2469 | 0 | 0.11844 | 0.86504 | 0 | 1 | 1 | 0 | 0.11844 | 1
2470 | 0 | 0.11483 | 0.86504 | 0 | 0 | 1 | 0 | 0.11483 | 1
2471 | 0 | 0.13354 | 0.86504 | 0 | 0 | 1 | 0 | 0.13354 | 1
2472 | 0 | 0.12713 | 0.86504 | 0 | 0 | 1 | 0 | 0.12713 | 1
2473 | 0 | 0.074609 | 0.86504 | 0 | 0 | 1 | 0 | 0.074609 | 1
2474 | 0 | 0.076532 | 0.86504 | 0 | 0 | 1 | 0 | 0.076532 | 1
2475 | 0 | 0.044773 | 0.86504 | 0 | 0 | 1 | 0 | 0.044773 | 1
2476 | 0 | 0.043595 | 0.86504 | 0 | 0 | 1 | 0 | 0.043595 | 1
2477 | 0 | 0.032812 | 0.86504 | 0 | 0 | 1 | 0 | 0.032812 | 1
2478 | 0 | 0.036052 | 0.86504 | 0 | 0 | 1 | 0 | 0.036052 | 1
2479 | 0 | 0.075436 | 0.86504 | 0 | 0 | 1 | 0 | 0.075436 | 1
2480 | 0 | 0.096883 | 0.86504 | 0 | 0 | 1 | 0 | 0.096883 | 1
2481 | 0.074245 | 0.10081 | 0.86504 | 0 | 0 | 1 | 0.074245 | 0.10081 | 1
2482 | 0.27929 | 0.15492 | 0.86504 | 0 | 0 | 1 | 0.27929 | 0.15492 | 1
2483 | 0.31771 | 0.1718 | 0.86504 | 0 | 0 | 1 | 0.31771 | 0.1718 | 1
2484 | 0.27763 | 0.19217 | 0.86504 | 0 | 0 | 1 | 0.27763 | 0.19217 | 1
2485 | 0.1674 | 0.20461 | 0.86504 | 0 | 0 | 1 | 0.1674 | 0.20461 | 1
2486 | 0.21296 | 0.21427 | 0.86504 | 0 | 0 | 1 | 0.21296 | 0.21427 | 1
2487 | 0.17939 | 0.20631 | 0.86504 | 0 | 0 | 1 | 0.17939 | 0.20631 | 1
2488 | 0.043389 | 0.18587 | 0.86504 | 0 | 0 | 1 | 0.043389 | 0.18587 | 1
2489 | 0 | 0.17333 | 0.86504 | 0 | 0 | 1 | 0 | 0.17333 | 1
2490 | 0 | 0.16043 | 0.86504 | 0 | 1 | 1 | 0 | 0.16043 | 1
2491 | 0 | 0.13795 | 0.86504 | 0 | 1 | 1 | 0 | 0.13795 | 1
2492 | 0 | 0.13473 | 0.86504 | 0 | 1 | 1 | 0 | 0.13473 | 1
2493 | 0 | 0.10723 | 0.86504 | 0 | 1 | 1 | 0 | 0.10723 | 1
2494 | 0 | 0.10221 | 0.86504 | 0 | 0 | 1 | 0 | 0.10221 | 1
2495 | 0 | 0.14451 | 0.86504 | 0 | 0 | 1 | 0 | 0.14451 | 1
2496 | 0 | 0.14641 | 0.86504 | 0 | 0 | 1 | 0 | 0.14641 | 1
2497 | 0 | 0.11655 | 0.86504 | 0 | 0 | 1 | 0 | 0.11655 | 1
2498 | 0 | 0.075785 | 0.86504 | 0 | 0 | 1 | 0 | 0.075785 | 1
2499 | 0 | 0.038143 | 0.86504 | 0 | 0 | 1 | 0 | 0.038143 | 1
2500 | 0 | 0.042516 | 0.86504 | 0 | 0 | 1 | 0 | 0.042516 | 1
2501 | 0 | 0.019778 | 0.86504 | 0 | 0 | 1 | 0 | 0.019778 | 1
2502 | 0 | 0.0077073 | 0.86504 | 0 | 0 | 1 | 0 | 0.0077073 | 1
2503 | 0 | 0.036761 | 0.86504 | 0 | 0 | 1 | 0 | 0.036761 | 1
2504 | 0 | 0.037756 | 0.86504 | 0 | 0 | 1 | 0 | 0.037756 | 1
2505 | 0.070743 | 0.037732 | 0.86504 | 0 | 0 | 1 | 0.070743 | 0.037732 | 1
2506 | 0.25256 | 0.07298 | 0.86504 | 0 | 0 | 1 | 0.25256 | 0.07298 | 1
2507 | 0.20115 | 0.10517 | 0.86504 | 0 | 0 | 1 | 0.20115 | 0.10517 | 1
2508 | 0.21628 | 0.12402 | 0.86504 | 0 | 0 | 1 | 0.21628 | 0.12402 | 1
2509 | 0.134 | 0.14235 | 0.86504 | 0 | 0 | 1 | 0.134 | 0.14235 | 1
2510 | 0.16095 | 0.15116 | 0.86504 | 0 | 0 | 1 | 0.16095 | 0.15116 | 1
2511 | 0.16781 | 0.14361 | 0.86504 | 0 | 0 | 1 | 0.16781 | 0.14361 | 1
2512 | 0.071537 | 0.15498 | 0.86504 | 0 | 0 | 1 | 0.071537 | 0.15498 | 1
2513 | 0 | 0.15239 | 0.86504 | 0 | 0 | 1 | 0 | 0.15239 | 1
2514 | 0 | 0.14648 | 0.86504 | 0 | 1 | 1 | 0 | 0.14648 | 1
2515 | 0 | 0.1163 | 0.86504 | 0 | 1 | 1 | 0 | 0.1163 | 1
2516 | 0 | 0.10527 | 0.86504 | 0 | 1 | 1 | 0 | 0.10527 | 1
2517 | 0 | 0.11924 | 0.86504 | 0 | 1 | 1 | 0 | 0.11924 | 1
2518 | 0 | 0.13088 | 0.86504 | 0 | 0 | 1 | 0 | 0.13088 | 1
2519 | 0 | 0.15402 | 0.86504 | 0 | 0 | 1 | 0 | 0.15402 | 1
2520 | 0 | 0.13406 | 0.86504 | 0 | 0 | 1 | 0 | 0.13406 | 1
2521 | 0 | 0.1254 | 0.86504 | 0 | 0 | 1 | 0 | 0.1254 | 1
2522 | 0 | 0.087458 | 0.86504 | 0 | 0 | 1 | 0 | 0.087458 | 1
2523 | 0 | 0.056885 | 0.86504 | 0 | 0 | 1 | 0 | 0.056885 | 1
2524 | 0 | 0.04894 | 0.86504 | 0 | 0 | 1 | 0 | 0.04894 | 1
2525 | 0 | 0.023882 | 0.86504 | 0 | 0 | 1 | 0 | 0.023882 | 1
2526 | 0 | 0.015982 | 0.86504 | 0 | 0 | 1 | 0 | 0.015982 | 1
2527 | 0 | 0.054905 | 0.86504 | 0 | 0 | 1 | 0 | 0.054905 | 1
2528 | 0 | 0.068242 | 0.86504 | 0 | 0 | 1 | 0 | 0.068242 | 1
2529 | 0.060846 | 0.05683 | 0.86504 | 0 | 0 | 1 | 0.060846 | 0.05683 | 1
2530 | 0.17739 | 0.093415 | 0.86504 | 0 | 0 | 1 | 0.17739 | 0.093415 | 1
2531 | 0.17188 | 0.12131 | 0.86504 | 0 | 0 | 1 | 0.17188 | 0.12131 | 1
2532 | 0.23669 | 0.15855 | 0.86504 | 0 | 0 | 1 | 0.23669 | 0.15855 | 1
2533 | 0.26238 | 0.18336 | 0.86504 | 0 | 0 | 1 | 0.26238 | 0.18336 | 1
2534 | 0.25661 | 0.19364 | 0.86504 | 0 | 0 | 1 | 0.25661 | 0.19364 | 1
2535 | 0.19533 | 0.17474 | 0.86504 | 0 | 0 | 1 | 0.19533 | 0.17474 | 1
2536 | 0.11595 | 0.18479 | 0.86504 | 0 | 0 | 1 | 0.11595 | 0.18479 | 1
2537 | 0.010514 | 0.17479 | 0.86504 | 0 | 0 | 1 | 0.010514 | 0.17479 | 1
2538 | 0 | 0.15878 | 0.86504 | 0 | 1 | 1 | 0 | 0.15878 | 1
2539 | 0 | 0.14353 | 0.86504 | 0 | 1 | 1 | 0 | 0.14353 | 1
2540 | 0 | 0.14732 | 0.86504 | 0 | 1 | 1 | 0 | 0.14732 | 1
2541 | 0 | 0.15379 | 0.86504 | 0 | 1 | 1 | 0 | 0.15379 | 1
2542 | 0 | 0.1595 | 0.86504 | 0 | 0 | 1 | 0 | 0.1595 | 1
2543 | 0 | 0.19169 | 0.86504 | 0 | 0 | 1 | 0 | 0.19169 | 1
2544 | 0 | 0.17827 | 0.86504 | 0 | 0 | 1 | 0 | 0.17827 | 1
2545 | 0 | 0.1132 | 0.86504 | 0 | 0 | 1 | 0 | 0.1132 | 1
2546 | 0 | 0.11991 | 0.86504 | 0 | 0 | 1 | 0 | 0.11991 | 1
2547 | 0 | 0.11284 | 0.86504 | 0 | 0 | 1 | 0 | 0.11284 | 1
2548 | 0 | 0.076137 | 0.86504 | 0 | 0 | 1 | 0 | 0.076137 | 1
2549 | 0 | 0.054341 | 0.86504 | 0 | 0 | 1 | 0 | 0.054341 | 1
2550 | 0 | 0.061872 | 0.86504 | 0 | 0 | 1 | 0 | 0.061872 | 1
2551 | 0 | 0.097007 | 0.86504 | 0 | 0 | 1 | 0 | 0.097007 | 1
2552 | 0 | 0.11738 | 0.86504 | 0 | 0 | 1 | 0 | 0.11738 | 1
2553 | 0.051209 | 0.10241 | 0.86504 | 0 | 0 | 1 | 0.051209 | 0.10241 | 1
2554 | 0.18802 | 0.14131 | 0.86504 | 0 | 0 | 1 | 0.18802 | 0.14131 | 1
2555 | 0.18725 | 0.1696 | 0.86504 | 0 | 0 | 1 | 0.18725 | 0.1696 | 1
2556 | 0.24517 | 0.20334 | 0.86504 | 0 | 0 | 1 | 0.24517 | 0.20334 | 1
2557 | 0.30074 | 0.22562 | 0.86504 | 0 | 0 | 1 | 0.30074 | 0.22562 | 1
2558 | 0.22736 | 0.2411 | 0.86504 | 0 | 0 | 1 | 0.22736 | 0.2411 | 1
2559 | 0.19954 | 0.22962 | 0.86504 | 0 | 0 | 1 | 0.19954 | 0.22962 | 1
2560 | 0.10829 | 0.2299 | 0.86504 | 0 | 0 | 1 | 0.10829 | 0.2299 | 1
2561 | 0.013694 | 0.21586 | 0.86504 | 0 | 0 | 1 | 0.013694 | 0.21586 | 1
2562 | 0 | 0.20003 | 0.86504 | 0 | 1 | 1 | 0 | 0.20003 | 1
2563 | 0 | 0.17293 | 0.86504 | 0 | 1 | 1 | 0 | 0.17293 | 1
2564 | 0 | 0.15635 | 0.86504 | 0 | 1 | 1 | 0 | 0.15635 | 1
2565 | 0 | 0.16429 | 0.86504 | 0 | 1 | 1 | 0 | 0.16429 | 1
2566 | 0 | 0.18404 | 0.86504 | 0 | 0 | 1 | 0 | 0.18404 | 1
2567 | 0 | 0.18872 | 0.86504 | 0 | 0 | 1 | 0 | 0.18872 | 1
2568 | 0 | 0.17367 | 0.86504 | 0 | 0 | 1 | 0 | 0.17367 | 1
2569 | 0 | 0.13955 | 0.86504 | 0 | 0 | 1 | 0 | 0.13955 | 1
2570 | 0 | 0.12051 | 0.86504 | 0 | 0 | 1 | 0 | 0.12051 | 1
2571 | 0 | 0.1377 | 0.86504 | 0 | 0 | 1 | 0 | 0.1377 | 1
2572 | 0 | 0.076636 | 0.86504 | 0 | 0 | 1 | 0 | 0.076636 | 1
2573 | 0 | 0.059227 | 0.86504 | 0 | 0 | 1 | 0 | 0.059227 | 1
2574 | 0 | 0.061817 | 0.86504 | 0 | 0 | 1 | 0 | 0.061817 | 1
2575 | 0 | 0.095127 | 0.86504 | 0 | 0 | 1 | 0 | 0.095127 | 1
2576 | 0 | 0.14872 | 0.86504 | 0 | 0 | 1 | 0 | 0.14872 | 1
2577 | 0.010733 | 0.15314 | 0.86504 | 0 | 0 | 1 | 0.010733 | 0.15314 | 1
2578 | 0.14562 | 0.19193 | 0.86504 | 0 | 0 | 1 | 0.14562 | 0.19193 | 1
2579 | 0.21342 | 0.21771 | 0.86504 | 0 | 0 | 1 | 0.21342 | 0.21771 | 1
2580 | 0.25026 | 0.23657 | 0.86504 | 0 | 0 | 1 | 0.25026 | 0.23657 | 1
2581 | 0.29857 | 0.25782 | 0.86504 | 0 | 0 | 1 | 0.29857 | 0.25782 | 1
2582 | 0.26847 | 0.27669 | 0.86504 | 0 | 0 | 1 | 0.26847 | 0.27669 | 1
2583 | 0.1937 | 0.26701 | 0.86504 | 0 | 0 | 1 | 0.1937 | 0.26701 | 1
2584 | 0.1128 | 0.24655 | 0.86504 | 0 | 0 | 1 | 0.1128 | 0.24655 | 1
2585 | 0.0050736 | 0.21002 | 0.86504 | 0 | 0 | 1 | 0.0050736 | 0.21002 | 1
2586 | 0 | 0.21978 | 0.86504 | 0 | 1 | 1 | 0 | 0.21978 | 1
2587 | 0 | 0.19096 | 0.86504 | 0 | 1 | 1 | 0 | 0.19096 | 1
2588 | 0 | 0.17971 | 0.86504 | 0 | 1 | 1 | 0 | 0.17971 | 1
2589 | 0 | 0.16685 | 0.86504 | 0 | 1 | 1 | 0 | 0.16685 | 1
2590 | 0 | 0.18035 | 0.86504 | 0 | 0 | 1 | 0 | 0.18035 | 1
2591 | 0 | 0.17234 | 0.86504 | 0 | 0 | 1 | 0 | 0.17234 | 1
2592 | 0 | 0.16192 | 0.86504 | 0 | 0 | 1 | 0 | 0.16192 | 1
2593 | 0 | 0.14073 | 0.86504 | 0 | 0 | 1 | 0 | 0.14073 | 1
2594 | 0 | 0.11027 | 0.86504 | 0 | 0 | 1 | 0 | 0.11027 | 1
2595 | 0 | 0.14127 | 0.86504 | 0 | 0 | 1 | 0 | 0.14127 | 1
2596 | 0 | 0.080378 | 0.86504 | 0 | 0 | 1 | 0 | 0.080378 | 1
2597 | 0 | 0.052685 | 0.86504 | 0 | 0 | 1 | 0 | 0.052685 | 1
2598 | 0 | 0.052355 | 0.86504 | 0 | 0 | 1 | 0 | 0.052355 | 1
2599 | 0 | 0.066986 | 0.86504 | 0 | 0 | 1 | 0 | 0.066986 | 1
2600 | 0 | 0.11038 | 0.86504 | 0 | 0 | 1 | 0 | 0.11038 | 1
2601 | 0.0095824 | 0.1146 | 0.86504 | 0 | 0 | 1 | 0.0095824 | 0.1146 | 1
2602 | 0.11112 | 0.14849 | 0.86504 | 0 | 0 | 1 | 0.11112 | 0.14849 | 1
2603 | 0.21694 | 0.16427 | 0.86504 | 0 | 0 | 1 | 0.21694 | 0.16427 | 1
2604 | 0.2744 | 0.17071 | 0.86504 | 0 | 0 | 1 | 0.2744 | 0.17071 | 1
2605 | 0.3273 | 0.19197 | 0.86504 | 0 | 0 | 1 | 0.3273 | 0.19197 | 1
2606 | 0.29527 | 0.19786 | 0.86504 | 0 | 0 | 1 | 0.29527 | 0.19786 | 1
2607 | 0.22886 | 0.20075 | 0.86504 | 0 | 0 | 1 | 0.22886 | 0.20075 | 1
2608 | 0.099209 | 0.18383 | 0.86504 | 0 | 0 | 1 | 0.099209 | 0.18383 | 1
2609 | 0 | 0.16948 | 0.86504 | 0 | 0 | 1 | 0 | 0.16948 | 1
2610 | 0 | 0.19916 | 0.86504 | 0 | 1 | 1 | 0 | 0.19916 | 1
2611 | 0 | 0.17663 | 0.86504 | 0 | 1 | 1 | 0 | 0.17663 | 1
2612 | 0 | 0.16257 | 0.86504 | 0 | 1 | 1 | 0 | 0.16257 | 1
2613 | 0 | 0.14321 | 0.86504 | 0 | 1 | 1 | 0 | 0.14321 | 1
2614 | 0 | 0.15287 | 0.86504 | 0 | 0 | 1 | 0 | 0.15287 | 1
2615 | 0 | 0.12156 | 0.86504 | 0 | 0 | 1 | 0 | 0.12156 | 1
2616 | 0 | 0.096349 | 0.86504 | 0 | 0 | 1 | 0 | 0.096349 | 1
2617 | 0 | 0.11834 | 0.86504 | 0 | 0 | 1 | 0 | 0.11834 | 1
2618 | 0 | 0.071861 | 0.86504 | 0 | 0 | 1 | 0 | 0.071861 | 1
2619 | 0 | 0.091257 | 0.86504 | 0 | 0 | 1 | 0 | 0.091257 | 1
2620 | 0 | 0.072341 | 0.86504 | 0 | 0 | 1 | 0 | 0.072341 | 1
2621 | 0 | 0.050156 | 0.86504 | 0 | 0 | 1 | 0 | 0.050156 | 1
2622 | 0 | 0.048205 | 0.86504 | 0 | 0 | 1 | 0 | 0.048205 | 1
2623 | 0 | 0.055295 | 0.86504 | 0 | 0 | 1 | 0 | 0.055295 | 1
2624 | 0 | 0.088005 | 0.86504 | 0 | 0 | 1 | 0 | 0.088005 | 1
2625 | 0.005249 | 0.10621 | 0.86504 | 0 | 0 | 1 | 0.005249 | 0.10621 | 1
2626 | 0.094965 | 0.10859 | 0.86504 | 0 | 0 | 1 | 0.094965 | 0.10859 | 1
2627 | 0.17381 | 0.10787 | 0.86504 | 0 | 0 | 1 | 0.17381 | 0.10787 | 1
2628 | 0.27337 | 0.11941 | 0.86504 | 0 | 0 | 1 | 0.27337 | 0.11941 | 1
2629 | 0.29907 | 0.15302 | 0.86504 | 0 | 0 | 1 | 0.29907 | 0.15302 | 1
2630 | 0.23784 | 0.15108 | 0.86504 | 0 | 0 | 1 | 0.23784 | 0.15108 | 1
2631 | 0.16097 | 0.16896 | 0.86504 | 0 | 0 | 1 | 0.16097 | 0.16896 | 1
2632 | 0.028439 | 0.17068 | 0.86504 | 0 | 0 | 1 | 0.028439 | 0.17068 | 1
2633 | 0 | 0.1711 | 0.86504 | 0 | 0 | 1 | 0 | 0.1711 | 1
2634 | 0 | 0.19297 | 0.86504 | 0 | 1 | 1 | 0 | 0.19297 | 1
2635 | 0 | 0.16918 | 0.86504 | 0 | 1 | 1 | 0 | 0.16918 | 1
2636 | 0 | 0.18232 | 0.86504 | 0 | 1 | 1 | 0 | 0.18232 | 1
2637 | 0 | 0.16316 | 0.86504 | 0 | 1 | 1 | 0 | 0.16316 | 1
2638 | 0 | 0.16839 | 0.86504 | 0 | 0 | 1 | 0 | 0.16839 | 1
2639 | 0 | 0.15343 | 0.86504 | 0 | 0 | 1 | 0 | 0.15343 | 1
2640 | 0 | 0.13916 | 0.86504 | 0 | 0 | 1 | 0 | 0.13916 | 1
2641 | 0 | 0.072419 | 1 | 0 | 0 | 1 | 0 | 0.072419 | 1
2642 | 0 | 0.094506 | 1 | 0 | 0 | 1 | 0 | 0.094506 | 1
2643 | 0 | 0.084306 | 1 | 0 | 0 | 1 | 0 | 0.084306 | 1
2644 | 0 | 0.078697 | 1 | 0 | 0 | 1 | 0 | 0.078697 | 1
2645 | 0 | 0.067331 | 1 | 0 | 0 | 1 | 0 | 0.067331 | 1
2646 | 0 | 0.072546 | 1 | 0 | 0 | 1 | 0 | 0.072546 | 1
2647 | 0 | 0.069756 | 1 | 0 | 0 | 1 | 0 | 0.069756 | 1
2648 | 0 | 0.078634 | 1 | 0 | 0 | 1 | 0 | 0.078634 | 1
2649 | 0.026858 | 0.10731 | 1 | 0 | 0 | 1 | 0.026858 | 0.10731 | 1
2650 | 0.1148 | 0.13328 | 1 | 0 | 0 | 1 | 0.1148 | 0.13328 | 1
2651 | 0.20234 | 0.12166 | 1 | 0 | 0 | 1 | 0.20234 | 0.12166 | 1
2652 | 0.30912 | 0.15 | 1 | 0 | 0 | 1 | 0.30912 | 0.15 | 1
2653 | 0.32245 | 0.16685 | 1 | 0 | 0 | 1 | 0.32245 | 0.16685 | 1
2654 | 0.20958 | 0.16565 | 1 | 0 | 0 | 1 | 0.20958 | 0.16565 | 1
2655 | 0.19088 | 0.17478 | 1 | 0 | 0 | 1 | 0.19088 | 0.17478 | 1
2656 | 0.0088931 | 0.15142 | 1 | 0 | 0 | 1 | 0.0088931 | 0.15142 | 1
2657 | 0 | 0.16154 | 1 | 0 | 0 | 1 | 0 | 0.16154 | 1
2658 | 0 | 0.18439 | 1 | 0 | 1 | 1 | 0 | 0.18439 | 1
2659 | 0 | 0.18171 | 1 | 0 | 1 | 1 | 0 | 0.18171 | 1
2660 | 0 | 0.19757 | 1 | 0 | 1 | 1 | 0 | 0.19757 | 1
2661 | 0 | 0.17011 | 1 | 0 | 1 | 1 | 0 | 0.17011 | 1
2662 | 0 | 0.16863 | 1 | 0 | 0 | 1 | 0 | 0.16863 | 1
2663 | 0 | 0.15747 | 1 | 0 | 0 | 1 | 0 | 0.15747 | 1
2664 | 0 | 0.15042 | 1 | 0 | 0 | 1 | 0 | 0.15042 | 1
2665 | 0 | 0.10348 | 0.86504 | 0 | 0 | 1 | 0 | 0.10348 | 1
2666 | 0 | 0.078595 | 0.86504 | 0 | 0 | 1 | 0 | 0.078595 | 1
2667 | 0 | 0.064601 | 0.86504 | 0 | 0 | 1 | 0 | 0.064601 | 1
2668 | 0 | 0.060875 | 0.86504 | 0 | 0 | 1 | 0 | 0.060875 | 1
2669 | 0 | 0.069953 | 0.86504 | 0 | 0 | 1 | 0 | 0.069953 | 1
2670 | 0 | 0.0513 | 0.86504 | 0 | 0 | 1 | 0 | 0.0513 | 1
2671 | 0 | 0.036693 | 0.86504 | 0 | 0 | 1 | 0 | 0.036693 | 1
2672 | 0 | 0.04362 | 0.86504 | 0 | 0 | 1 | 0 | 0.04362 | 1
2673 | 0.061361 | 0.0736 | 0.86504 | 0 | 0 | 1 | 0.061361 | 0.0736 | 1
2674 | 0.19974 | 0.10304 | 0.86504 | 0 | 0 | 1 | 0.19974 | 0.10304 | 1
2675 | 0.24849 | 0.10716 | 0.86504 | 0 | 0 | 1 | 0.24849 | 0.10716 | 1
2676 | 0.33792 | 0.13574 | 0.86504 | 0 | 0 | 1 | 0.33792 | 0.13574 | 1
2677 | 0.32615 | 0.14037 | 0.86504 | 0 | 0 | 1 | 0.32615 | 0.14037 | 1
2678 | 0.17034 | 0.14095 | 0.86504 | 0 | 0 | 1 | 0.17034 | 0.14095 | 1
2679 | 0.11481 | 0.1455 | 0.86504 | 0 | 0 | 1 | 0.11481 | 0.1455 | 1
2680 | 0.040364 | 0.094257 | 0.86504 | 0 | 0 | 1 | 0.040364 | 0.094257 | 1
2681 | 0 | 0.12938 | 0.86504 | 0 | 0 | 1 | 0 | 0.12938 | 1
2682 | 0 | 0.17299 | 0.86504 | 0 | 1 | 1 | 0 | 0.17299 | 1
2683 | 0 | 0.15473 | 0.86504 | 0 | 1 | 1 | 0 | 0.15473 | 1
2684 | 0 | 0.14643 | 0.86504 | 0 | 1 | 1 | 0 | 0.14643 | 1
2685 | 0 | 0.14564 | 0.86504 | 0 | 1 | 1 | 0 | 0.14564 | 1
2686 | 0 | 0.14877 | 0.86504 | 0 | 0 | 1 | 0 | 0.14877 | 1
2687 | 0 | 0.1395 | 0.86504 | 0 | 0 | 1 | 0 | 0.1395 | 1
2688 | 0 | 0.14539 | 0.86504 | 0 | 0 | 1 | 0 | 0.14539 | 1
2689 | 0 | 0.12718 | 0.86504 | 0 | 0 | 1 | 0 | 0.12718 | 1
2690 | 0 | 0.096092 | 0.86504 | 0 | 0 | 1 | 0 | 0.096092 | 1
2691 | 0 | 0.077116 | 0.86504 | 0 | 0 | 1 | 0 | 0.077116 | 1
2692 | 0 | 0.052532 | 0.86504 | 0 | 0 | 1 | 0 | 0.052532 | 1
2693 | 0 | 0.081008 | 0.86504 | 0 | 0 | 1 | 0 | 0.081008 | 1
2694 | 0 | 0.049669 | 0.86504 | 0 | 0 | 1 | 0 | 0.049669 | 1
2695 | 0 | 0.034056 | 0.86504 | 0 | 0 | 1 | 0 | 0.034056 | 1
2696 | 0 | 0.032085 | 0.86504 | 0 | 0 | 1 | 0 | 0.032085 | 1
2697 | 0.071533 | 0.056032 | 0.86504 | 0 | 0 | 1 | 0.071533 | 0.056032 | 1
2698 | 0.17732 | 0.11029 | 0.86504 | 0 | 0 | 1 | 0.17732 | 0.11029 | 1
2699 | 0.25234 | 0.13202 | 0.86504 | 0 | 0 | 1 | 0.25234 | 0.13202 | 1
2700 | 0.31505 | 0.13061 | 0.86504 | 0 | 0 | 1 | 0.31505 | 0.13061 | 1
2701 | 0.35024 | 0.11714 | 0.86504 | 0 | 0 | 1 | 0.35024 | 0.11714 | 1
2702 | 0.25568 | 0.12428 | 0.86504 | 0 | 0 | 1 | 0.25568 | 0.12428 | 1
2703 | 0.15757 | 0.10747 | 0.86504 | 0 | 0 | 1 | 0.15757 | 0.10747 | 1
2704 | 0.099686 | 0.043863 | 0.86504 | 0 | 0 | 1 | 0.099686 | 0.043863 | 1
2705 | 0 | 0.071395 | 0.86504 | 0 | 0 | 1 | 0 | 0.071395 | 1
2706 | 0 | 0.10617 | 0.86504 | 0 | 1 | 1 | 0 | 0.10617 | 1
2707 | 0 | 0.096678 | 0.86504 | 0 | 1 | 1 | 0 | 0.096678 | 1
2708 | 0 | 0.057276 | 0.86504 | 0 | 1 | 1 | 0 | 0.057276 | 1
2709 | 0 | 0.078138 | 0.86504 | 0 | 1 | 1 | 0 | 0.078138 | 1
2710 | 0 | 0.10809 | 0.86504 | 0 | 0 | 1 | 0 | 0.10809 | 1
2711 | 0 | 0.084666 | 0.86504 | 0 | 0 | 1 | 0 | 0.084666 | 1
2712 | 0 | 0.075522 | 0.86504 | 0 | 0 | 1 | 0 | 0.075522 | 1
2713 | 0 | 0.13226 | 0.86504 | 0 | 0 | 1 | 0 | 0.13226 | 1
2714 | 0 | 0.06504 | 0.86504 | 0 | 0 | 1 | 0 | 0.06504 | 1
2715 | 0 | 0.081522 | 0.86504 | 0 | 0 | 1 | 0 | 0.081522 | 1
2716 | 0 | 0.047847 | 0.86504 | 0 | 0 | 1 | 0 | 0.047847 | 1
2717 | 0 | 0.066076 | 0.86504 | 0 | 0 | 1 | 0 | 0.066076 | 1
2718 | 0 | 0.049602 | 0.86504 | 0 | 0 | 1 | 0 | 0.049602 | 1
2719 | 0 | 0.023753 | 0.86504 | 0 | 0 | 1 | 0 | 0.023753 | 1
2720 | 0 | 0.024981 | 0.86504 | 0 | 0 | 1 | 0 | 0.024981 | 1
2721 | 0.10016 | 0.044162 | 0.86504 | 0 | 0 | 1 | 0.10016 | 0.044162 | 1
2722 | 0.21232 | 0.087568 | 0.86504 | 0 | 0 | 1 | 0.21232 | 0.087568 | 1
2723 | 0.25583 | 0.11378 | 0.86504 | 0 | 0 | 1 | 0.25583 | 0.11378 | 1
2724 | 0.31281 | 0.11832 | 0.86504 | 0 | 0 | 1 | 0.31281 | 0.11832 | 1
2725 | 0.34038 | 0.1285 | 0.86504 | 0 | 0 | 1 | 0.34038 | 0.1285 | 1
2726 | 0.30573 | 0.11324 | 0.86504 | 0 | 0 | 1 | 0.30573 | 0.11324 | 1
2727 | 0.15392 | 0.089885 | 0.86504 | 0 | 0 | 1 | 0.15392 | 0.089885 | 1
2728 | 0.12837 | 0.052206 | 0.86504 | 0 | 0 | 1 | 0.12837 | 0.052206 | 1
2729 | 0 | 0.067518 | 0.86504 | 0 | 0 | 1 | 0 | 0.067518 | 1
2730 | 0 | 0.064773 | 0.86504 | 0 | 1 | 1 | 0 | 0.064773 | 1
2731 | 0 | 0.053145 | 0.86504 | 0 | 1 | 1 | 0 | 0.053145 | 1
2732 | 0 | 0.02516 | 0.86504 | 0 | 1 | 1 | 0 | 0.02516 | 1
2733 | 0 | 0.058217 | 0.86504 | 0 | 1 | 1 | 0 | 0.058217 | 1
2734 | 0 | 0.083169 | 0.86504 | 0 | 0 | 1 | 0 | 0.083169 | 1
2735 | 0 | 0.071001 | 0.86504 | 0 | 0 | 1 | 0 | 0.071001 | 1
2736 | 0 | 0.067296 | 0.86504 | 0 | 0 | 1 | 0 | 0.067296 | 1
2737 | 0 | 0.081 | 0.86504 | 0 | 0 | 1 | 0 | 0.081 | 1
2738 | 0 | 0.051 | 0.86504 | 0 | 0 | 1 | 0 | 0.051 | 1
2739 | 0 | 0.056084 | 0.86504 | 0 | 0 | 1 | 0 | 0.056084 | 1
2740 | 0 | 0.054505 | 0.86504 | 0 | 0 | 1 | 0 | 0.054505 | 1
2741 | 0 | 0.06664 | 0.86504 | 0 | 0 | 1 | 0 | 0.06664 | 1
2742 | 0 | 0.043813 | 0.86504 | 0 | 0 | 1 | 0 | 0.043813 | 1
2743 | 0 | 0.035506 | 0.86504 | 0 | 0 | 1 | 0 | 0.035506 | 1
2744 | 0 | 0.031729 | 0.86504 | 0 | 0 | 1 | 0 | 0.031729 | 1
2745 | 0.16488 | 0.018594 | 0.86504 | 0 | 0 | 1 | 0.16488 | 0.018594 | 1
2746 | 0.27955 | 0.069227 | 0.86504 | 0 | 0 | 1 | 0.27955 | 0.069227 | 1
2747 | 0.30248 | 0.084671 | 0.86504 | 0 | 0 | 1 | 0.30248 | 0.084671 | 1
2748 | 0.32076 | 0.092451 | 0.86504 | 0 | 0 | 1 | 0.32076 | 0.092451 | 1
2749 | 0.36103 | 0.11657 | 0.86504 | 0 | 0 | 1 | 0.36103 | 0.11657 | 1
2750 | 0.36671 | 0.10949 | 0.86504 | 0 | 0 | 1 | 0.36671 | 0.10949 | 1
2751 | 0.20871 | 0.087643 | 0.86504 | 0 | 0 | 1 | 0.20871 | 0.087643 | 1
2752 | 0.10877 | 0.074377 | 0.86504 | 0 | 0 | 1 | 0.10877 | 0.074377 | 1
2753 | 0 | 0.037371 | 0.86504 | 0 | 0 | 1 | 0 | 0.037371 | 1
2754 | 0 | 0.040173 | 0.86504 | 0 | 1 | 1 | 0 | 0.040173 | 1
2755 | 0 | 0.027865 | 0.86504 | 0 | 1 | 1 | 0 | 0.027865 | 1
2756 | 0 | 0.0058334 | 0.86504 | 0 | 1 | 1 | 0 | 0.0058334 | 1
2757 | 0 | 0.039731 | 0.86504 | 0 | 1 | 1 | 0 | 0.039731 | 1
2758 | 0 | 0.053096 | 0.86504 | 0 | 0 | 1 | 0 | 0.053096 | 1
2759 | 0 | 0.041603 | 0.86504 | 0 | 0 | 1 | 0 | 0.041603 | 1
2760 | 0 | 0.035701 | 0.86504 | 0 | 0 | 1 | 0 | 0.035701 | 1
2761 | 0 | 0.062249 | 0.86504 | 0 | 0 | 1 | 0 | 0.062249 | 1
2762 | 0 | 0.036296 | 0.86504 | 0 | 0 | 1 | 0 | 0.036296 | 1
2763 | 0 | 0.028587 | 0.86504 | 0 | 0 | 1 | 0 | 0.028587 | 1
2764 | 0 | 0.036872 | 0.86504 | 0 | 0 | 1 | 0 | 0.036872 | 1
2765 | 0 | 0.033734 | 0.86504 | 0 | 0 | 1 | 0 | 0.033734 | 1
2766 | 0 | 0.019638 | 0.86504 | 0 | 0 | 1 | 0 | 0.019638 | 1
2767 | 0 | 0.010523 | 0.86504 | 0 | 0 | 1 | 0 | 0.010523 | 1
2768 | 0 | 0.014491 | 0.86504 | 0 | 0 | 1 | 0 | 0.014491 | 1
2769 | 0.089638 | 0.00060335 | 0.86504 | 0 | 0 | 1 | 0.089638 | 0.00060335 | 1
2770 | 0.2873 | 0.029322 | 0.86504 | 0 | 0 | 1 | 0.2873 | 0.029322 | 1
2771 | 0.34171 | 0.036003 | 0.86504 | 0 | 0 | 1 | 0.34171 | 0.036003 | 1
2772 | 0.36138 | 0.064046 | 0.86504 | 0 | 0 | 1 | 0.36138 | 0.064046 | 1
2773 | 0.30411 | 0.096006 | 0.86504 | 0 | 0 | 1 | 0.30411 | 0.096006 | 1
2774 | 0.25906 | 0.079838 | 0.86504 | 0 | 0 | 1 | 0.25906 | 0.079838 | 1
2775 | 0.1166 | 0.072306 | 0.86504 | 0 | 0 | 1 | 0.1166 | 0.072306 | 1
2776 | 0.012479 | 0.064677 | 0.86504 | 0 | 0 | 1 | 0.012479 | 0.064677 | 1
2777 | 0 | 0.027381 | 0.86504 | 0 | 0 | 1 | 0 | 0.027381 | 1
2778 | 0 | 0.033968 | 0.86504 | 0 | 1 | 1 | 0 | 0.033968 | 1
2779 | 0 | 0.018051 | 0.86504 | 0 | 1 | 1 | 0 | 0.018051 | 1
2780 | 0 | 0.0017948 | 0.86504 | 0 | 1 | 1 | 0 | 0.0017948 | 1
2781 | 0 | 0.012733 | 0.86504 | 0 | 1 | 1 | 0 | 0.012733 | 1
2782 | 0 | 0.014576 | 0.86504 | 0 | 0 | 1 | 0 | 0.014576 | 1
2783 | 0 | 0.024413 | 0.86504 | 0 | 0 | 1 | 0 | 0.024413 | 1
2784 | 0 | 0.018509 | 0.86504 | 0 | 0 | 1 | 0 | 0.018509 | 1
2785 | 0 | 0.042372 | 0.86504 | 0 | 0 | 1 | 0 | 0.042372 | 1
2786 | 0 | 0.01839 | 0.86504 | 0 | 0 | 1 | 0 | 0.01839 | 1
2787 | 0 | 0.0059995 | 0.86504 | 0 | 0 | 1 | 0 | 0.0059995 | 1
2788 | 0 | 0.019282 | 0.86504 | 0 | 0 | 1 | 0 | 0.019282 | 1
2789 | 0 | 0.013887 | 0.86504 | 0 | 0 | 1 | 0 | 0.013887 | 1
2790 | 0 | 0 | 0.86504 | 0 | 0 | 1 | 0 | 0 | 1
2791 | 0 | 0 | 0.86504 | 0 | 0 | 1 | 0 | 0 | 1
2792 | 0 | 0 | 0.86504 | 0 | 0 | 1 | 0 | 0 | 1
2793 | 0.028859 | 0 | 0.86504 | 0 | 0 | 1 | 0.028859 | 0 | 1
2794 | 0.18782 | 0 | 0.86504 | 0 | 0 | 1 | 0.18782 | 0 | 1
2795 | 0.192 | 0 | 0.86504 | 0 | 0 | 1 | 0.192 | 0 | 1
2796 | 0.28136 | 0.0086378 | 0.86504 | 0 | 0 | 1 | 0.28136 | 0.0086378 | 1
2797 | 0.23627 | 0.031366 | 0.86504 | 0 | 0 | 1 | 0.23627 | 0.031366 | 1
2798 | 0.15804 | 0.041747 | 0.86504 | 0 | 0 | 1 | 0.15804 | 0.041747 | 1
2799 | 0.04836 | 0.035914 | 0.86504 | 0 | 0 | 1 | 0.04836 | 0.035914 | 1
2800 | 0 | 0.03004 | 0.86504 | 0 | 0 | 1 | 0 | 0.03004 | 1
2801 | 0 | 0.0011692 | 0.86504 | 0 | 0 | 1 | 0 | 0.0011692 | 1
2802 | 0 | 0.015105 | 0.86504 | 0 | 1 | 1 | 0 | 0.015105 | 1
2803 | 0 | 0 | 0.86504 | 0 | 1 | 1 | 0 | 0 | 1
2804 | 0 | 0 | 0.86504 | 0 | 1 | 1 | 0 | 0 | 1
2805 | 0 | 0 | 0.86504 | 0 | 1 | 1 | 0 | 0 | 1
2806 | 0 | 0 | 0.86504 | 0 | 0 | 1 | 0 | 0 | 1
2807 | 0 | 0 | 0.86504 | 0 | 0 | 1 | 0 | 0 | 1
2808 | 0 | 0 | 0.86504 | 0 | 0 | 1 | 0 | 0 | 1
2809 | 0 | 0.010099 | 0.86504 | 0 | 0 | 1 | 0 | 0.010099 | 1
2810 | 0 | 0.0019092 | 0.86504 | 0 | 0 | 1 | 0 | 0.0019092 | 1
2811 | 0 | 0.020073 | 0.86504 | 0 | 0 | 1 | 0 | 0.020073 | 1
2812 | 0 | 0.027742 | 0.86504 | 0 | 0 | 1 | 0 | 0.027742 | 1
2813 | 0 | 0.0074877 | 0.86504 | 0 | 0 | 1 | 0 | 0.0074877 | 1
2814 | 0 | 0.00065602 | 0.86504 | 0 | 0 | 1 | 0 | 0.00065602 | 1
2815 | 0 | 0 | 0.86504 | 0 | 0 | 1 | 0 | 0 | 1
2816 | 0 | 0 | 0.86504 | 0 | 0 | 1 | 0 | 0 | 1
2817 | 0 | 0 | 0.86504 | 0 | 0 | 1 | 0 | 0 | 1
2818 | 0.10868 | 0 | 0.86504 | 0 | 0 | 1 | 0.10868 | 0 | 1
2819 | 0.092644 | 0 | 0.86504 | 0 | 0 | 1 | 0.092644 | 0 | 1
2820 | 0.17044 | 0.0046857 | 0.86504 | 0 | 0 | 1 | 0.17044 | 0.0046857 | 1
2821 | 0.10428 | 0.022424 | 0.86504 | 0 | 0 | 1 | 0.10428 | 0.022424 | 1
2822 | 0 | 0.020878 | 0.86504 | 0 | 0 | 1 | 0 | 0.020878 | 1
2823 | 0 | 0.017321 | 0.86504 | 0 | 0 | 1 | 0 | 0.017321 | 1
2824 | 0 | 0.0027524 | 0.86504 | 0 | 0 | 1 | 0 | 0.0027524 | 1
2825 | 0 | 0 | 0.86504 | 0 | 0 | 1 | 0 | 0 | 1
2826 | 0 | 0 | 0.86504 | 0 | 1 | 1 | 0 | 0 | 1
2827 | 0 | 0 | 0.86504 | 0 | 1 | 1 | 0 | 0 | 1
2828 | 0 | 0 | 0.86504 | 0 | 1 | 1 | 0 | 0 | 1
2829 | 0 | 0 | 0.86504 | 0 | 1 | 1 | 0 | 0 | 1
2830 | 0 | 0 | 0.86504 | 0 | 0 | 1 | 0 | 0 | 1
2831 | 0 | 0 | 0.86504 | 0 | 0 | 1 | 0 | 0 | 1
2832 | 0 | 0 | 0.86504 | 0 | 0 | 1 | 0 | 0 | 1
2833 | 0 | 0 | 0.86504 | 0 | 0 | 1 | 0 | 0 | 1
2834 | 0 | 0 | 0.86504 | 0 | 0 | 1 | 0 | 0 | 1
2835 | 0 | 0.0052825 | 0.86504 | 0 | 0 | 1 | 0 | 0.0052825 | 1
2836 | 0 | 0.006297 | 0.86504 | 0 | 0 | 1 | 0 | 0.006297 | 1
2837 | 0 | 0.015291 | 0.86504 | 0 | 0 | 1 | 0 | 0.015291 | 1
2838 | 0 | 0.013258 | 0.86504 | 0 | 0 | 1 | 0 | 0.013258 | 1
2839 | 0 | 0 | 0.86504 | 0 | 0 | 1 | 0 | 0 | 1
2840 | 0 | 0 | 0.86504 | 0 | 0 | 1 | 0 | 0 | 1
2841 | 0 | 0 | 0.86504 | 0 | 0 | 1 | 0 | 0 | 1
2842 | 0 | 0 | 0.86504 | 0 | 0 | 1 | 0 | 0 | 1
2843 | 0 | 0 | 0.86504 | 0 | 0 | 1 | 0 | 0 | 1
2844 | 0.045611 | 0 | 0.86504 | 0 | 0 | 1 | 0.045611 | 0 | 1
2845 | 0.040389 | 0 | 0.86504 | 0 | 0 | 1 | 0.040389 | 0 | 1
2846 | 0 | 0.010344 | 0.86504 | 0 | 0 | 1 | 0 | 0.010344 | 1
2847 | 0 | 0.018994 | 0.86504 | 0 | 0 | 1 | 0 | 0.018994 | 1
2848 | 0 | 0.013675 | 0.86504 | 0 | 0 | 1 | 0 | 0.013675 | 1
2849 | 0 | 0.0054328 | 0.86504 | 0 | 0 | 1 | 0 | 0.0054328 | 1
2850 | 0 | 0 | 0.86504 | 0 | 1 | 1 | 0 | 0 | 1
2851 | 0 | 0 | 0.86504 | 0 | 1 | 1 | 0 | 0 | 1
2852 | 0 | 0 | 0.86504 | 0 | 1 | 1 | 0 | 0 | 1
2853 | 0 | 0 | 0.86504 | 0 | 1 | 1 | 0 | 0 | 1
2854 | 0 | 0 | 0.86504 | 0 | 0 | 1 | 0 | 0 | 1
2855 | 0 | 0 | 0.86504 | 0 | 0 | 1 | 0 | 0 | 1
2856 | 0 | 0 | 0.86504 | 0 | 0 | 1 | 0 | 0 | 1
2857 | 0 | 0 | 0.86504 | 0 | 0 | 1 | 0 | 0 | 1
2858 | 0 | 0 | 0.86504 | 0 | 0 | 1 | 0 | 0 | 1
2859 | 0 | 0.0062869 | 0.86504 | 0 | 0 | 1 | 0 | 0.0062869 | 1
2860 | 0 | 0.0068232 | 0.86504 | 0 | 0 | 1 | 0 | 0.0068232 | 1
2861 | 0 | 0.024531 | 0.86504 | 0 | 0 | 1 | 0 | 0.024531 | 1
2862 | 0 | 0.031235 | 0.86504 | 0 | 0 | 1 | 0 | 0.031235 | 1
2863 | 0 | 0.019734 | 0.86504 | 0 | 0 | 1 | 0 | 0.019734 | 1
2864 | 0 | 0.00084673 | 0.86504 | 0 | 0 | 1 | 0 | 0.00084673 | 1
2865 | 0 | 0.00037948 | 0.86504 | 0 | 0 | 1 | 0 | 0.00037948 | 1
2866 | 0.042539 | 0.017908 | 0.86504 | 0 | 0 | 1 | 0.042539 | 0.017908 | 1
2867 | 0.055626 | 0.044267 | 0.86504 | 0 | 0 | 1 | 0.055626 | 0.044267 | 1
2868 | 0.12012 | 0.032296 | 0.86504 | 0 | 0 | 1 | 0.12012 | 0.032296 | 1
2869 | 0.11948 | 0.031966 | 0.86504 | 0 | 0 | 1 | 0.11948 | 0.031966 | 1
2870 | 0.016232 | 0.037041 | 0.86504 | 0 | 0 | 1 | 0.016232 | 0.037041 | 1
2871 | 0.032984 | 0.042923 | 0.86504 | 0 | 0 | 1 | 0.032984 | 0.042923 | 1
2872 | 0 | 0.0408 | 0.86504 | 0 | 0 | 1 | 0 | 0.0408 | 1
2873 | 0 | 0.042352 | 0.86504 | 0 | 0 | 1 | 0 | 0.042352 | 1
2874 | 0 | 0.026051 | 0.86504 | 0 | 1 | 1 | 0 | 0.026051 | 1
2875 | 0 | 0 | 0.86504 | 0 | 1 | 1 | 0 | 0 | 1
2876 | 0 | 0 | 0.86504 | 0 | 1 | 1 | 0 | 0 | 1
2877 | 0 | 0.00073693 | 0.86504 | 0 | 1 | 1 | 0 | 0.00073693 | 1
2878 | 0 | 0 | 0.86504 | 0 | 0 | 1 | 0 | 0 | 1
2879 | 0 | 0.0089363 | 0.86504 | 0 | 0 | 1 | 0 | 0.0089363 | 1
2880 | 0 | 0 | 0.86504 | 0 | 0 | 1 | 0 | 0 | 1
2881 | 0 | 0 | 0.86504 | 0 | 0 | 1 | 0 | 0 | 1
2882 | 0 | 0 | 0.86504 | 0 | 0 | 1 | 0 | 0 | 1
2883 | 0 | 0 | 0.86504 | 0 | 0 | 1 | 0 | 0 | 1
2884 | 0 | 0 | 0.86504 | 0 | 0 | 1 | 0 | 0 | 1
2885 | 0 | 0.00086621 | 0.86504 | 0 | 0 | 1 | 0 | 0.00086621 | 1
2886 | 0 | 0.0095404 | 0.86504 | 0 | 0 | 1 | 0 | 0.0095404 | 1
2887 | 0 | 0.0093846 | 0.86504 | 0 | 0 | 1 | 0 | 0.0093846 | 1
2888 | 0 | 0 | 0.86504 | 0 | 0 | 1 | 0 | 0 | 1
2889 | 0 | 0 | 0.86504 | 0 | 0 | 1 | 0 | 0 | 1
2890 | 0 | 0.017163 | 0.86504 | 0 | 0 | 1 | 0 | 0.017163 | 1
2891 | 0.023067 | 0.055578 | 0.86504 | 0 | 0 | 1 | 0.023067 | 0.055578 | 1
2892 | 0.10104 | 0.052894 | 0.86504 | 0 | 0 | 1 | 0.10104 | 0.052894 | 1
2893 | 0.13633 | 0.046037 | 0.86504 | 0 | 0 | 1 | 0.13633 | 0.046037 | 1
2894 | 0.15078 | 0.04463 | 0.86504 | 0 | 0 | 1 | 0.15078 | 0.04463 | 1
2895 | 0.13596 | 0.047294 | 0.86504 | 0 | 0 | 1 | 0.13596 | 0.047294 | 1
2896 | 0.056015 | 0.062489 | 0.86504 | 0 | 0 | 1 | 0.056015 | 0.062489 | 1
2897 | 0 | 0.064273 | 0.86504 | 0 | 0 | 1 | 0 | 0.064273 | 1
2898 | 0 | 0.056724 | 0.86504 | 0 | 1 | 1 | 0 | 0.056724 | 1
2899 | 0 | 0.02753 | 0.86504 | 0 | 1 | 1 | 0 | 0.02753 | 1
2900 | 0 | 0.00027586 | 0.86504 | 0 | 1 | 1 | 0 | 0.00027586 | 1
2901 | 0 | 0.0077279 | 0.86504 | 0 | 1 | 1 | 0 | 0.0077279 | 1
2902 | 0 | 0.0092196 | 0.86504 | 0 | 0 | 1 | 0 | 0.0092196 | 1
2903 | 0 | 0.012352 | 0.86504 | 0 | 0 | 1 | 0 | 0.012352 | 1
2904 | 0 | 0 | 0.86504 | 0 | 0 | 1 | 0 | 0 | 1
2905 | 0 | 0 | 0.86504 | 0 | 0 | 1 | 0 | 0 | 1
2906 | 0 | 0 | 0.86504 | 0 | 0 | 1 | 0 | 0 | 1
2907 | 0 | 0 | 0.86504 | 0 | 0 | 1 | 0 | 0 | 1
2908 | 0 | 0 | 0.86504 | 0 | 0 | 1 | 0 | 0 | 1
2909 | 0 | 0 | 0.86504 | 0 | 0 | 1 | 0 | 0 | 1
2910 | 0 | 0 | 0.86504 | 0 | 0 | 1 | 0 | 0 | 1
2911 | 0 | 0 | 0.86504 | 0 | 0 | 1 | 0 | 0 | 1
2912 | 0 | 0 | 0.86504 | 0 | 0 | 1 | 0 | 0 | 1
2913 | 0 | 0 | 0.86504 | 0 | 0 | 1 | 0 | 0 | 1
2914 | 0.032257 | 0.0074035 | 0.86504 | 0 | 0 | 1 | 0.032257 | 0.0074035 | 1
2915 | 0.088923 | 0.042035 | 0.86504 | 0 | 0 | 1 | 0.088923 | 0.042035 | 1
2916 | 0.18657 | 0.067106 | 0.86504 | 0 | 0 | 1 | 0.18657 | 0.067106 | 1
2917 | 0.17453 | 0.062234 | 0.86504 | 0 | 0 | 1 | 0.17453 | 0.062234 | 1
2918 | 0.21741 | 0.032659 | 0.86504 | 0 | 0 | 1 | 0.21741 | 0.032659 | 1
2919 | 0.13442 | 0.024168 | 0.86504 | 0 | 0 | 1 | 0.13442 | 0.024168 | 1
2920 | 0.021322 | 0.031303 | 0.86504 | 0 | 0 | 1 | 0.021322 | 0.031303 | 1
2921 | 0 | 0.045026 | 0.86504 | 0 | 0 | 1 | 0 | 0.045026 | 1
2922 | 0 | 0.040028 | 0.86504 | 0 | 1 | 1 | 0 | 0.040028 | 1
2923 | 0 | 0.023388 | 0.86504 | 0 | 1 | 1 | 0 | 0.023388 | 1
2924 | 0 | 0.0010667 | 0.86504 | 0 | 1 | 1 | 0 | 0.0010667 | 1
2925 | 0 | 0.0001289 | 0.86504 | 0 | 1 | 1 | 0 | 0.0001289 | 1
2926 | 0 | 0 | 0.86504 | 0 | 0 | 1 | 0 | 0 | 1
2927 | 0 | 0.010189 | 0.86504 | 0 | 0 | 1 | 0 | 0.010189 | 1
2928 | 0 | 0 | 0.86504 | 0 | 0 | 1 | 0 | 0 | 1
2929 | 0 | 0 | 0.86504 | 0 | 0 | 1 | 0 | 0 | 1
2930 | 0 | 0 | 0.86504 | 0 | 0 | 1 | 0 | 0 | 1
2931 | 0 | 0 | 0.86504 | 0 | 0 | 1 | 0 | 0 | 1
2932 | 0 | 0 | 0.86504 | 0 | 0 | 1 | 0 | 0 | 1
2933 | 0 | 0 | 0.86504 | 0 | 0 | 1 | 0 | 0 | 1
2934 | 0 | 0 | 0.86504 | 0 | 0 | 1 | 0 | 0 | 1
2935 | 0 | 0 | 0.86504 | 0 | 0 | 1 | 0 | 0 | 1
2936 | 0 | 0 | 0.86504 | 0 | 0 | 1 | 0 | 0 | 1
2937 | 0 | 0 | 0.86504 | 0 | 0 | 1 | 0 | 0 | 1
2938 | 0.027695 | 0 | 0.86504 | 0 | 0 | 1 | 0.027695 | 0 | 1
2939 | 0.10885 | 0.015579 | 0.86504 | 0 | 0 | 1 | 0.10885 | 0.015579 | 1
2940 | 0.15869 | 0.047732 | 0.86504 | 0 | 0 | 1 | 0.15869 | 0.047732 | 1
2941 | 0.17674 | 0.047047 | 0.86504 | 0 | 0 | 1 | 0.17674 | 0.047047 | 1
2942 | 0.18864 | 0.033834 | 0.86504 | 0 | 0 | 1 | 0.18864 | 0.033834 | 1
2943 | 0.12813 | 0.021846 | 0.86504 | 0 | 0 | 1 | 0.12813 | 0.021846 | 1
2944 | 0.042571 | 0.017747 | 0.86504 | 0 | 0 | 1 | 0.042571 | 0.017747 | 1
2945 | 0 | 0.021733 | 0.86504 | 0 | 0 | 1 | 0 | 0.021733 | 1
2946 | 0 | 0.00010774 | 0.86504 | 0 | 1 | 1 | 0 | 0.00010774 | 1
2947 | 0 | 0 | 0.86504 | 0 | 1 | 1 | 0 | 0 | 1
2948 | 0 | 0 | 0.86504 | 0 | 1 | 1 | 0 | 0 | 1
2949 | 0 | 0 | 0.86504 | 0 | 1 | 1 | 0 | 0 | 1
2950 | 0 | 0 | 0.86504 | 0 | 0 | 1 | 0 | 0 | 1
2951 | 0 | 0 | 0.86504 | 0 | 0 | 1 | 0 | 0 | 1
2952 | 0 | 0 | 0.86504 | 0 | 0 | 1 | 0 | 0 | 1
2953 | 0 | 0 | 0.86504 | 0 | 0 | 1 | 0 | 0 | 1
2954 | 0 | 0 | 0.86504 | 0 | 0 | 1 | 0 | 0 | 1
2955 | 0 | 0 | 0.86504 | 0 | 0 | 1 | 0 | 0 | 1
2956 | 0 | 0 | 0.86504 | 0 | 0 | 1 | 0 | 0 | 1
2957 | 0 | 0 | 0.86504 | 0 | 0 | 1 | 0 | 0 | 1
2958 | 0 | 0 | 0.86504 | 0 | 0 | 1 | 0 | 0 | 1
2959 | 0 | 0 | 0.86504 | 0 | 0 | 1 | 0 | 0 | 1
2960 | 0 | 0 | 0.86504 | 0 | 0 | 1 | 0 | 0 | 1
2961 | 0 | 0 | 0.86504 | 0 | 0 | 1 | 0 | 0 | 1
2962 | 0.12165 | 0 | 0.86504 | 0 | 0 | 1 | 0.12165 | 0 | 1
2963 | 0.20214 | 0 | 0.86504 | 0 | 0 | 1 | 0.20214 | 0 | 1
2964 | 0.25786 | 0.021588 | 0.86504 | 0 | 0 | 1 | 0.25786 | 0.021588 | 1
2965 | 0.24128 | 0.02795 | 0.86504 | 0 | 0 | 1 | 0.24128 | 0.02795 | 1
2966 | 0.23358 | 0.023569 | 0.86504 | 0 | 0 | 1 | 0.23358 | 0.023569 | 1
2967 | 0.19722 | 0.0042597 | 0.86504 | 0 | 0 | 1 | 0.19722 | 0.0042597 | 1
2968 | 0.060185 | 0 | 0.86504 | 0 | 0 | 1 | 0.060185 | 0 | 1
2969 | 0 | 0.0040306 | 0.86504 | 0 | 0 | 1 | 0 | 0.0040306 | 1
2970 | 0 | 0 | 0.86504 | 0 | 1 | 1 | 0 | 0 | 1
2971 | 0 | 0 | 0.86504 | 0 | 1 | 1 | 0 | 0 | 1
2972 | 0 | 0 | 0.86504 | 0 | 1 | 1 | 0 | 0 | 1
2973 | 0 | 0 | 0.86504 | 0 | 1 | 1 | 0 | 0 | 1
2974 | 0 | 0 | 0.86504 | 0 | 0 | 1 | 0 | 0 | 1
2975 | 0 | 0 | 0.86504 | 0 | 0 | 1 | 0 | 0 | 1
2976 | 0 | 0 | 0.86504 | 0 | 0 | 1 | 0 | 0 | 1
2977 | 0 | 0 | 1 | 0 | 0 | 1 | 0 | 0 | 1
2978 | 0 | 0 | 1 | 0 | 0 | 1 | 0 | 0 | 1
2979 | 0 | 0 | 1 | 0 | 0 | 1 | 0 | 0 | 1
2980 | 0 | 0 | 1 | 0 | 0 | 1 | 0 | 0 | 1
2981 | 0 | 0 | 1 | 0 | 0 | 1 | 0 | 0 | 1
2982 | 0 | 0 | 1 | 0 | 0 | 1 | 0 | 0 | 1
2983 | 0 | 0 | 1 | 0 | 0 | 1 | 0 | 0 | 1
2984 | 0 | 0 | 1 | 0 | 0 | 1 | 0 | 0 | 1
2985 | 0.054173 | 0 | 1 | 0 | 0 | 1 | 0.054173 | 0 | 1
2986 | 0.20705 | 0 | 1 | 0 | 0 | 1 | 0.20705 | 0 | 1
2987 | 0.33197 | 0.0030865 | 1 | 0 | 0 | 1 | 0.33197 | 0.0030865 | 1
2988 | 0.30515 | 0.042264 | 1 | 0 | 0 | 1 | 0.30515 | 0.042264 | 1
2989 | 0.32482 | 0.060805 | 1 | 0 | 0 | 1 | 0.32482 | 0.060805 | 1
2990 | 0.25317 | 0.081796 | 1 | 0 | 0 | 1 | 0.25317 | 0.081796 | 1
2991 | 0.19549 | 0.064276 | 1 | 0 | 0 | 1 | 0.19549 | 0.064276 | 1
2992 | 0.12366 | 0.046444 | 1 | 0 | 0 | 1 | 0.12366 | 0.046444 | 1
2993 | 0.010434 | 0.042423 | 1 | 0 | 0 | 1 | 0.010434 | 0.042423 | 1
2994 | 0 | 0.011802 | 1 | 0 | 1 | 1 | 0 | 0.011802 | 1
2995 | 0 | 0 | 1 | 0 | 1 | 1 | 0 | 0 | 1
2996 | 0 | 0 | 1 | 0 | 1 | 1 | 0 | 0 | 1
2997 | 0 | 0 | 1 | 0 | 1 | 1 | 0 | 0 | 1
2998 | 0 | 0 | 1 | 0 | 0 | 1 | 0 | 0 | 1
2999 | 0 | 0 | 1 | 0 | 0 | 1 | 0 | 0 | 1
3000 | 0 | 0 | 1 | 0 | 0 | 1 | 0 | 0 | 1
3001 | 0 | 0 | 0.91624 | 0 | 0 | 1 | 0 | 0 | 1
3002 | 0 | 0 | 0.91624 | 0 | 0 | 1 | 0 | 0 | 1
3003 | 0 | 0 | 0.91624 | 0 | 0 | 1 | 0 | 0 | 1
3004 | 0 | 0 | 0.91624 | 0 | 0 | 1 | 0 | 0 | 1
3005 | 0 | 0 | 0.91624 | 0 | 0 | 1 | 0 | 0 | 1
3006 | 0 | 0 | 0.91624 | 0 | 0 | 1 | 0 | 0 | 1
3007 | 0 | 0 | 0.91624 | 0 | 0 | 1 | 0 | 0 | 1
3008 | 0 | 0 | 0.91624 | 0 | 0 | 1 | 0 | 0 | 1
3009 | 0.083664 | 0 | 0.91624 | 0 | 0 | 1 | 0.083664 | 0 | 1
3010 | 0.2052 | 0.014802 | 0.91624 | 0 | 0 | 1 | 0.2052 | 0.014802 | 1
3011 | 0.37244 | 0.0038216 | 0.91624 | 0 | 0 | 1 | 0.37244 | 0.0038216 | 1
3012 | 0.39962 | 0.036149 | 0.91624 | 0 | 0 | 1 | 0.39962 | 0.036149 | 1
3013 | 0.35655 | 0.050665 | 0.91624 | 0 | 0 | 1 | 0.35655 | 0.050665 | 1
3014 | 0.29979 | 0.069639 | 0.91624 | 0 | 0 | 1 | 0.29979 | 0.069639 | 1
3015 | 0.24665 | 0.061655 | 0.91624 | 0 | 0 | 1 | 0.24665 | 0.061655 | 1
3016 | 0.13558 | 0.055754 | 0.91624 | 0 | 0 | 1 | 0.13558 | 0.055754 | 1
3017 | 0.0017743 | 0.07216 | 0.91624 | 0 | 0 | 1 | 0.0017743 | 0.07216 | 1
3018 | 0 | 0.048987 | 0.91624 | 0 | 1 | 1 | 0 | 0.048987 | 1
3019 | 0 | 0.020631 | 0.91624 | 0 | 1 | 1 | 0 | 0.020631 | 1
3020 | 0 | 0 | 0.91624 | 0 | 1 | 1 | 0 | 0 | 1
3021 | 0 | 0 | 0.91624 | 0 | 1 | 1 | 0 | 0 | 1
3022 | 0 | 0.0032465 | 0.91624 | 0 | 0 | 1 | 0 | 0.0032465 | 1
3023 | 0 | 0 | 0.91624 | 0 | 0 | 1 | 0 | 0 | 1
3024 | 0 | 0 | 0.91624 | 0 | 0 | 1 | 0 | 0 | 1
3025 | 0 | 0 | 0.91624 | 0 | 0 | 1 | 0 | 0 | 1
3026 | 0 | 0 | 0.91624 | 0 | 0 | 1 | 0 | 0 | 1
3027 | 0 | 0 | 0.91624 | 0 | 0 | 1 | 0 | 0 | 1
3028 | 0 | 0 | 0.91624 | 0 | 0 | 1 | 0 | 0 | 1
3029 | 0 | 0 | 0.91624 | 0 | 0 | 1 | 0 | 0 | 1
3030 | 0 | 0 | 0.91624 | 0 | 0 | 1 | 0 | 0 | 1
3031 | 0 | 0 | 0.91624 | 0 | 0 | 1 | 0 | 0 | 1
3032 | 0 | 0 | 0.91624 | 0 | 0 | 1 | 0 | 0 | 1
3033 | 0.1123 | 0 | 0.91624 | 0 | 0 | 1 | 0.1123 | 0 | 1
3034 | 0.20801 | 0.012469 | 0.91624 | 0 | 0 | 1 | 0.20801 | 0.012469 | 1
3035 | 0.30734 | 0.02238 | 0.91624 | 0 | 0 | 1 | 0.30734 | 0.02238 | 1
3036 | 0.34306 | 0.038379 | 0.91624 | 0 | 0 | 1 | 0.34306 | 0.038379 | 1
3037 | 0.29396 | 0.047001 | 0.91624 | 0 | 0 | 1 | 0.29396 | 0.047001 | 1
3038 | 0.21019 | 0.070296 | 0.91624 | 0 | 0 | 1 | 0.21019 | 0.070296 | 1
3039 | 0.16491 | 0.080466 | 0.91624 | 0 | 0 | 1 | 0.16491 | 0.080466 | 1
3040 | 0.067056 | 0.075276 | 0.91624 | 0 | 0 | 1 | 0.067056 | 0.075276 | 1
3041 | 0 | 0.070141 | 0.91624 | 0 | 0 | 1 | 0 | 0.070141 | 1
3042 | 0 | 0.047932 | 0.91624 | 0 | 1 | 1 | 0 | 0.047932 | 1
3043 | 0 | 0.02277 | 0.91624 | 0 | 1 | 1 | 0 | 0.02277 | 1
3044 | 0 | 0.0046316 | 0.91624 | 0 | 1 | 1 | 0 | 0.0046316 | 1
3045 | 0 | 0 | 0.91624 | 0 | 1 | 1 | 0 | 0 | 1
3046 | 0 | 0 | 0.91624 | 0 | 0 | 1 | 0 | 0 | 1
3047 | 0 | 0 | 0.91624 | 0 | 0 | 1 | 0 | 0 | 1
3048 | 0 | 0 | 0.91624 | 0 | 0 | 1 | 0 | 0 | 1
3049 | 0 | 0 | 0.91624 | 0 | 0 | 1 | 0 | 0 | 1
3050 | 0 | 0 | 0.91624 | 0 | 0 | 1 | 0 | 0 | 1
3051 | 0 | 0 | 0.91624 | 0 | 0 | 1 | 0 | 0 | 1
3052 | 0 | 0 | 0.91624 | 0 | 0 | 1 | 0 | 0 | 1
3053 | 0 | 0 | 0.91624 | 0 | 0 | 1 | 0 | 0 | 1
3054 | 0 | 0 | 0.91624 | 0 | 0 | 1 | 0 | 0 | 1
3055 | 0 | 0 | 0.91624 | 0 | 0 | 1 | 0 | 0 | 1
3056 | 0 | 0 | 0.91624 | 0 | 0 | 1 | 0 | 0 | 1
3057 | 0.067788 | 0.0012336 | 0.91624 | 0 | 0 | 1 | 0.067788 | 0.0012336 | 1
3058 | 0.15769 | 0.0036725 | 0.91624 | 0 | 0 | 1 | 0.15769 | 0.0036725 | 1
3059 | 0.22933 | 0.01926 | 0.91624 | 0 | 0 | 1 | 0.22933 | 0.01926 | 1
3060 | 0.25722 | 0.028741 | 0.91624 | 0 | 0 | 1 | 0.25722 | 0.028741 | 1
3061 | 0.22334 | 0.023727 | 0.91624 | 0 | 0 | 1 | 0.22334 | 0.023727 | 1
3062 | 0.14642 | 0.028041 | 0.91624 | 0 | 0 | 1 | 0.14642 | 0.028041 | 1
3063 | 0.093238 | 0.034115 | 0.91624 | 0 | 0 | 1 | 0.093238 | 0.034115 | 1
3064 | 0 | 0.035266 | 0.91624 | 0 | 0 | 1 | 0 | 0.035266 | 1
3065 | 0 | 0.041571 | 0.91624 | 0 | 0 | 1 | 0 | 0.041571 | 1
3066 | 0 | 0.033638 | 0.91624 | 0 | 1 | 1 | 0 | 0.033638 | 1
3067 | 0 | 0 | 0.91624 | 0 | 1 | 1 | 0 | 0 | 1
3068 | 0 | 0 | 0.91624 | 0 | 1 | 1 | 0 | 0 | 1
3069 | 0 | 0 | 0.91624 | 0 | 1 | 1 | 0 | 0 | 1
3070 | 0 | 0 | 0.91624 | 0 | 0 | 1 | 0 | 0 | 1
3071 | 0 | 0 | 0.91624 | 0 | 0 | 1 | 0 | 0 | 1
3072 | 0 | 0 | 0.91624 | 0 | 0 | 1 | 0 | 0 | 1
3073 | 0 | 0 | 0.91624 | 0 | 0 | 1 | 0 | 0 | 1
3074 | 0 | 0 | 0.91624 | 0 | 0 | 1 | 0 | 0 | 1
3075 | 0 | 0 | 0.91624 | 0 | 0 | 1 | 0 | 0 | 1
3076 | 0 | 0 | 0.91624 | 0 | 0 | 1 | 0 | 0 | 1
3077 | 0 | 0 | 0.91624 | 0 | 0 | 1 | 0 | 0 | 1
3078 | 0 | 0 | 0.91624 | 0 | 0 | 1 | 0 | 0 | 1
3079 | 0 | 0 | 0.91624 | 0 | 0 | 1 | 0 | 0 | 1
3080 | 0 | 0 | 0.91624 | 0 | 0 | 1 | 0 | 0 | 1
3081 | 0.070231 | 0 | 0.91624 | 0 | 0 | 1 | 0.070231 | 0 | 1
3082 | 0.15155 | 0 | 0.91624 | 0 | 0 | 1 | 0.15155 | 0 | 1
3083 | 0.192 | 0.018721 | 0.91624 | 0 | 0 | 1 | 0.192 | 0.018721 | 1
3084 | 0.18723 | 0.026341 | 0.91624 | 0 | 0 | 1 | 0.18723 | 0.026341 | 1
3085 | 0.16569 | 0.033884 | 0.91624 | 0 | 0 | 1 | 0.16569 | 0.033884 | 1
3086 | 0.108 | 0.038207 | 0.91624 | 0 | 0 | 1 | 0.108 | 0.038207 | 1
3087 | 0.02992 | 0.042122 | 0.91624 | 0 | 0 | 1 | 0.02992 | 0.042122 | 1
3088 | 0 | 0.032336 | 0.91624 | 0 | 0 | 1 | 0 | 0.032336 | 1
3089 | 0 | 0.022565 | 0.91624 | 0 | 0 | 1 | 0 | 0.022565 | 1
3090 | 0 | 0.020996 | 0.91624 | 0 | 1 | 1 | 0 | 0.020996 | 1
3091 | 0 | 0.00025677 | 0.91624 | 0 | 1 | 1 | 0 | 0.00025677 | 1
3092 | 0 | 0 | 0.91624 | 0 | 1 | 1 | 0 | 0 | 1
3093 | 0 | 0 | 0.91624 | 0 | 1 | 1 | 0 | 0 | 1
3094 | 0 | 0.0024506 | 0.91624 | 0 | 0 | 1 | 0 | 0.0024506 | 1
3095 | 0 | 0.0097311 | 0.91624 | 0 | 0 | 1 | 0 | 0.0097311 | 1
3096 | 0 | 0.023686 | 0.91624 | 0 | 0 | 1 | 0 | 0.023686 | 1
3097 | 0 | 0 | 0.91624 | 0 | 0 | 1 | 0 | 0 | 1
3098 | 0 | 0 | 0.91624 | 0 | 0 | 1 | 0 | 0 | 1
3099 | 0 | 0 | 0.91624 | 0 | 0 | 1 | 0 | 0 | 1
3100 | 0 | 0 | 0.91624 | 0 | 0 | 1 | 0 | 0 | 1
3101 | 0 | 0 | 0.91624 | 0 | 0 | 1 | 0 | 0 | 1
3102 | 0 | 0 | 0.91624 | 0 | 0 | 1 | 0 | 0 | 1
3103 | 0 | 0 | 0.91624 | 0 | 0 | 1 | 0 | 0 | 1
3104 | 0 | 0 | 0.91624 | 0 | 0 | 1 | 0 | 0 | 1
3105 | 0.071881 | 0 | 0.91624 | 0 | 0 | 1 | 0.071881 | 0 | 1
3106 | 0.179 | 0 | 0.91624 | 0 | 0 | 1 | 0.179 | 0 | 1
3107 | 0.195 | 0.02987 | 0.91624 | 0 | 0 | 1 | 0.195 | 0.02987 | 1
3108 | 0.14263 | 0.043982 | 0.91624 | 0 | 0 | 1 | 0.14263 | 0.043982 | 1
3109 | 0.10234 | 0.054049 | 0.91624 | 0 | 0 | 1 | 0.10234 | 0.054049 | 1
3110 | 0.072244 | 0.047219 | 0.91624 | 0 | 0 | 1 | 0.072244 | 0.047219 | 1
3111 | 0.0066701 | 0.052004 | 0.91624 | 0 | 0 | 1 | 0.0066701 | 0.052004 | 1
3112 | 0 | 0.044231 | 0.91624 | 0 | 0 | 1 | 0 | 0.044231 | 1
3113 | 0 | 0.034385 | 0.91624 | 0 | 0 | 1 | 0 | 0.034385 | 1
3114 | 0 | 0.056541 | 0.91624 | 0 | 1 | 1 | 0 | 0.056541 | 1
3115 | 0 | 0.048795 | 0.91624 | 0 | 1 | 1 | 0 | 0.048795 | 1
3116 | 0 | 0.047923 | 0.91624 | 0 | 1 | 1 | 0 | 0.047923 | 1
3117 | 0 | 0.048611 | 0.91624 | 0 | 1 | 1 | 0 | 0.048611 | 1
3118 | 0 | 0.054764 | 0.91624 | 0 | 0 | 1 | 0 | 0.054764 | 1
3119 | 0 | 0.058984 | 0.91624 | 0 | 0 | 1 | 0 | 0.058984 | 1
3120 | 0 | 0.052488 | 0.91624 | 0 | 0 | 1 | 0 | 0.052488 | 1
3121 | 0 | 0.0094559 | 0.91624 | 0 | 0 | 1 | 0 | 0.0094559 | 1
3122 | 0 | 0.013223 | 0.91624 | 0 | 0 | 1 | 0 | 0.013223 | 1
3123 | 0 | 0 | 0.91624 | 0 | 0 | 1 | 0 | 0 | 1
3124 | 0 | 0 | 0.91624 | 0 | 0 | 1 | 0 | 0 | 1
3125 | 0 | 0 | 0.91624 | 0 | 0 | 1 | 0 | 0 | 1
3126 | 0 | 0 | 0.91624 | 0 | 0 | 1 | 0 | 0 | 1
3127 | 0 | 0 | 0.91624 | 0 | 0 | 1 | 0 | 0 | 1
3128 | 0 | 0 | 0.91624 | 0 | 0 | 1 | 0 | 0 | 1
3129 | 0.1416 | 0 | 0.91624 | 0 | 0 | 1 | 0.1416 | 0 | 1
3130 | 0.2602 | 0.047235 | 0.91624 | 0 | 0 | 1 | 0.2602 | 0.047235 | 1
3131 | 0.25457 | 0.084835 | 0.91624 | 0 | 0 | 1 | 0.25457 | 0.084835 | 1
3132 | 0.2497 | 0.10247 | 0.91624 | 0 | 0 | 1 | 0.2497 | 0.10247 | 1
3133 | 0.18954 | 0.11249 | 0.91624 | 0 | 0 | 1 | 0.18954 | 0.11249 | 1
3134 | 0.17967 | 0.098297 | 0.91624 | 0 | 0 | 1 | 0.17967 | 0.098297 | 1
3135 | 0.10795 | 0.10042 | 0.91624 | 0 | 0 | 1 | 0.10795 | 0.10042 | 1
3136 | 0.074952 | 0.087971 | 0.91624 | 0 | 0 | 1 | 0.074952 | 0.087971 | 1
3137 | 0 | 0.065026 | 0.91624 | 0 | 0 | 1 | 0 | 0.065026 | 1
3138 | 0 | 0.069885 | 0.91624 | 0 | 1 | 1 | 0 | 0.069885 | 1
3139 | 0 | 0.071586 | 0.91624 | 0 | 1 | 1 | 0 | 0.071586 | 1
3140 | 0 | 0.071842 | 0.91624 | 0 | 1 | 1 | 0 | 0.071842 | 1
3141 | 0 | 0.060325 | 0.91624 | 0 | 1 | 1 | 0 | 0.060325 | 1
3142 | 0 | 0.063962 | 0.91624 | 0 | 0 | 1 | 0 | 0.063962 | 1
3143 | 0 | 0.04803 | 0.91624 | 0 | 0 | 1 | 0 | 0.04803 | 1
3144 | 0 | 0.039598 | 0.91624 | 0 | 0 | 1 | 0 | 0.039598 | 1
3145 | 0 | 0.035902 | 0.91624 | 0 | 0 | 1 | 0 | 0.035902 | 1
3146 | 0 | 0.022273 | 0.91624 | 0 | 0 | 1 | 0 | 0.022273 | 1
3147 | 0 | 0.015934 | 0.91624 | 0 | 0 | 1 | 0 | 0.015934 | 1
3148 | 0 | 0.010891 | 0.91624 | 0 | 0 | 1 | 0 | 0.010891 | 1
3149 | 0 | 0.014045 | 0.91624 | 0 | 0 | 1 | 0 | 0.014045 | 1
3150 | 0 | 0.0014109 | 0.91624 | 0 | 0 | 1 | 0 | 0.0014109 | 1
3151 | 0 | 0.018926 | 0.91624 | 0 | 0 | 1 | 0 | 0.018926 | 1
3152 | 0 | 0.014237 | 0.91624 | 0 | 0 | 1 | 0 | 0.014237 | 1
3153 | 0.15824 | 0.02968 | 0.91624 | 0 | 0 | 1 | 0.15824 | 0.02968 | 1
3154 | 0.29017 | 0.073771 | 0.91624 | 0 | 0 | 1 | 0.29017 | 0.073771 | 1
3155 | 0.30274 | 0.11235 | 0.91624 | 0 | 0 | 1 | 0.30274 | 0.11235 | 1
3156 | 0.33346 | 0.14041 | 0.91624 | 0 | 0 | 1 | 0.33346 | 0.14041 | 1
3157 | 0.2436 | 0.13724 | 0.91624 | 0 | 0 | 1 | 0.2436 | 0.13724 | 1
3158 | 0.20864 | 0.11809 | 0.91624 | 0 | 0 | 1 | 0.20864 | 0.11809 | 1
3159 | 0.20477 | 0.12919 | 0.91624 | 0 | 0 | 1 | 0.20477 | 0.12919 | 1
3160 | 0.22029 | 0.12549 | 0.91624 | 0 | 0 | 1 | 0.22029 | 0.12549 | 1
3161 | 0.026965 | 0.097749 | 0.91624 | 0 | 0 | 1 | 0.026965 | 0.097749 | 1
3162 | 0 | 0.098714 | 0.91624 | 0 | 1 | 1 | 0 | 0.098714 | 1
3163 | 0 | 0.098674 | 0.91624 | 0 | 1 | 1 | 0 | 0.098674 | 1
3164 | 0 | 0.10363 | 0.91624 | 0 | 1 | 1 | 0 | 0.10363 | 1
3165 | 0 | 0.078886 | 0.91624 | 0 | 1 | 1 | 0 | 0.078886 | 1
3166 | 0 | 0.066958 | 0.91624 | 0 | 0 | 1 | 0 | 0.066958 | 1
3167 | 0 | 0.05577 | 0.91624 | 0 | 0 | 1 | 0 | 0.05577 | 1
3168 | 0 | 0.039177 | 0.91624 | 0 | 0 | 1 | 0 | 0.039177 | 1
3169 | 0 | 0.037511 | 0.91624 | 0 | 0 | 1 | 0 | 0.037511 | 1
3170 | 0 | 0.031662 | 0.91624 | 0 | 0 | 1 | 0 | 0.031662 | 1
3171 | 0 | 0.022473 | 0.91624 | 0 | 0 | 1 | 0 | 0.022473 | 1
3172 | 0 | 0.016679 | 0.91624 | 0 | 0 | 1 | 0 | 0.016679 | 1
3173 | 0 | 0.023032 | 0.91624 | 0 | 0 | 1 | 0 | 0.023032 | 1
3174 | 0 | 0.011526 | 0.91624 | 0 | 0 | 1 | 0 | 0.011526 | 1
3175 | 0 | 0.036945 | 0.91624 | 0 | 0 | 1 | 0 | 0.036945 | 1
3176 | 0 | 0.05954 | 0.91624 | 0 | 0 | 1 | 0 | 0.05954 | 1
3177 | 0.13668 | 0.084934 | 0.91624 | 0 | 0 | 1 | 0.13668 | 0.084934 | 1
3178 | 0.2957 | 0.11161 | 0.91624 | 0 | 0 | 1 | 0.2957 | 0.11161 | 1
3179 | 0.40525 | 0.13368 | 0.91624 | 0 | 0 | 1 | 0.40525 | 0.13368 | 1
3180 | 0.45421 | 0.1755 | 0.91624 | 0 | 0 | 1 | 0.45421 | 0.1755 | 1
3181 | 0.43513 | 0.19824 | 0.91624 | 0 | 0 | 1 | 0.43513 | 0.19824 | 1
3182 | 0.41399 | 0.17568 | 0.91624 | 0 | 0 | 1 | 0.41399 | 0.17568 | 1
3183 | 0.28619 | 0.17383 | 0.91624 | 0 | 0 | 1 | 0.28619 | 0.17383 | 1
3184 | 0.23477 | 0.15815 | 0.91624 | 0 | 0 | 1 | 0.23477 | 0.15815 | 1
3185 | 0.089434 | 0.12465 | 0.91624 | 0 | 0 | 1 | 0.089434 | 0.12465 | 1
3186 | 0 | 0.11406 | 0.91624 | 0 | 1 | 1 | 0 | 0.11406 | 1
3187 | 0 | 0.097536 | 0.91624 | 0 | 1 | 1 | 0 | 0.097536 | 1
3188 | 0 | 0.065367 | 0.91624 | 0 | 1 | 1 | 0 | 0.065367 | 1
3189 | 0 | 0.046601 | 0.91624 | 0 | 1 | 1 | 0 | 0.046601 | 1
3190 | 0 | 0.047552 | 0.91624 | 0 | 0 | 1 | 0 | 0.047552 | 1
3191 | 0 | 0.041702 | 0.91624 | 0 | 0 | 1 | 0 | 0.041702 | 1
3192 | 0 | 0.015501 | 0.91624 | 0 | 0 | 1 | 0 | 0.015501 | 1
3193 | 0 | 0.035304 | 0.91624 | 0 | 0 | 1 | 0 | 0.035304 | 1
3194 | 0 | 0.0083835 | 0.91624 | 0 | 0 | 1 | 0 | 0.0083835 | 1
3195 | 0 | 0 | 0.91624 | 0 | 0 | 1 | 0 | 0 | 1
3196 | 0 | 0 | 0.91624 | 0 | 0 | 1 | 0 | 0 | 1
3197 | 0 | 0.010563 | 0.91624 | 0 | 0 | 1 | 0 | 0.010563 | 1
3198 | 0 | 0 | 0.91624 | 0 | 0 | 1 | 0 | 0 | 1
3199 | 0 | 0.014218 | 0.91624 | 0 | 0 | 1 | 0 | 0.014218 | 1
3200 | 0 | 0.029889 | 0.91624 | 0 | 0 | 1 | 0 | 0.029889 | 1
3201 | 0.093642 | 0.032191 | 0.91624 | 0 | 0 | 1 | 0.093642 | 0.032191 | 1
3202 | 0.25839 | 0.046972 | 0.91624 | 0 | 0 | 1 | 0.25839 | 0.046972 | 1
3203 | 0.43741 | 0.059133 | 0.91624 | 0 | 0 | 1 | 0.43741 | 0.059133 | 1
3204 | 0.4244 | 0.10998 | 0.91624 | 0 | 0 | 1 | 0.4244 | 0.10998 | 1
3205 | 0.3863 | 0.14199 | 0.91624 | 0 | 0 | 1 | 0.3863 | 0.14199 | 1
3206 | 0.41388 | 0.11979 | 0.91624 | 0 | 0 | 1 | 0.41388 | 0.11979 | 1
3207 | 0.30492 | 0.12875 | 0.91624 | 0 | 0 | 1 | 0.30492 | 0.12875 | 1
3208 | 0.20532 | 0.12764 | 0.91624 | 0 | 0 | 1 | 0.20532 | 0.12764 | 1
3209 | 0.08165 | 0.10099 | 0.91624 | 0 | 0 | 1 | 0.08165 | 0.10099 | 1
3210 | 0 | 0.099478 | 0.91624 | 0 | 1 | 1 | 0 | 0.099478 | 1
3211 | 0 | 0.075874 | 0.91624 | 0 | 1 | 1 | 0 | 0.075874 | 1
3212 | 0 | 0.0333 | 0.91624 | 0 | 1 | 1 | 0 | 0.0333 | 1
3213 | 0 | 0.026024 | 0.91624 | 0 | 1 | 1 | 0 | 0.026024 | 1
3214 | 0 | 0.042193 | 0.91624 | 0 | 0 | 1 | 0 | 0.042193 | 1
3215 | 0 | 0.046962 | 0.91624 | 0 | 0 | 1 | 0 | 0.046962 | 1
3216 | 0 | 0.016796 | 0.91624 | 0 | 0 | 1 | 0 | 0.016796 | 1
3217 | 0 | 0 | 0.91624 | 0 | 0 | 1 | 0 | 0 | 1
3218 | 0 | 0 | 0.91624 | 0 | 0 | 1 | 0 | 0 | 1
3219 | 0 | 0 | 0.91624 | 0 | 0 | 1 | 0 | 0 | 1
3220 | 0 | 0 | 0.91624 | 0 | 0 | 1 | 0 | 0 | 1
3221 | 0 | 0 | 0.91624 | 0 | 0 | 1 | 0 | 0 | 1
3222 | 0 | 0 | 0.91624 | 0 | 0 | 1 | 0 | 0 | 1
3223 | 0 | 0 | 0.91624 | 0 | 0 | 1 | 0 | 0 | 1
3224 | 0 | 0.019366 | 0.91624 | 0 | 0 | 1 | 0 | 0.019366 | 1
3225 | 0.082027 | 0.020257 | 0.91624 | 0 | 0 | 1 | 0.082027 | 0.020257 | 1
3226 | 0.27605 | 0.045295 | 0.91624 | 0 | 0 | 1 | 0.27605 | 0.045295 | 1
3227 | 0.40795 | 0.059484 | 0.91624 | 0 | 0 | 1 | 0.40795 | 0.059484 | 1
3228 | 0.41078 | 0.10523 | 0.91624 | 0 | 0 | 1 | 0.41078 | 0.10523 | 1
3229 | 0.34828 | 0.1271 | 0.91624 | 0 | 0 | 1 | 0.34828 | 0.1271 | 1
3230 | 0.38672 | 0.11778 | 0.91624 | 0 | 0 | 1 | 0.38672 | 0.11778 | 1
3231 | 0.24529 | 0.11638 | 0.91624 | 0 | 0 | 1 | 0.24529 | 0.11638 | 1
3232 | 0.12359 | 0.12397 | 0.91624 | 0 | 0 | 1 | 0.12359 | 0.12397 | 1
3233 | 0.062417 | 0.12136 | 0.91624 | 0 | 0 | 1 | 0.062417 | 0.12136 | 1
3234 | 0 | 0.11573 | 0.91624 | 0 | 1 | 1 | 0 | 0.11573 | 1
3235 | 0 | 0.083317 | 0.91624 | 0 | 1 | 1 | 0 | 0.083317 | 1
3236 | 0 | 0.040449 | 0.91624 | 0 | 1 | 1 | 0 | 0.040449 | 1
3237 | 0 | 0.043489 | 0.91624 | 0 | 1 | 1 | 0 | 0.043489 | 1
3238 | 0 | 0.063488 | 0.91624 | 0 | 0 | 1 | 0 | 0.063488 | 1
3239 | 0 | 0.066154 | 0.91624 | 0 | 0 | 1 | 0 | 0.066154 | 1
3240 | 0 | 0.045277 | 0.91624 | 0 | 0 | 1 | 0 | 0.045277 | 1
3241 | 0 | 0 | 0.91624 | 0 | 0 | 1 | 0 | 0 | 1
3242 | 0 | 0 | 0.91624 | 0 | 0 | 1 | 0 | 0 | 1
3243 | 0 | 0 | 0.91624 | 0 | 0 | 1 | 0 | 0 | 1
3244 | 0 | 0 | 0.91624 | 0 | 0 | 1 | 0 | 0 | 1
3245 | 0 | 0.011346 | 0.91624 | 0 | 0 | 1 | 0 | 0.011346 | 1
3246 | 0 | 0.016376 | 0.91624 | 0 | 0 | 1 | 0 | 0.016376 | 1
3247 | 0 | 0.01243 | 0.91624 | 0 | 0 | 1 | 0 | 0.01243 | 1
3248 | 0 | 0.028527 | 0.91624 | 0 | 0 | 1 | 0 | 0.028527 | 1
3249 | 0.035086 | 0.0050401 | 0.91624 | 0 | 0 | 1 | 0.035086 | 0.0050401 | 1
3250 | 0.2795 | 0.039321 | 0.91624 | 0 | 0 | 1 | 0.2795 | 0.039321 | 1
3251 | 0.37313 | 0.065808 | 0.91624 | 0 | 0 | 1 | 0.37313 | 0.065808 | 1
3252 | 0.40249 | 0.09431 | 0.91624 | 0 | 0 | 1 | 0.40249 | 0.09431 | 1
3253 | 0.34209 | 0.097688 | 0.91624 | 0 | 0 | 1 | 0.34209 | 0.097688 | 1
3254 | 0.3131 | 0.073191 | 0.91624 | 0 | 0 | 1 | 0.3131 | 0.073191 | 1
3255 | 0.27068 | 0.067828 | 0.91624 | 0 | 0 | 1 | 0.27068 | 0.067828 | 1
3256 | 0.17206 | 0.083305 | 0.91624 | 0 | 0 | 1 | 0.17206 | 0.083305 | 1
3257 | 0.064868 | 0.10743 | 0.91624 | 0 | 0 | 1 | 0.064868 | 0.10743 | 1
3258 | 0 | 0.11169 | 0.91624 | 0 | 1 | 1 | 0 | 0.11169 | 1
3259 | 0 | 0.08327 | 0.91624 | 0 | 1 | 1 | 0 | 0.08327 | 1
3260 | 0 | 0.063059 | 0.91624 | 0 | 1 | 1 | 0 | 0.063059 | 1
3261 | 0 | 0.05239 | 0.91624 | 0 | 1 | 1 | 0 | 0.05239 | 1
3262 | 0 | 0.063839 | 0.91624 | 0 | 0 | 1 | 0 | 0.063839 | 1
3263 | 0 | 0.055331 | 0.91624 | 0 | 0 | 1 | 0 | 0.055331 | 1
3264 | 0 | 0.041567 | 0.91624 | 0 | 0 | 1 | 0 | 0.041567 | 1
3265 | 0 | 0.0078796 | 0.91624 | 0 | 0 | 1 | 0 | 0.0078796 | 1
3266 | 0 | 0 | 0.91624 | 0 | 0 | 1 | 0 | 0 | 1
3267 | 0 | 0 | 0.91624 | 0 | 0 | 1 | 0 | 0 | 1
3268 | 0 | 0.0085847 | 0.91624 | 0 | 0 | 1 | 0 | 0.0085847 | 1
3269 | 0 | 0.0066232 | 0.91624 | 0 | 0 | 1 | 0 | 0.0066232 | 1
3270 | 0 | 0.013694 | 0.91624 | 0 | 0 | 1 | 0 | 0.013694 | 1
3271 | 0 | 0.014603 | 0.91624 | 0 | 0 | 1 | 0 | 0.014603 | 1
3272 | 0 | 0.023865 | 0.91624 | 0 | 0 | 1 | 0 | 0.023865 | 1
3273 | 0.07131 | 0.0013811 | 0.91624 | 0 | 0 | 1 | 0.07131 | 0.0013811 | 1
3274 | 0.32719 | 0.02918 | 0.91624 | 0 | 0 | 1 | 0.32719 | 0.02918 | 1
3275 | 0.36115 | 0.057923 | 0.91624 | 0 | 0 | 1 | 0.36115 | 0.057923 | 1
3276 | 0.36968 | 0.10103 | 0.91624 | 0 | 0 | 1 | 0.36968 | 0.10103 | 1
3277 | 0.32816 | 0.10698 | 0.91624 | 0 | 0 | 1 | 0.32816 | 0.10698 | 1
3278 | 0.21311 | 0.092375 | 0.91624 | 0 | 0 | 1 | 0.21311 | 0.092375 | 1
3279 | 0.20275 | 0.080688 | 0.91624 | 0 | 0 | 1 | 0.20275 | 0.080688 | 1
3280 | 0.13914 | 0.074175 | 0.91624 | 0 | 0 | 1 | 0.13914 | 0.074175 | 1
3281 | 0.034066 | 0.0643 | 0.91624 | 0 | 0 | 1 | 0.034066 | 0.0643 | 1
3282 | 0 | 0.077441 | 0.91624 | 0 | 1 | 1 | 0 | 0.077441 | 1
3283 | 0 | 0.05426 | 0.91624 | 0 | 1 | 1 | 0 | 0.05426 | 1
3284 | 0 | 0.036268 | 0.91624 | 0 | 1 | 1 | 0 | 0.036268 | 1
3285 | 0 | 0.02321 | 0.91624 | 0 | 1 | 1 | 0 | 0.02321 | 1
3286 | 0 | 0.010056 | 0.91624 | 0 | 0 | 1 | 0 | 0.010056 | 1
3287 | 0 | 0.0021972 | 0.91624 | 0 | 0 | 1 | 0 | 0.0021972 | 1
3288 | 0 | 0.0012519 | 0.91624 | 0 | 0 | 1 | 0 | 0.0012519 | 1
3289 | 0 | 0.018671 | 0.91624 | 0 | 0 | 1 | 0 | 0.018671 | 1
3290 | 0 | 0 | 0.91624 | 0 | 0 | 1 | 0 | 0 | 1
3291 | 0 | 0 | 0.91624 | 0 | 0 | 1 | 0 | 0 | 1
3292 | 0 | 0 | 0.91624 | 0 | 0 | 1 | 0 | 0 | 1
3293 | 0 | 0 | 0.91624 | 0 | 0 | 1 | 0 | 0 | 1
3294 | 0 | 0 | 0.91624 | 0 | 0 | 1 | 0 | 0 | 1
3295 | 0 | 0 | 0.91624 | 0 | 0 | 1 | 0 | 0 | 1
3296 | 0 | 0.0021562 | 0.91624 | 0 | 0 | 1 | 0 | 0.0021562 | 1
3297 | 0.096076 | 0 | 0.91624 | 0 | 0 | 1 | 0.096076 | 0 | 1
3298 | 0.31777 | 0.0019069 | 0.91624 | 0 | 0 | 1 | 0.31777 | 0.0019069 | 1
3299 | 0.36307 | 0.041091 | 0.91624 | 0 | 0 | 1 | 0.36307 | 0.041091 | 1
3300 | 0.33959 | 0.091228 | 0.91624 | 0 | 0 | 1 | 0.33959 | 0.091228 | 1
3301 | 0.35603 | 0.099456 | 0.91624 | 0 | 0 | 1 | 0.35603 | 0.099456 | 1
3302 | 0.17693 | 0.076861 | 0.91624 | 0 | 0 | 1 | 0.17693 | 0.076861 | 1
3303 | 0.14902 | 0.062482 | 0.91624 | 0 | 0 | 1 | 0.14902 | 0.062482 | 1
3304 | 0.074816 | 0.040111 | 0.91624 | 0 | 0 | 1 | 0.074816 | 0.040111 | 1
3305 | 0 | 0.0096126 | 0.91624 | 0 | 0 | 1 | 0 | 0.0096126 | 1
3306 | 0 | 0.023312 | 0.91624 | 0 | 1 | 1 | 0 | 0.023312 | 1
3307 | 0 | 0.015569 | 0.91624 | 0 | 1 | 1 | 0 | 0.015569 | 1
3308 | 0 | 0 | 0.91624 | 0 | 1 | 1 | 0 | 0 | 1
3309 | 0 | 0 | 0.91624 | 0 | 1 | 1 | 0 | 0 | 1
3310 | 0 | 0 | 0.91624 | 0 | 0 | 1 | 0 | 0 | 1
3311 | 0 | 0 | 0.91624 | 0 | 0 | 1 | 0 | 0 | 1
3312 | 0 | 0 | 0.91624 | 0 | 0 | 1 | 0 | 0 | 1
3313 | 0 | 0 | 1 | 0 | 0 | 1 | 0 | 0 | 1
3314 | 0 | 0 | 1 | 0 | 0 | 1 | 0 | 0 | 1
3315 | 0 | 0 | 1 | 0 | 0 | 1 | 0 | 0 | 1
3316 | 0 | 0 | 1 | 0 | 0 | 1 | 0 | 0 | 1
3317 | 0 | 0 | 1 | 0 | 0 | 1 | 0 | 0 | 1
3318 | 0 | 0 | 1 | 0 | 0 | 1 | 0 | 0 | 1
3319 | 0 | 0 | 1 | 0 | 0 | 1 | 0 | 0 | 1
3320 | 0 | 0 | 1 | 0 | 0 | 1 | 0 | 0 | 1
3321 | 0.2026 | 0.0051682 | 1 | 0 | 0 | 1 | 0.2026 | 0.0051682 | 1
3322 | 0.335 | 0.00083324 | 1 | 0 | 0 | 1 | 0.335 | 0.00083324 | 1
3323 | 0.33229 | 0.026669 | 1 | 0 | 0 | 1 | 0.33229 | 0.026669 | 1
3324 | 0.277 | 0.06607 | 1 | 0 | 0 | 1 | 0.277 | 0.06607 | 1
3325 | 0.32358 | 0.088199 | 1 | 0 | 0 | 1 | 0.32358 | 0.088199 | 1
3326 | 0.16739 | 0.084441 | 1 | 0 | 0 | 1 | 0.16739 | 0.084441 | 1
3327 | 0.063217 | 0.063506 | 1 | 0 | 0 | 1 | 0.063217 | 0.063506 | 1
3328 | 0 | 0.032311 | 1 | 0 | 0 | 1 | 0 | 0.032311 | 1
3329 | 0 | 0 | 1 | 0 | 0 | 1 | 0 | 0 | 1
3330 | 0 | 0 | 1 | 0 | 1 | 1 | 0 | 0 | 1
3331 | 0 | 0 | 1 | 0 | 1 | 1 | 0 | 0 | 1
3332 | 0 | 0 | 1 | 0 | 1 | 1 | 0 | 0 | 1
3333 | 0 | 0 | 1 | 0 | 1 | 1 | 0 | 0 | 1
3334 | 0 | 0 | 1 | 0 | 0 | 1 | 0 | 0 | 1
3335 | 0 | 0 | 1 | 0 | 0 | 1 | 0 | 0 | 1
3336 | 0 | 0 | 1 | 0 | 0 | 1 | 0 | 0 | 1
3337 | 0 | 0 | 0.86504 | 0 | 0 | 1 | 0 | 0 | 1
3338 | 0 | 0 | 0.86504 | 0 | 0 | 1 | 0 | 0 | 1
3339 | 0 | 0 | 0.86504 | 0 | 0 | 1 | 0 | 0 | 1
3340 | 0 | 0 | 0.86504 | 0 | 0 | 1 | 0 | 0 | 1
3341 | 0 | 0 | 0.86504 | 0 | 0 | 1 | 0 | 0 | 1
3342 | 0 | 0 | 0.86504 | 0 | 0 | 1 | 0 | 0 | 1
3343 | 0 | 0 | 0.86504 | 0 | 0 | 1 | 0 | 0 | 1
3344 | 0 | 0 | 0.86504 | 0 | 0 | 1 | 0 | 0 | 1
3345 | 0.17487 | 0.0035705 | 0.86504 | 0 | 0 | 1 | 0.17487 | 0.0035705 | 1
3346 | 0.31478 | 0.0076966 | 0.86504 | 0 | 0 | 1 | 0.31478 | 0.0076966 | 1
3347 | 0.34061 | 0.024739 | 0.86504 | 0 | 0 | 1 | 0.34061 | 0.024739 | 1
3348 | 0.31406 | 0.036947 | 0.86504 | 0 | 0 | 1 | 0.31406 | 0.036947 | 1
3349 | 0.38343 | 0.060397 | 0.86504 | 0 | 0 | 1 | 0.38343 | 0.060397 | 1
3350 | 0.28112 | 0.066497 | 0.86504 | 0 | 0 | 1 | 0.28112 | 0.066497 | 1
3351 | 0.12184 | 0.039761 | 0.86504 | 0 | 0 | 1 | 0.12184 | 0.039761 | 1
3352 | 0.024041 | 0.015173 | 0.86504 | 0 | 0 | 1 | 0.024041 | 0.015173 | 1
3353 | 0 | 0 | 0.86504 | 0 | 0 | 1 | 0 | 0 | 1
3354 | 0 | 0 | 0.86504 | 0 | 1 | 1 | 0 | 0 | 1
3355 | 0 | 0 | 0.86504 | 0 | 1 | 1 | 0 | 0 | 1
3356 | 0 | 0 | 0.86504 | 0 | 1 | 1 | 0 | 0 | 1
3357 | 0 | 0.0026406 | 0.86504 | 0 | 1 | 1 | 0 | 0.0026406 | 1
3358 | 0 | 0 | 0.86504 | 0 | 0 | 1 | 0 | 0 | 1
3359 | 0 | 0 | 0.86504 | 0 | 0 | 1 | 0 | 0 | 1
3360 | 0 | 0 | 0.86504 | 0 | 0 | 1 | 0 | 0 | 1
3361 | 0 | 0 | 0.86504 | 0 | 0 | 1 | 0 | 0 | 1
3362 | 0 | 0 | 0.86504 | 0 | 0 | 1 | 0 | 0 | 1
3363 | 0 | 0 | 0.86504 | 0 | 0 | 1 | 0 | 0 | 1
3364 | 0 | 0 | 0.86504 | 0 | 0 | 1 | 0 | 0 | 1
3365 | 0 | 0 | 0.86504 | 0 | 0 | 1 | 0 | 0 | 1
3366 | 0 | 0 | 0.86504 | 0 | 0 | 1 | 0 | 0 | 1
3367 | 0 | 0 | 0.86504 | 0 | 0 | 1 | 0 | 0 | 1
3368 | 0 | 0 | 0.86504 | 0 | 0 | 1 | 0 | 0 | 1
3369 | 0.20281 | 0 | 0.86504 | 0 | 0 | 1 | 0.20281 | 0 | 1
3370 | 0.34146 | 0.013799 | 0.86504 | 0 | 0 | 1 | 0.34146 | 0.013799 | 1
3371 | 0.38365 | 0.018511 | 0.86504 | 0 | 0 | 1 | 0.38365 | 0.018511 | 1
3372 | 0.37421 | 0.025454 | 0.86504 | 0 | 0 | 1 | 0.37421 | 0.025454 | 1
3373 | 0.40536 | 0.046078 | 0.86504 | 0 | 0 | 1 | 0.40536 | 0.046078 | 1
3374 | 0.37741 | 0.042697 | 0.86504 | 0 | 0 | 1 | 0.37741 | 0.042697 | 1
3375 | 0.21154 | 0.011797 | 0.86504 | 0 | 0 | 1 | 0.21154 | 0.011797 | 1
3376 | 0.11225 | 0.0025399 | 0.86504 | 0 | 0 | 1 | 0.11225 | 0.0025399 | 1
3377 | 0 | 0.0056433 | 0.86504 | 0 | 0 | 1 | 0 | 0.0056433 | 1
3378 | 0 | 0.016961 | 0.86504 | 0 | 1 | 1 | 0 | 0.016961 | 1
3379 | 0 | 0.0048443 | 0.86504 | 0 | 1 | 1 | 0 | 0.0048443 | 1
3380 | 0 | 0.0041807 | 0.86504 | 0 | 1 | 1 | 0 | 0.0041807 | 1
3381 | 0 | 0.012434 | 0.86504 | 0 | 1 | 1 | 0 | 0.012434 | 1
3382 | 0 | 0 | 0.86504 | 0 | 0 | 1 | 0 | 0 | 1
3383 | 0 | 0 | 0.86504 | 0 | 0 | 1 | 0 | 0 | 1
3384 | 0 | 0 | 0.86504 | 0 | 0 | 1 | 0 | 0 | 1
3385 | 0 | 0 | 0.86504 | 0 | 0 | 1 | 0 | 0 | 1
3386 | 0 | 0 | 0.86504 | 0 | 0 | 1 | 0 | 0 | 1
3387 | 0 | 0 | 0.86504 | 0 | 0 | 1 | 0 | 0 | 1
3388 | 0 | 0 | 0.86504 | 0 | 0 | 1 | 0 | 0 | 1
3389 | 0 | 0 | 0.86504 | 0 | 0 | 1 | 0 | 0 | 1
3390 | 0 | 0 | 0.86504 | 0 | 0 | 1 | 0 | 0 | 1
3391 | 0 | 0 | 0.86504 | 0 | 0 | 1 | 0 | 0 | 1
3392 | 0 | 0 | 0.86504 | 0 | 0 | 1 | 0 | 0 | 1
3393 | 0.18703 | 0 | 0.86504 | 0 | 0 | 1 | 0.18703 | 0 | 1
3394 | 0.32253 | 0.0050269 | 0.86504 | 0 | 0 | 1 | 0.32253 | 0.0050269 | 1
3395 | 0.41639 | 0.021098 | 0.86504 | 0 | 0 | 1 | 0.41639 | 0.021098 | 1
3396 | 0.49121 | 0.044488 | 0.86504 | 0 | 0 | 1 | 0.49121 | 0.044488 | 1
3397 | 0.48991 | 0.05957 | 0.86504 | 0 | 0 | 1 | 0.48991 | 0.05957 | 1
3398 | 0.47931 | 0.047011 | 0.86504 | 0 | 0 | 1 | 0.47931 | 0.047011 | 1
3399 | 0.34631 | 0.030188 | 0.86504 | 0 | 0 | 1 | 0.34631 | 0.030188 | 1
3400 | 0.21223 | 0.035183 | 0.86504 | 0 | 0 | 1 | 0.21223 | 0.035183 | 1
3401 | 0.04711 | 0.0501 | 0.86504 | 0 | 0 | 1 | 0.04711 | 0.0501 | 1
3402 | 0 | 0.039799 | 0.86504 | 0 | 1 | 1 | 0 | 0.039799 | 1
3403 | 0 | 0.02893 | 0.86504 | 0 | 1 | 1 | 0 | 0.02893 | 1
3404 | 0 | 0.0085853 | 0.86504 | 0 | 1 | 1 | 0 | 0.0085853 | 1
3405 | 0 | 0.013048 | 0.86504 | 0 | 1 | 1 | 0 | 0.013048 | 1
3406 | 0 | 0.0028048 | 0.86504 | 0 | 0 | 1 | 0 | 0.0028048 | 1
3407 | 0 | 0 | 0.86504 | 0 | 0 | 1 | 0 | 0 | 1
3408 | 0 | 0 | 0.86504 | 0 | 0 | 1 | 0 | 0 | 1
3409 | 0 | 0 | 0.86504 | 0 | 0 | 1 | 0 | 0 | 1
3410 | 0 | 0 | 0.86504 | 0 | 0 | 1 | 0 | 0 | 1
3411 | 0 | 0 | 0.86504 | 0 | 0 | 1 | 0 | 0 | 1
3412 | 0 | 0 | 0.86504 | 0 | 0 | 1 | 0 | 0 | 1
3413 | 0 | 0 | 0.86504 | 0 | 0 | 1 | 0 | 0 | 1
3414 | 0 | 0 | 0.86504 | 0 | 0 | 1 | 0 | 0 | 1
3415 | 0 | 0 | 0.86504 | 0 | 0 | 1 | 0 | 0 | 1
3416 | 0 | 0 | 0.86504 | 0 | 0 | 1 | 0 | 0 | 1
3417 | 0.11641 | 0 | 0.86504 | 0 | 0 | 1 | 0.11641 | 0 | 1
3418 | 0.29052 | 0 | 0.86504 | 0 | 0 | 1 | 0.29052 | 0 | 1
3419 | 0.39804 | 0.0095408 | 0.86504 | 0 | 0 | 1 | 0.39804 | 0.0095408 | 1
3420 | 0.45905 | 0.041525 | 0.86504 | 0 | 0 | 1 | 0.45905 | 0.041525 | 1
3421 | 0.36996 | 0.046113 | 0.86504 | 0 | 0 | 1 | 0.36996 | 0.046113 | 1
3422 | 0.3451 | 0.036954 | 0.86504 | 0 | 0 | 1 | 0.3451 | 0.036954 | 1
3423 | 0.24498 | 0.033898 | 0.86504 | 0 | 0 | 1 | 0.24498 | 0.033898 | 1
3424 | 0.18239 | 0.046011 | 0.86504 | 0 | 0 | 1 | 0.18239 | 0.046011 | 1
3425 | 0.040003 | 0.065791 | 0.86504 | 0 | 0 | 1 | 0.040003 | 0.065791 | 1
3426 | 0 | 0.048465 | 0.86504 | 0 | 1 | 1 | 0 | 0.048465 | 1
3427 | 0 | 0.038904 | 0.86504 | 0 | 1 | 1 | 0 | 0.038904 | 1
3428 | 0 | 0.013381 | 0.86504 | 0 | 1 | 1 | 0 | 0.013381 | 1
3429 | 0 | 0.028165 | 0.86504 | 0 | 1 | 1 | 0 | 0.028165 | 1
3430 | 0 | 0.022422 | 0.86504 | 0 | 0 | 1 | 0 | 0.022422 | 1
3431 | 0 | 0 | 0.86504 | 0 | 0 | 1 | 0 | 0 | 1
3432 | 0 | 0 | 0.86504 | 0 | 0 | 1 | 0 | 0 | 1
3433 | 0 | 0 | 0.86504 | 0 | 0 | 1 | 0 | 0 | 1
3434 | 0 | 0 | 0.86504 | 0 | 0 | 1 | 0 | 0 | 1
3435 | 0 | 0 | 0.86504 | 0 | 0 | 1 | 0 | 0 | 1
3436 | 0 | 0 | 0.86504 | 0 | 0 | 1 | 0 | 0 | 1
3437 | 0 | 0 | 0.86504 | 0 | 0 | 1 | 0 | 0 | 1
3438 | 0 | 0 | 0.86504 | 0 | 0 | 1 | 0 | 0 | 1
3439 | 0 | 0 | 0.86504 | 0 | 0 | 1 | 0 | 0 | 1
3440 | 0 | 0 | 0.86504 | 0 | 0 | 1 | 0 | 0 | 1
3441 | 0.089901 | 0 | 0.86504 | 0 | 0 | 1 | 0.089901 | 0 | 1
3442 | 0.24532 | 0 | 0.86504 | 0 | 0 | 1 | 0.24532 | 0 | 1
3443 | 0.32871 | 0.029441 | 0.86504 | 0 | 0 | 1 | 0.32871 | 0.029441 | 1
3444 | 0.32453 | 0.058641 | 0.86504 | 0 | 0 | 1 | 0.32453 | 0.058641 | 1
3445 | 0.21406 | 0.052559 | 0.86504 | 0 | 0 | 1 | 0.21406 | 0.052559 | 1
3446 | 0.15123 | 0.055977 | 0.86504 | 0 | 0 | 1 | 0.15123 | 0.055977 | 1
3447 | 0.083465 | 0.05501 | 0.86504 | 0 | 0 | 1 | 0.083465 | 0.05501 | 1
3448 | 0.023048 | 0.072899 | 0.86504 | 0 | 0 | 1 | 0.023048 | 0.072899 | 1
3449 | 0 | 0.058864 | 0.86504 | 0 | 0 | 1 | 0 | 0.058864 | 1
3450 | 0 | 0.044826 | 0.86504 | 0 | 1 | 1 | 0 | 0.044826 | 1
3451 | 0 | 0.018582 | 0.86504 | 0 | 1 | 1 | 0 | 0.018582 | 1
3452 | 0 | 0 | 0.86504 | 0 | 1 | 1 | 0 | 0 | 1
3453 | 0 | 0.0032225 | 0.86504 | 0 | 1 | 1 | 0 | 0.0032225 | 1
3454 | 0 | 0.0034134 | 0.86504 | 0 | 0 | 1 | 0 | 0.0034134 | 1
3455 | 0 | 0 | 0.86504 | 0 | 0 | 1 | 0 | 0 | 1
3456 | 0 | 0 | 0.86504 | 0 | 0 | 1 | 0 | 0 | 1
3457 | 0 | 0 | 0.86504 | 0 | 0 | 1 | 0 | 0 | 1
3458 | 0 | 0 | 0.86504 | 0 | 0 | 1 | 0 | 0 | 1
3459 | 0 | 0 | 0.86504 | 0 | 0 | 1 | 0 | 0 | 1
3460 | 0 | 0 | 0.86504 | 0 | 0 | 1 | 0 | 0 | 1
3461 | 0 | 0 | 0.86504 | 0 | 0 | 1 | 0 | 0 | 1
3462 | 0 | 0 | 0.86504 | 0 | 0 | 1 | 0 | 0 | 1
3463 | 0 | 0 | 0.86504 | 0 | 0 | 1 | 0 | 0 | 1
3464 | 0 | 0 | 0.86504 | 0 | 0 | 1 | 0 | 0 | 1
3465 | 0.1181 | 0 | 0.86504 | 0 | 0 | 1 | 0.1181 | 0 | 1
3466 | 0.2725 | 0 | 0.86504 | 0 | 0 | 1 | 0.2725 | 0 | 1
3467 | 0.29867 | 0.0056856 | 0.86504 | 0 | 0 | 1 | 0.29867 | 0.0056856 | 1
3468 | 0.26225 | 0.027489 | 0.86504 | 0 | 0 | 1 | 0.26225 | 0.027489 | 1
3469 | 0.16245 | 0.024641 | 0.86504 | 0 | 0 | 1 | 0.16245 | 0.024641 | 1
3470 | 0.048039 | 0.026718 | 0.86504 | 0 | 0 | 1 | 0.048039 | 0.026718 | 1
3471 | 0.03906 | 0.016093 | 0.86504 | 0 | 0 | 1 | 0.03906 | 0.016093 | 1
3472 | 0.0098611 | 0.04271 | 0.86504 | 0 | 0 | 1 | 0.0098611 | 0.04271 | 1
3473 | 0 | 0.033741 | 0.86504 | 0 | 0 | 1 | 0 | 0.033741 | 1
3474 | 0 | 0.037898 | 0.86504 | 0 | 1 | 1 | 0 | 0.037898 | 1
3475 | 0 | 0.014758 | 0.86504 | 0 | 1 | 1 | 0 | 0.014758 | 1
3476 | 0 | 0 | 0.86504 | 0 | 1 | 1 | 0 | 0 | 1
3477 | 0 | 0.020341 | 0.86504 | 0 | 1 | 1 | 0 | 0.020341 | 1
3478 | 0 | 0.020922 | 0.86504 | 0 | 0 | 1 | 0 | 0.020922 | 1
3479 | 0 | 0.0038058 | 0.86504 | 0 | 0 | 1 | 0 | 0.0038058 | 1
3480 | 0 | 0 | 0.86504 | 0 | 0 | 1 | 0 | 0 | 1
3481 | 0 | 0 | 0.86504 | 0 | 0 | 1 | 0 | 0 | 1
3482 | 0 | 0 | 0.86504 | 0 | 0 | 1 | 0 | 0 | 1
3483 | 0 | 0 | 0.86504 | 0 | 0 | 1 | 0 | 0 | 1
3484 | 0 | 0 | 0.86504 | 0 | 0 | 1 | 0 | 0 | 1
3485 | 0 | 0 | 0.86504 | 0 | 0 | 1 | 0 | 0 | 1
3486 | 0 | 0 | 0.86504 | 0 | 0 | 1 | 0 | 0 | 1
3487 | 0 | 0 | 0.86504 | 0 | 0 | 1 | 0 | 0 | 1
3488 | 0 | 0 | 0.86504 | 0 | 0 | 1 | 0 | 0 | 1
3489 | 0.19827 | 0 | 0.86504 | 0 | 0 | 1 | 0.19827 | 0 | 1
3490 | 0.33533 | 0.010334 | 0.86504 | 0 | 0 | 1 | 0.33533 | 0.010334 | 1
3491 | 0.28697 | 0.028807 | 0.86504 | 0 | 0 | 1 | 0.28697 | 0.028807 | 1
3492 | 0.20093 | 0.033015 | 0.86504 | 0 | 0 | 1 | 0.20093 | 0.033015 | 1
3493 | 0.12922 | 0.031116 | 0.86504 | 0 | 0 | 1 | 0.12922 | 0.031116 | 1
3494 | 0.018823 | 0.029269 | 0.86504 | 0 | 0 | 1 | 0.018823 | 0.029269 | 1
3495 | 0.027456 | 0.019013 | 0.86504 | 0 | 0 | 1 | 0.027456 | 0.019013 | 1
3496 | 0 | 0.041685 | 0.86504 | 0 | 0 | 1 | 0 | 0.041685 | 1
3497 | 0 | 0.024715 | 0.86504 | 0 | 0 | 1 | 0 | 0.024715 | 1
3498 | 0 | 0.031155 | 0.86504 | 0 | 1 | 1 | 0 | 0.031155 | 1
3499 | 0 | 0.010784 | 0.86504 | 0 | 1 | 1 | 0 | 0.010784 | 1
3500 | 0 | 0.0041193 | 0.86504 | 0 | 1 | 1 | 0 | 0.0041193 | 1
3501 | 0 | 0.014554 | 0.86504 | 0 | 1 | 1 | 0 | 0.014554 | 1
3502 | 0 | 0.0080235 | 0.86504 | 0 | 0 | 1 | 0 | 0.0080235 | 1
3503 | 0 | 0.001684 | 0.86504 | 0 | 0 | 1 | 0 | 0.001684 | 1
3504 | 0 | 0 | 0.86504 | 0 | 0 | 1 | 0 | 0 | 1
3505 | 0 | 0 | 0.86504 | 0 | 0 | 1 | 0 | 0 | 1
3506 | 0 | 0 | 0.86504 | 0 | 0 | 1 | 0 | 0 | 1
3507 | 0 | 0 | 0.86504 | 0 | 0 | 1 | 0 | 0 | 1
3508 | 0 | 0 | 0.86504 | 0 | 0 | 1 | 0 | 0 | 1
3509 | 0 | 0 | 0.86504 | 0 | 0 | 1 | 0 | 0 | 1
3510 | 0 | 0 | 0.86504 | 0 | 0 | 1 | 0 | 0 | 1
3511 | 0 | 0 | 0.86504 | 0 | 0 | 1 | 0 | 0 | 1
3512 | 0 | 0 | 0.86504 | 0 | 0 | 1 | 0 | 0 | 1
3513 | 0.14923 | 0 | 0.86504 | 0 | 0 | 1 | 0.14923 | 0 | 1
3514 | 0.28599 | 0.0051232 | 0.86504 | 0 | 0 | 1 | 0.28599 | 0.0051232 | 1
3515 | 0.27606 | 0.0087854 | 0.86504 | 0 | 0 | 1 | 0.27606 | 0.0087854 | 1
3516 | 0.19608 | 0.020275 | 0.86504 | 0 | 0 | 1 | 0.19608 | 0.020275 | 1
3517 | 0.18482 | 0.03993 | 0.86504 | 0 | 0 | 1 | 0.18482 | 0.03993 | 1
3518 | 0.11086 | 0.039146 | 0.86504 | 0 | 0 | 1 | 0.11086 | 0.039146 | 1
3519 | 0.068801 | 0.034924 | 0.86504 | 0 | 0 | 1 | 0.068801 | 0.034924 | 1
3520 | 0.033146 | 0.039449 | 0.86504 | 0 | 0 | 1 | 0.033146 | 0.039449 | 1
3521 | 0 | 0.031632 | 0.86504 | 0 | 0 | 1 | 0 | 0.031632 | 1
3522 | 0 | 0.020055 | 0.86504 | 0 | 1 | 1 | 0 | 0.020055 | 1
3523 | 0 | 0.013465 | 0.86504 | 0 | 1 | 1 | 0 | 0.013465 | 1
3524 | 0 | 0.0015992 | 0.86504 | 0 | 1 | 1 | 0 | 0.0015992 | 1
3525 | 0 | 0.011896 | 0.86504 | 0 | 1 | 1 | 0 | 0.011896 | 1
3526 | 0 | 0.00034401 | 0.86504 | 0 | 0 | 1 | 0 | 0.00034401 | 1
3527 | 0 | 0.00057696 | 0.86504 | 0 | 0 | 1 | 0 | 0.00057696 | 1
3528 | 0 | 0 | 0.86504 | 0 | 0 | 1 | 0 | 0 | 1
3529 | 0 | 0 | 0.86504 | 0 | 0 | 1 | 0 | 0 | 1
3530 | 0 | 0 | 0.86504 | 0 | 0 | 1 | 0 | 0 | 1
3531 | 0 | 0 | 0.86504 | 0 | 0 | 1 | 0 | 0 | 1
3532 | 0 | 0 | 0.86504 | 0 | 0 | 1 | 0 | 0 | 1
3533 | 0 | 0 | 0.86504 | 0 | 0 | 1 | 0 | 0 | 1
3534 | 0 | 0 | 0.86504 | 0 | 0 | 1 | 0 | 0 | 1
3535 | 0 | 0 | 0.86504 | 0 | 0 | 1 | 0 | 0 | 1
3536 | 0 | 0 | 0.86504 | 0 | 0 | 1 | 0 | 0 | 1
3537 | 0.092416 | 0 | 0.86504 | 0 | 0 | 1 | 0.092416 | 0 | 1
3538 | 0.25322 | 0 | 0.86504 | 0 | 0 | 1 | 0.25322 | 0 | 1
3539 | 0.30915 | 0 | 0.86504 | 0 | 0 | 1 | 0.30915 | 0 | 1
3540 | 0.23831 | 0 | 0.86504 | 0 | 0 | 1 | 0.23831 | 0 | 1
3541 | 0.2275 | 0.004108 | 0.86504 | 0 | 0 | 1 | 0.2275 | 0.004108 | 1
3542 | 0.21232 | 0.011856 | 0.86504 | 0 | 0 | 1 | 0.21232 | 0.011856 | 1
3543 | 0.049496 | 0.016165 | 0.86504 | 0 | 0 | 1 | 0.049496 | 0.016165 | 1
3544 | 0 | 2.7225e-05 | 0.86504 | 0 | 0 | 1 | 0 | 2.7225e-05 | 1
3545 | 0 | 0 | 0.86504 | 0 | 0 | 1 | 0 | 0 | 1
3546 | 0 | 0 | 0.86504 | 0 | 1 | 1 | 0 | 0 | 1
3547 | 0 | 0 | 0.86504 | 0 | 1 | 1 | 0 | 0 | 1
3548 | 0 | 0 | 0.86504 | 0 | 1 | 1 | 0 | 0 | 1
3549 | 0 | 0 | 0.86504 | 0 | 1 | 1 | 0 | 0 | 1
3550 | 0 | 0 | 0.86504 | 0 | 0 | 1 | 0 | 0 | 1
3551 | 0 | 0 | 0.86504 | 0 | 0 | 1 | 0 | 0 | 1
3552 | 0 | 0 | 0.86504 | 0 | 0 | 1 | 0 | 0 | 1
3553 | 0 | 0 | 0.86504 | 0 | 0 | 1 | 0 | 0 | 1
3554 | 0 | 0 | 0.86504 | 0 | 0 | 1 | 0 | 0 | 1
3555 | 0 | 0 | 0.86504 | 0 | 0 | 1 | 0 | 0 | 1
3556 | 0 | 0 | 0.86504 | 0 | 0 | 1 | 0 | 0 | 1
3557 | 0 | 0 | 0.86504 | 0 | 0 | 1 | 0 | 0 | 1
3558 | 0 | 0 | 0.86504 | 0 | 0 | 1 | 0 | 0 | 1
3559 | 0 | 0 | 0.86504 | 0 | 0 | 1 | 0 | 0 | 1
3560 | 0 | 0 | 0.86504 | 0 | 0 | 1 | 0 | 0 | 1
3561 | 0.054521 | 0 | 0.86504 | 0 | 0 | 1 | 0.054521 | 0 | 1
3562 | 0.16764 | 0 | 0.86504 | 0 | 0 | 1 | 0.16764 | 0 | 1
3563 | 0.22922 | 0 | 0.86504 | 0 | 0 | 1 | 0.22922 | 0 | 1
3564 | 0.2097 | 0.0051694 | 0.86504 | 0 | 0 | 1 | 0.2097 | 0.0051694 | 1
3565 | 0.19214 | 0.03057 | 0.86504 | 0 | 0 | 1 | 0.19214 | 0.03057 | 1
3566 | 0.17501 | 0.057102 | 0.86504 | 0 | 0 | 1 | 0.17501 | 0.057102 | 1
3567 | 0.012912 | 0.056775 | 0.86504 | 0 | 0 | 1 | 0.012912 | 0.056775 | 1
3568 | 0 | 0.045833 | 0.86504 | 0 | 0 | 1 | 0 | 0.045833 | 1
3569 | 0 | 0.045394 | 0.86504 | 0 | 0 | 1 | 0 | 0.045394 | 1
3570 | 0 | 0.038686 | 0.86504 | 0 | 1 | 1 | 0 | 0.038686 | 1
3571 | 0 | 0.039845 | 0.86504 | 0 | 1 | 1 | 0 | 0.039845 | 1
3572 | 0 | 0.028335 | 0.86504 | 0 | 1 | 1 | 0 | 0.028335 | 1
3573 | 0 | 0.012071 | 0.86504 | 0 | 1 | 1 | 0 | 0.012071 | 1
3574 | 0 | 0 | 0.86504 | 0 | 0 | 1 | 0 | 0 | 1
3575 | 0 | 0 | 0.86504 | 0 | 0 | 1 | 0 | 0 | 1
3576 | 0 | 0 | 0.86504 | 0 | 0 | 1 | 0 | 0 | 1
3577 | 0 | 0 | 0.86504 | 0 | 0 | 1 | 0 | 0 | 1
3578 | 0 | 0 | 0.86504 | 0 | 0 | 1 | 0 | 0 | 1
3579 | 0 | 0 | 0.86504 | 0 | 0 | 1 | 0 | 0 | 1
3580 | 0 | 0 | 0.86504 | 0 | 0 | 1 | 0 | 0 | 1
3581 | 0 | 0 | 0.86504 | 0 | 0 | 1 | 0 | 0 | 1
3582 | 0 | 0 | 0.86504 | 0 | 0 | 1 | 0 | 0 | 1
3583 | 0 | 0 | 0.86504 | 0 | 0 | 1 | 0 | 0 | 1
3584 | 0 | 0 | 0.86504 | 0 | 0 | 1 | 0 | 0 | 1
3585 | 0.045503 | 0 | 0.86504 | 0 | 0 | 1 | 0.045503 | 0 | 1
3586 | 0.11048 | 0 | 0.86504 | 0 | 0 | 1 | 0.11048 | 0 | 1
3587 | 0.1929 | 0.03035 | 0.86504 | 0 | 0 | 1 | 0.1929 | 0.03035 | 1
3588 | 0.17186 | 0.071607 | 0.86504 | 0 | 0 | 1 | 0.17186 | 0.071607 | 1
3589 | 0.15247 | 0.093098 | 0.86504 | 0 | 0 | 1 | 0.15247 | 0.093098 | 1
3590 | 0.12068 | 0.13123 | 0.86504 | 0 | 0 | 1 | 0.12068 | 0.13123 | 1
3591 | 0 | 0.13259 | 0.86504 | 0 | 0 | 1 | 0 | 0.13259 | 1
3592 | 0 | 0.11764 | 0.86504 | 0 | 0 | 1 | 0 | 0.11764 | 1
3593 | 0 | 0.10757 | 0.86504 | 0 | 0 | 1 | 0 | 0.10757 | 1
3594 | 0 | 0.10549 | 0.86504 | 0 | 1 | 1 | 0 | 0.10549 | 1
3595 | 0 | 0.11238 | 0.86504 | 0 | 1 | 1 | 0 | 0.11238 | 1
3596 | 0 | 0.095843 | 0.86504 | 0 | 1 | 1 | 0 | 0.095843 | 1
3597 | 0 | 0.055503 | 0.86504 | 0 | 1 | 1 | 0 | 0.055503 | 1
3598 | 0 | 0.046485 | 0.86504 | 0 | 0 | 1 | 0 | 0.046485 | 1
3599 | 0 | 0.030316 | 0.86504 | 0 | 0 | 1 | 0 | 0.030316 | 1
3600 | 0 | 0.011325 | 0.86504 | 0 | 0 | 1 | 0 | 0.011325 | 1
3601 | 0 | 0 | 0.86504 | 0 | 0 | 1 | 0 | 0 | 1
3602 | 0 | 0 | 0.86504 | 0 | 0 | 1 | 0 | 0 | 1
3603 | 0 | 0 | 0.86504 | 0 | 0 | 1 | 0 | 0 | 1
3604 | 0 | 0 | 0.86504 | 0 | 0 | 1 | 0 | 0 | 1
3605 | 0 | 0 | 0.86504 | 0 | 0 | 1 | 0 | 0 | 1
3606 | 0 | 0 | 0.86504 | 0 | 0 | 1 | 0 | 0 | 1
3607 | 0 | 0 | 0.86504 | 0 | 0 | 1 | 0 | 0 | 1
3608 | 0 | 0.0019487 | 0.86504 | 0 | 0 | 1 | 0 | 0.0019487 | 1
3609 | 0.057389 | 0.036861 | 0.86504 | 0 | 0 | 1 | 0.057389 | 0.036861 | 1
3610 | 0.10499 | 0.082231 | 0.86504 | 0 | 0 | 1 | 0.10499 | 0.082231 | 1
3611 | 0.16061 | 0.13823 | 0.86504 | 0 | 0 | 1 | 0.16061 | 0.13823 | 1
3612 | 0.12291 | 0.19272 | 0.86504 | 0 | 0 | 1 | 0.12291 | 0.19272 | 1
3613 | 0.076365 | 0.22699 | 0.86504 | 0 | 0 | 1 | 0.076365 | 0.22699 | 1
3614 | 0.076943 | 0.27476 | 0.86504 | 0 | 0 | 1 | 0.076943 | 0.27476 | 1
3615 | 0.016037 | 0.28049 | 0.86504 | 0 | 0 | 1 | 0.016037 | 0.28049 | 1
3616 | 0 | 0.24089 | 0.86504 | 0 | 0 | 1 | 0 | 0.24089 | 1
3617 | 0 | 0.24033 | 0.86504 | 0 | 0 | 1 | 0 | 0.24033 | 1
3618 | 0 | 0.22668 | 0.86504 | 0 | 1 | 1 | 0 | 0.22668 | 1
3619 | 0 | 0.21711 | 0.86504 | 0 | 1 | 1 | 0 | 0.21711 | 1
3620 | 0 | 0.17749 | 0.86504 | 0 | 1 | 1 | 0 | 0.17749 | 1
3621 | 0 | 0.14258 | 0.86504 | 0 | 1 | 1 | 0 | 0.14258 | 1
3622 | 0 | 0.14745 | 0.86504 | 0 | 0 | 1 | 0 | 0.14745 | 1
3623 | 0 | 0.1208 | 0.86504 | 0 | 0 | 1 | 0 | 0.1208 | 1
3624 | 0 | 0.11096 | 0.86504 | 0 | 0 | 1 | 0 | 0.11096 | 1
3625 | 0 | 0 | 0.86504 | 0 | 0 | 1 | 0 | 0 | 1
3626 | 0 | 0.056905 | 0.86504 | 0 | 0 | 1 | 0 | 0.056905 | 1
3627 | 0 | 0.060766 | 0.86504 | 0 | 0 | 1 | 0 | 0.060766 | 1
3628 | 0 | 0.066591 | 0.86504 | 0 | 0 | 1 | 0 | 0.066591 | 1
3629 | 0 | 0.062457 | 0.86504 | 0 | 0 | 1 | 0 | 0.062457 | 1
3630 | 0 | 0.060213 | 0.86504 | 0 | 0 | 1 | 0 | 0.060213 | 1
3631 | 0 | 0.068698 | 0.86504 | 0 | 0 | 1 | 0 | 0.068698 | 1
3632 | 0 | 0.08799 | 0.86504 | 0 | 0 | 1 | 0 | 0.08799 | 1
3633 | 0.024614 | 0.13106 | 0.86504 | 0 | 0 | 1 | 0.024614 | 0.13106 | 1
3634 | 0.09389 | 0.17481 | 0.86504 | 0 | 0 | 1 | 0.09389 | 0.17481 | 1
3635 | 0.1443 | 0.20033 | 0.86504 | 0 | 0 | 1 | 0.1443 | 0.20033 | 1
3636 | 0.11846 | 0.21719 | 0.86504 | 0 | 0 | 1 | 0.11846 | 0.21719 | 1
3637 | 0.083387 | 0.23848 | 0.86504 | 0 | 0 | 1 | 0.083387 | 0.23848 | 1
3638 | 0.11716 | 0.27866 | 0.86504 | 0 | 0 | 1 | 0.11716 | 0.27866 | 1
3639 | 0.05226 | 0.28419 | 0.86504 | 0 | 0 | 1 | 0.05226 | 0.28419 | 1
3640 | 0 | 0.23036 | 0.86504 | 0 | 0 | 1 | 0 | 0.23036 | 1
3641 | 0 | 0.21544 | 0.86504 | 0 | 0 | 1 | 0 | 0.21544 | 1
3642 | 0 | 0.17937 | 0.86504 | 0 | 1 | 1 | 0 | 0.17937 | 1
3643 | 0 | 0.14876 | 0.86504 | 0 | 1 | 1 | 0 | 0.14876 | 1
3644 | 0 | 0.11196 | 0.86504 | 0 | 1 | 1 | 0 | 0.11196 | 1
3645 | 0 | 0.10067 | 0.86504 | 0 | 1 | 1 | 0 | 0.10067 | 1
3646 | 0 | 0.095946 | 0.86504 | 0 | 0 | 1 | 0 | 0.095946 | 1
3647 | 0 | 0.054506 | 0.86504 | 0 | 0 | 1 | 0 | 0.054506 | 1
3648 | 0 | 0.051246 | 0.86504 | 0 | 0 | 1 | 0 | 0.051246 | 1
3649 | 0 | 0.089979 | 1 | 0 | 0 | 1 | 0 | 0.089979 | 1
3650 | 0 | 0.021475 | 1 | 0 | 0 | 1 | 0 | 0.021475 | 1
3651 | 0 | 0.036852 | 1 | 0 | 0 | 1 | 0 | 0.036852 | 1
3652 | 0 | 0.027888 | 1 | 0 | 0 | 1 | 0 | 0.027888 | 1
3653 | 0 | 0.021125 | 1 | 0 | 0 | 1 | 0 | 0.021125 | 1
3654 | 0 | 0.017299 | 1 | 0 | 0 | 1 | 0 | 0.017299 | 1
3655 | 0 | 0.023368 | 1 | 0 | 0 | 1 | 0 | 0.023368 | 1
3656 | 0 | 0.037275 | 1 | 0 | 0 | 1 | 0 | 0.037275 | 1
3657 | 0.083715 | 0.084122 | 1 | 0 | 0 | 1 | 0.083715 | 0.084122 | 1
3658 | 0.17418 | 0.12947 | 1 | 0 | 0 | 1 | 0.17418 | 0.12947 | 1
3659 | 0.1682 | 0.16553 | 1 | 0 | 0 | 1 | 0.1682 | 0.16553 | 1
3660 | 0.18359 | 0.18095 | 1 | 0 | 0 | 1 | 0.18359 | 0.18095 | 1
3661 | 0.12761 | 0.20532 | 1 | 0 | 0 | 1 | 0.12761 | 0.20532 | 1
3662 | 0.13086 | 0.22081 | 1 | 0 | 0 | 1 | 0.13086 | 0.22081 | 1
3663 | 0.1665 | 0.21151 | 1 | 0 | 0 | 1 | 0.1665 | 0.21151 | 1
3664 | 0.080355 | 0.19583 | 1 | 0 | 0 | 1 | 0.080355 | 0.19583 | 1
3665 | 0 | 0.18306 | 1 | 0 | 0 | 1 | 0 | 0.18306 | 1
3666 | 0 | 0.13548 | 1 | 0 | 1 | 1 | 0 | 0.13548 | 1
3667 | 0 | 0.10754 | 1 | 0 | 1 | 1 | 0 | 0.10754 | 1
3668 | 0 | 0.075457 | 1 | 0 | 1 | 1 | 0 | 0.075457 | 1
3669 | 0 | 0.097819 | 1 | 0 | 1 | 1 | 0 | 0.097819 | 1
3670 | 0 | 0.091541 | 1 | 0 | 0 | 1 | 0 | 0.091541 | 1
3671 | 0 | 0.049276 | 1 | 0 | 0 | 1 | 0 | 0.049276 | 1
3672 | 0 | 0.073173 | 1 | 0 | 0 | 1 | 0 | 0.073173 | 1
3673 | 0 | 0.044054 | 0.98812 | 0 | 0 | 1 | 0 | 0.044054 | 1
3674 | 0 | 0.050917 | 0.98812 | 0 | 0 | 1 | 0 | 0.050917 | 1
3675 | 0 | 0.045416 | 0.98812 | 0 | 0 | 1 | 0 | 0.045416 | 1
3676 | 0 | 0.021604 | 0.98812 | 0 | 0 | 1 | 0 | 0.021604 | 1
3677 | 0 | 0.016457 | 0.98812 | 0 | 0 | 1 | 0 | 0.016457 | 1
3678 | 0 | 0.0080807 | 0.98812 | 0 | 0 | 1 | 0 | 0.0080807 | 1
3679 | 0 | 0.020675 | 0.98812 | 0 | 0 | 1 | 0 | 0.020675 | 1
3680 | 0 | 0.035218 | 0.98812 | 0 | 0 | 1 | 0 | 0.035218 | 1
3681 | 0.053353 | 0.072454 | 0.98812 | 0 | 0 | 1 | 0.053353 | 0.072454 | 1
3682 | 0.085846 | 0.10925 | 0.98812 | 0 | 0 | 1 | 0.085846 | 0.10925 | 1
3683 | 0.16134 | 0.14423 | 0.98812 | 0 | 0 | 1 | 0.16134 | 0.14423 | 1
3684 | 0.19696 | 0.15748 | 0.98812 | 0 | 0 | 1 | 0.19696 | 0.15748 | 1
3685 | 0.21462 | 0.17844 | 0.98812 | 0 | 0 | 1 | 0.21462 | 0.17844 | 1
3686 | 0.21176 | 0.19052 | 0.98812 | 0 | 0 | 1 | 0.21176 | 0.19052 | 1
3687 | 0.22335 | 0.17307 | 0.98812 | 0 | 0 | 1 | 0.22335 | 0.17307 | 1
3688 | 0.16691 | 0.17701 | 0.98812 | 0 | 0 | 1 | 0.16691 | 0.17701 | 1
3689 | 0.042984 | 0.14721 | 0.98812 | 0 | 0 | 1 | 0.042984 | 0.14721 | 1
3690 | 0 | 0.10279 | 0.98812 | 0 | 1 | 1 | 0 | 0.10279 | 1
3691 | 0 | 0.090982 | 0.98812 | 0 | 1 | 1 | 0 | 0.090982 | 1
3692 | 0 | 0.063858 | 0.98812 | 0 | 1 | 1 | 0 | 0.063858 | 1
3693 | 0 | 0.069294 | 0.98812 | 0 | 1 | 1 | 0 | 0.069294 | 1
3694 | 0 | 0.069404 | 0.98812 | 0 | 0 | 1 | 0 | 0.069404 | 1
3695 | 0 | 0.041249 | 0.98812 | 0 | 0 | 1 | 0 | 0.041249 | 1
3696 | 0 | 0.035196 | 0.98812 | 0 | 0 | 1 | 0 | 0.035196 | 1
3697 | 0 | 0.073592 | 0.98812 | 0 | 0 | 1 | 0 | 0.073592 | 1
3698 | 0 | 0.020933 | 0.98812 | 0 | 0 | 1 | 0 | 0.020933 | 1
3699 | 0 | 0.021215 | 0.98812 | 0 | 0 | 1 | 0 | 0.021215 | 1
3700 | 0 | 0 | 0.98812 | 0 | 0 | 1 | 0 | 0 | 1
3701 | 0 | 0 | 0.98812 | 0 | 0 | 1 | 0 | 0 | 1
3702 | 0 | 0 | 0.98812 | 0 | 0 | 1 | 0 | 0 | 1
3703 | 0 | 0 | 0.98812 | 0 | 0 | 1 | 0 | 0 | 1
3704 | 0 | 5.5743e-05 | 0.98812 | 0 | 0 | 1 | 0 | 5.5743e-05 | 1
3705 | 0.1089 | 0.031082 | 0.98812 | 0 | 0 | 1 | 0.1089 | 0.031082 | 1
3706 | 0.15618 | 0.062962 | 0.98812 | 0 | 0 | 1 | 0.15618 | 0.062962 | 1
3707 | 0.2594 | 0.097676 | 0.98812 | 0 | 0 | 1 | 0.2594 | 0.097676 | 1
3708 | 0.31433 | 0.12463 | 0.98812 | 0 | 0 | 1 | 0.31433 | 0.12463 | 1
3709 | 0.29135 | 0.15278 | 0.98812 | 0 | 0 | 1 | 0.29135 | 0.15278 | 1
3710 | 0.26474 | 0.1597 | 0.98812 | 0 | 0 | 1 | 0.26474 | 0.1597 | 1
3711 | 0.27766 | 0.14025 | 0.98812 | 0 | 0 | 1 | 0.27766 | 0.14025 | 1
3712 | 0.20785 | 0.14443 | 0.98812 | 0 | 0 | 1 | 0.20785 | 0.14443 | 1
3713 | 0.069297 | 0.11569 | 0.98812 | 0 | 0 | 1 | 0.069297 | 0.11569 | 1
3714 | 0 | 0.096753 | 0.98812 | 0 | 1 | 1 | 0 | 0.096753 | 1
3715 | 0 | 0.094869 | 0.98812 | 0 | 1 | 1 | 0 | 0.094869 | 1
3716 | 0 | 0.057019 | 0.98812 | 0 | 1 | 1 | 0 | 0.057019 | 1
3717 | 0 | 0.043532 | 0.98812 | 0 | 1 | 1 | 0 | 0.043532 | 1
3718 | 0 | 0.05285 | 0.98812 | 0 | 0 | 1 | 0 | 0.05285 | 1
3719 | 0 | 0.050566 | 0.98812 | 0 | 0 | 1 | 0 | 0.050566 | 1
3720 | 0 | 0.048494 | 0.98812 | 0 | 0 | 1 | 0 | 0.048494 | 1
3721 | 0 | 0.028326 | 0.98812 | 0 | 0 | 1 | 0 | 0.028326 | 1
3722 | 0 | 0.031151 | 0.98812 | 0 | 0 | 1 | 0 | 0.031151 | 1
3723 | 0 | 0.026467 | 0.98812 | 0 | 0 | 1 | 0 | 0.026467 | 1
3724 | 0 | 0.021122 | 0.98812 | 0 | 0 | 1 | 0 | 0.021122 | 1
3725 | 0 | 0.016424 | 0.98812 | 0 | 0 | 1 | 0 | 0.016424 | 1
3726 | 0 | 0.0092959 | 0.98812 | 0 | 0 | 1 | 0 | 0.0092959 | 1
3727 | 0 | 0.024048 | 0.98812 | 0 | 0 | 1 | 0 | 0.024048 | 1
3728 | 0 | 0.039214 | 0.98812 | 0 | 0 | 1 | 0 | 0.039214 | 1
3729 | 0.10221 | 0.066299 | 0.98812 | 0 | 0 | 1 | 0.10221 | 0.066299 | 1
3730 | 0.17228 | 0.090765 | 0.98812 | 0 | 0 | 1 | 0.17228 | 0.090765 | 1
3731 | 0.3097 | 0.1235 | 0.98812 | 0 | 0 | 1 | 0.3097 | 0.1235 | 1
3732 | 0.35185 | 0.15472 | 0.98812 | 0 | 0 | 1 | 0.35185 | 0.15472 | 1
3733 | 0.31995 | 0.17247 | 0.98812 | 0 | 0 | 1 | 0.31995 | 0.17247 | 1
3734 | 0.31999 | 0.18006 | 0.98812 | 0 | 0 | 1 | 0.31999 | 0.18006 | 1
3735 | 0.28697 | 0.16744 | 0.98812 | 0 | 0 | 1 | 0.28697 | 0.16744 | 1
3736 | 0.15839 | 0.15349 | 0.98812 | 0 | 0 | 1 | 0.15839 | 0.15349 | 1
3737 | 0.042231 | 0.12341 | 0.98812 | 0 | 0 | 1 | 0.042231 | 0.12341 | 1
3738 | 0 | 0.12753 | 0.98812 | 0 | 1 | 1 | 0 | 0.12753 | 1
3739 | 0 | 0.10666 | 0.98812 | 0 | 1 | 1 | 0 | 0.10666 | 1
3740 | 0 | 0.068079 | 0.98812 | 0 | 1 | 1 | 0 | 0.068079 | 1
3741 | 0 | 0.049262 | 0.98812 | 0 | 1 | 1 | 0 | 0.049262 | 1
3742 | 0 | 0.050214 | 0.98812 | 0 | 0 | 1 | 0 | 0.050214 | 1
3743 | 0 | 0.068059 | 0.98812 | 0 | 0 | 1 | 0 | 0.068059 | 1
3744 | 0 | 0.050249 | 0.98812 | 0 | 0 | 1 | 0 | 0.050249 | 1
3745 | 0 | 0.045717 | 0.98812 | 0 | 0 | 1 | 0 | 0.045717 | 1
3746 | 0 | 0.0088745 | 0.98812 | 0 | 0 | 1 | 0 | 0.0088745 | 1
3747 | 0 | 0.016913 | 0.98812 | 0 | 0 | 1 | 0 | 0.016913 | 1
3748 | 0 | 0.035326 | 0.98812 | 0 | 0 | 1 | 0 | 0.035326 | 1
3749 | 0 | 0.036855 | 0.98812 | 0 | 0 | 1 | 0 | 0.036855 | 1
3750 | 0 | 0.02782 | 0.98812 | 0 | 0 | 1 | 0 | 0.02782 | 1
3751 | 0 | 0.047212 | 0.98812 | 0 | 0 | 1 | 0 | 0.047212 | 1
3752 | 0 | 0.075504 | 0.98812 | 0 | 0 | 1 | 0 | 0.075504 | 1
3753 | 0.099479 | 0.10104 | 0.98812 | 0 | 0 | 1 | 0.099479 | 0.10104 | 1
3754 | 0.25241 | 0.13086 | 0.98812 | 0 | 0 | 1 | 0.25241 | 0.13086 | 1
3755 | 0.35015 | 0.15743 | 0.98812 | 0 | 0 | 1 | 0.35015 | 0.15743 | 1
3756 | 0.37935 | 0.18363 | 0.98812 | 0 | 0 | 1 | 0.37935 | 0.18363 | 1
3757 | 0.34139 | 0.19262 | 0.98812 | 0 | 0 | 1 | 0.34139 | 0.19262 | 1
3758 | 0.3787 | 0.19939 | 0.98812 | 0 | 0 | 1 | 0.3787 | 0.19939 | 1
3759 | 0.34569 | 0.18774 | 0.98812 | 0 | 0 | 1 | 0.34569 | 0.18774 | 1
3760 | 0.19158 | 0.17202 | 0.98812 | 0 | 0 | 1 | 0.19158 | 0.17202 | 1
3761 | 0.047358 | 0.13798 | 0.98812 | 0 | 0 | 1 | 0.047358 | 0.13798 | 1
3762 | 0 | 0.14876 | 0.98812 | 0 | 1 | 1 | 0 | 0.14876 | 1
3763 | 0 | 0.12913 | 0.98812 | 0 | 1 | 1 | 0 | 0.12913 | 1
3764 | 0 | 0.085107 | 0.98812 | 0 | 1 | 1 | 0 | 0.085107 | 1
3765 | 0 | 0.070681 | 0.98812 | 0 | 1 | 1 | 0 | 0.070681 | 1
3766 | 0 | 0.060836 | 0.98812 | 0 | 0 | 1 | 0 | 0.060836 | 1
3767 | 0 | 0.074915 | 0.98812 | 0 | 0 | 1 | 0 | 0.074915 | 1
3768 | 0 | 0.072595 | 0.98812 | 0 | 0 | 1 | 0 | 0.072595 | 1
3769 | 0 | 0.039737 | 0.98812 | 0 | 0 | 1 | 0 | 0.039737 | 1
3770 | 0 | 0.050214 | 0.98812 | 0 | 0 | 1 | 0 | 0.050214 | 1
3771 | 0 | 0.046178 | 0.98812 | 0 | 0 | 1 | 0 | 0.046178 | 1
3772 | 0 | 0.056016 | 0.98812 | 0 | 0 | 1 | 0 | 0.056016 | 1
3773 | 0 | 0.063231 | 0.98812 | 0 | 0 | 1 | 0 | 0.063231 | 1
3774 | 0 | 0.04942 | 0.98812 | 0 | 0 | 1 | 0 | 0.04942 | 1
3775 | 0 | 0.070666 | 0.98812 | 0 | 0 | 1 | 0 | 0.070666 | 1
3776 | 0 | 0.093383 | 0.98812 | 0 | 0 | 1 | 0 | 0.093383 | 1
3777 | 0.099301 | 0.11583 | 0.98812 | 0 | 0 | 1 | 0.099301 | 0.11583 | 1
3778 | 0.2766 | 0.14781 | 0.98812 | 0 | 0 | 1 | 0.2766 | 0.14781 | 1
3779 | 0.35162 | 0.17605 | 0.98812 | 0 | 0 | 1 | 0.35162 | 0.17605 | 1
3780 | 0.35445 | 0.19981 | 0.98812 | 0 | 0 | 1 | 0.35445 | 0.19981 | 1
3781 | 0.33599 | 0.203 | 0.98812 | 0 | 0 | 1 | 0.33599 | 0.203 | 1
3782 | 0.35255 | 0.19241 | 0.98812 | 0 | 0 | 1 | 0.35255 | 0.19241 | 1
3783 | 0.30703 | 0.19036 | 0.98812 | 0 | 0 | 1 | 0.30703 | 0.19036 | 1
3784 | 0.18376 | 0.17733 | 0.98812 | 0 | 0 | 1 | 0.18376 | 0.17733 | 1
3785 | 0.044572 | 0.14251 | 0.98812 | 0 | 0 | 1 | 0.044572 | 0.14251 | 1
3786 | 0 | 0.15931 | 0.98812 | 0 | 1 | 1 | 0 | 0.15931 | 1
3787 | 0 | 0.13458 | 0.98812 | 0 | 1 | 1 | 0 | 0.13458 | 1
3788 | 0 | 0.10462 | 0.98812 | 0 | 1 | 1 | 0 | 0.10462 | 1
3789 | 0 | 0.10545 | 0.98812 | 0 | 1 | 1 | 0 | 0.10545 | 1
3790 | 0 | 0.1078 | 0.98812 | 0 | 0 | 1 | 0 | 0.1078 | 1
3791 | 0 | 0.10494 | 0.98812 | 0 | 0 | 1 | 0 | 0.10494 | 1
3792 | 0 | 0.091498 | 0.98812 | 0 | 0 | 1 | 0 | 0.091498 | 1
3793 | 0 | 0.069911 | 0.98812 | 0 | 0 | 1 | 0 | 0.069911 | 1
3794 | 0 | 0.063826 | 0.98812 | 0 | 0 | 1 | 0 | 0.063826 | 1
3795 | 0 | 0.042761 | 0.98812 | 0 | 0 | 1 | 0 | 0.042761 | 1
3796 | 0 | 0.064649 | 0.98812 | 0 | 0 | 1 | 0 | 0.064649 | 1
3797 | 0 | 0.081667 | 0.98812 | 0 | 0 | 1 | 0 | 0.081667 | 1
3798 | 0 | 0.069906 | 0.98812 | 0 | 0 | 1 | 0 | 0.069906 | 1
3799 | 0 | 0.086295 | 0.98812 | 0 | 0 | 1 | 0 | 0.086295 | 1
3800 | 0 | 0.084227 | 0.98812 | 0 | 0 | 1 | 0 | 0.084227 | 1
3801 | 0.10866 | 0.13005 | 0.98812 | 0 | 0 | 1 | 0.10866 | 0.13005 | 1
3802 | 0.27368 | 0.1664 | 0.98812 | 0 | 0 | 1 | 0.27368 | 0.1664 | 1
3803 | 0.27017 | 0.18509 | 0.98812 | 0 | 0 | 1 | 0.27017 | 0.18509 | 1
3804 | 0.31393 | 0.19583 | 0.98812 | 0 | 0 | 1 | 0.31393 | 0.19583 | 1
3805 | 0.33681 | 0.20816 | 0.98812 | 0 | 0 | 1 | 0.33681 | 0.20816 | 1
3806 | 0.34723 | 0.19473 | 0.98812 | 0 | 0 | 1 | 0.34723 | 0.19473 | 1
3807 | 0.19677 | 0.1786 | 0.98812 | 0 | 0 | 1 | 0.19677 | 0.1786 | 1
3808 | 0.15064 | 0.1822 | 0.98812 | 0 | 0 | 1 | 0.15064 | 0.1822 | 1
3809 | 0.015386 | 0.14868 | 0.98812 | 0 | 0 | 1 | 0.015386 | 0.14868 | 1
3810 | 0 | 0.15744 | 0.98812 | 0 | 1 | 1 | 0 | 0.15744 | 1
3811 | 0 | 0.12791 | 0.98812 | 0 | 1 | 1 | 0 | 0.12791 | 1
3812 | 0 | 0.11202 | 0.98812 | 0 | 1 | 1 | 0 | 0.11202 | 1
3813 | 0 | 0.11674 | 0.98812 | 0 | 1 | 1 | 0 | 0.11674 | 1
3814 | 0 | 0.12726 | 0.98812 | 0 | 0 | 1 | 0 | 0.12726 | 1
3815 | 0 | 0.10351 | 0.98812 | 0 | 0 | 1 | 0 | 0.10351 | 1
3816 | 0 | 0.082581 | 0.98812 | 0 | 0 | 1 | 0 | 0.082581 | 1
3817 | 0 | 0.086958 | 1 | 0 | 0 | 1 | 0 | 0.086958 | 1
3818 | 0 | 0.056174 | 1 | 0 | 0 | 1 | 0 | 0.056174 | 1
3819 | 0 | 0.038587 | 1 | 0 | 0 | 1 | 0 | 0.038587 | 1
3820 | 0 | 0.036659 | 1 | 0 | 0 | 1 | 0 | 0.036659 | 1
3821 | 0 | 0.060057 | 1 | 0 | 0 | 1 | 0 | 0.060057 | 1
3822 | 0 | 0.052451 | 1 | 0 | 0 | 1 | 0 | 0.052451 | 1
3823 | 0 | 0.069995 | 1 | 0 | 0 | 1 | 0 | 0.069995 | 1
3824 | 0 | 0.057381 | 1 | 0 | 0 | 1 | 0 | 0.057381 | 1
3825 | 0.13828 | 0.10242 | 1 | 0 | 0 | 1 | 0.13828 | 0.10242 | 1
3826 | 0.2979 | 0.12755 | 1 | 0 | 0 | 1 | 0.2979 | 0.12755 | 1
3827 | 0.27262 | 0.16385 | 1 | 0 | 0 | 1 | 0.27262 | 0.16385 | 1
3828 | 0.29733 | 0.17894 | 1 | 0 | 0 | 1 | 0.29733 | 0.17894 | 1
3829 | 0.33138 | 0.20687 | 1 | 0 | 0 | 1 | 0.33138 | 0.20687 | 1
3830 | 0.31145 | 0.18289 | 1 | 0 | 0 | 1 | 0.31145 | 0.18289 | 1
3831 | 0.19997 | 0.15967 | 1 | 0 | 0 | 1 | 0.19997 | 0.15967 | 1
3832 | 0.097369 | 0.16611 | 1 | 0 | 0 | 1 | 0.097369 | 0.16611 | 1
3833 | 0 | 0.13309 | 1 | 0 | 0 | 1 | 0 | 0.13309 | 1
3834 | 0 | 0.14413 | 1 | 0 | 1 | 1 | 0 | 0.14413 | 1
3835 | 0 | 0.10972 | 1 | 0 | 1 | 1 | 0 | 0.10972 | 1
3836 | 0 | 0.090224 | 1 | 0 | 1 | 1 | 0 | 0.090224 | 1
3837 | 0 | 0.091175 | 1 | 0 | 1 | 1 | 0 | 0.091175 | 1
3838 | 0 | 0.10037 | 1 | 0 | 0 | 1 | 0 | 0.10037 | 1
3839 | 0 | 0.089122 | 1 | 0 | 0 | 1 | 0 | 0.089122 | 1
3840 | 0 | 0.063422 | 1 | 0 | 0 | 1 | 0 | 0.063422 | 1
3841 | 0 | 0.073079 | 0.86504 | 0 | 0 | 1 | 0 | 0.073079 | 1
3842 | 0 | 0.040607 | 0.86504 | 0 | 0 | 1 | 0 | 0.040607 | 1
3843 | 0 | 0.02136 | 0.86504 | 0 | 0 | 1 | 0 | 0.02136 | 1
3844 | 0 | 0.0058537 | 0.86504 | 0 | 0 | 1 | 0 | 0.0058537 | 1
3845 | 0 | 0.029456 | 0.86504 | 0 | 0 | 1 | 0 | 0.029456 | 1
3846 | 0 | 0.024363 | 0.86504 | 0 | 0 | 1 | 0 | 0.024363 | 1
3847 | 0 | 0.057963 | 0.86504 | 0 | 0 | 1 | 0 | 0.057963 | 1
3848 | 0 | 0.067723 | 0.86504 | 0 | 0 | 1 | 0 | 0.067723 | 1
3849 | 0.15032 | 0.11073 | 0.86504 | 0 | 0 | 1 | 0.15032 | 0.11073 | 1
3850 | 0.28601 | 0.14006 | 0.86504 | 0 | 0 | 1 | 0.28601 | 0.14006 | 1
3851 | 0.24659 | 0.18431 | 0.86504 | 0 | 0 | 1 | 0.24659 | 0.18431 | 1
3852 | 0.27164 | 0.21005 | 0.86504 | 0 | 0 | 1 | 0.27164 | 0.21005 | 1
3853 | 0.315 | 0.24784 | 0.86504 | 0 | 0 | 1 | 0.315 | 0.24784 | 1
3854 | 0.30172 | 0.2421 | 0.86504 | 0 | 0 | 1 | 0.30172 | 0.2421 | 1
3855 | 0.19284 | 0.20938 | 0.86504 | 0 | 0 | 1 | 0.19284 | 0.20938 | 1
3856 | 0.083339 | 0.21836 | 0.86504 | 0 | 0 | 1 | 0.083339 | 0.21836 | 1
3857 | 0 | 0.18385 | 0.86504 | 0 | 0 | 1 | 0 | 0.18385 | 1
3858 | 0 | 0.17322 | 0.86504 | 0 | 1 | 1 | 0 | 0.17322 | 1
3859 | 0 | 0.12447 | 0.86504 | 0 | 1 | 1 | 0 | 0.12447 | 1
3860 | 0 | 0.090152 | 0.86504 | 0 | 1 | 1 | 0 | 0.090152 | 1
3861 | 0 | 0.076216 | 0.86504 | 0 | 1 | 1 | 0 | 0.076216 | 1
3862 | 0 | 0.071187 | 0.86504 | 0 | 0 | 1 | 0 | 0.071187 | 1
3863 | 0 | 0.072291 | 0.86504 | 0 | 0 | 1 | 0 | 0.072291 | 1
3864 | 0 | 0.038897 | 0.86504 | 0 | 0 | 1 | 0 | 0.038897 | 1
3865 | 0 | 0.05623 | 0.86504 | 0 | 0 | 1 | 0 | 0.05623 | 1
3866 | 0 | 0.034531 | 0.86504 | 0 | 0 | 1 | 0 | 0.034531 | 1
3867 | 0 | 0.027485 | 0.86504 | 0 | 0 | 1 | 0 | 0.027485 | 1
3868 | 0 | 0 | 0.86504 | 0 | 0 | 1 | 0 | 0 | 1
3869 | 0 | 0.0073869 | 0.86504 | 0 | 0 | 1 | 0 | 0.0073869 | 1
3870 | 0 | 0.008048 | 0.86504 | 0 | 0 | 1 | 0 | 0.008048 | 1
3871 | 0 | 0.036623 | 0.86504 | 0 | 0 | 1 | 0 | 0.036623 | 1
3872 | 0 | 0.060893 | 0.86504 | 0 | 0 | 1 | 0 | 0.060893 | 1
3873 | 0.13102 | 0.088683 | 0.86504 | 0 | 0 | 1 | 0.13102 | 0.088683 | 1
3874 | 0.26241 | 0.12203 | 0.86504 | 0 | 0 | 1 | 0.26241 | 0.12203 | 1
3875 | 0.25115 | 0.17844 | 0.86504 | 0 | 0 | 1 | 0.25115 | 0.17844 | 1
3876 | 0.26184 | 0.23048 | 0.86504 | 0 | 0 | 1 | 0.26184 | 0.23048 | 1
3877 | 0.31892 | 0.25678 | 0.86504 | 0 | 0 | 1 | 0.31892 | 0.25678 | 1
3878 | 0.29863 | 0.25087 | 0.86504 | 0 | 0 | 1 | 0.29863 | 0.25087 | 1
3879 | 0.26479 | 0.23704 | 0.86504 | 0 | 0 | 1 | 0.26479 | 0.23704 | 1
3880 | 0.10984 | 0.24624 | 0.86504 | 0 | 0 | 1 | 0.10984 | 0.24624 | 1
3881 | 0.051051 | 0.19914 | 0.86504 | 0 | 0 | 1 | 0.051051 | 0.19914 | 1
3882 | 0 | 0.16589 | 0.86504 | 0 | 1 | 1 | 0 | 0.16589 | 1
3883 | 0 | 0.12631 | 0.86504 | 0 | 1 | 1 | 0 | 0.12631 | 1
3884 | 0 | 0.11093 | 0.86504 | 0 | 1 | 1 | 0 | 0.11093 | 1
3885 | 0 | 0.098452 | 0.86504 | 0 | 1 | 1 | 0 | 0.098452 | 1
3886 | 0 | 0.078898 | 0.86504 | 0 | 0 | 1 | 0 | 0.078898 | 1
3887 | 0 | 0.085922 | 0.86504 | 0 | 0 | 1 | 0 | 0.085922 | 1
3888 | 0 | 0.068127 | 0.86504 | 0 | 0 | 1 | 0 | 0.068127 | 1
3889 | 0 | 0.035625 | 0.86504 | 0 | 0 | 1 | 0 | 0.035625 | 1
3890 | 0 | 0.063186 | 0.86504 | 0 | 0 | 1 | 0 | 0.063186 | 1
3891 | 0 | 0.037409 | 0.86504 | 0 | 0 | 1 | 0 | 0.037409 | 1
3892 | 0 | 0.024893 | 0.86504 | 0 | 0 | 1 | 0 | 0.024893 | 1
3893 | 0 | 0.029264 | 0.86504 | 0 | 0 | 1 | 0 | 0.029264 | 1
3894 | 0 | 0.021272 | 0.86504 | 0 | 0 | 1 | 0 | 0.021272 | 1
3895 | 0 | 0.02626 | 0.86504 | 0 | 0 | 1 | 0 | 0.02626 | 1
3896 | 0 | 0.054702 | 0.86504 | 0 | 0 | 1 | 0 | 0.054702 | 1
3897 | 0.14714 | 0.081206 | 0.86504 | 0 | 0 | 1 | 0.14714 | 0.081206 | 1
3898 | 0.2763 | 0.13615 | 0.86504 | 0 | 0 | 1 | 0.2763 | 0.13615 | 1
3899 | 0.2434 | 0.17584 | 0.86504 | 0 | 0 | 1 | 0.2434 | 0.17584 | 1
3900 | 0.26372 | 0.23228 | 0.86504 | 0 | 0 | 1 | 0.26372 | 0.23228 | 1
3901 | 0.31355 | 0.25253 | 0.86504 | 0 | 0 | 1 | 0.31355 | 0.25253 | 1
3902 | 0.29046 | 0.27267 | 0.86504 | 0 | 0 | 1 | 0.29046 | 0.27267 | 1
3903 | 0.25191 | 0.27307 | 0.86504 | 0 | 0 | 1 | 0.25191 | 0.27307 | 1
3904 | 0.13334 | 0.26338 | 0.86504 | 0 | 0 | 1 | 0.13334 | 0.26338 | 1
3905 | 0.042593 | 0.23642 | 0.86504 | 0 | 0 | 1 | 0.042593 | 0.23642 | 1
3906 | 0 | 0.21533 | 0.86504 | 0 | 1 | 1 | 0 | 0.21533 | 1
3907 | 0 | 0.1685 | 0.86504 | 0 | 1 | 1 | 0 | 0.1685 | 1
3908 | 0 | 0.14884 | 0.86504 | 0 | 1 | 1 | 0 | 0.14884 | 1
3909 | 0 | 0.12447 | 0.86504 | 0 | 1 | 1 | 0 | 0.12447 | 1
3910 | 0 | 0.10217 | 0.86504 | 0 | 0 | 1 | 0 | 0.10217 | 1
3911 | 0 | 0.099998 | 0.86504 | 0 | 0 | 1 | 0 | 0.099998 | 1
3912 | 0 | 0.08524 | 0.86504 | 0 | 0 | 1 | 0 | 0.08524 | 1
3913 | 0 | 0.072907 | 0.86504 | 0 | 0 | 1 | 0 | 0.072907 | 1
3914 | 0 | 0.053533 | 0.86504 | 0 | 0 | 1 | 0 | 0.053533 | 1
3915 | 0 | 0.026963 | 0.86504 | 0 | 0 | 1 | 0 | 0.026963 | 1
3916 | 0 | 0.038968 | 0.86504 | 0 | 0 | 1 | 0 | 0.038968 | 1
3917 | 0 | 0.034874 | 0.86504 | 0 | 0 | 1 | 0 | 0.034874 | 1
3918 | 0 | 0.024587 | 0.86504 | 0 | 0 | 1 | 0 | 0.024587 | 1
3919 | 0 | 0.030972 | 0.86504 | 0 | 0 | 1 | 0 | 0.030972 | 1
3920 | 0 | 0.032891 | 0.86504 | 0 | 0 | 1 | 0 | 0.032891 | 1
3921 | 0.16395 | 0.060964 | 0.86504 | 0 | 0 | 1 | 0.16395 | 0.060964 | 1
3922 | 0.27764 | 0.1231 | 0.86504 | 0 | 0 | 1 | 0.27764 | 0.1231 | 1
3923 | 0.24942 | 0.16694 | 0.86504 | 0 | 0 | 1 | 0.24942 | 0.16694 | 1
3924 | 0.28109 | 0.23047 | 0.86504 | 0 | 0 | 1 | 0.28109 | 0.23047 | 1
3925 | 0.28263 | 0.24143 | 0.86504 | 0 | 0 | 1 | 0.28263 | 0.24143 | 1
3926 | 0.27107 | 0.27882 | 0.86504 | 0 | 0 | 1 | 0.27107 | 0.27882 | 1
3927 | 0.28738 | 0.26192 | 0.86504 | 0 | 0 | 1 | 0.28738 | 0.26192 | 1
3928 | 0.17569 | 0.24274 | 0.86504 | 0 | 0 | 1 | 0.17569 | 0.24274 | 1
3929 | 0.035494 | 0.22369 | 0.86504 | 0 | 0 | 1 | 0.035494 | 0.22369 | 1
3930 | 0 | 0.1676 | 0.86504 | 0 | 1 | 1 | 0 | 0.1676 | 1
3931 | 0 | 0.12982 | 0.86504 | 0 | 1 | 1 | 0 | 0.12982 | 1
3932 | 0 | 0.18193 | 0.86504 | 0 | 1 | 1 | 0 | 0.18193 | 1
3933 | 0 | 0.16033 | 0.86504 | 0 | 1 | 1 | 0 | 0.16033 | 1
3934 | 0 | 0.15321 | 0.86504 | 0 | 0 | 1 | 0 | 0.15321 | 1
3935 | 0 | 0.1332 | 0.86504 | 0 | 0 | 1 | 0 | 0.1332 | 1
3936 | 0 | 0.07663 | 0.86504 | 0 | 0 | 1 | 0 | 0.07663 | 1
3937 | 0 | 0.094376 | 0.86504 | 0 | 0 | 1 | 0 | 0.094376 | 1
3938 | 0 | 0.018109 | 0.86504 | 0 | 0 | 1 | 0 | 0.018109 | 1
3939 | 0 | 0.00026909 | 0.86504 | 0 | 0 | 1 | 0 | 0.00026909 | 1
3940 | 0 | 0.027127 | 0.86504 | 0 | 0 | 1 | 0 | 0.027127 | 1
3941 | 0 | 0.049353 | 0.86504 | 0 | 0 | 1 | 0 | 0.049353 | 1
3942 | 0 | 0.040585 | 0.86504 | 0 | 0 | 1 | 0 | 0.040585 | 1
3943 | 0 | 0.059321 | 0.86504 | 0 | 0 | 1 | 0 | 0.059321 | 1
3944 | 0 | 0.049435 | 0.86504 | 0 | 0 | 1 | 0 | 0.049435 | 1
3945 | 0.12257 | 0.068723 | 0.86504 | 0 | 0 | 1 | 0.12257 | 0.068723 | 1
3946 | 0.26237 | 0.12473 | 0.86504 | 0 | 0 | 1 | 0.26237 | 0.12473 | 1
3947 | 0.29916 | 0.16028 | 0.86504 | 0 | 0 | 1 | 0.29916 | 0.16028 | 1
3948 | 0.2551 | 0.21369 | 0.86504 | 0 | 0 | 1 | 0.2551 | 0.21369 | 1
3949 | 0.19195 | 0.22584 | 0.86504 | 0 | 0 | 1 | 0.19195 | 0.22584 | 1
3950 | 0.14254 | 0.24484 | 0.86504 | 0 | 0 | 1 | 0.14254 | 0.24484 | 1
3951 | 0.20118 | 0.23522 | 0.86504 | 0 | 0 | 1 | 0.20118 | 0.23522 | 1
3952 | 0.083276 | 0.2093 | 0.86504 | 0 | 0 | 1 | 0.083276 | 0.2093 | 1
3953 | 0.0077622 | 0.17345 | 0.86504 | 0 | 0 | 1 | 0.0077622 | 0.17345 | 1
3954 | 0 | 0.15074 | 0.86504 | 0 | 1 | 1 | 0 | 0.15074 | 1
3955 | 0 | 0.13905 | 0.86504 | 0 | 1 | 1 | 0 | 0.13905 | 1
3956 | 0 | 0.19342 | 0.86504 | 0 | 1 | 1 | 0 | 0.19342 | 1
3957 | 0 | 0.14147 | 0.86504 | 0 | 1 | 1 | 0 | 0.14147 | 1
3958 | 0 | 0.11313 | 0.86504 | 0 | 0 | 1 | 0 | 0.11313 | 1
3959 | 0 | 0.087099 | 0.86504 | 0 | 0 | 1 | 0 | 0.087099 | 1
3960 | 0 | 0.023305 | 0.86504 | 0 | 0 | 1 | 0 | 0.023305 | 1
3961 | 0 | 0.065639 | 0.86504 | 0 | 0 | 1 | 0 | 0.065639 | 1
3962 | 0 | 0.0094611 | 0.86504 | 0 | 0 | 1 | 0 | 0.0094611 | 1
3963 | 0 | 0 | 0.86504 | 0 | 0 | 1 | 0 | 0 | 1
3964 | 0 | 0 | 0.86504 | 0 | 0 | 1 | 0 | 0 | 1
3965 | 0 | 0.003895 | 0.86504 | 0 | 0 | 1 | 0 | 0.003895 | 1
3966 | 0 | 0.0072562 | 0.86504 | 0 | 0 | 1 | 0 | 0.0072562 | 1
3967 | 0 | 0.035716 | 0.86504 | 0 | 0 | 1 | 0 | 0.035716 | 1
3968 | 0 | 0.021163 | 0.86504 | 0 | 0 | 1 | 0 | 0.021163 | 1
3969 | 0.12699 | 0.059329 | 0.86504 | 0 | 0 | 1 | 0.12699 | 0.059329 | 1
3970 | 0.29477 | 0.10656 | 0.86504 | 0 | 0 | 1 | 0.29477 | 0.10656 | 1
3971 | 0.3573 | 0.14935 | 0.86504 | 0 | 0 | 1 | 0.3573 | 0.14935 | 1
3972 | 0.28816 | 0.19367 | 0.86504 | 0 | 0 | 1 | 0.28816 | 0.19367 | 1
3973 | 0.21453 | 0.20731 | 0.86504 | 0 | 0 | 1 | 0.21453 | 0.20731 | 1
3974 | 0.13064 | 0.2202 | 0.86504 | 0 | 0 | 1 | 0.13064 | 0.2202 | 1
3975 | 0.18181 | 0.20997 | 0.86504 | 0 | 0 | 1 | 0.18181 | 0.20997 | 1
3976 | 0.10796 | 0.17353 | 0.86504 | 0 | 0 | 1 | 0.10796 | 0.17353 | 1
3977 | 0.056113 | 0.16784 | 0.86504 | 0 | 0 | 1 | 0.056113 | 0.16784 | 1
3978 | 0 | 0.13368 | 0.86504 | 0 | 1 | 1 | 0 | 0.13368 | 1
3979 | 0 | 0.11996 | 0.86504 | 0 | 1 | 1 | 0 | 0.11996 | 1
3980 | 0 | 0.1598 | 0.86504 | 0 | 1 | 1 | 0 | 0.1598 | 1
3981 | 0 | 0.1338 | 0.86504 | 0 | 1 | 1 | 0 | 0.1338 | 1
3982 | 0 | 0.10964 | 0.86504 | 0 | 0 | 1 | 0 | 0.10964 | 1
3983 | 0 | 0.083761 | 0.86504 | 0 | 0 | 1 | 0 | 0.083761 | 1
3984 | 0 | 0.013359 | 0.86504 | 0 | 0 | 1 | 0 | 0.013359 | 1
3985 | 0 | 0.039009 | 0.86504 | 0 | 0 | 1 | 0 | 0.039009 | 1
3986 | 0 | 0.015355 | 0.86504 | 0 | 0 | 1 | 0 | 0.015355 | 1
3987 | 0 | 0 | 0.86504 | 0 | 0 | 1 | 0 | 0 | 1
3988 | 0 | 0.0002928 | 0.86504 | 0 | 0 | 1 | 0 | 0.0002928 | 1
3989 | 0 | 0.0072203 | 0.86504 | 0 | 0 | 1 | 0 | 0.0072203 | 1
3990 | 0 | 0.013669 | 0.86504 | 0 | 0 | 1 | 0 | 0.013669 | 1
3991 | 0 | 0.036507 | 0.86504 | 0 | 0 | 1 | 0 | 0.036507 | 1
3992 | 0 | 0.03471 | 0.86504 | 0 | 0 | 1 | 0 | 0.03471 | 1
3993 | 0.080843 | 0.046978 | 0.86504 | 0 | 0 | 1 | 0.080843 | 0.046978 | 1
3994 | 0.27289 | 0.095487 | 0.86504 | 0 | 0 | 1 | 0.27289 | 0.095487 | 1
3995 | 0.36136 | 0.13422 | 0.86504 | 0 | 0 | 1 | 0.36136 | 0.13422 | 1
3996 | 0.29473 | 0.18096 | 0.86504 | 0 | 0 | 1 | 0.29473 | 0.18096 | 1
3997 | 0.22753 | 0.20234 | 0.86504 | 0 | 0 | 1 | 0.22753 | 0.20234 | 1
3998 | 0.13782 | 0.20408 | 0.86504 | 0 | 0 | 1 | 0.13782 | 0.20408 | 1
3999 | 0.15906 | 0.20515 | 0.86504 | 0 | 0 | 1 | 0.15906 | 0.20515 | 1
4000 | 0.075637 | 0.16743 | 0.86504 | 0 | 0 | 1 | 0.075637 | 0.16743 | 1
4001 | 0.057363 | 0.16729 | 0.86504 | 0 | 0 | 1 | 0.057363 | 0.16729 | 1
4002 | 0 | 0.18088 | 0.86504 | 0 | 1 | 1 | 0 | 0.18088 | 1
4003 | 0 | 0.17076 | 0.86504 | 0 | 1 | 1 | 0 | 0.17076 | 1
4004 | 0 | 0.15165 | 0.86504 | 0 | 1 | 1 | 0 | 0.15165 | 1
4005 | 0 | 0.13722 | 0.86504 | 0 | 1 | 1 | 0 | 0.13722 | 1
4006 | 0 | 0.088872 | 0.86504 | 0 | 0 | 1 | 0 | 0.088872 | 1
4007 | 0 | 0.069924 | 0.86504 | 0 | 0 | 1 | 0 | 0.069924 | 1
4008 | 0 | 0.042488 | 0.86504 | 0 | 0 | 1 | 0 | 0.042488 | 1
4009 | 0 | 0.035332 | 0.86504 | 0 | 0 | 1 | 0 | 0.035332 | 1
4010 | 0 | 0.039217 | 0.86504 | 0 | 0 | 1 | 0 | 0.039217 | 1
4011 | 0 | 0.019349 | 0.86504 | 0 | 0 | 1 | 0 | 0.019349 | 1
4012 | 0 | 0.0071998 | 0.86504 | 0 | 0 | 1 | 0 | 0.0071998 | 1
4013 | 0 | 0 | 0.86504 | 0 | 0 | 1 | 0 | 0 | 1
4014 | 0 | 0.012948 | 0.86504 | 0 | 0 | 1 | 0 | 0.012948 | 1
4015 | 0 | 0.025214 | 0.86504 | 0 | 0 | 1 | 0 | 0.025214 | 1
4016 | 0 | 0.037359 | 0.86504 | 0 | 0 | 1 | 0 | 0.037359 | 1
4017 | 0.05174 | 0.061674 | 0.86504 | 0 | 0 | 1 | 0.05174 | 0.061674 | 1
4018 | 0.24108 | 0.10545 | 0.86504 | 0 | 0 | 1 | 0.24108 | 0.10545 | 1
4019 | 0.3016 | 0.14053 | 0.86504 | 0 | 0 | 1 | 0.3016 | 0.14053 | 1
4020 | 0.2866 | 0.17124 | 0.86504 | 0 | 0 | 1 | 0.2866 | 0.17124 | 1
4021 | 0.32198 | 0.19071 | 0.86504 | 0 | 0 | 1 | 0.32198 | 0.19071 | 1
4022 | 0.27458 | 0.20411 | 0.86504 | 0 | 0 | 1 | 0.27458 | 0.20411 | 1
4023 | 0.25814 | 0.19692 | 0.86504 | 0 | 0 | 1 | 0.25814 | 0.19692 | 1
4024 | 0.21027 | 0.16496 | 0.86504 | 0 | 0 | 1 | 0.21027 | 0.16496 | 1
4025 | 0.09511 | 0.18364 | 0.86504 | 0 | 0 | 1 | 0.09511 | 0.18364 | 1
4026 | 0 | 0.16769 | 0.86504 | 0 | 1 | 1 | 0 | 0.16769 | 1
4027 | 0 | 0.13983 | 0.86504 | 0 | 1 | 1 | 0 | 0.13983 | 1
4028 | 0 | 0.11302 | 0.86504 | 0 | 1 | 1 | 0 | 0.11302 | 1
4029 | 0 | 0.11264 | 0.86504 | 0 | 1 | 1 | 0 | 0.11264 | 1
4030 | 0 | 0.092154 | 0.86504 | 0 | 0 | 1 | 0 | 0.092154 | 1
4031 | 0 | 0.069752 | 0.86504 | 0 | 0 | 1 | 0 | 0.069752 | 1
4032 | 0 | 0.054632 | 0.86504 | 0 | 0 | 1 | 0 | 0.054632 | 1
4033 | 0 | 0.076628 | 0.86504 | 0 | 0 | 1 | 0 | 0.076628 | 1
4034 | 0 | 0.029764 | 0.86504 | 0 | 0 | 1 | 0 | 0.029764 | 1
4035 | 0 | 0.024519 | 0.86504 | 0 | 0 | 1 | 0 | 0.024519 | 1
4036 | 0 | 0.018582 | 0.86504 | 0 | 0 | 1 | 0 | 0.018582 | 1
4037 | 0 | 0.0079395 | 0.86504 | 0 | 0 | 1 | 0 | 0.0079395 | 1
4038 | 0 | 0.032921 | 0.86504 | 0 | 0 | 1 | 0 | 0.032921 | 1
4039 | 0 | 0.013391 | 0.86504 | 0 | 0 | 1 | 0 | 0.013391 | 1
4040 | 0 | 0.046922 | 0.86504 | 0 | 0 | 1 | 0 | 0.046922 | 1
4041 | 0.05108 | 0.051687 | 0.86504 | 0 | 0 | 1 | 0.05108 | 0.051687 | 1
4042 | 0.24935 | 0.065365 | 0.86504 | 0 | 0 | 1 | 0.24935 | 0.065365 | 1
4043 | 0.32383 | 0.087029 | 0.86504 | 0 | 0 | 1 | 0.32383 | 0.087029 | 1
4044 | 0.31555 | 0.11619 | 0.86504 | 0 | 0 | 1 | 0.31555 | 0.11619 | 1
4045 | 0.34627 | 0.11986 | 0.86504 | 0 | 0 | 1 | 0.34627 | 0.11986 | 1
4046 | 0.34102 | 0.12925 | 0.86504 | 0 | 0 | 1 | 0.34102 | 0.12925 | 1
4047 | 0.34685 | 0.12857 | 0.86504 | 0 | 0 | 1 | 0.34685 | 0.12857 | 1
4048 | 0.25589 | 0.11033 | 0.86504 | 0 | 0 | 1 | 0.25589 | 0.11033 | 1
4049 | 0.1034 | 0.10121 | 0.86504 | 0 | 0 | 1 | 0.1034 | 0.10121 | 1
4050 | 0 | 0.08176 | 0.86504 | 0 | 1 | 1 | 0 | 0.08176 | 1
4051 | 0 | 0.067186 | 0.86504 | 0 | 1 | 1 | 0 | 0.067186 | 1
4052 | 0 | 0.088984 | 0.86504 | 0 | 1 | 1 | 0 | 0.088984 | 1
4053 | 0 | 0.10313 | 0.86504 | 0 | 1 | 1 | 0 | 0.10313 | 1
4054 | 0 | 0.074463 | 0.86504 | 0 | 0 | 1 | 0 | 0.074463 | 1
4055 | 0 | 0.0565 | 0.86504 | 0 | 0 | 1 | 0 | 0.0565 | 1
4056 | 0 | 0.049516 | 0.86504 | 0 | 0 | 1 | 0 | 0.049516 | 1
4057 | 0 | 0.06141 | 0.86504 | 0 | 0 | 1 | 0 | 0.06141 | 1
4058 | 0 | 0.022225 | 0.86504 | 0 | 0 | 1 | 0 | 0.022225 | 1
4059 | 0 | 0.01807 | 0.86504 | 0 | 0 | 1 | 0 | 0.01807 | 1
4060 | 0 | 0.019446 | 0.86504 | 0 | 0 | 1 | 0 | 0.019446 | 1
4061 | 0 | 0.00548 | 0.86504 | 0 | 0 | 1 | 0 | 0.00548 | 1
4062 | 0 | 0.011402 | 0.86504 | 0 | 0 | 1 | 0 | 0.011402 | 1
4063 | 0 | 0.020185 | 0.86504 | 0 | 0 | 1 | 0 | 0.020185 | 1
4064 | 0 | 0.048693 | 0.86504 | 0 | 0 | 1 | 0 | 0.048693 | 1
4065 | 0.060597 | 0.069989 | 0.86504 | 0 | 0 | 1 | 0.060597 | 0.069989 | 1
4066 | 0.2822 | 0.055251 | 0.86504 | 0 | 0 | 1 | 0.2822 | 0.055251 | 1
4067 | 0.36961 | 0.065001 | 0.86504 | 0 | 0 | 1 | 0.36961 | 0.065001 | 1
4068 | 0.27011 | 0.09531 | 0.86504 | 0 | 0 | 1 | 0.27011 | 0.09531 | 1
4069 | 0.33748 | 0.097948 | 0.86504 | 0 | 0 | 1 | 0.33748 | 0.097948 | 1
4070 | 0.28484 | 0.12088 | 0.86504 | 0 | 0 | 1 | 0.28484 | 0.12088 | 1
4071 | 0.28155 | 0.12147 | 0.86504 | 0 | 0 | 1 | 0.28155 | 0.12147 | 1
4072 | 0.23053 | 0.12049 | 0.86504 | 0 | 0 | 1 | 0.23053 | 0.12049 | 1
4073 | 0.106 | 0.10805 | 0.86504 | 0 | 0 | 1 | 0.106 | 0.10805 | 1
4074 | 0 | 0.079466 | 0.86504 | 0 | 1 | 1 | 0 | 0.079466 | 1
4075 | 0 | 0.059777 | 0.86504 | 0 | 1 | 1 | 0 | 0.059777 | 1
4076 | 0 | 0.086995 | 0.86504 | 0 | 1 | 1 | 0 | 0.086995 | 1
4077 | 0 | 0.098737 | 0.86504 | 0 | 1 | 1 | 0 | 0.098737 | 1
4078 | 0 | 0.081914 | 0.86504 | 0 | 0 | 1 | 0 | 0.081914 | 1
4079 | 0 | 0.070597 | 0.86504 | 0 | 0 | 1 | 0 | 0.070597 | 1
4080 | 0 | 0.052824 | 0.86504 | 0 | 0 | 1 | 0 | 0.052824 | 1
4081 | 0 | 0.040105 | 0.86504 | 0 | 0 | 1 | 0 | 0.040105 | 1
4082 | 0 | 0.029454 | 0.86504 | 0 | 0 | 1 | 0 | 0.029454 | 1
4083 | 0 | 0.030403 | 0.86504 | 0 | 0 | 1 | 0 | 0.030403 | 1
4084 | 0 | 0.032771 | 0.86504 | 0 | 0 | 1 | 0 | 0.032771 | 1
4085 | 0 | 0.013417 | 0.86504 | 0 | 0 | 1 | 0 | 0.013417 | 1
4086 | 0 | 0.0027146 | 0.86504 | 0 | 0 | 1 | 0 | 0.0027146 | 1
4087 | 0 | 0.015323 | 0.86504 | 0 | 0 | 1 | 0 | 0.015323 | 1
4088 | 0 | 0.012525 | 0.86504 | 0 | 0 | 1 | 0 | 0.012525 | 1
4089 | 0.13314 | 0.02324 | 0.86504 | 0 | 0 | 1 | 0.13314 | 0.02324 | 1
4090 | 0.35731 | 0.0041245 | 0.86504 | 0 | 0 | 1 | 0.35731 | 0.0041245 | 1
4091 | 0.43122 | 0.026161 | 0.86504 | 0 | 0 | 1 | 0.43122 | 0.026161 | 1
4092 | 0.29843 | 0.063699 | 0.86504 | 0 | 0 | 1 | 0.29843 | 0.063699 | 1
4093 | 0.31487 | 0.071751 | 0.86504 | 0 | 0 | 1 | 0.31487 | 0.071751 | 1
4094 | 0.21042 | 0.087213 | 0.86504 | 0 | 0 | 1 | 0.21042 | 0.087213 | 1
4095 | 0.19148 | 0.097077 | 0.86504 | 0 | 0 | 1 | 0.19148 | 0.097077 | 1
4096 | 0.15376 | 0.082647 | 0.86504 | 0 | 0 | 1 | 0.15376 | 0.082647 | 1
4097 | 0.081181 | 0.071159 | 0.86504 | 0 | 0 | 1 | 0.081181 | 0.071159 | 1
4098 | 0 | 0.070862 | 0.86504 | 0 | 1 | 1 | 0 | 0.070862 | 1
4099 | 0 | 0.08441 | 0.86504 | 0 | 1 | 1 | 0 | 0.08441 | 1
4100 | 0 | 0.099837 | 0.86504 | 0 | 1 | 1 | 0 | 0.099837 | 1
4101 | 0 | 0.096733 | 0.86504 | 0 | 1 | 1 | 0 | 0.096733 | 1
4102 | 0 | 0.075989 | 0.86504 | 0 | 0 | 1 | 0 | 0.075989 | 1
4103 | 0 | 0.077134 | 0.86504 | 0 | 0 | 1 | 0 | 0.077134 | 1
4104 | 0 | 0.075829 | 0.86504 | 0 | 0 | 1 | 0 | 0.075829 | 1
4105 | 0 | 0.035497 | 0.86504 | 0 | 0 | 1 | 0 | 0.035497 | 1
4106 | 0 | 0.050964 | 0.86504 | 0 | 0 | 1 | 0 | 0.050964 | 1
4107 | 0 | 0.036418 | 0.86504 | 0 | 0 | 1 | 0 | 0.036418 | 1
4108 | 0 | 0.042079 | 0.86504 | 0 | 0 | 1 | 0 | 0.042079 | 1
4109 | 0 | 0.021603 | 0.86504 | 0 | 0 | 1 | 0 | 0.021603 | 1
4110 | 0 | 0.016666 | 0.86504 | 0 | 0 | 1 | 0 | 0.016666 | 1
4111 | 0 | 0.046976 | 0.86504 | 0 | 0 | 1 | 0 | 0.046976 | 1
4112 | 0 | 0.027454 | 0.86504 | 0 | 0 | 1 | 0 | 0.027454 | 1
4113 | 0.13791 | 0.038597 | 0.86504 | 0 | 0 | 1 | 0.13791 | 0.038597 | 1
4114 | 0.34957 | 0.036269 | 0.86504 | 0 | 0 | 1 | 0.34957 | 0.036269 | 1
4115 | 0.42667 | 0.057275 | 0.86504 | 0 | 0 | 1 | 0.42667 | 0.057275 | 1
4116 | 0.30555 | 0.10575 | 0.86504 | 0 | 0 | 1 | 0.30555 | 0.10575 | 1
4117 | 0.31889 | 0.12859 | 0.86504 | 0 | 0 | 1 | 0.31889 | 0.12859 | 1
4118 | 0.13354 | 0.12736 | 0.86504 | 0 | 0 | 1 | 0.13354 | 0.12736 | 1
4119 | 0.16267 | 0.14955 | 0.86504 | 0 | 0 | 1 | 0.16267 | 0.14955 | 1
4120 | 0.12691 | 0.13778 | 0.86504 | 0 | 0 | 1 | 0.12691 | 0.13778 | 1
4121 | 0.062533 | 0.13007 | 0.86504 | 0 | 0 | 1 | 0.062533 | 0.13007 | 1
4122 | 0 | 0.12555 | 0.86504 | 0 | 1 | 1 | 0 | 0.12555 | 1
4123 | 0 | 0.12249 | 0.86504 | 0 | 1 | 1 | 0 | 0.12249 | 1
4124 | 0 | 0.095088 | 0.86504 | 0 | 1 | 1 | 0 | 0.095088 | 1
4125 | 0 | 0.087869 | 0.86504 | 0 | 1 | 1 | 0 | 0.087869 | 1
4126 | 0 | 0.08988 | 0.86504 | 0 | 0 | 1 | 0 | 0.08988 | 1
4127 | 0 | 0.08015 | 0.86504 | 0 | 0 | 1 | 0 | 0.08015 | 1
4128 | 0 | 0.071223 | 0.86504 | 0 | 0 | 1 | 0 | 0.071223 | 1
4129 | 0 | 0.068031 | 0.86504 | 0 | 0 | 1 | 0 | 0.068031 | 1
4130 | 0 | 0.066076 | 0.86504 | 0 | 0 | 1 | 0 | 0.066076 | 1
4131 | 0 | 0.060295 | 0.86504 | 0 | 0 | 1 | 0 | 0.060295 | 1
4132 | 0 | 0.061279 | 0.86504 | 0 | 0 | 1 | 0 | 0.061279 | 1
4133 | 0 | 0.041192 | 0.86504 | 0 | 0 | 1 | 0 | 0.041192 | 1
4134 | 0 | 0.035578 | 0.86504 | 0 | 0 | 1 | 0 | 0.035578 | 1
4135 | 0 | 0.060877 | 0.86504 | 0 | 0 | 1 | 0 | 0.060877 | 1
4136 | 0 | 0.04684 | 0.86504 | 0 | 0 | 1 | 0 | 0.04684 | 1
4137 | 0.13655 | 0.059624 | 0.86504 | 0 | 0 | 1 | 0.13655 | 0.059624 | 1
4138 | 0.36232 | 0.08003 | 0.86504 | 0 | 0 | 1 | 0.36232 | 0.08003 | 1
4139 | 0.38941 | 0.10342 | 0.86504 | 0 | 0 | 1 | 0.38941 | 0.10342 | 1
4140 | 0.40226 | 0.1474 | 0.86504 | 0 | 0 | 1 | 0.40226 | 0.1474 | 1
4141 | 0.38477 | 0.17031 | 0.86504 | 0 | 0 | 1 | 0.38477 | 0.17031 | 1
4142 | 0.22702 | 0.15469 | 0.86504 | 0 | 0 | 1 | 0.22702 | 0.15469 | 1
4143 | 0.27127 | 0.18645 | 0.86504 | 0 | 0 | 1 | 0.27127 | 0.18645 | 1
4144 | 0.19747 | 0.16637 | 0.86504 | 0 | 0 | 1 | 0.19747 | 0.16637 | 1
4145 | 0.079877 | 0.15676 | 0.86504 | 0 | 0 | 1 | 0.079877 | 0.15676 | 1
4146 | 0 | 0.14467 | 0.86504 | 0 | 1 | 1 | 0 | 0.14467 | 1
4147 | 0 | 0.13613 | 0.86504 | 0 | 1 | 1 | 0 | 0.13613 | 1
4148 | 0 | 0.10521 | 0.86504 | 0 | 1 | 1 | 0 | 0.10521 | 1
4149 | 0 | 0.10058 | 0.86504 | 0 | 1 | 1 | 0 | 0.10058 | 1
4150 | 0 | 0.10769 | 0.86504 | 0 | 0 | 1 | 0 | 0.10769 | 1
4151 | 0 | 0.087894 | 0.86504 | 0 | 0 | 1 | 0 | 0.087894 | 1
4152 | 0 | 0.092809 | 0.86504 | 0 | 0 | 1 | 0 | 0.092809 | 1
4153 | 0 | 0.076097 | 1 | 0 | 0 | 1 | 0 | 0.076097 | 1
4154 | 0 | 0.082608 | 1 | 0 | 0 | 1 | 0 | 0.082608 | 1
4155 | 0 | 0.067621 | 1 | 0 | 0 | 1 | 0 | 0.067621 | 1
4156 | 0 | 0.068515 | 1 | 0 | 0 | 1 | 0 | 0.068515 | 1
4157 | 0 | 0.0535 | 1 | 0 | 0 | 1 | 0 | 0.0535 | 1
4158 | 0 | 0.042744 | 1 | 0 | 0 | 1 | 0 | 0.042744 | 1
4159 | 0 | 0.061464 | 1 | 0 | 0 | 1 | 0 | 0.061464 | 1
4160 | 0 | 0.09296 | 1 | 0 | 0 | 1 | 0 | 0.09296 | 1
4161 | 0.11865 | 0.11546 | 1 | 0 | 0 | 1 | 0.11865 | 0.11546 | 1
4162 | 0.33221 | 0.13137 | 1 | 0 | 0 | 1 | 0.33221 | 0.13137 | 1
4163 | 0.34619 | 0.16227 | 1 | 0 | 0 | 1 | 0.34619 | 0.16227 | 1
4164 | 0.4445 | 0.20589 | 1 | 0 | 0 | 1 | 0.4445 | 0.20589 | 1
4165 | 0.38801 | 0.22652 | 1 | 0 | 0 | 1 | 0.38801 | 0.22652 | 1
4166 | 0.2352 | 0.2184 | 1 | 0 | 0 | 1 | 0.2352 | 0.2184 | 1
4167 | 0.29074 | 0.22883 | 1 | 0 | 0 | 1 | 0.29074 | 0.22883 | 1
4168 | 0.19088 | 0.22773 | 1 | 0 | 0 | 1 | 0.19088 | 0.22773 | 1
4169 | 0.10395 | 0.20539 | 1 | 0 | 0 | 1 | 0.10395 | 0.20539 | 1
4170 | 0 | 0.18077 | 1 | 0 | 1 | 1 | 0 | 0.18077 | 1
4171 | 0 | 0.15187 | 1 | 0 | 1 | 1 | 0 | 0.15187 | 1
4172 | 0 | 0.11819 | 1 | 0 | 1 | 1 | 0 | 0.11819 | 1
4173 | 0 | 0.11928 | 1 | 0 | 1 | 1 | 0 | 0.11928 | 1
4174 | 0 | 0.12506 | 1 | 0 | 0 | 1 | 0 | 0.12506 | 1
4175 | 0 | 0.10369 | 1 | 0 | 0 | 1 | 0 | 0.10369 | 1
4176 | 0 | 0.10674 | 1 | 0 | 0 | 1 | 0 | 0.10674 | 1
4177 | 0 | 0.095806 | 1 | 0 | 0 | 1 | 0 | 0.095806 | 1
4178 | 0 | 0.075728 | 1 | 0 | 0 | 1 | 0 | 0.075728 | 1
4179 | 0 | 0.064083 | 1 | 0 | 0 | 1 | 0 | 0.064083 | 1
4180 | 0 | 0.054791 | 1 | 0 | 0 | 1 | 0 | 0.054791 | 1
4181 | 0 | 0.04964 | 1 | 0 | 0 | 1 | 0 | 0.04964 | 1
4182 | 0 | 0.036932 | 1 | 0 | 0 | 1 | 0 | 0.036932 | 1
4183 | 0 | 0.054152 | 1 | 0 | 0 | 1 | 0 | 0.054152 | 1
4184 | 0 | 0.095344 | 1 | 0 | 0 | 1 | 0 | 0.095344 | 1
4185 | 0.10544 | 0.1378 | 1 | 0 | 0 | 1 | 0.10544 | 0.1378 | 1
4186 | 0.30038 | 0.15536 | 1 | 0 | 0 | 1 | 0.30038 | 0.15536 | 1
4187 | 0.31457 | 0.19844 | 1 | 0 | 0 | 1 | 0.31457 | 0.19844 | 1
4188 | 0.4136 | 0.22993 | 1 | 0 | 0 | 1 | 0.4136 | 0.22993 | 1
4189 | 0.38599 | 0.24801 | 1 | 0 | 0 | 1 | 0.38599 | 0.24801 | 1
4190 | 0.3275 | 0.27925 | 1 | 0 | 0 | 1 | 0.3275 | 0.27925 | 1
4191 | 0.29581 | 0.26692 | 1 | 0 | 0 | 1 | 0.29581 | 0.26692 | 1
4192 | 0.19357 | 0.24953 | 1 | 0 | 0 | 1 | 0.19357 | 0.24953 | 1
4193 | 0.10347 | 0.22224 | 1 | 0 | 0 | 1 | 0.10347 | 0.22224 | 1
4194 | 0 | 0.21472 | 1 | 0 | 1 | 1 | 0 | 0.21472 | 1
4195 | 0 | 0.19473 | 1 | 0 | 1 | 1 | 0 | 0.19473 | 1
4196 | 0 | 0.17154 | 1 | 0 | 1 | 1 | 0 | 0.17154 | 1
4197 | 0 | 0.17772 | 1 | 0 | 1 | 1 | 0 | 0.17772 | 1
4198 | 0 | 0.16029 | 1 | 0 | 0 | 1 | 0 | 0.16029 | 1
4199 | 0 | 0.14197 | 1 | 0 | 0 | 1 | 0 | 0.14197 | 1
4200 | 0 | 0.15286 | 1 | 0 | 0 | 1 | 0 | 0.15286 | 1
4201 | 0 | 0.086369 | 1 | 0 | 0 | 1 | 0 | 0.086369 | 1
4202 | 0 | 0.12007 | 1 | 0 | 0 | 1 | 0 | 0.12007 | 1
4203 | 0 | 0.063466 | 1 | 0 | 0 | 1 | 0 | 0.063466 | 1
4204 | 0 | 0.043794 | 1 | 0 | 0 | 1 | 0 | 0.043794 | 1
4205 | 0 | 0.04543 | 1 | 0 | 0 | 1 | 0 | 0.04543 | 1
4206 | 0 | 0.025698 | 1 | 0 | 0 | 1 | 0 | 0.025698 | 1
4207 | 0 | 0.045331 | 1 | 0 | 0 | 1 | 0 | 0.045331 | 1
4208 | 0 | 0.073754 | 1 | 0 | 0 | 1 | 0 | 0.073754 | 1
4209 | 0.10154 | 0.13408 | 1 | 0 | 0 | 1 | 0.10154 | 0.13408 | 1
4210 | 0.25397 | 0.13983 | 1 | 0 | 0 | 1 | 0.25397 | 0.13983 | 1
4211 | 0.23306 | 0.18735 | 1 | 0 | 0 | 1 | 0.23306 | 0.18735 | 1
4212 | 0.35934 | 0.2208 | 1 | 0 | 0 | 1 | 0.35934 | 0.2208 | 1
4213 | 0.34914 | 0.24426 | 1 | 0 | 0 | 1 | 0.34914 | 0.24426 | 1
4214 | 0.29501 | 0.28655 | 1 | 0 | 0 | 1 | 0.29501 | 0.28655 | 1
4215 | 0.24518 | 0.25486 | 1 | 0 | 0 | 1 | 0.24518 | 0.25486 | 1
4216 | 0.13621 | 0.22765 | 1 | 0 | 0 | 1 | 0.13621 | 0.22765 | 1
4217 | 0.079547 | 0.18297 | 1 | 0 | 0 | 1 | 0.079547 | 0.18297 | 1
4218 | 0 | 0.19882 | 1 | 0 | 1 | 1 | 0 | 0.19882 | 1
4219 | 0 | 0.19388 | 1 | 0 | 1 | 1 | 0 | 0.19388 | 1
4220 | 0 | 0.14873 | 1 | 0 | 1 | 1 | 0 | 0.14873 | 1
4221 | 0 | 0.1295 | 1 | 0 | 1 | 1 | 0 | 0.1295 | 1
4222 | 0 | 0.11698 | 1 | 0 | 0 | 1 | 0 | 0.11698 | 1
4223 | 0 | 0.11 | 1 | 0 | 0 | 1 | 0 | 0.11 | 1
4224 | 0 | 0.12454 | 1 | 0 | 0 | 1 | 0 | 0.12454 | 1
4225 | 0 | 0.12381 | 1 | 0 | 0 | 1 | 0 | 0.12381 | 1
4226 | 0 | 0.1033 | 1 | 0 | 0 | 1 | 0 | 0.1033 | 1
4227 | 0 | 0.049468 | 1 | 0 | 0 | 1 | 0 | 0.049468 | 1
4228 | 0 | 0.033944 | 1 | 0 | 0 | 1 | 0 | 0.033944 | 1
4229 | 0 | 0.032011 | 1 | 0 | 0 | 1 | 0 | 0.032011 | 1
4230 | 0 | 0.017968 | 1 | 0 | 0 | 1 | 0 | 0.017968 | 1
4231 | 0 | 0.048989 | 1 | 0 | 0 | 1 | 0 | 0.048989 | 1
4232 | 0 | 0.060079 | 1 | 0 | 0 | 1 | 0 | 0.060079 | 1
4233 | 0.1075 | 0.10868 | 1 | 0 | 0 | 1 | 0.1075 | 0.10868 | 1
4234 | 0.27363 | 0.13544 | 1 | 0 | 0 | 1 | 0.27363 | 0.13544 | 1
4235 | 0.25826 | 0.17366 | 1 | 0 | 0 | 1 | 0.25826 | 0.17366 | 1
4236 | 0.30497 | 0.19848 | 1 | 0 | 0 | 1 | 0.30497 | 0.19848 | 1
4237 | 0.30174 | 0.2238 | 1 | 0 | 0 | 1 | 0.30174 | 0.2238 | 1
4238 | 0.27544 | 0.26049 | 1 | 0 | 0 | 1 | 0.27544 | 0.26049 | 1
4239 | 0.21098 | 0.25639 | 1 | 0 | 0 | 1 | 0.21098 | 0.25639 | 1
4240 | 0.15145 | 0.22868 | 1 | 0 | 0 | 1 | 0.15145 | 0.22868 | 1
4241 | 0.01145 | 0.21371 | 1 | 0 | 0 | 1 | 0.01145 | 0.21371 | 1
4242 | 0 | 0.21367 | 1 | 0 | 1 | 1 | 0 | 0.21367 | 1
4243 | 0 | 0.16762 | 1 | 0 | 1 | 1 | 0 | 0.16762 | 1
4244 | 0 | 0.14953 | 1 | 0 | 1 | 1 | 0 | 0.14953 | 1
4245 | 0 | 0.1187 | 1 | 0 | 1 | 1 | 0 | 0.1187 | 1
4246 | 0 | 0.077007 | 1 | 0 | 0 | 1 | 0 | 0.077007 | 1
4247 | 0 | 0.059176 | 1 | 0 | 0 | 1 | 0 | 0.059176 | 1
4248 | 0 | 0.061808 | 1 | 0 | 0 | 1 | 0 | 0.061808 | 1
4249 | 0 | 0.10126 | 1 | 0 | 0 | 1 | 0 | 0.10126 | 1
4250 | 0 | 0.071018 | 1 | 0 | 0 | 1 | 0 | 0.071018 | 1
4251 | 0 | 0.028091 | 1 | 0 | 0 | 1 | 0 | 0.028091 | 1
4252 | 0 | 0.015747 | 1 | 0 | 0 | 1 | 0 | 0.015747 | 1
4253 | 0 | 0.028656 | 1 | 0 | 0 | 1 | 0 | 0.028656 | 1
4254 | 0 | 0.012942 | 1 | 0 | 0 | 1 | 0 | 0.012942 | 1
4255 | 0 | 0.034479 | 1 | 0 | 0 | 1 | 0 | 0.034479 | 1
4256 | 0 | 0.034179 | 1 | 0 | 0 | 1 | 0 | 0.034179 | 1
4257 | 0.098363 | 0.071906 | 1 | 0 | 0 | 1 | 0.098363 | 0.071906 | 1
4258 | 0.29001 | 0.10066 | 1 | 0 | 0 | 1 | 0.29001 | 0.10066 | 1
4259 | 0.24561 | 0.14392 | 1 | 0 | 0 | 1 | 0.24561 | 0.14392 | 1
4260 | 0.23819 | 0.1778 | 1 | 0 | 0 | 1 | 0.23819 | 0.1778 | 1
4261 | 0.2087 | 0.20393 | 1 | 0 | 0 | 1 | 0.2087 | 0.20393 | 1
4262 | 0.15975 | 0.23048 | 1 | 0 | 0 | 1 | 0.15975 | 0.23048 | 1
4263 | 0.14343 | 0.22743 | 1 | 0 | 0 | 1 | 0.14343 | 0.22743 | 1
4264 | 0.10623 | 0.19519 | 1 | 0 | 0 | 1 | 0.10623 | 0.19519 | 1
4265 | 0.004948 | 0.19004 | 1 | 0 | 0 | 1 | 0.004948 | 0.19004 | 1
4266 | 0 | 0.20455 | 1 | 0 | 1 | 1 | 0 | 0.20455 | 1
4267 | 0 | 0.14605 | 1 | 0 | 1 | 1 | 0 | 0.14605 | 1
4268 | 0 | 0.10498 | 1 | 0 | 1 | 1 | 0 | 0.10498 | 1
4269 | 0 | 0.053753 | 1 | 0 | 1 | 1 | 0 | 0.053753 | 1
4270 | 0 | 0.010112 | 1 | 0 | 0 | 1 | 0 | 0.010112 | 1
4271 | 0 | 0 | 1 | 0 | 0 | 1 | 0 | 0 | 1
4272 | 0 | 0.002093 | 1 | 0 | 0 | 1 | 0 | 0.002093 | 1
4273 | 0 | 0.047223 | 1 | 0 | 0 | 1 | 0 | 0.047223 | 1
4274 | 0 | 0 | 1 | 0 | 0 | 1 | 0 | 0 | 1
4275 | 0 | 0 | 1 | 0 | 0 | 1 | 0 | 0 | 1
4276 | 0 | 0 | 1 | 0 | 0 | 1 | 0 | 0 | 1
4277 | 0 | 0 | 1 | 0 | 0 | 1 | 0 | 0 | 1
4278 | 0 | 0 | 1 | 0 | 0 | 1 | 0 | 0 | 1
4279 | 0 | 0.012102 | 1 | 0 | 0 | 1 | 0 | 0.012102 | 1
4280 | 0 | 0.0064299 | 1 | 0 | 0 | 1 | 0 | 0.0064299 | 1
4281 | 0.10963 | 0.025343 | 1 | 0 | 0 | 1 | 0.10963 | 0.025343 | 1
4282 | 0.32472 | 0.070471 | 1 | 0 | 0 | 1 | 0.32472 | 0.070471 | 1
4283 | 0.33165 | 0.10583 | 1 | 0 | 0 | 1 | 0.33165 | 0.10583 | 1
4284 | 0.22384 | 0.1369 | 1 | 0 | 0 | 1 | 0.22384 | 0.1369 | 1
4285 | 0.16593 | 0.15161 | 1 | 0 | 0 | 1 | 0.16593 | 0.15161 | 1
4286 | 0.11876 | 0.16986 | 1 | 0 | 0 | 1 | 0.11876 | 0.16986 | 1
4287 | 0.14723 | 0.16405 | 1 | 0 | 0 | 1 | 0.14723 | 0.16405 | 1
4288 | 0.13295 | 0.15151 | 1 | 0 | 0 | 1 | 0.13295 | 0.15151 | 1
4289 | 0.017689 | 0.15214 | 1 | 0 | 0 | 1 | 0.017689 | 0.15214 | 1
4290 | 0 | 0.14896 | 1 | 0 | 1 | 1 | 0 | 0.14896 | 1
4291 | 0 | 0.10017 | 1 | 0 | 1 | 1 | 0 | 0.10017 | 1
4292 | 0 | 0.070602 | 1 | 0 | 1 | 1 | 0 | 0.070602 | 1
4293 | 0 | 0.040826 | 1 | 0 | 1 | 1 | 0 | 0.040826 | 1
4294 | 0 | 0 | 1 | 0 | 0 | 1 | 0 | 0 | 1
4295 | 0 | 0 | 1 | 0 | 0 | 1 | 0 | 0 | 1
4296 | 0 | 0 | 1 | 0 | 0 | 1 | 0 | 0 | 1
4297 | 0 | 0 | 1 | 0 | 0 | 1 | 0 | 0 | 1
4298 | 0 | 0 | 1 | 0 | 0 | 1 | 0 | 0 | 1
4299 | 0 | 0 | 1 | 0 | 0 | 1 | 0 | 0 | 1
4300 | 0 | 0 | 1 | 0 | 0 | 1 | 0 | 0 | 1
4301 | 0 | 0.0023913 | 1 | 0 | 0 | 1 | 0 | 0.0023913 | 1
4302 | 0 | 0 | 1 | 0 | 0 | 1 | 0 | 0 | 1
4303 | 0 | 0.014868 | 1 | 0 | 0 | 1 | 0 | 0.014868 | 1
4304 | 0 | 0.013487 | 1 | 0 | 0 | 1 | 0 | 0.013487 | 1
4305 | 0.11341 | 0.026014 | 1 | 0 | 0 | 1 | 0.11341 | 0.026014 | 1
4306 | 0.23185 | 0.060239 | 1 | 0 | 0 | 1 | 0.23185 | 0.060239 | 1
4307 | 0.33811 | 0.09279 | 1 | 0 | 0 | 1 | 0.33811 | 0.09279 | 1
4308 | 0.27143 | 0.1338 | 1 | 0 | 0 | 1 | 0.27143 | 0.1338 | 1
4309 | 0.20638 | 0.14728 | 1 | 0 | 0 | 1 | 0.20638 | 0.14728 | 1
4310 | 0.18506 | 0.15582 | 1 | 0 | 0 | 1 | 0.18506 | 0.15582 | 1
4311 | 0.19615 | 0.14264 | 1 | 0 | 0 | 1 | 0.19615 | 0.14264 | 1
4312 | 0.13481 | 0.1271 | 1 | 0 | 0 | 1 | 0.13481 | 0.1271 | 1
4313 | 0.058228 | 0.10764 | 1 | 0 | 0 | 1 | 0.058228 | 0.10764 | 1
4314 | 0 | 0.10012 | 1 | 0 | 1 | 1 | 0 | 0.10012 | 1
4315 | 0 | 0.065432 | 1 | 0 | 1 | 1 | 0 | 0.065432 | 1
4316 | 0 | 0.024386 | 1 | 0 | 1 | 1 | 0 | 0.024386 | 1
4317 | 0 | 0.002836 | 1 | 0 | 1 | 1 | 0 | 0.002836 | 1
4318 | 0 | 0 | 1 | 0 | 0 | 1 | 0 | 0 | 1
4319 | 0 | 0 | 1 | 0 | 0 | 1 | 0 | 0 | 1
4320 | 0 | 0 | 1 | 0 | 0 | 1 | 0 | 0 | 1
4321 | 0 | 0 | 1 | 0 | 0 | 1 | 0 | 0 | 1
4322 | 0 | 0 | 1 | 0 | 0 | 1 | 0 | 0 | 1
4323 | 0 | 0 | 1 | 0 | 0 | 1 | 0 | 0 | 1
4324 | 0 | 0 | 1 | 0 | 0 | 1 | 0 | 0 | 1
4325 | 0 | 0 | 1 | 0 | 0 | 1 | 0 | 0 | 1
4326 | 0 | 0 | 1 | 0 | 0 | 1 | 0 | 0 | 1
4327 | 0 | 0.007891 | 1 | 0 | 0 | 1 | 0 | 0.007891 | 1
4328 | 0 | 0.012145 | 1 | 0 | 0 | 1 | 0 | 0.012145 | 1
4329 | 0.11142 | 0.01923 | 1 | 0 | 0 | 1 | 0.11142 | 0.01923 | 1
4330 | 0.15917 | 0.050702 | 1 | 0 | 0 | 1 | 0.15917 | 0.050702 | 1
4331 | 0.29728 | 0.08824 | 1 | 0 | 0 | 1 | 0.29728 | 0.08824 | 1
4332 | 0.29685 | 0.10542 | 1 | 0 | 0 | 1 | 0.29685 | 0.10542 | 1
4333 | 0.21044 | 0.12444 | 1 | 0 | 0 | 1 | 0.21044 | 0.12444 | 1
4334 | 0.23282 | 0.12173 | 1 | 0 | 0 | 1 | 0.23282 | 0.12173 | 1
4335 | 0.18756 | 0.10119 | 1 | 0 | 0 | 1 | 0.18756 | 0.10119 | 1
4336 | 0.13833 | 0.095358 | 1 | 0 | 0 | 1 | 0.13833 | 0.095358 | 1
4337 | 0.043511 | 0.062827 | 1 | 0 | 0 | 1 | 0.043511 | 0.062827 | 1
4338 | 0 | 0.05117 | 1 | 0 | 1 | 1 | 0 | 0.05117 | 1
4339 | 0 | 0.043215 | 1 | 0 | 1 | 1 | 0 | 0.043215 | 1
4340 | 0 | 0.0077586 | 1 | 0 | 1 | 1 | 0 | 0.0077586 | 1
4341 | 0 | 0.0015927 | 1 | 0 | 1 | 1 | 0 | 0.0015927 | 1
4342 | 0 | 0.0048556 | 1 | 0 | 0 | 1 | 0 | 0.0048556 | 1
4343 | 0 | 0.0032103 | 1 | 0 | 0 | 1 | 0 | 0.0032103 | 1
4344 | 0 | 0 | 1 | 0 | 0 | 1 | 0 | 0 | 1
4345 | 0 | 0 | 1 | 0 | 0 | 1 | 0 | 0 | 1
4346 | 0 | 0 | 1 | 0 | 0 | 1 | 0 | 0 | 1
4347 | 0 | 0 | 1 | 0 | 0 | 1 | 0 | 0 | 1
4348 | 0 | 0 | 1 | 0 | 0 | 1 | 0 | 0 | 1
4349 | 0 | 0 | 1 | 0 | 0 | 1 | 0 | 0 | 1
4350 | 0 | 0 | 1 | 0 | 0 | 1 | 0 | 0 | 1
4351 | 0 | 0.0099996 | 1 | 0 | 0 | 1 | 0 | 0.0099996 | 1
4352 | 0 | 0.011283 | 1 | 0 | 0 | 1 | 0 | 0.011283 | 1
4353 | 0.13084 | 0.016927 | 1 | 0 | 0 | 1 | 0.13084 | 0.016927 | 1
4354 | 0.14279 | 0.046506 | 1 | 0 | 0 | 1 | 0.14279 | 0.046506 | 1
4355 | 0.26356 | 0.070925 | 1 | 0 | 0 | 1 | 0.26356 | 0.070925 | 1
4356 | 0.29066 | 0.083506 | 1 | 0 | 0 | 1 | 0.29066 | 0.083506 | 1
4357 | 0.231 | 0.11132 | 1 | 0 | 0 | 1 | 0.231 | 0.11132 | 1
4358 | 0.255 | 0.097945 | 1 | 0 | 0 | 1 | 0.255 | 0.097945 | 1
4359 | 0.20207 | 0.09906 | 1 | 0 | 0 | 1 | 0.20207 | 0.09906 | 1
4360 | 0.12721 | 0.10805 | 1 | 0 | 0 | 1 | 0.12721 | 0.10805 | 1
4361 | 0.047101 | 0.076223 | 1 | 0 | 0 | 1 | 0.047101 | 0.076223 | 1
4362 | 0 | 0.058923 | 1 | 0 | 1 | 1 | 0 | 0.058923 | 1
4363 | 0 | 0.054586 | 1 | 0 | 1 | 1 | 0 | 0.054586 | 1
4364 | 0 | 0.012571 | 1 | 0 | 1 | 1 | 0 | 0.012571 | 1
4365 | 0 | 0.015142 | 1 | 0 | 1 | 1 | 0 | 0.015142 | 1
4366 | 0 | 0.016528 | 1 | 0 | 0 | 1 | 0 | 0.016528 | 1
4367 | 0 | 0.038983 | 1 | 0 | 0 | 1 | 0 | 0.038983 | 1
4368 | 0 | 0.028019 | 1 | 0 | 0 | 1 | 0 | 0.028019 | 1
4369 | 0 | 0 | 1 | 0 | 0 | 1 | 0 | 0 | 1
4370 | 0 | 0.0061443 | 1 | 0 | 0 | 1 | 0 | 0.0061443 | 1
4371 | 0 | 0 | 1 | 0 | 0 | 1 | 0 | 0 | 1
4372 | 0 | 0 | 1 | 0 | 0 | 1 | 0 | 0 | 1
4373 | 0 | 0 | 1 | 0 | 0 | 1 | 0 | 0 | 1
4374 | 0 | 0.0060446 | 1 | 0 | 0 | 1 | 0 | 0.0060446 | 1
4375 | 0 | 0.05407 | 1 | 0 | 0 | 1 | 0 | 0.05407 | 1
4376 | 0 | 0.048185 | 1 | 0 | 0 | 1 | 0 | 0.048185 | 1
4377 | 0.069735 | 0.059049 | 1 | 0 | 0 | 1 | 0.069735 | 0.059049 | 1
4378 | 0.10741 | 0.086226 | 1 | 0 | 0 | 1 | 0.10741 | 0.086226 | 1
4379 | 0.16367 | 0.10647 | 1 | 0 | 0 | 1 | 0.16367 | 0.10647 | 1
4380 | 0.2602 | 0.1073 | 1 | 0 | 0 | 1 | 0.2602 | 0.1073 | 1
4381 | 0.21637 | 0.14022 | 1 | 0 | 0 | 1 | 0.21637 | 0.14022 | 1
4382 | 0.20982 | 0.12975 | 1 | 0 | 0 | 1 | 0.20982 | 0.12975 | 1
4383 | 0.18257 | 0.13433 | 1 | 0 | 0 | 1 | 0.18257 | 0.13433 | 1
4384 | 0.13263 | 0.14168 | 1 | 0 | 0 | 1 | 0.13263 | 0.14168 | 1
4385 | 0.053714 | 0.11985 | 1 | 0 | 0 | 1 | 0.053714 | 0.11985 | 1
4386 | 0 | 0.10447 | 1 | 0 | 1 | 1 | 0 | 0.10447 | 1
4387 | 0 | 0.10657 | 1 | 0 | 1 | 1 | 0 | 0.10657 | 1
4388 | 0 | 0.062674 | 1 | 0 | 1 | 1 | 0 | 0.062674 | 1
4389 | 0 | 0.067593 | 1 | 0 | 1 | 1 | 0 | 0.067593 | 1
4390 | 0 | 0.063453 | 1 | 0 | 0 | 1 | 0 | 0.063453 | 1
4391 | 0 | 0.077223 | 1 | 0 | 0 | 1 | 0 | 0.077223 | 1
4392 | 0 | 0.054604 | 1 | 0 | 0 | 1 | 0 | 0.054604 | 1
4393 | 0 | 0 | 1 | 0 | 0 | 1 | 0 | 0 | 1
4394 | 0 | 0.025126 | 1 | 0 | 0 | 1 | 0 | 0.025126 | 1
4395 | 0 | 0.011896 | 1 | 0 | 0 | 1 | 0 | 0.011896 | 1
4396 | 0 | 0.013141 | 1 | 0 | 0 | 1 | 0 | 0.013141 | 1
4397 | 0 | 0.024325 | 1 | 0 | 0 | 1 | 0 | 0.024325 | 1
4398 | 0 | 0.036308 | 1 | 0 | 0 | 1 | 0 | 0.036308 | 1
4399 | 0 | 0.0864 | 1 | 0 | 0 | 1 | 0 | 0.0864 | 1
4400 | 0 | 0.075277 | 1 | 0 | 0 | 1 | 0 | 0.075277 | 1
4401 | 0.044916 | 0.10416 | 1 | 0 | 0 | 1 | 0.044916 | 0.10416 | 1
4402 | 0.12703 | 0.13386 | 1 | 0 | 0 | 1 | 0.12703 | 0.13386 | 1
4403 | 0.17512 | 0.13915 | 1 | 0 | 0 | 1 | 0.17512 | 0.13915 | 1
4404 | 0.23525 | 0.16327 | 1 | 0 | 0 | 1 | 0.23525 | 0.16327 | 1
4405 | 0.25234 | 0.189 | 1 | 0 | 0 | 1 | 0.25234 | 0.189 | 1
4406 | 0.22977 | 0.17478 | 1 | 0 | 0 | 1 | 0.22977 | 0.17478 | 1
4407 | 0.20738 | 0.20241 | 1 | 0 | 0 | 1 | 0.20738 | 0.20241 | 1
4408 | 0.15272 | 0.21233 | 1 | 0 | 0 | 1 | 0.15272 | 0.21233 | 1
4409 | 0.059058 | 0.19686 | 1 | 0 | 0 | 1 | 0.059058 | 0.19686 | 1
4410 | 0 | 0.16127 | 1 | 0 | 1 | 1 | 0 | 0.16127 | 1
4411 | 0 | 0.13799 | 1 | 0 | 1 | 1 | 0 | 0.13799 | 1
4412 | 0 | 0.097933 | 1 | 0 | 1 | 1 | 0 | 0.097933 | 1
4413 | 0 | 0.099399 | 1 | 0 | 1 | 1 | 0 | 0.099399 | 1
4414 | 0 | 0.099841 | 1 | 0 | 0 | 1 | 0 | 0.099841 | 1
4415 | 0 | 0.10451 | 1 | 0 | 0 | 1 | 0 | 0.10451 | 1
4416 | 0 | 0.10642 | 1 | 0 | 0 | 1 | 0 | 0.10642 | 1
4417 | 0 | 0.023249 | 1 | 0 | 0 | 1 | 0 | 0.023249 | 1
4418 | 0 | 0.069001 | 1 | 0 | 0 | 1 | 0 | 0.069001 | 1
4419 | 0 | 0.053244 | 1 | 0 | 0 | 1 | 0 | 0.053244 | 1
4420 | 0 | 0.05012 | 1 | 0 | 0 | 1 | 0 | 0.05012 | 1
4421 | 0 | 0.058092 | 1 | 0 | 0 | 1 | 0 | 0.058092 | 1
4422 | 0 | 0.063543 | 1 | 0 | 0 | 1 | 0 | 0.063543 | 1
4423 | 0 | 0.10567 | 1 | 0 | 0 | 1 | 0 | 0.10567 | 1
4424 | 0 | 0.10259 | 1 | 0 | 0 | 1 | 0 | 0.10259 | 1
4425 | 0.026086 | 0.10443 | 1 | 0 | 0 | 1 | 0.026086 | 0.10443 | 1
4426 | 0.11973 | 0.131 | 1 | 0 | 0 | 1 | 0.11973 | 0.131 | 1
4427 | 0.18359 | 0.15502 | 1 | 0 | 0 | 1 | 0.18359 | 0.15502 | 1
4428 | 0.23555 | 0.18162 | 1 | 0 | 0 | 1 | 0.23555 | 0.18162 | 1
4429 | 0.24922 | 0.1899 | 1 | 0 | 0 | 1 | 0.24922 | 0.1899 | 1
4430 | 0.22963 | 0.19765 | 1 | 0 | 0 | 1 | 0.22963 | 0.19765 | 1
4431 | 0.17512 | 0.21155 | 1 | 0 | 0 | 1 | 0.17512 | 0.21155 | 1
4432 | 0.15254 | 0.21416 | 1 | 0 | 0 | 1 | 0.15254 | 0.21416 | 1
4433 | 0.058696 | 0.18472 | 1 | 0 | 0 | 1 | 0.058696 | 0.18472 | 1
4434 | 0 | 0.18139 | 1 | 0 | 1 | 1 | 0 | 0.18139 | 1
4435 | 0 | 0.14022 | 1 | 0 | 1 | 1 | 0 | 0.14022 | 1
4436 | 0 | 0.11354 | 1 | 0 | 1 | 1 | 0 | 0.11354 | 1
4437 | 0 | 0.10416 | 1 | 0 | 1 | 1 | 0 | 0.10416 | 1
4438 | 0 | 0.10067 | 1 | 0 | 0 | 1 | 0 | 0.10067 | 1
4439 | 0 | 0.08441 | 1 | 0 | 0 | 1 | 0 | 0.08441 | 1
4440 | 0 | 0.06941 | 1 | 0 | 0 | 1 | 0 | 0.06941 | 1
4441 | 0 | 0.083083 | 1 | 0 | 0 | 1 | 0 | 0.083083 | 1
4442 | 0 | 0.034613 | 1 | 0 | 0 | 1 | 0 | 0.034613 | 1
4443 | 0 | 0.034323 | 1 | 0 | 0 | 1 | 0 | 0.034323 | 1
4444 | 0 | 0.032757 | 1 | 0 | 0 | 1 | 0 | 0.032757 | 1
4445 | 0 | 0.030765 | 1 | 0 | 0 | 1 | 0 | 0.030765 | 1
4446 | 0 | 0.01979 | 1 | 0 | 0 | 1 | 0 | 0.01979 | 1
4447 | 0 | 0.055764 | 1 | 0 | 0 | 1 | 0 | 0.055764 | 1
4448 | 0 | 0.071526 | 1 | 0 | 0 | 1 | 0 | 0.071526 | 1
4449 | 0.038409 | 0.068319 | 1 | 0 | 0 | 1 | 0.038409 | 0.068319 | 1
4450 | 0.15515 | 0.10092 | 1 | 0 | 0 | 1 | 0.15515 | 0.10092 | 1
4451 | 0.25901 | 0.12337 | 1 | 0 | 0 | 1 | 0.25901 | 0.12337 | 1
4452 | 0.24635 | 0.16395 | 1 | 0 | 0 | 1 | 0.24635 | 0.16395 | 1
4453 | 0.29544 | 0.17568 | 1 | 0 | 0 | 1 | 0.29544 | 0.17568 | 1
4454 | 0.28015 | 0.1794 | 1 | 0 | 0 | 1 | 0.28015 | 0.1794 | 1
4455 | 0.23957 | 0.17513 | 1 | 0 | 0 | 1 | 0.23957 | 0.17513 | 1
4456 | 0.17359 | 0.17988 | 1 | 0 | 0 | 1 | 0.17359 | 0.17988 | 1
4457 | 0.037887 | 0.15348 | 1 | 0 | 0 | 1 | 0.037887 | 0.15348 | 1
4458 | 0 | 0.14043 | 1 | 0 | 1 | 1 | 0 | 0.14043 | 1
4459 | 0 | 0.10739 | 1 | 0 | 1 | 1 | 0 | 0.10739 | 1
4460 | 0 | 0.095558 | 1 | 0 | 1 | 1 | 0 | 0.095558 | 1
4461 | 0 | 0.094212 | 1 | 0 | 1 | 1 | 0 | 0.094212 | 1
4462 | 0 | 0.085991 | 1 | 0 | 0 | 1 | 0 | 0.085991 | 1
4463 | 0 | 0.082769 | 1 | 0 | 0 | 1 | 0 | 0.082769 | 1
4464 | 0 | 0.077737 | 1 | 0 | 0 | 1 | 0 | 0.077737 | 1
4465 | 0 | 0.048229 | 1 | 0 | 0 | 1 | 0 | 0.048229 | 1
4466 | 0 | 0.055375 | 1 | 0 | 0 | 1 | 0 | 0.055375 | 1
4467 | 0 | 0.060519 | 1 | 0 | 0 | 1 | 0 | 0.060519 | 1
4468 | 0 | 0.056053 | 1 | 0 | 0 | 1 | 0 | 0.056053 | 1
4469 | 0 | 0.053013 | 1 | 0 | 0 | 1 | 0 | 0.053013 | 1
4470 | 0 | 0.056143 | 1 | 0 | 0 | 1 | 0 | 0.056143 | 1
4471 | 0 | 0.057857 | 1 | 0 | 0 | 1 | 0 | 0.057857 | 1
4472 | 0 | 0.085083 | 1 | 0 | 0 | 1 | 0 | 0.085083 | 1
4473 | 0.057023 | 0.064652 | 1 | 0 | 0 | 1 | 0.057023 | 0.064652 | 1
4474 | 0.13739 | 0.080891 | 1 | 0 | 0 | 1 | 0.13739 | 0.080891 | 1
4475 | 0.29362 | 0.10527 | 1 | 0 | 0 | 1 | 0.29362 | 0.10527 | 1
4476 | 0.31176 | 0.13657 | 1 | 0 | 0 | 1 | 0.31176 | 0.13657 | 1
4477 | 0.33907 | 0.15969 | 1 | 0 | 0 | 1 | 0.33907 | 0.15969 | 1
4478 | 0.2994 | 0.17449 | 1 | 0 | 0 | 1 | 0.2994 | 0.17449 | 1
4479 | 0.29493 | 0.16659 | 1 | 0 | 0 | 1 | 0.29493 | 0.16659 | 1
4480 | 0.18997 | 0.14924 | 1 | 0 | 0 | 1 | 0.18997 | 0.14924 | 1
4481 | 0.086344 | 0.1278 | 1 | 0 | 0 | 1 | 0.086344 | 0.1278 | 1
4482 | 0 | 0.14203 | 1 | 0 | 1 | 1 | 0 | 0.14203 | 1
4483 | 0 | 0.1265 | 1 | 0 | 1 | 1 | 0 | 0.1265 | 1
4484 | 0 | 0.11346 | 1 | 0 | 1 | 1 | 0 | 0.11346 | 1
4485 | 0 | 0.11273 | 1 | 0 | 1 | 1 | 0 | 0.11273 | 1
4486 | 0 | 0.092707 | 1 | 0 | 0 | 1 | 0 | 0.092707 | 1
4487 | 0 | 0.088747 | 1 | 0 | 0 | 1 | 0 | 0.088747 | 1
4488 | 0 | 0.068647 | 1 | 0 | 0 | 1 | 0 | 0.068647 | 1
4489 | 0 | 0.048479 | 1 | 0 | 0 | 1 | 0 | 0.048479 | 1
4490 | 0 | 0.036456 | 1 | 0 | 0 | 1 | 0 | 0.036456 | 1
4491 | 0 | 0.041808 | 1 | 0 | 0 | 1 | 0 | 0.041808 | 1
4492 | 0 | 0.04532 | 1 | 0 | 0 | 1 | 0 | 0.04532 | 1
4493 | 0 | 0.054066 | 1 | 0 | 0 | 1 | 0 | 0.054066 | 1
4494 | 0 | 0.054944 | 1 | 0 | 0 | 1 | 0 | 0.054944 | 1
4495 | 0 | 0.051758 | 1 | 0 | 0 | 1 | 0 | 0.051758 | 1
4496 | 0 | 0.081533 | 1 | 0 | 0 | 1 | 0 | 0.081533 | 1
4497 | 0.040556 | 0.094164 | 1 | 0 | 0 | 1 | 0.040556 | 0.094164 | 1
4498 | 0.10292 | 0.10996 | 1 | 0 | 0 | 1 | 0.10292 | 0.10996 | 1
4499 | 0.31965 | 0.12596 | 1 | 0 | 0 | 1 | 0.31965 | 0.12596 | 1
4500 | 0.31218 | 0.15595 | 1 | 0 | 0 | 1 | 0.31218 | 0.15595 | 1
4501 | 0.35269 | 0.19081 | 1 | 0 | 0 | 1 | 0.35269 | 0.19081 | 1
4502 | 0.31629 | 0.20111 | 1 | 0 | 0 | 1 | 0.31629 | 0.20111 | 1
4503 | 0.32113 | 0.18867 | 1 | 0 | 0 | 1 | 0.32113 | 0.18867 | 1
4504 | 0.16891 | 0.16912 | 1 | 0 | 0 | 1 | 0.16891 | 0.16912 | 1
4505 | 0.066689 | 0.16151 | 1 | 0 | 0 | 1 | 0.066689 | 0.16151 | 1
4506 | 0 | 0.14843 | 1 | 0 | 1 | 1 | 0 | 0.14843 | 1
4507 | 0 | 0.14565 | 1 | 0 | 1 | 1 | 0 | 0.14565 | 1
4508 | 0 | 0.13898 | 1 | 0 | 1 | 1 | 0 | 0.13898 | 1
4509 | 0 | 0.14391 | 1 | 0 | 1 | 1 | 0 | 0.14391 | 1
4510 | 0 | 0.1402 | 1 | 0 | 0 | 1 | 0 | 0.1402 | 1
4511 | 0 | 0.15124 | 1 | 0 | 0 | 1 | 0 | 0.15124 | 1
4512 | 0 | 0.13942 | 1 | 0 | 0 | 1 | 0 | 0.13942 | 1
4513 | 0 | 0.030284 | 1 | 0 | 0 | 1 | 0 | 0.030284 | 1
4514 | 0 | 0.092623 | 1 | 0 | 0 | 1 | 0 | 0.092623 | 1
4515 | 0 | 0.088088 | 1 | 0 | 0 | 1 | 0 | 0.088088 | 1
4516 | 0 | 0.092045 | 1 | 0 | 0 | 1 | 0 | 0.092045 | 1
4517 | 0 | 0.090764 | 1 | 0 | 0 | 1 | 0 | 0.090764 | 1
4518 | 0 | 0.090059 | 1 | 0 | 0 | 1 | 0 | 0.090059 | 1
4519 | 0 | 0.095187 | 1 | 0 | 0 | 1 | 0 | 0.095187 | 1
4520 | 0 | 0.10017 | 1 | 0 | 0 | 1 | 0 | 0.10017 | 1
4521 | 0.097807 | 0.12478 | 1 | 0 | 0 | 1 | 0.097807 | 0.12478 | 1
4522 | 0.16889 | 0.14487 | 1 | 0 | 0 | 1 | 0.16889 | 0.14487 | 1
4523 | 0.28458 | 0.16681 | 1 | 0 | 0 | 1 | 0.28458 | 0.16681 | 1
4524 | 0.27927 | 0.19421 | 1 | 0 | 0 | 1 | 0.27927 | 0.19421 | 1
4525 | 0.28274 | 0.22719 | 1 | 0 | 0 | 1 | 0.28274 | 0.22719 | 1
4526 | 0.29786 | 0.2485 | 1 | 0 | 0 | 1 | 0.29786 | 0.2485 | 1
4527 | 0.31596 | 0.24626 | 1 | 0 | 0 | 1 | 0.31596 | 0.24626 | 1
4528 | 0.16764 | 0.22124 | 1 | 0 | 0 | 1 | 0.16764 | 0.22124 | 1
4529 | 0.10059 | 0.21286 | 1 | 0 | 0 | 1 | 0.10059 | 0.21286 | 1
4530 | 0 | 0.21511 | 1 | 0 | 1 | 1 | 0 | 0.21511 | 1
4531 | 0 | 0.20131 | 1 | 0 | 1 | 1 | 0 | 0.20131 | 1
4532 | 0 | 0.18971 | 1 | 0 | 1 | 1 | 0 | 0.18971 | 1
4533 | 0 | 0.1832 | 1 | 0 | 1 | 1 | 0 | 0.1832 | 1
4534 | 0 | 0.17406 | 1 | 0 | 0 | 1 | 0 | 0.17406 | 1
4535 | 0 | 0.17009 | 1 | 0 | 0 | 1 | 0 | 0.17009 | 1
4536 | 0 | 0.1588 | 1 | 0 | 0 | 1 | 0 | 0.1588 | 1
4537 | 0 | 0.090375 | 1 | 0 | 0 | 1 | 0 | 0.090375 | 1
4538 | 0 | 0.07441 | 1 | 0 | 0 | 1 | 0 | 0.07441 | 1
4539 | 0 | 0.080307 | 1 | 0 | 0 | 1 | 0 | 0.080307 | 1
4540 | 0 | 0.069932 | 1 | 0 | 0 | 1 | 0 | 0.069932 | 1
4541 | 0 | 0.07463 | 1 | 0 | 0 | 1 | 0 | 0.07463 | 1
4542 | 0 | 0.086877 | 1 | 0 | 0 | 1 | 0 | 0.086877 | 1
4543 | 0 | 0.089295 | 1 | 0 | 0 | 1 | 0 | 0.089295 | 1
4544 | 0 | 0.1026 | 1 | 0 | 0 | 1 | 0 | 0.1026 | 1
4545 | 0.10276 | 0.12647 | 1 | 0 | 0 | 1 | 0.10276 | 0.12647 | 1
4546 | 0.20288 | 0.16431 | 1 | 0 | 0 | 1 | 0.20288 | 0.16431 | 1
4547 | 0.27956 | 0.18653 | 1 | 0 | 0 | 1 | 0.27956 | 0.18653 | 1
4548 | 0.27685 | 0.21807 | 1 | 0 | 0 | 1 | 0.27685 | 0.21807 | 1
4549 | 0.27249 | 0.24932 | 1 | 0 | 0 | 1 | 0.27249 | 0.24932 | 1
4550 | 0.37077 | 0.26139 | 1 | 0 | 0 | 1 | 0.37077 | 0.26139 | 1
4551 | 0.38512 | 0.24172 | 1 | 0 | 0 | 1 | 0.38512 | 0.24172 | 1
4552 | 0.22166 | 0.23259 | 1 | 0 | 0 | 1 | 0.22166 | 0.23259 | 1
4553 | 0.088532 | 0.21154 | 1 | 0 | 0 | 1 | 0.088532 | 0.21154 | 1
4554 | 0 | 0.2008 | 1 | 0 | 1 | 1 | 0 | 0.2008 | 1
4555 | 0 | 0.19341 | 1 | 0 | 1 | 1 | 0 | 0.19341 | 1
4556 | 0 | 0.1765 | 1 | 0 | 1 | 1 | 0 | 0.1765 | 1
4557 | 0 | 0.15948 | 1 | 0 | 1 | 1 | 0 | 0.15948 | 1
4558 | 0 | 0.15737 | 1 | 0 | 0 | 1 | 0 | 0.15737 | 1
4559 | 0 | 0.15235 | 1 | 0 | 0 | 1 | 0 | 0.15235 | 1
4560 | 0 | 0.13888 | 1 | 0 | 0 | 1 | 0 | 0.13888 | 1
4561 | 0 | 0.098448 | 1 | 0 | 0 | 1 | 0 | 0.098448 | 1
4562 | 0 | 0.04914 | 1 | 0 | 0 | 1 | 0 | 0.04914 | 1
4563 | 0 | 0.059779 | 1 | 0 | 0 | 1 | 0 | 0.059779 | 1
4564 | 0 | 0.053367 | 1 | 0 | 0 | 1 | 0 | 0.053367 | 1
4565 | 0 | 0.045955 | 1 | 0 | 0 | 1 | 0 | 0.045955 | 1
4566 | 0 | 0.044452 | 1 | 0 | 0 | 1 | 0 | 0.044452 | 1
4567 | 0 | 0.038361 | 1 | 0 | 0 | 1 | 0 | 0.038361 | 1
4568 | 0 | 0.062426 | 1 | 0 | 0 | 1 | 0 | 0.062426 | 1
4569 | 0.085009 | 0.080747 | 1 | 0 | 0 | 1 | 0.085009 | 0.080747 | 1
4570 | 0.23543 | 0.1148 | 1 | 0 | 0 | 1 | 0.23543 | 0.1148 | 1
4571 | 0.2222 | 0.14048 | 1 | 0 | 0 | 1 | 0.2222 | 0.14048 | 1
4572 | 0.25585 | 0.17464 | 1 | 0 | 0 | 1 | 0.25585 | 0.17464 | 1
4573 | 0.24397 | 0.19411 | 1 | 0 | 0 | 1 | 0.24397 | 0.19411 | 1
4574 | 0.33581 | 0.20805 | 1 | 0 | 0 | 1 | 0.33581 | 0.20805 | 1
4575 | 0.33322 | 0.19161 | 1 | 0 | 0 | 1 | 0.33322 | 0.19161 | 1
4576 | 0.23233 | 0.18788 | 1 | 0 | 0 | 1 | 0.23233 | 0.18788 | 1
4577 | 0.14388 | 0.12055 | 1 | 0 | 0 | 1 | 0.14388 | 0.12055 | 1
4578 | 0 | 0.15416 | 1 | 0 | 1 | 1 | 0 | 0.15416 | 1
4579 | 0 | 0.15567 | 1 | 0 | 1 | 1 | 0 | 0.15567 | 1
4580 | 0 | 0.12769 | 1 | 0 | 1 | 1 | 0 | 0.12769 | 1
4581 | 0 | 0.11203 | 1 | 0 | 1 | 1 | 0 | 0.11203 | 1
4582 | 0 | 0.095443 | 1 | 0 | 0 | 1 | 0 | 0.095443 | 1
4583 | 0 | 0.088328 | 1 | 0 | 0 | 1 | 0 | 0.088328 | 1
4584 | 0 | 0.077302 | 1 | 0 | 0 | 1 | 0 | 0.077302 | 1
4585 | 0 | 0.071113 | 1 | 0 | 0 | 1 | 0 | 0.071113 | 1
4586 | 0 | 0 | 1 | 0 | 0 | 1 | 0 | 0 | 1
4587 | 0 | 0.0060272 | 1 | 0 | 0 | 1 | 0 | 0.0060272 | 1
4588 | 0 | 0.00088237 | 1 | 0 | 0 | 1 | 0 | 0.00088237 | 1
4589 | 0 | 0.007461 | 1 | 0 | 0 | 1 | 0 | 0.007461 | 1
4590 | 0 | 0.011496 | 1 | 0 | 0 | 1 | 0 | 0.011496 | 1
4591 | 0 | 0 | 1 | 0 | 0 | 1 | 0 | 0 | 1
4592 | 0 | 0.012224 | 1 | 0 | 0 | 1 | 0 | 0.012224 | 1
4593 | 0.078241 | 0.034023 | 1 | 0 | 0 | 1 | 0.078241 | 0.034023 | 1
4594 | 0.22017 | 0.057738 | 1 | 0 | 0 | 1 | 0.22017 | 0.057738 | 1
4595 | 0.23416 | 0.073885 | 1 | 0 | 0 | 1 | 0.23416 | 0.073885 | 1
4596 | 0.27266 | 0.065769 | 1 | 0 | 0 | 1 | 0.27266 | 0.065769 | 1
4597 | 0.22159 | 0.07909 | 1 | 0 | 0 | 1 | 0.22159 | 0.07909 | 1
4598 | 0.26617 | 0.10508 | 1 | 0 | 0 | 1 | 0.26617 | 0.10508 | 1
4599 | 0.31958 | 0.10767 | 1 | 0 | 0 | 1 | 0.31958 | 0.10767 | 1
4600 | 0.21986 | 0.098038 | 1 | 0 | 0 | 1 | 0.21986 | 0.098038 | 1
4601 | 0.12197 | 0.056988 | 1 | 0 | 0 | 1 | 0.12197 | 0.056988 | 1
4602 | 0 | 0.061008 | 1 | 0 | 1 | 1 | 0 | 0.061008 | 1
4603 | 0 | 0.064093 | 1 | 0 | 1 | 1 | 0 | 0.064093 | 1
4604 | 0 | 0.060507 | 1 | 0 | 1 | 1 | 0 | 0.060507 | 1
4605 | 0 | 0.059187 | 1 | 0 | 1 | 1 | 0 | 0.059187 | 1
4606 | 0 | 0.063492 | 1 | 0 | 0 | 1 | 0 | 0.063492 | 1
4607 | 0 | 0.054984 | 1 | 0 | 0 | 1 | 0 | 0.054984 | 1
4608 | 0 | 0.054054 | 1 | 0 | 0 | 1 | 0 | 0.054054 | 1
4609 | 0 | 0.023907 | 1 | 0 | 0 | 1 | 0 | 0.023907 | 1
4610 | 0 | 0.00028863 | 1 | 0 | 0 | 1 | 0 | 0.00028863 | 1
4611 | 0 | 0.013669 | 1 | 0 | 0 | 1 | 0 | 0.013669 | 1
4612 | 0 | 0.00079168 | 1 | 0 | 0 | 1 | 0 | 0.00079168 | 1
4613 | 0 | 0.0042414 | 1 | 0 | 0 | 1 | 0 | 0.0042414 | 1
4614 | 0 | 0.0024554 | 1 | 0 | 0 | 1 | 0 | 0.0024554 | 1
4615 | 0 | 0 | 1 | 0 | 0 | 1 | 0 | 0 | 1
4616 | 0 | 0.0072383 | 1 | 0 | 0 | 1 | 0 | 0.0072383 | 1
4617 | 0.070453 | 0.024225 | 1 | 0 | 0 | 1 | 0.070453 | 0.024225 | 1
4618 | 0.15146 | 0.036503 | 1 | 0 | 0 | 1 | 0.15146 | 0.036503 | 1
4619 | 0.19027 | 0.063256 | 1 | 0 | 0 | 1 | 0.19027 | 0.063256 | 1
4620 | 0.23794 | 0.051476 | 1 | 0 | 0 | 1 | 0.23794 | 0.051476 | 1
4621 | 0.2383 | 0.059941 | 1 | 0 | 0 | 1 | 0.2383 | 0.059941 | 1
4622 | 0.24678 | 0.094623 | 1 | 0 | 0 | 1 | 0.24678 | 0.094623 | 1
4623 | 0.28095 | 0.11368 | 1 | 0 | 0 | 1 | 0.28095 | 0.11368 | 1
4624 | 0.22138 | 0.11744 | 1 | 0 | 0 | 1 | 0.22138 | 0.11744 | 1
4625 | 0.12143 | 0.082145 | 1 | 0 | 0 | 1 | 0.12143 | 0.082145 | 1
4626 | 0 | 0.080829 | 1 | 0 | 1 | 1 | 0 | 0.080829 | 1
4627 | 0 | 0.065104 | 1 | 0 | 1 | 1 | 0 | 0.065104 | 1
4628 | 0 | 0.063285 | 1 | 0 | 1 | 1 | 0 | 0.063285 | 1
4629 | 0 | 0.061625 | 1 | 0 | 1 | 1 | 0 | 0.061625 | 1
4630 | 0 | 0.070056 | 1 | 0 | 0 | 1 | 0 | 0.070056 | 1
4631 | 0 | 0.069122 | 1 | 0 | 0 | 1 | 0 | 0.069122 | 1
4632 | 0 | 0.064958 | 1 | 0 | 0 | 1 | 0 | 0.064958 | 1
4633 | 0 | 0.030188 | 1 | 0 | 0 | 1 | 0 | 0.030188 | 1
4634 | 0 | 0.043704 | 1 | 0 | 0 | 1 | 0 | 0.043704 | 1
4635 | 0 | 0.052845 | 1 | 0 | 0 | 1 | 0 | 0.052845 | 1
4636 | 0 | 0.023519 | 1 | 0 | 0 | 1 | 0 | 0.023519 | 1
4637 | 0 | 0.032991 | 1 | 0 | 0 | 1 | 0 | 0.032991 | 1
4638 | 0 | 0.030646 | 1 | 0 | 0 | 1 | 0 | 0.030646 | 1
4639 | 0 | 0.028174 | 1 | 0 | 0 | 1 | 0 | 0.028174 | 1
4640 | 0 | 0.015837 | 1 | 0 | 0 | 1 | 0 | 0.015837 | 1
4641 | 0.10034 | 0.04032 | 1 | 0 | 0 | 1 | 0.10034 | 0.04032 | 1
4642 | 0.12175 | 0.052275 | 1 | 0 | 0 | 1 | 0.12175 | 0.052275 | 1
4643 | 0.19505 | 0.075548 | 1 | 0 | 0 | 1 | 0.19505 | 0.075548 | 1
4644 | 0.22305 | 0.056009 | 1 | 0 | 0 | 1 | 0.22305 | 0.056009 | 1
4645 | 0.21307 | 0.078738 | 1 | 0 | 0 | 1 | 0.21307 | 0.078738 | 1
4646 | 0.2175 | 0.10666 | 1 | 0 | 0 | 1 | 0.2175 | 0.10666 | 1
4647 | 0.30007 | 0.14029 | 1 | 0 | 0 | 1 | 0.30007 | 0.14029 | 1
4648 | 0.19127 | 0.13717 | 1 | 0 | 0 | 1 | 0.19127 | 0.13717 | 1
4649 | 0.092831 | 0.1232 | 1 | 0 | 0 | 1 | 0.092831 | 0.1232 | 1
4650 | 0 | 0.10195 | 1 | 0 | 1 | 1 | 0 | 0.10195 | 1
4651 | 0 | 0.081283 | 1 | 0 | 1 | 1 | 0 | 0.081283 | 1
4652 | 0 | 0.088534 | 1 | 0 | 1 | 1 | 0 | 0.088534 | 1
4653 | 0 | 0.10023 | 1 | 0 | 1 | 1 | 0 | 0.10023 | 1
4654 | 0 | 0.11935 | 1 | 0 | 0 | 1 | 0 | 0.11935 | 1
4655 | 0 | 0.10323 | 1 | 0 | 0 | 1 | 0 | 0.10323 | 1
4656 | 0 | 0.090045 | 1 | 0 | 0 | 1 | 0 | 0.090045 | 1
4657 | 0 | 0.067975 | 1 | 0 | 0 | 1 | 0 | 0.067975 | 1
4658 | 0 | 0.10045 | 1 | 0 | 0 | 1 | 0 | 0.10045 | 1
4659 | 0 | 0.086304 | 1 | 0 | 0 | 1 | 0 | 0.086304 | 1
4660 | 0 | 0.061439 | 1 | 0 | 0 | 1 | 0 | 0.061439 | 1
4661 | 0 | 0.082403 | 1 | 0 | 0 | 1 | 0 | 0.082403 | 1
4662 | 0 | 0.052175 | 1 | 0 | 0 | 1 | 0 | 0.052175 | 1
4663 | 0 | 0.058685 | 1 | 0 | 0 | 1 | 0 | 0.058685 | 1
4664 | 0 | 0.052537 | 1 | 0 | 0 | 1 | 0 | 0.052537 | 1
4665 | 0.11697 | 0.078365 | 1 | 0 | 0 | 1 | 0.11697 | 0.078365 | 1
4666 | 0.13861 | 0.099125 | 1 | 0 | 0 | 1 | 0.13861 | 0.099125 | 1
4667 | 0.22158 | 0.13887 | 1 | 0 | 0 | 1 | 0.22158 | 0.13887 | 1
4668 | 0.22655 | 0.14934 | 1 | 0 | 0 | 1 | 0.22655 | 0.14934 | 1
4669 | 0.256 | 0.16921 | 1 | 0 | 0 | 1 | 0.256 | 0.16921 | 1
4670 | 0.23297 | 0.17136 | 1 | 0 | 0 | 1 | 0.23297 | 0.17136 | 1
4671 | 0.22197 | 0.20668 | 1 | 0 | 0 | 1 | 0.22197 | 0.20668 | 1
4672 | 0.1935 | 0.19717 | 1 | 0 | 0 | 1 | 0.1935 | 0.19717 | 1
4673 | 0.10313 | 0.17383 | 1 | 0 | 0 | 1 | 0.10313 | 0.17383 | 1
4674 | 0 | 0.18138 | 1 | 0 | 1 | 1 | 0 | 0.18138 | 1
4675 | 0 | 0.16539 | 1 | 0 | 1 | 1 | 0 | 0.16539 | 1
4676 | 0 | 0.14748 | 1 | 0 | 1 | 1 | 0 | 0.14748 | 1
4677 | 0 | 0.14834 | 1 | 0 | 1 | 1 | 0 | 0.14834 | 1
4678 | 0 | 0.12923 | 1 | 0 | 0 | 1 | 0 | 0.12923 | 1
4679 | 0 | 0.11986 | 1 | 0 | 0 | 1 | 0 | 0.11986 | 1
4680 | 0 | 0.10904 | 1 | 0 | 0 | 1 | 0 | 0.10904 | 1
4681 | 0 | 0.096744 | 1 | 0 | 0 | 1 | 0 | 0.096744 | 1
4682 | 0 | 0.10588 | 1 | 0 | 0 | 1 | 0 | 0.10588 | 1
4683 | 0 | 0.096509 | 1 | 0 | 0 | 1 | 0 | 0.096509 | 1
4684 | 0 | 0.076553 | 1 | 0 | 0 | 1 | 0 | 0.076553 | 1
4685 | 0 | 0.11796 | 1 | 0 | 0 | 1 | 0 | 0.11796 | 1
4686 | 0 | 0.085343 | 1 | 0 | 0 | 1 | 0 | 0.085343 | 1
4687 | 0 | 0.095856 | 1 | 0 | 0 | 1 | 0 | 0.095856 | 1
4688 | 0 | 0.082011 | 1 | 0 | 0 | 1 | 0 | 0.082011 | 1
4689 | 0.11188 | 0.10995 | 1 | 0 | 0 | 1 | 0.11188 | 0.10995 | 1
4690 | 0.20444 | 0.11781 | 1 | 0 | 0 | 1 | 0.20444 | 0.11781 | 1
4691 | 0.24026 | 0.15866 | 1 | 0 | 0 | 1 | 0.24026 | 0.15866 | 1
4692 | 0.26748 | 0.16457 | 1 | 0 | 0 | 1 | 0.26748 | 0.16457 | 1
4693 | 0.27792 | 0.18934 | 1 | 0 | 0 | 1 | 0.27792 | 0.18934 | 1
4694 | 0.23344 | 0.18641 | 1 | 0 | 0 | 1 | 0.23344 | 0.18641 | 1
4695 | 0.22409 | 0.19995 | 1 | 0 | 0 | 1 | 0.22409 | 0.19995 | 1
4696 | 0.15911 | 0.20179 | 1 | 0 | 0 | 1 | 0.15911 | 0.20179 | 1
4697 | 0.07664 | 0.17069 | 1 | 0 | 0 | 1 | 0.07664 | 0.17069 | 1
4698 | 0 | 0.18104 | 1 | 0 | 1 | 1 | 0 | 0.18104 | 1
4699 | 0 | 0.16341 | 1 | 0 | 1 | 1 | 0 | 0.16341 | 1
4700 | 0 | 0.15906 | 1 | 0 | 1 | 1 | 0 | 0.15906 | 1
4701 | 0 | 0.14827 | 1 | 0 | 1 | 1 | 0 | 0.14827 | 1
4702 | 0 | 0.12436 | 1 | 0 | 0 | 1 | 0 | 0.12436 | 1
4703 | 0 | 0.10734 | 1 | 0 | 0 | 1 | 0 | 0.10734 | 1
4704 | 0 | 0.10335 | 1 | 0 | 0 | 1 | 0 | 0.10335 | 1
4705 | 0 | 0.1164 | 1 | 0 | 0 | 1 | 0 | 0.1164 | 1
4706 | 0 | 0.097711 | 1 | 0 | 0 | 1 | 0 | 0.097711 | 1
4707 | 0 | 0.075463 | 1 | 0 | 0 | 1 | 0 | 0.075463 | 1
4708 | 0 | 0.075079 | 1 | 0 | 0 | 1 | 0 | 0.075079 | 1
4709 | 0 | 0.094121 | 1 | 0 | 0 | 1 | 0 | 0.094121 | 1
4710 | 0 | 0.075059 | 1 | 0 | 0 | 1 | 0 | 0.075059 | 1
4711 | 0 | 0.10695 | 1 | 0 | 0 | 1 | 0 | 0.10695 | 1
4712 | 0 | 0.11363 | 1 | 0 | 0 | 1 | 0 | 0.11363 | 1
4713 | 0.083412 | 0.14436 | 1 | 0 | 0 | 1 | 0.083412 | 0.14436 | 1
4714 | 0.21103 | 0.17201 | 1 | 0 | 0 | 1 | 0.21103 | 0.17201 | 1
4715 | 0.24606 | 0.21082 | 1 | 0 | 0 | 1 | 0.24606 | 0.21082 | 1
4716 | 0.32441 | 0.22427 | 1 | 0 | 0 | 1 | 0.32441 | 0.22427 | 1
4717 | 0.3682 | 0.22542 | 1 | 0 | 0 | 1 | 0.3682 | 0.22542 | 1
4718 | 0.29702 | 0.21885 | 1 | 0 | 0 | 1 | 0.29702 | 0.21885 | 1
4719 | 0.22148 | 0.21669 | 1 | 0 | 0 | 1 | 0.22148 | 0.21669 | 1
4720 | 0.19933 | 0.22075 | 1 | 0 | 0 | 1 | 0.19933 | 0.22075 | 1
4721 | 0.066184 | 0.20367 | 1 | 0 | 0 | 1 | 0.066184 | 0.20367 | 1
4722 | 0 | 0.20635 | 1 | 0 | 1 | 1 | 0 | 0.20635 | 1
4723 | 0 | 0.18491 | 1 | 0 | 1 | 1 | 0 | 0.18491 | 1
4724 | 0 | 0.16808 | 1 | 0 | 1 | 1 | 0 | 0.16808 | 1
4725 | 0 | 0.13147 | 1 | 0 | 1 | 1 | 0 | 0.13147 | 1
4726 | 0 | 0.11577 | 1 | 0 | 0 | 1 | 0 | 0.11577 | 1
4727 | 0 | 0.12986 | 1 | 0 | 0 | 1 | 0 | 0.12986 | 1
4728 | 0 | 0.12277 | 1 | 0 | 0 | 1 | 0 | 0.12277 | 1
4729 | 0 | 0.10562 | 1 | 0 | 0 | 1 | 0 | 0.10562 | 1
4730 | 0 | 0.095922 | 1 | 0 | 0 | 1 | 0 | 0.095922 | 1
4731 | 0 | 0.099263 | 1 | 0 | 0 | 1 | 0 | 0.099263 | 1
4732 | 0 | 0.093856 | 1 | 0 | 0 | 1 | 0 | 0.093856 | 1
4733 | 0 | 0.085534 | 1 | 0 | 0 | 1 | 0 | 0.085534 | 1
4734 | 0 | 0.0849 | 1 | 0 | 0 | 1 | 0 | 0.0849 | 1
4735 | 0 | 0.10387 | 1 | 0 | 0 | 1 | 0 | 0.10387 | 1
4736 | 0 | 0.089207 | 1 | 0 | 0 | 1 | 0 | 0.089207 | 1
4737 | 0.04191 | 0.13014 | 1 | 0 | 0 | 1 | 0.04191 | 0.13014 | 1
4738 | 0.18017 | 0.16172 | 1 | 0 | 0 | 1 | 0.18017 | 0.16172 | 1
4739 | 0.18123 | 0.16748 | 1 | 0 | 0 | 1 | 0.18123 | 0.16748 | 1
4740 | 0.26538 | 0.15714 | 1 | 0 | 0 | 1 | 0.26538 | 0.15714 | 1
4741 | 0.35186 | 0.16929 | 1 | 0 | 0 | 1 | 0.35186 | 0.16929 | 1
4742 | 0.33659 | 0.17248 | 1 | 0 | 0 | 1 | 0.33659 | 0.17248 | 1
4743 | 0.25538 | 0.16569 | 1 | 0 | 0 | 1 | 0.25538 | 0.16569 | 1
4744 | 0.14506 | 0.1624 | 1 | 0 | 0 | 1 | 0.14506 | 0.1624 | 1
4745 | 0.025519 | 0.14852 | 1 | 0 | 0 | 1 | 0.025519 | 0.14852 | 1
4746 | 0 | 0.16626 | 1 | 0 | 1 | 1 | 0 | 0.16626 | 1
4747 | 0 | 0.15266 | 1 | 0 | 1 | 1 | 0 | 0.15266 | 1
4748 | 0 | 0.11267 | 1 | 0 | 1 | 1 | 0 | 0.11267 | 1
4749 | 0 | 0.088177 | 1 | 0 | 1 | 1 | 0 | 0.088177 | 1
4750 | 0 | 0.089424 | 1 | 0 | 0 | 1 | 0 | 0.089424 | 1
4751 | 0 | 0.10316 | 1 | 0 | 0 | 1 | 0 | 0.10316 | 1
4752 | 0 | 0.08908 | 1 | 0 | 0 | 1 | 0 | 0.08908 | 1
4753 | 0 | 0.10488 | 1 | 0 | 0 | 1 | 0 | 0.10488 | 1
4754 | 0 | 0.073561 | 1 | 0 | 0 | 1 | 0 | 0.073561 | 1
4755 | 0 | 0.069217 | 1 | 0 | 0 | 1 | 0 | 0.069217 | 1
4756 | 0 | 0.056062 | 1 | 0 | 0 | 1 | 0 | 0.056062 | 1
4757 | 0 | 0.034456 | 1 | 0 | 0 | 1 | 0 | 0.034456 | 1
4758 | 0 | 0.027332 | 1 | 0 | 0 | 1 | 0 | 0.027332 | 1
4759 | 0 | 0.053634 | 1 | 0 | 0 | 1 | 0 | 0.053634 | 1
4760 | 0 | 0.030849 | 1 | 0 | 0 | 1 | 0 | 0.030849 | 1
4761 | 0.061406 | 0.090491 | 1 | 0 | 0 | 1 | 0.061406 | 0.090491 | 1
4762 | 0.18047 | 0.13864 | 1 | 0 | 0 | 1 | 0.18047 | 0.13864 | 1
4763 | 0.23564 | 0.14979 | 1 | 0 | 0 | 1 | 0.23564 | 0.14979 | 1
4764 | 0.28985 | 0.15852 | 1 | 0 | 0 | 1 | 0.28985 | 0.15852 | 1
4765 | 0.34507 | 0.16943 | 1 | 0 | 0 | 1 | 0.34507 | 0.16943 | 1
4766 | 0.32058 | 0.18074 | 1 | 0 | 0 | 1 | 0.32058 | 0.18074 | 1
4767 | 0.22995 | 0.17323 | 1 | 0 | 0 | 1 | 0.22995 | 0.17323 | 1
4768 | 0.17673 | 0.14357 | 1 | 0 | 0 | 1 | 0.17673 | 0.14357 | 1
4769 | 0.060091 | 0.14249 | 1 | 0 | 0 | 1 | 0.060091 | 0.14249 | 1
4770 | 0 | 0.15604 | 1 | 0 | 1 | 1 | 0 | 0.15604 | 1
4771 | 0 | 0.14734 | 1 | 0 | 1 | 1 | 0 | 0.14734 | 1
4772 | 0 | 0.099007 | 1 | 0 | 1 | 1 | 0 | 0.099007 | 1
4773 | 0 | 0.083921 | 1 | 0 | 1 | 1 | 0 | 0.083921 | 1
4774 | 0 | 0.10669 | 1 | 0 | 0 | 1 | 0 | 0.10669 | 1
4775 | 0 | 0.10839 | 1 | 0 | 0 | 1 | 0 | 0.10839 | 1
4776 | 0 | 0.095247 | 1 | 0 | 0 | 1 | 0 | 0.095247 | 1
4777 | 0 | 0.071448 | 1 | 0 | 0 | 1 | 0 | 0.071448 | 1
4778 | 0 | 0.067681 | 1 | 0 | 0 | 1 | 0 | 0.067681 | 1
4779 | 0 | 0.068121 | 1 | 0 | 0 | 1 | 0 | 0.068121 | 1
4780 | 0 | 0.043453 | 1 | 0 | 0 | 1 | 0 | 0.043453 | 1
4781 | 0 | 0.032034 | 1 | 0 | 0 | 1 | 0 | 0.032034 | 1
4782 | 0 | 0.024808 | 1 | 0 | 0 | 1 | 0 | 0.024808 | 1
4783 | 0 | 0.028465 | 1 | 0 | 0 | 1 | 0 | 0.028465 | 1
4784 | 0 | 0.021912 | 1 | 0 | 0 | 1 | 0 | 0.021912 | 1
4785 | 0.10198 | 0.071336 | 1 | 0 | 0 | 1 | 0.10198 | 0.071336 | 1
4786 | 0.25155 | 0.1221 | 1 | 0 | 0 | 1 | 0.25155 | 0.1221 | 1
4787 | 0.24343 | 0.14423 | 1 | 0 | 0 | 1 | 0.24343 | 0.14423 | 1
4788 | 0.28565 | 0.15556 | 1 | 0 | 0 | 1 | 0.28565 | 0.15556 | 1
4789 | 0.29315 | 0.15971 | 1 | 0 | 0 | 1 | 0.29315 | 0.15971 | 1
4790 | 0.24119 | 0.17086 | 1 | 0 | 0 | 1 | 0.24119 | 0.17086 | 1
4791 | 0.20737 | 0.1715 | 1 | 0 | 0 | 1 | 0.20737 | 0.1715 | 1
4792 | 0.15991 | 0.15225 | 1 | 0 | 0 | 1 | 0.15991 | 0.15225 | 1
4793 | 0.073855 | 0.15507 | 1 | 0 | 0 | 1 | 0.073855 | 0.15507 | 1
4794 | 0 | 0.17108 | 1 | 0 | 1 | 1 | 0 | 0.17108 | 1
4795 | 0 | 0.16798 | 1 | 0 | 1 | 1 | 0 | 0.16798 | 1
4796 | 0 | 0.091339 | 1 | 0 | 1 | 1 | 0 | 0.091339 | 1
4797 | 0 | 0.06472 | 1 | 0 | 1 | 1 | 0 | 0.06472 | 1
4798 | 0 | 0.088739 | 1 | 0 | 0 | 1 | 0 | 0.088739 | 1
4799 | 0 | 0.090491 | 1 | 0 | 0 | 1 | 0 | 0.090491 | 1
4800 | 0 | 0.073062 | 1 | 0 | 0 | 1 | 0 | 0.073062 | 1
4801 | 0 | 0.073934 | 1 | 0 | 0 | 1 | 0 | 0.073934 | 1
4802 | 0 | 0.050044 | 1 | 0 | 0 | 1 | 0 | 0.050044 | 1
4803 | 0 | 0.056111 | 1 | 0 | 0 | 1 | 0 | 0.056111 | 1
4804 | 0 | 0.027719 | 1 | 0 | 0 | 1 | 0 | 0.027719 | 1
4805 | 0 | 0.034358 | 1 | 0 | 0 | 1 | 0 | 0.034358 | 1
4806 | 0 | 0 | 1 | 0 | 0 | 1 | 0 | 0 | 1
4807 | 0 | 0.023348 | 1 | 0 | 0 | 1 | 0 | 0.023348 | 1
4808 | 0 | 0.032932 | 1 | 0 | 0 | 1 | 0 | 0.032932 | 1
4809 | 0.14217 | 0.084278 | 1 | 0 | 0 | 1 | 0.14217 | 0.084278 | 1
4810 | 0.28549 | 0.14873 | 1 | 0 | 0 | 1 | 0.28549 | 0.14873 | 1
4811 | 0.28837 | 0.19052 | 1 | 0 | 0 | 1 | 0.28837 | 0.19052 | 1
4812 | 0.40296 | 0.21735 | 1 | 0 | 0 | 1 | 0.40296 | 0.21735 | 1
4813 | 0.32754 | 0.22283 | 1 | 0 | 0 | 1 | 0.32754 | 0.22283 | 1
4814 | 0.24167 | 0.2254 | 1 | 0 | 0 | 1 | 0.24167 | 0.2254 | 1
4815 | 0.21883 | 0.2141 | 1 | 0 | 0 | 1 | 0.21883 | 0.2141 | 1
4816 | 0.19137 | 0.19513 | 1 | 0 | 0 | 1 | 0.19137 | 0.19513 | 1
4817 | 0.12854 | 0.20593 | 1 | 0 | 0 | 1 | 0.12854 | 0.20593 | 1
4818 | 0 | 0.18916 | 1 | 0 | 1 | 1 | 0 | 0.18916 | 1
4819 | 0 | 0.1602 | 1 | 0 | 1 | 1 | 0 | 0.1602 | 1
4820 | 0 | 0.090223 | 1 | 0 | 1 | 1 | 0 | 0.090223 | 1
4821 | 0 | 0.068308 | 1 | 0 | 1 | 1 | 0 | 0.068308 | 1
4822 | 0 | 0.086598 | 1 | 0 | 0 | 1 | 0 | 0.086598 | 1
4823 | 0 | 0.097101 | 1 | 0 | 0 | 1 | 0 | 0.097101 | 1
4824 | 0 | 0.074983 | 1 | 0 | 0 | 1 | 0 | 0.074983 | 1
4825 | 0 | 0.061051 | 1 | 0 | 0 | 1 | 0 | 0.061051 | 1
4826 | 0 | 0.04519 | 1 | 0 | 0 | 1 | 0 | 0.04519 | 1
4827 | 0 | 0.043095 | 1 | 0 | 0 | 1 | 0 | 0.043095 | 1
4828 | 0 | 0.024116 | 1 | 0 | 0 | 1 | 0 | 0.024116 | 1
4829 | 0 | 0.039126 | 1 | 0 | 0 | 1 | 0 | 0.039126 | 1
4830 | 0 | 0.0023632 | 1 | 0 | 0 | 1 | 0 | 0.0023632 | 1
4831 | 0 | 0.025545 | 1 | 0 | 0 | 1 | 0 | 0.025545 | 1
4832 | 0 | 0.057174 | 1 | 0 | 0 | 1 | 0 | 0.057174 | 1
4833 | 0.096611 | 0.08948 | 1 | 0 | 0 | 1 | 0.096611 | 0.08948 | 1
4834 | 0.28007 | 0.11356 | 1 | 0 | 0 | 1 | 0.28007 | 0.11356 | 1
4835 | 0.27616 | 0.15728 | 1 | 0 | 0 | 1 | 0.27616 | 0.15728 | 1
4836 | 0.34087 | 0.17823 | 1 | 0 | 0 | 1 | 0.34087 | 0.17823 | 1
4837 | 0.27857 | 0.19572 | 1 | 0 | 0 | 1 | 0.27857 | 0.19572 | 1
4838 | 0.19756 | 0.21564 | 1 | 0 | 0 | 1 | 0.19756 | 0.21564 | 1
4839 | 0.17867 | 0.21755 | 1 | 0 | 0 | 1 | 0.17867 | 0.21755 | 1
4840 | 0.12786 | 0.20884 | 1 | 0 | 0 | 1 | 0.12786 | 0.20884 | 1
4841 | 0.044701 | 0.19978 | 1 | 0 | 0 | 1 | 0.044701 | 0.19978 | 1
4842 | 0 | 0.17103 | 1 | 0 | 1 | 1 | 0 | 0.17103 | 1
4843 | 0 | 0.15089 | 1 | 0 | 1 | 1 | 0 | 0.15089 | 1
4844 | 0 | 0.084888 | 1 | 0 | 1 | 1 | 0 | 0.084888 | 1
4845 | 0 | 0.06253 | 1 | 0 | 1 | 1 | 0 | 0.06253 | 1
4846 | 0 | 0.071526 | 1 | 0 | 0 | 1 | 0 | 0.071526 | 1
4847 | 0 | 0.099529 | 1 | 0 | 0 | 1 | 0 | 0.099529 | 1
4848 | 0 | 0.072479 | 1 | 0 | 0 | 1 | 0 | 0.072479 | 1
4849 | 0 | 0.056126 | 1 | 0 | 0 | 1 | 0 | 0.056126 | 1
4850 | 0 | 0.057211 | 1 | 0 | 0 | 1 | 0 | 0.057211 | 1
4851 | 0 | 0.047478 | 1 | 0 | 0 | 1 | 0 | 0.047478 | 1
4852 | 0 | 0.03388 | 1 | 0 | 0 | 1 | 0 | 0.03388 | 1
4853 | 0 | 0.036787 | 1 | 0 | 0 | 1 | 0 | 0.036787 | 1
4854 | 0 | 0.0051408 | 1 | 0 | 0 | 1 | 0 | 0.0051408 | 1
4855 | 0 | 0.039073 | 1 | 0 | 0 | 1 | 0 | 0.039073 | 1
4856 | 0 | 0.060361 | 1 | 0 | 0 | 1 | 0 | 0.060361 | 1
4857 | 0.041749 | 0.11156 | 1 | 0 | 0 | 1 | 0.041749 | 0.11156 | 1
4858 | 0.16848 | 0.12281 | 1 | 0 | 0 | 1 | 0.16848 | 0.12281 | 1
4859 | 0.22556 | 0.16384 | 1 | 0 | 0 | 1 | 0.22556 | 0.16384 | 1
4860 | 0.33156 | 0.18171 | 1 | 0 | 0 | 1 | 0.33156 | 0.18171 | 1
4861 | 0.29501 | 0.21924 | 1 | 0 | 0 | 1 | 0.29501 | 0.21924 | 1
4862 | 0.25078 | 0.23157 | 1 | 0 | 0 | 1 | 0.25078 | 0.23157 | 1
4863 | 0.2384 | 0.22125 | 1 | 0 | 0 | 1 | 0.2384 | 0.22125 | 1
4864 | 0.12159 | 0.20012 | 1 | 0 | 0 | 1 | 0.12159 | 0.20012 | 1
4865 | 0.025609 | 0.18932 | 1 | 0 | 0 | 1 | 0.025609 | 0.18932 | 1
4866 | 0 | 0.17056 | 1 | 0 | 1 | 1 | 0 | 0.17056 | 1
4867 | 0 | 0.13942 | 1 | 0 | 1 | 1 | 0 | 0.13942 | 1
4868 | 0 | 0.10253 | 1 | 0 | 1 | 1 | 0 | 0.10253 | 1
4869 | 0 | 0.089877 | 1 | 0 | 1 | 1 | 0 | 0.089877 | 1
4870 | 0 | 0.097627 | 1 | 0 | 0 | 1 | 0 | 0.097627 | 1
4871 | 0 | 0.10567 | 1 | 0 | 0 | 1 | 0 | 0.10567 | 1
4872 | 0 | 0.08063 | 1 | 0 | 0 | 1 | 0 | 0.08063 | 1
4873 | 0 | 0.046505 | 1 | 0 | 0 | 1 | 0 | 0.046505 | 1
4874 | 0 | 0.077811 | 1 | 0 | 0 | 1 | 0 | 0.077811 | 1
4875 | 0 | 0.056031 | 1 | 0 | 0 | 1 | 0 | 0.056031 | 1
4876 | 0 | 0.036203 | 1 | 0 | 0 | 1 | 0 | 0.036203 | 1
4877 | 0 | 0.031651 | 1 | 0 | 0 | 1 | 0 | 0.031651 | 1
4878 | 0 | 0.020926 | 1 | 0 | 0 | 1 | 0 | 0.020926 | 1
4879 | 0 | 0.048097 | 1 | 0 | 0 | 1 | 0 | 0.048097 | 1
4880 | 0 | 0.068112 | 1 | 0 | 0 | 1 | 0 | 0.068112 | 1
4881 | 0 | 0.10496 | 1 | 0 | 0 | 1 | 0 | 0.10496 | 1
4882 | 0.11075 | 0.11546 | 1 | 0 | 0 | 1 | 0.11075 | 0.11546 | 1
4883 | 0.16559 | 0.15353 | 1 | 0 | 0 | 1 | 0.16559 | 0.15353 | 1
4884 | 0.18882 | 0.14637 | 1 | 0 | 0 | 1 | 0.18882 | 0.14637 | 1
4885 | 0.2269 | 0.186 | 1 | 0 | 0 | 1 | 0.2269 | 0.186 | 1
4886 | 0.2212 | 0.21006 | 1 | 0 | 0 | 1 | 0.2212 | 0.21006 | 1
4887 | 0.21188 | 0.22875 | 1 | 0 | 0 | 1 | 0.21188 | 0.22875 | 1
4888 | 0.11873 | 0.23386 | 1 | 0 | 0 | 1 | 0.11873 | 0.23386 | 1
4889 | 0.0041791 | 0.19919 | 1 | 0 | 0 | 1 | 0.0041791 | 0.19919 | 1
4890 | 0 | 0.17169 | 1 | 0 | 1 | 1 | 0 | 0.17169 | 1
4891 | 0 | 0.12066 | 1 | 0 | 1 | 1 | 0 | 0.12066 | 1
4892 | 0 | 0.076432 | 1 | 0 | 1 | 1 | 0 | 0.076432 | 1
4893 | 0 | 0.068798 | 1 | 0 | 1 | 1 | 0 | 0.068798 | 1
4894 | 0 | 0.081149 | 1 | 0 | 0 | 1 | 0 | 0.081149 | 1
4895 | 0 | 0.09908 | 1 | 0 | 0 | 1 | 0 | 0.09908 | 1
4896 | 0 | 0.063825 | 1 | 0 | 0 | 1 | 0 | 0.063825 | 1
4897 | 0 | 0.06834 | 1 | 0 | 0 | 1 | 0 | 0.06834 | 1
4898 | 0 | 0.0729 | 1 | 0 | 0 | 1 | 0 | 0.0729 | 1
4899 | 0 | 0.053088 | 1 | 0 | 0 | 1 | 0 | 0.053088 | 1
4900 | 0 | 0.041069 | 1 | 0 | 0 | 1 | 0 | 0.041069 | 1
4901 | 0 | 0.033366 | 1 | 0 | 0 | 1 | 0 | 0.033366 | 1
4902 | 0 | 0.024133 | 1 | 0 | 0 | 1 | 0 | 0.024133 | 1
4903 | 0 | 0.048847 | 1 | 0 | 0 | 1 | 0 | 0.048847 | 1
4904 | 0 | 0.074675 | 1 | 0 | 0 | 1 | 0 | 0.074675 | 1
4905 | 0 | 0.084712 | 1 | 0 | 0 | 1 | 0 | 0.084712 | 1
4906 | 0.12608 | 0.12333 | 1 | 0 | 0 | 1 | 0.12608 | 0.12333 | 1
4907 | 0.17616 | 0.14026 | 1 | 0 | 0 | 1 | 0.17616 | 0.14026 | 1
4908 | 0.23533 | 0.13481 | 1 | 0 | 0 | 1 | 0.23533 | 0.13481 | 1
4909 | 0.2664 | 0.16292 | 1 | 0 | 0 | 1 | 0.2664 | 0.16292 | 1
4910 | 0.25275 | 0.16277 | 1 | 0 | 0 | 1 | 0.25275 | 0.16277 | 1
4911 | 0.28456 | 0.18055 | 1 | 0 | 0 | 1 | 0.28456 | 0.18055 | 1
4912 | 0.18414 | 0.16073 | 1 | 0 | 0 | 1 | 0.18414 | 0.16073 | 1
4913 | 0.067474 | 0.14027 | 1 | 0 | 0 | 1 | 0.067474 | 0.14027 | 1
4914 | 0 | 0.11743 | 1 | 0 | 1 | 1 | 0 | 0.11743 | 1
4915 | 0 | 0.087959 | 1 | 0 | 1 | 1 | 0 | 0.087959 | 1
4916 | 0 | 0.047606 | 1 | 0 | 1 | 1 | 0 | 0.047606 | 1
4917 | 0 | 0.038936 | 1 | 0 | 1 | 1 | 0 | 0.038936 | 1
4918 | 0 | 0.038908 | 1 | 0 | 0 | 1 | 0 | 0.038908 | 1
4919 | 0 | 0.063659 | 1 | 0 | 0 | 1 | 0 | 0.063659 | 1
4920 | 0 | 0.034621 | 1 | 0 | 0 | 1 | 0 | 0.034621 | 1
4921 | 0 | 0.062404 | 1 | 0 | 0 | 1 | 0 | 0.062404 | 1
4922 | 0 | 0.050646 | 1 | 0 | 0 | 1 | 0 | 0.050646 | 1
4923 | 0 | 0.038663 | 1 | 0 | 0 | 1 | 0 | 0.038663 | 1
4924 | 0 | 0.0058103 | 1 | 0 | 0 | 1 | 0 | 0.0058103 | 1
4925 | 0 | 0.014604 | 1 | 0 | 0 | 1 | 0 | 0.014604 | 1
4926 | 0 | 0.012345 | 1 | 0 | 0 | 1 | 0 | 0.012345 | 1
4927 | 0 | 0.030741 | 1 | 0 | 0 | 1 | 0 | 0.030741 | 1
4928 | 0 | 0.029966 | 1 | 0 | 0 | 1 | 0 | 0.029966 | 1
4929 | 0 | 0.050314 | 1 | 0 | 0 | 1 | 0 | 0.050314 | 1
4930 | 0.14703 | 0.087293 | 1 | 0 | 0 | 1 | 0.14703 | 0.087293 | 1
4931 | 0.19682 | 0.12209 | 1 | 0 | 0 | 1 | 0.19682 | 0.12209 | 1
4932 | 0.23759 | 0.12105 | 1 | 0 | 0 | 1 | 0.23759 | 0.12105 | 1
4933 | 0.29819 | 0.13677 | 1 | 0 | 0 | 1 | 0.29819 | 0.13677 | 1
4934 | 0.29711 | 0.14228 | 1 | 0 | 0 | 1 | 0.29711 | 0.14228 | 1
4935 | 0.26529 | 0.14913 | 1 | 0 | 0 | 1 | 0.26529 | 0.14913 | 1
4936 | 0.25704 | 0.13046 | 1 | 0 | 0 | 1 | 0.25704 | 0.13046 | 1
4937 | 0.094365 | 0.10632 | 1 | 0 | 0 | 1 | 0.094365 | 0.10632 | 1
4938 | 0 | 0.08193 | 1 | 0 | 1 | 1 | 0 | 0.08193 | 1
4939 | 0 | 0.064322 | 1 | 0 | 1 | 1 | 0 | 0.064322 | 1
4940 | 0 | 0.0060231 | 1 | 0 | 1 | 1 | 0 | 0.0060231 | 1
4941 | 0 | 0.0047676 | 1 | 0 | 1 | 1 | 0 | 0.0047676 | 1
4942 | 0 | 0.0053538 | 1 | 0 | 0 | 1 | 0 | 0.0053538 | 1
4943 | 0 | 0.037301 | 1 | 0 | 0 | 1 | 0 | 0.037301 | 1
4944 | 0 | 0.0035736 | 1 | 0 | 0 | 1 | 0 | 0.0035736 | 1
4945 | 0 | 0.027379 | 1 | 0 | 0 | 1 | 0 | 0.027379 | 1
4946 | 0 | 0.0039331 | 1 | 0 | 0 | 1 | 0 | 0.0039331 | 1
4947 | 0 | 0 | 1 | 0 | 0 | 1 | 0 | 0 | 1
4948 | 0 | 0 | 1 | 0 | 0 | 1 | 0 | 0 | 1
4949 | 0 | 0.0031428 | 1 | 0 | 0 | 1 | 0 | 0.0031428 | 1
4950 | 0 | 0.012762 | 1 | 0 | 0 | 1 | 0 | 0.012762 | 1
4951 | 0 | 0.010968 | 1 | 0 | 0 | 1 | 0 | 0.010968 | 1
4952 | 0 | 0.009654 | 1 | 0 | 0 | 1 | 0 | 0.009654 | 1
4953 | 0.059711 | 0.047096 | 1 | 0 | 0 | 1 | 0.059711 | 0.047096 | 1
4954 | 0.22573 | 0.068621 | 1 | 0 | 0 | 1 | 0.22573 | 0.068621 | 1
4955 | 0.31958 | 0.10897 | 1 | 0 | 0 | 1 | 0.31958 | 0.10897 | 1
4956 | 0.36191 | 0.14052 | 1 | 0 | 0 | 1 | 0.36191 | 0.14052 | 1
4957 | 0.39012 | 0.15365 | 1 | 0 | 0 | 1 | 0.39012 | 0.15365 | 1
4958 | 0.37893 | 0.1552 | 1 | 0 | 0 | 1 | 0.37893 | 0.1552 | 1
4959 | 0.33523 | 0.12224 | 1 | 0 | 0 | 1 | 0.33523 | 0.12224 | 1
4960 | 0.22688 | 0.10012 | 1 | 0 | 0 | 1 | 0.22688 | 0.10012 | 1
4961 | 0.074394 | 0.08562 | 1 | 0 | 0 | 1 | 0.074394 | 0.08562 | 1
4962 | 0 | 0.063128 | 1 | 0 | 1 | 1 | 0 | 0.063128 | 1
4963 | 0 | 0.05297 | 1 | 0 | 1 | 1 | 0 | 0.05297 | 1
4964 | 0 | 0.011362 | 1 | 0 | 1 | 1 | 0 | 0.011362 | 1
4965 | 0 | 0.0010298 | 1 | 0 | 1 | 1 | 0 | 0.0010298 | 1
4966 | 0 | 0 | 1 | 0 | 0 | 1 | 0 | 0 | 1
4967 | 0 | 0.013138 | 1 | 0 | 0 | 1 | 0 | 0.013138 | 1
4968 | 0 | 0 | 1 | 0 | 0 | 1 | 0 | 0 | 1
4969 | 0 | 0 | 1 | 0 | 0 | 1 | 0 | 0 | 1
4970 | 0 | 0.0018955 | 1 | 0 | 0 | 1 | 0 | 0.0018955 | 1
4971 | 0 | 0 | 1 | 0 | 0 | 1 | 0 | 0 | 1
4972 | 0 | 0 | 1 | 0 | 0 | 1 | 0 | 0 | 1
4973 | 0 | 0.0030875 | 1 | 0 | 0 | 1 | 0 | 0.0030875 | 1
4974 | 0 | 0.010052 | 1 | 0 | 0 | 1 | 0 | 0.010052 | 1
4975 | 0 | 0.016989 | 1 | 0 | 0 | 1 | 0 | 0.016989 | 1
4976 | 0 | 0.019463 | 1 | 0 | 0 | 1 | 0 | 0.019463 | 1
4977 | 0.052615 | 0.068754 | 1 | 0 | 0 | 1 | 0.052615 | 0.068754 | 1
4978 | 0.21495 | 0.11139 | 1 | 0 | 0 | 1 | 0.21495 | 0.11139 | 1
4979 | 0.29852 | 0.15831 | 1 | 0 | 0 | 1 | 0.29852 | 0.15831 | 1
4980 | 0.32749 | 0.18644 | 1 | 0 | 0 | 1 | 0.32749 | 0.18644 | 1
4981 | 0.34724 | 0.2033 | 1 | 0 | 0 | 1 | 0.34724 | 0.2033 | 1
4982 | 0.36916 | 0.22048 | 1 | 0 | 0 | 1 | 0.36916 | 0.22048 | 1
4983 | 0.31536 | 0.16739 | 1 | 0 | 0 | 1 | 0.31536 | 0.16739 | 1
4984 | 0.22867 | 0.16933 | 1 | 0 | 0 | 1 | 0.22867 | 0.16933 | 1
4985 | 0.10139 | 0.14929 | 1 | 0 | 0 | 1 | 0.10139 | 0.14929 | 1
4986 | 0 | 0.12604 | 1 | 0 | 1 | 1 | 0 | 0.12604 | 1
4987 | 0 | 0.095903 | 1 | 0 | 1 | 1 | 0 | 0.095903 | 1
4988 | 0 | 0.079596 | 1 | 0 | 1 | 1 | 0 | 0.079596 | 1
4989 | 0 | 0.057295 | 1 | 0 | 1 | 1 | 0 | 0.057295 | 1
4990 | 0 | 0.061047 | 1 | 0 | 0 | 1 | 0 | 0.061047 | 1
4991 | 0 | 0.061898 | 1 | 0 | 0 | 1 | 0 | 0.061898 | 1
4992 | 0 | 0.054963 | 1 | 0 | 0 | 1 | 0 | 0.054963 | 1
4993 | 0 | 0 | 1 | 0 | 0 | 1 | 0 | 0 | 1
4994 | 0 | 0.046452 | 1 | 0 | 0 | 1 | 0 | 0.046452 | 1
4995 | 0 | 0.026659 | 1 | 0 | 0 | 1 | 0 | 0.026659 | 1
4996 | 0 | 0.0097674 | 1 | 0 | 0 | 1 | 0 | 0.0097674 | 1
4997 | 0 | 0.027831 | 1 | 0 | 0 | 1 | 0 | 0.027831 | 1
4998 | 0 | 0.043872 | 1 | 0 | 0 | 1 | 0 | 0.043872 | 1
4999 | 0 | 0.055218 | 1 | 0 | 0 | 1 | 0 | 0.055218 | 1
5000 | 0 | 0.061559 | 1 | 0 | 0 | 1 | 0 | 0.061559 | 1
5001 | 0.108 | 0.12441 | 1 | 0 | 0 | 1 | 0.108 | 0.12441 | 1
5002 | 0.31462 | 0.18867 | 1 | 0 | 0 | 1 | 0.31462 | 0.18867 | 1
5003 | 0.39227 | 0.20163 | 1 | 0 | 0 | 1 | 0.39227 | 0.20163 | 1
5004 | 0.38023 | 0.22946 | 1 | 0 | 0 | 1 | 0.38023 | 0.22946 | 1
5005 | 0.36137 | 0.24898 | 1 | 0 | 0 | 1 | 0.36137 | 0.24898 | 1
5006 | 0.36242 | 0.27329 | 1 | 0 | 0 | 1 | 0.36242 | 0.27329 | 1
5007 | 0.3556 | 0.21255 | 1 | 0 | 0 | 1 | 0.3556 | 0.21255 | 1
5008 | 0.21421 | 0.22344 | 1 | 0 | 0 | 1 | 0.21421 | 0.22344 | 1
5009 | 0.10066 | 0.22044 | 1 | 0 | 0 | 1 | 0.10066 | 0.22044 | 1
5010 | 0 | 0.18176 | 1 | 0 | 1 | 1 | 0 | 0.18176 | 1
5011 | 0 | 0.13487 | 1 | 0 | 1 | 1 | 0 | 0.13487 | 1
5012 | 0 | 0.14169 | 1 | 0 | 1 | 1 | 0 | 0.14169 | 1
5013 | 0 | 0.12225 | 1 | 0 | 1 | 1 | 0 | 0.12225 | 1
5014 | 0 | 0.12177 | 1 | 0 | 0 | 1 | 0 | 0.12177 | 1
5015 | 0 | 0.1042 | 1 | 0 | 0 | 1 | 0 | 0.1042 | 1
5016 | 0 | 0.1136 | 1 | 0 | 0 | 1 | 0 | 0.1136 | 1
5017 | 0 | 0.038204 | 1 | 0 | 0 | 1 | 0 | 0.038204 | 1
5018 | 0 | 0.092111 | 1 | 0 | 0 | 1 | 0 | 0.092111 | 1
5019 | 0 | 0.066655 | 1 | 0 | 0 | 1 | 0 | 0.066655 | 1
5020 | 0 | 0.050228 | 1 | 0 | 0 | 1 | 0 | 0.050228 | 1
5021 | 0 | 0.053767 | 1 | 0 | 0 | 1 | 0 | 0.053767 | 1
5022 | 0 | 0.056125 | 1 | 0 | 0 | 1 | 0 | 0.056125 | 1
5023 | 0 | 0.082971 | 1 | 0 | 0 | 1 | 0 | 0.082971 | 1
5024 | 0 | 0.10644 | 1 | 0 | 0 | 1 | 0 | 0.10644 | 1
5025 | 0.076809 | 0.15917 | 1 | 0 | 0 | 1 | 0.076809 | 0.15917 | 1
5026 | 0.28442 | 0.21935 | 1 | 0 | 0 | 1 | 0.28442 | 0.21935 | 1
5027 | 0.33811 | 0.22402 | 1 | 0 | 0 | 1 | 0.33811 | 0.22402 | 1
5028 | 0.38012 | 0.23735 | 1 | 0 | 0 | 1 | 0.38012 | 0.23735 | 1
5029 | 0.39412 | 0.28165 | 1 | 0 | 0 | 1 | 0.39412 | 0.28165 | 1
5030 | 0.39474 | 0.31101 | 1 | 0 | 0 | 1 | 0.39474 | 0.31101 | 1
5031 | 0.33191 | 0.28821 | 1 | 0 | 0 | 1 | 0.33191 | 0.28821 | 1
5032 | 0.28988 | 0.2693 | 1 | 0 | 0 | 1 | 0.28988 | 0.2693 | 1
5033 | 0.13358 | 0.27689 | 1 | 0 | 0 | 1 | 0.13358 | 0.27689 | 1
5034 | 0 | 0.25575 | 1 | 0 | 1 | 1 | 0 | 0.25575 | 1
5035 | 0 | 0.20743 | 1 | 0 | 1 | 1 | 0 | 0.20743 | 1
5036 | 0 | 0.19739 | 1 | 0 | 1 | 1 | 0 | 0.19739 | 1
5037 | 0 | 0.18223 | 1 | 0 | 1 | 1 | 0 | 0.18223 | 1
5038 | 0 | 0.1769 | 1 | 0 | 0 | 1 | 0 | 0.1769 | 1
5039 | 0 | 0.15842 | 1 | 0 | 0 | 1 | 0 | 0.15842 | 1
5040 | 0 | 0.18739 | 1 | 0 | 0 | 1 | 0 | 0.18739 | 1
5041 | 0 | 0.083338 | 1 | 0 | 0 | 1 | 0 | 0.083338 | 1
5042 | 0 | 0.11801 | 1 | 0 | 0 | 1 | 0 | 0.11801 | 1
5043 | 0 | 0.10029 | 1 | 0 | 0 | 1 | 0 | 0.10029 | 1
5044 | 0 | 0.075264 | 1 | 0 | 0 | 1 | 0 | 0.075264 | 1
5045 | 0 | 0.076593 | 1 | 0 | 0 | 1 | 0 | 0.076593 | 1
5046 | 0 | 0.090423 | 1 | 0 | 0 | 1 | 0 | 0.090423 | 1
5047 | 0 | 0.1082 | 1 | 0 | 0 | 1 | 0 | 0.1082 | 1
5048 | 0 | 0.11508 | 1 | 0 | 0 | 1 | 0 | 0.11508 | 1
5049 | 0.085745 | 0.17231 | 1 | 0 | 0 | 1 | 0.085745 | 0.17231 | 1
5050 | 0.27951 | 0.20612 | 1 | 0 | 0 | 1 | 0.27951 | 0.20612 | 1
5051 | 0.30589 | 0.21492 | 1 | 0 | 0 | 1 | 0.30589 | 0.21492 | 1
5052 | 0.32661 | 0.22946 | 1 | 0 | 0 | 1 | 0.32661 | 0.22946 | 1
5053 | 0.4083 | 0.24343 | 1 | 0 | 0 | 1 | 0.4083 | 0.24343 | 1
5054 | 0.41093 | 0.23974 | 1 | 0 | 0 | 1 | 0.41093 | 0.23974 | 1
5055 | 0.2536 | 0.25232 | 1 | 0 | 0 | 1 | 0.2536 | 0.25232 | 1
5056 | 0.21692 | 0.2638 | 1 | 0 | 0 | 1 | 0.21692 | 0.2638 | 1
5057 | 0.087093 | 0.27769 | 1 | 0 | 0 | 1 | 0.087093 | 0.27769 | 1
5058 | 0 | 0.20904 | 1 | 0 | 1 | 1 | 0 | 0.20904 | 1
5059 | 0 | 0.16277 | 1 | 0 | 1 | 1 | 0 | 0.16277 | 1
5060 | 0 | 0.15784 | 1 | 0 | 1 | 1 | 0 | 0.15784 | 1
5061 | 0 | 0.1525 | 1 | 0 | 1 | 1 | 0 | 0.1525 | 1
5062 | 0 | 0.16058 | 1 | 0 | 0 | 1 | 0 | 0.16058 | 1
5063 | 0 | 0.15604 | 1 | 0 | 0 | 1 | 0 | 0.15604 | 1
5064 | 0 | 0.15826 | 1 | 0 | 0 | 1 | 0 | 0.15826 | 1
5065 | 0 | 0.14583 | 0.98812 | 0 | 0 | 1 | 0 | 0.14583 | 1
5066 | 0 | 0.092838 | 0.98812 | 0 | 0 | 1 | 0 | 0.092838 | 1
5067 | 0 | 0.087881 | 0.98812 | 0 | 0 | 1 | 0 | 0.087881 | 1
5068 | 0 | 0.098852 | 0.98812 | 0 | 0 | 1 | 0 | 0.098852 | 1
5069 | 0 | 0.084853 | 0.98812 | 0 | 0 | 1 | 0 | 0.084853 | 1
5070 | 0 | 0.069903 | 0.98812 | 0 | 0 | 1 | 0 | 0.069903 | 1
5071 | 0 | 0.066884 | 0.98812 | 0 | 0 | 1 | 0 | 0.066884 | 1
5072 | 0 | 0.098003 | 0.98812 | 0 | 0 | 1 | 0 | 0.098003 | 1
5073 | 0.00041796 | 0.136 | 0.98812 | 0 | 0 | 1 | 0.00041796 | 0.136 | 1
5074 | 0.12531 | 0.16592 | 0.98812 | 0 | 0 | 1 | 0.12531 | 0.16592 | 1
5075 | 0.15654 | 0.18703 | 0.98812 | 0 | 0 | 1 | 0.15654 | 0.18703 | 1
5076 | 0.2267 | 0.20004 | 0.98812 | 0 | 0 | 1 | 0.2267 | 0.20004 | 1
5077 | 0.25342 | 0.20308 | 0.98812 | 0 | 0 | 1 | 0.25342 | 0.20308 | 1
5078 | 0.27642 | 0.21859 | 0.98812 | 0 | 0 | 1 | 0.27642 | 0.21859 | 1
5079 | 0.18059 | 0.23992 | 0.98812 | 0 | 0 | 1 | 0.18059 | 0.23992 | 1
5080 | 0.17193 | 0.23873 | 0.98812 | 0 | 0 | 1 | 0.17193 | 0.23873 | 1
5081 | 0.068863 | 0.24433 | 0.98812 | 0 | 0 | 1 | 0.068863 | 0.24433 | 1
5082 | 0 | 0.19929 | 0.98812 | 0 | 1 | 1 | 0 | 0.19929 | 1
5083 | 0 | 0.16756 | 0.98812 | 0 | 1 | 1 | 0 | 0.16756 | 1
5084 | 0 | 0.16025 | 0.98812 | 0 | 1 | 1 | 0 | 0.16025 | 1
5085 | 0 | 0.15789 | 0.98812 | 0 | 1 | 1 | 0 | 0.15789 | 1
5086 | 0 | 0.15875 | 0.98812 | 0 | 0 | 1 | 0 | 0.15875 | 1
5087 | 0 | 0.12207 | 0.98812 | 0 | 0 | 1 | 0 | 0.12207 | 1
5088 | 0 | 0.10191 | 0.98812 | 0 | 0 | 1 | 0 | 0.10191 | 1
5089 | 0 | 0.14283 | 0.98812 | 0 | 0 | 1 | 0 | 0.14283 | 1
5090 | 0 | 0.050845 | 0.98812 | 0 | 0 | 1 | 0 | 0.050845 | 1
5091 | 0 | 0.059297 | 0.98812 | 0 | 0 | 1 | 0 | 0.059297 | 1
5092 | 0 | 0.061997 | 0.98812 | 0 | 0 | 1 | 0 | 0.061997 | 1
5093 | 0 | 0.046391 | 0.98812 | 0 | 0 | 1 | 0 | 0.046391 | 1
5094 | 0 | 0.037232 | 0.98812 | 0 | 0 | 1 | 0 | 0.037232 | 1
5095 | 0 | 0.040312 | 0.98812 | 0 | 0 | 1 | 0 | 0.040312 | 1
5096 | 0 | 0.068875 | 0.98812 | 0 | 0 | 1 | 0 | 0.068875 | 1
5097 | 0 | 0.098721 | 0.98812 | 0 | 0 | 1 | 0 | 0.098721 | 1
5098 | 0.084774 | 0.14349 | 0.98812 | 0 | 0 | 1 | 0.084774 | 0.14349 | 1
5099 | 0.1152 | 0.16978 | 0.98812 | 0 | 0 | 1 | 0.1152 | 0.16978 | 1
5100 | 0.16239 | 0.2116 | 0.98812 | 0 | 0 | 1 | 0.16239 | 0.2116 | 1
5101 | 0.16967 | 0.19752 | 0.98812 | 0 | 0 | 1 | 0.16967 | 0.19752 | 1
5102 | 0.18792 | 0.19473 | 0.98812 | 0 | 0 | 1 | 0.18792 | 0.19473 | 1
5103 | 0.12841 | 0.19816 | 0.98812 | 0 | 0 | 1 | 0.12841 | 0.19816 | 1
5104 | 0.092615 | 0.21049 | 0.98812 | 0 | 0 | 1 | 0.092615 | 0.21049 | 1
5105 | 0.0086046 | 0.22987 | 0.98812 | 0 | 0 | 1 | 0.0086046 | 0.22987 | 1
5106 | 0 | 0.17943 | 0.98812 | 0 | 1 | 1 | 0 | 0.17943 | 1
5107 | 0 | 0.15347 | 0.98812 | 0 | 1 | 1 | 0 | 0.15347 | 1
5108 | 0 | 0.17185 | 0.98812 | 0 | 1 | 1 | 0 | 0.17185 | 1
5109 | 0 | 0.16462 | 0.98812 | 0 | 1 | 1 | 0 | 0.16462 | 1
5110 | 0 | 0.15632 | 0.98812 | 0 | 0 | 1 | 0 | 0.15632 | 1
5111 | 0 | 0.11854 | 0.98812 | 0 | 0 | 1 | 0 | 0.11854 | 1
5112 | 0 | 0.090141 | 0.98812 | 0 | 0 | 1 | 0 | 0.090141 | 1
5113 | 0 | 0.1005 | 0.98812 | 0 | 0 | 1 | 0 | 0.1005 | 1
5114 | 0 | 0.060474 | 0.98812 | 0 | 0 | 1 | 0 | 0.060474 | 1
5115 | 0 | 0.028919 | 0.98812 | 0 | 0 | 1 | 0 | 0.028919 | 1
5116 | 0 | 0.039401 | 0.98812 | 0 | 0 | 1 | 0 | 0.039401 | 1
5117 | 0 | 0.039962 | 0.98812 | 0 | 0 | 1 | 0 | 0.039962 | 1
5118 | 0 | 0.034626 | 0.98812 | 0 | 0 | 1 | 0 | 0.034626 | 1
5119 | 0 | 0.045566 | 0.98812 | 0 | 0 | 1 | 0 | 0.045566 | 1
5120 | 0 | 0.067767 | 0.98812 | 0 | 0 | 1 | 0 | 0.067767 | 1
5121 | 0 | 0.081287 | 0.98812 | 0 | 0 | 1 | 0 | 0.081287 | 1
5122 | 0.038425 | 0.12368 | 0.98812 | 0 | 0 | 1 | 0.038425 | 0.12368 | 1
5123 | 0.082785 | 0.1519 | 0.98812 | 0 | 0 | 1 | 0.082785 | 0.1519 | 1
5124 | 0.13653 | 0.19735 | 0.98812 | 0 | 0 | 1 | 0.13653 | 0.19735 | 1
5125 | 0.096092 | 0.19369 | 0.98812 | 0 | 0 | 1 | 0.096092 | 0.19369 | 1
5126 | 0.1304 | 0.20136 | 0.98812 | 0 | 0 | 1 | 0.1304 | 0.20136 | 1
5127 | 0.078084 | 0.19417 | 0.98812 | 0 | 0 | 1 | 0.078084 | 0.19417 | 1
5128 | 0.047162 | 0.20041 | 0.98812 | 0 | 0 | 1 | 0.047162 | 0.20041 | 1
5129 | 0 | 0.21006 | 0.98812 | 0 | 0 | 1 | 0 | 0.21006 | 1
5130 | 0 | 0.16683 | 0.98812 | 0 | 1 | 1 | 0 | 0.16683 | 1
5131 | 0 | 0.16143 | 0.98812 | 0 | 1 | 1 | 0 | 0.16143 | 1
5132 | 0 | 0.14312 | 0.98812 | 0 | 1 | 1 | 0 | 0.14312 | 1
5133 | 0 | 0.15435 | 0.98812 | 0 | 1 | 1 | 0 | 0.15435 | 1
5134 | 0 | 0.13224 | 0.98812 | 0 | 0 | 1 | 0 | 0.13224 | 1
5135 | 0 | 0.097701 | 0.98812 | 0 | 0 | 1 | 0 | 0.097701 | 1
5136 | 0 | 0.071106 | 0.98812 | 0 | 0 | 1 | 0 | 0.071106 | 1
5137 | 0 | 0.096965 | 0.98812 | 0 | 0 | 1 | 0 | 0.096965 | 1
5138 | 0 | 0.063796 | 0.98812 | 0 | 0 | 1 | 0 | 0.063796 | 1
5139 | 0 | 0.022631 | 0.98812 | 0 | 0 | 1 | 0 | 0.022631 | 1
5140 | 0 | 0.025783 | 0.98812 | 0 | 0 | 1 | 0 | 0.025783 | 1
5141 | 0 | 0.024696 | 0.98812 | 0 | 0 | 1 | 0 | 0.024696 | 1
5142 | 0 | 0.019387 | 0.98812 | 0 | 0 | 1 | 0 | 0.019387 | 1
5143 | 0 | 0.050661 | 0.98812 | 0 | 0 | 1 | 0 | 0.050661 | 1
5144 | 0 | 0.058973 | 0.98812 | 0 | 0 | 1 | 0 | 0.058973 | 1
5145 | 0.021725 | 0.064857 | 0.98812 | 0 | 0 | 1 | 0.021725 | 0.064857 | 1
5146 | 0.11076 | 0.11099 | 0.98812 | 0 | 0 | 1 | 0.11076 | 0.11099 | 1
5147 | 0.13752 | 0.14575 | 0.98812 | 0 | 0 | 1 | 0.13752 | 0.14575 | 1
5148 | 0.19082 | 0.19341 | 0.98812 | 0 | 0 | 1 | 0.19082 | 0.19341 | 1
5149 | 0.1644 | 0.21414 | 0.98812 | 0 | 0 | 1 | 0.1644 | 0.21414 | 1
5150 | 0.16925 | 0.20857 | 0.98812 | 0 | 0 | 1 | 0.16925 | 0.20857 | 1
5151 | 0.086059 | 0.20103 | 0.98812 | 0 | 0 | 1 | 0.086059 | 0.20103 | 1
5152 | 0.040922 | 0.21406 | 0.98812 | 0 | 0 | 1 | 0.040922 | 0.21406 | 1
5153 | 0 | 0.21151 | 0.98812 | 0 | 0 | 1 | 0 | 0.21151 | 1
5154 | 0 | 0.15736 | 0.98812 | 0 | 1 | 1 | 0 | 0.15736 | 1
5155 | 0 | 0.1625 | 0.98812 | 0 | 1 | 1 | 0 | 0.1625 | 1
5156 | 0 | 0.15225 | 0.98812 | 0 | 1 | 1 | 0 | 0.15225 | 1
5157 | 0 | 0.16794 | 0.98812 | 0 | 1 | 1 | 0 | 0.16794 | 1
5158 | 0 | 0.14994 | 0.98812 | 0 | 0 | 1 | 0 | 0.14994 | 1
5159 | 0 | 0.13799 | 0.98812 | 0 | 0 | 1 | 0 | 0.13799 | 1
5160 | 0 | 0.13586 | 0.98812 | 0 | 0 | 1 | 0 | 0.13586 | 1
5161 | 0 | 0.077216 | 0.98812 | 0 | 0 | 1 | 0 | 0.077216 | 1
5162 | 0 | 0.12262 | 0.98812 | 0 | 0 | 1 | 0 | 0.12262 | 1
5163 | 0 | 0.068685 | 0.98812 | 0 | 0 | 1 | 0 | 0.068685 | 1
5164 | 0 | 0.07014 | 0.98812 | 0 | 0 | 1 | 0 | 0.07014 | 1
5165 | 0 | 0.069925 | 0.98812 | 0 | 0 | 1 | 0 | 0.069925 | 1
5166 | 0 | 0.065395 | 0.98812 | 0 | 0 | 1 | 0 | 0.065395 | 1
5167 | 0 | 0.085869 | 0.98812 | 0 | 0 | 1 | 0 | 0.085869 | 1
5168 | 0 | 0.086544 | 0.98812 | 0 | 0 | 1 | 0 | 0.086544 | 1
5169 | 0.05022 | 0.11896 | 0.98812 | 0 | 0 | 1 | 0.05022 | 0.11896 | 1
5170 | 0.15903 | 0.13183 | 0.98812 | 0 | 0 | 1 | 0.15903 | 0.13183 | 1
5171 | 0.21065 | 0.19031 | 0.98812 | 0 | 0 | 1 | 0.21065 | 0.19031 | 1
5172 | 0.25809 | 0.22004 | 0.98812 | 0 | 0 | 1 | 0.25809 | 0.22004 | 1
5173 | 0.24353 | 0.23726 | 0.98812 | 0 | 0 | 1 | 0.24353 | 0.23726 | 1
5174 | 0.25901 | 0.24492 | 0.98812 | 0 | 0 | 1 | 0.25901 | 0.24492 | 1
5175 | 0.17785 | 0.23272 | 0.98812 | 0 | 0 | 1 | 0.17785 | 0.23272 | 1
5176 | 0.11599 | 0.23319 | 0.98812 | 0 | 0 | 1 | 0.11599 | 0.23319 | 1
5177 | 0.0035835 | 0.2382 | 0.98812 | 0 | 0 | 1 | 0.0035835 | 0.2382 | 1
5178 | 0 | 0.17022 | 0.98812 | 0 | 1 | 1 | 0 | 0.17022 | 1
5179 | 0 | 0.14005 | 0.98812 | 0 | 1 | 1 | 0 | 0.14005 | 1
5180 | 0 | 0.14763 | 0.98812 | 0 | 1 | 1 | 0 | 0.14763 | 1
5181 | 0 | 0.16432 | 0.98812 | 0 | 1 | 1 | 0 | 0.16432 | 1
5182 | 0 | 0.13921 | 0.98812 | 0 | 0 | 1 | 0 | 0.13921 | 1
5183 | 0 | 0.1472 | 0.98812 | 0 | 0 | 1 | 0 | 0.1472 | 1
5184 | 0 | 0.14611 | 0.98812 | 0 | 0 | 1 | 0 | 0.14611 | 1
5185 | 0 | 0.14552 | 0.98812 | 0 | 0 | 1 | 0 | 0.14552 | 1
5186 | 0 | 0.13473 | 0.98812 | 0 | 0 | 1 | 0 | 0.13473 | 1
5187 | 0 | 0.098714 | 0.98812 | 0 | 0 | 1 | 0 | 0.098714 | 1
5188 | 0 | 0.072962 | 0.98812 | 0 | 0 | 1 | 0 | 0.072962 | 1
5189 | 0 | 0.036865 | 0.98812 | 0 | 0 | 1 | 0 | 0.036865 | 1
5190 | 0 | 0.044731 | 0.98812 | 0 | 0 | 1 | 0 | 0.044731 | 1
5191 | 0 | 0.079338 | 0.98812 | 0 | 0 | 1 | 0 | 0.079338 | 1
5192 | 0 | 0.079343 | 0.98812 | 0 | 0 | 1 | 0 | 0.079343 | 1
5193 | 0.057378 | 0.12928 | 0.98812 | 0 | 0 | 1 | 0.057378 | 0.12928 | 1
5194 | 0.19991 | 0.14511 | 0.98812 | 0 | 0 | 1 | 0.19991 | 0.14511 | 1
5195 | 0.25765 | 0.19142 | 0.98812 | 0 | 0 | 1 | 0.25765 | 0.19142 | 1
5196 | 0.3477 | 0.2272 | 0.98812 | 0 | 0 | 1 | 0.3477 | 0.2272 | 1
5197 | 0.37396 | 0.24434 | 0.98812 | 0 | 0 | 1 | 0.37396 | 0.24434 | 1
5198 | 0.36772 | 0.24269 | 0.98812 | 0 | 0 | 1 | 0.36772 | 0.24269 | 1
5199 | 0.32112 | 0.23357 | 0.98812 | 0 | 0 | 1 | 0.32112 | 0.23357 | 1
5200 | 0.22576 | 0.22508 | 0.98812 | 0 | 0 | 1 | 0.22576 | 0.22508 | 1
5201 | 0.084389 | 0.22574 | 0.98812 | 0 | 0 | 1 | 0.084389 | 0.22574 | 1
5202 | 0 | 0.18782 | 0.98812 | 0 | 1 | 1 | 0 | 0.18782 | 1
5203 | 0 | 0.14784 | 0.98812 | 0 | 1 | 1 | 0 | 0.14784 | 1
5204 | 0 | 0.13596 | 0.98812 | 0 | 1 | 1 | 0 | 0.13596 | 1
5205 | 0 | 0.14268 | 0.98812 | 0 | 1 | 1 | 0 | 0.14268 | 1
5206 | 0 | 0.11125 | 0.98812 | 0 | 0 | 1 | 0 | 0.11125 | 1
5207 | 0 | 0.11244 | 0.98812 | 0 | 0 | 1 | 0 | 0.11244 | 1
5208 | 0 | 0.11885 | 0.98812 | 0 | 0 | 1 | 0 | 0.11885 | 1
5209 | 0 | 0.1566 | 1 | 0 | 0 | 1 | 0 | 0.1566 | 1
5210 | 0 | 0.10626 | 1 | 0 | 0 | 1 | 0 | 0.10626 | 1
5211 | 0 | 0.087659 | 1 | 0 | 0 | 1 | 0 | 0.087659 | 1
5212 | 0 | 0.066543 | 1 | 0 | 0 | 1 | 0 | 0.066543 | 1
5213 | 0 | 0.032142 | 1 | 0 | 0 | 1 | 0 | 0.032142 | 1
5214 | 0 | 0.046796 | 1 | 0 | 0 | 1 | 0 | 0.046796 | 1
5215 | 0 | 0.067653 | 1 | 0 | 0 | 1 | 0 | 0.067653 | 1
5216 | 0 | 0.056533 | 1 | 0 | 0 | 1 | 0 | 0.056533 | 1
5217 | 0.067594 | 0.11596 | 1 | 0 | 0 | 1 | 0.067594 | 0.11596 | 1
5218 | 0.2115 | 0.13423 | 1 | 0 | 0 | 1 | 0.2115 | 0.13423 | 1
5219 | 0.28914 | 0.15934 | 1 | 0 | 0 | 1 | 0.28914 | 0.15934 | 1
5220 | 0.36909 | 0.18081 | 1 | 0 | 0 | 1 | 0.36909 | 0.18081 | 1
5221 | 0.44176 | 0.17714 | 1 | 0 | 0 | 1 | 0.44176 | 0.17714 | 1
5222 | 0.47788 | 0.17266 | 1 | 0 | 0 | 1 | 0.47788 | 0.17266 | 1
5223 | 0.43698 | 0.17688 | 1 | 0 | 0 | 1 | 0.43698 | 0.17688 | 1
5224 | 0.27531 | 0.17212 | 1 | 0 | 0 | 1 | 0.27531 | 0.17212 | 1
5225 | 0.084616 | 0.17983 | 1 | 0 | 0 | 1 | 0.084616 | 0.17983 | 1
5226 | 0 | 0.15581 | 1 | 0 | 1 | 1 | 0 | 0.15581 | 1
5227 | 0 | 0.12684 | 1 | 0 | 1 | 1 | 0 | 0.12684 | 1
5228 | 0 | 0.090927 | 1 | 0 | 1 | 1 | 0 | 0.090927 | 1
5229 | 0 | 0.098788 | 1 | 0 | 1 | 1 | 0 | 0.098788 | 1
5230 | 0 | 0.070731 | 1 | 0 | 0 | 1 | 0 | 0.070731 | 1
5231 | 0 | 0.070199 | 1 | 0 | 0 | 1 | 0 | 0.070199 | 1
5232 | 0 | 0.066532 | 1 | 0 | 0 | 1 | 0 | 0.066532 | 1
5233 | 0 | 0.12735 | 0.94134 | 0 | 0 | 1 | 0 | 0.12735 | 1
5234 | 0 | 0.078275 | 0.94134 | 0 | 0 | 1 | 0 | 0.078275 | 1
5235 | 0 | 0.062055 | 0.94134 | 0 | 0 | 1 | 0 | 0.062055 | 1
5236 | 0 | 0.03545 | 0.94134 | 0 | 0 | 1 | 0 | 0.03545 | 1
5237 | 0 | 0 | 0.94134 | 0 | 0 | 1 | 0 | 0 | 1
5238 | 0 | 0.018617 | 0.94134 | 0 | 0 | 1 | 0 | 0.018617 | 1
5239 | 0 | 0.051791 | 0.94134 | 0 | 0 | 1 | 0 | 0.051791 | 1
5240 | 0 | 0.044943 | 0.94134 | 0 | 0 | 1 | 0 | 0.044943 | 1
5241 | 0.051484 | 0.058235 | 0.94134 | 0 | 0 | 1 | 0.051484 | 0.058235 | 1
5242 | 0.17123 | 0.087439 | 0.94134 | 0 | 0 | 1 | 0.17123 | 0.087439 | 1
5243 | 0.26087 | 0.1124 | 0.94134 | 0 | 0 | 1 | 0.26087 | 0.1124 | 1
5244 | 0.37129 | 0.14239 | 0.94134 | 0 | 0 | 1 | 0.37129 | 0.14239 | 1
5245 | 0.4438 | 0.14559 | 0.94134 | 0 | 0 | 1 | 0.4438 | 0.14559 | 1
5246 | 0.4732 | 0.14185 | 0.94134 | 0 | 0 | 1 | 0.4732 | 0.14185 | 1
5247 | 0.44178 | 0.16173 | 0.94134 | 0 | 0 | 1 | 0.44178 | 0.16173 | 1
5248 | 0.26988 | 0.16434 | 0.94134 | 0 | 0 | 1 | 0.26988 | 0.16434 | 1
5249 | 0.087669 | 0.15849 | 0.94134 | 0 | 0 | 1 | 0.087669 | 0.15849 | 1
5250 | 0 | 0.13751 | 0.94134 | 0 | 1 | 1 | 0 | 0.13751 | 1
5251 | 0 | 0.15636 | 0.94134 | 0 | 1 | 1 | 0 | 0.15636 | 1
5252 | 0 | 0.080071 | 0.94134 | 0 | 1 | 1 | 0 | 0.080071 | 1
5253 | 0 | 0.090979 | 0.94134 | 0 | 1 | 1 | 0 | 0.090979 | 1
5254 | 0 | 0.088734 | 0.94134 | 0 | 0 | 1 | 0 | 0.088734 | 1
5255 | 0 | 0.076821 | 0.94134 | 0 | 0 | 1 | 0 | 0.076821 | 1
5256 | 0 | 0.062714 | 0.94134 | 0 | 0 | 1 | 0 | 0.062714 | 1
5257 | 0 | 0.081765 | 0.94134 | 0 | 0 | 1 | 0 | 0.081765 | 1
5258 | 0 | 0.062212 | 0.94134 | 0 | 0 | 1 | 0 | 0.062212 | 1
5259 | 0 | 0.064345 | 0.94134 | 0 | 0 | 1 | 0 | 0.064345 | 1
5260 | 0 | 0.053002 | 0.94134 | 0 | 0 | 1 | 0 | 0.053002 | 1
5261 | 0 | 0.025982 | 0.94134 | 0 | 0 | 1 | 0 | 0.025982 | 1
5262 | 0 | 0.038685 | 0.94134 | 0 | 0 | 1 | 0 | 0.038685 | 1
5263 | 0 | 0.053602 | 0.94134 | 0 | 0 | 1 | 0 | 0.053602 | 1
5264 | 0 | 0.035463 | 0.94134 | 0 | 0 | 1 | 0 | 0.035463 | 1
5265 | 0.014039 | 0.031807 | 0.94134 | 0 | 0 | 1 | 0.014039 | 0.031807 | 1
5266 | 0.13563 | 0.052196 | 0.94134 | 0 | 0 | 1 | 0.13563 | 0.052196 | 1
5267 | 0.22799 | 0.09407 | 0.94134 | 0 | 0 | 1 | 0.22799 | 0.09407 | 1
5268 | 0.31864 | 0.11488 | 0.94134 | 0 | 0 | 1 | 0.31864 | 0.11488 | 1
5269 | 0.3912 | 0.12514 | 0.94134 | 0 | 0 | 1 | 0.3912 | 0.12514 | 1
5270 | 0.39754 | 0.12522 | 0.94134 | 0 | 0 | 1 | 0.39754 | 0.12522 | 1
5271 | 0.37281 | 0.15147 | 0.94134 | 0 | 0 | 1 | 0.37281 | 0.15147 | 1
5272 | 0.23371 | 0.15666 | 0.94134 | 0 | 0 | 1 | 0.23371 | 0.15666 | 1
5273 | 0.039972 | 0.14699 | 0.94134 | 0 | 0 | 1 | 0.039972 | 0.14699 | 1
5274 | 0 | 0.1218 | 0.94134 | 0 | 1 | 1 | 0 | 0.1218 | 1
5275 | 0 | 0.16179 | 0.94134 | 0 | 1 | 1 | 0 | 0.16179 | 1
5276 | 0 | 0.11692 | 0.94134 | 0 | 1 | 1 | 0 | 0.11692 | 1
5277 | 0 | 0.13398 | 0.94134 | 0 | 1 | 1 | 0 | 0.13398 | 1
5278 | 0 | 0.14944 | 0.94134 | 0 | 0 | 1 | 0 | 0.14944 | 1
5279 | 0 | 0.1356 | 0.94134 | 0 | 0 | 1 | 0 | 0.1356 | 1
5280 | 0 | 0.1011 | 0.94134 | 0 | 0 | 1 | 0 | 0.1011 | 1
5281 | 0 | 0.059048 | 0.94134 | 0 | 0 | 1 | 0 | 0.059048 | 1
5282 | 0 | 0.068071 | 0.94134 | 0 | 0 | 1 | 0 | 0.068071 | 1
5283 | 0 | 0.075203 | 0.94134 | 0 | 0 | 1 | 0 | 0.075203 | 1
5284 | 0 | 0.059261 | 0.94134 | 0 | 0 | 1 | 0 | 0.059261 | 1
5285 | 0 | 0.043242 | 0.94134 | 0 | 0 | 1 | 0 | 0.043242 | 1
5286 | 0 | 0.048237 | 0.94134 | 0 | 0 | 1 | 0 | 0.048237 | 1
5287 | 0 | 0.076536 | 0.94134 | 0 | 0 | 1 | 0 | 0.076536 | 1
5288 | 0 | 0.068017 | 0.94134 | 0 | 0 | 1 | 0 | 0.068017 | 1
5289 | 0.017173 | 0.068263 | 0.94134 | 0 | 0 | 1 | 0.017173 | 0.068263 | 1
5290 | 0.14819 | 0.068212 | 0.94134 | 0 | 0 | 1 | 0.14819 | 0.068212 | 1
5291 | 0.25221 | 0.10009 | 0.94134 | 0 | 0 | 1 | 0.25221 | 0.10009 | 1
5292 | 0.33741 | 0.11936 | 0.94134 | 0 | 0 | 1 | 0.33741 | 0.11936 | 1
5293 | 0.41358 | 0.13415 | 0.94134 | 0 | 0 | 1 | 0.41358 | 0.13415 | 1
5294 | 0.38245 | 0.13087 | 0.94134 | 0 | 0 | 1 | 0.38245 | 0.13087 | 1
5295 | 0.34792 | 0.14911 | 0.94134 | 0 | 0 | 1 | 0.34792 | 0.14911 | 1
5296 | 0.19568 | 0.16048 | 0.94134 | 0 | 0 | 1 | 0.19568 | 0.16048 | 1
5297 | 0.05114 | 0.14431 | 0.94134 | 0 | 0 | 1 | 0.05114 | 0.14431 | 1
5298 | 0 | 0.1056 | 0.94134 | 0 | 1 | 1 | 0 | 0.1056 | 1
5299 | 0 | 0.11066 | 0.94134 | 0 | 1 | 1 | 0 | 0.11066 | 1
5300 | 0 | 0.11367 | 0.94134 | 0 | 1 | 1 | 0 | 0.11367 | 1
5301 | 0 | 0.12358 | 0.94134 | 0 | 1 | 1 | 0 | 0.12358 | 1
5302 | 0 | 0.13963 | 0.94134 | 0 | 0 | 1 | 0 | 0.13963 | 1
5303 | 0 | 0.1419 | 0.94134 | 0 | 0 | 1 | 0 | 0.1419 | 1
5304 | 0 | 0.10757 | 0.94134 | 0 | 0 | 1 | 0 | 0.10757 | 1
5305 | 0 | 0.063905 | 0.94134 | 0 | 0 | 1 | 0 | 0.063905 | 1
5306 | 0 | 0.068149 | 0.94134 | 0 | 0 | 1 | 0 | 0.068149 | 1
5307 | 0 | 0.063288 | 0.94134 | 0 | 0 | 1 | 0 | 0.063288 | 1
5308 | 0 | 0.045005 | 0.94134 | 0 | 0 | 1 | 0 | 0.045005 | 1
5309 | 0 | 0.030211 | 0.94134 | 0 | 0 | 1 | 0 | 0.030211 | 1
5310 | 0 | 0.024488 | 0.94134 | 0 | 0 | 1 | 0 | 0.024488 | 1
5311 | 0 | 0.046185 | 0.94134 | 0 | 0 | 1 | 0 | 0.046185 | 1
5312 | 0 | 0.033796 | 0.94134 | 0 | 0 | 1 | 0 | 0.033796 | 1
5313 | 0.046904 | 0.050579 | 0.94134 | 0 | 0 | 1 | 0.046904 | 0.050579 | 1
5314 | 0.20595 | 0.06147 | 0.94134 | 0 | 0 | 1 | 0.20595 | 0.06147 | 1
5315 | 0.27208 | 0.074597 | 0.94134 | 0 | 0 | 1 | 0.27208 | 0.074597 | 1
5316 | 0.35491 | 0.098662 | 0.94134 | 0 | 0 | 1 | 0.35491 | 0.098662 | 1
5317 | 0.3946 | 0.1161 | 0.94134 | 0 | 0 | 1 | 0.3946 | 0.1161 | 1
5318 | 0.3538 | 0.11323 | 0.94134 | 0 | 0 | 1 | 0.3538 | 0.11323 | 1
5319 | 0.31886 | 0.12152 | 0.94134 | 0 | 0 | 1 | 0.31886 | 0.12152 | 1
5320 | 0.14372 | 0.11251 | 0.94134 | 0 | 0 | 1 | 0.14372 | 0.11251 | 1
5321 | 0 | 0.11876 | 0.94134 | 0 | 0 | 1 | 0 | 0.11876 | 1
5322 | 0 | 0.093163 | 0.94134 | 0 | 1 | 1 | 0 | 0.093163 | 1
5323 | 0 | 0.092414 | 0.94134 | 0 | 1 | 1 | 0 | 0.092414 | 1
5324 | 0 | 0.10898 | 0.94134 | 0 | 1 | 1 | 0 | 0.10898 | 1
5325 | 0 | 0.11655 | 0.94134 | 0 | 1 | 1 | 0 | 0.11655 | 1
5326 | 0 | 0.10815 | 0.94134 | 0 | 0 | 1 | 0 | 0.10815 | 1
5327 | 0 | 0.10189 | 0.94134 | 0 | 0 | 1 | 0 | 0.10189 | 1
5328 | 0 | 0.085366 | 0.94134 | 0 | 0 | 1 | 0 | 0.085366 | 1
5329 | 0 | 0.065142 | 0.94134 | 0 | 0 | 1 | 0 | 0.065142 | 1
5330 | 0 | 0.054653 | 0.94134 | 0 | 0 | 1 | 0 | 0.054653 | 1
5331 | 0 | 0.049868 | 0.94134 | 0 | 0 | 1 | 0 | 0.049868 | 1
5332 | 0 | 0.027125 | 0.94134 | 0 | 0 | 1 | 0 | 0.027125 | 1
5333 | 0 | 0.026258 | 0.94134 | 0 | 0 | 1 | 0 | 0.026258 | 1
5334 | 0 | 0.017261 | 0.94134 | 0 | 0 | 1 | 0 | 0.017261 | 1
5335 | 0 | 0.045436 | 0.94134 | 0 | 0 | 1 | 0 | 0.045436 | 1
5336 | 0 | 0.03696 | 0.94134 | 0 | 0 | 1 | 0 | 0.03696 | 1
5337 | 0.071207 | 0.060039 | 0.94134 | 0 | 0 | 1 | 0.071207 | 0.060039 | 1
5338 | 0.24074 | 0.077515 | 0.94134 | 0 | 0 | 1 | 0.24074 | 0.077515 | 1
5339 | 0.28888 | 0.081984 | 0.94134 | 0 | 0 | 1 | 0.28888 | 0.081984 | 1
5340 | 0.33494 | 0.1049 | 0.94134 | 0 | 0 | 1 | 0.33494 | 0.1049 | 1
5341 | 0.38039 | 0.12147 | 0.94134 | 0 | 0 | 1 | 0.38039 | 0.12147 | 1
5342 | 0.36794 | 0.12963 | 0.94134 | 0 | 0 | 1 | 0.36794 | 0.12963 | 1
5343 | 0.33166 | 0.1263 | 0.94134 | 0 | 0 | 1 | 0.33166 | 0.1263 | 1
5344 | 0.11726 | 0.12374 | 0.94134 | 0 | 0 | 1 | 0.11726 | 0.12374 | 1
5345 | 0.0048847 | 0.13797 | 0.94134 | 0 | 0 | 1 | 0.0048847 | 0.13797 | 1
5346 | 0 | 0.11469 | 0.94134 | 0 | 1 | 1 | 0 | 0.11469 | 1
5347 | 0 | 0.08658 | 0.94134 | 0 | 1 | 1 | 0 | 0.08658 | 1
5348 | 0 | 0.085094 | 0.94134 | 0 | 1 | 1 | 0 | 0.085094 | 1
5349 | 0 | 0.077791 | 0.94134 | 0 | 1 | 1 | 0 | 0.077791 | 1
5350 | 0 | 0.06884 | 0.94134 | 0 | 0 | 1 | 0 | 0.06884 | 1
5351 | 0 | 0.072469 | 0.94134 | 0 | 0 | 1 | 0 | 0.072469 | 1
5352 | 0 | 0.073025 | 0.94134 | 0 | 0 | 1 | 0 | 0.073025 | 1
5353 | 0 | 0.0631 | 0.94134 | 0 | 0 | 1 | 0 | 0.0631 | 1
5354 | 0 | 0.064254 | 0.94134 | 0 | 0 | 1 | 0 | 0.064254 | 1
5355 | 0 | 0.05003 | 0.94134 | 0 | 0 | 1 | 0 | 0.05003 | 1
5356 | 0 | 0.024192 | 0.94134 | 0 | 0 | 1 | 0 | 0.024192 | 1
5357 | 0 | 0.023264 | 0.94134 | 0 | 0 | 1 | 0 | 0.023264 | 1
5358 | 0 | 0.013733 | 0.94134 | 0 | 0 | 1 | 0 | 0.013733 | 1
5359 | 0 | 0.0313 | 0.94134 | 0 | 0 | 1 | 0 | 0.0313 | 1
5360 | 0 | 0.041337 | 0.94134 | 0 | 0 | 1 | 0 | 0.041337 | 1
5361 | 0.089825 | 0.072224 | 0.94134 | 0 | 0 | 1 | 0.089825 | 0.072224 | 1
5362 | 0.23065 | 0.12657 | 0.94134 | 0 | 0 | 1 | 0.23065 | 0.12657 | 1
5363 | 0.28672 | 0.12901 | 0.94134 | 0 | 0 | 1 | 0.28672 | 0.12901 | 1
5364 | 0.32447 | 0.16469 | 0.94134 | 0 | 0 | 1 | 0.32447 | 0.16469 | 1
5365 | 0.31153 | 0.18318 | 0.94134 | 0 | 0 | 1 | 0.31153 | 0.18318 | 1
5366 | 0.36132 | 0.18933 | 0.94134 | 0 | 0 | 1 | 0.36132 | 0.18933 | 1
5367 | 0.29777 | 0.17578 | 0.94134 | 0 | 0 | 1 | 0.29777 | 0.17578 | 1
5368 | 0.12922 | 0.17804 | 0.94134 | 0 | 0 | 1 | 0.12922 | 0.17804 | 1
5369 | 0.023069 | 0.1947 | 0.94134 | 0 | 0 | 1 | 0.023069 | 0.1947 | 1
5370 | 0 | 0.16652 | 0.94134 | 0 | 1 | 1 | 0 | 0.16652 | 1
5371 | 0 | 0.15269 | 0.94134 | 0 | 1 | 1 | 0 | 0.15269 | 1
5372 | 0 | 0.12581 | 0.94134 | 0 | 1 | 1 | 0 | 0.12581 | 1
5373 | 0 | 0.12755 | 0.94134 | 0 | 1 | 1 | 0 | 0.12755 | 1
5374 | 0 | 0.10092 | 0.94134 | 0 | 0 | 1 | 0 | 0.10092 | 1
5375 | 0 | 0.10074 | 0.94134 | 0 | 0 | 1 | 0 | 0.10074 | 1
5376 | 0 | 0.10102 | 0.94134 | 0 | 0 | 1 | 0 | 0.10102 | 1
5377 | 0 | 0.078018 | 0.94134 | 0 | 0 | 1 | 0 | 0.078018 | 1
5378 | 0 | 0.079133 | 0.94134 | 0 | 0 | 1 | 0 | 0.079133 | 1
5379 | 0 | 0.069668 | 0.94134 | 0 | 0 | 1 | 0 | 0.069668 | 1
5380 | 0 | 0.065372 | 0.94134 | 0 | 0 | 1 | 0 | 0.065372 | 1
5381 | 0 | 0.075759 | 0.94134 | 0 | 0 | 1 | 0 | 0.075759 | 1
5382 | 0 | 0.059708 | 0.94134 | 0 | 0 | 1 | 0 | 0.059708 | 1
5383 | 0 | 0.08114 | 0.94134 | 0 | 0 | 1 | 0 | 0.08114 | 1
5384 | 0 | 0.09579 | 0.94134 | 0 | 0 | 1 | 0 | 0.09579 | 1
5385 | 0.09781 | 0.10228 | 0.94134 | 0 | 0 | 1 | 0.09781 | 0.10228 | 1
5386 | 0.19183 | 0.16185 | 0.94134 | 0 | 0 | 1 | 0.19183 | 0.16185 | 1
5387 | 0.27131 | 0.18749 | 0.94134 | 0 | 0 | 1 | 0.27131 | 0.18749 | 1
5388 | 0.28782 | 0.22348 | 0.94134 | 0 | 0 | 1 | 0.28782 | 0.22348 | 1
5389 | 0.29795 | 0.21898 | 0.94134 | 0 | 0 | 1 | 0.29795 | 0.21898 | 1
5390 | 0.33733 | 0.23028 | 0.94134 | 0 | 0 | 1 | 0.33733 | 0.23028 | 1
5391 | 0.28929 | 0.21196 | 0.94134 | 0 | 0 | 1 | 0.28929 | 0.21196 | 1
5392 | 0.16503 | 0.22425 | 0.94134 | 0 | 0 | 1 | 0.16503 | 0.22425 | 1
5393 | 0.092326 | 0.21973 | 0.94134 | 0 | 0 | 1 | 0.092326 | 0.21973 | 1
5394 | 0 | 0.17185 | 0.94134 | 0 | 1 | 1 | 0 | 0.17185 | 1
5395 | 0 | 0.14615 | 0.94134 | 0 | 1 | 1 | 0 | 0.14615 | 1
5396 | 0 | 0.1211 | 0.94134 | 0 | 1 | 1 | 0 | 0.1211 | 1
5397 | 0 | 0.10939 | 0.94134 | 0 | 1 | 1 | 0 | 0.10939 | 1
5398 | 0 | 0.09526 | 0.94134 | 0 | 0 | 1 | 0 | 0.09526 | 1
5399 | 0 | 0.095912 | 0.94134 | 0 | 0 | 1 | 0 | 0.095912 | 1
5400 | 0 | 0.07414 | 0.94134 | 0 | 0 | 1 | 0 | 0.07414 | 1
5401 | 0 | 0.096246 | 0.94134 | 0 | 0 | 1 | 0 | 0.096246 | 1
5402 | 0 | 0.072488 | 0.94134 | 0 | 0 | 1 | 0 | 0.072488 | 1
5403 | 0 | 0.065997 | 0.94134 | 0 | 0 | 1 | 0 | 0.065997 | 1
5404 | 0 | 0.071618 | 0.94134 | 0 | 0 | 1 | 0 | 0.071618 | 1
5405 | 0 | 0.086263 | 0.94134 | 0 | 0 | 1 | 0 | 0.086263 | 1
5406 | 0 | 0.061602 | 0.94134 | 0 | 0 | 1 | 0 | 0.061602 | 1
5407 | 0 | 0.082302 | 0.94134 | 0 | 0 | 1 | 0 | 0.082302 | 1
5408 | 0 | 0.10303 | 0.94134 | 0 | 0 | 1 | 0 | 0.10303 | 1
5409 | 0.1538 | 0.11334 | 0.94134 | 0 | 0 | 1 | 0.1538 | 0.11334 | 1
5410 | 0.23919 | 0.17463 | 0.94134 | 0 | 0 | 1 | 0.23919 | 0.17463 | 1
5411 | 0.29469 | 0.21346 | 0.94134 | 0 | 0 | 1 | 0.29469 | 0.21346 | 1
5412 | 0.3249 | 0.26641 | 0.94134 | 0 | 0 | 1 | 0.3249 | 0.26641 | 1
5413 | 0.34765 | 0.24935 | 0.94134 | 0 | 0 | 1 | 0.34765 | 0.24935 | 1
5414 | 0.38971 | 0.25639 | 0.94134 | 0 | 0 | 1 | 0.38971 | 0.25639 | 1
5415 | 0.32261 | 0.23615 | 0.94134 | 0 | 0 | 1 | 0.32261 | 0.23615 | 1
5416 | 0.20919 | 0.25229 | 0.94134 | 0 | 0 | 1 | 0.20919 | 0.25229 | 1
5417 | 0.1006 | 0.2398 | 0.94134 | 0 | 0 | 1 | 0.1006 | 0.2398 | 1
5418 | 0 | 0.16971 | 0.94134 | 0 | 1 | 1 | 0 | 0.16971 | 1
5419 | 0 | 0.16237 | 0.94134 | 0 | 1 | 1 | 0 | 0.16237 | 1
5420 | 0 | 0.16162 | 0.94134 | 0 | 1 | 1 | 0 | 0.16162 | 1
5421 | 0 | 0.15215 | 0.94134 | 0 | 1 | 1 | 0 | 0.15215 | 1
5422 | 0 | 0.13229 | 0.94134 | 0 | 0 | 1 | 0 | 0.13229 | 1
5423 | 0 | 0.11829 | 0.94134 | 0 | 0 | 1 | 0 | 0.11829 | 1
5424 | 0 | 0.077873 | 0.94134 | 0 | 0 | 1 | 0 | 0.077873 | 1
5425 | 0 | 0.062097 | 0.94134 | 0 | 0 | 1 | 0 | 0.062097 | 1
5426 | 0 | 0.066541 | 0.94134 | 0 | 0 | 1 | 0 | 0.066541 | 1
5427 | 0 | 0.054755 | 0.94134 | 0 | 0 | 1 | 0 | 0.054755 | 1
5428 | 0 | 0.060809 | 0.94134 | 0 | 0 | 1 | 0 | 0.060809 | 1
5429 | 0 | 0.071975 | 0.94134 | 0 | 0 | 1 | 0 | 0.071975 | 1
5430 | 0 | 0.058827 | 0.94134 | 0 | 0 | 1 | 0 | 0.058827 | 1
5431 | 0 | 0.065635 | 0.94134 | 0 | 0 | 1 | 0 | 0.065635 | 1
5432 | 0 | 0.071146 | 0.94134 | 0 | 0 | 1 | 0 | 0.071146 | 1
5433 | 0.15831 | 0.084461 | 0.94134 | 0 | 0 | 1 | 0.15831 | 0.084461 | 1
5434 | 0.2617 | 0.12148 | 0.94134 | 0 | 0 | 1 | 0.2617 | 0.12148 | 1
5435 | 0.2608 | 0.16785 | 0.94134 | 0 | 0 | 1 | 0.2608 | 0.16785 | 1
5436 | 0.27779 | 0.20681 | 0.94134 | 0 | 0 | 1 | 0.27779 | 0.20681 | 1
5437 | 0.34062 | 0.19601 | 0.94134 | 0 | 0 | 1 | 0.34062 | 0.19601 | 1
5438 | 0.37037 | 0.21631 | 0.94134 | 0 | 0 | 1 | 0.37037 | 0.21631 | 1
5439 | 0.3068 | 0.20142 | 0.94134 | 0 | 0 | 1 | 0.3068 | 0.20142 | 1
5440 | 0.16817 | 0.2065 | 0.94134 | 0 | 0 | 1 | 0.16817 | 0.2065 | 1
5441 | 0.053118 | 0.19096 | 0.94134 | 0 | 0 | 1 | 0.053118 | 0.19096 | 1
5442 | 0 | 0.11892 | 0.94134 | 0 | 1 | 1 | 0 | 0.11892 | 1
5443 | 0 | 0.11822 | 0.94134 | 0 | 1 | 1 | 0 | 0.11822 | 1
5444 | 0 | 0.12039 | 0.94134 | 0 | 1 | 1 | 0 | 0.12039 | 1
5445 | 0 | 0.10663 | 0.94134 | 0 | 1 | 1 | 0 | 0.10663 | 1
5446 | 0 | 0.097638 | 0.94134 | 0 | 0 | 1 | 0 | 0.097638 | 1
5447 | 0 | 0.065668 | 0.94134 | 0 | 0 | 1 | 0 | 0.065668 | 1
5448 | 0 | 0.026502 | 0.94134 | 0 | 0 | 1 | 0 | 0.026502 | 1
5449 | 0 | 0.068945 | 0.94134 | 0 | 0 | 1 | 0 | 0.068945 | 1
5450 | 0 | 0.025709 | 0.94134 | 0 | 0 | 1 | 0 | 0.025709 | 1
5451 | 0 | 0.020262 | 0.94134 | 0 | 0 | 1 | 0 | 0.020262 | 1
5452 | 0 | 0.018028 | 0.94134 | 0 | 0 | 1 | 0 | 0.018028 | 1
5453 | 0 | 0.021486 | 0.94134 | 0 | 0 | 1 | 0 | 0.021486 | 1
5454 | 0 | 0.002759 | 0.94134 | 0 | 0 | 1 | 0 | 0.002759 | 1
5455 | 0 | 0 | 0.94134 | 0 | 0 | 1 | 0 | 0 | 1
5456 | 0 | 0.018835 | 0.94134 | 0 | 0 | 1 | 0 | 0.018835 | 1
5457 | 0.11051 | 0.060151 | 0.94134 | 0 | 0 | 1 | 0.11051 | 0.060151 | 1
5458 | 0.24507 | 0.099478 | 0.94134 | 0 | 0 | 1 | 0.24507 | 0.099478 | 1
5459 | 0.2777 | 0.13183 | 0.94134 | 0 | 0 | 1 | 0.2777 | 0.13183 | 1
5460 | 0.26334 | 0.16399 | 0.94134 | 0 | 0 | 1 | 0.26334 | 0.16399 | 1
5461 | 0.36967 | 0.14734 | 0.94134 | 0 | 0 | 1 | 0.36967 | 0.14734 | 1
5462 | 0.39572 | 0.17087 | 0.94134 | 0 | 0 | 1 | 0.39572 | 0.17087 | 1
5463 | 0.30239 | 0.17197 | 0.94134 | 0 | 0 | 1 | 0.30239 | 0.17197 | 1
5464 | 0.18127 | 0.19973 | 0.94134 | 0 | 0 | 1 | 0.18127 | 0.19973 | 1
5465 | 0.06713 | 0.18977 | 0.94134 | 0 | 0 | 1 | 0.06713 | 0.18977 | 1
5466 | 0 | 0.13814 | 0.94134 | 0 | 1 | 1 | 0 | 0.13814 | 1
5467 | 0 | 0.13882 | 0.94134 | 0 | 1 | 1 | 0 | 0.13882 | 1
5468 | 0 | 0.12369 | 0.94134 | 0 | 1 | 1 | 0 | 0.12369 | 1
5469 | 0 | 0.1136 | 0.94134 | 0 | 1 | 1 | 0 | 0.1136 | 1
5470 | 0 | 0.097637 | 0.94134 | 0 | 0 | 1 | 0 | 0.097637 | 1
5471 | 0 | 0.066016 | 0.94134 | 0 | 0 | 1 | 0 | 0.066016 | 1
5472 | 0 | 0.033158 | 0.94134 | 0 | 0 | 1 | 0 | 0.033158 | 1
5473 | 0 | 0.019037 | 0.94134 | 0 | 0 | 1 | 0 | 0.019037 | 1
5474 | 0 | 0.020064 | 0.94134 | 0 | 0 | 1 | 0 | 0.020064 | 1
5475 | 0 | 0.013387 | 0.94134 | 0 | 0 | 1 | 0 | 0.013387 | 1
5476 | 0 | 0.0052234 | 0.94134 | 0 | 0 | 1 | 0 | 0.0052234 | 1
5477 | 0 | 0.0091413 | 0.94134 | 0 | 0 | 1 | 0 | 0.0091413 | 1
5478 | 0 | 0 | 0.94134 | 0 | 0 | 1 | 0 | 0 | 1
5479 | 0 | 0 | 0.94134 | 0 | 0 | 1 | 0 | 0 | 1
5480 | 0 | 0 | 0.94134 | 0 | 0 | 1 | 0 | 0 | 1
5481 | 0.084121 | 0.023599 | 0.94134 | 0 | 0 | 1 | 0.084121 | 0.023599 | 1
5482 | 0.22771 | 0.057458 | 0.94134 | 0 | 0 | 1 | 0.22771 | 0.057458 | 1
5483 | 0.33049 | 0.078152 | 0.94134 | 0 | 0 | 1 | 0.33049 | 0.078152 | 1
5484 | 0.3011 | 0.10293 | 0.94134 | 0 | 0 | 1 | 0.3011 | 0.10293 | 1
5485 | 0.35344 | 0.08911 | 0.94134 | 0 | 0 | 1 | 0.35344 | 0.08911 | 1
5486 | 0.37173 | 0.10767 | 0.94134 | 0 | 0 | 1 | 0.37173 | 0.10767 | 1
5487 | 0.27389 | 0.10572 | 0.94134 | 0 | 0 | 1 | 0.27389 | 0.10572 | 1
5488 | 0.14946 | 0.12718 | 0.94134 | 0 | 0 | 1 | 0.14946 | 0.12718 | 1
5489 | 0.044162 | 0.13814 | 0.94134 | 0 | 0 | 1 | 0.044162 | 0.13814 | 1
5490 | 0 | 0.10285 | 0.94134 | 0 | 1 | 1 | 0 | 0.10285 | 1
5491 | 0 | 0.093046 | 0.94134 | 0 | 1 | 1 | 0 | 0.093046 | 1
5492 | 0 | 0.058012 | 0.94134 | 0 | 1 | 1 | 0 | 0.058012 | 1
5493 | 0 | 0.059676 | 0.94134 | 0 | 1 | 1 | 0 | 0.059676 | 1
5494 | 0 | 0.037658 | 0.94134 | 0 | 0 | 1 | 0 | 0.037658 | 1
5495 | 0 | 0.020606 | 0.94134 | 0 | 0 | 1 | 0 | 0.020606 | 1
5496 | 0 | 0.015492 | 0.94134 | 0 | 0 | 1 | 0 | 0.015492 | 1
5497 | 0 | 0.031612 | 0.94134 | 0 | 0 | 1 | 0 | 0.031612 | 1
5498 | 0 | 0.014228 | 0.94134 | 0 | 0 | 1 | 0 | 0.014228 | 1
5499 | 0 | 0.0098434 | 0.94134 | 0 | 0 | 1 | 0 | 0.0098434 | 1
5500 | 0 | 0 | 0.94134 | 0 | 0 | 1 | 0 | 0 | 1
5501 | 0 | 0 | 0.94134 | 0 | 0 | 1 | 0 | 0 | 1
5502 | 0 | 0 | 0.94134 | 0 | 0 | 1 | 0 | 0 | 1
5503 | 0 | 0 | 0.94134 | 0 | 0 | 1 | 0 | 0 | 1
5504 | 0 | 0 | 0.94134 | 0 | 0 | 1 | 0 | 0 | 1
5505 | 0.096583 | 0.011766 | 0.94134 | 0 | 0 | 1 | 0.096583 | 0.011766 | 1
5506 | 0.22934 | 0.048123 | 0.94134 | 0 | 0 | 1 | 0.22934 | 0.048123 | 1
5507 | 0.39746 | 0.077364 | 0.94134 | 0 | 0 | 1 | 0.39746 | 0.077364 | 1
5508 | 0.31204 | 0.10067 | 0.94134 | 0 | 0 | 1 | 0.31204 | 0.10067 | 1
5509 | 0.4046 | 0.10712 | 0.94134 | 0 | 0 | 1 | 0.4046 | 0.10712 | 1
5510 | 0.35222 | 0.11006 | 0.94134 | 0 | 0 | 1 | 0.35222 | 0.11006 | 1
5511 | 0.27702 | 0.10532 | 0.94134 | 0 | 0 | 1 | 0.27702 | 0.10532 | 1
5512 | 0.1934 | 0.12464 | 0.94134 | 0 | 0 | 1 | 0.1934 | 0.12464 | 1
5513 | 0.053928 | 0.11638 | 0.94134 | 0 | 0 | 1 | 0.053928 | 0.11638 | 1
5514 | 0 | 0.090942 | 0.94134 | 0 | 1 | 1 | 0 | 0.090942 | 1
5515 | 0 | 0.064148 | 0.94134 | 0 | 1 | 1 | 0 | 0.064148 | 1
5516 | 0 | 0.022065 | 0.94134 | 0 | 1 | 1 | 0 | 0.022065 | 1
5517 | 0 | 0.027793 | 0.94134 | 0 | 1 | 1 | 0 | 0.027793 | 1
5518 | 0 | 0.0032312 | 0.94134 | 0 | 0 | 1 | 0 | 0.0032312 | 1
5519 | 0 | 0.010275 | 0.94134 | 0 | 0 | 1 | 0 | 0.010275 | 1
5520 | 0 | 0.0034813 | 0.94134 | 0 | 0 | 1 | 0 | 0.0034813 | 1
5521 | 0 | 0.014104 | 0.94134 | 0 | 0 | 1 | 0 | 0.014104 | 1
5522 | 0 | 0.008331 | 0.94134 | 0 | 0 | 1 | 0 | 0.008331 | 1
5523 | 0 | 0 | 0.94134 | 0 | 0 | 1 | 0 | 0 | 1
5524 | 0 | 0 | 0.94134 | 0 | 0 | 1 | 0 | 0 | 1
5525 | 0 | 0 | 0.94134 | 0 | 0 | 1 | 0 | 0 | 1
5526 | 0 | 0 | 0.94134 | 0 | 0 | 1 | 0 | 0 | 1
5527 | 0 | 0 | 0.94134 | 0 | 0 | 1 | 0 | 0 | 1
5528 | 0 | 0.00073429 | 0.94134 | 0 | 0 | 1 | 0 | 0.00073429 | 1
5529 | 0.11854 | 0.016651 | 0.94134 | 0 | 0 | 1 | 0.11854 | 0.016651 | 1
5530 | 0.25143 | 0.047761 | 0.94134 | 0 | 0 | 1 | 0.25143 | 0.047761 | 1
5531 | 0.37661 | 0.07015 | 0.94134 | 0 | 0 | 1 | 0.37661 | 0.07015 | 1
5532 | 0.35884 | 0.075441 | 0.94134 | 0 | 0 | 1 | 0.35884 | 0.075441 | 1
5533 | 0.39826 | 0.090297 | 0.94134 | 0 | 0 | 1 | 0.39826 | 0.090297 | 1
5534 | 0.36035 | 0.09652 | 0.94134 | 0 | 0 | 1 | 0.36035 | 0.09652 | 1
5535 | 0.29552 | 0.080856 | 0.94134 | 0 | 0 | 1 | 0.29552 | 0.080856 | 1
5536 | 0.17512 | 0.085757 | 0.94134 | 0 | 0 | 1 | 0.17512 | 0.085757 | 1
5537 | 0.010354 | 0.0925 | 0.94134 | 0 | 0 | 1 | 0.010354 | 0.0925 | 1
5538 | 0 | 0.061098 | 0.94134 | 0 | 1 | 1 | 0 | 0.061098 | 1
5539 | 0 | 0.042053 | 0.94134 | 0 | 1 | 1 | 0 | 0.042053 | 1
5540 | 0 | 0.0079282 | 0.94134 | 0 | 1 | 1 | 0 | 0.0079282 | 1
5541 | 0 | 0.015889 | 0.94134 | 0 | 1 | 1 | 0 | 0.015889 | 1
5542 | 0 | 0.00018213 | 0.94134 | 0 | 0 | 1 | 0 | 0.00018213 | 1
5543 | 0 | 0.011814 | 0.94134 | 0 | 0 | 1 | 0 | 0.011814 | 1
5544 | 0 | 0 | 0.94134 | 0 | 0 | 1 | 0 | 0 | 1
5545 | 0 | 0.0047219 | 0.94134 | 0 | 0 | 1 | 0 | 0.0047219 | 1
5546 | 0 | 0.01396 | 0.94134 | 0 | 0 | 1 | 0 | 0.01396 | 1
5547 | 0 | 0.00046786 | 0.94134 | 0 | 0 | 1 | 0 | 0.00046786 | 1
5548 | 0 | 0 | 0.94134 | 0 | 0 | 1 | 0 | 0 | 1
5549 | 0 | 0 | 0.94134 | 0 | 0 | 1 | 0 | 0 | 1
5550 | 0 | 0 | 0.94134 | 0 | 0 | 1 | 0 | 0 | 1
5551 | 0 | 0 | 0.94134 | 0 | 0 | 1 | 0 | 0 | 1
5552 | 0 | 0.018428 | 0.94134 | 0 | 0 | 1 | 0 | 0.018428 | 1
5553 | 0.11663 | 0.01111 | 0.94134 | 0 | 0 | 1 | 0.11663 | 0.01111 | 1
5554 | 0.1882 | 0.027894 | 0.94134 | 0 | 0 | 1 | 0.1882 | 0.027894 | 1
5555 | 0.21736 | 0.058275 | 0.94134 | 0 | 0 | 1 | 0.21736 | 0.058275 | 1
5556 | 0.29945 | 0.065423 | 0.94134 | 0 | 0 | 1 | 0.29945 | 0.065423 | 1
5557 | 0.32787 | 0.084108 | 0.94134 | 0 | 0 | 1 | 0.32787 | 0.084108 | 1
5558 | 0.32693 | 0.094929 | 0.94134 | 0 | 0 | 1 | 0.32693 | 0.094929 | 1
5559 | 0.31852 | 0.087181 | 0.94134 | 0 | 0 | 1 | 0.31852 | 0.087181 | 1
5560 | 0.18395 | 0.089628 | 0.94134 | 0 | 0 | 1 | 0.18395 | 0.089628 | 1
5561 | 0.0094506 | 0.087824 | 0.94134 | 0 | 0 | 1 | 0.0094506 | 0.087824 | 1
5562 | 0 | 0.063298 | 0.94134 | 0 | 1 | 1 | 0 | 0.063298 | 1
5563 | 0 | 0.046438 | 0.94134 | 0 | 1 | 1 | 0 | 0.046438 | 1
5564 | 0 | 0.015221 | 0.94134 | 0 | 1 | 1 | 0 | 0.015221 | 1
5565 | 0 | 0.025379 | 0.94134 | 0 | 1 | 1 | 0 | 0.025379 | 1
5566 | 0 | 0.023945 | 0.94134 | 0 | 0 | 1 | 0 | 0.023945 | 1
5567 | 0 | 0.032347 | 0.94134 | 0 | 0 | 1 | 0 | 0.032347 | 1
5568 | 0 | 0.02265 | 0.94134 | 0 | 0 | 1 | 0 | 0.02265 | 1
5569 | 0 | 0.0064049 | 0.94134 | 0 | 0 | 1 | 0 | 0.0064049 | 1
5570 | 0 | 0.030484 | 0.94134 | 0 | 0 | 1 | 0 | 0.030484 | 1
5571 | 0 | 0.014912 | 0.94134 | 0 | 0 | 1 | 0 | 0.014912 | 1
5572 | 0 | 0.0081873 | 0.94134 | 0 | 0 | 1 | 0 | 0.0081873 | 1
5573 | 0 | 0.0023907 | 0.94134 | 0 | 0 | 1 | 0 | 0.0023907 | 1
5574 | 0 | 0.011597 | 0.94134 | 0 | 0 | 1 | 0 | 0.011597 | 1
5575 | 0 | 0.032797 | 0.94134 | 0 | 0 | 1 | 0 | 0.032797 | 1
5576 | 0 | 0.040226 | 0.94134 | 0 | 0 | 1 | 0 | 0.040226 | 1
5577 | 0.076102 | 0.029758 | 0.94134 | 0 | 0 | 1 | 0.076102 | 0.029758 | 1
5578 | 0.17183 | 0.051802 | 0.94134 | 0 | 0 | 1 | 0.17183 | 0.051802 | 1
5579 | 0.21376 | 0.068819 | 0.94134 | 0 | 0 | 1 | 0.21376 | 0.068819 | 1
5580 | 0.34042 | 0.079255 | 0.94134 | 0 | 0 | 1 | 0.34042 | 0.079255 | 1
5581 | 0.25333 | 0.096214 | 0.94134 | 0 | 0 | 1 | 0.25333 | 0.096214 | 1
5582 | 0.2304 | 0.099534 | 0.94134 | 0 | 0 | 1 | 0.2304 | 0.099534 | 1
5583 | 0.30299 | 0.083487 | 0.94134 | 0 | 0 | 1 | 0.30299 | 0.083487 | 1
5584 | 0.16607 | 0.098458 | 0.94134 | 0 | 0 | 1 | 0.16607 | 0.098458 | 1
5585 | 0.0037374 | 0.10473 | 0.94134 | 0 | 0 | 1 | 0.0037374 | 0.10473 | 1
5586 | 0 | 0.083185 | 0.94134 | 0 | 1 | 1 | 0 | 0.083185 | 1
5587 | 0 | 0.059732 | 0.94134 | 0 | 1 | 1 | 0 | 0.059732 | 1
5588 | 0 | 0.039223 | 0.94134 | 0 | 1 | 1 | 0 | 0.039223 | 1
5589 | 0 | 0.049944 | 0.94134 | 0 | 1 | 1 | 0 | 0.049944 | 1
5590 | 0 | 0.074702 | 0.94134 | 0 | 0 | 1 | 0 | 0.074702 | 1
5591 | 0 | 0.064077 | 0.94134 | 0 | 0 | 1 | 0 | 0.064077 | 1
5592 | 0 | 0.056389 | 0.94134 | 0 | 0 | 1 | 0 | 0.056389 | 1
5593 | 0 | 0.026066 | 0.94134 | 0 | 0 | 1 | 0 | 0.026066 | 1
5594 | 0 | 0.041775 | 0.94134 | 0 | 0 | 1 | 0 | 0.041775 | 1
5595 | 0 | 0.029732 | 0.94134 | 0 | 0 | 1 | 0 | 0.029732 | 1
5596 | 0 | 0.01637 | 0.94134 | 0 | 0 | 1 | 0 | 0.01637 | 1
5597 | 0 | 0.0034676 | 0.94134 | 0 | 0 | 1 | 0 | 0.0034676 | 1
5598 | 0 | 0.022176 | 0.94134 | 0 | 0 | 1 | 0 | 0.022176 | 1
5599 | 0 | 0.0058 | 0.94134 | 0 | 0 | 1 | 0 | 0.0058 | 1
5600 | 0 | 0.023556 | 0.94134 | 0 | 0 | 1 | 0 | 0.023556 | 1
5601 | 0 | 0.026527 | 0.94134 | 0 | 0 | 1 | 0 | 0.026527 | 1
5602 | 0.04489 | 0.062257 | 0.94134 | 0 | 0 | 1 | 0.04489 | 0.062257 | 1
5603 | 0.096403 | 0.083831 | 0.94134 | 0 | 0 | 1 | 0.096403 | 0.083831 | 1
5604 | 0.17502 | 0.10176 | 0.94134 | 0 | 0 | 1 | 0.17502 | 0.10176 | 1
5605 | 0.1106 | 0.11373 | 0.94134 | 0 | 0 | 1 | 0.1106 | 0.11373 | 1
5606 | 0.086876 | 0.10522 | 0.94134 | 0 | 0 | 1 | 0.086876 | 0.10522 | 1
5607 | 0.091496 | 0.10404 | 0.94134 | 0 | 0 | 1 | 0.091496 | 0.10404 | 1
5608 | 0.015884 | 0.13012 | 0.94134 | 0 | 0 | 1 | 0.015884 | 0.13012 | 1
5609 | 0 | 0.10826 | 0.94134 | 0 | 0 | 1 | 0 | 0.10826 | 1
5610 | 0 | 0.083353 | 0.94134 | 0 | 1 | 1 | 0 | 0.083353 | 1
5611 | 0 | 0.041175 | 0.94134 | 0 | 1 | 1 | 0 | 0.041175 | 1
5612 | 0 | 0.019432 | 0.94134 | 0 | 1 | 1 | 0 | 0.019432 | 1
5613 | 0 | 0.025277 | 0.94134 | 0 | 1 | 1 | 0 | 0.025277 | 1
5614 | 0 | 0.045902 | 0.94134 | 0 | 0 | 1 | 0 | 0.045902 | 1
5615 | 0 | 0.03401 | 0.94134 | 0 | 0 | 1 | 0 | 0.03401 | 1
5616 | 0 | 0.041532 | 0.94134 | 0 | 0 | 1 | 0 | 0.041532 | 1
5617 | 0 | 0.058166 | 0.94134 | 0 | 0 | 1 | 0 | 0.058166 | 1
5618 | 0 | 0.0070678 | 0.94134 | 0 | 0 | 1 | 0 | 0.0070678 | 1
5619 | 0 | 0.01293 | 0.94134 | 0 | 0 | 1 | 0 | 0.01293 | 1
5620 | 0 | 0.0006535 | 0.94134 | 0 | 0 | 1 | 0 | 0.0006535 | 1
5621 | 0 | 0 | 0.94134 | 0 | 0 | 1 | 0 | 0 | 1
5622 | 0 | 0 | 0.94134 | 0 | 0 | 1 | 0 | 0 | 1
5623 | 0 | 0 | 0.94134 | 0 | 0 | 1 | 0 | 0 | 1
5624 | 0 | 0 | 0.94134 | 0 | 0 | 1 | 0 | 0 | 1
5625 | 0 | 0.020538 | 0.94134 | 0 | 0 | 1 | 0 | 0.020538 | 1
5626 | 0 | 0.06345 | 0.94134 | 0 | 0 | 1 | 0 | 0.06345 | 1
5627 | 0.030297 | 0.075292 | 0.94134 | 0 | 0 | 1 | 0.030297 | 0.075292 | 1
5628 | 0.084912 | 0.10056 | 0.94134 | 0 | 0 | 1 | 0.084912 | 0.10056 | 1
5629 | 0.065878 | 0.097238 | 0.94134 | 0 | 0 | 1 | 0.065878 | 0.097238 | 1
5630 | 0.02403 | 0.087769 | 0.94134 | 0 | 0 | 1 | 0.02403 | 0.087769 | 1
5631 | 0.023535 | 0.073417 | 0.94134 | 0 | 0 | 1 | 0.023535 | 0.073417 | 1
5632 | 0 | 0.089055 | 0.94134 | 0 | 0 | 1 | 0 | 0.089055 | 1
5633 | 0 | 0.070706 | 0.94134 | 0 | 0 | 1 | 0 | 0.070706 | 1
5634 | 0 | 0.058899 | 0.94134 | 0 | 1 | 1 | 0 | 0.058899 | 1
5635 | 0 | 0.022844 | 0.94134 | 0 | 1 | 1 | 0 | 0.022844 | 1
5636 | 0 | 0.0042837 | 0.94134 | 0 | 1 | 1 | 0 | 0.0042837 | 1
5637 | 0 | 0.0031712 | 0.94134 | 0 | 1 | 1 | 0 | 0.0031712 | 1
5638 | 0 | 0.012031 | 0.94134 | 0 | 0 | 1 | 0 | 0.012031 | 1
5639 | 0 | 0.010299 | 0.94134 | 0 | 0 | 1 | 0 | 0.010299 | 1
5640 | 0 | 0.012252 | 0.94134 | 0 | 0 | 1 | 0 | 0.012252 | 1
5641 | 0 | 0.02833 | 0.94134 | 0 | 0 | 1 | 0 | 0.02833 | 1
5642 | 0 | 0 | 0.94134 | 0 | 0 | 1 | 0 | 0 | 1
5643 | 0 | 0 | 0.94134 | 0 | 0 | 1 | 0 | 0 | 1
5644 | 0 | 0 | 0.94134 | 0 | 0 | 1 | 0 | 0 | 1
5645 | 0 | 0 | 0.94134 | 0 | 0 | 1 | 0 | 0 | 1
5646 | 0 | 0 | 0.94134 | 0 | 0 | 1 | 0 | 0 | 1
5647 | 0 | 0 | 0.94134 | 0 | 0 | 1 | 0 | 0 | 1
5648 | 0 | 0 | 0.94134 | 0 | 0 | 1 | 0 | 0 | 1
5649 | 0 | 0.019426 | 0.94134 | 0 | 0 | 1 | 0 | 0.019426 | 1
5650 | 0 | 0.043357 | 0.94134 | 0 | 0 | 1 | 0 | 0.043357 | 1
5651 | 0 | 0.046612 | 0.94134 | 0 | 0 | 1 | 0 | 0.046612 | 1
5652 | 0.034287 | 0.063065 | 0.94134 | 0 | 0 | 1 | 0.034287 | 0.063065 | 1
5653 | 0.089337 | 0.05936 | 0.94134 | 0 | 0 | 1 | 0.089337 | 0.05936 | 1
5654 | 0.071724 | 0.058051 | 0.94134 | 0 | 0 | 1 | 0.071724 | 0.058051 | 1
5655 | 0.016269 | 0.059411 | 0.94134 | 0 | 0 | 1 | 0.016269 | 0.059411 | 1
5656 | 0 | 0.039593 | 0.94134 | 0 | 0 | 1 | 0 | 0.039593 | 1
5657 | 0 | 0.040948 | 0.94134 | 0 | 0 | 1 | 0 | 0.040948 | 1
5658 | 0 | 0.029864 | 0.94134 | 0 | 1 | 1 | 0 | 0.029864 | 1
5659 | 0 | 0.011615 | 0.94134 | 0 | 1 | 1 | 0 | 0.011615 | 1
5660 | 0 | 0 | 0.94134 | 0 | 1 | 1 | 0 | 0 | 1
5661 | 0 | 0 | 0.94134 | 0 | 1 | 1 | 0 | 0 | 1
5662 | 0 | 0 | 0.94134 | 0 | 0 | 1 | 0 | 0 | 1
5663 | 0 | 0 | 0.94134 | 0 | 0 | 1 | 0 | 0 | 1
5664 | 0 | 0.0057408 | 0.94134 | 0 | 0 | 1 | 0 | 0.0057408 | 1
5665 | 0 | 0 | 0.94134 | 0 | 0 | 1 | 0 | 0 | 1
5666 | 0 | 0 | 0.94134 | 0 | 0 | 1 | 0 | 0 | 1
5667 | 0 | 0 | 0.94134 | 0 | 0 | 1 | 0 | 0 | 1
5668 | 0 | 0 | 0.94134 | 0 | 0 | 1 | 0 | 0 | 1
5669 | 0 | 0 | 0.94134 | 0 | 0 | 1 | 0 | 0 | 1
5670 | 0 | 0 | 0.94134 | 0 | 0 | 1 | 0 | 0 | 1
5671 | 0 | 0.0051775 | 0.94134 | 0 | 0 | 1 | 0 | 0.0051775 | 1
5672 | 0 | 0.009899 | 0.94134 | 0 | 0 | 1 | 0 | 0.009899 | 1
5673 | 0 | 0.023315 | 0.94134 | 0 | 0 | 1 | 0 | 0.023315 | 1
5674 | 0 | 0.046279 | 0.94134 | 0 | 0 | 1 | 0 | 0.046279 | 1
5675 | 0.0299 | 0.040401 | 0.94134 | 0 | 0 | 1 | 0.0299 | 0.040401 | 1
5676 | 0.081103 | 0.054236 | 0.94134 | 0 | 0 | 1 | 0.081103 | 0.054236 | 1
5677 | 0.1791 | 0.049798 | 0.94134 | 0 | 0 | 1 | 0.1791 | 0.049798 | 1
5678 | 0.14754 | 0.049484 | 0.94134 | 0 | 0 | 1 | 0.14754 | 0.049484 | 1
5679 | 0.12879 | 0.04126 | 0.94134 | 0 | 0 | 1 | 0.12879 | 0.04126 | 1
5680 | 0.062489 | 0.020685 | 0.94134 | 0 | 0 | 1 | 0.062489 | 0.020685 | 1
5681 | 0 | 0.0364 | 0.94134 | 0 | 0 | 1 | 0 | 0.0364 | 1
5682 | 0 | 0.024607 | 0.94134 | 0 | 1 | 1 | 0 | 0.024607 | 1
5683 | 0 | 0.021948 | 0.94134 | 0 | 1 | 1 | 0 | 0.021948 | 1
5684 | 0 | 0.011287 | 0.94134 | 0 | 1 | 1 | 0 | 0.011287 | 1
5685 | 0 | 0.013066 | 0.94134 | 0 | 1 | 1 | 0 | 0.013066 | 1
5686 | 0 | 0.014801 | 0.94134 | 0 | 0 | 1 | 0 | 0.014801 | 1
5687 | 0 | 0.012882 | 0.94134 | 0 | 0 | 1 | 0 | 0.012882 | 1
5688 | 0 | 0.014779 | 0.94134 | 0 | 0 | 1 | 0 | 0.014779 | 1
5689 | 0 | 0 | 0.94134 | 0 | 0 | 1 | 0 | 0 | 1
5690 | 0 | 0 | 0.94134 | 0 | 0 | 1 | 0 | 0 | 1
5691 | 0 | 0 | 0.94134 | 0 | 0 | 1 | 0 | 0 | 1
5692 | 0 | 0 | 0.94134 | 0 | 0 | 1 | 0 | 0 | 1
5693 | 0 | 0 | 0.94134 | 0 | 0 | 1 | 0 | 0 | 1
5694 | 0 | 0 | 0.94134 | 0 | 0 | 1 | 0 | 0 | 1
5695 | 0 | 0.0046688 | 0.94134 | 0 | 0 | 1 | 0 | 0.0046688 | 1
5696 | 0 | 0.018977 | 0.94134 | 0 | 0 | 1 | 0 | 0.018977 | 1
5697 | 0 | 0.023387 | 0.94134 | 0 | 0 | 1 | 0 | 0.023387 | 1
5698 | 0.078277 | 0.068812 | 0.94134 | 0 | 0 | 1 | 0.078277 | 0.068812 | 1
5699 | 0.10029 | 0.067823 | 0.94134 | 0 | 0 | 1 | 0.10029 | 0.067823 | 1
5700 | 0.11832 | 0.065042 | 0.94134 | 0 | 0 | 1 | 0.11832 | 0.065042 | 1
5701 | 0.21619 | 0.071933 | 0.94134 | 0 | 0 | 1 | 0.21619 | 0.071933 | 1
5702 | 0.16421 | 0.051161 | 0.94134 | 0 | 0 | 1 | 0.16421 | 0.051161 | 1
5703 | 0.11807 | 0.052668 | 0.94134 | 0 | 0 | 1 | 0.11807 | 0.052668 | 1
5704 | 0.042485 | 0.040745 | 0.94134 | 0 | 0 | 1 | 0.042485 | 0.040745 | 1
5705 | 0 | 0.053685 | 0.94134 | 0 | 0 | 1 | 0 | 0.053685 | 1
5706 | 0 | 0.048168 | 0.94134 | 0 | 1 | 1 | 0 | 0.048168 | 1
5707 | 0 | 0.03794 | 0.94134 | 0 | 1 | 1 | 0 | 0.03794 | 1
5708 | 0 | 0.029164 | 0.94134 | 0 | 1 | 1 | 0 | 0.029164 | 1
5709 | 0 | 0.031485 | 0.94134 | 0 | 1 | 1 | 0 | 0.031485 | 1
5710 | 0 | 0.02802 | 0.94134 | 0 | 0 | 1 | 0 | 0.02802 | 1
5711 | 0 | 0.018189 | 0.94134 | 0 | 0 | 1 | 0 | 0.018189 | 1
5712 | 0 | 0.019963 | 0.94134 | 0 | 0 | 1 | 0 | 0.019963 | 1
5713 | 0 | 0 | 0.94134 | 0 | 0 | 1 | 0 | 0 | 1
5714 | 0 | 0.0012786 | 0.94134 | 0 | 0 | 1 | 0 | 0.0012786 | 1
5715 | 0 | 0 | 0.94134 | 0 | 0 | 1 | 0 | 0 | 1
5716 | 0 | 0 | 0.94134 | 0 | 0 | 1 | 0 | 0 | 1
5717 | 0 | 0 | 0.94134 | 0 | 0 | 1 | 0 | 0 | 1
5718 | 0 | 0 | 0.94134 | 0 | 0 | 1 | 0 | 0 | 1
5719 | 0 | 0 | 0.94134 | 0 | 0 | 1 | 0 | 0 | 1
5720 | 0 | 0 | 0.94134 | 0 | 0 | 1 | 0 | 0 | 1
5721 | 0.0041504 | 0 | 0.94134 | 0 | 0 | 1 | 0.0041504 | 0 | 1
5722 | 0.12436 | 0.024504 | 0.94134 | 0 | 0 | 1 | 0.12436 | 0.024504 | 1
5723 | 0.16303 | 0.037392 | 0.94134 | 0 | 0 | 1 | 0.16303 | 0.037392 | 1
5724 | 0.21 | 0.044741 | 0.94134 | 0 | 0 | 1 | 0.21 | 0.044741 | 1
5725 | 0.19802 | 0.061516 | 0.94134 | 0 | 0 | 1 | 0.19802 | 0.061516 | 1
5726 | 0.15332 | 0.060137 | 0.94134 | 0 | 0 | 1 | 0.15332 | 0.060137 | 1
5727 | 0.07526 | 0.056359 | 0.94134 | 0 | 0 | 1 | 0.07526 | 0.056359 | 1
5728 | 0 | 0.049164 | 0.94134 | 0 | 0 | 1 | 0 | 0.049164 | 1
5729 | 0 | 0.053246 | 0.94134 | 0 | 0 | 1 | 0 | 0.053246 | 1
5730 | 0 | 0.045235 | 0.94134 | 0 | 1 | 1 | 0 | 0.045235 | 1
5731 | 0 | 0.025747 | 0.94134 | 0 | 1 | 1 | 0 | 0.025747 | 1
5732 | 0 | 0.014566 | 0.94134 | 0 | 1 | 1 | 0 | 0.014566 | 1
5733 | 0 | 0.025438 | 0.94134 | 0 | 1 | 1 | 0 | 0.025438 | 1
5734 | 0 | 0.032523 | 0.94134 | 0 | 0 | 1 | 0 | 0.032523 | 1
5735 | 0 | 0.031283 | 0.94134 | 0 | 0 | 1 | 0 | 0.031283 | 1
5736 | 0 | 0.01387 | 0.94134 | 0 | 0 | 1 | 0 | 0.01387 | 1
5737 | 0 | 0.01289 | 0.94134 | 0 | 0 | 1 | 0 | 0.01289 | 1
5738 | 0 | 0 | 0.94134 | 0 | 0 | 1 | 0 | 0 | 1
5739 | 0 | 0 | 0.94134 | 0 | 0 | 1 | 0 | 0 | 1
5740 | 0 | 0 | 0.94134 | 0 | 0 | 1 | 0 | 0 | 1
5741 | 0 | 0 | 0.94134 | 0 | 0 | 1 | 0 | 0 | 1
5742 | 0 | 0 | 0.94134 | 0 | 0 | 1 | 0 | 0 | 1
5743 | 0 | 0 | 0.94134 | 0 | 0 | 1 | 0 | 0 | 1
5744 | 0 | 0 | 0.94134 | 0 | 0 | 1 | 0 | 0 | 1
5745 | 0.020364 | 0 | 0.94134 | 0 | 0 | 1 | 0.020364 | 0 | 1
5746 | 0.12263 | 0 | 0.94134 | 0 | 0 | 1 | 0.12263 | 0 | 1
5747 | 0.1437 | 0.01665 | 0.94134 | 0 | 0 | 1 | 0.1437 | 0.01665 | 1
5748 | 0.18117 | 0.044176 | 0.94134 | 0 | 0 | 1 | 0.18117 | 0.044176 | 1
5749 | 0.20241 | 0.073302 | 0.94134 | 0 | 0 | 1 | 0.20241 | 0.073302 | 1
5750 | 0.18613 | 0.087465 | 0.94134 | 0 | 0 | 1 | 0.18613 | 0.087465 | 1
5751 | 0.093636 | 0.083869 | 0.94134 | 0 | 0 | 1 | 0.093636 | 0.083869 | 1
5752 | 0 | 0.070517 | 0.94134 | 0 | 0 | 1 | 0 | 0.070517 | 1
5753 | 0 | 0.082776 | 0.94134 | 0 | 0 | 1 | 0 | 0.082776 | 1
5754 | 0 | 0.059685 | 0.94134 | 0 | 1 | 1 | 0 | 0.059685 | 1
5755 | 0 | 0.026493 | 0.94134 | 0 | 1 | 1 | 0 | 0.026493 | 1
5756 | 0 | 0 | 0.94134 | 0 | 1 | 1 | 0 | 0 | 1
5757 | 0 | 0.018305 | 0.94134 | 0 | 1 | 1 | 0 | 0.018305 | 1
5758 | 0 | 0.0099119 | 0.94134 | 0 | 0 | 1 | 0 | 0.0099119 | 1
5759 | 0 | 0.014694 | 0.94134 | 0 | 0 | 1 | 0 | 0.014694 | 1
5760 | 0 | 0.0030655 | 0.94134 | 0 | 0 | 1 | 0 | 0.0030655 | 1
5761 | 0 | 0 | 0.94134 | 0 | 0 | 1 | 0 | 0 | 1
5762 | 0 | 0 | 0.94134 | 0 | 0 | 1 | 0 | 0 | 1
5763 | 0 | 0 | 0.94134 | 0 | 0 | 1 | 0 | 0 | 1
5764 | 0 | 0 | 0.94134 | 0 | 0 | 1 | 0 | 0 | 1
5765 | 0 | 0 | 0.94134 | 0 | 0 | 1 | 0 | 0 | 1
5766 | 0 | 0 | 0.94134 | 0 | 0 | 1 | 0 | 0 | 1
5767 | 0 | 0 | 0.94134 | 0 | 0 | 1 | 0 | 0 | 1
5768 | 0 | 0 | 0.94134 | 0 | 0 | 1 | 0 | 0 | 1
5769 | 0.082525 | 0 | 0.94134 | 0 | 0 | 1 | 0.082525 | 0 | 1
5770 | 0.18836 | 0.00056448 | 0.94134 | 0 | 0 | 1 | 0.18836 | 0.00056448 | 1
5771 | 0.26762 | 0.024695 | 0.94134 | 0 | 0 | 1 | 0.26762 | 0.024695 | 1
5772 | 0.30096 | 0.061221 | 0.94134 | 0 | 0 | 1 | 0.30096 | 0.061221 | 1
5773 | 0.31412 | 0.096468 | 0.94134 | 0 | 0 | 1 | 0.31412 | 0.096468 | 1
5774 | 0.31148 | 0.12195 | 0.94134 | 0 | 0 | 1 | 0.31148 | 0.12195 | 1
5775 | 0.19697 | 0.11359 | 0.94134 | 0 | 0 | 1 | 0.19697 | 0.11359 | 1
5776 | 0.054548 | 0.089356 | 0.94134 | 0 | 0 | 1 | 0.054548 | 0.089356 | 1
5777 | 0.02533 | 0.09803 | 0.94134 | 0 | 0 | 1 | 0.02533 | 0.09803 | 1
5778 | 0 | 0.054798 | 0.94134 | 0 | 1 | 1 | 0 | 0.054798 | 1
5779 | 0 | 0.030037 | 0.94134 | 0 | 1 | 1 | 0 | 0.030037 | 1
5780 | 0 | 0.0086824 | 0.94134 | 0 | 1 | 1 | 0 | 0.0086824 | 1
5781 | 0 | 0.034838 | 0.94134 | 0 | 1 | 1 | 0 | 0.034838 | 1
5782 | 0 | 0.02381 | 0.94134 | 0 | 0 | 1 | 0 | 0.02381 | 1
5783 | 0 | 0.037281 | 0.94134 | 0 | 0 | 1 | 0 | 0.037281 | 1
5784 | 0 | 0.020159 | 0.94134 | 0 | 0 | 1 | 0 | 0.020159 | 1
5785 | 0 | 0 | 0.94134 | 0 | 0 | 1 | 0 | 0 | 1
5786 | 0 | 0 | 0.94134 | 0 | 0 | 1 | 0 | 0 | 1
5787 | 0 | 0 | 0.94134 | 0 | 0 | 1 | 0 | 0 | 1
5788 | 0 | 0 | 0.94134 | 0 | 0 | 1 | 0 | 0 | 1
5789 | 0 | 0 | 0.94134 | 0 | 0 | 1 | 0 | 0 | 1
5790 | 0 | 0 | 0.94134 | 0 | 0 | 1 | 0 | 0 | 1
5791 | 0 | 0 | 0.94134 | 0 | 0 | 1 | 0 | 0 | 1
5792 | 0 | 0 | 0.94134 | 0 | 0 | 1 | 0 | 0 | 1
5793 | 0.092062 | 0 | 0.94134 | 0 | 0 | 1 | 0.092062 | 0 | 1
5794 | 0.18019 | 0.0095755 | 0.94134 | 0 | 0 | 1 | 0.18019 | 0.0095755 | 1
5795 | 0.30376 | 0.047123 | 0.94134 | 0 | 0 | 1 | 0.30376 | 0.047123 | 1
5796 | 0.34208 | 0.086607 | 0.94134 | 0 | 0 | 1 | 0.34208 | 0.086607 | 1
5797 | 0.35737 | 0.11315 | 0.94134 | 0 | 0 | 1 | 0.35737 | 0.11315 | 1
5798 | 0.35372 | 0.12038 | 0.94134 | 0 | 0 | 1 | 0.35372 | 0.12038 | 1
5799 | 0.25884 | 0.109 | 0.94134 | 0 | 0 | 1 | 0.25884 | 0.109 | 1
5800 | 0.1218 | 0.096337 | 0.94134 | 0 | 0 | 1 | 0.1218 | 0.096337 | 1
5801 | 0.01214 | 0.10222 | 0.94134 | 0 | 0 | 1 | 0.01214 | 0.10222 | 1
5802 | 0 | 0.046474 | 0.94134 | 0 | 1 | 1 | 0 | 0.046474 | 1
5803 | 0 | 0.011956 | 0.94134 | 0 | 1 | 1 | 0 | 0.011956 | 1
5804 | 0 | 0 | 0.94134 | 0 | 1 | 1 | 0 | 0 | 1
5805 | 0 | 0.0012076 | 0.94134 | 0 | 1 | 1 | 0 | 0.0012076 | 1
5806 | 0 | 0 | 0.94134 | 0 | 0 | 1 | 0 | 0 | 1
5807 | 0 | 0 | 0.94134 | 0 | 0 | 1 | 0 | 0 | 1
5808 | 0 | 0 | 0.94134 | 0 | 0 | 1 | 0 | 0 | 1
5809 | 0 | 0 | 0.94134 | 0 | 0 | 1 | 0 | 0 | 1
5810 | 0 | 0 | 0.94134 | 0 | 0 | 1 | 0 | 0 | 1
5811 | 0 | 0 | 0.94134 | 0 | 0 | 1 | 0 | 0 | 1
5812 | 0 | 0 | 0.94134 | 0 | 0 | 1 | 0 | 0 | 1
5813 | 0 | 0 | 0.94134 | 0 | 0 | 1 | 0 | 0 | 1
5814 | 0 | 0 | 0.94134 | 0 | 0 | 1 | 0 | 0 | 1
5815 | 0 | 0 | 0.94134 | 0 | 0 | 1 | 0 | 0 | 1
5816 | 0 | 0 | 0.94134 | 0 | 0 | 1 | 0 | 0 | 1
5817 | 0.096894 | 0 | 0.94134 | 0 | 0 | 1 | 0.096894 | 0 | 1
5818 | 0.17827 | 0 | 0.94134 | 0 | 0 | 1 | 0.17827 | 0 | 1
5819 | 0.31385 | 0.027323 | 0.94134 | 0 | 0 | 1 | 0.31385 | 0.027323 | 1
5820 | 0.3625 | 0.053084 | 0.94134 | 0 | 0 | 1 | 0.3625 | 0.053084 | 1
5821 | 0.30167 | 0.077644 | 0.94134 | 0 | 0 | 1 | 0.30167 | 0.077644 | 1
5822 | 0.31931 | 0.067783 | 0.94134 | 0 | 0 | 1 | 0.31931 | 0.067783 | 1
5823 | 0.25797 | 0.050183 | 0.94134 | 0 | 0 | 1 | 0.25797 | 0.050183 | 1
5824 | 0.23843 | 0.036004 | 0.94134 | 0 | 0 | 1 | 0.23843 | 0.036004 | 1
5825 | 0.061803 | 0.037559 | 0.94134 | 0 | 0 | 1 | 0.061803 | 0.037559 | 1
5826 | 0 | 0 | 0.94134 | 0 | 1 | 1 | 0 | 0 | 1
5827 | 0 | 0 | 0.94134 | 0 | 1 | 1 | 0 | 0 | 1
5828 | 0 | 0 | 0.94134 | 0 | 1 | 1 | 0 | 0 | 1
5829 | 0 | 0 | 0.94134 | 0 | 1 | 1 | 0 | 0 | 1
5830 | 0 | 0 | 0.94134 | 0 | 0 | 1 | 0 | 0 | 1
5831 | 0 | 0 | 0.94134 | 0 | 0 | 1 | 0 | 0 | 1
5832 | 0 | 0 | 0.94134 | 0 | 0 | 1 | 0 | 0 | 1
5833 | 0 | 0 | 0.94134 | 0 | 0 | 1 | 0 | 0 | 1
5834 | 0 | 0 | 0.94134 | 0 | 0 | 1 | 0 | 0 | 1
5835 | 0 | 0 | 0.94134 | 0 | 0 | 1 | 0 | 0 | 1
5836 | 0 | 0 | 0.94134 | 0 | 0 | 1 | 0 | 0 | 1
5837 | 0 | 0 | 0.94134 | 0 | 0 | 1 | 0 | 0 | 1
5838 | 0 | 0 | 0.94134 | 0 | 0 | 1 | 0 | 0 | 1
5839 | 0 | 0 | 0.94134 | 0 | 0 | 1 | 0 | 0 | 1
5840 | 0 | 0 | 0.94134 | 0 | 0 | 1 | 0 | 0 | 1
5841 | 0.075604 | 0 | 0.94134 | 0 | 0 | 1 | 0.075604 | 0 | 1
5842 | 0.18256 | 0 | 0.94134 | 0 | 0 | 1 | 0.18256 | 0 | 1
5843 | 0.25019 | 0 | 0.94134 | 0 | 0 | 1 | 0.25019 | 0 | 1
5844 | 0.29246 | 0.0046383 | 0.94134 | 0 | 0 | 1 | 0.29246 | 0.0046383 | 1
5845 | 0.23442 | 0.033307 | 0.94134 | 0 | 0 | 1 | 0.23442 | 0.033307 | 1
5846 | 0.24473 | 0.032277 | 0.94134 | 0 | 0 | 1 | 0.24473 | 0.032277 | 1
5847 | 0.17715 | 0.01763 | 0.94134 | 0 | 0 | 1 | 0.17715 | 0.01763 | 1
5848 | 0.15976 | 0.0014204 | 0.94134 | 0 | 0 | 1 | 0.15976 | 0.0014204 | 1
5849 | 0.021756 | 0.0033695 | 0.94134 | 0 | 0 | 1 | 0.021756 | 0.0033695 | 1
5850 | 0 | 0 | 0.94134 | 0 | 1 | 1 | 0 | 0 | 1
5851 | 0 | 0 | 0.94134 | 0 | 1 | 1 | 0 | 0 | 1
5852 | 0 | 0 | 0.94134 | 0 | 1 | 1 | 0 | 0 | 1
5853 | 0 | 0 | 0.94134 | 0 | 1 | 1 | 0 | 0 | 1
5854 | 0 | 0 | 0.94134 | 0 | 0 | 1 | 0 | 0 | 1
5855 | 0 | 0 | 0.94134 | 0 | 0 | 1 | 0 | 0 | 1
5856 | 0 | 0 | 0.94134 | 0 | 0 | 1 | 0 | 0 | 1
5857 | 0 | 0 | 0.94134 | 0 | 0 | 1 | 0 | 0 | 1
5858 | 0 | 0 | 0.94134 | 0 | 0 | 1 | 0 | 0 | 1
5859 | 0 | 0 | 0.94134 | 0 | 0 | 1 | 0 | 0 | 1
5860 | 0 | 0 | 0.94134 | 0 | 0 | 1 | 0 | 0 | 1
5861 | 0 | 0 | 0.94134 | 0 | 0 | 1 | 0 | 0 | 1
5862 | 0 | 0 | 0.94134 | 0 | 0 | 1 | 0 | 0 | 1
5863 | 0 | 0 | 0.94134 | 0 | 0 | 1 | 0 | 0 | 1
5864 | 0 | 0 | 0.94134 | 0 | 0 | 1 | 0 | 0 | 1
5865 | 0.038563 | 0 | 0.94134 | 0 | 0 | 1 | 0.038563 | 0 | 1
5866 | 0.10977 | 0 | 0.94134 | 0 | 0 | 1 | 0.10977 | 0 | 1
5867 | 0.17373 | 0 | 0.94134 | 0 | 0 | 1 | 0.17373 | 0 | 1
5868 | 0.16839 | 0 | 0.94134 | 0 | 0 | 1 | 0.16839 | 0 | 1
5869 | 0.15603 | 0 | 0.94134 | 0 | 0 | 1 | 0.15603 | 0 | 1
5870 | 0.18673 | 0.003452 | 0.94134 | 0 | 0 | 1 | 0.18673 | 0.003452 | 1
5871 | 0.13898 | 0 | 0.94134 | 0 | 0 | 1 | 0.13898 | 0 | 1
5872 | 0.15928 | 0 | 0.94134 | 0 | 0 | 1 | 0.15928 | 0 | 1
5873 | 0.0022596 | 0 | 0.94134 | 0 | 0 | 1 | 0.0022596 | 0 | 1
5874 | 0 | 0 | 0.94134 | 0 | 1 | 1 | 0 | 0 | 1
5875 | 0 | 0 | 0.94134 | 0 | 1 | 1 | 0 | 0 | 1
5876 | 0 | 0 | 0.94134 | 0 | 1 | 1 | 0 | 0 | 1
5877 | 0 | 0 | 0.94134 | 0 | 1 | 1 | 0 | 0 | 1
5878 | 0 | 0 | 0.94134 | 0 | 0 | 1 | 0 | 0 | 1
5879 | 0 | 0 | 0.94134 | 0 | 0 | 1 | 0 | 0 | 1
5880 | 0 | 0 | 0.94134 | 0 | 0 | 1 | 0 | 0 | 1
5881 | 0 | 0 | 0.94134 | 0 | 0 | 1 | 0 | 0 | 1
5882 | 0 | 0 | 0.94134 | 0 | 0 | 1 | 0 | 0 | 1
5883 | 0 | 0 | 0.94134 | 0 | 0 | 1 | 0 | 0 | 1
5884 | 0 | 0 | 0.94134 | 0 | 0 | 1 | 0 | 0 | 1
5885 | 0 | 0 | 0.94134 | 0 | 0 | 1 | 0 | 0 | 1
5886 | 0 | 0 | 0.94134 | 0 | 0 | 1 | 0 | 0 | 1
5887 | 0 | 0 | 0.94134 | 0 | 0 | 1 | 0 | 0 | 1
5888 | 0 | 0 | 0.94134 | 0 | 0 | 1 | 0 | 0 | 1
5889 | 0.077904 | 0 | 0.94134 | 0 | 0 | 1 | 0.077904 | 0 | 1
5890 | 0.14655 | 0 | 0.94134 | 0 | 0 | 1 | 0.14655 | 0 | 1
5891 | 0.20861 | 0 | 0.94134 | 0 | 0 | 1 | 0.20861 | 0 | 1
5892 | 0.17296 | 0.00096894 | 0.94134 | 0 | 0 | 1 | 0.17296 | 0.00096894 | 1
5893 | 0.19584 | 0.0036393 | 0.94134 | 0 | 0 | 1 | 0.19584 | 0.0036393 | 1
5894 | 0.18384 | 0.018634 | 0.94134 | 0 | 0 | 1 | 0.18384 | 0.018634 | 1
5895 | 0.10585 | 0.031228 | 0.94134 | 0 | 0 | 1 | 0.10585 | 0.031228 | 1
5896 | 0.083989 | 0.014596 | 0.94134 | 0 | 0 | 1 | 0.083989 | 0.014596 | 1
5897 | 0 | 0.015371 | 0.94134 | 0 | 0 | 1 | 0 | 0.015371 | 1
5898 | 0 | 0.0031113 | 0.94134 | 0 | 1 | 1 | 0 | 0.0031113 | 1
5899 | 0 | 0 | 0.94134 | 0 | 1 | 1 | 0 | 0 | 1
5900 | 0 | 0 | 0.94134 | 0 | 1 | 1 | 0 | 0 | 1
5901 | 0 | 0 | 0.94134 | 0 | 1 | 1 | 0 | 0 | 1
5902 | 0 | 0 | 0.94134 | 0 | 0 | 1 | 0 | 0 | 1
5903 | 0 | 0 | 0.94134 | 0 | 0 | 1 | 0 | 0 | 1
5904 | 0 | 0 | 0.94134 | 0 | 0 | 1 | 0 | 0 | 1
5905 | 0 | 0 | 0.94134 | 0 | 0 | 1 | 0 | 0 | 1
5906 | 0 | 0 | 0.94134 | 0 | 0 | 1 | 0 | 0 | 1
5907 | 0 | 0 | 0.94134 | 0 | 0 | 1 | 0 | 0 | 1
5908 | 0 | 0 | 0.94134 | 0 | 0 | 1 | 0 | 0 | 1
5909 | 0 | 0 | 0.94134 | 0 | 0 | 1 | 0 | 0 | 1
5910 | 0 | 0 | 0.94134 | 0 | 0 | 1 | 0 | 0 | 1
5911 | 0 | 0 | 0.94134 | 0 | 0 | 1 | 0 | 0 | 1
5912 | 0 | 0 | 0.94134 | 0 | 0 | 1 | 0 | 0 | 1
5913 | 0.069003 | 0 | 0.94134 | 0 | 0 | 1 | 0.069003 | 0 | 1
5914 | 0.14589 | 0.0025603 | 0.94134 | 0 | 0 | 1 | 0.14589 | 0.0025603 | 1
5915 | 0.2355 | 0.033557 | 0.94134 | 0 | 0 | 1 | 0.2355 | 0.033557 | 1
5916 | 0.13975 | 0.048899 | 0.94134 | 0 | 0 | 1 | 0.13975 | 0.048899 | 1
5917 | 0.22631 | 0.032309 | 0.94134 | 0 | 0 | 1 | 0.22631 | 0.032309 | 1
5918 | 0.17679 | 0.046413 | 0.94134 | 0 | 0 | 1 | 0.17679 | 0.046413 | 1
5919 | 0.13576 | 0.0513 | 0.94134 | 0 | 0 | 1 | 0.13576 | 0.0513 | 1
5920 | 0.094216 | 0.048993 | 0.94134 | 0 | 0 | 1 | 0.094216 | 0.048993 | 1
5921 | 0 | 0.042851 | 0.94134 | 0 | 0 | 1 | 0 | 0.042851 | 1
5922 | 0 | 0.020825 | 0.94134 | 0 | 1 | 1 | 0 | 0.020825 | 1
5923 | 0 | 0 | 0.94134 | 0 | 1 | 1 | 0 | 0 | 1
5924 | 0 | 0 | 0.94134 | 0 | 1 | 1 | 0 | 0 | 1
5925 | 0 | 0 | 0.94134 | 0 | 1 | 1 | 0 | 0 | 1
5926 | 0 | 0 | 0.94134 | 0 | 0 | 1 | 0 | 0 | 1
5927 | 0 | 0 | 0.94134 | 0 | 0 | 1 | 0 | 0 | 1
5928 | 0 | 0 | 0.94134 | 0 | 0 | 1 | 0 | 0 | 1
5929 | 0 | 0 | 0.94134 | 0 | 0 | 1 | 0 | 0 | 1
5930 | 0 | 0 | 0.94134 | 0 | 0 | 1 | 0 | 0 | 1
5931 | 0 | 0 | 0.94134 | 0 | 0 | 1 | 0 | 0 | 1
5932 | 0 | 0 | 0.94134 | 0 | 0 | 1 | 0 | 0 | 1
5933 | 0 | 0 | 0.94134 | 0 | 0 | 1 | 0 | 0 | 1
5934 | 0 | 0 | 0.94134 | 0 | 0 | 1 | 0 | 0 | 1
5935 | 0 | 0 | 0.94134 | 0 | 0 | 1 | 0 | 0 | 1
5936 | 0 | 0 | 0.94134 | 0 | 0 | 1 | 0 | 0 | 1
5937 | 0.1096 | 0 | 0.94134 | 0 | 0 | 1 | 0.1096 | 0 | 1
5938 | 0.23729 | 0 | 0.94134 | 0 | 0 | 1 | 0.23729 | 0 | 1
5939 | 0.36234 | 0.01336 | 0.94134 | 0 | 0 | 1 | 0.36234 | 0.01336 | 1
5940 | 0.27661 | 0.048629 | 0.94134 | 0 | 0 | 1 | 0.27661 | 0.048629 | 1
5941 | 0.36749 | 0.051336 | 0.94134 | 0 | 0 | 1 | 0.36749 | 0.051336 | 1
5942 | 0.23319 | 0.058006 | 0.94134 | 0 | 0 | 1 | 0.23319 | 0.058006 | 1
5943 | 0.19553 | 0.066367 | 0.94134 | 0 | 0 | 1 | 0.19553 | 0.066367 | 1
5944 | 0.096873 | 0.071679 | 0.94134 | 0 | 0 | 1 | 0.096873 | 0.071679 | 1
5945 | 0 | 0.061928 | 0.94134 | 0 | 0 | 1 | 0 | 0.061928 | 1
5946 | 0 | 0.043601 | 0.94134 | 0 | 1 | 1 | 0 | 0.043601 | 1
5947 | 0 | 0.0068268 | 0.94134 | 0 | 1 | 1 | 0 | 0.0068268 | 1
5948 | 0 | 0 | 0.94134 | 0 | 1 | 1 | 0 | 0 | 1
5949 | 0 | 0 | 0.94134 | 0 | 1 | 1 | 0 | 0 | 1
5950 | 0 | 0 | 0.94134 | 0 | 0 | 1 | 0 | 0 | 1
5951 | 0 | 0 | 0.94134 | 0 | 0 | 1 | 0 | 0 | 1
5952 | 0 | 0 | 0.94134 | 0 | 0 | 1 | 0 | 0 | 1
5953 | 0 | 0 | 0.94134 | 0 | 0 | 1 | 0 | 0 | 1
5954 | 0 | 0 | 0.94134 | 0 | 0 | 1 | 0 | 0 | 1
5955 | 0 | 0 | 0.94134 | 0 | 0 | 1 | 0 | 0 | 1
5956 | 0 | 0 | 0.94134 | 0 | 0 | 1 | 0 | 0 | 1
5957 | 0 | 0 | 0.94134 | 0 | 0 | 1 | 0 | 0 | 1
5958 | 0 | 0 | 0.94134 | 0 | 0 | 1 | 0 | 0 | 1
5959 | 0 | 0 | 0.94134 | 0 | 0 | 1 | 0 | 0 | 1
5960 | 0 | 0 | 0.94134 | 0 | 0 | 1 | 0 | 0 | 1
5961 | 0.050162 | 0 | 0.94134 | 0 | 0 | 1 | 0.050162 | 0 | 1
5962 | 0.2287 | 0 | 0.94134 | 0 | 0 | 1 | 0.2287 | 0 | 1
5963 | 0.32112 | 0.0055883 | 0.94134 | 0 | 0 | 1 | 0.32112 | 0.0055883 | 1
5964 | 0.27473 | 0.027321 | 0.94134 | 0 | 0 | 1 | 0.27473 | 0.027321 | 1
5965 | 0.30751 | 0.048097 | 0.94134 | 0 | 0 | 1 | 0.30751 | 0.048097 | 1
5966 | 0.27514 | 0.063119 | 0.94134 | 0 | 0 | 1 | 0.27514 | 0.063119 | 1
5967 | 0.24654 | 0.060582 | 0.94134 | 0 | 0 | 1 | 0.24654 | 0.060582 | 1
5968 | 0.16789 | 0.061984 | 0.94134 | 0 | 0 | 1 | 0.16789 | 0.061984 | 1
5969 | 0.034337 | 0.053765 | 0.94134 | 0 | 0 | 1 | 0.034337 | 0.053765 | 1
5970 | 0 | 0.034621 | 0.94134 | 0 | 1 | 1 | 0 | 0.034621 | 1
5971 | 0 | 0.014362 | 0.94134 | 0 | 1 | 1 | 0 | 0.014362 | 1
5972 | 0 | 0 | 0.94134 | 0 | 1 | 1 | 0 | 0 | 1
5973 | 0 | 0 | 0.94134 | 0 | 1 | 1 | 0 | 0 | 1
5974 | 0 | 0 | 0.94134 | 0 | 0 | 1 | 0 | 0 | 1
5975 | 0 | 0 | 0.94134 | 0 | 0 | 1 | 0 | 0 | 1
5976 | 0 | 0 | 0.94134 | 0 | 0 | 1 | 0 | 0 | 1
5977 | 0 | 0 | 0.94134 | 0 | 0 | 1 | 0 | 0 | 1
5978 | 0 | 0 | 0.94134 | 0 | 0 | 1 | 0 | 0 | 1
5979 | 0 | 0 | 0.94134 | 0 | 0 | 1 | 0 | 0 | 1
5980 | 0 | 0 | 0.94134 | 0 | 0 | 1 | 0 | 0 | 1
5981 | 0 | 0 | 0.94134 | 0 | 0 | 1 | 0 | 0 | 1
5982 | 0 | 0 | 0.94134 | 0 | 0 | 1 | 0 | 0 | 1
5983 | 0 | 0 | 0.94134 | 0 | 0 | 1 | 0 | 0 | 1
5984 | 0 | 0 | 0.94134 | 0 | 0 | 1 | 0 | 0 | 1
5985 | 0.069124 | 0 | 0.94134 | 0 | 0 | 1 | 0.069124 | 0 | 1
5986 | 0.24542 | 0 | 0.94134 | 0 | 0 | 1 | 0.24542 | 0 | 1
5987 | 0.28388 | 0.00074549 | 0.94134 | 0 | 0 | 1 | 0.28388 | 0.00074549 | 1
5988 | 0.3381 | 0.01832 | 0.94134 | 0 | 0 | 1 | 0.3381 | 0.01832 | 1
5989 | 0.274 | 0.043584 | 0.94134 | 0 | 0 | 1 | 0.274 | 0.043584 | 1
5990 | 0.21081 | 0.052777 | 0.94134 | 0 | 0 | 1 | 0.21081 | 0.052777 | 1
5991 | 0.21195 | 0.048917 | 0.94134 | 0 | 0 | 1 | 0.21195 | 0.048917 | 1
5992 | 0.15347 | 0.052291 | 0.94134 | 0 | 0 | 1 | 0.15347 | 0.052291 | 1
5993 | 0.02015 | 0.045039 | 0.94134 | 0 | 0 | 1 | 0.02015 | 0.045039 | 1
5994 | 0 | 0.032907 | 0.94134 | 0 | 1 | 1 | 0 | 0.032907 | 1
5995 | 0 | 0.01152 | 0.94134 | 0 | 1 | 1 | 0 | 0.01152 | 1
5996 | 0 | 0 | 0.94134 | 0 | 1 | 1 | 0 | 0 | 1
5997 | 0 | 0 | 0.94134 | 0 | 1 | 1 | 0 | 0 | 1
5998 | 0 | 0 | 0.94134 | 0 | 0 | 1 | 0 | 0 | 1
5999 | 0 | 0 | 0.94134 | 0 | 0 | 1 | 0 | 0 | 1
6000 | 0 | 0 | 0.94134 | 0 | 0 | 1 | 0 | 0 | 1
6001 | 0 | 0 | 0.94134 | 0 | 0 | 1 | 0 | 0 | 1
6002 | 0 | 0 | 0.94134 | 0 | 0 | 1 | 0 | 0 | 1
6003 | 0 | 0 | 0.94134 | 0 | 0 | 1 | 0 | 0 | 1
6004 | 0 | 0 | 0.94134 | 0 | 0 | 1 | 0 | 0 | 1
6005 | 0 | 0 | 0.94134 | 0 | 0 | 1 | 0 | 0 | 1
6006 | 0 | 0 | 0.94134 | 0 | 0 | 1 | 0 | 0 | 1
6007 | 0 | 0 | 0.94134 | 0 | 0 | 1 | 0 | 0 | 1
6008 | 0 | 0 | 0.94134 | 0 | 0 | 1 | 0 | 0 | 1
6009 | 0.033552 | 0 | 0.94134 | 0 | 0 | 1 | 0.033552 | 0 | 1
6010 | 0.19411 | 0.0014273 | 0.94134 | 0 | 0 | 1 | 0.19411 | 0.0014273 | 1
6011 | 0.20087 | 0.014676 | 0.94134 | 0 | 0 | 1 | 0.20087 | 0.014676 | 1
6012 | 0.27726 | 0.023359 | 0.94134 | 0 | 0 | 1 | 0.27726 | 0.023359 | 1
6013 | 0.22682 | 0.046105 | 0.94134 | 0 | 0 | 1 | 0.22682 | 0.046105 | 1
6014 | 0.19249 | 0.053563 | 0.94134 | 0 | 0 | 1 | 0.19249 | 0.053563 | 1
6015 | 0.18278 | 0.052584 | 0.94134 | 0 | 0 | 1 | 0.18278 | 0.052584 | 1
6016 | 0.113 | 0.047857 | 0.94134 | 0 | 0 | 1 | 0.113 | 0.047857 | 1
6017 | 0.011373 | 0.041781 | 0.94134 | 0 | 0 | 1 | 0.011373 | 0.041781 | 1
6018 | 0 | 0.036025 | 0.94134 | 0 | 1 | 1 | 0 | 0.036025 | 1
6019 | 0 | 0.014555 | 0.94134 | 0 | 1 | 1 | 0 | 0.014555 | 1
6020 | 0 | 0 | 0.94134 | 0 | 1 | 1 | 0 | 0 | 1
6021 | 0 | 0 | 0.94134 | 0 | 1 | 1 | 0 | 0 | 1
6022 | 0 | 0 | 0.94134 | 0 | 0 | 1 | 0 | 0 | 1
6023 | 0 | 0 | 0.94134 | 0 | 0 | 1 | 0 | 0 | 1
6024 | 0 | 0 | 0.94134 | 0 | 0 | 1 | 0 | 0 | 1
6025 | 0 | 0 | 0.94134 | 0 | 0 | 1 | 0 | 0 | 1
6026 | 0 | 0 | 0.94134 | 0 | 0 | 1 | 0 | 0 | 1
6027 | 0 | 0 | 0.94134 | 0 | 0 | 1 | 0 | 0 | 1
6028 | 0 | 0 | 0.94134 | 0 | 0 | 1 | 0 | 0 | 1
6029 | 0 | 0 | 0.94134 | 0 | 0 | 1 | 0 | 0 | 1
6030 | 0 | 0 | 0.94134 | 0 | 0 | 1 | 0 | 0 | 1
6031 | 0 | 0 | 0.94134 | 0 | 0 | 1 | 0 | 0 | 1
6032 | 0 | 0 | 0.94134 | 0 | 0 | 1 | 0 | 0 | 1
6033 | 0.097021 | 0 | 0.94134 | 0 | 0 | 1 | 0.097021 | 0 | 1
6034 | 0.23688 | 0 | 0.94134 | 0 | 0 | 1 | 0.23688 | 0 | 1
6035 | 0.26021 | 0.0069147 | 0.94134 | 0 | 0 | 1 | 0.26021 | 0.0069147 | 1
6036 | 0.31389 | 0.026621 | 0.94134 | 0 | 0 | 1 | 0.31389 | 0.026621 | 1
6037 | 0.22814 | 0.042614 | 0.94134 | 0 | 0 | 1 | 0.22814 | 0.042614 | 1
6038 | 0.21732 | 0.028781 | 0.94134 | 0 | 0 | 1 | 0.21732 | 0.028781 | 1
6039 | 0.19835 | 0.026138 | 0.94134 | 0 | 0 | 1 | 0.19835 | 0.026138 | 1
6040 | 0.11035 | 0.013369 | 0.94134 | 0 | 0 | 1 | 0.11035 | 0.013369 | 1
6041 | 0 | 0.03196 | 0.94134 | 0 | 0 | 1 | 0 | 0.03196 | 1
6042 | 0 | 0.025334 | 0.94134 | 0 | 1 | 1 | 0 | 0.025334 | 1
6043 | 0 | 0.014645 | 0.94134 | 0 | 1 | 1 | 0 | 0.014645 | 1
6044 | 0 | 0 | 0.94134 | 0 | 1 | 1 | 0 | 0 | 1
6045 | 0 | 0 | 0.94134 | 0 | 1 | 1 | 0 | 0 | 1
6046 | 0 | 0 | 0.94134 | 0 | 0 | 1 | 0 | 0 | 1
6047 | 0 | 0 | 0.94134 | 0 | 0 | 1 | 0 | 0 | 1
6048 | 0 | 0 | 0.94134 | 0 | 0 | 1 | 0 | 0 | 1
6049 | 0 | 0 | 0.94134 | 0 | 0 | 1 | 0 | 0 | 1
6050 | 0 | 0 | 0.94134 | 0 | 0 | 1 | 0 | 0 | 1
6051 | 0 | 0 | 0.94134 | 0 | 0 | 1 | 0 | 0 | 1
6052 | 0 | 0 | 0.94134 | 0 | 0 | 1 | 0 | 0 | 1
6053 | 0 | 0 | 0.94134 | 0 | 0 | 1 | 0 | 0 | 1
6054 | 0 | 0 | 0.94134 | 0 | 0 | 1 | 0 | 0 | 1
6055 | 0 | 0 | 0.94134 | 0 | 0 | 1 | 0 | 0 | 1
6056 | 0 | 0 | 0.94134 | 0 | 0 | 1 | 0 | 0 | 1
6057 | 0.08291 | 0 | 0.94134 | 0 | 0 | 1 | 0.08291 | 0 | 1
6058 | 0.22733 | 0 | 0.94134 | 0 | 0 | 1 | 0.22733 | 0 | 1
6059 | 0.2463 | 0.024945 | 0.94134 | 0 | 0 | 1 | 0.2463 | 0.024945 | 1
6060 | 0.29475 | 0.0539 | 0.94134 | 0 | 0 | 1 | 0.29475 | 0.0539 | 1
6061 | 0.18285 | 0.061996 | 0.94134 | 0 | 0 | 1 | 0.18285 | 0.061996 | 1
6062 | 0.15724 | 0.056044 | 0.94134 | 0 | 0 | 1 | 0.15724 | 0.056044 | 1
6063 | 0.1224 | 0.047735 | 0.94134 | 0 | 0 | 1 | 0.1224 | 0.047735 | 1
6064 | 0.034534 | 0.030349 | 0.94134 | 0 | 0 | 1 | 0.034534 | 0.030349 | 1
6065 | 0 | 0.037791 | 0.94134 | 0 | 0 | 1 | 0 | 0.037791 | 1
6066 | 0 | 0.0315 | 0.94134 | 0 | 1 | 1 | 0 | 0.0315 | 1
6067 | 0 | 0.025821 | 0.94134 | 0 | 1 | 1 | 0 | 0.025821 | 1
6068 | 0 | 0.005754 | 0.94134 | 0 | 1 | 1 | 0 | 0.005754 | 1
6069 | 0 | 0 | 0.94134 | 0 | 1 | 1 | 0 | 0 | 1
6070 | 0 | 0 | 0.94134 | 0 | 0 | 1 | 0 | 0 | 1
6071 | 0 | 0 | 0.94134 | 0 | 0 | 1 | 0 | 0 | 1
6072 | 0 | 0 | 0.94134 | 0 | 0 | 1 | 0 | 0 | 1
6073 | 0 | 0 | 0.94134 | 0 | 0 | 1 | 0 | 0 | 1
6074 | 0 | 0 | 0.94134 | 0 | 0 | 1 | 0 | 0 | 1
6075 | 0 | 0 | 0.94134 | 0 | 0 | 1 | 0 | 0 | 1
6076 | 0 | 0 | 0.94134 | 0 | 0 | 1 | 0 | 0 | 1
6077 | 0 | 0 | 0.94134 | 0 | 0 | 1 | 0 | 0 | 1
6078 | 0 | 0 | 0.94134 | 0 | 0 | 1 | 0 | 0 | 1
6079 | 0 | 0 | 0.94134 | 0 | 0 | 1 | 0 | 0 | 1
6080 | 0 | 0 | 0.94134 | 0 | 0 | 1 | 0 | 0 | 1
6081 | 0.073593 | 0 | 0.94134 | 0 | 0 | 1 | 0.073593 | 0 | 1
6082 | 0.25766 | 0 | 0.94134 | 0 | 0 | 1 | 0.25766 | 0 | 1
6083 | 0.25224 | 0 | 0.94134 | 0 | 0 | 1 | 0.25224 | 0 | 1
6084 | 0.2214 | 0.00055933 | 0.94134 | 0 | 0 | 1 | 0.2214 | 0.00055933 | 1
6085 | 0.13246 | 0 | 0.94134 | 0 | 0 | 1 | 0.13246 | 0 | 1
6086 | 0.089752 | 0 | 0.94134 | 0 | 0 | 1 | 0.089752 | 0 | 1
6087 | 0.086546 | 0 | 0.94134 | 0 | 0 | 1 | 0.086546 | 0 | 1
6088 | 0.0093977 | 0 | 0.94134 | 0 | 0 | 1 | 0.0093977 | 0 | 1
6089 | 0 | 0 | 0.94134 | 0 | 0 | 1 | 0 | 0 | 1
6090 | 0 | 0 | 0.94134 | 0 | 1 | 1 | 0 | 0 | 1
6091 | 0 | 0 | 0.94134 | 0 | 1 | 1 | 0 | 0 | 1
6092 | 0 | 0 | 0.94134 | 0 | 1 | 1 | 0 | 0 | 1
6093 | 0 | 0 | 0.94134 | 0 | 1 | 1 | 0 | 0 | 1
6094 | 0 | 0 | 0.94134 | 0 | 0 | 1 | 0 | 0 | 1
6095 | 0 | 0 | 0.94134 | 0 | 0 | 1 | 0 | 0 | 1
6096 | 0 | 0 | 0.94134 | 0 | 0 | 1 | 0 | 0 | 1
6097 | 0 | 0 | 0.94134 | 0 | 0 | 1 | 0 | 0 | 1
6098 | 0 | 0 | 0.94134 | 0 | 0 | 1 | 0 | 0 | 1
6099 | 0 | 0 | 0.94134 | 0 | 0 | 1 | 0 | 0 | 1
6100 | 0 | 0 | 0.94134 | 0 | 0 | 1 | 0 | 0 | 1
6101 | 0 | 0 | 0.94134 | 0 | 0 | 1 | 0 | 0 | 1
6102 | 0 | 0 | 0.94134 | 0 | 0 | 1 | 0 | 0 | 1
6103 | 0 | 0 | 0.94134 | 0 | 0 | 1 | 0 | 0 | 1
6104 | 0 | 0 | 0.94134 | 0 | 0 | 1 | 0 | 0 | 1
6105 | 0 | 0 | 0.94134 | 0 | 0 | 1 | 0 | 0 | 1
6106 | 0.0916 | 0 | 0.94134 | 0 | 0 | 1 | 0.0916 | 0 | 1
6107 | 0.16922 | 0 | 0.94134 | 0 | 0 | 1 | 0.16922 | 0 | 1
6108 | 0.1557 | 0 | 0.94134 | 0 | 0 | 1 | 0.1557 | 0 | 1
6109 | 0.12448 | 0 | 0.94134 | 0 | 0 | 1 | 0.12448 | 0 | 1
6110 | 0.064259 | 0 | 0.94134 | 0 | 0 | 1 | 0.064259 | 0 | 1
6111 | 0.042989 | 0 | 0.94134 | 0 | 0 | 1 | 0.042989 | 0 | 1
6112 | 0 | 0 | 0.94134 | 0 | 0 | 1 | 0 | 0 | 1
6113 | 0 | 0 | 0.94134 | 0 | 0 | 1 | 0 | 0 | 1
6114 | 0 | 0 | 0.94134 | 0 | 1 | 1 | 0 | 0 | 1
6115 | 0 | 0 | 0.94134 | 0 | 1 | 1 | 0 | 0 | 1
6116 | 0 | 0 | 0.94134 | 0 | 1 | 1 | 0 | 0 | 1
6117 | 0 | 0 | 0.94134 | 0 | 1 | 1 | 0 | 0 | 1
6118 | 0 | 0 | 0.94134 | 0 | 0 | 1 | 0 | 0 | 1
6119 | 0 | 0 | 0.94134 | 0 | 0 | 1 | 0 | 0 | 1
6120 | 0 | 0 | 0.94134 | 0 | 0 | 1 | 0 | 0 | 1
6121 | 0 | 0 | 0.94134 | 0 | 0 | 1 | 0 | 0 | 1
6122 | 0 | 0 | 0.94134 | 0 | 0 | 1 | 0 | 0 | 1
6123 | 0 | 0 | 0.94134 | 0 | 0 | 1 | 0 | 0 | 1
6124 | 0 | 0 | 0.94134 | 0 | 0 | 1 | 0 | 0 | 1
6125 | 0 | 0 | 0.94134 | 0 | 0 | 1 | 0 | 0 | 1
6126 | 0 | 0 | 0.94134 | 0 | 0 | 1 | 0 | 0 | 1
6127 | 0 | 0 | 0.94134 | 0 | 0 | 1 | 0 | 0 | 1
6128 | 0 | 0 | 0.94134 | 0 | 0 | 1 | 0 | 0 | 1
6129 | 0 | 0 | 0.94134 | 0 | 0 | 1 | 0 | 0 | 1
6130 | 0.06798 | 0 | 0.94134 | 0 | 0 | 1 | 0.06798 | 0 | 1
6131 | 0.15802 | 0 | 0.94134 | 0 | 0 | 1 | 0.15802 | 0 | 1
6132 | 0.14972 | 0 | 0.94134 | 0 | 0 | 1 | 0.14972 | 0 | 1
6133 | 0.087542 | 0 | 0.94134 | 0 | 0 | 1 | 0.087542 | 0 | 1
6134 | 0.060298 | 0 | 0.94134 | 0 | 0 | 1 | 0.060298 | 0 | 1
6135 | 0.034973 | 0 | 0.94134 | 0 | 0 | 1 | 0.034973 | 0 | 1
6136 | 0 | 0 | 0.94134 | 0 | 0 | 1 | 0 | 0 | 1
6137 | 0 | 0 | 0.94134 | 0 | 0 | 1 | 0 | 0 | 1
6138 | 0 | 0 | 0.94134 | 0 | 1 | 1 | 0 | 0 | 1
6139 | 0 | 0 | 0.94134 | 0 | 1 | 1 | 0 | 0 | 1
6140 | 0 | 0 | 0.94134 | 0 | 1 | 1 | 0 | 0 | 1
6141 | 0 | 0 | 0.94134 | 0 | 1 | 1 | 0 | 0 | 1
6142 | 0 | 0 | 0.94134 | 0 | 0 | 1 | 0 | 0 | 1
6143 | 0 | 0 | 0.94134 | 0 | 0 | 1 | 0 | 0 | 1
6144 | 0 | 0 | 0.94134 | 0 | 0 | 1 | 0 | 0 | 1
6145 | 0 | 0 | 0.94134 | 0 | 0 | 1 | 0 | 0 | 1
6146 | 0 | 0 | 0.94134 | 0 | 0 | 1 | 0 | 0 | 1
6147 | 0 | 0 | 0.94134 | 0 | 0 | 1 | 0 | 0 | 1
6148 | 0 | 0 | 0.94134 | 0 | 0 | 1 | 0 | 0 | 1
6149 | 0 | 0 | 0.94134 | 0 | 0 | 1 | 0 | 0 | 1
6150 | 0 | 0 | 0.94134 | 0 | 0 | 1 | 0 | 0 | 1
6151 | 0 | 0 | 0.94134 | 0 | 0 | 1 | 0 | 0 | 1
6152 | 0 | 0 | 0.94134 | 0 | 0 | 1 | 0 | 0 | 1
6153 | 0 | 0 | 0.94134 | 0 | 0 | 1 | 0 | 0 | 1
6154 | 0.017146 | 0.0049854 | 0.94134 | 0 | 0 | 1 | 0.017146 | 0.0049854 | 1
6155 | 0.19933 | 0.038343 | 0.94134 | 0 | 0 | 1 | 0.19933 | 0.038343 | 1
6156 | 0.22559 | 0.071203 | 0.94134 | 0 | 0 | 1 | 0.22559 | 0.071203 | 1
6157 | 0.1647 | 0.062066 | 0.94134 | 0 | 0 | 1 | 0.1647 | 0.062066 | 1
6158 | 0.16779 | 0.042864 | 0.94134 | 0 | 0 | 1 | 0.16779 | 0.042864 | 1
6159 | 0.10019 | 0.043232 | 0.94134 | 0 | 0 | 1 | 0.10019 | 0.043232 | 1
6160 | 0.010938 | 0.048054 | 0.94134 | 0 | 0 | 1 | 0.010938 | 0.048054 | 1
6161 | 0 | 0.027931 | 0.94134 | 0 | 0 | 1 | 0 | 0.027931 | 1
6162 | 0 | 0.0092193 | 0.94134 | 0 | 1 | 1 | 0 | 0.0092193 | 1
6163 | 0 | 0.0051996 | 0.94134 | 0 | 1 | 1 | 0 | 0.0051996 | 1
6164 | 0 | 0.016462 | 0.94134 | 0 | 1 | 1 | 0 | 0.016462 | 1
6165 | 0 | 0 | 0.94134 | 0 | 1 | 1 | 0 | 0 | 1
6166 | 0 | 0 | 0.94134 | 0 | 0 | 1 | 0 | 0 | 1
6167 | 0 | 0.007378 | 0.94134 | 0 | 0 | 1 | 0 | 0.007378 | 1
6168 | 0 | 0.035467 | 0.94134 | 0 | 0 | 1 | 0 | 0.035467 | 1
6169 | 0 | 0 | 0.94134 | 0 | 0 | 1 | 0 | 0 | 1
6170 | 0 | 0.0058448 | 0.94134 | 0 | 0 | 1 | 0 | 0.0058448 | 1
6171 | 0 | 0.016442 | 0.94134 | 0 | 0 | 1 | 0 | 0.016442 | 1
6172 | 0 | 0.021122 | 0.94134 | 0 | 0 | 1 | 0 | 0.021122 | 1
6173 | 0 | 0.039729 | 0.94134 | 0 | 0 | 1 | 0 | 0.039729 | 1
6174 | 0 | 0.043136 | 0.94134 | 0 | 0 | 1 | 0 | 0.043136 | 1
6175 | 0 | 0.041457 | 0.94134 | 0 | 0 | 1 | 0 | 0.041457 | 1
6176 | 0 | 0.014776 | 0.94134 | 0 | 0 | 1 | 0 | 0.014776 | 1
6177 | 0.012521 | 0.0095538 | 0.94134 | 0 | 0 | 1 | 0.012521 | 0.0095538 | 1
6178 | 0.11897 | 0.052178 | 0.94134 | 0 | 0 | 1 | 0.11897 | 0.052178 | 1
6179 | 0.26286 | 0.076226 | 0.94134 | 0 | 0 | 1 | 0.26286 | 0.076226 | 1
6180 | 0.31088 | 0.087721 | 0.94134 | 0 | 0 | 1 | 0.31088 | 0.087721 | 1
6181 | 0.22499 | 0.066663 | 0.94134 | 0 | 0 | 1 | 0.22499 | 0.066663 | 1
6182 | 0.20286 | 0.058339 | 0.94134 | 0 | 0 | 1 | 0.20286 | 0.058339 | 1
6183 | 0.15535 | 0.064656 | 0.94134 | 0 | 0 | 1 | 0.15535 | 0.064656 | 1
6184 | 0.076123 | 0.060146 | 0.94134 | 0 | 0 | 1 | 0.076123 | 0.060146 | 1
6185 | 0 | 0.052963 | 0.94134 | 0 | 0 | 1 | 0 | 0.052963 | 1
6186 | 0 | 0.040568 | 0.94134 | 0 | 1 | 1 | 0 | 0.040568 | 1
6187 | 0 | 0.045139 | 0.94134 | 0 | 1 | 1 | 0 | 0.045139 | 1
6188 | 0 | 0.038811 | 0.94134 | 0 | 1 | 1 | 0 | 0.038811 | 1
6189 | 0 | 0.010327 | 0.94134 | 0 | 1 | 1 | 0 | 0.010327 | 1
6190 | 0 | 0.020491 | 0.94134 | 0 | 0 | 1 | 0 | 0.020491 | 1
6191 | 0 | 0.027079 | 0.94134 | 0 | 0 | 1 | 0 | 0.027079 | 1
6192 | 0 | 0.052865 | 0.94134 | 0 | 0 | 1 | 0 | 0.052865 | 1
6193 | 0 | 0.029143 | 0.94134 | 0 | 0 | 1 | 0 | 0.029143 | 1
6194 | 0 | 0.00097593 | 0.94134 | 0 | 0 | 1 | 0 | 0.00097593 | 1
6195 | 0 | 0.0082699 | 0.94134 | 0 | 0 | 1 | 0 | 0.0082699 | 1
6196 | 0 | 0.026207 | 0.94134 | 0 | 0 | 1 | 0 | 0.026207 | 1
6197 | 0 | 0.047078 | 0.94134 | 0 | 0 | 1 | 0 | 0.047078 | 1
6198 | 0 | 0.052126 | 0.94134 | 0 | 0 | 1 | 0 | 0.052126 | 1
6199 | 0 | 0.053671 | 0.94134 | 0 | 0 | 1 | 0 | 0.053671 | 1
6200 | 0 | 0.032213 | 0.94134 | 0 | 0 | 1 | 0 | 0.032213 | 1
6201 | 0.042545 | 0.032032 | 0.94134 | 0 | 0 | 1 | 0.042545 | 0.032032 | 1
6202 | 0.1296 | 0.074071 | 0.94134 | 0 | 0 | 1 | 0.1296 | 0.074071 | 1
6203 | 0.30594 | 0.099177 | 0.94134 | 0 | 0 | 1 | 0.30594 | 0.099177 | 1
6204 | 0.33052 | 0.10596 | 0.94134 | 0 | 0 | 1 | 0.33052 | 0.10596 | 1
6205 | 0.29644 | 0.095634 | 0.94134 | 0 | 0 | 1 | 0.29644 | 0.095634 | 1
6206 | 0.23993 | 0.094472 | 0.94134 | 0 | 0 | 1 | 0.23993 | 0.094472 | 1
6207 | 0.24071 | 0.12138 | 0.94134 | 0 | 0 | 1 | 0.24071 | 0.12138 | 1
6208 | 0.10407 | 0.11049 | 0.94134 | 0 | 0 | 1 | 0.10407 | 0.11049 | 1
6209 | 0.020243 | 0.10164 | 0.94134 | 0 | 0 | 1 | 0.020243 | 0.10164 | 1
6210 | 0 | 0.093795 | 0.94134 | 0 | 1 | 1 | 0 | 0.093795 | 1
6211 | 0 | 0.07882 | 0.94134 | 0 | 1 | 1 | 0 | 0.07882 | 1
6212 | 0 | 0.069561 | 0.94134 | 0 | 1 | 1 | 0 | 0.069561 | 1
6213 | 0 | 0.046598 | 0.94134 | 0 | 1 | 1 | 0 | 0.046598 | 1
6214 | 0 | 0.047189 | 0.94134 | 0 | 0 | 1 | 0 | 0.047189 | 1
6215 | 0 | 0.067887 | 0.94134 | 0 | 0 | 1 | 0 | 0.067887 | 1
6216 | 0 | 0.08415 | 0.94134 | 0 | 0 | 1 | 0 | 0.08415 | 1
6217 | 0 | 0.034169 | 0.94134 | 0 | 0 | 1 | 0 | 0.034169 | 1
6218 | 0 | 0.038778 | 0.94134 | 0 | 0 | 1 | 0 | 0.038778 | 1
6219 | 0 | 0.028669 | 0.94134 | 0 | 0 | 1 | 0 | 0.028669 | 1
6220 | 0 | 0.031034 | 0.94134 | 0 | 0 | 1 | 0 | 0.031034 | 1
6221 | 0 | 0.047006 | 0.94134 | 0 | 0 | 1 | 0 | 0.047006 | 1
6222 | 0 | 0.038104 | 0.94134 | 0 | 0 | 1 | 0 | 0.038104 | 1
6223 | 0 | 0.051843 | 0.94134 | 0 | 0 | 1 | 0 | 0.051843 | 1
6224 | 0 | 0.042625 | 0.94134 | 0 | 0 | 1 | 0 | 0.042625 | 1
6225 | 0.12061 | 0.057796 | 0.94134 | 0 | 0 | 1 | 0.12061 | 0.057796 | 1
6226 | 0.20682 | 0.075579 | 0.94134 | 0 | 0 | 1 | 0.20682 | 0.075579 | 1
6227 | 0.32657 | 0.062988 | 0.94134 | 0 | 0 | 1 | 0.32657 | 0.062988 | 1
6228 | 0.36831 | 0.10614 | 0.94134 | 0 | 0 | 1 | 0.36831 | 0.10614 | 1
6229 | 0.27635 | 0.11086 | 0.94134 | 0 | 0 | 1 | 0.27635 | 0.11086 | 1
6230 | 0.22268 | 0.11634 | 0.94134 | 0 | 0 | 1 | 0.22268 | 0.11634 | 1
6231 | 0.16385 | 0.12818 | 0.94134 | 0 | 0 | 1 | 0.16385 | 0.12818 | 1
6232 | 0.081577 | 0.10523 | 0.94134 | 0 | 0 | 1 | 0.081577 | 0.10523 | 1
6233 | 0.0091601 | 0.10284 | 0.94134 | 0 | 0 | 1 | 0.0091601 | 0.10284 | 1
6234 | 0 | 0.088417 | 0.94134 | 0 | 1 | 1 | 0 | 0.088417 | 1
6235 | 0 | 0.05126 | 0.94134 | 0 | 1 | 1 | 0 | 0.05126 | 1
6236 | 0 | 0.044762 | 0.94134 | 0 | 1 | 1 | 0 | 0.044762 | 1
6237 | 0 | 0.039372 | 0.94134 | 0 | 1 | 1 | 0 | 0.039372 | 1
6238 | 0 | 0.055262 | 0.94134 | 0 | 0 | 1 | 0 | 0.055262 | 1
6239 | 0 | 0.051422 | 0.94134 | 0 | 0 | 1 | 0 | 0.051422 | 1
6240 | 0 | 0.045034 | 0.94134 | 0 | 0 | 1 | 0 | 0.045034 | 1
6241 | 0 | 0.058718 | 0.94134 | 0 | 0 | 1 | 0 | 0.058718 | 1
6242 | 0 | 0 | 0.94134 | 0 | 0 | 1 | 0 | 0 | 1
6243 | 0 | 0 | 0.94134 | 0 | 0 | 1 | 0 | 0 | 1
6244 | 0 | 0 | 0.94134 | 0 | 0 | 1 | 0 | 0 | 1
6245 | 0 | 0 | 0.94134 | 0 | 0 | 1 | 0 | 0 | 1
6246 | 0 | 0 | 0.94134 | 0 | 0 | 1 | 0 | 0 | 1
6247 | 0 | 0 | 0.94134 | 0 | 0 | 1 | 0 | 0 | 1
6248 | 0 | 0.026178 | 0.94134 | 0 | 0 | 1 | 0 | 0.026178 | 1
6249 | 0.043469 | 0.037674 | 0.94134 | 0 | 0 | 1 | 0.043469 | 0.037674 | 1
6250 | 0.18423 | 0.052221 | 0.94134 | 0 | 0 | 1 | 0.18423 | 0.052221 | 1
6251 | 0.31686 | 0.050027 | 0.94134 | 0 | 0 | 1 | 0.31686 | 0.050027 | 1
6252 | 0.35634 | 0.09383 | 0.94134 | 0 | 0 | 1 | 0.35634 | 0.09383 | 1
6253 | 0.26654 | 0.10446 | 0.94134 | 0 | 0 | 1 | 0.26654 | 0.10446 | 1
6254 | 0.20213 | 0.10855 | 0.94134 | 0 | 0 | 1 | 0.20213 | 0.10855 | 1
6255 | 0.15545 | 0.10628 | 0.94134 | 0 | 0 | 1 | 0.15545 | 0.10628 | 1
6256 | 0.10354 | 0.08839 | 0.94134 | 0 | 0 | 1 | 0.10354 | 0.08839 | 1
6257 | 0.0030156 | 0.092089 | 0.94134 | 0 | 0 | 1 | 0.0030156 | 0.092089 | 1
6258 | 0 | 0.07192 | 0.94134 | 0 | 1 | 1 | 0 | 0.07192 | 1
6259 | 0 | 0.025461 | 0.94134 | 0 | 1 | 1 | 0 | 0.025461 | 1
6260 | 0 | 0.021451 | 0.94134 | 0 | 1 | 1 | 0 | 0.021451 | 1
6261 | 0 | 0.017989 | 0.94134 | 0 | 1 | 1 | 0 | 0.017989 | 1
6262 | 0 | 0.023303 | 0.94134 | 0 | 0 | 1 | 0 | 0.023303 | 1
6263 | 0 | 0.030366 | 0.94134 | 0 | 0 | 1 | 0 | 0.030366 | 1
6264 | 0 | 0.019778 | 0.94134 | 0 | 0 | 1 | 0 | 0.019778 | 1
6265 | 0 | 0.011592 | 0.94134 | 0 | 0 | 1 | 0 | 0.011592 | 1
6266 | 0 | 0 | 0.94134 | 0 | 0 | 1 | 0 | 0 | 1
6267 | 0 | 0 | 0.94134 | 0 | 0 | 1 | 0 | 0 | 1
6268 | 0 | 0 | 0.94134 | 0 | 0 | 1 | 0 | 0 | 1
6269 | 0 | 0 | 0.94134 | 0 | 0 | 1 | 0 | 0 | 1
6270 | 0 | 0 | 0.94134 | 0 | 0 | 1 | 0 | 0 | 1
6271 | 0 | 0 | 0.94134 | 0 | 0 | 1 | 0 | 0 | 1
6272 | 0 | 0.015642 | 0.94134 | 0 | 0 | 1 | 0 | 0.015642 | 1
6273 | 0.067461 | 0.027967 | 0.94134 | 0 | 0 | 1 | 0.067461 | 0.027967 | 1
6274 | 0.22558 | 0.054851 | 0.94134 | 0 | 0 | 1 | 0.22558 | 0.054851 | 1
6275 | 0.37248 | 0.051885 | 0.94134 | 0 | 0 | 1 | 0.37248 | 0.051885 | 1
6276 | 0.44632 | 0.090602 | 0.94134 | 0 | 0 | 1 | 0.44632 | 0.090602 | 1
6277 | 0.34784 | 0.094544 | 0.94134 | 0 | 0 | 1 | 0.34784 | 0.094544 | 1
6278 | 0.24151 | 0.09473 | 0.94134 | 0 | 0 | 1 | 0.24151 | 0.09473 | 1
6279 | 0.17588 | 0.094184 | 0.94134 | 0 | 0 | 1 | 0.17588 | 0.094184 | 1
6280 | 0.14133 | 0.090633 | 0.94134 | 0 | 0 | 1 | 0.14133 | 0.090633 | 1
6281 | 0.045952 | 0.086187 | 0.94134 | 0 | 0 | 1 | 0.045952 | 0.086187 | 1
6282 | 0 | 0.056237 | 0.94134 | 0 | 1 | 1 | 0 | 0.056237 | 1
6283 | 0 | 0.022294 | 0.94134 | 0 | 1 | 1 | 0 | 0.022294 | 1
6284 | 0 | 0.024284 | 0.94134 | 0 | 1 | 1 | 0 | 0.024284 | 1
6285 | 0 | 0.017628 | 0.94134 | 0 | 1 | 1 | 0 | 0.017628 | 1
6286 | 0 | 0.017272 | 0.94134 | 0 | 0 | 1 | 0 | 0.017272 | 1
6287 | 0 | 0.018536 | 0.94134 | 0 | 0 | 1 | 0 | 0.018536 | 1
6288 | 0 | 0.015956 | 0.94134 | 0 | 0 | 1 | 0 | 0.015956 | 1
6289 | 0 | 0 | 0.94134 | 0 | 0 | 1 | 0 | 0 | 1
6290 | 0 | 0 | 0.94134 | 0 | 0 | 1 | 0 | 0 | 1
6291 | 0 | 0 | 0.94134 | 0 | 0 | 1 | 0 | 0 | 1
6292 | 0 | 0 | 0.94134 | 0 | 0 | 1 | 0 | 0 | 1
6293 | 0 | 0 | 0.94134 | 0 | 0 | 1 | 0 | 0 | 1
6294 | 0 | 0 | 0.94134 | 0 | 0 | 1 | 0 | 0 | 1
6295 | 0 | 0 | 0.94134 | 0 | 0 | 1 | 0 | 0 | 1
6296 | 0 | 0.018167 | 0.94134 | 0 | 0 | 1 | 0 | 0.018167 | 1
6297 | 0.053951 | 0.015441 | 0.94134 | 0 | 0 | 1 | 0.053951 | 0.015441 | 1
6298 | 0.20033 | 0.059561 | 0.94134 | 0 | 0 | 1 | 0.20033 | 0.059561 | 1
6299 | 0.31561 | 0.088825 | 0.94134 | 0 | 0 | 1 | 0.31561 | 0.088825 | 1
6300 | 0.37582 | 0.095149 | 0.94134 | 0 | 0 | 1 | 0.37582 | 0.095149 | 1
6301 | 0.34253 | 0.10132 | 0.94134 | 0 | 0 | 1 | 0.34253 | 0.10132 | 1
6302 | 0.2276 | 0.093669 | 0.94134 | 0 | 0 | 1 | 0.2276 | 0.093669 | 1
6303 | 0.20948 | 0.099409 | 0.94134 | 0 | 0 | 1 | 0.20948 | 0.099409 | 1
6304 | 0.14601 | 0.090783 | 0.94134 | 0 | 0 | 1 | 0.14601 | 0.090783 | 1
6305 | 0.055333 | 0.076207 | 0.94134 | 0 | 0 | 1 | 0.055333 | 0.076207 | 1
6306 | 0 | 0.050582 | 0.94134 | 0 | 1 | 1 | 0 | 0.050582 | 1
6307 | 0 | 0.044562 | 0.94134 | 0 | 1 | 1 | 0 | 0.044562 | 1
6308 | 0 | 0.047842 | 0.94134 | 0 | 1 | 1 | 0 | 0.047842 | 1
6309 | 0 | 0.054105 | 0.94134 | 0 | 1 | 1 | 0 | 0.054105 | 1
6310 | 0 | 0.047033 | 0.94134 | 0 | 0 | 1 | 0 | 0.047033 | 1
6311 | 0 | 0.049052 | 0.94134 | 0 | 0 | 1 | 0 | 0.049052 | 1
6312 | 0 | 0.047142 | 0.94134 | 0 | 0 | 1 | 0 | 0.047142 | 1
6313 | 0 | 0.011448 | 0.94134 | 0 | 0 | 1 | 0 | 0.011448 | 1
6314 | 0 | 0.0055686 | 0.94134 | 0 | 0 | 1 | 0 | 0.0055686 | 1
6315 | 0 | 0.0091002 | 0.94134 | 0 | 0 | 1 | 0 | 0.0091002 | 1
6316 | 0 | 0.012557 | 0.94134 | 0 | 0 | 1 | 0 | 0.012557 | 1
6317 | 0 | 0.023419 | 0.94134 | 0 | 0 | 1 | 0 | 0.023419 | 1
6318 | 0 | 0.038752 | 0.94134 | 0 | 0 | 1 | 0 | 0.038752 | 1
6319 | 0 | 0.031069 | 0.94134 | 0 | 0 | 1 | 0 | 0.031069 | 1
6320 | 0 | 0.046135 | 0.94134 | 0 | 0 | 1 | 0 | 0.046135 | 1
6321 | 0.14617 | 0.060424 | 0.94134 | 0 | 0 | 1 | 0.14617 | 0.060424 | 1
6322 | 0.27447 | 0.10063 | 0.94134 | 0 | 0 | 1 | 0.27447 | 0.10063 | 1
6323 | 0.38291 | 0.12039 | 0.94134 | 0 | 0 | 1 | 0.38291 | 0.12039 | 1
6324 | 0.41742 | 0.12346 | 0.94134 | 0 | 0 | 1 | 0.41742 | 0.12346 | 1
6325 | 0.40409 | 0.13666 | 0.94134 | 0 | 0 | 1 | 0.40409 | 0.13666 | 1
6326 | 0.31195 | 0.13192 | 0.94134 | 0 | 0 | 1 | 0.31195 | 0.13192 | 1
6327 | 0.30157 | 0.13725 | 0.94134 | 0 | 0 | 1 | 0.30157 | 0.13725 | 1
6328 | 0.17199 | 0.12585 | 0.94134 | 0 | 0 | 1 | 0.17199 | 0.12585 | 1
6329 | 0.084179 | 0.099753 | 0.94134 | 0 | 0 | 1 | 0.084179 | 0.099753 | 1
6330 | 0 | 0.06522 | 0.94134 | 0 | 1 | 1 | 0 | 0.06522 | 1
6331 | 0 | 0.058768 | 0.94134 | 0 | 1 | 1 | 0 | 0.058768 | 1
6332 | 0 | 0.068059 | 0.94134 | 0 | 1 | 1 | 0 | 0.068059 | 1
6333 | 0 | 0.0702 | 0.94134 | 0 | 1 | 1 | 0 | 0.0702 | 1
6334 | 0 | 0.05961 | 0.94134 | 0 | 0 | 1 | 0 | 0.05961 | 1
6335 | 0 | 0.054512 | 0.94134 | 0 | 0 | 1 | 0 | 0.054512 | 1
6336 | 0 | 0.05738 | 0.94134 | 0 | 0 | 1 | 0 | 0.05738 | 1
6337 | 0 | 0.029199 | 0.94134 | 0 | 0 | 1 | 0 | 0.029199 | 1
6338 | 0 | 0.009276 | 0.94134 | 0 | 0 | 1 | 0 | 0.009276 | 1
6339 | 0 | 0.012528 | 0.94134 | 0 | 0 | 1 | 0 | 0.012528 | 1
6340 | 0 | 0.0078909 | 0.94134 | 0 | 0 | 1 | 0 | 0.0078909 | 1
6341 | 0 | 0.027553 | 0.94134 | 0 | 0 | 1 | 0 | 0.027553 | 1
6342 | 0 | 0.031262 | 0.94134 | 0 | 0 | 1 | 0 | 0.031262 | 1
6343 | 0 | 0.043781 | 0.94134 | 0 | 0 | 1 | 0 | 0.043781 | 1
6344 | 0 | 0.057983 | 0.94134 | 0 | 0 | 1 | 0 | 0.057983 | 1
6345 | 0.15701 | 0.056504 | 0.94134 | 0 | 0 | 1 | 0.15701 | 0.056504 | 1
6346 | 0.30893 | 0.074608 | 0.94134 | 0 | 0 | 1 | 0.30893 | 0.074608 | 1
6347 | 0.38261 | 0.097932 | 0.94134 | 0 | 0 | 1 | 0.38261 | 0.097932 | 1
6348 | 0.39986 | 0.12132 | 0.94134 | 0 | 0 | 1 | 0.39986 | 0.12132 | 1
6349 | 0.40993 | 0.12817 | 0.94134 | 0 | 0 | 1 | 0.40993 | 0.12817 | 1
6350 | 0.34459 | 0.11452 | 0.94134 | 0 | 0 | 1 | 0.34459 | 0.11452 | 1
6351 | 0.24842 | 0.11116 | 0.94134 | 0 | 0 | 1 | 0.24842 | 0.11116 | 1
6352 | 0.1315 | 0.099664 | 0.94134 | 0 | 0 | 1 | 0.1315 | 0.099664 | 1
6353 | 0.041193 | 0.080908 | 0.94134 | 0 | 0 | 1 | 0.041193 | 0.080908 | 1
6354 | 0 | 0.052263 | 0.94134 | 0 | 1 | 1 | 0 | 0.052263 | 1
6355 | 0 | 0.036572 | 0.94134 | 0 | 1 | 1 | 0 | 0.036572 | 1
6356 | 0 | 0.043314 | 0.94134 | 0 | 1 | 1 | 0 | 0.043314 | 1
6357 | 0 | 0.044495 | 0.94134 | 0 | 1 | 1 | 0 | 0.044495 | 1
6358 | 0 | 0.036212 | 0.94134 | 0 | 0 | 1 | 0 | 0.036212 | 1
6359 | 0 | 0.027367 | 0.94134 | 0 | 0 | 1 | 0 | 0.027367 | 1
6360 | 0 | 0.027258 | 0.94134 | 0 | 0 | 1 | 0 | 0.027258 | 1
6361 | 0 | 0.039373 | 0.94134 | 0 | 0 | 1 | 0 | 0.039373 | 1
6362 | 0 | 0.0096793 | 0.94134 | 0 | 0 | 1 | 0 | 0.0096793 | 1
6363 | 0 | 0.012695 | 0.94134 | 0 | 0 | 1 | 0 | 0.012695 | 1
6364 | 0 | 0.0038935 | 0.94134 | 0 | 0 | 1 | 0 | 0.0038935 | 1
6365 | 0 | 0.020574 | 0.94134 | 0 | 0 | 1 | 0 | 0.020574 | 1
6366 | 0 | 0.013302 | 0.94134 | 0 | 0 | 1 | 0 | 0.013302 | 1
6367 | 0 | 0.026171 | 0.94134 | 0 | 0 | 1 | 0 | 0.026171 | 1
6368 | 0.01534 | 0.036384 | 0.94134 | 0 | 0 | 1 | 0.01534 | 0.036384 | 1
6369 | 0.21583 | 0.046152 | 0.94134 | 0 | 0 | 1 | 0.21583 | 0.046152 | 1
6370 | 0.40617 | 0.052862 | 0.94134 | 0 | 0 | 1 | 0.40617 | 0.052862 | 1
6371 | 0.42536 | 0.070379 | 0.94134 | 0 | 0 | 1 | 0.42536 | 0.070379 | 1
6372 | 0.42527 | 0.085869 | 0.94134 | 0 | 0 | 1 | 0.42527 | 0.085869 | 1
6373 | 0.46736 | 0.082553 | 0.94134 | 0 | 0 | 1 | 0.46736 | 0.082553 | 1
6374 | 0.38382 | 0.078298 | 0.94134 | 0 | 0 | 1 | 0.38382 | 0.078298 | 1
6375 | 0.30198 | 0.068027 | 0.94134 | 0 | 0 | 1 | 0.30198 | 0.068027 | 1
6376 | 0.19666 | 0.054979 | 0.94134 | 0 | 0 | 1 | 0.19666 | 0.054979 | 1
6377 | 0.066319 | 0.046775 | 0.94134 | 0 | 0 | 1 | 0.066319 | 0.046775 | 1
6378 | 0 | 0.035083 | 0.94134 | 0 | 1 | 1 | 0 | 0.035083 | 1
6379 | 0 | 0.0063254 | 0.94134 | 0 | 1 | 1 | 0 | 0.0063254 | 1
6380 | 0 | 0.011356 | 0.94134 | 0 | 1 | 1 | 0 | 0.011356 | 1
6381 | 0 | 0 | 0.94134 | 0 | 1 | 1 | 0 | 0 | 1
6382 | 0 | 0 | 0.94134 | 0 | 0 | 1 | 0 | 0 | 1
6383 | 0 | 0 | 0.94134 | 0 | 0 | 1 | 0 | 0 | 1
6384 | 0 | 0 | 0.94134 | 0 | 0 | 1 | 0 | 0 | 1
6385 | 0 | 0.021592 | 0.94134 | 0 | 0 | 1 | 0 | 0.021592 | 1
6386 | 0 | 0 | 0.94134 | 0 | 0 | 1 | 0 | 0 | 1
6387 | 0 | 0 | 0.94134 | 0 | 0 | 1 | 0 | 0 | 1
6388 | 0 | 0 | 0.94134 | 0 | 0 | 1 | 0 | 0 | 1
6389 | 0 | 0 | 0.94134 | 0 | 0 | 1 | 0 | 0 | 1
6390 | 0 | 0 | 0.94134 | 0 | 0 | 1 | 0 | 0 | 1
6391 | 0 | 0 | 0.94134 | 0 | 0 | 1 | 0 | 0 | 1
6392 | 0 | 0 | 0.94134 | 0 | 0 | 1 | 0 | 0 | 1
6393 | 0.098906 | 0 | 0.94134 | 0 | 0 | 1 | 0.098906 | 0 | 1
6394 | 0.16184 | 0.025527 | 0.94134 | 0 | 0 | 1 | 0.16184 | 0.025527 | 1
6395 | 0.19064 | 0.041873 | 0.94134 | 0 | 0 | 1 | 0.19064 | 0.041873 | 1
6396 | 0.26406 | 0.049018 | 0.94134 | 0 | 0 | 1 | 0.26406 | 0.049018 | 1
6397 | 0.2965 | 0.040973 | 0.94134 | 0 | 0 | 1 | 0.2965 | 0.040973 | 1
6398 | 0.22554 | 0.048504 | 0.94134 | 0 | 0 | 1 | 0.22554 | 0.048504 | 1
6399 | 0.1673 | 0.040633 | 0.94134 | 0 | 0 | 1 | 0.1673 | 0.040633 | 1
6400 | 0.11602 | 0.0282 | 0.94134 | 0 | 0 | 1 | 0.11602 | 0.0282 | 1
6401 | 0.016503 | 0.016508 | 0.94134 | 0 | 0 | 1 | 0.016503 | 0.016508 | 1
6402 | 0 | 0 | 0.94134 | 0 | 1 | 1 | 0 | 0 | 1
6403 | 0 | 0 | 0.94134 | 0 | 1 | 1 | 0 | 0 | 1
6404 | 0 | 0 | 0.94134 | 0 | 1 | 1 | 0 | 0 | 1
6405 | 0 | 0 | 0.94134 | 0 | 1 | 1 | 0 | 0 | 1
6406 | 0 | 0 | 0.94134 | 0 | 0 | 1 | 0 | 0 | 1
6407 | 0 | 0 | 0.94134 | 0 | 0 | 1 | 0 | 0 | 1
6408 | 0 | 0 | 0.94134 | 0 | 0 | 1 | 0 | 0 | 1
6409 | 0 | 0.0032237 | 0.94134 | 0 | 0 | 1 | 0 | 0.0032237 | 1
6410 | 0 | 0 | 0.94134 | 0 | 0 | 1 | 0 | 0 | 1
6411 | 0 | 0 | 0.94134 | 0 | 0 | 1 | 0 | 0 | 1
6412 | 0 | 0 | 0.94134 | 0 | 0 | 1 | 0 | 0 | 1
6413 | 0 | 0 | 0.94134 | 0 | 0 | 1 | 0 | 0 | 1
6414 | 0 | 0 | 0.94134 | 0 | 0 | 1 | 0 | 0 | 1
6415 | 0 | 0 | 0.94134 | 0 | 0 | 1 | 0 | 0 | 1
6416 | 0 | 0 | 0.94134 | 0 | 0 | 1 | 0 | 0 | 1
6417 | 0.022299 | 0 | 0.94134 | 0 | 0 | 1 | 0.022299 | 0 | 1
6418 | 0.075357 | 0 | 0.94134 | 0 | 0 | 1 | 0.075357 | 0 | 1
6419 | 0.12479 | 0.0062432 | 0.94134 | 0 | 0 | 1 | 0.12479 | 0.0062432 | 1
6420 | 0.18907 | 0.017309 | 0.94134 | 0 | 0 | 1 | 0.18907 | 0.017309 | 1
6421 | 0.18994 | 0.019688 | 0.94134 | 0 | 0 | 1 | 0.18994 | 0.019688 | 1
6422 | 0.1393 | 0.018586 | 0.94134 | 0 | 0 | 1 | 0.1393 | 0.018586 | 1
6423 | 0.12967 | 0.0072168 | 0.94134 | 0 | 0 | 1 | 0.12967 | 0.0072168 | 1
6424 | 0.10233 | 0 | 0.94134 | 0 | 0 | 1 | 0.10233 | 0 | 1
6425 | 0.018806 | 0 | 0.94134 | 0 | 0 | 1 | 0.018806 | 0 | 1
6426 | 0 | 0 | 0.94134 | 0 | 1 | 1 | 0 | 0 | 1
6427 | 0 | 0 | 0.94134 | 0 | 1 | 1 | 0 | 0 | 1
6428 | 0 | 0 | 0.94134 | 0 | 1 | 1 | 0 | 0 | 1
6429 | 0 | 0 | 0.94134 | 0 | 1 | 1 | 0 | 0 | 1
6430 | 0 | 0 | 0.94134 | 0 | 0 | 1 | 0 | 0 | 1
6431 | 0 | 0 | 0.94134 | 0 | 0 | 1 | 0 | 0 | 1
6432 | 0 | 0 | 0.94134 | 0 | 0 | 1 | 0 | 0 | 1
6433 | 0 | 0 | 0.94134 | 0 | 0 | 1 | 0 | 0 | 1
6434 | 0 | 0 | 0.94134 | 0 | 0 | 1 | 0 | 0 | 1
6435 | 0 | 0 | 0.94134 | 0 | 0 | 1 | 0 | 0 | 1
6436 | 0 | 0 | 0.94134 | 0 | 0 | 1 | 0 | 0 | 1
6437 | 0 | 0 | 0.94134 | 0 | 0 | 1 | 0 | 0 | 1
6438 | 0 | 0 | 0.94134 | 0 | 0 | 1 | 0 | 0 | 1
6439 | 0 | 0 | 0.94134 | 0 | 0 | 1 | 0 | 0 | 1
6440 | 0 | 0 | 0.94134 | 0 | 0 | 1 | 0 | 0 | 1
6441 | 0 | 0 | 0.94134 | 0 | 0 | 1 | 0 | 0 | 1
6442 | 0.0069314 | 0 | 0.94134 | 0 | 0 | 1 | 0.0069314 | 0 | 1
6443 | 0.034343 | 0 | 0.94134 | 0 | 0 | 1 | 0.034343 | 0 | 1
6444 | 0.044704 | 0.016178 | 0.94134 | 0 | 0 | 1 | 0.044704 | 0.016178 | 1
6445 | 0.061924 | 0.014378 | 0.94134 | 0 | 0 | 1 | 0.061924 | 0.014378 | 1
6446 | 0.053701 | 0.018212 | 0.94134 | 0 | 0 | 1 | 0.053701 | 0.018212 | 1
6447 | 0.028837 | 0.0055991 | 0.94134 | 0 | 0 | 1 | 0.028837 | 0.0055991 | 1
6448 | 0.0058463 | 0 | 0.94134 | 0 | 0 | 1 | 0.0058463 | 0 | 1
6449 | 0 | 0 | 0.94134 | 0 | 0 | 1 | 0 | 0 | 1
6450 | 0 | 0 | 0.94134 | 0 | 1 | 1 | 0 | 0 | 1
6451 | 0 | 0 | 0.94134 | 0 | 1 | 1 | 0 | 0 | 1
6452 | 0 | 0 | 0.94134 | 0 | 1 | 1 | 0 | 0 | 1
6453 | 0 | 0 | 0.94134 | 0 | 1 | 1 | 0 | 0 | 1
6454 | 0 | 0 | 0.94134 | 0 | 0 | 1 | 0 | 0 | 1
6455 | 0 | 0.0012456 | 0.94134 | 0 | 0 | 1 | 0 | 0.0012456 | 1
6456 | 0 | 0 | 0.94134 | 0 | 0 | 1 | 0 | 0 | 1
6457 | 0 | 0 | 0.94134 | 0 | 0 | 1 | 0 | 0 | 1
6458 | 0 | 0 | 0.94134 | 0 | 0 | 1 | 0 | 0 | 1
6459 | 0 | 0 | 0.94134 | 0 | 0 | 1 | 0 | 0 | 1
6460 | 0 | 0 | 0.94134 | 0 | 0 | 1 | 0 | 0 | 1
6461 | 0 | 0 | 0.94134 | 0 | 0 | 1 | 0 | 0 | 1
6462 | 0 | 0 | 0.94134 | 0 | 0 | 1 | 0 | 0 | 1
6463 | 0 | 0 | 0.94134 | 0 | 0 | 1 | 0 | 0 | 1
6464 | 0 | 0 | 0.94134 | 0 | 0 | 1 | 0 | 0 | 1
6465 | 0 | 0 | 0.94134 | 0 | 0 | 1 | 0 | 0 | 1
6466 | 0.072015 | 0 | 0.94134 | 0 | 0 | 1 | 0.072015 | 0 | 1
6467 | 0.12313 | 0 | 0.94134 | 0 | 0 | 1 | 0.12313 | 0 | 1
6468 | 0.10693 | 0.0081031 | 0.94134 | 0 | 0 | 1 | 0.10693 | 0.0081031 | 1
6469 | 0.11263 | 0.021268 | 0.94134 | 0 | 0 | 1 | 0.11263 | 0.021268 | 1
6470 | 0.1091 | 0.023082 | 0.94134 | 0 | 0 | 1 | 0.1091 | 0.023082 | 1
6471 | 0.044281 | 0.021523 | 0.94134 | 0 | 0 | 1 | 0.044281 | 0.021523 | 1
6472 | 0.020499 | 0 | 0.94134 | 0 | 0 | 1 | 0.020499 | 0 | 1
6473 | 0 | 0 | 0.94134 | 0 | 0 | 1 | 0 | 0 | 1
6474 | 0 | 0 | 0.94134 | 0 | 1 | 1 | 0 | 0 | 1
6475 | 0 | 0 | 0.94134 | 0 | 1 | 1 | 0 | 0 | 1
6476 | 0 | 0 | 0.94134 | 0 | 1 | 1 | 0 | 0 | 1
6477 | 0 | 0 | 0.94134 | 0 | 1 | 1 | 0 | 0 | 1
6478 | 0 | 0 | 0.94134 | 0 | 0 | 1 | 0 | 0 | 1
6479 | 0 | 0.040388 | 0.94134 | 0 | 0 | 1 | 0 | 0.040388 | 1
6480 | 0 | 0.0011018 | 0.94134 | 0 | 0 | 1 | 0 | 0.0011018 | 1
6481 | 0 | 0.000176 | 0.94134 | 0 | 0 | 1 | 0 | 0.000176 | 1
6482 | 0 | 0.0099631 | 0.94134 | 0 | 0 | 1 | 0 | 0.0099631 | 1
6483 | 0 | 0 | 0.94134 | 0 | 0 | 1 | 0 | 0 | 1
6484 | 0 | 0 | 0.94134 | 0 | 0 | 1 | 0 | 0 | 1
6485 | 0 | 0 | 0.94134 | 0 | 0 | 1 | 0 | 0 | 1
6486 | 0 | 0 | 0.94134 | 0 | 0 | 1 | 0 | 0 | 1
6487 | 0 | 0 | 0.94134 | 0 | 0 | 1 | 0 | 0 | 1
6488 | 0 | 0 | 0.94134 | 0 | 0 | 1 | 0 | 0 | 1
6489 | 0 | 0 | 0.94134 | 0 | 0 | 1 | 0 | 0 | 1
6490 | 0.046289 | 0 | 0.94134 | 0 | 0 | 1 | 0.046289 | 0 | 1
6491 | 0.084573 | 0 | 0.94134 | 0 | 0 | 1 | 0.084573 | 0 | 1
6492 | 0.053973 | 0.0014799 | 0.94134 | 0 | 0 | 1 | 0.053973 | 0.0014799 | 1
6493 | 0.053168 | 0.020712 | 0.94134 | 0 | 0 | 1 | 0.053168 | 0.020712 | 1
6494 | 0.058572 | 0.030912 | 0.94134 | 0 | 0 | 1 | 0.058572 | 0.030912 | 1
6495 | 0.023448 | 0.040834 | 0.94134 | 0 | 0 | 1 | 0.023448 | 0.040834 | 1
6496 | 0 | 0.010141 | 0.94134 | 0 | 0 | 1 | 0 | 0.010141 | 1
6497 | 0 | 0 | 0.94134 | 0 | 0 | 1 | 0 | 0 | 1
6498 | 0 | 0 | 0.94134 | 0 | 1 | 1 | 0 | 0 | 1
6499 | 0 | 0 | 0.94134 | 0 | 1 | 1 | 0 | 0 | 1
6500 | 0 | 0 | 0.94134 | 0 | 1 | 1 | 0 | 0 | 1
6501 | 0 | 0 | 0.94134 | 0 | 1 | 1 | 0 | 0 | 1
6502 | 0 | 0 | 0.94134 | 0 | 0 | 1 | 0 | 0 | 1
6503 | 0 | 0.032296 | 0.94134 | 0 | 0 | 1 | 0 | 0.032296 | 1
6504 | 0 | 0 | 0.94134 | 0 | 0 | 1 | 0 | 0 | 1
6505 | 0 | 0.013131 | 0.94134 | 0 | 0 | 1 | 0 | 0.013131 | 1
6506 | 0 | 0 | 0.94134 | 0 | 0 | 1 | 0 | 0 | 1
6507 | 0 | 0 | 0.94134 | 0 | 0 | 1 | 0 | 0 | 1
6508 | 0 | 0 | 0.94134 | 0 | 0 | 1 | 0 | 0 | 1
6509 | 0 | 0 | 0.94134 | 0 | 0 | 1 | 0 | 0 | 1
6510 | 0 | 0 | 0.94134 | 0 | 0 | 1 | 0 | 0 | 1
6511 | 0 | 0 | 0.94134 | 0 | 0 | 1 | 0 | 0 | 1
6512 | 0 | 0 | 0.94134 | 0 | 0 | 1 | 0 | 0 | 1
6513 | 0.024826 | 0 | 0.94134 | 0 | 0 | 1 | 0.024826 | 0 | 1
6514 | 0.12509 | 0 | 0.94134 | 0 | 0 | 1 | 0.12509 | 0 | 1
6515 | 0.25667 | 0 | 0.94134 | 0 | 0 | 1 | 0.25667 | 0 | 1
6516 | 0.21517 | 0 | 0.94134 | 0 | 0 | 1 | 0.21517 | 0 | 1
6517 | 0.15984 | 0.0068131 | 0.94134 | 0 | 0 | 1 | 0.15984 | 0.0068131 | 1
6518 | 0.15617 | 0.014982 | 0.94134 | 0 | 0 | 1 | 0.15617 | 0.014982 | 1
6519 | 0.13366 | 0.03181 | 0.94134 | 0 | 0 | 1 | 0.13366 | 0.03181 | 1
6520 | 0.025015 | 0.0042288 | 0.94134 | 0 | 0 | 1 | 0.025015 | 0.0042288 | 1
6521 | 0 | 0 | 0.94134 | 0 | 0 | 1 | 0 | 0 | 1
6522 | 0 | 0 | 0.94134 | 0 | 1 | 1 | 0 | 0 | 1
6523 | 0 | 0 | 0.94134 | 0 | 1 | 1 | 0 | 0 | 1
6524 | 0 | 0.0014477 | 0.94134 | 0 | 1 | 1 | 0 | 0.0014477 | 1
6525 | 0 | 0 | 0.94134 | 0 | 1 | 1 | 0 | 0 | 1
6526 | 0 | 0 | 0.94134 | 0 | 0 | 1 | 0 | 0 | 1
6527 | 0 | 0 | 0.94134 | 0 | 0 | 1 | 0 | 0 | 1
6528 | 0 | 0 | 0.94134 | 0 | 0 | 1 | 0 | 0 | 1
6529 | 0 | 0 | 0.94134 | 0 | 0 | 1 | 0 | 0 | 1
6530 | 0 | 0 | 0.94134 | 0 | 0 | 1 | 0 | 0 | 1
6531 | 0 | 0 | 0.94134 | 0 | 0 | 1 | 0 | 0 | 1
6532 | 0 | 0 | 0.94134 | 0 | 0 | 1 | 0 | 0 | 1
6533 | 0 | 0 | 0.94134 | 0 | 0 | 1 | 0 | 0 | 1
6534 | 0 | 0 | 0.94134 | 0 | 0 | 1 | 0 | 0 | 1
6535 | 0 | 0 | 0.94134 | 0 | 0 | 1 | 0 | 0 | 1
6536 | 0 | 0 | 0.94134 | 0 | 0 | 1 | 0 | 0 | 1
6537 | 0.098961 | 0 | 0.94134 | 0 | 0 | 1 | 0.098961 | 0 | 1
6538 | 0.19685 | 0 | 0.94134 | 0 | 0 | 1 | 0.19685 | 0 | 1
6539 | 0.30897 | 0 | 0.94134 | 0 | 0 | 1 | 0.30897 | 0 | 1
6540 | 0.24887 | 0 | 0.94134 | 0 | 0 | 1 | 0.24887 | 0 | 1
6541 | 0.19222 | 0 | 0.94134 | 0 | 0 | 1 | 0.19222 | 0 | 1
6542 | 0.20251 | 0 | 0.94134 | 0 | 0 | 1 | 0.20251 | 0 | 1
6543 | 0.1458 | 0 | 0.94134 | 0 | 0 | 1 | 0.1458 | 0 | 1
6544 | 0.014356 | 0 | 0.94134 | 0 | 0 | 1 | 0.014356 | 0 | 1
6545 | 0 | 0 | 0.94134 | 0 | 0 | 1 | 0 | 0 | 1
6546 | 0 | 0 | 0.94134 | 0 | 1 | 1 | 0 | 0 | 1
6547 | 0 | 0 | 0.94134 | 0 | 1 | 1 | 0 | 0 | 1
6548 | 0 | 0 | 0.94134 | 0 | 1 | 1 | 0 | 0 | 1
6549 | 0 | 0 | 0.94134 | 0 | 1 | 1 | 0 | 0 | 1
6550 | 0 | 0 | 0.94134 | 0 | 0 | 1 | 0 | 0 | 1
6551 | 0 | 0 | 0.94134 | 0 | 0 | 1 | 0 | 0 | 1
6552 | 0 | 0 | 0.94134 | 0 | 0 | 1 | 0 | 0 | 1
6553 | 0 | 0 | 1 | 0 | 0 | 1 | 0 | 0 | 1
6554 | 0 | 0 | 1 | 0 | 0 | 1 | 0 | 0 | 1
6555 | 0 | 0 | 1 | 0 | 0 | 1 | 0 | 0 | 1
6556 | 0 | 0 | 1 | 0 | 0 | 1 | 0 | 0 | 1
6557 | 0 | 0 | 1 | 0 | 0 | 1 | 0 | 0 | 1
6558 | 0 | 0 | 1 | 0 | 0 | 1 | 0 | 0 | 1
6559 | 0 | 0 | 1 | 0 | 0 | 1 | 0 | 0 | 1
6560 | 0.014253 | 0 | 1 | 0 | 0 | 1 | 0.014253 | 0 | 1
6561 | 0.12777 | 0 | 1 | 0 | 0 | 1 | 0.12777 | 0 | 1
6562 | 0.32183 | 0 | 1 | 0 | 0 | 1 | 0.32183 | 0 | 1
6563 | 0.50283 | 0 | 1 | 0 | 0 | 1 | 0.50283 | 0 | 1
6564 | 0.41338 | 0 | 1 | 0 | 0 | 1 | 0.41338 | 0 | 1
6565 | 0.39553 | 0 | 1 | 0 | 0 | 1 | 0.39553 | 0 | 1
6566 | 0.28498 | 0 | 1 | 0 | 0 | 1 | 0.28498 | 0 | 1
6567 | 0.18432 | 0 | 1 | 0 | 0 | 1 | 0.18432 | 0 | 1
6568 | 0.065418 | 0 | 1 | 0 | 0 | 1 | 0.065418 | 0 | 1
6569 | 0 | 0 | 1 | 0 | 0 | 1 | 0 | 0 | 1
6570 | 0 | 0 | 1 | 0 | 1 | 1 | 0 | 0 | 1
6571 | 0 | 0 | 1 | 0 | 1 | 1 | 0 | 0 | 1
6572 | 0 | 0 | 1 | 0 | 1 | 1 | 0 | 0 | 1
6573 | 0 | 0 | 1 | 0 | 1 | 1 | 0 | 0 | 1
6574 | 0 | 0 | 1 | 0 | 0 | 1 | 0 | 0 | 1
6575 | 0 | 0 | 1 | 0 | 0 | 1 | 0 | 0 | 1
6576 | 0 | 0 | 1 | 0 | 0 | 1 | 0 | 0 | 1
6577 | 0 | 0 | 1 | 0 | 0 | 1 | 0 | 0 | 1
6578 | 0 | 0 | 1 | 0 | 0 | 1 | 0 | 0 | 1
6579 | 0 | 0 | 1 | 0 | 0 | 1 | 0 | 0 | 1
6580 | 0 | 0 | 1 | 0 | 0 | 1 | 0 | 0 | 1
6581 | 0 | 0 | 1 | 0 | 0 | 1 | 0 | 0 | 1
6582 | 0 | 0 | 1 | 0 | 0 | 1 | 0 | 0 | 1
6583 | 0 | 0 | 1 | 0 | 0 | 1 | 0 | 0 | 1
6584 | 0 | 0 | 1 | 0 | 0 | 1 | 0 | 0 | 1
6585 | 0.096732 | 0 | 1 | 0 | 0 | 1 | 0.096732 | 0 | 1
6586 | 0.29929 | 0 | 1 | 0 | 0 | 1 | 0.29929 | 0 | 1
6587 | 0.42321 | 0 | 1 | 0 | 0 | 1 | 0.42321 | 0 | 1
6588 | 0.35009 | 0.024563 | 1 | 0 | 0 | 1 | 0.35009 | 0.024563 | 1
6589 | 0.36985 | 0.023123 | 1 | 0 | 0 | 1 | 0.36985 | 0.023123 | 1
6590 | 0.21665 | 0.048495 | 1 | 0 | 0 | 1 | 0.21665 | 0.048495 | 1
6591 | 0.12736 | 0.049339 | 1 | 0 | 0 | 1 | 0.12736 | 0.049339 | 1
6592 | 0.07131 | 0.038374 | 1 | 0 | 0 | 1 | 0.07131 | 0.038374 | 1
6593 | 0.026397 | 0.045324 | 1 | 0 | 0 | 1 | 0.026397 | 0.045324 | 1
6594 | 0 | 0.045195 | 1 | 0 | 1 | 1 | 0 | 0.045195 | 1
6595 | 0 | 0.024122 | 1 | 0 | 1 | 1 | 0 | 0.024122 | 1
6596 | 0 | 0.018192 | 1 | 0 | 1 | 1 | 0 | 0.018192 | 1
6597 | 0 | 0.034938 | 1 | 0 | 1 | 1 | 0 | 0.034938 | 1
6598 | 0 | 0.028692 | 1 | 0 | 0 | 1 | 0 | 0.028692 | 1
6599 | 0 | 0.0088497 | 1 | 0 | 0 | 1 | 0 | 0.0088497 | 1
6600 | 0 | 0 | 1 | 0 | 0 | 1 | 0 | 0 | 1
6601 | 0 | 0 | 1 | 0 | 0 | 1 | 0 | 0 | 1
6602 | 0 | 0 | 1 | 0 | 0 | 1 | 0 | 0 | 1
6603 | 0 | 0 | 1 | 0 | 0 | 1 | 0 | 0 | 1
6604 | 0 | 0 | 1 | 0 | 0 | 1 | 0 | 0 | 1
6605 | 0 | 0 | 1 | 0 | 0 | 1 | 0 | 0 | 1
6606 | 0 | 0 | 1 | 0 | 0 | 1 | 0 | 0 | 1
6607 | 0 | 0 | 1 | 0 | 0 | 1 | 0 | 0 | 1
6608 | 0.0088604 | 0 | 1 | 0 | 0 | 1 | 0.0088604 | 0 | 1
6609 | 0.11011 | 0.0068009 | 1 | 0 | 0 | 1 | 0.11011 | 0.0068009 | 1
6610 | 0.32322 | 0.014679 | 1 | 0 | 0 | 1 | 0.32322 | 0.014679 | 1
6611 | 0.41598 | 0.029264 | 1 | 0 | 0 | 1 | 0.41598 | 0.029264 | 1
6612 | 0.30705 | 0.057546 | 1 | 0 | 0 | 1 | 0.30705 | 0.057546 | 1
6613 | 0.35845 | 0.053245 | 1 | 0 | 0 | 1 | 0.35845 | 0.053245 | 1
6614 | 0.17457 | 0.066309 | 1 | 0 | 0 | 1 | 0.17457 | 0.066309 | 1
6615 | 0.15601 | 0.071483 | 1 | 0 | 0 | 1 | 0.15601 | 0.071483 | 1
6616 | 0.078561 | 0.066126 | 1 | 0 | 0 | 1 | 0.078561 | 0.066126 | 1
6617 | 0.031866 | 0.077483 | 1 | 0 | 0 | 1 | 0.031866 | 0.077483 | 1
6618 | 0 | 0.071837 | 1 | 0 | 1 | 1 | 0 | 0.071837 | 1
6619 | 0 | 0.058818 | 1 | 0 | 1 | 1 | 0 | 0.058818 | 1
6620 | 0 | 0.047351 | 1 | 0 | 1 | 1 | 0 | 0.047351 | 1
6621 | 0 | 0.03877 | 1 | 0 | 1 | 1 | 0 | 0.03877 | 1
6622 | 0 | 0.043643 | 1 | 0 | 0 | 1 | 0 | 0.043643 | 1
6623 | 0 | 0.011114 | 1 | 0 | 0 | 1 | 0 | 0.011114 | 1
6624 | 0 | 0 | 1 | 0 | 0 | 1 | 0 | 0 | 1
6625 | 0 | 0 | 1 | 0 | 0 | 1 | 0 | 0 | 1
6626 | 0 | 0 | 1 | 0 | 0 | 1 | 0 | 0 | 1
6627 | 0 | 0 | 1 | 0 | 0 | 1 | 0 | 0 | 1
6628 | 0 | 0 | 1 | 0 | 0 | 1 | 0 | 0 | 1
6629 | 0 | 0 | 1 | 0 | 0 | 1 | 0 | 0 | 1
6630 | 0 | 0 | 1 | 0 | 0 | 1 | 0 | 0 | 1
6631 | 0 | 0 | 1 | 0 | 0 | 1 | 0 | 0 | 1
6632 | 0.0060273 | 0.0083077 | 1 | 0 | 0 | 1 | 0.0060273 | 0.0083077 | 1
6633 | 0.14089 | 0.031726 | 1 | 0 | 0 | 1 | 0.14089 | 0.031726 | 1
6634 | 0.31072 | 0.042918 | 1 | 0 | 0 | 1 | 0.31072 | 0.042918 | 1
6635 | 0.36687 | 0.052024 | 1 | 0 | 0 | 1 | 0.36687 | 0.052024 | 1
6636 | 0.25885 | 0.080953 | 1 | 0 | 0 | 1 | 0.25885 | 0.080953 | 1
6637 | 0.30985 | 0.063352 | 1 | 0 | 0 | 1 | 0.30985 | 0.063352 | 1
6638 | 0.23959 | 0.071613 | 1 | 0 | 0 | 1 | 0.23959 | 0.071613 | 1
6639 | 0.23436 | 0.07046 | 1 | 0 | 0 | 1 | 0.23436 | 0.07046 | 1
6640 | 0.13088 | 0.067327 | 1 | 0 | 0 | 1 | 0.13088 | 0.067327 | 1
6641 | 0 | 0.0602 | 1 | 0 | 0 | 1 | 0 | 0.0602 | 1
6642 | 0 | 0.050027 | 1 | 0 | 1 | 1 | 0 | 0.050027 | 1
6643 | 0 | 0.047016 | 1 | 0 | 1 | 1 | 0 | 0.047016 | 1
6644 | 0 | 0.018893 | 1 | 0 | 1 | 1 | 0 | 0.018893 | 1
6645 | 0 | 0 | 1 | 0 | 1 | 1 | 0 | 0 | 1
6646 | 0 | 0.015228 | 1 | 0 | 0 | 1 | 0 | 0.015228 | 1
6647 | 0 | 0.0088845 | 1 | 0 | 0 | 1 | 0 | 0.0088845 | 1
6648 | 0 | 0 | 1 | 0 | 0 | 1 | 0 | 0 | 1
6649 | 0 | 0 | 1 | 0 | 0 | 1 | 0 | 0 | 1
6650 | 0 | 0 | 1 | 0 | 0 | 1 | 0 | 0 | 1
6651 | 0 | 0 | 1 | 0 | 0 | 1 | 0 | 0 | 1
6652 | 0 | 0 | 1 | 0 | 0 | 1 | 0 | 0 | 1
6653 | 0 | 0 | 1 | 0 | 0 | 1 | 0 | 0 | 1
6654 | 0 | 0 | 1 | 0 | 0 | 1 | 0 | 0 | 1
6655 | 0 | 0 | 1 | 0 | 0 | 1 | 0 | 0 | 1
6656 | 0.0071986 | 0.02828 | 1 | 0 | 0 | 1 | 0.0071986 | 0.02828 | 1
6657 | 0.12204 | 0.046054 | 1 | 0 | 0 | 1 | 0.12204 | 0.046054 | 1
6658 | 0.22689 | 0.056837 | 1 | 0 | 0 | 1 | 0.22689 | 0.056837 | 1
6659 | 0.31697 | 0.049219 | 1 | 0 | 0 | 1 | 0.31697 | 0.049219 | 1
6660 | 0.23908 | 0.081094 | 1 | 0 | 0 | 1 | 0.23908 | 0.081094 | 1
6661 | 0.24469 | 0.054452 | 1 | 0 | 0 | 1 | 0.24469 | 0.054452 | 1
6662 | 0.26633 | 0.030563 | 1 | 0 | 0 | 1 | 0.26633 | 0.030563 | 1
6663 | 0.25012 | 0.023234 | 1 | 0 | 0 | 1 | 0.25012 | 0.023234 | 1
6664 | 0.085312 | 0.0079023 | 1 | 0 | 0 | 1 | 0.085312 | 0.0079023 | 1
6665 | 0 | 0 | 1 | 0 | 0 | 1 | 0 | 0 | 1
6666 | 0 | 0 | 1 | 0 | 1 | 1 | 0 | 0 | 1
6667 | 0 | 0.0042666 | 1 | 0 | 1 | 1 | 0 | 0.0042666 | 1
6668 | 0 | 0 | 1 | 0 | 1 | 1 | 0 | 0 | 1
6669 | 0 | 0 | 1 | 0 | 1 | 1 | 0 | 0 | 1
6670 | 0 | 0 | 1 | 0 | 0 | 1 | 0 | 0 | 1
6671 | 0 | 0 | 1 | 0 | 0 | 1 | 0 | 0 | 1
6672 | 0 | 0 | 1 | 0 | 0 | 1 | 0 | 0 | 1
6673 | 0 | 0 | 1 | 0 | 0 | 1 | 0 | 0 | 1
6674 | 0 | 0 | 1 | 0 | 0 | 1 | 0 | 0 | 1
6675 | 0 | 0 | 1 | 0 | 0 | 1 | 0 | 0 | 1
6676 | 0 | 0 | 1 | 0 | 0 | 1 | 0 | 0 | 1
6677 | 0 | 0 | 1 | 0 | 0 | 1 | 0 | 0 | 1
6678 | 0 | 0 | 1 | 0 | 0 | 1 | 0 | 0 | 1
6679 | 0 | 0 | 1 | 0 | 0 | 1 | 0 | 0 | 1
6680 | 0.00090752 | 0 | 1 | 0 | 0 | 1 | 0.00090752 | 0 | 1
6681 | 0.13581 | 0 | 1 | 0 | 0 | 1 | 0.13581 | 0 | 1
6682 | 0.23071 | 0 | 1 | 0 | 0 | 1 | 0.23071 | 0 | 1
6683 | 0.22263 | 0.0001847 | 1 | 0 | 0 | 1 | 0.22263 | 0.0001847 | 1
6684 | 0.227 | 0.034519 | 1 | 0 | 0 | 1 | 0.227 | 0.034519 | 1
6685 | 0.22202 | 0.032847 | 1 | 0 | 0 | 1 | 0.22202 | 0.032847 | 1
6686 | 0.22221 | 0.017556 | 1 | 0 | 0 | 1 | 0.22221 | 0.017556 | 1
6687 | 0.15125 | 0.016135 | 1 | 0 | 0 | 1 | 0.15125 | 0.016135 | 1
6688 | 0.014986 | 0.010929 | 1 | 0 | 0 | 1 | 0.014986 | 0.010929 | 1
6689 | 0 | 0 | 1 | 0 | 0 | 1 | 0 | 0 | 1
6690 | 0 | 0 | 1 | 0 | 1 | 1 | 0 | 0 | 1
6691 | 0 | 0 | 1 | 0 | 1 | 1 | 0 | 0 | 1
6692 | 0 | 0 | 1 | 0 | 1 | 1 | 0 | 0 | 1
6693 | 0 | 0 | 1 | 0 | 1 | 1 | 0 | 0 | 1
6694 | 0 | 0 | 1 | 0 | 0 | 1 | 0 | 0 | 1
6695 | 0 | 0 | 1 | 0 | 0 | 1 | 0 | 0 | 1
6696 | 0 | 0 | 1 | 0 | 0 | 1 | 0 | 0 | 1
6697 | 0 | 0 | 1 | 0 | 0 | 1 | 0 | 0 | 1
6698 | 0 | 0 | 1 | 0 | 0 | 1 | 0 | 0 | 1
6699 | 0 | 0 | 1 | 0 | 0 | 1 | 0 | 0 | 1
6700 | 0 | 0 | 1 | 0 | 0 | 1 | 0 | 0 | 1
6701 | 0 | 0 | 1 | 0 | 0 | 1 | 0 | 0 | 1
6702 | 0 | 0 | 1 | 0 | 0 | 1 | 0 | 0 | 1
6703 | 0 | 0 | 1 | 0 | 0 | 1 | 0 | 0 | 1
6704 | 0.0045256 | 0 | 1 | 0 | 0 | 1 | 0.0045256 | 0 | 1
6705 | 0.13258 | 0 | 1 | 0 | 0 | 1 | 0.13258 | 0 | 1
6706 | 0.25637 | 0 | 1 | 0 | 0 | 1 | 0.25637 | 0 | 1
6707 | 0.23421 | 0 | 1 | 0 | 0 | 1 | 0.23421 | 0 | 1
6708 | 0.27836 | 0.016067 | 1 | 0 | 0 | 1 | 0.27836 | 0.016067 | 1
6709 | 0.23181 | 0.030862 | 1 | 0 | 0 | 1 | 0.23181 | 0.030862 | 1
6710 | 0.1796 | 0.022719 | 1 | 0 | 0 | 1 | 0.1796 | 0.022719 | 1
6711 | 0.095905 | 0.021125 | 1 | 0 | 0 | 1 | 0.095905 | 0.021125 | 1
6712 | 0 | 0.027054 | 1 | 0 | 0 | 1 | 0 | 0.027054 | 1
6713 | 0 | 0.019814 | 1 | 0 | 0 | 1 | 0 | 0.019814 | 1
6714 | 0 | 0.018433 | 1 | 0 | 1 | 1 | 0 | 0.018433 | 1
6715 | 0 | 0.0021589 | 1 | 0 | 1 | 1 | 0 | 0.0021589 | 1
6716 | 0 | 0 | 1 | 0 | 1 | 1 | 0 | 0 | 1
6717 | 0 | 0 | 1 | 0 | 1 | 1 | 0 | 0 | 1
6718 | 0 | 0 | 1 | 0 | 0 | 1 | 0 | 0 | 1
6719 | 0 | 0 | 1 | 0 | 0 | 1 | 0 | 0 | 1
6720 | 0 | 0 | 1 | 0 | 0 | 1 | 0 | 0 | 1
6721 | 0 | 0 | 1 | 0 | 0 | 1 | 0 | 0 | 1
6722 | 0 | 0 | 1 | 0 | 0 | 1 | 0 | 0 | 1
6723 | 0 | 0 | 1 | 0 | 0 | 1 | 0 | 0 | 1
6724 | 0 | 0 | 1 | 0 | 0 | 1 | 0 | 0 | 1
6725 | 0 | 0 | 1 | 0 | 0 | 1 | 0 | 0 | 1
6726 | 0 | 0 | 1 | 0 | 0 | 1 | 0 | 0 | 1
6727 | 0 | 0 | 1 | 0 | 0 | 1 | 0 | 0 | 1
6728 | 0.0085252 | 0 | 1 | 0 | 0 | 1 | 0.0085252 | 0 | 1
6729 | 0.17456 | 0 | 1 | 0 | 0 | 1 | 0.17456 | 0 | 1
6730 | 0.33805 | 0 | 1 | 0 | 0 | 1 | 0.33805 | 0 | 1
6731 | 0.25532 | 0.0026098 | 1 | 0 | 0 | 1 | 0.25532 | 0.0026098 | 1
6732 | 0.31465 | 0.02823 | 1 | 0 | 0 | 1 | 0.31465 | 0.02823 | 1
6733 | 0.3259 | 0.047056 | 1 | 0 | 0 | 1 | 0.3259 | 0.047056 | 1
6734 | 0.14843 | 0.049302 | 1 | 0 | 0 | 1 | 0.14843 | 0.049302 | 1
6735 | 0.02831 | 0.046551 | 1 | 0 | 0 | 1 | 0.02831 | 0.046551 | 1
6736 | 0 | 0.054708 | 1 | 0 | 0 | 1 | 0 | 0.054708 | 1
6737 | 0 | 0.050847 | 1 | 0 | 0 | 1 | 0 | 0.050847 | 1
6738 | 0 | 0.025786 | 1 | 0 | 1 | 1 | 0 | 0.025786 | 1
6739 | 0 | 0.0065922 | 1 | 0 | 1 | 1 | 0 | 0.0065922 | 1
6740 | 0 | 0 | 1 | 0 | 1 | 1 | 0 | 0 | 1
6741 | 0 | 0 | 1 | 0 | 1 | 1 | 0 | 0 | 1
6742 | 0 | 0 | 1 | 0 | 0 | 1 | 0 | 0 | 1
6743 | 0 | 0 | 1 | 0 | 0 | 1 | 0 | 0 | 1
6744 | 0 | 0 | 1 | 0 | 0 | 1 | 0 | 0 | 1
6745 | 0 | 0 | 1 | 0 | 0 | 1 | 0 | 0 | 1
6746 | 0 | 0 | 1 | 0 | 0 | 1 | 0 | 0 | 1
6747 | 0 | 0 | 1 | 0 | 0 | 1 | 0 | 0 | 1
6748 | 0 | 0 | 1 | 0 | 0 | 1 | 0 | 0 | 1
6749 | 0 | 0 | 1 | 0 | 0 | 1 | 0 | 0 | 1
6750 | 0 | 0 | 1 | 0 | 0 | 1 | 0 | 0 | 1
6751 | 0 | 0 | 1 | 0 | 0 | 1 | 0 | 0 | 1
6752 | 0.014559 | 0 | 1 | 0 | 0 | 1 | 0.014559 | 0 | 1
6753 | 0.1589 | 0 | 1 | 0 | 0 | 1 | 0.1589 | 0 | 1
6754 | 0.24584 | 0 | 1 | 0 | 0 | 1 | 0.24584 | 0 | 1
6755 | 0.28246 | 0 | 1 | 0 | 0 | 1 | 0.28246 | 0 | 1
6756 | 0.29427 | 0.036948 | 1 | 0 | 0 | 1 | 0.29427 | 0.036948 | 1
6757 | 0.25502 | 0.076947 | 1 | 0 | 0 | 1 | 0.25502 | 0.076947 | 1
6758 | 0.14414 | 0.081883 | 1 | 0 | 0 | 1 | 0.14414 | 0.081883 | 1
6759 | 0.087091 | 0.077404 | 1 | 0 | 0 | 1 | 0.087091 | 0.077404 | 1
6760 | 0.0089531 | 0.078817 | 1 | 0 | 0 | 1 | 0.0089531 | 0.078817 | 1
6761 | 0 | 0.077965 | 1 | 0 | 0 | 1 | 0 | 0.077965 | 1
6762 | 0 | 0.052918 | 1 | 0 | 1 | 1 | 0 | 0.052918 | 1
6763 | 0 | 0.026303 | 1 | 0 | 1 | 1 | 0 | 0.026303 | 1
6764 | 0 | 0.024221 | 1 | 0 | 1 | 1 | 0 | 0.024221 | 1
6765 | 0 | 0.0069288 | 1 | 0 | 1 | 1 | 0 | 0.0069288 | 1
6766 | 0 | 0.0086938 | 1 | 0 | 0 | 1 | 0 | 0.0086938 | 1
6767 | 0 | 0 | 1 | 0 | 0 | 1 | 0 | 0 | 1
6768 | 0 | 0 | 1 | 0 | 0 | 1 | 0 | 0 | 1
6769 | 0 | 0 | 1 | 0 | 0 | 1 | 0 | 0 | 1
6770 | 0 | 0 | 1 | 0 | 0 | 1 | 0 | 0 | 1
6771 | 0 | 0 | 1 | 0 | 0 | 1 | 0 | 0 | 1
6772 | 0 | 0 | 1 | 0 | 0 | 1 | 0 | 0 | 1
6773 | 0 | 0 | 1 | 0 | 0 | 1 | 0 | 0 | 1
6774 | 0 | 0 | 1 | 0 | 0 | 1 | 0 | 0 | 1
6775 | 0 | 0 | 1 | 0 | 0 | 1 | 0 | 0 | 1
6776 | 0 | 0 | 1 | 0 | 0 | 1 | 0 | 0 | 1
6777 | 0.10338 | 0 | 1 | 0 | 0 | 1 | 0.10338 | 0 | 1
6778 | 0.1405 | 0 | 1 | 0 | 0 | 1 | 0.1405 | 0 | 1
6779 | 0.18003 | 0.0024028 | 1 | 0 | 0 | 1 | 0.18003 | 0.0024028 | 1
6780 | 0.23425 | 0.047632 | 1 | 0 | 0 | 1 | 0.23425 | 0.047632 | 1
6781 | 0.20521 | 0.08812 | 1 | 0 | 0 | 1 | 0.20521 | 0.08812 | 1
6782 | 0.14519 | 0.091559 | 1 | 0 | 0 | 1 | 0.14519 | 0.091559 | 1
6783 | 0.096235 | 0.092 | 1 | 0 | 0 | 1 | 0.096235 | 0.092 | 1
6784 | 0.047118 | 0.087655 | 1 | 0 | 0 | 1 | 0.047118 | 0.087655 | 1
6785 | 0 | 0.073333 | 1 | 0 | 0 | 1 | 0 | 0.073333 | 1
6786 | 0 | 0.046955 | 1 | 0 | 1 | 1 | 0 | 0.046955 | 1
6787 | 0 | 0.032814 | 1 | 0 | 1 | 1 | 0 | 0.032814 | 1
6788 | 0 | 0.027304 | 1 | 0 | 1 | 1 | 0 | 0.027304 | 1
6789 | 0 | 0.0038561 | 1 | 0 | 1 | 1 | 0 | 0.0038561 | 1
6790 | 0 | 0.007258 | 1 | 0 | 0 | 1 | 0 | 0.007258 | 1
6791 | 0 | 0 | 1 | 0 | 0 | 1 | 0 | 0 | 1
6792 | 0 | 0 | 1 | 0 | 0 | 1 | 0 | 0 | 1
6793 | 0 | 0 | 1 | 0 | 0 | 1 | 0 | 0 | 1
6794 | 0 | 0 | 1 | 0 | 0 | 1 | 0 | 0 | 1
6795 | 0 | 0 | 1 | 0 | 0 | 1 | 0 | 0 | 1
6796 | 0 | 0 | 1 | 0 | 0 | 1 | 0 | 0 | 1
6797 | 0 | 0 | 1 | 0 | 0 | 1 | 0 | 0 | 1
6798 | 0 | 0 | 1 | 0 | 0 | 1 | 0 | 0 | 1
6799 | 0 | 0 | 1 | 0 | 0 | 1 | 0 | 0 | 1
6800 | 0 | 0 | 1 | 0 | 0 | 1 | 0 | 0 | 1
6801 | 0.10688 | 0 | 1 | 0 | 0 | 1 | 0.10688 | 0 | 1
6802 | 0.14743 | 0 | 1 | 0 | 0 | 1 | 0.14743 | 0 | 1
6803 | 0.19358 | 0 | 1 | 0 | 0 | 1 | 0.19358 | 0 | 1
6804 | 0.2281 | 0.018697 | 1 | 0 | 0 | 1 | 0.2281 | 0.018697 | 1
6805 | 0.10491 | 0.045018 | 1 | 0 | 0 | 1 | 0.10491 | 0.045018 | 1
6806 | 0.11158 | 0.055172 | 1 | 0 | 0 | 1 | 0.11158 | 0.055172 | 1
6807 | 0.077048 | 0.057382 | 1 | 0 | 0 | 1 | 0.077048 | 0.057382 | 1
6808 | 0 | 0.041077 | 1 | 0 | 0 | 1 | 0 | 0.041077 | 1
6809 | 0 | 0.022533 | 1 | 0 | 0 | 1 | 0 | 0.022533 | 1
6810 | 0 | 0.017277 | 1 | 0 | 1 | 1 | 0 | 0.017277 | 1
6811 | 0 | 0.004211 | 1 | 0 | 1 | 1 | 0 | 0.004211 | 1
6812 | 0 | 0 | 1 | 0 | 1 | 1 | 0 | 0 | 1
6813 | 0 | 0 | 1 | 0 | 1 | 1 | 0 | 0 | 1
6814 | 0 | 0 | 1 | 0 | 0 | 1 | 0 | 0 | 1
6815 | 0 | 0 | 1 | 0 | 0 | 1 | 0 | 0 | 1
6816 | 0 | 0 | 1 | 0 | 0 | 1 | 0 | 0 | 1
6817 | 0 | 0 | 1 | 0 | 0 | 1 | 0 | 0 | 1
6818 | 0 | 0 | 1 | 0 | 0 | 1 | 0 | 0 | 1
6819 | 0 | 0 | 1 | 0 | 0 | 1 | 0 | 0 | 1
6820 | 0 | 0 | 1 | 0 | 0 | 1 | 0 | 0 | 1
6821 | 0 | 0 | 1 | 0 | 0 | 1 | 0 | 0 | 1
6822 | 0 | 0 | 1 | 0 | 0 | 1 | 0 | 0 | 1
6823 | 0 | 0 | 1 | 0 | 0 | 1 | 0 | 0 | 1
6824 | 0 | 0 | 1 | 0 | 0 | 1 | 0 | 0 | 1
6825 | 0.037368 | 0 | 1 | 0 | 0 | 1 | 0.037368 | 0 | 1
6826 | 0.11083 | 0 | 1 | 0 | 0 | 1 | 0.11083 | 0 | 1
6827 | 0.1959 | 0 | 1 | 0 | 0 | 1 | 0.1959 | 0 | 1
6828 | 0.2245 | 0.0025338 | 1 | 0 | 0 | 1 | 0.2245 | 0.0025338 | 1
6829 | 0.12617 | 0.012879 | 1 | 0 | 0 | 1 | 0.12617 | 0.012879 | 1
6830 | 0.13697 | 0.012149 | 1 | 0 | 0 | 1 | 0.13697 | 0.012149 | 1
6831 | 0.065229 | 0.023733 | 1 | 0 | 0 | 1 | 0.065229 | 0.023733 | 1
6832 | 0 | 0.010209 | 1 | 0 | 0 | 1 | 0 | 0.010209 | 1
6833 | 0 | 0 | 1 | 0 | 0 | 1 | 0 | 0 | 1
6834 | 0 | 0 | 1 | 0 | 1 | 1 | 0 | 0 | 1
6835 | 0 | 0 | 1 | 0 | 1 | 1 | 0 | 0 | 1
6836 | 0 | 0 | 1 | 0 | 1 | 1 | 0 | 0 | 1
6837 | 0 | 0 | 1 | 0 | 1 | 1 | 0 | 0 | 1
6838 | 0 | 0 | 1 | 0 | 0 | 1 | 0 | 0 | 1
6839 | 0 | 0 | 1 | 0 | 0 | 1 | 0 | 0 | 1
6840 | 0 | 0 | 1 | 0 | 0 | 1 | 0 | 0 | 1
6841 | 0 | 0 | 1 | 0 | 0 | 1 | 0 | 0 | 1
6842 | 0 | 0 | 1 | 0 | 0 | 1 | 0 | 0 | 1
6843 | 0 | 0 | 1 | 0 | 0 | 1 | 0 | 0 | 1
6844 | 0 | 0 | 1 | 0 | 0 | 1 | 0 | 0 | 1
6845 | 0 | 0 | 1 | 0 | 0 | 1 | 0 | 0 | 1
6846 | 0 | 0 | 1 | 0 | 0 | 1 | 0 | 0 | 1
6847 | 0 | 0 | 1 | 0 | 0 | 1 | 0 | 0 | 1
6848 | 0 | 0 | 1 | 0 | 0 | 1 | 0 | 0 | 1
6849 | 0.054675 | 0 | 1 | 0 | 0 | 1 | 0.054675 | 0 | 1
6850 | 0.14751 | 0 | 1 | 0 | 0 | 1 | 0.14751 | 0 | 1
6851 | 0.23661 | 0 | 1 | 0 | 0 | 1 | 0.23661 | 0 | 1
6852 | 0.2057 | 0.0086076 | 1 | 0 | 0 | 1 | 0.2057 | 0.0086076 | 1
6853 | 0.11887 | 0.016519 | 1 | 0 | 0 | 1 | 0.11887 | 0.016519 | 1
6854 | 0.089075 | 0.016696 | 1 | 0 | 0 | 1 | 0.089075 | 0.016696 | 1
6855 | 0.027123 | 0.022657 | 1 | 0 | 0 | 1 | 0.027123 | 0.022657 | 1
6856 | 0 | 0.019825 | 1 | 0 | 0 | 1 | 0 | 0.019825 | 1
6857 | 0 | 0.0061207 | 1 | 0 | 0 | 1 | 0 | 0.0061207 | 1
6858 | 0 | 0 | 1 | 0 | 1 | 1 | 0 | 0 | 1
6859 | 0 | 0 | 1 | 0 | 1 | 1 | 0 | 0 | 1
6860 | 0 | 0 | 1 | 0 | 1 | 1 | 0 | 0 | 1
6861 | 0 | 0 | 1 | 0 | 1 | 1 | 0 | 0 | 1
6862 | 0 | 0 | 1 | 0 | 0 | 1 | 0 | 0 | 1
6863 | 0 | 0 | 1 | 0 | 0 | 1 | 0 | 0 | 1
6864 | 0 | 0 | 1 | 0 | 0 | 1 | 0 | 0 | 1
6865 | 0 | 0 | 1 | 0 | 0 | 1 | 0 | 0 | 1
6866 | 0 | 0 | 1 | 0 | 0 | 1 | 0 | 0 | 1
6867 | 0 | 0 | 1 | 0 | 0 | 1 | 0 | 0 | 1
6868 | 0 | 0 | 1 | 0 | 0 | 1 | 0 | 0 | 1
6869 | 0 | 0 | 1 | 0 | 0 | 1 | 0 | 0 | 1
6870 | 0 | 0 | 1 | 0 | 0 | 1 | 0 | 0 | 1
6871 | 0 | 0 | 1 | 0 | 0 | 1 | 0 | 0 | 1
6872 | 0 | 0 | 1 | 0 | 0 | 1 | 0 | 0 | 1
6873 | 0 | 0 | 1 | 0 | 0 | 1 | 0 | 0 | 1
6874 | 0.12095 | 0 | 1 | 0 | 0 | 1 | 0.12095 | 0 | 1
6875 | 0.20746 | 0.0056816 | 1 | 0 | 0 | 1 | 0.20746 | 0.0056816 | 1
6876 | 0.20868 | 0.03249 | 1 | 0 | 0 | 1 | 0.20868 | 0.03249 | 1
6877 | 0.15876 | 0.041112 | 1 | 0 | 0 | 1 | 0.15876 | 0.041112 | 1
6878 | 0.08264 | 0.03367 | 1 | 0 | 0 | 1 | 0.08264 | 0.03367 | 1
6879 | 0.081505 | 0.042053 | 1 | 0 | 0 | 1 | 0.081505 | 0.042053 | 1
6880 | 0.013298 | 0.047767 | 1 | 0 | 0 | 1 | 0.013298 | 0.047767 | 1
6881 | 0 | 0.052637 | 1 | 0 | 0 | 1 | 0 | 0.052637 | 1
6882 | 0 | 0.038952 | 1 | 0 | 1 | 1 | 0 | 0.038952 | 1
6883 | 0 | 0 | 1 | 0 | 1 | 1 | 0 | 0 | 1
6884 | 0 | 0 | 1 | 0 | 1 | 1 | 0 | 0 | 1
6885 | 0 | 0 | 1 | 0 | 1 | 1 | 0 | 0 | 1
6886 | 0 | 0 | 1 | 0 | 0 | 1 | 0 | 0 | 1
6887 | 0 | 0 | 1 | 0 | 0 | 1 | 0 | 0 | 1
6888 | 0 | 0 | 1 | 0 | 0 | 1 | 0 | 0 | 1
6889 | 0 | 0 | 1 | 0 | 0 | 1 | 0 | 0 | 1
6890 | 0 | 0 | 1 | 0 | 0 | 1 | 0 | 0 | 1
6891 | 0 | 0 | 1 | 0 | 0 | 1 | 0 | 0 | 1
6892 | 0 | 0 | 1 | 0 | 0 | 1 | 0 | 0 | 1
6893 | 0 | 0 | 1 | 0 | 0 | 1 | 0 | 0 | 1
6894 | 0 | 0 | 1 | 0 | 0 | 1 | 0 | 0 | 1
6895 | 0 | 0 | 1 | 0 | 0 | 1 | 0 | 0 | 1
6896 | 0 | 0 | 1 | 0 | 0 | 1 | 0 | 0 | 1
6897 | 0 | 0 | 1 | 0 | 0 | 1 | 0 | 0 | 1
6898 | 0.17905 | 0 | 1 | 0 | 0 | 1 | 0.17905 | 0 | 1
6899 | 0.23432 | 0.027438 | 1 | 0 | 0 | 1 | 0.23432 | 0.027438 | 1
6900 | 0.24443 | 0.044931 | 1 | 0 | 0 | 1 | 0.24443 | 0.044931 | 1
6901 | 0.20108 | 0.054037 | 1 | 0 | 0 | 1 | 0.20108 | 0.054037 | 1
6902 | 0.11395 | 0.055499 | 1 | 0 | 0 | 1 | 0.11395 | 0.055499 | 1
6903 | 0.10159 | 0.064406 | 1 | 0 | 0 | 1 | 0.10159 | 0.064406 | 1
6904 | 0.02703 | 0.078752 | 1 | 0 | 0 | 1 | 0.02703 | 0.078752 | 1
6905 | 0 | 0.08021 | 1 | 0 | 0 | 1 | 0 | 0.08021 | 1
6906 | 0 | 0.071236 | 1 | 0 | 1 | 1 | 0 | 0.071236 | 1
6907 | 0 | 0.019012 | 1 | 0 | 1 | 1 | 0 | 0.019012 | 1
6908 | 0 | 0 | 1 | 0 | 1 | 1 | 0 | 0 | 1
6909 | 0 | 0 | 1 | 0 | 1 | 1 | 0 | 0 | 1
6910 | 0 | 0 | 1 | 0 | 0 | 1 | 0 | 0 | 1
6911 | 0 | 0 | 1 | 0 | 0 | 1 | 0 | 0 | 1
6912 | 0 | 0 | 1 | 0 | 0 | 1 | 0 | 0 | 1
6913 | 0 | 0 | 1 | 0 | 0 | 1 | 0 | 0 | 1
6914 | 0 | 0 | 1 | 0 | 0 | 1 | 0 | 0 | 1
6915 | 0 | 0 | 1 | 0 | 0 | 1 | 0 | 0 | 1
6916 | 0 | 0 | 1 | 0 | 0 | 1 | 0 | 0 | 1
6917 | 0 | 0 | 1 | 0 | 0 | 1 | 0 | 0 | 1
6918 | 0 | 0 | 1 | 0 | 0 | 1 | 0 | 0 | 1
6919 | 0 | 0 | 1 | 0 | 0 | 1 | 0 | 0 | 1
6920 | 0 | 0 | 1 | 0 | 0 | 1 | 0 | 0 | 1
6921 | 0 | 0 | 1 | 0 | 0 | 1 | 0 | 0 | 1
6922 | 0.13044 | 0.0075976 | 1 | 0 | 0 | 1 | 0.13044 | 0.0075976 | 1
6923 | 0.23576 | 0.036973 | 1 | 0 | 0 | 1 | 0.23576 | 0.036973 | 1
6924 | 0.26141 | 0.044532 | 1 | 0 | 0 | 1 | 0.26141 | 0.044532 | 1
6925 | 0.21845 | 0.062399 | 1 | 0 | 0 | 1 | 0.21845 | 0.062399 | 1
6926 | 0.15286 | 0.048148 | 1 | 0 | 0 | 1 | 0.15286 | 0.048148 | 1
6927 | 0.096108 | 0.065241 | 1 | 0 | 0 | 1 | 0.096108 | 0.065241 | 1
6928 | 0.044754 | 0.08846 | 1 | 0 | 0 | 1 | 0.044754 | 0.08846 | 1
6929 | 0 | 0.090426 | 1 | 0 | 0 | 1 | 0 | 0.090426 | 1
6930 | 0 | 0.08199 | 1 | 0 | 1 | 1 | 0 | 0.08199 | 1
6931 | 0 | 0.053566 | 1 | 0 | 1 | 1 | 0 | 0.053566 | 1
6932 | 0 | 0.027902 | 1 | 0 | 1 | 1 | 0 | 0.027902 | 1
6933 | 0 | 0.025065 | 1 | 0 | 1 | 1 | 0 | 0.025065 | 1
6934 | 0 | 0.02951 | 1 | 0 | 0 | 1 | 0 | 0.02951 | 1
6935 | 0 | 0.033753 | 1 | 0 | 0 | 1 | 0 | 0.033753 | 1
6936 | 0 | 0.038644 | 1 | 0 | 0 | 1 | 0 | 0.038644 | 1
6937 | 0 | 0 | 1 | 0 | 0 | 1 | 0 | 0 | 1
6938 | 0 | 0.012147 | 1 | 0 | 0 | 1 | 0 | 0.012147 | 1
6939 | 0 | 0.0063299 | 1 | 0 | 0 | 1 | 0 | 0.0063299 | 1
6940 | 0 | 0.015107 | 1 | 0 | 0 | 1 | 0 | 0.015107 | 1
6941 | 0 | 0.0059973 | 1 | 0 | 0 | 1 | 0 | 0.0059973 | 1
6942 | 0 | 0.019854 | 1 | 0 | 0 | 1 | 0 | 0.019854 | 1
6943 | 0 | 0 | 1 | 0 | 0 | 1 | 0 | 0 | 1
6944 | 0 | 0 | 1 | 0 | 0 | 1 | 0 | 0 | 1
6945 | 0 | 0 | 1 | 0 | 0 | 1 | 0 | 0 | 1
6946 | 0.052362 | 0.013399 | 1 | 0 | 0 | 1 | 0.052362 | 0.013399 | 1
6947 | 0.082992 | 0.045188 | 1 | 0 | 0 | 1 | 0.082992 | 0.045188 | 1
6948 | 0.13248 | 0.050555 | 1 | 0 | 0 | 1 | 0.13248 | 0.050555 | 1
6949 | 0.13418 | 0.063005 | 1 | 0 | 0 | 1 | 0.13418 | 0.063005 | 1
6950 | 0.084113 | 0.030797 | 1 | 0 | 0 | 1 | 0.084113 | 0.030797 | 1
6951 | 0.029448 | 0.055513 | 1 | 0 | 0 | 1 | 0.029448 | 0.055513 | 1
6952 | 0 | 0.082505 | 1 | 0 | 0 | 1 | 0 | 0.082505 | 1
6953 | 0 | 0.079676 | 1 | 0 | 0 | 1 | 0 | 0.079676 | 1
6954 | 0 | 0.073953 | 1 | 0 | 1 | 1 | 0 | 0.073953 | 1
6955 | 0 | 0.054284 | 1 | 0 | 1 | 1 | 0 | 0.054284 | 1
6956 | 0 | 0.041226 | 1 | 0 | 1 | 1 | 0 | 0.041226 | 1
6957 | 0 | 0.040812 | 1 | 0 | 1 | 1 | 0 | 0.040812 | 1
6958 | 0 | 0.054056 | 1 | 0 | 0 | 1 | 0 | 0.054056 | 1
6959 | 0 | 0.034806 | 1 | 0 | 0 | 1 | 0 | 0.034806 | 1
6960 | 0 | 0.022303 | 1 | 0 | 0 | 1 | 0 | 0.022303 | 1
6961 | 0 | 0.024319 | 1 | 0 | 0 | 1 | 0 | 0.024319 | 1
6962 | 0 | 0.0087674 | 1 | 0 | 0 | 1 | 0 | 0.0087674 | 1
6963 | 0 | 0.0035312 | 1 | 0 | 0 | 1 | 0 | 0.0035312 | 1
6964 | 0 | 0.0053819 | 1 | 0 | 0 | 1 | 0 | 0.0053819 | 1
6965 | 0 | 0.012617 | 1 | 0 | 0 | 1 | 0 | 0.012617 | 1
6966 | 0 | 0.025511 | 1 | 0 | 0 | 1 | 0 | 0.025511 | 1
6967 | 0 | 0 | 1 | 0 | 0 | 1 | 0 | 0 | 1
6968 | 0 | 0 | 1 | 0 | 0 | 1 | 0 | 0 | 1
6969 | 0 | 0 | 1 | 0 | 0 | 1 | 0 | 0 | 1
6970 | 0 | 0.0062517 | 1 | 0 | 0 | 1 | 0 | 0.0062517 | 1
6971 | 0 | 0.022974 | 1 | 0 | 0 | 1 | 0 | 0.022974 | 1
6972 | 0 | 0.027648 | 1 | 0 | 0 | 1 | 0 | 0.027648 | 1
6973 | 0 | 0.025747 | 1 | 0 | 0 | 1 | 0 | 0.025747 | 1
6974 | 0 | 0 | 1 | 0 | 0 | 1 | 0 | 0 | 1
6975 | 0 | 0.011361 | 1 | 0 | 0 | 1 | 0 | 0.011361 | 1
6976 | 0 | 0.035872 | 1 | 0 | 0 | 1 | 0 | 0.035872 | 1
6977 | 0 | 0.053478 | 1 | 0 | 0 | 1 | 0 | 0.053478 | 1
6978 | 0 | 0.039598 | 1 | 0 | 1 | 1 | 0 | 0.039598 | 1
6979 | 0 | 0.030199 | 1 | 0 | 1 | 1 | 0 | 0.030199 | 1
6980 | 0 | 0.036656 | 1 | 0 | 1 | 1 | 0 | 0.036656 | 1
6981 | 0 | 0.056389 | 1 | 0 | 1 | 1 | 0 | 0.056389 | 1
6982 | 0 | 0.057211 | 1 | 0 | 0 | 1 | 0 | 0.057211 | 1
6983 | 0 | 0.034405 | 1 | 0 | 0 | 1 | 0 | 0.034405 | 1
6984 | 0 | 0.014926 | 1 | 0 | 0 | 1 | 0 | 0.014926 | 1
6985 | 0 | 0.015698 | 1 | 0 | 0 | 1 | 0 | 0.015698 | 1
6986 | 0 | 0 | 1 | 0 | 0 | 1 | 0 | 0 | 1
6987 | 0 | 0 | 1 | 0 | 0 | 1 | 0 | 0 | 1
6988 | 0 | 0.01046 | 1 | 0 | 0 | 1 | 0 | 0.01046 | 1
6989 | 0 | 0.0056987 | 1 | 0 | 0 | 1 | 0 | 0.0056987 | 1
6990 | 0 | 0.0068157 | 1 | 0 | 0 | 1 | 0 | 0.0068157 | 1
6991 | 0 | 0.0022029 | 1 | 0 | 0 | 1 | 0 | 0.0022029 | 1
6992 | 0 | 0.016846 | 1 | 0 | 0 | 1 | 0 | 0.016846 | 1
6993 | 0 | 0 | 1 | 0 | 0 | 1 | 0 | 0 | 1
6994 | 0 | 0.0092301 | 1 | 0 | 0 | 1 | 0 | 0.0092301 | 1
6995 | 0 | 0.039405 | 1 | 0 | 0 | 1 | 0 | 0.039405 | 1
6996 | 0 | 0.054019 | 1 | 0 | 0 | 1 | 0 | 0.054019 | 1
6997 | 0.0050138 | 0.033763 | 1 | 0 | 0 | 1 | 0.0050138 | 0.033763 | 1
6998 | 0 | 0.017156 | 1 | 0 | 0 | 1 | 0 | 0.017156 | 1
6999 | 0 | 0.022796 | 1 | 0 | 0 | 1 | 0 | 0.022796 | 1
7000 | 0 | 0.01439 | 1 | 0 | 0 | 1 | 0 | 0.01439 | 1
7001 | 0 | 0.043983 | 1 | 0 | 0 | 1 | 0 | 0.043983 | 1
7002 | 0 | 0.046304 | 1 | 0 | 1 | 1 | 0 | 0.046304 | 1
7003 | 0 | 0.036731 | 1 | 0 | 1 | 1 | 0 | 0.036731 | 1
7004 | 0 | 0.043316 | 1 | 0 | 1 | 1 | 0 | 0.043316 | 1
7005 | 0 | 0.058615 | 1 | 0 | 1 | 1 | 0 | 0.058615 | 1
7006 | 0 | 0.043274 | 1 | 0 | 0 | 1 | 0 | 0.043274 | 1
7007 | 0 | 0.023549 | 1 | 0 | 0 | 1 | 0 | 0.023549 | 1
7008 | 0 | 0.0065176 | 1 | 0 | 0 | 1 | 0 | 0.0065176 | 1
7009 | 0 | 0.021598 | 1 | 0 | 0 | 1 | 0 | 0.021598 | 1
7010 | 0 | 0 | 1 | 0 | 0 | 1 | 0 | 0 | 1
7011 | 0 | 0 | 1 | 0 | 0 | 1 | 0 | 0 | 1
7012 | 0 | 0 | 1 | 0 | 0 | 1 | 0 | 0 | 1
7013 | 0 | 0 | 1 | 0 | 0 | 1 | 0 | 0 | 1
7014 | 0 | 0 | 1 | 0 | 0 | 1 | 0 | 0 | 1
7015 | 0 | 0.017922 | 1 | 0 | 0 | 1 | 0 | 0.017922 | 1
7016 | 0 | 0.013346 | 1 | 0 | 0 | 1 | 0 | 0.013346 | 1
7017 | 0.016203 | 0 | 1 | 0 | 0 | 1 | 0.016203 | 0 | 1
7018 | 0.092688 | 0.013722 | 1 | 0 | 0 | 1 | 0.092688 | 0.013722 | 1
7019 | 0.095542 | 0.045962 | 1 | 0 | 0 | 1 | 0.095542 | 0.045962 | 1
7020 | 0.08641 | 0.065809 | 1 | 0 | 0 | 1 | 0.08641 | 0.065809 | 1
7021 | 0.090817 | 0.042208 | 1 | 0 | 0 | 1 | 0.090817 | 0.042208 | 1
7022 | 0.054128 | 0.061027 | 1 | 0 | 0 | 1 | 0.054128 | 0.061027 | 1
7023 | 0.032749 | 0.06074 | 1 | 0 | 0 | 1 | 0.032749 | 0.06074 | 1
7024 | 0.0085179 | 0.027598 | 1 | 0 | 0 | 1 | 0.0085179 | 0.027598 | 1
7025 | 0 | 0.0479 | 1 | 0 | 0 | 1 | 0 | 0.0479 | 1
7026 | 0 | 0.044247 | 1 | 0 | 1 | 1 | 0 | 0.044247 | 1
7027 | 0 | 0.02145 | 1 | 0 | 1 | 1 | 0 | 0.02145 | 1
7028 | 0 | 0.027268 | 1 | 0 | 1 | 1 | 0 | 0.027268 | 1
7029 | 0 | 0.052242 | 1 | 0 | 1 | 1 | 0 | 0.052242 | 1
7030 | 0 | 0.037909 | 1 | 0 | 0 | 1 | 0 | 0.037909 | 1
7031 | 0 | 0.030017 | 1 | 0 | 0 | 1 | 0 | 0.030017 | 1
7032 | 0 | 0.011382 | 1 | 0 | 0 | 1 | 0 | 0.011382 | 1
7033 | 0 | 0.0083857 | 1 | 0 | 0 | 1 | 0 | 0.0083857 | 1
7034 | 0 | 0 | 1 | 0 | 0 | 1 | 0 | 0 | 1
7035 | 0 | 0 | 1 | 0 | 0 | 1 | 0 | 0 | 1
7036 | 0 | 0 | 1 | 0 | 0 | 1 | 0 | 0 | 1
7037 | 0 | 0 | 1 | 0 | 0 | 1 | 0 | 0 | 1
7038 | 0 | 0 | 1 | 0 | 0 | 1 | 0 | 0 | 1
7039 | 0 | 0 | 1 | 0 | 0 | 1 | 0 | 0 | 1
7040 | 0 | 0 | 1 | 0 | 0 | 1 | 0 | 0 | 1
7041 | 0.1076 | 0 | 1 | 0 | 0 | 1 | 0.1076 | 0 | 1
7042 | 0.25142 | 0.0002384 | 1 | 0 | 0 | 1 | 0.25142 | 0.0002384 | 1
7043 | 0.30723 | 0.033708 | 1 | 0 | 0 | 1 | 0.30723 | 0.033708 | 1
7044 | 0.28613 | 0.04436 | 1 | 0 | 0 | 1 | 0.28613 | 0.04436 | 1
7045 | 0.24548 | 0.045475 | 1 | 0 | 0 | 1 | 0.24548 | 0.045475 | 1
7046 | 0.2414 | 0.061305 | 1 | 0 | 0 | 1 | 0.2414 | 0.061305 | 1
7047 | 0.19155 | 0.071346 | 1 | 0 | 0 | 1 | 0.19155 | 0.071346 | 1
7048 | 0.093931 | 0.031462 | 1 | 0 | 0 | 1 | 0.093931 | 0.031462 | 1
7049 | 0 | 0.031183 | 1 | 0 | 0 | 1 | 0 | 0.031183 | 1
7050 | 0 | 0.025257 | 1 | 0 | 1 | 1 | 0 | 0.025257 | 1
7051 | 0 | 0.00091595 | 1 | 0 | 1 | 1 | 0 | 0.00091595 | 1
7052 | 0 | 0 | 1 | 0 | 1 | 1 | 0 | 0 | 1
7053 | 0 | 0.0042516 | 1 | 0 | 1 | 1 | 0 | 0.0042516 | 1
7054 | 0 | 0 | 1 | 0 | 0 | 1 | 0 | 0 | 1
7055 | 0 | 0 | 1 | 0 | 0 | 1 | 0 | 0 | 1
7056 | 0 | 0 | 1 | 0 | 0 | 1 | 0 | 0 | 1
7057 | 0 | 0.0021884 | 1 | 0 | 0 | 1 | 0 | 0.0021884 | 1
7058 | 0 | 0 | 1 | 0 | 0 | 1 | 0 | 0 | 1
7059 | 0 | 0 | 1 | 0 | 0 | 1 | 0 | 0 | 1
7060 | 0 | 0 | 1 | 0 | 0 | 1 | 0 | 0 | 1
7061 | 0 | 0 | 1 | 0 | 0 | 1 | 0 | 0 | 1
7062 | 0 | 0 | 1 | 0 | 0 | 1 | 0 | 0 | 1
7063 | 0 | 0 | 1 | 0 | 0 | 1 | 0 | 0 | 1
7064 | 0 | 0 | 1 | 0 | 0 | 1 | 0 | 0 | 1
7065 | 0.085248 | 0 | 1 | 0 | 0 | 1 | 0.085248 | 0 | 1
7066 | 0.20773 | 0 | 1 | 0 | 0 | 1 | 0.20773 | 0 | 1
7067 | 0.19216 | 0.0053965 | 1 | 0 | 0 | 1 | 0.19216 | 0.0053965 | 1
7068 | 0.18127 | 0.013038 | 1 | 0 | 0 | 1 | 0.18127 | 0.013038 | 1
7069 | 0.074039 | 0.022181 | 1 | 0 | 0 | 1 | 0.074039 | 0.022181 | 1
7070 | 0.084359 | 0.035971 | 1 | 0 | 0 | 1 | 0.084359 | 0.035971 | 1
7071 | 0.07159 | 0.051993 | 1 | 0 | 0 | 1 | 0.07159 | 0.051993 | 1
7072 | 0 | 0.043171 | 1 | 0 | 0 | 1 | 0 | 0.043171 | 1
7073 | 0 | 0.026671 | 1 | 0 | 0 | 1 | 0 | 0.026671 | 1
7074 | 0 | 0 | 1 | 0 | 1 | 1 | 0 | 0 | 1
7075 | 0 | 0 | 1 | 0 | 1 | 1 | 0 | 0 | 1
7076 | 0 | 0 | 1 | 0 | 1 | 1 | 0 | 0 | 1
7077 | 0 | 0 | 1 | 0 | 1 | 1 | 0 | 0 | 1
7078 | 0 | 0 | 1 | 0 | 0 | 1 | 0 | 0 | 1
7079 | 0 | 0 | 1 | 0 | 0 | 1 | 0 | 0 | 1
7080 | 0 | 0 | 1 | 0 | 0 | 1 | 0 | 0 | 1
7081 | 0 | 0 | 1 | 0 | 0 | 1 | 0 | 0 | 1
7082 | 0 | 0 | 1 | 0 | 0 | 1 | 0 | 0 | 1
7083 | 0 | 0 | 1 | 0 | 0 | 1 | 0 | 0 | 1
7084 | 0 | 0 | 1 | 0 | 0 | 1 | 0 | 0 | 1
7085 | 0 | 0 | 1 | 0 | 0 | 1 | 0 | 0 | 1
7086 | 0 | 0 | 1 | 0 | 0 | 1 | 0 | 0 | 1
7087 | 0 | 0 | 1 | 0 | 0 | 1 | 0 | 0 | 1
7088 | 0 | 0 | 1 | 0 | 0 | 1 | 0 | 0 | 1
7089 | 0.040716 | 0 | 1 | 0 | 0 | 1 | 0.040716 | 0 | 1
7090 | 0.18068 | 0 | 1 | 0 | 0 | 1 | 0.18068 | 0 | 1
7091 | 0.16891 | 0 | 1 | 0 | 0 | 1 | 0.16891 | 0 | 1
7092 | 0.17504 | 0.0049148 | 1 | 0 | 0 | 1 | 0.17504 | 0.0049148 | 1
7093 | 0.094996 | 0.0086617 | 1 | 0 | 0 | 1 | 0.094996 | 0.0086617 | 1
7094 | 0.10517 | 0.0056974 | 1 | 0 | 0 | 1 | 0.10517 | 0.0056974 | 1
7095 | 0.037123 | 0.014458 | 1 | 0 | 0 | 1 | 0.037123 | 0.014458 | 1
7096 | 0 | 0.019293 | 1 | 0 | 0 | 1 | 0 | 0.019293 | 1
7097 | 0 | 0.0083321 | 1 | 0 | 0 | 1 | 0 | 0.0083321 | 1
7098 | 0 | 0 | 1 | 0 | 1 | 1 | 0 | 0 | 1
7099 | 0 | 0 | 1 | 0 | 1 | 1 | 0 | 0 | 1
7100 | 0 | 0 | 1 | 0 | 1 | 1 | 0 | 0 | 1
7101 | 0 | 0 | 1 | 0 | 1 | 1 | 0 | 0 | 1
7102 | 0 | 0 | 1 | 0 | 0 | 1 | 0 | 0 | 1
7103 | 0 | 0 | 1 | 0 | 0 | 1 | 0 | 0 | 1
7104 | 0 | 0 | 1 | 0 | 0 | 1 | 0 | 0 | 1
7105 | 0 | 0 | 1 | 0 | 0 | 1 | 0 | 0 | 1
7106 | 0 | 0 | 1 | 0 | 0 | 1 | 0 | 0 | 1
7107 | 0 | 0 | 1 | 0 | 0 | 1 | 0 | 0 | 1
7108 | 0 | 0 | 1 | 0 | 0 | 1 | 0 | 0 | 1
7109 | 0 | 0 | 1 | 0 | 0 | 1 | 0 | 0 | 1
7110 | 0 | 0 | 1 | 0 | 0 | 1 | 0 | 0 | 1
7111 | 0 | 0 | 1 | 0 | 0 | 1 | 0 | 0 | 1
7112 | 0 | 0 | 1 | 0 | 0 | 1 | 0 | 0 | 1
7113 | 0.023939 | 0 | 1 | 0 | 0 | 1 | 0.023939 | 0 | 1
7114 | 0.20812 | 0 | 1 | 0 | 0 | 1 | 0.20812 | 0 | 1
7115 | 0.16021 | 0 | 1 | 0 | 0 | 1 | 0.16021 | 0 | 1
7116 | 0.11505 | 0.022699 | 1 | 0 | 0 | 1 | 0.11505 | 0.022699 | 1
7117 | 0.11024 | 0.021637 | 1 | 0 | 0 | 1 | 0.11024 | 0.021637 | 1
7118 | 0.080381 | 0.021188 | 1 | 0 | 0 | 1 | 0.080381 | 0.021188 | 1
7119 | 0.025482 | 0.029956 | 1 | 0 | 0 | 1 | 0.025482 | 0.029956 | 1
7120 | 0 | 0.039082 | 1 | 0 | 0 | 1 | 0 | 0.039082 | 1
7121 | 0 | 0.029794 | 1 | 0 | 0 | 1 | 0 | 0.029794 | 1
7122 | 0 | 0.024762 | 1 | 0 | 1 | 1 | 0 | 0.024762 | 1
7123 | 0 | 0.01199 | 1 | 0 | 1 | 1 | 0 | 0.01199 | 1
7124 | 0 | 0 | 1 | 0 | 1 | 1 | 0 | 0 | 1
7125 | 0 | 0 | 1 | 0 | 1 | 1 | 0 | 0 | 1
7126 | 0 | 0 | 1 | 0 | 0 | 1 | 0 | 0 | 1
7127 | 0 | 0 | 1 | 0 | 0 | 1 | 0 | 0 | 1
7128 | 0 | 0 | 1 | 0 | 0 | 1 | 0 | 0 | 1
7129 | 0 | 0 | 1 | 0 | 0 | 1 | 0 | 0 | 1
7130 | 0 | 0 | 1 | 0 | 0 | 1 | 0 | 0 | 1
7131 | 0 | 0 | 1 | 0 | 0 | 1 | 0 | 0 | 1
7132 | 0 | 0 | 1 | 0 | 0 | 1 | 0 | 0 | 1
7133 | 0 | 0 | 1 | 0 | 0 | 1 | 0 | 0 | 1
7134 | 0 | 0 | 1 | 0 | 0 | 1 | 0 | 0 | 1
7135 | 0 | 0 | 1 | 0 | 0 | 1 | 0 | 0 | 1
7136 | 0 | 0 | 1 | 0 | 0 | 1 | 0 | 0 | 1
7137 | 0.050543 | 0 | 1 | 0 | 0 | 1 | 0.050543 | 0 | 1
7138 | 0.27575 | 0 | 1 | 0 | 0 | 1 | 0.27575 | 0 | 1
7139 | 0.28772 | 0 | 1 | 0 | 0 | 1 | 0.28772 | 0 | 1
7140 | 0.24772 | 0.0038817 | 1 | 0 | 0 | 1 | 0.24772 | 0.0038817 | 1
7141 | 0.29616 | 0 | 1 | 0 | 0 | 1 | 0.29616 | 0 | 1
7142 | 0.20929 | 0 | 1 | 0 | 0 | 1 | 0.20929 | 0 | 1
7143 | 0.14572 | 0 | 1 | 0 | 0 | 1 | 0.14572 | 0 | 1
7144 | 0.0146 | 0.021634 | 1 | 0 | 0 | 1 | 0.0146 | 0.021634 | 1
7145 | 0 | 0.01877 | 1 | 0 | 0 | 1 | 0 | 0.01877 | 1
7146 | 0 | 0.014434 | 1 | 0 | 1 | 1 | 0 | 0.014434 | 1
7147 | 0 | 0 | 1 | 0 | 1 | 1 | 0 | 0 | 1
7148 | 0 | 0 | 1 | 0 | 1 | 1 | 0 | 0 | 1
7149 | 0 | 0 | 1 | 0 | 1 | 1 | 0 | 0 | 1
7150 | 0 | 0 | 1 | 0 | 0 | 1 | 0 | 0 | 1
7151 | 0 | 0 | 1 | 0 | 0 | 1 | 0 | 0 | 1
7152 | 0 | 0 | 1 | 0 | 0 | 1 | 0 | 0 | 1
7153 | 0 | 0 | 1 | 0 | 0 | 1 | 0 | 0 | 1
7154 | 0 | 0 | 1 | 0 | 0 | 1 | 0 | 0 | 1
7155 | 0 | 0 | 1 | 0 | 0 | 1 | 0 | 0 | 1
7156 | 0 | 0 | 1 | 0 | 0 | 1 | 0 | 0 | 1
7157 | 0 | 0 | 1 | 0 | 0 | 1 | 0 | 0 | 1
7158 | 0 | 0 | 1 | 0 | 0 | 1 | 0 | 0 | 1
7159 | 0 | 0 | 1 | 0 | 0 | 1 | 0 | 0 | 1
7160 | 0 | 0 | 1 | 0 | 0 | 1 | 0 | 0 | 1
7161 | 0.059546 | 0 | 1 | 0 | 0 | 1 | 0.059546 | 0 | 1
7162 | 0.24333 | 0 | 1 | 0 | 0 | 1 | 0.24333 | 0 | 1
7163 | 0.24393 | 0 | 1 | 0 | 0 | 1 | 0.24393 | 0 | 1
7164 | 0.16668 | 0 | 1 | 0 | 0 | 1 | 0.16668 | 0 | 1
7165 | 0.26466 | 0 | 1 | 0 | 0 | 1 | 0.26466 | 0 | 1
7166 | 0.14884 | 0 | 1 | 0 | 0 | 1 | 0.14884 | 0 | 1
7167 | 0.11425 | 0 | 1 | 0 | 0 | 1 | 0.11425 | 0 | 1
7168 | 0.0074556 | 0.012524 | 1 | 0 | 0 | 1 | 0.0074556 | 0.012524 | 1
7169 | 0 | 0.015993 | 1 | 0 | 0 | 1 | 0 | 0.015993 | 1
7170 | 0 | 0.012093 | 1 | 0 | 1 | 1 | 0 | 0.012093 | 1
7171 | 0 | 0 | 1 | 0 | 1 | 1 | 0 | 0 | 1
7172 | 0 | 0 | 1 | 0 | 1 | 1 | 0 | 0 | 1
7173 | 0 | 0 | 1 | 0 | 1 | 1 | 0 | 0 | 1
7174 | 0 | 0 | 1 | 0 | 0 | 1 | 0 | 0 | 1
7175 | 0 | 0 | 1 | 0 | 0 | 1 | 0 | 0 | 1
7176 | 0 | 0 | 1 | 0 | 0 | 1 | 0 | 0 | 1
7177 | 0 | 0 | 1 | 0 | 0 | 1 | 0 | 0 | 1
7178 | 0 | 0 | 1 | 0 | 0 | 1 | 0 | 0 | 1
7179 | 0 | 0 | 1 | 0 | 0 | 1 | 0 | 0 | 1
7180 | 0 | 0 | 1 | 0 | 0 | 1 | 0 | 0 | 1
7181 | 0 | 0 | 1 | 0 | 0 | 1 | 0 | 0 | 1
7182 | 0 | 0 | 1 | 0 | 0 | 1 | 0 | 0 | 1
7183 | 0 | 0 | 1 | 0 | 0 | 1 | 0 | 0 | 1
7184 | 0 | 0 | 1 | 0 | 0 | 1 | 0 | 0 | 1
7185 | 0.067209 | 0 | 1 | 0 | 0 | 1 | 0.067209 | 0 | 1
7186 | 0.18116 | 0 | 1 | 0 | 0 | 1 | 0.18116 | 0 | 1
7187 | 0.25189 | 0 | 1 | 0 | 0 | 1 | 0.25189 | 0 | 1
7188 | 0.24727 | 0.0031003 | 1 | 0 | 0 | 1 | 0.24727 | 0.0031003 | 1
7189 | 0.28711 | 0.019643 | 1 | 0 | 0 | 1 | 0.28711 | 0.019643 | 1
7190 | 0.13372 | 0 | 1 | 0 | 0 | 1 | 0.13372 | 0 | 1
7191 | 0.033525 | 0.016872 | 1 | 0 | 0 | 1 | 0.033525 | 0.016872 | 1
7192 | 0 | 0.025152 | 1 | 0 | 0 | 1 | 0 | 0.025152 | 1
7193 | 0 | 0.047886 | 1 | 0 | 0 | 1 | 0 | 0.047886 | 1
7194 | 0 | 0.046228 | 1 | 0 | 1 | 1 | 0 | 0.046228 | 1
7195 | 0 | 0.0096504 | 1 | 0 | 1 | 1 | 0 | 0.0096504 | 1
7196 | 0 | 0.0092316 | 1 | 0 | 1 | 1 | 0 | 0.0092316 | 1
7197 | 0 | 0.016149 | 1 | 0 | 1 | 1 | 0 | 0.016149 | 1
7198 | 0 | 0.0027018 | 1 | 0 | 0 | 1 | 0 | 0.0027018 | 1
7199 | 0 | 0 | 1 | 0 | 0 | 1 | 0 | 0 | 1
7200 | 0 | 0 | 1 | 0 | 0 | 1 | 0 | 0 | 1
7201 | 0 | 0 | 1 | 0 | 0 | 1 | 0 | 0 | 1
7202 | 0 | 0 | 1 | 0 | 0 | 1 | 0 | 0 | 1
7203 | 0 | 0 | 1 | 0 | 0 | 1 | 0 | 0 | 1
7204 | 0 | 0 | 1 | 0 | 0 | 1 | 0 | 0 | 1
7205 | 0 | 0 | 1 | 0 | 0 | 1 | 0 | 0 | 1
7206 | 0 | 0 | 1 | 0 | 0 | 1 | 0 | 0 | 1
7207 | 0 | 0 | 1 | 0 | 0 | 1 | 0 | 0 | 1
7208 | 0 | 0 | 1 | 0 | 0 | 1 | 0 | 0 | 1
7209 | 0.0012356 | 0 | 1 | 0 | 0 | 1 | 0.0012356 | 0 | 1
7210 | 0.075111 | 0 | 1 | 0 | 0 | 1 | 0.075111 | 0 | 1
7211 | 0.15367 | 0.00099146 | 1 | 0 | 0 | 1 | 0.15367 | 0.00099146 | 1
7212 | 0.14319 | 0.0098904 | 1 | 0 | 0 | 1 | 0.14319 | 0.0098904 | 1
7213 | 0.1847 | 0.030489 | 1 | 0 | 0 | 1 | 0.1847 | 0.030489 | 1
7214 | 0.099693 | 0.016855 | 1 | 0 | 0 | 1 | 0.099693 | 0.016855 | 1
7215 | 0 | 0.042401 | 1 | 0 | 0 | 1 | 0 | 0.042401 | 1
7216 | 0 | 0.024811 | 1 | 0 | 0 | 1 | 0 | 0.024811 | 1
7217 | 0 | 0.031825 | 1 | 0 | 0 | 1 | 0 | 0.031825 | 1
7218 | 0 | 0.02654 | 1 | 0 | 1 | 1 | 0 | 0.02654 | 1
7219 | 0 | 0.0016691 | 1 | 0 | 1 | 1 | 0 | 0.0016691 | 1
7220 | 0 | 0 | 1 | 0 | 1 | 1 | 0 | 0 | 1
7221 | 0 | 0 | 1 | 0 | 1 | 1 | 0 | 0 | 1
7222 | 0 | 0 | 1 | 0 | 0 | 1 | 0 | 0 | 1
7223 | 0 | 0 | 1 | 0 | 0 | 1 | 0 | 0 | 1
7224 | 0 | 0 | 1 | 0 | 0 | 1 | 0 | 0 | 1
7225 | 0 | 0 | 1 | 0 | 0 | 1 | 0 | 0 | 1
7226 | 0 | 0 | 1 | 0 | 0 | 1 | 0 | 0 | 1
7227 | 0 | 0 | 1 | 0 | 0 | 1 | 0 | 0 | 1
7228 | 0 | 0 | 1 | 0 | 0 | 1 | 0 | 0 | 1
7229 | 0 | 0 | 1 | 0 | 0 | 1 | 0 | 0 | 1
7230 | 0 | 0 | 1 | 0 | 0 | 1 | 0 | 0 | 1
7231 | 0 | 0 | 1 | 0 | 0 | 1 | 0 | 0 | 1
7232 | 0 | 0 | 1 | 0 | 0 | 1 | 0 | 0 | 1
7233 | 0 | 0 | 1 | 0 | 0 | 1 | 0 | 0 | 1
7234 | 0.012623 | 0 | 1 | 0 | 0 | 1 | 0.012623 | 0 | 1
7235 | 0.12042 | 0 | 1 | 0 | 0 | 1 | 0.12042 | 0 | 1
7236 | 0.12841 | 0 | 1 | 0 | 0 | 1 | 0.12841 | 0 | 1
7237 | 0.097343 | 0.0019348 | 1 | 0 | 0 | 1 | 0.097343 | 0.0019348 | 1
7238 | 0.039467 | 0 | 1 | 0 | 0 | 1 | 0.039467 | 0 | 1
7239 | 0 | 0 | 1 | 0 | 0 | 1 | 0 | 0 | 1
7240 | 0 | 0 | 1 | 0 | 0 | 1 | 0 | 0 | 1
7241 | 0 | 0 | 1 | 0 | 0 | 1 | 0 | 0 | 1
7242 | 0 | 0 | 1 | 0 | 1 | 1 | 0 | 0 | 1
7243 | 0 | 0 | 1 | 0 | 1 | 1 | 0 | 0 | 1
7244 | 0 | 0 | 1 | 0 | 1 | 1 | 0 | 0 | 1
7245 | 0 | 0 | 1 | 0 | 1 | 1 | 0 | 0 | 1
7246 | 0 | 0 | 1 | 0 | 0 | 1 | 0 | 0 | 1
7247 | 0 | 0 | 1 | 0 | 0 | 1 | 0 | 0 | 1
7248 | 0 | 0 | 1 | 0 | 0 | 1 | 0 | 0 | 1
7249 | 0 | 0 | 0.97381 | 0 | 0 | 1 | 0 | 0 | 1
7250 | 0 | 0 | 0.97381 | 0 | 0 | 1 | 0 | 0 | 1
7251 | 0 | 0 | 0.97381 | 0 | 0 | 1 | 0 | 0 | 1
7252 | 0 | 0 | 0.97381 | 0 | 0 | 1 | 0 | 0 | 1
7253 | 0 | 0 | 0.97381 | 0 | 0 | 1 | 0 | 0 | 1
7254 | 0 | 0 | 0.97381 | 0 | 0 | 1 | 0 | 0 | 1
7255 | 0 | 0 | 0.97381 | 0 | 0 | 1 | 0 | 0 | 1
7256 | 0 | 0 | 0.97381 | 0 | 0 | 1 | 0 | 0 | 1
7257 | 0 | 0 | 0.97381 | 0 | 0 | 1 | 0 | 0 | 1
7258 | 0 | 0 | 0.97381 | 0 | 0 | 1 | 0 | 0 | 1
7259 | 0.081965 | 0 | 0.97381 | 0 | 0 | 1 | 0.081965 | 0 | 1
7260 | 0.094389 | 0 | 0.97381 | 0 | 0 | 1 | 0.094389 | 0 | 1
7261 | 0.073664 | 0 | 0.97381 | 0 | 0 | 1 | 0.073664 | 0 | 1
7262 | 0.041289 | 0 | 0.97381 | 0 | 0 | 1 | 0.041289 | 0 | 1
7263 | 0 | 0 | 0.97381 | 0 | 0 | 1 | 0 | 0 | 1
7264 | 0 | 0 | 0.97381 | 0 | 0 | 1 | 0 | 0 | 1
7265 | 0 | 0 | 0.97381 | 0 | 0 | 1 | 0 | 0 | 1
7266 | 0 | 0 | 0.97381 | 0 | 1 | 1 | 0 | 0 | 1
7267 | 0 | 0 | 0.97381 | 0 | 1 | 1 | 0 | 0 | 1
7268 | 0 | 0 | 0.97381 | 0 | 1 | 1 | 0 | 0 | 1
7269 | 0 | 0 | 0.97381 | 0 | 1 | 1 | 0 | 0 | 1
7270 | 0 | 0 | 0.97381 | 0 | 0 | 1 | 0 | 0 | 1
7271 | 0 | 0 | 0.97381 | 0 | 0 | 1 | 0 | 0 | 1
7272 | 0 | 0 | 0.97381 | 0 | 0 | 1 | 0 | 0 | 1
7273 | 0 | 0 | 0.97381 | 0 | 0 | 1 | 0 | 0 | 1
7274 | 0 | 0 | 0.97381 | 0 | 0 | 1 | 0 | 0 | 1
7275 | 0 | 0 | 0.97381 | 0 | 0 | 1 | 0 | 0 | 1
7276 | 0 | 0 | 0.97381 | 0 | 0 | 1 | 0 | 0 | 1
7277 | 0 | 0 | 0.97381 | 0 | 0 | 1 | 0 | 0 | 1
7278 | 0 | 0 | 0.97381 | 0 | 0 | 1 | 0 | 0 | 1
7279 | 0 | 0 | 0.97381 | 0 | 0 | 1 | 0 | 0 | 1
7280 | 0 | 0 | 0.97381 | 0 | 0 | 1 | 0 | 0 | 1
7281 | 0 | 0 | 0.97381 | 0 | 0 | 1 | 0 | 0 | 1
7282 | 0.072889 | 0 | 0.97381 | 0 | 0 | 1 | 0.072889 | 0 | 1
7283 | 0.1755 | 0 | 0.97381 | 0 | 0 | 1 | 0.1755 | 0 | 1
7284 | 0.21291 | 0 | 0.97381 | 0 | 0 | 1 | 0.21291 | 0 | 1
7285 | 0.18301 | 0 | 0.97381 | 0 | 0 | 1 | 0.18301 | 0 | 1
7286 | 0.10652 | 0 | 0.97381 | 0 | 0 | 1 | 0.10652 | 0 | 1
7287 | 0.046477 | 0 | 0.97381 | 0 | 0 | 1 | 0.046477 | 0 | 1
7288 | 0 | 0 | 0.97381 | 0 | 0 | 1 | 0 | 0 | 1
7289 | 0 | 0 | 0.97381 | 0 | 0 | 1 | 0 | 0 | 1
7290 | 0 | 0 | 0.97381 | 0 | 1 | 1 | 0 | 0 | 1
7291 | 0 | 0 | 0.97381 | 0 | 1 | 1 | 0 | 0 | 1
7292 | 0 | 0 | 0.97381 | 0 | 1 | 1 | 0 | 0 | 1
7293 | 0 | 0 | 0.97381 | 0 | 1 | 1 | 0 | 0 | 1
7294 | 0 | 0 | 0.97381 | 0 | 0 | 1 | 0 | 0 | 1
7295 | 0 | 0 | 0.97381 | 0 | 0 | 1 | 0 | 0 | 1
7296 | 0 | 0 | 0.97381 | 0 | 0 | 1 | 0 | 0 | 1
7297 | 0 | 0 | 0.97381 | 0 | 0 | 1 | 0 | 0 | 1
7298 | 0 | 0 | 0.97381 | 0 | 0 | 1 | 0 | 0 | 1
7299 | 0 | 0 | 0.97381 | 0 | 0 | 1 | 0 | 0 | 1
7300 | 0 | 0 | 0.97381 | 0 | 0 | 1 | 0 | 0 | 1
7301 | 0 | 0 | 0.97381 | 0 | 0 | 1 | 0 | 0 | 1
7302 | 0 | 0 | 0.97381 | 0 | 0 | 1 | 0 | 0 | 1
7303 | 0 | 0 | 0.97381 | 0 | 0 | 1 | 0 | 0 | 1
7304 | 0 | 0 | 0.97381 | 0 | 0 | 1 | 0 | 0 | 1
7305 | 0.049173 | 0 | 0.97381 | 0 | 0 | 1 | 0.049173 | 0 | 1
7306 | 0.18398 | 0 | 0.97381 | 0 | 0 | 1 | 0.18398 | 0 | 1
7307 | 0.24314 | 0 | 0.97381 | 0 | 0 | 1 | 0.24314 | 0 | 1
7308 | 0.35561 | 0.0070096 | 0.97381 | 0 | 0 | 1 | 0.35561 | 0.0070096 | 1
7309 | 0.3636 | 0.027845 | 0.97381 | 0 | 0 | 1 | 0.3636 | 0.027845 | 1
7310 | 0.26975 | 0.017541 | 0.97381 | 0 | 0 | 1 | 0.26975 | 0.017541 | 1
7311 | 0.17385 | 0 | 0.97381 | 0 | 0 | 1 | 0.17385 | 0 | 1
7312 | 0.059285 | 0 | 0.97381 | 0 | 0 | 1 | 0.059285 | 0 | 1
7313 | 0 | 0 | 0.97381 | 0 | 0 | 1 | 0 | 0 | 1
7314 | 0 | 0 | 0.97381 | 0 | 1 | 1 | 0 | 0 | 1
7315 | 0 | 0 | 0.97381 | 0 | 1 | 1 | 0 | 0 | 1
7316 | 0 | 0 | 0.97381 | 0 | 1 | 1 | 0 | 0 | 1
7317 | 0 | 0 | 0.97381 | 0 | 1 | 1 | 0 | 0 | 1
7318 | 0 | 0 | 0.97381 | 0 | 0 | 1 | 0 | 0 | 1
7319 | 0 | 0.011555 | 0.97381 | 0 | 0 | 1 | 0 | 0.011555 | 1
7320 | 0 | 0.0017427 | 0.97381 | 0 | 0 | 1 | 0 | 0.0017427 | 1
7321 | 0 | 0 | 0.97381 | 0 | 0 | 1 | 0 | 0 | 1
7322 | 0 | 0.010789 | 0.97381 | 0 | 0 | 1 | 0 | 0.010789 | 1
7323 | 0 | 0.0077106 | 0.97381 | 0 | 0 | 1 | 0 | 0.0077106 | 1
7324 | 0 | 0.006485 | 0.97381 | 0 | 0 | 1 | 0 | 0.006485 | 1
7325 | 0 | 0.014164 | 0.97381 | 0 | 0 | 1 | 0 | 0.014164 | 1
7326 | 0 | 0.0052329 | 0.97381 | 0 | 0 | 1 | 0 | 0.0052329 | 1
7327 | 0 | 0.0072483 | 0.97381 | 0 | 0 | 1 | 0 | 0.0072483 | 1
7328 | 0 | 0.031743 | 0.97381 | 0 | 0 | 1 | 0 | 0.031743 | 1
7329 | 0.078683 | 0.036587 | 0.97381 | 0 | 0 | 1 | 0.078683 | 0.036587 | 1
7330 | 0.21213 | 0.040395 | 0.97381 | 0 | 0 | 1 | 0.21213 | 0.040395 | 1
7331 | 0.24193 | 0.055952 | 0.97381 | 0 | 0 | 1 | 0.24193 | 0.055952 | 1
7332 | 0.32501 | 0.061203 | 0.97381 | 0 | 0 | 1 | 0.32501 | 0.061203 | 1
7333 | 0.30191 | 0.071061 | 0.97381 | 0 | 0 | 1 | 0.30191 | 0.071061 | 1
7334 | 0.25519 | 0.064705 | 0.97381 | 0 | 0 | 1 | 0.25519 | 0.064705 | 1
7335 | 0.23478 | 0.065922 | 0.97381 | 0 | 0 | 1 | 0.23478 | 0.065922 | 1
7336 | 0.083087 | 0.045089 | 0.97381 | 0 | 0 | 1 | 0.083087 | 0.045089 | 1
7337 | 0 | 0.026611 | 0.97381 | 0 | 0 | 1 | 0 | 0.026611 | 1
7338 | 0 | 0.020566 | 0.97381 | 0 | 1 | 1 | 0 | 0.020566 | 1
7339 | 0 | 0 | 0.97381 | 0 | 1 | 1 | 0 | 0 | 1
7340 | 0 | 0.015434 | 0.97381 | 0 | 1 | 1 | 0 | 0.015434 | 1
7341 | 0 | 0.013596 | 0.97381 | 0 | 1 | 1 | 0 | 0.013596 | 1
7342 | 0 | 0.029703 | 0.97381 | 0 | 0 | 1 | 0 | 0.029703 | 1
7343 | 0 | 0.043268 | 0.97381 | 0 | 0 | 1 | 0 | 0.043268 | 1
7344 | 0 | 0.032594 | 0.97381 | 0 | 0 | 1 | 0 | 0.032594 | 1
7345 | 0 | 0.014749 | 0.97381 | 0 | 0 | 1 | 0 | 0.014749 | 1
7346 | 0 | 0.010058 | 0.97381 | 0 | 0 | 1 | 0 | 0.010058 | 1
7347 | 0 | 0 | 0.97381 | 0 | 0 | 1 | 0 | 0 | 1
7348 | 0 | 0.014626 | 0.97381 | 0 | 0 | 1 | 0 | 0.014626 | 1
7349 | 0 | 0.019367 | 0.97381 | 0 | 0 | 1 | 0 | 0.019367 | 1
7350 | 0 | 0.020039 | 0.97381 | 0 | 0 | 1 | 0 | 0.020039 | 1
7351 | 0 | 0.045867 | 0.97381 | 0 | 0 | 1 | 0 | 0.045867 | 1
7352 | 0 | 0.06652 | 0.97381 | 0 | 0 | 1 | 0 | 0.06652 | 1
7353 | 0.039612 | 0.067438 | 0.97381 | 0 | 0 | 1 | 0.039612 | 0.067438 | 1
7354 | 0.16295 | 0.071112 | 0.97381 | 0 | 0 | 1 | 0.16295 | 0.071112 | 1
7355 | 0.17459 | 0.094429 | 0.97381 | 0 | 0 | 1 | 0.17459 | 0.094429 | 1
7356 | 0.26362 | 0.09651 | 0.97381 | 0 | 0 | 1 | 0.26362 | 0.09651 | 1
7357 | 0.26066 | 0.11433 | 0.97381 | 0 | 0 | 1 | 0.26066 | 0.11433 | 1
7358 | 0.2555 | 0.10911 | 0.97381 | 0 | 0 | 1 | 0.2555 | 0.10911 | 1
7359 | 0.26165 | 0.11014 | 0.97381 | 0 | 0 | 1 | 0.26165 | 0.11014 | 1
7360 | 0.14046 | 0.08866 | 0.97381 | 0 | 0 | 1 | 0.14046 | 0.08866 | 1
7361 | 0 | 0.067016 | 0.97381 | 0 | 0 | 1 | 0 | 0.067016 | 1
7362 | 0 | 0.058805 | 0.97381 | 0 | 1 | 1 | 0 | 0.058805 | 1
7363 | 0 | 0.036269 | 0.97381 | 0 | 1 | 1 | 0 | 0.036269 | 1
7364 | 0 | 0.043944 | 0.97381 | 0 | 1 | 1 | 0 | 0.043944 | 1
7365 | 0 | 0.036131 | 0.97381 | 0 | 1 | 1 | 0 | 0.036131 | 1
7366 | 0 | 0.05671 | 0.97381 | 0 | 0 | 1 | 0 | 0.05671 | 1
7367 | 0 | 0.058488 | 0.97381 | 0 | 0 | 1 | 0 | 0.058488 | 1
7368 | 0 | 0.063277 | 0.97381 | 0 | 0 | 1 | 0 | 0.063277 | 1
7369 | 0 | 0.026706 | 0.97381 | 0 | 0 | 1 | 0 | 0.026706 | 1
7370 | 0 | 0.047593 | 0.97381 | 0 | 0 | 1 | 0 | 0.047593 | 1
7371 | 0 | 0.026943 | 0.97381 | 0 | 0 | 1 | 0 | 0.026943 | 1
7372 | 0 | 0.028876 | 0.97381 | 0 | 0 | 1 | 0 | 0.028876 | 1
7373 | 0 | 0.038277 | 0.97381 | 0 | 0 | 1 | 0 | 0.038277 | 1
7374 | 0 | 0.03551 | 0.97381 | 0 | 0 | 1 | 0 | 0.03551 | 1
7375 | 0 | 0.065605 | 0.97381 | 0 | 0 | 1 | 0 | 0.065605 | 1
7376 | 0 | 0.0813 | 0.97381 | 0 | 0 | 1 | 0 | 0.0813 | 1
7377 | 0.021569 | 0.093599 | 0.97381 | 0 | 0 | 1 | 0.021569 | 0.093599 | 1
7378 | 0.14191 | 0.11147 | 0.97381 | 0 | 0 | 1 | 0.14191 | 0.11147 | 1
7379 | 0.19617 | 0.12784 | 0.97381 | 0 | 0 | 1 | 0.19617 | 0.12784 | 1
7380 | 0.2432 | 0.14143 | 0.97381 | 0 | 0 | 1 | 0.2432 | 0.14143 | 1
7381 | 0.21619 | 0.16498 | 0.97381 | 0 | 0 | 1 | 0.21619 | 0.16498 | 1
7382 | 0.24049 | 0.16324 | 0.97381 | 0 | 0 | 1 | 0.24049 | 0.16324 | 1
7383 | 0.22978 | 0.14759 | 0.97381 | 0 | 0 | 1 | 0.22978 | 0.14759 | 1
7384 | 0.10792 | 0.1294 | 0.97381 | 0 | 0 | 1 | 0.10792 | 0.1294 | 1
7385 | 0 | 0.11857 | 0.97381 | 0 | 0 | 1 | 0 | 0.11857 | 1
7386 | 0 | 0.093907 | 0.97381 | 0 | 1 | 1 | 0 | 0.093907 | 1
7387 | 0 | 0.065552 | 0.97381 | 0 | 1 | 1 | 0 | 0.065552 | 1
7388 | 0 | 0.071612 | 0.97381 | 0 | 1 | 1 | 0 | 0.071612 | 1
7389 | 0 | 0.072461 | 0.97381 | 0 | 1 | 1 | 0 | 0.072461 | 1
7390 | 0 | 0.08583 | 0.97381 | 0 | 0 | 1 | 0 | 0.08583 | 1
7391 | 0 | 0.059518 | 0.97381 | 0 | 0 | 1 | 0 | 0.059518 | 1
7392 | 0 | 0.050754 | 0.97381 | 0 | 0 | 1 | 0 | 0.050754 | 1
7393 | 0 | 0.050008 | 0.97381 | 0 | 0 | 1 | 0 | 0.050008 | 1
7394 | 0 | 0.026587 | 0.97381 | 0 | 0 | 1 | 0 | 0.026587 | 1
7395 | 0 | 0.0088295 | 0.97381 | 0 | 0 | 1 | 0 | 0.0088295 | 1
7396 | 0 | 0.002702 | 0.97381 | 0 | 0 | 1 | 0 | 0.002702 | 1
7397 | 0 | 0.0090614 | 0.97381 | 0 | 0 | 1 | 0 | 0.0090614 | 1
7398 | 0 | 0.0066551 | 0.97381 | 0 | 0 | 1 | 0 | 0.0066551 | 1
7399 | 0 | 0.022967 | 0.97381 | 0 | 0 | 1 | 0 | 0.022967 | 1
7400 | 0 | 0.03903 | 0.97381 | 0 | 0 | 1 | 0 | 0.03903 | 1
7401 | 0.058011 | 0.039572 | 0.97381 | 0 | 0 | 1 | 0.058011 | 0.039572 | 1
7402 | 0.18625 | 0.054635 | 0.97381 | 0 | 0 | 1 | 0.18625 | 0.054635 | 1
7403 | 0.25965 | 0.062486 | 0.97381 | 0 | 0 | 1 | 0.25965 | 0.062486 | 1
7404 | 0.30567 | 0.079047 | 0.97381 | 0 | 0 | 1 | 0.30567 | 0.079047 | 1
7405 | 0.31767 | 0.097446 | 0.97381 | 0 | 0 | 1 | 0.31767 | 0.097446 | 1
7406 | 0.34385 | 0.095482 | 0.97381 | 0 | 0 | 1 | 0.34385 | 0.095482 | 1
7407 | 0.27553 | 0.073057 | 0.97381 | 0 | 0 | 1 | 0.27553 | 0.073057 | 1
7408 | 0.13918 | 0.055696 | 0.97381 | 0 | 0 | 1 | 0.13918 | 0.055696 | 1
7409 | 0 | 0.060891 | 0.97381 | 0 | 0 | 1 | 0 | 0.060891 | 1
7410 | 0 | 0.033904 | 0.97381 | 0 | 1 | 1 | 0 | 0.033904 | 1
7411 | 0 | 0.017345 | 0.97381 | 0 | 1 | 1 | 0 | 0.017345 | 1
7412 | 0 | 0.012121 | 0.97381 | 0 | 1 | 1 | 0 | 0.012121 | 1
7413 | 0 | 0.0021539 | 0.97381 | 0 | 1 | 1 | 0 | 0.0021539 | 1
7414 | 0 | 0.014403 | 0.97381 | 0 | 0 | 1 | 0 | 0.014403 | 1
7415 | 0 | 0 | 0.97381 | 0 | 0 | 1 | 0 | 0 | 1
7416 | 0 | 0 | 0.97381 | 0 | 0 | 1 | 0 | 0 | 1
7417 | 0 | 0.034327 | 0.97381 | 0 | 0 | 1 | 0 | 0.034327 | 1
7418 | 0 | 0 | 0.97381 | 0 | 0 | 1 | 0 | 0 | 1
7419 | 0 | 0 | 0.97381 | 0 | 0 | 1 | 0 | 0 | 1
7420 | 0 | 0 | 0.97381 | 0 | 0 | 1 | 0 | 0 | 1
7421 | 0 | 0 | 0.97381 | 0 | 0 | 1 | 0 | 0 | 1
7422 | 0 | 0 | 0.97381 | 0 | 0 | 1 | 0 | 0 | 1
7423 | 0 | 0 | 0.97381 | 0 | 0 | 1 | 0 | 0 | 1
7424 | 0 | 0 | 0.97381 | 0 | 0 | 1 | 0 | 0 | 1
7425 | 0.087085 | 0 | 0.97381 | 0 | 0 | 1 | 0.087085 | 0 | 1
7426 | 0.23301 | 0 | 0.97381 | 0 | 0 | 1 | 0.23301 | 0 | 1
7427 | 0.28345 | 0 | 0.97381 | 0 | 0 | 1 | 0.28345 | 0 | 1
7428 | 0.28171 | 0.017958 | 0.97381 | 0 | 0 | 1 | 0.28171 | 0.017958 | 1
7429 | 0.25282 | 0.043484 | 0.97381 | 0 | 0 | 1 | 0.25282 | 0.043484 | 1
7430 | 0.27848 | 0.053736 | 0.97381 | 0 | 0 | 1 | 0.27848 | 0.053736 | 1
7431 | 0.17641 | 0.023076 | 0.97381 | 0 | 0 | 1 | 0.17641 | 0.023076 | 1
7432 | 0.018698 | 0.006122 | 0.97381 | 0 | 0 | 1 | 0.018698 | 0.006122 | 1
7433 | 0 | 0.017822 | 0.97381 | 0 | 0 | 1 | 0 | 0.017822 | 1
7434 | 0 | 0 | 0.97381 | 0 | 1 | 1 | 0 | 0 | 1
7435 | 0 | 0 | 0.97381 | 0 | 1 | 1 | 0 | 0 | 1
7436 | 0 | 0 | 0.97381 | 0 | 1 | 1 | 0 | 0 | 1
7437 | 0 | 0 | 0.97381 | 0 | 1 | 1 | 0 | 0 | 1
7438 | 0 | 0 | 0.97381 | 0 | 0 | 1 | 0 | 0 | 1
7439 | 0 | 0 | 0.97381 | 0 | 0 | 1 | 0 | 0 | 1
7440 | 0 | 0 | 0.97381 | 0 | 0 | 1 | 0 | 0 | 1
7441 | 0 | 0 | 0.97381 | 0 | 0 | 1 | 0 | 0 | 1
7442 | 0 | 0 | 0.97381 | 0 | 0 | 1 | 0 | 0 | 1
7443 | 0 | 0 | 0.97381 | 0 | 0 | 1 | 0 | 0 | 1
7444 | 0 | 0 | 0.97381 | 0 | 0 | 1 | 0 | 0 | 1
7445 | 0 | 0 | 0.97381 | 0 | 0 | 1 | 0 | 0 | 1
7446 | 0 | 0 | 0.97381 | 0 | 0 | 1 | 0 | 0 | 1
7447 | 0 | 0 | 0.97381 | 0 | 0 | 1 | 0 | 0 | 1
7448 | 0 | 0 | 0.97381 | 0 | 0 | 1 | 0 | 0 | 1
7449 | 0.12621 | 0 | 0.97381 | 0 | 0 | 1 | 0.12621 | 0 | 1
7450 | 0.28353 | 0 | 0.97381 | 0 | 0 | 1 | 0.28353 | 0 | 1
7451 | 0.30858 | 0 | 0.97381 | 0 | 0 | 1 | 0.30858 | 0 | 1
7452 | 0.32351 | 0 | 0.97381 | 0 | 0 | 1 | 0.32351 | 0 | 1
7453 | 0.26534 | 0 | 0.97381 | 0 | 0 | 1 | 0.26534 | 0 | 1
7454 | 0.25333 | 0.0068466 | 0.97381 | 0 | 0 | 1 | 0.25333 | 0.0068466 | 1
7455 | 0.15646 | 0 | 0.97381 | 0 | 0 | 1 | 0.15646 | 0 | 1
7456 | 0 | 0 | 0.97381 | 0 | 0 | 1 | 0 | 0 | 1
7457 | 0 | 0 | 0.97381 | 0 | 0 | 1 | 0 | 0 | 1
7458 | 0 | 0 | 0.97381 | 0 | 1 | 1 | 0 | 0 | 1
7459 | 0 | 0 | 0.97381 | 0 | 1 | 1 | 0 | 0 | 1
7460 | 0 | 0 | 0.97381 | 0 | 1 | 1 | 0 | 0 | 1
7461 | 0 | 0 | 0.97381 | 0 | 1 | 1 | 0 | 0 | 1
7462 | 0 | 0 | 0.97381 | 0 | 0 | 1 | 0 | 0 | 1
7463 | 0 | 0 | 0.97381 | 0 | 0 | 1 | 0 | 0 | 1
7464 | 0 | 0 | 0.97381 | 0 | 0 | 1 | 0 | 0 | 1
7465 | 0 | 0 | 0.97381 | 0 | 0 | 1 | 0 | 0 | 1
7466 | 0 | 0 | 0.97381 | 0 | 0 | 1 | 0 | 0 | 1
7467 | 0 | 0 | 0.97381 | 0 | 0 | 1 | 0 | 0 | 1
7468 | 0 | 0 | 0.97381 | 0 | 0 | 1 | 0 | 0 | 1
7469 | 0 | 0 | 0.97381 | 0 | 0 | 1 | 0 | 0 | 1
7470 | 0 | 0 | 0.97381 | 0 | 0 | 1 | 0 | 0 | 1
7471 | 0 | 0 | 0.97381 | 0 | 0 | 1 | 0 | 0 | 1
7472 | 0 | 0 | 0.97381 | 0 | 0 | 1 | 0 | 0 | 1
7473 | 0.12437 | 0 | 0.97381 | 0 | 0 | 1 | 0.12437 | 0 | 1
7474 | 0.29242 | 0 | 0.97381 | 0 | 0 | 1 | 0.29242 | 0 | 1
7475 | 0.30979 | 0 | 0.97381 | 0 | 0 | 1 | 0.30979 | 0 | 1
7476 | 0.29869 | 0 | 0.97381 | 0 | 0 | 1 | 0.29869 | 0 | 1
7477 | 0.20619 | 0 | 0.97381 | 0 | 0 | 1 | 0.20619 | 0 | 1
7478 | 0.25479 | 0.0035937 | 0.97381 | 0 | 0 | 1 | 0.25479 | 0.0035937 | 1
7479 | 0.12531 | 0 | 0.97381 | 0 | 0 | 1 | 0.12531 | 0 | 1
7480 | 0 | 0 | 0.97381 | 0 | 0 | 1 | 0 | 0 | 1
7481 | 0 | 0 | 0.97381 | 0 | 0 | 1 | 0 | 0 | 1
7482 | 0 | 0 | 0.97381 | 0 | 1 | 1 | 0 | 0 | 1
7483 | 0 | 0 | 0.97381 | 0 | 1 | 1 | 0 | 0 | 1
7484 | 0 | 0 | 0.97381 | 0 | 1 | 1 | 0 | 0 | 1
7485 | 0 | 0 | 0.97381 | 0 | 1 | 1 | 0 | 0 | 1
7486 | 0 | 0 | 0.97381 | 0 | 0 | 1 | 0 | 0 | 1
7487 | 0 | 0 | 0.97381 | 0 | 0 | 1 | 0 | 0 | 1
7488 | 0 | 0 | 0.97381 | 0 | 0 | 1 | 0 | 0 | 1
7489 | 0 | 0 | 0.97381 | 0 | 0 | 1 | 0 | 0 | 1
7490 | 0 | 0 | 0.97381 | 0 | 0 | 1 | 0 | 0 | 1
7491 | 0 | 0 | 0.97381 | 0 | 0 | 1 | 0 | 0 | 1
7492 | 0 | 0 | 0.97381 | 0 | 0 | 1 | 0 | 0 | 1
7493 | 0 | 0 | 0.97381 | 0 | 0 | 1 | 0 | 0 | 1
7494 | 0 | 0 | 0.97381 | 0 | 0 | 1 | 0 | 0 | 1
7495 | 0 | 0 | 0.97381 | 0 | 0 | 1 | 0 | 0 | 1
7496 | 0 | 0 | 0.97381 | 0 | 0 | 1 | 0 | 0 | 1
7497 | 0.077225 | 0 | 0.97381 | 0 | 0 | 1 | 0.077225 | 0 | 1
7498 | 0.23694 | 0 | 0.97381 | 0 | 0 | 1 | 0.23694 | 0 | 1
7499 | 0.33441 | 0 | 0.97381 | 0 | 0 | 1 | 0.33441 | 0 | 1
7500 | 0.40046 | 0 | 0.97381 | 0 | 0 | 1 | 0.40046 | 0 | 1
7501 | 0.30412 | 0 | 0.97381 | 0 | 0 | 1 | 0.30412 | 0 | 1
7502 | 0.34016 | 0 | 0.97381 | 0 | 0 | 1 | 0.34016 | 0 | 1
7503 | 0.19703 | 0 | 0.97381 | 0 | 0 | 1 | 0.19703 | 0 | 1
7504 | 0.04659 | 0 | 0.97381 | 0 | 0 | 1 | 0.04659 | 0 | 1
7505 | 0 | 0 | 0.97381 | 0 | 0 | 1 | 0 | 0 | 1
7506 | 0 | 0 | 0.97381 | 0 | 1 | 1 | 0 | 0 | 1
7507 | 0 | 0 | 0.97381 | 0 | 1 | 1 | 0 | 0 | 1
7508 | 0 | 0 | 0.97381 | 0 | 1 | 1 | 0 | 0 | 1
7509 | 0 | 0 | 0.97381 | 0 | 1 | 1 | 0 | 0 | 1
7510 | 0 | 0 | 0.97381 | 0 | 0 | 1 | 0 | 0 | 1
7511 | 0 | 0 | 0.97381 | 0 | 0 | 1 | 0 | 0 | 1
7512 | 0 | 0 | 0.97381 | 0 | 0 | 1 | 0 | 0 | 1
7513 | 0 | 0 | 0.97381 | 0 | 0 | 1 | 0 | 0 | 1
7514 | 0 | 0 | 0.97381 | 0 | 0 | 1 | 0 | 0 | 1
7515 | 0 | 0 | 0.97381 | 0 | 0 | 1 | 0 | 0 | 1
7516 | 0 | 0 | 0.97381 | 0 | 0 | 1 | 0 | 0 | 1
7517 | 0 | 0 | 0.97381 | 0 | 0 | 1 | 0 | 0 | 1
7518 | 0 | 0 | 0.97381 | 0 | 0 | 1 | 0 | 0 | 1
7519 | 0 | 0 | 0.97381 | 0 | 0 | 1 | 0 | 0 | 1
7520 | 0 | 0 | 0.97381 | 0 | 0 | 1 | 0 | 0 | 1
7521 | 0.066393 | 0 | 0.97381 | 0 | 0 | 1 | 0.066393 | 0 | 1
7522 | 0.19417 | 0 | 0.97381 | 0 | 0 | 1 | 0.19417 | 0 | 1
7523 | 0.27893 | 0 | 0.97381 | 0 | 0 | 1 | 0.27893 | 0 | 1
7524 | 0.27949 | 0 | 0.97381 | 0 | 0 | 1 | 0.27949 | 0 | 1
7525 | 0.24068 | 0 | 0.97381 | 0 | 0 | 1 | 0.24068 | 0 | 1
7526 | 0.2658 | 0 | 0.97381 | 0 | 0 | 1 | 0.2658 | 0 | 1
7527 | 0.18556 | 0.0062104 | 0.97381 | 0 | 0 | 1 | 0.18556 | 0.0062104 | 1
7528 | 0.067164 | 0 | 0.97381 | 0 | 0 | 1 | 0.067164 | 0 | 1
7529 | 0 | 0 | 0.97381 | 0 | 0 | 1 | 0 | 0 | 1
7530 | 0 | 0 | 0.97381 | 0 | 1 | 1 | 0 | 0 | 1
7531 | 0 | 0 | 0.97381 | 0 | 1 | 1 | 0 | 0 | 1
7532 | 0 | 0 | 0.97381 | 0 | 1 | 1 | 0 | 0 | 1
7533 | 0 | 0 | 0.97381 | 0 | 1 | 1 | 0 | 0 | 1
7534 | 0 | 0 | 0.97381 | 0 | 0 | 1 | 0 | 0 | 1
7535 | 0 | 0 | 0.97381 | 0 | 0 | 1 | 0 | 0 | 1
7536 | 0 | 0 | 0.97381 | 0 | 0 | 1 | 0 | 0 | 1
7537 | 0 | 0 | 0.97381 | 0 | 0 | 1 | 0 | 0 | 1
7538 | 0 | 0 | 0.97381 | 0 | 0 | 1 | 0 | 0 | 1
7539 | 0 | 0 | 0.97381 | 0 | 0 | 1 | 0 | 0 | 1
7540 | 0 | 0 | 0.97381 | 0 | 0 | 1 | 0 | 0 | 1
7541 | 0 | 0 | 0.97381 | 0 | 0 | 1 | 0 | 0 | 1
7542 | 0 | 0 | 0.97381 | 0 | 0 | 1 | 0 | 0 | 1
7543 | 0 | 0 | 0.97381 | 0 | 0 | 1 | 0 | 0 | 1
7544 | 0 | 0 | 0.97381 | 0 | 0 | 1 | 0 | 0 | 1
7545 | 0.068735 | 0 | 0.97381 | 0 | 0 | 1 | 0.068735 | 0 | 1
7546 | 0.19073 | 0 | 0.97381 | 0 | 0 | 1 | 0.19073 | 0 | 1
7547 | 0.26288 | 0 | 0.97381 | 0 | 0 | 1 | 0.26288 | 0 | 1
7548 | 0.27501 | 0 | 0.97381 | 0 | 0 | 1 | 0.27501 | 0 | 1
7549 | 0.29741 | 0 | 0.97381 | 0 | 0 | 1 | 0.29741 | 0 | 1
7550 | 0.21685 | 0 | 0.97381 | 0 | 0 | 1 | 0.21685 | 0 | 1
7551 | 0.21741 | 0.0082376 | 0.97381 | 0 | 0 | 1 | 0.21741 | 0.0082376 | 1
7552 | 0.10427 | 0 | 0.97381 | 0 | 0 | 1 | 0.10427 | 0 | 1
7553 | 0 | 0 | 0.97381 | 0 | 0 | 1 | 0 | 0 | 1
7554 | 0 | 0 | 0.97381 | 0 | 1 | 1 | 0 | 0 | 1
7555 | 0 | 0 | 0.97381 | 0 | 1 | 1 | 0 | 0 | 1
7556 | 0 | 0 | 0.97381 | 0 | 1 | 1 | 0 | 0 | 1
7557 | 0 | 0 | 0.97381 | 0 | 1 | 1 | 0 | 0 | 1
7558 | 0 | 0 | 0.97381 | 0 | 0 | 1 | 0 | 0 | 1
7559 | 0 | 0 | 0.97381 | 0 | 0 | 1 | 0 | 0 | 1
7560 | 0 | 0 | 0.97381 | 0 | 0 | 1 | 0 | 0 | 1
7561 | 0 | 0 | 0.97381 | 0 | 0 | 1 | 0 | 0 | 1
7562 | 0 | 0 | 0.97381 | 0 | 0 | 1 | 0 | 0 | 1
7563 | 0 | 0 | 0.97381 | 0 | 0 | 1 | 0 | 0 | 1
7564 | 0 | 0 | 0.97381 | 0 | 0 | 1 | 0 | 0 | 1
7565 | 0 | 0 | 0.97381 | 0 | 0 | 1 | 0 | 0 | 1
7566 | 0 | 0 | 0.97381 | 0 | 0 | 1 | 0 | 0 | 1
7567 | 0 | 0 | 0.97381 | 0 | 0 | 1 | 0 | 0 | 1
7568 | 0 | 0 | 0.97381 | 0 | 0 | 1 | 0 | 0 | 1
7569 | 0.10304 | 0 | 0.97381 | 0 | 0 | 1 | 0.10304 | 0 | 1
7570 | 0.19728 | 0 | 0.97381 | 0 | 0 | 1 | 0.19728 | 0 | 1
7571 | 0.31233 | 0 | 0.97381 | 0 | 0 | 1 | 0.31233 | 0 | 1
7572 | 0.25463 | 0 | 0.97381 | 0 | 0 | 1 | 0.25463 | 0 | 1
7573 | 0.25538 | 0 | 0.97381 | 0 | 0 | 1 | 0.25538 | 0 | 1
7574 | 0.21636 | 0 | 0.97381 | 0 | 0 | 1 | 0.21636 | 0 | 1
7575 | 0.26646 | 0.011152 | 0.97381 | 0 | 0 | 1 | 0.26646 | 0.011152 | 1
7576 | 0.13669 | 0 | 0.97381 | 0 | 0 | 1 | 0.13669 | 0 | 1
7577 | 0 | 0 | 0.97381 | 0 | 0 | 1 | 0 | 0 | 1
7578 | 0 | 0 | 0.97381 | 0 | 1 | 1 | 0 | 0 | 1
7579 | 0 | 0 | 0.97381 | 0 | 1 | 1 | 0 | 0 | 1
7580 | 0 | 0 | 0.97381 | 0 | 1 | 1 | 0 | 0 | 1
7581 | 0 | 0 | 0.97381 | 0 | 1 | 1 | 0 | 0 | 1
7582 | 0 | 0 | 0.97381 | 0 | 0 | 1 | 0 | 0 | 1
7583 | 0 | 0 | 0.97381 | 0 | 0 | 1 | 0 | 0 | 1
7584 | 0 | 0 | 0.97381 | 0 | 0 | 1 | 0 | 0 | 1
7585 | 0 | 0 | 0.97381 | 0 | 0 | 1 | 0 | 0 | 1
7586 | 0 | 0 | 0.97381 | 0 | 0 | 1 | 0 | 0 | 1
7587 | 0 | 0 | 0.97381 | 0 | 0 | 1 | 0 | 0 | 1
7588 | 0 | 0 | 0.97381 | 0 | 0 | 1 | 0 | 0 | 1
7589 | 0 | 0 | 0.97381 | 0 | 0 | 1 | 0 | 0 | 1
7590 | 0 | 0 | 0.97381 | 0 | 0 | 1 | 0 | 0 | 1
7591 | 0 | 0 | 0.97381 | 0 | 0 | 1 | 0 | 0 | 1
7592 | 0 | 0 | 0.97381 | 0 | 0 | 1 | 0 | 0 | 1
7593 | 0.036848 | 0 | 0.97381 | 0 | 0 | 1 | 0.036848 | 0 | 1
7594 | 0.1784 | 0 | 0.97381 | 0 | 0 | 1 | 0.1784 | 0 | 1
7595 | 0.29508 | 0 | 0.97381 | 0 | 0 | 1 | 0.29508 | 0 | 1
7596 | 0.32048 | 0 | 0.97381 | 0 | 0 | 1 | 0.32048 | 0 | 1
7597 | 0.26879 | 0 | 0.97381 | 0 | 0 | 1 | 0.26879 | 0 | 1
7598 | 0.26606 | 0 | 0.97381 | 0 | 0 | 1 | 0.26606 | 0 | 1
7599 | 0.25484 | 0 | 0.97381 | 0 | 0 | 1 | 0.25484 | 0 | 1
7600 | 0.094398 | 0 | 0.97381 | 0 | 0 | 1 | 0.094398 | 0 | 1
7601 | 0 | 0 | 0.97381 | 0 | 0 | 1 | 0 | 0 | 1
7602 | 0 | 0 | 0.97381 | 0 | 1 | 1 | 0 | 0 | 1
7603 | 0 | 0 | 0.97381 | 0 | 1 | 1 | 0 | 0 | 1
7604 | 0 | 0 | 0.97381 | 0 | 1 | 1 | 0 | 0 | 1
7605 | 0 | 0 | 0.97381 | 0 | 1 | 1 | 0 | 0 | 1
7606 | 0 | 0 | 0.97381 | 0 | 0 | 1 | 0 | 0 | 1
7607 | 0 | 0 | 0.97381 | 0 | 0 | 1 | 0 | 0 | 1
7608 | 0 | 0 | 0.97381 | 0 | 0 | 1 | 0 | 0 | 1
7609 | 0 | 0 | 0.97381 | 0 | 0 | 1 | 0 | 0 | 1
7610 | 0 | 0 | 0.97381 | 0 | 0 | 1 | 0 | 0 | 1
7611 | 0 | 0 | 0.97381 | 0 | 0 | 1 | 0 | 0 | 1
7612 | 0 | 0 | 0.97381 | 0 | 0 | 1 | 0 | 0 | 1
7613 | 0 | 0 | 0.97381 | 0 | 0 | 1 | 0 | 0 | 1
7614 | 0 | 0 | 0.97381 | 0 | 0 | 1 | 0 | 0 | 1
7615 | 0 | 0 | 0.97381 | 0 | 0 | 1 | 0 | 0 | 1
7616 | 0 | 0 | 0.97381 | 0 | 0 | 1 | 0 | 0 | 1
7617 | 0 | 0 | 0.97381 | 0 | 0 | 1 | 0 | 0 | 1
7618 | 0.13248 | 0 | 0.97381 | 0 | 0 | 1 | 0.13248 | 0 | 1
7619 | 0.24325 | 0 | 0.97381 | 0 | 0 | 1 | 0.24325 | 0 | 1
7620 | 0.25797 | 0 | 0.97381 | 0 | 0 | 1 | 0.25797 | 0 | 1
7621 | 0.21809 | 0 | 0.97381 | 0 | 0 | 1 | 0.21809 | 0 | 1
7622 | 0.24499 | 0 | 0.97381 | 0 | 0 | 1 | 0.24499 | 0 | 1
7623 | 0.1413 | 0 | 0.97381 | 0 | 0 | 1 | 0.1413 | 0 | 1
7624 | 0.041 | 0 | 0.97381 | 0 | 0 | 1 | 0.041 | 0 | 1
7625 | 0 | 0 | 0.97381 | 0 | 0 | 1 | 0 | 0 | 1
7626 | 0 | 0 | 0.97381 | 0 | 1 | 1 | 0 | 0 | 1
7627 | 0 | 0 | 0.97381 | 0 | 1 | 1 | 0 | 0 | 1
7628 | 0 | 0 | 0.97381 | 0 | 1 | 1 | 0 | 0 | 1
7629 | 0 | 0 | 0.97381 | 0 | 1 | 1 | 0 | 0 | 1
7630 | 0 | 0 | 0.97381 | 0 | 0 | 1 | 0 | 0 | 1
7631 | 0 | 0 | 0.97381 | 0 | 0 | 1 | 0 | 0 | 1
7632 | 0 | 0 | 0.97381 | 0 | 0 | 1 | 0 | 0 | 1
7633 | 0 | 0 | 0.97381 | 0 | 0 | 1 | 0 | 0 | 1
7634 | 0 | 0 | 0.97381 | 0 | 0 | 1 | 0 | 0 | 1
7635 | 0 | 0 | 0.97381 | 0 | 0 | 1 | 0 | 0 | 1
7636 | 0 | 0 | 0.97381 | 0 | 0 | 1 | 0 | 0 | 1
7637 | 0 | 0 | 0.97381 | 0 | 0 | 1 | 0 | 0 | 1
7638 | 0 | 0 | 0.97381 | 0 | 0 | 1 | 0 | 0 | 1
7639 | 0 | 0 | 0.97381 | 0 | 0 | 1 | 0 | 0 | 1
7640 | 0 | 0 | 0.97381 | 0 | 0 | 1 | 0 | 0 | 1
7641 | 0 | 0 | 0.97381 | 0 | 0 | 1 | 0 | 0 | 1
7642 | 0.078024 | 0 | 0.97381 | 0 | 0 | 1 | 0.078024 | 0 | 1
7643 | 0.15052 | 0 | 0.97381 | 0 | 0 | 1 | 0.15052 | 0 | 1
7644 | 0.14443 | 0.012724 | 0.97381 | 0 | 0 | 1 | 0.14443 | 0.012724 | 1
7645 | 0.13936 | 0.028856 | 0.97381 | 0 | 0 | 1 | 0.13936 | 0.028856 | 1
7646 | 0.11663 | 0.039441 | 0.97381 | 0 | 0 | 1 | 0.11663 | 0.039441 | 1
7647 | 0.029836 | 0.029589 | 0.97381 | 0 | 0 | 1 | 0.029836 | 0.029589 | 1
7648 | 0.0012426 | 0.023732 | 0.97381 | 0 | 0 | 1 | 0.0012426 | 0.023732 | 1
7649 | 0 | 0.0077879 | 0.97381 | 0 | 0 | 1 | 0 | 0.0077879 | 1
7650 | 0 | 0 | 0.97381 | 0 | 1 | 1 | 0 | 0 | 1
7651 | 0 | 0 | 0.97381 | 0 | 1 | 1 | 0 | 0 | 1
7652 | 0 | 0 | 0.97381 | 0 | 1 | 1 | 0 | 0 | 1
7653 | 0 | 0 | 0.97381 | 0 | 1 | 1 | 0 | 0 | 1
7654 | 0 | 0 | 0.97381 | 0 | 0 | 1 | 0 | 0 | 1
7655 | 0 | 0 | 0.97381 | 0 | 0 | 1 | 0 | 0 | 1
7656 | 0 | 0.0067822 | 0.97381 | 0 | 0 | 1 | 0 | 0.0067822 | 1
7657 | 0 | 0 | 0.97381 | 0 | 0 | 1 | 0 | 0 | 1
7658 | 0 | 0 | 0.97381 | 0 | 0 | 1 | 0 | 0 | 1
7659 | 0 | 0 | 0.97381 | 0 | 0 | 1 | 0 | 0 | 1
7660 | 0 | 0 | 0.97381 | 0 | 0 | 1 | 0 | 0 | 1
7661 | 0 | 0 | 0.97381 | 0 | 0 | 1 | 0 | 0 | 1
7662 | 0 | 0 | 0.97381 | 0 | 0 | 1 | 0 | 0 | 1
7663 | 0 | 0 | 0.97381 | 0 | 0 | 1 | 0 | 0 | 1
7664 | 0 | 0 | 0.97381 | 0 | 0 | 1 | 0 | 0 | 1
7665 | 0 | 0 | 0.97381 | 0 | 0 | 1 | 0 | 0 | 1
7666 | 0.051184 | 0 | 0.97381 | 0 | 0 | 1 | 0.051184 | 0 | 1
7667 | 0.11341 | 0.011886 | 0.97381 | 0 | 0 | 1 | 0.11341 | 0.011886 | 1
7668 | 0.10116 | 0.019704 | 0.97381 | 0 | 0 | 1 | 0.10116 | 0.019704 | 1
7669 | 0.13283 | 0.041848 | 0.97381 | 0 | 0 | 1 | 0.13283 | 0.041848 | 1
7670 | 0.086632 | 0.063673 | 0.97381 | 0 | 0 | 1 | 0.086632 | 0.063673 | 1
7671 | 0.018178 | 0.059228 | 0.97381 | 0 | 0 | 1 | 0.018178 | 0.059228 | 1
7672 | 0.011593 | 0.061523 | 0.97381 | 0 | 0 | 1 | 0.011593 | 0.061523 | 1
7673 | 0 | 0.049145 | 0.97381 | 0 | 0 | 1 | 0 | 0.049145 | 1
7674 | 0 | 0.0094832 | 0.97381 | 0 | 1 | 1 | 0 | 0.0094832 | 1
7675 | 0 | 0.0024156 | 0.97381 | 0 | 1 | 1 | 0 | 0.0024156 | 1
7676 | 0 | 0.0026929 | 0.97381 | 0 | 1 | 1 | 0 | 0.0026929 | 1
7677 | 0 | 0.0012599 | 0.97381 | 0 | 1 | 1 | 0 | 0.0012599 | 1
7678 | 0 | 0 | 0.97381 | 0 | 0 | 1 | 0 | 0 | 1
7679 | 0 | 0 | 0.97381 | 0 | 0 | 1 | 0 | 0 | 1
7680 | 0 | 0.016036 | 0.97381 | 0 | 0 | 1 | 0 | 0.016036 | 1
7681 | 0 | 0.0089206 | 0.97381 | 0 | 0 | 1 | 0 | 0.0089206 | 1
7682 | 0 | 0.0027481 | 0.97381 | 0 | 0 | 1 | 0 | 0.0027481 | 1
7683 | 0 | 0 | 0.97381 | 0 | 0 | 1 | 0 | 0 | 1
7684 | 0 | 0 | 0.97381 | 0 | 0 | 1 | 0 | 0 | 1
7685 | 0 | 0 | 0.97381 | 0 | 0 | 1 | 0 | 0 | 1
7686 | 0 | 0 | 0.97381 | 0 | 0 | 1 | 0 | 0 | 1
7687 | 0 | 0 | 0.97381 | 0 | 0 | 1 | 0 | 0 | 1
7688 | 0 | 0 | 0.97381 | 0 | 0 | 1 | 0 | 0 | 1
7689 | 0.0086665 | 0 | 0.97381 | 0 | 0 | 1 | 0.0086665 | 0 | 1
7690 | 0.069091 | 0 | 0.97381 | 0 | 0 | 1 | 0.069091 | 0 | 1
7691 | 0.14671 | 0.028679 | 0.97381 | 0 | 0 | 1 | 0.14671 | 0.028679 | 1
7692 | 0.13807 | 0.046439 | 0.97381 | 0 | 0 | 1 | 0.13807 | 0.046439 | 1
7693 | 0.15695 | 0.052443 | 0.97381 | 0 | 0 | 1 | 0.15695 | 0.052443 | 1
7694 | 0.11359 | 0.061372 | 0.97381 | 0 | 0 | 1 | 0.11359 | 0.061372 | 1
7695 | 0.036612 | 0.066551 | 0.97381 | 0 | 0 | 1 | 0.036612 | 0.066551 | 1
7696 | 0.038412 | 0.068922 | 0.97381 | 0 | 0 | 1 | 0.038412 | 0.068922 | 1
7697 | 0 | 0.054717 | 0.97381 | 0 | 0 | 1 | 0 | 0.054717 | 1
7698 | 0 | 0.020908 | 0.97381 | 0 | 1 | 1 | 0 | 0.020908 | 1
7699 | 0 | 0.012903 | 0.97381 | 0 | 1 | 1 | 0 | 0.012903 | 1
7700 | 0 | 0.010178 | 0.97381 | 0 | 1 | 1 | 0 | 0.010178 | 1
7701 | 0 | 0.00055478 | 0.97381 | 0 | 1 | 1 | 0 | 0.00055478 | 1
7702 | 0 | 0 | 0.97381 | 0 | 0 | 1 | 0 | 0 | 1
7703 | 0 | 0 | 0.97381 | 0 | 0 | 1 | 0 | 0 | 1
7704 | 0 | 0 | 0.97381 | 0 | 0 | 1 | 0 | 0 | 1
7705 | 0 | 0.015227 | 0.97381 | 0 | 0 | 1 | 0 | 0.015227 | 1
7706 | 0 | 0 | 0.97381 | 0 | 0 | 1 | 0 | 0 | 1
7707 | 0 | 0 | 0.97381 | 0 | 0 | 1 | 0 | 0 | 1
7708 | 0 | 0 | 0.97381 | 0 | 0 | 1 | 0 | 0 | 1
7709 | 0 | 0 | 0.97381 | 0 | 0 | 1 | 0 | 0 | 1
7710 | 0 | 0 | 0.97381 | 0 | 0 | 1 | 0 | 0 | 1
7711 | 0 | 0 | 0.97381 | 0 | 0 | 1 | 0 | 0 | 1
7712 | 0 | 0 | 0.97381 | 0 | 0 | 1 | 0 | 0 | 1
7713 | 0.05074 | 0 | 0.97381 | 0 | 0 | 1 | 0.05074 | 0 | 1
7714 | 0.12934 | 0 | 0.97381 | 0 | 0 | 1 | 0.12934 | 0 | 1
7715 | 0.22375 | 0.011747 | 0.97381 | 0 | 0 | 1 | 0.22375 | 0.011747 | 1
7716 | 0.23247 | 0.033601 | 0.97381 | 0 | 0 | 1 | 0.23247 | 0.033601 | 1
7717 | 0.2356 | 0.041321 | 0.97381 | 0 | 0 | 1 | 0.2356 | 0.041321 | 1
7718 | 0.20254 | 0.056883 | 0.97381 | 0 | 0 | 1 | 0.20254 | 0.056883 | 1
7719 | 0.072853 | 0.05308 | 0.97381 | 0 | 0 | 1 | 0.072853 | 0.05308 | 1
7720 | 0.023501 | 0.045039 | 0.97381 | 0 | 0 | 1 | 0.023501 | 0.045039 | 1
7721 | 0 | 0.030249 | 0.97381 | 0 | 0 | 1 | 0 | 0.030249 | 1
7722 | 0 | 0.0061038 | 0.97381 | 0 | 1 | 1 | 0 | 0.0061038 | 1
7723 | 0 | 0 | 0.97381 | 0 | 1 | 1 | 0 | 0 | 1
7724 | 0 | 0 | 0.97381 | 0 | 1 | 1 | 0 | 0 | 1
7725 | 0 | 0 | 0.97381 | 0 | 1 | 1 | 0 | 0 | 1
7726 | 0 | 0 | 0.97381 | 0 | 0 | 1 | 0 | 0 | 1
7727 | 0 | 0 | 0.97381 | 0 | 0 | 1 | 0 | 0 | 1
7728 | 0 | 0 | 0.97381 | 0 | 0 | 1 | 0 | 0 | 1
7729 | 0 | 0 | 0.97381 | 0 | 0 | 1 | 0 | 0 | 1
7730 | 0 | 0 | 0.97381 | 0 | 0 | 1 | 0 | 0 | 1
7731 | 0 | 0 | 0.97381 | 0 | 0 | 1 | 0 | 0 | 1
7732 | 0 | 0 | 0.97381 | 0 | 0 | 1 | 0 | 0 | 1
7733 | 0 | 0 | 0.97381 | 0 | 0 | 1 | 0 | 0 | 1
7734 | 0 | 0 | 0.97381 | 0 | 0 | 1 | 0 | 0 | 1
7735 | 0 | 0 | 0.97381 | 0 | 0 | 1 | 0 | 0 | 1
7736 | 0 | 0 | 0.97381 | 0 | 0 | 1 | 0 | 0 | 1
7737 | 0.054149 | 0.0032226 | 0.97381 | 0 | 0 | 1 | 0.054149 | 0.0032226 | 1
7738 | 0.15556 | 0.0024684 | 0.97381 | 0 | 0 | 1 | 0.15556 | 0.0024684 | 1
7739 | 0.20624 | 0.005262 | 0.97381 | 0 | 0 | 1 | 0.20624 | 0.005262 | 1
7740 | 0.1772 | 0.037244 | 0.97381 | 0 | 0 | 1 | 0.1772 | 0.037244 | 1
7741 | 0.19564 | 0.037465 | 0.97381 | 0 | 0 | 1 | 0.19564 | 0.037465 | 1
7742 | 0.20133 | 0.042637 | 0.97381 | 0 | 0 | 1 | 0.20133 | 0.042637 | 1
7743 | 0.047321 | 0.038712 | 0.97381 | 0 | 0 | 1 | 0.047321 | 0.038712 | 1
7744 | 0 | 0.027617 | 0.97381 | 0 | 0 | 1 | 0 | 0.027617 | 1
7745 | 0 | 0.0057637 | 0.97381 | 0 | 0 | 1 | 0 | 0.0057637 | 1
7746 | 0 | 0 | 0.97381 | 0 | 1 | 1 | 0 | 0 | 1
7747 | 0 | 0 | 0.97381 | 0 | 1 | 1 | 0 | 0 | 1
7748 | 0 | 0 | 0.97381 | 0 | 1 | 1 | 0 | 0 | 1
7749 | 0 | 0 | 0.97381 | 0 | 1 | 1 | 0 | 0 | 1
7750 | 0 | 0 | 0.97381 | 0 | 0 | 1 | 0 | 0 | 1
7751 | 0 | 0 | 0.97381 | 0 | 0 | 1 | 0 | 0 | 1
7752 | 0 | 0.006935 | 0.97381 | 0 | 0 | 1 | 0 | 0.006935 | 1
7753 | 0 | 0 | 0.97381 | 0 | 0 | 1 | 0 | 0 | 1
7754 | 0 | 0.0073247 | 0.97381 | 0 | 0 | 1 | 0 | 0.0073247 | 1
7755 | 0 | 0 | 0.97381 | 0 | 0 | 1 | 0 | 0 | 1
7756 | 0 | 0 | 0.97381 | 0 | 0 | 1 | 0 | 0 | 1
7757 | 0 | 0 | 0.97381 | 0 | 0 | 1 | 0 | 0 | 1
7758 | 0 | 0.0031683 | 0.97381 | 0 | 0 | 1 | 0 | 0.0031683 | 1
7759 | 0 | 0 | 0.97381 | 0 | 0 | 1 | 0 | 0 | 1
7760 | 0 | 0 | 0.97381 | 0 | 0 | 1 | 0 | 0 | 1
7761 | 0 | 0 | 0.97381 | 0 | 0 | 1 | 0 | 0 | 1
7762 | 0.086073 | 0.0042251 | 0.97381 | 0 | 0 | 1 | 0.086073 | 0.0042251 | 1
7763 | 0.098361 | 0.0074983 | 0.97381 | 0 | 0 | 1 | 0.098361 | 0.0074983 | 1
7764 | 0.14022 | 0.029516 | 0.97381 | 0 | 0 | 1 | 0.14022 | 0.029516 | 1
7765 | 0.15814 | 0.010398 | 0.97381 | 0 | 0 | 1 | 0.15814 | 0.010398 | 1
7766 | 0.17299 | 0.013852 | 0.97381 | 0 | 0 | 1 | 0.17299 | 0.013852 | 1
7767 | 0.082383 | 0.025561 | 0.97381 | 0 | 0 | 1 | 0.082383 | 0.025561 | 1
7768 | 0 | 0.0032174 | 0.97381 | 0 | 0 | 1 | 0 | 0.0032174 | 1
7769 | 0 | 0 | 0.97381 | 0 | 0 | 1 | 0 | 0 | 1
7770 | 0 | 0 | 0.97381 | 0 | 1 | 1 | 0 | 0 | 1
7771 | 0 | 0 | 0.97381 | 0 | 1 | 1 | 0 | 0 | 1
7772 | 0 | 0 | 0.97381 | 0 | 1 | 1 | 0 | 0 | 1
7773 | 0 | 0 | 0.97381 | 0 | 1 | 1 | 0 | 0 | 1
7774 | 0 | 0.0019255 | 0.97381 | 0 | 0 | 1 | 0 | 0.0019255 | 1
7775 | 0 | 0.014388 | 0.97381 | 0 | 0 | 1 | 0 | 0.014388 | 1
7776 | 0 | 0.021237 | 0.97381 | 0 | 0 | 1 | 0 | 0.021237 | 1
7777 | 0 | 0.013714 | 0.97381 | 0 | 0 | 1 | 0 | 0.013714 | 1
7778 | 0 | 0 | 0.97381 | 0 | 0 | 1 | 0 | 0 | 1
7779 | 0 | 0 | 0.97381 | 0 | 0 | 1 | 0 | 0 | 1
7780 | 0 | 0 | 0.97381 | 0 | 0 | 1 | 0 | 0 | 1
7781 | 0 | 0 | 0.97381 | 0 | 0 | 1 | 0 | 0 | 1
7782 | 0 | 0 | 0.97381 | 0 | 0 | 1 | 0 | 0 | 1
7783 | 0 | 0 | 0.97381 | 0 | 0 | 1 | 0 | 0 | 1
7784 | 0 | 0 | 0.97381 | 0 | 0 | 1 | 0 | 0 | 1
7785 | 0 | 0 | 0.97381 | 0 | 0 | 1 | 0 | 0 | 1
7786 | 0.061672 | 0 | 0.97381 | 0 | 0 | 1 | 0.061672 | 0 | 1
7787 | 0.099689 | 0 | 0.97381 | 0 | 0 | 1 | 0.099689 | 0 | 1
7788 | 0.14445 | 0 | 0.97381 | 0 | 0 | 1 | 0.14445 | 0 | 1
7789 | 0.15737 | 0 | 0.97381 | 0 | 0 | 1 | 0.15737 | 0 | 1
7790 | 0.20101 | 0 | 0.97381 | 0 | 0 | 1 | 0.20101 | 0 | 1
7791 | 0.11323 | 0.0031877 | 0.97381 | 0 | 0 | 1 | 0.11323 | 0.0031877 | 1
7792 | 0.011259 | 0 | 0.97381 | 0 | 0 | 1 | 0.011259 | 0 | 1
7793 | 0 | 0 | 0.97381 | 0 | 0 | 1 | 0 | 0 | 1
7794 | 0 | 0 | 0.97381 | 0 | 1 | 1 | 0 | 0 | 1
7795 | 0 | 0 | 0.97381 | 0 | 1 | 1 | 0 | 0 | 1
7796 | 0 | 0 | 0.97381 | 0 | 1 | 1 | 0 | 0 | 1
7797 | 0 | 0 | 0.97381 | 0 | 1 | 1 | 0 | 0 | 1
7798 | 0 | 0 | 0.97381 | 0 | 0 | 1 | 0 | 0 | 1
7799 | 0 | 0 | 0.97381 | 0 | 0 | 1 | 0 | 0 | 1
7800 | 0 | 0 | 0.97381 | 0 | 0 | 1 | 0 | 0 | 1
7801 | 0 | 0.0097985 | 0.97381 | 0 | 0 | 1 | 0 | 0.0097985 | 1
7802 | 0 | 0 | 0.97381 | 0 | 0 | 1 | 0 | 0 | 1
7803 | 0 | 0 | 0.97381 | 0 | 0 | 1 | 0 | 0 | 1
7804 | 0 | 0 | 0.97381 | 0 | 0 | 1 | 0 | 0 | 1
7805 | 0 | 0 | 0.97381 | 0 | 0 | 1 | 0 | 0 | 1
7806 | 0 | 0 | 0.97381 | 0 | 0 | 1 | 0 | 0 | 1
7807 | 0 | 0 | 0.97381 | 0 | 0 | 1 | 0 | 0 | 1
7808 | 0 | 0 | 0.97381 | 0 | 0 | 1 | 0 | 0 | 1
7809 | 0 | 0 | 0.97381 | 0 | 0 | 1 | 0 | 0 | 1
7810 | 0.056526 | 0 | 0.97381 | 0 | 0 | 1 | 0.056526 | 0 | 1
7811 | 0.15263 | 0 | 0.97381 | 0 | 0 | 1 | 0.15263 | 0 | 1
7812 | 0.23013 | 0 | 0.97381 | 0 | 0 | 1 | 0.23013 | 0 | 1
7813 | 0.22805 | 0 | 0.97381 | 0 | 0 | 1 | 0.22805 | 0 | 1
7814 | 0.21336 | 0 | 0.97381 | 0 | 0 | 1 | 0.21336 | 0 | 1
7815 | 0.18897 | 0 | 0.97381 | 0 | 0 | 1 | 0.18897 | 0 | 1
7816 | 0.023854 | 0 | 0.97381 | 0 | 0 | 1 | 0.023854 | 0 | 1
7817 | 0 | 0 | 0.97381 | 0 | 0 | 1 | 0 | 0 | 1
7818 | 0 | 0 | 0.97381 | 0 | 1 | 1 | 0 | 0 | 1
7819 | 0 | 0 | 0.97381 | 0 | 1 | 1 | 0 | 0 | 1
7820 | 0 | 0 | 0.97381 | 0 | 1 | 1 | 0 | 0 | 1
7821 | 0 | 0 | 0.97381 | 0 | 1 | 1 | 0 | 0 | 1
7822 | 0 | 0 | 0.97381 | 0 | 0 | 1 | 0 | 0 | 1
7823 | 0 | 0 | 0.97381 | 0 | 0 | 1 | 0 | 0 | 1
7824 | 0 | 0 | 0.97381 | 0 | 0 | 1 | 0 | 0 | 1
7825 | 0 | 0 | 0.97381 | 0 | 0 | 1 | 0 | 0 | 1
7826 | 0 | 0 | 0.97381 | 0 | 0 | 1 | 0 | 0 | 1
7827 | 0 | 0 | 0.97381 | 0 | 0 | 1 | 0 | 0 | 1
7828 | 0 | 0 | 0.97381 | 0 | 0 | 1 | 0 | 0 | 1
7829 | 0 | 0 | 0.97381 | 0 | 0 | 1 | 0 | 0 | 1
7830 | 0 | 0 | 0.97381 | 0 | 0 | 1 | 0 | 0 | 1
7831 | 0 | 0 | 0.97381 | 0 | 0 | 1 | 0 | 0 | 1
7832 | 0 | 0 | 0.97381 | 0 | 0 | 1 | 0 | 0 | 1
7833 | 0 | 0 | 0.97381 | 0 | 0 | 1 | 0 | 0 | 1
7834 | 0.13136 | 0 | 0.97381 | 0 | 0 | 1 | 0.13136 | 0 | 1
7835 | 0.26512 | 0 | 0.97381 | 0 | 0 | 1 | 0.26512 | 0 | 1
7836 | 0.27415 | 0 | 0.97381 | 0 | 0 | 1 | 0.27415 | 0 | 1
7837 | 0.23253 | 0 | 0.97381 | 0 | 0 | 1 | 0.23253 | 0 | 1
7838 | 0.19207 | 0 | 0.97381 | 0 | 0 | 1 | 0.19207 | 0 | 1
7839 | 0.14148 | 0 | 0.97381 | 0 | 0 | 1 | 0.14148 | 0 | 1
7840 | 0.017561 | 0 | 0.97381 | 0 | 0 | 1 | 0.017561 | 0 | 1
7841 | 0 | 0 | 0.97381 | 0 | 0 | 1 | 0 | 0 | 1
7842 | 0 | 0 | 0.97381 | 0 | 1 | 1 | 0 | 0 | 1
7843 | 0 | 0 | 0.97381 | 0 | 1 | 1 | 0 | 0 | 1
7844 | 0 | 0 | 0.97381 | 0 | 1 | 1 | 0 | 0 | 1
7845 | 0 | 0 | 0.97381 | 0 | 1 | 1 | 0 | 0 | 1
7846 | 0 | 0 | 0.97381 | 0 | 0 | 1 | 0 | 0 | 1
7847 | 0 | 0 | 0.97381 | 0 | 0 | 1 | 0 | 0 | 1
7848 | 0 | 0 | 0.97381 | 0 | 0 | 1 | 0 | 0 | 1
7849 | 0 | 0 | 0.97381 | 0 | 0 | 1 | 0 | 0 | 1
7850 | 0 | 0 | 0.97381 | 0 | 0 | 1 | 0 | 0 | 1
7851 | 0 | 0 | 0.97381 | 0 | 0 | 1 | 0 | 0 | 1
7852 | 0 | 0 | 0.97381 | 0 | 0 | 1 | 0 | 0 | 1
7853 | 0 | 0 | 0.97381 | 0 | 0 | 1 | 0 | 0 | 1
7854 | 0 | 0 | 0.97381 | 0 | 0 | 1 | 0 | 0 | 1
7855 | 0 | 0 | 0.97381 | 0 | 0 | 1 | 0 | 0 | 1
7856 | 0 | 0 | 0.97381 | 0 | 0 | 1 | 0 | 0 | 1
7857 | 0.017975 | 0 | 0.97381 | 0 | 0 | 1 | 0.017975 | 0 | 1
7858 | 0.1724 | 0 | 0.97381 | 0 | 0 | 1 | 0.1724 | 0 | 1
7859 | 0.25739 | 0 | 0.97381 | 0 | 0 | 1 | 0.25739 | 0 | 1
7860 | 0.26103 | 0 | 0.97381 | 0 | 0 | 1 | 0.26103 | 0 | 1
7861 | 0.23596 | 0 | 0.97381 | 0 | 0 | 1 | 0.23596 | 0 | 1
7862 | 0.19205 | 0 | 0.97381 | 0 | 0 | 1 | 0.19205 | 0 | 1
7863 | 0.1542 | 0 | 0.97381 | 0 | 0 | 1 | 0.1542 | 0 | 1
7864 | 0.0078975 | 0 | 0.97381 | 0 | 0 | 1 | 0.0078975 | 0 | 1
7865 | 0 | 0 | 0.97381 | 0 | 0 | 1 | 0 | 0 | 1
7866 | 0 | 0 | 0.97381 | 0 | 1 | 1 | 0 | 0 | 1
7867 | 0 | 0 | 0.97381 | 0 | 1 | 1 | 0 | 0 | 1
7868 | 0 | 0 | 0.97381 | 0 | 1 | 1 | 0 | 0 | 1
7869 | 0 | 0 | 0.97381 | 0 | 1 | 1 | 0 | 0 | 1
7870 | 0 | 0 | 0.97381 | 0 | 0 | 1 | 0 | 0 | 1
7871 | 0 | 0 | 0.97381 | 0 | 0 | 1 | 0 | 0 | 1
7872 | 0 | 0 | 0.97381 | 0 | 0 | 1 | 0 | 0 | 1
7873 | 0 | 0 | 0.97381 | 0 | 0 | 1 | 0 | 0 | 1
7874 | 0 | 0 | 0.97381 | 0 | 0 | 1 | 0 | 0 | 1
7875 | 0 | 0 | 0.97381 | 0 | 0 | 1 | 0 | 0 | 1
7876 | 0 | 0 | 0.97381 | 0 | 0 | 1 | 0 | 0 | 1
7877 | 0 | 0 | 0.97381 | 0 | 0 | 1 | 0 | 0 | 1
7878 | 0 | 0 | 0.97381 | 0 | 0 | 1 | 0 | 0 | 1
7879 | 0 | 0 | 0.97381 | 0 | 0 | 1 | 0 | 0 | 1
7880 | 0 | 0 | 0.97381 | 0 | 0 | 1 | 0 | 0 | 1
7881 | 0.0090112 | 0 | 0.97381 | 0 | 0 | 1 | 0.0090112 | 0 | 1
7882 | 0.13837 | 0.0068525 | 0.97381 | 0 | 0 | 1 | 0.13837 | 0.0068525 | 1
7883 | 0.24598 | 0.017366 | 0.97381 | 0 | 0 | 1 | 0.24598 | 0.017366 | 1
7884 | 0.24556 | 0.052772 | 0.97381 | 0 | 0 | 1 | 0.24556 | 0.052772 | 1
7885 | 0.21673 | 0.055793 | 0.97381 | 0 | 0 | 1 | 0.21673 | 0.055793 | 1
7886 | 0.19803 | 0.056691 | 0.97381 | 0 | 0 | 1 | 0.19803 | 0.056691 | 1
7887 | 0.16973 | 0.064197 | 0.97381 | 0 | 0 | 1 | 0.16973 | 0.064197 | 1
7888 | 0.049873 | 0.067294 | 0.97381 | 0 | 0 | 1 | 0.049873 | 0.067294 | 1
7889 | 0.0033728 | 0.058267 | 0.97381 | 0 | 0 | 1 | 0.0033728 | 0.058267 | 1
7890 | 0 | 0.0079314 | 0.97381 | 0 | 1 | 1 | 0 | 0.0079314 | 1
7891 | 0 | 0.018148 | 0.97381 | 0 | 1 | 1 | 0 | 0.018148 | 1
7892 | 0 | 0.027115 | 0.97381 | 0 | 1 | 1 | 0 | 0.027115 | 1
7893 | 0 | 0.025473 | 0.97381 | 0 | 1 | 1 | 0 | 0.025473 | 1
7894 | 0 | 0.030683 | 0.97381 | 0 | 0 | 1 | 0 | 0.030683 | 1
7895 | 0 | 0.032225 | 0.97381 | 0 | 0 | 1 | 0 | 0.032225 | 1
7896 | 0 | 0.013153 | 0.97381 | 0 | 0 | 1 | 0 | 0.013153 | 1
7897 | 0 | 0 | 0.97381 | 0 | 0 | 1 | 0 | 0 | 1
7898 | 0 | 0 | 0.97381 | 0 | 0 | 1 | 0 | 0 | 1
7899 | 0 | 0.004407 | 0.97381 | 0 | 0 | 1 | 0 | 0.004407 | 1
7900 | 0 | 0 | 0.97381 | 0 | 0 | 1 | 0 | 0 | 1
7901 | 0 | 0.01683 | 0.97381 | 0 | 0 | 1 | 0 | 0.01683 | 1
7902 | 0 | 0 | 0.97381 | 0 | 0 | 1 | 0 | 0 | 1
7903 | 0 | 0 | 0.97381 | 0 | 0 | 1 | 0 | 0 | 1
7904 | 0 | 0.011913 | 0.97381 | 0 | 0 | 1 | 0 | 0.011913 | 1
7905 | 0 | 0.040782 | 0.97381 | 0 | 0 | 1 | 0 | 0.040782 | 1
7906 | 0.053493 | 0.056385 | 0.97381 | 0 | 0 | 1 | 0.053493 | 0.056385 | 1
7907 | 0.16749 | 0.0747 | 0.97381 | 0 | 0 | 1 | 0.16749 | 0.0747 | 1
7908 | 0.20762 | 0.10772 | 0.97381 | 0 | 0 | 1 | 0.20762 | 0.10772 | 1
7909 | 0.23343 | 0.12298 | 0.97381 | 0 | 0 | 1 | 0.23343 | 0.12298 | 1
7910 | 0.22063 | 0.12517 | 0.97381 | 0 | 0 | 1 | 0.22063 | 0.12517 | 1
7911 | 0.22081 | 0.12041 | 0.97381 | 0 | 0 | 1 | 0.22081 | 0.12041 | 1
7912 | 0.085196 | 0.111 | 0.97381 | 0 | 0 | 1 | 0.085196 | 0.111 | 1
7913 | 0 | 0.090755 | 0.97381 | 0 | 0 | 1 | 0 | 0.090755 | 1
7914 | 0 | 0.054076 | 0.97381 | 0 | 1 | 1 | 0 | 0.054076 | 1
7915 | 0 | 0.087974 | 0.97381 | 0 | 1 | 1 | 0 | 0.087974 | 1
7916 | 0 | 0.088893 | 0.97381 | 0 | 1 | 1 | 0 | 0.088893 | 1
7917 | 0 | 0.083602 | 0.97381 | 0 | 1 | 1 | 0 | 0.083602 | 1
7918 | 0 | 0.094707 | 0.97381 | 0 | 0 | 1 | 0 | 0.094707 | 1
7919 | 0 | 0.095954 | 0.97381 | 0 | 0 | 1 | 0 | 0.095954 | 1
7920 | 0 | 0.069953 | 0.97381 | 0 | 0 | 1 | 0 | 0.069953 | 1
7921 | 0 | 0 | 0.97381 | 0 | 0 | 1 | 0 | 0 | 1
7922 | 0 | 0.062348 | 0.97381 | 0 | 0 | 1 | 0 | 0.062348 | 1
7923 | 0 | 0.068182 | 0.97381 | 0 | 0 | 1 | 0 | 0.068182 | 1
7924 | 0 | 0.075304 | 0.97381 | 0 | 0 | 1 | 0 | 0.075304 | 1
7925 | 0 | 0.075542 | 0.97381 | 0 | 0 | 1 | 0 | 0.075542 | 1
7926 | 0 | 0.0671 | 0.97381 | 0 | 0 | 1 | 0 | 0.0671 | 1
7927 | 0 | 0.078195 | 0.97381 | 0 | 0 | 1 | 0 | 0.078195 | 1
7928 | 0 | 0.093422 | 0.97381 | 0 | 0 | 1 | 0 | 0.093422 | 1
7929 | 0 | 0.10609 | 0.97381 | 0 | 0 | 1 | 0 | 0.10609 | 1
7930 | 0.034958 | 0.11653 | 0.97381 | 0 | 0 | 1 | 0.034958 | 0.11653 | 1
7931 | 0.14436 | 0.13436 | 0.97381 | 0 | 0 | 1 | 0.14436 | 0.13436 | 1
7932 | 0.18446 | 0.15403 | 0.97381 | 0 | 0 | 1 | 0.18446 | 0.15403 | 1
7933 | 0.23292 | 0.16888 | 0.97381 | 0 | 0 | 1 | 0.23292 | 0.16888 | 1
7934 | 0.18318 | 0.15973 | 0.97381 | 0 | 0 | 1 | 0.18318 | 0.15973 | 1
7935 | 0.20112 | 0.14611 | 0.97381 | 0 | 0 | 1 | 0.20112 | 0.14611 | 1
7936 | 0.093357 | 0.11963 | 0.97381 | 0 | 0 | 1 | 0.093357 | 0.11963 | 1
7937 | 0 | 0.093021 | 0.97381 | 0 | 0 | 1 | 0 | 0.093021 | 1
7938 | 0 | 0.098111 | 0.97381 | 0 | 1 | 1 | 0 | 0.098111 | 1
7939 | 0 | 0.1069 | 0.97381 | 0 | 1 | 1 | 0 | 0.1069 | 1
7940 | 0 | 0.092554 | 0.97381 | 0 | 1 | 1 | 0 | 0.092554 | 1
7941 | 0 | 0.093044 | 0.97381 | 0 | 1 | 1 | 0 | 0.093044 | 1
7942 | 0 | 0.10888 | 0.97381 | 0 | 0 | 1 | 0 | 0.10888 | 1
7943 | 0 | 0.089066 | 0.97381 | 0 | 0 | 1 | 0 | 0.089066 | 1
7944 | 0 | 0.087416 | 0.97381 | 0 | 0 | 1 | 0 | 0.087416 | 1
7945 | 0 | 0.046675 | 0.97381 | 0 | 0 | 1 | 0 | 0.046675 | 1
7946 | 0 | 0.081821 | 0.97381 | 0 | 0 | 1 | 0 | 0.081821 | 1
7947 | 0 | 0.089343 | 0.97381 | 0 | 0 | 1 | 0 | 0.089343 | 1
7948 | 0 | 0.10227 | 0.97381 | 0 | 0 | 1 | 0 | 0.10227 | 1
7949 | 0 | 0.11324 | 0.97381 | 0 | 0 | 1 | 0 | 0.11324 | 1
7950 | 0 | 0.097571 | 0.97381 | 0 | 0 | 1 | 0 | 0.097571 | 1
7951 | 0 | 0.10915 | 0.97381 | 0 | 0 | 1 | 0 | 0.10915 | 1
7952 | 0 | 0.10443 | 0.97381 | 0 | 0 | 1 | 0 | 0.10443 | 1
7953 | 0 | 0.10236 | 0.97381 | 0 | 0 | 1 | 0 | 0.10236 | 1
7954 | 0.085666 | 0.1015 | 0.97381 | 0 | 0 | 1 | 0.085666 | 0.1015 | 1
7955 | 0.13455 | 0.11257 | 0.97381 | 0 | 0 | 1 | 0.13455 | 0.11257 | 1
7956 | 0.14524 | 0.12061 | 0.97381 | 0 | 0 | 1 | 0.14524 | 0.12061 | 1
7957 | 0.1992 | 0.13039 | 0.97381 | 0 | 0 | 1 | 0.1992 | 0.13039 | 1
7958 | 0.15666 | 0.10434 | 0.97381 | 0 | 0 | 1 | 0.15666 | 0.10434 | 1
7959 | 0.15124 | 0.088728 | 0.97381 | 0 | 0 | 1 | 0.15124 | 0.088728 | 1
7960 | 0.048082 | 0.061504 | 0.97381 | 0 | 0 | 1 | 0.048082 | 0.061504 | 1
7961 | 0 | 0.035253 | 0.97381 | 0 | 0 | 1 | 0 | 0.035253 | 1
7962 | 0 | 0.048757 | 0.97381 | 0 | 1 | 1 | 0 | 0.048757 | 1
7963 | 0 | 0.058398 | 0.97381 | 0 | 1 | 1 | 0 | 0.058398 | 1
7964 | 0 | 0.065054 | 0.97381 | 0 | 1 | 1 | 0 | 0.065054 | 1
7965 | 0 | 0.066815 | 0.97381 | 0 | 1 | 1 | 0 | 0.066815 | 1
7966 | 0 | 0.085936 | 0.97381 | 0 | 0 | 1 | 0 | 0.085936 | 1
7967 | 0 | 0.071849 | 0.97381 | 0 | 0 | 1 | 0 | 0.071849 | 1
7968 | 0 | 0.10179 | 0.97381 | 0 | 0 | 1 | 0 | 0.10179 | 1
7969 | 0 | 0.081666 | 0.97381 | 0 | 0 | 1 | 0 | 0.081666 | 1
7970 | 0 | 0.090097 | 0.97381 | 0 | 0 | 1 | 0 | 0.090097 | 1
7971 | 0 | 0.11192 | 0.97381 | 0 | 0 | 1 | 0 | 0.11192 | 1
7972 | 0 | 0.12099 | 0.97381 | 0 | 0 | 1 | 0 | 0.12099 | 1
7973 | 0 | 0.12951 | 0.97381 | 0 | 0 | 1 | 0 | 0.12951 | 1
7974 | 0 | 0.13238 | 0.97381 | 0 | 0 | 1 | 0 | 0.13238 | 1
7975 | 0 | 0.12998 | 0.97381 | 0 | 0 | 1 | 0 | 0.12998 | 1
7976 | 0 | 0.13077 | 0.97381 | 0 | 0 | 1 | 0 | 0.13077 | 1
7977 | 0.017943 | 0.082553 | 0.97381 | 0 | 0 | 1 | 0.017943 | 0.082553 | 1
7978 | 0.12169 | 0.09429 | 0.97381 | 0 | 0 | 1 | 0.12169 | 0.09429 | 1
7979 | 0.20608 | 0.1041 | 0.97381 | 0 | 0 | 1 | 0.20608 | 0.1041 | 1
7980 | 0.19334 | 0.10808 | 0.97381 | 0 | 0 | 1 | 0.19334 | 0.10808 | 1
7981 | 0.20818 | 0.11254 | 0.97381 | 0 | 0 | 1 | 0.20818 | 0.11254 | 1
7982 | 0.14089 | 0.088928 | 0.97381 | 0 | 0 | 1 | 0.14089 | 0.088928 | 1
7983 | 0.15288 | 0.083987 | 0.97381 | 0 | 0 | 1 | 0.15288 | 0.083987 | 1
7984 | 0.026583 | 0.061498 | 0.97381 | 0 | 0 | 1 | 0.026583 | 0.061498 | 1
7985 | 0 | 0.03258 | 0.97381 | 0 | 0 | 1 | 0 | 0.03258 | 1
7986 | 0 | 0.029899 | 0.97381 | 0 | 1 | 1 | 0 | 0.029899 | 1
7987 | 0 | 0.039407 | 0.97381 | 0 | 1 | 1 | 0 | 0.039407 | 1
7988 | 0 | 0.029132 | 0.97381 | 0 | 1 | 1 | 0 | 0.029132 | 1
7989 | 0 | 0.032402 | 0.97381 | 0 | 1 | 1 | 0 | 0.032402 | 1
7990 | 0 | 0.059005 | 0.97381 | 0 | 0 | 1 | 0 | 0.059005 | 1
7991 | 0 | 0.045252 | 0.97381 | 0 | 0 | 1 | 0 | 0.045252 | 1
7992 | 0 | 0.060476 | 0.97381 | 0 | 0 | 1 | 0 | 0.060476 | 1
7993 | 0 | 0.099353 | 0.97381 | 0 | 0 | 1 | 0 | 0.099353 | 1
7994 | 0 | 0.061464 | 0.97381 | 0 | 0 | 1 | 0 | 0.061464 | 1
7995 | 0 | 0.07908 | 0.97381 | 0 | 0 | 1 | 0 | 0.07908 | 1
7996 | 0 | 0.078282 | 0.97381 | 0 | 0 | 1 | 0 | 0.078282 | 1
7997 | 0 | 0.08643 | 0.97381 | 0 | 0 | 1 | 0 | 0.08643 | 1
7998 | 0 | 0.075236 | 0.97381 | 0 | 0 | 1 | 0 | 0.075236 | 1
7999 | 0 | 0.070304 | 0.97381 | 0 | 0 | 1 | 0 | 0.070304 | 1
8000 | 0 | 0.096498 | 0.97381 | 0 | 0 | 1 | 0 | 0.096498 | 1
8001 | 0 | 0.066299 | 0.97381 | 0 | 0 | 1 | 0 | 0.066299 | 1
8002 | 0.049247 | 0.054451 | 0.97381 | 0 | 0 | 1 | 0.049247 | 0.054451 | 1
8003 | 0.08169 | 0.06007 | 0.97381 | 0 | 0 | 1 | 0.08169 | 0.06007 | 1
8004 | 0.11026 | 0.076593 | 0.97381 | 0 | 0 | 1 | 0.11026 | 0.076593 | 1
8005 | 0.11558 | 0.078858 | 0.97381 | 0 | 0 | 1 | 0.11558 | 0.078858 | 1
8006 | 0.064052 | 0.06314 | 0.97381 | 0 | 0 | 1 | 0.064052 | 0.06314 | 1
8007 | 0.03551 | 0.051686 | 0.97381 | 0 | 0 | 1 | 0.03551 | 0.051686 | 1
8008 | 0 | 0.043832 | 0.97381 | 0 | 0 | 1 | 0 | 0.043832 | 1
8009 | 0 | 0.028318 | 0.97381 | 0 | 0 | 1 | 0 | 0.028318 | 1
8010 | 0 | 0.027534 | 0.97381 | 0 | 1 | 1 | 0 | 0.027534 | 1
8011 | 0 | 0.03307 | 0.97381 | 0 | 1 | 1 | 0 | 0.03307 | 1
8012 | 0 | 0.022044 | 0.97381 | 0 | 1 | 1 | 0 | 0.022044 | 1
8013 | 0 | 0.030897 | 0.97381 | 0 | 1 | 1 | 0 | 0.030897 | 1
8014 | 0 | 0.040915 | 0.97381 | 0 | 0 | 1 | 0 | 0.040915 | 1
8015 | 0 | 0.037147 | 0.97381 | 0 | 0 | 1 | 0 | 0.037147 | 1
8016 | 0 | 0.061595 | 0.97381 | 0 | 0 | 1 | 0 | 0.061595 | 1
8017 | 0 | 0.083139 | 0.97381 | 0 | 0 | 1 | 0 | 0.083139 | 1
8018 | 0 | 0.050242 | 0.97381 | 0 | 0 | 1 | 0 | 0.050242 | 1
8019 | 0 | 0.05058 | 0.97381 | 0 | 0 | 1 | 0 | 0.05058 | 1
8020 | 0 | 0.058575 | 0.97381 | 0 | 0 | 1 | 0 | 0.058575 | 1
8021 | 0 | 0.05451 | 0.97381 | 0 | 0 | 1 | 0 | 0.05451 | 1
8022 | 0 | 0.052326 | 0.97381 | 0 | 0 | 1 | 0 | 0.052326 | 1
8023 | 0 | 0.054439 | 0.97381 | 0 | 0 | 1 | 0 | 0.054439 | 1
8024 | 0 | 0.050242 | 0.97381 | 0 | 0 | 1 | 0 | 0.050242 | 1
8025 | 0 | 0.042481 | 0.97381 | 0 | 0 | 1 | 0 | 0.042481 | 1
8026 | 0 | 0.056034 | 0.97381 | 0 | 0 | 1 | 0 | 0.056034 | 1
8027 | 0.008721 | 0.064883 | 0.97381 | 0 | 0 | 1 | 0.008721 | 0.064883 | 1
8028 | 0.078909 | 0.073747 | 0.97381 | 0 | 0 | 1 | 0.078909 | 0.073747 | 1
8029 | 0.091845 | 0.068368 | 0.97381 | 0 | 0 | 1 | 0.091845 | 0.068368 | 1
8030 | 0.049491 | 0.058695 | 0.97381 | 0 | 0 | 1 | 0.049491 | 0.058695 | 1
8031 | 0.0040451 | 0.046851 | 0.97381 | 0 | 0 | 1 | 0.0040451 | 0.046851 | 1
8032 | 0 | 0.040532 | 0.97381 | 0 | 0 | 1 | 0 | 0.040532 | 1
8033 | 0 | 0.024083 | 0.97381 | 0 | 0 | 1 | 0 | 0.024083 | 1
8034 | 0 | 0.026689 | 0.97381 | 0 | 1 | 1 | 0 | 0.026689 | 1
8035 | 0 | 0.040871 | 0.97381 | 0 | 1 | 1 | 0 | 0.040871 | 1
8036 | 0 | 0.014052 | 0.97381 | 0 | 1 | 1 | 0 | 0.014052 | 1
8037 | 0 | 0.0088785 | 0.97381 | 0 | 1 | 1 | 0 | 0.0088785 | 1
8038 | 0 | 0.016127 | 0.97381 | 0 | 0 | 1 | 0 | 0.016127 | 1
8039 | 0 | 0 | 0.97381 | 0 | 0 | 1 | 0 | 0 | 1
8040 | 0 | 0.017745 | 0.97381 | 0 | 0 | 1 | 0 | 0.017745 | 1
8041 | 0 | 0.060151 | 0.97381 | 0 | 0 | 1 | 0 | 0.060151 | 1
8042 | 0 | 0.0078551 | 0.97381 | 0 | 0 | 1 | 0 | 0.0078551 | 1
8043 | 0 | 0 | 0.97381 | 0 | 0 | 1 | 0 | 0 | 1
8044 | 0 | 0.00019364 | 0.97381 | 0 | 0 | 1 | 0 | 0.00019364 | 1
8045 | 0 | 0 | 0.97381 | 0 | 0 | 1 | 0 | 0 | 1
8046 | 0 | 0 | 0.97381 | 0 | 0 | 1 | 0 | 0 | 1
8047 | 0 | 0 | 0.97381 | 0 | 0 | 1 | 0 | 0 | 1
8048 | 0 | 0 | 0.97381 | 0 | 0 | 1 | 0 | 0 | 1
8049 | 0 | 0.0092978 | 0.97381 | 0 | 0 | 1 | 0 | 0.0092978 | 1
8050 | 0 | 0.015567 | 0.97381 | 0 | 0 | 1 | 0 | 0.015567 | 1
8051 | 0 | 0.035826 | 0.97381 | 0 | 0 | 1 | 0 | 0.035826 | 1
8052 | 0.033216 | 0.051009 | 0.97381 | 0 | 0 | 1 | 0.033216 | 0.051009 | 1
8053 | 0.085834 | 0.037515 | 0.97381 | 0 | 0 | 1 | 0.085834 | 0.037515 | 1
8054 | 0.06812 | 0.038182 | 0.97381 | 0 | 0 | 1 | 0.06812 | 0.038182 | 1
8055 | 0 | 0.01898 | 0.97381 | 0 | 0 | 1 | 0 | 0.01898 | 1
8056 | 0 | 0.027122 | 0.97381 | 0 | 0 | 1 | 0 | 0.027122 | 1
8057 | 0 | 0.00052381 | 0.97381 | 0 | 0 | 1 | 0 | 0.00052381 | 1
8058 | 0 | 0 | 0.97381 | 0 | 1 | 1 | 0 | 0 | 1
8059 | 0 | 0 | 0.97381 | 0 | 1 | 1 | 0 | 0 | 1
8060 | 0 | 0 | 0.97381 | 0 | 1 | 1 | 0 | 0 | 1
8061 | 0 | 0 | 0.97381 | 0 | 1 | 1 | 0 | 0 | 1
8062 | 0 | 0 | 0.97381 | 0 | 0 | 1 | 0 | 0 | 1
8063 | 0 | 0 | 0.97381 | 0 | 0 | 1 | 0 | 0 | 1
8064 | 0 | 0 | 0.97381 | 0 | 0 | 1 | 0 | 0 | 1
8065 | 0 | 0.020728 | 0.97381 | 0 | 0 | 1 | 0 | 0.020728 | 1
8066 | 0 | 0 | 0.97381 | 0 | 0 | 1 | 0 | 0 | 1
8067 | 0 | 0 | 0.97381 | 0 | 0 | 1 | 0 | 0 | 1
8068 | 0 | 0 | 0.97381 | 0 | 0 | 1 | 0 | 0 | 1
8069 | 0 | 0 | 0.97381 | 0 | 0 | 1 | 0 | 0 | 1
8070 | 0 | 0 | 0.97381 | 0 | 0 | 1 | 0 | 0 | 1
8071 | 0 | 0 | 0.97381 | 0 | 0 | 1 | 0 | 0 | 1
8072 | 0 | 0 | 0.97381 | 0 | 0 | 1 | 0 | 0 | 1
8073 | 0 | 0 | 0.97381 | 0 | 0 | 1 | 0 | 0 | 1
8074 | 0.027787 | 0 | 0.97381 | 0 | 0 | 1 | 0.027787 | 0 | 1
8075 | 0.074998 | 0.018397 | 0.97381 | 0 | 0 | 1 | 0.074998 | 0.018397 | 1
8076 | 0.053348 | 0.016031 | 0.97381 | 0 | 0 | 1 | 0.053348 | 0.016031 | 1
8077 | 0.13063 | 0.0056099 | 0.97381 | 0 | 0 | 1 | 0.13063 | 0.0056099 | 1
8078 | 0.090391 | 0.01108 | 0.97381 | 0 | 0 | 1 | 0.090391 | 0.01108 | 1
8079 | 0.0060272 | 0.0079229 | 0.97381 | 0 | 0 | 1 | 0.0060272 | 0.0079229 | 1
8080 | 0 | 0.0090655 | 0.97381 | 0 | 0 | 1 | 0 | 0.0090655 | 1
8081 | 0 | 0 | 0.97381 | 0 | 0 | 1 | 0 | 0 | 1
8082 | 0 | 0 | 0.97381 | 0 | 1 | 1 | 0 | 0 | 1
8083 | 0 | 0 | 0.97381 | 0 | 1 | 1 | 0 | 0 | 1
8084 | 0 | 0 | 0.97381 | 0 | 1 | 1 | 0 | 0 | 1
8085 | 0 | 0 | 0.97381 | 0 | 1 | 1 | 0 | 0 | 1
8086 | 0 | 0 | 0.97381 | 0 | 0 | 1 | 0 | 0 | 1
8087 | 0 | 0 | 0.97381 | 0 | 0 | 1 | 0 | 0 | 1
8088 | 0 | 0 | 0.97381 | 0 | 0 | 1 | 0 | 0 | 1
8089 | 0 | 0 | 0.97381 | 0 | 0 | 1 | 0 | 0 | 1
8090 | 0 | 0 | 0.97381 | 0 | 0 | 1 | 0 | 0 | 1
8091 | 0 | 0 | 0.97381 | 0 | 0 | 1 | 0 | 0 | 1
8092 | 0 | 0 | 0.97381 | 0 | 0 | 1 | 0 | 0 | 1
8093 | 0 | 0 | 0.97381 | 0 | 0 | 1 | 0 | 0 | 1
8094 | 0 | 0 | 0.97381 | 0 | 0 | 1 | 0 | 0 | 1
8095 | 0 | 0 | 0.97381 | 0 | 0 | 1 | 0 | 0 | 1
8096 | 0 | 0 | 0.97381 | 0 | 0 | 1 | 0 | 0 | 1
8097 | 0 | 0 | 0.97381 | 0 | 0 | 1 | 0 | 0 | 1
8098 | 0.12554 | 0 | 0.97381 | 0 | 0 | 1 | 0.12554 | 0 | 1
8099 | 0.18343 | 0 | 0.97381 | 0 | 0 | 1 | 0.18343 | 0 | 1
8100 | 0.11031 | 0 | 0.97381 | 0 | 0 | 1 | 0.11031 | 0 | 1
8101 | 0.15003 | 0 | 0.97381 | 0 | 0 | 1 | 0.15003 | 0 | 1
8102 | 0.10662 | 0 | 0.97381 | 0 | 0 | 1 | 0.10662 | 0 | 1
8103 | 0.020824 | 0 | 0.97381 | 0 | 0 | 1 | 0.020824 | 0 | 1
8104 | 0 | 0 | 0.97381 | 0 | 0 | 1 | 0 | 0 | 1
8105 | 0 | 0 | 0.97381 | 0 | 0 | 1 | 0 | 0 | 1
8106 | 0 | 0 | 0.97381 | 0 | 1 | 1 | 0 | 0 | 1
8107 | 0 | 0 | 0.97381 | 0 | 1 | 1 | 0 | 0 | 1
8108 | 0 | 0 | 0.97381 | 0 | 1 | 1 | 0 | 0 | 1
8109 | 0 | 0 | 0.97381 | 0 | 1 | 1 | 0 | 0 | 1
8110 | 0 | 0 | 0.97381 | 0 | 0 | 1 | 0 | 0 | 1
8111 | 0 | 0 | 0.97381 | 0 | 0 | 1 | 0 | 0 | 1
8112 | 0 | 0 | 0.97381 | 0 | 0 | 1 | 0 | 0 | 1
8113 | 0 | 0 | 0.97381 | 0 | 0 | 1 | 0 | 0 | 1
8114 | 0 | 0 | 0.97381 | 0 | 0 | 1 | 0 | 0 | 1
8115 | 0 | 0 | 0.97381 | 0 | 0 | 1 | 0 | 0 | 1
8116 | 0 | 0 | 0.97381 | 0 | 0 | 1 | 0 | 0 | 1
8117 | 0 | 0 | 0.97381 | 0 | 0 | 1 | 0 | 0 | 1
8118 | 0 | 0 | 0.97381 | 0 | 0 | 1 | 0 | 0 | 1
8119 | 0 | 0 | 0.97381 | 0 | 0 | 1 | 0 | 0 | 1
8120 | 0 | 0 | 0.97381 | 0 | 0 | 1 | 0 | 0 | 1
8121 | 0.011844 | 0 | 0.97381 | 0 | 0 | 1 | 0.011844 | 0 | 1
8122 | 0.13262 | 0 | 0.97381 | 0 | 0 | 1 | 0.13262 | 0 | 1
8123 | 0.20815 | 0 | 0.97381 | 0 | 0 | 1 | 0.20815 | 0 | 1
8124 | 0.14087 | 0 | 0.97381 | 0 | 0 | 1 | 0.14087 | 0 | 1
8125 | 0.16334 | 0 | 0.97381 | 0 | 0 | 1 | 0.16334 | 0 | 1
8126 | 0.10387 | 0 | 0.97381 | 0 | 0 | 1 | 0.10387 | 0 | 1
8127 | 0.0088716 | 0.0034702 | 0.97381 | 0 | 0 | 1 | 0.0088716 | 0.0034702 | 1
8128 | 0 | 0.0015967 | 0.97381 | 0 | 0 | 1 | 0 | 0.0015967 | 1
8129 | 0 | 0.0053742 | 0.97381 | 0 | 0 | 1 | 0 | 0.0053742 | 1
8130 | 0 | 0.0014427 | 0.97381 | 0 | 1 | 1 | 0 | 0.0014427 | 1
8131 | 0 | 0 | 0.97381 | 0 | 1 | 1 | 0 | 0 | 1
8132 | 0 | 0 | 0.97381 | 0 | 1 | 1 | 0 | 0 | 1
8133 | 0 | 0 | 0.97381 | 0 | 1 | 1 | 0 | 0 | 1
8134 | 0 | 0 | 0.97381 | 0 | 0 | 1 | 0 | 0 | 1
8135 | 0 | 0 | 0.97381 | 0 | 0 | 1 | 0 | 0 | 1
8136 | 0 | 0 | 0.97381 | 0 | 0 | 1 | 0 | 0 | 1
8137 | 0 | 0 | 0.97381 | 0 | 0 | 1 | 0 | 0 | 1
8138 | 0 | 0 | 0.97381 | 0 | 0 | 1 | 0 | 0 | 1
8139 | 0 | 0 | 0.97381 | 0 | 0 | 1 | 0 | 0 | 1
8140 | 0 | 0 | 0.97381 | 0 | 0 | 1 | 0 | 0 | 1
8141 | 0 | 0 | 0.97381 | 0 | 0 | 1 | 0 | 0 | 1
8142 | 0 | 0 | 0.97381 | 0 | 0 | 1 | 0 | 0 | 1
8143 | 0 | 0 | 0.97381 | 0 | 0 | 1 | 0 | 0 | 1
8144 | 0 | 0 | 0.97381 | 0 | 0 | 1 | 0 | 0 | 1
8145 | 0.058206 | 0 | 0.97381 | 0 | 0 | 1 | 0.058206 | 0 | 1
8146 | 0.22268 | 0 | 0.97381 | 0 | 0 | 1 | 0.22268 | 0 | 1
8147 | 0.35269 | 0 | 0.97381 | 0 | 0 | 1 | 0.35269 | 0 | 1
8148 | 0.25258 | 0 | 0.97381 | 0 | 0 | 1 | 0.25258 | 0 | 1
8149 | 0.23633 | 0 | 0.97381 | 0 | 0 | 1 | 0.23633 | 0 | 1
8150 | 0.16982 | 0 | 0.97381 | 0 | 0 | 1 | 0.16982 | 0 | 1
8151 | 0.071612 | 0 | 0.97381 | 0 | 0 | 1 | 0.071612 | 0 | 1
8152 | 0.0030664 | 0 | 0.97381 | 0 | 0 | 1 | 0.0030664 | 0 | 1
8153 | 0 | 0 | 0.97381 | 0 | 0 | 1 | 0 | 0 | 1
8154 | 0 | 0 | 0.97381 | 0 | 1 | 1 | 0 | 0 | 1
8155 | 0 | 0 | 0.97381 | 0 | 1 | 1 | 0 | 0 | 1
8156 | 0 | 0 | 0.97381 | 0 | 1 | 1 | 0 | 0 | 1
8157 | 0 | 0 | 0.97381 | 0 | 1 | 1 | 0 | 0 | 1
8158 | 0 | 0 | 0.97381 | 0 | 0 | 1 | 0 | 0 | 1
8159 | 0 | 0 | 0.97381 | 0 | 0 | 1 | 0 | 0 | 1
8160 | 0 | 0 | 0.97381 | 0 | 0 | 1 | 0 | 0 | 1
8161 | 0 | 0 | 0.97381 | 0 | 0 | 1 | 0 | 0 | 1
8162 | 0 | 0 | 0.97381 | 0 | 0 | 1 | 0 | 0 | 1
8163 | 0 | 0 | 0.97381 | 0 | 0 | 1 | 0 | 0 | 1
8164 | 0 | 0 | 0.97381 | 0 | 0 | 1 | 0 | 0 | 1
8165 | 0 | 0 | 0.97381 | 0 | 0 | 1 | 0 | 0 | 1
8166 | 0 | 0 | 0.97381 | 0 | 0 | 1 | 0 | 0 | 1
8167 | 0 | 0 | 0.97381 | 0 | 0 | 1 | 0 | 0 | 1
8168 | 0 | 0 | 0.97381 | 0 | 0 | 1 | 0 | 0 | 1
8169 | 0 | 0 | 0.97381 | 0 | 0 | 1 | 0 | 0 | 1
8170 | 0.11637 | 0 | 0.97381 | 0 | 0 | 1 | 0.11637 | 0 | 1
8171 | 0.22456 | 0 | 0.97381 | 0 | 0 | 1 | 0.22456 | 0 | 1
8172 | 0.1544 | 0 | 0.97381 | 0 | 0 | 1 | 0.1544 | 0 | 1
8173 | 0.22696 | 0 | 0.97381 | 0 | 0 | 1 | 0.22696 | 0 | 1
8174 | 0.1439 | 0 | 0.97381 | 0 | 0 | 1 | 0.1439 | 0 | 1
8175 | 0.081024 | 0 | 0.97381 | 0 | 0 | 1 | 0.081024 | 0 | 1
8176 | 0 | 0 | 0.97381 | 0 | 0 | 1 | 0 | 0 | 1
8177 | 0 | 0 | 0.97381 | 0 | 0 | 1 | 0 | 0 | 1
8178 | 0 | 0 | 0.97381 | 0 | 1 | 1 | 0 | 0 | 1
8179 | 0 | 0 | 0.97381 | 0 | 1 | 1 | 0 | 0 | 1
8180 | 0 | 0 | 0.97381 | 0 | 1 | 1 | 0 | 0 | 1
8181 | 0 | 0 | 0.97381 | 0 | 1 | 1 | 0 | 0 | 1
8182 | 0 | 0 | 0.97381 | 0 | 0 | 1 | 0 | 0 | 1
8183 | 0 | 0 | 0.97381 | 0 | 0 | 1 | 0 | 0 | 1
8184 | 0 | 0 | 0.97381 | 0 | 0 | 1 | 0 | 0 | 1
8185 | 0 | 0 | 0.97381 | 0 | 0 | 1 | 0 | 0 | 1
8186 | 0 | 0 | 0.97381 | 0 | 0 | 1 | 0 | 0 | 1
8187 | 0 | 0 | 0.97381 | 0 | 0 | 1 | 0 | 0 | 1
8188 | 0 | 0 | 0.97381 | 0 | 0 | 1 | 0 | 0 | 1
8189 | 0 | 0 | 0.97381 | 0 | 0 | 1 | 0 | 0 | 1
8190 | 0 | 0 | 0.97381 | 0 | 0 | 1 | 0 | 0 | 1
8191 | 0 | 0 | 0.97381 | 0 | 0 | 1 | 0 | 0 | 1
8192 | 0 | 0 | 0.97381 | 0 | 0 | 1 | 0 | 0 | 1
8193 | 0 | 0 | 0.97381 | 0 | 0 | 1 | 0 | 0 | 1
8194 | 0.069002 | 0 | 0.97381 | 0 | 0 | 1 | 0.069002 | 0 | 1
8195 | 0.17015 | 0 | 0.97381 | 0 | 0 | 1 | 0.17015 | 0 | 1
8196 | 0.14306 | 0 | 0.97381 | 0 | 0 | 1 | 0.14306 | 0 | 1
8197 | 0.19879 | 0 | 0.97381 | 0 | 0 | 1 | 0.19879 | 0 | 1
8198 | 0.13199 | 0 | 0.97381 | 0 | 0 | 1 | 0.13199 | 0 | 1
8199 | 0.088008 | 0 | 0.97381 | 0 | 0 | 1 | 0.088008 | 0 | 1
8200 | 0 | 0 | 0.97381 | 0 | 0 | 1 | 0 | 0 | 1
8201 | 0 | 0 | 0.97381 | 0 | 0 | 1 | 0 | 0 | 1
8202 | 0 | 0 | 0.97381 | 0 | 1 | 1 | 0 | 0 | 1
8203 | 0 | 0 | 0.97381 | 0 | 1 | 1 | 0 | 0 | 1
8204 | 0 | 0 | 0.97381 | 0 | 1 | 1 | 0 | 0 | 1
8205 | 0 | 0 | 0.97381 | 0 | 1 | 1 | 0 | 0 | 1
8206 | 0 | 0 | 0.97381 | 0 | 0 | 1 | 0 | 0 | 1
8207 | 0 | 0 | 0.97381 | 0 | 0 | 1 | 0 | 0 | 1
8208 | 0 | 0 | 0.97381 | 0 | 0 | 1 | 0 | 0 | 1
8209 | 0 | 0 | 0.97381 | 0 | 0 | 1 | 0 | 0 | 1
8210 | 0 | 0 | 0.97381 | 0 | 0 | 1 | 0 | 0 | 1
8211 | 0 | 0 | 0.97381 | 0 | 0 | 1 | 0 | 0 | 1
8212 | 0 | 0 | 0.97381 | 0 | 0 | 1 | 0 | 0 | 1
8213 | 0 | 0 | 0.97381 | 0 | 0 | 1 | 0 | 0 | 1
8214 | 0 | 0 | 0.97381 | 0 | 0 | 1 | 0 | 0 | 1
8215 | 0 | 0 | 0.97381 | 0 | 0 | 1 | 0 | 0 | 1
8216 | 0 | 0 | 0.97381 | 0 | 0 | 1 | 0 | 0 | 1
8217 | 0 | 0 | 0.97381 | 0 | 0 | 1 | 0 | 0 | 1
8218 | 0.052082 | 0 | 0.97381 | 0 | 0 | 1 | 0.052082 | 0 | 1
8219 | 0.14905 | 0 | 0.97381 | 0 | 0 | 1 | 0.14905 | 0 | 1
8220 | 0.15163 | 0 | 0.97381 | 0 | 0 | 1 | 0.15163 | 0 | 1
8221 | 0.14745 | 0 | 0.97381 | 0 | 0 | 1 | 0.14745 | 0 | 1
8222 | 0.10356 | 0 | 0.97381 | 0 | 0 | 1 | 0.10356 | 0 | 1
8223 | 0.063517 | 0 | 0.97381 | 0 | 0 | 1 | 0.063517 | 0 | 1
8224 | 0 | 0 | 0.97381 | 0 | 0 | 1 | 0 | 0 | 1
8225 | 0 | 0 | 0.97381 | 0 | 0 | 1 | 0 | 0 | 1
8226 | 0 | 0 | 0.97381 | 0 | 1 | 1 | 0 | 0 | 1
8227 | 0 | 0 | 0.97381 | 0 | 1 | 1 | 0 | 0 | 1
8228 | 0 | 0 | 0.97381 | 0 | 1 | 1 | 0 | 0 | 1
8229 | 0 | 0 | 0.97381 | 0 | 1 | 1 | 0 | 0 | 1
8230 | 0 | 0 | 0.97381 | 0 | 0 | 1 | 0 | 0 | 1
8231 | 0 | 0 | 0.97381 | 0 | 0 | 1 | 0 | 0 | 1
8232 | 0 | 0 | 0.97381 | 0 | 0 | 1 | 0 | 0 | 1
8233 | 0 | 0 | 0.97381 | 0 | 0 | 1 | 0 | 0 | 1
8234 | 0 | 0 | 0.97381 | 0 | 0 | 1 | 0 | 0 | 1
8235 | 0 | 0 | 0.97381 | 0 | 0 | 1 | 0 | 0 | 1
8236 | 0 | 0 | 0.97381 | 0 | 0 | 1 | 0 | 0 | 1
8237 | 0 | 0 | 0.97381 | 0 | 0 | 1 | 0 | 0 | 1
8238 | 0 | 0 | 0.97381 | 0 | 0 | 1 | 0 | 0 | 1
8239 | 0 | 0 | 0.97381 | 0 | 0 | 1 | 0 | 0 | 1
8240 | 0 | 0 | 0.97381 | 0 | 0 | 1 | 0 | 0 | 1
8241 | 0 | 0 | 0.97381 | 0 | 0 | 1 | 0 | 0 | 1
8242 | 0.14206 | 0 | 0.97381 | 0 | 0 | 1 | 0.14206 | 0 | 1
8243 | 0.27573 | 0 | 0.97381 | 0 | 0 | 1 | 0.27573 | 0 | 1
8244 | 0.28445 | 0 | 0.97381 | 0 | 0 | 1 | 0.28445 | 0 | 1
8245 | 0.20639 | 0 | 0.97381 | 0 | 0 | 1 | 0.20639 | 0 | 1
8246 | 0.19955 | 0 | 0.97381 | 0 | 0 | 1 | 0.19955 | 0 | 1
8247 | 0.14404 | 0 | 0.97381 | 0 | 0 | 1 | 0.14404 | 0 | 1
8248 | 0.010317 | 0 | 0.97381 | 0 | 0 | 1 | 0.010317 | 0 | 1
8249 | 0 | 0 | 0.97381 | 0 | 0 | 1 | 0 | 0 | 1
8250 | 0 | 0 | 0.97381 | 0 | 1 | 1 | 0 | 0 | 1
8251 | 0 | 0 | 0.97381 | 0 | 1 | 1 | 0 | 0 | 1
8252 | 0 | 0 | 0.97381 | 0 | 1 | 1 | 0 | 0 | 1
8253 | 0 | 0 | 0.97381 | 0 | 1 | 1 | 0 | 0 | 1
8254 | 0 | 0 | 0.97381 | 0 | 0 | 1 | 0 | 0 | 1
8255 | 0 | 0 | 0.97381 | 0 | 0 | 1 | 0 | 0 | 1
8256 | 0 | 0 | 0.97381 | 0 | 0 | 1 | 0 | 0 | 1
8257 | 0 | 0 | 0.97381 | 0 | 0 | 1 | 0 | 0 | 1
8258 | 0 | 0 | 0.97381 | 0 | 0 | 1 | 0 | 0 | 1
8259 | 0 | 0 | 0.97381 | 0 | 0 | 1 | 0 | 0 | 1
8260 | 0 | 0 | 0.97381 | 0 | 0 | 1 | 0 | 0 | 1
8261 | 0 | 0 | 0.97381 | 0 | 0 | 1 | 0 | 0 | 1
8262 | 0 | 0 | 0.97381 | 0 | 0 | 1 | 0 | 0 | 1
8263 | 0 | 0 | 0.97381 | 0 | 0 | 1 | 0 | 0 | 1
8264 | 0 | 0 | 0.97381 | 0 | 0 | 1 | 0 | 0 | 1
8265 | 0.00050924 | 0 | 0.97381 | 0 | 0 | 1 | 0.00050924 | 0 | 1
8266 | 0.11016 | 0 | 0.97381 | 0 | 0 | 1 | 0.11016 | 0 | 1
8267 | 0.23914 | 0 | 0.97381 | 0 | 0 | 1 | 0.23914 | 0 | 1
8268 | 0.21334 | 0 | 0.97381 | 0 | 0 | 1 | 0.21334 | 0 | 1
8269 | 0.11408 | 0 | 0.97381 | 0 | 0 | 1 | 0.11408 | 0 | 1
8270 | 0.18601 | 0 | 0.97381 | 0 | 0 | 1 | 0.18601 | 0 | 1
8271 | 0.14364 | 0 | 0.97381 | 0 | 0 | 1 | 0.14364 | 0 | 1
8272 | 0.06772 | 0 | 0.97381 | 0 | 0 | 1 | 0.06772 | 0 | 1
8273 | 0 | 0 | 0.97381 | 0 | 0 | 1 | 0 | 0 | 1
8274 | 0 | 0 | 0.97381 | 0 | 1 | 1 | 0 | 0 | 1
8275 | 0 | 0 | 0.97381 | 0 | 1 | 1 | 0 | 0 | 1
8276 | 0 | 0 | 0.97381 | 0 | 1 | 1 | 0 | 0 | 1
8277 | 0 | 0 | 0.97381 | 0 | 1 | 1 | 0 | 0 | 1
8278 | 0 | 0 | 0.97381 | 0 | 0 | 1 | 0 | 0 | 1
8279 | 0 | 0 | 0.97381 | 0 | 0 | 1 | 0 | 0 | 1
8280 | 0 | 0 | 0.97381 | 0 | 0 | 1 | 0 | 0 | 1
8281 | 0 | 0 | 0.97381 | 0 | 0 | 1 | 0 | 0 | 1
8282 | 0 | 0 | 0.97381 | 0 | 0 | 1 | 0 | 0 | 1
8283 | 0 | 0 | 0.97381 | 0 | 0 | 1 | 0 | 0 | 1
8284 | 0 | 0 | 0.97381 | 0 | 0 | 1 | 0 | 0 | 1
8285 | 0 | 0 | 0.97381 | 0 | 0 | 1 | 0 | 0 | 1
8286 | 0 | 0 | 0.97381 | 0 | 0 | 1 | 0 | 0 | 1
8287 | 0 | 0 | 0.97381 | 0 | 0 | 1 | 0 | 0 | 1
8288 | 0 | 0 | 0.97381 | 0 | 0 | 1 | 0 | 0 | 1
8289 | 0.0079127 | 0 | 0.97381 | 0 | 0 | 1 | 0.0079127 | 0 | 1
8290 | 0.092097 | 0 | 0.97381 | 0 | 0 | 1 | 0.092097 | 0 | 1
8291 | 0.18148 | 0 | 0.97381 | 0 | 0 | 1 | 0.18148 | 0 | 1
8292 | 0.21478 | 0 | 0.97381 | 0 | 0 | 1 | 0.21478 | 0 | 1
8293 | 0.14462 | 0 | 0.97381 | 0 | 0 | 1 | 0.14462 | 0 | 1
8294 | 0.24266 | 0 | 0.97381 | 0 | 0 | 1 | 0.24266 | 0 | 1
8295 | 0.2197 | 0 | 0.97381 | 0 | 0 | 1 | 0.2197 | 0 | 1
8296 | 0.16869 | 0 | 0.97381 | 0 | 0 | 1 | 0.16869 | 0 | 1
8297 | 0 | 0 | 0.97381 | 0 | 0 | 1 | 0 | 0 | 1
8298 | 0 | 0 | 0.97381 | 0 | 1 | 1 | 0 | 0 | 1
8299 | 0 | 0 | 0.97381 | 0 | 1 | 1 | 0 | 0 | 1
8300 | 0 | 0 | 0.97381 | 0 | 1 | 1 | 0 | 0 | 1
8301 | 0 | 0 | 0.97381 | 0 | 1 | 1 | 0 | 0 | 1
8302 | 0 | 0 | 0.97381 | 0 | 0 | 1 | 0 | 0 | 1
8303 | 0 | 0 | 0.97381 | 0 | 0 | 1 | 0 | 0 | 1
8304 | 0 | 0 | 0.97381 | 0 | 0 | 1 | 0 | 0 | 1
8305 | 0 | 0 | 0.97381 | 0 | 0 | 1 | 0 | 0 | 1
8306 | 0 | 0 | 0.97381 | 0 | 0 | 1 | 0 | 0 | 1
8307 | 0 | 0 | 0.97381 | 0 | 0 | 1 | 0 | 0 | 1
8308 | 0 | 0 | 0.97381 | 0 | 0 | 1 | 0 | 0 | 1
8309 | 0 | 0 | 0.97381 | 0 | 0 | 1 | 0 | 0 | 1
8310 | 0 | 0 | 0.97381 | 0 | 0 | 1 | 0 | 0 | 1
8311 | 0 | 0 | 0.97381 | 0 | 0 | 1 | 0 | 0 | 1
8312 | 0 | 0 | 0.97381 | 0 | 0 | 1 | 0 | 0 | 1
8313 | 0.020695 | 0 | 0.97381 | 0 | 0 | 1 | 0.020695 | 0 | 1
8314 | 0.10768 | 0 | 0.97381 | 0 | 0 | 1 | 0.10768 | 0 | 1
8315 | 0.16493 | 0 | 0.97381 | 0 | 0 | 1 | 0.16493 | 0 | 1
8316 | 0.21197 | 0 | 0.97381 | 0 | 0 | 1 | 0.21197 | 0 | 1
8317 | 0.15352 | 0 | 0.97381 | 0 | 0 | 1 | 0.15352 | 0 | 1
8318 | 0.23514 | 0 | 0.97381 | 0 | 0 | 1 | 0.23514 | 0 | 1
8319 | 0.15888 | 0 | 0.97381 | 0 | 0 | 1 | 0.15888 | 0 | 1
8320 | 0.092373 | 0 | 0.97381 | 0 | 0 | 1 | 0.092373 | 0 | 1
8321 | 0.029944 | 0 | 0.97381 | 0 | 0 | 1 | 0.029944 | 0 | 1
8322 | 0 | 0 | 0.97381 | 0 | 1 | 1 | 0 | 0 | 1
8323 | 0 | 0 | 0.97381 | 0 | 1 | 1 | 0 | 0 | 1
8324 | 0 | 0 | 0.97381 | 0 | 1 | 1 | 0 | 0 | 1
8325 | 0 | 0 | 0.97381 | 0 | 1 | 1 | 0 | 0 | 1
8326 | 0 | 0 | 0.97381 | 0 | 0 | 1 | 0 | 0 | 1
8327 | 0 | 0 | 0.97381 | 0 | 0 | 1 | 0 | 0 | 1
8328 | 0 | 0 | 0.97381 | 0 | 0 | 1 | 0 | 0 | 1
8329 | 0 | 0 | 0.97381 | 0 | 0 | 1 | 0 | 0 | 1
8330 | 0 | 0 | 0.97381 | 0 | 0 | 1 | 0 | 0 | 1
8331 | 0 | 0 | 0.97381 | 0 | 0 | 1 | 0 | 0 | 1
8332 | 0 | 0 | 0.97381 | 0 | 0 | 1 | 0 | 0 | 1
8333 | 0 | 0 | 0.97381 | 0 | 0 | 1 | 0 | 0 | 1
8334 | 0 | 0 | 0.97381 | 0 | 0 | 1 | 0 | 0 | 1
8335 | 0 | 0 | 0.97381 | 0 | 0 | 1 | 0 | 0 | 1
8336 | 0 | 0 | 0.97381 | 0 | 0 | 1 | 0 | 0 | 1
8337 | 0.019042 | 0 | 0.97381 | 0 | 0 | 1 | 0.019042 | 0 | 1
8338 | 0.14392 | 0 | 0.97381 | 0 | 0 | 1 | 0.14392 | 0 | 1
8339 | 0.19279 | 0.0070039 | 0.97381 | 0 | 0 | 1 | 0.19279 | 0.0070039 | 1
8340 | 0.26124 | 0.0046419 | 0.97381 | 0 | 0 | 1 | 0.26124 | 0.0046419 | 1
8341 | 0.27018 | 0.036324 | 0.97381 | 0 | 0 | 1 | 0.27018 | 0.036324 | 1
8342 | 0.22848 | 0.031748 | 0.97381 | 0 | 0 | 1 | 0.22848 | 0.031748 | 1
8343 | 0.17002 | 0.052687 | 0.97381 | 0 | 0 | 1 | 0.17002 | 0.052687 | 1
8344 | 0.053908 | 0.041787 | 0.97381 | 0 | 0 | 1 | 0.053908 | 0.041787 | 1
8345 | 0.02118 | 0.033944 | 0.97381 | 0 | 0 | 1 | 0.02118 | 0.033944 | 1
8346 | 0 | 0.014032 | 0.97381 | 0 | 1 | 1 | 0 | 0.014032 | 1
8347 | 0 | 0.016469 | 0.97381 | 0 | 1 | 1 | 0 | 0.016469 | 1
8348 | 0 | 0.022863 | 0.97381 | 0 | 1 | 1 | 0 | 0.022863 | 1
8349 | 0 | 0.027996 | 0.97381 | 0 | 1 | 1 | 0 | 0.027996 | 1
8350 | 0 | 0.033941 | 0.97381 | 0 | 0 | 1 | 0 | 0.033941 | 1
8351 | 0 | 0.01915 | 0.97381 | 0 | 0 | 1 | 0 | 0.01915 | 1
8352 | 0 | 0.017559 | 0.97381 | 0 | 0 | 1 | 0 | 0.017559 | 1
8353 | 0 | 0 | 0.97381 | 0 | 0 | 1 | 0 | 0 | 1
8354 | 0 | 0 | 0.97381 | 0 | 0 | 1 | 0 | 0 | 1
8355 | 0 | 0.0030422 | 0.97381 | 0 | 0 | 1 | 0 | 0.0030422 | 1
8356 | 0 | 0 | 0.97381 | 0 | 0 | 1 | 0 | 0 | 1
8357 | 0 | 0 | 0.97381 | 0 | 0 | 1 | 0 | 0 | 1
8358 | 0 | 0.0022981 | 0.97381 | 0 | 0 | 1 | 0 | 0.0022981 | 1
8359 | 0 | 0 | 0.97381 | 0 | 0 | 1 | 0 | 0 | 1
8360 | 0 | 0 | 0.97381 | 0 | 0 | 1 | 0 | 0 | 1
8361 | 0.016271 | 0 | 0.97381 | 0 | 0 | 1 | 0.016271 | 0 | 1
8362 | 0.16043 | 0 | 0.97381 | 0 | 0 | 1 | 0.16043 | 0 | 1
8363 | 0.26346 | 0.0052672 | 0.97381 | 0 | 0 | 1 | 0.26346 | 0.0052672 | 1
8364 | 0.29378 | 0.01978 | 0.97381 | 0 | 0 | 1 | 0.29378 | 0.01978 | 1
8365 | 0.32502 | 0.047116 | 0.97381 | 0 | 0 | 1 | 0.32502 | 0.047116 | 1
8366 | 0.19495 | 0.046383 | 0.97381 | 0 | 0 | 1 | 0.19495 | 0.046383 | 1
8367 | 0.20916 | 0.062495 | 0.97381 | 0 | 0 | 1 | 0.20916 | 0.062495 | 1
8368 | 0.056275 | 0.04807 | 0.97381 | 0 | 0 | 1 | 0.056275 | 0.04807 | 1
8369 | 0.0033762 | 0.03644 | 0.97381 | 0 | 0 | 1 | 0.0033762 | 0.03644 | 1
8370 | 0 | 0.010713 | 0.97381 | 0 | 1 | 1 | 0 | 0.010713 | 1
8371 | 0 | 0.016932 | 0.97381 | 0 | 1 | 1 | 0 | 0.016932 | 1
8372 | 0 | 0.011084 | 0.97381 | 0 | 1 | 1 | 0 | 0.011084 | 1
8373 | 0 | 0.0011884 | 0.97381 | 0 | 1 | 1 | 0 | 0.0011884 | 1
8374 | 0 | 0 | 0.97381 | 0 | 0 | 1 | 0 | 0 | 1
8375 | 0 | 0 | 0.97381 | 0 | 0 | 1 | 0 | 0 | 1
8376 | 0 | 0 | 0.97381 | 0 | 0 | 1 | 0 | 0 | 1
8377 | 0 | 0.0019125 | 0.97381 | 0 | 0 | 1 | 0 | 0.0019125 | 1
8378 | 0 | 0 | 0.97381 | 0 | 0 | 1 | 0 | 0 | 1
8379 | 0 | 0 | 0.97381 | 0 | 0 | 1 | 0 | 0 | 1
8380 | 0 | 0 | 0.97381 | 0 | 0 | 1 | 0 | 0 | 1
8381 | 0 | 0 | 0.97381 | 0 | 0 | 1 | 0 | 0 | 1
8382 | 0 | 0 | 0.97381 | 0 | 0 | 1 | 0 | 0 | 1
8383 | 0 | 0 | 0.97381 | 0 | 0 | 1 | 0 | 0 | 1
8384 | 0 | 0 | 0.97381 | 0 | 0 | 1 | 0 | 0 | 1
8385 | 0.014159 | 0 | 0.97381 | 0 | 0 | 1 | 0.014159 | 0 | 1
8386 | 0.14645 | 0 | 0.97381 | 0 | 0 | 1 | 0.14645 | 0 | 1
8387 | 0.27558 | 0 | 0.97381 | 0 | 0 | 1 | 0.27558 | 0 | 1
8388 | 0.31226 | 0 | 0.97381 | 0 | 0 | 1 | 0.31226 | 0 | 1
8389 | 0.31229 | 0.0027784 | 0.97381 | 0 | 0 | 1 | 0.31229 | 0.0027784 | 1
8390 | 0.23041 | 0.026529 | 0.97381 | 0 | 0 | 1 | 0.23041 | 0.026529 | 1
8391 | 0.28256 | 0.0467 | 0.97381 | 0 | 0 | 1 | 0.28256 | 0.0467 | 1
8392 | 0.10783 | 0.029047 | 0.97381 | 0 | 0 | 1 | 0.10783 | 0.029047 | 1
8393 | 0.0019901 | 0.0038416 | 0.97381 | 0 | 0 | 1 | 0.0019901 | 0.0038416 | 1
8394 | 0 | 0 | 0.97381 | 0 | 1 | 1 | 0 | 0 | 1
8395 | 0 | 0 | 0.97381 | 0 | 1 | 1 | 0 | 0 | 1
8396 | 0 | 0 | 0.97381 | 0 | 1 | 1 | 0 | 0 | 1
8397 | 0 | 0 | 0.97381 | 0 | 1 | 1 | 0 | 0 | 1
8398 | 0 | 0 | 0.97381 | 0 | 0 | 1 | 0 | 0 | 1
8399 | 0 | 0 | 0.97381 | 0 | 0 | 1 | 0 | 0 | 1
8400 | 0 | 0 | 0.97381 | 0 | 0 | 1 | 0 | 0 | 1
8401 | 0 | 0 | 0.97381 | 0 | 0 | 1 | 0 | 0 | 1
8402 | 0 | 0 | 0.97381 | 0 | 0 | 1 | 0 | 0 | 1
8403 | 0 | 0 | 0.97381 | 0 | 0 | 1 | 0 | 0 | 1
8404 | 0 | 0 | 0.97381 | 0 | 0 | 1 | 0 | 0 | 1
8405 | 0 | 0 | 0.97381 | 0 | 0 | 1 | 0 | 0 | 1
8406 | 0 | 0 | 0.97381 | 0 | 0 | 1 | 0 | 0 | 1
8407 | 0 | 0 | 0.97381 | 0 | 0 | 1 | 0 | 0 | 1
8408 | 0 | 0 | 0.97381 | 0 | 0 | 1 | 0 | 0 | 1
8409 | 0.050434 | 0 | 0.97381 | 0 | 0 | 1 | 0.050434 | 0 | 1
8410 | 0.21526 | 0 | 0.97381 | 0 | 0 | 1 | 0.21526 | 0 | 1
8411 | 0.29332 | 0 | 0.97381 | 0 | 0 | 1 | 0.29332 | 0 | 1
8412 | 0.29666 | 0 | 0.97381 | 0 | 0 | 1 | 0.29666 | 0 | 1
8413 | 0.26886 | 0 | 0.97381 | 0 | 0 | 1 | 0.26886 | 0 | 1
8414 | 0.24769 | 0.021555 | 0.97381 | 0 | 0 | 1 | 0.24769 | 0.021555 | 1
8415 | 0.25979 | 0.010497 | 0.97381 | 0 | 0 | 1 | 0.25979 | 0.010497 | 1
8416 | 0.10976 | 0 | 0.97381 | 0 | 0 | 1 | 0.10976 | 0 | 1
8417 | 0 | 0 | 0.97381 | 0 | 0 | 1 | 0 | 0 | 1
8418 | 0 | 0 | 0.97381 | 0 | 1 | 1 | 0 | 0 | 1
8419 | 0 | 0 | 0.97381 | 0 | 1 | 1 | 0 | 0 | 1
8420 | 0 | 0 | 0.97381 | 0 | 1 | 1 | 0 | 0 | 1
8421 | 0 | 0 | 0.97381 | 0 | 1 | 1 | 0 | 0 | 1
8422 | 0 | 0 | 0.97381 | 0 | 0 | 1 | 0 | 0 | 1
8423 | 0 | 0 | 0.97381 | 0 | 0 | 1 | 0 | 0 | 1
8424 | 0 | 0 | 0.97381 | 0 | 0 | 1 | 0 | 0 | 1
8425 | 0 | 0 | 0.97381 | 0 | 0 | 1 | 0 | 0 | 1
8426 | 0 | 0 | 0.97381 | 0 | 0 | 1 | 0 | 0 | 1
8427 | 0 | 0 | 0.97381 | 0 | 0 | 1 | 0 | 0 | 1
8428 | 0 | 0 | 0.97381 | 0 | 0 | 1 | 0 | 0 | 1
8429 | 0 | 0 | 0.97381 | 0 | 0 | 1 | 0 | 0 | 1
8430 | 0 | 0 | 0.97381 | 0 | 0 | 1 | 0 | 0 | 1
8431 | 0 | 0 | 0.97381 | 0 | 0 | 1 | 0 | 0 | 1
8432 | 0 | 0 | 0.97381 | 0 | 0 | 1 | 0 | 0 | 1
8433 | 0.016354 | 0 | 0.97381 | 0 | 0 | 1 | 0.016354 | 0 | 1
8434 | 0.12641 | 0 | 0.97381 | 0 | 0 | 1 | 0.12641 | 0 | 1
8435 | 0.20531 | 0 | 0.97381 | 0 | 0 | 1 | 0.20531 | 0 | 1
8436 | 0.19333 | 0 | 0.97381 | 0 | 0 | 1 | 0.19333 | 0 | 1
8437 | 0.15007 | 0 | 0.97381 | 0 | 0 | 1 | 0.15007 | 0 | 1
8438 | 0.15788 | 0.021904 | 0.97381 | 0 | 0 | 1 | 0.15788 | 0.021904 | 1
8439 | 0.11834 | 0.017293 | 0.97381 | 0 | 0 | 1 | 0.11834 | 0.017293 | 1
8440 | 0.028453 | 0 | 0.97381 | 0 | 0 | 1 | 0.028453 | 0 | 1
8441 | 0 | 0.0018156 | 0.97381 | 0 | 0 | 1 | 0 | 0.0018156 | 1
8442 | 0 | 0.00067356 | 0.97381 | 0 | 1 | 1 | 0 | 0.00067356 | 1
8443 | 0 | 0 | 0.97381 | 0 | 1 | 1 | 0 | 0 | 1
8444 | 0 | 0 | 0.97381 | 0 | 1 | 1 | 0 | 0 | 1
8445 | 0 | 0.0038368 | 0.97381 | 0 | 1 | 1 | 0 | 0.0038368 | 1
8446 | 0 | 0 | 0.97381 | 0 | 0 | 1 | 0 | 0 | 1
8447 | 0 | 0 | 0.97381 | 0 | 0 | 1 | 0 | 0 | 1
8448 | 0 | 0 | 0.97381 | 0 | 0 | 1 | 0 | 0 | 1
8449 | 0 | 0 | 0.97381 | 0 | 0 | 1 | 0 | 0 | 1
8450 | 0 | 0 | 0.97381 | 0 | 0 | 1 | 0 | 0 | 1
8451 | 0 | 0 | 0.97381 | 0 | 0 | 1 | 0 | 0 | 1
8452 | 0 | 0 | 0.97381 | 0 | 0 | 1 | 0 | 0 | 1
8453 | 0 | 0 | 0.97381 | 0 | 0 | 1 | 0 | 0 | 1
8454 | 0 | 0 | 0.97381 | 0 | 0 | 1 | 0 | 0 | 1
8455 | 0 | 0 | 0.97381 | 0 | 0 | 1 | 0 | 0 | 1
8456 | 0 | 0 | 0.97381 | 0 | 0 | 1 | 0 | 0 | 1
8457 | 0 | 0 | 0.97381 | 0 | 0 | 1 | 0 | 0 | 1
8458 | 0.052769 | 0 | 0.97381 | 0 | 0 | 1 | 0.052769 | 0 | 1
8459 | 0.10642 | 0 | 0.97381 | 0 | 0 | 1 | 0.10642 | 0 | 1
8460 | 0.14429 | 0.0022023 | 0.97381 | 0 | 0 | 1 | 0.14429 | 0.0022023 | 1
8461 | 0.060509 | 0.032658 | 0.97381 | 0 | 0 | 1 | 0.060509 | 0.032658 | 1
8462 | 0.040297 | 0.050919 | 0.97381 | 0 | 0 | 1 | 0.040297 | 0.050919 | 1
8463 | 0.029943 | 0.043485 | 0.97381 | 0 | 0 | 1 | 0.029943 | 0.043485 | 1
8464 | 0 | 0.023752 | 0.97381 | 0 | 0 | 1 | 0 | 0.023752 | 1
8465 | 0 | 0.030481 | 0.97381 | 0 | 0 | 1 | 0 | 0.030481 | 1
8466 | 0 | 0.038655 | 0.97381 | 0 | 1 | 1 | 0 | 0.038655 | 1
8467 | 0 | 0.023769 | 0.97381 | 0 | 1 | 1 | 0 | 0.023769 | 1
8468 | 0 | 0.042103 | 0.97381 | 0 | 1 | 1 | 0 | 0.042103 | 1
8469 | 0 | 0.058295 | 0.97381 | 0 | 1 | 1 | 0 | 0.058295 | 1
8470 | 0 | 0.033053 | 0.97381 | 0 | 0 | 1 | 0 | 0.033053 | 1
8471 | 0 | 0.010132 | 0.97381 | 0 | 0 | 1 | 0 | 0.010132 | 1
8472 | 0 | 0.015287 | 0.97381 | 0 | 0 | 1 | 0 | 0.015287 | 1
8473 | 0 | 0 | 0.97381 | 0 | 0 | 1 | 0 | 0 | 1
8474 | 0 | 0 | 0.97381 | 0 | 0 | 1 | 0 | 0 | 1
8475 | 0 | 0 | 0.97381 | 0 | 0 | 1 | 0 | 0 | 1
8476 | 0 | 0 | 0.97381 | 0 | 0 | 1 | 0 | 0 | 1
8477 | 0 | 0 | 0.97381 | 0 | 0 | 1 | 0 | 0 | 1
8478 | 0 | 0 | 0.97381 | 0 | 0 | 1 | 0 | 0 | 1
8479 | 0 | 0 | 0.97381 | 0 | 0 | 1 | 0 | 0 | 1
8480 | 0 | 0 | 0.97381 | 0 | 0 | 1 | 0 | 0 | 1
8481 | 0 | 0 | 0.97381 | 0 | 0 | 1 | 0 | 0 | 1
8482 | 0.056622 | 0 | 0.97381 | 0 | 0 | 1 | 0.056622 | 0 | 1
8483 | 0.14993 | 0.0017955 | 0.97381 | 0 | 0 | 1 | 0.14993 | 0.0017955 | 1
8484 | 0.20286 | 0.027004 | 0.97381 | 0 | 0 | 1 | 0.20286 | 0.027004 | 1
8485 | 0.11525 | 0.016601 | 0.97381 | 0 | 0 | 1 | 0.11525 | 0.016601 | 1
8486 | 0.035607 | 0.025026 | 0.97381 | 0 | 0 | 1 | 0.035607 | 0.025026 | 1
8487 | 0.0043581 | 0.026065 | 0.97381 | 0 | 0 | 1 | 0.0043581 | 0.026065 | 1
8488 | 0 | 0.018544 | 0.97381 | 0 | 0 | 1 | 0 | 0.018544 | 1
8489 | 0 | 0.01111 | 0.97381 | 0 | 0 | 1 | 0 | 0.01111 | 1
8490 | 0 | 0.006064 | 0.97381 | 0 | 1 | 1 | 0 | 0.006064 | 1
8491 | 0 | 0 | 0.97381 | 0 | 1 | 1 | 0 | 0 | 1
8492 | 0 | 0.0060654 | 0.97381 | 0 | 1 | 1 | 0 | 0.0060654 | 1
8493 | 0 | 0.036108 | 0.97381 | 0 | 1 | 1 | 0 | 0.036108 | 1
8494 | 0 | 0.025679 | 0.97381 | 0 | 0 | 1 | 0 | 0.025679 | 1
8495 | 0 | 0.005344 | 0.97381 | 0 | 0 | 1 | 0 | 0.005344 | 1
8496 | 0 | 0.010306 | 0.97381 | 0 | 0 | 1 | 0 | 0.010306 | 1
8497 | 0 | 0 | 0.97381 | 0 | 0 | 1 | 0 | 0 | 1
8498 | 0 | 0 | 0.97381 | 0 | 0 | 1 | 0 | 0 | 1
8499 | 0 | 0 | 0.97381 | 0 | 0 | 1 | 0 | 0 | 1
8500 | 0 | 0 | 0.97381 | 0 | 0 | 1 | 0 | 0 | 1
8501 | 0 | 0 | 0.97381 | 0 | 0 | 1 | 0 | 0 | 1
8502 | 0 | 0 | 0.97381 | 0 | 0 | 1 | 0 | 0 | 1
8503 | 0 | 0 | 0.97381 | 0 | 0 | 1 | 0 | 0 | 1
8504 | 0 | 0 | 0.97381 | 0 | 0 | 1 | 0 | 0 | 1
8505 | 0 | 0.011828 | 0.97381 | 0 | 0 | 1 | 0 | 0.011828 | 1
8506 | 0.13157 | 0.0046518 | 0.97381 | 0 | 0 | 1 | 0.13157 | 0.0046518 | 1
8507 | 0.1764 | 0.0149 | 0.97381 | 0 | 0 | 1 | 0.1764 | 0.0149 | 1
8508 | 0.28252 | 0.044742 | 0.97381 | 0 | 0 | 1 | 0.28252 | 0.044742 | 1
8509 | 0.22009 | 0.042897 | 0.97381 | 0 | 0 | 1 | 0.22009 | 0.042897 | 1
8510 | 0.1155 | 0.040093 | 0.97381 | 0 | 0 | 1 | 0.1155 | 0.040093 | 1
8511 | 0.064492 | 0.035878 | 0.97381 | 0 | 0 | 1 | 0.064492 | 0.035878 | 1
8512 | 0 | 0.029088 | 0.97381 | 0 | 0 | 1 | 0 | 0.029088 | 1
8513 | 0 | 0.012851 | 0.97381 | 0 | 0 | 1 | 0 | 0.012851 | 1
8514 | 0 | 0.0075869 | 0.97381 | 0 | 1 | 1 | 0 | 0.0075869 | 1
8515 | 0 | 0 | 0.97381 | 0 | 1 | 1 | 0 | 0 | 1
8516 | 0 | 0.0070981 | 0.97381 | 0 | 1 | 1 | 0 | 0.0070981 | 1
8517 | 0 | 0.026084 | 0.97381 | 0 | 1 | 1 | 0 | 0.026084 | 1
8518 | 0 | 0.024692 | 0.97381 | 0 | 0 | 1 | 0 | 0.024692 | 1
8519 | 0 | 0.030359 | 0.97381 | 0 | 0 | 1 | 0 | 0.030359 | 1
8520 | 0 | 0.02654 | 0.97381 | 0 | 0 | 1 | 0 | 0.02654 | 1
8521 | 0 | 0 | 0.97381 | 0 | 0 | 1 | 0 | 0 | 1
8522 | 0 | 0 | 0.97381 | 0 | 0 | 1 | 0 | 0 | 1
8523 | 0 | 0 | 0.97381 | 0 | 0 | 1 | 0 | 0 | 1
8524 | 0 | 0 | 0.97381 | 0 | 0 | 1 | 0 | 0 | 1
8525 | 0 | 0 | 0.97381 | 0 | 0 | 1 | 0 | 0 | 1
8526 | 0 | 0.0015529 | 0.97381 | 0 | 0 | 1 | 0 | 0.0015529 | 1
8527 | 0 | 0.0095302 | 0.97381 | 0 | 0 | 1 | 0 | 0.0095302 | 1
8528 | 0 | 0.0057889 | 0.97381 | 0 | 0 | 1 | 0 | 0.0057889 | 1
8529 | 0.011928 | 0.010149 | 0.97381 | 0 | 0 | 1 | 0.011928 | 0.010149 | 1
8530 | 0.22695 | 0.0018615 | 0.97381 | 0 | 0 | 1 | 0.22695 | 0.0018615 | 1
8531 | 0.26502 | 0.013588 | 0.97381 | 0 | 0 | 1 | 0.26502 | 0.013588 | 1
8532 | 0.30773 | 0.043653 | 0.97381 | 0 | 0 | 1 | 0.30773 | 0.043653 | 1
8533 | 0.33273 | 0.033457 | 0.97381 | 0 | 0 | 1 | 0.33273 | 0.033457 | 1
8534 | 0.24394 | 0.03697 | 0.97381 | 0 | 0 | 1 | 0.24394 | 0.03697 | 1
8535 | 0.17185 | 0.037017 | 0.97381 | 0 | 0 | 1 | 0.17185 | 0.037017 | 1
8536 | 0.085343 | 0.040892 | 0.97381 | 0 | 0 | 1 | 0.085343 | 0.040892 | 1
8537 | 0.0071547 | 0.036193 | 0.97381 | 0 | 0 | 1 | 0.0071547 | 0.036193 | 1
8538 | 0 | 0.024632 | 0.97381 | 0 | 1 | 1 | 0 | 0.024632 | 1
8539 | 0 | 0 | 0.97381 | 0 | 1 | 1 | 0 | 0 | 1
8540 | 0 | 0.017541 | 0.97381 | 0 | 1 | 1 | 0 | 0.017541 | 1
8541 | 0 | 0.033396 | 0.97381 | 0 | 1 | 1 | 0 | 0.033396 | 1
8542 | 0 | 0.038314 | 0.97381 | 0 | 0 | 1 | 0 | 0.038314 | 1
8543 | 0 | 0.03071 | 0.97381 | 0 | 0 | 1 | 0 | 0.03071 | 1
8544 | 0 | 0.022684 | 0.97381 | 0 | 0 | 1 | 0 | 0.022684 | 1
8545 | 0 | 0.00019688 | 0.97381 | 0 | 0 | 1 | 0 | 0.00019688 | 1
8546 | 0 | 0 | 0.97381 | 0 | 0 | 1 | 0 | 0 | 1
8547 | 0 | 0 | 0.97381 | 0 | 0 | 1 | 0 | 0 | 1
8548 | 0 | 0 | 0.97381 | 0 | 0 | 1 | 0 | 0 | 1
8549 | 0 | 0 | 0.97381 | 0 | 0 | 1 | 0 | 0 | 1
8550 | 0 | 0 | 0.97381 | 0 | 0 | 1 | 0 | 0 | 1
8551 | 0 | 0 | 0.97381 | 0 | 0 | 1 | 0 | 0 | 1
8552 | 0 | 0 | 0.97381 | 0 | 0 | 1 | 0 | 0 | 1
8553 | 0 | 0.0088446 | 0.97381 | 0 | 0 | 1 | 0 | 0.0088446 | 1
8554 | 0.18127 | 0 | 0.97381 | 0 | 0 | 1 | 0.18127 | 0 | 1
8555 | 0.23057 | 0.011178 | 0.97381 | 0 | 0 | 1 | 0.23057 | 0.011178 | 1
8556 | 0.29111 | 0.038988 | 0.97381 | 0 | 0 | 1 | 0.29111 | 0.038988 | 1
8557 | 0.32034 | 0.039407 | 0.97381 | 0 | 0 | 1 | 0.32034 | 0.039407 | 1
8558 | 0.27061 | 0.041403 | 0.97381 | 0 | 0 | 1 | 0.27061 | 0.041403 | 1
8559 | 0.20311 | 0.043268 | 0.97381 | 0 | 0 | 1 | 0.20311 | 0.043268 | 1
8560 | 0.084667 | 0.046289 | 0.97381 | 0 | 0 | 1 | 0.084667 | 0.046289 | 1
8561 | 0.0016264 | 0.043609 | 0.97381 | 0 | 0 | 1 | 0.0016264 | 0.043609 | 1
8562 | 0 | 0.033141 | 0.97381 | 0 | 1 | 1 | 0 | 0.033141 | 1
8563 | 0 | 0.0075784 | 0.97381 | 0 | 1 | 1 | 0 | 0.0075784 | 1
8564 | 0 | 0.023126 | 0.97381 | 0 | 1 | 1 | 0 | 0.023126 | 1
8565 | 0 | 0.031665 | 0.97381 | 0 | 1 | 1 | 0 | 0.031665 | 1
8566 | 0 | 0.034119 | 0.97381 | 0 | 0 | 1 | 0 | 0.034119 | 1
8567 | 0 | 0.028688 | 0.97381 | 0 | 0 | 1 | 0 | 0.028688 | 1
8568 | 0 | 0.021069 | 0.97381 | 0 | 0 | 1 | 0 | 0.021069 | 1
8569 | 0 | 0.0024507 | 0.97381 | 0 | 0 | 1 | 0 | 0.0024507 | 1
8570 | 0 | 0 | 0.97381 | 0 | 0 | 1 | 0 | 0 | 1
8571 | 0 | 0 | 0.97381 | 0 | 0 | 1 | 0 | 0 | 1
8572 | 0 | 0 | 0.97381 | 0 | 0 | 1 | 0 | 0 | 1
8573 | 0 | 0 | 0.97381 | 0 | 0 | 1 | 0 | 0 | 1
8574 | 0 | 0 | 0.97381 | 0 | 0 | 1 | 0 | 0 | 1
8575 | 0 | 0 | 0.97381 | 0 | 0 | 1 | 0 | 0 | 1
8576 | 0 | 0 | 0.97381 | 0 | 0 | 1 | 0 | 0 | 1
8577 | 0.010657 | 0 | 0.97381 | 0 | 0 | 1 | 0.010657 | 0 | 1
8578 | 0.20963 | 0.0025481 | 0.97381 | 0 | 0 | 1 | 0.20963 | 0.0025481 | 1
8579 | 0.28006 | 0.029665 | 0.97381 | 0 | 0 | 1 | 0.28006 | 0.029665 | 1
8580 | 0.28005 | 0.040008 | 0.97381 | 0 | 0 | 1 | 0.28005 | 0.040008 | 1
8581 | 0.25499 | 0.035191 | 0.97381 | 0 | 0 | 1 | 0.25499 | 0.035191 | 1
8582 | 0.29309 | 0.042973 | 0.97381 | 0 | 0 | 1 | 0.29309 | 0.042973 | 1
8583 | 0.27754 | 0.050375 | 0.97381 | 0 | 0 | 1 | 0.27754 | 0.050375 | 1
8584 | 0.13586 | 0.062656 | 0.97381 | 0 | 0 | 1 | 0.13586 | 0.062656 | 1
8585 | 0.0058458 | 0.053603 | 0.97381 | 0 | 0 | 1 | 0.0058458 | 0.053603 | 1
8586 | 0 | 0.038191 | 0.97381 | 0 | 1 | 1 | 0 | 0.038191 | 1
8587 | 0 | 0.014893 | 0.97381 | 0 | 1 | 1 | 0 | 0.014893 | 1
8588 | 0 | 0.017782 | 0.97381 | 0 | 1 | 1 | 0 | 0.017782 | 1
8589 | 0 | 0.026045 | 0.97381 | 0 | 1 | 1 | 0 | 0.026045 | 1
8590 | 0 | 0.015211 | 0.97381 | 0 | 0 | 1 | 0 | 0.015211 | 1
8591 | 0 | 5.0822e-06 | 0.97381 | 0 | 0 | 1 | 0 | 5.0822e-06 | 1
8592 | 0 | 0 | 0.97381 | 0 | 0 | 1 | 0 | 0 | 1
8593 | 0 | 0.0029039 | 0.97381 | 0 | 0 | 1 | 0 | 0.0029039 | 1
8594 | 0 | 0 | 0.97381 | 0 | 0 | 1 | 0 | 0 | 1
8595 | 0 | 0 | 0.97381 | 0 | 0 | 1 | 0 | 0 | 1
8596 | 0 | 0 | 0.97381 | 0 | 0 | 1 | 0 | 0 | 1
8597 | 0 | 0 | 0.97381 | 0 | 0 | 1 | 0 | 0 | 1
8598 | 0 | 0 | 0.97381 | 0 | 0 | 1 | 0 | 0 | 1
8599 | 0 | 0 | 0.97381 | 0 | 0 | 1 | 0 | 0 | 1
8600 | 0 | 0 | 0.97381 | 0 | 0 | 1 | 0 | 0 | 1
8601 | 0 | 0 | 0.97381 | 0 | 0 | 1 | 0 | 0 | 1
8602 | 0.10935 | 0 | 0.97381 | 0 | 0 | 1 | 0.10935 | 0 | 1
8603 | 0.18542 | 0 | 0.97381 | 0 | 0 | 1 | 0.18542 | 0 | 1
8604 | 0.16635 | 0 | 0.97381 | 0 | 0 | 1 | 0.16635 | 0 | 1
8605 | 0.11944 | 0 | 0.97381 | 0 | 0 | 1 | 0.11944 | 0 | 1
8606 | 0.16731 | 0 | 0.97381 | 0 | 0 | 1 | 0.16731 | 0 | 1
8607 | 0.15488 | 0.013862 | 0.97381 | 0 | 0 | 1 | 0.15488 | 0.013862 | 1
8608 | 0.040227 | 0.010884 | 0.97381 | 0 | 0 | 1 | 0.040227 | 0.010884 | 1
8609 | 0 | 0 | 0.97381 | 0 | 0 | 1 | 0 | 0 | 1
8610 | 0 | 0 | 0.97381 | 0 | 1 | 1 | 0 | 0 | 1
8611 | 0 | 0 | 0.97381 | 0 | 1 | 1 | 0 | 0 | 1
8612 | 0 | 0 | 0.97381 | 0 | 1 | 1 | 0 | 0 | 1
8613 | 0 | 0 | 0.97381 | 0 | 1 | 1 | 0 | 0 | 1
8614 | 0 | 0 | 0.97381 | 0 | 0 | 1 | 0 | 0 | 1
8615 | 0 | 0 | 0.97381 | 0 | 0 | 1 | 0 | 0 | 1
8616 | 0 | 0 | 0.97381 | 0 | 0 | 1 | 0 | 0 | 1
8617 | 0 | 0 | 0.97381 | 0 | 0 | 1 | 0 | 0 | 1
8618 | 0 | 0 | 0.97381 | 0 | 0 | 1 | 0 | 0 | 1
8619 | 0 | 0 | 0.97381 | 0 | 0 | 1 | 0 | 0 | 1
8620 | 0 | 0 | 0.97381 | 0 | 0 | 1 | 0 | 0 | 1
8621 | 0 | 0 | 0.97381 | 0 | 0 | 1 | 0 | 0 | 1
8622 | 0 | 0 | 0.97381 | 0 | 0 | 1 | 0 | 0 | 1
8623 | 0 | 0 | 0.97381 | 0 | 0 | 1 | 0 | 0 | 1
8624 | 0 | 0 | 0.97381 | 0 | 0 | 1 | 0 | 0 | 1
8625 | 0 | 0 | 0.97381 | 0 | 0 | 1 | 0 | 0 | 1
8626 | 0.14178 | 0 | 0.97381 | 0 | 0 | 1 | 0.14178 | 0 | 1
8627 | 0.21844 | 0 | 0.97381 | 0 | 0 | 1 | 0.21844 | 0 | 1
8628 | 0.19886 | 0 | 0.97381 | 0 | 0 | 1 | 0.19886 | 0 | 1
8629 | 0.12019 | 0 | 0.97381 | 0 | 0 | 1 | 0.12019 | 0 | 1
8630 | 0.17223 | 0 | 0.97381 | 0 | 0 | 1 | 0.17223 | 0 | 1
8631 | 0.1634 | 0 | 0.97381 | 0 | 0 | 1 | 0.1634 | 0 | 1
8632 | 0.065672 | 0 | 0.97381 | 0 | 0 | 1 | 0.065672 | 0 | 1
8633 | 0 | 0 | 0.97381 | 0 | 0 | 1 | 0 | 0 | 1
8634 | 0 | 0 | 0.97381 | 0 | 1 | 1 | 0 | 0 | 1
8635 | 0 | 0 | 0.97381 | 0 | 1 | 1 | 0 | 0 | 1
8636 | 0 | 0 | 0.97381 | 0 | 1 | 1 | 0 | 0 | 1
8637 | 0 | 0 | 0.97381 | 0 | 1 | 1 | 0 | 0 | 1
8638 | 0 | 0 | 0.97381 | 0 | 0 | 1 | 0 | 0 | 1
8639 | 0 | 0 | 0.97381 | 0 | 0 | 1 | 0 | 0 | 1
8640 | 0 | 0 | 0.97381 | 0 | 0 | 1 | 0 | 0 | 1
8641 | 0 | 0 | 0.97381 | 0 | 0 | 1 | 0 | 0 | 1
8642 | 0 | 0 | 0.97381 | 0 | 0 | 1 | 0 | 0 | 1
8643 | 0 | 0 | 0.97381 | 0 | 0 | 1 | 0 | 0 | 1
8644 | 0 | 0 | 0.97381 | 0 | 0 | 1 | 0 | 0 | 1
8645 | 0 | 0 | 0.97381 | 0 | 0 | 1 | 0 | 0 | 1
8646 | 0 | 0 | 0.97381 | 0 | 0 | 1 | 0 | 0 | 1
8647 | 0 | 0 | 0.97381 | 0 | 0 | 1 | 0 | 0 | 1
8648 | 0 | 0 | 0.97381 | 0 | 0 | 1 | 0 | 0 | 1
8649 | 0 | 0 | 0.97381 | 0 | 0 | 1 | 0 | 0 | 1
8650 | 0.05999 | 0 | 0.97381 | 0 | 0 | 1 | 0.05999 | 0 | 1
8651 | 0.087423 | 0 | 0.97381 | 0 | 0 | 1 | 0.087423 | 0 | 1
8652 | 0.065812 | 0 | 0.97381 | 0 | 0 | 1 | 0.065812 | 0 | 1
8653 | 0.046338 | 0 | 0.97381 | 0 | 0 | 1 | 0.046338 | 0 | 1
8654 | 0.07159 | 0 | 0.97381 | 0 | 0 | 1 | 0.07159 | 0 | 1
8655 | 0.049913 | 0 | 0.97381 | 0 | 0 | 1 | 0.049913 | 0 | 1
8656 | 0.0011014 | 0 | 0.97381 | 0 | 0 | 1 | 0.0011014 | 0 | 1
8657 | 0 | 0 | 0.97381 | 0 | 0 | 1 | 0 | 0 | 1
8658 | 0 | 0 | 0.97381 | 0 | 1 | 1 | 0 | 0 | 1
8659 | 0 | 0 | 0.97381 | 0 | 1 | 1 | 0 | 0 | 1
8660 | 0 | 0 | 0.97381 | 0 | 1 | 1 | 0 | 0 | 1
8661 | 0 | 0 | 0.97381 | 0 | 1 | 1 | 0 | 0 | 1
8662 | 0 | 0 | 0.97381 | 0 | 0 | 1 | 0 | 0 | 1
8663 | 0 | 0 | 0.97381 | 0 | 0 | 1 | 0 | 0 | 1
8664 | 0 | 0 | 0.97381 | 0 | 0 | 1 | 0 | 0 | 1
8665 | 0 | 0 | 0.97381 | 0 | 0 | 1 | 0 | 0 | 1
8666 | 0 | 0 | 0.97381 | 0 | 0 | 1 | 0 | 0 | 1
8667 | 0 | 0 | 0.97381 | 0 | 0 | 1 | 0 | 0 | 1
8668 | 0 | 0 | 0.97381 | 0 | 0 | 1 | 0 | 0 | 1
8669 | 0 | 0 | 0.97381 | 0 | 0 | 1 | 0 | 0 | 1
8670 | 0 | 0 | 0.97381 | 0 | 0 | 1 | 0 | 0 | 1
8671 | 0 | 0 | 0.97381 | 0 | 0 | 1 | 0 | 0 | 1
8672 | 0 | 0 | 0.97381 | 0 | 0 | 1 | 0 | 0 | 1
8673 | 0 | 0 | 0.97381 | 0 | 0 | 1 | 0 | 0 | 1
8674 | 0.052552 | 0 | 0.97381 | 0 | 0 | 1 | 0.052552 | 0 | 1
8675 | 0.18272 | 0 | 0.97381 | 0 | 0 | 1 | 0.18272 | 0 | 1
8676 | 0.19664 | 0 | 0.97381 | 0 | 0 | 1 | 0.19664 | 0 | 1
8677 | 0.181 | 0 | 0.97381 | 0 | 0 | 1 | 0.181 | 0 | 1
8678 | 0.18898 | 0 | 0.97381 | 0 | 0 | 1 | 0.18898 | 0 | 1
8679 | 0.15924 | 0 | 0.97381 | 0 | 0 | 1 | 0.15924 | 0 | 1
8680 | 0.096722 | 0 | 0.97381 | 0 | 0 | 1 | 0.096722 | 0 | 1
8681 | 0 | 0 | 0.97381 | 0 | 0 | 1 | 0 | 0 | 1
8682 | 0 | 0 | 0.97381 | 0 | 1 | 1 | 0 | 0 | 1
8683 | 0 | 0 | 0.97381 | 0 | 1 | 1 | 0 | 0 | 1
8684 | 0 | 0 | 0.97381 | 0 | 1 | 1 | 0 | 0 | 1
8685 | 0 | 0 | 0.97381 | 0 | 1 | 1 | 0 | 0 | 1
8686 | 0 | 0 | 0.97381 | 0 | 0 | 1 | 0 | 0 | 1
8687 | 0 | 0 | 0.97381 | 0 | 0 | 1 | 0 | 0 | 1
8688 | 0 | 0 | 0.97381 | 0 | 0 | 1 | 0 | 0 | 1
8689 | 0 | 0 | 0.97381 | 0 | 0 | 1 | 0 | 0 | 1
8690 | 0 | 0 | 0.97381 | 0 | 0 | 1 | 0 | 0 | 1
8691 | 0 | 0 | 0.97381 | 0 | 0 | 1 | 0 | 0 | 1
8692 | 0 | 0 | 0.97381 | 0 | 0 | 1 | 0 | 0 | 1
8693 | 0 | 0 | 0.97381 | 0 | 0 | 1 | 0 | 0 | 1
8694 | 0 | 0 | 0.97381 | 0 | 0 | 1 | 0 | 0 | 1
8695 | 0 | 0 | 0.97381 | 0 | 0 | 1 | 0 | 0 | 1
8696 | 0 | 0 | 0.97381 | 0 | 0 | 1 | 0 | 0 | 1
8697 | 0 | 0.00013538 | 0.97381 | 0 | 0 | 1 | 0 | 0.00013538 | 1
8698 | 0 | 0 | 0.97381 | 0 | 0 | 1 | 0 | 0 | 1
8699 | 0.06749 | 0.0043324 | 0.97381 | 0 | 0 | 1 | 0.06749 | 0.0043324 | 1
8700 | 0.13018 | 0.0272 | 0.97381 | 0 | 0 | 1 | 0.13018 | 0.0272 | 1
8701 | 0.1148 | 0.058783 | 0.97381 | 0 | 0 | 1 | 0.1148 | 0.058783 | 1
8702 | 0.092121 | 0.06238 | 0.97381 | 0 | 0 | 1 | 0.092121 | 0.06238 | 1
8703 | 0.1105 | 0.025573 | 0.97381 | 0 | 0 | 1 | 0.1105 | 0.025573 | 1
8704 | 0.088045 | 0.010451 | 0.97381 | 0 | 0 | 1 | 0.088045 | 0.010451 | 1
8705 | 0 | 0 | 0.97381 | 0 | 0 | 1 | 0 | 0 | 1
8706 | 0 | 0 | 0.97381 | 0 | 1 | 1 | 0 | 0 | 1
8707 | 0 | 0 | 0.97381 | 0 | 1 | 1 | 0 | 0 | 1
8708 | 0 | 0 | 0.97381 | 0 | 1 | 1 | 0 | 0 | 1
8709 | 0 | 0 | 0.97381 | 0 | 1 | 1 | 0 | 0 | 1
8710 | 0 | 0 | 0.97381 | 0 | 0 | 1 | 0 | 0 | 1
8711 | 0 | 0 | 0.97381 | 0 | 0 | 1 | 0 | 0 | 1
8712 | 0 | 0 | 0.97381 | 0 | 0 | 1 | 0 | 0 | 1
8713 | 0 | 0 | 0.97381 | 0 | 0 | 1 | 0 | 0 | 1
8714 | 0 | 0 | 0.97381 | 0 | 0 | 1 | 0 | 0 | 1
8715 | 0 | 0 | 0.97381 | 0 | 0 | 1 | 0 | 0 | 1
8716 | 0 | 0 | 0.97381 | 0 | 0 | 1 | 0 | 0 | 1
8717 | 0 | 0 | 0.97381 | 0 | 0 | 1 | 0 | 0 | 1
8718 | 0 | 0 | 0.97381 | 0 | 0 | 1 | 0 | 0 | 1
8719 | 0 | 0 | 0.97381 | 0 | 0 | 1 | 0 | 0 | 1
8720 | 0 | 0 | 0.97381 | 0 | 0 | 1 | 0 | 0 | 1
8721 | 0 | 0 | 0.97381 | 0 | 0 | 1 | 0 | 0 | 1
8722 | 0.030034 | 0 | 0.97381 | 0 | 0 | 1 | 0.030034 | 0 | 1
8723 | 0.20123 | 0.0048204 | 0.97381 | 0 | 0 | 1 | 0.20123 | 0.0048204 | 1
8724 | 0.3082 | 0.030841 | 0.97381 | 0 | 0 | 1 | 0.3082 | 0.030841 | 1
8725 | 0.2727 | 0.036878 | 0.97381 | 0 | 0 | 1 | 0.2727 | 0.036878 | 1
8726 | 0.26408 | 0.0521 | 0.97381 | 0 | 0 | 1 | 0.26408 | 0.0521 | 1
8727 | 0.26436 | 0.039302 | 0.97381 | 0 | 0 | 1 | 0.26436 | 0.039302 | 1
8728 | 0.16347 | 0.036115 | 0.97381 | 0 | 0 | 1 | 0.16347 | 0.036115 | 1
8729 | 0 | 0.031882 | 0.97381 | 0 | 0 | 1 | 0 | 0.031882 | 1
8730 | 0 | 0.032139 | 0.97381 | 0 | 1 | 1 | 0 | 0.032139 | 1
8731 | 0 | 0.029216 | 0.97381 | 0 | 1 | 1 | 0 | 0.029216 | 1
8732 | 0 | 0.0097568 | 0.97381 | 0 | 1 | 1 | 0 | 0.0097568 | 1
8733 | 0 | 0 | 0.97381 | 0 | 1 | 1 | 0 | 0 | 1
8734 | 0 | 0.0084342 | 0.97381 | 0 | 0 | 1 | 0 | 0.0084342 | 1
8735 | 0 | 0 | 0.97381 | 0 | 0 | 1 | 0 | 0 | 1
8736 | 0 | 0 | 0.97381 | 0 | 0 | 1 | 0 | 0 | 1
8737 | 0 | 0 | 1 | 0 | 0 | 1 | 0 | 0 | 1
8738 | 0 | 0 | 1 | 0 | 0 | 1 | 0 | 0 | 1
8739 | 0 | 0 | 1 | 0 | 0 | 1 | 0 | 0 | 1
8740 | 0 | 0 | 1 | 0 | 0 | 1 | 0 | 0 | 1
8741 | 0 | 0 | 1 | 0 | 0 | 1 | 0 | 0 | 1
8742 | 0 | 0 | 1 | 0 | 0 | 1 | 0 | 0 | 1
8743 | 0 | 0 | 1 | 0 | 0 | 1 | 0 | 0 | 1
8744 | 0 | 0 | 1 | 0 | 0 | 1 | 0 | 0 | 1
8745 | 0 | 0 | 1 | 0 | 0 | 1 | 0 | 0 | 1
8746 | 0.11534 | 0 | 1 | 0 | 0 | 1 | 0.11534 | 0 | 1
8747 | 0.21303 | 0 | 1 | 0 | 0 | 1 | 0.21303 | 0 | 1
8748 | 0.31407 | 0.010538 | 1 | 0 | 0 | 1 | 0.31407 | 0.010538 | 1
8749 | 0.2535 | 0.014059 | 1 | 0 | 0 | 1 | 0.2535 | 0.014059 | 1
8750 | 0.22975 | 0.025075 | 1 | 0 | 0 | 1 | 0.22975 | 0.025075 | 1
8751 | 0.23113 | 0.030222 | 1 | 0 | 0 | 1 | 0.23113 | 0.030222 | 1
8752 | 0.15406 | 0.051712 | 1 | 0 | 0 | 1 | 0.15406 | 0.051712 | 1
8753 | 0 | 0.036675 | 1 | 0 | 0 | 1 | 0 | 0.036675 | 1
8754 | 0 | 0.037807 | 1 | 0 | 1 | 1 | 0 | 0.037807 | 1
8755 | 0 | 0.043229 | 1 | 0 | 1 | 1 | 0 | 0.043229 | 1
8756 | 0 | 0.033433 | 1 | 0 | 1 | 1 | 0 | 0.033433 | 1
8757 | 0 | 0.022723 | 1 | 0 | 1 | 1 | 0 | 0.022723 | 1
8758 | 0 | 0.022792 | 1 | 0 | 0 | 1 | 0 | 0.022792 | 1
8759 | 0 | 0 | 1 | 0 | 0 | 1 | 0 | 0 | 1
8760 | 0 | 0 | 1 | 0 | 0 | 1 | 0 | 0 | 1

## erm_timepoint_params
ERM Timepoint Params |  | Index
erm_hour | input_load_mw
1 | 0.57033
2 | 0.55092
3 | 0.54789
4 | 0.54261
5 | 0.54007
6 | 0.55993
7 | 0.58498
8 | 0.59368
9 | 0.63724
10 | 0.6507
11 | 0.63959
12 | 0.63774
13 | 0.65105
14 | 0.67885
15 | 0.69483
16 | 0.71462
17 | 0.74417
18 | 0.78546
19 | 0.79107
20 | 0.77151
21 | 0.7403
22 | 0.68089
23 | 0.62287
24 | 0.58487
25 | 0.57033
26 | 0.55014
27 | 0.54263
28 | 0.54758
29 | 0.553
30 | 0.5788
31 | 0.62307
32 | 0.64499
33 | 0.66418
34 | 0.66583
35 | 0.67663
36 | 0.68342
37 | 0.69619
38 | 0.70044
39 | 0.75644
40 | 0.77943
41 | 0.80138
42 | 0.84144
43 | 0.85482
44 | 0.82614
45 | 0.76405
46 | 0.6991
47 | 0.63828
48 | 0.58002
49 | 0.55965
50 | 0.60825
51 | 0.5839
52 | 0.56848
53 | 0.56789
54 | 0.5905
55 | 0.60108
56 | 0.6442
57 | 0.65697
58 | 0.69072
59 | 0.75191
60 | 0.75534
61 | 0.74486
62 | 0.72525
63 | 0.73073
64 | 0.73288
65 | 0.76641
66 | 0.84029
67 | 0.906
68 | 0.86738
69 | 0.80748
70 | 0.76154
71 | 0.69404
72 | 0.60525
73 | 0.637
74 | 0.55519
75 | 0.54387
76 | 0.55685
77 | 0.55914
78 | 0.5833
79 | 0.63003
80 | 0.6617
81 | 0.69618
82 | 0.71432
83 | 0.72518
84 | 0.71067
85 | 0.70673
86 | 0.72326
87 | 0.7462
88 | 0.77023
89 | 0.7999
90 | 0.84205
91 | 0.89418
92 | 0.86582
93 | 0.81111
94 | 0.75041
95 | 0.67245
96 | 0.58935
97 | 0.57138
98 | 0.54719
99 | 0.54255
100 | 0.54296
101 | 0.5496
102 | 0.58466
103 | 0.62228
104 | 0.65693
105 | 0.708
106 | 0.7202
107 | 0.67427
108 | 0.67509
109 | 0.66849
110 | 0.67161
111 | 0.67488
112 | 0.75511
113 | 0.80324
114 | 0.84957
115 | 0.88237
116 | 0.83537
117 | 0.77324
118 | 0.7262
119 | 0.65328
120 | 0.58941
121 | 0.55974
122 | 0.55101
123 | 0.55153
124 | 0.56044
125 | 0.56773
126 | 0.6064
127 | 0.641
128 | 0.66518
129 | 0.67942
130 | 0.67877
131 | 0.66918
132 | 0.68038
133 | 0.67823
134 | 0.67303
135 | 0.69262
136 | 0.73211
137 | 0.80138
138 | 0.84096
139 | 0.86987
140 | 0.8449
141 | 0.78635
142 | 0.72875
143 | 0.65841
144 | 0.60277
145 | 0.56912
146 | 0.56139
147 | 0.55483
148 | 0.54833
149 | 0.55444
150 | 0.57037
151 | 0.62199
152 | 0.64113
153 | 0.65915
154 | 0.67101
155 | 0.65822
156 | 0.64318
157 | 0.66853
158 | 0.6973
159 | 0.69046
160 | 0.7226
161 | 0.76417
162 | 0.78293
163 | 0.80193
164 | 0.77872
165 | 0.73861
166 | 0.69727
167 | 0.62418
168 | 0.5913
169 | 0.57256
170 | 0.55124
171 | 0.54829
172 | 0.54254
173 | 0.53979
174 | 0.55986
175 | 0.58598
176 | 0.59453
177 | 0.6366
178 | 0.65137
179 | 0.63888
180 | 0.6362
181 | 0.6505
182 | 0.67858
183 | 0.69298
184 | 0.71318
185 | 0.7423
186 | 0.78488
187 | 0.79071
188 | 0.77157
189 | 0.74069
190 | 0.68
191 | 0.62275
192 | 0.58503
193 | 0.57067
194 | 0.55071
195 | 0.54361
196 | 0.54767
197 | 0.55302
198 | 0.57841
199 | 0.62292
200 | 0.6446
201 | 0.66241
202 | 0.66508
203 | 0.67562
204 | 0.68174
205 | 0.69526
206 | 0.69783
207 | 0.75551
208 | 0.77846
209 | 0.7996
210 | 0.84007
211 | 0.85393
212 | 0.82527
213 | 0.76372
214 | 0.69841
215 | 0.63783
216 | 0.57957
217 | 0.55992
218 | 0.54306
219 | 0.53858
220 | 0.55007
221 | 0.54925
222 | 0.5812
223 | 0.61982
224 | 0.6421
225 | 0.65678
226 | 0.63912
227 | 0.65122
228 | 0.66039
229 | 0.67298
230 | 0.71528
231 | 0.77242
232 | 0.76909
233 | 0.7685
234 | 0.80798
235 | 0.85866
236 | 0.82236
237 | 0.75289
238 | 0.70152
239 | 0.62598
240 | 0.57135
241 | 0.5608
242 | 0.54062
243 | 0.53139
244 | 0.5329
245 | 0.54807
246 | 0.59581
247 | 0.63888
248 | 0.6822
249 | 0.68384
250 | 0.67544
251 | 0.67153
252 | 0.68578
253 | 0.68066
254 | 0.72586
255 | 0.71821
256 | 0.7317
257 | 0.74812
258 | 0.8039
259 | 0.84191
260 | 0.79855
261 | 0.76863
262 | 0.69947
263 | 0.64001
264 | 0.58952
265 | 0.54759
266 | 0.54718
267 | 0.54973
268 | 0.5485
269 | 0.55527
270 | 0.58848
271 | 0.63592
272 | 0.67879
273 | 0.6705
274 | 0.7058
275 | 0.73117
276 | 0.6974
277 | 0.69787
278 | 0.70623
279 | 0.71567
280 | 0.71667
281 | 0.74902
282 | 0.82463
283 | 0.87425
284 | 0.83007
285 | 0.76705
286 | 0.71736
287 | 0.64492
288 | 0.62204
289 | 0.56085
290 | 0.55359
291 | 0.54809
292 | 0.55087
293 | 0.56339
294 | 0.59572
295 | 0.65866
296 | 0.68166
297 | 0.67994
298 | 0.70226
299 | 0.70936
300 | 0.74708
301 | 0.73409
302 | 0.73147
303 | 0.73765
304 | 0.75164
305 | 0.75214
306 | 0.81494
307 | 0.84084
308 | 0.79277
309 | 0.74939
310 | 0.68755
311 | 0.61326
312 | 0.60652
313 | 0.57336
314 | 0.53145
315 | 0.53433
316 | 0.53764
317 | 0.52936
318 | 0.55229
319 | 0.58263
320 | 0.6289
321 | 0.67434
322 | 0.71702
323 | 0.68319
324 | 0.69987
325 | 0.71486
326 | 0.69931
327 | 0.70346
328 | 0.73913
329 | 0.7652
330 | 0.80157
331 | 0.82138
332 | 0.79995
333 | 0.75423
334 | 0.6876
335 | 0.62609
336 | 0.61612
337 | 0.57031
338 | 0.53876
339 | 0.53728
340 | 0.54284
341 | 0.53327
342 | 0.55856
343 | 0.58493
344 | 0.62047
345 | 0.67362
346 | 0.71965
347 | 0.74053
348 | 0.73569
349 | 0.71575
350 | 0.7029
351 | 0.71833
352 | 0.74266
353 | 0.7431
354 | 0.77608
355 | 0.82744
356 | 0.80199
357 | 0.7401
358 | 0.67918
359 | 0.61367
360 | 0.57064
361 | 0.56883
362 | 0.53931
363 | 0.53079
364 | 0.53409
365 | 0.54573
366 | 0.56817
367 | 0.61784
368 | 0.67871
369 | 0.70378
370 | 0.69997
371 | 0.71452
372 | 0.70662
373 | 0.73098
374 | 0.72304
375 | 0.72898
376 | 0.70047
377 | 0.72781
378 | 0.80272
379 | 0.84402
380 | 0.79853
381 | 0.75855
382 | 0.7276
383 | 0.61727
384 | 0.57269
385 | 0.55402
386 | 0.53312
387 | 0.52025
388 | 0.52925
389 | 0.53591
390 | 0.56739
391 | 0.61426
392 | 0.64432
393 | 0.65014
394 | 0.64383
395 | 0.63618
396 | 0.65549
397 | 0.64909
398 | 0.65121
399 | 0.65398
400 | 0.65752
401 | 0.66625
402 | 0.71487
403 | 0.77798
404 | 0.76102
405 | 0.71467
406 | 0.65434
407 | 0.59572
408 | 0.541
409 | 0.55034
410 | 0.53156
411 | 0.53264
412 | 0.53204
413 | 0.55118
414 | 0.59622
415 | 0.64983
416 | 0.6774
417 | 0.66356
418 | 0.67558
419 | 0.67104
420 | 0.71905
421 | 0.68388
422 | 0.6802
423 | 0.69761
424 | 0.69797
425 | 0.70106
426 | 0.74295
427 | 0.80918
428 | 0.78627
429 | 0.7255
430 | 0.66947
431 | 0.60758
432 | 0.55184
433 | 0.52332
434 | 0.51616
435 | 0.51002
436 | 0.51634
437 | 0.53515
438 | 0.57989
439 | 0.62728
440 | 0.66419
441 | 0.66412
442 | 0.67576
443 | 0.70671
444 | 0.72289
445 | 0.69849
446 | 0.70175
447 | 0.71724
448 | 0.7289
449 | 0.74625
450 | 0.78033
451 | 0.80339
452 | 0.77509
453 | 0.74032
454 | 0.70069
455 | 0.61935
456 | 0.55756
457 | 0.53085
458 | 0.54534
459 | 0.54205
460 | 0.54775
461 | 0.55524
462 | 0.5999
463 | 0.67774
464 | 0.71815
465 | 0.70297
466 | 0.70573
467 | 0.72164
468 | 0.7317
469 | 0.73248
470 | 0.7294
471 | 0.7333
472 | 0.74752
473 | 0.73302
474 | 0.76943
475 | 0.80021
476 | 0.76277
477 | 0.71341
478 | 0.67313
479 | 0.61953
480 | 0.56865
481 | 0.55662
482 | 0.53051
483 | 0.52561
484 | 0.52598
485 | 0.53174
486 | 0.56547
487 | 0.60304
488 | 0.63551
489 | 0.67804
490 | 0.68923
491 | 0.66062
492 | 0.66222
493 | 0.67989
494 | 0.70869
495 | 0.72239
496 | 0.74032
497 | 0.73633
498 | 0.77948
499 | 0.8064
500 | 0.77992
501 | 0.72575
502 | 0.67617
503 | 0.62523
504 | 0.57146
505 | 0.54549
506 | 0.52505
507 | 0.52137
508 | 0.52502
509 | 0.52503
510 | 0.54757
511 | 0.59764
512 | 0.64439
513 | 0.69463
514 | 0.70462
515 | 0.68152
516 | 0.71021
517 | 0.72584
518 | 0.72047
519 | 0.75423
520 | 0.76732
521 | 0.77916
522 | 0.80232
523 | 0.82913
524 | 0.80841
525 | 0.7437
526 | 0.69152
527 | 0.62168
528 | 0.57104
529 | 0.5516
530 | 0.53619
531 | 0.54191
532 | 0.538
533 | 0.54136
534 | 0.5683
535 | 0.60192
536 | 0.63845
537 | 0.66492
538 | 0.65011
539 | 0.62863
540 | 0.65346
541 | 0.64365
542 | 0.65674
543 | 0.65255
544 | 0.68323
545 | 0.69389
546 | 0.74661
547 | 0.80422
548 | 0.78832
549 | 0.70567
550 | 0.66153
551 | 0.60574
552 | 0.55591
553 | 0.54807
554 | 0.52162
555 | 0.51627
556 | 0.52209
557 | 0.53566
558 | 0.56728
559 | 0.61908
560 | 0.66515
561 | 0.65062
562 | 0.66913
563 | 0.70469
564 | 0.72902
565 | 0.74087
566 | 0.71564
567 | 0.6904
568 | 0.72131
569 | 0.72333
570 | 0.79571
571 | 0.83717
572 | 0.75159
573 | 0.74584
574 | 0.71469
575 | 0.64021
576 | 0.57404
577 | 0.53231
578 | 0.53495
579 | 0.52536
580 | 0.52898
581 | 0.54306
582 | 0.58486
583 | 0.63933
584 | 0.66053
585 | 0.62942
586 | 0.63291
587 | 0.62919
588 | 0.63609
589 | 0.6878
590 | 0.70827
591 | 0.71223
592 | 0.77671
593 | 0.79282
594 | 0.83341
595 | 0.84971
596 | 0.81563
597 | 0.77782
598 | 0.71219
599 | 0.64222
600 | 0.56873
601 | 0.55187
602 | 0.52358
603 | 0.52382
604 | 0.51682
605 | 0.53043
606 | 0.57949
607 | 0.63547
608 | 0.67562
609 | 0.65979
610 | 0.65709
611 | 0.69449
612 | 0.71682
613 | 0.71045
614 | 0.69259
615 | 0.75631
616 | 0.77093
617 | 0.78715
618 | 0.82326
619 | 0.85555
620 | 0.79702
621 | 0.76219
622 | 0.68213
623 | 0.6221
624 | 0.57572
625 | 0.54229
626 | 0.53106
627 | 0.53104
628 | 0.53093
629 | 0.5682
630 | 0.60278
631 | 0.67439
632 | 0.70821
633 | 0.71563
634 | 0.70539
635 | 0.72863
636 | 0.75179
637 | 0.74396
638 | 0.7507
639 | 0.76598
640 | 0.76182
641 | 0.79355
642 | 0.84081
643 | 0.85214
644 | 0.80254
645 | 0.76661
646 | 0.73937
647 | 0.66691
648 | 0.62074
649 | 0.5412
650 | 0.58222
651 | 0.5476
652 | 0.54172
653 | 0.54466
654 | 0.5771
655 | 0.60507
656 | 0.64438
657 | 0.67793
658 | 0.67449
659 | 0.6534
660 | 0.64331
661 | 0.63405
662 | 0.63124
663 | 0.64436
664 | 0.6555
665 | 0.67161
666 | 0.73168
667 | 0.7728
668 | 0.75024
669 | 0.71201
670 | 0.6696
671 | 0.61103
672 | 0.57075
673 | 0.58864
674 | 0.531
675 | 0.5333
676 | 0.51425
677 | 0.51537
678 | 0.54406
679 | 0.57348
680 | 0.59897
681 | 0.63783
682 | 0.65188
683 | 0.64734
684 | 0.66817
685 | 0.67644
686 | 0.66385
687 | 0.64418
688 | 0.66784
689 | 0.70003
690 | 0.72882
691 | 0.75853
692 | 0.76483
693 | 0.73168
694 | 0.66047
695 | 0.60163
696 | 0.55914
697 | 0.55338
698 | 0.53152
699 | 0.52989
700 | 0.53418
701 | 0.54394
702 | 0.58684
703 | 0.63172
704 | 0.66917
705 | 0.6619
706 | 0.64824
707 | 0.62787
708 | 0.63727
709 | 0.63237
710 | 0.63339
711 | 0.61113
712 | 0.63409
713 | 0.67565
714 | 0.74265
715 | 0.79515
716 | 0.78326
717 | 0.75025
718 | 0.67722
719 | 0.60255
720 | 0.55855
721 | 0.54413
722 | 0.52969
723 | 0.52604
724 | 0.52629
725 | 0.54365
726 | 0.5933
727 | 0.67661
728 | 0.68514
729 | 0.68396
730 | 0.69295
731 | 0.66976
732 | 0.68029
733 | 0.68603
734 | 0.66422
735 | 0.7257
736 | 0.77155
737 | 0.81173
738 | 0.80736
739 | 0.83737
740 | 0.81022
741 | 0.76787
742 | 0.70654
743 | 0.61478
744 | 0.5673
745 | 0.54274
746 | 0.51347
747 | 0.50837
748 | 0.50648
749 | 0.5191
750 | 0.57975
751 | 0.63226
752 | 0.66877
753 | 0.67932
754 | 0.69232
755 | 0.6766
756 | 0.6404
757 | 0.63734
758 | 0.66401
759 | 0.65528
760 | 0.67024
761 | 0.72644
762 | 0.74974
763 | 0.76627
764 | 0.76736
765 | 0.74156
766 | 0.68317
767 | 0.60072
768 | 0.56266
769 | 0.52151
770 | 0.52595
771 | 0.52321
772 | 0.52349
773 | 0.53322
774 | 0.57839
775 | 0.62602
776 | 0.68112
777 | 0.70292
778 | 0.66306
779 | 0.64671
780 | 0.66835
781 | 0.7295
782 | 0.70008
783 | 0.69335
784 | 0.70345
785 | 0.73568
786 | 0.76285
787 | 0.80466
788 | 0.75992
789 | 0.70716
790 | 0.65655
791 | 0.58395
792 | 0.54104
793 | 0.53655
794 | 0.51383
795 | 0.50601
796 | 0.50868
797 | 0.52086
798 | 0.56239
799 | 0.61808
800 | 0.65749
801 | 0.67453
802 | 0.67604
803 | 0.67346
804 | 0.71316
805 | 0.71766
806 | 0.68102
807 | 0.73966
808 | 0.74568
809 | 0.73463
810 | 0.79913
811 | 0.80234
812 | 0.74349
813 | 0.6897
814 | 0.66362
815 | 0.61313
816 | 0.55188
817 | 0.52089
818 | 0.52057
819 | 0.51091
820 | 0.51122
821 | 0.51168
822 | 0.54747
823 | 0.57636
824 | 0.62958
825 | 0.66568
826 | 0.6906
827 | 0.70858
828 | 0.72167
829 | 0.71009
830 | 0.68335
831 | 0.70118
832 | 0.71925
833 | 0.71554
834 | 0.74591
835 | 0.75382
836 | 0.75043
837 | 0.73027
838 | 0.68468
839 | 0.60556
840 | 0.55737
841 | 0.53156
842 | 0.50565
843 | 0.50414
844 | 0.49992
845 | 0.50707
846 | 0.53435
847 | 0.56276
848 | 0.60877
849 | 0.66206
850 | 0.67484
851 | 0.66269
852 | 0.68727
853 | 0.66154
854 | 0.64348
855 | 0.64198
856 | 0.65985
857 | 0.65643
858 | 0.72767
859 | 0.75384
860 | 0.73155
861 | 0.69169
862 | 0.63278
863 | 0.5797
864 | 0.52968
865 | 0.52304
866 | 0.49608
867 | 0.49585
868 | 0.49265
869 | 0.5025
870 | 0.55815
871 | 0.61839
872 | 0.66925
873 | 0.69686
874 | 0.70001
875 | 0.67149
876 | 0.65381
877 | 0.68171
878 | 0.67644
879 | 0.69917
880 | 0.73162
881 | 0.73774
882 | 0.76865
883 | 0.79675
884 | 0.76098
885 | 0.72486
886 | 0.666
887 | 0.5899
888 | 0.54953
889 | 0.50952
890 | 0.51383
891 | 0.51111
892 | 0.52649
893 | 0.54127
894 | 0.58597
895 | 0.64673
896 | 0.68037
897 | 0.69604
898 | 0.68874
899 | 0.6678
900 | 0.69818
901 | 0.70059
902 | 0.70072
903 | 0.70844
904 | 0.70065
905 | 0.74125
906 | 0.75255
907 | 0.80012
908 | 0.81874
909 | 0.74962
910 | 0.67166
911 | 0.59963
912 | 0.55233
913 | 0.5311
914 | 0.52681
915 | 0.51439
916 | 0.51442
917 | 0.52589
918 | 0.57147
919 | 0.65194
920 | 0.68677
921 | 0.68994
922 | 0.71325
923 | 0.73159
924 | 0.72709
925 | 0.69726
926 | 0.7207
927 | 0.75252
928 | 0.75703
929 | 0.80427
930 | 0.83466
931 | 0.8914
932 | 0.86697
933 | 0.81657
934 | 0.75048
935 | 0.66113
936 | 0.63914
937 | 0.53642
938 | 0.55004
939 | 0.55202
940 | 0.55146
941 | 0.5774
942 | 0.63302
943 | 0.69305
944 | 0.75359
945 | 0.78082
946 | 0.76395
947 | 0.78448
948 | 0.77411
949 | 0.70694
950 | 0.71813
951 | 0.71867
952 | 0.74471
953 | 0.75795
954 | 0.79253
955 | 0.82787
956 | 0.80395
957 | 0.73948
958 | 0.68992
959 | 0.63879
960 | 0.57001
961 | 0.59123
962 | 0.5113
963 | 0.50787
964 | 0.50678
965 | 0.52496
966 | 0.58151
967 | 0.66529
968 | 0.71222
969 | 0.70013
970 | 0.66495
971 | 0.67463
972 | 0.67648
973 | 0.6936
974 | 0.69065
975 | 0.68174
976 | 0.69485
977 | 0.77214
978 | 0.80371
979 | 0.81275
980 | 0.77885
981 | 0.74822
982 | 0.72047
983 | 0.63755
984 | 0.59444
985 | 0.52471
986 | 0.53759
987 | 0.51912
988 | 0.52073
989 | 0.52733
990 | 0.55441
991 | 0.6175
992 | 0.67131
993 | 0.70558
994 | 0.67523
995 | 0.61697
996 | 0.63923
997 | 0.66276
998 | 0.65178
999 | 0.64205
1000 | 0.6669
1001 | 0.69216
1002 | 0.74707
1003 | 0.76174
1004 | 0.74653
1005 | 0.66991
1006 | 0.62581
1007 | 0.60403
1008 | 0.56087
1009 | 0.54921
1010 | 0.49381
1011 | 0.48995
1012 | 0.49004
1013 | 0.49637
1014 | 0.51838
1015 | 0.5602
1016 | 0.59922
1017 | 0.65817
1018 | 0.6842
1019 | 0.6851
1020 | 0.69405
1021 | 0.66861
1022 | 0.67699
1023 | 0.65058
1024 | 0.70114
1025 | 0.71783
1026 | 0.76428
1027 | 0.80075
1028 | 0.76724
1029 | 0.72587
1030 | 0.68596
1031 | 0.61947
1032 | 0.57595
1033 | 0.51651
1034 | 0.52564
1035 | 0.50561
1036 | 0.51274
1037 | 0.51738
1038 | 0.5697
1039 | 0.63336
1040 | 0.67213
1041 | 0.68387
1042 | 0.64758
1043 | 0.62605
1044 | 0.6054
1045 | 0.60503
1046 | 0.59693
1047 | 0.60372
1048 | 0.65198
1049 | 0.67737
1050 | 0.74015
1051 | 0.78945
1052 | 0.76849
1053 | 0.71314
1054 | 0.66363
1055 | 0.59491
1056 | 0.53176
1057 | 0.55024
1058 | 0.49807
1059 | 0.49125
1060 | 0.4949
1061 | 0.50805
1062 | 0.57809
1063 | 0.66405
1064 | 0.69904
1065 | 0.69315
1066 | 0.67585
1067 | 0.64846
1068 | 0.65096
1069 | 0.63984
1070 | 0.63749
1071 | 0.63788
1072 | 0.65255
1073 | 0.70135
1074 | 0.76681
1075 | 0.79007
1076 | 0.80323
1077 | 0.75073
1078 | 0.68435
1079 | 0.60113
1080 | 0.53341
1081 | 0.51039
1082 | 0.4996
1083 | 0.49958
1084 | 0.49823
1085 | 0.51085
1086 | 0.58163
1087 | 0.6285
1088 | 0.67297
1089 | 0.676
1090 | 0.66912
1091 | 0.62365
1092 | 0.61667
1093 | 0.60706
1094 | 0.62587
1095 | 0.63183
1096 | 0.66269
1097 | 0.70858
1098 | 0.74463
1099 | 0.80328
1100 | 0.78018
1101 | 0.72685
1102 | 0.65605
1103 | 0.59445
1104 | 0.55454
1105 | 0.50744
1106 | 0.517
1107 | 0.51026
1108 | 0.51263
1109 | 0.52745
1110 | 0.57587
1111 | 0.63091
1112 | 0.65501
1113 | 0.67042
1114 | 0.69393
1115 | 0.6836
1116 | 0.64479
1117 | 0.64768
1118 | 0.6297
1119 | 0.64033
1120 | 0.66068
1121 | 0.69336
1122 | 0.72761
1123 | 0.7997
1124 | 0.77247
1125 | 0.71745
1126 | 0.67761
1127 | 0.61362
1128 | 0.54878
1129 | 0.53086
1130 | 0.50189
1131 | 0.49813
1132 | 0.50324
1133 | 0.51597
1134 | 0.55351
1135 | 0.60513
1136 | 0.64108
1137 | 0.69015
1138 | 0.68895
1139 | 0.67674
1140 | 0.64997
1141 | 0.64057
1142 | 0.62461
1143 | 0.64436
1144 | 0.65928
1145 | 0.6783
1146 | 0.73354
1147 | 0.78233
1148 | 0.7887
1149 | 0.75038
1150 | 0.71895
1151 | 0.64687
1152 | 0.58247
1153 | 0.51399
1154 | 0.53007
1155 | 0.52552
1156 | 0.51786
1157 | 0.53904
1158 | 0.56643
1159 | 0.61119
1160 | 0.63764
1161 | 0.70266
1162 | 0.69307
1163 | 0.67287
1164 | 0.66882
1165 | 0.69201
1166 | 0.62759
1167 | 0.66773
1168 | 0.68375
1169 | 0.70252
1170 | 0.74017
1171 | 0.78689
1172 | 0.77735
1173 | 0.73451
1174 | 0.69511
1175 | 0.62287
1176 | 0.56461
1177 | 0.54837
1178 | 0.49598
1179 | 0.49964
1180 | 0.49398
1181 | 0.50097
1182 | 0.51965
1183 | 0.55645
1184 | 0.59906
1185 | 0.63855
1186 | 0.63774
1187 | 0.64243
1188 | 0.62723
1189 | 0.65196
1190 | 0.64291
1191 | 0.67605
1192 | 0.69701
1193 | 0.70711
1194 | 0.73444
1195 | 0.76609
1196 | 0.76508
1197 | 0.72918
1198 | 0.68441
1199 | 0.63026
1200 | 0.57178
1201 | 0.5156
1202 | 0.51682
1203 | 0.51593
1204 | 0.51027
1205 | 0.51849
1206 | 0.54853
1207 | 0.58213
1208 | 0.62173
1209 | 0.65539
1210 | 0.64414
1211 | 0.61968
1212 | 0.61509
1213 | 0.61004
1214 | 0.60394
1215 | 0.63957
1216 | 0.67991
1217 | 0.75402
1218 | 0.76795
1219 | 0.77543
1220 | 0.77415
1221 | 0.7219
1222 | 0.67686
1223 | 0.60717
1224 | 0.54521
1225 | 0.53312
1226 | 0.50928
1227 | 0.5026
1228 | 0.5076
1229 | 0.52103
1230 | 0.55698
1231 | 0.61719
1232 | 0.66162
1233 | 0.71822
1234 | 0.71049
1235 | 0.71628
1236 | 0.70482
1237 | 0.70127
1238 | 0.69579
1239 | 0.69154
1240 | 0.69774
1241 | 0.70756
1242 | 0.76828
1243 | 0.7767
1244 | 0.75958
1245 | 0.70861
1246 | 0.65645
1247 | 0.59489
1248 | 0.54076
1249 | 0.52551
1250 | 0.50132
1251 | 0.51401
1252 | 0.51064
1253 | 0.5357
1254 | 0.60515
1255 | 0.66815
1256 | 0.70303
1257 | 0.72273
1258 | 0.70735
1259 | 0.7076
1260 | 0.72176
1261 | 0.72219
1262 | 0.72172
1263 | 0.70573
1264 | 0.71152
1265 | 0.7294
1266 | 0.77215
1267 | 0.81829
1268 | 0.79342
1269 | 0.72846
1270 | 0.71401
1271 | 0.61506
1272 | 0.54362
1273 | 0.51358
1274 | 0.51128
1275 | 0.51625
1276 | 0.50867
1277 | 0.51811
1278 | 0.57183
1279 | 0.61418
1280 | 0.63843
1281 | 0.66069
1282 | 0.64584
1283 | 0.65827
1284 | 0.68876
1285 | 0.66581
1286 | 0.67945
1287 | 0.69496
1288 | 0.74192
1289 | 0.77671
1290 | 0.81823
1291 | 0.86305
1292 | 0.80311
1293 | 0.77151
1294 | 0.68778
1295 | 0.59387
1296 | 0.55055
1297 | 0.52286
1298 | 0.49012
1299 | 0.48701
1300 | 0.50089
1301 | 0.51691
1302 | 0.57378
1303 | 0.65263
1304 | 0.66912
1305 | 0.65098
1306 | 0.64603
1307 | 0.70113
1308 | 0.71789
1309 | 0.7424
1310 | 0.71419
1311 | 0.71525
1312 | 0.77418
1313 | 0.80444
1314 | 0.86616
1315 | 0.86629
1316 | 0.84072
1317 | 0.816
1318 | 0.75102
1319 | 0.65993
1320 | 0.60814
1321 | 0.50878
1322 | 0.52143
1323 | 0.52556
1324 | 0.51253
1325 | 0.51788
1326 | 0.55095
1327 | 0.60331
1328 | 0.63624
1329 | 0.68647
1330 | 0.70977
1331 | 0.69456
1332 | 0.67514
1333 | 0.66526
1334 | 0.6685
1335 | 0.67366
1336 | 0.70324
1337 | 0.73911
1338 | 0.75831
1339 | 0.76851
1340 | 0.77985
1341 | 0.7212
1342 | 0.65468
1343 | 0.6108
1344 | 0.55064
1345 | 0.55311
1346 | 0.49214
1347 | 0.49791
1348 | 0.50438
1349 | 0.51071
1350 | 0.5311
1351 | 0.57486
1352 | 0.61017
1353 | 0.66497
1354 | 0.68984
1355 | 0.65883
1356 | 0.63595
1357 | 0.65022
1358 | 0.66361
1359 | 0.6863
1360 | 0.71292
1361 | 0.72965
1362 | 0.79352
1363 | 0.80687
1364 | 0.80042
1365 | 0.75189
1366 | 0.69108
1367 | 0.60897
1368 | 0.56259
1369 | 0.53159
1370 | 0.53058
1371 | 0.51918
1372 | 0.5076
1373 | 0.50857
1374 | 0.54131
1375 | 0.63259
1376 | 0.68455
1377 | 0.67618
1378 | 0.64799
1379 | 0.6295
1380 | 0.64874
1381 | 0.67247
1382 | 0.64568
1383 | 0.66947
1384 | 0.6908
1385 | 0.70642
1386 | 0.74673
1387 | 0.80491
1388 | 0.77996
1389 | 0.72009
1390 | 0.65957
1391 | 0.59909
1392 | 0.54678
1393 | 0.53299
1394 | 0.5187
1395 | 0.51212
1396 | 0.51086
1397 | 0.52191
1398 | 0.57673
1399 | 0.62261
1400 | 0.64366
1401 | 0.67648
1402 | 0.68212
1403 | 0.66216
1404 | 0.63673
1405 | 0.61464
1406 | 0.65134
1407 | 0.66388
1408 | 0.68881
1409 | 0.7105
1410 | 0.75556
1411 | 0.8067
1412 | 0.77022
1413 | 0.71845
1414 | 0.6743
1415 | 0.59338
1416 | 0.55167
1417 | 0.52916
1418 | 0.54127
1419 | 0.54422
1420 | 0.54186
1421 | 0.55731
1422 | 0.60741
1423 | 0.6652
1424 | 0.67863
1425 | 0.67904
1426 | 0.66891
1427 | 0.6628
1428 | 0.63985
1429 | 0.62947
1430 | 0.62206
1431 | 0.63211
1432 | 0.65784
1433 | 0.67123
1434 | 0.74001
1435 | 0.8156
1436 | 0.82932
1437 | 0.78626
1438 | 0.71594
1439 | 0.62576
1440 | 0.5665
1441 | 0.55544
1442 | 0.53475
1443 | 0.51348
1444 | 0.51385
1445 | 0.52451
1446 | 0.58327
1447 | 0.62487
1448 | 0.62944
1449 | 0.63153
1450 | 0.62009
1451 | 0.61447
1452 | 0.61309
1453 | 0.59754
1454 | 0.64171
1455 | 0.63713
1456 | 0.67388
1457 | 0.68777
1458 | 0.77422
1459 | 0.8042
1460 | 0.78689
1461 | 0.75479
1462 | 0.68497
1463 | 0.61438
1464 | 0.54739
1465 | 0.54623
1466 | 0.51947
1467 | 0.52368
1468 | 0.51875
1469 | 0.5343
1470 | 0.58611
1471 | 0.65726
1472 | 0.69442
1473 | 0.67772
1474 | 0.66346
1475 | 0.63723
1476 | 0.63966
1477 | 0.629
1478 | 0.61952
1479 | 0.63894
1480 | 0.66278
1481 | 0.6837
1482 | 0.73138
1483 | 0.76674
1484 | 0.79023
1485 | 0.75581
1486 | 0.71432
1487 | 0.64631
1488 | 0.58585
1489 | 0.54118
1490 | 0.54151
1491 | 0.5331
1492 | 0.51981
1493 | 0.53072
1494 | 0.55237
1495 | 0.60032
1496 | 0.62648
1497 | 0.67508
1498 | 0.68162
1499 | 0.6435
1500 | 0.63489
1501 | 0.64869
1502 | 0.62927
1503 | 0.64287
1504 | 0.66892
1505 | 0.68309
1506 | 0.72782
1507 | 0.77966
1508 | 0.79014
1509 | 0.73097
1510 | 0.69301
1511 | 0.62056
1512 | 0.56522
1513 | 0.55254
1514 | 0.5391
1515 | 0.53776
1516 | 0.5308
1517 | 0.53212
1518 | 0.55542
1519 | 0.60794
1520 | 0.64244
1521 | 0.67868
1522 | 0.68871
1523 | 0.67037
1524 | 0.65557
1525 | 0.6273
1526 | 0.6221
1527 | 0.6235
1528 | 0.6356
1529 | 0.66787
1530 | 0.71709
1531 | 0.77569
1532 | 0.78318
1533 | 0.76163
1534 | 0.68602
1535 | 0.62616
1536 | 0.55776
1537 | 0.54667
1538 | 0.52948
1539 | 0.52024
1540 | 0.50291
1541 | 0.51916
1542 | 0.56196
1543 | 0.60978
1544 | 0.6503
1545 | 0.69478
1546 | 0.67085
1547 | 0.65381
1548 | 0.63567
1549 | 0.62647
1550 | 0.61831
1551 | 0.62396
1552 | 0.65204
1553 | 0.67334
1554 | 0.7449
1555 | 0.81553
1556 | 0.80459
1557 | 0.73812
1558 | 0.69538
1559 | 0.64056
1560 | 0.57246
1561 | 0.53782
1562 | 0.53269
1563 | 0.52839
1564 | 0.53927
1565 | 0.54156
1566 | 0.59824
1567 | 0.67629
1568 | 0.72367
1569 | 0.72655
1570 | 0.72633
1571 | 0.69802
1572 | 0.68827
1573 | 0.67214
1574 | 0.69118
1575 | 0.68968
1576 | 0.75488
1577 | 0.78073
1578 | 0.84713
1579 | 0.88604
1580 | 0.88197
1581 | 0.83656
1582 | 0.73372
1583 | 0.63271
1584 | 0.57101
1585 | 0.54402
1586 | 0.53492
1587 | 0.53332
1588 | 0.53383
1589 | 0.5468
1590 | 0.59488
1591 | 0.67876
1592 | 0.70243
1593 | 0.73487
1594 | 0.73768
1595 | 0.71017
1596 | 0.69663
1597 | 0.74686
1598 | 0.80555
1599 | 0.80252
1600 | 0.78484
1601 | 0.81145
1602 | 0.88439
1603 | 0.89231
1604 | 0.87473
1605 | 0.8327
1606 | 0.77279
1607 | 0.68719
1608 | 0.6077
1609 | 0.54796
1610 | 0.56586
1611 | 0.5482
1612 | 0.54059
1613 | 0.54816
1614 | 0.61726
1615 | 0.69087
1616 | 0.76143
1617 | 0.81645
1618 | 0.76692
1619 | 0.69888
1620 | 0.72767
1621 | 0.72519
1622 | 0.74323
1623 | 0.74051
1624 | 0.75327
1625 | 0.80421
1626 | 0.8654
1627 | 0.86432
1628 | 0.85375
1629 | 0.79473
1630 | 0.72096
1631 | 0.62952
1632 | 0.5778
1633 | 0.58232
1634 | 0.54235
1635 | 0.54978
1636 | 0.54285
1637 | 0.54549
1638 | 0.61174
1639 | 0.71095
1640 | 0.74571
1641 | 0.70672
1642 | 0.67519
1643 | 0.65406
1644 | 0.6677
1645 | 0.66752
1646 | 0.67985
1647 | 0.73504
1648 | 0.77975
1649 | 0.77844
1650 | 0.83514
1651 | 0.86202
1652 | 0.83475
1653 | 0.79509
1654 | 0.73076
1655 | 0.64445
1656 | 0.59035
1657 | 0.55255
1658 | 0.55426
1659 | 0.55061
1660 | 0.55523
1661 | 0.55486
1662 | 0.58901
1663 | 0.64447
1664 | 0.67101
1665 | 0.75477
1666 | 0.75416
1667 | 0.69111
1668 | 0.69073
1669 | 0.69431
1670 | 0.67864
1671 | 0.68453
1672 | 0.68629
1673 | 0.76111
1674 | 0.81558
1675 | 0.76987
1676 | 0.78069
1677 | 0.73885
1678 | 0.71665
1679 | 0.63532
1680 | 0.57462
1681 | 0.56397
1682 | 0.54635
1683 | 0.55595
1684 | 0.53822
1685 | 0.54895
1686 | 0.57408
1687 | 0.60902
1688 | 0.64987
1689 | 0.71175
1690 | 0.70058
1691 | 0.68739
1692 | 0.69432
1693 | 0.74641
1694 | 0.73197
1695 | 0.72158
1696 | 0.78614
1697 | 0.83425
1698 | 0.84695
1699 | 0.86914
1700 | 0.84246
1701 | 0.82686
1702 | 0.78002
1703 | 0.69606
1704 | 0.62099
1705 | 0.55737
1706 | 0.57344
1707 | 0.56393
1708 | 0.56156
1709 | 0.57189
1710 | 0.61728
1711 | 0.68547
1712 | 0.71093
1713 | 0.71806
1714 | 0.72882
1715 | 0.71556
1716 | 0.75197
1717 | 0.73706
1718 | 0.68678
1719 | 0.70315
1720 | 0.71294
1721 | 0.75109
1722 | 0.83059
1723 | 0.85655
1724 | 0.81718
1725 | 0.77395
1726 | 0.70664
1727 | 0.63551
1728 | 0.58011
1729 | 0.58698
1730 | 0.54496
1731 | 0.54132
1732 | 0.54368
1733 | 0.55268
1734 | 0.60073
1735 | 0.68156
1736 | 0.70766
1737 | 0.70762
1738 | 0.7105
1739 | 0.68982
1740 | 0.68521
1741 | 0.67162
1742 | 0.74655
1743 | 0.76962
1744 | 0.77331
1745 | 0.81142
1746 | 0.84481
1747 | 0.853
1748 | 0.86075
1749 | 0.80987
1750 | 0.73864
1751 | 0.64241
1752 | 0.59059
1753 | 0.55929
1754 | 0.56498
1755 | 0.55359
1756 | 0.55745
1757 | 0.56139
1758 | 0.61877
1759 | 0.68444
1760 | 0.73077
1761 | 0.72763
1762 | 0.72408
1763 | 0.6773
1764 | 0.68776
1765 | 0.74204
1766 | 0.71383
1767 | 0.74297
1768 | 0.78205
1769 | 0.78922
1770 | 0.85664
1771 | 0.90693
1772 | 0.88442
1773 | 0.82384
1774 | 0.75839
1775 | 0.64786
1776 | 0.5879
1777 | 0.57565
1778 | 0.57868
1779 | 0.57198
1780 | 0.57076
1781 | 0.5813
1782 | 0.64424
1783 | 0.70133
1784 | 0.73256
1785 | 0.72147
1786 | 0.69184
1787 | 0.6817
1788 | 0.73469
1789 | 0.75639
1790 | 0.75331
1791 | 0.77118
1792 | 0.81959
1793 | 0.84875
1794 | 0.91564
1795 | 0.93738
1796 | 0.90704
1797 | 0.8139
1798 | 0.74966
1799 | 0.66786
1800 | 0.59576
1801 | 0.6009
1802 | 0.54758
1803 | 0.54513
1804 | 0.54662
1805 | 0.54544
1806 | 0.598
1807 | 0.66475
1808 | 0.67898
1809 | 0.69339
1810 | 0.673
1811 | 0.65896
1812 | 0.6639
1813 | 0.69219
1814 | 0.71398
1815 | 0.73647
1816 | 0.7796
1817 | 0.79404
1818 | 0.80055
1819 | 0.8229
1820 | 0.82816
1821 | 0.75643
1822 | 0.70135
1823 | 0.63605
1824 | 0.58997
1825 | 0.56736
1826 | 0.54443
1827 | 0.54806
1828 | 0.5561
1829 | 0.55523
1830 | 0.58235
1831 | 0.64987
1832 | 0.69386
1833 | 0.72591
1834 | 0.7253
1835 | 0.72079
1836 | 0.68416
1837 | 0.73447
1838 | 0.71055
1839 | 0.72781
1840 | 0.76933
1841 | 0.78867
1842 | 0.84822
1843 | 0.84065
1844 | 0.86149
1845 | 0.82157
1846 | 0.77991
1847 | 0.69361
1848 | 0.60672
1849 | 0.55594
1850 | 0.55382
1851 | 0.54872
1852 | 0.55773
1853 | 0.54059
1854 | 0.5644
1855 | 0.59878
1856 | 0.61106
1857 | 0.64169
1858 | 0.63743
1859 | 0.63338
1860 | 0.6366
1861 | 0.62686
1862 | 0.60442
1863 | 0.6186
1864 | 0.65013
1865 | 0.68471
1866 | 0.75667
1867 | 0.78051
1868 | 0.76008
1869 | 0.70945
1870 | 0.67389
1871 | 0.61322
1872 | 0.56052
1873 | 0.56384
1874 | 0.52203
1875 | 0.52305
1876 | 0.5108
1877 | 0.52459
1878 | 0.55907
1879 | 0.60062
1880 | 0.63066
1881 | 0.70999
1882 | 0.69778
1883 | 0.67123
1884 | 0.62559
1885 | 0.60658
1886 | 0.63321
1887 | 0.6201
1888 | 0.65491
1889 | 0.67789
1890 | 0.7458
1891 | 0.79516
1892 | 0.81856
1893 | 0.76924
1894 | 0.68307
1895 | 0.59627
1896 | 0.54715
1897 | 0.53633
1898 | 0.5368
1899 | 0.5408
1900 | 0.54435
1901 | 0.54961
1902 | 0.59731
1903 | 0.64448
1904 | 0.64634
1905 | 0.66435
1906 | 0.6655
1907 | 0.68284
1908 | 0.65787
1909 | 0.65389
1910 | 0.6589
1911 | 0.63925
1912 | 0.6578
1913 | 0.69277
1914 | 0.76205
1915 | 0.78193
1916 | 0.79142
1917 | 0.75543
1918 | 0.69512
1919 | 0.61818
1920 | 0.5557
1921 | 0.52763
1922 | 0.52568
1923 | 0.52872
1924 | 0.52838
1925 | 0.53003
1926 | 0.58828
1927 | 0.6201
1928 | 0.64033
1929 | 0.66749
1930 | 0.66919
1931 | 0.66527
1932 | 0.68393
1933 | 0.71234
1934 | 0.73742
1935 | 0.73903
1936 | 0.7331
1937 | 0.73371
1938 | 0.79082
1939 | 0.80454
1940 | 0.8276
1941 | 0.78664
1942 | 0.74146
1943 | 0.65299
1944 | 0.5687
1945 | 0.53787
1946 | 0.53462
1947 | 0.53328
1948 | 0.52713
1949 | 0.54024
1950 | 0.60347
1951 | 0.63713
1952 | 0.66816
1953 | 0.70257
1954 | 0.66774
1955 | 0.67394
1956 | 0.64606
1957 | 0.60719
1958 | 0.62181
1959 | 0.67976
1960 | 0.69894
1961 | 0.70465
1962 | 0.75779
1963 | 0.80034
1964 | 0.81178
1965 | 0.75504
1966 | 0.68258
1967 | 0.61025
1968 | 0.54784
1969 | 0.55126
1970 | 0.52181
1971 | 0.5194
1972 | 0.51281
1973 | 0.53325
1974 | 0.57473
1975 | 0.63526
1976 | 0.68136
1977 | 0.7027
1978 | 0.6907
1979 | 0.74058
1980 | 0.73155
1981 | 0.69113
1982 | 0.7143
1983 | 0.74387
1984 | 0.75919
1985 | 0.76745
1986 | 0.80413
1987 | 0.8344
1988 | 0.82085
1989 | 0.77519
1990 | 0.70603
1991 | 0.63516
1992 | 0.57826
1993 | 0.52979
1994 | 0.54743
1995 | 0.54667
1996 | 0.54632
1997 | 0.55043
1998 | 0.57391
1999 | 0.61125
2000 | 0.62795
2001 | 0.64016
2002 | 0.64055
2003 | 0.62094
2004 | 0.62248
2005 | 0.62005
2006 | 0.59989
2007 | 0.65454
2008 | 0.77308
2009 | 0.74303
2010 | 0.78557
2011 | 0.77992
2012 | 0.77108
2013 | 0.71989
2014 | 0.72619
2015 | 0.63714
2016 | 0.57122
2017 | 0.56083
2018 | 0.57247
2019 | 0.54252
2020 | 0.53549
2021 | 0.53546
2022 | 0.56786
2023 | 0.60078
2024 | 0.61932
2025 | 0.66636
2026 | 0.67436
2027 | 0.67779
2028 | 0.74148
2029 | 0.71187
2030 | 0.76933
2031 | 0.76495
2032 | 0.75951
2033 | 0.80365
2034 | 0.8605
2035 | 0.87509
2036 | 0.8728
2037 | 0.87961
2038 | 0.78219
2039 | 0.6948
2040 | 0.62139
2041 | 0.58428
2042 | 0.57304
2043 | 0.56441
2044 | 0.55268
2045 | 0.56662
2046 | 0.58653
2047 | 0.64771
2048 | 0.69605
2049 | 0.78334
2050 | 0.76402
2051 | 0.7981
2052 | 0.70038
2053 | 0.76239
2054 | 0.72602
2055 | 0.72214
2056 | 0.74304
2057 | 0.79423
2058 | 0.8171
2059 | 0.83377
2060 | 0.8771
2061 | 0.79981
2062 | 0.70537
2063 | 0.62902
2064 | 0.56541
2065 | 0.5921
2066 | 0.53658
2067 | 0.52668
2068 | 0.52978
2069 | 0.54135
2070 | 0.58831
2071 | 0.65184
2072 | 0.68205
2073 | 0.70525
2074 | 0.69825
2075 | 0.67992
2076 | 0.67882
2077 | 0.73344
2078 | 0.71041
2079 | 0.73339
2080 | 0.81162
2081 | 0.81742
2082 | 0.84609
2083 | 0.88131
2084 | 0.86729
2085 | 0.79948
2086 | 0.71554
2087 | 0.63913
2088 | 0.57394
2089 | 0.54044
2090 | 0.53277
2091 | 0.52969
2092 | 0.5229
2093 | 0.53488
2094 | 0.57906
2095 | 0.64935
2096 | 0.65031
2097 | 0.66985
2098 | 0.67086
2099 | 0.66279
2100 | 0.69792
2101 | 0.70933
2102 | 0.71616
2103 | 0.7185
2104 | 0.7496
2105 | 0.77178
2106 | 0.82196
2107 | 0.81927
2108 | 0.82956
2109 | 0.80987
2110 | 0.72997
2111 | 0.64489
2112 | 0.56747
2113 | 0.54386
2114 | 0.54551
2115 | 0.54014
2116 | 0.5486
2117 | 0.55486
2118 | 0.60846
2119 | 0.67514
2120 | 0.70158
2121 | 0.73834
2122 | 0.77223
2123 | 0.79865
2124 | 0.81249
2125 | 0.78003
2126 | 0.77063
2127 | 0.7857
2128 | 0.79313
2129 | 0.82374
2130 | 0.87452
2131 | 0.83846
2132 | 0.86104
2133 | 0.83596
2134 | 0.71134
2135 | 0.61465
2136 | 0.55833
2137 | 0.55173
2138 | 0.51996
2139 | 0.51679
2140 | 0.52
2141 | 0.52985
2142 | 0.56694
2143 | 0.63748
2144 | 0.64467
2145 | 0.65496
2146 | 0.64958
2147 | 0.66904
2148 | 0.69347
2149 | 0.70195
2150 | 0.69552
2151 | 0.70985
2152 | 0.74403
2153 | 0.74964
2154 | 0.77292
2155 | 0.76927
2156 | 0.7761
2157 | 0.74031
2158 | 0.66889
2159 | 0.61813
2160 | 0.57518
2161 | 0.53394
2162 | 0.53708
2163 | 0.54118
2164 | 0.53315
2165 | 0.53243
2166 | 0.56197
2167 | 0.59378
2168 | 0.6211
2169 | 0.67421
2170 | 0.70065
2171 | 0.69488
2172 | 0.7787
2173 | 0.69567
2174 | 0.6744
2175 | 0.71098
2176 | 0.73362
2177 | 0.74291
2178 | 0.80288
2179 | 0.79582
2180 | 0.80978
2181 | 0.74197
2182 | 0.66145
2183 | 0.62249
2184 | 0.55719
2185 | 0.54828
2186 | 0.51951
2187 | 0.51778
2188 | 0.51654
2189 | 0.52145
2190 | 0.54667
2191 | 0.56719
2192 | 0.58403
2193 | 0.65657
2194 | 0.63511
2195 | 0.65109
2196 | 0.67869
2197 | 0.65336
2198 | 0.66643
2199 | 0.67041
2200 | 0.71321
2201 | 0.73575
2202 | 0.7919
2203 | 0.79764
2204 | 0.81228
2205 | 0.76604
2206 | 0.69711
2207 | 0.60309
2208 | 0.55537
2209 | 0.53456
2210 | 0.54574
2211 | 0.53548
2212 | 0.54056
2213 | 0.5493
2214 | 0.59124
2215 | 0.63524
2216 | 0.69458
2217 | 0.73269
2218 | 0.69932
2219 | 0.71959
2220 | 0.70758
2221 | 0.70227
2222 | 0.70692
2223 | 0.67821
2224 | 0.71377
2225 | 0.71164
2226 | 0.76766
2227 | 0.76152
2228 | 0.79941
2229 | 0.73021
2230 | 0.65142
2231 | 0.58265
2232 | 0.53738
2233 | 0.53816
2234 | 0.5023
2235 | 0.50039
2236 | 0.50641
2237 | 0.52392
2238 | 0.56776
2239 | 0.60404
2240 | 0.6289
2241 | 0.64169
2242 | 0.64277
2243 | 0.63522
2244 | 0.66303
2245 | 0.63904
2246 | 0.6386
2247 | 0.67217
2248 | 0.68998
2249 | 0.71033
2250 | 0.7865
2251 | 0.84958
2252 | 0.87268
2253 | 0.81967
2254 | 0.75319
2255 | 0.64025
2256 | 0.58931
2257 | 0.52112
2258 | 0.55787
2259 | 0.54845
2260 | 0.54123
2261 | 0.55009
2262 | 0.59442
2263 | 0.65079
2264 | 0.67342
2265 | 0.70128
2266 | 0.75409
2267 | 0.74948
2268 | 0.71207
2269 | 0.71058
2270 | 0.70769
2271 | 0.71231
2272 | 0.79635
2273 | 0.8141
2274 | 0.8758
2275 | 0.88996
2276 | 0.90641
2277 | 0.83503
2278 | 0.67115
2279 | 0.61932
2280 | 0.58822
2281 | 0.56438
2282 | 0.52906
2283 | 0.5461
2284 | 0.53487
2285 | 0.54334
2286 | 0.58421
2287 | 0.62881
2288 | 0.64734
2289 | 0.67094
2290 | 0.65836
2291 | 0.70739
2292 | 0.72134
2293 | 0.70714
2294 | 0.6964
2295 | 0.72039
2296 | 0.78155
2297 | 0.83553
2298 | 0.87517
2299 | 0.90853
2300 | 0.88416
2301 | 0.80632
2302 | 0.75336
2303 | 0.66669
2304 | 0.61532
2305 | 0.58356
2306 | 0.5626
2307 | 0.55603
2308 | 0.55881
2309 | 0.56807
2310 | 0.61042
2311 | 0.67206
2312 | 0.71832
2313 | 0.77839
2314 | 0.76865
2315 | 0.76868
2316 | 0.74652
2317 | 0.69156
2318 | 0.73117
2319 | 0.79285
2320 | 0.81984
2321 | 0.81624
2322 | 0.83226
2323 | 0.82122
2324 | 0.83819
2325 | 0.78803
2326 | 0.69892
2327 | 0.63451
2328 | 0.55859
2329 | 0.56624
2330 | 0.51392
2331 | 0.5236
2332 | 0.52859
2333 | 0.53217
2334 | 0.56363
2335 | 0.58282
2336 | 0.59833
2337 | 0.61749
2338 | 0.62457
2339 | 0.62409
2340 | 0.68214
2341 | 0.65818
2342 | 0.66242
2343 | 0.67933
2344 | 0.70198
2345 | 0.73336
2346 | 0.79464
2347 | 0.83187
2348 | 0.86045
2349 | 0.76655
2350 | 0.73404
2351 | 0.67607
2352 | 0.60581
2353 | 0.53569
2354 | 0.55694
2355 | 0.55108
2356 | 0.55353
2357 | 0.55703
2358 | 0.57696
2359 | 0.61017
2360 | 0.64336
2361 | 0.6779
2362 | 0.66677
2363 | 0.74477
2364 | 0.745
2365 | 0.71824
2366 | 0.74401
2367 | 0.74443
2368 | 0.78022
2369 | 0.78852
2370 | 0.80146
2371 | 0.80442
2372 | 0.83741
2373 | 0.73994
2374 | 0.68885
2375 | 0.62786
2376 | 0.58899
2377 | 0.57946
2378 | 0.52722
2379 | 0.52903
2380 | 0.5369
2381 | 0.5471
2382 | 0.58708
2383 | 0.64811
2384 | 0.68656
2385 | 0.72209
2386 | 0.70735
2387 | 0.73864
2388 | 0.78121
2389 | 0.7751
2390 | 0.7839
2391 | 0.81862
2392 | 0.84833
2393 | 0.88363
2394 | 0.89895
2395 | 0.92153
2396 | 0.91224
2397 | 0.83165
2398 | 0.74545
2399 | 0.64112
2400 | 0.58295
2401 | 0.56801
2402 | 0.56132
2403 | 0.54973
2404 | 0.53672
2405 | 0.53393
2406 | 0.57442
2407 | 0.6419
2408 | 0.68385
2409 | 0.70215
2410 | 0.68419
2411 | 0.71119
2412 | 0.70205
2413 | 0.67517
2414 | 0.71511
2415 | 0.73531
2416 | 0.77441
2417 | 0.81496
2418 | 0.86715
2419 | 0.91421
2420 | 0.90502
2421 | 0.85539
2422 | 0.7211
2423 | 0.64039
2424 | 0.57082
2425 | 0.56843
2426 | 0.55378
2427 | 0.54689
2428 | 0.53406
2429 | 0.54959
2430 | 0.6004
2431 | 0.66369
2432 | 0.74687
2433 | 0.78243
2434 | 0.79253
2435 | 0.7527
2436 | 0.75059
2437 | 0.74537
2438 | 0.75126
2439 | 0.72302
2440 | 0.7595
2441 | 0.8008
2442 | 0.87329
2443 | 0.89213
2444 | 0.89131
2445 | 0.81852
2446 | 0.72984
2447 | 0.67223
2448 | 0.58269
2449 | 0.56294
2450 | 0.56084
2451 | 0.55344
2452 | 0.54789
2453 | 0.55609
2454 | 0.60457
2455 | 0.67393
2456 | 0.74499
2457 | 0.78099
2458 | 0.82465
2459 | 0.8594
2460 | 0.76724
2461 | 0.73377
2462 | 0.72633
2463 | 0.75003
2464 | 0.81179
2465 | 0.83968
2466 | 0.88715
2467 | 0.89446
2468 | 0.92123
2469 | 0.86896
2470 | 0.73054
2471 | 0.65919
2472 | 0.5917
2473 | 0.56047
2474 | 0.5492
2475 | 0.55307
2476 | 0.55508
2477 | 0.56358
2478 | 0.60934
2479 | 0.69164
2480 | 0.7586
2481 | 0.88521
2482 | 0.86876
2483 | 0.821
2484 | 0.78887
2485 | 0.78583
2486 | 0.77493
2487 | 0.81431
2488 | 0.83782
2489 | 0.86689
2490 | 0.89316
2491 | 0.9023
2492 | 0.90118
2493 | 0.86652
2494 | 0.77394
2495 | 0.69451
2496 | 0.60822
2497 | 0.55784
2498 | 0.56247
2499 | 0.56987
2500 | 0.56438
2501 | 0.56187
2502 | 0.59657
2503 | 0.63175
2504 | 0.6815
2505 | 0.7312
2506 | 0.71911
2507 | 0.70582
2508 | 0.66766
2509 | 0.67385
2510 | 0.67903
2511 | 0.68581
2512 | 0.70457
2513 | 0.73674
2514 | 0.81572
2515 | 0.78892
2516 | 0.80924
2517 | 0.72799
2518 | 0.67169
2519 | 0.62341
2520 | 0.56968
2521 | 0.57652
2522 | 0.53694
2523 | 0.54214
2524 | 0.54569
2525 | 0.55055
2526 | 0.58948
2527 | 0.61127
2528 | 0.63639
2529 | 0.70683
2530 | 0.72127
2531 | 0.67321
2532 | 0.69514
2533 | 0.72249
2534 | 0.69967
2535 | 0.73002
2536 | 0.80917
2537 | 0.80595
2538 | 0.87077
2539 | 0.87749
2540 | 0.88316
2541 | 0.83509
2542 | 0.75988
2543 | 0.65875
2544 | 0.58936
2545 | 0.55289
2546 | 0.53841
2547 | 0.5302
2548 | 0.53869
2549 | 0.53933
2550 | 0.59062
2551 | 0.64151
2552 | 0.68776
2553 | 0.67776
2554 | 0.64631
2555 | 0.63179
2556 | 0.60695
2557 | 0.60747
2558 | 0.60885
2559 | 0.62555
2560 | 0.67772
2561 | 0.72178
2562 | 0.79118
2563 | 0.85749
2564 | 0.89492
2565 | 0.83153
2566 | 0.74812
2567 | 0.64369
2568 | 0.5817
2569 | 0.53739
2570 | 0.55629
2571 | 0.53888
2572 | 0.53352
2573 | 0.53087
2574 | 0.56766
2575 | 0.62282
2576 | 0.63884
2577 | 0.65447
2578 | 0.67402
2579 | 0.65352
2580 | 0.59038
2581 | 0.74427
2582 | 0.69366
2583 | 0.71554
2584 | 0.84223
2585 | 0.85029
2586 | 0.89902
2587 | 0.90651
2588 | 0.89177
2589 | 0.85216
2590 | 0.73185
2591 | 0.64094
2592 | 0.61175
2593 | 0.56356
2594 | 0.57107
2595 | 0.54584
2596 | 0.55802
2597 | 0.57531
2598 | 0.62233
2599 | 0.69342
2600 | 0.70928
2601 | 0.77941
2602 | 0.79106
2603 | 0.70186
2604 | 0.70512
2605 | 0.72599
2606 | 0.76561
2607 | 0.82556
2608 | 0.83795
2609 | 0.87046
2610 | 0.91134
2611 | 0.89503
2612 | 0.87862
2613 | 0.84587
2614 | 0.7374
2615 | 0.64475
2616 | 0.58201
2617 | 0.59287
2618 | 0.56068
2619 | 0.55512
2620 | 0.56007
2621 | 0.55936
2622 | 0.6032
2623 | 0.63591
2624 | 0.61578
2625 | 0.64895
2626 | 0.63753
2627 | 0.62451
2628 | 0.68439
2629 | 0.69863
2630 | 0.64354
2631 | 0.71185
2632 | 0.74737
2633 | 0.7774
2634 | 0.82422
2635 | 0.85557
2636 | 0.85946
2637 | 0.78075
2638 | 0.68088
2639 | 0.62836
2640 | 0.58534
2641 | 0.55825
2642 | 0.53335
2643 | 0.54175
2644 | 0.53302
2645 | 0.56331
2646 | 0.57942
2647 | 0.64433
2648 | 0.66227
2649 | 0.74857
2650 | 0.76645
2651 | 0.80449
2652 | 0.78023
2653 | 0.7761
2654 | 0.75852
2655 | 0.80368
2656 | 0.85195
2657 | 0.85387
2658 | 0.9041
2659 | 0.91765
2660 | 0.89759
2661 | 0.8431
2662 | 0.78496
2663 | 0.65854
2664 | 0.60557
2665 | 0.54923
2666 | 0.57282
2667 | 0.57367
2668 | 0.56558
2669 | 0.57831
2670 | 0.58749
2671 | 0.60909
2672 | 0.64672
2673 | 0.71043
2674 | 0.74247
2675 | 0.76044
2676 | 0.72496
2677 | 0.70118
2678 | 0.73224
2679 | 0.75124
2680 | 0.75875
2681 | 0.75758
2682 | 0.81981
2683 | 0.84694
2684 | 0.84062
2685 | 0.78359
2686 | 0.69775
2687 | 0.62454
2688 | 0.57425
2689 | 0.58183
2690 | 0.60068
2691 | 0.57477
2692 | 0.55059
2693 | 0.5677
2694 | 0.61196
2695 | 0.65057
2696 | 0.70205
2697 | 0.75359
2698 | 0.79281
2699 | 0.76476
2700 | 0.73853
2701 | 0.74308
2702 | 0.74929
2703 | 0.79034
2704 | 0.80998
2705 | 0.85137
2706 | 0.88356
2707 | 0.8927
2708 | 0.92267
2709 | 0.87826
2710 | 0.79892
2711 | 0.62698
2712 | 0.57529
2713 | 0.56715
2714 | 0.54498
2715 | 0.5485
2716 | 0.53915
2717 | 0.54872
2718 | 0.58682
2719 | 0.63837
2720 | 0.68695
2721 | 0.72413
2722 | 0.6864
2723 | 0.78558
2724 | 0.72399
2725 | 0.68936
2726 | 0.67247
2727 | 0.69243
2728 | 0.64905
2729 | 0.68075
2730 | 0.75579
2731 | 0.78726
2732 | 0.82375
2733 | 0.76498
2734 | 0.6821
2735 | 0.59847
2736 | 0.55272
2737 | 0.55917
2738 | 0.54073
2739 | 0.54309
2740 | 0.54038
2741 | 0.54406
2742 | 0.60928
2743 | 0.64985
2744 | 0.65343
2745 | 0.70383
2746 | 0.72396
2747 | 0.70285
2748 | 0.66134
2749 | 0.65951
2750 | 0.6471
2751 | 0.68308
2752 | 0.68728
2753 | 0.73759
2754 | 0.79455
2755 | 0.829
2756 | 0.83735
2757 | 0.78125
2758 | 0.69772
2759 | 0.59556
2760 | 0.56243
2761 | 0.54788
2762 | 0.53937
2763 | 0.53771
2764 | 0.53654
2765 | 0.54228
2766 | 0.59995
2767 | 0.64375
2768 | 0.66702
2769 | 0.69019
2770 | 0.65251
2771 | 0.63918
2772 | 0.63012
2773 | 0.62995
2774 | 0.6176
2775 | 0.65822
2776 | 0.74404
2777 | 0.77154
2778 | 0.79746
2779 | 0.83682
2780 | 0.84052
2781 | 0.78383
2782 | 0.70614
2783 | 0.61242
2784 | 0.57006
2785 | 0.5457
2786 | 0.54569
2787 | 0.56291
2788 | 0.57612
2789 | 0.59728
2790 | 0.67228
2791 | 0.70753
2792 | 0.72247
2793 | 0.75682
2794 | 0.65337
2795 | 0.63467
2796 | 0.62637
2797 | 0.62556
2798 | 0.62056
2799 | 0.63767
2800 | 0.68656
2801 | 0.72015
2802 | 0.82026
2803 | 0.84678
2804 | 0.85319
2805 | 0.80989
2806 | 0.70557
2807 | 0.62287
2808 | 0.57066
2809 | 0.56152
2810 | 0.54302
2811 | 0.54657
2812 | 0.55043
2813 | 0.55679
2814 | 0.61272
2815 | 0.65535
2816 | 0.67759
2817 | 0.71229
2818 | 0.69052
2819 | 0.65734
2820 | 0.66511
2821 | 0.66768
2822 | 0.71504
2823 | 0.76955
2824 | 0.76059
2825 | 0.78388
2826 | 0.83003
2827 | 0.89072
2828 | 0.8717
2829 | 0.81053
2830 | 0.74547
2831 | 0.66741
2832 | 0.61531
2833 | 0.55769
2834 | 0.56844
2835 | 0.56601
2836 | 0.56413
2837 | 0.54352
2838 | 0.57976
2839 | 0.61244
2840 | 0.65035
2841 | 0.6898
2842 | 0.66248
2843 | 0.71391
2844 | 0.73444
2845 | 0.7188
2846 | 0.70718
2847 | 0.70849
2848 | 0.73464
2849 | 0.78028
2850 | 0.80083
2851 | 0.81436
2852 | 0.78501
2853 | 0.77185
2854 | 0.71752
2855 | 0.68044
2856 | 0.62713
2857 | 0.59255
2858 | 0.57835
2859 | 0.56172
2860 | 0.54498
2861 | 0.565
2862 | 0.58404
2863 | 0.60795
2864 | 0.65843
2865 | 0.68914
2866 | 0.68656
2867 | 0.69888
2868 | 0.70188
2869 | 0.74525
2870 | 0.71511
2871 | 0.75633
2872 | 0.77738
2873 | 0.81902
2874 | 0.84584
2875 | 0.85816
2876 | 0.84973
2877 | 0.80527
2878 | 0.7305
2879 | 0.69144
2880 | 0.60303
2881 | 0.59568
2882 | 0.56408
2883 | 0.57075
2884 | 0.57271
2885 | 0.57516
2886 | 0.58855
2887 | 0.68256
2888 | 0.71372
2889 | 0.71492
2890 | 0.66455
2891 | 0.66482
2892 | 0.71222
2893 | 0.69012
2894 | 0.67491
2895 | 0.66052
2896 | 0.77705
2897 | 0.79835
2898 | 0.79766
2899 | 0.80404
2900 | 0.78911
2901 | 0.73532
2902 | 0.6684
2903 | 0.6074
2904 | 0.56089
2905 | 0.55897
2906 | 0.52064
2907 | 0.51504
2908 | 0.50797
2909 | 0.51615
2910 | 0.55728
2911 | 0.59764
2912 | 0.60992
2913 | 0.64393
2914 | 0.62662
2915 | 0.63988
2916 | 0.62908
2917 | 0.62466
2918 | 0.66755
2919 | 0.69224
2920 | 0.69953
2921 | 0.72035
2922 | 0.78546
2923 | 0.80717
2924 | 0.80645
2925 | 0.71434
2926 | 0.64039
2927 | 0.58008
2928 | 0.52588
2929 | 0.53767
2930 | 0.49421
2931 | 0.48831
2932 | 0.49299
2933 | 0.50935
2934 | 0.56458
2935 | 0.61041
2936 | 0.62016
2937 | 0.66199
2938 | 0.68609
2939 | 0.6766
2940 | 0.67501
2941 | 0.64292
2942 | 0.62967
2943 | 0.64446
2944 | 0.6574
2945 | 0.65805
2946 | 0.69088
2947 | 0.74527
2948 | 0.77104
2949 | 0.72002
2950 | 0.65158
2951 | 0.57508
2952 | 0.53718
2953 | 0.51023
2954 | 0.50676
2955 | 0.51089
2956 | 0.50361
2957 | 0.51042
2958 | 0.57418
2959 | 0.59372
2960 | 0.61831
2961 | 0.64744
2962 | 0.63325
2963 | 0.64093
2964 | 0.67209
2965 | 0.70836
2966 | 0.68926
2967 | 0.71304
2968 | 0.7388
2969 | 0.74505
2970 | 0.74368
2971 | 0.7605
2972 | 0.77453
2973 | 0.71463
2974 | 0.66151
2975 | 0.5901
2976 | 0.53839
2977 | 0.51738
2978 | 0.50066
2979 | 0.50687
2980 | 0.52077
2981 | 0.5345
2982 | 0.57565
2983 | 0.63403
2984 | 0.63993
2985 | 0.65892
2986 | 0.6525
2987 | 0.64111
2988 | 0.61004
2989 | 0.59824
2990 | 0.59836
2991 | 0.61237
2992 | 0.66331
2993 | 0.71957
2994 | 0.74825
2995 | 0.78041
2996 | 0.77468
2997 | 0.74855
2998 | 0.70231
2999 | 0.61111
3000 | 0.56851
3001 | 0.52803
3002 | 0.52915
3003 | 0.54345
3004 | 0.54644
3005 | 0.55668
3006 | 0.6004
3007 | 0.614
3008 | 0.63048
3009 | 0.64617
3010 | 0.69398
3011 | 0.67771
3012 | 0.67338
3013 | 0.69109
3014 | 0.69052
3015 | 0.68921
3016 | 0.68826
3017 | 0.69124
3018 | 0.67521
3019 | 0.69336
3020 | 0.67797
3021 | 0.64362
3022 | 0.62773
3023 | 0.57013
3024 | 0.52191
3025 | 0.54332
3026 | 0.50097
3027 | 0.49569
3028 | 0.49195
3029 | 0.4956
3030 | 0.54707
3031 | 0.56667
3032 | 0.58994
3033 | 0.61024
3034 | 0.59694
3035 | 0.57311
3036 | 0.57241
3037 | 0.55727
3038 | 0.5786
3039 | 0.59219
3040 | 0.60003
3041 | 0.60046
3042 | 0.62491
3043 | 0.6467
3044 | 0.66094
3045 | 0.62975
3046 | 0.5954
3047 | 0.54579
3048 | 0.51521
3049 | 0.50684
3050 | 0.48178
3051 | 0.48579
3052 | 0.48292
3053 | 0.49307
3054 | 0.53468
3055 | 0.6018
3056 | 0.61663
3057 | 0.61525
3058 | 0.59778
3059 | 0.6134
3060 | 0.62827
3061 | 0.60458
3062 | 0.59268
3063 | 0.60781
3064 | 0.61278
3065 | 0.6279
3066 | 0.66072
3067 | 0.69256
3068 | 0.71219
3069 | 0.69052
3070 | 0.62947
3071 | 0.54516
3072 | 0.49534
3073 | 0.4941
3074 | 0.4725
3075 | 0.4735
3076 | 0.47951
3077 | 0.48609
3078 | 0.54195
3079 | 0.57017
3080 | 0.61209
3081 | 0.62996
3082 | 0.63243
3083 | 0.64582
3084 | 0.65273
3085 | 0.65092
3086 | 0.61552
3087 | 0.63944
3088 | 0.71919
3089 | 0.72339
3090 | 0.72479
3091 | 0.7649
3092 | 0.76806
3093 | 0.69703
3094 | 0.64893
3095 | 0.57899
3096 | 0.5337
3097 | 0.48462
3098 | 0.49155
3099 | 0.50459
3100 | 0.51344
3101 | 0.53232
3102 | 0.60206
3103 | 0.63087
3104 | 0.64847
3105 | 0.66948
3106 | 0.6572
3107 | 0.68407
3108 | 0.76162
3109 | 0.71205
3110 | 0.6827
3111 | 0.73895
3112 | 0.79443
3113 | 0.7971
3114 | 0.77891
3115 | 0.79248
3116 | 0.82277
3117 | 0.78932
3118 | 0.71561
3119 | 0.63472
3120 | 0.53941
3121 | 0.51348
3122 | 0.50704
3123 | 0.51103
3124 | 0.51738
3125 | 0.53241
3126 | 0.58805
3127 | 0.63413
3128 | 0.64657
3129 | 0.64453
3130 | 0.63908
3131 | 0.65522
3132 | 0.66538
3133 | 0.63839
3134 | 0.62538
3135 | 0.63444
3136 | 0.63441
3137 | 0.65925
3138 | 0.69951
3139 | 0.72951
3140 | 0.7394
3141 | 0.70995
3142 | 0.66395
3143 | 0.61426
3144 | 0.55202
3145 | 0.52892
3146 | 0.51658
3147 | 0.53723
3148 | 0.53092
3149 | 0.54114
3150 | 0.58731
3151 | 0.63418
3152 | 0.6471
3153 | 0.67235
3154 | 0.64641
3155 | 0.65571
3156 | 0.65063
3157 | 0.63169
3158 | 0.65293
3159 | 0.65414
3160 | 0.66439
3161 | 0.70181
3162 | 0.73869
3163 | 0.75432
3164 | 0.74621
3165 | 0.7094
3166 | 0.67113
3167 | 0.57802
3168 | 0.54336
3169 | 0.53681
3170 | 0.52506
3171 | 0.53183
3172 | 0.53027
3173 | 0.52896
3174 | 0.55561
3175 | 0.58887
3176 | 0.61364
3177 | 0.65396
3178 | 0.64706
3179 | 0.62794
3180 | 0.6779
3181 | 0.73773
3182 | 0.71857
3183 | 0.72953
3184 | 0.71881
3185 | 0.72777
3186 | 0.77012
3187 | 0.75129
3188 | 0.74809
3189 | 0.72229
3190 | 0.69054
3191 | 0.63167
3192 | 0.58124
3193 | 0.52418
3194 | 0.54626
3195 | 0.54259
3196 | 0.53654
3197 | 0.54784
3198 | 0.54905
3199 | 0.5764
3200 | 0.6276
3201 | 0.66808
3202 | 0.63989
3203 | 0.67829
3204 | 0.7132
3205 | 0.68717
3206 | 0.71067
3207 | 0.70639
3208 | 0.71433
3209 | 0.71238
3210 | 0.75859
3211 | 0.78247
3212 | 0.80304
3213 | 0.77518
3214 | 0.69929
3215 | 0.63147
3216 | 0.58366
3217 | 0.56332
3218 | 0.5556
3219 | 0.56126
3220 | 0.56438
3221 | 0.58029
3222 | 0.6192
3223 | 0.66903
3224 | 0.68639
3225 | 0.76251
3226 | 0.75793
3227 | 0.72086
3228 | 0.74889
3229 | 0.71366
3230 | 0.71848
3231 | 0.7384
3232 | 0.76681
3233 | 0.86958
3234 | 0.87919
3235 | 0.86938
3236 | 0.84595
3237 | 0.84128
3238 | 0.76434
3239 | 0.68247
3240 | 0.60727
3241 | 0.56975
3242 | 0.59073
3243 | 0.5893
3244 | 0.59398
3245 | 0.5926
3246 | 0.65046
3247 | 0.68322
3248 | 0.72542
3249 | 0.78561
3250 | 0.77371
3251 | 0.77885
3252 | 0.79721
3253 | 0.73783
3254 | 0.75353
3255 | 0.7881
3256 | 0.7801
3257 | 0.79712
3258 | 0.8403
3259 | 0.86072
3260 | 0.87523
3261 | 0.85469
3262 | 0.78071
3263 | 0.68175
3264 | 0.60741
3265 | 0.58716
3266 | 0.55874
3267 | 0.5584
3268 | 0.55995
3269 | 0.58321
3270 | 0.6307
3271 | 0.66445
3272 | 0.70152
3273 | 0.79737
3274 | 0.77743
3275 | 0.76561
3276 | 0.75111
3277 | 0.75465
3278 | 0.76768
3279 | 0.77402
3280 | 0.80889
3281 | 0.81011
3282 | 0.87474
3283 | 0.84518
3284 | 0.87452
3285 | 0.86915
3286 | 0.79844
3287 | 0.68343
3288 | 0.6315
3289 | 0.57765
3290 | 0.61287
3291 | 0.60627
3292 | 0.62728
3293 | 0.63165
3294 | 0.68527
3295 | 0.74481
3296 | 0.79451
3297 | 0.82143
3298 | 0.79483
3299 | 0.80101
3300 | 0.78495
3301 | 0.77249
3302 | 0.77481
3303 | 0.812
3304 | 0.8343
3305 | 0.87314
3306 | 0.92298
3307 | 0.90638
3308 | 0.89509
3309 | 0.85469
3310 | 0.79832
3311 | 0.71821
3312 | 0.65722
3313 | 0.63482
3314 | 0.59186
3315 | 0.59247
3316 | 0.61713
3317 | 0.61528
3318 | 0.67373
3319 | 0.72503
3320 | 0.77355
3321 | 0.79189
3322 | 0.7969
3323 | 0.7974
3324 | 0.77718
3325 | 0.76312
3326 | 0.775
3327 | 0.81028
3328 | 0.84363
3329 | 0.86466
3330 | 0.86542
3331 | 0.85497
3332 | 0.85406
3333 | 0.83374
3334 | 0.80146
3335 | 0.72708
3336 | 0.64906
3337 | 0.60496
3338 | 0.59045
3339 | 0.60101
3340 | 0.60289
3341 | 0.60963
3342 | 0.65572
3343 | 0.67493
3344 | 0.69483
3345 | 0.80071
3346 | 0.78243
3347 | 0.77404
3348 | 0.75128
3349 | 0.74252
3350 | 0.72575
3351 | 0.74053
3352 | 0.75959
3353 | 0.77744
3354 | 0.80107
3355 | 0.81294
3356 | 0.82976
3357 | 0.81109
3358 | 0.76542
3359 | 0.69813
3360 | 0.62496
3361 | 0.61138
3362 | 0.58254
3363 | 0.58199
3364 | 0.58171
3365 | 0.5894
3366 | 0.61726
3367 | 0.63179
3368 | 0.66739
3369 | 0.76236
3370 | 0.74311
3371 | 0.76059
3372 | 0.76375
3373 | 0.73969
3374 | 0.73817
3375 | 0.75939
3376 | 0.78933
3377 | 0.81482
3378 | 0.80873
3379 | 0.83078
3380 | 0.82114
3381 | 0.80746
3382 | 0.75958
3383 | 0.69009
3384 | 0.61235
3385 | 0.603
3386 | 0.6021
3387 | 0.58289
3388 | 0.57917
3389 | 0.58634
3390 | 0.6231
3391 | 0.67999
3392 | 0.70187
3393 | 0.78748
3394 | 0.79881
3395 | 0.75816
3396 | 0.78136
3397 | 0.7597
3398 | 0.75955
3399 | 0.79725
3400 | 0.80883
3401 | 0.81255
3402 | 0.86193
3403 | 0.87066
3404 | 0.86357
3405 | 0.86268
3406 | 0.79424
3407 | 0.73538
3408 | 0.65225
3409 | 0.58924
3410 | 0.57859
3411 | 0.57875
3412 | 0.57712
3413 | 0.57268
3414 | 0.62454
3415 | 0.70813
3416 | 0.73886
3417 | 0.80725
3418 | 0.78032
3419 | 0.7481
3420 | 0.76139
3421 | 0.74241
3422 | 0.77598
3423 | 0.78123
3424 | 0.81719
3425 | 0.82187
3426 | 0.84661
3427 | 0.85427
3428 | 0.85187
3429 | 0.83907
3430 | 0.73861
3431 | 0.65584
3432 | 0.60596
3433 | 0.61372
3434 | 0.5757
3435 | 0.59505
3436 | 0.57177
3437 | 0.60247
3438 | 0.6492
3439 | 0.69003
3440 | 0.70599
3441 | 0.72204
3442 | 0.71289
3443 | 0.72051
3444 | 0.73625
3445 | 0.70131
3446 | 0.71559
3447 | 0.75146
3448 | 0.74494
3449 | 0.77126
3450 | 0.81191
3451 | 0.81346
3452 | 0.83444
3453 | 0.81614
3454 | 0.77858
3455 | 0.69111
3456 | 0.64081
3457 | 0.58998
3458 | 0.60146
3459 | 0.5989
3460 | 0.61457
3461 | 0.62468
3462 | 0.67375
3463 | 0.71066
3464 | 0.74396
3465 | 0.77082
3466 | 0.79008
3467 | 0.7932
3468 | 0.77446
3469 | 0.76417
3470 | 0.77357
3471 | 0.83531
3472 | 0.82206
3473 | 0.81679
3474 | 0.83711
3475 | 0.8441
3476 | 0.84855
3477 | 0.80968
3478 | 0.77284
3479 | 0.68311
3480 | 0.61608
3481 | 0.61526
3482 | 0.57778
3483 | 0.5782
3484 | 0.58743
3485 | 0.6126
3486 | 0.6572
3487 | 0.70004
3488 | 0.71106
3489 | 0.75058
3490 | 0.73854
3491 | 0.75317
3492 | 0.74833
3493 | 0.71941
3494 | 0.71881
3495 | 0.7197
3496 | 0.75103
3497 | 0.77911
3498 | 0.84327
3499 | 0.82882
3500 | 0.8631
3501 | 0.82756
3502 | 0.7857
3503 | 0.71718
3504 | 0.65165
3505 | 0.59663
3506 | 0.60115
3507 | 0.60964
3508 | 0.61717
3509 | 0.606
3510 | 0.64139
3511 | 0.61216
3512 | 0.6426
3513 | 0.71994
3514 | 0.72967
3515 | 0.69847
3516 | 0.73431
3517 | 0.69154
3518 | 0.68128
3519 | 0.67771
3520 | 0.69653
3521 | 0.72622
3522 | 0.77279
3523 | 0.76743
3524 | 0.75318
3525 | 0.72537
3526 | 0.70542
3527 | 0.6471
3528 | 0.59391
3529 | 0.61702
3530 | 0.5716
3531 | 0.5754
3532 | 0.56755
3533 | 0.58316
3534 | 0.59777
3535 | 0.61338
3536 | 0.62954
3537 | 0.70621
3538 | 0.71848
3539 | 0.71928
3540 | 0.71104
3541 | 0.70301
3542 | 0.71961
3543 | 0.7319
3544 | 0.74969
3545 | 0.76947
3546 | 0.81252
3547 | 0.81207
3548 | 0.80288
3549 | 0.74636
3550 | 0.71866
3551 | 0.67879
3552 | 0.6158
3553 | 0.573
3554 | 0.58347
3555 | 0.57938
3556 | 0.57676
3557 | 0.57567
3558 | 0.59791
3559 | 0.62332
3560 | 0.65804
3561 | 0.69027
3562 | 0.70206
3563 | 0.74442
3564 | 0.72559
3565 | 0.71085
3566 | 0.70948
3567 | 0.72065
3568 | 0.73274
3569 | 0.76407
3570 | 0.76961
3571 | 0.77425
3572 | 0.78323
3573 | 0.77726
3574 | 0.72907
3575 | 0.67512
3576 | 0.62353
3577 | 0.59768
3578 | 0.60158
3579 | 0.59637
3580 | 0.59517
3581 | 0.60691
3582 | 0.64246
3583 | 0.65864
3584 | 0.68645
3585 | 0.76056
3586 | 0.77249
3587 | 0.76917
3588 | 0.7736
3589 | 0.79106
3590 | 0.78929
3591 | 0.80672
3592 | 0.81973
3593 | 0.84489
3594 | 0.8598
3595 | 0.82761
3596 | 0.84526
3597 | 0.79391
3598 | 0.74768
3599 | 0.66368
3600 | 0.60556
3601 | 0.60789
3602 | 0.56709
3603 | 0.57579
3604 | 0.58387
3605 | 0.56102
3606 | 0.61294
3607 | 0.66228
3608 | 0.6726
3609 | 0.7123
3610 | 0.74032
3611 | 0.71012
3612 | 0.72598
3613 | 0.72295
3614 | 0.72513
3615 | 0.75013
3616 | 0.74829
3617 | 0.79086
3618 | 0.8088
3619 | 0.81628
3620 | 0.82306
3621 | 0.8054
3622 | 0.74789
3623 | 0.64723
3624 | 0.60645
3625 | 0.58097
3626 | 0.53903
3627 | 0.53875
3628 | 0.54485
3629 | 0.5218
3630 | 0.58337
3631 | 0.61627
3632 | 0.66735
3633 | 0.69522
3634 | 0.69369
3635 | 0.70704
3636 | 0.71029
3637 | 0.70995
3638 | 0.69674
3639 | 0.70278
3640 | 0.74986
3641 | 0.76503
3642 | 0.78482
3643 | 0.80237
3644 | 0.81642
3645 | 0.80674
3646 | 0.72572
3647 | 0.65229
3648 | 0.57235
3649 | 0.56632
3650 | 0.53079
3651 | 0.52664
3652 | 0.53431
3653 | 0.55456
3654 | 0.61863
3655 | 0.68549
3656 | 0.68519
3657 | 0.72677
3658 | 0.72741
3659 | 0.71845
3660 | 0.72654
3661 | 0.69526
3662 | 0.6782
3663 | 0.71433
3664 | 0.75117
3665 | 0.74451
3666 | 0.77388
3667 | 0.7391
3668 | 0.72965
3669 | 0.72603
3670 | 0.71524
3671 | 0.63414
3672 | 0.59106
3673 | 0.54774
3674 | 0.55142
3675 | 0.54477
3676 | 0.54565
3677 | 0.55664
3678 | 0.60093
3679 | 0.59493
3680 | 0.63098
3681 | 0.69875
3682 | 0.68171
3683 | 0.66973
3684 | 0.69436
3685 | 0.69054
3686 | 0.66746
3687 | 0.69426
3688 | 0.70516
3689 | 0.72947
3690 | 0.76072
3691 | 0.77871
3692 | 0.76188
3693 | 0.75336
3694 | 0.70963
3695 | 0.6574
3696 | 0.59622
3697 | 0.56755
3698 | 0.54233
3699 | 0.53702
3700 | 0.54961
3701 | 0.56054
3702 | 0.57621
3703 | 0.59534
3704 | 0.61045
3705 | 0.69099
3706 | 0.68255
3707 | 0.66219
3708 | 0.64677
3709 | 0.67064
3710 | 0.65203
3711 | 0.67479
3712 | 0.6866
3713 | 0.71068
3714 | 0.74339
3715 | 0.73437
3716 | 0.74954
3717 | 0.72556
3718 | 0.69906
3719 | 0.61968
3720 | 0.5767
3721 | 0.56158
3722 | 0.5506
3723 | 0.53972
3724 | 0.56276
3725 | 0.56645
3726 | 0.59932
3727 | 0.60819
3728 | 0.63421
3729 | 0.67483
3730 | 0.69735
3731 | 0.72208
3732 | 0.69177
3733 | 0.71669
3734 | 0.73162
3735 | 0.75807
3736 | 0.76487
3737 | 0.76658
3738 | 0.78048
3739 | 0.79762
3740 | 0.80385
3741 | 0.77865
3742 | 0.70105
3743 | 0.64254
3744 | 0.58745
3745 | 0.55395
3746 | 0.5493
3747 | 0.54902
3748 | 0.54682
3749 | 0.56166
3750 | 0.61571
3751 | 0.66762
3752 | 0.65132
3753 | 0.67337
3754 | 0.71327
3755 | 0.72842
3756 | 0.72776
3757 | 0.7149
3758 | 0.72117
3759 | 0.75388
3760 | 0.75902
3761 | 0.76035
3762 | 0.80025
3763 | 0.79056
3764 | 0.79529
3765 | 0.77407
3766 | 0.71527
3767 | 0.65805
3768 | 0.60007
3769 | 0.56555
3770 | 0.56608
3771 | 0.57106
3772 | 0.57955
3773 | 0.58401
3774 | 0.62084
3775 | 0.6313
3776 | 0.64698
3777 | 0.72039
3778 | 0.72832
3779 | 0.70394
3780 | 0.69409
3781 | 0.70806
3782 | 0.735
3783 | 0.7289
3784 | 0.75988
3785 | 0.76594
3786 | 0.79983
3787 | 0.80575
3788 | 0.82022
3789 | 0.81823
3790 | 0.77004
3791 | 0.71362
3792 | 0.65924
3793 | 0.58022
3794 | 0.60543
3795 | 0.59351
3796 | 0.59338
3797 | 0.60928
3798 | 0.64582
3799 | 0.66534
3800 | 0.69578
3801 | 0.73443
3802 | 0.74115
3803 | 0.70645
3804 | 0.71675
3805 | 0.68346
3806 | 0.68439
3807 | 0.69687
3808 | 0.74276
3809 | 0.75376
3810 | 0.77547
3811 | 0.78343
3812 | 0.77893
3813 | 0.76958
3814 | 0.7145
3815 | 0.65859
3816 | 0.59959
3817 | 0.62043
3818 | 0.56618
3819 | 0.57153
3820 | 0.56605
3821 | 0.5853
3822 | 0.62241
3823 | 0.64004
3824 | 0.6716
3825 | 0.71829
3826 | 0.71607
3827 | 0.72187
3828 | 0.70576
3829 | 0.70507
3830 | 0.69809
3831 | 0.71028
3832 | 0.73789
3833 | 0.7468
3834 | 0.76811
3835 | 0.801
3836 | 0.80781
3837 | 0.7804
3838 | 0.74237
3839 | 0.67918
3840 | 0.63635
3841 | 0.57376
3842 | 0.55789
3843 | 0.55942
3844 | 0.55816
3845 | 0.58087
3846 | 0.60237
3847 | 0.62756
3848 | 0.65964
3849 | 0.70709
3850 | 0.7117
3851 | 0.70236
3852 | 0.73213
3853 | 0.67671
3854 | 0.67327
3855 | 0.71303
3856 | 0.74307
3857 | 0.75333
3858 | 0.81003
3859 | 0.76836
3860 | 0.77462
3861 | 0.76294
3862 | 0.72791
3863 | 0.6695
3864 | 0.60188
3865 | 0.60398
3866 | 0.56645
3867 | 0.56891
3868 | 0.57022
3869 | 0.5797
3870 | 0.59547
3871 | 0.62273
3872 | 0.65534
3873 | 0.6991
3874 | 0.69713
3875 | 0.71174
3876 | 0.70094
3877 | 0.70853
3878 | 0.7134
3879 | 0.72258
3880 | 0.73755
3881 | 0.7253
3882 | 0.752
3883 | 0.79342
3884 | 0.79488
3885 | 0.78941
3886 | 0.73098
3887 | 0.68507
3888 | 0.61465
3889 | 0.57961
3890 | 0.561
3891 | 0.56373
3892 | 0.57923
3893 | 0.58773
3894 | 0.61755
3895 | 0.63696
3896 | 0.69654
3897 | 0.76838
3898 | 0.74603
3899 | 0.76577
3900 | 0.74107
3901 | 0.73377
3902 | 0.73184
3903 | 0.75598
3904 | 0.78137
3905 | 0.8089
3906 | 0.83842
3907 | 0.82881
3908 | 0.81724
3909 | 0.80916
3910 | 0.76611
3911 | 0.70903
3912 | 0.62479
3913 | 0.59208
3914 | 0.55996
3915 | 0.55216
3916 | 0.56113
3917 | 0.57547
3918 | 0.60138
3919 | 0.63095
3920 | 0.65677
3921 | 0.7302
3922 | 0.70573
3923 | 0.7095
3924 | 0.69621
3925 | 0.70138
3926 | 0.68785
3927 | 0.69534
3928 | 0.72267
3929 | 0.74966
3930 | 0.78962
3931 | 0.81362
3932 | 0.82059
3933 | 0.80246
3934 | 0.75073
3935 | 0.67259
3936 | 0.61988
3937 | 0.57463
3938 | 0.57102
3939 | 0.56934
3940 | 0.57156
3941 | 0.57458
3942 | 0.62771
3943 | 0.63572
3944 | 0.67316
3945 | 0.71762
3946 | 0.73997
3947 | 0.75419
3948 | 0.75625
3949 | 0.71941
3950 | 0.7319
3951 | 0.73278
3952 | 0.77787
3953 | 0.77388
3954 | 0.81038
3955 | 0.81642
3956 | 0.82257
3957 | 0.81139
3958 | 0.76921
3959 | 0.70665
3960 | 0.64749
3961 | 0.60138
3962 | 0.62075
3963 | 0.60128
3964 | 0.58911
3965 | 0.59582
3966 | 0.63971
3967 | 0.64886
3968 | 0.66862
3969 | 0.69299
3970 | 0.67343
3971 | 0.69285
3972 | 0.69601
3973 | 0.70148
3974 | 0.6745
3975 | 0.69293
3976 | 0.71099
3977 | 0.73134
3978 | 0.76028
3979 | 0.76646
3980 | 0.7748
3981 | 0.74874
3982 | 0.70067
3983 | 0.63284
3984 | 0.59572
3985 | 0.62432
3986 | 0.54952
3987 | 0.55858
3988 | 0.55768
3989 | 0.5673
3990 | 0.5856
3991 | 0.59759
3992 | 0.63301
3993 | 0.69701
3994 | 0.72848
3995 | 0.74148
3996 | 0.74946
3997 | 0.72834
3998 | 0.71831
3999 | 0.74643
4000 | 0.78025
4001 | 0.77473
4002 | 0.80287
4003 | 0.7997
4004 | 0.79091
4005 | 0.75613
4006 | 0.72059
4007 | 0.65843
4008 | 0.60981
4009 | 0.56529
4010 | 0.55799
4011 | 0.56012
4012 | 0.5629
4013 | 0.57056
4014 | 0.59965
4015 | 0.61364
4016 | 0.65725
4017 | 0.66581
4018 | 0.68618
4019 | 0.64975
4020 | 0.66224
4021 | 0.65073
4022 | 0.65347
4023 | 0.66056
4024 | 0.68262
4025 | 0.71226
4026 | 0.75254
4027 | 0.74365
4028 | 0.73743
4029 | 0.70724
4030 | 0.67348
4031 | 0.63074
4032 | 0.59049
4033 | 0.58677
4034 | 0.57202
4035 | 0.56761
4036 | 0.57226
4037 | 0.56501
4038 | 0.59434
4039 | 0.58496
4040 | 0.60483
4041 | 0.67158
4042 | 0.66022
4043 | 0.68032
4044 | 0.68749
4045 | 0.68592
4046 | 0.70839
4047 | 0.71655
4048 | 0.72403
4049 | 0.73607
4050 | 0.76557
4051 | 0.78455
4052 | 0.7987
4053 | 0.78104
4054 | 0.72049
4055 | 0.65407
4056 | 0.60944
4057 | 0.57398
4058 | 0.57173
4059 | 0.54679
4060 | 0.55972
4061 | 0.57642
4062 | 0.5945
4063 | 0.60977
4064 | 0.63551
4065 | 0.70564
4066 | 0.69528
4067 | 0.70973
4068 | 0.6873
4069 | 0.6647
4070 | 0.70579
4071 | 0.71507
4072 | 0.71168
4073 | 0.74618
4074 | 0.78048
4075 | 0.78788
4076 | 0.77778
4077 | 0.75294
4078 | 0.69752
4079 | 0.65101
4080 | 0.62039
4081 | 0.58712
4082 | 0.63749
4083 | 0.62837
4084 | 0.63482
4085 | 0.6428
4086 | 0.68658
4087 | 0.69895
4088 | 0.73209
4089 | 0.77891
4090 | 0.81848
4091 | 0.83942
4092 | 0.83386
4093 | 0.80529
4094 | 0.78368
4095 | 0.8551
4096 | 0.87331
4097 | 0.88284
4098 | 0.90439
4099 | 0.89715
4100 | 0.9057
4101 | 0.88117
4102 | 0.80927
4103 | 0.73981
4104 | 0.68911
4105 | 0.65046
4106 | 0.60219
4107 | 0.58702
4108 | 0.58157
4109 | 0.59479
4110 | 0.63708
4111 | 0.64977
4112 | 0.70017
4113 | 0.71741
4114 | 0.71197
4115 | 0.71001
4116 | 0.69415
4117 | 0.68818
4118 | 0.70363
4119 | 0.72712
4120 | 0.75647
4121 | 0.76613
4122 | 0.80508
4123 | 0.80859
4124 | 0.82039
4125 | 0.8091
4126 | 0.74357
4127 | 0.66543
4128 | 0.61136
4129 | 0.605
4130 | 0.57529
4131 | 0.57374
4132 | 0.58947
4133 | 0.58332
4134 | 0.60343
4135 | 0.61757
4136 | 0.64231
4137 | 0.75557
4138 | 0.74339
4139 | 0.73853
4140 | 0.76172
4141 | 0.76365
4142 | 0.73089
4143 | 0.70589
4144 | 0.73853
4145 | 0.76708
4146 | 0.80453
4147 | 0.81514
4148 | 0.82172
4149 | 0.79239
4150 | 0.7322
4151 | 0.65827
4152 | 0.62057
4153 | 0.58597
4154 | 0.5886
4155 | 0.58994
4156 | 0.58008
4157 | 0.58117
4158 | 0.61481
4159 | 0.6394
4160 | 0.6618
4161 | 0.70991
4162 | 0.73491
4163 | 0.75102
4164 | 0.77408
4165 | 0.74662
4166 | 0.76196
4167 | 0.76893
4168 | 0.77861
4169 | 0.76857
4170 | 0.77153
4171 | 0.74387
4172 | 0.77285
4173 | 0.74376
4174 | 0.7235
4175 | 0.66388
4176 | 0.6089
4177 | 0.60415
4178 | 0.56021
4179 | 0.5703
4180 | 0.56961
4181 | 0.56231
4182 | 0.59902
4183 | 0.63496
4184 | 0.65039
4185 | 0.70201
4186 | 0.72091
4187 | 0.71597
4188 | 0.72734
4189 | 0.73702
4190 | 0.73443
4191 | 0.77076
4192 | 0.78907
4193 | 0.81217
4194 | 0.83239
4195 | 0.8022
4196 | 0.81218
4197 | 0.79566
4198 | 0.76045
4199 | 0.69623
4200 | 0.63468
4201 | 0.57348
4202 | 0.60633
4203 | 0.57686
4204 | 0.57797
4205 | 0.58614
4206 | 0.59476
4207 | 0.63238
4208 | 0.65612
4209 | 0.7046
4210 | 0.71866
4211 | 0.72342
4212 | 0.73958
4213 | 0.7347
4214 | 0.72338
4215 | 0.72551
4216 | 0.76479
4217 | 0.76298
4218 | 0.77856
4219 | 0.77927
4220 | 0.79017
4221 | 0.77827
4222 | 0.75109
4223 | 0.6804
4224 | 0.63821
4225 | 0.60745
4226 | 0.60027
4227 | 0.60173
4228 | 0.59504
4229 | 0.58422
4230 | 0.62511
4231 | 0.6516
4232 | 0.68235
4233 | 0.7341
4234 | 0.73914
4235 | 0.71625
4236 | 0.74861
4237 | 0.75402
4238 | 0.72525
4239 | 0.74689
4240 | 0.76665
4241 | 0.77905
4242 | 0.81412
4243 | 0.81846
4244 | 0.81565
4245 | 0.78884
4246 | 0.74308
4247 | 0.68498
4248 | 0.61886
4249 | 0.61175
4250 | 0.59554
4251 | 0.59244
4252 | 0.60404
4253 | 0.61035
4254 | 0.64502
4255 | 0.66878
4256 | 0.69832
4257 | 0.74679
4258 | 0.74825
4259 | 0.75003
4260 | 0.72192
4261 | 0.72077
4262 | 0.7472
4263 | 0.74943
4264 | 0.75157
4265 | 0.7613
4266 | 0.81386
4267 | 0.82627
4268 | 0.83062
4269 | 0.78818
4270 | 0.7353
4271 | 0.69573
4272 | 0.6553
4273 | 0.60491
4274 | 0.60248
4275 | 0.59552
4276 | 0.60177
4277 | 0.60541
4278 | 0.63772
4279 | 0.63649
4280 | 0.68399
4281 | 0.71347
4282 | 0.75322
4283 | 0.74567
4284 | 0.74544
4285 | 0.70559
4286 | 0.70761
4287 | 0.72685
4288 | 0.73813
4289 | 0.74034
4290 | 0.7849
4291 | 0.77457
4292 | 0.77118
4293 | 0.74932
4294 | 0.70357
4295 | 0.65304
4296 | 0.59639
4297 | 0.62111
4298 | 0.55983
4299 | 0.56771
4300 | 0.56421
4301 | 0.56549
4302 | 0.61067
4303 | 0.64725
4304 | 0.6707
4305 | 0.70988
4306 | 0.73541
4307 | 0.72958
4308 | 0.73004
4309 | 0.7352
4310 | 0.73338
4311 | 0.76546
4312 | 0.75274
4313 | 0.7722
4314 | 0.80869
4315 | 0.82089
4316 | 0.82765
4317 | 0.80297
4318 | 0.743
4319 | 0.68262
4320 | 0.63776
4321 | 0.57766
4322 | 0.60492
4323 | 0.61102
4324 | 0.60263
4325 | 0.61927
4326 | 0.64492
4327 | 0.67892
4328 | 0.69627
4329 | 0.78008
4330 | 0.78828
4331 | 0.80152
4332 | 0.76906
4333 | 0.75983
4334 | 0.7426
4335 | 0.76034
4336 | 0.74774
4337 | 0.74157
4338 | 0.78937
4339 | 0.80271
4340 | 0.79671
4341 | 0.77149
4342 | 0.73474
4343 | 0.68125
4344 | 0.63061
4345 | 0.61898
4346 | 0.60111
4347 | 0.59232
4348 | 0.58823
4349 | 0.58178
4350 | 0.60633
4351 | 0.62599
4352 | 0.64405
4353 | 0.68387
4354 | 0.6711
4355 | 0.66824
4356 | 0.65686
4357 | 0.66161
4358 | 0.66832
4359 | 0.69385
4360 | 0.72377
4361 | 0.71802
4362 | 0.76311
4363 | 0.75927
4364 | 0.74379
4365 | 0.73145
4366 | 0.68674
4367 | 0.65966
4368 | 0.62581
4369 | 0.59938
4370 | 0.5856
4371 | 0.5865
4372 | 0.57844
4373 | 0.59339
4374 | 0.61472
4375 | 0.62457
4376 | 0.64592
4377 | 0.6819
4378 | 0.69975
4379 | 0.70659
4380 | 0.7155
4381 | 0.71995
4382 | 0.69728
4383 | 0.70271
4384 | 0.73008
4385 | 0.72784
4386 | 0.76884
4387 | 0.78219
4388 | 0.7804
4389 | 0.74423
4390 | 0.71307
4391 | 0.65463
4392 | 0.61857
4393 | 0.60014
4394 | 0.57856
4395 | 0.57752
4396 | 0.57723
4397 | 0.58605
4398 | 0.60388
4399 | 0.62954
4400 | 0.66705
4401 | 0.71951
4402 | 0.73524
4403 | 0.74268
4404 | 0.7307
4405 | 0.74921
4406 | 0.75763
4407 | 0.77624
4408 | 0.80646
4409 | 0.83156
4410 | 0.85343
4411 | 0.84772
4412 | 0.86379
4413 | 0.84005
4414 | 0.74524
4415 | 0.66991
4416 | 0.61057
4417 | 0.58086
4418 | 0.574
4419 | 0.56458
4420 | 0.56034
4421 | 0.56867
4422 | 0.59992
4423 | 0.63439
4424 | 0.67019
4425 | 0.71185
4426 | 0.7021
4427 | 0.71992
4428 | 0.71155
4429 | 0.71421
4430 | 0.70216
4431 | 0.71392
4432 | 0.74264
4433 | 0.7696
4434 | 0.8151
4435 | 0.80841
4436 | 0.82931
4437 | 0.81167
4438 | 0.72836
4439 | 0.68809
4440 | 0.62321
4441 | 0.5855
4442 | 0.58459
4443 | 0.5872
4444 | 0.60091
4445 | 0.58798
4446 | 0.62211
4447 | 0.60758
4448 | 0.64182
4449 | 0.72676
4450 | 0.74605
4451 | 0.76522
4452 | 0.74569
4453 | 0.7321
4454 | 0.73786
4455 | 0.74264
4456 | 0.77949
4457 | 0.79618
4458 | 0.84108
4459 | 0.81304
4460 | 0.83733
4461 | 0.80525
4462 | 0.75805
4463 | 0.6684
4464 | 0.61337
4465 | 0.59966
4466 | 0.57115
4467 | 0.57782
4468 | 0.58145
4469 | 0.58651
4470 | 0.61473
4471 | 0.63693
4472 | 0.66324
4473 | 0.70223
4474 | 0.72704
4475 | 0.71198
4476 | 0.74863
4477 | 0.7387
4478 | 0.73754
4479 | 0.75151
4480 | 0.74011
4481 | 0.76814
4482 | 0.81773
4483 | 0.76661
4484 | 0.77854
4485 | 0.74007
4486 | 0.71008
4487 | 0.70068
4488 | 0.61983
4489 | 0.58381
4490 | 0.57402
4491 | 0.59487
4492 | 0.59798
4493 | 0.59941
4494 | 0.63741
4495 | 0.66529
4496 | 0.70647
4497 | 0.73077
4498 | 0.72693
4499 | 0.75979
4500 | 0.75319
4501 | 0.76419
4502 | 0.76445
4503 | 0.7776
4504 | 0.80247
4505 | 0.81779
4506 | 0.80517
4507 | 0.81262
4508 | 0.80994
4509 | 0.78797
4510 | 0.74564
4511 | 0.70458
4512 | 0.63835
4513 | 0.59277
4514 | 0.59588
4515 | 0.59572
4516 | 0.58178
4517 | 0.60704
4518 | 0.62794
4519 | 0.63703
4520 | 0.67545
4521 | 0.72805
4522 | 0.71053
4523 | 0.69517
4524 | 0.70668
4525 | 0.69752
4526 | 0.70826
4527 | 0.74021
4528 | 0.76077
4529 | 0.75647
4530 | 0.77035
4531 | 0.76335
4532 | 0.74034
4533 | 0.72075
4534 | 0.69993
4535 | 0.683
4536 | 0.6331
4537 | 0.60833
4538 | 0.61286
4539 | 0.60783
4540 | 0.60749
4541 | 0.61092
4542 | 0.62155
4543 | 0.64847
4544 | 0.69326
4545 | 0.7279
4546 | 0.74951
4547 | 0.72111
4548 | 0.74453
4549 | 0.72012
4550 | 0.73277
4551 | 0.7506
4552 | 0.78237
4553 | 0.79529
4554 | 0.78462
4555 | 0.78152
4556 | 0.78648
4557 | 0.76909
4558 | 0.72312
4559 | 0.65482
4560 | 0.61724
4561 | 0.62156
4562 | 0.57756
4563 | 0.58314
4564 | 0.58958
4565 | 0.60405
4566 | 0.63792
4567 | 0.67949
4568 | 0.73668
4569 | 0.80008
4570 | 0.76027
4571 | 0.75271
4572 | 0.75306
4573 | 0.75162
4574 | 0.76834
4575 | 0.76228
4576 | 0.78284
4577 | 0.80609
4578 | 0.81134
4579 | 0.84237
4580 | 0.86059
4581 | 0.83665
4582 | 0.77284
4583 | 0.71925
4584 | 0.65871
4585 | 0.59252
4586 | 0.63961
4587 | 0.64744
4588 | 0.64913
4589 | 0.66199
4590 | 0.71296
4591 | 0.76022
4592 | 0.78353
4593 | 0.82147
4594 | 0.80053
4595 | 0.79061
4596 | 0.82503
4597 | 0.81808
4598 | 0.80209
4599 | 0.79047
4600 | 0.8117
4601 | 0.89179
4602 | 0.96979
4603 | 0.96007
4604 | 0.96243
4605 | 0.92939
4606 | 0.87457
4607 | 0.7891
4608 | 0.72335
4609 | 0.66315
4610 | 0.61567
4611 | 0.6117
4612 | 0.60844
4613 | 0.63506
4614 | 0.65989
4615 | 0.70121
4616 | 0.72444
4617 | 0.7588
4618 | 0.74763
4619 | 0.73814
4620 | 0.7268
4621 | 0.72121
4622 | 0.74242
4623 | 0.76151
4624 | 0.83087
4625 | 0.88175
4626 | 0.91737
4627 | 0.91635
4628 | 0.91567
4629 | 0.89506
4630 | 0.82743
4631 | 0.74531
4632 | 0.6648
4633 | 0.63925
4634 | 0.62092
4635 | 0.6043
4636 | 0.59049
4637 | 0.59415
4638 | 0.63394
4639 | 0.66003
4640 | 0.70005
4641 | 0.73831
4642 | 0.71886
4643 | 0.70522
4644 | 0.70985
4645 | 0.70937
4646 | 0.71404
4647 | 0.7252
4648 | 0.75261
4649 | 0.78016
4650 | 0.81166
4651 | 0.80436
4652 | 0.8289
4653 | 0.79333
4654 | 0.74235
4655 | 0.67534
4656 | 0.63305
4657 | 0.61646
4658 | 0.60272
4659 | 0.59288
4660 | 0.58941
4661 | 0.60459
4662 | 0.62106
4663 | 0.62752
4664 | 0.64619
4665 | 0.75074
4666 | 0.72831
4667 | 0.70116
4668 | 0.72102
4669 | 0.739
4670 | 0.72025
4671 | 0.72315
4672 | 0.75004
4673 | 0.77791
4674 | 0.82706
4675 | 0.82354
4676 | 0.80565
4677 | 0.77516
4678 | 0.73275
4679 | 0.67194
4680 | 0.63434
4681 | 0.6131
4682 | 0.59052
4683 | 0.58765
4684 | 0.59286
4685 | 0.59224
4686 | 0.6061
4687 | 0.61604
4688 | 0.64109
4689 | 0.71762
4690 | 0.7156
4691 | 0.68405
4692 | 0.69014
4693 | 0.68483
4694 | 0.68604
4695 | 0.71374
4696 | 0.71805
4697 | 0.73827
4698 | 0.79921
4699 | 0.78862
4700 | 0.78401
4701 | 0.77047
4702 | 0.70231
4703 | 0.65305
4704 | 0.60202
4705 | 0.61224
4706 | 0.57237
4707 | 0.56518
4708 | 0.56233
4709 | 0.55668
4710 | 0.56527
4711 | 0.58474
4712 | 0.60852
4713 | 0.67237
4714 | 0.66709
4715 | 0.65668
4716 | 0.67593
4717 | 0.65972
4718 | 0.67095
4719 | 0.69048
4720 | 0.72383
4721 | 0.72465
4722 | 0.79675
4723 | 0.8005
4724 | 0.79134
4725 | 0.77735
4726 | 0.72497
4727 | 0.67334
4728 | 0.61418
4729 | 0.58646
4730 | 0.58684
4731 | 0.59184
4732 | 0.58305
4733 | 0.58697
4734 | 0.61125
4735 | 0.61295
4736 | 0.6573
4737 | 0.72956
4738 | 0.71132
4739 | 0.71878
4740 | 0.7354
4741 | 0.76558
4742 | 0.75738
4743 | 0.77817
4744 | 0.78783
4745 | 0.80987
4746 | 0.85795
4747 | 0.86769
4748 | 0.87327
4749 | 0.83962
4750 | 0.7784
4751 | 0.68955
4752 | 0.63729
4753 | 0.59597
4754 | 0.59058
4755 | 0.58755
4756 | 0.58961
4757 | 0.59092
4758 | 0.6233
4759 | 0.63147
4760 | 0.64705
4761 | 0.70971
4762 | 0.69726
4763 | 0.69086
4764 | 0.69502
4765 | 0.70979
4766 | 0.71178
4767 | 0.73405
4768 | 0.74388
4769 | 0.77186
4770 | 0.82545
4771 | 0.82617
4772 | 0.84116
4773 | 0.80062
4774 | 0.74732
4775 | 0.68203
4776 | 0.63303
4777 | 0.6124
4778 | 0.59435
4779 | 0.59037
4780 | 0.58885
4781 | 0.59871
4782 | 0.65511
4783 | 0.66744
4784 | 0.66752
4785 | 0.77181
4786 | 0.763
4787 | 0.75598
4788 | 0.76102
4789 | 0.76023
4790 | 0.74506
4791 | 0.8067
4792 | 0.81058
4793 | 0.83386
4794 | 0.85457
4795 | 0.88194
4796 | 0.893
4797 | 0.86586
4798 | 0.7795
4799 | 0.70839
4800 | 0.63677
4801 | 0.61034
4802 | 0.60921
4803 | 0.59754
4804 | 0.5891
4805 | 0.60034
4806 | 0.63124
4807 | 0.64492
4808 | 0.66537
4809 | 0.71165
4810 | 0.71198
4811 | 0.68187
4812 | 0.69939
4813 | 0.69179
4814 | 0.69644
4815 | 0.7081
4816 | 0.73275
4817 | 0.77864
4818 | 0.81437
4819 | 0.81267
4820 | 0.82376
4821 | 0.79975
4822 | 0.75308
4823 | 0.67968
4824 | 0.6306
4825 | 0.61127
4826 | 0.60896
4827 | 0.61482
4828 | 0.60722
4829 | 0.63795
4830 | 0.67967
4831 | 0.71555
4832 | 0.72614
4833 | 0.78511
4834 | 0.78164
4835 | 0.80198
4836 | 0.79436
4837 | 0.80787
4838 | 0.80478
4839 | 0.82757
4840 | 0.8241
4841 | 0.8225
4842 | 0.88586
4843 | 0.85486
4844 | 0.84555
4845 | 0.79885
4846 | 0.74911
4847 | 0.65671
4848 | 0.62865
4849 | 0.62192
4850 | 0.59506
4851 | 0.5932
4852 | 0.59716
4853 | 0.60164
4854 | 0.61326
4855 | 0.63483
4856 | 0.64095
4857 | 0.67173
4858 | 0.68198
4859 | 0.68904
4860 | 0.7005
4861 | 0.69094
4862 | 0.68982
4863 | 0.68934
4864 | 0.72284
4865 | 0.72461
4866 | 0.77139
4867 | 0.77169
4868 | 0.78211
4869 | 0.76128
4870 | 0.72184
4871 | 0.65964
4872 | 0.63005
4873 | 0.60806
4874 | 0.59038
4875 | 0.58193
4876 | 0.5807
4877 | 0.58558
4878 | 0.61276
4879 | 0.62392
4880 | 0.67841
4881 | 0.73895
4882 | 0.75942
4883 | 0.73518
4884 | 0.72842
4885 | 0.72548
4886 | 0.72137
4887 | 0.71221
4888 | 0.72574
4889 | 0.74742
4890 | 0.80866
4891 | 0.81487
4892 | 0.83294
4893 | 0.84124
4894 | 0.77284
4895 | 0.70526
4896 | 0.64161
4897 | 0.59794
4898 | 0.60701
4899 | 0.60451
4900 | 0.59378
4901 | 0.58902
4902 | 0.63485
4903 | 0.65412
4904 | 0.68497
4905 | 0.72947
4906 | 0.71644
4907 | 0.7041
4908 | 0.7486
4909 | 0.74216
4910 | 0.72465
4911 | 0.71905
4912 | 0.76184
4913 | 0.77356
4914 | 0.81307
4915 | 0.81341
4916 | 0.81131
4917 | 0.79512
4918 | 0.74089
4919 | 0.67753
4920 | 0.63482
4921 | 0.62079
4922 | 0.60223
4923 | 0.60806
4924 | 0.59919
4925 | 0.61538
4926 | 0.65249
4927 | 0.68326
4928 | 0.6876
4929 | 0.73486
4930 | 0.695
4931 | 0.70969
4932 | 0.71003
4933 | 0.71403
4934 | 0.74769
4935 | 0.76828
4936 | 0.81799
4937 | 0.81359
4938 | 0.86652
4939 | 0.86657
4940 | 0.87951
4941 | 0.85369
4942 | 0.79817
4943 | 0.71498
4944 | 0.64657
4945 | 0.61042
4946 | 0.59874
4947 | 0.59214
4948 | 0.58883
4949 | 0.60426
4950 | 0.63079
4951 | 0.664
4952 | 0.68494
4953 | 0.74414
4954 | 0.74559
4955 | 0.73535
4956 | 0.75602
4957 | 0.73961
4958 | 0.75786
4959 | 0.77043
4960 | 0.78722
4961 | 0.8346
4962 | 0.84772
4963 | 0.86239
4964 | 0.87237
4965 | 0.87062
4966 | 0.77847
4967 | 0.68242
4968 | 0.62583
4969 | 0.61088
4970 | 0.59314
4971 | 0.58237
4972 | 0.58561
4973 | 0.59831
4974 | 0.63003
4975 | 0.66336
4976 | 0.67382
4977 | 0.70284
4978 | 0.73658
4979 | 0.76317
4980 | 0.78119
4981 | 0.77718
4982 | 0.76922
4983 | 0.77159
4984 | 0.81755
4985 | 0.82658
4986 | 0.86444
4987 | 0.87788
4988 | 0.86972
4989 | 0.83699
4990 | 0.77526
4991 | 0.70578
4992 | 0.63962
4993 | 0.59683
4994 | 0.59891
4995 | 0.5901
4996 | 0.60455
4997 | 0.61608
4998 | 0.63849
4999 | 0.67305
5000 | 0.69142
5001 | 0.74163
5002 | 0.71963
5003 | 0.71619
5004 | 0.73541
5005 | 0.72137
5006 | 0.7253
5007 | 0.73594
5008 | 0.78349
5009 | 0.78709
5010 | 0.81074
5011 | 0.81896
5012 | 0.82213
5013 | 0.79768
5014 | 0.73474
5015 | 0.68258
5016 | 0.62553
5017 | 0.61063
5018 | 0.59246
5019 | 0.58757
5020 | 0.58478
5021 | 0.58847
5022 | 0.63047
5023 | 0.66075
5024 | 0.67766
5025 | 0.71576
5026 | 0.74022
5027 | 0.73103
5028 | 0.76827
5029 | 0.75
5030 | 0.7349
5031 | 0.73142
5032 | 0.75315
5033 | 0.76785
5034 | 0.78028
5035 | 0.78667
5036 | 0.80564
5037 | 0.77187
5038 | 0.72275
5039 | 0.67233
5040 | 0.6217
5041 | 0.61782
5042 | 0.58227
5043 | 0.57565
5044 | 0.58765
5045 | 0.5892
5046 | 0.60108
5047 | 0.63156
5048 | 0.67236
5049 | 0.70684
5050 | 0.6982
5051 | 0.70371
5052 | 0.71337
5053 | 0.75336
5054 | 0.72451
5055 | 0.71835
5056 | 0.72857
5057 | 0.74778
5058 | 0.78548
5059 | 0.78636
5060 | 0.82748
5061 | 0.79031
5062 | 0.72868
5063 | 0.68745
5064 | 0.62718
5065 | 0.60004
5066 | 0.59185
5067 | 0.58449
5068 | 0.59315
5069 | 0.59608
5070 | 0.62565
5071 | 0.66791
5072 | 0.69088
5073 | 0.73071
5074 | 0.72207
5075 | 0.74801
5076 | 0.735
5077 | 0.76526
5078 | 0.7552
5079 | 0.76663
5080 | 0.7964
5081 | 0.83015
5082 | 0.86161
5083 | 0.88898
5084 | 0.9205
5085 | 0.89582
5086 | 0.84601
5087 | 0.74034
5088 | 0.67463
5089 | 0.60254
5090 | 0.55183
5091 | 0.55058
5092 | 0.59581
5093 | 0.62487
5094 | 0.6453
5095 | 0.67182
5096 | 0.73017
5097 | 0.81881
5098 | 0.80241
5099 | 0.75024
5100 | 0.73809
5101 | 0.74739
5102 | 0.74768
5103 | 0.75744
5104 | 0.79119
5105 | 0.81428
5106 | 0.85479
5107 | 0.86557
5108 | 0.86777
5109 | 0.82999
5110 | 0.76721
5111 | 0.69772
5112 | 0.63702
5113 | 0.6443
5114 | 0.5953
5115 | 0.6055
5116 | 0.59588
5117 | 0.61295
5118 | 0.66438
5119 | 0.69106
5120 | 0.71469
5121 | 0.7427
5122 | 0.72379
5123 | 0.71899
5124 | 0.74162
5125 | 0.7371
5126 | 0.76859
5127 | 0.80038
5128 | 0.82959
5129 | 0.8485
5130 | 0.87939
5131 | 0.89743
5132 | 0.90017
5133 | 0.87482
5134 | 0.83463
5135 | 0.75897
5136 | 0.68518
5137 | 0.61084
5138 | 0.64132
5139 | 0.63254
5140 | 0.62909
5141 | 0.6234
5142 | 0.64216
5143 | 0.68525
5144 | 0.71926
5145 | 0.73979
5146 | 0.74893
5147 | 0.72245
5148 | 0.73079
5149 | 0.73333
5150 | 0.72847
5151 | 0.75912
5152 | 0.78494
5153 | 0.78198
5154 | 0.83516
5155 | 0.83751
5156 | 0.84391
5157 | 0.82342
5158 | 0.78695
5159 | 0.70911
5160 | 0.6589
5161 | 0.67564
5162 | 0.63507
5163 | 0.62852
5164 | 0.6488
5165 | 0.65155
5166 | 0.68729
5167 | 0.72277
5168 | 0.7338
5169 | 0.75706
5170 | 0.75053
5171 | 0.73817
5172 | 0.73725
5173 | 0.76705
5174 | 0.75434
5175 | 0.77781
5176 | 0.77133
5177 | 0.78164
5178 | 0.79917
5179 | 0.81644
5180 | 0.8168
5181 | 0.78771
5182 | 0.75272
5183 | 0.71208
5184 | 0.66557
5185 | 0.63997
5186 | 0.61415
5187 | 0.61207
5188 | 0.617
5189 | 0.62878
5190 | 0.65937
5191 | 0.67669
5192 | 0.70794
5193 | 0.73848
5194 | 0.71484
5195 | 0.71154
5196 | 0.73254
5197 | 0.71777
5198 | 0.71681
5199 | 0.75471
5200 | 0.79856
5201 | 0.80344
5202 | 0.81862
5203 | 0.83712
5204 | 0.8485
5205 | 0.82521
5206 | 0.78537
5207 | 0.72849
5208 | 0.66684
5209 | 0.63265
5210 | 0.62557
5211 | 0.61696
5212 | 0.6204
5213 | 0.62002
5214 | 0.64032
5215 | 0.66056
5216 | 0.68152
5217 | 0.71845
5218 | 0.71822
5219 | 0.75055
5220 | 0.75329
5221 | 0.77283
5222 | 0.77144
5223 | 0.76964
5224 | 0.84459
5225 | 0.82628
5226 | 0.86265
5227 | 0.87434
5228 | 0.87964
5229 | 0.86306
5230 | 0.80012
5231 | 0.74874
5232 | 0.67897
5233 | 0.63815
5234 | 0.63067
5235 | 0.60886
5236 | 0.61496
5237 | 0.62055
5238 | 0.63878
5239 | 0.7009
5240 | 0.71667
5241 | 0.76772
5242 | 0.75944
5243 | 0.72908
5244 | 0.74232
5245 | 0.73674
5246 | 0.72503
5247 | 0.77029
5248 | 0.81951
5249 | 0.82653
5250 | 0.85061
5251 | 0.85671
5252 | 0.85591
5253 | 0.82073
5254 | 0.75223
5255 | 0.69898
5256 | 0.65483
5257 | 0.64717
5258 | 0.64763
5259 | 0.65876
5260 | 0.65696
5261 | 0.67377
5262 | 0.7102
5263 | 0.76298
5264 | 0.77867
5265 | 0.80731
5266 | 0.79082
5267 | 0.81841
5268 | 0.84182
5269 | 0.82841
5270 | 0.87197
5271 | 0.87369
5272 | 0.90852
5273 | 0.91351
5274 | 0.94479
5275 | 0.95186
5276 | 0.95313
5277 | 0.92285
5278 | 0.86352
5279 | 0.77361
5280 | 0.71624
5281 | 0.65716
5282 | 0.64704
5283 | 0.63274
5284 | 0.64104
5285 | 0.65385
5286 | 0.67474
5287 | 0.71246
5288 | 0.72239
5289 | 0.74865
5290 | 0.76238
5291 | 0.7624
5292 | 0.76779
5293 | 0.77487
5294 | 0.77627
5295 | 0.7875
5296 | 0.82484
5297 | 0.8267
5298 | 0.85005
5299 | 0.86296
5300 | 0.88594
5301 | 0.8706
5302 | 0.79832
5303 | 0.73617
5304 | 0.68748
5305 | 0.65621
5306 | 0.66919
5307 | 0.66667
5308 | 0.65586
5309 | 0.64889
5310 | 0.67198
5311 | 0.71199
5312 | 0.71074
5313 | 0.72968
5314 | 0.7326
5315 | 0.73497
5316 | 0.7385
5317 | 0.73692
5318 | 0.73199
5319 | 0.76651
5320 | 0.78376
5321 | 0.82145
5322 | 0.83075
5323 | 0.84039
5324 | 0.8474
5325 | 0.80412
5326 | 0.76785
5327 | 0.69451
5328 | 0.66109
5329 | 0.67265
5330 | 0.63454
5331 | 0.62752
5332 | 0.62752
5333 | 0.6291
5334 | 0.67156
5335 | 0.67302
5336 | 0.71059
5337 | 0.79889
5338 | 0.80288
5339 | 0.76474
5340 | 0.77261
5341 | 0.78132
5342 | 0.77675
5343 | 0.79457
5344 | 0.79427
5345 | 0.79915
5346 | 0.83096
5347 | 0.82748
5348 | 0.83626
5349 | 0.7992
5350 | 0.75441
5351 | 0.69247
5352 | 0.64985
5353 | 0.65456
5354 | 0.61461
5355 | 0.61121
5356 | 0.60466
5357 | 0.61569
5358 | 0.62784
5359 | 0.64891
5360 | 0.68735
5361 | 0.72463
5362 | 0.73986
5363 | 0.7392
5364 | 0.74194
5365 | 0.74167
5366 | 0.73588
5367 | 0.75505
5368 | 0.78252
5369 | 0.78938
5370 | 0.80556
5371 | 0.81937
5372 | 0.84341
5373 | 0.80833
5374 | 0.76629
5375 | 0.71797
5376 | 0.67455
5377 | 0.63776
5378 | 0.64347
5379 | 0.62792
5380 | 0.64395
5381 | 0.63954
5382 | 0.67408
5383 | 0.69484
5384 | 0.7087
5385 | 0.74216
5386 | 0.72799
5387 | 0.75046
5388 | 0.75605
5389 | 0.76959
5390 | 0.79639
5391 | 0.78484
5392 | 0.8084
5393 | 0.79946
5394 | 0.82443
5395 | 0.82109
5396 | 0.83482
5397 | 0.79674
5398 | 0.75862
5399 | 0.68889
5400 | 0.65169
5401 | 0.6525
5402 | 0.61762
5403 | 0.62355
5404 | 0.62625
5405 | 0.63126
5406 | 0.67145
5407 | 0.7135
5408 | 0.7371
5409 | 0.77459
5410 | 0.75213
5411 | 0.74235
5412 | 0.73359
5413 | 0.74219
5414 | 0.74378
5415 | 0.74023
5416 | 0.76884
5417 | 0.79161
5418 | 0.81688
5419 | 0.85698
5420 | 0.86659
5421 | 0.83847
5422 | 0.7907
5423 | 0.72499
5424 | 0.67155
5425 | 0.63539
5426 | 0.63998
5427 | 0.63786
5428 | 0.63233
5429 | 0.64107
5430 | 0.66416
5431 | 0.68334
5432 | 0.69799
5433 | 0.79013
5434 | 0.78454
5435 | 0.79024
5436 | 0.80582
5437 | 0.79487
5438 | 0.79061
5439 | 0.80344
5440 | 0.7966
5441 | 0.81037
5442 | 0.84805
5443 | 0.86165
5444 | 0.86899
5445 | 0.84433
5446 | 0.76772
5447 | 0.69823
5448 | 0.65265
5449 | 0.64472
5450 | 0.61454
5451 | 0.61077
5452 | 0.60941
5453 | 0.60228
5454 | 0.65903
5455 | 0.679
5456 | 0.70226
5457 | 0.79204
5458 | 0.77606
5459 | 0.7494
5460 | 0.76666
5461 | 0.77154
5462 | 0.76928
5463 | 0.79002
5464 | 0.82834
5465 | 0.81931
5466 | 0.85016
5467 | 0.84664
5468 | 0.84122
5469 | 0.81928
5470 | 0.78459
5471 | 0.70645
5472 | 0.65656
5473 | 0.63155
5474 | 0.62691
5475 | 0.63466
5476 | 0.62992
5477 | 0.64621
5478 | 0.68672
5479 | 0.6721
5480 | 0.73069
5481 | 0.79231
5482 | 0.80951
5483 | 0.79815
5484 | 0.78646
5485 | 0.79267
5486 | 0.79746
5487 | 0.81431
5488 | 0.81908
5489 | 0.82954
5490 | 0.85667
5491 | 0.84069
5492 | 0.85516
5493 | 0.8233
5494 | 0.79049
5495 | 0.72117
5496 | 0.66982
5497 | 0.63875
5498 | 0.63095
5499 | 0.63369
5500 | 0.61093
5501 | 0.61094
5502 | 0.65012
5503 | 0.69126
5504 | 0.71888
5505 | 0.75854
5506 | 0.7668
5507 | 0.77956
5508 | 0.76359
5509 | 0.77667
5510 | 0.77283
5511 | 0.79921
5512 | 0.79638
5513 | 0.81729
5514 | 0.84724
5515 | 0.87132
5516 | 0.86479
5517 | 0.81346
5518 | 0.77131
5519 | 0.72043
5520 | 0.65969
5521 | 0.64602
5522 | 0.62717
5523 | 0.62649
5524 | 0.61655
5525 | 0.6375
5526 | 0.66086
5527 | 0.69251
5528 | 0.73008
5529 | 0.77185
5530 | 0.77915
5531 | 0.75723
5532 | 0.77648
5533 | 0.7459
5534 | 0.75048
5535 | 0.75929
5536 | 0.79028
5537 | 0.78536
5538 | 0.84695
5539 | 0.85477
5540 | 0.83914
5541 | 0.79789
5542 | 0.76617
5543 | 0.70501
5544 | 0.66213
5545 | 0.6424
5546 | 0.60516
5547 | 0.59939
5548 | 0.5814
5549 | 0.59998
5550 | 0.62525
5551 | 0.62953
5552 | 0.63241
5553 | 0.73361
5554 | 0.72075
5555 | 0.71534
5556 | 0.71219
5557 | 0.72299
5558 | 0.73454
5559 | 0.73423
5560 | 0.78622
5561 | 0.77748
5562 | 0.82908
5563 | 0.84582
5564 | 0.84615
5565 | 0.81576
5566 | 0.75333
5567 | 0.70079
5568 | 0.64496
5569 | 0.62294
5570 | 0.6186
5571 | 0.60863
5572 | 0.60133
5573 | 0.6165
5574 | 0.65375
5575 | 0.68489
5576 | 0.68639
5577 | 0.77292
5578 | 0.78975
5579 | 0.75973
5580 | 0.7525
5581 | 0.75558
5582 | 0.77648
5583 | 0.78186
5584 | 0.78505
5585 | 0.81282
5586 | 0.85289
5587 | 0.8604
5588 | 0.86309
5589 | 0.81005
5590 | 0.75565
5591 | 0.70549
5592 | 0.65124
5593 | 0.63167
5594 | 0.60816
5595 | 0.60618
5596 | 0.60102
5597 | 0.60921
5598 | 0.64245
5599 | 0.69738
5600 | 0.72193
5601 | 0.76103
5602 | 0.74428
5603 | 0.73816
5604 | 0.75703
5605 | 0.73089
5606 | 0.739
5607 | 0.7654
5608 | 0.7753
5609 | 0.80133
5610 | 0.82457
5611 | 0.85589
5612 | 0.86328
5613 | 0.82903
5614 | 0.78126
5615 | 0.72291
5616 | 0.67364
5617 | 0.62534
5618 | 0.63125
5619 | 0.619
5620 | 0.61164
5621 | 0.6224
5622 | 0.67203
5623 | 0.71693
5624 | 0.73995
5625 | 0.76837
5626 | 0.76452
5627 | 0.74488
5628 | 0.75516
5629 | 0.76113
5630 | 0.74055
5631 | 0.78256
5632 | 0.8462
5633 | 0.86105
5634 | 0.87293
5635 | 0.88325
5636 | 0.88542
5637 | 0.83006
5638 | 0.78831
5639 | 0.71097
5640 | 0.68142
5641 | 0.64355
5642 | 0.6432
5643 | 0.6474
5644 | 0.62884
5645 | 0.63135
5646 | 0.68207
5647 | 0.7419
5648 | 0.72527
5649 | 0.76875
5650 | 0.76065
5651 | 0.76632
5652 | 0.79093
5653 | 0.78776
5654 | 0.75215
5655 | 0.75617
5656 | 0.78387
5657 | 0.79661
5658 | 0.82072
5659 | 0.85219
5660 | 0.85655
5661 | 0.82282
5662 | 0.77268
5663 | 0.72265
5664 | 0.66578
5665 | 0.66335
5666 | 0.62967
5667 | 0.62984
5668 | 0.61585
5669 | 0.61926
5670 | 0.66079
5671 | 0.71695
5672 | 0.73838
5673 | 0.77629
5674 | 0.7958
5675 | 0.78221
5676 | 0.77338
5677 | 0.77212
5678 | 0.76732
5679 | 0.81166
5680 | 0.83736
5681 | 0.8422
5682 | 0.87619
5683 | 0.87375
5684 | 0.86363
5685 | 0.83162
5686 | 0.77481
5687 | 0.72418
5688 | 0.67132
5689 | 0.64453
5690 | 0.63604
5691 | 0.62378
5692 | 0.61967
5693 | 0.61366
5694 | 0.63309
5695 | 0.66635
5696 | 0.7111
5697 | 0.75511
5698 | 0.76065
5699 | 0.74636
5700 | 0.7585
5701 | 0.75019
5702 | 0.74475
5703 | 0.77004
5704 | 0.80826
5705 | 0.81723
5706 | 0.83771
5707 | 0.82111
5708 | 0.82791
5709 | 0.79979
5710 | 0.76866
5711 | 0.71802
5712 | 0.6573
5713 | 0.64779
5714 | 0.61139
5715 | 0.61665
5716 | 0.60378
5717 | 0.60894
5718 | 0.64952
5719 | 0.67271
5720 | 0.71479
5721 | 0.77251
5722 | 0.76982
5723 | 0.7627
5724 | 0.76825
5725 | 0.75006
5726 | 0.77533
5727 | 0.77349
5728 | 0.78255
5729 | 0.78884
5730 | 0.84008
5731 | 0.85351
5732 | 0.87252
5733 | 0.8467
5734 | 0.79692
5735 | 0.73784
5736 | 0.68434
5737 | 0.63173
5738 | 0.6318
5739 | 0.62832
5740 | 0.61448
5741 | 0.62701
5742 | 0.66493
5743 | 0.73625
5744 | 0.77513
5745 | 0.80929
5746 | 0.78199
5747 | 0.76102
5748 | 0.76743
5749 | 0.74879
5750 | 0.76224
5751 | 0.75863
5752 | 0.79012
5753 | 0.78577
5754 | 0.82446
5755 | 0.84675
5756 | 0.86307
5757 | 0.8063
5758 | 0.76567
5759 | 0.69664
5760 | 0.65311
5761 | 0.65774
5762 | 0.61383
5763 | 0.61239
5764 | 0.60984
5765 | 0.63969
5766 | 0.68292
5767 | 0.74003
5768 | 0.74091
5769 | 0.77327
5770 | 0.77815
5771 | 0.80604
5772 | 0.78366
5773 | 0.79336
5774 | 0.78242
5775 | 0.80034
5776 | 0.82613
5777 | 0.85583
5778 | 0.88456
5779 | 0.88539
5780 | 0.90134
5781 | 0.84987
5782 | 0.79764
5783 | 0.73121
5784 | 0.68329
5785 | 0.62549
5786 | 0.64594
5787 | 0.64184
5788 | 0.63911
5789 | 0.63073
5790 | 0.68021
5791 | 0.71232
5792 | 0.73678
5793 | 0.78634
5794 | 0.75999
5795 | 0.74213
5796 | 0.75103
5797 | 0.77141
5798 | 0.75743
5799 | 0.76835
5800 | 0.78758
5801 | 0.80108
5802 | 0.83443
5803 | 0.84261
5804 | 0.84547
5805 | 0.78888
5806 | 0.73952
5807 | 0.69186
5808 | 0.64393
5809 | 0.65495
5810 | 0.63994
5811 | 0.64063
5812 | 0.6353
5813 | 0.64473
5814 | 0.65848
5815 | 0.69798
5816 | 0.69118
5817 | 0.71517
5818 | 0.80445
5819 | 0.80757
5820 | 0.79947
5821 | 0.78062
5822 | 0.77921
5823 | 0.78133
5824 | 0.8258
5825 | 0.84405
5826 | 0.8386
5827 | 0.83104
5828 | 0.84594
5829 | 0.82744
5830 | 0.78626
5831 | 0.71747
5832 | 0.66876
5833 | 0.64594
5834 | 0.63989
5835 | 0.63199
5836 | 0.63
5837 | 0.64876
5838 | 0.68449
5839 | 0.69893
5840 | 0.71415
5841 | 0.7356
5842 | 0.74667
5843 | 0.74736
5844 | 0.73766
5845 | 0.72951
5846 | 0.77967
5847 | 0.82479
5848 | 0.80901
5849 | 0.81665
5850 | 0.85565
5851 | 0.84797
5852 | 0.83091
5853 | 0.81636
5854 | 0.78846
5855 | 0.72036
5856 | 0.66301
5857 | 0.65015
5858 | 0.62551
5859 | 0.6292
5860 | 0.62901
5861 | 0.63871
5862 | 0.66777
5863 | 0.67634
5864 | 0.70331
5865 | 0.75166
5866 | 0.74933
5867 | 0.73317
5868 | 0.75764
5869 | 0.7722
5870 | 0.73815
5871 | 0.74332
5872 | 0.76321
5873 | 0.76982
5874 | 0.8588
5875 | 0.84651
5876 | 0.83488
5877 | 0.81085
5878 | 0.75301
5879 | 0.69734
5880 | 0.66101
5881 | 0.64086
5882 | 0.62643
5883 | 0.63897
5884 | 0.63099
5885 | 0.64445
5886 | 0.67552
5887 | 0.70861
5888 | 0.7296
5889 | 0.77887
5890 | 0.78398
5891 | 0.76653
5892 | 0.77375
5893 | 0.76316
5894 | 0.77197
5895 | 0.78663
5896 | 0.77402
5897 | 0.80065
5898 | 0.83616
5899 | 0.85223
5900 | 0.84181
5901 | 0.78065
5902 | 0.74803
5903 | 0.69365
5904 | 0.65439
5905 | 0.63894
5906 | 0.61464
5907 | 0.61139
5908 | 0.62261
5909 | 0.63092
5910 | 0.66244
5911 | 0.68917
5912 | 0.71745
5913 | 0.75205
5914 | 0.74254
5915 | 0.75263
5916 | 0.75201
5917 | 0.74456
5918 | 0.75914
5919 | 0.78556
5920 | 0.81244
5921 | 0.82538
5922 | 0.85053
5923 | 0.84121
5924 | 0.84334
5925 | 0.79823
5926 | 0.76108
5927 | 0.69616
5928 | 0.65844
5929 | 0.62554
5930 | 0.61138
5931 | 0.61074
5932 | 0.59053
5933 | 0.59491
5934 | 0.62621
5935 | 0.63863
5936 | 0.66242
5937 | 0.68936
5938 | 0.73153
5939 | 0.76511
5940 | 0.74611
5941 | 0.75167
5942 | 0.7482
5943 | 0.78018
5944 | 0.77412
5945 | 0.79916
5946 | 0.84866
5947 | 0.86487
5948 | 0.88021
5949 | 0.80905
5950 | 0.76163
5951 | 0.69405
5952 | 0.66551
5953 | 0.62325
5954 | 0.62294
5955 | 0.6177
5956 | 0.61369
5957 | 0.62524
5958 | 0.67318
5959 | 0.72547
5960 | 0.74985
5961 | 0.77447
5962 | 0.78915
5963 | 0.78612
5964 | 0.82325
5965 | 0.82933
5966 | 0.80454
5967 | 0.8422
5968 | 0.8162
5969 | 0.83868
5970 | 0.87087
5971 | 0.88535
5972 | 0.84647
5973 | 0.7777
5974 | 0.77002
5975 | 0.71299
5976 | 0.66484
5977 | 0.64168
5978 | 0.63026
5979 | 0.62234
5980 | 0.62289
5981 | 0.62266
5982 | 0.66795
5983 | 0.71475
5984 | 0.75216
5985 | 0.78293
5986 | 0.77487
5987 | 0.75597
5988 | 0.76742
5989 | 0.77653
5990 | 0.77481
5991 | 0.77774
5992 | 0.81524
5993 | 0.82651
5994 | 0.8607
5995 | 0.85466
5996 | 0.89044
5997 | 0.86239
5998 | 0.80803
5999 | 0.72572
6000 | 0.66634
6001 | 0.63574
6002 | 0.62268
6003 | 0.63277
6004 | 0.62026
6005 | 0.62956
6006 | 0.66826
6007 | 0.73737
6008 | 0.74406
6009 | 0.79559
6010 | 0.79971
6011 | 0.78548
6012 | 0.78364
6013 | 0.82883
6014 | 0.81008
6015 | 0.81435
6016 | 0.80619
6017 | 0.82807
6018 | 0.86001
6019 | 0.85072
6020 | 0.82687
6021 | 0.79195
6022 | 0.73627
6023 | 0.6905
6024 | 0.64297
6025 | 0.64618
6026 | 0.61477
6027 | 0.61247
6028 | 0.60929
6029 | 0.61689
6030 | 0.64473
6031 | 0.67003
6032 | 0.69774
6033 | 0.72707
6034 | 0.7352
6035 | 0.75739
6036 | 0.75032
6037 | 0.72469
6038 | 0.72966
6039 | 0.74559
6040 | 0.74097
6041 | 0.75192
6042 | 0.79005
6043 | 0.80131
6044 | 0.79783
6045 | 0.77181
6046 | 0.71817
6047 | 0.6882
6048 | 0.64031
6049 | 0.63118
6050 | 0.61235
6051 | 0.60995
6052 | 0.60167
6053 | 0.61238
6054 | 0.63539
6055 | 0.66366
6056 | 0.70055
6057 | 0.72484
6058 | 0.73291
6059 | 0.73239
6060 | 0.75256
6061 | 0.76245
6062 | 0.77391
6063 | 0.76509
6064 | 0.80941
6065 | 0.80076
6066 | 0.79853
6067 | 0.81463
6068 | 0.82194
6069 | 0.77637
6070 | 0.73312
6071 | 0.66743
6072 | 0.62871
6073 | 0.62402
6074 | 0.60418
6075 | 0.58695
6076 | 0.58611
6077 | 0.60118
6078 | 0.64369
6079 | 0.68564
6080 | 0.68032
6081 | 0.72857
6082 | 0.73639
6083 | 0.70764
6084 | 0.75145
6085 | 0.7455
6086 | 0.77025
6087 | 0.77675
6088 | 0.80439
6089 | 0.82559
6090 | 0.85569
6091 | 0.87944
6092 | 0.90347
6093 | 0.86887
6094 | 0.81647
6095 | 0.7372
6096 | 0.68731
6097 | 0.61165
6098 | 0.65095
6099 | 0.65146
6100 | 0.6219
6101 | 0.61402
6102 | 0.6537
6103 | 0.69047
6104 | 0.72475
6105 | 0.7337
6106 | 0.74112
6107 | 0.73835
6108 | 0.73701
6109 | 0.72679
6110 | 0.75037
6111 | 0.74671
6112 | 0.75587
6113 | 0.77426
6114 | 0.81449
6115 | 0.84154
6116 | 0.83377
6117 | 0.7681
6118 | 0.73472
6119 | 0.67756
6120 | 0.65678
6121 | 0.66753
6122 | 0.63341
6123 | 0.62927
6124 | 0.62578
6125 | 0.64318
6126 | 0.68613
6127 | 0.7479
6128 | 0.76916
6129 | 0.80538
6130 | 0.819
6131 | 0.78346
6132 | 0.82929
6133 | 0.81831
6134 | 0.81401
6135 | 0.82674
6136 | 0.84095
6137 | 0.86763
6138 | 0.87977
6139 | 0.89338
6140 | 0.88096
6141 | 0.803
6142 | 0.76237
6143 | 0.693
6144 | 0.64574
6145 | 0.65207
6146 | 0.61801
6147 | 0.61039
6148 | 0.61545
6149 | 0.62682
6150 | 0.68658
6151 | 0.73205
6152 | 0.77764
6153 | 0.79994
6154 | 0.7817
6155 | 0.77494
6156 | 0.79976
6157 | 0.79642
6158 | 0.80781
6159 | 0.80638
6160 | 0.84752
6161 | 0.85562
6162 | 0.89329
6163 | 0.90201
6164 | 0.91323
6165 | 0.8824
6166 | 0.83675
6167 | 0.75005
6168 | 0.70633
6169 | 0.61833
6170 | 0.64032
6171 | 0.63771
6172 | 0.62948
6173 | 0.63391
6174 | 0.6797
6175 | 0.72244
6176 | 0.74774
6177 | 0.77
6178 | 0.7741
6179 | 0.78223
6180 | 0.79314
6181 | 0.79109
6182 | 0.79961
6183 | 0.81314
6184 | 0.81967
6185 | 0.81168
6186 | 0.87029
6187 | 0.87397
6188 | 0.84821
6189 | 0.81525
6190 | 0.782
6191 | 0.72727
6192 | 0.68422
6193 | 0.66999
6194 | 0.6336
6195 | 0.63578
6196 | 0.61479
6197 | 0.62356
6198 | 0.66756
6199 | 0.70124
6200 | 0.74502
6201 | 0.78961
6202 | 0.78235
6203 | 0.8052
6204 | 0.79961
6205 | 0.82671
6206 | 0.80892
6207 | 0.77718
6208 | 0.8226
6209 | 0.81873
6210 | 0.84062
6211 | 0.83879
6212 | 0.80177
6213 | 0.76794
6214 | 0.72888
6215 | 0.69633
6216 | 0.66798
6217 | 0.64603
6218 | 0.63171
6219 | 0.62829
6220 | 0.62442
6221 | 0.62775
6222 | 0.65922
6223 | 0.65675
6224 | 0.69692
6225 | 0.74808
6226 | 0.75123
6227 | 0.75835
6228 | 0.77122
6229 | 0.7663
6230 | 0.79199
6231 | 0.80171
6232 | 0.82689
6233 | 0.84625
6234 | 0.88892
6235 | 0.93632
6236 | 0.89728
6237 | 0.85131
6238 | 0.81468
6239 | 0.72967
6240 | 0.68737
6241 | 0.64456
6242 | 0.63584
6243 | 0.62718
6244 | 0.62533
6245 | 0.64455
6246 | 0.68717
6247 | 0.73811
6248 | 0.78504
6249 | 0.82976
6250 | 0.78801
6251 | 0.78534
6252 | 0.77932
6253 | 0.77136
6254 | 0.78789
6255 | 0.82003
6256 | 0.82149
6257 | 0.82799
6258 | 0.87233
6259 | 0.8991
6260 | 0.8977
6261 | 0.84591
6262 | 0.79666
6263 | 0.72852
6264 | 0.67042
6265 | 0.65108
6266 | 0.6273
6267 | 0.62967
6268 | 0.62086
6269 | 0.63594
6270 | 0.68761
6271 | 0.69302
6272 | 0.75363
6273 | 0.80023
6274 | 0.77973
6275 | 0.81036
6276 | 0.81969
6277 | 0.81287
6278 | 0.81093
6279 | 0.78867
6280 | 0.82017
6281 | 0.82614
6282 | 0.88188
6283 | 0.88437
6284 | 0.87391
6285 | 0.79886
6286 | 0.74881
6287 | 0.71778
6288 | 0.66254
6289 | 0.65065
6290 | 0.60091
6291 | 0.60677
6292 | 0.62827
6293 | 0.63426
6294 | 0.67266
6295 | 0.7116
6296 | 0.73707
6297 | 0.75793
6298 | 0.75324
6299 | 0.78391
6300 | 0.76165
6301 | 0.78024
6302 | 0.78689
6303 | 0.80111
6304 | 0.81915
6305 | 0.81958
6306 | 0.85247
6307 | 0.8855
6308 | 0.88023
6309 | 0.82632
6310 | 0.78292
6311 | 0.71825
6312 | 0.66502
6313 | 0.63602
6314 | 0.61779
6315 | 0.61598
6316 | 0.61948
6317 | 0.63284
6318 | 0.6912
6319 | 0.7258
6320 | 0.75557
6321 | 0.83703
6322 | 0.80713
6323 | 0.78185
6324 | 0.79603
6325 | 0.79185
6326 | 0.80193
6327 | 0.80599
6328 | 0.8231
6329 | 0.83455
6330 | 0.85113
6331 | 0.86318
6332 | 0.87206
6333 | 0.81793
6334 | 0.77165
6335 | 0.70981
6336 | 0.65809
6337 | 0.63478
6338 | 0.62995
6339 | 0.61926
6340 | 0.62257
6341 | 0.63917
6342 | 0.67172
6343 | 0.69322
6344 | 0.70287
6345 | 0.75165
6346 | 0.74635
6347 | 0.75309
6348 | 0.74453
6349 | 0.74343
6350 | 0.75078
6351 | 0.76551
6352 | 0.78155
6353 | 0.76226
6354 | 0.80232
6355 | 0.81428
6356 | 0.82052
6357 | 0.76977
6358 | 0.7465
6359 | 0.69665
6360 | 0.65152
6361 | 0.63575
6362 | 0.61286
6363 | 0.61726
6364 | 0.61602
6365 | 0.63693
6366 | 0.65539
6367 | 0.68874
6368 | 0.71054
6369 | 0.73439
6370 | 0.7331
6371 | 0.72336
6372 | 0.741
6373 | 0.72647
6374 | 0.71959
6375 | 0.73858
6376 | 0.74066
6377 | 0.74838
6378 | 0.7999
6379 | 0.82994
6380 | 0.83589
6381 | 0.79312
6382 | 0.76578
6383 | 0.7145
6384 | 0.67213
6385 | 0.62331
6386 | 0.63172
6387 | 0.62733
6388 | 0.62195
6389 | 0.61043
6390 | 0.66092
6391 | 0.67632
6392 | 0.7022
6393 | 0.73433
6394 | 0.73414
6395 | 0.73458
6396 | 0.73661
6397 | 0.74872
6398 | 0.7537
6399 | 0.75926
6400 | 0.76522
6401 | 0.8019
6402 | 0.86251
6403 | 0.89013
6404 | 0.88085
6405 | 0.84436
6406 | 0.80294
6407 | 0.74055
6408 | 0.67822
6409 | 0.64311
6410 | 0.63396
6411 | 0.64775
6412 | 0.65576
6413 | 0.66157
6414 | 0.69774
6415 | 0.74802
6416 | 0.79414
6417 | 0.81566
6418 | 0.80238
6419 | 0.81961
6420 | 0.8651
6421 | 0.87708
6422 | 0.88936
6423 | 0.88069
6424 | 0.86396
6425 | 0.85521
6426 | 0.89596
6427 | 0.91592
6428 | 0.91758
6429 | 0.83282
6430 | 0.78315
6431 | 0.69742
6432 | 0.6525
6433 | 0.65235
6434 | 0.62232
6435 | 0.62724
6436 | 0.62586
6437 | 0.64061
6438 | 0.68589
6439 | 0.71785
6440 | 0.74981
6441 | 0.75798
6442 | 0.76586
6443 | 0.77079
6444 | 0.77175
6445 | 0.77501
6446 | 0.78504
6447 | 0.78248
6448 | 0.8075
6449 | 0.81706
6450 | 0.86332
6451 | 0.89316
6452 | 0.89197
6453 | 0.85323
6454 | 0.80942
6455 | 0.74378
6456 | 0.69759
6457 | 0.63742
6458 | 0.63925
6459 | 0.6439
6460 | 0.63702
6461 | 0.64899
6462 | 0.70197
6463 | 0.74367
6464 | 0.74975
6465 | 0.80194
6466 | 0.77748
6467 | 0.78817
6468 | 0.78226
6469 | 0.79481
6470 | 0.78728
6471 | 0.79295
6472 | 0.80078
6473 | 0.8084
6474 | 0.82933
6475 | 0.85968
6476 | 0.8488
6477 | 0.80059
6478 | 0.75918
6479 | 0.71929
6480 | 0.66881
6481 | 0.65376
6482 | 0.64228
6483 | 0.63764
6484 | 0.64702
6485 | 0.65208
6486 | 0.69759
6487 | 0.74859
6488 | 0.75221
6489 | 0.77928
6490 | 0.76059
6491 | 0.78718
6492 | 0.81546
6493 | 0.85414
6494 | 0.88311
6495 | 0.88468
6496 | 0.91628
6497 | 0.93925
6498 | 0.96172
6499 | 0.96758
6500 | 0.96311
6501 | 0.91413
6502 | 0.82136
6503 | 0.75935
6504 | 0.71826
6505 | 0.66494
6506 | 0.64439
6507 | 0.63419
6508 | 0.63286
6509 | 0.65496
6510 | 0.69001
6511 | 0.73767
6512 | 0.74718
6513 | 0.77555
6514 | 0.79481
6515 | 0.80982
6516 | 0.86401
6517 | 0.83459
6518 | 0.85046
6519 | 0.86914
6520 | 0.88913
6521 | 0.89705
6522 | 0.90396
6523 | 0.91976
6524 | 0.9003
6525 | 0.86868
6526 | 0.83643
6527 | 0.76188
6528 | 0.7108
6529 | 0.65897
6530 | 0.6842
6531 | 0.65463
6532 | 0.65384
6533 | 0.66253
6534 | 0.67617
6535 | 0.69633
6536 | 0.73917
6537 | 0.76388
6538 | 0.78181
6539 | 0.7518
6540 | 0.74514
6541 | 0.79818
6542 | 0.81435
6543 | 0.83231
6544 | 0.81844
6545 | 0.82013
6546 | 0.82684
6547 | 0.82265
6548 | 0.77965
6549 | 0.76245
6550 | 0.74011
6551 | 0.70067
6552 | 0.64205
6553 | 0.68911
6554 | 0.62167
6555 | 0.60827
6556 | 0.62375
6557 | 0.63555
6558 | 0.66152
6559 | 0.7034
6560 | 0.7295
6561 | 0.75457
6562 | 0.78608
6563 | 0.77404
6564 | 0.78604
6565 | 0.7757
6566 | 0.75733
6567 | 0.76045
6568 | 0.78305
6569 | 0.79045
6570 | 0.82521
6571 | 0.84614
6572 | 0.84585
6573 | 0.81261
6574 | 0.76962
6575 | 0.70609
6576 | 0.6735
6577 | 0.61712
6578 | 0.6262
6579 | 0.62987
6580 | 0.62934
6581 | 0.62576
6582 | 0.65988
6583 | 0.68777
6584 | 0.72181
6585 | 0.72592
6586 | 0.73733
6587 | 0.74784
6588 | 0.7973
6589 | 0.80748
6590 | 0.79702
6591 | 0.78657
6592 | 0.80537
6593 | 0.81464
6594 | 0.85521
6595 | 0.89081
6596 | 0.85381
6597 | 0.80564
6598 | 0.75143
6599 | 0.68413
6600 | 0.64966
6601 | 0.64672
6602 | 0.63014
6603 | 0.63966
6604 | 0.63336
6605 | 0.64208
6606 | 0.68823
6607 | 0.71003
6608 | 0.73287
6609 | 0.75654
6610 | 0.76134
6611 | 0.76729
6612 | 0.80917
6613 | 0.77948
6614 | 0.77317
6615 | 0.77658
6616 | 0.79473
6617 | 0.81707
6618 | 0.8724
6619 | 0.88932
6620 | 0.87561
6621 | 0.81717
6622 | 0.80353
6623 | 0.75002
6624 | 0.69708
6625 | 0.63678
6626 | 0.65791
6627 | 0.663
6628 | 0.65474
6629 | 0.67069
6630 | 0.69907
6631 | 0.73717
6632 | 0.7515
6633 | 0.7533
6634 | 0.76259
6635 | 0.76587
6636 | 0.78578
6637 | 0.77517
6638 | 0.77619
6639 | 0.79808
6640 | 0.82462
6641 | 0.86413
6642 | 0.86381
6643 | 0.88226
6644 | 0.86703
6645 | 0.82054
6646 | 0.77561
6647 | 0.7193
6648 | 0.67447
6649 | 0.67299
6650 | 0.65784
6651 | 0.65231
6652 | 0.64906
6653 | 0.66178
6654 | 0.70406
6655 | 0.7475
6656 | 0.77469
6657 | 0.79276
6658 | 0.79489
6659 | 0.80028
6660 | 0.78505
6661 | 0.76345
6662 | 0.76415
6663 | 0.79479
6664 | 0.8194
6665 | 0.85247
6666 | 0.88256
6667 | 0.9184
6668 | 0.90866
6669 | 0.87943
6670 | 0.8457
6671 | 0.75069
6672 | 0.69757
6673 | 0.66228
6674 | 0.64805
6675 | 0.62778
6676 | 0.62517
6677 | 0.63041
6678 | 0.67616
6679 | 0.72306
6680 | 0.73396
6681 | 0.75109
6682 | 0.75707
6683 | 0.74973
6684 | 0.75863
6685 | 0.7672
6686 | 0.78136
6687 | 0.77655
6688 | 0.7965
6689 | 0.82343
6690 | 0.85449
6691 | 0.84774
6692 | 0.82117
6693 | 0.78677
6694 | 0.75023
6695 | 0.68641
6696 | 0.64764
6697 | 0.65997
6698 | 0.62967
6699 | 0.61813
6700 | 0.61194
6701 | 0.61833
6702 | 0.65346
6703 | 0.64799
6704 | 0.69431
6705 | 0.71207
6706 | 0.73982
6707 | 0.72767
6708 | 0.75397
6709 | 0.76237
6710 | 0.75043
6711 | 0.7592
6712 | 0.77929
6713 | 0.80523
6714 | 0.82824
6715 | 0.84186
6716 | 0.8339
6717 | 0.77859
6718 | 0.75891
6719 | 0.71023
6720 | 0.66003
6721 | 0.62948
6722 | 0.60414
6723 | 0.61044
6724 | 0.61417
6725 | 0.61034
6726 | 0.63276
6727 | 0.64969
6728 | 0.68141
6729 | 0.70626
6730 | 0.71551
6731 | 0.735
6732 | 0.76478
6733 | 0.74801
6734 | 0.76117
6735 | 0.7894
6736 | 0.80398
6737 | 0.80732
6738 | 0.81677
6739 | 0.80645
6740 | 0.80479
6741 | 0.74954
6742 | 0.73098
6743 | 0.67845
6744 | 0.62806
6745 | 0.62918
6746 | 0.60701
6747 | 0.6017
6748 | 0.59719
6749 | 0.58615
6750 | 0.63033
6751 | 0.66635
6752 | 0.68436
6753 | 0.74604
6754 | 0.77204
6755 | 0.76119
6756 | 0.78926
6757 | 0.76967
6758 | 0.75226
6759 | 0.78085
6760 | 0.77678
6761 | 0.78583
6762 | 0.8181
6763 | 0.86559
6764 | 0.84452
6765 | 0.8193
6766 | 0.78295
6767 | 0.72252
6768 | 0.67264
6769 | 0.60589
6770 | 0.63799
6771 | 0.62648
6772 | 0.60928
6773 | 0.6161
6774 | 0.65601
6775 | 0.67576
6776 | 0.70896
6777 | 0.7347
6778 | 0.73468
6779 | 0.76628
6780 | 0.77805
6781 | 0.78242
6782 | 0.79745
6783 | 0.8021
6784 | 0.78907
6785 | 0.83809
6786 | 0.87171
6787 | 0.87536
6788 | 0.83848
6789 | 0.78461
6790 | 0.74356
6791 | 0.70641
6792 | 0.65407
6793 | 0.64865
6794 | 0.61182
6795 | 0.61179
6796 | 0.61478
6797 | 0.6259
6798 | 0.6564
6799 | 0.67186
6800 | 0.76032
6801 | 0.7832
6802 | 0.785
6803 | 0.79575
6804 | 0.79868
6805 | 0.81
6806 | 0.81391
6807 | 0.81012
6808 | 0.81821
6809 | 0.84408
6810 | 0.87749
6811 | 0.90385
6812 | 0.8862
6813 | 0.83067
6814 | 0.77673
6815 | 0.728
6816 | 0.67252
6817 | 0.62543
6818 | 0.66874
6819 | 0.67947
6820 | 0.67143
6821 | 0.68331
6822 | 0.74007
6823 | 0.77148
6824 | 0.82425
6825 | 0.85336
6826 | 0.84888
6827 | 0.87952
6828 | 0.84668
6829 | 0.81673
6830 | 0.80676
6831 | 0.92384
6832 | 0.93728
6833 | 0.94901
6834 | 0.97036
6835 | 0.965
6836 | 0.96742
6837 | 0.93093
6838 | 0.89273
6839 | 0.79973
6840 | 0.72725
6841 | 0.67584
6842 | 0.65791
6843 | 0.64915
6844 | 0.65156
6845 | 0.66241
6846 | 0.69324
6847 | 0.71512
6848 | 0.74018
6849 | 0.77336
6850 | 0.77367
6851 | 0.78478
6852 | 0.82756
6853 | 0.78979
6854 | 0.85138
6855 | 0.87187
6856 | 0.87198
6857 | 0.89372
6858 | 0.91845
6859 | 0.89367
6860 | 0.86191
6861 | 0.81497
6862 | 0.76656
6863 | 0.71868
6864 | 0.659
6865 | 0.67663
6866 | 0.61391
6867 | 0.61558
6868 | 0.61549
6869 | 0.62325
6870 | 0.65305
6871 | 0.67651
6872 | 0.72461
6873 | 0.76111
6874 | 0.76635
6875 | 0.77488
6876 | 0.80055
6877 | 0.75687
6878 | 0.75143
6879 | 0.78647
6880 | 0.82192
6881 | 0.83395
6882 | 0.85676
6883 | 0.85159
6884 | 0.8393
6885 | 0.81264
6886 | 0.77659
6887 | 0.71209
6888 | 0.66439
6889 | 0.63738
6890 | 0.61586
6891 | 0.61452
6892 | 0.6086
6893 | 0.61287
6894 | 0.64642
6895 | 0.65646
6896 | 0.69438
6897 | 0.72379
6898 | 0.74286
6899 | 0.75678
6900 | 0.77558
6901 | 0.79528
6902 | 0.79669
6903 | 0.81126
6904 | 0.83352
6905 | 0.81273
6906 | 0.84218
6907 | 0.84323
6908 | 0.83528
6909 | 0.77725
6910 | 0.73969
6911 | 0.68942
6912 | 0.63556
6913 | 0.63721
6914 | 0.60675
6915 | 0.59805
6916 | 0.6082
6917 | 0.63766
6918 | 0.66964
6919 | 0.6802
6920 | 0.71303
6921 | 0.77206
6922 | 0.78231
6923 | 0.78772
6924 | 0.7742
6925 | 0.7654
6926 | 0.74986
6927 | 0.80623
6928 | 0.80404
6929 | 0.81594
6930 | 0.85524
6931 | 0.87276
6932 | 0.84925
6933 | 0.79843
6934 | 0.76183
6935 | 0.72559
6936 | 0.66253
6937 | 0.6162
6938 | 0.62463
6939 | 0.61854
6940 | 0.62132
6941 | 0.63316
6942 | 0.6705
6943 | 0.71988
6944 | 0.75392
6945 | 0.77872
6946 | 0.77954
6947 | 0.78504
6948 | 0.80084
6949 | 0.78831
6950 | 0.80977
6951 | 0.8171
6952 | 0.83315
6953 | 0.81075
6954 | 0.83157
6955 | 0.85755
6956 | 0.82983
6957 | 0.78942
6958 | 0.73639
6959 | 0.69077
6960 | 0.64504
6961 | 0.63978
6962 | 0.60232
6963 | 0.60725
6964 | 0.62036
6965 | 0.64281
6966 | 0.68662
6967 | 0.67927
6968 | 0.73207
6969 | 0.77841
6970 | 0.77049
6971 | 0.78445
6972 | 0.78915
6973 | 0.7996
6974 | 0.78055
6975 | 0.77758
6976 | 0.80373
6977 | 0.81165
6978 | 0.84831
6979 | 0.874
6980 | 0.82553
6981 | 0.78444
6982 | 0.76294
6983 | 0.71178
6984 | 0.65535
6985 | 0.62831
6986 | 0.62924
6987 | 0.62992
6988 | 0.6263
6989 | 0.63667
6990 | 0.687
6991 | 0.67948
6992 | 0.726
6993 | 0.80074
6994 | 0.82084
6995 | 0.86704
6996 | 0.82837
6997 | 0.79598
6998 | 0.79845
6999 | 0.81035
7000 | 0.82533
7001 | 0.82905
7002 | 0.87444
7003 | 0.85891
7004 | 0.83429
7005 | 0.79173
7006 | 0.75591
7007 | 0.72398
7008 | 0.66428
7009 | 0.64362
7010 | 0.62532
7011 | 0.62344
7012 | 0.62024
7013 | 0.62739
7014 | 0.65613
7015 | 0.68309
7016 | 0.71486
7017 | 0.7627
7018 | 0.76997
7019 | 0.75618
7020 | 0.79917
7021 | 0.79732
7022 | 0.79664
7023 | 0.83561
7024 | 0.83357
7025 | 0.84849
7026 | 0.91784
7027 | 0.92918
7028 | 0.89185
7029 | 0.8447
7030 | 0.80866
7031 | 0.74203
7032 | 0.69893
7033 | 0.63681
7034 | 0.62491
7035 | 0.62519
7036 | 0.62901
7037 | 0.63719
7038 | 0.65267
7039 | 0.69271
7040 | 0.69961
7041 | 0.72671
7042 | 0.75578
7043 | 0.75953
7044 | 0.77007
7045 | 0.77507
7046 | 0.77063
7047 | 0.78921
7048 | 0.80094
7049 | 0.79726
7050 | 0.83839
7051 | 0.82694
7052 | 0.81303
7053 | 0.79749
7054 | 0.76036
7055 | 0.73025
7056 | 0.67793
7057 | 0.64134
7058 | 0.64907
7059 | 0.63814
7060 | 0.63897
7061 | 0.64938
7062 | 0.67671
7063 | 0.72411
7064 | 0.773
7065 | 0.78083
7066 | 0.79896
7067 | 0.78939
7068 | 0.80999
7069 | 0.8166
7070 | 0.82098
7071 | 0.84459
7072 | 0.84133
7073 | 0.87418
7074 | 0.89846
7075 | 0.9274
7076 | 0.88189
7077 | 0.85627
7078 | 0.80884
7079 | 0.74064
7080 | 0.66732
7081 | 0.67387
7082 | 0.64048
7083 | 0.63017
7084 | 0.62354
7085 | 0.63694
7086 | 0.6789
7087 | 0.72695
7088 | 0.77334
7089 | 0.77873
7090 | 0.77162
7091 | 0.78605
7092 | 0.77967
7093 | 0.78698
7094 | 0.82633
7095 | 0.8346
7096 | 0.83543
7097 | 0.85178
7098 | 0.86326
7099 | 0.87951
7100 | 0.83275
7101 | 0.78568
7102 | 0.73396
7103 | 0.69112
7104 | 0.65575
7105 | 0.65475
7106 | 0.62217
7107 | 0.62296
7108 | 0.61445
7109 | 0.63683
7110 | 0.67689
7111 | 0.72506
7112 | 0.75991
7113 | 0.77548
7114 | 0.74746
7115 | 0.77604
7116 | 0.79498
7117 | 0.79837
7118 | 0.80689
7119 | 0.83269
7120 | 0.84606
7121 | 0.85132
7122 | 0.8893
7123 | 0.91947
7124 | 0.86312
7125 | 0.80918
7126 | 0.76455
7127 | 0.70311
7128 | 0.66268
7129 | 0.6442
7130 | 0.62496
7131 | 0.61289
7132 | 0.61326
7133 | 0.63127
7134 | 0.6617
7135 | 0.71196
7136 | 0.71618
7137 | 0.77673
7138 | 0.76373
7139 | 0.77941
7140 | 0.77489
7141 | 0.79106
7142 | 0.78035
7143 | 0.82731
7144 | 0.82324
7145 | 0.8318
7146 | 0.84659
7147 | 0.89879
7148 | 0.86135
7149 | 0.80388
7150 | 0.75617
7151 | 0.69306
7152 | 0.64849
7153 | 0.64149
7154 | 0.61316
7155 | 0.60728
7156 | 0.61482
7157 | 0.63486
7158 | 0.67259
7159 | 0.73322
7160 | 0.74903
7161 | 0.77682
7162 | 0.78235
7163 | 0.79226
7164 | 0.80959
7165 | 0.80351
7166 | 0.81471
7167 | 0.81875
7168 | 0.83791
7169 | 0.83593
7170 | 0.8848
7171 | 0.86493
7172 | 0.82982
7173 | 0.79067
7174 | 0.73373
7175 | 0.68393
7176 | 0.64065
7177 | 0.62862
7178 | 0.62058
7179 | 0.6216
7180 | 0.61795
7181 | 0.63385
7182 | 0.66079
7183 | 0.70773
7184 | 0.73854
7185 | 0.77848
7186 | 0.77785
7187 | 0.77942
7188 | 0.78373
7189 | 0.79182
7190 | 0.79122
7191 | 0.79658
7192 | 0.82436
7193 | 0.85207
7194 | 0.87497
7195 | 0.89187
7196 | 0.87181
7197 | 0.83546
7198 | 0.79468
7199 | 0.73883
7200 | 0.69062
7201 | 0.61791
7202 | 0.64017
7203 | 0.62825
7204 | 0.62497
7205 | 0.64241
7206 | 0.68943
7207 | 0.72832
7208 | 0.77437
7209 | 0.79129
7210 | 0.78476
7211 | 0.76812
7212 | 0.7887
7213 | 0.79346
7214 | 0.78135
7215 | 0.80055
7216 | 0.81543
7217 | 0.83761
7218 | 0.8582
7219 | 0.8498
7220 | 0.81964
7221 | 0.77024
7222 | 0.73769
7223 | 0.6925
7224 | 0.63506
7225 | 0.66527
7226 | 0.6069
7227 | 0.60895
7228 | 0.60696
7229 | 0.60449
7230 | 0.64299
7231 | 0.64825
7232 | 0.68691
7233 | 0.71809
7234 | 0.76321
7235 | 0.74602
7236 | 0.76088
7237 | 0.74832
7238 | 0.74443
7239 | 0.76002
7240 | 0.78426
7241 | 0.80305
7242 | 0.84525
7243 | 0.8568
7244 | 0.84872
7245 | 0.80416
7246 | 0.75351
7247 | 0.69807
7248 | 0.64311
7249 | 0.62016
7250 | 0.60434
7251 | 0.61084
7252 | 0.60684
7253 | 0.62089
7254 | 0.66284
7255 | 0.70494
7256 | 0.73945
7257 | 0.76086
7258 | 0.76941
7259 | 0.75515
7260 | 0.77376
7261 | 0.78113
7262 | 0.78811
7263 | 0.80775
7264 | 0.83411
7265 | 0.85614
7266 | 0.87991
7267 | 0.90289
7268 | 0.88462
7269 | 0.83019
7270 | 0.78803
7271 | 0.72584
7272 | 0.66864
7273 | 0.61929
7274 | 0.61141
7275 | 0.60222
7276 | 0.60487
7277 | 0.60605
7278 | 0.64123
7279 | 0.69822
7280 | 0.72962
7281 | 0.79257
7282 | 0.77591
7283 | 0.76848
7284 | 0.76844
7285 | 0.79144
7286 | 0.79814
7287 | 0.79787
7288 | 0.82632
7289 | 0.84831
7290 | 0.88229
7291 | 0.8968
7292 | 0.86757
7293 | 0.8153
7294 | 0.76323
7295 | 0.71926
7296 | 0.66201
7297 | 0.64312
7298 | 0.60627
7299 | 0.59294
7300 | 0.59107
7301 | 0.58669
7302 | 0.63526
7303 | 0.67732
7304 | 0.71022
7305 | 0.74673
7306 | 0.74974
7307 | 0.74294
7308 | 0.73874
7309 | 0.75026
7310 | 0.76025
7311 | 0.7675
7312 | 0.76748
7313 | 0.80238
7314 | 0.85042
7315 | 0.8759
7316 | 0.848
7317 | 0.8101
7318 | 0.76799
7319 | 0.70024
7320 | 0.64351
7321 | 0.62414
7322 | 0.60765
7323 | 0.59768
7324 | 0.6022
7325 | 0.61034
7326 | 0.63943
7327 | 0.67694
7328 | 0.69678
7329 | 0.71982
7330 | 0.74307
7331 | 0.7443
7332 | 0.74396
7333 | 0.73477
7334 | 0.72912
7335 | 0.75997
7336 | 0.77144
7337 | 0.81468
7338 | 0.85091
7339 | 0.83303
7340 | 0.78875
7341 | 0.75083
7342 | 0.72506
7343 | 0.67467
7344 | 0.63503
7345 | 0.62564
7346 | 0.60404
7347 | 0.60079
7348 | 0.60627
7349 | 0.60447
7350 | 0.64834
7351 | 0.6742
7352 | 0.71972
7353 | 0.73708
7354 | 0.7565
7355 | 0.74373
7356 | 0.75325
7357 | 0.74799
7358 | 0.73854
7359 | 0.76742
7360 | 0.79705
7361 | 0.80876
7362 | 0.84579
7363 | 0.84943
7364 | 0.82248
7365 | 0.78487
7366 | 0.73761
7367 | 0.69032
7368 | 0.64833
7369 | 0.61678
7370 | 0.61341
7371 | 0.60192
7372 | 0.61117
7373 | 0.61531
7374 | 0.63859
7375 | 0.65582
7376 | 0.6793
7377 | 0.72381
7378 | 0.74551
7379 | 0.74177
7380 | 0.75342
7381 | 0.74678
7382 | 0.74699
7383 | 0.77304
7384 | 0.80862
7385 | 0.82013
7386 | 0.83395
7387 | 0.83973
7388 | 0.79871
7389 | 0.75524
7390 | 0.69866
7391 | 0.6741
7392 | 0.62128
7393 | 0.62282
7394 | 0.59424
7395 | 0.58781
7396 | 0.56387
7397 | 0.57603
7398 | 0.61557
7399 | 0.6464
7400 | 0.68174
7401 | 0.738
7402 | 0.72998
7403 | 0.74558
7404 | 0.72363
7405 | 0.72708
7406 | 0.72831
7407 | 0.75102
7408 | 0.77307
7409 | 0.81372
7410 | 0.83855
7411 | 0.85781
7412 | 0.81429
7413 | 0.77692
7414 | 0.73826
7415 | 0.68621
7416 | 0.6356
7417 | 0.61085
7418 | 0.56714
7419 | 0.56695
7420 | 0.56631
7421 | 0.60404
7422 | 0.63514
7423 | 0.68681
7424 | 0.70372
7425 | 0.73033
7426 | 0.73472
7427 | 0.72433
7428 | 0.72834
7429 | 0.75432
7430 | 0.75536
7431 | 0.75841
7432 | 0.816
7433 | 0.84423
7434 | 0.8868
7435 | 0.89953
7436 | 0.86897
7437 | 0.81043
7438 | 0.76625
7439 | 0.71171
7440 | 0.65471
7441 | 0.60479
7442 | 0.60079
7443 | 0.59803
7444 | 0.594
7445 | 0.62001
7446 | 0.66531
7447 | 0.72593
7448 | 0.73415
7449 | 0.75438
7450 | 0.77134
7451 | 0.76988
7452 | 0.76788
7453 | 0.77581
7454 | 0.77997
7455 | 0.79614
7456 | 0.83343
7457 | 0.85
7458 | 0.89292
7459 | 0.89825
7460 | 0.85815
7461 | 0.82529
7462 | 0.77399
7463 | 0.70628
7464 | 0.67902
7465 | 0.62468
7466 | 0.63995
7467 | 0.6275
7468 | 0.6248
7469 | 0.63103
7470 | 0.68585
7471 | 0.72903
7472 | 0.75132
7473 | 0.78034
7474 | 0.75543
7475 | 0.74799
7476 | 0.76168
7477 | 0.76453
7478 | 0.75961
7479 | 0.75802
7480 | 0.7862
7481 | 0.83415
7482 | 0.87047
7483 | 0.87917
7484 | 0.85735
7485 | 0.81611
7486 | 0.76942
7487 | 0.70266
7488 | 0.65595
7489 | 0.65283
7490 | 0.62002
7491 | 0.61836
7492 | 0.62706
7493 | 0.62942
7494 | 0.65333
7495 | 0.72745
7496 | 0.78176
7497 | 0.78625
7498 | 0.76591
7499 | 0.79073
7500 | 0.75728
7501 | 0.77736
7502 | 0.75253
7503 | 0.76396
7504 | 0.73135
7505 | 0.69718
7506 | 0.74371
7507 | 0.8188
7508 | 0.8281
7509 | 0.78284
7510 | 0.74523
7511 | 0.70588
7512 | 0.66947
7513 | 0.63534
7514 | 0.55664
7515 | 0.57581
7516 | 0.57422
7517 | 0.62419
7518 | 0.67475
7519 | 0.72191
7520 | 0.76311
7521 | 0.78098
7522 | 0.77855
7523 | 0.78518
7524 | 0.79317
7525 | 0.79456
7526 | 0.77337
7527 | 0.77623
7528 | 0.81562
7529 | 0.81919
7530 | 0.84582
7531 | 0.84739
7532 | 0.81057
7533 | 0.76434
7534 | 0.72588
7535 | 0.67565
7536 | 0.61985
7537 | 0.60023
7538 | 0.58238
7539 | 0.58481
7540 | 0.58831
7541 | 0.61505
7542 | 0.62078
7543 | 0.66662
7544 | 0.69367
7545 | 0.74823
7546 | 0.75538
7547 | 0.74492
7548 | 0.74322
7549 | 0.74909
7550 | 0.76727
7551 | 0.77176
7552 | 0.78409
7553 | 0.80766
7554 | 0.84473
7555 | 0.84137
7556 | 0.78057
7557 | 0.74401
7558 | 0.72039
7559 | 0.67287
7560 | 0.629
7561 | 0.58864
7562 | 0.59431
7563 | 0.57948
7564 | 0.57093
7565 | 0.59502
7566 | 0.62421
7567 | 0.64607
7568 | 0.6866
7569 | 0.72251
7570 | 0.72936
7571 | 0.75959
7572 | 0.75042
7573 | 0.75484
7574 | 0.74595
7575 | 0.7706
7576 | 0.7874
7577 | 0.80845
7578 | 0.82203
7579 | 0.82835
7580 | 0.81165
7581 | 0.76472
7582 | 0.73321
7583 | 0.68134
7584 | 0.64469
7585 | 0.60512
7586 | 0.61035
7587 | 0.60907
7588 | 0.58969
7589 | 0.61542
7590 | 0.63338
7591 | 0.66746
7592 | 0.70348
7593 | 0.73461
7594 | 0.73309
7595 | 0.73904
7596 | 0.74352
7597 | 0.75444
7598 | 0.78414
7599 | 0.8041
7600 | 0.8129
7601 | 0.81861
7602 | 0.85184
7603 | 0.871
7604 | 0.83383
7605 | 0.80172
7606 | 0.75535
7607 | 0.68477
7608 | 0.6442
7609 | 0.6209
7610 | 0.64674
7611 | 0.63979
7612 | 0.66389
7613 | 0.69075
7614 | 0.72014
7615 | 0.73462
7616 | 0.76255
7617 | 0.82284
7618 | 0.81905
7619 | 0.7973
7620 | 0.81325
7621 | 0.81183
7622 | 0.82756
7623 | 0.85689
7624 | 0.85535
7625 | 0.88882
7626 | 0.95388
7627 | 0.96901
7628 | 0.91184
7629 | 0.86292
7630 | 0.79668
7631 | 0.73772
7632 | 0.68569
7633 | 0.66148
7634 | 0.60216
7635 | 0.59494
7636 | 0.60448
7637 | 0.59124
7638 | 0.64496
7639 | 0.68044
7640 | 0.67373
7641 | 0.74965
7642 | 0.7366
7643 | 0.75325
7644 | 0.75556
7645 | 0.77915
7646 | 0.75209
7647 | 0.78981
7648 | 0.82386
7649 | 0.82936
7650 | 0.8883
7651 | 0.91013
7652 | 0.87709
7653 | 0.84188
7654 | 0.79911
7655 | 0.71947
7656 | 0.67714
7657 | 0.61681
7658 | 0.63154
7659 | 0.63477
7660 | 0.61996
7661 | 0.63296
7662 | 0.65321
7663 | 0.6977
7664 | 0.76954
7665 | 0.80335
7666 | 0.77922
7667 | 0.75285
7668 | 0.74485
7669 | 0.74019
7670 | 0.76015
7671 | 0.7777
7672 | 0.80119
7673 | 0.82144
7674 | 0.85702
7675 | 0.87299
7676 | 0.83978
7677 | 0.81395
7678 | 0.77457
7679 | 0.70791
7680 | 0.6577
7681 | 0.64994
7682 | 0.61438
7683 | 0.61965
7684 | 0.62047
7685 | 0.63249
7686 | 0.67805
7687 | 0.71745
7688 | 0.76885
7689 | 0.77637
7690 | 0.78382
7691 | 0.77324
7692 | 0.79535
7693 | 0.8216
7694 | 0.80169
7695 | 0.8213
7696 | 0.84048
7697 | 0.84332
7698 | 0.88445
7699 | 0.89117
7700 | 0.85115
7701 | 0.80156
7702 | 0.77339
7703 | 0.70522
7704 | 0.65809
7705 | 0.62799
7706 | 0.62111
7707 | 0.6211
7708 | 0.62404
7709 | 0.63271
7710 | 0.66539
7711 | 0.69728
7712 | 0.70804
7713 | 0.77027
7714 | 0.7428
7715 | 0.75918
7716 | 0.76641
7717 | 0.75764
7718 | 0.76271
7719 | 0.76066
7720 | 0.75791
7721 | 0.76477
7722 | 0.80218
7723 | 0.80413
7724 | 0.77035
7725 | 0.74227
7726 | 0.71023
7727 | 0.67077
7728 | 0.62879
7729 | 0.64075
7730 | 0.58375
7731 | 0.59746
7732 | 0.60928
7733 | 0.62469
7734 | 0.6609
7735 | 0.69833
7736 | 0.74179
7737 | 0.77276
7738 | 0.78476
7739 | 0.77831
7740 | 0.79293
7741 | 0.79161
7742 | 0.76747
7743 | 0.77592
7744 | 0.80899
7745 | 0.81309
7746 | 0.83806
7747 | 0.84019
7748 | 0.80394
7749 | 0.75783
7750 | 0.7141
7751 | 0.67753
7752 | 0.61433
7753 | 0.60947
7754 | 0.57464
7755 | 0.575
7756 | 0.58657
7757 | 0.61377
7758 | 0.65038
7759 | 0.69673
7760 | 0.73842
7761 | 0.73909
7762 | 0.73706
7763 | 0.76611
7764 | 0.76067
7765 | 0.75834
7766 | 0.78097
7767 | 0.82716
7768 | 0.83424
7769 | 0.85315
7770 | 0.8742
7771 | 0.8921
7772 | 0.86295
7773 | 0.82251
7774 | 0.78048
7775 | 0.69137
7776 | 0.66065
7777 | 0.59358
7778 | 0.59192
7779 | 0.59188
7780 | 0.58945
7781 | 0.6209
7782 | 0.66697
7783 | 0.70915
7784 | 0.73395
7785 | 0.74715
7786 | 0.73536
7787 | 0.75432
7788 | 0.77275
7789 | 0.78295
7790 | 0.77826
7791 | 0.78279
7792 | 0.78978
7793 | 0.80825
7794 | 0.84739
7795 | 0.87
7796 | 0.82849
7797 | 0.79432
7798 | 0.75364
7799 | 0.70172
7800 | 0.65415
7801 | 0.61982
7802 | 0.59731
7803 | 0.59112
7804 | 0.6038
7805 | 0.61727
7806 | 0.66949
7807 | 0.72776
7808 | 0.75533
7809 | 0.77516
7810 | 0.75652
7811 | 0.76409
7812 | 0.76773
7813 | 0.80199
7814 | 0.7906
7815 | 0.79889
7816 | 0.80754
7817 | 0.83944
7818 | 0.84935
7819 | 0.84992
7820 | 0.82352
7821 | 0.78865
7822 | 0.73965
7823 | 0.69363
7824 | 0.65484
7825 | 0.6206
7826 | 0.61617
7827 | 0.60509
7828 | 0.60913
7829 | 0.62046
7830 | 0.64417
7831 | 0.69499
7832 | 0.72051
7833 | 0.72703
7834 | 0.72414
7835 | 0.73806
7836 | 0.734
7837 | 0.73075
7838 | 0.74718
7839 | 0.76156
7840 | 0.77711
7841 | 0.79087
7842 | 0.82477
7843 | 0.85707
7844 | 0.8267
7845 | 0.78623
7846 | 0.76249
7847 | 0.70705
7848 | 0.67481
7849 | 0.63576
7850 | 0.63887
7851 | 0.62736
7852 | 0.62855
7853 | 0.64866
7854 | 0.68074
7855 | 0.71731
7856 | 0.72759
7857 | 0.79112
7858 | 0.74752
7859 | 0.74477
7860 | 0.72965
7861 | 0.75436
7862 | 0.76735
7863 | 0.76414
7864 | 0.77342
7865 | 0.78061
7866 | 0.81611
7867 | 0.84518
7868 | 0.79724
7869 | 0.76628
7870 | 0.72851
7871 | 0.69639
7872 | 0.65184
7873 | 0.65316
7874 | 0.59929
7875 | 0.60065
7876 | 0.61065
7877 | 0.59795
7878 | 0.62636
7879 | 0.65924
7880 | 0.69811
7881 | 0.73707
7882 | 0.73062
7883 | 0.71478
7884 | 0.73334
7885 | 0.72634
7886 | 0.73089
7887 | 0.72443
7888 | 0.73676
7889 | 0.76905
7890 | 0.80301
7891 | 0.82176
7892 | 0.78229
7893 | 0.73887
7894 | 0.68538
7895 | 0.64899
7896 | 0.62332
7897 | 0.62269
7898 | 0.59401
7899 | 0.56411
7900 | 0.57018
7901 | 0.56919
7902 | 0.61655
7903 | 0.6646
7904 | 0.69142
7905 | 0.73864
7906 | 0.75663
7907 | 0.75379
7908 | 0.74829
7909 | 0.76091
7910 | 0.78058
7911 | 0.76816
7912 | 0.79843
7913 | 0.81282
7914 | 0.85307
7915 | 0.85199
7916 | 0.80518
7917 | 0.76413
7918 | 0.69203
7919 | 0.64865
7920 | 0.62708
7921 | 0.61387
7922 | 0.57197
7923 | 0.57665
7924 | 0.5651
7925 | 0.57704
7926 | 0.63239
7927 | 0.66559
7928 | 0.70961
7929 | 0.73236
7930 | 0.73764
7931 | 0.72422
7932 | 0.7301
7933 | 0.72435
7934 | 0.72881
7935 | 0.75436
7936 | 0.80366
7937 | 0.83031
7938 | 0.83491
7939 | 0.86162
7940 | 0.84903
7941 | 0.81243
7942 | 0.7795
7943 | 0.69688
7944 | 0.65625
7945 | 0.59606
7946 | 0.6019
7947 | 0.60154
7948 | 0.60123
7949 | 0.62968
7950 | 0.64076
7951 | 0.68824
7952 | 0.7193
7953 | 0.75552
7954 | 0.76077
7955 | 0.74566
7956 | 0.75133
7957 | 0.77668
7958 | 0.79369
7959 | 0.80968
7960 | 0.81021
7961 | 0.83604
7962 | 0.85093
7963 | 0.86474
7964 | 0.83089
7965 | 0.79302
7966 | 0.74083
7967 | 0.67376
7968 | 0.62324
7969 | 0.62749
7970 | 0.58521
7971 | 0.57672
7972 | 0.59354
7973 | 0.608
7974 | 0.62589
7975 | 0.66667
7976 | 0.7089
7977 | 0.76366
7978 | 0.78358
7979 | 0.78215
7980 | 0.80138
7981 | 0.81731
7982 | 0.80278
7983 | 0.83032
7984 | 0.8453
7985 | 0.84338
7986 | 0.86353
7987 | 0.87099
7988 | 0.83331
7989 | 0.784
7990 | 0.73698
7991 | 0.68824
7992 | 0.6291
7993 | 0.60174
7994 | 0.58487
7995 | 0.58943
7996 | 0.58691
7997 | 0.60692
7998 | 0.62718
7999 | 0.68438
8000 | 0.72339
8001 | 0.79731
8002 | 0.80037
8003 | 0.78417
8004 | 0.77609
8005 | 0.77269
8006 | 0.78087
8007 | 0.79472
8008 | 0.8029
8009 | 0.83733
8010 | 0.84348
8011 | 0.83841
8012 | 0.79253
8013 | 0.7631
8014 | 0.73042
8015 | 0.68592
8016 | 0.62605
8017 | 0.60301
8018 | 0.61259
8019 | 0.60581
8020 | 0.58576
8021 | 0.60532
8022 | 0.61047
8023 | 0.6538
8024 | 0.68796
8025 | 0.74828
8026 | 0.75283
8027 | 0.75981
8028 | 0.75374
8029 | 0.77646
8030 | 0.78555
8031 | 0.79419
8032 | 0.83937
8033 | 0.84945
8034 | 0.85785
8035 | 0.84789
8036 | 0.8045
8037 | 0.79365
8038 | 0.76229
8039 | 0.67328
8040 | 0.64119
8041 | 0.62488
8042 | 0.62671
8043 | 0.59039
8044 | 0.61574
8045 | 0.62387
8046 | 0.63064
8047 | 0.67326
8048 | 0.70296
8049 | 0.75338
8050 | 0.75623
8051 | 0.73984
8052 | 0.7435
8053 | 0.75509
8054 | 0.7402
8055 | 0.76583
8056 | 0.79114
8057 | 0.81119
8058 | 0.83175
8059 | 0.84008
8060 | 0.81141
8061 | 0.76929
8062 | 0.73376
8063 | 0.6886
8064 | 0.66202
8065 | 0.63741
8066 | 0.54613
8067 | 0.54544
8068 | 0.54941
8069 | 0.55462
8070 | 0.58388
8071 | 0.63226
8072 | 0.68931
8073 | 0.71065
8074 | 0.72055
8075 | 0.68164
8076 | 0.68411
8077 | 0.6864
8078 | 0.66785
8079 | 0.69175
8080 | 0.70461
8081 | 0.71728
8082 | 0.76914
8083 | 0.78489
8084 | 0.76291
8085 | 0.72138
8086 | 0.67003
8087 | 0.60766
8088 | 0.57473
8089 | 0.5713
8090 | 0.53273
8091 | 0.53066
8092 | 0.52831
8093 | 0.53952
8094 | 0.58512
8095 | 0.65128
8096 | 0.68877
8097 | 0.71664
8098 | 0.73524
8099 | 0.68208
8100 | 0.6908
8101 | 0.69325
8102 | 0.70348
8103 | 0.71633
8104 | 0.73789
8105 | 0.75872
8106 | 0.80628
8107 | 0.82363
8108 | 0.78952
8109 | 0.71378
8110 | 0.65554
8111 | 0.59823
8112 | 0.56107
8113 | 0.55574
8114 | 0.51748
8115 | 0.5102
8116 | 0.51295
8117 | 0.53691
8118 | 0.58987
8119 | 0.63783
8120 | 0.66379
8121 | 0.70413
8122 | 0.7146
8123 | 0.68779
8124 | 0.68439
8125 | 0.71717
8126 | 0.67621
8127 | 0.70234
8128 | 0.72639
8129 | 0.73551
8130 | 0.78329
8131 | 0.82459
8132 | 0.8089
8133 | 0.77854
8134 | 0.72034
8135 | 0.6375
8136 | 0.5967
8137 | 0.54126
8138 | 0.55356
8139 | 0.54841
8140 | 0.54482
8141 | 0.56232
8142 | 0.62282
8143 | 0.68664
8144 | 0.71073
8145 | 0.71145
8146 | 0.71789
8147 | 0.72151
8148 | 0.70377
8149 | 0.69233
8150 | 0.69682
8151 | 0.71061
8152 | 0.71818
8153 | 0.76167
8154 | 0.79268
8155 | 0.85325
8156 | 0.78897
8157 | 0.72875
8158 | 0.67513
8159 | 0.60201
8160 | 0.5497
8161 | 0.56768
8162 | 0.53226
8163 | 0.52707
8164 | 0.52671
8165 | 0.53841
8166 | 0.6005
8167 | 0.65723
8168 | 0.67942
8169 | 0.66615
8170 | 0.66823
8171 | 0.67453
8172 | 0.68648
8173 | 0.68847
8174 | 0.67772
8175 | 0.69048
8176 | 0.71947
8177 | 0.73113
8178 | 0.789
8179 | 0.83795
8180 | 0.83119
8181 | 0.80225
8182 | 0.74092
8183 | 0.66175
8184 | 0.61483
8185 | 0.5366
8186 | 0.58185
8187 | 0.56577
8188 | 0.56389
8189 | 0.57623
8190 | 0.62388
8191 | 0.6994
8192 | 0.73063
8193 | 0.71665
8194 | 0.68691
8195 | 0.69489
8196 | 0.69426
8197 | 0.69848
8198 | 0.68191
8199 | 0.69589
8200 | 0.71554
8201 | 0.73215
8202 | 0.76299
8203 | 0.78133
8204 | 0.7412
8205 | 0.70952
8206 | 0.66453
8207 | 0.62648
8208 | 0.5883
8209 | 0.59034
8210 | 0.53636
8211 | 0.5332
8212 | 0.52712
8213 | 0.53792
8214 | 0.58347
8215 | 0.61191
8216 | 0.64387
8217 | 0.67287
8218 | 0.70554
8219 | 0.69672
8220 | 0.70049
8221 | 0.69855
8222 | 0.69541
8223 | 0.71398
8224 | 0.73642
8225 | 0.72449
8226 | 0.75565
8227 | 0.77244
8228 | 0.73204
8229 | 0.72105
8230 | 0.68131
8231 | 0.63493
8232 | 0.59485
8233 | 0.55503
8234 | 0.55164
8235 | 0.54396
8236 | 0.54846
8237 | 0.56319
8238 | 0.59763
8239 | 0.63667
8240 | 0.67157
8241 | 0.70226
8242 | 0.7154
8243 | 0.70504
8244 | 0.67766
8245 | 0.68503
8246 | 0.69012
8247 | 0.69367
8248 | 0.71078
8249 | 0.74415
8250 | 0.78015
8251 | 0.81055
8252 | 0.73693
8253 | 0.70126
8254 | 0.65403
8255 | 0.61327
8256 | 0.56188
8257 | 0.57683
8258 | 0.51888
8259 | 0.51048
8260 | 0.51444
8261 | 0.52466
8262 | 0.57537
8263 | 0.62699
8264 | 0.65809
8265 | 0.71583
8266 | 0.70128
8267 | 0.69478
8268 | 0.70547
8269 | 0.71054
8270 | 0.70516
8271 | 0.70586
8272 | 0.74747
8273 | 0.75811
8274 | 0.78404
8275 | 0.79714
8276 | 0.76077
8277 | 0.75229
8278 | 0.70127
8279 | 0.62549
8280 | 0.58179
8281 | 0.52804
8282 | 0.56372
8283 | 0.54736
8284 | 0.53629
8285 | 0.5507
8286 | 0.58527
8287 | 0.63966
8288 | 0.69234
8289 | 0.70851
8290 | 0.72287
8291 | 0.71073
8292 | 0.71649
8293 | 0.70948
8294 | 0.72686
8295 | 0.71785
8296 | 0.74468
8297 | 0.75252
8298 | 0.81589
8299 | 0.85775
8300 | 0.83017
8301 | 0.77416
8302 | 0.71878
8303 | 0.64892
8304 | 0.60789
8305 | 0.55511
8306 | 0.55379
8307 | 0.54344
8308 | 0.54849
8309 | 0.56312
8310 | 0.61505
8311 | 0.67302
8312 | 0.71801
8313 | 0.74294
8314 | 0.76264
8315 | 0.7569
8316 | 0.77191
8317 | 0.75515
8318 | 0.76227
8319 | 0.76765
8320 | 0.77064
8321 | 0.76735
8322 | 0.8017
8323 | 0.84255
8324 | 0.79745
8325 | 0.74098
8326 | 0.6848
8327 | 0.62782
8328 | 0.58848
8329 | 0.58543
8330 | 0.56262
8331 | 0.56009
8332 | 0.56124
8333 | 0.5751
8334 | 0.62434
8335 | 0.67762
8336 | 0.70591
8337 | 0.69798
8338 | 0.71476
8339 | 0.7089
8340 | 0.68986
8341 | 0.67971
8342 | 0.6753
8343 | 0.68947
8344 | 0.70825
8345 | 0.73662
8346 | 0.79549
8347 | 0.82438
8348 | 0.78911
8349 | 0.74
8350 | 0.68258
8351 | 0.62952
8352 | 0.59196
8353 | 0.56994
8354 | 0.54365
8355 | 0.55244
8356 | 0.54089
8357 | 0.54299
8358 | 0.59104
8359 | 0.65137
8360 | 0.6817
8361 | 0.68949
8362 | 0.74737
8363 | 0.73261
8364 | 0.72774
8365 | 0.73076
8366 | 0.7387
8367 | 0.75243
8368 | 0.77783
8369 | 0.8035
8370 | 0.81674
8371 | 0.81457
8372 | 0.76897
8373 | 0.73473
8374 | 0.69468
8375 | 0.6343
8376 | 0.58602
8377 | 0.56114
8378 | 0.53141
8379 | 0.52843
8380 | 0.51977
8381 | 0.5281
8382 | 0.55549
8383 | 0.59489
8384 | 0.63042
8385 | 0.65559
8386 | 0.6699
8387 | 0.65443
8388 | 0.66349
8389 | 0.66317
8390 | 0.66998
8391 | 0.68163
8392 | 0.67867
8393 | 0.71952
8394 | 0.75295
8395 | 0.78771
8396 | 0.75437
8397 | 0.70571
8398 | 0.66142
8399 | 0.61499
8400 | 0.58381
8401 | 0.54746
8402 | 0.52523
8403 | 0.50897
8404 | 0.49233
8405 | 0.50853
8406 | 0.52881
8407 | 0.5833
8408 | 0.63169
8409 | 0.67424
8410 | 0.69473
8411 | 0.68668
8412 | 0.69092
8413 | 0.69021
8414 | 0.68123
8415 | 0.69663
8416 | 0.71398
8417 | 0.74731
8418 | 0.81859
8419 | 0.84036
8420 | 0.80695
8421 | 0.72629
8422 | 0.68514
8423 | 0.63561
8424 | 0.58461
8425 | 0.54781
8426 | 0.53608
8427 | 0.53222
8428 | 0.53242
8429 | 0.52975
8430 | 0.57211
8431 | 0.62208
8432 | 0.66784
8433 | 0.66334
8434 | 0.67595
8435 | 0.68542
8436 | 0.69244
8437 | 0.71026
8438 | 0.69221
8439 | 0.69206
8440 | 0.69196
8441 | 0.74515
8442 | 0.79676
8443 | 0.82115
8444 | 0.80238
8445 | 0.75244
8446 | 0.70123
8447 | 0.61345
8448 | 0.57303
8449 | 0.55886
8450 | 0.56465
8451 | 0.54139
8452 | 0.53355
8453 | 0.55033
8454 | 0.59076
8455 | 0.62719
8456 | 0.65773
8457 | 0.67213
8458 | 0.68668
8459 | 0.67246
8460 | 0.69065
8461 | 0.69374
8462 | 0.69001
8463 | 0.69348
8464 | 0.70698
8465 | 0.71258
8466 | 0.7675
8467 | 0.80944
8468 | 0.78128
8469 | 0.73836
8470 | 0.69251
8471 | 0.63358
8472 | 0.59176
8473 | 0.5769
8474 | 0.54862
8475 | 0.53874
8476 | 0.53104
8477 | 0.54435
8478 | 0.59342
8479 | 0.64084
8480 | 0.68867
8481 | 0.69667
8482 | 0.70163
8483 | 0.68859
8484 | 0.68189
8485 | 0.70569
8486 | 0.68842
8487 | 0.6941
8488 | 0.72027
8489 | 0.76022
8490 | 0.7893
8491 | 0.80209
8492 | 0.80741
8493 | 0.77003
8494 | 0.69885
8495 | 0.62264
8496 | 0.57207
8497 | 0.56627
8498 | 0.5335
8499 | 0.52391
8500 | 0.51538
8501 | 0.53901
8502 | 0.58136
8503 | 0.65412
8504 | 0.66773
8505 | 0.67545
8506 | 0.69277
8507 | 0.67178
8508 | 0.66602
8509 | 0.67066
8510 | 0.66643
8511 | 0.67278
8512 | 0.7121
8513 | 0.72857
8514 | 0.78888
8515 | 0.85514
8516 | 0.82618
8517 | 0.75838
8518 | 0.70464
8519 | 0.64225
8520 | 0.61017
8521 | 0.55147
8522 | 0.54353
8523 | 0.54726
8524 | 0.54135
8525 | 0.56333
8526 | 0.60532
8527 | 0.63339
8528 | 0.66154
8529 | 0.66707
8530 | 0.67198
8531 | 0.68716
8532 | 0.74018
8533 | 0.73014
8534 | 0.70696
8535 | 0.71935
8536 | 0.75345
8537 | 0.77033
8538 | 0.816
8539 | 0.84437
8540 | 0.82468
8541 | 0.77604
8542 | 0.71171
8543 | 0.65135
8544 | 0.61626
8545 | 0.57436
8546 | 0.57361
8547 | 0.56647
8548 | 0.56738
8549 | 0.57437
8550 | 0.58707
8551 | 0.61677
8552 | 0.63388
8553 | 0.65823
8554 | 0.67952
8555 | 0.67026
8556 | 0.69802
8557 | 0.69381
8558 | 0.69105
8559 | 0.70672
8560 | 0.75207
8561 | 0.74651
8562 | 0.80663
8563 | 0.84385
8564 | 0.8092
8565 | 0.75415
8566 | 0.7208
8567 | 0.64533
8568 | 0.59561
8569 | 0.59547
8570 | 0.56498
8571 | 0.55094
8572 | 0.54586
8573 | 0.5424
8574 | 0.55832
8575 | 0.59423
8576 | 0.62802
8577 | 0.64588
8578 | 0.66901
8579 | 0.68251
8580 | 0.69225
8581 | 0.6818
8582 | 0.69429
8583 | 0.69043
8584 | 0.71349
8585 | 0.75401
8586 | 0.81535
8587 | 0.83713
8588 | 0.80925
8589 | 0.75477
8590 | 0.69512
8591 | 0.63061
8592 | 0.58587
8593 | 0.58917
8594 | 0.55386
8595 | 0.53954
8596 | 0.53792
8597 | 0.5522
8598 | 0.57473
8599 | 0.61361
8600 | 0.64951
8601 | 0.70745
8602 | 0.74249
8603 | 0.75044
8604 | 0.7831
8605 | 0.77689
8606 | 0.77464
8607 | 0.78754
8608 | 0.80938
8609 | 0.81917
8610 | 0.88763
8611 | 0.89597
8612 | 0.85094
8613 | 0.80752
8614 | 0.74683
8615 | 0.69304
8616 | 0.63741
8617 | 0.57427
8618 | 0.56859
8619 | 0.55169
8620 | 0.53757
8621 | 0.55343
8622 | 0.56339
8623 | 0.59447
8624 | 0.63104
8625 | 0.68583
8626 | 0.71766
8627 | 0.75023
8628 | 0.74329
8629 | 0.74799
8630 | 0.75951
8631 | 0.76179
8632 | 0.76173
8633 | 0.78256
8634 | 0.84369
8635 | 0.87428
8636 | 0.84082
8637 | 0.79004
8638 | 0.73911
8639 | 0.67784
8640 | 0.64179
8641 | 0.59826
8642 | 0.6393
8643 | 0.62503
8644 | 0.62603
8645 | 0.64945
8646 | 0.67265
8647 | 0.70089
8648 | 0.75452
8649 | 0.81069
8650 | 0.79157
8651 | 0.83125
8652 | 0.84712
8653 | 0.85141
8654 | 0.83497
8655 | 0.87645
8656 | 0.88492
8657 | 0.92931
8658 | 0.95557
8659 | 1
8660 | 0.97985
8661 | 0.89197
8662 | 0.80832
8663 | 0.72542
8664 | 0.64699
8665 | 0.65629
8666 | 0.56396
8667 | 0.56046
8668 | 0.55725
8669 | 0.56729
8670 | 0.6059
8671 | 0.63963
8672 | 0.68113
8673 | 0.73226
8674 | 0.73691
8675 | 0.76437
8676 | 0.78444
8677 | 0.77432
8678 | 0.78302
8679 | 0.79793
8680 | 0.80278
8681 | 0.8502
8682 | 0.90023
8683 | 0.91719
8684 | 0.88964
8685 | 0.82536
8686 | 0.78237
8687 | 0.71999
8688 | 0.63117
8689 | 0.58372
8690 | 0.5769
8691 | 0.57437
8692 | 0.55525
8693 | 0.57571
8694 | 0.60322
8695 | 0.63004
8696 | 0.68161
8697 | 0.73824
8698 | 0.77326
8699 | 0.80987
8700 | 0.83594
8701 | 0.84771
8702 | 0.81466
8703 | 0.82891
8704 | 0.83907
8705 | 0.88267
8706 | 0.932
8707 | 0.93627
8708 | 0.87849
8709 | 0.83414
8710 | 0.80339
8711 | 0.73782
8712 | 0.65452
8713 | 0.59915
8714 | 0.59895
8715 | 0.60881
8716 | 0.59305
8717 | 0.56953
8718 | 0.59742
8719 | 0.63383
8720 | 0.68989
8721 | 0.73313
8722 | 0.76102
8723 | 0.77623
8724 | 0.76032
8725 | 0.76786
8726 | 0.76154
8727 | 0.76449
8728 | 0.78457
8729 | 0.83407
8730 | 0.88259
8731 | 0.90711
8732 | 0.87683
8733 | 0.82813
8734 | 0.77861
8735 | 0.70371
8736 | 0.64114
8737 | 0.62411
8738 | 0.57618
8739 | 0.56279
8740 | 0.57836
8741 | 0.56395
8742 | 0.58454
8743 | 0.6225
8744 | 0.68456
8745 | 0.7377
8746 | 0.75172
8747 | 0.75574
8748 | 0.77275
8749 | 0.78403
8750 | 0.74896
8751 | 0.78736
8752 | 0.8245
8753 | 0.8478
8754 | 0.90319
8755 | 0.92104
8756 | 0.89645
8757 | 0.82527
8758 | 0.79299
8759 | 0.73591
8760 | 0.65846

## flexible_params
Flexible Params | [6 empty] | Index
param | model_component | period | day | hour_of_day_from | hour_of_day_to | value
max_gen_fraction | Load_Reduce | All | All | 0 | 16 | 0
max_gen_fraction | Load_Reduce | All | All | 20 | 23 | 0
max_gen_fraction | Load_Reduce | All | All | 17 | 20 | 1
energy_budget_cap_factor | FFR | None | All | None | None | 0
under_freq_load_shedding_fraction | None | None | None | None | None | 0.15
total_freq_resp_violation_penalty_per_mw | None | None | None | None | None | 10000
lf_reserve_timeframe_fraction_of_hour | None | None | None | None | None | 0.33333
reg_reserve_timeframe_fraction_of_hour | None | None | None | None | None | 0
erm_shifting_window | None | None | None | None | None | 8760
synchronous_condenser_addition_to_load | Sync_Condenser | None | None | None | None | 0.04
decimals | None | None | None | None | None | 4

## fuels
Fuels |  |  | Index
fuels | tco2_per_mmbtu | can_blend_with_pipeline_biogas
ULSD | 0.081807 | TRUE
Biodiesel | 0 | FALSE
Free | 0 | FALSE

## min_cumulative_new_build
Min Cumulative New Build |  |  | Index
resource | period | min_cumulative_build_by_year
9MW_ICE_New | 2025 | 0
9MW_ICE_New | 2026 | 0
9MW_ICE_New | 2027 | 0
9MW_ICE_New | 2028 | 0
9MW_ICE_New | 2029 | 0
9MW_ICE_New | 2030 | 0
9MW_ICE_New | 2031 | 0
9MW_ICE_New | 2032 | 0
9MW_ICE_New | 2033 | 0
9MW_ICE_New | 2034 | 0
9MW_ICE_New | 2040 | 0
9MW_ICE_New | 2045 | 0
9MW_ICE_New | 2050 | 0
PV_New | 2025 | 0
PV_New | 2026 | 0
PV_New | 2027 | 0
PV_New | 2028 | 0
PV_New | 2029 | 0
PV_New | 2030 | 0
PV_New | 2031 | 0
PV_New | 2032 | 0
PV_New | 2033 | 0
PV_New | 2034 | 0
PV_New | 2040 | 0
PV_New | 2045 | 0
PV_New | 2050 | 0
Wind_New | 2025 | 0
Wind_New | 2026 | 0
Wind_New | 2027 | 0
Wind_New | 2028 | 0
Wind_New | 2029 | 0
Wind_New | 2030 | 0
Wind_New | 2031 | 0
Wind_New | 2032 | 0
Wind_New | 2033 | 0
Wind_New | 2034 | 0
Wind_New | 2040 | 0
Wind_New | 2045 | 0
Wind_New | 2050 | 0
PV_Paired_4hr_New_Supply | 2025 | 0
PV_Paired_4hr_New_Supply | 2026 | 0
PV_Paired_4hr_New_Supply | 2027 | 0
PV_Paired_4hr_New_Supply | 2028 | 0
PV_Paired_4hr_New_Supply | 2029 | 0
PV_Paired_4hr_New_Supply | 2030 | 0
PV_Paired_4hr_New_Supply | 2031 | 0
PV_Paired_4hr_New_Supply | 2032 | 0
PV_Paired_4hr_New_Supply | 2033 | 0
PV_Paired_4hr_New_Supply | 2034 | 0
PV_Paired_4hr_New_Supply | 2040 | 0
PV_Paired_4hr_New_Supply | 2045 | 0
PV_Paired_4hr_New_Supply | 2050 | 0
PV_Paired_6hr_New_Supply | 2025 | 0
PV_Paired_6hr_New_Supply | 2026 | 0
PV_Paired_6hr_New_Supply | 2027 | 0
PV_Paired_6hr_New_Supply | 2028 | 0
PV_Paired_6hr_New_Supply | 2029 | 0
PV_Paired_6hr_New_Supply | 2030 | 0
PV_Paired_6hr_New_Supply | 2031 | 0
PV_Paired_6hr_New_Supply | 2032 | 0
PV_Paired_6hr_New_Supply | 2033 | 0
PV_Paired_6hr_New_Supply | 2034 | 0
PV_Paired_6hr_New_Supply | 2040 | 0
PV_Paired_6hr_New_Supply | 2045 | 0
PV_Paired_6hr_New_Supply | 2050 | 0
PV_DER_Aggregater_Supply | 2025 | 0
PV_DER_Aggregater_Supply | 2026 | 0
PV_DER_Aggregater_Supply | 2027 | 0
PV_DER_Aggregater_Supply | 2028 | 0
PV_DER_Aggregater_Supply | 2029 | 0
PV_DER_Aggregater_Supply | 2030 | 0
PV_DER_Aggregater_Supply | 2031 | 0
PV_DER_Aggregater_Supply | 2032 | 0
PV_DER_Aggregater_Supply | 2033 | 0
PV_DER_Aggregater_Supply | 2034 | 0
PV_DER_Aggregater_Supply | 2040 | 0
PV_DER_Aggregater_Supply | 2045 | 0
PV_DER_Aggregater_Supply | 2050 | 0
BESS_Standalone_New | 2025 | 0
BESS_Standalone_New | 2026 | 0
BESS_Standalone_New | 2027 | 0
BESS_Standalone_New | 2028 | 0
BESS_Standalone_New | 2029 | 0
BESS_Standalone_New | 2030 | 0
BESS_Standalone_New | 2031 | 0
BESS_Standalone_New | 2032 | 0
BESS_Standalone_New | 2033 | 0
BESS_Standalone_New | 2034 | 0
BESS_Standalone_New | 2040 | 0
BESS_Standalone_New | 2045 | 0
BESS_Standalone_New | 2050 | 0
PV_Paired_4hr_New_Battery | 2025 | 0
PV_Paired_4hr_New_Battery | 2026 | 0
PV_Paired_4hr_New_Battery | 2027 | 0
PV_Paired_4hr_New_Battery | 2028 | 0
PV_Paired_4hr_New_Battery | 2029 | 0
PV_Paired_4hr_New_Battery | 2030 | 0
PV_Paired_4hr_New_Battery | 2031 | 0
PV_Paired_4hr_New_Battery | 2032 | 0
PV_Paired_4hr_New_Battery | 2033 | 0
PV_Paired_4hr_New_Battery | 2034 | 0
PV_Paired_4hr_New_Battery | 2040 | 0
PV_Paired_4hr_New_Battery | 2045 | 0
PV_Paired_4hr_New_Battery | 2050 | 0
PV_Paired_6hr_New_Battery | 2025 | 0
PV_Paired_6hr_New_Battery | 2026 | 0
PV_Paired_6hr_New_Battery | 2027 | 0
PV_Paired_6hr_New_Battery | 2028 | 0
PV_Paired_6hr_New_Battery | 2029 | 0
PV_Paired_6hr_New_Battery | 2030 | 0
PV_Paired_6hr_New_Battery | 2031 | 0
PV_Paired_6hr_New_Battery | 2032 | 0
PV_Paired_6hr_New_Battery | 2033 | 0
PV_Paired_6hr_New_Battery | 2034 | 0
PV_Paired_6hr_New_Battery | 2040 | 0
PV_Paired_6hr_New_Battery | 2045 | 0
PV_Paired_6hr_New_Battery | 2050 | 0
PV_DER_Aggregater_Battery | 2025 | 0
PV_DER_Aggregater_Battery | 2026 | 0
PV_DER_Aggregater_Battery | 2027 | 0
PV_DER_Aggregater_Battery | 2028 | 0
PV_DER_Aggregater_Battery | 2029 | 0
PV_DER_Aggregater_Battery | 2030 | 0
PV_DER_Aggregater_Battery | 2031 | 0
PV_DER_Aggregater_Battery | 2032 | 0
PV_DER_Aggregater_Battery | 2033 | 0
PV_DER_Aggregater_Battery | 2034 | 0
PV_DER_Aggregater_Battery | 2040 | 0
PV_DER_Aggregater_Battery | 2045 | 0
PV_DER_Aggregater_Battery | 2050 | 0

## period_discount_factors
Period Discount Factors |  |  | Index
period | discount_factor | years_in_period
2025 | 0.64218 | 1
2026 | 0.61135 | 1
2027 | 0.58199 | 1
2028 | 0.55404 | 1
2029 | 0.52744 | 1
2030 | 0.50211 | 1
2031 | 0.478 | 1
2032 | 0.45505 | 1
2033 | 0.4332 | 1
2034 | 1.3333 | 3.5
2040 | 1.7265 | 5.5
2045 | 1.2059 | 5
2050 | 2.9323 | 23

## planned_installed_capacities
Planned Installed Capacities |  |  |  |  | Index
resource | period | planned_installed_capacity | min_operational_planned_capacity_mw | planned_capacity_fixed_o_and_m_dollars_per_kw_yr
LL1 | 2025 | 1 | 0 | 30.7565
LL1 | 2026 | 1 | 0 | 30.7565
LL1 | 2027 | 1 | 0 | 30.7565
LL1 | 2028 | 1 | 0 | 30.7565
LL1 | 2029 | 1 | 0 | 30.7565
LL1 | 2030 | 1 | 0 | 30.7565
LL1 | 2031 | 1 | 0 | 30.7565
LL1 | 2032 | 1 | 0 | 30.7565
LL1 | 2033 | 1 | 0 | 30.7565
LL1 | 2034 | 1 | 0 | 30.7565
LL1 | 2040 | 1 | 0 | 30.7565
LL1 | 2045 | 1 | 0 | 30.7565
LL1 | 2050 | 1 | 0 | 30.7565
LL2 | 2025 | 1 | 0 | 20.277
LL2 | 2026 | 1 | 0 | 20.277
LL2 | 2027 | 1 | 0 | 20.277
LL2 | 2028 | 1 | 0 | 20.277
LL2 | 2029 | 1 | 0 | 20.277
LL2 | 2030 | 1 | 0 | 20.277
LL2 | 2031 | 1 | 0 | 20.277
LL2 | 2032 | 1 | 0 | 20.277
LL2 | 2033 | 1 | 0 | 20.277
LL2 | 2034 | 1 | 0 | 20.277
LL2 | 2040 | 1 | 0 | 20.277
LL2 | 2045 | 1 | 0 | 20.277
LL2 | 2050 | 1 | 0 | 20.277
LL3 | 2025 | 1 | 0 | 83.7007
LL3 | 2026 | 1 | 0 | 83.7007
LL3 | 2027 | 1 | 0 | 83.7007
LL3 | 2028 | 1 | 0 | 83.7007
LL3 | 2029 | 1 | 0 | 83.7007
LL3 | 2030 | 1 | 0 | 83.7007
LL3 | 2031 | 1 | 0 | 83.7007
LL3 | 2032 | 1 | 0 | 83.7007
LL3 | 2033 | 1 | 0 | 83.7007
LL3 | 2034 | 1 | 0 | 83.7007
LL3 | 2040 | 1 | 0 | 83.7007
LL3 | 2045 | 1 | 0 | 83.7007
LL3 | 2050 | 1 | 0 | 83.7007
LL4 | 2025 | 1 | 0 | 107.2593
LL4 | 2026 | 1 | 0 | 107.2593
LL4 | 2027 | 1 | 0 | 107.2593
LL4 | 2028 | 1 | 0 | 107.2593
LL4 | 2029 | 1 | 0 | 107.2593
LL4 | 2030 | 1 | 0 | 107.2593
LL4 | 2031 | 1 | 0 | 107.2593
LL4 | 2032 | 1 | 0 | 107.2593
LL4 | 2033 | 1 | 0 | 107.2593
LL4 | 2034 | 1 | 0 | 107.2593
LL4 | 2040 | 1 | 0 | 107.2593
LL4 | 2045 | 1 | 0 | 107.2593
LL4 | 2050 | 1 | 0 | 107.2593
LL5 | 2025 | 1 | 0 | 57.3128
LL5 | 2026 | 1 | 0 | 57.3128
LL5 | 2027 | 1 | 0 | 57.3128
LL5 | 2028 | 1 | 0 | 57.3128
LL5 | 2029 | 1 | 0 | 57.3128
LL5 | 2030 | 1 | 0 | 57.3128
LL5 | 2031 | 1 | 0 | 57.3128
LL5 | 2032 | 1 | 0 | 57.3128
LL5 | 2033 | 1 | 0 | 57.3128
LL5 | 2034 | 1 | 0 | 57.3128
LL5 | 2040 | 1 | 0 | 57.3128
LL5 | 2045 | 1 | 0 | 57.3128
LL5 | 2050 | 1 | 0 | 57.3128
LL6 | 2025 | 1 | 0 | 70.3137
LL6 | 2026 | 1 | 0 | 70.3137
LL6 | 2027 | 1 | 0 | 70.3137
LL6 | 2028 | 1 | 0 | 70.3137
LL6 | 2029 | 1 | 0 | 70.3137
LL6 | 2030 | 1 | 0 | 70.3137
LL6 | 2031 | 1 | 0 | 70.3137
LL6 | 2032 | 1 | 0 | 70.3137
LL6 | 2033 | 1 | 0 | 70.3137
LL6 | 2034 | 1 | 0 | 70.3137
LL6 | 2040 | 1 | 0 | 70.3137
LL6 | 2045 | 1 | 0 | 70.3137
LL6 | 2050 | 1 | 0 | 70.3137
LL7 | 2025 | 2.2 | 0 | 235.0007
LL7 | 2026 | 2.2 | 0 | 235.0007
LL7 | 2027 | 2.2 | 0 | 235.0007
LL7 | 2028 | 2.2 | 0 | 235.0007
LL7 | 2029 | 2.2 | 0 | 235.0007
LL7 | 2030 | 2.2 | 0 | 235.0007
LL7 | 2031 | 2.2 | 0 | 235.0007
LL7 | 2032 | 2.2 | 0 | 235.0007
LL7 | 2033 | 2.2 | 0 | 235.0007
LL7 | 2034 | 2.2 | 0 | 235.0007
LL7 | 2040 | 2.2 | 0 | 235.0007
LL7 | 2045 | 2.2 | 0 | 235.0007
LL7 | 2050 | 2.2 | 0 | 235.0007
LL8 | 2025 | 2.2 | 0 | 180.6753
LL8 | 2026 | 2.2 | 0 | 180.6753
LL8 | 2027 | 2.2 | 0 | 180.6753
LL8 | 2028 | 2.2 | 0 | 180.6753
LL8 | 2029 | 2.2 | 0 | 180.6753
LL8 | 2030 | 2.2 | 0 | 180.6753
LL8 | 2031 | 2.2 | 0 | 180.6753
LL8 | 2032 | 2.2 | 0 | 180.6753
LL8 | 2033 | 2.2 | 0 | 180.6753
LL8 | 2034 | 2.2 | 0 | 180.6753
LL8 | 2040 | 2.2 | 0 | 180.6753
LL8 | 2045 | 2.2 | 0 | 180.6753
LL8 | 2050 | 2.2 | 0 | 180.6753
CHP | 2025 | 0 | 0 | 153.668
CHP | 2026 | 0 | 0 | 153.668
CHP | 2027 | 0 | 0 | 153.668
CHP | 2028 | 0 | 0 | 153.668
CHP | 2029 | 0 | 0 | 153.668
CHP | 2030 | 0 | 0 | 153.668
CHP | 2031 | 0 | 0 | 153.668
CHP | 2032 | 0 | 0 | 153.668
CHP | 2033 | 0 | 0 | 153.668
CHP | 2034 | 0 | 0 | 153.668
CHP | 2040 | 0 | 0 | 153.668
CHP | 2045 | 0 | 0 | 153.668
CHP | 2050 | 0 | 0 | 153.668
9MW_ICE_New | 2025 | 0 | 0 | 39.0121
9MW_ICE_New | 2026 | 0 | 0 | 39.0121
9MW_ICE_New | 2027 | 0 | 0 | 39.0121
9MW_ICE_New | 2028 | 0 | 0 | 39.0121
9MW_ICE_New | 2029 | 0 | 0 | 39.0121
9MW_ICE_New | 2030 | 0 | 0 | 39.0121
9MW_ICE_New | 2031 | 0 | 0 | 39.0121
9MW_ICE_New | 2032 | 0 | 0 | 39.0121
9MW_ICE_New | 2033 | 0 | 0 | 39.0121
9MW_ICE_New | 2034 | 0 | 0 | 39.0121
9MW_ICE_New | 2040 | 0 | 0 | 39.0121
9MW_ICE_New | 2045 | 0 | 0 | 39.0121
9MW_ICE_New | 2050 | 0 | 0 | 39.0121
Sync_Condenser | 2025 | 2.75 | 0 | 219.4923
Sync_Condenser | 2026 | 2.75 | 0 | 219.4923
Sync_Condenser | 2027 | 2.75 | 0 | 219.4923
Sync_Condenser | 2028 | 2.75 | 0 | 219.4923
Sync_Condenser | 2029 | 2.75 | 0 | 219.4923
Sync_Condenser | 2030 | 2.75 | 0 | 219.4923
Sync_Condenser | 2031 | 2.75 | 0 | 219.4923
Sync_Condenser | 2032 | 2.75 | 0 | 219.4923
Sync_Condenser | 2033 | 2.75 | 0 | 219.4923
Sync_Condenser | 2034 | 2.75 | 0 | 219.4923
Sync_Condenser | 2040 | 2.75 | 0 | 219.4923
Sync_Condenser | 2045 | 2.75 | 0 | 219.4923
Sync_Condenser | 2050 | 2.75 | 0 | 219.4923
FFR | 2025 | 0 | 0 | 0
FFR | 2026 | 0 | 0 | 0
FFR | 2027 | 0 | 0 | 0
FFR | 2028 | 0 | 0 | 0
FFR | 2029 | 0 | 0 | 0
FFR | 2030 | 0 | 0 | 0
FFR | 2031 | 0 | 0 | 0
FFR | 2032 | 0 | 0 | 0
FFR | 2033 | 0 | 0 | 0
FFR | 2034 | 0 | 0 | 0
FFR | 2040 | 0 | 0 | 0
FFR | 2045 | 0 | 0 | 0
FFR | 2050 | 0 | 0 | 0
LL7_MR | 2025 | 0 | 0 | 235.0007
LL7_MR | 2026 | 0 | 0 | 235.0007
LL7_MR | 2027 | 0 | 0 | 235.0007
LL7_MR | 2028 | 0 | 0 | 235.0007
LL7_MR | 2029 | 0 | 0 | 235.0007
LL7_MR | 2030 | 0 | 0 | 235.0007
LL7_MR | 2031 | 0 | 0 | 235.0007
LL7_MR | 2032 | 0 | 0 | 235.0007
LL7_MR | 2033 | 0 | 0 | 235.0007
LL7_MR | 2034 | 0 | 0 | 235.0007
LL7_MR | 2040 | 0 | 0 | 235.0007
LL7_MR | 2045 | 0 | 0 | 235.0007
LL7_MR | 2050 | 0 | 0 | 235.0007
LL8_MR | 2025 | 0 | 0 | 180.6753
LL8_MR | 2026 | 0 | 0 | 180.6753
LL8_MR | 2027 | 0 | 0 | 180.6753
LL8_MR | 2028 | 0 | 0 | 180.6753
LL8_MR | 2029 | 0 | 0 | 180.6753
LL8_MR | 2030 | 0 | 0 | 180.6753
LL8_MR | 2031 | 0 | 0 | 180.6753
LL8_MR | 2032 | 0 | 0 | 180.6753
LL8_MR | 2033 | 0 | 0 | 180.6753
LL8_MR | 2034 | 0 | 0 | 180.6753
LL8_MR | 2040 | 0 | 0 | 180.6753
LL8_MR | 2045 | 0 | 0 | 180.6753
LL8_MR | 2050 | 0 | 0 | 180.6753
LSR_PV | 2025 | 0 | 0 | 0
LSR_PV | 2026 | 0 | 0 | 0
LSR_PV | 2027 | 0 | 0 | 0
LSR_PV | 2028 | 0 | 0 | 0
LSR_PV | 2029 | 0 | 0 | 0
LSR_PV | 2030 | 0 | 0 | 0
LSR_PV | 2031 | 0 | 0 | 0
LSR_PV | 2032 | 0 | 0 | 0
LSR_PV | 2033 | 0 | 0 | 0
LSR_PV | 2034 | 0 | 0 | 0
LSR_PV | 2040 | 0 | 0 | 0
LSR_PV | 2045 | 0 | 0 | 0
LSR_PV | 2050 | 0 | 0 | 0
PV_New | 2025 | 0 | 0 | 11.4768
PV_New | 2026 | 0 | 0 | 11.0573
PV_New | 2027 | 0 | 0 | 10.6633
PV_New | 2028 | 0 | 0 | 10.3075
PV_New | 2029 | 0 | 0 | 9.9897
PV_New | 2030 | 0 | 0 | 9.7101
PV_New | 2031 | 0 | 0 | 9.4559
PV_New | 2032 | 0 | 0 | 9.2399
PV_New | 2033 | 0 | 0 | 9.0492
PV_New | 2034 | 0 | 0 | 8.8713
PV_New | 2040 | 0 | 0 | 8.1468
PV_New | 2045 | 0 | 0 | 7.7783
PV_New | 2050 | 0 | 0 | 7.5114
Wind_New | 2025 | 0 | 0 | 37.7983
Wind_New | 2026 | 0 | 0 | 37.1501
Wind_New | 2027 | 0 | 0 | 36.6163
Wind_New | 2028 | 0 | 0 | 36.1715
Wind_New | 2029 | 0 | 0 | 35.7902
Wind_New | 2030 | 0 | 0 | 35.4725
Wind_New | 2031 | 0 | 0 | 35.2056
Wind_New | 2032 | 0 | 0 | 34.9768
Wind_New | 2033 | 0 | 0 | 34.7861
Wind_New | 2034 | 0 | 0 | 34.6336
Wind_New | 2040 | 0 | 0 | 34.0617
Wind_New | 2045 | 0 | 0 | 33.8838
Wind_New | 2050 | 0 | 0 | 33.7948
PV_Paired_4hr_New_Supply | 2025 | 0 | 0 | 11.4768
PV_Paired_4hr_New_Supply | 2026 | 0 | 0 | 11.0573
PV_Paired_4hr_New_Supply | 2027 | 0 | 0 | 10.6633
PV_Paired_4hr_New_Supply | 2028 | 0 | 0 | 10.3075
PV_Paired_4hr_New_Supply | 2029 | 0 | 0 | 9.9897
PV_Paired_4hr_New_Supply | 2030 | 0 | 0 | 9.7101
PV_Paired_4hr_New_Supply | 2031 | 0 | 0 | 9.4559
PV_Paired_4hr_New_Supply | 2032 | 0 | 0 | 9.2399
PV_Paired_4hr_New_Supply | 2033 | 0 | 0 | 9.0492
PV_Paired_4hr_New_Supply | 2034 | 0 | 0 | 8.8713
PV_Paired_4hr_New_Supply | 2040 | 0 | 0 | 8.1468
PV_Paired_4hr_New_Supply | 2045 | 0 | 0 | 7.7783
PV_Paired_4hr_New_Supply | 2050 | 0 | 0 | 7.5114
PV_Paired_6hr_New_Supply | 2025 | 0 | 0 | 11.4768
PV_Paired_6hr_New_Supply | 2026 | 0 | 0 | 11.0573
PV_Paired_6hr_New_Supply | 2027 | 0 | 0 | 10.6633
PV_Paired_6hr_New_Supply | 2028 | 0 | 0 | 10.3075
PV_Paired_6hr_New_Supply | 2029 | 0 | 0 | 9.9897
PV_Paired_6hr_New_Supply | 2030 | 0 | 0 | 9.7101
PV_Paired_6hr_New_Supply | 2031 | 0 | 0 | 9.4559
PV_Paired_6hr_New_Supply | 2032 | 0 | 0 | 9.2399
PV_Paired_6hr_New_Supply | 2033 | 0 | 0 | 9.0492
PV_Paired_6hr_New_Supply | 2034 | 0 | 0 | 8.8713
PV_Paired_6hr_New_Supply | 2040 | 0 | 0 | 8.1468
PV_Paired_6hr_New_Supply | 2045 | 0 | 0 | 7.7783
PV_Paired_6hr_New_Supply | 2050 | 0 | 0 | 7.5114
PV_DER_Aggregater_Supply | 2025 | 0 | 0 | 15.0736
PV_DER_Aggregater_Supply | 2026 | 0 | 0 | 14.5144
PV_DER_Aggregater_Supply | 2027 | 0 | 0 | 14.006
PV_DER_Aggregater_Supply | 2028 | 0 | 0 | 13.5484
PV_DER_Aggregater_Supply | 2029 | 0 | 0 | 13.1163
PV_DER_Aggregater_Supply | 2030 | 0 | 0 | 12.7477
PV_DER_Aggregater_Supply | 2031 | 0 | 0 | 12.43
PV_DER_Aggregater_Supply | 2032 | 0 | 0 | 12.1377
PV_DER_Aggregater_Supply | 2033 | 0 | 0 | 11.8835
PV_DER_Aggregater_Supply | 2034 | 0 | 0 | 11.6547
PV_DER_Aggregater_Supply | 2040 | 0 | 0 | 10.7015
PV_DER_Aggregater_Supply | 2045 | 0 | 0 | 10.2185
PV_DER_Aggregater_Supply | 2050 | 0 | 0 | 9.8754
BESS_Standalone_New | 2025 | 0 | 0 | 17.6717
BESS_Standalone_New | 2026 | 0 | 0 | 17.3653
BESS_Standalone_New | 2027 | 0 | 0 | 17.095
BESS_Standalone_New | 2028 | 0 | 0 | 16.8328
BESS_Standalone_New | 2029 | 0 | 0 | 16.5845
BESS_Standalone_New | 2030 | 0 | 0 | 16.3424
BESS_Standalone_New | 2031 | 0 | 0 | 16.1232
BESS_Standalone_New | 2032 | 0 | 0 | 15.9276
BESS_Standalone_New | 2033 | 0 | 0 | 15.7489
BESS_Standalone_New | 2034 | 0 | 0 | 15.581
BESS_Standalone_New | 2040 | 0 | 0 | 14.7408
BESS_Standalone_New | 2045 | 0 | 0 | 14.244
BESS_Standalone_New | 2050 | 0 | 0 | 13.8038
Load_Build | 2025 | 0 | 0 | 0
Load_Build | 2026 | 0 | 0 | 0
Load_Build | 2027 | 0 | 0 | 0
Load_Build | 2028 | 0 | 0 | 0
Load_Build | 2029 | 0 | 0 | 0
Load_Build | 2030 | 0 | 0 | 0
Load_Build | 2031 | 0 | 0 | 0
Load_Build | 2032 | 0 | 0 | 0
Load_Build | 2033 | 0 | 0 | 0
Load_Build | 2034 | 0 | 0 | 0
Load_Build | 2040 | 0 | 0 | 0
Load_Build | 2045 | 0 | 0 | 0
Load_Build | 2050 | 0 | 0 | 0
PV_Paired_4hr_New_Battery | 2025 | 0 | 0 | 14.1373
PV_Paired_4hr_New_Battery | 2026 | 0 | 0 | 13.8922
PV_Paired_4hr_New_Battery | 2027 | 0 | 0 | 13.676
PV_Paired_4hr_New_Battery | 2028 | 0 | 0 | 13.4662
PV_Paired_4hr_New_Battery | 2029 | 0 | 0 | 13.2676
PV_Paired_4hr_New_Battery | 2030 | 0 | 0 | 13.074
PV_Paired_4hr_New_Battery | 2031 | 0 | 0 | 12.8985
PV_Paired_4hr_New_Battery | 2032 | 0 | 0 | 12.7421
PV_Paired_4hr_New_Battery | 2033 | 0 | 0 | 12.5991
PV_Paired_4hr_New_Battery | 2034 | 0 | 0 | 12.4648
PV_Paired_4hr_New_Battery | 2040 | 0 | 0 | 11.7927
PV_Paired_4hr_New_Battery | 2045 | 0 | 0 | 11.3952
PV_Paired_4hr_New_Battery | 2050 | 0 | 0 | 11.0431
PV_Paired_6hr_New_Battery | 2025 | 0 | 0 | 14.1373
PV_Paired_6hr_New_Battery | 2026 | 0 | 0 | 13.8922
PV_Paired_6hr_New_Battery | 2027 | 0 | 0 | 13.676
PV_Paired_6hr_New_Battery | 2028 | 0 | 0 | 13.4662
PV_Paired_6hr_New_Battery | 2029 | 0 | 0 | 13.2676
PV_Paired_6hr_New_Battery | 2030 | 0 | 0 | 13.074
PV_Paired_6hr_New_Battery | 2031 | 0 | 0 | 12.8985
PV_Paired_6hr_New_Battery | 2032 | 0 | 0 | 12.7421
PV_Paired_6hr_New_Battery | 2033 | 0 | 0 | 12.5991
PV_Paired_6hr_New_Battery | 2034 | 0 | 0 | 12.4648
PV_Paired_6hr_New_Battery | 2040 | 0 | 0 | 11.7927
PV_Paired_6hr_New_Battery | 2045 | 0 | 0 | 11.3952
PV_Paired_6hr_New_Battery | 2050 | 0 | 0 | 11.0431
PV_DER_Aggregater_Battery | 2025 | 0 | 0 | 14.1373
PV_DER_Aggregater_Battery | 2026 | 0 | 0 | 13.8922
PV_DER_Aggregater_Battery | 2027 | 0 | 0 | 13.676
PV_DER_Aggregater_Battery | 2028 | 0 | 0 | 13.4662
PV_DER_Aggregater_Battery | 2029 | 0 | 0 | 13.2676
PV_DER_Aggregater_Battery | 2030 | 0 | 0 | 13.074
PV_DER_Aggregater_Battery | 2031 | 0 | 0 | 12.8985
PV_DER_Aggregater_Battery | 2032 | 0 | 0 | 12.7421
PV_DER_Aggregater_Battery | 2033 | 0 | 0 | 12.5991
PV_DER_Aggregater_Battery | 2034 | 0 | 0 | 12.4648
PV_DER_Aggregater_Battery | 2040 | 0 | 0 | 11.7927
PV_DER_Aggregater_Battery | 2045 | 0 | 0 | 11.3952
PV_DER_Aggregater_Battery | 2050 | 0 | 0 | 11.0431
Load_Reduce | 2025 | 0 | 0 | 0
Load_Reduce | 2026 | 0 | 0 | 0
Load_Reduce | 2027 | 0 | 0 | 0
Load_Reduce | 2028 | 0 | 0 | 0
Load_Reduce | 2029 | 0 | 0 | 0
Load_Reduce | 2030 | 0 | 0 | 0
Load_Reduce | 2031 | 0 | 0 | 0
Load_Reduce | 2032 | 0 | 0 | 0
Load_Reduce | 2033 | 0 | 0 | 0
Load_Reduce | 2034 | 0 | 0 | 0
Load_Reduce | 2040 | 0 | 0 | 0
Load_Reduce | 2045 | 0 | 0 | 0
Load_Reduce | 2050 | 0 | 0 | 0

## planned_storage_energy_capacity
Planned Storage Energy Capacity |  |  |  | Index
storage_resource | period | planned_storage_energy_capacity_mwh | planned_storage_energy_capacity_fixed_o_and_m_dollars_per_kwh_yr
BESS_Standalone_New | 2025 | 0 | 0
BESS_Standalone_New | 2026 | 0 | 0
BESS_Standalone_New | 2027 | 0 | 0
BESS_Standalone_New | 2028 | 0 | 0
BESS_Standalone_New | 2029 | 0 | 0
BESS_Standalone_New | 2030 | 0 | 0
BESS_Standalone_New | 2031 | 0 | 0
BESS_Standalone_New | 2032 | 0 | 0
BESS_Standalone_New | 2033 | 0 | 0
BESS_Standalone_New | 2034 | 0 | 0
BESS_Standalone_New | 2040 | 0 | 0
BESS_Standalone_New | 2045 | 0 | 0
BESS_Standalone_New | 2050 | 0 | 0
Load_Build | 2025 | 0 | 0
Load_Build | 2026 | 0 | 0
Load_Build | 2027 | 0 | 0
Load_Build | 2028 | 0 | 0
Load_Build | 2029 | 0 | 0
Load_Build | 2030 | 0 | 0
Load_Build | 2031 | 0 | 0
Load_Build | 2032 | 0 | 0
Load_Build | 2033 | 0 | 0
Load_Build | 2034 | 0 | 0
Load_Build | 2040 | 0 | 0
Load_Build | 2045 | 0 | 0
Load_Build | 2050 | 0 | 0
PV_Paired_4hr_New_Battery | 2025 | 0 | 0
PV_Paired_4hr_New_Battery | 2026 | 0 | 0
PV_Paired_4hr_New_Battery | 2027 | 0 | 0
PV_Paired_4hr_New_Battery | 2028 | 0 | 0
PV_Paired_4hr_New_Battery | 2029 | 0 | 0
PV_Paired_4hr_New_Battery | 2030 | 0 | 0
PV_Paired_4hr_New_Battery | 2031 | 0 | 0
PV_Paired_4hr_New_Battery | 2032 | 0 | 0
PV_Paired_4hr_New_Battery | 2033 | 0 | 0
PV_Paired_4hr_New_Battery | 2034 | 0 | 0
PV_Paired_4hr_New_Battery | 2040 | 0 | 0
PV_Paired_4hr_New_Battery | 2045 | 0 | 0
PV_Paired_4hr_New_Battery | 2050 | 0 | 0
PV_Paired_6hr_New_Battery | 2025 | 0 | 0
PV_Paired_6hr_New_Battery | 2026 | 0 | 0
PV_Paired_6hr_New_Battery | 2027 | 0 | 0
PV_Paired_6hr_New_Battery | 2028 | 0 | 0
PV_Paired_6hr_New_Battery | 2029 | 0 | 0
PV_Paired_6hr_New_Battery | 2030 | 0 | 0
PV_Paired_6hr_New_Battery | 2031 | 0 | 0
PV_Paired_6hr_New_Battery | 2032 | 0 | 0
PV_Paired_6hr_New_Battery | 2033 | 0 | 0
PV_Paired_6hr_New_Battery | 2034 | 0 | 0
PV_Paired_6hr_New_Battery | 2040 | 0 | 0
PV_Paired_6hr_New_Battery | 2045 | 0 | 0
PV_Paired_6hr_New_Battery | 2050 | 0 | 0
PV_DER_Aggregater_Battery | 2025 | 0 | 0
PV_DER_Aggregater_Battery | 2026 | 0 | 0
PV_DER_Aggregater_Battery | 2027 | 0 | 0
PV_DER_Aggregater_Battery | 2028 | 0 | 0
PV_DER_Aggregater_Battery | 2029 | 0 | 0
PV_DER_Aggregater_Battery | 2030 | 0 | 0
PV_DER_Aggregater_Battery | 2031 | 0 | 0
PV_DER_Aggregater_Battery | 2032 | 0 | 0
PV_DER_Aggregater_Battery | 2033 | 0 | 0
PV_DER_Aggregater_Battery | 2034 | 0 | 0
PV_DER_Aggregater_Battery | 2040 | 0 | 0
PV_DER_Aggregater_Battery | 2045 | 0 | 0
PV_DER_Aggregater_Battery | 2050 | 0 | 0

## renewable_targets
Renewable Targets | [5 empty] | Index
period | non_modeled_rps_resources_mwh | pipeline_biogas_available_mmbtu_per_year | incremental_pipeline_biogas_cost_per_mmbtu | retail_sales_mwh | RPS_as_fractions_of_retail_sales
2025 | 336.766 | 0 | 11.3796 | 37689.9674 | 0.3
2026 | 424.101 | 0 | 10.9491 | 37837.0138 | 0.3
2027 | 457.93 | 0 | 10.4955 | 38065.1884 | 0.3
2028 | 490.973 | 0 | 10.3522 | 38429.5992 | 0.3
2029 | 534.378 | 0 | 10.0159 | 38467.5383 | 0.3
2030 | 636.689 | 0 | 10.2369 | 38504.5029 | 0.4
2031 | 727.754 | 0 | 10.628 | 38546.2643 | 0.4
2032 | 782.453 | 0 | 10.2906 | 38733.0104 | 0.4
2033 | 828.162 | 0 | 10.0747 | 38705.2788 | 0.4
2034 | 855.143 | 0 | 10.0085 | 38848.9489 | 0.4
2040 | 1216.495 | 0 | 9.4532 | 39667.0131 | 0.7
2045 | 1509.675 | 90000 | 8.544 | 40350.5151 | 1
2050 | 1772.6401 | 90000 | 7.6796 | 41327.4033 | 1

## reserve_resources
Reserve Resources | [5 empty] | Index
resource | can_provide_lf_reserves | contributes_to_freq_resp_total | thermal_freq_response_fraction_of_commitment | can_provide_inertia | inertia_response_multiplier_of_commitment
LL1 | 0 | 0 | 0 | FALSE | 0
LL2 | 0 | 0 | 0 | FALSE | 0
LL3 | 0 | 0 | 0 | FALSE | 0
LL4 | 0 | 0 | 0 | FALSE | 0
LL5 | 0 | 0 | 0 | FALSE | 0
LL6 | 0 | 0 | 0 | FALSE | 0
LL7 | 1 | 0 | 0 | FALSE | 0
LL8 | 1 | 0 | 0 | FALSE | 0
CHP | 1 | 0 | 0 | FALSE | 0
9MW_ICE_New | 1 | 0 | 0 | TRUE | 1.3229
Sync_Condenser | 0 | 0 | 0 | TRUE | 3
FFR | 0 | 1 | 1 | FALSE | 0
LL7_MR | 1 | 0 | 0 | FALSE | 0
LL8_MR | 1 | 0 | 0 | FALSE | 0
BESS_Standalone_New | 1 | 1 | 1 | FALSE | 0
PV_Paired_4hr_New_Battery | 1 | 1 | 1 | FALSE | 0
PV_Paired_6hr_New_Battery | 1 | 1 | 1 | FALSE | 0
PV_DER_Aggregater_Battery | 1 | 1 | 1 | FALSE | 0

## resource_storage_paired
Resource Storage Paired |  |  |  | Index
paired_storage_resource | paired_supply_resource | enforce_pairing_ratio | pairing_ratio
PV_Paired_4hr_New_Battery | PV_Paired_4hr_New_Supply | TRUE | 1
PV_Paired_6hr_New_Battery | PV_Paired_6hr_New_Supply | TRUE | 1
PV_DER_Aggregater_Battery | PV_DER_Aggregater_Supply | TRUE | 1

## resource_variable_renewable
Resource Variable Renewable |  | Index
resource | curtailable
LSR_PV | FALSE
PV_New | TRUE
Wind_New | TRUE
PV_Paired_4hr_New_Supply | TRUE
PV_Paired_6hr_New_Supply | TRUE
PV_DER_Aggregater_Supply | TRUE

## resources
Resources | [6 empty] | Index
resource | technology | zone | rps_eligible | can_build_new | capacity_limited | can_retire
LL1 | LL1 | Lanai | 0 | 0 | 0 | 1
LL2 | LL2 | Lanai | 0 | 0 | 0 | 1
LL3 | LL3 | Lanai | 0 | 0 | 0 | 1
LL4 | LL4 | Lanai | 0 | 0 | 0 | 1
LL5 | LL5 | Lanai | 0 | 0 | 0 | 1
LL6 | LL6 | Lanai | 0 | 0 | 0 | 1
LL7 | LL7 | Lanai | 0 | 0 | 0 | 1
LL8 | LL8 | Lanai | 0 | 0 | 0 | 1
CHP | CHP | Lanai | 0 | 0 | 0 | 0
9MW_ICE_New | 9MW_ICE_New | Lanai | 0 | 1 | 1 | 0
Sync_Condenser | Sync_Condenser | Lanai | 0 | 0 | 0 | 0
FFR | FFR | Lanai | 0 | 0 | 0 | 0
LL7_MR | LL7_MR | Lanai | 0 | 0 | 0 | 0
LL8_MR | LL8_MR | Lanai | 0 | 0 | 0 | 0
LSR_PV | LSR_PV | Lanai | 1 | 0 | 0 | 0
PV_New | PV | Lanai | 1 | 1 | 1 | 0
Wind_New | Wind_New | Lanai | 1 | 1 | 1 | 0
PV_Paired_4hr_New_Supply | PV_Paired_4hr_New_Supply | Lanai | 1 | 1 | 1 | 0
PV_Paired_6hr_New_Supply | PV_Paired_6hr_New_Supply | Lanai | 1 | 1 | 1 | 0
PV_DER_Aggregater_Supply | PV_Paired_2hr_Supply | Lanai | 1 | 1 | 1 | 0
BESS_Standalone_New | BESS_Standalone_New | Lanai | 0 | 1 | 1 | 0
Load_Build | Load_Build | Lanai | 0 | 0 | 0 | 0
PV_Paired_4hr_New_Battery | PV_Paired_4hr_New_Battery | Lanai | 0 | 1 | 1 | 0
PV_Paired_6hr_New_Battery | PV_Paired_6hr_New_Battery | Lanai | 0 | 1 | 1 | 0
PV_DER_Aggregater_Battery | PV_Paired_2hr_Battery | Lanai | 0 | 1 | 1 | 0
Load_Reduce | Load_Reduce | Lanai | 0 | 0 | 0 | 0

## simultaneous_flow_limits
Simulatneous Flow Limits |  |  | Index
simultaneous_flow_group | period | simultaneous_flow_limit_mw
Proxy_constraint | 2025 | 0
Proxy_constraint | 2026 | 0
Proxy_constraint | 2027 | 0
Proxy_constraint | 2028 | 0
Proxy_constraint | 2029 | 0
Proxy_constraint | 2030 | 0
Proxy_constraint | 2031 | 0
Proxy_constraint | 2032 | 0
Proxy_constraint | 2033 | 0
Proxy_constraint | 2034 | 0
Proxy_constraint | 2040 | 0
Proxy_constraint | 2045 | 0
Proxy_constraint | 2050 | 0

## system_params
System Params | [8 empty] | Index
unserved_energy_penalty | overgen_penalty | upward_reserve_violation_penalty | downward_reserve_violation_penalty | lf_reserve_dispatch_fraction | var_rnw_available_for_reserves | max_var_rnw_reserves | require_overbuild | enforce_ghg_targets | count_storage_losses_as_rps_curtailment | allow_unserved_energy
50000 | 50000 | 10000 | 10000 | 0.2 | 1 | 1 | TRUE | TRUE | TRUE | TRUE

## tech_dispatchable_params
Tech Dispatchable Params | [8 empty] | Index
technology | min_stable_level_fraction | ramp_rate_fraction | min_down_time_hours | min_up_time_hours | unit_size_mw | startup_cost_per_mw | shutdown_cost_per_mw | start_fuel_mmbtu_per_mw
LL1 | 0.5 | 1 | 1 | 1 | 1 | 0.001 | 0.001 | 0
LL2 | 0.5 | 1 | 1 | 1 | 1 | 0.001 | 0.001 | 0
LL3 | 0.5 | 1 | 1 | 1 | 1 | 0.001 | 0.001 | 0
LL4 | 0.5 | 1 | 1 | 1 | 1 | 0.001 | 0.001 | 0
LL5 | 0.5 | 1 | 1 | 1 | 1 | 0.001 | 0.001 | 0
LL6 | 0.5 | 1 | 1 | 1 | 1 | 0.001 | 0.001 | 0
LL7 | 0.13636 | 1 | 1 | 1 | 2.2 | 0.001 | 0.001 | 0
LL8 | 0.13636 | 1 | 1 | 1 | 2.2 | 0.001 | 0.001 | 0
9MW_ICE_New | 0.48649 | 12.2359 | 1 | 1 | 8.14 | 0.001 | 0.001 | 0.15356
Sync_Condenser | 0 | 1 | 1 | 1 | 3 | 0.001 | 0.001 | 0

## tech_storage_params
Tech Storage Params |  |  |  |  | Index
storage_technology | charging_efficiency | discharging_efficiency | duration_h | duration_type
BESS_Standalone_New | 0.94 | 0.94 | 1 | minimum-duration
Load_Build | 0.94 | 0.0001 | 1 | fixed-duration
PV_Paired_4hr_New_Battery | 0.94 | 0.94 | 4 | fixed-duration
PV_Paired_6hr_New_Battery | 0.94 | 0.94 | 6 | fixed-duration
PV_Paired_2hr_Battery | 0.94 | 0.94 | 2 | fixed-duration

## tech_thermal_params
Tech Thermal Params |  |  |  | Index
technology | fuel | fuel_burn_slope_mmbtu_per_mwh | fuel_burn_intercept_mmbtu_per_hr
LL1 | ULSD | 9.5762 | 0.93985
LL2 | ULSD | 10.1821 | 0.82965
LL3 | ULSD | 9.2591 | 1.4016
LL4 | ULSD | 9.0765 | 1.483
LL5 | ULSD | 9.5229 | 1.1231
LL6 | ULSD | 9.1609 | 1.255
LL7 | ULSD | 8.4038 | 2.688
LL8 | ULSD | 8.1227 | 2.694
CHP | ULSD | 9.446 | 0
9MW_ICE_New | Biodiesel | 7.5385 | 6.6089
Sync_Condenser | Free | 0 | 0
LL7_MR | ULSD | 8.4038 | 2.688
LL8_MR | ULSD | 8.1227 | 2.694

## technologies
Technologies | [14 empty] | Index
technology | thermal | dispatchable | must_run | variable | storage | hydro | variable_cost_dollars_per_mwh | firm_capacity | conventional_dr | hydrogen_electrolysis | electric_vehicle | energy_efficiency | flexible_load | synchronous_condenser
LL1 | 1 | 1 | 0 | 0 | 0 | 0 | 15.9008 | 1 | 0 | 0 | 0 | 0 | 0 | 0
LL2 | 1 | 1 | 0 | 0 | 0 | 0 | 31.341 | 1 | 0 | 0 | 0 | 0 | 0 | 0
LL3 | 1 | 1 | 0 | 0 | 0 | 0 | 18.849 | 1 | 0 | 0 | 0 | 0 | 0 | 0
LL4 | 1 | 1 | 0 | 0 | 0 | 0 | 21.6096 | 1 | 0 | 0 | 0 | 0 | 0 | 0
LL5 | 1 | 1 | 0 | 0 | 0 | 0 | 23.6754 | 1 | 0 | 0 | 0 | 0 | 0 | 0
LL6 | 1 | 1 | 0 | 0 | 0 | 0 | 18.9113 | 1 | 0 | 0 | 0 | 0 | 0 | 0
LL7 | 1 | 1 | 0 | 0 | 0 | 0 | 21.7786 | 1 | 0 | 0 | 0 | 0 | 0 | 0
LL8 | 1 | 1 | 0 | 0 | 0 | 0 | 25.377 | 1 | 0 | 0 | 0 | 0 | 0 | 0
CHP | 1 | 0 | 1 | 0 | 0 | 0 | 22.4694 | 1 | 0 | 0 | 0 | 0 | 0 | 0
LSR_PV | 0 | 0 | 0 | 1 | 0 | 0 | 0 | 0 | 0 | 0 | 0 | 0 | 0 | 0
PV | 0 | 0 | 0 | 1 | 0 | 0 | 0 | 0 | 0 | 0 | 0 | 0 | 0 | 0
Wind_New | 0 | 0 | 0 | 1 | 0 | 0 | 0 | 0 | 0 | 0 | 0 | 0 | 0 | 0
BESS_Standalone_New | 0 | 0 | 0 | 0 | 1 | 0 | 0 | 0 | 0 | 0 | 0 | 0 | 0 | 0
9MW_ICE_New | 1 | 1 | 0 | 0 | 0 | 0 | 29.3422 | 1 | 0 | 0 | 0 | 0 | 0 | 0
Sync_Condenser | 1 | 1 | 0 | 0 | 0 | 0 | 0 | 1 | 0 | 0 | 0 | 0 | 0 | 1
FFR | 0 | 0 | 0 | 0 | 0 | 0 | 0 | 1 | 0 | 0 | 0 | 0 | 0 | 0
Load_Reduce | 0 | 0 | 0 | 0 | 0 | 0 | 0 | 1 | 1 | 0 | 0 | 0 | 0 | 0
Load_Build | 0 | 0 | 0 | 0 | 1 | 0 | 0 | 0 | 0 | 0 | 0 | 0 | 0 | 0
LL7_MR | 1 | 0 | 1 | 0 | 0 | 0 | 21.7786 | 1 | 0 | 0 | 0 | 0 | 0 | 0
LL8_MR | 1 | 0 | 1 | 0 | 0 | 0 | 25.377 | 1 | 0 | 0 | 0 | 0 | 0 | 0
PV_Paired_4hr_New_Supply | 0 | 0 | 0 | 1 | 0 | 0 | 0 | 0 | 0 | 0 | 0 | 0 | 0 | 0
PV_Paired_6hr_New_Supply | 0 | 0 | 0 | 1 | 0 | 0 | 0 | 0 | 0 | 0 | 0 | 0 | 0 | 0
PV_Paired_2hr_Supply | 0 | 0 | 0 | 1 | 0 | 0 | 0 | 0 | 0 | 0 | 0 | 0 | 0 | 0
PV_Paired_4hr_New_Battery | 0 | 0 | 0 | 0 | 1 | 0 | 0 | 0 | 0 | 0 | 0 | 0 | 0 | 0
PV_Paired_6hr_New_Battery | 0 | 0 | 0 | 0 | 1 | 0 | 0 | 0 | 0 | 0 | 0 | 0 | 0 | 0
PV_Paired_2hr_Battery | 0 | 0 | 0 | 0 | 1 | 0 | 0 | 0 | 0 | 0 | 0 | 0 | 0 | 0

## transmission_lines
Transmission Lines |  |  |  |  | Index
transmission_line | transmission_from | transmission_to | min_flow | max_flow
LA_to_PROXY | Lanai | Proxy | 0 | 0

## zones
Zones |  |  |  | Index
zone | include_in_rps_target | include_in_load_following | include_in_ghg_target
Lanai | 1 | 1 | 1
Proxy | 0 | 0 | 0

## Technologies Calc
Technologies tab calculations | [13 empty] | Index
Generator Name | Cap1 (Min.) | Cap4 (Max.) | Load Point 1 | Load Point 2 | Load Point 3 | Net Heat Rate 1 | Net Heat Rate 2 | Net Heat Rate 3 | Fuel Burn at Min | Fuel Burn at Mid | Fuel Burn at Max | slope | intercept | A | B | C
| (Net MW) | (Net MW) | (MW) | (MW) | (MW) | (btu/kwh) | (btu/kwh) | (btu/kwh) | mmbtu | mmbtu | mmbtu | mmbtu/mw |  | mmbtu/hr | mmbtu/hr-mw | mmbtu/hr-mw^2
LL1 | 0.5 | 1 | 0.5 | 0.72 | 1 | 11455.95 | 10717.0311 | 10516.1 | 5.728 | 7.7163 | 10.5161 | 9.5763 | 0.93985 | 1.9016 | 6.691 | 1.9235
LL2 | 0.5 | 1 | 0.5 | 0.72 | 1 | 11841.35 | 11150.2689 | 11011.7 | 5.9207 | 8.0282 | 11.0117 | 10.182 | 0.82965 | 1.9054 | 6.9548 | 2.1515
LL3 | 0.5 | 1 | 0.5 | 0.72 | 1 | 12062.3 | 11280.3711 | 10660.7 | 6.0312 | 8.1219 | 10.6607 | 9.2591 | 1.4016 | 0.9656 | 10.5671 | -0.872
LL4 | 0.5 | 1 | 0.5 | 0.72 | 1 | 12042.65 | 11277.5682 | 10559.6 | 6.0213 | 8.1198 | 10.5596 | 9.0765 | 1.4831 | 0.6577 | 11.5526 | -1.6507
LL5 | 0.5 | 1 | 0.5 | 0.72 | 1 | 11769.1 | 11053.9802 | 10646 | 5.8845 | 7.9589 | 10.646 | 9.5229 | 1.1231 | 1.2913 | 9.0183 | 0.3364
LL6 | 0.5 | 1 | 0.5 | 0.72 | 1 | 11670.9 | 10959.5324 | 10415.9 | 5.8355 | 7.8909 | 10.4159 | 9.1609 | 1.255 | 0.9302 | 10.1353 | -0.6496
LL7 | 0.8 | 2.2 | 0.5 | 1.39 | 2.2 | 13779.9 | 9994.0154 | 9625.6564 | 6.8899 | 13.8917 | 21.1764 | 8.4038 | 2.688 | 3.4169 | 6.6148 | 0.6626
LL8 | 0.8 | 2.2 | 0.5 | 1.39 | 2.2 | 13510.55 | 9868.59 | 9347.1727 | 6.7553 | 13.7173 | 20.5638 | 8.1227 | 2.6939 | 3.1015 | 7.1223 | 0.3705
CHP | 0.83 | 0.83 |  |  |  | 9446 | [5 empty] | 9.446 |  |  | 11.3807
9MW_ICE_New | 3.96 | 8.14 | [6 empty] | 36.4612 |  | 67.9719 | 7.5385 | 6.6089 | 8.5503 | 6.8097 | 0.06023